Stairway0 | Stairway0 | [5 empty] | n | [14 empty] | 0 |  | 8484 |  |  | 0 |  | 8484 | [11 empty] | 0 | 0 | 0 | 0 |  | 0 | 0 |  | 0 |  | 0 | 0 | [10 empty] | #N/A | #N/A | 0 | 0 |  | 0 | 0 |  | 0 | 0 | #N/A | 0
Stairway | Stairway0 | [5 empty] | n | [19 empty] | 0 |  | 8484 | [33 empty] | #N/A | #N/A | 0 | 0 |  | 0 | 0 |  | 0 | 0 | #N/A | 0
Lobby | Lobby | [5 empty] | n | [12 empty] | Lobby | 1.3 |  |  | 13792 | Lobby | 0.8928 |  |  | 13792
Lobby534-2 | Lobby523 | [5 empty] | n | [12 empty] | replacement costs are for lamps |  | 534-2 |  | 13792 |  |  | 523 |  | 13792 |  | 3.4171 | 47128.2336 |  | 0.49078 | 6768.8546 |  | 29213.3538 |  |  | 83110.4419 | 9.8847 | 10 | 0.030124 | 415.4726 |  | 0.046361 | 639.4086 |  | 958.6917 |  | 2013.5729 | 2037.0645 | #N/A | #N/A |  | #N/A | #N/A |  | #N/A |  |  | #N/A | #N/A | #N/A | #N/A | #N/A |  | #N/A | #N/A |  | #N/A | #N/A | #N/A | #N/A
Lobby523 | Lobby521 | [5 empty] | n | [14 empty] | 523 |  | 13792 |  |  | 521 |  | 13792 |  | 5.6848 | 78405.0837 |  | 0.98424 | 13574.6115 |  | 50834.6508 |  |  | 142814.346 | 4.6678 | 5 | 0.59394 | 8191.5759 |  | 0.049382 | 681.071 |  | 5897.7787 |  | 14770.4257 | 15821.7324 | #N/A | #N/A |  | #N/A | #N/A |  | #N/A |  |  | #N/A | #N/A | #N/A | #N/A | #N/A |  | #N/A | #N/A |  | #N/A | #N/A | #N/A | #N/A
Lobby521 | Lobby0 | [5 empty] | n | [14 empty] | 521 |  | 13792 |  |  | 0 |  | 13792 |  | 0.46685 | 6438.8635 |  | 0.14327 | 1975.9475 |  | 5006.1348 |  |  | 13420.9459 | 4.6678 | 5 | 0.043227 | 596.1911 |  | 0.014327 | 197.5948 |  | 590.657 |  | 1384.4428 | 1482.9826 | #N/A | #N/A |  | #N/A | #N/A |  | #N/A |  |  | #N/A | 0 | 0 | 0 | 0 |  | #N/A | #N/A |  | #N/A | #N/A | 0 | #N/A
Lobby | Lobby534-2 | [5 empty] | n | [19 empty] | 534-2 |  | 13792 | [23 empty] | #N/A | #N/A |  | #N/A | #N/A |  | #N/A |  |  | #N/A | #N/A | #N/A | #N/A | #N/A |  | #N/A | #N/A |  | #N/A | #N/A | #N/A | #N/A
Lobby534-2 | Lobby523 | [5 empty] | n | [12 empty] | ballast replacement |  | 534-2 |  | 13792 |  |  | 523 |  | 13792 | [11 empty] | 13.7287 | 14 | 0.26977 | 3720.65 |  | 0.52155 | 7193.2567 |  | 10185.1792 |  | 21099.0859 | 21516.0039 | [10 empty] | #N/A | #N/A | #N/A | #N/A |  | #N/A | #N/A |  | #N/A | #N/A | #N/A | 0
Lobby523 | Lobby521 | [5 empty] | n | [14 empty] | 523 |  | 13792 |  |  | 521 |  | 13792 | [11 empty] | 13.7287 | 14 | 0 | 0 |  | 0 | 0 |  | 0 |  | 0 | 0 | [10 empty] | #N/A | #N/A | #N/A | #N/A |  | #N/A | #N/A |  | #N/A | #N/A | #N/A | 0
Lobby521 | Lobby0 | [5 empty] | n | [14 empty] | 521 |  | 13792 |  |  | 0 |  | 13792 | [11 empty] | 13.7287 | 14 | 0.061753 | 851.7015 |  | 0.071634 | 987.9738 |  | 1613.3031 |  | 3452.9784 | 3521.2093 | [10 empty] | #N/A | #N/A | 0 | 0 |  | 0 | 0 |  | 0 | 0 | #N/A | 0
Lobby | Lobby534-2 | [5 empty] | n | [19 empty] | 534-2 |  | 13792 | [33 empty] | #N/A | #N/A | #N/A | #N/A |  | #N/A | #N/A |  | #N/A | #N/A | #N/A | 0
[18 empty] | Standalone_Retail_Interior Lighting LPD |  | Standalone Retail |  |  | 3613 |  | Standalone Retail |  |  | 3613 | [28 empty] | 0
Storage | Storage | [6 empty] | n | [11 empty] | Storage | 0.7752 |  |  | 4088 | Storage | 0.58716 |  |  | 4088 | [27 empty] | 0
Storage530 | Storage538 | [6 empty] | n | [11 empty] | replacement costs are for lamps |  | 530 |  | 4088 |  |  | 538 |  | 4088 |  | 1.243 | 5081.3558 |  | 1.2403 | 5070.4282 |  | 7340.586 |  |  | 17492.3699 | 9.8847 | 10 | 0.089549 | 366.0762 |  | 0.13782 | 563.3879 |  | 844.7108 |  | 1774.1749 | 1794.8736 | #N/A | #N/A |  | #N/A | #N/A |  | #N/A |  |  | #N/A | #N/A | #N/A | #N/A | #N/A |  | #N/A | #N/A |  | #N/A | #N/A | #N/A | #N/A
Storage553 | Storage0 | [6 empty] | n | [13 empty] | 0 |  | 4088 |  |  | 0 |  | 4088 |  | 0 | 0 |  | 0 | 0 |  | 0 |  |  | 0 | 0 | 0 | 0 | 0 |  | 0 | 0 |  | 0 |  | 0 | 0 | #N/A | #N/A |  | #N/A | #N/A |  | #N/A |  |  | #N/A | 0 | 0 | 0 | 0 |  | #N/A | #N/A |  | #N/A | #N/A | 0 | #N/A
Storage0 | Storage0 | [6 empty] | n | [13 empty] | 0 |  | 4088 |  |  | 0 |  | 4088 |  | 0 | 0 |  | 0 | 0 |  | 0 |  |  | 0 | 0 | 0 | 0 | 0 |  | 0 | 0 |  | 0 |  | 0 | 0 | #N/A | #N/A |  | #N/A | #N/A |  | #N/A |  |  | #N/A | 0 | 0 | 0 | 0 |  | #N/A | #N/A |  | #N/A | #N/A | 0 | #N/A
Storage | Storage0 | [6 empty] | n | [18 empty] | 0 |  | 4088 | [23 empty] | #N/A | #N/A |  | #N/A | #N/A |  | #N/A |  |  | #N/A | 0 | 0 | 0 | 0 |  | #N/A | #N/A |  | #N/A | #N/A | 0 | #N/A
Storage530 | Storage538 | [6 empty] | n | [11 empty] | ballast replacement |  | 530 |  | 4088 |  |  | 538 |  | 4088 | [11 empty] | 13.7287 | 14 | 0.48864 | 1997.5739 |  | 0.7752 | 3169.0176 |  | 4712.686 |  | 9879.2775 | 10074.492 | [10 empty] | #N/A | #N/A | #N/A | #N/A |  | #N/A | #N/A |  | #N/A | #N/A | #N/A | 0
Storage553 | Storage0 | [6 empty] | n | [13 empty] | 0 |  | 4088 |  |  | 0 |  | 4088 | [11 empty] | 0 | 0 | 0 | 0 |  | 0 | 0 |  | 0 |  | 0 | 0 | [10 empty] | #N/A | #N/A | 0 | 0 |  | 0 | 0 |  | 0 | 0 | #N/A | 0
Storage0 | Storage0 | [6 empty] | n | [13 empty] | 0 |  | 4088 |  |  | 0 |  | 4088 | [11 empty] | 0 | 0 | 0 | 0 |  | 0 | 0 |  | 0 |  | 0 | 0 | [10 empty] | #N/A | #N/A | 0 | 0 |  | 0 | 0 |  | 0 | 0 | #N/A | 0
Storage | Storage0 | [6 empty] | n | [18 empty] | 0 |  | 4088 | [33 empty] | #N/A | #N/A | 0 | 0 |  | 0 | 0 |  | 0 | 0 | #N/A | 0
Retail - Sales Area | Retail - Sales Area | [6 empty] | n | [11 empty] | Retail - Sales Area | 1.6473 |  |  | 20467 | Retail - Sales Area | 1.5658 |  |  | 20467 | [27 empty] | 0
Retail - Sales Area535 | Retail - Sales Area535 | [6 empty] | n | [11 empty] | replacement costs are for lamps |  | 535 |  | 20467 |  |  | 535 |  | 20467 |  | 5.9439 | 121653.9721 |  | 1.4876 | 30446.3016 |  | 87935.4302 |  |  | 240035.7039 | 9.8847 | 10 | 0.1074 | 2198.1705 |  | 0.16529 | 3382.9647 |  | 5072.2185 |  | 10653.3537 | 10777.6428 | #N/A | #N/A |  | #N/A | #N/A |  | #N/A |  |  | #N/A | #N/A | #N/A | #N/A | #N/A |  | #N/A | #N/A |  | #N/A | #N/A | #N/A | #N/A
Retail - Sales Area541 | Retail - Sales Area541 | [6 empty] | n | [13 empty] | 541 |  | 20467 |  |  | 541 |  | 20467 |  | 4.188 | 85714.8828 |  | 0.94588 | 19359.2804 |  | 59937.1545 |  |  | 165011.3176 | 3.5695 | 4 | 1.0886 | 22279.8615 |  | 0.25278 | 5173.6008 |  | 19662.5809 |  | 47116.0431 | 52798.9628 | #N/A | #N/A |  | #N/A | #N/A |  | #N/A |  |  | #N/A | #N/A | #N/A | #N/A | #N/A |  | #N/A | #N/A |  | #N/A | #N/A | #N/A | #N/A
Retail - Sales Area572 | Retail - Sales Area0 | [6 empty] | n | [13 empty] | 0 |  | 20467 |  |  | 0 |  | 20467 |  | 0 | 0 |  | 0 | 0 |  | 0 |  |  | 0 | 0 | 0 | 0 | 0 |  | 0 | 0 |  | 0 |  | 0 | 0 | #N/A | #N/A |  | #N/A | #N/A |  | #N/A |  |  | #N/A | 0 | 0 | 0 | 0 |  | #N/A | #N/A |  | #N/A | #N/A | 0 | #N/A
Retail - Sales Area | Retail - Sales Area537-1 | [6 empty] | n | [18 empty] | 537-1 |  | 20467 | [23 empty] | #N/A | #N/A |  | #N/A | #N/A |  | #N/A |  |  | #N/A | #N/A | #N/A | #N/A | #N/A |  | #N/A | #N/A |  | #N/A | #N/A | #N/A | #N/A
Retail - Sales Area535 | Retail - Sales Area535 | [6 empty] | n | [11 empty] | ballast replacement |  | 535 |  | 20467 |  |  | 535 |  | 20467 | [11 empty] | 13.7287 | 14 | 0.58606 | 11994.7929 |  | 0.92974 | 19028.9385 |  | 28298.1743 |  | 59321.9057 | 60494.1066 | [10 empty] | #N/A | #N/A | #N/A | #N/A |  | #N/A | #N/A |  | #N/A | #N/A | #N/A | 0
Retail - Sales Area541 | Retail - Sales Area541 | [6 empty] | n | [13 empty] | 541 |  | 20467 |  |  | 541 |  | 20467 | [11 empty] | 13.7287 | 14 | 1.9554 | 40020.3055 |  | 0.94588 | 19359.2804 |  | 46295.4026 |  | 105674.9884 | 107763.1262 | [10 empty] | #N/A | #N/A | #N/A | #N/A |  | #N/A | #N/A |  | #N/A | #N/A | #N/A | 0
Retail - Sales Area572 | Retail - Sales Area0 | [6 empty] | n | [13 empty] | 0 |  | 20467 |  |  | 0 |  | 20467 | [11 empty] | 0 | 0 | 0 | 0 |  | 0 | 0 |  | 0 |  | 0 | 0 | [10 empty] | #N/A | #N/A | 0 | 0 |  | 0 | 0 |  | 0 | 0 | #N/A | 0
Retail - Sales Area | Retail - Sales Area537-1 | [6 empty] | n | [18 empty] | 537-1 |  | 20467 | [33 empty] | #N/A | #N/A | #N/A | #N/A |  | #N/A | #N/A |  | #N/A | #N/A | #N/A | 0
Lobby | Lobby | [6 empty] | n | [11 empty] | Lobby | 1.2597 |  |  | 129 | Lobby | 0.8388 |  |  | 129 | [27 empty] | 0
Lobby534-2 | Lobby523 | [6 empty] | n | [11 empty] | replacement costs are for lamps |  | 534-2 |  | 129 |  |  | 523 |  | 129 |  | 3.3111 | 427.1372 |  | 0.47557 | 61.3481 |  | 264.7693 |  |  | 753.2547 | 9.8847 | 10 | 0.02919 | 3.7656 |  | 0.044924 | 5.7952 |  | 8.6889 |  | 18.2496 | 18.4625 | #N/A | #N/A |  | #N/A | #N/A |  | #N/A |  |  | #N/A | #N/A | #N/A | #N/A | #N/A |  | #N/A | #N/A |  | #N/A | #N/A | #N/A | #N/A
Lobby523 | Lobby521 | [6 empty] | n | [13 empty] | 523 |  | 129 |  |  | 521 |  | 129 |  | 5.5086 | 710.6086 |  | 0.95373 | 123.0307 |  | 460.7296 |  |  | 1294.3689 | 4.6678 | 5 | 0.57552 | 74.2427 |  | 0.047851 | 6.1727 |  | 53.4533 |  | 133.8688 | 143.3971 | #N/A | #N/A |  | #N/A | #N/A |  | #N/A |  |  | #N/A | #N/A | #N/A | #N/A | #N/A |  | #N/A | #N/A |  | #N/A | #N/A | #N/A | #N/A
Lobby521 | Lobby0 | [6 empty] | n | [13 empty] | 521 |  | 129 |  |  | 0 |  | 129 |  | 0.45238 | 58.3573 |  | 0.13883 | 17.9086 |  | 45.3721 |  |  | 121.638 | 4.6678 | 5 | 0.041887 | 5.4035 |  | 0.013883 | 1.7909 |  | 5.3533 |  | 12.5476 | 13.4407 | #N/A | #N/A |  | #N/A | #N/A |  | #N/A |  |  | #N/A | 0 | 0 | 0 | 0 |  | #N/A | #N/A |  | #N/A | #N/A | 0 | #N/A
Lobby | Lobby534-2 | [6 empty] | n | [18 empty] | 534-2 |  | 129 | [23 empty] | #N/A | #N/A |  | #N/A | #N/A |  | #N/A |  |  | #N/A | #N/A | #N/A | #N/A | #N/A |  | #N/A | #N/A |  | #N/A | #N/A | #N/A | #N/A
Lobby534-2 | Lobby523 | [6 empty] | n | [11 empty] | ballast replacement |  | 534-2 |  | 129 |  |  | 523 |  | 129 | [11 empty] | 13.7287 | 14 | 0.26141 | 33.7214 |  | 0.50538 | 65.1946 |  | 92.3113 |  | 191.2273 | 195.0059 | [10 empty] | #N/A | #N/A | #N/A | #N/A |  | #N/A | #N/A |  | #N/A | #N/A | #N/A | 0
Lobby523 | Lobby521 | [6 empty] | n | [13 empty] | 523 |  | 129 |  |  | 521 |  | 129 | [11 empty] | 13.7287 | 14 | 0 | 0 |  | 0 | 0 |  | 0 |  | 0 | 0 | [10 empty] | #N/A | #N/A | #N/A | #N/A |  | #N/A | #N/A |  | #N/A | #N/A | #N/A | 0
Lobby521 | Lobby0 | [6 empty] | n | [13 empty] | 521 |  | 129 |  |  | 0 |  | 129 | [11 empty] | 13.7287 | 14 | 0.059839 | 7.7192 |  | 0.069413 | 8.9543 |  | 14.6218 |  | 31.2954 | 31.9138 | [10 empty] | #N/A | #N/A | 0 | 0 |  | 0 | 0 |  | 0 | 0 | #N/A | 0
Lobby | Lobby534-2 | [6 empty] | n | [18 empty] | 534-2 |  | 129 | [33 empty] | #N/A | #N/A | #N/A | #N/A |  | #N/A | #N/A |  | #N/A | #N/A | #N/A | 0
0
[18 empty] | Primary_School_Interior Lighting LPD |  | Primary School |  |  | 3774 |  | Primary School |  |  | 3774 | [28 empty] | 0
Restrooms | Restrooms | [7 empty] | n | [10 empty] | Restrooms | 0.9099 |  |  | 2044 | Restrooms | 0.9212 |  |  | 2044 | [27 empty] | 0
Restrooms521 | Restrooms604 | [7 empty] | n | [10 empty] | replacement costs are for lamps |  | 521 |  | 2044 |  |  | 604 |  | 2044 |  | 2.2539 | 4606.9674 |  | 0.69167 | 1413.7783 |  | 3581.8587 |  |  | 9602.6044 | 4.6678 | 5 | 0.20869 | 426.5711 |  | 0.069167 | 141.3778 |  | 422.6115 |  | 990.5604 | 1061.065 | #N/A | #N/A |  | #N/A | #N/A |  | #N/A |  |  | #N/A | #N/A | #N/A | #N/A | #N/A |  | #N/A | #N/A |  | #N/A | #N/A | #N/A | #N/A
Restrooms537-1 | Restrooms520 | [7 empty] | n | [12 empty] | 537-1 |  | 2044 |  |  | 520 |  | 2044 |  | 3.8498 | 7869.0187 |  | 0.68916 | 1408.6515 |  | 5146.6079 |  |  | 14424.2781 | 9.8847 | 10 | 0.039805 | 81.3618 |  | 0.06126 | 125.215 |  | 187.7401 |  | 394.3169 | 398.9172 | #N/A | #N/A |  | #N/A | #N/A |  | #N/A |  |  | #N/A | #N/A | #N/A | #N/A | #N/A |  | #N/A | #N/A |  | #N/A | #N/A | #N/A | #N/A
Restrooms524 | Restrooms0 | [7 empty] | n | [12 empty] | 524 |  | 2044 |  |  | 0 |  | 2044 |  | 0.3127 | 639.1684 |  | 0.20226 | 413.4244 |  | 706.7241 |  |  | 1759.3168 | 2.7457 | 3 | 0.1095 | 223.8194 |  | 0.020226 | 41.3424 |  | 185.9348 |  | 451.0967 | 492.8682 | #N/A | #N/A |  | #N/A | #N/A |  | #N/A |  |  | #N/A | 0 | 0 | 0 | 0 |  | #N/A | #N/A |  | #N/A | #N/A | 0 | #N/A
Restrooms | Restrooms534-2 | [7 empty] | n | [17 empty] | 534-2 |  | 2044 | [23 empty] | #N/A | #N/A |  | #N/A | #N/A |  | #N/A |  |  | #N/A | #N/A | #N/A | #N/A | #N/A |  | #N/A | #N/A |  | #N/A | #N/A | #N/A | #N/A
Restrooms521 | Restrooms604 | [7 empty] | n | [10 empty] | ballast replacement |  | 521 |  | 2044 |  |  | 604 |  | 2044 | [11 empty] | 13.7287 | 14 | 0.29813 | 609.3872 |  | 0.34584 | 706.8892 |  | 1154.3085 |  | 2470.5849 | 2519.4036 | [10 empty] | #N/A | #N/A | #N/A | #N/A |  | #N/A | #N/A |  | #N/A | #N/A | #N/A | 0
Restrooms537-1 | Restrooms520 | [7 empty] | n | [12 empty] | 537-1 |  | 2044 |  |  | 520 |  | 2044 | [11 empty] | 13.7287 | 14 | 0.35646 | 728.6128 |  | 0.68916 | 1408.6515 |  | 1994.558 |  | 4131.8224 | 4213.4672 | [10 empty] | #N/A | #N/A | #N/A | #N/A |  | #N/A | #N/A |  | #N/A | #N/A | #N/A | 0
Restrooms524 | Restrooms0 | [7 empty] | n | [12 empty] | 524 |  | 2044 |  |  | 0 |  | 2044 | [11 empty] | 13.7287 | 14 | 0 | 0 |  | 0 | 0 |  | 0 |  | 0 | 0 | [10 empty] | #N/A | #N/A | 0 | 0 |  | 0 | 0 |  | 0 | 0 | #N/A | 0
Restrooms | Restrooms534-2 | [7 empty] | n | [17 empty] | 534-2 |  | 2044 | [33 empty] | #N/A | #N/A | #N/A | #N/A |  | #N/A | #N/A |  | #N/A | #N/A | #N/A | 0
Dining Area | Dining Area | [7 empty] | n | [10 empty] | Dining Area | 0.9099 |  |  | 3389 | Dining Area | 0.611 |  |  | 3389 | [27 empty] | 0
Dining Area531 | Dining Area535 | [7 empty] | n | [10 empty] | replacement costs are for lamps |  | 531 |  | 3389 |  |  | 535 |  | 3389 |  | 1.3777 | 4669.1549 |  | 1.0531 | 3569.0286 |  | 5692.6516 |  |  | 13930.8351 | 9.8847 | 10 | 0.080619 | 273.2169 |  | 0.12407 | 420.4784 |  | 630.4406 |  | 1324.1359 | 1339.5842 | #N/A | #N/A |  | #N/A | #N/A |  | #N/A |  |  | #N/A | #N/A | #N/A | #N/A | #N/A |  | #N/A | #N/A |  | #N/A | #N/A | #N/A | #N/A
Dining Area524 | Dining Area521 | [7 empty] | n | [12 empty] | 524 |  | 3389 |  |  | 521 |  | 3389 |  | 0.48745 | 1651.9735 |  | 0.31529 | 1068.5231 |  | 1826.5759 |  |  | 4547.0725 | 2.7457 | 3 | 0.17069 | 578.4763 |  | 0.031529 | 106.8523 |  | 480.561 |  | 1165.8896 | 1273.851 | #N/A | #N/A |  | #N/A | #N/A |  | #N/A |  |  | #N/A | #N/A | #N/A | #N/A | #N/A |  | #N/A | #N/A |  | #N/A | #N/A | #N/A | #N/A
Dining Area0 | Dining Area0 | [7 empty] | n | [12 empty] | 0 |  | 3389 |  |  | 0 |  | 3389 |  | 0 | 0 |  | 0 | 0 |  | 0 |  |  | 0 | 0 | 0 | 0 | 0 |  | 0 | 0 |  | 0 |  | 0 | 0 | #N/A | #N/A |  | #N/A | #N/A |  | #N/A |  |  | #N/A | 0 | 0 | 0 | 0 |  | #N/A | #N/A |  | #N/A | #N/A | 0 | #N/A
Dining Area | Dining Area537-1 | [7 empty] | n | [17 empty] | 537-1 |  | 3389 | [23 empty] | #N/A | #N/A |  | #N/A | #N/A |  | #N/A |  |  | #N/A | #N/A | #N/A | #N/A | #N/A |  | #N/A | #N/A |  | #N/A | #N/A | #N/A | #N/A
Dining Area531 | Dining Area535 | [7 empty] | n | [10 empty] | ballast replacement |  | 531 |  | 3389 |  |  | 535 |  | 3389 | [11 empty] | 13.7287 | 14 | 0.43991 | 1490.8673 |  | 0.69789 | 2365.1614 |  | 3517.2614 |  | 7373.2901 | 7518.9863 | [10 empty] | #N/A | #N/A | #N/A | #N/A |  | #N/A | #N/A |  | #N/A | #N/A | #N/A | 0
Dining Area524 | Dining Area521 | [7 empty] | n | [12 empty] | 524 |  | 3389 |  |  | 521 |  | 3389 | [11 empty] | 13.7287 | 14 | 0 | 0 |  | 0 | 0 |  | 0 |  | 0 | 0 | [10 empty] | #N/A | #N/A | #N/A | #N/A |  | #N/A | #N/A |  | #N/A | #N/A | #N/A | 0
Dining Area0 | Dining Area0 | [7 empty] | n | [12 empty] | 0 |  | 3389 |  |  | 0 |  | 3389 | [11 empty] | 0 | 0 | 0 | 0 |  | 0 | 0 |  | 0 |  | 0 | 0 | [10 empty] | #N/A | #N/A | 0 | 0 |  | 0 | 0 |  | 0 | 0 | #N/A | 0
Dining Area | Dining Area537-1 | [7 empty] | n | [17 empty] | 537-1 |  | 3389 | [33 empty] | #N/A | #N/A | #N/A | #N/A |  | #N/A | #N/A |  | #N/A | #N/A | #N/A | 0
Classroom/Lecture/Training | Classroom/Lecture/Training | [7 empty] | n | [10 empty] | Classroom/Lecture/Training | 1.4154 |  |  | 37187 | Classroom/Lecture/Training | 1.1656 |  |  | 37187 | [27 empty] | 0
Classroom/Lecture/Training535 | Classroom/Lecture/Training535 | [7 empty] | n | [10 empty] | replacement costs are for lamps |  | 535 |  | 37187 |  |  | 535 |  | 37187 |  | 7.4447 | 276847.6538 |  | 1.8632 | 69286.5757 |  | 200114.4484 |  |  | 546248.6779 | 9.8847 | 10 | 0.13452 | 5002.3713 |  | 0.20702 | 7698.6046 |  | 11542.8356 |  | 24243.8115 | 24526.656 | #N/A | #N/A |  | #N/A | #N/A |  | #N/A |  |  | #N/A | #N/A | #N/A | #N/A | #N/A |  | #N/A | #N/A |  | #N/A | #N/A | #N/A | #N/A
Classroom/Lecture/Training537-2 | Classroom/Lecture/Training521 | [7 empty] | n | [12 empty] | 537-2 |  | 37187 |  |  | 521 |  | 37187 |  | 1.6439 | 61130.0103 |  | 0.2509 | 9330.37 |  | 38424.1212 |  |  | 108884.5014 | 9.8847 | 10 | 0.028984 | 1077.8186 |  | 0.044606 | 1658.7532 |  | 2487.0371 |  | 5223.6089 | 5284.551 | #N/A | #N/A |  | #N/A | #N/A |  | #N/A |  |  | #N/A | #N/A | #N/A | #N/A | #N/A |  | #N/A | #N/A |  | #N/A | #N/A | #N/A | #N/A
Classroom/Lecture/Training0 | Classroom/Lecture/Training0 | [7 empty] | n | [12 empty] | 0 |  | 37187 |  |  | 0 |  | 37187 |  | 0 | 0 |  | 0 | 0 |  | 0 |  |  | 0 | 0 | 0 | 0 | 0 |  | 0 | 0 |  | 0 |  | 0 | 0 | #N/A | #N/A |  | #N/A | #N/A |  | #N/A |  |  | #N/A | 0 | 0 | 0 | 0 |  | #N/A | #N/A |  | #N/A | #N/A | 0 | #N/A
Classroom/Lecture/Training | Classroom/Lecture/Training537-1 | [7 empty] | n | [17 empty] | 537-1 |  | 37187 | [23 empty] | #N/A | #N/A |  | #N/A | #N/A |  | #N/A |  |  | #N/A | #N/A | #N/A | #N/A | #N/A |  | #N/A | #N/A |  | #N/A | #N/A | #N/A | #N/A
Classroom/Lecture/Training535 | Classroom/Lecture/Training535 | [7 empty] | n | [10 empty] | ballast replacement |  | 535 |  | 37187 |  |  | 535 |  | 37187 | [11 empty] | 13.7287 | 14 | 0.73403 | 27296.5216 |  | 1.1645 | 43304.1098 |  | 64398.0876 |  | 134998.7191 | 137666.2938 | [10 empty] | #N/A | #N/A | #N/A | #N/A |  | #N/A | #N/A |  | #N/A | #N/A | #N/A | 0
Classroom/Lecture/Training537-2 | Classroom/Lecture/Training521 | [7 empty] | n | [12 empty] | 537-2 |  | 37187 |  |  | 521 |  | 37187 | [11 empty] | 13.7287 | 14 | 0.15816 | 5881.3505 |  | 0.2509 | 9330.37 |  | 13875.3108 |  | 29087.0313 | 29661.791 | [10 empty] | #N/A | #N/A | #N/A | #N/A |  | #N/A | #N/A |  | #N/A | #N/A | #N/A | 0
Classroom/Lecture/Training0 | Classroom/Lecture/Training0 | [7 empty] | n | [12 empty] | 0 |  | 37187 |  |  | 0 |  | 37187 | [11 empty] | 0 | 0 | 0 | 0 |  | 0 | 0 |  | 0 |  | 0 | 0 | [10 empty] | #N/A | #N/A | 0 | 0 |  | 0 | 0 |  | 0 | 0 | #N/A | 0
Classroom/Lecture/Training | Classroom/Lecture/Training537-1 | [7 empty] | n | [17 empty] | 537-1 |  | 37187 | [33 empty] | #N/A | #N/A | #N/A | #N/A |  | #N/A | #N/A |  | #N/A | #N/A | #N/A | 0
Corridor/Transition | Corridor/Transition | [7 empty] | n | [10 empty] | Corridor/Transition | 0.5055 |  |  | 12073 | Corridor/Transition | 0.6204 |  |  | 12073 | [27 empty] | 0
Corridor/Transition530 | Corridor/Transition521 | [7 empty] | n | [10 empty] | replacement costs are for lamps |  | 530 |  | 12073 |  |  | 521 |  | 12073 |  | 0.46618 | 5628.1444 |  | 0.46517 | 5616.0408 |  | 8130.4831 |  |  | 19374.6683 | 9.8847 | 10 | 0.033585 | 405.4685 |  | 0.051687 | 624.0123 |  | 935.6074 |  | 1965.0882 | 1988.0143 | #N/A | #N/A |  | #N/A | #N/A |  | #N/A |  |  | #N/A | #N/A | #N/A | #N/A | #N/A |  | #N/A | #N/A |  | #N/A | #N/A | #N/A | #N/A
Corridor/Transition537-2 | Corridor/Transition0 | [7 empty] | n | [12 empty] | 537-2 |  | 12073 |  |  | 0 |  | 12073 |  | 1.4071 | 16987.8082 |  | 0.21477 | 2592.876 |  | 10677.9239 |  |  | 30258.6081 | 9.8847 | 10 | 0.024809 | 299.5219 |  | 0.038181 | 460.9615 |  | 691.1386 |  | 1451.622 | 1468.5575 | #N/A | #N/A |  | #N/A | #N/A |  | #N/A |  |  | #N/A | 0 | 0 | 0 | 0 |  | #N/A | #N/A |  | #N/A | #N/A | 0 | #N/A
Corridor/Transition0 | Corridor/Transition0 | [7 empty] | n | [12 empty] | 0 |  | 12073 |  |  | 0 |  | 12073 |  | 0 | 0 |  | 0 | 0 |  | 0 |  |  | 0 | 0 | 0 | 0 | 0 |  | 0 | 0 |  | 0 |  | 0 | 0 | #N/A | #N/A |  | #N/A | #N/A |  | #N/A |  |  | #N/A | 0 | 0 | 0 | 0 |  | #N/A | #N/A |  | #N/A | #N/A | 0 | #N/A
Corridor/Transition | Corridor/Transition527-2 | [7 empty] | n | [17 empty] | 0 |  | 12073 | [23 empty] | #N/A | #N/A |  | #N/A | #N/A |  | #N/A |  |  | #N/A | 0 | 0 | 0 | 0 |  | #N/A | #N/A |  | #N/A | #N/A | 0 | #N/A
Corridor/Transition530 | Corridor/Transition521 | [7 empty] | n | [10 empty] | ballast replacement |  | 530 |  | 12073 |  |  | 521 |  | 12073 | [11 empty] | 13.7287 | 14 | 0.18326 | 2212.5264 |  | 0.29073 | 3510.0255 |  | 5219.8032 |  | 10942.3551 | 11158.5761 | [10 empty] | #N/A | #N/A | #N/A | #N/A |  | #N/A | #N/A |  | #N/A | #N/A | #N/A | 0
Corridor/Transition537-2 | Corridor/Transition0 | [7 empty] | n | [12 empty] | 537-2 |  | 12073 |  |  | 0 |  | 12073 | [11 empty] | 13.7287 | 14 | 0.13538 | 1634.406 |  | 0.21477 | 2592.876 |  | 3855.8986 |  | 8083.1805 | 8242.9042 | [10 empty] | #N/A | #N/A | 0 | 0 |  | 0 | 0 |  | 0 | 0 | #N/A | 0
Corridor/Transition0 | Corridor/Transition0 | [7 empty] | n | [12 empty] | 0 |  | 12073 |  |  | 0 |  | 12073 | [11 empty] | 0 | 0 | 0 | 0 |  | 0 | 0 |  | 0 |  | 0 | 0 | [10 empty] | #N/A | #N/A | 0 | 0 |  | 0 | 0 |  | 0 | 0 | #N/A | 0
Corridor/Transition | Corridor/Transition527-2 | [7 empty] | n | [17 empty] | 0 |  | 12073 | [33 empty] | #N/A | #N/A | 0 | 0 |  | 0 | 0 |  | 0 | 0 | #N/A | 0
Gymnasium/Fitness-Fitness Area | Gymnasium/Fitness-Fitness Area | [7 empty] | n | [10 empty] | Gymnasium/Fitness-Fitness Area | 0.9099 |  |  | 3841 | Gymnasium/Fitness-Fitness Area | 0.6768 |  |  | 3841 | [27 empty] | 0
Gymnasium/Fitness-Fitness Area535 | Gymnasium/Fitness-Fitness Area535 | [7 empty] | n | [10 empty] | replacement costs are for lamps |  | 535 |  | 3841 |  |  | 535 |  | 3841 |  | 5.8171 | 22343.4228 |  | 1.4558 | 5591.8814 |  | 16150.5495 |  |  | 44085.8538 | 9.8847 | 10 | 0.10511 | 403.7242 |  | 0.16176 | 621.3279 |  | 931.5826 |  | 1956.6347 | 1979.4621 | #N/A | #N/A |  | #N/A | #N/A |  | #N/A |  |  | #N/A | #N/A | #N/A | #N/A | #N/A |  | #N/A | #N/A |  | #N/A | #N/A | #N/A | #N/A
Gymnasium/Fitness-Fitness Area0 | Gymnasium/Fitness-Fitness Area0 | [7 empty] | n | [12 empty] | 0 |  | 3841 |  |  | 0 |  | 3841 |  | 0 | 0 |  | 0 | 0 |  | 0 |  |  | 0 | 0 | 0 | 0 | 0 |  | 0 | 0 |  | 0 |  | 0 | 0 | #N/A | #N/A |  | #N/A | #N/A |  | #N/A |  |  | #N/A | 0 | 0 | 0 | 0 |  | #N/A | #N/A |  | #N/A | #N/A | 0 | #N/A
Gymnasium/Fitness-Fitness Area0 | Gymnasium/Fitness-Fitness Area0 | [7 empty] | n | [12 empty] | 0 |  | 3841 |  |  | 0 |  | 3841 |  | 0 | 0 |  | 0 | 0 |  | 0 |  |  | 0 | 0 | 0 | 0 | 0 |  | 0 | 0 |  | 0 |  | 0 | 0 | #N/A | #N/A |  | #N/A | #N/A |  | #N/A |  |  | #N/A | 0 | 0 | 0 | 0 |  | #N/A | #N/A |  | #N/A | #N/A | 0 | #N/A
Gymnasium/Fitness-Fitness Area | Gymnasium/Fitness-Fitness Area0 | [7 empty] | n | [17 empty] | 0 |  | 3841 | [23 empty] | #N/A | #N/A |  | #N/A | #N/A |  | #N/A |  |  | #N/A | 0 | 0 | 0 | 0 |  | #N/A | #N/A |  | #N/A | #N/A | 0 | #N/A
Gymnasium/Fitness-Fitness Area535 | Gymnasium/Fitness-Fitness Area535 | [7 empty] | n | [10 empty] | ballast replacement |  | 535 |  | 3841 |  |  | 535 |  | 3841 | [11 empty] | 13.7287 | 14 | 0.57355 | 2203.0085 |  | 0.9099 | 3494.9259 |  | 5197.3484 |  | 10895.2827 | 11110.5735 | [10 empty] | #N/A | #N/A | #N/A | #N/A |  | #N/A | #N/A |  | #N/A | #N/A | #N/A | 0
Gymnasium/Fitness-Fitness Area0 | Gymnasium/Fitness-Fitness Area0 | [7 empty] | n | [12 empty] | 0 |  | 3841 |  |  | 0 |  | 3841 | [11 empty] | 0 | 0 | 0 | 0 |  | 0 | 0 |  | 0 |  | 0 | 0 | [10 empty] | #N/A | #N/A | 0 | 0 |  | 0 | 0 |  | 0 | 0 | #N/A | 0
Gymnasium/Fitness-Fitness Area0 | Gymnasium/Fitness-Fitness Area0 | [7 empty] | n | [12 empty] | 0 |  | 3841 |  |  | 0 |  | 3841 | [11 empty] | 0 | 0 | 0 | 0 |  | 0 | 0 |  | 0 |  | 0 | 0 | [10 empty] | #N/A | #N/A | 0 | 0 |  | 0 | 0 |  | 0 | 0 | #N/A | 0
Gymnasium/Fitness-Fitness Area | Gymnasium/Fitness-Fitness Area0 | [7 empty] | n | [17 empty] | 0 |  | 3841 | [33 empty] | #N/A | #N/A | 0 | 0 |  | 0 | 0 |  | 0 | 0 | #N/A | 0
Food Preparation | Food Preparation | [7 empty] | n | [10 empty] | Food Preparation | 1.2132 |  |  | 1808 | Food Preparation | 0.9306 |  |  | 1808 | [27 empty] | 0
Food Preparation530 | Food Preparation530 | [7 empty] | n | [10 empty] | replacement costs are for lamps |  | 530 |  | 1808 |  |  | 530 |  | 1808 |  | 1.9453 | 3517.1086 |  | 1.9411 | 3509.545 |  | 5080.8562 |  |  | 12107.5098 | 9.8847 | 10 | 0.14015 | 253.3831 |  | 0.21568 | 389.9543 |  | 584.6746 |  | 1228.012 | 1242.3388 | #N/A | #N/A |  | #N/A | #N/A |  | #N/A |  |  | #N/A | #N/A | #N/A | #N/A | #N/A |  | #N/A | #N/A |  | #N/A | #N/A | #N/A | #N/A
Food Preparation0 | Food Preparation0 | [7 empty] | n | [12 empty] | 0 |  | 1808 |  |  | 0 |  | 1808 |  | 0 | 0 |  | 0 | 0 |  | 0 |  |  | 0 | 0 | 0 | 0 | 0 |  | 0 | 0 |  | 0 |  | 0 | 0 | #N/A | #N/A |  | #N/A | #N/A |  | #N/A |  |  | #N/A | 0 | 0 | 0 | 0 |  | #N/A | #N/A |  | #N/A | #N/A | 0 | #N/A
Food Preparation0 | Food Preparation0 | [7 empty] | n | [12 empty] | 0 |  | 1808 |  |  | 0 |  | 1808 |  | 0 | 0 |  | 0 | 0 |  | 0 |  |  | 0 | 0 | 0 | 0 | 0 |  | 0 | 0 |  | 0 |  | 0 | 0 | #N/A | #N/A |  | #N/A | #N/A |  | #N/A |  |  | #N/A | 0 | 0 | 0 | 0 |  | #N/A | #N/A |  | #N/A | #N/A | 0 | #N/A
Food Preparation | Food Preparation0 | [7 empty] | n | [17 empty] | 0 |  | 1808 | [23 empty] | #N/A | #N/A |  | #N/A | #N/A |  | #N/A |  |  | #N/A | 0 | 0 | 0 | 0 |  | #N/A | #N/A |  | #N/A | #N/A | 0 | #N/A
Food Preparation530 | Food Preparation530 | [7 empty] | n | [10 empty] | ballast replacement |  | 530 |  | 1808 |  |  | 530 |  | 1808 | [11 empty] | 13.7287 | 14 | 0.76473 | 1382.6397 |  | 1.2132 | 2193.4656 |  | 3261.9303 |  | 6838.0356 | 6973.1552 | [10 empty] | #N/A | #N/A | #N/A | #N/A |  | #N/A | #N/A |  | #N/A | #N/A | #N/A | 0
Food Preparation0 | Food Preparation0 | [7 empty] | n | [12 empty] | 0 |  | 1808 |  |  | 0 |  | 1808 | [11 empty] | 0 | 0 | 0 | 0 |  | 0 | 0 |  | 0 |  | 0 | 0 | [10 empty] | #N/A | #N/A | 0 | 0 |  | 0 | 0 |  | 0 | 0 | #N/A | 0
Food Preparation0 | Food Preparation0 | [7 empty] | n | [12 empty] | 0 |  | 1808 |  |  | 0 |  | 1808 | [11 empty] | 0 | 0 | 0 | 0 |  | 0 | 0 |  | 0 |  | 0 | 0 | [10 empty] | #N/A | #N/A | 0 | 0 |  | 0 | 0 |  | 0 | 0 | #N/A | 0
Food Preparation | Food Preparation0 | [7 empty] | n | [17 empty] | 0 |  | 1808 | [33 empty] | #N/A | #N/A | 0 | 0 |  | 0 | 0 |  | 0 | 0 | #N/A | 0
Library | Library | [7 empty] | n | [10 empty] | Library | 1.2132 |  |  | 4293 | Library | 0.8742 |  |  | 4293 | [27 empty] | 0
Library535 | Library535 | [7 empty] | n | [10 empty] | replacement costs are for lamps |  | 535 |  | 4293 |  |  | 535 |  | 4293 |  | 3.9427 | 16925.9717 |  | 0.98674 | 4236.0576 |  | 12234.6404 |  |  | 33396.6698 | 9.8847 | 10 | 0.071241 | 305.8361 |  | 0.10964 | 470.679 |  | 705.7084 |  | 1482.2234 | 1499.516 | #N/A | #N/A |  | #N/A | #N/A |  | #N/A |  |  | #N/A | #N/A | #N/A | #N/A | #N/A |  | #N/A | #N/A |  | #N/A | #N/A | #N/A | #N/A
Library520 | Library520 | [7 empty] | n | [12 empty] | 520 |  | 4293 |  |  | 520 |  | 4293 |  | 1.1683 | 5015.3688 |  | 0.4235 | 1818.0712 |  | 4168.7214 |  |  | 11002.1614 | 4.6678 | 5 | 0.12778 | 548.556 |  | 0.04235 | 181.8071 |  | 543.4641 |  | 1273.8272 | 1364.4937 | #N/A | #N/A |  | #N/A | #N/A |  | #N/A |  |  | #N/A | #N/A | #N/A | #N/A | #N/A |  | #N/A | #N/A |  | #N/A | #N/A | #N/A | #N/A
Library529 | Library0 | [7 empty] | n | [12 empty] | 529 |  | 4293 |  |  | 0 |  | 4293 |  | 1.814 | 7787.6001 |  | 0.67015 | 2876.9478 |  | 6525.0518 |  |  | 17189.5997 | 2.7457 | 3 | 0.2877 | 1235.1035 |  | 0.067246 | 288.6868 |  | 1092.0664 |  | 2615.8567 | 2858.085 | #N/A | #N/A |  | #N/A | #N/A |  | #N/A |  |  | #N/A | 0 | 0 | 0 | 0 |  | #N/A | #N/A |  | #N/A | #N/A | 0 | #N/A
Library | Library0 | [7 empty] | n | [17 empty] | 0 |  | 4293 | [23 empty] | #N/A | #N/A |  | #N/A | #N/A |  | #N/A |  |  | #N/A | 0 | 0 | 0 | 0 |  | #N/A | #N/A |  | #N/A | #N/A | 0 | #N/A
Library535 | Library535 | [7 empty] | n | [10 empty] | ballast replacement |  | 535 |  | 4293 |  |  | 535 |  | 4293 | [11 empty] | 13.7287 | 14 | 0.38874 | 1668.8606 |  | 0.61671 | 2647.536 |  | 3937.1842 |  | 8253.5809 | 8416.6716 | [10 empty] | #N/A | #N/A | #N/A | #N/A |  | #N/A | #N/A |  | #N/A | #N/A | #N/A | 0
Library520 | Library520 | [7 empty] | n | [12 empty] | 520 |  | 4293 |  |  | 520 |  | 4293 | [11 empty] | 13.7287 | 14 | 0.18254 | 783.6514 |  | 0 | 0 |  | 493.1675 |  | 1276.8189 | 1302.0488 | [10 empty] | #N/A | #N/A | #N/A | #N/A |  | #N/A | #N/A |  | #N/A | #N/A | #N/A | 0
Library529 | Library0 | [7 empty] | n | [12 empty] | 529 |  | 4293 |  |  | 0 |  | 4293 | [11 empty] | 13.7287 | 14 | 0.58719 | 2520.8015 |  | 0 | 0 |  | 1586.3908 |  | 4107.1923 | 4188.3505 | [10 empty] | #N/A | #N/A | 0 | 0 |  | 0 | 0 |  | 0 | 0 | #N/A | 0
Library | Library0 | [7 empty] | n | [17 empty] | 0 |  | 4293 | [33 empty] | #N/A | #N/A | 0 | 0 |  | 0 | 0 |  | 0 | 0 | #N/A | 0
Lobby | Lobby | [7 empty] | n | [10 empty] | Lobby | 1.3143 |  |  | 1840 | Lobby | 0.846 |  |  | 1840 | [27 empty] | 0
Lobby534-2 | Lobby523 | [7 empty] | n | [10 empty] | replacement costs are for lamps |  | 534-2 |  | 1840 |  |  | 523 |  | 1840 |  | 3.4547 | 6356.5709 |  | 0.49618 | 912.9709 |  | 3940.2443 |  |  | 11209.786 | 9.8847 | 10 | 0.030456 | 56.0382 |  | 0.046871 | 86.2423 |  | 129.3066 |  | 271.5871 | 274.7556 | #N/A | #N/A |  | #N/A | #N/A |  | #N/A |  |  | #N/A | #N/A | #N/A | #N/A | #N/A |  | #N/A | #N/A |  | #N/A | #N/A | #N/A | #N/A
Lobby523 | Lobby521 | [7 empty] | n | [12 empty] | 523 |  | 1840 |  |  | 521 |  | 1840 |  | 5.7474 | 10575.1358 |  | 0.99506 | 1830.919 |  | 6856.4857 |  |  | 19262.5405 | 4.6678 | 5 | 0.60047 | 1104.8649 |  | 0.049925 | 91.8616 |  | 795.4817 |  | 1992.2083 | 2134.0066 | #N/A | #N/A |  | #N/A | #N/A |  | #N/A |  |  | #N/A | #N/A | #N/A | #N/A | #N/A |  | #N/A | #N/A |  | #N/A | #N/A | #N/A | #N/A
Lobby521 | Lobby0 | [7 empty] | n | [12 empty] | 521 |  | 1840 |  |  | 0 |  | 1840 |  | 0.47199 | 868.4623 |  | 0.14484 | 266.5122 |  | 675.2184 |  |  | 1810.1929 | 4.6678 | 5 | 0.043703 | 80.4132 |  | 0.014484 | 26.6512 |  | 79.6668 |  | 186.7311 | 200.022 | #N/A | #N/A |  | #N/A | #N/A |  | #N/A |  |  | #N/A | 0 | 0 | 0 | 0 |  | #N/A | #N/A |  | #N/A | #N/A | 0 | #N/A
Lobby | Lobby534-2 | [7 empty] | n | [17 empty] | 534-2 |  | 1840 | [23 empty] | #N/A | #N/A |  | #N/A | #N/A |  | #N/A |  |  | #N/A | #N/A | #N/A | #N/A | #N/A |  | #N/A | #N/A |  | #N/A | #N/A | #N/A | #N/A
Lobby534-2 | Lobby523 | [7 empty] | n | [10 empty] | ballast replacement |  | 534-2 |  | 1840 |  |  | 523 |  | 1840 | [11 empty] | 13.7287 | 14 | 0.27274 | 501.8345 |  | 0.52729 | 970.2134 |  | 1373.7585 |  | 2845.8065 | 2902.0397 | [10 empty] | #N/A | #N/A | #N/A | #N/A |  | #N/A | #N/A |  | #N/A | #N/A | #N/A | 0
Lobby523 | Lobby521 | [7 empty] | n | [12 empty] | 523 |  | 1840 |  |  | 521 |  | 1840 | [11 empty] | 13.7287 | 14 | 0 | 0 |  | 0 | 0 |  | 0 |  | 0 | 0 | [10 empty] | #N/A | #N/A | #N/A | #N/A |  | #N/A | #N/A |  | #N/A | #N/A | #N/A | 0
Lobby521 | Lobby0 | [7 empty] | n | [12 empty] | 521 |  | 1840 |  |  | 0 |  | 1840 | [11 empty] | 13.7287 | 14 | 0.062433 | 114.876 |  | 0.072422 | 133.2561 |  | 217.5994 |  | 465.7315 | 474.9343 | [10 empty] | #N/A | #N/A | 0 | 0 |  | 0 | 0 |  | 0 | 0 | #N/A | 0
Lobby | Lobby534-2 | [7 empty] | n | [17 empty] | 534-2 |  | 1840 | [33 empty] | #N/A | #N/A | #N/A | #N/A |  | #N/A | #N/A |  | #N/A | #N/A | #N/A | 0
Electrical/Mechanical | Electrical/Mechanical | [7 empty] | n | [10 empty] | Electrical/Mechanical | 1.5165 |  |  | 2712 | Electrical/Mechanical | 0.893 |  |  | 2712 | [27 empty] | 0
Electrical/Mechanical538 | Electrical/Mechanical538 | [7 empty] | n | [10 empty] | replacement costs are for lamps |  | 538 |  | 2712 |  |  | 538 |  | 2712 |  | 2.3009 | 6240.0314 |  | 2.1231 | 5757.8472 |  | 8561.8355 |  |  | 20559.7142 | 9.8847 | 10 | 0.17518 | 475.0933 |  | 0.2696 | 731.1643 |  | 1096.2649 |  | 2302.5225 | 2329.3853 | #N/A | #N/A |  | #N/A | #N/A |  | #N/A |  |  | #N/A | #N/A | #N/A | #N/A | #N/A |  | #N/A | #N/A |  | #N/A | #N/A | #N/A | #N/A
Electrical/Mechanical0 | Electrical/Mechanical0 | [7 empty] | n | [12 empty] | 0 |  | 2712 |  |  | 0 |  | 2712 |  | 0 | 0 |  | 0 | 0 |  | 0 |  |  | 0 | 0 | 0 | 0 | 0 |  | 0 | 0 |  | 0 |  | 0 | 0 | #N/A | #N/A |  | #N/A | #N/A |  | #N/A |  |  | #N/A | 0 | 0 | 0 | 0 |  | #N/A | #N/A |  | #N/A | #N/A | 0 | #N/A
Electrical/Mechanical0 | Electrical/Mechanical0 | [7 empty] | n | [12 empty] | 0 |  | 2712 |  |  | 0 |  | 2712 |  | 0 | 0 |  | 0 | 0 |  | 0 |  |  | 0 | 0 | 0 | 0 | 0 |  | 0 | 0 |  | 0 |  | 0 | 0 | #N/A | #N/A |  | #N/A | #N/A |  | #N/A |  |  | #N/A | 0 | 0 | 0 | 0 |  | #N/A | #N/A |  | #N/A | #N/A | 0 | #N/A
Electrical/Mechanical | Electrical/Mechanical0 | [7 empty] | n | [17 empty] | 0 |  | 2712 | [23 empty] | #N/A | #N/A |  | #N/A | #N/A |  | #N/A |  |  | #N/A | 0 | 0 | 0 | 0 |  | #N/A | #N/A |  | #N/A | #N/A | 0 | #N/A
Electrical/Mechanical538 | Electrical/Mechanical538 | [7 empty] | n | [10 empty] | ballast replacement |  | 538 |  | 2712 |  |  | 538 |  | 2712 | [11 empty] | 13.7287 | 14 | 0.95592 | 2592.4494 |  | 1.5165 | 4112.748 |  | 6116.1194 |  | 12821.3168 | 13074.666 | [10 empty] | #N/A | #N/A | #N/A | #N/A |  | #N/A | #N/A |  | #N/A | #N/A | #N/A | 0
Electrical/Mechanical0 | Electrical/Mechanical0 | [7 empty] | n | [12 empty] | 0 |  | 2712 |  |  | 0 |  | 2712 | [11 empty] | 0 | 0 | 0 | 0 |  | 0 | 0 |  | 0 |  | 0 | 0 | [10 empty] | #N/A | #N/A | 0 | 0 |  | 0 | 0 |  | 0 | 0 | #N/A | 0
Electrical/Mechanical0 | Electrical/Mechanical0 | [7 empty] | n | [12 empty] | 0 |  | 2712 |  |  | 0 |  | 2712 | [11 empty] | 0 | 0 | 0 | 0 |  | 0 | 0 |  | 0 |  | 0 | 0 | [10 empty] | #N/A | #N/A | 0 | 0 |  | 0 | 0 |  | 0 | 0 | #N/A | 0
Electrical/Mechanical | Electrical/Mechanical0 | [7 empty] | n | [17 empty] | 0 |  | 2712 | [33 empty] | #N/A | #N/A | 0 | 0 |  | 0 | 0 |  | 0 | 0 | #N/A | 0
Office-Enclosed | Office-Enclosed | [7 empty] | n | [10 empty] | Office-Enclosed | 1.1121 |  |  | 4745 | Office-Enclosed | 1.0434 |  |  | 4745 | [27 empty] | 0
Office-Enclosed535 | Office-Enclosed531 | [7 empty] | n | [10 empty] | replacement costs are for lamps |  | 535 |  | 4745 |  |  | 531 |  | 4745 |  | 5.0185 | 23812.7179 |  | 1.256 | 5959.6015 |  | 17212.6036 |  |  | 46984.9229 | 9.8847 | 10 | 0.090679 | 430.273 |  | 0.13955 | 662.1862 |  | 992.8431 |  | 2085.3023 | 2109.6308 | #N/A | #N/A |  | #N/A | #N/A |  | #N/A |  |  | #N/A | #N/A | #N/A | #N/A | #N/A |  | #N/A | #N/A |  | #N/A | #N/A | #N/A | #N/A
Office-Enclosed539 | Office-Enclosed539 | [7 empty] | n | [12 empty] | 539 |  | 4745 |  |  | 539 |  | 4745 |  | 0.27314 | 1296.0528 |  | 0.21179 | 1004.9608 |  | 1593.9382 |  |  | 3894.9518 | 2.0593 | 3 | 0.028483 | 135.1499 |  | 0.03396 | 161.1403 |  | 260.7637 |  | 557.0539 | 811.5161 | #N/A | #N/A |  | #N/A | #N/A |  | #N/A |  |  | #N/A | #N/A | #N/A | #N/A | #N/A |  | #N/A | #N/A |  | #N/A | #N/A | #N/A | #N/A
Office-Enclosed537-2 | Office-Enclosed0 | [7 empty] | n | [12 empty] | 537-2 |  | 4745 |  |  | 0 |  | 4745 |  | 1.3297 | 6309.6292 |  | 0.20296 | 963.0487 |  | 3966.0055 |  |  | 11238.6833 | 9.8847 | 10 | 0.023445 | 111.2487 |  | 0.036082 | 171.2108 |  | 256.7034 |  | 539.1629 | 545.4532 | #N/A | #N/A |  | #N/A | #N/A |  | #N/A |  |  | #N/A | 0 | 0 | 0 | 0 |  | #N/A | #N/A |  | #N/A | #N/A | 0 | #N/A
Office-Enclosed | Office-Enclosed537-1 | [7 empty] | n | [17 empty] | 537-1 |  | 4745 | [23 empty] | #N/A | #N/A |  | #N/A | #N/A |  | #N/A |  |  | #N/A | #N/A | #N/A | #N/A | #N/A |  | #N/A | #N/A |  | #N/A | #N/A | #N/A | #N/A
Office-Enclosed535 | Office-Enclosed531 | [7 empty] | n | [10 empty] | ballast replacement |  | 535 |  | 4745 |  |  | 531 |  | 4745 | [11 empty] | 13.7287 | 14 | 0.49481 | 2347.8775 |  | 0.78498 | 3724.7509 |  | 5539.124 |  | 11611.7524 | 11841.2007 | [10 empty] | #N/A | #N/A | #N/A | #N/A |  | #N/A | #N/A |  | #N/A | #N/A | #N/A | 0
Office-Enclosed539 | Office-Enclosed539 | [7 empty] | n | [12 empty] | 539 |  | 4745 |  |  | 539 |  | 4745 | [11 empty] | 13.7287 | 14 | 0.092021 | 436.6381 |  | 0.3396 | 1611.4026 |  | 2031.8972 |  | 4079.9379 | 4160.5574 | [10 empty] | #N/A | #N/A | #N/A | #N/A |  | #N/A | #N/A |  | #N/A | #N/A | #N/A | 0
Office-Enclosed537-2 | Office-Enclosed0 | [7 empty] | n | [12 empty] | 537-2 |  | 4745 |  |  | 0 |  | 4745 | [11 empty] | 13.7287 | 14 | 0.12794 | 607.0527 |  | 0.20296 | 963.0487 |  | 1432.1618 |  | 3002.2632 | 3061.5879 | [10 empty] | #N/A | #N/A | 0 | 0 |  | 0 | 0 |  | 0 | 0 | #N/A | 0
Office-Enclosed | Office-Enclosed537-1 | [7 empty] | n | [17 empty] | 537-1 |  | 4745 | [33 empty] | #N/A | #N/A | #N/A | #N/A |  | #N/A | #N/A |  | #N/A | #N/A | #N/A | 0
0
[18 empty] | Small_Hotel_Interior Lighting LPD |  | Small Hotel |  |  |  |  | Small Hotel
Highway Lodging Guest Rooms | Highway Lodging Guest Rooms | [8 empty] | n | [9 empty] | Highway Lodging Guest Rooms | 1.1 |  | 3588 | 27933 | Highway Lodging Guest Rooms | 0.75 |  | 3588 | 27933 | [27 empty] | 0
Highway Lodging Guest Rooms524 | Highway Lodging Guest Rooms529 | [8 empty] | n | [9 empty] | replacement costs are for lamps |  | 524 |  | 27933 |  |  | 529 |  | 27933 |  | 0.3851 | 10757.0452 |  | 0.24909 | 6957.8301 |  | 11893.9916 |  |  | 29608.8669 | 2.7457 | 3 | 0.13485 | 3766.8253 |  | 0.024909 | 695.783 |  | 3129.237 |  | 7591.8452 | 8294.8501 | #N/A | #N/A |  | #N/A | #N/A |  | #N/A |  |  | #N/A | #N/A | #N/A | #N/A | #N/A |  | #N/A | #N/A |  | #N/A | #N/A | #N/A | #N/A
Highway Lodging Guest Rooms520 | Highway Lodging Guest Rooms520 | [8 empty] | n | [11 empty] | 520 |  | 27933 |  |  | 520 |  | 27933 |  | 4.1445 | 115767.8181 |  | 1.5024 | 41965.8341 |  | 96224.9833 |  |  | 253958.6355 | 4.6678 | 5 | 0.4533 | 12662.1051 |  | 0.15024 | 4196.5834 |  | 12544.5713 |  | 29403.2598 | 31496.08 | #N/A | #N/A |  | #N/A | #N/A |  | #N/A |  |  | #N/A | #N/A | #N/A | #N/A | #N/A |  | #N/A | #N/A |  | #N/A | #N/A | #N/A | #N/A
Highway Lodging Guest Rooms0 | Highway Lodging Guest Rooms0 | [8 empty] | n | [11 empty] | 0 |  | 27933 |  |  | 0 |  | 27933 |  | 0 | 0 |  | 0 | 0 |  | 0 |  |  | 0 | 0 | 0 | 0 | 0 |  | 0 | 0 |  | 0 |  | 0 | 0 | #N/A | #N/A |  | #N/A | #N/A |  | #N/A |  |  | #N/A | 0 | 0 | 0 | 0 |  | #N/A | #N/A |  | #N/A | #N/A | 0 | #N/A
Highway Lodging Guest Rooms | Highway Lodging Guest Rooms0 | [8 empty] | n | [16 empty] | 0 |  | 27933 | [23 empty] | #N/A | #N/A |  | #N/A | #N/A |  | #N/A |  |  | #N/A | 0 | 0 | 0 | 0 |  | #N/A | #N/A |  | #N/A | #N/A | 0 | #N/A
Highway Lodging Guest Rooms524 | Highway Lodging Guest Rooms529 | [8 empty] | n | [9 empty] | ballast replacement |  | 524 |  | 27933 |  |  | 529 |  | 27933 | [11 empty] | 13.7287 | 14 | 0 | 0 |  | 0 | 0 |  | 0 |  | 0 | 0 | [10 empty] | #N/A | #N/A | #N/A | #N/A |  | #N/A | #N/A |  | #N/A | #N/A | #N/A | 0
Highway Lodging Guest Rooms520 | Highway Lodging Guest Rooms520 | [8 empty] | n | [11 empty] | 520 |  | 27933 |  |  | 520 |  | 27933 | [11 empty] | 13.7287 | 14 | 0.64758 | 18088.7216 |  | 0 | 0 |  | 11383.5943 |  | 29472.3159 | 30054.6888 | [10 empty] | #N/A | #N/A | #N/A | #N/A |  | #N/A | #N/A |  | #N/A | #N/A | #N/A | 0
Highway Lodging Guest Rooms0 | Highway Lodging Guest Rooms0 | [8 empty] | n | [11 empty] | 0 |  | 27933 |  |  | 0 |  | 27933 | [11 empty] | 0 | 0 | 0 | 0 |  | 0 | 0 |  | 0 |  | 0 | 0 | [10 empty] | #N/A | #N/A | 0 | 0 |  | 0 | 0 |  | 0 | 0 | #N/A | 0
Highway Lodging Guest Rooms | Highway Lodging Guest Rooms0 | [8 empty] | n | [16 empty] | 0 |  | 27933 | [33 empty] | #N/A | #N/A | 0 | 0 |  | 0 | 0 |  | 0 | 0 | #N/A | 0
Corridor/Transition | Corridor/Transition | [8 empty] | n | [9 empty] | Corridor/Transition | 0.6475 |  | 8760 | 5668 | Corridor/Transition | 0.74514 |  | 8760 | 5668 | [27 empty] | 0
Corridor/Transition530 | Corridor/Transition521 | [8 empty] | n | [9 empty] | replacement costs are for lamps |  | 530 |  | 5668 |  |  | 521 |  | 5668 |  | 0.59713 | 3384.5309 |  | 0.59585 | 3377.2523 |  | 4889.3329 |  |  | 11651.1161 | 9.8847 | 10 | 0.043019 | 243.8318 |  | 0.066206 | 375.2549 |  | 562.6352 |  | 1181.722 | 1195.5087 | #N/A | #N/A |  | #N/A | #N/A |  | #N/A |  |  | #N/A | #N/A | #N/A | #N/A | #N/A |  | #N/A | #N/A |  | #N/A | #N/A | #N/A | #N/A
Corridor/Transition537-2 | Corridor/Transition0 | [8 empty] | n | [11 empty] | 537-2 |  | 5668 |  |  | 0 |  | 5668 |  | 1.8024 | 10215.7581 |  | 0.2751 | 1559.2473 |  | 6421.2574 |  |  | 18196.2628 | 9.8847 | 10 | 0.031778 | 180.1199 |  | 0.048907 | 277.203 |  | 415.6219 |  | 872.9448 | 883.1292 | #N/A | #N/A |  | #N/A | #N/A |  | #N/A |  |  | #N/A | 0 | 0 | 0 | 0 |  | #N/A | #N/A |  | #N/A | #N/A | 0 | #N/A
Corridor/Transition0 | Corridor/Transition0 | [8 empty] | n | [11 empty] | 0 |  | 5668 |  |  | 0 |  | 5668 |  | 0 | 0 |  | 0 | 0 |  | 0 |  |  | 0 | 0 | 0 | 0 | 0 |  | 0 | 0 |  | 0 |  | 0 | 0 | #N/A | #N/A |  | #N/A | #N/A |  | #N/A |  |  | #N/A | 0 | 0 | 0 | 0 |  | #N/A | #N/A |  | #N/A | #N/A | 0 | #N/A
Corridor/Transition | Corridor/Transition527-2 | [8 empty] | n | [16 empty] | 0 |  | 5668 | [23 empty] | #N/A | #N/A |  | #N/A | #N/A |  | #N/A |  |  | #N/A | 0 | 0 | 0 | 0 |  | #N/A | #N/A |  | #N/A | #N/A | 0 | #N/A
Corridor/Transition530 | Corridor/Transition521 | [8 empty] | n | [9 empty] | ballast replacement |  | 530 |  | 5668 |  |  | 521 |  | 5668 | [11 empty] | 13.7287 | 14 | 0.23474 | 1330.521 |  | 0.3724 | 2110.7827 |  | 3138.9716 |  | 6580.2752 | 6710.3015 | [10 empty] | #N/A | #N/A | #N/A | #N/A |  | #N/A | #N/A |  | #N/A | #N/A | #N/A | 0
Corridor/Transition537-2 | Corridor/Transition0 | [8 empty] | n | [11 empty] | 537-2 |  | 5668 |  |  | 0 |  | 5668 | [11 empty] | 13.7287 | 14 | 0.17341 | 982.8635 |  | 0.2751 | 1559.2473 |  | 2318.7763 |  | 4860.8871 | 4956.9382 | [10 empty] | #N/A | #N/A | 0 | 0 |  | 0 | 0 |  | 0 | 0 | #N/A | 0
Corridor/Transition0 | Corridor/Transition0 | [8 empty] | n | [11 empty] | 0 |  | 5668 |  |  | 0 |  | 5668 | [11 empty] | 0 | 0 | 0 | 0 |  | 0 | 0 |  | 0 |  | 0 | 0 | [10 empty] | #N/A | #N/A | 0 | 0 |  | 0 | 0 |  | 0 | 0 | #N/A | 0
Corridor/Transition | Corridor/Transition527-2 | [8 empty] | n | [16 empty] | 0 |  | 5668 | [33 empty] | #N/A | #N/A | 0 | 0 |  | 0 | 0 |  | 0 | 0 | #N/A | 0
Stairway | Stairway | [8 empty] | n | [9 empty] | Stairway | 0.777 |  | 8760 | 1728 | Stairway | 0.77901 |  | 8760 | 1728
Stairway530 | Stairway530 | [8 empty] | n | [9 empty] | replacement costs are for lamps |  | 530 |  | 1728 |  |  | 530 |  | 1728 |  | 1.2459 | 2152.8794 |  | 1.2432 | 2148.2496 |  | 3110.0748 |  |  | 7411.2038 | 9.8847 | 10 | 0.089757 | 155.0999 |  | 0.13814 | 238.6974 |  | 357.8888 |  | 751.6861 | 760.4558 | #N/A | #N/A |  | #N/A | #N/A |  | #N/A |  |  | #N/A | #N/A | #N/A | #N/A | #N/A |  | #N/A | #N/A |  | #N/A | #N/A | #N/A | #N/A
Stairway0 | Stairway602 | [8 empty] | n | [11 empty] | 0 |  | 1728 |  |  | 602 |  | 1728 |  | 0 | 0 |  | 0 | 0 |  | 0 |  |  | 0 | 0 | 0 | 0 | 0 |  | 0 | 0 |  | 0 |  | 0 | 0 | #N/A | #N/A |  | #N/A | #N/A |  | #N/A |  |  | #N/A | #N/A | #N/A | #N/A | #N/A |  | #N/A | #N/A |  | #N/A | #N/A | #N/A | #N/A
Stairway0 | Stairway0 | [8 empty] | n | [11 empty] | 0 |  | 1728 |  |  | 0 |  | 1728 |  | 0 | 0 |  | 0 | 0 |  | 0 |  |  | 0 | 0 | 0 | 0 | 0 |  | 0 | 0 |  | 0 |  | 0 | 0 | #N/A | #N/A |  | #N/A | #N/A |  | #N/A |  |  | #N/A | 0 | 0 | 0 | 0 |  | #N/A | #N/A |  | #N/A | #N/A | 0 | #N/A
Stairway | Stairway0 | [8 empty] | n | [16 empty] | 0 |  | 1728 | [23 empty] | #N/A | #N/A |  | #N/A | #N/A |  | #N/A |  |  | #N/A | 0 | 0 | 0 | 0 |  | #N/A | #N/A |  | #N/A | #N/A | 0 | #N/A
Stairway530 | Stairway530 | [8 empty] | n | [9 empty] | ballast replacement |  | 530 |  | 1728 |  |  | 530 |  | 1728 | [11 empty] | 13.7287 | 14 | 0.48978 | 846.3363 |  | 0.777 | 1342.656 |  | 1996.6807 |  | 4185.6729 | 4268.3818 | [10 empty] | #N/A | #N/A | #N/A | #N/A |  | #N/A | #N/A |  | #N/A | #N/A | #N/A | 0
Stairway0 | Stairway602 | [8 empty] | n | [11 empty] | 0 |  | 1728 |  |  | 602 |  | 1728 | [11 empty] | 0 | 0 | 0 | 0 |  | 0 | 0 |  | 0 |  | 0 | 0 | [10 empty] | #N/A | #N/A | #N/A | #N/A |  | #N/A | #N/A |  | #N/A | #N/A | #N/A | 0
Stairway0 | Stairway0 | [8 empty] | n | [11 empty] | 0 |  | 1728 |  |  | 0 |  | 1728 | [11 empty] | 0 | 0 | 0 | 0 |  | 0 | 0 |  | 0 |  | 0 | 0 | [10 empty] | #N/A | #N/A | 0 | 0 |  | 0 | 0 |  | 0 | 0 | #N/A | 0
Stairway | Stairway0 | [8 empty] | n | [16 empty] | 0 |  | 1728 | [33 empty] | #N/A | #N/A | 0 | 0 |  | 0 | 0 |  | 0 | 0 | #N/A | 0
Lobby | Lobby - Hotel | [8 empty] | n | [9 empty] | Lobby - Hotel | 1.4245 |  | 7170 | 1755 | Lobby - Hotel | 1.1967 |  | 7170 | 1755
Lobby - Hotel535 | Lobby - Hotel572 | [8 empty] | n | [9 empty] | replacement costs are for lamps |  | 535 |  | 1755 |  |  | 572 |  | 1755 |  | 0.2279 | 399.971 |  | 0.057037 | 100.1006 |  | 289.112 |  |  | 789.1836 | 9.8847 | 10 | 0.004118 | 7.2271 |  | 0.0063376 | 11.1224 |  | 16.6763 |  | 35.0258 | 35.4345 | #N/A | #N/A |  | #N/A | #N/A |  | #N/A |  |  | #N/A | #N/A | #N/A | #N/A | #N/A |  | #N/A | #N/A |  | #N/A | #N/A | #N/A | #N/A
Lobby - Hotel572 | Lobby - Hotel0 | [8 empty] | n | [11 empty] | 572 |  | 1755 |  |  | 0 |  | 1755 |  | 0.46241 | 811.5244 |  | 0.96128 | 1687.04 |  | 2019.3224 |  |  | 4517.8867 | 0.23339 | 1 | 0.35435 | 621.8778 |  | 0.38948 | 683.5421 |  | 1136.7108 |  | 2442.1307 | 10463.8118 | #N/A | #N/A |  | #N/A | #N/A |  | #N/A |  |  | #N/A | 0 | 0 | 0 | 0 |  | #N/A | #N/A |  | #N/A | #N/A | 0 | #N/A
Lobby - Hotel524 | Lobby - Hotel0 | [8 empty] | n | [11 empty] | 524 |  | 1755 |  |  | 0 |  | 1755 |  | 0.33528 | 588.4132 |  | 0.21686 | 380.5952 |  | 650.6045 |  |  | 1619.6129 | 2.7457 | 3 | 0.11741 | 206.0463 |  | 0.021686 | 38.0595 |  | 171.1701 |  | 415.276 | 453.7305 | #N/A | #N/A |  | #N/A | #N/A |  | #N/A |  |  | #N/A | 0 | 0 | 0 | 0 |  | #N/A | #N/A |  | #N/A | #N/A | 0 | #N/A
Lobby | Lobby - Hotel527-1 | [8 empty] | n | [16 empty] | 527-1 |  | 1755 | [23 empty] | #N/A | #N/A |  | #N/A | #N/A |  | #N/A |  |  | #N/A | #N/A |  | #N/A | #N/A |  | #N/A | #N/A |  | #N/A | #N/A | 0 | #N/A
Lobby - Hotel535 | Lobby - Hotel572 | [8 empty] | n | [9 empty] | ballast replacement |  | 535 |  | 1755 |  |  | 572 |  | 1755 | [11 empty] | 13.7287 | 14 | 0.022471 | 39.4362 |  | 0.035648 | 62.5629 |  | 93.0381 |  | 195.0371 | 198.8911 | [10 empty] | #N/A | #N/A | #N/A | #N/A |  | #N/A | #N/A |  | #N/A | #N/A | #N/A | 0
Lobby - Hotel572 | Lobby - Hotel0 | [8 empty] | n | [11 empty] | 572 |  | 1755 |  |  | 0 |  | 1755 | [11 empty] | 0 | 0 | 0 | 0 |  | 0 | 0 |  | 0 |  | 0 | 0 | [10 empty] | #N/A | #N/A | 0 | 0 |  | 0 | 0 |  | 0 | 0 | #N/A | 0
Lobby - Hotel524 | Lobby - Hotel0 | [8 empty] | n | [11 empty] | 524 |  | 1755 |  |  | 0 |  | 1755 | [11 empty] | 13.7287 | 14 | 0 | 0 |  | 0 | 0 |  | 0 |  | 0 | 0 | [10 empty] | #N/A | #N/A | 0 | 0 |  | 0 | 0 |  | 0 | 0 | #N/A | 0
Lobby | Lobby - Hotel527-1 | [8 empty] | n | [16 empty] | 527-1 |  | 1755 | [33 empty] | #N/A |  | #N/A | #N/A |  | #N/A | #N/A |  | #N/A | #N/A | 0 | 0
Storage | Storage | [8 empty] | n | [9 empty] | Storage | 1.036 |  | 2148 | 1404 | Storage | 0.71127 |  | 2148 | 1404
Storage530 | Storage538 | [8 empty] | n | [9 empty] | replacement costs are for lamps |  | 530 |  | 1404 |  |  | 538 |  | 1404 |  | 1.6612 | 2332.2861 |  | 1.6576 | 2327.2704 |  | 3369.2477 |  |  | 8028.8042 | 9.8847 | 10 | 0.11968 | 168.0249 |  | 0.18418 | 258.5888 |  | 387.7129 |  | 814.3266 | 823.8271 | #N/A | #N/A |  | #N/A | #N/A |  | #N/A |  |  | #N/A | #N/A | #N/A | #N/A | #N/A |  | #N/A | #N/A |  | #N/A | #N/A | #N/A | #N/A
Storage553 | Storage0 | [8 empty] | n | [11 empty] | 0 |  | 1404 |  |  | 0 |  | 1404 |  | 0 | 0 |  | 0 | 0 |  | 0 |  |  | 0 | 0 | 0 | 0 | 0 |  | 0 | 0 |  | 0 |  | 0 | 0 | #N/A | #N/A |  | #N/A | #N/A |  | #N/A |  |  | #N/A | 0 | 0 | 0 | 0 |  | #N/A | #N/A |  | #N/A | #N/A | 0 | #N/A
Storage0 | Storage0 | [8 empty] | n | [11 empty] | 0 |  | 1404 |  |  | 0 |  | 1404 |  | 0 | 0 |  | 0 | 0 |  | 0 |  |  | 0 | 0 | 0 | 0 | 0 |  | 0 | 0 |  | 0 |  | 0 | 0 | #N/A | #N/A |  | #N/A | #N/A |  | #N/A |  |  | #N/A | 0 | 0 | 0 | 0 |  | #N/A | #N/A |  | #N/A | #N/A | 0 | #N/A
Storage | Storage0 | [8 empty] | n | [16 empty] | 0 |  | 1404 | [23 empty] | #N/A | #N/A |  | #N/A | #N/A |  | #N/A |  |  | #N/A | 0 |  | 0 | 0 |  | #N/A | #N/A |  | #N/A | #N/A | 0 | #N/A
Storage530 | Storage538 | [8 empty] | n | [9 empty] | ballast replacement |  | 530 |  | 1404 |  |  | 538 |  | 1404 | [11 empty] | 13.7287 | 14 | 0.65304 | 916.8643 |  | 1.036 | 1454.544 |  | 2163.0707 |  | 4534.479 | 4624.0803 | [10 empty] | #N/A | #N/A | #N/A | #N/A |  | #N/A | #N/A |  | #N/A | #N/A | #N/A | 0
Storage553 | Storage0 | [8 empty] | n | [11 empty] | 0 |  | 1404 |  |  | 0 |  | 1404 | [11 empty] | 0 | 0 | 0 | 0 |  | 0 | 0 |  | 0 |  | 0 | 0 | [10 empty] | #N/A | #N/A | 0 | 0 |  | 0 | 0 |  | 0 | 0 | #N/A | 0
Storage0 | Storage0 | [8 empty] | n | [11 empty] | 0 |  | 1404 |  |  | 0 |  | 1404 | [11 empty] | 0 | 0 | 0 | 0 |  | 0 | 0 |  | 0 |  | 0 | 0 | [10 empty] | #N/A | #N/A | 0 | 0 |  | 0 | 0 |  | 0 | 0 | #N/A | 0
Storage | Storage0 | [8 empty] | n | [16 empty] | 0 |  | 1404 | [33 empty] | #N/A |  | 0 | 0 |  | 0 | 0 |  | 0 | 0 | 0 | 0
Office-Enclosed | Office-Enclosed | [8 empty] | n | [9 empty] | Office-Enclosed | 1.4245 |  | 5722 | 1404 | Office-Enclosed | 1.2532 |  | 5722 | 1404
Office-Enclosed535 | Office-Enclosed531 | [8 empty] | n | [9 empty] | replacement costs are for lamps |  | 535 |  | 1404 |  |  | 531 |  | 1404 |  | 6.4282 | 9025.234 |  | 1.6088 | 2258.7425 |  | 6523.7314 |  |  | 17807.7079 | 9.8847 | 10 | 0.11615 | 163.0773 |  | 0.17876 | 250.9745 |  | 376.2965 |  | 790.3483 | 799.569 | #N/A | #N/A |  | #N/A | #N/A |  | #N/A |  |  | #N/A | #N/A | #N/A | #N/A | #N/A |  | #N/A | #N/A |  | #N/A | #N/A | #N/A | #N/A
Office-Enclosed539 | Office-Enclosed539 | [8 empty] | n | [11 empty] | 539 |  | 1404 |  |  | 539 |  | 1404 |  | 0.34987 | 491.2157 |  | 0.27129 | 380.8892 |  | 604.1169 |  |  | 1476.2217 | 2.0593 | 3 | 0.036484 | 51.223 |  | 0.0435 | 61.0736 |  | 98.8318 |  | 211.1284 | 307.5719 | #N/A | #N/A |  | #N/A | #N/A |  | #N/A |  |  | #N/A | #N/A | #N/A | #N/A | #N/A |  | #N/A | #N/A |  | #N/A | #N/A | #N/A | #N/A
Office-Enclosed537-2 | Office-Enclosed0 | [8 empty] | n | [11 empty] | 537-2 |  | 1404 |  |  | 0 |  | 1404 |  | 1.7033 | 2391.4061 |  | 0.25997 | 365.0041 |  | 1503.1517 |  |  | 4259.5619 | 9.8847 | 10 | 0.030032 | 42.1643 |  | 0.046218 | 64.8904 |  | 97.2929 |  | 204.3476 | 206.7316 | #N/A | #N/A |  | #N/A | #N/A |  | #N/A |  |  | #N/A | 0 | 0 | 0 | 0 |  | #N/A | #N/A |  | #N/A | #N/A | 0 | #N/A
Office-Enclosed | Office-Enclosed537-1 | [8 empty] | n | [16 empty] | 537-1 |  | 1404 | [23 empty] | #N/A | #N/A |  | #N/A | #N/A |  | #N/A |  |  | #N/A | #N/A |  | #N/A | #N/A |  | #N/A | #N/A |  | #N/A | #N/A | 0 | #N/A
Office-Enclosed535 | Office-Enclosed531 | [8 empty] | n | [9 empty] | ballast replacement |  | 535 |  | 1404 |  |  | 531 |  | 1404 | [11 empty] | 13.7287 | 14 | 0.63381 | 889.8667 |  | 1.0055 | 1411.7141 |  | 2099.3778 |  | 4400.9585 | 4487.9214 | [10 empty] | #N/A | #N/A | #N/A | #N/A |  | #N/A | #N/A |  | #N/A | #N/A | #N/A | 0
Office-Enclosed539 | Office-Enclosed539 | [8 empty] | n | [11 empty] | 539 |  | 1404 |  |  | 539 |  | 1404 | [11 empty] | 13.7287 | 14 | 0.11787 | 165.4898 |  | 0.435 | 610.7361 |  | 770.1073 |  | 1546.3331 | 1576.8886 | [10 empty] | #N/A | #N/A | #N/A | #N/A |  | #N/A | #N/A |  | #N/A | #N/A | #N/A | 0
Office-Enclosed537-2 | Office-Enclosed0 | [8 empty] | n | [11 empty] | 537-2 |  | 1404 |  |  | 0 |  | 1404 | [11 empty] | 13.7287 | 14 | 0.16387 | 230.0784 |  | 0.25997 | 365.0041 |  | 542.8022 |  | 1137.8847 | 1160.3693 | [10 empty] | #N/A | #N/A | 0 | 0 |  | 0 | 0 |  | 0 | 0 | #N/A | 0
Office-Enclosed | Office-Enclosed537-1 | [8 empty] | n | [16 empty] | 537-1 |  | 1404 | [33 empty] | #N/A |  | #N/A | #N/A |  | #N/A | #N/A |  | #N/A | #N/A | 0 | 0
Hospital - Laundry-washing | Hospital - Laundry-washing | [8 empty] | n | [9 empty] | Hospital - Laundry/Washing | 0.777 |  | 3276 | 1053 | Hospital - Laundry/Washing | 0.6774 |  | 3276 | 1053
Hospital - Laundry-washing530 | Hospital - Laundry-washing530 | [8 empty] | n | [9 empty] | replacement costs are for lamps |  | 530 |  | 1053 |  |  | 530 |  | 1053 |  | 1.2459 | 1311.9109 |  | 1.2432 | 1309.0896 |  | 1895.2018 |  |  | 4516.2023 | 9.8847 | 10 | 0.089757 | 94.514 |  | 0.13814 | 145.4562 |  | 218.0885 |  | 458.0587 | 463.4028 | #N/A | #N/A |  | #N/A | #N/A |  | #N/A |  |  | #N/A | #N/A | #N/A | #N/A | #N/A |  | #N/A | #N/A |  | #N/A | #N/A | #N/A | #N/A
Hospital - Laundry-washing0 | Hospital - Laundry-washing0 | [8 empty] | n | [11 empty] | 0 |  | 1053 |  |  | 0 |  | 1053 |  | 0 | 0 |  | 0 | 0 |  | 0 |  |  | 0 | 0 | 0 | 0 | 0 |  | 0 | 0 |  | 0 |  | 0 | 0 | #N/A | #N/A |  | #N/A | #N/A |  | #N/A |  |  | #N/A | 0 | 0 | 0 | 0 |  | #N/A | #N/A |  | #N/A | #N/A | 0 | #N/A
Hospital - Laundry-washing0 | Hospital - Laundry-washing0 | [8 empty] | n | [11 empty] | 0 |  | 1053 |  |  | 0 |  | 1053 |  | 0 | 0 |  | 0 | 0 |  | 0 |  |  | 0 | 0 | 0 | 0 | 0 |  | 0 | 0 |  | 0 |  | 0 | 0 | #N/A | #N/A |  | #N/A | #N/A |  | #N/A |  |  | #N/A | 0 | 0 | 0 | 0 |  | #N/A | #N/A |  | #N/A | #N/A | 0 | #N/A
Hospital - Laundry-washing | Hospital - Laundry-washing0 | [8 empty] | n | [16 empty] | 0 |  | 1053 | [23 empty] | #N/A | #N/A |  | #N/A | #N/A |  | #N/A |  |  | #N/A | 0 |  | 0 | 0 |  | #N/A | #N/A |  | #N/A | #N/A | 0 | #N/A
Hospital - Laundry-washing530 | Hospital - Laundry-washing530 | [8 empty] | n | [9 empty] | ballast replacement |  | 530 |  | 1053 |  |  | 530 |  | 1053 | [11 empty] | 13.7287 | 14 | 0.48978 | 515.7362 |  | 0.777 | 818.181 |  | 1216.7273 |  | 2550.6444 | 2601.0452 | [10 empty] | #N/A | #N/A | #N/A | #N/A |  | #N/A | #N/A |  | #N/A | #N/A | #N/A | 0
Hospital - Laundry-washing0 | Hospital - Laundry-washing0 | [8 empty] | n | [11 empty] | 0 |  | 1053 |  |  | 0 |  | 1053 | [11 empty] | 0 | 0 | 0 | 0 |  | 0 | 0 |  | 0 |  | 0 | 0 | [10 empty] | #N/A | #N/A | 0 | 0 |  | 0 | 0 |  | 0 | 0 | #N/A | 0
Hospital - Laundry-washing0 | Hospital - Laundry-washing0 | [8 empty] | n | [11 empty] | 0 |  | 1053 |  |  | 0 |  | 1053 | [11 empty] | 0 | 0 | 0 | 0 |  | 0 | 0 |  | 0 |  | 0 | 0 | [10 empty] | #N/A | #N/A | 0 | 0 |  | 0 | 0 |  | 0 | 0 | #N/A | 0
Hospital - Laundry-washing | Hospital - Laundry-washing0 | [8 empty] | n | [16 empty] | 0 |  | 1053 | [33 empty] | #N/A |  | 0 | 0 |  | 0 | 0 |  | 0 | 0 | 0 | 0
Conference/Meeting/Multipurpose | Conference/Meeting/Multipurpose | [8 empty] | n | [9 empty] | Conference/Meeting/Multipurpose | 1.6835 |  | 4386 | 864 | Conference/Meeting/Multipurpose | 1.3887 |  | 4386 | 864
Conference/Meeting/Multipurpose535 | Conference/Meeting/Multipurpose535 | [8 empty] | n | [9 empty] | replacement costs are for lamps |  | 535 |  | 864 |  |  | 535 |  | 864 |  | 5.4975 | 4749.8779 |  | 1.3759 | 1188.7505 |  | 3433.3656 |  |  | 9371.994 | 9.8847 | 10 | 0.099335 | 85.8257 |  | 0.15288 | 132.085 |  | 198.0405 |  | 415.9513 | 420.8041 | #N/A | #N/A |  | #N/A | #N/A |  | #N/A |  |  | #N/A | #N/A | #N/A | #N/A | #N/A |  | #N/A | #N/A |  | #N/A | #N/A | #N/A | #N/A
Conference/Meeting/Multipurpose537-1 | Conference/Meeting/Multipurpose511 | [8 empty] | n | [11 empty] | 537-1 |  | 864 |  |  | 511 |  | 864 |  | 5.4696 | 4725.7282 |  | 0.97912 | 845.9637 |  | 3090.7882 |  |  | 8662.48 | 9.8847 | 10 | 0.056553 | 48.8617 |  | 0.087034 | 75.1977 |  | 112.747 |  | 236.8064 | 239.5692 | #N/A | #N/A |  | #N/A | #N/A |  | #N/A |  |  | #N/A | #N/A | #N/A | #N/A | #N/A |  | #N/A | #N/A |  | #N/A | #N/A | #N/A | #N/A
Conference/Meeting/Multipurpose511 | Conference/Meeting/Multipurpose0 | [8 empty] | n | [11 empty] | 511 |  | 864 |  |  | 0 |  | 864 |  | 0.20642 | 178.3505 |  | 0.32289 | 278.9733 |  | 355.1677 |  |  | 812.4916 | 1.1532 | 2 | 0.11902 | 102.8353 |  | 0.0162 | 13.9968 |  | 79.9788 |  | 196.8109 | 341.3263 | #N/A | #N/A |  | #N/A | #N/A |  | #N/A |  |  | #N/A | 0 | 0 | 0 | 0 |  | #N/A | #N/A |  | #N/A | #N/A | 0 | #N/A
Conference/Meeting/Multipurpose | Conference/Meeting/Multipurpose527-1 | [8 empty] | n | [18 empty] | 864 | [23 empty] | #N/A | #N/A |  | #N/A | #N/A |  | #N/A |  |  | #N/A | #N/A |  | #N/A | #N/A |  | #N/A | #N/A |  | #N/A | #N/A | 0 | #N/A
Conference/Meeting/Multipurpose535 | Conference/Meeting/Multipurpose535 | [8 empty] | n | [9 empty] | ballast replacement |  | 535 |  | 864 |  |  | 535 |  | 864 | [11 empty] | 13.7287 | 14 | 0.54204 | 468.3267 |  | 0.85992 | 742.969 |  | 1104.8786 |  | 2316.1744 | 2361.942 | [10 empty] | #N/A | #N/A | #N/A | #N/A |  | #N/A | #N/A |  | #N/A | #N/A | #N/A | 0
Conference/Meeting/Multipurpose537-1 | Conference/Meeting/Multipurpose511 | [8 empty] | n | [11 empty] | 537-1 |  | 864 |  |  | 511 |  | 864 | [11 empty] | 13.7287 | 14 | 0.50644 | 437.5674 |  | 0.97912 | 845.9637 |  | 1197.829 |  | 2481.3601 | 2530.3918 | [10 empty] | #N/A | #N/A | #N/A | #N/A |  | #N/A | #N/A |  | #N/A | #N/A | #N/A | 0
Conference/Meeting/Multipurpose511 | Conference/Meeting/Multipurpose0 | [8 empty] | n | [11 empty] | 511 |  | 864 |  |  | 0 |  | 864 | [11 empty] | 0 | 0 | 0 | 0 |  | 0 | 0 |  | 0 |  | 0 | 0 | [10 empty] | #N/A | #N/A | 0 | 0 |  | 0 | 0 |  | 0 | 0 | #N/A | 0
Conference/Meeting/Multipurpose | Conference/Meeting/Multipurpose527-1 | [8 empty] | n | [16 empty] | 527-1 |  | 864 | [33 empty] | #N/A |  | #N/A | #N/A |  | #N/A | #N/A |  | #N/A | #N/A | 0 | 0
Restrooms | Restrooms | [8 empty] | n | [9 empty] | Restrooms | 1.1655 |  | 8760 | 351 | Restrooms | 1.1064 |  | 8760 | 351
Restrooms521 | Restrooms604 | [8 empty] | n | [9 empty] | replacement costs are for lamps |  | 521 |  | 351 |  |  | 604 |  | 351 |  | 2.887 | 1013.3512 |  | 0.88597 | 310.9755 |  | 787.8677 |  |  | 2112.1943 | 4.6678 | 5 | 0.26732 | 93.8288 |  | 0.088597 | 31.0975 |  | 92.9579 |  | 217.8842 | 233.3925 | #N/A | #N/A |  | #N/A | #N/A |  | #N/A |  |  | #N/A | #N/A | #N/A | #N/A | #N/A |  | #N/A | #N/A |  | #N/A | #N/A | #N/A | #N/A
Restrooms537-1 | Restrooms520 | [8 empty] | n | [11 empty] | 537-1 |  | 351 |  |  | 520 |  | 351 |  | 4.9313 | 1730.8738 |  | 0.88276 | 309.8478 |  | 1132.0508 |  |  | 3172.7724 | 9.8847 | 10 | 0.050987 | 17.8964 |  | 0.078468 | 27.5424 |  | 41.2954 |  | 86.7342 | 87.7461 | #N/A | #N/A |  | #N/A | #N/A |  | #N/A |  |  | #N/A | #N/A | #N/A | #N/A | #N/A |  | #N/A | #N/A |  | #N/A | #N/A | #N/A | #N/A
Restrooms524 | Restrooms0 | [8 empty] | n | [11 empty] | 524 |  | 351 |  |  | 0 |  | 351 |  | 0.40055 | 140.5918 |  | 0.25908 | 90.9371 |  | 155.4514 |  |  | 386.9803 | 2.7457 | 3 | 0.14026 | 49.2314 |  | 0.025908 | 9.0937 |  | 40.8983 |  | 99.2235 | 108.4116 | #N/A | #N/A |  | #N/A | #N/A |  | #N/A |  |  | #N/A | 0 | 0 | 0 | 0 |  | #N/A | #N/A |  | #N/A | #N/A | 0 | #N/A
Restrooms | Restrooms534-2 | [8 empty] | n | [16 empty] | 534-2 |  | 351 | [23 empty] | #N/A | #N/A |  | #N/A | #N/A |  | #N/A |  |  | #N/A | #N/A |  | #N/A | #N/A |  | #N/A | #N/A |  | #N/A | #N/A | 0 | #N/A
Restrooms521 | Restrooms604 | [8 empty] | n | [9 empty] | ballast replacement |  | 521 |  | 351 |  |  | 604 |  | 351 | [11 empty] | 13.7287 | 14 | 0.38188 | 134.0412 |  | 0.44299 | 155.4877 |  | 253.9024 |  | 543.4313 | 554.1695 | [10 empty] | #N/A | #N/A | #N/A | #N/A |  | #N/A | #N/A |  | #N/A | #N/A | #N/A | 0
Restrooms537-1 | Restrooms520 | [8 empty] | n | [11 empty] | 537-1 |  | 351 |  |  | 520 |  | 351 | [11 empty] | 13.7287 | 14 | 0.4566 | 160.2661 |  | 0.88276 | 309.8478 |  | 438.7241 |  | 908.838 | 926.7966 | [10 empty] | #N/A | #N/A | #N/A | #N/A |  | #N/A | #N/A |  | #N/A | #N/A | #N/A | 0
Restrooms524 | Restrooms0 | [8 empty] | n | [11 empty] | 524 |  | 351 |  |  | 0 |  | 351 | [11 empty] | 13.7287 | 14 | 0 | 0 |  | 0 | 0 |  | 0 |  | 0 | 0 | [10 empty] | #N/A | #N/A | 0 | 0 |  | 0 | 0 |  | 0 | 0 | #N/A | 0
Restrooms | Restrooms534-2 | [8 empty] | n | [16 empty] | 534-2 |  | 351 | [33 empty] | #N/A |  | #N/A | #N/A |  | #N/A | #N/A |  | #N/A | #N/A | 0 | 0
Gymnasium/Fitness-Fitness Area | Gymnasium/Fitness-Fitness Area | [8 empty] | n | [9 empty] | Gymnasium/Fitness-Fitness Area | 1.1655 |  | 5824 | 351 | Gymnasium/Fitness-Fitness Area | 0.81288 |  | 5824 | 351
Gymnasium/Fitness-Fitness Area535 | Gymnasium/Fitness-Fitness Area535 | [8 empty] | n | [9 empty] | replacement costs are for lamps |  | 535 |  | 351 |  |  | 535 |  | 351 |  | 7.4512 | 2615.3579 |  | 1.8648 | 654.5448 |  | 1890.4654 |  |  | 5160.3681 | 9.8847 | 10 | 0.13464 | 47.257 |  | 0.2072 | 72.7281 |  | 109.0443 |  | 229.0294 | 231.7014 | #N/A | #N/A |  | #N/A | #N/A |  | #N/A |  |  | #N/A | #N/A | #N/A | #N/A | #N/A |  | #N/A | #N/A |  | #N/A | #N/A | #N/A | #N/A
Gymnasium/Fitness-Fitness Area0 | Gymnasium/Fitness-Fitness Area0 | [8 empty] | n | [11 empty] | 0 |  | 351 |  |  | 0 |  | 351 |  | 0 | 0 |  | 0 | 0 |  | 0 |  |  | 0 | 0 | 0 | 0 | 0 |  | 0 | 0 |  | 0 |  | 0 | 0 | #N/A | #N/A |  | #N/A | #N/A |  | #N/A |  |  | #N/A | 0 | 0 | 0 | 0 |  | #N/A | #N/A |  | #N/A | #N/A | 0 | #N/A
Gymnasium/Fitness-Fitness Area0 | Gymnasium/Fitness-Fitness Area0 | [8 empty] | n | [11 empty] | 0 |  | 351 |  |  | 0 |  | 351 |  | 0 | 0 |  | 0 | 0 |  | 0 |  |  | 0 | 0 | 0 | 0 | 0 |  | 0 | 0 |  | 0 |  | 0 | 0 | #N/A | #N/A |  | #N/A | #N/A |  | #N/A |  |  | #N/A | 0 | 0 | 0 | 0 |  | #N/A | #N/A |  | #N/A | #N/A | 0 | #N/A
Gymnasium/Fitness-Fitness Area | Gymnasium/Fitness-Fitness Area0 | [8 empty] | n | [16 empty] | 0 |  | 351 | [23 empty] | #N/A | #N/A |  | #N/A | #N/A |  | #N/A |  |  | #N/A | 0 |  | 0 | 0 |  | #N/A | #N/A |  | #N/A | #N/A | 0 | #N/A
Gymnasium/Fitness-Fitness Area535 | Gymnasium/Fitness-Fitness Area535 | [8 empty] | n | [9 empty] | ballast replacement |  | 535 |  | 351 |  |  | 535 |  | 351 | [11 empty] | 13.7287 | 14 | 0.73467 | 257.8681 |  | 1.1655 | 409.0905 |  | 608.3636 |  | 1275.3222 | 1300.5226 | [10 empty] | #N/A | #N/A | #N/A | #N/A |  | #N/A | #N/A |  | #N/A | #N/A | #N/A | 0
Gymnasium/Fitness-Fitness Area0 | Gymnasium/Fitness-Fitness Area0 | [8 empty] | n | [11 empty] | 0 |  | 351 |  |  | 0 |  | 351 | [11 empty] | 0 | 0 | 0 | 0 |  | 0 | 0 |  | 0 |  | 0 | 0 | [10 empty] | #N/A | #N/A | 0 | 0 |  | 0 | 0 |  | 0 | 0 | #N/A | 0
Gymnasium/Fitness-Fitness Area0 | Gymnasium/Fitness-Fitness Area0 | [8 empty] | n | [11 empty] | 0 |  | 351 |  |  | 0 |  | 351 | [11 empty] | 0 | 0 | 0 | 0 |  | 0 | 0 |  | 0 |  | 0 | 0 | [10 empty] | #N/A | #N/A | 0 | 0 |  | 0 | 0 |  | 0 | 0 | #N/A | 0
Gymnasium/Fitness-Fitness Area | Gymnasium/Fitness-Fitness Area0 | [8 empty] | n | [16 empty] | 0 |  | 351 | [33 empty] | #N/A |  | 0 | 0 |  | 0 | 0 |  | 0 | 0 | 0 | 0
Lounge/Recreation - Breakroom | Lounge/Recreation - Breakroom | [8 empty] | n | [9 empty] | Lounge/Recreation - Break room | 1.554 |  | 4128 | 351 | Lounge/Recreation - Break room | 0.82417 |  | 4128 | 351
Lounge/Recreation - Breakroom537-1 | Lounge/Recreation - Breakroom521 | [8 empty] | n | [9 empty] | replacement costs are for lamps |  | 537-1 |  | 351 |  |  | 521 |  | 351 |  | 5.4716 | 1920.5246 |  | 0.97948 | 343.7976 |  | 1256.0889 |  |  | 3520.4112 | 9.8847 | 10 | 0.056573 | 19.8573 |  | 0.087066 | 30.5602 |  | 45.8201 |  | 96.2376 | 97.3603 | #N/A | #N/A |  | #N/A | #N/A |  | #N/A |  |  | #N/A | #N/A | #N/A | #N/A | #N/A |  | #N/A | #N/A |  | #N/A | #N/A | #N/A | #N/A
Lounge/Recreation - Breakroom572 | Lounge/Recreation - Breakroom0 | [8 empty] | n | [11 empty] | 0 |  | 351 |  |  | 0 |  | 351 |  | 0 | 0 |  | 0 | 0 |  | 0 |  |  | 0 | 0 | 0 | 0 | 0 |  | 0 | 0 |  | 0 |  | 0 | 0 | #N/A | #N/A |  | #N/A | #N/A |  | #N/A |  |  | #N/A | 0 | 0 | 0 | 0 |  | #N/A | #N/A |  | #N/A | #N/A | 0 | #N/A
Lounge/Recreation - Breakroom521 | Lounge/Recreation - Breakroom0 | [8 empty] | n | [11 empty] | 521 |  | 351 |  |  | 0 |  | 351 |  | 5.5874 | 1961.1648 |  | 1.7146 | 601.8389 |  | 1524.7807 |  |  | 4087.7844 | 4.6678 | 5 | 0.51735 | 181.5893 |  | 0.17146 | 60.1839 |  | 179.9038 |  | 421.677 | 451.6905 | #N/A | #N/A |  | #N/A | #N/A |  | #N/A |  |  | #N/A | 0 | 0 | 0 | 0 |  | #N/A | #N/A |  | #N/A | #N/A | 0 | #N/A
Lounge/Recreation - Breakroom | Lounge/Recreation - Breakroom527-2 | [8 empty] | n | [16 empty] | 527-2 |  | 351 | [23 empty] | #N/A | #N/A |  | #N/A | #N/A |  | #N/A |  |  | #N/A | #N/A |  | #N/A | #N/A |  | #N/A | #N/A |  | #N/A | #N/A | 0 | #N/A
Lounge/Recreation - Breakroom537-1 | Lounge/Recreation - Breakroom521 | [8 empty] | n | [9 empty] | ballast replacement |  | 537-1 |  | 351 |  |  | 521 |  | 351 | [11 empty] | 13.7287 | 14 | 0.50663 | 177.8264 |  | 0.97948 | 343.7976 |  | 486.7949 |  | 1008.4188 | 1028.3452 | [10 empty] | #N/A | #N/A | #N/A | #N/A |  | #N/A | #N/A |  | #N/A | #N/A | #N/A | 0
Lounge/Recreation - Breakroom572 | Lounge/Recreation - Breakroom0 | [8 empty] | n | [11 empty] | 0 |  | 351 |  |  | 0 |  | 351 | [11 empty] | 0 | 0 | 0 | 0 |  | 0 | 0 |  | 0 |  | 0 | 0 | [10 empty] | #N/A | #N/A | 0 | 0 |  | 0 | 0 |  | 0 | 0 | #N/A | 0
Lounge/Recreation - Breakroom521 | Lounge/Recreation - Breakroom0 | [8 empty] | n | [11 empty] | 521 |  | 351 |  |  | 0 |  | 351 | [11 empty] | 13.7287 | 14 | 0.73907 | 259.4133 |  | 0.85732 | 300.9195 |  | 491.3838 |  | 1051.7166 | 1072.4985 | [10 empty] | #N/A | #N/A | 0 | 0 |  | 0 | 0 |  | 0 | 0 | #N/A | 0
Lounge/Recreation - Breakroom | Lounge/Recreation - Breakroom527-2 | [8 empty] | n | [16 empty] | 527-2 |  | 351 | [33 empty] | #N/A |  | #N/A | #N/A |  | #N/A | #N/A |  | #N/A | #N/A | 0 | 0
Electrical/Mechanical | Electrical/Mechanical | [8 empty] | n | [9 empty] | Electrical/Mechanical | 1.9425 |  | 2148 | 351 | Electrical/Mechanical | 1.0725 |  | 2148 | 351
Electrical/Mechanical538 | Electrical/Mechanical538 | [8 empty] | n | [9 empty] | replacement costs are for lamps |  | 538 |  | 351 |  |  | 538 |  | 351 |  | 2.9472 | 1034.4817 |  | 2.7195 | 954.5445 |  | 1419.3939 |  |  | 3408.4201 | 9.8847 | 10 | 0.22439 | 78.7617 |  | 0.34534 | 121.2135 |  | 181.7404 |  | 381.7156 | 386.169 | #N/A | #N/A |  | #N/A | #N/A |  | #N/A |  |  | #N/A | #N/A | #N/A | #N/A | #N/A |  | #N/A | #N/A |  | #N/A | #N/A | #N/A | #N/A
Electrical/Mechanical0 | Electrical/Mechanical0 | [8 empty] | n | [11 empty] | 0 |  | 351 |  |  | 0 |  | 351 |  | 0 | 0 |  | 0 | 0 |  | 0 |  |  | 0 | 0 | 0 | 0 | 0 |  | 0 | 0 |  | 0 |  | 0 | 0 | #N/A | #N/A |  | #N/A | #N/A |  | #N/A |  |  | #N/A | 0 | 0 | 0 | 0 |  | #N/A | #N/A |  | #N/A | #N/A | 0 | #N/A
Electrical/Mechanical0 | Electrical/Mechanical0 | [8 empty] | n | [11 empty] | 0 |  | 351 |  |  | 0 |  | 351 |  | 0 | 0 |  | 0 | 0 |  | 0 |  |  | 0 | 0 | 0 | 0 | 0 |  | 0 | 0 |  | 0 |  | 0 | 0 | #N/A | #N/A |  | #N/A | #N/A |  | #N/A |  |  | #N/A | 0 | 0 | 0 | 0 |  | #N/A | #N/A |  | #N/A | #N/A | 0 | #N/A
Electrical/Mechanical | Electrical/Mechanical0 | [8 empty] | n | [16 empty] | 0 |  | 351 | [23 empty] | #N/A | #N/A |  | #N/A | #N/A |  | #N/A |  |  | #N/A | 0 |  | 0 | 0 |  | #N/A | #N/A |  | #N/A | #N/A | 0 | #N/A
Electrical/Mechanical538 | Electrical/Mechanical538 | [8 empty] | n | [9 empty] | ballast replacement |  | 538 |  | 351 |  |  | 538 |  | 351 | [11 empty] | 13.7287 | 14 | 1.2244 | 429.7801 |  | 1.9425 | 681.8175 |  | 1013.9394 |  | 2125.537 | 2167.5376 | [10 empty] | #N/A | #N/A | #N/A | #N/A |  | #N/A | #N/A |  | #N/A | #N/A | #N/A | 0
Electrical/Mechanical0 | Electrical/Mechanical0 | [8 empty] | n | [11 empty] | 0 |  | 351 |  |  | 0 |  | 351 | [11 empty] | 0 | 0 | 0 | 0 |  | 0 | 0 |  | 0 |  | 0 | 0 | [10 empty] | #N/A | #N/A | 0 | 0 |  | 0 | 0 |  | 0 | 0 | #N/A | 0
Electrical/Mechanical0 | Electrical/Mechanical0 | [8 empty] | n | [11 empty] | 0 |  | 351 |  |  | 0 |  | 351 | [11 empty] | 0 | 0 | 0 | 0 |  | 0 | 0 |  | 0 |  | 0 | 0 | [10 empty] | #N/A | #N/A | 0 | 0 |  | 0 | 0 |  | 0 | 0 | #N/A | 0
Electrical/Mechanical | Electrical/Mechanical0 | [8 empty] | n | [16 empty] | 0 |  | 351 | [33 empty] | #N/A |  | 0 | 0 |  | 0 | 0 |  | 0 | 0 | 0 | 0
[18 empty] | Mid-rise Apartment_Interior Lighting LPD |  | Mid-rise Apartment |  |  |  |  | Mid-rise Apartment
Office-Enclosed | Office-Enclosed | [9 empty] | n | [8 empty] | Office-Enclosed | 1.2166 |  | 3231 | 950 | Office-Enclosed | 0.86802 |  | 3231 | 950
Office-Enclosed535 | Office-Enclosed531 | [9 empty] | n | [8 empty] | replacement costs are for lamps |  | 535 |  | 950 |  |  | 531 |  | 950 |  | 5.4901 | 5215.5526 |  | 1.374 | 1305.2947 |  | 3769.9703 |  |  | 10290.8176 | 9.8847 | 10 | 0.0992 | 94.24 |  | 0.15267 | 145.0346 |  | 217.4563 |  | 456.7309 | 462.0594 | #N/A | #N/A |  | #N/A | #N/A |  | #N/A |  |  | #N/A | #N/A | #N/A | #N/A | #N/A |  | #N/A | #N/A |  | #N/A | #N/A | #N/A | #N/A
Office-Enclosed539 | Office-Enclosed539 | [9 empty] | n | [10 empty] | 539 |  | 950 |  |  | 539 |  | 950 |  | 0.29881 | 283.8664 |  | 0.2317 | 220.1103 |  | 349.1104 |  |  | 853.0872 | 2.0593 | 3 | 0.031159 | 29.601 |  | 0.037151 | 35.2936 |  | 57.1135 |  | 122.0081 | 177.7414 | #N/A | #N/A |  | #N/A | #N/A |  | #N/A |  |  | #N/A | #N/A | #N/A | #N/A | #N/A |  | #N/A | #N/A |  | #N/A | #N/A | #N/A | #N/A
Office-Enclosed537-2 | Office-Enclosed0 | [9 empty] | n | [10 empty] | 537-2 |  | 950 |  |  | 0 |  | 950 |  | 1.4547 | 1381.9591 |  | 0.22203 | 210.9306 |  | 868.6497 |  |  | 2461.5394 | 9.8847 | 10 | 0.025649 | 24.3661 |  | 0.039473 | 37.4992 |  | 56.2242 |  | 118.0895 | 119.4672 | #N/A | #N/A |  | #N/A | #N/A |  | #N/A |  |  | #N/A | 0 | 0 | 0 | 0 |  | #N/A | #N/A |  | #N/A | #N/A | 0 | #N/A
Office-Enclosed | Office-Enclosed537-1 | [9 empty] | n | [15 empty] | 537-1 |  | 950 | [23 empty] | #N/A | #N/A |  | #N/A | #N/A |  | #N/A |  |  | #N/A | #N/A | #N/A | #N/A | #N/A |  | #N/A | #N/A |  | #N/A | #N/A | #N/A | #N/A
Office-Enclosed535 | Office-Enclosed531 | [9 empty] | n | [8 empty] | ballast replacement |  | 535 |  | 950 |  |  | 531 |  | 950 | [11 empty] | 13.7287 | 14 | 0.54131 | 514.2411 |  | 0.85875 | 815.8092 |  | 1213.2001 |  | 2543.2504 | 2593.5051 | [10 empty] | #N/A | #N/A | #N/A | #N/A |  | #N/A | #N/A |  | #N/A | #N/A | #N/A | 0
Office-Enclosed539 | Office-Enclosed539 | [9 empty] | n | [10 empty] | 539 |  | 950 |  |  | 539 |  | 950 | [11 empty] | 13.7287 | 14 | 0.10067 | 95.6342 |  | 0.37151 | 352.9356 |  | 445.0339 |  | 893.6036 | 911.2612 | [10 empty] | #N/A | #N/A | #N/A | #N/A |  | #N/A | #N/A |  | #N/A | #N/A | #N/A | 0
Office-Enclosed537-2 | Office-Enclosed0 | [9 empty] | n | [10 empty] | 537-2 |  | 950 |  |  | 0 |  | 950 | [11 empty] | 13.7287 | 14 | 0.13996 | 132.959 |  | 0.22203 | 210.9306 |  | 313.6776 |  | 657.5672 | 670.5607 | [10 empty] | #N/A | #N/A | 0 | 0 |  | 0 | 0 |  | 0 | 0 | #N/A | 0
Office-Enclosed | Office-Enclosed537-1 | [9 empty] | n | [15 empty] | 537-1 |  | 950 | [33 empty] | #N/A |  | #N/A | #N/A |  | #N/A | #N/A |  | #N/A | #N/A | 0 | 0
Corridor/Transition | Corridor/Transition | [9 empty] | n | [8 empty] | Corridor/Transition | 0.553 |  | 8760 | 3345 | Corridor/Transition | 0.51612 |  | 8760 | 3345
Corridor/Transition530 | Corridor/Transition521 | [9 empty] | n | [8 empty] | replacement costs are for lamps |  | 530 |  | 3345 |  |  | 521 |  | 3345 |  | 0.50998 | 1705.8865 |  | 0.50888 | 1702.2179 |  | 2464.3435 |  |  | 5872.4478 | 9.8847 | 10 | 0.036741 | 122.8972 |  | 0.056543 | 189.1377 |  | 283.5819 |  | 595.6168 | 602.5657 | #N/A | #N/A |  | #N/A | #N/A |  | #N/A |  |  | #N/A | #N/A | #N/A | #N/A | #N/A |  | #N/A | #N/A |  | #N/A | #N/A | #N/A | #N/A
Corridor/Transition537-2 | Corridor/Transition0 | [9 empty] | n | [10 empty] | 537-2 |  | 3345 |  |  | 0 |  | 3345 |  | 1.5393 | 5148.9923 |  | 0.23495 | 785.8988 |  | 3236.471 |  |  | 9171.3621 | 9.8847 | 10 | 0.02714 | 90.7849 |  | 0.041769 | 139.7171 |  | 209.4836 |  | 439.9856 | 445.1187 | #N/A | #N/A |  | #N/A | #N/A |  | #N/A |  |  | #N/A | 0 | 0 | 0 | 0 |  | #N/A | #N/A |  | #N/A | #N/A | 0 | #N/A
Corridor/Transition0 | Corridor/Transition0 | [9 empty] | n | [10 empty] | 0 |  | 3345 |  |  | 0 |  | 3345 |  | 0 | 0 |  | 0 | 0 |  | 0 |  |  | 0 | 0 | 0 | 0 | 0 |  | 0 | 0 |  | 0 |  | 0 | 0 | #N/A | #N/A |  | #N/A | #N/A |  | #N/A |  |  | #N/A | 0 | 0 | 0 | 0 |  | #N/A | #N/A |  | #N/A | #N/A | 0 | #N/A
| Corridor/Transition527-2 | [9 empty] | n | [15 empty] | 0 |  | 3345 | [23 empty] | #N/A | #N/A |  | #N/A | #N/A |  | #N/A |  |  | #N/A | 0 | 0 | 0 | 0 |  | #N/A | #N/A |  | #N/A | #N/A | 0 | #N/A
Corridor/Transition530 | Corridor/Transition521 | [9 empty] | n | [8 empty] | ballast replacement |  | 530 |  | 3345 |  |  | 521 |  | 3345 | [11 empty] | 13.7287 | 14 | 0.20048 | 670.6151 |  | 0.31805 | 1063.8862 |  | 1582.1185 |  | 3316.6199 | 3382.1563 | [10 empty] | #N/A | #N/A | #N/A | #N/A |  | #N/A | #N/A |  | #N/A | #N/A | #N/A | 0
Corridor/Transition537-2 | Corridor/Transition0 | [9 empty] | n | [10 empty] | 537-2 |  | 3345 |  |  | 0 |  | 3345 | [11 empty] | 13.7287 | 14 | 0.1481 | 495.3873 |  | 0.23495 | 785.8988 |  | 1168.72 |  | 2450.0061 | 2498.4182 | [10 empty] | #N/A | #N/A | 0 | 0 |  | 0 | 0 |  | 0 | 0 | #N/A | 0
Corridor/Transition0 | Corridor/Transition0 | [9 empty] | n | [10 empty] | 0 |  | 3345 |  |  | 0 |  | 3345 | [11 empty] | 0 | 0 | 0 | 0 |  | 0 | 0 |  | 0 |  | 0 | 0 | [10 empty] | #N/A | #N/A | 0 | 0 |  | 0 | 0 |  | 0 | 0 | #N/A | 0
| Corridor/Transition527-2 | [9 empty] | n | [12 empty] | 2508 |  |  | 0 |  | 3345 | [33 empty] | #N/A | #N/A | 0 | 0 |  | 0 | 0 |  | 0 | 0 | #N/A | 0
[11 empty] | n | [8 empty] | Dwelling Units Average | 0.585 |  |  | 29450 | Dwelling Units Average | 0.46 |  |  | 29450
Averages of low and high end apartment | [10 empty] | n | [8 empty] | 50% of low end and high end for new construction and replacements |  | Average New Construction |  |  | 50% of low end and high end for new construction and replacements |  | Average New Construction | [12 empty] | #N/A | [21 empty] | #N/A | [11 empty] | #N/A
[11 empty] | n | [8 empty] | replacement costs are for lamps, 50% of each low-end |  | 501 |  |  | replacement costs are for lamps, 50% of each low-end |  | 501 | [14 empty] | #N/A | [9 empty] | #N/A | [11 empty] | #N/A | [8 empty] | #N/A
[11 empty] | n | [10 empty] | 700 |  |  |  |  | 700 | [14 empty] | #N/A | [9 empty] | #N/A | [11 empty] | #N/A | [8 empty] | #N/A
[11 empty] | n | [10 empty] | 530 |  |  |  |  | 530 | [14 empty] | #N/A | [9 empty] | #N/A | [11 empty] | #N/A | [8 empty] | #N/A
[11 empty] | n | [8 empty] | high-end |  | 505 |  |  | high-end |  | 505 | [14 empty] | #N/A | [9 empty] | #N/A | [11 empty] | #N/A | [8 empty] | #N/A
[11 empty] | n | [10 empty] | 501 |  |  |  |  | 501 | [14 empty] | #N/A | [9 empty] | #N/A | [11 empty] | #N/A | [8 empty] | #N/A
[11 empty] | n | [10 empty] | 500 |  |  |  |  | 500 | [14 empty] | #N/A | [9 empty] | #N/A | [11 empty] | #N/A | [8 empty] | #N/A
[11 empty] | n | [10 empty] | 700 |  |  |  |  | 700 | [14 empty] | #N/A | [9 empty] | #N/A | [11 empty] | #N/A | [8 empty] | #N/A
[11 empty] | n | [10 empty] | 530 |  |  |  |  | 530 | [14 empty] | #N/A | [9 empty] | #N/A | [11 empty] | #N/A | [8 empty] | #N/A
[11 empty] | n | [8 empty] | replacement costs are for ballasts, 50% of each low-end |  | 501 |  |  | replacement costs are for ballasts, 50% of each low-end |  | 501
[11 empty] | n | [10 empty] | 700 |  |  |  |  | 700 | [14 empty] | #N/A | [9 empty] | #N/A | [11 empty] | #N/A | [8 empty] | #N/A
[11 empty] | n | [10 empty] | 530 |  |  |  |  | 530 | [14 empty] | #N/A | [9 empty] | #N/A | [11 empty] | #N/A | [8 empty] | #N/A
[11 empty] | n | [8 empty] | high-end |  | 505 |  |  | high-end |  | 505 | [14 empty] | #N/A | [9 empty] | #N/A | [11 empty] | #N/A | [8 empty] | #N/A
[11 empty] | n | [10 empty] | 501 |  |  |  |  | 501 | [14 empty] | #N/A | [9 empty] | #N/A | [11 empty] | #N/A | [8 empty] | #N/A
[11 empty] | n | [10 empty] | 500 |  |  |  |  | 500 | [14 empty] | #N/A | [9 empty] | #N/A | [11 empty] | #N/A | [8 empty] | #N/A
[11 empty] | n | [10 empty] | 700 |  |  |  |  | 700 | [14 empty] | #N/A | [9 empty] | #N/A | [11 empty] | #N/A | [8 empty] | #N/A
[11 empty] | n | [10 empty] | 530 |  |  |  |  | 530 | [14 empty] | #N/A | [9 empty] | #N/A | [11 empty] | #N/A | [8 empty] | #N/A
[11 empty] | n | [30 empty] | #N/A | [9 empty] | #N/A | [11 empty] | #N/A | [8 empty] | #N/A
Dwelling Units | Dwelling Units | [18 empty] | Dwelling Units Low End | 0.39 |  | 2875 | 29450 | Dwelling Units Low End | 0.3 | sub-total | 2875 | 29450 | [10 empty] | #N/A | [21 empty] | #N/A
DwellingUnits501_Low | DwellingUnits501_Low | [18 empty] | replacement costs are for lamps |  | 501 |  | 29450 |  |  | 501 |  | 29450 |  | #N/A | #N/A |  | #N/A | #N/A |  | #N/A |  |  | #N/A | #N/A | #N/A | #N/A | #N/A |  | #N/A | #N/A |  | #N/A |  | #N/A | #N/A | #N/A | #N/A |  | #N/A | #N/A |  | #N/A |  |  | #N/A | #N/A | #N/A | #N/A | #N/A |  | #N/A | #N/A |  | #N/A | #N/A | #N/A | #N/A
DwellingUnits700_Low | DwellingUnits700_Low | [20 empty] | 700 |  | 29450 |  |  | 700 |  | 29450 |  | #N/A | #N/A |  | #N/A | #N/A |  | #N/A |  |  | #N/A | #N/A | #N/A | #N/A | #N/A |  | #N/A | #N/A |  | #N/A |  | #N/A | #N/A | #N/A | #N/A |  | #N/A | #N/A |  | #N/A |  |  | #N/A | #N/A | #N/A | #N/A | #N/A |  | #N/A | #N/A |  | #N/A | #N/A | #N/A | #N/A
DwellingUnits530_Low | DwellingUnits530_Low | [20 empty] | 530 |  | 29450 |  |  | 530 |  | 29450 |  | #N/A | #N/A |  | #N/A | #N/A |  | #N/A |  |  | #N/A | #N/A | #N/A | #N/A | #N/A |  | #N/A | #N/A |  | #N/A |  | #N/A | #N/A | #N/A | #N/A |  | #N/A | #N/A |  | #N/A |  |  | #N/A | #N/A | #N/A | #N/A | #N/A |  | #N/A | #N/A |  | #N/A | #N/A | #N/A | #N/A
[24 empty] | 29450 |  |  |  |  | 29450 | [43 empty] | 0
DwellingUnits501_Low | DwellingUnits501_Low | [18 empty] | ballast replacement |  | 501 |  | 29450 |  |  | 501 |  | 29450 | [11 empty] | #N/A | #N/A | #N/A | #N/A |  | #N/A | #N/A |  | #N/A |  | #N/A | #N/A | [10 empty] | #N/A | #N/A | #N/A | #N/A |  | #N/A | #N/A |  | #N/A | #N/A | #N/A | 0
DwellingUnits700_Low | DwellingUnits700_Low | [20 empty] | 700 |  | 29450 |  |  | 700 |  | 29450 | [11 empty] | #N/A | #N/A | #N/A | #N/A |  | #N/A | #N/A |  | #N/A |  | #N/A | #N/A | [10 empty] | #N/A | #N/A | #N/A | #N/A |  | #N/A | #N/A |  | #N/A | #N/A | #N/A | 0
DwellingUnits530_Low | DwellingUnits530_Low | [20 empty] | 530 |  | 29450 |  |  | 530 |  | 29450 | [11 empty] | #N/A | #N/A | #N/A | #N/A |  | #N/A | #N/A |  | #N/A |  | #N/A | #N/A | [10 empty] | #N/A | #N/A | #N/A | #N/A |  | #N/A | #N/A |  | #N/A | #N/A | #N/A | 0
Dwelling Units | Dwelling Units | [18 empty] | Dwelling Units High End | 0.78 |  | 2875 | 29450 | Dwelling Units High End | 0.62 |  | 2875 | 29450 | [10 empty] | #N/A | [21 empty] | #N/A | [10 empty] | 0
DwellingUnits505_High | DwellingUnits505_High | [18 empty] | replacement costs are for lamps |  | 505 |  | 29450 |  |  | 505 |  | 29450 |  | #N/A | #N/A |  | #N/A | #N/A |  | #N/A |  |  | #N/A | #N/A | #N/A | #N/A | #N/A |  | #N/A | #N/A |  | #N/A |  | #N/A | #N/A | #N/A | #N/A |  | #N/A | #N/A |  | #N/A |  |  | #N/A | #N/A | #N/A | #N/A | #N/A |  | #N/A | #N/A |  | #N/A | #N/A | #N/A | #N/A
DwellingUnits501_High | DwellingUnits500_High | [20 empty] | 501 |  | 29450 |  |  | 500 |  | 29450 |  | #N/A | #N/A |  | #N/A | #N/A |  | #N/A |  |  | #N/A | #N/A | #N/A | #N/A | #N/A |  | #N/A | #N/A |  | #N/A |  | #N/A | #N/A | #N/A | #N/A |  | #N/A | #N/A |  | #N/A |  |  | #N/A | #N/A | #N/A | #N/A | #N/A |  | #N/A | #N/A |  | #N/A | #N/A | #N/A | #N/A
DwellingUnits500_High | DwellingUnits700_High | [20 empty] | 500 |  | 29450 |  |  | 700 |  | 29450 |  | #N/A | #N/A |  | #N/A | #N/A |  | #N/A |  |  | #N/A | #N/A | #N/A | #N/A | #N/A |  | #N/A | #N/A |  | #N/A |  | #N/A | #N/A | #N/A | #N/A |  | #N/A | #N/A |  | #N/A |  |  | #N/A | #N/A | #N/A | #N/A | #N/A |  | #N/A | #N/A |  | #N/A | #N/A | #N/A | #N/A
DwellingUnits700_High | DwellingUnits701_High | [20 empty] | 700 |  | 29450 |  |  | 701 |  | 29450 |  | #N/A | #N/A |  | #N/A | #N/A |  | #N/A |  |  | #N/A | #N/A | #N/A | #N/A | #N/A |  | #N/A | #N/A |  | #N/A |  | #N/A | #N/A | #N/A | #N/A |  | #N/A | #N/A |  | #N/A |  |  | #N/A | #N/A | #N/A | #N/A | #N/A |  | #N/A | #N/A |  | #N/A | #N/A | #N/A | #N/A
DwellingUnits530_High | DwellingUnits530_High | [20 empty] | 530 |  | 29450 |  |  | 530 |  | 29450 |  | #N/A | #N/A |  | #N/A | #N/A |  | #N/A |  |  | #N/A | #N/A | #N/A | #N/A | #N/A |  | #N/A | #N/A |  | #N/A |  | #N/A | #N/A | #N/A | #N/A |  | #N/A | #N/A |  | #N/A |  |  | #N/A | #N/A | #N/A | #N/A | #N/A |  | #N/A | #N/A |  | #N/A | #N/A | #N/A | #N/A
DwellingUnits505_High | DwellingUnits505_High | [18 empty] | ballast replacement |  | 505 |  | 29450 |  |  | 505 |  | 29450 | [11 empty] | #N/A | #N/A | #N/A | #N/A |  | #N/A | #N/A |  | #N/A |  | #N/A | #N/A | [10 empty] | #N/A | #N/A | #N/A | #N/A |  | #N/A | #N/A |  | #N/A | #N/A | #N/A | 0
DwellingUnits501_High | DwellingUnits500_High | [20 empty] | 501 |  | 29450 |  |  | 500 |  | 29450 | [11 empty] | #N/A | #N/A | #N/A | #N/A |  | #N/A | #N/A |  | #N/A |  | #N/A | #N/A | [10 empty] | #N/A | #N/A | #N/A | #N/A |  | #N/A | #N/A |  | #N/A | #N/A | #N/A | 0
DwellingUnits500_High | DwellingUnits700_High | [20 empty] | 500 |  | 29450 |  |  | 700 |  | 29450 | [11 empty] | #N/A | #N/A | #N/A | #N/A |  | #N/A | #N/A |  | #N/A |  | #N/A | #N/A | [10 empty] | #N/A | #N/A | #N/A | #N/A |  | #N/A | #N/A |  | #N/A | #N/A | #N/A | 0
DwellingUnits700_High | DwellingUnits701_High | [20 empty] | 700 |  | 29450 |  |  | 701 |  | 29450 | [11 empty] | #N/A | #N/A | #N/A | #N/A |  | #N/A | #N/A |  | #N/A |  | #N/A | #N/A | [10 empty] | #N/A | #N/A | #N/A | #N/A |  | #N/A | #N/A |  | #N/A | #N/A | #N/A | 0
DwellingUnits530_High | DwellingUnits530_High | [20 empty] | 530 |  | 29450 |  |  | 530 |  | 29450 | [11 empty] | #N/A | #N/A | #N/A | #N/A |  | #N/A | #N/A |  | #N/A |  | #N/A | #N/A | [10 empty] | #N/A | #N/A | #N/A | #N/A |  | #N/A | #N/A |  | #N/A | #N/A | #N/A | 0
Note on AR472: Brian Thornton: subtotal low end 2009
Note on AR480: Brian Thornton: subtotal high end 2009
Note on BN472: Brian Thornton: subtotal low end 2009
Note on BN480: Brian Thornton: subtotal high end 2009

## Int Ltg LPD Proto NC IECC (hidden)
| #VALUE! | [18 empty] | State Commercial Energy Code Cost Effectiveness - Interior Lighting Power Density - IECC 2009 and IECC 2010 - Costs Totals for Each Prototype | [55 empty] | 90.1 Cost Effectiveness - Interior Lighting Power Density 90.1-07by and 90.1-07de Costs - Prototype
Summary
IECC 2012 has changes to interior lighting power allowances, generally significantly lower that for IECC 2009
The cost of interior lighting for the prototypes that meets the lighting power allowances for IECC 2009 and IECC 2012 are shown below.
Interior Lighting - Summary of Total New Construction, Maintenance, and Replacement Costs By Replacement Year by Prototype
[7 empty] | Cost Parameters | [30 empty] | 61313.4194
[20 empty] | 2009 IECC |  |  |  |  | 2012 IECC | [5 empty] | IECC 2009 Baseline Costs - without implementation of the addenda. | [21 empty] | IECC 2012 - costs with addendum | [21 empty] | Incremental Costs | Small Office | [7 empty] | Large Office | [7 empty] | Standalone Retail | [7 empty] | Primary School | [7 empty] | Small Hotel | [7 empty] | Mid-rise Apartment
|  | Related 90.1-07 Addenda and IECC 2012 Sections |  |  |  | Prototypes Affected | [5 empty] | Climate Location | [5 empty] | Name of Item | [12 empty] | New Construction Costs | [9 empty] | Replacement Costs | [11 empty] | New Construction Costs | [9 empty] | Replacement Costs | [12 empty] | IECC 2009 |  |  | IECC 2012 |  |  | Incremental Cost |  | IECC 2009 |  |  | IECC 2012 |  |  | Incremental Cost |  | IECC 2009 |  |  | IECC 2012 |  |  | Incremental Cost |  | IECC 2009 |  |  | IECC 2012 |  |  | Incremental Cost |  | IECC 2009 |  |  | IECC 2012 |  |  | Incremental Cost |  | IECC 2009 |  |  | IECC 2012 |  |  | Incremental Cost
2009 Lookup | 2012 Lookup | 90.1 Addenda | IECC 2009 Chapter(s) Affected | IECC 2012 Section(s) affected | Affected Items | Small Office | Large Office | Standalone Retail | Primary School | Small Hotel | Mid-rise Apartment | 2A Houston | 3A Memphis | 3B El Paso | 4A Baltimore | 5A Chicago | Not Used | Interior Lighting Power Density | Not Used | Costs to provide lighting fixtures, lamps and ballasts to meet space by space lighting power density (LPD) maximum allowed LPD values under IECC 2009. Fixtures, lamps and ballasts and quantities defined from 90.1 development interior lighting models and additional input from 90.1 Lighting Subcommittee. Costs are for equipment etc. at today's prices that just meet the IECC 2009 requirements. Costs by IECC 2009 Prototype and Lighting Space Type | IECC 2009 Allowed Maximum LPD W/ft2 | Fixture ID Numbers | Annual Full Load Equivalent Operating Hours for Space Type Lamp Life for Fixtures (Used to Calculate Replacement Life) | Area of Space Type In Prototype Models | Costs to provide lighting fixtures, lamps and ballasts to meet space by space maximum allowed LPD values under IECC 2012 Table 9.6.1. Fixtures, lamps and ballasts and quantities defined from 90.1 development interior lighting models and additional input from 90.1 Lighting Subcommittee. Costs by IECC 2012 Prototype and Lighting Space Type | IECC 2012 Allowed Maximum LPD W/ft2 | Fixture ID Numbers | Annual Full Load Equivalent (FLE) Operating Hours | Area of Space Type, ft2 | Not Used | Material Cost/ft2 | Material Subtotal Cost/ft2 × area for space type | Labor Crew Type Not Used | Labor Cost/ft2 | Labor Subtotal Cost/ft2 × Area | Construction Equipment Subtotal | Cost Adjustments | Not Used | Not Used | Total | Replacement Life (hours of operation/ component life) | Replacement Period (costs assigned to a 1 year period) | Material Cost/ft2 | Material Subtotal Cost/ft2 × area for space type | Labor Crew Type Not Used | Labor Cost/ft2 | Labor Subtotal Cost/ft2 × Area | Construction Equipment Subtotal | Cost Adjustments | Not Used | Subtotal | Total (adjusted for actual quantity of replacements in replacement period) | Material Cost/ft2 | Material Subtotal Cost/ft2 × area for space type | Labor Crew Type Not Used | Labor Cost/ft2 | Labor Subtotal Cost/ft2 × Area | Construction Equipment Subtotal | Cost Adjustments | Not Used | Not Used | Total | Replacement Life (hours of operation/ component life) | Replacement Period (costs assigned to a 1 year period) | Material Cost/ft2 | Material Subtotal Cost/ft2 × area for space type | Labor Crew Type Not Used | Labor Cost/ft2 | Labor Subtotal Cost/ft2 × Area | Construction Equipment Subtotal | Cost Adjustments | Incremental Added Design with OH&P | Subtotal | Total (adjusted for actual quantity of replacements in replacement period) | New Construction Costs 2010 minus 2007 | Category | All Costs, First Replacement Only | With Repeated Replacements | Category | Replacement First Year | With Repeated Replacements | 30 Year | 40 Year | Category | All Costs, First Replacement Only | With Repeated Replacements | Category | Replacement First Year | With Repeated Replacements | 30 Year | 40 Year | Category | All Costs, First Replacement Only | With Repeated Replacements | Category | Replacement First Year | With Repeated Replacements | 30 Year | 40 Year | Category | All Costs, First Replacement Only | With Repeated Replacements | Category | Replacement First Year | With Repeated Replacements | 30 Year | 40 Year | Category | All Costs, First Replacement Only | With Repeated Replacements | Category | Replacement First Year | With Repeated Replacements | 30 Year | 40 Year | Category | All Costs, First Replacement Only | With Repeated Replacements | Category | Replacement First Year | With Repeated Replacements | 30 Year | 40 Year
[6 empty] | n | [5 empty] | X | X | X | X | X |  | Small _Office_Interior_Lighting_LPD |  | Small Office |  |  | 3642 |  | Small Office |  |  | 3642 | [47 empty] | New Construction | 0 | 0 | New Construction | 0 | 0 | 0 | 0 | New Construction | 0 | 0 | New Construction | 0 | 0 | 0 | 0 | New Construction | 0 | 0 | New Construction | 0 | 0 | 0 | 0 | New Construction | 0 | 0 | New Construction | 0 | 0 | 0 | 0 | New Construction | 0 | 0 | New Construction | 0 | 0 | 0 | 0 | New Construction | 0 | 0 | New Construction | 0 | 0 | 0 | 0
Office - Open Plan (Including Other) | Office - Open Plan (Including Other) |  |  |  |  | n | [13 empty] | Office - Open Plan (Including Other) | 0.979 |  |  | 1100 | Office - Open Plan (Including Other) | 0.9555 |  |  | 1100 | [46 empty] | Maintenance | 0 | 0 | Maintenance | 0 | 0 | 0 | 0 | Maintenance | 0 | 0 | Maintenance | 0 | 0 | 0 | 0 | Maintenance | 0 | 0 | Maintenance | 0 | 0 | 0 | 0 | Maintenance | 0 | 0 | Maintenance | 0 | 0 | 0 | 0 | Maintenance | 0 | 0 | Maintenance | 0 | 0 | 0 | 0 | Maintenance | 0 | 0 | Maintenance | 0 | 0 | 0 | 0
Office - Open Plan (Including Other)535 | Office - Open Plan (Including Other)535 |  |  |  |  | n | [13 empty] | replacement costs shown are for lamps |  | 535 |  | 1100 |  |  | 535 |  | 1100 |  | 5.0091 | 5510.0506 |  | 1.2536 | 1378.9986 |  | 3982.843 |  |  | 10871.8921 | 9.8847 | 10 | 0.09051 | 99.5613 |  | 0.13929 | 153.224 |  | 229.735 |  | 482.5204 | 488.1498 | #N/A | #N/A |  | #N/A | #N/A |  | #N/A |  |  | #N/A | #N/A | #N/A | #N/A | #N/A |  | #N/A | #N/A |  | #N/A |  | #N/A | #N/A | #N/A | Replacement - Year |  |  | Replacement - Year |  |  | 0 | 0 | Replacement - Year |  |  | Replacement - Year |  |  | 0 | 0 | Replacement - Year |  |  | Replacement - Year |  |  | 0 | 0 | Replacement - Year |  |  | Replacement - Year |  |  | 0 | 0 | Replacement - Year |  |  | Replacement - Year |  |  | 0 | 0 | Replacement - Year |  |  | Replacement - Year |  |  | 0 | 0
Office - Open Plan (Including Other)539 | Office - Open Plan (Including Other)539 |  |  |  |  | n | [15 empty] | 539 |  | 1100 |  |  | 539 |  | 1100 |  | 0.30671 | 337.382 |  | 0.23782 | 261.6063 |  | 414.926 |  |  | 1013.9142 | 2.0593 | 3 | 0.031983 | 35.1815 |  | 0.038134 | 41.9472 |  | 67.8807 |  | 145.0095 | 211.2498 | #N/A | #N/A |  | #N/A | #N/A |  | #N/A |  |  | #N/A | #N/A | #N/A | #N/A | #N/A |  | #N/A | #N/A |  | #N/A |  | #N/A | #N/A | #N/A | 1 | 0 | 0 | 1 | 0 | 0 | 0 | 0 | 1 | 0 | 0 | 1 | 0 | 0 | 0 | 0 | 1 | 0 | 0 | 1 | 0 | 0 | 0 | 0 | 1 | 0 | 0 | 1 | 0 | 0 | 0 | 0 | 1 | 0 | 0 | 1 | 0 | 0 | 0 | 0 | 1 | 0 | 0 | 1 | 0 | 0 | 0 | 0
Office - Open Plan (Including Other)524 | Office - Open Plan (Including Other)0 |  |  |  |  | n | [15 empty] | 524 |  | 1100 |  |  | 0 |  | 1100 |  | 0.1289 | 141.7945 |  | 0.083377 | 91.715 |  | 156.7813 |  |  | 390.2908 | 2.7457 | 3 | 0.045139 | 49.6526 |  | 0.0083377 | 9.1715 |  | 41.2482 |  | 100.0723 | 109.339 | #N/A | #N/A |  | #N/A | #N/A |  | #N/A |  |  | #N/A | 0 | 0 | 0 | 0 |  | #N/A | #N/A |  | #N/A |  | #N/A | 0 | #N/A | 2 | 0 | 0 | 2 | 0 | 0 | 0 | 0 | 2 | 0 | 0 | 2 | 0 | 0 | 0 | 0 | 2 | 0 | 0 | 2 | 0 | 0 | 0 | 0 | 2 | 0 | 0 | 2 | 0 | 0 | 0 | 0 | 2 | 0 | 0 | 2 | 0 | 0 | 0 | 0 | 2 | 0 | 0 | 2 | 0 | 0 | 0 | 0
Office - Open Plan (Including Other) | Office - Open Plan (Including Other)537-1 |  |  |  |  | n | [20 empty] | 537-1 |  | 1100 | [23 empty] | #N/A | #N/A |  | #N/A | #N/A |  | #N/A |  |  | #N/A | #N/A | #N/A | #N/A | #N/A |  | #N/A | #N/A |  | #N/A |  | #N/A | #N/A | #N/A | 3 | 0 | 0 | 3 | 0 | 0 | 0 | 0 | 3 | 0 | 0 | 3 | 0 | 0 | 0 | 0 | 3 | 0 | 0 | 3 | 0 | 0 | 0 | 0 | 3 | 0 | 0 | 3 | 0 | 0 | 0 | 0 | 3 | 0 | 0 | 3 | 0 | 0 | 0 | 0 | 3 | 0 | 0 | 3 | 0 | 0 | 0 | 0
Office - Open Plan (Including Other)535 | Office - Open Plan (Including Other)535 |  |  |  |  | n | [13 empty] | ballast replacement |  | 535 |  | 1100 |  |  | 535 |  | 1100 | [11 empty] | 13.7287 | 14 | 0.49389 | 543.2779 |  | 0.78352 | 861.8741 |  | 1281.7039 |  | 2686.856 | 2739.9482 | [10 empty] | #N/A | #N/A | #N/A | #N/A |  | #N/A | #N/A |  | #N/A |  | #N/A | #N/A | 0 | 4 | 0 | 0 | 4 | 0 | 0 | 0 | 0 | 4 | 0 | 0 | 4 | 0 | 0 | 0 | 0 | 4 | 0 | 0 | 4 | 0 | 0 | 0 | 0 | 4 | 0 | 0 | 4 | 0 | 0 | 0 | 0 | 4 | 0 | 0 | 4 | 0 | 0 | 0 | 0 | 4 | 0 | 0 | 4 | 0 | 0 | 0 | 0
Office - Open Plan (Including Other)539 | Office - Open Plan (Including Other)539 |  |  |  |  | n | [15 empty] | 539 |  | 1100 |  |  | 539 |  | 1100 | [11 empty] | 13.7287 | 14 | 0.10333 | 113.6634 |  | 0.38134 | 419.4722 |  | 528.9332 |  | 1062.0689 | 1083.0554 | [10 empty] | #N/A | #N/A | #N/A | #N/A |  | #N/A | #N/A |  | #N/A |  | #N/A | #N/A | 0 | 5 | 0 | 0 | 5 | 0 | 0 | 0 | 0 | 5 | 0 | 0 | 5 | 0 | 0 | 0 | 0 | 5 | 0 | 0 | 5 | 0 | 0 | 0 | 0 | 5 | 0 | 0 | 5 | 0 | 0 | 0 | 0 | 5 | 0 | 0 | 5 | 0 | 0 | 0 | 0 | 5 | 0 | 0 | 5 | 0 | 0 | 0 | 0
Office - Open Plan (Including Other)524 | Office - Open Plan (Including Other)0 |  |  |  |  | n | [15 empty] | 524 |  | 1100 |  |  | 0 |  | 1100 | [11 empty] | 13.7287 | 14 | 0 | 0 |  | 0 | 0 |  | 0 |  | 0 | 0 | [10 empty] | #N/A | #N/A | 0 | 0 |  | 0 | 0 |  | 0 |  | 0 | #N/A | 0 | 6 | 0 | 0 | 6 | 0 | 0 | 0 | 0 | 6 | 0 | 0 | 6 | 0 | 0 | 0 | 0 | 6 | 0 | 0 | 6 | 0 | 0 | 0 | 0 | 6 | 0 | 0 | 6 | 0 | 0 | 0 | 0 | 6 | 0 | 0 | 6 | 0 | 0 | 0 | 0 | 6 | 0 | 0 | 6 | 0 | 0 | 0 | 0
Office - Open Plan (Including Other) | Office - Open Plan (Including Other)537-1 |  |  |  |  | n | [20 empty] | 537-1 |  | 1100 | [33 empty] | #N/A | #N/A | #N/A | #N/A |  | #N/A | #N/A |  | #N/A |  | #N/A | #N/A | 0 | 7 | 0 | 0 | 7 | 0 | 0 | 0 | 0 | 7 | 0 | 0 | 7 | 0 | 0 | 0 | 0 | 7 | 0 | 0 | 7 | 0 | 0 | 0 | 0 | 7 | 0 | 0 | 7 | 0 | 0 | 0 | 0 | 7 | 0 | 0 | 7 | 0 | 0 | 0 | 0 | 7 | 0 | 0 | 7 | 0 | 0 | 0 | 0
Office-Enclosed | Office-Enclosed |  |  |  |  | n | [13 empty] | Office-Enclosed | 1.1 |  |  | 1595 | Office-Enclosed | 1.0822 |  |  | 1595 | [46 empty] | 8 | 0 | 0 | 8 | 0 | 0 | 0 | 0 | 8 | 0 | 0 | 8 | 0 | 0 | 0 | 0 | 8 | 0 | 0 | 8 | 0 | 0 | 0 | 0 | 8 | 0 | 0 | 8 | 0 | 0 | 0 | 0 | 8 | 0 | 0 | 8 | 0 | 0 | 0 | 0 | 8 | 0 | 0 | 8 | 0 | 0 | 0 | 0
Office-Enclosed535 | Office-Enclosed531 |  |  |  |  | n | [13 empty] | lamp replacement |  | 535 |  | 1595 |  |  | 531 |  | 1595 |  | 4.4179 | 7046.4811 |  | 1.1057 | 1763.5206 |  | 5093.4247 |  |  | 13903.4263 | 9.8847 | 10 | 0.079826 | 127.3231 |  | 0.12285 | 195.9492 |  | 293.7947 |  | 617.067 | 624.2661 | #N/A | #N/A |  | #N/A | #N/A |  | #N/A |  |  | #N/A | #N/A | #N/A | #N/A | #N/A |  | #N/A | #N/A |  | #N/A |  | #N/A | #N/A | #N/A | 9 | 0 | 0 | 9 | 0 | 0 | 0 | 0 | 9 | 0 | 0 | 9 | 0 | 0 | 0 | 0 | 9 | 0 | 0 | 9 | 0 | 0 | 0 | 0 | 9 | 0 | 0 | 9 | 0 | 0 | 0 | 0 | 9 | 0 | 0 | 9 | 0 | 0 | 0 | 0 | 9 | 0 | 0 | 9 | 0 | 0 | 0 | 0
Office-Enclosed539 | Office-Enclosed539 |  |  |  |  | n | [15 empty] | 539 |  | 1595 |  |  | 539 |  | 1595 |  | 0.24045 | 383.5182 |  | 0.18645 | 297.3805 |  | 471.6662 |  |  | 1152.5649 | 2.0593 | 3 | 0.025074 | 39.9925 |  | 0.029896 | 47.6834 |  | 77.1633 |  | 164.8392 | 240.1378 | #N/A | #N/A |  | #N/A | #N/A |  | #N/A |  |  | #N/A | #N/A | #N/A | #N/A | #N/A |  | #N/A | #N/A |  | #N/A |  | #N/A | #N/A | #N/A | 10 | 0 | 0 | 10 | 0 | 0 | 0 | 0 | 10 | 0 | 0 | 10 | 0 | 0 | 0 | 0 | 10 | 0 | 0 | 10 | 0 | 0 | 0 | 0 | 10 | 0 | 0 | 10 | 0 | 0 | 0 | 0 | 10 | 0 | 0 | 10 | 0 | 0 | 0 | 0 | 10 | 0 | 0 | 10 | 0 | 0 | 0 | 0
Office-Enclosed537-2 | Office-Enclosed0 |  |  |  |  | n | [15 empty] | 537-2 |  | 1595 |  |  | 0 |  | 1595 |  | 1.1706 | 1867.0982 |  | 0.17867 | 284.9781 |  | 1173.5906 |  |  | 3325.667 | 9.8847 | 10 | 0.020639 | 32.9199 |  | 0.031764 | 50.6634 |  | 75.9617 |  | 159.5451 | 161.4064 | #N/A | #N/A |  | #N/A | #N/A |  | #N/A |  |  | #N/A | 0 | 0 | 0 | 0 |  | #N/A | #N/A |  | #N/A |  | #N/A | 0 | #N/A | 11 | 0 | 0 | 11 | 0 | 0 | 0 | 0 | 11 | 0 | 0 | 11 | 0 | 0 | 0 | 0 | 11 | 0 | 0 | 11 | 0 | 0 | 0 | 0 | 11 | 0 | 0 | 11 | 0 | 0 | 0 | 0 | 11 | 0 | 0 | 11 | 0 | 0 | 0 | 0 | 11 | 0 | 0 | 11 | 0 | 0 | 0 | 0
Office-Enclosed | Office-Enclosed537-1 |  |  |  |  | n | [20 empty] | 537-1 |  | 1595 | [23 empty] | #N/A | #N/A |  | #N/A | #N/A |  | #N/A |  |  | #N/A | #N/A | #N/A | #N/A | #N/A |  | #N/A | #N/A |  | #N/A |  | #N/A | #N/A | #N/A | 12 | 0 | 0 | 12 | 0 | 0 | 0 | 0 | 12 | 0 | 0 | 12 | 0 | 0 | 0 | 0 | 12 | 0 | 0 | 12 | 0 | 0 | 0 | 0 | 12 | 0 | 0 | 12 | 0 | 0 | 0 | 0 | 12 | 0 | 0 | 12 | 0 | 0 | 0 | 0 | 12 | 0 | 0 | 12 | 0 | 0 | 0 | 0
Office-Enclosed535 | Office-Enclosed531 |  |  |  |  | n | [13 empty] | ballast replacement |  | 535 |  | 1595 |  |  | 531 |  | 1595 | [11 empty] | 13.7287 | 14 | 0.43559 | 694.7663 |  | 0.69103 | 1102.2004 |  | 1639.0961 |  | 3436.0628 | 3503.9594 | [10 empty] | #N/A | #N/A | #N/A | #N/A |  | #N/A | #N/A |  | #N/A |  | #N/A | #N/A | 0 | 13 | 0 | 0 | 13 | 0 | 0 | 0 | 0 | 13 | 0 | 0 | 13 | 0 | 0 | 0 | 0 | 13 | 0 | 0 | 13 | 0 | 0 | 0 | 0 | 13 | 0 | 0 | 13 | 0 | 0 | 0 | 0 | 13 | 0 | 0 | 13 | 0 | 0 | 0 | 0 | 13 | 0 | 0 | 13 | 0 | 0 | 0 | 0
Office-Enclosed539 | Office-Enclosed539 |  |  |  |  | n | [15 empty] | 539 |  | 1595 |  |  | 539 |  | 1595 | [11 empty] | 13.7287 | 14 | 0.081007 | 129.2067 |  | 0.29896 | 476.8342 |  | 601.2638 |  | 1207.3046 | 1231.161 | [10 empty] | #N/A | #N/A | #N/A | #N/A |  | #N/A | #N/A |  | #N/A |  | #N/A | #N/A | 0 | 14 | 0 | 0 | 14 | 0 | 0 | 0 | 0 | 14 | 0 | 0 | 14 | 0 | 0 | 0 | 0 | 14 | 0 | 0 | 14 | 0 | 0 | 0 | 0 | 14 | 0 | 0 | 14 | 0 | 0 | 0 | 0 | 14 | 0 | 0 | 14 | 0 | 0 | 0 | 0 | 14 | 0 | 0 | 14 | 0 | 0 | 0 | 0
Office-Enclosed537-2 | Office-Enclosed0 |  |  |  |  | n | [15 empty] | 537-2 |  | 1595 |  |  | 0 |  | 1595 | [11 empty] | 13.7287 | 14 | 0.11262 | 179.6345 |  | 0.17867 | 284.9781 |  | 423.7946 |  | 888.4072 | 905.9622 | [10 empty] | #N/A | #N/A | 0 | 0 |  | 0 | 0 |  | 0 |  | 0 | #N/A | 0 | 15 | 0 | 0 | 15 | 0 | 0 | 0 | 0 | 15 | 0 | 0 | 15 | 0 | 0 | 0 | 0 | 15 | 0 | 0 | 15 | 0 | 0 | 0 | 0 | 15 | 0 | 0 | 15 | 0 | 0 | 0 | 0 | 15 | 0 | 0 | 15 | 0 | 0 | 0 | 0 | 15 | 0 | 0 | 15 | 0 | 0 | 0 | 0
Office-Enclosed | Office-Enclosed537-1 |  |  |  |  | n | [20 empty] | 537-1 |  | 1595 | [33 empty] | #N/A | #N/A | #N/A | #N/A |  | #N/A | #N/A |  | #N/A |  | #N/A | #N/A | 0 | 16 | 0 | 0 | 16 | 0 | 0 | 0 | 0 | 16 | 0 | 0 | 16 | 0 | 0 | 0 | 0 | 16 | 0 | 0 | 16 | 0 | 0 | 0 | 0 | 16 | 0 | 0 | 16 | 0 | 0 | 0 | 0 | 16 | 0 | 0 | 16 | 0 | 0 | 0 | 0 | 16 | 0 | 0 | 16 | 0 | 0 | 0 | 0
Conference/Meeting/Multipurpose | Conference/Meeting/Multipurpose |  |  |  |  | n | [13 empty] | Conference/Meeting/Multipurpose | 1.3 |  |  | 550 | Conference/Meeting/Multipurpose | 1.1992 |  |  | 550 | [46 empty] | 17 | 0 | 0 | 17 | 0 | 0 | 0 | 0 | 17 | 0 | 0 | 17 | 0 | 0 | 0 | 0 | 17 | 0 | 0 | 17 | 0 | 0 | 0 | 0 | 17 | 0 | 0 | 17 | 0 | 0 | 0 | 0 | 17 | 0 | 0 | 17 | 0 | 0 | 0 | 0 | 17 | 0 | 0 | 17 | 0 | 0 | 0 | 0
Conference/Meeting/Multipurpose535 | Conference/Meeting/Multipurpose535 |  |  |  |  | n | [13 empty] | lamp replacement |  | 535 |  | 550 |  |  | 535 |  | 550 |  | 3.7782 | 2078.0291 |  | 0.94558 | 520.0677 |  | 1502.0668 |  |  | 4100.1636 | 9.8847 | 10 | 0.068269 | 37.548 |  | 0.10507 | 57.786 |  | 86.641 |  | 181.975 | 184.098 | #N/A | #N/A |  | #N/A | #N/A |  | #N/A |  |  | #N/A | #N/A | #N/A | #N/A | #N/A |  | #N/A | #N/A |  | #N/A |  | #N/A | #N/A | #N/A | 18 | 0 | 0 | 18 | 0 | 0 | 0 | 0 | 18 | 0 | 0 | 18 | 0 | 0 | 0 | 0 | 18 | 0 | 0 | 18 | 0 | 0 | 0 | 0 | 18 | 0 | 0 | 18 | 0 | 0 | 0 | 0 | 18 | 0 | 0 | 18 | 0 | 0 | 0 | 0 | 18 | 0 | 0 | 18 | 0 | 0 | 0 | 0
Conference/Meeting/Multipurpose537-1 | Conference/Meeting/Multipurpose511 |  |  |  |  | n | [15 empty] | 537-1 |  | 550 |  |  | 511 |  | 550 |  | 3.759 | 2067.4638 |  | 0.67291 | 370.1015 |  | 1352.1922 |  |  | 3789.7576 | 9.8847 | 10 | 0.038866 | 21.3766 |  | 0.059815 | 32.8983 |  | 49.3258 |  | 103.6007 | 104.8094 | #N/A | #N/A |  | #N/A | #N/A |  | #N/A |  |  | #N/A | #N/A | #N/A | #N/A | #N/A |  | #N/A | #N/A |  | #N/A |  | #N/A | #N/A | #N/A | 19 | 0 | 0 | 19 | 0 | 0 | 0 | 0 | 19 | 0 | 0 | 19 | 0 | 0 | 0 | 0 | 19 | 0 | 0 | 19 | 0 | 0 | 0 | 0 | 19 | 0 | 0 | 19 | 0 | 0 | 0 | 0 | 19 | 0 | 0 | 19 | 0 | 0 | 0 | 0 | 19 | 0 | 0 | 19 | 0 | 0 | 0 | 0
Conference/Meeting/Multipurpose511 | Conference/Meeting/Multipurpose0 |  |  |  |  | n | [15 empty] | 511 |  | 550 |  |  | 0 |  | 550 |  | 0.14187 | 78.0268 |  | 0.22191 | 122.0483 |  | 155.3827 |  |  | 355.4578 | 1.1532 | 2 | 0.081799 | 44.9895 |  | 0.011134 | 6.1235 |  | 34.99 |  | 86.103 | 149.3272 | #N/A | #N/A |  | #N/A | #N/A |  | #N/A |  |  | #N/A | 0 | 0 | 0 | 0 |  | #N/A | #N/A |  | #N/A |  | #N/A | 0 | #N/A | 20 | 0 | 0 | 20 | 0 | 0 | 0 | 0 | 20 | 0 | 0 | 20 | 0 | 0 | 0 | 0 | 20 | 0 | 0 | 20 | 0 | 0 | 0 | 0 | 20 | 0 | 0 | 20 | 0 | 0 | 0 | 0 | 20 | 0 | 0 | 20 | 0 | 0 | 0 | 0 | 20 | 0 | 0 | 20 | 0 | 0 | 0 | 0
Conference/Meeting/Multipurpose | Conference/Meeting/Multipurpose527-1 |  |  |  |  | n | [20 empty] | 527-1 |  | 550 | [23 empty] | #N/A | #N/A |  | #N/A | #N/A |  | #N/A |  |  | #N/A | #N/A | #N/A | #N/A | #N/A |  | #N/A | #N/A |  | #N/A |  | #N/A | #N/A | #N/A | 21 | 0 | 0 | 21 | 0 | 0 | 0 | 0 | 21 | 0 | 0 | 21 | 0 | 0 | 0 | 0 | 21 | 0 | 0 | 21 | 0 | 0 | 0 | 0 | 21 | 0 | 0 | 21 | 0 | 0 | 0 | 0 | 21 | 0 | 0 | 21 | 0 | 0 | 0 | 0 | 21 | 0 | 0 | 21 | 0 | 0 | 0 | 0
Conference/Meeting/Multipurpose535 | Conference/Meeting/Multipurpose535 |  |  |  |  | n | [13 empty] | ballast replacement |  | 535 |  | 550 |  |  | 535 |  | 550 | [11 empty] | 13.7287 | 14 | 0.37252 | 204.8887 |  | 0.59099 | 325.0423 |  | 483.3745 |  | 1013.3056 | 1033.3285 | [10 empty] | #N/A | #N/A | #N/A | #N/A |  | #N/A | #N/A |  | #N/A |  | #N/A | #N/A | 0 | 22 | 0 | 0 | 22 | 0 | 0 | 0 | 0 | 22 | 0 | 0 | 22 | 0 | 0 | 0 | 0 | 22 | 0 | 0 | 22 | 0 | 0 | 0 | 0 | 22 | 0 | 0 | 22 | 0 | 0 | 0 | 0 | 22 | 0 | 0 | 22 | 0 | 0 | 0 | 0 | 22 | 0 | 0 | 22 | 0 | 0 | 0 | 0
Conference/Meeting/Multipurpose537-1 | Conference/Meeting/Multipurpose511 |  |  |  |  | n | [15 empty] | 537-1 |  | 550 |  |  | 511 |  | 550 | [11 empty] | 13.7287 | 14 | 0.34806 | 191.4318 |  | 0.67291 | 370.1015 |  | 524.0395 |  | 1085.5729 | 1107.0238 | [10 empty] | #N/A | #N/A | #N/A | #N/A |  | #N/A | #N/A |  | #N/A |  | #N/A | #N/A | 0 | 23 | 0 | 0 | 23 | 0 | 0 | 0 | 0 | 23 | 0 | 0 | 23 | 0 | 0 | 0 | 0 | 23 | 0 | 0 | 23 | 0 | 0 | 0 | 0 | 23 | 0 | 0 | 23 | 0 | 0 | 0 | 0 | 23 | 0 | 0 | 23 | 0 | 0 | 0 | 0 | 23 | 0 | 0 | 23 | 0 | 0 | 0 | 0
Conference/Meeting/Multipurpose511 | Conference/Meeting/Multipurpose0 |  |  |  |  | n | [15 empty] | 511 |  | 550 |  |  | 0 |  | 550 | [11 empty] | 0 | 0 | 0 | 0 |  | 0 | 0 |  | 0 |  | 0 | 0 | [10 empty] | #N/A | #N/A | 0 | 0 |  | 0 | 0 |  | 0 |  | 0 | #N/A | 0 | 24 | 0 | 0 | 24 | 0 | 0 | 0 | 0 | 24 | 0 | 0 | 24 | 0 | 0 | 0 | 0 | 24 | 0 | 0 | 24 | 0 | 0 | 0 | 0 | 24 | 0 | 0 | 24 | 0 | 0 | 0 | 0 | 24 | 0 | 0 | 24 | 0 | 0 | 0 | 0 | 24 | 0 | 0 | 24 | 0 | 0 | 0 | 0
Conference/Meeting/Multipurpose | Conference/Meeting/Multipurpose527-1 |  |  |  |  | n | [20 empty] | 527-1 |  | 550 | [33 empty] | #N/A | #N/A | #N/A | #N/A |  | #N/A | #N/A |  | #N/A |  | #N/A | #N/A | 0 | 25 | 0 | 0 | 25 | 0 | 0 | 0 | 0 | 25 | 0 | 0 | 25 | 0 | 0 | 0 | 0 | 25 | 0 | 0 | 25 | 0 | 0 | 0 | 0 | 25 | 0 | 0 | 25 | 0 | 0 | 0 | 0 | 25 | 0 | 0 | 25 | 0 | 0 | 0 | 0 | 25 | 0 | 0 | 25 | 0 | 0 | 0 | 0
Corridor/Transition | Corridor/Transition |  |  |  |  | n | [13 empty] | Corridor/Transition | 0.5 |  |  | 660 | Corridor/Transition | 0.6435 |  |  | 660 | [46 empty] | 26 | 0 | 0 | 26 | 0 | 0 | 0 | 0 | 26 | 0 | 0 | 26 | 0 | 0 | 0 | 0 | 26 | 0 | 0 | 26 | 0 | 0 | 0 | 0 | 26 | 0 | 0 | 26 | 0 | 0 | 0 | 0 | 26 | 0 | 0 | 26 | 0 | 0 | 0 | 0 | 26 | 0 | 0 | 26 | 0 | 0 | 0 | 0
Corridor/Transition530 | Corridor/Transition521 |  |  |  |  | n | [13 empty] | replacement costs are for lamps |  | 530 |  | 660 |  |  | 521 |  | 660 |  | 0.41038 | 270.8525 |  | 0.4095 | 270.27 |  | 391.2767 |  |  | 932.3991 | 9.8847 | 10 | 0.029565 | 19.513 |  | 0.045501 | 30.0304 |  | 45.0258 |  | 94.5692 | 95.6725 | #N/A | #N/A |  | #N/A | #N/A |  | #N/A |  |  | #N/A | #N/A | #N/A | #N/A | #N/A |  | #N/A | #N/A |  | #N/A |  | #N/A | #N/A | #N/A | 27 | 0 | 0 | 27 | 0 | 0 | 0 | 0 | 27 | 0 | 0 | 27 | 0 | 0 | 0 | 0 | 27 | 0 | 0 | 27 | 0 | 0 | 0 | 0 | 27 | 0 | 0 | 27 | 0 | 0 | 0 | 0 | 27 | 0 | 0 | 27 | 0 | 0 | 0 | 0 | 27 | 0 | 0 | 27 | 0 | 0 | 0 | 0
Corridor/Transition537-2 | Corridor/Transition0 |  |  |  |  | n | [15 empty] | 537-2 |  | 660 |  |  | 0 |  | 660 |  | 1.2387 | 817.5323 |  | 0.18906 | 124.7812 |  | 513.8714 |  |  | 1456.1849 | 9.8847 | 10 | 0.02184 | 14.4144 |  | 0.033612 | 22.1836 |  | 33.2608 |  | 69.8588 | 70.6738 | #N/A | #N/A |  | #N/A | #N/A |  | #N/A |  |  | #N/A | 0 | 0 | 0 | 0 |  | #N/A | #N/A |  | #N/A |  | #N/A | 0 | #N/A | 28 | 0 | 0 | 28 | 0 | 0 | 0 | 0 | 28 | 0 | 0 | 28 | 0 | 0 | 0 | 0 | 28 | 0 | 0 | 28 | 0 | 0 | 0 | 0 | 28 | 0 | 0 | 28 | 0 | 0 | 0 | 0 | 28 | 0 | 0 | 28 | 0 | 0 | 0 | 0 | 28 | 0 | 0 | 28 | 0 | 0 | 0 | 0
Corridor/Transition0 | Corridor/Transition0 |  |  |  |  | n | [15 empty] | 0 |  | 660 |  |  | 0 |  | 660 |  | 0 | 0 |  | 0 | 0 |  | 0 |  |  | 0 | 0 | 0 | 0 | 0 |  | 0 | 0 |  | 0 |  | 0 | 0 | #N/A | #N/A |  | #N/A | #N/A |  | #N/A |  |  | #N/A | 0 | 0 | 0 | 0 |  | #N/A | #N/A |  | #N/A |  | #N/A | 0 | #N/A | 29 | 0 | 0 | 29 | 0 | 0 | 0 | 0 | 29 | 0 | 0 | 29 | 0 | 0 | 0 | 0 | 29 | 0 | 0 | 29 | 0 | 0 | 0 | 0 | 29 | 0 | 0 | 29 | 0 | 0 | 0 | 0 | 29 | 0 | 0 | 29 | 0 | 0 | 0 | 0 | 29 | 0 | 0 | 29 | 0 | 0 | 0 | 0
Corridor/Transition | Corridor/Transition527-2 |  |  |  |  | n | [20 empty] | 0 |  | 660 | [23 empty] | #N/A | #N/A |  | #N/A | #N/A |  | #N/A |  |  | #N/A | 0 | 0 | 0 | 0 |  | #N/A | #N/A |  | #N/A |  | #N/A | 0 | #N/A | 30 | 0 | 0 | 30 | 0 | 0 | 0 | 0 | 30 | 0 | 0 | 30 | 0 | 0 | 0 | 0 | 30 | 0 | 0 | 30 | 0 | 0 | 0 | 0 | 30 | 0 | 0 | 30 | 0 | 0 | 0 | 0 | 30 | 0 | 0 | 30 | 0 | 0 | 0 | 0 | 30 | 0 | 0 | 30 | 0 | 0 | 0 | 0
Corridor/Transition530 | Corridor/Transition521 |  |  |  |  | n | [13 empty] | replacement costs are for ballasts |  | 530 |  | 660 |  |  | 521 |  | 660 | [11 empty] | 13.7287 | 14 | 0.16133 | 106.4771 |  | 0.25594 | 168.9188 |  | 251.2012 |  | 526.597 | 537.0026 | [10 empty] | #N/A | #N/A | #N/A | #N/A |  | #N/A | #N/A |  | #N/A |  | #N/A | #N/A | 0 | 31 | 0 | 0 | 31 | 0 | 0 |  | 0 | 31 | 0 | 0 | 31 | 0 | 0 |  | 0 | 31 | 0 | 0 | 31 | 0 | 0 |  | 0 | 31 | 0 | 0 | 31 | 0 | 0 |  | 0 | 31 | 0 | 0 | 31 | 0 | 0 |  | 0 | 31 | 0 | 0 | 31 | 0 | 0 |  | 0
Corridor/Transition537-2 | Corridor/Transition0 |  |  |  |  | n | [15 empty] | 537-2 |  | 660 |  |  | 0 |  | 660 | [11 empty] | 13.7287 | 14 | 0.11917 | 78.6552 |  | 0.18906 | 124.7812 |  | 185.5638 |  | 389.0002 | 396.6869 | [10 empty] | #N/A | #N/A | 0 | 0 |  | 0 | 0 |  | 0 |  | 0 | #N/A | 0 | 32 | 0 | 0 | 32 | 0 | 0 |  | 0 | 32 | 0 | 0 | 32 | 0 | 0 |  | 0 | 32 | 0 | 0 | 32 | 0 | 0 |  | 0 | 32 | 0 | 0 | 32 | 0 | 0 |  | 0 | 32 | 0 | 0 | 32 | 0 | 0 |  | 0 | 32 | 0 | 0 | 32 | 0 | 0 |  | 0
Corridor/Transition0 | Corridor/Transition0 |  |  |  |  | n | [15 empty] | 0 |  | 660 |  |  | 0 |  | 660 | [11 empty] | 0 | 0 | 0 | 0 |  | 0 | 0 |  | 0 |  | 0 | 0 | [10 empty] | #N/A | #N/A | 0 | 0 |  | 0 | 0 |  | 0 |  | 0 | #N/A | 0 | 33 | 0 | 0 | 33 | 0 | 0 |  | 0 | 33 | 0 | 0 | 33 | 0 | 0 |  | 0 | 33 | 0 | 0 | 33 | 0 | 0 |  | 0 | 33 | 0 | 0 | 33 | 0 | 0 |  | 0 | 33 | 0 | 0 | 33 | 0 | 0 |  | 0 | 33 | 0 | 0 | 33 | 0 | 0 |  | 0
Corridor/Transition | Corridor/Transition527-2 |  |  |  |  | n | [20 empty] | 0 |  | 660 | [33 empty] | #N/A | #N/A | 0 | 0 |  | 0 | 0 |  | 0 |  | 0 | #N/A | 0 | 34 | 0 | 0 | 34 | 0 | 0 |  | 0 | 34 | 0 | 0 | 34 | 0 | 0 |  | 0 | 34 | 0 | 0 | 34 | 0 | 0 |  | 0 | 34 | 0 | 0 | 34 | 0 | 0 |  | 0 | 34 | 0 | 0 | 34 | 0 | 0 |  | 0 | 34 | 0 | 0 | 34 | 0 | 0 |  | 0
Conference/Meeting/Multipurpose | Conference/Meeting/Multipurpose |  |  |  |  | n | [13 empty] | Conference/Meeting/Multipurpose | 1.3 |  |  | 440 | Conference/Meeting/Multipurpose |  |  |  | 550 | [46 empty] | 35 | 0 | 0 | 35 | 0 | 0 |  | 0 | 35 | 0 | 0 | 35 | 0 | 0 |  | 0 | 35 | 0 | 0 | 35 | 0 | 0 |  | 0 | 35 | 0 | 0 | 35 | 0 | 0 |  | 0 | 35 | 0 | 0 | 35 | 0 | 0 |  | 0 | 35 | 0 | 0 | 35 | 0 | 0 |  | 0
Conference/Meeting/Multipurpose535 | Conference/Meeting/Multipurpose535 |  |  |  |  | n | [13 empty] | replacement costs are for lamps |  | 535 |  | 440 |  |  | 535 |  | 550 |  | 3.7782 | 1662.4233 |  | 0.94558 | 416.0542 |  | 1201.6534 |  |  | 3280.1309 | 9.8847 | 10 | 0.068269 | 30.0384 |  | 0.10507 | 46.2288 |  | 69.3128 |  | 145.58 | 147.2784 | #N/A | #N/A |  | #N/A | #N/A |  | #N/A |  |  | #N/A | #N/A | #N/A | #N/A | #N/A |  | #N/A | #N/A |  | #N/A |  | #N/A | #N/A | #N/A | 36 | 0 | 0 | 36 | 0 | 0 |  | 0 | 36 | 0 | 0 | 36 | 0 | 0 |  | 0 | 36 | 0 | 0 | 36 | 0 | 0 |  | 0 | 36 | 0 | 0 | 36 | 0 | 0 |  | 0 | 36 | 0 | 0 | 36 | 0 | 0 |  | 0 | 36 | 0 | 0 | 36 | 0 | 0 |  | 0
Conference/Meeting/Multipurpose537-1 | Conference/Meeting/Multipurpose511 |  |  |  |  | n | [15 empty] | 537-1 |  | 440 |  |  | 511 |  | 550 |  | 3.759 | 1653.9711 |  | 0.67291 | 296.0812 |  | 1081.7538 |  |  | 3031.8061 | 9.8847 | 10 | 0.038866 | 17.1012 |  | 0.059815 | 26.3187 |  | 39.4607 |  | 82.8806 | 83.8475 | #N/A | #N/A |  | #N/A | #N/A |  | #N/A |  |  | #N/A | #N/A | #N/A | #N/A | #N/A |  | #N/A | #N/A |  | #N/A |  | #N/A | #N/A | #N/A | 37 | 0 | 0 | 37 | 0 | 0 |  | 0 | 37 | 0 | 0 | 37 | 0 | 0 |  | 0 | 37 | 0 | 0 | 37 | 0 | 0 |  | 0 | 37 | 0 | 0 | 37 | 0 | 0 |  | 0 | 37 | 0 | 0 | 37 | 0 | 0 |  | 0 | 37 | 0 | 0 | 37 | 0 | 0 |  | 0
Conference/Meeting/Multipurpose511 | Conference/Meeting/Multipurpose0 |  |  |  |  | n | [15 empty] | 511 |  | 440 |  |  | 0 |  | 550 |  | 0.14187 | 62.4214 |  | 0.22191 | 97.6387 |  | 124.3062 |  |  | 284.3663 | 1.1532 | 2 | 0.081799 | 35.9916 |  | 0.011134 | 4.8988 |  | 27.992 |  | 68.8824 | 119.4618 | #N/A | #N/A |  | #N/A | #N/A |  | #N/A |  |  | #N/A | 0 | 0 | 0 | 0 |  | #N/A | #N/A |  | #N/A |  | #N/A | 0 | #N/A | 38 | 0 | 0 | 38 | 0 | 0 |  | 0 | 38 | 0 | 0 | 38 | 0 | 0 |  | 0 | 38 | 0 | 0 | 38 | 0 | 0 |  | 0 | 38 | 0 | 0 | 38 | 0 | 0 |  | 0 | 38 | 0 | 0 | 38 | 0 | 0 |  | 0 | 38 | 0 | 0 | 38 | 0 | 0 |  | 0
Conference/Meeting/Multipurpose | Conference/Meeting/Multipurpose527-1 |  |  |  |  | n | [17 empty] | 440 |  |  | 527-1 |  | 550 | [23 empty] | #N/A | #N/A |  | #N/A | #N/A |  | #N/A |  |  | #N/A | #N/A | #N/A | #N/A | #N/A |  | #N/A | #N/A |  | #N/A |  | #N/A | #N/A | #N/A | 39 | 0 | 0 | 39 | 0 | 0 |  | 0 | 39 | 0 | 0 | 39 | 0 | 0 |  | 0 | 39 | 0 | 0 | 39 | 0 | 0 |  | 0 | 39 | 0 | 0 | 39 | 0 | 0 |  | 0 | 39 | 0 | 0 | 39 | 0 | 0 |  | 0 | 39 | 0 | 0 | 39 | 0 | 0 |  | 0
Conference/Meeting/Multipurpose535 | Conference/Meeting/Multipurpose535 |  |  |  |  | n | [13 empty] | ballast replacement |  | 535 |  | 440 |  |  | 535 |  | 550 | [11 empty] | 13.7287 | 14 | 0.37252 | 163.911 |  | 0.59099 | 260.0339 |  | 386.6996 |  | 810.6445 | 826.6628 | [10 empty] | #N/A | #N/A | #N/A | #N/A |  | #N/A | #N/A |  | #N/A |  | #N/A | #N/A | 0 | 40 | 0 | 0 | 40 | 0 | 0 |  | 0 | 40 | 0 | 0 | 40 | 0 | 0 |  | 0 | 40 | 0 | 0 | 40 | 0 | 0 |  | 0 | 40 | 0 | 0 | 40 | 0 | 0 |  | 0 | 40 | 0 | 0 | 40 | 0 | 0 |  | 0 | 40 | 0 | 0 | 40 | 0 | 0 |  | 0
Conference/Meeting/Multipurpose537-1 | Conference/Meeting/Multipurpose511 |  |  |  |  | n | [15 empty] | 537-1 |  | 440 |  |  | 511 |  | 550 | [11 empty] | 13.7287 | 14 | 0.34806 | 153.1455 |  | 0.67291 | 296.0812 |  | 419.2316 |  | 868.4583 | 885.619 | [10 empty] | #N/A | #N/A | #N/A | #N/A |  | #N/A | #N/A |  | #N/A |  | #N/A | #N/A | 0 | Residual Year 30 |  | 0 | Residual Year 30 |  | 0 |  | 0 | Residual Year 30 |  | 0 | Residual Year 30 |  | 0 |  | 0 | Residual Year 30 |  | 0 | Residual Year 30 |  | 0 |  | 0 | Residual Year 30 |  | 0 | Residual Year 30 |  | 0 |  | 0 | Residual Year 30 |  | 0 | Residual Year 30 |  | 0 |  | 0 | Residual Year 30 |  | 0 | Residual Year 30 |  | 0 |  | 0
Conference/Meeting/Multipurpose511 | Conference/Meeting/Multipurpose0 |  |  |  |  | n | [15 empty] | 511 |  | 440 |  |  | 0 |  | 550 | [11 empty] | 0 | 0 | 0 | 0 |  | 0 | 0 |  | 0 |  | 0 | 0 | [10 empty] | #N/A | #N/A | 0 | 0 |  | 0 | 0 |  | 0 |  | 0 | #N/A | 0 | Residual Year 40 |  | 0 | Residual Year 40 |  | 0 |  | 0 | Residual Year 40 |  | 0 | Residual Year 40 |  | 0 |  | 0 | Residual Year 40 |  | 0 | Residual Year 40 |  | 0 |  | 0 | Residual Year 40 |  | 0 | Residual Year 40 |  | 0 |  | 0 | Residual Year 40 |  | 0 | Residual Year 40 |  | 0 |  | 0 | Residual Year 40 |  | 0 | Residual Year 40 |  | 0 |  | 0
Conference/Meeting/Multipurpose | Conference/Meeting/Multipurpose527-1 |  |  |  |  | n | [17 empty] | 440 |  |  | 527-1 |  | 550 | [33 empty] | #N/A | #N/A | #N/A | #N/A |  | #N/A | #N/A |  | #N/A |  | #N/A | #N/A | 0
Storage | Storage |  |  |  |  | n | [13 empty] | Storage | 0.8 |  |  | 770 | Storage | 0.61425 |  |  | 770
Storage530 | Storage538 |  |  |  |  | n | [13 empty] | replacement costs are for lamps |  | 530 |  | 770 |  |  | 538 |  | 770 |  | 1.1417 | 879.0745 |  | 1.1392 | 877.184 |  | 1269.9213 |  |  | 3026.1797 | 9.8847 | 10 | 0.082248 | 63.3312 |  | 0.12658 | 97.4661 |  | 146.135 |  | 306.9322 | 310.5131 | #N/A | #N/A |  | #N/A | #N/A |  | #N/A |  |  | #N/A | #N/A | #N/A | #N/A | #N/A |  | #N/A | #N/A |  | #N/A |  | #N/A | #N/A | #N/A
Storage553 | Storage0 |  |  |  |  | n | [15 empty] | 0 |  | 770 |  |  | 0 |  | 770 |  | 0 | 0 |  | 0 | 0 |  | 0 |  |  | 0 | 0 | 0 | 0 | 0 |  | 0 | 0 |  | 0 |  | 0 | 0 | #N/A | #N/A |  | #N/A | #N/A |  | #N/A |  |  | #N/A | 0 | 0 | 0 | 0 |  | #N/A | #N/A |  | #N/A |  | #N/A | 0 | #N/A
Storage0 | Storage0 |  |  |  |  | n | [15 empty] | 0 |  | 770 |  |  | 0 |  | 770 |  | 0 | 0 |  | 0 | 0 |  | 0 |  |  | 0 | 0 | 0 | 0 | 0 |  | 0 | 0 |  | 0 |  | 0 | 0 | #N/A | #N/A |  | #N/A | #N/A |  | #N/A |  |  | #N/A | 0 | 0 | 0 | 0 |  | #N/A | #N/A |  | #N/A |  | #N/A | 0 | #N/A
Storage | Storage0 |  |  |  |  | n | [20 empty] | 0 |  | 770 | [23 empty] | #N/A | #N/A |  | #N/A | #N/A |  | #N/A |  |  | #N/A | 0 | 0 | 0 | 0 |  | #N/A | #N/A |  | #N/A |  | #N/A | 0 | #N/A
Storage530 | Storage538 |  |  |  |  | n | [13 empty] | ballast replacement |  | 530 |  | 770 |  |  | 538 |  | 770 | [11 empty] | 13.7287 | 14 | 0.44881 | 345.5802 |  | 0.712 | 548.24 |  | 815.2946 |  | 1709.1149 | 1742.887 | [10 empty] | #N/A | #N/A | #N/A | #N/A |  | #N/A | #N/A |  | #N/A |  | #N/A | #N/A | 0
Storage553 | Storage0 |  |  |  |  | n | [15 empty] | 0 |  | 770 |  |  | 0 |  | 770 | [11 empty] | 0 | 0 | 0 | 0 |  | 0 | 0 |  | 0 |  | 0 | 0 | [10 empty] | #N/A | #N/A | 0 | 0 |  | 0 | 0 |  | 0 |  | 0 | #N/A | 0
Storage0 | Storage0 |  |  |  |  | n | [15 empty] | 0 |  | 770 |  |  | 0 |  | 770 | [11 empty] | 0 | 0 | 0 | 0 |  | 0 | 0 |  | 0 |  | 0 | 0 | [10 empty] | #N/A | #N/A | 0 | 0 |  | 0 | 0 |  | 0 |  | 0 | #N/A | 0
Storage | Storage0 |  |  |  |  | n | [20 empty] | 0 |  | 770 | [33 empty] | #N/A | #N/A | 0 | 0 |  | 0 | 0 |  | 0 |  | 0 | #N/A | 0
Restrooms | Restrooms |  |  |  |  | n | [13 empty] | Restrooms | 0.9 |  |  | 220 | Restrooms | 0.9555 |  |  | 220
Restrooms521 | Restrooms604 |  |  |  |  | n | [13 empty] | replacement costs are for lamps |  | 521 |  | 220 |  |  | 604 |  | 220 |  | 1.9841 | 436.5116 |  | 0.60889 | 133.9559 |  | 339.3822 |  |  | 909.8497 | 4.6678 | 5 | 0.18372 | 40.4177 |  | 0.060889 | 13.3956 |  | 40.0426 |  | 93.8559 | 100.5362 | #N/A | #N/A |  | #N/A | #N/A |  | #N/A |  |  | #N/A | #N/A | #N/A | #N/A | #N/A |  | #N/A | #N/A |  | #N/A |  | #N/A | #N/A | #N/A
Restrooms537-1 | Restrooms520 |  |  |  |  | n | [15 empty] | 537-1 |  | 220 |  |  | 520 |  | 220 |  | 3.3891 | 745.592 |  | 0.60668 | 133.4702 |  | 487.6427 |  |  | 1366.7048 | 9.8847 | 10 | 0.035041 | 7.7091 |  | 0.053928 | 11.8642 |  | 17.7884 |  | 37.3616 | 37.7975 | #N/A | #N/A |  | #N/A | #N/A |  | #N/A |  |  | #N/A | #N/A | #N/A | #N/A | #N/A |  | #N/A | #N/A |  | #N/A |  | #N/A | #N/A | #N/A
Restrooms524 | Restrooms0 |  |  |  |  | n | [15 empty] | 524 |  | 220 |  |  | 0 |  | 220 |  | 0.27528 | 60.5614 |  | 0.17805 | 39.1721 |  | 66.9623 |  |  | 166.6958 | 2.7457 | 3 | 0.096395 | 21.207 |  | 0.017805 | 3.9172 |  | 17.6174 |  | 42.7415 | 46.6994 | #N/A | #N/A |  | #N/A | #N/A |  | #N/A |  |  | #N/A | 0 | 0 | 0 | 0 |  | #N/A | #N/A |  | #N/A |  | #N/A | 0 | #N/A
Restrooms | Restrooms534-2 |  |  |  |  | n | [20 empty] | 534-2 |  | 220 | [23 empty] | #N/A | #N/A |  | #N/A | #N/A |  | #N/A |  |  | #N/A | #N/A | #N/A | #N/A | #N/A |  | #N/A | #N/A |  | #N/A |  | #N/A | #N/A | #N/A
Restrooms521 | Restrooms604 |  |  |  |  | n | [13 empty] | ballast replacement |  | 521 |  | 220 |  |  | 604 |  | 220 | [11 empty] | 13.7287 | 14 | 0.26245 | 57.7396 |  | 0.30445 | 66.978 |  | 109.3711 |  | 234.0887 | 238.7143 | [10 empty] | #N/A | #N/A | #N/A | #N/A |  | #N/A | #N/A |  | #N/A |  | #N/A | #N/A | 0
Restrooms537-1 | Restrooms520 |  |  |  |  | n | [15 empty] | 537-1 |  | 220 |  |  | 520 |  | 220 | [11 empty] | 13.7287 | 14 | 0.3138 | 69.0363 |  | 0.60668 | 133.4702 |  | 188.985 |  | 391.4915 | 399.2273 | [10 empty] | #N/A | #N/A | #N/A | #N/A |  | #N/A | #N/A |  | #N/A |  | #N/A | #N/A | 0
Restrooms524 | Restrooms0 |  |  |  |  | n | [15 empty] | 524 |  | 220 |  |  | 0 |  | 220 | [11 empty] | 13.7287 | 14 | 0 | 0 |  | 0 | 0 |  | 0 |  | 0 | 0 | [10 empty] | #N/A | #N/A | 0 | 0 |  | 0 | 0 |  | 0 |  | 0 | #N/A | 0
Restrooms | Restrooms534-2 |  |  |  |  | n | [20 empty] | 534-2 |  | 220 | [33 empty] | #N/A | #N/A | #N/A | #N/A |  | #N/A | #N/A |  | #N/A |  | #N/A | #N/A | 0
Lounge/Recreation - Break room | Lounge/Recreation - Break room |  |  |  |  | n | [13 empty] | Lounge/Recreation - Break room | 1.2 |  |  | 110 | Lounge/Recreation - Break room | 0.71175 |  |  | 110
Lounge/Recreation - Breakroom537-1 | Lounge/Recreation - Breakroom521 |  |  |  |  | n | [13 empty] | replacement costs are for lamps |  | 537-1 |  | 110 |  |  | 521 |  | 110 |  | 3.7604 | 413.643 |  | 0.67316 | 74.0472 |  | 270.5367 |  |  | 758.2269 | 9.8847 | 10 | 0.038881 | 4.2769 |  | 0.059837 | 6.5821 |  | 9.8687 |  | 20.7277 | 20.9695 | #N/A | #N/A |  | #N/A | #N/A |  | #N/A |  |  | #N/A | #N/A | #N/A | #N/A | #N/A |  | #N/A | #N/A |  | #N/A |  | #N/A | #N/A | #N/A
Lounge/Recreation - Breakroom572 | Lounge/Recreation - Breakroom0 |  |  |  |  | n | [15 empty] | 0 |  | 110 |  |  | 0 |  | 110 |  | 0 | 0 |  | 0 | 0 |  | 0 |  |  | 0 | 0 | 0 | 0 | 0 |  | 0 | 0 |  | 0 |  | 0 | 0 | #N/A | #N/A |  | #N/A | #N/A |  | #N/A |  |  | #N/A | 0 | 0 | 0 | 0 |  | #N/A | #N/A |  | #N/A |  | #N/A | 0 | #N/A
Lounge/Recreation - Breakroom521 | Lounge/Recreation - Breakroom0 |  |  |  |  | n | [15 empty] | 521 |  | 110 |  |  | 0 |  | 110 |  | 3.84 | 422.3961 |  | 1.1784 | 129.6242 |  | 328.4076 |  |  | 880.4279 | 4.6678 | 5 | 0.35555 | 39.1107 |  | 0.11784 | 12.9624 |  | 38.7477 |  | 90.8209 | 97.2852 | #N/A | #N/A |  | #N/A | #N/A |  | #N/A |  |  | #N/A | 0 | 0 | 0 | 0 |  | #N/A | #N/A |  | #N/A |  | #N/A | 0 | #N/A
Lounge/Recreation - Break room | Lounge/Recreation - Breakroom527-2 |  |  |  |  | n | [17 empty] | 110 |  |  | 527-2 |  | 110 | [23 empty] | #N/A | #N/A |  | #N/A | #N/A |  | #N/A |  |  | #N/A | #N/A | #N/A | #N/A | #N/A |  | #N/A | #N/A |  | #N/A |  | #N/A | #N/A | #N/A
Lounge/Recreation - Breakroom537-1 | Lounge/Recreation - Breakroom521 |  |  |  |  | n | [13 empty] | ballast replacement |  | 537-1 |  | 110 |  |  | 521 |  | 110 | [11 empty] | 13.7287 | 14 | 0.34818 | 38.3003 |  | 0.67316 | 74.0472 |  | 104.846 |  | 217.1935 | 221.4852 | [10 empty] | #N/A | #N/A | #N/A | #N/A |  | #N/A | #N/A |  | #N/A |  | #N/A | #N/A | 0
Lounge/Recreation - Breakroom572 | Lounge/Recreation - Breakroom0 |  |  |  |  | n | [15 empty] | 0 |  | 110 |  |  | 0 |  | 110 | [11 empty] | 0 | 0 | 0 | 0 |  | 0 | 0 |  | 0 |  | 0 | 0 | [10 empty] | #N/A | #N/A | 0 | 0 |  | 0 | 0 |  | 0 |  | 0 | #N/A | 0
Lounge/Recreation - Breakroom521 | Lounge/Recreation - Breakroom0 |  |  |  |  | n | [15 empty] | 521 |  | 110 |  |  | 0 |  | 110 | [11 empty] | 13.7287 | 14 | 0.50793 | 55.8725 |  | 0.5892 | 64.8121 |  | 105.8343 |  | 226.5189 | 230.995 | [10 empty] | #N/A | #N/A | 0 | 0 |  | 0 | 0 |  | 0 |  | 0 | #N/A | 0
Lounge/Recreation - Break room | Lounge/Recreation - Breakroom527-2 |  |  |  |  | n | [17 empty] | 110 |  |  | 527-2 |  | 110 | [33 empty] | #N/A | #N/A | #N/A | #N/A |  | #N/A | #N/A |  | #N/A |  | #N/A | #N/A | 0
Electrical/Mechanical | Electrical/Mechanical |  |  |  |  | n | [13 empty] | Electrical/Mechanical | 1.5 |  |  | 110 | Electrical/Mechanical | 0.92625 |  |  | 110
Electrical/Mechanical538 | Electrical/Mechanical538 |  |  |  |  | n | [13 empty] | replacement costs are for lamps |  | 538 |  | 110 |  |  | 538 |  | 110 |  | 2.0255 | 222.8069 |  | 1.869 | 205.59 |  | 305.7094 |  |  | 734.1063 | 9.8847 | 10 | 0.15422 | 16.9637 |  | 0.23734 | 26.107 |  | 39.1433 |  | 82.214 | 83.1732 | #N/A | #N/A |  | #N/A | #N/A |  | #N/A |  |  | #N/A | #N/A | #N/A | #N/A | #N/A |  | #N/A | #N/A |  | #N/A |  | #N/A | #N/A | #N/A
Electrical/Mechanical0 | Electrical/Mechanical0 |  |  |  |  | n | [15 empty] | 0 |  | 110 |  |  | 0 |  | 110 |  | 0 | 0 |  | 0 | 0 |  | 0 |  |  | 0 | 0 | 0 | 0 | 0 |  | 0 | 0 |  | 0 |  | 0 | 0 | #N/A | #N/A |  | #N/A | #N/A |  | #N/A |  |  | #N/A | 0 | 0 | 0 | 0 |  | #N/A | #N/A |  | #N/A |  | #N/A | 0 | #N/A
Electrical/Mechanical0 | Electrical/Mechanical0 |  |  |  |  | n | [15 empty] | 0 |  | 110 |  |  | 0 |  | 110 |  | 0 | 0 |  | 0 | 0 |  | 0 |  |  | 0 | 0 | 0 | 0 | 0 |  | 0 | 0 |  | 0 |  | 0 | 0 | #N/A | #N/A |  | #N/A | #N/A |  | #N/A |  |  | #N/A | 0 | 0 | 0 | 0 |  | #N/A | #N/A |  | #N/A |  | #N/A | 0 | #N/A
Electrical/Mechanical | Electrical/Mechanical0 |  |  |  |  | n | [17 empty] | 110 |  |  | 0 |  | 110 | [23 empty] | #N/A | #N/A |  | #N/A | #N/A |  | #N/A |  |  | #N/A | 0 | 0 | 0 | 0 |  | #N/A | #N/A |  | #N/A |  | #N/A | 0 | #N/A
Electrical/Mechanical538 | Electrical/Mechanical538 |  |  |  |  | n | [13 empty] | ballast replacement |  | 538 |  | 110 |  |  | 538 |  | 110 | [11 empty] | 13.7287 | 14 | 0.84151 | 92.5661 |  | 1.335 | 146.85 |  | 218.3825 |  | 457.7986 | 466.8447 | [10 empty] | #N/A | #N/A | #N/A | #N/A |  | #N/A | #N/A |  | #N/A |  | #N/A | #N/A | 0
Electrical/Mechanical0 | Electrical/Mechanical0 |  |  |  |  | n | [15 empty] | 0 |  | 110 |  |  | 0 |  | 110 | [11 empty] | 0 | 0 | 0 | 0 |  | 0 | 0 |  | 0 |  | 0 | 0 | [10 empty] | #N/A | #N/A | 0 | 0 |  | 0 | 0 |  | 0 |  | 0 | #N/A | 0
Electrical/Mechanical0 | Electrical/Mechanical0 |  |  |  |  | n | [15 empty] | 0 |  | 110 |  |  | 0 |  | 110 | [11 empty] | 0 | 0 | 0 | 0 |  | 0 | 0 |  | 0 |  | 0 | 0 | [10 empty] | #N/A | #N/A | 0 | 0 |  | 0 | 0 |  | 0 |  | 0 | #N/A | 0
Electrical/Mechanical | Electrical/Mechanical0 |  |  |  |  | n | [17 empty] | 110 |  |  | 0 |  | 110 | [33 empty] | #N/A | #N/A | 0 | 0 |  | 0 | 0 |  | 0 |  | 0 | #N/A | 0
Stairway | Stairway |  |  |  |  | n | [13 empty] | Stairway | 0.6 |  |  | 165 | Stairway | 0.67275 |  |  | 165
Stairway530 | Stairway530 |  |  |  |  | n | [13 empty] | replacement costs are for lamps |  | 530 |  | 165 |  |  | 530 |  | 165 |  | 0.85624 | 141.2798 |  | 0.8544 | 140.976 |  | 204.0945 |  |  | 486.3503 | 9.8847 | 10 | 0.061686 | 10.1782 |  | 0.094935 | 15.6642 |  | 23.486 |  | 49.3284 | 49.9039 | #N/A | #N/A |  | #N/A | #N/A |  | #N/A |  |  | #N/A | #N/A | #N/A | #N/A | #N/A |  | #N/A | #N/A |  | #N/A |  | #N/A | #N/A | #N/A
Stairway0 | Stairway602 |  |  |  |  | n | [15 empty] | 0 |  | 165 |  |  | 602 |  | 165 |  | 0 | 0 |  | 0 | 0 |  | 0 |  |  | 0 | 0 | 0 | 0 | 0 |  | 0 | 0 |  | 0 |  | 0 | 0 | #N/A | #N/A |  | #N/A | #N/A |  | #N/A |  |  | #N/A | #N/A | #N/A | #N/A | #N/A |  | #N/A | #N/A |  | #N/A |  | #N/A | #N/A | #N/A
Stairway0 | Stairway0 |  |  |  |  | n | [15 empty] | 0 |  | 165 |  |  | 0 |  | 165 |  | 0 | 0 |  | 0 | 0 |  | 0 |  |  | 0 | 0 | 0 | 0 | 0 |  | 0 | 0 |  | 0 |  | 0 | 0 | #N/A | #N/A |  | #N/A | #N/A |  | #N/A |  |  | #N/A | 0 | 0 | 0 | 0 |  | #N/A | #N/A |  | #N/A |  | #N/A | 0 | #N/A
Stairway | Stairway0 |  |  |  |  | n | [17 empty] | 165 |  |  | 0 |  | 165 | [23 empty] | #N/A | #N/A |  | #N/A | #N/A |  | #N/A |  |  | #N/A | 0 | 0 | 0 | 0 |  | #N/A | #N/A |  | #N/A |  | #N/A | 0 | #N/A
Stairway530 | Stairway530 |  |  |  |  | n | [13 empty] | ballast replacement |  | 530 |  | 165 |  |  | 530 |  | 165 | [11 empty] | 13.7287 | 14 | 0.3366 | 55.5397 |  | 0.534 | 88.11 |  | 131.0295 |  | 274.6792 | 280.1068 | [10 empty] | #N/A | #N/A | #N/A | #N/A |  | #N/A | #N/A |  | #N/A |  | #N/A | #N/A | 0
Stairway0 | Stairway602 |  |  |  |  | n | [15 empty] | 0 |  | 165 |  |  | 602 |  | 165 | [11 empty] | 0 | 0 | 0 | 0 |  | 0 | 0 |  | 0 |  | 0 | 0 | [10 empty] | #N/A | #N/A | #N/A | #N/A |  | #N/A | #N/A |  | #N/A |  | #N/A | #N/A | 0
Stairway0 | Stairway0 |  |  |  |  | n | [15 empty] | 0 |  | 165 |  |  | 0 |  | 165 | [11 empty] | 0 | 0 | 0 | 0 |  | 0 | 0 |  | 0 |  | 0 | 0 | [10 empty] | #N/A | #N/A | 0 | 0 |  | 0 | 0 |  | 0 |  | 0 | #N/A | 0
Stairway | Stairway0 |  |  |  |  | n | [17 empty] | 165 |  |  | 0 |  | 165 | [33 empty] | #N/A | #N/A | 0 | 0 |  | 0 | 0 |  | 0 |  | 0 | #N/A | 0
Lobby | Lobby |  |  |  |  | n | [13 empty] | Lobby | 1.3 |  |  | 330 | Lobby | 0.8775 |  |  | 330
Lobby534-2 | Lobby523 |  |  |  |  | n | [13 empty] | replacement costs are for lamps |  | 534-2 |  | 330 |  |  | 523 |  | 330 |  | 3.0412 | 1003.5935 |  | 0.4368 | 144.1424 |  | 622.097 |  |  | 1769.833 | 9.8847 | 10 | 0.026811 | 8.8475 |  | 0.041261 | 13.6162 |  | 20.4153 |  | 42.8789 | 43.3792 | #N/A | #N/A |  | #N/A | #N/A |  | #N/A |  |  | #N/A | #N/A | #N/A | #N/A | #N/A |  | #N/A | #N/A |  | #N/A |  | #N/A | #N/A | #N/A
Lobby523 | Lobby521 |  |  |  |  | n | [15 empty] | 523 |  | 330 |  |  | 521 |  | 330 |  | 5.0595 | 1669.6326 |  | 0.87597 | 289.0707 |  | 1082.5215 |  |  | 3041.2249 | 4.6678 | 5 | 0.5286 | 174.4392 |  | 0.04395 | 14.5034 |  | 125.5929 |  | 314.5355 | 336.9231 | #N/A | #N/A |  | #N/A | #N/A |  | #N/A |  |  | #N/A | #N/A | #N/A | #N/A | #N/A |  | #N/A | #N/A |  | #N/A |  | #N/A | #N/A | #N/A
Lobby521 | Lobby0 |  |  |  |  | n | [15 empty] | 521 |  | 330 |  |  | 0 |  | 330 |  | 0.4155 | 137.1153 |  | 0.12751 | 42.0777 |  | 106.6054 |  |  | 285.7984 | 4.6678 | 5 | 0.038472 | 12.6959 |  | 0.012751 | 4.2078 |  | 12.578 |  | 29.4816 | 31.58 | #N/A | #N/A |  | #N/A | #N/A |  | #N/A |  |  | #N/A | 0 | 0 | 0 | 0 |  | #N/A | #N/A |  | #N/A |  | #N/A | 0 | #N/A
Lobby | Lobby534-2 |  |  |  |  | n | [17 empty] | 330 |  |  | 534-2 |  | 330 | [23 empty] | #N/A | #N/A |  | #N/A | #N/A |  | #N/A |  |  | #N/A | #N/A | #N/A | #N/A | #N/A |  | #N/A | #N/A |  | #N/A |  | #N/A | #N/A | #N/A
Lobby534-2 | Lobby523 |  |  |  |  | n | [13 empty] | ballast replacement |  | 534-2 |  | 330 |  |  | 523 |  | 330 | [11 empty] | 13.7287 | 14 | 0.24009 | 79.2311 |  | 0.46418 | 153.1801 |  | 216.8929 |  | 449.3041 | 458.1823 | [10 empty] | #N/A | #N/A | #N/A | #N/A |  | #N/A | #N/A |  | #N/A |  | #N/A | #N/A | 0
Lobby523 | Lobby521 |  |  |  |  | n | [15 empty] | 523 |  | 330 |  |  | 521 |  | 330 | [11 empty] | 13.7287 | 14 | 0 | 0 |  | 0 | 0 |  | 0 |  | 0 | 0 | [10 empty] | #N/A | #N/A | #N/A | #N/A |  | #N/A | #N/A |  | #N/A |  | #N/A | #N/A | 0
Lobby521 | Lobby0 |  |  |  |  | n | [15 empty] | 521 |  | 330 |  |  | 0 |  | 330 | [11 empty] | 13.7287 | 14 | 0.05496 | 18.1369 |  | 0.063754 | 21.0389 |  | 34.3552 |  | 73.531 | 74.984 | [10 empty] | #N/A | #N/A | 0 | 0 |  | 0 | 0 |  | 0 |  | 0 | #N/A | 0
Lobby | Lobby534-2 |  |  |  |  | n | [20 empty] | 534-2 |  | 330 | [33 empty] | #N/A | #N/A | #N/A | #N/A |  | #N/A | #N/A |  | #N/A |  | #N/A | #N/A | 0
n
[18 empty] | Large_Office_Interior Lighting LPD |  | Large Office |  |  | 2938 |  | Large Office |  |  | 2938
Office - Open Plan (Including Other) | Office - Open Plan (Including Other) | [18 empty] | Office - Open Plan (Including Other) | 1.1 |  |  | 285144 | Office - Open Plan (Including Other) | 0.97216 |  |  | 285144 | [27 empty] | 0
Office - Open Plan (Including Other)535 | Office - Open Plan (Including Other)535 | [5 empty] | n | [12 empty] | replacement costs are for lamps |  | 535 |  | 285144 |  |  | 535 |  | 285144 |  | 5.0091 | 1428325.3224 |  | 1.2536 | 357466.5316 |  | 1032439.7918 |  |  | 2818231.6458 | 9.8847 | 10 | 0.09051 | 25808.4673 |  | 0.13929 | 39719 |  | 59552.3355 |  | 125079.8027 | 126539.0671 | #N/A | #N/A |  | #N/A | #N/A |  | #N/A |  |  | #N/A | #N/A | #N/A | #N/A | #N/A |  | #N/A | #N/A |  | #N/A |  | #N/A | #N/A | #N/A
Office - Open Plan (Including Other)539 | Office - Open Plan (Including Other)539 | [5 empty] | n | [14 empty] | 539 |  | 285144 |  |  | 539 |  | 285144 |  | 0.30671 | 87456.7627 |  | 0.23782 | 67814.0673 |  | 107557.8624 |  |  | 262828.6924 | 2.0593 | 3 | 0.031983 | 9119.8228 |  | 0.038134 | 10873.6349 |  | 17596.1594 |  | 37589.6172 | 54760.5543 | #N/A | #N/A |  | #N/A | #N/A |  | #N/A |  |  | #N/A | #N/A | #N/A | #N/A | #N/A |  | #N/A | #N/A |  | #N/A |  | #N/A | #N/A | #N/A
Office - Open Plan (Including Other)524 | Office - Open Plan (Including Other)0 | [5 empty] | n | [14 empty] | 524 |  | 285144 |  |  | 0 |  | 285144 |  | 0.1289 | 36756.2384 |  | 0.083377 | 23774.5269 |  | 40641.1223 |  |  | 101171.8876 | 2.7457 | 3 | 0.045139 | 12871.037 |  | 0.0083377 | 2377.4527 |  | 10692.4325 |  | 25940.9221 | 28343.0515 | #N/A | #N/A |  | #N/A | #N/A |  | #N/A |  |  | #N/A | 0 | 0 | 0 | 0 |  | #N/A | #N/A |  | #N/A |  | #N/A | 0 | #N/A
Office - Open Plan (Including Other) | Office - Open Plan (Including Other)537-1 | [5 empty] | n | [19 empty] | 537-1 |  | 285144 | [23 empty] | #N/A | #N/A |  | #N/A | #N/A |  | #N/A |  |  | #N/A | #N/A | #N/A | #N/A | #N/A |  | #N/A | #N/A |  | #N/A |  | #N/A | #N/A | #N/A
Office - Open Plan (Including Other)535 | Office - Open Plan (Including Other)535 | [5 empty] | n | [12 empty] | ballast replacement |  | 535 |  | 285144 |  |  | 535 |  | 285144 | [11 empty] | 13.7287 | 14 | 0.49389 | 140829.487 |  | 0.78352 | 223416.5822 |  | 332245.6161 |  | 696491.6853 | 710254.361 | [10 empty] | #N/A | #N/A | #N/A | #N/A |  | #N/A | #N/A |  | #N/A |  | #N/A | #N/A | 0
Office - Open Plan (Including Other)539 | Office - Open Plan (Including Other)539 | [5 empty] | n | [14 empty] | 539 |  | 285144 |  |  | 539 |  | 285144 | [11 empty] | 13.7287 | 14 | 0.10333 | 29464.043 |  | 0.38134 | 108736.3493 |  | 137111.0365 |  | 275311.4289 | 280751.5827 | [10 empty] | #N/A | #N/A | #N/A | #N/A |  | #N/A | #N/A |  | #N/A |  | #N/A | #N/A | 0
Office - Open Plan (Including Other)524 | Office - Open Plan (Including Other)0 | [5 empty] | n | [14 empty] | 524 |  | 285144 |  |  | 0 |  | 285144 | [11 empty] | 13.7287 | 14 | 0 | 0 |  | 0 | 0 |  | 0 |  | 0 | 0 | [10 empty] | #N/A | #N/A | 0 | 0 |  | 0 | 0 |  | 0 |  | 0 | #N/A | 0
Office - Open Plan (Including Other) | Office - Open Plan (Including Other)537-1 | [5 empty] | n | [19 empty] | 537-1 |  | 285144 | [33 empty] | #N/A | #N/A | #N/A | #N/A |  | #N/A | #N/A |  | #N/A |  | #N/A | #N/A | 0
Office-Enclosed | Office-Enclosed | [5 empty] | n | [12 empty] | Office-Enclosed | 1.1 |  |  | 92363 | Office-Enclosed | 1.1011 |  |  | 92363 | [27 empty] | 0
Office-Enclosed535 | Office-Enclosed531 | [5 empty] | n | [12 empty] | replacement costs are for lamps |  | 535 |  | 92363 |  |  | 531 |  | 92363 |  | 4.4179 | 408046.4766 |  | 1.1057 | 102121.6641 |  | 294949.2057 |  |  | 805117.3464 | 9.8847 | 10 | 0.079826 | 7373.0081 |  | 0.12285 | 11346.9934 |  | 17013.0154 |  | 35733.0168 | 36149.902 | #N/A | #N/A |  | #N/A | #N/A |  | #N/A |  |  | #N/A | #N/A | #N/A | #N/A | #N/A |  | #N/A | #N/A |  | #N/A |  | #N/A | #N/A | #N/A
Office-Enclosed539 | Office-Enclosed539 | [5 empty] | n | [14 empty] | 539 |  | 92363 |  |  | 539 |  | 92363 |  | 0.24045 | 22208.712 |  | 0.18645 | 17220.659 |  | 27313.1718 |  |  | 66742.5428 | 2.0593 | 3 | 0.025074 | 2315.8817 |  | 0.029896 | 2761.2436 |  | 4468.357 |  | 9545.4823 | 13905.8586 | #N/A | #N/A |  | #N/A | #N/A |  | #N/A |  |  | #N/A | #N/A | #N/A | #N/A | #N/A |  | #N/A | #N/A |  | #N/A |  | #N/A | #N/A | #N/A
Office-Enclosed537-2 | Office-Enclosed0 | [5 empty] | n | [14 empty] | 537-2 |  | 92363 |  |  | 0 |  | 92363 |  | 1.1706 | 108119.6173 |  | 0.17867 | 16502.4679 |  | 67960.0945 |  |  | 192582.1797 | 9.8847 | 10 | 0.020639 | 1906.3196 |  | 0.031764 | 2933.8087 |  | 4398.7805 |  | 9238.9088 | 9346.6961 | #N/A | #N/A |  | #N/A | #N/A |  | #N/A |  |  | #N/A | 0 | 0 | 0 | 0 |  | #N/A | #N/A |  | #N/A |  | #N/A | 0 | #N/A
Office-Enclosed | Office-Enclosed537-1 | [5 empty] | n | [19 empty] | 537-1 |  | 92363 | [23 empty] | #N/A | #N/A |  | #N/A | #N/A |  | #N/A |  |  | #N/A | #N/A | #N/A | #N/A | #N/A |  | #N/A | #N/A |  | #N/A |  | #N/A | #N/A | #N/A
Office-Enclosed535 | Office-Enclosed531 | [5 empty] | n | [12 empty] | ballast replacement |  | 535 |  | 92363 |  |  | 531 |  | 92363 | [11 empty] | 13.7287 | 14 | 0.43559 | 40232.4142 |  | 0.69103 | 63826.04 |  | 94916.5088 |  | 198974.963 | 202906.7083 | [10 empty] | #N/A | #N/A | #N/A | #N/A |  | #N/A | #N/A |  | #N/A |  | #N/A | #N/A | 0
Office-Enclosed539 | Office-Enclosed539 | [5 empty] | n | [14 empty] | 539 |  | 92363 |  |  | 539 |  | 92363 | [11 empty] | 13.7287 | 14 | 0.081007 | 7482.0794 |  | 0.29896 | 27612.436 |  | 34817.8851 |  | 69912.4005 | 71293.8696 | [10 empty] | #N/A | #N/A | #N/A | #N/A |  | #N/A | #N/A |  | #N/A |  | #N/A | #N/A | 0
Office-Enclosed537-2 | Office-Enclosed0 | [5 empty] | n | [14 empty] | 537-2 |  | 92363 |  |  | 0 |  | 92363 | [11 empty] | 13.7287 | 14 | 0.11262 | 10402.2453 |  | 0.17867 | 16502.4679 |  | 24541.0281 |  | 51445.7412 | 52462.3091 | [10 empty] | #N/A | #N/A | 0 | 0 |  | 0 | 0 |  | 0 |  | 0 | #N/A | 0
Office-Enclosed | Office-Enclosed537-1 | [5 empty] | n | [19 empty] | 537-1 |  | 92363 | [33 empty] | #N/A | #N/A | #N/A | #N/A |  | #N/A | #N/A |  | #N/A |  | #N/A | #N/A | 0
Conference/Meeting/Multipurpose | Conference/Meeting/Multipurpose | [5 empty] | n | [12 empty] | Conference/Meeting/Multipurpose | 1.3 |  |  | 9628 | Conference/Meeting/Multipurpose | 1.2202 |  |  | 9628
Conference/Meeting/Multipurpose535 | Conference/Meeting/Multipurpose535 | [5 empty] | n | [12 empty] | replacement costs are for lamps |  | 535 |  | 9628 |  |  | 535 |  | 9628 |  | 3.7782 | 36376.8447 |  | 0.94558 | 9104.0215 |  | 26294.3612 |  |  | 71775.2275 | 9.8847 | 10 | 0.068269 | 657.2947 |  | 0.10507 | 1011.5706 |  | 1516.6895 |  | 3185.5548 | 3222.7196 | #N/A | #N/A |  | #N/A | #N/A |  | #N/A |  |  | #N/A | #N/A | #N/A | #N/A | #N/A |  | #N/A | #N/A |  | #N/A |  | #N/A | #N/A | #N/A
Conference/Meeting/Multipurpose537-1 | Conference/Meeting/Multipurpose511 | [5 empty] | n | [14 empty] | 537-1 |  | 9628 |  |  | 511 |  | 9628 |  | 3.759 | 36191.8941 |  | 0.67291 | 6478.7959 |  | 23670.7391 |  |  | 66341.429 | 9.8847 | 10 | 0.038866 | 374.2063 |  | 0.059815 | 575.9002 |  | 863.4709 |  | 1813.5774 | 1834.7358 | #N/A | #N/A |  | #N/A | #N/A |  | #N/A |  |  | #N/A | #N/A | #N/A | #N/A | #N/A |  | #N/A | #N/A |  | #N/A |  | #N/A | #N/A | #N/A
Conference/Meeting/Multipurpose511 | Conference/Meeting/Multipurpose0 | [5 empty] | n | [14 empty] | 511 |  | 9628 |  |  | 0 |  | 9628 |  | 0.14187 | 1365.8941 |  | 0.22191 | 2136.5118 |  | 2720.0447 |  |  | 6222.4506 | 1.1532 | 2 | 0.081799 | 787.5624 |  | 0.011134 | 107.194 |  | 612.5157 |  | 1507.2721 | 2614.0404 | #N/A | #N/A |  | #N/A | #N/A |  | #N/A |  |  | #N/A | 0 | 0 | 0 | 0 |  | #N/A | #N/A |  | #N/A |  | #N/A | 0 | #N/A
Conference/Meeting/Multipurpose | Conference/Meeting/Multipurpose527-1 | [5 empty] | n | [19 empty] | 527-1 |  | 9628 | [23 empty] | #N/A | #N/A |  | #N/A | #N/A |  | #N/A |  |  | #N/A | #N/A | #N/A | #N/A | #N/A |  | #N/A | #N/A |  | #N/A |  | #N/A | #N/A | #N/A
Conference/Meeting/Multipurpose535 | Conference/Meeting/Multipurpose535 | [5 empty] | n | [12 empty] | ballast replacement |  | 535 |  | 9628 |  |  | 535 |  | 9628 | [11 empty] | 13.7287 | 14 | 0.37252 | 3586.6706 |  | 0.59099 | 5690.0135 |  | 8461.6908 |  | 17738.3748 | 18088.8851 | [10 empty] | #N/A | #N/A | #N/A | #N/A |  | #N/A | #N/A |  | #N/A |  | #N/A | #N/A | 0
Conference/Meeting/Multipurpose537-1 | Conference/Meeting/Multipurpose511 | [5 empty] | n | [14 empty] | 537-1 |  | 9628 |  |  | 511 |  | 9628 | [11 empty] | 13.7287 | 14 | 0.34806 | 3351.1013 |  | 0.67291 | 6478.7959 |  | 9173.5496 |  | 19003.4467 | 19378.9548 | [10 empty] | #N/A | #N/A | #N/A | #N/A |  | #N/A | #N/A |  | #N/A |  | #N/A | #N/A | 0
Conference/Meeting/Multipurpose511 | Conference/Meeting/Multipurpose0 | [5 empty] | n | [14 empty] | 511 |  | 9628 |  |  | 0 |  | 9628 | [11 empty] | 0 | 0 | 0 | 0 |  | 0 | 0 |  | 0 |  | 0 | 0 | [10 empty] | #N/A | #N/A | 0 | 0 |  | 0 | 0 |  | 0 |  | 0 | #N/A | 0
Conference/Meeting/Multipurpose | Conference/Meeting/Multipurpose527-1 | [5 empty] | n | [19 empty] | 527-1 |  | 9628 | [33 empty] | #N/A | #N/A | #N/A | #N/A |  | #N/A | #N/A |  | #N/A |  | #N/A | #N/A | 0
Corridor/Transition | Corridor/Transition | [5 empty] | n | [12 empty] | Corridor/Transition | 0.5 |  |  | 21304 | Corridor/Transition | 0.65472 |  |  | 21304
Corridor/Transition530 | Corridor/Transition521 | [5 empty] | n | [12 empty] | replacement costs are for lamps |  | 530 |  | 21304 |  |  | 521 |  | 21304 |  | 0.41038 | 8742.7897 |  | 0.4095 | 8723.988 |  | 12629.9361 |  |  | 30096.7139 | 9.8847 | 10 | 0.029565 | 629.8569 |  | 0.045501 | 969.3441 |  | 1453.3776 |  | 3052.5786 | 3088.1921 | #N/A | #N/A |  | #N/A | #N/A |  | #N/A |  |  | #N/A | #N/A | #N/A | #N/A | #N/A |  | #N/A | #N/A |  | #N/A |  | #N/A | #N/A | #N/A
Corridor/Transition537-2 | Corridor/Transition0 | [5 empty] | n | [14 empty] | 537-2 |  | 21304 |  |  | 0 |  | 21304 |  | 1.2387 | 26388.9525 |  | 0.18906 | 4027.7875 |  | 16587.1445 |  |  | 47003.8845 | 9.8847 | 10 | 0.02184 | 465.2789 |  | 0.033612 | 716.0601 |  | 1073.6184 |  | 2254.9574 | 2281.2652 | #N/A | #N/A |  | #N/A | #N/A |  | #N/A |  |  | #N/A | 0 | 0 | 0 | 0 |  | #N/A | #N/A |  | #N/A |  | #N/A | 0 | #N/A
Corridor/Transition0 | Corridor/Transition0 | [5 empty] | n | [14 empty] | 0 |  | 21304 |  |  | 0 |  | 21304 |  | 0 | 0 |  | 0 | 0 |  | 0 |  |  | 0 | 0 | 0 | 0 | 0 |  | 0 | 0 |  | 0 |  | 0 | 0 | #N/A | #N/A |  | #N/A | #N/A |  | #N/A |  |  | #N/A | 0 | 0 | 0 | 0 |  | #N/A | #N/A |  | #N/A |  | #N/A | 0 | #N/A
Corridor/Transition | Corridor/Transition527-2 | [5 empty] | n | [19 empty] | 0 |  | 21304 | [23 empty] | #N/A | #N/A |  | #N/A | #N/A |  | #N/A |  |  | #N/A | 0 | 0 | 0 | 0 |  | #N/A | #N/A |  | #N/A |  | #N/A | 0 | #N/A
Corridor/Transition530 | Corridor/Transition521 | [5 empty] | n | [12 empty] | ballast replacement |  | 530 |  | 21304 |  |  | 521 |  | 21304 | [11 empty] | 13.7287 | 14 | 0.16133 | 3436.9504 |  | 0.25594 | 5452.4925 |  | 8108.4703 |  | 16997.9133 | 17333.7921 | [10 empty] | #N/A | #N/A | #N/A | #N/A |  | #N/A | #N/A |  | #N/A |  | #N/A | #N/A | 0
Corridor/Transition537-2 | Corridor/Transition0 | [5 empty] | n | [14 empty] | 537-2 |  | 21304 |  |  | 0 |  | 21304 | [11 empty] | 13.7287 | 14 | 0.11917 | 2538.895 |  | 0.18906 | 4027.7875 |  | 5989.7736 |  | 12556.4561 | 12804.5716 | [10 empty] | #N/A | #N/A | 0 | 0 |  | 0 | 0 |  | 0 |  | 0 | #N/A | 0
Corridor/Transition0 | Corridor/Transition0 | [5 empty] | n | [14 empty] | 0 |  | 21304 |  |  | 0 |  | 21304 | [11 empty] | 0 | 0 | 0 | 0 |  | 0 | 0 |  | 0 |  | 0 | 0 | [10 empty] | #N/A | #N/A | 0 | 0 |  | 0 | 0 |  | 0 |  | 0 | #N/A | 0
Corridor/Transition | Corridor/Transition527-2 | [5 empty] | n | [19 empty] | 0 |  | 21304 | [33 empty] | #N/A | #N/A | 0 | 0 |  | 0 | 0 |  | 0 |  | 0 | #N/A | 0
Storage | Storage | [5 empty] | n | [12 empty] | Storage | 0.8 |  |  | 11866 | Storage | 0.62496 |  |  | 11866
Storage530 | Storage538 | [5 empty] | n | [12 empty] | replacement costs are for lamps |  | 530 |  | 11866 |  |  | 538 |  | 11866 |  | 1.1417 | 13546.8803 |  | 1.1392 | 13517.7472 |  | 19569.9815 |  |  | 46634.609 | 9.8847 | 10 | 0.082248 | 975.958 |  | 0.12658 | 1501.9907 |  | 2251.9966 |  | 4729.9453 | 4785.128 | #N/A | #N/A |  | #N/A | #N/A |  | #N/A |  |  | #N/A | #N/A | #N/A | #N/A | #N/A |  | #N/A | #N/A |  | #N/A |  | #N/A | #N/A | #N/A
Storage553 | Storage0 | [5 empty] | n | [14 empty] | 0 |  | 11866 |  |  | 0 |  | 11866 |  | 0 | 0 |  | 0 | 0 |  | 0 |  |  | 0 | 0 | 0 | 0 | 0 |  | 0 | 0 |  | 0 |  | 0 | 0 | #N/A | #N/A |  | #N/A | #N/A |  | #N/A |  |  | #N/A | 0 | 0 | 0 | 0 |  | #N/A | #N/A |  | #N/A |  | #N/A | 0 | #N/A
Storage0 | Storage0 | [5 empty] | n | [14 empty] | 0 |  | 11866 |  |  | 0 |  | 11866 |  | 0 | 0 |  | 0 | 0 |  | 0 |  |  | 0 | 0 | 0 | 0 | 0 |  | 0 | 0 |  | 0 |  | 0 | 0 | #N/A | #N/A |  | #N/A | #N/A |  | #N/A |  |  | #N/A | 0 | 0 | 0 | 0 |  | #N/A | #N/A |  | #N/A |  | #N/A | 0 | #N/A
Storage | Storage0 | [5 empty] | n | [19 empty] | 0 |  | 11866 | [23 empty] | #N/A | #N/A |  | #N/A | #N/A |  | #N/A |  |  | #N/A | 0 | 0 | 0 | 0 |  | #N/A | #N/A |  | #N/A |  | #N/A | 0 | #N/A
Storage530 | Storage538 | [5 empty] | n | [12 empty] | ballast replacement |  | 530 |  | 11866 |  |  | 538 |  | 11866 | [11 empty] | 13.7287 | 14 | 0.44881 | 5325.5263 |  | 0.712 | 8448.592 |  | 12564.0077 |  | 26338.1259 | 26858.5673 | [10 empty] | #N/A | #N/A | #N/A | #N/A |  | #N/A | #N/A |  | #N/A |  | #N/A | #N/A | 0
Storage553 | Storage0 | [5 empty] | n | [14 empty] | 0 |  | 11866 |  |  | 0 |  | 11866 | [11 empty] | 0 | 0 | 0 | 0 |  | 0 | 0 |  | 0 |  | 0 | 0 | [10 empty] | #N/A | #N/A | 0 | 0 |  | 0 | 0 |  | 0 |  | 0 | #N/A | 0
Storage0 | Storage0 | [5 empty] | n | [14 empty] | 0 |  | 11866 |  |  | 0 |  | 11866 | [11 empty] | 0 | 0 | 0 | 0 |  | 0 | 0 |  | 0 |  | 0 | 0 | [10 empty] | #N/A | #N/A | 0 | 0 |  | 0 | 0 |  | 0 |  | 0 | #N/A | 0
Storage | Storage0 | [5 empty] | n | [19 empty] | 0 |  | 11866 | [33 empty] | #N/A | #N/A | 0 | 0 |  | 0 | 0 |  | 0 |  | 0 | #N/A | 0
Restrooms | Restrooms | [5 empty] | n | [12 empty] | Restrooms | 0.9 |  |  | 15505 | Restrooms | 0.97216 |  |  | 15505
Restrooms521 | Restrooms604 | [5 empty] | n | [12 empty] | replacement costs are for lamps |  | 521 |  | 15505 |  |  | 604 |  | 15505 |  | 1.9841 | 30764.1461 |  | 0.60889 | 9440.8491 |  | 23918.7336 |  |  | 64123.7288 | 4.6678 | 5 | 0.18372 | 2848.532 |  | 0.060889 | 944.0849 |  | 2822.091 |  | 6614.708 | 7085.5196 | #N/A | #N/A |  | #N/A | #N/A |  | #N/A |  |  | #N/A | #N/A | #N/A | #N/A | #N/A |  | #N/A | #N/A |  | #N/A |  | #N/A | #N/A | #N/A
Restrooms537-1 | Restrooms520 | [5 empty] | n | [14 empty] | 537-1 |  | 15505 |  |  | 520 |  | 15505 |  | 3.3891 | 52547.2881 |  | 0.60668 | 9406.6133 |  | 34367.7273 |  |  | 96321.6287 | 9.8847 | 10 | 0.035041 | 543.313 |  | 0.053928 | 836.1539 |  | 1253.68 |  | 2633.1468 | 2663.8669 | #N/A | #N/A |  | #N/A | #N/A |  | #N/A |  |  | #N/A | #N/A | #N/A | #N/A | #N/A |  | #N/A | #N/A |  | #N/A |  | #N/A | #N/A | #N/A
Restrooms524 | Restrooms0 | [5 empty] | n | [14 empty] | 524 |  | 15505 |  |  | 0 |  | 15505 |  | 0.27528 | 4268.2023 |  | 0.17805 | 2760.742 |  | 4719.3222 |  |  | 11748.2665 | 2.7457 | 3 | 0.096395 | 1494.6086 |  | 0.017805 | 276.0742 |  | 1241.625 |  | 3012.3078 | 3291.2475 | #N/A | #N/A |  | #N/A | #N/A |  | #N/A |  |  | #N/A | 0 | 0 | 0 | 0 |  | #N/A | #N/A |  | #N/A |  | #N/A | 0 | #N/A
Restrooms | Restrooms534-2 | [5 empty] | n | [19 empty] | 534-2 |  | 15505 | [23 empty] | #N/A | #N/A |  | #N/A | #N/A |  | #N/A |  |  | #N/A | #N/A | #N/A | #N/A | #N/A |  | #N/A | #N/A |  | #N/A |  | #N/A | #N/A | #N/A
Restrooms521 | Restrooms604 | [5 empty] | n | [12 empty] | ballast replacement |  | 521 |  | 15505 |  |  | 604 |  | 15505 | [11 empty] | 13.7287 | 14 | 0.26245 | 4069.3315 |  | 0.30445 | 4720.4245 |  | 7708.1759 |  | 16497.9319 | 16823.9311 | [10 empty] | #N/A | #N/A | #N/A | #N/A |  | #N/A | #N/A |  | #N/A |  | #N/A | #N/A | 0
Restrooms537-1 | Restrooms520 | [5 empty] | n | [14 empty] | 537-1 |  | 15505 |  |  | 520 |  | 15505 | [11 empty] | 13.7287 | 14 | 0.3138 | 4865.4896 |  | 0.60668 | 9406.6133 |  | 13319.1468 |  | 27591.2498 | 28136.4529 | [10 empty] | #N/A | #N/A | #N/A | #N/A |  | #N/A | #N/A |  | #N/A |  | #N/A | #N/A | 0
Restrooms524 | Restrooms0 | [5 empty] | n | [14 empty] | 524 |  | 15505 |  |  | 0 |  | 15505 | [11 empty] | 13.7287 | 14 | 0 | 0 |  | 0 | 0 |  | 0 |  | 0 | 0 | [10 empty] | #N/A | #N/A | 0 | 0 |  | 0 | 0 |  | 0 |  | 0 | #N/A | 0
Restrooms | Restrooms534-2 | [5 empty] | n | [19 empty] | 534-2 |  | 15505 | [33 empty] | #N/A | #N/A | #N/A | #N/A |  | #N/A | #N/A |  | #N/A |  | #N/A | #N/A | 0
Lounge/Recreation - Break room | Lounge/Recreation - Break room | [5 empty] | n | [12 empty] | Lounge/Recreation - Break room | 1.2 |  |  | 9530 | Lounge/Recreation - Break room | 0.72416 |  |  | 9530
Lounge/Recreation - Breakroom537-1 | Lounge/Recreation - Breakroom521 | [5 empty] | n | [12 empty] | replacement costs are for lamps |  | 537-1 |  | 9530 |  |  | 521 |  | 9530 |  | 3.7604 | 35836.526 |  | 0.67316 | 6415.1806 |  | 23438.3162 |  |  | 65690.0228 | 9.8847 | 10 | 0.038881 | 370.532 |  | 0.059837 | 570.2454 |  | 854.9925 |  | 1795.7698 | 1816.7205 | #N/A | #N/A |  | #N/A | #N/A |  | #N/A |  |  | #N/A | #N/A | #N/A | #N/A | #N/A |  | #N/A | #N/A |  | #N/A |  | #N/A | #N/A | #N/A
Lounge/Recreation - Breakroom572 | Lounge/Recreation - Breakroom0 | [5 empty] | n | [14 empty] | 0 |  | 9530 |  |  | 0 |  | 9530 |  | 0 | 0 |  | 0 | 0 |  | 0 |  |  | 0 | 0 | 0 | 0 | 0 |  | 0 | 0 |  | 0 |  | 0 | 0 | #N/A | #N/A |  | #N/A | #N/A |  | #N/A |  |  | #N/A | 0 | 0 | 0 | 0 |  | #N/A | #N/A |  | #N/A |  | #N/A | 0 | #N/A
Lounge/Recreation - Breakroom521 | Lounge/Recreation - Breakroom0 | [5 empty] | n | [14 empty] | 521 |  | 9530 |  |  | 0 |  | 9530 |  | 3.84 | 36594.861 |  | 1.1784 | 11230.169 |  | 28452.0405 |  |  | 76277.0704 | 4.6678 | 5 | 0.35555 | 3388.4131 |  | 0.11784 | 1123.0169 |  | 3356.9607 |  | 7868.3906 | 8428.4349 | #N/A | #N/A |  | #N/A | #N/A |  | #N/A |  |  | #N/A | 0 | 0 | 0 | 0 |  | #N/A | #N/A |  | #N/A |  | #N/A | 0 | #N/A
Lounge/Recreation - Breakroom | Lounge/Recreation - Breakroom527-2 | [5 empty] | n | [19 empty] | 527-2 |  | 9530 | [23 empty] | #N/A | #N/A |  | #N/A | #N/A |  | #N/A |  |  | #N/A | #N/A | #N/A | #N/A | #N/A |  | #N/A | #N/A |  | #N/A |  | #N/A | #N/A | #N/A
Lounge/Recreation - Breakroom537-1 | Lounge/Recreation - Breakroom521 | [5 empty] | n | [12 empty] | ballast replacement |  | 537-1 |  | 9530 |  |  | 521 |  | 9530 | [11 empty] | 13.7287 | 14 | 0.34818 | 3318.1969 |  | 0.67316 | 6415.1806 |  | 9083.4745 |  | 18816.852 | 19188.673 | [10 empty] | #N/A | #N/A | #N/A | #N/A |  | #N/A | #N/A |  | #N/A |  | #N/A | #N/A | 0
Lounge/Recreation - Breakroom572 | Lounge/Recreation - Breakroom0 | [5 empty] | n | [14 empty] | 0 |  | 9530 |  |  | 0 |  | 9530 | [11 empty] | 0 | 0 | 0 | 0 |  | 0 | 0 |  | 0 |  | 0 | 0 | [10 empty] | #N/A | #N/A | 0 | 0 |  | 0 | 0 |  | 0 |  | 0 | #N/A | 0
Lounge/Recreation - Breakroom521 | Lounge/Recreation - Breakroom0 | [5 empty] | n | [14 empty] | 521 |  | 9530 |  |  | 0 |  | 9530 | [11 empty] | 13.7287 | 14 | 0.50793 | 4840.5901 |  | 0.5892 | 5615.0845 |  | 9169.103 |  | 19624.7776 | 20012.5632 | [10 empty] | #N/A | #N/A | 0 | 0 |  | 0 | 0 |  | 0 |  | 0 | #N/A | 0
Lounge/Recreation - Breakroom | Lounge/Recreation - Breakroom527-2 | [5 empty] | n | [19 empty] | 527-2 |  | 9530 | [33 empty] | #N/A | #N/A | #N/A | #N/A |  | #N/A | #N/A |  | #N/A |  | #N/A | #N/A | 0
Electrical/Mechanical | Electrical/Mechanical | [5 empty] | n | [12 empty] | Electrical/Mechanical | 1.5 |  |  | 31023 | Electrical/Mechanical | 0.9424 |  |  | 31023
Electrical/Mechanical538 | Electrical/Mechanical538 | [5 empty] | n | [12 empty] | replacement costs are for lamps |  | 538 |  | 31023 |  |  | 538 |  | 31023 |  | 2.0255 | 62837.6214 |  | 1.869 | 57981.987 |  | 86218.3761 |  |  | 207037.9845 | 9.8847 | 10 | 0.15422 | 4784.228 |  | 0.23734 | 7362.884 |  | 11039.4758 |  | 23186.5878 | 23457.098 | #N/A | #N/A |  | #N/A | #N/A |  | #N/A |  |  | #N/A | #N/A | #N/A | #N/A | #N/A |  | #N/A | #N/A |  | #N/A |  | #N/A | #N/A | #N/A
Electrical/Mechanical0 | Electrical/Mechanical0 | [5 empty] | n | [14 empty] | 0 |  | 31023 |  |  | 0 |  | 31023 |  | 0 | 0 |  | 0 | 0 |  | 0 |  |  | 0 | 0 | 0 | 0 | 0 |  | 0 | 0 |  | 0 |  | 0 | 0 | #N/A | #N/A |  | #N/A | #N/A |  | #N/A |  |  | #N/A | 0 | 0 | 0 | 0 |  | #N/A | #N/A |  | #N/A |  | #N/A | 0 | #N/A
Electrical/Mechanical0 | Electrical/Mechanical0 | [5 empty] | n | [14 empty] | 0 |  | 31023 |  |  | 0 |  | 31023 |  | 0 | 0 |  | 0 | 0 |  | 0 |  |  | 0 | 0 | 0 | 0 | 0 |  | 0 | 0 |  | 0 |  | 0 | 0 | #N/A | #N/A |  | #N/A | #N/A |  | #N/A |  |  | #N/A | 0 | 0 | 0 | 0 |  | #N/A | #N/A |  | #N/A |  | #N/A | 0 | #N/A
Electrical/Mechanical | Electrical/Mechanical0 | [5 empty] | n | [19 empty] | 0 |  | 31023 | [23 empty] | #N/A | #N/A |  | #N/A | #N/A |  | #N/A |  |  | #N/A | 0 | 0 | 0 | 0 |  | #N/A | #N/A |  | #N/A |  | #N/A | 0 | #N/A
Electrical/Mechanical538 | Electrical/Mechanical538 | [5 empty] | n | [12 empty] | ballast replacement |  | 538 |  | 31023 |  |  | 538 |  | 31023 | [11 empty] | 13.7287 | 14 | 0.84151 | 26106.1754 |  | 1.335 | 41415.705 |  | 61589.817 |  | 129111.6975 | 131662.9446 | [10 empty] | #N/A | #N/A | #N/A | #N/A |  | #N/A | #N/A |  | #N/A |  | #N/A | #N/A | 0
Electrical/Mechanical0 | Electrical/Mechanical0 | [5 empty] | n | [14 empty] | 0 |  | 31023 |  |  | 0 |  | 31023 | [11 empty] | 0 | 0 | 0 | 0 |  | 0 | 0 |  | 0 |  | 0 | 0 | [10 empty] | #N/A | #N/A | 0 | 0 |  | 0 | 0 |  | 0 |  | 0 | #N/A | 0
Electrical/Mechanical0 | Electrical/Mechanical0 | [5 empty] | n | [14 empty] | 0 |  | 31023 |  |  | 0 |  | 31023 | [11 empty] | 0 | 0 | 0 | 0 |  | 0 | 0 |  | 0 |  | 0 | 0 | [10 empty] | #N/A | #N/A | 0 | 0 |  | 0 | 0 |  | 0 |  | 0 | #N/A | 0
Electrical/Mechanical | Electrical/Mechanical0 | [5 empty] | n | [19 empty] | 0 |  | 31023 | [33 empty] | #N/A | #N/A | 0 | 0 |  | 0 | 0 |  | 0 |  | 0 | #N/A | 0
Stairway | Stairway | [5 empty] | n | [12 empty] | Stairway | 0.6 |  |  | 8484 | Stairway | 0.68448 |  |  | 8484
Stairway530 | Stairway530 | [5 empty] | n | [12 empty] | replacement costs are for lamps |  | 530 |  | 8484 |  |  | 530 |  | 8484 |  | 0.85624 | 7264.3519 |  | 0.8544 | 7248.7296 |  | 10494.1676 |  |  | 25007.249 | 9.8847 | 10 | 0.061686 | 523.3458 |  | 0.094935 | 805.4245 |  | 1207.6061 |  | 2536.3764 | 2565.9674 | #N/A | #N/A |  | #N/A | #N/A |  | #N/A |  |  | #N/A | #N/A | #N/A | #N/A | #N/A |  | #N/A | #N/A |  | #N/A |  | #N/A | #N/A | #N/A
Stairway0 | Stairway602 | [5 empty] | n | [14 empty] | 0 |  | 8484 |  |  | 602 |  | 8484 |  | 0 | 0 |  | 0 | 0 |  | 0 |  |  | 0 | 0 | 0 | 0 | 0 |  | 0 | 0 |  | 0 |  | 0 | 0 | #N/A | #N/A |  | #N/A | #N/A |  | #N/A |  |  | #N/A | #N/A | #N/A | #N/A | #N/A |  | #N/A | #N/A |  | #N/A |  | #N/A | #N/A | #N/A
Stairway0 | Stairway0 | [5 empty] | n | [14 empty] | 0 |  | 8484 |  |  | 0 |  | 8484 |  | 0 | 0 |  | 0 | 0 |  | 0 |  |  | 0 | 0 | 0 | 0 | 0 |  | 0 | 0 |  | 0 |  | 0 | 0 | #N/A | #N/A |  | #N/A | #N/A |  | #N/A |  |  | #N/A | 0 | 0 | 0 | 0 |  | #N/A | #N/A |  | #N/A |  | #N/A | 0 | #N/A
Stairway | Stairway0 | [5 empty] | n | [19 empty] | 0 |  | 8484 | [23 empty] | #N/A | #N/A |  | #N/A | #N/A |  | #N/A |  |  | #N/A | 0 | 0 | 0 | 0 |  | #N/A | #N/A |  | #N/A |  | #N/A | 0 | #N/A
Stairway530 | Stairway530 | [5 empty] | n | [12 empty] | ballast replacement |  | 530 |  | 8484 |  |  | 530 |  | 8484 | [11 empty] | 13.7287 | 14 | 0.3366 | 2855.7495 |  | 0.534 | 4530.456 |  | 6737.2982 |  | 14123.5037 | 14402.5842 | [10 empty] | #N/A | #N/A | #N/A | #N/A |  | #N/A | #N/A |  | #N/A |  | #N/A | #N/A | 0
Stairway0 | Stairway602 | [5 empty] | n | [14 empty] | 0 |  | 8484 |  |  | 602 |  | 8484 | [11 empty] | 0 | 0 | 0 | 0 |  | 0 | 0 |  | 0 |  | 0 | 0 | [10 empty] | #N/A | #N/A | #N/A | #N/A |  | #N/A | #N/A |  | #N/A |  | #N/A | #N/A | 0
Stairway0 | Stairway0 | [5 empty] | n | [14 empty] | 0 |  | 8484 |  |  | 0 |  | 8484 | [11 empty] | 0 | 0 | 0 | 0 |  | 0 | 0 |  | 0 |  | 0 | 0 | [10 empty] | #N/A | #N/A | 0 | 0 |  | 0 | 0 |  | 0 |  | 0 | #N/A | 0
Stairway | Stairway0 | [5 empty] | n | [19 empty] | 0 |  | 8484 | [33 empty] | #N/A | #N/A | 0 | 0 |  | 0 | 0 |  | 0 |  | 0 | #N/A | 0
Lobby | Lobby | [5 empty] | n | [12 empty] | Lobby | 1.3 |  |  | 13792 | Lobby | 0.8928 |  |  | 13792
Lobby534-2 | Lobby523 | [5 empty] | n | [12 empty] | replacement costs are for lamps |  | 534-2 |  | 13792 |  |  | 523 |  | 13792 |  | 3.0412 | 41944.1279 |  | 0.4368 | 6024.2806 |  | 25999.8849 |  |  | 73968.2933 | 9.8847 | 10 | 0.026811 | 369.7706 |  | 0.041261 | 569.0736 |  | 853.2356 |  | 1792.0798 | 1812.9874 | #N/A | #N/A |  | #N/A | #N/A |  | #N/A |  |  | #N/A | #N/A | #N/A | #N/A | #N/A |  | #N/A | #N/A |  | #N/A |  | #N/A | #N/A | #N/A
Lobby523 | Lobby521 | [5 empty] | n | [14 empty] | 523 |  | 13792 |  |  | 521 |  | 13792 |  | 5.0595 | 69780.5245 |  | 0.87597 | 12081.4042 |  | 45242.8392 |  |  | 127104.7679 | 4.6678 | 5 | 0.5286 | 7290.5026 |  | 0.04395 | 606.1532 |  | 5249.0231 |  | 13145.6788 | 14081.3419 | #N/A | #N/A |  | #N/A | #N/A |  | #N/A |  |  | #N/A | #N/A | #N/A | #N/A | #N/A |  | #N/A | #N/A |  | #N/A |  | #N/A | #N/A | #N/A
Lobby521 | Lobby0 | [5 empty] | n | [14 empty] | 521 |  | 13792 |  |  | 0 |  | 13792 |  | 0.4155 | 5730.5886 |  | 0.12751 | 1758.5933 |  | 4455.46 |  |  | 11944.6418 | 4.6678 | 5 | 0.038472 | 530.6101 |  | 0.012751 | 175.8593 |  | 525.6848 |  | 1232.1541 | 1319.8545 | #N/A | #N/A |  | #N/A | #N/A |  | #N/A |  |  | #N/A | 0 | 0 | 0 | 0 |  | #N/A | #N/A |  | #N/A |  | #N/A | 0 | #N/A
Lobby | Lobby534-2 | [5 empty] | n | [19 empty] | 534-2 |  | 13792 | [23 empty] | #N/A | #N/A |  | #N/A | #N/A |  | #N/A |  |  | #N/A | #N/A | #N/A | #N/A | #N/A |  | #N/A | #N/A |  | #N/A |  | #N/A | #N/A | #N/A
Lobby534-2 | Lobby523 | [5 empty] | n | [12 empty] | ballast replacement |  | 534-2 |  | 13792 |  |  | 523 |  | 13792 | [11 empty] | 13.7287 | 14 | 0.24009 | 3311.3785 |  | 0.46418 | 6401.9985 |  | 9064.8095 |  | 18778.1865 | 19149.2434 | [10 empty] | #N/A | #N/A | #N/A | #N/A |  | #N/A | #N/A |  | #N/A |  | #N/A | #N/A | 0
Lobby523 | Lobby521 | [5 empty] | n | [14 empty] | 523 |  | 13792 |  |  | 521 |  | 13792 | [11 empty] | 13.7287 | 14 | 0 | 0 |  | 0 | 0 |  | 0 |  | 0 | 0 | [10 empty] | #N/A | #N/A | #N/A | #N/A |  | #N/A | #N/A |  | #N/A |  | #N/A | #N/A | 0
Lobby521 | Lobby0 | [5 empty] | n | [14 empty] | 521 |  | 13792 |  |  | 0 |  | 13792 | [11 empty] | 13.7287 | 14 | 0.05496 | 758.0144 |  | 0.063754 | 879.2967 |  | 1435.8398 |  | 3073.1508 | 3133.8763 | [10 empty] | #N/A | #N/A | 0 | 0 |  | 0 | 0 |  | 0 |  | 0 | #N/A | 0
Lobby | Lobby534-2 | [5 empty] | n | [19 empty] | 534-2 |  | 13792 | [33 empty] | #N/A | #N/A | #N/A | #N/A |  | #N/A | #N/A |  | #N/A |  | #N/A | #N/A | 0
[18 empty] | Standalone_Retail_Interior Lighting LPD |  | Standalone Retail |  |  | 3613 |  | Standalone Retail |  |  | 3613 | [28 empty] | 0
Storage | Storage | [6 empty] | n | [11 empty] | Storage | 0.7752 |  |  | 4088 | Storage | 0.58716 |  |  | 4088 | [27 empty] | 0
Storage530 | Storage538 | [6 empty] | n | [11 empty] | replacement costs are for lamps |  | 530 |  | 4088 |  |  | 538 |  | 4088 |  | 1.1686 | 4777.2086 |  | 1.1661 | 4766.935 |  | 6901.2114 |  |  | 16445.355 | 9.8847 | 10 | 0.084189 | 344.1645 |  | 0.12957 | 529.6661 |  | 794.1502 |  | 1667.9808 | 1687.4405 | #N/A | #N/A |  | #N/A | #N/A |  | #N/A |  |  | #N/A | #N/A | #N/A | #N/A | #N/A |  | #N/A | #N/A |  | #N/A |  | #N/A | #N/A | #N/A
Storage553 | Storage0 | [6 empty] | n | [13 empty] | 0 |  | 4088 |  |  | 0 |  | 4088 |  | 0 | 0 |  | 0 | 0 |  | 0 |  |  | 0 | 0 | 0 | 0 | 0 |  | 0 | 0 |  | 0 |  | 0 | 0 | #N/A | #N/A |  | #N/A | #N/A |  | #N/A |  |  | #N/A | 0 | 0 | 0 | 0 |  | #N/A | #N/A |  | #N/A |  | #N/A | 0 | #N/A
Storage0 | Storage0 | [6 empty] | n | [13 empty] | 0 |  | 4088 |  |  | 0 |  | 4088 |  | 0 | 0 |  | 0 | 0 |  | 0 |  |  | 0 | 0 | 0 | 0 | 0 |  | 0 | 0 |  | 0 |  | 0 | 0 | #N/A | #N/A |  | #N/A | #N/A |  | #N/A |  |  | #N/A | 0 | 0 | 0 | 0 |  | #N/A | #N/A |  | #N/A |  | #N/A | 0 | #N/A
Storage | Storage0 | [6 empty] | n | [18 empty] | 0 |  | 4088 | [23 empty] | #N/A | #N/A |  | #N/A | #N/A |  | #N/A |  |  | #N/A | 0 | 0 | 0 | 0 |  | #N/A | #N/A |  | #N/A |  | #N/A | 0 | #N/A
Storage530 | Storage538 | [6 empty] | n | [11 empty] | ballast replacement |  | 530 |  | 4088 |  |  | 538 |  | 4088 | [11 empty] | 13.7287 | 14 | 0.4594 | 1878.008 |  | 0.7288 | 2979.3344 |  | 4430.6057 |  | 9287.9482 | 9471.478 | [10 empty] | #N/A | #N/A | #N/A | #N/A |  | #N/A | #N/A |  | #N/A |  | #N/A | #N/A | 0
Storage553 | Storage0 | [6 empty] | n | [13 empty] | 0 |  | 4088 |  |  | 0 |  | 4088 | [11 empty] | 0 | 0 | 0 | 0 |  | 0 | 0 |  | 0 |  | 0 | 0 | [10 empty] | #N/A | #N/A | 0 | 0 |  | 0 | 0 |  | 0 |  | 0 | #N/A | 0
Storage0 | Storage0 | [6 empty] | n | [13 empty] | 0 |  | 4088 |  |  | 0 |  | 4088 | [11 empty] | 0 | 0 | 0 | 0 |  | 0 | 0 |  | 0 |  | 0 | 0 | [10 empty] | #N/A | #N/A | 0 | 0 |  | 0 | 0 |  | 0 |  | 0 | #N/A | 0
Storage | Storage0 | [6 empty] | n | [18 empty] | 0 |  | 4088 | [33 empty] | #N/A | #N/A | 0 | 0 |  | 0 | 0 |  | 0 |  | 0 | #N/A | 0
Retail - Sales Area | Retail - Sales Area | [6 empty] | n | [11 empty] | Retail - Sales Area | 1.6473 |  |  | 20467 | Retail - Sales Area | 1.5658 |  |  | 20467 | [27 empty] | 0
Retail - Sales Area535 | Retail - Sales Area535 | [6 empty] | n | [11 empty] | replacement costs are for lamps |  | 535 |  | 20467 |  |  | 535 |  | 20467 |  | 5.5881 | 114372.3102 |  | 1.3985 | 28623.9223 |  | 82672.0092 |  |  | 225668.2417 | 9.8847 | 10 | 0.10097 | 2066.5978 |  | 0.1554 | 3180.4756 |  | 4768.6182 |  | 10015.6916 | 10132.5414 | #N/A | #N/A |  | #N/A | #N/A |  | #N/A |  |  | #N/A | #N/A | #N/A | #N/A | #N/A |  | #N/A | #N/A |  | #N/A |  | #N/A | #N/A | #N/A
Retail - Sales Area541 | Retail - Sales Area541 | [6 empty] | n | [13 empty] | 541 |  | 20467 |  |  | 541 |  | 20467 |  | 3.9373 | 80584.3738 |  | 0.88926 | 18200.5206 |  | 56349.5849 |  |  | 155134.4792 | 3.5695 | 4 | 1.0234 | 20946.2887 |  | 0.23765 | 4863.9322 |  | 18485.6669 |  | 44295.8878 | 49638.6534 | #N/A | #N/A |  | #N/A | #N/A |  | #N/A |  |  | #N/A | #N/A | #N/A | #N/A | #N/A |  | #N/A | #N/A |  | #N/A |  | #N/A | #N/A | #N/A
Retail - Sales Area572 | Retail - Sales Area0 | [6 empty] | n | [13 empty] | 0 |  | 20467 |  |  | 0 |  | 20467 |  | 0 | 0 |  | 0 | 0 |  | 0 |  |  | 0 | 0 | 0 | 0 | 0 |  | 0 | 0 |  | 0 |  | 0 | 0 | #N/A | #N/A |  | #N/A | #N/A |  | #N/A |  |  | #N/A | 0 | 0 | 0 | 0 |  | #N/A | #N/A |  | #N/A |  | #N/A | 0 | #N/A
Retail - Sales Area | Retail - Sales Area537-1 | [6 empty] | n | [18 empty] | 537-1 |  | 20467 | [23 empty] | #N/A | #N/A |  | #N/A | #N/A |  | #N/A |  |  | #N/A | #N/A | #N/A | #N/A | #N/A |  | #N/A | #N/A |  | #N/A |  | #N/A | #N/A | #N/A
Retail - Sales Area535 | Retail - Sales Area535 | [6 empty] | n | [11 empty] | ballast replacement |  | 535 |  | 20467 |  |  | 535 |  | 20467 | [11 empty] | 13.7287 | 14 | 0.55098 | 11276.8384 |  | 0.87409 | 17889.9514 |  | 26604.3723 |  | 55771.1621 | 56873.2003 | [10 empty] | #N/A | #N/A | #N/A | #N/A |  | #N/A | #N/A |  | #N/A |  | #N/A | #N/A | 0
Retail - Sales Area541 | Retail - Sales Area541 | [6 empty] | n | [13 empty] | 541 |  | 20467 |  |  | 541 |  | 20467 | [11 empty] | 13.7287 | 14 | 1.8383 | 37624.8692 |  | 0.88926 | 18200.5206 |  | 43524.3671 |  | 99349.7569 | 101312.9081 | [10 empty] | #N/A | #N/A | #N/A | #N/A |  | #N/A | #N/A |  | #N/A |  | #N/A | #N/A | 0
Retail - Sales Area572 | Retail - Sales Area0 | [6 empty] | n | [13 empty] | 0 |  | 20467 |  |  | 0 |  | 20467 | [11 empty] | 0 | 0 | 0 | 0 |  | 0 | 0 |  | 0 |  | 0 | 0 | [10 empty] | #N/A | #N/A | 0 | 0 |  | 0 | 0 |  | 0 |  | 0 | #N/A | 0
Retail - Sales Area | Retail - Sales Area537-1 | [6 empty] | n | [18 empty] | 537-1 |  | 20467 | [33 empty] | #N/A | #N/A | #N/A | #N/A |  | #N/A | #N/A |  | #N/A |  | #N/A | #N/A | 0
Lobby | Lobby | [6 empty] | n | [11 empty] | Lobby | 1.2597 |  |  | 129 | Lobby | 0.8388 |  |  | 129 | [27 empty] | 0
Lobby534-2 | Lobby523 | [6 empty] | n | [11 empty] | replacement costs are for lamps |  | 534-2 |  | 129 |  |  | 523 |  | 129 |  | 3.113 | 401.5707 |  | 0.4471 | 57.6761 |  | 248.9214 |  |  | 708.1682 | 9.8847 | 10 | 0.027443 | 3.5402 |  | 0.042235 | 5.4483 |  | 8.1688 |  | 17.1573 | 17.3574 | #N/A | #N/A |  | #N/A | #N/A |  | #N/A |  |  | #N/A | #N/A | #N/A | #N/A | #N/A |  | #N/A | #N/A |  | #N/A |  | #N/A | #N/A | #N/A
Lobby523 | Lobby521 | [6 empty] | n | [13 empty] | 523 |  | 129 |  |  | 521 |  | 129 |  | 5.1789 | 668.0748 |  | 0.89664 | 115.6667 |  | 433.1524 |  |  | 1216.8938 | 4.6678 | 5 | 0.54108 | 69.7989 |  | 0.044987 | 5.8033 |  | 50.2538 |  | 125.856 | 134.814 | #N/A | #N/A |  | #N/A | #N/A |  | #N/A |  |  | #N/A | #N/A | #N/A | #N/A | #N/A |  | #N/A | #N/A |  | #N/A |  | #N/A | #N/A | #N/A
Lobby521 | Lobby0 | [6 empty] | n | [13 empty] | 521 |  | 129 |  |  | 0 |  | 129 |  | 0.4253 | 54.8643 |  | 0.13052 | 16.8367 |  | 42.6563 |  |  | 114.3573 | 4.6678 | 5 | 0.03938 | 5.08 |  | 0.013052 | 1.6837 |  | 5.0329 |  | 11.7966 | 12.6362 | #N/A | #N/A |  | #N/A | #N/A |  | #N/A |  |  | #N/A | 0 | 0 | 0 | 0 |  | #N/A | #N/A |  | #N/A |  | #N/A | 0 | #N/A
Lobby | Lobby534-2 | [6 empty] | n | [18 empty] | 534-2 |  | 129 | [23 empty] | #N/A | #N/A |  | #N/A | #N/A |  | #N/A |  |  | #N/A | #N/A | #N/A | #N/A | #N/A |  | #N/A | #N/A |  | #N/A |  | #N/A | #N/A | #N/A
Lobby534-2 | Lobby523 | [6 empty] | n | [11 empty] | ballast replacement |  | 534-2 |  | 129 |  |  | 523 |  | 129 | [11 empty] | 13.7287 | 14 | 0.24576 | 31.7029 |  | 0.47513 | 61.2924 |  | 86.786 |  | 179.7813 | 183.3338 | [10 empty] | #N/A | #N/A | #N/A | #N/A |  | #N/A | #N/A |  | #N/A |  | #N/A | #N/A | 0
Lobby523 | Lobby521 | [6 empty] | n | [13 empty] | 523 |  | 129 |  |  | 521 |  | 129 | [11 empty] | 13.7287 | 14 | 0 | 0 |  | 0 | 0 |  | 0 |  | 0 | 0 | [10 empty] | #N/A | #N/A | #N/A | #N/A |  | #N/A | #N/A |  | #N/A |  | #N/A | #N/A | 0
Lobby521 | Lobby0 | [6 empty] | n | [13 empty] | 521 |  | 129 |  |  | 0 |  | 129 | [11 empty] | 13.7287 | 14 | 0.056257 | 7.2572 |  | 0.065258 | 8.4183 |  | 13.7466 |  | 29.4222 | 30.0036 | [10 empty] | #N/A | #N/A | 0 | 0 |  | 0 | 0 |  | 0 |  | 0 | #N/A | 0
Lobby | Lobby534-2 | [6 empty] | n | [18 empty] | 534-2 |  | 129 | [33 empty] | #N/A | #N/A | #N/A | #N/A |  | #N/A | #N/A |  | #N/A |  | #N/A | #N/A | 0
0
[18 empty] | Primary_School_Interior Lighting LPD |  | Primary School |  |  | 3774 |  | Primary School |  |  | 3774 | [28 empty] | 0
Restrooms | Restrooms | [7 empty] | n | [10 empty] | Restrooms | 0.9099 |  |  | 2044 | Restrooms | 0.9212 |  |  | 2044 | [27 empty] | 0
Restrooms521 | Restrooms604 | [7 empty] | n | [10 empty] | replacement costs are for lamps |  | 521 |  | 2044 |  |  | 604 |  | 2044 |  | 1.8392 | 3759.3947 |  | 0.56442 | 1153.6767 |  | 2922.8817 |  |  | 7835.9532 | 4.6678 | 5 | 0.1703 | 348.0921 |  | 0.056442 | 115.3677 |  | 344.861 |  | 808.3208 | 865.8542 | #N/A | #N/A |  | #N/A | #N/A |  | #N/A |  |  | #N/A | #N/A | #N/A | #N/A | #N/A |  | #N/A | #N/A |  | #N/A |  | #N/A | #N/A | #N/A
Restrooms537-1 | Restrooms520 | [7 empty] | n | [12 empty] | 537-1 |  | 2044 |  |  | 520 |  | 2044 |  | 3.1415 | 6421.3061 |  | 0.56237 | 1149.4931 |  | 4199.7542 |  |  | 11770.5534 | 9.8847 | 10 | 0.032482 | 66.3931 |  | 0.049989 | 102.1784 |  | 153.2003 |  | 321.7719 | 325.5259 | #N/A | #N/A |  | #N/A | #N/A |  | #N/A |  |  | #N/A | #N/A | #N/A | #N/A | #N/A |  | #N/A | #N/A |  | #N/A |  | #N/A | #N/A | #N/A
Restrooms524 | Restrooms0 | [7 empty] | n | [12 empty] | 524 |  | 2044 |  |  | 0 |  | 2044 |  | 0.25517 | 521.5766 |  | 0.16505 | 337.3641 |  | 576.7036 |  |  | 1435.6443 | 2.7457 | 3 | 0.089355 | 182.642 |  | 0.016505 | 33.7364 |  | 151.7272 |  | 368.1056 | 402.1922 | #N/A | #N/A |  | #N/A | #N/A |  | #N/A |  |  | #N/A | 0 | 0 | 0 | 0 |  | #N/A | #N/A |  | #N/A |  | #N/A | 0 | #N/A
Restrooms | Restrooms534-2 | [7 empty] | n | [17 empty] | 534-2 |  | 2044 | [23 empty] | #N/A | #N/A |  | #N/A | #N/A |  | #N/A |  |  | #N/A | #N/A | #N/A | #N/A | #N/A |  | #N/A | #N/A |  | #N/A |  | #N/A | #N/A | #N/A
Restrooms521 | Restrooms604 | [7 empty] | n | [10 empty] | ballast replacement |  | 521 |  | 2044 |  |  | 604 |  | 2044 | [11 empty] | 13.7287 | 14 | 0.24328 | 497.2744 |  | 0.28221 | 576.8383 |  | 941.9431 |  | 2016.0559 | 2055.8932 | [10 empty] | #N/A | #N/A | #N/A | #N/A |  | #N/A | #N/A |  | #N/A |  | #N/A | #N/A | 0
Restrooms537-1 | Restrooms520 | [7 empty] | n | [12 empty] | 537-1 |  | 2044 |  |  | 520 |  | 2044 | [11 empty] | 13.7287 | 14 | 0.29088 | 594.5654 |  | 0.56237 | 1149.4931 |  | 1627.6067 |  | 3371.6651 | 3438.2892 | [10 empty] | #N/A | #N/A | #N/A | #N/A |  | #N/A | #N/A |  | #N/A |  | #N/A | #N/A | 0
Restrooms524 | Restrooms0 | [7 empty] | n | [12 empty] | 524 |  | 2044 |  |  | 0 |  | 2044 | [11 empty] | 13.7287 | 14 | 0 | 0 |  | 0 | 0 |  | 0 |  | 0 | 0 | [10 empty] | #N/A | #N/A | 0 | 0 |  | 0 | 0 |  | 0 |  | 0 | #N/A | 0
Restrooms | Restrooms534-2 | [7 empty] | n | [17 empty] | 534-2 |  | 2044 | [33 empty] | #N/A | #N/A | #N/A | #N/A |  | #N/A | #N/A |  | #N/A |  | #N/A | #N/A | 0
Dining Area | Dining Area | [7 empty] | n | [10 empty] | Dining Area | 0.9099 |  |  | 3389 | Dining Area | 0.611 |  |  | 3389 | [27 empty] | 0
Dining Area531 | Dining Area535 | [7 empty] | n | [10 empty] | replacement costs are for lamps |  | 531 |  | 3389 |  |  | 535 |  | 3389 |  | 1.1243 | 3810.1412 |  | 0.85937 | 2912.4121 |  | 4645.3389 |  |  | 11367.8922 | 9.8847 | 10 | 0.065787 | 222.9515 |  | 0.10125 | 343.1204 |  | 514.4545 |  | 1080.5264 | 1093.1325 | #N/A | #N/A |  | #N/A | #N/A |  | #N/A |  |  | #N/A | #N/A | #N/A | #N/A | #N/A |  | #N/A | #N/A |  | #N/A |  | #N/A | #N/A | #N/A
Dining Area524 | Dining Area521 | [7 empty] | n | [12 empty] | 524 |  | 3389 |  |  | 521 |  | 3389 |  | 0.39777 | 1348.0496 |  | 0.25729 | 871.9402 |  | 1490.5293 |  |  | 3710.5191 | 2.7457 | 3 | 0.13929 | 472.0504 |  | 0.025729 | 87.194 |  | 392.1492 |  | 951.3936 | 1039.4927 | #N/A | #N/A |  | #N/A | #N/A |  | #N/A |  |  | #N/A | #N/A | #N/A | #N/A | #N/A |  | #N/A | #N/A |  | #N/A |  | #N/A | #N/A | #N/A
Dining Area0 | Dining Area0 | [7 empty] | n | [12 empty] | 0 |  | 3389 |  |  | 0 |  | 3389 |  | 0 | 0 |  | 0 | 0 |  | 0 |  |  | 0 | 0 | 0 | 0 | 0 |  | 0 | 0 |  | 0 |  | 0 | 0 | #N/A | #N/A |  | #N/A | #N/A |  | #N/A |  |  | #N/A | 0 | 0 | 0 | 0 |  | #N/A | #N/A |  | #N/A |  | #N/A | 0 | #N/A
Dining Area | Dining Area537-1 | [7 empty] | n | [17 empty] | 537-1 |  | 3389 | [23 empty] | #N/A | #N/A |  | #N/A | #N/A |  | #N/A |  |  | #N/A | #N/A | #N/A | #N/A | #N/A |  | #N/A | #N/A |  | #N/A |  | #N/A | #N/A | #N/A
Dining Area531 | Dining Area535 | [7 empty] | n | [10 empty] | ballast replacement |  | 531 |  | 3389 |  |  | 535 |  | 3389 | [11 empty] | 13.7287 | 14 | 0.35898 | 1216.5831 |  | 0.5695 | 1930.0279 |  | 2870.1688 |  | 6016.7798 | 6135.6713 | [10 empty] | #N/A | #N/A | #N/A | #N/A |  | #N/A | #N/A |  | #N/A |  | #N/A | #N/A | 0
Dining Area524 | Dining Area521 | [7 empty] | n | [12 empty] | 524 |  | 3389 |  |  | 521 |  | 3389 | [11 empty] | 13.7287 | 14 | 0 | 0 |  | 0 | 0 |  | 0 |  | 0 | 0 | [10 empty] | #N/A | #N/A | #N/A | #N/A |  | #N/A | #N/A |  | #N/A |  | #N/A | #N/A | 0
Dining Area0 | Dining Area0 | [7 empty] | n | [12 empty] | 0 |  | 3389 |  |  | 0 |  | 3389 | [11 empty] | 0 | 0 | 0 | 0 |  | 0 | 0 |  | 0 |  | 0 | 0 | [10 empty] | #N/A | #N/A | 0 | 0 |  | 0 | 0 |  | 0 |  | 0 | #N/A | 0
Dining Area | Dining Area537-1 | [7 empty] | n | [17 empty] | 537-1 |  | 3389 | [33 empty] | #N/A | #N/A | #N/A | #N/A |  | #N/A | #N/A |  | #N/A |  | #N/A | #N/A | 0
Classroom/Lecture/Training | Classroom/Lecture/Training | [7 empty] | n | [10 empty] | Classroom/Lecture/Training | 1.4154 |  |  | 37187 | Classroom/Lecture/Training | 1.1656 |  |  | 37187 | [27 empty] | 0
Classroom/Lecture/Training535 | Classroom/Lecture/Training535 | [7 empty] | n | [10 empty] | replacement costs are for lamps |  | 535 |  | 37187 |  |  | 535 |  | 37187 |  | 6.0751 | 225914.2575 |  | 1.5204 | 56539.4906 |  | 163298.1404 |  |  | 445751.8885 | 9.8847 | 10 | 0.10977 | 4082.0537 |  | 0.16894 | 6282.2441 |  | 9419.2278 |  | 19783.5257 | 20014.3335 | #N/A | #N/A |  | #N/A | #N/A |  | #N/A |  |  | #N/A | #N/A | #N/A | #N/A | #N/A |  | #N/A | #N/A |  | #N/A |  | #N/A | #N/A | #N/A
Classroom/Lecture/Training537-2 | Classroom/Lecture/Training521 | [7 empty] | n | [12 empty] | 537-2 |  | 37187 |  |  | 521 |  | 37187 |  | 1.3414 | 49883.5395 |  | 0.20474 | 7613.8034 |  | 31354.995 |  |  | 88852.338 | 9.8847 | 10 | 0.023651 | 879.5256 |  | 0.036399 | 1353.582 |  | 2029.4813 |  | 4262.5888 | 4312.319 | #N/A | #N/A |  | #N/A | #N/A |  | #N/A |  |  | #N/A | #N/A | #N/A | #N/A | #N/A |  | #N/A | #N/A |  | #N/A |  | #N/A | #N/A | #N/A
Classroom/Lecture/Training0 | Classroom/Lecture/Training0 | [7 empty] | n | [12 empty] | 0 |  | 37187 |  |  | 0 |  | 37187 |  | 0 | 0 |  | 0 | 0 |  | 0 |  |  | 0 | 0 | 0 | 0 | 0 |  | 0 | 0 |  | 0 |  | 0 | 0 | #N/A | #N/A |  | #N/A | #N/A |  | #N/A |  |  | #N/A | 0 | 0 | 0 | 0 |  | #N/A | #N/A |  | #N/A |  | #N/A | 0 | #N/A
Classroom/Lecture/Training | Classroom/Lecture/Training537-1 | [7 empty] | n | [17 empty] | 537-1 |  | 37187 | [23 empty] | #N/A | #N/A |  | #N/A | #N/A |  | #N/A |  |  | #N/A | #N/A | #N/A | #N/A | #N/A |  | #N/A | #N/A |  | #N/A |  | #N/A | #N/A | #N/A
Classroom/Lecture/Training535 | Classroom/Lecture/Training535 | [7 empty] | n | [10 empty] | ballast replacement |  | 535 |  | 37187 |  |  | 535 |  | 37187 | [11 empty] | 13.7287 | 14 | 0.59899 | 22274.6096 |  | 0.95026 | 35337.1816 |  | 52550.3682 |  | 110162.1595 | 112338.9638 | [10 empty] | #N/A | #N/A | #N/A | #N/A |  | #N/A | #N/A |  | #N/A |  | #N/A | #N/A | 0
Classroom/Lecture/Training537-2 | Classroom/Lecture/Training521 | [7 empty] | n | [12 empty] | 537-2 |  | 37187 |  |  | 521 |  | 37187 | [11 empty] | 13.7287 | 14 | 0.12906 | 4799.3216 |  | 0.20474 | 7613.8034 |  | 11322.583 |  | 23735.708 | 24204.7256 | [10 empty] | #N/A | #N/A | #N/A | #N/A |  | #N/A | #N/A |  | #N/A |  | #N/A | #N/A | 0
Classroom/Lecture/Training0 | Classroom/Lecture/Training0 | [7 empty] | n | [12 empty] | 0 |  | 37187 |  |  | 0 |  | 37187 | [11 empty] | 0 | 0 | 0 | 0 |  | 0 | 0 |  | 0 |  | 0 | 0 | [10 empty] | #N/A | #N/A | 0 | 0 |  | 0 | 0 |  | 0 |  | 0 | #N/A | 0
Classroom/Lecture/Training | Classroom/Lecture/Training537-1 | [7 empty] | n | [17 empty] | 537-1 |  | 37187 | [33 empty] | #N/A | #N/A | #N/A | #N/A |  | #N/A | #N/A |  | #N/A |  | #N/A | #N/A | 0
Corridor/Transition | Corridor/Transition | [7 empty] | n | [10 empty] | Corridor/Transition | 0.5055 |  |  | 12073 | Corridor/Transition | 0.6204 |  |  | 12073 | [27 empty] | 0
Corridor/Transition530 | Corridor/Transition521 | [7 empty] | n | [10 empty] | replacement costs are for lamps |  | 530 |  | 12073 |  |  | 521 |  | 12073 |  | 0.38041 | 4592.6994 |  | 0.37959 | 4582.8226 |  | 6634.6672 |  |  | 15810.1892 | 9.8847 | 10 | 0.027406 | 330.8719 |  | 0.042177 | 509.2089 |  | 763.4779 |  | 1603.5587 | 1622.2668 | #N/A | #N/A |  | #N/A | #N/A |  | #N/A |  |  | #N/A | #N/A | #N/A | #N/A | #N/A |  | #N/A | #N/A |  | #N/A |  | #N/A | #N/A | #N/A
Corridor/Transition537-2 | Corridor/Transition0 | [7 empty] | n | [12 empty] | 537-2 |  | 12073 |  |  | 0 |  | 12073 |  | 1.1482 | 13862.4547 |  | 0.17525 | 2115.8484 |  | 8713.4394 |  |  | 24691.7425 | 9.8847 | 10 | 0.020245 | 244.417 |  | 0.031157 | 376.1555 |  | 563.9855 |  | 1184.558 | 1198.3778 | #N/A | #N/A |  | #N/A | #N/A |  | #N/A |  |  | #N/A | 0 | 0 | 0 | 0 |  | #N/A | #N/A |  | #N/A |  | #N/A | 0 | #N/A
Corridor/Transition0 | Corridor/Transition0 | [7 empty] | n | [12 empty] | 0 |  | 12073 |  |  | 0 |  | 12073 |  | 0 | 0 |  | 0 | 0 |  | 0 |  |  | 0 | 0 | 0 | 0 | 0 |  | 0 | 0 |  | 0 |  | 0 | 0 | #N/A | #N/A |  | #N/A | #N/A |  | #N/A |  |  | #N/A | 0 | 0 | 0 | 0 |  | #N/A | #N/A |  | #N/A |  | #N/A | 0 | #N/A
Corridor/Transition | Corridor/Transition527-2 | [7 empty] | n | [17 empty] | 0 |  | 12073 | [23 empty] | #N/A | #N/A |  | #N/A | #N/A |  | #N/A |  |  | #N/A | 0 | 0 | 0 | 0 |  | #N/A | #N/A |  | #N/A |  | #N/A | 0 | #N/A
Corridor/Transition530 | Corridor/Transition521 | [7 empty] | n | [10 empty] | ballast replacement |  | 530 |  | 12073 |  |  | 521 |  | 12073 | [11 empty] | 13.7287 | 14 | 0.14955 | 1805.4741 |  | 0.23725 | 2864.2641 |  | 4259.4833 |  | 8929.2216 | 9105.663 | [10 empty] | #N/A | #N/A | #N/A | #N/A |  | #N/A | #N/A |  | #N/A |  | #N/A | #N/A | 0
Corridor/Transition537-2 | Corridor/Transition0 | [7 empty] | n | [12 empty] | 537-2 |  | 12073 |  |  | 0 |  | 12073 | [11 empty] | 13.7287 | 14 | 0.11047 | 1333.7141 |  | 0.17525 | 2115.8484 |  | 3146.5048 |  | 6596.0672 | 6726.4055 | [10 empty] | #N/A | #N/A | 0 | 0 |  | 0 | 0 |  | 0 |  | 0 | #N/A | 0
Corridor/Transition0 | Corridor/Transition0 | [7 empty] | n | [12 empty] | 0 |  | 12073 |  |  | 0 |  | 12073 | [11 empty] | 0 | 0 | 0 | 0 |  | 0 | 0 |  | 0 |  | 0 | 0 | [10 empty] | #N/A | #N/A | 0 | 0 |  | 0 | 0 |  | 0 |  | 0 | #N/A | 0
Corridor/Transition | Corridor/Transition527-2 | [7 empty] | n | [17 empty] | 0 |  | 12073 | [33 empty] | #N/A | #N/A | 0 | 0 |  | 0 | 0 |  | 0 |  | 0 | #N/A | 0
Gymnasium/Fitness-Fitness Area | Gymnasium/Fitness-Fitness Area | [7 empty] | n | [10 empty] | Gymnasium/Fitness-Fitness Area | 0.9099 |  |  | 3841 | Gymnasium/Fitness-Fitness Area | 0.6768 |  |  | 3841 | [27 empty] | 0
Gymnasium/Fitness-Fitness Area535 | Gymnasium/Fitness-Fitness Area535 | [7 empty] | n | [10 empty] | replacement costs are for lamps |  | 535 |  | 3841 |  |  | 535 |  | 3841 |  | 4.7469 | 18232.7634 |  | 1.188 | 4563.108 |  | 13179.2318 |  |  | 35975.1032 | 9.8847 | 10 | 0.085772 | 329.4485 |  | 0.132 | 507.0183 |  | 760.1935 |  | 1596.6604 | 1615.2881 | #N/A | #N/A |  | #N/A | #N/A |  | #N/A |  |  | #N/A | #N/A | #N/A | #N/A | #N/A |  | #N/A | #N/A |  | #N/A |  | #N/A | #N/A | #N/A
Gymnasium/Fitness-Fitness Area0 | Gymnasium/Fitness-Fitness Area0 | [7 empty] | n | [12 empty] | 0 |  | 3841 |  |  | 0 |  | 3841 |  | 0 | 0 |  | 0 | 0 |  | 0 |  |  | 0 | 0 | 0 | 0 | 0 |  | 0 | 0 |  | 0 |  | 0 | 0 | #N/A | #N/A |  | #N/A | #N/A |  | #N/A |  |  | #N/A | 0 | 0 | 0 | 0 |  | #N/A | #N/A |  | #N/A |  | #N/A | 0 | #N/A
Gymnasium/Fitness-Fitness Area0 | Gymnasium/Fitness-Fitness Area0 | [7 empty] | n | [12 empty] | 0 |  | 3841 |  |  | 0 |  | 3841 |  | 0 | 0 |  | 0 | 0 |  | 0 |  |  | 0 | 0 | 0 | 0 | 0 |  | 0 | 0 |  | 0 |  | 0 | 0 | #N/A | #N/A |  | #N/A | #N/A |  | #N/A |  |  | #N/A | 0 | 0 | 0 | 0 |  | #N/A | #N/A |  | #N/A |  | #N/A | 0 | #N/A
Gymnasium/Fitness-Fitness Area | Gymnasium/Fitness-Fitness Area0 | [7 empty] | n | [17 empty] | 0 |  | 3841 | [23 empty] | #N/A | #N/A |  | #N/A | #N/A |  | #N/A |  |  | #N/A | 0 | 0 | 0 | 0 |  | #N/A | #N/A |  | #N/A |  | #N/A | 0 | #N/A
Gymnasium/Fitness-Fitness Area535 | Gymnasium/Fitness-Fitness Area535 | [7 empty] | n | [10 empty] | ballast replacement |  | 535 |  | 3841 |  |  | 535 |  | 3841 | [11 empty] | 13.7287 | 14 | 0.46803 | 1797.7072 |  | 0.7425 | 2851.9425 |  | 4241.1596 |  | 8890.8093 | 9066.4917 | [10 empty] | #N/A | #N/A | #N/A | #N/A |  | #N/A | #N/A |  | #N/A |  | #N/A | #N/A | 0
Gymnasium/Fitness-Fitness Area0 | Gymnasium/Fitness-Fitness Area0 | [7 empty] | n | [12 empty] | 0 |  | 3841 |  |  | 0 |  | 3841 | [11 empty] | 0 | 0 | 0 | 0 |  | 0 | 0 |  | 0 |  | 0 | 0 | [10 empty] | #N/A | #N/A | 0 | 0 |  | 0 | 0 |  | 0 |  | 0 | #N/A | 0
Gymnasium/Fitness-Fitness Area0 | Gymnasium/Fitness-Fitness Area0 | [7 empty] | n | [12 empty] | 0 |  | 3841 |  |  | 0 |  | 3841 | [11 empty] | 0 | 0 | 0 | 0 |  | 0 | 0 |  | 0 |  | 0 | 0 | [10 empty] | #N/A | #N/A | 0 | 0 |  | 0 | 0 |  | 0 |  | 0 | #N/A | 0
Gymnasium/Fitness-Fitness Area | Gymnasium/Fitness-Fitness Area0 | [7 empty] | n | [17 empty] | 0 |  | 3841 | [33 empty] | #N/A | #N/A | 0 | 0 |  | 0 | 0 |  | 0 |  | 0 | #N/A | 0
Food Preparation | Food Preparation | [7 empty] | n | [10 empty] | Food Preparation | 1.2132 |  |  | 1808 | Food Preparation | 0.9306 |  |  | 1808 | [27 empty] | 0
Food Preparation530 | Food Preparation530 | [7 empty] | n | [10 empty] | replacement costs are for lamps |  | 530 |  | 1808 |  |  | 530 |  | 1808 |  | 1.5874 | 2870.0441 |  | 1.584 | 2863.872 |  | 4146.0993 |  |  | 9880.0154 | 9.8847 | 10 | 0.11436 | 206.7666 |  | 0.176 | 318.212 |  | 477.1083 |  | 1002.0869 | 1013.778 | #N/A | #N/A |  | #N/A | #N/A |  | #N/A |  |  | #N/A | #N/A | #N/A | #N/A | #N/A |  | #N/A | #N/A |  | #N/A |  | #N/A | #N/A | #N/A
Food Preparation0 | Food Preparation0 | [7 empty] | n | [12 empty] | 0 |  | 1808 |  |  | 0 |  | 1808 |  | 0 | 0 |  | 0 | 0 |  | 0 |  |  | 0 | 0 | 0 | 0 | 0 |  | 0 | 0 |  | 0 |  | 0 | 0 | #N/A | #N/A |  | #N/A | #N/A |  | #N/A |  |  | #N/A | 0 | 0 | 0 | 0 |  | #N/A | #N/A |  | #N/A |  | #N/A | 0 | #N/A
Food Preparation0 | Food Preparation0 | [7 empty] | n | [12 empty] | 0 |  | 1808 |  |  | 0 |  | 1808 |  | 0 | 0 |  | 0 | 0 |  | 0 |  |  | 0 | 0 | 0 | 0 | 0 |  | 0 | 0 |  | 0 |  | 0 | 0 | #N/A | #N/A |  | #N/A | #N/A |  | #N/A |  |  | #N/A | 0 | 0 | 0 | 0 |  | #N/A | #N/A |  | #N/A |  | #N/A | 0 | #N/A
Food Preparation | Food Preparation0 | [7 empty] | n | [17 empty] | 0 |  | 1808 | [23 empty] | #N/A | #N/A |  | #N/A | #N/A |  | #N/A |  |  | #N/A | 0 | 0 | 0 | 0 |  | #N/A | #N/A |  | #N/A |  | #N/A | 0 | #N/A
Food Preparation530 | Food Preparation530 | [7 empty] | n | [10 empty] | ballast replacement |  | 530 |  | 1808 |  |  | 530 |  | 1808 | [11 empty] | 13.7287 | 14 | 0.62404 | 1128.2668 |  | 0.99 | 1789.92 |  | 2661.8126 |  | 5579.9994 | 5690.2602 | [10 empty] | #N/A | #N/A | #N/A | #N/A |  | #N/A | #N/A |  | #N/A |  | #N/A | #N/A | 0
Food Preparation0 | Food Preparation0 | [7 empty] | n | [12 empty] | 0 |  | 1808 |  |  | 0 |  | 1808 | [11 empty] | 0 | 0 | 0 | 0 |  | 0 | 0 |  | 0 |  | 0 | 0 | [10 empty] | #N/A | #N/A | 0 | 0 |  | 0 | 0 |  | 0 |  | 0 | #N/A | 0
Food Preparation0 | Food Preparation0 | [7 empty] | n | [12 empty] | 0 |  | 1808 |  |  | 0 |  | 1808 | [11 empty] | 0 | 0 | 0 | 0 |  | 0 | 0 |  | 0 |  | 0 | 0 | [10 empty] | #N/A | #N/A | 0 | 0 |  | 0 | 0 |  | 0 |  | 0 | #N/A | 0
Food Preparation | Food Preparation0 | [7 empty] | n | [17 empty] | 0 |  | 1808 | [33 empty] | #N/A | #N/A | 0 | 0 |  | 0 | 0 |  | 0 |  | 0 | #N/A | 0
Library | Library | [7 empty] | n | [10 empty] | Library | 1.2132 |  |  | 4293 | Library | 0.8742 |  |  | 4293 | [27 empty] | 0
Library535 | Library535 | [7 empty] | n | [10 empty] | replacement costs are for lamps |  | 535 |  | 4293 |  |  | 535 |  | 4293 |  | 3.2173 | 13811.9947 |  | 0.8052 | 3456.7236 |  | 9983.757 |  |  | 27252.4753 | 9.8847 | 10 | 0.058134 | 249.5695 |  | 0.089468 | 384.0852 |  | 575.8748 |  | 1209.5295 | 1223.6407 | #N/A | #N/A |  | #N/A | #N/A |  | #N/A |  |  | #N/A | #N/A | #N/A | #N/A | #N/A |  | #N/A | #N/A |  | #N/A |  | #N/A | #N/A | #N/A
Library520 | Library520 | [7 empty] | n | [12 empty] | 520 |  | 4293 |  |  | 520 |  | 4293 |  | 0.95333 | 4092.66 |  | 0.34558 | 1483.5892 |  | 3401.7756 |  |  | 8978.0249 | 4.6678 | 5 | 0.10427 | 447.6347 |  | 0.034558 | 148.3589 |  | 443.4796 |  | 1039.4732 | 1113.4592 | #N/A | #N/A |  | #N/A | #N/A |  | #N/A |  |  | #N/A | #N/A | #N/A | #N/A | #N/A |  | #N/A | #N/A |  | #N/A |  | #N/A | #N/A | #N/A
Library529 | Library0 | [7 empty] | n | [12 empty] | 529 |  | 4293 |  |  | 0 |  | 4293 |  | 1.4803 | 6354.8666 |  | 0.54686 | 2347.6577 |  | 5324.5971 |  |  | 14027.1214 | 2.7457 | 3 | 0.23477 | 1007.8737 |  | 0.054874 | 235.5753 |  | 891.1521 |  | 2134.6011 | 2332.2652 | #N/A | #N/A |  | #N/A | #N/A |  | #N/A |  |  | #N/A | 0 | 0 | 0 | 0 |  | #N/A | #N/A |  | #N/A |  | #N/A | 0 | #N/A
Library | Library0 | [7 empty] | n | [17 empty] | 0 |  | 4293 | [23 empty] | #N/A | #N/A |  | #N/A | #N/A |  | #N/A |  |  | #N/A | 0 | 0 | 0 | 0 |  | #N/A | #N/A |  | #N/A |  | #N/A | 0 | #N/A
Library535 | Library535 | [7 empty] | n | [10 empty] | ballast replacement |  | 535 |  | 4293 |  |  | 535 |  | 4293 | [11 empty] | 13.7287 | 14 | 0.31722 | 1361.8299 |  | 0.50325 | 2160.4522 |  | 3212.8358 |  | 6735.1179 | 6868.2039 | [10 empty] | #N/A | #N/A | #N/A | #N/A |  | #N/A | #N/A |  | #N/A |  | #N/A | #N/A | 0
Library520 | Library520 | [7 empty] | n | [12 empty] | 520 |  | 4293 |  |  | 520 |  | 4293 | [11 empty] | 13.7287 | 14 | 0.14896 | 639.4781 |  | 0 | 0 |  | 402.4364 |  | 1041.9145 | 1062.5027 | [10 empty] | #N/A | #N/A | #N/A | #N/A |  | #N/A | #N/A |  | #N/A |  | #N/A | #N/A | 0
Library529 | Library0 | [7 empty] | n | [12 empty] | 529 |  | 4293 |  |  | 0 |  | 4293 | [11 empty] | 13.7287 | 14 | 0.47916 | 2057.0339 |  | 0 | 0 |  | 1294.5326 |  | 3351.5664 | 3417.7934 | [10 empty] | #N/A | #N/A | 0 | 0 |  | 0 | 0 |  | 0 |  | 0 | #N/A | 0
Library | Library0 | [7 empty] | n | [17 empty] | 0 |  | 4293 | [33 empty] | #N/A | #N/A | 0 | 0 |  | 0 | 0 |  | 0 |  | 0 | #N/A | 0
Lobby | Lobby | [7 empty] | n | [10 empty] | Lobby | 1.3143 |  |  | 1840 | Lobby | 0.846 |  |  | 1840 | [27 empty] | 0
Lobby534-2 | Lobby523 | [7 empty] | n | [10 empty] | replacement costs are for lamps |  | 534-2 |  | 1840 |  |  | 523 |  | 1840 |  | 2.8191 | 5187.1127 |  | 0.40489 | 745.0059 |  | 3215.3329 |  |  | 9147.4515 | 9.8847 | 10 | 0.024852 | 45.7285 |  | 0.038248 | 70.3757 |  | 105.5173 |  | 221.6215 | 224.2071 | #N/A | #N/A |  | #N/A | #N/A |  | #N/A |  |  | #N/A | #N/A | #N/A | #N/A | #N/A |  | #N/A | #N/A |  | #N/A |  | #N/A | #N/A | #N/A
Lobby523 | Lobby521 | [7 empty] | n | [12 empty] | 523 |  | 1840 |  |  | 521 |  | 1840 |  | 4.69 | 8629.5618 |  | 0.812 | 1494.0734 |  | 5595.0551 |  |  | 15718.6903 | 4.6678 | 5 | 0.49 | 901.596 |  | 0.04074 | 74.9613 |  | 649.132 |  | 1625.6893 | 1741.4001 | #N/A | #N/A |  | #N/A | #N/A |  | #N/A |  |  | #N/A | #N/A | #N/A | #N/A | #N/A |  | #N/A | #N/A |  | #N/A |  | #N/A | #N/A | #N/A
Lobby521 | Lobby0 | [7 empty] | n | [12 empty] | 521 |  | 1840 |  |  | 0 |  | 1840 |  | 0.38516 | 708.6858 |  | 0.1182 | 217.4803 |  | 550.9942 |  |  | 1477.1604 | 4.6678 | 5 | 0.035663 | 65.6191 |  | 0.01182 | 21.748 |  | 65.01 |  | 152.377 | 163.2227 | #N/A | #N/A |  | #N/A | #N/A |  | #N/A |  |  | #N/A | 0 | 0 | 0 | 0 |  | #N/A | #N/A |  | #N/A |  | #N/A | 0 | #N/A
Lobby | Lobby534-2 | [7 empty] | n | [17 empty] | 534-2 |  | 1840 | [23 empty] | #N/A | #N/A |  | #N/A | #N/A |  | #N/A |  |  | #N/A | #N/A | #N/A | #N/A | #N/A |  | #N/A | #N/A |  | #N/A |  | #N/A | #N/A | #N/A
Lobby534-2 | Lobby523 | [7 empty] | n | [10 empty] | ballast replacement |  | 534-2 |  | 1840 |  |  | 523 |  | 1840 | [11 empty] | 13.7287 | 14 | 0.22256 | 409.5089 |  | 0.43028 | 791.7172 |  | 1121.0196 |  | 2322.2457 | 2368.1333 | [10 empty] | #N/A | #N/A | #N/A | #N/A |  | #N/A | #N/A |  | #N/A |  | #N/A | #N/A | 0
Lobby523 | Lobby521 | [7 empty] | n | [12 empty] | 523 |  | 1840 |  |  | 521 |  | 1840 | [11 empty] | 13.7287 | 14 | 0 | 0 |  | 0 | 0 |  | 0 |  | 0 | 0 | [10 empty] | #N/A | #N/A | #N/A | #N/A |  | #N/A | #N/A |  | #N/A |  | #N/A | #N/A | 0
Lobby521 | Lobby0 | [7 empty] | n | [12 empty] | 521 |  | 1840 |  |  | 0 |  | 1840 | [11 empty] | 13.7287 | 14 | 0.050946 | 93.7415 |  | 0.059098 | 108.7402 |  | 177.5663 |  | 380.0479 | 387.5577 | [10 empty] | #N/A | #N/A | 0 | 0 |  | 0 | 0 |  | 0 |  | 0 | #N/A | 0
Lobby | Lobby534-2 | [7 empty] | n | [17 empty] | 534-2 |  | 1840 | [33 empty] | #N/A | #N/A | #N/A | #N/A |  | #N/A | #N/A |  | #N/A |  | #N/A | #N/A | 0
Electrical/Mechanical | Electrical/Mechanical | [7 empty] | n | [10 empty] | Electrical/Mechanical | 1.5165 |  |  | 2712 | Electrical/Mechanical | 0.893 |  |  | 2712 | [27 empty] | 0
Electrical/Mechanical538 | Electrical/Mechanical538 | [7 empty] | n | [10 empty] | replacement costs are for lamps |  | 538 |  | 2712 |  |  | 538 |  | 2712 |  | 1.8776 | 5092.0138 |  | 1.7325 | 4698.54 |  | 6986.661 |  |  | 16777.2148 | 9.8847 | 10 | 0.14295 | 387.6874 |  | 0.22 | 596.6475 |  | 894.5782 |  | 1878.913 | 1900.8337 | #N/A | #N/A |  | #N/A | #N/A |  | #N/A |  |  | #N/A | #N/A | #N/A | #N/A | #N/A |  | #N/A | #N/A |  | #N/A |  | #N/A | #N/A | #N/A
Electrical/Mechanical0 | Electrical/Mechanical0 | [7 empty] | n | [12 empty] | 0 |  | 2712 |  |  | 0 |  | 2712 |  | 0 | 0 |  | 0 | 0 |  | 0 |  |  | 0 | 0 | 0 | 0 | 0 |  | 0 | 0 |  | 0 |  | 0 | 0 | #N/A | #N/A |  | #N/A | #N/A |  | #N/A |  |  | #N/A | 0 | 0 | 0 | 0 |  | #N/A | #N/A |  | #N/A |  | #N/A | 0 | #N/A
Electrical/Mechanical0 | Electrical/Mechanical0 | [7 empty] | n | [12 empty] | 0 |  | 2712 |  |  | 0 |  | 2712 |  | 0 | 0 |  | 0 | 0 |  | 0 |  |  | 0 | 0 | 0 | 0 | 0 |  | 0 | 0 |  | 0 |  | 0 | 0 | #N/A | #N/A |  | #N/A | #N/A |  | #N/A |  |  | #N/A | 0 | 0 | 0 | 0 |  | #N/A | #N/A |  | #N/A |  | #N/A | 0 | #N/A
Electrical/Mechanical | Electrical/Mechanical0 | [7 empty] | n | [17 empty] | 0 |  | 2712 | [23 empty] | #N/A | #N/A |  | #N/A | #N/A |  | #N/A |  |  | #N/A | 0 | 0 | 0 | 0 |  | #N/A | #N/A |  | #N/A |  | #N/A | 0 | #N/A
Electrical/Mechanical538 | Electrical/Mechanical538 | [7 empty] | n | [10 empty] | ballast replacement |  | 538 |  | 2712 |  |  | 538 |  | 2712 | [11 empty] | 13.7287 | 14 | 0.78005 | 2115.5003 |  | 1.2375 | 3356.1 |  | 4990.8986 |  | 10462.4989 | 10669.2379 | [10 empty] | #N/A | #N/A | #N/A | #N/A |  | #N/A | #N/A |  | #N/A |  | #N/A | #N/A | 0
Electrical/Mechanical0 | Electrical/Mechanical0 | [7 empty] | n | [12 empty] | 0 |  | 2712 |  |  | 0 |  | 2712 | [11 empty] | 0 | 0 | 0 | 0 |  | 0 | 0 |  | 0 |  | 0 | 0 | [10 empty] | #N/A | #N/A | 0 | 0 |  | 0 | 0 |  | 0 |  | 0 | #N/A | 0
Electrical/Mechanical0 | Electrical/Mechanical0 | [7 empty] | n | [12 empty] | 0 |  | 2712 |  |  | 0 |  | 2712 | [11 empty] | 0 | 0 | 0 | 0 |  | 0 | 0 |  | 0 |  | 0 | 0 | [10 empty] | #N/A | #N/A | 0 | 0 |  | 0 | 0 |  | 0 |  | 0 | #N/A | 0
Electrical/Mechanical | Electrical/Mechanical0 | [7 empty] | n | [17 empty] | 0 |  | 2712 | [33 empty] | #N/A | #N/A | 0 | 0 |  | 0 | 0 |  | 0 |  | 0 | #N/A | 0
Office-Enclosed | Office-Enclosed | [7 empty] | n | [10 empty] | Office-Enclosed | 1.1121 |  |  | 4745 | Office-Enclosed | 1.0434 |  |  | 4745 | [27 empty] | 0
Office-Enclosed535 | Office-Enclosed531 | [7 empty] | n | [10 empty] | replacement costs are for lamps |  | 535 |  | 4745 |  |  | 531 |  | 4745 |  | 4.0952 | 19431.7431 |  | 1.0249 | 4863.1763 |  | 14045.8931 |  |  | 38340.8125 | 9.8847 | 10 | 0.073996 | 351.1129 |  | 0.11388 | 540.3597 |  | 810.1836 |  | 1701.6562 | 1721.5088 | #N/A | #N/A |  | #N/A | #N/A |  | #N/A |  |  | #N/A | #N/A | #N/A | #N/A | #N/A |  | #N/A | #N/A |  | #N/A |  | #N/A | #N/A | #N/A
Office-Enclosed539 | Office-Enclosed539 | [7 empty] | n | [12 empty] | 539 |  | 4745 |  |  | 539 |  | 4745 |  | 0.22289 | 1057.6099 |  | 0.17283 | 820.0718 |  | 1300.6914 |  |  | 3178.3731 | 2.0593 | 3 | 0.023242 | 110.2855 |  | 0.027712 | 131.4943 |  | 212.7894 |  | 454.5692 | 662.2164 | #N/A | #N/A |  | #N/A | #N/A |  | #N/A |  |  | #N/A | #N/A | #N/A | #N/A | #N/A |  | #N/A | #N/A |  | #N/A |  | #N/A | #N/A | #N/A
Office-Enclosed537-2 | Office-Enclosed0 | [7 empty] | n | [12 empty] | 537-2 |  | 4745 |  |  | 0 |  | 4745 |  | 1.0851 | 5148.8072 |  | 0.16562 | 785.8706 |  | 3236.3546 |  |  | 9171.0324 | 9.8847 | 10 | 0.019132 | 90.7816 |  | 0.029444 | 139.7121 |  | 209.4761 |  | 439.9697 | 445.1027 | #N/A | #N/A |  | #N/A | #N/A |  | #N/A |  |  | #N/A | 0 | 0 | 0 | 0 |  | #N/A | #N/A |  | #N/A |  | #N/A | 0 | #N/A
Office-Enclosed | Office-Enclosed537-1 | [7 empty] | n | [17 empty] | 537-1 |  | 4745 | [23 empty] | #N/A | #N/A |  | #N/A | #N/A |  | #N/A |  |  | #N/A | #N/A | #N/A | #N/A | #N/A |  | #N/A | #N/A |  | #N/A |  | #N/A | #N/A | #N/A
Office-Enclosed535 | Office-Enclosed531 | [7 empty] | n | [10 empty] | ballast replacement |  | 535 |  | 4745 |  |  | 531 |  | 4745 | [11 empty] | 13.7287 | 14 | 0.40378 | 1915.9238 |  | 0.64057 | 3039.4852 |  | 4520.0567 |  | 9475.4656 | 9662.7008 | [10 empty] | #N/A | #N/A | #N/A | #N/A |  | #N/A | #N/A |  | #N/A |  | #N/A | #N/A | 0
Office-Enclosed539 | Office-Enclosed539 | [7 empty] | n | [12 empty] | 539 |  | 4745 |  |  | 539 |  | 4745 | [11 empty] | 13.7287 | 14 | 0.075091 | 356.3071 |  | 0.27712 | 1314.9428 |  | 1658.0763 |  | 3329.3262 | 3395.1136 | [10 empty] | #N/A | #N/A | #N/A | #N/A |  | #N/A | #N/A |  | #N/A |  | #N/A | #N/A | 0
Office-Enclosed537-2 | Office-Enclosed0 | [7 empty] | n | [12 empty] | 537-2 |  | 4745 |  |  | 0 |  | 4745 | [11 empty] | 13.7287 | 14 | 0.1044 | 495.3694 |  | 0.16562 | 785.8706 |  | 1168.678 |  | 2449.918 | 2498.3284 | [10 empty] | #N/A | #N/A | 0 | 0 |  | 0 | 0 |  | 0 |  | 0 | #N/A | 0
Office-Enclosed | Office-Enclosed537-1 | [7 empty] | n | [17 empty] | 537-1 |  | 4745 | [33 empty] | #N/A | #N/A | #N/A | #N/A |  | #N/A | #N/A |  | #N/A |  | #N/A | #N/A | 0
0
[18 empty] | Small_Hotel_Interior Lighting LPD |  | Small Hotel |  |  |  |  | Small Hotel
Highway Lodging Guest Rooms | Highway Lodging Guest Rooms | [8 empty] | n | [9 empty] | Highway Lodging Guest Rooms | 1.1 |  | 3588 | 27933 | Highway Lodging Guest Rooms | 0.75 |  | 3588 | 27933 | [27 empty] | 0
Highway Lodging Guest Rooms524 | Highway Lodging Guest Rooms529 | [8 empty] | n | [9 empty] | replacement costs are for lamps |  | 524 |  | 27933 |  |  | 529 |  | 27933 |  | 0.3851 | 10757.0452 |  | 0.24909 | 6957.8301 |  | 11893.9916 |  |  | 29608.8669 | 2.7457 | 3 | 0.13485 | 3766.8253 |  | 0.024909 | 695.783 |  | 3129.237 |  | 7591.8452 | 8294.8501 | #N/A | #N/A |  | #N/A | #N/A |  | #N/A |  |  | #N/A | #N/A | #N/A | #N/A | #N/A |  | #N/A | #N/A |  | #N/A |  | #N/A | #N/A | #N/A
Highway Lodging Guest Rooms520 | Highway Lodging Guest Rooms520 | [8 empty] | n | [11 empty] | 520 |  | 27933 |  |  | 520 |  | 27933 |  | 4.1445 | 115767.8181 |  | 1.5024 | 41965.8341 |  | 96224.9833 |  |  | 253958.6355 | 4.6678 | 5 | 0.4533 | 12662.1051 |  | 0.15024 | 4196.5834 |  | 12544.5713 |  | 29403.2598 | 31496.08 | #N/A | #N/A |  | #N/A | #N/A |  | #N/A |  |  | #N/A | #N/A | #N/A | #N/A | #N/A |  | #N/A | #N/A |  | #N/A |  | #N/A | #N/A | #N/A
Highway Lodging Guest Rooms0 | Highway Lodging Guest Rooms0 | [8 empty] | n | [11 empty] | 0 |  | 27933 |  |  | 0 |  | 27933 |  | 0 | 0 |  | 0 | 0 |  | 0 |  |  | 0 | 0 | 0 | 0 | 0 |  | 0 | 0 |  | 0 |  | 0 | 0 | #N/A | #N/A |  | #N/A | #N/A |  | #N/A |  |  | #N/A | 0 | 0 | 0 | 0 |  | #N/A | #N/A |  | #N/A |  | #N/A | 0 | #N/A
Highway Lodging Guest Rooms | Highway Lodging Guest Rooms0 | [8 empty] | n | [16 empty] | 0 |  | 27933 | [23 empty] | #N/A | #N/A |  | #N/A | #N/A |  | #N/A |  |  | #N/A | 0 | 0 | 0 | 0 |  | #N/A | #N/A |  | #N/A |  | #N/A | 0 | #N/A
Highway Lodging Guest Rooms524 | Highway Lodging Guest Rooms529 | [8 empty] | n | [9 empty] | ballast replacement |  | 524 |  | 27933 |  |  | 529 |  | 27933 | [11 empty] | 13.7287 | 14 | 0 | 0 |  | 0 | 0 |  | 0 |  | 0 | 0 | [10 empty] | #N/A | #N/A | #N/A | #N/A |  | #N/A | #N/A |  | #N/A |  | #N/A | #N/A | 0
Highway Lodging Guest Rooms520 | Highway Lodging Guest Rooms520 | [8 empty] | n | [11 empty] | 520 |  | 27933 |  |  | 520 |  | 27933 | [11 empty] | 13.7287 | 14 | 0.64758 | 18088.7216 |  | 0 | 0 |  | 11383.5943 |  | 29472.3159 | 30054.6888 | [10 empty] | #N/A | #N/A | #N/A | #N/A |  | #N/A | #N/A |  | #N/A |  | #N/A | #N/A | 0
Highway Lodging Guest Rooms0 | Highway Lodging Guest Rooms0 | [8 empty] | n | [11 empty] | 0 |  | 27933 |  |  | 0 |  | 27933 | [11 empty] | 0 | 0 | 0 | 0 |  | 0 | 0 |  | 0 |  | 0 | 0 | [10 empty] | #N/A | #N/A | 0 | 0 |  | 0 | 0 |  | 0 |  | 0 | #N/A | 0
Highway Lodging Guest Rooms | Highway Lodging Guest Rooms0 | [8 empty] | n | [16 empty] | 0 |  | 27933 | [33 empty] | #N/A | #N/A | 0 | 0 |  | 0 | 0 |  | 0 |  | 0 | #N/A | 0
Corridor/Transition | Corridor/Transition | [8 empty] | n | [9 empty] | Corridor/Transition | 0.6475 |  | 8760 | 5668 | Corridor/Transition | 0.74514 |  | 8760 | 5668 | [27 empty] | 0
Corridor/Transition530 | Corridor/Transition521 | [8 empty] | n | [9 empty] | replacement costs are for lamps |  | 530 |  | 5668 |  |  | 521 |  | 5668 |  | 0.62664 | 3551.7973 |  | 0.62529 | 3544.159 |  | 5130.9678 |  |  | 12226.9241 | 9.8847 | 10 | 0.045145 | 255.8822 |  | 0.069478 | 393.8004 |  | 590.4411 |  | 1240.1237 | 1254.5918 | #N/A | #N/A |  | #N/A | #N/A |  | #N/A |  |  | #N/A | #N/A | #N/A | #N/A | #N/A |  | #N/A | #N/A |  | #N/A |  | #N/A | #N/A | #N/A
Corridor/Transition537-2 | Corridor/Transition0 | [8 empty] | n | [11 empty] | 537-2 |  | 5668 |  |  | 0 |  | 5668 |  | 1.8914 | 10720.6296 |  | 0.28869 | 1636.3066 |  | 6738.6014 |  |  | 19095.5376 | 9.8847 | 10 | 0.033349 | 189.0216 |  | 0.051324 | 290.9026 |  | 436.1623 |  | 916.0865 | 926.7741 | #N/A | #N/A |  | #N/A | #N/A |  | #N/A |  |  | #N/A | 0 | 0 | 0 | 0 |  | #N/A | #N/A |  | #N/A |  | #N/A | 0 | #N/A
Corridor/Transition0 | Corridor/Transition0 | [8 empty] | n | [11 empty] | 0 |  | 5668 |  |  | 0 |  | 5668 |  | 0 | 0 |  | 0 | 0 |  | 0 |  |  | 0 | 0 | 0 | 0 | 0 |  | 0 | 0 |  | 0 |  | 0 | 0 | #N/A | #N/A |  | #N/A | #N/A |  | #N/A |  |  | #N/A | 0 | 0 | 0 | 0 |  | #N/A | #N/A |  | #N/A |  | #N/A | 0 | #N/A
Corridor/Transition | Corridor/Transition527-2 | [8 empty] | n | [16 empty] | 0 |  | 5668 | [23 empty] | #N/A | #N/A |  | #N/A | #N/A |  | #N/A |  |  | #N/A | 0 | 0 | 0 | 0 |  | #N/A | #N/A |  | #N/A |  | #N/A | 0 | #N/A
Corridor/Transition530 | Corridor/Transition521 | [8 empty] | n | [9 empty] | ballast replacement |  | 530 |  | 5668 |  |  | 521 |  | 5668 | [11 empty] | 13.7287 | 14 | 0.24634 | 1396.2764 |  | 0.39081 | 2215.0994 |  | 3294.1022 |  | 6905.478 | 7041.9303 | [10 empty] | #N/A | #N/A | #N/A | #N/A |  | #N/A | #N/A |  | #N/A |  | #N/A | #N/A | 0
Corridor/Transition537-2 | Corridor/Transition0 | [8 empty] | n | [11 empty] | 537-2 |  | 5668 |  |  | 0 |  | 5668 | [11 empty] | 13.7287 | 14 | 0.18198 | 1031.4374 |  | 0.28869 | 1636.3066 |  | 2433.3722 |  | 5101.1162 | 5201.9143 | [10 empty] | #N/A | #N/A | 0 | 0 |  | 0 | 0 |  | 0 |  | 0 | #N/A | 0
Corridor/Transition0 | Corridor/Transition0 | [8 empty] | n | [11 empty] | 0 |  | 5668 |  |  | 0 |  | 5668 | [11 empty] | 0 | 0 | 0 | 0 |  | 0 | 0 |  | 0 |  | 0 | 0 | [10 empty] | #N/A | #N/A | 0 | 0 |  | 0 | 0 |  | 0 |  | 0 | #N/A | 0
Corridor/Transition | Corridor/Transition527-2 | [8 empty] | n | [16 empty] | 0 |  | 5668 | [33 empty] | #N/A | #N/A | 0 | 0 |  | 0 | 0 |  | 0 |  | 0 | #N/A | 0
Stairway | Stairway | [8 empty] | n | [9 empty] | Stairway | 0.777 |  | 8760 | 1728 | Stairway | 0.77901 |  | 8760 | 1728
Stairway530 | Stairway530 | [8 empty] | n | [9 empty] | replacement costs are for lamps |  | 530 |  | 1728 |  |  | 530 |  | 1728 |  | 1.3075 | 2259.2766 |  | 1.3046 | 2254.4179 |  | 3263.7773 |  |  | 7777.4718 | 9.8847 | 10 | 0.094193 | 162.7651 |  | 0.14496 | 250.494 |  | 375.576 |  | 788.8351 | 798.0382 | #N/A | #N/A |  | #N/A | #N/A |  | #N/A |  |  | #N/A | #N/A | #N/A | #N/A | #N/A |  | #N/A | #N/A |  | #N/A |  | #N/A | #N/A | #N/A
Stairway0 | Stairway602 | [8 empty] | n | [11 empty] | 0 |  | 1728 |  |  | 602 |  | 1728 |  | 0 | 0 |  | 0 | 0 |  | 0 |  |  | 0 | 0 | 0 | 0 | 0 |  | 0 | 0 |  | 0 |  | 0 | 0 | #N/A | #N/A |  | #N/A | #N/A |  | #N/A |  |  | #N/A | #N/A | #N/A | #N/A | #N/A |  | #N/A | #N/A |  | #N/A |  | #N/A | #N/A | #N/A
Stairway0 | Stairway0 | [8 empty] | n | [11 empty] | 0 |  | 1728 |  |  | 0 |  | 1728 |  | 0 | 0 |  | 0 | 0 |  | 0 |  |  | 0 | 0 | 0 | 0 | 0 |  | 0 | 0 |  | 0 |  | 0 | 0 | #N/A | #N/A |  | #N/A | #N/A |  | #N/A |  |  | #N/A | 0 | 0 | 0 | 0 |  | #N/A | #N/A |  | #N/A |  | #N/A | 0 | #N/A
Stairway | Stairway0 | [8 empty] | n | [16 empty] | 0 |  | 1728 | [23 empty] | #N/A | #N/A |  | #N/A | #N/A |  | #N/A |  |  | #N/A | 0 | 0 | 0 | 0 |  | #N/A | #N/A |  | #N/A |  | #N/A | 0 | #N/A
Stairway530 | Stairway530 | [8 empty] | n | [9 empty] | ballast replacement |  | 530 |  | 1728 |  |  | 530 |  | 1728 | [11 empty] | 13.7287 | 14 | 0.51398 | 888.1629 |  | 0.8154 | 1409.0112 |  | 2095.3583 |  | 4392.5324 | 4479.3289 | [10 empty] | #N/A | #N/A | #N/A | #N/A |  | #N/A | #N/A |  | #N/A |  | #N/A | #N/A | 0
Stairway0 | Stairway602 | [8 empty] | n | [11 empty] | 0 |  | 1728 |  |  | 602 |  | 1728 | [11 empty] | 0 | 0 | 0 | 0 |  | 0 | 0 |  | 0 |  | 0 | 0 | [10 empty] | #N/A | #N/A | #N/A | #N/A |  | #N/A | #N/A |  | #N/A |  | #N/A | #N/A | 0
Stairway0 | Stairway0 | [8 empty] | n | [11 empty] | 0 |  | 1728 |  |  | 0 |  | 1728 | [11 empty] | 0 | 0 | 0 | 0 |  | 0 | 0 |  | 0 |  | 0 | 0 | [10 empty] | #N/A | #N/A | 0 | 0 |  | 0 | 0 |  | 0 |  | 0 | #N/A | 0
Stairway | Stairway0 | [8 empty] | n | [16 empty] | 0 |  | 1728 | [33 empty] | #N/A | #N/A | 0 | 0 |  | 0 | 0 |  | 0 |  | 0 | #N/A | 0
Lobby | Lobby - Hotel | [8 empty] | n | [9 empty] | Lobby - Hotel | 1.4245 |  | 7170 | 1755 | Lobby - Hotel | 1.1967 |  | 7170 | 1755
Lobby - Hotel535 | Lobby - Hotel572 | [8 empty] | n | [9 empty] | replacement costs are for lamps |  | 535 |  | 1755 |  |  | 572 |  | 1755 |  | 0.23917 | 419.7379 |  | 0.059856 | 105.0477 |  | 303.4001 |  |  | 828.1857 | 9.8847 | 10 | 0.0043215 | 7.5843 |  | 0.0066508 | 11.6721 |  | 17.5005 |  | 36.7568 | 37.1857 | #N/A | #N/A |  | #N/A | #N/A |  | #N/A |  |  | #N/A | #N/A | #N/A | #N/A | #N/A |  | #N/A | #N/A |  | #N/A |  | #N/A | #N/A | #N/A
Lobby - Hotel572 | Lobby - Hotel0 | [8 empty] | n | [11 empty] | 572 |  | 1755 |  |  | 0 |  | 1755 |  | 0.48526 | 851.6306 |  | 1.0088 | 1770.4149 |  | 2119.119 |  |  | 4741.1645 | 0.23339 | 1 | 0.37186 | 652.6116 |  | 0.40873 | 717.3233 |  | 1192.888 |  | 2562.8229 | 10980.9422 | #N/A | #N/A |  | #N/A | #N/A |  | #N/A |  |  | #N/A | 0 | 0 | 0 | 0 |  | #N/A | #N/A |  | #N/A |  | #N/A | 0 | #N/A
Lobby - Hotel524 | Lobby - Hotel0 | [8 empty] | n | [11 empty] | 524 |  | 1755 |  |  | 0 |  | 1755 |  | 0.35185 | 617.4931 |  | 0.22758 | 399.4045 |  | 682.7579 |  |  | 1699.6556 | 2.7457 | 3 | 0.12321 | 216.2293 |  | 0.022758 | 39.9404 |  | 179.6295 |  | 435.7992 | 476.1543 | #N/A | #N/A |  | #N/A | #N/A |  | #N/A |  |  | #N/A | 0 | 0 | 0 | 0 |  | #N/A | #N/A |  | #N/A |  | #N/A | 0 | #N/A
Lobby | Lobby - Hotel527-1 | [8 empty] | n | [16 empty] | 527-1 |  | 1755 | [23 empty] | #N/A | #N/A |  | #N/A | #N/A |  | #N/A |  |  | #N/A | #N/A |  | #N/A | #N/A |  | #N/A | #N/A |  | #N/A |  | #N/A | 0 | #N/A
Lobby - Hotel535 | Lobby - Hotel572 | [8 empty] | n | [9 empty] | ballast replacement |  | 535 |  | 1755 |  |  | 572 |  | 1755 | [11 empty] | 13.7287 | 14 | 0.023581 | 41.3852 |  | 0.03741 | 65.6548 |  | 97.6361 |  | 204.676 | 208.7204 | [10 empty] | #N/A | #N/A | #N/A | #N/A |  | #N/A | #N/A |  | #N/A |  | #N/A | #N/A | 0
Lobby - Hotel572 | Lobby - Hotel0 | [8 empty] | n | [11 empty] | 572 |  | 1755 |  |  | 0 |  | 1755 | [11 empty] | 0 | 0 | 0 | 0 |  | 0 | 0 |  | 0 |  | 0 | 0 | [10 empty] | #N/A | #N/A | 0 | 0 |  | 0 | 0 |  | 0 |  | 0 | #N/A | 0
Lobby - Hotel524 | Lobby - Hotel0 | [8 empty] | n | [11 empty] | 524 |  | 1755 |  |  | 0 |  | 1755 | [11 empty] | 13.7287 | 14 | 0 | 0 |  | 0 | 0 |  | 0 |  | 0 | 0 | [10 empty] | #N/A | #N/A | 0 | 0 |  | 0 | 0 |  | 0 |  | 0 | #N/A | 0
Lobby | Lobby - Hotel527-1 | [8 empty] | n | [16 empty] | 527-1 |  | 1755 | [33 empty] | #N/A |  | #N/A | #N/A |  | #N/A | #N/A |  | #N/A |  | #N/A | 0 | 0
Storage | Storage | [8 empty] | n | [9 empty] | Storage | 1.036 |  | 2148 | 1404 | Storage | 0.71127 |  | 2148 | 1404
Storage530 | Storage538 | [8 empty] | n | [9 empty] | replacement costs are for lamps |  | 530 |  | 1404 |  |  | 538 |  | 1404 |  | 1.7433 | 2447.5496 |  | 1.7395 | 2442.2861 |  | 3535.7588 |  |  | 8425.5945 | 9.8847 | 10 | 0.12559 | 176.3288 |  | 0.19328 | 271.3685 |  | 406.874 |  | 854.5714 | 864.5414 | #N/A | #N/A |  | #N/A | #N/A |  | #N/A |  |  | #N/A | #N/A | #N/A | #N/A | #N/A |  | #N/A | #N/A |  | #N/A |  | #N/A | #N/A | #N/A
Storage553 | Storage0 | [8 empty] | n | [11 empty] | 0 |  | 1404 |  |  | 0 |  | 1404 |  | 0 | 0 |  | 0 | 0 |  | 0 |  |  | 0 | 0 | 0 | 0 | 0 |  | 0 | 0 |  | 0 |  | 0 | 0 | #N/A | #N/A |  | #N/A | #N/A |  | #N/A |  |  | #N/A | 0 | 0 | 0 | 0 |  | #N/A | #N/A |  | #N/A |  | #N/A | 0 | #N/A
Storage0 | Storage0 | [8 empty] | n | [11 empty] | 0 |  | 1404 |  |  | 0 |  | 1404 |  | 0 | 0 |  | 0 | 0 |  | 0 |  |  | 0 | 0 | 0 | 0 | 0 |  | 0 | 0 |  | 0 |  | 0 | 0 | #N/A | #N/A |  | #N/A | #N/A |  | #N/A |  |  | #N/A | 0 | 0 | 0 | 0 |  | #N/A | #N/A |  | #N/A |  | #N/A | 0 | #N/A
Storage | Storage0 | [8 empty] | n | [16 empty] | 0 |  | 1404 | [23 empty] | #N/A | #N/A |  | #N/A | #N/A |  | #N/A |  |  | #N/A | 0 |  | 0 | 0 |  | #N/A | #N/A |  | #N/A |  | #N/A | 0 | #N/A
Storage530 | Storage538 | [8 empty] | n | [9 empty] | ballast replacement |  | 530 |  | 1404 |  |  | 538 |  | 1404 | [11 empty] | 13.7287 | 14 | 0.68531 | 962.1765 |  | 1.0872 | 1526.4288 |  | 2269.9715 |  | 4758.5768 | 4852.6063 | [10 empty] | #N/A | #N/A | #N/A | #N/A |  | #N/A | #N/A |  | #N/A |  | #N/A | #N/A | 0
Storage553 | Storage0 | [8 empty] | n | [11 empty] | 0 |  | 1404 |  |  | 0 |  | 1404 | [11 empty] | 0 | 0 | 0 | 0 |  | 0 | 0 |  | 0 |  | 0 | 0 | [10 empty] | #N/A | #N/A | 0 | 0 |  | 0 | 0 |  | 0 |  | 0 | #N/A | 0
Storage0 | Storage0 | [8 empty] | n | [11 empty] | 0 |  | 1404 |  |  | 0 |  | 1404 | [11 empty] | 0 | 0 | 0 | 0 |  | 0 | 0 |  | 0 |  | 0 | 0 | [10 empty] | #N/A | #N/A | 0 | 0 |  | 0 | 0 |  | 0 |  | 0 | #N/A | 0
Storage | Storage0 | [8 empty] | n | [16 empty] | 0 |  | 1404 | [33 empty] | #N/A |  | 0 | 0 |  | 0 | 0 |  | 0 |  | 0 | 0 | 0
Office-Enclosed | Office-Enclosed | [8 empty] | n | [9 empty] | Office-Enclosed | 1.4245 |  | 5722 | 1404 | Office-Enclosed | 1.2532 |  | 5722 | 1404
Office-Enclosed535 | Office-Enclosed531 | [8 empty] | n | [9 empty] | replacement costs are for lamps |  | 535 |  | 1404 |  |  | 531 |  | 1404 |  | 6.7459 | 9471.2687 |  | 1.6883 | 2370.3715 |  | 6846.1397 |  |  | 18687.7799 | 9.8847 | 10 | 0.12189 | 171.1367 |  | 0.18759 | 263.3779 |  | 394.8934 |  | 829.408 | 839.0844 | #N/A | #N/A |  | #N/A | #N/A |  | #N/A |  |  | #N/A | #N/A | #N/A | #N/A | #N/A |  | #N/A | #N/A |  | #N/A |  | #N/A | #N/A | #N/A
Office-Enclosed539 | Office-Enclosed539 | [8 empty] | n | [11 empty] | 539 |  | 1404 |  |  | 539 |  | 1404 |  | 0.36716 | 515.492 |  | 0.2847 | 399.713 |  | 633.9729 |  |  | 1549.1778 | 2.0593 | 3 | 0.038287 | 53.7545 |  | 0.04565 | 64.0919 |  | 103.7162 |  | 221.5626 | 322.7724 | #N/A | #N/A |  | #N/A | #N/A |  | #N/A |  |  | #N/A | #N/A | #N/A | #N/A | #N/A |  | #N/A | #N/A |  | #N/A |  | #N/A | #N/A | #N/A
Office-Enclosed537-2 | Office-Enclosed0 | [8 empty] | n | [11 empty] | 537-2 |  | 1404 |  |  | 0 |  | 1404 |  | 1.7875 | 2509.5915 |  | 0.27282 | 383.0429 |  | 1577.4387 |  |  | 4470.0731 | 9.8847 | 10 | 0.031516 | 44.2481 |  | 0.048502 | 68.0974 |  | 102.1012 |  | 214.4466 | 216.9485 | #N/A | #N/A |  | #N/A | #N/A |  | #N/A |  |  | #N/A | 0 | 0 | 0 | 0 |  | #N/A | #N/A |  | #N/A |  | #N/A | 0 | #N/A
Office-Enclosed | Office-Enclosed537-1 | [8 empty] | n | [16 empty] | 537-1 |  | 1404 | [23 empty] | #N/A | #N/A |  | #N/A | #N/A |  | #N/A |  |  | #N/A | #N/A |  | #N/A | #N/A |  | #N/A | #N/A |  | #N/A |  | #N/A | 0 | #N/A
Office-Enclosed535 | Office-Enclosed531 | [8 empty] | n | [9 empty] | ballast replacement |  | 535 |  | 1404 |  |  | 531 |  | 1404 | [11 empty] | 13.7287 | 14 | 0.66513 | 933.8446 |  | 1.0552 | 1481.4822 |  | 2203.1308 |  | 4618.4576 | 4709.7183 | [10 empty] | #N/A | #N/A | #N/A | #N/A |  | #N/A | #N/A |  | #N/A |  | #N/A | #N/A | 0
Office-Enclosed539 | Office-Enclosed539 | [8 empty] | n | [11 empty] | 539 |  | 1404 |  |  | 539 |  | 1404 | [11 empty] | 13.7287 | 14 | 0.1237 | 173.6684 |  | 0.4565 | 640.9192 |  | 808.1666 |  | 1622.7542 | 1654.8198 | [10 empty] | #N/A | #N/A | #N/A | #N/A |  | #N/A | #N/A |  | #N/A |  | #N/A | #N/A | 0
Office-Enclosed537-2 | Office-Enclosed0 | [8 empty] | n | [11 empty] | 537-2 |  | 1404 |  |  | 0 |  | 1404 | [11 empty] | 13.7287 | 14 | 0.17197 | 241.4491 |  | 0.27282 | 383.0429 |  | 569.6279 |  | 1194.12 | 1217.7158 | [10 empty] | #N/A | #N/A | 0 | 0 |  | 0 | 0 |  | 0 |  | 0 | #N/A | 0
Office-Enclosed | Office-Enclosed537-1 | [8 empty] | n | [16 empty] | 537-1 |  | 1404 | [33 empty] | #N/A |  | #N/A | #N/A |  | #N/A | #N/A |  | #N/A |  | #N/A | 0 | 0
Hospital - Laundry-washing | Hospital - Laundry-washing | [8 empty] | n | [9 empty] | Hospital - Laundry/Washing | 0.777 |  | 3276 | 1053 | Hospital - Laundry/Washing | 0.6774 |  | 3276 | 1053
Hospital - Laundry-washing530 | Hospital - Laundry-washing530 | [8 empty] | n | [9 empty] | replacement costs are for lamps |  | 530 |  | 1053 |  |  | 530 |  | 1053 |  | 1.3075 | 1376.7467 |  | 1.3046 | 1373.7859 |  | 1988.8643 |  |  | 4739.3969 | 9.8847 | 10 | 0.094193 | 99.185 |  | 0.14496 | 152.6448 |  | 228.8666 |  | 480.6964 | 486.3045 | #N/A | #N/A |  | #N/A | #N/A |  | #N/A |  |  | #N/A | #N/A | #N/A | #N/A | #N/A |  | #N/A | #N/A |  | #N/A |  | #N/A | #N/A | #N/A
Hospital - Laundry-washing0 | Hospital - Laundry-washing0 | [8 empty] | n | [11 empty] | 0 |  | 1053 |  |  | 0 |  | 1053 |  | 0 | 0 |  | 0 | 0 |  | 0 |  |  | 0 | 0 | 0 | 0 | 0 |  | 0 | 0 |  | 0 |  | 0 | 0 | #N/A | #N/A |  | #N/A | #N/A |  | #N/A |  |  | #N/A | 0 | 0 | 0 | 0 |  | #N/A | #N/A |  | #N/A |  | #N/A | 0 | #N/A
Hospital - Laundry-washing0 | Hospital - Laundry-washing0 | [8 empty] | n | [11 empty] | 0 |  | 1053 |  |  | 0 |  | 1053 |  | 0 | 0 |  | 0 | 0 |  | 0 |  |  | 0 | 0 | 0 | 0 | 0 |  | 0 | 0 |  | 0 |  | 0 | 0 | #N/A | #N/A |  | #N/A | #N/A |  | #N/A |  |  | #N/A | 0 | 0 | 0 | 0 |  | #N/A | #N/A |  | #N/A |  | #N/A | 0 | #N/A
Hospital - Laundry-washing | Hospital - Laundry-washing0 | [8 empty] | n | [16 empty] | 0 |  | 1053 | [23 empty] | #N/A | #N/A |  | #N/A | #N/A |  | #N/A |  |  | #N/A | 0 |  | 0 | 0 |  | #N/A | #N/A |  | #N/A |  | #N/A | 0 | #N/A
Hospital - Laundry-washing530 | Hospital - Laundry-washing530 | [8 empty] | n | [9 empty] | ballast replacement |  | 530 |  | 1053 |  |  | 530 |  | 1053 | [11 empty] | 13.7287 | 14 | 0.51398 | 541.2243 |  | 0.8154 | 858.6162 |  | 1276.859 |  | 2676.6995 | 2729.591 | [10 empty] | #N/A | #N/A | #N/A | #N/A |  | #N/A | #N/A |  | #N/A |  | #N/A | #N/A | 0
Hospital - Laundry-washing0 | Hospital - Laundry-washing0 | [8 empty] | n | [11 empty] | 0 |  | 1053 |  |  | 0 |  | 1053 | [11 empty] | 0 | 0 | 0 | 0 |  | 0 | 0 |  | 0 |  | 0 | 0 | [10 empty] | #N/A | #N/A | 0 | 0 |  | 0 | 0 |  | 0 |  | 0 | #N/A | 0
Hospital - Laundry-washing0 | Hospital - Laundry-washing0 | [8 empty] | n | [11 empty] | 0 |  | 1053 |  |  | 0 |  | 1053 | [11 empty] | 0 | 0 | 0 | 0 |  | 0 | 0 |  | 0 |  | 0 | 0 | [10 empty] | #N/A | #N/A | 0 | 0 |  | 0 | 0 |  | 0 |  | 0 | #N/A | 0
Hospital - Laundry-washing | Hospital - Laundry-washing0 | [8 empty] | n | [16 empty] | 0 |  | 1053 | [33 empty] | #N/A |  | 0 | 0 |  | 0 | 0 |  | 0 |  | 0 | 0 | 0
Conference/Meeting/Multipurpose | Conference/Meeting/Multipurpose | [8 empty] | n | [9 empty] | Conference/Meeting/Multipurpose | 1.6835 |  | 4386 | 864 | Conference/Meeting/Multipurpose | 1.3887 |  | 4386 | 864
Conference/Meeting/Multipurpose535 | Conference/Meeting/Multipurpose535 | [8 empty] | n | [9 empty] | replacement costs are for lamps |  | 535 |  | 864 |  |  | 535 |  | 864 |  | 5.7692 | 4984.6209 |  | 1.4439 | 1247.4995 |  | 3603.0454 |  |  | 9835.1659 | 9.8847 | 10 | 0.10424 | 90.0673 |  | 0.16043 | 138.6128 |  | 207.8279 |  | 436.508 | 441.6006 | #N/A | #N/A |  | #N/A | #N/A |  | #N/A |  |  | #N/A | #N/A | #N/A | #N/A | #N/A |  | #N/A | #N/A |  | #N/A |  | #N/A | #N/A | #N/A
Conference/Meeting/Multipurpose537-1 | Conference/Meeting/Multipurpose511 | [8 empty] | n | [11 empty] | 537-1 |  | 864 |  |  | 511 |  | 864 |  | 5.7399 | 4959.2777 |  | 1.0275 | 887.7719 |  | 3243.5375 |  |  | 9090.5871 | 9.8847 | 10 | 0.059348 | 51.2765 |  | 0.091336 | 78.914 |  | 118.3191 |  | 248.5096 | 251.4089 | #N/A | #N/A |  | #N/A | #N/A |  | #N/A |  |  | #N/A | #N/A | #N/A | #N/A | #N/A |  | #N/A | #N/A |  | #N/A |  | #N/A | #N/A | #N/A
Conference/Meeting/Multipurpose511 | Conference/Meeting/Multipurpose0 | [8 empty] | n | [11 empty] | 511 |  | 864 |  |  | 0 |  | 864 |  | 0.21663 | 187.1648 |  | 0.33884 | 292.7604 |  | 372.7204 |  |  | 852.6456 | 1.1532 | 2 | 0.1249 | 107.9176 |  | 0.017001 | 14.6885 |  | 83.9314 |  | 206.5374 | 358.1949 | #N/A | #N/A |  | #N/A | #N/A |  | #N/A |  |  | #N/A | 0 | 0 | 0 | 0 |  | #N/A | #N/A |  | #N/A |  | #N/A | 0 | #N/A
Conference/Meeting/Multipurpose | Conference/Meeting/Multipurpose527-1 | [8 empty] | n | [18 empty] | 864 | [23 empty] | #N/A | #N/A |  | #N/A | #N/A |  | #N/A |  |  | #N/A | #N/A |  | #N/A | #N/A |  | #N/A | #N/A |  | #N/A |  | #N/A | 0 | #N/A
Conference/Meeting/Multipurpose535 | Conference/Meeting/Multipurpose535 | [8 empty] | n | [9 empty] | ballast replacement |  | 535 |  | 864 |  |  | 535 |  | 864 | [11 empty] | 13.7287 | 14 | 0.56883 | 491.4718 |  | 0.90242 | 779.6872 |  | 1159.4827 |  | 2430.6417 | 2478.6711 | [10 empty] | #N/A | #N/A | #N/A | #N/A |  | #N/A | #N/A |  | #N/A |  | #N/A | #N/A | 0
Conference/Meeting/Multipurpose537-1 | Conference/Meeting/Multipurpose511 | [8 empty] | n | [11 empty] | 537-1 |  | 864 |  |  | 511 |  | 864 | [11 empty] | 13.7287 | 14 | 0.53147 | 459.1924 |  | 1.0275 | 887.7719 |  | 1257.0268 |  | 2603.9911 | 2655.4459 | [10 empty] | #N/A | #N/A | #N/A | #N/A |  | #N/A | #N/A |  | #N/A |  | #N/A | #N/A | 0
Conference/Meeting/Multipurpose511 | Conference/Meeting/Multipurpose0 | [8 empty] | n | [11 empty] | 511 |  | 864 |  |  | 0 |  | 864 | [11 empty] | 0 | 0 | 0 | 0 |  | 0 | 0 |  | 0 |  | 0 | 0 | [10 empty] | #N/A | #N/A | 0 | 0 |  | 0 | 0 |  | 0 |  | 0 | #N/A | 0
Conference/Meeting/Multipurpose | Conference/Meeting/Multipurpose527-1 | [8 empty] | n | [16 empty] | 527-1 |  | 864 | [33 empty] | #N/A |  | #N/A | #N/A |  | #N/A | #N/A |  | #N/A |  | #N/A | 0 | 0
Restrooms | Restrooms | [8 empty] | n | [9 empty] | Restrooms | 1.1655 |  | 8760 | 351 | Restrooms | 1.1064 |  | 8760 | 351
Restrooms521 | Restrooms604 | [8 empty] | n | [9 empty] | replacement costs are for lamps |  | 521 |  | 351 |  |  | 604 |  | 351 |  | 3.0297 | 1063.4318 |  | 0.92976 | 326.3442 |  | 826.8048 |  |  | 2216.5808 | 4.6678 | 5 | 0.28053 | 98.4659 |  | 0.092976 | 32.6344 |  | 97.5519 |  | 228.6522 | 244.9269 | #N/A | #N/A |  | #N/A | #N/A |  | #N/A |  |  | #N/A | #N/A | #N/A | #N/A | #N/A |  | #N/A | #N/A |  | #N/A |  | #N/A | #N/A | #N/A
Restrooms537-1 | Restrooms520 | [8 empty] | n | [11 empty] | 537-1 |  | 351 |  |  | 520 |  | 351 |  | 5.175 | 1816.4151 |  | 0.92638 | 325.1607 |  | 1187.9977 |  |  | 3329.5736 | 9.8847 | 10 | 0.053507 | 18.7808 |  | 0.082346 | 28.9035 |  | 43.3363 |  | 91.0206 | 92.0825 | #N/A | #N/A |  | #N/A | #N/A |  | #N/A |  |  | #N/A | #N/A | #N/A | #N/A | #N/A |  | #N/A | #N/A |  | #N/A |  | #N/A | #N/A | #N/A
Restrooms524 | Restrooms0 | [8 empty] | n | [11 empty] | 524 |  | 351 |  |  | 0 |  | 351 |  | 0.42034 | 147.54 |  | 0.27188 | 95.4313 |  | 163.134 |  |  | 406.1052 | 2.7457 | 3 | 0.14719 | 51.6645 |  | 0.027188 | 9.5431 |  | 42.9196 |  | 104.1272 | 113.7694 | #N/A | #N/A |  | #N/A | #N/A |  | #N/A |  |  | #N/A | 0 | 0 | 0 | 0 |  | #N/A | #N/A |  | #N/A |  | #N/A | 0 | #N/A
Restrooms | Restrooms534-2 | [8 empty] | n | [16 empty] | 534-2 |  | 351 | [23 empty] | #N/A | #N/A |  | #N/A | #N/A |  | #N/A |  |  | #N/A | #N/A |  | #N/A | #N/A |  | #N/A | #N/A |  | #N/A |  | #N/A | 0 | #N/A
Restrooms521 | Restrooms604 | [8 empty] | n | [9 empty] | ballast replacement |  | 521 |  | 351 |  |  | 604 |  | 351 | [11 empty] | 13.7287 | 14 | 0.40076 | 140.6656 |  | 0.46488 | 163.1721 |  | 266.4504 |  | 570.2881 | 581.557 | [10 empty] | #N/A | #N/A | #N/A | #N/A |  | #N/A | #N/A |  | #N/A |  | #N/A | #N/A | 0
Restrooms537-1 | Restrooms520 | [8 empty] | n | [11 empty] | 537-1 |  | 351 |  |  | 520 |  | 351 | [11 empty] | 13.7287 | 14 | 0.47916 | 168.1866 |  | 0.92638 | 325.1607 |  | 460.4062 |  | 953.7536 | 972.5997 | [10 empty] | #N/A | #N/A | #N/A | #N/A |  | #N/A | #N/A |  | #N/A |  | #N/A | #N/A | 0
Restrooms524 | Restrooms0 | [8 empty] | n | [11 empty] | 524 |  | 351 |  |  | 0 |  | 351 | [11 empty] | 13.7287 | 14 | 0 | 0 |  | 0 | 0 |  | 0 |  | 0 | 0 | [10 empty] | #N/A | #N/A | 0 | 0 |  | 0 | 0 |  | 0 |  | 0 | #N/A | 0
Restrooms | Restrooms534-2 | [8 empty] | n | [16 empty] | 534-2 |  | 351 | [33 empty] | #N/A |  | #N/A | #N/A |  | #N/A | #N/A |  | #N/A |  | #N/A | 0 | 0
Gymnasium/Fitness-Fitness Area | Gymnasium/Fitness-Fitness Area | [8 empty] | n | [9 empty] | Gymnasium/Fitness-Fitness Area | 1.1655 |  | 5824 | 351 | Gymnasium/Fitness-Fitness Area | 0.81288 |  | 5824 | 351
Gymnasium/Fitness-Fitness Area535 | Gymnasium/Fitness-Fitness Area535 | [8 empty] | n | [9 empty] | replacement costs are for lamps |  | 535 |  | 351 |  |  | 535 |  | 351 |  | 7.8194 | 2744.6111 |  | 1.957 | 686.893 |  | 1983.8938 |  |  | 5415.3978 | 9.8847 | 10 | 0.14129 | 49.5925 |  | 0.21744 | 76.3224 |  | 114.4333 |  | 240.3482 | 243.1523 | #N/A | #N/A |  | #N/A | #N/A |  | #N/A |  |  | #N/A | #N/A | #N/A | #N/A | #N/A |  | #N/A | #N/A |  | #N/A |  | #N/A | #N/A | #N/A
Gymnasium/Fitness-Fitness Area0 | Gymnasium/Fitness-Fitness Area0 | [8 empty] | n | [11 empty] | 0 |  | 351 |  |  | 0 |  | 351 |  | 0 | 0 |  | 0 | 0 |  | 0 |  |  | 0 | 0 | 0 | 0 | 0 |  | 0 | 0 |  | 0 |  | 0 | 0 | #N/A | #N/A |  | #N/A | #N/A |  | #N/A |  |  | #N/A | 0 | 0 | 0 | 0 |  | #N/A | #N/A |  | #N/A |  | #N/A | 0 | #N/A
Gymnasium/Fitness-Fitness Area0 | Gymnasium/Fitness-Fitness Area0 | [8 empty] | n | [11 empty] | 0 |  | 351 |  |  | 0 |  | 351 |  | 0 | 0 |  | 0 | 0 |  | 0 |  |  | 0 | 0 | 0 | 0 | 0 |  | 0 | 0 |  | 0 |  | 0 | 0 | #N/A | #N/A |  | #N/A | #N/A |  | #N/A |  |  | #N/A | 0 | 0 | 0 | 0 |  | #N/A | #N/A |  | #N/A |  | #N/A | 0 | #N/A
Gymnasium/Fitness-Fitness Area | Gymnasium/Fitness-Fitness Area0 | [8 empty] | n | [16 empty] | 0 |  | 351 | [23 empty] | #N/A | #N/A |  | #N/A | #N/A |  | #N/A |  |  | #N/A | 0 |  | 0 | 0 |  | #N/A | #N/A |  | #N/A |  | #N/A | 0 | #N/A
Gymnasium/Fitness-Fitness Area535 | Gymnasium/Fitness-Fitness Area535 | [8 empty] | n | [9 empty] | ballast replacement |  | 535 |  | 351 |  |  | 535 |  | 351 | [11 empty] | 13.7287 | 14 | 0.77097 | 270.6121 |  | 1.2231 | 429.3081 |  | 638.4295 |  | 1338.3497 | 1364.7955 | [10 empty] | #N/A | #N/A | #N/A | #N/A |  | #N/A | #N/A |  | #N/A |  | #N/A | #N/A | 0
Gymnasium/Fitness-Fitness Area0 | Gymnasium/Fitness-Fitness Area0 | [8 empty] | n | [11 empty] | 0 |  | 351 |  |  | 0 |  | 351 | [11 empty] | 0 | 0 | 0 | 0 |  | 0 | 0 |  | 0 |  | 0 | 0 | [10 empty] | #N/A | #N/A | 0 | 0 |  | 0 | 0 |  | 0 |  | 0 | #N/A | 0
Gymnasium/Fitness-Fitness Area0 | Gymnasium/Fitness-Fitness Area0 | [8 empty] | n | [11 empty] | 0 |  | 351 |  |  | 0 |  | 351 | [11 empty] | 0 | 0 | 0 | 0 |  | 0 | 0 |  | 0 |  | 0 | 0 | [10 empty] | #N/A | #N/A | 0 | 0 |  | 0 | 0 |  | 0 |  | 0 | #N/A | 0
Gymnasium/Fitness-Fitness Area | Gymnasium/Fitness-Fitness Area0 | [8 empty] | n | [16 empty] | 0 |  | 351 | [33 empty] | #N/A |  | 0 | 0 |  | 0 | 0 |  | 0 |  | 0 | 0 | 0
Lounge/Recreation - Breakroom | Lounge/Recreation - Breakroom | [8 empty] | n | [9 empty] | Lounge/Recreation - Break room | 1.554 |  | 4128 | 351 | Lounge/Recreation - Break room | 0.82417 |  | 4128 | 351
Lounge/Recreation - Breakroom537-1 | Lounge/Recreation - Breakroom521 | [8 empty] | n | [9 empty] | replacement costs are for lamps |  | 537-1 |  | 351 |  |  | 521 |  | 351 |  | 5.742 | 2015.4386 |  | 1.0279 | 360.7884 |  | 1318.1659 |  |  | 3694.3929 | 9.8847 | 10 | 0.059369 | 20.8386 |  | 0.091369 | 32.0705 |  | 48.0846 |  | 100.9937 | 102.172 | #N/A | #N/A |  | #N/A | #N/A |  | #N/A |  |  | #N/A | #N/A | #N/A | #N/A | #N/A |  | #N/A | #N/A |  | #N/A |  | #N/A | #N/A | #N/A
Lounge/Recreation - Breakroom572 | Lounge/Recreation - Breakroom0 | [8 empty] | n | [11 empty] | 0 |  | 351 |  |  | 0 |  | 351 |  | 0 | 0 |  | 0 | 0 |  | 0 |  |  | 0 | 0 | 0 | 0 | 0 |  | 0 | 0 |  | 0 |  | 0 | 0 | #N/A | #N/A |  | #N/A | #N/A |  | #N/A |  |  | #N/A | 0 | 0 | 0 | 0 |  | #N/A | #N/A |  | #N/A |  | #N/A | 0 | #N/A
Lounge/Recreation - Breakroom521 | Lounge/Recreation - Breakroom0 | [8 empty] | n | [11 empty] | 521 |  | 351 |  |  | 0 |  | 351 |  | 5.8635 | 2058.0872 |  | 1.7994 | 631.5823 |  | 1600.1367 |  |  | 4289.8062 | 4.6678 | 5 | 0.54292 | 190.5636 |  | 0.17994 | 63.1582 |  | 188.7948 |  | 442.5166 | 474.0134 | #N/A | #N/A |  | #N/A | #N/A |  | #N/A |  |  | #N/A | 0 | 0 | 0 | 0 |  | #N/A | #N/A |  | #N/A |  | #N/A | 0 | #N/A
Lounge/Recreation - Breakroom | Lounge/Recreation - Breakroom527-2 | [8 empty] | n | [16 empty] | 527-2 |  | 351 | [23 empty] | #N/A | #N/A |  | #N/A | #N/A |  | #N/A |  |  | #N/A | #N/A |  | #N/A | #N/A |  | #N/A | #N/A |  | #N/A |  | #N/A | 0 | #N/A
Lounge/Recreation - Breakroom537-1 | Lounge/Recreation - Breakroom521 | [8 empty] | n | [9 empty] | ballast replacement |  | 537-1 |  | 351 |  |  | 521 |  | 351 | [11 empty] | 13.7287 | 14 | 0.53167 | 186.6147 |  | 1.0279 | 360.7884 |  | 510.8527 |  | 1058.2557 | 1079.1669 | [10 empty] | #N/A | #N/A | #N/A | #N/A |  | #N/A | #N/A |  | #N/A |  | #N/A | #N/A | 0
Lounge/Recreation - Breakroom572 | Lounge/Recreation - Breakroom0 | [8 empty] | n | [11 empty] | 0 |  | 351 |  |  | 0 |  | 351 | [11 empty] | 0 | 0 | 0 | 0 |  | 0 | 0 |  | 0 |  | 0 | 0 | [10 empty] | #N/A | #N/A | 0 | 0 |  | 0 | 0 |  | 0 |  | 0 | #N/A | 0
Lounge/Recreation - Breakroom521 | Lounge/Recreation - Breakroom0 | [8 empty] | n | [11 empty] | 521 |  | 351 |  |  | 0 |  | 351 | [11 empty] | 13.7287 | 14 | 0.77559 | 272.2338 |  | 0.89969 | 315.7912 |  | 515.6684 |  | 1103.6933 | 1125.5023 | [10 empty] | #N/A | #N/A | 0 | 0 |  | 0 | 0 |  | 0 |  | 0 | #N/A | 0
Lounge/Recreation - Breakroom | Lounge/Recreation - Breakroom527-2 | [8 empty] | n | [16 empty] | 527-2 |  | 351 | [33 empty] | #N/A |  | #N/A | #N/A |  | #N/A | #N/A |  | #N/A |  | #N/A | 0 | 0
Electrical/Mechanical | Electrical/Mechanical | [8 empty] | n | [9 empty] | Electrical/Mechanical | 1.9425 |  | 2148 | 351 | Electrical/Mechanical | 1.0725 |  | 2148 | 351
Electrical/Mechanical538 | Electrical/Mechanical538 | [8 empty] | n | [9 empty] | replacement costs are for lamps |  | 538 |  | 351 |  |  | 538 |  | 351 |  | 3.0929 | 1085.6067 |  | 2.8539 | 1001.7189 |  | 1489.5415 |  |  | 3576.8671 | 9.8847 | 10 | 0.23548 | 82.6541 |  | 0.3624 | 127.204 |  | 190.7222 |  | 400.5803 | 405.2538 | #N/A | #N/A |  | #N/A | #N/A |  | #N/A |  |  | #N/A | #N/A | #N/A | #N/A | #N/A |  | #N/A | #N/A |  | #N/A |  | #N/A | #N/A | #N/A
Electrical/Mechanical0 | Electrical/Mechanical0 | [8 empty] | n | [11 empty] | 0 |  | 351 |  |  | 0 |  | 351 |  | 0 | 0 |  | 0 | 0 |  | 0 |  |  | 0 | 0 | 0 | 0 | 0 |  | 0 | 0 |  | 0 |  | 0 | 0 | #N/A | #N/A |  | #N/A | #N/A |  | #N/A |  |  | #N/A | 0 | 0 | 0 | 0 |  | #N/A | #N/A |  | #N/A |  | #N/A | 0 | #N/A
Electrical/Mechanical0 | Electrical/Mechanical0 | [8 empty] | n | [11 empty] | 0 |  | 351 |  |  | 0 |  | 351 |  | 0 | 0 |  | 0 | 0 |  | 0 |  |  | 0 | 0 | 0 | 0 | 0 |  | 0 | 0 |  | 0 |  | 0 | 0 | #N/A | #N/A |  | #N/A | #N/A |  | #N/A |  |  | #N/A | 0 | 0 | 0 | 0 |  | #N/A | #N/A |  | #N/A |  | #N/A | 0 | #N/A
Electrical/Mechanical | Electrical/Mechanical0 | [8 empty] | n | [16 empty] | 0 |  | 351 | [23 empty] | #N/A | #N/A |  | #N/A | #N/A |  | #N/A |  |  | #N/A | 0 |  | 0 | 0 |  | #N/A | #N/A |  | #N/A |  | #N/A | 0 | #N/A
Electrical/Mechanical538 | Electrical/Mechanical538 | [8 empty] | n | [9 empty] | ballast replacement |  | 538 |  | 351 |  |  | 538 |  | 351 | [11 empty] | 13.7287 | 14 | 1.285 | 451.0202 |  | 2.0385 | 715.5135 |  | 1064.0491 |  | 2230.5829 | 2274.6592 | [10 empty] | #N/A | #N/A | #N/A | #N/A |  | #N/A | #N/A |  | #N/A |  | #N/A | #N/A | 0
Electrical/Mechanical0 | Electrical/Mechanical0 | [8 empty] | n | [11 empty] | 0 |  | 351 |  |  | 0 |  | 351 | [11 empty] | 0 | 0 | 0 | 0 |  | 0 | 0 |  | 0 |  | 0 | 0 | [10 empty] | #N/A | #N/A | 0 | 0 |  | 0 | 0 |  | 0 |  | 0 | #N/A | 0
Electrical/Mechanical0 | Electrical/Mechanical0 | [8 empty] | n | [11 empty] | 0 |  | 351 |  |  | 0 |  | 351 | [11 empty] | 0 | 0 | 0 | 0 |  | 0 | 0 |  | 0 |  | 0 | 0 | [10 empty] | #N/A | #N/A | 0 | 0 |  | 0 | 0 |  | 0 |  | 0 | #N/A | 0
Electrical/Mechanical | Electrical/Mechanical0 | [8 empty] | n | [16 empty] | 0 |  | 351 | [33 empty] | #N/A |  | 0 | 0 |  | 0 | 0 |  | 0 |  | 0 | 0 | 0
[18 empty] | Mid-rise Apartment_Interior Lighting LPD |  | Mid-rise Apartment |  |  |  |  | Mid-rise Apartment
Office-Enclosed | Office-Enclosed | [9 empty] | n | [8 empty] | Office-Enclosed | 1.2166 |  | 3231 | 950 | Office-Enclosed | 0.86802 |  | 3231 | 950
Office-Enclosed535 | Office-Enclosed531 | [9 empty] | n | [8 empty] | replacement costs are for lamps |  | 535 |  | 950 |  |  | 531 |  | 950 |  | 4.1597 | 3951.7478 |  | 1.0411 | 989.0027 |  | 2856.4513 |  |  | 7797.2017 | 9.8847 | 10 | 0.075162 | 71.4043 |  | 0.11567 | 109.8906 |  | 164.7635 |  | 346.0583 | 350.0956 | #N/A | #N/A |  | #N/A | #N/A |  | #N/A |  |  | #N/A | #N/A | #N/A | #N/A | #N/A |  | #N/A | #N/A |  | #N/A |  | #N/A | #N/A | #N/A
Office-Enclosed539 | Office-Enclosed539 | [9 empty] | n | [10 empty] | 539 |  | 950 |  |  | 539 |  | 950 |  | 0.2264 | 215.0815 |  | 0.17555 | 166.7744 |  | 264.5159 |  |  | 646.3717 | 2.0593 | 3 | 0.023609 | 22.4283 |  | 0.028149 | 26.7414 |  | 43.274 |  | 92.4437 | 134.672 | #N/A | #N/A |  | #N/A | #N/A |  | #N/A |  |  | #N/A | #N/A | #N/A | #N/A | #N/A |  | #N/A | #N/A |  | #N/A |  | #N/A | #N/A | #N/A
Office-Enclosed537-2 | Office-Enclosed0 | [9 empty] | n | [10 empty] | 537-2 |  | 950 |  |  | 0 |  | 950 |  | 1.1022 | 1047.0902 |  | 0.16823 | 159.819 |  | 658.1631 |  |  | 1865.0724 | 9.8847 | 10 | 0.019434 | 18.4619 |  | 0.029908 | 28.4126 |  | 42.6002 |  | 89.4747 | 90.5186 | #N/A | #N/A |  | #N/A | #N/A |  | #N/A |  |  | #N/A | 0 | 0 | 0 | 0 |  | #N/A | #N/A |  | #N/A |  | #N/A | 0 | #N/A
Office-Enclosed | Office-Enclosed537-1 | [9 empty] | n | [15 empty] | 537-1 |  | 950 | [23 empty] | #N/A | #N/A |  | #N/A | #N/A |  | #N/A |  |  | #N/A | #N/A | #N/A | #N/A | #N/A |  | #N/A | #N/A |  | #N/A |  | #N/A | #N/A | #N/A
Office-Enclosed535 | Office-Enclosed531 | [9 empty] | n | [8 empty] | ballast replacement |  | 535 |  | 950 |  |  | 531 |  | 950 | [11 empty] | 13.7287 | 14 | 0.41014 | 389.633 |  | 0.65066 | 618.1267 |  | 919.224 |  | 1926.9836 | 1965.0608 | [10 empty] | #N/A | #N/A | #N/A | #N/A |  | #N/A | #N/A |  | #N/A |  | #N/A | #N/A | 0
Office-Enclosed539 | Office-Enclosed539 | [9 empty] | n | [10 empty] | 539 |  | 950 |  |  | 539 |  | 950 | [11 empty] | 13.7287 | 14 | 0.076274 | 72.4606 |  | 0.28149 | 267.4141 |  | 337.1957 |  | 677.0704 | 690.4493 | [10 empty] | #N/A | #N/A | #N/A | #N/A |  | #N/A | #N/A |  | #N/A |  | #N/A | #N/A | 0
Office-Enclosed537-2 | Office-Enclosed0 | [9 empty] | n | [10 empty] | 537-2 |  | 950 |  |  | 0 |  | 950 | [11 empty] | 13.7287 | 14 | 0.10604 | 100.7411 |  | 0.16823 | 159.819 |  | 237.6689 |  | 498.229 | 508.074 | [10 empty] | #N/A | #N/A | 0 | 0 |  | 0 | 0 |  | 0 |  | 0 | #N/A | 0
Office-Enclosed | Office-Enclosed537-1 | [9 empty] | n | [15 empty] | 537-1 |  | 950 | [33 empty] | #N/A |  | #N/A | #N/A |  | #N/A | #N/A |  | #N/A |  | #N/A | 0 | 0
Corridor/Transition | Corridor/Transition | [9 empty] | n | [8 empty] | Corridor/Transition | 0.553 |  | 8760 | 3345 | Corridor/Transition | 0.51612 |  | 8760 | 3345
Corridor/Transition530 | Corridor/Transition521 | [9 empty] | n | [8 empty] | replacement costs are for lamps |  | 530 |  | 3345 |  |  | 521 |  | 3345 |  | 0.38641 | 1292.5252 |  | 0.38557 | 1289.7456 |  | 1867.197 |  |  | 4449.4677 | 9.8847 | 10 | 0.027838 | 93.1174 |  | 0.042842 | 143.3069 |  | 214.8659 |  | 451.2901 | 456.5552 | #N/A | #N/A |  | #N/A | #N/A |  | #N/A |  |  | #N/A | #N/A | #N/A | #N/A | #N/A |  | #N/A | #N/A |  | #N/A |  | #N/A | #N/A | #N/A
Corridor/Transition537-2 | Corridor/Transition0 | [9 empty] | n | [10 empty] | 537-2 |  | 3345 |  |  | 0 |  | 3345 |  | 1.1663 | 3901.316 |  | 0.17802 | 595.464 |  | 2452.2266 |  |  | 6949.0067 | 9.8847 | 10 | 0.020564 | 68.7864 |  | 0.031648 | 105.8616 |  | 158.7227 |  | 333.3706 | 337.2599 | #N/A | #N/A |  | #N/A | #N/A |  | #N/A |  |  | #N/A | 0 | 0 | 0 | 0 |  | #N/A | #N/A |  | #N/A |  | #N/A | 0 | #N/A
Corridor/Transition0 | Corridor/Transition0 | [9 empty] | n | [10 empty] | 0 |  | 3345 |  |  | 0 |  | 3345 |  | 0 | 0 |  | 0 | 0 |  | 0 |  |  | 0 | 0 | 0 | 0 | 0 |  | 0 | 0 |  | 0 |  | 0 | 0 | #N/A | #N/A |  | #N/A | #N/A |  | #N/A |  |  | #N/A | 0 | 0 | 0 | 0 |  | #N/A | #N/A |  | #N/A |  | #N/A | 0 | #N/A
| Corridor/Transition527-2 | [9 empty] | n | [15 empty] | 0 |  | 3345 | [23 empty] | #N/A | #N/A |  | #N/A | #N/A |  | #N/A |  |  | #N/A | 0 | 0 | 0 | 0 |  | #N/A | #N/A |  | #N/A |  | #N/A | 0 | #N/A
Corridor/Transition530 | Corridor/Transition521 | [9 empty] | n | [8 empty] | ballast replacement |  | 530 |  | 3345 |  |  | 521 |  | 3345 | [11 empty] | 13.7287 | 14 | 0.1519 | 508.1153 |  | 0.24098 | 806.091 |  | 1198.748 |  | 2512.9543 | 2562.6103 | [10 empty] | #N/A | #N/A | #N/A | #N/A |  | #N/A | #N/A |  | #N/A |  | #N/A | #N/A | 0
Corridor/Transition537-2 | Corridor/Transition0 | [9 empty] | n | [10 empty] | 537-2 |  | 3345 |  |  | 0 |  | 3345 | [11 empty] | 13.7287 | 14 | 0.11221 | 375.3477 |  | 0.17802 | 595.464 |  | 885.5221 |  | 1856.3338 | 1893.0149 | [10 empty] | #N/A | #N/A | 0 | 0 |  | 0 | 0 |  | 0 |  | 0 | #N/A | 0
Corridor/Transition0 | Corridor/Transition0 | [9 empty] | n | [10 empty] | 0 |  | 3345 |  |  | 0 |  | 3345 | [11 empty] | 0 | 0 | 0 | 0 |  | 0 | 0 |  | 0 |  | 0 | 0 | [10 empty] | #N/A | #N/A | 0 | 0 |  | 0 | 0 |  | 0 |  | 0 | #N/A | 0
| Corridor/Transition527-2 | [9 empty] | n | [12 empty] | 2508 |  |  | 0 |  | 3345 | [33 empty] | #N/A | #N/A | 0 | 0 |  | 0 | 0 |  | 0 |  | 0 | #N/A | 0
[11 empty] | n | [8 empty] | Dwelling Units Average | 0.585 |  |  | 29450 | Dwelling Units Average | 0.46 |  |  | 29450
Averages of low and high end apartment | [10 empty] | n | [8 empty] | 50% of low end and high end for new construction and replacements |  | Average New Construction |  |  | 50% of low end and high end for new construction and replacements |  | Average New Construction | [12 empty] | #N/A | [21 empty] | #N/A | [12 empty] | #N/A
[11 empty] | n | [8 empty] | replacement costs are for lamps, 50% of each low-end |  | 501 |  |  | replacement costs are for lamps, 50% of each low-end |  | 501 | [14 empty] | #N/A | [9 empty] | #N/A | [11 empty] | #N/A | [9 empty] | #N/A
[11 empty] | n | [10 empty] | 700 |  |  |  |  | 700 | [14 empty] | #N/A | [9 empty] | #N/A | [11 empty] | #N/A | [9 empty] | #N/A
[11 empty] | n | [10 empty] | 530 |  |  |  |  | 530 | [14 empty] | #N/A | [9 empty] | #N/A | [11 empty] | #N/A | [9 empty] | #N/A
[11 empty] | n | [8 empty] | high-end |  | 505 |  |  | high-end |  | 505 | [14 empty] | #N/A | [9 empty] | #N/A | [11 empty] | #N/A | [9 empty] | #N/A
[11 empty] | n | [10 empty] | 501 |  |  |  |  | 501 | [14 empty] | #N/A | [9 empty] | #N/A | [11 empty] | #N/A | [9 empty] | #N/A
[11 empty] | n | [10 empty] | 500 |  |  |  |  | 500 | [14 empty] | #N/A | [9 empty] | #N/A | [11 empty] | #N/A | [9 empty] | #N/A
[11 empty] | n | [10 empty] | 700 |  |  |  |  | 700 | [14 empty] | #N/A | [9 empty] | #N/A | [11 empty] | #N/A | [9 empty] | #N/A
[11 empty] | n | [10 empty] | 530 |  |  |  |  | 530 | [14 empty] | #N/A | [9 empty] | #N/A | [11 empty] | #N/A | [9 empty] | #N/A
[11 empty] | n | [8 empty] | replacement costs are for ballasts, 50% of each low-end |  | 501 |  |  | replacement costs are for ballasts, 50% of each low-end |  | 501
[11 empty] | n | [10 empty] | 700 |  |  |  |  | 700 | [14 empty] | #N/A | [9 empty] | #N/A | [11 empty] | #N/A | [9 empty] | #N/A
[11 empty] | n | [10 empty] | 530 |  |  |  |  | 530 | [14 empty] | #N/A | [9 empty] | #N/A | [11 empty] | #N/A | [9 empty] | #N/A
[11 empty] | n | [8 empty] | high-end |  | 505 |  |  | high-end |  | 505 | [14 empty] | #N/A | [9 empty] | #N/A | [11 empty] | #N/A | [9 empty] | #N/A
[11 empty] | n | [10 empty] | 501 |  |  |  |  | 501 | [14 empty] | #N/A | [9 empty] | #N/A | [11 empty] | #N/A | [9 empty] | #N/A
[11 empty] | n | [10 empty] | 500 |  |  |  |  | 500 | [14 empty] | #N/A | [9 empty] | #N/A | [11 empty] | #N/A | [9 empty] | #N/A
[11 empty] | n | [10 empty] | 700 |  |  |  |  | 700 | [14 empty] | #N/A | [9 empty] | #N/A | [11 empty] | #N/A | [9 empty] | #N/A
[11 empty] | n | [10 empty] | 530 |  |  |  |  | 530 | [14 empty] | #N/A | [9 empty] | #N/A | [11 empty] | #N/A | [9 empty] | #N/A
[11 empty] | n | [30 empty] | #N/A | [9 empty] | #N/A | [11 empty] | #N/A | [9 empty] | #N/A
Dwelling Units | Dwelling Units | [18 empty] | Dwelling Units Low End | 0.39 |  | 2875 | 29450 | Dwelling Units Low End | 0.3 | sub-total | 2875 | 29450 | [10 empty] | #N/A | [21 empty] | #N/A
DwellingUnits501_Low | DwellingUnits501_Low | [18 empty] | replacement costs are for lamps |  | 501 |  | 29450 |  |  | 501 |  | 29450 |  | #N/A | #N/A |  | #N/A | #N/A |  | #N/A |  |  | #N/A | #N/A | #N/A | #N/A | #N/A |  | #N/A | #N/A |  | #N/A |  | #N/A | #N/A | #N/A | #N/A |  | #N/A | #N/A |  | #N/A |  |  | #N/A | #N/A | #N/A | #N/A | #N/A |  | #N/A | #N/A |  | #N/A |  | #N/A | #N/A | #N/A
DwellingUnits700_Low | DwellingUnits700_Low | [20 empty] | 700 |  | 29450 |  |  | 700 |  | 29450 |  | #N/A | #N/A |  | #N/A | #N/A |  | #N/A |  |  | #N/A | #N/A | #N/A | #N/A | #N/A |  | #N/A | #N/A |  | #N/A |  | #N/A | #N/A | #N/A | #N/A |  | #N/A | #N/A |  | #N/A |  |  | #N/A | #N/A | #N/A | #N/A | #N/A |  | #N/A | #N/A |  | #N/A |  | #N/A | #N/A | #N/A
DwellingUnits530_Low | DwellingUnits530_Low | [20 empty] | 530 |  | 29450 |  |  | 530 |  | 29450 |  | #N/A | #N/A |  | #N/A | #N/A |  | #N/A |  |  | #N/A | #N/A | #N/A | #N/A | #N/A |  | #N/A | #N/A |  | #N/A |  | #N/A | #N/A | #N/A | #N/A |  | #N/A | #N/A |  | #N/A |  |  | #N/A | #N/A | #N/A | #N/A | #N/A |  | #N/A | #N/A |  | #N/A |  | #N/A | #N/A | #N/A
[24 empty] | 29450 |  |  |  |  | 29450 | [44 empty] | 0
DwellingUnits501_Low | DwellingUnits501_Low | [18 empty] | ballast replacement |  | 501 |  | 29450 |  |  | 501 |  | 29450 | [11 empty] | #N/A | #N/A | #N/A | #N/A |  | #N/A | #N/A |  | #N/A |  | #N/A | #N/A | [10 empty] | #N/A | #N/A | #N/A | #N/A |  | #N/A | #N/A |  | #N/A |  | #N/A | #N/A | 0
DwellingUnits700_Low | DwellingUnits700_Low | [20 empty] | 700 |  | 29450 |  |  | 700 |  | 29450 | [11 empty] | #N/A | #N/A | #N/A | #N/A |  | #N/A | #N/A |  | #N/A |  | #N/A | #N/A | [10 empty] | #N/A | #N/A | #N/A | #N/A |  | #N/A | #N/A |  | #N/A |  | #N/A | #N/A | 0
DwellingUnits530_Low | DwellingUnits530_Low | [20 empty] | 530 |  | 29450 |  |  | 530 |  | 29450 | [11 empty] | #N/A | #N/A | #N/A | #N/A |  | #N/A | #N/A |  | #N/A |  | #N/A | #N/A | [10 empty] | #N/A | #N/A | #N/A | #N/A |  | #N/A | #N/A |  | #N/A |  | #N/A | #N/A | 0
Dwelling Units | Dwelling Units | [18 empty] | Dwelling Units High End | 0.78 |  | 2875 | 29450 | Dwelling Units High End | 0.62 |  | 2875 | 29450 | [10 empty] | #N/A | [21 empty] | #N/A | [11 empty] | 0
DwellingUnits505_High | DwellingUnits505_High | [18 empty] | replacement costs are for lamps |  | 505 |  | 29450 |  |  | 505 |  | 29450 |  | #N/A | #N/A |  | #N/A | #N/A |  | #N/A |  |  | #N/A | #N/A | #N/A | #N/A | #N/A |  | #N/A | #N/A |  | #N/A |  | #N/A | #N/A | #N/A | #N/A |  | #N/A | #N/A |  | #N/A |  |  | #N/A | #N/A | #N/A | #N/A | #N/A |  | #N/A | #N/A |  | #N/A |  | #N/A | #N/A | #N/A
DwellingUnits501_High | DwellingUnits500_High | [20 empty] | 501 |  | 29450 |  |  | 500 |  | 29450 |  | #N/A | #N/A |  | #N/A | #N/A |  | #N/A |  |  | #N/A | #N/A | #N/A | #N/A | #N/A |  | #N/A | #N/A |  | #N/A |  | #N/A | #N/A | #N/A | #N/A |  | #N/A | #N/A |  | #N/A |  |  | #N/A | #N/A | #N/A | #N/A | #N/A |  | #N/A | #N/A |  | #N/A |  | #N/A | #N/A | #N/A
DwellingUnits500_High | DwellingUnits700_High | [20 empty] | 500 |  | 29450 |  |  | 700 |  | 29450 |  | #N/A | #N/A |  | #N/A | #N/A |  | #N/A |  |  | #N/A | #N/A | #N/A | #N/A | #N/A |  | #N/A | #N/A |  | #N/A |  | #N/A | #N/A | #N/A | #N/A |  | #N/A | #N/A |  | #N/A |  |  | #N/A | #N/A | #N/A | #N/A | #N/A |  | #N/A | #N/A |  | #N/A |  | #N/A | #N/A | #N/A
DwellingUnits700_High | DwellingUnits701_High | [20 empty] | 700 |  | 29450 |  |  | 701 |  | 29450 |  | #N/A | #N/A |  | #N/A | #N/A |  | #N/A |  |  | #N/A | #N/A | #N/A | #N/A | #N/A |  | #N/A | #N/A |  | #N/A |  | #N/A | #N/A | #N/A | #N/A |  | #N/A | #N/A |  | #N/A |  |  | #N/A | #N/A | #N/A | #N/A | #N/A |  | #N/A | #N/A |  | #N/A |  | #N/A | #N/A | #N/A
DwellingUnits530_High | DwellingUnits530_High | [20 empty] | 530 |  | 29450 |  |  | 530 |  | 29450 |  | #N/A | #N/A |  | #N/A | #N/A |  | #N/A |  |  | #N/A | #N/A | #N/A | #N/A | #N/A |  | #N/A | #N/A |  | #N/A |  | #N/A | #N/A | #N/A | #N/A |  | #N/A | #N/A |  | #N/A |  |  | #N/A | #N/A | #N/A | #N/A | #N/A |  | #N/A | #N/A |  | #N/A |  | #N/A | #N/A | #N/A
DwellingUnits505_High | DwellingUnits505_High | [18 empty] | ballast replacement |  | 505 |  | 29450 |  |  | 505 |  | 29450 | [11 empty] | #N/A | #N/A | #N/A | #N/A |  | #N/A | #N/A |  | #N/A |  | #N/A | #N/A | [10 empty] | #N/A | #N/A | #N/A | #N/A |  | #N/A | #N/A |  | #N/A |  | #N/A | #N/A | 0
DwellingUnits501_High | DwellingUnits500_High | [20 empty] | 501 |  | 29450 |  |  | 500 |  | 29450 | [11 empty] | #N/A | #N/A | #N/A | #N/A |  | #N/A | #N/A |  | #N/A |  | #N/A | #N/A | [10 empty] | #N/A | #N/A | #N/A | #N/A |  | #N/A | #N/A |  | #N/A |  | #N/A | #N/A | 0
DwellingUnits500_High | DwellingUnits700_High | [20 empty] | 500 |  | 29450 |  |  | 700 |  | 29450 | [11 empty] | #N/A | #N/A | #N/A | #N/A |  | #N/A | #N/A |  | #N/A |  | #N/A | #N/A | [10 empty] | #N/A | #N/A | #N/A | #N/A |  | #N/A | #N/A |  | #N/A |  | #N/A | #N/A | 0
DwellingUnits700_High | DwellingUnits701_High | [20 empty] | 700 |  | 29450 |  |  | 701 |  | 29450 | [11 empty] | #N/A | #N/A | #N/A | #N/A |  | #N/A | #N/A |  | #N/A |  | #N/A | #N/A | [10 empty] | #N/A | #N/A | #N/A | #N/A |  | #N/A | #N/A |  | #N/A |  | #N/A | #N/A | 0
DwellingUnits530_High | DwellingUnits530_High | [20 empty] | 530 |  | 29450 |  |  | 530 |  | 29450 | [11 empty] | #N/A | #N/A | #N/A | #N/A |  | #N/A | #N/A |  | #N/A |  | #N/A | #N/A | [10 empty] | #N/A | #N/A | #N/A | #N/A |  | #N/A | #N/A |  | #N/A |  | #N/A | #N/A | 0
Note on AR472: Brian Thornton: subtotal low end 2009
Note on AR480: Brian Thornton: subtotal high end 2009
Note on BN472: Brian Thornton: subtotal low end 2009
Note on BN480: Brian Thornton: subtotal high end 2009

## Int Ltg LPD Space Type 90_1 All
90.1 Cost Effectiveness - Interior Lighting Power Density - Fixture Costs per Square Foot for Each Space Type
90.1-2013 vs 90.1-2016
Interior lighting costs by space type and fixture type
Values come from "Int ighting Comp" worksheet in this workbook.
Interior Lighting Costs by Space Type, 90.1-2013
Entry=Blue | 90.1-2013 Lookup Values1 | 90.1-2013 Space Types2 | 90.1 Lighting Subcommittee Model Number3 | Space Type Lighting Power Allowance W/ft24 | Fixture ID Number5 | Fixture Type6 | Lamp Type17 | Lamp Wattage8 | Number of Lamps9 | Net Est. Fixture Lum/ft210 | Fixture Watts11 | Lamp Life Hours12 | Quantity of Fixtures/ft213 | Fixture Watts/ft214 | not used15 | not used16 | New_Fixture + Lamp Cost, $/ft2_17 | not used18 | not used19 | not used20 | Labor Cost $/ft221 | Not Used22 | Not Used23 | RepLmp_Lamp Cost $/ft224 | Not Used25 | Not Used26 | Not Used27 | Rep_Lmp_Labor Cost/ft228 | Not Used29 | Rep_Lmp_Total $/ft230 | RepBal_Ballast Life Hours31 | RepBal_Ballast Cost, $/ft232 | RepBal_Not Used33 | RepBal_Not Used34 | RepBal_Labor Cost/ft235 | Not Used36 | Not Used37 | case_data | Case | space
| 1 | 2 | 3 | 4 | 5 | 6 | 7 | 8 | 9 | 10 | 11 | 12 | 13 | 14 | 15 | 16 | 17 | 18 | 19 | 20 | 21 | 22 | 23 | 24 | 25 | 26 | 27 | 28 | 29 | 30 | 31 | 32 | 33 | 34 | 35 | 36 | 37 | x | x | x
|  | Space Type Lighting Descriptions and Cost Parameters | [14 empty] | New Construction Cost | [6 empty] | Lamp Replacement Cost | [6 empty] | Ballast Replacement Cost | [6 empty] | x | x | x
| 90.1-2013 Lookup Values | 90.1-2013 Space Types | 90.1 Lighting Subcommittee Model Number | Space Type Lighting Power Allowance W/ft2 | Fixture ID Number | Fixture Type | Lamp Type1 | Lamp Wattage | Number of Lamps | Net Est. Fixture Lum/ft2 | Fixture Watts | Lamp Life Hours | Quantity of Fixtures/ft2 | Fixture Watts/ft2 | not used | not used | Fixture + Lamp Cost, $/ft2 | not used | not used | not used | Labor Cost $/ft2 | Not Used | Not Used | Lamp Cost $/ft2 | Not Used | Not Used | Not Used | Labor Cost/ft2 | Not Used | Total $/ft2 | Ballast Life Hours | Ballast Cost, $/ft2 | Not Used | Not Used | Labor Cost/ft2 | Not Used | Not Used | x | x | x
2013 | Classroom/Lecture/Training | Classroom/Lecture/Training |  | 1.24 |  |  | 47.15 |  |  | 78.2359 | [6 empty] | 8.7118 | [20 empty] | x | 2013 | Classroom/Lecture/Training
2013 | Classroom/Lecture/Training535 |  | 3.1 | 1.24 | 535 | F32T8 - Bi-Pin Base | Linear Dir/Indir | 32 | 2 | 58.8377 | 58 | 36000 | 0.015862 | 0.92 |  |  | 5.9879 |  |  |  | 1.472 |  |  | 0.10628 |  |  |  | 0.16356 |  | 0.26983 | 50000 | 0.57992 |  |  | 0.92 |  |  | 2013 | 2013 | Classroom/Lecture/Training
2013 | Classroom/Lecture/Training521 |  | 3.1 |  | 521 | Triple Biax - 4 Pin | Downlight open | 32 | 1 | 9.1656 | 36 | 17000 | 0.0044444 | 0.16 |  |  | 0.91778 |  |  |  | 0.25778 |  |  | 0.077778 |  |  |  | 0.025778 |  | 0.10356 | 50000 | 0.11111 |  |  | 0.12889 |  |  | 2013 | 2013 | Classroom/Lecture/Training
2013 | Classroom/Lecture/Training0 |  | 3.1 |  | 0 | 0 | NA | 0 | 0 | 0 | 0 | 0 | 0 | 0 |  |  | 0 |  |  |  | 0 |  |  | 0 |  |  |  | 0 |  | 0 | 0 | 0 |  |  | 0 |  |  | 2013 | 2013 | Classroom/Lecture/Training
2013 | Classroom/Lecture/Training537-1 |  | 3.1 |  | 537-1 | F32T8 - Bi-Pin Base | Linear WW Open | 32 | 1 | 10.2326 | 29 | 36000 | 0.0055172 | 0.16 |  |  | 1.8061 |  |  |  | 0.32 |  |  | 0.018483 |  |  |  | 0.028445 |  | 0.046928 | 50000 | 0.16552 |  |  | 0.32 |  |  | 2013 | 2013 | Classroom/Lecture/Training
2013 |  | Conference/Meeting/Multipurpose |  | 1.23 | [5 empty] | 48.6484 | [6 empty] | 7.0746 | [20 empty] | x | 2013 | Conference/Meeting/Multipurpose
2013 | Conference/Meeting/Multipurpose535 |  | 31 | 1.23 | 535 | F32T8 - Bi-Pin Base | Linear Dir/Indir | 32 | 2 | 38.3724 | 58 | 36000 | 0.010345 | 0.6 |  |  | 3.9052 |  |  |  | 0.96 |  |  | 0.06931 |  |  |  | 0.10667 |  | 0.17598 | 50000 | 0.37821 |  |  | 0.6 |  |  | 2013 | 2013 | Conference/Meeting/Multipurpose
2013 | Conference/Meeting/Multipurpose511 |  | 31 |  | 511 | PAR30L | Downlight open - flood | 60 | 1 | 2.6021 | 60 | 4200 | 0.0073333 | 0.44 |  |  | 0.42871 |  |  |  | 0.42533 |  |  | 0.15679 |  |  |  | 0.02134 |  | 0.17813 | 0 | 0 |  |  | 0 |  |  | 2013 | 2013 | Conference/Meeting/Multipurpose
2013 | Conference/Meeting/Multipurpose0 |  | 31 |  | 0 | 0 | NA | 0 | 0 | 0 | 0 | 0 | 0 | 0 |  |  | 0 |  |  |  | 0 |  |  | 0 |  |  |  | 0 |  | 0 | 0 | 0 |  |  | 0 |  |  | 2013 | 2013 | Conference/Meeting/Multipurpose
2013 | Conference/Meeting/Multipurpose527-1 |  | 31 |  | 527-1 | Triple Biax - 4 Pin | WW Open | 18 | 1 | 7.6739 | 20 | 17000 | 0.0095 | 0.19 |  |  | 2.7407 |  |  |  | 0.551 |  |  | 0.16625 |  |  |  | 0.027645 |  | 0.1939 | 50000 | 0 |  |  | 0 |  |  | 2013 | 2013 | Conference/Meeting/Multipurpose
2013 |  | Corridor/Transition |  | 0.66 | [5 empty] | 39.7146 | [6 empty] | 6.8675 | [20 empty] | x | 2013 | Corridor/Transition
LED | Corridor/Transition701 |  | 2 | 0.66 | 701 | LED | Downlight open | 1 | 12 | 22.5842 | 12 | 50000 | 0.031667 | 0.38 |  |  | 3.9938 |  |  |  | 1.8367 |  |  | 0.0038 |  |  |  | 0.018367 |  | 0.022167 | 50000 | 1.995 |  |  | 1.8367 |  |  | 2013 | 2013 | Corridor/Transition
LED | Corridor/Transition0 |  | 2 |  | 0 | 0 | NA | 0 | 0 | 0 | 0 | 0 | 0 | 0 |  |  | 0 |  |  |  | 0 |  |  | 0 |  |  |  | 0 |  | 0 | 0 | 0 |  |  | 0 |  |  | 2013 | 2013 | Corridor/Transition
LED | Corridor/Transition0 |  | 2 |  | 0 | 0 | NA | 0 | 0 | 0 | 0 | 0 | 0 | 0 |  |  | 0 |  |  |  | 0 |  |  | 0 |  |  |  | 0 |  | 0 | 0 | 0 |  |  | 0 |  |  | 2013 | 2013 | Corridor/Transition
LED | Corridor/Transition703 |  | 2 |  | 703 | LED | Linear WW Open | 1 | 75 | 17.1304 | 75 | 50000 | 0.0037333 | 0.28 |  |  | 2.8737 |  |  |  | 0.1061 |  |  | 0.0028 |  |  |  | 0.0021653 |  | 0.0049653 | 50000 | 1.4355 |  |  | 0.1061 |  |  | 2013 | 2013 | Corridor/Transition
2013 |  | Dining Area |  | 0.65 | [5 empty] | 40.3535 | [6 empty] | 6.5566 | [20 empty] | x | 2013 | Dining Area
LED | Dining Area731 |  | 6 | 0.63 | 731 | LED | Narrow Linear | 1 | 40 | 12.6966 | 40 | 50000 | 0.004127 | 0.16508 | 0.25397 | 0.16 | 1.5782 |  |  |  | 0.11729 |  |  | 0.0016508 |  |  |  | 0.0023937 |  | 0.0040444 | 50000 | 0.78825 |  |  | 0.11729 |  |  | 2013 | 2013 | Dining Area
LED | Dining Area522 |  | 6 |  | 522 | LED | Downlight open | 1 | 18 | 8.5215 | 18 | 50000 | 0.010317 | 0.18571 | 0.28571 | 0.18 | 1.6011 |  |  |  | 0.59841 |  |  | 0.0018571 |  |  |  | 0.0059841 |  | 0.0078413 | 0 | 0.00010317 |  |  | 0 |  |  | 2013 | 2013 | Dining Area
LED | Dining Area0 |  | 6 |  | 0 | 0 | NA | 0 | 0 | 0 | 0 | 0 | 0 | 0 | 0 | 0 | 0 |  |  |  | 0 |  |  | 0 |  |  |  | 0 |  | 0 | 0 | 0 |  |  | 0 |  |  | 2013 | 2013 | Dining Area
LED | Dining Area537-1 |  | 6 |  | 537-1 | F32T8 - Bi-Pin Base | Linear WW Open | 32 | 1 | 19.1354 | 29 | 36000 | 0.010317 | 0.29921 | 0.46032 | 0.29 | 3.3774 |  |  |  | 0.59841 |  |  | 0.034563 |  |  |  | 0.053193 |  | 0.087756 | 50000 | 0.30952 |  |  | 0.59841 |  |  | 2013 | 2013 | Dining Area
2013 |  | Dwelling-Unit |  | 0.76214 |  |  | "other lamps" not included |  |  | 8.0238 |  |  | 0.015759 |  |  | 48.3614 | 0.018133 | [20 empty] | x | 2013 | Dwelling-Unit
2013 | Dwelling-Unit301 |  | NA | 0.76214 | 301 | A19 | Inc residential screw in lamp | 60 | 1 | 5.5693 | 60 | 1000 | 0.011772 | 0.70631 | 0.74699 | 44.8193 | 0.010477 | 0.001519 | 0.011772 |  | 0 |  |  | 0.010477 |  |  |  | 0 |  | 0.010477 | 0 | 0 |  |  | 0 |  |  | 2013 | 2013 | Dwelling-Unit
2013 | Dwelling-Unit302 |  | NA |  | 302 | A19 | CFL residential screw in lamp | 14 | 1 | 2.4546 | 14 | 10000 | 0.0039873 | 0.055822 | 0.25301 | 3.5422 | 0.0076555 | 0.01424 | 0.0039873 |  | 0 |  |  | 0.0076555 |  |  |  | 0 |  | 0.0076555 | 0 | 0 |  |  | 0 |  |  | 2013 | 2013 | Dwelling-Unit
2013 | Dwelling-Unit303 |  | NA |  | 303 | A19 | LEC residential screw in lamp | 9 | 1 | 0 | 9 | 15000 | 0 | 0 | 0 | 0 | 0 |  |  |  | 0 |  |  | 0 |  |  |  | 0 |  | 0 | 0 | 0 |  |  | 0 |  |  | 2013 | 2013 | Dwelling-Unit
2013 | Dwelling-Unit0 |  | NA |  | 0 | 0 | NA | 0 | 0 | 0 | 0 | 0 | 0 | 0 | 0 | 0 | 0 |  |  |  | 0 |  |  | 0 |  |  |  | 0 |  | 0 | 0 | 0 |  |  | 0 |  |  | 2013 | 2013 | Dwelling-Unit
2013 |  | Electrical/Mechanical |  | 0.42 | [5 empty] | 34.1897 | [6 empty] | 3.9826 | [20 empty] | x | 2013 | Electrical/Mechanical
LED | Electrical/Mechanical738 |  | 4 | 0.43 | 738 | LED | Linear Industrial | 1 | 38 | 22.5797 | 38 | 50000 | 0.0059119 | 0.22465 | 0.53488 | 0.23 | 1.4802 |  |  |  | 0.16802 |  |  | 0.0022465 |  |  |  | 0.0034289 |  | 0.0056754 | 50000 | 0.73898 |  |  | 0.16802 |  |  | 2013 | 2013 | Electrical/Mechanical
LED | Electrical/Mechanical739 |  | 4 |  | 739 | LED | Task | 1 | 10 | 11.61 | 10 | 50000 | 0.019535 | 0.19535 | 0.46512 | 0.2 | 2.5024 |  |  |  | 0.55518 |  |  | 0.0019535 |  |  |  | 0.01133 |  | 0.013284 | 50000 | 1.2502 |  |  | 0.55518 |  |  | 2013 | 2013 | Electrical/Mechanical
LED | Electrical/Mechanical0 |  | 4 |  | 0 | 0 | NA | 0 | 0 | 0 | 0 | 0 | 0 | 0 | 0 | 0 | 0 |  |  |  | 0 |  |  | 0 |  |  |  | 0 |  | 0 | 0 | 0 |  |  | 0 |  |  | 2013 | 2013 | Electrical/Mechanical
LED | Electrical/Mechanical0 |  | 4 |  | 0 | 0 | NA | 0 | 0 | 0 | 0 | 0 | 0 | 0 | 0 | 0 | 0 |  |  |  | 0 |  |  | 0 |  |  |  | 0 |  | 0 | 0 | 0 |  |  | 0 |  |  | 2013 | 2013 | Electrical/Mechanical
2013 |  | Food Preparation |  | 1.21 | [5 empty] | 65.5491 | [6 empty] | 2.0799 | [20 empty] | x | 2013 | Food Preparation
2013 | Food Preparation530 |  | 8 | 1.21 | 530 | F32T8 - Bi-Pin Base | Linear Direct lensed (Acrylic 12 Lens) | 32 | 2 | 65.5491 | 58 | 36000 | 0.020862 | 1.21 |  |  | 2.0799 |  |  |  | 1.936 |  |  | 0.13978 |  |  |  | 0.21511 |  | 0.35489 | 50000 | 0.76272 |  |  | 1.21 |  |  | 2013 | 2013 | Food Preparation
2013 | Food Preparation0 |  | 8 |  | 0 | 0 | NA | 0 | 0 | 0 | 0 | 0 | 0 | 0 |  |  | 0 |  |  |  | 0 |  |  | 0 |  |  |  | 0 |  | 0 | 0 | 0 |  |  | 0 |  |  | 2013 | 2013 | Food Preparation
2013 | Food Preparation0 |  | 8 |  | 0 | 0 | NA | 0 | 0 | 0 | 0 | 0 | 0 | 0 |  |  | 0 |  |  |  | 0 |  |  | 0 |  |  |  | 0 |  | 0 | 0 | 0 |  |  | 0 |  |  | 2013 | 2013 | Food Preparation
2013 | Food Preparation0 |  | 8 |  | 0 | 0 | NA | 0 | 0 | 0 | 0 | 0 | 0 | 0 |  |  | 0 |  |  |  | 0 |  |  | 0 |  |  |  | 0 |  | 0 | 0 | 0 |  |  | 0 |  |  | 2013 | 2013 | Food Preparation
2013 |  | Gymnasium/Fitness-Fitness Area |  | 0.72 | [5 empty] | 46.0469 | [6 empty] | 4.6862 | [20 empty] | x | 2013 | Gymnasium/Fitness-Fitness Area
2013 | Gymnasium/Fitness-Fitness Area535 |  | 126 | 0.72 | 535 | F32T8 - Bi-Pin Base | Linear Dir/Indir | 32 | 2 | 46.0469 | 58 | 36000 | 0.012414 | 0.72 |  |  | 4.6862 |  |  |  | 1.152 |  |  | 0.083172 |  |  |  | 0.128 |  | 0.21117 | 50000 | 0.45385 |  |  | 0.72 |  |  | 2013 | 2013 | Gymnasium/Fitness-Fitness Area
2013 | Gymnasium/Fitness-Fitness Area0 |  | 126 |  | 0 | 0 | NA | 0 | 0 | 0 | 0 | 0 | 0 | 0 |  |  | 0 |  |  |  | 0 |  |  | 0 |  |  |  | 0 |  | 0 | 0 | 0 |  |  | 0 |  |  | 2013 | 2013 | Gymnasium/Fitness-Fitness Area
2013 | Gymnasium/Fitness-Fitness Area0 |  | 126 |  | 0 | 0 | NA | 0 | 0 | 0 | 0 | 0 | 0 | 0 |  |  | 0 |  |  |  | 0 |  |  | 0 |  |  |  | 0 |  | 0 | 0 | 0 |  |  | 0 |  |  | 2013 | 2013 | Gymnasium/Fitness-Fitness Area
2013 | Gymnasium/Fitness-Fitness Area0 |  | 126 |  | 0 | 0 | NA | 0 | 0 | 0 | 0 | 0 | 0 | 0 |  |  | 0 |  |  |  | 0 |  |  | 0 |  |  |  | 0 |  | 0 | 0 | 0 |  |  | 0 |  |  | 2013 | 2013 | Gymnasium/Fitness-Fitness Area
2013 |  | Highway Lodging Guest Rooms |  | 0.91 | [5 empty] | 37.2442 | [6 empty] | 5.3167 | [20 empty] | x | 2013 | Highway Lodging Guest Rooms
2013 | Highway Lodging Guest Rooms529 |  | 75.01 | 0.91 | 529 | Single Biax - 2 Pin | Task | 13 | 1 | 22.0858 | 14 | 10000 | 0.037857 | 0.53 |  |  | 3.4431 |  |  |  | 1.0979 |  |  | 0.47132 |  |  |  | 0.11016 |  | 0.58149 | 50000 | 0.96195 |  |  | 0 |  |  | 2013 | 2013 | Highway Lodging Guest Rooms
2013 | Highway Lodging Guest Rooms520 |  | 75.01 |  | 520 | Triple Biax - 4 Pin | Downlight - lensed | 32 | 1 | 15.1584 | 36 | 17000 | 0.010556 | 0.38 |  |  | 1.8736 |  |  |  | 0.61222 |  |  | 0.18472 |  |  |  | 0.061222 |  | 0.24594 | 50000 | 0.26389 |  |  | 0 |  |  | 2013 | 2013 | Highway Lodging Guest Rooms
2013 | Highway Lodging Guest Rooms0 |  | 75.01 |  | 0 | 0 | NA | 0 | 0 | 0 | 0 | 0 | 0 | 0 |  |  | 0 |  |  |  | 0 |  |  | 0 |  |  |  | 0 |  | 0 | 0 | 0 |  |  | 0 |  |  | 2013 | 2013 | Highway Lodging Guest Rooms
2013 | Highway Lodging Guest Rooms0 |  | 75.01 |  | 0 | 0 | NA | 0 | 0 | 0 | 0 | 0 | 0 | 0 |  |  | 0 |  |  |  | 0 |  |  | 0 |  |  |  | 0 |  | 0 | 0 | 0 |  |  | 0 |  |  | 2013 | 2013 | Highway Lodging Guest Rooms
2013 |  | Laundry-Washing |  | 0.6 | [5 empty] | 32.5037 | [6 empty] | 1.0314 | [20 empty] | x | 2013 | Laundry-Washing
2013 | Laundry-washing530 |  | 82 | 0.6 | 530 | F32T8 - Bi-Pin Base | Linear Direct lensed (Acrylic 12 Lens) | 32 | 2 | 32.5037 | 58 | 36000 | 0.010345 | 0.6 |  |  | 1.0314 |  |  |  | 0.96 |  |  | 0.06931 |  |  |  | 0.10667 |  | 0.17598 | 50000 | 0.37821 |  |  | 0.6 |  |  | 2013 | 2013 | Laundry-Washing
2013 | Laundry-washing0 |  | 82 |  | 0 | 0 | NA | 0 | 0 | 0 | 0 | 0 | 0 | 0 |  |  | 0 |  |  |  | 0 |  |  | 0 |  |  |  | 0 |  | 0 | 0 | 0 |  |  | 0 |  |  | 2013 | 2013 | Laundry-Washing
2013 | Laundry-washing0 |  | 82 |  | 0 | 0 | NA | 0 | 0 | 0 | 0 | 0 | 0 | 0 |  |  | 0 |  |  |  | 0 |  |  | 0 |  |  |  | 0 |  | 0 | 0 | 0 |  |  | 0 |  |  | 2013 | 2013 | Laundry-Washing
2013 | Laundry-washing0 |  | 82 |  | 0 | 0 | NA | 0 | 0 | 0 | 0 | 0 | 0 | 1.0077e-07 |  |  | 0 |  |  |  | 0 |  |  | 0 |  |  |  | 0 |  | 0 | 0 | 0 |  |  | 0 |  |  | 2013 | 2013 | Laundry-Washing
2013 |  | Library |  | 1.06 | [5 empty] | 67.7912 | [6 empty] | 6.8991 | [20 empty] | x | 2013 | Library
2013 | Library535 |  | 19 | 1.06 | 535 | F32T8 - Bi-Pin Base | Linear Dir/Indir | 32 | 2 | 67.7912 | 58 | 36000 | 0.018276 | 1.06 |  |  | 6.8991 |  |  |  | 1.696 |  |  | 0.12245 |  |  |  | 0.18845 |  | 0.3109 | 50000 | 0.66817 |  |  | 1.06 |  |  | 2013 | 2013 | Library
2013 | Library520 |  | 19 |  | 520 | Triple Biax - 4 Pin | Downlight - lensed | 32 | 1 | 0 | 36 | 17000 | 0 | 0 |  |  | 0 |  |  |  | 0 |  |  | 0 |  |  |  | 0 |  | 0 | 50000 | 0 |  |  | 0 |  |  | 2013 | 2013 | Library
2013 | Library0 |  | 19 |  | 0 | 0 | NA | 0 | 0 | 0 | 0 | 0 | 0 | 0 |  |  | 0 |  |  |  | 0 |  |  | 0 |  |  |  | 0 |  | 0 | 0 | 0 |  |  | 0 |  |  | 2013 | 2013 | Library
2013 | Library0 |  | 19 |  | 0 | 0 | NA | 0 | 0 | 0 | 0 | 0 | 0 | 0 |  |  | 0 |  |  |  | 0 |  |  | 0 |  |  |  | 0 |  | 0 | 0 | 0 |  |  | 0 |  |  | 2013 | 2013 | Library
2013 |  | Lounge/Recreation - Break room |  | 0.73 | [5 empty] | 37.088 | [6 empty] | 5.4144 | [20 empty] | x | 2013 | Lounge/Recreation - Break room
2013 | Lounge/Recreation - Breakroom521 |  | 9 | 0.73 | 521 | Triple Biax - 4 Pin | Downlight open | 32 | 1 | 25.2054 | 36 | 17000 | 0.012222 | 0.44 |  |  | 2.5239 |  |  |  | 0.70889 |  |  | 0.21389 |  |  |  | 0.070889 |  | 0.28478 | 50000 | 0.30556 |  |  | 0.35444 |  |  | 2013 | 2013 | Lounge/Recreation - Break room
2013 | Lounge/Recreation - Breakroom0 |  | 9 |  | 0 | 0 | NA | 0 | 0 | 0 | 0 | 0 | 0 | 0 |  |  | 0 |  |  |  | 0 |  |  | 0 |  |  |  | 0 |  | 0 | 0 | 0 |  |  | 0 |  |  | 2013 | 2013 | Lounge/Recreation - Break room
2013 | Lounge/Recreation - Breakroom0 |  | 9 |  | 0 | 0 | NA | 0 | 0 | 0 | 0 | 0 | 0 | 0 |  |  | 0 |  |  |  | 0 |  |  | 0 |  |  |  | 0 |  | 0 | 0 | 0 |  |  | 0 |  |  | 2013 | 2013 | Lounge/Recreation - Break room
2013 | Lounge/Recreation - Breakroom527-2 |  | 9 |  | 527-2 | Triple Biax - 4 Pin | WW Open | 42 | 1 | 11.8826 | 46 | 17000 | 0.0063043 | 0.29 |  |  | 2.8905 |  |  |  | 0.36565 |  |  | 0.11033 |  |  |  | 0.018346 |  | 0.12867 | 50000 | 0 |  |  | 0 |  |  | 2013 | 2013 | Lounge/Recreation - Break room
2013 |  | Lobby |  | 0.9 | [5 empty] | 34.3989 | [6 empty] | 6.7953 | [14 empty] | #N/A | [5 empty] | x | 2013 | Lobby
2013 | Lobby523 |  | 20.1 | 0.9 | 523 | Triple Biax - 4 Pin | indirect Pendant | 26 | 2 | 10.4178 | 56 | 17000 | 0.0089286 | 0.5 |  |  | 3.3036 |  |  |  | 0.51786 |  |  | 0.3125 |  |  |  | 0.025982 |  | 0.33848 | 50000 | 0 |  |  | 0 |  |  | 2013 | 2013 | Lobby
2013 | Lobby521 |  | 20.1 |  | 521 | Triple Biax - 4 Pin | Downlight open | 32 | 1 | 13.7484 | 36 | 17000 | 0.0066667 | 0.24 |  |  | 1.3767 |  |  |  | 0.38667 |  |  | 0.11667 |  |  |  | 0.038667 |  | 0.15533 | 50000 | 0.16667 |  |  | 0.19333 |  |  | 2013 | 2013 | Lobby
2013 | Lobby0 |  | 20.1 |  | 0 | 0 | NA | 0 | 0 | 0 | 0 | 0 | 0 | 0 |  |  | 0 |  |  |  | 0 |  |  | 0 |  |  |  | 0 |  | 0 | 0 | 0 |  |  | 0 |  |  | 2013 | 2013 | Lobby
2013 | Lobby534-2 |  | 20.1 |  | 534-2 | F32T8 - Bi-Pin Base | Linear Wall Cove | 32 | 1 | 10.2326 | 29 | 36000 | 0.0055172 | 0.16 |  |  | 2.115 |  |  |  | 0.30112 |  |  | 0.018483 |  |  |  | 0.028445 |  | 0.046928 | 50000 | 0.16552 |  |  | 0.32 |  |  | 2013 | 2013 | Lobby
2013 |  | Lobby - Hotel |  | 1.06 | [5 empty] | 21.3712 | [6 empty] | 2.753 | [20 empty] | x | 2013 | Lobby - Hotel
LED | Lobby - Hotel572 |  | 79 | 1.06 | 572 | PAR30 | Downlight open | 75 | 1 | 7.3872 | 75 | 850 | 0.012 | 0.9 |  |  | 0.59136 |  |  |  | 0.696 |  |  | 0.25656 |  |  |  | 0.282 |  | 0.53856 | 0 | 0 |  |  | 0 |  |  | 2013 | 2013 | Lobby - Hotel
LED | Lobby - Hotel0 |  | 79 |  | 0 | 0 | NA | 0 | 0 | 0 | 0 | 0 | 0 | 0 |  |  | 0 |  |  |  | 0 |  |  | 0 |  |  |  | 0 |  | 0 | 0 | 0 |  |  | 0 |  |  | 2013 | 2013 | Lobby - Hotel
LED | Lobby - Hotel0 |  | 79 |  | 0 | 0 | NA | 0 | 0 | 0 | 0 | 0 | 0 | 0 |  |  | 0 |  |  |  | 0 |  |  | 0 |  |  |  | 0 |  | 0 | 0 | 0 |  |  | 0 |  |  | 2013 | 2013 | Lobby - Hotel
LED | Lobby - Hotel727-1 |  | 79 |  | 727-1 | LED | WW Open | 1 | 20 | 13.984 | 20 | 50000 | 0.008 | 0.16 |  |  | 2.1616 |  |  |  | 0.464 |  |  | 0.0016 |  |  |  | 0.00464 |  | 0.00624 | 50000 | 1.08 |  |  | 0.464 |  |  | 2013 | 2013 | Lobby - Hotel
2013 |  | Office-BLDG-SO |  | 0.82 | [5 empty] | 58.4452 | [6 empty] | 5.6773 | [20 empty] | x | 2013 | Office-BLDG-SO
2013 | Office-BLDG-SO535 |  | 25 | 0.82 | 535 | F32T8 - Bi-Pin Base | Linear Dir/Indir | 32 | 2 | 32.1268 | 58 | 36000 | 0.0086611 | 0.50234 | 0.61261 |  | 3.2696 |  |  |  | 0.80375 |  |  | 0.058029 |  |  |  | 0.089306 |  | 0.14734 | 50000 | 0.31665 |  |  | 0.50234 |  |  | 2013 | 2013 | Office-BLDG-SO
2013 | Office-BLDG-SO539 |  | 25 |  | 539 | F15T8 - Bi-Pin Base | Task | 15 | 1 | 14.5071 | 17 | 7500 | 0.0078219 | 0.13297 | 0.16216 |  | 0.32305 |  |  |  | 0.22684 |  |  | 0.030506 |  |  |  | 0.036372 |  | 0.066878 | 50000 | 0.098556 |  |  | 0.36372 |  |  | 2013 | 2013 | Office-BLDG-SO
2013 | Office-BLDG-SO0 |  | 25 |  | 0 | 0 | NA | 0 | 0 | 0 | 0 | 0 | 0 | 0 | 0 |  | 0 |  |  |  | 0 |  |  | 0 |  |  |  | 0 |  | 0 | 0 | 0 |  |  | 0 |  |  | 2013 | 2013 | Office-BLDG-SO
2013 | Office-BLDG-SO537-1 |  | 25 |  | 537-1 | F32T8 - Bi-Pin Base | Linear WW Open | 32 | 1 | 11.8113 | 29 | 36000 | 0.0063684 | 0.18468 | 0.22523 |  | 2.0847 |  |  |  | 0.36937 |  |  | 0.021334 |  |  |  | 0.032833 |  | 0.054168 | 50000 | 0.19105 |  |  | 0.36937 |  |  | 2013 | 2013 | Office-BLDG-SO
2013 |  | Office-BLDG-LO |  | 0.82 | [5 empty] | 58.4452 | [6 empty] | 5.6773 | [20 empty] | x | 2013 | Office-BLDG-LO
2013 | Office-BLDG-LO535 |  | 27 | 0.82 | 535 | F32T8 - Bi-Pin Base | Linear Dir/Indir | 32 | 2 | 32.1268 | 58 | 36000 | 0.0086611 | 0.50234 | 0.61261 |  | 3.2696 |  |  |  | 0.80375 |  |  | 0.058029 |  |  |  | 0.089306 |  | 0.14734 | 50000 | 0.31665 |  |  | 0.50234 |  |  | 2013 | 2013 | Office-BLDG-LO | 2007 encl
2013 | Office-BLDG-LO539 |  | 27 |  | 539 | F15T8 - Bi-Pin Base | Task | 15 | 1 | 14.5071 | 17 | 7500 | 0.0078219 | 0.13297 | 0.16216 |  | 0.32305 |  |  |  | 0.22684 |  |  | 0.030506 |  |  |  | 0.036372 |  | 0.066878 | 50000 | 0.098556 |  |  | 0.36372 |  |  | 2013 | 2013 | Office-BLDG-LO | 2010 encl
2013 | Office-BLDG-LO0 |  | 27 |  | 0 | 0 | NA | 0 | 0 | 0 | 0 | 0 | 0 | 0 | 0 |  | 0 |  |  |  | 0 |  |  | 0 |  |  |  | 0 |  | 0 | 0 | 0 |  |  | 0 |  |  | 2013 | 2013 | Office-BLDG-LO
2013 | Office-BLDG-LO537-1 |  | 27 |  | 537-1 | F32T8 - Bi-Pin Base | Linear WW Open | 32 | 1 | 11.8113 | 29 | 36000 | 0.0063684 | 0.18468 | 0.22523 |  | 2.0847 |  |  |  | 0.36937 |  |  | 0.021334 |  |  |  | 0.032833 |  | 0.054168 | 50000 | 0.19105 |  |  | 0.36937 |  |  | 2013 | 2013 | Office-BLDG-LO
2013 |  | Office-Enclosed |  | 1.11 | [5 empty] | 79.1149 | [6 empty] | 4.6802 | [20 empty] | x | 2013 | Office-Enclosed
2013 | Office-Enclosed531 |  | 25 | 1.11 | 531 | F32T8 - Bi-Pin Base | Linear Direct w/louver | 32 | 2 | 43.4887 | 58 | 36000 | 0.011724 | 0.68 | 0.61261 | 0.68 | 1.421 |  |  |  | 1.0261 |  |  | 0.078552 |  |  |  | 0.12089 |  | 0.19944 | 50000 | 0.42863 |  |  | 0.68 |  |  | 2013 | 2013 | Office-Enclosed
2013 | Office-Enclosed539 |  | 25 |  | 539 | F15T8 - Bi-Pin Base | Task | 15 | 1 | 19.6376 | 17 | 7500 | 0.010588 | 0.18 | 0.16216 | 0.18 | 0.43729 |  |  |  | 0.30706 |  |  | 0.041294 |  |  |  | 0.049235 |  | 0.090529 | 50000 | 0.13341 |  |  | 0.49235 |  |  | 2013 | 2013 | Office-Enclosed
2013 | Office-Enclosed0 |  | 25 |  | 0 | 0 | NA | 0 | 0 | 0 | 0 | 0 | 0 | 0 | 0 | 0 | 0 |  |  |  | 0 |  |  | 0 |  |  |  | 0 |  | 0 | 0 | 0 |  |  | 0 |  |  | 2013 | 2013 | Office-Enclosed
2013 | Office-Enclosed537-1 |  | 25 |  | 537-1 | F32T8 - Bi-Pin Base | Linear WW Open | 32 | 1 | 15.9885 | 29 | 36000 | 0.0086207 | 0.25 | 0.22523 | 0.25 | 2.822 |  |  |  | 0.5 |  |  | 0.028879 |  |  |  | 0.044445 |  | 0.073324 | 50000 | 0.25862 |  |  | 0.5 |  |  | 2013 | 2013 | Office-Enclosed
2013 |  | Office - Open Plan (Including Other) |  | 0.98 | [5 empty] | 78.0239 | [6 empty] | 5.7562 | [20 empty] | x | 2013 | Office - Open Plan (Including Other)
2013 | Office - Open Plan (Including Other)535 |  | 27 | 0.98 | 535 | F32T8 - Bi-Pin Base | Linear Dir/Indir | 32 | 2 | 30.6979 | 58 | 36000 | 0.0082759 | 0.48 |  |  | 3.1241 |  |  |  | 0.768 |  |  | 0.055448 |  |  |  | 0.085334 |  | 0.14078 | 50000 | 0.30257 |  |  | 0.48 |  |  | 2013 | 2013 | Office - Open Plan (Including Other) | 2007 encl
2013 | Office - Open Plan (Including Other)539 |  | 27 |  | 539 | F15T8 - Bi-Pin Base | Task | 15 | 1 | 37.0933 | 17 | 7500 | 0.02 | 0.34 |  |  | 0.826 |  |  |  | 0.58 |  |  | 0.078 |  |  |  | 0.093 |  | 0.171 | 50000 | 0.252 |  |  | 0.93 |  |  | 2013 | 2013 | Office - Open Plan (Including Other) | 2010 encl
2013 | Office - Open Plan (Including Other)0 |  | 27 |  | 0 | 0 | NA | 0 | 0 | 0 | 0 | 0 | 0 | 0 |  |  | 0 |  |  |  | 0 |  |  | 0 |  |  |  | 0 |  | 0 | 0 | 0 |  |  | 0 |  |  | 2013 | 2013 | Office - Open Plan (Including Other)
2013 | Office - Open Plan (Including Other)537-1 |  | 27 |  | 537-1 | F32T8 - Bi-Pin Base | Linear WW Open | 32 | 1 | 10.2326 | 29 | 36000 | 0.0055172 | 0.16 |  |  | 1.8061 |  |  |  | 0.32 |  |  | 0.018483 |  |  |  | 0.028445 |  | 0.046928 | 50000 | 0.16552 |  |  | 0.32 |  |  | 2013 | 2013 | Office - Open Plan (Including Other)
2013 |  | Office-Enclosed-whole-small |  | 0.852 | [5 empty] | 61.0556 | [6 empty] | 3.5501 | [20 empty] | x | 2013 | Office-Enclosed-whole-small
2013 | Office-Enclosed531-whole-Small |  | 25 | 0.82 | 531 | F32T8 - Bi-Pin Base | Linear Direct w/louver | 32 | 2 | 33.2249 | 58 | 36000 | 0.0089571 | 0.51951 | 0.60976 | 0.5 | 1.0856 |  |  |  | 0.78394 |  |  | 0.060013 |  |  |  | 0.092359 |  | 0.15237 | 50000 | 0.32747 |  |  | 0.51951 |  |  | 2013 | 2013 | Office-Enclosed-whole-small
2013 | Office-Enclosed539-whole-Small |  | 25 |  | 539 | F15T8 - Bi-Pin Base | Task | 15 | 1 | 15.8698 | 17 | 7500 | 0.0085567 | 0.14546 | 0.17073 | 0.14 | 0.35339 |  |  |  | 0.24814 |  |  | 0.033371 |  |  |  | 0.039789 |  | 0.07316 | 50000 | 0.10781 |  |  | 0.39789 |  |  | 2013 | 2013 | Office-Enclosed-whole-small
2013 | Office-Enclosed0-whole-Small |  | 25 |  | 0 | 0 | NA | 0 | 0 | 0 | 0 | 0 | 0 | 0 | 0 | 0 | 0 |  |  |  | 0 |  |  | 0 |  |  |  | 0 |  | 0 | 0 | 0 |  |  | 0 |  |  | 2013 | 2013 | Office-Enclosed-whole-small
2013 | Office-Enclosed537-1-whole-Small |  | 25 |  | 537-1 | F32T8 - Bi-Pin Base | Linear WW Open | 32 | 1 | 11.961 | 29 | 36000 | 0.0064491 | 0.18702 | 0.21951 | 0.18 | 2.1111 |  |  |  | 0.37405 |  |  | 0.021605 |  |  |  | 0.033249 |  | 0.054854 | 50000 | 0.19347 |  |  | 0.37405 |  |  | 2013 | 2013 | Office-Enclosed-whole-small
2013 |  | Office - Open Plan (Including Other)-whole-small |  | 0.852 | [5 empty] | 67.6224 | [6 empty] | 5.0538 | [20 empty] | x | 2013 | Office - Open Plan (Including Other)-whole-small
2013 | Office - Open Plan (Including Other)535-whole-Small |  | 27 | 0.82 | 535 | F32T8 - Bi-Pin Base | Linear Dir/Indir | 32 | 2 | 26.5799 | 58 | 36000 | 0.0071657 | 0.41561 | 0.4878 | 0.4 | 2.705 |  |  |  | 0.66498 |  |  | 0.04801 |  |  |  | 0.073887 |  | 0.1219 | 50000 | 0.26198 |  |  | 0.41561 |  |  | 2013 | 2013 | Office - Open Plan (Including Other)-whole-small | 2007 encl
2013 | Office - Open Plan (Including Other)539-whole-Small |  | 27 |  | 539 | F15T8 - Bi-Pin Base | Task | 15 | 1 | 31.7395 | 17 | 7500 | 0.017113 | 0.29093 | 0.34146 | 0.28 | 0.70678 |  |  |  | 0.49629 |  |  | 0.066742 |  |  |  | 0.079577 |  | 0.14632 | 50000 | 0.21563 |  |  | 0.79577 |  |  | 2013 | 2013 | Office - Open Plan (Including Other)-whole-small | 2010 encl
2013 | Office - Open Plan (Including Other)0-whole-small |  | 27 |  | 0 | 0 | NA | 0 | 0 | 0 | 0 | 0 | 0 | 0 | 0 | 0 | 0 |  |  |  | 0 |  |  | 0 |  |  |  | 0 |  | 0 | 0 | 0 |  |  | 0 |  |  | 2013 | 2013 | Office - Open Plan (Including Other)-whole-small
2013 | Office - Open Plan (Including Other)537-1-whole-Small |  | 27 |  | 537-1 | F32T8 - Bi-Pin Base | Linear WW Open | 32 | 1 | 9.303 | 29 | 36000 | 0.005016 | 0.14546 | 0.17073 | 0.14 | 1.642 |  |  |  | 0.29093 |  |  | 0.016804 |  |  |  | 0.02586 |  | 0.042664 | 50000 | 0.15048 |  |  | 0.29093 |  |  | 2013 | 2013 | Office - Open Plan (Including Other)-whole-small
2013 |  | Office-Enclosed-whole-large |  | 0.8508 | [5 empty] | 58.7624 | [6 empty] | 3.4168 | [20 empty] | x | 2013 | Office-Enclosed-whole-large
2013 | Office-Enclosed531-whole-Large |  | 25 | 0.82 | 531 | F32T8 - Bi-Pin Base | Linear Direct w/louver | 32 | 2 | 31.977 | 58 | 36000 | 0.0086207 | 0.5 |  |  | 1.0448 |  |  |  | 0.7545 |  |  | 0.057759 |  |  |  | 0.08889 |  | 0.14665 | 50000 | 0.31517 |  |  | 0.5 |  |  | 2013 | 2013 | Office-Enclosed-whole-large
2013 | Office-Enclosed539-whole-Large |  | 25 |  | 539 | F15T8 - Bi-Pin Base | Task | 15 | 1 | 15.2737 | 17 | 7500 | 0.0082353 | 0.14 |  |  | 0.34012 |  |  |  | 0.23882 |  |  | 0.032118 |  |  |  | 0.038294 |  | 0.070412 | 50000 | 0.10376 |  |  | 0.38294 |  |  | 2013 | 2013 | Office-Enclosed-whole-large
2013 | Office-Enclosed0-whole-Large |  | 25 |  | 0 | 0 | NA | 0 | 0 | 0 | 0 | 0 | 0 | 0 |  |  | 0 |  |  |  | 0 |  |  | 0 |  |  |  | 0 |  | 0 | 0 | 0 |  |  | 0 |  |  | 2013 | 2013 | Office-Enclosed-whole-large
2013 | Office-Enclosed537-1-whole-Large |  | 25 |  | 537-1 | F32T8 - Bi-Pin Base | Linear WW Open | 32 | 1 | 11.5117 | 29 | 36000 | 0.0062069 | 0.18 |  |  | 2.0318 |  |  |  | 0.36 |  |  | 0.020793 |  |  |  | 0.032 |  | 0.052794 | 50000 | 0.18621 |  |  | 0.36 |  |  | 2013 | 2013 | Office-Enclosed-whole-large
2013 |  | Office - Open Plan (Including Other)-whole |  | 0.8508 | [5 empty] | 65.0826 | [6 empty] | 4.864 | [20 empty] | x | 2013 | Office - Open Plan (Including Other)-whole
2013 | Office - Open Plan (Including Other)535-whole-Large |  | 27 | 0.82 | 535 | F32T8 - Bi-Pin Base | Linear Dir/Indir | 32 | 2 | 25.5816 | 58 | 36000 | 0.0068966 | 0.4 |  |  | 2.6034 |  |  |  | 0.64 |  |  | 0.046207 |  |  |  | 0.071112 |  | 0.11732 | 50000 | 0.25214 |  |  | 0.4 |  |  | 2013 | 2013 | Office - Open Plan (Including Other)-whole | 2007 encl
2013 | Office - Open Plan (Including Other)539-whole-Large |  | 27 |  | 539 | F15T8 - Bi-Pin Base | Task | 15 | 1 | 30.5474 | 17 | 7500 | 0.016471 | 0.28 |  |  | 0.68024 |  |  |  | 0.47765 |  |  | 0.064235 |  |  |  | 0.076588 |  | 0.14082 | 50000 | 0.20753 |  |  | 0.76588 |  |  | 2013 | 2013 | Office - Open Plan (Including Other)-whole | 2010 encl
2013 | Office - Open Plan (Including Other)0-whole-Large |  | 27 |  | 0 | 0 | NA | 0 | 0 | 0 | 0 | 0 | 0 | 0 |  |  | 0 |  |  |  | 0 |  |  | 0 |  |  |  | 0 |  | 0 | 0 | 0 |  |  | 0 |  |  | 2013 | 2013 | Office - Open Plan (Including Other)-whole
2013 | Office - Open Plan (Including Other)537-1-whole-Large |  | 27 |  | 537-1 | F32T8 - Bi-Pin Base | Linear WW Open | 32 | 1 | 8.9536 | 29 | 36000 | 0.0048276 | 0.14 |  |  | 1.5803 |  |  |  | 0.28 |  |  | 0.016172 |  |  |  | 0.024889 |  | 0.041062 | 50000 | 0.14483 |  |  | 0.28 |  |  | 2013 | 2013 | Office - Open Plan (Including Other)-whole
2013 |  | Restrooms |  | 0.98 | [5 empty] | 52.087 | [6 empty] | 8.9977 | [20 empty] | x | 2013 | Restrooms
2013 | Restrooms604 |  | 12 | 0.98 | 604 | F32T8 - Bi-Pin Base | Wall Mounted Linear Direct/Indirect | 32 | 1 | 18.5467 | 29 | 36000 | 0.01 | 0.29 |  |  | 3.5235 |  |  |  | 0.2842 |  |  | 0.0335 |  |  |  | 0.051556 |  | 0.085056 | 50000 | 0.3 |  |  | 0.58 |  |  | 2013 | 2013 | Restrooms
2013 | Restrooms520 |  | 12 |  | 520 | Triple Biax - 4 Pin | Downlight - lensed | 32 | 1 | 17.5518 | 36 | 17000 | 0.012222 | 0.44 |  |  | 2.1694 |  |  |  | 0.70889 |  |  | 0.21389 |  |  |  | 0.070889 |  | 0.28478 | 50000 | 0.30556 |  |  | 0 |  |  | 2013 | 2013 | Restrooms
2013 | Restrooms0 |  | 12 |  | 0 | 0 | NA | 0 | 0 | 0 | 0 | 0 | 0 | 0 |  |  | 0 |  |  |  | 0 |  |  | 0 |  |  |  | 0 |  | 0 | 0 | 0 |  |  | 0 |  |  | 2013 | 2013 | Restrooms
2013 | Restrooms534-2 |  | 12 |  | 534-2 | F32T8 - Bi-Pin Base | Linear Wall Cove | 32 | 1 | 15.9885 | 29 | 36000 | 0.0086207 | 0.25 |  |  | 3.3047 |  |  |  | 0.4705 |  |  | 0.028879 |  |  |  | 0.044445 |  | 0.073324 | 50000 | 0.25862 |  |  | 0.5 |  |  | 2013 | 2013 | Restrooms
2013 |  | Retail - Sales Area |  | 1.44 | [5 empty] | 51.2946 | [6 empty] | 9.021 | [20 empty] | x | 2013 | Retail - Sales Area
2013 | Retail - Sales Area530 |  | 97 | 1.44 | 530 | F32T8 - Bi-Pin Base | Linear Direct lensed (Acrylic 12 Lens) | 32 | 2 | 21.1274 | 58 | 36000 | 0.0067241 | 0.39 | 0.32 | 0.42 | 0.6704 |  |  |  | 0.624 |  |  | 0.045052 |  |  |  | 0.069334 |  | 0.11439 | 50000 | 0.24583 |  |  | 0.39 |  |  | 2013 | 2013 | Retail - Sales Area
2013 | Retail - Sales Area541 |  | 97 |  | 541 | PAR30L | Downlight open - flood | 39 | 1 | 19.9346 | 44 | 13000 | 0.020227 | 0.89 | 0.6 | 0.9 | 6.5445 |  |  |  | 1.1732 |  |  | 1.3502 |  |  |  | 0.31352 |  | 1.6637 | 50000 | 2.4253 |  |  | 1.1732 |  |  | 2013 | 2013 | Retail - Sales Area
2013 | Retail - Sales Area0 |  | 97 |  | 0 | 0 | NA | 0 | 0 | 0 | 0 | 0 | 0 | 0 | 0 | 0 | 0 |  |  |  | 0 |  |  | 0 |  |  |  | 0 |  | 0 | 0 | 0 |  |  | 0 |  |  | 2013 | 2013 | Retail - Sales Area
2013 | Retail - Sales Area537-1 |  | 97 |  | 537-1 | F32T8 - Bi-Pin Base | Linear WW Open | 32 | 1 | 10.2326 | 29 | 36000 | 0.0055172 | 0.16 | 0.083333 | 0.12 | 1.8061 |  |  |  | 0.32 |  |  | 0.018483 |  |  |  | 0.028445 |  | 0.046928 | 50000 | 0.16552 |  |  | 0.32 |  |  | 2013 | 2013 | Retail - Sales Area
2013 |  | Stairway |  | 0.69 | [5 empty] | 40.5092 | [6 empty] | 5.6385 | [20 empty] | x | 2013 | Stairway
2013 | Stairway530 |  | 11 | 0.69 | 530 | F32T8 - Bi-Pin Base | Linear Direct lensed (Acrylic 12 Lens) | 32 | 2 | 20.0439 | 58 | 36000 | 0.0063793 | 0.37 |  |  | 0.63602 |  |  |  | 0.592 |  |  | 0.042741 |  |  |  | 0.065779 |  | 0.10852 | 50000 | 0.23323 |  |  | 0.37 |  |  | 2013 | 2013 | Stairway
2013 | Stairway602 |  | 11 |  | 602 | F32T8 - Bi-Pin Base | Wall Mounted Linear Indirect | 32 | 1 | 20.4653 | 29 | 36000 | 0.011034 | 0.32 |  |  | 5.0025 |  |  |  | 0.3136 |  |  | 0.036966 |  |  |  | 0.05689 |  | 0.093855 | 50000 | 0.33103 |  |  | 0.64 |  |  | 2013 | 2013 | Stairway
2013 | Stairway0 |  | 11 |  | 0 | 0 | NA | 0 | 0 | 0 | 0 | 0 | 0 | 0 |  |  | 0 |  |  |  | 0 |  |  | 0 |  |  |  | 0 |  | 0 | 0 | 0 |  |  | 0 |  |  | 2013 | 2013 | Stairway
2013 | Stairway0 |  | 11 |  | 0 | 0 | NA | 0 | 0 | 0 | 0 | 0 | 0 | 9.9928e-08 |  |  | 0 |  |  |  | 0 |  |  | 0 |  |  |  | 0 |  | 0 | 0 | 0 |  |  | 0 |  |  | 2013 | 2013 | Stairway
2013 |  | Storage |  | 0.63 |  |  | 20 |  |  | 40.291 | [6 empty] | 1.0286 | [20 empty] | x | 2013 | Storage
2013 | Storage538 |  | 41 | 0.63 | 538 | F32T8 - Bi-Pin Base | Fluorescent Industrial | 32 | 2 | 40.291 | 58 | 36000 | 0.010862 | 0.63 |  |  | 1.0286 |  |  |  | 0.882 |  |  | 0.072776 |  |  |  | 0.112 |  | 0.18478 | 50000 | 0.39712 |  |  | 0.63 |  |  | 2013 | 2013 | Storage
2013 | Storage0 |  | 41 |  | 0 | 0 | NA | 0 | 0 | 0 | 0 | 0 | 0 | 0 |  |  | 0 |  |  |  | 0 |  |  | 0 |  |  |  | 0 |  | 0 | 0 | 0 |  |  | 0 |  |  | 2013 | 2013 | Storage
2013 | Storage0 |  | 41 |  | 0 | 0 | NA | 0 | 0 | 0 | 0 | 0 | 0 | 0 |  |  | 0 |  |  |  | 0 |  |  | 0 |  |  |  | 0 |  | 0 | 0 | 0 |  |  | 0 |  |  | 2013 | 2013 | Storage
2013 | Storage0 |  | 41 |  | 0 | 0 | NA | 0 | 0 | 0 | 0 | 0 | 0 | 9.9297e-08 |  |  | 0 |  |  |  | 0 |  |  | 0 |  |  |  | 0 |  | 0 | 0 | 0 |  |  | 0 |  |  | 2013 | 2013 | Storage
|  | 1 FL linear fluorescent, CF compact fluorescent, MH metal halide | [35 empty] | x | x | x
|  | Interior Lighting Costs by Space Type, 90.1-2016 | [35 empty] | x | x | x
|  | Space Type Lighting Descriptions and Cost Parameters | [18 empty] | New Construction Cost |  |  | Lamp Replacement Cost | [6 empty] | Ballast Replacement Cost | [6 empty] | x | x | x
| 90.1-2016 Lookup Values | 90.1-2016 Space Types | Model Number | Lighting Power Allowance, LPD, W/ft2 | Fixtures - ID Number | Fixture type | Lamp Type | Lamp Wattage | Number of Lamps | Net Est. Fixture Lum/ft2 | Fixture Watts | Lamp Life, Hours | Quantity of Fixtures/ft2 | Fixture Watts/ft2 |  |  | Fixture + Lamp Cost, $/ft2 | not used | not used | not used | Labor Cost $/ft2 |  |  | Lamp Cost, $/ft2 | Labor Crew Type |  |  | Labor Cost/ft2 | Overhead and Profit, $/ft2 | Total $/ft2 | Ballast Life Hours | Ballast Cost, $/ft2 | Not Used | Not Used | Labor Cost/ft2 |  |  | x | x | x
| Classroom/Lecture/Training | Classroom/Lecture/Training |  | 0.92 |  |  | 47.15 |  |  | 73.2305 | [6 empty] | 8.7319 | [13 empty] | 0 | 0 |  |  | 0 |  |  | x | 2016 | Classroom/Lecture/Training
2016 | Classroom/Lecture/Training735 |  | 3.1 | 0.95 | 735 | LED | Linear Dir/Ind | 1 | 57 | 59.722 | 57 | 50000 | 0.012233 | 0.69726 | 0.75789 | 0.72 | 6.4291 |  |  |  | 0.34765 |  |  | 0.0069726 |  |  |  | 0.007095 |  | 0.014068 | 50000 | 3.2111 |  |  | 0.34765 |  |  | 2016 | 2016 | Classroom/Lecture/Training
2016 | Classroom/Lecture/Training701 |  | 3.1 |  | 701 | LED | Downlight open | 1 | 12 | 4.0289 | 12 | 50000 | 0.0056491 | 0.067789 | 0.073684 | 0.07 | 0.71247 |  |  |  | 0.32765 |  |  | 0.00067789 |  |  |  | 0.0032765 |  | 0.0039544 | 50000 | 0.35589 |  |  | 0.32765 |  |  | 2016 | 2016 | Classroom/Lecture/Training
2016 | Classroom/Lecture/Training0 |  | 3.1 |  | 0 | 0 | NA | 0 | 0 | 0 | 0 | 0 | 0 | 0 | 0 | 0 | 0 |  |  |  | 0 |  |  | 0 |  |  |  | 0 |  | 0 | 0 | 0 |  |  | 0 |  |  | 2016 | 2016 | Classroom/Lecture/Training
2016 | Classroom/Lecture/Training703 |  | 3.1 |  | 703 | LED | Linear WW Open | 1 | 75 | 9.4797 | 75 | 50000 | 0.002066 | 0.15495 | 0.16842 | 0.16 | 1.5903 |  |  |  | 0.058715 |  |  | 0.0015495 |  |  |  | 0.0011983 |  | 0.0027477 | 50000 | 0.79436 |  |  | 0.058715 |  |  | 2016 | 2016 | Classroom/Lecture/Training
|  | Conference/Meeting/Multipurpose |  | 1.07 | [5 empty] | 53.3201 | [6 empty] | 7.23 | [20 empty] | x | 2016 | Conference/Meeting/Multipurpose
2016 | Conference/Meeting/Multipurpose731 |  | 31 | 1.08 | 731 | LED | Narrow Linear | 1 | 40 | 34.2899 | 40 | 50000 | 0.011146 | 0.44583 | 0.41667 | 0.45 | 4.2622 |  |  |  | 0.31676 |  |  | 0.0044583 |  |  |  | 0.0064646 |  | 0.010923 | 50000 | 2.1289 |  |  | 0.31676 |  |  | 2016 | 2016 | Conference/Meeting/Multipurpose
2016 | Conference/Meeting/Multipurpose511 |  | 31 |  | 511 | PAR30L | Downlight open - flood | 60 | 1 | 2.578 | 60 | 4200 | 0.0072654 | 0.43593 | 0.40741 | 0.44 | 0.42474 |  |  |  | 0.4214 |  |  | 0.15533 |  |  |  | 0.021142 |  | 0.17648 | 0 | 0 |  |  | 0 |  |  | 2016 | 2016 | Conference/Meeting/Multipurpose
2016 | Conference/Meeting/Multipurpose0 |  | 31 |  | 0 | 0 | NA | 0 | 0 | 0 | 0 | 0 | 0 | 0 | 0 | 0 | 0 |  |  |  | 0 |  |  | 0 |  |  |  | 0 |  | 0 | 0 | 0 |  |  | 0 |  |  | 2016 | 2016 | Conference/Meeting/Multipurpose
2016 | Conference/Meeting/Multipurpose727-1 |  | 31 |  | 727-1 | LED | WW Open | 1 | 20 | 16.4522 | 20 | 50000 | 0.009412 | 0.18824 | 0.17593 | 0.19 | 2.5431 |  |  |  | 0.5459 |  |  | 0.0018824 |  |  |  | 0.005459 |  | 0.0073414 | 50000 | 1.2706 |  |  | 0.5459 |  |  | 2016 | 2016 | Conference/Meeting/Multipurpose
Input |  | Corridor/Transition |  | 0.66 | [5 empty] | 39.7146 | [6 empty] | #N/A | [20 empty] | x | 2016 | Corridor/Transition
2016 | Corridor/Transition701 |  | 2 | 0.66 | 701 | LED | Downlight open | 1 | 12 | 22.5842 | 12 | 50000 | 0.031667 | 0.38 |  |  | 3.9938 |  |  |  | 1.8367 |  |  | 0.0038 |  |  |  | 0.018367 |  | 0.022167 | 50000 | 1.995 |  |  | 1.8367 |  |  | 2016 | 2016 | Corridor/Transition
2016 | Corridor/Transition0 |  | 2 |  | 0 | 0 | NA | 0 | 0 | 0 | 0 | 0 | 0 | 0 |  |  | 0 |  |  |  | 0 |  |  | 0 |  |  |  | 0 |  | 0 | 0 | 0 |  |  | 0 |  |  | 2016 | 2016 | Corridor/Transition
2016 | Corridor/Transition0 |  | 2 |  | 0 | 0 | NA | 0 | 0 | 0 | 0 | 0 | 0 | 0 |  |  | 0 |  |  |  | 0 |  |  | 0 |  |  |  | 0 |  | 0 | 0 | 0 |  |  | 0 |  |  | 2016 | 2016 | Corridor/Transition
2016 | Corridor/Transition703 |  | 2 |  | 703 | LED | Linear WW Open | 1 | 75 | 17.1304 | 75 | 50000 | 0.0037333 | 0.28 |  |  | 2.8737 |  |  |  | 0.1061 |  |  | 0.0028 |  |  |  | 0.0021653 |  | 0.0049653 | 50000 | 1.4355 |  |  | 0.1061 |  |  | 2016 | 2016 | Corridor/Transition
Input |  | Dining Area |  | 0.63 | [5 empty] | 39.1119 | [6 empty] | #N/A | [20 empty] | x | 2016 | Dining Area
2016 | Dining Area731 |  | 6 | 0.63 | 731 | LED | Narrow Linear | 1 | 40 | 12.3059 | 40 | 50000 | 0.004 | 0.16 |  |  | 1.5296 |  |  |  | 0.11368 |  |  | 0.0016 |  |  |  | 0.00232 |  | 0.00392 | 50000 | 0.764 |  |  | 0.11368 |  |  | 2016 | 2016 | Dining Area
2016 | Dining Area522 |  | 6 |  | 522 | LED | Downlight open | 1 | 18 | 8.2593 | 18 | 50000 | 0.01 | 0.18 |  |  | 1.5518 |  |  |  | 0.58 |  |  | 0.0018 |  |  |  | 0.0058 |  | 0.0076 | 0 | 0.0001 |  |  | 0 |  |  | 2016 | 2016 | Dining Area
2016 | Dining Area0 |  | 6 |  | 0 | 0 | NA | 0 | 0 | 0 | 0 | 0 | 0 | 0 |  |  | 0 |  |  |  | 0 |  |  | 0 |  |  |  | 0 |  | 0 | 0 | 0 |  |  | 0 |  |  | 2016 | 2016 | Dining Area
2016 | Dining Area537-1 |  | 6 |  | 537-1 | F32T8 - Bi-Pin Base | Linear WW Open | 32 | 1 | 18.5467 | 29 | 36000 | 0.01 | 0.29 |  |  | 3.2735 |  |  |  | 0.58 |  |  | 0.0335 |  |  |  | 0.051556 |  | 0.085056 | 50000 | 0.3 |  |  | 0.58 |  |  | 2016 | 2016 | Dining Area
2016 |  | Dwelling-Unit |  | 0.2905 |  |  | "other lamps" not included |  |  | 9.4849 |  |  | 0.015759 |  |  | 18.4337 | 0.028693 | [20 empty] | x | 2013 | Dwelling-Unit
2016 | Dwelling-Unit301 |  | 6 | 0.2905 | 301 | A19 | Inc residential screw in lamp | 60 | 1 | 0.71862 | 60 | 1000 | 0.001519 | 0.091137 | 0.096386 | 5.7831 | 0.0013519 |  |  |  | 0 |  |  | 0.0013519 |  |  |  | 0 |  | 0.0013519 | 0 | 0 |  |  | 0 |  |  | 2013 | 2013 | Dwelling-Unit
2016 | Dwelling-Unit302 |  | 6 |  | 302 | A19 | CFL residential screw in lamp | 14 | 1 | 8.7663 | 14 | 10000 | 0.01424 | 0.19936 | 0.90361 | 12.6506 | 0.027341 |  |  |  | 0 |  |  | 0.027341 |  |  |  | 0 |  | 0.027341 | 0 | 0 |  |  | 0 |  |  | 2013 | 2013 | Dwelling-Unit
2016 | Dwelling-Unit303 |  | 6 |  | 303 | A19 | LEC residential screw in lamp | 9 | 1 | 0 | 9 | 15000 | 0 | 0 | 0 | 0 | 0 |  |  |  | 0 |  |  | 0 |  |  |  | 0 |  | 0 | 0 | 0 |  |  | 0 |  |  | 2013 | 2013 | Dwelling-Unit
2016 | Dwelling-Unit0 |  | 6 |  | 0 | 0 | NA | 0 | 0 | 0 | 0 | 0 | 0 | 0 | 0 | 0 | 0 |  |  |  | 0 |  |  | 0 |  |  |  | 0 |  | 0 | 0 | 0 |  |  | 0 |  |  | 2013 | 2013 | Dwelling-Unit
Input |  | Electrical/Mechanical |  | 0.43 | [5 empty] | 35.0037 | [6 empty] | #N/A | [20 empty] | x | 2016 | Electrical/Mechanical
2016 | Electrical/Mechanical738 |  | 4 | 0.43 | 738 | LED | Linear Industrial | 1 | 38 | 23.1173 | 38 | 50000 | 0.0060526 | 0.23 |  |  | 1.5155 |  |  |  | 0.17202 |  |  | 0.0023 |  |  |  | 0.0035105 |  | 0.0058105 | 50000 | 0.75658 |  |  | 0.17202 |  |  | 2016 | 2016 | Electrical/Mechanical
2016 | Electrical/Mechanical739 |  | 4 |  | 739 | LED | Task | 1 | 10 | 11.8864 | 10 | 50000 | 0.02 | 0.2 |  |  | 2.562 |  |  |  | 0.5684 |  |  | 0.002 |  |  |  | 0.0116 |  | 0.0136 | 50000 | 1.28 |  |  | 0.5684 |  |  | 2016 | 2016 | Electrical/Mechanical
2016 | Electrical/Mechanical0 |  | 4 |  | 0 | 0 | NA | 0 | 0 | 0 | 0 | 0 | 0 | 0 |  |  | 0 |  |  |  | 0 |  |  | 0 |  |  |  | 0 |  | 0 | 0 | 0 |  |  | 0 |  |  | 2016 | 2016 | Electrical/Mechanical
2016 | Electrical/Mechanical0 |  | 4 |  | 0 | 0 | NA | 0 | 0 | 0 | 0 | 0 | 0 | 0 |  |  | 0 |  |  |  | 0 |  |  | 0 |  |  |  | 0 |  | 0 | 0 | 0 |  |  | 0 |  |  | 2016 | 2016 | Electrical/Mechanical
2016 |  | Food Preparation |  | 1.06 | [5 empty] | 89.8647 | [6 empty] | 5.0343 | [20 empty] | x | 2016 | Food Preparation
2016 | Food Preparation730 |  | 8 | 1.06 | 730 | LED | Linear Direct Lensed | 1 | 40 | 89.8647 | 40.3 | 50000 | 0.026303 | 1.06 |  |  | 5.0343 |  |  |  | 2.3021 |  |  | 0.010521 |  |  |  | 0.015256 |  | 0.025777 | 50000 | 2.5119 |  |  | 2.3021 |  |  | 2016 | 2016 | Food Preparation
2016 | Food Preparation0 |  | 8 |  | 0 | 0 | NA | 0 | 0 | 0 | 0 | 0 | 0 | 0 |  |  | 0 |  |  |  | 0 |  |  | 0 |  |  |  | 0 |  | 0 | 0 | 0 |  |  | 0 |  |  | 2016 | 2016 | Food Preparation
2016 | Food Preparation0 |  | 8 |  | 0 | 0 | NA | 0 | 0 | 0 | 0 | 0 | 0 | 0 |  |  | 0 |  |  |  | 0 |  |  | 0 |  |  |  | 0 |  | 0 | 0 | 0 |  |  | 0 |  |  | 2016 | 2016 | Food Preparation
2016 | Food Preparation0 |  | 8 |  | 0 | 0 | NA | 0 | 0 | 0 | 0 | 0 | 0 | 0 |  |  | 0 |  |  |  | 0 |  |  | 0 |  |  |  | 0 |  | 0 | 0 | 0 |  |  | 0 |  |  | 2016 | 2016 | Food Preparation
2016 |  | Gymnasium/Fitness-Fitness Area |  | 0.5 | [5 empty] | 42.826 | [6 empty] | #N/A | [20 empty] | x | 2016 | Gymnasium/Fitness-Fitness Area
2016 | Gymnasium/Fitness-Fitness Area735 |  | 126 | 0.5 | 735 | LED | Linear Dir/Ind | 1 | 57 | 42.826 | 57 | 50000 | 0.0087719 | 0.5 |  |  | 4.6103 |  |  |  | 0.2493 |  |  | 0.005 |  |  |  | 0.0050877 |  | 0.010088 | 50000 | 2.3026 |  |  | 0.2493 |  |  | 2016 | 2016 | Gymnasium/Fitness-Fitness Area
2016 | Gymnasium/Fitness-Fitness Area0 |  | 126 |  | 0 | 0 | NA | 0 | 0 | 0 | 0 | 0 | 0 | 0 |  |  | 0 |  |  |  | 0 |  |  | 0 |  |  |  | 0 |  | 0 | 0 | 0 |  |  | 0 |  |  | 2016 | 2016 | Gymnasium/Fitness-Fitness Area
2016 | Gymnasium/Fitness-Fitness Area0 |  | 126 |  | 0 | 0 | NA | 0 | 0 | 0 | 0 | 0 | 0 | 0 |  |  | 0 |  |  |  | 0 |  |  | 0 |  |  |  | 0 |  | 0 | 0 | 0 |  |  | 0 |  |  | 2016 | 2016 | Gymnasium/Fitness-Fitness Area
2016 | Gymnasium/Fitness-Fitness Area0 |  | 126 |  | 0 | 0 | NA | 0 | 0 | 0 | 0 | 0 | 0 | 0 |  |  | 0 |  |  |  | 0 |  |  | 0 |  |  |  | 0 |  | 0 | 0 | 0 |  |  | 0 |  |  | 2016 | 2016 | Gymnasium/Fitness-Fitness Area
2016 |  | Highway Lodging Guest Rooms |  | 0.77 | [5 empty] | 19.2285 | [6 empty] | 2.4407 | [20 empty] | x | 2016 | Highway Lodging Guest Rooms
2016 | Highway Lodging Guest Rooms524 |  | 75.01 | 0.76 | 524 | Double Biax - 4 Pin | indirect Wall Scounce | 18 | 2 | 14.2697 | 39 | 10000 | 0.017665 | 0.68895 | 0.89474 | 0.68 | 2.1387 |  |  |  | 1.0246 |  |  | 0.55469 |  |  |  | 0.10246 |  | 0.65715 | 50000 | 0 |  |  | 0 |  |  | 2016 | 2016 | Highway Lodging Guest Rooms
2016 | Highway Lodging Guest Rooms720 |  | 75.01 |  | 720 | LED | Downlight Lensed | 1 | 22 | 4.9588 | 22 | 50000 | 0.0036842 | 0.081053 | 0.10526 | 0.08 | 0.30199 |  |  |  | 0.21368 |  |  | 0.00081053 |  |  |  | 0.0021368 |  | 0.0029474 | 50000 | 0.15059 |  |  | 0.21368 |  |  | 2016 | 2016 | Highway Lodging Guest Rooms
2016 | Highway Lodging Guest Rooms0 |  | 75.01 |  | 0 | 0 | NA | 0 | 0 | 0 | 0 | 0 | 0 | 0 | 0 | 0 | 0 |  |  |  | 0 |  |  | 0 |  |  |  | 0 |  | 0 | 0 | 0 |  |  | 0 |  |  | 2016 | 2016 | Highway Lodging Guest Rooms
2016 | Highway Lodging Guest Rooms0 |  | 75.01 |  | 0 | 0 | NA | 0 | 0 | 0 | 0 | 0 | 0 | 0 | 0 | 0 | 0 |  |  |  | 0 |  |  | 0 |  |  |  | 0 |  | 0 | 0 | 0 |  |  | 0 |  |  | 2016 | 2016 | Highway Lodging Guest Rooms
2016 |  | Laundry-Washing |  | 0.43 | [5 empty] | 36.4545 | [6 empty] | #N/A | [20 empty] | x | 2016 | Laundry-Washing
2016 | Laundry-washing730 |  | 82 | 0.43 | 730 | LED | Linear Direct Lensed | 1 | 40 | 36.4545 | 40.3 | 50000 | 0.01067 | 0.43 |  |  | 2.0422 |  |  |  | 0.93386 |  |  | 0.004268 |  |  |  | 0.0061886 |  | 0.010457 | 50000 | 1.019 |  |  | 0.93386 |  |  | 2016 | 2016 | Laundry-Washing
2016 | Laundry-washing0 |  | 82 |  | 0 | 0 | NA | 0 | 0 | 0 | 0 | 0 | 0 | 0 |  |  | 0 |  |  |  | 0 |  |  | 0 |  |  |  | 0 |  | 0 | 0 | 0 |  |  | 0 |  |  | 2016 | 2016 | Laundry-Washing
2016 | Laundry-washing0 |  | 82 |  | 0 | 0 | NA | 0 | 0 | 0 | 0 | 0 | 0 | 0 |  |  | 0 |  |  |  | 0 |  |  | 0 |  |  |  | 0 |  | 0 | 0 | 0 |  |  | 0 |  |  | 2016 | 2016 | Laundry-Washing
2016 | Laundry-washing0 |  | 82 |  | 0 | 0 | NA | 0 | 0 | 0 | 0 | 0 | 0 | 1.0077e-07 |  |  | 0 |  |  |  | 0 |  |  | 0 |  |  |  | 0 |  | 0 | 0 | 0 |  |  | 0 |  |  | 2016 | 2016 | Laundry-Washing
2016 |  | Library |  | 0.82 | [5 empty] | 61.9717 | [6 empty] | 5.7056 | [20 empty] | x | 2016 | Library
2016 | Library535 |  | 19 | 0.85 | 735 | LED | Linear Dir/Ind | 1 | 57 | 41.3145 | 57 | 50000 | 0.0084623 | 0.48235 | 0.58824 | 0.5 | 4.4475 |  |  |  | 0.2405 |  |  | 0.0048235 |  |  |  | 0.0049082 |  | 0.0097317 | 50000 | 2.2214 |  |  | 0.2405 |  |  | 2016 | 2016 | Library
2016 | Library720 |  | 19 |  | 720 | LED | Downlight Lensed | 1 | 22 | 20.6572 | 22 | 50000 | 0.015348 | 0.33765 | 0.41176 | 0.35 | 1.258 |  |  |  | 0.89016 |  |  | 0.0033765 |  |  |  | 0.0089016 |  | 0.012278 | 50000 | 0.62733 |  |  | 0.89016 |  |  | 2016 | 2016 | Library
2016 | Library0 |  | 19 |  | 0 | 0 | NA | 0 | 0 | 0 | 0 | 0 | 0 | 0 | 0 | 0 | 0 |  |  |  | 0 |  |  | 0 |  |  |  | 0 |  | 0 | 0 | 0 |  |  | 0 |  |  | 2016 | 2016 | Library
2016 | Library0 |  | 19 |  | 0 | 0 | NA | 0 | 0 | 0 | 0 | 0 | 0 | 0 | 0 | 0 | 0 |  |  |  | 0 |  |  | 0 |  |  |  | 0 |  | 0 | 0 | 0 |  |  | 0 |  |  | 2016 | 2016 | Library
2016 |  | Lounge/Recreation - Break room |  | 0.62 | [5 empty] | 31.4994 | [6 empty] | #N/A | [20 empty] | x | 2016 | Lounge/Recreation - Break room
2016 | Lounge/Recreation - Breakroom521 |  | 9 | 0.73 | 521 | Triple Biax - 4 Pin | Downlight open | 32 | 1 | 21.4073 | 36 | 17000 | 0.010381 | 0.3737 | 0.60274 | 0.44 | 2.1436 |  |  |  | 0.60207 |  |  | 0.18166 |  |  |  | 0.060207 |  | 0.24187 | 50000 | 0.25951 |  |  | 0.30104 |  |  | 2016 | 2016 | Lounge/Recreation - Break room
2016 | Lounge/Recreation - Breakroom0 |  | 9 |  | 0 | 0 | NA | 0 | 0 | 0 | 0 | 0 | 0 | 0 | 0 | 0 | 0 |  |  |  | 0 |  |  | 0 |  |  |  | 0 |  | 0 | 0 | 0 |  |  | 0 |  |  | 2016 | 2016 | Lounge/Recreation - Break room
2016 | Lounge/Recreation - Breakroom0 |  | 9 |  | 0 | 0 | NA | 0 | 0 | 0 | 0 | 0 | 0 | 0 | 0 | 0 | 0 |  |  |  | 0 |  |  | 0 |  |  |  | 0 |  | 0 | 0 | 0 |  |  | 0 |  |  | 2016 | 2016 | Lounge/Recreation - Break room
2016 | Lounge/Recreation - Breakroom527-2 |  | 9 |  | 527-2 | Triple Biax - 4 Pin | WW Open | 42 | 1 | 10.0921 | 46 | 17000 | 0.0053544 | 0.2463 | 0.39726 | 0.29 | 2.455 |  |  |  | 0.31055 |  |  | 0.093702 |  |  |  | 0.015581 |  | 0.10928 | 50000 | 0 |  |  | 0 |  |  | 2016 | 2016 | Lounge/Recreation - Break room
2016 |  | Lobby |  | 1 | [5 empty] | 30.7405 | [6 empty] | 7.9067 | [20 empty] | x | 2016 | Lobby
2016 | Lobby523 |  | 20.1 | 0.86 | 523 | Triple Biax - 4 Pin | indirect Pendant | 26 | 2 | 15.0017 | 56 | 17000 | 0.012857 | 0.72 | 0.38372 | 0.33 | 4.7571 |  |  |  | 0.74571 |  |  | 0.45 |  |  |  | 0.037414 |  | 0.48741 | 50000 | 0 |  |  | 0 |  |  | 2016 | 2016 | Lobby
2016 | Lobby522 |  | 20.1 |  | 522 | LED | Downlight open | 1 | 18 | 5.5062 | 18 | 50000 | 0.0066667 | 0.12 | 0.27907 | 0.24 | 1.0345 |  |  |  | 0.38667 |  |  | 0.0012 |  |  |  | 0.0038667 |  | 0.0050667 | 0 | 6.6667e-05 |  |  | 0 |  |  | 2016 | 2016 | Lobby
2016 | Lobby0 |  | 20.1 |  | 0 | 0 | NA | 0 | 0 | 0 | 0 | 0 | 0 | 0 | 0 | 0 | 0 |  |  |  | 0 |  |  | 0 |  |  |  | 0 |  | 0 | 0 | 0 |  |  | 0 |  |  | 2016 | 2016 | Lobby
2016 | Lobby534-2 |  | 20.1 |  | 534-2 | F32T8 - Bi-Pin Base | Linear Wall Cove | 32 | 1 | 10.2326 | 29 | 36000 | 0.0055172 | 0.16 | 0.33721 | 0.29 | 2.115 |  |  |  | 0.30112 |  |  | 0.018483 |  |  |  | 0.028445 |  | 0.046928 | 50000 | 0.16552 |  |  | 0.32 |  |  | 2016 | 2016 | Lobby
2016 |  | Lobby - Hotel |  | 1.06 | [5 empty] | 21.3712 | [6 empty] | 0 | [20 empty] | x | 2016 | Lobby - Hotel
2016 | Lobby - Hotel572 |  | 79 | 1.06 | 572 | PAR30 | Downlight open | 75 | 1 | 7.3872 | 75 | 850 | 0.012 | 0.9 |  |  | 0.59136 |  |  |  | 0.696 |  |  | 0.25656 |  |  |  | 0.282 |  | 0.53856 | 0 | 0 |  |  | 0 |  |  | 2016 | 2016 | Lobby - Hotel
2016 | Lobby - Hotel0 |  | 79 |  | 0 | 0 | NA | 0 | 0 | 0 | 0 | 0 | 0 | 0 |  |  | 0 |  |  |  | 0 |  |  | 0 |  |  |  | 0 |  | 0 | 0 | 0 |  |  | 0 |  |  | 2016 | 2016 | Lobby - Hotel
2016 | Lobby - Hotel0 |  | 79 |  | 0 | 0 | NA | 0 | 0 | 0 | 0 | 0 | 0 | 0 |  |  | 0 |  |  |  | 0 |  |  | 0 |  |  |  | 0 |  | 0 | 0 | 0 |  |  | 0 |  |  | 2016 | 2016 | Lobby - Hotel
2016 | Lobby - Hotel727-1 |  | 79 |  | 727-1 | LED | WW Open | 1 | 20 | 13.984 | 20 | 50000 | 0.008 | 0.16 |  |  | 2.1616 |  |  |  | 0.464 |  |  | 0.0016 |  |  |  | 0.00464 |  | 0.00624 | 50000 | 1.08 |  |  | 0.464 |  |  | 2016 | 2016 | Lobby - Hotel
2016 |  | Office-BLDG-SO |  | 0.79 | [5 empty] | 58.2947 | [6 empty] | 6.044 | [20 empty] | x | 2016 | Office-BLDG-SO
2016 | Office-BLDG-SO535x |  | 25 | 0.79 | 535x | F32T8 - Bi-Pin Base | Linear Dir/Indir | 32 | 2 | 32.9391 | 54.5 | 36000 | 0.0088801 | 0.48396 | 0.61261 |  | 3.7243 |  |  |  | 0.82407 |  |  | 0.059496 |  |  |  | 0.091565 |  | 0.15106 | 50000 | 0.36213 |  |  | 0.51504 |  |  | 2016 | 2016 | Office-BLDG-SO
2016 | Office-BLDG-SO539 |  | 25 |  | 539 | F15T8 - Bi-Pin Base | Task | 15 | 1 | 13.9763 | 17 | 7500 | 0.0075358 | 0.12811 | 0.16216 |  | 0.31123 |  |  |  | 0.21854 |  |  | 0.02939 |  |  |  | 0.035041 |  | 0.064431 | 50000 | 0.094951 |  |  | 0.35041 |  |  | 2016 | 2016 | Office-BLDG-SO
2016 | Office-BLDG-SO0 |  | 25 |  | 0 | 0 | NA | 0 | 0 | 0 | 0 | 0 | 0 | 0 | 0 |  | 0 |  |  |  | 0 |  |  | 0 |  |  |  | 0 |  | 0 | 0 | 0 |  |  | 0 |  |  | 2016 | 2016 | Office-BLDG-SO
2016 | Office-BLDG-SO537-1 |  | 25 |  | 537-1 | F32T8 - Bi-Pin Base | Linear WW Open | 32 | 1 | 11.3792 | 29 | 36000 | 0.0061354 | 0.17793 | 0.22523 |  | 2.0084 |  |  |  | 0.35586 |  |  | 0.020554 |  |  |  | 0.031632 |  | 0.052186 | 50000 | 0.18406 |  |  | 0.35586 |  |  | 2016 | 2016 | Office-BLDG-SO
2016 |  | Office-BLDG-LO |  | 0.79 | [5 empty] | 58.2947 | [6 empty] | #N/A | [20 empty] | x | 2016 | Office-BLDG-LO
2016 | Office-BLDG-LO535x |  | 27 | 0.79 | 535x | F32T8 - Bi-Pin Base | Linear Dir/Indir | 32 | 2 | 32.9391 | 54.5 | 36000 | 0.0088801 | 0.48396 | 0.61261 |  | 3.7243 |  |  |  | 0.82407 |  |  | 0.059496 |  |  |  | 0.091565 |  | 0.15106 | 50000 | 0.36213 |  |  | 0.51504 |  |  | 2016 | 2016 | Office-BLDG-LO
2016 | Office-BLDG-LO539 |  | 27 |  | 539 | F15T8 - Bi-Pin Base | Task | 15 | 1 | 13.9763 | 17 | 7500 | 0.0075358 | 0.12811 | 0.16216 |  | 0.31123 |  |  |  | 0.21854 |  |  | 0.02939 |  |  |  | 0.035041 |  | 0.064431 | 50000 | 0.094951 |  |  | 0.35041 |  |  | 2016 | 2016 | Office-BLDG-LO
2016 | Office-BLDG-LO0 |  | 27 |  | 0 | 0 | NA | 0 | 0 | 0 | 0 | 0 | 0 | 0 | 0 |  | 0 |  |  |  | 0 |  |  | 0 |  |  |  | 0 |  | 0 | 0 | 0 |  |  | 0 |  |  | 2016 | 2016 | Office-BLDG-LO
2016 | Office-BLDG-LO537-1 |  | 27 |  | 537-1 | F32T8 - Bi-Pin Base | Linear WW Open | 32 | 1 | 11.3792 | 29 | 36000 | 0.0061354 | 0.17793 | 0.22523 |  | 2.0084 |  |  |  | 0.35586 |  |  | 0.020554 |  |  |  | 0.031632 |  | 0.052186 | 50000 | 0.18406 |  |  | 0.35586 |  |  | 2016 | 2016 | Office-BLDG-LO
2016 |  | Office-Enclosed |  | 0.93 | [5 empty] | 75.8517 | [6 empty] | 6.1191 | [20 empty] | x | 2016 | Office-Enclosed
2016 | Office-Enclosed700 |  | 25 | 0.94 | 700 | LED | Linear Rec Hi Perf Lensed | 1 | 36 | 60.5637 | 36 | 50000 | 0.018688 | 0.67277 | 0.7234 | 0.68 | 2.8239 |  |  |  | 1.6356 |  |  | 0.0067277 |  |  |  | 0.010839 |  | 0.017567 | 50000 | 1.4086 |  |  | 1.6356 |  |  | 2016 | 2016 | Office-Enclosed
2016 | Office-Enclosed739 |  | 25 |  | 739 | LED | Task | 1 | 10 | 15.2879 | 10 | 50000 | 0.025723 | 0.25723 | 0.2766 | 0.26 | 3.2952 |  |  |  | 0.73106 |  |  | 0.0025723 |  |  |  | 0.01492 |  | 0.017492 | 50000 | 1.6463 |  |  | 0.73106 |  |  | 2016 | 2016 | Office-Enclosed
2016 | Office-Enclosed0 |  | 25 |  | 0 | 0 | NA | 0 | 0 | 0 | 0 | 0 | 0 | 0 | 0 | 0 | 0 |  |  |  | 0 |  |  | 0 |  |  |  | 0 |  | 0 | 0 | 0 |  |  | 0 |  |  | 2016 | 2016 | Office-Enclosed
2016 | Office-Enclosed0 |  | 25 |  | 0 | 0 | NA | 0 | 0 | 0 | 0 | 0 | 0 | 0 | 0 | 0 | 0 |  |  |  | 0 |  |  | 0 |  |  |  | 0 |  | 0 | 0 | 0 |  |  | 0 |  |  | 2016 | 2016 | Office-Enclosed
2016 |  | Office - Open Plan (Including Other) |  | 0.81 | [5 empty] | 61.5296 | [6 empty] | 0 | [20 empty] | x | 2016 | Office - Open Plan (Including Other)
2016 | Office - Open Plan (Including Other)735 |  | 27 | 0.81 | 735 | LED | Linear Dir/Ind | 1 | 57 | 42.826 | 57 | 50000 | 0.0087719 | 0.5 |  |  | 4.6103 |  |  |  | 0.2493 |  |  | 0.005 |  |  |  | 0.0050877 |  | 0.010088 | 50000 | 2.3026 |  |  | 0.2493 |  |  | 2016 | 2016 | Office - Open Plan (Including Other)
2016 | Office - Open Plan (Including Other)739 |  | 27 |  | 739 | LED | Task | 1 | 10 | 8.9148 | 10 | 50000 | 0.015 | 0.15 |  |  | 1.9215 |  |  |  | 0.4263 |  |  | 0.0015 |  |  |  | 0.0087 |  | 0.0102 | 50000 | 0.96 |  |  | 0.4263 |  |  | 2016 | 2016 | Office - Open Plan (Including Other)
2016 | Office - Open Plan (Including Other)0 |  | 27 |  | 0 | 0 | NA | 0 | 0 | 0 | 0 | 0 | 0 | 0 |  |  | 0 |  |  |  | 0 |  |  | 0 |  |  |  | 0 |  | 0 | 0 | 0 |  |  | 0 |  |  | 2016 | 2016 | Office - Open Plan (Including Other)
2016 | Office - Open Plan (Including Other)703 |  | 27 |  | 703 | LED | Linear WW Open | 1 | 75 | 9.7888 | 75 | 50000 | 0.0021333 | 0.16 |  |  | 1.6421 |  |  |  | 0.060629 |  |  | 0.0016 |  |  |  | 0.0012373 |  | 0.0028373 | 50000 | 0.82027 |  |  | 0.060629 |  |  | 2016 | 2016 | Office - Open Plan (Including Other)
Input |  | Office-Enclosed-whole |  | 0.878 | [5 empty] | 71.6105 | [6 empty] | #N/A | [20 empty] | x | 2016 | Office-Enclosed-whole
2016 | Office-Enclosed700-whole-Small |  | 25 | 0.94 | 700 | LED | Linear Rec Hi Perf Lensed | 1 | 36 | 57.1774 | 36 | 50000 | 0.017643 | 0.63515 | 0.7234 | 0.68 | 2.666 |  |  |  | 1.5442 |  |  | 0.0063515 |  |  |  | 0.010233 |  | 0.016584 | 50000 | 1.3298 |  |  | 1.5442 |  |  | 2016 | 2016 | Office-Enclosed-whole
2016 | Office-Enclosed739-whole-Small |  | 25 |  | 739 | LED | Task | 1 | 10 | 14.4331 | 10 | 50000 | 0.024285 | 0.24285 | 0.2766 | 0.26 | 3.1109 |  |  |  | 0.69018 |  |  | 0.0024285 |  |  |  | 0.014085 |  | 0.016514 | 50000 | 1.5542 |  |  | 0.69018 |  |  | 2016 | 2016 | Office-Enclosed-whole
2016 | Office-Enclosed0-whole-Small |  | 25 |  | 0 | 0 | NA | 0 | 0 | 0 | 0 | 0 | 0 | 0 | 0 | 0 | 0 |  |  |  | 0 |  |  | 0 |  |  |  | 0 |  | 0 | 0 | 0 |  |  | 0 |  |  | 2016 | 2016 | Office-Enclosed-whole
2016 | Office-Enclosed0-whole-Small |  | 25 |  | 0 | 0 | NA | 0 | 0 | 0 | 0 | 0 | 0 | 0 | 0 | 0 | 0 |  |  |  | 0 |  |  | 0 |  |  |  | 0 |  | 0 | 0 | 0 |  |  | 0 |  |  | 2016 | 2016 | Office-Enclosed-whole
Input |  | Office - Open Plan (Including Other)-whole |  | 0.87 | [5 empty] | 66.0873 | [6 empty] | #N/A | [20 empty] | x | 2016 | Office - Open Plan (Including Other)-whole
2016 | Office - Open Plan (Including Other)735-whole-small |  | 27 | 0.81 | 735 | LED | Linear Dir/Ind | 1 | 57 | 45.9983 | 57 | 50000 | 0.0094217 | 0.53704 | 0.61728 | 0.5 | 4.9518 |  |  |  | 0.26776 |  |  | 0.0053704 |  |  |  | 0.0054646 |  | 0.010835 | 50000 | 2.4732 |  |  | 0.26776 |  |  | 2016 | 2016 | Office - Open Plan (Including Other)-whole
2016 | Office - Open Plan (Including Other)739-whole-small |  | 27 |  | 739 | LED | Task | 1 | 10 | 9.5752 | 10 | 50000 | 0.016111 | 0.16111 | 0.18519 | 0.15 | 2.0638 |  |  |  | 0.45788 |  |  | 0.0016111 |  |  |  | 0.0093444 |  | 0.010956 | 50000 | 1.0311 |  |  | 0.45788 |  |  | 2016 | 2016 | Office - Open Plan (Including Other)-whole
2016 | Office - Open Plan (Including Other)0-whole-small |  | 27 |  | 0 | 0 | NA | 0 | 0 | 0 | 0 | 0 | 0 | 0 | 0 | 0 | 0 |  |  |  | 0 |  |  | 0 |  |  |  | 0 |  | 0 | 0 | 0 |  |  | 0 |  |  | 2016 | 2016 | Office - Open Plan (Including Other)-whole
2016 | Office - Open Plan (Including Other)703-whole-small |  | 27 |  | 703 | LED | Linear WW Open | 1 | 75 | 10.5139 | 75 | 50000 | 0.0022914 | 0.17185 | 0.19753 | 0.16 | 1.7638 |  |  |  | 0.06512 |  |  | 0.0017185 |  |  |  | 0.001329 |  | 0.0030475 | 50000 | 0.88103 |  |  | 0.06512 |  |  | 2016 | 2016 | Office - Open Plan (Including Other)-whole
Input |  | Office-Enclosed-whole-large |  | 0.826 | [5 empty] | 67.3693 | [6 empty] | #N/A | [20 empty] | x | 2016 | Office-Enclosed-whole-large
2016 | Office-Enclosed700-whole-large |  | 25 | 0.94 | 700 | LED | Linear Rec Hi Perf Lensed | 1 | 36 | 53.791 | 36 | 50000 | 0.016598 | 0.59753 | 0.7234 | 0.68 | 2.5081 |  |  |  | 1.4527 |  |  | 0.0059753 |  |  |  | 0.0096269 |  | 0.015602 | 50000 | 1.2511 |  |  | 1.4527 |  |  | 2016 | 2016 | Office-Enclosed-whole-large
2016 | Office-Enclosed739-whole-large |  | 25 |  | 739 | LED | Task | 1 | 10 | 13.5783 | 10 | 50000 | 0.022847 | 0.22847 | 0.2766 | 0.26 | 2.9267 |  |  |  | 0.64931 |  |  | 0.0022847 |  |  |  | 0.013251 |  | 0.015536 | 50000 | 1.4622 |  |  | 0.64931 |  |  | 2016 | 2016 | Office-Enclosed-whole-large
2016 | Office-Enclosed0-whole-large |  | 25 |  | 0 | 0 | NA | 0 | 0 | 0 | 0 | 0 | 0 | 0 | 0 | 0 | 0 |  |  |  | 0 |  |  | 0 |  |  |  | 0 |  | 0 | 0 | 0 |  |  | 0 |  |  | 2016 | 2016 | Office-Enclosed-whole-large
2016 | Office-Enclosed0-whole-large |  | 25 |  | 0 | 0 | NA | 0 | 0 | 0 | 0 | 0 | 0 | 0 | 0 | 0 | 0 |  |  |  | 0 |  |  | 0 |  |  |  | 0 |  | 0 | 0 | 0 |  |  | 0 |  |  | 2016 | 2016 | Office-Enclosed-whole-large
Input |  | Office - Open Plan (Including Other)-whole-large |  | 0.828 | [5 empty] | 62.8969 | [6 empty] | #N/A | [20 empty] | x | 2016 | Office - Open Plan (Including Other)-whole-large
2016 | Office - Open Plan (Including Other)735-whole-large |  | 27 | 0.81 | 735 | LED | Linear Dir/Ind | 1 | 57 | 43.7777 | 57 | 50000 | 0.0089669 | 0.51111 | 0.61728 | 0.5 | 4.7127 |  |  |  | 0.25484 |  |  | 0.0051111 |  |  |  | 0.0052008 |  | 0.010312 | 50000 | 2.3538 |  |  | 0.25484 |  |  | 2016 | 2016 | Office - Open Plan (Including Other)-whole-large
2016 | Office - Open Plan (Including Other)739-whole-large |  | 27 |  | 739 | LED | Task | 1 | 10 | 9.1129 | 10 | 50000 | 0.015333 | 0.15333 | 0.18519 | 0.15 | 1.9642 |  |  |  | 0.43577 |  |  | 0.0015333 |  |  |  | 0.0088933 |  | 0.010427 | 50000 | 0.98133 |  |  | 0.43577 |  |  | 2016 | 2016 | Office - Open Plan (Including Other)-whole-large
2016 | Office - Open Plan (Including Other)0-whole-large |  | 27 |  | 0 | 0 | NA | 0 | 0 | 0 | 0 | 0 | 0 | 0 | 0 | 0 | 0 |  |  |  | 0 |  |  | 0 |  |  |  | 0 |  | 0 | 0 | 0 |  |  | 0 |  |  | 2016 | 2016 | Office - Open Plan (Including Other)-whole-large
2016 | Office - Open Plan (Including Other)703-whole-large |  | 27 |  | 703 | LED | Linear WW Open | 1 | 75 | 10.0063 | 75 | 50000 | 0.0021807 | 0.16356 | 0.19753 | 0.16 | 1.6786 |  |  |  | 0.061977 |  |  | 0.0016356 |  |  |  | 0.0012648 |  | 0.0029004 | 50000 | 0.83849 |  |  | 0.061977 |  |  | 2016 | 2016 | Office - Open Plan (Including Other)-whole-large
2016 |  | Restrooms |  | 0.85 | [5 empty] | 53.7963 | [6 empty] | #N/A | [20 empty] | x | 2016 | Restrooms
2016 | Restrooms604 |  | 12 | 0.71 | 604 | F32T8 - Bi-Pin Base | Wall Mounted Linear Direct/Indirect | 32 | 1 | 22.2037 | 29 | 36000 | 0.011972 | 0.34718 | 0.40845 | 0.29 | 4.2183 |  |  |  | 0.34024 |  |  | 0.040106 |  |  |  | 0.061722 |  | 0.10183 | 50000 | 0.35915 |  |  | 0.69437 |  |  | 2016 | 2016 | Restrooms
2016 | Restrooms720 |  | 12 |  | 720 | LED | Downlight Lensed | 1 | 22 | 12.4514 | 22 | 50000 | 0.009251 | 0.20352 | 0.23944 | 0.17 | 0.7583 |  |  |  | 0.53656 |  |  | 0.0020352 |  |  |  | 0.0053656 |  | 0.0074008 | 50000 | 0.37813 |  |  | 0.53656 |  |  | 2016 | 2016 | Restrooms
2016 | Restrooms0 |  | 12 |  | 0 | 0 | NA | 0 | 0 | 0 | 0 | 0 | 0 | 0 | 0 | 0 | 0 |  |  |  | 0 |  |  | 0 |  |  |  | 0 |  | 0 | 0 | 0 |  |  | 0 |  |  | 2016 | 2016 | Restrooms
2016 | Restrooms534-2 |  | 12 |  | 534-2 | F32T8 - Bi-Pin Base | Linear Wall Cove | 32 | 1 | 19.1412 | 29 | 36000 | 0.010321 | 0.2993 | 0.35211 | 0.25 | 3.9564 |  |  |  | 0.56327 |  |  | 0.034574 |  |  |  | 0.053209 |  | 0.087783 | 50000 | 0.30962 |  |  | 0.59859 |  |  | 2016 | 2016 | Restrooms
2016 |  | Retail - Sales Area |  | 1.22 | [5 empty] | 43.6748 | [6 empty] | 9.7797 | [20 empty] | x | 2016 | Retail - Sales Area
2016 | Retail - Sales Area700 |  | 97 | 0.88 | 700 | LED | Linear Rec Hi Perf Lensed | 1 | 36 | 28.807 | 36 | 50000 | 0.0088889 | 0.32 | 0.54 | 0.28 | 1.3432 |  |  |  | 0.77797 |  |  | 0.0032 |  |  |  | 0.0051556 |  | 0.0083556 | 50000 | 0.67 |  |  | 0.77797 |  |  | 2016 | 2016 | Retail - Sales Area
2016 | Retail - Sales Area741 |  | 97 |  | 741 | LED | Downlight open | 1 | 24 | 4.6351 | 24 | 50000 | 0.030833 | 0.74 | 0.28 | 0.44 | 6.6304 |  |  |  | 1.7883 |  |  | 0.0074 |  |  |  | 0.017883 |  | 0.025283 | 50000 | 3.3115 |  |  | 1.7883 |  |  | 2016 | 2016 | Retail - Sales Area
2016 | Retail - Sales Area0 |  | 97 |  | 0 | 0 | NA | 0 | 0 | 0 | 0 | 0 | 0 | 0 | 0 | 0 | 0 |  |  |  | 0 |  |  | 0 |  |  |  | 0 |  | 0 | 0 | 0 |  |  | 0 |  |  | 2016 | 2016 | Retail - Sales Area
2016 | Retail - Sales Area537-1 |  | 97 |  | 537-1 | F32T8 - Bi-Pin Base | Linear WW Open | 32 | 1 | 10.2326 | 29 | 36000 | 0.0055172 | 0.16 | 0.18182 | 0.16 | 1.8061 |  |  |  | 0.32 |  |  | 0.018483 |  |  |  | 0.028445 |  | 0.046928 | 50000 | 0.16552 |  |  | 0.32 |  |  | 2016 | 2016 | Retail - Sales Area
2016 |  | Stairway |  | 0.58 | [5 empty] | 45.6965 | [6 empty] | #N/A | [20 empty] | x | 2016 | Stairway
2016 | Stairway730 |  | 11 | 0.55 | 730 | LED | Linear Direct Lensed | 1 | 40 | 23.2446 | 40.3 | 50000 | 0.0068035 | 0.27418 | 0.47273 | 0.26 | 1.3022 |  |  |  | 0.59546 |  |  | 0.0027214 |  |  |  | 0.003946 |  | 0.0066674 | 50000 | 0.64974 |  |  | 0.59546 |  |  | 2016 | 2016 | Stairway
2016 | Stairway702 |  | 11 |  | 702 | LED | Linear Wall Cove | 1 | 12 | 22.4519 | 12 | 50000 | 0.025485 | 0.30582 | 0.52727 | 0.29 | 4.3355 |  |  |  | 0.72428 |  |  | 0.0030582 |  |  |  | 0.014781 |  | 0.017839 | 50000 | 2.1662 |  |  | 0.72428 |  |  | 2016 | 2016 | Stairway
2016 | Stairway0 |  | 11 |  | 0 | 0 | NA | 0 | 0 | 0 | 0 | 0 | 0 | 0 | 0 | 0 | 0 |  |  |  | 0 |  |  | 0 |  |  |  | 0 |  | 0 | 0 | 0 |  |  | 0 |  |  | 2016 | 2016 | Stairway
2016 | Stairway0 |  | 11 |  | 0 | 0 | NA | 0 | 0 | 0 | 0 | 0 | 0 | 1.0538e-07 | 1.8169e-07 | 9.9928e-08 | 0 |  |  |  | 0 |  |  | 0 |  |  |  | 0 |  | 0 | 0 | 0 |  |  | 0 |  |  | 2016 | 2016 | Stairway
2016 | Storage Total | Storage |  | 0.46 |  |  | 20 |  |  | 52.617 | [6 empty] | 2.5705 |  |  |  | 0.40854 |  |  | 0.0046 | [13 empty] | x | 2016 | Storage
2016 | Storage838 |  | 41 | 0.46 | 838 | LED | LED Wraparound | 1 | 32 | 52.617 | 32 | 50000 | 0.014375 | 0.46 |  |  | 2.5705 |  |  |  | 0.40854 |  |  | 0.0046 |  |  |  | 0.0083375 |  | 0.012937 | 50000 | 1.283 |  |  | 0.40854 |  |  | 2016 | 2016 | Storage
2016 | Storage0 |  | 41 |  | 0 | 0 | NA | 0 | 0 | 0 | 0 | 0 | 0 | 0 |  |  | 0 |  |  |  | 0 |  |  | 0 |  |  |  | 0 |  | 0 | 0 | 0 |  |  | 0 |  |  | 2016 | 2016 | Storage
2016 | Storage0 |  | 41 |  | 0 | 0 | NA | 0 | 0 | 0 | 0 | 0 | 0 | 0 |  |  | 0 |  |  |  | 0 |  |  | 0 |  |  |  | 0 |  | 0 | 0 | 0 |  |  | 0 |  |  | 2016 | 2016 | Storage
2016 | Storage0 |  | 41 |  | 0 | 0 | NA | 0 | 0 | 0 | 0 | 0 | 0 | 9.9297e-08 |  |  | 0 |  |  |  | 0 |  |  | 0 |  |  |  | 0 |  | 0 | 0 | 0 |  |  | 0 |  |  | 2016 | 2016 | Storage
1 FL linear fluorescent, CF compact fluorescent, MH metal halide
Where LSC design variations between 2013 and 2016 resulted in large cost anomolies, one of the designs was selected and LPD was adjusted to match requirements.

## Int Lighting Comp
90.1 Cost Effectiveness - Cost Estimate - Interior Lighting | [40 empty] | Lighting output factors
1 | 2 | 3 | 4 | 5 | 6 | 7 | 8 | 9 | 10 | 11 | 12 | 13 | 14 | 15 | 16 | 17 | 18 | 19 | 20 | 21 | 22 | 23 | 24 | 25 | 26 | 27 | 28 | 29 | [12 empty] | 1 | 2 | 3 | 4 | 5 | 6 | 7
[31 empty] | Note: ballast replacement hours from Means | [9 empty] | Type | lm/W | Lum/Lamp | BF | Fixt Eff | L L Depr | Depr w/ dirt | 0.95
[31 empty] | are for retrofit conditions, since balasts are included | [9 empty] | INC | 12.6 |  | 1 | 0.85 | 0.83 | 0.7885
Labor cost/hour, electrical - general, RS Means 2018 |  |  | 58 | [27 empty] | with the fixture and adding a replacement multiplier | [9 empty] | PAR | 15 |  | 1 | 0.85 | 0.83 | 0.7885
[31 empty] | would be redundant. | [9 empty] | MR |  |  | 1 | 0.85 | 0.83 | 0.7885
Interior Lighting Fixture Costs - Used for both Target & Base Code | [30 empty] | So hours are divided by the multiplier that will be added | [9 empty] | CF | 65 |  | 0.95 | 0.85 | 0.9 | 0.855
[31 empty] | as a cost adjustment in the final prototype estimate. | [9 empty] | LED | 172 |  | 1 | 1 | 0.92 | 0.874
Description | [9 empty] | New Construction Costs | [8 empty] | Replacement Costs | [9 empty] | 1.65 | [11 empty] | FL | 90 | 2900 | 0.88 | 0.85 | 0.9 | 0.855
Fixture Type Code | Type of Lamp | Fixture Description Distribution Type | Lamp Description | Fixture Watts | Lamp Watts | Number of Lamps | Lamp Life hours | Ballast Description (ballast cost under replacement costs, for first cost, ballast included with fixture) | Ballast Life hours | Fixture Cost (ballast if any included) | Fixture Source | Fixture Label in Source | Lamp Cost (per lamp) | Lamp Source (Grainger 2018) | Lamp ID in Source (Grainger 2018) | Installation Labor RS Means 2018 Reference Number | Installa- tion Labor Hours | Installa- tion Labor Cost | Replace Labor RS Means Reference Number (section 26 61 23.10 if not shown) | Relamp Labor Hours | Relamp Labor Cost | Ballast / Driver Replacement Ballast Cost |  | Ballast ID in Source | Ballast Replace Labor RS Means Reference Number | Replace Ballast Labor Hours | Replace Ballast Labor Cost | Fixt Lumens Used | (Means) Replace Ballast Labor Hours |  | # Times Used in Cost Effectiveness Analysis | Raw Lum/Lamp | Ballast Factor | Luminaire Efficiency | 90.1 Efficacy | Eff icacy Based Source Lumens | Catalog Lumens | override Fixture lum | Lumen Depr | Fixt Lumens Used | MH | 80 |  | 0.95 | 0.6 | 0.7 | 0.665
[41 empty] | TH | 19.2 |  | 1 | 0.85 | 0.9 | 0.855
[41 empty] | CMH | 90 |  | 0.95 | 0.85 | 0.7 | 0.665
0 | NA | NA |  | 0 | 0 | 0 | 0 | NA | 0 | 0 |  |  | 0
301 | INC | Inc residential screw in lamp | A19 | 60 | 60 | 1 | 1000 | NA | 0 | 0 | NA |  | 0.89 | www.1000bulbs.com |  | repl by resident | 0 | 0 | repl by resident | 0 | 0 | 0 |  |  |  |  | 0 | 473.1 |  |  | 2 | 750 | 1 | 0.8 |  | 0 |  |  | 0.7885 | 473.1
302 | CF | CFL residential screw in lamp | A19 | 14 | 14 | 1 | 10000 | NA | 0 | 0 | NA |  | 1.92 | www.1000bulbs.com | FC14 | repl by resident | 0 | 0 | repl by resident | 0 | 0 | 0 | 0 |  | 0 |  | 0 | 615.6 |  |  | 2 | 900 | 1 | 0.8 |  | 0 |  |  | 0.855 | 615.6
303 | LED | LEC residential screw in lamp | A19 | 9 | 9 | 1 | 15000 | NA | 0 | 0 | NA |  | 1.62 | www.1000bulbs.com | #N/A | repl by resident | 0 | 0 | repl by resident | 0 | 0 | 0 |  |  |  |  | 0 | 559.36 |  |  | 2 | 800 | 1 | 0.8 |  | 0 |  |  | 0.874 | 559.36
500 | INC | translucent - globe | A19 | 43 | 43 | 1 | 1000 | [20 empty] | 671.3289 |  |  | 0 | 541.8 | 1 | 0.85 | 19.8 | 851.4 |  |  | 0.7885 | 671.3289
501 | INC | Downlight open | A19 | 53 | 53 | 1 | 1000 | [20 empty] | 394.25 |  |  | 0 | 667.8 | 1 | 0.85 |  | 0 |  | 500 | 0.7885 | 394.25
503 | INC | indirect Pendant | A19 | 72 | 72 | 1 | 1000 | [20 empty] | 608.0281 |  |  | 0 | 907.2 | 1 | 0.85 |  | 0 |  |  | 0.7885 | 608.0281
505 | INC | Dir/Indir Pendant | A19 | 72 | 72 | 1 | 1000 | [20 empty] | 608.0281 |  |  | 0 | 907.2 | 1 | 0.85 |  | 0 |  |  | 0.7885 | 608.0281
511 | PAR | Downlight open - flood | PAR30L | 60 | 60 | 1 | 4200 | NA | 0 | 37.08 | grainger.com | H7ICAT+4XA90 | 21.38 | grainger.com | 4HCK8 | 26 51 13.50-4470 | 1 | 58 | 1780 | 0.05 | 2.91 | 0 | #N/A | #N/A | #N/A | 0 | 0 | 354.825 |  |  | 2 | 900 | 1 | 0.5 |  | 0 |  |  | 0.7885 | 354.825
519 | MR | Task | MR16 - 2 pin | 20 | 20 | 1 | 5000 | NA | 0 | 147.35 | Grainger #409 | 6VT77 - lamp included | 16 | see above | 1K359 | 13.70.0700 | 0.5 | 26.5 | 1762 | 0.06 | 3.3 | 0 | 0 | 0 | 0 | 0 | 0 | 0 |  |  | 0 | 0 | 1 | 0.85 |  | 0 |  |  | 0.7885 | 0
520 | CF | Downlight - lensed | Triple Biax - 4 Pin | 36 | 32 | 1 | 17000 | Programmed-Rapid Start Ballast | 50000 | 160 | goodmart.com | 6151WWF | 17.5 | grainger.com | 1PHA3 | 26 51 13.50-4470 | 1 | 58 | 26 61 23.10-0570 | 0.1 | 5.8 | 25 | 0 | 35JE75 | 0 | 0 | 0 | 1436.058 |  |  | 3 | 2080 | 0.95 | 0.85 |  | 0 |  |  | 0.855 | 1436.058
521 | CF | Downlight open | Triple Biax - 4 Pin | 36 | 32 | 1 | 17000 | Programmed-Rapid Start Ballast | 50000 | 189 | goodmart.com | 1050SQ26CM35U+1050SQDLWDP | 17.5 | grainger.com | 1PHA3 | 26 51 13.50-4470 | 1 | 58 | 26 61 23.10-0570 | 0.1 | 5.8 | 25 | 0 | 35JE75 | 0 | 0.5 | 29 | 2062.26 |  |  | 4 | 2080 | 0.95 | 0.85 | 67 | 2412 |  |  | 0.855 | 2062.26
522 | LED | Downlight open | LED | 18 | 1 | 1 | 50000 | NA | 0 | 155 | grainger.com | 45AY05 | 0.01 | #N/A | #N/A | 26 51 13.55-0010 | 1 | 58 | #N/A | 0.01 | 0.58 | 0.01 | [5 empty] | 825.93 |  |  | 3 | 172 | 1 | 1 | 52.5 | 945 |  |  | 0.874 | 825.93
523 | CF | indirect Pendant | Triple Biax - 4 Pin | 56 | 26 | 2 | 17000 | Programmed-Rapid Start Ballast | 50000 | 335 | goodmart.com | 40752SNU | 17.5 | grainger.com | 1PHA3 | 5510 | 1 | 58 | 1800 | 0.05 | 2.91 | 0 | 0 | 0 | 0 | 0 | 0 | 1166.7971 |  |  | 2 | 845 | 0.95 | 0.85 |  | 0 |  |  | 0.855 | 1166.7971
524 | CF | indirect Wall Scounce | Double Biax - 4 Pin | 39 | 18 | 2 | 10000 | Programmed-Rapid Start Ballast | 50000 | 89.67 | goodmart.com | P7083-09EBWB | 15.7 | see above | 1PGX2 | 5600 | 1 | 58 | 0570 | 0.1 | 5.8 | 0 | 0 | 0 | 0 | 0 | 0 | 807.7826 |  |  | 1 | 585 | 0.95 | 0.85 |  | 0 |  |  | 0.855 | 807.7826
527-1 | CF | WW Open | Triple Biax - 4 Pin | 20 | 18 | 1 | 17000 | Programmed-Rapid Start Ballast | 50000 | 271 | goodmart.com | S6132BURM+8046CCDW | 17.5 | grainger.com | 1PHA3 | 26 51 13.50-3540 | 1 | 58 | 1800 | 0.05 | 2.91 | 0 | 0 | 0 | 0 | 0 | 0 | 807.7826 |  |  | 1 | 1170 | 0.95 | 0.85 |  | 0 |  |  | 0.855 | 807.7826
527-2 | CF | WW Open | Triple Biax - 4 Pin | 46 | 42 | 1 | 17000 | Programmed-Rapid Start Ballast | 50000 | 441 | goodmart.com | P953 SC WT MD1.75 WRL32 R2 | 17.5 | grainger.com | 1PHA3 | 26 51 13.50-3540 | 1 | 58 | 1800 | 0.05 | 2.91 | 0 | 0 | 0 | 0 | 0 | 0 | 1884.8261 |  |  | 2 | 2730 | 0.95 | 0.85 |  | 0 |  |  | 0.855 | 1884.8261
529 | CF | Task | Single Biax - 2 Pin | 14 | 13 | 1 | 10000 | Programmed-Rapid Start Ballast | 50000 | 78.5 | grainger.com | 4PD53 | 12.45 | grainger.com | 1PGV5 | 13.70.0700 | 0.5 | 29 | 1800 | 0.05 | 2.91 | 25.41 | grainger.com | 16X951 | 0 | 0 | 0 | 583.3986 |  |  | 1 | 845 | 0.95 | 0.85 |  | 0 |  |  | 0.855 | 583.3986
530 | FL | Linear Direct lensed (Acrylic 12 Lens) | F32T8 - Bi-Pin Base | 58 | 32 | 2 | 36000 | Electronic Ballast - Program-Start 2 Lamp | 50000 | 93 | grainger.com | 6CGA6 | 3.35 | grainger.com | 4PL15 | 26 51 13.50-3530 | 1.6 | 92.8 | 26 61 23.10-0180 | 0.08889 | 10.3112 | 36.56 | grainger.com | 2DCX1 | 26 51 13.50-7630 | 1 | 58 | 3142.0224 | 1 |  | 4 | 2900 | 0.88 | 0.72 |  | 0 |  |  | 0.855 | 3142.0224
531 | FL | Linear Direct w/louver | F32T8 - Bi-Pin Base | 58 | 32 | 2 | 36000 | Electronic Ballast - Program-Start 2 Lamp | 50000 | 114.5 | grainger.com | 2MZJ2 | 3.35 | grainger.com | 4PL15 | 3520 | 1.509 | 87.522 | 26 61 23.10-0180 | 0.08889 | 10.3112 | 36.56 | grainger.com | 2DCX1 | 26 51 13.50-7630 | 1 | 58 | 3709.332 | 1 |  | 3 | 2900 | 0.88 | 0.85 |  | 0 |  |  | 0.855 | 3709.332
534-2 | FL | Linear Wall Cove | F32T8 - Bi-Pin Base | 29 | 32 | 1 | 36000 | Electronic Ballast - Program-Start 1 Lamp | 50000 | 380 | goodmart.com | 74IW-1T5HO-3I-UEB-SI | 3.35 | grainger.com | 4PL15 | 2200 | 0.941 | 54.578 | 26 61 23.10-0180 | 0.08889 | 5.1556 | 30 | grainger.com | 6WXE9 | 26 51 13.50-7630 | 1 | 58 | 1854.666 | 1 |  | 4 | 2900 | 0.88 | 0.85 |  | 0 |  |  | 0.855 | 1854.666
535 | FL | Linear Dir/Indir | F32T8 - Bi-Pin Base | 58 | 32 | 2 | 36000 | Electronic Ballast - Program-Start 2 Lamp | 50000 | 370.8 | goodmart.com | CVRL-4-2T8-40/60-CM48-EU-MW-SGL | 3.35 | grainger.com | 4PL15 | 3550 | 1.6 | 92.8 | 26 61 23.10-0180 | 0.08889 | 10.3112 | 36.56 | grainger.com | 2DCX1 | 26 51 13.50-7630 | 1 | 58 | 3709.332 | 1 |  | 9 | 2900 | 0.88 | 0.85 |  | 0 |  |  | 0.855 | 3709.332
535x | FL | Linear Dir/Indir | F32T8 - Bi-Pin Base | 54.5 | 32 | 2 | 36000 | Electronic Ballast - Program-Start 2 Lamp | 50000 | 412.7 | goodmart.com | CVRL-4-2T8-40/60-CM48-EU-MW-SGL; scaled up for more expensive ballast | 3.35 | grainger.com | 4PL15 | 3550 | 1.6 | 92.8 | 26 61 23.10-0180 | 0.08889 | 10.3112 | 40.78 | GE ballast ultramax GE232-MVPS-N, price scaled from Grainger 2VEW9 and 2VEW8 | See notes | 26 51 13.50-7630 | 1 | 58 | 3709.332 | 1 |  | 2 | 2900 | 0.88 | 0.85 |  | 0 |  |  | 0.855 | 3709.332
537-1 | FL | Linear WW Open | F32T8 - Bi-Pin Base | 29 | 32 | 1 | 36000 | Electronic Ballast - Program Start 1 Lamp | 50000 | 324 | goodmart.com | 790S-1T5HO-4I-2E B-SI | 3.35 | grainger.com | 4PL15 | 3540 | 1 | 58 | 26 61 23.10-0180 | 0.08889 | 5.1556 | 30 | grainger.com | 6WXE9 | 26 51 13.50-7630 | 1 | 58 | 1854.666 | 1 |  | 15 | 2900 | 0.88 | 0.85 |  | 0 |  |  | 0.855 | 1854.666
537-2 | FL | Linear WW Open | F32T8 - Bi-Pin Base | 58 | 32 | 2 | 36000 | Electronic Ballast - Program-Start 2 Lamp | 50000 | 380 | goodmart.com | 74IW-1T5HO-3I-UEB-SI | 3.35 | grainger.com | 4PL15 | 3540 | 1 | 58 | 26 61 23.10-0180 | 0.08889 | 10.3112 | 36.56 | grainger.com | 2DCX1 | 26 51 13.50-7630 | 1 | 58 | 3709.332 | 1 |  | 0 | 2900 | 0.88 | 0.85 |  | 0 |  |  | 0.855 | 3709.332
538 | FL | Fluorescent Industrial | F32T8 - Bi-Pin Base | 58 | 32 | 2 | 36000 | Electronic Ballast - Program-Start 2 Lamp | 50000 | 88 | grainger.com | 3XY72 | 3.35 | grainger.com | 4PL15 | 3110 | 1.4 | 81.2 | 26 61 23.10-0180 | 0.08889 | 10.3112 | 36.56 | grainger.com | 2DCX1 | 26 51 13.50-7630 | 1 | 58 | 3709.332 | 1 |  | 1 | 2900 | 0.88 | 0.85 |  | 0 |  |  | 0.855 | 3709.332
539 | FL | Task | F15T8 - Bi-Pin Base | 17 | 15 | 1 | 7500 | Electronic Ballast - Program-Start 1 Lamp | 50000 | 37.4 | grainger.com | 1VNK3 | 3.9 | grainger.com | 1V173 | 13.70.0700 | 0.5 | 29 | 26 61 23.10-0180 | 0.08 | 4.65 | 12.6 | Keystonedepot.com for cost | KTEB-120-1-TP-EMI | 2651-13.5-7520 | 0.48485 | 46.5 | 1854.666 | 0.8 |  | 10 | 2900 | 0.88 | 0.85 |  | 0 |  |  | 0.855 | 1854.666
541 | MH | Downlight open - flood | PAR30L | 44 | 39 | 1 | 13000 | Electronic Ballast - Pulse-Start 1 Lamp | 50000 | 256.8 | goodmart.com | C639MHE1+CP30MHCL | 66.75 | grainger.com | 4LV88 | 26 51 13.50-4470 | 1 | 58 | 1000 | 0.27 | 15.5 | 119.9 | grainger.com | 2TNU9 | 2651-13.9-7610 | 0.60606 | 58 | 985.53 | 1 | 6300 | 1 | 3120 | 0.95 | 0.5 |  | 0 |  |  | 0.665 | 985.53
550 | MH | translucent-globe | BD17 | 120 | 100 | 1 | 15000 | Electronic Ballast - Pulse Start 1 Lamp | 50000 | 100 | Amazon | Cooper Lighting GT 100 MH - bulb included | 51.65 | see above | 6V749 | 5300 | 0.8 | 42.5 | 1000 | 0.27 | 14.25 | 210.5 | 0 | 2TNV2 | 2651-13.9-7610 | 0.60606 | 32.4242 | 3032.4 |  |  | 0 | 8000 | 0.95 | 0.6 |  | 0 |  |  | 0.665 | 3032.4
551 | MH | PAR Downlight open | PAR30L | 78 | 78 | 1 | 13000 | Electronic Ballast - Pulse Start 1 Lamp | 50000 | 57 | Goodmart- | C6P30MHCL | 117.3 | see above | 4LV87 | 4470 | 1 | 53.5 | 1000 | 0.27 | 14.25 | 204.5 | 0 | 2TNV1 | 2651-13.9-7610 | 0.60606 | 32.4242 | 2365.272 |  |  | 0 | 6240 | 0.95 | 0.6 |  | 0 |  |  | 0.665 | 2365.272
553 | MH | indirect Pendant | ED28 | 210 | 250 | 1 | 20800 | HID Ballast Kit - 1 Lamp | 50000 | 121 | RS Means 2014 | 2651-13.50-5520 | 34.5 | see above | 2V712 | 5510 | 1 | 53.5 | 1100 | 0.27 | 14.25 | 151.75 | 0 | 3APU1 | 2651-13.9-7620 | 0.60606 | 32.4242 | 7581 |  |  | 0 | 20000 | 0.95 | 0.6 |  | 0 |  |  | 0.665 | 7581
571 | TH | translucent-globe | PAR30 | 500 | 500 | 1 | 500 | NA | 0 | 18.94 | Grainger #409 | 4UZJ8 | 24.75 | globalindustrial.com | JCS120V-500WB2P2 | 5300 | 0.8 | 42.5 | 1700 | 0.4 | 21.25 | 0 | 0 | 0 | 0 | 0 | 0 | 6976.8 |  |  | 0 | 9600 | 1 | 0.85 |  | 0 |  |  | 0.855 | 6976.8
572 | TH | Downlight open | PAR30 | 75 | 75 | 1 | 850 | NA | 0 | 27.9 | grainger.com | 5TP94 | 21.38 | grainger.com | 4HCK8 | 26 51 13.50-4470 | 1 | 58 | 1700 | 0.4 | 23.5 | 0 | #N/A | #N/A | #N/A | 0 | 0 | 615.6 |  |  | 2 | 1440 | 1 | 0.5 |  | 0 |  |  | 0.855 | 615.6
600 | FL | High Perf Lensed | F32T8 - Bi-Pin Base | 58 | 32 | 2 | 36000 | Electronic Ballast - Program-Start 2 Lamp | 50000 | 172 | grainger.com | 6HHG0 | 3.35 | grainger.com | 4PL15 | 26 51 13.50-3530 | 1.6 | 92.8 |  |  | 0.1 | 36.56 | grainger.com | 2DCX1 | 26 51 13.50-7630 | 1 | 58 | 3840.2496 |  |  | 0 | 2900 | 0.88 | 0.88 |  | 0 |  |  | 0.855 | 3840.2496
602 | FL | Wall Mounted Linear Indirect | F32T8 - Bi-Pin Base | 29 | 32 | 1 | 36000 | Electronic Ballast - Program-Start 1 Lamp | 50000 | 450 | goodmart.com | S12WM-P-4-2T8-SUR-CE-0.88 | 3.35 | grainger.com | 4PL15 | 3540 | 0.49 | 28.42 | 26 61 23.10-0180 | 0.08889 | 5.1556 | 30 | grainger.com | 6WXE9 | 26 51 13.50-7630 | 1 | 58 | 1854.666 | 1 |  | 1 | 2900 | 0.88 | 0.85 |  |  |  |  | 0.855 | 1854.666
603 | FL | Wall Mounted Linear Dir | T8 - Bi-Pin Base | 31 | 32 | 1 | 45000 | Electronic Ballast - Program Start 1 Lamp | 50000 | 118.8 | Grainger #405 | 3XY92 | 8.1 | see above | 36H775 | 3540 | 1 | 53.5 | 0180 | 0.08889 | 5.15 | 36.75 | 0 | 6WXE9 | 2651-13.5-7630 | 0.60606 | 32.4242 | 1854.666 |  |  | 0 | 2900 | 0.88 | 0.85 |  | 0 |  |  | 0.855 | 1854.666
604 | FL | Wall Mounted Linear Direct/Indirect | F32T8 - Bi-Pin Base | 29 | 32 | 1 | 36000 | Electronic Ballast - Program-Start 1 Lamp | 50000 | 349 | goodmart.com | DUW-4-1T8-GEB10RS-120-LD | 3.35 | grainger.com | 4PL15 | 3540 | 0.49 | 28.42 | 26 61 23.10-0180 | 0.08889 | 5.1556 | 30 | grainger.com | 6WXE9 | 26 51 13.50-7630 | 1 | 58 | 1854.666 | 1 |  | 2 | 2900 | 0.88 | 0.85 |  |  |  |  | 0.855 | 1854.666
610 | CF | Downlight Pendant | Biax - 4 Pin | 30 | 36 | 1 | 20000 | NA | 0 | 64.5 | RS Means 2014 | 2651-13.50-5600 | 17.6 | see above | 3EMU4 | 5510 | 1 | 53.5 | 1800 | 0.05 | 2.67 | 0 | 0 | 0 | 0 | 0 | 0 | 1615.5653 |  |  | 0 | 2340 | 0.95 | 0.85 |  | 0 |  |  | 0.855 | 1615.5653
611 | CMH | Downlight open - flood | [5 empty] | #N/A | #N/A | #N/A | #N/A | #N/A | #N/A | #N/A | #N/A | #N/A | #N/A | #N/A | #N/A | #N/A | #N/A | #N/A | #N/A | #N/A | #N/A | #N/A | #N/A | 0 |  |  | 0 | #DIV/0! | #DIV/0! | #DIV/0! |  | 0 |  |  | 0.665 | 0
612 | CMH | Task | [5 empty] | #N/A | #N/A | #N/A | #N/A | #N/A | #N/A | #N/A | #N/A | #N/A | #N/A | #N/A | #N/A | #N/A | #N/A | #N/A | #N/A | #N/A | #N/A | #N/A | #N/A | 0 |  |  | 0 | #DIV/0! | #DIV/0! | #DIV/0! |  | 0 |  |  | 0.665 | 0
613 | FL | ABUSE linear direct | T8 - Bi-Pin Base | 32 | 32 | 1 | 36000 | Electronic Ballast - Program Start 1 Lamp | 50000 | 339 | Grainger #405 | 3FB62 | 8.1 | see above | 36H775 | 2200 | 0.94 | 50 | 0180 | 0.09 | 4.75 | 36.75 | 0 | 6WXE9 | 2651-13.5-7630 | 0.60606 | 32.4242 | 1854.666 |  |  | 0 | 2900 | 0.88 | 0.85 |  | 0 |  |  | 0.855 | 1854.666
614 | CF | ABUSE can lensed | [5 empty] | #N/A | #N/A | #N/A | #N/A | #N/A | #N/A | #N/A | #N/A | #N/A | #N/A | #N/A | #N/A | #N/A | #N/A | #N/A | #N/A | #N/A | #N/A | #N/A | #N/A | 0 |  |  | 0 | #DIV/0! | #DIV/0! | #DIV/0! |  | 0 |  |  | 0.855 | 0
615 | FL | 6" recessed strip | T8 - Bi-Pin Base |  |  |  |  | #N/A | #N/A | #N/A | #N/A | #N/A | #N/A | #N/A | #N/A | #N/A | #N/A | #N/A | #N/A | #N/A | #N/A | #N/A | #N/A | #N/A | #N/A | #N/A | #N/A | 0 |  |  | 0 | 2900 | 0.88 | 0.85 |  | 0 |  |  | 0.855 | 0
700 | LED | Linear Rec Hi Perf Lensed | LED | 36 | 1 | 1 | 50000 | #N/A | 50000 | 150.75 | grainer.com | 52XJ58 | 0.01 | #N/A | #N/A | 26 51 13.55-1000 | 1.509 | 87.522 | #N/A | 0.01 | 0.58 | 75.375 | Assumes 50% initial fixture cost | #N/A | Assumes same labor time | 1.509 | 87.522 | 3240.792 |  |  | 4 | 172 | 1 | 1 | 103 | 3708 |  |  | 0.874 | 3240.792
701 | LED | Downlight open | LED | 12 | 1 | 1 | 50000 | #N/A | 50000 | 126 | grainer.com | 45AY26 | 0.01 | #N/A | #N/A | 26 51 13.55-0010 | 1 | 58 | #N/A | 0.01 | 0.58 | 63 | Assumes 50% initial fixture cost |  | Assumes same labor time | 1 | 58 | 713.184 |  |  | 3 | 172 | 1 | 1 | 68 | 816 |  |  | 0.874 | 713.184
702 | LED | Linear Wall Cove | LED | 12 | 1 | 1 | 50000 | #N/A | 50000 | 170 | goodmart.com | NanoLume-6W-2700K-120-120V-W-S-24inch | 0.01 | #N/A | #N/A |  | 0.49 | 28.42 | #N/A | 0.01 | 0.58 | 85 | Assumes 50% initial fixture cost |  | Assumes same labor time | 0.49 | 28.42 | 880.992 |  |  | 1 | 172 | 1 | 1 | 84 | 1008 |  |  | 0.874 | 880.992
703 | LED | Linear WW Open | LED | 75 | 1 | 1 | 50000 | #N/A | 50000 | 769 | goodmart.com | C2X21LEDWWWH | 0.01 | #N/A | #N/A |  | 0.49 | 28.42 | #N/A | 0.01 | 0.58 | 384.5 | Assumes 50% initial fixture cost |  | Assumes same labor time | 0.49 | 28.42 | 4588.5 |  |  | 6 | 172 | 1 | 1 | 70 | 5250 |  |  | 0.874 | 4588.5
711 | LED | PAR downlight flood | LED | 1 | 1 | 1 | 10 |  | 100 | 0.01 |  |  | 0.01 |  |  |  | 1 | 0.1 |  |  |  | 0.01 | [5 empty] | 150.328 |  |  | 0 | 172 | 1 | 1 |  | 0 |  |  | 0.874 | 150.328
719 | LED | Task | LED | 1 | 1 | 1 | 10 |  | 100 | 0.01 |  |  | 0.01 |  |  |  | 1 | 0.1 |  |  |  | 0.01 | [5 empty] | 150.328 |  |  | 0 | 172 | 1 | 1 |  | 0 |  |  | 0.874 | 150.328
720 | LED | Downlight Lensed | LED | 22 | 1 | 1 | 50000 | #N/A | 50000 | 81.75 | grainer.com | 52WX64 | 0.01 | #N/A | #N/A | 26 51 13.55-0010 | 1 | 58 | #N/A | 0.01 | 0.58 | 40.875 | Assumes 50% initial fixture cost |  | Assumes same labor time | 1 | 58 | 1345.96 |  |  | 3 | 172 | 1 | 1 | 70 | 1540 |  |  | 0.874 | 1345.96
721 | LED | WW open | LED | 1 | 1 | 1 | 10 |  | 100 | 0.01 |  |  | 0.01 |  |  |  | 1 | 0.1 |  |  |  | 0.01 | [5 empty] | 150.328 |  |  | 0 | 172 | 1 | 1 |  | 0 |  |  | 0.874 | 150.328
723 | LED | Indirect Pendant | LED | 1 | 1 | 1 | 10 |  | 100 | 0.01 |  |  | 0.01 |  |  |  | 1 | 0.1 |  |  |  | 0.01 | [5 empty] | 150.328 |  |  | 0 | 172 | 1 | 1 |  | 0 |  |  | 0.874 | 150.328
727-1 | LED | WW Open | LED | 20 | 1 | 1 | 50000 | #N/A | 50000 | 270 | goodmart.com | C4X420LEDWW30KCCLW | 0.01 | #N/A | #N/A | 26 51 13.55-0010 | 1 | 58 | #N/A | 0.01 | 0.58 | 135 | Assumes 50% initial fixture cost |  | Assumes same labor time | 1 | 58 | 1748 |  |  | 3 | 172 | 1 | 1 | 100 | 2000 |  |  | 0.874 | 1748
727-2 | LED | WW Open | LED | 25 | 1 | 1 | 50000 | #N/A | 50000 | 670 | goodmart.com | 0.08.3KVHO.W33.1.18.1 | 0.01 | #N/A | #N/A | 26 51 13.55-0010 | 1 | 58 | #N/A | 0.01 | 0.58 | 335 | Assumes 50% initial fixture cost |  | Assumes same labor time | 1 | 58 | 2185 |  |  | 0 | 172 | 1 | 1 | 100 | 2500 |  |  | 0.874 | 2185
729 | LED | Task | LED | 1 | 1 | 1 | 10 |  | 100 | 0.01 |  |  | 0.01 |  |  |  | 1 | 0.1 |  |  |  | 0.01 | [5 empty] | 150.328 |  |  | 0 | 172 | 1 | 1 |  | 0 |  |  | 0.874 | 150.328
730 | LED | Linear Direct Lensed | LED | 40.3 | 1 | 1 | 50000 | #N/A | 50000 | 191 | grainer.com | 45AZ95 | 0.01 | #N/A | #N/A | 26 51 13.55-1000 | 1.509 | 87.522 | #N/A | 0.01 | 0.58 | 95.5 | Assumes 50% initial fixture cost |  | Assumes same labor time | 1.509 | 87.522 | 3416.5534 |  |  | 3 | 172 | 1 | 1 | 97 | 3909.1 |  |  | 0.874 | 3416.5534
731 | LED | Narrow Linear | LED | 40 | 1 | 1 | 50000 | #N/A | 50000 | 382 | Esimate - twice 730 |  | 0.01 | #N/A | #N/A |  | 0.49 | 28.42 | #N/A | 0.01 | 0.58 | 191 | Assumes 50% initial fixture cost |  | Assumes same labor time | 0.49 | 28.42 | 3076.48 |  |  | 3 | 172 | 1 | 1 | 88 | 3520 |  |  | 0.874 | 3076.48
735 | LED | Linear Dir/Ind | LED | 57 | 1 | 1 | 50000 | #N/A | 50000 | 525 | goodmart.com | DSI-WS-3LS5-1D-120-AC48-JB-4 | 0.01 | #N/A | #N/A |  | 0.49 | 28.42 | #N/A | 0.01 | 0.58 | 262.5 | Assumes 50% initial fixture cost |  | Assumes same labor time | 0.49 | 28.42 | 4882.164 |  |  | 6 | 172 | 1 | 1 | 98 | 5586 |  |  | 0.874 | 4882.164
738 | LED | Linear Industrial | LED | 38 | 1 | 1 | 50000 | #N/A | 50000 | 250 | grainer.com | 53CT75 | 0.01 | #N/A | #N/A |  | 0.49 | 28.42 | #N/A | 0.01 | 0.58 | 125 | Assumes 50% initial fixture cost |  | Assumes same labor time | 0.49 | 28.42 | 3819.38 |  |  | 2 | 172 | 1 | 1 | 115 | 4370 |  |  | 0.874 | 3819.38
838 | LED | LED Wraparound | LED | 32 | 1 | 1 | 50000 | #N/A | 50000 | 178.5 | grainer.com | 48H444 | 0.01 | #N/A | #N/A |  | 0.49 | 28.42 | #N/A | 0.01 | 0.58 | 89.25 | Assumes 50% initial fixture cost |  | Assumes same labor time | 0.49 | 28.42 | 3660.312 |  |  | 1 | 172 | 1 | 1 | 115 | 3680 | 4188 | 4188 | 0.874 | 3660.312
739 | LED | Task | LED | 10 | 1 | 1 | 50000 | #N/A | 50000 | 128 | grainer.com | 39F141 | 0.01 | #N/A | #N/A |  | 0.49 | 28.42 | #N/A | 0.01 | 0.58 | 64 | Assumes 50% initial fixture cost |  | Assumes same labor time | 0.49 | 28.42 | 594.32 |  |  | 8 | 172 | 1 | 1 | 68 | 680 |  |  | 0.874 | 594.32
741 | LED | Downlight open | LED | 24 | 1 | 1 | 50000 | #N/A | 50000 | 214.8 | goodmart.com | ERM6A15835-LD6A15 | 0.01 | #N/A | #N/A | 26 51 13.55-0010 | 1 | 58 | #N/A | 0.01 | 0.58 | 107.4 | Assumes 50% initial fixture cost |  | Assumes same labor time | 1 | 58 | 150.328 |  |  | 1 | 172 | 1 | 1 |  | 0 |  |  | 0.874 | 150.328
751 | LED | PAR downlight flood | LED | 1 | 1 | 1 | 10000 |  | 50000 | 199 |  |  | 50 | #N/A | #N/A | #N/A | 1 | 58 | #N/A | #N/A | 0.1 | 99.5 | Assumes 50% initial fixture cost |  | Assumes same labor time | 1 | 58 | 150.328 |  |  | 0 | 172 | 1 | 1 |  | 0 |  |  | 0.874 | 150.328
753 | LED | Indirect Pendant (repl MH) | LED | 1 | 1 | 1 | 10000 |  | 50000 | 199 |  |  | 50 | #N/A | #N/A | #N/A | 1 | 58 | #N/A | #N/A | 0.1 | 99.5 | Assumes 50% initial fixture cost |  | Assumes same labor time | 1 | 58 | 150.328 |  |  | 0 | 172 | 1 | 1 |  | 0 |  |  | 0.874 | 150.328
507-1 | INC | WW open | A19 | 72 | 72 | 1 | 1000 | NA | 0 | 59.25 | Goodmart - | R7029CLW | 5.76 | see above | 6HKU4 | 5600 | 1 | 58 | 1800 | 0.05 | 2.67 | 0 | 0 | 0 | 0 | 0 | 0 | 608.0281 |  |  | 0 | 907.2 | 1 | 0.85 |  | 0 |  |  | 0.7885 | 608.0281
507-2 | INC | WW open | [5 empty] | #N/A | #N/A | #N/A | #N/A | #N/A | #N/A | #N/A | #N/A | #N/A | #N/A | #N/A | #N/A | #N/A | #N/A | #N/A | #N/A | #N/A | #N/A | #N/A | #N/A | 0 |  |  | 0 | #DIV/0! | #DIV/0! | #DIV/0! |  | 0 |  |  | 0.7885 | 0
511-1 | PAR | Downlight open - spot | [5 empty] | #N/A | #N/A | #N/A | #N/A | #N/A | #N/A | #N/A | #N/A | #N/A | #N/A | #N/A | #N/A | #N/A | #N/A | #N/A | #N/A | #N/A | #N/A | #N/A | #N/A | 0 |  |  | 0 | #DIV/0! | #DIV/0! | #DIV/0! |  | 0 |  |  | 0.7885 | 0
518-1 | PAR | WW Controlled - 1 wall | PAR38 | 60 | 60 | 1 | 3000 | NA | 0 | 64.5 | RS Means 2014 | 2651-13.50-5600 | 17.83 | see above | 22c433 | 5600 | 1 | 58 | 1800 | 0.05 | 2.67 | 0 | 0 | 0 | 0 | 0 | 0 | 603.2025 |  |  | 0 | 900 | 1 | 0.85 |  | 0 |  |  | 0.7885 | 603.2025
519-1 | MR-IR | Task | [5 empty] | #N/A | #N/A | #N/A | #N/A | #N/A | #N/A | #N/A | #N/A | #N/A | #N/A | #N/A | #N/A | #N/A | #N/A | #N/A | #N/A | #N/A | #N/A | #N/A | #N/A | 0 |  |  | 0 | #N/A | #N/A | #N/A |  | 0 |  |  | 0.9 | 0
534-1 | FL | Linear Indirect Cove | T8 - Bi-Pin Base | 32 | 32 | 1 | 36000 | Electronic Ballast - Program Start 1 Lamp | 50000 | 89.2 | Grainger #405 | 3XY81 | 8.1 | see above | 36H775 | 2200 | 1.6 | 92.8 | 0180 | 0.09 | 4.75 | 36.75 | 0 | 6WXE9 | 2651-13.5-7630 | 0.60606 | 32.4242 | 1854.666 |  |  | 0 | 2900 | 0.88 | 0.85 |  | 0 |  |  | 0.855 | 1854.666
559-1 | MH | Low Bay lensed | ED37 | 452 | 400 | 1 | 20000 | HID Ballast Pulse Start - 1 Lamp | 50000 | 420 | Grainger #405 | 3JWK9 | 97.55 | see above | 6XV25 | 4330 | 3.2 | 171 | 1200 | 0.27 | 14.25 | 201.75 | 0 | 4CRH5 | 2651-13.9-7630 | 0.69091 | 36.9636 | 12129.6 |  |  | 0 | 32000 | 0.95 | 0.6 |  | 0 |  |  | 0.665 | 12129.6
559-2 | MH | High Bay (Med) | ED37 | 452 | 400 | 1 | 20000 | HID Ballast Pulse Start - 1 Lamp | 50000 | 273 | Grainger #405 | 3JWJ4 | 97.55 | see above | 6XV25 | 4290 | 3.48 | 186 | 1200 | 0.27 | 14.25 | 201.75 | 0 | 4CRH5 | 2651-13.9-7630 | 0.69091 | 36.9636 | 12129.6 |  |  | 0 | 32000 | 0.95 | 0.6 |  | 0 |  |  | 0.665 | 12129.6
559-3 | MH | Extra High Bay | BT56 | 1080 | 1000 | 1 | 13000 | HID Ballast Probe Start - 1 Lamp | 50000 | 398.25 | Grainger #405 | 7G147 | 75.4 | see above | 2V659 | 4300 | 4 | 213 | 1300 | 0.4 | 21.25 | 266 | 0 | 1FYD8 | 2651-13.9-7630 | 0.80606 | 43.1242 | 30324 |  |  | 0 | 80000 | 0.95 | 0.6 |  | 0 |  |  | 0.665 | 30324
608-1 | FL | Low Bay | T8 - Bi-Pin Base | 112 | 32 | 4 | 36000 | Electronic Ballast - Program Start 4 lamp | 50000 | 130.55 | Grainger #405 | 2NAX5 | 8.1 | see above | 36H775 | 2950 | 1.8 | 96 | 0180 | 0.36 | 19 | 71.15 | 0 | 26CT25 | 2651-13.5-7630 | 0.60606 | 32.4242 | 7418.664 |  |  | 0 | 2900 | 0.88 | 0.85 |  | 0 |  |  | 0.855 | 7418.664
609-1 | FL | Industrial High Bay | T8 - Bi-Pin Base | 146 | 32 | 4 | 36000 | Electronic Ballast - Program Start 4 lamp | 50000 | 284 | Grainger #405 | 6CGC9 | 8.1 | see above | 36H775 | 2952 | 1.88 | 100 | 0180 | 0.36 | 19 | 71.15 | 0 | 26CT25 | 2651-13.5-7630 | 0.78788 | 42.1515 | 7418.664 |  |  | 0 | 2900 | 0.88 | 0.85 |  | 0 |  |  | 0.855 | 7418.664
707-1 | LED | WW Open (repl INC) | LED | 1 | 1 | 1 | 10 | #N/A | #N/A | 0.01 | #N/A | #N/A | 0.01 | #N/A | #N/A | 120 | 1 | 58 | #N/A | #N/A | #N/A | 0.01 | #N/A | #N/A | #N/A | #N/A | #N/A | 150.328 |  |  | 0 | 172 | 1 | 1 |  | 0 |  |  | 0.874 | 150.328
707-2 | LED | WW Open (repl INC) | LED | 1 | 1 | 1 | 10 | #N/A | #N/A | 0.01 | #N/A | #N/A | 0.01 | #N/A | #N/A | 120 | 1 | 58 | #N/A | #N/A | #N/A | 0.01 | #N/A | #N/A | #N/A | #N/A | #N/A | 150.328 |  |  | 0 | 172 | 1 | 1 |  | 0 |  |  | 0.874 | 150.328
709-1 | LED | High Bay Industrial (repl FL) | LED | 1 | 1 | 1 | 10 | #N/A | #N/A | 0.01 | #N/A | #N/A | 0.01 | #N/A | #N/A | 3000 | 1.194 | 69.252 | #N/A | #N/A | #N/A | 0.01 | #N/A | #N/A | #N/A | #N/A | #N/A | 150.328 |  |  | 0 | 172 | 1 | 1 |  | 0 |  |  | 0.874 | 150.328
711-1 | LED | PAR downlight spot | LED | 1 | 1 | 1 | 10 | #N/A | #N/A | 0.01 | #N/A | #N/A | 0.01 | #N/A | #N/A | #N/A | #N/A | #N/A | #N/A | #N/A | #N/A | 0.01 | #N/A | #N/A | #N/A | #N/A | #N/A | 150.328 |  |  | 0 | 172 | 1 | 1 |  | 0 |  |  | 0.874 | 150.328
734-1 | LED | Linear Wall Cove (repl FL) | LED | 1 | 1 | 1 | 10 |  |  | 0.01 |  |  | 0.01 | [8 empty] | 0.01 | [5 empty] | 150.328 |  |  | 0 | 172 | 1 | 1 |  | 0 |  |  | 0.874 | 150.328
759-1 | LED | Lowbay Lensed (Lin Ind - repl MH) | LED | 1 | 1 | 1 | 10 |  |  | 0.01 |  |  | 0.01 |  |  | 4010 | 2.959 | 171.622 |  |  |  | 0.01 | [5 empty] | 150.328 |  |  | 0 | 172 | 1 | 1 |  | 0 |  |  | 0.874 | 150.328
759-2 | LED | High Bay (repl MH) | LED | 1 | 1 | 1 | 10 |  |  | 0.01 |  |  | 0.01 | [8 empty] | 0.01 | [5 empty] | 150.328 |  |  | 0 | 172 | 1 | 1 |  | 0 |  |  | 0.874 | 150.328
769-2 | LED | High Bay (repl MH) | LED | 1 | 1 | 1 | 10 |  |  | 0.01 |  |  | 0.01 | [8 empty] | 0.01 | [5 empty] | 150.328 |  |  | 0 | 172 | 1 | 1 |  |  |  |  | 0.874 | 150.328
599 | CF | Direct/Indirect | Triple Lamp - 4 Pin | 186 | 42 | 4 | 12000 | NA |  | 121 | RS Means 2014 | 2651-13.50-5520 | 34.3 | see above | 1PHA8 | 5510 | 1 | 53.5 | 1800 | 0.2 | 10.68 | 0 | [5 empty] | 1884.8261 |  |  | 0 | 682.5 | 0.95 | 0.85 |  |  |  |  | 0.855 | 1884.8261
[32 empty] | NA | 1
Note: to add more fixture types, insert rows above dark grey line
Each fixture must have a unique fixture type code or fixture ID in the first column.
Note: ballast replacement hours from Means
are for retrofit conditions, since balasts are included
with the fixture and adding a replacement multiplier
would be redundant.
So hours are divided by the multiplier that will be added
as a cost adjustment in the final prototype estimate.
Note on AM10: Reid Hart: If override entry exists, it has priority, then Efficacy, then if neither, lumen per lamp & ballast factor based
These costs are for the selected fixtures from 90.1 Lighting Subcommittee that are included in the lighting space types in the selected building prototype models analyzed for the cost-effectiveness project. These costs include lamps, ballasts, installation, and lamp replacements. 90.1 does not require specific lighting equipment; selections are based on information from Lighting Subcommittee experts.

## Int Ltg LPD Space Types SO (hidden)
| IECC Cost Effectiveness - Interior Lighting Power Density - Fixture Costs per Square Foot for Each Space Type - Small Office | [18 empty] | SMALL OFFICE
Adjustment Factors for LPD
| Interior lighting costs by space type and fixture type IECC 2009, North Carolina Base Code, and IECC 2012 tables. | [18 empty] | 2009 | 1
| 90.1-07 and 2010 in Int Ltg LPD Space Types 90_1 (same for all prototypes). Values come from "Int Ltg Comp" worksheet in this workbook. | [18 empty] | N. Carolina | 0.89
[20 empty] | 2012 | 0.975
Interior Lighting Costs by Space Type, 2009
1 | 2 | 3 | 4 | 5 | 6 | 7 | 8 | 9 | 10 | 11 | 12 | 13 | 14 | 15 | 16 | 17 | 18 | 19 | 20 | 21 | 22 | 23 | 24 | 25 | 26 | 27 | 28 | 29 | 30 | 31 | 32 | 33 | 34 | 35
| Space Type Lighting Descriptions and Cost Parameters | [14 empty] | New Construction Cost | [6 empty] | Lamp Replacement Cost | [6 empty] | Ballast Replacement Cost
IECC 2009 Lookup Values | 2009 Space Types | 90.1 Lighting Subcommittee Model Number | Space Type Lighting Power Allowance W/ft2 | Fixture ID Number | Fixture Type | Lamp Type1 | Lamp Wattage | Number of Lamps | Not Used | Fixture Watts | Lamp Life Hours | Quantity of Fixtures/ft2 | Fixture Watts/ft2 | not used | not used | Fixture Cost/ft2 | not used | not used | not used | Labor Cost $/ft2 | Not Used | Not Used | Lamp Cost $/ft2 | Not Used | Not Used | Not Used | Labor Cost/ft2 | Overhead and Profit, $/ft2 | Total $/ft2 | Ballast Life Hours | Ballast Cost, $/ft2 | Not Used | Not Used | Labor Cost/ft2 | Not Used | Not Used
Classroom/Lecture/Training | Classroom/Lecture/Training |  | 1.4
Classroom/Lecture/Training535 |  | 3.1 |  | 535 | Linear Dir/Indir | FL | 32 | 2 |  | 58 | 36000 | 0.019859 | 1.1518 |  |  | 7.3637 |  |  |  | 1.8429 |  |  | 0.13306 |  |  |  | 0.20477 |  |  | 50000 | 0.72605 |  |  | 1.1518
Classroom/Lecture/Training537-2 |  | 3.1 |  | 537-2 | Linear WW Open | FL | 32 | 2 |  | 58 | 36000 | 0.0042789 | 0.24817 |  |  | 1.626 |  |  |  | 0.24817 |  |  | 0.028668 |  |  |  | 0.04412 |  |  | 50000 | 0.15644 |  |  | 0.24817
Classroom/Lecture/Training0 |  | 3.1 |  | 0 | NA | NA | 0 | 0 |  | 0 | 0 | 0 | 0 |  |  | 0 |  |  |  | 0 |  |  | 0 |  |  |  | 0 |  |  | 0 | 0 |  |  | 0
| Conference/Meeting/Multipurpose |  | 1.3
Conference/Meeting/Multipurpose535 |  | 31 |  | 535 | Linear Dir/Indir | FL | 32 | 2 |  | 58 | 36000 | 0.011449 | 0.66403 |  |  | 4.2452 |  |  |  | 1.0624 |  |  | 0.076707 |  |  |  | 0.11805 |  |  | 50000 | 0.41857 |  |  | 0.66403
Conference/Meeting/Multipurpose537-1 |  | 31 |  | 537-1 | Linear WW Open | FL | 32 | 1 |  | 29 | 36000 | 0.013036 | 0.37804 |  |  | 4.2236 |  |  |  | 0.75608 |  |  | 0.04367 |  |  |  | 0.067208 |  |  | 50000 | 0.39108 |  |  | 0.75608
Conference/Meeting/Multipurpose511 |  | 31 |  | 511 | Downlight open - flood | PAR | 60 | 1 |  | 60 | 4200 | 0.0042988 | 0.25793 |  |  | 0.1594 |  |  |  | 0.24933 |  |  | 0.091909 |  |  |  | 0.01251 |  |  | 0 | 0 |  |  | 0
| Corridor/Transition |  | 0.5
Corridor/Transition530 |  | 2 |  | 530 | Linear Direct lensed (Acrylic 12 Lens) | FL | 32 | 2 |  | 58 | 36000 | 0.0049581 | 0.28757 |  |  | 0.4611 |  |  |  | 0.46011 |  |  | 0.033219 |  |  |  | 0.051124 |  |  | 50000 | 0.18127 |  |  | 0.28757
Corridor/Transition537-2 |  | 2 |  | 537-2 | Linear WW Open | FL | 32 | 2 |  | 58 | 36000 | 0.0036626 | 0.21243 |  |  | 1.3918 |  |  |  | 0.21243 |  |  | 0.024539 |  |  |  | 0.037766 |  |  | 50000 | 0.1339 |  |  | 0.21243
Corridor/Transition0 |  | 2 |  | 0 | NA | NA | 0 | 0 |  | 0 | 0 | 0 | 0 |  |  | 0 |  |  |  | 0 |  |  | 0 |  |  |  | 0 |  |  | 0 | 0 |  |  | 0
| Dining Area |  | 0.9
Dining Area531 |  | 6 |  | 531 | Linear Direct w/louver | FL | 32 | 2 |  | 58 | 36000 | 0.011902 | 0.6903 |  |  | 1.3627 |  |  |  | 1.0417 |  |  | 0.079742 |  |  |  | 0.12272 |  |  | 50000 | 0.43513 |  |  | 0.6903
Dining Area524 |  | 6 |  | 524 | indirect Wall Scounce | CF | 18 | 2 |  | 39 | 10000 | 0.0053769 | 0.2097 |  |  | 0.48215 |  |  |  | 0.31186 |  |  | 0.16884 |  |  |  | 0.031186 |  |  | 50000 | 0 |  |  | 0
Dining Area0 |  | 6
| Electrical/Mechanical |  | 1.5
Electrical/Mechanical538 |  | 4 |  | 538 | Fluorescent Industrial | FL | 32 | 2 |  | 58 | 36000 | 0.025862 | 1.5 |  |  | 2.2759 |  |  |  | 2.1 |  |  | 0.17328 |  |  |  | 0.26667 |  |  | 50000 | 0.94552 |  |  | 1.5
Electrical/Mechanical0 |  | 4 |  | 0 | NA | NA | 0 | 0 |  | 0 | 0 | 0 | 0 |  |  | 0 |  |  |  | 0 |  |  | 0 |  |  |  | 0 |  |  | 0 | 0 |  |  | 0
Electrical/Mechanical0 |  | 4 |  | 0 | NA | NA | 0 | 0 |  | 0 | 0 | 0 | 0 |  |  | 0 |  |  |  | 0 |  |  | 0 |  |  |  | 0 |  |  | 0 | 0 |  |  | 0
| Food Preparation |  | 1.2
Food Preparation530 |  | 8 |  | 530 | Linear Direct lensed (Acrylic 12 Lens) | FL | 32 | 2 |  | 58 | 36000 | 0.02069 | 1.2 |  |  | 1.9241 |  |  |  | 1.92 |  |  | 0.13862 |  |  |  | 0.21334 |  |  | 50000 | 0.75641 |  |  | 1.2
Food Preparation0 |  | 8 |  | 0 | NA | NA | 0 | 0 |  | 0 | 0 | 0 | 0 |  |  | 0 |  |  |  | 0 |  |  | 0 |  |  |  | 0 |  |  | 0 | 0 |  |  | 0
Food Preparation0 |  | 8 |  | 0 | NA | NA | 0 | 0 |  | 0 | 0 | 0 | 0 |  |  | 0 |  |  |  | 0 |  |  | 0 |  |  |  | 0 |  |  | 0 | 0 |  |  | 0
| Gymnasium/Fitness-Fitness Area |  | 0.9
Gymnasium/Fitness-Fitness Area535 |  | 126 |  | 535 | Linear Dir/Indir | FL | 32 | 2 |  | 58 | 36000 | 0.015517 | 0.9 |  |  | 5.7538 |  |  |  | 1.44 |  |  | 0.10397 |  |  |  | 0.16 |  |  | 50000 | 0.56731 |  |  | 0.9
Gymnasium/Fitness-Fitness Area0 |  | 126 |  | 0 | NA | NA | 0 | 0 |  | 0 | 0 | 0 | 0 |  |  | 0 |  |  |  | 0 |  |  | 0 |  |  |  | 0 |  |  | 0 | 0 |  |  | 0
Gymnasium/Fitness-Fitness Area0 |  | 126 |  | 0 | NA | NA | 0 | 0 |  | 0 | 0 | 0 | 0 |  |  | 0 |  |  |  | 0 |  |  | 0 |  |  |  | 0 |  |  | 0 | 0 |  |  | 0
| Highway Lodging Guest Rooms |  | 1.1
Highway Lodging Guest Rooms524 |  | 75.01 |  | 524 | indirect Wall Scounce | CF | 18 | 2 |  | 39 | 10000 | 0.0042947 | 0.16749 |  |  | 0.3851 |  |  |  | 0.24909 |  |  | 0.13485 |  |  |  | 0.024909 |  |  | 50000 | 0 |  |  | 0
Highway Lodging Guest Rooms520 |  | 75.01 |  | 520 | Downlight - lensed | CF | 32 | 1 |  | 36 | 17000 | 0.025903 | 0.93251 |  |  | 4.1445 |  |  |  | 1.5024 |  |  | 0.4533 |  |  |  | 0.15024 |  |  | 50000 | 0.64758 |  |  | 0
Highway Lodging Guest Rooms0 |  | 75.01 |  | 0 | NA | NA | 0 | 0 |  | 0 | 0 | 0 | 0 |  |  | 0 |  |  |  | 0 |  |  | 0 |  |  |  | 0 |  |  | 0 | 0 |  |  | 0
| Hospital - Laundry/Washing |  | 0.6
Hospital - Laundry-washing530 |  | 82 |  | 530 | Linear Direct lensed (Acrylic 12 Lens) | FL | 32 | 2 |  | 58 | 36000 | 0.010345 | 0.6 |  |  | 0.96207 |  |  |  | 0.96 |  |  | 0.06931 |  |  |  | 0.10667 |  |  | 50000 | 0.37821 |  |  | 0.6
Hospital - Laundry-washing0 |  | 82 |  | 0 | NA | NA | 0 | 0 |  | 0 | 0 | 0 | 0 |  |  | 0 |  |  |  | 0 |  |  | 0 |  |  |  | 0 |  |  | 0 | 0 |  |  | 0
Hospital - Laundry-washing0 |  | 82 |  | 0 | NA | NA | 0 | 0 |  | 0 | 0 | 0 | 0 |  |  | 0 |  |  |  | 0 |  |  | 0 |  |  |  | 0 |  |  | 0 | 0 |  |  | 0
| Library |  | 1.2
Library535 |  | 19 |  | 535 | Linear Dir/Indir | FL | 32 | 2 |  | 58 | 36000 | 0.010517 | 0.61 |  |  | 3.8998 |  |  |  | 0.976 |  |  | 0.070466 |  |  |  | 0.10845 |  |  | 50000 | 0.38451 |  |  | 0.61
Library520 |  | 19 |  | 520 | Downlight - lensed | CF | 32 | 1 |  | 36 | 17000 | 0.0072222 | 0.26 |  |  | 1.1556 |  |  |  | 0.41889 |  |  | 0.12639 |  |  |  | 0.041889 |  |  | 50000 | 0.18056 |  |  | 0
Library529 |  | 19 |  | 529 | Task | CF | 13 | 1 |  | 14 | 10000 | 0.022857 | 0.32 |  |  | 1.7943 |  |  |  | 0.66286 |  |  | 0.28457 |  |  |  | 0.066514 |  |  | 50000 | 0.5808 |  |  | 0
| Lobby |  | 1.3
Lobby534-2 |  | 20.1 |  | 534-2 | Linear Wall Cove | FL | 32 | 1 |  | 29 | 36000 | 0.0089923 | 0.26078 |  |  | 3.4171 |  |  |  | 0.49078 |  |  | 0.030124 |  |  |  | 0.046361 |  |  | 50000 | 0.26977 |  |  | 0.52155
Lobby523 |  | 20.1 |  | 523 | indirect Pendant | CF | 26 | 2 |  | 56 | 17000 | 0.01697 | 0.9503 |  |  | 5.6848 |  |  |  | 0.98424 |  |  | 0.59394 |  |  |  | 0.049382 |  |  | 50000 | 0 |  |  | 0
Lobby521 |  | 20.1 |  | 521 | Downlight open | CF | 32 | 1 |  | 36 | 17000 | 0.0024701 | 0.088925 |  |  | 0.46685 |  |  |  | 0.14327 |  |  | 0.043227 |  |  |  | 0.014327 |  |  | 50000 | 0.061753 |  |  | 0.071634
| Lobby - Hotel |  | 1.1 | [27 empty] | #N/A
Lobby - Hotel535 |  | 79 |  | 535 | Linear Dir/Indir | FL | 32 | 2 |  | 58 | 36000 | 0.00047462 | 0.027528 |  |  | 0.17599 |  |  |  | 0.044044 |  |  | 0.0031799 |  |  |  | 0.0048939 |  |  | 50000 | 0.017352 |  |  | 0.027528
Lobby - Hotel572 |  | 79 |  | 572 | Downlight open | TH | 75 | 1 |  | 75 | 850 | 0.012798 | 0.95987 |  |  | 0.35707 |  |  |  | 0.7423 |  |  | 0.27363 |  |  |  | 0.30076 |  |  | 0 | 0 |  |  | 0
Lobby - Hotel524 |  | 79 |  | 524 | indirect Wall Scounce | CF | 18 | 2 |  | 39 | 10000 | 0.0028873 | 0.1126 |  |  | 0.2589 |  |  |  | 0.16746 |  |  | 0.09066 |  |  |  | 0.016746 |  |  | 50000 | 0 |  |  | 0
| Lounge/Recreation - Break room |  | 1.2
Lounge/Recreation - Breakroom537-1 |  | 9 |  | 537-1 | Linear WW Open | FL | 32 | 1 |  | 29 | 36000 | 0.013041 | 0.37818 |  |  | 4.2252 |  |  |  | 0.75636 |  |  | 0.043686 |  |  |  | 0.067232 |  |  | 50000 | 0.39122 |  |  | 0.75636
Lounge/Recreation - Breakroom572 |  | 9 |  | 0 | NA | NA | 0 | 0 |  | 0 | 0 | 0 | 0 |  |  | 0 |  |  |  | 0 |  |  | 0 |  |  |  | 0 |  |  | 0 | 0 |  |  | 0
Lounge/Recreation - Breakroom521 |  | 9 |  | 521 | Downlight open | CF | 32 | 1 |  | 36 | 17000 | 0.022828 | 0.82182 |  |  | 4.3146 |  |  |  | 1.324 |  |  | 0.3995 |  |  |  | 0.1324 |  |  | 50000 | 0.57071 |  |  | 0.66202
| Office-Enclosed |  | 1.1
Office-Enclosed535 |  | 25 |  | 535 | Linear Dir/Indir | FL | 32 | 2 |  | 58 | 36000 | 0.013387 | 0.77644 |  |  | 4.9639 |  |  |  | 1.2423 |  |  | 0.089693 |  |  |  | 0.13804 |  |  | 50000 | 0.48943 |  |  | 0.77644
Office-Enclosed539 |  | 25 |  | 539 | Task | FL | 15 | 1 |  | 17 | 7500 | 0.0072238 | 0.1228 |  |  | 0.27017 |  |  |  | 0.20949 |  |  | 0.028173 |  |  |  | 0.033591 |  |  | 50000 | 0.091019 |  |  | 0.33591
Office-Enclosed537-2 |  | 25 |  | 537-2 | Linear WW Open | FL | 32 | 2 |  | 58 | 36000 | 0.0034612 | 0.20075 |  |  | 1.3153 |  |  |  | 0.20075 |  |  | 0.02319 |  |  |  | 0.03569 |  |  | 50000 | 0.12654 |  |  | 0.20075
| Office - Open Plan (Including Other) |  | 1.1
Office - Open Plan (Including Other)535 |  | 27 |  | 535 | Linear Dir/Indir | FL | 32 | 2 |  | 58 | 36000 | 0.015179 | 0.88036 |  |  | 5.6282 |  |  |  | 1.4086 |  |  | 0.1017 |  |  |  | 0.15651 |  |  | 50000 | 0.55493 |  |  | 0.88036
Office - Open Plan (Including Other)539 |  | 27 |  | 539 | Task | FL | 15 | 1 |  | 17 | 7500 | 0.0092144 | 0.15664 |  |  | 0.34462 |  |  |  | 0.26722 |  |  | 0.035936 |  |  |  | 0.042847 |  |  | 50000 | 0.1161 |  |  | 0.42847
Office - Open Plan (Including Other)524 |  | 27 |  | 524 | indirect Wall Scounce | CF | 18 | 2 |  | 39 | 10000 | 0.0016152 | 0.062993 |  |  | 0.14484 |  |  |  | 0.093682 |  |  | 0.050718 |  |  |  | 0.0093682 |  |  | 50000 | 0 |  |  | 0
| Restrooms |  | 0.9
Restrooms521 |  | 12 |  | 521 | Downlight open | CF | 32 | 1 |  | 36 | 17000 | 0.011796 | 0.42464 |  |  | 2.2294 |  |  |  | 0.68415 |  |  | 0.20642 |  |  |  | 0.068415 |  |  | 50000 | 0.29489 |  |  | 0.34207
Restrooms537-1 |  | 12 |  | 537-1 | Linear WW Open | FL | 32 | 1 |  | 29 | 36000 | 0.011753 | 0.34083 |  |  | 3.8079 |  |  |  | 0.68167 |  |  | 0.039372 |  |  |  | 0.060593 |  |  | 50000 | 0.35259 |  |  | 0.68167
Restrooms524 |  | 12 |  | 524 | indirect Wall Scounce | CF | 18 | 2 |  | 39 | 10000 | 0.0034493 | 0.13452 |  |  | 0.3093 |  |  |  | 0.20006 |  |  | 0.10831 |  |  |  | 0.020006 |  |  | 50000 | 0 |  |  | 0
| Retail - Sales Area |  | 1.7
Retail - Sales Area535 |  | 97 |  | 535 | Linear Dir/Indir | FL | 32 | 2 |  | 58 | 36000 | 0.016543 | 0.95948 |  |  | 6.1341 |  |  |  | 1.5352 |  |  | 0.11084 |  |  |  | 0.17058 |  |  | 50000 | 0.6048 |  |  | 0.95948
Retail - Sales Area541 |  | 97 |  | 541 | Downlight open - flood | MH | 39 | 1 |  | 44 | 13000 | 0.01683 | 0.74052 |  |  | 4.3219 |  |  |  | 0.97614 |  |  | 1.1234 |  |  |  | 0.26086 |  |  | 50000 | 2.0179 |  |  | 0.97614
Retail - Sales Area572 |  | 97 |  | 0 | NA | NA | 0 | 0 |  | 0 | 0 | 0 | 0 |  |  | 0 |  |  |  | 0 |  |  | 0 |  |  |  | 0 |  |  | 0 | 0 |  |  | 0
| Stairway |  | 0.6
Stairway530 |  | 11 |  | 530 | Linear Direct lensed (Acrylic 12 Lens) | FL | 32 | 2 |  | 58 | 36000 | 0.010345 | 0.6 |  |  | 0.96207 |  |  |  | 0.96 |  |  | 0.06931 |  |  |  | 0.10667 |  |  | 50000 | 0.37821 |  |  | 0.6
Stairway0 |  | 11 |  | 0 | NA | NA | 0 | 0 |  | 0 | 0 | 0 | 0 |  |  | 0 |  |  |  | 0 |  |  | 0 |  |  |  | 0 |  |  | 0 | 0 |  |  | 0
Stairway0 |  | 11 |  | 0 | NA | NA | 0 | 0 |  | 0 | 0 | 0 | 0 |  |  | 0 |  |  |  | 0 |  |  | 0 |  |  |  | 0 |  |  | 0 | 0 |  |  | 0
| Storage |  | 0.8
Storage530 |  | 41 |  | 530 | Linear Direct lensed (Acrylic 12 Lens) | FL | 32 | 2 |  | 58 | 36000 | 0.013793 | 0.8 |  |  | 1.2828 |  |  |  | 1.28 |  |  | 0.092414 |  |  |  | 0.14222 |  |  | 50000 | 0.50428 |  |  | 0.8
Storage553 |  | 41 |  | 0 | NA | NA | 0 | 0 |  | 0 | 0 | 0 | 0 |  |  | 0 |  |  |  | 0 |  |  | 0 |  |  |  | 0 |  |  | 0 | 0 |  |  | 0
Storage0 |  | 41 |  | 0 | NA | NA | 0 | 0 |  | 0 | 0 | 0 | 0 |  |  | 0 |  |  |  | 0 |  |  | 0 |  |  |  | 0 |  |  | 0 | 0 |  |  | 0
1 FL linear fluorescent, CF compact fluorescent, MH metal halide
Interior Lighting Costs by Space Type, North Carolina Base Code
| Space Type Lighting Descriptions and Cost Parameters | [14 empty] | New Construction Cost | [6 empty] | Lamp Replacement Cost | [6 empty] | Ballast Replacement Cost
North Carolina Base Code Lookup Values | 2009 Space Types | 90.1 Lighting Subcommittee Model Number | Space Type Lighting Power Allowance W/ft2 | Fixture ID Number | Fixture Type | Lamp Type1 | Lamp Wattage | Number of Lamps | Not Used | Fixture Watts | Lamp Life Hours | Quantity of Fixtures/ft2 | Fixture Watts/ft2 | not used | not used | Fixture Cost/ft2 | not used | not used | not used | Labor Cost $/ft2 | Not Used | Not Used | Lamp Cost $/ft2 | Not Used | Not Used | Not Used | Labor Cost/ft2 |  |  | Ballast Life Hours | Ballast Cost, $/ft2 | Not Used | Not Used | Labor Cost/ft2 | Not Used | Not Used
Classroom/Lecture/Training | Classroom/Lecture/Training |  | 1.246
Classroom/Lecture/Training535 |  | 3.1 |  | 535 | Linear Dir/Indir | FL | 32 | 2 |  | 58 | 36000 | 0.017675 | 1.0251 |  |  | 6.5537 |  |  |  | 1.6402 |  |  | 0.11842 |  |  |  | 0.18225 |  |  | 50000 | 0.64618 |  |  | 1.0251
Classroom/Lecture/Training537-2 |  | 3.1 |  | 537-2 | Linear WW Open | FL | 32 | 2 |  | 58 | 36000 | 0.0038082 | 0.22088 |  |  | 1.4471 |  |  |  | 0.22088 |  |  | 0.025515 |  |  |  | 0.039267 |  |  | 50000 | 0.13923 |  |  | 0.22088
Classroom/Lecture/Training0 |  | 3.1 |  | 0 | NA | NA | 0 | 0 |  | 0 | 0 | 0 | 0 |  |  | 0 |  |  |  | 0 |  |  | 0 |  |  |  | 0 |  |  | 0 | 0 |  |  | 0
| Conference/Meeting/Multipurpose |  | 1.157
Conference/Meeting/Multipurpose535 |  | 31 |  | 535 | Linear Dir/Indir | FL | 32 | 2 |  | 58 | 36000 | 0.010189 | 0.59099 |  |  | 3.7782 |  |  |  | 0.94558 |  |  | 0.068269 |  |  |  | 0.10507 |  |  | 50000 | 0.37252 |  |  | 0.59099
Conference/Meeting/Multipurpose537-1 |  | 31 |  | 537-1 | Linear WW Open | FL | 32 | 1 |  | 29 | 36000 | 0.011602 | 0.33646 |  |  | 3.759 |  |  |  | 0.67291 |  |  | 0.038866 |  |  |  | 0.059815 |  |  | 50000 | 0.34806 |  |  | 0.67291
Conference/Meeting/Multipurpose511 |  | 31 |  | 511 | Downlight open - flood | PAR | 60 | 1 |  | 60 | 4200 | 0.003826 | 0.22956 |  |  | 0.14187 |  |  |  | 0.22191 |  |  | 0.081799 |  |  |  | 0.011134 |  |  | 0 | 0 |  |  | 0
| Corridor/Transition |  | 0.445
Corridor/Transition530 |  | 2 |  | 530 | Linear Direct lensed (Acrylic 12 Lens) | FL | 32 | 2 |  | 58 | 36000 | 0.0044127 | 0.25594 |  |  | 0.41038 |  |  |  | 0.4095 |  |  | 0.029565 |  |  |  | 0.045501 |  |  | 50000 | 0.16133 |  |  | 0.25594
Corridor/Transition537-2 |  | 2 |  | 537-2 | Linear WW Open | FL | 32 | 2 |  | 58 | 36000 | 0.0032597 | 0.18906 |  |  | 1.2387 |  |  |  | 0.18906 |  |  | 0.02184 |  |  |  | 0.033612 |  |  | 50000 | 0.11917 |  |  | 0.18906
Corridor/Transition0 |  | 2 |  | 0 | NA | NA | 0 | 0 |  | 0 | 0 | 0 | 0 |  |  | 0 |  |  |  | 0 |  |  | 0 |  |  |  | 0 |  |  | 0 | 0 |  |  | 0
| Dining Area |  | 0.801
Dining Area531 |  | 6 |  | 531 | Linear Direct w/louver | FL | 32 | 2 |  | 58 | 36000 | 0.010593 | 0.61437 |  |  | 1.2128 |  |  |  | 0.92708 |  |  | 0.07097 |  |  |  | 0.10922 |  |  | 50000 | 0.38726 |  |  | 0.61437
Dining Area524 |  | 6 |  | 524 | indirect Wall Scounce | CF | 18 | 2 |  | 39 | 10000 | 0.0047855 | 0.18663 |  |  | 0.42911 |  |  |  | 0.27756 |  |  | 0.15026 |  |  |  | 0.027756 |  |  | 50000 | 0 |  |  | 0
Dining Area0 |  | 6
| Electrical/Mechanical |  | 1.335
Electrical/Mechanical538 |  | 4 |  | 538 | Fluorescent Industrial | FL | 32 | 2 |  | 58 | 36000 | 0.023017 | 1.335 |  |  | 2.0255 |  |  |  | 1.869 |  |  | 0.15422 |  |  |  | 0.23734 |  |  | 50000 | 0.84151 |  |  | 1.335
Electrical/Mechanical0 |  | 4 |  | 0 | NA | NA | 0 | 0 |  | 0 | 0 | 0 | 0 |  |  | 0 |  |  |  | 0 |  |  | 0 |  |  |  | 0 |  |  | 0 | 0 |  |  | 0
Electrical/Mechanical0 |  | 4 |  | 0 | NA | NA | 0 | 0 |  | 0 | 0 | 0 | 0 |  |  | 0 |  |  |  | 0 |  |  | 0 |  |  |  | 0 |  |  | 0 | 0 |  |  | 0
| Food Preparation |  | 1.068
Food Preparation530 |  | 8 |  | 530 | Linear Direct lensed (Acrylic 12 Lens) | FL | 32 | 2 |  | 58 | 36000 | 0.018414 | 1.068 |  |  | 1.7125 |  |  |  | 1.7088 |  |  | 0.12337 |  |  |  | 0.18987 |  |  | 50000 | 0.67321 |  |  | 1.068
Food Preparation0 |  | 8 |  | 0 | NA | NA | 0 | 0 |  | 0 | 0 | 0 | 0 |  |  | 0 |  |  |  | 0 |  |  | 0 |  |  |  | 0 |  |  | 0 | 0 |  |  | 0
Food Preparation0 |  | 8 |  | 0 | NA | NA | 0 | 0 |  | 0 | 0 | 0 | 0 |  |  | 0 |  |  |  | 0 |  |  | 0 |  |  |  | 0 |  |  | 0 | 0 |  |  | 0
| Gymnasium/Fitness-Fitness Area |  | 0.801
Gymnasium/Fitness-Fitness Area535 |  | 126 |  | 535 | Linear Dir/Indir | FL | 32 | 2 |  | 58 | 36000 | 0.01381 | 0.801 |  |  | 5.1209 |  |  |  | 1.2816 |  |  | 0.092529 |  |  |  | 0.1424 |  |  | 50000 | 0.50491 |  |  | 0.801
Gymnasium/Fitness-Fitness Area0 |  | 126 |  | 0 | NA | NA | 0 | 0 |  | 0 | 0 | 0 | 0 |  |  | 0 |  |  |  | 0 |  |  | 0 |  |  |  | 0 |  |  | 0 | 0 |  |  | 0
Gymnasium/Fitness-Fitness Area0 |  | 126 |  | 0 | NA | NA | 0 | 0 |  | 0 | 0 | 0 | 0 |  |  | 0 |  |  |  | 0 |  |  | 0 |  |  |  | 0 |  |  | 0 | 0 |  |  | 0
| Highway Lodging Guest Rooms |  | 0.979
Highway Lodging Guest Rooms524 |  | 75.01 |  | 524 | indirect Wall Scounce | CF | 18 | 2 |  | 39 | 10000 | 0.0038222 | 0.14907 |  |  | 0.34274 |  |  |  | 0.22169 |  |  | 0.12002 |  |  |  | 0.022169 |  |  | 50000 | 0 |  |  | 0
Highway Lodging Guest Rooms520 |  | 75.01 |  | 520 | Downlight - lensed | CF | 32 | 1 |  | 36 | 17000 | 0.023054 | 0.82993 |  |  | 3.6886 |  |  |  | 1.3371 |  |  | 0.40344 |  |  |  | 0.13371 |  |  | 50000 | 0.57634 |  |  | 0
Highway Lodging Guest Rooms0 |  | 75.01 |  | 0 | NA | NA | 0 | 0 |  | 0 | 0 | 0 | 0 |  |  | 0 |  |  |  | 0 |  |  | 0 |  |  |  | 0 |  |  | 0 | 0 |  |  | 0
| Hospital - Laundry/Washing |  | 0.534
Hospital - Laundry-washing530 |  | 82 |  | 530 | Linear Direct lensed (Acrylic 12 Lens) | FL | 32 | 2 |  | 58 | 36000 | 0.0092069 | 0.534 |  |  | 0.85624 |  |  |  | 0.8544 |  |  | 0.061686 |  |  |  | 0.094935 |  |  | 50000 | 0.3366 |  |  | 0.534
Hospital - Laundry-washing0 |  | 82 |  | 0 | NA | NA | 0 | 0 |  | 0 | 0 | 0 | 0 |  |  | 0 |  |  |  | 0 |  |  | 0 |  |  |  | 0 |  |  | 0 | 0 |  |  | 0
Hospital - Laundry-washing0 |  | 82 |  | 0 | NA | NA | 0 | 0 |  | 0 | 0 | 0 | 0 |  |  | 0 |  |  |  | 0 |  |  | 0 |  |  |  | 0 |  |  | 0 | 0 |  |  | 0
| Library |  | 1.068
Library535 |  | 19 |  | 535 | Linear Dir/Indir | FL | 32 | 2 |  | 58 | 36000 | 0.0093603 | 0.5429 |  |  | 3.4708 |  |  |  | 0.86864 |  |  | 0.062714 |  |  |  | 0.096517 |  |  | 50000 | 0.34221 |  |  | 0.5429
Library520 |  | 19 |  | 520 | Downlight - lensed | CF | 32 | 1 |  | 36 | 17000 | 0.0064278 | 0.2314 |  |  | 1.0284 |  |  |  | 0.37281 |  |  | 0.11249 |  |  |  | 0.037281 |  |  | 50000 | 0.16069 |  |  | 0
Library529 |  | 19 |  | 529 | Task | CF | 13 | 1 |  | 14 | 10000 | 0.020343 | 0.2848 |  |  | 1.5969 |  |  |  | 0.58994 |  |  | 0.25327 |  |  |  | 0.059198 |  |  | 50000 | 0.51691 |  |  | 0
| Lobby |  | 1.157
Lobby534-2 |  | 20.1 |  | 534-2 | Linear Wall Cove | FL | 32 | 1 |  | 29 | 36000 | 0.0080031 | 0.23209 |  |  | 3.0412 |  |  |  | 0.4368 |  |  | 0.026811 |  |  |  | 0.041261 |  |  | 50000 | 0.24009 |  |  | 0.46418
Lobby523 |  | 20.1 |  | 523 | indirect Pendant | CF | 26 | 2 |  | 56 | 17000 | 0.015103 | 0.84577 |  |  | 5.0595 |  |  |  | 0.87597 |  |  | 0.5286 |  |  |  | 0.04395 |  |  | 50000 | 0 |  |  | 0
Lobby521 |  | 20.1 |  | 521 | Downlight open | CF | 32 | 1 |  | 36 | 17000 | 0.0021984 | 0.079143 |  |  | 0.4155 |  |  |  | 0.12751 |  |  | 0.038472 |  |  |  | 0.012751 |  |  | 50000 | 0.05496 |  |  | 0.063754
| Lobby - Hotel |  | 0.979 | [27 empty] | #N/A
Lobby - Hotel535 |  | 79 |  | 535 | Linear Dir/Indir | FL | 32 | 2 |  | 58 | 36000 | 0.00042241 | 0.0245 |  |  | 0.15663 |  |  |  | 0.039199 |  |  | 0.0028301 |  |  |  | 0.0043555 |  |  | 50000 | 0.015443 |  |  | 0.0245
Lobby - Hotel572 |  | 79 |  | 572 | Downlight open | TH | 75 | 1 |  | 75 | 850 | 0.01139 | 0.85428 |  |  | 0.31779 |  |  |  | 0.66065 |  |  | 0.24353 |  |  |  | 0.26768 |  |  | 0 | 0 |  |  | 0
Lobby - Hotel524 |  | 79 |  | 524 | indirect Wall Scounce | CF | 18 | 2 |  | 39 | 10000 | 0.0025697 | 0.10022 |  |  | 0.23042 |  |  |  | 0.14904 |  |  | 0.080688 |  |  |  | 0.014904 |  |  | 50000 | 0 |  |  | 0
| Lounge/Recreation - Break room |  | 1.068
Lounge/Recreation - Breakroom537-1 |  | 9 |  | 537-1 | Linear WW Open | FL | 32 | 1 |  | 29 | 36000 | 0.011606 | 0.33658 |  |  | 3.7604 |  |  |  | 0.67316 |  |  | 0.038881 |  |  |  | 0.059837 |  |  | 50000 | 0.34818 |  |  | 0.67316
Lounge/Recreation - Breakroom572 |  | 9 |  | 0 | NA | NA | 0 | 0 |  | 0 | 0 | 0 | 0 |  |  | 0 |  |  |  | 0 |  |  | 0 |  |  |  | 0 |  |  | 0 | 0 |  |  | 0
Lounge/Recreation - Breakroom521 |  | 9 |  | 521 | Downlight open | CF | 32 | 1 |  | 36 | 17000 | 0.020317 | 0.73142 |  |  | 3.84 |  |  |  | 1.1784 |  |  | 0.35555 |  |  |  | 0.11784 |  |  | 50000 | 0.50793 |  |  | 0.5892
| Office-Enclosed |  | 0.979
Office-Enclosed535 |  | 25 |  | 535 | Linear Dir/Indir | FL | 32 | 2 |  | 58 | 36000 | 0.011914 | 0.69103 |  |  | 4.4179 |  |  |  | 1.1057 |  |  | 0.079826 |  |  |  | 0.12285 |  |  | 50000 | 0.43559 |  |  | 0.69103
Office-Enclosed539 |  | 25 |  | 539 | Task | FL | 15 | 1 |  | 17 | 7500 | 0.0064292 | 0.1093 |  |  | 0.24045 |  |  |  | 0.18645 |  |  | 0.025074 |  |  |  | 0.029896 |  |  | 50000 | 0.081007 |  |  | 0.29896
Office-Enclosed537-2 |  | 25 |  | 537-2 | Linear WW Open | FL | 32 | 2 |  | 58 | 36000 | 0.0030805 | 0.17867 |  |  | 1.1706 |  |  |  | 0.17867 |  |  | 0.020639 |  |  |  | 0.031764 |  |  | 50000 | 0.11262 |  |  | 0.17867
| Office - Open Plan (Including Other) |  | 0.979
Office - Open Plan (Including Other)535 |  | 27 |  | 535 | Linear Dir/Indir | FL | 32 | 2 |  | 58 | 36000 | 0.013509 | 0.78352 |  |  | 5.0091 |  |  |  | 1.2536 |  |  | 0.09051 |  |  |  | 0.13929 |  |  | 50000 | 0.49389 |  |  | 0.78352
Office - Open Plan (Including Other)539 |  | 27 |  | 539 | Task | FL | 15 | 1 |  | 17 | 7500 | 0.0082008 | 0.13941 |  |  | 0.30671 |  |  |  | 0.23782 |  |  | 0.031983 |  |  |  | 0.038134 |  |  | 50000 | 0.10333 |  |  | 0.38134
Office - Open Plan (Including Other)524 |  | 27 |  | 524 | indirect Wall Scounce | CF | 18 | 2 |  | 39 | 10000 | 0.0014375 | 0.056064 |  |  | 0.1289 |  |  |  | 0.083377 |  |  | 0.045139 |  |  |  | 0.0083377 |  |  | 50000 | 0 |  |  | 0
| Restrooms |  | 0.801
Restrooms521 |  | 12 |  | 521 | Downlight open | CF | 32 | 1 |  | 36 | 17000 | 0.010498 | 0.37793 |  |  | 1.9841 |  |  |  | 0.60889 |  |  | 0.18372 |  |  |  | 0.060889 |  |  | 50000 | 0.26245 |  |  | 0.30445
Restrooms537-1 |  | 12 |  | 537-1 | Linear WW Open | FL | 32 | 1 |  | 29 | 36000 | 0.01046 | 0.30334 |  |  | 3.3891 |  |  |  | 0.60668 |  |  | 0.035041 |  |  |  | 0.053928 |  |  | 50000 | 0.3138 |  |  | 0.60668
Restrooms524 |  | 12 |  | 524 | indirect Wall Scounce | CF | 18 | 2 |  | 39 | 10000 | 0.0030699 | 0.11973 |  |  | 0.27528 |  |  |  | 0.17805 |  |  | 0.096395 |  |  |  | 0.017805 |  |  | 50000 | 0 |  |  | 0
| Retail - Sales Area |  | 1.513
Retail - Sales Area535 |  | 97 |  | 535 | Linear Dir/Indir | FL | 32 | 2 |  | 58 | 36000 | 0.014723 | 0.85394 |  |  | 5.4593 |  |  |  | 1.3663 |  |  | 0.098645 |  |  |  | 0.15181 |  |  | 50000 | 0.53828 |  |  | 0.85394
Retail - Sales Area541 |  | 97 |  | 541 | Downlight open - flood | MH | 39 | 1 |  | 44 | 13000 | 0.014979 | 0.65906 |  |  | 3.8465 |  |  |  | 0.86876 |  |  | 0.99983 |  |  |  | 0.23217 |  |  | 50000 | 1.7959 |  |  | 0.86876
Retail - Sales Area572 |  | 97 |  | 0 | NA | NA | 0 | 0 |  | 0 | 0 | 0 | 0 |  |  | 0 |  |  |  | 0 |  |  | 0 |  |  |  | 0 |  |  | 0 | 0 |  |  | 0
| Stairway |  | 0.534
Stairway530 |  | 11 |  | 530 | Linear Direct lensed (Acrylic 12 Lens) | FL | 32 | 2 |  | 58 | 36000 | 0.0092069 | 0.534 |  |  | 0.85624 |  |  |  | 0.8544 |  |  | 0.061686 |  |  |  | 0.094935 |  |  | 50000 | 0.3366 |  |  | 0.534
Stairway0 |  | 11 |  | 0 | NA | NA | 0 | 0 |  | 0 | 0 | 0 | 0 |  |  | 0 |  |  |  | 0 |  |  | 0 |  |  |  | 0 |  |  | 0 | 0 |  |  | 0
Stairway0 |  | 11 |  | 0 | NA | NA | 0 | 0 |  | 0 | 0 | 0 | 0 |  |  | 0 |  |  |  | 0 |  |  | 0 |  |  |  | 0 |  |  | 0 | 0 |  |  | 0
| Storage |  | 0.712
Storage530 |  | 41 |  | 530 | Linear Direct lensed (Acrylic 12 Lens) | FL | 32 | 2 |  | 58 | 36000 | 0.012276 | 0.712 |  |  | 1.1417 |  |  |  | 1.1392 |  |  | 0.082248 |  |  |  | 0.12658 |  |  | 50000 | 0.44881 |  |  | 0.712
Storage553 |  | 41 |  | 0 | NA | NA | 0 | 0 |  | 0 | 0 | 0 | 0 |  |  | 0 |  |  |  | 0 |  |  | 0 |  |  |  | 0 |  |  | 0 | 0 |  |  | 0
Storage0 |  | 41 |  | 0 | NA | NA | 0 | 0 |  | 0 | 0 | 0 | 0 |  |  | 0 |  |  |  | 0 |  |  | 0 |  |  |  | 0 |  |  | 0 | 0 |  |  | 0
1 FL linear fluorescent, CF compact fluorescent, MH metal halide
Interior Lighting Costs by Space Type, 2012
| Space Type Lighting Descriptions and Cost Parameters | [18 empty] | New Construction Cost |  |  | Lamp Replacement Cost | [6 empty] | Ballast Replacement Cost
IECC 2012 Lookup Values | 2012 Space Types | Model Number | Lighting Power Allowance, LPD, W/ft2 | Fixtures - ID Number | Fixture type | Lamp Type | Lamp Wattage | Number of Lamps |  | Fixture Watts | Lamp Life, Hours | Quantity of Fixtures/ft2 | Fixture Watts/ft2 |  |  | Fixture Cost only, $/ft2 | not used | not used | not used | Labor Cost $/ft2 |  |  | Lamp Cost, $/ft2 | Labor Crew Type |  |  | Labor Cost/ft2 |  |  | Ballast Life Hours | Ballast Cost, $/ft2 | Not Used | Not Used | Labor Cost/ft2
Classroom/Lecture/Training | Classroom/Lecture/Training |  | 1.209 | [26 empty] | 0 | #N/A |  |  | 0
Classroom/Lecture/Training535 |  | 3.1 |  | 535 | Linear Dir/Indir | FL | 32 | #N/A |  | #N/A | #N/A | #N/A | 0.90115 |  |  | #N/A |  |  |  | #N/A |  |  | #N/A |  |  |  | #N/A |  |  | #N/A | #N/A |  |  | #N/A
Classroom/Lecture/Training521 |  | 3.1 |  | 521 | Downlight open | CF | 32 | #N/A |  | #N/A | #N/A | #N/A | 0.1502 |  |  | #N/A |  |  |  | #N/A |  |  | #N/A |  |  |  | #N/A |  |  | #N/A | #N/A |  |  | #N/A
Classroom/Lecture/Training0 |  | 3.1 |  | 0 | NA | NA | 0 | 0 |  | 0 | 0 | 0 | 0 |  |  | #N/A |  |  |  | #N/A |  |  | #N/A |  |  |  | #N/A |  |  | #N/A | 0 |  |  | 0
Classroom/Lecture/Training537-1 |  | 3.1 |  | 537-1 | Linear WW Open | FL | 32 | #N/A |  | #N/A | #N/A | #N/A | 0.15766 |  |  | #N/A |  |  |  | #N/A |  |  | #N/A |  |  |  | #N/A |  |  | #N/A | #N/A |  |  | #N/A
| Conference/Meeting/Multipurpose |  | 1.1992
Conference/Meeting/Multipurpose535 |  | 31 |  | 535 | Linear Dir/Indir | FL | 32 | #N/A |  | #N/A | #N/A | #N/A | 0.5892 |  |  | #N/A |  |  |  | #N/A |  |  | #N/A |  |  |  | #N/A |  |  | #N/A | #N/A |  |  | #N/A
Conference/Meeting/Multipurpose511 |  | 31 |  | 511 | Downlight open - flood | PAR | 60 | #N/A |  | #N/A | #N/A | #N/A | 0.4262 |  |  | #N/A |  |  |  | #N/A |  |  | #N/A |  |  |  | #N/A |  |  | #N/A | #N/A |  |  | #N/A
Conference/Meeting/Multipurpose0 |  | 31 |  | 0 | NA | NA | 0 | 0 |  | 0 | 0 | 0 | 0 |  |  | #N/A |  |  |  | #N/A |  |  | #N/A |  |  |  | #N/A |  |  | #N/A | 0 |  |  | 0
Conference/Meeting/Multipurpose527-1 |  | 31 |  | 527-1 | WW Open | CF | 18 | #N/A |  | #N/A | #N/A | #N/A | 0.18385 |  |  | #N/A |  |  |  | #N/A |  |  | #N/A |  |  |  | #N/A |  |  | #N/A | #N/A |  |  | #N/A
| Corridor/Transition |  | 0.6435
Corridor/Transition521 |  | 2 |  | 521 | Downlight open | CF | 32 | #N/A |  | #N/A | #N/A | #N/A | 0.6435 |  |  | #N/A |  |  |  | #N/A |  |  | #N/A |  |  |  | #N/A |  |  | #N/A | #N/A |  |  | #N/A
Corridor/Transition0 |  | 2 |  | 0 | NA | NA | 0 | 0 |  | 0 | 0 | 0 | 0 |  |  | #N/A |  |  |  | #N/A |  |  | #N/A |  |  |  | #N/A |  |  | #N/A | 0 |  |  | 0
Corridor/Transition0 |  | 2 |  | 0 | NA | NA | 0 | 0 |  | 0 | 0 | 0 | 0 |  |  | #N/A |  |  |  | #N/A |  |  | #N/A |  |  |  | #N/A |  |  | #N/A | 0 |  |  | 0
Corridor/Transition527-2 |  | 2 |  | 0 | NA | NA | 0 | 0 |  | 0 | 0 | 0 | 9.818e-08 |  |  | #N/A |  |  |  | #N/A |  |  | #N/A |  |  |  | #N/A |  |  | #N/A | 0 |  |  | 0
| Dining Area |  | 0.63375
Dining Area535 |  | 6 |  | 535 | Linear Dir/Indir | FL | 32 | #N/A |  | #N/A | #N/A | #N/A | 0.23392 |  |  | #N/A |  |  |  | #N/A |  |  | #N/A |  |  |  | #N/A |  |  | #N/A | #N/A |  |  | #N/A
Dining Area521 |  | 6 |  | 521 | Downlight open | CF | 32 | #N/A |  | #N/A | #N/A | #N/A | 0.11471 |  |  | #N/A |  |  |  | #N/A |  |  | #N/A |  |  |  | #N/A |  |  | #N/A | #N/A |  |  | #N/A
Dining Area0 |  | 6 |  | 0 | NA | NA | 0 | 0 |  | 0 | 0 | 0 | 0 |  |  | #N/A |  |  |  | #N/A |  |  | #N/A |  |  |  | #N/A |  |  | #N/A | 0 |  |  | 0
Dining Area537-1 |  | 6 |  | 537-1 | Linear WW Open | FL | 32 | #N/A |  | #N/A | #N/A | #N/A | 0.28512 |  |  | #N/A |  |  |  | #N/A |  |  | #N/A |  |  |  | #N/A |  |  | #N/A | #N/A |  |  | #N/A
| Electrical/Mechanical |  | 0.92625
Electrical/Mechanical538 |  | 4 |  | 538 | Fluorescent Industrial | FL | 32 | #N/A |  | #N/A | #N/A | #N/A | 0.92625 |  |  | #N/A |  |  |  | #N/A |  |  | #N/A |  |  |  | #N/A |  |  | #N/A | #N/A |  |  | #N/A
Electrical/Mechanical0 |  | 4 |  | 0 | NA | NA | 0 | 0 |  | 0 | 0 | 0 | 0 |  |  | #N/A |  |  |  | #N/A |  |  | #N/A |  |  |  | #N/A |  |  | #N/A | 0 |  |  | 0
Electrical/Mechanical0 |  | 4 |  | 0 | NA | NA | 0 | 0 |  | 0 | 0 | 0 | 0 |  |  | #N/A |  |  |  | #N/A |  |  | #N/A |  |  |  | #N/A |  |  | #N/A | 0 |  |  | 0
Electrical/Mechanical0 |  | 4 |  | 0 | NA | NA | 0 | 0 |  | 0 | 0 | 0 | 9.7327e-08 |  |  | #N/A |  |  |  | #N/A |  |  | #N/A |  |  |  | #N/A |  |  | #N/A | 0 |  |  | 0
| Food Preparation |  | 0.96525
Food Preparation530 |  | 8 |  | 530 | Linear Direct lensed (Acrylic 12 Lens) | FL | 32 | #N/A |  | #N/A | #N/A | #N/A | 0.96525 |  |  | #N/A |  |  |  | #N/A |  |  | #N/A |  |  |  | #N/A |  |  | #N/A | #N/A |  |  | #N/A
Food Preparation0 |  | 8 |  | 0 | NA | NA | 0 | 0 |  | 0 | 0 | 0 | 0 |  |  | #N/A |  |  |  | #N/A |  |  | #N/A |  |  |  | #N/A |  |  | #N/A | 0 |  |  | 0
Food Preparation0 |  | 8 |  | 0 | NA | NA | 0 | 0 |  | 0 | 0 | 0 | 0 |  |  | #N/A |  |  |  | #N/A |  |  | #N/A |  |  |  | #N/A |  |  | #N/A | 0 |  |  | 0
Food Preparation0 |  | 8 |  | 0 | NA | NA | 0 | 0 |  | 0 | 0 | 0 | 9.744e-08 |  |  | #N/A |  |  |  | #N/A |  |  | #N/A |  |  |  | #N/A |  |  | #N/A | 0 |  |  | 0
| Gymnasium/Fitness-Fitness Area |  | 0.702
Gymnasium/Fitness-Fitness Area535 |  | 126 |  | 535 | Linear Dir/Indir | FL | 32 | #N/A |  | #N/A | #N/A | #N/A | 0.702 |  |  | #N/A |  |  |  | #N/A |  |  | #N/A |  |  |  | #N/A |  |  | #N/A | #N/A |  |  | #N/A
Gymnasium/Fitness-Fitness Area0 |  | 126 |  | 0 | NA | NA | 0 | 0 |  | 0 | 0 | 0 | 0 |  |  | #N/A |  |  |  | #N/A |  |  | #N/A |  |  |  | #N/A |  |  | #N/A | 0 |  |  | 0
Gymnasium/Fitness-Fitness Area0 |  | 126 |  | 0 | NA | NA | 0 | 0 |  | 0 | 0 | 0 | 0 |  |  | #N/A |  |  |  | #N/A |  |  | #N/A |  |  |  | #N/A |  |  | #N/A | 0 |  |  | 0
Gymnasium/Fitness-Fitness Area0 |  | 126 |  | 0 | NA | NA | 0 | 0 |  | 0 | 0 | 0 | 9.708e-08 |  |  | #N/A |  |  |  | #N/A |  |  | #N/A |  |  |  | #N/A |  |  | #N/A | 0 |  |  | 0
| Highway Lodging Guest Rooms |  | 0.73125
Highway Lodging Guest Rooms529 |  | 75.01 |  | 529 | Task | CF | 13 | #N/A |  | #N/A | #N/A | #N/A | 0.41332 |  |  | #N/A |  |  |  | #N/A |  |  | #N/A |  |  |  | #N/A |  |  | #N/A | #N/A |  |  | #N/A
Highway Lodging Guest Rooms520 |  | 75.01 |  | 520 | Downlight - lensed | CF | 32 | #N/A |  | #N/A | #N/A | #N/A | 0.31792 |  |  | #N/A |  |  |  | #N/A |  |  | #N/A |  |  |  | #N/A |  |  | #N/A | #N/A |  |  | #N/A
Highway Lodging Guest Rooms0 |  | 75.01 |  | 0 | NA | NA | 0 | 0 |  | 0 | 0 | 0 | 0 |  |  | #N/A |  |  |  | #N/A |  |  | #N/A |  |  |  | #N/A |  |  | #N/A | 0 |  |  | 0
Highway Lodging Guest Rooms0 |  | 75.01 |  | 0 | NA | NA | 0 | 0 |  | 0 | 0 | 0 | 9.7184e-08 |  |  | #N/A |  |  |  | #N/A |  |  | #N/A |  |  |  | #N/A |  |  | #N/A | 0 |  |  | 0
| Hospital - Laundry/Washing |  | 0.585
Hospital - Laundry-washing530 |  | 82 |  | 530 | Linear Direct lensed (Acrylic 12 Lens) | FL | 32 | #N/A |  | #N/A | #N/A | #N/A | 0.585 |  |  | #N/A |  |  |  | #N/A |  |  | #N/A |  |  |  | #N/A |  |  | #N/A | #N/A |  |  | #N/A
Hospital - Laundry-washing0 |  | 82 |  | 0 | NA | NA | 0 | 0 |  | 0 | 0 | 0 | 0 |  |  | #N/A |  |  |  | #N/A |  |  | #N/A |  |  |  | #N/A |  |  | #N/A | 0 |  |  | 0
Hospital - Laundry-washing0 |  | 82 |  | 0 | NA | NA | 0 | 0 |  | 0 | 0 | 0 | 0 |  |  | #N/A |  |  |  | #N/A |  |  | #N/A |  |  |  | #N/A |  |  | #N/A | 0 |  |  | 0
Hospital - Laundry-washing0 |  | 82 |  | 0 | NA | NA | 0 | 0 |  | 0 | 0 | 0 | 9.8248e-08 |  |  | #N/A |  |  |  | #N/A |  |  | #N/A |  |  |  | #N/A |  |  | #N/A | 0 |  |  | 0
| Library |  | 0.90675
Library535 |  | 19 |  | 535 | Linear Dir/Indir | FL | 32 | #N/A |  | #N/A | #N/A | #N/A | 0.38295 |  |  | #N/A |  |  |  | #N/A |  |  | #N/A |  |  |  | #N/A |  |  | #N/A | #N/A |  |  | #N/A
Library520 |  | 19 |  | 520 | Downlight - lensed | CF | 32 | #N/A |  | #N/A | #N/A | #N/A | 0.5238 |  |  | #N/A |  |  |  | #N/A |  |  | #N/A |  |  |  | #N/A |  |  | #N/A | #N/A |  |  | #N/A
Library0 |  | 19 |  | 0 | NA | NA | 0 | 0 |  | 0 | 0 | 0 | 0 |  |  | #N/A |  |  |  | #N/A |  |  | #N/A |  |  |  | #N/A |  |  | #N/A | 0 |  |  | 0
Library0 |  | 19 |  | 0 | NA | NA | 0 | 0 |  | 0 | 0 | 0 | 9.7376e-08 |  |  | #N/A |  |  |  | #N/A |  |  | #N/A |  |  |  | #N/A |  |  | #N/A | 0 |  |  | 0
| Lounge/Recreation - Break room |  | 0.71175
Lounge/Recreation - Breakroom521 |  | 9 |  | 521 | Downlight open | CF | 32 | #N/A |  | #N/A | #N/A | #N/A | 0.4242 |  |  | #N/A |  |  |  | #N/A |  |  | #N/A |  |  |  | #N/A |  |  | #N/A | #N/A |  |  | #N/A
Lounge/Recreation - Breakroom0 |  | 9 |  | 0 | NA | NA | 0 | 0 |  | 0 | 0 | 0 | 0 |  |  | #N/A |  |  |  | #N/A |  |  | #N/A |  |  |  | #N/A |  |  | #N/A | 0 |  |  | 0
Lounge/Recreation - Breakroom0 |  | 9 |  | 0 | NA | NA | 0 | 0 |  | 0 | 0 | 0 | 0 |  |  | #N/A |  |  |  | #N/A |  |  | #N/A |  |  |  | #N/A |  |  | #N/A | 0 |  |  | 0
Lounge/Recreation - Breakroom527-2 |  | 9 |  | 527-2 | WW Open | CF | 42 | #N/A |  | #N/A | #N/A | #N/A | 0.28755 |  |  | #N/A |  |  |  | #N/A |  |  | #N/A |  |  |  | #N/A |  |  | #N/A | #N/A |  |  | #N/A
| Lobby |  | 0.8775
Lobby523 |  | 20.1 |  | 523 | indirect Pendant | CF | 26 | #N/A |  | #N/A | #N/A | #N/A | 0.48944 |  |  | #N/A |  |  |  | #N/A |  |  | #N/A |  |  |  | #N/A |  |  | #N/A | #N/A |  |  | #N/A
Lobby521 |  | 20.1 |  | 521 | Downlight open | CF | 32 | #N/A |  | #N/A | #N/A | #N/A | 0.23067 |  |  | #N/A |  |  |  | #N/A |  |  | #N/A |  |  |  | #N/A |  |  | #N/A | #N/A |  |  | #N/A
Lobby0 |  | 20.1 |  | 0 | NA | NA | 0 | 0 |  | 0 | 0 | 0 | 0 |  |  | #N/A |  |  |  | #N/A |  |  | #N/A |  |  |  | #N/A |  |  | #N/A | 0 |  |  | 0
Lobby534-2 |  | 20.1 |  | 534-2 | Linear Wall Cove | FL | 32 | #N/A |  | #N/A | #N/A | #N/A | 0.15739 |  |  | #N/A |  |  |  | #N/A |  |  | #N/A |  |  |  | #N/A |  |  | #N/A | #N/A |  |  | #N/A
| Office-Enclosed |  | 1.0822
Office-Enclosed531 |  | 25 |  | 531 | Linear Direct w/louver | FL | 32 | #N/A |  | #N/A | #N/A | #N/A | 0.65817 |  |  | #N/A |  |  |  | #N/A |  |  | #N/A |  |  |  | #N/A |  |  | #N/A | #N/A |  |  | #N/A
Office-Enclosed539 |  | 25 |  | 539 | Task | FL | 15 | #N/A |  | #N/A | #N/A | #N/A | 0.18158 |  |  | #N/A |  |  |  | #N/A |  |  | #N/A |  |  |  | #N/A |  |  | #N/A | #N/A |  |  | #N/A
Office-Enclosed0 |  | 25 |  | 0 | NA | NA | 0 | 0 |  | 0 | 0 | 0 | 0 |  |  | #N/A |  |  |  | #N/A |  |  | #N/A |  |  |  | #N/A |  |  | #N/A | 0 |  |  | 0
Office-Enclosed537-1 |  | 25 |  | 537-1 | Linear WW Open | FL | 32 | #N/A |  | #N/A | #N/A | #N/A | 0.2425 |  |  | #N/A |  |  |  | #N/A |  |  | #N/A |  |  |  | #N/A |  |  | #N/A | #N/A |  |  | #N/A
| Office - Open Plan (Including Other) |  | 0.9555
Office - Open Plan (Including Other)535 |  | 27 |  | 535 | Linear Dir/Indir | FL | 32 | #N/A |  | #N/A | #N/A | #N/A | 0.70389 |  |  | #N/A |  |  |  | #N/A |  |  | #N/A |  |  |  | #N/A |  |  | #N/A | #N/A |  |  | #N/A
Office - Open Plan (Including Other)539 |  | 27 |  | 539 | Task | FL | 15 | #N/A |  | #N/A | #N/A | #N/A | 0.094598 |  |  | #N/A |  |  |  | #N/A |  |  | #N/A |  |  |  | #N/A |  |  | #N/A | #N/A |  |  | #N/A
Office - Open Plan (Including Other)0 |  | 27 |  | 0 | NA | NA | 0 | 0 |  | 0 | 0 | 0 | 0 |  |  | #N/A |  |  |  | #N/A |  |  | #N/A |  |  |  | #N/A |  |  | #N/A | 0 |  |  | 0
Office - Open Plan (Including Other)537-1 |  | 27 |  | 537-1 | Linear WW Open | FL | 32 | #N/A |  | #N/A | #N/A | #N/A | 0.15701 |  |  | #N/A |  |  |  | #N/A |  |  | #N/A |  |  |  | #N/A |  |  | #N/A | #N/A |  |  | #N/A
| Restrooms |  | 0.9555
Restrooms604 |  | 12 |  | 604 | Wall Mounted Linear Direct/Indirect | FL | 32 | #N/A |  | #N/A | #N/A | #N/A | 0.28117 |  |  | #N/A |  |  |  | #N/A |  |  | #N/A |  |  |  | #N/A |  |  | #N/A | #N/A |  |  | #N/A
Restrooms520 |  | 12 |  | 520 | Downlight - lensed | CF | 32 | #N/A |  | #N/A | #N/A | #N/A | 0.43368 |  |  | #N/A |  |  |  | #N/A |  |  | #N/A |  |  |  | #N/A |  |  | #N/A | #N/A |  |  | #N/A
Restrooms0 |  | 12 |  | 0 | NA | NA | 0 | 0 |  | 0 | 0 | 0 | 0 |  |  | #N/A |  |  |  | #N/A |  |  | #N/A |  |  |  | #N/A |  |  | #N/A | 0 |  |  | 0
Restrooms534-2 |  | 12 |  | 534-2 | Linear Wall Cove | FL | 32 | #N/A |  | #N/A | #N/A | #N/A | 0.24065 |  |  | #N/A |  |  |  | #N/A |  |  | #N/A |  |  |  | #N/A |  |  | #N/A | #N/A |  |  | #N/A
| Retail - Sales Area |  | 1.638
Retail - Sales Area535 |  | 97 |  | 535 | Linear Dir/Indir | FL | 32 | #N/A |  | #N/A | #N/A | #N/A | 0.99219 |  |  | #N/A |  |  |  | #N/A |  |  | #N/A |  |  |  | #N/A |  |  | #N/A | #N/A |  |  | #N/A
Retail - Sales Area541 |  | 97 |  | 541 | Downlight open - flood |  | 39 | #N/A |  | #N/A | #N/A | #N/A | 0.4914 |  |  | #N/A |  |  |  | #N/A |  |  | #N/A |  |  |  | #N/A |  |  | #N/A | #N/A |  |  | #N/A
Retail - Sales Area0 |  | 97 |  | 0 | NA | NA | 0 | 0 |  | 0 | 0 | 0 | 0 |  |  | #N/A |  |  |  | #N/A |  |  | #N/A |  |  |  | #N/A |  |  | #N/A | 0 |  |  | 0
Retail - Sales Area537-1 |  | 97 |  | 537-1 | Linear WW Open | FL | 32 | #N/A |  | #N/A | #N/A | #N/A | 0.15441 |  |  | #N/A |  |  |  | #N/A |  |  | #N/A |  |  |  | #N/A |  |  | #N/A | #N/A |  |  | #N/A
| Stairway |  | 0.67275
Stairway530 |  | 11 |  | 530 | Linear Direct lensed (Acrylic 12 Lens) | FL | 32 | #N/A |  | #N/A | #N/A | #N/A | 0.36296 |  |  | #N/A |  |  |  | #N/A |  |  | #N/A |  |  |  | #N/A |  |  | #N/A | #N/A |  |  | #N/A
Stairway602 |  | 11 |  | 602 | Wall Mounted Linear Indirect | FL | 32 | #N/A |  | #N/A | #N/A | #N/A | 0.30979 |  |  | #N/A |  |  |  | #N/A |  |  | #N/A |  |  |  | #N/A |  |  | #N/A | #N/A |  |  | #N/A
Stairway0 |  | 11 |  | 0 | NA | NA | 0 | 0 |  | 0 | 0 | 0 | 0 |  |  | #N/A |  |  |  | #N/A |  |  | #N/A |  |  |  | #N/A |  |  | #N/A | 0 |  |  | 0
Stairway0 |  | 11 |  | 0 | NA | NA | 0 | 0 |  | 0 | 0 | 0 | 9.743e-08 |  |  | #N/A |  |  |  | #N/A |  |  | #N/A |  |  |  | #N/A |  |  | #N/A | 0 |  |  | 0
| Storage |  | 0.61425
Storage538 |  | 41 |  | 538 | Fluorescent Industrial | FL | 32 | #N/A |  | #N/A | #N/A | #N/A | 0.61425 |  |  | #N/A |  |  |  | #N/A |  |  | #N/A |  |  |  | #N/A |  |  | #N/A | #N/A |  |  | #N/A
Storage0 |  | 41 |  | 0 | NA | NA | 0 | 0 |  | 0 | 0 | 0 | 0 |  |  | #N/A |  |  |  | #N/A |  |  | #N/A |  |  |  | #N/A |  |  | #N/A | 0 |  |  | 0
Storage0 |  | 41 |  | 0 | NA | NA | 0 | 0 |  | 0 | 0 | 0 | 0 |  |  | #N/A |  |  |  | #N/A |  |  | #N/A |  |  |  | #N/A |  |  | #N/A | 0 |  |  | 0
Storage0 |  | 41 |  | 0 | NA | NA | 0 | 0 |  | 0 | 0 | 0 | 9.6815e-08 |  |  | #N/A |  |  |  | #N/A |  |  | #N/A |  |  |  | #N/A |  |  | #N/A | 0 |  |  | 0
| Lobby - Hotel |  | 1.0335
Lobby - Hotel572 |  | 79 |  | 572 | Downlight open | TH | 75 | #N/A |  | #N/A | #N/A | #N/A | 0.87642 |  |  | #N/A |  |  |  | #N/A |  |  | #N/A |  |  |  | #N/A |  |  | #N/A | #N/A |  |  | #N/A
Lobby - Hotel0 |  | 79 |  | 0 | NA | NA | 0 | 0 |  | 0 | 0 | 0 | 0 |  |  | #N/A |  |  |  | #N/A |  |  | #N/A |  |  |  | #N/A |  |  | #N/A | 0 |  |  | 0
Lobby - Hotel0 |  | 79 |  | 0 | NA | NA | 0 | 0 |  | 0 | 0 | 0 | 0 |  |  | #N/A |  |  |  | #N/A |  |  | #N/A |  |  |  | #N/A |  |  | #N/A | 0 |  |  | 0
Lobby - Hotel527-1 |  | 79 |  | 527-1 | WW Open | CF | 18 | #N/A |  | #N/A | #N/A | #N/A | 0.15708 |  |  | #N/A |  |  |  | #N/A |  |  | #N/A |  |  |  | #N/A |  |  | #N/A | #N/A |  |  | #N/A
1 FL linear fluorescent, CF compact fluorescent, MH metal halide

## Int Ltg LPD Space Types LO (hidden)
| IECC Cost Effectiveness - Interior Lighting Power Density - Fixture Costs per Square Foot for Each Space Type - Large Office | [18 empty] | LARGE OFFICE
Adjustment Factors for LPD
| Interior lighting costs by space type and fixture type IECC 2009, North Carolina Base Code, and IECC 2012 tables. | [18 empty] | 2009 | 1
| 90.1-07 and 2010 in Int Ltg LPD Space Types 90_1 (same for all prototypes). Values come from "Int Ltg Comp" worksheet in this workbook. | [18 empty] | N. Carolina | 0.89
[20 empty] | 2012 | 0.992
Interior Lighting Costs by Space Type, 2009
1 | 2 | 3 | 4 | 5 | 6 | 7 | 8 | 9 | 10 | 11 | 12 | 13 | 14 | 15 | 16 | 17 | 18 | 19 | 20 | 21 | 22 | 23 | 24 | 25 | 26 | 27 | 28 | 29 | 30 | 31 | 32 | 33 | 34 | 35
| Space Type Lighting Descriptions and Cost Parameters | [14 empty] | New Construction Cost | [6 empty] | Lamp Replacement Cost | [6 empty] | Ballast Replacement Cost
IECC 2009 Lookup Values | 2009 Space Types | 90.1 Lighting Subcommittee Model Number | Space Type Lighting Power Allowance W/ft2 | Fixture ID Number | Fixture Type | Lamp Type1 | Lamp Wattage | Number of Lamps | Not Used | Fixture Watts | Lamp Life Hours | Quantity of Fixtures/ft2 | Fixture Watts/ft2 | not used | not used | Fixture Cost/ft2 | not used | not used | not used | Labor Cost $/ft2 | Not Used | Not Used | Lamp Cost $/ft2 | Not Used | Not Used | Not Used | Labor Cost/ft2 | Not Used, $/ft2 | Total $/ft2 | Ballast Life Hours | Ballast Cost, $/ft2 | Not Used | Not Used | Labor Cost/ft2 | Not Used | Not Used
Classroom/Lecture/Training | Classroom/Lecture/Training |  | 1.4
Classroom/Lecture/Training535 |  | 3.1 |  | 535 | Linear Dir/Indir | FL | 32 | 2 |  | 58 | 36000 | 0.019859 | 1.1518 |  |  | 7.3637 |  |  |  | 1.8429 |  |  | 0.13306 |  |  |  | 0.20477 |  | 0.33783 | 50000 | 0.72605 |  |  | 1.1518
Classroom/Lecture/Training537-2 |  | 3.1 |  | 537-2 | Linear WW Open | FL | 32 | 2 |  | 58 | 36000 | 0.0042789 | 0.24817 |  |  | 1.626 |  |  |  | 0.24817 |  |  | 0.028668 |  |  |  | 0.04412 |  | 0.072789 | 50000 | 0.15644 |  |  | 0.24817
Classroom/Lecture/Training0 |  | 3.1 |  | 0 | NA | NA | 0 | 0 |  | 0 | 0 | 0 | 0 |  |  | 0 |  |  |  | 0 |  |  | 0 |  |  |  | 0 |  | 0 | 0 | 0 |  |  | 0
| Conference/Meeting/Multipurpose |  | 1.3
Conference/Meeting/Multipurpose535 |  | 31 |  | 535 | Linear Dir/Indir | FL | 32 | 2 |  | 58 | 36000 | 0.011449 | 0.66403 |  |  | 4.2452 |  |  |  | 1.0624 |  |  | 0.076707 |  |  |  | 0.11805 |  | 0.19476 | 50000 | 0.41857 |  |  | 0.66403
Conference/Meeting/Multipurpose537-1 |  | 31 |  | 537-1 | Linear WW Open | FL | 32 | 1 |  | 29 | 36000 | 0.013036 | 0.37804 |  |  | 4.2236 |  |  |  | 0.75608 |  |  | 0.04367 |  |  |  | 0.067208 |  | 0.11088 | 50000 | 0.39108 |  |  | 0.75608
Conference/Meeting/Multipurpose511 |  | 31 |  | 511 | Downlight open - flood | PAR | 60 | 1 |  | 60 | 4200 | 0.0042988 | 0.25793 |  |  | 0.1594 |  |  |  | 0.24933 |  |  | 0.091909 |  |  |  | 0.01251 |  | 0.10442 | 0 | 0 |  |  | 0
| Corridor/Transition |  | 0.5
Corridor/Transition530 |  | 2 |  | 530 | Linear Direct lensed (Acrylic 12 Lens) | FL | 32 | 2 |  | 58 | 36000 | 0.0049581 | 0.28757 |  |  | 0.4611 |  |  |  | 0.46011 |  |  | 0.033219 |  |  |  | 0.051124 |  | 0.084344 | 50000 | 0.18127 |  |  | 0.28757
Corridor/Transition537-2 |  | 2 |  | 537-2 | Linear WW Open | FL | 32 | 2 |  | 58 | 36000 | 0.0036626 | 0.21243 |  |  | 1.3918 |  |  |  | 0.21243 |  |  | 0.024539 |  |  |  | 0.037766 |  | 0.062305 | 50000 | 0.1339 |  |  | 0.21243
Corridor/Transition0 |  | 2 |  | 0 | NA | NA | 0 | 0 |  | 0 | 0 | 0 | 0 |  |  | 0 |  |  |  | 0 |  |  | 0 |  |  |  | 0 |  | 0 | 0 | 0 |  |  | 0
| Dining Area |  | 0.9
Dining Area531 |  | 6 |  | 531 | Linear Direct w/louver | FL | 32 | 2 |  | 58 | 36000 | 0.011902 | 0.6903 |  |  | 1.3627 |  |  |  | 1.0417 |  |  | 0.079742 |  |  |  | 0.12272 |  | 0.20246 | 50000 | 0.43513 |  |  | 0.6903
Dining Area524 |  | 6 |  | 524 | indirect Wall Scounce | CF | 18 | 2 |  | 39 | 10000 | 0.0053769 | 0.2097 |  |  | 0.48215 |  |  |  | 0.31186 |  |  | 0.16884 |  |  |  | 0.031186 |  | 0.20002 | 50000 | 0 |  |  | 0
Dining Area0 |  | 6
| Electrical/Mechanical |  | 1.5
Electrical/Mechanical538 |  | 4 |  | 538 | Fluorescent Industrial | FL | 32 | 2 |  | 58 | 36000 | 0.025862 | 1.5 |  |  | 2.2759 |  |  |  | 2.1 |  |  | 0.17328 |  |  |  | 0.26667 |  | 0.43995 | 50000 | 0.94552 |  |  | 1.5
Electrical/Mechanical0 |  | 4 |  | 0 | NA | NA | 0 | 0 |  | 0 | 0 | 0 | 0 |  |  | 0 |  |  |  | 0 |  |  | 0 |  |  |  | 0 |  | 0 | 0 | 0 |  |  | 0
Electrical/Mechanical0 |  | 4 |  | 0 | NA | NA | 0 | 0 |  | 0 | 0 | 0 | 0 |  |  | 0 |  |  |  | 0 |  |  | 0 |  |  |  | 0 |  | 0 | 0 | 0 |  |  | 0
| Food Preparation |  | 1.2
Food Preparation530 |  | 8 |  | 530 | Linear Direct lensed (Acrylic 12 Lens) | FL | 32 | 2 |  | 58 | 36000 | 0.02069 | 1.2 |  |  | 1.9241 |  |  |  | 1.92 |  |  | 0.13862 |  |  |  | 0.21334 |  | 0.35196 | 50000 | 0.75641 |  |  | 1.2
Food Preparation0 |  | 8 |  | 0 | NA | NA | 0 | 0 |  | 0 | 0 | 0 | 0 |  |  | 0 |  |  |  | 0 |  |  | 0 |  |  |  | 0 |  | 0 | 0 | 0 |  |  | 0
Food Preparation0 |  | 8 |  | 0 | NA | NA | 0 | 0 |  | 0 | 0 | 0 | 0 |  |  | 0 |  |  |  | 0 |  |  | 0 |  |  |  | 0 |  | 0 | 0 | 0 |  |  | 0
| Gymnasium/Fitness-Fitness Area |  | 0.9
Gymnasium/Fitness-Fitness Area535 |  | 126 |  | 535 | Linear Dir/Indir | FL | 32 | 2 |  | 58 | 36000 | 0.015517 | 0.9 |  |  | 5.7538 |  |  |  | 1.44 |  |  | 0.10397 |  |  |  | 0.16 |  | 0.26397 | 50000 | 0.56731 |  |  | 0.9
Gymnasium/Fitness-Fitness Area0 |  | 126 |  | 0 | NA | NA | 0 | 0 |  | 0 | 0 | 0 | 0 |  |  | 0 |  |  |  | 0 |  |  | 0 |  |  |  | 0 |  | 0 | 0 | 0 |  |  | 0
Gymnasium/Fitness-Fitness Area0 |  | 126 |  | 0 | NA | NA | 0 | 0 |  | 0 | 0 | 0 | 0 |  |  | 0 |  |  |  | 0 |  |  | 0 |  |  |  | 0 |  | 0 | 0 | 0 |  |  | 0
| Highway Lodging Guest Rooms |  | 1.1
Highway Lodging Guest Rooms524 |  | 75.01 |  | 524 | indirect Wall Scounce | CF | 18 | 2 |  | 39 | 10000 | 0.0042947 | 0.16749 |  |  | 0.3851 |  |  |  | 0.24909 |  |  | 0.13485 |  |  |  | 0.024909 |  | 0.15976 | 50000 | 0 |  |  | 0
Highway Lodging Guest Rooms520 |  | 75.01 |  | 520 | Downlight - lensed | CF | 32 | 1 |  | 36 | 17000 | 0.025903 | 0.93251 |  |  | 4.1445 |  |  |  | 1.5024 |  |  | 0.4533 |  |  |  | 0.15024 |  | 0.60354 | 50000 | 0.64758 |  |  | 0
Highway Lodging Guest Rooms0 |  | 75.01 |  | 0 | NA | NA | 0 | 0 |  | 0 | 0 | 0 | 0 |  |  | 0 |  |  |  | 0 |  |  | 0 |  |  |  | 0 |  | 0 | 0 | 0 |  |  | 0
| Hospital - Laundry/Washing |  | 0.6
Hospital - Laundry-washing530 |  | 82 |  | 530 | Linear Direct lensed (Acrylic 12 Lens) | FL | 32 | 2 |  | 58 | 36000 | 0.010345 | 0.6 |  |  | 0.96207 |  |  |  | 0.96 |  |  | 0.06931 |  |  |  | 0.10667 |  | 0.17598 | 50000 | 0.37821 |  |  | 0.6
Hospital - Laundry-washing0 |  | 82 |  | 0 | NA | NA | 0 | 0 |  | 0 | 0 | 0 | 0 |  |  | 0 |  |  |  | 0 |  |  | 0 |  |  |  | 0 |  | 0 | 0 | 0 |  |  | 0
Hospital - Laundry-washing0 |  | 82 |  | 0 | NA | NA | 0 | 0 |  | 0 | 0 | 0 | 0 |  |  | 0 |  |  |  | 0 |  |  | 0 |  |  |  | 0 |  | 0 | 0 | 0 |  |  | 0
| Library |  | 1.2
Library535 |  | 19 |  | 535 | Linear Dir/Indir | FL | 32 | 2 |  | 58 | 36000 | 0.010517 | 0.61 |  |  | 3.8998 |  |  |  | 0.976 |  |  | 0.070466 |  |  |  | 0.10845 |  | 0.17891 | 50000 | 0.38451 |  |  | 0.61
Library520 |  | 19 |  | 520 | Downlight - lensed | CF | 32 | 1 |  | 36 | 17000 | 0.0072222 | 0.26 |  |  | 1.1556 |  |  |  | 0.41889 |  |  | 0.12639 |  |  |  | 0.041889 |  | 0.16828 | 50000 | 0.18056 |  |  | 0
Library529 |  | 19 |  | 529 | Task | CF | 13 | 1 |  | 14 | 10000 | 0.022857 | 0.32 |  |  | 1.7943 |  |  |  | 0.66286 |  |  | 0.28457 |  |  |  | 0.066514 |  | 0.35109 | 50000 | 0.5808 |  |  | 0
| Lobby |  | 1.3
Lobby534-2 |  | 20.1 |  | 534-2 | Linear Wall Cove | FL | 32 | 1 |  | 29 | 36000 | 0.0089923 | 0.26078 |  |  | 3.4171 |  |  |  | 0.49078 |  |  | 0.030124 |  |  |  | 0.046361 |  | 0.076485 | 50000 | 0.26977 |  |  | 0.52155
Lobby523 |  | 20.1 |  | 523 | indirect Pendant | CF | 26 | 2 |  | 56 | 17000 | 0.01697 | 0.9503 |  |  | 5.6848 |  |  |  | 0.98424 |  |  | 0.59394 |  |  |  | 0.049382 |  | 0.64332 | 50000 | 0 |  |  | 0
Lobby521 |  | 20.1 |  | 521 | Downlight open | CF | 32 | 1 |  | 36 | 17000 | 0.0024701 | 0.088925 |  |  | 0.46685 |  |  |  | 0.14327 |  |  | 0.043227 |  |  |  | 0.014327 |  | 0.057554 | 50000 | 0.061753 |  |  | 0.071634
| Lobby - Hotel |  | 1.1 | [27 empty] | #N/A
Lobby - Hotel535 |  | 79 |  | 535 | Linear Dir/Indir | FL | 32 | 2 |  | 58 | 36000 | 0.00047462 | 0.027528 |  |  | 0.17599 |  |  |  | 0.044044 |  |  | 0.0031799 |  |  |  | 0.0048939 |  | 0.0080738 | 50000 | 0.017352 |  |  | 0.027528
Lobby - Hotel572 |  | 79 |  | 572 | Downlight open | TH | 75 | 1 |  | 75 | 850 | 0.012798 | 0.95987 |  |  | 0.35707 |  |  |  | 0.7423 |  |  | 0.27363 |  |  |  | 0.30076 |  | 0.57439 | 0 | 0 |  |  | 0
Lobby - Hotel524 |  | 79 |  | 524 | indirect Wall Scounce | CF | 18 | 2 |  | 39 | 10000 | 0.0028873 | 0.1126 |  |  | 0.2589 |  |  |  | 0.16746 |  |  | 0.09066 |  |  |  | 0.016746 |  | 0.10741 | 50000 | 0 |  |  | 0
| Lounge/Recreation - Break room |  | 1.2
Lounge/Recreation - Breakroom537-1 |  | 9 |  | 537-1 | Linear WW Open | FL | 32 | 1 |  | 29 | 36000 | 0.013041 | 0.37818 |  |  | 4.2252 |  |  |  | 0.75636 |  |  | 0.043686 |  |  |  | 0.067232 |  | 0.11092 | 50000 | 0.39122 |  |  | 0.75636
Lounge/Recreation - Breakroom572 |  | 9 |  | 0 | NA | NA | 0 | 0 |  | 0 | 0 | 0 | 0 |  |  | 0 |  |  |  | 0 |  |  | 0 |  |  |  | 0 |  | 0 | 0 | 0 |  |  | 0
Lounge/Recreation - Breakroom521 |  | 9 |  | 521 | Downlight open | CF | 32 | 1 |  | 36 | 17000 | 0.022828 | 0.82182 |  |  | 4.3146 |  |  |  | 1.324 |  |  | 0.3995 |  |  |  | 0.1324 |  | 0.5319 | 50000 | 0.57071 |  |  | 0.66202
| Office-Enclosed |  | 1.1
Office-Enclosed535 |  | 25 |  | 535 | Linear Dir/Indir | FL | 32 | 2 |  | 58 | 36000 | 0.013387 | 0.77644 |  |  | 4.9639 |  |  |  | 1.2423 |  |  | 0.089693 |  |  |  | 0.13804 |  | 0.22773 | 50000 | 0.48943 |  |  | 0.77644
Office-Enclosed539 |  | 25 |  | 539 | Task | FL | 15 | 1 |  | 17 | 7500 | 0.0072238 | 0.1228 |  |  | 0.27017 |  |  |  | 0.20949 |  |  | 0.028173 |  |  |  | 0.033591 |  | 0.061763 | 50000 | 0.091019 |  |  | 0.33591
Office-Enclosed537-2 |  | 25 |  | 537-2 | Linear WW Open | FL | 32 | 2 |  | 58 | 36000 | 0.0034612 | 0.20075 |  |  | 1.3153 |  |  |  | 0.20075 |  |  | 0.02319 |  |  |  | 0.03569 |  | 0.05888 | 50000 | 0.12654 |  |  | 0.20075
| Office - Open Plan (Including Other) |  | 1.1
Office - Open Plan (Including Other)535 |  | 27 |  | 535 | Linear Dir/Indir | FL | 32 | 2 |  | 58 | 36000 | 0.015179 | 0.88036 |  |  | 5.6282 |  |  |  | 1.4086 |  |  | 0.1017 |  |  |  | 0.15651 |  | 0.25821 | 50000 | 0.55493 |  |  | 0.88036
Office - Open Plan (Including Other)539 |  | 27 |  | 539 | Task | FL | 15 | 1 |  | 17 | 7500 | 0.0092144 | 0.15664 |  |  | 0.34462 |  |  |  | 0.26722 |  |  | 0.035936 |  |  |  | 0.042847 |  | 0.078783 | 50000 | 0.1161 |  |  | 0.42847
Office - Open Plan (Including Other)524 |  | 27 |  | 524 | indirect Wall Scounce | CF | 18 | 2 |  | 39 | 10000 | 0.0016152 | 0.062993 |  |  | 0.14484 |  |  |  | 0.093682 |  |  | 0.050718 |  |  |  | 0.0093682 |  | 0.060086 | 50000 | 0 |  |  | 0
| Restrooms |  | 0.9
Restrooms521 |  | 12 |  | 521 | Downlight open | CF | 32 | 1 |  | 36 | 17000 | 0.011796 | 0.42464 |  |  | 2.2294 |  |  |  | 0.68415 |  |  | 0.20642 |  |  |  | 0.068415 |  | 0.27484 | 50000 | 0.29489 |  |  | 0.34207
Restrooms537-1 |  | 12 |  | 537-1 | Linear WW Open | FL | 32 | 1 |  | 29 | 36000 | 0.011753 | 0.34083 |  |  | 3.8079 |  |  |  | 0.68167 |  |  | 0.039372 |  |  |  | 0.060593 |  | 0.099965 | 50000 | 0.35259 |  |  | 0.68167
Restrooms524 |  | 12 |  | 524 | indirect Wall Scounce | CF | 18 | 2 |  | 39 | 10000 | 0.0034493 | 0.13452 |  |  | 0.3093 |  |  |  | 0.20006 |  |  | 0.10831 |  |  |  | 0.020006 |  | 0.12832 | 50000 | 0 |  |  | 0
| Retail - Sales Area |  | 1.7
Retail - Sales Area535 |  | 97 |  | 535 | Linear Dir/Indir | FL | 32 | 2 |  | 58 | 36000 | 0.016543 | 0.95948 |  |  | 6.1341 |  |  |  | 1.5352 |  |  | 0.11084 |  |  |  | 0.17058 |  | 0.28141 | 50000 | 0.6048 |  |  | 0.95948
Retail - Sales Area541 |  | 97 |  | 541 | Downlight open - flood | MH | 39 | 1 |  | 44 | 13000 | 0.01683 | 0.74052 |  |  | 4.3219 |  |  |  | 0.97614 |  |  | 1.1234 |  |  |  | 0.26086 |  | 1.3843 | 50000 | 2.0179 |  |  | 0.97614
Retail - Sales Area572 |  | 97 |  | 0 | NA | NA | 0 | 0 |  | 0 | 0 | 0 | 0 |  |  | 0 |  |  |  | 0 |  |  | 0 |  |  |  | 0 |  | 0 | 0 | 0 |  |  | 0
| Stairway |  | 0.6
Stairway530 |  | 11 |  | 530 | Linear Direct lensed (Acrylic 12 Lens) | FL | 32 | 2 |  | 58 | 36000 | 0.010345 | 0.6 |  |  | 0.96207 |  |  |  | 0.96 |  |  | 0.06931 |  |  |  | 0.10667 |  | 0.17598 | 50000 | 0.37821 |  |  | 0.6
Stairway0 |  | 11 |  | 0 | NA | NA | 0 | 0 |  | 0 | 0 | 0 | 0 |  |  | 0 |  |  |  | 0 |  |  | 0 |  |  |  | 0 |  | 0 | 0 | 0 |  |  | 0
Stairway0 |  | 11 |  | 0 | NA | NA | 0 | 0 |  | 0 | 0 | 0 | 0 |  |  | 0 |  |  |  | 0 |  |  | 0 |  |  |  | 0 |  | 0 | 0 | 0 |  |  | 0
| Storage |  | 0.8
Storage530 |  | 41 |  | 530 | Linear Direct lensed (Acrylic 12 Lens) | FL | 32 | 2 |  | 58 | 36000 | 0.013793 | 0.8 |  |  | 1.2828 |  |  |  | 1.28 |  |  | 0.092414 |  |  |  | 0.14222 |  | 0.23464 | 50000 | 0.50428 |  |  | 0.8
Storage553 |  | 41 |  | 0 | NA | NA | 0 | 0 |  | 0 | 0 | 0 | 0 |  |  | 0 |  |  |  | 0 |  |  | 0 |  |  |  | 0 |  | 0 | 0 | 0 |  |  | 0
Storage0 |  | 41 |  | 0 | NA | NA | 0 | 0 |  | 0 | 0 | 0 | 0 |  |  | 0 |  |  |  | 0 |  |  | 0 |  |  |  | 0 |  | 0 | 0 | 0 |  |  | 0
1 FL linear fluorescent, CF compact fluorescent, MH metal halide
Interior Lighting Costs by Space Type, North Carolina Base Code
| Space Type Lighting Descriptions and Cost Parameters | [14 empty] | New Construction Cost | [6 empty] | Lamp Replacement Cost | [6 empty] | Ballast Replacement Cost
North Carolina Base Code Lookup Values | 2009 Space Types | 90.1 Lighting Subcommittee Model Number | Space Type Lighting Power Allowance W/ft2 | Fixture ID Number | Fixture Type | Lamp Type1 | Lamp Wattage | Number of Lamps | Not Used | Fixture Watts | Lamp Life Hours | Quantity of Fixtures/ft2 | Fixture Watts/ft2 | not used | not used | Fixture Cost/ft2 | not used | not used | not used | Labor Cost $/ft2 | Not Used | Not Used | Lamp Cost $/ft2 | Not Used | Not Used | Not Used | Labor Cost/ft2 | Overhead and Profit, $/ft2 | Total $/ft2 | Ballast Life Hours | Ballast Cost, $/ft2 | Not Used | Not Used | Labor Cost/ft2 | Not Used | Not Used
Classroom/Lecture/Training | Classroom/Lecture/Training |  | 1.246
Classroom/Lecture/Training535 |  | 3.1 |  | 535 | Linear Dir/Indir | FL | 32 | 2 |  | 58 | 36000 | 0.017675 | 1.0251 |  |  | 6.5537 |  |  |  | 1.6402 |  |  | 0.11842 |  |  |  | 0.18225 |  | 0.30067 | 50000 | 0.64618 |  |  | 1.0251
Classroom/Lecture/Training537-2 |  | 3.1 |  | 537-2 | Linear WW Open | FL | 32 | 2 |  | 58 | 36000 | 0.0038082 | 0.22088 |  |  | 1.4471 |  |  |  | 0.22088 |  |  | 0.025515 |  |  |  | 0.039267 |  | 0.064782 | 50000 | 0.13923 |  |  | 0.22088
Classroom/Lecture/Training0 |  | 3.1 |  | 0 | NA | NA | 0 | 0 |  | 0 | 0 | 0 | 0 |  |  | 0 |  |  |  | 0 |  |  | 0 |  |  |  | 0 |  | 0 | 0 | 0 |  |  | 0
| Conference/Meeting/Multipurpose |  | 1.157
Conference/Meeting/Multipurpose535 |  | 31 |  | 535 | Linear Dir/Indir | FL | 32 | 2 |  | 58 | 36000 | 0.010189 | 0.59099 |  |  | 3.7782 |  |  |  | 0.94558 |  |  | 0.068269 |  |  |  | 0.10507 |  | 0.17333 | 50000 | 0.37252 |  |  | 0.59099
Conference/Meeting/Multipurpose537-1 |  | 31 |  | 537-1 | Linear WW Open | FL | 32 | 1 |  | 29 | 36000 | 0.011602 | 0.33646 |  |  | 3.759 |  |  |  | 0.67291 |  |  | 0.038866 |  |  |  | 0.059815 |  | 0.098682 | 50000 | 0.34806 |  |  | 0.67291
Conference/Meeting/Multipurpose511 |  | 31 |  | 511 | Downlight open - flood | PAR | 60 | 1 |  | 60 | 4200 | 0.003826 | 0.22956 |  |  | 0.14187 |  |  |  | 0.22191 |  |  | 0.081799 |  |  |  | 0.011134 |  | 0.092933 | 0 | 0 |  |  | 0
| Corridor/Transition |  | 0.445
Corridor/Transition530 |  | 2 |  | 530 | Linear Direct lensed (Acrylic 12 Lens) | FL | 32 | 2 |  | 58 | 36000 | 0.0044127 | 0.25594 |  |  | 0.41038 |  |  |  | 0.4095 |  |  | 0.029565 |  |  |  | 0.045501 |  | 0.075066 | 50000 | 0.16133 |  |  | 0.25594
Corridor/Transition537-2 |  | 2 |  | 537-2 | Linear WW Open | FL | 32 | 2 |  | 58 | 36000 | 0.0032597 | 0.18906 |  |  | 1.2387 |  |  |  | 0.18906 |  |  | 0.02184 |  |  |  | 0.033612 |  | 0.055452 | 50000 | 0.11917 |  |  | 0.18906
Corridor/Transition0 |  | 2 |  | 0 | NA | NA | 0 | 0 |  | 0 | 0 | 0 | 0 |  |  | 0 |  |  |  | 0 |  |  | 0 |  |  |  | 0 |  | 0 | 0 | 0 |  |  | 0
| Dining Area |  | 0.801
Dining Area531 |  | 6 |  | 531 | Linear Direct w/louver | FL | 32 | 2 |  | 58 | 36000 | 0.010593 | 0.61437 |  |  | 1.2128 |  |  |  | 0.92708 |  |  | 0.07097 |  |  |  | 0.10922 |  | 0.18019 | 50000 | 0.38726 |  |  | 0.61437
Dining Area524 |  | 6 |  | 524 | indirect Wall Scounce | CF | 18 | 2 |  | 39 | 10000 | 0.0047855 | 0.18663 |  |  | 0.42911 |  |  |  | 0.27756 |  |  | 0.15026 |  |  |  | 0.027756 |  | 0.17802 | 50000 | 0 |  |  | 0
Dining Area0 |  | 6
| Electrical/Mechanical |  | 1.335
Electrical/Mechanical538 |  | 4 |  | 538 | Fluorescent Industrial | FL | 32 | 2 |  | 58 | 36000 | 0.023017 | 1.335 |  |  | 2.0255 |  |  |  | 1.869 |  |  | 0.15422 |  |  |  | 0.23734 |  | 0.39155 | 50000 | 0.84151 |  |  | 1.335
Electrical/Mechanical0 |  | 4 |  | 0 | NA | NA | 0 | 0 |  | 0 | 0 | 0 | 0 |  |  | 0 |  |  |  | 0 |  |  | 0 |  |  |  | 0 |  | 0 | 0 | 0 |  |  | 0
Electrical/Mechanical0 |  | 4 |  | 0 | NA | NA | 0 | 0 |  | 0 | 0 | 0 | 0 |  |  | 0 |  |  |  | 0 |  |  | 0 |  |  |  | 0 |  | 0 | 0 | 0 |  |  | 0
| Food Preparation |  | 1.068
Food Preparation530 |  | 8 |  | 530 | Linear Direct lensed (Acrylic 12 Lens) | FL | 32 | 2 |  | 58 | 36000 | 0.018414 | 1.068 |  |  | 1.7125 |  |  |  | 1.7088 |  |  | 0.12337 |  |  |  | 0.18987 |  | 0.31324 | 50000 | 0.67321 |  |  | 1.068
Food Preparation0 |  | 8 |  | 0 | NA | NA | 0 | 0 |  | 0 | 0 | 0 | 0 |  |  | 0 |  |  |  | 0 |  |  | 0 |  |  |  | 0 |  | 0 | 0 | 0 |  |  | 0
Food Preparation0 |  | 8 |  | 0 | NA | NA | 0 | 0 |  | 0 | 0 | 0 | 0 |  |  | 0 |  |  |  | 0 |  |  | 0 |  |  |  | 0 |  | 0 | 0 | 0 |  |  | 0
| Gymnasium/Fitness-Fitness Area |  | 0.801
Gymnasium/Fitness-Fitness Area535 |  | 126 |  | 535 | Linear Dir/Indir | FL | 32 | 2 |  | 58 | 36000 | 0.01381 | 0.801 |  |  | 5.1209 |  |  |  | 1.2816 |  |  | 0.092529 |  |  |  | 0.1424 |  | 0.23493 | 50000 | 0.50491 |  |  | 0.801
Gymnasium/Fitness-Fitness Area0 |  | 126 |  | 0 | NA | NA | 0 | 0 |  | 0 | 0 | 0 | 0 |  |  | 0 |  |  |  | 0 |  |  | 0 |  |  |  | 0 |  | 0 | 0 | 0 |  |  | 0
Gymnasium/Fitness-Fitness Area0 |  | 126 |  | 0 | NA | NA | 0 | 0 |  | 0 | 0 | 0 | 0 |  |  | 0 |  |  |  | 0 |  |  | 0 |  |  |  | 0 |  | 0 | 0 | 0 |  |  | 0
| Highway Lodging Guest Rooms |  | 0.979
Highway Lodging Guest Rooms524 |  | 75.01 |  | 524 | indirect Wall Scounce | CF | 18 | 2 |  | 39 | 10000 | 0.0038222 | 0.14907 |  |  | 0.34274 |  |  |  | 0.22169 |  |  | 0.12002 |  |  |  | 0.022169 |  | 0.14219 | 50000 | 0 |  |  | 0
Highway Lodging Guest Rooms520 |  | 75.01 |  | 520 | Downlight - lensed | CF | 32 | 1 |  | 36 | 17000 | 0.023054 | 0.82993 |  |  | 3.6886 |  |  |  | 1.3371 |  |  | 0.40344 |  |  |  | 0.13371 |  | 0.53715 | 50000 | 0.57634 |  |  | 0
Highway Lodging Guest Rooms0 |  | 75.01 |  | 0 | NA | NA | 0 | 0 |  | 0 | 0 | 0 | 0 |  |  | 0 |  |  |  | 0 |  |  | 0 |  |  |  | 0 |  | 0 | 0 | 0 |  |  | 0
| Hospital - Laundry/Washing |  | 0.534
Hospital - Laundry-washing530 |  | 82 |  | 530 | Linear Direct lensed (Acrylic 12 Lens) | FL | 32 | 2 |  | 58 | 36000 | 0.0092069 | 0.534 |  |  | 0.85624 |  |  |  | 0.8544 |  |  | 0.061686 |  |  |  | 0.094935 |  | 0.15662 | 50000 | 0.3366 |  |  | 0.534
Hospital - Laundry-washing0 |  | 82 |  | 0 | NA | NA | 0 | 0 |  | 0 | 0 | 0 | 0 |  |  | 0 |  |  |  | 0 |  |  | 0 |  |  |  | 0 |  | 0 | 0 | 0 |  |  | 0
Hospital - Laundry-washing0 |  | 82 |  | 0 | NA | NA | 0 | 0 |  | 0 | 0 | 0 | 0 |  |  | 0 |  |  |  | 0 |  |  | 0 |  |  |  | 0 |  | 0 | 0 | 0 |  |  | 0
| Library |  | 1.068
Library535 |  | 19 |  | 535 | Linear Dir/Indir | FL | 32 | 2 |  | 58 | 36000 | 0.0093603 | 0.5429 |  |  | 3.4708 |  |  |  | 0.86864 |  |  | 0.062714 |  |  |  | 0.096517 |  | 0.15923 | 50000 | 0.34221 |  |  | 0.5429
Library520 |  | 19 |  | 520 | Downlight - lensed | CF | 32 | 1 |  | 36 | 17000 | 0.0064278 | 0.2314 |  |  | 1.0284 |  |  |  | 0.37281 |  |  | 0.11249 |  |  |  | 0.037281 |  | 0.14977 | 50000 | 0.16069 |  |  | 0
Library529 |  | 19 |  | 529 | Task | CF | 13 | 1 |  | 14 | 10000 | 0.020343 | 0.2848 |  |  | 1.5969 |  |  |  | 0.58994 |  |  | 0.25327 |  |  |  | 0.059198 |  | 0.31247 | 50000 | 0.51691 |  |  | 0
| Lobby |  | 1.157
Lobby534-2 |  | 20.1 |  | 534-2 | Linear Wall Cove | FL | 32 | 1 |  | 29 | 36000 | 0.0080031 | 0.23209 |  |  | 3.0412 |  |  |  | 0.4368 |  |  | 0.026811 |  |  |  | 0.041261 |  | 0.068072 | 50000 | 0.24009 |  |  | 0.46418
Lobby523 |  | 20.1 |  | 523 | indirect Pendant | CF | 26 | 2 |  | 56 | 17000 | 0.015103 | 0.84577 |  |  | 5.0595 |  |  |  | 0.87597 |  |  | 0.5286 |  |  |  | 0.04395 |  | 0.57255 | 50000 | 0 |  |  | 0
Lobby521 |  | 20.1 |  | 521 | Downlight open | CF | 32 | 1 |  | 36 | 17000 | 0.0021984 | 0.079143 |  |  | 0.4155 |  |  |  | 0.12751 |  |  | 0.038472 |  |  |  | 0.012751 |  | 0.051223 | 50000 | 0.05496 |  |  | 0.063754
| Lobby - Hotel |  | 0.979 | [27 empty] | #N/A
Lobby - Hotel535 |  | 79 |  | 535 | Linear Dir/Indir | FL | 32 | 2 |  | 58 | 36000 | 0.00042241 | 0.0245 |  |  | 0.15663 |  |  |  | 0.039199 |  |  | 0.0028301 |  |  |  | 0.0043555 |  | 0.0071857 | 50000 | 0.015443 |  |  | 0.0245
Lobby - Hotel572 |  | 79 |  | 572 | Downlight open | TH | 75 | 1 |  | 75 | 850 | 0.01139 | 0.85428 |  |  | 0.31779 |  |  |  | 0.66065 |  |  | 0.24353 |  |  |  | 0.26768 |  | 0.5112 | 0 | 0 |  |  | 0
Lobby - Hotel524 |  | 79 |  | 524 | indirect Wall Scounce | CF | 18 | 2 |  | 39 | 10000 | 0.0025697 | 0.10022 |  |  | 0.23042 |  |  |  | 0.14904 |  |  | 0.080688 |  |  |  | 0.014904 |  | 0.095592 | 50000 | 0 |  |  | 0
| Lounge/Recreation - Break room |  | 1.068
Lounge/Recreation - Breakroom537-1 |  | 9 |  | 537-1 | Linear WW Open | FL | 32 | 1 |  | 29 | 36000 | 0.011606 | 0.33658 |  |  | 3.7604 |  |  |  | 0.67316 |  |  | 0.038881 |  |  |  | 0.059837 |  | 0.098717 | 50000 | 0.34818 |  |  | 0.67316
Lounge/Recreation - Breakroom572 |  | 9 |  | 0 | NA | NA | 0 | 0 |  | 0 | 0 | 0 | 0 |  |  | 0 |  |  |  | 0 |  |  | 0 |  |  |  | 0 |  | 0 | 0 | 0 |  |  | 0
Lounge/Recreation - Breakroom521 |  | 9 |  | 521 | Downlight open | CF | 32 | 1 |  | 36 | 17000 | 0.020317 | 0.73142 |  |  | 3.84 |  |  |  | 1.1784 |  |  | 0.35555 |  |  |  | 0.11784 |  | 0.47339 | 50000 | 0.50793 |  |  | 0.5892
| Office-Enclosed |  | 0.979
Office-Enclosed535 |  | 25 |  | 535 | Linear Dir/Indir | FL | 32 | 2 |  | 58 | 36000 | 0.011914 | 0.69103 |  |  | 4.4179 |  |  |  | 1.1057 |  |  | 0.079826 |  |  |  | 0.12285 |  | 0.20268 | 50000 | 0.43559 |  |  | 0.69103
Office-Enclosed539 |  | 25 |  | 539 | Task | FL | 15 | 1 |  | 17 | 7500 | 0.0064292 | 0.1093 |  |  | 0.24045 |  |  |  | 0.18645 |  |  | 0.025074 |  |  |  | 0.029896 |  | 0.054969 | 50000 | 0.081007 |  |  | 0.29896
Office-Enclosed537-2 |  | 25 |  | 537-2 | Linear WW Open | FL | 32 | 2 |  | 58 | 36000 | 0.0030805 | 0.17867 |  |  | 1.1706 |  |  |  | 0.17867 |  |  | 0.020639 |  |  |  | 0.031764 |  | 0.052403 | 50000 | 0.11262 |  |  | 0.17867
| Office - Open Plan (Including Other) |  | 0.979
Office - Open Plan (Including Other)535 |  | 27 |  | 535 | Linear Dir/Indir | FL | 32 | 2 |  | 58 | 36000 | 0.013509 | 0.78352 |  |  | 5.0091 |  |  |  | 1.2536 |  |  | 0.09051 |  |  |  | 0.13929 |  | 0.2298 | 50000 | 0.49389 |  |  | 0.78352
Office - Open Plan (Including Other)539 |  | 27 |  | 539 | Task | FL | 15 | 1 |  | 17 | 7500 | 0.0082008 | 0.13941 |  |  | 0.30671 |  |  |  | 0.23782 |  |  | 0.031983 |  |  |  | 0.038134 |  | 0.070117 | 50000 | 0.10333 |  |  | 0.38134
Office - Open Plan (Including Other)524 |  | 27 |  | 524 | indirect Wall Scounce | CF | 18 | 2 |  | 39 | 10000 | 0.0014375 | 0.056064 |  |  | 0.1289 |  |  |  | 0.083377 |  |  | 0.045139 |  |  |  | 0.0083377 |  | 0.053476 | 50000 | 0 |  |  | 0
| Restrooms |  | 0.801
Restrooms521 |  | 12 |  | 521 | Downlight open | CF | 32 | 1 |  | 36 | 17000 | 0.010498 | 0.37793 |  |  | 1.9841 |  |  |  | 0.60889 |  |  | 0.18372 |  |  |  | 0.060889 |  | 0.24461 | 50000 | 0.26245 |  |  | 0.30445
Restrooms537-1 |  | 12 |  | 537-1 | Linear WW Open | FL | 32 | 1 |  | 29 | 36000 | 0.01046 | 0.30334 |  |  | 3.3891 |  |  |  | 0.60668 |  |  | 0.035041 |  |  |  | 0.053928 |  | 0.088969 | 50000 | 0.3138 |  |  | 0.60668
Restrooms524 |  | 12 |  | 524 | indirect Wall Scounce | CF | 18 | 2 |  | 39 | 10000 | 0.0030699 | 0.11973 |  |  | 0.27528 |  |  |  | 0.17805 |  |  | 0.096395 |  |  |  | 0.017805 |  | 0.1142 | 50000 | 0 |  |  | 0
| Retail - Sales Area |  | 1.513
Retail - Sales Area535 |  | 97 |  | 535 | Linear Dir/Indir | FL | 32 | 2 |  | 58 | 36000 | 0.014723 | 0.85394 |  |  | 5.4593 |  |  |  | 1.3663 |  |  | 0.098645 |  |  |  | 0.15181 |  | 0.25046 | 50000 | 0.53828 |  |  | 0.85394
Retail - Sales Area541 |  | 97 |  | 541 | Downlight open - flood | MH | 39 | 1 |  | 44 | 13000 | 0.014979 | 0.65906 |  |  | 3.8465 |  |  |  | 0.86876 |  |  | 0.99983 |  |  |  | 0.23217 |  | 1.232 | 50000 | 1.7959 |  |  | 0.86876
Retail - Sales Area572 |  | 97 |  | 0 | NA | NA | 0 | 0 |  | 0 | 0 | 0 | 0 |  |  | 0 |  |  |  | 0 |  |  | 0 |  |  |  | 0 |  | 0 | 0 | 0 |  |  | 0
| Stairway |  | 0.534
Stairway530 |  | 11 |  | 530 | Linear Direct lensed (Acrylic 12 Lens) | FL | 32 | 2 |  | 58 | 36000 | 0.0092069 | 0.534 |  |  | 0.85624 |  |  |  | 0.8544 |  |  | 0.061686 |  |  |  | 0.094935 |  | 0.15662 | 50000 | 0.3366 |  |  | 0.534
Stairway0 |  | 11 |  | 0 | NA | NA | 0 | 0 |  | 0 | 0 | 0 | 0 |  |  | 0 |  |  |  | 0 |  |  | 0 |  |  |  | 0 |  | 0 | 0 | 0 |  |  | 0
Stairway0 |  | 11 |  | 0 | NA | NA | 0 | 0 |  | 0 | 0 | 0 | 0 |  |  | 0 |  |  |  | 0 |  |  | 0 |  |  |  | 0 |  | 0 | 0 | 0 |  |  | 0
| Storage |  | 0.712
Storage530 |  | 41 |  | 530 | Linear Direct lensed (Acrylic 12 Lens) | FL | 32 | 2 |  | 58 | 36000 | 0.012276 | 0.712 |  |  | 1.1417 |  |  |  | 1.1392 |  |  | 0.082248 |  |  |  | 0.12658 |  | 0.20883 | 50000 | 0.44881 |  |  | 0.712
Storage553 |  | 41 |  | 0 | NA | NA | 0 | 0 |  | 0 | 0 | 0 | 0 |  |  | 0 |  |  |  | 0 |  |  | 0 |  |  |  | 0 |  | 0 | 0 | 0 |  |  | 0
Storage0 |  | 41 |  | 0 | NA | NA | 0 | 0 |  | 0 | 0 | 0 | 0 |  |  | 0 |  |  |  | 0 |  |  | 0 |  |  |  | 0 |  | 0 | 0 | 0 |  |  | 0
1 FL linear fluorescent, CF compact fluorescent, MH metal halide
Interior Lighting Costs by Space Type, 2012
| Space Type Lighting Descriptions and Cost Parameters | [18 empty] | New Construction Cost |  |  | Lamp Replacement Cost | [6 empty] | Ballast Replacement Cost
IECC 2012 Lookup Values | 2012 Space Types | Model Number | Lighting Power Allowance, LPD, W/ft2 | Fixtures - ID Number | Fixture type | Lamp Type | Lamp Wattage | Number of Lamps |  | Fixture Watts | Lamp Life, Hours | Quantity of Fixtures/ft2 | Fixture Watts/ft2 |  |  | Fixture Cost only, $/ft2 | not used | not used | not used | Labor Cost $/ft2 |  |  | Lamp Cost, $/ft2 | Labor Crew Type |  |  | Labor Cost/ft2 | Overhead and Profit, $/ft2 | Total $/ft2 | Ballast Life Hours | Ballast Cost, $/ft2 | Not Used | Not Used | Labor Cost/ft2
Classroom/Lecture/Training | Classroom/Lecture/Training |  | 1.2301 | [26 empty] | 0 | #N/A |  |  | 0
Classroom/Lecture/Training535 |  | 3.1 |  | 535 | Linear Dir/Indir | FL | 32 | #N/A |  | #N/A | #N/A | #N/A | 0.91686 |  |  | #N/A |  |  |  | #N/A |  |  | #N/A |  |  |  | #N/A | #NAME? | #N/A | #N/A | #N/A |  |  | #N/A
Classroom/Lecture/Training521 |  | 3.1 |  | 521 | Downlight open | CF | 32 | #N/A |  | #N/A | #N/A | #N/A | 0.15281 |  |  | #N/A |  |  |  | #N/A |  |  | #N/A |  |  |  | #N/A | #NAME? | #N/A | #N/A | #N/A |  |  | #N/A
Classroom/Lecture/Training0 |  | 3.1 |  | 0 | NA | NA | 0 | 0 |  | 0 | 0 | 0 | 0 |  |  | #N/A |  |  |  | #N/A |  |  | #N/A |  |  |  | #N/A | #NAME? | #N/A | #N/A | 0 |  |  | 0
Classroom/Lecture/Training537-1 |  | 3.1 |  | 537-1 | Linear WW Open | FL | 32 | #N/A |  | #N/A | #N/A | #N/A | 0.16041 |  |  | #N/A |  |  |  | #N/A |  |  | #N/A |  |  |  | #N/A | #NAME? | #N/A | #N/A | #N/A |  |  | #N/A
| Conference/Meeting/Multipurpose |  | 1.2202
Conference/Meeting/Multipurpose535 |  | 31 |  | 535 | Linear Dir/Indir | FL | 32 | #N/A |  | #N/A | #N/A | #N/A | 0.59947 |  |  | #N/A |  |  |  | #N/A |  |  | #N/A |  |  |  | #N/A | #NAME? | #N/A | #N/A | #N/A |  |  | #N/A
Conference/Meeting/Multipurpose511 |  | 31 |  | 511 | Downlight open - flood | PAR | 60 | #N/A |  | #N/A | #N/A | #N/A | 0.43363 |  |  | #N/A |  |  |  | #N/A |  |  | #N/A |  |  |  | #N/A | #NAME? | #N/A | #N/A | #N/A |  |  | #N/A
Conference/Meeting/Multipurpose0 |  | 31 |  | 0 | NA | NA | 0 | 0 |  | 0 | 0 | 0 | 0 |  |  | #N/A |  |  |  | #N/A |  |  | #N/A |  |  |  | #N/A | #NAME? | #N/A | #N/A | 0 |  |  | 0
Conference/Meeting/Multipurpose527-1 |  | 31 |  | 527-1 | WW Open | CF | 18 | #N/A |  | #N/A | #N/A | #N/A | 0.18706 |  |  | #N/A |  |  |  | #N/A |  |  | #N/A |  |  |  | #N/A | #NAME? | #N/A | #N/A | #N/A |  |  | #N/A
| Corridor/Transition |  | 0.65472
Corridor/Transition521 |  | 2 |  | 521 | Downlight open | CF | 32 | #N/A |  | #N/A | #N/A | #N/A | 0.65472 |  |  | #N/A |  |  |  | #N/A |  |  | #N/A |  |  |  | #N/A | #NAME? | #N/A | #N/A | #N/A |  |  | #N/A
Corridor/Transition0 |  | 2 |  | 0 | NA | NA | 0 | 0 |  | 0 | 0 | 0 | 0 |  |  | #N/A |  |  |  | #N/A |  |  | #N/A |  |  |  | #N/A | #NAME? | #N/A | #N/A | 0 |  |  | 0
Corridor/Transition0 |  | 2 |  | 0 | NA | NA | 0 | 0 |  | 0 | 0 | 0 | 0 |  |  | #N/A |  |  |  | #N/A |  |  | #N/A |  |  |  | #N/A | #NAME? | #N/A | #N/A | 0 |  |  | 0
Corridor/Transition527-2 |  | 2 |  | 0 | NA | NA | 0 | 0 |  | 0 | 0 | 0 | 9.9891e-08 |  |  | #N/A |  |  |  | #N/A |  |  | #N/A |  |  |  | #N/A | #NAME? | #N/A | #N/A | 0 |  |  | 0
| Dining Area |  | 0.6448
Dining Area535 |  | 6 |  | 535 | Linear Dir/Indir | FL | 32 | #N/A |  | #N/A | #N/A | #N/A | 0.238 |  |  | #N/A |  |  |  | #N/A |  |  | #N/A |  |  |  | #N/A | #NAME? | #N/A | #N/A | #N/A |  |  | #N/A
Dining Area521 |  | 6 |  | 521 | Downlight open | CF | 32 | #N/A |  | #N/A | #N/A | #N/A | 0.11671 |  |  | #N/A |  |  |  | #N/A |  |  | #N/A |  |  |  | #N/A | #NAME? | #N/A | #N/A | #N/A |  |  | #N/A
Dining Area0 |  | 6 |  | 0 | NA | NA | 0 | 0 |  | 0 | 0 | 0 | 0 |  |  | #N/A |  |  |  | #N/A |  |  | #N/A |  |  |  | #N/A | #NAME? | #N/A | #N/A | 0 |  |  | 0
Dining Area537-1 |  | 6 |  | 537-1 | Linear WW Open | FL | 32 | #N/A |  | #N/A | #N/A | #N/A | 0.29009 |  |  | #N/A |  |  |  | #N/A |  |  | #N/A |  |  |  | #N/A | #NAME? | #N/A | #N/A | #N/A |  |  | #N/A
| Electrical/Mechanical |  | 0.9424
Electrical/Mechanical538 |  | 4 |  | 538 | Fluorescent Industrial | FL | 32 | #N/A |  | #N/A | #N/A | #N/A | 0.9424 |  |  | #N/A |  |  |  | #N/A |  |  | #N/A |  |  |  | #N/A | #NAME? | #N/A | #N/A | #N/A |  |  | #N/A
Electrical/Mechanical0 |  | 4 |  | 0 | NA | NA | 0 | 0 |  | 0 | 0 | 0 | 0 |  |  | #N/A |  |  |  | #N/A |  |  | #N/A |  |  |  | #N/A | #NAME? | #N/A | #N/A | 0 |  |  | 0
Electrical/Mechanical0 |  | 4 |  | 0 | NA | NA | 0 | 0 |  | 0 | 0 | 0 | 0 |  |  | #N/A |  |  |  | #N/A |  |  | #N/A |  |  |  | #N/A | #NAME? | #N/A | #N/A | 0 |  |  | 0
Electrical/Mechanical0 |  | 4 |  | 0 | NA | NA | 0 | 0 |  | 0 | 0 | 0 | 9.9024e-08 |  |  | #N/A |  |  |  | #N/A |  |  | #N/A |  |  |  | #N/A | #NAME? | #N/A | #N/A | 0 |  |  | 0
| Food Preparation |  | 0.98208
Food Preparation530 |  | 8 |  | 530 | Linear Direct lensed (Acrylic 12 Lens) | FL | 32 | #N/A |  | #N/A | #N/A | #N/A | 0.98208 |  |  | #N/A |  |  |  | #N/A |  |  | #N/A |  |  |  | #N/A | #NAME? | #N/A | #N/A | #N/A |  |  | #N/A
Food Preparation0 |  | 8 |  | 0 | NA | NA | 0 | 0 |  | 0 | 0 | 0 | 0 |  |  | #N/A |  |  |  | #N/A |  |  | #N/A |  |  |  | #N/A | #NAME? | #N/A | #N/A | 0 |  |  | 0
Food Preparation0 |  | 8 |  | 0 | NA | NA | 0 | 0 |  | 0 | 0 | 0 | 0 |  |  | #N/A |  |  |  | #N/A |  |  | #N/A |  |  |  | #N/A | #NAME? | #N/A | #N/A | 0 |  |  | 0
Food Preparation0 |  | 8 |  | 0 | NA | NA | 0 | 0 |  | 0 | 0 | 0 | 9.9139e-08 |  |  | #N/A |  |  |  | #N/A |  |  | #N/A |  |  |  | #N/A | #NAME? | #N/A | #N/A | 0 |  |  | 0
| Gymnasium/Fitness-Fitness Area |  | 0.71424
Gymnasium/Fitness-Fitness Area535 |  | 126 |  | 535 | Linear Dir/Indir | FL | 32 | #N/A |  | #N/A | #N/A | #N/A | 0.71424 |  |  | #N/A |  |  |  | #N/A |  |  | #N/A |  |  |  | #N/A | #NAME? | #N/A | #N/A | #N/A |  |  | #N/A
Gymnasium/Fitness-Fitness Area0 |  | 126 |  | 0 | NA | NA | 0 | 0 |  | 0 | 0 | 0 | 0 |  |  | #N/A |  |  |  | #N/A |  |  | #N/A |  |  |  | #N/A | #NAME? | #N/A | #N/A | 0 |  |  | 0
Gymnasium/Fitness-Fitness Area0 |  | 126 |  | 0 | NA | NA | 0 | 0 |  | 0 | 0 | 0 | 0 |  |  | #N/A |  |  |  | #N/A |  |  | #N/A |  |  |  | #N/A | #NAME? | #N/A | #N/A | 0 |  |  | 0
Gymnasium/Fitness-Fitness Area0 |  | 126 |  | 0 | NA | NA | 0 | 0 |  | 0 | 0 | 0 | 9.8773e-08 |  |  | #N/A |  |  |  | #N/A |  |  | #N/A |  |  |  | #N/A | #NAME? | #N/A | #N/A | 0 |  |  | 0
| Highway Lodging Guest Rooms |  | 0.744
Highway Lodging Guest Rooms529 |  | 75.01 |  | 529 | Task | CF | 13 | #N/A |  | #N/A | #N/A | #N/A | 0.42053 |  |  | #N/A |  |  |  | #N/A |  |  | #N/A |  |  |  | #N/A | #NAME? | #N/A | #N/A | #N/A |  |  | #N/A
Highway Lodging Guest Rooms520 |  | 75.01 |  | 520 | Downlight - lensed | CF | 32 | #N/A |  | #N/A | #N/A | #N/A | 0.32347 |  |  | #N/A |  |  |  | #N/A |  |  | #N/A |  |  |  | #N/A | #NAME? | #N/A | #N/A | #N/A |  |  | #N/A
Highway Lodging Guest Rooms0 |  | 75.01 |  | 0 | NA | NA | 0 | 0 |  | 0 | 0 | 0 | 0 |  |  | #N/A |  |  |  | #N/A |  |  | #N/A |  |  |  | #N/A | #NAME? | #N/A | #N/A | 0 |  |  | 0
Highway Lodging Guest Rooms0 |  | 75.01 |  | 0 | NA | NA | 0 | 0 |  | 0 | 0 | 0 | 9.8878e-08 |  |  | #N/A |  |  |  | #N/A |  |  | #N/A |  |  |  | #N/A | #NAME? | #N/A | #N/A | 0 |  |  | 0
| Hospital - Laundry/Washing |  | 0.5952
Hospital - Laundry-washing530 |  | 82 |  | 530 | Linear Direct lensed (Acrylic 12 Lens) | FL | 32 | #N/A |  | #N/A | #N/A | #N/A | 0.5952 |  |  | #N/A |  |  |  | #N/A |  |  | #N/A |  |  |  | #N/A | #NAME? | #N/A | #N/A | #N/A |  |  | #N/A
Hospital - Laundry-washing0 |  | 82 |  | 0 | NA | NA | 0 | 0 |  | 0 | 0 | 0 | 0 |  |  | #N/A |  |  |  | #N/A |  |  | #N/A |  |  |  | #N/A | #NAME? | #N/A | #N/A | 0 |  |  | 0
Hospital - Laundry-washing0 |  | 82 |  | 0 | NA | NA | 0 | 0 |  | 0 | 0 | 0 | 0 |  |  | #N/A |  |  |  | #N/A |  |  | #N/A |  |  |  | #N/A | #NAME? | #N/A | #N/A | 0 |  |  | 0
Hospital - Laundry-washing0 |  | 82 |  | 0 | NA | NA | 0 | 0 |  | 0 | 0 | 0 | 9.9961e-08 |  |  | #N/A |  |  |  | #N/A |  |  | #N/A |  |  |  | #N/A | #NAME? | #N/A | #N/A | 0 |  |  | 0
| Library |  | 0.92256
Library535 |  | 19 |  | 535 | Linear Dir/Indir | FL | 32 | #N/A |  | #N/A | #N/A | #N/A | 0.38963 |  |  | #N/A |  |  |  | #N/A |  |  | #N/A |  |  |  | #N/A | #NAME? | #N/A | #N/A | #N/A |  |  | #N/A
Library520 |  | 19 |  | 520 | Downlight - lensed | CF | 32 | #N/A |  | #N/A | #N/A | #N/A | 0.53293 |  |  | #N/A |  |  |  | #N/A |  |  | #N/A |  |  |  | #N/A | #NAME? | #N/A | #N/A | #N/A |  |  | #N/A
Library0 |  | 19 |  | 0 | NA | NA | 0 | 0 |  | 0 | 0 | 0 | 0 |  |  | #N/A |  |  |  | #N/A |  |  | #N/A |  |  |  | #N/A | #NAME? | #N/A | #N/A | 0 |  |  | 0
Library0 |  | 19 |  | 0 | NA | NA | 0 | 0 |  | 0 | 0 | 0 | 9.9073e-08 |  |  | #N/A |  |  |  | #N/A |  |  | #N/A |  |  |  | #N/A | #NAME? | #N/A | #N/A | 0 |  |  | 0
| Lounge/Recreation - Break room |  | 0.72416
Lounge/Recreation - Breakroom521 |  | 9 |  | 521 | Downlight open | CF | 32 | #N/A |  | #N/A | #N/A | #N/A | 0.4316 |  |  | #N/A |  |  |  | #N/A |  |  | #N/A |  |  |  | #N/A | #NAME? | #N/A | #N/A | #N/A |  |  | #N/A
Lounge/Recreation - Breakroom0 |  | 9 |  | 0 | NA | NA | 0 | 0 |  | 0 | 0 | 0 | 0 |  |  | #N/A |  |  |  | #N/A |  |  | #N/A |  |  |  | #N/A | #NAME? | #N/A | #N/A | 0 |  |  | 0
Lounge/Recreation - Breakroom0 |  | 9 |  | 0 | NA | NA | 0 | 0 |  | 0 | 0 | 0 | 0 |  |  | #N/A |  |  |  | #N/A |  |  | #N/A |  |  |  | #N/A | #NAME? | #N/A | #N/A | 0 |  |  | 0
Lounge/Recreation - Breakroom527-2 |  | 9 |  | 527-2 | WW Open | CF | 42 | #N/A |  | #N/A | #N/A | #N/A | 0.29256 |  |  | #N/A |  |  |  | #N/A |  |  | #N/A |  |  |  | #N/A | #NAME? | #N/A | #N/A | #N/A |  |  | #N/A
| Lobby |  | 0.8928
Lobby523 |  | 20.1 |  | 523 | indirect Pendant | CF | 26 | #N/A |  | #N/A | #N/A | #N/A | 0.49797 |  |  | #N/A |  |  |  | #N/A |  |  | #N/A |  |  |  | #N/A | #NAME? | #N/A | #N/A | #N/A |  |  | #N/A
Lobby521 |  | 20.1 |  | 521 | Downlight open | CF | 32 | #N/A |  | #N/A | #N/A | #N/A | 0.2347 |  |  | #N/A |  |  |  | #N/A |  |  | #N/A |  |  |  | #N/A | #NAME? | #N/A | #N/A | #N/A |  |  | #N/A
Lobby0 |  | 20.1 |  | 0 | NA | NA | 0 | 0 |  | 0 | 0 | 0 | 0 |  |  | #N/A |  |  |  | #N/A |  |  | #N/A |  |  |  | #N/A | #NAME? | #N/A | #N/A | 0 |  |  | 0
Lobby534-2 |  | 20.1 |  | 534-2 | Linear Wall Cove | FL | 32 | #N/A |  | #N/A | #N/A | #N/A | 0.16013 |  |  | #N/A |  |  |  | #N/A |  |  | #N/A |  |  |  | #N/A | #NAME? | #N/A | #N/A | #N/A |  |  | #N/A
| Office-Enclosed |  | 1.1011
Office-Enclosed531 |  | 25 |  | 531 | Linear Direct w/louver | FL | 32 | #N/A |  | #N/A | #N/A | #N/A | 0.66965 |  |  | #N/A |  |  |  | #N/A |  |  | #N/A |  |  |  | #N/A | #NAME? | #N/A | #N/A | #N/A |  |  | #N/A
Office-Enclosed539 |  | 25 |  | 539 | Task | FL | 15 | #N/A |  | #N/A | #N/A | #N/A | 0.18474 |  |  | #N/A |  |  |  | #N/A |  |  | #N/A |  |  |  | #N/A | #NAME? | #N/A | #N/A | #N/A |  |  | #N/A
Office-Enclosed0 |  | 25 |  | 0 | NA | NA | 0 | 0 |  | 0 | 0 | 0 | 0 |  |  | #N/A |  |  |  | #N/A |  |  | #N/A |  |  |  | #N/A | #NAME? | #N/A | #N/A | 0 |  |  | 0
Office-Enclosed537-1 |  | 25 |  | 537-1 | Linear WW Open | FL | 32 | #N/A |  | #N/A | #N/A | #N/A | 0.24673 |  |  | #N/A |  |  |  | #N/A |  |  | #N/A |  |  |  | #N/A | #NAME? | #N/A | #N/A | #N/A |  |  | #N/A
| Office - Open Plan (Including Other) |  | 0.97216
Office - Open Plan (Including Other)535 |  | 27 |  | 535 | Linear Dir/Indir | FL | 32 | #N/A |  | #N/A | #N/A | #N/A | 0.71616 |  |  | #N/A |  |  |  | #N/A |  |  | #N/A |  |  |  | #N/A | #NAME? | #N/A | #N/A | #N/A |  |  | #N/A
Office - Open Plan (Including Other)539 |  | 27 |  | 539 | Task | FL | 15 | #N/A |  | #N/A | #N/A | #N/A | 0.096248 |  |  | #N/A |  |  |  | #N/A |  |  | #N/A |  |  |  | #N/A | #NAME? | #N/A | #N/A | #N/A |  |  | #N/A
Office - Open Plan (Including Other)0 |  | 27 |  | 0 | NA | NA | 0 | 0 |  | 0 | 0 | 0 | 0 |  |  | #N/A |  |  |  | #N/A |  |  | #N/A |  |  |  | #N/A | #NAME? | #N/A | #N/A | 0 |  |  | 0
Office - Open Plan (Including Other)537-1 |  | 27 |  | 537-1 | Linear WW Open | FL | 32 | #N/A |  | #N/A | #N/A | #N/A | 0.15975 |  |  | #N/A |  |  |  | #N/A |  |  | #N/A |  |  |  | #N/A | #NAME? | #N/A | #N/A | #N/A |  |  | #N/A
| Restrooms |  | 0.97216
Restrooms604 |  | 12 |  | 604 | Wall Mounted Linear Direct/Indirect | FL | 32 | #N/A |  | #N/A | #N/A | #N/A | 0.28607 |  |  | #N/A |  |  |  | #N/A |  |  | #N/A |  |  |  | #N/A | #NAME? | #N/A | #N/A | #N/A |  |  | #N/A
Restrooms520 |  | 12 |  | 520 | Downlight - lensed | CF | 32 | #N/A |  | #N/A | #N/A | #N/A | 0.44124 |  |  | #N/A |  |  |  | #N/A |  |  | #N/A |  |  |  | #N/A | #NAME? | #N/A | #N/A | #N/A |  |  | #N/A
Restrooms0 |  | 12 |  | 0 | NA | NA | 0 | 0 |  | 0 | 0 | 0 | 0 |  |  | #N/A |  |  |  | #N/A |  |  | #N/A |  |  |  | #N/A | #NAME? | #N/A | #N/A | 0 |  |  | 0
Restrooms534-2 |  | 12 |  | 534-2 | Linear Wall Cove | FL | 32 | #N/A |  | #N/A | #N/A | #N/A | 0.24485 |  |  | #N/A |  |  |  | #N/A |  |  | #N/A |  |  |  | #N/A | #NAME? | #N/A | #N/A | #N/A |  |  | #N/A
| Retail - Sales Area |  | 1.6666
Retail - Sales Area535 |  | 97 |  | 535 | Linear Dir/Indir | FL | 32 | #N/A |  | #N/A | #N/A | #N/A | 1.0095 |  |  | #N/A |  |  |  | #N/A |  |  | #N/A |  |  |  | #N/A | #NAME? | #N/A | #N/A | #N/A |  |  | #N/A
Retail - Sales Area541 |  | 97 |  | 541 | Downlight open - flood |  | 39 | #N/A |  | #N/A | #N/A | #N/A | 0.49997 |  |  | #N/A |  |  |  | #N/A |  |  | #N/A |  |  |  | #N/A | #NAME? | #N/A | #N/A | #N/A |  |  | #N/A
Retail - Sales Area0 |  | 97 |  | 0 | NA | NA | 0 | 0 |  | 0 | 0 | 0 | 0 |  |  | #N/A |  |  |  | #N/A |  |  | #N/A |  |  |  | #N/A | #NAME? | #N/A | #N/A | 0 |  |  | 0
Retail - Sales Area537-1 |  | 97 |  | 537-1 | Linear WW Open | FL | 32 | #N/A |  | #N/A | #N/A | #N/A | 0.1571 |  |  | #N/A |  |  |  | #N/A |  |  | #N/A |  |  |  | #N/A | #NAME? | #N/A | #N/A | #N/A |  |  | #N/A
| Stairway |  | 0.68448
Stairway530 |  | 11 |  | 530 | Linear Direct lensed (Acrylic 12 Lens) | FL | 32 | #N/A |  | #N/A | #N/A | #N/A | 0.36928 |  |  | #N/A |  |  |  | #N/A |  |  | #N/A |  |  |  | #N/A | #NAME? | #N/A | #N/A | #N/A |  |  | #N/A
Stairway602 |  | 11 |  | 602 | Wall Mounted Linear Indirect | FL | 32 | #N/A |  | #N/A | #N/A | #N/A | 0.3152 |  |  | #N/A |  |  |  | #N/A |  |  | #N/A |  |  |  | #N/A | #NAME? | #N/A | #N/A | #N/A |  |  | #N/A
Stairway0 |  | 11 |  | 0 | NA | NA | 0 | 0 |  | 0 | 0 | 0 | 0 |  |  | #N/A |  |  |  | #N/A |  |  | #N/A |  |  |  | #N/A | #NAME? | #N/A | #N/A | 0 |  |  | 0
Stairway0 |  | 11 |  | 0 | NA | NA | 0 | 0 |  | 0 | 0 | 0 | 9.9128e-08 |  |  | #N/A |  |  |  | #N/A |  |  | #N/A |  |  |  | #N/A | #NAME? | #N/A | #N/A | 0 |  |  | 0
| Storage |  | 0.62496
Storage538 |  | 41 |  | 538 | Fluorescent Industrial | FL | 32 | #N/A |  | #N/A | #N/A | #N/A | 0.62496 |  |  | #N/A |  |  |  | #N/A |  |  | #N/A |  |  |  | #N/A | #NAME? | #N/A | #N/A | #N/A |  |  | #N/A
Storage0 |  | 41 |  | 0 | NA | NA | 0 | 0 |  | 0 | 0 | 0 | 0 |  |  | #N/A |  |  |  | #N/A |  |  | #N/A |  |  |  | #N/A | #NAME? | #N/A | #N/A | 0 |  |  | 0
Storage0 |  | 41 |  | 0 | NA | NA | 0 | 0 |  | 0 | 0 | 0 | 0 |  |  | #N/A |  |  |  | #N/A |  |  | #N/A |  |  |  | #N/A | #NAME? | #N/A | #N/A | 0 |  |  | 0
Storage0 |  | 41 |  | 0 | NA | NA | 0 | 0 |  | 0 | 0 | 0 | 9.8503e-08 |  |  | #N/A |  |  |  | #N/A |  |  | #N/A |  |  |  | #N/A | #NAME? | #N/A | #N/A | 0 |  |  | 0
| Lobby - Hotel |  | 1.0515
Lobby - Hotel572 |  | 79 |  | 572 | Downlight open | TH | 75 | #N/A |  | #N/A | #N/A | #N/A | 0.8917 |  |  | #N/A |  |  |  | #N/A |  |  | #N/A |  |  |  | #N/A | #NAME? | #N/A | #N/A | #N/A |  |  | #N/A
Lobby - Hotel0 |  | 79 |  | 0 | NA | NA | 0 | 0 |  | 0 | 0 | 0 | 0 |  |  | #N/A |  |  |  | #N/A |  |  | #N/A |  |  |  | #N/A | #NAME? | #N/A | #N/A | 0 |  |  | 0
Lobby - Hotel0 |  | 79 |  | 0 | NA | NA | 0 | 0 |  | 0 | 0 | 0 | 0 |  |  | #N/A |  |  |  | #N/A |  |  | #N/A |  |  |  | #N/A | #NAME? | #N/A | #N/A | 0 |  |  | 0
Lobby - Hotel527-1 |  | 79 |  | 527-1 | WW Open | CF | 18 | #N/A |  | #N/A | #N/A | #N/A | 0.15982 |  |  | #N/A |  |  |  | #N/A |  |  | #N/A |  |  |  | #N/A | #NAME? | #N/A | #N/A | #N/A |  |  | #N/A
1 FL linear fluorescent, CF compact fluorescent, MH metal halide

## Int Ltg LPD IECC Space Types SR (hidden)
| IECC Cost Effectiveness - Interior Lighting Power Density - Fixture Costs per Square Foot for Each Space Type - Standalone Retail | [18 empty] | RETAIL STANDALONE
Adjustment Factors for LPD
| Interior lighting costs by space type and fixture type IECC 2009, North Carolina Base Code, and IECC 2012 tables. | [18 empty] | 2009 | 0.969
| 90.1-07 and 2010 in Int Ltg LPD Space Types 90_1 (same for all prototypes). Values come from "Int Ltg Comp" worksheet in this workbook. | [18 empty] | N. Carolina | 0.911
[20 empty] | 2012 | 0.932
Interior Lighting Costs by Space Type, 2009
1 | 2 | 3 | 4 | 5 | 6 | 7 | 8 | 9 | 10 | 11 | 12 | 13 | 14 | 15 | 16 | 17 | 18 | 19 | 20 | 21 | 22 | 23 | 24 | 25 | 26 | 27 | 28 | 29 | 30 | 31 | 32 | 33 | 34 | 35
| Space Type Lighting Descriptions and Cost Parameters | [14 empty] | New Construction Cost | [6 empty] | Lamp Replacement Cost | [6 empty] | Ballast Replacement Cost
IECC 2009 Lookup Values | 2009 Space Types | 90.1 Lighting Subcommittee Model Number | Space Type Lighting Power Allowance W/ft2 | Fixture ID Number | Fixture Type | Lamp Type1 | Lamp Wattage | Number of Lamps | Not Used | Fixture Watts | Lamp Life Hours | Quantity of Fixtures/ft2 | Fixture Watts/ft2 | not used | not used | Fixture Cost/ft2 | not used | not used | not used | Labor Cost $/ft2 | Not Used | Not Used | Lamp Cost $/ft2 | Not Used | Not Used | Not Used | Labor Cost/ft2 | Overhead and Profit, $/ft2 | Total $/ft2 | Ballast Life Hours | Ballast Cost, $/ft2 | Not Used | Not Used | Labor Cost/ft2 | Not Used | Not Used
Classroom/Lecture/Training | Classroom/Lecture/Training |  | 1.3566
Classroom/Lecture/Training535 |  | 3.1 |  | 535 | Linear Dir/Indir | FL | 32 | 2 |  | 58 | 36000 | 0.019243 | 1.1161 |  |  | 7.1355 |  |  |  | 1.7858 |  |  | 0.12893 |  |  |  | 0.19842 |  | 0.32735 | 50000 | 0.70354 |  |  | 1.1161
Classroom/Lecture/Training537-2 |  | 3.1 |  | 537-2 | Linear WW Open | FL | 32 | 2 |  | 58 | 36000 | 0.0041462 | 0.24048 |  |  | 1.5756 |  |  |  | 0.24048 |  |  | 0.02778 |  |  |  | 0.042753 |  | 0.070532 | 50000 | 0.15159 |  |  | 0.24048
Classroom/Lecture/Training0 |  | 3.1 |  | 0 | NA | NA | 0 | 0 |  | 0 | 0 | 0 | 0 |  |  | 0 |  |  |  | 0 |  |  | 0 |  |  |  | 0 |  | 0 | 0 | 0 |  |  | 0
| Conference/Meeting/Multipurpose |  | 1.2597
Conference/Meeting/Multipurpose535 |  | 31 |  | 535 | Linear Dir/Indir | FL | 32 | 2 |  | 58 | 36000 | 0.011094 | 0.64344 |  |  | 4.1136 |  |  |  | 1.0295 |  |  | 0.074329 |  |  |  | 0.11439 |  | 0.18872 | 50000 | 0.40559 |  |  | 0.64344
Conference/Meeting/Multipurpose537-1 |  | 31 |  | 537-1 | Linear WW Open | FL | 32 | 1 |  | 29 | 36000 | 0.012632 | 0.36632 |  |  | 4.0927 |  |  |  | 0.73264 |  |  | 0.042316 |  |  |  | 0.065125 |  | 0.10744 | 50000 | 0.37895 |  |  | 0.73264
Conference/Meeting/Multipurpose511 |  | 31 |  | 511 | Downlight open - flood | PAR | 60 | 1 |  | 60 | 4200 | 0.0041656 | 0.24993 |  |  | 0.15446 |  |  |  | 0.2416 |  |  | 0.08906 |  |  |  | 0.012122 |  | 0.10118 | 0 | 0 |  |  | 0
| Corridor/Transition |  | 0.4845
Corridor/Transition530 |  | 2 |  | 530 | Linear Direct lensed (Acrylic 12 Lens) | FL | 32 | 2 |  | 58 | 36000 | 0.0048044 | 0.27866 |  |  | 0.44681 |  |  |  | 0.44585 |  |  | 0.03219 |  |  |  | 0.049539 |  | 0.081729 | 50000 | 0.17565 |  |  | 0.27866
Corridor/Transition537-2 |  | 2 |  | 537-2 | Linear WW Open | FL | 32 | 2 |  | 58 | 36000 | 0.003549 | 0.20584 |  |  | 1.3486 |  |  |  | 0.20584 |  |  | 0.023779 |  |  |  | 0.036595 |  | 0.060374 | 50000 | 0.12975 |  |  | 0.20584
Corridor/Transition0 |  | 2 |  | 0 | NA | NA | 0 | 0 |  | 0 | 0 | 0 | 0 |  |  | 0 |  |  |  | 0 |  |  | 0 |  |  |  | 0 |  | 0 | 0 | 0 |  |  | 0
| Dining Area |  | 0.8721
Dining Area531 |  | 6 |  | 531 | Linear Direct w/louver | FL | 32 | 2 |  | 58 | 36000 | 0.011533 | 0.6689 |  |  | 1.3205 |  |  |  | 1.0094 |  |  | 0.07727 |  |  |  | 0.11892 |  | 0.19619 | 50000 | 0.42164 |  |  | 0.6689
Dining Area524 |  | 6 |  | 524 | indirect Wall Scounce | CF | 18 | 2 |  | 39 | 10000 | 0.0052102 | 0.2032 |  |  | 0.4672 |  |  |  | 0.30219 |  |  | 0.1636 |  |  |  | 0.030219 |  | 0.19382 | 50000 | 0 |  |  | 0
Dining Area0 |  | 6
| Electrical/Mechanical |  | 1.4535
Electrical/Mechanical538 |  | 4 |  | 538 | Fluorescent Industrial | FL | 32 | 2 |  | 58 | 36000 | 0.02506 | 1.4535 |  |  | 2.2053 |  |  |  | 2.0349 |  |  | 0.1679 |  |  |  | 0.2584 |  | 0.42631 | 50000 | 0.91621 |  |  | 1.4535
Electrical/Mechanical0 |  | 4 |  | 0 | NA | NA | 0 | 0 |  | 0 | 0 | 0 | 0 |  |  | 0 |  |  |  | 0 |  |  | 0 |  |  |  | 0 |  | 0 | 0 | 0 |  |  | 0
Electrical/Mechanical0 |  | 4 |  | 0 | NA | NA | 0 | 0 |  | 0 | 0 | 0 | 0 |  |  | 0 |  |  |  | 0 |  |  | 0 |  |  |  | 0 |  | 0 | 0 | 0 |  |  | 0
| Food Preparation |  | 1.1628
Food Preparation530 |  | 8 |  | 530 | Linear Direct lensed (Acrylic 12 Lens) | FL | 32 | 2 |  | 58 | 36000 | 0.020048 | 1.1628 |  |  | 1.8645 |  |  |  | 1.8605 |  |  | 0.13432 |  |  |  | 0.20672 |  | 0.34105 | 50000 | 0.73296 |  |  | 1.1628
Food Preparation0 |  | 8 |  | 0 | NA | NA | 0 | 0 |  | 0 | 0 | 0 | 0 |  |  | 0 |  |  |  | 0 |  |  | 0 |  |  |  | 0 |  | 0 | 0 | 0 |  |  | 0
Food Preparation0 |  | 8 |  | 0 | NA | NA | 0 | 0 |  | 0 | 0 | 0 | 0 |  |  | 0 |  |  |  | 0 |  |  | 0 |  |  |  | 0 |  | 0 | 0 | 0 |  |  | 0
| Gymnasium/Fitness-Fitness Area |  | 0.8721
Gymnasium/Fitness-Fitness Area535 |  | 126 |  | 535 | Linear Dir/Indir | FL | 32 | 2 |  | 58 | 36000 | 0.015036 | 0.8721 |  |  | 5.5754 |  |  |  | 1.3954 |  |  | 0.10074 |  |  |  | 0.15504 |  | 0.25578 | 50000 | 0.54972 |  |  | 0.8721
Gymnasium/Fitness-Fitness Area0 |  | 126 |  | 0 | NA | NA | 0 | 0 |  | 0 | 0 | 0 | 0 |  |  | 0 |  |  |  | 0 |  |  | 0 |  |  |  | 0 |  | 0 | 0 | 0 |  |  | 0
Gymnasium/Fitness-Fitness Area0 |  | 126 |  | 0 | NA | NA | 0 | 0 |  | 0 | 0 | 0 | 0 |  |  | 0 |  |  |  | 0 |  |  | 0 |  |  |  | 0 |  | 0 | 0 | 0 |  |  | 0
| Highway Lodging Guest Rooms |  | 1.0659
Highway Lodging Guest Rooms524 |  | 75.01 |  | 524 | indirect Wall Scounce | CF | 18 | 2 |  | 39 | 10000 | 0.0041615 | 0.1623 |  |  | 0.37316 |  |  |  | 0.24137 |  |  | 0.13067 |  |  |  | 0.024137 |  | 0.15481 | 50000 | 0 |  |  | 0
Highway Lodging Guest Rooms520 |  | 75.01 |  | 520 | Downlight - lensed | CF | 32 | 1 |  | 36 | 17000 | 0.0251 | 0.9036 |  |  | 4.016 |  |  |  | 1.4558 |  |  | 0.43925 |  |  |  | 0.14558 |  | 0.58483 | 50000 | 0.6275 |  |  | 0
Highway Lodging Guest Rooms0 |  | 75.01 |  | 0 | NA | NA | 0 | 0 |  | 0 | 0 | 0 | 0 |  |  | 0 |  |  |  | 0 |  |  | 0 |  |  |  | 0 |  | 0 | 0 | 0 |  |  | 0
| Hospital - Laundry/Washing |  | 0.5814
Hospital - Laundry-washing530 |  | 82 |  | 530 | Linear Direct lensed (Acrylic 12 Lens) | FL | 32 | 2 |  | 58 | 36000 | 0.010024 | 0.5814 |  |  | 0.93224 |  |  |  | 0.93024 |  |  | 0.067162 |  |  |  | 0.10336 |  | 0.17052 | 50000 | 0.36648 |  |  | 0.5814
Hospital - Laundry-washing0 |  | 82 |  | 0 | NA | NA | 0 | 0 |  | 0 | 0 | 0 | 0 |  |  | 0 |  |  |  | 0 |  |  | 0 |  |  |  | 0 |  | 0 | 0 | 0 |  |  | 0
Hospital - Laundry-washing0 |  | 82 |  | 0 | NA | NA | 0 | 0 |  | 0 | 0 | 0 | 0 |  |  | 0 |  |  |  | 0 |  |  | 0 |  |  |  | 0 |  | 0 | 0 | 0 |  |  | 0
| Library |  | 1.1628
Library535 |  | 19 |  | 535 | Linear Dir/Indir | FL | 32 | 2 |  | 58 | 36000 | 0.010191 | 0.59109 |  |  | 3.7789 |  |  |  | 0.94574 |  |  | 0.068281 |  |  |  | 0.10508 |  | 0.17337 | 50000 | 0.37259 |  |  | 0.59109
Library520 |  | 19 |  | 520 | Downlight - lensed | CF | 32 | 1 |  | 36 | 17000 | 0.0069983 | 0.25194 |  |  | 1.1197 |  |  |  | 0.4059 |  |  | 0.12247 |  |  |  | 0.04059 |  | 0.16306 | 50000 | 0.17496 |  |  | 0
Library529 |  | 19 |  | 529 | Task | CF | 13 | 1 |  | 14 | 10000 | 0.022149 | 0.31008 |  |  | 1.7387 |  |  |  | 0.64231 |  |  | 0.27575 |  |  |  | 0.064452 |  | 0.3402 | 50000 | 0.5628 |  |  | 0
| Lobby |  | 1.2597
Lobby534-2 |  | 20.1 |  | 534-2 | Linear Wall Cove | FL | 32 | 1 |  | 29 | 36000 | 0.0087135 | 0.25269 |  |  | 3.3111 |  |  |  | 0.47557 |  |  | 0.02919 |  |  |  | 0.044924 |  | 0.074114 | 50000 | 0.26141 |  |  | 0.50538
Lobby523 |  | 20.1 |  | 523 | indirect Pendant | CF | 26 | 2 |  | 56 | 17000 | 0.016444 | 0.92084 |  |  | 5.5086 |  |  |  | 0.95373 |  |  | 0.57552 |  |  |  | 0.047851 |  | 0.62338 | 50000 | 0 |  |  | 0
Lobby521 |  | 20.1 |  | 521 | Downlight open | CF | 32 | 1 |  | 36 | 17000 | 0.0023936 | 0.086168 |  |  | 0.45238 |  |  |  | 0.13883 |  |  | 0.041887 |  |  |  | 0.013883 |  | 0.05577 | 50000 | 0.059839 |  |  | 0.069413
| Lobby - Hotel |  | 1.0659 | [27 empty] | #N/A
Lobby - Hotel535 |  | 79 |  | 535 | Linear Dir/Indir | FL | 32 | 2 |  | 58 | 36000 | 0.0004599 | 0.026674 |  |  | 0.17053 |  |  |  | 0.042679 |  |  | 0.0030813 |  |  |  | 0.0047422 |  | 0.0078235 | 50000 | 0.016814 |  |  | 0.026674
Lobby - Hotel572 |  | 79 |  | 572 | Downlight open | TH | 75 | 1 |  | 75 | 850 | 0.012402 | 0.93011 |  |  | 0.346 |  |  |  | 0.71929 |  |  | 0.26514 |  |  |  | 0.29144 |  | 0.55658 | 0 | 0 |  |  | 0
Lobby - Hotel524 |  | 79 |  | 524 | indirect Wall Scounce | CF | 18 | 2 |  | 39 | 10000 | 0.0027978 | 0.10911 |  |  | 0.25088 |  |  |  | 0.16227 |  |  | 0.08785 |  |  |  | 0.016227 |  | 0.10408 | 50000 | 0 |  |  | 0
| Lounge/Recreation - Break room |  | 1.1628
Lounge/Recreation - Breakroom537-1 |  | 9 |  | 537-1 | Linear WW Open | FL | 32 | 1 |  | 29 | 36000 | 0.012636 | 0.36645 |  |  | 4.0942 |  |  |  | 0.73291 |  |  | 0.042332 |  |  |  | 0.065148 |  | 0.10748 | 50000 | 0.37909 |  |  | 0.73291
Lounge/Recreation - Breakroom572 |  | 9 |  | 0 | NA | NA | 0 | 0 |  | 0 | 0 | 0 | 0 |  |  | 0 |  |  |  | 0 |  |  | 0 |  |  |  | 0 |  | 0 | 0 | 0 |  |  | 0
Lounge/Recreation - Breakroom521 |  | 9 |  | 521 | Downlight open | CF | 32 | 1 |  | 36 | 17000 | 0.022121 | 0.79635 |  |  | 4.1808 |  |  |  | 1.283 |  |  | 0.38711 |  |  |  | 0.1283 |  | 0.51541 | 50000 | 0.55302 |  |  | 0.6415
| Office-Enclosed |  | 1.0659
Office-Enclosed535 |  | 25 |  | 535 | Linear Dir/Indir | FL | 32 | 2 |  | 58 | 36000 | 0.012972 | 0.75237 |  |  | 4.81 |  |  |  | 1.2038 |  |  | 0.086912 |  |  |  | 0.13376 |  | 0.22067 | 50000 | 0.47425 |  |  | 0.75237
Office-Enclosed539 |  | 25 |  | 539 | Task | FL | 15 | 1 |  | 17 | 7500 | 0.0069998 | 0.119 |  |  | 0.26179 |  |  |  | 0.203 |  |  | 0.027299 |  |  |  | 0.032549 |  | 0.059849 | 50000 | 0.088198 |  |  | 0.32549
Office-Enclosed537-2 |  | 25 |  | 537-2 | Linear WW Open | FL | 32 | 2 |  | 58 | 36000 | 0.003354 | 0.19453 |  |  | 1.2745 |  |  |  | 0.19453 |  |  | 0.022471 |  |  |  | 0.034583 |  | 0.057055 | 50000 | 0.12262 |  |  | 0.19453
| Office - Open Plan (Including Other) |  | 1.0659
Office - Open Plan (Including Other)535 |  | 27 |  | 535 | Linear Dir/Indir | FL | 32 | 2 |  | 58 | 36000 | 0.014708 | 0.85307 |  |  | 5.4538 |  |  |  | 1.3649 |  |  | 0.098544 |  |  |  | 0.15166 |  | 0.2502 | 50000 | 0.53773 |  |  | 0.85307
Office - Open Plan (Including Other)539 |  | 27 |  | 539 | Task | FL | 15 | 1 |  | 17 | 7500 | 0.0089288 | 0.15179 |  |  | 0.33394 |  |  |  | 0.25893 |  |  | 0.034822 |  |  |  | 0.041519 |  | 0.076341 | 50000 | 0.1125 |  |  | 0.41519
Office - Open Plan (Including Other)524 |  | 27 |  | 524 | indirect Wall Scounce | CF | 18 | 2 |  | 39 | 10000 | 0.0015651 | 0.06104 |  |  | 0.14035 |  |  |  | 0.090778 |  |  | 0.049145 |  |  |  | 0.0090778 |  | 0.058223 | 50000 | 0 |  |  | 0
| Restrooms |  | 0.8721
Restrooms521 |  | 12 |  | 521 | Downlight open | CF | 32 | 1 |  | 36 | 17000 | 0.01143 | 0.41148 |  |  | 2.1603 |  |  |  | 0.66294 |  |  | 0.20002 |  |  |  | 0.066294 |  | 0.26632 | 50000 | 0.28575 |  |  | 0.33147
Restrooms537-1 |  | 12 |  | 537-1 | Linear WW Open | FL | 32 | 1 |  | 29 | 36000 | 0.011389 | 0.33027 |  |  | 3.6899 |  |  |  | 0.66053 |  |  | 0.038152 |  |  |  | 0.058715 |  | 0.096866 | 50000 | 0.34166 |  |  | 0.66053
Restrooms524 |  | 12 |  | 524 | indirect Wall Scounce | CF | 18 | 2 |  | 39 | 10000 | 0.0033424 | 0.13035 |  |  | 0.29971 |  |  |  | 0.19386 |  |  | 0.10495 |  |  |  | 0.019386 |  | 0.12434 | 50000 | 0 |  |  | 0
| Retail - Sales Area |  | 1.6473
Retail - Sales Area535 |  | 97 |  | 535 | Linear Dir/Indir | FL | 32 | 2 |  | 58 | 36000 | 0.01603 | 0.92974 |  |  | 5.9439 |  |  |  | 1.4876 |  |  | 0.1074 |  |  |  | 0.16529 |  | 0.27269 | 50000 | 0.58606 |  |  | 0.92974
Retail - Sales Area541 |  | 97 |  | 541 | Downlight open - flood | MH | 39 | 1 |  | 44 | 13000 | 0.016308 | 0.71756 |  |  | 4.188 |  |  |  | 0.94588 |  |  | 1.0886 |  |  |  | 0.25278 |  | 1.3414 | 50000 | 1.9554 |  |  | 0.94588
Retail - Sales Area572 |  | 97 |  | 0 | NA | NA | 0 | 0 |  | 0 | 0 | 0 | 0 |  |  | 0 |  |  |  | 0 |  |  | 0 |  |  |  | 0 |  | 0 | 0 | 0 |  |  | 0
| Stairway |  | 0.5814
Stairway530 |  | 11 |  | 530 | Linear Direct lensed (Acrylic 12 Lens) | FL | 32 | 2 |  | 58 | 36000 | 0.010024 | 0.5814 |  |  | 0.93224 |  |  |  | 0.93024 |  |  | 0.067162 |  |  |  | 0.10336 |  | 0.17052 | 50000 | 0.36648 |  |  | 0.5814
Stairway0 |  | 11 |  | 0 | NA | NA | 0 | 0 |  | 0 | 0 | 0 | 0 |  |  | 0 |  |  |  | 0 |  |  | 0 |  |  |  | 0 |  | 0 | 0 | 0 |  |  | 0
Stairway0 |  | 11 |  | 0 | NA | NA | 0 | 0 |  | 0 | 0 | 0 | 0 |  |  | 0 |  |  |  | 0 |  |  | 0 |  |  |  | 0 |  | 0 | 0 | 0 |  |  | 0
| Storage |  | 0.7752
Storage530 |  | 41 |  | 530 | Linear Direct lensed (Acrylic 12 Lens) | FL | 32 | 2 |  | 58 | 36000 | 0.013366 | 0.7752 |  |  | 1.243 |  |  |  | 1.2403 |  |  | 0.089549 |  |  |  | 0.13782 |  | 0.22736 | 50000 | 0.48864 |  |  | 0.7752
Storage553 |  | 41 |  | 0 | NA | NA | 0 | 0 |  | 0 | 0 | 0 | 0 |  |  | 0 |  |  |  | 0 |  |  | 0 |  |  |  | 0 |  | 0 | 0 | 0 |  |  | 0
Storage0 |  | 41 |  | 0 | NA | NA | 0 | 0 |  | 0 | 0 | 0 | 0 |  |  | 0 |  |  |  | 0 |  |  | 0 |  |  |  | 0 |  | 0 | 0 | 0 |  |  | 0
1 FL linear fluorescent, CF compact fluorescent, MH metal halide
Interior Lighting Costs by Space Type, North Carolina Base Code
| Space Type Lighting Descriptions and Cost Parameters | [14 empty] | New Construction Cost | [6 empty] | Lamp Replacement Cost | [6 empty] | Ballast Replacement Cost
North Carolina Base Code Lookup Values | 2009 Space Types | 90.1 Lighting Subcommittee Model Number | Space Type Lighting Power Allowance W/ft2 | Fixture ID Number | Fixture Type | Lamp Type1 | Lamp Wattage | Number of Lamps | Not Used | Fixture Watts | Lamp Life Hours | Quantity of Fixtures/ft2 | Fixture Watts/ft2 | not used | not used | Fixture Cost/ft2 | not used | not used | not used | Labor Cost $/ft2 | Not Used | Not Used | Lamp Cost $/ft2 | Not Used | Not Used | Not Used | Labor Cost/ft2 |  | Total $/ft2 | Ballast Life Hours | Ballast Cost, $/ft2 | Not Used | Not Used | Labor Cost/ft2 | Not Used | Not Used
Classroom/Lecture/Training | Classroom/Lecture/Training |  | 1.2754
Classroom/Lecture/Training535 |  | 3.1 |  | 535 | Linear Dir/Indir | FL | 32 | 2 |  | 58 | 36000 | 0.018092 | 1.0493 |  |  | 6.7084 |  |  |  | 1.6789 |  |  | 0.12121 |  |  |  | 0.18655 |  | 0.30776 | 50000 | 0.66143 |  |  | 1.0493
Classroom/Lecture/Training537-2 |  | 3.1 |  | 537-2 | Linear WW Open | FL | 32 | 2 |  | 58 | 36000 | 0.003898 | 0.22609 |  |  | 1.4813 |  |  |  | 0.22609 |  |  | 0.026117 |  |  |  | 0.040194 |  | 0.066311 | 50000 | 0.14251 |  |  | 0.22609
Classroom/Lecture/Training0 |  | 3.1 |  | 0 | NA | NA | 0 | 0 |  | 0 | 0 | 0 | 0 |  |  | 0 |  |  |  | 0 |  |  | 0 |  |  |  | 0 |  | 0 | 0 | 0 |  |  | 0
| Conference/Meeting/Multipurpose |  | 1.1843
Conference/Meeting/Multipurpose535 |  | 31 |  | 535 | Linear Dir/Indir | FL | 32 | 2 |  | 58 | 36000 | 0.01043 | 0.60493 |  |  | 3.8674 |  |  |  | 0.96789 |  |  | 0.06988 |  |  |  | 0.10754 |  | 0.17742 | 50000 | 0.38131 |  |  | 0.60493
Conference/Meeting/Multipurpose537-1 |  | 31 |  | 537-1 | Linear WW Open | FL | 32 | 1 |  | 29 | 36000 | 0.011876 | 0.34439 |  |  | 3.8477 |  |  |  | 0.68879 |  |  | 0.039784 |  |  |  | 0.061227 |  | 0.10101 | 50000 | 0.35627 |  |  | 0.68879
Conference/Meeting/Multipurpose511 |  | 31 |  | 511 | Downlight open - flood | PAR | 60 | 1 |  | 60 | 4200 | 0.0039162 | 0.23497 |  |  | 0.14521 |  |  |  | 0.22714 |  |  | 0.083729 |  |  |  | 0.011396 |  | 0.095126 | 0 | 0 |  |  | 0
| Corridor/Transition |  | 0.4555
Corridor/Transition530 |  | 2 |  | 530 | Linear Direct lensed (Acrylic 12 Lens) | FL | 32 | 2 |  | 58 | 36000 | 0.0045168 | 0.26198 |  |  | 0.42007 |  |  |  | 0.41916 |  |  | 0.030263 |  |  |  | 0.046574 |  | 0.076837 | 50000 | 0.16514 |  |  | 0.26198
Corridor/Transition537-2 |  | 2 |  | 537-2 | Linear WW Open | FL | 32 | 2 |  | 58 | 36000 | 0.0033366 | 0.19352 |  |  | 1.2679 |  |  |  | 0.19352 |  |  | 0.022355 |  |  |  | 0.034405 |  | 0.05676 | 50000 | 0.12199 |  |  | 0.19352
Corridor/Transition0 |  | 2 |  | 0 | NA | NA | 0 | 0 |  | 0 | 0 | 0 | 0 |  |  | 0 |  |  |  | 0 |  |  | 0 |  |  |  | 0 |  | 0 | 0 | 0 |  |  | 0
| Dining Area |  | 0.8199
Dining Area531 |  | 6 |  | 531 | Linear Direct w/louver | FL | 32 | 2 |  | 58 | 36000 | 0.010842 | 0.62886 |  |  | 1.2415 |  |  |  | 0.94896 |  |  | 0.072645 |  |  |  | 0.1118 |  | 0.18444 | 50000 | 0.3964 |  |  | 0.62886
Dining Area524 |  | 6 |  | 524 | indirect Wall Scounce | CF | 18 | 2 |  | 39 | 10000 | 0.0048984 | 0.19104 |  |  | 0.43924 |  |  |  | 0.28411 |  |  | 0.15381 |  |  |  | 0.028411 |  | 0.18222 | 50000 | 0 |  |  | 0
Dining Area0 |  | 6
| Electrical/Mechanical |  | 1.3665
Electrical/Mechanical538 |  | 4 |  | 538 | Fluorescent Industrial | FL | 32 | 2 |  | 58 | 36000 | 0.02356 | 1.3665 |  |  | 2.0733 |  |  |  | 1.9131 |  |  | 0.15785 |  |  |  | 0.24294 |  | 0.40079 | 50000 | 0.86137 |  |  | 1.3665
Electrical/Mechanical0 |  | 4 |  | 0 | NA | NA | 0 | 0 |  | 0 | 0 | 0 | 0 |  |  | 0 |  |  |  | 0 |  |  | 0 |  |  |  | 0 |  | 0 | 0 | 0 |  |  | 0
Electrical/Mechanical0 |  | 4 |  | 0 | NA | NA | 0 | 0 |  | 0 | 0 | 0 | 0 |  |  | 0 |  |  |  | 0 |  |  | 0 |  |  |  | 0 |  | 0 | 0 | 0 |  |  | 0
| Food Preparation |  | 1.0932
Food Preparation530 |  | 8 |  | 530 | Linear Direct lensed (Acrylic 12 Lens) | FL | 32 | 2 |  | 58 | 36000 | 0.018848 | 1.0932 |  |  | 1.7529 |  |  |  | 1.7491 |  |  | 0.12628 |  |  |  | 0.19435 |  | 0.32063 | 50000 | 0.68909 |  |  | 1.0932
Food Preparation0 |  | 8 |  | 0 | NA | NA | 0 | 0 |  | 0 | 0 | 0 | 0 |  |  | 0 |  |  |  | 0 |  |  | 0 |  |  |  | 0 |  | 0 | 0 | 0 |  |  | 0
Food Preparation0 |  | 8 |  | 0 | NA | NA | 0 | 0 |  | 0 | 0 | 0 | 0 |  |  | 0 |  |  |  | 0 |  |  | 0 |  |  |  | 0 |  | 0 | 0 | 0 |  |  | 0
| Gymnasium/Fitness-Fitness Area |  | 0.8199
Gymnasium/Fitness-Fitness Area535 |  | 126 |  | 535 | Linear Dir/Indir | FL | 32 | 2 |  | 58 | 36000 | 0.014136 | 0.8199 |  |  | 5.2417 |  |  |  | 1.3118 |  |  | 0.094713 |  |  |  | 0.14576 |  | 0.24047 | 50000 | 0.51682 |  |  | 0.8199
Gymnasium/Fitness-Fitness Area0 |  | 126 |  | 0 | NA | NA | 0 | 0 |  | 0 | 0 | 0 | 0 |  |  | 0 |  |  |  | 0 |  |  | 0 |  |  |  | 0 |  | 0 | 0 | 0 |  |  | 0
Gymnasium/Fitness-Fitness Area0 |  | 126 |  | 0 | NA | NA | 0 | 0 |  | 0 | 0 | 0 | 0 |  |  | 0 |  |  |  | 0 |  |  | 0 |  |  |  | 0 |  | 0 | 0 | 0 |  |  | 0
| Highway Lodging Guest Rooms |  | 1.0021
Highway Lodging Guest Rooms524 |  | 75.01 |  | 524 | indirect Wall Scounce | CF | 18 | 2 |  | 39 | 10000 | 0.0039124 | 0.15258 |  |  | 0.35083 |  |  |  | 0.22692 |  |  | 0.12285 |  |  |  | 0.022692 |  | 0.14554 | 50000 | 0 |  |  | 0
Highway Lodging Guest Rooms520 |  | 75.01 |  | 520 | Downlight - lensed | CF | 32 | 1 |  | 36 | 17000 | 0.023598 | 0.84952 |  |  | 3.7756 |  |  |  | 1.3687 |  |  | 0.41296 |  |  |  | 0.13687 |  | 0.54983 | 50000 | 0.58994 |  |  | 0
Highway Lodging Guest Rooms0 |  | 75.01 |  | 0 | NA | NA | 0 | 0 |  | 0 | 0 | 0 | 0 |  |  | 0 |  |  |  | 0 |  |  | 0 |  |  |  | 0 |  | 0 | 0 | 0 |  |  | 0
| Hospital - Laundry/Washing |  | 0.5466
Hospital - Laundry-washing530 |  | 82 |  | 530 | Linear Direct lensed (Acrylic 12 Lens) | FL | 32 | 2 |  | 58 | 36000 | 0.0094241 | 0.5466 |  |  | 0.87644 |  |  |  | 0.87456 |  |  | 0.063142 |  |  |  | 0.097175 |  | 0.16032 | 50000 | 0.34455 |  |  | 0.5466
Hospital - Laundry-washing0 |  | 82 |  | 0 | NA | NA | 0 | 0 |  | 0 | 0 | 0 | 0 |  |  | 0 |  |  |  | 0 |  |  | 0 |  |  |  | 0 |  | 0 | 0 | 0 |  |  | 0
Hospital - Laundry-washing0 |  | 82 |  | 0 | NA | NA | 0 | 0 |  | 0 | 0 | 0 | 0 |  |  | 0 |  |  |  | 0 |  |  | 0 |  |  |  | 0 |  | 0 | 0 | 0 |  |  | 0
| Library |  | 1.0932
Library535 |  | 19 |  | 535 | Linear Dir/Indir | FL | 32 | 2 |  | 58 | 36000 | 0.0095812 | 0.55571 |  |  | 3.5527 |  |  |  | 0.88914 |  |  | 0.064194 |  |  |  | 0.098794 |  | 0.16299 | 50000 | 0.35029 |  |  | 0.55571
Library520 |  | 19 |  | 520 | Downlight - lensed | CF | 32 | 1 |  | 36 | 17000 | 0.0065794 | 0.23686 |  |  | 1.0527 |  |  |  | 0.38161 |  |  | 0.11514 |  |  |  | 0.038161 |  | 0.1533 | 50000 | 0.16449 |  |  | 0
Library529 |  | 19 |  | 529 | Task | CF | 13 | 1 |  | 14 | 10000 | 0.020823 | 0.29152 |  |  | 1.6346 |  |  |  | 0.60386 |  |  | 0.25924 |  |  |  | 0.060595 |  | 0.31984 | 50000 | 0.52911 |  |  | 0
| Lobby |  | 1.1843
Lobby534-2 |  | 20.1 |  | 534-2 | Linear Wall Cove | FL | 32 | 1 |  | 29 | 36000 | 0.008192 | 0.23757 |  |  | 3.113 |  |  |  | 0.4471 |  |  | 0.027443 |  |  |  | 0.042235 |  | 0.069678 | 50000 | 0.24576 |  |  | 0.47513
Lobby523 |  | 20.1 |  | 523 | indirect Pendant | CF | 26 | 2 |  | 56 | 17000 | 0.015459 | 0.86572 |  |  | 5.1789 |  |  |  | 0.89664 |  |  | 0.54108 |  |  |  | 0.044987 |  | 0.58606 | 50000 | 0 |  |  | 0
Lobby521 |  | 20.1 |  | 521 | Downlight open | CF | 32 | 1 |  | 36 | 17000 | 0.0022503 | 0.08101 |  |  | 0.4253 |  |  |  | 0.13052 |  |  | 0.03938 |  |  |  | 0.013052 |  | 0.052432 | 50000 | 0.056257 |  |  | 0.065258
| Lobby - Hotel |  | 1.0021 | [27 empty] | #N/A
Lobby - Hotel535 |  | 79 |  | 535 | Linear Dir/Indir | FL | 32 | 2 |  | 58 | 36000 | 0.00043237 | 0.025078 |  |  | 0.16032 |  |  |  | 0.040124 |  |  | 0.0028969 |  |  |  | 0.0044583 |  | 0.0073552 | 50000 | 0.015808 |  |  | 0.025078
Lobby - Hotel572 |  | 79 |  | 572 | Downlight open | TH | 75 | 1 |  | 75 | 850 | 0.011659 | 0.87444 |  |  | 0.32529 |  |  |  | 0.67623 |  |  | 0.24927 |  |  |  | 0.27399 |  | 0.52327 | 0 | 0 |  |  | 0
Lobby - Hotel524 |  | 79 |  | 524 | indirect Wall Scounce | CF | 18 | 2 |  | 39 | 10000 | 0.0026303 | 0.10258 |  |  | 0.23586 |  |  |  | 0.15256 |  |  | 0.082592 |  |  |  | 0.015256 |  | 0.097847 | 50000 | 0 |  |  | 0
| Lounge/Recreation - Break room |  | 1.0932
Lounge/Recreation - Breakroom537-1 |  | 9 |  | 537-1 | Linear WW Open | FL | 32 | 1 |  | 29 | 36000 | 0.01188 | 0.34452 |  |  | 3.8491 |  |  |  | 0.68904 |  |  | 0.039798 |  |  |  | 0.061249 |  | 0.10105 | 50000 | 0.3564 |  |  | 0.68904
Lounge/Recreation - Breakroom572 |  | 9 |  | 0 | NA | NA | 0 | 0 |  | 0 | 0 | 0 | 0 |  |  | 0 |  |  |  | 0 |  |  | 0 |  |  |  | 0 |  | 0 | 0 | 0 |  |  | 0
Lounge/Recreation - Breakroom521 |  | 9 |  | 521 | Downlight open | CF | 32 | 1 |  | 36 | 17000 | 0.020797 | 0.74868 |  |  | 3.9306 |  |  |  | 1.2062 |  |  | 0.36394 |  |  |  | 0.12062 |  | 0.48456 | 50000 | 0.51992 |  |  | 0.6031
| Office-Enclosed |  | 1.0021
Office-Enclosed535 |  | 25 |  | 535 | Linear Dir/Indir | FL | 32 | 2 |  | 58 | 36000 | 0.012196 | 0.70734 |  |  | 4.5221 |  |  |  | 1.1317 |  |  | 0.08171 |  |  |  | 0.12575 |  | 0.20746 | 50000 | 0.44587 |  |  | 0.70734
Office-Enclosed539 |  | 25 |  | 539 | Task | FL | 15 | 1 |  | 17 | 7500 | 0.0065809 | 0.11187 |  |  | 0.24612 |  |  |  | 0.19084 |  |  | 0.025665 |  |  |  | 0.030601 |  | 0.056266 | 50000 | 0.082919 |  |  | 0.30601
Office-Enclosed537-2 |  | 25 |  | 537-2 | Linear WW Open | FL | 32 | 2 |  | 58 | 36000 | 0.0031532 | 0.18289 |  |  | 1.1982 |  |  |  | 0.18289 |  |  | 0.021126 |  |  |  | 0.032513 |  | 0.05364 | 50000 | 0.11528 |  |  | 0.18289
| Office - Open Plan (Including Other) |  | 1.0021
Office - Open Plan (Including Other)535 |  | 27 |  | 535 | Linear Dir/Indir | FL | 32 | 2 |  | 58 | 36000 | 0.013828 | 0.80201 |  |  | 5.1273 |  |  |  | 1.2832 |  |  | 0.092646 |  |  |  | 0.14258 |  | 0.23523 | 50000 | 0.50554 |  |  | 0.80201
Office - Open Plan (Including Other)539 |  | 27 |  | 539 | Task | FL | 15 | 1 |  | 17 | 7500 | 0.0083943 | 0.1427 |  |  | 0.31395 |  |  |  | 0.24344 |  |  | 0.032738 |  |  |  | 0.039034 |  | 0.071772 | 50000 | 0.10577 |  |  | 0.39034
Office - Open Plan (Including Other)524 |  | 27 |  | 524 | indirect Wall Scounce | CF | 18 | 2 |  | 39 | 10000 | 0.0014715 | 0.057387 |  |  | 0.13195 |  |  |  | 0.085345 |  |  | 0.046204 |  |  |  | 0.0085345 |  | 0.054738 | 50000 | 0 |  |  | 0
| Restrooms |  | 0.8199
Restrooms521 |  | 12 |  | 521 | Downlight open | CF | 32 | 1 |  | 36 | 17000 | 0.010746 | 0.38685 |  |  | 2.031 |  |  |  | 0.62326 |  |  | 0.18805 |  |  |  | 0.062326 |  | 0.25038 | 50000 | 0.26865 |  |  | 0.31163
Restrooms537-1 |  | 12 |  | 537-1 | Linear WW Open | FL | 32 | 1 |  | 29 | 36000 | 0.010707 | 0.3105 |  |  | 3.469 |  |  |  | 0.621 |  |  | 0.035868 |  |  |  | 0.0552 |  | 0.091068 | 50000 | 0.32121 |  |  | 0.621
Restrooms524 |  | 12 |  | 524 | indirect Wall Scounce | CF | 18 | 2 |  | 39 | 10000 | 0.0031423 | 0.12255 |  |  | 0.28177 |  |  |  | 0.18226 |  |  | 0.09867 |  |  |  | 0.018226 |  | 0.1169 | 50000 | 0 |  |  | 0
| Retail - Sales Area |  | 1.5487
Retail - Sales Area535 |  | 97 |  | 535 | Linear Dir/Indir | FL | 32 | 2 |  | 58 | 36000 | 0.01507 | 0.87409 |  |  | 5.5881 |  |  |  | 1.3985 |  |  | 0.10097 |  |  |  | 0.1554 |  | 0.25637 | 50000 | 0.55098 |  |  | 0.87409
Retail - Sales Area541 |  | 97 |  | 541 | Downlight open - flood | MH | 39 | 1 |  | 44 | 13000 | 0.015332 | 0.67461 |  |  | 3.9373 |  |  |  | 0.88926 |  |  | 1.0234 |  |  |  | 0.23765 |  | 1.2611 | 50000 | 1.8383 |  |  | 0.88926
Retail - Sales Area572 |  | 97 |  | 0 | NA | NA | 0 | 0 |  | 0 | 0 | 0 | 0 |  |  | 0 |  |  |  | 0 |  |  | 0 |  |  |  | 0 |  | 0 | 0 | 0 |  |  | 0
| Stairway |  | 0.5466
Stairway530 |  | 11 |  | 530 | Linear Direct lensed (Acrylic 12 Lens) | FL | 32 | 2 |  | 58 | 36000 | 0.0094241 | 0.5466 |  |  | 0.87644 |  |  |  | 0.87456 |  |  | 0.063142 |  |  |  | 0.097175 |  | 0.16032 | 50000 | 0.34455 |  |  | 0.5466
Stairway0 |  | 11 |  | 0 | NA | NA | 0 | 0 |  | 0 | 0 | 0 | 0 |  |  | 0 |  |  |  | 0 |  |  | 0 |  |  |  | 0 |  | 0 | 0 | 0 |  |  | 0
Stairway0 |  | 11 |  | 0 | NA | NA | 0 | 0 |  | 0 | 0 | 0 | 0 |  |  | 0 |  |  |  | 0 |  |  | 0 |  |  |  | 0 |  | 0 | 0 | 0 |  |  | 0
| Storage |  | 0.7288
Storage530 |  | 41 |  | 530 | Linear Direct lensed (Acrylic 12 Lens) | FL | 32 | 2 |  | 58 | 36000 | 0.012566 | 0.7288 |  |  | 1.1686 |  |  |  | 1.1661 |  |  | 0.084189 |  |  |  | 0.12957 |  | 0.21376 | 50000 | 0.4594 |  |  | 0.7288
Storage553 |  | 41 |  | 0 | NA | NA | 0 | 0 |  | 0 | 0 | 0 | 0 |  |  | 0 |  |  |  | 0 |  |  | 0 |  |  |  | 0 |  | 0 | 0 | 0 |  |  | 0
Storage0 |  | 41 |  | 0 | NA | NA | 0 | 0 |  | 0 | 0 | 0 | 0 |  |  | 0 |  |  |  | 0 |  |  | 0 |  |  |  | 0 |  | 0 | 0 | 0 |  |  | 0
1 FL linear fluorescent, CF compact fluorescent, MH metal halide
Interior Lighting Costs by Space Type, 2012
| Space Type Lighting Descriptions and Cost Parameters | [18 empty] | New Construction Cost |  |  | Lamp Replacement Cost | [6 empty] | Ballast Replacement Cost
IECC 2012 Lookup Values | 2012 Space Types | Model Number | Lighting Power Allowance, LPD, W/ft2 | Fixtures - ID Number | Fixture type | Lamp Type | Lamp Wattage | Number of Lamps |  | Fixture Watts | Lamp Life, Hours | Quantity of Fixtures/ft2 | Fixture Watts/ft2 |  |  | Fixture Cost only, $/ft2 | not used | not used | not used | Labor Cost $/ft2 |  |  | Lamp Cost, $/ft2 | Labor Crew Type |  |  | Labor Cost/ft2 |  | Total $/ft2 | Ballast Life Hours | Ballast Cost, $/ft2 | Not Used | Not Used | Labor Cost/ft2
Classroom/Lecture/Training | Classroom/Lecture/Training |  | 1.1557 | [26 empty] | 0 | #N/A |  |  | 0
Classroom/Lecture/Training535 |  | 3.1 |  | 535 | Linear Dir/Indir | FL | 32 | #N/A |  | #N/A | #N/A | #N/A | 0.8614 |  |  | #N/A |  |  |  | #N/A |  |  | #N/A |  |  |  | #N/A |  | #N/A | #N/A | #N/A |  |  | #N/A
Classroom/Lecture/Training521 |  | 3.1 |  | 521 | Downlight open | CF | 32 | #N/A |  | #N/A | #N/A | #N/A | 0.14357 |  |  | #N/A |  |  |  | #N/A |  |  | #N/A |  |  |  | #N/A |  | #N/A | #N/A | #N/A |  |  | #N/A
Classroom/Lecture/Training0 |  | 3.1 |  | 0 | NA | NA | 0 | 0 |  | 0 | 0 | 0 | 0 |  |  | #N/A |  |  |  | #N/A |  |  | #N/A |  |  |  | #N/A |  | #N/A | #N/A | 0 |  |  | 0
Classroom/Lecture/Training537-1 |  | 3.1 |  | 537-1 | Linear WW Open | FL | 32 | #N/A |  | #N/A | #N/A | #N/A | 0.1507 |  |  | #N/A |  |  |  | #N/A |  |  | #N/A |  |  |  | #N/A |  | #N/A | #N/A | #N/A |  |  | #N/A
| Conference/Meeting/Multipurpose |  | 1.1464
Conference/Meeting/Multipurpose535 |  | 31 |  | 535 | Linear Dir/Indir | FL | 32 | #N/A |  | #N/A | #N/A | #N/A | 0.56321 |  |  | #N/A |  |  |  | #N/A |  |  | #N/A |  |  |  | #N/A |  | #N/A | #N/A | #N/A |  |  | #N/A
Conference/Meeting/Multipurpose511 |  | 31 |  | 511 | Downlight open - flood | PAR | 60 | #N/A |  | #N/A | #N/A | #N/A | 0.40741 |  |  | #N/A |  |  |  | #N/A |  |  | #N/A |  |  |  | #N/A |  | #N/A | #N/A | #N/A |  |  | #N/A
Conference/Meeting/Multipurpose0 |  | 31 |  | 0 | NA | NA | 0 | 0 |  | 0 | 0 | 0 | 0 |  |  | #N/A |  |  |  | #N/A |  |  | #N/A |  |  |  | #N/A |  | #N/A | #N/A | 0 |  |  | 0
Conference/Meeting/Multipurpose527-1 |  | 31 |  | 527-1 | WW Open | CF | 18 | #N/A |  | #N/A | #N/A | #N/A | 0.17574 |  |  | #N/A |  |  |  | #N/A |  |  | #N/A |  |  |  | #N/A |  | #N/A | #N/A | #N/A |  |  | #N/A
| Corridor/Transition |  | 0.61512
Corridor/Transition521 |  | 2 |  | 521 | Downlight open | CF | 32 | #N/A |  | #N/A | #N/A | #N/A | 0.61512 |  |  | #N/A |  |  |  | #N/A |  |  | #N/A |  |  |  | #N/A |  | #N/A | #N/A | #N/A |  |  | #N/A
Corridor/Transition0 |  | 2 |  | 0 | NA | NA | 0 | 0 |  | 0 | 0 | 0 | 0 |  |  | #N/A |  |  |  | #N/A |  |  | #N/A |  |  |  | #N/A |  | #N/A | #N/A | 0 |  |  | 0
Corridor/Transition0 |  | 2 |  | 0 | NA | NA | 0 | 0 |  | 0 | 0 | 0 | 0 |  |  | #N/A |  |  |  | #N/A |  |  | #N/A |  |  |  | #N/A |  | #N/A | #N/A | 0 |  |  | 0
Corridor/Transition527-2 |  | 2 |  | 0 | NA | NA | 0 | 0 |  | 0 | 0 | 0 | 9.385e-08 |  |  | #N/A |  |  |  | #N/A |  |  | #N/A |  |  |  | #N/A |  | #N/A | #N/A | 0 |  |  | 0
| Dining Area |  | 0.6058
Dining Area535 |  | 6 |  | 535 | Linear Dir/Indir | FL | 32 | #N/A |  | #N/A | #N/A | #N/A | 0.2236 |  |  | #N/A |  |  |  | #N/A |  |  | #N/A |  |  |  | #N/A |  | #N/A | #N/A | #N/A |  |  | #N/A
Dining Area521 |  | 6 |  | 521 | Downlight open | CF | 32 | #N/A |  | #N/A | #N/A | #N/A | 0.10965 |  |  | #N/A |  |  |  | #N/A |  |  | #N/A |  |  |  | #N/A |  | #N/A | #N/A | #N/A |  |  | #N/A
Dining Area0 |  | 6 |  | 0 | NA | NA | 0 | 0 |  | 0 | 0 | 0 | 0 |  |  | #N/A |  |  |  | #N/A |  |  | #N/A |  |  |  | #N/A |  | #N/A | #N/A | 0 |  |  | 0
Dining Area537-1 |  | 6 |  | 537-1 | Linear WW Open | FL | 32 | #N/A |  | #N/A | #N/A | #N/A | 0.27255 |  |  | #N/A |  |  |  | #N/A |  |  | #N/A |  |  |  | #N/A |  | #N/A | #N/A | #N/A |  |  | #N/A
| Electrical/Mechanical |  | 0.8854
Electrical/Mechanical538 |  | 4 |  | 538 | Fluorescent Industrial | FL | 32 | #N/A |  | #N/A | #N/A | #N/A | 0.8854 |  |  | #N/A |  |  |  | #N/A |  |  | #N/A |  |  |  | #N/A |  | #N/A | #N/A | #N/A |  |  | #N/A
Electrical/Mechanical0 |  | 4 |  | 0 | NA | NA | 0 | 0 |  | 0 | 0 | 0 | 0 |  |  | #N/A |  |  |  | #N/A |  |  | #N/A |  |  |  | #N/A |  | #N/A | #N/A | 0 |  |  | 0
Electrical/Mechanical0 |  | 4 |  | 0 | NA | NA | 0 | 0 |  | 0 | 0 | 0 | 0 |  |  | #N/A |  |  |  | #N/A |  |  | #N/A |  |  |  | #N/A |  | #N/A | #N/A | 0 |  |  | 0
Electrical/Mechanical0 |  | 4 |  | 0 | NA | NA | 0 | 0 |  | 0 | 0 | 0 | 9.3035e-08 |  |  | #N/A |  |  |  | #N/A |  |  | #N/A |  |  |  | #N/A |  | #N/A | #N/A | 0 |  |  | 0
| Food Preparation |  | 0.92268
Food Preparation530 |  | 8 |  | 530 | Linear Direct lensed (Acrylic 12 Lens) | FL | 32 | #N/A |  | #N/A | #N/A | #N/A | 0.92268 |  |  | #N/A |  |  |  | #N/A |  |  | #N/A |  |  |  | #N/A |  | #N/A | #N/A | #N/A |  |  | #N/A
Food Preparation0 |  | 8 |  | 0 | NA | NA | 0 | 0 |  | 0 | 0 | 0 | 0 |  |  | #N/A |  |  |  | #N/A |  |  | #N/A |  |  |  | #N/A |  | #N/A | #N/A | 0 |  |  | 0
Food Preparation0 |  | 8 |  | 0 | NA | NA | 0 | 0 |  | 0 | 0 | 0 | 0 |  |  | #N/A |  |  |  | #N/A |  |  | #N/A |  |  |  | #N/A |  | #N/A | #N/A | 0 |  |  | 0
Food Preparation0 |  | 8 |  | 0 | NA | NA | 0 | 0 |  | 0 | 0 | 0 | 9.3143e-08 |  |  | #N/A |  |  |  | #N/A |  |  | #N/A |  |  |  | #N/A |  | #N/A | #N/A | 0 |  |  | 0
| Gymnasium/Fitness-Fitness Area |  | 0.67104
Gymnasium/Fitness-Fitness Area535 |  | 126 |  | 535 | Linear Dir/Indir | FL | 32 | #N/A |  | #N/A | #N/A | #N/A | 0.67104 |  |  | #N/A |  |  |  | #N/A |  |  | #N/A |  |  |  | #N/A |  | #N/A | #N/A | #N/A |  |  | #N/A
Gymnasium/Fitness-Fitness Area0 |  | 126 |  | 0 | NA | NA | 0 | 0 |  | 0 | 0 | 0 | 0 |  |  | #N/A |  |  |  | #N/A |  |  | #N/A |  |  |  | #N/A |  | #N/A | #N/A | 0 |  |  | 0
Gymnasium/Fitness-Fitness Area0 |  | 126 |  | 0 | NA | NA | 0 | 0 |  | 0 | 0 | 0 | 0 |  |  | #N/A |  |  |  | #N/A |  |  | #N/A |  |  |  | #N/A |  | #N/A | #N/A | 0 |  |  | 0
Gymnasium/Fitness-Fitness Area0 |  | 126 |  | 0 | NA | NA | 0 | 0 |  | 0 | 0 | 0 | 9.2799e-08 |  |  | #N/A |  |  |  | #N/A |  |  | #N/A |  |  |  | #N/A |  | #N/A | #N/A | 0 |  |  | 0
| Highway Lodging Guest Rooms |  | 0.699
Highway Lodging Guest Rooms529 |  | 75.01 |  | 529 | Task | CF | 13 | #N/A |  | #N/A | #N/A | #N/A | 0.3951 |  |  | #N/A |  |  |  | #N/A |  |  | #N/A |  |  |  | #N/A |  | #N/A | #N/A | #N/A |  |  | #N/A
Highway Lodging Guest Rooms520 |  | 75.01 |  | 520 | Downlight - lensed | CF | 32 | #N/A |  | #N/A | #N/A | #N/A | 0.3039 |  |  | #N/A |  |  |  | #N/A |  |  | #N/A |  |  |  | #N/A |  | #N/A | #N/A | #N/A |  |  | #N/A
Highway Lodging Guest Rooms0 |  | 75.01 |  | 0 | NA | NA | 0 | 0 |  | 0 | 0 | 0 | 0 |  |  | #N/A |  |  |  | #N/A |  |  | #N/A |  |  |  | #N/A |  | #N/A | #N/A | 0 |  |  | 0
Highway Lodging Guest Rooms0 |  | 75.01 |  | 0 | NA | NA | 0 | 0 |  | 0 | 0 | 0 | 9.2898e-08 |  |  | #N/A |  |  |  | #N/A |  |  | #N/A |  |  |  | #N/A |  | #N/A | #N/A | 0 |  |  | 0
| Hospital - Laundry/Washing |  | 0.5592
Hospital - Laundry-washing530 |  | 82 |  | 530 | Linear Direct lensed (Acrylic 12 Lens) | FL | 32 | #N/A |  | #N/A | #N/A | #N/A | 0.5592 |  |  | #N/A |  |  |  | #N/A |  |  | #N/A |  |  |  | #N/A |  | #N/A | #N/A | #N/A |  |  | #N/A
Hospital - Laundry-washing0 |  | 82 |  | 0 | NA | NA | 0 | 0 |  | 0 | 0 | 0 | 0 |  |  | #N/A |  |  |  | #N/A |  |  | #N/A |  |  |  | #N/A |  | #N/A | #N/A | 0 |  |  | 0
Hospital - Laundry-washing0 |  | 82 |  | 0 | NA | NA | 0 | 0 |  | 0 | 0 | 0 | 0 |  |  | #N/A |  |  |  | #N/A |  |  | #N/A |  |  |  | #N/A |  | #N/A | #N/A | 0 |  |  | 0
Hospital - Laundry-washing0 |  | 82 |  | 0 | NA | NA | 0 | 0 |  | 0 | 0 | 0 | 9.3915e-08 |  |  | #N/A |  |  |  | #N/A |  |  | #N/A |  |  |  | #N/A |  | #N/A | #N/A | 0 |  |  | 0
| Library |  | 0.86676
Library535 |  | 19 |  | 535 | Linear Dir/Indir | FL | 32 | #N/A |  | #N/A | #N/A | #N/A | 0.36606 |  |  | #N/A |  |  |  | #N/A |  |  | #N/A |  |  |  | #N/A |  | #N/A | #N/A | #N/A |  |  | #N/A
Library520 |  | 19 |  | 520 | Downlight - lensed | CF | 32 | #N/A |  | #N/A | #N/A | #N/A | 0.5007 |  |  | #N/A |  |  |  | #N/A |  |  | #N/A |  |  |  | #N/A |  | #N/A | #N/A | #N/A |  |  | #N/A
Library0 |  | 19 |  | 0 | NA | NA | 0 | 0 |  | 0 | 0 | 0 | 0 |  |  | #N/A |  |  |  | #N/A |  |  | #N/A |  |  |  | #N/A |  | #N/A | #N/A | 0 |  |  | 0
Library0 |  | 19 |  | 0 | NA | NA | 0 | 0 |  | 0 | 0 | 0 | 9.3081e-08 |  |  | #N/A |  |  |  | #N/A |  |  | #N/A |  |  |  | #N/A |  | #N/A | #N/A | 0 |  |  | 0
| Lounge/Recreation - Break room |  | 0.68036
Lounge/Recreation - Breakroom521 |  | 9 |  | 521 | Downlight open | CF | 32 | #N/A |  | #N/A | #N/A | #N/A | 0.40549 |  |  | #N/A |  |  |  | #N/A |  |  | #N/A |  |  |  | #N/A |  | #N/A | #N/A | #N/A |  |  | #N/A
Lounge/Recreation - Breakroom0 |  | 9 |  | 0 | NA | NA | 0 | 0 |  | 0 | 0 | 0 | 0 |  |  | #N/A |  |  |  | #N/A |  |  | #N/A |  |  |  | #N/A |  | #N/A | #N/A | 0 |  |  | 0
Lounge/Recreation - Breakroom0 |  | 9 |  | 0 | NA | NA | 0 | 0 |  | 0 | 0 | 0 | 0 |  |  | #N/A |  |  |  | #N/A |  |  | #N/A |  |  |  | #N/A |  | #N/A | #N/A | 0 |  |  | 0
Lounge/Recreation - Breakroom527-2 |  | 9 |  | 527-2 | WW Open | CF | 42 | #N/A |  | #N/A | #N/A | #N/A | 0.27487 |  |  | #N/A |  |  |  | #N/A |  |  | #N/A |  |  |  | #N/A |  | #N/A | #N/A | #N/A |  |  | #N/A
| Lobby |  | 0.8388
Lobby523 |  | 20.1 |  | 523 | indirect Pendant | CF | 26 | #N/A |  | #N/A | #N/A | #N/A | 0.46786 |  |  | #N/A |  |  |  | #N/A |  |  | #N/A |  |  |  | #N/A |  | #N/A | #N/A | #N/A |  |  | #N/A
Lobby521 |  | 20.1 |  | 521 | Downlight open | CF | 32 | #N/A |  | #N/A | #N/A | #N/A | 0.2205 |  |  | #N/A |  |  |  | #N/A |  |  | #N/A |  |  |  | #N/A |  | #N/A | #N/A | #N/A |  |  | #N/A
Lobby0 |  | 20.1 |  | 0 | NA | NA | 0 | 0 |  | 0 | 0 | 0 | 0 |  |  | #N/A |  |  |  | #N/A |  |  | #N/A |  |  |  | #N/A |  | #N/A | #N/A | 0 |  |  | 0
Lobby534-2 |  | 20.1 |  | 534-2 | Linear Wall Cove | FL | 32 | #N/A |  | #N/A | #N/A | #N/A | 0.15044 |  |  | #N/A |  |  |  | #N/A |  |  | #N/A |  |  |  | #N/A |  | #N/A | #N/A | #N/A |  |  | #N/A
| Office-Enclosed |  | 1.0345
Office-Enclosed531 |  | 25 |  | 531 | Linear Direct w/louver | FL | 32 | #N/A |  | #N/A | #N/A | #N/A | 0.62914 |  |  | #N/A |  |  |  | #N/A |  |  | #N/A |  |  |  | #N/A |  | #N/A | #N/A | #N/A |  |  | #N/A
Office-Enclosed539 |  | 25 |  | 539 | Task | FL | 15 | #N/A |  | #N/A | #N/A | #N/A | 0.17357 |  |  | #N/A |  |  |  | #N/A |  |  | #N/A |  |  |  | #N/A |  | #N/A | #N/A | #N/A |  |  | #N/A
Office-Enclosed0 |  | 25 |  | 0 | NA | NA | 0 | 0 |  | 0 | 0 | 0 | 0 |  |  | #N/A |  |  |  | #N/A |  |  | #N/A |  |  |  | #N/A |  | #N/A | #N/A | 0 |  |  | 0
Office-Enclosed537-1 |  | 25 |  | 537-1 | Linear WW Open | FL | 32 | #N/A |  | #N/A | #N/A | #N/A | 0.23181 |  |  | #N/A |  |  |  | #N/A |  |  | #N/A |  |  |  | #N/A |  | #N/A | #N/A | #N/A |  |  | #N/A
| Office - Open Plan (Including Other) |  | 0.91336
Office - Open Plan (Including Other)535 |  | 27 |  | 535 | Linear Dir/Indir | FL | 32 | #N/A |  | #N/A | #N/A | #N/A | 0.67285 |  |  | #N/A |  |  |  | #N/A |  |  | #N/A |  |  |  | #N/A |  | #N/A | #N/A | #N/A |  |  | #N/A
Office - Open Plan (Including Other)539 |  | 27 |  | 539 | Task | FL | 15 | #N/A |  | #N/A | #N/A | #N/A | 0.090426 |  |  | #N/A |  |  |  | #N/A |  |  | #N/A |  |  |  | #N/A |  | #N/A | #N/A | #N/A |  |  | #N/A
Office - Open Plan (Including Other)0 |  | 27 |  | 0 | NA | NA | 0 | 0 |  | 0 | 0 | 0 | 0 |  |  | #N/A |  |  |  | #N/A |  |  | #N/A |  |  |  | #N/A |  | #N/A | #N/A | 0 |  |  | 0
Office - Open Plan (Including Other)537-1 |  | 27 |  | 537-1 | Linear WW Open | FL | 32 | #N/A |  | #N/A | #N/A | #N/A | 0.15009 |  |  | #N/A |  |  |  | #N/A |  |  | #N/A |  |  |  | #N/A |  | #N/A | #N/A | #N/A |  |  | #N/A
| Restrooms |  | 0.91336
Restrooms604 |  | 12 |  | 604 | Wall Mounted Linear Direct/Indirect | FL | 32 | #N/A |  | #N/A | #N/A | #N/A | 0.26877 |  |  | #N/A |  |  |  | #N/A |  |  | #N/A |  |  |  | #N/A |  | #N/A | #N/A | #N/A |  |  | #N/A
Restrooms520 |  | 12 |  | 520 | Downlight - lensed | CF | 32 | #N/A |  | #N/A | #N/A | #N/A | 0.41455 |  |  | #N/A |  |  |  | #N/A |  |  | #N/A |  |  |  | #N/A |  | #N/A | #N/A | #N/A |  |  | #N/A
Restrooms0 |  | 12 |  | 0 | NA | NA | 0 | 0 |  | 0 | 0 | 0 | 0 |  |  | #N/A |  |  |  | #N/A |  |  | #N/A |  |  |  | #N/A |  | #N/A | #N/A | 0 |  |  | 0
Restrooms534-2 |  | 12 |  | 534-2 | Linear Wall Cove | FL | 32 | #N/A |  | #N/A | #N/A | #N/A | 0.23004 |  |  | #N/A |  |  |  | #N/A |  |  | #N/A |  |  |  | #N/A |  | #N/A | #N/A | #N/A |  |  | #N/A
| Retail - Sales Area |  | 1.5658
Retail - Sales Area535 |  | 97 |  | 535 | Linear Dir/Indir | FL | 32 | #N/A |  | #N/A | #N/A | #N/A | 0.94843 |  |  | #N/A |  |  |  | #N/A |  |  | #N/A |  |  |  | #N/A |  | #N/A | #N/A | #N/A |  |  | #N/A
Retail - Sales Area541 |  | 97 |  | 541 | Downlight open - flood |  | 39 | #N/A |  | #N/A | #N/A | #N/A | 0.46973 |  |  | #N/A |  |  |  | #N/A |  |  | #N/A |  |  |  | #N/A |  | #N/A | #N/A | #N/A |  |  | #N/A
Retail - Sales Area0 |  | 97 |  | 0 | NA | NA | 0 | 0 |  | 0 | 0 | 0 | 0 |  |  | #N/A |  |  |  | #N/A |  |  | #N/A |  |  |  | #N/A |  | #N/A | #N/A | 0 |  |  | 0
Retail - Sales Area537-1 |  | 97 |  | 537-1 | Linear WW Open | FL | 32 | #N/A |  | #N/A | #N/A | #N/A | 0.1476 |  |  | #N/A |  |  |  | #N/A |  |  | #N/A |  |  |  | #N/A |  | #N/A | #N/A | #N/A |  |  | #N/A
| Stairway |  | 0.64308
Stairway530 |  | 11 |  | 530 | Linear Direct lensed (Acrylic 12 Lens) | FL | 32 | #N/A |  | #N/A | #N/A | #N/A | 0.34695 |  |  | #N/A |  |  |  | #N/A |  |  | #N/A |  |  |  | #N/A |  | #N/A | #N/A | #N/A |  |  | #N/A
Stairway602 |  | 11 |  | 602 | Wall Mounted Linear Indirect | FL | 32 | #N/A |  | #N/A | #N/A | #N/A | 0.29613 |  |  | #N/A |  |  |  | #N/A |  |  | #N/A |  |  |  | #N/A |  | #N/A | #N/A | #N/A |  |  | #N/A
Stairway0 |  | 11 |  | 0 | NA | NA | 0 | 0 |  | 0 | 0 | 0 | 0 |  |  | #N/A |  |  |  | #N/A |  |  | #N/A |  |  |  | #N/A |  | #N/A | #N/A | 0 |  |  | 0
Stairway0 |  | 11 |  | 0 | NA | NA | 0 | 0 |  | 0 | 0 | 0 | 9.3133e-08 |  |  | #N/A |  |  |  | #N/A |  |  | #N/A |  |  |  | #N/A |  | #N/A | #N/A | 0 |  |  | 0
| Storage |  | 0.58716
Storage538 |  | 41 |  | 538 | Fluorescent Industrial | FL | 32 | #N/A |  | #N/A | #N/A | #N/A | 0.58716 |  |  | #N/A |  |  |  | #N/A |  |  | #N/A |  |  |  | #N/A |  | #N/A | #N/A | #N/A |  |  | #N/A
Storage0 |  | 41 |  | 0 | NA | NA | 0 | 0 |  | 0 | 0 | 0 | 0 |  |  | #N/A |  |  |  | #N/A |  |  | #N/A |  |  |  | #N/A |  | #N/A | #N/A | 0 |  |  | 0
Storage0 |  | 41 |  | 0 | NA | NA | 0 | 0 |  | 0 | 0 | 0 | 0 |  |  | #N/A |  |  |  | #N/A |  |  | #N/A |  |  |  | #N/A |  | #N/A | #N/A | 0 |  |  | 0
Storage0 |  | 41 |  | 0 | NA | NA | 0 | 0 |  | 0 | 0 | 0 | 9.2545e-08 |  |  | #N/A |  |  |  | #N/A |  |  | #N/A |  |  |  | #N/A |  | #N/A | #N/A | 0 |  |  | 0
| Lobby - Hotel |  | 0.98792
Lobby - Hotel572 |  | 79 |  | 572 | Downlight open | TH | 75 | #N/A |  | #N/A | #N/A | #N/A | 0.83777 |  |  | #N/A |  |  |  | #N/A |  |  | #N/A |  |  |  | #N/A |  | #N/A | #N/A | #N/A |  |  | #N/A
Lobby - Hotel0 |  | 79 |  | 0 | NA | NA | 0 | 0 |  | 0 | 0 | 0 | 0 |  |  | #N/A |  |  |  | #N/A |  |  | #N/A |  |  |  | #N/A |  | #N/A | #N/A | 0 |  |  | 0
Lobby - Hotel0 |  | 79 |  | 0 | NA | NA | 0 | 0 |  | 0 | 0 | 0 | 0 |  |  | #N/A |  |  |  | #N/A |  |  | #N/A |  |  |  | #N/A |  | #N/A | #N/A | 0 |  |  | 0
Lobby - Hotel527-1 |  | 79 |  | 527-1 | WW Open | CF | 18 | #N/A |  | #N/A | #N/A | #N/A | 0.15015 |  |  | #N/A |  |  |  | #N/A |  |  | #N/A |  |  |  | #N/A |  | #N/A | #N/A | #N/A |  |  | #N/A
1 FL linear fluorescent, CF compact fluorescent, MH metal halide

## Int Ltg LPD Space Types PS (hidden)
| IECC Cost Effectiveness - Interior Lighting Power Density - Fixture Costs per Square Foot for Each Space Type - Primary School | [18 empty] | PRIMARY SCHOOL
Adjustment Factors for LPD
| Interior lighting costs by space type and fixture type IECC 2009, North Carolina Base Code, and IECC 2012 tables. | [18 empty] | 2009 | 1.011
| 90.1-07 and 2010 in Int Ltg LPD Space Types 90_1 (same for all prototypes). Values come from "Int Ltg Comp" worksheet in this workbook. | [18 empty] | N. Carolina | 0.825
[20 empty] | 2012 | 0.94
Interior Lighting Costs by Space Type, 2009
1 | 2 | 3 | 4 | 5 | 6 | 7 | 8 | 9 | 10 | 11 | 12 | 13 | 14 | 15 | 16 | 17 | 18 | 19 | 20 | 21 | 22 | 23 | 24 | 25 | 26 | 27 | 28 | 30 | 31 | 32 | 33 | 34 | 35
| Space Type Lighting Descriptions and Cost Parameters | [14 empty] | New Construction Cost | [6 empty] | Lamp Replacement Cost | [5 empty] | Ballast Replacement Cost
IECC 2009 Lookup Values | 2009 Space Types | 90.1 Lighting Subcommittee Model Number | Space Type Lighting Power Allowance W/ft2 | Fixture ID Number | Fixture Type | Lamp Type1 | Lamp Wattage | Number of Lamps | Not Used | Fixture Watts | Lamp Life Hours | Quantity of Fixtures/ft2 | Fixture Watts/ft2 | not used | not used | Fixture Cost/ft2 | not used | not used | not used | Labor Cost $/ft2 | Not Used | Not Used | Lamp Cost $/ft2 | Not Used | Not Used | Not Used | Labor Cost/ft2 | Total $/ft2 | Ballast Life Hours | Ballast Cost, $/ft2 | Not Used | Not Used | Labor Cost/ft2 | Not Used | Not Used
Classroom/Lecture/Training | Classroom/Lecture/Training |  | 1.4154
Classroom/Lecture/Training535 |  | 3.1 |  | 535 | Linear Dir/Indir | FL | 32 | 2 |  | 58 | 36000 | 0.020078 | 1.1645 |  |  | 7.4447 |  |  |  | 1.8632 |  |  | 0.13452 |  |  |  | 0.20702 | 0.34154 | 50000 | 0.73403 |  |  | 1.1645
Classroom/Lecture/Training537-2 |  | 3.1 |  | 537-2 | Linear WW Open | FL | 32 | 2 |  | 58 | 36000 | 0.0043259 | 0.2509 |  |  | 1.6439 |  |  |  | 0.2509 |  |  | 0.028984 |  |  |  | 0.044606 | 0.073589 | 50000 | 0.15816 |  |  | 0.2509
Classroom/Lecture/Training0 |  | 3.1 |  | 0 | NA | NA | 0 | 0 |  | 0 | 0 | 0 | 0 |  |  | 0 |  |  |  | 0 |  |  | 0 |  |  |  | 0 | 0 | 0 | 0 |  |  | 0
| Conference/Meeting/Multipurpose |  | 1.3143
Conference/Meeting/Multipurpose535 |  | 31 |  | 535 | Linear Dir/Indir | FL | 32 | 2 |  | 58 | 36000 | 0.011575 | 0.67133 |  |  | 4.2919 |  |  |  | 1.0741 |  |  | 0.077551 |  |  |  | 0.11935 | 0.1969 | 50000 | 0.42317 |  |  | 0.67133
Conference/Meeting/Multipurpose537-1 |  | 31 |  | 537-1 | Linear WW Open | FL | 32 | 1 |  | 29 | 36000 | 0.013179 | 0.3822 |  |  | 4.2701 |  |  |  | 0.7644 |  |  | 0.044151 |  |  |  | 0.067947 | 0.1121 | 50000 | 0.39538 |  |  | 0.7644
Conference/Meeting/Multipurpose511 |  | 31 |  | 511 | Downlight open - flood | PAR | 60 | 1 |  | 60 | 4200 | 0.0043461 | 0.26077 |  |  | 0.16115 |  |  |  | 0.25208 |  |  | 0.09292 |  |  |  | 0.012647 | 0.10557 | 0 | 0 |  |  | 0
| Corridor/Transition |  | 0.5055
Corridor/Transition530 |  | 2 |  | 530 | Linear Direct lensed (Acrylic 12 Lens) | FL | 32 | 2 |  | 58 | 36000 | 0.0050126 | 0.29073 |  |  | 0.46618 |  |  |  | 0.46517 |  |  | 0.033585 |  |  |  | 0.051687 | 0.085271 | 50000 | 0.18326 |  |  | 0.29073
Corridor/Transition537-2 |  | 2 |  | 537-2 | Linear WW Open | FL | 32 | 2 |  | 58 | 36000 | 0.0037029 | 0.21477 |  |  | 1.4071 |  |  |  | 0.21477 |  |  | 0.024809 |  |  |  | 0.038181 | 0.06299 | 50000 | 0.13538 |  |  | 0.21477
Corridor/Transition0 |  | 2 |  | 0 | NA | NA | 0 | 0 |  | 0 | 0 | 0 | 0 |  |  | 0 |  |  |  | 0 |  |  | 0 |  |  |  | 0 | 0 | 0 | 0 |  |  | 0
| Dining Area |  | 0.9099
Dining Area531 |  | 6 |  | 531 | Linear Direct w/louver | FL | 32 | 2 |  | 58 | 36000 | 0.012033 | 0.69789 |  |  | 1.3777 |  |  |  | 1.0531 |  |  | 0.080619 |  |  |  | 0.12407 | 0.20469 | 50000 | 0.43991 |  |  | 0.69789
Dining Area524 |  | 6 |  | 524 | indirect Wall Scounce | CF | 18 | 2 |  | 39 | 10000 | 0.0054361 | 0.21201 |  |  | 0.48745 |  |  |  | 0.31529 |  |  | 0.17069 |  |  |  | 0.031529 | 0.20222 | 50000 | 0 |  |  | 0
Dining Area0 |  | 6
| Electrical/Mechanical |  | 1.5165
Electrical/Mechanical538 |  | 4 |  | 538 | Fluorescent Industrial | FL | 32 | 2 |  | 58 | 36000 | 0.026147 | 1.5165 |  |  | 2.3009 |  |  |  | 2.1231 |  |  | 0.17518 |  |  |  | 0.2696 | 0.44479 | 50000 | 0.95592 |  |  | 1.5165
Electrical/Mechanical0 |  | 4 |  | 0 | NA | NA | 0 | 0 |  | 0 | 0 | 0 | 0 |  |  | 0 |  |  |  | 0 |  |  | 0 |  |  |  | 0 | 0 | 0 | 0 |  |  | 0
Electrical/Mechanical0 |  | 4 |  | 0 | NA | NA | 0 | 0 |  | 0 | 0 | 0 | 0 |  |  | 0 |  |  |  | 0 |  |  | 0 |  |  |  | 0 | 0 | 0 | 0 |  |  | 0
| Food Preparation |  | 1.2132
Food Preparation530 |  | 8 |  | 530 | Linear Direct lensed (Acrylic 12 Lens) | FL | 32 | 2 |  | 58 | 36000 | 0.020917 | 1.2132 |  |  | 1.9453 |  |  |  | 1.9411 |  |  | 0.14015 |  |  |  | 0.21568 | 0.35583 | 50000 | 0.76473 |  |  | 1.2132
Food Preparation0 |  | 8 |  | 0 | NA | NA | 0 | 0 |  | 0 | 0 | 0 | 0 |  |  | 0 |  |  |  | 0 |  |  | 0 |  |  |  | 0 | 0 | 0 | 0 |  |  | 0
Food Preparation0 |  | 8 |  | 0 | NA | NA | 0 | 0 |  | 0 | 0 | 0 | 0 |  |  | 0 |  |  |  | 0 |  |  | 0 |  |  |  | 0 | 0 | 0 | 0 |  |  | 0
| Gymnasium/Fitness-Fitness Area |  | 0.9099
Gymnasium/Fitness-Fitness Area535 |  | 126 |  | 535 | Linear Dir/Indir | FL | 32 | 2 |  | 58 | 36000 | 0.015688 | 0.9099 |  |  | 5.8171 |  |  |  | 1.4558 |  |  | 0.10511 |  |  |  | 0.16176 | 0.26687 | 50000 | 0.57355 |  |  | 0.9099
Gymnasium/Fitness-Fitness Area0 |  | 126 |  | 0 | NA | NA | 0 | 0 |  | 0 | 0 | 0 | 0 |  |  | 0 |  |  |  | 0 |  |  | 0 |  |  |  | 0 | 0 | 0 | 0 |  |  | 0
Gymnasium/Fitness-Fitness Area0 |  | 126 |  | 0 | NA | NA | 0 | 0 |  | 0 | 0 | 0 | 0 |  |  | 0 |  |  |  | 0 |  |  | 0 |  |  |  | 0 | 0 | 0 | 0 |  |  | 0
| Highway Lodging Guest Rooms |  | 1.1121
Highway Lodging Guest Rooms524 |  | 75.01 |  | 524 | indirect Wall Scounce | CF | 18 | 2 |  | 39 | 10000 | 0.0043419 | 0.16933 |  |  | 0.38934 |  |  |  | 0.25183 |  |  | 0.13634 |  |  |  | 0.025183 | 0.16152 | 50000 | 0 |  |  | 0
Highway Lodging Guest Rooms520 |  | 75.01 |  | 520 | Downlight - lensed | CF | 32 | 1 |  | 36 | 17000 | 0.026188 | 0.94277 |  |  | 4.1901 |  |  |  | 1.5189 |  |  | 0.45829 |  |  |  | 0.15189 | 0.61018 | 50000 | 0.6547 |  |  | 0
Highway Lodging Guest Rooms0 |  | 75.01 |  | 0 | NA | NA | 0 | 0 |  | 0 | 0 | 0 | 0 |  |  | 0 |  |  |  | 0 |  |  | 0 |  |  |  | 0 | 0 | 0 | 0 |  |  | 0
| Hospital - Laundry/Washing |  | 0.6066
Hospital - Laundry-washing530 |  | 82 |  | 530 | Linear Direct lensed (Acrylic 12 Lens) | FL | 32 | 2 |  | 58 | 36000 | 0.010459 | 0.6066 |  |  | 0.97265 |  |  |  | 0.97056 |  |  | 0.070073 |  |  |  | 0.10784 | 0.17791 | 50000 | 0.38237 |  |  | 0.6066
Hospital - Laundry-washing0 |  | 82 |  | 0 | NA | NA | 0 | 0 |  | 0 | 0 | 0 | 0 |  |  | 0 |  |  |  | 0 |  |  | 0 |  |  |  | 0 | 0 | 0 | 0 |  |  | 0
Hospital - Laundry-washing0 |  | 82 |  | 0 | NA | NA | 0 | 0 |  | 0 | 0 | 0 | 0 |  |  | 0 |  |  |  | 0 |  |  | 0 |  |  |  | 0 | 0 | 0 | 0 |  |  | 0
| Library |  | 1.2132
Library535 |  | 19 |  | 535 | Linear Dir/Indir | FL | 32 | 2 |  | 58 | 36000 | 0.010633 | 0.61671 |  |  | 3.9427 |  |  |  | 0.98674 |  |  | 0.071241 |  |  |  | 0.10964 | 0.18088 | 50000 | 0.38874 |  |  | 0.61671
Library520 |  | 19 |  | 520 | Downlight - lensed | CF | 32 | 1 |  | 36 | 17000 | 0.0073017 | 0.26286 |  |  | 1.1683 |  |  |  | 0.4235 |  |  | 0.12778 |  |  |  | 0.04235 | 0.17013 | 50000 | 0.18254 |  |  | 0
Library529 |  | 19 |  | 529 | Task | CF | 13 | 1 |  | 14 | 10000 | 0.023109 | 0.32352 |  |  | 1.814 |  |  |  | 0.67015 |  |  | 0.2877 |  |  |  | 0.067246 | 0.35495 | 50000 | 0.58719 |  |  | 0
| Lobby |  | 1.3143
Lobby534-2 |  | 20.1 |  | 534-2 | Linear Wall Cove | FL | 32 | 1 |  | 29 | 36000 | 0.0090912 | 0.26364 |  |  | 3.4547 |  |  |  | 0.49618 |  |  | 0.030456 |  |  |  | 0.046871 | 0.077326 | 50000 | 0.27274 |  |  | 0.52729
Lobby523 |  | 20.1 |  | 523 | indirect Pendant | CF | 26 | 2 |  | 56 | 17000 | 0.017156 | 0.96075 |  |  | 5.7474 |  |  |  | 0.99506 |  |  | 0.60047 |  |  |  | 0.049925 | 0.65039 | 50000 | 0 |  |  | 0
Lobby521 |  | 20.1 |  | 521 | Downlight open | CF | 32 | 1 |  | 36 | 17000 | 0.0024973 | 0.089903 |  |  | 0.47199 |  |  |  | 0.14484 |  |  | 0.043703 |  |  |  | 0.014484 | 0.058187 | 50000 | 0.062433 |  |  | 0.072422
| Lobby - Hotel |  | 1.1121 | [26 empty] | #N/A
Lobby - Hotel535 |  | 79 |  | 535 | Linear Dir/Indir | FL | 32 | 2 |  | 58 | 36000 | 0.00047984 | 0.027831 |  |  | 0.17792 |  |  |  | 0.044529 |  |  | 0.0032149 |  |  |  | 0.0049477 | 0.0081626 | 50000 | 0.017543 |  |  | 0.027831
Lobby - Hotel572 |  | 79 |  | 572 | Downlight open | TH | 75 | 1 |  | 75 | 850 | 0.012939 | 0.97043 |  |  | 0.361 |  |  |  | 0.75046 |  |  | 0.27664 |  |  |  | 0.30407 | 0.5807 | 0 | 0 |  |  | 0
Lobby - Hotel524 |  | 79 |  | 524 | indirect Wall Scounce | CF | 18 | 2 |  | 39 | 10000 | 0.002919 | 0.11384 |  |  | 0.26175 |  |  |  | 0.1693 |  |  | 0.091658 |  |  |  | 0.01693 | 0.10859 | 50000 | 0 |  |  | 0
| Lounge/Recreation - Break room |  | 1.2132
Lounge/Recreation - Breakroom537-1 |  | 9 |  | 537-1 | Linear WW Open | FL | 32 | 1 |  | 29 | 36000 | 0.013184 | 0.38234 |  |  | 4.2716 |  |  |  | 0.76468 |  |  | 0.044167 |  |  |  | 0.067972 | 0.11214 | 50000 | 0.39552 |  |  | 0.76468
Lounge/Recreation - Breakroom572 |  | 9 |  | 0 | NA | NA | 0 | 0 |  | 0 | 0 | 0 | 0 |  |  | 0 |  |  |  | 0 |  |  | 0 |  |  |  | 0 | 0 | 0 | 0 |  |  | 0
Lounge/Recreation - Breakroom521 |  | 9 |  | 521 | Downlight open | CF | 32 | 1 |  | 36 | 17000 | 0.02308 | 0.83086 |  |  | 4.362 |  |  |  | 1.3386 |  |  | 0.40389 |  |  |  | 0.13386 | 0.53775 | 50000 | 0.57699 |  |  | 0.66931
| Office-Enclosed |  | 1.1121
Office-Enclosed535 |  | 25 |  | 535 | Linear Dir/Indir | FL | 32 | 2 |  | 58 | 36000 | 0.013534 | 0.78498 |  |  | 5.0185 |  |  |  | 1.256 |  |  | 0.090679 |  |  |  | 0.13955 | 0.23023 | 50000 | 0.49481 |  |  | 0.78498
Office-Enclosed539 |  | 25 |  | 539 | Task | FL | 15 | 1 |  | 17 | 7500 | 0.0073032 | 0.12415 |  |  | 0.27314 |  |  |  | 0.21179 |  |  | 0.028483 |  |  |  | 0.03396 | 0.062443 | 50000 | 0.092021 |  |  | 0.3396
Office-Enclosed537-2 |  | 25 |  | 537-2 | Linear WW Open | FL | 32 | 2 |  | 58 | 36000 | 0.0034993 | 0.20296 |  |  | 1.3297 |  |  |  | 0.20296 |  |  | 0.023445 |  |  |  | 0.036082 | 0.059528 | 50000 | 0.12794 |  |  | 0.20296
| Office - Open Plan (Including Other) |  | 1.1121
Office - Open Plan (Including Other)535 |  | 27 |  | 535 | Linear Dir/Indir | FL | 32 | 2 |  | 58 | 36000 | 0.015346 | 0.89005 |  |  | 5.6902 |  |  |  | 1.4241 |  |  | 0.10282 |  |  |  | 0.15823 | 0.26105 | 50000 | 0.56104 |  |  | 0.89005
Office - Open Plan (Including Other)539 |  | 27 |  | 539 | Task | FL | 15 | 1 |  | 17 | 7500 | 0.0093158 | 0.15837 |  |  | 0.34841 |  |  |  | 0.27016 |  |  | 0.036331 |  |  |  | 0.043318 | 0.07965 | 50000 | 0.11738 |  |  | 0.43318
Office - Open Plan (Including Other)524 |  | 27 |  | 524 | indirect Wall Scounce | CF | 18 | 2 |  | 39 | 10000 | 0.001633 | 0.063686 |  |  | 0.14643 |  |  |  | 0.094713 |  |  | 0.051276 |  |  |  | 0.0094713 | 0.060747 | 50000 | 0 |  |  | 0
| Restrooms |  | 0.9099
Restrooms521 |  | 12 |  | 521 | Downlight open | CF | 32 | 1 |  | 36 | 17000 | 0.011925 | 0.42931 |  |  | 2.2539 |  |  |  | 0.69167 |  |  | 0.20869 |  |  |  | 0.069167 | 0.27786 | 50000 | 0.29813 |  |  | 0.34584
Restrooms537-1 |  | 12 |  | 537-1 | Linear WW Open | FL | 32 | 1 |  | 29 | 36000 | 0.011882 | 0.34458 |  |  | 3.8498 |  |  |  | 0.68916 |  |  | 0.039805 |  |  |  | 0.06126 | 0.10106 | 50000 | 0.35646 |  |  | 0.68916
Restrooms524 |  | 12 |  | 524 | indirect Wall Scounce | CF | 18 | 2 |  | 39 | 10000 | 0.0034873 | 0.136 |  |  | 0.3127 |  |  |  | 0.20226 |  |  | 0.1095 |  |  |  | 0.020226 | 0.12973 | 50000 | 0 |  |  | 0
| Retail - Sales Area |  | 1.7187
Retail - Sales Area535 |  | 97 |  | 535 | Linear Dir/Indir | FL | 32 | 2 |  | 58 | 36000 | 0.016725 | 0.97004 |  |  | 6.2015 |  |  |  | 1.5521 |  |  | 0.11206 |  |  |  | 0.17245 | 0.28451 | 50000 | 0.61146 |  |  | 0.97004
Retail - Sales Area541 |  | 97 |  | 541 | Downlight open - flood | MH | 39 | 1 |  | 44 | 13000 | 0.017015 | 0.74866 |  |  | 4.3695 |  |  |  | 0.98688 |  |  | 1.1358 |  |  |  | 0.26373 | 1.3995 | 50000 | 2.0401 |  |  | 0.98688
Retail - Sales Area572 |  | 97 |  | 0 | NA | NA | 0 | 0 |  | 0 | 0 | 0 | 0 |  |  | 0 |  |  |  | 0 |  |  | 0 |  |  |  | 0 | 0 | 0 | 0 |  |  | 0
| Stairway |  | 0.6066
Stairway530 |  | 11 |  | 530 | Linear Direct lensed (Acrylic 12 Lens) | FL | 32 | 2 |  | 58 | 36000 | 0.010459 | 0.6066 |  |  | 0.97265 |  |  |  | 0.97056 |  |  | 0.070073 |  |  |  | 0.10784 | 0.17791 | 50000 | 0.38237 |  |  | 0.6066
Stairway0 |  | 11 |  | 0 | NA | NA | 0 | 0 |  | 0 | 0 | 0 | 0 |  |  | 0 |  |  |  | 0 |  |  | 0 |  |  |  | 0 | 0 | 0 | 0 |  |  | 0
Stairway0 |  | 11 |  | 0 | NA | NA | 0 | 0 |  | 0 | 0 | 0 | 0 |  |  | 0 |  |  |  | 0 |  |  | 0 |  |  |  | 0 | 0 | 0 | 0 |  |  | 0
| Storage |  | 0.8088
Storage530 |  | 41 |  | 530 | Linear Direct lensed (Acrylic 12 Lens) | FL | 32 | 2 |  | 58 | 36000 | 0.013945 | 0.8088 |  |  | 1.2969 |  |  |  | 1.2941 |  |  | 0.09343 |  |  |  | 0.14379 | 0.23722 | 50000 | 0.50982 |  |  | 0.8088
Storage553 |  | 41 |  | 0 | NA | NA | 0 | 0 |  | 0 | 0 | 0 | 0 |  |  | 0 |  |  |  | 0 |  |  | 0 |  |  |  | 0 | 0 | 0 | 0 |  |  | 0
Storage0 |  | 41 |  | 0 | NA | NA | 0 | 0 |  | 0 | 0 | 0 | 0 |  |  | 0 |  |  |  | 0 |  |  | 0 |  |  |  | 0 | 0 | 0 | 0 |  |  | 0
1 FL linear fluorescent, CF compact fluorescent, MH metal halide
Interior Lighting Costs by Space Type, North Carolina Base Code
| Space Type Lighting Descriptions and Cost Parameters | [14 empty] | New Construction Cost | [6 empty] | Lamp Replacement Cost | [5 empty] | Ballast Replacement Cost
North Carolina Base Code Lookup Values | 2009 Space Types | 90.1 Lighting Subcommittee Model Number | Space Type Lighting Power Allowance W/ft2 | Fixture ID Number | Fixture Type | Lamp Type1 | Lamp Wattage | Number of Lamps | Not Used | Fixture Watts | Lamp Life Hours | Quantity of Fixtures/ft2 | Fixture Watts/ft2 | not used | not used | Fixture Cost/ft2 | not used | not used | not used | Labor Cost $/ft2 | Not Used | Not Used | Lamp Cost $/ft2 | Not Used | Not Used | Not Used | Labor Cost/ft2 | Total $/ft2 | Ballast Life Hours | Ballast Cost, $/ft2 | Not Used | Not Used | Labor Cost/ft2 | Not Used | Not Used
Classroom/Lecture/Training | Classroom/Lecture/Training |  | 1.155
Classroom/Lecture/Training535 |  | 3.1 |  | 535 | Linear Dir/Indir | FL | 32 | 2 |  | 58 | 36000 | 0.016384 | 0.95026 |  |  | 6.0751 |  |  |  | 1.5204 |  |  | 0.10977 |  |  |  | 0.16894 | 0.27871 | 50000 | 0.59899 |  |  | 0.95026
Classroom/Lecture/Training537-2 |  | 3.1 |  | 537-2 | Linear WW Open | FL | 32 | 2 |  | 58 | 36000 | 0.0035301 | 0.20474 |  |  | 1.3414 |  |  |  | 0.20474 |  |  | 0.023651 |  |  |  | 0.036399 | 0.060051 | 50000 | 0.12906 |  |  | 0.20474
Classroom/Lecture/Training0 |  | 3.1 |  | 0 | NA | NA | 0 | 0 |  | 0 | 0 | 0 | 0 |  |  | 0 |  |  |  | 0 |  |  | 0 |  |  |  | 0 | 0 | 0 | 0 |  |  | 0
| Conference/Meeting/Multipurpose |  | 1.0725
Conference/Meeting/Multipurpose535 |  | 31 |  | 535 | Linear Dir/Indir | FL | 32 | 2 |  | 58 | 36000 | 0.0094452 | 0.54782 |  |  | 3.5023 |  |  |  | 0.87652 |  |  | 0.063283 |  |  |  | 0.097392 | 0.16068 | 50000 | 0.34532 |  |  | 0.54782
Conference/Meeting/Multipurpose537-1 |  | 31 |  | 537-1 | Linear WW Open | FL | 32 | 1 |  | 29 | 36000 | 0.010755 | 0.31188 |  |  | 3.4845 |  |  |  | 0.62377 |  |  | 0.036028 |  |  |  | 0.055447 | 0.091475 | 50000 | 0.32264 |  |  | 0.62377
Conference/Meeting/Multipurpose511 |  | 31 |  | 511 | Downlight open - flood | PAR | 60 | 1 |  | 60 | 4200 | 0.0035465 | 0.21279 |  |  | 0.13151 |  |  |  | 0.2057 |  |  | 0.075825 |  |  |  | 0.01032 | 0.086146 | 0 | 0 |  |  | 0
| Corridor/Transition |  | 0.4125
Corridor/Transition530 |  | 2 |  | 530 | Linear Direct lensed (Acrylic 12 Lens) | FL | 32 | 2 |  | 58 | 36000 | 0.0040904 | 0.23725 |  |  | 0.38041 |  |  |  | 0.37959 |  |  | 0.027406 |  |  |  | 0.042177 | 0.069583 | 50000 | 0.14955 |  |  | 0.23725
Corridor/Transition537-2 |  | 2 |  | 537-2 | Linear WW Open | FL | 32 | 2 |  | 58 | 36000 | 0.0030216 | 0.17525 |  |  | 1.1482 |  |  |  | 0.17525 |  |  | 0.020245 |  |  |  | 0.031157 | 0.051402 | 50000 | 0.11047 |  |  | 0.17525
Corridor/Transition0 |  | 2 |  | 0 | NA | NA | 0 | 0 |  | 0 | 0 | 0 | 0 |  |  | 0 |  |  |  | 0 |  |  | 0 |  |  |  | 0 | 0 | 0 | 0 |  |  | 0
| Dining Area |  | 0.7425
Dining Area531 |  | 6 |  | 531 | Linear Direct w/louver | FL | 32 | 2 |  | 58 | 36000 | 0.0098189 | 0.5695 |  |  | 1.1243 |  |  |  | 0.85937 |  |  | 0.065787 |  |  |  | 0.10125 | 0.16703 | 50000 | 0.35898 |  |  | 0.5695
Dining Area524 |  | 6 |  | 524 | indirect Wall Scounce | CF | 18 | 2 |  | 39 | 10000 | 0.004436 | 0.173 |  |  | 0.39777 |  |  |  | 0.25729 |  |  | 0.13929 |  |  |  | 0.025729 | 0.16502 | 50000 | 0 |  |  | 0
Dining Area0 |  | 6
| Electrical/Mechanical |  | 1.2375
Electrical/Mechanical538 |  | 4 |  | 538 | Fluorescent Industrial | FL | 32 | 2 |  | 58 | 36000 | 0.021336 | 1.2375 |  |  | 1.8776 |  |  |  | 1.7325 |  |  | 0.14295 |  |  |  | 0.22 | 0.36296 | 50000 | 0.78005 |  |  | 1.2375
Electrical/Mechanical0 |  | 4 |  | 0 | NA | NA | 0 | 0 |  | 0 | 0 | 0 | 0 |  |  | 0 |  |  |  | 0 |  |  | 0 |  |  |  | 0 | 0 | 0 | 0 |  |  | 0
Electrical/Mechanical0 |  | 4 |  | 0 | NA | NA | 0 | 0 |  | 0 | 0 | 0 | 0 |  |  | 0 |  |  |  | 0 |  |  | 0 |  |  |  | 0 | 0 | 0 | 0 |  |  | 0
| Food Preparation |  | 0.99
Food Preparation530 |  | 8 |  | 530 | Linear Direct lensed (Acrylic 12 Lens) | FL | 32 | 2 |  | 58 | 36000 | 0.017069 | 0.99 |  |  | 1.5874 |  |  |  | 1.584 |  |  | 0.11436 |  |  |  | 0.176 | 0.29036 | 50000 | 0.62404 |  |  | 0.99
Food Preparation0 |  | 8 |  | 0 | NA | NA | 0 | 0 |  | 0 | 0 | 0 | 0 |  |  | 0 |  |  |  | 0 |  |  | 0 |  |  |  | 0 | 0 | 0 | 0 |  |  | 0
Food Preparation0 |  | 8 |  | 0 | NA | NA | 0 | 0 |  | 0 | 0 | 0 | 0 |  |  | 0 |  |  |  | 0 |  |  | 0 |  |  |  | 0 | 0 | 0 | 0 |  |  | 0
| Gymnasium/Fitness-Fitness Area |  | 0.7425
Gymnasium/Fitness-Fitness Area535 |  | 126 |  | 535 | Linear Dir/Indir | FL | 32 | 2 |  | 58 | 36000 | 0.012802 | 0.7425 |  |  | 4.7469 |  |  |  | 1.188 |  |  | 0.085772 |  |  |  | 0.132 | 0.21777 | 50000 | 0.46803 |  |  | 0.7425
Gymnasium/Fitness-Fitness Area0 |  | 126 |  | 0 | NA | NA | 0 | 0 |  | 0 | 0 | 0 | 0 |  |  | 0 |  |  |  | 0 |  |  | 0 |  |  |  | 0 | 0 | 0 | 0 |  |  | 0
Gymnasium/Fitness-Fitness Area0 |  | 126 |  | 0 | NA | NA | 0 | 0 |  | 0 | 0 | 0 | 0 |  |  | 0 |  |  |  | 0 |  |  | 0 |  |  |  | 0 | 0 | 0 | 0 |  |  | 0
| Highway Lodging Guest Rooms |  | 0.9075
Highway Lodging Guest Rooms524 |  | 75.01 |  | 524 | indirect Wall Scounce | CF | 18 | 2 |  | 39 | 10000 | 0.0035431 | 0.13818 |  |  | 0.31771 |  |  |  | 0.2055 |  |  | 0.11125 |  |  |  | 0.02055 | 0.1318 | 50000 | 0 |  |  | 0
Highway Lodging Guest Rooms520 |  | 75.01 |  | 520 | Downlight - lensed | CF | 32 | 1 |  | 36 | 17000 | 0.02137 | 0.76932 |  |  | 3.4192 |  |  |  | 1.2395 |  |  | 0.37397 |  |  |  | 0.12395 | 0.49792 | 50000 | 0.53425 |  |  | 0
Highway Lodging Guest Rooms0 |  | 75.01 |  | 0 | NA | NA | 0 | 0 |  | 0 | 0 | 0 | 0 |  |  | 0 |  |  |  | 0 |  |  | 0 |  |  |  | 0 | 0 | 0 | 0 |  |  | 0
| Hospital - Laundry/Washing |  | 0.495
Hospital - Laundry-washing530 |  | 82 |  | 530 | Linear Direct lensed (Acrylic 12 Lens) | FL | 32 | 2 |  | 58 | 36000 | 0.0085345 | 0.495 |  |  | 0.79371 |  |  |  | 0.792 |  |  | 0.057181 |  |  |  | 0.088001 | 0.14518 | 50000 | 0.31202 |  |  | 0.495
Hospital - Laundry-washing0 |  | 82 |  | 0 | NA | NA | 0 | 0 |  | 0 | 0 | 0 | 0 |  |  | 0 |  |  |  | 0 |  |  | 0 |  |  |  | 0 | 0 | 0 | 0 |  |  | 0
Hospital - Laundry-washing0 |  | 82 |  | 0 | NA | NA | 0 | 0 |  | 0 | 0 | 0 | 0 |  |  | 0 |  |  |  | 0 |  |  | 0 |  |  |  | 0 | 0 | 0 | 0 |  |  | 0
| Library |  | 0.99
Library535 |  | 19 |  | 535 | Linear Dir/Indir | FL | 32 | 2 |  | 58 | 36000 | 0.0086767 | 0.50325 |  |  | 3.2173 |  |  |  | 0.8052 |  |  | 0.058134 |  |  |  | 0.089468 | 0.1476 | 50000 | 0.31722 |  |  | 0.50325
Library520 |  | 19 |  | 520 | Downlight - lensed | CF | 32 | 1 |  | 36 | 17000 | 0.0059583 | 0.2145 |  |  | 0.95333 |  |  |  | 0.34558 |  |  | 0.10427 |  |  |  | 0.034558 | 0.13883 | 50000 | 0.14896 |  |  | 0
Library529 |  | 19 |  | 529 | Task | CF | 13 | 1 |  | 14 | 10000 | 0.018857 | 0.264 |  |  | 1.4803 |  |  |  | 0.54686 |  |  | 0.23477 |  |  |  | 0.054874 | 0.28965 | 50000 | 0.47916 |  |  | 0
| Lobby |  | 1.0725
Lobby534-2 |  | 20.1 |  | 534-2 | Linear Wall Cove | FL | 32 | 1 |  | 29 | 36000 | 0.0074186 | 0.21514 |  |  | 2.8191 |  |  |  | 0.40489 |  |  | 0.024852 |  |  |  | 0.038248 | 0.0631 | 50000 | 0.22256 |  |  | 0.43028
Lobby523 |  | 20.1 |  | 523 | indirect Pendant | CF | 26 | 2 |  | 56 | 17000 | 0.014 | 0.784 |  |  | 4.69 |  |  |  | 0.812 |  |  | 0.49 |  |  |  | 0.04074 | 0.53074 | 50000 | 0 |  |  | 0
Lobby521 |  | 20.1 |  | 521 | Downlight open | CF | 32 | 1 |  | 36 | 17000 | 0.0020379 | 0.073363 |  |  | 0.38516 |  |  |  | 0.1182 |  |  | 0.035663 |  |  |  | 0.01182 | 0.047482 | 50000 | 0.050946 |  |  | 0.059098
| Lobby - Hotel |  | 0.9075 | [26 empty] | #N/A
Lobby - Hotel535 |  | 79 |  | 535 | Linear Dir/Indir | FL | 32 | 2 |  | 58 | 36000 | 0.00039156 | 0.02271 |  |  | 0.14519 |  |  |  | 0.036337 |  |  | 0.0026234 |  |  |  | 0.0040374 | 0.0066609 | 50000 | 0.014315 |  |  | 0.02271
Lobby - Hotel572 |  | 79 |  | 572 | Downlight open | TH | 75 | 1 |  | 75 | 850 | 0.010559 | 0.79189 |  |  | 0.29458 |  |  |  | 0.6124 |  |  | 0.22574 |  |  |  | 0.24813 | 0.47387 | 0 | 0 |  |  | 0
Lobby - Hotel524 |  | 79 |  | 524 | indirect Wall Scounce | CF | 18 | 2 |  | 39 | 10000 | 0.002382 | 0.092898 |  |  | 0.21359 |  |  |  | 0.13816 |  |  | 0.074795 |  |  |  | 0.013816 | 0.088611 | 50000 | 0 |  |  | 0
| Lounge/Recreation - Break room |  | 0.99
Lounge/Recreation - Breakroom537-1 |  | 9 |  | 537-1 | Linear WW Open | FL | 32 | 1 |  | 29 | 36000 | 0.010759 | 0.312 |  |  | 3.4858 |  |  |  | 0.62399 |  |  | 0.036041 |  |  |  | 0.055467 | 0.091508 | 50000 | 0.32276 |  |  | 0.62399
Lounge/Recreation - Breakroom572 |  | 9 |  | 0 | NA | NA | 0 | 0 |  | 0 | 0 | 0 | 0 |  |  | 0 |  |  |  | 0 |  |  | 0 |  |  |  | 0 | 0 | 0 | 0 |  |  | 0
Lounge/Recreation - Breakroom521 |  | 9 |  | 521 | Downlight open | CF | 32 | 1 |  | 36 | 17000 | 0.018833 | 0.678 |  |  | 3.5595 |  |  |  | 1.0923 |  |  | 0.32958 |  |  |  | 0.10923 | 0.43882 | 50000 | 0.47084 |  |  | 0.54617
| Office-Enclosed |  | 0.9075
Office-Enclosed535 |  | 25 |  | 535 | Linear Dir/Indir | FL | 32 | 2 |  | 58 | 36000 | 0.011044 | 0.64057 |  |  | 4.0952 |  |  |  | 1.0249 |  |  | 0.073996 |  |  |  | 0.11388 | 0.18788 | 50000 | 0.40378 |  |  | 0.64057
Office-Enclosed539 |  | 25 |  | 539 | Task | FL | 15 | 1 |  | 17 | 7500 | 0.0059596 | 0.10131 |  |  | 0.22289 |  |  |  | 0.17283 |  |  | 0.023242 |  |  |  | 0.027712 | 0.050955 | 50000 | 0.075091 |  |  | 0.27712
Office-Enclosed537-2 |  | 25 |  | 537-2 | Linear WW Open | FL | 32 | 2 |  | 58 | 36000 | 0.0028555 | 0.16562 |  |  | 1.0851 |  |  |  | 0.16562 |  |  | 0.019132 |  |  |  | 0.029444 | 0.048576 | 50000 | 0.1044 |  |  | 0.16562
| Office - Open Plan (Including Other) |  | 0.9075
Office - Open Plan (Including Other)535 |  | 27 |  | 535 | Linear Dir/Indir | FL | 32 | 2 |  | 58 | 36000 | 0.012522 | 0.7263 |  |  | 4.6433 |  |  |  | 1.1621 |  |  | 0.0839 |  |  |  | 0.12912 | 0.21302 | 50000 | 0.45782 |  |  | 0.7263
Office - Open Plan (Including Other)539 |  | 27 |  | 539 | Task | FL | 15 | 1 |  | 17 | 7500 | 0.0076019 | 0.12923 |  |  | 0.28431 |  |  |  | 0.22045 |  |  | 0.029647 |  |  |  | 0.035349 | 0.064996 | 50000 | 0.095784 |  |  | 0.35349
Office - Open Plan (Including Other)524 |  | 27 |  | 524 | indirect Wall Scounce | CF | 18 | 2 |  | 39 | 10000 | 0.0013326 | 0.051969 |  |  | 0.11949 |  |  |  | 0.077288 |  |  | 0.041842 |  |  |  | 0.0077288 | 0.049571 | 50000 | 0 |  |  | 0
| Restrooms |  | 0.7425
Restrooms521 |  | 12 |  | 521 | Downlight open | CF | 32 | 1 |  | 36 | 17000 | 0.0097314 | 0.35033 |  |  | 1.8392 |  |  |  | 0.56442 |  |  | 0.1703 |  |  |  | 0.056442 | 0.22674 | 50000 | 0.24328 |  |  | 0.28221
Restrooms537-1 |  | 12 |  | 537-1 | Linear WW Open | FL | 32 | 1 |  | 29 | 36000 | 0.0096961 | 0.28119 |  |  | 3.1415 |  |  |  | 0.56237 |  |  | 0.032482 |  |  |  | 0.049989 | 0.082471 | 50000 | 0.29088 |  |  | 0.56237
Restrooms524 |  | 12 |  | 524 | indirect Wall Scounce | CF | 18 | 2 |  | 39 | 10000 | 0.0028457 | 0.11098 |  |  | 0.25517 |  |  |  | 0.16505 |  |  | 0.089355 |  |  |  | 0.016505 | 0.10586 | 50000 | 0 |  |  | 0
| Retail - Sales Area |  | 1.4025
Retail - Sales Area535 |  | 97 |  | 535 | Linear Dir/Indir | FL | 32 | 2 |  | 58 | 36000 | 0.013648 | 0.79157 |  |  | 5.0606 |  |  |  | 1.2665 |  |  | 0.09144 |  |  |  | 0.14073 | 0.23217 | 50000 | 0.49896 |  |  | 0.79157
Retail - Sales Area541 |  | 97 |  | 541 | Downlight open - flood | MH | 39 | 1 |  | 44 | 13000 | 0.013885 | 0.61093 |  |  | 3.5656 |  |  |  | 0.80531 |  |  | 0.92681 |  |  |  | 0.21521 | 1.142 | 50000 | 1.6648 |  |  | 0.80531
Retail - Sales Area572 |  | 97 |  | 0 | NA | NA | 0 | 0 |  | 0 | 0 | 0 | 0 |  |  | 0 |  |  |  | 0 |  |  | 0 |  |  |  | 0 | 0 | 0 | 0 |  |  | 0
| Stairway |  | 0.495
Stairway530 |  | 11 |  | 530 | Linear Direct lensed (Acrylic 12 Lens) | FL | 32 | 2 |  | 58 | 36000 | 0.0085345 | 0.495 |  |  | 0.79371 |  |  |  | 0.792 |  |  | 0.057181 |  |  |  | 0.088001 | 0.14518 | 50000 | 0.31202 |  |  | 0.495
Stairway0 |  | 11 |  | 0 | NA | NA | 0 | 0 |  | 0 | 0 | 0 | 0 |  |  | 0 |  |  |  | 0 |  |  | 0 |  |  |  | 0 | 0 | 0 | 0 |  |  | 0
Stairway0 |  | 11 |  | 0 | NA | NA | 0 | 0 |  | 0 | 0 | 0 | 0 |  |  | 0 |  |  |  | 0 |  |  | 0 |  |  |  | 0 | 0 | 0 | 0 |  |  | 0
| Storage |  | 0.66
Storage530 |  | 41 |  | 530 | Linear Direct lensed (Acrylic 12 Lens) | FL | 32 | 2 |  | 58 | 36000 | 0.011379 | 0.66 |  |  | 1.0583 |  |  |  | 1.056 |  |  | 0.076241 |  |  |  | 0.11733 | 0.19358 | 50000 | 0.41603 |  |  | 0.66
Storage553 |  | 41 |  | 0 | NA | NA | 0 | 0 |  | 0 | 0 | 0 | 0 |  |  | 0 |  |  |  | 0 |  |  | 0 |  |  |  | 0 | 0 | 0 | 0 |  |  | 0
Storage0 |  | 41 |  | 0 | NA | NA | 0 | 0 |  | 0 | 0 | 0 | 0 |  |  | 0 |  |  |  | 0 |  |  | 0 |  |  |  | 0 | 0 | 0 | 0 |  |  | 0
1 FL linear fluorescent, CF compact fluorescent, MH metal halide
Interior Lighting Costs by Space Type, 2012
| Space Type Lighting Descriptions and Cost Parameters | [18 empty] | New Construction Cost |  |  | Lamp Replacement Cost | [5 empty] | Ballast Replacement Cost
IECC 2012 Lookup Values | 2012 Space Types | Model Number | Lighting Power Allowance, LPD, W/ft2 | Fixtures - ID Number | Fixture type | Lamp Type | Lamp Wattage | Number of Lamps |  | Fixture Watts | Lamp Life, Hours | Quantity of Fixtures/ft2 | Fixture Watts/ft2 |  |  | Fixture Cost only, $/ft2 | not used | not used | not used | Labor Cost $/ft2 |  |  | Lamp Cost, $/ft2 | Labor Crew Type |  |  | Labor Cost/ft2 | Total $/ft2 | Ballast Life Hours | Ballast Cost, $/ft2 | Not Used | Not Used | Labor Cost/ft2
Classroom/Lecture/Training | Classroom/Lecture/Training |  | 1.1656 | [25 empty] | 0 | #N/A |  |  | 0
Classroom/Lecture/Training535 |  | 3.1 |  | 535 | Linear Dir/Indir | FL | 32 | #N/A |  | #N/A | #N/A | #N/A | 0.8688 |  |  | #N/A |  |  |  | #N/A |  |  | #N/A |  |  |  | #N/A | #N/A | #N/A | #N/A |  |  | #N/A
Classroom/Lecture/Training521 |  | 3.1 |  | 521 | Downlight open | CF | 32 | #N/A |  | #N/A | #N/A | #N/A | 0.1448 |  |  | #N/A |  |  |  | #N/A |  |  | #N/A |  |  |  | #N/A | #N/A | #N/A | #N/A |  |  | #N/A
Classroom/Lecture/Training0 |  | 3.1 |  | 0 | NA | NA | 0 | 0 |  | 0 | 0 | 0 | 0 |  |  | #N/A |  |  |  | #N/A |  |  | #N/A |  |  |  | #N/A | #N/A | #N/A | 0 |  |  | 0
Classroom/Lecture/Training537-1 |  | 3.1 |  | 537-1 | Linear WW Open | FL | 32 | #N/A |  | #N/A | #N/A | #N/A | 0.152 |  |  | #N/A |  |  |  | #N/A |  |  | #N/A |  |  |  | #N/A | #N/A | #N/A | #N/A |  |  | #N/A
| Conference/Meeting/Multipurpose |  | 1.1562
Conference/Meeting/Multipurpose535 |  | 31 |  | 535 | Linear Dir/Indir | FL | 32 | #N/A |  | #N/A | #N/A | #N/A | 0.56805 |  |  | #N/A |  |  |  | #N/A |  |  | #N/A |  |  |  | #N/A | #N/A | #N/A | #N/A |  |  | #N/A
Conference/Meeting/Multipurpose511 |  | 31 |  | 511 | Downlight open - flood | PAR | 60 | #N/A |  | #N/A | #N/A | #N/A | 0.4109 |  |  | #N/A |  |  |  | #N/A |  |  | #N/A |  |  |  | #N/A | #N/A | #N/A | #N/A |  |  | #N/A
Conference/Meeting/Multipurpose0 |  | 31 |  | 0 | NA | NA | 0 | 0 |  | 0 | 0 | 0 | 0 |  |  | #N/A |  |  |  | #N/A |  |  | #N/A |  |  |  | #N/A | #N/A | #N/A | 0 |  |  | 0
Conference/Meeting/Multipurpose527-1 |  | 31 |  | 527-1 | WW Open | CF | 18 | #N/A |  | #N/A | #N/A | #N/A | 0.17725 |  |  | #N/A |  |  |  | #N/A |  |  | #N/A |  |  |  | #N/A | #N/A | #N/A | #N/A |  |  | #N/A
| Corridor/Transition |  | 0.6204
Corridor/Transition521 |  | 2 |  | 521 | Downlight open | CF | 32 | #N/A |  | #N/A | #N/A | #N/A | 0.6204 |  |  | #N/A |  |  |  | #N/A |  |  | #N/A |  |  |  | #N/A | #N/A | #N/A | #N/A |  |  | #N/A
Corridor/Transition0 |  | 2 |  | 0 | NA | NA | 0 | 0 |  | 0 | 0 | 0 | 0 |  |  | #N/A |  |  |  | #N/A |  |  | #N/A |  |  |  | #N/A | #N/A | #N/A | 0 |  |  | 0
Corridor/Transition0 |  | 2 |  | 0 | NA | NA | 0 | 0 |  | 0 | 0 | 0 | 0 |  |  | #N/A |  |  |  | #N/A |  |  | #N/A |  |  |  | #N/A | #N/A | #N/A | 0 |  |  | 0
Corridor/Transition527-2 |  | 2 |  | 0 | NA | NA | 0 | 0 |  | 0 | 0 | 0 | 9.4655e-08 |  |  | #N/A |  |  |  | #N/A |  |  | #N/A |  |  |  | #N/A | #N/A | #N/A | 0 |  |  | 0
| Dining Area |  | 0.611
Dining Area535 |  | 6 |  | 535 | Linear Dir/Indir | FL | 32 | #N/A |  | #N/A | #N/A | #N/A | 0.22552 |  |  | #N/A |  |  |  | #N/A |  |  | #N/A |  |  |  | #N/A | #N/A | #N/A | #N/A |  |  | #N/A
Dining Area521 |  | 6 |  | 521 | Downlight open | CF | 32 | #N/A |  | #N/A | #N/A | #N/A | 0.11059 |  |  | #N/A |  |  |  | #N/A |  |  | #N/A |  |  |  | #N/A | #N/A | #N/A | #N/A |  |  | #N/A
Dining Area0 |  | 6 |  | 0 | NA | NA | 0 | 0 |  | 0 | 0 | 0 | 0 |  |  | #N/A |  |  |  | #N/A |  |  | #N/A |  |  |  | #N/A | #N/A | #N/A | 0 |  |  | 0
Dining Area537-1 |  | 6 |  | 537-1 | Linear WW Open | FL | 32 | #N/A |  | #N/A | #N/A | #N/A | 0.27489 |  |  | #N/A |  |  |  | #N/A |  |  | #N/A |  |  |  | #N/A | #N/A | #N/A | #N/A |  |  | #N/A
| Electrical/Mechanical |  | 0.893
Electrical/Mechanical538 |  | 4 |  | 538 | Fluorescent Industrial | FL | 32 | #N/A |  | #N/A | #N/A | #N/A | 0.893 |  |  | #N/A |  |  |  | #N/A |  |  | #N/A |  |  |  | #N/A | #N/A | #N/A | #N/A |  |  | #N/A
Electrical/Mechanical0 |  | 4 |  | 0 | NA | NA | 0 | 0 |  | 0 | 0 | 0 | 0 |  |  | #N/A |  |  |  | #N/A |  |  | #N/A |  |  |  | #N/A | #N/A | #N/A | 0 |  |  | 0
Electrical/Mechanical0 |  | 4 |  | 0 | NA | NA | 0 | 0 |  | 0 | 0 | 0 | 0 |  |  | #N/A |  |  |  | #N/A |  |  | #N/A |  |  |  | #N/A | #N/A | #N/A | 0 |  |  | 0
Electrical/Mechanical0 |  | 4 |  | 0 | NA | NA | 0 | 0 |  | 0 | 0 | 0 | 9.3833e-08 |  |  | #N/A |  |  |  | #N/A |  |  | #N/A |  |  |  | #N/A | #N/A | #N/A | 0 |  |  | 0
| Food Preparation |  | 0.9306
Food Preparation530 |  | 8 |  | 530 | Linear Direct lensed (Acrylic 12 Lens) | FL | 32 | #N/A |  | #N/A | #N/A | #N/A | 0.9306 |  |  | #N/A |  |  |  | #N/A |  |  | #N/A |  |  |  | #N/A | #N/A | #N/A | #N/A |  |  | #N/A
Food Preparation0 |  | 8 |  | 0 | NA | NA | 0 | 0 |  | 0 | 0 | 0 | 0 |  |  | #N/A |  |  |  | #N/A |  |  | #N/A |  |  |  | #N/A | #N/A | #N/A | 0 |  |  | 0
Food Preparation0 |  | 8 |  | 0 | NA | NA | 0 | 0 |  | 0 | 0 | 0 | 0 |  |  | #N/A |  |  |  | #N/A |  |  | #N/A |  |  |  | #N/A | #N/A | #N/A | 0 |  |  | 0
Food Preparation0 |  | 8 |  | 0 | NA | NA | 0 | 0 |  | 0 | 0 | 0 | 9.3942e-08 |  |  | #N/A |  |  |  | #N/A |  |  | #N/A |  |  |  | #N/A | #N/A | #N/A | 0 |  |  | 0
| Gymnasium/Fitness-Fitness Area |  | 0.6768
Gymnasium/Fitness-Fitness Area535 |  | 126 |  | 535 | Linear Dir/Indir | FL | 32 | #N/A |  | #N/A | #N/A | #N/A | 0.6768 |  |  | #N/A |  |  |  | #N/A |  |  | #N/A |  |  |  | #N/A | #N/A | #N/A | #N/A |  |  | #N/A
Gymnasium/Fitness-Fitness Area0 |  | 126 |  | 0 | NA | NA | 0 | 0 |  | 0 | 0 | 0 | 0 |  |  | #N/A |  |  |  | #N/A |  |  | #N/A |  |  |  | #N/A | #N/A | #N/A | 0 |  |  | 0
Gymnasium/Fitness-Fitness Area0 |  | 126 |  | 0 | NA | NA | 0 | 0 |  | 0 | 0 | 0 | 0 |  |  | #N/A |  |  |  | #N/A |  |  | #N/A |  |  |  | #N/A | #N/A | #N/A | 0 |  |  | 0
Gymnasium/Fitness-Fitness Area0 |  | 126 |  | 0 | NA | NA | 0 | 0 |  | 0 | 0 | 0 | 9.3595e-08 |  |  | #N/A |  |  |  | #N/A |  |  | #N/A |  |  |  | #N/A | #N/A | #N/A | 0 |  |  | 0
| Highway Lodging Guest Rooms |  | 0.705
Highway Lodging Guest Rooms529 |  | 75.01 |  | 529 | Task | CF | 13 | #N/A |  | #N/A | #N/A | #N/A | 0.39849 |  |  | #N/A |  |  |  | #N/A |  |  | #N/A |  |  |  | #N/A | #N/A | #N/A | #N/A |  |  | #N/A
Highway Lodging Guest Rooms520 |  | 75.01 |  | 520 | Downlight - lensed | CF | 32 | #N/A |  | #N/A | #N/A | #N/A | 0.30651 |  |  | #N/A |  |  |  | #N/A |  |  | #N/A |  |  |  | #N/A | #N/A | #N/A | #N/A |  |  | #N/A
Highway Lodging Guest Rooms0 |  | 75.01 |  | 0 | NA | NA | 0 | 0 |  | 0 | 0 | 0 | 0 |  |  | #N/A |  |  |  | #N/A |  |  | #N/A |  |  |  | #N/A | #N/A | #N/A | 0 |  |  | 0
Highway Lodging Guest Rooms0 |  | 75.01 |  | 0 | NA | NA | 0 | 0 |  | 0 | 0 | 0 | 9.3695e-08 |  |  | #N/A |  |  |  | #N/A |  |  | #N/A |  |  |  | #N/A | #N/A | #N/A | 0 |  |  | 0
| Hospital - Laundry/Washing |  | 0.564
Hospital - Laundry-washing530 |  | 82 |  | 530 | Linear Direct lensed (Acrylic 12 Lens) | FL | 32 | #N/A |  | #N/A | #N/A | #N/A | 0.564 |  |  | #N/A |  |  |  | #N/A |  |  | #N/A |  |  |  | #N/A | #N/A | #N/A | #N/A |  |  | #N/A
Hospital - Laundry-washing0 |  | 82 |  | 0 | NA | NA | 0 | 0 |  | 0 | 0 | 0 | 0 |  |  | #N/A |  |  |  | #N/A |  |  | #N/A |  |  |  | #N/A | #N/A | #N/A | 0 |  |  | 0
Hospital - Laundry-washing0 |  | 82 |  | 0 | NA | NA | 0 | 0 |  | 0 | 0 | 0 | 0 |  |  | #N/A |  |  |  | #N/A |  |  | #N/A |  |  |  | #N/A | #N/A | #N/A | 0 |  |  | 0
Hospital - Laundry-washing0 |  | 82 |  | 0 | NA | NA | 0 | 0 |  | 0 | 0 | 0 | 9.4721e-08 |  |  | #N/A |  |  |  | #N/A |  |  | #N/A |  |  |  | #N/A | #N/A | #N/A | 0 |  |  | 0
| Library |  | 0.8742
Library535 |  | 19 |  | 535 | Linear Dir/Indir | FL | 32 | #N/A |  | #N/A | #N/A | #N/A | 0.3692 |  |  | #N/A |  |  |  | #N/A |  |  | #N/A |  |  |  | #N/A | #N/A | #N/A | #N/A |  |  | #N/A
Library520 |  | 19 |  | 520 | Downlight - lensed | CF | 32 | #N/A |  | #N/A | #N/A | #N/A | 0.505 |  |  | #N/A |  |  |  | #N/A |  |  | #N/A |  |  |  | #N/A | #N/A | #N/A | #N/A |  |  | #N/A
Library0 |  | 19 |  | 0 | NA | NA | 0 | 0 |  | 0 | 0 | 0 | 0 |  |  | #N/A |  |  |  | #N/A |  |  | #N/A |  |  |  | #N/A | #N/A | #N/A | 0 |  |  | 0
Library0 |  | 19 |  | 0 | NA | NA | 0 | 0 |  | 0 | 0 | 0 | 9.388e-08 |  |  | #N/A |  |  |  | #N/A |  |  | #N/A |  |  |  | #N/A | #N/A | #N/A | 0 |  |  | 0
| Lounge/Recreation - Break room |  | 0.6862
Lounge/Recreation - Breakroom521 |  | 9 |  | 521 | Downlight open | CF | 32 | #N/A |  | #N/A | #N/A | #N/A | 0.40897 |  |  | #N/A |  |  |  | #N/A |  |  | #N/A |  |  |  | #N/A | #N/A | #N/A | #N/A |  |  | #N/A
Lounge/Recreation - Breakroom0 |  | 9 |  | 0 | NA | NA | 0 | 0 |  | 0 | 0 | 0 | 0 |  |  | #N/A |  |  |  | #N/A |  |  | #N/A |  |  |  | #N/A | #N/A | #N/A | 0 |  |  | 0
Lounge/Recreation - Breakroom0 |  | 9 |  | 0 | NA | NA | 0 | 0 |  | 0 | 0 | 0 | 0 |  |  | #N/A |  |  |  | #N/A |  |  | #N/A |  |  |  | #N/A | #N/A | #N/A | 0 |  |  | 0
Lounge/Recreation - Breakroom527-2 |  | 9 |  | 527-2 | WW Open | CF | 42 | #N/A |  | #N/A | #N/A | #N/A | 0.27723 |  |  | #N/A |  |  |  | #N/A |  |  | #N/A |  |  |  | #N/A | #N/A | #N/A | #N/A |  |  | #N/A
| Lobby |  | 0.846
Lobby523 |  | 20.1 |  | 523 | indirect Pendant | CF | 26 | #N/A |  | #N/A | #N/A | #N/A | 0.47187 |  |  | #N/A |  |  |  | #N/A |  |  | #N/A |  |  |  | #N/A | #N/A | #N/A | #N/A |  |  | #N/A
Lobby521 |  | 20.1 |  | 521 | Downlight open | CF | 32 | #N/A |  | #N/A | #N/A | #N/A | 0.22239 |  |  | #N/A |  |  |  | #N/A |  |  | #N/A |  |  |  | #N/A | #N/A | #N/A | #N/A |  |  | #N/A
Lobby0 |  | 20.1 |  | 0 | NA | NA | 0 | 0 |  | 0 | 0 | 0 | 0 |  |  | #N/A |  |  |  | #N/A |  |  | #N/A |  |  |  | #N/A | #N/A | #N/A | 0 |  |  | 0
Lobby534-2 |  | 20.1 |  | 534-2 | Linear Wall Cove | FL | 32 | #N/A |  | #N/A | #N/A | #N/A | 0.15174 |  |  | #N/A |  |  |  | #N/A |  |  | #N/A |  |  |  | #N/A | #N/A | #N/A | #N/A |  |  | #N/A
| Office-Enclosed |  | 1.0434
Office-Enclosed531 |  | 25 |  | 531 | Linear Direct w/louver | FL | 32 | #N/A |  | #N/A | #N/A | #N/A | 0.63454 |  |  | #N/A |  |  |  | #N/A |  |  | #N/A |  |  |  | #N/A | #N/A | #N/A | #N/A |  |  | #N/A
Office-Enclosed539 |  | 25 |  | 539 | Task | FL | 15 | #N/A |  | #N/A | #N/A | #N/A | 0.17506 |  |  | #N/A |  |  |  | #N/A |  |  | #N/A |  |  |  | #N/A | #N/A | #N/A | #N/A |  |  | #N/A
Office-Enclosed0 |  | 25 |  | 0 | NA | NA | 0 | 0 |  | 0 | 0 | 0 | 0 |  |  | #N/A |  |  |  | #N/A |  |  | #N/A |  |  |  | #N/A | #N/A | #N/A | 0 |  |  | 0
Office-Enclosed537-1 |  | 25 |  | 537-1 | Linear WW Open | FL | 32 | #N/A |  | #N/A | #N/A | #N/A | 0.2338 |  |  | #N/A |  |  |  | #N/A |  |  | #N/A |  |  |  | #N/A | #N/A | #N/A | #N/A |  |  | #N/A
| Office - Open Plan (Including Other) |  | 0.9212
Office - Open Plan (Including Other)535 |  | 27 |  | 535 | Linear Dir/Indir | FL | 32 | #N/A |  | #N/A | #N/A | #N/A | 0.67862 |  |  | #N/A |  |  |  | #N/A |  |  | #N/A |  |  |  | #N/A | #N/A | #N/A | #N/A |  |  | #N/A
Office - Open Plan (Including Other)539 |  | 27 |  | 539 | Task | FL | 15 | #N/A |  | #N/A | #N/A | #N/A | 0.091203 |  |  | #N/A |  |  |  | #N/A |  |  | #N/A |  |  |  | #N/A | #N/A | #N/A | #N/A |  |  | #N/A
Office - Open Plan (Including Other)0 |  | 27 |  | 0 | NA | NA | 0 | 0 |  | 0 | 0 | 0 | 0 |  |  | #N/A |  |  |  | #N/A |  |  | #N/A |  |  |  | #N/A | #N/A | #N/A | 0 |  |  | 0
Office - Open Plan (Including Other)537-1 |  | 27 |  | 537-1 | Linear WW Open | FL | 32 | #N/A |  | #N/A | #N/A | #N/A | 0.15138 |  |  | #N/A |  |  |  | #N/A |  |  | #N/A |  |  |  | #N/A | #N/A | #N/A | #N/A |  |  | #N/A
| Restrooms |  | 0.9212
Restrooms604 |  | 12 |  | 604 | Wall Mounted Linear Direct/Indirect | FL | 32 | #N/A |  | #N/A | #N/A | #N/A | 0.27108 |  |  | #N/A |  |  |  | #N/A |  |  | #N/A |  |  |  | #N/A | #N/A | #N/A | #N/A |  |  | #N/A
Restrooms520 |  | 12 |  | 520 | Downlight - lensed | CF | 32 | #N/A |  | #N/A | #N/A | #N/A | 0.41811 |  |  | #N/A |  |  |  | #N/A |  |  | #N/A |  |  |  | #N/A | #N/A | #N/A | #N/A |  |  | #N/A
Restrooms0 |  | 12 |  | 0 | NA | NA | 0 | 0 |  | 0 | 0 | 0 | 0 |  |  | #N/A |  |  |  | #N/A |  |  | #N/A |  |  |  | #N/A | #N/A | #N/A | 0 |  |  | 0
Restrooms534-2 |  | 12 |  | 534-2 | Linear Wall Cove | FL | 32 | #N/A |  | #N/A | #N/A | #N/A | 0.23201 |  |  | #N/A |  |  |  | #N/A |  |  | #N/A |  |  |  | #N/A | #N/A | #N/A | #N/A |  |  | #N/A
| Retail - Sales Area |  | 1.5792
Retail - Sales Area535 |  | 97 |  | 535 | Linear Dir/Indir | FL | 32 | #N/A |  | #N/A | #N/A | #N/A | 0.95657 |  |  | #N/A |  |  |  | #N/A |  |  | #N/A |  |  |  | #N/A | #N/A | #N/A | #N/A |  |  | #N/A
Retail - Sales Area541 |  | 97 |  | 541 | Downlight open - flood |  | 39 | #N/A |  | #N/A | #N/A | #N/A | 0.47376 |  |  | #N/A |  |  |  | #N/A |  |  | #N/A |  |  |  | #N/A | #N/A | #N/A | #N/A |  |  | #N/A
Retail - Sales Area0 |  | 97 |  | 0 | NA | NA | 0 | 0 |  | 0 | 0 | 0 | 0 |  |  | #N/A |  |  |  | #N/A |  |  | #N/A |  |  |  | #N/A | #N/A | #N/A | 0 |  |  | 0
Retail - Sales Area537-1 |  | 97 |  | 537-1 | Linear WW Open | FL | 32 | #N/A |  | #N/A | #N/A | #N/A | 0.14887 |  |  | #N/A |  |  |  | #N/A |  |  | #N/A |  |  |  | #N/A | #N/A | #N/A | #N/A |  |  | #N/A
| Stairway |  | 0.6486
Stairway530 |  | 11 |  | 530 | Linear Direct lensed (Acrylic 12 Lens) | FL | 32 | #N/A |  | #N/A | #N/A | #N/A | 0.34993 |  |  | #N/A |  |  |  | #N/A |  |  | #N/A |  |  |  | #N/A | #N/A | #N/A | #N/A |  |  | #N/A
Stairway602 |  | 11 |  | 602 | Wall Mounted Linear Indirect | FL | 32 | #N/A |  | #N/A | #N/A | #N/A | 0.29867 |  |  | #N/A |  |  |  | #N/A |  |  | #N/A |  |  |  | #N/A | #N/A | #N/A | #N/A |  |  | #N/A
Stairway0 |  | 11 |  | 0 | NA | NA | 0 | 0 |  | 0 | 0 | 0 | 0 |  |  | #N/A |  |  |  | #N/A |  |  | #N/A |  |  |  | #N/A | #N/A | #N/A | 0 |  |  | 0
Stairway0 |  | 11 |  | 0 | NA | NA | 0 | 0 |  | 0 | 0 | 0 | 9.3932e-08 |  |  | #N/A |  |  |  | #N/A |  |  | #N/A |  |  |  | #N/A | #N/A | #N/A | 0 |  |  | 0
| Storage |  | 0.5922
Storage538 |  | 41 |  | 538 | Fluorescent Industrial | FL | 32 | #N/A |  | #N/A | #N/A | #N/A | 0.5922 |  |  | #N/A |  |  |  | #N/A |  |  | #N/A |  |  |  | #N/A | #N/A | #N/A | #N/A |  |  | #N/A
Storage0 |  | 41 |  | 0 | NA | NA | 0 | 0 |  | 0 | 0 | 0 | 0 |  |  | #N/A |  |  |  | #N/A |  |  | #N/A |  |  |  | #N/A | #N/A | #N/A | 0 |  |  | 0
Storage0 |  | 41 |  | 0 | NA | NA | 0 | 0 |  | 0 | 0 | 0 | 0 |  |  | #N/A |  |  |  | #N/A |  |  | #N/A |  |  |  | #N/A | #N/A | #N/A | 0 |  |  | 0
Storage0 |  | 41 |  | 0 | NA | NA | 0 | 0 |  | 0 | 0 | 0 | 9.3339e-08 |  |  | #N/A |  |  |  | #N/A |  |  | #N/A |  |  |  | #N/A | #N/A | #N/A | 0 |  |  | 0
| Lobby - Hotel |  | 0.9964
Lobby - Hotel572 |  | 79 |  | 572 | Downlight open | TH | 75 | #N/A |  | #N/A | #N/A | #N/A | 0.84496 |  |  | #N/A |  |  |  | #N/A |  |  | #N/A |  |  |  | #N/A | #N/A | #N/A | #N/A |  |  | #N/A
Lobby - Hotel0 |  | 79 |  | 0 | NA | NA | 0 | 0 |  | 0 | 0 | 0 | 0 |  |  | #N/A |  |  |  | #N/A |  |  | #N/A |  |  |  | #N/A | #N/A | #N/A | 0 |  |  | 0
Lobby - Hotel0 |  | 79 |  | 0 | NA | NA | 0 | 0 |  | 0 | 0 | 0 | 0 |  |  | #N/A |  |  |  | #N/A |  |  | #N/A |  |  |  | #N/A | #N/A | #N/A | 0 |  |  | 0
Lobby - Hotel527-1 |  | 79 |  | 527-1 | WW Open | CF | 18 | #N/A |  | #N/A | #N/A | #N/A | 0.15144 |  |  | #N/A |  |  |  | #N/A |  |  | #N/A |  |  |  | #N/A | #N/A | #N/A | #N/A |  |  | #N/A
1 FL linear fluorescent, CF compact fluorescent, MH metal halide

## Int Ltg LPD Space Types SH (hidden)
| IECC Cost Effectiveness - Interior Lighting Power Density - Fixture Costs per Square Foot for Each Space Type - Small Hotel | [18 empty] | SMALL HOTEL
Adjustment Factors for LPD
| Interior lighting costs by space type and fixture type IECC 2009, North Carolina Base Code, and IECC 2012 tables. | [18 empty] | 2009 | 1.295
| 90.1-07 and 2010 in Int Ltg LPD Space Types 90_1 (same for all prototypes). Values come from "Int Ltg Comp" worksheet in this workbook. | [18 empty] | N. Carolina | 1.359
[20 empty] | 2012 | 1.129
Interior Lighting Costs by Space Type, 2009
1 | 2 | 3 | 4 | 5 | 6 | 7 | 8 | 9 | 10 | 11 | 12 | 13 | 14 | 15 | 16 | 17 | 18 | 19 | 20 | 21 | 22 | 23 | 24 | 25 | 26 | 27 | 28 | 31 | 32 | 33 | 34 | 35
| Space Type Lighting Descriptions and Cost Parameters | [14 empty] | New Construction Cost | [6 empty] | Lamp Replacement Cost |  |  |  |  | Ballast Replacement Cost
IECC 2009 Lookup Values | 2009 Space Types | 90.1 Lighting Subcommittee Model Number | Space Type Lighting Power Allowance W/ft2 | Fixture ID Number | Fixture Type | Lamp Type1 | Lamp Wattage | Number of Lamps | Not Used | Fixture Watts | Lamp Life Hours | Quantity of Fixtures/ft2 | Fixture Watts/ft2 | not used | not used | Fixture Cost/ft2 | not used | not used | not used | Labor Cost $/ft2 | Not Used | Not Used | Lamp Cost $/ft2 | Not Used | Not Used | Not Used | Labor Cost/ft2 | Ballast Life Hours | Ballast Cost, $/ft2 | Not Used | Not Used | Labor Cost/ft2 | Not Used | Not Used
Classroom/Lecture/Training | Classroom/Lecture/Training |  | 1.813
Classroom/Lecture/Training535 |  | 3.1 |  | 535 | Linear Dir/Indir | FL | 32 | 2 |  | 58 | 36000 | 0.025717 | 1.4916 |  |  | 9.536 |  |  |  | 2.3866 |  |  | 0.17231 |  |  |  | 0.26518 | 50000 | 0.94023 |  |  | 1.4916
Classroom/Lecture/Training537-2 |  | 3.1 |  | 537-2 | Linear WW Open | FL | 32 | 2 |  | 58 | 36000 | 0.0055411 | 0.32139 |  |  | 2.1056 |  |  |  | 0.32139 |  |  | 0.037126 |  |  |  | 0.057136 | 50000 | 0.20258 |  |  | 0.32139
Classroom/Lecture/Training0 |  | 3.1 |  | 0 | NA | NA | 0 | 0 |  | 0 | 0 | 0 | 0 |  |  | 0 |  |  |  | 0 |  |  | 0 |  |  |  | 0 | 0 | 0 |  |  | 0
| Conference/Meeting/Multipurpose |  | 1.6835
Conference/Meeting/Multipurpose535 |  | 31 |  | 535 | Linear Dir/Indir | FL | 32 | 2 |  | 58 | 36000 | 0.014826 | 0.85992 |  |  | 5.4975 |  |  |  | 1.3759 |  |  | 0.099335 |  |  |  | 0.15288 | 50000 | 0.54204 |  |  | 0.85992
Conference/Meeting/Multipurpose537-1 |  | 31 |  | 537-1 | Linear WW Open | FL | 32 | 1 |  | 29 | 36000 | 0.016881 | 0.48956 |  |  | 5.4696 |  |  |  | 0.97912 |  |  | 0.056553 |  |  |  | 0.087034 | 50000 | 0.50644 |  |  | 0.97912
Conference/Meeting/Multipurpose511 |  | 31 |  | 511 | Downlight open - flood | PAR | 60 | 1 |  | 60 | 4200 | 0.005567 | 0.33402 |  |  | 0.20642 |  |  |  | 0.32289 |  |  | 0.11902 |  |  |  | 0.0162 | 0 | 0 |  |  | 0
| Corridor/Transition |  | 0.6475
Corridor/Transition530 |  | 2 |  | 530 | Linear Direct lensed (Acrylic 12 Lens) | FL | 32 | 2 |  | 58 | 36000 | 0.0064207 | 0.3724 |  |  | 0.59713 |  |  |  | 0.59585 |  |  | 0.043019 |  |  |  | 0.066206 | 50000 | 0.23474 |  |  | 0.3724
Corridor/Transition537-2 |  | 2 |  | 537-2 | Linear WW Open | FL | 32 | 2 |  | 58 | 36000 | 0.004743 | 0.2751 |  |  | 1.8024 |  |  |  | 0.2751 |  |  | 0.031778 |  |  |  | 0.048907 | 50000 | 0.17341 |  |  | 0.2751
Corridor/Transition0 |  | 2 |  | 0 | NA | NA | 0 | 0 |  | 0 | 0 | 0 | 0 |  |  | 0 |  |  |  | 0 |  |  | 0 |  |  |  | 0 | 0 | 0 |  |  | 0
| Dining Area |  | 1.1655
Dining Area531 |  | 6 |  | 531 | Linear Direct w/louver | FL | 32 | 2 |  | 58 | 36000 | 0.015413 | 0.89394 |  |  | 1.7648 |  |  |  | 1.349 |  |  | 0.10327 |  |  |  | 0.15892 | 50000 | 0.56349 |  |  | 0.89394
Dining Area524 |  | 6 |  | 524 | indirect Wall Scounce | CF | 18 | 2 |  | 39 | 10000 | 0.0069631 | 0.27156 |  |  | 0.62438 |  |  |  | 0.40386 |  |  | 0.21864 |  |  |  | 0.040386 | 50000 | 0 |  |  | 0
Dining Area0 |  | 6
| Electrical/Mechanical |  | 1.9425
Electrical/Mechanical538 |  | 4 |  | 538 | Fluorescent Industrial | FL | 32 | 2 |  | 58 | 36000 | 0.033491 | 1.9425 |  |  | 2.9472 |  |  |  | 2.7195 |  |  | 0.22439 |  |  |  | 0.34534 | 50000 | 1.2244 |  |  | 1.9425
Electrical/Mechanical0 |  | 4 |  | 0 | NA | NA | 0 | 0 |  | 0 | 0 | 0 | 0 |  |  | 0 |  |  |  | 0 |  |  | 0 |  |  |  | 0 | 0 | 0 |  |  | 0
Electrical/Mechanical0 |  | 4 |  | 0 | NA | NA | 0 | 0 |  | 0 | 0 | 0 | 0 |  |  | 0 |  |  |  | 0 |  |  | 0 |  |  |  | 0 | 0 | 0 |  |  | 0
| Food Preparation |  | 1.554
Food Preparation530 |  | 8 |  | 530 | Linear Direct lensed (Acrylic 12 Lens) | FL | 32 | 2 |  | 58 | 36000 | 0.026793 | 1.554 |  |  | 2.4918 |  |  |  | 2.4864 |  |  | 0.17951 |  |  |  | 0.27627 | 50000 | 0.97956 |  |  | 1.554
Food Preparation0 |  | 8 |  | 0 | NA | NA | 0 | 0 |  | 0 | 0 | 0 | 0 |  |  | 0 |  |  |  | 0 |  |  | 0 |  |  |  | 0 | 0 | 0 |  |  | 0
Food Preparation0 |  | 8 |  | 0 | NA | NA | 0 | 0 |  | 0 | 0 | 0 | 0 |  |  | 0 |  |  |  | 0 |  |  | 0 |  |  |  | 0 | 0 | 0 |  |  | 0
| Gymnasium/Fitness-Fitness Area |  | 1.1655
Gymnasium/Fitness-Fitness Area535 |  | 126 |  | 535 | Linear Dir/Indir | FL | 32 | 2 |  | 58 | 36000 | 0.020095 | 1.1655 |  |  | 7.4512 |  |  |  | 1.8648 |  |  | 0.13464 |  |  |  | 0.2072 | 50000 | 0.73467 |  |  | 1.1655
Gymnasium/Fitness-Fitness Area0 |  | 126 |  | 0 | NA | NA | 0 | 0 |  | 0 | 0 | 0 | 0 |  |  | 0 |  |  |  | 0 |  |  | 0 |  |  |  | 0 | 0 | 0 |  |  | 0
Gymnasium/Fitness-Fitness Area0 |  | 126 |  | 0 | NA | NA | 0 | 0 |  | 0 | 0 | 0 | 0 |  |  | 0 |  |  |  | 0 |  |  | 0 |  |  |  | 0 | 0 | 0 |  |  | 0
| Highway Lodging Guest Rooms |  | 1.1
Highway Lodging Guest Rooms524 |  | 75.01 |  | 524 | indirect Wall Scounce | CF | 18 | 2 |  | 39 | 10000 | 0.0042947 | 0.16749 |  |  | 0.3851 |  |  |  | 0.24909 |  |  | 0.13485 |  |  |  | 0.024909 | 50000 | 0 |  |  | 0
Highway Lodging Guest Rooms520 |  | 75.01 |  | 520 | Downlight - lensed | CF | 32 | 1 |  | 36 | 17000 | 0.025903 | 0.93251 |  |  | 4.1445 |  |  |  | 1.5024 |  |  | 0.4533 |  |  |  | 0.15024 | 50000 | 0.64758 |  |  | 0
Highway Lodging Guest Rooms0 |  | 75.01 |  | 0 | NA | NA | 0 | 0 |  | 0 | 0 | 0 | 0 |  |  | 0 |  |  |  | 0 |  |  | 0 |  |  |  | 0 | 0 | 0 |  |  | 0
| Hospital - Laundry/Washing |  | 0.777
Hospital - Laundry-washing530 |  | 82 |  | 530 | Linear Direct lensed (Acrylic 12 Lens) | FL | 32 | 2 |  | 58 | 36000 | 0.013397 | 0.777 |  |  | 1.2459 |  |  |  | 1.2432 |  |  | 0.089757 |  |  |  | 0.13814 | 50000 | 0.48978 |  |  | 0.777
Hospital - Laundry-washing0 |  | 82 |  | 0 | NA | NA | 0 | 0 |  | 0 | 0 | 0 | 0 |  |  | 0 |  |  |  | 0 |  |  | 0 |  |  |  | 0 | 0 | 0 |  |  | 0
Hospital - Laundry-washing0 |  | 82 |  | 0 | NA | NA | 0 | 0 |  | 0 | 0 | 0 | 0 |  |  | 0 |  |  |  | 0 |  |  | 0 |  |  |  | 0 | 0 | 0 |  |  | 0
| Library |  | 1.554
Library535 |  | 19 |  | 535 | Linear Dir/Indir | FL | 32 | 2 |  | 58 | 36000 | 0.01362 | 0.78995 |  |  | 5.0502 |  |  |  | 1.2639 |  |  | 0.091253 |  |  |  | 0.14044 | 50000 | 0.49794 |  |  | 0.78995
Library520 |  | 19 |  | 520 | Downlight - lensed | CF | 32 | 1 |  | 36 | 17000 | 0.0093528 | 0.3367 |  |  | 1.4964 |  |  |  | 0.54246 |  |  | 0.16367 |  |  |  | 0.054246 | 50000 | 0.23382 |  |  | 0
Library529 |  | 19 |  | 529 | Task | CF | 13 | 1 |  | 14 | 10000 | 0.0296 | 0.4144 |  |  | 2.3236 |  |  |  | 0.8584 |  |  | 0.36852 |  |  |  | 0.086136 | 50000 | 0.75214 |  |  | 0
| Lobby |  | 1.6835
Lobby534-2 |  | 20.1 |  | 534-2 | Linear Wall Cove | FL | 32 | 1 |  | 29 | 36000 | 0.011645 | 0.33771 |  |  | 4.4251 |  |  |  | 0.63556 |  |  | 0.039011 |  |  |  | 0.060037 | 50000 | 0.34935 |  |  | 0.67541
Lobby523 |  | 20.1 |  | 523 | indirect Pendant | CF | 26 | 2 |  | 56 | 17000 | 0.021976 | 1.2306 |  |  | 7.3618 |  |  |  | 1.2746 |  |  | 0.76915 |  |  |  | 0.063949 | 50000 | 0 |  |  | 0
Lobby521 |  | 20.1 |  | 521 | Downlight open | CF | 32 | 1 |  | 36 | 17000 | 0.0031988 | 0.11516 |  |  | 0.60458 |  |  |  | 0.18553 |  |  | 0.055979 |  |  |  | 0.018553 | 50000 | 0.079971 |  |  | 0.092766
| Lobby - Hotel |  | 1.4245 | [25 empty] | #N/A
Lobby - Hotel535 |  | 79 |  | 535 | Linear Dir/Indir | FL | 32 | 2 |  | 58 | 36000 | 0.00061463 | 0.035648 |  |  | 0.2279 |  |  |  | 0.057037 |  |  | 0.004118 |  |  |  | 0.0063376 | 50000 | 0.022471 |  |  | 0.035648
Lobby - Hotel572 |  | 79 |  | 572 | Downlight open | TH | 75 | 1 |  | 75 | 850 | 0.016574 | 1.243 |  |  | 0.46241 |  |  |  | 0.96128 |  |  | 0.35435 |  |  |  | 0.38948 | 0 | 0 |  |  | 0
Lobby - Hotel524 |  | 79 |  | 524 | indirect Wall Scounce | CF | 18 | 2 |  | 39 | 10000 | 0.003739 | 0.14582 |  |  | 0.33528 |  |  |  | 0.21686 |  |  | 0.11741 |  |  |  | 0.021686 | 50000 | 0 |  |  | 0
| Lounge/Recreation - Break room |  | 1.554
Lounge/Recreation - Breakroom537-1 |  | 9 |  | 537-1 | Linear WW Open | FL | 32 | 1 |  | 29 | 36000 | 0.016888 | 0.48974 |  |  | 5.4716 |  |  |  | 0.97948 |  |  | 0.056573 |  |  |  | 0.087066 | 50000 | 0.50663 |  |  | 0.97948
Lounge/Recreation - Breakroom572 |  | 9 |  | 0 | NA | NA | 0 | 0 |  | 0 | 0 | 0 | 0 |  |  | 0 |  |  |  | 0 |  |  | 0 |  |  |  | 0 | 0 | 0 |  |  | 0
Lounge/Recreation - Breakroom521 |  | 9 |  | 521 | Downlight open | CF | 32 | 1 |  | 36 | 17000 | 0.029563 | 1.0643 |  |  | 5.5874 |  |  |  | 1.7146 |  |  | 0.51735 |  |  |  | 0.17146 | 50000 | 0.73907 |  |  | 0.85732
| Office-Enclosed |  | 1.4245
Office-Enclosed535 |  | 25 |  | 535 | Linear Dir/Indir | FL | 32 | 2 |  | 58 | 36000 | 0.017336 | 1.0055 |  |  | 6.4282 |  |  |  | 1.6088 |  |  | 0.11615 |  |  |  | 0.17876 | 50000 | 0.63381 |  |  | 1.0055
Office-Enclosed539 |  | 25 |  | 539 | Task | FL | 15 | 1 |  | 17 | 7500 | 0.0093548 | 0.15903 |  |  | 0.34987 |  |  |  | 0.27129 |  |  | 0.036484 |  |  |  | 0.0435 | 50000 | 0.11787 |  |  | 0.435
Office-Enclosed537-2 |  | 25 |  | 537-2 | Linear WW Open | FL | 32 | 2 |  | 58 | 36000 | 0.0044823 | 0.25997 |  |  | 1.7033 |  |  |  | 0.25997 |  |  | 0.030032 |  |  |  | 0.046218 | 50000 | 0.16387 |  |  | 0.25997
| Office - Open Plan (Including Other) |  | 1.4245
Office - Open Plan (Including Other)535 |  | 27 |  | 535 | Linear Dir/Indir | FL | 32 | 2 |  | 58 | 36000 | 0.019656 | 1.1401 |  |  | 7.2886 |  |  |  | 1.8241 |  |  | 0.1317 |  |  |  | 0.20268 | 50000 | 0.71864 |  |  | 1.1401
Office - Open Plan (Including Other)539 |  | 27 |  | 539 | Task | FL | 15 | 1 |  | 17 | 7500 | 0.011933 | 0.20286 |  |  | 0.44628 |  |  |  | 0.34605 |  |  | 0.046537 |  |  |  | 0.055487 | 50000 | 0.15035 |  |  | 0.55487
Office - Open Plan (Including Other)524 |  | 27 |  | 524 | indirect Wall Scounce | CF | 18 | 2 |  | 39 | 10000 | 0.0020917 | 0.081576 |  |  | 0.18756 |  |  |  | 0.12132 |  |  | 0.065679 |  |  |  | 0.012132 | 50000 | 0 |  |  | 0
| Restrooms |  | 1.1655
Restrooms521 |  | 12 |  | 521 | Downlight open | CF | 32 | 1 |  | 36 | 17000 | 0.015275 | 0.54991 |  |  | 2.887 |  |  |  | 0.88597 |  |  | 0.26732 |  |  |  | 0.088597 | 50000 | 0.38188 |  |  | 0.44299
Restrooms537-1 |  | 12 |  | 537-1 | Linear WW Open | FL | 32 | 1 |  | 29 | 36000 | 0.01522 | 0.44138 |  |  | 4.9313 |  |  |  | 0.88276 |  |  | 0.050987 |  |  |  | 0.078468 | 50000 | 0.4566 |  |  | 0.88276
Restrooms524 |  | 12 |  | 524 | indirect Wall Scounce | CF | 18 | 2 |  | 39 | 10000 | 0.0044669 | 0.17421 |  |  | 0.40055 |  |  |  | 0.25908 |  |  | 0.14026 |  |  |  | 0.025908 | 50000 | 0 |  |  | 0
| Retail - Sales Area |  | 2.2015
Retail - Sales Area535 |  | 97 |  | 535 | Linear Dir/Indir | FL | 32 | 2 |  | 58 | 36000 | 0.021423 | 1.2425 |  |  | 7.9436 |  |  |  | 1.988 |  |  | 0.14353 |  |  |  | 0.2209 | 50000 | 0.78322 |  |  | 1.2425
Retail - Sales Area541 |  | 97 |  | 541 | Downlight open - flood | MH | 39 | 1 |  | 44 | 13000 | 0.021795 | 0.95897 |  |  | 5.5969 |  |  |  | 1.2641 |  |  | 1.4548 |  |  |  | 0.33782 | 50000 | 2.6132 |  |  | 1.2641
Retail - Sales Area572 |  | 97 |  | 0 | NA | NA | 0 | 0 |  | 0 | 0 | 0 | 0 |  |  | 0 |  |  |  | 0 |  |  | 0 |  |  |  | 0 | 0 | 0 |  |  | 0
| Stairway |  | 0.777
Stairway530 |  | 11 |  | 530 | Linear Direct lensed (Acrylic 12 Lens) | FL | 32 | 2 |  | 58 | 36000 | 0.013397 | 0.777 |  |  | 1.2459 |  |  |  | 1.2432 |  |  | 0.089757 |  |  |  | 0.13814 | 50000 | 0.48978 |  |  | 0.777
Stairway0 |  | 11 |  | 0 | NA | NA | 0 | 0 |  | 0 | 0 | 0 | 0 |  |  | 0 |  |  |  | 0 |  |  | 0 |  |  |  | 0 | 0 | 0 |  |  | 0
Stairway0 |  | 11 |  | 0 | NA | NA | 0 | 0 |  | 0 | 0 | 0 | 0 |  |  | 0 |  |  |  | 0 |  |  | 0 |  |  |  | 0 | 0 | 0 |  |  | 0
| Storage |  | 1.036
Storage530 |  | 41 |  | 530 | Linear Direct lensed (Acrylic 12 Lens) | FL | 32 | 2 |  | 58 | 36000 | 0.017862 | 1.036 |  |  | 1.6612 |  |  |  | 1.6576 |  |  | 0.11968 |  |  |  | 0.18418 | 50000 | 0.65304 |  |  | 1.036
Storage553 |  | 41 |  | 0 | NA | NA | 0 | 0 |  | 0 | 0 | 0 | 0 |  |  | 0 |  |  |  | 0 |  |  | 0 |  |  |  | 0 | 0 | 0 |  |  | 0
Storage0 |  | 41 |  | 0 | NA | NA | 0 | 0 |  | 0 | 0 | 0 | 0 |  |  | 0 |  |  |  | 0 |  |  | 0 |  |  |  | 0 | 0 | 0 |  |  | 0
1 FL linear fluorescent, CF compact fluorescent, MH metal halide
Interior Lighting Costs by Space Type, North Carolina Base Code
| Space Type Lighting Descriptions and Cost Parameters | [14 empty] | New Construction Cost | [6 empty] | Lamp Replacement Cost |  |  |  |  | Ballast Replacement Cost
| 2009 Space Types | 90.1 Lighting Subcommittee Model Number | Space Type Lighting Power Allowance W/ft2 | Fixture ID Number | Fixture Type | Lamp Type1 | Lamp Wattage | Number of Lamps | Not Used | Fixture Watts | Lamp Life Hours | Quantity of Fixtures/ft2 | Fixture Watts/ft2 | not used | not used | Fixture Cost/ft2 | not used | not used | not used | Labor Cost $/ft2 | Not Used | Not Used | Lamp Cost $/ft2 | Not Used | Not Used | Not Used | Labor Cost/ft2 | Ballast Life Hours | Ballast Cost, $/ft2 | Not Used | Not Used | Labor Cost/ft2 | Not Used | Not Used
Classroom/Lecture/Training | Classroom/Lecture/Training |  | 1.9026
Classroom/Lecture/Training535 |  | 3.1 |  | 535 | Linear Dir/Indir | FL | 32 | 2 |  | 58 | 36000 | 0.026988 | 1.5653 |  |  | 10.0073 |  |  |  | 2.5045 |  |  | 0.18082 |  |  |  | 0.27828 | 50000 | 0.9867 |  |  | 1.5653
Classroom/Lecture/Training537-2 |  | 3.1 |  | 537-2 | Linear WW Open | FL | 32 | 2 |  | 58 | 36000 | 0.005815 | 0.33727 |  |  | 2.2097 |  |  |  | 0.33727 |  |  | 0.03896 |  |  |  | 0.05996 | 50000 | 0.2126 |  |  | 0.33727
Classroom/Lecture/Training0 |  | 3.1 |  | 0 | NA | NA | 0 | 0 |  | 0 | 0 | 0 | 0 |  |  | 0 |  |  |  | 0 |  |  | 0 |  |  |  | 0 | 0 | 0 |  |  | 0
| Conference/Meeting/Multipurpose |  | 1.7667
Conference/Meeting/Multipurpose535 |  | 31 |  | 535 | Linear Dir/Indir | FL | 32 | 2 |  | 58 | 36000 | 0.015559 | 0.90242 |  |  | 5.7692 |  |  |  | 1.4439 |  |  | 0.10424 |  |  |  | 0.16043 | 50000 | 0.56883 |  |  | 0.90242
Conference/Meeting/Multipurpose537-1 |  | 31 |  | 537-1 | Linear WW Open | FL | 32 | 1 |  | 29 | 36000 | 0.017716 | 0.51376 |  |  | 5.7399 |  |  |  | 1.0275 |  |  | 0.059348 |  |  |  | 0.091336 | 50000 | 0.53147 |  |  | 1.0275
Conference/Meeting/Multipurpose511 |  | 31 |  | 511 | Downlight open - flood | PAR | 60 | 1 |  | 60 | 4200 | 0.0058421 | 0.35053 |  |  | 0.21663 |  |  |  | 0.33884 |  |  | 0.1249 |  |  |  | 0.017001 | 0 | 0 |  |  | 0
| Corridor/Transition |  | 0.6795
Corridor/Transition530 |  | 2 |  | 530 | Linear Direct lensed (Acrylic 12 Lens) | FL | 32 | 2 |  | 58 | 36000 | 0.0067381 | 0.39081 |  |  | 0.62664 |  |  |  | 0.62529 |  |  | 0.045145 |  |  |  | 0.069478 | 50000 | 0.24634 |  |  | 0.39081
Corridor/Transition537-2 |  | 2 |  | 537-2 | Linear WW Open | FL | 32 | 2 |  | 58 | 36000 | 0.0049774 | 0.28869 |  |  | 1.8914 |  |  |  | 0.28869 |  |  | 0.033349 |  |  |  | 0.051324 | 50000 | 0.18198 |  |  | 0.28869
Corridor/Transition0 |  | 2 |  | 0 | NA | NA | 0 | 0 |  | 0 | 0 | 0 | 0 |  |  | 0 |  |  |  | 0 |  |  | 0 |  |  |  | 0 | 0 | 0 |  |  | 0
| Dining Area |  | 1.2231
Dining Area531 |  | 6 |  | 531 | Linear Direct w/louver | FL | 32 | 2 |  | 58 | 36000 | 0.016174 | 0.93812 |  |  | 1.852 |  |  |  | 1.4156 |  |  | 0.10837 |  |  |  | 0.16678 | 50000 | 0.59134 |  |  | 0.93812
Dining Area524 |  | 6 |  | 524 | indirect Wall Scounce | CF | 18 | 2 |  | 39 | 10000 | 0.0073072 | 0.28498 |  |  | 0.65524 |  |  |  | 0.42382 |  |  | 0.22945 |  |  |  | 0.042382 | 50000 | 0 |  |  | 0
Dining Area0 |  | 6
| Electrical/Mechanical |  | 2.0385
Electrical/Mechanical538 |  | 4 |  | 538 | Fluorescent Industrial | FL | 32 | 2 |  | 58 | 36000 | 0.035147 | 2.0385 |  |  | 3.0929 |  |  |  | 2.8539 |  |  | 0.23548 |  |  |  | 0.3624 | 50000 | 1.285 |  |  | 2.0385
Electrical/Mechanical0 |  | 4 |  | 0 | NA | NA | 0 | 0 |  | 0 | 0 | 0 | 0 |  |  | 0 |  |  |  | 0 |  |  | 0 |  |  |  | 0 | 0 | 0 |  |  | 0
Electrical/Mechanical0 |  | 4 |  | 0 | NA | NA | 0 | 0 |  | 0 | 0 | 0 | 0 |  |  | 0 |  |  |  | 0 |  |  | 0 |  |  |  | 0 | 0 | 0 |  |  | 0
| Food Preparation |  | 1.6308
Food Preparation530 |  | 8 |  | 530 | Linear Direct lensed (Acrylic 12 Lens) | FL | 32 | 2 |  | 58 | 36000 | 0.028117 | 1.6308 |  |  | 2.6149 |  |  |  | 2.6093 |  |  | 0.18839 |  |  |  | 0.28992 | 50000 | 1.028 |  |  | 1.6308
Food Preparation0 |  | 8 |  | 0 | NA | NA | 0 | 0 |  | 0 | 0 | 0 | 0 |  |  | 0 |  |  |  | 0 |  |  | 0 |  |  |  | 0 | 0 | 0 |  |  | 0
Food Preparation0 |  | 8 |  | 0 | NA | NA | 0 | 0 |  | 0 | 0 | 0 | 0 |  |  | 0 |  |  |  | 0 |  |  | 0 |  |  |  | 0 | 0 | 0 |  |  | 0
| Gymnasium/Fitness-Fitness Area |  | 1.2231
Gymnasium/Fitness-Fitness Area535 |  | 126 |  | 535 | Linear Dir/Indir | FL | 32 | 2 |  | 58 | 36000 | 0.021088 | 1.2231 |  |  | 7.8194 |  |  |  | 1.957 |  |  | 0.14129 |  |  |  | 0.21744 | 50000 | 0.77097 |  |  | 1.2231
Gymnasium/Fitness-Fitness Area0 |  | 126 |  | 0 | NA | NA | 0 | 0 |  | 0 | 0 | 0 | 0 |  |  | 0 |  |  |  | 0 |  |  | 0 |  |  |  | 0 | 0 | 0 |  |  | 0
Gymnasium/Fitness-Fitness Area0 |  | 126 |  | 0 | NA | NA | 0 | 0 |  | 0 | 0 | 0 | 0 |  |  | 0 |  |  |  | 0 |  |  | 0 |  |  |  | 0 | 0 | 0 |  |  | 0
| Highway Lodging Guest Rooms |  | 1.1
Highway Lodging Guest Rooms524 |  | 75.01 |  | 524 | indirect Wall Scounce | CF | 18 | 2 |  | 39 | 10000 | 0.0042947 | 0.16749 |  |  | 0.3851 |  |  |  | 0.24909 |  |  | 0.13485 |  |  |  | 0.024909 | 50000 | 0 |  |  | 0
Highway Lodging Guest Rooms520 |  | 75.01 |  | 520 | Downlight - lensed | CF | 32 | 1 |  | 36 | 17000 | 0.025903 | 0.93251 |  |  | 4.1445 |  |  |  | 1.5024 |  |  | 0.4533 |  |  |  | 0.15024 | 50000 | 0.64758 |  |  | 0
Highway Lodging Guest Rooms0 |  | 75.01 |  | 0 | NA | NA | 0 | 0 |  | 0 | 0 | 0 | 0 |  |  | 0 |  |  |  | 0 |  |  | 0 |  |  |  | 0 | 0 | 0 |  |  | 0
| Hospital - Laundry/Washing |  | 0.8154
Hospital - Laundry-washing530 |  | 82 |  | 530 | Linear Direct lensed (Acrylic 12 Lens) | FL | 32 | 2 |  | 58 | 36000 | 0.014059 | 0.8154 |  |  | 1.3075 |  |  |  | 1.3046 |  |  | 0.094193 |  |  |  | 0.14496 | 50000 | 0.51398 |  |  | 0.8154
Hospital - Laundry-washing0 |  | 82 |  | 0 | NA | NA | 0 | 0 |  | 0 | 0 | 0 | 0 |  |  | 0 |  |  |  | 0 |  |  | 0 |  |  |  | 0 | 0 | 0 |  |  | 0
Hospital - Laundry-washing0 |  | 82 |  | 0 | NA | NA | 0 | 0 |  | 0 | 0 | 0 | 0 |  |  | 0 |  |  |  | 0 |  |  | 0 |  |  |  | 0 | 0 | 0 |  |  | 0
| Library |  | 1.6308
Library535 |  | 19 |  | 535 | Linear Dir/Indir | FL | 32 | 2 |  | 58 | 36000 | 0.014293 | 0.82899 |  |  | 5.2998 |  |  |  | 1.3264 |  |  | 0.095763 |  |  |  | 0.14738 | 50000 | 0.52255 |  |  | 0.82899
Library520 |  | 19 |  | 520 | Downlight - lensed | CF | 32 | 1 |  | 36 | 17000 | 0.009815 | 0.35334 |  |  | 1.5704 |  |  |  | 0.56927 |  |  | 0.17176 |  |  |  | 0.056927 | 50000 | 0.24538 |  |  | 0
Library529 |  | 19 |  | 529 | Task | CF | 13 | 1 |  | 14 | 10000 | 0.031063 | 0.43488 |  |  | 2.4384 |  |  |  | 0.90082 |  |  | 0.38673 |  |  |  | 0.090393 | 50000 | 0.78931 |  |  | 0
| Lobby |  | 1.7667
Lobby534-2 |  | 20.1 |  | 534-2 | Linear Wall Cove | FL | 32 | 1 |  | 29 | 36000 | 0.012221 | 0.3544 |  |  | 4.6438 |  |  |  | 0.66697 |  |  | 0.040939 |  |  |  | 0.063004 | 50000 | 0.36662 |  |  | 0.70879
Lobby523 |  | 20.1 |  | 523 | indirect Pendant | CF | 26 | 2 |  | 56 | 17000 | 0.023062 | 1.2915 |  |  | 7.7257 |  |  |  | 1.3376 |  |  | 0.80716 |  |  |  | 0.06711 | 50000 | 0 |  |  | 0
Lobby521 |  | 20.1 |  | 521 | Downlight open | CF | 32 | 1 |  | 36 | 17000 | 0.0033569 | 0.12085 |  |  | 0.63446 |  |  |  | 0.1947 |  |  | 0.058746 |  |  |  | 0.01947 | 50000 | 0.083923 |  |  | 0.09735
| Lobby - Hotel |  | 1.4949 | [25 empty] | #N/A
Lobby - Hotel535 |  | 79 |  | 535 | Linear Dir/Indir | FL | 32 | 2 |  | 58 | 36000 | 0.000645 | 0.03741 |  |  | 0.23917 |  |  |  | 0.059856 |  |  | 0.0043215 |  |  |  | 0.0066508 | 50000 | 0.023581 |  |  | 0.03741
Lobby - Hotel572 |  | 79 |  | 572 | Downlight open | TH | 75 | 1 |  | 75 | 850 | 0.017393 | 1.3045 |  |  | 0.48526 |  |  |  | 1.0088 |  |  | 0.37186 |  |  |  | 0.40873 | 0 | 0 |  |  | 0
Lobby - Hotel524 |  | 79 |  | 524 | indirect Wall Scounce | CF | 18 | 2 |  | 39 | 10000 | 0.0039238 | 0.15303 |  |  | 0.35185 |  |  |  | 0.22758 |  |  | 0.12321 |  |  |  | 0.022758 | 50000 | 0 |  |  | 0
| Lounge/Recreation - Break room |  | 1.6308
Lounge/Recreation - Breakroom537-1 |  | 9 |  | 537-1 | Linear WW Open | FL | 32 | 1 |  | 29 | 36000 | 0.017722 | 0.51394 |  |  | 5.742 |  |  |  | 1.0279 |  |  | 0.059369 |  |  |  | 0.091369 | 50000 | 0.53167 |  |  | 1.0279
Lounge/Recreation - Breakroom572 |  | 9 |  | 0 | NA | NA | 0 | 0 |  | 0 | 0 | 0 | 0 |  |  | 0 |  |  |  | 0 |  |  | 0 |  |  |  | 0 | 0 | 0 |  |  | 0
Lounge/Recreation - Breakroom521 |  | 9 |  | 521 | Downlight open | CF | 32 | 1 |  | 36 | 17000 | 0.031024 | 1.1169 |  |  | 5.8635 |  |  |  | 1.7994 |  |  | 0.54292 |  |  |  | 0.17994 | 50000 | 0.77559 |  |  | 0.89969
| Office-Enclosed |  | 1.4949
Office-Enclosed535 |  | 25 |  | 535 | Linear Dir/Indir | FL | 32 | 2 |  | 58 | 36000 | 0.018193 | 1.0552 |  |  | 6.7459 |  |  |  | 1.6883 |  |  | 0.12189 |  |  |  | 0.18759 | 50000 | 0.66513 |  |  | 1.0552
Office-Enclosed539 |  | 25 |  | 539 | Task | FL | 15 | 1 |  | 17 | 7500 | 0.0098171 | 0.16689 |  |  | 0.36716 |  |  |  | 0.2847 |  |  | 0.038287 |  |  |  | 0.04565 | 50000 | 0.1237 |  |  | 0.4565
Office-Enclosed537-2 |  | 25 |  | 537-2 | Linear WW Open | FL | 32 | 2 |  | 58 | 36000 | 0.0047038 | 0.27282 |  |  | 1.7875 |  |  |  | 0.27282 |  |  | 0.031516 |  |  |  | 0.048502 | 50000 | 0.17197 |  |  | 0.27282
| Office - Open Plan (Including Other) |  | 1.4949
Office - Open Plan (Including Other)535 |  | 27 |  | 535 | Linear Dir/Indir | FL | 32 | 2 |  | 58 | 36000 | 0.020628 | 1.1964 |  |  | 7.6488 |  |  |  | 1.9143 |  |  | 0.13821 |  |  |  | 0.2127 | 50000 | 0.75415 |  |  | 1.1964
Office - Open Plan (Including Other)539 |  | 27 |  | 539 | Task | FL | 15 | 1 |  | 17 | 7500 | 0.012522 | 0.21288 |  |  | 0.46834 |  |  |  | 0.36315 |  |  | 0.048837 |  |  |  | 0.058229 | 50000 | 0.15778 |  |  | 0.58229
Office - Open Plan (Including Other)524 |  | 27 |  | 524 | indirect Wall Scounce | CF | 18 | 2 |  | 39 | 10000 | 0.0021951 | 0.085608 |  |  | 0.19683 |  |  |  | 0.12731 |  |  | 0.068925 |  |  |  | 0.012731 | 50000 | 0 |  |  | 0
| Restrooms |  | 1.2231
Restrooms521 |  | 12 |  | 521 | Downlight open | CF | 32 | 1 |  | 36 | 17000 | 0.01603 | 0.57709 |  |  | 3.0297 |  |  |  | 0.92976 |  |  | 0.28053 |  |  |  | 0.092976 | 50000 | 0.40076 |  |  | 0.46488
Restrooms537-1 |  | 12 |  | 537-1 | Linear WW Open | FL | 32 | 1 |  | 29 | 36000 | 0.015972 | 0.46319 |  |  | 5.175 |  |  |  | 0.92638 |  |  | 0.053507 |  |  |  | 0.082346 | 50000 | 0.47916 |  |  | 0.92638
Restrooms524 |  | 12 |  | 524 | indirect Wall Scounce | CF | 18 | 2 |  | 39 | 10000 | 0.0046877 | 0.18282 |  |  | 0.42034 |  |  |  | 0.27188 |  |  | 0.14719 |  |  |  | 0.027188 | 50000 | 0 |  |  | 0
| Retail - Sales Area |  | 2.3103
Retail - Sales Area535 |  | 97 |  | 535 | Linear Dir/Indir | FL | 32 | 2 |  | 58 | 36000 | 0.022482 | 1.3039 |  |  | 8.3362 |  |  |  | 2.0863 |  |  | 0.15063 |  |  |  | 0.23181 | 50000 | 0.82193 |  |  | 1.3039
Retail - Sales Area541 |  | 97 |  | 541 | Downlight open - flood | MH | 39 | 1 |  | 44 | 13000 | 0.022872 | 1.0064 |  |  | 5.8735 |  |  |  | 1.3266 |  |  | 1.5267 |  |  |  | 0.35451 | 50000 | 2.7423 |  |  | 1.3266
Retail - Sales Area572 |  | 97 |  | 0 | NA | NA | 0 | 0 |  | 0 | 0 | 0 | 0 |  |  | 0 |  |  |  | 0 |  |  | 0 |  |  |  | 0 | 0 | 0 |  |  | 0
| Stairway |  | 0.8154
Stairway530 |  | 11 |  | 530 | Linear Direct lensed (Acrylic 12 Lens) | FL | 32 | 2 |  | 58 | 36000 | 0.014059 | 0.8154 |  |  | 1.3075 |  |  |  | 1.3046 |  |  | 0.094193 |  |  |  | 0.14496 | 50000 | 0.51398 |  |  | 0.8154
Stairway0 |  | 11 |  | 0 | NA | NA | 0 | 0 |  | 0 | 0 | 0 | 0 |  |  | 0 |  |  |  | 0 |  |  | 0 |  |  |  | 0 | 0 | 0 |  |  | 0
Stairway0 |  | 11 |  | 0 | NA | NA | 0 | 0 |  | 0 | 0 | 0 | 0 |  |  | 0 |  |  |  | 0 |  |  | 0 |  |  |  | 0 | 0 | 0 |  |  | 0
| Storage |  | 1.0872
Storage530 |  | 41 |  | 530 | Linear Direct lensed (Acrylic 12 Lens) | FL | 32 | 2 |  | 58 | 36000 | 0.018745 | 1.0872 |  |  | 1.7433 |  |  |  | 1.7395 |  |  | 0.12559 |  |  |  | 0.19328 | 50000 | 0.68531 |  |  | 1.0872
Storage553 |  | 41 |  | 0 | NA | NA | 0 | 0 |  | 0 | 0 | 0 | 0 |  |  | 0 |  |  |  | 0 |  |  | 0 |  |  |  | 0 | 0 | 0 |  |  | 0
Storage0 |  | 41 |  | 0 | NA | NA | 0 | 0 |  | 0 | 0 | 0 | 0 |  |  | 0 |  |  |  | 0 |  |  | 0 |  |  |  | 0 | 0 | 0 |  |  | 0
1 FL linear fluorescent, CF compact fluorescent, MH metal halide
Interior Lighting Costs by Space Type, 2012
| Space Type Lighting Descriptions and Cost Parameters | [18 empty] | New Construction Cost |  |  | Lamp Replacement Cost |  |  |  |  | Ballast Replacement Cost
IECC 2012 Lookup Values | 2012 Space Types | Model Number | Lighting Power Allowance, LPD, W/ft2 | Fixtures - ID Number | Fixture type | Lamp Type | Lamp Wattage | Number of Lamps |  | Fixture Watts | Lamp Life, Hours | Quantity of Fixtures/ft2 | Fixture Watts/ft2 |  |  | Fixture Cost only, $/ft2 | not used | not used | not used | Labor Cost $/ft2 |  |  | Lamp Cost, $/ft2 | Labor Crew Type |  |  | Labor Cost/ft2 | Ballast Life Hours | Ballast Cost, $/ft2 | Not Used | Not Used | Labor Cost/ft2
Classroom/Lecture/Training | Classroom/Lecture/Training |  | 1.4 | [24 empty] | 0 | #N/A |  |  | 0
Classroom/Lecture/Training535 |  | 3.1 |  | 535 | Linear Dir/Indir | FL | 32 | #N/A |  | #N/A | #N/A | #N/A | 1.0435 |  |  | #N/A |  |  |  | #N/A |  |  | #N/A |  |  |  | #N/A | #N/A | #N/A |  |  | #N/A
Classroom/Lecture/Training521 |  | 3.1 |  | 521 | Downlight open | CF | 32 | #N/A |  | #N/A | #N/A | #N/A | 0.17392 |  |  | #N/A |  |  |  | #N/A |  |  | #N/A |  |  |  | #N/A | #N/A | #N/A |  |  | #N/A
Classroom/Lecture/Training0 |  | 3.1 |  | 0 | NA | NA | 0 | 0 |  | 0 | 0 | 0 | 0 |  |  | #N/A |  |  |  | #N/A |  |  | #N/A |  |  |  | #N/A | #N/A | 0 |  |  | 0
Classroom/Lecture/Training537-1 |  | 3.1 |  | 537-1 | Linear WW Open | FL | 32 | #N/A |  | #N/A | #N/A | #N/A | 0.18256 |  |  | #N/A |  |  |  | #N/A |  |  | #N/A |  |  |  | #N/A | #N/A | #N/A |  |  | #N/A
| Conference/Meeting/Multipurpose |  | 1.3887
Conference/Meeting/Multipurpose535 |  | 31 |  | 535 | Linear Dir/Indir | FL | 32 | #N/A |  | #N/A | #N/A | #N/A | 0.68226 |  |  | #N/A |  |  |  | #N/A |  |  | #N/A |  |  |  | #N/A | #N/A | #N/A |  |  | #N/A
Conference/Meeting/Multipurpose511 |  | 31 |  | 511 | Downlight open - flood | PAR | 60 | #N/A |  | #N/A | #N/A | #N/A | 0.49352 |  |  | #N/A |  |  |  | #N/A |  |  | #N/A |  |  |  | #N/A | #N/A | #N/A |  |  | #N/A
Conference/Meeting/Multipurpose0 |  | 31 |  | 0 | NA | NA | 0 | 0 |  | 0 | 0 | 0 | 0 |  |  | #N/A |  |  |  | #N/A |  |  | #N/A |  |  |  | #N/A | #N/A | 0 |  |  | 0
Conference/Meeting/Multipurpose527-1 |  | 31 |  | 527-1 | WW Open | CF | 18 | #N/A |  | #N/A | #N/A | #N/A | 0.21289 |  |  | #N/A |  |  |  | #N/A |  |  | #N/A |  |  |  | #N/A | #N/A | #N/A |  |  | #N/A
| Corridor/Transition |  | 0.74514
Corridor/Transition521 |  | 2 |  | 521 | Downlight open | CF | 32 | #N/A |  | #N/A | #N/A | #N/A | 0.74514 |  |  | #N/A |  |  |  | #N/A |  |  | #N/A |  |  |  | #N/A | #N/A | #N/A |  |  | #N/A
Corridor/Transition0 |  | 2 |  | 0 | NA | NA | 0 | 0 |  | 0 | 0 | 0 | 0 |  |  | #N/A |  |  |  | #N/A |  |  | #N/A |  |  |  | #N/A | #N/A | 0 |  |  | 0
Corridor/Transition0 |  | 2 |  | 0 | NA | NA | 0 | 0 |  | 0 | 0 | 0 | 0 |  |  | #N/A |  |  |  | #N/A |  |  | #N/A |  |  |  | #N/A | #N/A | 0 |  |  | 0
Corridor/Transition527-2 |  | 2 |  | 0 | NA | NA | 0 | 0 |  | 0 | 0 | 0 | 1.1369e-07 |  |  | #N/A |  |  |  | #N/A |  |  | #N/A |  |  |  | #N/A | #N/A | 0 |  |  | 0
| Dining Area |  | 0.73385
Dining Area535 |  | 6 |  | 535 | Linear Dir/Indir | FL | 32 | #N/A |  | #N/A | #N/A | #N/A | 0.27086 |  |  | #N/A |  |  |  | #N/A |  |  | #N/A |  |  |  | #N/A | #N/A | #N/A |  |  | #N/A
Dining Area521 |  | 6 |  | 521 | Downlight open | CF | 32 | #N/A |  | #N/A | #N/A | #N/A | 0.13283 |  |  | #N/A |  |  |  | #N/A |  |  | #N/A |  |  |  | #N/A | #N/A | #N/A |  |  | #N/A
Dining Area0 |  | 6 |  | 0 | NA | NA | 0 | 0 |  | 0 | 0 | 0 | 0 |  |  | #N/A |  |  |  | #N/A |  |  | #N/A |  |  |  | #N/A | #N/A | 0 |  |  | 0
Dining Area537-1 |  | 6 |  | 537-1 | Linear WW Open | FL | 32 | #N/A |  | #N/A | #N/A | #N/A | 0.33015 |  |  | #N/A |  |  |  | #N/A |  |  | #N/A |  |  |  | #N/A | #N/A | #N/A |  |  | #N/A
| Electrical/Mechanical |  | 1.0725
Electrical/Mechanical538 |  | 4 |  | 538 | Fluorescent Industrial | FL | 32 | #N/A |  | #N/A | #N/A | #N/A | 1.0725 |  |  | #N/A |  |  |  | #N/A |  |  | #N/A |  |  |  | #N/A | #N/A | #N/A |  |  | #N/A
Electrical/Mechanical0 |  | 4 |  | 0 | NA | NA | 0 | 0 |  | 0 | 0 | 0 | 0 |  |  | #N/A |  |  |  | #N/A |  |  | #N/A |  |  |  | #N/A | #N/A | 0 |  |  | 0
Electrical/Mechanical0 |  | 4 |  | 0 | NA | NA | 0 | 0 |  | 0 | 0 | 0 | 0 |  |  | #N/A |  |  |  | #N/A |  |  | #N/A |  |  |  | #N/A | #N/A | 0 |  |  | 0
Electrical/Mechanical0 |  | 4 |  | 0 | NA | NA | 0 | 0 |  | 0 | 0 | 0 | 1.127e-07 |  |  | #N/A |  |  |  | #N/A |  |  | #N/A |  |  |  | #N/A | #N/A | 0 |  |  | 0
| Food Preparation |  | 1.1177
Food Preparation530 |  | 8 |  | 530 | Linear Direct lensed (Acrylic 12 Lens) | FL | 32 | #N/A |  | #N/A | #N/A | #N/A | 1.1177 |  |  | #N/A |  |  |  | #N/A |  |  | #N/A |  |  |  | #N/A | #N/A | #N/A |  |  | #N/A
Food Preparation0 |  | 8 |  | 0 | NA | NA | 0 | 0 |  | 0 | 0 | 0 | 0 |  |  | #N/A |  |  |  | #N/A |  |  | #N/A |  |  |  | #N/A | #N/A | 0 |  |  | 0
Food Preparation0 |  | 8 |  | 0 | NA | NA | 0 | 0 |  | 0 | 0 | 0 | 0 |  |  | #N/A |  |  |  | #N/A |  |  | #N/A |  |  |  | #N/A | #N/A | 0 |  |  | 0
Food Preparation0 |  | 8 |  | 0 | NA | NA | 0 | 0 |  | 0 | 0 | 0 | 1.1283e-07 |  |  | #N/A |  |  |  | #N/A |  |  | #N/A |  |  |  | #N/A | #N/A | 0 |  |  | 0
| Gymnasium/Fitness-Fitness Area |  | 0.81288
Gymnasium/Fitness-Fitness Area535 |  | 126 |  | 535 | Linear Dir/Indir | FL | 32 | #N/A |  | #N/A | #N/A | #N/A | 0.81288 |  |  | #N/A |  |  |  | #N/A |  |  | #N/A |  |  |  | #N/A | #N/A | #N/A |  |  | #N/A
Gymnasium/Fitness-Fitness Area0 |  | 126 |  | 0 | NA | NA | 0 | 0 |  | 0 | 0 | 0 | 0 |  |  | #N/A |  |  |  | #N/A |  |  | #N/A |  |  |  | #N/A | #N/A | 0 |  |  | 0
Gymnasium/Fitness-Fitness Area0 |  | 126 |  | 0 | NA | NA | 0 | 0 |  | 0 | 0 | 0 | 0 |  |  | #N/A |  |  |  | #N/A |  |  | #N/A |  |  |  | #N/A | #N/A | 0 |  |  | 0
Gymnasium/Fitness-Fitness Area0 |  | 126 |  | 0 | NA | NA | 0 | 0 |  | 0 | 0 | 0 | 1.1241e-07 |  |  | #N/A |  |  |  | #N/A |  |  | #N/A |  |  |  | #N/A | #N/A | 0 |  |  | 0
| Highway Lodging Guest Rooms |  | 0.75
Highway Lodging Guest Rooms529 |  | 75.01 |  | 529 | Task | CF | 13 | #N/A |  | #N/A | #N/A | #N/A | 0.42392 |  |  | #N/A |  |  |  | #N/A |  |  | #N/A |  |  |  | #N/A | #N/A | #N/A |  |  | #N/A
Highway Lodging Guest Rooms520 |  | 75.01 |  | 520 | Downlight - lensed | CF | 32 | #N/A |  | #N/A | #N/A | #N/A | 0.32608 |  |  | #N/A |  |  |  | #N/A |  |  | #N/A |  |  |  | #N/A | #N/A | #N/A |  |  | #N/A
Highway Lodging Guest Rooms0 |  | 75.01 |  | 0 | NA | NA | 0 | 0 |  | 0 | 0 | 0 | 0 |  |  | #N/A |  |  |  | #N/A |  |  | #N/A |  |  |  | #N/A | #N/A | 0 |  |  | 0
Highway Lodging Guest Rooms0 |  | 75.01 |  | 0 | NA | NA | 0 | 0 |  | 0 | 0 | 0 | 9.9676e-08 |  |  | #N/A |  |  |  | #N/A |  |  | #N/A |  |  |  | #N/A | #N/A | 0 |  |  | 0
| Hospital - Laundry/Washing |  | 0.6774
Hospital - Laundry-washing530 |  | 82 |  | 530 | Linear Direct lensed (Acrylic 12 Lens) | FL | 32 | #N/A |  | #N/A | #N/A | #N/A | 0.6774 |  |  | #N/A |  |  |  | #N/A |  |  | #N/A |  |  |  | #N/A | #N/A | #N/A |  |  | #N/A
Hospital - Laundry-washing0 |  | 82 |  | 0 | NA | NA | 0 | 0 |  | 0 | 0 | 0 | 0 |  |  | #N/A |  |  |  | #N/A |  |  | #N/A |  |  |  | #N/A | #N/A | 0 |  |  | 0
Hospital - Laundry-washing0 |  | 82 |  | 0 | NA | NA | 0 | 0 |  | 0 | 0 | 0 | 0 |  |  | #N/A |  |  |  | #N/A |  |  | #N/A |  |  |  | #N/A | #N/A | 0 |  |  | 0
Hospital - Laundry-washing0 |  | 82 |  | 0 | NA | NA | 0 | 0 |  | 0 | 0 | 0 | 1.1377e-07 |  |  | #N/A |  |  |  | #N/A |  |  | #N/A |  |  |  | #N/A | #N/A | 0 |  |  | 0
| Library |  | 1.05
Library535 |  | 19 |  | 535 | Linear Dir/Indir | FL | 32 | #N/A |  | #N/A | #N/A | #N/A | 0.44344 |  |  | #N/A |  |  |  | #N/A |  |  | #N/A |  |  |  | #N/A | #N/A | #N/A |  |  | #N/A
Library520 |  | 19 |  | 520 | Downlight - lensed | CF | 32 | #N/A |  | #N/A | #N/A | #N/A | 0.60653 |  |  | #N/A |  |  |  | #N/A |  |  | #N/A |  |  |  | #N/A | #N/A | #N/A |  |  | #N/A
Library0 |  | 19 |  | 0 | NA | NA | 0 | 0 |  | 0 | 0 | 0 | 0 |  |  | #N/A |  |  |  | #N/A |  |  | #N/A |  |  |  | #N/A | #N/A | 0 |  |  | 0
Library0 |  | 19 |  | 0 | NA | NA | 0 | 0 |  | 0 | 0 | 0 | 1.1276e-07 |  |  | #N/A |  |  |  | #N/A |  |  | #N/A |  |  |  | #N/A | #N/A | 0 |  |  | 0
| Lounge/Recreation - Break room |  | 0.82417
Lounge/Recreation - Breakroom521 |  | 9 |  | 521 | Downlight open | CF | 32 | #N/A |  | #N/A | #N/A | #N/A | 0.4912 |  |  | #N/A |  |  |  | #N/A |  |  | #N/A |  |  |  | #N/A | #N/A | #N/A |  |  | #N/A
Lounge/Recreation - Breakroom0 |  | 9 |  | 0 | NA | NA | 0 | 0 |  | 0 | 0 | 0 | 0 |  |  | #N/A |  |  |  | #N/A |  |  | #N/A |  |  |  | #N/A | #N/A | 0 |  |  | 0
Lounge/Recreation - Breakroom0 |  | 9 |  | 0 | NA | NA | 0 | 0 |  | 0 | 0 | 0 | 0 |  |  | #N/A |  |  |  | #N/A |  |  | #N/A |  |  |  | #N/A | #N/A | 0 |  |  | 0
Lounge/Recreation - Breakroom527-2 |  | 9 |  | 527-2 | WW Open | CF | 42 | #N/A |  | #N/A | #N/A | #N/A | 0.33297 |  |  | #N/A |  |  |  | #N/A |  |  | #N/A |  |  |  | #N/A | #N/A | #N/A |  |  | #N/A
| Lobby |  | 1.0161
Lobby523 |  | 20.1 |  | 523 | indirect Pendant | CF | 26 | #N/A |  | #N/A | #N/A | #N/A | 0.56675 |  |  | #N/A |  |  |  | #N/A |  |  | #N/A |  |  |  | #N/A | #N/A | #N/A |  |  | #N/A
Lobby521 |  | 20.1 |  | 521 | Downlight open | CF | 32 | #N/A |  | #N/A | #N/A | #N/A | 0.26711 |  |  | #N/A |  |  |  | #N/A |  |  | #N/A |  |  |  | #N/A | #N/A | #N/A |  |  | #N/A
Lobby0 |  | 20.1 |  | 0 | NA | NA | 0 | 0 |  | 0 | 0 | 0 | 0 |  |  | #N/A |  |  |  | #N/A |  |  | #N/A |  |  |  | #N/A | #N/A | 0 |  |  | 0
Lobby534-2 |  | 20.1 |  | 534-2 | Linear Wall Cove | FL | 32 | #N/A |  | #N/A | #N/A | #N/A | 0.18224 |  |  | #N/A |  |  |  | #N/A |  |  | #N/A |  |  |  | #N/A | #N/A | #N/A |  |  | #N/A
| Office-Enclosed |  | 1.2532
Office-Enclosed531 |  | 25 |  | 531 | Linear Direct w/louver | FL | 32 | #N/A |  | #N/A | #N/A | #N/A | 0.76213 |  |  | #N/A |  |  |  | #N/A |  |  | #N/A |  |  |  | #N/A | #N/A | #N/A |  |  | #N/A
Office-Enclosed539 |  | 25 |  | 539 | Task | FL | 15 | #N/A |  | #N/A | #N/A | #N/A | 0.21026 |  |  | #N/A |  |  |  | #N/A |  |  | #N/A |  |  |  | #N/A | #N/A | #N/A |  |  | #N/A
Office-Enclosed0 |  | 25 |  | 0 | NA | NA | 0 | 0 |  | 0 | 0 | 0 | 0 |  |  | #N/A |  |  |  | #N/A |  |  | #N/A |  |  |  | #N/A | #N/A | 0 |  |  | 0
Office-Enclosed537-1 |  | 25 |  | 537-1 | Linear WW Open | FL | 32 | #N/A |  | #N/A | #N/A | #N/A | 0.2808 |  |  | #N/A |  |  |  | #N/A |  |  | #N/A |  |  |  | #N/A | #N/A | #N/A |  |  | #N/A
| Office - Open Plan (Including Other) |  | 1.1064
Office - Open Plan (Including Other)535 |  | 27 |  | 535 | Linear Dir/Indir | FL | 32 | #N/A |  | #N/A | #N/A | #N/A | 0.81507 |  |  | #N/A |  |  |  | #N/A |  |  | #N/A |  |  |  | #N/A | #N/A | #N/A |  |  | #N/A
Office - Open Plan (Including Other)539 |  | 27 |  | 539 | Task | FL | 15 | #N/A |  | #N/A | #N/A | #N/A | 0.10954 |  |  | #N/A |  |  |  | #N/A |  |  | #N/A |  |  |  | #N/A | #N/A | #N/A |  |  | #N/A
Office - Open Plan (Including Other)0 |  | 27 |  | 0 | NA | NA | 0 | 0 |  | 0 | 0 | 0 | 0 |  |  | #N/A |  |  |  | #N/A |  |  | #N/A |  |  |  | #N/A | #N/A | 0 |  |  | 0
Office - Open Plan (Including Other)537-1 |  | 27 |  | 537-1 | Linear WW Open | FL | 32 | #N/A |  | #N/A | #N/A | #N/A | 0.18181 |  |  | #N/A |  |  |  | #N/A |  |  | #N/A |  |  |  | #N/A | #N/A | #N/A |  |  | #N/A
| Restrooms |  | 1.1064
Restrooms604 |  | 12 |  | 604 | Wall Mounted Linear Direct/Indirect | FL | 32 | #N/A |  | #N/A | #N/A | #N/A | 0.32558 |  |  | #N/A |  |  |  | #N/A |  |  | #N/A |  |  |  | #N/A | #N/A | #N/A |  |  | #N/A
Restrooms520 |  | 12 |  | 520 | Downlight - lensed | CF | 32 | #N/A |  | #N/A | #N/A | #N/A | 0.50218 |  |  | #N/A |  |  |  | #N/A |  |  | #N/A |  |  |  | #N/A | #N/A | #N/A |  |  | #N/A
Restrooms0 |  | 12 |  | 0 | NA | NA | 0 | 0 |  | 0 | 0 | 0 | 0 |  |  | #N/A |  |  |  | #N/A |  |  | #N/A |  |  |  | #N/A | #N/A | 0 |  |  | 0
Restrooms534-2 |  | 12 |  | 534-2 | Linear Wall Cove | FL | 32 | #N/A |  | #N/A | #N/A | #N/A | 0.27866 |  |  | #N/A |  |  |  | #N/A |  |  | #N/A |  |  |  | #N/A | #N/A | #N/A |  |  | #N/A
| Retail - Sales Area |  | 1.8967
Retail - Sales Area535 |  | 97 |  | 535 | Linear Dir/Indir | FL | 32 | #N/A |  | #N/A | #N/A | #N/A | 1.1489 |  |  | #N/A |  |  |  | #N/A |  |  | #N/A |  |  |  | #N/A | #N/A | #N/A |  |  | #N/A
Retail - Sales Area541 |  | 97 |  | 541 | Downlight open - flood |  | 39 | #N/A |  | #N/A | #N/A | #N/A | 0.56902 |  |  | #N/A |  |  |  | #N/A |  |  | #N/A |  |  |  | #N/A | #N/A | #N/A |  |  | #N/A
Retail - Sales Area0 |  | 97 |  | 0 | NA | NA | 0 | 0 |  | 0 | 0 | 0 | 0 |  |  | #N/A |  |  |  | #N/A |  |  | #N/A |  |  |  | #N/A | #N/A | 0 |  |  | 0
Retail - Sales Area537-1 |  | 97 |  | 537-1 | Linear WW Open | FL | 32 | #N/A |  | #N/A | #N/A | #N/A | 0.1788 |  |  | #N/A |  |  |  | #N/A |  |  | #N/A |  |  |  | #N/A | #N/A | #N/A |  |  | #N/A
| Stairway |  | 0.77901
Stairway530 |  | 11 |  | 530 | Linear Direct lensed (Acrylic 12 Lens) | FL | 32 | #N/A |  | #N/A | #N/A | #N/A | 0.42028 |  |  | #N/A |  |  |  | #N/A |  |  | #N/A |  |  |  | #N/A | #N/A | #N/A |  |  | #N/A
Stairway602 |  | 11 |  | 602 | Wall Mounted Linear Indirect | FL | 32 | #N/A |  | #N/A | #N/A | #N/A | 0.35873 |  |  | #N/A |  |  |  | #N/A |  |  | #N/A |  |  |  | #N/A | #N/A | #N/A |  |  | #N/A
Stairway0 |  | 11 |  | 0 | NA | NA | 0 | 0 |  | 0 | 0 | 0 | 0 |  |  | #N/A |  |  |  | #N/A |  |  | #N/A |  |  |  | #N/A | #N/A | 0 |  |  | 0
Stairway0 |  | 11 |  | 0 | NA | NA | 0 | 0 |  | 0 | 0 | 0 | 1.1282e-07 |  |  | #N/A |  |  |  | #N/A |  |  | #N/A |  |  |  | #N/A | #N/A | 0 |  |  | 0
| Storage |  | 0.71127
Storage538 |  | 41 |  | 538 | Fluorescent Industrial | FL | 32 | #N/A |  | #N/A | #N/A | #N/A | 0.71127 |  |  | #N/A |  |  |  | #N/A |  |  | #N/A |  |  |  | #N/A | #N/A | #N/A |  |  | #N/A
Storage0 |  | 41 |  | 0 | NA | NA | 0 | 0 |  | 0 | 0 | 0 | 0 |  |  | #N/A |  |  |  | #N/A |  |  | #N/A |  |  |  | #N/A | #N/A | 0 |  |  | 0
Storage0 |  | 41 |  | 0 | NA | NA | 0 | 0 |  | 0 | 0 | 0 | 0 |  |  | #N/A |  |  |  | #N/A |  |  | #N/A |  |  |  | #N/A | #N/A | 0 |  |  | 0
Storage0 |  | 41 |  | 0 | NA | NA | 0 | 0 |  | 0 | 0 | 0 | 1.1211e-07 |  |  | #N/A |  |  |  | #N/A |  |  | #N/A |  |  |  | #N/A | #N/A | 0 |  |  | 0
| Lobby - Hotel |  | 1.1967
Lobby - Hotel572 |  | 79 |  | 572 | Downlight open | TH | 75 | #N/A |  | #N/A | #N/A | #N/A | 1.0148 |  |  | #N/A |  |  |  | #N/A |  |  | #N/A |  |  |  | #N/A | #N/A | #N/A |  |  | #N/A
Lobby - Hotel0 |  | 79 |  | 0 | NA | NA | 0 | 0 |  | 0 | 0 | 0 | 0 |  |  | #N/A |  |  |  | #N/A |  |  | #N/A |  |  |  | #N/A | #N/A | 0 |  |  | 0
Lobby - Hotel0 |  | 79 |  | 0 | NA | NA | 0 | 0 |  | 0 | 0 | 0 | 0 |  |  | #N/A |  |  |  | #N/A |  |  | #N/A |  |  |  | #N/A | #N/A | 0 |  |  | 0
Lobby - Hotel527-1 |  | 79 |  | 527-1 | WW Open | CF | 18 | #N/A |  | #N/A | #N/A | #N/A | 0.18189 |  |  | #N/A |  |  |  | #N/A |  |  | #N/A |  |  |  | #N/A | #N/A | #N/A |  |  | #N/A
1 FL linear fluorescent, CF compact fluorescent, MH metal halide

## Int Ltg LPD Space Types MA (hidden)
| IECC Cost Effectiveness - Interior Lighting Power Density - Fixture Costs per Square Foot for Each Space Type - Mid-rise Apartment | [18 empty] | MID-RISE APT.
Adjustment Factors for LPD
| Interior lighting costs by space type and fixture type IECC 2009, North Carolina Base Code, and IECC 2012 tables. | [18 empty] | 2009 | 1.106
| 90.1-07 and 2010 in Int Ltg LPD Space Types 90_1 (same for all prototypes). Values come from "Int Ltg Comp" worksheet in this workbook. | [18 empty] | N. Carolina | 0.838
[20 empty] | 2012 | 0.782
Interior Lighting Costs by Space Type, 2009
1 | 2 | 3 | 4 | 5 | 6 | 7 | 8 | 9 | 10 | 11 | 12 | 13 | 14 | 15 | 16 | 17 | 18 | 19 | 20 | 21 | 22 | 23 | 24 | 25 | 26 | 27 | 28 | 31 | 32 | 33 | 34 | 35
| Space Type Lighting Descriptions and Cost Parameters | [14 empty] | New Construction Cost | [6 empty] | Lamp Replacement Cost |  |  |  |  | Ballast Replacement Cost
IECC 2009 Lookup Values | 2009 Space Types | 90.1 Lighting Subcommittee Model Number | Space Type Lighting Power Allowance W/ft2 | Fixture ID Number | Fixture Type | Lamp Type1 | Lamp Wattage | Number of Lamps | Not Used | Fixture Watts | Lamp Life Hours | Quantity of Fixtures/ft2 | Fixture Watts/ft2 | not used | not used | Fixture Cost/ft2 | not used | not used | not used | Labor Cost $/ft2 | Not Used | Not Used | Lamp Cost $/ft2 | Not Used | Not Used | Not Used | Labor Cost/ft2 | Ballast Life Hours | Ballast Cost, $/ft2 | Not Used | Not Used | Labor Cost/ft2 | Not Used | Not Used
Classroom/Lecture/Training | Classroom/Lecture/Training |  | 1.5484
Classroom/Lecture/Training535 |  | 3.1 |  | 535 | Linear Dir/Indir | FL | 32 | 2 |  | 58 | 36000 | 0.021964 | 1.2739 |  |  | 8.1443 |  |  |  | 2.0383 |  |  | 0.14716 |  |  |  | 0.22648 | 50000 | 0.80301 |  |  | 1.2739
Classroom/Lecture/Training537-2 |  | 3.1 |  | 537-2 | Linear WW Open | FL | 32 | 2 |  | 58 | 36000 | 0.0047324 | 0.27448 |  |  | 1.7983 |  |  |  | 0.27448 |  |  | 0.031707 |  |  |  | 0.048797 | 50000 | 0.17302 |  |  | 0.27448
Classroom/Lecture/Training0 |  | 3.1 |  | 0 | NA | NA | 0 | 0 |  | 0 | 0 | 0 | 0 |  |  | 0 |  |  |  | 0 |  |  | 0 |  |  |  | 0 | 0 | 0 |  |  | 0
| Conference/Meeting/Multipurpose |  | 1.4378
Conference/Meeting/Multipurpose535 |  | 31 |  | 535 | Linear Dir/Indir | FL | 32 | 2 |  | 58 | 36000 | 0.012662 | 0.73442 |  |  | 4.6952 |  |  |  | 1.1751 |  |  | 0.084838 |  |  |  | 0.13056 | 50000 | 0.46294 |  |  | 0.73442
Conference/Meeting/Multipurpose537-1 |  | 31 |  | 537-1 | Linear WW Open | FL | 32 | 1 |  | 29 | 36000 | 0.014418 | 0.41811 |  |  | 4.6713 |  |  |  | 0.83623 |  |  | 0.048299 |  |  |  | 0.074332 | 50000 | 0.43253 |  |  | 0.83623
Conference/Meeting/Multipurpose511 |  | 31 |  | 511 | Downlight open - flood | PAR | 60 | 1 |  | 60 | 4200 | 0.0047545 | 0.28527 |  |  | 0.1763 |  |  |  | 0.27576 |  |  | 0.10165 |  |  |  | 0.013836 | 0 | 0 |  |  | 0
| Corridor/Transition |  | 0.553
Corridor/Transition530 |  | 2 |  | 530 | Linear Direct lensed (Acrylic 12 Lens) | FL | 32 | 2 |  | 58 | 36000 | 0.0054837 | 0.31805 |  |  | 0.50998 |  |  |  | 0.50888 |  |  | 0.036741 |  |  |  | 0.056543 | 50000 | 0.20048 |  |  | 0.31805
Corridor/Transition537-2 |  | 2 |  | 537-2 | Linear WW Open | FL | 32 | 2 |  | 58 | 36000 | 0.0040508 | 0.23495 |  |  | 1.5393 |  |  |  | 0.23495 |  |  | 0.02714 |  |  |  | 0.041769 | 50000 | 0.1481 |  |  | 0.23495
Corridor/Transition0 |  | 2 |  | 0 | NA | NA | 0 | 0 |  | 0 | 0 | 0 | 0 |  |  | 0 |  |  |  | 0 |  |  | 0 |  |  |  | 0 | 0 | 0 |  |  | 0
| Dining Area |  | 0.9954
Dining Area531 |  | 6 |  | 531 | Linear Direct w/louver | FL | 32 | 2 |  | 58 | 36000 | 0.013163 | 0.76347 |  |  | 1.5072 |  |  |  | 1.1521 |  |  | 0.088194 |  |  |  | 0.13573 | 50000 | 0.48125 |  |  | 0.76347
Dining Area524 |  | 6 |  | 524 | indirect Wall Scounce | CF | 18 | 2 |  | 39 | 10000 | 0.0059469 | 0.23193 |  |  | 0.53326 |  |  |  | 0.34492 |  |  | 0.18673 |  |  |  | 0.034492 | 50000 | 0 |  |  | 0
Dining Area0 |  | 6
| Electrical/Mechanical |  | 1.659
Electrical/Mechanical538 |  | 4 |  | 538 | Fluorescent Industrial | FL | 32 | 2 |  | 58 | 36000 | 0.028603 | 1.659 |  |  | 2.5171 |  |  |  | 2.3226 |  |  | 0.19164 |  |  |  | 0.29494 | 50000 | 1.0457 |  |  | 1.659
Electrical/Mechanical0 |  | 4 |  | 0 | NA | NA | 0 | 0 |  | 0 | 0 | 0 | 0 |  |  | 0 |  |  |  | 0 |  |  | 0 |  |  |  | 0 | 0 | 0 |  |  | 0
Electrical/Mechanical0 |  | 4 |  | 0 | NA | NA | 0 | 0 |  | 0 | 0 | 0 | 0 |  |  | 0 |  |  |  | 0 |  |  | 0 |  |  |  | 0 | 0 | 0 |  |  | 0
| Food Preparation |  | 1.3272
Food Preparation530 |  | 8 |  | 530 | Linear Direct lensed (Acrylic 12 Lens) | FL | 32 | 2 |  | 58 | 36000 | 0.022883 | 1.3272 |  |  | 2.1281 |  |  |  | 2.1235 |  |  | 0.15331 |  |  |  | 0.23595 | 50000 | 0.83659 |  |  | 1.3272
Food Preparation0 |  | 8 |  | 0 | NA | NA | 0 | 0 |  | 0 | 0 | 0 | 0 |  |  | 0 |  |  |  | 0 |  |  | 0 |  |  |  | 0 | 0 | 0 |  |  | 0
Food Preparation0 |  | 8 |  | 0 | NA | NA | 0 | 0 |  | 0 | 0 | 0 | 0 |  |  | 0 |  |  |  | 0 |  |  | 0 |  |  |  | 0 | 0 | 0 |  |  | 0
| Gymnasium/Fitness-Fitness Area |  | 0.9954
Gymnasium/Fitness-Fitness Area535 |  | 126 |  | 535 | Linear Dir/Indir | FL | 32 | 2 |  | 58 | 36000 | 0.017162 | 0.9954 |  |  | 6.3637 |  |  |  | 1.5926 |  |  | 0.11499 |  |  |  | 0.17696 | 50000 | 0.62745 |  |  | 0.9954
Gymnasium/Fitness-Fitness Area0 |  | 126 |  | 0 | NA | NA | 0 | 0 |  | 0 | 0 | 0 | 0 |  |  | 0 |  |  |  | 0 |  |  | 0 |  |  |  | 0 | 0 | 0 |  |  | 0
Gymnasium/Fitness-Fitness Area0 |  | 126 |  | 0 | NA | NA | 0 | 0 |  | 0 | 0 | 0 | 0 |  |  | 0 |  |  |  | 0 |  |  | 0 |  |  |  | 0 | 0 | 0 |  |  | 0
| Highway Lodging Guest Rooms |  | 1.2166
Highway Lodging Guest Rooms524 |  | 75.01 |  | 524 | indirect Wall Scounce | CF | 18 | 2 |  | 39 | 10000 | 0.0047499 | 0.18525 |  |  | 0.42592 |  |  |  | 0.27549 |  |  | 0.14915 |  |  |  | 0.027549 | 50000 | 0 |  |  | 0
Highway Lodging Guest Rooms520 |  | 75.01 |  | 520 | Downlight - lensed | CF | 32 | 1 |  | 36 | 17000 | 0.028649 | 1.0314 |  |  | 4.5838 |  |  |  | 1.6616 |  |  | 0.50135 |  |  |  | 0.16616 | 50000 | 0.71622 |  |  | 0
Highway Lodging Guest Rooms0 |  | 75.01 |  | 0 | NA | NA | 0 | 0 |  | 0 | 0 | 0 | 0 |  |  | 0 |  |  |  | 0 |  |  | 0 |  |  |  | 0 | 0 | 0 |  |  | 0
| Hospital - Laundry/Washing |  | 0.6636
Hospital - Laundry-washing530 |  | 82 |  | 530 | Linear Direct lensed (Acrylic 12 Lens) | FL | 32 | 2 |  | 58 | 36000 | 0.011441 | 0.6636 |  |  | 1.064 |  |  |  | 1.0618 |  |  | 0.076657 |  |  |  | 0.11797 | 50000 | 0.4183 |  |  | 0.6636
Hospital - Laundry-washing0 |  | 82 |  | 0 | NA | NA | 0 | 0 |  | 0 | 0 | 0 | 0 |  |  | 0 |  |  |  | 0 |  |  | 0 |  |  |  | 0 | 0 | 0 |  |  | 0
Hospital - Laundry-washing0 |  | 82 |  | 0 | NA | NA | 0 | 0 |  | 0 | 0 | 0 | 0 |  |  | 0 |  |  |  | 0 |  |  | 0 |  |  |  | 0 | 0 | 0 |  |  | 0
| Library |  | 1.3272
Library535 |  | 19 |  | 535 | Linear Dir/Indir | FL | 32 | 2 |  | 58 | 36000 | 0.011632 | 0.67466 |  |  | 4.3132 |  |  |  | 1.0795 |  |  | 0.077935 |  |  |  | 0.11994 | 50000 | 0.42527 |  |  | 0.67466
Library520 |  | 19 |  | 520 | Downlight - lensed | CF | 32 | 1 |  | 36 | 17000 | 0.0079878 | 0.28756 |  |  | 1.278 |  |  |  | 0.46329 |  |  | 0.13979 |  |  |  | 0.046329 | 50000 | 0.19969 |  |  | 0
Library529 |  | 19 |  | 529 | Task | CF | 13 | 1 |  | 14 | 10000 | 0.02528 | 0.35392 |  |  | 1.9845 |  |  |  | 0.73312 |  |  | 0.31474 |  |  |  | 0.073565 | 50000 | 0.64236 |  |  | 0
| Lobby |  | 1.4378
Lobby534-2 |  | 20.1 |  | 534-2 | Linear Wall Cove | FL | 32 | 1 |  | 29 | 36000 | 0.0099455 | 0.28842 |  |  | 3.7793 |  |  |  | 0.5428 |  |  | 0.033317 |  |  |  | 0.051275 | 50000 | 0.29836 |  |  | 0.57684
Lobby523 |  | 20.1 |  | 523 | indirect Pendant | CF | 26 | 2 |  | 56 | 17000 | 0.018768 | 1.051 |  |  | 6.2874 |  |  |  | 1.0886 |  |  | 0.65689 |  |  |  | 0.054616 | 50000 | 0 |  |  | 0
Lobby521 |  | 20.1 |  | 521 | Downlight open | CF | 32 | 1 |  | 36 | 17000 | 0.002732 | 0.098351 |  |  | 0.51634 |  |  |  | 0.15845 |  |  | 0.047809 |  |  |  | 0.015845 | 50000 | 0.068299 |  |  | 0.079227
| Lobby - Hotel |  | 1.2166 | [25 empty] | #N/A
Lobby - Hotel535 |  | 79 |  | 535 | Linear Dir/Indir | FL | 32 | 2 |  | 58 | 36000 | 0.00052492 | 0.030446 |  |  | 0.19464 |  |  |  | 0.048713 |  |  | 0.003517 |  |  |  | 0.0054126 | 50000 | 0.019191 |  |  | 0.030446
Lobby - Hotel572 |  | 79 |  | 572 | Downlight open | TH | 75 | 1 |  | 75 | 850 | 0.014155 | 1.0616 |  |  | 0.39492 |  |  |  | 0.82098 |  |  | 0.30263 |  |  |  | 0.33264 | 0 | 0 |  |  | 0
Lobby - Hotel524 |  | 79 |  | 524 | indirect Wall Scounce | CF | 18 | 2 |  | 39 | 10000 | 0.0031933 | 0.12454 |  |  | 0.28635 |  |  |  | 0.18521 |  |  | 0.10027 |  |  |  | 0.018521 | 50000 | 0 |  |  | 0
| Lounge/Recreation - Break room |  | 1.3272
Lounge/Recreation - Breakroom537-1 |  | 9 |  | 537-1 | Linear WW Open | FL | 32 | 1 |  | 29 | 36000 | 0.014423 | 0.41826 |  |  | 4.673 |  |  |  | 0.83653 |  |  | 0.048317 |  |  |  | 0.074359 | 50000 | 0.43269 |  |  | 0.83653
Lounge/Recreation - Breakroom572 |  | 9 |  | 0 | NA | NA | 0 | 0 |  | 0 | 0 | 0 | 0 |  |  | 0 |  |  |  | 0 |  |  | 0 |  |  |  | 0 | 0 | 0 |  |  | 0
Lounge/Recreation - Breakroom521 |  | 9 |  | 521 | Downlight open | CF | 32 | 1 |  | 36 | 17000 | 0.025248 | 0.90894 |  |  | 4.7719 |  |  |  | 1.4644 |  |  | 0.44184 |  |  |  | 0.14644 | 50000 | 0.63121 |  |  | 0.7322
| Office-Enclosed |  | 1.2166
Office-Enclosed535 |  | 25 |  | 535 | Linear Dir/Indir | FL | 32 | 2 |  | 58 | 36000 | 0.014806 | 0.85875 |  |  | 5.4901 |  |  |  | 1.374 |  |  | 0.0992 |  |  |  | 0.15267 | 50000 | 0.54131 |  |  | 0.85875
Office-Enclosed539 |  | 25 |  | 539 | Task | FL | 15 | 1 |  | 17 | 7500 | 0.0079895 | 0.13582 |  |  | 0.29881 |  |  |  | 0.2317 |  |  | 0.031159 |  |  |  | 0.037151 | 50000 | 0.10067 |  |  | 0.37151
Office-Enclosed537-2 |  | 25 |  | 537-2 | Linear WW Open | FL | 32 | 2 |  | 58 | 36000 | 0.0038281 | 0.22203 |  |  | 1.4547 |  |  |  | 0.22203 |  |  | 0.025649 |  |  |  | 0.039473 | 50000 | 0.13996 |  |  | 0.22203
| Office - Open Plan (Including Other) |  | 1.2166
Office - Open Plan (Including Other)535 |  | 27 |  | 535 | Linear Dir/Indir | FL | 32 | 2 |  | 58 | 36000 | 0.016788 | 0.97368 |  |  | 6.2248 |  |  |  | 1.5579 |  |  | 0.11248 |  |  |  | 0.1731 | 50000 | 0.61375 |  |  | 0.97368
Office - Open Plan (Including Other)539 |  | 27 |  | 539 | Task | FL | 15 | 1 |  | 17 | 7500 | 0.010191 | 0.17325 |  |  | 0.38115 |  |  |  | 0.29554 |  |  | 0.039745 |  |  |  | 0.047389 | 50000 | 0.12841 |  |  | 0.47389
Office - Open Plan (Including Other)524 |  | 27 |  | 524 | indirect Wall Scounce | CF | 18 | 2 |  | 39 | 10000 | 0.0017864 | 0.069671 |  |  | 0.16019 |  |  |  | 0.10361 |  |  | 0.056094 |  |  |  | 0.010361 | 50000 | 0 |  |  | 0
| Restrooms |  | 0.9954
Restrooms521 |  | 12 |  | 521 | Downlight open | CF | 32 | 1 |  | 36 | 17000 | 0.013046 | 0.46965 |  |  | 2.4657 |  |  |  | 0.75667 |  |  | 0.2283 |  |  |  | 0.075667 | 50000 | 0.32615 |  |  | 0.37833
Restrooms537-1 |  | 12 |  | 537-1 | Linear WW Open | FL | 32 | 1 |  | 29 | 36000 | 0.012999 | 0.37696 |  |  | 4.2116 |  |  |  | 0.75392 |  |  | 0.043546 |  |  |  | 0.067016 | 50000 | 0.38996 |  |  | 0.75392
Restrooms524 |  | 12 |  | 524 | indirect Wall Scounce | CF | 18 | 2 |  | 39 | 10000 | 0.003815 | 0.14878 |  |  | 0.34209 |  |  |  | 0.22127 |  |  | 0.11979 |  |  |  | 0.022127 | 50000 | 0 |  |  | 0
| Retail - Sales Area |  | 1.8802
Retail - Sales Area535 |  | 97 |  | 535 | Linear Dir/Indir | FL | 32 | 2 |  | 58 | 36000 | 0.018296 | 1.0612 |  |  | 6.7843 |  |  |  | 1.6979 |  |  | 0.12259 |  |  |  | 0.18866 | 50000 | 0.66891 |  |  | 1.0612
Retail - Sales Area541 |  | 97 |  | 541 | Downlight open - flood | MH | 39 | 1 |  | 44 | 13000 | 0.018614 | 0.81901 |  |  | 4.7801 |  |  |  | 1.0796 |  |  | 1.2425 |  |  |  | 0.28852 | 50000 | 2.2318 |  |  | 1.0796
Retail - Sales Area572 |  | 97 |  | 0 | NA | NA | 0 | 0 |  | 0 | 0 | 0 | 0 |  |  | 0 |  |  |  | 0 |  |  | 0 |  |  |  | 0 | 0 | 0 |  |  | 0
| Stairway |  | 0.6636
Stairway530 |  | 11 |  | 530 | Linear Direct lensed (Acrylic 12 Lens) | FL | 32 | 2 |  | 58 | 36000 | 0.011441 | 0.6636 |  |  | 1.064 |  |  |  | 1.0618 |  |  | 0.076657 |  |  |  | 0.11797 | 50000 | 0.4183 |  |  | 0.6636
Stairway0 |  | 11 |  | 0 | NA | NA | 0 | 0 |  | 0 | 0 | 0 | 0 |  |  | 0 |  |  |  | 0 |  |  | 0 |  |  |  | 0 | 0 | 0 |  |  | 0
Stairway0 |  | 11 |  | 0 | NA | NA | 0 | 0 |  | 0 | 0 | 0 | 0 |  |  | 0 |  |  |  | 0 |  |  | 0 |  |  |  | 0 | 0 | 0 |  |  | 0
| Storage |  | 0.8848
Storage530 |  | 41 |  | 530 | Linear Direct lensed (Acrylic 12 Lens) | FL | 32 | 2 |  | 58 | 36000 | 0.015255 | 0.8848 |  |  | 1.4187 |  |  |  | 1.4157 |  |  | 0.10221 |  |  |  | 0.1573 | 50000 | 0.55773 |  |  | 0.8848
Storage553 |  | 41 |  | 0 | NA | NA | 0 | 0 |  | 0 | 0 | 0 | 0 |  |  | 0 |  |  |  | 0 |  |  | 0 |  |  |  | 0 | 0 | 0 |  |  | 0
Storage0 |  | 41 |  | 0 | NA | NA | 0 | 0 |  | 0 | 0 | 0 | 0 |  |  | 0 |  |  |  | 0 |  |  | 0 |  |  |  | 0 | 0 | 0 |  |  | 0
| Dwelling Units Low End |  | 0.39
DwellingUnits530_Low |  |  |  | 530 | #N/A | #N/A | #N/A | #N/A |  | #N/A | #N/A | #N/A | 0.07 |  |  | #N/A |  |  |  | #N/A |  |  | #N/A |  |  |  | #N/A | #N/A | #N/A |  |  | #N/A
DwellingUnits501_Low |  |  |  | 501 | #N/A | #N/A | #N/A | #N/A |  | #N/A | #N/A | #N/A | 0.27 |  |  | #N/A |  |  |  | #N/A |  |  | #N/A |  |  |  | #N/A | #N/A | #N/A |  |  | #N/A
DwellingUnits700_Low |  |  |  | 700 | #N/A | #N/A | #N/A | #N/A |  | #N/A | #N/A | #N/A | 0.05 |  |  | #N/A |  |  |  | #N/A |  |  | #N/A |  |  |  | #N/A | #N/A | #N/A |  |  | #N/A
| Dwelling Units High End |  | 0.78
DwellingUnits505_High |  |  |  | 505 | #N/A | #N/A | #N/A | #N/A |  | #N/A | #N/A | #N/A | 0.23 |  |  | #N/A |  |  |  | #N/A |  |  | #N/A |  |  |  | #N/A | #N/A | #N/A |  |  | #N/A
DwellingUnits501_High |  |  |  | 501 | #N/A | #N/A | #N/A | #N/A |  | #N/A | #N/A | #N/A | 0.1 |  |  | #N/A |  |  |  | #N/A |  |  | #N/A |  |  |  | #N/A | #N/A | #N/A |  |  | #N/A
DwellingUnits500_High |  |  |  | 500 | #N/A | #N/A | #N/A | #N/A |  | #N/A | #N/A | #N/A | 0.22 |  |  | #N/A |  |  |  | #N/A |  |  | #N/A |  |  |  | #N/A | #N/A | #N/A |  |  | #N/A
DwellingUnits700_High |  |  |  | 700 | #N/A | #N/A | #N/A | #N/A |  | #N/A | #N/A | #N/A | 0.14 |  |  | #N/A |  |  |  | #N/A |  |  | #N/A |  |  |  | #N/A | #N/A | #N/A |  |  | #N/A
DwellingUnits530_High |  |  |  | 530 | #N/A | #N/A | #N/A | #N/A |  | #N/A | #N/A | #N/A | 0.09 |  |  | #N/A |  |  |  | #N/A |  |  | #N/A |  |  |  | #N/A | #N/A | #N/A |  |  | #N/A
1 FL linear fluorescent, CF compact fluorescent, MH metal halide
Interior Lighting Costs by Space Type, North Carolina Base Code
| Space Type Lighting Descriptions and Cost Parameters | [14 empty] | New Construction Cost | [6 empty] | Lamp Replacement Cost |  |  |  |  | Ballast Replacement Cost
North Carolina Base Code Lookup Values | NC Space Types | 90.1 Lighting Subcommittee Model Number | Space Type Lighting Power Allowance W/ft2 | Fixture ID Number | Fixture Type | Lamp Type1 | Lamp Wattage | Number of Lamps | Not Used | Fixture Watts | Lamp Life Hours | Quantity of Fixtures/ft2 | Fixture Watts/ft2 | not used | not used | Fixture Cost/ft2 | not used | not used | not used | Labor Cost $/ft2 | Not Used | Not Used | Lamp Cost $/ft2 | Not Used | Not Used | Not Used | Labor Cost/ft2 | Ballast Life Hours | Ballast Cost, $/ft2 | Not Used | Not Used | Labor Cost/ft2 | Not Used | Not Used
Classroom/Lecture/Training | Classroom/Lecture/Training |  | 1.1732
Classroom/Lecture/Training535 |  | 3.1 |  | 535 | Linear Dir/Indir | FL | 32 | 2 |  | 58 | 36000 | 0.016642 | 0.96523 |  |  | 6.1708 |  |  |  | 1.5444 |  |  | 0.1115 |  |  |  | 0.1716 | 50000 | 0.60843 |  |  | 0.96523
Classroom/Lecture/Training537-2 |  | 3.1 |  | 537-2 | Linear WW Open | FL | 32 | 2 |  | 58 | 36000 | 0.0035857 | 0.20797 |  |  | 1.3626 |  |  |  | 0.20797 |  |  | 0.024024 |  |  |  | 0.036973 | 50000 | 0.13109 |  |  | 0.20797
Classroom/Lecture/Training0 |  | 3.1 |  | 0 | NA | NA | 0 | 0 |  | 0 | 0 | 0 | 0 |  |  | 0 |  |  |  | 0 |  |  | 0 |  |  |  | 0 | 0 | 0 |  |  | 0
| Conference/Meeting/Multipurpose |  | 1.0894
Conference/Meeting/Multipurpose535 |  | 31 |  | 535 | Linear Dir/Indir | FL | 32 | 2 |  | 58 | 36000 | 0.0095941 | 0.55646 |  |  | 3.5575 |  |  |  | 0.89033 |  |  | 0.06428 |  |  |  | 0.098927 | 50000 | 0.35076 |  |  | 0.55646
Conference/Meeting/Multipurpose537-1 |  | 31 |  | 537-1 | Linear WW Open | FL | 32 | 1 |  | 29 | 36000 | 0.010924 | 0.3168 |  |  | 3.5394 |  |  |  | 0.6336 |  |  | 0.036596 |  |  |  | 0.05632 | 50000 | 0.32772 |  |  | 0.6336
Conference/Meeting/Multipurpose511 |  | 31 |  | 511 | Downlight open - flood | PAR | 60 | 1 |  | 60 | 4200 | 0.0036024 | 0.21615 |  |  | 0.13358 |  |  |  | 0.20894 |  |  | 0.07702 |  |  |  | 0.010483 | 0 | 0 |  |  | 0
| Corridor/Transition |  | 0.419
Corridor/Transition530 |  | 2 |  | 530 | Linear Direct lensed (Acrylic 12 Lens) | FL | 32 | 2 |  | 58 | 36000 | 0.0041549 | 0.24098 |  |  | 0.38641 |  |  |  | 0.38557 |  |  | 0.027838 |  |  |  | 0.042842 | 50000 | 0.1519 |  |  | 0.24098
Corridor/Transition537-2 |  | 2 |  | 537-2 | Linear WW Open | FL | 32 | 2 |  | 58 | 36000 | 0.0030692 | 0.17802 |  |  | 1.1663 |  |  |  | 0.17802 |  |  | 0.020564 |  |  |  | 0.031648 | 50000 | 0.11221 |  |  | 0.17802
Corridor/Transition0 |  | 2 |  | 0 | NA | NA | 0 | 0 |  | 0 | 0 | 0 | 0 |  |  | 0 |  |  |  | 0 |  |  | 0 |  |  |  | 0 | 0 | 0 |  |  | 0
| Dining Area |  | 0.7542
Dining Area531 |  | 6 |  | 531 | Linear Direct w/louver | FL | 32 | 2 |  | 58 | 36000 | 0.0099736 | 0.57847 |  |  | 1.142 |  |  |  | 0.87291 |  |  | 0.066823 |  |  |  | 0.10284 | 50000 | 0.36464 |  |  | 0.57847
Dining Area524 |  | 6 |  | 524 | indirect Wall Scounce | CF | 18 | 2 |  | 39 | 10000 | 0.0045059 | 0.17573 |  |  | 0.40404 |  |  |  | 0.26134 |  |  | 0.14148 |  |  |  | 0.026134 | 50000 | 0 |  |  | 0
Dining Area0 |  | 6
| Electrical/Mechanical |  | 1.257
Electrical/Mechanical538 |  | 4 |  | 538 | Fluorescent Industrial | FL | 32 | 2 |  | 58 | 36000 | 0.021672 | 1.257 |  |  | 1.9072 |  |  |  | 1.7598 |  |  | 0.14521 |  |  |  | 0.22347 | 50000 | 0.79234 |  |  | 1.257
Electrical/Mechanical0 |  | 4 |  | 0 | NA | NA | 0 | 0 |  | 0 | 0 | 0 | 0 |  |  | 0 |  |  |  | 0 |  |  | 0 |  |  |  | 0 | 0 | 0 |  |  | 0
Electrical/Mechanical0 |  | 4 |  | 0 | NA | NA | 0 | 0 |  | 0 | 0 | 0 | 0 |  |  | 0 |  |  |  | 0 |  |  | 0 |  |  |  | 0 | 0 | 0 |  |  | 0
| Food Preparation |  | 1.0056
Food Preparation530 |  | 8 |  | 530 | Linear Direct lensed (Acrylic 12 Lens) | FL | 32 | 2 |  | 58 | 36000 | 0.017338 | 1.0056 |  |  | 1.6124 |  |  |  | 1.609 |  |  | 0.11616 |  |  |  | 0.17878 | 50000 | 0.63387 |  |  | 1.0056
Food Preparation0 |  | 8 |  | 0 | NA | NA | 0 | 0 |  | 0 | 0 | 0 | 0 |  |  | 0 |  |  |  | 0 |  |  | 0 |  |  |  | 0 | 0 | 0 |  |  | 0
Food Preparation0 |  | 8 |  | 0 | NA | NA | 0 | 0 |  | 0 | 0 | 0 | 0 |  |  | 0 |  |  |  | 0 |  |  | 0 |  |  |  | 0 | 0 | 0 |  |  | 0
| Gymnasium/Fitness-Fitness Area |  | 0.7542
Gymnasium/Fitness-Fitness Area535 |  | 126 |  | 535 | Linear Dir/Indir | FL | 32 | 2 |  | 58 | 36000 | 0.013003 | 0.7542 |  |  | 4.8217 |  |  |  | 1.2067 |  |  | 0.087123 |  |  |  | 0.13408 | 50000 | 0.47541 |  |  | 0.7542
Gymnasium/Fitness-Fitness Area0 |  | 126 |  | 0 | NA | NA | 0 | 0 |  | 0 | 0 | 0 | 0 |  |  | 0 |  |  |  | 0 |  |  | 0 |  |  |  | 0 | 0 | 0 |  |  | 0
Gymnasium/Fitness-Fitness Area0 |  | 126 |  | 0 | NA | NA | 0 | 0 |  | 0 | 0 | 0 | 0 |  |  | 0 |  |  |  | 0 |  |  | 0 |  |  |  | 0 | 0 | 0 |  |  | 0
| Highway Lodging Guest Rooms |  | 0.9218
Highway Lodging Guest Rooms524 |  | 75.01 |  | 524 | indirect Wall Scounce | CF | 18 | 2 |  | 39 | 10000 | 0.0035989 | 0.14036 |  |  | 0.32272 |  |  |  | 0.20874 |  |  | 0.11301 |  |  |  | 0.020874 | 50000 | 0 |  |  | 0
Highway Lodging Guest Rooms520 |  | 75.01 |  | 520 | Downlight - lensed | CF | 32 | 1 |  | 36 | 17000 | 0.021707 | 0.78144 |  |  | 3.4731 |  |  |  | 1.259 |  |  | 0.37987 |  |  |  | 0.1259 | 50000 | 0.54267 |  |  | 0
Highway Lodging Guest Rooms0 |  | 75.01 |  | 0 | NA | NA | 0 | 0 |  | 0 | 0 | 0 | 0 |  |  | 0 |  |  |  | 0 |  |  | 0 |  |  |  | 0 | 0 | 0 |  |  | 0
| Hospital - Laundry/Washing |  | 0.5028
Hospital - Laundry-washing530 |  | 82 |  | 530 | Linear Direct lensed (Acrylic 12 Lens) | FL | 32 | 2 |  | 58 | 36000 | 0.008669 | 0.5028 |  |  | 0.80621 |  |  |  | 0.80448 |  |  | 0.058082 |  |  |  | 0.089388 | 50000 | 0.31694 |  |  | 0.5028
Hospital - Laundry-washing0 |  | 82 |  | 0 | NA | NA | 0 | 0 |  | 0 | 0 | 0 | 0 |  |  | 0 |  |  |  | 0 |  |  | 0 |  |  |  | 0 | 0 | 0 |  |  | 0
Hospital - Laundry-washing0 |  | 82 |  | 0 | NA | NA | 0 | 0 |  | 0 | 0 | 0 | 0 |  |  | 0 |  |  |  | 0 |  |  | 0 |  |  |  | 0 | 0 | 0 |  |  | 0
| Library |  | 1.0056
Library535 |  | 19 |  | 535 | Linear Dir/Indir | FL | 32 | 2 |  | 58 | 36000 | 0.0088134 | 0.51118 |  |  | 3.268 |  |  |  | 0.81789 |  |  | 0.05905 |  |  |  | 0.090878 | 50000 | 0.32222 |  |  | 0.51118
Library520 |  | 19 |  | 520 | Downlight - lensed | CF | 32 | 1 |  | 36 | 17000 | 0.0060522 | 0.21788 |  |  | 0.96836 |  |  |  | 0.35103 |  |  | 0.10591 |  |  |  | 0.035103 | 50000 | 0.15131 |  |  | 0
Library529 |  | 19 |  | 529 | Task | CF | 13 | 1 |  | 14 | 10000 | 0.019154 | 0.26816 |  |  | 1.5036 |  |  |  | 0.55547 |  |  | 0.23847 |  |  |  | 0.055739 | 50000 | 0.48671 |  |  | 0
| Lobby |  | 1.0894
Lobby534-2 |  | 20.1 |  | 534-2 | Linear Wall Cove | FL | 32 | 1 |  | 29 | 36000 | 0.0075355 | 0.21853 |  |  | 2.8635 |  |  |  | 0.41127 |  |  | 0.025244 |  |  |  | 0.03885 | 50000 | 0.22607 |  |  | 0.43706
Lobby523 |  | 20.1 |  | 523 | indirect Pendant | CF | 26 | 2 |  | 56 | 17000 | 0.014221 | 0.79635 |  |  | 4.7639 |  |  |  | 0.82479 |  |  | 0.49772 |  |  |  | 0.041382 | 50000 | 0 |  |  | 0
Lobby521 |  | 20.1 |  | 521 | Downlight open | CF | 32 | 1 |  | 36 | 17000 | 0.00207 | 0.074519 |  |  | 0.39122 |  |  |  | 0.12006 |  |  | 0.036224 |  |  |  | 0.012006 | 50000 | 0.051749 |  |  | 0.060029
| Lobby - Hotel |  | 0.9218 | [25 empty] | #N/A
Lobby - Hotel535 |  | 79 |  | 535 | Linear Dir/Indir | FL | 32 | 2 |  | 58 | 36000 | 0.00039773 | 0.023068 |  |  | 0.14748 |  |  |  | 0.036909 |  |  | 0.0026648 |  |  |  | 0.0041011 | 50000 | 0.014541 |  |  | 0.023068
Lobby - Hotel572 |  | 79 |  | 572 | Downlight open | TH | 75 | 1 |  | 75 | 850 | 0.010725 | 0.80437 |  |  | 0.29923 |  |  |  | 0.62205 |  |  | 0.2293 |  |  |  | 0.25204 | 0 | 0 |  |  | 0
Lobby - Hotel524 |  | 79 |  | 524 | indirect Wall Scounce | CF | 18 | 2 |  | 39 | 10000 | 0.0024195 | 0.094362 |  |  | 0.21696 |  |  |  | 0.14033 |  |  | 0.075973 |  |  |  | 0.014033 | 50000 | 0 |  |  | 0
| Lounge/Recreation - Break room |  | 1.0056
Lounge/Recreation - Breakroom537-1 |  | 9 |  | 537-1 | Linear WW Open | FL | 32 | 1 |  | 29 | 36000 | 0.010928 | 0.31691 |  |  | 3.5407 |  |  |  | 0.63383 |  |  | 0.036609 |  |  |  | 0.056341 | 50000 | 0.32784 |  |  | 0.63383
Lounge/Recreation - Breakroom572 |  | 9 |  | 0 | NA | NA | 0 | 0 |  | 0 | 0 | 0 | 0 |  |  | 0 |  |  |  | 0 |  |  | 0 |  |  |  | 0 | 0 | 0 |  |  | 0
Lounge/Recreation - Breakroom521 |  | 9 |  | 521 | Downlight open | CF | 32 | 1 |  | 36 | 17000 | 0.01913 | 0.68869 |  |  | 3.6156 |  |  |  | 1.1096 |  |  | 0.33478 |  |  |  | 0.11096 | 50000 | 0.47825 |  |  | 0.55478
| Office-Enclosed |  | 0.9218
Office-Enclosed535 |  | 25 |  | 535 | Linear Dir/Indir | FL | 32 | 2 |  | 58 | 36000 | 0.011218 | 0.65066 |  |  | 4.1597 |  |  |  | 1.0411 |  |  | 0.075162 |  |  |  | 0.11567 | 50000 | 0.41014 |  |  | 0.65066
Office-Enclosed539 |  | 25 |  | 539 | Task | FL | 15 | 1 |  | 17 | 7500 | 0.0060535 | 0.10291 |  |  | 0.2264 |  |  |  | 0.17555 |  |  | 0.023609 |  |  |  | 0.028149 | 50000 | 0.076274 |  |  | 0.28149
Office-Enclosed537-2 |  | 25 |  | 537-2 | Linear WW Open | FL | 32 | 2 |  | 58 | 36000 | 0.0029005 | 0.16823 |  |  | 1.1022 |  |  |  | 0.16823 |  |  | 0.019434 |  |  |  | 0.029908 | 50000 | 0.10604 |  |  | 0.16823
| Office - Open Plan (Including Other) |  | 0.9218
Office - Open Plan (Including Other)535 |  | 27 |  | 535 | Linear Dir/Indir | FL | 32 | 2 |  | 58 | 36000 | 0.01272 | 0.73774 |  |  | 4.7165 |  |  |  | 1.1804 |  |  | 0.085222 |  |  |  | 0.13116 | 50000 | 0.46503 |  |  | 0.73774
Office - Open Plan (Including Other)539 |  | 27 |  | 539 | Task | FL | 15 | 1 |  | 17 | 7500 | 0.0077217 | 0.13127 |  |  | 0.28879 |  |  |  | 0.22393 |  |  | 0.030115 |  |  |  | 0.035906 | 50000 | 0.097293 |  |  | 0.35906
Office - Open Plan (Including Other)524 |  | 27 |  | 524 | indirect Wall Scounce | CF | 18 | 2 |  | 39 | 10000 | 0.0013535 | 0.052788 |  |  | 0.12137 |  |  |  | 0.078506 |  |  | 0.042501 |  |  |  | 0.0078506 | 50000 | 0 |  |  | 0
| Restrooms |  | 0.7542
Restrooms521 |  | 12 |  | 521 | Downlight open | CF | 32 | 1 |  | 36 | 17000 | 0.0098847 | 0.35585 |  |  | 1.8682 |  |  |  | 0.57331 |  |  | 0.17298 |  |  |  | 0.057331 | 50000 | 0.24712 |  |  | 0.28666
Restrooms537-1 |  | 12 |  | 537-1 | Linear WW Open | FL | 32 | 1 |  | 29 | 36000 | 0.0098489 | 0.28562 |  |  | 3.191 |  |  |  | 0.57124 |  |  | 0.032994 |  |  |  | 0.050777 | 50000 | 0.29547 |  |  | 0.57124
Restrooms524 |  | 12 |  | 524 | indirect Wall Scounce | CF | 18 | 2 |  | 39 | 10000 | 0.0028905 | 0.11273 |  |  | 0.2592 |  |  |  | 0.16765 |  |  | 0.090763 |  |  |  | 0.016765 | 50000 | 0 |  |  | 0
| Retail - Sales Area |  | 1.4246
Retail - Sales Area535 |  | 97 |  | 535 | Linear Dir/Indir | FL | 32 | 2 |  | 58 | 36000 | 0.013863 | 0.80405 |  |  | 5.1403 |  |  |  | 1.2865 |  |  | 0.092881 |  |  |  | 0.14294 | 50000 | 0.50683 |  |  | 0.80405
Retail - Sales Area541 |  | 97 |  | 541 | Downlight open - flood | MH | 39 | 1 |  | 44 | 13000 | 0.014104 | 0.62055 |  |  | 3.6218 |  |  |  | 0.818 |  |  | 0.94141 |  |  |  | 0.2186 | 50000 | 1.691 |  |  | 0.818
Retail - Sales Area572 |  | 97 |  | 0 | NA | NA | 0 | 0 |  | 0 | 0 | 0 | 0 |  |  | 0 |  |  |  | 0 |  |  | 0 |  |  |  | 0 | 0 | 0 |  |  | 0
| Stairway |  | 0.5028
Stairway530 |  | 11 |  | 530 | Linear Direct lensed (Acrylic 12 Lens) | FL | 32 | 2 |  | 58 | 36000 | 0.008669 | 0.5028 |  |  | 0.80621 |  |  |  | 0.80448 |  |  | 0.058082 |  |  |  | 0.089388 | 50000 | 0.31694 |  |  | 0.5028
Stairway0 |  | 11 |  | 0 | NA | NA | 0 | 0 |  | 0 | 0 | 0 | 0 |  |  | 0 |  |  |  | 0 |  |  | 0 |  |  |  | 0 | 0 | 0 |  |  | 0
Stairway0 |  | 11 |  | 0 | NA | NA | 0 | 0 |  | 0 | 0 | 0 | 0 |  |  | 0 |  |  |  | 0 |  |  | 0 |  |  |  | 0 | 0 | 0 |  |  | 0
| Storage |  | 0.6704
Storage530 |  | 41 |  | 530 | Linear Direct lensed (Acrylic 12 Lens) | FL | 32 | 2 |  | 58 | 36000 | 0.011559 | 0.6704 |  |  | 1.075 |  |  |  | 1.0726 |  |  | 0.077443 |  |  |  | 0.11918 | 50000 | 0.42258 |  |  | 0.6704
Storage553 |  | 41 |  | 0 | NA | NA | 0 | 0 |  | 0 | 0 | 0 | 0 |  |  | 0 |  |  |  | 0 |  |  | 0 |  |  |  | 0 | 0 | 0 |  |  | 0
Storage0 |  | 41 |  | 0 | NA | NA | 0 | 0 |  | 0 | 0 | 0 | 0 |  |  | 0 |  |  |  | 0 |  |  | 0 |  |  |  | 0 | 0 | 0 |  |  | 0
| Dwelling Units Low End |  | 0.39
DwellingUnits530_Low |  |  |  | 530 | #N/A | #N/A | #N/A | #N/A |  | #N/A | #N/A | #N/A | 0.07 |  |  | #N/A |  |  |  | #N/A |  |  | #N/A |  |  |  | #N/A | #N/A | #N/A |  |  | #N/A
DwellingUnits501_Low |  |  |  | 501 | #N/A | #N/A | #N/A | #N/A |  | #N/A | #N/A | #N/A | 0.27 |  |  | #N/A |  |  |  | #N/A |  |  | #N/A |  |  |  | #N/A | #N/A | #N/A |  |  | #N/A
DwellingUnits700_Low |  |  |  | 700 | #N/A | #N/A | #N/A | #N/A |  | #N/A | #N/A | #N/A | 0.05 |  |  | #N/A |  |  |  | #N/A |  |  | #N/A |  |  |  | #N/A | #N/A | #N/A |  |  | #N/A
| Dwelling Units High End |  | 0.78
DwellingUnits505_High |  |  |  | 505 | #N/A | #N/A | #N/A | #N/A |  | #N/A | #N/A | #N/A | 0.23 |  |  | #N/A |  |  |  | #N/A |  |  | #N/A |  |  |  | #N/A | #N/A | #N/A |  |  | #N/A
DwellingUnits501_High |  |  |  | 501 | #N/A | #N/A | #N/A | #N/A |  | #N/A | #N/A | #N/A | 0.1 |  |  | #N/A |  |  |  | #N/A |  |  | #N/A |  |  |  | #N/A | #N/A | #N/A |  |  | #N/A
DwellingUnits500_High |  |  |  | 500 | #N/A | #N/A | #N/A | #N/A |  | #N/A | #N/A | #N/A | 0.22 |  |  | #N/A |  |  |  | #N/A |  |  | #N/A |  |  |  | #N/A | #N/A | #N/A |  |  | #N/A
DwellingUnits700_High |  |  |  | 700 | #N/A | #N/A | #N/A | #N/A |  | #N/A | #N/A | #N/A | 0.14 |  |  | #N/A |  |  |  | #N/A |  |  | #N/A |  |  |  | #N/A | #N/A | #N/A |  |  | #N/A
DwellingUnits530_High |  |  |  | 530 | #N/A | #N/A | #N/A | #N/A |  | #N/A | #N/A | #N/A | 0.09 |  |  | #N/A |  |  |  | #N/A |  |  | #N/A |  |  |  | #N/A | #N/A | #N/A |  |  | #N/A
1 FL linear fluorescent, CF compact fluorescent, MH metal halide
Interior Lighting Costs by Space Type, 2012
| Space Type Lighting Descriptions and Cost Parameters | [18 empty] | New Construction Cost |  |  | Lamp Replacement Cost |  |  |  |  | Ballast Replacement Cost
IECC 2012 Lookup Values | 2012 Space Types | Model Number | Lighting Power Allowance, LPD, W/ft2 | Fixtures - ID Number | Fixture type | Lamp Type | Lamp Wattage | Number of Lamps |  | Fixture Watts | Lamp Life, Hours | Quantity of Fixtures/ft2 | Fixture Watts/ft2 |  |  | Fixture Cost only, $/ft2 | not used | not used | not used | Labor Cost $/ft2 |  |  | Lamp Cost, $/ft2 | Labor Crew Type |  |  | Labor Cost/ft2 | Ballast Life Hours | Ballast Cost, $/ft2 | Not Used | Not Used | Labor Cost/ft2
Classroom/Lecture/Training | Classroom/Lecture/Training |  | 0.96968 | [24 empty] | 0 | #N/A |  |  | 0
Classroom/Lecture/Training535 |  | 3.1 |  | 535 | Linear Dir/Indir | FL | 32 | #N/A |  | #N/A | #N/A | #N/A | 0.72277 |  |  | #N/A |  |  |  | #N/A |  |  | #N/A |  |  |  | #N/A | #N/A | #N/A |  |  | #N/A
Classroom/Lecture/Training521 |  | 3.1 |  | 521 | Downlight open | CF | 32 | #N/A |  | #N/A | #N/A | #N/A | 0.12046 |  |  | #N/A |  |  |  | #N/A |  |  | #N/A |  |  |  | #N/A | #N/A | #N/A |  |  | #N/A
Classroom/Lecture/Training0 |  | 3.1 |  | 0 | NA | NA | 0 | 0 |  | 0 | 0 | 0 | 0 |  |  | #N/A |  |  |  | #N/A |  |  | #N/A |  |  |  | #N/A | #N/A | 0 |  |  | 0
Classroom/Lecture/Training537-1 |  | 3.1 |  | 537-1 | Linear WW Open | FL | 32 | #N/A |  | #N/A | #N/A | #N/A | 0.12645 |  |  | #N/A |  |  |  | #N/A |  |  | #N/A |  |  |  | #N/A | #N/A | #N/A |  |  | #N/A
| Conference/Meeting/Multipurpose |  | 0.96186
Conference/Meeting/Multipurpose535 |  | 31 |  | 535 | Linear Dir/Indir | FL | 32 | #N/A |  | #N/A | #N/A | #N/A | 0.47257 |  |  | #N/A |  |  |  | #N/A |  |  | #N/A |  |  |  | #N/A | #N/A | #N/A |  |  | #N/A
Conference/Meeting/Multipurpose511 |  | 31 |  | 511 | Downlight open - flood | PAR | 60 | #N/A |  | #N/A | #N/A | #N/A | 0.34184 |  |  | #N/A |  |  |  | #N/A |  |  | #N/A |  |  |  | #N/A | #N/A | #N/A |  |  | #N/A
Conference/Meeting/Multipurpose0 |  | 31 |  | 0 | NA | NA | 0 | 0 |  | 0 | 0 | 0 | 0 |  |  | #N/A |  |  |  | #N/A |  |  | #N/A |  |  |  | #N/A | #N/A | 0 |  |  | 0
Conference/Meeting/Multipurpose527-1 |  | 31 |  | 527-1 | WW Open | CF | 18 | #N/A |  | #N/A | #N/A | #N/A | 0.14746 |  |  | #N/A |  |  |  | #N/A |  |  | #N/A |  |  |  | #N/A | #N/A | #N/A |  |  | #N/A
| Corridor/Transition |  | 0.51612
Corridor/Transition521 |  | 2 |  | 521 | Downlight open | CF | 32 | #N/A |  | #N/A | #N/A | #N/A | 0.51612 |  |  | #N/A |  |  |  | #N/A |  |  | #N/A |  |  |  | #N/A | #N/A | #N/A |  |  | #N/A
Corridor/Transition0 |  | 2 |  | 0 | NA | NA | 0 | 0 |  | 0 | 0 | 0 | 0 |  |  | #N/A |  |  |  | #N/A |  |  | #N/A |  |  |  | #N/A | #N/A | 0 |  |  | 0
Corridor/Transition0 |  | 2 |  | 0 | NA | NA | 0 | 0 |  | 0 | 0 | 0 | 0 |  |  | #N/A |  |  |  | #N/A |  |  | #N/A |  |  |  | #N/A | #N/A | 0 |  |  | 0
Corridor/Transition527-2 |  | 2 |  | 0 | NA | NA | 0 | 0 |  | 0 | 0 | 0 | 7.8745e-08 |  |  | #N/A |  |  |  | #N/A |  |  | #N/A |  |  |  | #N/A | #N/A | 0 |  |  | 0
| Dining Area |  | 0.5083
Dining Area535 |  | 6 |  | 535 | Linear Dir/Indir | FL | 32 | #N/A |  | #N/A | #N/A | #N/A | 0.18761 |  |  | #N/A |  |  |  | #N/A |  |  | #N/A |  |  |  | #N/A | #N/A | #N/A |  |  | #N/A
Dining Area521 |  | 6 |  | 521 | Downlight open | CF | 32 | #N/A |  | #N/A | #N/A | #N/A | 0.092006 |  |  | #N/A |  |  |  | #N/A |  |  | #N/A |  |  |  | #N/A | #N/A | #N/A |  |  | #N/A
Dining Area0 |  | 6 |  | 0 | NA | NA | 0 | 0 |  | 0 | 0 | 0 | 0 |  |  | #N/A |  |  |  | #N/A |  |  | #N/A |  |  |  | #N/A | #N/A | 0 |  |  | 0
Dining Area537-1 |  | 6 |  | 537-1 | Linear WW Open | FL | 32 | #N/A |  | #N/A | #N/A | #N/A | 0.22868 |  |  | #N/A |  |  |  | #N/A |  |  | #N/A |  |  |  | #N/A | #N/A | #N/A |  |  | #N/A
| Electrical/Mechanical |  | 0.7429
Electrical/Mechanical538 |  | 4 |  | 538 | Fluorescent Industrial | FL | 32 | #N/A |  | #N/A | #N/A | #N/A | 0.7429 |  |  | #N/A |  |  |  | #N/A |  |  | #N/A |  |  |  | #N/A | #N/A | #N/A |  |  | #N/A
Electrical/Mechanical0 |  | 4 |  | 0 | NA | NA | 0 | 0 |  | 0 | 0 | 0 | 0 |  |  | #N/A |  |  |  | #N/A |  |  | #N/A |  |  |  | #N/A | #N/A | 0 |  |  | 0
Electrical/Mechanical0 |  | 4 |  | 0 | NA | NA | 0 | 0 |  | 0 | 0 | 0 | 0 |  |  | #N/A |  |  |  | #N/A |  |  | #N/A |  |  |  | #N/A | #N/A | 0 |  |  | 0
Electrical/Mechanical0 |  | 4 |  | 0 | NA | NA | 0 | 0 |  | 0 | 0 | 0 | 7.8061e-08 |  |  | #N/A |  |  |  | #N/A |  |  | #N/A |  |  |  | #N/A | #N/A | 0 |  |  | 0
| Food Preparation |  | 0.77418
Food Preparation530 |  | 8 |  | 530 | Linear Direct lensed (Acrylic 12 Lens) | FL | 32 | #N/A |  | #N/A | #N/A | #N/A | 0.77418 |  |  | #N/A |  |  |  | #N/A |  |  | #N/A |  |  |  | #N/A | #N/A | #N/A |  |  | #N/A
Food Preparation0 |  | 8 |  | 0 | NA | NA | 0 | 0 |  | 0 | 0 | 0 | 0 |  |  | #N/A |  |  |  | #N/A |  |  | #N/A |  |  |  | #N/A | #N/A | 0 |  |  | 0
Food Preparation0 |  | 8 |  | 0 | NA | NA | 0 | 0 |  | 0 | 0 | 0 | 0 |  |  | #N/A |  |  |  | #N/A |  |  | #N/A |  |  |  | #N/A | #N/A | 0 |  |  | 0
Food Preparation0 |  | 8 |  | 0 | NA | NA | 0 | 0 |  | 0 | 0 | 0 | 7.8152e-08 |  |  | #N/A |  |  |  | #N/A |  |  | #N/A |  |  |  | #N/A | #N/A | 0 |  |  | 0
| Gymnasium/Fitness-Fitness Area |  | 0.56304
Gymnasium/Fitness-Fitness Area535 |  | 126 |  | 535 | Linear Dir/Indir | FL | 32 | #N/A |  | #N/A | #N/A | #N/A | 0.56304 |  |  | #N/A |  |  |  | #N/A |  |  | #N/A |  |  |  | #N/A | #N/A | #N/A |  |  | #N/A
Gymnasium/Fitness-Fitness Area0 |  | 126 |  | 0 | NA | NA | 0 | 0 |  | 0 | 0 | 0 | 0 |  |  | #N/A |  |  |  | #N/A |  |  | #N/A |  |  |  | #N/A | #N/A | 0 |  |  | 0
Gymnasium/Fitness-Fitness Area0 |  | 126 |  | 0 | NA | NA | 0 | 0 |  | 0 | 0 | 0 | 0 |  |  | #N/A |  |  |  | #N/A |  |  | #N/A |  |  |  | #N/A | #N/A | 0 |  |  | 0
Gymnasium/Fitness-Fitness Area0 |  | 126 |  | 0 | NA | NA | 0 | 0 |  | 0 | 0 | 0 | 7.7863e-08 |  |  | #N/A |  |  |  | #N/A |  |  | #N/A |  |  |  | #N/A | #N/A | 0 |  |  | 0
| Highway Lodging Guest Rooms |  | 0.5865
Highway Lodging Guest Rooms529 |  | 75.01 |  | 529 | Task | CF | 13 | #N/A |  | #N/A | #N/A | #N/A | 0.33151 |  |  | #N/A |  |  |  | #N/A |  |  | #N/A |  |  |  | #N/A | #N/A | #N/A |  |  | #N/A
Highway Lodging Guest Rooms520 |  | 75.01 |  | 520 | Downlight - lensed | CF | 32 | #N/A |  | #N/A | #N/A | #N/A | 0.25499 |  |  | #N/A |  |  |  | #N/A |  |  | #N/A |  |  |  | #N/A | #N/A | #N/A |  |  | #N/A
Highway Lodging Guest Rooms0 |  | 75.01 |  | 0 | NA | NA | 0 | 0 |  | 0 | 0 | 0 | 0 |  |  | #N/A |  |  |  | #N/A |  |  | #N/A |  |  |  | #N/A | #N/A | 0 |  |  | 0
Highway Lodging Guest Rooms0 |  | 75.01 |  | 0 | NA | NA | 0 | 0 |  | 0 | 0 | 0 | 7.7946e-08 |  |  | #N/A |  |  |  | #N/A |  |  | #N/A |  |  |  | #N/A | #N/A | 0 |  |  | 0
| Hospital - Laundry/Washing |  | 0.4692
Hospital - Laundry-washing530 |  | 82 |  | 530 | Linear Direct lensed (Acrylic 12 Lens) | FL | 32 | #N/A |  | #N/A | #N/A | #N/A | 0.4692 |  |  | #N/A |  |  |  | #N/A |  |  | #N/A |  |  |  | #N/A | #N/A | #N/A |  |  | #N/A
Hospital - Laundry-washing0 |  | 82 |  | 0 | NA | NA | 0 | 0 |  | 0 | 0 | 0 | 0 |  |  | #N/A |  |  |  | #N/A |  |  | #N/A |  |  |  | #N/A | #N/A | 0 |  |  | 0
Hospital - Laundry-washing0 |  | 82 |  | 0 | NA | NA | 0 | 0 |  | 0 | 0 | 0 | 0 |  |  | #N/A |  |  |  | #N/A |  |  | #N/A |  |  |  | #N/A | #N/A | 0 |  |  | 0
Hospital - Laundry-washing0 |  | 82 |  | 0 | NA | NA | 0 | 0 |  | 0 | 0 | 0 | 7.88e-08 |  |  | #N/A |  |  |  | #N/A |  |  | #N/A |  |  |  | #N/A | #N/A | 0 |  |  | 0
| Library |  | 0.72726
Library535 |  | 19 |  | 535 | Linear Dir/Indir | FL | 32 | #N/A |  | #N/A | #N/A | #N/A | 0.30715 |  |  | #N/A |  |  |  | #N/A |  |  | #N/A |  |  |  | #N/A | #N/A | #N/A |  |  | #N/A
Library520 |  | 19 |  | 520 | Downlight - lensed | CF | 32 | #N/A |  | #N/A | #N/A | #N/A | 0.42011 |  |  | #N/A |  |  |  | #N/A |  |  | #N/A |  |  |  | #N/A | #N/A | #N/A |  |  | #N/A
Library0 |  | 19 |  | 0 | NA | NA | 0 | 0 |  | 0 | 0 | 0 | 0 |  |  | #N/A |  |  |  | #N/A |  |  | #N/A |  |  |  | #N/A | #N/A | 0 |  |  | 0
Library0 |  | 19 |  | 0 | NA | NA | 0 | 0 |  | 0 | 0 | 0 | 7.81e-08 |  |  | #N/A |  |  |  | #N/A |  |  | #N/A |  |  |  | #N/A | #N/A | 0 |  |  | 0
| Lounge/Recreation - Break room |  | 0.57086
Lounge/Recreation - Breakroom521 |  | 9 |  | 521 | Downlight open | CF | 32 | #N/A |  | #N/A | #N/A | #N/A | 0.34023 |  |  | #N/A |  |  |  | #N/A |  |  | #N/A |  |  |  | #N/A | #N/A | #N/A |  |  | #N/A
Lounge/Recreation - Breakroom0 |  | 9 |  | 0 | NA | NA | 0 | 0 |  | 0 | 0 | 0 | 0 |  |  | #N/A |  |  |  | #N/A |  |  | #N/A |  |  |  | #N/A | #N/A | 0 |  |  | 0
Lounge/Recreation - Breakroom0 |  | 9 |  | 0 | NA | NA | 0 | 0 |  | 0 | 0 | 0 | 0 |  |  | #N/A |  |  |  | #N/A |  |  | #N/A |  |  |  | #N/A | #N/A | 0 |  |  | 0
Lounge/Recreation - Breakroom527-2 |  | 9 |  | 527-2 | WW Open | CF | 42 | #N/A |  | #N/A | #N/A | #N/A | 0.23063 |  |  | #N/A |  |  |  | #N/A |  |  | #N/A |  |  |  | #N/A | #N/A | #N/A |  |  | #N/A
| Lobby |  | 0.7038
Lobby523 |  | 20.1 |  | 523 | indirect Pendant | CF | 26 | #N/A |  | #N/A | #N/A | #N/A | 0.39256 |  |  | #N/A |  |  |  | #N/A |  |  | #N/A |  |  |  | #N/A | #N/A | #N/A |  |  | #N/A
Lobby521 |  | 20.1 |  | 521 | Downlight open | CF | 32 | #N/A |  | #N/A | #N/A | #N/A | 0.18501 |  |  | #N/A |  |  |  | #N/A |  |  | #N/A |  |  |  | #N/A | #N/A | #N/A |  |  | #N/A
Lobby0 |  | 20.1 |  | 0 | NA | NA | 0 | 0 |  | 0 | 0 | 0 | 0 |  |  | #N/A |  |  |  | #N/A |  |  | #N/A |  |  |  | #N/A | #N/A | 0 |  |  | 0
Lobby534-2 |  | 20.1 |  | 534-2 | Linear Wall Cove | FL | 32 | #N/A |  | #N/A | #N/A | #N/A | 0.12623 |  |  | #N/A |  |  |  | #N/A |  |  | #N/A |  |  |  | #N/A | #N/A | #N/A |  |  | #N/A
| Office-Enclosed |  | 0.86802
Office-Enclosed531 |  | 25 |  | 531 | Linear Direct w/louver | FL | 32 | #N/A |  | #N/A | #N/A | #N/A | 0.52789 |  |  | #N/A |  |  |  | #N/A |  |  | #N/A |  |  |  | #N/A | #N/A | #N/A |  |  | #N/A
Office-Enclosed539 |  | 25 |  | 539 | Task | FL | 15 | #N/A |  | #N/A | #N/A | #N/A | 0.14563 |  |  | #N/A |  |  |  | #N/A |  |  | #N/A |  |  |  | #N/A | #N/A | #N/A |  |  | #N/A
Office-Enclosed0 |  | 25 |  | 0 | NA | NA | 0 | 0 |  | 0 | 0 | 0 | 0 |  |  | #N/A |  |  |  | #N/A |  |  | #N/A |  |  |  | #N/A | #N/A | 0 |  |  | 0
Office-Enclosed537-1 |  | 25 |  | 537-1 | Linear WW Open | FL | 32 | #N/A |  | #N/A | #N/A | #N/A | 0.1945 |  |  | #N/A |  |  |  | #N/A |  |  | #N/A |  |  |  | #N/A | #N/A | #N/A |  |  | #N/A
| Office - Open Plan (Including Other) |  | 0.76636
Office - Open Plan (Including Other)535 |  | 27 |  | 535 | Linear Dir/Indir | FL | 32 | #N/A |  | #N/A | #N/A | #N/A | 0.56456 |  |  | #N/A |  |  |  | #N/A |  |  | #N/A |  |  |  | #N/A | #N/A | #N/A |  |  | #N/A
Office - Open Plan (Including Other)539 |  | 27 |  | 539 | Task | FL | 15 | #N/A |  | #N/A | #N/A | #N/A | 0.075873 |  |  | #N/A |  |  |  | #N/A |  |  | #N/A |  |  |  | #N/A | #N/A | #N/A |  |  | #N/A
Office - Open Plan (Including Other)0 |  | 27 |  | 0 | NA | NA | 0 | 0 |  | 0 | 0 | 0 | 0 |  |  | #N/A |  |  |  | #N/A |  |  | #N/A |  |  |  | #N/A | #N/A | 0 |  |  | 0
Office - Open Plan (Including Other)537-1 |  | 27 |  | 537-1 | Linear WW Open | FL | 32 | #N/A |  | #N/A | #N/A | #N/A | 0.12593 |  |  | #N/A |  |  |  | #N/A |  |  | #N/A |  |  |  | #N/A | #N/A | #N/A |  |  | #N/A
| Restrooms |  | 0.76636
Restrooms604 |  | 12 |  | 604 | Wall Mounted Linear Direct/Indirect | FL | 32 | #N/A |  | #N/A | #N/A | #N/A | 0.22551 |  |  | #N/A |  |  |  | #N/A |  |  | #N/A |  |  |  | #N/A | #N/A | #N/A |  |  | #N/A
Restrooms520 |  | 12 |  | 520 | Downlight - lensed | CF | 32 | #N/A |  | #N/A | #N/A | #N/A | 0.34783 |  |  | #N/A |  |  |  | #N/A |  |  | #N/A |  |  |  | #N/A | #N/A | #N/A |  |  | #N/A
Restrooms0 |  | 12 |  | 0 | NA | NA | 0 | 0 |  | 0 | 0 | 0 | 0 |  |  | #N/A |  |  |  | #N/A |  |  | #N/A |  |  |  | #N/A | #N/A | 0 |  |  | 0
Restrooms534-2 |  | 12 |  | 534-2 | Linear Wall Cove | FL | 32 | #N/A |  | #N/A | #N/A | #N/A | 0.19301 |  |  | #N/A |  |  |  | #N/A |  |  | #N/A |  |  |  | #N/A | #N/A | #N/A |  |  | #N/A
| Retail - Sales Area |  | 1.3138
Retail - Sales Area535 |  | 97 |  | 535 | Linear Dir/Indir | FL | 32 | #N/A |  | #N/A | #N/A | #N/A | 0.79579 |  |  | #N/A |  |  |  | #N/A |  |  | #N/A |  |  |  | #N/A | #N/A | #N/A |  |  | #N/A
Retail - Sales Area541 |  | 97 |  | 541 | Downlight open - flood |  | 39 | #N/A |  | #N/A | #N/A | #N/A | 0.39413 |  |  | #N/A |  |  |  | #N/A |  |  | #N/A |  |  |  | #N/A | #N/A | #N/A |  |  | #N/A
Retail - Sales Area0 |  | 97 |  | 0 | NA | NA | 0 | 0 |  | 0 | 0 | 0 | 0 |  |  | #N/A |  |  |  | #N/A |  |  | #N/A |  |  |  | #N/A | #N/A | 0 |  |  | 0
Retail - Sales Area537-1 |  | 97 |  | 537-1 | Linear WW Open | FL | 32 | #N/A |  | #N/A | #N/A | #N/A | 0.12384 |  |  | #N/A |  |  |  | #N/A |  |  | #N/A |  |  |  | #N/A | #N/A | #N/A |  |  | #N/A
| Stairway |  | 0.53958
Stairway530 |  | 11 |  | 530 | Linear Direct lensed (Acrylic 12 Lens) | FL | 32 | #N/A |  | #N/A | #N/A | #N/A | 0.29111 |  |  | #N/A |  |  |  | #N/A |  |  | #N/A |  |  |  | #N/A | #N/A | #N/A |  |  | #N/A
Stairway602 |  | 11 |  | 602 | Wall Mounted Linear Indirect | FL | 32 | #N/A |  | #N/A | #N/A | #N/A | 0.24847 |  |  | #N/A |  |  |  | #N/A |  |  | #N/A |  |  |  | #N/A | #N/A | #N/A |  |  | #N/A
Stairway0 |  | 11 |  | 0 | NA | NA | 0 | 0 |  | 0 | 0 | 0 | 0 |  |  | #N/A |  |  |  | #N/A |  |  | #N/A |  |  |  | #N/A | #N/A | 0 |  |  | 0
Stairway0 |  | 11 |  | 0 | NA | NA | 0 | 0 |  | 0 | 0 | 0 | 7.8143e-08 |  |  | #N/A |  |  |  | #N/A |  |  | #N/A |  |  |  | #N/A | #N/A | 0 |  |  | 0
| Storage |  | 0.49266
Storage538 |  | 41 |  | 538 | Fluorescent Industrial | FL | 32 | #N/A |  | #N/A | #N/A | #N/A | 0.49266 |  |  | #N/A |  |  |  | #N/A |  |  | #N/A |  |  |  | #N/A | #N/A | #N/A |  |  | #N/A
Storage0 |  | 41 |  | 0 | NA | NA | 0 | 0 |  | 0 | 0 | 0 | 0 |  |  | #N/A |  |  |  | #N/A |  |  | #N/A |  |  |  | #N/A | #N/A | 0 |  |  | 0
Storage0 |  | 41 |  | 0 | NA | NA | 0 | 0 |  | 0 | 0 | 0 | 0 |  |  | #N/A |  |  |  | #N/A |  |  | #N/A |  |  |  | #N/A | #N/A | 0 |  |  | 0
Storage0 |  | 41 |  | 0 | NA | NA | 0 | 0 |  | 0 | 0 | 0 | 7.765e-08 |  |  | #N/A |  |  |  | #N/A |  |  | #N/A |  |  |  | #N/A | #N/A | 0 |  |  | 0
| Lobby - Hotel |  | 0.82892
Lobby - Hotel572 |  | 79 |  | 572 | Downlight open | TH | 75 | #N/A |  | #N/A | #N/A | #N/A | 0.70293 |  |  | #N/A |  |  |  | #N/A |  |  | #N/A |  |  |  | #N/A | #N/A | #N/A |  |  | #N/A
Lobby - Hotel0 |  | 79 |  | 0 | NA | NA | 0 | 0 |  | 0 | 0 | 0 | 0 |  |  | #N/A |  |  |  | #N/A |  |  | #N/A |  |  |  | #N/A | #N/A | 0 |  |  | 0
Lobby - Hotel0 |  | 79 |  | 0 | NA | NA | 0 | 0 |  | 0 | 0 | 0 | 0 |  |  | #N/A |  |  |  | #N/A |  |  | #N/A |  |  |  | #N/A | #N/A | 0 |  |  | 0
Lobby - Hotel527-1 |  | 79 |  | 527-1 | WW Open | CF | 18 | #N/A |  | #N/A | #N/A | #N/A | 0.12599 |  |  | #N/A |  |  |  | #N/A |  |  | #N/A |  |  |  | #N/A | #N/A | #N/A |  |  | #N/A
| Dwelling Units Low End |  | 0.3
DwellingUnits501_Low |  |  |  | 501 | #N/A | #N/A | #N/A | #N/A |  | #N/A | #N/A | #N/A | 0.13 |  |  | #N/A |  |  |  | #N/A |  |  | #N/A |  |  |  | #N/A | #N/A | #N/A |  |  | #N/A
DwellingUnits700_Low |  |  |  | 700 | #N/A | #N/A | #N/A | #N/A |  | #N/A | #N/A | #N/A | 0.1 |  |  | #N/A |  |  |  | #N/A |  |  | #N/A |  |  |  | #N/A | #N/A | #N/A |  |  | #N/A
DwellingUnits530_Low |  |  |  | 530 | #N/A | #N/A | #N/A | #N/A |  | #N/A | #N/A | #N/A | 0.07 |  |  | #N/A |  |  |  | #N/A |  |  | #N/A |  |  |  | #N/A | #N/A | #N/A |  |  | #N/A
| Dwelling Units High End |  | 0.62
DwellingUnits505_High |  |  |  | 505 | #N/A | #N/A | #N/A | #N/A |  | #N/A | #N/A | #N/A | 0.23 |  |  | #N/A |  |  |  | #N/A |  |  | #N/A |  |  |  | #N/A | #N/A | #N/A |  |  | #N/A
DwellingUnits500_High |  |  |  | 500 | #N/A | #N/A | #N/A | #N/A |  | #N/A | #N/A | #N/A | 0.08 |  |  | #N/A |  |  |  | #N/A |  |  | #N/A |  |  |  | #N/A | #N/A | #N/A |  |  | #N/A
DwellingUnits700_High |  |  |  | 700 | #N/A | #N/A | #N/A | #N/A |  | #N/A | #N/A | #N/A | 0.18 |  |  | #N/A |  |  |  | #N/A |  |  | #N/A |  |  |  | #N/A | #N/A | #N/A |  |  | #N/A
DwellingUnits701_High |  |  |  | 701 | #N/A | #N/A | #N/A | #N/A |  | #N/A | #N/A | #N/A | 0.04 |  |  | #N/A |  |  |  | #N/A |  |  | #N/A |  |  |  | #N/A | #N/A | #N/A |  |  | #N/A
DwellingUnits530_High |  |  |  | 530 | #N/A | #N/A | #N/A | #N/A |  | #N/A | #N/A | #N/A | 0.09 |  |  | #N/A |  |  |  | #N/A |  |  | #N/A |  |  |  | #N/A | #N/A | #N/A |  |  | #N/A
1 FL linear fluorescent, CF compact fluorescent, MH metal halide
Note on D87: Susan Loper: Refer to workbook Dwelling Units 4/22/13
Note on D290: Susan Loper: Refer to workbook - Dwelling Units 4/22/13
Dwelling Units - Dwelling units were added to IECC 2009, 2012 and NC. For 2009 and NC - 50% of lamps were INC and 50% were HE. For 2012 - 25% of lamps were INC and 75% were HE. INC lamps were replaced with CF to convert to HE.

## IntLtgCostCheck (hidden)
Note: Pivot Tables to right query spaces
"Refresh" (right click) both pivot tables to right after changes to update table below
Note: where LPA increases;
[9 empty] | space design/cost remains the same | [37 empty] | This pivot only captures the space totals
|  | Green indicates cost is low relative to LPD change, Red high | [9 empty] | Should match +/- 1% |  | Should match +/- 5%-10% | [18 empty] | Check of totals on the Int Ltg LPD Space Type 90_1 All tab
| Checking 2018oct24 | [32 empty] | Data | Case | [12 empty] | Data | Case
| Space | New cost/sf |  |  | Fixture LPD w/sf |  |  |  | Space LPA w/sf |  |  | Fixt LPD/Space LPA |  | Space net Lum/sf |  |  |  | Sp/Fx LPD |  |  | Space Type LPA W/ft2 |  | Fixture LPD W/ft2 |  |  | Cost $/ft2 |  |  | Lumen Compare |  |  |  |  | Sum of Space Type Lighting Power Allowance W/ft24 |  | Sum of Fixture Watts/ft214 |  | Sum of New_Fixture + Lamp Cost, $/ft2_17 |  | Count of 90.1-2013 Space Types2 | [7 empty] | Sum of Space Type Lighting Power Allowance W/ft24 |  | Count of 90.1-2013 Space Types2
|  | 2013 | 2016 | dCost | 2013 | 2016 | dLPD | d$/dLPD | 2013 | 2016 | dLPA | 2013 | 2016 | 2013 | 2016 | dLum |  | 2010 | 2013 |  | 2013 | 2016 | 2013 | 2016 | dLPD | 2013 | 2016 | d$/dLPD | 2013 | 2016 |  |  | space | 2013 | 2016 | 2013 | 2016 | 2013 | 2016 | 2013 | 2016 |  | 2013 delta LPD: space to fixture | 2016 delta LPD: space to fixture |  |  | 90.1-2013 Space Types2 | 2013 | 2016 | 2013 | 2016
| Classroom/Lecture/Training | 17.4236 | 17.4638 | 1.0023 | 1.24 | 0.92 | 0.74194 | 1.3509 | 1.24 | 0.92 | 0.74194 | 1 | 1 | 1 | 1 | 1 |  | 2 | 2.0326 | Classroom/Lecture/Training | 1.24 | 0.92 | 1.24 | 0.92 | 4.5962 | 17.4236 | 17.4638 | 3.7996 | 1 | 1 |  |  | Classroom/Lecture/Training | 2.48 | 1.87 | 1.24 | 0.92 | 17.4236 | 17.4638 | 1 | 1 |  | -1 | -1.0326 |  |  | Classroom/Lecture/Training | 1.24 | 0.92 | 1 | 1
| Conference/Meeting/Multipurpose | 14.1493 | 14.4601 | 1.022 | 1.23 | 1.07 | 0.86992 | 1.1748 | 1.23 | 1.07 | 0.86992 | 1 | 1 | 1 | 1 | 1 |  | 2 | 2.0093 | Conference/Meeting/Multipurpose | 1.23 | 1.07 | 1.23 | 1.07 | 7.2976 | 14.1493 | 14.4601 | 1.9815 | 1 | 1 |  |  | Conference/Meeting/Multipurpose | 2.46 | 2.15 | 1.23 | 1.07 | 14.1493 | 14.4601 | 1 | 1 |  | -1 | -1.0093 |  |  | Conference/Meeting/Multipurpose | 1.23 | 1.07 | 1 | 1
| Corridor/Transition | 13.7351 | #VALUE! |  | 0.66 | 0.66 | 1 | #VALUE! | 0.66 | 0.66 | 1 | 1 | 1 | 1 | 1 | 1 |  | 2 | 2 | Corridor/Transition | 0.66 | 0.66 | 0.66 | 0.66 | 6.8675 | 13.7351 | #VALUE! | #VALUE! | 1 | 1 |  |  | Corridor/Transition | 1.32 | 1.32 | 0.66 | 0.66 | 13.7351 | #VALUE! | 1 | 1 |  | -1 | -1 |  |  | Corridor/Transition | 0.66 | 0.66 | 1 | 1
| Dining Area | 13.1133 | #VALUE! |  | 0.65 | 0.63 | 0.96923 | #VALUE! | 0.65 | 0.63 | 0.96923 | 1 | 1 | 1 | 1 | 1 |  | 1.9692 | 2 | Dining Area | 0.65 | 0.63 | 0.65 | 0.63 | 6.3549 | 13.1133 | #VALUE! | #VALUE! | 1 | 1 |  |  | Dining Area | 1.28 | 1.26 | 0.65 | 0.63 | 13.1133 | #VALUE! | 1 | 1 |  | -0.96923 | -1 |  |  | Dining Area | 0.65 | 0.63 | 1 | 1
| Electrical/Mechanical | 7.9653 | #VALUE! |  | 0.42 | 0.43 | 1.0238 | #VALUE! | 0.42 | 0.43 | 1.0238 | 1 | 1 | 1 | 1 | 1 |  | 2.0238 | 2 | Electrical/Mechanical | 0.42 | 0.43 | 0.42 | 0.43 | 4.0775 | 7.9653 | #VALUE! | #VALUE! | 1 | 1 |  |  | Electrical/Mechanical | 0.85 | 0.86 | 0.42 | 0.43 | 7.9653 | #VALUE! | 1 | 1 |  | -1.0238 | -1 |  |  | Electrical/Mechanical | 0.42 | 0.43 | 1 | 1
| Food Preparation | 4.1599 | 10.0687 | 2.4204 | 1.21 | 1.06 | 0.87603 | 2.7629 | 1.21 | 1.06 | 0.87603 | 1 | 1 | 1 | 1 | 1 |  | 2 | 2 | Food Preparation | 1.21 | 1.06 | 1.21 | 1.06 | 9.3639 | 4.1599 | 10.0687 | 1.0753 | 1 | 1 |  |  | Food Preparation | 2.42 | 2.12 | 1.21 | 1.06 | 4.1599 | 10.0687 | 1 | 1 |  | -1 | -1 |  |  | Food Preparation | 1.21 | 1.06 | 1 | 1
| Gymnasium/Fitness-Fitness Area | 9.3724 | #VALUE! |  | 0.72 | 0.5 | 0.69444 | #VALUE! | 0.72 | 0.5 | 0.69444 | 1 | 1 | 1 | 1 | 1 |  | 2 | 2 | Gymnasium/Fitness-Fitness Area | 0.72 | 0.5 | 0.72 | 0.5 | 4.6103 | 9.3724 | #VALUE! | #VALUE! | 1 | 1 |  |  | Gymnasium/Fitness-Fitness Area | 1.44 | 1 | 0.72 | 0.5 | 9.3724 | #VALUE! | 1 | 1 |  | -1 | -1 |  |  | Gymnasium/Fitness-Fitness Area | 0.72 | 0.5 | 1 | 1
| Highway Lodging Guest Rooms | 10.6334 | 4.8815 | 0.45907 | 0.91 | 0.77 | 0.84615 | 0.54253 | 0.91 | 0.77 | 0.84615 | 1 | 1 | 1 | 1 | 1 |  | 2 | 1.987 | Highway Lodging Guest Rooms | 0.91 | 0.77 | 0.91 | 0.77 | 2.409 | 10.6334 | 4.8815 | 2.0263 | 1 | 1 |  |  | Highway Lodging Guest Rooms | 1.82 | 1.53 | 0.91 | 0.77 | 10.6334 | 4.8815 | 1 | 1 |  | -1 | -0.98701 |  |  | Highway Lodging Guest Rooms | 0.91 | 0.77 | 1 | 1
| Library | 13.7983 | 11.4112 | 0.827 | 1.06 | 0.82 | 0.77358 | 1.069 | 1.06 | 0.82 | 0.77358 | 1 | 1 | 1 | 1 | 1 |  | 2 | 2.0366 | Library | 1.06 | 0.82 | 1.06 | 0.82 | 5.9143 | 13.7983 | 11.4112 | 1.9294 | 1 | 1 |  |  | Library | 2.12 | 1.67 | 1.06 | 0.82 | 13.7983 | 11.4112 | 1 | 1 |  | -1 | -1.0366 |  |  | Laundry-Washing | 0.6 | 0.43 | 1 | 1
| Lobby | 13.5905 | 15.8134 | 1.1636 | 0.9 | 1 | 1.1111 | 1.0472 | 0.9 | 1 | 1.1111 | 1 | 1 | 1 | 1 | 1 |  | 2 | 1.86 | Lobby | 0.9 | 1 | 0.9 | 1 | 10.6199 | 13.5905 | 15.8134 | 1.489 | 1 | 1 |  |  | Lobby | 1.8 | 1.86 | 0.9 | 1 | 13.5905 | 15.8134 | 1 | 1 |  | -1 | -0.86 |  |  | Library | 1.06 | 0.82 | 1 | 1
| Lobby - Hotel | 5.5059 | 2.753 | 0.5 | 1.06 | 1.06 | 1 | 0.5 | 1.06 | 1.06 | 1 | 1 | 1 | 1 | 1 | 1 |  | 2 | 2 | Lobby - Hotel | 1.06 | 1.06 | 1.06 | 1.06 | 2.753 | 5.5059 | 2.753 | 1 | 1 | 1 |  |  | Lobby - Hotel | 2.12 | 2.12 | 1.06 | 1.06 | 5.5059 | 2.753 | 1 | 1 |  | -1 | -1 |  |  | Lobby | 0.9 | 1 | 1 | 1
| Lounge/Recreation - Break room | 10.8289 | #VALUE! |  | 0.73 | 0.62 | 0.84932 | #VALUE! | 0.73 | 0.62 | 0.84932 | 1 | 1 | 1 | 1 | 1 |  | 2 | 2.1774 | Lounge/Recreation - Break room | 0.73 | 0.62 | 0.73 | 0.62 | 5.4144 | 10.8289 | #VALUE! | #VALUE! | 1 | 1 |  |  | Lounge/Recreation - Break room | 1.46 | 1.35 | 0.73 | 0.62 | 10.8289 | #VALUE! | 1 | 1 |  | -1 | -1.1774 |  |  | Lobby - Hotel | 1.06 | 1.06 | 1 | 1
Flu-LED | Office - Open Plan (Including Other) | 11.5124 | 8.1739 | 0.71001 | 0.98 | 0.81 | 0.82653 | 0.85902 | 0.98 | 0.81 | 0.82653 | 1 | 1 | 1 | 1 | 1 |  | 2 | 2 | Office - Open Plan (Including Other) | 0.98 | 0.81 | 0.98 | 0.81 | 8.1739 | 11.5124 | 8.1739 | 1 | 1 | 1 |  |  | Office - Open Plan (Including Other) | 1.96 | 1.62 | 0.98 | 0.81 | 11.5124 | 8.1739 | 1 | 1 |  | -1 | -1 |  |  | Lounge/Recreation - Break room | 0.73 | 0.62 | 1 | 1
Flu-LED | Office-Enclosed | 9.3605 | 12.2382 | 1.3074 | 1.11 | 0.93 | 0.83784 | 1.5605 | 1.11 | 0.93 | 0.83784 | 1 | 1 | 1 | 1 | 1 |  | 2 | 2.0108 | Office-Enclosed | 1.11 | 0.93 | 1.11 | 0.93 | 6.1849 | 9.3605 | 12.2382 | 1.9787 | 1 | 1 |  |  | Office-Enclosed | 2.22 | 1.87 | 1.11 | 0.93 | 9.3605 | 12.2382 | 1 | 1 |  | -1 | -1.0108 |  |  | Office - Open Plan (Including Other) | 0.98 | 0.81 | 1 | 1
| Restrooms | 17.9954 | #VALUE! |  | 0.98 | 0.85 | 0.86735 | #VALUE! | 0.98 | 0.85 | 0.86735 | 1 | 1 | 1 | 1 | 1 |  | 2 | 1.8353 | Restrooms | 0.98 | 0.85 | 0.98 | 0.85 | 7.4616 | 17.9954 | #VALUE! | #VALUE! | 1 | 1 |  |  | Restrooms | 1.96 | 1.56 | 0.98 | 0.85 | 17.9954 | #VALUE! | 1 | 1 |  | -1 | -0.83529 |  |  | Office - Open Plan (Including Other)-whole | 0.8508 | 0.87 | 1 | 1
| Retail - Sales Area | 18.042 | 19.5593 | 1.0841 | 1.44 | 1.22 | 0.84722 | 1.2796 | 1.44 | 1.22 | 0.84722 | 1 | 1 | 1 | 1 | 1 |  | 2 | 1.7213 | Retail - Sales Area | 1.44 | 1.22 | 1.44 | 1.22 | 6.9238 | 18.042 | 19.5593 | 2.825 | 1 | 1 |  |  | Retail - Sales Area | 2.88 | 2.1 | 1.44 | 1.22 | 18.042 | 19.5593 | 1 | 1 |  | -1 | -0.72131 |  |  | Office - Open Plan (Including Other)-whole-large |  | 0.828 |  | 1
| Stairway | 11.277 | #VALUE! |  | 0.69 | 0.58 | 0.84058 | #VALUE! | 0.69 | 0.58 | 0.84058 | 1 | 1 | 1 | 1 | 1 |  | 2 | 1.9483 | Stairway | 0.69 | 0.58 | 0.69 | 0.58 | 5.3461 | 11.277 | #VALUE! | #VALUE! | 1 | 1 |  |  | Stairway | 1.38 | 1.13 | 0.69 | 0.58 | 11.277 | #VALUE! | 1 | 1 |  | -1 | -0.94828 |  |  | Office - Open Plan (Including Other)-whole-small | 0.852 |  | 1
| Storage | 2.0573 | 5.1411 | 2.499 | 0.63 | 0.46 | 0.73016 | 3.4225 | 0.63 | 0.46 | 0.73016 | 1 | 1 | 1 | 1 | 1 |  | 2 | 2 | Storage | 0.63 | 0.46 | 0.63 | 0.46 | 3.0309 | 2.0573 | 5.1411 | 1.6962 | 1 | 1 |  |  | Storage | 1.26 | 0.92 | 0.63 | 0.46 | 2.0573 | 5.1411 | 1 | 1 |  | -1 | -1 |  |  | Office-BLDG-LO | 0.82 | 0.79 | 1 | 1
| Office - Open Plan (Including Other)-whole | 9.728 | #VALUE! |  | 0.82 | 0.87 | 1.061 | #VALUE! | 0.8508 | 0.87 | 1.0226 | 0.9638 | 1 | 1 | 1 | 1 |  | 2.0376 | 1.931 | Office - Open Plan (Including Other)-whole | 0.8508 | 0.87 | 0.82 | 0.87 | 8.7794 | 9.728 | #VALUE! | #VALUE! | 1 | 1 |  |  | Office - Open Plan (Including Other)-whole | 1.6708 | 1.68 | 0.82 | 0.87 | 9.728 | #VALUE! | 1 | 1 |  | -1.0376 | -0.93103 |  |  | Office-BLDG-SO | 0.82 | 0.79 | 1 | 1
| Laundry-Washing | 2.0628 | #VALUE! |  | 0.6 | 0.43 | 0.71667 | #VALUE! | 0.6 | 0.43 | 0.71667 | 1 | 1 | 1 | 1 | 1 |  |  |  | Laundry-Washing | 0.6 | 0.43 | 0.6 | 0.43 | 2.0422 | 2.0628 | #VALUE! |  | 1 | 1 |  |  | Laundry-Washing | 1.2 | 0.86 | 0.6 | 0.43 | 2.0628 | #VALUE! | 1 | 1 |  | -1 | -1 |  |  | Office-Enclosed | 1.11 | 0.93 | 1 | 1
Flu-Flu | Office-BLDG-SO | 11.3546 | 12.0879 | 1.0646 | 0.82 | 0.79 | 0.96341 | 1.105 | 0.82 | 0.79 | 0.96341 | 1 | 1 | 1 | 1 | 1 |  |  |  | Office-BLDG-SO | 0.82 | 0.79 | 0.82 | 0.79 | 5.912 | 11.3546 | 12.0879 |  | 1 | 1 |  |  | Office-BLDG-SO | 1.64 | 1.58 | 0.82 | 0.79 | 11.3546 | 12.0879 | 1 | 1 |  | -1 | -1 |  |  | Office-Enclosed-whole |  | 0.878 |  | 1
Flu-Flu | Office-BLDG-LO | 11.3546 | #VALUE! |  | 0.82 | 0.79 | 0.96341 | #VALUE! | 0.82 | 0.79 | 0.96341 | 1 | 1 | 1 | 1 | 1 |  |  |  | Office-BLDG-LO | 0.82 | 0.79 | 0.82 | 0.79 | 5.912 | 11.3546 | #VALUE! |  | 1 | 1 |  |  | Office-BLDG-LO | 1.64 | 1.58 | 0.82 | 0.79 | 11.3546 | #VALUE! | 1 | 1 |  | -1 | -1 |  |  | Office-Enclosed-whole-large | 0.8508 | 0.826 | 1 | 1
| Office-Enclosed-whole-small | 7.1002 | 0 | 0 | 0.852 | 0 | 0 | #DIV/0! | 0.852 | 0 |  | 1 | #DIV/0! | 1 | 0 |  |  |  |  | Office-Enclosed-whole-small | 0.852 | 0 | 0.852 | 0 |  | 7.1002 | 0 |  | 1 | 0 |  |  | Office-Enclosed-whole-small | 1.672 |  | 0.852 |  | 7.1002 |  | 1 |  |  | -0.96244 | #DIV/0! |  |  | Office-Enclosed-whole-small | 0.852 |  | 1
| Office - Open Plan (Including Other)-whole-small | 10.1076 | 0 | 0 | 0.852 | 0 | 0 | #DIV/0! | 0.852 | 0 |  | 1 | #DIV/0! | 1 | 0 |  |  |  |  | Office - Open Plan (Including Other)-whole-small | 0.852 | 0 | 0.852 | 0 |  | 10.1076 | 0 |  | 1 | 0 |  |  | Office - Open Plan (Including Other)-whole-small | 1.672 |  | 0.852 |  | 10.1076 |  | 1 |  |  | -0.96244 | #DIV/0! |  |  | Restrooms | 0.98 | 0.85 | 1 | 1
| Office-Enclosed-whole-large | 6.8335 | #VALUE! |  | 0.82 | 0.826 | 1.0073 | #VALUE! | 0.8508 | 0.826 |  | 0.9638 | 1 | 1 | 1 |  |  |  |  | Office-Enclosed-whole-large | 0.8508 | 0.826 | 0.82 | 0.826 | 5.4348 | 6.8335 | #VALUE! |  | 1 | 1 |  |  | Office-Enclosed-whole-large | 1.6708 | 1.766 | 0.82 | 0.826 | 6.8335 | #VALUE! | 1 | 1 |  | -1.0376 | -1.138 |  |  | Retail - Sales Area | 1.44 | 1.22 | 1 | 1
| Office - Open Plan (Including Other)-whole-large | 0 | #VALUE! |  | 0 | 0.828 |  | #VALUE! | 0 | 0.828 |  | #DIV/0! | 1 | 0 | 1 |  |  |  |  | Office - Open Plan (Including Other)-whole-large | 0 | 0.828 | 0 | 0.828 | 8.3555 | 0 | #VALUE! |  | 0 | 1 |  |  | Office - Open Plan (Including Other)-whole-large |  | 1.638 |  | 0.828 |  | #VALUE! |  | 1 |  | #DIV/0! | -0.97826 |  |  | Stairway | 0.69 | 0.58 | 1 | 1
| Grand Total | #N/A | #N/A |  | #N/A | #N/A |  | #VALUE! | #N/A | #N/A |  | #N/A | #N/A | #N/A | #N/A |  |  |  |  | Grand Total | #N/A | #N/A | #N/A | #N/A | 8.3555 | #N/A | #N/A |  | #N/A | #N/A |  |  | Total Result | 44.3956 | 37.414 | 22.204 | 18.924 | 263.0617 | #VALUE! | 25 | 24 |  | -0.99944 | -0.97707 |  |  | Storage | 0.63 | 0.46 | 1 | 1
| 0 | #N/A | #N/A |  | #N/A | #N/A |  | #VALUE! | #N/A | #N/A |  | #N/A | #N/A | #N/A | #N/A |  |  |  |  | 0 | #N/A | #N/A | #N/A | #N/A | 8.3555 | #N/A | #N/A |  | #N/A | #N/A | [12 empty] | #DIV/0! | #DIV/0! |  |  | (empty) | 23.1826 | 19.43
| 0 | 0 | 0 |  | 0 | 0 |  | #VALUE! | 0 | 0 |  | #DIV/0! | #DIV/0! | 0 | 0 | [27 empty] | #DIV/0! | #DIV/0! |  |  | Dwelling-Unit | 1.0526 |  | 2
| 0 | 0 | 0 |  | 0 | 0 |  | #VALUE! | 0 | 0 |  | #DIV/0! | #DIV/0! | 0 | 0 | [31 empty] | Total Result | 46.5009 | 39.232 | 27 | 25
| Checking version 2014jul14n5SL3 | Round 1 | 41876
|  | New cost/sf |  |  | LPD w/sf
| Space | 2010 | 2013 | dCost | 2010 | 2013 | dLPD | d$/dLPD
| Highway Lodging Guest Rooms | 4.1071 | 4.1071 | 1 | 0.75 | 0.91 | 1.2133 | 0.82418
| Retail - Sales Area | 6.4741 | 4.9244 | 0.76063 | 1.68 | 1.42 | 0.84524 | 0.8999
| Food Preparation | 3.4769 | 4.2496 | 1.2222 | 0.99 | 1.21 | 1.2222 | 1
| Library | 4.0293 | 4.9392 | 1.2258 | 0.93 | 1.06 | 1.1398 | 1.0755
| Electrical/Mechanical | 1.9165 | 0.99295 | 0.51811 | 0.95 | 0.42 | 0.44211 | 1.1719
|  | New cost/sf |  |  | LPD w/sf
| Space | 2010 | 2013 | dCost | 2010 | 2013 | dLPD | d$/dLPD
| Classroom/Lecture/Training | 6.4506 | 6.1622 | 0.95529 | 1.24 | 1.24 | 1 | 0.95529 | Why Delta?
| Corridor/Transition | 2.0588 | 2.1596 | 1.049 | 0.66 | 0.66 | 1 | 1.049 | Why Delta?
| Lobby - Hotel | 0.74687 | 1.4267 | 1.9102 | 1.06 | 1.06 | 1 | 1.9102 | Why Delta?
| Lounge/Recreation - Break room | 3.2317 | 1.9192 | 0.59387 | 0.73 | 0.73 | 1 | 0.59387 | Why Delta?
| Office - Open Plan (Including Other) | 4.9776 | 4.5956 | 0.92325 | 0.98 | 0.98 | 1 | 0.92325 | Why Delta?
| Office-Enclosed | 5.123 | 5.1309 | 1.0015 | 1.11 | 1.11 | 1 | 1.0015 | Why Delta?
| Stairway | 2.4233 | 3.3134 | 1.3673 | 0.69 | 0.69 | 1 | 1.3673 | Why Delta?
|  | New cost/sf |  |  | LPD w/sf
| Space | 2010 | 2013 | dCost | 2010 | 2013 | dLPD | d$/dLPD
| Conference/Meeting/Multipurpose | 5.4214 | 5.4214 | 1 | 1.23 | 1.23 | 1 | 1
| Dining Area | 3.3865 | 3.3865 | 1 | 0.65 | 0.65 | 1 | 1
| Gymnasium/Fitness-Fitness Area | 3.6489 | 3.6489 | 1 | 0.72 | 0.72 | 1 | 1
| Hospital - Laundry/Washing | 2.1072 | 2.1072 | 1 | 0.6 | 0.6 | 1 | 1
| Lobby | 3.455 | 3.455 | 1 | 0.9 | 0.9 | 1 | 1
| Restrooms | 3.6893 | 3.6893 | 1 | 0.98 | 0.98 | 1 | 1
| Storage | 1.2709 | 1.2709 | 1 | 0.63 | 0.63 | 1 | 1
Check of fixture detail on the Int Ltg LPD Space Type 90_1 All tab
[31 empty] | 2010 |  |  | 2013
[31 empty] | case_data | Data
[31 empty] | 2013 |  | 2016
[30 empty] | space | Sum of Number of Lamps9 | Sum of Fixture Watts/ft214 | Sum of Number of Lamps9 | Sum of Fixture Watts/ft214 |  |  |  |  | Data
[30 empty] | Classroom/Lecture/Training | 4 | 1.24 | 144 | 0.92 |  |  | Proto | Space | Average of area2010 | Average of area2013 | Sum of LPD2010 | Sum of LPD2013 | Sum of Tot2010 | Sum of Tot2013
[30 empty] | Conference/Meeting/Multipurpose | 4 | 1.23 | 61 | 1.07 |  |  | LgOfc |  | 498600 | 498600 | 0.82 | 0.79 | 5564788.8698 | 5834113.409
[30 empty] | Corridor/Transition | 87 | 0.66 | 87 | 0.66 |  |  |  | Office-BLDG-LO | 498600 | 498600 | 0.82 | 0.79 | 5564788.8698 | 5834113.409
[30 empty] | Dining Area | 59 | 0.65 | 59 | 0.63 |  |  | MrApt |  | 11248.3333 | 11248.3333 | 2.5321 | 1.8805 | 57598.4738 | 61079.9501
[30 empty] | Electrical/Mechanical | 48 | 0.42 | 48 | 0.43 |  |  |  | Corridor/Transition | 3345 | 3345 | 0.66 | 0.66 | 46798.8165 | 46798.8165
[30 empty] | Food Preparation | 2 | 1.21 | 40 | 1.06 |  |  |  | Office-Enclosed | 950 | 950 | 1.11 | 0.93 | 10008.6927 | 13029.5045
[30 empty] | Gymnasium/Fitness-Fitness Area | 2 | 0.72 | 57 | 0.5 |  |  |  | Dwelling-Unit | 29450 | 29450 | 0.76214 | 0.2905 | 790.9647 | 1251.6291
[30 empty] | Highway Lodging Guest Rooms | 2 | 0.91 | 24 | 0.77 |  |  | PriSch |  | 7393.2 | 7393.2 | 8.95 | 7.8 | 1072085.9975 | 984470.8858
[30 empty] | Library | 3 | 1.06 | 79 | 0.82 |  |  |  | Classroom/Lecture/Training | 37187 | 37187 | 1.24 | 0.92 | 629676.2729 | 534613.6128
[30 empty] | Lobby | 4 | 0.9 | 21 | 1 |  |  |  | Corridor/Transition | 12073 | 12073 | 0.66 | 0.66 | 168909.4502 | 168909.4502
[30 empty] | Lobby - Hotel | 21 | 1.06 | 21 | 1.06 |  |  |  | Dining Area | 3389 | 3389 | 0.65 | 0.63 | 41666.3156 | 40384.2751
[30 empty] | Lounge/Recreation - Break room | 2 | 0.73 | 2 | 0.62 |  |  |  | Electrical/Mechanical | 2712 | 2712 | 0.42 | 0.43 | 19853.2261 | 20325.922
[30 empty] | Office - Open Plan (Including Other) | 4 | 0.98 | 142 | 0.81 |  |  |  | Food Preparation | 1808 | 1808 | 1.21 | 1.06 | 12449.8955 | 21662.6497
[30 empty] | Office-Enclosed | 4 | 1.11 | 46 | 0.93 |  |  |  | Gymnasium/Fitness-Fitness Area | 3841 | 3841 | 0.72 | 0.5 | 35358.1405 | 28111.1824
[30 empty] | Restrooms | 3 | 0.98 | 24 | 0.85 |  |  |  | Library | 4293 | 4293 | 1.06 | 0.82 | 58180.7569 | 45820.9867
[30 empty] | Retail - Sales Area | 4 | 1.44 | 61 | 1.22 |  |  |  | Lobby | 1840 | 1840 | 0.9 | 1 | 22880.0986 | 26733.2657
[30 empty] | Stairway | 3 | 0.69 | 52 | 0.58 |  |  |  | Office-Enclosed | 4745 | 4745 | 1.11 | 0.93 | 49990.7862 | 65078.9463
[30 empty] | Storage | 2 | 0.63 | 32 | 0.46 |  |  |  | Restrooms | 2044 | 2044 | 0.98 | 0.85 | 33121.055 | 32830.5949
[30 empty] | Office-Enclosed-whole |  |  | 46 | 0.878 |  |  | SmHtl |  | 3601.0833 | 3601.0833 | 9.74 | 8.36 | 472173.9046 | 334474.5972
[30 empty] | Office - Open Plan (Including Other)-whole | 4 | 0.82 | 142 | 0.87 |  |  |  | Conference/Meeting/Multipurpose | 864 | 864 | 1.23 | 1.07 | 12342.0504 | 11433.2514
[30 empty] | Laundry-Washing | 2 | 0.6 | 40 | 0.43 |  |  |  | Corridor/Transition | 5668 | 5668 | 0.66 | 0.66 | 79299.1604 | 79299.1604
[30 empty] | Office-BLDG-SO | 4 | 0.82 | 4 | 0.79 |  |  |  | Electrical/Mechanical | 351 | 351 | 0.42 | 0.43 | 2569.4994 | 2630.678
[30 empty] | Office-BLDG-LO | 4 | 0.82 | 4 | 0.79 |  |  |  | Gymnasium/Fitness-Fitness Area | 351 | 351 | 0.72 | 0.5 | 3231.1136 | 2568.8688
[30 empty] | Office-Enclosed-whole-small | 4 | 0.852 | [5 empty] | Highway Lodging Guest Rooms | 27933 | 27933 | 0.91 | 0.77 | 313862.5497 | 168967.4477
[30 empty] | Office - Open Plan (Including Other)-whole-small | 4 | 0.852 | [5 empty] | Lobby - Hotel | 1755 | 1755 | 1.06 | 1.06 | 11157.6765 | 11157.6765
[30 empty] | Office-Enclosed-whole-large | 4 | 0.82 | 46 | 0.826 |  |  |  | Lounge/Recreation - Break room | 351 | 351 | 0.73 | 0.62 | 3556.281 | 3020.4031
[30 empty] | Office - Open Plan (Including Other)-whole-large |  |  | 142 | 0.828 |  |  |  | Office-Enclosed | 1404 | 1404 | 1.11 | 0.93 | 14791.7943 | 19256.2362
[30 empty] | Dwelling-Unit | 6 | 1.0526 | [5 empty] | Restrooms | 351 | 351 | 0.98 | 0.85 | 5687.6176 | 5637.7391
[30 empty] | Total Result | 290 | 23.2566 | 1424 | 19.802 |  |  |  | Stairway | 1728 | 1728 | 0.69 | 0.58 | 17507.564 | 18912.0111
[38 empty] | Storage | 1404 | 1404 | 0.63 | 0.46 | 4573.0792 | 6473.0798
[38 empty] | Laundry-washing | 1053 | 1053 | 0.6 | 0.43 | 3595.5185 | 5118.0451
[37 empty] | SmOfc |  | 5500 | 5500 | 0.82 | 0.79 | 61384.5259 | 64355.4427
[38 empty] | Office-BLDG-SO | 5500 | 5500 | 0.82 | 0.79 | 61384.5259 | 64355.4427
[37 empty] | SoRtl |  | 8228 | 8228 | 2.97 | 2.68 | 373566.7773 | 433308.8011
[38 empty] | Lobby | 129 | 129 | 0.9 | 1 | 1604.0939 | 1874.2344
[38 empty] | Retail - Sales Area | 20467 | 20467 | 1.44 | 1.22 | 358647.336 | 412587.0238
[38 empty] | Storage | 4088 | 4088 | 0.63 | 0.46 | 13315.3474 | 18847.5429
[37 empty] | (empty) |  | 25206.95 | 25206.95 | 15.8856 | 14.742 | 4910825.9259 | #VALUE!
[38 empty] | Conference/Meeting/Multipurpose | 5034 | 5034 | 2.46 | 2.14 | 143819.1703 | 133229.1378
[38 empty] | Corridor/Transition | 10982 | 10982 | 1.32 | 1.32 | 307291.242 | 307291.242
[38 empty] | Electrical/Mechanical | 15566.5 | 15566.5 | 0.84 | 0.86 | 227909.4721 | 233335.8881
[38 empty] | Lobby | 7061 | 7061 | 1.8 | 2 | 175604.7566 | #VALUE!
[38 empty] | Lounge/Recreation - Break room | 4820 | 4820 | 1.46 | 1.24 | 97671.0801 | 82953.5201
[38 empty] | Restrooms | 7862.5 | 7862.5 | 1.96 | 1.7 | 254808.5076 | 252573.926
[38 empty] | Stairway | 4324.5 | 4324.5 | 1.38 | 1.16 | 87629.0053 | 94658.5556
[38 empty] | Storage | 6318 | 6318 | 1.26 | 0.92 | 41157.7128 | #VALUE!
(empty)
[38 empty] | Office - Open Plan (Including Other)-whole | 285144 | 285144 | 0.8508 | 0.828 | 2837643.4054 | 3950791.8442
[38 empty] | Office - Open Plan (Including Other)-whole-small | 1100 | 1100 | 0.852 | 0.87 | 11373.9578 | 16014.0622
[38 empty] | Office-Enclosed-whole-small | 1595 | 1595 | 0.852 | 0.878 | 12795.3565 | 20652.6864
[38 empty] | Office-Enclosed-whole-large | 92363 | 92363 | 0.8508 | 0.826 | 713122.2593 | 1125121.5045
[37 empty] | Total Result |  | 23676.26 | 23676.26 | 41.7177 | 37.0425 | 12512424.4747 | #VALUE!
Below references pivot above that must be refreshed
Check of totals on the Int Ltg LPD Proto 90_1 tab
[37 empty] | Prototype/Space | Floor area 2010 | Floor area 2013 | LPD2010 | LPD2013 | Tot $ 2010 | Tot $ 2013 | Delta $ | Delta LPD
[37 empty] | LgOfc | 606347.5333 | 606347.5333 | 0.96749 | 0.87382 | 7612177.0796 | 7678975.5258 | 66798.4462 | -0.093661 | 0.0087752
[37 empty] | Office-BLDG-LO | 0 | 498600 | 498600 | 0.82 | 0.79 | 5564788.8698 | 5564788.0798 | -498599.18
[37 empty] | MrApt | Office-BLDG-LO | 498600 | 498600 | 0.82 | 0.79 | 5564788.8698 | 5564788.0798 | -498599.18 | 0.060444
[37 empty] | Corridor/Transition | 0 | 11248.3333 | 11248.3333 | 2.5321 | 1.8805 | 57598.4738 | 57596.5933 | -11245.8012
[37 empty] | Office-Enclosed | Corridor/Transition | 3345 | 3345 | 0.66 | 0.66 | 46798.8165 | 46798.1565 | -3344.34
[37 empty] | Dwelling-Unit | Office-Enclosed | 950 | 950 | 1.11 | 0.93 | 10008.6927 | 10007.7627 | -948.89
[37 empty] | PriSch | Dwelling-Unit | 29450 | 29450 | 0.76214 | 0.2905 | 790.9647 | 790.6742 | -29449.2379 | -0.081724
[37 empty] | Classroom/Lecture/Training | 0 | 7393.2 | 7393.2 | 8.95 | 7.8 | 1072085.9975 | 1072078.1975 | -7384.25
[37 empty] | Corridor/Transition | Classroom/Lecture/Training | 37187 | 37187 | 1.24 | 0.92 | 629676.2729 | 629675.3529 | -37185.76
[37 empty] | Dining Area | Corridor/Transition | 12073 | 12073 | 0.66 | 0.66 | 168909.4502 | 168908.7902 | -12072.34
[37 empty] | Electrical/Mechanical | Dining Area | 3389 | 3389 | 0.65 | 0.63 | 41666.3156 | 41665.6856 | -3388.35
[37 empty] | Food Preparation | Electrical/Mechanical | 2712 | 2712 | 0.42 | 0.43 | 19853.2261 | 19852.7961 | -2711.58
[37 empty] | Gymnasium/Fitness-Fitness Area | Food Preparation | 1808 | 1808 | 1.21 | 1.06 | 12449.8955 | 12448.8355 | -1806.79
[37 empty] | Library | Gymnasium/Fitness-Fitness Area | 3841 | 3841 | 0.72 | 0.5 | 35358.1405 | 35357.6405 | -3840.28
[37 empty] | Lobby | Library | 4293 | 4293 | 1.06 | 0.82 | 58180.7569 | 58179.9369 | -4291.94
[37 empty] | Office-Enclosed | Lobby | 1840 | 1840 | 0.9 | 1 | 22880.0986 | 22879.0986 | -1839.1
[37 empty] | Restrooms | Office-Enclosed | 4745 | 4745 | 1.11 | 0.93 | 49990.7862 | 49989.8562 | -4743.89
[37 empty] | SmHtl | Restrooms | 2044 | 2044 | 0.98 | 0.85 | 33121.055 | 33120.205 | -2043.02 | -0.29163
[37 empty] | Conference/Meeting/Multipurpose | 0 | 3601.0833 | 3601.0833 | 9.74 | 8.36 | 472173.9046 | 472165.5446 | -3591.3433
[37 empty] | Corridor/Transition | Conference/Meeting/Multipurpose | 864 | 864 | 1.23 | 1.07 | 12342.0504 | 12340.9804 | -862.77
[37 empty] | Electrical/Mechanical | Corridor/Transition | 5668 | 5668 | 0.66 | 0.66 | 79299.1604 | 79298.5004 | -5667.34
[37 empty] | Gymnasium/Fitness-Fitness Area | Electrical/Mechanical | 351 | 351 | 0.42 | 0.43 | 2569.4994 | 2569.0694 | -350.58
[37 empty] | Highway Lodging Guest Rooms | Gymnasium/Fitness-Fitness Area | 351 | 351 | 0.72 | 0.5 | 3231.1136 | 3230.6136 | -350.28 | -0.46165
[37 empty] | Lobby - Hotel | Highway Lodging Guest Rooms | 27933 | 27933 | 0.91 | 0.77 | 313862.5497 | 313861.7797 | -27932.09
[37 empty] | Lounge/Recreation - Break room | Lobby - Hotel | 1755 | 1755 | 1.06 | 1.06 | 11157.6765 | 11156.6165 | -1753.94
[37 empty] | Office-Enclosed | Lounge/Recreation - Break room | 351 | 351 | 0.73 | 0.62 | 3556.281 | 3555.661 | -350.27
[37 empty] | Restrooms | Office-Enclosed | 1404 | 1404 | 1.11 | 0.93 | 14791.7943 | 14790.8643 | -1402.89
[37 empty] | Stairway | Restrooms | 351 | 351 | 0.98 | 0.85 | 5687.6176 | 5686.7676 | -350.02
[37 empty] | Storage | Stairway | 1728 | 1728 | 0.69 | 0.58 | 17507.564 | 17506.984 | -1727.31
[37 empty] | Laundry-washing | Storage | 1404 | 1404 | 0.63 | 0.46 | 4573.0792 | 4572.6192 | -1403.37
[37 empty] | SmOfc | Laundry-washing | 1053 | 1053 | 0.6 | 0.43 | 3595.5185 | 3595.0885 | -1052.4 | 0.043726
[37 empty] | Office-BLDG-SO | 0 | 5500 | 5500 | 0.82 | 0.79 | 61384.5259 | 61383.7359 | -5499.18
[37 empty] | SoRtl | Office-BLDG-SO | 5500 | 5500 | 0.82 | 0.79 | 61384.5259 | 61383.7359 | -5499.18 | 0.15992
[37 empty] | Lobby | 0 | 8228 | 8228 | 2.97 | 2.68 | 373566.7773 | 373564.0973 | -8225.03
[37 empty] | Retail - Sales Area | Lobby | 129 | 129 | 0.9 | 1 | 1604.0939 | 1603.0939 | -128.1
[37 empty] | Storage | Retail - Sales Area | 20467 | 20467 | 1.44 | 1.22 | 358647.336 | 358646.116 | -20465.56
[37 empty] | Grand Total | Storage | 4088 | 4088 | 0.63 | 0.46 | 13315.3474 | 13314.8874 | -4087.37 | 0.011039
[37 empty] | (empty) | 0 | 25206.95 | 25206.95 | 15.8856 | 14.742 | 4910825.9259 | 4910811.1839 | -25191.0644
[37 empty] | 0 | Conference/Meeting/Multipurpose | 5034 | 5034 | 2.46 | 2.14 | 143819.1703 | 143817.0303 | -5031.54
[37 empty] | 0 | Corridor/Transition | 10982 | 10982 | 1.32 | 1.32 | 307291.242 | 307289.922 | -10980.68
[37 empty] | 0 | Electrical/Mechanical | 15566.5 | 15566.5 | 0.84 | 0.86 | 227909.4721 | 227908.6121 | -15565.66
[37 empty] | 0 | Lobby | 7061 | 7061 | 1.8 | 2 | 175604.7566 | 175602.7566 | -7059.2
[37 empty] | 0 | Lounge/Recreation - Break room | 4820 | 4820 | 1.46 | 1.24 | 97671.0801 | 97669.8401 | -4818.54
[37 empty] | 0 | Restrooms | 7862.5 | 7862.5 | 1.96 | 1.7 | 254808.5076 | 254806.8076 | -7860.54
[37 empty] | 0 | Stairway | 4324.5 | 4324.5 | 1.38 | 1.16 | 87629.0053 | 87627.8453 | -4323.12
[37 empty] | 0 | Storage | 6318 | 6318 | 1.26 | 0.92 | 41157.7128 | 41156.7928 | -6316.74
[37 empty] | 0 | (empty) | 0 | 0 | 0 | 0 | 0 | 0 | 0
[37 empty] | 0 | Office - Open Plan (Including Other)-whole | 285144 | 285144 | 0.8508 | 0.828 | 2837643.4054 | 2837642.5774 | -285143.1492
[37 empty] | 0 | Office - Open Plan (Including Other)-whole-small | 1100 | 1100 | 0.852 | 0.87 | 11373.9578 | 11373.0878 | -1099.148
[37 empty] | 0 | Office-Enclosed-whole-small | 1595 | 1595 | 0.852 | 0.878 | 12795.3565 | 12794.4785 | -1594.148
[37 empty] | 0 | Office-Enclosed-whole-large | 92363 | 92363 | 0.8508 | 0.826 | 713122.2593 | 713121.4333 | -92362.1492
[37 empty] | Total Result | 0 | 23676.26 | 23676.26 | 41.7177 | 37.0425 | 12512424.4747 | 12512387.4322 | -23634.5423
[37 empty] | 0 | 0 | 0 | 0 | 0 | 0 | 0 | 0 | 0
| Lobby - Hotel572 | 1 | 0.89889 | 1 | 0.89889
| Lounge/Recreation - Break room | 2 | 0.73 | 2 | 0.73 | [31 empty] | Total |  |  |  |  | 7662298.868 | 7746627.6774 | 84328.8094
| Lounge/Recreation - Breakroom0 | 0 | 0 | 0 | 0
| Lounge/Recreation - Breakroom521 | 1 | 0.43508 | 1 | 0.43508
| Lounge/Recreation - Breakroom527-2 | 1 | 0.29492 | 1 | 0.29492
| Office - Open Plan (Including Other) | 4 | 0.98104 | 4 | 0.98104
| Office - Open Plan (Including Other)0 | 0 | 0 | 0 | 0
| Office - Open Plan (Including Other)535 | 2 | 0.48 | 2 | 0.48
| Office - Open Plan (Including Other)537-1 | 1 | 0.16104 | 1 | 0.16104
| Office - Open Plan (Including Other)539 | 1 | 0.34 | 1 | 0.34
| Office-Enclosed | 4 | 1.1113 | 4 | 1.1113
| Office-Enclosed0 | 0 | 0 | 0 | 0
| Office-Enclosed531 | 2 | 0.67505 | 2 | 0.67505 | [11 empty] | 8/26/2014 missing
| Office-Enclosed537-1 | 1 | 0.25 | 1 | 0.25 | [11 empty] | Office-Enclosed537-2 | [15 empty] | Check of totals on the Int Ltg LPD Space Type 90_1 All tab
| Office-Enclosed539 | 1 | 0.18623 | 1 | 0.18623 | [11 empty] | Corridor/Transition530 | [16 empty] | Case | Data
| Restrooms | 3 | 0.98 | 3 | 0.98 | [11 empty] | Corridor/Transition537-2 | [16 empty] | 2013 |  | 2016
| Restrooms0 | 0 | 0 | 0 | 0 | [11 empty] | Corridor/Transition527-2 | [15 empty] | space | Sum of Rep_Lmp_Total $/ft230 | Sum of RepBal_Ballast Cost, $/ft232 | Sum of Rep_Lmp_Total $/ft230 | Sum of RepBal_Ballast Cost, $/ft232 |  |  | Lamp repl 2016/2013 |  | Ballast repl 2016/2013
| Restrooms520 | 1 | 0.4448 | 1 | 0.4448 | [11 empty] | Lounge/Recreation - Breakroom537-1 | [15 empty] | Classroom/Lecture/Training | 0.42032 | 0.85655 | 0.02077 | 4.3613 |  |  | 4.941% |  | 509.2%
| Restrooms534-2 | 1 | 0.24682 | 1 | 0.24682 | [11 empty] | Lobby - Hotel524 | [15 empty] | Conference/Meeting/Multipurpose | 0.548 | 0.37821 | 0.19474 | 3.3995 |  |  | 35.54% |  | 898.8%
| Restrooms604 | 1 | 0.28838 | 1 | 0.28838 | [11 empty] | Lobby - Hotel537-1 | [15 empty] | Corridor/Transition | 0.027132 | 3.4305 | 0.027132 | 3.4305 |  |  | 100% |  | 100%
| Retail - Sales Area | 4 | 1.68 | 4 | 1.42 | [27 empty] | Dining Area | 0.099642 | 1.0979 | 0.096576 | 1.0641 |  |  | 96.92% |  | 96.92%
| Retail - Sales Area0 | 0 | 0 | 0 | 0 | [27 empty] | Electrical/Mechanical | 0.018959 | 1.9892 | 0.019411 | 2.0366 |  |  | 102.4% |  | 102.4%
| Retail - Sales Area535 | 2 | 0.96 | 2 | 0.4 | [27 empty] | Food Preparation | 0.35489 | 0.76272 | 0.025777 | 2.5119 |  |  | 7.263% |  | 329.3%
| Retail - Sales Area537-1 | 1 | 0 | 1 | 0.16 | [27 empty] | Gymnasium/Fitness-Fitness Area | 0.21117 | 0.45385 | 0.010088 | 2.3026 |  |  | 4.777% |  | 507.4%
| Retail - Sales Area541 | 1 | 0.72 | 1 | 0.86 | [27 empty] | Highway Lodging Guest Rooms | 0.82743 | 1.2258 | 0.6601 | 0.15059 |  |  | 79.78% |  | 12.28%
| Stairway | 3 | 0.69 | 3 | 0.69 | [27 empty] | Library | 0.3109 | 0.66817 | 0.02201 | 2.8487 |  |  | 7.079% |  | 426.3%
| Stairway0 | 0 | 9.9928e-08 | 0 | 9.9928e-08 | [27 empty] | Lobby | 0.54074 | #VALUE! | 0.53941 | 0.16558 |  |  | 99.75% |  | #VALUE!
| Stairway530 | 2 | 0.37 | 2 | 0.37 | [27 empty] | Lobby - Hotel | 0.5448 | 1.08 | 0.5448 | 1.08 |  |  | 100% |  | 100%
| Stairway602 | 1 | 0.32 | 1 | 0.32 | [27 empty] | Lounge/Recreation - Break room | 0.41345 | 0.30556 | 0.35115 | 0.25951 |  |  | 84.93% |  | 84.93%
| Storage | 2 | 0.63 | 2 | 0.63 | [27 empty] | Office - Open Plan (Including Other) | 0.35871 | 0.72008 | 0.023125 | 4.0829 |  |  | 6.447% |  | 567%
| Storage0 | 0 | 9.9297e-08 | 0 | 9.9297e-08 | [27 empty] | Office-Enclosed | 0.3633 | 0.82067 | 0.035059 | 3.0549 |  |  | 9.65% |  | 372.2%
| Storage538 | 2 | 0.63 | 2 | 0.63 | [27 empty] | Restrooms | 0.44316 | 0.86418 | 0.19701 | 1.0469 |  |  | 44.46% |  | 121.1%
[33 empty] | Retail - Sales Area | 1.825 | 2.8366 | 0.080566 | 4.147 |  |  | 4.415% |  | 146.2%
[33 empty] | Stairway | 0.20238 | 0.56426 | 0.024507 | 2.8159 |  |  | 12.11% |  | 499%
[33 empty] | Storage | 0.18478 | 0.39712 | 0.012937 | 1.283 |  |  | 7.002% |  | 323.1%
[15 empty] | A match below indicates that the lookup can be found in the reference table. | [17 empty] | Office - Open Plan (Including Other)-whole | 0.2992 | 0.60449 | 0.024838 | 4.3853 |  |  | 8.301% |  | 725.5%
[15 empty] | It does not guarantee that all relevant items are present. | [17 empty] | Laundry-Washing | 0.17598 | 0.37821 | 0.010457 | 1.019 |  |  | 5.942% |  | 269.4%
[15 empty] | 62 | 62 | Office - Open Plan (Including Other) | Office - Open Plan (Including Other) | [14 empty] | Office-BLDG-SO | 0.26838 | 0.60626 | 0.26768 | 0.64114 |  |  | 99.74% |  | 1.0575
| 41877 | [7 empty] | Problem? | [5 empty] | 64 | 64 | Office - Open Plan (Including Other)535 | Office - Open Plan (Including Other)535 | [14 empty] | Office-BLDG-LO | 0.26838 | 0.60626 | 0.26768 | 0.64114 |  |  | 99.74% |  | 1.0575
|  | 2010 |  | 2013 | [10 empty] | 66 | 66 | Office - Open Plan (Including Other)539 | Office - Open Plan (Including Other)539 | [14 empty] | Office-Enclosed-whole-small | 0.28038 | 0.62876 |  |  |  |  | 0% |  | 0%
| Row Labels | Sum of Number of Lamps9 | Sum of Fixture Watts/ft214 | Sum of Number of Lamps9 | Sum of Fixture Watts/ft214 |  | #N/A | #N/A | FALSE | FALSE |  |  |  |  | 63 | 63 | Office - Open Plan (Including Other)0 | Office - Open Plan (Including Other)0 | [14 empty] | Office - Open Plan (Including Other)-whole-small | 0.31088 | 0.62808 |  |  |  |  | 0% |  | 0%
| Classroom/Lecture/Training | 4 | 1.2369 | 4 | 1.2369 |  | 241 | 241 | FALSE | FALSE |  |  |  |  | 65 | 65 | Office - Open Plan (Including Other)537-1 | Office - Open Plan (Including Other)537-1 | [14 empty] | Office-Enclosed-whole-large | 0.26985 | 0.60514 | 0.031138 | 2.7133 |  |  | 11.54% |  | 448.4%
| Classroom/Lecture/Training0 | 0 | 0 | 0 | 0 |  | 244 | 244 | FALSE | FALSE |  |  |  |  | 64 | 64 | Office - Open Plan (Including Other)535 | Office - Open Plan (Including Other)535 | [14 empty] | Office - Open Plan (Including Other)-whole-large |  |  | 0.023639 | 4.1736
| Classroom/Lecture/Training521 | 1 | 0.15367 | 1 | 0.15367 |  | 243 | 243 | FALSE | FALSE |  |  |  |  | 66 | 66 | Office - Open Plan (Including Other)539 | Office - Open Plan (Including Other)539 | [14 empty] | Total Result | 9.5678 | #VALUE! | 3.5106 | 53.615
| Classroom/Lecture/Training535 | 2 | 0.92197 | 2 | 0.92197 |  | 242 | 242 | FALSE | FALSE |  |  |  |  | 63 | 63 | Office - Open Plan (Including Other)0 | Office - Open Plan (Including Other)0
| Classroom/Lecture/Training537-1 | 1 | 0.1613 | 1 | 0.1613 |  | 245 | 245 | FALSE | FALSE |  |  |  |  | 65 | 65 | Office - Open Plan (Including Other)537-1 | Office - Open Plan (Including Other)537-1
| Conference/Meeting/Multipurpose | 4 | 1.23 | 4 | 1.23 |  | 19 | 19 | FALSE | FALSE |  |  |  |  | 67 | 67 | Office-Enclosed | Office-Enclosed
| Conference/Meeting/Multipurpose0 | 0 | 0 | 0 | 0 |  | 22 | 22 | FALSE | FALSE |  |  |  |  | 69 | 69 | Office-Enclosed531 | Office-Enclosed531
| Conference/Meeting/Multipurpose511 | 1 | 0.43713 | 1 | 0.43713 |  | 21 | 21 | FALSE | FALSE |  |  |  |  | 71 | 71 | Office-Enclosed539 | Office-Enclosed539
| Conference/Meeting/Multipurpose527-1 | 1 | 0.18856 | 1 | 0.18856 |  | 23 | 23 | FALSE | FALSE |  |  |  |  | 70 | 68 | Office-Enclosed537-1 | Office-Enclosed0
| Conference/Meeting/Multipurpose535 | 2 | 0.6043 | 2 | 0.6043 |  | 20 | 20 | FALSE | FALSE |  |  |  |  | 68 | 70 | Office-Enclosed0 | Office-Enclosed537-1
| Corridor/Transition | 5 | 0.65543 | 1 | 0.65543 |  | 28 | 28 | FALSE | FALSE |  |  |  |  | 69 | 69 | Office-Enclosed531 | Office-Enclosed531
| Corridor/Transition0 | 4 | 0 | 0 | 0 |  | 30 | 30 | FALSE | FALSE |  |  |  |  | 71 | 71 | Office-Enclosed539 | Office-Enclosed539
| Corridor/Transition521 | 1 | 0.65543 | 1 | 0.65543 |  | 29 | 29 | FALSE | FALSE |  |  |  |  | 70 | 68 | Office-Enclosed537-1 | Office-Enclosed0
| Dining Area | 4 | 0.65 | 4 | 0.65 |  | 232 | 232 | FALSE | FALSE |  |  |  |  | 68 | 70 | Office-Enclosed0 | Office-Enclosed537-1
| Dining Area0 | 0 | 0 | 0 | 0 |  | 235 | 235 | FALSE | FALSE |  |  |  |  | 15 | 15 | Conference/Meeting/Multipurpose | Conference/Meeting/Multipurpose
| Dining Area521 | 1 | 0.11765 | 1 | 0.11765 |  | 234 | 234 | FALSE | FALSE |  |  |  |  | 19 | 19 | Conference/Meeting/Multipurpose535 | Conference/Meeting/Multipurpose535
| Dining Area535 | 2 | 0.23991 | 2 | 0.23991 |  | 233 | 233 | FALSE | FALSE |  |  |  |  | 17 | 17 | Conference/Meeting/Multipurpose511 | Conference/Meeting/Multipurpose511
| Dining Area537-1 | 1 | 0.29243 | 1 | 0.29243 |  | 236 | 236 | FALSE | FALSE |  |  |  |  | 16 | 16 | Conference/Meeting/Multipurpose0 | Conference/Meeting/Multipurpose0
| Electrical/Mechanical | 2 | 0.95 | 3 | 0.42 |  | 73 | 73 | FALSE | FALSE |  |  |  |  | 18 | 18 | Conference/Meeting/Multipurpose527-1 | Conference/Meeting/Multipurpose527-1
| Electrical/Mechanical0 | 0 | 0 | 0 | 0 |  | 75 | 76 | FALSE | FALSE |  |  |  |  | 19 | 19 | Conference/Meeting/Multipurpose535 | Conference/Meeting/Multipurpose535
| Electrical/Mechanical538 | 2 | 0.95 | 2 | 0.32 |  | 74 | 74 | FALSE | FALSE |  |  |  |  | 17 | 17 | Conference/Meeting/Multipurpose511 | Conference/Meeting/Multipurpose511
| Electrical/Mechanical539 |  |  | 1 | 0.1 |  | #N/A | 75 | FALSE | FALSE |  |  |  |  | 16 | 16 | Conference/Meeting/Multipurpose0 | Conference/Meeting/Multipurpose0
| Food Preparation | 2 | 0.99 | 4 | 1.21 |  | 268 | 268 | FALSE | FALSE |  |  |  |  | 18 | 18 | Conference/Meeting/Multipurpose527-1 | Conference/Meeting/Multipurpose527-1
| Food Preparation0 | 0 | 0 | 0 | 0 |  | 270 | 271 | FALSE | FALSE |  |  |  |  | 20 | 20 | Corridor/Transition | Corridor/Transition
| Food Preparation530 | 2 | 0.99 | 4 | 1.21 |  | 269 | 269 | FALSE | FALSE |  |  |  |  | 22 | 22 | Corridor/Transition521 | Corridor/Transition521
| Gymnasium/Fitness-Fitness Area | 2 | 0.72 | 2 | 0.72 |  | 259 | 259 | FALSE | FALSE |  |  |  |  | 21 | 21 | Corridor/Transition0 | Corridor/Transition0
| Gymnasium/Fitness-Fitness Area0 | 0 | 0 | 0 | 0 |  | 261 | 261 | FALSE | FALSE |  |  |  |  | 21 | 21 | Corridor/Transition0 | Corridor/Transition0
| Gymnasium/Fitness-Fitness Area535 | 2 | 0.72 | 2 | 0.72 |  | 260 | 260 | FALSE | FALSE |  |  |  |  | 21 | 21 | Corridor/Transition0 | Corridor/Transition0
| Highway Lodging Guest Rooms | 2 | 0.75 | 2 | 0.91 |  | 315 | 315 | FALSE | FALSE |  |  |  |  | 22 | 22 | Corridor/Transition521 | Corridor/Transition521
| Highway Lodging Guest Rooms0 | 0 | 0 | 0 | 0 |  | 318 | 318 | FALSE | FALSE |  |  |  |  | 21 | 21 | Corridor/Transition0 | Corridor/Transition0
| Highway Lodging Guest Rooms520 | 1 | 0.32608 | 1 | 0.38 |  | 317 | 317 | FALSE | FALSE |  |  |  |  | 21 | 21 | Corridor/Transition0 | Corridor/Transition0
| Highway Lodging Guest Rooms529 | 1 | 0.42392 | 1 | 0.53 |  | 316 | 316 | FALSE | FALSE |  |  |  |  | 21 | 21 | Corridor/Transition0 | Corridor/Transition0
| Hospital - Laundry/Washing | 2 | 0.6 | 2 | 0.6 |  | #N/A | #N/A | TRUE | TRUE |  |  |  |  | 15 | 15 | Conference/Meeting/Multipurpose | Conference/Meeting/Multipurpose
| Hospital - Laundry-washing0 | 0 | 1.0077e-07 | 0 | 1.0077e-07 |  | 371 | 371 | FALSE | FALSE |  |  |  |  | 19 | 19 | Conference/Meeting/Multipurpose535 | Conference/Meeting/Multipurpose535
| Hospital - Laundry-washing530 | 2 | 0.6 | 2 | 0.6 |  | 370 | 370 | FALSE | FALSE |  |  |  |  | 17 | 17 | Conference/Meeting/Multipurpose511 | Conference/Meeting/Multipurpose511
| Library | 3 | 0.93 | 3 | 1.06 |  | 277 | 277 | FALSE | FALSE |  |  |  |  | 16 | 16 | Conference/Meeting/Multipurpose0 | Conference/Meeting/Multipurpose0
| Library0 | 0 | 0 | 0 | 0 |  | 280 | 280 | FALSE | FALSE |  |  |  |  | 18 | 18 | Conference/Meeting/Multipurpose527-1 | Conference/Meeting/Multipurpose527-1
| Library520 | 1 | 0.53723 | 1 | 0.34 |  | 279 | 279 | FALSE | FALSE |  |  |  |  | 19 | 19 | Conference/Meeting/Multipurpose535 | Conference/Meeting/Multipurpose535
| Library535 | 2 | 0.39277 | 2 | 0.72 |  | 278 | 278 | FALSE | FALSE |  |  |  |  | 17 | 17 | Conference/Meeting/Multipurpose511 | Conference/Meeting/Multipurpose511
| Lobby | 3 | 0.9 | 3 | 0.9 |  | 91 | 91 | FALSE | FALSE |  |  |  |  | 16 | 16 | Conference/Meeting/Multipurpose0 | Conference/Meeting/Multipurpose0
| Lobby0 | 0 | 0 | 0 | 0 |  | 94 | 94 | FALSE | FALSE |  |  |  |  | 18 | 18 | Conference/Meeting/Multipurpose527-1 | Conference/Meeting/Multipurpose527-1
| Lobby521 | 1 | 0.23659 | 1 | 0.23659 |  | 93 | 93 | FALSE | FALSE |  |  |  |  | 86 | 86 | Storage | Storage
| Lobby523 | 1 | 0.50199 | 1 | 0.50199 |  | 92 | 92 | FALSE | FALSE |  |  |  |  | 88 | 88 | Storage538 | Storage538
| Lobby534-2 | 1 | 0.16142 | 1 | 0.16142 |  | 95 | 95 | FALSE | FALSE |  |  |  |  | 87 | 87 | Storage0 | Storage0
| Lobby - Hotel | 5 | 1.0589 | 2 | 1.0589 |  | 342 | 342 | FALSE | FALSE |  |  |  |  | 87 | 87 | Storage0 | Storage0
| Lobby - Hotel0 | 3 | 0 | 0 | 0 |  | 344 | 344 | FALSE | FALSE |  |  |  |  | 87 | 87 | Storage0 | Storage0
| Lobby - Hotel527-1 | 1 | 0.16 | 1 | 0.16 |  | 346 | 346 | FALSE | FALSE |  |  |  |  | 88 | 88 | Storage538 | Storage538
| Lobby - Hotel572 | 1 | 0.89889 | 1 | 0.89889 |  | 343 | 343 | FALSE | FALSE |  |  |  |  | 87 | 87 | Storage0 | Storage0
| Lounge/Recreation - Break room | 2 | 0.73 | 2 | 0.73 |  | 64 | 64 | FALSE | FALSE |  |  |  |  | 87 | 87 | Storage0 | Storage0
| Lounge/Recreation - Breakroom0 | 0 | 0 | 0 | 0 |  | 66 | 66 | FALSE | FALSE |  |  |  |  | 87 | 87 | Storage0 | Storage0
| Lounge/Recreation - Breakroom521 | 1 | 0.43508 | 1 | 0.43508 |  | 65 | 65 | FALSE | FALSE |  |  |  |  | 72 | 72 | Restrooms | Restrooms
| Lounge/Recreation - Breakroom527-2 | 1 | 0.29492 | 1 | 0.29492 |  | #N/A | 68 | TRUE | FALSE |  |  |  |  | 76 | 76 | Restrooms604 | Restrooms604
| Office - Open Plan (Including Other) | 4 | 0.98104 | 4 | 0.98104 |  | 1 | 1 | FALSE | FALSE |  |  |  |  | 74 | 74 | Restrooms520 | Restrooms520
| Office - Open Plan (Including Other)0 | 0 | 0 | 0 | 0 |  | 4 | 4 | FALSE | FALSE |  |  |  |  | 73 | 73 | Restrooms0 | Restrooms0
| Office - Open Plan (Including Other)535 | 2 | 0.48 | 2 | 0.48 |  | 2 | 2 | FALSE | FALSE |  |  |  |  | 75 | 75 | Restrooms534-2 | Restrooms534-2
| Office - Open Plan (Including Other)537-1 | 1 | 0.16104 | 1 | 0.16104 |  | 5 | 5 | FALSE | FALSE |  |  |  |  | 76 | 76 | Restrooms604 | Restrooms604
| Office - Open Plan (Including Other)539 | 1 | 0.34 | 1 | 0.34 |  | 3 | 3 | FALSE | FALSE |  |  |  |  | 74 | 74 | Restrooms520 | Restrooms520
| Office-Enclosed | 4 | 1.1113 | 4 | 1.1113 |  | 10 | 10 | FALSE | FALSE |  |  |  |  | 73 | 73 | Restrooms0 | Restrooms0
| Office-Enclosed0 | 0 | 0 | 0 | 0 |  | 14 | 13 | FALSE | FALSE |  |  |  |  | 75 | 75 | Restrooms534-2 | Restrooms534-2
| Office-Enclosed531 | 2 | 0.67505 | 2 | 0.67505 |  | 11 | 11 | FALSE | FALSE |  |  |  |  | 58 | 58 | Lounge/Recreation - Break room | Lounge/Recreation - Break room
| Office-Enclosed537-1 | 1 | 0.25 | 1 | 0.25 |  | 13 | 14 | FALSE | FALSE |  |  |  |  | 60 | 60 | Lounge/Recreation - Breakroom521 | Lounge/Recreation - Breakroom521
| Office-Enclosed539 | 1 | 0.18623 | 1 | 0.18623 |  | 12 | 12 | FALSE | FALSE |  |  |  |  | 59 | 59 | Lounge/Recreation - Breakroom0 | Lounge/Recreation - Breakroom0
| Restrooms | 3 | 0.98 | 3 | 0.98 |  | 55 | 55 | FALSE | FALSE |  |  |  |  | 59 | 59 | Lounge/Recreation - Breakroom0 | Lounge/Recreation - Breakroom0
| Restrooms0 | 0 | 0 | 0 | 0 |  | 58 | 58 | FALSE | FALSE |  |  |  |  | 59 | 61 | Lounge/Recreation - Breakroom0 | Lounge/Recreation - Breakroom527-2
| Restrooms520 | 1 | 0.4448 | 1 | 0.4448 |  | 57 | 57 | FALSE | FALSE |  |  |  |  | 60 | 60 | Lounge/Recreation - Breakroom521 | Lounge/Recreation - Breakroom521
| Restrooms534-2 | 1 | 0.24682 | 1 | 0.24682 |  | 59 | 59 | FALSE | FALSE |  |  |  |  | 59 | 59 | Lounge/Recreation - Breakroom0 | Lounge/Recreation - Breakroom0
| Restrooms604 | 1 | 0.28838 | 1 | 0.28838 |  | 56 | 56 | FALSE | FALSE |  |  |  |  | 59 | 59 | Lounge/Recreation - Breakroom0 | Lounge/Recreation - Breakroom0
| Retail - Sales Area | 4 | 1.68 | 4 | 1.42 |  | 203 | 203 | FALSE | FALSE |  |  |  |  | 59 | 61 | Lounge/Recreation - Breakroom0 | Lounge/Recreation - Breakroom527-2
| Retail - Sales Area0 | 0 | 0 | 0 | 0 |  | 206 | 206 | FALSE | FALSE |  |  |  |  | 28 | 28 | Electrical/Mechanical | Electrical/Mechanical
| Retail - Sales Area535 | 2 | 0.96 | 2 | 0.4 |  | 204 | 204 | FALSE | FALSE |  |  |  |  | 30 | 30 | Electrical/Mechanical538 | Electrical/Mechanical538
| Retail - Sales Area537-1 | 1 | 0 | 1 | 0.16 |  | 207 | 207 | FALSE | FALSE |  |  |  |  | 29 | 31 | Electrical/Mechanical0 | Electrical/Mechanical539
| Retail - Sales Area541 | 1 | 0.72 | 1 | 0.86 |  | 205 | 205 | FALSE | FALSE |  |  |  |  | 29 | 29 | Electrical/Mechanical0 | Electrical/Mechanical0
| Stairway | 3 | 0.69 | 3 | 0.69 |  | 82 | 82 | FALSE | FALSE |  |  |  |  | 29 | 29 | Electrical/Mechanical0 | Electrical/Mechanical0
| Stairway0 | 0 | 9.9928e-08 | 0 | 9.9928e-08 |  | 85 | 85 | FALSE | FALSE |  |  |  |  | 30 | 30 | Electrical/Mechanical538 | Electrical/Mechanical538
| Stairway530 | 2 | 0.37 | 2 | 0.37 |  | 83 | 83 | FALSE | FALSE |  |  |  |  | 29 | 31 | Electrical/Mechanical0 | Electrical/Mechanical539
| Stairway602 | 1 | 0.32 | 1 | 0.32 |  | 84 | 84 | FALSE | FALSE |  |  |  |  | 29 | 29 | Electrical/Mechanical0 | Electrical/Mechanical0
| Storage | 2 | 0.63 | 2 | 0.63 |  | 46 | 46 | FALSE | FALSE |  |  |  |  | 29 | 29 | Electrical/Mechanical0 | Electrical/Mechanical0
| Storage0 | 0 | 9.9297e-08 | 0 | 9.9297e-08 |  | 48 | 48 | FALSE | FALSE |  |  |  |  | 82 | 82 | Stairway | Stairway
| Storage538 | 2 | 0.63 | 2 | 0.63 |  | 47 | 47 | FALSE | FALSE |  |  |  |  | 84 | 84 | Stairway530 | Stairway530
| Storage538 | 2 | 0.63 | 2 | 0.63 |  | 47 | 47 | FALSE | FALSE |  |  |  |  | 85 | 85 | Stairway602 | Stairway602
[7 empty] | #N/A | #N/A | FALSE | FALSE |  |  |  |  | 83 | 83 | Stairway0 | Stairway0
[7 empty] | #N/A | #N/A | FALSE | FALSE |  |  |  |  | 83 | 83 | Stairway0 | Stairway0
[7 empty] | #N/A | #N/A | FALSE | FALSE |  |  |  |  | 84 | 84 | Stairway530 | Stairway530
[7 empty] | #N/A | #N/A | FALSE | FALSE |  |  |  |  | 85 | 85 | Stairway602 | Stairway602
[7 empty] | #N/A | #N/A | FALSE | FALSE |  |  |  |  | 83 | 83 | Stairway0 | Stairway0
[7 empty] | #N/A | #N/A | FALSE | FALSE |  |  |  |  | 83 | 83 | Stairway0 | Stairway0
[7 empty] | #N/A | #N/A | FALSE | FALSE |  |  |  |  | 49 | 49 | Lobby | Lobby
[7 empty] | #N/A | #N/A | FALSE | FALSE |  |  |  |  | 52 | 52 | Lobby523 | Lobby523
[7 empty] | #N/A | #N/A | FALSE | FALSE |  |  |  |  | 51 | 51 | Lobby521 | Lobby521
[7 empty] | #N/A | #N/A | FALSE | FALSE |  |  |  |  | 50 | 50 | Lobby0 | Lobby0
[7 empty] | #N/A | #N/A | FALSE | FALSE |  |  |  |  | 53 | 53 | Lobby534-2 | Lobby534-2
[7 empty] | #N/A | #N/A | FALSE | FALSE |  |  |  |  | 52 | 52 | Lobby523 | Lobby523
[7 empty] | #N/A | #N/A | FALSE | FALSE |  |  |  |  | 51 | 51 | Lobby521 | Lobby521
[7 empty] | #N/A | #N/A | FALSE | FALSE |  |  |  |  | 50 | 50 | Lobby0 | Lobby0
[15 empty] | 53 | 53 | Lobby534-2 | Lobby534-2
[15 empty] | 62 | 62 | Office - Open Plan (Including Other) | Office - Open Plan (Including Other)
[15 empty] | 64 | 64 | Office - Open Plan (Including Other)535 | Office - Open Plan (Including Other)535
[15 empty] | 66 | 66 | Office - Open Plan (Including Other)539 | Office - Open Plan (Including Other)539
[15 empty] | 63 | 63 | Office - Open Plan (Including Other)0 | Office - Open Plan (Including Other)0
[15 empty] | 65 | 65 | Office - Open Plan (Including Other)537-1 | Office - Open Plan (Including Other)537-1
[15 empty] | 64 | 64 | Office - Open Plan (Including Other)535 | Office - Open Plan (Including Other)535
[15 empty] | 66 | 66 | Office - Open Plan (Including Other)539 | Office - Open Plan (Including Other)539
[15 empty] | 63 | 63 | Office - Open Plan (Including Other)0 | Office - Open Plan (Including Other)0
[15 empty] | 65 | 65 | Office - Open Plan (Including Other)537-1 | Office - Open Plan (Including Other)537-1
[15 empty] | 67 | 67 | Office-Enclosed | Office-Enclosed
[15 empty] | 69 | 69 | Office-Enclosed531 | Office-Enclosed531
[15 empty] | 71 | 71 | Office-Enclosed539 | Office-Enclosed539
[15 empty] | 70 | 68 | Office-Enclosed537-1 | Office-Enclosed0
[15 empty] | 68 | 70 | Office-Enclosed0 | Office-Enclosed537-1
[15 empty] | 69 | 69 | Office-Enclosed531 | Office-Enclosed531
[15 empty] | 71 | 71 | Office-Enclosed539 | Office-Enclosed539
[15 empty] | 70 | 68 | Office-Enclosed537-1 | Office-Enclosed0
[15 empty] | 68 | 70 | Office-Enclosed0 | Office-Enclosed537-1
[15 empty] | 15 | 15 | Conference/Meeting/Multipurpose | Conference/Meeting/Multipurpose
[15 empty] | 19 | 19 | Conference/Meeting/Multipurpose535 | Conference/Meeting/Multipurpose535
[15 empty] | 17 | 17 | Conference/Meeting/Multipurpose511 | Conference/Meeting/Multipurpose511
[15 empty] | 16 | 16 | Conference/Meeting/Multipurpose0 | Conference/Meeting/Multipurpose0
[15 empty] | 18 | 18 | Conference/Meeting/Multipurpose527-1 | Conference/Meeting/Multipurpose527-1
[15 empty] | 19 | 19 | Conference/Meeting/Multipurpose535 | Conference/Meeting/Multipurpose535
[15 empty] | 17 | 17 | Conference/Meeting/Multipurpose511 | Conference/Meeting/Multipurpose511
[15 empty] | 16 | 16 | Conference/Meeting/Multipurpose0 | Conference/Meeting/Multipurpose0
[15 empty] | 18 | 18 | Conference/Meeting/Multipurpose527-1 | Conference/Meeting/Multipurpose527-1
[15 empty] | 20 | 20 | Corridor/Transition | Corridor/Transition
[15 empty] | 22 | 22 | Corridor/Transition521 | Corridor/Transition521
[15 empty] | 21 | 21 | Corridor/Transition0 | Corridor/Transition0
[15 empty] | 21 | 21 | Corridor/Transition0 | Corridor/Transition0
[15 empty] | 21 | 21 | Corridor/Transition0 | Corridor/Transition0
[15 empty] | 22 | 22 | Corridor/Transition521 | Corridor/Transition521
[15 empty] | 21 | 21 | Corridor/Transition0 | Corridor/Transition0
[15 empty] | 21 | 21 | Corridor/Transition0 | Corridor/Transition0
[15 empty] | 21 | 21 | Corridor/Transition0 | Corridor/Transition0
[15 empty] | 86 | 86 | Storage | Storage
[15 empty] | 88 | 88 | Storage538 | Storage538
[15 empty] | 87 | 87 | Storage0 | Storage0
[15 empty] | 87 | 87 | Storage0 | Storage0
[15 empty] | 87 | 87 | Storage0 | Storage0
[15 empty] | 88 | 88 | Storage538 | Storage538
[15 empty] | 87 | 87 | Storage0 | Storage0
[15 empty] | 87 | 87 | Storage0 | Storage0
[15 empty] | 87 | 87 | Storage0 | Storage0
[15 empty] | 72 | 72 | Restrooms | Restrooms
[15 empty] | 76 | 76 | Restrooms604 | Restrooms604
[15 empty] | 74 | 74 | Restrooms520 | Restrooms520
[15 empty] | 73 | 73 | Restrooms0 | Restrooms0
[15 empty] | 75 | 75 | Restrooms534-2 | Restrooms534-2
[15 empty] | 76 | 76 | Restrooms604 | Restrooms604
[15 empty] | 74 | 74 | Restrooms520 | Restrooms520
[15 empty] | 73 | 73 | Restrooms0 | Restrooms0
[15 empty] | 75 | 75 | Restrooms534-2 | Restrooms534-2
[15 empty] | 58 | 58 | Lounge/Recreation - Break room | Lounge/Recreation - Break room
[15 empty] | 60 | 60 | Lounge/Recreation - Breakroom521 | Lounge/Recreation - Breakroom521
[15 empty] | 59 | 59 | Lounge/Recreation - Breakroom0 | Lounge/Recreation - Breakroom0
[15 empty] | 59 | 59 | Lounge/Recreation - Breakroom0 | Lounge/Recreation - Breakroom0
[15 empty] | 59 | 61 | Lounge/Recreation - Breakroom0 | Lounge/Recreation - Breakroom527-2
[15 empty] | 60 | 60 | Lounge/Recreation - Breakroom521 | Lounge/Recreation - Breakroom521
[15 empty] | 59 | 59 | Lounge/Recreation - Breakroom0 | Lounge/Recreation - Breakroom0
[15 empty] | 59 | 59 | Lounge/Recreation - Breakroom0 | Lounge/Recreation - Breakroom0
[15 empty] | 59 | 61 | Lounge/Recreation - Breakroom0 | Lounge/Recreation - Breakroom527-2
[15 empty] | 28 | 28 | Electrical/Mechanical | Electrical/Mechanical
[15 empty] | 30 | 30 | Electrical/Mechanical538 | Electrical/Mechanical538
[15 empty] | 29 | 31 | Electrical/Mechanical0 | Electrical/Mechanical539
[15 empty] | 29 | 29 | Electrical/Mechanical0 | Electrical/Mechanical0
[15 empty] | 29 | 29 | Electrical/Mechanical0 | Electrical/Mechanical0
[15 empty] | 30 | 30 | Electrical/Mechanical538 | Electrical/Mechanical538
[15 empty] | 29 | 31 | Electrical/Mechanical0 | Electrical/Mechanical539
[15 empty] | 29 | 29 | Electrical/Mechanical0 | Electrical/Mechanical0
[15 empty] | 29 | 29 | Electrical/Mechanical0 | Electrical/Mechanical0
[15 empty] | 82 | 82 | Stairway | Stairway
[15 empty] | 84 | 84 | Stairway530 | Stairway530
[15 empty] | 85 | 85 | Stairway602 | Stairway602
[15 empty] | 83 | 83 | Stairway0 | Stairway0
[15 empty] | 83 | 83 | Stairway0 | Stairway0
[15 empty] | 84 | 84 | Stairway530 | Stairway530
[15 empty] | 85 | 85 | Stairway602 | Stairway602
[15 empty] | 83 | 83 | Stairway0 | Stairway0
[15 empty] | 83 | 83 | Stairway0 | Stairway0
[15 empty] | 49 | 49 | Lobby | Lobby
[15 empty] | 52 | 52 | Lobby523 | Lobby523
[15 empty] | 51 | 51 | Lobby521 | Lobby521
[15 empty] | 50 | 50 | Lobby0 | Lobby0
[15 empty] | 53 | 53 | Lobby534-2 | Lobby534-2
[15 empty] | 52 | 52 | Lobby523 | Lobby523
[15 empty] | 51 | 51 | Lobby521 | Lobby521
[15 empty] | 50 | 50 | Lobby0 | Lobby0
[15 empty] | 53 | 53 | Lobby534-2 | Lobby534-2
[15 empty] | 86 | 86 | Storage | Storage
[15 empty] | 88 | 88 | Storage538 | Storage538
[15 empty] | 87 | 87 | Storage0 | Storage0
[15 empty] | 87 | 87 | Storage0 | Storage0
[15 empty] | 87 | 87 | Storage0 | Storage0
[15 empty] | 88 | 88 | Storage538 | Storage538
[15 empty] | 87 | 87 | Storage0 | Storage0
[15 empty] | 87 | 87 | Storage0 | Storage0
[15 empty] | 87 | 87 | Storage0 | Storage0
[15 empty] | 77 | 77 | Retail - Sales Area | Retail - Sales Area
[15 empty] | 79 | 79 | Retail - Sales Area535 | Retail - Sales Area535
[15 empty] | 81 | 81 | Retail - Sales Area541 | Retail - Sales Area541
[15 empty] | 78 | 78 | Retail - Sales Area0 | Retail - Sales Area0
[15 empty] | 80 | 80 | Retail - Sales Area537-1 | Retail - Sales Area537-1
[15 empty] | 79 | 79 | Retail - Sales Area535 | Retail - Sales Area535
[15 empty] | 81 | 81 | Retail - Sales Area541 | Retail - Sales Area541
[15 empty] | 78 | 78 | Retail - Sales Area0 | Retail - Sales Area0
[15 empty] | 80 | 80 | Retail - Sales Area537-1 | Retail - Sales Area537-1
[15 empty] | 49 | 49 | Lobby | Lobby
[15 empty] | 52 | 52 | Lobby523 | Lobby523
[15 empty] | 51 | 51 | Lobby521 | Lobby521
[15 empty] | 50 | 50 | Lobby0 | Lobby0
[15 empty] | 53 | 53 | Lobby534-2 | Lobby534-2
[15 empty] | 52 | 52 | Lobby523 | Lobby523
[15 empty] | 51 | 51 | Lobby521 | Lobby521
[15 empty] | 50 | 50 | Lobby0 | Lobby0
[15 empty] | 53 | 53 | Lobby534-2 | Lobby534-2
[15 empty] | 72 | 72 | Restrooms | Restrooms
[15 empty] | 76 | 76 | Restrooms604 | Restrooms604
[15 empty] | 74 | 74 | Restrooms520 | Restrooms520
[15 empty] | 73 | 73 | Restrooms0 | Restrooms0
[15 empty] | 75 | 75 | Restrooms534-2 | Restrooms534-2
[15 empty] | 76 | 76 | Restrooms604 | Restrooms604
[15 empty] | 74 | 74 | Restrooms520 | Restrooms520
[15 empty] | 73 | 73 | Restrooms0 | Restrooms0
[15 empty] | 75 | 75 | Restrooms534-2 | Restrooms534-2
[15 empty] | 23 | 23 | Dining Area | Dining Area
[15 empty] | 26 | 26 | Dining Area535 | Dining Area535
[15 empty] | 25 | 25 | Dining Area521 | Dining Area521
[15 empty] | 24 | 24 | Dining Area0 | Dining Area0
[15 empty] | 27 | 27 | Dining Area537-1 | Dining Area537-1
[15 empty] | 26 | 26 | Dining Area535 | Dining Area535
[15 empty] | 25 | 25 | Dining Area521 | Dining Area521
[15 empty] | 24 | 24 | Dining Area0 | Dining Area0
[15 empty] | 27 | 27 | Dining Area537-1 | Dining Area537-1
[15 empty] | 10 | 10 | Classroom/Lecture/Training | Classroom/Lecture/Training
[15 empty] | 13 | 13 | Classroom/Lecture/Training535 | Classroom/Lecture/Training535
[15 empty] | 12 | 12 | Classroom/Lecture/Training521 | Classroom/Lecture/Training521
[15 empty] | 11 | 11 | Classroom/Lecture/Training0 | Classroom/Lecture/Training0
[15 empty] | 14 | 14 | Classroom/Lecture/Training537-1 | Classroom/Lecture/Training537-1
[15 empty] | 13 | 13 | Classroom/Lecture/Training535 | Classroom/Lecture/Training535
[15 empty] | 12 | 12 | Classroom/Lecture/Training521 | Classroom/Lecture/Training521
[15 empty] | 11 | 11 | Classroom/Lecture/Training0 | Classroom/Lecture/Training0
[15 empty] | 14 | 14 | Classroom/Lecture/Training537-1 | Classroom/Lecture/Training537-1
[15 empty] | 20 | 20 | Corridor/Transition | Corridor/Transition
[15 empty] | 22 | 22 | Corridor/Transition521 | Corridor/Transition521
[15 empty] | 21 | 21 | Corridor/Transition0 | Corridor/Transition0
[15 empty] | 21 | 21 | Corridor/Transition0 | Corridor/Transition0
[15 empty] | 21 | 21 | Corridor/Transition0 | Corridor/Transition0
[15 empty] | 22 | 22 | Corridor/Transition521 | Corridor/Transition521
[15 empty] | 21 | 21 | Corridor/Transition0 | Corridor/Transition0
[15 empty] | 21 | 21 | Corridor/Transition0 | Corridor/Transition0
[15 empty] | 21 | 21 | Corridor/Transition0 | Corridor/Transition0
[15 empty] | 35 | 35 | Gymnasium/Fitness-Fitness Area | Gymnasium/Fitness-Fitness Area
[15 empty] | 37 | 37 | Gymnasium/Fitness-Fitness Area535 | Gymnasium/Fitness-Fitness Area535
[15 empty] | 36 | 36 | Gymnasium/Fitness-Fitness Area0 | Gymnasium/Fitness-Fitness Area0
[15 empty] | 36 | 36 | Gymnasium/Fitness-Fitness Area0 | Gymnasium/Fitness-Fitness Area0
[15 empty] | 36 | 36 | Gymnasium/Fitness-Fitness Area0 | Gymnasium/Fitness-Fitness Area0
[15 empty] | 37 | 37 | Gymnasium/Fitness-Fitness Area535 | Gymnasium/Fitness-Fitness Area535
[15 empty] | 36 | 36 | Gymnasium/Fitness-Fitness Area0 | Gymnasium/Fitness-Fitness Area0
[15 empty] | 36 | 36 | Gymnasium/Fitness-Fitness Area0 | Gymnasium/Fitness-Fitness Area0
[15 empty] | 36 | 36 | Gymnasium/Fitness-Fitness Area0 | Gymnasium/Fitness-Fitness Area0
[15 empty] | 32 | 32 | Food Preparation | Food Preparation
[15 empty] | 34 | 34 | Food Preparation530 | Food Preparation530
[15 empty] | 33 | 34 | Food Preparation0 | Food Preparation530
[15 empty] | 33 | 33 | Food Preparation0 | Food Preparation0
[15 empty] | 33 | 33 | Food Preparation0 | Food Preparation0
[15 empty] | 34 | 34 | Food Preparation530 | Food Preparation530
[15 empty] | 33 | 34 | Food Preparation0 | Food Preparation530
[15 empty] | 33 | 33 | Food Preparation0 | Food Preparation0
[15 empty] | 33 | 33 | Food Preparation0 | Food Preparation0
[15 empty] | 45 | 45 | Library | Library
[15 empty] | 48 | 48 | Library535 | Library535
[15 empty] | 47 | 47 | Library520 | Library520
[15 empty] | 46 | 46 | Library0 | Library0
[15 empty] | 46 | 46 | Library0 | Library0
[15 empty] | 48 | 48 | Library535 | Library535
[15 empty] | 47 | 47 | Library520 | Library520
[15 empty] | 46 | 46 | Library0 | Library0
[15 empty] | 46 | 46 | Library0 | Library0
[15 empty] | 49 | 49 | Lobby | Lobby
[15 empty] | 52 | 52 | Lobby523 | Lobby523
[15 empty] | 51 | 51 | Lobby521 | Lobby521
[15 empty] | 50 | 50 | Lobby0 | Lobby0
[15 empty] | 53 | 53 | Lobby534-2 | Lobby534-2
[15 empty] | 52 | 52 | Lobby523 | Lobby523
[15 empty] | 51 | 51 | Lobby521 | Lobby521
[15 empty] | 50 | 50 | Lobby0 | Lobby0
[15 empty] | 53 | 53 | Lobby534-2 | Lobby534-2
[15 empty] | 28 | 28 | Electrical/Mechanical | Electrical/Mechanical
[15 empty] | 30 | 30 | Electrical/Mechanical538 | Electrical/Mechanical538
[15 empty] | 29 | 31 | Electrical/Mechanical0 | Electrical/Mechanical539
[15 empty] | 29 | 29 | Electrical/Mechanical0 | Electrical/Mechanical0
[15 empty] | 29 | 29 | Electrical/Mechanical0 | Electrical/Mechanical0
[15 empty] | 30 | 30 | Electrical/Mechanical538 | Electrical/Mechanical538
[15 empty] | 29 | 31 | Electrical/Mechanical0 | Electrical/Mechanical539
[15 empty] | 29 | 29 | Electrical/Mechanical0 | Electrical/Mechanical0
[15 empty] | 29 | 29 | Electrical/Mechanical0 | Electrical/Mechanical0
[15 empty] | 67 | 67 | Office-Enclosed | Office-Enclosed
[15 empty] | 69 | 69 | Office-Enclosed531 | Office-Enclosed531
[15 empty] | 71 | 71 | Office-Enclosed539 | Office-Enclosed539
[15 empty] | 70 | 68 | Office-Enclosed537-1 | Office-Enclosed0
[15 empty] | 68 | 70 | Office-Enclosed0 | Office-Enclosed537-1
[15 empty] | 69 | 69 | Office-Enclosed531 | Office-Enclosed531
[15 empty] | 71 | 71 | Office-Enclosed539 | Office-Enclosed539
[15 empty] | 70 | 68 | Office-Enclosed537-1 | Office-Enclosed0
[15 empty] | 68 | 70 | Office-Enclosed0 | Office-Enclosed537-1
[15 empty] | 38 | 38 | Highway Lodging Guest Rooms | Highway Lodging Guest Rooms
[15 empty] | 41 | 41 | Highway Lodging Guest Rooms529 | Highway Lodging Guest Rooms529
[15 empty] | 40 | 40 | Highway Lodging Guest Rooms520 | Highway Lodging Guest Rooms520
[15 empty] | 39 | 39 | Highway Lodging Guest Rooms0 | Highway Lodging Guest Rooms0
[15 empty] | 39 | 39 | Highway Lodging Guest Rooms0 | Highway Lodging Guest Rooms0
[15 empty] | 41 | 41 | Highway Lodging Guest Rooms529 | Highway Lodging Guest Rooms529
[15 empty] | 40 | 40 | Highway Lodging Guest Rooms520 | Highway Lodging Guest Rooms520
[15 empty] | 39 | 39 | Highway Lodging Guest Rooms0 | Highway Lodging Guest Rooms0
[15 empty] | 39 | 39 | Highway Lodging Guest Rooms0 | Highway Lodging Guest Rooms0
[15 empty] | 20 | 20 | Corridor/Transition | Corridor/Transition
[15 empty] | 22 | 22 | Corridor/Transition521 | Corridor/Transition521
[15 empty] | 21 | 21 | Corridor/Transition0 | Corridor/Transition0
[15 empty] | 21 | 21 | Corridor/Transition0 | Corridor/Transition0
[15 empty] | 21 | 21 | Corridor/Transition0 | Corridor/Transition0
[15 empty] | 22 | 22 | Corridor/Transition521 | Corridor/Transition521
[15 empty] | 21 | 21 | Corridor/Transition0 | Corridor/Transition0
[15 empty] | 21 | 21 | Corridor/Transition0 | Corridor/Transition0
[15 empty] | 21 | 21 | Corridor/Transition0 | Corridor/Transition0
[15 empty] | 82 | 82 | Stairway | Stairway
[15 empty] | 84 | 84 | Stairway530 | Stairway530
[15 empty] | 85 | 85 | Stairway602 | Stairway602
[15 empty] | 83 | 83 | Stairway0 | Stairway0
[15 empty] | 83 | 83 | Stairway0 | Stairway0
[15 empty] | 84 | 84 | Stairway530 | Stairway530
[15 empty] | 85 | 85 | Stairway602 | Stairway602
[15 empty] | 83 | 83 | Stairway0 | Stairway0
[15 empty] | 83 | 83 | Stairway0 | Stairway0
[15 empty] | 54 | 54 | Lobby - Hotel | Lobby - Hotel
[15 empty] | 57 | 57 | Lobby - Hotel572 | Lobby - Hotel572
[15 empty] | 55 | 55 | Lobby - Hotel0 | Lobby - Hotel0
[15 empty] | 55 | 55 | Lobby - Hotel0 | Lobby - Hotel0
[15 empty] | 56 | 56 | Lobby - Hotel527-1 | Lobby - Hotel527-1
[15 empty] | 57 | 57 | Lobby - Hotel572 | Lobby - Hotel572
[15 empty] | 55 | 55 | Lobby - Hotel0 | Lobby - Hotel0
[15 empty] | 55 | 55 | Lobby - Hotel0 | Lobby - Hotel0
[15 empty] | 56 | 56 | Lobby - Hotel527-1 | Lobby - Hotel527-1
[15 empty] | 86 | 86 | Storage | Storage
[15 empty] | 88 | 88 | Storage538 | Storage538
[15 empty] | 87 | 87 | Storage0 | Storage0
[15 empty] | 87 | 87 | Storage0 | Storage0
[15 empty] | 87 | 87 | Storage0 | Storage0
[15 empty] | 88 | 88 | Storage538 | Storage538
[15 empty] | 87 | 87 | Storage0 | Storage0
[15 empty] | 87 | 87 | Storage0 | Storage0
[15 empty] | 87 | 87 | Storage0 | Storage0
[15 empty] | 67 | 67 | Office-Enclosed | Office-Enclosed
[15 empty] | 69 | 69 | Office-Enclosed531 | Office-Enclosed531
[15 empty] | 71 | 71 | Office-Enclosed539 | Office-Enclosed539
[15 empty] | 70 | 68 | Office-Enclosed537-1 | Office-Enclosed0
[15 empty] | 68 | 70 | Office-Enclosed0 | Office-Enclosed537-1
[15 empty] | 69 | 69 | Office-Enclosed531 | Office-Enclosed531
[15 empty] | 71 | 71 | Office-Enclosed539 | Office-Enclosed539
[15 empty] | 70 | 68 | Office-Enclosed537-1 | Office-Enclosed0
[15 empty] | 68 | 70 | Office-Enclosed0 | Office-Enclosed537-1
[15 empty] | #N/A | #N/A | Hospital - Laundry-washing | Hospital - Laundry-washing
[15 empty] | 44 | 44 | Hospital - Laundry-washing530 | Hospital - Laundry-washing530
[15 empty] | 43 | 43 | Hospital - Laundry-washing0 | Hospital - Laundry-washing0
[15 empty] | 43 | 43 | Hospital - Laundry-washing0 | Hospital - Laundry-washing0
[15 empty] | 43 | 43 | Hospital - Laundry-washing0 | Hospital - Laundry-washing0
[15 empty] | 44 | 44 | Hospital - Laundry-washing530 | Hospital - Laundry-washing530
[15 empty] | 43 | 43 | Hospital - Laundry-washing0 | Hospital - Laundry-washing0
[15 empty] | 43 | 43 | Hospital - Laundry-washing0 | Hospital - Laundry-washing0
[15 empty] | 43 | 43 | Hospital - Laundry-washing0 | Hospital - Laundry-washing0
[15 empty] | 15 | 15 | Conference/Meeting/Multipurpose | Conference/Meeting/Multipurpose
[15 empty] | 19 | 19 | Conference/Meeting/Multipurpose535 | Conference/Meeting/Multipurpose535
[15 empty] | 17 | 17 | Conference/Meeting/Multipurpose511 | Conference/Meeting/Multipurpose511
[15 empty] | 16 | 16 | Conference/Meeting/Multipurpose0 | Conference/Meeting/Multipurpose0
[15 empty] | 18 | 18 | Conference/Meeting/Multipurpose527-1 | Conference/Meeting/Multipurpose527-1
[15 empty] | 19 | 19 | Conference/Meeting/Multipurpose535 | Conference/Meeting/Multipurpose535
[15 empty] | 17 | 17 | Conference/Meeting/Multipurpose511 | Conference/Meeting/Multipurpose511
[15 empty] | 16 | 16 | Conference/Meeting/Multipurpose0 | Conference/Meeting/Multipurpose0
[15 empty] | 18 | 18 | Conference/Meeting/Multipurpose527-1 | Conference/Meeting/Multipurpose527-1
[15 empty] | 72 | 72 | Restrooms | Restrooms
[15 empty] | 76 | 76 | Restrooms604 | Restrooms604
[15 empty] | 74 | 74 | Restrooms520 | Restrooms520
[15 empty] | 73 | 73 | Restrooms0 | Restrooms0
[15 empty] | 75 | 75 | Restrooms534-2 | Restrooms534-2
[15 empty] | 76 | 76 | Restrooms604 | Restrooms604
[15 empty] | 74 | 74 | Restrooms520 | Restrooms520
[15 empty] | 73 | 73 | Restrooms0 | Restrooms0
[15 empty] | 75 | 75 | Restrooms534-2 | Restrooms534-2
[15 empty] | 35 | 35 | Gymnasium/Fitness-Fitness Area | Gymnasium/Fitness-Fitness Area
[15 empty] | 37 | 37 | Gymnasium/Fitness-Fitness Area535 | Gymnasium/Fitness-Fitness Area535
[15 empty] | 36 | 36 | Gymnasium/Fitness-Fitness Area0 | Gymnasium/Fitness-Fitness Area0
[15 empty] | 36 | 36 | Gymnasium/Fitness-Fitness Area0 | Gymnasium/Fitness-Fitness Area0
[15 empty] | 36 | 36 | Gymnasium/Fitness-Fitness Area0 | Gymnasium/Fitness-Fitness Area0
[15 empty] | 37 | 37 | Gymnasium/Fitness-Fitness Area535 | Gymnasium/Fitness-Fitness Area535
[15 empty] | 36 | 36 | Gymnasium/Fitness-Fitness Area0 | Gymnasium/Fitness-Fitness Area0
[15 empty] | 36 | 36 | Gymnasium/Fitness-Fitness Area0 | Gymnasium/Fitness-Fitness Area0
[15 empty] | 36 | 36 | Gymnasium/Fitness-Fitness Area0 | Gymnasium/Fitness-Fitness Area0
[15 empty] | 58 | 58 | Lounge/Recreation - Break room | Lounge/Recreation - Break room
[15 empty] | 60 | 60 | Lounge/Recreation - Breakroom521 | Lounge/Recreation - Breakroom521
[15 empty] | 59 | 59 | Lounge/Recreation - Breakroom0 | Lounge/Recreation - Breakroom0
[15 empty] | 59 | 59 | Lounge/Recreation - Breakroom0 | Lounge/Recreation - Breakroom0
[15 empty] | 59 | 61 | Lounge/Recreation - Breakroom0 | Lounge/Recreation - Breakroom527-2
[15 empty] | 60 | 60 | Lounge/Recreation - Breakroom521 | Lounge/Recreation - Breakroom521
[15 empty] | 59 | 59 | Lounge/Recreation - Breakroom0 | Lounge/Recreation - Breakroom0
[15 empty] | 59 | 59 | Lounge/Recreation - Breakroom0 | Lounge/Recreation - Breakroom0
[15 empty] | 59 | 61 | Lounge/Recreation - Breakroom0 | Lounge/Recreation - Breakroom527-2
[15 empty] | 28 | 28 | Electrical/Mechanical | Electrical/Mechanical
[15 empty] | 30 | 30 | Electrical/Mechanical538 | Electrical/Mechanical538
[15 empty] | 29 | 31 | Electrical/Mechanical0 | Electrical/Mechanical539
[15 empty] | 29 | 29 | Electrical/Mechanical0 | Electrical/Mechanical0
[15 empty] | 29 | 29 | Electrical/Mechanical0 | Electrical/Mechanical0
[15 empty] | 30 | 30 | Electrical/Mechanical538 | Electrical/Mechanical538
[15 empty] | 29 | 29 | Electrical/Mechanical0 | Electrical/Mechanical0
[15 empty] | 29 | 29 | Electrical/Mechanical0 | Electrical/Mechanical0
[15 empty] | 29 | 29 | Electrical/Mechanical0 | Electrical/Mechanical0
[15 empty] | #N/A | #N/A
[15 empty] | #N/A | #N/A
[15 empty] | 67 | 67 | Office-Enclosed | Office-Enclosed
[15 empty] | 69 | 69 | Office-Enclosed531 | Office-Enclosed531
[15 empty] | 71 | 71 | Office-Enclosed539 | Office-Enclosed539
[15 empty] | 70 | 68 | Office-Enclosed537-1 | Office-Enclosed0
[15 empty] | 68 | 70 | Office-Enclosed0 | Office-Enclosed537-1
[15 empty] | 69 | 69 | Office-Enclosed531 | Office-Enclosed531
[15 empty] | 71 | 71 | Office-Enclosed539 | Office-Enclosed539
[15 empty] | 70 | 68 | Office-Enclosed537-1 | Office-Enclosed0
[15 empty] | 68 | 70 | Office-Enclosed0 | Office-Enclosed537-1
[15 empty] | 20 | 20 | Corridor/Transition | Corridor/Transition
[15 empty] | 22 | 22 | Corridor/Transition521 | Corridor/Transition521
[16 empty] | 21 | Corridor/Transition0 | Corridor/Transition0
[15 empty] | 21 | 21 | Corridor/Transition0 | Corridor/Transition0
[15 empty] | 21 | 21 | Corridor/Transition0 | Corridor/Transition0
[15 empty] | 22 | 22 | Corridor/Transition521 | Corridor/Transition521
[15 empty] | 21 | 21 | Corridor/Transition0 | Corridor/Transition0
[15 empty] | 21 | 21 | Corridor/Transition0 | Corridor/Transition0
[15 empty] | 21 | 21 | Corridor/Transition0 | Corridor/Transition0
Where LSC design variations between 2013 and 2016 resulted in large cost anomolies, one of the designs was selected and LPD was adjusted to match requirements. Adjustments from LSC noted in green on Space and Proto sheets.

## Int Ltg Occ Sens Methodology (hidden)
90.1 Cost Effectiveness - Interior Lighting Occupancy Sensor Cost Methodology
Both 90.1-2010 and 90.1-2013 include requirements for occupancy sensor controls for some space types. 90.1-2013 adds space types required to use occupancy sensors, and also requires a newer type of sensor, manual on/auto off (only turns off automatically must be switched on) for some space types, rather than conventional automatic on/off control.
For the cost estimate, several steps are taken.
The first step involved determining which space types require which sensors, and how many and what type of sensors. This is shown in the "In Ltg Occ Sensor Details" worksheet. Because spaces in the models vary in size and there are many spaces, developing a specific design for each modeled space was not practical. Instead, representative spaces and occupancy control types (such as for small bathrooms) were developed. These spaces were based on the range of spaces in the models, NC3 data (Richman et al. 2008, Thornton et al. 2011). For each representative space, the number and type of sensor were determined. These are determined based on the recommendations of the 90.1 lighting subcommittee lead.
Cost estimates for each type of occupancy sensor including equipment costs from Grainger catalog online, and labor costs from RS Means 2014 are determined. These are applied to the typical controlled spaces according to the number of sensors.
These costs are applied to the prototypes according to the space type areas in the prototypes. For each space type, the area is divided by the appropriate representative controlled space from the occupancy sensors detail sheet. This results in the number of controlled spaces. Costs per controlled space types are multiplied by the number of controlled spaces.
Commissioning Costs for Occupancy Sensors
Three documents were reviewed to determine incremental commissioning costs for occupancy/vacancy sensors. Energy Efficiency Factsheet (WSU 2005) states that building commissioning is between two to four percent of the construction cost of the system. Fimek (2011) states that lighting control start-up and commissioning is 6-7% but it does not specify what the percentage is against. This is assumed to be 7% of the cost of lighting controls including labor.
Peterson (1994) states a variety of estimates:
Northeast utility uses $0.20-0.67/ft2
Northwest utility uses 6% of total measured cost
Commissioning agents use 1-4% of total measured cost or $0.01-0.10/ft2
Based on these documents, the range of commissioning costs on lighting controls including labor is 1% to 7% with an average of 4%. The noted cost/ft2 range of $0.01 to $0.10 was applied to the prototypes used in theses analysis which resulted in a match of 4% with the $0.01/ft2 . This was considered confirmation that the average 4% value is reasonable for comparison purposes and 4% of the total costs was used for incremental commissioning cost of the controls.
Fimek, L. 2011. "Don’t Question Commissioning When It comes to Lighting Controls." http://www.controleng.com/single-article/dont-question-commissioning-when-it-comes-to-lighting-controls/049f2095d0.html. Accessed May 31, 2012.
Peterson, JC, and T Haasl. 1994. A Commissioning Cost-Effectiveness Case Study. http://eec.ucdavis.edu/ACEEE/1994-96/1994/VOL05/201.PDF. Accessed May 31, 2012.
Washington State University Extension Energy Program. 2005. Energy Efficiency Factsheet. SUEEEP98_018, revised October 2005.

## Int Ltg Occ Sens Results (hidden)
Commercial Energy Code Cost Effectiveness - Interior Lighting Occupancy Sensor Controls - Cost Estimate Summary
US National
Summary of Total New Construction, Maintenance, and Replacement Costs By Replacement Year by Prototype
Small Office | [7 empty] | Large Office | [7 empty] | Standalone Retail | [7 empty] | Primary School | [7 empty] | Small Hotel | [7 empty] | Mid-rise Apartment
Base Code | 2013 |  | Target Code | 2016 |  | Incremental Cost |  | Base Code | 2013 |  | Target Code | 2016 |  | Incremental Cost |  | Base Code | 2013 |  | Target Code | 2016 |  | Incremental Cost |  | Base Code | 2013 |  | Target Code | 2016 |  | Incremental Cost |  | Base Code | 2013 |  | Target Code | 2016 |  | Incremental Cost |  | Base Code | 2013 |  | Target Code | 2016 |  | Incremental Cost
Category | All Costs, First Replacement Only | With Repeated Replacements | Category | Replacement First Year | With Repeated Replacements | 30 Year | 40 Year | Category | All Costs, First Replacement Only | With Repeated Replacements | Category | Replacement First Year | With Repeated Replacements | 30 Year | 40 Year | Category | All Costs, First Replacement Only | With Repeated Replacements | Category | Replacement First Year | With Repeated Replacements | 30 Year | 40 Year | Category | All Costs, First Replacement Only | With Repeated Replacements | Category | Replacement First Year | With Repeated Replacements | 30 Year | 40 Year | Category | All Costs, First Replacement Only | With Repeated Replacements | Category | Replacement First Year | With Repeated Replacements | 30 Year | 40 Year | Category | All Costs, First Replacement Only | With Repeated Replacements | Category | Replacement First Year | With Repeated Replacements | 30 Year | 40 Year
New Construction | 0 | 0 | New Construction | 0 | 0 | 0 | 0 | New Construction | 0 | 0 | New Construction | 0 | 0 | 0 | 0 | New Construction | 0 | 0 | New Construction | 0 | 0 | 0 | 0 | New Construction | 0 | 0 | New Construction | 0 | 0 | 0 | 0 | New Construction | 0 | 0 | New Construction | 0 | 0 | 0 | 0 | New Construction | 0 | 0 | New Construction | 0 | 0 | 0 | 0
Maintenance | 0 | 0 | Maintenance | 0 | 0 | 0 | 0 | Maintenance | 0 | 0 | Maintenance | 0 | 0 | 0 | 0 | Maintenance | 0 | 0 | Maintenance | 0 | 0 | 0 | 0 | Maintenance | 0 | 0 | Maintenance | 0 | 0 | 0 | 0 | Maintenance | 0 | 0 | Maintenance | 0 | 0 | 0 | 0 | Maintenance | 0 | 0 | Maintenance | 0 | 0 | 0 | 0
Replacement - Year | 0 | 0 | Replacement - Year | 0 | 0 | 0 | 0 | Replacement - Year | 0 | 0 | Replacement - Year | 0 | 0 | 0 | 0 | Replacement - Year | 0 | 0 | Replacement - Year | 0 | 0 | 0 | 0 | Replacement - Year | 0 | 0 | Replacement - Year | 0 | 0 | 0 | 0 | Replacement - Year | 0 | 0 | Replacement - Year | 0 | 0 | 0 | 0 | Replacement - Year | 0 | 0 | Replacement - Year | 0 | 0 | 0 | 0
1 | 0 | 0 | 1 | 0 | 0 | 0 | 0 | 1 | 0 | 0 | 1 | 0 | 0 | 0 | 0 | 1 | 0 | 0 | 1 | 0 | 0 | 0 | 0 | 1 | 0 | 0 | 1 | 0 | 0 | 0 | 0 | 1 | 0 | 0 | 1 | 0 | 0 | 0 | 0 | 1 | 0 | 0 | 1 | 0 | 0 | 0 | 0
2 | 0 | 0 | 2 | 0 | 0 | 0 | 0 | 2 | 0 | 0 | 2 | 0 | 0 | 0 | 0 | 2 | 0 | 0 | 2 | 0 | 0 | 0 | 0 | 2 | 0 | 0 | 2 | 0 | 0 | 0 | 0 | 2 | 0 | 0 | 2 | 0 | 0 | 0 | 0 | 2 | 0 | 0 | 2 | 0 | 0 | 0 | 0
3 | 0 | 0 | 3 | 0 | 0 | 0 | 0 | 3 | 0 | 0 | 3 | 0 | 0 | 0 | 0 | 3 | 0 | 0 | 3 | 0 | 0 | 0 | 0 | 3 | 0 | 0 | 3 | 0 | 0 | 0 | 0 | 3 | 0 | 0 | 3 | 0 | 0 | 0 | 0 | 3 | 0 | 0 | 3 | 0 | 0 | 0 | 0
4 | 0 | 0 | 4 | 0 | 0 | 0 | 0 | 4 | 0 | 0 | 4 | 0 | 0 | 0 | 0 | 4 | 0 | 0 | 4 | 0 | 0 | 0 | 0 | 4 | 0 | 0 | 4 | 0 | 0 | 0 | 0 | 4 | 0 | 0 | 4 | 0 | 0 | 0 | 0 | 4 | 0 | 0 | 4 | 0 | 0 | 0 | 0
5 | 0 | 0 | 5 | 0 | 0 | 0 | 0 | 5 | 0 | 0 | 5 | 0 | 0 | 0 | 0 | 5 | 0 | 0 | 5 | 0 | 0 | 0 | 0 | 5 | 0 | 0 | 5 | 0 | 0 | 0 | 0 | 5 | 0 | 0 | 5 | 0 | 0 | 0 | 0 | 5 | 0 | 0 | 5 | 0 | 0 | 0 | 0
6 | 0 | 0 | 6 | 0 | 0 | 0 | 0 | 6 | 0 | 0 | 6 | 0 | 0 | 0 | 0 | 6 | 0 | 0 | 6 | 0 | 0 | 0 | 0 | 6 | 0 | 0 | 6 | 0 | 0 | 0 | 0 | 6 | 0 | 0 | 6 | 0 | 0 | 0 | 0 | 6 | 0 | 0 | 6 | 0 | 0 | 0 | 0
7 | 0 | 0 | 7 | 0 | 0 | 0 | 0 | 7 | 0 | 0 | 7 | 0 | 0 | 0 | 0 | 7 | 0 | 0 | 7 | 0 | 0 | 0 | 0 | 7 | 0 | 0 | 7 | 0 | 0 | 0 | 0 | 7 | 0 | 0 | 7 | 0 | 0 | 0 | 0 | 7 | 0 | 0 | 7 | 0 | 0 | 0 | 0
8 | 0 | 0 | 8 | 0 | 0 | 0 | 0 | 8 | 0 | 0 | 8 | 0 | 0 | 0 | 0 | 8 | 0 | 0 | 8 | 0 | 0 | 0 | 0 | 8 | 0 | 0 | 8 | 0 | 0 | 0 | 0 | 8 | 0 | 0 | 8 | 0 | 0 | 0 | 0 | 8 | 0 | 0 | 8 | 0 | 0 | 0 | 0
9 | 0 | 0 | 9 | 0 | 0 | 0 | 0 | 9 | 0 | 0 | 9 | 0 | 0 | 0 | 0 | 9 | 0 | 0 | 9 | 0 | 0 | 0 | 0 | 9 | 0 | 0 | 9 | 0 | 0 | 0 | 0 | 9 | 0 | 0 | 9 | 0 | 0 | 0 | 0 | 9 | 0 | 0 | 9 | 0 | 0 | 0 | 0
10 | 0 | 0 | 10 | 0 | 0 | 0 | 0 | 10 | 0 | 0 | 10 | 0 | 0 | 0 | 0 | 10 | 0 | 0 | 10 | 0 | 0 | 0 | 0 | 10 | 0 | 0 | 10 | 0 | 0 | 0 | 0 | 10 | 0 | 0 | 10 | 0 | 0 | 0 | 0 | 10 | 0 | 0 | 10 | 0 | 0 | 0 | 0
11 | 0 | 0 | 11 | 0 | 0 | 0 | 0 | 11 | 0 | 0 | 11 | 0 | 0 | 0 | 0 | 11 | 0 | 0 | 11 | 0 | 0 | 0 | 0 | 11 | 0 | 0 | 11 | 0 | 0 | 0 | 0 | 11 | 0 | 0 | 11 | 0 | 0 | 0 | 0 | 11 | 0 | 0 | 11 | 0 | 0 | 0 | 0
12 | 0 | 0 | 12 | 0 | 0 | 0 | 0 | 12 | 0 | 0 | 12 | 0 | 0 | 0 | 0 | 12 | 0 | 0 | 12 | 0 | 0 | 0 | 0 | 12 | 0 | 0 | 12 | 0 | 0 | 0 | 0 | 12 | 0 | 0 | 12 | 0 | 0 | 0 | 0 | 12 | 0 | 0 | 12 | 0 | 0 | 0 | 0
13 | 0 | 0 | 13 | 0 | 0 | 0 | 0 | 13 | 0 | 0 | 13 | 0 | 0 | 0 | 0 | 13 | 0 | 0 | 13 | 0 | 0 | 0 | 0 | 13 | 0 | 0 | 13 | 0 | 0 | 0 | 0 | 13 | 0 | 0 | 13 | 0 | 0 | 0 | 0 | 13 | 0 | 0 | 13 | 0 | 0 | 0 | 0
14 | 0 | 0 | 14 | 0 | 0 | 0 | 0 | 14 | 0 | 0 | 14 | 0 | 0 | 0 | 0 | 14 | 0 | 0 | 14 | 0 | 0 | 0 | 0 | 14 | 0 | 0 | 14 | 0 | 0 | 0 | 0 | 14 | 0 | 0 | 14 | 0 | 0 | 0 | 0 | 14 | 0 | 0 | 14 | 0 | 0 | 0 | 0
15 | 0 | 0 | 15 | 0 | 0 | 0 | 0 | 15 | 0 | 0 | 15 | 0 | 0 | 0 | 0 | 15 | 0 | 0 | 15 | 0 | 0 | 0 | 0 | 15 | 0 | 0 | 15 | 0 | 0 | 0 | 0 | 15 | 0 | 0 | 15 | 0 | 0 | 0 | 0 | 15 | 0 | 0 | 15 | 0 | 0 | 0 | 0
16 | 0 | 0 | 16 | 0 | 0 | 0 | 0 | 16 | 0 | 0 | 16 | 0 | 0 | 0 | 0 | 16 | 0 | 0 | 16 | 0 | 0 | 0 | 0 | 16 | 0 | 0 | 16 | 0 | 0 | 0 | 0 | 16 | 0 | 0 | 16 | 0 | 0 | 0 | 0 | 16 | 0 | 0 | 16 | 0 | 0 | 0 | 0
17 | 0 | 0 | 17 | 0 | 0 | 0 | 0 | 17 | 0 | 0 | 17 | 0 | 0 | 0 | 0 | 17 | 0 | 0 | 17 | 0 | 0 | 0 | 0 | 17 | 0 | 0 | 17 | 0 | 0 | 0 | 0 | 17 | 0 | 0 | 17 | 0 | 0 | 0 | 0 | 17 | 0 | 0 | 17 | 0 | 0 | 0 | 0
18 | 0 | 0 | 18 | 0 | 0 | 0 | 0 | 18 | 0 | 0 | 18 | 0 | 0 | 0 | 0 | 18 | 0 | 0 | 18 | 0 | 0 | 0 | 0 | 18 | 0 | 0 | 18 | 0 | 0 | 0 | 0 | 18 | 0 | 0 | 18 | 0 | 0 | 0 | 0 | 18 | 0 | 0 | 18 | 0 | 0 | 0 | 0
19 | 0 | 0 | 19 | 0 | 0 | 0 | 0 | 19 | 0 | 0 | 19 | 0 | 0 | 0 | 0 | 19 | 0 | 0 | 19 | 0 | 0 | 0 | 0 | 19 | 0 | 0 | 19 | 0 | 0 | 0 | 0 | 19 | 0 | 0 | 19 | 0 | 0 | 0 | 0 | 19 | 0 | 0 | 19 | 0 | 0 | 0 | 0
20 | 0 | 0 | 20 | 0 | 0 | 0 | 0 | 20 | 0 | 0 | 20 | 0 | 0 | 0 | 0 | 20 | 0 | 0 | 20 | 0 | 0 | 0 | 0 | 20 | 0 | 0 | 20 | 0 | 0 | 0 | 0 | 20 | 0 | 0 | 20 | 0 | 0 | 0 | 0 | 20 | 0 | 0 | 20 | 0 | 0 | 0 | 0
21 | 0 | 0 | 21 | 0 | 0 | 0 | 0 | 21 | 0 | 0 | 21 | 0 | 0 | 0 | 0 | 21 | 0 | 0 | 21 | 0 | 0 | 0 | 0 | 21 | 0 | 0 | 21 | 0 | 0 | 0 | 0 | 21 | 0 | 0 | 21 | 0 | 0 | 0 | 0 | 21 | 0 | 0 | 21 | 0 | 0 | 0 | 0
22 | 0 | 0 | 22 | 0 | 0 | 0 | 0 | 22 | 0 | 0 | 22 | 0 | 0 | 0 | 0 | 22 | 0 | 0 | 22 | 0 | 0 | 0 | 0 | 22 | 0 | 0 | 22 | 0 | 0 | 0 | 0 | 22 | 0 | 0 | 22 | 0 | 0 | 0 | 0 | 22 | 0 | 0 | 22 | 0 | 0 | 0 | 0
23 | 0 | 0 | 23 | 0 | 0 | 0 | 0 | 23 | 0 | 0 | 23 | 0 | 0 | 0 | 0 | 23 | 0 | 0 | 23 | 0 | 0 | 0 | 0 | 23 | 0 | 0 | 23 | 0 | 0 | 0 | 0 | 23 | 0 | 0 | 23 | 0 | 0 | 0 | 0 | 23 | 0 | 0 | 23 | 0 | 0 | 0 | 0
24 | 0 | 0 | 24 | 0 | 0 | 0 | 0 | 24 | 0 | 0 | 24 | 0 | 0 | 0 | 0 | 24 | 0 | 0 | 24 | 0 | 0 | 0 | 0 | 24 | 0 | 0 | 24 | 0 | 0 | 0 | 0 | 24 | 0 | 0 | 24 | 0 | 0 | 0 | 0 | 24 | 0 | 0 | 24 | 0 | 0 | 0 | 0
25 | 0 | 0 | 25 | 0 | 0 | 0 | 0 | 25 | 0 | 0 | 25 | 0 | 0 | 0 | 0 | 25 | 0 | 0 | 25 | 0 | 0 | 0 | 0 | 25 | 0 | 0 | 25 | 0 | 0 | 0 | 0 | 25 | 0 | 0 | 25 | 0 | 0 | 0 | 0 | 25 | 0 | 0 | 25 | 0 | 0 | 0 | 0
26 | 0 | 0 | 26 | 0 | 0 | 0 | 0 | 26 | 0 | 0 | 26 | 0 | 0 | 0 | 0 | 26 | 0 | 0 | 26 | 0 | 0 | 0 | 0 | 26 | 0 | 0 | 26 | 0 | 0 | 0 | 0 | 26 | 0 | 0 | 26 | 0 | 0 | 0 | 0 | 26 | 0 | 0 | 26 | 0 | 0 | 0 | 0
27 | 0 | 0 | 27 | 0 | 0 | 0 | 0 | 27 | 0 | 0 | 27 | 0 | 0 | 0 | 0 | 27 | 0 | 0 | 27 | 0 | 0 | 0 | 0 | 27 | 0 | 0 | 27 | 0 | 0 | 0 | 0 | 27 | 0 | 0 | 27 | 0 | 0 | 0 | 0 | 27 | 0 | 0 | 27 | 0 | 0 | 0 | 0
28 | 0 | 0 | 28 | 0 | 0 | 0 | 0 | 28 | 0 | 0 | 28 | 0 | 0 | 0 | 0 | 28 | 0 | 0 | 28 | 0 | 0 | 0 | 0 | 28 | 0 | 0 | 28 | 0 | 0 | 0 | 0 | 28 | 0 | 0 | 28 | 0 | 0 | 0 | 0 | 28 | 0 | 0 | 28 | 0 | 0 | 0 | 0
29 | 0 | 0 | 29 | 0 | 0 | 0 | 0 | 29 | 0 | 0 | 29 | 0 | 0 | 0 | 0 | 29 | 0 | 0 | 29 | 0 | 0 | 0 | 0 | 29 | 0 | 0 | 29 | 0 | 0 | 0 | 0 | 29 | 0 | 0 | 29 | 0 | 0 | 0 | 0 | 29 | 0 | 0 | 29 | 0 | 0 | 0 | 0
30 | 0 | 0 | 30 | 0 | 0 | 0 | 0 | 30 | 0 | 0 | 30 | 0 | 0 | 0 | 0 | 30 | 0 | 0 | 30 | 0 | 0 | 0 | 0 | 30 | 0 | 0 | 30 | 0 | 0 | 0 | 0 | 30 | 0 | 0 | 30 | 0 | 0 | 0 | 0 | 30 | 0 | 0 | 30 | 0 | 0 | 0 | 0
31 | 0 | 0 | 31 | 0 | 0 | 0 | 0 | 31 | 0 | 0 | 31 | 0 | 0 | 0 | 0 | 31 | 0 | 0 | 31 | 0 | 0 | 0 | 0 | 31 | 0 | 0 | 31 | 0 | 0 | 0 | 0 | 31 | 0 | 0 | 31 | 0 | 0 | 0 | 0 | 31 | 0 | 0 | 31 | 0 | 0 | 0 | 0
32 | 0 | 0 | 32 | 0 | 0 | 0 | 0 | 32 | 0 | 0 | 32 | 0 | 0 | 0 | 0 | 32 | 0 | 0 | 32 | 0 | 0 | 0 | 0 | 32 | 0 | 0 | 32 | 0 | 0 | 0 | 0 | 32 | 0 | 0 | 32 | 0 | 0 | 0 | 0 | 32 | 0 | 0 | 32 | 0 | 0 | 0 | 0
33 | 0 | 0 | 33 | 0 | 0 | 0 | 0 | 33 | 0 | 0 | 33 | 0 | 0 | 0 | 0 | 33 | 0 | 0 | 33 | 0 | 0 | 0 | 0 | 33 | 0 | 0 | 33 | 0 | 0 | 0 | 0 | 33 | 0 | 0 | 33 | 0 | 0 | 0 | 0 | 33 | 0 | 0 | 33 | 0 | 0 | 0 | 0
34 | 0 | 0 | 34 | 0 | 0 | 0 | 0 | 34 | 0 | 0 | 34 | 0 | 0 | 0 | 0 | 34 | 0 | 0 | 34 | 0 | 0 | 0 | 0 | 34 | 0 | 0 | 34 | 0 | 0 | 0 | 0 | 34 | 0 | 0 | 34 | 0 | 0 | 0 | 0 | 34 | 0 | 0 | 34 | 0 | 0 | 0 | 0
35 | 0 | 0 | 35 | 0 | 0 | 0 | 0 | 35 | 0 | 0 | 35 | 0 | 0 | 0 | 0 | 35 | 0 | 0 | 35 | 0 | 0 | 0 | 0 | 35 | 0 | 0 | 35 | 0 | 0 | 0 | 0 | 35 | 0 | 0 | 35 | 0 | 0 | 0 | 0 | 35 | 0 | 0 | 35 | 0 | 0 | 0 | 0
36 | 0 | 0 | 36 | 0 | 0 | 0 | 0 | 36 | 0 | 0 | 36 | 0 | 0 | 0 | 0 | 36 | 0 | 0 | 36 | 0 | 0 | 0 | 0 | 36 | 0 | 0 | 36 | 0 | 0 | 0 | 0 | 36 | 0 | 0 | 36 | 0 | 0 | 0 | 0 | 36 | 0 | 0 | 36 | 0 | 0 | 0 | 0
37 | 0 | 0 | 37 | 0 | 0 | 0 | 0 | 37 | 0 | 0 | 37 | 0 | 0 | 0 | 0 | 37 | 0 | 0 | 37 | 0 | 0 | 0 | 0 | 37 | 0 | 0 | 37 | 0 | 0 | 0 | 0 | 37 | 0 | 0 | 37 | 0 | 0 | 0 | 0 | 37 | 0 | 0 | 37 | 0 | 0 | 0 | 0
38 | 0 | 0 | 38 | 0 | 0 | 0 | 0 | 38 | 0 | 0 | 38 | 0 | 0 | 0 | 0 | 38 | 0 | 0 | 38 | 0 | 0 | 0 | 0 | 38 | 0 | 0 | 38 | 0 | 0 | 0 | 0 | 38 | 0 | 0 | 38 | 0 | 0 | 0 | 0 | 38 | 0 | 0 | 38 | 0 | 0 | 0 | 0
39 | 0 | 0 | 39 | 0 | 0 | 0 | 0 | 39 | 0 | 0 | 39 | 0 | 0 | 0 | 0 | 39 | 0 | 0 | 39 | 0 | 0 | 0 | 0 | 39 | 0 | 0 | 39 | 0 | 0 | 0 | 0 | 39 | 0 | 0 | 39 | 0 | 0 | 0 | 0 | 39 | 0 | 0 | 39 | 0 | 0 | 0 | 0
40 | 0 | 0 | 40 | 0 | 0 | 0 | 0 | 40 | 0 | 0 | 40 | 0 | 0 | 0 | 0 | 40 | 0 | 0 | 40 | 0 | 0 | 0 | 0 | 40 | 0 | 0 | 40 | 0 | 0 | 0 | 0 | 40 | 0 | 0 | 40 | 0 | 0 | 0 | 0 | 40 | 0 | 0 | 40 | 0 | 0 | 0 | 0
Residual Year 30 |  | 0 | Residual Year 30 |  | 0 |  | 0 | Residual Year 30 |  | 0 | Residual Year 30 |  | 0 |  | 0 | Residual Year 30 |  | 0 | Residual Year 30 |  | 0 |  | 0 | Residual Year 30 |  | 0 | Residual Year 30 |  | 0 |  | 0 | Residual Year 30 |  | 0 | Residual Year 30 |  | 0 |  | 0 | Residual Year 30 |  | 0 | Residual Year 30 |  | 0 |  | 0
Residual Year 40 |  | 0 | Residual Year 40 |  | 0 |  | 0 | Residual Year 40 |  | 0 | Residual Year 40 |  | 0 |  | 0 | Residual Year 40 |  | 0 | Residual Year 40 |  | 0 |  | 0 | Residual Year 40 |  | 0 | Residual Year 40 |  | 0 |  | 0 | Residual Year 40 |  | 0 | Residual Year 40 |  | 0 |  | 0 | Residual Year 40 |  | 0 | Residual Year 40 |  | 0 |  | 0

## Int Ltg Occ Sens Proto 90.1 (hidden)
[6 empty] | Commercial Energy Code Cost Effectiveness - Cost Estimate - Interior Lighting - Occupancy Control Addenda Cost Estimates 90.1-2010 and 90.1-2013 | [12 empty] | 90.1-2013 | [33 empty] | 90.1 Cost Effectiveness - Occupancy Sensor Controls - Prototype
[6 empty] | Multiple addenda to 90.1-2010 modify requirements for occupancy based controls. Costs are provided for added or changed occupancy controls, so there are no baseline costs shown. Occupancy sensors are used for the cost estimate to meet the occupancy controls requirements although other options are possible. The sensors are assumed to have a 15 year life as supported by members of the 90.1 lighting subcommittee. Commissioning costs are included and described in the methodology. | [46 empty] | Summary
[53 empty] | Named range | L2_Sm_Off_901 | [7 empty] | Named range | L2_Lg_Off_901 | [6 empty] | Named range | L2_St_Ret_901 | [6 empty] | Named range | L2_Pr_Sch_901 | [6 empty] | Named range | L2_Sm_Hot_901 | [6 empty] | Named range | L2_Mid_Apt_901
Interior Lighting - Summary of Total New Construction, Maintenance, and Replacement Costs By Replacement Year by Prototype
[6 empty] | Item and Addenda / Affected Prototype and Space Type |  | 90.1-2010 Description |  |  |  |  | 90.1-2013 Description | [7 empty] | 90.1-2013 | Baseline costs | [6 empty] | 90.1-2013 | [7 empty] | 90.1-2016 | [14 empty] | Incremental Costs | 1 | 2 | 3 | 4 | 5 | 6 | 7 | 8 | 9
Prototypes Affected | [17 empty] | Other Cost Parameters |  | New Construction Costs | New Construction Costs | [6 empty] | Maintenance Cost | Replacement Costs | [6 empty] | New Construction Costs | New Construction Costs | [5 empty] | Maintenance Costs (none) | Replacement Costs (none) | [8 empty] | Interior Lighting - Summary of Total New Construction, Maintenance, and Replacement Costs By Replacement Year by Prototype 1: Small Office | Large Office | [7 empty] | Standalone Retail | [7 empty] | Primary School | [7 empty] | Small Hotel | [7 empty] | Mid-rise Apartment
Small Office | Large Office | Standalone Retail | Primary School | Small Hotel | Mid-rise Apartment |  |  | Description of cost items | Not Used | Not Used | Space Type Area, ft2 | Number of controlled spaces of the space type | Description of Cost Items | Lookup Value | Not Used | Space Type Area, ft2 | Number of controlled spaces of the space type | Not Used | Not Used | Not Used | Material Subtotal | Not Used | Not Used | Labor Subtotal | Construction Equipment Subtotal | Cost Adjustments | Total | Annual Maintenance (none) | Replacement Life years | Material ($/UoM) | Material Subtotal | Labor Subtotal | Construction Equipment Subtotal | Cost Adjustments | Total | Not Used | Material Subtotal | Labor | Construction Equipment Subtotal | Cost Adjustments | Incremental Added Commis- sioning | Total Cost | Annual Maintenance Cost | Replacement Life (years) | Not Used | Material Subtotal | Labor Subtotal with replacement hours adjustment | Construction Equipment Subtotal | Cost Adjustments | Incremental Added Commis- sioning with OH&P | Total | New Construction Costs Target minus Base | Interior Lighting - Summary of Total New Construction, Maintenance, and Replacement Costs By Replacement Year by Prototype 1: 90.1-2013; Interior Lighting - Summary of Total New Construction, Maintenance, and Replacement Costs By Replacement Year by Prototype 5: 90.1-2016; Interior Lighting - Summary of Total New Construction, Maintenance, and Replacement Costs By Replacement Year by Prototype 8: Incremental Cost | 90.1-2013 |  |  | 90.1-2016 |  |  | Incremental Cost |  | 90.1-2013 |  |  | 90.1-2016 |  |  | Incremental Cost |  | 90.1-2013 |  |  | 90.1-2016 |  |  | Incremental Cost |  | 90.1-2013 |  |  | 90.1-2016 |  |  | Incremental Cost |  | 90.1-2013 |  |  | 90.1-2016 |  |  | Incremental Cost
[6 empty] | Automatic Lighting Shutoff Addenda 90.1-10by 90.1-2013 Section 9.4.1 | [46 empty] | Category | All Costs, First Replacement Only | With Repeated Replacements |  | Category | Replacement First Year | With Repeated Replacements | 30 Year | 40 Year | Category | All Costs, First Replacement Only | With Repeated Replacements | Category | Replacement First Year | With Repeated Replacements | 30 Year | 40 Year | Category | All Costs, First Replacement Only | With Repeated Replacements | Category | Replacement First Year | With Repeated Replacements | 30 Year | 40 Year | Category | All Costs, First Replacement Only | With Repeated Replacements | Category | Replacement First Year | With Repeated Replacements | 30 Year | 40 Year | Category | All Costs, First Replacement Only | With Repeated Replacements | Category | Replacement First Year | With Repeated Replacements | 30 Year | 40 Year | Category | All Costs, First Replacement Only | With Repeated Replacements | Category | Replacement First Year | With Repeated Replacements | 30 Year | 40 Year
[6 empty] | Small Office | [46 empty] | New Construction | 0 | 0 |  | New Construction | 0 | 0 | 0 | 0 | New Construction | 0 | 0 | New Construction | 0 | 0 | 0 | 0 | New Construction | 0 | 0 | New Construction | 0 | 0 | 0 | 0 | New Construction | 0 | 0 | New Construction | 0 | 0 | 0 | 0 | New Construction | 0 | 0 | New Construction | 0 | 0 | 0 | 0 | New Construction | 0 | 0 | New Construction | 0 | 0 | 0 | 0
0 | [5 empty] | Corridor - Other than hospital corridors | Corridor | [5 empty] | auto on/off |  |  | 660 | 2 | [19 empty] | 254.5 | 117.729 |  | 236.1313 | 14.8892 | 623.2495 |  | 15 |  | 254.5 | 194.2528 |  | 371.9799 | 14.8892 | 835.6219 | 623.2495 | Maintenance | 0 | 0 |  | Maintenance | 0 | 0 | 0 | 0 | Maintenance | 0 | 0 | Maintenance | 0 | 0 | 0 | 0 | Maintenance | 0 | 0 | Maintenance | 0 | 0 | 0 | 0 | Maintenance | 0 | 0 | Maintenance | 0 | 0 | 0 | 0 | Maintenance | 0 | 0 | Maintenance | 0 | 0 | 0 | 0 | Maintenance | 0 | 0 | Maintenance | 0 | 0 | 0 | 0
0 | [5 empty] | Lobby - Other than in hotels and elevator lobbies | Lobby | [5 empty] | auto on/off |  |  | 330 | 1 | [19 empty] | 217.9 | 63.3965 |  | 166.062 | 11.2519 | 458.6104 |  | 15 |  | 217.9 | 104.6042 |  | 251.1918 | 11.2519 | 584.9479 | 458.6104 | Interior Lighting - Summary of Total New Construction, Maintenance, and Replacement Costs By Replacement Year by Prototype 1: Replacement - Year; Interior Lighting - Summary of Total New Construction, Maintenance, and Replacement Costs By Replacement Year by Prototype 5: Replacement - Year; Interior Lighting - Summary of Total New Construction, Maintenance, and Replacement Costs By Replacement Year by Prototype 8: 0; Interior Lighting - Summary of Total New Construction, Maintenance, and Replacement Costs By Replacement Year by Prototype 9: 0 | Replacement - Year |  |  | Replacement - Year |  |  | 0 | 0 | Replacement - Year |  |  | Replacement - Year |  |  | 0 | 0 | Replacement - Year |  |  | Replacement - Year |  |  | 0 | 0 | Replacement - Year |  |  | Replacement - Year |  |  | 0 | 0 | Replacement - Year |  |  | Replacement - Year |  |  | 0 | 0
[53 empty] | 1 | 0 | 0 |  | 1 | 0 | 0 | 0 | 0 | 1 | 0 | 0 | 1 | 0 | 0 | 0 | 0 | 1 | 0 | 0 | 1 | 0 | 0 | 0 | 0 | 1 | 0 | 0 | 1 | 0 | 0 | 0 | 0 | 1 | 0 | 0 | 1 | 0 | 0 | 0 | 0 | 1 | 0 | 0 | 1 | 0 | 0 | 0 | 0
[6 empty] | Large Office | [46 empty] | 2 | 0 | 0 |  | 2 | 0 | 0 | 0 | 0 | 2 | 0 | 0 | 2 | 0 | 0 | 0 | 0 | 2 | 0 | 0 | 2 | 0 | 0 | 0 | 0 | 2 | 0 | 0 | 2 | 0 | 0 | 0 | 0 | 2 | 0 | 0 | 2 | 0 | 0 | 0 | 0 | 2 | 0 | 0 | 2 | 0 | 0 | 0 | 0
| 0 |  |  |  |  | Corridor - Other than hospital corridors | Corridor | [5 empty] | auto on/off |  |  | 21304 | 36 | [19 empty] | 4581 | 2119.122 |  | 4250.3641 | 268.0049 | 11218.4909 |  | 15 |  | 4581 | 3496.5513 |  | 6695.6384 | 268.0049 | 15041.1946 | 11218.4909 | 3 | 0 | 0 |  | 3 | 0 | 0 | 0 | 0 | 3 | 0 | 0 | 3 | 0 | 0 | 0 | 0 | 3 | 0 | 0 | 3 | 0 | 0 | 0 | 0 | 3 | 0 | 0 | 3 | 0 | 0 | 0 | 0 | 3 | 0 | 0 | 3 | 0 | 0 | 0 | 0 | 3 | 0 | 0 | 3 | 0 | 0 | 0 | 0
| 0 |  |  |  |  | Lobby - Other than in hotels and elevator lobbies | Lobby | [5 empty] | auto on/off |  |  | 11669 | 15 | [19 empty] | 3268.5 | 950.9475 |  | 2490.9306 | 168.7779 | 6879.156 |  | 15 |  | 3268.5 | 1569.0634 |  | 3767.8768 | 168.7779 | 8774.2181 | 6879.156 | 4 | 0 | 0 |  | 4 | 0 | 0 | 0 | 0 | 4 | 0 | 0 | 4 | 0 | 0 | 0 | 0 | 4 | 0 | 0 | 4 | 0 | 0 | 0 | 0 | 4 | 0 | 0 | 4 | 0 | 0 | 0 | 0 | 4 | 0 | 0 | 4 | 0 | 0 | 0 | 0 | 4 | 0 | 0 | 4 | 0 | 0 | 0 | 0
| 0 |  |  |  |  | Storage - Larger than 1000 ft2 | Storage | [5 empty] | manual on/off |  |  | 7380 | 6 | [19 empty] | 1231.5 | 380.379 |  | 959.8492 | 64.4752 | 2636.2033 |  | 15 |  | 1231.5 | 627.6254 |  | 1459.3853 | 64.4752 | 3382.9858 | 2636.2033 | 5 | 0 | 0 |  | 5 | 0 | 0 | 0 | 0 | 5 | 0 | 0 | 5 | 0 | 0 | 0 | 0 | 5 | 0 | 0 | 5 | 0 | 0 | 0 | 0 | 5 | 0 | 0 | 5 | 0 | 0 | 0 | 0 | 5 | 0 | 0 | 5 | 0 | 0 | 0 | 0 | 5 | 0 | 0 | 5 | 0 | 0 | 0 | 0
[53 empty] | 6 | 0 | 0 |  | 6 | 0 | 0 | 0 | 0 | 6 | 0 | 0 | 6 | 0 | 0 | 0 | 0 | 6 | 0 | 0 | 6 | 0 | 0 | 0 | 0 | 6 | 0 | 0 | 6 | 0 | 0 | 0 | 0 | 6 | 0 | 0 | 6 | 0 | 0 | 0 | 0 | 6 | 0 | 0 | 6 | 0 | 0 | 0 | 0
[6 empty] | Standalone Retail | [46 empty] | 7 | 0 | 0 |  | 7 | 0 | 0 | 0 | 0 | 7 | 0 | 0 | 7 | 0 | 0 | 0 | 0 | 7 | 0 | 0 | 7 | 0 | 0 | 0 | 0 | 7 | 0 | 0 | 7 | 0 | 0 | 0 | 0 | 7 | 0 | 0 | 7 | 0 | 0 | 0 | 0 | 7 | 0 | 0 | 7 | 0 | 0 | 0 | 0
|  | 0 |  |  |  | Corridor - Other than hospital corridors | Corridor | [5 empty] | auto on/off |  |  | 249 | 1 | [19 empty] | 127.25 | 58.8645 |  | 118.0657 | 7.4446 | 311.6247 |  | 15 |  | 127.25 | 97.1264 |  | 185.99 | 7.4446 | 417.811 | 311.6247 | 8 | 0 | 0 |  | 8 | 0 | 0 | 0 | 0 | 8 | 0 | 0 | 8 | 0 | 0 | 0 | 0 | 8 | 0 | 0 | 8 | 0 | 0 | 0 | 0 | 8 | 0 | 0 | 8 | 0 | 0 | 0 | 0 | 8 | 0 | 0 | 8 | 0 | 0 | 0 | 0 | 8 | 0 | 0 | 8 | 0 | 0 | 0 | 0
|  | 0 |  |  |  | Lobby - Other than in hotels and elevator lobbies | Lobby | [5 empty] | auto on/off |  |  | 1033 | 2 | [19 empty] | 435.8 | 126.793 |  | 332.1241 | 22.5037 | 917.2208 |  | 15 |  | 435.8 | 209.2084 |  | 502.3836 | 22.5037 | 1169.8957 | 917.2208 | 9 | 0 | 0 |  | 9 | 0 | 0 | 0 | 0 | 9 | 0 | 0 | 9 | 0 | 0 | 0 | 0 | 9 | 0 | 0 | 9 | 0 | 0 | 0 | 0 | 9 | 0 | 0 | 9 | 0 | 0 | 0 | 0 | 9 | 0 | 0 | 9 | 0 | 0 | 0 | 0 | 9 | 0 | 0 | 9 | 0 | 0 | 0 | 0
|  | 0 |  |  |  | Storage - Larger than 1000 ft2 | Storage | [5 empty] | manual on/off |  |  | 1972 | 2 | [19 empty] | 410.5 | 126.793 |  | 319.9497 | 21.4917 | 878.7344 |  | 15 |  | 410.5 | 209.2084 |  | 486.4618 | 21.4917 | 1127.6619 | 878.7344 | 10 | 0 | 0 |  | 10 | 0 | 0 | 0 | 0 | 10 | 0 | 0 | 10 | 0 | 0 | 0 | 0 | 10 | 0 | 0 | 10 | 0 | 0 | 0 | 0 | 10 | 0 | 0 | 10 | 0 | 0 | 0 | 0 | 10 | 0 | 0 | 10 | 0 | 0 | 0 | 0 | 10 | 0 | 0 | 10 | 0 | 0 | 0 | 0
[53 empty] | 11 | 0 | 0 |  | 11 | 0 | 0 | 0 | 0 | 11 | 0 | 0 | 11 | 0 | 0 | 0 | 0 | 11 | 0 | 0 | 11 | 0 | 0 | 0 | 0 | 11 | 0 | 0 | 11 | 0 | 0 | 0 | 0 | 11 | 0 | 0 | 11 | 0 | 0 | 0 | 0 | 11 | 0 | 0 | 11 | 0 | 0 | 0 | 0
[6 empty] | Primary School | [46 empty] | 12 | 0 | 0 |  | 12 | 0 | 0 | 0 | 0 | 12 | 0 | 0 | 12 | 0 | 0 | 0 | 0 | 12 | 0 | 0 | 12 | 0 | 0 | 0 | 0 | 12 | 0 | 0 | 12 | 0 | 0 | 0 | 0 | 12 | 0 | 0 | 12 | 0 | 0 | 0 | 0 | 12 | 0 | 0 | 12 | 0 | 0 | 0 | 0
|  |  | 0 |  |  | Corridor - Other than hospital corridors | Corridor | [5 empty] | auto on/off |  |  | 12648 | 22 | [19 empty] | 2799.5 | 1295.019 |  | 2597.4447 | 163.7808 | 6855.7445 |  | 15 |  | 2799.5 | 2136.7814 |  | 4091.779 | 163.7808 | 9191.8411 | 6855.7445 | 13 | 0 | 0 |  | 13 | 0 | 0 | 0 | 0 | 13 | 0 | 0 | 13 | 0 | 0 | 0 | 0 | 13 | 0 | 0 | 13 | 0 | 0 | 0 | 0 | 13 | 0 | 0 | 13 | 0 | 0 | 0 | 0 | 13 | 0 | 0 | 13 | 0 | 0 | 0 | 0 | 13 | 0 | 0 | 13 | 0 | 0 | 0 | 0
|  |  | 0 |  |  | Lab Classroom | Classroom/Lecture/Training | [5 empty] | Manual On/ Auto Off |  |  | 5400 | 6 | [19 empty] | 1231.5 | 380.379 |  | 959.8492 | 64.4752 | 2636.2033 |  | 15 |  | 1231.5 | 627.6254 |  | 1459.3853 | 64.4752 | 3382.9858 | 2636.2033 | 14 | 0 | 0 |  | 14 | 0 | 0 | 0 | 0 | 14 | 0 | 0 | 14 | 0 | 0 | 0 | 0 | 14 | 0 | 0 | 14 | 0 | 0 | 0 | 0 | 14 | 0 | 0 | 14 | 0 | 0 | 0 | 0 | 14 | 0 | 0 | 14 | 0 | 0 | 0 | 0 | 14 | 0 | 0 | 14 | 0 | 0 | 0 | 0
|  |  | 0 |  |  | Lobby - Other than in hotels and elevator lobbies | Lobby | [5 empty] | auto on/off |  |  | 1841 | 3 | [19 empty] | 653.7 | 190.1895 |  | 498.1861 | 33.7556 | 1375.8312 |  | 15 |  | 653.7 | 313.8127 |  | 753.5754 | 33.7556 | 1754.8436 | 1375.8312 | 15 | 0 | 0 |  | 15 | 0 | 0 | 0 | 0 | 15 | 0 | 0 | 15 | 0 | 0 | 0 | 0 | 15 | 0 | 0 | 15 | 0 | 0 | 0 | 0 | 15 | 0 | 0 | 15 | 0 | 0 | 0 | 0 | 15 | 0 | 0 | 15 | 0 | 0 | 0 | 0 | 15 | 0 | 0 | 15 | 0 | 0 | 0 | 0
|  |  | 0 |  |  | Library Stacks Area | Library Stacks | [8 empty] | 2148 | 3 | [35 empty] | 16 | 0 | 0 |  | 16 | 0 | 0 | 0 | 0 | 16 | 0 | 0 | 16 | 0 | 0 | 0 | 0 | 16 | 0 | 0 | 16 | 0 | 0 | 0 | 0 | 16 | 0 | 0 | 16 | 0 | 0 | 0 | 0 | 16 | 0 | 0 | 16 | 0 | 0 | 0 | 0 | 16 | 0 | 0 | 16 | 0 | 0 | 0 | 0
[53 empty] | 17 | 0 | 0 |  | 17 | 0 | 0 | 0 | 0 | 17 | 0 | 0 | 17 | 0 | 0 | 0 | 0 | 17 | 0 | 0 | 17 | 0 | 0 | 0 | 0 | 17 | 0 | 0 | 17 | 0 | 0 | 0 | 0 | 17 | 0 | 0 | 17 | 0 | 0 | 0 | 0 | 17 | 0 | 0 | 17 | 0 | 0 | 0 | 0
[6 empty] | Small Hotel | [46 empty] | 18 | 0 | 0 |  | 18 | 0 | 0 | 0 | 0 | 18 | 0 | 0 | 18 | 0 | 0 | 0 | 0 | 18 | 0 | 0 | 18 | 0 | 0 | 0 | 0 | 18 | 0 | 0 | 18 | 0 | 0 | 0 | 0 | 18 | 0 | 0 | 18 | 0 | 0 | 0 | 0 | 18 | 0 | 0 | 18 | 0 | 0 | 0 | 0
|  |  |  | 0 |  | Corridor - Other than hospital corridors | Corridor | [5 empty] | auto on/off |  |  | 5671 | 10 | [19 empty] | 1272.5 | 588.645 |  | 1180.6567 | 74.4458 | 3116.2475 |  | 15 |  | 1272.5 | 971.2642 |  | 1859.8995 | 74.4458 | 4178.1096 | 3116.2475 | 19 | 0 | 0 |  | 19 | 0 | 0 | 0 | 0 | 19 | 0 | 0 | 19 | 0 | 0 | 0 | 0 | 19 | 0 | 0 | 19 | 0 | 0 | 0 | 0 | 19 | 0 | 0 | 19 | 0 | 0 | 0 | 0 | 19 | 0 | 0 | 19 | 0 | 0 | 0 | 0 | 19 | 0 | 0 | 19 | 0 | 0 | 0 | 0
[45 empty] | 0 | [7 empty] | 20 | 0 | 0 |  | 20 | 0 | 0 | 0 | 0 | 20 | 0 | 0 | 20 | 0 | 0 | 0 | 0 | 20 | 0 | 0 | 20 | 0 | 0 | 0 | 0 | 20 | 0 | 0 | 20 | 0 | 0 | 0 | 0 | 20 | 0 | 0 | 20 | 0 | 0 | 0 | 0 | 20 | 0 | 0 | 20 | 0 | 0 | 0 | 0
[6 empty] | Mid-rise Apartment | [46 empty] | 21 | 0 | 0 |  | 21 | 0 | 0 | 0 | 0 | 21 | 0 | 0 | 21 | 0 | 0 | 0 | 0 | 21 | 0 | 0 | 21 | 0 | 0 | 0 | 0 | 21 | 0 | 0 | 21 | 0 | 0 | 0 | 0 | 21 | 0 | 0 | 21 | 0 | 0 | 0 | 0 | 21 | 0 | 0 | 21 | 0 | 0 | 0 | 0
[5 empty] | 0 | Corridor - Other than hospital corridors | Corridor | [5 empty] | auto on/off |  |  | 2508 | 5 | [19 empty] | 636.25 | 294.3225 |  | 590.3283 | 37.2229 | 1558.1237 |  | 15 |  | 636.25 | 485.6321 |  | 929.9498 | 37.2229 | 2089.0548 | 1558.1237 | 22 | 0 | 0 |  | 22 | 0 | 0 | 0 | 0 | 22 | 0 | 0 | 22 | 0 | 0 | 0 | 0 | 22 | 0 | 0 | 22 | 0 | 0 | 0 | 0 | 22 | 0 | 0 | 22 | 0 | 0 | 0 | 0 | 22 | 0 | 0 | 22 | 0 | 0 | 0 | 0 | 22 | 0 | 0 | 22 | 0 | 0 | 0 | 0
[53 empty] | 23 | 0 | 0 |  | 23 | 0 | 0 | 0 | 0 | 23 | 0 | 0 | 23 | 0 | 0 | 0 | 0 | 23 | 0 | 0 | 23 | 0 | 0 | 0 | 0 | 23 | 0 | 0 | 23 | 0 | 0 | 0 | 0 | 23 | 0 | 0 | 23 | 0 | 0 | 0 | 0 | 23 | 0 | 0 | 23 | 0 | 0 | 0 | 0
[6 empty] | Hotel Guestroom Automatic Lighting Shutoff 90.1-2013 section 9.4.1.3 Addenda 90.1-10bc |  | Guestroom automatic lighting shut off not required |  |  |  |  | Guestroom lighting needs to be controlled automatically |  |  |  | No,. Of Guestrooms | [35 empty] | 24 | 0 | 0 |  | 24 | 0 | 0 | 0 | 0 | 24 | 0 | 0 | 24 | 0 | 0 | 0 | 0 | 24 | 0 | 0 | 24 | 0 | 0 | 0 | 0 | 24 | 0 | 0 | 24 | 0 | 0 | 0 | 0 | 24 | 0 | 0 | 24 | 0 | 0 | 0 | 0 | 24 | 0 | 0 | 24 | 0 | 0 | 0 | 0
|  |  |  | 0 |  | Small Hotel | Hotel Guestroom | [5 empty] | number of guestrooms |  |  |  | 78 | [19 empty] | 5906.55 | 5198.661 |  | 7861.4767 | 444.2084 | 19410.8961 |  | 15 |  | 5906.55 | 8577.7907 |  | 13070.5388 | 444.2084 | 27999.0879 | 19410.8961 | 25 | 0 | 0 |  | 25 | 0 | 0 | 0 | 0 | 25 | 0 | 0 | 25 | 0 | 0 | 0 | 0 | 25 | 0 | 0 | 25 | 0 | 0 | 0 | 0 | 25 | 0 | 0 | 25 | 0 | 0 | 0 | 0 | 25 | 0 | 0 | 25 | 0 | 0 | 0 | 0 | 25 | 0 | 0 | 25 | 0 | 0 | 0 | 0
[53 empty] | 26 | 0 | 0 |  | 26 | 0 | 0 | 0 | 0 | 26 | 0 | 0 | 26 | 0 | 0 | 0 | 0 | 26 | 0 | 0 | 26 | 0 | 0 | 0 | 0 | 26 | 0 | 0 | 26 | 0 | 0 | 0 | 0 | 26 | 0 | 0 | 26 | 0 | 0 | 0 | 0 | 26 | 0 | 0 | 26 | 0 | 0 | 0 | 0
[53 empty] | 27 | 0 | 0 |  | 27 | 0 | 0 | 0 | 0 | 27 | 0 | 0 | 27 | 0 | 0 | 0 | 0 | 27 | 0 | 0 | 27 | 0 | 0 | 0 | 0 | 27 | 0 | 0 | 27 | 0 | 0 | 0 | 0 | 27 | 0 | 0 | 27 | 0 | 0 | 0 | 0 | 27 | 0 | 0 | 27 | 0 | 0 | 0 | 0
[53 empty] | 28 | 0 | 0 |  | 28 | 0 | 0 | 0 | 0 | 28 | 0 | 0 | 28 | 0 | 0 | 0 | 0 | 28 | 0 | 0 | 28 | 0 | 0 | 0 | 0 | 28 | 0 | 0 | 28 | 0 | 0 | 0 | 0 | 28 | 0 | 0 | 28 | 0 | 0 | 0 | 0 | 28 | 0 | 0 | 28 | 0 | 0 | 0 | 0
[53 empty] | 29 | 0 | 0 |  | 29 | 0 | 0 | 0 | 0 | 29 | 0 | 0 | 29 | 0 | 0 | 0 | 0 | 29 | 0 | 0 | 29 | 0 | 0 | 0 | 0 | 29 | 0 | 0 | 29 | 0 | 0 | 0 | 0 | 29 | 0 | 0 | 29 | 0 | 0 | 0 | 0 | 29 | 0 | 0 | 29 | 0 | 0 | 0 | 0
[53 empty] | 30 | 0 | 0 |  | 30 | 0 | 0 | 0 | 0 | 30 | 0 | 0 | 30 | 0 | 0 | 0 | 0 | 30 | 0 | 0 | 30 | 0 | 0 | 0 | 0 | 30 | 0 | 0 | 30 | 0 | 0 | 0 | 0 | 30 | 0 | 0 | 30 | 0 | 0 | 0 | 0 | 30 | 0 | 0 | 30 | 0 | 0 | 0 | 0
[53 empty] | 31 | 0 | 0 |  | 31 | 0 | 0 |  | 0 | 31 | 0 | 0 | 31 | 0 | 0 |  | 0 | 31 | 0 | 0 | 31 | 0 | 0 |  | 0 | 31 | 0 | 0 | 31 | 0 | 0 |  | 0 | 31 | 0 | 0 | 31 | 0 | 0 |  | 0 | 31 | 0 | 0 | 31 | 0 | 0 |  | 0
[53 empty] | 32 | 0 | 0 |  | 32 | 0 | 0 |  | 0 | 32 | 0 | 0 | 32 | 0 | 0 |  | 0 | 32 | 0 | 0 | 32 | 0 | 0 |  | 0 | 32 | 0 | 0 | 32 | 0 | 0 |  | 0 | 32 | 0 | 0 | 32 | 0 | 0 |  | 0 | 32 | 0 | 0 | 32 | 0 | 0 |  | 0
[53 empty] | 33 | 0 | 0 |  | 33 | 0 | 0 |  | 0 | 33 | 0 | 0 | 33 | 0 | 0 |  | 0 | 33 | 0 | 0 | 33 | 0 | 0 |  | 0 | 33 | 0 | 0 | 33 | 0 | 0 |  | 0 | 33 | 0 | 0 | 33 | 0 | 0 |  | 0 | 33 | 0 | 0 | 33 | 0 | 0 |  | 0
[53 empty] | 34 | 0 | 0 |  | 34 | 0 | 0 |  | 0 | 34 | 0 | 0 | 34 | 0 | 0 |  | 0 | 34 | 0 | 0 | 34 | 0 | 0 |  | 0 | 34 | 0 | 0 | 34 | 0 | 0 |  | 0 | 34 | 0 | 0 | 34 | 0 | 0 |  | 0 | 34 | 0 | 0 | 34 | 0 | 0 |  | 0
[53 empty] | 35 | 0 | 0 |  | 35 | 0 | 0 |  | 0 | 35 | 0 | 0 | 35 | 0 | 0 |  | 0 | 35 | 0 | 0 | 35 | 0 | 0 |  | 0 | 35 | 0 | 0 | 35 | 0 | 0 |  | 0 | 35 | 0 | 0 | 35 | 0 | 0 |  | 0 | 35 | 0 | 0 | 35 | 0 | 0 |  | 0
[53 empty] | 36 | 0 | 0 |  | 36 | 0 | 0 |  | 0 | 36 | 0 | 0 | 36 | 0 | 0 |  | 0 | 36 | 0 | 0 | 36 | 0 | 0 |  | 0 | 36 | 0 | 0 | 36 | 0 | 0 |  | 0 | 36 | 0 | 0 | 36 | 0 | 0 |  | 0 | 36 | 0 | 0 | 36 | 0 | 0 |  | 0
[53 empty] | 37 | 0 | 0 |  | 37 | 0 | 0 |  | 0 | 37 | 0 | 0 | 37 | 0 | 0 |  | 0 | 37 | 0 | 0 | 37 | 0 | 0 |  | 0 | 37 | 0 | 0 | 37 | 0 | 0 |  | 0 | 37 | 0 | 0 | 37 | 0 | 0 |  | 0 | 37 | 0 | 0 | 37 | 0 | 0 |  | 0
[53 empty] | 38 | 0 | 0 |  | 38 | 0 | 0 |  | 0 | 38 | 0 | 0 | 38 | 0 | 0 |  | 0 | 38 | 0 | 0 | 38 | 0 | 0 |  | 0 | 38 | 0 | 0 | 38 | 0 | 0 |  | 0 | 38 | 0 | 0 | 38 | 0 | 0 |  | 0 | 38 | 0 | 0 | 38 | 0 | 0 |  | 0
[53 empty] | 39 | 0 | 0 |  | 39 | 0 | 0 |  | 0 | 39 | 0 | 0 | 39 | 0 | 0 |  | 0 | 39 | 0 | 0 | 39 | 0 | 0 |  | 0 | 39 | 0 | 0 | 39 | 0 | 0 |  | 0 | 39 | 0 | 0 | 39 | 0 | 0 |  | 0 | 39 | 0 | 0 | 39 | 0 | 0 |  | 0
[53 empty] | 40 | 0 | 0 |  | 40 | 0 | 0 |  | 0 | 40 | 0 | 0 | 40 | 0 | 0 |  | 0 | 40 | 0 | 0 | 40 | 0 | 0 |  | 0 | 40 | 0 | 0 | 40 | 0 | 0 |  | 0 | 40 | 0 | 0 | 40 | 0 | 0 |  | 0 | 40 | 0 | 0 | 40 | 0 | 0 |  | 0
[53 empty] | Interior Lighting - Summary of Total New Construction, Maintenance, and Replacement Costs By Replacement Year by Prototype 1: Residual Year 30; Interior Lighting - Summary of Total New Construction, Maintenance, and Replacement Costs By Replacement Year by Prototype 3: 0; Interior Lighting - Summary of Total New Construction, Maintenance, and Replacement Costs By Replacement Year by Prototype 5: Residual Year 30; Interior Lighting - Summary of Total New Construction, Maintenance, and Replacement Costs By Replacement Year by Prototype 7: 0; Interior Lighting - Summary of Total New Construction, Maintenance, and Replacement Costs By Replacement Year by Prototype 9: 0 | Residual Year 30 |  | 0 | Residual Year 30 |  | 0 |  | 0 | Residual Year 30 |  | 0 | Residual Year 30 |  | 0 |  | 0 | Residual Year 30 |  | 0 | Residual Year 30 |  | 0 |  | 0 | Residual Year 30 |  | 0 | Residual Year 30 |  | 0 |  | 0 | Residual Year 30 |  | 0 | Residual Year 30 |  | 0 |  | 0
[53 empty] | Interior Lighting - Summary of Total New Construction, Maintenance, and Replacement Costs By Replacement Year by Prototype 1: Residual Year 40; Interior Lighting - Summary of Total New Construction, Maintenance, and Replacement Costs By Replacement Year by Prototype 3: 0; Interior Lighting - Summary of Total New Construction, Maintenance, and Replacement Costs By Replacement Year by Prototype 5: Residual Year 40; Interior Lighting - Summary of Total New Construction, Maintenance, and Replacement Costs By Replacement Year by Prototype 7: 0; Interior Lighting - Summary of Total New Construction, Maintenance, and Replacement Costs By Replacement Year by Prototype 9: 0 | Residual Year 40 |  | 0 | Residual Year 40 |  | 0 |  | 0 | Residual Year 40 |  | 0 | Residual Year 40 |  | 0 |  | 0 | Residual Year 40 |  | 0 | Residual Year 40 |  | 0 |  | 0 | Residual Year 40 |  | 0 | Residual Year 40 |  | 0 |  | 0 | Residual Year 40 |  | 0 | Residual Year 40 |  | 0 |  | 0

## Int Ltg Occ Sens Proto NC IECC (hidden)
[6 empty] | State Commercial Energy Code Cost Effectiveness - Cost Estimate - Interior Lighting - Occupancy Control Addenda Cost Estimates IECC 2009 (no costs), North Carolina Base Code, IECC 2012 | [12 empty] | 2007 | [35 empty] | 90.1 Cost Effectiveness - Interior Lighting Power Density 90.1-07by and 90.1-07de Costs - Prototype
Summary
[6 empty] | Occupancy sensors are used for the cost estimate to meet the occupancy controls requirements although other options are possible. The sensors are assumed to have a 30 year life as supported by members of the 90.1 lighting subcommittee, and no replacement costs are shown. Commissioning costs are included and described in the methodology. | [48 empty] | Named range | L2_Sm_Off_NC_IECC | [6 empty] | Named range | L2_Lg_Off_NC_IECC | [6 empty] | Named range | L2_St_Ret_NC_IECC | [6 empty] | Named range | L2_Pr_Sch_NC_IECC | [6 empty] | Named range | L2_Sm_Hot_NC_IECC | [6 empty] | Named range | L2_Mid_Apt_NC_IECC
Interior Lighting - Summary of Total New Construction, Maintenance, and Replacement Costs By Replacement Year by Prototype
[6 empty] | Item and Addenda / Affected Prototype and Space Type |  | NC Description |  |  |  |  | 2012 Description | [6 empty] | 90.1-2007 Baseline Costs | NC Costs | [16 empty] | 90.1-2010 - costs with addendum | 2012 - costs | [14 empty] | Incremental Costs
Prototypes Affected | [17 empty] | Other Cost Parameters |  | New Construction Costs | New Construction Costs | [7 empty] | Maintenance Cost | Replacement Costs | [7 empty] | New Construction Costs | New Construction Costs | [5 empty] | Maintenance Costs (none) | Replacement Costs | [8 empty] | Small Office | [7 empty] | Large Office | [7 empty] | Standalone Retail | [7 empty] | Primary School | [7 empty] | Small Hotel | [7 empty] | Mid-rise Apartment
Small Office | Large Office | Standalone Retail | Primary School | Small Hotel | Mid-rise Apartment |  |  | Description of cost items | Not Used | Not Used | Space Type Area, ft2 | Number of controlled spaces of the space type | Description of Cost Items | Lookup Value | Not Used | Space Type Area, ft2 | Number of controlled spaces of the space type | Not Used | Not Used | Not Used | Material Subtotal | Not Used | Not Used | Labor Subtotal | Construction Equipment Subtotal | Cost Adjustments | Commis- sioning with OH&P | Total | Annual Maintenance (none) | Replacement Life years | Material ($/UoM) | Material Subtotal | Labor Subtotal | Construction Equipment Subtotal | Cost Adjustments | Commis- sioning with OH&P | Total | Not Used | Material Subtotal | Labor | Construction Equipment Subtotal | Cost Adjustments | Commis- sioning with OH&P | Total Cost | Annual Maintenance Cost | Replacement Life (years) | Not Used | Material Subtotal | Labor Subtotal | Construction Equipment Subtotal | Cost Adjustments | Commis- sioning with OH&P | Total | New Construction Costs 2012 minus NC | North Carolina |  |  | 2012 |  |  | Incremental Cost |  | North Carolina |  |  | 2012 |  |  | Incremental Cost |  | North Carolina |  |  | 2012 |  |  | Incremental Cost |  | North Carolina |  |  | 2012 |  |  | Incremental Cost |  | North Carolina |  |  | 2012 |  |  | Incremental Cost |  | North Carolina |  |  | 2012 |  |  | Incremental Cost
[6 empty] | Automatic Lighting Shutoff | [48 empty] | Category | All Costs, First Replacement Only | With Repeated Replacements | Category | Replacement First Year | With Repeated Replacements | 30 Year | 40 Year | Category | All Costs, First Replacement Only | With Repeated Replacements | Category | Replacement First Year | With Repeated Replacements | 30 Year | 40 Year | Category | All Costs, First Replacement Only | With Repeated Replacements | Category | Replacement First Year | With Repeated Replacements | 30 Year | 40 Year | Category | All Costs, First Replacement Only | With Repeated Replacements | Category | Replacement First Year | With Repeated Replacements | 30 Year | 40 Year | Category | All Costs, First Replacement Only | With Repeated Replacements | Category | Replacement First Year | With Repeated Replacements | 30 Year | 40 Year | Category | All Costs, First Replacement Only | With Repeated Replacements | Category | Replacement First Year | With Repeated Replacements | 30 Year | 40 Year
[6 empty] | Small Office | [48 empty] | New Construction | 0 | 0 | New Construction | 0 | 0 | 0 | 0 | New Construction | 0 | 0 | New Construction | 0 | 0 | 0 | 0 | New Construction | 0 | 0 | New Construction | 0 | 0 | 0 | 0 | New Construction | 0 | 0 | New Construction | 0 | 0 | 0 | 0 | New Construction | 0 | 0 | New Construction | 0 | 0 | 0 | 0 | New Construction | 0 | 0 | New Construction | 0 | 0 | 0 | 0
n | [5 empty] | Office, Enclosed | Office, Enclosed | Manual On/Auto Off |  |  | 1595 | #N/A | Manual On/Auto Off |  |  | 1595 | #N/A |  |  |  | #N/A |  |  | #N/A |  | #N/A | #N/A | #N/A |  | 15 |  | #N/A | #N/A |  | #N/A | #N/A | #N/A |  | #N/A | #N/A |  | #N/A | #N/A | #N/A |  | 15 |  | #N/A | #N/A |  | #N/A | #N/A | #N/A | #N/A | Maintenance | 0 | 0 | Maintenance | 0 | 0 | 0 | 0 | Maintenance | 0 | 0 | Maintenance | 0 | 0 | 0 | 0 | Maintenance | 0 | 0 | Maintenance | 0 | 0 | 0 | 0 | Maintenance | 0 | 0 | Maintenance | 0 | 0 | 0 | 0 | Maintenance | 0 | 0 | Maintenance | 0 | 0 | 0 | 0 | Maintenance | 0 | 0 | Maintenance | 0 | 0 | 0 | 0
n | [5 empty] | Storage | Storage | Manual On/Auto Off |  |  | 770 | 1 | Manual On/Auto Off |  |  | 770 | 1 |  |  |  | 205.25 |  |  | 63.3965 |  | 198.297 | 10.7459 | 477.6894 |  | 15 |  | 205.25 | 104.6042 |  | 243.2309 | 10.7459 | 563.831 |  | 205.25 | 63.3965 |  | 159.9749 | 10.7459 | 439.3672 |  | 15 |  | 205.25 | 104.6042 |  | 243.2309 | 10.7459 | 563.831 | -38.3221 | Replacement - Year |  |  | Replacement - Year |  |  | 0 | 0 | Replacement - Year |  |  | Replacement - Year |  |  | 0 | 0 | Replacement - Year |  |  | Replacement - Year |  |  | 0 | 0 | Replacement - Year |  |  | Replacement - Year |  |  | 0 | 0 | Replacement - Year |  |  | Replacement - Year |  |  | 0 | 0 | Replacement - Year |  |  | Replacement - Year |  |  | 0 | 0
n | [5 empty] | Restrooms | Restrooms | [5 empty] | Auto On/Off |  |  | 220.0033 | #N/A | [21 empty] | #N/A | #N/A |  | #N/A | #N/A | #N/A |  | 15 |  | #N/A | #N/A |  | #N/A | #N/A | #N/A | #N/A | 1 | 0 | 0 | 1 | 0 | 0 | 0 | 0 | 1 | 0 | 0 | 1 | 0 | 0 | 0 | 0 | 1 | 0 | 0 | 1 | 0 | 0 | 0 | 0 | 1 | 0 | 0 | 1 | 0 | 0 | 0 | 0 | 1 | 0 | 0 | 1 | 0 | 0 | 0 | 0 | 1 | 0 | 0 | 1 | 0 | 0 | 0 | 0
[55 empty] | 2 | 0 | 0 | 2 | 0 | 0 | 0 | 0 | 2 | 0 | 0 | 2 | 0 | 0 | 0 | 0 | 2 | 0 | 0 | 2 | 0 | 0 | 0 | 0 | 2 | 0 | 0 | 2 | 0 | 0 | 0 | 0 | 2 | 0 | 0 | 2 | 0 | 0 | 0 | 0 | 2 | 0 | 0 | 2 | 0 | 0 | 0 | 0
[6 empty] | Large Office | [48 empty] | 3 | 0 | 0 | 3 | 0 | 0 | 0 | 0 | 3 | 0 | 0 | 3 | 0 | 0 | 0 | 0 | 3 | 0 | 0 | 3 | 0 | 0 | 0 | 0 | 3 | 0 | 0 | 3 | 0 | 0 | 0 | 0 | 3 | 0 | 0 | 3 | 0 | 0 | 0 | 0 | 3 | 0 | 0 | 3 | 0 | 0 | 0 | 0
| n |  |  |  |  | Office, Enclosed | Office, Enclosed | Manual On/Auto Off |  |  | 92363 | #N/A | Manual On/Auto Off |  |  | 92363 | #N/A |  |  |  | #N/A |  |  | #N/A |  | #N/A | #N/A | #N/A |  | 15 |  | #N/A | #N/A |  | #N/A | #N/A | #N/A |  | #N/A | #N/A |  | #N/A | #N/A | #N/A |  | 15 |  | #N/A | #N/A |  | #N/A | #N/A | #N/A | #N/A | 4 | 0 | 0 | 4 | 0 | 0 | 0 | 0 | 4 | 0 | 0 | 4 | 0 | 0 | 0 | 0 | 4 | 0 | 0 | 4 | 0 | 0 | 0 | 0 | 4 | 0 | 0 | 4 | 0 | 0 | 0 | 0 | 4 | 0 | 0 | 4 | 0 | 0 | 0 | 0 | 4 | 0 | 0 | 4 | 0 | 0 | 0 | 0
| n |  |  |  |  | Storage | Storage | Manual On/Auto Off |  |  | 4508 | 4 | Manual On/Auto Off |  |  | 4508 | 4 |  |  |  | 821 |  |  | 253.586 |  | 793.188 | 42.9834 | 1910.7574 |  | 15 |  | 821 | 418.4169 |  | 972.9235 | 42.9834 | 2255.3239 |  | 821 | 253.586 |  | 639.8994 | 42.9834 | 1757.4689 |  | 15 |  | 821 | 418.4169 |  | 972.9235 | 42.9834 | 2255.3239 | -153.2885 | 5 | 0 | 0 | 5 | 0 | 0 | 0 | 0 | 5 | 0 | 0 | 5 | 0 | 0 | 0 | 0 | 5 | 0 | 0 | 5 | 0 | 0 | 0 | 0 | 5 | 0 | 0 | 5 | 0 | 0 | 0 | 0 | 5 | 0 | 0 | 5 | 0 | 0 | 0 | 0 | 5 | 0 | 0 | 5 | 0 | 0 | 0 | 0
| n |  |  |  |  | Restrooms | Restrooms | [5 empty] | Manual On/Auto Off |  |  | 15505 | #N/A | [21 empty] | #N/A | #N/A |  | #N/A | #N/A | #N/A |  | 15 |  | #N/A | #N/A |  | #N/A | #N/A | #N/A | #N/A | 6 | 0 | 0 | 6 | 0 | 0 | 0 | 0 | 6 | 0 | 0 | 6 | 0 | 0 | 0 | 0 | 6 | 0 | 0 | 6 | 0 | 0 | 0 | 0 | 6 | 0 | 0 | 6 | 0 | 0 | 0 | 0 | 6 | 0 | 0 | 6 | 0 | 0 | 0 | 0 | 6 | 0 | 0 | 6 | 0 | 0 | 0 | 0
[55 empty] | 7 | 0 | 0 | 7 | 0 | 0 | 0 | 0 | 7 | 0 | 0 | 7 | 0 | 0 | 0 | 0 | 7 | 0 | 0 | 7 | 0 | 0 | 0 | 0 | 7 | 0 | 0 | 7 | 0 | 0 | 0 | 0 | 7 | 0 | 0 | 7 | 0 | 0 | 0 | 0 | 7 | 0 | 0 | 7 | 0 | 0 | 0 | 0
[6 empty] | Standalone Retail | [48 empty] | 8 | 0 | 0 | 8 | 0 | 0 | 0 | 0 | 8 | 0 | 0 | 8 | 0 | 0 | 0 | 0 | 8 | 0 | 0 | 8 | 0 | 0 | 0 | 0 | 8 | 0 | 0 | 8 | 0 | 0 | 0 | 0 | 8 | 0 | 0 | 8 | 0 | 0 | 0 | 0 | 8 | 0 | 0 | 8 | 0 | 0 | 0 | 0
|  | n |  |  |  | Storage | Storage | Manual On/Auto Off |  |  | 420 | 1 | Manual On/Auto Off |  |  | 420 | 1 |  |  |  | 205.25 |  |  | 63.3965 |  | 198.297 | 10.7459 | 477.6894 |  | 15 |  | 205.25 | 104.6042 |  | 243.2309 | 10.7459 | 563.831 |  | 205.25 | 63.3965 |  | 159.9749 | 10.7459 | 439.3672 |  | 15 |  | 205.25 | 104.6042 |  | 243.2309 | 10.7459 | 563.831 | -38.3221 | 9 | 0 | 0 | 9 | 0 | 0 | 0 | 0 | 9 | 0 | 0 | 9 | 0 | 0 | 0 | 0 | 9 | 0 | 0 | 9 | 0 | 0 | 0 | 0 | 9 | 0 | 0 | 9 | 0 | 0 | 0 | 0 | 9 | 0 | 0 | 9 | 0 | 0 | 0 | 0 | 9 | 0 | 0 | 9 | 0 | 0 | 0 | 0
|  | n |  |  |  | Office, Enclosed | Storage | Manual On/Auto Off |  |  | 444 | 1 | Manual On/Auto Off |  |  | 444 | 1 |  |  |  | 205.25 |  |  | 63.3965 |  | 198.297 | 10.7459 | 477.6894 |  | 15 |  | 205.25 | 104.6042 |  | 243.2309 | 10.7459 | 563.831 |  | 205.25 | 63.3965 |  | 159.9749 | 10.7459 | 439.3672 |  | 15 |  | 205.25 | 104.6042 |  | 243.2309 | 10.7459 | 563.831 | -38.3221 | 10 | 0 | 0 | 10 | 0 | 0 | 0 | 0 | 10 | 0 | 0 | 10 | 0 | 0 | 0 | 0 | 10 | 0 | 0 | 10 | 0 | 0 | 0 | 0 | 10 | 0 | 0 | 10 | 0 | 0 | 0 | 0 | 10 | 0 | 0 | 10 | 0 | 0 | 0 | 0 | 10 | 0 | 0 | 10 | 0 | 0 | 0 | 0
|  | n |  |  |  | Restrooms | Storage | Manual On/Auto Off |  |  | 247 | 1 | Manual On/Auto Off |  |  | 247 | 1 |  |  |  | 205.25 |  |  | 63.3965 |  | 198.297 | 10.7459 | 477.6894 |  | 15 |  | 205.25 | 104.6042 |  | 243.2309 | 10.7459 | 563.831 |  | 205.25 | 63.3965 |  | 159.9749 | 10.7459 | 439.3672 |  | 15 |  | 205.25 | 104.6042 |  | 243.2309 | 10.7459 | 563.831 | -38.3221 | 11 | 0 | 0 | 11 | 0 | 0 | 0 | 0 | 11 | 0 | 0 | 11 | 0 | 0 | 0 | 0 | 11 | 0 | 0 | 11 | 0 | 0 | 0 | 0 | 11 | 0 | 0 | 11 | 0 | 0 | 0 | 0 | 11 | 0 | 0 | 11 | 0 | 0 | 0 | 0 | 11 | 0 | 0 | 11 | 0 | 0 | 0 | 0
[55 empty] | 12 | 0 | 0 | 12 | 0 | 0 | 0 | 0 | 12 | 0 | 0 | 12 | 0 | 0 | 0 | 0 | 12 | 0 | 0 | 12 | 0 | 0 | 0 | 0 | 12 | 0 | 0 | 12 | 0 | 0 | 0 | 0 | 12 | 0 | 0 | 12 | 0 | 0 | 0 | 0 | 12 | 0 | 0 | 12 | 0 | 0 | 0 | 0
[6 empty] | Primary School | [48 empty] | 13 | 0 | 0 | 13 | 0 | 0 | 0 | 0 | 13 | 0 | 0 | 13 | 0 | 0 | 0 | 0 | 13 | 0 | 0 | 13 | 0 | 0 | 0 | 0 | 13 | 0 | 0 | 13 | 0 | 0 | 0 | 0 | 13 | 0 | 0 | 13 | 0 | 0 | 0 | 0 | 13 | 0 | 0 | 13 | 0 | 0 | 0 | 0
|  |  | n |  |  | Restrooms | Restrooms | [5 empty] | Manual On/Auto Off |  |  | 2044 | #N/A | [21 empty] | #N/A | #N/A |  | #N/A | #N/A | #N/A |  | 15 |  | #N/A | #N/A |  | #N/A | #N/A | #N/A | #N/A | 14 | 0 | 0 | 14 | 0 | 0 | 0 | 0 | 14 | 0 | 0 | 14 | 0 | 0 | 0 | 0 | 14 | 0 | 0 | 14 | 0 | 0 | 0 | 0 | 14 | 0 | 0 | 14 | 0 | 0 | 0 | 0 | 14 | 0 | 0 | 14 | 0 | 0 | 0 | 0 | 14 | 0 | 0 | 14 | 0 | 0 | 0 | 0
|  |  | n |  |  | Classroom/Lecture/Training - K-12 | Classroom/Lecture/Training | Manual On/Auto Off |  |  | 37187 | 35 | Manual On/Auto Off |  |  | 37187 | 35 |  |  |  | 7183.75 |  |  | 2218.8775 |  | 6940.3948 | 376.1051 | 16719.1274 |  | 15 |  | 7183.75 | 3661.1479 |  | 8513.0811 | 376.1051 | 19734.084 |  | 7183.75 | 2218.8775 |  | 5599.1201 | 376.1051 | 15377.8527 |  | 15 |  | 7183.75 | 3661.1479 |  | 8513.0811 | 376.1051 | 19734.084 | -1341.2747 | 15 | 0 | 0 | 15 | 0 | 0 | 0 | 0 | 15 | 0 | 0 | 15 | 0 | 0 | 0 | 0 | 15 | 0 | 0 | 15 | 0 | 0 | 0 | 0 | 15 | 0 | 0 | 15 | 0 | 0 | 0 | 0 | 15 | 0 | 0 | 15 | 0 | 0 | 0 | 0 | 15 | 0 | 0 | 15 | 0 | 0 | 0 | 0
|  |  | n |  |  | Office, Enclosed | Office, Enclosed | Manual On/Auto Off |  |  | 4745 | #N/A | Manual On/Auto Off |  |  | 4745 | #N/A |  |  |  | #N/A |  |  | #N/A |  | #N/A | #N/A | #N/A |  | 15 |  | #N/A | #N/A |  | #N/A | #N/A | #N/A |  | #N/A | #N/A |  | #N/A | #N/A | #N/A |  | 15 |  | #N/A | #N/A |  | #N/A | #N/A | #N/A | #N/A | 16 | 0 | 0 | 16 | 0 | 0 | 0 | 0 | 16 | 0 | 0 | 16 | 0 | 0 | 0 | 0 | 16 | 0 | 0 | 16 | 0 | 0 | 0 | 0 | 16 | 0 | 0 | 16 | 0 | 0 | 0 | 0 | 16 | 0 | 0 | 16 | 0 | 0 | 0 | 0 | 16 | 0 | 0 | 16 | 0 | 0 | 0 | 0
[55 empty] | 17 | 0 | 0 | 17 | 0 | 0 | 0 | 0 | 17 | 0 | 0 | 17 | 0 | 0 | 0 | 0 | 17 | 0 | 0 | 17 | 0 | 0 | 0 | 0 | 17 | 0 | 0 | 17 | 0 | 0 | 0 | 0 | 17 | 0 | 0 | 17 | 0 | 0 | 0 | 0 | 17 | 0 | 0 | 17 | 0 | 0 | 0 | 0
[6 empty] | Small Hotel | [48 empty] | 18 | 0 | 0 | 18 | 0 | 0 | 0 | 0 | 18 | 0 | 0 | 18 | 0 | 0 | 0 | 0 | 18 | 0 | 0 | 18 | 0 | 0 | 0 | 0 | 18 | 0 | 0 | 18 | 0 | 0 | 0 | 0 | 18 | 0 | 0 | 18 | 0 | 0 | 0 | 0 | 18 | 0 | 0 | 18 | 0 | 0 | 0 | 0
|  |  |  | n |  | Storage | Storage | Manual On/Auto Off |  |  | 1404 | 2 | Manual On/Auto Off |  |  | 1404 | 2 |  |  |  | 410.5 |  |  | 126.793 |  | 396.594 | 21.4917 | 955.3787 |  | 15 |  | 410.5 | 209.2084 |  | 486.4618 | 21.4917 | 1127.6619 |  | 410.5 | 126.793 |  | 319.9497 | 21.4917 | 878.7344 |  | 15 |  | 410.5 | 209.2084 |  | 486.4618 | 21.4917 | 1127.6619 | -76.6443 | 19 | 0 | 0 | 19 | 0 | 0 | 0 | 0 | 19 | 0 | 0 | 19 | 0 | 0 | 0 | 0 | 19 | 0 | 0 | 19 | 0 | 0 | 0 | 0 | 19 | 0 | 0 | 19 | 0 | 0 | 0 | 0 | 19 | 0 | 0 | 19 | 0 | 0 | 0 | 0 | 19 | 0 | 0 | 19 | 0 | 0 | 0 | 0
|  |  |  | n |  | Office, Enclosed | Office, Enclosed | Manual On/Auto Off |  |  | 1404 | #N/A | Manual On/Auto Off |  |  | 1404 | #N/A |  |  |  | #N/A |  |  | #N/A |  | #N/A | #N/A | #N/A |  | 15 |  | #N/A | #N/A |  | #N/A | #N/A | #N/A |  | #N/A | #N/A |  | #N/A | #N/A | #N/A |  | 15 |  | #N/A | #N/A |  | #N/A | #N/A | #N/A | #N/A | 20 | 0 | 0 | 20 | 0 | 0 | 0 | 0 | 20 | 0 | 0 | 20 | 0 | 0 | 0 | 0 | 20 | 0 | 0 | 20 | 0 | 0 | 0 | 0 | 20 | 0 | 0 | 20 | 0 | 0 | 0 | 0 | 20 | 0 | 0 | 20 | 0 | 0 | 0 | 0 | 20 | 0 | 0 | 20 | 0 | 0 | 0 | 0
|  |  |  | n |  | Restrooms | Restrooms | [5 empty] | Manual On/Auto Off |  |  | 351 | #N/A | [8 empty] | 0 | [12 empty] | #N/A | #N/A |  | #N/A | #N/A | #N/A |  | 15 |  | #N/A | #N/A |  | #N/A | #N/A | #N/A | #N/A | 21 | 0 | 0 | 21 | 0 | 0 | 0 | 0 | 21 | 0 | 0 | 21 | 0 | 0 | 0 | 0 | 21 | 0 | 0 | 21 | 0 | 0 | 0 | 0 | 21 | 0 | 0 | 21 | 0 | 0 | 0 | 0 | 21 | 0 | 0 | 21 | 0 | 0 | 0 | 0 | 21 | 0 | 0 | 21 | 0 | 0 | 0 | 0
[31 empty] | 0 | [15 empty] | 0 | [7 empty] | 22 | 0 | 0 | 22 | 0 | 0 | 0 | 0 | 22 | 0 | 0 | 22 | 0 | 0 | 0 | 0 | 22 | 0 | 0 | 22 | 0 | 0 | 0 | 0 | 22 | 0 | 0 | 22 | 0 | 0 | 0 | 0 | 22 | 0 | 0 | 22 | 0 | 0 | 0 | 0 | 22 | 0 | 0 | 22 | 0 | 0 | 0 | 0
[6 empty] | Mid-rise Apartment | [48 empty] | 23 | 0 | 0 | 23 | 0 | 0 | 0 | 0 | 23 | 0 | 0 | 23 | 0 | 0 | 0 | 0 | 23 | 0 | 0 | 23 | 0 | 0 | 0 | 0 | 23 | 0 | 0 | 23 | 0 | 0 | 0 | 0 | 23 | 0 | 0 | 23 | 0 | 0 | 0 | 0 | 23 | 0 | 0 | 23 | 0 | 0 | 0 | 0
[5 empty] | n | Office, Enclosed | Office, Enclosed | Manual On/Auto Off |  |  | 950 | #N/A | Manual On/Auto Off |  |  | 950 | #N/A |  |  |  | #N/A |  |  | #N/A |  | #N/A | #N/A | #N/A |  | 15 |  | #N/A | #N/A |  | #N/A | #N/A | #N/A |  | #N/A | #N/A |  | #N/A | #N/A | #N/A |  | 15 |  | #N/A | #N/A |  | #N/A | #N/A | #N/A | #N/A | 24 | 0 | 0 | 24 | 0 | 0 | 0 | 0 | 24 | 0 | 0 | 24 | 0 | 0 | 0 | 0 | 24 | 0 | 0 | 24 | 0 | 0 | 0 | 0 | 24 | 0 | 0 | 24 | 0 | 0 | 0 | 0 | 24 | 0 | 0 | 24 | 0 | 0 | 0 | 0 | 24 | 0 | 0 | 24 | 0 | 0 | 0 | 0
[55 empty] | 25 | 0 | 0 | 25 | 0 | 0 | 0 | 0 | 25 | 0 | 0 | 25 | 0 | 0 | 0 | 0 | 25 | 0 | 0 | 25 | 0 | 0 | 0 | 0 | 25 | 0 | 0 | 25 | 0 | 0 | 0 | 0 | 25 | 0 | 0 | 25 | 0 | 0 | 0 | 0 | 25 | 0 | 0 | 25 | 0 | 0 | 0 | 0
[6 empty] | Occupancy Sensor Control Type Part of addenda 90.1-07aa 90.1-2010 section 9.4.1 |  | Type of automatic shut-off controls allows automatic on and off occupancy sensors. This section only includes those space types that have occupancy sensor controls in both the 90.1-2007 case and the 90.1-2010 case. |  |  |  |  | Type of automatic shut-off controls requires manual on/auto off occupancy sensors for these space types. This section only includes those space types that have occupancy sensor controls in both the 90.1-2007 case and the 90.1-2010 case. | [41 empty] | 26 | 0 | 0 | 26 | 0 | 0 | 0 | 0 | 26 | 0 | 0 | 26 | 0 | 0 | 0 | 0 | 26 | 0 | 0 | 26 | 0 | 0 | 0 | 0 | 26 | 0 | 0 | 26 | 0 | 0 | 0 | 0 | 26 | 0 | 0 | 26 | 0 | 0 | 0 | 0 | 26 | 0 | 0 | 26 | 0 | 0 | 0 | 0
n | [5 empty] | Small Office 2007 Conference/Meeting/ Multipurpose | 2007 Conference/Meeting/ Multipurpose | Auto on/off occupancy sensor control | 2007 Conference/Meeting/ Multipurpose |  | 440 | 1 | Manual On/Auto Off | 2010 Conference/Meeting/ Multipurpose |  | 440 | 1 |  |  |  | #N/A |  |  | #N/A |  | #N/A | #N/A | #N/A |  | 15 |  | #N/A | #N/A |  | #N/A |  | #N/A |  | #N/A | #N/A |  | #N/A | #N/A | #N/A |  | 15 |  | #N/A | #N/A |  | #N/A | #N/A | #N/A | #N/A | 27 | 0 | 0 | 27 | 0 | 0 | 0 | 0 | 27 | 0 | 0 | 27 | 0 | 0 | 0 | 0 | 27 | 0 | 0 | 27 | 0 | 0 | 0 | 0 | 27 | 0 | 0 | 27 | 0 | 0 | 0 | 0 | 27 | 0 | 0 | 27 | 0 | 0 | 0 | 0 | 27 | 0 | 0 | 27 | 0 | 0 | 0 | 0
[54 empty] | 0 | 28 | 0 | 0 | 28 | 0 | 0 | 0 | 0 | 28 | 0 | 0 | 28 | 0 | 0 | 0 | 0 | 28 | 0 | 0 | 28 | 0 | 0 | 0 | 0 | 28 | 0 | 0 | 28 | 0 | 0 | 0 | 0 | 28 | 0 | 0 | 28 | 0 | 0 | 0 | 0 | 28 | 0 | 0 | 28 | 0 | 0 | 0 | 0
| n |  |  |  |  | Large Office 2007 Conference/Meeting/ Multipurpose and employee lunch and break room | 2007 Conference/Meeting/ Multipurpose | Auto on/off occupancy sensor control | 2007 Conference/Meeting/ Multipurpose |  | 7726 | 24 | Manual On/Auto Off | 2010 Conference/Meeting/ Multipurpose |  | 7726 | 24 |  |  |  | #N/A |  |  | #N/A |  | #N/A | #N/A | #N/A |  | 15 |  | #N/A | #N/A |  | #N/A |  | #N/A |  | #N/A | #N/A |  | #N/A | #N/A | #N/A |  | 15 |  | #N/A | #N/A |  | #N/A | #N/A | #N/A | #N/A | 29 | 0 | 0 | 29 | 0 | 0 | 0 | 0 | 29 | 0 | 0 | 29 | 0 | 0 | 0 | 0 | 29 | 0 | 0 | 29 | 0 | 0 | 0 | 0 | 29 | 0 | 0 | 29 | 0 | 0 | 0 | 0 | 29 | 0 | 0 | 29 | 0 | 0 | 0 | 0 | 29 | 0 | 0 | 29 | 0 | 0 | 0 | 0
[54 empty] | 0 | 30 | 0 | 0 | 30 | 0 | 0 | 0 | 0 | 30 | 0 | 0 | 30 | 0 | 0 | 0 | 0 | 30 | 0 | 0 | 30 | 0 | 0 | 0 | 0 | 30 | 0 | 0 | 30 | 0 | 0 | 0 | 0 | 30 | 0 | 0 | 30 | 0 | 0 | 0 | 0 | 30 | 0 | 0 | 30 | 0 | 0 | 0 | 0
[6 empty] | Stairwell Automatic Lighting Shutoff 90.1-2010 section 9.4.1.4 Addenda 90.1-07cf |  | No automatic lighting controls required |  |  |  |  | Auto on/off occupancy sensors lighting controls required in stairwells |  |  |  | number of stair landings | [36 empty] | 0 | 31 | 0 | 0 | 31 | 0 | 0 |  | 0 | 31 | 0 | 0 | 31 | 0 | 0 |  | 0 | 31 | 0 | 0 | 31 | 0 | 0 |  | 0 | 31 | 0 | 0 | 31 | 0 | 0 |  | 0 | 31 | 0 | 0 | 31 | 0 | 0 |  | 0 | 31 | 0 | 0 | 31 | 0 | 0 |  | 0
n | [5 empty] | Small Office Stairs - Active | Stairs - Active |  |  |  |  | 1.5 | Prototype itself only has one floor. But savings included because NC3 data showed small office buildings with stairs. |  |  |  | 1.5 | [37 empty] | 32 | 0 | 0 | 32 | 0 | 0 |  | 0 | 32 | 0 | 0 | 32 | 0 | 0 |  | 0 | 32 | 0 | 0 | 32 | 0 | 0 |  | 0 | 32 | 0 | 0 | 32 | 0 | 0 |  | 0 | 32 | 0 | 0 | 32 | 0 | 0 |  | 0 | 32 | 0 | 0 | 32 | 0 | 0 |  | 0
| n |  |  |  |  | Large Office Stairs - Active | Stairs - Active |  |  |  |  | 26 | Stairwells not explicitly modeled but savings were included. Use two stairwells for costs, times 13 floors. |  |  |  | 26 | [37 empty] | 33 | 0 | 0 | 33 | 0 | 0 |  | 0 | 33 | 0 | 0 | 33 | 0 | 0 |  | 0 | 33 | 0 | 0 | 33 | 0 | 0 |  | 0 | 33 | 0 | 0 | 33 | 0 | 0 |  | 0 | 33 | 0 | 0 | 33 | 0 | 0 |  | 0 | 33 | 0 | 0 | 33 | 0 | 0 |  | 0
|  | n |  |  |  | Standalone Retail Stair - Active | Stairs - Active |  |  |  |  | 1.5 | Prototype itself only has one floor. But savings included because NC3 data showed small office buildings with stairs. |  |  |  | 1.5 | [37 empty] | 34 | 0 | 0 | 34 | 0 | 0 |  | 0 | 34 | 0 | 0 | 34 | 0 | 0 |  | 0 | 34 | 0 | 0 | 34 | 0 | 0 |  | 0 | 34 | 0 | 0 | 34 | 0 | 0 |  | 0 | 34 | 0 | 0 | 34 | 0 | 0 |  | 0 | 34 | 0 | 0 | 34 | 0 | 0 |  | 0
|  |  | n |  |  | Primary School Stairs - Active | Stairs - Active |  |  |  |  | 1.5 | Prototype itself only has one floor. But savings included because NC3 data showed small office buildings with stairs. |  |  |  | 1.5 | [37 empty] | 35 | 0 | 0 | 35 | 0 | 0 |  | 0 | 35 | 0 | 0 | 35 | 0 | 0 |  | 0 | 35 | 0 | 0 | 35 | 0 | 0 |  | 0 | 35 | 0 | 0 | 35 | 0 | 0 |  | 0 | 35 | 0 | 0 | 35 | 0 | 0 |  | 0 | 35 | 0 | 0 | 35 | 0 | 0 |  | 0
|  |  |  | n |  | Small Hotel Stairs - Active | Stairs - Active |  |  |  |  | 8 | Two stairwells, four floors |  |  |  | 8 | [37 empty] | 36 | 0 | 0 | 36 | 0 | 0 |  | 0 | 36 | 0 | 0 | 36 | 0 | 0 |  | 0 | 36 | 0 | 0 | 36 | 0 | 0 |  | 0 | 36 | 0 | 0 | 36 | 0 | 0 |  | 0 | 36 | 0 | 0 | 36 | 0 | 0 |  | 0 | 36 | 0 | 0 | 36 | 0 | 0 |  | 0
[5 empty] | n | Mid-rise Apartment Stairs - Active | Stairs - Active |  |  |  |  | 8 | Stairwells not explicitly modeled but savings were included. Use two stairwells for costs, times four floors. |  |  |  | 8 | [37 empty] | 37 | 0 | 0 | 37 | 0 | 0 |  | 0 | 37 | 0 | 0 | 37 | 0 | 0 |  | 0 | 37 | 0 | 0 | 37 | 0 | 0 |  | 0 | 37 | 0 | 0 | 37 | 0 | 0 |  | 0 | 37 | 0 | 0 | 37 | 0 | 0 |  | 0 | 37 | 0 | 0 | 37 | 0 | 0 |  | 0
[6 empty] | Hotel Guestroom Bathroom Automatic Lighting Shutoff 90.1-2010 section 9.4.1.4 Addenda 90.1-07cf |  | No automatic lighting controls required |  |  |  |  | Automatic lighting controls required in hotel guest rooms |  |  |  | No,. Of Bathrooms | [37 empty] | 38 | 0 | 0 | 38 | 0 | 0 |  | 0 | 38 | 0 | 0 | 38 | 0 | 0 |  | 0 | 38 | 0 | 0 | 38 | 0 | 0 |  | 0 | 38 | 0 | 0 | 38 | 0 | 0 |  | 0 | 38 | 0 | 0 | 38 | 0 | 0 |  | 0 | 38 | 0 | 0 | 38 | 0 | 0 |  | 0
|  |  |  | n |  | Small Hotel Hotel Guestroom, Bathroom | Hotel Guestroom, bathrooms | [5 empty] | number of bathrooms |  |  |  | 78 | [37 empty] | 39 | 0 | 0 | 39 | 0 | 0 |  | 0 | 39 | 0 | 0 | 39 | 0 | 0 |  | 0 | 39 | 0 | 0 | 39 | 0 | 0 |  | 0 | 39 | 0 | 0 | 39 | 0 | 0 |  | 0 | 39 | 0 | 0 | 39 | 0 | 0 |  | 0 | 39 | 0 | 0 | 39 | 0 | 0 |  | 0
[55 empty] | 40 | 0 | 0 | 40 | 0 | 0 |  | 0 | 40 | 0 | 0 | 40 | 0 | 0 |  | 0 | 40 | 0 | 0 | 40 | 0 | 0 |  | 0 | 40 | 0 | 0 | 40 | 0 | 0 |  | 0 | 40 | 0 | 0 | 40 | 0 | 0 |  | 0 | 40 | 0 | 0 | 40 | 0 | 0 |  | 0
[55 empty] | Residual Year 30 |  | 0 | Residual Year 30 |  | 0 |  | 0 | Residual Year 30 |  | 0 | Residual Year 30 |  | 0 |  | 0 | Residual Year 30 |  | 0 | Residual Year 30 |  | 0 |  | 0 | Residual Year 30 |  | 0 | Residual Year 30 |  | 0 |  | 0 | Residual Year 30 |  | 0 | Residual Year 30 |  | 0 |  | 0 | Residual Year 30 |  | 0 | Residual Year 30 |  | 0 |  | 0
[55 empty] | Residual Year 40 |  | 0 | Residual Year 40 |  | 0 |  | 0 | Residual Year 40 |  | 0 | Residual Year 40 |  | 0 |  | 0 | Residual Year 40 |  | 0 | Residual Year 40 |  | 0 |  | 0 | Residual Year 40 |  | 0 | Residual Year 40 |  | 0 |  | 0 | Residual Year 40 |  | 0 | Residual Year 40 |  | 0 |  | 0 | Residual Year 40 |  | 0 | Residual Year 40 |  | 0 |  | 0

## Int Ltg Occ Sensors Comp (hidden)
90.1-2013 Cost Effectiveness - Cost Estimate - Interior Lighting - Occupancy Control Addenda Cost Detail
Occupancy Sensor Cost Items by Addendum and 90.1 Lighting Space Type
90.1-10by | Adds spaces required to have occupancy sensors | [7 empty] | 2010 and 2013 Costs
90.1 Lighting Space Type | Qualifier | Not Used | Space Area for Design and Cost, ft2 | Assumed Dimensions | Occupancy Sensor Control Type | Sensor Equipment Type | Sensor Area Coverage ft2 | Qty of Sensors | Material | Not Used | Total Material Cost/ft2 | Labor Cost | Labor Cost/ft2 | Incremen- tal Commis-sioning Cost | Cost/ft2 | Notes
Classroom/Lecture/Training | Laboratory classroom |  | 1065 | 30 ft. by 35.5 ft. | Manual On/ Auto Off | ceiling mount - infrared | 1250 | 1 | 205.25 |  | 0.19272 | 63.3965 | 0.059527 | 10.7459 | 0.26234 | 30 students, industry standard 30 s.f. per student
Corridor | Other than hospital corridors |  | 600 | 6 ft. by 100 ft. | auto on/off | ceiling mount infrared | 678 | 1 | 127.25 |  | 0.21208 | 58.8645 | 0.098108 | 7.4446 | 0.3226 | web information
Storage | Larger than 1000 ft2 |  | 1250 | 25 ft. by 50 ft. | manual on/off | ceiling mount infrared | 1250 | 1 | 205.25 |  | 0.1642 | 63.3965 | 0.050717 | 10.7459 | 0.22351
Lobby | Other than in hotels and elevator lobbies |  | 800 | 25 ft. by 40 ft. | auto on/off | ceiling mount infrared and ultrasonic | 800 | 1 | 217.9 |  | 0.27237 | 63.3965 | 0.079246 | 11.2519 | 0.36569
Library Stacks | Stacks area only |  | 800 | 20 ft. by 40 ft. | auto on/off | ceiling mount infrared and ultrasonic | 800 | 1 | 217.9 |  | 0.27237 | 63.3965 | 0.079246 | 11.2519 | 0.36569
90.1-10bc | separate occupancy control for hotel guestroom
Hotel Guestroom | Adder for receptacle control - wiring for 2 switched receptacles per guestroom, 3 x 25 feet per receptacle (Means 2014, 26 05 19.90 0920) |  | 351 |  | Manual On/ Auto Off | wall mount - infrared | 600 | 1 | 75.725 |  | 0.21574 | 66.6495 | 0.18988 | 5.695 | 0.42185
1. Richman, E.E., E. Rauch, J. Knappek, J. Phillips, K. Petty, and P. Lopez-Rangel. 2008 National Commercial Construction Characteristics and Compliance with Building Energy Codes: 1999-2007. 2008 ACEEE Summer Study on Energy Efficiency in Buildings. ACEEE Publications, Washington D.C.
Occupancy Sensor Costs by Type | [8 empty] | 11 |  | 13 | 14
Sensor Control Type | Sensor Equipment Type |  | Sensor Coverage, ft2 | Material Cost | Source | Label in Source |  | Labor Hours | Labor Cost RS Means 2012 | Not Used | Label in Source
auto on/off | wall mount infrared |  | 900 | 47.3 | Grainger 2014 | 25L182 |  | 0.333 | 17.1495 |  | 2661-13.10-0150
auto on/off | wall mount ultrasonic |  | 400 | 150.5 | Grainger 2014 | 11X349 |  | 0.333 | 17.1495 |  | 2661-13.10-0150
auto on/off | wall mount infrared and ultrasonic |  | 400 | 148.75 | Grainger 2014 | 6FAA1 |  | 0.333 | 17.1495 |  | 2661-13.10-0150
auto on/off | ceiling mount infrared |  | 678 | 127.25 | Grainger 2014 | 12H987, 6LFG0 (sensor + control) |  | 1.143 | 58.8645 |  | 2661-13.10-0100
auto on/off | ceiling mount ultrasonic |  | 500 | 201.2 | Grainger 2014 | 4TXU1, 6FJA2 |  | 1.143 | 58.8645 |  | 2661-13.10-0110
auto on/off | ceiling mount infrared and ultrasonic |  | 452 | 145.9 | Grainger 2014 | 6DXE6 |  | 1.231 | 63.3965 |  | 2661-13.10-0120
auto on/off | ceiling mount infrared and ultrasonic |  | 800 | 217.9 | Grainger 2014 | 16T959, 4AVK9 (sensor + power pack) |  | 1.231 | 63.3965 |  | 2661-13.10-0120
manual on/off | wall mount infrared |  | 600 | 62.3 | Grainger 2014 | 11X308 |  | 0.333 | 17.1495 |  | 2661-13.10-0150
manual on/off | wall mount infrared |  | 900 | 87.6 | Grainger 2014 | 36N342 |  | 0.333 | 17.1495 |  | 2661-13.10-0150
manual on/off | wall mount ultrasonic |  | 600 | 93.94 | www.westsidewholesale.com | WattStopper CU-250-I |  | 0.333 | 17.1495 |  | 2661-13.10-0150
manual on/off | wall mount infrared and ultrasonic |  | 400 | 190.5 | Grainger 2014 | 6FAA6 |  | 0.333 | 17.1495 |  | 2661-13.10-0150
manual on/off | ceiling mount infrared |  | 1250 | 205.25 | Grainger 2014 | 5PWR5, 6FLG0 (VAC Sensor + Control) |  | 1.231 | 63.3965 |  | 2661-13.10-0100
manual on/off | ceiling mount infrared |  | 678 | 127.25 | Grainger 2014 | 12H988, 6FLG0 |  | 1.231 | 63.3965 |  | 2661-13.10-0100

## Lighting Control Method
90.1 Cost Effectiveness Analysis - Lighting Controls Addenda Cost Methodology
Addendum 90.1-13ah modifies Sections 9.4.1.1(h) and (j) and requires lighting connected to emergency circuits to be turned off in spaces that comply with the automatic full-off or scheduled-off requirements when there are no occupants. The addendum provides an exception to the automatic full-off and scheduled-off requirements for egress lighting by allowing 0.02 W/ft2 or less lighting power to remain on during the unoccupied period. The addendum targets the common practice of allowing emergency lighting circuits to run continuously throughout the unoccupied period. By allowing a specific exemption for egress lighting, the addendum clarifies that all other lighting must be turned off.
The addendum is not applicable to prototypes with 24-hour operation (Mid-rise Apartment and Small Hotel). Thus, the prototypes where the addendum was applied are: Large Office, Small Office, Standalone Retail, and Primary School.
All the applicable prototypes are required to have building sweep controls (scheduled off). To implement the addendum, the lighting power would have to be turned down to 0.02 W/ft2 during the night when there are no occupants and if the lighting power is greater than 0.02 W/ft2. The Energy Management System (EMS) within EnergyPlus was used to implement the strategy. The zone lighting power, occupancy, and area are sensed and, if the occupancy is zero and the LPD is greater than 0.02 W/ft2, then it was reduced to 0.02 W/ft2. One set of sensors, actuators, and the EMS code are required per zone. The EMS code was included in the EnergyPlus input file only for the 90.1-2016 cases.
During implementation, several cases were discovered that required special treatment. For the corridor space, which is found in schools and other prototypes, the occupancy is always modeled as zero, and therefore building level occupancy data is used as a surrogate in the EMS program. For the data center in the basement of the Large Office prototype, the addendum is not implemented because the space operates continuously.
Costs were based on additional occupancy sensors and associated relay packs (RS Means 2018b).

## Lighting Controls Proto
[12 empty] | 90.1 Cost Effectiveness Analysis - Interior Lighting Egress Controls Cost Estimate | [46 empty] | Daylighting - Summary of Total New Construction, Maintenance, and Replacement Costs By Replacement Year by Prototype
For egress area occupancy sensor control, costs are provided per circuit for equipment and installation, as well as commissioning.
[12 empty] | Item and Addenda / Affected Prototype and Space Type | 90.1-2013 Description |  |  |  |  | 90.1-2016 Description | [5 empty] | 90.1-2013 Costs | [17 empty] | 90.1-2016 Costs | [15 empty] | Incremental Costs | Small Office | [7 empty] | Large Office | [7 empty] | Standalone Retail | [7 empty] | Primary School | [7 empty] | Small Hotel | [7 empty] | Mid-rise Apartment
Prototypes Affected | [5 empty] | Climate Location | [17 empty] | New Construction Costs | [9 empty] | Replacement Costs | [7 empty] | New Construction Costs | [8 empty] | Replacement Costs | [7 empty] | 90.1-2010 |  |  | 90.1-2013 |  |  | Incremental Cost |  | 90.1-2010 |  |  | 90.1-2013 |  |  | Incremental Cost |  | 90.1-2010 |  |  | 90.1-2013 |  |  | Incremental Cost |  | 90.1-2010 |  |  | 90.1-2013 |  |  | Incremental Cost |  | 90.1-2010 |  |  | 90.1-2013 |  |  | Incremental Cost |  | 90.1-2010 |  |  | 90.1-2013 |  |  | Incremental Cost
Small Office | Large Office | Standalone Retail | Primary School | Small Hotel | Mid-rise Apartment | 2A Houston | 3A Memphis | 3B El Paso | 4A Baltimore | 5A Chicago | Details under separate sheet |  | Description |  |  |  |  | Description |  | 4 | 0.5 |  |  | Material | Bare material per unit | Labor hours per unit | Labor | Construc-tion Equipment | Cost Adjustments |  | Incremental Added Commis- sioning | Total Cost | Main- tenance None | Measure Life years | Material | Labor Cost with replacement hour adjustment | Construc- tion Equipment | Cost Adjustments | Incremental Added Commis- sioning Including OH&P | Total Cost |  | Material | Bare material per unit | Labor hours per unit | Labor | Construc-tion Equipment | Cost Adjustments | Incremental Added Commis- sioning | Total Cost | Main- tenance None | Measure Life years | Material | Labor Cost with replacement hour adjustment | Construc- tion Equipment | Cost Adjustments | Incremental Added Commis- sioning Including OH&P | Total Cost | New Construc-tion Costs 2010 minus 2007 | Category | All Costs, First Replacement Only | With Repeated Replacements | Category | Replacement First Year | With Repeated Replacements | 30 Year | 40 Year | Category | All Costs, First Replacement Only | With Repeated Replacements | Category | Replacement First Year | With Repeated Replacements | 30 Year | 40 Year | Category | All Costs, First Replacement Only | With Repeated Replacements | Category | Replacement First Year | With Repeated Replacements | 30 Year | 40 Year | Category | All Costs, First Replacement Only | With Repeated Replacements | Category | Replacement First Year | With Repeated Replacements | 30 Year | 40 Year | Category | All Costs, First Replacement Only | With Repeated Replacements | Category | Replacement First Year | With Repeated Replacements | 30 Year | 40 Year | Category | All Costs, First Replacement Only | With Repeated Replacements | Category | Replacement First Year | With Repeated Replacements | 30 Year | 40 Year
[12 empty] | Daylighting Controls - Base Costs per Fixture and Sensor | Cost description same as 2013 (see to the right) |  |  |  |  | Cost items include sensors and powerpacks, wiring and commissioning. Switchable wired photocontrol systems are assumed. Wiring is CAT5. Cost of the wire is identified to be minimal according to source. | Toplit area ft2 | Quantity of fixtures | Quantity of sensors and controlled banks of lights | [23 empty] | 2 hours per sensor for installation. 5 min/fixture to run CAT5 wires. |  |  | 10 minutes per fixture for commissioning for each ballast |  |  |  |  | 2 hours per sensor for installation. The fixture wiring is assumed to be in place. |  |  | Test control of sensor, 30 minutes per sensor. Ballasts remain in place and don't need additional commissioning. |  |  | Scroll down for summary results! | [7 empty] | Scroll down for summary results! | [7 empty] | Scroll down for summary results! | [7 empty] | Scroll down for summary results! | [7 empty] | Scroll down for summary results!
[18 empty] | Costs per sensor including the cost of the daylight sensor, a powerpack per sensor, and wiring of the sensor. | 1 | 1 | 1 |  |  | 129.8925 | 129.8925 |  | 103 |  | 161.9495 |  |  | 524.7345 |  | 15 | 129.8925 | 169.95 |  | 267.0615 | 50 | 616.904 |  | 129.8925 | 129.8925 |  | 103 |  | 161.9495 |  | 524.7345 |  | 15 | 129.8925 | 169.95 |  | 267.0615 | 50 | 616.904
[18 empty] | Costs per light fixture include wiring ballasts to sensor control. | 1 | 1 | 1 |  |  | 30 | 30 |  | 4.2917 |  | 18.5796 |  | 16.6667 | 99.5379 | [9 empty] | 30 | 30 |  | 4.2917 |  | 18.5796 | 16.6667 | 99.5379
[12 empty] | Daylighting Controls, Sidelit Areas Addenda 90.1-10ay 90.1-2013 section 9.4.1 | General interior lighting must be separately controlled when the combined primary sidelighted area in an enclosed space equals or exceeds 250 ft2. Additionally, the multi-level photocontrol must be capable of lowering the design lighting power to at least 35%, with one intermediate step between 50% and 70%. Costs include photo sensors, controllers, and wiring to selectively activate and de-activate a subset of lamps to achieve the multi-level control. Costs are shown in this row on a cost/ft2 basis and below are applied to the affected areas. | Sidelit area ft2 | Quantity of fixtures | Quantity of sensors | Quantity of power packs required for secondary sidelighted area | - Addendum 90.1-10ay does not add daylighting control to new spaces in the prototypes below. - Addendum 90.1-10ay does add controls for the secondary sidelighted area. It is assumed that the same sensor can be used with extra commissioning for the fixtures in the secondary sidelighted area. A second power pack is needed for the secondary sidelighted area. - Addendum 90.1-10ay also requires lights to be turned all the way off, but it is assumed that controllers installed in the spaces for the 2010 requirement include the ability to turn the lights off completely. | Sidelit area ft2 | Quantity of fixtures | Quantity of sensors | Quantity of power packs required for secondary sidelighted area
0 | [5 empty] | 0 | 0 | 0 | 0 | 0 |  | Small_Office_Sidelighting_Control | Small office - number of fixtures calculated using table below (based on fixtures/ft2 from LPD calculations) - 1 sensor and controlled bank per orientation | 608 | 17 | 4 | 0 | Small office - number of fixtures calculated using table below (based on fixtures/ft2 from LPD calculations) - 1 sensor and controlled bank per orientation | 1053.89 | 25.4415 | 4 | 4 |  | 519.57 |  |  | 484.9583 |  | 718.2385 |  | 283.9 | 2006.6669 | 0 | 15 | 519.57 | 679.8 |  | 1068.246 | 200 | 2467.616 |  | 639.57 |  |  | 521.1864 |  | 810.9603 | 424.873 | 2396.5897 | 0 | 15 | 639.57 | 679.8 |  | 1143.7644 | 200 | 2663.1344 | 389.9229
| 0 |  |  |  |  | 0 | 0 | 0 | 0 | 0 |  | Large_Office_Sidelighting_Control | Large office - number of fixtures calculated using table below (based on fixtures/ft2 from LPD calculations) - 1 sensor per façade (primary) per floor = 1 x 4 x 10 = 40 | 62932 | 1668 | 40 | 0 | Large office - number of fixtures calculated using table below (based on fixtures/ft2 from LPD calculations) - 1 sensor per façade per floor = 1 x 4 x 10 = 40 | 69793 | 1684.8422 | 40 | 40 |  | 5195.7 |  |  | 11278.5 |  | 13389.4272 |  | 27855.6 | 57719.2272 | 0 | 15 | 5195.7 | 6798 |  | 10682.4603 | 2000 | 24676.1603 |  | 6395.7 |  |  | 11350.7812 |  | 14036.6538 | 28136.865 | 59920 | 0 | 15 | 6395.7 | 6798 |  | 11437.6443 | 2000 | 26631.3443 | 2200.7727
|  |  | 0 |  |  | 0 | 0 | 0 | 0 | 0 |  | Primary_School_Sidelighting_Control | Primary School - control applied to selected classrooms, offices, lobby, cafeteria and library - number of fixtures calculated using table below (based on fixtures/ft2 from LPD calculations) - 1 sensor per classroom, lobby, office, café and library | 14952.66 | 379 | 73 | 0 | Primary School - control applied to selected classrooms, offices, lobby, cafeteria and library - number of fixtures calculated using table below (based on fixtures/ft2 from LPD calculations) - 1 sensor per classroom, lobby, office, café and library | 28678.81 | 722 | 73 | 73 |  | 9482.1525 |  |  | 9145.5417 |  | 13392.7225 |  | 6329.3 | 38349.7167 | 0 | 15 | 9482.1525 | 12406.35 |  | 19495.49 | 3650 | 45033.9925 |  | 11672.1525 |  |  | 10617.5833 |  | 15867.7891 | 12057.4 | 50214.9249 | 0 | 15 | 11672.1525 | 12406.35 |  | 20873.7008 | 3650 | 48602.2033 | 11865.2082
|  |  |  | 0 |  | 0 | 0 | 0 | 0 | 0 |  | Small_Hotel_Sidelighting_Control | Small Hotel - control applied to ground floor front lounge only. - number of fixtures calculated using table below (based on fixtures/ft2 from LPD calculations) | 423 | 9 | 1 | 0 | Small Hotel - Four spaces controlled (lounge, meeting room, office, laundry) - number of fixtures calculated using table below (based on fixtures/ft2 from LPD calculations) | 5076 | 65 | 4 | 4 |  | 129.8925 |  |  | 141.625 |  | 199.2415 |  | 150.3 | 621.059 | 0 | 15 | 129.8925 | 169.95 |  | 267.0615 | 50 | 616.904 |  | 639.57 |  |  | 690.9583 |  | 974.8731 | 1085.5 | 3390.9014 | 0 | 15 | 639.57 | 679.8 |  | 1143.7644 | 200 | 2663.1344 | 2769.8424
[12 empty] | Egress Occupancy Sensor Controls - Base Costs per Circuit with 4 Sensors per general egress area | Cost description same as 2013 (see to the right) |  |  |  |  | Cost items include sensors and powerpacks, wiring and commissioning. Switchable wired photocontrol systems are assumed. Wiring is CAT5. Cost of the wire is identified to be minimal according to source. | Egress number of circuits | Quantity of sensors per circuit | LV Wiring per circuit (3-wire), CLF | [26 empty] | 10 minutes per sensor for commissioning |  |  |  |  | 2 hours per sensor for installation. The fixture wiring is assumed to be in place. |  |  | 10 minutes per sensor for commissioning |  |  | Scroll down for summary results! | [7 empty] | Scroll down for summary results! | [7 empty] | Scroll down for summary results! | [7 empty] | Scroll down for summary results! | [7 empty] | Scroll down for summary results!
[18 empty] | Costs per ultrasonic occupancy sensor. |  | 4 |  |  | Sensor | 129.8925 | 129.8925 | 1.143 | 58.8645 |  |  |  | 5.75 |  |  | 15 | 129.8925 | [5 empty] | Sensor | 129.8925 | 129.8925 | 1.143 | 58.8645 |  |  | 16.6667 | 336.4592 |  | 15 | 129.8925 | 169.95 |  | 267.0615 | 50 | 616.904
[18 empty] | Costs per powerpack and line voltage wiring per circuit. | 1 |  |  |  | Power Pack | 48 | 48 | 0.8 | 41.2 | [6 empty] | 15 | 48 | [5 empty] | Power Pack | 48 | 48 | 0.8 | 41.2 |  |  |  | 138 |  | 15 | 48 | 169.95 |  | 215.5249 | 50 | 483.4749
[18 empty] | Costs per low voltage wiring from sensors. |  |  | 2 |  | LV - 3- Wiring | 79 | 39.5 | 1.6 | 82.4 | [13 empty] | LV - 3- Wiring | 39.5 | 39.5 | 1.6 | 82.4 |  |  |  | 163
[12 empty] | Added Occupancy Sensor Controls for Egress Areas Addenda 90.1-13 ah 90.1-2016 section 9.4.1.1 | In 90.1-2013, egress controls are explictly exempt, so there are no special occupancy controls required for energy efficiency. Any base controls, fire alarm interconnection, or emergency power sources would be required in both 90.1-2013 and 90.1-2016, so their costs are not included here. | Egress areas | Quantity of sensors | Low voltage sensor wiring | Quantity of power packs required for egress circuits | 90.1-2016 ah requires egress areas to be controlled off when the building is unoccupied. Additional occupancy sensors will be required for the circuits that may have emergency backup power. Costs include occupancy sensors, controllers with relays, and wiring to turn off these lights when spaces are unoccupied. Costs are shown in this row on a cost/circut basis and below are applied to the estimated number of circuited egress areas in each prototype. | Egress areas | Quantity of sensors | Low voltage sensor wiring, CLF | Quantity of power packs required for egress circuits | [33 empty] | Cx per sensor; 10 minutes
X | [5 empty] | X | X | X | X | X |  | Small_Office_Egress_Control | Small office | 2 | 0 | 0 | 0 | Small office | 2 | 8 | 4 | 2 |  | 0 |  |  | 0 |  | 0 |  | 0 | 0 | 0 | 15 | 0 | 0 |  | 0 | 0 | 0 |  | 1293.14 |  |  | 882.916 |  | 1474.7038 | 133.6 | 3784.3598 | 0 | 15 | 1293.14 | 1456.8114 |  | 2402.341 | 133.6 | 5285.8924 | 3784.3598
| X |  |  |  |  | X | X | X | X | X |  | Large_Office_Egress_Control | Large office | 66 | 0 | 0 | 0 | Large office | 66 | 264 | 132 | 66 |  | 0 |  |  | 0 |  | 0 |  | 0 | 0 | 0 | 15 | 0 | 0 |  | 0 | 0 | 0 |  | 42673.62 |  |  | 29136.228 |  | 48665.2244 | 4408.8 | 124883.8724 | 0 | 15 | 42673.62 | 48074.7762 |  | 79277.2523 | 4408.8 | 174434.4485 | 124883.8724
|  |  | X |  |  | X | X | X | X | X |  | Primary_School_Egress_Control | Primary School | 7 | 0 | 0 | 0 | Primary School | 7 | 28 | 14 | 7 |  | 0 |  |  | 0 |  | 0 |  | 0 | 0 | 0 | 15 | 0 | 0 |  | 0 | 0 | 0 |  | 4525.99 |  |  | 3090.206 |  | 5161.4632 | 467.6 | 13245.2592 | 0 | 15 | 4525.99 | 5098.8399 |  | 8408.1934 | 467.6 | 18500.6233 | 13245.2592
| X |  |  |  |  | X | X | X | X | X |  | StandAlone_Retail_Egress_Control | Stand Alone Retail | 6 | 0 | 0 | 0 | Stand Alone Retail | 5 | 20 | 10 | 5 |  | 0 |  |  | 0 |  | 0 |  | 0 | 0 | 0 | 15 | 0 | 0 |  | 0 | 0 | 0 |  | 3232.85 |  |  | 2207.29 |  | 3686.7594 | 334 | 9460.8994 | 0 | 15 | 3232.85 | 3642.0285 |  | 6005.8524 | 334 | 13214.7309 | 9460.8994
Matl
[18 empty] | Lighting controls inflation factor = 1 as prices are from Means 2018 | 1
[19 empty] | 2010 |  |  |  |  | 2013 | [34 empty] | Small Office | [7 empty] | Large Office | [7 empty] | Standalone Retail | [7 empty] | Primary School | [7 empty] | Small Hotel | [7 empty] | Mid-rise Apartment
[19 empty] | Quantity of fixtures/ft2 |  |  |  | Total | Quantity of fixtures/ft2 |  |  |  | Total | 2010 |  | 2013 | [27 empty] | 90.1-2010 |  |  | 90.1-2013 |  |  | Incremental Cost |  | 90.1-2010 |  |  | 90.1-2013 |  |  | Incremental Cost |  | 90.1-2010 |  |  | 90.1-2013 |  |  | Incremental Cost |  | 90.1-2010 |  |  | 90.1-2013 |  |  | Incremental Cost |  | 90.1-2010 |  |  | 90.1-2013 |  |  | Incremental Cost |  | 90.1-2010 |  |  | 90.1-2013 |  |  | Incremental Cost
[18 empty] | Prototype and Space | 1 | 2 | 3 | 4 | Fixtures/ft2 | 1 | 2 | 3 | 4 | Fixtures/ft2 | Area | Number of Fixtures | Area | Number of Fixtures | [26 empty] | Category | All Costs, First Replacement Only | With Repeated Replacements | Category | Replacement First Year | With Repeated Replacements | 30 Year | 40 Year | Category | All Costs, First Replacement Only | With Repeated Replacements | Category | Replacement First Year | With Repeated Replacements | 30 Year | 40 Year | Category | All Costs, First Replacement Only | With Repeated Replacements | Category | Replacement First Year | With Repeated Replacements | 30 Year | 40 Year | Category | All Costs, First Replacement Only | With Repeated Replacements | Category | Replacement First Year | With Repeated Replacements | 30 Year | 40 Year | Category | All Costs, First Replacement Only | With Repeated Replacements | Category | Replacement First Year | With Repeated Replacements | 30 Year | 40 Year | Category | All Costs, First Replacement Only | With Repeated Replacements | Category | Replacement First Year | With Repeated Replacements | 30 Year | 40 Year
[18 empty] | Small Office |  |  |  |  | 0.026496 |  |  |  |  | 0.024141 | [30 empty] | New Construction | 0 | 0 | New Construction | 3784.3598 | 3784.3598 | 3784.3598 | 3784.3598 | New Construction | 0 | 0 | New Construction | 134344.7719 | 134344.7719 | 134344.7719 | 134344.7719 | New Construction | 0 | 0 | New Construction | 0 | 0 | 0 | 0 | New Construction | 0 | 0 | New Construction | 13245.2592 | 13245.2592 | 13245.2592 | 13245.2592 | New Construction | 0 | 0 | New Construction | 0 | 0 | 0 | 0 | New Construction | 0 | 0 | New Construction | 0 | 0 | 0 | 0
[18 empty] | Conference | 0.0070186 | 0.0053309 | 0 | 0.0068987 | 0.019248 | 0.0063947 | 0.004857 | 0 | 0.0062855 | 0.017537 | [30 empty] | Maintenance | 0 | 0 | Maintenance | 0 | 0 | 0 | 0 | Maintenance | 0 | 0 | Maintenance | 0 | 0 | 0 | 0 | Maintenance | 0 | 0 | Maintenance | 0 | 0 | 0 | 0 | Maintenance | 0 | 0 | Maintenance | 0 | 0 | 0 | 0 | Maintenance | 0 | 0 | Maintenance | 0 | 0 | 0 | 0 | Maintenance | 0 | 0 | Maintenance | 0 | 0 | 0 | 0
[18 empty] | Office - enclosed | 0.011403 | 0.010067 | 0 | 0.0063345 | 0.027804 | 0.010389 | 0.0091719 | 0 | 0.0057714 | 0.025333 | [30 empty] | Replacement - Year |  |  | Replacement - Year |  |  | 0 | 0 | Replacement - Year |  |  | Replacement - Year |  |  | 0 | 0 | Replacement - Year |  |  | Replacement - Year |  |  | 0 | 0 | Replacement - Year |  |  | Replacement - Year |  |  | 0 | 0 | Replacement - Year |  |  | Replacement - Year |  |  | 0 | 0 | Replacement - Year |  |  | Replacement - Year |  |  | 0 | 0
[18 empty] | Office - open plan | 0.0069971 | 0.020816 | 0 | 0.0046216 | 0.032435 | 0.0063751 | 0.018966 | 0 | 0.0042108 | 0.029552 | [30 empty] | 1 | 0 | 0 | 1 | 0 | 0 | 0 | 0 | 1 | 0 | 0 | 1 | 0 | 0 | 0 | 0 | 1 | 0 | 0 | 1 | 0 | 0 | 0 | 0 | 1 | 0 | 0 | 1 | 0 | 0 | 0 | 0 | 1 | 0 | 0 | 1 | 0 | 0 | 0 | 0 | 1 | 0 | 0 | 1 | 0 | 0 | 0 | 0
[59 empty] | 2 | 0 | 0 | 2 | 0 | 0 | 0 | 0 | 2 | 0 | 0 | 2 | 0 | 0 | 0 | 0 | 2 | 0 | 0 | 2 | 0 | 0 | 0 | 0 | 2 | 0 | 0 | 2 | 0 | 0 | 0 | 0 | 2 | 0 | 0 | 2 | 0 | 0 | 0 | 0 | 2 | 0 | 0 | 2 | 0 | 0 | 0 | 0
[18 empty] | Large Office |  |  |  |  | 0.026496 |  |  |  |  | 0.024141 | [30 empty] | 3 | 0 | 0 | 3 | 0 | 0 | 0 | 0 | 3 | 0 | 0 | 3 | 0 | 0 | 0 | 0 | 3 | 0 | 0 | 3 | 0 | 0 | 0 | 0 | 3 | 0 | 0 | 3 | 0 | 0 | 0 | 0 | 3 | 0 | 0 | 3 | 0 | 0 | 0 | 0 | 3 | 0 | 0 | 3 | 0 | 0 | 0 | 0
[18 empty] | Conference | 0.0070186 | 0.0053309 | 0 | 0.0068987 | 0.019248 | 0.0063947 | 0.004857 | 0 | 0.0062855 | 0.017537 | [30 empty] | 4 | 0 | 0 | 4 | 0 | 0 | 0 | 0 | 4 | 0 | 0 | 4 | 0 | 0 | 0 | 0 | 4 | 0 | 0 | 4 | 0 | 0 | 0 | 0 | 4 | 0 | 0 | 4 | 0 | 0 | 0 | 0 | 4 | 0 | 0 | 4 | 0 | 0 | 0 | 0 | 4 | 0 | 0 | 4 | 0 | 0 | 0 | 0
[18 empty] | Office - enclosed | 0.011403 | 0.010067 | 0 | 0.0063345 | 0.027804 | 0.010389 | 0.0091719 | 0 | 0.0057714 | 0.025333 | [30 empty] | 5 | 0 | 0 | 5 | 0 | 0 | 0 | 0 | 5 | 0 | 0 | 5 | 0 | 0 | 0 | 0 | 5 | 0 | 0 | 5 | 0 | 0 | 0 | 0 | 5 | 0 | 0 | 5 | 0 | 0 | 0 | 0 | 5 | 0 | 0 | 5 | 0 | 0 | 0 | 0 | 5 | 0 | 0 | 5 | 0 | 0 | 0 | 0
[18 empty] | Office - open plan | 0.0069971 | 0.020816 | 0 | 0.0046216 | 0.032435 | 0.0063751 | 0.018966 | 0 | 0.0042108 | 0.029552 | [30 empty] | 6 | 0 | 0 | 6 | 0 | 0 | 0 | 0 | 6 | 0 | 0 | 6 | 0 | 0 | 0 | 0 | 6 | 0 | 0 | 6 | 0 | 0 | 0 | 0 | 6 | 0 | 0 | 6 | 0 | 0 | 0 | 0 | 6 | 0 | 0 | 6 | 0 | 0 | 0 | 0 | 6 | 0 | 0 | 6 | 0 | 0 | 0 | 0
[59 empty] | 7 | 0 | 0 | 7 | 0 | 0 | 0 | 0 | 7 | 0 | 0 | 7 | 0 | 0 | 0 | 0 | 7 | 0 | 0 | 7 | 0 | 0 | 0 | 0 | 7 | 0 | 0 | 7 | 0 | 0 | 0 | 0 | 7 | 0 | 0 | 7 | 0 | 0 | 0 | 0 | 7 | 0 | 0 | 7 | 0 | 0 | 0 | 0
[18 empty] | Small Hotel | [40 empty] | 8 | 0 | 0 | 8 | 0 | 0 | 0 | 0 | 8 | 0 | 0 | 8 | 0 | 0 | 0 | 0 | 8 | 0 | 0 | 8 | 0 | 0 | 0 | 0 | 8 | 0 | 0 | 8 | 0 | 0 | 0 | 0 | 8 | 0 | 0 | 8 | 0 | 0 | 0 | 0 | 8 | 0 | 0 | 8 | 0 | 0 | 0 | 0
[18 empty] | Lounge | 0.014503 | 0 | 0 | 0.0049154 | 0.019418 | 0.014503 | 0 | 0 | 0.0049154 | 0.019418 | 423 | 9 | 1023.75 | 20 | [26 empty] | 9 | 0 | 0 | 9 | 0 | 0 | 0 | 0 | 9 | 0 | 0 | 9 | 0 | 0 | 0 | 0 | 9 | 0 | 0 | 9 | 0 | 0 | 0 | 0 | 9 | 0 | 0 | 9 | 0 | 0 | 0 | 0 | 9 | 0 | 0 | 9 | 0 | 0 | 0 | 0 | 9 | 0 | 0 | 9 | 0 | 0 | 0 | 0
[18 empty] | Office enclosed | 0.014063 | 0.012416 | 0 | 0.0078125 | 0.034292 | 0.014063 | 0.012416 | 0 | 0.0078125 | 0.034292 | 0 | 0 | 732.375 | 26 | [26 empty] | 10 | 0 | 0 | 10 | 0 | 0 | 0 | 0 | 10 | 0 | 0 | 10 | 0 | 0 | 0 | 0 | 10 | 0 | 0 | 10 | 0 | 0 | 0 | 0 | 10 | 0 | 0 | 10 | 0 | 0 | 0 | 0 | 10 | 0 | 0 | 10 | 0 | 0 | 0 | 0 | 10 | 0 | 0 | 10 | 0 | 0 | 0 | 0
[18 empty] | Laundry | 0.010345 | 0 | 0 | 0 | 0.010345 | 0.010345 | 0 | 0 | 0 | 0.010345 | 0 | 0 | 549.2812 | 6 | [26 empty] | 11 | 0 | 0 | 11 | 0 | 0 | 0 | 0 | 11 | 0 | 0 | 11 | 0 | 0 | 0 | 0 | 11 | 0 | 0 | 11 | 0 | 0 | 0 | 0 | 11 | 0 | 0 | 11 | 0 | 0 | 0 | 0 | 11 | 0 | 0 | 11 | 0 | 0 | 0 | 0 | 11 | 0 | 0 | 11 | 0 | 0 | 0 | 0
[18 empty] | Conference | 0.0095921 | 0.0072855 | 0 | 0.0094282 | 0.026306 | 0.0095921 | 0.0072855 | 0 | 0.0094282 | 0.026306 | 0 | 0 | 484.3125 | 13 | [26 empty] | 12 | 0 | 0 | 12 | 0 | 0 | 0 | 0 | 12 | 0 | 0 | 12 | 0 | 0 | 0 | 0 | 12 | 0 | 0 | 12 | 0 | 0 | 0 | 0 | 12 | 0 | 0 | 12 | 0 | 0 | 0 | 0 | 12 | 0 | 0 | 12 | 0 | 0 | 0 | 0 | 12 | 0 | 0 | 12 | 0 | 0 | 0 | 0
[59 empty] | 13 | 0 | 0 | 13 | 0 | 0 | 0 | 0 | 13 | 0 | 0 | 13 | 0 | 0 | 0 | 0 | 13 | 0 | 0 | 13 | 0 | 0 | 0 | 0 | 13 | 0 | 0 | 13 | 0 | 0 | 0 | 0 | 13 | 0 | 0 | 13 | 0 | 0 | 0 | 0 | 13 | 0 | 0 | 13 | 0 | 0 | 0 | 0
[18 empty] | Primary School | [40 empty] | 14 | 0 | 0 | 14 | 0 | 0 | 0 | 0 | 14 | 0 | 0 | 14 | 0 | 0 | 0 | 0 | 14 | 0 | 0 | 14 | 0 | 0 | 0 | 0 | 14 | 0 | 0 | 14 | 0 | 0 | 0 | 0 | 14 | 0 | 0 | 14 | 0 | 0 | 0 | 0 | 14 | 0 | 0 | 14 | 0 | 0 | 0 | 0
[18 empty] | Classroom | 0.014634 | 0.0051222 | 0 | 0.0050406 | 0.024797 | 0.014634 | 0.0051222 | 0 | 0.0050406 | 0.024797 | 10961.66 | 272 | 21105.81 | 524 | [26 empty] | 15 | 0 | 0 | 15 | 5285.8924 | 5285.8924 | 5285.8924 | 5285.8924 | 15 | 0 | 0 | 15 | 187649.1794 | 187649.1794 | 187649.1794 | 187649.1794 | 15 | 0 | 0 | 15 | 0 | 0 | 0 | 0 | 15 | 0 | 0 | 15 | 18500.6233 | 18500.6233 | 18500.6233 | 18500.6233 | 15 | 0 | 0 | 15 | 0 | 0 | 0 | 0 | 15 | 0 | 0 | 15 | 0 | 0 | 0 | 0
[18 empty] | Computer Classroom | 0.014634 | 0.0051222 | 0 | 0.0050406 | 0.024797 | 0.014634 | 0.0051222 | 0 | 0.0050406 | 0.024797 | 487 | 13 | 973 | 25 | [26 empty] | 16 | 0 | 0 | 16 | 0 | 0 | 0 | 0 | 16 | 0 | 0 | 16 | 0 | 0 | 0 | 0 | 16 | 0 | 0 | 16 | 0 | 0 | 0 | 0 | 16 | 0 | 0 | 16 | 0 | 0 | 0 | 0 | 16 | 0 | 0 | 16 | 0 | 0 | 0 | 0 | 16 | 0 | 0 | 16 | 0 | 0 | 0 | 0
[18 empty] | Lobby | 0.016733 | 0.0078863 | 0 | 0.0053807 | 0.03 | 0.016733 | 0.0078863 | 0 | 0.0053807 | 0.03 | 514 | 16 | 1028 | 31 | [26 empty] | 17 | 0 | 0 | 17 | 0 | 0 | 0 | 0 | 17 | 0 | 0 | 17 | 0 | 0 | 0 | 0 | 17 | 0 | 0 | 17 | 0 | 0 | 0 | 0 | 17 | 0 | 0 | 17 | 0 | 0 | 0 | 0 | 17 | 0 | 0 | 17 | 0 | 0 | 0 | 0 | 17 | 0 | 0 | 17 | 0 | 0 | 0 | 0
[18 empty] | Offices | 0.014063 | 0.012416 | 0 | 0.0078125 | 0.034292 | 0.014063 | 0.012416 | 0 | 0.0078125 | 0.034292 | 1069 | 37 | 2002 | 69 | [26 empty] | 18 | 0 | 0 | 18 | 0 | 0 | 0 | 0 | 18 | 0 | 0 | 18 | 0 | 0 | 0 | 0 | 18 | 0 | 0 | 18 | 0 | 0 | 0 | 0 | 18 | 0 | 0 | 18 | 0 | 0 | 0 | 0 | 18 | 0 | 0 | 18 | 0 | 0 | 0 | 0 | 18 | 0 | 0 | 18 | 0 | 0 | 0 | 0
[18 empty] | Café | 0.0038082 | 0.0039218 | 0 | 0.0091385 | 0.016868 | 0.0038082 | 0.0039218 | 0 | 0.0091385 | 0.016868 | 906 | 16 | 1677 | 29 | [26 empty] | 19 | 0 | 0 | 19 | 0 | 0 | 0 | 0 | 19 | 0 | 0 | 19 | 0 | 0 | 0 | 0 | 19 | 0 | 0 | 19 | 0 | 0 | 0 | 0 | 19 | 0 | 0 | 19 | 0 | 0 | 0 | 0 | 19 | 0 | 0 | 19 | 0 | 0 | 0 | 0 | 19 | 0 | 0 | 19 | 0 | 0 | 0 | 0
[18 empty] | Library | 0.0062345 | 0.017908 | 0 | 0 | 0.024142 | 0.011429 | 0.011333 | 0 | 0 | 0.022762 | 1015 | 25 | 1893 | 44 | [26 empty] | 20 | 0 | 0 | 20 | 0 | 0 | 0 | 0 | 20 | 0 | 0 | 20 | 0 | 0 | 0 | 0 | 20 | 0 | 0 | 20 | 0 | 0 | 0 | 0 | 20 | 0 | 0 | 20 | 0 | 0 | 0 | 0 | 20 | 0 | 0 | 20 | 0 | 0 | 0 | 0 | 20 | 0 | 0 | 20 | 0 | 0 | 0 | 0
[59 empty] | 21 | 0 | 0 | 21 | 0 | 0 | 0 | 0 | 21 | 0 | 0 | 21 | 0 | 0 | 0 | 0 | 21 | 0 | 0 | 21 | 0 | 0 | 0 | 0 | 21 | 0 | 0 | 21 | 0 | 0 | 0 | 0 | 21 | 0 | 0 | 21 | 0 | 0 | 0 | 0 | 21 | 0 | 0 | 21 | 0 | 0 | 0 | 0
[59 empty] | 22 | 0 | 0 | 22 | 0 | 0 | 0 | 0 | 22 | 0 | 0 | 22 | 0 | 0 | 0 | 0 | 22 | 0 | 0 | 22 | 0 | 0 | 0 | 0 | 22 | 0 | 0 | 22 | 0 | 0 | 0 | 0 | 22 | 0 | 0 | 22 | 0 | 0 | 0 | 0 | 22 | 0 | 0 | 22 | 0 | 0 | 0 | 0
[59 empty] | 23 | 0 | 0 | 23 | 0 | 0 | 0 | 0 | 23 | 0 | 0 | 23 | 0 | 0 | 0 | 0 | 23 | 0 | 0 | 23 | 0 | 0 | 0 | 0 | 23 | 0 | 0 | 23 | 0 | 0 | 0 | 0 | 23 | 0 | 0 | 23 | 0 | 0 | 0 | 0 | 23 | 0 | 0 | 23 | 0 | 0 | 0 | 0
[59 empty] | 24 | 0 | 0 | 24 | 0 | 0 | 0 | 0 | 24 | 0 | 0 | 24 | 0 | 0 | 0 | 0 | 24 | 0 | 0 | 24 | 0 | 0 | 0 | 0 | 24 | 0 | 0 | 24 | 0 | 0 | 0 | 0 | 24 | 0 | 0 | 24 | 0 | 0 | 0 | 0 | 24 | 0 | 0 | 24 | 0 | 0 | 0 | 0
[59 empty] | 25 | 0 | 0 | 25 | 0 | 0 | 0 | 0 | 25 | 0 | 0 | 25 | 0 | 0 | 0 | 0 | 25 | 0 | 0 | 25 | 0 | 0 | 0 | 0 | 25 | 0 | 0 | 25 | 0 | 0 | 0 | 0 | 25 | 0 | 0 | 25 | 0 | 0 | 0 | 0 | 25 | 0 | 0 | 25 | 0 | 0 | 0 | 0
[59 empty] | 26 | 0 | 0 | 26 | 0 | 0 | 0 | 0 | 26 | 0 | 0 | 26 | 0 | 0 | 0 | 0 | 26 | 0 | 0 | 26 | 0 | 0 | 0 | 0 | 26 | 0 | 0 | 26 | 0 | 0 | 0 | 0 | 26 | 0 | 0 | 26 | 0 | 0 | 0 | 0 | 26 | 0 | 0 | 26 | 0 | 0 | 0 | 0
[59 empty] | 27 | 0 | 0 | 27 | 0 | 0 | 0 | 0 | 27 | 0 | 0 | 27 | 0 | 0 | 0 | 0 | 27 | 0 | 0 | 27 | 0 | 0 | 0 | 0 | 27 | 0 | 0 | 27 | 0 | 0 | 0 | 0 | 27 | 0 | 0 | 27 | 0 | 0 | 0 | 0 | 27 | 0 | 0 | 27 | 0 | 0 | 0 | 0
[59 empty] | 28 | 0 | 0 | 28 | 0 | 0 | 0 | 0 | 28 | 0 | 0 | 28 | 0 | 0 | 0 | 0 | 28 | 0 | 0 | 28 | 0 | 0 | 0 | 0 | 28 | 0 | 0 | 28 | 0 | 0 | 0 | 0 | 28 | 0 | 0 | 28 | 0 | 0 | 0 | 0 | 28 | 0 | 0 | 28 | 0 | 0 | 0 | 0
[59 empty] | 29 | 0 | 0 | 29 | 0 | 0 | 0 | 0 | 29 | 0 | 0 | 29 | 0 | 0 | 0 | 0 | 29 | 0 | 0 | 29 | 0 | 0 | 0 | 0 | 29 | 0 | 0 | 29 | 0 | 0 | 0 | 0 | 29 | 0 | 0 | 29 | 0 | 0 | 0 | 0 | 29 | 0 | 0 | 29 | 0 | 0 | 0 | 0
[59 empty] | 30 | 0 | 0 | 30 | 0 | 5285.8924 | 0 | 5285.8924 | 30 | 0 | 0 | 30 | 0 | 187649.1794 | 0 | 187649.1794 | 30 | 0 | 0 | 30 | 0 | 0 | 0 | 0 | 30 | 0 | 0 | 30 | 0 | 18500.6233 | 0 | 18500.6233 | 30 | 0 | 0 | 30 | 0 | 0 | 0 | 0 | 30 | 0 | 0 | 30 | 0 | 0 | 0 | 0
[59 empty] | 31 | 0 | 0 | 31 | 0 | 0 |  | 0 | 31 | 0 | 0 | 31 | 0 | 0 |  | 0 | 31 | 0 | 0 | 31 | 0 | 0 |  | 0 | 31 | 0 | 0 | 31 | 0 | 0 |  | 0 | 31 | 0 | 0 | 31 | 0 | 0 |  | 0 | 31 | 0 | 0 | 31 | 0 | 0 |  | 0
[59 empty] | 32 | 0 | 0 | 32 | 0 | 0 |  | 0 | 32 | 0 | 0 | 32 | 0 | 0 |  | 0 | 32 | 0 | 0 | 32 | 0 | 0 |  | 0 | 32 | 0 | 0 | 32 | 0 | 0 |  | 0 | 32 | 0 | 0 | 32 | 0 | 0 |  | 0 | 32 | 0 | 0 | 32 | 0 | 0 |  | 0
[59 empty] | 33 | 0 | 0 | 33 | 0 | 0 |  | 0 | 33 | 0 | 0 | 33 | 0 | 0 |  | 0 | 33 | 0 | 0 | 33 | 0 | 0 |  | 0 | 33 | 0 | 0 | 33 | 0 | 0 |  | 0 | 33 | 0 | 0 | 33 | 0 | 0 |  | 0 | 33 | 0 | 0 | 33 | 0 | 0 |  | 0
[59 empty] | 34 | 0 | 0 | 34 | 0 | 0 |  | 0 | 34 | 0 | 0 | 34 | 0 | 0 |  | 0 | 34 | 0 | 0 | 34 | 0 | 0 |  | 0 | 34 | 0 | 0 | 34 | 0 | 0 |  | 0 | 34 | 0 | 0 | 34 | 0 | 0 |  | 0 | 34 | 0 | 0 | 34 | 0 | 0 |  | 0
[59 empty] | 35 | 0 | 0 | 35 | 0 | 0 |  | 0 | 35 | 0 | 0 | 35 | 0 | 0 |  | 0 | 35 | 0 | 0 | 35 | 0 | 0 |  | 0 | 35 | 0 | 0 | 35 | 0 | 0 |  | 0 | 35 | 0 | 0 | 35 | 0 | 0 |  | 0 | 35 | 0 | 0 | 35 | 0 | 0 |  | 0
[59 empty] | 36 | 0 | 0 | 36 | 0 | 0 |  | 0 | 36 | 0 | 0 | 36 | 0 | 0 |  | 0 | 36 | 0 | 0 | 36 | 0 | 0 |  | 0 | 36 | 0 | 0 | 36 | 0 | 0 |  | 0 | 36 | 0 | 0 | 36 | 0 | 0 |  | 0 | 36 | 0 | 0 | 36 | 0 | 0 |  | 0
[59 empty] | 37 | 0 | 0 | 37 | 0 | 0 |  | 0 | 37 | 0 | 0 | 37 | 0 | 0 |  | 0 | 37 | 0 | 0 | 37 | 0 | 0 |  | 0 | 37 | 0 | 0 | 37 | 0 | 0 |  | 0 | 37 | 0 | 0 | 37 | 0 | 0 |  | 0 | 37 | 0 | 0 | 37 | 0 | 0 |  | 0
[59 empty] | 38 | 0 | 0 | 38 | 0 | 0 |  | 0 | 38 | 0 | 0 | 38 | 0 | 0 |  | 0 | 38 | 0 | 0 | 38 | 0 | 0 |  | 0 | 38 | 0 | 0 | 38 | 0 | 0 |  | 0 | 38 | 0 | 0 | 38 | 0 | 0 |  | 0 | 38 | 0 | 0 | 38 | 0 | 0 |  | 0
[59 empty] | 39 | 0 | 0 | 39 | 0 | 0 |  | 0 | 39 | 0 | 0 | 39 | 0 | 0 |  | 0 | 39 | 0 | 0 | 39 | 0 | 0 |  | 0 | 39 | 0 | 0 | 39 | 0 | 0 |  | 0 | 39 | 0 | 0 | 39 | 0 | 0 |  | 0 | 39 | 0 | 0 | 39 | 0 | 0 |  | 0
[59 empty] | 40 | 0 | 0 | 40 | 0 | 0 |  | -1761.9641 | 40 | 0 | 0 | 40 | 0 | 0 |  | -62549.7265 | 40 | 0 | 0 | 40 | 0 | 0 |  | 0 | 40 | 0 | 0 | 40 | 0 | 0 |  | -6166.8744 | 40 | 0 | 0 | 40 | 0 | 0 |  | 0 | 40 | 0 | 0 | 40 | 0 | 0 |  | 0
[59 empty] | Residual Year 30 |  | 0 | Residual Year 30 |  | 0 |  | 0 | Residual Year 30 |  | 0 | Residual Year 30 |  | 0 |  | 0 | Residual Year 30 |  | 0 | Residual Year 30 |  | 0 |  | 0 | Residual Year 30 |  | 0 | Residual Year 30 |  | 0 |  | 0 | Residual Year 30 |  | 0 | Residual Year 30 |  | 0 |  | 0 | Residual Year 30 |  | 0 | Residual Year 30 |  | 0 |  | 0
[59 empty] | Residual Year 40 |  | 0 | Residual Year 40 |  | -1761.9641 |  | -1761.9641 | Residual Year 40 |  | 0 | Residual Year 40 |  | -62549.7265 |  | -62549.7265 | Residual Year 40 |  | 0 | Residual Year 40 |  | 0 |  | 0 | Residual Year 40 |  | 0 | Residual Year 40 |  | -6166.8744 |  | -6166.8744 | Residual Year 40 |  | 0 | Residual Year 40 |  | 0 |  | 0 | Residual Year 40 |  | 0 | Residual Year 40 |  | 0 |  | 0

## Ext Ltg Methodology
90.1 Cost Effectiveness - Exterior Lighting Cost Estimate Methodology
Parking Area Luminaire Control
Addendum 90.1-13as modifies Section 9.4.1.4 and adds two requirements:
- Previously, exterior lighting not specified as facade or landscape lighting, including advertising signage, was required to be automatically reduced to 30% of its peak power between midnight or within 1 hour of business closing, whichever is later, and until 6 am or business opening, whichever is earlier. Addendum as states that the reduction in peak power must equal at least 50%.
- Activity sensing controls are now required for pole-mounted lighting in parking lots with mounting heights lower than 24 feet and with lighting power greater than 78 W. The controls must reduce lighting power of the pole-mounted luminaire by at least 50% after no activity is sensed for 15 minutes in the area illuminated by the luminaire. A group of luminaires can be controlled together as long as the total power is less than 1,500 W. This requirement, unlike exterior lighting control requirements in 90.1-2013, will produce savings during hours when parking lot lighting is expected to be on.
Prototypes with 24/7 operation, including the Mid-rise Apartment and Small Hotel are considered exempt from the requirements of addendum as because the requirement is between the later of midnight or closing and 6:00 am. The Apartment and Hotel are considered not to close and are exempt. For the remaining prototypes (Large Office, Small Office, Standalone Retail, and Primary School), the following steps were followed to implement addendum as:
- Previously, exterior lighting power was modeled using two exterior lighting objects in EnergyPlus: one for façade lighting and another for entrance and parking lot lighting because of the different lighting control requirements for those exterior lighting categories. For addendum as, the lighting power for entrance and parking lots was separated into two objects, one for entrances and another for parking lots. Thus there are now three exterior lighting objects for the 90.1-2016 cases.
- For entrance door exterior lighting, the automatic reduction was changed from 30% to 50% per the requirements of addendum as. This change was implemented simply by changing the lighting schedule value from 0.7 to 0.5 for the applicable hours for the entrance door exterior lighting object.
- For the parking lot lighting, Parking Generation 4th ed. (McCourt and Hooper 2010) was used to determine the fraction of lights that would be off for each hour for each prototype. Using this data, a lighting schedule was formulated that reduced the peak lighting power for the parking lot exterior lighting object.
A review of the requirements found that there was no cost increase for control, as control of 30% of exterior lighting was already required, and the addenda just increased that control to 50% of the affected wattage. Creating that difference is primarily a design and fixture selection decision, as similar control was previously required.
Exterior Lighting Power
Addendum 90.1-13cg reduces the exterior lighting power allowances for all categories except building facades and:
1. Clarifies that the scope includes all lighting served through the building’s electrical service.
2. Exempts public art display lighting.
3. Revises the exterior lighting power allowance table as follows:
a. Adds allowances for exterior dining areas.
b. Combines the categories of “Main Entries” and “Other Doors” into a single category of “Pedestrian and Vehicular Entrances and Exits.”
c. Clarifies that the allowance for building facades is applicable for the entire area of the wall being lit.
d. Clarifies that the allowance for building entrances is also applicable to “Uncovered Entrances.”
e. Clarifies that the allowance for loading docks is also applicable to “Uncovered Loading Docks.”
The addendum modifies Sections 9.1.1, 9.1.2, 9.4.2, and Table 9.4.2-2.
The requirements in addendum cg are applicable to all prototypes.
The development of assumptions for exterior lighting in prototypes has been described in Thornton et al. (2011). Using the exterior lighting power allowances in addendum cg, the total exterior lighting power was calculated for parking lots, building facades, and building entrances for all prototypes.
The implementation of addendum cg was straightforward. The calculated exterior lighting power is assigned to the three exterior lighting objects in EnergyPlus models.
The cost analysis for exterior lighting power was based on an LED to LED comparison, as LED lighting is already predominant for exterior lighting. It was found that a reduced power requirement combined with attention to fixture selection generally resulted in a cost reduction for all prototypes.

## Ext Lighting Proto
State Commercial Energy Code Cost Effectiveness - Exterior Lighting Power Allowance
[34 empty] | Exterior Lighting Operating Hours | [66 empty] | Exterior Lighting Summary by Prototype of Total New Construction, Maintenance, and Replacement Costs By Replacement Year
[19 empty] | Addendum 90.1-13cg changes the exterior lighting power allowances in Tables 9.4.2. | [14 empty] | 2013, all lights | 4365 | 4365
[34 empty] | 2016, façade lights | 2175 | 2175
[34 empty] | 2016, other lights | 2832 | 2832
[19 empty] | Base Code Description |  | 2013 | [16 empty] | Target Code Description | 2016 | [16 empty] | Base Code Costs | [20 empty] | 90.1-2016 - costs with addendum | Target Code costs | [22 empty] | Small Office | [7 empty] | Large Office | [7 empty] | Standalone Retail | [7 empty] | Primary School | [7 empty] | Small Hotel | [7 empty] | Mid-rise Apartment
| Related 90.1-13 Addenda and 90.1-2016 Sections |  |  |  | Prototypes Affected | [5 empty] | Climate Location | [5 empty] | Name of Item | [38 empty] | New Construction Costs | [8 empty] | Maintenance Cost | Replacement Costs (Lamps above; ballasts or drivers on line below) | [10 empty] | New Construction Costs | New Construction Costs | [8 empty] | Maintenance | Replacement Costs (Lamps above; ballasts or drivers on line below) | [10 empty] | Incremental Costs 2016 minus 2013 |  | 90.1-2013 |  |  | 90.1-2016 |  |  | Incremental Cost |  | 90.1-2013 |  |  | 90.1-2016 |  |  | Incremental Cost |  | 90.1-2013 |  |  | 90.1-2016 |  |  | Incremental Cost |  | 90.1-2013 |  |  | 90.1-2016 |  |  | Incremental Cost |  | 90.1-2013 |  |  | 90.1-2016 |  |  | Incremental Cost |  | 90.1-2013 |  |  | 90.1-2016 |  |  | Incremental Cost
| 90.1 Addenda | 90.1-2013 Chapter(s) Affected | 90.1-2016 Section(s) affected | Affected Items | Small Office | Large Office | Standalone Retail | Primary School | Small Hotel | Mid-rise Apartment | 2A Houston | 3A Memphis | 3B El Paso | 4A Baltimore | 5A Chicago | Not Used | Interior Lighting Power Density | Not Used | Using the exterior lighting power allowances in addendum cg, the total exterior lighting power was calculated for parking lots, building facades, and building entrances for all prototypes. The cost analysis for exterior lighting power was based on an LED to LED comparison, as LED lighting is already predominant for exterior lighting. | Exterior Lighting Zone | Code Unit and Value for Power Allowance, e.g. area, ft2 | Base Site Allowance | Allocation of Base Site Allowance | Base Watts | Allowed W/ft2 or W/lf | Allowed Power W | Fixture Type | Input Power per Fixture W | Fixture Quantity | Lamps Per Fixture | Lamp Or Ballast Life | Pole Quantity | Length of Poles | Conduit in Slab ft |  | Cost Weighting Factor for Zones | Not Used | Using the exterior lighting power allowances in addendum cg, the total exterior lighting power was calculated for parking lots, building facades, and building entrances for all prototypes. The cost analysis for exterior lighting power was based on an LED to LED comparison, as LED lighting is already predominant for exterior lighting. | Exterior Lighting Zone | Code Unit and Value for Power Allowance, e.g. area, ft2 | Base Site Allowance | Allocation of Base Site Allowance | Base Watts | Allowed Power W/ft2 | Allowed Power W | Fixture Type | Input Power per Fixture W | Fixture Quantity | Lamps Per Fixture | Lamp or Ballast Life | Pole Quantity | Length of Poles | Conduit in Slab, ft | Cost Weighting Factor for Zones | Material Cost/ft2 | Material Subtotal | Labor Crew Type Not Used | Labor Hours/ft2 | Labor Subtotal | Construction Equipment Subtotal | Cost Adjustments | Not Used | Not Used | Total | Annual Main-tenance None | Replacement Life (years) | Material Cost/ft2 | Material Subtotal | Labor Crew Type Not Used | Labor Hours/ft2 | Labor Subtotal | Construction Equipment Subtotal | Cost Adjustments | Not Used | Not Used | Total | Material Cost/ft2 | Material Subtotal | Labor Crew Type Not Used | Labor Hours/ft2 | Labor Subtotal | Construction Equipment Subtotal | Cost Adjustments | Incremental Added Design with OH&P | Incremental Added Commis- sioning with OH&P | Total | Annual Maintenance Cost None | Replacement Life (years) | Material Cost/ft2 | Material Subtotal | Labor Crew Type Not Used | Labor Hours/ft2 | Labor Subtotal | Construction Equipment Subtotal | Cost Adjustments | Incremental Added Design with OH&P | Incremental Added Commis- sioning with OH&P | Total | New Construction Costs | Replacement Costs (may have different frequency) | Category | All Costs, First Replacement Only | With Repeated Replacements | Category | Replacement First Year | With Repeated Replacements | 30 Year | 40 Year | Category | All Costs, First Replacement Only | With Repeated Replacements | Category | Replacement First Year | With Repeated Replacements | 30 Year | 40 Year | Category | All Costs, First Replacement Only | With Repeated Replacements | Category | Replacement First Year | With Repeated Replacements | 30 Year | 40 Year | Category | All Costs, First Replacement Only | With Repeated Replacements | Category | Replacement First Year | With Repeated Replacements | 30 Year | 40 Year | Category | All Costs, First Replacement Only | With Repeated Replacements | Category | Replacement First Year | With Repeated Replacements | 30 Year | 40 Year | Category | All Costs, First Replacement Only | With Repeated Replacements | Category | Replacement First Year | With Repeated Replacements | 30 Year | 40 Year
[101 empty] | New Construction | 32429.5423 | 32429.5423 | New Construction | 27130.4555 | 27130.4555 | -5299.0869 | -5299.0869 | New Construction | 512708.4225 | 512708.4225 | New Construction | 350491.935 | 350491.935 | -162216.4874 | -162216.4874 | New Construction | 130773.568 | 130773.568 | New Construction | 94750.0899 | 94750.0899 | -36023.478 | -36023.478 | New Construction | 67458.5649 | 67458.5649 | New Construction | 51274.6094 | 51274.6094 | -16183.9555 | -16183.9555 | New Construction | 77493.5247 | 77493.5247 | New Construction | 57518.234 | 57518.234 | -19975.2907 | -19975.2907 | New Construction | 54730.6784 | 54730.6784 | New Construction | 38510.3746 | 38510.3746 | -16220.3037 | -16220.3037
[101 empty] | Maintenance | 0 | 0 | Maintenance | 0 | 0 | 0 | 0 | Maintenance | 0 | 0 | Maintenance | 0 | 0 | 0 | 0 | Maintenance | 0 | 0 | Maintenance | 0 | 0 | 0 | 0 | Maintenance | 0 | 0 | Maintenance | 0 | 0 | 0 | 0 | Maintenance | 0 | 0 | Maintenance | 0 | 0 | 0 | 0 | Maintenance | 0 | 0 | Maintenance | 0 | 0 | 0 | 0
[5 empty] | Scroll down to row 65 for space by space analysis; scroll right for 40 year cost tabulations by building type | [15 empty] | Scroll down to row 65 for space by space analysis; scroll right for 40 year cost tabulations by building type | [16 empty] | Scroll down to row 65 for space by space analysis; scroll right for 40 year cost tabulations by building type | [17 empty] | Scroll down to row 65 for space by space analysis; scroll right for 40 year cost tabulations by building type | [12 empty] | Scroll down to row 65 for space by space analysis; scroll right for 40 year cost tabulations by building type | [15 empty] | Scroll down to row 65 for space by space analysis; scroll right for 40 year cost tabulations by building type | [6 empty] | Scroll down to row 65 for space by space analysis; scroll right for 40 year cost tabulations by building type
[101 empty] | Replacement - Year |  |  | Replacement - Year |  |  | 0 | 0 | Replacement - Year |  |  | Replacement - Year |  |  | 0 | 0 | Replacement - Year |  |  | Replacement - Year |  |  | 0 | 0 | Replacement - Year |  |  | Replacement - Year |  |  | 0 | 0 | Replacement - Year |  |  | Replacement - Year |  |  | 0 | 0 | Replacement - Year |  |  | Replacement - Year |  |  | 0 | 0
[101 empty] | 1 | 0 | 0 | 1 | 0 | 0 | 0 | 0 | 1 | 0 | 0 | 1 | 0 | 0 | 0 | 0 | 1 | 0 | 0 | 1 | 0 | 0 | 0 | 0 | 1 | 0 | 0 | 1 | 0 | 0 | 0 | 0 | 1 | 0 | 0 | 1 | 0 | 0 | 0 | 0 | 1 | 0 | 0 | 1 | 0 | 0 | 0 | 0
[101 empty] | 2 | 0 | 0 | 2 | 0 | 0 | 0 | 0 | 2 | 0 | 0 | 2 | 0 | 0 | 0 | 0 | 2 | 0 | 0 | 2 | 0 | 0 | 0 | 0 | 2 | 0 | 0 | 2 | 0 | 0 | 0 | 0 | 2 | 0 | 0 | 2 | 0 | 0 | 0 | 0 | 2 | 0 | 0 | 2 | 0 | 0 | 0 | 0
[101 empty] | 3 | 0 | 0 | 3 | 0 | 0 | 0 | 0 | 3 | 0 | 0 | 3 | 0 | 0 | 0 | 0 | 3 | 0 | 0 | 3 | 0 | 0 | 0 | 0 | 3 | 0 | 0 | 3 | 0 | 0 | 0 | 0 | 3 | 0 | 0 | 3 | 0 | 0 | 0 | 0 | 3 | 0 | 0 | 3 | 0 | 0 | 0 | 0
[101 empty] | 4 | 0 | 0 | 4 | 0 | 0 | 0 | 0 | 4 | 0 | 0 | 4 | 0 | 0 | 0 | 0 | 4 | 0 | 0 | 4 | 0 | 0 | 0 | 0 | 4 | 0 | 0 | 4 | 0 | 0 | 0 | 0 | 4 | 0 | 0 | 4 | 0 | 0 | 0 | 0 | 4 | 0 | 0 | 4 | 0 | 0 | 0 | 0
[101 empty] | 5 | 0 | 0 | 5 | 0 | 0 | 0 | 0 | 5 | 0 | 0 | 5 | 0 | 0 | 0 | 0 | 5 | 0 | 0 | 5 | 0 | 0 | 0 | 0 | 5 | 0 | 0 | 5 | 0 | 0 | 0 | 0 | 5 | 0 | 0 | 5 | 0 | 0 | 0 | 0 | 5 | 0 | 0 | 5 | 0 | 0 | 0 | 0
[101 empty] | 6 | 0 | 0 | 6 | 0 | 0 | 0 | 0 | 6 | 0 | 0 | 6 | 0 | 0 | 0 | 0 | 6 | 0 | 0 | 6 | 0 | 0 | 0 | 0 | 6 | 0 | 0 | 6 | 0 | 0 | 0 | 0 | 6 | 0 | 0 | 6 | 0 | 0 | 0 | 0 | 6 | 0 | 0 | 6 | 0 | 0 | 0 | 0
[101 empty] | 7 | 0 | 0 | 7 | 0 | 0 | 0 | 0 | 7 | 0 | 0 | 7 | 0 | 0 | 0 | 0 | 7 | 0 | 0 | 7 | 0 | 0 | 0 | 0 | 7 | 0 | 0 | 7 | 0 | 0 | 0 | 0 | 7 | 0 | 0 | 7 | 0 | 0 | 0 | 0 | 7 | 0 | 0 | 7 | 0 | 0 | 0 | 0
[101 empty] | 8 | 0 | 0 | 8 | 0 | 0 | 0 | 0 | 8 | 0 | 0 | 8 | 0 | 0 | 0 | 0 | 8 | 0 | 0 | 8 | 0 | 0 | 0 | 0 | 8 | 0 | 0 | 8 | 0 | 0 | 0 | 0 | 8 | 0 | 0 | 8 | 0 | 0 | 0 | 0 | 8 | 0 | 0 | 8 | 0 | 0 | 0 | 0
[101 empty] | 9 | 0 | 0 | 9 | 0 | 0 | 0 | 0 | 9 | 0 | 0 | 9 | 0 | 0 | 0 | 0 | 9 | 0 | 0 | 9 | 0 | 0 | 0 | 0 | 9 | 0 | 0 | 9 | 0 | 0 | 0 | 0 | 9 | 0 | 0 | 9 | 0 | 0 | 0 | 0 | 9 | 0 | 0 | 9 | 0 | 0 | 0 | 0
[101 empty] | 10 | 0 | 0 | 10 | 0 | 0 | 0 | 0 | 10 | 0 | 0 | 10 | 0 | 0 | 0 | 0 | 10 | 0 | 0 | 10 | 0 | 0 | 0 | 0 | 10 | 0 | 0 | 10 | 0 | 0 | 0 | 0 | 10 | 0 | 0 | 10 | 0 | 0 | 0 | 0 | 10 | 0 | 0 | 10 | 0 | 0 | 0 | 0
[101 empty] | 11 | 0 | 0 | 11 | 0 | 0 | 0 | 0 | 11 | 64819.6813 | 64819.6813 | 11 | 0 | 0 | -64819.6813 | -64819.6813 | 11 | 8562.8841 | 8562.8841 | 11 | 0 | 0 | -8562.8841 | -8562.8841 | 11 | 0 | 0 | 11 | 0 | 0 | 0 | 0 | 11 | 8188.8677 | 8188.8677 | 11 | 0 | 0 | -8188.8677 | -8188.8677 | 11 | 6988.0783 | 6988.0783 | 11 | 0 | 0 | -6988.0783 | -6988.0783
[101 empty] | 12 | 0 | 0 | 12 | 0 | 0 | 0 | 0 | 12 | 0 | 0 | 12 | 0 | 0 | 0 | 0 | 12 | 0 | 0 | 12 | 0 | 0 | 0 | 0 | 12 | 0 | 0 | 12 | 0 | 0 | 0 | 0 | 12 | 0 | 0 | 12 | 0 | 0 | 0 | 0 | 12 | 0 | 0 | 12 | 0 | 0 | 0 | 0
[101 empty] | 13 | 0 | 0 | 13 | 0 | 0 | 0 | 0 | 13 | 0 | 0 | 13 | 0 | 0 | 0 | 0 | 13 | 0 | 0 | 13 | 0 | 0 | 0 | 0 | 13 | 0 | 0 | 13 | 0 | 0 | 0 | 0 | 13 | 0 | 0 | 13 | 0 | 0 | 0 | 0 | 13 | 0 | 0 | 13 | 0 | 0 | 0 | 0
[101 empty] | 14 | 3555.3206 | 3555.3206 | 14 | 0 | 0 | -3555.3206 | -3555.3206 | 14 | 9847.1627 | 9847.1627 | 14 | 0 | 0 | -9847.1627 | -9847.1627 | 14 | 0 | 0 | 14 | 0 | 0 | 0 | 0 | 14 | 0 | 0 | 14 | 0 | 0 | 0 | 0 | 14 | 5265.1362 | 5265.1362 | 14 | 0 | 0 | -5265.1362 | -5265.1362 | 14 | 0 | 0 | 14 | 0 | 0 | 0 | 0
[5 empty] | Scroll down to row 65 for space by space analysis; scroll right for 40 year cost tabulations by building type | [15 empty] | Scroll down to row 65 for space by space analysis; scroll right for 40 year cost tabulations by building type | [16 empty] | Scroll down to row 65 for space by space analysis; scroll right for 40 year cost tabulations by building type | [17 empty] | Scroll down to row 65 for space by space analysis; scroll right for 40 year cost tabulations by building type | [12 empty] | Scroll down to row 65 for space by space analysis; scroll right for 40 year cost tabulations by building type | [15 empty] | Scroll down to row 65 for space by space analysis; scroll right for 40 year cost tabulations by building type | [6 empty] | Scroll down to row 65 for space by space analysis; scroll right for 40 year cost tabulations by building type | [8 empty] | 15 | 0 | 0 | 15 | 0 | 0 | 0 | 0 | 15 | 0 | 0 | 15 | 0 | 0 | 0 | 0 | 15 | 0 | 0 | 15 | 0 | 0 | 0 | 0 | 15 | 0 | 0 | 15 | 0 | 0 | 0 | 0 | 15 | 0 | 0 | 15 | 0 | 0 | 0 | 0 | 15 | 0 | 0 | 15 | 0 | 0 | 0 | 0
[101 empty] | 16 | 0 | 0 | 16 | 0 | 0 | 0 | 0 | 16 | 0 | 0 | 16 | 0 | 0 | 0 | 0 | 16 | 0 | 0 | 16 | 0 | 0 | 0 | 0 | 16 | 0 | 0 | 16 | 0 | 0 | 0 | 0 | 16 | 0 | 0 | 16 | 0 | 0 | 0 | 0 | 16 | 0 | 0 | 16 | 0 | 0 | 0 | 0
[101 empty] | 17 | 0 | 0 | 17 | 0 | 0 | 0 | 0 | 17 | 0 | 0 | 17 | 0 | 0 | 0 | 0 | 17 | 0 | 0 | 17 | 0 | 0 | 0 | 0 | 17 | 0 | 0 | 17 | 0 | 0 | 0 | 0 | 17 | 0 | 0 | 17 | 0 | 0 | 0 | 0 | 17 | 0 | 0 | 17 | 0 | 0 | 0 | 0
[101 empty] | 18 | 0 | 0 | 18 | 3254.3627 | 3254.3627 | 3254.3627 | 3254.3627 | 18 | 0 | 0 | 18 | 39889.0346 | 39889.0346 | 39889.0346 | 39889.0346 | 18 | 0 | 0 | 18 | 5631.3744 | 5631.3744 | 5631.3744 | 5631.3744 | 18 | 0 | 0 | 18 | 4300.58 | 4300.58 | 4300.58 | 4300.58 | 18 | 0 | 0 | 18 | 5387.413 | 5387.413 | 5387.413 | 5387.413 | 18 | 0 | 0 | 18 | 4595.7045 | 4595.7045 | 4595.7045 | 4595.7045
[101 empty] | 19 | 0 | 0 | 19 | 0 | 0 | 0 | 0 | 19 | 0 | 0 | 19 | 0 | 0 | 0 | 0 | 19 | 0 | 0 | 19 | 0 | 0 | 0 | 0 | 19 | 0 | 0 | 19 | 0 | 0 | 0 | 0 | 19 | 0 | 0 | 19 | 0 | 0 | 0 | 0 | 19 | 0 | 0 | 19 | 0 | 0 | 0 | 0
[101 empty] | 20 | 0 | 0 | 20 | 0 | 0 | 0 | 0 | 20 | 0 | 0 | 20 | 0 | 0 | 0 | 0 | 20 | 0 | 0 | 20 | 0 | 0 | 0 | 0 | 20 | 0 | 0 | 20 | 0 | 0 | 0 | 0 | 20 | 0 | 0 | 20 | 0 | 0 | 0 | 0 | 20 | 0 | 0 | 20 | 0 | 0 | 0 | 0
[101 empty] | 21 | 0 | 0 | 21 | 0 | 0 | 0 | 0 | 21 | 0 | 0 | 21 | 6553.48 | 6553.48 | 6553.48 | 6553.48 | 21 | 0 | 0 | 21 | 0 | 0 | 0 | 0 | 21 | 0 | 0 | 21 | 0 | 0 | 0 | 0 | 21 | 0 | 0 | 21 | 0 | 0 | 0 | 0 | 21 | 0 | 0 | 21 | 0 | 0 | 0 | 0
[101 empty] | 22 | 0 | 0 | 22 | 0 | 0 | 0 | 0 | 22 | 0 | 64819.6813 | 22 | 0 | 0 | -64819.6813 | -64819.6813 | 22 | 0 | 8562.8841 | 22 | 0 | 0 | -8562.8841 | -8562.8841 | 22 | 0 | 0 | 22 | 0 | 0 | 0 | 0 | 22 | 0 | 8188.8677 | 22 | 0 | 0 | -8188.8677 | -8188.8677 | 22 | 0 | 6988.0783 | 22 | 0 | 0 | -6988.0783 | -6988.0783
[101 empty] | 23 | 10613.4883 | 10613.4883 | 23 | 0 | 0 | -10613.4883 | -10613.4883 | 23 | 56883.4778 | 56883.4778 | 23 | 0 | 0 | -56883.4778 | -56883.4778 | 23 | 45222.3141 | 45222.3141 | 23 | 0 | 0 | -45222.3141 | -45222.3141 | 23 | 36517.662 | 36517.662 | 23 | 0 | 0 | -36517.662 | -36517.662 | 23 | 1539.3776 | 1539.3776 | 23 | 0 | 0 | -1539.3776 | -1539.3776 | 23 | 4412.0548 | 4412.0548 | 23 | 0 | 0 | -4412.0548 | -4412.0548
[101 empty] | 24 | 0 | 0 | 24 | 0 | 0 | 0 | 0 | 24 | 0 | 0 | 24 | 0 | 0 | 0 | 0 | 24 | 0 | 0 | 24 | 0 | 0 | 0 | 0 | 24 | 0 | 0 | 24 | 0 | 0 | 0 | 0 | 24 | 0 | 0 | 24 | 0 | 0 | 0 | 0 | 24 | 0 | 0 | 24 | 0 | 0 | 0 | 0
[101 empty] | 25 | 0 | 0 | 25 | 0 | 0 | 0 | 0 | 25 | 0 | 0 | 25 | 0 | 0 | 0 | 0 | 25 | 0 | 0 | 25 | 0 | 0 | 0 | 0 | 25 | 0 | 0 | 25 | 0 | 0 | 0 | 0 | 25 | 0 | 0 | 25 | 0 | 0 | 0 | 0 | 25 | 0 | 0 | 25 | 0 | 0 | 0 | 0
[101 empty] | 26 | 0 | 0 | 26 | 0 | 0 | 0 | 0 | 26 | 0 | 0 | 26 | 0 | 0 | 0 | 0 | 26 | 0 | 0 | 26 | 0 | 0 | 0 | 0 | 26 | 0 | 0 | 26 | 0 | 0 | 0 | 0 | 26 | 0 | 0 | 26 | 0 | 0 | 0 | 0 | 26 | 0 | 0 | 26 | 0 | 0 | 0 | 0
[101 empty] | 27 | 0 | 0 | 27 | 0 | 0 | 0 | 0 | 27 | 0 | 0 | 27 | 0 | 0 | 0 | 0 | 27 | 0 | 0 | 27 | 0 | 0 | 0 | 0 | 27 | 0 | 0 | 27 | 0 | 0 | 0 | 0 | 27 | 0 | 0 | 27 | 0 | 0 | 0 | 0 | 27 | 0 | 0 | 27 | 0 | 0 | 0 | 0
[101 empty] | 28 | 0 | 3555.3206 | 28 | 0 | 0 | -3555.3206 | -3555.3206 | 28 | 0 | 9847.1627 | 28 | 0 | 0 | -9847.1627 | -9847.1627 | 28 | 0 | 0 | 28 | 0 | 0 | 0 | 0 | 28 | 0 | 0 | 28 | 0 | 0 | 0 | 0 | 28 | 0 | 5265.1362 | 28 | 0 | 0 | -5265.1362 | -5265.1362 | 28 | 0 | 0 | 28 | 0 | 0 | 0 | 0
[101 empty] | 29 | 0 | 0 | 29 | 0 | 0 | 0 | 0 | 29 | 0 | 0 | 29 | 0 | 0 | 0 | 0 | 29 | 0 | 0 | 29 | 0 | 0 | 0 | 0 | 29 | 0 | 0 | 29 | 0 | 0 | 0 | 0 | 29 | 0 | 0 | 29 | 0 | 0 | 0 | 0 | 29 | 0 | 0 | 29 | 0 | 0 | 0 | 0
[101 empty] | 30 | 0 | 0 | 30 | 0 | 0 | 8654.2059 | 0 | 30 | 0 | 0 | 30 | 0 | 0 | 40522.2334 | 0 | 30 | 0 | 0 | 30 | 0 | 0 | 26798.8934 | 0 | 30 | 0 | 0 | 30 | 0 | 0 | 23847.7362 | 0 | 30 | 0 | 0 | 30 | 0 | 0 | 4634.8609 | 0 | 30 | 0 | 0 | 30 | 0 | 0 | 2812.9 | 0
[101 empty] | 31 | 0 | 0 | 31 | 0 | 0 |  | 0 | 31 | 0 | 0 | 31 | 0 | 0 |  | 0 | 31 | 0 | 0 | 31 | 0 | 0 |  | 0 | 31 | 0 | 0 | 31 | 0 | 0 |  | 0 | 31 | 0 | 0 | 31 | 0 | 0 |  | 0 | 31 | 0 | 0 | 31 | 0 | 0 |  | 0
[101 empty] | 32 | 0 | 0 | 32 | 0 | 0 |  | 0 | 32 | 0 | 0 | 32 | 0 | 0 |  | 0 | 32 | 0 | 0 | 32 | 0 | 0 |  | 0 | 32 | 0 | 0 | 32 | 0 | 0 |  | 0 | 32 | 0 | 0 | 32 | 0 | 0 |  | 0 | 32 | 0 | 0 | 32 | 0 | 0 |  | 0
[5 empty] | Scroll down to row 65 for space by space analysis; scroll right for 40 year cost tabulations by building type | [15 empty] | Scroll down to row 65 for space by space analysis; scroll right for 40 year cost tabulations by building type | [16 empty] | Scroll down to row 65 for space by space analysis; scroll right for 40 year cost tabulations by building type | [17 empty] | Scroll down to row 65 for space by space analysis; scroll right for 40 year cost tabulations by building type | [12 empty] | Scroll down to row 65 for space by space analysis; scroll right for 40 year cost tabulations by building type | [15 empty] | Scroll down to row 65 for space by space analysis; scroll right for 40 year cost tabulations by building type | [6 empty] | Scroll down to row 65 for space by space analysis; scroll right for 40 year cost tabulations by building type | [8 empty] | 33 | 0 | 0 | 33 | 0 | 0 |  | 0 | 33 | 0 | 64819.6813 | 33 | 0 | 0 |  | -64819.6813 | 33 | 0 | 8562.8841 | 33 | 0 | 0 |  | -8562.8841 | 33 | 0 | 0 | 33 | 0 | 0 |  | 0 | 33 | 0 | 8188.8677 | 33 | 0 | 0 |  | -8188.8677 | 33 | 0 | 6988.0783 | 33 | 0 | 0 |  | -6988.0783
[101 empty] | 34 | 0 | 0 | 34 | 0 | 0 |  | 0 | 34 | 0 | 0 | 34 | 0 | 0 |  | 0 | 34 | 0 | 0 | 34 | 0 | 0 |  | 0 | 34 | 0 | 0 | 34 | 0 | 0 |  | 0 | 34 | 0 | 0 | 34 | 0 | 0 |  | 0 | 34 | 0 | 0 | 34 | 0 | 0 |  | 0
[101 empty] | 35 | 0 | 0 | 35 | 4842.0427 | 4842.0427 |  | 4842.0427 | 35 | 0 | 0 | 35 | 56883.4778 | 56883.4778 |  | 56883.4778 | 35 | 0 | 0 | 35 | 35828.2047 | 35828.2047 |  | 35828.2047 | 35 | 0 | 0 | 35 | 856.2966 | 856.2966 |  | 856.2966 | 35 | 0 | 0 | 35 | 9705.5529 | 9705.5529 |  | 9705.5529 | 35 | 0 | 0 | 35 | 4412.0548 | 4412.0548 |  | 4412.0548
[101 empty] | 36 | 0 | 0 | 36 | 0 | 3254.3627 |  | 3254.3627 | 36 | 0 | 0 | 36 | 0 | 39889.0346 |  | 39889.0346 | 36 | 0 | 0 | 36 | 0 | 5631.3744 |  | 5631.3744 | 36 | 0 | 0 | 36 | 0 | 4300.58 |  | 4300.58 | 36 | 0 | 0 | 36 | 0 | 5387.413 |  | 5387.413 | 36 | 0 | 0 | 36 | 0 | 4595.7045 |  | 4595.7045
[101 empty] | 37 | 0 | 0 | 37 | 0 | 0 |  | 0 | 37 | 0 | 0 | 37 | 0 | 0 |  | 0 | 37 | 0 | 0 | 37 | 0 | 0 |  | 0 | 37 | 0 | 0 | 37 | 0 | 0 |  | 0 | 37 | 0 | 0 | 37 | 0 | 0 |  | 0 | 37 | 0 | 0 | 37 | 0 | 0 |  | 0
[101 empty] | 38 | 0 | 0 | 38 | 0 | 0 |  | 0 | 38 | 0 | 0 | 38 | 0 | 0 |  | 0 | 38 | 0 | 0 | 38 | 0 | 0 |  | 0 | 38 | 0 | 0 | 38 | 0 | 0 |  | 0 | 38 | 0 | 0 | 38 | 0 | 0 |  | 0 | 38 | 0 | 0 | 38 | 0 | 0 |  | 0
[101 empty] | 39 | 0 | 0 | 39 | 0 | 0 |  | 0 | 39 | 0 | 0 | 39 | 0 | 0 |  | 0 | 39 | 0 | 0 | 39 | 0 | 0 |  | 0 | 39 | 0 | 0 | 39 | 0 | 0 |  | 0 | 39 | 0 | 0 | 39 | 0 | 0 |  | 0 | 39 | 0 | 0 | 39 | 0 | 0 |  | 0
[101 empty] | 40 | 0 | 0 | 40 | 0 | 0 |  | -3404.8543 | 40 | 0 | 0 | 40 | 0 | 0 |  | -40589.5135 | 40 | 0 | 0 | 40 | 0 | 0 |  | -20178.9461 | 40 | 0 | 0 | 40 | 0 | 0 |  | 5447.4825 | 40 | 0 | 0 | 40 | 0 | 0 |  | -8377.7462 | 40 | 0 | 0 | 40 | 0 | 0 |  | -3664.1079
[101 empty] | Residual Year 30 |  | -10430.7138 | Residual Year 30 |  | -1776.508 |  | 8654.2059 | Residual Year 30 |  | -65689.6351 | Residual Year 30 |  | -25167.4017 |  | 40522.2334 | Residual Year 30 |  | -33794.3332 | Residual Year 30 |  | -6995.4397 |  | 26798.8934 | Residual Year 30 |  | -25403.5909 | Residual Year 30 |  | -1555.8548 |  | 23847.7362 | Residual Year 30 |  | -7817.1728 | Residual Year 30 |  | -3182.3119 |  | 4634.8609 | Residual Year 30 |  | -4975.0951 | Residual Year 30 |  | -2162.195 |  | 2812.9
[101 empty] | Residual Year 40 |  | -3276.639 | Residual Year 40 |  | -6681.4933 |  | -3404.8543 | Residual Year 40 |  | -39816.6989 | Residual Year 40 |  | -80406.2124 |  | -40589.5135 | Residual Year 40 |  | -14910.9015 | Residual Year 40 |  | -35089.8476 |  | -20178.9461 | Residual Year 40 |  | -9526.3466 | Residual Year 40 |  | -4078.8641 |  | 5447.4825 | Residual Year 40 |  | -4131.5092 | Residual Year 40 |  | -12509.2554 |  | -8377.7462 | Residual Year 40 |  | -3692.0902 | Residual Year 40 |  | -7356.1981 |  | -3664.1079
[19 empty] | Base Code Description |  | 2013 | [16 empty] | Target Code Description | 2016 | [16 empty] | Base Code Costs | [20 empty] | 90.1-2016 - costs with addendum | Target Code costs
| Related 90.1-13 Addenda and 90.1-2016 Sections |  |  |  | Prototypes Affected | [5 empty] | Climate Location | [5 empty] | Name of Item | [38 empty] | New Construction Costs | [8 empty] | Maintenance Cost | Replacement Costs | [10 empty] | New Construction Costs | New Construction Costs | [8 empty] | Maintenance | Replacement Costs | [10 empty] | Incremental Costs 2016 minus 2013
| 90.1 Addenda | 90.1-2013 Chapter(s) Affected | 90.1-2016 Section(s) affected | Affected Items | Small Office | Large Office | Standalone Retail | Primary School | Small Hotel | Mid-rise Apartment | 2A Houston | 3A Memphis | 3B El Paso | 4A Baltimore | 5A Chicago | Not Used | Interior Lighting Power Density | Not Used | Using the exterior lighting power allowances in addendum cg, the total exterior lighting power was calculated for parking lots, building facades, and building entrances for all prototypes. The cost analysis for exterior lighting power was based on an LED to LED comparison, as LED lighting is already predominant for exterior lighting. | Exterior Lighting Zone | Code Unit and Value for Power Allowance, e.g. area, ft2 | Base Site Allowance | Allocation of Base Site Allowance | Base Watts | Allowed W/ft2 or W/lf | Allowed Power W | Fixture Type | Input Power per Fixture W | Fixture Quantity | Lamps Per Fixture | Lamp Or Ballast Life | Pole Quantity | Length of Poles | Conduit in Slab ft |  | Cost Weighting Factor for Zones | Not Used | Using the exterior lighting power allowances in addendum cg, the total exterior lighting power was calculated for parking lots, building facades, and building entrances for all prototypes. The cost analysis for exterior lighting power was based on an LED to LED comparison, as LED lighting is already predominant for exterior lighting. | Exterior Lighting Zone | Code Unit and Value for Power Allowance, e.g. area, ft2 | Base Site Allowance | Allocation of Base Site Allowance | Base Watts | Allowed Power W/ft2 | Allowed Power W | Fixture Type | Input Power per Fixture W | Fixture Quantity | Lamps Per Fixture | Lamp or Ballast Life | Pole Quantity | Length of Poles | Conduit in Slab, ft | Cost Weighting Factor for Zones | Material Cost/ft2 | Material Subtotal | Labor Crew Type Not Used | Labor Hours/ft2 | Labor Subtotal | Construction Equipment Subtotal | Cost Adjustments | Not Used | Not Used | Total | Annual Main-tenance None | Replacement Life (years) | Material Cost/ft2 | Material Subtotal | Labor Crew Type Not Used | Labor Hours/ft2 | Labor Subtotal | Construction Equipment Subtotal | Cost Adjustments | Not Used | Not Used | Total | Material Cost/ft2 | Material Subtotal | Labor Crew Type Not Used | Labor Hours/ft2 | Labor Subtotal | Construction Equipment Subtotal | Cost Adjustments | Incremental Added Design with OH&P | Incremental Added Commis- sioning with OH&P | Total | Annual Maintenance Cost None | Replacement Life (years) | Material Cost/ft2 | Material Subtotal | Labor Crew Type Not Used | Labor Hours/ft2 | Labor Subtotal | Construction Equipment Subtotal | Cost Adjustments | Incremental Added Design with OH&P | Incremental Added Commis- sioning with OH&P | Total | New Construction Costs | Replacement Costs (may have different frequency)
[5 empty] | X | [5 empty] | X | X | X | X | X |  | Small _Office_Interior_Lighting_LPD |  | Small Office | [18 empty] | Small Office | [16 empty] | Small Office | [10 empty] | Small Office | [10 empty] | Small Office | [10 empty] | Small Office | [9 empty] | Small Office | -5299.0869 | -6072.4034
[5 empty] | X | [5 empty] | X | X | X | X | X
[5 empty] | X | [5 empty] | X | X | X | X | X |  |  |  | Zone 2 |  |  | 600 | 0 | 0 | [7 empty] | 0 |  |  |  | 1 |  |  |  |  | 400 | 0 | 0 | [8 empty] | 0
[5 empty] | X | [5 empty] | X | X | X | X | X |  |  |  | Zone 3 |  |  | 750 | 0 | 0 | [16 empty] | 500 | 0 | 0
[5 empty] | X | [5 empty] | X | X | X | X | X |  |  |  | Zone 4 |  |  | 1300 | 0 | 0 | [16 empty] | 900 | 0 | 0
[5 empty] | X | [5 empty] | X | X | X | X | X |  |  |  | Area required per space |  | 325 | [16 empty] | Area required per space |  | 325
[5 empty] | X | [5 empty] | X | X | X | X | X |  |  |  | # of Parking Spaces |  | 27.4154 | [16 empty] | # of Parking Spaces |  | 27.4154
[5 empty] | X | [5 empty] | X | X | X | X | X |  |  |  | # of spaces per fixture |  | 20 | [16 empty] | # of spaces per fixture |  | 20
[5 empty] | X | [5 empty] | X | X | X | X | X |  |  |  | # of Fixtures |  | 1.3708 | [16 empty] | # of Fixtures | 0 | 1.3708
[5 empty] | X | [5 empty] | X | X | X | X | X |  |  |  | Parking |  | area, ft2 | [16 empty] | Parking |  | area, ft2
[5 empty] | X | [5 empty] | X | X | X | X | X |  |  |  | includes lamp replacement | zone 2 | 8910 | 600 | 0 | 0 | 0.06 | 534.6 | LED-PK-85 LPW-6600 lm | 73 | 7.3233 | 1 | 100000 | 4 | 20 | 156.2143 |  | 0.5 |  | includes lamp replacement | zone 2 | 8910 | 400 | 0 | 0 | 0.04 | 356.4 | LED-PK-91 LPW-5600 lm | 59 | 6.0407 | 1 | 100000 | 4 | 20 | 280 | 0.5 |  | 4715.8105 |  |  | 1438.5585 | 96.5 | 3685.951 | 1.6959 |  | 9936.82 |  | 23 |  | 0 |  |  | 0 |  | 0 |  |  | 0 |  | 4226.6 |  |  | 725.7436 | 96.5 | 2762.3286 |  |  | 7811.1722 |  | 35 |  | 0 |  |  | 0 |  | 0 |  |  | 0 | -2125.6478 | 0
[5 empty] | X | [5 empty] | X | X | X | X | X |  |  |  | ballast replacement | [11 empty] | 100000 | [6 empty] | ballast replacement | [11 empty] | 50000 | [15 empty] | 23 |  | 1076.5233 |  |  | 921.9321 |  | 1682.7745 |  |  | 3681.2299 | [11 empty] | 18 |  | 469.6627 |  |  | 256.6533 |  | 575.4291 |  |  | 1301.7451 | 0 | -2379.4848
[5 empty] | X | [5 empty] | X | X | X | X | X |  |  |  |  | zone 3 | 8910 | 750 | 0 | 0 | 0.1 | 891 | LED-PK-85 LPW-6600 lm | 73 | 12.2055 | 1 | 100000 | 7 | 20 | 156 |  | 0.5 |  | " " | zone 3 | 8910 | 500 | 0 | 0 | 0.06 | 534.6 | LED-PK-91 LPW-5600 lm | 59 | 9.061 | 1 | 100000 | 7 | 20 | 280 | 0.5 |  | 8016.321 |  |  | 2365.8645 | 168.875 | 6190.3034 | 1.7044 |  | 16741.3639 |  | 23 |  | 0 |  |  | 0 |  | 0 |  |  | 0 |  | 6893.75 |  |  | 1118.4653 | 168.875 | 4445.7734 |  |  | 12626.8637 |  | 35 |  | 0 |  |  | 0 |  | 0 |  |  | 0 | -4114.5002 | 0
[5 empty] | X | [5 empty] | X | X | X | X | X | [15 empty] | 100000 | [6 empty] | " " | [11 empty] | 50000 | [15 empty] | 23 |  | 1794.2055 |  |  | 1536.5535 |  | 2804.6242 |  |  | 6135.3831 | [11 empty] | 18 |  | 704.4941 |  |  | 384.98 |  | 863.1436 |  |  | 1952.6176 | 0 | -4182.7655
[5 empty] | X | [5 empty] | X | X | X | X | X |  |  |  |  | zone 4 | 8910 | 1300 | 0 | 0 | 0.13 | 1158.3 | LED-PK-85 LPW-6600 lm | 73 | 15.8671 | 1 | 100000 | 8 | 20 | 156 |  | 0 |  | " " | zone 4 | 8910 | 900 | 0 | 0 | 0.08 | 712.8 | LED-PK-91 LPW-5600 lm | 59 | 12.0814 | 1 | 100000 | 8 | 20 | 280 | 0 |  | 0 |  |  | 0 | 0 | 0 |  |  | 0 |  | 23 |  | 0 |  |  | 0 |  | 0 |  |  | 0 |  | 0 |  |  | 0 | 0 | 0 |  |  | 0 |  | 35 |  | 0 |  |  | 0 |  | 0 |  |  | 0 | 0 | 0
[5 empty] | X | [5 empty] | X | X | X | X | X | [15 empty] | 100000 | [6 empty] | " " | [27 empty] | 23 |  | 0 |  |  | 0 |  | 0 |  |  | 0 | [11 empty] | 0 |  | 0 |  |  | 0 |  | 0 |  |  | 0 | 0 | 0
[5 empty] | X | [5 empty] | X | X | X | X | X | [83 empty] | 0 | 0
[5 empty] | X | [5 empty] | X | X | X | X | X |  |  |  | Doors |  | linear feet, ft | [16 empty] | Doors |  | linear feet, ft | [58 empty] | 0 | 0
[5 empty] | X | [5 empty] | X | X | X | X | X |  |  |  | Main Door includes lamp replacement | zone 2 | 3.3 | 600 | 0 | 0 | 20 | 66 | LED-Wall-97 LPW-2700 lm | 28 | 2.3571 | 1 | 60000 | 0 | 0 |  |  | 0.5 |  | includes lamp replacement | zone 2 | 3.3 | 400 | 0 | 0 | 14 | 46.2 | LED-Wall-103 LPW-2900 lm | 28 | 1.65 | 1 | 100000 | 0 | 0 |  | 0.5 |  | 408.9643 |  |  | 60.6964 | 0 | 255.3953 | 1.839 |  | 725.056 |  | 14 |  | 0 |  |  | 0 |  | 0 |  |  | 0 |  | 535.425 |  |  | 21.2437 | 0 | 278.1571 |  |  | 834.8258 |  | 35 |  | 0 |  |  | 0 |  | 0 |  |  | 0 | 109.7698 | 0
[5 empty] | X | [5 empty] | X | X | X | X | X |  |  |  | ballast replacement | [11 empty] | 60000 | [6 empty] | ballast replacement | [11 empty] | 100000 | [15 empty] | 14 |  | 204.4821 |  |  | 100.1491 |  | 237.8897 |  |  | 542.5209 | [11 empty] | 35 |  | 267.7125 |  |  | 70.1044 |  | 244.9203 |  |  | 582.7372 | 0 | 40.2163
[5 empty] | X | [5 empty] | X | X | X | X | X |  |  |  | Other Doors - includes lamp replacement | zone 2 | 3.3 | 750 | 0 | 0 | 20 | 66 | LED-Wall-97 LPW-2700 lm | 28 | 2.3571 | 1 | 60000 | 0 | 0 |  |  | 0.5 |  | Other Doors - includes lamp replacement | zone 2 | 3.3 | 500 | 0 | 0 | 14 | 46.2 | LED-Wall-103 LPW-2900 lm | 28 | 1.65 | 1 | 100000 | 0 | 0 |  | 0.5 |  | 408.9643 |  |  | 60.6964 | 0 | 255.3953 | 1.839 |  | 725.056 |  | 14 |  | 0 |  |  | 0 |  | 0 |  |  | 0 |  | 535.425 |  |  | 21.2437 | 0 | 278.1571 |  |  | 834.8258 |  | 35 |  | 0 |  |  | 0 |  | 0 |  |  | 0 | 109.7698 | 0
[5 empty] | X | [5 empty] | X | X | X | X | X |  |  |  | ballast replacement | [11 empty] | 60000 | [6 empty] | ballast replacement | [11 empty] | 100000 | [15 empty] | 14 |  | 204.4821 |  |  | 100.1491 |  | 237.8897 |  |  | 542.5209 | [11 empty] | 35 |  | 267.7125 |  |  | 70.1044 |  | 244.9203 |  |  | 582.7372 | 0 | 40.2163
[5 empty] | X | [5 empty] | X | X | X | X | X |  |  |  | Rool-up Door includes lamp replacement | zone 2 | 2.563 | 1300 | 0 | 0 | 20 | 51.26 | LED-Wall-97 LPW-2700 lm | 28 | 1.8307 | 1 | 60000 | 0 | 0 |  |  | 0.5 |  | Rool-up Door includes lamp replacement | zone 2 | 2.563 | 900 | 0 | 0 | 14 | 35.882 | LED-Wall-103 LPW-2900 lm | 28 | 1.2815 | 1 | 100000 | 0 | 0 |  | 0.5 |  | 317.6289 |  |  | 47.1409 | 0 | 198.357 | 1.839 |  | 563.1268 |  | 14 |  | 0 |  |  | 0 |  | 0 |  |  | 0 |  | 415.8467 |  |  | 16.4993 | 0 | 216.0353 |  |  | 648.3814 |  | 35 |  | 0 |  |  | 0 |  | 0 |  |  | 0 | 85.2546 | 0
[5 empty] | X | [5 empty] | X | X | X | X | X |  |  |  | ballast replacement | [11 empty] | 60000 | [6 empty] | ballast replacement | [11 empty] | 100000 | [15 empty] | 14 |  | 158.8145 |  |  | 77.7825 |  | 184.761 |  |  | 421.3579 | [11 empty] | 35 |  | 207.9234 |  |  | 54.4477 |  | 190.2215 |  |  | 452.5926 | 0 | 31.2346
[5 empty] | X | [5 empty] | X | X | X | X | X | [10 empty] | 183.26 | [18 empty] | 128.282 | [53 empty] | 0 | 0
[5 empty] | X | [5 empty] | X | X | X | X | X |  |  |  | Main Door includes lamp replacement | zone 3 | 3.3 | 750 | 0 | 0 | 30 | 99 | LED-Wall-97 LPW-2700 lm | 28 | 3.5357 | 1 | 60000 | 0 | 0 |  |  | 0.5 |  | " " | zone 3 | 3.3 | 500 | 0 | 0 | 21 | 69.3 | LED-Wall-103 LPW-2900 lm | 28 | 2.475 | 1 | 100000 | 0 | 0 |  | 0.5 |  | 613.4464 |  |  | 91.0446 | 0 | 383.0929 | 1.839 |  | 1087.584 |  | 14 |  | 0 |  |  | 0 |  | 0 |  |  | 0 |  | 803.1375 |  |  | 31.8656 | 0 | 417.2356 |  |  | 1252.2388 |  | 35 |  | 0 |  |  | 0 |  | 0 |  |  | 0 | 164.6548 | 0
[5 empty] | X | [5 empty] | X | X | X | X | X |  |  |  | ballast replacement | [11 empty] | 60000 | [6 empty] | " " | [11 empty] | 100000 | [15 empty] | 14 |  | 306.7232 |  |  | 150.2237 |  | 356.8345 |  |  | 813.7814 | [11 empty] | 35 |  | 401.5688 |  |  | 105.1566 |  | 367.3805 |  |  | 874.1058 | 0 | 60.3244
[5 empty] | X | [5 empty] | X | X | X | X | X |  |  |  | Other Doors - includes lamp replacement | Zone 3 | 3.3 | 600 | 0 | 0 | 30 | 99 | LED-Wall-97 LPW-2700 lm | 28 | 3.5357 | 1 | 60000 | 0 | 0 |  |  | 0.5 |  | Other Doors - includes lamp replacement | Zone 3 | 3.3 | 400 | 0 | 0 | 21 | 69.3 | LED-Wall-103 LPW-2900 lm | 28 | 2.475 | 1 | 100000 | 0 | 0 |  | 0.5 |  | 613.4464 |  |  | 91.0446 | 0 | 383.0929 | 1.839 |  | 1087.584 |  | 14 |  | 0 |  |  | 0 |  | 0 |  |  | 0 |  | 803.1375 |  |  | 31.8656 | 0 | 417.2356 |  |  | 1252.2388 |  | 35 |  | 0 |  |  | 0 |  | 0 |  |  | 0 | 164.6548 | 0
[5 empty] | X | [5 empty] | X | X | X | X | X |  |  |  | ballast replacement | [11 empty] | 60000 | [6 empty] | ballast replacement | [11 empty] | 100000 | [15 empty] | 14 |  | 306.7232 |  |  | 150.2237 |  | 356.8345 |  |  | 813.7814 | [11 empty] | 35 |  | 401.5688 |  |  | 105.1566 |  | 367.3805 |  |  | 874.1058 | 0 | 60.3244
[5 empty] | X | [5 empty] | X | X | X | X | X |  |  |  | Rool-up Door includes lamp replacement | Zone 3 | 2.563 | 750 | 0 | 0 | 20 | 51.26 | LED-Wall-97 LPW-2700 lm | 28 | 1.8307 | 1 | 60000 | 0 | 0 |  |  | 0.5 |  | Rool-up Door includes lamp replacement | Zone 3 | 2.563 | 500 | 0 | 0 | 21 | 53.823 | LED-Wall-103 LPW-2900 lm | 28 | 1.9223 | 1 | 100000 | 0 | 0 |  | 0.5 |  | 317.6289 |  |  | 47.1409 | 0 | 198.357 | 1.839 |  | 563.1268 |  | 14 |  | 0 |  |  | 0 |  | 0 |  |  | 0 |  | 623.7701 |  |  | 24.749 | 0 | 324.053 |  |  | 972.5721 |  | 35 |  | 0 |  |  | 0 |  | 0 |  |  | 0 | 409.4453 | 0
[5 empty] | X | [5 empty] | X | X | X | X | X |  |  |  | ballast replacement | [11 empty] | 60000 | [6 empty] | ballast replacement | [11 empty] | 100000 | [15 empty] | 14 |  | 158.8145 |  |  | 77.7825 |  | 184.761 |  |  | 421.3579 | [11 empty] | 35 |  | 311.8851 |  |  | 81.6716 |  | 285.3322 |  |  | 678.8888 | 0 | 257.5309
[5 empty] | X | [5 empty] | X | X | X | X | X | [10 empty] | 249.26 | [18 empty] | 192.423 | [53 empty] | 0 | 0
[5 empty] | X | [5 empty] | X | X | X | X | X |  |  |  | Main Door includes lamp replacement | zone 4 | 3.3 | 1300 | 0 | 0 | 30 | 99 | LED-Wall-97 LPW-2700 lm | 28 | 3.5357 | 1 | 60000 | 0 | 0 |  |  | 0 |  | " " | zone 4 | 3.3 | 900 | 0 | 0 | 21 | 69.3 | LED-Wall-103 LPW-2900 lm | 28 | 2.475 | 1 | 100000 | 0 | 0 |  | 0 |  | 0 |  |  | 0 | 0 | 0 |  |  | 0 |  | 14 |  | 0 |  |  | 0 |  | 0 |  |  | 0 |  | 0 |  |  | 0 | 0 | 0 |  |  | 0 |  | 35 |  | 0 |  |  | 0 |  | 0 |  |  | 0 | 0 | 0
[5 empty] | X | [5 empty] | X | X | X | X | X |  |  |  | ballast replacement | [11 empty] | 60000 | [6 empty] | " " | [11 empty] | 100000 | [15 empty] | 14 |  | 0 |  |  | 0 |  | 0 |  |  | 0 | [11 empty] | 35 |  | 0 |  |  | 0 |  | 0 |  |  | 0 | 0 | 0
[5 empty] | X | [5 empty] | X | X | X | X | X |  |  |  | Other Doors - includes lamp replacement | Zone 4 | 3.3 | 750 | 0 | 0 | 30 | 99 | LED-Wall-97 LPW-2700 lm | 28 | 3.5357 | 1 | 60000 | 0 | 0 |  |  | 0 |  | Other Doors - includes lamp replacement | Zone 4 | 3.3 | 500 | 0 | 0 | 21 | 69.3 | LED-Wall-103 LPW-2900 lm | 28 | 2.475 | 1 | 100000 | 0 | 0 |  | 0 |  | 0 |  |  | 0 | 0 | 0 |  |  | 0 |  | 14 |  | 0 |  |  | 0 |  | 0 |  |  | 0 |  | 0 |  |  | 0 | 0 | 0 |  |  | 0 |  | 35 |  | 0 |  |  | 0 |  | 0 |  |  | 0 | 0 | 0
[5 empty] | X | [5 empty] | X | X | X | X | X |  |  |  | ballast replacement | [11 empty] | 60000 | [6 empty] | ballast replacement | [11 empty] | 100000 | [15 empty] | 14 |  | 0 |  |  | 0 |  | 0 |  |  | 0 | [11 empty] | 35 |  | 0 |  |  | 0 |  | 0 |  |  | 0 | 0 | 0
[5 empty] | X | [5 empty] | X | X | X | X | X |  |  |  | Rool-up Door includes lamp replacement | Zone 4 | 2.563 | 600 | 0 | 0 | 20 | 51.26 | LED-Wall-97 LPW-2700 lm | 28 | 1.8307 | 1 | 60000 | 0 | 0 |  |  | 0 |  | Rool-up Door includes lamp replacement | Zone 4 | 2.563 | 400 | 0 | 0 | 21 | 53.823 | LED-Wall-103 LPW-2900 lm | 28 | 1.9223 | 1 | 100000 | 0 | 0 |  | 0 |  | 0 |  |  | 0 | 0 | 0 |  |  | 0 |  | 14 |  | 0 |  |  | 0 |  | 0 |  |  | 0 |  | 0 |  |  | 0 | 0 | 0 |  |  | 0 |  | 35 |  | 0 |  |  | 0 |  | 0 |  |  | 0 | 0 | 0
[5 empty] | X | [5 empty] | X | X | X | X | X |  |  |  | ballast replacement | [11 empty] | 60000 | [6 empty] | ballast replacement | [11 empty] | 100000 | [15 empty] | 14 |  | 0 |  |  | 0 |  | 0 |  |  | 0 | [11 empty] | 35 |  | 0 |  |  | 0 |  | 0 |  |  | 0 | 0 | 0
[5 empty] | X | [5 empty] | X | X | X | X | X | [10 empty] | 249.26 | [18 empty] | 192.423 | [53 empty] | 0 | 0
[5 empty] | X | [5 empty] | X | X | X | X | X | [83 empty] | 0 | 0
[5 empty] | X | [5 empty] | X | X | X | X | X | [83 empty] | 0 | 0
[5 empty] | X | [5 empty] | X | X | X | X | X |  |  |  | Façade |  | area, ft2 | [7 empty] | 0.85176 | [8 empty] | Façade |  | area, ft2 | [58 empty] | 0 | 0
[5 empty] | X | [5 empty] | X | X | X | X | X |  |  |  | includes lamp replacement | zone 2 | 405 | 600 | 0 | 0 | 0.1 | 40.5 | LED-Flood-104 LPD-2600 lm | 25 | 1.62 | 1 | 100000 | 0 | 0 |  |  | 0.5 |  | includes lamp replacement | zone 2 | 405 | 400 | 0 | 0 | 0.1 | 40.5 | LED-Flood-104 LPD-2600 lm | 25 | 1.62 | 1 | 100000 | 0 | 0 |  | 0.5 |  | 214.65 |  |  | 41.715 | 0 | 143.5649 | 1.7857 |  | 399.9299 |  | 23 |  | 0 |  |  | 0 |  | 0 |  |  | 0 |  | 214.65 |  |  | 20.8575 | 0 | 123.4272 |  |  | 358.9347 |  | 35 |  | 0 |  |  | 0 |  | 0 |  |  | 0 | -40.9952 | 0
[5 empty] | X | [5 empty] | X | X | X | X | X |  |  |  | ballast replacement | [11 empty] | 100000 | [6 empty] | ballast replacement | [11 empty] | 100000 | [15 empty] | 23 |  | 107.325 |  |  | 68.8298 |  | 142.5954 |  |  | 318.7501 | [11 empty] | 35 |  | 107.325 |  |  | 68.8298 |  | 142.5954 |  |  | 318.7501 | 0 | 0
[5 empty] | X | [5 empty] | X | X | X | X | X |  |  |  |  | zone 3 | 405 | 750 | 0 | 0 | 0.15 | 60.75 | LED-Flood-104 LPD-2600 lm | 25 | 2.43 | 1 | 100000 | 0 | 0 |  |  | 0.5 |  | " " | zone 3 | 405 | 500 | 0 | 0 | 0.15 | 60.75 | LED-Flood-104 LPD-2600 lm | 25 | 2.43 | 1 | 100000 | 0 | 0 |  | 0.5 |  | 321.975 |  |  | 62.5725 | 0 | 215.3474 | 1.7857 |  | 599.8949 |  | 23 |  | 0 |  |  | 0 |  | 0 |  |  | 0 |  | 321.975 |  |  | 31.2862 | 0 | 185.1409 |  |  | 538.4021 |  | 35 |  | 0 |  |  | 0 |  | 0 |  |  | 0 | -61.4927 | 0
[5 empty] | X | [5 empty] | X | X | X | X | X | [15 empty] | 100000 | [6 empty] | " " | [11 empty] | 100000 | [15 empty] | 23 |  | 160.9875 |  |  | 103.2446 |  | 213.8931 |  |  | 478.1252 | [11 empty] | 35 |  | 160.9875 |  |  | 103.2446 |  | 213.8931 |  |  | 478.1252 | 0 | 0
[5 empty] | X | [5 empty] | X | X | X | X | X |  |  |  |  | zone 4 | 405 | 1300 | 0 | 0 | 0.2 | 81 | LED-Flood-104 LPD-2600 lm | 25 | 3.24 | 1 | 100000 | 0 | 0 |  |  | 0 |  | " " | zone 4 | 405 | 900 | 0 | 0 | 0.2 | 81 | LED-Flood-104 LPD-2600 lm | 25 | 3.24 | 1 | 100000 | 0 | 0 |  | 0 |  | 0 |  |  | 0 | 0 | 0 |  |  | 0 |  | 23 |  | 0 |  |  | 0 |  | 0 |  |  | 0 |  | 0 |  |  | 0 | 0 | 0 |  |  | 0 |  | 35 |  | 0 |  |  | 0 |  | 0 |  |  | 0 | 0 | 0
[5 empty] | X | [5 empty] | X | X | X | X | X | [15 empty] | 100000 | [6 empty] | " " | [11 empty] | 100000 | [15 empty] | 23 |  | 0 |  |  | 0 |  | 0 |  |  | 0 | [11 empty] | 35 |  | 0 |  |  | 0 |  | 0 |  |  | 0 | 0 | 0
[5 empty] | X | [5 empty] | X | X | X | X | X
[6 empty] | X |  |  |  |  | X | X | X | X | X |  |  |  | Large Office | [18 empty] | Large Office | [16 empty] | Large Office | [10 empty] | Large Office | [10 empty] | Large Office | [10 empty] | Large Office | [9 empty] | Large Office | -162216.4874 | -28224.3294
[6 empty] | X |  |  |  |  | X | X | X | X | X
[6 empty] | X |  |  |  |  | X | X | X | X | X |  |  |  | Zone 2 |  |  | 600 | 0 | 0 | [7 empty] | 0 | [5 empty] | Zone 2 |  |  | 400 | 0 | 0
[6 empty] | X |  |  |  |  | X | X | X | X | X |  |  |  | Zone 3 |  |  | 750 | 0 | 0 | [13 empty] | Zone 3 |  |  | 500 | 0 | 0
[6 empty] | X |  |  |  |  | X | X | X | X | X |  |  |  | Zone 4 |  |  | 1300 | 0 | 0 | [13 empty] | Zone 4 |  |  | 900 | 0 | 0
[6 empty] | X |  |  |  |  | X | X | X | X | X |  |  |  | Area required per space |  | 325 | [16 empty] | Area required per space |  | 325
[6 empty] | X |  |  |  |  | X | X | X | X | X |  |  |  | # of Parking Spaces |  | 1000.2677 | [16 empty] | # of Parking Spaces |  | 1000.2677
[6 empty] | X |  |  |  |  | X | X | X | X | X |  |  |  | # of spaces per fixture |  | 20 | [16 empty] | # of spaces per fixture |  | 20
[6 empty] | X |  |  |  |  | X | X | X | X | X |  |  |  | # of Fixtures | 0 | 50.0134 | [16 empty] | # of Fixtures | 0 | 50.0134
[6 empty] | X |  |  |  |  | X | X | X | X | X |  |  |  | Parking |  | area, ft2 | [16 empty] | Parking |  | area, ft2
[6 empty] | X |  |  |  |  | X | X | X | X | X |  |  |  | includes lamp replacement | zone 2 | 325087 | 600 | 0 | 0 | 0.06 | 19505.22 | LED-PK-102 LPW-28700 lm | 281 | 69.4136 | 1 | 100000 | 18 | 35 | 2534.9504 |  | 0 |  | includes lamp replacement | zone 2 | 325087 | 400 | 0 | 0 | 0.04 | 13003.48 | LED-PK-107 LPW-30200 lm | 281 | 46.2757 | 1 | 100000 | 12 | 35 | 2534.9504 | 0 |  | 0 |  |  | 0 | 0 | 0 |  |  | 0 |  | 23 |  | 0 |  |  | 0 |  | 0 |  |  | 0 |  | 0 |  |  | 0 | 0 | 0 |  |  | 0 |  | 35 |  | 0 |  |  | 0 |  | 0 |  |  | 0 | 0 | 0
[6 empty] | X |  |  |  |  | X | X | X | X | X |  |  |  | ballast replacement | [11 empty] | 50000 | [6 empty] | ballast replacement | [27 empty] | 11 |  | 0 |  |  | 0 |  | 0 |  |  | 0 | [11 empty] | 0 |  | 0 |  |  | 0 |  | 0 |  |  | 0 | 0 | 0
[6 empty] | X |  |  |  |  | X | X | X | X | X |  |  |  |  | zone 3 | 325087 | 750 | 0 | 0 | 0.1 | 32508.7 | LED-PK-102 LPW-28700 lm | 281 | 115.6893 | 1 | 100000 | 29 | 35 | 2534.9504 |  | 0 |  | " " | zone 3 | 325087 | 500 | 0 | 0 | 0.06 | 19505.22 | LED-PK-107 LPW-30200 lm | 281 | 69.4136 | 1 | 100000 | 18 | 35 | 2534.9504 | 0 |  | 0 |  |  | 0 | 0 | 0 |  |  | 0 |  | 23 |  | 0 |  |  | 0 |  | 0 |  |  | 0 |  | 0 |  |  | 0 | 0 | 0 |  |  | 0 |  | 35 |  | 0 |  |  | 0 |  | 0 |  |  | 0 | 0 | 0
[6 empty] | X |  |  |  |  | X | X | X | X | X | [15 empty] | 50000 | [6 empty] | " " | [11 empty] | 50000 | [15 empty] | 11 |  | 0 |  |  | 0 |  | 0 |  |  | 0 | [11 empty] | 18 |  | 0 |  |  | 0 |  | 0 |  |  | 0 | 0 | 0
[6 empty] | X |  |  |  |  | X | X | X | X | X |  |  |  |  | zone 4 | 325087 | 1300 | 0 | 0 | 0.13 | 42261.31 | LED-PK-102 LPW-28700 lm | 281 | 150.3961 | 1 | 100000 | 38 | 35 | 2534.9504 |  | 1 |  | " " | zone 4 | 325087 | 900 | 0 | 0 | 0.08 | 26006.96 | LED-PK-107 LPW-30200 lm | 281 | 92.5515 | 1 | 100000 | 24 | 35 | 2534.9504 | 1 |  | 227301.3414 |  |  | 44777.1821 | 2232.5 | 153252.1975 | 1.7899 |  | 427563.2211 |  | 23 |  | 0 |  |  | 0 |  | 0 |  |  | 0 |  | 141977.9416 |  |  | 29580.4049 | 1410 | 97285.3915 |  |  | 270253.738 |  | 35 |  | 0 |  |  | 0 |  | 0 |  |  | 0 | -157309.4832 | 0
[6 empty] | X |  |  |  |  | X | X | X | X | X | [15 empty] | 50000 | [6 empty] | " " | [11 empty] | 50000 | [15 empty] | 11 |  | 23386.5968 |  |  | 12779.9104 |  | 28653.1741 |  |  | 64819.6813 | [11 empty] | 18 |  | 14391.7519 |  |  | 7864.5602 |  | 17632.7225 |  |  | 39889.0346 | 0 | -24930.6467
[6 empty] | 0 |  |  |  |  | X | X | X | X | X
[6 empty] | 0 |  |  |  |  | X | X | X | X | X |  |  |  | Doors |  | linear feet, ft | [16 empty] | Doors |  | linear feet, ft
[6 empty] | 0 |  |  |  |  | X | X | X | X | X |  |  |  | Main Door includes lamp replacement | zone 2 | 10.44 | 600 | 0 | 0 | 20 | 208.8 | LED-Wall-86 LPW-7700 lm | 83 | 2.5157 | 1 | 60000 | 0 | 0 |  |  | 0 |  | Main Door includes lamp replacement | zone 2 | 10.44 | 400 | 0 | 0 | 14 | 146.16 | LED-Wall-101 LPW-8000 lm | 83 | 1.761 | 1 | 60000 | 0 | 0 |  | 0 |  | 0 |  |  | 0 | 0 | 0 |  |  | 0 |  | 14 |  | 0 |  |  | 0 |  | 0 |  |  | 0 |  | 0 |  |  | 0 | 0 | 0 |  |  | 0 |  | 21 |  | 0 |  |  | 0 |  | 0 |  |  | 0
[6 empty] | 0 |  |  |  |  | X | X | X | X | X |  |  |  | ballast replacement | [11 empty] | 60000 | [6 empty] | ballast replacement | [11 empty] | 60000 | [15 empty] | 14 |  | 0 |  |  | 0 |  | 0 |  |  | 0 | [11 empty] | 21 |  | 0 |  |  | 0 |  | 0 |  |  | 0
[6 empty] | 0 |  |  |  |  | X | X | X | X | X |  |  |  | Other Doors - includes lamp replacement | zone 2 | 34.56 | 750 | 0 | 0 | 20 | 691.2 | LED-Wall-86 LPW-7700 lm | 83 | 8.3277 | 1 | 60000 | 0 | 0 |  |  | 0 |  | Other Doors - includes lamp replacement | zone 2 | 34.56 | 500 | 0 | 0 | 14 | 483.84 | LED-Wall-101 LPW-8000 lm | 83 | 5.8294 | 1 | 60000 | 0 | 0 |  | 0 |  | 0 |  |  | 0 | 0 | 0 |  |  | 0 |  | 14 |  | 0 |  |  | 0 |  | 0 |  |  | 0 |  | 0 |  |  | 0 | 0 | 0 |  |  | 0 |  | 21 |  | 0 |  |  | 0 |  | 0 |  |  | 0
[6 empty] | 0 |  |  |  |  | X | X | X | X | X |  |  |  | ballast replacement | [11 empty] | 60000 | [6 empty] | ballast replacement | [11 empty] | 60000 | [15 empty] | 14 |  | 0 |  |  | 0 |  | 0 |  |  | 0 | [11 empty] | 21 |  | 0 |  |  | 0 |  | 0 |  |  | 0
[6 empty] | 0 |  |  |  |  | X | X | X | X | X |  |  |  | Rool-up Door includes lamp replacement | zone 2 | 0.192 | 1300 | 0 | 0 | 20 | 3.84 | LED-Wall-86 LPW-7700 lm | 83 | 0.046265 | 1 | 60000 | 0 | 0 |  |  | 0 |  | Rool-up Door includes lamp replacement | zone 2 | 0.192 | 900 | 0 | 0 | 14 | 2.688 | LED-Wall-101 LPW-8000 lm | 83 | 0.032386 | 1 | 60000 | 0 | 0 |  | 0 |  | 0 |  |  | 0 | 0 | 0 |  |  | 0 |  | 14 |  | 0 |  |  | 0 |  | 0 |  |  | 0 |  | 0 |  |  | 0 | 0 | 0 |  |  | 0 |  | 21 |  | 0 |  |  | 0 |  | 0 |  |  | 0
[6 empty] | 0 |  |  |  |  | X | X | X | X | X |  |  |  | ballast replacement | [11 empty] | 60000 | [6 empty] | ballast replacement | [11 empty] | 60000 | [15 empty] | 14 |  | 0 |  |  | 0 |  | 0 |  |  | 0 | [11 empty] | 21 |  | 0 |  |  | 0 |  | 0 |  |  | 0
[6 empty] | 0 |  |  |  |  | X | X | X | X | X | [10 empty] | 903.84 | [18 empty] | 632.688
[6 empty] | 0 |  |  |  |  | X | X | X | X | X |  |  |  | Main Door includes lamp replacement | Zone 3 | 10.44 | 0 | 0 | 0 | 30 | 313.2 | LED-Wall-86 LPW-7700 lm | 83 | 3.7735 | 1 | 60000 | 0 | 0 |  |  | 0 |  | Main Door includes lamp replacement | Zone 3 | 10.44 | 0 | 0 | 0 | 21 | 219.24 | LED-Wall-101 LPW-8000 lm | 83 | 2.6414 | 1 | 60000 | 0 | 0 |  | 0 |  | 0 |  |  | 0 | 0 | 0 |  |  | 0 |  | 14 |  | 0 |  |  | 0 |  | 0 |  |  | 0 |  | 0 |  |  | 0 | 0 | 0 |  |  | 0 |  | 21 |  | 0 |  |  | 0 |  | 0 |  |  | 0
[6 empty] | 0 |  |  |  |  | X | X | X | X | X |  |  |  | ballast replacement | [11 empty] | 60000 | [6 empty] | ballast replacement | [11 empty] | 60000 | [15 empty] | 14 |  | 0 |  |  | 0 |  | 0 |  |  | 0 | [11 empty] | 21 |  | 0 |  |  | 0 |  | 0 |  |  | 0
[6 empty] | 0 |  |  |  |  | X | X | X | X | X |  |  |  | Other Doors - includes lamp replacement | Zone 3 | 34.56 | 600 | 0 | 0 | 30 | 1036.8 | LED-Wall-86 LPW-7700 lm | 83 | 12.4916 | 1 | 60000 | 0 | 0 |  |  | 0 |  | Other Doors - includes lamp replacement | Zone 3 | 34.56 | 400 | 0 | 0 | 21 | 725.76 | LED-Wall-101 LPW-8000 lm | 83 | 8.7441 | 1 | 60000 | 0 | 0 |  | 0 |  | 0 |  |  | 0 | 0 | 0 |  |  | 0 |  | 14 |  | 0 |  |  | 0 |  | 0 |  |  | 0 |  | 0 |  |  | 0 | 0 | 0 |  |  | 0 |  | 21 |  | 0 |  |  | 0 |  | 0 |  |  | 0
[6 empty] | 0 |  |  |  |  | X | X | X | X | X |  |  |  | ballast replacement | [11 empty] | 60000 | [6 empty] | ballast replacement | [11 empty] | 60000 | [15 empty] | 14 |  | 0 |  |  | 0 |  | 0 |  |  | 0 | [11 empty] | 21 |  | 0 |  |  | 0 |  | 0 |  |  | 0
[6 empty] | 0 |  |  |  |  | X | X | X | X | X |  |  |  | Rool-up Door includes lamp replacement | Zone 3 | 0.192 | 750 | 0 | 0 | 20 | 3.84 | LED-Wall-86 LPW-7700 lm | 83 | 0.046265 | 1 | 60000 | 0 | 0 |  |  | 0 |  | Rool-up Door includes lamp replacement | Zone 3 | 0.192 | 500 | 0 | 0 | 21 | 4.032 | LED-Wall-101 LPW-8000 lm | 83 | 0.048578 | 1 | 60000 | 0 | 0 |  | 0 |  | 0 |  |  | 0 | 0 | 0 |  |  | 0 |  | 14 |  | 0 |  |  | 0 |  | 0 |  |  | 0 |  | 0 |  |  | 0 | 0 | 0 |  |  | 0 |  | 21 |  | 0 |  |  | 0 |  | 0 |  |  | 0
[6 empty] | 0 |  |  |  |  | X | X | X | X | X |  |  |  | ballast replacement | [11 empty] | 60000 | [6 empty] | ballast replacement | [11 empty] | 60000 | [15 empty] | 14 |  | 0 |  |  | 0 |  | 0 |  |  | 0 | [11 empty] | 21 |  | 0 |  |  | 0 |  | 0 |  |  | 0
[6 empty] | 0 |  |  |  |  | X | X | X | X | X | [10 empty] | 1353.84 | [18 empty] | 949.032
[6 empty] | X |  |  |  |  | X | X | X | X | X |  |  |  | Main Door includes lamp replacement | Zone 4 | 10.44 | 1300 | 0 | 0 | 30 | 313.2 | LED-Wall-86 LPW-7700 lm | 83 | 3.7735 | 1 | 60000 | 0 | 0 |  |  | 1 |  | Main Door includes lamp replacement | Zone 4 | 10.44 | 900 | 0 | 0 | 21 | 219.24 | LED-Wall-101 LPW-8000 lm | 83 | 2.6414 | 1 | 60000 | 0 | 0 |  | 1 |  | 1973.5373 |  |  | 194.3349 | 0 | 1137.2942 | 1.9062 |  | 3305.1665 |  | 14 |  | 0 |  |  | 0 |  | 0 |  |  | 0 |  | 1282.4219 |  |  | 136.0345 | 0 | 748.4411 |  |  | 2166.8975 |  | 21 |  | 0 |  |  | 0 |  | 0 |  |  | 0 | -1138.2691 | 0
[6 empty] | X |  |  |  |  | X | X | X | X | X |  |  |  | ballast replacement | [11 empty] | 60000 | [6 empty] | ballast replacement | [11 empty] | 60000 | [15 empty] | 14 |  | 986.7687 |  |  | 320.6527 |  | 970.6406 |  |  | 2278.0619 | [11 empty] | 21 |  | 641.211 |  |  | 224.4569 |  | 648.28 |  |  | 1513.9478 | 0 | -764.1141
[6 empty] | X |  |  |  |  | X | X | X | X | X |  |  |  | Other Doors - includes lamp replacement | Zone 4 | 34.56 | 0 | 0 | 0 | 30 | 1036.8 | LED-Wall-86 LPW-7700 lm | 83 | 12.4916 | 1 | 60000 | 0 | 0 |  |  | 1 |  | Other Doors - includes lamp replacement | Zone 4 | 34.56 | 0 | 0 | 0 | 21 | 725.76 | LED-Wall-101 LPW-8000 lm | 83 | 8.7441 | 1 | 60000 | 0 | 0 |  | 1 |  | 6533.0892 |  |  | 643.3157 | 0 | 3764.8361 | 1.9062 |  | 10941.2409 |  | 14 |  | 0 |  |  | 0 |  | 0 |  |  | 0 |  | 4245.2588 |  |  | 450.321 | 0 | 2477.598 |  |  | 7173.1778 |  | 21 |  | 0 |  |  | 0 |  | 0 |  |  | 0 | -3768.0631 | 0
[6 empty] | X |  |  |  |  | X | X | X | X | X |  |  |  | ballast replacement | [11 empty] | 60000 | [6 empty] | ballast replacement | [11 empty] | 60000 | [15 empty] | 14 |  | 3266.5446 |  |  | 1061.4708 |  | 3213.1551 |  |  | 7541.1705 | [11 empty] | 21 |  | 2122.6294 |  |  | 743.0296 |  | 2146.0304 |  |  | 5011.6894 | 0 | -2529.4811
[6 empty] | X |  |  |  |  | X | X | X | X | X |  |  |  | Rool-up Door includes lamp replacement | Zone 4 | 0.192 | 600 | 0 | 0 | 20 | 3.84 | LED-Wall-86 LPW-7700 lm | 83 | 0.046265 | 1 | 60000 | 0 | 0 |  |  | 1 |  | Rool-up Door includes lamp replacement | Zone 4 | 0.192 | 400 | 0 | 0 | 21 | 4.032 | LED-Wall-101 LPW-8000 lm | 83 | 0.048578 | 1 | 60000 | 0 | 0 |  | 1 |  | 24.1966 |  |  | 2.3827 | 0 | 13.9438 | 1.9062 |  | 40.5231 |  | 14 |  | 0 |  |  | 0 |  | 0 |  |  | 0 |  | 23.5848 |  |  | 2.5018 | 0 | 13.7644 |  |  | 39.851 |  | 21 |  | 0 |  |  | 0 |  | 0 |  |  | 0 | -0.67213 | 0
[6 empty] | X |  |  |  |  | X | X | X | X | X |  |  |  | ballast replacement | [11 empty] | 60000 | [6 empty] | ballast replacement | [11 empty] | 60000 | [15 empty] | 14 |  | 12.0983 |  |  | 3.9314 |  | 11.9006 |  |  | 27.9303 | [11 empty] | 21 |  | 11.7924 |  |  | 4.1279 |  | 11.9224 |  |  | 27.8427 | 0 | -0.087542
[6 empty] | X |  |  |  |  | X | X | X | X | X | [10 empty] | 1353.84 | [18 empty] | 949.032 | [53 empty] | 0 | 0
[6 empty] | X |  |  |  |  | X | X | X | X | X | [83 empty] | 0 | 0
[6 empty] | X |  |  |  |  | X | X | X | X | X |  |  |  | Façade |  | area, ft2 | [16 empty] | Façade |  | area, ft2 | [58 empty] | 0 | 0
[6 empty] | X |  |  |  |  | X | X | X | X | X |  |  |  | includes lamp replacement | zone 2 | 14319 | 600 | 0 | 0 | 0.1 | 1431.9 | LED-FLD-134 LPW-5600 lm | 39 | 36.7154 | 1 | 100000 | 0 | 0 |  |  | 0 |  | includes lamp replacement | zone 2 | 14319 | 400 | 0 | 0 | 0.1 | 1431.9 | LED-FLD-134 LPW-5600 lm | 39 | 36.7154 | 1 | 100000 | 0 | 0 |  | 0 |  | 0 |  |  | 0 | 0 | 0 |  |  | 0 |  | 23 |  | 0 |  |  | 0 |  | 0 |  |  | 0 |  | 0 |  |  | 0 | 0 | 0 |  |  | 0 |  | 35 |  | 0 |  |  | 0 |  | 0 |  |  | 0 | 0 | 0
[6 empty] | X |  |  |  |  | X | X | X | X | X |  |  |  | ballast replacement | [11 empty] | 100000 | [6 empty] | ballast replacement | [11 empty] | 100000 | [15 empty] | 23 |  | 0 |  |  | 0 |  | 0 |  |  | 0 | [11 empty] | 35 |  | 0 |  |  | 0 |  | 0 |  |  | 0 | 0 | 0
[6 empty] | X |  |  |  |  | X | X | X | X | X |  |  |  |  | zone 3 | 14319 | 750 | 0 | 0 | 0.15 | 2147.85 | LED-FLD-134 LPW-5600 lm | 39 | 55.0731 | 1 | 100000 | 0 | 0 |  |  | 0 |  | " " | zone 3 | 14319 | 500 | 0 | 0 | 0.15 | 2147.85 | LED-FLD-134 LPW-5600 lm | 39 | 55.0731 | 1 | 100000 | 0 | 0 |  | 0 |  | 0 |  |  | 0 | 0 | 0 |  |  | 0 |  | 23 |  | 0 |  |  | 0 |  | 0 |  |  | 0 |  | 0 |  |  | 0 | 0 | 0 |  |  | 0 |  | 35 |  | 0 |  |  | 0 |  | 0 |  |  | 0 | 0 | 0
[6 empty] | X |  |  |  |  | X | X | X | X | X | [15 empty] | 100000 | [6 empty] | " " | [11 empty] | 100000 | [15 empty] | 23 |  | 0 |  |  | 0 |  | 0 |  |  | 0 | [11 empty] | 35 |  | 0 |  |  | 0 |  | 0 |  |  | 0 | 0 | 0
[6 empty] | X |  |  |  |  | X | X | X | X | X |  |  |  |  | zone 4 | 14319 | 1300 | 0 | 0 | 0.2 | 2863.8 | LED-FLD-134 LPW-5600 lm | 39 | 73.4308 | 1 | 100000 | 0 | 0 |  |  | 1 |  | " " | zone 4 | 14319 | 900 | 0 | 0 | 0.2 | 2863.8 | LED-FLD-134 LPW-5600 lm | 39 | 73.4308 | 1 | 100000 | 0 | 0 |  | 1 |  | 37802.16 |  |  | 7563.3692 | 0 | 25492.7416 | 1.7795 |  | 70858.2709 |  | 23 |  | 0 |  |  | 0 |  | 0 |  |  | 0 |  | 37802.16 |  |  | 7563.3692 | 0 | 25492.7416 |  |  | 70858.2709 |  | 35 |  | 0 |  |  | 0 |  | 0 |  |  | 0 | 0 | 0
[6 empty] | X |  |  |  |  | X | X | X | X | X | [15 empty] | 100000 | [6 empty] | " " | [11 empty] | 100000 | [15 empty] | 23 |  | 18901.08 |  |  | 12479.5592 |  | 25502.8386 |  |  | 56883.4778 | [11 empty] | 35 |  | 18901.08 |  |  | 12479.5592 |  | 25502.8386 |  |  | 56883.4778 | 0 | 0
[6 empty] | X |  |  |  |  | X | X | X | X | X
[7 empty] | X |  |  |  | X | X | X | X | X |  |  |  | Standalone Retail | [18 empty] | Standalone Retail | [16 empty] | Standalone Retail | [10 empty] | Standalone Retail | [21 empty] | Standalone Retail | [9 empty] | Standalone Retail | -36023.478 | -12325.6192
[7 empty] | X |  |  |  | X | X | X | X | X
[7 empty] | X |  |  |  | X | X | X | X | X |  |  |  | Zone 2 |  |  | 600 | 0 | 0 | [7 empty] | 0 | [8 empty] | 400 | 0 | 0
[7 empty] | X |  |  |  | X | X | X | X | X |  |  |  | Zone 3 |  |  | 750 | 0 | 0 | [16 empty] | 500 | 0 | 0
[7 empty] | X |  |  |  | X | X | X | X | X |  |  |  | Zone 4 |  |  | 1300 | 0 | 0 | [16 empty] | 900 | 0 | 0
[7 empty] | X |  |  |  | X | X | X | X | X |  |  |  | Area required per space |  | 325 | [16 empty] | Area required per space |  | 325
[7 empty] | X |  |  |  | X | X | X | X | X |  |  |  | # of Parking Spaces |  | 107.7446 | [16 empty] | # of Parking Spaces |  | 107.7446
[7 empty] | X |  |  |  | X | X | X | X | X |  |  |  | # of spaces per fixture |  | 20 | [16 empty] | # of spaces per fixture |  | 20
[7 empty] | X |  |  |  | X | X | X | X | X |  |  |  | # of Fixtures | 0 | 5.3872 | [16 empty] | # of Fixtures | 0 | 5.3872
[7 empty] | X |  |  |  | X | X | X | X | X |  |  |  | Parking |  | area, ft2 | [16 empty] | Parking |  | area, ft2
[7 empty] | X |  |  |  | X | X | X | X | X |  |  |  | includes lamp replacement | zone 2 | 35017 | 600 | 0 | 0 | 0.06 | 2101.02 | LED-PK-92 LPW-13000 lm | 141 | 14.9009 | 1 | 100000 | 7 | 30 | 193.6452 |  | 0.5 |  | includes lamp replacement | zone 2 | 35017 | 400 | 0 | 0 | 0.04 | 1400.68 | LED-PK-109 LPW-14500 lm | 134 | 10.4528 | 1 | 100000 | 5 | 30 | 374.6338 | 0.5 |  | 12192.0254 |  |  | 2771.4564 | 189.875 | 8597.2945 | 1.7626 |  | 23750.6512 |  | 23 |  | 0 |  |  | 0 |  | 0 |  |  | 0 |  | 10102.0071 |  |  | 1088.2849 | 135.625 | 5950.8719 |  |  | 17276.7889 |  | 35 |  | 0 |  |  | 0 |  | 0 |  |  | 0 | -6473.8623 | 0
[7 empty] | X |  |  |  | X | X | X | X | X |  |  |  | ballast replacement | [11 empty] | 50000 | [6 empty] | ballast replacement | [11 empty] | 50000 | [15 empty] | 11 |  | 1158.5412 |  |  | 633.0999 |  | 1419.4405 |  |  | 3211.0815 | [11 empty] | 18 |  | 812.708 |  |  | 444.1149 |  | 995.7269 |  |  | 2252.5497 | 0 | -958.5318
[7 empty] | X |  |  |  | X | X | X | X | X |  |  |  |  | zone 3 | 35017 | 750 | 0 | 0 | 0.1 | 3501.7 | LED-PK-92 LPW-13000 lm | 141 | 24.8348 | 1 | 100000 | 12 | 30 | 193.6452 |  | 0.5 |  |  | zone 3 | 35017 | 500 | 0 | 0 | 0.06 | 2101.02 | LED-PK-109 LPW-14500 lm | 134 | 15.6793 | 1 | 100000 | 8 | 30 | 361.2172 | 0.5 |  | 20535.5137 |  |  | 4573.1357 | 325.5 | 14390.7408 | 1.7674 |  | 39824.8902 |  | 23 |  | 0 |  |  | 0 |  | 0 |  |  | 0 |  | 15472.7799 |  |  | 1594.7867 | 217 | 9047.7451 |  |  | 26332.3116 |  | 35 |  | 0 |  |  | 0 |  | 0 |  |  | 0 | -13492.5786 | 0
[7 empty] | X |  |  |  | X | X | X | X | X | [15 empty] | 50000 | [18 empty] | 50000 | [15 empty] | 11 |  | 1930.902 |  |  | 1055.1665 |  | 2365.7341 |  |  | 5351.8026 | [11 empty] | 18 |  | 1219.062 |  |  | 666.1723 |  | 1493.5903 |  |  | 3378.8246 | 0 | -1972.978
[7 empty] | X |  |  |  | X | X | X | X | X |  |  |  |  | zone 4 | 35017 | 1300 | 0 | 0 | 0.13 | 4552.21 | LED-PK-92 LPW-13000 lm | 141 | 32.2852 | 1 | 100000 | 16 | 30 | 193.6452 |  | 0 |  |  | zone 4 | 35017 | 900 | 0 | 0 | 0.08 | 2801.36 | LED-PK-109 LPW-14500 lm | 134 | 20.9057 | 1 | 100000 | 10 | 30 | 0 | 0 |  | 0 |  |  | 0 | 0 | 0 |  |  | 0 |  | 23 |  | 0 |  |  | 0 |  | 0 |  |  | 0 |  | 0 |  |  | 0 | 0 | 0 |  |  | 0 |  | 35 |  | 0 |  |  | 0 |  | 0 |  |  | 0 | 0 | 0
[7 empty] | X |  |  |  | X | X | X | X | X | [15 empty] | 50000 | [18 empty] | 50000 | [15 empty] | 11 |  | 0 |  |  | 0 |  | 0 |  |  | 0 | [11 empty] | 18 |  | 0 |  |  | 0 |  | 0 |  |  | 0 | 0 | 0
[7 empty] | X |  |  |  | X | X | X | X | X | [83 empty] | 0 | 0
[7 empty] | X |  |  |  | X | X | X | X | X |  |  |  | Doors |  | linear feet, ft | [16 empty] | Doors |  | linear feet, ft | [58 empty] | 0 | 0
[7 empty] | X |  |  |  | X | X | X | X | X |  |  |  | includes lamp replacement | zone 2 | 7.4085 | 600 | 0 | 0 | 20 | 148.17 | LED-Wall-85 LPW-2300 lm | 26 | 5.6988 | 1 | 100000 | 0 | 0 |  |  | 0.5 |  | includes lamp replacement | zone 2 | 7.4085 | 400 | 0 | 0 | 14 | 103.719 | LED-Wall-101 LPW-2800 lm | 28 | 3.7043 | 1 | 100000 | 0 | 0 |  | 0.5 |  | 1786.5883 |  |  | 146.7453 | 0 | 1001.3871 | 1.9307 |  | 2934.7206 |  | 23 |  | 0 |  |  | 0 |  | 0 |  |  | 0 |  | 1252.0365 |  |  | 47.6922 | 0 | 648.5262 |  |  | 1948.2549 |  | 35 |  | 0 |  |  | 0 |  | 0 |  |  | 0 | -986.4657 | 0
[7 empty] | X |  |  |  | X | X | X | X | X |  |  |  | ballast replacement | [11 empty] | 100000 | [6 empty] | ballast replacement | [11 empty] | 100000 | [15 empty] | 23 |  | 893.2941 |  |  | 242.1297 |  | 826.1919 |  |  | 1961.6158 | [11 empty] | 35 |  | 626.0182 |  |  | 157.3843 |  | 565.5814 |  |  | 1348.984 | 0 | -612.6318
[7 empty] | X |  |  |  | X | X | X | X | X |  |  |  | Other Doors - includes lamp replacement | zone 2 | 21.6921 | 750 | 0 | 0 | 20 | 433.8418 | LED-Wall-85 LPW-2300 lm | 26 | 16.6862 | 1 | 100000 | 0 | 0 |  |  | 0.5 |  | Other Doors - includes lamp replacement | zone 2 | 21.6921 | 500 | 0 | 0 | 14 | 303.6892 | LED-Wall-101 LPW-2800 lm | 28 | 10.846 | 1 | 100000 | 0 | 0 |  | 0.5 |  | 5231.1305 |  |  | 429.6702 | 0 | 2932.0614 | 1.9307 |  | 8592.8621 |  | 23 |  | 0 |  |  | 0 |  | 0 |  |  | 0 |  | 3665.9629 |  |  | 139.6428 | 0 | 1898.8848 |  |  | 5704.4905 |  | 35 |  | 0 |  |  | 0 |  | 0 |  |  | 0 | -2888.3716 | 0
[7 empty] | X |  |  |  | X | X | X | X | X |  |  |  | ballast replacement | [11 empty] | 100000 | [6 empty] | ballast replacement | [11 empty] | 100000 | [15 empty] | 23 |  | 2615.5652 |  |  | 708.9558 |  | 2419.09 |  |  | 5743.611 | [11 empty] | 35 |  | 1832.9814 |  |  | 460.8213 |  | 1656.0225 |  |  | 3949.8252 | 0 | -1793.7858
[7 empty] | X |  |  |  | X | X | X | X | X |  |  |  | Rool-up Door includes lamp replacement | zone 2 | 45.4388 | 1300 | 0 | 0 | 20 | 908.776 | LED-Wall-85 LPW-2300 lm | 26 | 34.9529 | 1 | 100000 | 0 | 0 |  |  | 0.5 |  | Rool-up Door includes lamp replacement | zone 2 | 45.4388 | 900 | 0 | 0 | 14 | 636.1432 | LED-Wall-101 LPW-2800 lm | 28 | 22.7194 | 1 | 100000 | 0 | 0 |  | 0.5 |  | 10957.7414 |  |  | 900.0378 | 0 | 6141.8408 | 1.9307 |  | 17999.62 |  | 23 |  | 0 |  |  | 0 |  | 0 |  |  | 0 |  | 7679.1572 |  |  | 292.5123 | 0 | 3977.6275 |  |  | 11949.297 |  | 35 |  | 0 |  |  | 0 |  | 0 |  |  | 0 | -6050.323 | 0
[7 empty] | X |  |  |  | X | X | X | X | X |  |  |  | ballast replacement | [11 empty] | 100000 | [6 empty] | ballast replacement | [11 empty] | 100000 | [15 empty] | 23 |  | 5478.8707 |  |  | 1485.0623 |  | 5067.3105 |  |  | 12031.2435 | [11 empty] | 35 |  | 3839.5786 |  |  | 965.2905 |  | 3468.8995 |  |  | 8273.7686 | 0 | -3757.4749
[7 empty] | X |  |  |  | X | X | X | X | X | [10 empty] | 1490.7878 | [18 empty] | 1043.5514 | [53 empty] | 0 | 0
[7 empty] | X |  |  |  | X | X | X | X | X |  |  |  | includes lamp replacement | zone 3 | 7.4085 | 750 | 0 | 0 | 30 | 222.255 | LED-Wall-85 LPW-2300 lm | 26 | 8.5483 | 1 | 100000 | 0 | 0 |  |  | 0.5 |  | " " | zone 3 | 7.4085 | 500 | 0 | 0 | 21 | 155.5785 | LED-Wall-101 LPW-2800 lm | 28 | 5.5564 | 1 | 100000 | 0 | 0 |  | 0.5 |  | 2679.8824 |  |  | 220.1179 | 0 | 1502.0806 | 1.9307 |  | 4402.081 |  | 23 |  | 0 |  |  | 0 |  | 0 |  |  | 0 |  | 1878.0548 |  |  | 71.5383 | 0 | 972.7893 |  |  | 2922.3824 |  | 35 |  | 0 |  |  | 0 |  | 0 |  |  | 0 | -1479.6986 | 0
[7 empty] | X |  |  |  | X | X | X | X | X |  |  |  | ballast replacement | [11 empty] | 100000 | [6 empty] | " " | [11 empty] | 100000 | [15 empty] | 23 |  | 1339.9412 |  |  | 363.1946 |  | 1239.2879 |  |  | 2942.4237 | [11 empty] | 35 |  | 939.0274 |  |  | 236.0765 |  | 848.3722 |  |  | 2023.476 | 0 | -918.9477
[7 empty] | X |  |  |  | X | X | X | X | X |  |  |  | Other Doors - includes lamp replacement | Zone 3 | 21.6921 | 600 | 0 | 0 | 30 | 650.7626 | LED-Wall-85 LPW-2300 lm | 26 | 25.0293 | 1 | 100000 | 0 | 0 |  |  | 0.5 |  | Other Doors - includes lamp replacement | Zone 3 | 21.6921 | 400 | 0 | 0 | 21 | 455.5338 | LED-Wall-101 LPW-2800 lm | 28 | 16.2691 | 1 | 100000 | 0 | 0 |  | 0.5 |  | 7846.6957 |  |  | 644.5053 | 0 | 4398.0921 | 1.9307 |  | 12889.2931 |  | 23 |  | 0 |  |  | 0 |  | 0 |  |  | 0 |  | 5498.9443 |  |  | 209.4642 | 0 | 2848.3272 |  |  | 8556.7357 |  | 35 |  | 0 |  |  | 0 |  | 0 |  |  | 0 | -4332.5574 | 0
[7 empty] | X |  |  |  | X | X | X | X | X |  |  |  | ballast replacement | [11 empty] | 100000 | [6 empty] | ballast replacement | [11 empty] | 100000 | [15 empty] | 23 |  | 3923.3478 |  |  | 1063.4338 |  | 3628.635 |  |  | 8615.4165 | [11 empty] | 35 |  | 2749.4722 |  |  | 691.2319 |  | 2484.0337 |  |  | 5924.7378 | 0 | -2690.6787
[7 empty] | X |  |  |  | X | X | X | X | X |  |  |  | Rool-up Door includes lamp replacement | Zone 3 | 45.4388 | 750 | 0 | 0 | 20 | 908.776 | LED-Wall-85 LPW-2300 lm | 26 | 34.9529 | 1 | 100000 | 0 | 0 |  |  | 0.5 |  | Rool-up Door includes lamp replacement | Zone 3 | 45.4388 | 500 | 0 | 0 | 21 | 954.2148 | LED-Wall-101 LPW-2800 lm | 28 | 34.0791 | 1 | 100000 | 0 | 0 |  | 0.5 |  | 10957.7414 |  |  | 900.0378 | 0 | 6141.8408 | 1.9307 |  | 17999.62 |  | 23 |  | 0 |  |  | 0 |  | 0 |  |  | 0 |  | 11518.7358 |  |  | 438.7684 | 0 | 5966.4413 |  |  | 17923.9455 |  | 35 |  | 0 |  |  | 0 |  | 0 |  |  | 0 | -75.6745 | 0
[7 empty] | X |  |  |  | X | X | X | X | X |  |  |  | ballast replacement | [11 empty] | 100000 | [6 empty] | ballast replacement | [11 empty] | 100000 | [15 empty] | 23 |  | 5478.8707 |  |  | 1485.0623 |  | 5067.3105 |  |  | 12031.2435 | [11 empty] | 35 |  | 5759.3679 |  |  | 1447.9358 |  | 5203.3493 |  |  | 12410.653 | 0 | 379.4095
[7 empty] | X |  |  |  | X | X | X | X | X | [10 empty] | 1781.7936 | [18 empty] | 1565.3271 | [53 empty] | 0 | 0
[7 empty] | X |  |  |  | X | X | X | X | X |  |  |  | includes lamp replacement | zone 4 | 7.4085 | 1300 | 0 | 0 | 30 | 222.255 | LED-Wall-85 LPW-2300 lm | 26 | 8.5483 | 1 | 100000 | 0 | 0 |  |  | 0 |  | " " | zone 4 | 7.4085 | 900 | 0 | 0 | 21 | 155.5785 | LED-Wall-101 LPW-2800 lm | 28 | 5.5564 | 1 | 100000 | 0 | 0 |  | 0 |  | 0 |  |  | 0 | 0 | 0 |  |  | 0 |  | 23 |  | 0 |  |  | 0 |  | 0 |  |  | 0 |  | 0 |  |  | 0 | 0 | 0 |  |  | 0 |  | 35 |  | 0 |  |  | 0 |  | 0 |  |  | 0 | 0 | 0
[7 empty] | X |  |  |  | X | X | X | X | X |  |  |  | ballast replacement | [11 empty] | 100000 | [6 empty] | " " | [11 empty] | 100000 | [15 empty] | 23 |  | 0 |  |  | 0 |  | 0 |  |  | 0 | [11 empty] | 35 |  | 0 |  |  | 0 |  | 0 |  |  | 0 | 0 | 0
[7 empty] | X |  |  |  | X | X | X | X | X |  |  |  | Other Doors - includes lamp replacement | Zone 4 | 21.6921 | 750 | 0 | 0 | 30 | 650.7626 | LED-Wall-85 LPW-2300 lm | 26 | 25.0293 | 1 | 100000 | 0 | 0 |  |  | 0 |  | Other Doors - includes lamp replacement | Zone 4 | 21.6921 | 500 | 0 | 0 | 21 | 455.5338 | LED-Wall-101 LPW-2800 lm | 28 | 16.2691 | 1 | 100000 | 0 | 0 |  | 0 |  | 0 |  |  | 0 | 0 | 0 |  |  | 0 |  | 23 |  | 0 |  |  | 0 |  | 0 |  |  | 0 |  | 0 |  |  | 0 | 0 | 0 |  |  | 0 |  | 35 |  | 0 |  |  | 0 |  | 0 |  |  | 0 | 0 | 0
[7 empty] | X |  |  |  | X | X | X | X | X |  |  |  | ballast replacement | [11 empty] | 100000 | [6 empty] | ballast replacement | [11 empty] | 100000 | [15 empty] | 23 |  | 0 |  |  | 0 |  | 0 |  |  | 0 | [11 empty] | 35 |  | 0 |  |  | 0 |  | 0 |  |  | 0 | 0 | 0
[7 empty] | X |  |  |  | X | X | X | X | X |  |  |  | Rool-up Door includes lamp replacement | Zone 4 | 45.4388 | 600 | 0 | 0 | 20 | 908.776 | LED-Wall-85 LPW-2300 lm | 26 | 34.9529 | 1 | 100000 | 0 | 0 |  |  | 0 |  | Rool-up Door includes lamp replacement | Zone 4 | 45.4388 | 400 | 0 | 0 | 21 | 954.2148 | LED-Wall-101 LPW-2800 lm | 28 | 34.0791 | 1 | 100000 | 0 | 0 |  | 0 |  | 0 |  |  | 0 | 0 | 0 |  |  | 0 |  | 23 |  | 0 |  |  | 0 |  | 0 |  |  | 0 |  | 0 |  |  | 0 | 0 | 0 |  |  | 0 |  | 35 |  | 0 |  |  | 0 |  | 0 |  |  | 0 | 0 | 0
[7 empty] | X |  |  |  | X | X | X | X | X |  |  |  | ballast replacement | [11 empty] | 100000 | [6 empty] | ballast replacement | [11 empty] | 100000 | [15 empty] | 23 |  | 0 |  |  | 0 |  | 0 |  |  | 0 | [11 empty] | 35 |  | 0 |  |  | 0 |  | 0 |  |  | 0 | 0 | 0
[7 empty] | X |  |  |  | X | X | X | X | X | [10 empty] | 1781.7936 | [18 empty] | 1565.3271 | [53 empty] | 0 | 0
[7 empty] | X |  |  |  | X | X | X | X | X | [83 empty] | 0 | 0
[7 empty] | X |  |  |  | X | X | X | X | X |  |  |  | Façade |  | area, ft2 | [16 empty] | Façade |  | area, ft2 | [58 empty] | 0 | 0
[7 empty] | X |  |  |  | X | X | X | X | X |  |  |  | includes lamp replacement | zone 2 | 964 | 600 | 0 | 0 | 0.1 | 96.4 | LED-Flood-104 LPD-2600 lm | 25 | 3.856 | 1 | 100000 | 0 | 0 |  |  | 0.5 |  | includes lamp replacement | zone 2 | 964 | 400 | 0 | 0 | 0.1 | 96.4 | LED-Flood-104 LPD-2600 lm | 25 | 3.856 | 1 | 100000 | 0 | 0 |  | 0.5 |  | 510.92 |  |  | 99.292 | 0 | 341.7199 | 1.7857 |  | 951.9319 |  | 23 |  | 0 |  |  | 0 |  | 0 |  |  | 0 |  | 510.92 |  |  | 49.646 | 0 | 293.7873 |  |  | 854.3533 |  | 35 |  | 0 |  |  | 0 |  | 0 |  |  | 0 | -97.5786 | 0
[7 empty] | X |  |  |  | X | X | X | X | X |  |  |  | ballast replacement | [11 empty] | 100000 | [6 empty] | ballast replacement | [11 empty] | 100000 | [15 empty] | 23 |  | 255.46 |  |  | 163.8318 |  | 339.4122 |  |  | 758.704 | [11 empty] | 35 |  | 255.46 |  |  | 163.8318 |  | 339.4122 |  |  | 758.704 | 0 | 0
[7 empty] | X |  |  |  | X | X | X | X | X |  |  |  |  | zone 3 | 964 | 750 | 0 | 0 | 0.15 | 144.6 | LED-Flood-104 LPD-2600 lm | 25 | 5.784 | 1 | 100000 | 0 | 0 |  |  | 0.5 |  | " " | zone 3 | 964 | 500 | 0 | 0 | 0.15 | 144.6 | LED-Flood-104 LPD-2600 lm | 25 | 5.784 | 1 | 100000 | 0 | 0 |  | 0.5 |  | 766.38 |  |  | 148.938 | 0 | 512.5799 | 1.7857 |  | 1427.8979 |  | 23 |  | 0 |  |  | 0 |  | 0 |  |  | 0 |  | 766.38 |  |  | 74.469 | 0 | 440.681 |  |  | 1281.53 |  | 35 |  | 0 |  |  | 0 |  | 0 |  |  | 0 | -146.3679 | 0
[7 empty] | X |  |  |  | X | X | X | X | X | [15 empty] | 100000 | [6 empty] | " " | [11 empty] | 100000 | [15 empty] | 23 |  | 383.19 |  |  | 245.7477 |  | 509.1183 |  |  | 1138.056 | [11 empty] | 35 |  | 383.19 |  |  | 245.7477 |  | 509.1183 |  |  | 1138.056 | 0 | 0
[7 empty] | X |  |  |  | X | X | X | X | X |  |  |  |  | zone 4 | 964 | 1300 | 0 | 0 | 0.2 | 192.8 | LED-Flood-104 LPD-2600 lm | 25 | 7.712 | 1 | 100000 | 0 | 0 |  |  | 0 |  | " " | zone 4 | 964 | 900 | 0 | 0 | 0.2 | 192.8 | LED-Flood-104 LPD-2600 lm | 25 | 7.712 | 1 | 100000 | 0 | 0 |  | 0 |  | 0 |  |  | 0 | 0 | 0 |  |  | 0 |  | 23 |  | 0 |  |  | 0 |  | 0 |  |  | 0 |  | 0 |  |  | 0 | 0 | 0 |  |  | 0 |  | 35 |  | 0 |  |  | 0 |  | 0 |  |  | 0 | 0 | 0
[7 empty] | X |  |  |  | X | X | X | X | X | [15 empty] | 100000 | [6 empty] | " " | [11 empty] | 100000 | [15 empty] | 23 |  | 0 |  |  | 0 |  | 0 |  |  | 0 | [11 empty] | 35 |  | 0 |  |  | 0 |  | 0 |  |  | 0 | 0 | 0
[7 empty] | X |  |  |  | X | X | X | X | X
[8 empty] | X |  |  | X | X | X | X | X |  |  |  | Primary School | [18 empty] | Primary School | [16 empty] | Primary School | [10 empty] | Primary School | [10 empty] | Primary School | [10 empty] | Primary School | [9 empty] | Primary School | -16183.9555 | -15200.2899
[8 empty] | X |  |  | X | X | X | X | X
[8 empty] | X |  |  | X | X | X | X | X | [6 empty] | 600 | 0 | 0 | [7 empty] | 0 |  |  |  | 1 |  |  |  |  | 400 | 0 | 0
[8 empty] | X |  |  | X | X | X | X | X | [6 empty] | 750 | 0 | 0 | [16 empty] | 500 | 0 | 0
[8 empty] | X |  |  | X | X | X | X | X | [6 empty] | 1300 | 0 | 0 | [16 empty] | 900 | 0 | 0
[8 empty] | X |  |  | X | X | X | X | X |  |  |  | Area required per space |  | 325 | [16 empty] | Area required per space |  | 325
[8 empty] | X |  |  | X | X | X | X | X |  |  |  | # of Parking Spaces |  | 45.2862 | [16 empty] | # of Parking Spaces |  | 45.2862
[8 empty] | X |  |  | X | X | X | X | X |  |  |  | # of spaces per fixture |  | 20 | [16 empty] | # of spaces per fixture |  | 20
[8 empty] | X |  |  | X | X | X | X | X |  |  |  | # of Fixtures | 0 | 2.2643 | [16 empty] | # of Fixtures | 0 | 2.2643
[8 empty] | X |  |  | X | X | X | X | X |  |  |  | Parking |  | area, ft2 | [16 empty] | Parking |  | area, ft2 | [32 empty] | 0
[8 empty] | X |  |  | X | X | X | X | X |  |  |  | includes lamp replacement | zone 2 | 14718 | 600 | 0 | 0 | 0.06 | 883.08 | LED-PK-85 LPW-6600 lm | 73 | 12.097 | 1 | 100000 | 6 | 21 | 168.9465 |  | 1 |  | includes lamp replacement | zone 2 | 14718 | 400 | 0 | 0 | 0.04 | 588.72 | LED-PK-91 LPW-5600 lm | 59 | 9.9783 | 1 | 100000 | 5 | 21 | 277.555 | 1 |  | 14992.9061 |  |  | 4396.8478 | 293.1 | 11544.103 | 1.705 |  | 31226.9569 |  | 23 |  | 0 |  |  | 0 |  | 0 |  |  | 0 |  | 11997.7083 |  |  | 3893.2079 | 244.25 | 9602.4867 |  |  | 25737.6529 |  | 35 |  | 0 |  |  | 0 |  | 0 |  |  | 0 | -5489.304 | 0
[8 empty] | X |  |  | X | X | X | X | X |  |  |  | ballast replacement | [11 empty] | 100000 | [6 empty] | ballast replacement | [11 empty] | 50000 | [15 empty] | 23 |  | 3556.514 |  |  | 3045.7904 |  | 5559.3883 |  |  | 12161.6927 | [11 empty] | 18 |  | 1551.6264 |  |  | 847.9065 |  | 1901.0471 |  |  | 4300.58 | 0 | -7861.1127
[8 empty] | X |  |  | X | X | X | X | X |  |  |  |  | zone 3 | 14718 | 750 | 0 | 0 | 0.1 | 1471.8 | LED-PK-85 LPW-6600 lm | 73 | 20.1616 | 1 | 100000 | 10 | 21 | 168.9465 |  | 0 |  | " " | zone 3 | 14718 | 500 | 0 | 0 | 0.06 | 883.08 | LED-PK-91 LPW-5600 lm | 59 | 14.9675 | 1 | 100000 | 7 | 21 | 0 | 0 |  | 0 |  |  | 0 | 0 | 0 |  |  | 0 |  | 23 |  | 0 |  |  | 0 |  | 0 |  |  | 0 |  | 0 |  |  | 0 | 0 | 0 |  |  | 0 |  | 35 |  | 0 |  |  | 0 |  | 0 |  |  | 0 | 0 | 0
[8 empty] | X |  |  | X | X | X | X | X | [15 empty] | 100000 | [6 empty] | " " | [11 empty] | 50000 | [15 empty] | 23 |  | 0 |  |  | 0 |  | 0 |  |  | 0 | [11 empty] | 18 |  | 0 |  |  | 0 |  | 0 |  |  | 0 | 0 | 0
[8 empty] | X |  |  | X | X | X | X | X |  |  |  |  | zone 4 | 14718 | 1300 | 0 | 0 | 0.13 | 1913.34 | LED-PK-85 LPW-6600 lm | 73 | 26.2101 | 1 | 100000 | 13 | 21 | 168.9465 |  | 0 |  | " " | zone 4 | 14718 | 900 | 0 | 0 | 0.08 | 1177.44 | LED-PK-91 LPW-5600 lm | 59 | 19.9566 | 1 | 100000 | 10 | 21 | 0 | 0 |  | 0 |  |  | 0 | 0 | 0 |  |  | 0 |  | 23 |  | 0 |  |  | 0 |  | 0 |  |  | 0 |  | 0 |  |  | 0 | 0 | 0 |  |  | 0 |  | 35 |  | 0 |  |  | 0 |  | 0 |  |  | 0 | 0 | 0
[8 empty] | X |  |  | X | X | X | X | X | [15 empty] | 100000 | [6 empty] | " " | [11 empty] | 50000 | [15 empty] | 23 |  | 0 |  |  | 0 |  | 0 |  |  | 0 | [11 empty] | 18 |  | 0 |  |  | 0 |  | 0 |  |  | 0 | 0 | 0
[8 empty] | X |  |  | X | X | X | X | X | [83 empty] | 0 | 0
[8 empty] | X |  |  | X | X | X | X | X |  |  |  | Doors |  | linear feet, ft | [16 empty] | Doors |  | linear feet, ft | [58 empty] | 0 | 0
[8 empty] | X |  |  | X | X | X | X | X |  |  |  | Main Door includes lamp replacement | zone 2 | 44.376 | 600 | 0 | 0 | 20 | 887.52 | LED-Wall-85 LPW-2300 lm | 26 | 34.1354 | 1 | 100000 | 0 | 0 |  |  | 1 |  | Main Door includes lamp replacement | zone 2 | 44.376 | 400 | 0 | 0 | 14 | 621.264 | LED-Wall-101 LPW-2800 lm | 28 | 22.188 | 1 | 100000 | 0 | 0 |  | 1 |  | 21402.8862 |  |  | 1757.9723 | 0 | 11996.37 | 1.9307 |  | 35157.2284 |  | 23 |  | 0 |  |  | 0 |  | 0 |  |  | 0 |  | 14999.088 |  |  | 1142.682 | 0 | 8320.8069 |  |  | 24462.5769 |  | 35 |  | 0 |  |  | 0 |  | 0 |  |  | 0 | -10694.6515 | 0
[8 empty] | X |  |  | X | X | X | X | X |  |  |  | ballast replacement | [11 empty] | 100000 | [6 empty] | ballast replacement | [27 empty] | 23 |  | 10701.4431 |  |  | 2900.6543 |  | 9897.5752 |  |  | 23499.6726 | [11 empty] | 0 |  | 7499.544 |  |  | 1885.4253 |  | 6775.526 |  |  | 16160.4953 | 0 | -7339.1773
[8 empty] | X |  |  | X | X | X | X | X |  |  |  | Other Doors - includes lamp replacement | zone 2 | 73.1538 | 750 | 0 | 0 | 20 | 1463.0767 | LED-Wall-85 LPW-2300 lm | 26 | 56.2722 | 1 | 100000 | 0 | 0 |  |  | 0 |  | Other Doors - includes lamp replacement | zone 2 | 73.1538 | 500 | 0 | 0 | 14 | 1024.1537 | LED-Wall-101 LPW-2800 lm | 28 | 36.5769 | 1 | 100000 | 0 | 0 |  | 0 |  | 0 |  |  | 0 | 0 | 0 |  |  | 0 |  | 23 |  | 0 |  |  | 0 |  | 0 |  |  | 0 |  | 0 |  |  | 0 | 0 | 0 |  |  | 0 |  | 35 |  | 0 |  |  | 0 |  | 0 |  |  | 0 | 0 | 0
[8 empty] | X |  |  | X | X | X | X | X |  |  |  | ballast replacement | [11 empty] | 100000 | [6 empty] | ballast replacement | [11 empty] | 100000 | [15 empty] | 23 |  | 0 |  |  | 0 |  | 0 |  |  | 0 | [11 empty] | 35 |  | 0 |  |  | 0 |  | 0 |  |  | 0 | 0 | 0
[8 empty] | X |  |  | X | X | X | X | X |  |  |  | Rool-up Door includes lamp replacement | zone 2 | 5.473 | 1300 | 0 | 0 | 20 | 109.4608 | LED-Wall-85 LPW-2300 lm | 26 | 4.21 | 1 | 100000 | 0 | 0 |  |  | 0 |  | Rool-up Door includes lamp replacement | zone 2 | 5.473 | 900 | 0 | 0 | 14 | 76.6226 | LED-Wall-101 LPW-2800 lm | 28 | 2.7365 | 1 | 100000 | 0 | 0 |  | 0 |  | 0 |  |  | 0 | 0 | 0 |  |  | 0 |  | 23 |  | 0 |  |  | 0 |  | 0 |  |  | 0 |  | 0 |  |  | 0 | 0 | 0 |  |  | 0 |  | 35 |  | 0 |  |  | 0 |  | 0 |  |  | 0 | 0 | 0
[8 empty] | X |  |  | X | X | X | X | X |  |  |  | ballast replacement | [11 empty] | 100000 | [6 empty] | ballast replacement | [11 empty] | 100000 | [15 empty] | 23 |  | 0 |  |  | 0 |  | 0 |  |  | 0 | [11 empty] | 35 |  | 0 |  |  | 0 |  | 0 |  |  | 0 | 0 | 0
[8 empty] | X |  |  | X | X | X | X | X | [10 empty] | 2460.0575 | [18 empty] | 1722.0403 | [53 empty] | 0 | 0
[8 empty] | X |  |  | X | X | X | X | X |  |  |  | Main Door includes lamp replacement | zone 3 | 44.376 | 750 | 0 | 0 | 30 | 1331.28 | LED-Wall-85 LPW-2300 lm | 26 | 51.2031 | 1 | 100000 | 0 | 0 |  |  | 0 |  | Main Door includes lamp replacement | zone 3 | 44.376 | 500 | 0 | 0 | 21 | 931.896 | LED-Wall-101 LPW-2800 lm | 28 | 33.282 | 1 | 100000 | 0 | 0 |  | 0 |  | 0 |  |  | 0 | 0 | 0 |  |  | 0 |  | 23 |  | 0 |  |  | 0 |  | 0 |  |  | 0 |  | 0 |  |  | 0 | 0 | 0 |  |  | 0 |  | 35 |  | 0 |  |  | 0 |  | 0 |  |  | 0 | 0 | 0
[8 empty] | X |  |  | X | X | X | X | X |  |  |  | ballast replacement | [18 empty] | ballast replacement | [11 empty] | 100000 | [15 empty] | 0 |  | 0 |  |  | 0 |  | 0 |  |  | 0 | [11 empty] | 35 |  | 0 |  |  | 0 |  | 0 |  |  | 0 | 0 | 0
[8 empty] | X |  |  | X | X | X | X | X |  |  |  | Other Doors - includes lamp replacement | Zone 3 | 73.1538 | 600 | 0 | 0 | 30 | 2194.6151 | LED-Wall-85 LPW-2300 lm | 26 | 84.4083 | 1 | 100000 | 0 | 0 |  |  | 0 |  | Other Doors - includes lamp replacement | Zone 3 | 73.1538 | 400 | 0 | 0 | 21 | 1536.2306 | LED-Wall-101 LPW-2800 lm | 28 | 54.8654 | 1 | 100000 | 0 | 0 |  | 0 |  | 0 |  |  | 0 | 0 | 0 |  |  | 0 |  | 23 |  | 0 |  |  | 0 |  | 0 |  |  | 0 |  | 0 |  |  | 0 | 0 | 0 |  |  | 0 |  | 35 |  | 0 |  |  | 0 |  | 0 |  |  | 0 | 0 | 0
[8 empty] | X |  |  | X | X | X | X | X |  |  |  | ballast replacement | [11 empty] | 100000 | [6 empty] | ballast replacement | [11 empty] | 100000 | [15 empty] | 23 |  | 0 |  |  | 0 |  | 0 |  |  | 0 | [11 empty] | 35 |  | 0 |  |  | 0 |  | 0 |  |  | 0 | 0 | 0
[8 empty] | X |  |  | X | X | X | X | X |  |  |  | Rool-up Door includes lamp replacement | Zone 3 | 5.473 | 750 | 0 | 0 | 20 | 109.4608 | LED-Wall-85 LPW-2300 lm | 26 | 4.21 | 1 | 100000 | 0 | 0 |  |  | 0 |  | Rool-up Door includes lamp replacement | Zone 3 | 5.473 | 500 | 0 | 0 | 21 | 114.9338 | LED-Wall-101 LPW-2800 lm | 28 | 4.1048 | 1 | 100000 | 0 | 0 |  | 0 |  | 0 |  |  | 0 | 0 | 0 |  |  | 0 |  | 23 |  | 0 |  |  | 0 |  | 0 |  |  | 0 |  | 0 |  |  | 0 | 0 | 0 |  |  | 0 |  | 35 |  | 0 |  |  | 0 |  | 0 |  |  | 0 | 0 | 0
[8 empty] | X |  |  | X | X | X | X | X |  |  |  | ballast replacement | [11 empty] | 100000 | [6 empty] | ballast replacement | [11 empty] | 100000 | [15 empty] | 23 |  | 0 |  |  | 0 |  | 0 |  |  | 0 | [11 empty] | 35 |  | 0 |  |  | 0 |  | 0 |  |  | 0 | 0 | 0
[8 empty] | X |  |  | X | X | X | X | X | [10 empty] | 3635.3559 | [18 empty] | 2583.0604 | [53 empty] | 0 | 0
[8 empty] | X |  |  | X | X | X | X | X |  |  |  | Main Door includes lamp replacement | zone 4 | 44.376 | 1300 | 0 | 0 | 30 | 1331.28 | LED-Wall-85 LPW-2300 lm | 26 | 51.2031 | 1 | 100000 | 0 | 0 |  |  | 0 |  | Main Door includes lamp replacement | zone 4 | 44.376 | 900 | 0 | 0 | 21 | 931.896 | LED-Wall-101 LPW-2800 lm | 28 | 33.282 | 1 | 100000 | 0 | 0 |  | 0 |  | 0 |  |  | 0 | 0 | 0 |  |  | 0 |  | 23 |  | 0 |  |  | 0 |  | 0 |  |  | 0 |  | 0 |  |  | 0 | 0 | 0 |  |  | 0 |  | 35 |  | 0 |  |  | 0 |  | 0 |  |  | 0 | 0 | 0
[8 empty] | X |  |  | X | X | X | X | X |  |  |  | ballast replacement | [18 empty] | ballast replacement | [11 empty] | 100000 | [15 empty] | 0 |  | 0 |  |  | 0 |  | 0 |  |  | 0 | [11 empty] | 35 |  | 0 |  |  | 0 |  | 0 |  |  | 0 | 0 | 0
[8 empty] | X |  |  | X | X | X | X | X |  |  |  | Other Doors - includes lamp replacement | Zone 4 | 73.1538 | 750 | 0 | 0 | 30 | 2194.6151 | LED-Wall-85 LPW-2300 lm | 26 | 84.4083 | 1 | 100000 | 0 | 0 |  |  | 0 |  | Other Doors - includes lamp replacement | Zone 4 | 73.1538 | 500 | 0 | 0 | 21 | 1536.2306 | LED-Wall-101 LPW-2800 lm | 28 | 54.8654 | 1 | 100000 | 0 | 0 |  | 0 |  | 0 |  |  | 0 | 0 | 0 |  |  | 0 |  | 23 |  | 0 |  |  | 0 |  | 0 |  |  | 0 |  | 0 |  |  | 0 | 0 | 0 |  |  | 0 |  | 35 |  | 0 |  |  | 0 |  | 0 |  |  | 0 | 0 | 0
[8 empty] | X |  |  | X | X | X | X | X |  |  |  | ballast replacement | [11 empty] | 100000 | [6 empty] | ballast replacement | [11 empty] | 100000 | [15 empty] | 23 |  | 0 |  |  | 0 |  | 0 |  |  | 0 | [11 empty] | 35 |  | 0 |  |  | 0 |  | 0 |  |  | 0 | 0 | 0
[8 empty] | X |  |  | X | X | X | X | X |  |  |  | Rool-up Door includes lamp replacement | Zone 4 | 5.473 | 600 | 0 | 0 | 20 | 109.4608 | LED-Wall-85 LPW-2300 lm | 26 | 4.21 | 1 | 100000 | 0 | 0 |  |  | 0 |  | Rool-up Door includes lamp replacement | Zone 4 | 5.473 | 400 | 0 | 0 | 21 | 114.9338 | LED-Wall-101 LPW-2800 lm | 28 | 4.1048 | 1 | 100000 | 0 | 0 |  | 0 |  | 0 |  |  | 0 | 0 | 0 |  |  | 0 |  | 23 |  | 0 |  |  | 0 |  | 0 |  |  | 0 |  | 0 |  |  | 0 | 0 | 0 |  |  | 0 |  | 35 |  | 0 |  |  | 0 |  | 0 |  |  | 0 | 0 | 0
[8 empty] | X |  |  | X | X | X | X | X |  |  |  | ballast replacement | [11 empty] | 100000 | [6 empty] | ballast replacement | [11 empty] | 100000 | [15 empty] | 23 |  | 0 |  |  | 0 |  | 0 |  |  | 0 | [11 empty] | 35 |  | 0 |  |  | 0 |  | 0 |  |  | 0 | 0 | 0
[8 empty] | X |  |  | X | X | X | X | X | [10 empty] | 3635.3559 | [18 empty] | 2583.0604 | [53 empty] | 0 | 0
[8 empty] | X |  |  | X | X | X | X | X | [83 empty] | 0 | 0
[8 empty] | X |  |  | X | X | X | X | X |  |  |  | Façade |  | area, ft2 | [16 empty] | Façade |  | area, ft2 | [58 empty] | 0 | 0
[8 empty] | X |  |  | X | X | X | X | X |  |  |  | includes lamp replacement | zone 2 | 544 | 600 | 0 | 0 | 0.1 | 54.4 | LED-Flood-104 LPD-2600 lm | 25 | 2.176 | 1 | 100000 | 0 | 0 |  |  | 1 |  | includes lamp replacement | zone 2 | 544 | 400 | 0 | 0 | 0.1 | 54.4 | LED-Flood-104 LPD-2600 lm | 25 | 2.176 | 1 | 100000 | 0 | 0 |  | 1 |  | 576.64 |  |  | 112.064 | 0 | 385.6756 | 1.7857 |  | 1074.3796 |  | 23 |  | 0 |  |  | 0 |  | 0 |  |  | 0 |  | 576.64 |  |  | 112.064 | 0 | 385.6756 |  |  | 1074.3796 |  | 35 |  | 0 |  |  | 0 |  | 0 |  |  | 0 | 0 | 0
[8 empty] | X |  |  | X | X | X | X | X |  |  |  | ballast replacement | [11 empty] | 100000 | [6 empty] | ballast replacement | [11 empty] | 100000 | [15 empty] | 23 |  | 288.32 |  |  | 184.9056 |  | 383.071 |  |  | 856.2966 | [11 empty] | 35 |  | 288.32 |  |  | 184.9056 |  | 383.071 |  |  | 856.2966 | 0 | 0
[8 empty] | X |  |  | X | X | X | X | X |  |  |  |  | zone 3 | 544 | 750 | 0 | 0 | 0.15 | 81.6 | LED-Flood-104 LPD-2600 lm | 25 | 3.264 | 1 | 100000 | 0 | 0 |  |  | 0 |  | " " | zone 3 | 544 | 500 | 0 | 0 | 0.15 | 81.6 | LED-Flood-104 LPD-2600 lm | 25 | 3.264 | 1 | 100000 | 0 | 0 |  | 0 |  | 0 |  |  | 0 | 0 | 0 |  |  | 0 |  | 23 |  | 0 |  |  | 0 |  | 0 |  |  | 0 |  | 0 |  |  | 0 | 0 | 0 |  |  | 0 |  | 35 |  | 0 |  |  | 0 |  | 0 |  |  | 0 | 0 | 0
[8 empty] | X |  |  | X | X | X | X | X | [15 empty] | 100000 | [6 empty] | " " | [11 empty] | 100000 | [15 empty] | 23 |  | 0 |  |  | 0 |  | 0 |  |  | 0 | [11 empty] | 35 |  | 0 |  |  | 0 |  | 0 |  |  | 0 | 0 | 0
[8 empty] | X |  |  | X | X | X | X | X |  |  |  |  | zone 4 | 544 | 1300 | 0 | 0 | 0.2 | 108.8 | LED-Flood-104 LPD-2600 lm | 25 | 4.352 | 1 | 100000 | 0 | 0 |  |  | 0 |  | " " | zone 4 | 544 | 900 | 0 | 0 | 0.2 | 108.8 | LED-Flood-104 LPD-2600 lm | 25 | 4.352 | 1 | 100000 | 0 | 0 |  | 0 |  | 0 |  |  | 0 | 0 | 0 |  |  | 0 |  | 23 |  | 0 |  |  | 0 |  | 0 |  |  | 0 |  | 0 |  |  | 0 | 0 | 0 |  |  | 0 |  | 35 |  | 0 |  |  | 0 |  | 0 |  |  | 0 | 0 | 0
[8 empty] | X |  |  | X | X | X | X | X | [15 empty] | 100000 | [6 empty] | " " | [11 empty] | 100000 | [15 empty] | 23 |  | 0 |  |  | 0 |  | 0 |  |  | 0 | [11 empty] | 35 |  | 0 |  |  | 0 |  | 0 |  |  | 0 | 0 | 0
[8 empty] | X |  |  | X | X | X | X | X
[9 empty] | X |  | X | X | X | X | X |  |  |  | Small Hotel | [18 empty] | Small Hotel | [16 empty] | Small Hotel | [10 empty] | Small Hotel | [10 empty] | Small Hotel | [10 empty] | Small Hotel | [9 empty] | Small Hotel | -19975.2907 | 99.5844
[9 empty] | X |  | X | X | X | X | X
[9 empty] | X |  | X | X | X | X | X | [6 empty] | 600 | 0 | 0 | [11 empty] | 1 |  |  |  |  | 400 | 0 | 0
[9 empty] | X |  | X | X | X | X | X | [6 empty] | 750 | 0 | 0 | [16 empty] | 500 | 0 | 0
[9 empty] | X |  | X | X | X | X | X | [6 empty] | 1300 | 0 | 0 | [16 empty] | 900 | 0 | 0
[9 empty] | X |  | X | X | X | X | X |  |  |  | Area required per space |  | 325 | [16 empty] | Area required per space |  | 325
[9 empty] | X |  | X | X | X | X | X |  |  |  | # of Parking Spaces |  | 103.68 | [16 empty] | # of Parking Spaces |  | 103.68
[9 empty] | X |  | X | X | X | X | X |  |  |  | # of spaces per fixture |  | 20 | [16 empty] | # of spaces per fixture |  | 20
[9 empty] | X |  | X | X | X | X | X |  |  |  | # of Fixtures | 0 | 5.184 | [16 empty] | # of Fixtures | 0 | 5.184
[9 empty] | X |  | X | X | X | X | X |  |  |  | Parking |  | area, ft2 | [16 empty] | Parking |  | area, ft2
[9 empty] | X |  | X | X | X | X | X |  |  |  | includes lamp replacement | zone 2 | 33696 | 600 | 0 | 0 | 0.06 | 2021.76 | LED-PK-92 LPW-13000 lm | 141 | 14 | 1 | 100000 | 7 | 30 | 885.3616 |  | 0.5 |  | includes lamp replacement | zone 2 | 33696 | 400 | 0 | 0 | 0.04 | 1347.84 | LED-PK-109 LPW-14500 lm | 134 | 10 | 1 | 100000 | 5 | 30 | 918.3803 | 0.5 |  | 12149.1504 |  |  | 3321.8102 | 189.875 | 9108.023 | 1.7195 |  | 24768.8586 |  | 23 |  | 0 |  |  | 0 |  | 0 |  |  | 0 |  | 10116.6644 |  |  | 1314.3364 | 135.625 | 6176.175 |  |  | 17742.8008 |  | 35 |  | 0 |  |  | 0 |  | 0 |  |  | 0 | -7026.0578 | 0
[9 empty] | X |  | X | X | X | X | X |  |  |  | ballast replacement | [11 empty] | 50000 | [6 empty] | ballast replacement | [11 empty] | 50000 | [15 empty] | 11 |  | 1088.5 |  |  | 594.825 |  | 1333.6263 |  |  | 3016.9513 | [11 empty] | 18 |  | 777.5 |  |  | 424.875 |  | 952.5902 |  |  | 2154.9652 | 0 | -861.9861
[9 empty] | X |  | X | X | X | X | X |  |  |  |  | zone 3 | 33696 | 750 | 0 | 0 | 0.1 | 3369.6 | LED-PK-92 LPW-13000 lm | 141 | 24 | 1 | 100000 | 12 | 30 | 885.3616 |  | 0.5 |  | " " | zone 3 | 33696 | 500 | 0 | 0 | 0.06 | 2021.76 | LED-PK-109 LPW-14500 lm | 134 | 15 | 1 | 100000 | 8 | 30 | 918.3803 | 0.5 |  | 20520.4004 |  |  | 5128.5327 | 325.5 | 14919.6974 | 1.7409 |  | 40894.1305 |  | 23 |  | 0 |  |  | 0 |  | 0 |  |  | 0 |  | 15369.4144 |  |  | 1818.2046 | 217 | 9213.7129 |  |  | 26618.3319 |  | 35 |  | 0 |  |  | 0 |  | 0 |  |  | 0 | -14275.7986 | 0
[9 empty] | X |  | X | X | X | X | X | [15 empty] | 50000 | [6 empty] | " " | [11 empty] | 50000 | [15 empty] | 11 |  | 1866 |  |  | 1019.7 |  | 2286.2165 |  |  | 5171.9165 | [11 empty] | 18 |  | 1166.25 |  |  | 637.3125 |  | 1428.8853 |  |  | 3232.4478 | 0 | -1939.4687
[9 empty] | X |  | X | X | X | X | X |  |  |  |  | zone 4 | 33696 | 1300 | 0 | 0 | 0.13 | 4380.48 | LED-PK-92 LPW-13000 lm | 141 | 31 | 1 | 100000 | 16 | 30 | 885.3616 |  | 0 |  | " " | zone 4 | 33696 | 900 | 0 | 0 | 0.08 | 2695.68 | LED-PK-109 LPW-14500 lm | 134 | 20 | 1 | 100000 | 10 | 30 | 918.3803 | 0 |  | 0 |  |  | 0 | 0 | 0 |  |  | 0 |  | 23 |  | 0 |  |  | 0 |  | 0 |  |  | 0 |  | 0 |  |  | 0 | 0 | 0 |  |  | 0 |  | 35 |  | 0 |  |  | 0 |  | 0 |  |  | 0 | 0 | 0
[9 empty] | X |  | X | X | X | X | X | [15 empty] | 50000 | [6 empty] | " " | [11 empty] | 50000 | [15 empty] | 11 |  | 0 |  |  | 0 |  | 0 |  |  | 0 | [11 empty] | 18 |  | 0 |  |  | 0 |  | 0 |  |  | 0 | 0 | 0
[9 empty] | X |  | X | X | X | X | X | [83 empty] | 0 | 0
[9 empty] | X |  | X | X | X | X | X |  |  |  | Doors |  | linear feet, ft | [16 empty] | Doors |  | linear feet, ft | [58 empty] | 0 | 0
[9 empty] | X |  | X | X | X | X | X |  |  |  | Main Door includes lamp replacement | zone 2 | 3.24 | 600 | 0 | 0 | 20 | 64.8 | LED-Wall-97 LPW-2700 lm | 28 | 2.3143 | 1 | 60000 | 0 | 0 |  |  | 0 |  | Main Door includes lamp replacement | zone 2 | 3.24 | 400 | 0 | 0 | 14 | 45.36 | LED-Wall-101 LPW-2800 lm | 28 | 1.62 | 1 | 100000 | 0 | 0 |  | 0 |  | 0 |  |  | 0 | 0 | 0 |  |  | 0 |  | 14 |  | 0 |  |  | 0 |  | 0 |  |  | 0 |  | 0 |  |  | 0 | 0 | 0 |  |  | 0 |  | 35 |  | 0 |  |  | 0 |  | 0 |  |  | 0 | 0 | 0
[9 empty] | X |  | X | X | X | X | X |  |  |  | ballast replacement | [11 empty] | 60000 | [6 empty] | ballast replacement | [11 empty] | 100000 | [15 empty] | 14 |  | 0 |  |  | 0 |  | 0 |  |  | 0 | [11 empty] | 35 |  | 0 |  |  | 0 |  | 0 |  |  | 0 | 0 | 0
[9 empty] | X |  | X | X | X | X | X |  |  |  | Other Doors - includes lamp replacement | zone 2 | 7.3418 | 600 | 0 | 0 | 20 | 146.8368 | LED-Wall-97 LPW-2700 lm | 28 | 5.2442 | 1 | 60000 | 0 | 0 |  |  | 0 |  | Other Doors - includes lamp replacement | zone 2 | 7.3418 | 500 | 0 | 0 | 14 | 102.7858 | LED-Wall-101 LPW-2800 lm | 28 | 3.6709 | 1 | 100000 | 0 | 0 |  | 0 |  | 0 |  |  | 0 | 0 | 0 |  |  | 0 |  | 14 |  | 0 |  |  | 0 |  | 0 |  |  | 0 |  | 0 |  |  | 0 | 0 | 0 |  |  | 0 |  | 35 |  | 0 |  |  | 0 |  | 0 |  |  | 0 | 0 | 0
[9 empty] | X |  | X | X | X | X | X |  |  |  | ballast replacement | [11 empty] | 60000 | [6 empty] | ballast replacement | [11 empty] | 100000 | [15 empty] | 14 |  | 0 |  |  | 0 |  | 0 |  |  | 0 | [11 empty] | 35 |  | 0 |  |  | 0 |  | 0 |  |  | 0 | 0 | 0
[9 empty] | X |  | X | X | X | X | X |  |  |  | Rool-up Door includes lamp replacement | zone 2 | 0.1404 | 600 | 0 | 0 | 20 | 2.808 | LED-Wall-97 LPW-2700 lm | 28 | 0.10029 | 1 | 60000 | 0 | 0 |  |  | 0 |  | Rool-up Door includes lamp replacement | zone 2 | 0.1404 | 900 | 0 | 0 | 14 | 1.9656 | LED-Wall-101 LPW-2800 lm | 28 | 0.0702 | 1 | 100000 | 0 | 0 |  | 0 |  | 0 |  |  | 0 | 0 | 0 |  |  | 0 |  | 14 |  | 0 |  |  | 0 |  | 0 |  |  | 0 |  | 0 |  |  | 0 | 0 | 0 |  |  | 0 |  | 35 |  | 0 |  |  | 0 |  | 0 |  |  | 0 | 0 | 0
[9 empty] | X |  | X | X | X | X | X |  |  |  | ballast replacement | [11 empty] | 60000 | [6 empty] | ballast replacement | [11 empty] | 100000 | [15 empty] | 14 |  | 0 |  |  | 0 |  | 0 |  |  | 0 | [11 empty] | 35 |  | 0 |  |  | 0 |  | 0 |  |  | 0 | 0 | 0
[9 empty] | X |  | X | X | X | X | X | [10 empty] | 214.4448 | [18 empty] | 150.1114 | [53 empty] | 0 | 0
[9 empty] | X |  | X | X | X | X | X |  |  |  | Main Door includes lamp replacement | Zone 3 | 3.24 | 750 | 0 | 0 | 30 | 97.2 | LED-Wall-97 LPW-2700 lm | 28 | 3.4714 | 1 | 60000 | 0 | 0 |  |  | 0 |  | Main Door includes lamp replacement | Zone 3 | 3.24 | 0 | 0 | 0 | 21 | 68.04 | LED-Wall-101 LPW-2800 lm | 28 | 2.43 | 1 | 100000 | 0 | 0 |  | 0 |  | 0 |  |  | 0 | 0 | 0 |  |  | 0 |  | 14 |  | 0 |  |  | 0 |  | 0 |  |  | 0 |  | 0 |  |  | 0 | 0 | 0 |  |  | 0 |  | 35 |  | 0 |  |  | 0 |  | 0 |  |  | 0 | 0 | 0
[9 empty] | X |  | X | X | X | X | X |  |  |  | ballast replacement | [11 empty] | 60000 | [6 empty] | ballast replacement | [11 empty] | 100000 | [15 empty] | 14 |  | 0 |  |  | 0 |  | 0 |  |  | 0 | [11 empty] | 35 |  | 0 |  |  | 0 |  | 0 |  |  | 0 | 0 | 0
[9 empty] | X |  | X | X | X | X | X |  |  |  | Other Doors - includes lamp replacement | Zone 3 | 7.3418 | 750 | 0 | 0 | 30 | 220.2552 | LED-Wall-97 LPW-2700 lm | 28 | 7.8663 | 1 | 60000 | 0 | 0 |  |  | 0 |  | Other Doors - includes lamp replacement | Zone 3 | 7.3418 | 400 | 0 | 0 | 21 | 154.1786 | LED-Wall-101 LPW-2800 lm | 28 | 5.5064 | 1 | 100000 | 0 | 0 |  | 0 |  | 0 |  |  | 0 | 0 | 0 |  |  | 0 |  | 14 |  | 0 |  |  | 0 |  | 0 |  |  | 0 |  | 0 |  |  | 0 | 0 | 0 |  |  | 0 |  | 35 |  | 0 |  |  | 0 |  | 0 |  |  | 0 | 0 | 0
[9 empty] | X |  | X | X | X | X | X |  |  |  | ballast replacement | [11 empty] | 60000 | [6 empty] | ballast replacement | [11 empty] | 100000 | [15 empty] | 14 |  | 0 |  |  | 0 |  | 0 |  |  | 0 | [11 empty] | 35 |  | 0 |  |  | 0 |  | 0 |  |  | 0 | 0 | 0
[9 empty] | X |  | X | X | X | X | X |  |  |  | Rool-up Door includes lamp replacement | Zone 3 | 0.1404 | 750 | 0 | 0 | 20 | 2.808 | LED-Wall-97 LPW-2700 lm | 28 | 0.10029 | 1 | 60000 | 0 | 0 |  |  | 0 |  | Rool-up Door includes lamp replacement | Zone 3 | 0.1404 | 500 | 0 | 0 | 21 | 2.9484 | LED-Wall-101 LPW-2800 lm | 28 | 0.1053 | 1 | 100000 | 0 | 0 |  | 0 |  | 0 |  |  | 0 | 0 | 0 |  |  | 0 |  | 14 |  | 0 |  |  | 0 |  | 0 |  |  | 0 |  | 0 |  |  | 0 | 0 | 0 |  |  | 0 |  | 35 |  | 0 |  |  | 0 |  | 0 |  |  | 0 | 0 | 0
[9 empty] | X |  | X | X | X | X | X |  |  |  | ballast replacement | [11 empty] | 60000 | [6 empty] | ballast replacement | [11 empty] | 100000 | [15 empty] | 14 |  | 0 |  |  | 0 |  | 0 |  |  | 0 | [11 empty] | 35 |  | 0 |  |  | 0 |  | 0 |  |  | 0 | 0 | 0
[9 empty] | X |  | X | X | X | X | X | [10 empty] | 320.2632 | [18 empty] | 225.167 | [53 empty] | 0 | 0
[9 empty] | X |  | X | X | X | X | X |  |  |  | Main Door includes lamp replacement | Zone 4 | 3.24 | 1300 | 0 | 0 | 30 | 97.2 | LED-Wall-97 LPW-2700 lm | 28 | 3.4714 | 1 | 60000 | 0 | 0 |  |  | 1 |  | Main Door includes lamp replacement | Zone 4 | 3.24 | 900 | 0 | 0 | 21 | 68.04 | LED-Wall-101 LPW-2800 lm | 28 | 2.43 | 1 | 100000 | 0 | 0 |  | 1 |  | 1204.5857 |  |  | 178.7786 | 0 | 752.2552 | 1.839 |  | 2135.6195 |  | 14 |  | 0 |  |  | 0 |  | 0 |  |  | 0 |  | 1642.68 |  |  | 125.145 | 0 | 911.2836 |  |  | 2679.1086 |  | 35 |  | 0 |  |  | 0 |  | 0 |  |  | 0 | 543.4891 | 0
[9 empty] | X |  | X | X | X | X | X |  |  |  | ballast replacement | [11 empty] | 60000 | [6 empty] | ballast replacement | [11 empty] | 100000 | [15 empty] | 14 |  | 602.2929 |  |  | 294.9846 |  | 700.6933 |  |  | 1597.9708 | [11 empty] | 35 |  | 821.34 |  |  | 206.4892 |  | 742.0465 |  |  | 1769.8758 | 0 | 171.905
[9 empty] | X |  | X | X | X | X | X |  |  |  | Other Doors - includes lamp replacement | Zone 4 | 7.3418 | 1300 | 0 | 0 | 30 | 220.2552 | LED-Wall-97 LPW-2700 lm | 28 | 7.8663 | 1 | 60000 | 0 | 0 |  |  | 1 |  | Other Doors - includes lamp replacement | Zone 4 | 7.3418 | 0 | 0 | 0 | 21 | 154.1786 | LED-Wall-101 LPW-2800 lm | 28 | 5.5064 | 1 | 100000 | 0 | 0 |  | 1 |  | 2729.5912 |  |  | 405.1122 | 0 | 1704.6103 | 1.839 |  | 4839.3138 |  | 14 |  | 0 |  |  | 0 |  | 0 |  |  | 0 |  | 3722.3129 |  |  | 283.5786 | 0 | 2064.9687 |  |  | 6070.8601 |  | 35 |  | 0 |  |  | 0 |  | 0 |  |  | 0 | 1231.5463 | 0
[9 empty] | X |  | X | X | X | X | X |  |  |  | ballast replacement | [11 empty] | 60000 | [6 empty] | ballast replacement | [11 empty] | 100000 | [15 empty] | 14 |  | 1364.7956 |  |  | 668.4352 |  | 1587.771 |  |  | 3621.0018 | [11 empty] | 35 |  | 1861.1564 |  |  | 467.9046 |  | 1681.4774 |  |  | 4010.5385 | 0 | 389.5367
[9 empty] | X |  | X | X | X | X | X |  |  |  | Rool-up Door includes lamp replacement | Zone 4 | 0.1404 | 1300 | 0 | 0 | 20 | 2.808 | LED-Wall-97 LPW-2700 lm | 28 | 0.10029 | 1 | 60000 | 0 | 0 |  |  | 1 |  | Rool-up Door includes lamp replacement | Zone 4 | 0.1404 | 400 | 0 | 0 | 21 | 2.9484 | LED-Wall-101 LPW-2800 lm | 28 | 0.1053 | 1 | 100000 | 0 | 0 |  | 1 |  | 34.7991 |  |  | 5.1647 | 0 | 21.7318 | 1.839 |  | 61.6957 |  | 14 |  | 0 |  |  | 0 |  | 0 |  |  | 0 |  | 71.1828 |  |  | 5.423 | 0 | 39.489 |  |  | 116.0947 |  | 35 |  | 0 |  |  | 0 |  | 0 |  |  | 0 | 54.399 | 0
[9 empty] | X |  | X | X | X | X | X |  |  |  | ballast replacement | [11 empty] | 60000 | [6 empty] | ballast replacement | [11 empty] | 100000 | [15 empty] | 14 |  | 17.3996 |  |  | 8.5218 |  | 20.2423 |  |  | 46.1636 | [11 empty] | 35 |  | 35.5914 |  |  | 8.9479 |  | 32.1553 |  |  | 76.6946 | 0 | 30.531
[9 empty] | X |  | X | X | X | X | X | [10 empty] | 320.2632 | [18 empty] | 225.167 | [53 empty] | 0 | 0
[9 empty] | X |  | X | X | X | X | X | [83 empty] | 0 | 0
[9 empty] | X |  | X | X | X | X | X |  |  |  | Façade |  | area, ft2 | [16 empty] | Façade |  | area, ft2 | [58 empty] | 0 | 0
[9 empty] | X |  | X | X | X | X | X |  |  |  | includes lamp replacement | zone 2 | 1550 | 600 | 0 | 0 | 0.1 | 155 | LED-FLD-134 LPW-5600 lm | 39 | 3.9744 | 1 | 100000 | 0 | 0 |  |  | 0.5 |  | includes lamp replacement | zone 2 | 1550 | 400 | 0 | 0 | 0.1 | 155 | LED-FLD-134 LPW-5600 lm | 39 | 3.9744 | 1 | 100000 | 0 | 0 |  | 0.5 |  | 1023 |  |  | 204.6795 | 0 | 689.8832 | 1.7795 |  | 1917.5627 |  | 23 |  | 0 |  |  | 0 |  | 0 |  |  | 0 |  | 1023 |  |  | 102.3397 | 0 | 591.0754 |  |  | 1716.4151 |  | 35 |  | 0 |  |  | 0 |  | 0 |  |  | 0 | -201.1475 | 0
[9 empty] | X |  | X | X | X | X | X |  |  |  | ballast replacement | [11 empty] | 100000 | [6 empty] | ballast replacement | [11 empty] | 100000 | [15 empty] | 23 |  | 511.5 |  |  | 337.7212 |  | 690.1564 |  |  | 1539.3776 | [11 empty] | 35 |  | 511.5 |  |  | 337.7212 |  | 690.1564 |  |  | 1539.3776 | 0 | 0
[9 empty] | X |  | X | X | X | X | X |  |  |  |  | zone 3 | 1550 | 750 | 0 | 0 | 0.15 | 232.5 | LED-FLD-134 LPW-5600 lm | 39 | 5.9615 |  |  | 0 | 0 |  |  | 0.5 |  | " " | zone 3 | 1550 | 500 | 0 | 0 | 0.15 | 232.5 | LED-FLD-134 LPW-5600 lm | 39 | 5.9615 | 1 | 100000 | 0 | 0 |  | 0.5 |  | 1534.5 |  |  | 307.0192 | 0 | 1034.8248 | 1.7795 |  | 2876.344 |  | 0 |  | 0 |  |  | 0 |  | 0 |  |  | 0 |  | 1534.5 |  |  | 153.5096 | 0 | 886.6131 |  |  | 2574.6227 |  | 35 |  | 0 |  |  | 0 |  | 0 |  |  | 0 | -301.7213 | 0
[9 empty] | X |  | X | X | X | X | X | [22 empty] | " " | [11 empty] | 100000 | [15 empty] | 0 |  | 0 |  |  | 0 |  | 0 |  |  | 0 | [11 empty] | 35 |  | 767.25 |  |  | 506.5817 |  | 1035.2346 |  |  | 2309.0664 | 0 | 2309.0664
[9 empty] | X |  | X | X | X | X | X |  |  |  |  | zone 4 | 1550 | 1300 | 0 | 0 | 0.2 | 310 | LED-FLD-134 LPW-5600 lm | 39 | 7.9487 |  |  | 0 | 0 |  |  | 0 |  | " " | zone 4 | 1550 | 900 | 0 | 0 | 0.2 | 310 | LED-FLD-134 LPW-5600 lm | 39 | 7.9487 | 1 | 100000 | 0 | 0 |  | 0 |  | 0 |  |  | 0 | 0 | 0 |  |  | 0 |  | 0 |  | 0 |  |  | 0 |  | 0 |  |  | 0 |  | 0 |  |  | 0 | 0 | 0 |  |  | 0 |  | 35 |  | 0 |  |  | 0 |  | 0 |  |  | 0 | 0 | 0
[9 empty] | X |  | X | X | X | X | X | [22 empty] | " " | [11 empty] | 100000 | [15 empty] | 0 |  | 0 |  |  | 0 |  | 0 |  |  | 0 | [11 empty] | 35 |  | 0 |  |  | 0 |  | 0 |  |  | 0 | 0 | 0
[9 empty] | X |  | X | X | X | X | X | [83 empty] | 0
[10 empty] | X | X | X | X | X | X |  |  |  | Mid-rise Apartment | [18 empty] | Mid-rise Apartment | [16 empty] | Mid-rise Apartment | [10 empty] | Mid-rise Apartment | [10 empty] | Mid-rise Apartment | [10 empty] | Mid-rise Apartment | [9 empty] | Mid-rise Apartment | -16220.3037 | -2392.3738
[10 empty] | X | X | X | X | X | X
[10 empty] | X | X | X | X | X | X | [6 empty] | 600 | 0 | 0 | [11 empty] | 1 |  |  |  |  | 400 | 0 | 0
[10 empty] | X | X | X | X | X | X | [6 empty] | 750 | 0 | 0 | [16 empty] | 500 | 0 | 0
[10 empty] | X | X | X | X | X | X | [6 empty] | 1300 | 0 | 0 | [16 empty] | 900 | 0 | 0
[10 empty] | X | X | X | X | X | X |  |  |  | Area required per space |  | 325 | [16 empty] | Area required per space |  | 325
[10 empty] | X | X | X | X | X | X |  |  |  | # of Parking Spaces |  | 87.9292 | [16 empty] | # of Parking Spaces |  | 87.9292
[10 empty] | X | X | X | X | X | X |  |  |  | # of spaces per fixture |  | 20 | [16 empty] | # of spaces per fixture |  | 20
[10 empty] | X | X | X | X | X | X |  |  |  | # of Fixtures | 0 | 4.3965 | [16 empty] | # of Fixtures | 0 | 4.3965
[10 empty] | X | X | X | X | X | X |  |  |  | Parking |  | area, ft2 | [16 empty] | Parking |  | area, ft2
[10 empty] | X | X | X | X | X | X |  |  |  | includes lamp replacement | zone 2 | 28577 | 600 | 0 | 0 | 0.06 | 1714.62 | LED-PK-92 LPW-13000 lm | 141 | 12.1604 | 1 | 100000 | 6 | 21 | 517.4274 |  | 0.5 |  | includes lamp replacement | zone 2 | 28577 | 400 | 0 | 0 | 0.04 | 1143.08 | LED-PK-109 LPW-14500 lm | 134 | 8.5304 | 1 | 100000 | 4 | 21 | 941.7954 | 0.5 |  | 9216.331 |  |  | 2515.1545 | 146.55 | 6905.4564 | 1.7201 |  | 18783.4919 |  | 23 |  | 0 |  |  | 0 |  | 0 |  |  | 0 |  | 7720.517 |  |  | 1121.6283 | 97.7 | 4826.1691 |  |  | 13766.0144 |  | 35 |  | 0 |  |  | 0 |  | 0 |  |  | 0 | -5017.4775 | 0
[10 empty] | X | X | X | X | X | X |  |  |  | ballast replacement | [11 empty] | 50000 | [6 empty] | ballast replacement | [11 empty] | 50000 | [15 empty] | 11 |  | 945.4731 |  |  | 516.6661 |  | 1158.3902 |  |  | 2620.5294 | [11 empty] | 18 |  | 663.2423 |  |  | 362.4374 |  | 812.6021 |  |  | 1838.2818 | 0 | -782.2476
[10 empty] | X | X | X | X | X | X |  |  |  |  | zone 3 | 28577 | 750 | 0 | 0 | 0.1 | 2857.7 | LED-PK-92 LPW-13000 lm | 141 | 20.2674 | 1 | 100000 | 10 | 21 | 517.4274 |  | 0.5 |  | " " | zone 3 | 28577 | 500 | 0 | 0 | 0.06 | 1714.62 | LED-PK-109 LPW-14500 lm | 134 | 12.7957 | 1 | 100000 | 6 | 21 | 896.948 | 0.5 |  | 15193.2501 |  |  | 3883.1925 | 244.25 | 11130.5118 | 1.7358 |  | 30451.2044 |  | 23 |  | 0 |  |  | 0 |  | 0 |  |  | 0 |  | 11330.6392 |  |  | 1451.6465 | 146.55 | 6896.0573 |  |  | 19824.893 |  | 35 |  | 0 |  |  | 0 |  | 0 |  |  | 0 | -10626.3115 | 0
[10 empty] | X | X | X | X | X | X | [15 empty] | 50000 | [6 empty] | " " | [11 empty] | 50000 | [15 empty] | 11 |  | 1575.7885 |  |  | 861.1101 |  | 1930.6504 |  |  | 4367.549 | [11 empty] | 18 |  | 994.8635 |  |  | 543.6561 |  | 1218.9031 |  |  | 2757.4227 | 0 | -1610.1263
[10 empty] | X | X | X | X | X | X |  |  |  |  | zone 4 | 28577 | 1300 | 0 | 0 | 0.13 | 3715.01 | LED-PK-92 LPW-13000 lm | 141 | 26.3476 | 1 | 100000 | 13 | 21 | 517.4274 |  | 0 |  | " " | zone 4 | 28577 | 900 | 0 | 0 | 0.08 | 2286.16 | LED-PK-109 LPW-14500 lm | 134 | 17.0609 | 1 | 100000 | 9 | 21 | 0 | 0 |  | 0 |  |  | 0 | 0 | 0 |  |  | 0 |  | 23 |  | 0 |  |  | 0 |  | 0 |  |  | 0 |  | 0 |  |  | 0 | 0 | 0 |  |  | 0 |  | 35 |  | 0 |  |  | 0 |  | 0 |  |  | 0 | 0 | 0
[10 empty] | X | X | X | X | X | X | [15 empty] | 50000 | [6 empty] | " " | [11 empty] | 50000 | [15 empty] | 11 |  | 0 |  |  | 0 |  | 0 |  |  | 0 | [11 empty] | 18 |  | 0 |  |  | 0 |  | 0 |  |  | 0 | 0 | 0
[10 empty] | X | X | X | X | X | X | [83 empty] | 0 | 0
[10 empty] | X | X | X | X | X | X |  |  |  | Doors |  | linear feet, ft | [16 empty] | Doors |  | linear feet, ft | [58 empty] | 0 | 0
[10 empty] | X | X | X | X | X | X |  |  |  | Main Door includes lamp replacement | zone 2 | 0 | 600 | 0 | 0 | 20 | 0 | LED-Wall-97 LPW-2700 lm | 28 | 0 | 1 | 60000 | 0 | 0 |  |  | 0.5 |  | includes lamp replacement | zone 2 | 0 | 400 | 0 | 0 | 14 | 0 | LED-Wall-101 LPW-2800 lm | 28 | 0 | 1 | 100000 | 0 | 0 |  | 0.5 |  | 0 |  |  | 0 | 0 | 0 |  |  | 0 |  | 14 |  | 0 |  |  | 0 |  | 0 |  |  | 0 |  | 0 |  |  | 0 | 0 | 0 |  |  | 0 |  | 35 |  | 0 |  |  | 0 |  | 0 |  |  | 0 | 0 | 0
[10 empty] | X | X | X | X | X | X |  |  |  | ballast replacement | [11 empty] | 60000 | [6 empty] | ballast replacement | [11 empty] | 100000 | [15 empty] | 14 |  | 0 |  |  | 0 |  | 0 |  |  | 0 | [11 empty] | 35 |  | 0 |  |  | 0 |  | 0 |  |  | 0 | 0 | 0
[10 empty] | X | X | X | X | X | X |  |  |  | Other Doors - includes lamp replacement | zone 2 | 0 | 1300 | 0 | 0 | 20 | 0 | LED-Wall-97 LPW-2700 lm | 28 | 0 | 1 | 60000 | 0 | 0 |  |  | 0.5 |  | includes lamp replacement | zone 2 | 0 | 400 | 0 | 0 | 14 | 0 | LED-Wall-101 LPW-2800 lm | 28 | 0 | 1 | 100000 | 0 | 0 |  | 0.5 |  | 0 |  |  | 0 | 0 | 0 |  |  | 0 |  | 14 |  | 0 |  |  | 0 |  | 0 |  |  | 0 |  | 0 |  |  | 0 | 0 | 0 |  |  | 0 |  | 35 |  | 0 |  |  | 0 |  | 0 |  |  | 0 | 0 | 0
[10 empty] | X | X | X | X | X | X |  |  |  | ballast replacement | [11 empty] | 60000 | [6 empty] | ballast replacement | [11 empty] | 100000 | [15 empty] | 14 |  | 0 |  |  | 0 |  | 0 |  |  | 0 | [11 empty] | 35 |  | 0 |  |  | 0 |  | 0 |  |  | 0 | 0 | 0
[10 empty] | X | X | X | X | X | X |  |  |  | Rool-up Door includes lamp replacement | zone 2 | 0 | 0 | 0 | 0 | 20 | 0 | LED-Wall-97 LPW-2700 lm | 28 | 0 | 1 | 60000 | 0 | 0 |  |  | 0 |  | includes lamp replacement | zone 2 | 0 | 400 | 0 | 0 | 14 | 0 | LED-Wall-101 LPW-2800 lm | 28 | 0 | 1 | 100000 | 0 | 0 |  | 0 |  | 0 |  |  | 0 | 0 | 0 |  |  | 0 |  | 14 |  | 0 |  |  | 0 |  | 0 |  |  | 0 |  | 0 |  |  | 0 | 0 | 0 |  |  | 0 |  | 35 |  | 0 |  |  | 0 |  | 0 |  |  | 0 | 0 | 0
[10 empty] | X | X | X | X | X | X |  |  |  | ballast replacement | [11 empty] | 60000 | [6 empty] | ballast replacement | [11 empty] | 100000 | [15 empty] | 14 |  | 0 |  |  | 0 |  | 0 |  |  | 0 | [11 empty] | 35 |  | 0 |  |  | 0 |  | 0 |  |  | 0 | 0 | 0
[10 empty] | X | X | X | X | X | X | [10 empty] | 0 | [72 empty] | 0 | 0
[10 empty] | X | X | X | X | X | X |  |  |  | Main Door includes lamp replacement | Zone 3 | 0 | 750 | 0 | 0 | 30 | 0 | LED-Wall-97 LPW-2700 lm | 28 | 0 | 1 | 60000 | 0 | 0 |  |  | 0.5 |  | " " | zone 3 | 0 | 500 | 0 | 0 | 21 | 0 | LED-Wall-101 LPW-2800 lm | 28 | 0 | 1 | 100000 | 0 | 0 |  | 0.5 |  | 0 |  |  | 0 | 0 | 0 |  |  | 0 |  | 14 |  | 0 |  |  | 0 |  | 0 |  |  | 0 |  | 0 |  |  | 0 | 0 | 0 |  |  | 0 |  | 35 |  | 0 |  |  | 0 |  | 0 |  |  | 0 | 0 | 0
[10 empty] | X | X | X | X | X | X |  |  |  | ballast replacement | [11 empty] | 60000 | [6 empty] | " " | [11 empty] | 100000 | [15 empty] | 14 |  | 0 |  |  | 0 |  | 0 |  |  | 0 | [11 empty] | 35 |  | 0 |  |  | 0 |  | 0 |  |  | 0 | 0 | 0
[10 empty] | X | X | X | X | X | X |  |  |  | Other Doors - includes lamp replacement | Zone 3 | 0 | 750 | 0 | 0 | 30 | 0 | LED-Wall-97 LPW-2700 lm | 28 | 0 | 1 | 60000 | 0 | 0 |  |  | 0 |  | " " | zone 3 | 0 | 500 | 0 | 0 | 21 | 0 | LED-Wall-101 LPW-2800 lm | 28 | 0 | 1 | 100000 | 0 | 0 |  | 0 |  | 0 |  |  | 0 | 0 | 0 |  |  | 0 |  | 14 |  | 0 |  |  | 0 |  | 0 |  |  | 0 |  | 0 |  |  | 0 | 0 | 0 |  |  | 0 |  | 35 |  | 0 |  |  | 0 |  | 0 |  |  | 0 | 0 | 0
[10 empty] | X | X | X | X | X | X |  |  |  | ballast replacement | [11 empty] | 60000 | [6 empty] | " " | [11 empty] | 100000 | [15 empty] | 14 |  | 0 |  |  | 0 |  | 0 |  |  | 0 | [11 empty] | 35 |  | 0 |  |  | 0 |  | 0 |  |  | 0 | 0 | 0
[10 empty] | X | X | X | X | X | X |  |  |  | Rool-up Door includes lamp replacement | Zone 3 | 0 | 750 | 0 | 0 | 30 | 0 | LED-Wall-97 LPW-2700 lm | 28 | 0 | 1 | 60000 | 0 | 0 |  |  | 0 |  | " " | zone 3 | 0 | 500 | 0 | 0 | 21 | 0 | LED-Wall-101 LPW-2800 lm | 28 | 0 | 1 | 100000 | 0 | 0 |  | 0 |  | 0 |  |  | 0 | 0 | 0 |  |  | 0 |  | 14 |  | 0 |  |  | 0 |  | 0 |  |  | 0 |  | 0 |  |  | 0 | 0 | 0 |  |  | 0 |  | 35 |  | 0 |  |  | 0 |  | 0 |  |  | 0 | 0 | 0
[10 empty] | X | X | X | X | X | X |  |  |  | ballast replacement | [11 empty] | 60000 | [6 empty] | " " | [11 empty] | 100000 | [15 empty] | 14 |  | 0 |  |  | 0 |  | 0 |  |  | 0 | [11 empty] | 35 |  | 0 |  |  | 0 |  | 0 |  |  | 0 | 0 | 0
[10 empty] | X | X | X | X | X | X | [10 empty] | 0 | [72 empty] | 0 | 0
[10 empty] | X | X | X | X | X | X |  |  |  | Main Door includes lamp replacement | Zone 4 | 0 | 1300 | 0 | 0 | 30 | 0 | LED-Wall-97 LPW-2700 lm | 28 | 0 | 1 | 60000 | 0 | 0 |  |  | 0 |  | " " | zone 4 | 0 | 900 | 0 | 0 | 21 | 0 | LED-Wall-101 LPW-2800 lm | 28 | 0 | 1 | 100000 | 0 | 0 |  | 0 |  | 0 |  |  | 0 | 0 | 0 |  |  | 0 |  | 14 |  | 0 |  |  | 0 |  | 0 |  |  | 0 |  | 0 |  |  | 0 | 0 | 0 |  |  | 0 |  | 35 |  | 0 |  |  | 0 |  | 0 |  |  | 0 | 0 | 0
[10 empty] | X | X | X | X | X | X |  |  |  | ballast replacement | [11 empty] | 60000 | [6 empty] | " " | [11 empty] | 100000 | [15 empty] | 14 |  | 0 |  |  | 0 |  | 0 |  |  | 0 | [11 empty] | 35 |  | 0 |  |  | 0 |  | 0 |  |  | 0 | 0 | 0
[10 empty] | X | X | X | X | X | X |  |  |  | Other Doors - includes lamp replacement | Zone 4 | 0 | 1300 | 0 | 0 | 30 | 0 | LED-Wall-97 LPW-2700 lm | 28 | 0 | 1 | 60000 | 0 | 0 |  |  | 0 |  | " " | zone 4 | 0 | 900 | 0 | 0 | 21 | 0 | LED-Wall-101 LPW-2800 lm | 28 | 0 | 1 | 100000 | 0 | 0 |  | 0 |  | 0 |  |  | 0 | 0 | 0 |  |  | 0 |  | 14 |  | 0 |  |  | 0 |  | 0 |  |  | 0 |  | 0 |  |  | 0 | 0 | 0 |  |  | 0 |  | 35 |  | 0 |  |  | 0 |  | 0 |  |  | 0 | 0 | 0
[10 empty] | X | X | X | X | X | X |  |  |  | ballast replacement | [11 empty] | 60000 | [6 empty] | " " | [11 empty] | 100000 | [15 empty] | 14 |  | 0 |  |  | 0 |  | 0 |  |  | 0 | [11 empty] | 35 |  | 0 |  |  | 0 |  | 0 |  |  | 0 | 0 | 0
[10 empty] | X | X | X | X | X | X |  |  |  | Rool-up Door includes lamp replacement | Zone 4 | 0 | 1300 | 0 | 0 | 30 | 0 | LED-Wall-97 LPW-2700 lm | 28 | 0 | 1 | 60000 | 0 | 0 |  |  | 0.5 |  | " " | zone 4 | 0 | 900 | 0 | 0 | 21 | 0 | LED-Wall-101 LPW-2800 lm | 28 | 0 | 1 | 100000 | 0 | 0 |  | 0.5 |  | 0 |  |  | 0 | 0 | 0 |  |  | 0 |  | 14 |  | 0 |  |  | 0 |  | 0 |  |  | 0 |  | 0 |  |  | 0 | 0 | 0 |  |  | 0 |  | 35 |  | 0 |  |  | 0 |  | 0 |  |  | 0 | 0 | 0
[10 empty] | X | X | X | X | X | X |  |  |  | ballast replacement | [11 empty] | 60000 | [6 empty] | " " | [11 empty] | 100000 | [15 empty] | 14 |  | 0 |  |  | 0 |  | 0 |  |  | 0 | [11 empty] | 35 |  | 0 |  |  | 0 |  | 0 |  |  | 0 | 0 | 0
[10 empty] | X | X | X | X | X | X | [10 empty] | 0 | [72 empty] | 0 | 0
[10 empty] | X | X | X | X | X | X | [83 empty] | 0 | 0
[10 empty] | X | X | X | X | X | X |  |  |  | Façade |  | area, ft2 | [16 empty] | Façade |  | area, ft2 | [58 empty] | 0 | 0
[10 empty] | X | X | X | X | X | X |  |  |  | includes lamp replacement | zone 2 | 1777 | 600 | 0 | 0 | 0.1 | 177.7 | LED-FLD-134 LPW-5600 lm | 39 | 4.5564 | 1 | 100000 | 0 | 0 |  |  | 0.5 |  | includes lamp replacement | zone 2 | 1777 | 400 | 0 | 0 | 0.1 | 177.7 | LED-FLD-134 LPW-5600 lm | 39 | 4.5564 | 1 | 100000 | 0 | 0 |  | 0.5 |  | 1172.82 |  |  | 234.6551 | 0 | 790.9177 | 1.7795 |  | 2198.3928 |  | 23 |  | 0 |  |  | 0 |  | 0 |  |  | 0 |  | 1172.82 |  |  | 117.3276 | 0 | 677.6393 |  |  | 1967.7869 |  | 35 |  | 0 |  |  | 0 |  | 0 |  |  | 0 | -230.6059 | 0
[10 empty] | X | X | X | X | X | X |  |  |  | ballast replacement | [11 empty] | 100000 | [6 empty] | ballast replacement | [11 empty] | 100000 | [15 empty] | 23 |  | 586.41 |  |  | 387.181 |  | 791.231 |  |  | 1764.8219 | [11 empty] | 35 |  | 586.41 |  |  | 387.181 |  | 791.231 |  |  | 1764.8219 | 0 | 0
[10 empty] | X | X | X | X | X | X |  |  |  |  | zone 3 | 1777 | 750 | 0 | 0 | 0.15 | 266.55 | LED-FLD-134 LPW-5600 lm | 39 | 6.8346 | 1 | 100000 | 0 | 0 |  |  | 0.5 |  | " " | zone 3 | 1777 | 500 | 0 | 0 | 0.15 | 266.55 | LED-FLD-134 LPW-5600 lm | 39 | 6.8346 | 1 | 100000 | 0 | 0 |  | 0.5 |  | 1759.23 |  |  | 351.9827 | 0 | 1186.3765 | 1.7795 |  | 3297.5892 |  | 23 |  | 0 |  |  | 0 |  | 0 |  |  | 0 |  | 1759.23 |  |  | 175.9913 | 0 | 1016.459 |  |  | 2951.6804 |  | 35 |  | 0 |  |  | 0 |  | 0 |  |  | 0 | -345.9089 | 0
[10 empty] | X | X | X | X | X | X | [15 empty] | 100000 | [6 empty] | " " | [11 empty] | 100000 | [15 empty] | 23 |  | 879.615 |  |  | 580.7714 |  | 1186.8464 |  |  | 2647.2329 | [11 empty] | 35 |  | 879.615 |  |  | 580.7714 |  | 1186.8464 |  |  | 2647.2329 | 0 | 0
[10 empty] | X | X | X | X | X | X |  |  |  |  | zone 4 | 1777 | 1300 | 0 | 0 | 0.2 | 355.4 | LED-FLD-134 LPW-5600 lm | 39 | 9.1128 | 1 | 100000 | 0 | 0 |  |  | 0 |  | " " | zone 4 | 1777 | 900 | 0 | 0 | 0.2 | 355.4 | LED-FLD-134 LPW-5600 lm | 39 | 9.1128 | 1 | 100000 | 0 | 0 |  | 0 |  | 0 |  |  | 0 | 0 | 0 |  |  | 0 |  | 23 |  | 0 |  |  | 0 |  | 0 |  |  | 0 |  | 0 |  |  | 0 | 0 | 0 |  |  | 0 |  | 35 |  | 0 |  |  | 0 |  | 0 |  |  | 0 | 0 | 0
[10 empty] | X | X | X | X | X | X | [15 empty] | 100000 | [6 empty] | " " | [27 empty] | 23 |  | 0 |  |  | 0 |  | 0 |  |  | 0 | [11 empty] | 0 |  | 0 |  |  | 0 |  | 0 |  |  | 0 | 0 | 0
[10 empty] | X | X | X | X | X | X
Large Office
[48 empty] | 90.1-2007 |  |  |  | 90.1-2010
[48 empty] | New Construc- tion | Mainte- nance | Replace- ment Year | Replace- ment Cost | New Construc- tion | Mainte- nance | Replace- ment Cost
[49 empty] | 66537.658 |  |  | 16536.082
Standalone_Retail_Interior Lighting
Standalone Retail
[48 empty] | 90.1-2007 |  |  |  | 90.1-2010
[48 empty] | New Construc- tion | Mainte- nance | Replace- ment Year | Replace- ment Cost | New Construc- tion | Mainte- nance | Replace- ment Cost
[49 empty] | #REF! |  |  | #REF!
Primary_School_Interior Lighting
Primary School
[48 empty] | 90.1-2007 |  |  |  | 90.1-2010
[48 empty] | New Construc- tion | Mainte- nance | Replace- ment Year | Replace- ment Cost | New Construc- tion | Mainte- nance | Replace- ment Cost
[49 empty] | #REF! |  |  | #REF!
Small_Hotel_Interior Lighting
Small Hotel
[48 empty] | 90.1-2007 |  |  |  | 90.1-2010
[48 empty] | New Construc- tion | Mainte- nance | Replace- ment Year | Replace- ment Cost | New Construc- tion | Mainte- nance | Replace- ment Cost
[49 empty] | #REF! |  |  | #REF!
Mid-rise Apartment_Interior Lighting
Mid-rise Apartment
[48 empty] | 90.1-2007 |  |  |  | 90.1-2010
[48 empty] | New Construc- tion | Mainte- nance | Replace- ment Year | Replace- ment Cost | New Construc- tion | Mainte- nance | Replace- ment Cost
[49 empty] | #REF! |  |  | #REF!

## Ext Lighting Comp
90.1 Cost Effectiveness Analysis - Exterior Lighting - Equipment and Labor Cost Details
Addendum 90.1-13cg changes the exterior lighting power allowances in Tables 9.4.2.
1 | 2 | 3 | 4 | 5 | 6 | 7 | 8 | 9 | 10 | 11 | 12 | 13 | 14 | 15 | 16 | 17 | 18 | 19 | 20 | 21 | 22 | 23 | 24 | 25 | 26 | 27 | 28 | 29
Costs Fixtures, Lamps and Ballasts | [28 empty] | 1 | 2 | 3 | 4 | 5 | 6 | 7 | 8 | 9 | 10
Fixture ID | Fixture and Lamp Description | [5 empty] | New Construction | [10 empty] | Replacement Costs | [10 empty] | 1: Light Pole with 2 Arm Bracket Costs
| Fixture Location | Type | Lamp Watts | Number of lamps | Fixture Input Watts | Lamp Life | Fixture cost (ballast included) | Fixture Source | Fixture Label in Source | Lamp Code | Lamp Cost |  | Lamp Label in Source | Fixture Cost Including Lamp(s) | Installation Labor Hours | Installation Labor Cost | Installation Labor RS Means Reference | Relamp Labor Hours | Relamp Labor Cost | Lamp Relamp Labor RS Means 2012 2661-23.10 section | Ballast Description | Ballast Life Hours | Replace-ment Ballast Cost | Ballast Cost Source | Ballast Label in Source | Replace Ballast Labor Hours | Replace Ballast Labor Cost | Ballast Replace Labor RS Means 2012 Reference Number (section 26 51 13.90 if not show) | 1: Material; 5: Labor; 8: Construction Equipment | Source
|  | 2013 | [26 empty] | Length, ft | Steel | Aluminum | Average | Steel | Aluminum | Average | Steel | Aluminum | Average
None | [28 empty] | 1: 0
MH-PU-50-D | Door | Wall Pack | 50 | 1 | 63 | 10000 | 216 |  | 4GWG8 | BD17 | 56 | as above | 1F398 | 272 | 1 | 51.5 | 2556-23.10-0200 | 0.26667 | 13.7335 | 1000 | Pulse Start 1 Lamp | 50000 | 129.3 | see above | 6XPW1 | 1 | 51.5 | 7610 | 14 | 1002 | 925 | 963.5 | 133 | 121 | 127 | 0 | 0 | 0 | All RS Means Electrical 2012 26 56 13.10
[29 empty] | 15 | 1022 | 1017.5 | 1019.75 | 137.5 | 129 | 133.25 | 0 | 0 | 0
[29 empty] | 16 | 1042 | 1110 | 1076 | 142 | 137 | 139.5 | 0 | 0 | 0
[29 empty] | 18 | 1087 | 1127.5 | 1107.25 | 266 | 243.5 | 254.75 | 45 | 50 | 47.5
[29 empty] | 20 | 1342 | 1145 | 1243.5 | 390 | 350 | 370 | 45.5 | 51 | 48.25
[29 empty] | 21 | 1352 | 1220 | 1286 | 395.5 | 354 | 374.75 | 46.05 | 51.65 | 48.85
LED-Flood-104 LPD-2600 lm | Façade | Floodlight - Wide Light Distribution | 25 | 1 | 25 | 100000 | 265 | grainger.com | 53VR85 |  | 0 |  |  | 265 | 1 | 51.5 | 2556-23.10-0200 | 0 | 0 |  |  | 100000 | 132.5 |  | Assumes 50% of fixture cost | 1 | 51.5 | 7610 | 30 | 1442 | 1895 | 1668.5 | 445 | 390 | 417.5 | 51 | 57.5 | 54.25
MH-PU-70-D | Door | Wall Pack | 70 | 1 | 85 | 12000 | 216 |  | 4GWG8 | BD17 | 46.75 | as above | 1E694 | 262.75 | 1 | 51.5 | 2556-23.10-0200 | 0.26667 | 13.7335 | 1000 | Pulse Start 1 Lamp | 50000 | 153.5 | see above | 1XUD6 | 1 | 51.5 | 7610 | 35 | 1632 | 2120 | 1876 | 465 | 445 | 455 | 57.5 | 60 | 58.75
MH-PU-70-RD | Rolling Door | Wall Pack | 70 | 1 | 85 | 12000 | 216 |  | 4GWG8 | BD17 | 46.75 | as above | 1E694 | 262.75 | 1 | 51.5 | 2556-23.10-0200 | 0.26667 | 13.7335 | 1000 | Pulse Start 1 Lamp | 50000 | 153.5 | see above | 1XUD6 | 1 | 51.5 | 7610 | 38 | 1762 | 2220 | 1991 | 519 | 471 | 495 | 65.7 | 62.4 | 64.05
MH-PU-70-F | Façade | Floodlight - Wide Light Distribution | 70 | 1 | 85 | 12000 | 250.25 |  | 3GB10 | BD17 | 49.15 | as above | 6V746 | 299.4 | 1 | 51.5 | 2556-23.10-0200 | 0.26667 | 13.7335 | 1000 | Pulse Start 1 Lamp | 50000 | 153.5 | see above | 1XUD6 | 1 | 51.5 | 7610 | 40 | 1957 | 2370 | 2163.5 | 600 | 510 | 555 | 78 | 66 | 72
LED-PK-85 LPW-6600 lm | Parking | Site Lighting Fixture | 73 | 1 | 73 | 100000 | 588 | grainger.com | 45HE15 |  |  |  |  | 588 | 2.963 | 152.5945 | 2556-36.20-1950 | 0 | 0 |  |  | 100000 | 294 |  | Assumes 50% of fixture cost | 2.963 | 152.5945 | 7610 | 1: 1 Interpolated values for 15, 18, and 38 feet; or 18 feet, steel pole values are from source not interpolated
LED-FLD-134 LPW-5600 lm | Façade | Floodlight - Wide Light Distribution | 39 | 1 | 39 | 100000 | 514.8 | goodmart.com | FFLED39N/PC |  | 0 |  |  | 514.8 | 2 | 103 | 2556-36.20-1180 | 0 | 0 |  |  | 100000 | 257.4 |  | Assumes 50% of fixture cost | 2 | 103 | 7610 | 1: 0
MH-PU-150-P | Parking | Flood | 150 | 1 | 186 | 15000 | 160 | Goodmart | EZHH150QT | BD17 | 53.85 | as above | 1G980 | 213.85 | 2.963 | 152.5945 | 2556-36.20-1950 | 0.26667 | 13.7335 | 1000 | Pulse Start 1 Lamp | 50000 | 151 | see above | 4CRJ2 | 1 | 51.5 | 7610
MH-PU-175-RD | Rolling Door | Wall Pack | 175 | 1 | 210 | 15000 | 313.25 |  | 2RGX4 | ED28 | 29.65 | as above | 4V550 | 342.9 | 2.963 | 152.5945 | 2556-36.20-1950 | 0.26667 | 13.7335 | 1000 | Pulse Start 1 Lamp | 50000 | 138.55 | see above | 1XUK1 | 1 | 51.5 | 7610
MH-PU-175-P | Parking | Floodlight | 175 | 1 | 210 | 15000 | 210 | Goodmart | FXH175SFQT | ED28 | 29.65 | as above | 4V550 | 239.65 | 2.963 | 152.5945 | 2556-36.20-1950 | 0.26667 | 13.7335 | 1000 | Pulse Start 1 Lamp | 50000 | 138.55 | see above | 1XUK1 | 1 | 51.5 | 7610
MH-PU-250-P | Parking | Security Lighting | 250 | 1 | 284 | 15000 | 637.5 |  | 3JXC5 | ED28 | 15.6 | as above | 2V712 | 653.1 | 2.963 | 152.5945 | 2556-36.20-1950 | 0.26667 | 13.7335 | 1100 | Pulse Start 1 Lamp | 50000 | 156.25 | see above | 4CRH6 | 1 | 51.5 | 7620
MH-PU-320-P | Parking | Floodlight | 320 | 1 | 363 | 20000 | 325 | Goodmart | FXLH320SFPSQ | ED28 | 86.4 | as above | 3APK2 | 411.4 | 3.636 | 187.254 | 2556-36.20-2000 | 0.26667 | 13.7335 | 1200 | Pulse Start 1 Lamp | 50000 | 151.75 | see above | 4CRH7 | 1.143 | 58.8645 | 7630
MH-PU-320-F | Parking | Floodlight | 320 | 1 | 363 | 20000 | 325 | Goodmart | FXLH320SFPSQ | ED28 | 86.4 | as above | 3APK2 | 411.4 | 3.636 | 187.254 | 2556-36.20-2000 | 0.26667 | 13.7335 | 1200 | Pulse Start 1 Lamp | 50000 | 151.75 | see above | 4CRH7 | 1.143 | 58.8645 | 7630
MH-PU-1000-P | Parking | Mounted Floodlight | 1000 | 1 | 1075 | 15000 | 679 | Goodmart | MPNK-S76-1000- 277V-F1-AP-LL | BT37 | 66.3 | as above | 2YGE1 | 745.3 | 4 | 206 | 2556-36.20-2200 | 0.4 | 20.6 | 1300 | Pulse Start 1 Lamp | 50000 | 249.75 | see above | 4VMY8 | 1.333 | 68.6495 | 7640
CFL-26-D | Door | Wall Pack | 26 | 2 | 58 | 12000 | 143 | 1000bulbs | WPTF42 1 or 2 lamp | Biax 4 Pin | 47.26 | as above | 4FFC2 | 237.52 | 1 | 51.5 | 2556-23.10-0200 | 0.08889 | 4.5778 | 0560 | Electronic CF Ballast Programmed/Rapid Start 2 Lamp | 40000 | 54.45 | see above | 2XKV9 |  | 0
|  | 2016 | [26 empty] | 1: Exterior Lighting Conduit in Slab
MH-PR-70-F | Façade | Floodlight - Wide Light Distribution | 70 | 1 | 98 | 6000 | 250.25 | Grainger #403 2012/2013 Ref | 3GB10 | BD17 | 46.75 | as above | 1E694 | 297 | 1 | 51.5 | 2556-23.10-0200 | 0.26667 | 13.7335 | 1000 | Probe Start | 50000 | 42.88 | http://www.kolmart.com | 70-Watt-Pulse-Start-Metal-Halide-Ballast-Kit-4T_p_20.html Moo70-71C-511-DK | 1 | 51.5 | 7610 | 1: Description; 2: Material $/linear ft.; 3: Labor $/linear ft.; 4: Source
MH-PR-70-D | Door | Wall Pack | 70 | 1 | 98 | 6000 | 216 | Grainger #403 2012/2013 Ref | 4GWG8 | BD17 | 46.75 | as above | 1E694 | 262.75 | 1 | 51.5 | 2556-23.10-0200 | 0.26667 | 13.7335 | 1000 | Probe Start | 50000 | 42.88 | http://www.kolmart.com | 70-Watt-Pulse-Start-Metal-Halide-Ballast-Kit-4T_p_20.html Moo70-71C-511-DK | 1 | 51.5 | 7610 | 1: 3/4 in. PVC; 2: 0.97; 3: 1.79; 4: RS Means 2012, 26 05 39.30 3250
MH-PR-70-RD | Rolling Door | Wall Pack | 70 | 1 | 98 | 6000 | 216 | Grainger #403 2012/2013 Ref | 4GWG8 | BD17 | 46.75 | as above | 1E694 | 262.75 | 1 | 51.5 | 2556-23.10-0200 | 0.26667 | 13.7335 | 1000 | Probe Start | 50000 | 42.88 | http://www.kolmart.com | 70-Watt-Pulse-Start-Metal-Halide-Ballast-Kit-4T_p_20.html Moo70-71C-511-DK | 1 | 51.5 | 7610
MH-PR-175-P | Parking | Flood | 175 | 1 | 210 | 10000 | 160 | Goodmart | EZHH150QT | BD17 | 53.85 | as above | 1G980 | 213.85 | 2.963 | 152.5945 | 2556-36.20-1950 | 0.26667 | 13.7335 | 1000 | Probe Start 1 Lamp | 50000 | 96.3 | see above | 1XUD9 | 1 | 51.5 | 7610
MH-PR-175-RD | Rolling Door | Flood | 175 | 1 | 210 | 10000 | 160 | Goodmart | EZHH150QT | BD17 | 53.85 | as above | 1G980 | 213.85 | 1 | 51.5 | 2556-23.10-0200 | 0.26667 | 13.7335 | 1000 | Probe Start 1 Lamp | 50000 | 96.3 | see above | 1XUD9 | 1 | 51.5 | 7610
LED-PK-85 LPW-6600 lm | Parking | Site Lighting Fixture | 73 | 1 | 73 | 100000 | 588 | grainger.com | 45HE15 |  | 0 |  |  | 588 | 2.963 | 152.5945 | 2556-36.20-1950 | 0 | 0 | 1000 |  | 50000 | 155.5 | see above | 1XUD7 | 1 | 51.5 | 7610 | 21 | 0 | 0 | 0 | 0 | 0 | 0 | 0 | 0 | 0
LED-PK-91 LPW-5600 lm | Parking | Site Lighting Fixture | 59 | 1 | 59 | 100000 | 588 | grainger.com | 53VR14 |  | 0 |  |  | 531 | 2.963 | 152.5945 | 2556-36.20-1950 | 0 | 0 | 1000 |  | 50000 | 155.5 | see above | 1XUD7 | 1 | 51.5 | 7610 | 21 | 0 | 0 | 0 | 0 | 0 | 0 | 0 | 0 | 0
LED-PK-92 LPW-13000 lm | Parking | Site Lighting Fixture | 141 | 1 | 141 | 100000 | 840 | grainger.com | 45HE17 |  | 0 |  |  | 840 | 2.963 | 152.5945 | 2556-36.20-1950 | 0 | 0 | 1000 |  | 50000 | 155.5 | see above | 1XUD7 | 1 | 51.5 | 7610 | 21 | 0 | 0 | 0 | 0 | 0 | 0 | 0 | 0 | 0
LED-PK-102 LPW-28700 lm | Parking | Site Lighting Fixture | 281 | 1 | 281 | 100000 | 1021 | grainger.com | 53CJ35 |  | 0 |  |  | 1021 | 2.963 | 152.5945 | 2556-36.20-1950 | 0 | 0 | 1000 |  | 50000 | 155.5 | see above | 1XUD7 | 1 | 51.5 | 7610 | 21 | 0 | 0 | 0 | 0 | 0 | 0 | 0 | 0 | 0
LED-PK-107 LPW-30200 lm | Parking | Site Lighting Fixture | 281 | 1 | 281 | 100000 | 1021 | grainger.com | 53CJ30 |  | 0 |  |  | 1021 | 2.963 | 152.5945 | 2556-36.20-1950 | 0 | 0 | 1000 |  | 50000 | 155.5 | see above | 1XUD7 | 1 | 51.5 | 7610
LED-PK-109 LPW-14500 lm | Parking | Site Lighting Fixture | 134 | 1 | 134 | 100000 | 1100 | grainger.com | 45HE19 |  | 0 |  |  | 1100 | 2.963 | 152.5945 | 2556-36.20-1950 | 0 | 0 | 1000 |  | 50000 | 155.5 | see above | 1XUD7 | 1 | 51.5 | 7610 | 21 | 0 | 0 | 0 | 0 | 0 | 0 | 0 | 0 | 0
LED-PK-116 LPW-16040 lm | Parking | Site Lighting Fixture | 138 | 1 | 134 | 100000 | 1408 | grainger.com | 22EL87 |  | 0 |  |  | 1408 | 2.963 | 152.5945 | 2556-36.20-1950 | 0 | 0 | 1000 |  | 50000 | 155.5 | see above | 1XUD7 | 1 | 51.5 | 7610 | 21 | 0 | 0 | 0 | 0 | 0 | 0 | 0 | 0 | 0
MH-PR-250-P | Parking | Floodlight | 250 | 1 | 295 | 10000 | 300 | Goodmart | MEGH250SFPSQ | ED28 | 15.6 | as above | 2V712 | 315.6 | 2.963 | 152.5945 | 2556-36.20-1950 | 0.26667 | 13.7335 | 1100 | Probe Start 1 Lamp | 50000 | 126.7 | see above | 1XUE1 | 1 | 51.5 | 7620
MH-PR-360-P | Parking | Security Lighting | 360 | 1 | 400 | 20000 | 562 | Grainger #403 2012/2013 Ref | 3JXC6 | ED37 | 65.2 | as above | 5XN61 | 627.2 | 3.636 | 187.254 | 2556-36.20-2000 | 0.26667 | 13.7335 | 1200 | Probe Start 1 Lamp | 50000 | 156.5 | est. same as 400 | 1FYG3 | 1.143 | 58.8645 | 7630
MH-PR-400-F | Parking | Security Lighting | 400 | 1 | 460 | 20000 | 562 | Grainger #403 2012/2013 Ref | 3JXC6 | ED37 | 86.6 | as above | 6XV25 | 0 | 3.636 | 187.254 | 2556-36.20-2000 | 0.26667 | 13.7335 | 1200 | Probe Start 1 Lamp | 50000 | 156.5 | see above | 1FYG3 | 1.143 | 58.8645 | 7630
MH-PR-400-P | Parking | Security Lighting | 400 | 1 | 460 | 20000 | 562 | Grainger #403 2012/2013 Ref | 3JXC6 | ED37 | 86.6 | as above | 6XV25 | 0 | 3.636 | 187.254 | 2556-36.20-2000 | 0.26667 | 13.7335 | 1200 | Probe Start 1 Lamp | 50000 | 156.5 | see above | 1FYG3 | 1.143 | 58.8645 | 7630
MH-PR-1000-P | Parking | Mounted Floodlight | 1000 | 1 | 1076 | 12000 | 679 | Goodmart | MPNK-S76-1000- 277V-F1-AP-LL | BT37 | 66.3 | as above | 2YGE1 | 745.3 | 4 | 206 | 2556-36.20-2200 | 0.4 | 20.6 | 1300 | Probe Start 1 Lamp | 50000 | 240.75 | see above | 1XUE5 | 1.333 | 68.6495 | 7640
CFL-32-D | Door | Wall Pack | 32 | 2 | 72 | 12000 | 143 | 1000bulbs | WPTF42 1 or 2 lamp | Three Tube 4 pin | 75.3 | as above | 1PHA4 | 293.6 | 1 | 51.5 | 2556-23.10-0200 | 0.08889 | 4.5778 | 0560 | Electronic CF Ballast Programmed Start 1 or 2 Lamps | 40000 | 40.7 | see above | 4KGJ8 |  | 0
Linear Fluorescent T-8 32 W Lamps
F-28-F | Façade | High Abuse Fixture | 32 | 1 | 28 | 30000 | 292.5 | Grainger #403 2012/2013 Ref | 3FB62 | T8 - Bi-Pin Base | 5.81 | as above | 4WW56 | 298.31 | 2 | 103 | 2556-36.20-1180 | 0.08889 | 4.5778 | 0180 | Electronic Instant Start 1 Lamp | 40000 | 46.6 | see above | 5PTN3 | 1 | 51.5 | 2651-13.50-7630
F-36-F | Façade | High Abuse Fixture | 32 | 1 | 36 | 30000 | 292.5 | Grainger #403 2012/2013 Ref | 3FB62 | T8 - Bi-Pin Base | 5.81 | as above | 4WW56 | 298.31 | 2 | 103 | 2556-36.20-1180 | 0.08889 | 4.5778 | 0180 | Electronic Instant Start 1 Lamp | 40000 | 28.65 | see above | 1PCV8 | 1 | 51.5 | 2651-13.50-7630
F-2L-48-F | Façade | High Abuse Fixture | 32 | 2 | 48 | 30000 | 315.75 | Grainger #403 2012/2013 Ref | 3FB60 | T8 - Bi-Pin Base | 5.81 | as above | 4WW56 | 327.37 | 2 | 103.5 | 2556-36.20-1180 | 0.13334 | 6.9001 | 0180 | Electronic Ballast Instant Start 2 Lamp | 40000 | 40.1 | see above | 4XLC9 | 1 | 51.75 | 2651-13.50-7630
None | 0 | 0 | 0 | 0 | 0 | 0 | 0 | 0 | 0 | 0 | 0 | 0 | 0 | 0 | 0 | 0 | 0 | 0 | 0 | 0 | 0 | 0 | 0 | 0 | 0 | 0 | 0 | 0
LED-Wall-85 LPW-2300 lm | Door | Wall Pack | 26 | 1 | 26 | 100000 | 627 | grainger.com | 31A146 |  | 0 |  |  | 627 | 1 | 51.5 | 2556-23.10-0200 | 0 | 0 |  |  | 100000 | 313.5 |  | Assumes 50% of fixture cost | 1 | 51.5
LED-Wall-97 LPW-2700 lm | Door | Wall Pack | 28 | 1 | 28 | 60000 | 347 | grainger.com | 53VY41 |  | 0 |  |  | 347 | 1 | 51.5 | 2556-23.10-0200 | 0 | 0 |  |  | 60000 | 173.5 |  | Assumes 50% of fixture cost | 1 | 51.5
LED-Wall-101 LPW-2800 lm | Door | Wall Pack | 28 | 1 | 28 | 100000 | 676 | grainger.com | 53WA35 |  | 0 |  |  | 676 | 1 | 51.5 | 2556-23.10-0200 | 0 | 0 |  |  | 100000 | 338 |  | Assumes 50% of fixture cost | 1 | 51.5
LED-Wall-103 LPW-2900 lm | Door | Wall Pack | 28 | 1 | 28 | 100000 | 649 | grainger.com | 53WA53 |  | 0 |  |  | 649 | 1 | 51.5 | 2556-23.10-0200 | 0 |  |  |  | 100000 | 324.5 |  | Assumes 50% of fixture cost | 1 | 51.5
LED-Wall-86 LPW-7700 lm | Door | Wall Pack | 83 | 1 | 83 | 60000 | 523 | grainger.com | 53VZ13 |  | 0 |  |  | 523 | 1 | 51.5 | 2556-23.10-0200 | 0 | 0 |  |  | 60000 | 261.5 |  | Assumes 50% of fixture cost | 1 | 51.5
LED-Wall-101 LPW-8000 lm | Door | Wall Pack | 80 | 1 | 83 | 60000 | 485.5 | grainger.com | 53XX85 |  | 0 |  |  | 485.5 | 1 | 51.5 | 2556-23.10-0200 | 0 | 0 |  |  | 60000 | 242.75 |  | Assumes 50% of fixture cost | 1 | 51.5

## Env_Power_Other Method
90.1 Cost Effectiveness Analysis - Envelope, Power and Other Addenda Cost Methodology
Envelope fenestration changes for 90.1-2016; Addendum ai
ASHRAE Building Type / Fenestration type weighting factors |  | Small Office | Large Office | Stand-Alone Retail | Primary School | Small Hotel | Mid-rise apartment
Non-Metal Framing |  | 0.016282 | 0.016282 | 0.099345 | 0.21613 | 0.11495 | 0.31907
Metal Framing (Curtainwall) |  | 0.62222 | 0.62222 | 0.62414 | 0.44547 | 0.20523 | 0.049867
Metal Framing (entrance) |  | 0 | 0 | 0 | 0 | 0 | 0
Metal Framing (All Other)/Operable |  | 0.36233 | 0.36233 | 0.28356 | 0.33813 | 0.68056 | 0.63133
|  | 1.0008 | 1.0008 | 1.007 | 0.99973 | 1.0007 | 1.0003
| Weighted U-factors 2016 by CZ | Small Office | Large Office | Stand-Alone Retail | Primary School | Small Hotel | Mid-rise apartment
| 2 | 0.57753 | 0.57753 | 0.55811 | 0.54031 | 0.59572 | 0.55535
| 3 | 0.50277 | 0.50277 | 0.48378 | 0.47466 | 0.53863 | 0.51491
| 4 | 0.40816 | 0.40816 | 0.39841 | 0.39182 | 0.42668 | 0.40827
| 5 | 0.40816 | 0.40816 | 0.39841 | 0.39182 | 0.42668 | 0.40827
Envelope and Power Cost Methodology
Fenestration U-factors and SHGC
Addendum 90.1-13ai updates the prescriptive fenestration U-factor and solar heat gain coefficient (SHGC) requirements in Tables 5.5-0 through 5.5-8 of Standard 90.1; specifically, the maximum allowable SHGC for vertical fenestration was reduced in climate zones 0, 4, and 5; the maximum allowable U-factor for vertical fenestration was reduced in climate zones 2 through 8; and the maximum allowable U-factor for skylights was reduced in climate zone 8. The addendum also changed an exception to allow area-weighting between multiple classes of construction for showing compliance, which was previously not allowed.
To determine the incremental cost of the changes introduced to the prototype models by addendum 90.1-13ai, cost estimates compiled by a cost estimating consultant were used. The ESC of ASHRAE SSPC 90.1 compiled a list of assemblies for which they desired cost estimates. These assemblies included those required by addendum 90.1-13ai along with more and less stringent assemblies. PNNL collected costs for these assemblies by contracting with a consultant who specializes in construction cost estimation. The cost estimates provided by the consultant were sufficient to calculate all the incremental costs incurred from the requirements of addendum 90.1-13ai. In the estimates, fenestration costs are specified per square foot of the component area. Labor costs and total costs including overhead and profit are also provided.
It is more difficult to develop cost estimates for fenestration improvements than for opaque envelope improvements, mainly because the requirements can be met by a number of different fenestration assemblies. For example, a lower U-factor for metal-frame fixed windows could be achieved through improved glazing, an improved gas layer, or an improved frame. The way a lower U-factor is met has significant impact on the cost. The cost consultant’s estimates have costs for a limited number of glazing and gas layer combinations (a glazing unit) and costs for a few frame types. Costs are also provided for a few combinations of frame types (e.g., metal fixed without thermal break and metal fixed with thermal break) and a single type of glazing (e.g., low-e, 1 in. double glazing with ½ in. air space). The cost estimates from the consultant were evaluated as a group to contrast the incremental cost of going from one frame type to another while keeping the same glazing unit. This incremental frame cost was used to develop the cost of fenestration assemblies that were not covered in the consultant’s estimates. The cost of a new fenestration assembly was calculated as follows:
1. The cost of the glazing unit was subtracted from each of the complete assembly costs. The remaining cost would be that of a frame without a glazing unit.
2. The cost of individual glazing units was added to the frame cost in step 1 to determine the cost of a new fenestration assembly.
Using the calculated cost per square foot of individual opaque and fenestration assemblies for each prototype in every climate zone, the total cost was then calculated by multiplying the cost per square foot by the area of each component (walls, roofs, windows, etc.) for the prototype. Since these base costs were developed in 2012, product specific inflation factors were developed by comparing RS Means Handbook edition costs and were then used to bring the costs forward to 2018.
Door U-factors
Addendum bc reduces the U-factors of opaque doors in residential, non-residential, and semiheated buildings. It also adds exceptions for glazed, non-swinging, horizontally hinged sectional doors (garage doors).
Costs for different levels of door insulation were acquired from online building supply web sites such as lowes.com and combined with base costs from RS Means 2018 (Lowes 2018).
Transformer efficiency improvement
Transformer efficiency requirements were upgraded to match federal requirements. The cost difference for more efficient transformers is based on cost differences estimated in 2012 for a similar efficiency increase, adjusted forward to 2018 based on comparison of RS Means 2012 and 2018.
Power Costs
90.1-2010 Section 8.4.2 introduced requirements for automatic turn-off of half the 15 and 20 amp, 120 volt receptacles located in certain spaces. Addendum 90.1-10bf expands those requirements by adding conference rooms, print/copy rooms, break rooms, and classrooms other than computer classrooms to the list of spaces requiring control. Addendum 90.1-10bf also reduced the time delay before shutting-off power when using an occupancy sensor to 20 minutes instead of 30 minutes. While there are a few ways to apply the control signal to the receptacles, an occupancy sensor-based control was used to determine savings in the models, and the same method of control is used to calculate costs.
Receptacle loads in the space types that had new control requirements specified in addendum 90.1-10bf were included in the cost estimate. The areas where 90.1-2010 previously required control were not included in the cost estimate. The number of controlled receptacles was determined based on 33 Watts per receptacle serving 50% of the power used by equipment in the affected areas. Each control relay serves 8 controlled receptacles with an associated 8 uncontrolled receptacles in the same area.
In the space types that had new control requirements specified in addendum 90.1-10bf, costs for 90.1-2010 included wiring and installation of conventional receptacles without controls. Costs for 90.1-2013 include additional wiring for controlled receptacles, power pack controllers and occupancy sensors. Smaller zones already include occupancy sensor control for lighting, so in smaller zones the upgrade cost was for a bare contact in the occupancy sensor instead of a separate occupancy sensor and reduced wiring, resulting in a cost that was half of the larger area control configurations.

## Env Pow Other Proto
[12 empty] | 90.1 Cost Effectiveness - Cost Estimate - Envelope, Power, Other | [14 empty] | 2007 | [43 empty] | Envelope, Power and Other Items - Summary of Total New Construction, Maintenance, and Replacement Costs By Replacement Year by Prototype
Actual climate zones change with each state selected
[73 empty] | Base |  |  | Target | Difference | Difference
[6 empty] | SO | LO | SR | PS | SH | MA | Item and Addenda / Affected Prototype and Item |  | Base Code | 2013 |  |  |  | Target Code | 2016 | [6 empty] | Base Code Costs | [19 empty] | Target Code | [23 empty] | Small Office | [7 empty] | Large Office | [7 empty] | Standalone Retail | [7 empty] | Primary School | [7 empty] | Small Hotel | [7 empty] | Mid-rise Apartment
| Climate Zones Affected |  |  |  |  | Prototypes Affected | [17 empty] | Other Cost Parameters |  |  | New Construction Costs | New Construction Costs | [8 empty] | Maintenance Cost | Replacement Costs (none) | [8 empty] | New Construction Costs | [10 empty] | Maintenance Costs | Replacement Costs | [11 empty] | CZ_1 | 2A | [6 empty] | CZ_1 | 2A | [6 empty] | CZ_1 | 2A | [6 empty] | CZ_1 | 2A | [6 empty] | CZ_1 | 2A | [6 empty] | CZ_1 | 2A
Code Check | CZ_1 | CZ_2 | CZ_3 | CZ_4 | CZ_5 | Small Office | Large Office | Standalone Retail | Primary School | Small Hotel | Mid-rise Apartment |  | Climate Zone & Prototype | Description of cost items | Source | Not Used | Varies, see below | Varies, see below | Description of Cost Items | Source |  | Varies, see below | Varies, see below |  |  | Material $/UoM (if applicable) |  | Material Subtotal |  | Labor $/ft2 |  | Labor Subtotal | Construction Equipment $/UoM (if applicable) | Construction Equipment Subtotal | Cost Adjustments | Total | Annual Main- tenance (none) | Replacement Life years | Material Subtotal |  | Labor Cost/ hour | Labor Hours | Labor Subtotal with replacement hour adjustment | Construction Equipment Subtotal | Cost Adjustments | Total | Material $/UoM (if applicable) | Material Subtotal |  | Labor $/ft2 |  | Labor Subtotal | Construction Equipment Subtotal | Construction Equipment Subtotal | Cost Adjustments | Added Commis- sioning | Total Cost | Annual Main- tenance Cost | Replace- ment Life (years) | Material Subtotal | Labor Crew | Labor Cost/ hour | Labor Hours | Labor Subtotal with replacement hour adjustment | Construction Equipment Subtotal | Cost Adjustments | Added Commis- sioning | Total | New Construction Costs Target minus Base for verification |  | Category | All Costs, First Replacement Only | With Repeated Replacements | Category | Replacement First Year | With Repeated Replacements | 30 Year | 40 Year | Category | All Costs, First Replacement Only | With Repeated Replacements | Category | Replacement First Year | With Repeated Replacements | 30 Year | 40 Year | Category | All Costs, First Replacement Only | With Repeated Replacements | Category | Replacement First Year | With Repeated Replacements | 30 Year | 40 Year | Category | All Costs, First Replacement Only | With Repeated Replacements | Category | Replacement First Year | With Repeated Replacements | 30 Year | 40 Year | Category | All Costs, First Replacement Only | With Repeated Replacements | Category | Replacement First Year | With Repeated Replacements | 30 Year | 40 Year | Category | All Costs, First Replacement Only | With Repeated Replacements | Category | Replacement First Year | With Repeated Replacements | 30 Year | 40 Year
| 2A | 3A | 3B | 4A | 5A | [6 empty] | Building Envelope
[12 empty] | Building Insulation and Windows |  | To determine the incremental cost of the changes introduced to the prototype models by addendum 90.1-13ai, cost estimates compiled by a cost estimating consultant were used. The ESC of ASHRAE SSPC 90.1 compiled a list of assemblies for which they desired cost estimates. | PNNL collected costs for these assemblies by contracting with a consultant who specializes in construction cost estimation. |  | Area, ft2 or # doors | Slab Insulation Area (slab perimeter x insulation depth), ft2 | To determine the incremental cost of the changes introduced to the prototype models by addendum 90.1-13ai, cost estimates compiled by a cost estimating consultant were used. The ESC of ASHRAE SSPC 90.1 compiled a list of assemblies for which they desired cost estimates. | PNNL collected costs for these assemblies by contracting with a consultant who specializes in construction cost estimation. |  | Area, ft2 or # doors | Slab Insulation Area (slab perimeter x insulation depth), ft2 |  |  | Slab-on-grade Slab only (Used for base code and target code), $/ft2 | Material $/ft2 |  |  | Slab-on-grade Slab only Labor (Used for base code and target code) $/ft2 | Labor $/ft2 (for slab-on-grade, this labor is for insulation only) |  | Construction Equipment $/ft2 or $/ft for slab edge |  | General Contractor Markup and Contingency Only other cost adjustments incorporated in envelope unit costs | [9 empty] | Additional Replacement Overhead and General Contractor Markup and Contingency P other cost adjustments incorporated in envelope unit costs |  | Material $/ft2 |  |  |  | Labor $/ft2 (for slab-on-grade, this labor is for insulation only) |  | Construction Equipment $/ft2 or $/ft for slab edge |  | General Contractor Markup and Contingency Only other cost adjustments incorporated in envelope unit costs | [15 empty] | Scroll down to row 300 for prototype summaries | [7 empty] | Scroll down to row 300 for prototype summaries | [7 empty] | Scroll down to row 300 for prototype summaries | [7 empty] | Scroll down to row 300 for prototype summaries | [7 empty] | Scroll down to row 300 for prototype summaries | [7 empty] | Scroll down to row 300 for prototype summaries
[14 empty] | 2013 | Base Code Requirement - opaque u-factor, F-factor for slab on grade, or u-factor/SHGC for windows and skylights | [11 empty] | For slab-on-grade, this represents the cost of insulation in $/ft2 of insulation area. If no insulation is required, this cost is zero. | [19 empty] | For slab-on-grade, this represents the cost of insulation in $/ft2 of insulation area. If no insulation is required, this cost is zero.
1 | [12 empty] | _SO | Small Office |  |  |  |  | Small Office | [49 empty] | 0 | SO
1 | 1 | 1 | 1 |  |  | 1 | [6 empty] | 2-3SO | 21sf_Door_0.7unins | Means/Lowes |  | 2 |  | 21sf_Door_0.37_insPU | Means/Lowes |  | 2 |  |  |  |  | 455 | 910 |  |  | 47.5 | 95 | 0 | 0 | 150.75 | 1155.75 |  | 40 | 910 |  |  |  | 156.75 | 0 | 160.0125 | 1226.7625 | 483.3689 | 966.7378 |  |  | 47.5 | 95 | 0 | 0 | 159.2607 |  | 1220.9985 |  | 40 | 966.7378 |  |  |  | 156.75 | 0 | 187.4801 |  | 1310.9679 | 65.2485 | SO
1 | 1 |  |  |  |  | 1 | [6 empty] | 2SO | Windows | 0.60, 0.25 |  | 642.4528 |  | Windows | 0.58, 0.25 |  | 642.4528 |  |  |  |  | 15.4468 | 9923.8139 |  |  | 32.2093 | 20692.9653 | 0 | 0 | 4592.5169 | 35209.296 |  | 40 | 9923.8139 |  |  |  | 34143.3927 | 0 | 6610.081 | 50677.2876 | 15.4468 | 9923.8139 |  |  | 32.2093 | 20692.9653 | 0 | 0 | 4592.5169 |  | 35209.296 |  | 40 | 9923.8139 |  |  |  | 34143.3927 | 0 | 7278.0531 |  | 51345.2597 | 0 | SO
1 |  | 1 |  |  |  | 1 | [6 empty] | 3SO | Windows | 0.53, 0.25 |  | 642.4528 |  | Windows | 0.50, 0.25 |  | 642.4528 |  |  |  |  | 16.1062 | 10347.4497 |  |  | 32.2093 | 20692.9653 | 0 | 0 | 4656.0622 | 35696.4772 |  | 40 | 10347.4497 |  |  |  | 34143.3927 | 0 | 6673.6264 | 51164.4687 | 16.1104 | 10350.1534 |  |  | 32.2093 | 20692.9653 | 0 | 0 | 4656.4678 |  | 35699.5865 |  | 40 | 10350.1534 |  |  |  | 34143.3927 | 0 | 7349.3584 |  | 51842.9046 | 3.1093 | SO
1 |  |  | 1 |  |  | 1 | [6 empty] | 3SO | Windows | 0.53, 0.25 |  | 642.4528 |  | Windows | 0.50, 0.25 |  | 642.4528 |  |  |  |  | 16.1062 | 10347.4497 |  |  | 32.2093 | 20692.9653 | 0 | 0 | 4656.0622 | 35696.4772 |  | 40 | 10347.4497 |  |  |  | 34143.3927 | 0 | 6673.6264 | 51164.4687 | 16.1104 | 10350.1534 |  |  | 32.2093 | 20692.9653 | 0 | 0 | 4656.4678 |  | 35699.5865 |  | 40 | 10350.1534 |  |  |  | 34143.3927 | 0 | 7349.3584 |  | 51842.9046 | 3.1093 | SO
1 |  |  |  | 1 | 1 | 1 | [6 empty] | 4-5SO | 21sf_Door_0.5_insPS | Means/Lowes |  | 2 |  | 21sf_Door_0.37_insPU | Means/Lowes |  | 2 |  |  |  |  | 476.33 | 952.66 |  |  | 47.5 | 95 | 0 | 0 | 157.149 | 1204.809 |  | 40 | 952.66 |  |  |  | 156.75 | 0 | 166.4115 | 1275.8215 | 483.3689 | 966.7378 |  |  | 47.5 | 95 | 0 | 0 | 159.2607 |  | 1220.9985 |  | 40 | 966.7378 |  |  |  | 156.75 | 0 | 187.4801 |  | 1310.9679 | 16.1895 | SO
1 |  |  |  | 1 |  | 1 | [6 empty] | 4SO | Windows | 0.45, 0.40 |  | 642.4528 |  | Windows | 0.41, 0.36 |  | 642.4528 |  |  |  |  | 14.2 | 9122.8514 |  |  | 32.2093 | 20692.9653 | 0 | 0 | 4472.3725 | 34288.1891 |  | 40 | 9122.8514 |  |  |  | 34143.3927 | 0 | 6489.9366 | 49756.1807 | 15.3853 | 9884.3011 |  |  | 32.2093 | 20692.9653 | 0 | 0 | 4586.59 |  | 35163.8563 |  | 40 | 9884.3011 |  |  |  | 34143.3927 | 0 | 7271.4446 |  | 51299.1384 | 875.6672 | SO
1 |  |  |  |  | 1 | 1 | [6 empty] | 5SO | Windows | 0.45, 0.40 |  | 642.4528 |  | Windows | 0.41, 0.38 |  | 642.4528 |  |  |  |  | 14.2127 | 9130.9964 |  |  | 32.2093 | 20692.9653 | 0 | 0 | 4473.5943 | 34297.5559 |  | 40 | 9130.9964 |  |  |  | 34143.3927 | 0 | 6491.1584 | 49765.5475 | 14.9638 | 9613.5438 |  |  | 32.2093 | 20692.9653 | 0 | 0 | 4545.9764 |  | 34852.4855 |  | 40 | 9613.5438 |  |  |  | 34143.3927 | 0 | 7226.1605 |  | 50983.097 | 554.9295 | SO
1 | [13 empty] | Large Office |  |  |  |  | Large Office | [49 empty] | 0 | LO
1 | 1 | 1 | 1 |  |  |  | 1 | [5 empty] | 2-3LO | 21sf_Door_0.7unins | Means/Lowes |  | 12 |  | 21sf_Door_0.37_insPU | Means/Lowes |  | 12 |  |  |  |  | 455 | 5460 |  |  | 47.5 | 570 | 0 | 0 | 904.5 | 6934.5 |  | 40 | 5460 |  |  |  | 940.5 | 0 | 960.075 | 7360.575 | 483.3689 | 5800.4268 |  |  | 47.5 | 570 | 0 | 0 | 955.564 |  | 7325.9908 |  | 40 | 5800.4268 |  |  |  | 940.5 | 0 | 1124.8807 |  | 7865.8075 | 391.4908 | LO
1 | 1 | [5 empty] | 1 | [5 empty] | 2LO | Windows | 0.60, 0.25 |  | 49904.2016 |  | Windows | 0.58, 0.25 |  | 49904.2016 |  |  |  |  | 15.4468 | 770858.1852 |  |  | 32.2093 | 1607380.1675 | 0 | 0 | 356735.7529 | 2734974.1056 |  | 40 | 770858.1852 |  |  |  | 2652177.2764 | 0 | 513455.3192 | 3936490.7809 | 15.4468 | 770858.1852 |  |  | 32.2093 | 1607380.1675 | 0 | 0 | 356735.7529 |  | 2734974.1056 |  | 40 | 770858.1852 |  |  |  | 2652177.2764 | 0 | 565341.8023 |  | 3988377.2639 | 0 | LO
1 |  | 1 |  |  |  |  | 1 | [5 empty] | 3LO | Windows | 0.53, 0.25 |  | 49904.2016 |  | Windows | 0.50, 0.25 |  | 49904.2016 |  |  |  |  | 16.1062 | 803765.2027 |  |  | 32.2093 | 1607380.1675 | 0 | 0 | 361671.8055 | 2772817.1758 |  | 40 | 803765.2027 |  |  |  | 2652177.2764 | 0 | 518391.3719 | 3974333.851 | 16.1104 | 803975.2236 |  |  | 32.2093 | 1607380.1675 | 0 | 0 | 361703.3087 |  | 2773058.6997 |  | 40 | 803975.2236 |  |  |  | 2652177.2764 | 0 | 570880.627 |  | 4027033.1269 | 241.5239 | LO
1 |  |  | 1 |  |  |  | 1 | [5 empty] | 3LO | Windows | 0.53, 0.25 |  | 49904.2016 |  | Windows | 0.50, 0.25 |  | 49904.2016 |  |  |  |  | 16.1062 | 803765.2027 |  |  | 32.2093 | 1607380.1675 | 0 | 0 | 361671.8055 | 2772817.1758 |  | 40 | 803765.2027 |  |  |  | 2652177.2764 | 0 | 518391.3719 | 3974333.851 | 16.1104 | 803975.2236 |  |  | 32.2093 | 1607380.1675 | 0 | 0 | 361703.3087 |  | 2773058.6997 |  | 40 | 803975.2236 |  |  |  | 2652177.2764 | 0 | 570880.627 |  | 4027033.1269 | 241.5239 | LO
1 |  |  |  | 1 | 1 |  | 1 | [5 empty] | 4-5LO | 21sf_Door_0.5_insPS | Means/Lowes |  | 12 |  | 21sf_Door_0.37_insPU | Means/Lowes |  | 12 |  |  |  |  | 476.33 | 5715.96 |  |  | 47.5 | 570 | 0 | 0 | 942.894 | 7228.854 |  | 40 | 5715.96 |  |  |  | 940.5 | 0 | 998.469 | 7654.929 | 483.3689 | 5800.4268 |  |  | 47.5 | 570 | 0 | 0 | 955.564 |  | 7325.9908 |  | 40 | 5800.4268 |  |  |  | 940.5 | 0 | 1124.8807 |  | 7865.8075 | 97.1368 | LO
1 |  |  |  | 1 |  |  | 1 | [5 empty] | 4LO | Windows | 0.45, 0.40 |  | 49904.2016 |  | Windows | 0.41, 0.36 |  | 49904.2016 |  |  |  |  | 14.2 | 708641.3257 |  |  | 32.2093 | 1607380.1675 | 0 | 0 | 347403.224 | 2663424.7172 |  | 40 | 708641.3257 |  |  |  | 2652177.2764 | 0 | 504122.7903 | 3864941.3924 | 15.3853 | 767788.9243 |  |  | 32.2093 | 1607380.1675 | 0 | 0 | 356275.3638 |  | 2731444.4556 |  | 40 | 767788.9243 |  |  |  | 2652177.2764 | 0 | 564828.4684 |  | 3984794.6691 | 68019.7384 | LO
1 |  |  |  |  | 1 |  | 1 | [5 empty] | 5LO | Windows | 0.45, 0.40 |  | 49904.2016 |  | Windows | 0.41, 0.38 |  | 49904.2016 |  |  |  |  | 14.2127 | 709274.0134 |  |  | 32.2093 | 1607380.1675 | 0 | 0 | 347498.1271 | 2664152.308 |  | 40 | 709274.0134 |  |  |  | 2652177.2764 | 0 | 504217.6935 | 3865668.9833 | 14.9638 | 746757.1453 |  |  | 32.2093 | 1607380.1675 | 0 | 0 | 353120.5969 |  | 2707257.9097 |  | 40 | 746757.1453 |  |  |  | 2652177.2764 | 0 | 561310.9034 |  | 3960245.3251 | 43105.6017 | LO
1 | [12 empty] | _SR | Standalone Retail |  |  |  |  | Standalone Retail | [49 empty] | 0 | SR
1 | 1 | 1 | 1 |  |  |  |  | 1 |  |  |  |  | 2-3SR | 21sf_Door_0.7unins | Means/Lowes |  | 8 |  | 21sf_Door_0.37_insPU | Means/Lowes |  | 8 |  |  |  |  | 455 | 3640 |  |  | 47.5 | 380 | 0 | 0 | 603 | 4623 |  | 40 | 3640 |  |  |  | 627 | 0 | 640.05 | 4907.05 | 483.3689 | 3866.9512 |  |  | 47.5 | 380 | 0 | 0 | 637.0427 |  | 4883.9939 |  | 40 | 3866.9512 |  |  |  | 627 | 0 | 749.9204 |  | 5243.8716 | 260.9939 | SR
1 | 1 | 1 | 1 | 1 | 1 |  |  | 1 |  |  |  |  | 2-5SR | 80sf_RU_Door_0.5_insPS | Means/Lowes |  | 5 |  | 80sf_RU_Door_0.31_insPU | Means/Lowes |  | 5 |  |  |  |  | 925 | 4625 |  |  | 585 | 2925 | 0 | 0 | 1132.5 | 8682.5 |  | 40 | 4625 |  |  |  | 4826.25 | 0 | 1417.6875 | 10868.9375 | 1006.27 | 5031.35 |  |  | 666.27 | 3331.35 | 0 | 0 | 1254.405 |  | 9617.105 |  | 40 | 5031.35 |  |  |  | 5496.7275 | 0 | 1745.9798 |  | 12274.0573 | 934.605 | SR
1 | 1 | [6 empty] | 1 |  |  |  |  | 2SR | Windows | 0.58, 0.25 |  | 903.6107 |  | Windows | 0.56, 0.25 |  | 903.6107 |  |  |  |  | 18.6767 | 16876.4264 |  |  | 30.2612 | 27344.3216 | 0 | 0 | 6633.1122 | 50853.8603 |  | 40 | 16876.4264 |  |  |  | 45118.1307 | 0 | 9299.1836 | 71293.7407 | 18.6767 | 16876.4264 |  |  | 30.2612 | 27344.3216 | 0 | 0 | 6633.1122 |  | 50853.8603 |  | 40 | 16876.4264 |  |  |  | 45118.1307 | 0 | 10246.7707 |  | 72241.3279 | 0 | SR
1 |  | 1 | [5 empty] | 1 |  |  |  |  | 3SR | Windows | 0.52, 0.25 |  | 903.6107 |  | Windows | 0.48, 0.25 |  | 903.6107 |  |  |  |  | 19.3381 | 17474.1105 |  |  | 30.2612 | 27344.3216 | 0 | 0 | 6722.7648 | 51541.197 |  | 40 | 17474.1105 |  |  |  | 45118.1307 | 0 | 9388.8362 | 71981.0774 | 19.3638 | 17497.314 |  |  | 30.2612 | 27344.3216 | 0 | 0 | 6726.2453 |  | 51567.881 |  | 40 | 17497.314 |  |  |  | 45118.1307 | 0 | 10350.6142 |  | 72966.0589 | 26.684 | SR
1 |  |  | 1 |  |  |  |  | 1 |  |  |  |  | 3SR | Windows | 0.52, 0.25 |  | 903.6107 |  | Windows | 0.48, 0.25 |  | 903.6107 |  |  |  |  | 19.3381 | 17474.1105 |  |  | 30.2612 | 27344.3216 | 0 | 0 | 6722.7648 | 51541.197 |  | 40 | 17474.1105 |  |  |  | 45118.1307 | 0 | 9388.8362 | 71981.0774 | 19.3638 | 17497.314 |  |  | 30.2612 | 27344.3216 | 0 | 0 | 6726.2453 |  | 51567.881 |  | 40 | 17497.314 |  |  |  | 45118.1307 | 0 | 10350.6142 |  | 72966.0589 | 26.684 | SR
1 |  |  |  | 1 | 1 |  |  | 1 |  |  |  |  | 4-5SR | 21sf_Door_0.5_insPS | Means/Lowes |  | 8 |  | 21sf_Door_0.37_insPU | Means/Lowes |  | 8 |  |  |  |  | 476.33 | 3810.64 |  |  | 47.5 | 380 | 0 | 0 | 628.596 | 4819.236 |  | 40 | 3810.64 |  |  |  | 627 | 0 | 665.646 | 5103.286 | 483.3689 | 3866.9512 |  |  | 47.5 | 380 | 0 | 0 | 637.0427 |  | 4883.9939 |  | 40 | 3866.9512 |  |  |  | 627 | 0 | 749.9204 |  | 5243.8716 | 64.7579 | SR
1 |  |  |  | 1 |  |  |  | 1 |  |  |  |  | 4SR | Windows | 0.44, 0.40 |  | 903.6107 |  | Windows | 0.40, 0.36 |  | 903.6107 |  |  |  |  | 17.5551 | 15863.0129 |  |  | 30.2612 | 27344.3216 | 0 | 0 | 6481.1002 | 49688.4348 |  | 40 | 15863.0129 |  |  |  | 45118.1307 | 0 | 9147.1715 | 70128.3152 | 18.6305 | 16834.6801 |  |  | 30.2612 | 27344.3216 | 0 | 0 | 6626.8503 |  | 50805.852 |  | 40 | 16834.6801 |  |  |  | 45118.1307 | 0 | 10239.7887 |  | 72192.5995 | 1117.4173 | SR
1 |  |  |  |  | 1 |  |  | 1 |  |  |  |  | 5SR | Windows | 0.44, 0.40 |  | 903.6107 |  | Windows | 0.40, 0.38 |  | 903.6107 |  |  |  |  | 17.6325 | 15932.9133 |  |  | 30.2612 | 27344.3216 | 0 | 0 | 6491.5852 | 49768.8202 |  | 40 | 15932.9133 |  |  |  | 45118.1307 | 0 | 9157.6566 | 70208.7006 | 18.3006 | 16536.6454 |  |  | 30.2612 | 27344.3216 | 0 | 0 | 6582.1451 |  | 50463.1121 |  | 40 | 16536.6454 |  |  |  | 45118.1307 | 0 | 10189.9424 |  | 71844.7185 | 694.2919 | SR
1 | [12 empty] | _PS | Primary School |  |  |  |  | Primary School | [49 empty] | 0 | PS
1 | 1 | 1 | 1 | [5 empty] | 1 |  |  |  | 2-3PS | 21sf_Door_0.7unins | Means/Lowes |  | 25 |  | 21sf_Door_0.37_insPU | Means/Lowes |  | 25 |  |  |  |  | 455 | 11375 |  |  | 47.5 | 1187.5 | 0 | 0 | 1884.375 | 14446.875 |  | 40 | 11375 |  |  |  | 1959.375 | 0 | 2000.1562 | 15334.5312 | 483.3689 | 12084.2225 |  |  | 47.5 | 1187.5 | 0 | 0 | 1990.7584 |  | 15262.4809 |  | 40 | 12084.2225 |  |  |  | 1959.375 | 0 | 2343.5014 |  | 16387.0989 | 815.6059 | PS
1 | 1 | [7 empty] | 1 |  |  |  | 2PS | Windows | 0.56, 0.25 |  | 9464.5528 |  | Windows | 0.54, 0.25 |  | 9464.5528 |  |  |  |  | 22.9798 | 217493.3201 |  |  | 26.9986 | 255529.6468 | 0 | 0 | 70953.445 | 543976.4118 |  | 40 | 217493.3201 |  |  |  | 421623.9172 | 0 | 95867.5856 | 734984.8228 | 22.9798 | 217493.3201 |  |  | 26.9986 | 255529.6468 | 0 | 0 | 70953.445 |  | 543976.4118 |  | 40 | 217493.3201 |  |  |  | 421623.9172 | 0 | 105753.9733 |  | 744871.2106 | 0 | PS
1 |  | 1 | [6 empty] | 1 |  |  |  | 3PS | Windows | 0.50, 0.25 |  | 9464.5528 |  | Windows | 0.47, 0.25 |  | 9464.5528 |  |  |  |  | 23.4519 | 221961.4563 |  |  | 26.9986 | 255529.6468 | 0 | 0 | 71623.6655 | 549114.7686 |  | 40 | 221961.4563 |  |  |  | 421623.9172 | 0 | 96537.806 | 740123.1795 | 23.5077 | 222490.1903 |  |  | 26.9986 | 255529.6468 | 0 | 0 | 71702.9756 |  | 549722.8126 |  | 40 | 222490.1903 |  |  |  | 421623.9172 | 0 | 106589.6999 |  | 750703.8073 | 608.044 | PS
1 |  |  | 1 | [5 empty] | 1 |  |  |  | 3PS | Windows | 0.50, 0.25 |  | 9464.5528 |  | Windows | 0.47, 0.25 |  | 9464.5528 |  |  |  |  | 23.4519 | 221961.4563 |  |  | 26.9986 | 255529.6468 | 0 | 0 | 71623.6655 | 549114.7686 |  | 40 | 221961.4563 |  |  |  | 421623.9172 | 0 | 96537.806 | 740123.1795 | 23.5077 | 222490.1903 |  |  | 26.9986 | 255529.6468 | 0 | 0 | 71702.9756 |  | 549722.8126 |  | 40 | 222490.1903 |  |  |  | 421623.9172 | 0 | 106589.6999 |  | 750703.8073 | 608.044 | PS
1 |  |  |  | 1 | 1 |  |  |  | 1 |  |  |  | 4-5PS | 21sf_Door_0.5_insPS | Means/Lowes |  | 25 |  | 21sf_Door_0.37_insPU | Means/Lowes |  | 25 |  |  |  |  | 476.33 | 11908.25 |  |  | 47.5 | 1187.5 | 0 | 0 | 1964.3625 | 15060.1125 |  | 40 | 11908.25 |  |  |  | 1959.375 | 0 | 2080.1438 | 15947.7687 | 483.3689 | 12084.2225 |  |  | 47.5 | 1187.5 | 0 | 0 | 1990.7584 |  | 15262.4809 |  | 40 | 12084.2225 |  |  |  | 1959.375 | 0 | 2343.5014 |  | 16387.0989 | 202.3684 | PS
1 |  |  |  | 1 |  |  |  |  | 1 |  |  |  | 4PS | Windows | 0.43, 0.40 |  | 9464.5528 |  | Windows | 0.39, 0.36 |  | 9464.5528 |  |  |  |  | 21.8111 | 206432.1515 |  |  | 26.9986 | 255529.6468 | 0 | 0 | 69294.2697 | 531256.068 |  | 40 | 206432.1515 |  |  |  | 421623.9172 | 0 | 94208.4103 | 722264.479 | 22.7716 | 215522.5712 |  |  | 26.9986 | 255529.6468 | 0 | 0 | 70657.8327 |  | 541710.0507 |  | 40 | 215522.5712 |  |  |  | 421623.9172 | 0 | 105424.3656 |  | 742570.854 | 10453.9827 | PS
1 |  |  |  |  | 1 |  |  |  | 1 |  |  |  | 5PS | Windows | 0.43, 0.40 |  | 9464.5528 |  | Windows | 0.39, 0.38 |  | 9464.5528 |  |  |  |  | 21.9794 | 208024.9625 |  |  | 26.9986 | 255529.6468 | 0 | 0 | 69533.1914 | 533087.8007 |  | 40 | 208024.9625 |  |  |  | 421623.9172 | 0 | 94447.332 | 724096.2117 | 22.3783 | 211800.146 |  |  | 26.9986 | 255529.6468 | 0 | 0 | 70099.4689 |  | 537429.2617 |  | 40 | 211800.146 |  |  |  | 421623.9172 | 0 | 104801.79 |  | 738225.8532 | 4341.461 | PS
1 | [12 empty] | _SH | Small Hotel - Residential |  |  |  |  | Small Hotel - Residential | [49 empty] | 0 | SH
1 | [12 empty] | 2-5SH | Note: sliding exterior doors in rooms are modeled as fenestration. |  |  |  |  | Note: sliding exterior doors in rooms are modeled as fenestration. | [50 empty] | SH
1 | 1 | [8 empty] | 1 |  |  | 2SH | Windows | 0.61, 0.25 |  | 1420.33 |  | Windows | 0.60, 0.25 |  | 1420.33 |  |  |  |  | 19.173 | 27231.998 |  |  | 29.6518 | 42115.3115 | 0 | 0 | 10402.0964 | 79749.4059 |  | 40 | 27231.998 |  |  |  | 69490.264 | 0 | 14508.3393 | 111230.6013 | 19.173 | 27231.998 |  |  | 29.6518 | 42115.3115 | 0 | 0 | 10402.0964 |  | 79749.4059 |  | 40 | 27231.998 |  |  |  | 69490.264 | 0 | 15989.1746 |  | 112711.4366 | 0 | SH
1 |  | 1 | [7 empty] | 1 |  |  | 3SH | Windows | 0.55, 0.25 |  | 1420.33 |  | Windows | 0.54, 0.25 |  | 1420.33 |  |  |  |  | 19.3905 | 27540.9198 |  |  | 29.6518 | 42115.3115 | 0 | 0 | 10448.4347 | 80104.666 |  | 40 | 27540.9198 |  |  |  | 69490.264 | 0 | 14554.6776 | 111585.8614 | 19.4202 | 27583.1222 |  |  | 29.6518 | 42115.3115 | 0 | 0 | 10454.7651 |  | 80153.1988 |  | 40 | 27583.1222 |  |  |  | 69490.264 | 0 | 16047.9001 |  | 113121.2864 | 48.5328 | SH
1 |  |  | 1 | [6 empty] | 1 |  |  | 3SH | Windows | 0.55, 0.25 |  | 1420.33 |  | Windows | 0.54, 0.25 |  | 1420.33 |  |  |  |  | 19.3905 | 27540.9198 |  |  | 29.6518 | 42115.3115 | 0 | 0 | 10448.4347 | 80104.666 |  | 40 | 27540.9198 |  |  |  | 69490.264 | 0 | 14554.6776 | 111585.8614 | 19.4202 | 27583.1222 |  |  | 29.6518 | 42115.3115 | 0 | 0 | 10454.7651 |  | 80153.1988 |  | 40 | 27583.1222 |  |  |  | 69490.264 | 0 | 16047.9001 |  | 113121.2864 | 48.5328 | SH
1 |  |  |  | 1 | [5 empty] | 1 |  |  | 4SH | Windows | 0.47, 0.40 |  | 1420.33 |  | Windows | 0.43, 0.36 |  | 1420.33 |  |  |  |  | 17.4951 | 24848.7717 |  |  | 29.6518 | 42115.3115 | 0 | 0 | 10044.6125 | 77008.6957 |  | 40 | 24848.7717 |  |  |  | 69490.264 | 0 | 14150.8554 | 108489.8911 | 18.6836 | 26536.9035 |  |  | 29.6518 | 42115.3115 | 0 | 0 | 10297.8323 |  | 78950.0473 |  | 40 | 26536.9035 |  |  |  | 69490.264 | 0 | 15872.9201 |  | 111900.0876 | 1941.3516 | SH
1 |  |  |  |  | 1 |  |  |  |  | 1 |  |  | 5SH | Windows | 0.46, 0.40 |  | 1420.33 |  | Windows | 0.43, 0.38 |  | 1420.33 |  |  |  |  | 17.5846 | 24975.9065 |  |  | 29.6518 | 42115.3115 | 0 | 0 | 10063.6827 | 77154.9008 |  | 40 | 24975.9065 |  |  |  | 69490.264 | 0 | 14169.9256 | 108636.0961 | 17.892 | 25412.5688 |  |  | 29.6518 | 42115.3115 | 0 | 0 | 10129.182 |  | 77657.0624 |  | 40 | 25412.5688 |  |  |  | 69490.264 | 0 | 15684.8751 |  | 110587.7079 | 502.1616 | SH
1 | [12 empty] | _SHNR | Small Hotel - Non-residential |  |  |  |  | Small Hotel - Non-residential | [49 empty] | 0 | SHNR
1 | 1 | 1 | 1 | [6 empty] | 1 |  |  | 2-3SHNR | 21sf_Door_0.7unins | Means/Lowes |  | 3 |  | 21sf_Door_0.37_insPU | Means/Lowes |  | 3 |  |  |  |  | 455 | 1365 |  |  | 47.5 | 142.5 | 0 | 0 | 226.125 | 1733.625 |  | 40 | 1365 |  |  |  | 235.125 | 0 | 240.0188 | 1840.1437 | 483.3689 | 1450.1067 |  |  | 47.5 | 142.5 | 0 | 0 | 238.891 |  | 1831.4977 |  | 40 | 1450.1067 |  |  |  | 235.125 | 0 | 281.2202 |  | 1966.4519 | 97.8727 | SHNR
1 | 1 | [8 empty] | 1 |  |  | 2SHNR | Windows | 0.61, 0.25 |  | 567.53 |  | Windows | 0.60, 0.25 |  | 567.53 |  |  |  |  | 19.173 | 10881.257 |  |  | 29.6518 | 16828.2742 | 0 | 0 | 4156.4297 | 31865.961 |  | 40 | 10881.257 |  |  |  | 27766.6525 | 0 | 5797.1864 | 44445.096 | 19.173 | 10881.257 |  |  | 29.6518 | 16828.2742 | 0 | 0 | 4156.4297 |  | 31865.961 |  | 40 | 10881.257 |  |  |  | 27766.6525 | 0 | 6388.8929 |  | 45036.8024 | 0 | SHNR
1 |  | 1 | [7 empty] | 1 |  |  | 3SHNR | Windows | 0.55, 0.25 |  | 567.53 |  | Windows | 0.54, 0.25 |  | 567.53 |  |  |  |  | 19.3905 | 11004.6948 |  |  | 29.6518 | 16828.2742 | 0 | 0 | 4174.9454 | 32007.9144 |  | 40 | 11004.6948 |  |  |  | 27766.6525 | 0 | 5815.7021 | 44587.0494 | 19.4202 | 11021.5579 |  |  | 29.6518 | 16828.2742 | 0 | 0 | 4177.4748 |  | 32027.307 |  | 40 | 11021.5579 |  |  |  | 27766.6525 | 0 | 6412.3582 |  | 45200.5687 | 19.3926 | SHNR
1 |  |  | 1 | [6 empty] | 1 |  |  | 3SHNR | Windows | 0.55, 0.25 |  | 567.53 |  | Windows | 0.54, 0.25 |  | 567.53 |  |  |  |  | 19.3905 | 11004.6948 |  |  | 29.6518 | 16828.2742 | 0 | 0 | 4174.9454 | 32007.9144 |  | 40 | 11004.6948 |  |  |  | 27766.6525 | 0 | 5815.7021 | 44587.0494 | 19.4202 | 11021.5579 |  |  | 29.6518 | 16828.2742 | 0 | 0 | 4177.4748 |  | 32027.307 |  | 40 | 11021.5579 |  |  |  | 27766.6525 | 0 | 6412.3582 |  | 45200.5687 | 19.3926 | SHNR
1 |  |  |  | 1 | 1 |  |  |  |  | 1 |  |  | 4-5SHNR | 21sf_Door_0.5_insPS | Means/Lowes |  | 3 |  | 21sf_Door_0.37_insPU | Means/Lowes |  | 3 |  |  |  |  | 476.33 | 1428.99 |  |  | 47.5 | 142.5 | 0 | 0 | 235.7235 | 1807.2135 |  | 40 | 1428.99 |  |  |  | 235.125 | 0 | 249.6173 | 1913.7323 | 483.3689 | 1450.1067 |  |  | 47.5 | 142.5 | 0 | 0 | 238.891 |  | 1831.4977 |  | 40 | 1450.1067 |  |  |  | 235.125 | 0 | 281.2202 |  | 1966.4519 | 24.2842 | SHNR
1 |  |  |  | 1 | [5 empty] | 1 |  |  | 4SHNR | Windows | 0.47, 0.40 |  | 567.53 |  | Windows | 0.43, 0.36 |  | 567.53 |  |  |  |  | 17.4951 | 9928.9766 |  |  | 29.6518 | 16828.2742 | 0 | 0 | 4013.5876 | 30770.8385 |  | 40 | 9928.9766 |  |  |  | 27766.6525 | 0 | 5654.3444 | 43349.9735 | 18.6836 | 10603.5139 |  |  | 29.6518 | 16828.2742 | 0 | 0 | 4114.7682 |  | 31546.5563 |  | 40 | 10603.5139 |  |  |  | 27766.6525 | 0 | 6342.4404 |  | 44712.6067 | 775.7178 | SHNR
1 |  |  |  |  | 1 |  |  |  |  | 1 |  |  | 5SHNR | Windows | 0.46, 0.40 |  | 567.53 |  | Windows | 0.43, 0.38 |  | 567.53 |  |  |  |  | 17.5846 | 9979.7767 |  |  | 29.6518 | 16828.2742 | 0 | 0 | 4021.2076 | 30829.2586 |  | 40 | 9979.7767 |  |  |  | 27766.6525 | 0 | 5661.9644 | 43408.3936 | 17.892 | 10154.2565 |  |  | 29.6518 | 16828.2742 | 0 | 0 | 4047.3796 |  | 31029.9104 |  | 40 | 10154.2565 |  |  |  | 27766.6525 | 0 | 6267.3021 |  | 44188.2111 | 200.6518 | SHNR
1 | [12 empty] | _MA | Mid-rise Apartment |  |  |  |  | Mid-rise Apartment | [50 empty] | MA
1 | [12 empty] | 2-5MA | Note: Sliding doors in Apartment are modeled as fenestration |  |  |  |  | Note: Sliding doors in Apartment are modeled as fenestration | [50 empty] | MA
1 | 1 | [9 empty] | 1 |  | 2MA | Windows | 0.57, 0.25 |  | 3303.9815 |  | Windows | 0.56, 0.25 |  | 3303.9815 |  |  |  |  | 26.8763 | 88798.957 |  |  | 24.3506 | 80453.9687 | 0 | 0 | 25387.9388 | 194640.8645 |  | 40 | 88798.957 |  |  |  | 132749.0483 | 0 | 33232.2008 | 254780.2061 | 26.8763 | 88798.957 |  |  | 24.3506 | 80453.9687 | 0 | 0 | 25387.9388 |  | 194640.8645 |  | 40 | 88798.957 |  |  |  | 132749.0483 | 0 | 36695.4815 |  | 258243.4868 | 0 | MA
1 |  | 1 | [8 empty] | 1 |  | 3MA | Windows | 0.52, 0.25 |  | 3303.9815 |  | Windows | 0.51, 0.25 |  | 3303.9815 |  |  |  |  | 26.9292 | 88973.5628 |  |  | 24.3506 | 80453.9687 | 0 | 0 | 25414.1297 | 194841.6612 |  | 40 | 88973.5628 |  |  |  | 132749.0483 | 0 | 33258.3917 | 254981.0028 | 27.0117 | 89246.05 |  |  | 24.3506 | 80453.9687 | 0 | 0 | 25455.0028 |  | 195155.0214 |  | 40 | 89246.05 |  |  |  | 132749.0483 | 0 | 36770.2578 |  | 258765.356 | 313.3602 | MA
1 |  |  | 1 | [7 empty] | 1 |  | 3MA | Windows | 0.52, 0.25 |  | 3303.9815 |  | Windows | 0.51, 0.25 |  | 3303.9815 |  |  |  |  | 26.9292 | 88973.5628 |  |  | 24.3506 | 80453.9687 | 0 | 0 | 25414.1297 | 194841.6612 |  | 40 | 88973.5628 |  |  |  | 132749.0483 | 0 | 33258.3917 | 254981.0028 | 27.0117 | 89246.05 |  |  | 24.3506 | 80453.9687 | 0 | 0 | 25455.0028 |  | 195155.0214 |  | 40 | 89246.05 |  |  |  | 132749.0483 | 0 | 36770.2578 |  | 258765.356 | 313.3602 | MA
1 |  |  |  | 1 | [6 empty] | 1 |  | 4MA | Windows | 0.45, 0.40 |  | 3303.9815 |  | Windows | 0.41, 0.36 |  | 3303.9815 |  |  |  |  | 25.3125 | 83632.0081 |  |  | 24.3506 | 80453.9687 | 0 | 0 | 24612.8965 | 188698.8733 |  | 40 | 83632.0081 |  |  |  | 132749.0483 | 0 | 32457.1585 | 248838.2149 | 26.2637 | 86774.8714 |  |  | 24.3506 | 80453.9687 | 0 | 0 | 25084.326 |  | 192313.166 |  | 40 | 86774.8714 |  |  |  | 132749.0483 | 0 | 36356.9531 |  | 255880.8728 | 3614.2927 | MA
1 |  |  |  |  | 1 | [5 empty] | 1 |  | 5MA | Windows | 0.44, 0.40 |  | 3303.9815 |  | Windows | 0.41, 0.38 |  | 3303.9815 |  |  |  |  | 25.5609 | 84452.8756 |  |  | 24.3506 | 80453.9687 | 0 | 0 | 24736.0266 | 189642.8709 |  | 40 | 84452.8756 |  |  |  | 132749.0483 | 0 | 32580.2886 | 249782.2124 | 25.5294 | 84348.62 |  |  | 24.3506 | 80453.9687 | 0 | 0 | 24720.3883 |  | 189522.977 |  | 40 | 84348.62 |  |  |  | 132749.0483 | 0 | 35951.1626 |  | 253048.8309 | -119.8939 | MA
0 | 1 |  |  |  |  | 1 | [6 empty] | 2SO | Climate Zone 2A | [55 empty] | SO
0 | 1 |  |  |  |  | 1 | [6 empty] | 2SO | Roof - Attic and other | 0.027 |  | 6445.6274 |  | Roof - Attic and other | #N/A |  | 6445.6274 |  |  |  |  | 5.1531 | 33214.8014 |  |  | 2.6943 | 17366.6759 | 0.21707 | 1399.1309 | 7797.0912 | 59777.6993 |  | 40 | 33214.8014 |  |  |  | 28655.0152 | 1399.1309 | 9490.3421 | 72759.2895 | #N/A | #N/A |  |  | #N/A | #N/A | #N/A | #N/A | #N/A |  | #N/A |  | 40 | #N/A |  |  |  | #N/A | #N/A | #N/A |  | #N/A | #N/A | SO
0 | 1 |  |  |  |  | 1 | [6 empty] | 2SO | Above Ground Wall - Wood-framed | 0.089 |  | 2387.9911 |  | Above Ground Wall - Wood-framed | #N/A |  | 2387.9911 |  |  |  |  | 3.8076 | 9092.4647 |  |  | 5.7209 | 13661.4163 | 0 | 0 | 3413.0822 | 26166.9632 |  | 40 | 9092.4647 |  |  |  | 22541.3369 | 0 | 4745.0702 | 36378.8718 | #N/A | #N/A |  |  | #N/A | #N/A | #N/A | #N/A | #N/A |  | #N/A |  | 40 | #N/A |  |  |  | #N/A | #N/A | #N/A |  | #N/A | #N/A | SO
0 | 1 |  |  |  |  | 1 | [6 empty] | 2SO | Slab-on-grade - Unheated | 0.730 |  | 5493 | 0 | Slab-on-grade - Unheated | #N/A |  | 5493 | #N/A |  |  | 3.3895 | 0 | 18618.3159 |  | 1.2765 | 0 | 7012.0587 | 0 | 0 | 3844.5562 | 29474.9307 |  | 40 | 18618.3159 |  |  |  | 11569.8968 | 0 | 4528.2319 | 34716.4446 | #N/A | #N/A |  |  | #N/A | #N/A | #N/A | #N/A | #N/A |  | #N/A |  | 40 | #N/A |  |  |  | #N/A | #N/A | #N/A |  | #N/A | #N/A | SO
0 |  | 1 |  |  |  | 1 | [6 empty] | 3SO | Climate Zone 3A |  |  |  |  | Climate Zone 3A | [50 empty] | SO
0 |  | 1 |  |  |  | 1 | [6 empty] | 3SO | Roof - Attic and other | 0.027 |  | 6445.6274 |  | Roof - Attic and other | #N/A |  | 6445.6274 |  |  |  |  | 5.1531 | 33214.8014 |  |  | 2.6943 | 17366.6759 | 0.21707 | 1399.1309 | 7797.0912 | 59777.6993 |  | 40 | 33214.8014 |  |  |  | 28655.0152 | 1399.1309 | 9490.3421 | 72759.2895 | #N/A | #N/A |  |  | #N/A | #N/A | #N/A | #N/A | #N/A |  | #N/A |  | 40 | #N/A |  |  |  | #N/A | #N/A | #N/A |  | #N/A | #N/A | SO
0 |  | 1 |  |  |  | 1 | [6 empty] | 3SO | Above Ground Wall - Wood-framed | 0.089 |  | 2387.9911 |  | Above Ground Wall - Wood-framed | #N/A |  | 2387.9911 |  |  |  |  | 3.8076 | 9092.4647 |  |  | 5.7209 | 13661.4163 | 0 | 0 | 3413.0822 | 26166.9632 |  | 40 | 9092.4647 |  |  |  | 22541.3369 | 0 | 4745.0702 | 36378.8718 | #N/A | #N/A |  |  | #N/A | #N/A | #N/A | #N/A | #N/A |  | #N/A |  | 40 | #N/A |  |  |  | #N/A | #N/A | #N/A |  | #N/A | #N/A | SO
0 |  | 1 |  |  |  | 1 | [6 empty] | 3SO | Slab-on-grade - Unheated | 0.730 |  | 5493 | 0 | Slab-on-grade - Unheated | #N/A |  | 5493 | #N/A |  |  | 3.3895 | 0 | 18618.3159 |  | 1.2765 | 0 | 7012.0587 | 0 | 0 | 3844.5562 | 29474.9307 |  | 40 | 18618.3159 |  |  |  | 11569.8968 | 0 | 4528.2319 | 34716.4446 | #N/A | #N/A |  |  | #N/A | #N/A | #N/A | #N/A | #N/A |  | #N/A |  | 40 | #N/A |  |  |  | #N/A | #N/A | #N/A |  | #N/A | #N/A | SO
0 |  |  | 1 |  |  | 1 | [6 empty] | 3SO | Climate Zone 3B |  |  |  |  | Climate Zone 3B | [50 empty] | SO
0 |  |  | 1 |  |  | 1 | [6 empty] | 3SO | Roof - Attic and other | 0.027 |  | 6445.6274 |  | Roof - Attic and other | #N/A |  | 6445.6274 |  |  |  |  | 5.1531 | 33214.8014 |  |  | 2.6943 | 17366.6759 | 0.21707 | 1399.1309 | 7797.0912 | 59777.6993 |  | 40 | 33214.8014 |  |  |  | 28655.0152 | 1399.1309 | 9490.3421 | 72759.2895 | #N/A | #N/A |  |  | #N/A | #N/A | #N/A | #N/A | #N/A |  | #N/A |  | 40 | #N/A |  |  |  | #N/A | #N/A | #N/A |  | #N/A | #N/A | SO
0 |  |  | 1 |  |  | 1 | [6 empty] | 3SO | Above Ground Wall - Wood-framed | 0.089 |  | 2387.9911 |  | Above Ground Wall - Wood-framed | #N/A |  | 2387.9911 |  |  |  |  | 3.8076 | 9092.4647 |  |  | 5.7209 | 13661.4163 | 0 | 0 | 3413.0822 | 26166.9632 |  | 40 | 9092.4647 |  |  |  | 22541.3369 | 0 | 4745.0702 | 36378.8718 | #N/A | #N/A |  |  | #N/A | #N/A | #N/A | #N/A | #N/A |  | #N/A |  | 40 | #N/A |  |  |  | #N/A | #N/A | #N/A |  | #N/A | #N/A | SO
0 |  |  | 1 |  |  | 1 | [6 empty] | 3SO | Slab-on-grade - Unheated | 0.730 |  | 5493 | 0 | Slab-on-grade - Unheated | #N/A |  | 5493 | #N/A |  |  | 3.3895 | 0 | 18618.3159 |  | 1.2765 | 0 | 7012.0587 | 0 | 0 | 3844.5562 | 29474.9307 |  | 40 | 18618.3159 |  |  |  | 11569.8968 | 0 | 4528.2319 | 34716.4446 | #N/A | #N/A |  |  | #N/A | #N/A | #N/A | #N/A | #N/A |  | #N/A |  | 40 | #N/A |  |  |  | #N/A | #N/A | #N/A |  | #N/A | #N/A | SO
0 |  |  |  | 1 |  | 1 | [6 empty] | 4SO | Climate Zone 4A |  |  |  |  | Climate Zone 4A | [50 empty] | SO
0 |  |  |  | 1 |  | 1 | [6 empty] | 4SO | Roof - Attic and other | 0.021 |  | 6445.6274 |  | Roof - Attic and other | #N/A |  | 6445.6274 |  |  |  |  | 5.452 | 35141.8745 |  |  | 2.7872 | 17965.1877 | 0.25777 | 1661.4679 | 8215.2795 | 62983.8096 |  | 40 | 35141.8745 |  |  |  | 29642.5597 | 1661.4679 | 9966.8853 | 76412.7874 | #N/A | #N/A |  |  | #N/A | #N/A | #N/A | #N/A | #N/A |  | #N/A |  | 40 | #N/A |  |  |  | #N/A | #N/A | #N/A |  | #N/A | #N/A | SO
0 |  |  |  | 1 |  | 1 | [6 empty] | 4SO | Above Ground Wall - Wood-framed | 0.064 |  | 2387.9911 |  | Above Ground Wall - Wood-framed | #N/A |  | 2387.9911 |  |  |  |  | 5.0753 | 12119.8304 |  |  | 6.2569 | 14941.5149 | 0 | 0 | 4059.2018 | 31120.5471 |  | 40 | 12119.8304 |  |  |  | 24653.4996 | 0 | 5515.9995 | 42289.3295 | #N/A | #N/A |  |  | #N/A | #N/A | #N/A | #N/A | #N/A |  | #N/A |  | 40 | #N/A |  |  |  | #N/A | #N/A | #N/A |  | #N/A | #N/A | SO
0 |  |  |  | 1 |  | 1 | [6 empty] | 4SO | Slab-on-grade - Unheated | 0.520 |  | 5493 | 605.6667 | Slab-on-grade - Unheated | #N/A |  | 5493 | #N/A |  |  | 7.7074 | 0 | 42336.9031 |  | 5.7179 | 0 | 31408.6714 | 0 | 0 | 11061.8362 | 84807.4107 |  | 40 | 42336.9031 |  |  |  | 51824.3078 | 0 | 14124.1816 | 108285.3926 | #N/A | #N/A |  |  | #N/A | #N/A | #N/A | #N/A | #N/A |  | #N/A |  | 40 | #N/A |  |  |  | #N/A | #N/A | #N/A |  | #N/A | #N/A | SO
0 |  |  |  |  | 1 | 1 | [6 empty] | 5SO | Climate Zone 5A |  |  |  |  | Climate Zone 5A | [50 empty] | SO
0 |  |  |  |  | 1 | 1 | [6 empty] | 5SO | Roof - Attic and other | 0.021 |  | 6445.6274 |  | Roof - Attic and other | #N/A |  | 6445.6274 |  |  |  |  | 5.452 | 35141.8745 |  |  | 2.7872 | 17965.1877 | 0.25777 | 1661.4679 | 8215.2795 | 62983.8096 |  | 40 | 35141.8745 |  |  |  | 29642.5597 | 1661.4679 | 9966.8853 | 76412.7874 | #N/A | #N/A |  |  | #N/A | #N/A | #N/A | #N/A | #N/A |  | #N/A |  | 40 | #N/A |  |  |  | #N/A | #N/A | #N/A |  | #N/A | #N/A | SO
0 |  |  |  |  | 1 | 1 | [6 empty] | 5SO | Above Ground Wall - Wood-framed | 0.051 |  | 2387.9911 |  | Above Ground Wall - Wood-framed | #N/A |  | 2387.9911 |  |  |  |  | 5.935 | 14172.6332 |  |  | 7.7974 | 18620.1438 | 0 | 0 | 4918.9165 | 37711.6935 |  | 40 | 14172.6332 |  |  |  | 30723.2373 | 0 | 6734.3806 | 51630.251 | #N/A | #N/A |  |  | #N/A | #N/A | #N/A | #N/A | #N/A |  | #N/A |  | 40 | #N/A |  |  |  | #N/A | #N/A | #N/A |  | #N/A | #N/A | SO
0 |  |  |  |  | 1 | 1 | [6 empty] | 5SO | Slab-on-grade - Unheated | 0.520 |  | 5493 | 605.6667 | Slab-on-grade - Unheated | #N/A |  | 5493 | #N/A |  |  | 7.7074 | 0 | 42336.9031 |  | 5.7179 | 0 | 31408.6714 | 0 | 0 | 11061.8362 | 84807.4107 |  | 40 | 42336.9031 |  |  |  | 51824.3078 | 0 | 14124.1816 | 108285.3926 | #N/A | #N/A |  |  | #N/A | #N/A | #N/A | #N/A | #N/A |  | #N/A |  | 40 | #N/A |  |  |  | #N/A | #N/A | #N/A |  | #N/A | #N/A | SO
0 | 1 | [5 empty] | 1 | [5 empty] | 2LO | Climate Zone 2A |  |  |  |  | Climate Zone 2A | [50 empty] | LO
0 | 1 | [5 empty] | 1 | [5 empty] | 2LO | Roof - Insulation Entirely above Deck | 0.039 |  | 38353.3472 |  | Roof - Insulation Entirely above Deck | #N/A |  | 38353.3472 |  |  |  |  | 19.3194 | 740962.732 |  |  | 8.7628 | 336082.5268 | 0 | 0 | 161556.7888 | 1238602.0476 |  | 40 | 740962.732 |  |  |  | 554536.1692 | 0 | 194324.8352 | 1489823.7364 | #N/A | #N/A |  |  | #N/A | #N/A | #N/A | #N/A | #N/A |  | #N/A |  | 40 | #N/A |  |  |  | #N/A | #N/A | #N/A |  | #N/A | #N/A | LO
0 | 1 | [5 empty] | 1 | [5 empty] | 2LO | Above Ground Wall - Mass | 0.151 |  | 74857.0885 |  | Above Ground Wall - Mass | #N/A |  | 74857.0885 |  |  |  |  | 6.1052 | 457021.0579 |  |  | 8.8648 | 663590.4519 | 0 | 0 | 168091.7265 | 1288703.2363 |  | 40 | 457021.0579 |  |  |  | 1094924.2456 | 0 | 232791.7955 | 1784737.099 | #N/A | #N/A |  |  | #N/A | #N/A | #N/A | #N/A | #N/A |  | #N/A |  | 40 | #N/A |  |  |  | #N/A | #N/A | #N/A |  | #N/A | #N/A | LO
0 | 1 | [5 empty] | 1 | [5 empty] | 2LO | Below Grade wall | 1.140 |  | 6396 |  | Below Grade wall | #N/A |  | 6396 |  |  |  |  | 4.9088 | 31396.6933 |  |  | 6.3637 | 40702.3191 | 0 | 0 | 10814.8519 | 82913.8643 |  | 40 | 31396.6933 |  |  |  | 67158.8265 | 0 | 14783.328 | 113338.8478 | #N/A | #N/A |  |  | #N/A | #N/A | #N/A | #N/A | #N/A |  | #N/A |  | 40 | #N/A |  |  |  | #N/A | #N/A | #N/A |  | #N/A | #N/A | LO
0 |  | 1 |  |  |  |  | 1 | [5 empty] | 3LO | Climate Zone 3A |  |  |  |  | Climate Zone 3A | [50 empty] | LO
0 |  | 1 |  |  |  |  | 1 | [5 empty] | 3LO | Roof - Insulation Entirely above Deck | 0.039 |  | 38353.3472 |  | Roof - Insulation Entirely above Deck | #N/A |  | 38353.3472 |  |  |  |  | 19.3194 | 740962.732 |  |  | 8.7628 | 336082.5268 | 0 | 0 | 161556.7888 | 1238602.0476 |  | 40 | 740962.732 |  |  |  | 554536.1692 | 0 | 194324.8352 | 1489823.7364 | #N/A | #N/A |  |  | #N/A | #N/A | #N/A | #N/A | #N/A |  | #N/A |  | 40 | #N/A |  |  |  | #N/A | #N/A | #N/A |  | #N/A | #N/A | LO
0 |  | 1 |  |  |  |  | 1 | [5 empty] | 3LO | Above Ground Wall - Mass | 0.123 |  | 74857.0885 |  | Above Ground Wall - Mass | #N/A |  | 74857.0885 |  |  |  |  | 6.2869 | 470621.7974 |  |  | 8.8648 | 663590.4519 | 0 | 0 | 170131.8374 | 1304344.0867 |  | 40 | 470621.7974 |  |  |  | 1094924.2456 | 0 | 234831.9065 | 1800377.9495 | #N/A | #N/A |  |  | #N/A | #N/A | #N/A | #N/A | #N/A |  | #N/A |  | 40 | #N/A |  |  |  | #N/A | #N/A | #N/A |  | #N/A | #N/A | LO
0 |  | 1 |  |  |  |  | 1 | [5 empty] | 3LO | Below Grade wall | 1.140 |  | 6396 |  | Below Grade wall | #N/A |  | 6396 |  |  |  |  | 4.9088 | 31396.6933 |  |  | 6.3637 | 40702.3191 | 0 | 0 | 10814.8519 | 82913.8643 |  | 40 | 31396.6933 |  |  |  | 67158.8265 | 0 | 14783.328 | 113338.8478 | #N/A | #N/A |  |  | #N/A | #N/A | #N/A | #N/A | #N/A |  | #N/A |  | 40 | #N/A |  |  |  | #N/A | #N/A | #N/A |  | #N/A | #N/A | LO
0 |  |  | 1 |  |  |  | 1 | [5 empty] | 3LO | Climate Zone 3B |  |  |  |  | Climate Zone 3B | [50 empty] | LO
0 |  |  | 1 |  |  |  | 1 | [5 empty] | 3LO | Roof - Insulation Entirely above Deck | 0.039 |  | 38353.3472 |  | Roof - Insulation Entirely above Deck | #N/A |  | 38353.3472 |  |  |  |  | 19.3194 | 740962.732 |  |  | 8.7628 | 336082.5268 | 0 | 0 | 161556.7888 | 1238602.0476 |  | 40 | 740962.732 |  |  |  | 554536.1692 | 0 | 194324.8352 | 1489823.7364 | #N/A | #N/A |  |  | #N/A | #N/A | #N/A | #N/A | #N/A |  | #N/A |  | 40 | #N/A |  |  |  | #N/A | #N/A | #N/A |  | #N/A | #N/A | LO
0 |  |  | 1 |  |  |  | 1 | [5 empty] | 3LO | Above Ground Wall - Mass | 0.123 |  | 74857.0885 |  | Above Ground Wall - Mass | #N/A |  | 74857.0885 |  |  |  |  | 6.2869 | 470621.7974 |  |  | 8.8648 | 663590.4519 | 0 | 0 | 170131.8374 | 1304344.0867 |  | 40 | 470621.7974 |  |  |  | 1094924.2456 | 0 | 234831.9065 | 1800377.9495 | #N/A | #N/A |  |  | #N/A | #N/A | #N/A | #N/A | #N/A |  | #N/A |  | 40 | #N/A |  |  |  | #N/A | #N/A | #N/A |  | #N/A | #N/A | LO
0 |  |  | 1 |  |  |  | 1 | [5 empty] | 3LO | Below Grade wall | 1.140 |  | 6396 |  | Below Grade wall | #N/A |  | 6396 |  |  |  |  | 4.9088 | 31396.6933 |  |  | 6.3637 | 40702.3191 | 0 | 0 | 10814.8519 | 82913.8643 |  | 40 | 31396.6933 |  |  |  | 67158.8265 | 0 | 14783.328 | 113338.8478 | #N/A | #N/A |  |  | #N/A | #N/A | #N/A | #N/A | #N/A |  | #N/A |  | 40 | #N/A |  |  |  | #N/A | #N/A | #N/A |  | #N/A | #N/A | LO
0 |  |  |  | 1 |  |  | 1 | [5 empty] | 4LO | Climate Zone 4A |  |  |  |  | Climate Zone 4A | [50 empty] | LO
0 |  |  |  | 1 |  |  | 1 | [5 empty] | 4LO | Roof - Insulation Entirely above Deck | 0.032 |  | 38353.3472 |  | Roof - Insulation Entirely above Deck | #N/A |  | 38353.3472 |  |  |  |  | 19.6991 | 755527.9104 |  |  | 8.7797 | 336732.5434 | 0 | 0 | 163839.0681 | 1256099.5218 |  | 40 | 755527.9104 |  |  |  | 555608.6966 | 0 | 196670.491 | 1507807.098 | #N/A | #N/A |  |  | #N/A | #N/A | #N/A | #N/A | #N/A |  | #N/A |  | 40 | #N/A |  |  |  | #N/A | #N/A | #N/A |  | #N/A | #N/A | LO
0 |  |  |  | 1 |  |  | 1 | [5 empty] | 4LO | Above Ground Wall - Mass | 0.104 |  | 74857.0885 |  | Above Ground Wall - Mass | #N/A |  | 74857.0885 |  |  |  |  | 6.4686 | 484222.5369 |  |  | 8.8648 | 663590.4519 | 0 | 0 | 172171.9483 | 1319984.9371 |  | 40 | 484222.5369 |  |  |  | 1094924.2456 | 0 | 236872.0174 | 1816018.7999 | #N/A | #N/A |  |  | #N/A | #N/A | #N/A | #N/A | #N/A |  | #N/A |  | 40 | #N/A |  |  |  | #N/A | #N/A | #N/A |  | #N/A | #N/A | LO
0 |  |  |  | 1 |  |  | 1 | [5 empty] | 4LO | Below Grade wall | 0.119 |  | 6396 |  | Below Grade wall | #N/A |  | 6396 |  |  |  |  | 8.9577 | 57293.6257 |  |  | 11.2638 | 72043.4539 | 0 | 0 | 19400.5619 | 148737.6415 |  | 40 | 57293.6257 |  |  |  | 118871.6989 | 0 | 26424.7987 | 202590.1233 | #N/A | #N/A |  |  | #N/A | #N/A | #N/A | #N/A | #N/A |  | #N/A |  | 40 | #N/A |  |  |  | #N/A | #N/A | #N/A |  | #N/A | #N/A | LO
0 |  |  |  |  | 1 |  | 1 | [5 empty] | 5LO | Climate Zone 5A |  |  |  |  | Climate Zone 5A | [50 empty] | LO
0 |  |  |  |  | 1 |  | 1 | [5 empty] | 5LO | Roof - Insulation Entirely above Deck | 0.032 |  | 38353.3472 |  | Roof - Insulation Entirely above Deck | #N/A |  | 38353.3472 |  |  |  |  | 19.6991 | 755527.9104 |  |  | 8.7797 | 336732.5434 | 0 | 0 | 163839.0681 | 1256099.5218 |  | 40 | 755527.9104 |  |  |  | 555608.6966 | 0 | 196670.491 | 1507807.098 | #N/A | #N/A |  |  | #N/A | #N/A | #N/A | #N/A | #N/A |  | #N/A |  | 40 | #N/A |  |  |  | #N/A | #N/A | #N/A |  | #N/A | #N/A | LO
0 |  |  |  |  | 1 |  | 1 | [5 empty] | 5LO | Above Ground Wall - Mass | 0.090 |  | 74857.0885 |  | Above Ground Wall - Mass | #N/A |  | 74857.0885 |  |  |  |  | 6.6503 | 497823.2764 |  |  | 8.8648 | 663590.4519 | 0 | 0 | 174212.0592 | 1335625.7875 |  | 40 | 497823.2764 |  |  |  | 1094924.2456 | 0 | 238912.1283 | 1831659.6503 | #N/A | #N/A |  |  | #N/A | #N/A | #N/A | #N/A | #N/A |  | #N/A |  | 40 | #N/A |  |  |  | #N/A | #N/A | #N/A |  | #N/A | #N/A | LO
0 |  |  |  |  | 1 |  | 1 | [5 empty] | 5LO | Below Grade wall | 0.119 |  | 6396 |  | Below Grade wall | #N/A |  | 6396 |  |  |  |  | 8.9577 | 57293.6257 |  |  | 11.2638 | 72043.4539 | 0 | 0 | 19400.5619 | 148737.6415 |  | 40 | 57293.6257 |  |  |  | 118871.6989 | 0 | 26424.7987 | 202590.1233 | #N/A | #N/A |  |  | #N/A | #N/A | #N/A | #N/A | #N/A |  | #N/A |  | 40 | #N/A |  |  |  | #N/A | #N/A | #N/A |  | #N/A | #N/A | LO
0 | 1 | [6 empty] | 1 |  |  |  |  | 2SR | Climate Zone 2A |  |  |  |  | Climate Zone 2A | [50 empty] | SR
0 | 1 | [6 empty] | 1 |  |  |  |  | 2SR | Roof - Insulation Entirely above Deck | 0.039 |  | 24695 |  | Roof - Insulation Entirely above Deck | #N/A |  | 24695 |  |  |  |  | 19.3194 | 477091.9879 |  |  | 8.7628 | 216397.2274 | 0 | 0 | 104023.3823 | 797512.5975 |  | 40 | 477091.9879 |  |  |  | 357055.4252 | 0 | 125122.112 | 959269.525 | #N/A | #N/A |  |  | #N/A | #N/A | #N/A | #N/A | #N/A |  | #N/A |  | 40 | #N/A |  |  |  | #N/A | #N/A | #N/A |  | #N/A | #N/A | SR
0 | 1 | [6 empty] | 1 |  |  |  |  | 2SR | Above Ground Wall - Mass | 0.151 |  | 11766.9625 |  | Above Ground Wall - Mass | #N/A |  | 11766.9625 |  |  |  |  | 6.1052 | 71840.2191 |  |  | 8.8648 | 104311.3498 | 0 | 0 | 26422.7353 | 202574.3042 |  | 40 | 71840.2191 |  |  |  | 172113.7272 | 0 | 36593.0919 | 280547.0382 | #N/A | #N/A |  |  | #N/A | #N/A | #N/A | #N/A | #N/A |  | #N/A |  | 40 | #N/A |  |  |  | #N/A | #N/A | #N/A |  | #N/A | #N/A | SR
0 | 1 | [6 empty] | 1 |  |  |  |  | 2SR | Slab-on-grade - Unheated | 0.730 |  | 24695 | 0 | Slab-on-grade - Unheated | #N/A |  | 24695 | #N/A |  |  | 3.3895 | 0 | 83702.769 |  | 1.2765 | 0 | 31524.2653 | 0 | 0 | 17284.0551 | 132511.0895 |  | 40 | 83702.769 |  |  |  | 52015.0378 | 0 | 20357.671 | 156075.4778 | #N/A | #N/A |  |  | #N/A | #N/A | #N/A | #N/A | #N/A |  | #N/A |  | 40 | #N/A |  |  |  | #N/A | #N/A | #N/A |  | #N/A | #N/A | SR
0 | 1 | [6 empty] | 1 |  |  |  |  | 2SR | Skylights | 0.65, 0.35 |  | 256 |  | Skylights | 0.65, 0.35 |  | 256 |  |  |  |  | 60.842 | 15575.5463 |  |  | 25.5893 | 6550.8521 | 0 | 0 | 3318.9598 | 25445.3581 |  | 40 | 15575.5463 |  |  |  | 10808.906 | 0 | 3957.6678 | 30342.1201 | 23.5036 | 6016.9089 |  |  | 66.2411 | 16957.7274 | 0 | 0 | 3446.1954 |  | 26420.8317 |  | 40 | 6016.9089 |  |  |  | 27980.2502 | 0 | 5610.4782 |  | 39607.6372 | 975.4735 | SR
0 |  | 1 | [5 empty] | 1 |  |  |  |  | 3SR | Climate Zone 3A |  |  |  |  | Climate Zone 3A | [50 empty] | SR
0 |  | 1 | [5 empty] | 1 |  |  |  |  | 3SR | Roof - Insulation Entirely above Deck | 0.039 |  | 24695 |  | Roof - Insulation Entirely above Deck | #N/A |  | 24695 |  |  |  |  | 19.3194 | 477091.9879 |  |  | 8.7628 | 216397.2274 | 0 | 0 | 104023.3823 | 797512.5975 |  | 40 | 477091.9879 |  |  |  | 357055.4252 | 0 | 125122.112 | 959269.525 | #N/A | #N/A |  |  | #N/A | #N/A | #N/A | #N/A | #N/A |  | #N/A |  | 40 | #N/A |  |  |  | #N/A | #N/A | #N/A |  | #N/A | #N/A | SR
0 |  | 1 | [5 empty] | 1 |  |  |  |  | 3SR | Above Ground Wall - Mass | 0.123 |  | 11766.9625 |  | Above Ground Wall - Mass | #N/A |  | 11766.9625 |  |  |  |  | 6.2869 | 73978.1514 |  |  | 8.8648 | 104311.3498 | 0 | 0 | 26743.4252 | 205032.9264 |  | 40 | 73978.1514 |  |  |  | 172113.7272 | 0 | 36913.7818 | 283005.6604 | #N/A | #N/A |  |  | #N/A | #N/A | #N/A | #N/A | #N/A |  | #N/A |  | 40 | #N/A |  |  |  | #N/A | #N/A | #N/A |  | #N/A | #N/A | SR
0 |  | 1 | [5 empty] | 1 |  |  |  |  | 3SR | Slab-on-grade - Unheated | 0.730 |  | 24695 | 0 | Slab-on-grade - Unheated | #N/A |  | 24695 | #N/A |  |  | 3.3895 | 0 | 83702.769 |  | 1.2765 | 0 | 31524.2653 | 0 | 0 | 17284.0551 | 132511.0895 |  | 40 | 83702.769 |  |  |  | 52015.0378 | 0 | 20357.671 | 156075.4778 | #N/A | #N/A |  |  | #N/A | #N/A | #N/A | #N/A | #N/A |  | #N/A |  | 40 | #N/A |  |  |  | #N/A | #N/A | #N/A |  | #N/A | #N/A | SR
0 |  | 1 | [5 empty] | 1 |  |  |  |  | 3SR | Skylights | 0.55, 0.35 |  | 256 |  | Skylights | 0.55, 0.35 |  | 256 |  |  |  |  | 82.7624 | 21187.1647 |  |  | 31.4366 | 8047.7712 | 0 | 0 | 4385.2404 | 33620.1763 |  | 40 | 21187.1647 |  |  |  | 13278.8225 | 0 | 5169.8981 | 39635.8853 | 28.8743 | 7391.8179 |  |  | 90.1067 | 23067.3234 | 0 | 0 | 4568.8712 |  | 35028.0125 |  | 40 | 7391.8179 |  |  |  | 38061.0835 | 0 | 7499.2328 |  | 52952.1343 | 1407.8362 | SR
0 |  |  | 1 |  |  |  |  | 1 |  |  |  |  | 3SR | Climate Zone 3B |  |  |  |  | Climate Zone 3B | [50 empty] | SR
0 |  |  | 1 |  |  |  |  | 1 |  |  |  |  | 3SR | Roof - Insulation Entirely above Deck | 0.039 |  | 24695 |  | Roof - Insulation Entirely above Deck | #N/A |  | 24695 |  |  |  |  | 19.3194 | 477091.9879 |  |  | 8.7628 | 216397.2274 | 0 | 0 | 104023.3823 | 797512.5975 |  | 40 | 477091.9879 |  |  |  | 357055.4252 | 0 | 125122.112 | 959269.525 | #N/A | #N/A |  |  | #N/A | #N/A | #N/A | #N/A | #N/A |  | #N/A |  | 40 | #N/A |  |  |  | #N/A | #N/A | #N/A |  | #N/A | #N/A | SR
0 |  |  | 1 |  |  |  |  | 1 |  |  |  |  | 3SR | Above Ground Wall - Mass | 0.123 |  | 11766.9625 |  | Above Ground Wall - Mass | #N/A |  | 11766.9625 |  |  |  |  | 6.2869 | 73978.1514 |  |  | 8.8648 | 104311.3498 | 0 | 0 | 26743.4252 | 205032.9264 |  | 40 | 73978.1514 |  |  |  | 172113.7272 | 0 | 36913.7818 | 283005.6604 | #N/A | #N/A |  |  | #N/A | #N/A | #N/A | #N/A | #N/A |  | #N/A |  | 40 | #N/A |  |  |  | #N/A | #N/A | #N/A |  | #N/A | #N/A | SR
0 |  |  | 1 |  |  |  |  | 1 |  |  |  |  | 3SR | Slab-on-grade - Unheated | 0.730 |  | 24695 | 0 | Slab-on-grade - Unheated | #N/A |  | 24695 | #N/A |  |  | 3.3895 | 0 | 83702.769 |  | 1.2765 | 0 | 31524.2653 | 0 | 0 | 17284.0551 | 132511.0895 |  | 40 | 83702.769 |  |  |  | 52015.0378 | 0 | 20357.671 | 156075.4778 | #N/A | #N/A |  |  | #N/A | #N/A | #N/A | #N/A | #N/A |  | #N/A |  | 40 | #N/A |  |  |  | #N/A | #N/A | #N/A |  | #N/A | #N/A | SR
0 |  |  | 1 |  |  |  |  | 1 |  |  |  |  | 3SR | Skylights | 0.55, 0.35 |  | 256 |  | Skylights | 0.55, 0.35 |  | 256 |  |  |  |  | 82.7624 | 21187.1647 |  |  | 31.4366 | 8047.7712 | 0 | 0 | 4385.2404 | 33620.1763 |  | 40 | 21187.1647 |  |  |  | 13278.8225 | 0 | 5169.8981 | 39635.8853 | 28.8743 | 7391.8179 |  |  | 90.1067 | 23067.3234 | 0 | 0 | 4568.8712 |  | 35028.0125 |  | 40 | 7391.8179 |  |  |  | 38061.0835 | 0 | 7499.2328 |  | 52952.1343 | 1407.8362 | SR
0 |  |  |  | 1 |  |  |  | 1 |  |  |  |  | 4SR | Climate Zone 4A |  |  |  |  | Climate Zone 4A | [50 empty] | SR
0 |  |  |  | 1 |  |  |  | 1 |  |  |  |  | 4SR | Roof - Insulation Entirely above Deck | 0.032 |  | 24695 |  | Roof - Insulation Entirely above Deck | #N/A |  | 24695 |  |  |  |  | 19.6991 | 486470.2327 |  |  | 8.7797 | 216815.7609 | 0 | 0 | 105492.899 | 808778.8925 |  | 40 | 486470.2327 |  |  |  | 357746.0054 | 0 | 126632.4357 | 970848.6738 | #N/A | #N/A |  |  | #N/A | #N/A | #N/A | #N/A | #N/A |  | #N/A |  | 40 | #N/A |  |  |  | #N/A | #N/A | #N/A |  | #N/A | #N/A | SR
0 |  |  |  | 1 |  |  |  | 1 |  |  |  |  | 4SR | Above Ground Wall - Mass | 0.104 |  | 11766.9625 |  | Above Ground Wall - Mass | #N/A |  | 11766.9625 |  |  |  |  | 6.4686 | 76116.0838 |  |  | 8.8648 | 104311.3498 | 0 | 0 | 27064.115 | 207491.5486 |  | 40 | 76116.0838 |  |  |  | 172113.7272 | 0 | 37234.4716 | 285464.2826 | #N/A | #N/A |  |  | #N/A | #N/A | #N/A | #N/A | #N/A |  | #N/A |  | 40 | #N/A |  |  |  | #N/A | #N/A | #N/A |  | #N/A | #N/A | SR
0 |  |  |  | 1 |  |  |  | 1 |  |  |  |  | 4SR | Slab-on-grade - Unheated | 0.520 |  | 24695 | 1267 | Slab-on-grade - Unheated | #N/A |  | 24695 | #N/A |  |  | 7.7074 | 0 | 190334.9394 |  | 5.7179 | 0 | 141204.6496 | 0 | 0 | 49730.9384 | 381270.5274 |  | 40 | 190334.9394 |  |  |  | 232987.6719 | 0 | 63498.3917 | 486821.003 | #N/A | #N/A |  |  | #N/A | #N/A | #N/A | #N/A | #N/A |  | #N/A |  | 40 | #N/A |  |  |  | #N/A | #N/A | #N/A |  | #N/A | #N/A | SR
0 |  |  |  | 1 |  |  |  | 1 |  |  |  |  | 4SR | Skylights | 0.5, 0.4 |  | 256 |  | Skylights | 0.50, 0.40 |  | 256 |  |  |  |  | 83.6427 | 21412.5266 |  |  | 31.4366 | 8047.7712 | 0 | 0 | 4419.0447 | 33879.3425 |  | 40 | 21412.5266 |  |  |  | 13278.8225 | 0 | 5203.7024 | 39895.0515 | 28.8743 | 7391.8179 |  |  | 91.0652 | 23312.684 | 0 | 0 | 4605.6753 |  | 35310.1772 |  | 40 | 7391.8179 |  |  |  | 38465.9286 | 0 | 7565.8501 |  | 53423.5966 | 1430.8347 | SR
0 |  |  |  |  | 1 |  |  | 1 |  |  |  |  | 5SR | Climate Zone 5A |  |  |  |  | Climate Zone 5A | [50 empty] | SR
0 |  |  |  |  | 1 |  |  | 1 |  |  |  |  | 5SR | Roof - Insulation Entirely above Deck | 0.032 |  | 24695 |  | Roof - Insulation Entirely above Deck | #N/A |  | 24695 |  |  |  |  | 19.6991 | 486470.2327 |  |  | 8.7797 | 216815.7609 | 0 | 0 | 105492.899 | 808778.8925 |  | 40 | 486470.2327 |  |  |  | 357746.0054 | 0 | 126632.4357 | 970848.6738 | #N/A | #N/A |  |  | #N/A | #N/A | #N/A | #N/A | #N/A |  | #N/A |  | 40 | #N/A |  |  |  | #N/A | #N/A | #N/A |  | #N/A | #N/A | SR
0 |  |  |  |  | 1 |  |  | 1 |  |  |  |  | 5SR | Above Ground Wall - Mass | 0.090 |  | 11766.9625 |  | Above Ground Wall - Mass | #N/A |  | 11766.9625 |  |  |  |  | 6.6503 | 78254.0161 |  |  | 8.8648 | 104311.3498 | 0 | 0 | 27384.8049 | 209950.1708 |  | 40 | 78254.0161 |  |  |  | 172113.7272 | 0 | 37555.1615 | 287922.9048 | #N/A | #N/A |  |  | #N/A | #N/A | #N/A | #N/A | #N/A |  | #N/A |  | 40 | #N/A |  |  |  | #N/A | #N/A | #N/A |  | #N/A | #N/A | SR
0 |  |  |  |  | 1 |  |  | 1 |  |  |  |  | 5SR | Slab-on-grade - Unheated | 0.520 |  | 24695 | 1267 | Slab-on-grade - Unheated | #N/A |  | 24695 | #N/A |  |  | 7.7074 | 0 | 190334.9394 |  | 5.7179 | 0 | 141204.6496 | 0 | 0 | 49730.9384 | 381270.5274 |  | 40 | 190334.9394 |  |  |  | 232987.6719 | 0 | 63498.3917 | 486821.003 | #N/A | #N/A |  |  | #N/A | #N/A | #N/A | #N/A | #N/A |  | #N/A |  | 40 | #N/A |  |  |  | #N/A | #N/A | #N/A |  | #N/A | #N/A | SR
0 |  |  |  |  | 1 |  |  | 1 |  |  |  |  | 5SR | Skylights | 0.5, 0.4 |  | 256 |  | Skylights | 0.50, 0.40 |  | 256 |  |  |  |  | 83.6427 | 21412.5266 |  |  | 31.4366 | 8047.7712 | 0 | 0 | 4419.0447 | 33879.3425 |  | 40 | 21412.5266 |  |  |  | 13278.8225 | 0 | 5203.7024 | 39895.0515 | 28.8743 | 7391.8179 |  |  | 91.0652 | 23312.684 | 0 | 0 | 4605.6753 |  | 35310.1772 |  | 40 | 7391.8179 |  |  |  | 38465.9286 | 0 | 7565.8501 |  | 53423.5966 | 1430.8347 | SR
0 | 1 | [7 empty] | 1 |  |  |  | 2PS | Climate Zone 2A |  |  |  |  | Climate Zone 2A | [50 empty] | PS
0 | 1 | [7 empty] | 1 |  |  |  | 2PS | Roof - Insulation Entirely above Deck | 0.039 |  | 73960 |  | Roof - Insulation Entirely above Deck | #N/A |  | 73960 |  |  |  |  | 19.3194 | 1428861.0416 |  |  | 8.7628 | 648096.3327 | 0 | 0 | 311543.6061 | 2388500.9804 |  | 40 | 1428861.0416 |  |  |  | 1069358.949 | 0 | 374732.9986 | 2872952.9891 | #N/A | #N/A |  |  | #N/A | #N/A | #N/A | #N/A | #N/A |  | #N/A |  | 40 | #N/A |  |  |  | #N/A | #N/A | #N/A |  | #N/A | #N/A | PS
0 | 1 | [7 empty] | 1 |  |  |  | 2PS | Above Ground Wall - Steel-framed | 0.084 |  | 17577.0267 |  | Above Ground Wall - Steel-framed | #N/A |  | 17577.0267 |  |  |  |  | 5.574 | 97974.3517 |  |  | 7.5557 | 132806.4366 | 0 | 0 | 34617.1182 | 265397.9065 |  | 40 | 97974.3517 |  |  |  | 219130.6204 | 0 | 47565.7458 | 364670.7179 | #N/A | #N/A |  |  | #N/A | #N/A | #N/A | #N/A | #N/A |  | #N/A |  | 40 | #N/A |  |  |  | #N/A | #N/A | #N/A |  | #N/A | #N/A | PS
0 | 1 | [7 empty] | 1 |  |  |  | 2PS | Slab-on-grade - Unheated | 0.730 |  | 73960 | 0 | Slab-on-grade - Unheated | #N/A |  | 73960 | #N/A |  |  | 3.3895 | 0 | 250684.6243 |  | 1.2765 | 0 | 94413.2279 | 0 | 0 | 51764.6778 | 396862.53 |  | 40 | 250684.6243 |  |  |  | 155781.826 | 0 | 60969.9675 | 467436.4178 | #N/A | #N/A |  |  | #N/A | #N/A | #N/A | #N/A | #N/A |  | #N/A |  | 40 | #N/A |  |  |  | #N/A | #N/A | #N/A |  | #N/A | #N/A | PS
0 | 1 | [7 empty] | 1 |  |  |  | 2PS | Skylights | 0.65, 0.35 |  | 144 |  | Skylights | 1.98, 0.36 |  | 144 |  |  |  |  | 60.842 | 8761.2448 |  |  | 25.5893 | 3684.8543 | 0 | 0 | 1866.9149 | 14313.0139 |  | 40 | 8761.2448 |  |  |  | 6080.0096 | 0 | 2226.1882 | 17067.4425 | 17.9414 | 2583.5606 |  |  | 43.5605 | 6272.706 | 0 | 0 | 1328.44 |  | 10184.7066 |  | 40 | 2583.5606 |  |  |  | 10349.9649 | 0 | 2135.1872 |  | 15068.7127 | -4128.3074 | PS
0 |  | 1 | [6 empty] | 1 |  |  |  | 3PS | Climate Zone 3A |  |  |  |  | Climate Zone 3A | [50 empty] | PS
0 |  | 1 | [6 empty] | 1 |  |  |  | 3PS | Roof - Insulation Entirely above Deck | 0.039 |  | 73960 |  | Roof - Insulation Entirely above Deck | #N/A |  | 73960 |  |  |  |  | 19.3194 | 1428861.0416 |  |  | 8.7628 | 648096.3327 | 0 | 0 | 311543.6061 | 2388500.9804 |  | 40 | 1428861.0416 |  |  |  | 1069358.949 | 0 | 374732.9986 | 2872952.9891 | #N/A | #N/A |  |  | #N/A | #N/A | #N/A | #N/A | #N/A |  | #N/A |  | 40 | #N/A |  |  |  | #N/A | #N/A | #N/A |  | #N/A | #N/A | PS
0 |  | 1 | [6 empty] | 1 |  |  |  | 3PS | Above Ground Wall - Steel-framed | 0.077 |  | 17577.0267 |  | Above Ground Wall - Steel-framed | #N/A |  | 17577.0267 |  |  |  |  | 5.7107 | 100376.8799 |  |  | 7.5557 | 132806.4366 | 0 | 0 | 34977.4975 | 268160.8139 |  | 40 | 100376.8799 |  |  |  | 219130.6204 | 0 | 47926.125 | 367433.6253 | #N/A | #N/A |  |  | #N/A | #N/A | #N/A | #N/A | #N/A |  | #N/A |  | 40 | #N/A |  |  |  | #N/A | #N/A | #N/A |  | #N/A | #N/A | PS
0 |  | 1 | [6 empty] | 1 |  |  |  | 3PS | Slab-on-grade - Unheated | 0.730 |  | 73960 | 0 | Slab-on-grade - Unheated | #N/A |  | 73960 | #N/A |  |  | 3.3895 | 0 | 250684.6243 |  | 1.2765 | 0 | 94413.2279 | 0 | 0 | 51764.6778 | 396862.53 |  | 40 | 250684.6243 |  |  |  | 155781.826 | 0 | 60969.9675 | 467436.4178 | #N/A | #N/A |  |  | #N/A | #N/A | #N/A | #N/A | #N/A |  | #N/A |  | 40 | #N/A |  |  |  | #N/A | #N/A | #N/A |  | #N/A | #N/A | PS
0 |  | 1 | [6 empty] | 1 |  |  |  | 3PS | Skylights | 0.55, 0.35 |  | 144 |  | Skylights | 1.17, 0.39 |  | 144 |  |  |  |  | 82.7624 | 11917.7801 |  |  | 31.4366 | 4526.8713 | 0 | 0 | 2466.6977 | 18911.3492 |  | 40 | 11917.7801 |  |  |  | 7469.3377 | 0 | 2908.0677 | 22295.1855 | 23.5036 | 3384.5112 |  |  | 62.7086 | 9030.0365 | 0 | 0 | 1862.1822 |  | 14276.7299 |  | 40 | 3384.5112 |  |  |  | 14899.5602 | 0 | 3017.7821 |  | 21301.8535 | -4634.6193 | PS
0 |  |  | 1 | [5 empty] | 1 |  |  |  | 3PS | Climate Zone 3B |  |  |  |  | Climate Zone 3B | [50 empty] | PS
0 |  |  | 1 | [5 empty] | 1 |  |  |  | 3PS | Roof - Insulation Entirely above Deck | 0.039 |  | 73960 |  | Roof - Insulation Entirely above Deck | #N/A |  | 73960 |  |  |  |  | 19.3194 | 1428861.0416 |  |  | 8.7628 | 648096.3327 | 0 | 0 | 311543.6061 | 2388500.9804 |  | 40 | 1428861.0416 |  |  |  | 1069358.949 | 0 | 374732.9986 | 2872952.9891 | #N/A | #N/A |  |  | #N/A | #N/A | #N/A | #N/A | #N/A |  | #N/A |  | 40 | #N/A |  |  |  | #N/A | #N/A | #N/A |  | #N/A | #N/A | PS
0 |  |  | 1 | [5 empty] | 1 |  |  |  | 3PS | Above Ground Wall - Steel-framed | 0.077 |  | 17577.0267 |  | Above Ground Wall - Steel-framed | #N/A |  | 17577.0267 |  |  |  |  | 5.7107 | 100376.8799 |  |  | 7.5557 | 132806.4366 | 0 | 0 | 34977.4975 | 268160.8139 |  | 40 | 100376.8799 |  |  |  | 219130.6204 | 0 | 47926.125 | 367433.6253 | #N/A | #N/A |  |  | #N/A | #N/A | #N/A | #N/A | #N/A |  | #N/A |  | 40 | #N/A |  |  |  | #N/A | #N/A | #N/A |  | #N/A | #N/A | PS
0 |  |  | 1 | [5 empty] | 1 |  |  |  | 3PS | Slab-on-grade - Unheated | 0.730 |  | 73960 | 0 | Slab-on-grade - Unheated | #N/A |  | 73960 | #N/A |  |  | 3.3895 | 0 | 250684.6243 |  | 1.2765 | 0 | 94413.2279 | 0 | 0 | 51764.6778 | 396862.53 |  | 40 | 250684.6243 |  |  |  | 155781.826 | 0 | 60969.9675 | 467436.4178 | #N/A | #N/A |  |  | #N/A | #N/A | #N/A | #N/A | #N/A |  | #N/A |  | 40 | #N/A |  |  |  | #N/A | #N/A | #N/A |  | #N/A | #N/A | PS
0 |  |  | 1 | [5 empty] | 1 |  |  |  | 3PS | Skylights | 0.55, 0.35 |  | 144 |  | Skylights | 1.17, 0.39 |  | 144 |  |  |  |  | 82.7624 | 11917.7801 |  |  | 31.4366 | 4526.8713 | 0 | 0 | 2466.6977 | 18911.3492 |  | 40 | 11917.7801 |  |  |  | 7469.3377 | 0 | 2908.0677 | 22295.1855 | 23.5036 | 3384.5112 |  |  | 62.7086 | 9030.0365 | 0 | 0 | 1862.1822 |  | 14276.7299 |  | 40 | 3384.5112 |  |  |  | 14899.5602 | 0 | 3017.7821 |  | 21301.8535 | -4634.6193 | PS
0 |  |  |  | 1 |  |  |  |  | 1 |  |  |  | 4PS | Climate Zone 4A |  |  |  |  | Climate Zone 4A | [50 empty] | PS
0 |  |  |  | 1 |  |  |  |  | 1 |  |  |  | 4PS | Roof - Insulation Entirely above Deck | 0.032 |  | 73960 |  | Roof - Insulation Entirely above Deck | #N/A |  | 73960 |  |  |  |  | 19.6991 | 1456948.3056 |  |  | 8.7797 | 649349.8146 | 0 | 0 | 315944.718 | 2422242.8383 |  | 40 | 1456948.3056 |  |  |  | 1071427.1942 | 0 | 379256.325 | 2907631.8248 | #N/A | #N/A |  |  | #N/A | #N/A | #N/A | #N/A | #N/A |  | #N/A |  | 40 | #N/A |  |  |  | #N/A | #N/A | #N/A |  | #N/A | #N/A | PS
0 |  |  |  | 1 |  |  |  |  | 1 |  |  |  | 4PS | Above Ground Wall - Steel-framed | 0.064 |  | 17577.0267 |  | Above Ground Wall - Steel-framed | #N/A |  | 17577.0267 |  |  |  |  | 5.9256 | 104153.5813 |  |  | 7.5872 | 133360.1659 | 0 | 0 | 35627.0621 | 273140.8093 |  | 40 | 104153.5813 |  |  |  | 220044.2738 | 0 | 48629.6783 | 372827.5334 | #N/A | #N/A |  |  | #N/A | #N/A | #N/A | #N/A | #N/A |  | #N/A |  | 40 | #N/A |  |  |  | #N/A | #N/A | #N/A |  | #N/A | #N/A | PS
0 |  |  |  | 1 |  |  |  |  | 1 |  |  |  | 4PS | Slab-on-grade - Unheated | 0.520 |  | 73960 | 4128.6333 | Slab-on-grade - Unheated | #N/A |  | 73960 | #N/A |  |  | 7.7074 | 0 | 570041.3897 |  | 5.7179 | 0 | 422899.2058 | 0 | 0 | 148941.0893 | 1141881.6848 |  | 40 | 570041.3897 |  |  |  | 697783.6896 | 0 | 190173.7619 | 1457998.8411 | #N/A | #N/A |  |  | #N/A | #N/A | #N/A | #N/A | #N/A |  | #N/A |  | 40 | #N/A |  |  |  | #N/A | #N/A | #N/A |  | #N/A | #N/A | PS
0 |  |  |  | 1 |  |  |  |  | 1 |  |  |  | 4PS | Skylights | 0.5, 0.4 |  | 144 |  | Skylights | 1.17, 0.49 |  | 144 |  |  |  |  | 83.6427 | 12044.5462 |  |  | 31.4366 | 4526.8713 | 0 | 0 | 2485.7126 | 19057.1301 |  | 40 | 12044.5462 |  |  |  | 7469.3377 | 0 | 2927.0826 | 22440.9665 | 23.5036 | 3384.5112 |  |  | 62.7086 | 9030.0365 | 0 | 0 | 1862.1822 |  | 14276.7299 |  | 40 | 3384.5112 |  |  |  | 14899.5602 | 0 | 3017.7821 |  | 21301.8535 | -4780.4003 | PS
0 |  |  |  |  | 1 |  |  |  | 1 |  |  |  | 5PS | Climate Zone 5A |  |  |  |  | Climate Zone 5A | [50 empty] | PS
0 |  |  |  |  | 1 |  |  |  | 1 |  |  |  | 5PS | Roof - Insulation Entirely above Deck | 0.032 |  | 73960 |  | Roof - Insulation Entirely above Deck | #N/A |  | 73960 |  |  |  |  | 19.6991 | 1456948.3056 |  |  | 8.7797 | 649349.8146 | 0 | 0 | 315944.718 | 2422242.8383 |  | 40 | 1456948.3056 |  |  |  | 1071427.1942 | 0 | 379256.325 | 2907631.8248 | #N/A | #N/A |  |  | #N/A | #N/A | #N/A | #N/A | #N/A |  | #N/A |  | 40 | #N/A |  |  |  | #N/A | #N/A | #N/A |  | #N/A | #N/A | PS
0 |  |  |  |  | 1 |  |  |  | 1 |  |  |  | 5PS | Above Ground Wall - Steel-framed | 0.055 |  | 17577.0267 |  | Above Ground Wall - Steel-framed | #N/A |  | 17577.0267 |  |  |  |  | 6.2543 | 109932.1662 |  |  | 7.6187 | 133913.8953 | 0 | 0 | 36576.9092 | 280422.9707 |  | 40 | 109932.1662 |  |  |  | 220957.9272 | 0 | 49633.514 | 380523.6074 | #N/A | #N/A |  |  | #N/A | #N/A | #N/A | #N/A | #N/A |  | #N/A |  | 40 | #N/A |  |  |  | #N/A | #N/A | #N/A |  | #N/A | #N/A | PS
0 |  |  |  |  | 1 |  |  |  | 1 |  |  |  | 5PS | Slab-on-grade - Unheated | 0.520 |  | 73960 | 4128.6333 | Slab-on-grade - Unheated | #N/A |  | 73960 | #N/A |  |  | 7.7074 | 0 | 570041.3897 |  | 5.7179 | 0 | 422899.2058 | 0 | 0 | 148941.0893 | 1141881.6848 |  | 40 | 570041.3897 |  |  |  | 697783.6896 | 0 | 190173.7619 | 1457998.8411 | #N/A | #N/A |  |  | #N/A | #N/A | #N/A | #N/A | #N/A |  | #N/A |  | 40 | #N/A |  |  |  | #N/A | #N/A | #N/A |  | #N/A | #N/A | PS
0 |  |  |  |  | 1 |  |  |  | 1 |  |  |  | 5PS | Skylights | 0.5, 0.4 |  | 144 |  | Skylights | 1.17, 0.49 |  | 144 |  |  |  |  | 83.6427 | 12044.5462 |  |  | 31.4366 | 4526.8713 | 0 | 0 | 2485.7126 | 19057.1301 |  | 40 | 12044.5462 |  |  |  | 7469.3377 | 0 | 2927.0826 | 22440.9665 | 23.5036 | 3384.5112 |  |  | 62.7086 | 9030.0365 | 0 | 0 | 1862.1822 |  | 14276.7299 |  | 40 | 3384.5112 |  |  |  | 14899.5602 | 0 | 3017.7821 |  | 21301.8535 | -4780.4003 | PS
0 | 1 | [8 empty] | 1 |  |  | 2SH | Climate Zone 2A |  |  |  |  | Climate Zone 2A | [50 empty] | SH
0 | 1 | [8 empty] | 1 |  |  | 2SH | Roof - Insulation Entirely above Deck | 0.039 |  | 10801.5609 |  | Roof - Insulation Entirely above Deck | #N/A |  | 10801.5609 |  |  |  |  | 19.3194 | 208679.4146 |  |  | 8.7628 | 94651.8657 | 0 | 0 | 45499.692 | 348830.9723 |  | 40 | 208679.4146 |  |  |  | 156175.5783 | 0 | 54728.2489 | 419583.2419 | #N/A | #N/A |  |  | #N/A | #N/A | #N/A | #N/A | #N/A |  | #N/A |  | 40 | #N/A |  |  |  | #N/A | #N/A | #N/A |  | #N/A | #N/A | SH
0 | 1 | [8 empty] | 1 |  |  | 2SH | Above Ground Wall - Steel-framed | 0.064 |  | 11542.19 |  | Above Ground Wall - Steel-framed | #N/A |  | 11542.19 |  |  |  |  | 5.9256 | 68393.8442 |  |  | 7.5872 | 87572.7392 | 0 | 0 | 23394.9875 | 179361.5709 |  | 40 | 68393.8442 |  |  |  | 144495.0197 | 0 | 31933.3296 | 244822.1934 | #N/A | #N/A |  |  | #N/A | #N/A | #N/A | #N/A | #N/A |  | #N/A |  | 40 | #N/A |  |  |  | #N/A | #N/A | #N/A |  | #N/A | #N/A | SH
0 | 1 | [8 empty] | 1 |  |  | 2SH | Slab-on-grade - Unheated | 0.730 |  | 0 |  | Slab-on-grade - Unheated | #N/A |  | 0 |  |  |  |  | 3.3895 | 0 |  |  | 1.2765 | 0 | 0 | 0 | 0 | 0 |  | 40 | 0 |  |  |  | 0 | 0 | 0 | 0 | #N/A | #N/A |  |  | #N/A | #N/A | #N/A | #N/A | #N/A |  | #N/A |  | 40 | #N/A |  |  |  | #N/A | #N/A | #N/A |  | #N/A | #N/A | SH
0 |  | 1 | [7 empty] | 1 |  |  | 3SH | Climate Zone 3A |  |  |  |  | Climate Zone 3A | [50 empty] | SH
0 |  | 1 | [7 empty] | 1 |  |  | 3SH | Roof - Insulation Entirely above Deck | 0.039 |  | 10801.5609 |  | Roof - Insulation Entirely above Deck | #N/A |  | 10801.5609 |  |  |  |  | 19.3194 | 208679.4146 |  |  | 8.7628 | 94651.8657 | 0 | 0 | 45499.692 | 348830.9723 |  | 40 | 208679.4146 |  |  |  | 156175.5783 | 0 | 54728.2489 | 419583.2419 | #N/A | #N/A |  |  | #N/A | #N/A | #N/A | #N/A | #N/A |  | #N/A |  | 40 | #N/A |  |  |  | #N/A | #N/A | #N/A |  | #N/A | #N/A | SH
0 |  | 1 | [7 empty] | 1 |  |  | 3SH | Above Ground Wall - Steel-framed | 0.064 |  | 11542.19 |  | Above Ground Wall - Steel-framed | #N/A |  | 11542.19 |  |  |  |  | 5.9256 | 68393.8442 |  |  | 7.5872 | 87572.7392 | 0 | 0 | 23394.9875 | 179361.5709 |  | 40 | 68393.8442 |  |  |  | 144495.0197 | 0 | 31933.3296 | 244822.1934 | #N/A | #N/A |  |  | #N/A | #N/A | #N/A | #N/A | #N/A |  | #N/A |  | 40 | #N/A |  |  |  | #N/A | #N/A | #N/A |  | #N/A | #N/A | SH
0 |  | 1 | [7 empty] | 1 |  |  | 3SH | Slab-on-grade - Unheated | 0.540 |  | 0 |  | Slab-on-grade - Unheated | #N/A |  | 0 |  |  |  |  | 7.1007 | 0 |  |  | 5.7179 | 0 | 0 | 0 | 0 | 0 |  | 40 | 0 |  |  |  | 0 | 0 | 0 | 0 | #N/A | #N/A |  |  | #N/A | #N/A | #N/A | #N/A | #N/A |  | #N/A |  | 40 | #N/A |  |  |  | #N/A | #N/A | #N/A |  | #N/A | #N/A | SH
0 |  |  | 1 | [6 empty] | 1 |  |  | 3SH | Climate Zone 3B |  |  |  |  | Climate Zone 3B | [50 empty] | SH
0 |  |  | 1 | [6 empty] | 1 |  |  | 3SH | Roof - Insulation Entirely above Deck | 0.039 |  | 10801.5609 |  | Roof - Insulation Entirely above Deck | #N/A |  | 10801.5609 |  |  |  |  | 19.3194 | 208679.4146 |  |  | 8.7628 | 94651.8657 | 0 | 0 | 45499.692 | 348830.9723 |  | 40 | 208679.4146 |  |  |  | 156175.5783 | 0 | 54728.2489 | 419583.2419 | #N/A | #N/A |  |  | #N/A | #N/A | #N/A | #N/A | #N/A |  | #N/A |  | 40 | #N/A |  |  |  | #N/A | #N/A | #N/A |  | #N/A | #N/A | SH
0 |  |  | 1 | [6 empty] | 1 |  |  | 3SH | Above Ground Wall - Steel-framed | 0.064 |  | 11542.19 |  | Above Ground Wall - Steel-framed | #N/A |  | 11542.19 |  |  |  |  | 5.9256 | 68393.8442 |  |  | 7.5872 | 87572.7392 | 0 | 0 | 23394.9875 | 179361.5709 |  | 40 | 68393.8442 |  |  |  | 144495.0197 | 0 | 31933.3296 | 244822.1934 | #N/A | #N/A |  |  | #N/A | #N/A | #N/A | #N/A | #N/A |  | #N/A |  | 40 | #N/A |  |  |  | #N/A | #N/A | #N/A |  | #N/A | #N/A | SH
0 |  |  | 1 | [6 empty] | 1 |  |  | 3SH | Slab-on-grade - Unheated | 0.540 |  | 0 |  | Slab-on-grade - Unheated | #N/A |  | 0 |  |  |  |  | 7.1007 | 0 |  |  | 5.7179 | 0 | 0 | 0 | 0 | 0 |  | 40 | 0 |  |  |  | 0 | 0 | 0 | 0 | #N/A | #N/A |  |  | #N/A | #N/A | #N/A | #N/A | #N/A |  | #N/A |  | 40 | #N/A |  |  |  | #N/A | #N/A | #N/A |  | #N/A | #N/A | SH
0 |  |  |  | 1 | [5 empty] | 1 |  |  | 4SH | Climate Zone 4A |  |  |  |  | Climate Zone 4A | [50 empty] | SH
0 |  |  |  | 1 | [5 empty] | 1 |  |  | 4SH | Roof - Insulation Entirely above Deck | 0.032 |  | 10801.5609 |  | Roof - Insulation Entirely above Deck | #N/A |  | 10801.5609 |  |  |  |  | 19.6991 | 212781.4467 |  |  | 8.7797 | 94834.9317 | 0 | 0 | 46142.4568 | 353758.8351 |  | 40 | 212781.4467 |  |  |  | 156477.6372 | 0 | 55388.8626 | 424647.9465 | #N/A | #N/A |  |  | #N/A | #N/A | #N/A | #N/A | #N/A |  | #N/A |  | 40 | #N/A |  |  |  | #N/A | #N/A | #N/A |  | #N/A | #N/A | SH
0 |  |  |  | 1 | [5 empty] | 1 |  |  | 4SH | Above Ground Wall - Steel-framed | 0.064 |  | 11542.19 |  | Above Ground Wall - Steel-framed | #N/A |  | 11542.19 |  |  |  |  | 5.9256 | 68393.8442 |  |  | 7.5872 | 87572.7392 | 0 | 0 | 23394.9875 | 179361.5709 |  | 40 | 68393.8442 |  |  |  | 144495.0197 | 0 | 31933.3296 | 244822.1934 | #N/A | #N/A |  |  | #N/A | #N/A | #N/A | #N/A | #N/A |  | #N/A |  | 40 | #N/A |  |  |  | #N/A | #N/A | #N/A |  | #N/A | #N/A | SH
0 |  |  |  | 1 | [5 empty] | 1 |  |  | 4SH | Slab-on-grade - Unheated | 0.520 |  | 0 |  | Slab-on-grade - Unheated | #N/A |  | 0 |  |  |  |  | 7.7074 | 0 |  |  | 5.7179 | 0 | 0 | 0 | 0 | 0 |  | 40 | 0 |  |  |  | 0 | 0 | 0 | 0 | #N/A | #N/A |  |  | #N/A | #N/A | #N/A | #N/A | #N/A |  | #N/A |  | 40 | #N/A |  |  |  | #N/A | #N/A | #N/A |  | #N/A | #N/A | SH
0 |  |  |  |  | 1 |  |  |  |  | 1 |  |  | 5SH | Climate Zone 5A |  |  |  |  | Climate Zone 5A | [50 empty] | SH
0 |  |  |  |  | 1 |  |  |  |  | 1 |  |  | 5SH | Roof - Insulation Entirely above Deck | 0.032 |  | 10801.5609 |  | Roof - Insulation Entirely above Deck | #N/A |  | 10801.5609 |  |  |  |  | 19.6991 | 212781.4467 |  |  | 8.7797 | 94834.9317 | 0 | 0 | 46142.4568 | 353758.8351 |  | 40 | 212781.4467 |  |  |  | 156477.6372 | 0 | 55388.8626 | 424647.9465 | #N/A | #N/A |  |  | #N/A | #N/A | #N/A | #N/A | #N/A |  | #N/A |  | 40 | #N/A |  |  |  | #N/A | #N/A | #N/A |  | #N/A | #N/A | SH
0 |  |  |  |  | 1 |  |  |  |  | 1 |  |  | 5SH | Above Ground Wall - Steel-framed | 0.055 |  | 11542.19 |  | Above Ground Wall - Steel-framed | #N/A |  | 11542.19 |  |  |  |  | 6.2543 | 72188.4293 |  |  | 7.6187 | 87936.353 | 0 | 0 | 24018.7173 | 184143.4997 |  | 40 | 72188.4293 |  |  |  | 145094.9824 | 0 | 32592.5118 | 249875.9235 | #N/A | #N/A |  |  | #N/A | #N/A | #N/A | #N/A | #N/A |  | #N/A |  | 40 | #N/A |  |  |  | #N/A | #N/A | #N/A |  | #N/A | #N/A | SH
0 |  |  |  |  | 1 |  |  |  |  | 1 |  |  | 5SH | Slab-on-grade - Unheated | 0.510 |  | 0 |  | Slab-on-grade - Unheated | #N/A |  | 0 |  |  |  |  | 8.2719 | 0 |  |  | 5.7179 | 0 | 0 | 0 | 0 | 0 |  | 40 | 0 |  |  |  | 0 | 0 | 0 | 0 | #N/A | #N/A |  |  | #N/A | #N/A | #N/A | #N/A | #N/A |  | #N/A |  | 40 | #N/A |  |  |  | #N/A | #N/A | #N/A |  | #N/A | #N/A | SH
0 | 1 | [8 empty] | 1 |  |  | 2SHNR | Climate Zone 2A |  |  |  |  | Climate Zone 2A | [50 empty] | SHNR
0 | 1 | [8 empty] | 1 |  |  | 2SHNR | Roof - Insulation Entirely above Deck | 0.039 |  | 0 |  | Roof - Insulation Entirely above Deck | #N/A |  | 0 |  |  |  |  | 19.3194 | 0 |  |  | 8.7628 | 0 | 0 | 0 | 0 | 0 |  | 40 | 0 |  |  |  | 0 | 0 | 0 | 0 | #N/A | #N/A |  |  | #N/A | #N/A | #N/A | #N/A | #N/A |  | #N/A |  | 40 | #N/A |  |  |  | #N/A | #N/A | #N/A |  | #N/A | #N/A | SHNR
0 | 1 | [8 empty] | 1 |  |  | 2SHNR | Above Ground Wall - Steel-framed | 0.084 |  | 4713.55 |  | Above Ground Wall - Steel-framed | #N/A |  | 4713.55 |  |  |  |  | 5.574 | 26273.329 |  |  | 7.5557 | 35614.0882 | 0 | 0 | 9283.1126 | 71170.5298 |  | 40 | 26273.329 |  |  |  | 58763.2456 | 0 | 12755.4862 | 97792.0608 | #N/A | #N/A |  |  | #N/A | #N/A | #N/A | #N/A | #N/A |  | #N/A |  | 40 | #N/A |  |  |  | #N/A | #N/A | #N/A |  | #N/A | #N/A | SHNR
0 | 1 | [8 empty] | 1 |  |  | 2SHNR | Slab-on-grade - Unheated | 0.730 |  | 10801.5609 | 0 | Slab-on-grade - Unheated | #N/A |  | 10801.5609 | #N/A |  |  | 3.3895 | 0 | 36611.4822 |  | 1.2765 | 0 | 13788.6726 | 0 | 0 | 7560.0232 | 57960.1781 |  | 40 | 36611.4822 |  |  |  | 22751.3098 | 0 | 8904.4188 | 68267.2109 | #N/A | #N/A |  |  | #N/A | #N/A | #N/A | #N/A | #N/A |  | #N/A |  | 40 | #N/A |  |  |  | #N/A | #N/A | #N/A |  | #N/A | #N/A | SHNR
0 |  | 1 | [7 empty] | 1 |  |  | 3SHNR | Climate Zone 3A |  |  |  |  | Climate Zone 3A | [50 empty] | SHNR
0 |  | 1 | [7 empty] | 1 |  |  | 3SHNR | Roof - Insulation Entirely above Deck | 0.039 |  | 0 |  | Roof - Insulation Entirely above Deck | #N/A |  | 0 |  |  |  |  | 19.3194 | 0 |  |  | 8.7628 | 0 | 0 | 0 | 0 | 0 |  | 40 | 0 |  |  |  | 0 | 0 | 0 | 0 | #N/A | #N/A |  |  | #N/A | #N/A | #N/A | #N/A | #N/A |  | #N/A |  | 40 | #N/A |  |  |  | #N/A | #N/A | #N/A |  | #N/A | #N/A | SHNR
0 |  | 1 | [7 empty] | 1 |  |  | 3SHNR | Above Ground Wall - Steel-framed | 0.077 |  | 4713.55 |  | Above Ground Wall - Steel-framed | #N/A |  | 4713.55 |  |  |  |  | 5.7107 | 26917.6039 |  |  | 7.5557 | 35614.0882 | 0 | 0 | 9379.7538 | 71911.4459 |  | 40 | 26917.6039 |  |  |  | 58763.2456 | 0 | 12852.1274 | 98532.9769 | #N/A | #N/A |  |  | #N/A | #N/A | #N/A | #N/A | #N/A |  | #N/A |  | 40 | #N/A |  |  |  | #N/A | #N/A | #N/A |  | #N/A | #N/A | SHNR
0 |  | 1 | [7 empty] | 1 |  |  | 3SHNR | Slab-on-grade - Unheated | 0.730 |  | 10801.5609 | 0 | Slab-on-grade - Unheated | #N/A |  | 10801.5609 | #N/A |  |  | 3.3895 | 0 | 36611.4822 |  | 1.2765 | 0 | 13788.6726 | 0 | 0 | 7560.0232 | 57960.1781 |  | 40 | 36611.4822 |  |  |  | 22751.3098 | 0 | 8904.4188 | 68267.2109 | #N/A | #N/A |  |  | #N/A | #N/A | #N/A | #N/A | #N/A |  | #N/A |  | 40 | #N/A |  |  |  | #N/A | #N/A | #N/A |  | #N/A | #N/A | SHNR
0 |  |  | 1 | [6 empty] | 1 |  |  | 3SHNR | Climate Zone 3B |  |  |  |  | Climate Zone 3B | [50 empty] | SHNR
0 |  |  | 1 | [6 empty] | 1 |  |  | 3SHNR | Roof - Insulation Entirely above Deck | 0.039 |  | 0 |  | Roof - Insulation Entirely above Deck | #N/A |  | 0 |  |  |  |  | 19.3194 | 0 |  |  | 8.7628 | 0 | 0 | 0 | 0 | 0 |  | 40 | 0 |  |  |  | 0 | 0 | 0 | 0 | #N/A | #N/A |  |  | #N/A | #N/A | #N/A | #N/A | #N/A |  | #N/A |  | 40 | #N/A |  |  |  | #N/A | #N/A | #N/A |  | #N/A | #N/A | SHNR
0 |  |  | 1 | [6 empty] | 1 |  |  | 3SHNR | Above Ground Wall - Steel-framed | 0.077 |  | 4713.55 |  | Above Ground Wall - Steel-framed | #N/A |  | 4713.55 |  |  |  |  | 5.7107 | 26917.6039 |  |  | 7.5557 | 35614.0882 | 0 | 0 | 9379.7538 | 71911.4459 |  | 40 | 26917.6039 |  |  |  | 58763.2456 | 0 | 12852.1274 | 98532.9769 | #N/A | #N/A |  |  | #N/A | #N/A | #N/A | #N/A | #N/A |  | #N/A |  | 40 | #N/A |  |  |  | #N/A | #N/A | #N/A |  | #N/A | #N/A | SHNR
0 |  |  | 1 | [6 empty] | 1 |  |  | 3SHNR | Slab-on-grade - Unheated | 0.730 |  | 10801.5609 | 0 | Slab-on-grade - Unheated | #N/A |  | 10801.5609 | #N/A |  |  | 3.3895 | 0 | 36611.4822 |  | 1.2765 | 0 | 13788.6726 | 0 | 0 | 7560.0232 | 57960.1781 |  | 40 | 36611.4822 |  |  |  | 22751.3098 | 0 | 8904.4188 | 68267.2109 | #N/A | #N/A |  |  | #N/A | #N/A | #N/A | #N/A | #N/A |  | #N/A |  | 40 | #N/A |  |  |  | #N/A | #N/A | #N/A |  | #N/A | #N/A | SHNR
0 |  |  |  | 1 | [5 empty] | 1 |  |  | 4SHNR | Climate Zone 4A |  |  |  |  | Climate Zone 4A | [50 empty] | SHNR
0 |  |  |  | 1 | [5 empty] | 1 |  |  | 4SHNR | Roof - Insulation Entirely above Deck | 0.032 |  | 0 |  | Roof - Insulation Entirely above Deck | #N/A |  | 0 |  |  |  |  | 19.6991 | 0 |  |  | 8.7797 | 0 | 0 | 0 | 0 | 0 |  | 40 | 0 |  |  |  | 0 | 0 | 0 | 0 | #N/A | #N/A |  |  | #N/A | #N/A | #N/A | #N/A | #N/A |  | #N/A |  | 40 | #N/A |  |  |  | #N/A | #N/A | #N/A |  | #N/A | #N/A | SHNR
0 |  |  |  | 1 | [5 empty] | 1 |  |  | 4SHNR | Above Ground Wall - Steel-framed | 0.064 |  | 4713.55 |  | Above Ground Wall - Steel-framed | #N/A |  | 4713.55 |  |  |  |  | 5.9256 | 27930.3845 |  |  | 7.5872 | 35762.5793 | 0 | 0 | 9553.9446 | 73246.9083 |  | 40 | 27930.3845 |  |  |  | 59008.2558 | 0 | 13040.796 | 99979.4363 | #N/A | #N/A |  |  | #N/A | #N/A | #N/A | #N/A | #N/A |  | #N/A |  | 40 | #N/A |  |  |  | #N/A | #N/A | #N/A |  | #N/A | #N/A | SHNR
0 |  |  |  | 1 | [5 empty] | 1 |  |  | 4SHNR | Slab-on-grade - Unheated | 0.520 |  | 10801.5609 | 960 | Slab-on-grade - Unheated | #N/A |  | 10801.5609 | #N/A |  |  | 7.7074 | 0 | 83252.2548 |  | 5.7179 | 0 | 61762.73 | 0 | 0 | 21752.2477 | 166767.2325 |  | 40 | 83252.2548 |  |  |  | 101908.5045 | 0 | 27774.1139 | 212934.8732 | #N/A | #N/A |  |  | #N/A | #N/A | #N/A | #N/A | #N/A |  | #N/A |  | 40 | #N/A |  |  |  | #N/A | #N/A | #N/A |  | #N/A | #N/A | SHNR
0 |  |  |  |  | 1 |  |  |  |  | 1 |  |  | 5SHNR | Climate Zone 5A |  |  |  |  | Climate Zone 5A | [50 empty] | SHNR
0 |  |  |  |  | 1 |  |  |  |  | 1 |  |  | 5SHNR | Roof - Insulation Entirely above Deck | 0.032 |  | 0 |  | Roof - Insulation Entirely above Deck | #N/A |  | 0 |  |  |  |  | 19.6991 | 0 |  |  | 8.7797 | 0 | 0 | 0 | 0 | 0 |  | 40 | 0 |  |  |  | 0 | 0 | 0 | 0 | #N/A | #N/A |  |  | #N/A | #N/A | #N/A | #N/A | #N/A |  | #N/A |  | 40 | #N/A |  |  |  | #N/A | #N/A | #N/A |  | #N/A | #N/A | SHNR
0 |  |  |  |  | 1 |  |  |  |  | 1 |  |  | 5SHNR | Above Ground Wall - Steel-framed | 0.055 |  | 4713.55 |  | Above Ground Wall - Steel-framed | #N/A |  | 4713.55 |  |  |  |  | 6.2543 | 29480.0009 |  |  | 7.6187 | 35911.0703 | 0 | 0 | 9808.6607 | 75199.7318 |  | 40 | 29480.0009 |  |  |  | 59253.266 | 0 | 13309.99 | 102043.2569 | #N/A | #N/A |  |  | #N/A | #N/A | #N/A | #N/A | #N/A |  | #N/A |  | 40 | #N/A |  |  |  | #N/A | #N/A | #N/A |  | #N/A | #N/A | SHNR
0 |  |  |  |  | 1 |  |  |  |  | 1 |  |  | 5SHNR | Slab-on-grade - Unheated | 0.520 |  | 10801.5609 | 960 | Slab-on-grade - Unheated | #N/A |  | 10801.5609 | #N/A |  |  | 7.7074 | 0 | 83252.2548 |  | 5.7179 | 0 | 61762.73 | 0 | 0 | 21752.2477 | 166767.2325 |  | 40 | 83252.2548 |  |  |  | 101908.5045 | 0 | 27774.1139 | 212934.8732 | #N/A | #N/A |  |  | #N/A | #N/A | #N/A | #N/A | #N/A |  | #N/A |  | 40 | #N/A |  |  |  | #N/A | #N/A | #N/A |  | #N/A | #N/A | SHNR
0 | 1 | [9 empty] | 1 |  | 2MA | Climate Zone 2A |  |  |  |  | Climate Zone 2A | [50 empty] | MA
0 | 1 | [9 empty] | 1 |  | 2MA | Roof - Insulation Entirely above Deck | 0.039 |  | 8435.9609 |  | Roof - Insulation Entirely above Deck | #N/A |  | 8435.9609 |  |  |  |  | 19.3194 | 162977.4998 |  |  | 8.7628 | 73922.5977 | 0 | 0 | 35535.0146 | 272435.1121 |  | 40 | 162977.4998 |  |  |  | 121972.2862 | 0 | 42742.4679 | 327692.2539 | #N/A | #N/A |  |  | #N/A | #N/A | #N/A | #N/A | #N/A |  | #N/A |  | 40 | #N/A |  |  |  | #N/A | #N/A | #N/A |  | #N/A | #N/A | MA
0 | 1 | [9 empty] | 1 |  | 2MA | Above Ground Wall - Steel-framed | 0.064 |  | 13296.0185 |  | Above Ground Wall - Steel-framed | #N/A |  | 13296.0185 |  |  |  |  | 5.9256 | 78786.2456 |  |  | 7.5872 | 100879.3616 | 0 | 0 | 26949.8411 | 206615.4482 |  | 40 | 78786.2456 |  |  |  | 166450.9466 | 0 | 36785.5788 | 282022.771 | #N/A | #N/A |  |  | #N/A | #N/A | #N/A | #N/A | #N/A |  | #N/A |  | 40 | #N/A |  |  |  | #N/A | #N/A | #N/A |  | #N/A | #N/A | MA
0 | 1 | [9 empty] | 1 |  | 2MA | Slab-on-grade - Unheated | 0.730 |  | 8435.9609 | 0 | Slab-on-grade - Unheated | #N/A |  | 8435.9609 | #N/A |  |  | 3.3895 | 0 | 28593.3706 |  | 1.2765 | 0 | 10768.8791 | 0 | 0 | 5904.3375 | 45266.5872 |  | 40 | 28593.3706 |  |  |  | 17768.6505 | 0 | 6954.3032 | 53316.3243 | #N/A | #N/A |  |  | #N/A | #N/A | #N/A | #N/A | #N/A |  | #N/A |  | 40 | #N/A |  |  |  | #N/A | #N/A | #N/A |  | #N/A | #N/A | MA
0 |  | 1 | [8 empty] | 1 |  | 3MA | Climate Zone 3A |  |  |  |  | Climate Zone 3A | [50 empty] | MA
0 |  | 1 | [8 empty] | 1 |  | 3MA | Roof - Insulation Entirely above Deck | 0.039 |  | 8435.9609 |  | Roof - Insulation Entirely above Deck | #N/A |  | 8435.9609 |  |  |  |  | 19.3194 | 162977.4998 |  |  | 8.7628 | 73922.5977 | 0 | 0 | 35535.0146 | 272435.1121 |  | 40 | 162977.4998 |  |  |  | 121972.2862 | 0 | 42742.4679 | 327692.2539 | #N/A | #N/A |  |  | #N/A | #N/A | #N/A | #N/A | #N/A |  | #N/A |  | 40 | #N/A |  |  |  | #N/A | #N/A | #N/A |  | #N/A | #N/A | MA
0 |  | 1 | [8 empty] | 1 |  | 3MA | Above Ground Wall - Steel-framed | 0.064 |  | 13296.0185 |  | Above Ground Wall - Steel-framed | #N/A |  | 13296.0185 |  |  |  |  | 5.9256 | 78786.2456 |  |  | 7.5872 | 100879.3616 | 0 | 0 | 26949.8411 | 206615.4482 |  | 40 | 78786.2456 |  |  |  | 166450.9466 | 0 | 36785.5788 | 282022.771 | #N/A | #N/A |  |  | #N/A | #N/A | #N/A | #N/A | #N/A |  | #N/A |  | 40 | #N/A |  |  |  | #N/A | #N/A | #N/A |  | #N/A | #N/A | MA
0 |  | 1 | [8 empty] | 1 |  | 3MA | Slab-on-grade - Unheated | 0.540 |  | 8435.9609 | 1599 | Slab-on-grade - Unheated | #N/A |  | 8435.9609 | #N/A |  |  | 7.1007 | 0 | 59900.8497 |  | 5.7179 | 0 | 48236.3597 | 0 | 0 | 16220.5814 | 124357.7908 |  | 40 | 59900.8497 |  |  |  | 79589.9936 | 0 | 20923.6265 | 160414.4697 | #N/A | #N/A |  |  | #N/A | #N/A | #N/A | #N/A | #N/A |  | #N/A |  | 40 | #N/A |  |  |  | #N/A | #N/A | #N/A |  | #N/A | #N/A | MA
0 |  |  | 1 | [7 empty] | 1 |  | 3MA | Climate Zone 3B |  |  |  |  | Climate Zone 3B | [50 empty] | MA
0 |  |  | 1 | [7 empty] | 1 |  | 3MA | Roof - Insulation Entirely above Deck | 0.039 |  | 8435.9609 |  | Roof - Insulation Entirely above Deck | #N/A |  | 8435.9609 |  |  |  |  | 19.3194 | 162977.4998 |  |  | 8.7628 | 73922.5977 | 0 | 0 | 35535.0146 | 272435.1121 |  | 40 | 162977.4998 |  |  |  | 121972.2862 | 0 | 42742.4679 | 327692.2539 | #N/A | #N/A |  |  | #N/A | #N/A | #N/A | #N/A | #N/A |  | #N/A |  | 40 | #N/A |  |  |  | #N/A | #N/A | #N/A |  | #N/A | #N/A | MA
0 |  |  | 1 | [7 empty] | 1 |  | 3MA | Above Ground Wall - Steel-framed | 0.064 |  | 13296.0185 |  | Above Ground Wall - Steel-framed | #N/A |  | 13296.0185 |  |  |  |  | 5.9256 | 78786.2456 |  |  | 7.5872 | 100879.3616 | 0 | 0 | 26949.8411 | 206615.4482 |  | 40 | 78786.2456 |  |  |  | 166450.9466 | 0 | 36785.5788 | 282022.771 | #N/A | #N/A |  |  | #N/A | #N/A | #N/A | #N/A | #N/A |  | #N/A |  | 40 | #N/A |  |  |  | #N/A | #N/A | #N/A |  | #N/A | #N/A | MA
0 |  |  | 1 | [7 empty] | 1 |  | 3MA | Slab-on-grade - Unheated | 0.540 |  | 8435.9609 | 1599 | Slab-on-grade - Unheated | #N/A |  | 8435.9609 | #N/A |  |  | 7.1007 | 0 | 59900.8497 |  | 5.7179 | 0 | 48236.3597 | 0 | 0 | 16220.5814 | 124357.7908 |  | 40 | 59900.8497 |  |  |  | 79589.9936 | 0 | 20923.6265 | 160414.4697 | #N/A | #N/A |  |  | #N/A | #N/A | #N/A | #N/A | #N/A |  | #N/A |  | 40 | #N/A |  |  |  | #N/A | #N/A | #N/A |  | #N/A | #N/A | MA
0 |  |  |  | 1 | [6 empty] | 1 |  | 4MA | Climate Zone 4A |  |  |  |  | Climate Zone 4A | [50 empty] | MA
0 |  |  |  | 1 | [6 empty] | 1 |  | 4MA | Roof - Insulation Entirely above Deck | 0.032 |  | 8435.9609 |  | Roof - Insulation Entirely above Deck | #N/A |  | 8435.9609 |  |  |  |  | 19.6991 | 166181.1648 |  |  | 8.7797 | 74065.5712 | 0 | 0 | 36037.0104 | 276283.7464 |  | 40 | 166181.1648 |  |  |  | 122208.1926 | 0 | 43258.4036 | 331647.7609 | #N/A | #N/A |  |  | #N/A | #N/A | #N/A | #N/A | #N/A |  | #N/A |  | 40 | #N/A |  |  |  | #N/A | #N/A | #N/A |  | #N/A | #N/A | MA
0 |  |  |  | 1 | [6 empty] | 1 |  | 4MA | Above Ground Wall - Steel-framed | 0.064 |  | 13296.0185 |  | Above Ground Wall - Steel-framed | #N/A |  | 13296.0185 |  |  |  |  | 5.9256 | 78786.2456 |  |  | 7.5872 | 100879.3616 | 0 | 0 | 26949.8411 | 206615.4482 |  | 40 | 78786.2456 |  |  |  | 166450.9466 | 0 | 36785.5788 | 282022.771 | #N/A | #N/A |  |  | #N/A | #N/A | #N/A | #N/A | #N/A |  | #N/A |  | 40 | #N/A |  |  |  | #N/A | #N/A | #N/A |  | #N/A | #N/A | MA
0 |  |  |  | 1 | [6 empty] | 1 |  | 4MA | Slab-on-grade - Unheated | 0.520 |  | 8435.9609 | 1599 | Slab-on-grade - Unheated | #N/A |  | 8435.9609 | #N/A |  |  | 7.7074 | 0 | 65019.563 |  | 5.7179 | 0 | 48236.3597 | 0 | 0 | 16988.3884 | 130244.3111 |  | 40 | 65019.563 |  |  |  | 79589.9936 | 0 | 21691.4335 | 166300.99 | #N/A | #N/A |  |  | #N/A | #N/A | #N/A | #N/A | #N/A |  | #N/A |  | 40 | #N/A |  |  |  | #N/A | #N/A | #N/A |  | #N/A | #N/A | MA
0 |  |  |  |  | 1 | [5 empty] | 1 |  | 5MA | Climate Zone 5A |  |  |  |  | Climate Zone 5A | [50 empty] | MA
0 |  |  |  |  | 1 | [5 empty] | 1 |  | 5MA | Roof - Insulation Entirely above Deck | 0.032 |  | 8435.9609 |  | Roof - Insulation Entirely above Deck | #N/A |  | 8435.9609 |  |  |  |  | 19.6991 | 166181.1648 |  |  | 8.7797 | 74065.5712 | 0 | 0 | 36037.0104 | 276283.7464 |  | 40 | 166181.1648 |  |  |  | 122208.1926 | 0 | 43258.4036 | 331647.7609 | #N/A | #N/A |  |  | #N/A | #N/A | #N/A | #N/A | #N/A |  | #N/A |  | 40 | #N/A |  |  |  | #N/A | #N/A | #N/A |  | #N/A | #N/A | MA
0 |  |  |  |  | 1 | [5 empty] | 1 |  | 5MA | Above Ground Wall - Steel-framed | 0.055 |  | 13296.0185 |  | Above Ground Wall - Steel-framed | #N/A |  | 13296.0185 |  |  |  |  | 6.2543 | 83157.4156 |  |  | 7.6187 | 101298.2262 | 0 | 0 | 27668.3463 | 212123.9881 |  | 40 | 83157.4156 |  |  |  | 167142.0733 | 0 | 37544.9233 | 287844.4122 | #N/A | #N/A |  |  | #N/A | #N/A | #N/A | #N/A | #N/A |  | #N/A |  | 40 | #N/A |  |  |  | #N/A | #N/A | #N/A |  | #N/A | #N/A | MA
0 |  |  |  |  | 1 | [5 empty] | 1 |  | 5MA | Slab-on-grade - Unheated | 0.510 |  | 8435.9609 | 1599 | Slab-on-grade - Unheated | #N/A |  | 8435.9609 | #N/A |  |  | 8.2719 | 0 | 69781.1567 |  | 5.7179 | 0 | 48236.3597 | 0 | 0 | 17702.6275 | 135720.144 |  | 40 | 69781.1567 |  |  |  | 79589.9936 | 0 | 22405.6725 | 171776.8229 | #N/A | #N/A |  |  | #N/A | #N/A | #N/A | #N/A | #N/A |  | #N/A |  | 40 | #N/A |  |  |  | #N/A | #N/A | #N/A |  | #N/A | #N/A | MA
0
0 | [11 empty] | Roof Reflectance Addendum 90.1-07f 90.1-2010 section 5.5.3.1.1 |  | 90.1-2007 section 5.5.3.1.1 requires roof exterior surface to have minimum propertiese: 0.7 solar reflectance (this is initial not aged value) a thermal emittance of at least 0.75, and a solar reflective index of 0.82, all according to test methods identified in this section. There are several exceptions - the exception for roofs over ventilated attics applies to the small office prototype. The rest of the selected prototypes are affected. No costs shown for 90.1-2007. Incremental costs only shown under 90.1-2010 costs. Same approach for IECC 2009 and 2012 | Faithful and Gould |  | not used | Roof area, ft2 | 90.1-2010 section 5.5.3.1.1 requires roof exterior surface to have minimum propertiese: 0.55 three-year aged solar reflectance (this is more stringent than 0.7 initial not aged value) a thermal emittance of at least 0.75, or a three-year aged solar reflective index of 64, or increased insulation, with the first subject to testing and accreditation identified in the Standard. There are several exceptions - the exception for roofs over ventilated attics applies to the small office prototype. The rest of the selected prototypes are affected. Average incremental material costs only were estimated for an average EPDM and TPO that does not meet the 90.1-2010 requirements compared to the same corresponding materials that do meet the requirements. Labor is assumed to be the same for both 90.1-2007 and 90.1-2010 cases. The TPO membrane with the higher requirements adds no cost. The EPDM requires a special finish to meet the requirements which adds $0.15/ft2. The source for these incremental costs is DOE Building Technologies Guidelines for Selecting Cool Roofs (DOE 2010). | DOE Building Technologies Guidelines for Selecting Cool Roofs DOE. 2010. “Guidelines for Selecting Cool Roofs”, V1.2. U.S. Department of Energy, Washington, D.C. Accessed October 25, 202. http://www1.eere.energy.gov/femp/pdfs/coolroofguide.pdf |  |  | Roof area, ft2
0 | [18 empty] | Roof finish costs per ft2 on this line | [28 empty] | 0.95 | [6 empty] | 0.1425 | 0 | 1.0925 |  | 40 | 0.95 |  |  |  | 0 |  | 0.15889 | 0 | 1.1089 | 1.0925
0 | 1 | 1 | 1 | 0 | 0 | [6 empty] | Need in CZ 1-3 |  | Large Office |  |  |  | 38400 | Large Office |  |  |  | 38400 | [24 empty] | 5760 | [6 empty] | 864 | 0 | 6624 |  | 40 | 5760 |  |  |  | 0 |  | 963.36 | 0 | 6723.36 | 6624
0 | 1 | 1 | 1 | 0 | 0 | [6 empty] | Need in CZ 1-3 |  | Standalone Retail |  |  |  | 24742 | Standalone Retail |  |  |  | 24742 | [24 empty] | 3711.3 | [6 empty] | 556.695 | 0 | 4267.995 |  | 40 | 3711.3 |  |  |  | 0 |  | 620.7149 | 0 | 4332.0149 | 4267.995
0 | 1 | 1 | 1 | 0 | 0 | [6 empty] | Need in CZ 1-3 |  | Primary School |  |  |  | 73960 | Primary School |  |  |  | 73960 | [24 empty] | 11094 | [6 empty] | 1664.1 | 0 | 12758.1 |  | 40 | 11094 |  |  |  | 0 |  | 1855.4715 | 0 | 12949.4715 | 12758.1
0 | 1 | 1 | 1 | 0 | 0 | [6 empty] | Need in CZ 1-3 |  | Small Hotel |  |  |  | 43200 | Small Hotel |  |  |  | 43200 | [24 empty] | 6480 | [6 empty] | 972 | 0 | 7452 |  | 40 | 6480 |  |  |  | 0 |  | 1083.78 | 0 | 7563.78 | 7452
0 | 1 | 1 | 1 | 0 | 0 | [6 empty] | Need in CZ 1-3 |  | Mid-rise Apartment |  |  |  | 33700 | Mid-rise Apartment |  |  |  | 33700 | [24 empty] | 5055 | [6 empty] | 758.25 | 0 | 5813.25 |  | 40 | 5055 |  |  |  | 0 |  | 845.4488 | 0 | 5900.4487 | 5813.25
0 | [11 empty] | Vestibule Addendum 90.1-07q 90.1-2010 section 5.4.3.4 Add to small office in CZ-4A, 4B, 4C |  | No vestibule. Glazed entry include two 3 ft. swinging doors 9 ft. height by 12 ft. wide meeting 90.1 glazing performance requirements. Lobby area on interior same width as entry with side walls wood framed witth gypsum board separating lobby from adjacent spaces. Separate out by climate, if glazing performance by climate zone results in different glazing costs. This is the same as the outer entry and lobby walls as for 90.1-2010. No baseline cost. | baseline entry estimated assumed by PNNL based on experience |  | not used | not used | Vestibule is 10 ft. hight by 12 ft. wide by by 7 ft. deep (7 ft. is the minimum depth in this requirement) into the building interior, glazed on interior entry wall, side walls wood framed witth gypsum board. Side walls same as 90.1-2007 baseline. Exterior entry is the same as in 90.1-2007 baseline. Interior entry wall is floor to ceiling storefront, fully glazed including entry door. Interior entry storefront and swinging door glazing are all storefront with 3/8" plate glass without low-e with total area of 120 ft2, 78 ft2 glazing with two storefront 3 ft. by 7 ft. doors Climate zone 4 is the only climate zone which has a vestibule added by this addendum under 90.1-2010. For IECC 2009 to 2012, there are no differences in the vestibule requirements, so no costs. For comparison between 90.1-2007 and IECC 2012, vestibule is added for climate zone 3 as well as 4. | Added vestibule entry estimated by PNNL to match the minimum required vestibule and based on experience. Costs for added interior entry wall from RS Means Construction Cost Data 2012 08 43 0500 |  | not used | Interior storefront entry, ft2
0 | 0 | 0 | 0 | 1 | 0 | [8 empty] | Small Office No vestibule |  |  |  |  | Small Office Added - climate zone 1 |  |  |  | 120 | [14 empty] | 40 | [9 empty] | 2460 | 2 Glaz | 46.2 | 12.84 | 593.208 |  |  | 457.9812 | 0 | 3511.1892 |  | 40 | 2460 | 2 Glaz | 46.2 | 21.186 | 978.7932 |  | 572.4954 | 0 | 4011.2886 | 3511.1892
0 | [11 empty] | Air Leakage for Windows and Doors Addendum 90.07am 90.1-2010 section 5.4.3.2 |  | Air leakage requirements for doors and windows in 90.1-2007 require that leakage not exceed 1.0 cfm/ft2 for glazed swinging entrance doors and revolving doors, and 0.4 cfm/ft2 for all other products. Testing is done in accordance with NFRC 400. There is an exception for field fabricated fenestration and doors. No base cost is listed under 90.1-2007. An incremental cost is shown under 90.1-2010. Description of the window assembles under 90.1-2007 is included here for comparison. |  |  | Window area including doors, or skylight area. Areas include framing. ft2 |  | Air leakage requirements for doors and windows in 90.1-2010 vary by type of window. Listed here are the leakage values for types with cost estimates in this analysis. See 90.1-2010 5.4.3.2 for testing methods. * Curtainwall and storefront 0.06 cfm/ft2 * Skylights 0.3 cfm/ft2 or 0.5 cfm/ft2 depending on testing method. Assume the 0.3 cfm/ft2 reflects a reduction in leakage from the 0.4 cfm/ft2 required in 90.1-2007. *All other products 0.2 cfm/ft2 or 0.3 cfm/ft2 depending on testing method. 90.1 Envelope Subcommittee members indicate that the air leakage requirements in 2010 reflect common practice that has been in place for many years even since before 90.1-2007 for many producst. In reality, building projects in states adopting the newer Standard will not see an increase in project costs for this provision. However, the modeled energy savings reflects this change being codified and not identified previously in the 90.1 code development, so a cost estimate is developed. Determining the cost difference is difficult with no window products available applicable to the prototype models that do not meet the current air leakage requirements. A curtainwall manufacturer technical expert said that infiltration has been tightened over time for two reasons unrelated to specific air leakage standards, 1) reduced u-factors, u-factor testing is affected by leakage rates, 2) moisture infiltration and concerns about mold and associated liability. The changes have been achieved primarily in design, not manufacturing. The technical expert indicated that this engineering effort translates into an average of around $0.05/ft2 to $0.10/ft2 of window area. This cost is related to the volume of project sales, which is considerably higher for manufactured windows than for curtain wall systems. As a result, this cost is estimated as an incremental material cost of $0.05/ft2 of window area for all of the windows. | 90.1 Envelope Subcommittee members individual opinions. Interview with K. Best, Benson Industries, window curtainwall, storefront and custom manufactured windows |  | Window area including doors, or skylight area. Areas include framing. | Material cost per ft2
0 | 1 | 1 | 1 | 1 | 1 | [8 empty] | Small Office - Fixed metal frame windows, double glazed, average of with and without thermal break, leakage rate maximum 0.4 cfm/ft2. |  |  | 165 |  | Fixed metal frame windows, double glazed, average of with and without thermal break, leakage rate maximum 0.2 or 0.3 cfm/ft2 - see note above on testing methods. |  |  | 165 | 0.05 | [24 empty] | 8.25 |  |  |  | 0 | 0 | 0 | 1.2375 | 0 | 9.4875 |  | 40 | 8.25 | [5 empty] | 1.3798 | 0 | 9.6298 | 9.4875
0 | 1 | 1 | 1 | 1 | 1 | [8 empty] | Large Office Windows - Ribbon windows in prototype, assumed to be curtain wall average without thermal break/thermally improved/thermal break. Site-built, no leakage rate required |  |  | 40320 |  | Large Office Windows - Ribbon windows in prototype, assumed to be curtain wall average without thermal break/thermally improved/thermal break. Site-built, no leakage rate required |  |  | 40320 | 0.05 | [24 empty] | 2016 |  |  |  | 0 | 0 | 0 | 302.4 | 0 | 2318.4 |  | 40 | 2016 | [5 empty] | 337.176 | 0 | 2353.176 | 2318.4
0 | 1 | 1 | 1 | 1 | 1 | [8 empty] | Standalone Retail Windows - Fixed metal frame windows, double glazed, average of with and without thermal break, leakage rate maximum 0.4 cfm/ft2. |  |  | 581 |  | Standalone Retail Windows - Fixed metal frame windows, double glazed, average of with and without thermal break, leakage rate maximum 0.4 cfm/ft2. |  |  | 581 | 0.05 | [24 empty] | 29.05 |  |  |  | 0 | 0 | 0 | 4.3575 | 0 | 33.4075 |  | 40 | 29.05 | [5 empty] | 4.8586 | 0 | 33.9086 | 33.4075
0 | 1 | 1 | 1 | 1 | 1 | [8 empty] | Standalone Retail Skylights - Double glazed skylight, white, curbed, leakage rate 0.4 cfm/ft2 |  |  | 72 |  | Standalone Retail Skylights - Double glazed skylight, white, curbed, leakage rate 0.4 cfm/ft2 |  |  | 72 | 0.05 | [24 empty] | 3.6 |  |  |  | 0 | 0 | 0 | 0.54 | 0 | 4.14 |  | 40 | 3.6 | [5 empty] | 0.6021 | 0 | 4.2021 | 4.14
0 | 1 | 1 | 1 | 1 | 1 | [8 empty] | Primary School Windows - Fixed metal frame windows, double glazed, average of with and without thermal break, leakage rate maximum 0.4 cfm/ft2. |  |  | 9215 |  | Primary School Windows - Fixed metal frame windows, double glazed, average of with and without thermal break, leakage rate maximum 0.4 cfm/ft2. |  |  | 9215 | 0.05 | [24 empty] | 460.75 |  |  |  | 0 | 0 | 0 | 69.1125 | 0 | 529.8625 |  | 40 | 460.75 | [5 empty] | 77.0604 | 0 | 537.8104 | 529.8625
0 | 1 | 1 | 1 | 1 | 1 | [8 empty] | Primary School Skylights - Double glazed skylight, white, curbed, leakage rate 0.4 cfm/ft2 |  |  | 144 |  | Primary School Skylights - Double glazed skylight, white, curbed, leakage rate 0.4 cfm/ft2 |  |  | 144 | 0.05 | [24 empty] | 7.2 |  |  |  | 0 | 0 | 0 | 1.08 | 0 | 8.28 |  | 40 | 7.2 | [6 empty] | 0 | 7.2 | 8.28
0 | 1 | 1 | 1 | 1 | 1 | [8 empty] | Small Hotel Windows - Fixed metal frame windows, double glazed, average of with and without thermal break, leakage rate maximum 0.4 cfm/ft2. |  |  | 4649 |  | Small Hotel Windows - Fixed metal frame windows, double glazed, average of with and without thermal break, leakage rate maximum 0.4 cfm/ft2. |  |  | 4649 | 0.05 | [24 empty] | 232.45 |  |  |  | 0 | 0 | 0 | 34.8675 | 0 | 267.3175 |  | 40 | 232.45 | [5 empty] | 38.8773 | 0 | 271.3273 | 267.3175
0 | 1 | 1 | 1 | 1 | 1 | [8 empty] | Mid-rise Apartments WindowsResidential vertical slider metal frame windows, double glazed without thermal break, leakage rate maximum 0.4 cfm/ft2 |  |  | 1751 |  | Mid-rise Apartments WindowsResidential vertical slider metal frame windows, double glazed without thermal break, leakage rate maximum 0.4 cfm/ft2 |  |  | 1751 | 0.05 | [24 empty] | 87.55 |  |  |  | 0 | 0 | 0 | 13.1325 | 0 | 100.6825 |  | 40 | 87.55 | [5 empty] | 14.6427 | 0 | 102.1927 | 100.6825
0 | [11 empty] | Building Envelope Air Sealing Addendum 90.07bf 90.1-2010 section 5.4.3.1 |  | 90.1-2007, section 5.4.3.1 Building Envelope Sealing requires sealing, caulking, gasketing, and weatherization to minimize air leakage of a list of seven building envelope components that include the entire building enclosures joints, seams, junctions, openings, between components such as wall and roof sections, and fenestration. There are no costs in this section. Costs are estimated under 90.1-2010 as incremental added costs. |  |  |  |  | 90.1-2010 Section 5.4.3.1 requires the building envelope to be designed and constructed with a continuous air barrier, but the definition of continuous air barrier is "the combination of interconnected materials, assemblies, and sealed joints and components of the building envelope that minimize air leakage into or out of the building envelope." No specific leakage rate or testing is required. This definition allows the requirement to be met as in 90.1-2007, with sealing of joints etc. at component boundaries. There are some additional air barrier design requirements, and a section of materials such as plywood etc. that are required to meet a pressure differential of 0.3 in. w.g. under test conditions. Members of the 90.1 Envelope Subcommittee supported the interpretation that a continuous membrane air sealing system is not required, and that the requirement primarily increase quality assurance and quality control (QA/QC) of the building air sealing. This cost is estimated by PNNL based on the cost of building envelope commissioning although commissioning is not required to meet 90.1. Blower door or other testing costs are not included. The incremental cost is assumed by PNNL to be 25% (in the absence of any more accurate value) of the cost of the portion of envelope/enclosure commissioning associated primarily with air sealing. The costs are shown as total cost under labor, not commissioning in the estimate, with no additional OH&P. Two commissioning firms shared views about the cost and scope of envelope commissioning which includes involvement throughout design such as development of owner requirements, and design reviews, and throughout construction including review of submittals, and frequent site inspections during the core air barrier installation period. One commissioning agent provided a total building envelope commissioning cost of $0.25 to $0.45/ft2 (without physical testing) for a range of building sizes with about 25% of that focused on air sealing, with the rest focused primarily on water and moisture control (Epsten Group). The other commissioning agent emphasized that the costs do not vary substantially with building size and provided an estimate on the order of $60,000 for mid-range size and complexity buildings and an estimate that about 50% of that is associated with air sealing (WJE). Both firms emphasized the air sealing and water and moisture control are integrated and any separation is rough. Costs per square foot are higher for smaller buildings as there are fixed costs to provide the basic level of service including reporting, meetings, and site visits. Costs are higher for more complex buildings such as laboratories and hospitals with tighter requirements for pressurization and air changes. The primary consumers of these services currently are government and institutional building projects, and the scope and costs may vary as the commercial market grows. A base cost of $10,000 plus $0.40/ft2 is assumed by PNNL as a starting point. 10% of this, or $1,000 plus $0.04/ft2 is assumed to be the cost of the additional envelope QA/QC for this addendum (37.5% for air sealing out of total envelope commissioning multiplied by 25% of for added QA/QC for 90.1-2010 relative to the air sealing envelope commissioning rounded up). Costs are treated as commissioning. | 90.1 Envelope Subcommittee members D. Draper and K. Dehganian, Epsten Group F. Aldous, WJE PNNL staff A source on building envelope/enclosure commissioning, NIBS Guideline 3-2012 Building Enclosure Commissioning Process BECx is available at http://www.wbdg.org/ccb/browse_doc.php?d=7167 |  |  | Total Floor Area, ft2
0 | 1 | 1 | 1 | 1 | 1 | [8 empty] | Small Office Air Sealing |  |  |  |  | Small Office |  |  |  | 5500 | [32 empty] | 1220 | 1220 |  | 40 | 0 | 0 | 0 | 0 | 0 |  | 0 | 0 | 0 | 1220
0 | 1 | 1 | 1 | 1 | 1 | [8 empty] | Large Office Air Sealing |  |  |  |  | Large Office |  |  |  | 498640 | [32 empty] | 20945.6 | 20945.6 |  | 40 | 0 | 0 | 0 | 0 | 0 |  | 0 | 0 | 0 | 20945.6
0 | 1 | 1 | 1 | 1 | 1 | [8 empty] | Standalone Retail Air Sealing |  |  |  |  | Standalone Retail |  |  |  | 24690 | [32 empty] | 1987.6 | 1987.6 |  | 40 | 0 | 0 | 0 | 0 | 0 |  | 0 | 0 | 0 | 1987.6
0 | 1 | 1 | 1 | 1 | 1 | [8 empty] | Primary School Air Sealing |  |  |  |  | Primary School |  |  |  | 73970 | [32 empty] | 3958.8 | 3958.8 |  | 40 | 0 | 0 | 0 | 0 | 0 |  | 0 | 0 | 0 | 3958.8
0 | 1 | 1 | 1 | 1 | 1 | [8 empty] | Small Hotel Air Sealing |  |  |  |  | Small Hotel |  |  |  | 43210 | [32 empty] | 2728.4 | 2728.4 |  | 40 | 0 | 0 | 0 | 0 | 0 |  | 0 | 0 | 0 | 2728.4
0 | 1 | 1 | 1 | 1 | 1 | [8 empty] | Mid-rise Apartment Air Sealing |  |  |  |  | Mid-rise Apartment |  |  |  | 33740 | [32 empty] | 2349.6 | 2349.6 |  | 40 | 0 | 0 | 0 | 0 | 0 |  | 0 | 0 | 0 | 2349.6
0 | [11 empty] | Skylights Added for Daylighting Addendum 90.1-07ab and 90.1-07dd 90.1-2010 section 5.5.4.2.3 |  | There are no requirements to include skylights in 90.1-2007. Some of the selected prototypes for the cost effectiveness analysis include some skylights based on prevalence of these in real buildings: primary school mulitipurpose room, and standalone retail core retail space. The addenda add skylight area to the standalone retail only; primary school baseline meets the skylight area requirement already. There are no baseline costs shown, just the incremental costs under the 90.1-2010 costs |  |  |  |  | The addenda require enclosed area larger than 5,000 ft2 directly under a roof with 15' ceiling height or greater for selected space types to include skylights so the that toplit area is at least half of the floor area. Minimum skylight area is 3% of the daylit areas with a skylight visible transmittance of at least 40%, or sufficient to provide an effective aperature of a least 1%. Primary School and Standalone Retail are potentially affectd out of the selected prototypes, but primary school already includes sufficient skylights in the affected area, the multi-purpose room. Standalone retail does have some skylights in the core retail space subject to the requirement, but some additional skylights much be added. According to the analysis described in the Achieving the 30% Goal report, an additional 184 ft2 of skylight. Skylight costs/ft2 are from envelope costs above for corresponding climate and skylight type. | Faithful and Gould, commercial envelope cost data base. Labor crew and rate adjusted for RS Means Construction Cost Data 2012 | added skylight area, ft2 90.1-2010 | added skylight area, ft2 IECC-2012 Need to enter correct value below | Area for selected state | [23 empty] | Cost $/ft2 |  |  |  | Cost $/ft2
0 | 1 | 1 | 1 | 1 | 1 | [8 empty] | Standalone Retail - no baseline costs |  |  |  |  | Climate Zone 1 for state |  | 184 | 184 | 184 | [23 empty] | #N/A | #N/A |  |  | #N/A | #N/A |  |  | #N/A | 0 | #N/A |  | 40 | #N/A |  |  | #N/A | #N/A |  | #N/A | 0 | #N/A | #N/A
0 | 1 | 1 | 1 | 1 | 1 | [8 empty] | Standalone Retail - no baseline costs |  |  |  |  | Climate Zone 2 for state |  | 184 | 184 | 184 | [23 empty] | 0 | 0 |  |  | 0 | 0 |  |  | 0 | 0 | 0 |  | 40 | 0 |  |  | 0 | 0 |  | 0 | 0 | 0 | 0
0 | 1 | 1 | 1 | 1 | 1 | [8 empty] | Standalone Retail - no baseline costs |  |  |  |  | Climate Zone 3 for state |  | 184 | 184 | 184 | [23 empty] | #N/A | #N/A |  |  | #N/A | #N/A |  |  | #N/A | 0 | #N/A |  | 40 | #N/A |  |  | #N/A | #N/A |  | #N/A | 0 | #N/A | #N/A
0 | 1 | 1 | 1 | 1 | 1 | [8 empty] | Standalone Retail - no baseline costs |  |  |  |  | Climate Zone 4 for state |  | 184 | 184 | 184 | [23 empty] | 0 | 0 |  |  | 0 | 0 |  |  | 0 | 0 | 0 |  | 40 | 0 |  |  | 0 | 0 |  | 0 | 0 | 0 | 0
0 | 1 | 1 | 1 | 1 | 1 | [8 empty] | Standalone Retail - no baseline costs |  |  |  |  | Climate Zone 5 for state |  | 184 | 184 | 184 | [23 empty] | #N/A | #N/A |  |  | #N/A | #N/A |  |  | #N/A | 0 | #N/A |  | 40 | #N/A |  |  | #N/A | #N/A |  | #N/A | 0 | #N/A | #N/A
0 | [11 empty] | 90.1 Section 8 Power
0 | [11 empty] | Transformer Efficiency Addendum 90-13 bt 90.1-2016 section 8.4.4 |  | Addendum 90.1-13bt incorporates the Federal (EPACT 2005; DOE-2016) regulations for low-voltage dry-type distribution transformers. This requires increased efficiency compared with 90.1-2013. The cost difference for more efficient transformers is based on cost differences estimated in 2012 for a similar efficiency increase, adjusted forward to 2018 based on comparison of RS Means 2012 and 2018. | Efficiency analysis - Addendum bt was implemented by using the three-phase transformer efficiency levels in Standard 90.1-2013 for the 90.1-2013 prototypes and the new three-phase transformer efficiency levels in Standard 90.1-2016 for the 90.1-2016 prototypes. No implementation was needed for the single-phase transformers. This addendum impacts the Large Office and Primary School only. |  |  | Transformer Efficiency | Addendum 90.1-13bt incorporates the Federal (EPACT 2005; DOE-2016) regulations for low-voltage dry-type distribution transformers. This requires increased efficiency compared with 90.1-2013. The cost difference for more efficient transformers is based on cost differences estimated in 2012 for a similar efficiency increase, adjusted forward to 2018 based on comparison of RS Means 2012 and 2018. |  |  | Transformer Size, kVa | Transformer Efficiency |  | Inflation factor from 2012 to 2018; included in cost adjustments
0 | [13 empty] | Standard size transformers, 90.1-2013 |  |  |  |  | Standard size transformers kVa, 90.1-2016 | [25 empty] | 0
0 | [13 empty] | 15 |  |  |  | 97 | 15 |  |  | 15 | 97.89 |  | 1.179 |  |  | 1050.6834 | [6 empty] | 373.8857 | 1424.5691 |  | 30 | [6 empty] | 0 |  |  | 1105.9825 | [6 empty] | 393.5639 |  | 1499.5464 |  | 30 | 1105.9825 | [5 empty] | 184.9756 |  | 1290.9581 | 74.9773
0 | [13 empty] | 30 |  |  |  | 97.5 | 30 |  |  | 30 | 98.23 |  | 1.179 |  |  | 1110.1066 | [6 empty] | 395.0314 | 1505.138 |  | 30 | [6 empty] | 0 |  |  | 1168.5332 | [6 empty] | 415.8226 |  | 1584.3558 |  | 30 | 1168.5332 | [5 empty] | 195.4372 |  | 1363.9704 | 79.2178
0 | [13 empty] | 45 |  |  |  | 97.7 | 45 |  |  | 45 | 98.4 |  | 1.179 |  |  | 1342.4122 | [6 empty] | 477.6974 | 1820.1096 |  | 30 | [6 empty] | 0 |  |  | 1413.0655 | [6 empty] | 502.8394 |  | 1915.9049 |  | 30 | 1413.0655 | [5 empty] | 236.3352 |  | 1649.4007 | 95.7952
0 | [13 empty] | 75 |  |  |  | 98 | 75 |  |  | 75 | 98.6 |  | 1.179 |  |  | 2000.9729 | [6 empty] | 712.0462 | 2713.0191 |  | 30 | [6 empty] | 0 |  |  | 2106.2872 | [6 empty] | 749.5223 |  | 2855.8096 |  | 30 | 2106.2872 | [5 empty] | 352.2765 |  | 2458.5638 | 142.7905
0 | [13 empty] | 112.5 |  |  |  | 98.2 | 112.5 |  |  | 112.5 | 98.74 |  | 1.179 |  |  | 2620.6484 | [6 empty] | 932.5577 | 3553.2061 |  | 30 | [6 empty] | 0 |  |  | 2758.5772 | [6 empty] | 981.6397 |  | 3740.217 |  | 30 | 2758.5772 | [5 empty] | 461.372 |  | 3219.9493 | 187.0108
0 | [13 empty] | 150 |  |  |  | 98.3 | 150 |  |  | 150 | 98.83 |  | 1.179 |  |  | 3811.7472 | [6 empty] | 1356.4103 | 5168.1575 |  | 30 | [6 empty] | 0 |  |  | 4012.3655 | [6 empty] | 1427.8003 |  | 5440.1658 |  | 30 | 4012.3655 | [5 empty] | 671.0681 |  | 4683.4336 | 272.0083
1 | 1 | 1 | 1 | 1 | 1 |  | 1 | [6 empty] | Large Office (2) 112.5 kVA, (2) 150 kVA transformers at assumed baseline efficiency |  |  |  |  | Large Office (2) 112.5 kVA, (2) 150 kVA transformers at assumed baseline efficiency |  |  | (2) 112.5, (2) 150 | [5 empty] | 12864.7912 | [6 empty] | 1929.7187 | 14794.5099 |  | 30 | [6 empty] | 0 |  |  | 13541.8855 | [6 empty] | 2031.2828 |  | 15573.1683 |  | 30 | 13541.8855 | [5 empty] | 2264.8803 |  | 15806.7658 | 778.6584
1 | 1 | 1 | 1 | 1 | 1 |  |  |  | 1 |  |  |  |  | Primary School (2) 75 kVA transformers at assumed baseline efficiency |  |  |  |  | Primary School (2) 75 kVA transformers at assumed baseline efficiency |  |  | (2) 75 | [5 empty] | 4001.9458 | [6 empty] | 600.2919 | 4602.2376 |  | 30 | [6 empty] | 0 |  |  | 4212.5745 | [6 empty] | 631.8862 |  | 4844.4607 |  | 30 | 4212.5745 | [5 empty] | 704.5531 |  | 4917.1276 | 242.223
0 | [11 empty] | Receptacle Occupancy Control Addendum 90.1-10bf 90.1-2013 section 8.4.2 |  | 90.1-2010 has requirements for receptacle load control; however those spaces are not included here. Only space types with new requirements are listed here, so the baseline costs are for outlets wired without control. Using means cost and labor, assume 3 x 25 (75) feet of wire per outlet. Basis: 16 outlets per occupancy sensor zone. Unit costs shown on this row to right are costs per control relay with 8 controlled outlets. | Plug Load Density, W/ft2 | Affected Area | Assumed number of watts/control relay | Number of control relays - nearest half | Addendum 90.1-10bf expands those requirements to additional areas by adding conference rooms, print/copy rooms, break rooms, and classrooms other than computer classrooms to the list of spaces requiring control and reducing the time to shut-off power when using an occupancy sensor to 20 minutes instead of 30 minutes. The cost estimate was based on occupancy sensor control. The cost estimate is based on occupancy sensor control using lighting occupancy sensors, plug load power relays, additional wiring, and additional labor for split receptacles. Using means cost and labor, assume 4 x 25 (100) feet of wire per outlet. Basis: 16 outlets (split) per occupancy sensor zone, and occupancy sensors installed for lighting with power pack required. Note that for larger areas, up to 32 outlets could be controlled, each with a split circuitry. The cost is based on 16 outlets per zone, 8 controlled and 8 uncontrolled. | Cost source: Watt stopper digital power pack cost from Kele controls. For smaller areas, simple bare contact added to existing lighting occupancy sensors acheives result at lower cost. Below - Plug Load Density, W/ft2 | Affected Area | Assumed number of watts/ control relay | Number of control relays |  |  |  |  | 150 | Unit cost per 16 uncontrolled outlets |  |  | 487.5 | Unit cost per 16 uncontrolled outlets | [5 empty] | one third cost requires replacement |  |  |  | one third cost requires replacement |  |  |  |  | 419.9 | Unit cost per control relay on 8 outlets, with 8 uncontrolled outlets |  |  | 765 | Unit cost per control relay on 8 outlets, with 8 uncontrolled outlets | [6 empty] | one third cost requires replacement |  |  |  | one third cost requires replacement
[48 empty] | 419.9 |  |  |  | 765
[14 empty] | RS Means 2014 Mech. Book 26 05 19.90 0030 Wire #12 copper type THW, solid, C.L.F | [11 empty] | 12 | 12.5 | 150 |  |  | 39 | 487.5 | [13 empty] | 16 | 12.5 | 200 |  | 39 |  | 624
[14 empty] | 26 27 26.10 3600 Relays, 120 V or 277 V standard Ea. | [31 empty] | 1 | 41 | 41 |  | 35.5 |  | 35.5
[14 empty] | 26 09 23.10 0200 Remote power pack | [31 empty] | 1 | 33 | 33 |  | 44.5 |  | 44.5
[14 empty] | Grainger 2014 6DXE6 Occupancy Sensor | [31 empty] | 1 | 145.9 | 145.9 |  | 61 |  | 61
0 | 1 | 1 | 1 | 1 | 1 | 1 | [7 empty] | Small Office - Break Room | 0.63 | 110 | 528 | 0.5 | Small Office - Break Room | 0.63 | 110 | 528 | 0.5 |  |  |  |  | 75 |  |  |  | 243.75 |  |  | 91.8 | 410.55 |  | 20 | 25 |  |  |  | 131.8688 |  | 53.7112 | 210.5799 |  | 209.95 |  |  |  | 382.5 |  |  | 170.6256 |  | 763.0756 |  | 20 | 69.9833 |  |  |  | 206.9325 |  | 103.6385 |  | 380.5543 | 352.5256
0 | 1 | 1 | 1 | 1 | 1 | 1 | [7 empty] | Small Office - Conference Room | 0.63 | 440 | 528 | 1 | Small Office - Conference Room | 0.63 | 440 | 528 | 1 |  |  |  |  | 150 |  |  |  | 487.5 |  |  | 183.6 | 821.1 |  | 20 | 50 |  |  |  | 263.7375 |  | 107.4224 | 421.1599 |  | 419.9 |  |  |  | 765 |  |  | 341.2512 |  | 1526.1512 |  | 20 | 139.9667 |  |  |  | 413.865 |  | 207.2769 |  | 761.1086 | 705.0512
0 | 1 | 1 | 1 | 1 | 1 |  | 1 | [6 empty] | Large Office - Classroom | 0.75 | 1895 | 528 | 3 | Large Office - Classroom | 0.75 | 1895 | 528 | 3 |  |  |  |  | 450 |  |  |  | 1462.5 |  |  | 550.8 | 2463.3 |  | 20 | 150 |  |  |  | 791.2125 |  | 322.2672 | 1263.4797 |  | 1259.7 |  |  |  | 2295 |  |  | 1023.7536 |  | 4578.4536 |  | 20 | 419.9 |  |  |  | 1241.595 |  | 621.8308 |  | 2283.3258 | 2115.1536
0 | 1 | 1 | 1 | 1 | 1 |  | 1 | [6 empty] | Large Office - Break Room | 0.75 | 1147 | 528 | 2 | Large Office - Break Room | 0.75 | 1147 | 528 | 2 |  |  |  |  | 300 |  |  |  | 975 |  |  | 367.2 | 1642.2 |  | 20 | 100 |  |  |  | 527.475 |  | 214.8448 | 842.3198 |  | 839.8 |  |  |  | 1530 |  |  | 682.5024 |  | 3052.3024 |  | 20 | 279.9333 |  |  |  | 827.73 |  | 414.5539 |  | 1522.2172 | 1410.1024
0 | 1 | 1 | 1 | 1 | 1 |  | 1 | [6 empty] | Large Office - Conference Room | 0.75 | 7729 | 528 | 11 | Large Office - Conference Room | 0.75 | 7729 | 528 | 11 |  |  |  |  | 1650 |  |  |  | 5362.5 |  |  | 2019.6 | 9032.1 |  | 20 | 550 |  |  |  | 2901.1125 |  | 1181.6464 | 4632.7589 |  | 4618.9 |  |  |  | 8415 |  |  | 3753.7632 |  | 16787.6632 |  | 20 | 1539.6333 |  |  |  | 4552.515 |  | 2280.0464 |  | 8372.1947 | 7755.5632
0 | 1 | 1 | 1 | 1 | 1 |  |  | 1 | [5 empty] | Standalone Retail - Classroom | 0.7 | 99 | 528 | 0.5 | Standalone Retail - Classroom | 0.7 | 99 | 528 | 0.5 |  |  |  |  | 75 |  |  |  | 243.75 |  |  | 91.8 | 410.55 |  | 20 | 25 |  |  |  | 131.8688 |  | 53.7112 | 210.5799 |  | 209.95 |  |  |  | 382.5 |  |  | 170.6256 |  | 763.0756 |  | 20 | 69.9833 |  |  |  | 206.9325 |  | 103.6385 |  | 380.5543 | 352.5256
0 | 1 | 1 | 1 | 1 | 1 |  |  | 1 | [5 empty] | Standalone Retail - Break Room | 0.7 | 272 | 528 | 0.5 | Standalone Retail - Break Room | 0.7 | 272 | 528 | 0.5 |  |  |  |  | 75 |  |  |  | 243.75 |  |  | 91.8 | 410.55 |  | 20 | 25 |  |  |  | 131.8688 |  | 53.7112 | 210.5799 |  | 209.95 |  |  |  | 382.5 |  |  | 170.6256 |  | 763.0756 |  | 20 | 69.9833 |  |  |  | 206.9325 |  | 103.6385 |  | 380.5543 | 352.5256
0 | 1 | 1 | 1 | 1 | 1 |  |  | 1 | [5 empty] | Standalone Retail - Conference Room | 0.7 | 25 | 528 | 0.5 | Standalone Retail - Conference Room | 0.7 | 25 | 528 | 0.5 |  |  |  |  | 75 |  |  |  | 243.75 |  |  | 91.8 | 410.55 |  | 20 | 25 |  |  |  | 131.8688 |  | 53.7112 | 210.5799 |  | 209.95 |  |  |  | 382.5 |  |  | 170.6256 |  | 763.0756 |  | 20 | 69.9833 |  |  |  | 206.9325 |  | 103.6385 |  | 380.5543 | 352.5256
0 | 1 | 1 | 1 | 1 | 1 |  |  |  | 1 |  |  |  |  | Primary School - Classroom | 1.39 | 35829 | 528 | 94.5 | Primary School - Classroom | 1.39 | 35829 | 528 | 94.5 |  |  |  |  | 14175 |  |  |  | 46068.75 |  |  | 17350.2 | 77593.95 |  | 20 | 4725 |  |  |  | 24923.1937 |  | 10151.4168 | 39799.6105 |  | 39680.55 |  |  |  | 72292.5 |  |  | 32248.2384 |  | 144221.2884 |  | 20 | 13226.85 |  |  |  | 39110.2425 |  | 19587.6711 |  | 71924.7636 | 66627.3384
0 | 1 | 1 | 1 | 1 | 1 |  |  |  | 1 |  |  |  |  | Primary School - Break Room | 1 | 95 | 528 | 0.5 | Primary School - Break Room | 1 | 95 | 528 | 0.5 |  |  |  |  | 75 |  |  |  | 243.75 |  |  | 91.8 | 410.55 |  | 20 | 25 |  |  |  | 131.8688 |  | 53.7112 | 210.5799 |  | 209.95 |  |  |  | 382.5 |  |  | 170.6256 |  | 763.0756 |  | 20 | 69.9833 |  |  |  | 206.9325 |  | 103.6385 |  | 380.5543 | 352.5256
0 | 1 | 1 | 1 | 1 | 1 |  |  |  | 1 |  |  |  |  | Primary School - Conference Room | 1 | 380 | 528 | 1 | Primary School - Conference Room | 1 | 380 | 528 | 1 |  |  |  |  | 150 |  |  |  | 487.5 |  |  | 183.6 | 821.1 |  | 20 | 50 |  |  |  | 263.7375 |  | 107.4224 | 421.1599 |  | 419.9 |  |  |  | 765 |  |  | 341.2512 |  | 1526.1512 |  | 20 | 139.9667 |  |  |  | 413.865 |  | 207.2769 |  | 761.1086 | 705.0512
0 | 1 | 1 | 1 | 1 | 1 |  |  |  |  | 1 |  |  |  | Small Hotel - Break Room | 2 | 351 | 528 | 1.5 | Small Hotel - Break Room | 2 | 351 | 528 | 1.5 |  |  |  |  | 225 |  |  |  | 731.25 |  |  | 275.4 | 1231.65 |  | 20 | 75 |  |  |  | 395.6062 |  | 161.1336 | 631.7399 |  | 629.85 |  |  |  | 1147.5 |  |  | 511.8768 |  | 2289.2268 |  | 20 | 209.95 |  |  |  | 620.7975 |  | 310.9154 |  | 1141.6629 | 1057.5768
0 | 1 | 1 | 1 | 1 | 1 |  |  |  |  | 1 |  |  |  | Small Hotel - Conference Room | 0.57 | 864 | 528 | 1 | Small Hotel - Conference Room | 0.57 | 864 | 528 | 1 |  |  |  |  | 150 |  |  |  | 487.5 |  |  | 183.6 | 821.1 |  | 20 | 50 |  |  |  | 263.7375 |  | 107.4224 | 421.1599 |  | 419.9 |  |  |  | 765 |  |  | 341.2512 |  | 1526.1512 |  | 20 | 139.9667 |  |  |  | 413.865 |  | 207.2769 |  | 761.1086 | 705.0512
0 | 1 | [10 empty] | 90.1 Section 10 Other
0 | 1 | [10 empty] | Motor Efficiency Addendum 90.07aj 90.1-2010 section 10.4.1 |  | These costs are covered under mechanical because motors are associated with mechanical equipment capacity. See "Mech Costs Comp" worksheet in this workbook. |  |  |  |  | These costs are covered under mechanical because motors are associated with mechanical equipment capacity. See "Mech Costs Comp" worksheet in this workbook.
0 | 1 | [10 empty] | Elevator Lighting and Exhaust Addendum 90.1-07df 90.1-2010 section 10.4.3 |  | 90.1-2007 does not regulate elevator lighting or exhaust. The baseline lighting system is set to include an efficacy below the 90.1-2010 minimum efficacy of 35 lumens/watt, that also is a reasonable reflection of actual practice. The 90.1 savings analysis include a weighted average for all elevators of an incandescent lighting system a non-incandescent lighting system for a 28 ft2 (see Achieving the 30% Goal). For pricing, a incandescent, and an LED design were developed consistent with typical design alternatives with similar in FC as the 90.1-2010 alternative. The cost for the baseline is a weighted average of 70% incandescent, 30% LED, representing a mix of systems currently in place. 90.1-2007 does not regulate elevator exhaust. The addendum sets a limit of 33W/cfm of exhaust air. The savings analysis did not include any savings for this item, as this threshold is easily met by the products in the market. No costs are identified for this item. The lights and exhaust fan operate continuously in the baseline; there are no control costs. Baseline, incandescent option Fixture 45 W R20, 4 Fixtures, 1 lamp/fixture Price $20, Source www.goodmart.com/products/juno-tc1-4-in-miniature-universal-tc-non-insulated-incandescent-recessed-housing.htm Lamp 45W Halogen R20, 385 lumens (lm), system efficacy 8.5 lm/W, LPD 6.32 W/ft2, 41.3 FC (90% fixture efficiency, coef. of utilization (CU) 0.85), life 2,500 hours Price $3.50, Source www.homedepot.com/buy/philips-duramax-45-watt-r20-incandescent-flood-light-bulb-e-227310.html#.UC0rO6Pt_0M Baseline, LED option Fixtures 7W R20 LED, 6 Fixtures, l lamp/fixture Price $20, Source www.goodmart.com/products/juno-tc1-4-in-miniature-universal-tc-non-insulated-incandescent-recessed-housing.htm Lamp 7W R20 LED, 310 lumens, system efficacy 44 lm/W, LPD 1.47 W/ft2, 50 FC, (90% fixture efficiency, coef. of utilization (CU) 0.85), life 45,000 hrs. Price $23.47, Source www.homedepot.com/Electrical-Light-Bulbs-LED-Light-Bulbs/Philips/h_d1/N- 5yc1vZbm79Z1z0xeukZ15bZ1z132nbZ1z0ykp2/R-203285524/h_d2/ProductDisplay?catalogId=10053&langId=-1&storeId=10051 | PNNL lighting design for lighting selections. Products and costs from online source shown under description. Labor New, RS means Electrical 2012 26 51 13.50 3535 Downlight, recess mount, for both types. 1 fixture, 1 hour Replace, RS Means Electrical 2012 01 93 12.16 2530 | Lamp life | Lamp replacement life/full load equivalent operating hours, used for determining replacement life | Quantity of elevators | 90.1-2010 requires that elevator lighitng have a minimum efficacy of 35 lumens/watt. The 90.1 costs are based on the same LED design described undert the 90.1-2007 description. This lighting system is the sole lighting system priced for the 90.1-2010 case. 90.1-2010 sets a limit of 33W/cfm of exhaust air. The savings analysis did not include any savings for this item, as this threshold is easily met by the products in the market. No costs are identified for this item. The requirement includes a "standby mode" where lights and fans turn off if elevator is unoccupied with doors closed more than 15 minutes. Costs assumed to include an occupancy sensor, and $50 (incorporated with equipment costs) to integrate with control logic for doors and elevator activation. 90.1-2010 LED option- same as Baseline LED option Fixtures 7W R20 LED, 6 Fixtures, l lamp/fixture Price $20, Source www.goodmart.com/products/juno-tc1-4-in-miniature-universal-tc-non-insulated-incandescent-recessed-housing.htm Lamp 7W R20 LED, 310 lumens, system efficacy 44 lm/W, LPD 1.47 W/ft2, 50 FC, (90% fixture efficiency, coef. of utilization (CU) 0.85), lamp life 45,000 hours Price $23.47, Source www.homedepot.com/Electrical-Light-Bulbs-LED-Light-Bulbs/Philips/h_d1/N- 5yc1vZbm79Z1z0xeukZ15bZ1z132nbZ1z0ykp2/R-203285524/h_d2/ProductDisplay?catalogId=10053&langId=-1&storeId=10051 | PNNL lighting design for lighting selections. Products and costs from online source shown under description. Labor - Downlight RS Means Electrical 2012 26 51 13.50 3535, and 13.55 0100 Downlight, recess mount, for both types. | Lamp life | Lamp replacement life/full load equivalent operating hours, used for determining replacement life | Quantity of elevators
0 | 1 | [12 empty] | Baseline R20 Halogen System. Replace all lamps four times/year (rounded). Costs for one elevator. |  | 2500 | 0.28539 | 1 |  |  |  |  | 1 |  |  |  |  | 94 | 1 Elec | 51.5 | 4 | 206 |  |  | 45 | 345 |  | 1 | 56 | 1 Elec | 51.5 | 3.5112 | 180.8268 |  | 35.524 | 272.3508
0 | 1 | [12 empty] | Baseline LED System. Replace all lamps every five years (rounded). Costs for one elevator. |  | 45000 | 5 | 1 |  |  |  |  | 1 |  |  |  |  | 260.82 | 1 Elec | 51.5 | 6 | 309 |  |  | 85.473 | 655.293 |  | 5 | 140.82 | 1 Elec | 51.5 | 1.3167 | 67.8101 |  | 31.2945 | 239.9246
0 | 1 | [12 empty] | Weighted average: Baseline 70% R20 Halogen, 30% LED, replacement for R20 lamps shown on this line. Costs for one elevator. |  |  |  | 1 | 90.1-2010 LED System (same as baseline LED System), replacement shown is lamps only, rounded to 21 years. |  | 45000 | 21 | 1 |  |  |  |  | 144.046 | 1 Elec | 51.5 | 4.6 | 236.9 |  |  | 57.1419 | 438.0879 |  | 1 | 39.2 | 1 Elec | 51.5 | 3.5112 | 126.5788 |  | 24.8668 | 190.6456 |  | 260.82 | 1 Elec | 51.5 | 6 | 309 |  |  | 85.473 | 0 | 655.293 |  | 21 | 140.82 | 1 Elec | 51.5 | 0.798 | 67.8101 |  | 34.7103 | 0 | 243.3403
0 | 1 | [12 empty] | Baseline 30% LED lamp replacement shown on this line. Costs for one elevator |  |  |  | 1 | Occupancy sensor and controls integration, 30 year life |  |  |  | 1 | [14 empty] | 5 | 42.246 | 1 Elec | 51.5 | 1.3167 | 20.343 |  | 9.3884 | 71.9774 |  | 221.5 | 1 Elec | 51.5 | 1.143 | 58.8645 |  |  | 42.0547 | 0 | 322.4192
0 | 1 | 1 | 1 | 1 | 1 | [8 empty] | Large Office |  |  | 8760 | 12 | Large Office |  |  | 2154 | 12 |  |  |  |  | 1728.552 | 1 Elec | 51.5 | 55.2 | 2842.8 |  |  | 685.7028 | 5257.0548 |  | 1 | 470.4 | 1 Elec | 51.5 | 42.1344 | 1518.9451 |  | 298.4018 | 2287.7469 |  | 5787.84 | 1 Elec | 51.5 | 85.716 | 4414.374 |  |  | 1530.3321 | 0 | 11732.5461 |  | 21 | 1689.84 | 1 Elec | 51.5 | 9.576 | 813.7206 |  | 416.5235 | 0 | 2920.0841 | 6475.4913
0 | 1 | 1 | 1 | 1 | 1 | [8 empty] | Baseline LED lamp replacement, 30% |  |  |  | 12 |  |  |  |  | 12 | [11 empty] | 0 |  |  | 5 | 506.952 | 1 Elec | 618 | 15.8004 | 244.1162 |  | 112.6602 | 863.7284
0 | 1 | 1 | 1 | 1 | 1 | [8 empty] | Small Hotel |  |  | 8760 | 2 | Small Hotel |  |  | 2154 | 2 |  |  |  |  | 288.092 | 1 Elec | 51.5 | 9.2 | 473.8 |  |  | 114.2838 | 876.1758 |  | 1 | 78.4 | 1 Elec | 51.5 | 7.0224 | 253.1575 |  | 49.7336 | 381.2911 |  | 964.64 | 1 Elec | 51.5 | 14.286 | 735.729 |  |  | 255.0554 | 0 | 1955.4244 |  | 21 | 281.64 | 1 Elec | 51.5 | 1.596 | 135.6201 |  | 69.4206 | 0 | 486.6807 | 1079.2486
0 | 1 | 1 | 1 | 1 | 1 | [8 empty] | Baseline LED lamp replacement, 30% |  |  |  | 2 |  |  |  |  | 2 | [14 empty] | 5 | 84.492 | 1 Elec | 103 | 2.6334 | 40.686 |  | 18.7767 | 143.9547
0 | 1 | 1 | 1 | 1 | 1 | [8 empty] | Mid-rise Apartment |  |  | 8760 | 1 | Mid-rise Apartment |  |  | 2154 | 1 |  |  |  |  | 144.046 | 1 Elec | 51.5 | 4.6 | 236.9 |  |  | 57.1419 | 438.0879 |  | 1 | 39.2 | 1 Elec | 51.5 | 3.5112 | 126.5788 |  | 24.8668 | 190.6456 |  | 482.32 | 1 Elec | 51.5 | 7.143 | 367.8645 |  |  | 127.5277 | 0 | 977.7122 |  | 21 | 140.82 | 1 Elec | 51.5 | 0.798 | 67.8101 |  | 34.7103 | 0 | 243.3403 | 539.6243
0 | 1 | 1 | 1 | 1 | 1 | [8 empty] | Baseline LED lamp replacement, 30% |  |  |  | 1 |  |  |  |  | 1 | [14 empty] | 5 | 42.246 | 1 Elec | 51.5 | 1.3167 | 20.343 |  | 9.3884 | 71.9774
Envelope, Power and Other Items - Summary of Total New Construction, Maintenance, and Replacement Costs By Replacement Year by Prototype
[73 empty] | Base |  |  | Target | Difference | Difference
[71 empty] | Small Office | [7 empty] | Large Office | [7 empty] | Standalone Retail | [7 empty] | Primary School | [7 empty] | Small Hotel | [7 empty] | Mid-rise Apartment
[71 empty] | CZ_1 | 2A | [6 empty] | CZ_1 | 2A | [6 empty] | CZ_1 | 2A | [6 empty] | CZ_1 | 2A | [6 empty] | CZ_1 | 2A | [6 empty] | CZ_1 | 2A
[71 empty] | Category | All Costs, First Replacement Only | With Repeated Replacements | Category | Replacement First Year | With Repeated Replacements | 30 Year | 40 Year | Category | All Costs, First Replacement Only | With Repeated Replacements | Category | Replacement First Year | With Repeated Replacements | 30 Year | 40 Year | Category | All Costs, First Replacement Only | With Repeated Replacements | Category | Replacement First Year | With Repeated Replacements | 30 Year | 40 Year | Category | All Costs, First Replacement Only | With Repeated Replacements | Category | Replacement First Year | With Repeated Replacements | 30 Year | 40 Year | Category | All Costs, First Replacement Only | With Repeated Replacements | Category | Replacement First Year | With Repeated Replacements | 30 Year | 40 Year | Category | All Costs, First Replacement Only | With Repeated Replacements | Category | Replacement First Year | With Repeated Replacements | 30 Year | 40 Year
[71 empty] | New Construction | 36365.046 | 36365.046 | New Construction | 36430.2945 | 36430.2945 | 65.2485 | 65.2485 | New Construction | 2756703.1155 | 2756703.1155 | New Construction | 2757873.2648 | 2757873.2648 | 1170.1492 | 1170.1492 | New Construction | 64159.3603 | 64159.3603 | New Construction | 65354.9592 | 65354.9592 | 1195.5989 | 1195.5989 | New Construction | 563025.5245 | 563025.5245 | New Construction | 564083.3534 | 564083.3534 | 1057.8289 | 1057.8289 | New Construction | 113348.9919 | 113348.9919 | New Construction | 113446.8646 | 113446.8646 | 97.8727 | 97.8727 | New Construction | 194640.8645 | 194640.8645 | New Construction | 194640.8645 | 194640.8645 | 0 | 0
[71 empty] | Maintenance | 0 | 0 | Maintenance | 0 | 0 | 0 | 0 | Maintenance | 0 | 0 | Maintenance | 0 | 0 | 0 | 0 | Maintenance | 0 | 0 | Maintenance | 0 | 0 | 0 | 0 | Maintenance | 0 | 0 | Maintenance | 0 | 0 | 0 | 0 | Maintenance | 0 | 0 | Maintenance | 0 | 0 | 0 | 0 | Maintenance | 0 | 0 | Maintenance | 0 | 0 | 0 | 0
[71 empty] | Replacement - Year |  |  | Replacement - Year |  |  | 0 | 0 | Replacement - Year |  |  | Replacement - Year |  |  |  |  | Replacement - Year |  |  | Replacement - Year |  |  |  |  | Replacement - Year |  |  | Replacement - Year |  |  |  |  | Replacement - Year |  |  | Replacement - Year |  |  |  |  | Replacement - Year |  |  | Replacement - Year
[71 empty] | 1 | 0 | 0 | 1 | 0 | 0 | 0 | 0 | 1 | 0 | 0 | 1 | 0 | 0 | 0 | 0 | 1 | 0 | 0 | 1 | 0 | 0 | 0 | 0 | 1 | 0 | 0 | 1 | 0 | 0 | 0 | 0 | 1 | 0 | 0 | 1 | 0 | 0 | 0 | 0 | 1 | 0 | 0 | 1 | 0 | 0 | 0 | 0
[71 empty] | 2 | 0 | 0 | 2 | 0 | 0 | 0 | 0 | 2 | 0 | 0 | 2 | 0 | 0 | 0 | 0 | 2 | 0 | 0 | 2 | 0 | 0 | 0 | 0 | 2 | 0 | 0 | 2 | 0 | 0 | 0 | 0 | 2 | 0 | 0 | 2 | 0 | 0 | 0 | 0 | 2 | 0 | 0 | 2 | 0 | 0 | 0 | 0
[71 empty] | 3 | 0 | 0 | 3 | 0 | 0 | 0 | 0 | 3 | 0 | 0 | 3 | 0 | 0 | 0 | 0 | 3 | 0 | 0 | 3 | 0 | 0 | 0 | 0 | 3 | 0 | 0 | 3 | 0 | 0 | 0 | 0 | 3 | 0 | 0 | 3 | 0 | 0 | 0 | 0 | 3 | 0 | 0 | 3 | 0 | 0 | 0 | 0
[71 empty] | 4 | 0 | 0 | 4 | 0 | 0 | 0 | 0 | 4 | 0 | 0 | 4 | 0 | 0 | 0 | 0 | 4 | 0 | 0 | 4 | 0 | 0 | 0 | 0 | 4 | 0 | 0 | 4 | 0 | 0 | 0 | 0 | 4 | 0 | 0 | 4 | 0 | 0 | 0 | 0 | 4 | 0 | 0 | 4 | 0 | 0 | 0 | 0
[71 empty] | 5 | 0 | 0 | 5 | 0 | 0 | 0 | 0 | 5 | 0 | 0 | 5 | 0 | 0 | 0 | 0 | 5 | 0 | 0 | 5 | 0 | 0 | 0 | 0 | 5 | 0 | 0 | 5 | 0 | 0 | 0 | 0 | 5 | 0 | 0 | 5 | 0 | 0 | 0 | 0 | 5 | 0 | 0 | 5 | 0 | 0 | 0 | 0
[71 empty] | 6 | 0 | 0 | 6 | 0 | 0 | 0 | 0 | 6 | 0 | 0 | 6 | 0 | 0 | 0 | 0 | 6 | 0 | 0 | 6 | 0 | 0 | 0 | 0 | 6 | 0 | 0 | 6 | 0 | 0 | 0 | 0 | 6 | 0 | 0 | 6 | 0 | 0 | 0 | 0 | 6 | 0 | 0 | 6 | 0 | 0 | 0 | 0
[71 empty] | 7 | 0 | 0 | 7 | 0 | 0 | 0 | 0 | 7 | 0 | 0 | 7 | 0 | 0 | 0 | 0 | 7 | 0 | 0 | 7 | 0 | 0 | 0 | 0 | 7 | 0 | 0 | 7 | 0 | 0 | 0 | 0 | 7 | 0 | 0 | 7 | 0 | 0 | 0 | 0 | 7 | 0 | 0 | 7 | 0 | 0 | 0 | 0
[71 empty] | 8 | 0 | 0 | 8 | 0 | 0 | 0 | 0 | 8 | 0 | 0 | 8 | 0 | 0 | 0 | 0 | 8 | 0 | 0 | 8 | 0 | 0 | 0 | 0 | 8 | 0 | 0 | 8 | 0 | 0 | 0 | 0 | 8 | 0 | 0 | 8 | 0 | 0 | 0 | 0 | 8 | 0 | 0 | 8 | 0 | 0 | 0 | 0
[71 empty] | 9 | 0 | 0 | 9 | 0 | 0 | 0 | 0 | 9 | 0 | 0 | 9 | 0 | 0 | 0 | 0 | 9 | 0 | 0 | 9 | 0 | 0 | 0 | 0 | 9 | 0 | 0 | 9 | 0 | 0 | 0 | 0 | 9 | 0 | 0 | 9 | 0 | 0 | 0 | 0 | 9 | 0 | 0 | 9 | 0 | 0 | 0 | 0
[71 empty] | 10 | 0 | 0 | 10 | 0 | 0 | 0 | 0 | 10 | 0 | 0 | 10 | 0 | 0 | 0 | 0 | 10 | 0 | 0 | 10 | 0 | 0 | 0 | 0 | 10 | 0 | 0 | 10 | 0 | 0 | 0 | 0 | 10 | 0 | 0 | 10 | 0 | 0 | 0 | 0 | 10 | 0 | 0 | 10 | 0 | 0 | 0 | 0
[71 empty] | 11 | 0 | 0 | 11 | 0 | 0 | 0 | 0 | 11 | 0 | 0 | 11 | 0 | 0 | 0 | 0 | 11 | 0 | 0 | 11 | 0 | 0 | 0 | 0 | 11 | 0 | 0 | 11 | 0 | 0 | 0 | 0 | 11 | 0 | 0 | 11 | 0 | 0 | 0 | 0 | 11 | 0 | 0 | 11 | 0 | 0 | 0 | 0
[71 empty] | 12 | 0 | 0 | 12 | 0 | 0 | 0 | 0 | 12 | 0 | 0 | 12 | 0 | 0 | 0 | 0 | 12 | 0 | 0 | 12 | 0 | 0 | 0 | 0 | 12 | 0 | 0 | 12 | 0 | 0 | 0 | 0 | 12 | 0 | 0 | 12 | 0 | 0 | 0 | 0 | 12 | 0 | 0 | 12 | 0 | 0 | 0 | 0
[71 empty] | 13 | 0 | 0 | 13 | 0 | 0 | 0 | 0 | 13 | 0 | 0 | 13 | 0 | 0 | 0 | 0 | 13 | 0 | 0 | 13 | 0 | 0 | 0 | 0 | 13 | 0 | 0 | 13 | 0 | 0 | 0 | 0 | 13 | 0 | 0 | 13 | 0 | 0 | 0 | 0 | 13 | 0 | 0 | 13 | 0 | 0 | 0 | 0
[71 empty] | 14 | 0 | 0 | 14 | 0 | 0 | 0 | 0 | 14 | 0 | 0 | 14 | 0 | 0 | 0 | 0 | 14 | 0 | 0 | 14 | 0 | 0 | 0 | 0 | 14 | 0 | 0 | 14 | 0 | 0 | 0 | 0 | 14 | 0 | 0 | 14 | 0 | 0 | 0 | 0 | 14 | 0 | 0 | 14 | 0 | 0 | 0 | 0
[71 empty] | 15 | 0 | 0 | 15 | 0 | 0 | 0 | 0 | 15 | 0 | 0 | 15 | 0 | 0 | 0 | 0 | 15 | 0 | 0 | 15 | 0 | 0 | 0 | 0 | 15 | 0 | 0 | 15 | 0 | 0 | 0 | 0 | 15 | 0 | 0 | 15 | 0 | 0 | 0 | 0 | 15 | 0 | 0 | 15 | 0 | 0 | 0 | 0
[71 empty] | 16 | 0 | 0 | 16 | 0 | 0 | 0 | 0 | 16 | 0 | 0 | 16 | 0 | 0 | 0 | 0 | 16 | 0 | 0 | 16 | 0 | 0 | 0 | 0 | 16 | 0 | 0 | 16 | 0 | 0 | 0 | 0 | 16 | 0 | 0 | 16 | 0 | 0 | 0 | 0 | 16 | 0 | 0 | 16 | 0 | 0 | 0 | 0
[71 empty] | 17 | 0 | 0 | 17 | 0 | 0 | 0 | 0 | 17 | 0 | 0 | 17 | 0 | 0 | 0 | 0 | 17 | 0 | 0 | 17 | 0 | 0 | 0 | 0 | 17 | 0 | 0 | 17 | 0 | 0 | 0 | 0 | 17 | 0 | 0 | 17 | 0 | 0 | 0 | 0 | 17 | 0 | 0 | 17 | 0 | 0 | 0 | 0
[71 empty] | 18 | 0 | 0 | 18 | 0 | 0 | 0 | 0 | 18 | 0 | 0 | 18 | 0 | 0 | 0 | 0 | 18 | 0 | 0 | 18 | 0 | 0 | 0 | 0 | 18 | 0 | 0 | 18 | 0 | 0 | 0 | 0 | 18 | 0 | 0 | 18 | 0 | 0 | 0 | 0 | 18 | 0 | 0 | 18 | 0 | 0 | 0 | 0
[71 empty] | 19 | 0 | 0 | 19 | 0 | 0 | 0 | 0 | 19 | 0 | 0 | 19 | 0 | 0 | 0 | 0 | 19 | 0 | 0 | 19 | 0 | 0 | 0 | 0 | 19 | 0 | 0 | 19 | 0 | 0 | 0 | 0 | 19 | 0 | 0 | 19 | 0 | 0 | 0 | 0 | 19 | 0 | 0 | 19 | 0 | 0 | 0 | 0
[71 empty] | 20 | 0 | 0 | 20 | 0 | 0 | 0 | 0 | 20 | 0 | 0 | 20 | 0 | 0 | 0 | 0 | 20 | 0 | 0 | 20 | 0 | 0 | 0 | 0 | 20 | 0 | 0 | 20 | 0 | 0 | 0 | 0 | 20 | 0 | 0 | 20 | 0 | 0 | 0 | 0 | 20 | 0 | 0 | 20 | 0 | 0 | 0 | 0
[71 empty] | 21 | 0 | 0 | 21 | 0 | 0 | 0 | 0 | 21 | 0 | 0 | 21 | 0 | 0 | 0 | 0 | 21 | 0 | 0 | 21 | 0 | 0 | 0 | 0 | 21 | 0 | 0 | 21 | 0 | 0 | 0 | 0 | 21 | 0 | 0 | 21 | 0 | 0 | 0 | 0 | 21 | 0 | 0 | 21 | 0 | 0 | 0 | 0
[71 empty] | 22 | 0 | 0 | 22 | 0 | 0 | 0 | 0 | 22 | 0 | 0 | 22 | 0 | 0 | 0 | 0 | 22 | 0 | 0 | 22 | 0 | 0 | 0 | 0 | 22 | 0 | 0 | 22 | 0 | 0 | 0 | 0 | 22 | 0 | 0 | 22 | 0 | 0 | 0 | 0 | 22 | 0 | 0 | 22 | 0 | 0 | 0 | 0
[71 empty] | 23 | 0 | 0 | 23 | 0 | 0 | 0 | 0 | 23 | 0 | 0 | 23 | 0 | 0 | 0 | 0 | 23 | 0 | 0 | 23 | 0 | 0 | 0 | 0 | 23 | 0 | 0 | 23 | 0 | 0 | 0 | 0 | 23 | 0 | 0 | 23 | 0 | 0 | 0 | 0 | 23 | 0 | 0 | 23 | 0 | 0 | 0 | 0
[71 empty] | 24 | 0 | 0 | 24 | 0 | 0 | 0 | 0 | 24 | 0 | 0 | 24 | 0 | 0 | 0 | 0 | 24 | 0 | 0 | 24 | 0 | 0 | 0 | 0 | 24 | 0 | 0 | 24 | 0 | 0 | 0 | 0 | 24 | 0 | 0 | 24 | 0 | 0 | 0 | 0 | 24 | 0 | 0 | 24 | 0 | 0 | 0 | 0
[71 empty] | 25 | 0 | 0 | 25 | 0 | 0 | 0 | 0 | 25 | 0 | 0 | 25 | 0 | 0 | 0 | 0 | 25 | 0 | 0 | 25 | 0 | 0 | 0 | 0 | 25 | 0 | 0 | 25 | 0 | 0 | 0 | 0 | 25 | 0 | 0 | 25 | 0 | 0 | 0 | 0 | 25 | 0 | 0 | 25 | 0 | 0 | 0 | 0
[71 empty] | 26 | 0 | 0 | 26 | 0 | 0 | 0 | 0 | 26 | 0 | 0 | 26 | 0 | 0 | 0 | 0 | 26 | 0 | 0 | 26 | 0 | 0 | 0 | 0 | 26 | 0 | 0 | 26 | 0 | 0 | 0 | 0 | 26 | 0 | 0 | 26 | 0 | 0 | 0 | 0 | 26 | 0 | 0 | 26 | 0 | 0 | 0 | 0
[71 empty] | 27 | 0 | 0 | 27 | 0 | 0 | 0 | 0 | 27 | 0 | 0 | 27 | 0 | 0 | 0 | 0 | 27 | 0 | 0 | 27 | 0 | 0 | 0 | 0 | 27 | 0 | 0 | 27 | 0 | 0 | 0 | 0 | 27 | 0 | 0 | 27 | 0 | 0 | 0 | 0 | 27 | 0 | 0 | 27 | 0 | 0 | 0 | 0
[71 empty] | 28 | 0 | 0 | 28 | 0 | 0 | 0 | 0 | 28 | 0 | 0 | 28 | 0 | 0 | 0 | 0 | 28 | 0 | 0 | 28 | 0 | 0 | 0 | 0 | 28 | 0 | 0 | 28 | 0 | 0 | 0 | 0 | 28 | 0 | 0 | 28 | 0 | 0 | 0 | 0 | 28 | 0 | 0 | 28 | 0 | 0 | 0 | 0
[71 empty] | 29 | 0 | 0 | 29 | 0 | 0 | 0 | 0 | 29 | 0 | 0 | 29 | 0 | 0 | 0 | 0 | 29 | 0 | 0 | 29 | 0 | 0 | 0 | 0 | 29 | 0 | 0 | 29 | 0 | 0 | 0 | 0 | 29 | 0 | 0 | 29 | 0 | 0 | 0 | 0 | 29 | 0 | 0 | 29 | 0 | 0 | 0 | 0
[71 empty] | 30 | 0 | 0 | 30 | 0 | 0 | -188.0444 | 0 | 30 | 0 | 0 | 30 | 15806.7658 | 15806.7658 | -13097.9289 | 15806.7658 | 30 | 0 | 0 | 30 | 0 | 0 | -672.3821 | 0 | 30 | 0 | 0 | 30 | 4917.1276 | 4917.1276 | -2734.7388 | 4917.1276 | 30 | 0 | 0 | 30 | 0 | 0 | -549.7125 | 0 | 30 | 0 | 0 | 30 | 0 | 0 | -865.8202 | 0
[71 empty] | 31 | 0 | 0 | 31 | 0 | 0 |  | 0 | 31 | 0 | 0 | 31 | 0 | 0 |  | 0 | 31 | 0 | 0 | 31 | 0 | 0 |  | 0 | 31 | 0 | 0 | 31 | 0 | 0 |  | 0 | 31 | 0 | 0 | 31 | 0 | 0 |  | 0 | 31 | 0 | 0 | 31 | 0 | 0 |  | 0
[71 empty] | 32 | 0 | 0 | 32 | 0 | 0 |  | 0 | 32 | 0 | 0 | 32 | 0 | 0 |  | 0 | 32 | 0 | 0 | 32 | 0 | 0 |  | 0 | 32 | 0 | 0 | 32 | 0 | 0 |  | 0 | 32 | 0 | 0 | 32 | 0 | 0 |  | 0 | 32 | 0 | 0 | 32 | 0 | 0 |  | 0
[71 empty] | 33 | 0 | 0 | 33 | 0 | 0 |  | 0 | 33 | 0 | 0 | 33 | 0 | 0 |  | 0 | 33 | 0 | 0 | 33 | 0 | 0 |  | 0 | 33 | 0 | 0 | 33 | 0 | 0 |  | 0 | 33 | 0 | 0 | 33 | 0 | 0 |  | 0 | 33 | 0 | 0 | 33 | 0 | 0 |  | 0
[71 empty] | 34 | 0 | 0 | 34 | 0 | 0 |  | 0 | 34 | 0 | 0 | 34 | 0 | 0 |  | 0 | 34 | 0 | 0 | 34 | 0 | 0 |  | 0 | 34 | 0 | 0 | 34 | 0 | 0 |  | 0 | 34 | 0 | 0 | 34 | 0 | 0 |  | 0 | 34 | 0 | 0 | 34 | 0 | 0 |  | 0
[71 empty] | 35 | 0 | 0 | 35 | 0 | 0 |  | 0 | 35 | 0 | 0 | 35 | 0 | 0 |  | 0 | 35 | 0 | 0 | 35 | 0 | 0 |  | 0 | 35 | 0 | 0 | 35 | 0 | 0 |  | 0 | 35 | 0 | 0 | 35 | 0 | 0 |  | 0 | 35 | 0 | 0 | 35 | 0 | 0 |  | 0
[71 empty] | 36 | 0 | 0 | 36 | 0 | 0 |  | 0 | 36 | 0 | 0 | 36 | 0 | 0 |  | 0 | 36 | 0 | 0 | 36 | 0 | 0 |  | 0 | 36 | 0 | 0 | 36 | 0 | 0 |  | 0 | 36 | 0 | 0 | 36 | 0 | 0 |  | 0 | 36 | 0 | 0 | 36 | 0 | 0 |  | 0
[71 empty] | 37 | 0 | 0 | 37 | 0 | 0 |  | 0 | 37 | 0 | 0 | 37 | 0 | 0 |  | 0 | 37 | 0 | 0 | 37 | 0 | 0 |  | 0 | 37 | 0 | 0 | 37 | 0 | 0 |  | 0 | 37 | 0 | 0 | 37 | 0 | 0 |  | 0 | 37 | 0 | 0 | 37 | 0 | 0 |  | 0
[71 empty] | 38 | 0 | 0 | 38 | 0 | 0 |  | 0 | 38 | 0 | 0 | 38 | 0 | 0 |  | 0 | 38 | 0 | 0 | 38 | 0 | 0 |  | 0 | 38 | 0 | 0 | 38 | 0 | 0 |  | 0 | 38 | 0 | 0 | 38 | 0 | 0 |  | 0 | 38 | 0 | 0 | 38 | 0 | 0 |  | 0
[71 empty] | 39 | 0 | 0 | 39 | 0 | 0 |  | 0 | 39 | 0 | 0 | 39 | 0 | 0 |  | 0 | 39 | 0 | 0 | 39 | 0 | 0 |  | 0 | 39 | 0 | 0 | 39 | 0 | 0 |  | 0 | 39 | 0 | 0 | 39 | 0 | 0 |  | 0 | 39 | 0 | 0 | 39 | 0 | 0 |  | 0
[71 empty] | 40 | 51904.0501 | 0 | 40 | 52656.2277 | 0 |  | 0 | 40 | 3943851.3559 | 0 | 40 | 3996243.0714 | 0 |  | -10537.8439 | 40 | 87069.7282 | 0 | 40 | 89759.2568 | 0 |  | 0 | 40 | 750319.3541 | 0 | 40 | 761258.3094 | 0 |  | -3278.0851 | 40 | 157515.841 | 0 | 40 | 159714.6909 | 0 |  | 0 | 40 | 254780.2061 | 0 | 40 | 258243.4868 | 0 |  | 0
[71 empty] | Residual Year 30 |  | -12976.0125 | Residual Year 30 |  | -13164.0569 |  | -188.0444 | Residual Year 30 |  | -985962.839 | Residual Year 30 |  | -999060.7678 |  | -13097.9289 | Residual Year 30 |  | -21767.4321 | Residual Year 30 |  | -22439.8142 |  | -672.3821 | Residual Year 30 |  | -187579.8385 | Residual Year 30 |  | -190314.5774 |  | -2734.7388 | Residual Year 30 |  | -39378.9602 | Residual Year 30 |  | -39928.6727 |  | -549.7125 | Residual Year 30 |  | -63695.0515 | Residual Year 30 |  | -64560.8717 |  | -865.8202
[71 empty] | Residual Year 40 |  | 0 | Residual Year 40 |  | 0 |  | 0 | Residual Year 40 |  | 0 | Residual Year 40 |  | -10537.8439 |  | -10537.8439 | Residual Year 40 |  | 0 | Residual Year 40 |  | 0 |  | 0 | Residual Year 40 |  | 0 | Residual Year 40 |  | -3278.0851 |  | -3278.0851 | Residual Year 40 |  | 0 | Residual Year 40 |  | 0 |  | 0 | Residual Year 40 |  | 0 | Residual Year 40 |  | 0 |  | 0
[71 empty] | Small Office | [7 empty] | Large Office | [7 empty] | Standalone Retail | [7 empty] | Primary School | [7 empty] | Small Hotel | [7 empty] | Mid-rise Apartment
[71 empty] | CZ_2 | 3A | [6 empty] | CZ_2 | 3A | [6 empty] | CZ_2 | 3A | [6 empty] | CZ_2 | 3A | [6 empty] | CZ_2 | 3A | [6 empty] | CZ_2 | 3A
[71 empty] | Category | All Costs, First Replacement Only | With Repeated Replacements | Category | Replacement First Year | With Repeated Replacements | 30 Year | 40 Year | Category | All Costs, First Replacement Only | With Repeated Replacements | Category | Replacement First Year | With Repeated Replacements | 30 Year | 40 Year | Category | All Costs, First Replacement Only | With Repeated Replacements | Category | Replacement First Year | With Repeated Replacements | 30 Year | 40 Year | Category | All Costs, First Replacement Only | With Repeated Replacements | Category | Replacement First Year | With Repeated Replacements | 30 Year | 40 Year | Category | All Costs, First Replacement Only | With Repeated Replacements | Category | Replacement First Year | With Repeated Replacements | 30 Year | 40 Year | Category | All Costs, First Replacement Only | With Repeated Replacements | Category | Replacement First Year | With Repeated Replacements | 30 Year | 40 Year
[71 empty] | New Construction | 36852.2272 | 36852.2272 | New Construction | 36920.585 | 36920.585 | 68.3578 | 68.3578 | New Construction | 2794546.1857 | 2794546.1857 | New Construction | 2795957.8589 | 2795957.8589 | 1411.6732 | 1411.6732 | New Construction | 64846.697 | 64846.697 | New Construction | 66068.9798 | 66068.9798 | 1222.2828 | 1222.2828 | New Construction | 568163.8812 | 568163.8812 | New Construction | 569829.7542 | 569829.7542 | 1665.873 | 1665.873 | New Construction | 113846.2055 | 113846.2055 | New Construction | 114012.0035 | 114012.0035 | 165.7981 | 165.7981 | New Construction | 194841.6612 | 194841.6612 | New Construction | 195155.0214 | 195155.0214 | 313.3602 | 313.3602
[71 empty] | Maintenance | 0 | 0 | Maintenance | 0 | 0 | 0 | 0 | Maintenance | 0 | 0 | Maintenance | 0 | 0 | 0 | 0 | Maintenance | 0 | 0 | Maintenance | 0 | 0 | 0 | 0 | Maintenance | 0 | 0 | Maintenance | 0 | 0 | 0 | 0 | Maintenance | 0 | 0 | Maintenance | 0 | 0 | 0 | 0 | Maintenance | 0 | 0 | Maintenance | 0 | 0 | 0 | 0
[71 empty] | Replacement - Year |  |  | Replacement - Year |  |  | 0 | 0 | Replacement - Year |  |  | Replacement - Year |  |  |  |  | Replacement - Year |  |  | Replacement - Year |  |  |  |  | Replacement - Year |  |  | Replacement - Year |  |  |  |  | Replacement - Year |  |  | Replacement - Year |  |  |  |  | Replacement - Year |  |  | Replacement - Year
[71 empty] | 1 | 0 | 0 | 1 | 0 | 0 | 0 | 0 | 1 | 0 | 0 | 1 | 0 | 0 | 0 | 0 | 1 | 0 | 0 | 1 | 0 | 0 | 0 | 0 | 1 | 0 | 0 | 1 | 0 | 0 | 0 | 0 | 1 | 0 | 0 | 1 | 0 | 0 | 0 | 0 | 1 | 0 | 0 | 1 | 0 | 0 | 0 | 0
[71 empty] | 2 | 0 | 0 | 2 | 0 | 0 | 0 | 0 | 2 | 0 | 0 | 2 | 0 | 0 | 0 | 0 | 2 | 0 | 0 | 2 | 0 | 0 | 0 | 0 | 2 | 0 | 0 | 2 | 0 | 0 | 0 | 0 | 2 | 0 | 0 | 2 | 0 | 0 | 0 | 0 | 2 | 0 | 0 | 2 | 0 | 0 | 0 | 0
[71 empty] | 3 | 0 | 0 | 3 | 0 | 0 | 0 | 0 | 3 | 0 | 0 | 3 | 0 | 0 | 0 | 0 | 3 | 0 | 0 | 3 | 0 | 0 | 0 | 0 | 3 | 0 | 0 | 3 | 0 | 0 | 0 | 0 | 3 | 0 | 0 | 3 | 0 | 0 | 0 | 0 | 3 | 0 | 0 | 3 | 0 | 0 | 0 | 0
[71 empty] | 4 | 0 | 0 | 4 | 0 | 0 | 0 | 0 | 4 | 0 | 0 | 4 | 0 | 0 | 0 | 0 | 4 | 0 | 0 | 4 | 0 | 0 | 0 | 0 | 4 | 0 | 0 | 4 | 0 | 0 | 0 | 0 | 4 | 0 | 0 | 4 | 0 | 0 | 0 | 0 | 4 | 0 | 0 | 4 | 0 | 0 | 0 | 0
[71 empty] | 5 | 0 | 0 | 5 | 0 | 0 | 0 | 0 | 5 | 0 | 0 | 5 | 0 | 0 | 0 | 0 | 5 | 0 | 0 | 5 | 0 | 0 | 0 | 0 | 5 | 0 | 0 | 5 | 0 | 0 | 0 | 0 | 5 | 0 | 0 | 5 | 0 | 0 | 0 | 0 | 5 | 0 | 0 | 5 | 0 | 0 | 0 | 0
[71 empty] | 6 | 0 | 0 | 6 | 0 | 0 | 0 | 0 | 6 | 0 | 0 | 6 | 0 | 0 | 0 | 0 | 6 | 0 | 0 | 6 | 0 | 0 | 0 | 0 | 6 | 0 | 0 | 6 | 0 | 0 | 0 | 0 | 6 | 0 | 0 | 6 | 0 | 0 | 0 | 0 | 6 | 0 | 0 | 6 | 0 | 0 | 0 | 0
[71 empty] | 7 | 0 | 0 | 7 | 0 | 0 | 0 | 0 | 7 | 0 | 0 | 7 | 0 | 0 | 0 | 0 | 7 | 0 | 0 | 7 | 0 | 0 | 0 | 0 | 7 | 0 | 0 | 7 | 0 | 0 | 0 | 0 | 7 | 0 | 0 | 7 | 0 | 0 | 0 | 0 | 7 | 0 | 0 | 7 | 0 | 0 | 0 | 0
[71 empty] | 8 | 0 | 0 | 8 | 0 | 0 | 0 | 0 | 8 | 0 | 0 | 8 | 0 | 0 | 0 | 0 | 8 | 0 | 0 | 8 | 0 | 0 | 0 | 0 | 8 | 0 | 0 | 8 | 0 | 0 | 0 | 0 | 8 | 0 | 0 | 8 | 0 | 0 | 0 | 0 | 8 | 0 | 0 | 8 | 0 | 0 | 0 | 0
[71 empty] | 9 | 0 | 0 | 9 | 0 | 0 | 0 | 0 | 9 | 0 | 0 | 9 | 0 | 0 | 0 | 0 | 9 | 0 | 0 | 9 | 0 | 0 | 0 | 0 | 9 | 0 | 0 | 9 | 0 | 0 | 0 | 0 | 9 | 0 | 0 | 9 | 0 | 0 | 0 | 0 | 9 | 0 | 0 | 9 | 0 | 0 | 0 | 0
[71 empty] | 10 | 0 | 0 | 10 | 0 | 0 | 0 | 0 | 10 | 0 | 0 | 10 | 0 | 0 | 0 | 0 | 10 | 0 | 0 | 10 | 0 | 0 | 0 | 0 | 10 | 0 | 0 | 10 | 0 | 0 | 0 | 0 | 10 | 0 | 0 | 10 | 0 | 0 | 0 | 0 | 10 | 0 | 0 | 10 | 0 | 0 | 0 | 0
[71 empty] | 11 | 0 | 0 | 11 | 0 | 0 | 0 | 0 | 11 | 0 | 0 | 11 | 0 | 0 | 0 | 0 | 11 | 0 | 0 | 11 | 0 | 0 | 0 | 0 | 11 | 0 | 0 | 11 | 0 | 0 | 0 | 0 | 11 | 0 | 0 | 11 | 0 | 0 | 0 | 0 | 11 | 0 | 0 | 11 | 0 | 0 | 0 | 0
[71 empty] | 12 | 0 | 0 | 12 | 0 | 0 | 0 | 0 | 12 | 0 | 0 | 12 | 0 | 0 | 0 | 0 | 12 | 0 | 0 | 12 | 0 | 0 | 0 | 0 | 12 | 0 | 0 | 12 | 0 | 0 | 0 | 0 | 12 | 0 | 0 | 12 | 0 | 0 | 0 | 0 | 12 | 0 | 0 | 12 | 0 | 0 | 0 | 0
[71 empty] | 13 | 0 | 0 | 13 | 0 | 0 | 0 | 0 | 13 | 0 | 0 | 13 | 0 | 0 | 0 | 0 | 13 | 0 | 0 | 13 | 0 | 0 | 0 | 0 | 13 | 0 | 0 | 13 | 0 | 0 | 0 | 0 | 13 | 0 | 0 | 13 | 0 | 0 | 0 | 0 | 13 | 0 | 0 | 13 | 0 | 0 | 0 | 0
[71 empty] | 14 | 0 | 0 | 14 | 0 | 0 | 0 | 0 | 14 | 0 | 0 | 14 | 0 | 0 | 0 | 0 | 14 | 0 | 0 | 14 | 0 | 0 | 0 | 0 | 14 | 0 | 0 | 14 | 0 | 0 | 0 | 0 | 14 | 0 | 0 | 14 | 0 | 0 | 0 | 0 | 14 | 0 | 0 | 14 | 0 | 0 | 0 | 0
[71 empty] | 15 | 0 | 0 | 15 | 0 | 0 | 0 | 0 | 15 | 0 | 0 | 15 | 0 | 0 | 0 | 0 | 15 | 0 | 0 | 15 | 0 | 0 | 0 | 0 | 15 | 0 | 0 | 15 | 0 | 0 | 0 | 0 | 15 | 0 | 0 | 15 | 0 | 0 | 0 | 0 | 15 | 0 | 0 | 15 | 0 | 0 | 0 | 0
[71 empty] | 16 | 0 | 0 | 16 | 0 | 0 | 0 | 0 | 16 | 0 | 0 | 16 | 0 | 0 | 0 | 0 | 16 | 0 | 0 | 16 | 0 | 0 | 0 | 0 | 16 | 0 | 0 | 16 | 0 | 0 | 0 | 0 | 16 | 0 | 0 | 16 | 0 | 0 | 0 | 0 | 16 | 0 | 0 | 16 | 0 | 0 | 0 | 0
[71 empty] | 17 | 0 | 0 | 17 | 0 | 0 | 0 | 0 | 17 | 0 | 0 | 17 | 0 | 0 | 0 | 0 | 17 | 0 | 0 | 17 | 0 | 0 | 0 | 0 | 17 | 0 | 0 | 17 | 0 | 0 | 0 | 0 | 17 | 0 | 0 | 17 | 0 | 0 | 0 | 0 | 17 | 0 | 0 | 17 | 0 | 0 | 0 | 0
[71 empty] | 18 | 0 | 0 | 18 | 0 | 0 | 0 | 0 | 18 | 0 | 0 | 18 | 0 | 0 | 0 | 0 | 18 | 0 | 0 | 18 | 0 | 0 | 0 | 0 | 18 | 0 | 0 | 18 | 0 | 0 | 0 | 0 | 18 | 0 | 0 | 18 | 0 | 0 | 0 | 0 | 18 | 0 | 0 | 18 | 0 | 0 | 0 | 0
[71 empty] | 19 | 0 | 0 | 19 | 0 | 0 | 0 | 0 | 19 | 0 | 0 | 19 | 0 | 0 | 0 | 0 | 19 | 0 | 0 | 19 | 0 | 0 | 0 | 0 | 19 | 0 | 0 | 19 | 0 | 0 | 0 | 0 | 19 | 0 | 0 | 19 | 0 | 0 | 0 | 0 | 19 | 0 | 0 | 19 | 0 | 0 | 0 | 0
[71 empty] | 20 | 0 | 0 | 20 | 0 | 0 | 0 | 0 | 20 | 0 | 0 | 20 | 0 | 0 | 0 | 0 | 20 | 0 | 0 | 20 | 0 | 0 | 0 | 0 | 20 | 0 | 0 | 20 | 0 | 0 | 0 | 0 | 20 | 0 | 0 | 20 | 0 | 0 | 0 | 0 | 20 | 0 | 0 | 20 | 0 | 0 | 0 | 0
[71 empty] | 21 | 0 | 0 | 21 | 0 | 0 | 0 | 0 | 21 | 0 | 0 | 21 | 0 | 0 | 0 | 0 | 21 | 0 | 0 | 21 | 0 | 0 | 0 | 0 | 21 | 0 | 0 | 21 | 0 | 0 | 0 | 0 | 21 | 0 | 0 | 21 | 0 | 0 | 0 | 0 | 21 | 0 | 0 | 21 | 0 | 0 | 0 | 0
[71 empty] | 22 | 0 | 0 | 22 | 0 | 0 | 0 | 0 | 22 | 0 | 0 | 22 | 0 | 0 | 0 | 0 | 22 | 0 | 0 | 22 | 0 | 0 | 0 | 0 | 22 | 0 | 0 | 22 | 0 | 0 | 0 | 0 | 22 | 0 | 0 | 22 | 0 | 0 | 0 | 0 | 22 | 0 | 0 | 22 | 0 | 0 | 0 | 0
[71 empty] | 23 | 0 | 0 | 23 | 0 | 0 | 0 | 0 | 23 | 0 | 0 | 23 | 0 | 0 | 0 | 0 | 23 | 0 | 0 | 23 | 0 | 0 | 0 | 0 | 23 | 0 | 0 | 23 | 0 | 0 | 0 | 0 | 23 | 0 | 0 | 23 | 0 | 0 | 0 | 0 | 23 | 0 | 0 | 23 | 0 | 0 | 0 | 0
[71 empty] | 24 | 0 | 0 | 24 | 0 | 0 | 0 | 0 | 24 | 0 | 0 | 24 | 0 | 0 | 0 | 0 | 24 | 0 | 0 | 24 | 0 | 0 | 0 | 0 | 24 | 0 | 0 | 24 | 0 | 0 | 0 | 0 | 24 | 0 | 0 | 24 | 0 | 0 | 0 | 0 | 24 | 0 | 0 | 24 | 0 | 0 | 0 | 0
[71 empty] | 25 | 0 | 0 | 25 | 0 | 0 | 0 | 0 | 25 | 0 | 0 | 25 | 0 | 0 | 0 | 0 | 25 | 0 | 0 | 25 | 0 | 0 | 0 | 0 | 25 | 0 | 0 | 25 | 0 | 0 | 0 | 0 | 25 | 0 | 0 | 25 | 0 | 0 | 0 | 0 | 25 | 0 | 0 | 25 | 0 | 0 | 0 | 0
[71 empty] | 26 | 0 | 0 | 26 | 0 | 0 | 0 | 0 | 26 | 0 | 0 | 26 | 0 | 0 | 0 | 0 | 26 | 0 | 0 | 26 | 0 | 0 | 0 | 0 | 26 | 0 | 0 | 26 | 0 | 0 | 0 | 0 | 26 | 0 | 0 | 26 | 0 | 0 | 0 | 0 | 26 | 0 | 0 | 26 | 0 | 0 | 0 | 0
[71 empty] | 27 | 0 | 0 | 27 | 0 | 0 | 0 | 0 | 27 | 0 | 0 | 27 | 0 | 0 | 0 | 0 | 27 | 0 | 0 | 27 | 0 | 0 | 0 | 0 | 27 | 0 | 0 | 27 | 0 | 0 | 0 | 0 | 27 | 0 | 0 | 27 | 0 | 0 | 0 | 0 | 27 | 0 | 0 | 27 | 0 | 0 | 0 | 0
[71 empty] | 28 | 0 | 0 | 28 | 0 | 0 | 0 | 0 | 28 | 0 | 0 | 28 | 0 | 0 | 0 | 0 | 28 | 0 | 0 | 28 | 0 | 0 | 0 | 0 | 28 | 0 | 0 | 28 | 0 | 0 | 0 | 0 | 28 | 0 | 0 | 28 | 0 | 0 | 0 | 0 | 28 | 0 | 0 | 28 | 0 | 0 | 0 | 0
[71 empty] | 29 | 0 | 0 | 29 | 0 | 0 | 0 | 0 | 29 | 0 | 0 | 29 | 0 | 0 | 0 | 0 | 29 | 0 | 0 | 29 | 0 | 0 | 0 | 0 | 29 | 0 | 0 | 29 | 0 | 0 | 0 | 0 | 29 | 0 | 0 | 29 | 0 | 0 | 0 | 0 | 29 | 0 | 0 | 29 | 0 | 0 | 0 | 0
[71 empty] | 30 | 0 | 0 | 30 | 0 | 0 | -190.6603 | 0 | 30 | 0 | 0 | 30 | 15806.7658 | 15806.7658 | -13301.1271 | 15806.7658 | 30 | 0 | 0 | 30 | 0 | 0 | -681.7307 | 0 | 30 | 0 | 0 | 30 | 4917.1276 | 4917.1276 | -2908.2989 | 4917.1276 | 30 | 0 | 0 | 30 | 0 | 0 | -568.8131 | 0 | 30 | 0 | 0 | 30 | 0 | 0 | -946.0883 | 0
[71 empty] | 31 | 0 | 0 | 31 | 0 | 0 |  | 0 | 31 | 0 | 0 | 31 | 0 | 0 |  | 0 | 31 | 0 | 0 | 31 | 0 | 0 |  | 0 | 31 | 0 | 0 | 31 | 0 | 0 |  | 0 | 31 | 0 | 0 | 31 | 0 | 0 |  | 0 | 31 | 0 | 0 | 31 | 0 | 0 |  | 0
[71 empty] | 32 | 0 | 0 | 32 | 0 | 0 |  | 0 | 32 | 0 | 0 | 32 | 0 | 0 |  | 0 | 32 | 0 | 0 | 32 | 0 | 0 |  | 0 | 32 | 0 | 0 | 32 | 0 | 0 |  | 0 | 32 | 0 | 0 | 32 | 0 | 0 |  | 0 | 32 | 0 | 0 | 32 | 0 | 0 |  | 0
[71 empty] | 33 | 0 | 0 | 33 | 0 | 0 |  | 0 | 33 | 0 | 0 | 33 | 0 | 0 |  | 0 | 33 | 0 | 0 | 33 | 0 | 0 |  | 0 | 33 | 0 | 0 | 33 | 0 | 0 |  | 0 | 33 | 0 | 0 | 33 | 0 | 0 |  | 0 | 33 | 0 | 0 | 33 | 0 | 0 |  | 0
[71 empty] | 34 | 0 | 0 | 34 | 0 | 0 |  | 0 | 34 | 0 | 0 | 34 | 0 | 0 |  | 0 | 34 | 0 | 0 | 34 | 0 | 0 |  | 0 | 34 | 0 | 0 | 34 | 0 | 0 |  | 0 | 34 | 0 | 0 | 34 | 0 | 0 |  | 0 | 34 | 0 | 0 | 34 | 0 | 0 |  | 0
[71 empty] | 35 | 0 | 0 | 35 | 0 | 0 |  | 0 | 35 | 0 | 0 | 35 | 0 | 0 |  | 0 | 35 | 0 | 0 | 35 | 0 | 0 |  | 0 | 35 | 0 | 0 | 35 | 0 | 0 |  | 0 | 35 | 0 | 0 | 35 | 0 | 0 |  | 0 | 35 | 0 | 0 | 35 | 0 | 0 |  | 0
[71 empty] | 36 | 0 | 0 | 36 | 0 | 0 |  | 0 | 36 | 0 | 0 | 36 | 0 | 0 |  | 0 | 36 | 0 | 0 | 36 | 0 | 0 |  | 0 | 36 | 0 | 0 | 36 | 0 | 0 |  | 0 | 36 | 0 | 0 | 36 | 0 | 0 |  | 0 | 36 | 0 | 0 | 36 | 0 | 0 |  | 0
[71 empty] | 37 | 0 | 0 | 37 | 0 | 0 |  | 0 | 37 | 0 | 0 | 37 | 0 | 0 |  | 0 | 37 | 0 | 0 | 37 | 0 | 0 |  | 0 | 37 | 0 | 0 | 37 | 0 | 0 |  | 0 | 37 | 0 | 0 | 37 | 0 | 0 |  | 0 | 37 | 0 | 0 | 37 | 0 | 0 |  | 0
[71 empty] | 38 | 0 | 0 | 38 | 0 | 0 |  | 0 | 38 | 0 | 0 | 38 | 0 | 0 |  | 0 | 38 | 0 | 0 | 38 | 0 | 0 |  | 0 | 38 | 0 | 0 | 38 | 0 | 0 |  | 0 | 38 | 0 | 0 | 38 | 0 | 0 |  | 0 | 38 | 0 | 0 | 38 | 0 | 0 |  | 0
[71 empty] | 39 | 0 | 0 | 39 | 0 | 0 |  | 0 | 39 | 0 | 0 | 39 | 0 | 0 |  | 0 | 39 | 0 | 0 | 39 | 0 | 0 |  | 0 | 39 | 0 | 0 | 39 | 0 | 0 |  | 0 | 39 | 0 | 0 | 39 | 0 | 0 |  | 0 | 39 | 0 | 0 | 39 | 0 | 0 |  | 0
[71 empty] | 40 | 52391.2312 | 0 | 40 | 53153.8725 | 0 |  | 0 | 40 | 3981694.426 | 0 | 40 | 4034898.9344 | 0 |  | -10537.8439 | 40 | 87757.0649 | 0 | 40 | 90483.9878 | 0 |  | 0 | 40 | 755457.7108 | 0 | 40 | 767090.9062 | 0 |  | -3278.0851 | 40 | 158013.0546 | 0 | 40 | 160288.3069 | 0 |  | 0 | 40 | 254981.0028 | 0 | 40 | 258765.356 | 0 |  | 0
[71 empty] | Residual Year 30 |  | -13097.8078 | Residual Year 30 |  | -13288.4681 |  | -190.6603 | Residual Year 30 |  | -995423.6065 | Residual Year 30 |  | -1008724.7336 |  | -13301.1271 | Residual Year 30 |  | -21939.2662 | Residual Year 30 |  | -22620.9969 |  | -681.7307 | Residual Year 30 |  | -188864.4277 | Residual Year 30 |  | -191772.7266 |  | -2908.2989 | Residual Year 30 |  | -39503.2636 | Residual Year 30 |  | -40072.0767 |  | -568.8131 | Residual Year 30 |  | -63745.2507 | Residual Year 30 |  | -64691.339 |  | -946.0883
[71 empty] | Residual Year 40 |  | 0 | Residual Year 40 |  | 0 |  | 0 | Residual Year 40 |  | 0 | Residual Year 40 |  | -10537.8439 |  | -10537.8439 | Residual Year 40 |  | 0 | Residual Year 40 |  | 0 |  | 0 | Residual Year 40 |  | 0 | Residual Year 40 |  | -3278.0851 |  | -3278.0851 | Residual Year 40 |  | 0 | Residual Year 40 |  | 0 |  | 0 | Residual Year 40 |  | 0 | Residual Year 40 |  | 0 |  | 0
[71 empty] | Small Office | [7 empty] | Large Office | [7 empty] | Standalone Retail | [7 empty] | Primary School | [7 empty] | Small Hotel | [7 empty] | Mid-rise Apartment
[71 empty] | CZ_3 | 3B | [6 empty] | CZ_3 | 3B | [6 empty] | CZ_3 | 3B | [6 empty] | CZ_3 | 3B | [6 empty] | CZ_3 | 3B | [6 empty] | CZ_3 | 3B
[71 empty] | Category | All Costs, First Replacement Only | With Repeated Replacements | Category | Replacement First Year | With Repeated Replacements | 30 Year | 40 Year | Category | All Costs, First Replacement Only | With Repeated Replacements | Category | Replacement First Year | With Repeated Replacements | 30 Year | 40 Year | Category | All Costs, First Replacement Only | With Repeated Replacements | Category | Replacement First Year | With Repeated Replacements | 30 Year | 40 Year | Category | All Costs, First Replacement Only | With Repeated Replacements | Category | Replacement First Year | With Repeated Replacements | 30 Year | 40 Year | Category | All Costs, First Replacement Only | With Repeated Replacements | Category | Replacement First Year | With Repeated Replacements | 30 Year | 40 Year | Category | All Costs, First Replacement Only | With Repeated Replacements | Category | Replacement First Year | With Repeated Replacements | 30 Year | 40 Year
[71 empty] | New Construction | 36852.2272 | 36852.2272 | New Construction | 36920.585 | 36920.585 | 68.3578 | 68.3578 | New Construction | 2794546.1857 | 2794546.1857 | New Construction | 2795957.8589 | 2795957.8589 | 1411.6732 | 1411.6732 | New Construction | 64846.697 | 64846.697 | New Construction | 66068.9798 | 66068.9798 | 1222.2828 | 1222.2828 | New Construction | 568163.8812 | 568163.8812 | New Construction | 569829.7542 | 569829.7542 | 1665.873 | 1665.873 | New Construction | 113846.2055 | 113846.2055 | New Construction | 114012.0035 | 114012.0035 | 165.7981 | 165.7981 | New Construction | 194841.6612 | 194841.6612 | New Construction | 195155.0214 | 195155.0214 | 313.3602 | 313.3602
[71 empty] | Maintenance | 0 | 0 | Maintenance | 0 | 0 | 0 | 0 | Maintenance | 0 | 0 | Maintenance | 0 | 0 | 0 | 0 | Maintenance | 0 | 0 | Maintenance | 0 | 0 | 0 | 0 | Maintenance | 0 | 0 | Maintenance | 0 | 0 | 0 | 0 | Maintenance | 0 | 0 | Maintenance | 0 | 0 | 0 | 0 | Maintenance | 0 | 0 | Maintenance | 0 | 0 | 0 | 0
[71 empty] | Replacement - Year |  |  | Replacement - Year |  |  | 0 | 0 | Replacement - Year |  |  | Replacement - Year |  |  |  |  | Replacement - Year |  |  | Replacement - Year |  |  |  |  | Replacement - Year |  |  | Replacement - Year |  |  |  |  | Replacement - Year |  |  | Replacement - Year |  |  |  |  | Replacement - Year |  |  | Replacement - Year
[71 empty] | 1 | 0 | 0 | 1 | 0 | 0 | 0 | 0 | 1 | 0 | 0 | 1 | 0 | 0 | 0 | 0 | 1 | 0 | 0 | 1 | 0 | 0 | 0 | 0 | 1 | 0 | 0 | 1 | 0 | 0 | 0 | 0 | 1 | 0 | 0 | 1 | 0 | 0 | 0 | 0 | 1 | 0 | 0 | 1 | 0 | 0 | 0 | 0
[71 empty] | 2 | 0 | 0 | 2 | 0 | 0 | 0 | 0 | 2 | 0 | 0 | 2 | 0 | 0 | 0 | 0 | 2 | 0 | 0 | 2 | 0 | 0 | 0 | 0 | 2 | 0 | 0 | 2 | 0 | 0 | 0 | 0 | 2 | 0 | 0 | 2 | 0 | 0 | 0 | 0 | 2 | 0 | 0 | 2 | 0 | 0 | 0 | 0
[71 empty] | 3 | 0 | 0 | 3 | 0 | 0 | 0 | 0 | 3 | 0 | 0 | 3 | 0 | 0 | 0 | 0 | 3 | 0 | 0 | 3 | 0 | 0 | 0 | 0 | 3 | 0 | 0 | 3 | 0 | 0 | 0 | 0 | 3 | 0 | 0 | 3 | 0 | 0 | 0 | 0 | 3 | 0 | 0 | 3 | 0 | 0 | 0 | 0
[71 empty] | 4 | 0 | 0 | 4 | 0 | 0 | 0 | 0 | 4 | 0 | 0 | 4 | 0 | 0 | 0 | 0 | 4 | 0 | 0 | 4 | 0 | 0 | 0 | 0 | 4 | 0 | 0 | 4 | 0 | 0 | 0 | 0 | 4 | 0 | 0 | 4 | 0 | 0 | 0 | 0 | 4 | 0 | 0 | 4 | 0 | 0 | 0 | 0
[71 empty] | 5 | 0 | 0 | 5 | 0 | 0 | 0 | 0 | 5 | 0 | 0 | 5 | 0 | 0 | 0 | 0 | 5 | 0 | 0 | 5 | 0 | 0 | 0 | 0 | 5 | 0 | 0 | 5 | 0 | 0 | 0 | 0 | 5 | 0 | 0 | 5 | 0 | 0 | 0 | 0 | 5 | 0 | 0 | 5 | 0 | 0 | 0 | 0
[71 empty] | 6 | 0 | 0 | 6 | 0 | 0 | 0 | 0 | 6 | 0 | 0 | 6 | 0 | 0 | 0 | 0 | 6 | 0 | 0 | 6 | 0 | 0 | 0 | 0 | 6 | 0 | 0 | 6 | 0 | 0 | 0 | 0 | 6 | 0 | 0 | 6 | 0 | 0 | 0 | 0 | 6 | 0 | 0 | 6 | 0 | 0 | 0 | 0
[71 empty] | 7 | 0 | 0 | 7 | 0 | 0 | 0 | 0 | 7 | 0 | 0 | 7 | 0 | 0 | 0 | 0 | 7 | 0 | 0 | 7 | 0 | 0 | 0 | 0 | 7 | 0 | 0 | 7 | 0 | 0 | 0 | 0 | 7 | 0 | 0 | 7 | 0 | 0 | 0 | 0 | 7 | 0 | 0 | 7 | 0 | 0 | 0 | 0
[71 empty] | 8 | 0 | 0 | 8 | 0 | 0 | 0 | 0 | 8 | 0 | 0 | 8 | 0 | 0 | 0 | 0 | 8 | 0 | 0 | 8 | 0 | 0 | 0 | 0 | 8 | 0 | 0 | 8 | 0 | 0 | 0 | 0 | 8 | 0 | 0 | 8 | 0 | 0 | 0 | 0 | 8 | 0 | 0 | 8 | 0 | 0 | 0 | 0
[71 empty] | 9 | 0 | 0 | 9 | 0 | 0 | 0 | 0 | 9 | 0 | 0 | 9 | 0 | 0 | 0 | 0 | 9 | 0 | 0 | 9 | 0 | 0 | 0 | 0 | 9 | 0 | 0 | 9 | 0 | 0 | 0 | 0 | 9 | 0 | 0 | 9 | 0 | 0 | 0 | 0 | 9 | 0 | 0 | 9 | 0 | 0 | 0 | 0
[71 empty] | 10 | 0 | 0 | 10 | 0 | 0 | 0 | 0 | 10 | 0 | 0 | 10 | 0 | 0 | 0 | 0 | 10 | 0 | 0 | 10 | 0 | 0 | 0 | 0 | 10 | 0 | 0 | 10 | 0 | 0 | 0 | 0 | 10 | 0 | 0 | 10 | 0 | 0 | 0 | 0 | 10 | 0 | 0 | 10 | 0 | 0 | 0 | 0
[71 empty] | 11 | 0 | 0 | 11 | 0 | 0 | 0 | 0 | 11 | 0 | 0 | 11 | 0 | 0 | 0 | 0 | 11 | 0 | 0 | 11 | 0 | 0 | 0 | 0 | 11 | 0 | 0 | 11 | 0 | 0 | 0 | 0 | 11 | 0 | 0 | 11 | 0 | 0 | 0 | 0 | 11 | 0 | 0 | 11 | 0 | 0 | 0 | 0
[71 empty] | 12 | 0 | 0 | 12 | 0 | 0 | 0 | 0 | 12 | 0 | 0 | 12 | 0 | 0 | 0 | 0 | 12 | 0 | 0 | 12 | 0 | 0 | 0 | 0 | 12 | 0 | 0 | 12 | 0 | 0 | 0 | 0 | 12 | 0 | 0 | 12 | 0 | 0 | 0 | 0 | 12 | 0 | 0 | 12 | 0 | 0 | 0 | 0
[71 empty] | 13 | 0 | 0 | 13 | 0 | 0 | 0 | 0 | 13 | 0 | 0 | 13 | 0 | 0 | 0 | 0 | 13 | 0 | 0 | 13 | 0 | 0 | 0 | 0 | 13 | 0 | 0 | 13 | 0 | 0 | 0 | 0 | 13 | 0 | 0 | 13 | 0 | 0 | 0 | 0 | 13 | 0 | 0 | 13 | 0 | 0 | 0 | 0
[71 empty] | 14 | 0 | 0 | 14 | 0 | 0 | 0 | 0 | 14 | 0 | 0 | 14 | 0 | 0 | 0 | 0 | 14 | 0 | 0 | 14 | 0 | 0 | 0 | 0 | 14 | 0 | 0 | 14 | 0 | 0 | 0 | 0 | 14 | 0 | 0 | 14 | 0 | 0 | 0 | 0 | 14 | 0 | 0 | 14 | 0 | 0 | 0 | 0
[71 empty] | 15 | 0 | 0 | 15 | 0 | 0 | 0 | 0 | 15 | 0 | 0 | 15 | 0 | 0 | 0 | 0 | 15 | 0 | 0 | 15 | 0 | 0 | 0 | 0 | 15 | 0 | 0 | 15 | 0 | 0 | 0 | 0 | 15 | 0 | 0 | 15 | 0 | 0 | 0 | 0 | 15 | 0 | 0 | 15 | 0 | 0 | 0 | 0
[71 empty] | 16 | 0 | 0 | 16 | 0 | 0 | 0 | 0 | 16 | 0 | 0 | 16 | 0 | 0 | 0 | 0 | 16 | 0 | 0 | 16 | 0 | 0 | 0 | 0 | 16 | 0 | 0 | 16 | 0 | 0 | 0 | 0 | 16 | 0 | 0 | 16 | 0 | 0 | 0 | 0 | 16 | 0 | 0 | 16 | 0 | 0 | 0 | 0
[71 empty] | 17 | 0 | 0 | 17 | 0 | 0 | 0 | 0 | 17 | 0 | 0 | 17 | 0 | 0 | 0 | 0 | 17 | 0 | 0 | 17 | 0 | 0 | 0 | 0 | 17 | 0 | 0 | 17 | 0 | 0 | 0 | 0 | 17 | 0 | 0 | 17 | 0 | 0 | 0 | 0 | 17 | 0 | 0 | 17 | 0 | 0 | 0 | 0
[71 empty] | 18 | 0 | 0 | 18 | 0 | 0 | 0 | 0 | 18 | 0 | 0 | 18 | 0 | 0 | 0 | 0 | 18 | 0 | 0 | 18 | 0 | 0 | 0 | 0 | 18 | 0 | 0 | 18 | 0 | 0 | 0 | 0 | 18 | 0 | 0 | 18 | 0 | 0 | 0 | 0 | 18 | 0 | 0 | 18 | 0 | 0 | 0 | 0
[71 empty] | 19 | 0 | 0 | 19 | 0 | 0 | 0 | 0 | 19 | 0 | 0 | 19 | 0 | 0 | 0 | 0 | 19 | 0 | 0 | 19 | 0 | 0 | 0 | 0 | 19 | 0 | 0 | 19 | 0 | 0 | 0 | 0 | 19 | 0 | 0 | 19 | 0 | 0 | 0 | 0 | 19 | 0 | 0 | 19 | 0 | 0 | 0 | 0
[71 empty] | 20 | 0 | 0 | 20 | 0 | 0 | 0 | 0 | 20 | 0 | 0 | 20 | 0 | 0 | 0 | 0 | 20 | 0 | 0 | 20 | 0 | 0 | 0 | 0 | 20 | 0 | 0 | 20 | 0 | 0 | 0 | 0 | 20 | 0 | 0 | 20 | 0 | 0 | 0 | 0 | 20 | 0 | 0 | 20 | 0 | 0 | 0 | 0
[71 empty] | 21 | 0 | 0 | 21 | 0 | 0 | 0 | 0 | 21 | 0 | 0 | 21 | 0 | 0 | 0 | 0 | 21 | 0 | 0 | 21 | 0 | 0 | 0 | 0 | 21 | 0 | 0 | 21 | 0 | 0 | 0 | 0 | 21 | 0 | 0 | 21 | 0 | 0 | 0 | 0 | 21 | 0 | 0 | 21 | 0 | 0 | 0 | 0
[71 empty] | 22 | 0 | 0 | 22 | 0 | 0 | 0 | 0 | 22 | 0 | 0 | 22 | 0 | 0 | 0 | 0 | 22 | 0 | 0 | 22 | 0 | 0 | 0 | 0 | 22 | 0 | 0 | 22 | 0 | 0 | 0 | 0 | 22 | 0 | 0 | 22 | 0 | 0 | 0 | 0 | 22 | 0 | 0 | 22 | 0 | 0 | 0 | 0
[71 empty] | 23 | 0 | 0 | 23 | 0 | 0 | 0 | 0 | 23 | 0 | 0 | 23 | 0 | 0 | 0 | 0 | 23 | 0 | 0 | 23 | 0 | 0 | 0 | 0 | 23 | 0 | 0 | 23 | 0 | 0 | 0 | 0 | 23 | 0 | 0 | 23 | 0 | 0 | 0 | 0 | 23 | 0 | 0 | 23 | 0 | 0 | 0 | 0
[71 empty] | 24 | 0 | 0 | 24 | 0 | 0 | 0 | 0 | 24 | 0 | 0 | 24 | 0 | 0 | 0 | 0 | 24 | 0 | 0 | 24 | 0 | 0 | 0 | 0 | 24 | 0 | 0 | 24 | 0 | 0 | 0 | 0 | 24 | 0 | 0 | 24 | 0 | 0 | 0 | 0 | 24 | 0 | 0 | 24 | 0 | 0 | 0 | 0
[71 empty] | 25 | 0 | 0 | 25 | 0 | 0 | 0 | 0 | 25 | 0 | 0 | 25 | 0 | 0 | 0 | 0 | 25 | 0 | 0 | 25 | 0 | 0 | 0 | 0 | 25 | 0 | 0 | 25 | 0 | 0 | 0 | 0 | 25 | 0 | 0 | 25 | 0 | 0 | 0 | 0 | 25 | 0 | 0 | 25 | 0 | 0 | 0 | 0
[71 empty] | 26 | 0 | 0 | 26 | 0 | 0 | 0 | 0 | 26 | 0 | 0 | 26 | 0 | 0 | 0 | 0 | 26 | 0 | 0 | 26 | 0 | 0 | 0 | 0 | 26 | 0 | 0 | 26 | 0 | 0 | 0 | 0 | 26 | 0 | 0 | 26 | 0 | 0 | 0 | 0 | 26 | 0 | 0 | 26 | 0 | 0 | 0 | 0
[71 empty] | 27 | 0 | 0 | 27 | 0 | 0 | 0 | 0 | 27 | 0 | 0 | 27 | 0 | 0 | 0 | 0 | 27 | 0 | 0 | 27 | 0 | 0 | 0 | 0 | 27 | 0 | 0 | 27 | 0 | 0 | 0 | 0 | 27 | 0 | 0 | 27 | 0 | 0 | 0 | 0 | 27 | 0 | 0 | 27 | 0 | 0 | 0 | 0
[71 empty] | 28 | 0 | 0 | 28 | 0 | 0 | 0 | 0 | 28 | 0 | 0 | 28 | 0 | 0 | 0 | 0 | 28 | 0 | 0 | 28 | 0 | 0 | 0 | 0 | 28 | 0 | 0 | 28 | 0 | 0 | 0 | 0 | 28 | 0 | 0 | 28 | 0 | 0 | 0 | 0 | 28 | 0 | 0 | 28 | 0 | 0 | 0 | 0
[71 empty] | 29 | 0 | 0 | 29 | 0 | 0 | 0 | 0 | 29 | 0 | 0 | 29 | 0 | 0 | 0 | 0 | 29 | 0 | 0 | 29 | 0 | 0 | 0 | 0 | 29 | 0 | 0 | 29 | 0 | 0 | 0 | 0 | 29 | 0 | 0 | 29 | 0 | 0 | 0 | 0 | 29 | 0 | 0 | 29 | 0 | 0 | 0 | 0
[71 empty] | 30 | 0 | 0 | 30 | 0 | 0 | -190.6603 | 0 | 30 | 0 | 0 | 30 | 15806.7658 | 15806.7658 | -13301.1271 | 15806.7658 | 30 | 0 | 0 | 30 | 0 | 0 | -681.7307 | 0 | 30 | 0 | 0 | 30 | 4917.1276 | 4917.1276 | -2908.2989 | 4917.1276 | 30 | 0 | 0 | 30 | 0 | 0 | -568.8131 | 0 | 30 | 0 | 0 | 30 | 0 | 0 | -946.0883 | 0
[71 empty] | 31 | 0 | 0 | 31 | 0 | 0 |  | 0 | 31 | 0 | 0 | 31 | 0 | 0 |  | 0 | 31 | 0 | 0 | 31 | 0 | 0 |  | 0 | 31 | 0 | 0 | 31 | 0 | 0 |  | 0 | 31 | 0 | 0 | 31 | 0 | 0 |  | 0 | 31 | 0 | 0 | 31 | 0 | 0 |  | 0
[71 empty] | 32 | 0 | 0 | 32 | 0 | 0 |  | 0 | 32 | 0 | 0 | 32 | 0 | 0 |  | 0 | 32 | 0 | 0 | 32 | 0 | 0 |  | 0 | 32 | 0 | 0 | 32 | 0 | 0 |  | 0 | 32 | 0 | 0 | 32 | 0 | 0 |  | 0 | 32 | 0 | 0 | 32 | 0 | 0 |  | 0
[71 empty] | 33 | 0 | 0 | 33 | 0 | 0 |  | 0 | 33 | 0 | 0 | 33 | 0 | 0 |  | 0 | 33 | 0 | 0 | 33 | 0 | 0 |  | 0 | 33 | 0 | 0 | 33 | 0 | 0 |  | 0 | 33 | 0 | 0 | 33 | 0 | 0 |  | 0 | 33 | 0 | 0 | 33 | 0 | 0 |  | 0
[71 empty] | 34 | 0 | 0 | 34 | 0 | 0 |  | 0 | 34 | 0 | 0 | 34 | 0 | 0 |  | 0 | 34 | 0 | 0 | 34 | 0 | 0 |  | 0 | 34 | 0 | 0 | 34 | 0 | 0 |  | 0 | 34 | 0 | 0 | 34 | 0 | 0 |  | 0 | 34 | 0 | 0 | 34 | 0 | 0 |  | 0
[71 empty] | 35 | 0 | 0 | 35 | 0 | 0 |  | 0 | 35 | 0 | 0 | 35 | 0 | 0 |  | 0 | 35 | 0 | 0 | 35 | 0 | 0 |  | 0 | 35 | 0 | 0 | 35 | 0 | 0 |  | 0 | 35 | 0 | 0 | 35 | 0 | 0 |  | 0 | 35 | 0 | 0 | 35 | 0 | 0 |  | 0
[71 empty] | 36 | 0 | 0 | 36 | 0 | 0 |  | 0 | 36 | 0 | 0 | 36 | 0 | 0 |  | 0 | 36 | 0 | 0 | 36 | 0 | 0 |  | 0 | 36 | 0 | 0 | 36 | 0 | 0 |  | 0 | 36 | 0 | 0 | 36 | 0 | 0 |  | 0 | 36 | 0 | 0 | 36 | 0 | 0 |  | 0
[71 empty] | 37 | 0 | 0 | 37 | 0 | 0 |  | 0 | 37 | 0 | 0 | 37 | 0 | 0 |  | 0 | 37 | 0 | 0 | 37 | 0 | 0 |  | 0 | 37 | 0 | 0 | 37 | 0 | 0 |  | 0 | 37 | 0 | 0 | 37 | 0 | 0 |  | 0 | 37 | 0 | 0 | 37 | 0 | 0 |  | 0
[71 empty] | 38 | 0 | 0 | 38 | 0 | 0 |  | 0 | 38 | 0 | 0 | 38 | 0 | 0 |  | 0 | 38 | 0 | 0 | 38 | 0 | 0 |  | 0 | 38 | 0 | 0 | 38 | 0 | 0 |  | 0 | 38 | 0 | 0 | 38 | 0 | 0 |  | 0 | 38 | 0 | 0 | 38 | 0 | 0 |  | 0
[71 empty] | 39 | 0 | 0 | 39 | 0 | 0 |  | 0 | 39 | 0 | 0 | 39 | 0 | 0 |  | 0 | 39 | 0 | 0 | 39 | 0 | 0 |  | 0 | 39 | 0 | 0 | 39 | 0 | 0 |  | 0 | 39 | 0 | 0 | 39 | 0 | 0 |  | 0 | 39 | 0 | 0 | 39 | 0 | 0 |  | 0
[71 empty] | 40 | 52391.2312 | 0 | 40 | 53153.8725 | 0 |  | 0 | 40 | 3981694.426 | 0 | 40 | 4034898.9344 | 0 |  | -10537.8439 | 40 | 87757.0649 | 0 | 40 | 90483.9878 | 0 |  | 0 | 40 | 755457.7108 | 0 | 40 | 767090.9062 | 0 |  | -3278.0851 | 40 | 158013.0546 | 0 | 40 | 160288.3069 | 0 |  | 0 | 40 | 254981.0028 | 0 | 40 | 258765.356 | 0 |  | 0
[71 empty] | Residual Year 30 |  | -13097.8078 | Residual Year 30 |  | -13288.4681 |  | -190.6603 | Residual Year 30 |  | -995423.6065 | Residual Year 30 |  | -1008724.7336 |  | -13301.1271 | Residual Year 30 |  | -21939.2662 | Residual Year 30 |  | -22620.9969 |  | -681.7307 | Residual Year 30 |  | -188864.4277 | Residual Year 30 |  | -191772.7266 |  | -2908.2989 | Residual Year 30 |  | -39503.2636 | Residual Year 30 |  | -40072.0767 |  | -568.8131 | Residual Year 30 |  | -63745.2507 | Residual Year 30 |  | -64691.339 |  | -946.0883
[71 empty] | Residual Year 40 |  | 0 | Residual Year 40 |  | 0 |  | 0 | Residual Year 40 |  | 0 | Residual Year 40 |  | -10537.8439 |  | -10537.8439 | Residual Year 40 |  | 0 | Residual Year 40 |  | 0 |  | 0 | Residual Year 40 |  | 0 | Residual Year 40 |  | -3278.0851 |  | -3278.0851 | Residual Year 40 |  | 0 | Residual Year 40 |  | 0 |  | 0 | Residual Year 40 |  | 0 | Residual Year 40 |  | 0 |  | 0
[71 empty] | Small Office | [7 empty] | Large Office | [7 empty] | Standalone Retail | [7 empty] | Primary School | [7 empty] | Small Hotel | [7 empty] | Mid-rise Apartment
[71 empty] | CZ_4 | 4A | [6 empty] | CZ_4 | 4A | [6 empty] | CZ_4 | 4A | [6 empty] | CZ_4 | 4A | [6 empty] | CZ_4 | 4A | [6 empty] | CZ_4 | 4A
[71 empty] | Category | All Costs, First Replacement Only | With Repeated Replacements | Category | Replacement First Year | With Repeated Replacements | 30 Year | 40 Year | Category | All Costs, First Replacement Only | With Repeated Replacements | Category | Replacement First Year | With Repeated Replacements | 30 Year | 40 Year | Category | All Costs, First Replacement Only | With Repeated Replacements | Category | Replacement First Year | With Repeated Replacements | 30 Year | 40 Year | Category | All Costs, First Replacement Only | With Repeated Replacements | Category | Replacement First Year | With Repeated Replacements | 30 Year | 40 Year | Category | All Costs, First Replacement Only | With Repeated Replacements | Category | Replacement First Year | With Repeated Replacements | 30 Year | 40 Year | Category | All Costs, First Replacement Only | With Repeated Replacements | Category | Replacement First Year | With Repeated Replacements | 30 Year | 40 Year
[71 empty] | New Construction | 35492.9981 | 35492.9981 | New Construction | 36384.8548 | 36384.8548 | 891.8567 | 891.8567 | New Construction | 2685448.0811 | 2685448.0811 | New Construction | 2754343.6147 | 2754343.6147 | 68895.5336 | 68895.5336 | New Construction | 63190.1708 | 63190.1708 | New Construction | 65306.9509 | 65306.9509 | 2116.7801 | 2116.7801 | New Construction | 550918.4181 | 550918.4181 | New Construction | 561816.9923 | 561816.9923 | 10898.5741 | 10898.5741 | New Construction | 109586.7477 | 109586.7477 | New Construction | 112328.1013 | 112328.1013 | 2741.3536 | 2741.3536 | New Construction | 188698.8733 | 188698.8733 | New Construction | 192313.166 | 192313.166 | 3614.2927 | 3614.2927
[71 empty] | Maintenance | 0 | 0 | Maintenance | 0 | 0 | 0 | 0 | Maintenance | 0 | 0 | Maintenance | 0 | 0 | 0 | 0 | Maintenance | 0 | 0 | Maintenance | 0 | 0 | 0 | 0 | Maintenance | 0 | 0 | Maintenance | 0 | 0 | 0 | 0 | Maintenance | 0 | 0 | Maintenance | 0 | 0 | 0 | 0 | Maintenance | 0 | 0 | Maintenance | 0 | 0 | 0 | 0
[71 empty] | Replacement - Year |  |  | Replacement - Year |  |  | 0 | 0 | Replacement - Year |  |  | Replacement - Year |  |  |  |  | Replacement - Year |  |  | Replacement - Year |  |  |  |  | Replacement - Year |  |  | Replacement - Year |  |  |  |  | Replacement - Year |  |  | Replacement - Year |  |  |  |  | Replacement - Year |  |  | Replacement - Year
[71 empty] | 1 | 0 | 0 | 1 | 0 | 0 | 0 | 0 | 1 | 0 | 0 | 1 | 0 | 0 | 0 | 0 | 1 | 0 | 0 | 1 | 0 | 0 | 0 | 0 | 1 | 0 | 0 | 1 | 0 | 0 | 0 | 0 | 1 | 0 | 0 | 1 | 0 | 0 | 0 | 0 | 1 | 0 | 0 | 1 | 0 | 0 | 0 | 0
[71 empty] | 2 | 0 | 0 | 2 | 0 | 0 | 0 | 0 | 2 | 0 | 0 | 2 | 0 | 0 | 0 | 0 | 2 | 0 | 0 | 2 | 0 | 0 | 0 | 0 | 2 | 0 | 0 | 2 | 0 | 0 | 0 | 0 | 2 | 0 | 0 | 2 | 0 | 0 | 0 | 0 | 2 | 0 | 0 | 2 | 0 | 0 | 0 | 0
[71 empty] | 3 | 0 | 0 | 3 | 0 | 0 | 0 | 0 | 3 | 0 | 0 | 3 | 0 | 0 | 0 | 0 | 3 | 0 | 0 | 3 | 0 | 0 | 0 | 0 | 3 | 0 | 0 | 3 | 0 | 0 | 0 | 0 | 3 | 0 | 0 | 3 | 0 | 0 | 0 | 0 | 3 | 0 | 0 | 3 | 0 | 0 | 0 | 0
[71 empty] | 4 | 0 | 0 | 4 | 0 | 0 | 0 | 0 | 4 | 0 | 0 | 4 | 0 | 0 | 0 | 0 | 4 | 0 | 0 | 4 | 0 | 0 | 0 | 0 | 4 | 0 | 0 | 4 | 0 | 0 | 0 | 0 | 4 | 0 | 0 | 4 | 0 | 0 | 0 | 0 | 4 | 0 | 0 | 4 | 0 | 0 | 0 | 0
[71 empty] | 5 | 0 | 0 | 5 | 0 | 0 | 0 | 0 | 5 | 0 | 0 | 5 | 0 | 0 | 0 | 0 | 5 | 0 | 0 | 5 | 0 | 0 | 0 | 0 | 5 | 0 | 0 | 5 | 0 | 0 | 0 | 0 | 5 | 0 | 0 | 5 | 0 | 0 | 0 | 0 | 5 | 0 | 0 | 5 | 0 | 0 | 0 | 0
[71 empty] | 6 | 0 | 0 | 6 | 0 | 0 | 0 | 0 | 6 | 0 | 0 | 6 | 0 | 0 | 0 | 0 | 6 | 0 | 0 | 6 | 0 | 0 | 0 | 0 | 6 | 0 | 0 | 6 | 0 | 0 | 0 | 0 | 6 | 0 | 0 | 6 | 0 | 0 | 0 | 0 | 6 | 0 | 0 | 6 | 0 | 0 | 0 | 0
[71 empty] | 7 | 0 | 0 | 7 | 0 | 0 | 0 | 0 | 7 | 0 | 0 | 7 | 0 | 0 | 0 | 0 | 7 | 0 | 0 | 7 | 0 | 0 | 0 | 0 | 7 | 0 | 0 | 7 | 0 | 0 | 0 | 0 | 7 | 0 | 0 | 7 | 0 | 0 | 0 | 0 | 7 | 0 | 0 | 7 | 0 | 0 | 0 | 0
[71 empty] | 8 | 0 | 0 | 8 | 0 | 0 | 0 | 0 | 8 | 0 | 0 | 8 | 0 | 0 | 0 | 0 | 8 | 0 | 0 | 8 | 0 | 0 | 0 | 0 | 8 | 0 | 0 | 8 | 0 | 0 | 0 | 0 | 8 | 0 | 0 | 8 | 0 | 0 | 0 | 0 | 8 | 0 | 0 | 8 | 0 | 0 | 0 | 0
[71 empty] | 9 | 0 | 0 | 9 | 0 | 0 | 0 | 0 | 9 | 0 | 0 | 9 | 0 | 0 | 0 | 0 | 9 | 0 | 0 | 9 | 0 | 0 | 0 | 0 | 9 | 0 | 0 | 9 | 0 | 0 | 0 | 0 | 9 | 0 | 0 | 9 | 0 | 0 | 0 | 0 | 9 | 0 | 0 | 9 | 0 | 0 | 0 | 0
[71 empty] | 10 | 0 | 0 | 10 | 0 | 0 | 0 | 0 | 10 | 0 | 0 | 10 | 0 | 0 | 0 | 0 | 10 | 0 | 0 | 10 | 0 | 0 | 0 | 0 | 10 | 0 | 0 | 10 | 0 | 0 | 0 | 0 | 10 | 0 | 0 | 10 | 0 | 0 | 0 | 0 | 10 | 0 | 0 | 10 | 0 | 0 | 0 | 0
[71 empty] | 11 | 0 | 0 | 11 | 0 | 0 | 0 | 0 | 11 | 0 | 0 | 11 | 0 | 0 | 0 | 0 | 11 | 0 | 0 | 11 | 0 | 0 | 0 | 0 | 11 | 0 | 0 | 11 | 0 | 0 | 0 | 0 | 11 | 0 | 0 | 11 | 0 | 0 | 0 | 0 | 11 | 0 | 0 | 11 | 0 | 0 | 0 | 0
[71 empty] | 12 | 0 | 0 | 12 | 0 | 0 | 0 | 0 | 12 | 0 | 0 | 12 | 0 | 0 | 0 | 0 | 12 | 0 | 0 | 12 | 0 | 0 | 0 | 0 | 12 | 0 | 0 | 12 | 0 | 0 | 0 | 0 | 12 | 0 | 0 | 12 | 0 | 0 | 0 | 0 | 12 | 0 | 0 | 12 | 0 | 0 | 0 | 0
[71 empty] | 13 | 0 | 0 | 13 | 0 | 0 | 0 | 0 | 13 | 0 | 0 | 13 | 0 | 0 | 0 | 0 | 13 | 0 | 0 | 13 | 0 | 0 | 0 | 0 | 13 | 0 | 0 | 13 | 0 | 0 | 0 | 0 | 13 | 0 | 0 | 13 | 0 | 0 | 0 | 0 | 13 | 0 | 0 | 13 | 0 | 0 | 0 | 0
[71 empty] | 14 | 0 | 0 | 14 | 0 | 0 | 0 | 0 | 14 | 0 | 0 | 14 | 0 | 0 | 0 | 0 | 14 | 0 | 0 | 14 | 0 | 0 | 0 | 0 | 14 | 0 | 0 | 14 | 0 | 0 | 0 | 0 | 14 | 0 | 0 | 14 | 0 | 0 | 0 | 0 | 14 | 0 | 0 | 14 | 0 | 0 | 0 | 0
[71 empty] | 15 | 0 | 0 | 15 | 0 | 0 | 0 | 0 | 15 | 0 | 0 | 15 | 0 | 0 | 0 | 0 | 15 | 0 | 0 | 15 | 0 | 0 | 0 | 0 | 15 | 0 | 0 | 15 | 0 | 0 | 0 | 0 | 15 | 0 | 0 | 15 | 0 | 0 | 0 | 0 | 15 | 0 | 0 | 15 | 0 | 0 | 0 | 0
[71 empty] | 16 | 0 | 0 | 16 | 0 | 0 | 0 | 0 | 16 | 0 | 0 | 16 | 0 | 0 | 0 | 0 | 16 | 0 | 0 | 16 | 0 | 0 | 0 | 0 | 16 | 0 | 0 | 16 | 0 | 0 | 0 | 0 | 16 | 0 | 0 | 16 | 0 | 0 | 0 | 0 | 16 | 0 | 0 | 16 | 0 | 0 | 0 | 0
[71 empty] | 17 | 0 | 0 | 17 | 0 | 0 | 0 | 0 | 17 | 0 | 0 | 17 | 0 | 0 | 0 | 0 | 17 | 0 | 0 | 17 | 0 | 0 | 0 | 0 | 17 | 0 | 0 | 17 | 0 | 0 | 0 | 0 | 17 | 0 | 0 | 17 | 0 | 0 | 0 | 0 | 17 | 0 | 0 | 17 | 0 | 0 | 0 | 0
[71 empty] | 18 | 0 | 0 | 18 | 0 | 0 | 0 | 0 | 18 | 0 | 0 | 18 | 0 | 0 | 0 | 0 | 18 | 0 | 0 | 18 | 0 | 0 | 0 | 0 | 18 | 0 | 0 | 18 | 0 | 0 | 0 | 0 | 18 | 0 | 0 | 18 | 0 | 0 | 0 | 0 | 18 | 0 | 0 | 18 | 0 | 0 | 0 | 0
[71 empty] | 19 | 0 | 0 | 19 | 0 | 0 | 0 | 0 | 19 | 0 | 0 | 19 | 0 | 0 | 0 | 0 | 19 | 0 | 0 | 19 | 0 | 0 | 0 | 0 | 19 | 0 | 0 | 19 | 0 | 0 | 0 | 0 | 19 | 0 | 0 | 19 | 0 | 0 | 0 | 0 | 19 | 0 | 0 | 19 | 0 | 0 | 0 | 0
[71 empty] | 20 | 0 | 0 | 20 | 0 | 0 | 0 | 0 | 20 | 0 | 0 | 20 | 0 | 0 | 0 | 0 | 20 | 0 | 0 | 20 | 0 | 0 | 0 | 0 | 20 | 0 | 0 | 20 | 0 | 0 | 0 | 0 | 20 | 0 | 0 | 20 | 0 | 0 | 0 | 0 | 20 | 0 | 0 | 20 | 0 | 0 | 0 | 0
[71 empty] | 21 | 0 | 0 | 21 | 0 | 0 | 0 | 0 | 21 | 0 | 0 | 21 | 0 | 0 | 0 | 0 | 21 | 0 | 0 | 21 | 0 | 0 | 0 | 0 | 21 | 0 | 0 | 21 | 0 | 0 | 0 | 0 | 21 | 0 | 0 | 21 | 0 | 0 | 0 | 0 | 21 | 0 | 0 | 21 | 0 | 0 | 0 | 0
[71 empty] | 22 | 0 | 0 | 22 | 0 | 0 | 0 | 0 | 22 | 0 | 0 | 22 | 0 | 0 | 0 | 0 | 22 | 0 | 0 | 22 | 0 | 0 | 0 | 0 | 22 | 0 | 0 | 22 | 0 | 0 | 0 | 0 | 22 | 0 | 0 | 22 | 0 | 0 | 0 | 0 | 22 | 0 | 0 | 22 | 0 | 0 | 0 | 0
[71 empty] | 23 | 0 | 0 | 23 | 0 | 0 | 0 | 0 | 23 | 0 | 0 | 23 | 0 | 0 | 0 | 0 | 23 | 0 | 0 | 23 | 0 | 0 | 0 | 0 | 23 | 0 | 0 | 23 | 0 | 0 | 0 | 0 | 23 | 0 | 0 | 23 | 0 | 0 | 0 | 0 | 23 | 0 | 0 | 23 | 0 | 0 | 0 | 0
[71 empty] | 24 | 0 | 0 | 24 | 0 | 0 | 0 | 0 | 24 | 0 | 0 | 24 | 0 | 0 | 0 | 0 | 24 | 0 | 0 | 24 | 0 | 0 | 0 | 0 | 24 | 0 | 0 | 24 | 0 | 0 | 0 | 0 | 24 | 0 | 0 | 24 | 0 | 0 | 0 | 0 | 24 | 0 | 0 | 24 | 0 | 0 | 0 | 0
[71 empty] | 25 | 0 | 0 | 25 | 0 | 0 | 0 | 0 | 25 | 0 | 0 | 25 | 0 | 0 | 0 | 0 | 25 | 0 | 0 | 25 | 0 | 0 | 0 | 0 | 25 | 0 | 0 | 25 | 0 | 0 | 0 | 0 | 25 | 0 | 0 | 25 | 0 | 0 | 0 | 0 | 25 | 0 | 0 | 25 | 0 | 0 | 0 | 0
[71 empty] | 26 | 0 | 0 | 26 | 0 | 0 | 0 | 0 | 26 | 0 | 0 | 26 | 0 | 0 | 0 | 0 | 26 | 0 | 0 | 26 | 0 | 0 | 0 | 0 | 26 | 0 | 0 | 26 | 0 | 0 | 0 | 0 | 26 | 0 | 0 | 26 | 0 | 0 | 0 | 0 | 26 | 0 | 0 | 26 | 0 | 0 | 0 | 0
[71 empty] | 27 | 0 | 0 | 27 | 0 | 0 | 0 | 0 | 27 | 0 | 0 | 27 | 0 | 0 | 0 | 0 | 27 | 0 | 0 | 27 | 0 | 0 | 0 | 0 | 27 | 0 | 0 | 27 | 0 | 0 | 0 | 0 | 27 | 0 | 0 | 27 | 0 | 0 | 0 | 0 | 27 | 0 | 0 | 27 | 0 | 0 | 0 | 0
[71 empty] | 28 | 0 | 0 | 28 | 0 | 0 | 0 | 0 | 28 | 0 | 0 | 28 | 0 | 0 | 0 | 0 | 28 | 0 | 0 | 28 | 0 | 0 | 0 | 0 | 28 | 0 | 0 | 28 | 0 | 0 | 0 | 0 | 28 | 0 | 0 | 28 | 0 | 0 | 0 | 0 | 28 | 0 | 0 | 28 | 0 | 0 | 0 | 0
[71 empty] | 29 | 0 | 0 | 29 | 0 | 0 | 0 | 0 | 29 | 0 | 0 | 29 | 0 | 0 | 0 | 0 | 29 | 0 | 0 | 29 | 0 | 0 | 0 | 0 | 29 | 0 | 0 | 29 | 0 | 0 | 0 | 0 | 29 | 0 | 0 | 29 | 0 | 0 | 0 | 0 | 29 | 0 | 0 | 29 | 0 | 0 | 0 | 0
[71 empty] | 30 | 0 | 0 | 30 | 0 | 0 | -394.526 | 0 | 30 | 0 | 0 | 30 | 15806.7658 | 15806.7658 | -30016.0388 | 15806.7658 | 30 | 0 | 0 | 30 | 0 | 0 | -902.4974 | 0 | 30 | 0 | 0 | 30 | 4917.1276 | 4917.1276 | -5186.4263 | 4917.1276 | 30 | 0 | 0 | 30 | 0 | 0 | -1206.3873 | 0 | 30 | 0 | 0 | 30 | 0 | 0 | -1760.6645 | 0
[71 empty] | 31 | 0 | 0 | 31 | 0 | 0 |  | 0 | 31 | 0 | 0 | 31 | 0 | 0 |  | 0 | 31 | 0 | 0 | 31 | 0 | 0 |  | 0 | 31 | 0 | 0 | 31 | 0 | 0 |  | 0 | 31 | 0 | 0 | 31 | 0 | 0 |  | 0 | 31 | 0 | 0 | 31 | 0 | 0 |  | 0
[71 empty] | 32 | 0 | 0 | 32 | 0 | 0 |  | 0 | 32 | 0 | 0 | 32 | 0 | 0 |  | 0 | 32 | 0 | 0 | 32 | 0 | 0 |  | 0 | 32 | 0 | 0 | 32 | 0 | 0 |  | 0 | 32 | 0 | 0 | 32 | 0 | 0 |  | 0 | 32 | 0 | 0 | 32 | 0 | 0 |  | 0
[71 empty] | 33 | 0 | 0 | 33 | 0 | 0 |  | 0 | 33 | 0 | 0 | 33 | 0 | 0 |  | 0 | 33 | 0 | 0 | 33 | 0 | 0 |  | 0 | 33 | 0 | 0 | 33 | 0 | 0 |  | 0 | 33 | 0 | 0 | 33 | 0 | 0 |  | 0 | 33 | 0 | 0 | 33 | 0 | 0 |  | 0
[71 empty] | 34 | 0 | 0 | 34 | 0 | 0 |  | 0 | 34 | 0 | 0 | 34 | 0 | 0 |  | 0 | 34 | 0 | 0 | 34 | 0 | 0 |  | 0 | 34 | 0 | 0 | 34 | 0 | 0 |  | 0 | 34 | 0 | 0 | 34 | 0 | 0 |  | 0 | 34 | 0 | 0 | 34 | 0 | 0 |  | 0
[71 empty] | 35 | 0 | 0 | 35 | 0 | 0 |  | 0 | 35 | 0 | 0 | 35 | 0 | 0 |  | 0 | 35 | 0 | 0 | 35 | 0 | 0 |  | 0 | 35 | 0 | 0 | 35 | 0 | 0 |  | 0 | 35 | 0 | 0 | 35 | 0 | 0 |  | 0 | 35 | 0 | 0 | 35 | 0 | 0 |  | 0
[71 empty] | 36 | 0 | 0 | 36 | 0 | 0 |  | 0 | 36 | 0 | 0 | 36 | 0 | 0 |  | 0 | 36 | 0 | 0 | 36 | 0 | 0 |  | 0 | 36 | 0 | 0 | 36 | 0 | 0 |  | 0 | 36 | 0 | 0 | 36 | 0 | 0 |  | 0 | 36 | 0 | 0 | 36 | 0 | 0 |  | 0
[71 empty] | 37 | 0 | 0 | 37 | 0 | 0 |  | 0 | 37 | 0 | 0 | 37 | 0 | 0 |  | 0 | 37 | 0 | 0 | 37 | 0 | 0 |  | 0 | 37 | 0 | 0 | 37 | 0 | 0 |  | 0 | 37 | 0 | 0 | 37 | 0 | 0 |  | 0 | 37 | 0 | 0 | 37 | 0 | 0 |  | 0
[71 empty] | 38 | 0 | 0 | 38 | 0 | 0 |  | 0 | 38 | 0 | 0 | 38 | 0 | 0 |  | 0 | 38 | 0 | 0 | 38 | 0 | 0 |  | 0 | 38 | 0 | 0 | 38 | 0 | 0 |  | 0 | 38 | 0 | 0 | 38 | 0 | 0 |  | 0 | 38 | 0 | 0 | 38 | 0 | 0 |  | 0
[71 empty] | 39 | 0 | 0 | 39 | 0 | 0 |  | 0 | 39 | 0 | 0 | 39 | 0 | 0 |  | 0 | 39 | 0 | 0 | 39 | 0 | 0 |  | 0 | 39 | 0 | 0 | 39 | 0 | 0 |  | 0 | 39 | 0 | 0 | 39 | 0 | 0 |  | 0 | 39 | 0 | 0 | 39 | 0 | 0 |  | 0
[71 empty] | 40 | 51032.0022 | 0 | 40 | 52610.1063 | 0 |  | 0 | 40 | 3872596.3214 | 0 | 40 | 3992660.4766 | 0 |  | -10537.8439 | 40 | 86100.5387 | 0 | 40 | 89710.5284 | 0 |  | 0 | 40 | 738212.2477 | 0 | 40 | 758957.9529 | 0 |  | -3278.0851 | 40 | 153753.5968 | 0 | 40 | 158579.1462 | 0 |  | 0 | 40 | 248838.2149 | 0 | 40 | 255880.8728 | 0 |  | 0
[71 empty] | Residual Year 30 |  | -12758.0005 | Residual Year 30 |  | -13152.5266 |  | -394.526 | Residual Year 30 |  | -968149.0803 | Residual Year 30 |  | -998165.1191 |  | -30016.0388 | Residual Year 30 |  | -21525.1347 | Residual Year 30 |  | -22427.6321 |  | -902.4974 | Residual Year 30 |  | -184553.0619 | Residual Year 30 |  | -189739.4882 |  | -5186.4263 | Residual Year 30 |  | -38438.3992 | Residual Year 30 |  | -39644.7865 |  | -1206.3873 | Residual Year 30 |  | -62209.5537 | Residual Year 30 |  | -63970.2182 |  | -1760.6645
[71 empty] | Residual Year 40 |  | 0 | Residual Year 40 |  | 0 |  | 0 | Residual Year 40 |  | 0 | Residual Year 40 |  | -10537.8439 |  | -10537.8439 | Residual Year 40 |  | 0 | Residual Year 40 |  | 0 |  | 0 | Residual Year 40 |  | 0 | Residual Year 40 |  | -3278.0851 |  | -3278.0851 | Residual Year 40 |  | 0 | Residual Year 40 |  | 0 |  | 0 | Residual Year 40 |  | 0 | Residual Year 40 |  | 0 |  | 0
[71 empty] | Small Office | [7 empty] | Large Office | [7 empty] | Standalone Retail | [7 empty] | Primary School | [7 empty] | Small Hotel | [7 empty] | Mid-rise Apartment
[71 empty] | CZ_5 | 5A | [6 empty] | CZ_5 | 5A | [6 empty] | CZ_5 | 5A | [6 empty] | CZ_5 | 5A | [6 empty] | CZ_5 | 5A | [6 empty] | CZ_5 | 5A
[71 empty] | Category | All Costs, First Replacement Only | With Repeated Replacements | Category | Replacement First Year | With Repeated Replacements | 30 Year | 40 Year | Category | All Costs, First Replacement Only | With Repeated Replacements | Category | Replacement First Year | With Repeated Replacements | 30 Year | 40 Year | Category | All Costs, First Replacement Only | With Repeated Replacements | Category | Replacement First Year | With Repeated Replacements | 30 Year | 40 Year | Category | All Costs, First Replacement Only | With Repeated Replacements | Category | Replacement First Year | With Repeated Replacements | 30 Year | 40 Year | Category | All Costs, First Replacement Only | With Repeated Replacements | Category | Replacement First Year | With Repeated Replacements | 30 Year | 40 Year | Category | All Costs, First Replacement Only | With Repeated Replacements | Category | Replacement First Year | With Repeated Replacements | 30 Year | 40 Year
[71 empty] | New Construction | 35502.3649 | 35502.3649 | New Construction | 36073.4839 | 36073.4839 | 571.119 | 571.119 | New Construction | 2686175.672 | 2686175.672 | New Construction | 2730157.0689 | 2730157.0689 | 43981.3969 | 43981.3969 | New Construction | 63270.5562 | 63270.5562 | New Construction | 64964.211 | 64964.211 | 1693.6548 | 1693.6548 | New Construction | 552750.1508 | 552750.1508 | New Construction | 557536.2032 | 557536.2032 | 4786.0524 | 4786.0524 | New Construction | 109791.3728 | 109791.3728 | New Construction | 110518.4705 | 110518.4705 | 727.0976 | 727.0976 | New Construction | 189642.8709 | 189642.8709 | New Construction | 189522.977 | 189522.977 | -119.8939 | -119.8939
[71 empty] | Maintenance | 0 | 0 | Maintenance | 0 | 0 | 0 | 0 | Maintenance | 0 | 0 | Maintenance | 0 | 0 | 0 | 0 | Maintenance | 0 | 0 | Maintenance | 0 | 0 | 0 | 0 | Maintenance | 0 | 0 | Maintenance | 0 | 0 | 0 | 0 | Maintenance | 0 | 0 | Maintenance | 0 | 0 | 0 | 0 | Maintenance | 0 | 0 | Maintenance | 0 | 0 | 0 | 0
[71 empty] | Replacement - Year |  |  | Replacement - Year |  |  | 0 | 0 | Replacement - Year |  |  | Replacement - Year |  |  |  |  | Replacement - Year |  |  | Replacement - Year |  |  |  |  | Replacement - Year |  |  | Replacement - Year |  |  |  |  | Replacement - Year |  |  | Replacement - Year |  |  |  |  | Replacement - Year |  |  | Replacement - Year
[71 empty] | 1 | 0 | 0 | 1 | 0 | 0 | 0 | 0 | 1 | 0 | 0 | 1 | 0 | 0 | 0 | 0 | 1 | 0 | 0 | 1 | 0 | 0 | 0 | 0 | 1 | 0 | 0 | 1 | 0 | 0 | 0 | 0 | 1 | 0 | 0 | 1 | 0 | 0 | 0 | 0 | 1 | 0 | 0 | 1 | 0 | 0 | 0 | 0
[71 empty] | 2 | 0 | 0 | 2 | 0 | 0 | 0 | 0 | 2 | 0 | 0 | 2 | 0 | 0 | 0 | 0 | 2 | 0 | 0 | 2 | 0 | 0 | 0 | 0 | 2 | 0 | 0 | 2 | 0 | 0 | 0 | 0 | 2 | 0 | 0 | 2 | 0 | 0 | 0 | 0 | 2 | 0 | 0 | 2 | 0 | 0 | 0 | 0
[71 empty] | 3 | 0 | 0 | 3 | 0 | 0 | 0 | 0 | 3 | 0 | 0 | 3 | 0 | 0 | 0 | 0 | 3 | 0 | 0 | 3 | 0 | 0 | 0 | 0 | 3 | 0 | 0 | 3 | 0 | 0 | 0 | 0 | 3 | 0 | 0 | 3 | 0 | 0 | 0 | 0 | 3 | 0 | 0 | 3 | 0 | 0 | 0 | 0
[71 empty] | 4 | 0 | 0 | 4 | 0 | 0 | 0 | 0 | 4 | 0 | 0 | 4 | 0 | 0 | 0 | 0 | 4 | 0 | 0 | 4 | 0 | 0 | 0 | 0 | 4 | 0 | 0 | 4 | 0 | 0 | 0 | 0 | 4 | 0 | 0 | 4 | 0 | 0 | 0 | 0 | 4 | 0 | 0 | 4 | 0 | 0 | 0 | 0
[71 empty] | 5 | 0 | 0 | 5 | 0 | 0 | 0 | 0 | 5 | 0 | 0 | 5 | 0 | 0 | 0 | 0 | 5 | 0 | 0 | 5 | 0 | 0 | 0 | 0 | 5 | 0 | 0 | 5 | 0 | 0 | 0 | 0 | 5 | 0 | 0 | 5 | 0 | 0 | 0 | 0 | 5 | 0 | 0 | 5 | 0 | 0 | 0 | 0
[71 empty] | 6 | 0 | 0 | 6 | 0 | 0 | 0 | 0 | 6 | 0 | 0 | 6 | 0 | 0 | 0 | 0 | 6 | 0 | 0 | 6 | 0 | 0 | 0 | 0 | 6 | 0 | 0 | 6 | 0 | 0 | 0 | 0 | 6 | 0 | 0 | 6 | 0 | 0 | 0 | 0 | 6 | 0 | 0 | 6 | 0 | 0 | 0 | 0
[71 empty] | 7 | 0 | 0 | 7 | 0 | 0 | 0 | 0 | 7 | 0 | 0 | 7 | 0 | 0 | 0 | 0 | 7 | 0 | 0 | 7 | 0 | 0 | 0 | 0 | 7 | 0 | 0 | 7 | 0 | 0 | 0 | 0 | 7 | 0 | 0 | 7 | 0 | 0 | 0 | 0 | 7 | 0 | 0 | 7 | 0 | 0 | 0 | 0
[71 empty] | 8 | 0 | 0 | 8 | 0 | 0 | 0 | 0 | 8 | 0 | 0 | 8 | 0 | 0 | 0 | 0 | 8 | 0 | 0 | 8 | 0 | 0 | 0 | 0 | 8 | 0 | 0 | 8 | 0 | 0 | 0 | 0 | 8 | 0 | 0 | 8 | 0 | 0 | 0 | 0 | 8 | 0 | 0 | 8 | 0 | 0 | 0 | 0
[71 empty] | 9 | 0 | 0 | 9 | 0 | 0 | 0 | 0 | 9 | 0 | 0 | 9 | 0 | 0 | 0 | 0 | 9 | 0 | 0 | 9 | 0 | 0 | 0 | 0 | 9 | 0 | 0 | 9 | 0 | 0 | 0 | 0 | 9 | 0 | 0 | 9 | 0 | 0 | 0 | 0 | 9 | 0 | 0 | 9 | 0 | 0 | 0 | 0
[71 empty] | 10 | 0 | 0 | 10 | 0 | 0 | 0 | 0 | 10 | 0 | 0 | 10 | 0 | 0 | 0 | 0 | 10 | 0 | 0 | 10 | 0 | 0 | 0 | 0 | 10 | 0 | 0 | 10 | 0 | 0 | 0 | 0 | 10 | 0 | 0 | 10 | 0 | 0 | 0 | 0 | 10 | 0 | 0 | 10 | 0 | 0 | 0 | 0
[71 empty] | 11 | 0 | 0 | 11 | 0 | 0 | 0 | 0 | 11 | 0 | 0 | 11 | 0 | 0 | 0 | 0 | 11 | 0 | 0 | 11 | 0 | 0 | 0 | 0 | 11 | 0 | 0 | 11 | 0 | 0 | 0 | 0 | 11 | 0 | 0 | 11 | 0 | 0 | 0 | 0 | 11 | 0 | 0 | 11 | 0 | 0 | 0 | 0
[71 empty] | 12 | 0 | 0 | 12 | 0 | 0 | 0 | 0 | 12 | 0 | 0 | 12 | 0 | 0 | 0 | 0 | 12 | 0 | 0 | 12 | 0 | 0 | 0 | 0 | 12 | 0 | 0 | 12 | 0 | 0 | 0 | 0 | 12 | 0 | 0 | 12 | 0 | 0 | 0 | 0 | 12 | 0 | 0 | 12 | 0 | 0 | 0 | 0
[71 empty] | 13 | 0 | 0 | 13 | 0 | 0 | 0 | 0 | 13 | 0 | 0 | 13 | 0 | 0 | 0 | 0 | 13 | 0 | 0 | 13 | 0 | 0 | 0 | 0 | 13 | 0 | 0 | 13 | 0 | 0 | 0 | 0 | 13 | 0 | 0 | 13 | 0 | 0 | 0 | 0 | 13 | 0 | 0 | 13 | 0 | 0 | 0 | 0
[71 empty] | 14 | 0 | 0 | 14 | 0 | 0 | 0 | 0 | 14 | 0 | 0 | 14 | 0 | 0 | 0 | 0 | 14 | 0 | 0 | 14 | 0 | 0 | 0 | 0 | 14 | 0 | 0 | 14 | 0 | 0 | 0 | 0 | 14 | 0 | 0 | 14 | 0 | 0 | 0 | 0 | 14 | 0 | 0 | 14 | 0 | 0 | 0 | 0
[71 empty] | 15 | 0 | 0 | 15 | 0 | 0 | 0 | 0 | 15 | 0 | 0 | 15 | 0 | 0 | 0 | 0 | 15 | 0 | 0 | 15 | 0 | 0 | 0 | 0 | 15 | 0 | 0 | 15 | 0 | 0 | 0 | 0 | 15 | 0 | 0 | 15 | 0 | 0 | 0 | 0 | 15 | 0 | 0 | 15 | 0 | 0 | 0 | 0
[71 empty] | 16 | 0 | 0 | 16 | 0 | 0 | 0 | 0 | 16 | 0 | 0 | 16 | 0 | 0 | 0 | 0 | 16 | 0 | 0 | 16 | 0 | 0 | 0 | 0 | 16 | 0 | 0 | 16 | 0 | 0 | 0 | 0 | 16 | 0 | 0 | 16 | 0 | 0 | 0 | 0 | 16 | 0 | 0 | 16 | 0 | 0 | 0 | 0
[71 empty] | 17 | 0 | 0 | 17 | 0 | 0 | 0 | 0 | 17 | 0 | 0 | 17 | 0 | 0 | 0 | 0 | 17 | 0 | 0 | 17 | 0 | 0 | 0 | 0 | 17 | 0 | 0 | 17 | 0 | 0 | 0 | 0 | 17 | 0 | 0 | 17 | 0 | 0 | 0 | 0 | 17 | 0 | 0 | 17 | 0 | 0 | 0 | 0
[71 empty] | 18 | 0 | 0 | 18 | 0 | 0 | 0 | 0 | 18 | 0 | 0 | 18 | 0 | 0 | 0 | 0 | 18 | 0 | 0 | 18 | 0 | 0 | 0 | 0 | 18 | 0 | 0 | 18 | 0 | 0 | 0 | 0 | 18 | 0 | 0 | 18 | 0 | 0 | 0 | 0 | 18 | 0 | 0 | 18 | 0 | 0 | 0 | 0
[71 empty] | 19 | 0 | 0 | 19 | 0 | 0 | 0 | 0 | 19 | 0 | 0 | 19 | 0 | 0 | 0 | 0 | 19 | 0 | 0 | 19 | 0 | 0 | 0 | 0 | 19 | 0 | 0 | 19 | 0 | 0 | 0 | 0 | 19 | 0 | 0 | 19 | 0 | 0 | 0 | 0 | 19 | 0 | 0 | 19 | 0 | 0 | 0 | 0
[71 empty] | 20 | 0 | 0 | 20 | 0 | 0 | 0 | 0 | 20 | 0 | 0 | 20 | 0 | 0 | 0 | 0 | 20 | 0 | 0 | 20 | 0 | 0 | 0 | 0 | 20 | 0 | 0 | 20 | 0 | 0 | 0 | 0 | 20 | 0 | 0 | 20 | 0 | 0 | 0 | 0 | 20 | 0 | 0 | 20 | 0 | 0 | 0 | 0
[71 empty] | 21 | 0 | 0 | 21 | 0 | 0 | 0 | 0 | 21 | 0 | 0 | 21 | 0 | 0 | 0 | 0 | 21 | 0 | 0 | 21 | 0 | 0 | 0 | 0 | 21 | 0 | 0 | 21 | 0 | 0 | 0 | 0 | 21 | 0 | 0 | 21 | 0 | 0 | 0 | 0 | 21 | 0 | 0 | 21 | 0 | 0 | 0 | 0
[71 empty] | 22 | 0 | 0 | 22 | 0 | 0 | 0 | 0 | 22 | 0 | 0 | 22 | 0 | 0 | 0 | 0 | 22 | 0 | 0 | 22 | 0 | 0 | 0 | 0 | 22 | 0 | 0 | 22 | 0 | 0 | 0 | 0 | 22 | 0 | 0 | 22 | 0 | 0 | 0 | 0 | 22 | 0 | 0 | 22 | 0 | 0 | 0 | 0
[71 empty] | 23 | 0 | 0 | 23 | 0 | 0 | 0 | 0 | 23 | 0 | 0 | 23 | 0 | 0 | 0 | 0 | 23 | 0 | 0 | 23 | 0 | 0 | 0 | 0 | 23 | 0 | 0 | 23 | 0 | 0 | 0 | 0 | 23 | 0 | 0 | 23 | 0 | 0 | 0 | 0 | 23 | 0 | 0 | 23 | 0 | 0 | 0 | 0
[71 empty] | 24 | 0 | 0 | 24 | 0 | 0 | 0 | 0 | 24 | 0 | 0 | 24 | 0 | 0 | 0 | 0 | 24 | 0 | 0 | 24 | 0 | 0 | 0 | 0 | 24 | 0 | 0 | 24 | 0 | 0 | 0 | 0 | 24 | 0 | 0 | 24 | 0 | 0 | 0 | 0 | 24 | 0 | 0 | 24 | 0 | 0 | 0 | 0
[71 empty] | 25 | 0 | 0 | 25 | 0 | 0 | 0 | 0 | 25 | 0 | 0 | 25 | 0 | 0 | 0 | 0 | 25 | 0 | 0 | 25 | 0 | 0 | 0 | 0 | 25 | 0 | 0 | 25 | 0 | 0 | 0 | 0 | 25 | 0 | 0 | 25 | 0 | 0 | 0 | 0 | 25 | 0 | 0 | 25 | 0 | 0 | 0 | 0
[71 empty] | 26 | 0 | 0 | 26 | 0 | 0 | 0 | 0 | 26 | 0 | 0 | 26 | 0 | 0 | 0 | 0 | 26 | 0 | 0 | 26 | 0 | 0 | 0 | 0 | 26 | 0 | 0 | 26 | 0 | 0 | 0 | 0 | 26 | 0 | 0 | 26 | 0 | 0 | 0 | 0 | 26 | 0 | 0 | 26 | 0 | 0 | 0 | 0
[71 empty] | 27 | 0 | 0 | 27 | 0 | 0 | 0 | 0 | 27 | 0 | 0 | 27 | 0 | 0 | 0 | 0 | 27 | 0 | 0 | 27 | 0 | 0 | 0 | 0 | 27 | 0 | 0 | 27 | 0 | 0 | 0 | 0 | 27 | 0 | 0 | 27 | 0 | 0 | 0 | 0 | 27 | 0 | 0 | 27 | 0 | 0 | 0 | 0
[71 empty] | 28 | 0 | 0 | 28 | 0 | 0 | 0 | 0 | 28 | 0 | 0 | 28 | 0 | 0 | 0 | 0 | 28 | 0 | 0 | 28 | 0 | 0 | 0 | 0 | 28 | 0 | 0 | 28 | 0 | 0 | 0 | 0 | 28 | 0 | 0 | 28 | 0 | 0 | 0 | 0 | 28 | 0 | 0 | 28 | 0 | 0 | 0 | 0
[71 empty] | 29 | 0 | 0 | 29 | 0 | 0 | 0 | 0 | 29 | 0 | 0 | 29 | 0 | 0 | 0 | 0 | 29 | 0 | 0 | 29 | 0 | 0 | 0 | 0 | 29 | 0 | 0 | 29 | 0 | 0 | 0 | 0 | 29 | 0 | 0 | 29 | 0 | 0 | 0 | 0 | 29 | 0 | 0 | 29 | 0 | 0 | 0 | 0
[71 empty] | 30 | 0 | 0 | 30 | 0 | 0 | -313.174 | 0 | 30 | 0 | 0 | 30 | 15806.7658 | 15806.7658 | -23696.8051 | 15806.7658 | 30 | 0 | 0 | 30 | 0 | 0 | -795.4308 | 0 | 30 | 0 | 0 | 30 | 4917.1276 | 4917.1276 | -3642.2429 | 4917.1276 | 30 | 0 | 0 | 30 | 0 | 0 | -696.0372 | 0 | 30 | 0 | 0 | 30 | 0 | 0 | -816.6546 | 0
[71 empty] | 31 | 0 | 0 | 31 | 0 | 0 |  | 0 | 31 | 0 | 0 | 31 | 0 | 0 |  | 0 | 31 | 0 | 0 | 31 | 0 | 0 |  | 0 | 31 | 0 | 0 | 31 | 0 | 0 |  | 0 | 31 | 0 | 0 | 31 | 0 | 0 |  | 0 | 31 | 0 | 0 | 31 | 0 | 0 |  | 0
[71 empty] | 32 | 0 | 0 | 32 | 0 | 0 |  | 0 | 32 | 0 | 0 | 32 | 0 | 0 |  | 0 | 32 | 0 | 0 | 32 | 0 | 0 |  | 0 | 32 | 0 | 0 | 32 | 0 | 0 |  | 0 | 32 | 0 | 0 | 32 | 0 | 0 |  | 0 | 32 | 0 | 0 | 32 | 0 | 0 |  | 0
[71 empty] | 33 | 0 | 0 | 33 | 0 | 0 |  | 0 | 33 | 0 | 0 | 33 | 0 | 0 |  | 0 | 33 | 0 | 0 | 33 | 0 | 0 |  | 0 | 33 | 0 | 0 | 33 | 0 | 0 |  | 0 | 33 | 0 | 0 | 33 | 0 | 0 |  | 0 | 33 | 0 | 0 | 33 | 0 | 0 |  | 0
[71 empty] | 34 | 0 | 0 | 34 | 0 | 0 |  | 0 | 34 | 0 | 0 | 34 | 0 | 0 |  | 0 | 34 | 0 | 0 | 34 | 0 | 0 |  | 0 | 34 | 0 | 0 | 34 | 0 | 0 |  | 0 | 34 | 0 | 0 | 34 | 0 | 0 |  | 0 | 34 | 0 | 0 | 34 | 0 | 0 |  | 0
[71 empty] | 35 | 0 | 0 | 35 | 0 | 0 |  | 0 | 35 | 0 | 0 | 35 | 0 | 0 |  | 0 | 35 | 0 | 0 | 35 | 0 | 0 |  | 0 | 35 | 0 | 0 | 35 | 0 | 0 |  | 0 | 35 | 0 | 0 | 35 | 0 | 0 |  | 0 | 35 | 0 | 0 | 35 | 0 | 0 |  | 0
[71 empty] | 36 | 0 | 0 | 36 | 0 | 0 |  | 0 | 36 | 0 | 0 | 36 | 0 | 0 |  | 0 | 36 | 0 | 0 | 36 | 0 | 0 |  | 0 | 36 | 0 | 0 | 36 | 0 | 0 |  | 0 | 36 | 0 | 0 | 36 | 0 | 0 |  | 0 | 36 | 0 | 0 | 36 | 0 | 0 |  | 0
[71 empty] | 37 | 0 | 0 | 37 | 0 | 0 |  | 0 | 37 | 0 | 0 | 37 | 0 | 0 |  | 0 | 37 | 0 | 0 | 37 | 0 | 0 |  | 0 | 37 | 0 | 0 | 37 | 0 | 0 |  | 0 | 37 | 0 | 0 | 37 | 0 | 0 |  | 0 | 37 | 0 | 0 | 37 | 0 | 0 |  | 0
[71 empty] | 38 | 0 | 0 | 38 | 0 | 0 |  | 0 | 38 | 0 | 0 | 38 | 0 | 0 |  | 0 | 38 | 0 | 0 | 38 | 0 | 0 |  | 0 | 38 | 0 | 0 | 38 | 0 | 0 |  | 0 | 38 | 0 | 0 | 38 | 0 | 0 |  | 0 | 38 | 0 | 0 | 38 | 0 | 0 |  | 0
[71 empty] | 39 | 0 | 0 | 39 | 0 | 0 |  | 0 | 39 | 0 | 0 | 39 | 0 | 0 |  | 0 | 39 | 0 | 0 | 39 | 0 | 0 |  | 0 | 39 | 0 | 0 | 39 | 0 | 0 |  | 0 | 39 | 0 | 0 | 39 | 0 | 0 |  | 0 | 39 | 0 | 0 | 39 | 0 | 0 |  | 0
[71 empty] | 40 | 51041.369 | 0 | 40 | 52294.0649 | 0 |  | 0 | 40 | 3873323.9123 | 0 | 40 | 3968111.1326 | 0 |  | -10537.8439 | 40 | 86180.9241 | 0 | 40 | 89362.6474 | 0 |  | 0 | 40 | 740043.9804 | 0 | 40 | 754612.952 | 0 |  | -3278.0851 | 40 | 153958.222 | 0 | 40 | 156742.3709 | 0 |  | 0 | 40 | 249782.2124 | 0 | 40 | 253048.8309 | 0 |  | 0
[71 empty] | Residual Year 30 |  | -12760.3422 | Residual Year 30 |  | -13073.5162 |  | -313.174 | Residual Year 30 |  | -968330.9781 | Residual Year 30 |  | -992027.7831 |  | -23696.8051 | Residual Year 30 |  | -21545.231 | Residual Year 30 |  | -22340.6619 |  | -795.4308 | Residual Year 30 |  | -185010.9951 | Residual Year 30 |  | -188653.238 |  | -3642.2429 | Residual Year 30 |  | -38489.5555 | Residual Year 30 |  | -39185.5927 |  | -696.0372 | Residual Year 30 |  | -62445.5531 | Residual Year 30 |  | -63262.2077 |  | -816.6546
[71 empty] | Residual Year 40 |  | 0 | Residual Year 40 |  | 0 |  | 0 | Residual Year 40 |  | 0 | Residual Year 40 |  | -10537.8439 |  | -10537.8439 | Residual Year 40 |  | 0 | Residual Year 40 |  | 0 |  | 0 | Residual Year 40 |  | 0 | Residual Year 40 |  | -3278.0851 |  | -3278.0851 | Residual Year 40 |  | 0 | Residual Year 40 |  | 0 |  | 0 | Residual Year 40 |  | 0 | Residual Year 40 |  | 0 |  | 0

## ENV_Comp
1 | 2 | 3 | 4 | 5 | 6 | 7 | 8 | 9 | 10 | 11 | 12 | 13 | 14 | 15 | 16 | 17 | 18 | 19 | 20 | 21 | 22
| 1 | 3 |  | 2 | [5 empty] | Raw Cost |  |  |  | Multipliers |  |  |  | Final Cost |  |  |  |  | 1 | 2 | 3 | 4 | 5 | 6 | 7 | 8 | 9 | 10 | 11
CZ/Prototype/Location/Description | Code | Prototype | CZ | Component | Assembly | U-factor | SHGC | U/SHGC | Assembly Description | Material | Labor | Equipment | Total | Material | Labor | Equipment | Total | Material | Labor | Equipment | Total | ProtoAbv | 1: Envelope Dimensions
1LOAbove Ground Wall - Mass2010 | 2010 | Large Office | 1 | Above Ground Wall | Mass | 0.58 |  | 0.58 |  | 4.4893 | 7.7042 | 0.63208 | 12.8256 | 1.047 | 1.046 | 0 | 1 | 4.7003 | 8.0586 | 0 | 12.8256 | LO |  |  | roof | wall-above grade | Below-grade wall | Floor area | Slab perimeter | window | skylight | 3x7_Door | 8x10_RUdoor
1LOAbove Ground Wall - Mass2010 | 2010 | Large Office | 1 | Above Ground Wall | Mass | 0.58 |  | 0.58 |  | 4.4893 | 7.7042 | 0.63208 | 12.8256 | 1.047 | 1.046 | 0 | 1 | 4.7003 | 8.0586 | 0 | 12.8256 | LO |  |  | ft2 | ft2 | ft2 | ft2 | ft | ft2 | ft2 | ea | ea
2LOAbove Ground Wall - Mass2010 | 2010 | Large Office | 2 | Above Ground Wall | Mass | 0.151 |  | 0.151 | Concrete Wall, 8" thick, poured in place (Means 2014) + Polyiso insulation | 5.8312 | 8.4749 | 0.63208 | 14.9382 | 1.047 | 1.046 | 0 | 1 | 6.1052 | 8.8648 | 0 | 14.9382 | LO | SO | Small Office | 6445.6274 | 2387.9911 | 0 | 5493 | 302.8333 | 642.4528 | 0 | 2 | 0 | SO
3LOAbove Ground Wall - Mass2010 | 2010 | Large Office | 3 | Above Ground Wall | Mass | 0.123 |  | 0.123 | Concrete Wall, 8" thick, poured in place (Means 2014) + Polyiso insulation | 6.0047 | 8.4749 | 0.63208 | 15.1117 | 1.047 | 1.046 | 0 | 1 | 6.2869 | 8.8648 | 0 | 15.1117 | LO | LO | Large Office | 38353.3472 | 74857.0885 | 6396 | 38353.3472 | 799.5 | 49904.2016 | 0 | 12 | 0 | LO
4LOAbove Ground Wall - Mass2010 | 2010 | Large Office | 4 | Above Ground Wall | Mass | 0.104 |  | 0.104 | Concrete Wall, 8" thick, poured in place (Means 2014) + Polyiso insulation | 6.1782 | 8.4749 | 0.63208 | 15.2853 | 1.047 | 1.046 | 0 | 1 | 6.4686 | 8.8648 | 0 | 15.2853 | LO | SR | Retail Standalone | 24695 | 11766.9625 | 0 | 24695 | 633.5 | 903.6107 | 256 | 8 | 5 | SR
5LOAbove Ground Wall - Mass2010 | 2010 | Large Office | 5 | Above Ground Wall | Mass | 0.090 |  | 0.090 | Concrete Wall, 8" thick, poured in place (Means 2014) + Polyiso insulation | 6.3518 | 8.4749 | 0.63208 | 15.4588 | 1.047 | 1.046 | 0 | 1 | 6.6503 | 8.8648 | 0 | 15.4588 | LO | PS | Primary School | 73960 | 17577.0267 | 0 | 73960 | 2064.3167 | 9464.5528 | 144 | 25 | 0 | PS
5LOAbove Ground Wall - Mass2010 | 2010 | Large Office | 5 | Above Ground Wall | Mass | 0.09 |  | 0.09 |  | 6.3518 | 8.4749 | 0.63208 | 15.4588 | 1.047 | 1.046 | 0 | 1 | 6.6503 | 8.8648 | 0 | 15.4588 | LO | SH | Small Hotel | 10801.5609 | 16259.1803 | 0 | 10801.5609 | 480 | 1982.9056 | 0 | 3 | 0 | SH
5LOAbove Ground Wall - Mass2010 | 2010 | Large Office | 5 | Above Ground Wall | Mass | 0.09 |  | 0.09 |  | 6.3518 | 8.4749 | 0.63208 | 15.4588 | 1.047 | 1.046 | 0 | 1 | 6.6503 | 8.8648 | 0 | 15.4588 | LO | NR | Small Hotel | 10801.5609 | 16259.1803 | 0 | 10801.5609 | 480 | 1982.9056 | 0 | 3 | 0 | NR
6LOAbove Ground Wall - Mass2010 | 2010 | Large Office | 6 | Above Ground Wall | Mass | 0.08 |  | 0.08 |  | 6.5253 | 8.4749 | 0.63208 | 15.6323 | 1.047 | 1.046 | 0 | 1 | 6.832 | 8.8648 | 0 | 15.6323 | LO | MA | Mid-rise Apartment | 8435.9609 | 13296.0185 | 0 | 8435.9609 | 799.5 | 3303.9815 | 0 | 0 | 0 | MA
6LOAbove Ground Wall - Mass2010 | 2010 | Large Office | 6 | Above Ground Wall | Mass | 0.08 |  | 0.08 |  | 6.5253 | 8.4749 | 0.63208 | 15.6323 | 1.047 | 1.046 | 0 | 1 | 6.832 | 8.8648 | 0 | 15.6323 | LO
7LOAbove Ground Wall - Mass2010 | 2010 | Large Office | 7 | Above Ground Wall | Mass | 0.071 |  | 0.071 |  | 6.7354 | 8.4749 | 0.63208 | 15.8424 | 1.047 | 1.046 | 0 | 1 | 7.0519 | 8.8648 | 0 | 15.8424 | LO
8LOAbove Ground Wall - Mass2010 | 2010 | Large Office | 8 | Above Ground Wall | Mass | 0.071 |  | 0.071 |  | 6.7354 | 8.4749 | 0.63208 | 15.8424 | 1.047 | 1.046 | 0 | 1 | 7.0519 | 8.8648 | 0 | 15.8424 | LO
1MAAbove Ground Wall - Steel-framed2010 | 2010 | Mid-rise Apartment | 1 | Above Ground Wall | Steel-framed | 0.124 |  | 0.124 |  | 5.1668 | 6.6189 | 0 | 11.7857 | 0.974 | 1.039 | 0 | 1 | 5.0324 | 6.8771 | 0 | 11.7857 | MA
1MAAbove Ground Wall - Steel-framed2010 | 2010 | Mid-rise Apartment | 1 | Above Ground Wall | Steel-framed | 0.124 |  | 0.124 |  | 5.1668 | 6.6189 | 0 | 11.7857 | 0.974 | 1.039 | 0 | 1 | 5.0324 | 6.8771 | 0 | 11.7857 | MA | 1: Insulation Depth
2MAAbove Ground Wall - Steel-framed2010 | 2010 | Mid-rise Apartment | 2 | Above Ground Wall | Steel-framed | 0.064 |  | 0.064 | 3.5 inch x 1-5/8 inch x 0.043 inch - Cold-Formed Steel Framing, Cavity Batt + Exterior Polyiso insulation | 6.0837 | 7.3024 | 0 | 13.3861 | 0.974 | 1.039 | 0 | 1 | 5.9256 | 7.5872 | 0 | 13.3861 | MA | 1: F-Factor; 2: Depth (ft)
3MAAbove Ground Wall - Steel-framed2010 | 2010 | Mid-rise Apartment | 3 | Above Ground Wall | Steel-framed | 0.064 |  | 0.064 | 3.5 inch x 1-5/8 inch x 0.043 inch - Cold-Formed Steel Framing, Cavity Batt + Exterior Polyiso insulation | 6.0837 | 7.3024 | 0 | 13.3861 | 0.974 | 1.039 | 0 | 1 | 5.9256 | 7.5872 | 0 | 13.3861 | MA | 1: 0.73; 2: 0
4MAAbove Ground Wall - Steel-framed2010 | 2010 | Mid-rise Apartment | 4 | Above Ground Wall | Steel-framed | 0.064 |  | 0.064 | 3.5 inch x 1-5/8 inch x 0.043 inch - Cold-Formed Steel Framing, Cavity Batt + Exterior Polyiso insulation | 6.0837 | 7.3024 | 0 | 13.3861 | 0.974 | 1.039 | 0 | 1 | 5.9256 | 7.5872 | 0 | 13.3861 | MA | 1: 0.54; 2: 2
5MAAbove Ground Wall - Steel-framed2010 | 2010 | Mid-rise Apartment | 5 | Above Ground Wall | Steel-framed | 0.064 |  | 0.064 | 3.5 inch x 1-5/8 inch x 0.043 inch - Cold-Formed Steel Framing, Cavity Batt + Exterior Polyiso insulation | 6.0837 | 7.3024 | 0 | 13.3861 | 0.974 | 1.039 | 0 | 1 | 5.9256 | 7.5872 | 0 | 13.3861 | MA | 1: 0.52; 2: 2
5MAAbove Ground Wall - Steel-framed2010 | 2010 | Mid-rise Apartment | 5 | Above Ground Wall | Steel-framed | 0.064 |  | 0.064 |  | 6.0837 | 7.3024 | 0 | 13.3861 | 0.974 | 1.039 | 0 | 1 | 5.9256 | 7.5872 | 0 | 13.3861 | MA | 1: 0.51; 2: 2
5MAAbove Ground Wall - Steel-framed2010 | 2010 | Mid-rise Apartment | 5 | Above Ground Wall | Steel-framed | 0.064 |  | 0.064 |  | 6.0837 | 7.3024 | 0 | 13.3861 | 0.974 | 1.039 | 0 | 1 | 5.9256 | 7.5872 | 0 | 13.3861 | MA | 1: 0.434; 2: 4
6MAAbove Ground Wall - Steel-framed2010 | 2010 | Mid-rise Apartment | 6 | Above Ground Wall | Steel-framed | 0.064 |  | 0.064 |  | 6.0837 | 7.3024 | 0 | 13.3861 | 0.974 | 1.039 | 0 | 1 | 5.9256 | 7.5872 | 0 | 13.3861 | MA | 1: 0.424; 2: 4
6MAAbove Ground Wall - Steel-framed2010 | 2010 | Mid-rise Apartment | 6 | Above Ground Wall | Steel-framed | 0.064 |  | 0.064 |  | 6.0837 | 7.3024 | 0 | 13.3861 | 0.974 | 1.039 | 0 | 1 | 5.9256 | 7.5872 | 0 | 13.3861 | MA | 1: 0.73; 2: 0
7MAAbove Ground Wall - Steel-framed2010 | 2010 | Mid-rise Apartment | 7 | Above Ground Wall | Steel-framed | 0.064 |  | 0.064 |  | 6.0837 | 7.3024 | 0 | 13.3861 | 0.974 | 1.039 | 0 | 1 | 5.9256 | 7.5872 | 0 | 13.3861 | MA | 1: 0.54; 2: 2
8MAAbove Ground Wall - Steel-framed2010 | 2010 | Mid-rise Apartment | 8 | Above Ground Wall | Steel-framed | 0.064 |  | 0.064 |  | 6.0837 | 7.3024 | 0 | 13.3861 | 0.974 | 1.039 | 0 | 1 | 5.9256 | 7.5872 | 0 | 13.3861 | MA | 1: 0.52; 2: 2
1PSAbove Ground Wall - Steel-framed2010 | 2010 | Primary School | 1 | Above Ground Wall | Steel-framed | 0.124 |  | 0.124 |  | 5.1668 | 6.6189 | 0 | 11.7857 | 0.974 | 1.039 | 0 | 1 | 5.0324 | 6.8771 | 0 | 11.7857 | PS | 1: 0.51; 2: 2
1PSAbove Ground Wall - Steel-framed2010 | 2010 | Primary School | 1 | Above Ground Wall | Steel-framed | 0.124 |  | 0.124 |  | 5.1668 | 6.6189 | 0 | 11.7857 | 0.974 | 1.039 | 0 | 1 | 5.0324 | 6.8771 | 0 | 11.7857 | PS
2PSAbove Ground Wall - Steel-framed2010 | 2010 | Primary School | 2 | Above Ground Wall | Steel-framed | 0.124 |  | 0.124 | 3.5 inch x 1-5/8 inch x 0.043 inch - Cold-Formed Steel Framing, Cavity Batt insulation | 5.1668 | 6.6189 | 0 | 11.7857 | 0.974 | 1.039 | 0 | 1 | 5.0324 | 6.8771 | 0 | 11.7857 | PS
3PSAbove Ground Wall - Steel-framed2010 | 2010 | Primary School | 3 | Above Ground Wall | Steel-framed | 0.084 |  | 0.084 | 3.5 inch x 1-5/8 inch x 0.043 inch - Cold-Formed Steel Framing, Cavity Batt + Exterior Polyiso insulation | 5.7228 | 7.2721 | 0 | 12.9949 | 0.974 | 1.039 | 0 | 1 | 5.574 | 7.5557 | 0 | 12.9949 | PS
4PSAbove Ground Wall - Steel-framed2010 | 2010 | Primary School | 4 | Above Ground Wall | Steel-framed | 0.064 |  | 0.064 | 3.5 inch x 1-5/8 inch x 0.043 inch - Cold-Formed Steel Framing, Cavity Batt + Exterior Polyiso insulation | 6.0837 | 7.3024 | 0 | 13.3861 | 0.974 | 1.039 | 0 | 1 | 5.9256 | 7.5872 | 0 | 13.3861 | PS
5PSAbove Ground Wall - Steel-framed2010 | 2010 | Primary School | 5 | Above Ground Wall | Steel-framed | 0.064 |  | 0.064 | 3.5 inch x 1-5/8 inch x 0.043 inch - Cold-Formed Steel Framing, Cavity Batt + Exterior Polyiso insulation | 6.0837 | 7.3024 | 0 | 13.3861 | 0.974 | 1.039 | 0 | 1 | 5.9256 | 7.5872 | 0 | 13.3861 | PS
5PSAbove Ground Wall - Steel-framed2010 | 2010 | Primary School | 5 | Above Ground Wall | Steel-framed | 0.064 |  | 0.064 |  | 6.0837 | 7.3024 | 0 | 13.3861 | 0.974 | 1.039 | 0 | 1 | 5.9256 | 7.5872 | 0 | 13.3861 | PS
5PSAbove Ground Wall - Steel-framed2010 | 2010 | Primary School | 5 | Above Ground Wall | Steel-framed | 0.064 |  | 0.064 |  | 6.0837 | 7.3024 | 0 | 13.3861 | 0.974 | 1.039 | 0 | 1 | 5.9256 | 7.5872 | 0 | 13.3861 | PS
6PSAbove Ground Wall - Steel-framed2010 | 2010 | Primary School | 6 | Above Ground Wall | Steel-framed | 0.064 |  | 0.064 |  | 6.0837 | 7.3024 | 0 | 13.3861 | 0.974 | 1.039 | 0 | 1 | 5.9256 | 7.5872 | 0 | 13.3861 | PS
6PSAbove Ground Wall - Steel-framed2010 | 2010 | Primary School | 6 | Above Ground Wall | Steel-framed | 0.064 |  | 0.064 |  | 6.0837 | 7.3024 | 0 | 13.3861 | 0.974 | 1.039 | 0 | 1 | 5.9256 | 7.5872 | 0 | 13.3861 | PS
7PSAbove Ground Wall - Steel-framed2010 | 2010 | Primary School | 7 | Above Ground Wall | Steel-framed | 0.064 |  | 0.064 |  | 6.0837 | 7.3024 | 0 | 13.3861 | 0.974 | 1.039 | 0 | 1 | 5.9256 | 7.5872 | 0 | 13.3861 | PS
8PSAbove Ground Wall - Steel-framed2010 | 2010 | Primary School | 8 | Above Ground Wall | Steel-framed | 0.064 |  | 0.064 |  | 6.0837 | 7.3024 | 0 | 13.3861 | 0.974 | 1.039 | 0 | 1 | 5.9256 | 7.5872 | 0 | 13.3861 | PS
1SHAbove Ground Wall - Steel-framed2010 | 2010 | Small Hotel | 1 | Above Ground Wall | Steel-framed | 0.124 |  | 0.124 |  | 5.1668 | 6.6189 | 0 | 11.7857 | 0.974 | 1.039 | 0 | 1 | 5.0324 | 6.8771 | 0 | 11.7857 | SH
1SHAbove Ground Wall - Steel-framed2010 | 2010 | Small Hotel | 1 | Above Ground Wall | Steel-framed | 0.124 |  | 0.124 |  | 5.1668 | 6.6189 | 0 | 11.7857 | 0.974 | 1.039 | 0 | 1 | 5.0324 | 6.8771 | 0 | 11.7857 | SH
2SHAbove Ground Wall - Steel-framed2010 | 2010 | Small Hotel | 2 | Above Ground Wall | Steel-framed | 0.064 |  | 0.064 | 3.5 inch x 1-5/8 inch x 0.043 inch - Cold-Formed Steel Framing, Cavity Batt + Exterior Polyiso insulation | 6.0837 | 7.3024 | 0 | 13.3861 | 0.974 | 1.039 | 0 | 1 | 5.9256 | 7.5872 | 0 | 13.3861 | SH
3SHAbove Ground Wall - Steel-framed2010 | 2010 | Small Hotel | 3 | Above Ground Wall | Steel-framed | 0.064 |  | 0.064 | 3.5 inch x 1-5/8 inch x 0.043 inch - Cold-Formed Steel Framing, Cavity Batt + Exterior Polyiso insulation | 6.0837 | 7.3024 | 0 | 13.3861 | 0.974 | 1.039 | 0 | 1 | 5.9256 | 7.5872 | 0 | 13.3861 | SH
4SHAbove Ground Wall - Steel-framed2010 | 2010 | Small Hotel | 4 | Above Ground Wall | Steel-framed | 0.064 |  | 0.064 | 3.5 inch x 1-5/8 inch x 0.043 inch - Cold-Formed Steel Framing, Cavity Batt + Exterior Polyiso insulation | 6.0837 | 7.3024 | 0 | 13.3861 | 0.974 | 1.039 | 0 | 1 | 5.9256 | 7.5872 | 0 | 13.3861 | SH
5SHAbove Ground Wall - Steel-framed2010 | 2010 | Small Hotel | 5 | Above Ground Wall | Steel-framed | 0.064 |  | 0.064 | 3.5 inch x 1-5/8 inch x 0.043 inch - Cold-Formed Steel Framing, Cavity Batt + Exterior Polyiso insulation | 6.0837 | 7.3024 | 0 | 13.3861 | 0.974 | 1.039 | 0 | 1 | 5.9256 | 7.5872 | 0 | 13.3861 | SH
5SHAbove Ground Wall - Steel-framed2010 | 2010 | Small Hotel | 5 | Above Ground Wall | Steel-framed | 0.064 |  | 0.064 |  | 6.0837 | 7.3024 | 0 | 13.3861 | 0.974 | 1.039 | 0 | 1 | 5.9256 | 7.5872 | 0 | 13.3861 | SH
5SHAbove Ground Wall - Steel-framed2010 | 2010 | Small Hotel | 5 | Above Ground Wall | Steel-framed | 0.064 |  | 0.064 |  | 6.0837 | 7.3024 | 0 | 13.3861 | 0.974 | 1.039 | 0 | 1 | 5.9256 | 7.5872 | 0 | 13.3861 | SH
6SHAbove Ground Wall - Steel-framed2010 | 2010 | Small Hotel | 6 | Above Ground Wall | Steel-framed | 0.064 |  | 0.064 |  | 6.0837 | 7.3024 | 0 | 13.3861 | 0.974 | 1.039 | 0 | 1 | 5.9256 | 7.5872 | 0 | 13.3861 | SH
6SHAbove Ground Wall - Steel-framed2010 | 2010 | Small Hotel | 6 | Above Ground Wall | Steel-framed | 0.064 |  | 0.064 |  | 6.0837 | 7.3024 | 0 | 13.3861 | 0.974 | 1.039 | 0 | 1 | 5.9256 | 7.5872 | 0 | 13.3861 | SH
7SHAbove Ground Wall - Steel-framed2010 | 2010 | Small Hotel | 7 | Above Ground Wall | Steel-framed | 0.042 |  | 0.042 |  | 6.0837 | 7.3024 | 0 | 13.3861 | 0.974 | 1.039 | 0 | 1 | 5.9256 | 7.5872 | 0 | 13.3861 | SH
8SHAbove Ground Wall - Steel-framed2010 | 2010 | Small Hotel | 8 | Above Ground Wall | Steel-framed | 0.037 |  | 0.037 |  | 6.0837 | 7.3024 | 0 | 13.3861 | 0.974 | 1.039 | 0 | 1 | 5.9256 | 7.5872 | 0 | 13.3861 | SH
1SHNRAbove Ground Wall - Steel-framed2010 | 2010 | Small Hotel - Non-res | 1 | Above Ground Wall | Steel-framed | 0.124 |  | 0.124 |  | 5.1668 | 6.6189 | 0 | 11.7857 | 0.974 | 1.039 | 0 | 1 | 5.0324 | 6.8771 | 0 | 11.7857 | SHNR
2SHNRAbove Ground Wall - Steel-framed2010 | 2010 | Small Hotel - Non-res | 2 | Above Ground Wall | Steel-framed | 0.124 |  | 0.124 | 3.5 inch x 1-5/8 inch x 0.043 inch - Cold-Formed Steel Framing, Cavity Batt insulation | 5.1668 | 6.6189 | 0 | 11.7857 | 0.974 | 1.039 | 0 | 1 | 5.0324 | 6.8771 | 0 | 11.7857 | SHNR
3SHNRAbove Ground Wall - Steel-framed2010 | 2010 | Small Hotel - Non-res | 3 | Above Ground Wall | Steel-framed | 0.084 |  | 0.084 | 3.5 inch x 1-5/8 inch x 0.043 inch - Cold-Formed Steel Framing, Cavity Batt + Exterior Polyiso insulation | 5.7228 | 7.2721 | 0 | 12.9949 | 0.974 | 1.039 | 0 | 1 | 5.574 | 7.5557 | 0 | 12.9949 | SHNR
4SHNRAbove Ground Wall - Steel-framed2010 | 2010 | Small Hotel - Non-res | 4 | Above Ground Wall | Steel-framed | 0.064 |  | 0.064 | 3.5 inch x 1-5/8 inch x 0.043 inch - Cold-Formed Steel Framing, Cavity Batt + Exterior Polyiso insulation | 6.0837 | 7.3024 | 0 | 13.3861 | 0.974 | 1.039 | 0 | 1 | 5.9256 | 7.5872 | 0 | 13.3861 | SHNR
5SHNRAbove Ground Wall - Steel-framed2010 | 2010 | Small Hotel - Non-res | 5 | Above Ground Wall | Steel-framed | 0.064 |  | 0.064 | 3.5 inch x 1-5/8 inch x 0.043 inch - Cold-Formed Steel Framing, Cavity Batt + Exterior Polyiso insulation | 6.0837 | 7.3024 | 0 | 13.3861 | 0.974 | 1.039 | 0 | 1 | 5.9256 | 7.5872 | 0 | 13.3861 | SHNR
6SHNRAbove Ground Wall - Steel-framed2010 | 2010 | Small Hotel - Non-res | 6 | Above Ground Wall | Steel-framed | 0.064 |  | 0.064 |  | 6.0837 | 7.3024 | 0 | 13.3861 | 0.974 | 1.039 | 0 | 1 | 5.9256 | 7.5872 | 0 | 13.3861 | SHNR
7SHNRAbove Ground Wall - Steel-framed2010 | 2010 | Small Hotel - Non-res | 7 | Above Ground Wall | Steel-framed | 0.064 |  | 0.064 |  | 6.0837 | 7.3024 | 0 | 13.3861 | 0.974 | 1.039 | 0 | 1 | 5.9256 | 7.5872 | 0 | 13.3861 | SHNR
8SHNRAbove Ground Wall - Steel-framed2010 | 2010 | Small Hotel - Non-res | 8 | Above Ground Wall | Steel-framed | 0.064 |  | 0.064 |  | 6.0837 | 7.3024 | 0 | 13.3861 | 0.974 | 1.039 | 0 | 1 | 5.9256 | 7.5872 | 0 | 13.3861 | SHNR
1SOAbove Ground Wall - Wood-framed2010 | 2010 | Small Office | 1 | Above Ground Wall | Wood-framed | 0.089 |  | 0.089 |  | 3.4964 | 5.4956 | 0 | 8.992 | 1.089 | 1.041 | 0 | 1 | 3.8076 | 5.7209 | 0 | 8.992 | SO
1SOAbove Ground Wall - Wood-framed2010 | 2010 | Small Office | 1 | Above Ground Wall | Wood-framed | 0.089 |  | 0.089 |  | 3.4964 | 5.4956 | 0 | 8.992 | 1.089 | 1.041 | 0 | 1 | 3.8076 | 5.7209 | 0 | 8.992 | SO
2SOAbove Ground Wall - Wood-framed2010 | 2010 | Small Office | 2 | Above Ground Wall | Wood-framed | 0.089 |  | 0.089 | 2 x 4 Nominal Wood Framing, Single Row Studs, Cavity Batt insulation | 3.4964 | 5.4956 | 0 | 8.992 | 1.089 | 1.041 | 0 | 1 | 3.8076 | 5.7209 | 0 | 8.992 | SO
3SOAbove Ground Wall - Wood-framed2010 | 2010 | Small Office | 3 | Above Ground Wall | Wood-framed | 0.089 |  | 0.089 | 2 x 4 Nominal Wood Framing, Single Row Studs, Cavity Batt insulation | 3.4964 | 5.4956 | 0 | 8.992 | 1.089 | 1.041 | 0 | 1 | 3.8076 | 5.7209 | 0 | 8.992 | SO
4SOAbove Ground Wall - Wood-framed2010 | 2010 | Small Office | 4 | Above Ground Wall | Wood-framed | 0.089 |  | 0.089 | 2 x 4 Nominal Wood Framing, Single Row Studs, Cavity Batt insulation | 3.4964 | 5.4956 | 0 | 8.992 | 1.089 | 1.041 | 0 | 1 | 3.8076 | 5.7209 | 0 | 8.992 | SO
5SOAbove Ground Wall - Wood-framed2010 | 2010 | Small Office | 5 | Above Ground Wall | Wood-framed | 0.064 |  | 0.064 | 2 x 4 Nominal Wood Framing, Single Row Studs, Cavity Batt + Polyiso insulation | 5.0866 | 7.4601 | 0 | 12.5467 | 1.089 | 1.041 | 0 | 1 | 5.5394 | 7.7659 | 0 | 12.5467 | SO
5SOAbove Ground Wall - Wood-framed2010 | 2010 | Small Office | 5 | Above Ground Wall | Wood-framed | 0.064 |  | 0.064 |  | 4.6605 | 6.0105 | 0 | 10.671 | 1.089 | 1.041 | 0 | 1 | 5.0753 | 6.2569 | 0 | 10.671 | SO
5SOAbove Ground Wall - Wood-framed2010 | 2010 | Small Office | 5 | Above Ground Wall | Wood-framed | 0.064 |  | 0.064 |  | 4.6605 | 6.0105 | 0 | 10.671 | 1.089 | 1.041 | 0 | 1 | 5.0753 | 6.2569 | 0 | 10.671 | SO
6SOAbove Ground Wall - Wood-framed2010 | 2010 | Small Office | 6 | Above Ground Wall | Wood-framed | 0.051 |  | 0.051 |  | 5.4499 | 7.4903 | 0 | 12.9402 | 1.089 | 1.041 | 0 | 1 | 5.935 | 7.7974 | 0 | 12.9402 | SO
6SOAbove Ground Wall - Wood-framed2010 | 2010 | Small Office | 6 | Above Ground Wall | Wood-framed | 0.051 |  | 0.051 |  | 5.4499 | 7.4903 | 0 | 12.9402 | 1.089 | 1.041 | 0 | 1 | 5.935 | 7.7974 | 0 | 12.9402 | SO
7SOAbove Ground Wall - Wood-framed2010 | 2010 | Small Office | 7 | Above Ground Wall | Wood-framed | 0.051 |  | 0.051 |  | 5.4499 | 7.4903 | 0 | 12.9402 | 1.089 | 1.041 | 0 | 1 | 5.935 | 7.7974 | 0 | 12.9402 | SO
8SOAbove Ground Wall - Wood-framed2010 | 2010 | Small Office | 8 | Above Ground Wall | Wood-framed | 0.036 |  | 0.036 |  | 7.4129 | 8.5125 | 0 | 15.9254 | 1.089 | 1.041 | 0 | 1 | 8.0727 | 8.8615 | 0 | 15.9254 | SO
1SRAbove Ground Wall - Mass2010 | 2010 | Stand-alone Retail | 1 | Above Ground Wall | Mass | 0.58 |  | 0.58 |  | 4.4893 | 7.7042 | 0.63208 | 12.8256 | 1.047 | 1.046 | 0 | 1 | 4.7003 | 8.0586 | 0 | 12.8256 | SR
1SRAbove Ground Wall - Mass2010 | 2010 | Stand-alone Retail | 1 | Above Ground Wall | Mass | 0.58 |  | 0.58 |  | 4.4893 | 7.7042 | 0.63208 | 12.8256 | 1.047 | 1.046 | 0 | 1 | 4.7003 | 8.0586 | 0 | 12.8256 | SR
2SRAbove Ground Wall - Mass2010 | 2010 | Stand-alone Retail | 2 | Above Ground Wall | Mass | 0.151 |  | 0.151 | Concrete Wall, 8" thick, poured in place (Means 2014) + Polyiso insulation | 5.8312 | 8.4749 | 0.63208 | 14.9382 | 1.047 | 1.046 | 0 | 1 | 6.1052 | 8.8648 | 0 | 14.9382 | SR
3SRAbove Ground Wall - Mass2010 | 2010 | Stand-alone Retail | 3 | Above Ground Wall | Mass | 0.123 |  | 0.123 | Concrete Wall, 8" thick, poured in place (Means 2014) + Polyiso insulation | 6.0047 | 8.4749 | 0.63208 | 15.1117 | 1.047 | 1.046 | 0 | 1 | 6.2869 | 8.8648 | 0 | 15.1117 | SR
4SRAbove Ground Wall - Mass2010 | 2010 | Stand-alone Retail | 4 | Above Ground Wall | Mass | 0.104 |  | 0.104 | Concrete Wall, 8" thick, poured in place (Means 2014) + Polyiso insulation | 6.1782 | 8.4749 | 0.63208 | 15.2853 | 1.047 | 1.046 | 0 | 1 | 6.4686 | 8.8648 | 0 | 15.2853 | SR
5SRAbove Ground Wall - Mass2010 | 2010 | Stand-alone Retail | 5 | Above Ground Wall | Mass | 0.090 |  | 0.090 | Concrete Wall, 8" thick, poured in place (Means 2014) + Polyiso insulation | 6.3518 | 8.4749 | 0.63208 | 15.4588 | 1.047 | 1.046 | 0 | 1 | 6.6503 | 8.8648 | 0 | 15.4588 | SR
5SRAbove Ground Wall - Mass2010 | 2010 | Stand-alone Retail | 5 | Above Ground Wall | Mass | 0.09 |  | 0.09 |  | 6.3518 | 8.4749 | 0.63208 | 15.4588 | 1.047 | 1.046 | 0 | 1 | 6.6503 | 8.8648 | 0 | 15.4588 | SR
5SRAbove Ground Wall - Mass2010 | 2010 | Stand-alone Retail | 5 | Above Ground Wall | Mass | 0.09 |  | 0.09 |  | 6.3518 | 8.4749 | 0.63208 | 15.4588 | 1.047 | 1.046 | 0 | 1 | 6.6503 | 8.8648 | 0 | 15.4588 | SR
6SRAbove Ground Wall - Mass2010 | 2010 | Stand-alone Retail | 6 | Above Ground Wall | Mass | 0.08 |  | 0.08 |  | 6.5253 | 8.4749 | 0.63208 | 15.6323 | 1.047 | 1.046 | 0 | 1 | 6.832 | 8.8648 | 0 | 15.6323 | SR
6SRAbove Ground Wall - Mass2010 | 2010 | Stand-alone Retail | 6 | Above Ground Wall | Mass | 0.08 |  | 0.08 |  | 6.5253 | 8.4749 | 0.63208 | 15.6323 | 1.047 | 1.046 | 0 | 1 | 6.832 | 8.8648 | 0 | 15.6323 | SR
7SRAbove Ground Wall - Mass2010 | 2010 | Stand-alone Retail | 7 | Above Ground Wall | Mass | 0.071 |  | 0.071 |  | 6.7354 | 8.4749 | 0.63208 | 15.8424 | 1.047 | 1.046 | 0 | 1 | 7.0519 | 8.8648 | 0 | 15.8424 | SR
8SRAbove Ground Wall - Mass2010 | 2010 | Stand-alone Retail | 8 | Above Ground Wall | Mass | 0.071 |  | 0.071 |  | 6.7354 | 8.4749 | 0.63208 | 15.8424 | 1.047 | 1.046 | 0 | 1 | 7.0519 | 8.8648 | 0 | 15.8424 | SR
1LOAbove Ground Wall - Mass2013 | 2013 | Large Office | 1 | Above Ground Wall | Mass | 0.58 |  | 0.58 |  | 4.4893 | 7.7042 | 0.63208 | 12.8256 | 1.047 | 1.046 | 0 | 1 | 4.7003 | 8.0586 | 0 | 12.8256 | LO
1LOAbove Ground Wall - Mass2013 | 2013 | Large Office | 1 | Above Ground Wall | Mass | 0.58 |  | 0.58 |  | 4.4893 | 7.7042 | 0.63208 | 12.8256 | 1.047 | 1.046 | 0 | 1 | 4.7003 | 8.0586 | 0 | 12.8256 | LO
2LOAbove Ground Wall - Mass2013 | 2013 | Large Office | 2 | Above Ground Wall | Mass | 0.151 |  | 0.151 | Concrete Wall, 8" thick, poured in place (Means 2014) + Polyiso insulation | 5.8312 | 8.4749 | 0.63208 | 14.9382 | 1.047 | 1.046 | 0 | 1 | 6.1052 | 8.8648 | 0 | 14.9382 | LO
3LOAbove Ground Wall - Mass2013 | 2013 | Large Office | 3 | Above Ground Wall | Mass | 0.123 |  | 0.123 | Concrete Wall, 8" thick, poured in place (Means 2014) + Polyiso insulation | 6.0047 | 8.4749 | 0.63208 | 15.1117 | 1.047 | 1.046 | 0 | 1 | 6.2869 | 8.8648 | 0 | 15.1117 | LO
4LOAbove Ground Wall - Mass2013 | 2013 | Large Office | 4 | Above Ground Wall | Mass | 0.104 |  | 0.104 | Concrete Wall, 8" thick, poured in place (Means 2014) + Polyiso insulation | 6.1782 | 8.4749 | 0.63208 | 15.2853 | 1.047 | 1.046 | 0 | 1 | 6.4686 | 8.8648 | 0 | 15.2853 | LO
5LOAbove Ground Wall - Mass2013 | 2013 | Large Office | 5 | Above Ground Wall | Mass | 0.090 |  | 0.090 | Concrete Wall, 8" thick, poured in place (Means 2014) + Polyiso insulation | 6.3518 | 8.4749 | 0.63208 | 15.4588 | 1.047 | 1.046 | 0 | 1 | 6.6503 | 8.8648 | 0 | 15.4588 | LO
5LOAbove Ground Wall - Mass2013 | 2013 | Large Office | 5 | Above Ground Wall | Mass | 0.09 |  | 0.09 |  | 6.3518 | 8.4749 | 0.63208 | 15.4588 | 1.047 | 1.046 | 0 | 1 | 6.6503 | 8.8648 | 0 | 15.4588 | LO
5LOAbove Ground Wall - Mass2013 | 2013 | Large Office | 5 | Above Ground Wall | Mass | 0.09 |  | 0.09 |  | 6.3518 | 8.4749 | 0.63208 | 15.4588 | 1.047 | 1.046 | 0 | 1 | 6.6503 | 8.8648 | 0 | 15.4588 | LO
6LOAbove Ground Wall - Mass2013 | 2013 | Large Office | 6 | Above Ground Wall | Mass | 0.08 |  | 0.08 |  | 6.5253 | 8.4749 | 0.63208 | 15.6323 | 1.047 | 1.046 | 0 | 1 | 6.832 | 8.8648 | 0 | 15.6323 | LO
6LOAbove Ground Wall - Mass2013 | 2013 | Large Office | 6 | Above Ground Wall | Mass | 0.08 |  | 0.08 |  | 6.5253 | 8.4749 | 0.63208 | 15.6323 | 1.047 | 1.046 | 0 | 1 | 6.832 | 8.8648 | 0 | 15.6323 | LO
7LOAbove Ground Wall - Mass2013 | 2013 | Large Office | 7 | Above Ground Wall | Mass | 0.071 |  | 0.071 |  | 6.7354 | 8.4749 | 0.63208 | 15.8424 | 1.047 | 1.046 | 0 | 1 | 7.0519 | 8.8648 | 0 | 15.8424 | LO
8LOAbove Ground Wall - Mass2013 | 2013 | Large Office | 8 | Above Ground Wall | Mass | 0.048 |  | 0.048 |  | 7.0459 | 8.4749 | 0.63208 | 16.1529 | 1.047 | 1.046 | 0 | 1 | 7.3771 | 8.8648 | 0 | 16.1529 | LO
1MAAbove Ground Wall - Steel-framed2013 | 2013 | Mid-rise Apartment | 1 | Above Ground Wall | Steel-framed | 0.124 |  | 0.124 |  | 5.1668 | 6.6189 | 0 | 11.7857 | 0.974 | 1.039 | 0 | 1 | 5.0324 | 6.8771 | 0 | 11.7857 | MA
1MAAbove Ground Wall - Steel-framed2013 | 2013 | Mid-rise Apartment | 1 | Above Ground Wall | Steel-framed | 0.124 |  | 0.124 |  | 5.1668 | 6.6189 | 0 | 11.7857 | 0.974 | 1.039 | 0 | 1 | 5.0324 | 6.8771 | 0 | 11.7857 | MA
2MAAbove Ground Wall - Steel-framed2013 | 2013 | Mid-rise Apartment | 2 | Above Ground Wall | Steel-framed | 0.064 |  | 0.064 | 3.5 inch x 1-5/8 inch x 0.043 inch - Cold-Formed Steel Framing, Cavity Batt + Exterior Polyiso insulation | 6.0837 | 7.3024 | 0 | 13.3861 | 0.974 | 1.039 | 0 | 1 | 5.9256 | 7.5872 | 0 | 13.3861 | MA
3MAAbove Ground Wall - Steel-framed2013 | 2013 | Mid-rise Apartment | 3 | Above Ground Wall | Steel-framed | 0.064 |  | 0.064 | 3.5 inch x 1-5/8 inch x 0.043 inch - Cold-Formed Steel Framing, Cavity Batt + Exterior Polyiso insulation | 6.0837 | 7.3024 | 0 | 13.3861 | 0.974 | 1.039 | 0 | 1 | 5.9256 | 7.5872 | 0 | 13.3861 | MA
4MAAbove Ground Wall - Steel-framed2013 | 2013 | Mid-rise Apartment | 4 | Above Ground Wall | Steel-framed | 0.064 |  | 0.064 | 3.5 inch x 1-5/8 inch x 0.043 inch - Cold-Formed Steel Framing, Cavity Batt + Exterior Polyiso insulation | 6.0837 | 7.3024 | 0 | 13.3861 | 0.974 | 1.039 | 0 | 1 | 5.9256 | 7.5872 | 0 | 13.3861 | MA
5MAAbove Ground Wall - Steel-framed2013 | 2013 | Mid-rise Apartment | 5 | Above Ground Wall | Steel-framed | 0.055 |  | 0.055 | 3.5 inch x 1-5/8 inch x 0.043 inch - Cold-Formed Steel Framing, Cavity Batt + Exterior Polyiso insulation | 6.4213 | 7.3327 | 0 | 13.754 | 0.974 | 1.039 | 0 | 1 | 6.2543 | 7.6187 | 0 | 13.754 | MA
5MAAbove Ground Wall - Steel-framed2013 | 2013 | Mid-rise Apartment | 5 | Above Ground Wall | Steel-framed | 0.055 |  | 0.055 |  | 6.4213 | 7.3327 | 0 | 13.754 | 0.974 | 1.039 | 0 | 1 | 6.2543 | 7.6187 | 0 | 13.754 | MA
5MAAbove Ground Wall - Steel-framed2013 | 2013 | Mid-rise Apartment | 5 | Above Ground Wall | Steel-framed | 0.055 |  | 0.055 |  | 6.4213 | 7.3327 | 0 | 13.754 | 0.974 | 1.039 | 0 | 1 | 6.2543 | 7.6187 | 0 | 13.754 | MA
6MAAbove Ground Wall - Steel-framed2013 | 2013 | Mid-rise Apartment | 6 | Above Ground Wall | Steel-framed | 0.049 |  | 0.049 |  | 7.0033 | 7.3327 | 0 | 14.336 | 0.974 | 1.039 | 0 | 1 | 6.8212 | 7.6187 | 0 | 14.336 | MA
6MAAbove Ground Wall - Steel-framed2013 | 2013 | Mid-rise Apartment | 6 | Above Ground Wall | Steel-framed | 0.049 |  | 0.049 |  | 7.0033 | 7.3327 | 0 | 14.336 | 0.974 | 1.039 | 0 | 1 | 6.8212 | 7.6187 | 0 | 14.336 | MA
7MAAbove Ground Wall - Steel-framed2013 | 2013 | Mid-rise Apartment | 7 | Above Ground Wall | Steel-framed | 0.049 |  | 0.049 |  | 7.0033 | 7.3327 | 0 | 14.336 | 0.974 | 1.039 | 0 | 1 | 6.8212 | 7.6187 | 0 | 14.336 | MA
8MAAbove Ground Wall - Steel-framed2013 | 2013 | Mid-rise Apartment | 8 | Above Ground Wall | Steel-framed | 0.037 |  | 0.037 |  | 8.5624 | 7.3327 | 0 | 15.8951 | 0.974 | 1.039 | 0 | 1 | 8.3397 | 7.6187 | 0 | 15.8951 | MA
1PSAbove Ground Wall - Steel-framed2013 | 2013 | Primary School | 1 | Above Ground Wall | Steel-framed | 0.124 |  | 0.124 |  | 5.1668 | 6.6189 | 0 | 11.7857 | 0.974 | 1.039 | 0 | 1 | 5.0324 | 6.8771 | 0 | 11.7857 | PS
1PSAbove Ground Wall - Steel-framed2013 | 2013 | Primary School | 1 | Above Ground Wall | Steel-framed | 0.124 |  | 0.124 |  | 5.1668 | 6.6189 | 0 | 11.7857 | 0.974 | 1.039 | 0 | 1 | 5.0324 | 6.8771 | 0 | 11.7857 | PS
2PSAbove Ground Wall - Steel-framed2013 | 2013 | Primary School | 2 | Above Ground Wall | Steel-framed | 0.084 |  | 0.084 | 3.5 inch x 1-5/8 inch x 0.043 inch - Cold-Formed Steel Framing, Cavity Batt + Exterior Polyiso insulation | 5.7228 | 7.2721 | 0 | 12.9949 | 0.974 | 1.039 | 0 | 1 | 5.574 | 7.5557 | 0 | 12.9949 | PS
3PSAbove Ground Wall - Steel-framed2013 | 2013 | Primary School | 3 | Above Ground Wall | Steel-framed | 0.077 |  | 0.077 | 3.5 inch x 1-5/8 inch x 0.043 inch - Cold-Formed Steel Framing, Cavity Batt + Exterior Polyiso insulation | 5.8631 | 7.2721 | 0 | 13.1352 | 0.974 | 1.039 | 0 | 1 | 5.7107 | 7.5557 | 0 | 13.1352 | PS
4PSAbove Ground Wall - Steel-framed2013 | 2013 | Primary School | 4 | Above Ground Wall | Steel-framed | 0.064 |  | 0.064 | 3.5 inch x 1-5/8 inch x 0.043 inch - Cold-Formed Steel Framing, Cavity Batt + Exterior Polyiso insulation | 6.0837 | 7.3024 | 0 | 13.3861 | 0.974 | 1.039 | 0 | 1 | 5.9256 | 7.5872 | 0 | 13.3861 | PS
5PSAbove Ground Wall - Steel-framed2013 | 2013 | Primary School | 5 | Above Ground Wall | Steel-framed | 0.055 |  | 0.055 | 3.5 inch x 1-5/8 inch x 0.043 inch - Cold-Formed Steel Framing, Cavity Batt + Exterior Polyiso insulation | 6.4213 | 7.3327 | 0 | 13.754 | 0.974 | 1.039 | 0 | 1 | 6.2543 | 7.6187 | 0 | 13.754 | PS
5PSAbove Ground Wall - Steel-framed2013 | 2013 | Primary School | 5 | Above Ground Wall | Steel-framed | 0.055 |  | 0.055 |  | 6.4213 | 7.3327 | 0 | 13.754 | 0.974 | 1.039 | 0 | 1 | 6.2543 | 7.6187 | 0 | 13.754 | PS
5PSAbove Ground Wall - Steel-framed2013 | 2013 | Primary School | 5 | Above Ground Wall | Steel-framed | 0.055 |  | 0.055 |  | 6.4213 | 7.3327 | 0 | 13.754 | 0.974 | 1.039 | 0 | 1 | 6.2543 | 7.6187 | 0 | 13.754 | PS
6PSAbove Ground Wall - Steel-framed2013 | 2013 | Primary School | 6 | Above Ground Wall | Steel-framed | 0.049 |  | 0.049 |  | 7.0033 | 7.3327 | 0 | 14.336 | 0.974 | 1.039 | 0 | 1 | 6.8212 | 7.6187 | 0 | 14.336 | PS
6PSAbove Ground Wall - Steel-framed2013 | 2013 | Primary School | 6 | Above Ground Wall | Steel-framed | 0.049 |  | 0.049 |  | 7.0033 | 7.3327 | 0 | 14.336 | 0.974 | 1.039 | 0 | 1 | 6.8212 | 7.6187 | 0 | 14.336 | PS
7PSAbove Ground Wall - Steel-framed2013 | 2013 | Primary School | 7 | Above Ground Wall | Steel-framed | 0.049 |  | 0.049 |  | 7.0033 | 7.3327 | 0 | 14.336 | 0.974 | 1.039 | 0 | 1 | 6.8212 | 7.6187 | 0 | 14.336 | PS
8PSAbove Ground Wall - Steel-framed2013 | 2013 | Primary School | 8 | Above Ground Wall | Steel-framed | 0.037 |  | 0.037 |  | 8.5624 | 7.3327 | 0 | 15.8951 | 0.974 | 1.039 | 0 | 1 | 8.3397 | 7.6187 | 0 | 15.8951 | PS
1SHAbove Ground Wall - Steel-framed2013 | 2013 | Small Hotel | 1 | Above Ground Wall | Steel-framed | 0.124 |  | 0.124 |  | 5.1668 | 6.6189 | 0 | 11.7857 | 0.974 | 1.039 | 0 | 1 | 5.0324 | 6.8771 | 0 | 11.7857 | SH
1SHAbove Ground Wall - Steel-framed2013 | 2013 | Small Hotel | 1 | Above Ground Wall | Steel-framed | 0.124 |  | 0.124 |  | 5.1668 | 6.6189 | 0 | 11.7857 | 0.974 | 1.039 | 0 | 1 | 5.0324 | 6.8771 | 0 | 11.7857 | SH
2SHAbove Ground Wall - Steel-framed2013 | 2013 | Small Hotel | 2 | Above Ground Wall | Steel-framed | 0.064 |  | 0.064 | 3.5 inch x 1-5/8 inch x 0.043 inch - Cold-Formed Steel Framing, Cavity Batt + Exterior Polyiso insulation | 6.0837 | 7.3024 | 0 | 13.3861 | 0.974 | 1.039 | 0 | 1 | 5.9256 | 7.5872 | 0 | 13.3861 | SH
3SHAbove Ground Wall - Steel-framed2013 | 2013 | Small Hotel | 3 | Above Ground Wall | Steel-framed | 0.064 |  | 0.064 | 3.5 inch x 1-5/8 inch x 0.043 inch - Cold-Formed Steel Framing, Cavity Batt + Exterior Polyiso insulation | 6.0837 | 7.3024 | 0 | 13.3861 | 0.974 | 1.039 | 0 | 1 | 5.9256 | 7.5872 | 0 | 13.3861 | SH
4SHAbove Ground Wall - Steel-framed2013 | 2013 | Small Hotel | 4 | Above Ground Wall | Steel-framed | 0.064 |  | 0.064 | 3.5 inch x 1-5/8 inch x 0.043 inch - Cold-Formed Steel Framing, Cavity Batt + Exterior Polyiso insulation | 6.0837 | 7.3024 | 0 | 13.3861 | 0.974 | 1.039 | 0 | 1 | 5.9256 | 7.5872 | 0 | 13.3861 | SH
5SHAbove Ground Wall - Steel-framed2013 | 2013 | Small Hotel | 5 | Above Ground Wall | Steel-framed | 0.055 |  | 0.055 | 3.5 inch x 1-5/8 inch x 0.043 inch - Cold-Formed Steel Framing, Cavity Batt + Exterior Polyiso insulation | 6.4213 | 7.3327 | 0 | 13.754 | 0.974 | 1.039 | 0 | 1 | 6.2543 | 7.6187 | 0 | 13.754 | SH
5SHAbove Ground Wall - Steel-framed2013 | 2013 | Small Hotel | 5 | Above Ground Wall | Steel-framed | 0.055 |  | 0.055 |  | 6.4213 | 7.3327 | 0 | 13.754 | 0.974 | 1.039 | 0 | 1 | 6.2543 | 7.6187 | 0 | 13.754 | SH
5SHAbove Ground Wall - Steel-framed2013 | 2013 | Small Hotel | 5 | Above Ground Wall | Steel-framed | 0.055 |  | 0.055 |  | 6.4213 | 7.3327 | 0 | 13.754 | 0.974 | 1.039 | 0 | 1 | 6.2543 | 7.6187 | 0 | 13.754 | SH
6SHAbove Ground Wall - Steel-framed2013 | 2013 | Small Hotel | 6 | Above Ground Wall | Steel-framed | 0.049 |  | 0.049 |  | 7.0033 | 7.3327 | 0 | 14.336 | 0.974 | 1.039 | 0 | 1 | 6.8212 | 7.6187 | 0 | 14.336 | SH
6SHAbove Ground Wall - Steel-framed2013 | 2013 | Small Hotel | 6 | Above Ground Wall | Steel-framed | 0.049 |  | 0.049 |  | 7.0033 | 7.3327 | 0 | 14.336 | 0.974 | 1.039 | 0 | 1 | 6.8212 | 7.6187 | 0 | 14.336 | SH
7SHAbove Ground Wall - Steel-framed2013 | 2013 | Small Hotel | 7 | Above Ground Wall | Steel-framed | 0.042 |  | 0.042 |  | 7.0033 | 7.3327 | 0 | 14.336 | 0.974 | 1.039 | 0 | 1 | 6.8212 | 7.6187 | 0 | 14.336 | SH
8SHAbove Ground Wall - Steel-framed2013 | 2013 | Small Hotel | 8 | Above Ground Wall | Steel-framed | 0.037 |  | 0.037 |  | 8.5624 | 7.3327 | 0 | 15.8951 | 0.974 | 1.039 | 0 | 1 | 8.3397 | 7.6187 | 0 | 15.8951 | SH
1SHNRAbove Ground Wall - Steel-framed2013 | 2013 | Small Hotel - Non-res | 1 | Above Ground Wall | Steel-framed | 0.124 |  | 0.124 |  | 5.1668 | 6.6189 | 0 | 11.7857 | 0.974 | 1.039 | 0 | 1 | 5.0324 | 6.8771 | 0 | 11.7857 | SHNR
2SHNRAbove Ground Wall - Steel-framed2013 | 2013 | Small Hotel - Non-res | 2 | Above Ground Wall | Steel-framed | 0.084 |  | 0.084 | 3.5 inch x 1-5/8 inch x 0.043 inch - Cold-Formed Steel Framing, Cavity Batt + Exterior Polyiso insulation | 5.7228 | 7.2721 | 0 | 12.9949 | 0.974 | 1.039 | 0 | 1 | 5.574 | 7.5557 | 0 | 12.9949 | SHNR
3SHNRAbove Ground Wall - Steel-framed2013 | 2013 | Small Hotel - Non-res | 3 | Above Ground Wall | Steel-framed | 0.077 |  | 0.077 | 3.5 inch x 1-5/8 inch x 0.043 inch - Cold-Formed Steel Framing, Cavity Batt + Exterior Polyiso insulation | 5.8631 | 7.2721 | 0 | 13.1352 | 0.974 | 1.039 | 0 | 1 | 5.7107 | 7.5557 | 0 | 13.1352 | SHNR
4SHNRAbove Ground Wall - Steel-framed2013 | 2013 | Small Hotel - Non-res | 4 | Above Ground Wall | Steel-framed | 0.064 |  | 0.064 | 3.5 inch x 1-5/8 inch x 0.043 inch - Cold-Formed Steel Framing, Cavity Batt + Exterior Polyiso insulation | 6.0837 | 7.3024 | 0 | 13.3861 | 0.974 | 1.039 | 0 | 1 | 5.9256 | 7.5872 | 0 | 13.3861 | SHNR
5SHNRAbove Ground Wall - Steel-framed2013 | 2013 | Small Hotel - Non-res | 5 | Above Ground Wall | Steel-framed | 0.055 |  | 0.055 | 3.5 inch x 1-5/8 inch x 0.043 inch - Cold-Formed Steel Framing, Cavity Batt + Exterior Polyiso insulation | 6.4213 | 7.3327 | 0 | 13.754 | 0.974 | 1.039 | 0 | 1 | 6.2543 | 7.6187 | 0 | 13.754 | SHNR
6SHNRAbove Ground Wall - Steel-framed2013 | 2013 | Small Hotel - Non-res | 6 | Above Ground Wall | Steel-framed | 0.049 |  | 0.049 |  | 7.0033 | 7.3327 | 0 | 14.336 | 0.974 | 1.039 | 0 | 1 | 6.8212 | 7.6187 | 0 | 14.336 | SHNR
7SHNRAbove Ground Wall - Steel-framed2013 | 2013 | Small Hotel - Non-res | 7 | Above Ground Wall | Steel-framed | 0.049 |  | 0.049 |  | 7.0033 | 7.3327 | 0 | 14.336 | 0.974 | 1.039 | 0 | 1 | 6.8212 | 7.6187 | 0 | 14.336 | SHNR
8SHNRAbove Ground Wall - Steel-framed2013 | 2013 | Small Hotel - Non-res | 8 | Above Ground Wall | Steel-framed | 0.037 |  | 0.037 |  | 8.5624 | 7.3327 | 0 | 15.8951 | 0.974 | 1.039 | 0 | 1 | 8.3397 | 7.6187 | 0 | 15.8951 | SHNR
1SOAbove Ground Wall - Wood-framed2013 | 2013 | Small Office | 1 | Above Ground Wall | Wood-framed | 0.089 |  | 0.089 |  | 3.4964 | 5.4956 | 0 | 8.992 | 1.089 | 1.041 | 0 | 1 | 3.8076 | 5.7209 | 0 | 8.992 | SO
1SOAbove Ground Wall - Wood-framed2013 | 2013 | Small Office | 1 | Above Ground Wall | Wood-framed | 0.089 |  | 0.089 |  | 3.4964 | 5.4956 | 0 | 8.992 | 1.089 | 1.041 | 0 | 1 | 3.8076 | 5.7209 | 0 | 8.992 | SO
2SOAbove Ground Wall - Wood-framed2013 | 2013 | Small Office | 2 | Above Ground Wall | Wood-framed | 0.089 |  | 0.089 | 2 x 4 Nominal Wood Framing, Single Row Studs, Cavity Batt insulation | 3.4964 | 5.4956 | 0 | 8.992 | 1.089 | 1.041 | 0 | 1 | 3.8076 | 5.7209 | 0 | 8.992 | SO
3SOAbove Ground Wall - Wood-framed2013 | 2013 | Small Office | 3 | Above Ground Wall | Wood-framed | 0.089 |  | 0.089 | 2 x 4 Nominal Wood Framing, Single Row Studs, Cavity Batt insulation | 3.4964 | 5.4956 | 0 | 8.992 | 1.089 | 1.041 | 0 | 1 | 3.8076 | 5.7209 | 0 | 8.992 | SO
4SOAbove Ground Wall - Wood-framed2013 | 2013 | Small Office | 4 | Above Ground Wall | Wood-framed | 0.064 |  | 0.064 | 2 x 6 Nominal Wood Framing, Single Row Studs, Cavity Batt insulation | 4.6605 | 6.0105 | 0 | 10.671 | 1.089 | 1.041 | 0 | 1 | 5.0753 | 6.2569 | 0 | 10.671 | SO
5SOAbove Ground Wall - Wood-framed2013 | 2013 | Small Office | 5 | Above Ground Wall | Wood-framed | 0.051 |  | 0.051 | 2 x 4 Nominal Wood Framing, Single Row Studs, Cavity Batt + Polyiso insulation | 5.4499 | 7.4903 | 0 | 12.9402 | 1.089 | 1.041 | 0 | 1 | 5.935 | 7.7974 | 0 | 12.9402 | SO
5SOAbove Ground Wall - Wood-framed2013 | 2013 | Small Office | 5 | Above Ground Wall | Wood-framed | 0.051 |  | 0.051 |  | 5.4499 | 7.4903 | 0 | 12.9402 | 1.089 | 1.041 | 0 | 1 | 5.935 | 7.7974 | 0 | 12.9402 | SO
5SOAbove Ground Wall - Wood-framed2013 | 2013 | Small Office | 5 | Above Ground Wall | Wood-framed | 0.051 |  | 0.051 |  | 5.4499 | 7.4903 | 0 | 12.9402 | 1.089 | 1.041 | 0 | 1 | 5.935 | 7.7974 | 0 | 12.9402 | SO
6SOAbove Ground Wall - Wood-framed2013 | 2013 | Small Office | 6 | Above Ground Wall | Wood-framed | 0.051 |  | 0.051 |  | 5.4499 | 7.4903 | 0 | 12.9402 | 1.089 | 1.041 | 0 | 1 | 5.935 | 7.7974 | 0 | 12.9402 | SO
6SOAbove Ground Wall - Wood-framed2013 | 2013 | Small Office | 6 | Above Ground Wall | Wood-framed | 0.051 |  | 0.051 |  | 5.4499 | 7.4903 | 0 | 12.9402 | 1.089 | 1.041 | 0 | 1 | 5.935 | 7.7974 | 0 | 12.9402 | SO
7SOAbove Ground Wall - Wood-framed2013 | 2013 | Small Office | 7 | Above Ground Wall | Wood-framed | 0.051 |  | 0.051 |  | 5.4499 | 7.4903 | 0 | 12.9402 | 1.089 | 1.041 | 0 | 1 | 5.935 | 7.7974 | 0 | 12.9402 | SO
8SOAbove Ground Wall - Wood-framed2013 | 2013 | Small Office | 8 | Above Ground Wall | Wood-framed | 0.032 |  | 0.032 |  | 8.2018 | 8.5125 | 0 | 16.7142 | 1.089 | 1.041 | 0 | 1 | 8.9317 | 8.8615 | 0 | 16.7142 | SO
1SRAbove Ground Wall - Mass2013 | 2013 | Stand-alone Retail | 1 | Above Ground Wall | Mass | 0.58 |  | 0.58 |  | 4.4893 | 7.7042 | 0.63208 | 12.8256 | 1.047 | 1.046 | 0 | 1 | 4.7003 | 8.0586 | 0 | 12.8256 | SR
1SRAbove Ground Wall - Mass2013 | 2013 | Stand-alone Retail | 1 | Above Ground Wall | Mass | 0.58 |  | 0.58 |  | 4.4893 | 7.7042 | 0.63208 | 12.8256 | 1.047 | 1.046 | 0 | 1 | 4.7003 | 8.0586 | 0 | 12.8256 | SR
2SRAbove Ground Wall - Mass2013 | 2013 | Stand-alone Retail | 2 | Above Ground Wall | Mass | 0.151 |  | 0.151 | Concrete Wall, 8" thick, poured in place (Means 2014) + Polyiso insulation | 5.8312 | 8.4749 | 0.63208 | 14.9382 | 1.047 | 1.046 | 0 | 1 | 6.1052 | 8.8648 | 0 | 14.9382 | SR
3SRAbove Ground Wall - Mass2013 | 2013 | Stand-alone Retail | 3 | Above Ground Wall | Mass | 0.123 |  | 0.123 | Concrete Wall, 8" thick, poured in place (Means 2014) + Polyiso insulation | 6.0047 | 8.4749 | 0.63208 | 15.1117 | 1.047 | 1.046 | 0 | 1 | 6.2869 | 8.8648 | 0 | 15.1117 | SR
4SRAbove Ground Wall - Mass2013 | 2013 | Stand-alone Retail | 4 | Above Ground Wall | Mass | 0.104 |  | 0.104 | Concrete Wall, 8" thick, poured in place (Means 2014) + Polyiso insulation | 6.1782 | 8.4749 | 0.63208 | 15.2853 | 1.047 | 1.046 | 0 | 1 | 6.4686 | 8.8648 | 0 | 15.2853 | SR
5SRAbove Ground Wall - Mass2013 | 2013 | Stand-alone Retail | 5 | Above Ground Wall | Mass | 0.090 |  | 0.090 | Concrete Wall, 8" thick, poured in place (Means 2014) + Polyiso insulation | 6.3518 | 8.4749 | 0.63208 | 15.4588 | 1.047 | 1.046 | 0 | 1 | 6.6503 | 8.8648 | 0 | 15.4588 | SR
5SRAbove Ground Wall - Mass2013 | 2013 | Stand-alone Retail | 5 | Above Ground Wall | Mass | 0.09 |  | 0.09 |  | 6.3518 | 8.4749 | 0.63208 | 15.4588 | 1.047 | 1.046 | 0 | 1 | 6.6503 | 8.8648 | 0 | 15.4588 | SR
5SRAbove Ground Wall - Mass2013 | 2013 | Stand-alone Retail | 5 | Above Ground Wall | Mass | 0.09 |  | 0.09 |  | 6.3518 | 8.4749 | 0.63208 | 15.4588 | 1.047 | 1.046 | 0 | 1 | 6.6503 | 8.8648 | 0 | 15.4588 | SR
6SRAbove Ground Wall - Mass2013 | 2013 | Stand-alone Retail | 6 | Above Ground Wall | Mass | 0.08 |  | 0.08 |  | 6.5253 | 8.4749 | 0.63208 | 15.6323 | 1.047 | 1.046 | 0 | 1 | 6.832 | 8.8648 | 0 | 15.6323 | SR
6SRAbove Ground Wall - Mass2013 | 2013 | Stand-alone Retail | 6 | Above Ground Wall | Mass | 0.08 |  | 0.08 |  | 6.5253 | 8.4749 | 0.63208 | 15.6323 | 1.047 | 1.046 | 0 | 1 | 6.832 | 8.8648 | 0 | 15.6323 | SR
7SRAbove Ground Wall - Mass2013 | 2013 | Stand-alone Retail | 7 | Above Ground Wall | Mass | 0.071 |  | 0.071 |  | 6.7354 | 8.4749 | 0.63208 | 15.8424 | 1.047 | 1.046 | 0 | 1 | 7.0519 | 8.8648 | 0 | 15.8424 | SR
8SRAbove Ground Wall - Mass2013 | 2013 | Stand-alone Retail | 8 | Above Ground Wall | Mass | 0.048 |  | 0.048 |  | 7.0459 | 8.4749 | 0.63208 | 16.1529 | 1.047 | 1.046 | 0 | 1 | 7.3771 | 8.8648 | 0 | 16.1529 | SR
1LOBelow Grade Wall2010 | 2010 | Large Office | 1 | Below Grade Wall |  | 1.14 |  | 1.14 |  | 4.6884 | 6.0839 | 0 | 10.7723 | 1.047 | 1.046 | 0 | 1 | 4.9088 | 6.3637 | 0 | 10.7723 | LO
1LOBelow Grade Wall2010 | 2010 | Large Office | 1 | Below Grade Wall |  | 1.14 |  | 1.14 |  | 4.6884 | 6.0839 | 0 | 10.7723 | 1.047 | 1.046 | 0 | 1 | 4.9088 | 6.3637 | 0 | 10.7723 | LO
2LOBelow Grade Wall2010 | 2010 | Large Office | 2 | Below Grade Wall |  | 1.140 |  | 1.140 | Concrete Masonry Units (CMU), 8"x16"x8" (Single Wythe), No cavity fill insulation | 4.6884 | 6.0839 | 0 | 10.7723 | 1.047 | 1.046 | 0 | 1 | 4.9088 | 6.3637 | 0 | 10.7723 | LO
3LOBelow Grade Wall2010 | 2010 | Large Office | 3 | Below Grade Wall |  | 1.140 |  | 1.140 | Concrete Masonry Units (CMU), 8"x16"x8" (Single Wythe), No cavity fill insulation | 4.6884 | 6.0839 | 0 | 10.7723 | 1.047 | 1.046 | 0 | 1 | 4.9088 | 6.3637 | 0 | 10.7723 | LO
4LOBelow Grade Wall2010 | 2010 | Large Office | 4 | Below Grade Wall |  | 1.140 |  | 1.140 | Concrete Masonry Units (CMU), 8"x16"x8" (Single Wythe), No cavity fill insulation | 4.6884 | 6.0839 | 0 | 10.7723 | 1.047 | 1.046 | 0 | 1 | 4.9088 | 6.3637 | 0 | 10.7723 | LO
5LOBelow Grade Wall2010 | 2010 | Large Office | 5 | Below Grade Wall |  | 0.119 |  | 0.119 | Concrete Masonry Units (CMU), 8"x16"x8" (Single Wythe), No cavity fill + XPS (interpolated) insulation | 8.5556 | 10.7685 | 0 | 19.3241 | 1.047 | 1.046 | 0 | 1 | 8.9577 | 11.2638 | 0 | 19.3241 | LO
5LOBelow Grade Wall2010 | 2010 | Large Office | 5 | Below Grade Wall |  | 0.119 |  | 0.119 |  | 8.5556 | 10.7685 | 0 | 19.3241 | 1.047 | 1.046 | 0 | 1 | 8.9577 | 11.2638 | 0 | 19.3241 | LO
5LOBelow Grade Wall2010 | 2010 | Large Office | 5 | Below Grade Wall |  | 0.119 |  | 0.119 |  | 8.5556 | 10.7685 | 0 | 19.3241 | 1.047 | 1.046 | 0 | 1 | 8.9577 | 11.2638 | 0 | 19.3241 | LO
6LOBelow Grade Wall2010 | 2010 | Large Office | 6 | Below Grade Wall |  | 0.119 |  | 0.119 |  | 8.5556 | 10.7685 | 0 | 19.3241 | 1.047 | 1.046 | 0 | 1 | 8.9577 | 11.2638 | 0 | 19.3241 | LO
6LOBelow Grade Wall2010 | 2010 | Large Office | 6 | Below Grade Wall |  | 0.119 |  | 0.119 |  | 8.5556 | 10.7685 | 0 | 19.3241 | 1.047 | 1.046 | 0 | 1 | 8.9577 | 11.2638 | 0 | 19.3241 | LO
7LOBelow Grade Wall2010 | 2010 | Large Office | 7 | Below Grade Wall |  | 0.119 |  | 0.119 |  | 8.5556 | 10.7685 | 0 | 19.3241 | 1.047 | 1.046 | 0 | 1 | 8.9577 | 11.2638 | 0 | 19.3241 | LO
8LOBelow Grade Wall2010 | 2010 | Large Office | 8 | Below Grade Wall |  | 0.119 |  | 0.119 |  | 8.5556 | 10.7685 | 0 | 19.3241 | 1.047 | 1.046 | 0 | 1 | 8.9577 | 11.2638 | 0 | 19.3241 | LO
1MABelow Grade Wall2010 | 2010 | Mid-rise Apartment | 1 | Below Grade Wall |  | 1.14 |  | 1.14 |  | 4.6884 | 6.0839 | 0 | 10.7723 | 1.047 | 1.046 | 0 | 1 | 4.9088 | 6.3637 | 0 | 10.7723 | MA
1MABelow Grade Wall2010 | 2010 | Mid-rise Apartment | 1 | Below Grade Wall |  | 1.14 |  | 1.14 |  | 4.6884 | 6.0839 | 0 | 10.7723 | 1.047 | 1.046 | 0 | 1 | 4.9088 | 6.3637 | 0 | 10.7723 | MA
5MABelow Grade Wall2010 | 2010 | Mid-rise Apartment | 5 | Below Grade Wall |  | 0.119 |  | 0.119 |  | 8.5556 | 10.7685 | 0 | 19.3241 | 1.047 | 1.046 | 0 | 1 | 8.9577 | 11.2638 | 0 | 19.3241 | MA
5MABelow Grade Wall2010 | 2010 | Mid-rise Apartment | 5 | Below Grade Wall |  | 0.119 |  | 0.119 |  | 8.5556 | 10.7685 | 0 | 19.3241 | 1.047 | 1.046 | 0 | 1 | 8.9577 | 11.2638 | 0 | 19.3241 | MA
6MABelow Grade Wall2010 | 2010 | Mid-rise Apartment | 6 | Below Grade Wall |  | 0.119 |  | 0.119 |  | 8.5556 | 10.7685 | 0 | 19.3241 | 1.047 | 1.046 | 0 | 1 | 8.9577 | 11.2638 | 0 | 19.3241 | MA
6MABelow Grade Wall2010 | 2010 | Mid-rise Apartment | 6 | Below Grade Wall |  | 0.119 |  | 0.119 |  | 8.5556 | 10.7685 | 0 | 19.3241 | 1.047 | 1.046 | 0 | 1 | 8.9577 | 11.2638 | 0 | 19.3241 | MA
7MABelow Grade Wall2010 | 2010 | Mid-rise Apartment | 7 | Below Grade Wall |  | 0.119 |  | 0.119 |  | 8.5556 | 10.7685 | 0 | 19.3241 | 1.047 | 1.046 | 0 | 1 | 8.9577 | 11.2638 | 0 | 19.3241 | MA
8MABelow Grade Wall2010 | 2010 | Mid-rise Apartment | 8 | Below Grade Wall |  | 0.119 |  | 0.119 |  | 8.5556 | 10.7685 | 0 | 19.3241 | 1.047 | 1.046 | 0 | 1 | 8.9577 | 11.2638 | 0 | 19.3241 | MA
1PSBelow Grade Wall2010 | 2010 | Primary School | 1 | Below Grade Wall |  | 1.14 |  | 1.14 |  | 4.6884 | 6.0839 | 0 | 10.7723 | 1.047 | 1.046 | 0 | 1 | 4.9088 | 6.3637 | 0 | 10.7723 | PS
1PSBelow Grade Wall2010 | 2010 | Primary School | 1 | Below Grade Wall |  | 1.14 |  | 1.14 |  | 4.6884 | 6.0839 | 0 | 10.7723 | 1.047 | 1.046 | 0 | 1 | 4.9088 | 6.3637 | 0 | 10.7723 | PS
5PSBelow Grade Wall2010 | 2010 | Primary School | 5 | Below Grade Wall |  | 0.119 |  | 0.119 |  | 8.5556 | 10.7685 | 0 | 19.3241 | 1.047 | 1.046 | 0 | 1 | 8.9577 | 11.2638 | 0 | 19.3241 | PS
5PSBelow Grade Wall2010 | 2010 | Primary School | 5 | Below Grade Wall |  | 0.119 |  | 0.119 |  | 8.5556 | 10.7685 | 0 | 19.3241 | 1.047 | 1.046 | 0 | 1 | 8.9577 | 11.2638 | 0 | 19.3241 | PS
6PSBelow Grade Wall2010 | 2010 | Primary School | 6 | Below Grade Wall |  | 0.119 |  | 0.119 |  | 8.5556 | 10.7685 | 0 | 19.3241 | 1.047 | 1.046 | 0 | 1 | 8.9577 | 11.2638 | 0 | 19.3241 | PS
6PSBelow Grade Wall2010 | 2010 | Primary School | 6 | Below Grade Wall |  | 0.119 |  | 0.119 |  | 8.5556 | 10.7685 | 0 | 19.3241 | 1.047 | 1.046 | 0 | 1 | 8.9577 | 11.2638 | 0 | 19.3241 | PS
7PSBelow Grade Wall2010 | 2010 | Primary School | 7 | Below Grade Wall |  | 0.119 |  | 0.119 |  | 8.5556 | 10.7685 | 0 | 19.3241 | 1.047 | 1.046 | 0 | 1 | 8.9577 | 11.2638 | 0 | 19.3241 | PS
8PSBelow Grade Wall2010 | 2010 | Primary School | 8 | Below Grade Wall |  | 0.119 |  | 0.119 |  | 8.5556 | 10.7685 | 0 | 19.3241 | 1.047 | 1.046 | 0 | 1 | 8.9577 | 11.2638 | 0 | 19.3241 | PS
1SHBelow Grade Wall2010 | 2010 | Small Hotel | 1 | Below Grade Wall |  | 1.14 |  | 1.14 |  | 4.6884 | 6.0839 | 0 | 10.7723 | 1.047 | 1.046 | 0 | 1 | 4.9088 | 6.3637 | 0 | 10.7723 | SH
1SHBelow Grade Wall2010 | 2010 | Small Hotel | 1 | Below Grade Wall |  | 1.14 |  | 1.14 |  | 4.6884 | 6.0839 | 0 | 10.7723 | 1.047 | 1.046 | 0 | 1 | 4.9088 | 6.3637 | 0 | 10.7723 | SH
5SHBelow Grade Wall2010 | 2010 | Small Hotel | 5 | Below Grade Wall |  | 0.119 |  | 0.119 |  | 8.5556 | 10.7685 | 0 | 19.3241 | 1.047 | 1.046 | 0 | 1 | 8.9577 | 11.2638 | 0 | 19.3241 | SH
5SHBelow Grade Wall2010 | 2010 | Small Hotel | 5 | Below Grade Wall |  | 0.119 |  | 0.119 |  | 8.5556 | 10.7685 | 0 | 19.3241 | 1.047 | 1.046 | 0 | 1 | 8.9577 | 11.2638 | 0 | 19.3241 | SH
6SHBelow Grade Wall2010 | 2010 | Small Hotel | 6 | Below Grade Wall |  | 0.119 |  | 0.119 |  | 8.5556 | 10.7685 | 0 | 19.3241 | 1.047 | 1.046 | 0 | 1 | 8.9577 | 11.2638 | 0 | 19.3241 | SH
6SHBelow Grade Wall2010 | 2010 | Small Hotel | 6 | Below Grade Wall |  | 0.119 |  | 0.119 |  | 8.5556 | 10.7685 | 0 | 19.3241 | 1.047 | 1.046 | 0 | 1 | 8.9577 | 11.2638 | 0 | 19.3241 | SH
7SHBelow Grade Wall2010 | 2010 | Small Hotel | 7 | Below Grade Wall |  | 0.092 |  | 0.092 |  | 8.5556 | 10.7685 | 0 | 19.3241 | 1.047 | 1.046 | 0 | 1 | 8.9577 | 11.2638 | 0 | 19.3241 | SH
8SHBelow Grade Wall2010 | 2010 | Small Hotel | 8 | Below Grade Wall |  | 0.075 |  | 0.075 |  | 8.5556 | 10.7685 | 0 | 19.3241 | 1.047 | 1.046 | 0 | 1 | 8.9577 | 11.2638 | 0 | 19.3241 | SH
1SHNRBelow Grade Wall2010 | 2010 | Small Hotel - Non-res | 1 | Below Grade Wall |  | 1.14 |  | 1.14 |  | 4.6884 | 6.0839 | 0 | 10.7723 | 1.047 | 1.046 | 0 | 1 | 4.9088 | 6.3637 | 0 | 10.7723 | SHNR
6SHNRBelow Grade Wall2010 | 2010 | Small Hotel - Non-res | 6 | Below Grade Wall |  | 0.119 |  | 0.119 |  | 8.5556 | 10.7685 | 0 | 19.3241 | 1.047 | 1.046 | 0 | 1 | 8.9577 | 11.2638 | 0 | 19.3241 | SHNR
7SHNRBelow Grade Wall2010 | 2010 | Small Hotel - Non-res | 7 | Below Grade Wall |  | 0.119 |  | 0.119 |  | 8.5556 | 10.7685 | 0 | 19.3241 | 1.047 | 1.046 | 0 | 1 | 8.9577 | 11.2638 | 0 | 19.3241 | SHNR
8SHNRBelow Grade Wall2010 | 2010 | Small Hotel - Non-res | 8 | Below Grade Wall |  | 0.119 |  | 0.119 |  | 8.5556 | 10.7685 | 0 | 19.3241 | 1.047 | 1.046 | 0 | 1 | 8.9577 | 11.2638 | 0 | 19.3241 | SHNR
1SOBelow Grade Wall2010 | 2010 | Small Office | 1 | Below Grade Wall |  | 1.14 |  | 1.14 |  | 4.6884 | 6.0839 | 0 | 10.7723 | 1.047 | 1.046 | 0 | 1 | 4.9088 | 6.3637 | 0 | 10.7723 | SO
1SOBelow Grade Wall2010 | 2010 | Small Office | 1 | Below Grade Wall |  | 1.14 |  | 1.14 |  | 4.6884 | 6.0839 | 0 | 10.7723 | 1.047 | 1.046 | 0 | 1 | 4.9088 | 6.3637 | 0 | 10.7723 | SO
5SOBelow Grade Wall2010 | 2010 | Small Office | 5 | Below Grade Wall |  | 0.119 |  | 0.119 |  | 8.5556 | 10.7685 | 0 | 19.3241 | 1.047 | 1.046 | 0 | 1 | 8.9577 | 11.2638 | 0 | 19.3241 | SO
5SOBelow Grade Wall2010 | 2010 | Small Office | 5 | Below Grade Wall |  | 0.119 |  | 0.119 |  | 8.5556 | 10.7685 | 0 | 19.3241 | 1.047 | 1.046 | 0 | 1 | 8.9577 | 11.2638 | 0 | 19.3241 | SO
6SOBelow Grade Wall2010 | 2010 | Small Office | 6 | Below Grade Wall |  | 0.119 |  | 0.119 |  | 8.5556 | 10.7685 | 0 | 19.3241 | 1.047 | 1.046 | 0 | 1 | 8.9577 | 11.2638 | 0 | 19.3241 | SO
6SOBelow Grade Wall2010 | 2010 | Small Office | 6 | Below Grade Wall |  | 0.119 |  | 0.119 |  | 8.5556 | 10.7685 | 0 | 19.3241 | 1.047 | 1.046 | 0 | 1 | 8.9577 | 11.2638 | 0 | 19.3241 | SO
7SOBelow Grade Wall2010 | 2010 | Small Office | 7 | Below Grade Wall |  | 0.119 |  | 0.119 |  | 8.5556 | 10.7685 | 0 | 19.3241 | 1.047 | 1.046 | 0 | 1 | 8.9577 | 11.2638 | 0 | 19.3241 | SO
8SOBelow Grade Wall2010 | 2010 | Small Office | 8 | Below Grade Wall |  | 0.119 |  | 0.119 |  | 8.5556 | 10.7685 | 0 | 19.3241 | 1.047 | 1.046 | 0 | 1 | 8.9577 | 11.2638 | 0 | 19.3241 | SO
1SRBelow Grade Wall2010 | 2010 | Stand-alone Retail | 1 | Below Grade Wall |  | 1.14 |  | 1.14 |  | 4.6884 | 6.0839 | 0 | 10.7723 | 1.047 | 1.046 | 0 | 1 | 4.9088 | 6.3637 | 0 | 10.7723 | SR
1SRBelow Grade Wall2010 | 2010 | Stand-alone Retail | 1 | Below Grade Wall |  | 1.14 |  | 1.14 |  | 4.6884 | 6.0839 | 0 | 10.7723 | 1.047 | 1.046 | 0 | 1 | 4.9088 | 6.3637 | 0 | 10.7723 | SR
5SRBelow Grade Wall2010 | 2010 | Stand-alone Retail | 5 | Below Grade Wall |  | 0.119 |  | 0.119 |  | 8.5556 | 10.7685 | 0 | 19.3241 | 1.047 | 1.046 | 0 | 1 | 8.9577 | 11.2638 | 0 | 19.3241 | SR
5SRBelow Grade Wall2010 | 2010 | Stand-alone Retail | 5 | Below Grade Wall |  | 0.119 |  | 0.119 |  | 8.5556 | 10.7685 | 0 | 19.3241 | 1.047 | 1.046 | 0 | 1 | 8.9577 | 11.2638 | 0 | 19.3241 | SR
6SRBelow Grade Wall2010 | 2010 | Stand-alone Retail | 6 | Below Grade Wall |  | 0.119 |  | 0.119 |  | 8.5556 | 10.7685 | 0 | 19.3241 | 1.047 | 1.046 | 0 | 1 | 8.9577 | 11.2638 | 0 | 19.3241 | SR
6SRBelow Grade Wall2010 | 2010 | Stand-alone Retail | 6 | Below Grade Wall |  | 0.119 |  | 0.119 |  | 8.5556 | 10.7685 | 0 | 19.3241 | 1.047 | 1.046 | 0 | 1 | 8.9577 | 11.2638 | 0 | 19.3241 | SR
7SRBelow Grade Wall2010 | 2010 | Stand-alone Retail | 7 | Below Grade Wall |  | 0.119 |  | 0.119 |  | 8.5556 | 10.7685 | 0 | 19.3241 | 1.047 | 1.046 | 0 | 1 | 8.9577 | 11.2638 | 0 | 19.3241 | SR
8SRBelow Grade Wall2010 | 2010 | Stand-alone Retail | 8 | Below Grade Wall |  | 0.119 |  | 0.119 |  | 8.5556 | 10.7685 | 0 | 19.3241 | 1.047 | 1.046 | 0 | 1 | 8.9577 | 11.2638 | 0 | 19.3241 | SR
1LOBelow Grade Wall2013 | 2013 | Large Office | 1 | Below Grade Wall |  | 1.14 |  | 1.14 |  | 4.6884 | 6.0839 | 0 | 10.7723 | 1.047 | 1.046 | 0 | 1 | 4.9088 | 6.3637 | 0 | 10.7723 | LO
1LOBelow Grade Wall2013 | 2013 | Large Office | 1 | Below Grade Wall |  | 1.14 |  | 1.14 |  | 4.6884 | 6.0839 | 0 | 10.7723 | 1.047 | 1.046 | 0 | 1 | 4.9088 | 6.3637 | 0 | 10.7723 | LO
2LOBelow Grade Wall2013 | 2013 | Large Office | 2 | Below Grade Wall |  | 1.140 |  | 1.140 | Concrete Masonry Units (CMU), 8"x16"x8" (Single Wythe), No cavity fill insulation | 4.6884 | 6.0839 | 0 | 10.7723 | 1.047 | 1.046 | 0 | 1 | 4.9088 | 6.3637 | 0 | 10.7723 | LO
3LOBelow Grade Wall2013 | 2013 | Large Office | 3 | Below Grade Wall |  | 1.140 |  | 1.140 | Concrete Masonry Units (CMU), 8"x16"x8" (Single Wythe), No cavity fill insulation | 4.6884 | 6.0839 | 0 | 10.7723 | 1.047 | 1.046 | 0 | 1 | 4.9088 | 6.3637 | 0 | 10.7723 | LO
4LOBelow Grade Wall2013 | 2013 | Large Office | 4 | Below Grade Wall |  | 0.119 |  | 0.119 | Concrete Masonry Units (CMU), 8"x16"x8" (Single Wythe), No cavity fill + XPS (interpolated) insulation | 8.5556 | 10.7685 | 0 | 19.3241 | 1.047 | 1.046 | 0 | 1 | 8.9577 | 11.2638 | 0 | 19.3241 | LO
5LOBelow Grade Wall2013 | 2013 | Large Office | 5 | Below Grade Wall |  | 0.119 |  | 0.119 | Concrete Masonry Units (CMU), 8"x16"x8" (Single Wythe), No cavity fill + XPS (interpolated) insulation | 8.5556 | 10.7685 | 0 | 19.3241 | 1.047 | 1.046 | 0 | 1 | 8.9577 | 11.2638 | 0 | 19.3241 | LO
5LOBelow Grade Wall2013 | 2013 | Large Office | 5 | Below Grade Wall |  | 0.119 |  | 0.119 |  | 8.5556 | 10.7685 | 0 | 19.3241 | 1.047 | 1.046 | 0 | 1 | 8.9577 | 11.2638 | 0 | 19.3241 | LO
5LOBelow Grade Wall2013 | 2013 | Large Office | 5 | Below Grade Wall |  | 0.119 |  | 0.119 |  | 8.5556 | 10.7685 | 0 | 19.3241 | 1.047 | 1.046 | 0 | 1 | 8.9577 | 11.2638 | 0 | 19.3241 | LO
6LOBelow Grade Wall2013 | 2013 | Large Office | 6 | Below Grade Wall |  | 0.092 |  | 0.092 |  | 8.8825 | 10.7685 | 0 | 19.651 | 1.047 | 1.046 | 0 | 1 | 9.3 | 11.2638 | 0 | 19.651 | LO
6LOBelow Grade Wall2013 | 2013 | Large Office | 6 | Below Grade Wall |  | 0.092 |  | 0.092 |  | 8.8825 | 10.7685 | 0 | 19.651 | 1.047 | 1.046 | 0 | 1 | 9.3 | 11.2638 | 0 | 19.651 | LO
7LOBelow Grade Wall2013 | 2013 | Large Office | 7 | Below Grade Wall |  | 0.063 |  | 0.063 |  | 9.5683 | 10.7685 | 0 | 20.3367 | 1.047 | 1.046 | 0 | 1 | 10.018 | 11.2638 | 0 | 20.3367 | LO
8LOBelow Grade Wall2013 | 2013 | Large Office | 8 | Below Grade Wall |  | 0.063 |  | 0.063 |  | 9.5683 | 10.7685 | 0 | 20.3367 | 1.047 | 1.046 | 0 | 1 | 10.018 | 11.2638 | 0 | 20.3367 | LO
1MABelow Grade Wall2013 | 2013 | Mid-rise Apartment | 1 | Below Grade Wall |  | 1.14 |  | 1.14 |  | 4.6884 | 6.0839 | 0 | 10.7723 | 1.047 | 1.046 | 0 | 1 | 4.9088 | 6.3637 | 0 | 10.7723 | MA
1MABelow Grade Wall2013 | 2013 | Mid-rise Apartment | 1 | Below Grade Wall |  | 1.14 |  | 1.14 |  | 4.6884 | 6.0839 | 0 | 10.7723 | 1.047 | 1.046 | 0 | 1 | 4.9088 | 6.3637 | 0 | 10.7723 | MA
5MABelow Grade Wall2013 | 2013 | Mid-rise Apartment | 5 | Below Grade Wall |  | 0.119 |  | 0.119 |  | 8.5556 | 10.7685 | 0 | 19.3241 | 1.047 | 1.046 | 0 | 1 | 8.9577 | 11.2638 | 0 | 19.3241 | MA
5MABelow Grade Wall2013 | 2013 | Mid-rise Apartment | 5 | Below Grade Wall |  | 0.119 |  | 0.119 |  | 8.5556 | 10.7685 | 0 | 19.3241 | 1.047 | 1.046 | 0 | 1 | 8.9577 | 11.2638 | 0 | 19.3241 | MA
6MABelow Grade Wall2013 | 2013 | Mid-rise Apartment | 6 | Below Grade Wall |  | 0.092 |  | 0.092 |  | 8.8825 | 10.7685 | 0 | 19.651 | 1.047 | 1.046 | 0 | 1 | 9.3 | 11.2638 | 0 | 19.651 | MA
6MABelow Grade Wall2013 | 2013 | Mid-rise Apartment | 6 | Below Grade Wall |  | 0.092 |  | 0.092 |  | 8.8825 | 10.7685 | 0 | 19.651 | 1.047 | 1.046 | 0 | 1 | 9.3 | 11.2638 | 0 | 19.651 | MA
7MABelow Grade Wall2013 | 2013 | Mid-rise Apartment | 7 | Below Grade Wall |  | 0.063 |  | 0.063 |  | 9.5683 | 10.7685 | 0 | 20.3367 | 1.047 | 1.046 | 0 | 1 | 10.018 | 11.2638 | 0 | 20.3367 | MA
8MABelow Grade Wall2013 | 2013 | Mid-rise Apartment | 8 | Below Grade Wall |  | 0.063 |  | 0.063 |  | 9.5683 | 10.7685 | 0 | 20.3367 | 1.047 | 1.046 | 0 | 1 | 10.018 | 11.2638 | 0 | 20.3367 | MA
1PSBelow Grade Wall2013 | 2013 | Primary School | 1 | Below Grade Wall |  | 1.14 |  | 1.14 |  | 4.6884 | 6.0839 | 0 | 10.7723 | 1.047 | 1.046 | 0 | 1 | 4.9088 | 6.3637 | 0 | 10.7723 | PS
1PSBelow Grade Wall2013 | 2013 | Primary School | 1 | Below Grade Wall |  | 1.14 |  | 1.14 |  | 4.6884 | 6.0839 | 0 | 10.7723 | 1.047 | 1.046 | 0 | 1 | 4.9088 | 6.3637 | 0 | 10.7723 | PS
5PSBelow Grade Wall2013 | 2013 | Primary School | 5 | Below Grade Wall |  | 0.119 |  | 0.119 |  | 8.5556 | 10.7685 | 0 | 19.3241 | 1.047 | 1.046 | 0 | 1 | 8.9577 | 11.2638 | 0 | 19.3241 | PS
5PSBelow Grade Wall2013 | 2013 | Primary School | 5 | Below Grade Wall |  | 0.119 |  | 0.119 |  | 8.5556 | 10.7685 | 0 | 19.3241 | 1.047 | 1.046 | 0 | 1 | 8.9577 | 11.2638 | 0 | 19.3241 | PS
6PSBelow Grade Wall2013 | 2013 | Primary School | 6 | Below Grade Wall |  | 0.092 |  | 0.092 |  | 8.8825 | 10.7685 | 0 | 19.651 | 1.047 | 1.046 | 0 | 1 | 9.3 | 11.2638 | 0 | 19.651 | PS
6PSBelow Grade Wall2013 | 2013 | Primary School | 6 | Below Grade Wall |  | 0.092 |  | 0.092 |  | 8.8825 | 10.7685 | 0 | 19.651 | 1.047 | 1.046 | 0 | 1 | 9.3 | 11.2638 | 0 | 19.651 | PS
7PSBelow Grade Wall2013 | 2013 | Primary School | 7 | Below Grade Wall |  | 0.063 |  | 0.063 |  | 9.5683 | 10.7685 | 0 | 20.3367 | 1.047 | 1.046 | 0 | 1 | 10.018 | 11.2638 | 0 | 20.3367 | PS
8PSBelow Grade Wall2013 | 2013 | Primary School | 8 | Below Grade Wall |  | 0.063 |  | 0.063 |  | 9.5683 | 10.7685 | 0 | 20.3367 | 1.047 | 1.046 | 0 | 1 | 10.018 | 11.2638 | 0 | 20.3367 | PS
1SHBelow Grade Wall2013 | 2013 | Small Hotel | 1 | Below Grade Wall |  | 1.14 |  | 1.14 |  | 4.6884 | 6.0839 | 0 | 10.7723 | 1.047 | 1.046 | 0 | 1 | 4.9088 | 6.3637 | 0 | 10.7723 | SH
1SHBelow Grade Wall2013 | 2013 | Small Hotel | 1 | Below Grade Wall |  | 1.14 |  | 1.14 |  | 4.6884 | 6.0839 | 0 | 10.7723 | 1.047 | 1.046 | 0 | 1 | 4.9088 | 6.3637 | 0 | 10.7723 | SH
5SHBelow Grade Wall2013 | 2013 | Small Hotel | 5 | Below Grade Wall |  | 0.119 |  | 0.119 |  | 8.5556 | 10.7685 | 0 | 19.3241 | 1.047 | 1.046 | 0 | 1 | 8.9577 | 11.2638 | 0 | 19.3241 | SH
5SHBelow Grade Wall2013 | 2013 | Small Hotel | 5 | Below Grade Wall |  | 0.119 |  | 0.119 |  | 8.5556 | 10.7685 | 0 | 19.3241 | 1.047 | 1.046 | 0 | 1 | 8.9577 | 11.2638 | 0 | 19.3241 | SH
6SHBelow Grade Wall2013 | 2013 | Small Hotel | 6 | Below Grade Wall |  | 0.063 |  | 0.063 |  | 8.8825 | 10.7685 | 0 | 19.651 | 1.047 | 1.046 | 0 | 1 | 9.3 | 11.2638 | 0 | 19.651 | SH
6SHBelow Grade Wall2013 | 2013 | Small Hotel | 6 | Below Grade Wall |  | 0.063 |  | 0.063 |  | 8.8825 | 10.7685 | 0 | 19.651 | 1.047 | 1.046 | 0 | 1 | 9.3 | 11.2638 | 0 | 19.651 | SH
7SHBelow Grade Wall2013 | 2013 | Small Hotel | 7 | Below Grade Wall |  | 0.063 |  | 0.063 |  | 9.5683 | 10.7685 | 0 | 20.3367 | 1.047 | 1.046 | 0 | 1 | 10.018 | 11.2638 | 0 | 20.3367 | SH
8SHBelow Grade Wall2013 | 2013 | Small Hotel | 8 | Below Grade Wall |  | 0.063 |  | 0.063 |  | 9.5683 | 10.7685 | 0 | 20.3367 | 1.047 | 1.046 | 0 | 1 | 10.018 | 11.2638 | 0 | 20.3367 | SH
1SHNRBelow Grade Wall2013 | 2013 | Small Hotel - Non-res | 1 | Below Grade Wall |  | 1.14 |  | 1.14 |  | 4.6884 | 6.0839 | 0 | 10.7723 | 1.047 | 1.046 | 0 | 1 | 4.9088 | 6.3637 | 0 | 10.7723 | SHNR
6SHNRBelow Grade Wall2013 | 2013 | Small Hotel - Non-res | 6 | Below Grade Wall |  | 0.092 |  | 0.092 |  | 8.8825 | 10.7685 | 0 | 19.651 | 1.047 | 1.046 | 0 | 1 | 9.3 | 11.2638 | 0 | 19.651 | SHNR
7SHNRBelow Grade Wall2013 | 2013 | Small Hotel - Non-res | 7 | Below Grade Wall |  | 0.063 |  | 0.063 |  | 9.5683 | 10.7685 | 0 | 20.3367 | 1.047 | 1.046 | 0 | 1 | 10.018 | 11.2638 | 0 | 20.3367 | SHNR
8SHNRBelow Grade Wall2013 | 2013 | Small Hotel - Non-res | 8 | Below Grade Wall |  | 0.063 |  | 0.063 |  | 9.5683 | 10.7685 | 0 | 20.3367 | 1.047 | 1.046 | 0 | 1 | 10.018 | 11.2638 | 0 | 20.3367 | SHNR
1SOBelow Grade Wall2013 | 2013 | Small Office | 1 | Below Grade Wall |  | 1.14 |  | 1.14 |  | 4.6884 | 6.0839 | 0 | 10.7723 | 1.047 | 1.046 | 0 | 1 | 4.9088 | 6.3637 | 0 | 10.7723 | SO
1SOBelow Grade Wall2013 | 2013 | Small Office | 1 | Below Grade Wall |  | 1.14 |  | 1.14 |  | 4.6884 | 6.0839 | 0 | 10.7723 | 1.047 | 1.046 | 0 | 1 | 4.9088 | 6.3637 | 0 | 10.7723 | SO
5SOBelow Grade Wall2013 | 2013 | Small Office | 5 | Below Grade Wall |  | 0.119 |  | 0.119 |  | 8.5556 | 10.7685 | 0 | 19.3241 | 1.047 | 1.046 | 0 | 1 | 8.9577 | 11.2638 | 0 | 19.3241 | SO
5SOBelow Grade Wall2013 | 2013 | Small Office | 5 | Below Grade Wall |  | 0.119 |  | 0.119 |  | 8.5556 | 10.7685 | 0 | 19.3241 | 1.047 | 1.046 | 0 | 1 | 8.9577 | 11.2638 | 0 | 19.3241 | SO
6SOBelow Grade Wall2013 | 2013 | Small Office | 6 | Below Grade Wall |  | 0.092 |  | 0.092 |  | 8.8825 | 10.7685 | 0 | 19.651 | 1.047 | 1.046 | 0 | 1 | 9.3 | 11.2638 | 0 | 19.651 | SO
6SOBelow Grade Wall2013 | 2013 | Small Office | 6 | Below Grade Wall |  | 0.092 |  | 0.092 |  | 8.8825 | 10.7685 | 0 | 19.651 | 1.047 | 1.046 | 0 | 1 | 9.3 | 11.2638 | 0 | 19.651 | SO
7SOBelow Grade Wall2013 | 2013 | Small Office | 7 | Below Grade Wall |  | 0.063 |  | 0.063 |  | 9.5683 | 10.7685 | 0 | 20.3367 | 1.047 | 1.046 | 0 | 1 | 10.018 | 11.2638 | 0 | 20.3367 | SO
8SOBelow Grade Wall2013 | 2013 | Small Office | 8 | Below Grade Wall |  | 0.063 |  | 0.063 |  | 9.5683 | 10.7685 | 0 | 20.3367 | 1.047 | 1.046 | 0 | 1 | 10.018 | 11.2638 | 0 | 20.3367 | SO
1SRBelow Grade Wall2013 | 2013 | Stand-alone Retail | 1 | Below Grade Wall |  | 1.14 |  | 1.14 |  | 4.6884 | 6.0839 | 0 | 10.7723 | 1.047 | 1.046 | 0 | 1 | 4.9088 | 6.3637 | 0 | 10.7723 | SR
1SRBelow Grade Wall2013 | 2013 | Stand-alone Retail | 1 | Below Grade Wall |  | 1.14 |  | 1.14 |  | 4.6884 | 6.0839 | 0 | 10.7723 | 1.047 | 1.046 | 0 | 1 | 4.9088 | 6.3637 | 0 | 10.7723 | SR
5SRBelow Grade Wall2013 | 2013 | Stand-alone Retail | 5 | Below Grade Wall |  | 0.119 |  | 0.119 |  | 8.5556 | 10.7685 | 0 | 19.3241 | 1.047 | 1.046 | 0 | 1 | 8.9577 | 11.2638 | 0 | 19.3241 | SR
5SRBelow Grade Wall2013 | 2013 | Stand-alone Retail | 5 | Below Grade Wall |  | 0.119 |  | 0.119 |  | 8.5556 | 10.7685 | 0 | 19.3241 | 1.047 | 1.046 | 0 | 1 | 8.9577 | 11.2638 | 0 | 19.3241 | SR
6SRBelow Grade Wall2013 | 2013 | Stand-alone Retail | 6 | Below Grade Wall |  | 0.092 |  | 0.092 |  | 8.8825 | 10.7685 | 0 | 19.651 | 1.047 | 1.046 | 0 | 1 | 9.3 | 11.2638 | 0 | 19.651 | SR
6SRBelow Grade Wall2013 | 2013 | Stand-alone Retail | 6 | Below Grade Wall |  | 0.092 |  | 0.092 |  | 8.8825 | 10.7685 | 0 | 19.651 | 1.047 | 1.046 | 0 | 1 | 9.3 | 11.2638 | 0 | 19.651 | SR
7SRBelow Grade Wall2013 | 2013 | Stand-alone Retail | 7 | Below Grade Wall |  | 0.063 |  | 0.063 |  | 9.5683 | 10.7685 | 0 | 20.3367 | 1.047 | 1.046 | 0 | 1 | 10.018 | 11.2638 | 0 | 20.3367 | SR
8SRBelow Grade Wall2013 | 2013 | Stand-alone Retail | 8 | Below Grade Wall |  | 0.063 |  | 0.063 |  | 9.5683 | 10.7685 | 0 | 20.3367 | 1.047 | 1.046 | 0 | 1 | 10.018 | 11.2638 | 0 | 20.3367 | SR
1LORoof - Insulation Entirely Above Deck2010 | 2010 | Large Office | 1 | Roof | Insulation Entirely Above Deck | 0.063 |  | 0.063 |  | 16.3337 | 8.3534 | 0 | 24.6871 | 1.103 | 1.047 | 0 | 1 | 18.0161 | 8.746 | 0 | 24.6871 | LO
1LORoof - Insulation Entirely Above Deck2010 | 2010 | Large Office | 1 | Roof | Insulation Entirely Above Deck | 0.063 |  | 0.063 |  | 16.3337 | 8.3534 | 0 | 24.6871 | 1.103 | 1.047 | 0 | 1 | 18.0161 | 8.746 | 0 | 24.6871 | LO
2LORoof - Insulation Entirely Above Deck2010 | 2010 | Large Office | 2 | Roof | Insulation Entirely Above Deck | 0.048 |  | 0.048 | Concrete or Metal Deck, Polyiso insulation | 16.93 | 8.3662 | 0 | 25.2962 | 1.103 | 1.047 | 0 | 1 | 18.6738 | 8.7594 | 0 | 25.2962 | LO
3LORoof - Insulation Entirely Above Deck2010 | 2010 | Large Office | 3 | Roof | Insulation Entirely Above Deck | 0.048 |  | 0.048 | Concrete or Metal Deck, Polyiso insulation | 16.93 | 8.3662 | 0 | 25.2962 | 1.103 | 1.047 | 0 | 1 | 18.6738 | 8.7594 | 0 | 25.2962 | LO
4LORoof - Insulation Entirely Above Deck2010 | 2010 | Large Office | 4 | Roof | Insulation Entirely Above Deck | 0.048 |  | 0.048 | Concrete or Metal Deck, Polyiso insulation | 16.93 | 8.3662 | 0 | 25.2962 | 1.103 | 1.047 | 0 | 1 | 18.6738 | 8.7594 | 0 | 25.2962 | LO
5LORoof - Insulation Entirely Above Deck2010 | 2010 | Large Office | 5 | Roof | Insulation Entirely Above Deck | 0.048 |  | 0.048 | Concrete or Metal Deck, Polyiso insulation | 16.93 | 8.3662 | 0 | 25.2962 | 1.103 | 1.047 | 0 | 1 | 18.6738 | 8.7594 | 0 | 25.2962 | LO
5LORoof - Insulation Entirely Above Deck2010 | 2010 | Large Office | 5 | Roof | Insulation Entirely Above Deck | 0.048 |  | 0.048 |  | 16.93 | 8.3662 | 0 | 25.2962 | 1.103 | 1.047 | 0 | 1 | 18.6738 | 8.7594 | 0 | 25.2962 | LO
5LORoof - Insulation Entirely Above Deck2010 | 2010 | Large Office | 5 | Roof | Insulation Entirely Above Deck | 0.048 |  | 0.048 |  | 16.93 | 8.3662 | 0 | 25.2962 | 1.103 | 1.047 | 0 | 1 | 18.6738 | 8.7594 | 0 | 25.2962 | LO
6LORoof - Insulation Entirely Above Deck2010 | 2010 | Large Office | 6 | Roof | Insulation Entirely Above Deck | 0.048 |  | 0.048 |  | 16.93 | 8.3662 | 0 | 25.2962 | 1.103 | 1.047 | 0 | 1 | 18.6738 | 8.7594 | 0 | 25.2962 | LO
6LORoof - Insulation Entirely Above Deck2010 | 2010 | Large Office | 6 | Roof | Insulation Entirely Above Deck | 0.048 |  | 0.048 |  | 16.93 | 8.3662 | 0 | 25.2962 | 1.103 | 1.047 | 0 | 1 | 18.6738 | 8.7594 | 0 | 25.2962 | LO
7LORoof - Insulation Entirely Above Deck2010 | 2010 | Large Office | 7 | Roof | Insulation Entirely Above Deck | 0.048 |  | 0.048 |  | 16.93 | 8.3662 | 0 | 25.2962 | 1.103 | 1.047 | 0 | 1 | 18.6738 | 8.7594 | 0 | 25.2962 | LO
8LORoof - Insulation Entirely Above Deck2010 | 2010 | Large Office | 8 | Roof | Insulation Entirely Above Deck | 0.048 |  | 0.048 |  | 16.93 | 8.3662 | 0 | 25.2962 | 1.103 | 1.047 | 0 | 1 | 18.6738 | 8.7594 | 0 | 25.2962 | LO
1MARoof - Insulation Entirely Above Deck2010 | 2010 | Mid-rise Apartment | 1 | Roof | Insulation Entirely Above Deck | 0.063 |  | 0.063 |  | 16.3337 | 8.3534 | 0 | 24.6871 | 1.103 | 1.047 | 0 | 1 | 18.0161 | 8.746 | 0 | 24.6871 | MA
1MARoof - Insulation Entirely Above Deck2010 | 2010 | Mid-rise Apartment | 1 | Roof | Insulation Entirely Above Deck | 0.063 |  | 0.063 |  | 16.3337 | 8.3534 | 0 | 24.6871 | 1.103 | 1.047 | 0 | 1 | 18.0161 | 8.746 | 0 | 24.6871 | MA
2MARoof - Insulation Entirely Above Deck2010 | 2010 | Mid-rise Apartment | 2 | Roof | Insulation Entirely Above Deck | 0.048 |  | 0.048 | Concrete or Metal Deck, Polyiso insulation | 16.93 | 8.3662 | 0 | 25.2962 | 1.103 | 1.047 | 0 | 1 | 18.6738 | 8.7594 | 0 | 25.2962 | MA
3MARoof - Insulation Entirely Above Deck2010 | 2010 | Mid-rise Apartment | 3 | Roof | Insulation Entirely Above Deck | 0.048 |  | 0.048 | Concrete or Metal Deck, Polyiso insulation | 16.93 | 8.3662 | 0 | 25.2962 | 1.103 | 1.047 | 0 | 1 | 18.6738 | 8.7594 | 0 | 25.2962 | MA
4MARoof - Insulation Entirely Above Deck2010 | 2010 | Mid-rise Apartment | 4 | Roof | Insulation Entirely Above Deck | 0.048 |  | 0.048 | Concrete or Metal Deck, Polyiso insulation | 16.93 | 8.3662 | 0 | 25.2962 | 1.103 | 1.047 | 0 | 1 | 18.6738 | 8.7594 | 0 | 25.2962 | MA
5MARoof - Insulation Entirely Above Deck2010 | 2010 | Mid-rise Apartment | 5 | Roof | Insulation Entirely Above Deck | 0.048 |  | 0.048 | Concrete or Metal Deck, Polyiso insulation | 16.93 | 8.3662 | 0 | 25.2962 | 1.103 | 1.047 | 0 | 1 | 18.6738 | 8.7594 | 0 | 25.2962 | MA
5MARoof - Insulation Entirely Above Deck2010 | 2010 | Mid-rise Apartment | 5 | Roof | Insulation Entirely Above Deck | 0.048 |  | 0.048 |  | 16.93 | 8.3662 | 0 | 25.2962 | 1.103 | 1.047 | 0 | 1 | 18.6738 | 8.7594 | 0 | 25.2962 | MA
5MARoof - Insulation Entirely Above Deck2010 | 2010 | Mid-rise Apartment | 5 | Roof | Insulation Entirely Above Deck | 0.048 |  | 0.048 |  | 16.93 | 8.3662 | 0 | 25.2962 | 1.103 | 1.047 | 0 | 1 | 18.6738 | 8.7594 | 0 | 25.2962 | MA
6MARoof - Insulation Entirely Above Deck2010 | 2010 | Mid-rise Apartment | 6 | Roof | Insulation Entirely Above Deck | 0.048 |  | 0.048 |  | 16.93 | 8.3662 | 0 | 25.2962 | 1.103 | 1.047 | 0 | 1 | 18.6738 | 8.7594 | 0 | 25.2962 | MA
6MARoof - Insulation Entirely Above Deck2010 | 2010 | Mid-rise Apartment | 6 | Roof | Insulation Entirely Above Deck | 0.048 |  | 0.048 |  | 16.93 | 8.3662 | 0 | 25.2962 | 1.103 | 1.047 | 0 | 1 | 18.6738 | 8.7594 | 0 | 25.2962 | MA
7MARoof - Insulation Entirely Above Deck2010 | 2010 | Mid-rise Apartment | 7 | Roof | Insulation Entirely Above Deck | 0.048 |  | 0.048 |  | 16.93 | 8.3662 | 0 | 25.2962 | 1.103 | 1.047 | 0 | 1 | 18.6738 | 8.7594 | 0 | 25.2962 | MA
8MARoof - Insulation Entirely Above Deck2010 | 2010 | Mid-rise Apartment | 8 | Roof | Insulation Entirely Above Deck | 0.048 |  | 0.048 |  | 16.93 | 8.3662 | 0 | 25.2962 | 1.103 | 1.047 | 0 | 1 | 18.6738 | 8.7594 | 0 | 25.2962 | MA
1PSRoof - Insulation Entirely Above Deck2010 | 2010 | Primary School | 1 | Roof | Insulation Entirely Above Deck | 0.063 |  | 0.063 |  | 16.3337 | 8.3534 | 0 | 24.6871 | 1.103 | 1.047 | 0 | 1 | 18.0161 | 8.746 | 0 | 24.6871 | PS
1PSRoof - Insulation Entirely Above Deck2010 | 2010 | Primary School | 1 | Roof | Insulation Entirely Above Deck | 0.063 |  | 0.063 |  | 16.3337 | 8.3534 | 0 | 24.6871 | 1.103 | 1.047 | 0 | 1 | 18.0161 | 8.746 | 0 | 24.6871 | PS
2PSRoof - Insulation Entirely Above Deck2010 | 2010 | Primary School | 2 | Roof | Insulation Entirely Above Deck | 0.048 |  | 0.048 | Concrete or Metal Deck, Polyiso insulation | 16.93 | 8.3662 | 0 | 25.2962 | 1.103 | 1.047 | 0 | 1 | 18.6738 | 8.7594 | 0 | 25.2962 | PS
3PSRoof - Insulation Entirely Above Deck2010 | 2010 | Primary School | 3 | Roof | Insulation Entirely Above Deck | 0.048 |  | 0.048 | Concrete or Metal Deck, Polyiso insulation | 16.93 | 8.3662 | 0 | 25.2962 | 1.103 | 1.047 | 0 | 1 | 18.6738 | 8.7594 | 0 | 25.2962 | PS
4PSRoof - Insulation Entirely Above Deck2010 | 2010 | Primary School | 4 | Roof | Insulation Entirely Above Deck | 0.048 |  | 0.048 | Concrete or Metal Deck, Polyiso insulation | 16.93 | 8.3662 | 0 | 25.2962 | 1.103 | 1.047 | 0 | 1 | 18.6738 | 8.7594 | 0 | 25.2962 | PS
5PSRoof - Insulation Entirely Above Deck2010 | 2010 | Primary School | 5 | Roof | Insulation Entirely Above Deck | 0.048 |  | 0.048 | Concrete or Metal Deck, Polyiso insulation | 16.93 | 8.3662 | 0 | 25.2962 | 1.103 | 1.047 | 0 | 1 | 18.6738 | 8.7594 | 0 | 25.2962 | PS
5PSRoof - Insulation Entirely Above Deck2010 | 2010 | Primary School | 5 | Roof | Insulation Entirely Above Deck | 0.048 |  | 0.048 |  | 16.93 | 8.3662 | 0 | 25.2962 | 1.103 | 1.047 | 0 | 1 | 18.6738 | 8.7594 | 0 | 25.2962 | PS
5PSRoof - Insulation Entirely Above Deck2010 | 2010 | Primary School | 5 | Roof | Insulation Entirely Above Deck | 0.048 |  | 0.048 |  | 16.93 | 8.3662 | 0 | 25.2962 | 1.103 | 1.047 | 0 | 1 | 18.6738 | 8.7594 | 0 | 25.2962 | PS
6PSRoof - Insulation Entirely Above Deck2010 | 2010 | Primary School | 6 | Roof | Insulation Entirely Above Deck | 0.048 |  | 0.048 |  | 16.93 | 8.3662 | 0 | 25.2962 | 1.103 | 1.047 | 0 | 1 | 18.6738 | 8.7594 | 0 | 25.2962 | PS
6PSRoof - Insulation Entirely Above Deck2010 | 2010 | Primary School | 6 | Roof | Insulation Entirely Above Deck | 0.048 |  | 0.048 |  | 16.93 | 8.3662 | 0 | 25.2962 | 1.103 | 1.047 | 0 | 1 | 18.6738 | 8.7594 | 0 | 25.2962 | PS
7PSRoof - Insulation Entirely Above Deck2010 | 2010 | Primary School | 7 | Roof | Insulation Entirely Above Deck | 0.048 |  | 0.048 |  | 16.93 | 8.3662 | 0 | 25.2962 | 1.103 | 1.047 | 0 | 1 | 18.6738 | 8.7594 | 0 | 25.2962 | PS
8PSRoof - Insulation Entirely Above Deck2010 | 2010 | Primary School | 8 | Roof | Insulation Entirely Above Deck | 0.048 |  | 0.048 |  | 16.93 | 8.3662 | 0 | 25.2962 | 1.103 | 1.047 | 0 | 1 | 18.6738 | 8.7594 | 0 | 25.2962 | PS
1SHRoof - Insulation Entirely Above Deck2010 | 2010 | Small Hotel | 1 | Roof | Insulation Entirely Above Deck | 0.048 |  | 0.048 |  | 16.3337 | 8.3534 | 0 | 24.6871 | 1.103 | 1.047 | 0 | 1 | 18.0161 | 8.746 | 0 | 24.6871 | SH
1SHRoof - Insulation Entirely Above Deck2010 | 2010 | Small Hotel | 1 | Roof | Insulation Entirely Above Deck | 0.048 |  | 0.048 |  | 16.3337 | 8.3534 | 0 | 24.6871 | 1.103 | 1.047 | 0 | 1 | 18.0161 | 8.746 | 0 | 24.6871 | SH
2SHRoof - Insulation Entirely Above Deck2010 | 2010 | Small Hotel | 2 | Roof | Insulation Entirely Above Deck | 0.048 |  | 0.048 | Concrete or Metal Deck, Polyiso insulation | 16.93 | 8.3662 | 0 | 25.2962 | 1.103 | 1.047 | 0 | 1 | 18.6738 | 8.7594 | 0 | 25.2962 | SH
3SHRoof - Insulation Entirely Above Deck2010 | 2010 | Small Hotel | 3 | Roof | Insulation Entirely Above Deck | 0.048 |  | 0.048 | Concrete or Metal Deck, Polyiso insulation | 16.93 | 8.3662 | 0 | 25.2962 | 1.103 | 1.047 | 0 | 1 | 18.6738 | 8.7594 | 0 | 25.2962 | SH
4SHRoof - Insulation Entirely Above Deck2010 | 2010 | Small Hotel | 4 | Roof | Insulation Entirely Above Deck | 0.048 |  | 0.048 | Concrete or Metal Deck, Polyiso insulation | 16.93 | 8.3662 | 0 | 25.2962 | 1.103 | 1.047 | 0 | 1 | 18.6738 | 8.7594 | 0 | 25.2962 | SH
5SHRoof - Insulation Entirely Above Deck2010 | 2010 | Small Hotel | 5 | Roof | Insulation Entirely Above Deck | 0.048 |  | 0.048 | Concrete or Metal Deck, Polyiso insulation | 16.93 | 8.3662 | 0 | 25.2962 | 1.103 | 1.047 | 0 | 1 | 18.6738 | 8.7594 | 0 | 25.2962 | SH
5SHRoof - Insulation Entirely Above Deck2010 | 2010 | Small Hotel | 5 | Roof | Insulation Entirely Above Deck | 0.048 |  | 0.048 |  | 16.93 | 8.3662 | 0 | 25.2962 | 1.103 | 1.047 | 0 | 1 | 18.6738 | 8.7594 | 0 | 25.2962 | SH
5SHRoof - Insulation Entirely Above Deck2010 | 2010 | Small Hotel | 5 | Roof | Insulation Entirely Above Deck | 0.048 |  | 0.048 |  | 16.93 | 8.3662 | 0 | 25.2962 | 1.103 | 1.047 | 0 | 1 | 18.6738 | 8.7594 | 0 | 25.2962 | SH
6SHRoof - Insulation Entirely Above Deck2010 | 2010 | Small Hotel | 6 | Roof | Insulation Entirely Above Deck | 0.048 |  | 0.048 |  | 16.93 | 8.3662 | 0 | 25.2962 | 1.103 | 1.047 | 0 | 1 | 18.6738 | 8.7594 | 0 | 25.2962 | SH
6SHRoof - Insulation Entirely Above Deck2010 | 2010 | Small Hotel | 6 | Roof | Insulation Entirely Above Deck | 0.048 |  | 0.048 |  | 16.93 | 8.3662 | 0 | 25.2962 | 1.103 | 1.047 | 0 | 1 | 18.6738 | 8.7594 | 0 | 25.2962 | SH
7SHRoof - Insulation Entirely Above Deck2010 | 2010 | Small Hotel | 7 | Roof | Insulation Entirely Above Deck | 0.048 |  | 0.048 |  | 16.93 | 8.3662 | 0 | 25.2962 | 1.103 | 1.047 | 0 | 1 | 18.6738 | 8.7594 | 0 | 25.2962 | SH
8SHRoof - Insulation Entirely Above Deck2010 | 2010 | Small Hotel | 8 | Roof | Insulation Entirely Above Deck | 0.048 |  | 0.048 |  | 16.93 | 8.3662 | 0 | 25.2962 | 1.103 | 1.047 | 0 | 1 | 18.6738 | 8.7594 | 0 | 25.2962 | SH
1SHNRRoof - Insulation Entirely Above Deck2010 | 2010 | Small Hotel - Non-res | 1 | Roof | Insulation Entirely Above Deck | 0.063 |  | 0.063 |  | 16.3337 | 8.3534 | 0 | 24.6871 | 1.103 | 1.047 | 0 | 1 | 18.0161 | 8.746 | 0 | 24.6871 | SHNR
2SHNRRoof - Insulation Entirely Above Deck2010 | 2010 | Small Hotel - Non-res | 2 | Roof | Insulation Entirely Above Deck | 0.048 |  | 0.048 | Concrete or Metal Deck, Polyiso insulation | 16.93 | 8.3662 | 0 | 25.2962 | 1.103 | 1.047 | 0 | 1 | 18.6738 | 8.7594 | 0 | 25.2962 | SHNR
3SHNRRoof - Insulation Entirely Above Deck2010 | 2010 | Small Hotel - Non-res | 3 | Roof | Insulation Entirely Above Deck | 0.048 |  | 0.048 | Concrete or Metal Deck, Polyiso insulation | 16.93 | 8.3662 | 0 | 25.2962 | 1.103 | 1.047 | 0 | 1 | 18.6738 | 8.7594 | 0 | 25.2962 | SHNR
4SHNRRoof - Insulation Entirely Above Deck2010 | 2010 | Small Hotel - Non-res | 4 | Roof | Insulation Entirely Above Deck | 0.048 |  | 0.048 | Concrete or Metal Deck, Polyiso insulation | 16.93 | 8.3662 | 0 | 25.2962 | 1.103 | 1.047 | 0 | 1 | 18.6738 | 8.7594 | 0 | 25.2962 | SHNR
5SHNRRoof - Insulation Entirely Above Deck2010 | 2010 | Small Hotel - Non-res | 5 | Roof | Insulation Entirely Above Deck | 0.048 |  | 0.048 | Concrete or Metal Deck, Polyiso insulation | 16.93 | 8.3662 | 0 | 25.2962 | 1.103 | 1.047 | 0 | 1 | 18.6738 | 8.7594 | 0 | 25.2962 | SHNR
6SHNRRoof - Insulation Entirely Above Deck2010 | 2010 | Small Hotel - Non-res | 6 | Roof | Insulation Entirely Above Deck | 0.048 |  | 0.048 |  | 16.93 | 8.3662 | 0 | 25.2962 | 1.103 | 1.047 | 0 | 1 | 18.6738 | 8.7594 | 0 | 25.2962 | SHNR
7SHNRRoof - Insulation Entirely Above Deck2010 | 2010 | Small Hotel - Non-res | 7 | Roof | Insulation Entirely Above Deck | 0.048 |  | 0.048 |  | 16.93 | 8.3662 | 0 | 25.2962 | 1.103 | 1.047 | 0 | 1 | 18.6738 | 8.7594 | 0 | 25.2962 | SHNR
8SHNRRoof - Insulation Entirely Above Deck2010 | 2010 | Small Hotel - Non-res | 8 | Roof | Insulation Entirely Above Deck | 0.048 |  | 0.048 |  | 16.93 | 8.3662 | 0 | 25.2962 | 1.103 | 1.047 | 0 | 1 | 18.6738 | 8.7594 | 0 | 25.2962 | SHNR
1SORoof - Attic and other2010 | 2010 | Small Office | 1 | Roof | Attic and other | 0.034 |  | 0.034 |  | 4.5826 | 2.404 | 0.121 | 7.1076 | 1.081 | 1.038 | 1.2333 | 1 | 4.9538 | 2.4954 | 0.14923 | 7.1076 | SO
1SORoof - Attic and other2010 | 2010 | Small Office | 1 | Roof | Attic and other | 0.034 |  | 0.034 |  | 4.5826 | 2.404 | 0.121 | 7.1076 | 1.081 | 1.038 | 1.2333 | 1 | 4.9538 | 2.4954 | 0.14923 | 7.1076 | SO
2SORoof - Attic and other2010 | 2010 | Small Office | 2 | Roof | Attic and other | 0.027 |  | 0.027 | Engineered Truss, 24" OC, Blown in insulation | 4.767 | 2.5957 | 0.176 | 7.5386 | 1.081 | 1.038 | 1.2333 | 1 | 5.1531 | 2.6943 | 0.21707 | 7.5386 | SO
3SORoof - Attic and other2010 | 2010 | Small Office | 3 | Roof | Attic and other | 0.027 |  | 0.027 | Engineered Truss, 24" OC, Blown in insulation | 4.767 | 2.5957 | 0.176 | 7.5386 | 1.081 | 1.038 | 1.2333 | 1 | 5.1531 | 2.6943 | 0.21707 | 7.5386 | SO
4SORoof - Attic and other2010 | 2010 | Small Office | 4 | Roof | Attic and other | 0.027 |  | 0.027 | Engineered Truss, 24" OC, Blown in insulation | 4.767 | 2.5957 | 0.176 | 7.5386 | 1.081 | 1.038 | 1.2333 | 1 | 5.1531 | 2.6943 | 0.21707 | 7.5386 | SO
5SORoof - Attic and other2010 | 2010 | Small Office | 5 | Roof | Attic and other | 0.027 |  | 0.027 | Engineered Truss, 24" OC, Blown in insulation | 4.767 | 2.5957 | 0.176 | 7.5386 | 1.081 | 1.038 | 1.2333 | 1 | 5.1531 | 2.6943 | 0.21707 | 7.5386 | SO
5SORoof - Attic and other2010 | 2010 | Small Office | 5 | Roof | Attic and other | 0.027 |  | 0.027 |  | 4.767 | 2.5957 | 0.176 | 7.5386 | 1.081 | 1.038 | 1.2333 | 1 | 5.1531 | 2.6943 | 0.21707 | 7.5386 | SO
5SORoof - Attic and other2010 | 2010 | Small Office | 5 | Roof | Attic and other | 0.027 |  | 0.027 |  | 4.767 | 2.5957 | 0.176 | 7.5386 | 1.081 | 1.038 | 1.2333 | 1 | 5.1531 | 2.6943 | 0.21707 | 7.5386 | SO
6SORoof - Attic and other2010 | 2010 | Small Office | 6 | Roof | Attic and other | 0.027 |  | 0.027 |  | 4.767 | 2.5957 | 0.176 | 7.5386 | 1.081 | 1.038 | 1.2333 | 1 | 5.1531 | 2.6943 | 0.21707 | 7.5386 | SO
6SORoof - Attic and other2010 | 2010 | Small Office | 6 | Roof | Attic and other | 0.027 |  | 0.027 |  | 4.767 | 2.5957 | 0.176 | 7.5386 | 1.081 | 1.038 | 1.2333 | 1 | 5.1531 | 2.6943 | 0.21707 | 7.5386 | SO
7SORoof - Attic and other2010 | 2010 | Small Office | 7 | Roof | Attic and other | 0.027 |  | 0.027 |  | 4.767 | 2.5957 | 0.176 | 7.5386 | 1.081 | 1.038 | 1.2333 | 1 | 5.1531 | 2.6943 | 0.21707 | 7.5386 | SO
8SORoof - Attic and other2010 | 2010 | Small Office | 8 | Roof | Attic and other | 0.021 |  | 0.021 |  | 5.0435 | 2.6852 | 0.209 | 7.9377 | 1.081 | 1.038 | 1.2333 | 1 | 5.452 | 2.7872 | 0.25777 | 7.9377 | SO
1SRRoof - Insulation Entirely Above Deck2010 | 2010 | Stand-alone Retail | 1 | Roof | Insulation Entirely Above Deck | 0.063 |  | 0.063 |  | 16.3337 | 8.3534 | 0 | 24.6871 | 1.103 | 1.047 | 0 | 1 | 18.0161 | 8.746 | 0 | 24.6871 | SR
1SRRoof - Insulation Entirely Above Deck2010 | 2010 | Stand-alone Retail | 1 | Roof | Insulation Entirely Above Deck | 0.063 |  | 0.063 |  | 16.3337 | 8.3534 | 0 | 24.6871 | 1.103 | 1.047 | 0 | 1 | 18.0161 | 8.746 | 0 | 24.6871 | SR
2SRRoof - Insulation Entirely Above Deck2010 | 2010 | Stand-alone Retail | 2 | Roof | Insulation Entirely Above Deck | 0.048 |  | 0.048 | Concrete or Metal Deck, Polyiso insulation | 16.93 | 8.3662 | 0 | 25.2962 | 1.103 | 1.047 | 0 | 1 | 18.6738 | 8.7594 | 0 | 25.2962 | SR
3SRRoof - Insulation Entirely Above Deck2010 | 2010 | Stand-alone Retail | 3 | Roof | Insulation Entirely Above Deck | 0.048 |  | 0.048 | Concrete or Metal Deck, Polyiso insulation | 16.93 | 8.3662 | 0 | 25.2962 | 1.103 | 1.047 | 0 | 1 | 18.6738 | 8.7594 | 0 | 25.2962 | SR
4SRRoof - Insulation Entirely Above Deck2010 | 2010 | Stand-alone Retail | 4 | Roof | Insulation Entirely Above Deck | 0.048 |  | 0.048 | Concrete or Metal Deck, Polyiso insulation | 16.93 | 8.3662 | 0 | 25.2962 | 1.103 | 1.047 | 0 | 1 | 18.6738 | 8.7594 | 0 | 25.2962 | SR
5SRRoof - Insulation Entirely Above Deck2010 | 2010 | Stand-alone Retail | 5 | Roof | Insulation Entirely Above Deck | 0.048 |  | 0.048 | Concrete or Metal Deck, Polyiso insulation | 16.93 | 8.3662 | 0 | 25.2962 | 1.103 | 1.047 | 0 | 1 | 18.6738 | 8.7594 | 0 | 25.2962 | SR
5SRRoof - Insulation Entirely Above Deck2010 | 2010 | Stand-alone Retail | 5 | Roof | Insulation Entirely Above Deck | 0.048 |  | 0.048 |  | 16.93 | 8.3662 | 0 | 25.2962 | 1.103 | 1.047 | 0 | 1 | 18.6738 | 8.7594 | 0 | 25.2962 | SR
5SRRoof - Insulation Entirely Above Deck2010 | 2010 | Stand-alone Retail | 5 | Roof | Insulation Entirely Above Deck | 0.048 |  | 0.048 |  | 16.93 | 8.3662 | 0 | 25.2962 | 1.103 | 1.047 | 0 | 1 | 18.6738 | 8.7594 | 0 | 25.2962 | SR
6SRRoof - Insulation Entirely Above Deck2010 | 2010 | Stand-alone Retail | 6 | Roof | Insulation Entirely Above Deck | 0.048 |  | 0.048 |  | 16.93 | 8.3662 | 0 | 25.2962 | 1.103 | 1.047 | 0 | 1 | 18.6738 | 8.7594 | 0 | 25.2962 | SR
6SRRoof - Insulation Entirely Above Deck2010 | 2010 | Stand-alone Retail | 6 | Roof | Insulation Entirely Above Deck | 0.048 |  | 0.048 |  | 16.93 | 8.3662 | 0 | 25.2962 | 1.103 | 1.047 | 0 | 1 | 18.6738 | 8.7594 | 0 | 25.2962 | SR
7SRRoof - Insulation Entirely Above Deck2010 | 2010 | Stand-alone Retail | 7 | Roof | Insulation Entirely Above Deck | 0.048 |  | 0.048 |  | 16.93 | 8.3662 | 0 | 25.2962 | 1.103 | 1.047 | 0 | 1 | 18.6738 | 8.7594 | 0 | 25.2962 | SR
8SRRoof - Insulation Entirely Above Deck2010 | 2010 | Stand-alone Retail | 8 | Roof | Insulation Entirely Above Deck | 0.048 |  | 0.048 |  | 16.93 | 8.3662 | 0 | 25.2962 | 1.103 | 1.047 | 0 | 1 | 18.6738 | 8.7594 | 0 | 25.2962 | SR
1LORoof - Insulation Entirely Above Deck2013 | 2013 | Large Office | 1 | Roof | Insulation Entirely Above Deck | 0.048 |  | 0.048 |  | 16.93 | 8.3662 | 0 | 25.2962 | 1.103 | 1.047 | 0 | 1 | 18.6738 | 8.7594 | 0 | 25.2962 | LO
1LORoof - Insulation Entirely Above Deck2013 | 2013 | Large Office | 1 | Roof | Insulation Entirely Above Deck | 0.048 |  | 0.048 |  | 16.93 | 8.3662 | 0 | 25.2962 | 1.103 | 1.047 | 0 | 1 | 18.6738 | 8.7594 | 0 | 25.2962 | LO
2LORoof - Insulation Entirely Above Deck2013 | 2013 | Large Office | 2 | Roof | Insulation Entirely Above Deck | 0.039 |  | 0.039 | Concrete or Metal Deck, Polyiso insulation | 17.5153 | 8.3694 | 0 | 25.8847 | 1.103 | 1.047 | 0 | 1 | 19.3194 | 8.7628 | 0 | 25.8847 | LO
3LORoof - Insulation Entirely Above Deck2013 | 2013 | Large Office | 3 | Roof | Insulation Entirely Above Deck | 0.039 |  | 0.039 | Concrete or Metal Deck, Polyiso insulation | 17.5153 | 8.3694 | 0 | 25.8847 | 1.103 | 1.047 | 0 | 1 | 19.3194 | 8.7628 | 0 | 25.8847 | LO
4LORoof - Insulation Entirely Above Deck2013 | 2013 | Large Office | 4 | Roof | Insulation Entirely Above Deck | 0.032 |  | 0.032 | Concrete or Metal Deck, Polyiso insulation | 17.8596 | 8.3856 | 0 | 26.2452 | 1.103 | 1.047 | 0 | 1 | 19.6991 | 8.7797 | 0 | 26.2452 | LO
5LORoof - Insulation Entirely Above Deck2013 | 2013 | Large Office | 5 | Roof | Insulation Entirely Above Deck | 0.032 |  | 0.032 | Concrete or Metal Deck, Polyiso insulation | 17.8596 | 8.3856 | 0 | 26.2452 | 1.103 | 1.047 | 0 | 1 | 19.6991 | 8.7797 | 0 | 26.2452 | LO
5LORoof - Insulation Entirely Above Deck2013 | 2013 | Large Office | 5 | Roof | Insulation Entirely Above Deck | 0.032 |  | 0.032 |  | 17.8596 | 8.3856 | 0 | 26.2452 | 1.103 | 1.047 | 0 | 1 | 19.6991 | 8.7797 | 0 | 26.2452 | LO
5LORoof - Insulation Entirely Above Deck2013 | 2013 | Large Office | 5 | Roof | Insulation Entirely Above Deck | 0.032 |  | 0.032 |  | 17.8596 | 8.3856 | 0 | 26.2452 | 1.103 | 1.047 | 0 | 1 | 19.6991 | 8.7797 | 0 | 26.2452 | LO
6LORoof - Insulation Entirely Above Deck2013 | 2013 | Large Office | 6 | Roof | Insulation Entirely Above Deck | 0.032 |  | 0.032 |  | 17.8596 | 8.3856 | 0 | 26.2452 | 1.103 | 1.047 | 0 | 1 | 19.6991 | 8.7797 | 0 | 26.2452 | LO
6LORoof - Insulation Entirely Above Deck2013 | 2013 | Large Office | 6 | Roof | Insulation Entirely Above Deck | 0.032 |  | 0.032 |  | 17.8596 | 8.3856 | 0 | 26.2452 | 1.103 | 1.047 | 0 | 1 | 19.6991 | 8.7797 | 0 | 26.2452 | LO
7LORoof - Insulation Entirely Above Deck2013 | 2013 | Large Office | 7 | Roof | Insulation Entirely Above Deck | 0.028 |  | 0.028 |  | 18.2941 | 8.3856 | 0 | 26.6797 | 1.103 | 1.047 | 0 | 1 | 20.1784 | 8.7797 | 0 | 26.6797 | LO
8LORoof - Insulation Entirely Above Deck2013 | 2013 | Large Office | 8 | Roof | Insulation Entirely Above Deck | 0.028 |  | 0.028 |  | 18.2941 | 8.3856 | 0 | 26.6797 | 1.103 | 1.047 | 0 | 1 | 20.1784 | 8.7797 | 0 | 26.6797 | LO
1MARoof - Insulation Entirely Above Deck2013 | 2013 | Mid-rise Apartment | 1 | Roof | Insulation Entirely Above Deck | 0.048 |  | 0.048 |  | 16.93 | 8.3662 | 0 | 25.2962 | 1.103 | 1.047 | 0 | 1 | 18.6738 | 8.7594 | 0 | 25.2962 | MA
1MARoof - Insulation Entirely Above Deck2013 | 2013 | Mid-rise Apartment | 1 | Roof | Insulation Entirely Above Deck | 0.048 |  | 0.048 |  | 16.93 | 8.3662 | 0 | 25.2962 | 1.103 | 1.047 | 0 | 1 | 18.6738 | 8.7594 | 0 | 25.2962 | MA
2MARoof - Insulation Entirely Above Deck2013 | 2013 | Mid-rise Apartment | 2 | Roof | Insulation Entirely Above Deck | 0.039 |  | 0.039 | Concrete or Metal Deck, Polyiso insulation | 17.5153 | 8.3694 | 0 | 25.8847 | 1.103 | 1.047 | 0 | 1 | 19.3194 | 8.7628 | 0 | 25.8847 | MA
3MARoof - Insulation Entirely Above Deck2013 | 2013 | Mid-rise Apartment | 3 | Roof | Insulation Entirely Above Deck | 0.039 |  | 0.039 | Concrete or Metal Deck, Polyiso insulation | 17.5153 | 8.3694 | 0 | 25.8847 | 1.103 | 1.047 | 0 | 1 | 19.3194 | 8.7628 | 0 | 25.8847 | MA
4MARoof - Insulation Entirely Above Deck2013 | 2013 | Mid-rise Apartment | 4 | Roof | Insulation Entirely Above Deck | 0.032 |  | 0.032 | Concrete or Metal Deck, Polyiso insulation | 17.8596 | 8.3856 | 0 | 26.2452 | 1.103 | 1.047 | 0 | 1 | 19.6991 | 8.7797 | 0 | 26.2452 | MA
5MARoof - Insulation Entirely Above Deck2013 | 2013 | Mid-rise Apartment | 5 | Roof | Insulation Entirely Above Deck | 0.032 |  | 0.032 | Concrete or Metal Deck, Polyiso insulation | 17.8596 | 8.3856 | 0 | 26.2452 | 1.103 | 1.047 | 0 | 1 | 19.6991 | 8.7797 | 0 | 26.2452 | MA
5MARoof - Insulation Entirely Above Deck2013 | 2013 | Mid-rise Apartment | 5 | Roof | Insulation Entirely Above Deck | 0.032 |  | 0.032 |  | 17.8596 | 8.3856 | 0 | 26.2452 | 1.103 | 1.047 | 0 | 1 | 19.6991 | 8.7797 | 0 | 26.2452 | MA
5MARoof - Insulation Entirely Above Deck2013 | 2013 | Mid-rise Apartment | 5 | Roof | Insulation Entirely Above Deck | 0.032 |  | 0.032 |  | 17.8596 | 8.3856 | 0 | 26.2452 | 1.103 | 1.047 | 0 | 1 | 19.6991 | 8.7797 | 0 | 26.2452 | MA
6MARoof - Insulation Entirely Above Deck2013 | 2013 | Mid-rise Apartment | 6 | Roof | Insulation Entirely Above Deck | 0.032 |  | 0.032 |  | 17.8596 | 8.3856 | 0 | 26.2452 | 1.103 | 1.047 | 0 | 1 | 19.6991 | 8.7797 | 0 | 26.2452 | MA
6MARoof - Insulation Entirely Above Deck2013 | 2013 | Mid-rise Apartment | 6 | Roof | Insulation Entirely Above Deck | 0.032 |  | 0.032 |  | 17.8596 | 8.3856 | 0 | 26.2452 | 1.103 | 1.047 | 0 | 1 | 19.6991 | 8.7797 | 0 | 26.2452 | MA
7MARoof - Insulation Entirely Above Deck2013 | 2013 | Mid-rise Apartment | 7 | Roof | Insulation Entirely Above Deck | 0.028 |  | 0.028 |  | 18.2941 | 8.3856 | 0 | 26.6797 | 1.103 | 1.047 | 0 | 1 | 20.1784 | 8.7797 | 0 | 26.6797 | MA
8MARoof - Insulation Entirely Above Deck2013 | 2013 | Mid-rise Apartment | 8 | Roof | Insulation Entirely Above Deck | 0.028 |  | 0.028 |  | 18.2941 | 8.3856 | 0 | 26.6797 | 1.103 | 1.047 | 0 | 1 | 20.1784 | 8.7797 | 0 | 26.6797 | MA
1PSRoof - Insulation Entirely Above Deck2013 | 2013 | Primary School | 1 | Roof | Insulation Entirely Above Deck | 0.048 |  | 0.048 |  | 16.93 | 8.3662 | 0 | 25.2962 | 1.103 | 1.047 | 0 | 1 | 18.6738 | 8.7594 | 0 | 25.2962 | PS
1PSRoof - Insulation Entirely Above Deck2013 | 2013 | Primary School | 1 | Roof | Insulation Entirely Above Deck | 0.048 |  | 0.048 |  | 16.93 | 8.3662 | 0 | 25.2962 | 1.103 | 1.047 | 0 | 1 | 18.6738 | 8.7594 | 0 | 25.2962 | PS
2PSRoof - Insulation Entirely Above Deck2013 | 2013 | Primary School | 2 | Roof | Insulation Entirely Above Deck | 0.039 |  | 0.039 | Concrete or Metal Deck, Polyiso insulation | 17.5153 | 8.3694 | 0 | 25.8847 | 1.103 | 1.047 | 0 | 1 | 19.3194 | 8.7628 | 0 | 25.8847 | PS
3PSRoof - Insulation Entirely Above Deck2013 | 2013 | Primary School | 3 | Roof | Insulation Entirely Above Deck | 0.039 |  | 0.039 | Concrete or Metal Deck, Polyiso insulation | 17.5153 | 8.3694 | 0 | 25.8847 | 1.103 | 1.047 | 0 | 1 | 19.3194 | 8.7628 | 0 | 25.8847 | PS
4PSRoof - Insulation Entirely Above Deck2013 | 2013 | Primary School | 4 | Roof | Insulation Entirely Above Deck | 0.032 |  | 0.032 | Concrete or Metal Deck, Polyiso insulation | 17.8596 | 8.3856 | 0 | 26.2452 | 1.103 | 1.047 | 0 | 1 | 19.6991 | 8.7797 | 0 | 26.2452 | PS
5PSRoof - Insulation Entirely Above Deck2013 | 2013 | Primary School | 5 | Roof | Insulation Entirely Above Deck | 0.032 |  | 0.032 | Concrete or Metal Deck, Polyiso insulation | 17.8596 | 8.3856 | 0 | 26.2452 | 1.103 | 1.047 | 0 | 1 | 19.6991 | 8.7797 | 0 | 26.2452 | PS
5PSRoof - Insulation Entirely Above Deck2013 | 2013 | Primary School | 5 | Roof | Insulation Entirely Above Deck | 0.032 |  | 0.032 |  | 17.8596 | 8.3856 | 0 | 26.2452 | 1.103 | 1.047 | 0 | 1 | 19.6991 | 8.7797 | 0 | 26.2452 | PS
5PSRoof - Insulation Entirely Above Deck2013 | 2013 | Primary School | 5 | Roof | Insulation Entirely Above Deck | 0.032 |  | 0.032 |  | 17.8596 | 8.3856 | 0 | 26.2452 | 1.103 | 1.047 | 0 | 1 | 19.6991 | 8.7797 | 0 | 26.2452 | PS
6PSRoof - Insulation Entirely Above Deck2013 | 2013 | Primary School | 6 | Roof | Insulation Entirely Above Deck | 0.032 |  | 0.032 |  | 17.8596 | 8.3856 | 0 | 26.2452 | 1.103 | 1.047 | 0 | 1 | 19.6991 | 8.7797 | 0 | 26.2452 | PS
6PSRoof - Insulation Entirely Above Deck2013 | 2013 | Primary School | 6 | Roof | Insulation Entirely Above Deck | 0.032 |  | 0.032 |  | 17.8596 | 8.3856 | 0 | 26.2452 | 1.103 | 1.047 | 0 | 1 | 19.6991 | 8.7797 | 0 | 26.2452 | PS
7PSRoof - Insulation Entirely Above Deck2013 | 2013 | Primary School | 7 | Roof | Insulation Entirely Above Deck | 0.028 |  | 0.028 |  | 18.2941 | 8.3856 | 0 | 26.6797 | 1.103 | 1.047 | 0 | 1 | 20.1784 | 8.7797 | 0 | 26.6797 | PS
8PSRoof - Insulation Entirely Above Deck2013 | 2013 | Primary School | 8 | Roof | Insulation Entirely Above Deck | 0.028 |  | 0.028 |  | 18.2941 | 8.3856 | 0 | 26.6797 | 1.103 | 1.047 | 0 | 1 | 20.1784 | 8.7797 | 0 | 26.6797 | PS
1SHRoof - Insulation Entirely Above Deck2013 | 2013 | Small Hotel | 1 | Roof | Insulation Entirely Above Deck | 0.039 |  | 0.039 |  | 16.93 | 8.3662 | 0 | 25.2962 | 1.103 | 1.047 | 0 | 1 | 18.6738 | 8.7594 | 0 | 25.2962 | SH
1SHRoof - Insulation Entirely Above Deck2013 | 2013 | Small Hotel | 1 | Roof | Insulation Entirely Above Deck | 0.039 |  | 0.039 |  | 16.93 | 8.3662 | 0 | 25.2962 | 1.103 | 1.047 | 0 | 1 | 18.6738 | 8.7594 | 0 | 25.2962 | SH
2SHRoof - Insulation Entirely Above Deck2013 | 2013 | Small Hotel | 2 | Roof | Insulation Entirely Above Deck | 0.039 |  | 0.039 | Concrete or Metal Deck, Polyiso insulation | 17.5153 | 8.3694 | 0 | 25.8847 | 1.103 | 1.047 | 0 | 1 | 19.3194 | 8.7628 | 0 | 25.8847 | SH
3SHRoof - Insulation Entirely Above Deck2013 | 2013 | Small Hotel | 3 | Roof | Insulation Entirely Above Deck | 0.039 |  | 0.039 | Concrete or Metal Deck, Polyiso insulation | 17.5153 | 8.3694 | 0 | 25.8847 | 1.103 | 1.047 | 0 | 1 | 19.3194 | 8.7628 | 0 | 25.8847 | SH
4SHRoof - Insulation Entirely Above Deck2013 | 2013 | Small Hotel | 4 | Roof | Insulation Entirely Above Deck | 0.032 |  | 0.032 | Concrete or Metal Deck, Polyiso insulation | 17.8596 | 8.3856 | 0 | 26.2452 | 1.103 | 1.047 | 0 | 1 | 19.6991 | 8.7797 | 0 | 26.2452 | SH
5SHRoof - Insulation Entirely Above Deck2013 | 2013 | Small Hotel | 5 | Roof | Insulation Entirely Above Deck | 0.032 |  | 0.032 | Concrete or Metal Deck, Polyiso insulation | 17.8596 | 8.3856 | 0 | 26.2452 | 1.103 | 1.047 | 0 | 1 | 19.6991 | 8.7797 | 0 | 26.2452 | SH
5SHRoof - Insulation Entirely Above Deck2013 | 2013 | Small Hotel | 5 | Roof | Insulation Entirely Above Deck | 0.032 |  | 0.032 |  | 17.8596 | 8.3856 | 0 | 26.2452 | 1.103 | 1.047 | 0 | 1 | 19.6991 | 8.7797 | 0 | 26.2452 | SH
5SHRoof - Insulation Entirely Above Deck2013 | 2013 | Small Hotel | 5 | Roof | Insulation Entirely Above Deck | 0.032 |  | 0.032 |  | 17.8596 | 8.3856 | 0 | 26.2452 | 1.103 | 1.047 | 0 | 1 | 19.6991 | 8.7797 | 0 | 26.2452 | SH
6SHRoof - Insulation Entirely Above Deck2013 | 2013 | Small Hotel | 6 | Roof | Insulation Entirely Above Deck | 0.032 |  | 0.032 |  | 17.8596 | 8.3856 | 0 | 26.2452 | 1.103 | 1.047 | 0 | 1 | 19.6991 | 8.7797 | 0 | 26.2452 | SH
6SHRoof - Insulation Entirely Above Deck2013 | 2013 | Small Hotel | 6 | Roof | Insulation Entirely Above Deck | 0.032 |  | 0.032 |  | 17.8596 | 8.3856 | 0 | 26.2452 | 1.103 | 1.047 | 0 | 1 | 19.6991 | 8.7797 | 0 | 26.2452 | SH
7SHRoof - Insulation Entirely Above Deck2013 | 2013 | Small Hotel | 7 | Roof | Insulation Entirely Above Deck | 0.028 |  | 0.028 |  | 18.2941 | 8.3856 | 0 | 26.6797 | 1.103 | 1.047 | 0 | 1 | 20.1784 | 8.7797 | 0 | 26.6797 | SH
8SHRoof - Insulation Entirely Above Deck2013 | 2013 | Small Hotel | 8 | Roof | Insulation Entirely Above Deck | 0.028 |  | 0.028 |  | 18.2941 | 8.3856 | 0 | 26.6797 | 1.103 | 1.047 | 0 | 1 | 20.1784 | 8.7797 | 0 | 26.6797 | SH
1SHNRRoof - Insulation Entirely Above Deck2013 | 2013 | Small Hotel - Non-res | 1 | Roof | Insulation Entirely Above Deck | 0.048 |  | 0.048 |  | 16.93 | 8.3662 | 0 | 25.2962 | 1.103 | 1.047 | 0 | 1 | 18.6738 | 8.7594 | 0 | 25.2962 | SHNR
2SHNRRoof - Insulation Entirely Above Deck2013 | 2013 | Small Hotel - Non-res | 2 | Roof | Insulation Entirely Above Deck | 0.039 |  | 0.039 | Concrete or Metal Deck, Polyiso insulation | 17.5153 | 8.3694 | 0 | 25.8847 | 1.103 | 1.047 | 0 | 1 | 19.3194 | 8.7628 | 0 | 25.8847 | SHNR
3SHNRRoof - Insulation Entirely Above Deck2013 | 2013 | Small Hotel - Non-res | 3 | Roof | Insulation Entirely Above Deck | 0.039 |  | 0.039 | Concrete or Metal Deck, Polyiso insulation | 17.5153 | 8.3694 | 0 | 25.8847 | 1.103 | 1.047 | 0 | 1 | 19.3194 | 8.7628 | 0 | 25.8847 | SHNR
4SHNRRoof - Insulation Entirely Above Deck2013 | 2013 | Small Hotel - Non-res | 4 | Roof | Insulation Entirely Above Deck | 0.032 |  | 0.032 | Concrete or Metal Deck, Polyiso insulation | 17.8596 | 8.3856 | 0 | 26.2452 | 1.103 | 1.047 | 0 | 1 | 19.6991 | 8.7797 | 0 | 26.2452 | SHNR
5SHNRRoof - Insulation Entirely Above Deck2013 | 2013 | Small Hotel - Non-res | 5 | Roof | Insulation Entirely Above Deck | 0.032 |  | 0.032 | Concrete or Metal Deck, Polyiso insulation | 17.8596 | 8.3856 | 0 | 26.2452 | 1.103 | 1.047 | 0 | 1 | 19.6991 | 8.7797 | 0 | 26.2452 | SHNR
6SHNRRoof - Insulation Entirely Above Deck2013 | 2013 | Small Hotel - Non-res | 6 | Roof | Insulation Entirely Above Deck | 0.032 |  | 0.032 |  | 17.8596 | 8.3856 | 0 | 26.2452 | 1.103 | 1.047 | 0 | 1 | 19.6991 | 8.7797 | 0 | 26.2452 | SHNR
7SHNRRoof - Insulation Entirely Above Deck2013 | 2013 | Small Hotel - Non-res | 7 | Roof | Insulation Entirely Above Deck | 0.028 |  | 0.028 |  | 18.2941 | 8.3856 | 0 | 26.6797 | 1.103 | 1.047 | 0 | 1 | 20.1784 | 8.7797 | 0 | 26.6797 | SHNR
8SHNRRoof - Insulation Entirely Above Deck2013 | 2013 | Small Hotel - Non-res | 8 | Roof | Insulation Entirely Above Deck | 0.028 |  | 0.028 |  | 18.2941 | 8.3856 | 0 | 26.6797 | 1.103 | 1.047 | 0 | 1 | 20.1784 | 8.7797 | 0 | 26.6797 | SHNR
1SORoof - Attic and other2013 | 2013 | Small Office | 1 | Roof | Attic and other | 0.027 |  | 0.027 |  | 4.767 | 2.5957 | 0.176 | 7.5386 | 1.081 | 1.038 | 1.2333 | 1 | 5.1531 | 2.6943 | 0.21707 | 7.5386 | SO
1SORoof - Attic and other2013 | 2013 | Small Office | 1 | Roof | Attic and other | 0.027 |  | 0.027 |  | 4.767 | 2.5957 | 0.176 | 7.5386 | 1.081 | 1.038 | 1.2333 | 1 | 5.1531 | 2.6943 | 0.21707 | 7.5386 | SO
2SORoof - Attic and other2013 | 2013 | Small Office | 2 | Roof | Attic and other | 0.027 |  | 0.027 | Engineered Truss, 24" OC, Blown in insulation | 4.767 | 2.5957 | 0.176 | 7.5386 | 1.081 | 1.038 | 1.2333 | 1 | 5.1531 | 2.6943 | 0.21707 | 7.5386 | SO
3SORoof - Attic and other2013 | 2013 | Small Office | 3 | Roof | Attic and other | 0.027 |  | 0.027 | Engineered Truss, 24" OC, Blown in insulation | 4.767 | 2.5957 | 0.176 | 7.5386 | 1.081 | 1.038 | 1.2333 | 1 | 5.1531 | 2.6943 | 0.21707 | 7.5386 | SO
4SORoof - Attic and other2013 | 2013 | Small Office | 4 | Roof | Attic and other | 0.021 |  | 0.021 | Engineered Truss, 24" OC, Blown in insulation | 5.0435 | 2.6852 | 0.209 | 7.9377 | 1.081 | 1.038 | 1.2333 | 1 | 5.452 | 2.7872 | 0.25777 | 7.9377 | SO
5SORoof - Attic and other2013 | 2013 | Small Office | 5 | Roof | Attic and other | 0.021 |  | 0.021 | Engineered Truss, 24" OC, Blown in insulation | 5.0435 | 2.6852 | 0.209 | 7.9377 | 1.081 | 1.038 | 1.2333 | 1 | 5.452 | 2.7872 | 0.25777 | 7.9377 | SO
5SORoof - Attic and other2013 | 2013 | Small Office | 5 | Roof | Attic and other | 0.021 |  | 0.021 |  | 5.0435 | 2.6852 | 0.209 | 7.9377 | 1.081 | 1.038 | 1.2333 | 1 | 5.452 | 2.7872 | 0.25777 | 7.9377 | SO
5SORoof - Attic and other2013 | 2013 | Small Office | 5 | Roof | Attic and other | 0.021 |  | 0.021 |  | 5.0435 | 2.6852 | 0.209 | 7.9377 | 1.081 | 1.038 | 1.2333 | 1 | 5.452 | 2.7872 | 0.25777 | 7.9377 | SO
6SORoof - Attic and other2013 | 2013 | Small Office | 6 | Roof | Attic and other | 0.021 |  | 0.021 |  | 5.0435 | 2.6852 | 0.209 | 7.9377 | 1.081 | 1.038 | 1.2333 | 1 | 5.452 | 2.7872 | 0.25777 | 7.9377 | SO
6SORoof - Attic and other2013 | 2013 | Small Office | 6 | Roof | Attic and other | 0.021 |  | 0.021 |  | 5.0435 | 2.6852 | 0.209 | 7.9377 | 1.081 | 1.038 | 1.2333 | 1 | 5.452 | 2.7872 | 0.25777 | 7.9377 | SO
7SORoof - Attic and other2013 | 2013 | Small Office | 7 | Roof | Attic and other | 0.017 |  | 0.017 |  | 5.3355 | 2.8129 | 0.242 | 8.3904 | 1.081 | 1.038 | 1.2333 | 1 | 5.7676 | 2.9198 | 0.29847 | 8.3904 | SO
8SORoof - Attic and other2013 | 2013 | Small Office | 8 | Roof | Attic and other | 0.017 |  | 0.017 |  | 5.3355 | 2.8129 | 0.242 | 8.3904 | 1.081 | 1.038 | 1.2333 | 1 | 5.7676 | 2.9198 | 0.29847 | 8.3904 | SO
1SRRoof - Insulation Entirely Above Deck2013 | 2013 | Stand-alone Retail | 1 | Roof | Insulation Entirely Above Deck | 0.048 |  | 0.048 |  | 16.93 | 8.3662 | 0 | 25.2962 | 1.103 | 1.047 | 0 | 1 | 18.6738 | 8.7594 | 0 | 25.2962 | SR
1SRRoof - Insulation Entirely Above Deck2013 | 2013 | Stand-alone Retail | 1 | Roof | Insulation Entirely Above Deck | 0.048 |  | 0.048 |  | 16.93 | 8.3662 | 0 | 25.2962 | 1.103 | 1.047 | 0 | 1 | 18.6738 | 8.7594 | 0 | 25.2962 | SR
2SRRoof - Insulation Entirely Above Deck2013 | 2013 | Stand-alone Retail | 2 | Roof | Insulation Entirely Above Deck | 0.039 |  | 0.039 | Concrete or Metal Deck, Polyiso insulation | 17.5153 | 8.3694 | 0 | 25.8847 | 1.103 | 1.047 | 0 | 1 | 19.3194 | 8.7628 | 0 | 25.8847 | SR
3SRRoof - Insulation Entirely Above Deck2013 | 2013 | Stand-alone Retail | 3 | Roof | Insulation Entirely Above Deck | 0.039 |  | 0.039 | Concrete or Metal Deck, Polyiso insulation | 17.5153 | 8.3694 | 0 | 25.8847 | 1.103 | 1.047 | 0 | 1 | 19.3194 | 8.7628 | 0 | 25.8847 | SR
4SRRoof - Insulation Entirely Above Deck2013 | 2013 | Stand-alone Retail | 4 | Roof | Insulation Entirely Above Deck | 0.032 |  | 0.032 | Concrete or Metal Deck, Polyiso insulation | 17.8596 | 8.3856 | 0 | 26.2452 | 1.103 | 1.047 | 0 | 1 | 19.6991 | 8.7797 | 0 | 26.2452 | SR
5SRRoof - Insulation Entirely Above Deck2013 | 2013 | Stand-alone Retail | 5 | Roof | Insulation Entirely Above Deck | 0.032 |  | 0.032 | Concrete or Metal Deck, Polyiso insulation | 17.8596 | 8.3856 | 0 | 26.2452 | 1.103 | 1.047 | 0 | 1 | 19.6991 | 8.7797 | 0 | 26.2452 | SR
5SRRoof - Insulation Entirely Above Deck2013 | 2013 | Stand-alone Retail | 5 | Roof | Insulation Entirely Above Deck | 0.032 |  | 0.032 |  | 17.8596 | 8.3856 | 0 | 26.2452 | 1.103 | 1.047 | 0 | 1 | 19.6991 | 8.7797 | 0 | 26.2452 | SR
5SRRoof - Insulation Entirely Above Deck2013 | 2013 | Stand-alone Retail | 5 | Roof | Insulation Entirely Above Deck | 0.032 |  | 0.032 |  | 17.8596 | 8.3856 | 0 | 26.2452 | 1.103 | 1.047 | 0 | 1 | 19.6991 | 8.7797 | 0 | 26.2452 | SR
6SRRoof - Insulation Entirely Above Deck2013 | 2013 | Stand-alone Retail | 6 | Roof | Insulation Entirely Above Deck | 0.032 |  | 0.032 |  | 17.8596 | 8.3856 | 0 | 26.2452 | 1.103 | 1.047 | 0 | 1 | 19.6991 | 8.7797 | 0 | 26.2452 | SR
6SRRoof - Insulation Entirely Above Deck2013 | 2013 | Stand-alone Retail | 6 | Roof | Insulation Entirely Above Deck | 0.032 |  | 0.032 |  | 17.8596 | 8.3856 | 0 | 26.2452 | 1.103 | 1.047 | 0 | 1 | 19.6991 | 8.7797 | 0 | 26.2452 | SR
7SRRoof - Insulation Entirely Above Deck2013 | 2013 | Stand-alone Retail | 7 | Roof | Insulation Entirely Above Deck | 0.028 |  | 0.028 |  | 18.2941 | 8.3856 | 0 | 26.6797 | 1.103 | 1.047 | 0 | 1 | 20.1784 | 8.7797 | 0 | 26.6797 | SR
8SRRoof - Insulation Entirely Above Deck2013 | 2013 | Stand-alone Retail | 8 | Roof | Insulation Entirely Above Deck | 0.028 |  | 0.028 |  | 18.2941 | 8.3856 | 0 | 26.6797 | 1.103 | 1.047 | 0 | 1 | 20.1784 | 8.7797 | 0 | 26.6797 | SR
2PSSkylights2010 | 2010 | Primary School | 2 | Skylights |  | 1.98 | 0.19 | 1.98, 0.19 |  | 38.1774 | 17.1196 | 0 | 55.2971 | 1.048 | 1.141 | 0 | 1 | 40.01 | 19.5335 | 0 | 55.2971 | PS
3PSSkylights2010 | 2010 | Primary School | 3 | Skylights |  | 1.17 | 0.19 | 1.17, 0.19 |  | 54.9593 | 22.4271 | 0 | 77.3864 | 1.048 | 1.141 | 0 | 1 | 57.5974 | 25.5893 | 0 | 77.3864 | PS
4PSSkylights2010 | 2010 | Primary School | 4 | Skylights |  | 1.17 | 0.39 | 1.17, 0.39 |  | 54.9593 | 22.4271 | 0 | 77.3864 | 1.048 | 1.141 | 0 | 1 | 57.5974 | 25.5893 | 0 | 77.3864 | PS
5PSSkylights2010 | 2010 | Primary School | 5 | Skylights |  | 1.17 | 0.39 | 1.17, 0.39 |  | 54.9593 | 22.4271 | 0 | 77.3864 | 1.048 | 1.141 | 0 | 1 | 57.5974 | 25.5893 | 0 | 77.3864 | PS
6PSSkylights2010 | 2010 | Primary School | 6 | Skylights |  | 1.17 | 0.39 | 1.17, 0.39 |  | 54.9593 | 22.4271 | 0 | 77.3864 | 1.048 | 1.141 | 0 | 1 | 57.5974 | 25.5893 | 0 | 77.3864 | PS
2SRSkylights2010 | 2010 | Stand-alone Retail | 2 | Skylights |  | 1.98 | 0.36 | 1.98, 0.36 |  | 38.1774 | 17.1196 | 0 | 55.2971 | 1.048 | 1.141 | 0 | 1 | 40.01 | 19.5335 | 0 | 55.2971 | SR
3SRSkylights2010 | 2010 | Stand-alone Retail | 3 | Skylights |  | 1.17 | 0.39 | 1.17, 0.39 |  | 54.9593 | 22.4271 | 0 | 77.3864 | 1.048 | 1.141 | 0 | 1 | 57.5974 | 25.5893 | 0 | 77.3864 | SR
4SRSkylights2010 | 2010 | Stand-alone Retail | 4 | Skylights |  | 1.17 | 0.49 | 1.17, 0.49 |  | 54.9593 | 22.4271 | 0 | 77.3864 | 1.048 | 1.141 | 0 | 1 | 57.5974 | 25.5893 | 0 | 77.3864 | SR
5SRSkylights2010 | 2010 | Stand-alone Retail | 5 | Skylights |  | 1.17 | 0.49 | 1.17, 0.49 |  | 54.9593 | 22.4271 | 0 | 77.3864 | 1.048 | 1.141 | 0 | 1 | 57.5974 | 25.5893 | 0 | 77.3864 | SR
6SRSkylights2010 | 2010 | Stand-alone Retail | 6 | Skylights |  | 1.17 | 0.49 | 1.17, 0.49 |  | 54.9593 | 22.4271 | 0 | 77.3864 | 1.048 | 1.141 | 0 | 1 | 57.5974 | 25.5893 | 0 | 77.3864 | SR
2PSSkylights2013 | 2013 | Primary School | 2 | Skylights |  | 0.65 | 0.35 | 0.65, 0.35 |  | 58.0553 | 22.4271 | 0 | 80.4824 | 1.048 | 1.141 | 0 | 1 | 60.842 | 25.5893 | 0 | 80.4824 | PS
3PSSkylights2013 | 2013 | Primary School | 3 | Skylights |  | 0.55 | 0.35 | 0.55, 0.35 |  | 78.9717 | 27.5518 | 0 | 106.5235 | 1.048 | 1.141 | 0 | 1 | 82.7624 | 31.4366 | 0 | 106.5235 | PS
4PSSkylights2013 | 2013 | Primary School | 4 | Skylights |  | 0.5 | 0.4 | 0.5, 0.4 |  | 79.8117 | 27.5518 | 0 | 107.3635 | 1.048 | 1.141 | 0 | 1 | 83.6427 | 31.4366 | 0 | 107.3635 | PS
5PSSkylights2013 | 2013 | Primary School | 5 | Skylights |  | 0.5 | 0.4 | 0.5, 0.4 |  | 79.8117 | 27.5518 | 0 | 107.3635 | 1.048 | 1.141 | 0 | 1 | 83.6427 | 31.4366 | 0 | 107.3635 | PS
6PSSkylights2013 | 2013 | Primary School | 6 | Skylights |  | 0.5 | 0.4 | 0.5, 0.4 |  | 79.8117 | 27.5518 | 0 | 107.3635 | 1.048 | 1.141 | 0 | 1 | 83.6427 | 31.4366 | 0 | 107.3635 | PS
2SRSkylights2013 | 2013 | Stand-alone Retail | 2 | Skylights |  | 0.65 | 0.35 | 0.65, 0.35 |  | 58.0553 | 22.4271 | 0 | 80.4824 | 1.048 | 1.141 | 0 | 1 | 60.842 | 25.5893 | 0 | 80.4824 | SR
3SRSkylights2013 | 2013 | Stand-alone Retail | 3 | Skylights |  | 0.55 | 0.35 | 0.55, 0.35 |  | 78.9717 | 27.5518 | 0 | 106.5235 | 1.048 | 1.141 | 0 | 1 | 82.7624 | 31.4366 | 0 | 106.5235 | SR
4SRSkylights2013 | 2013 | Stand-alone Retail | 4 | Skylights |  | 0.5 | 0.4 | 0.5, 0.4 |  | 79.8117 | 27.5518 | 0 | 107.3635 | 1.048 | 1.141 | 0 | 1 | 83.6427 | 31.4366 | 0 | 107.3635 | SR
5SRSkylights2013 | 2013 | Stand-alone Retail | 5 | Skylights |  | 0.5 | 0.4 | 0.5, 0.4 |  | 79.8117 | 27.5518 | 0 | 107.3635 | 1.048 | 1.141 | 0 | 1 | 83.6427 | 31.4366 | 0 | 107.3635 | SR
6SRSkylights2013 | 2013 | Stand-alone Retail | 6 | Skylights |  | 0.5 | 0.4 | 0.5, 0.4 |  | 79.8117 | 27.5518 | 0 | 107.3635 | 1.048 | 1.141 | 0 | 1 | 83.6427 | 31.4366 | 0 | 107.3635 | SR
1LOSlab-on-grade - Unheated2010 | 2010 | Large Office | 1 | Slab-on-grade | Unheated | 0.73 |  | 0.73 |  | 3.2907 | 1.292 | 0 | 4.5828 | 1.03 | 0.988 | 0 | 1 | 3.3895 | 1.2765 | 0 | 4.5828 | LO
1LOSlab-on-grade - Unheated2010 | 2010 | Large Office | 1 | Slab-on-grade | Unheated | 0.73 |  | 0.73 |  | 3.2907 | 1.292 | 0 | 4.5828 | 1.03 | 0.988 | 0 | 1 | 3.3895 | 1.2765 | 0 | 4.5828 | LO
2LOSlab-on-grade - Unheated2010 | 2010 | Large Office | 2 | Slab-on-grade | Unheated | 0.730 |  | 0.730 | Base slab 6 in. concrete poured directly onto insulation, No insulation | 3.2907 | 1.292 | 0 | 4.5828 | 1.03 | 0.988 | 0 | 1 | 3.3895 | 1.2765 | 0 | 4.5828 | LO
3LOSlab-on-grade - Unheated2010 | 2010 | Large Office | 3 | Slab-on-grade | Unheated | 0.730 |  | 0.730 | Base slab 6 in. concrete poured directly onto insulation, No insulation | 3.2907 | 1.292 | 0 | 4.5828 | 1.03 | 0.988 | 0 | 1 | 3.3895 | 1.2765 | 0 | 4.5828 | LO
4LOSlab-on-grade - Unheated2010 | 2010 | Large Office | 4 | Slab-on-grade | Unheated | 0.730 |  | 0.730 | Base slab 6 in. concrete poured directly onto insulation, No insulation | 3.2907 | 1.292 | 0 | 4.5828 | 1.03 | 0.988 | 0 | 1 | 3.3895 | 1.2765 | 0 | 4.5828 | LO
5LOSlab-on-grade - Unheated2010 | 2010 | Large Office | 5 | Slab-on-grade | Unheated | 0.730 |  | 0.730 | Base slab 6 in. concrete poured directly onto insulation, No insulation | 3.2907 | 1.292 | 0 | 4.5828 | 1.03 | 0.988 | 0 | 1 | 3.3895 | 1.2765 | 0 | 4.5828 | LO
5LOSlab-on-grade - Unheated2010 | 2010 | Large Office | 5 | Slab-on-grade | Unheated | 0.73 |  | 0.73 |  | 3.2907 | 1.292 | 0 | 4.5828 | 1.03 | 0.988 | 0 | 1 | 3.3895 | 1.2765 | 0 | 4.5828 | LO
5LOSlab-on-grade - Unheated2010 | 2010 | Large Office | 5 | Slab-on-grade | Unheated | 0.73 |  | 0.73 |  | 3.2907 | 1.292 | 0 | 4.5828 | 1.03 | 0.988 | 0 | 1 | 3.3895 | 1.2765 | 0 | 4.5828 | LO
6LOSlab-on-grade - Unheated2010 | 2010 | Large Office | 6 | Slab-on-grade | Unheated | 0.54 |  | 0.54 |  | 6.8938 | 5.7874 | 0 | 12.68 | 1.03 | 0.988 | 0 | 1 | 7.1007 | 5.7179 | 0 | 12.68 | LO
6LOSlab-on-grade - Unheated2010 | 2010 | Large Office | 6 | Slab-on-grade | Unheated | 0.54 |  | 0.54 |  | 6.8938 | 5.7874 | 0 | 12.68 | 1.03 | 0.988 | 0 | 1 | 7.1007 | 5.7179 | 0 | 12.68 | LO
7LOSlab-on-grade - Unheated2010 | 2010 | Large Office | 7 | Slab-on-grade | Unheated | 0.52 |  | 0.52 |  | 7.4829 | 5.7874 | 0 | 13.27 | 1.03 | 0.988 | 0 | 1 | 7.7074 | 5.7179 | 0 | 13.27 | LO
8LOSlab-on-grade - Unheated2010 | 2010 | Large Office | 8 | Slab-on-grade | Unheated | 0.52 |  | 0.52 |  | 7.4829 | 5.7874 | 0 | 13.27 | 1.03 | 0.988 | 0 | 1 | 7.7074 | 5.7179 | 0 | 13.27 | LO
1MASlab-on-grade - Unheated2010 | 2010 | Mid-rise Apartment | 1 | Slab-on-grade | Unheated | 0.73 |  | 0.73 |  | 3.2907 | 1.292 | 0 | 4.5828 | 1.03 | 0.988 | 0 | 1 | 3.3895 | 1.2765 | 0 | 4.5828 | MA
1MASlab-on-grade - Unheated2010 | 2010 | Mid-rise Apartment | 1 | Slab-on-grade | Unheated | 0.73 |  | 0.73 |  | 3.2907 | 1.292 | 0 | 4.5828 | 1.03 | 0.988 | 0 | 1 | 3.3895 | 1.2765 | 0 | 4.5828 | MA
2MASlab-on-grade - Unheated2010 | 2010 | Mid-rise Apartment | 2 | Slab-on-grade | Unheated | 0.730 |  | 0.730 | Base slab 6 in. concrete poured directly onto insulation, No insulation | 3.2907 | 1.292 | 0 | 4.5828 | 1.03 | 0.988 | 0 | 1 | 3.3895 | 1.2765 | 0 | 4.5828 | MA
3MASlab-on-grade - Unheated2010 | 2010 | Mid-rise Apartment | 3 | Slab-on-grade | Unheated | 0.730 |  | 0.730 | Base slab 6 in. concrete poured directly onto insulation, No insulation | 3.2907 | 1.292 | 0 | 4.5828 | 1.03 | 0.988 | 0 | 1 | 3.3895 | 1.2765 | 0 | 4.5828 | MA
4MASlab-on-grade - Unheated2010 | 2010 | Mid-rise Apartment | 4 | Slab-on-grade | Unheated | 0.540 |  | 0.540 | Base slab 6 in. concrete poured directly onto insulation, vertical XPS insulation | 6.8938 | 5.7874 | 0 | 12.68 | 1.03 | 0.988 | 0 | 1 | 7.1007 | 5.7179 | 0 | 12.68 | MA
5MASlab-on-grade - Unheated2010 | 2010 | Mid-rise Apartment | 5 | Slab-on-grade | Unheated | 0.540 |  | 0.540 | Base slab 6 in. concrete poured directly onto insulation, vertical XPS insulation | 6.8938 | 5.7874 | 0 | 12.68 | 1.03 | 0.988 | 0 | 1 | 7.1007 | 5.7179 | 0 | 12.68 | MA
5MASlab-on-grade - Unheated2010 | 2010 | Mid-rise Apartment | 5 | Slab-on-grade | Unheated | 0.73 |  | 0.73 |  | 3.2907 | 1.292 | 0 | 4.5828 | 1.03 | 0.988 | 0 | 1 | 3.3895 | 1.2765 | 0 | 4.5828 | MA
5MASlab-on-grade - Unheated2010 | 2010 | Mid-rise Apartment | 5 | Slab-on-grade | Unheated | 0.73 |  | 0.73 |  | 3.2907 | 1.292 | 0 | 4.5828 | 1.03 | 0.988 | 0 | 1 | 3.3895 | 1.2765 | 0 | 4.5828 | MA
6MASlab-on-grade - Unheated2010 | 2010 | Mid-rise Apartment | 6 | Slab-on-grade | Unheated | 0.54 |  | 0.54 |  | 6.8938 | 5.7874 | 0 | 12.68 | 1.03 | 0.988 | 0 | 1 | 7.1007 | 5.7179 | 0 | 12.68 | MA
6MASlab-on-grade - Unheated2010 | 2010 | Mid-rise Apartment | 6 | Slab-on-grade | Unheated | 0.54 |  | 0.54 |  | 6.8938 | 5.7874 | 0 | 12.68 | 1.03 | 0.988 | 0 | 1 | 7.1007 | 5.7179 | 0 | 12.68 | MA
7MASlab-on-grade - Unheated2010 | 2010 | Mid-rise Apartment | 7 | Slab-on-grade | Unheated | 0.52 |  | 0.52 |  | 7.4829 | 5.7874 | 0 | 13.27 | 1.03 | 0.988 | 0 | 1 | 7.7074 | 5.7179 | 0 | 13.27 | MA
8MASlab-on-grade - Unheated2010 | 2010 | Mid-rise Apartment | 8 | Slab-on-grade | Unheated | 0.52 |  | 0.52 |  | 7.4829 | 5.7874 | 0 | 13.27 | 1.03 | 0.988 | 0 | 1 | 7.7074 | 5.7179 | 0 | 13.27 | MA
1PSSlab-on-grade - Unheated2010 | 2010 | Primary School | 1 | Slab-on-grade | Unheated | 0.73 |  | 0.73 |  | 3.2907 | 1.292 | 0 | 4.5828 | 1.03 | 0.988 | 0 | 1 | 3.3895 | 1.2765 | 0 | 4.5828 | PS
1PSSlab-on-grade - Unheated2010 | 2010 | Primary School | 1 | Slab-on-grade | Unheated | 0.73 |  | 0.73 |  | 3.2907 | 1.292 | 0 | 4.5828 | 1.03 | 0.988 | 0 | 1 | 3.3895 | 1.2765 | 0 | 4.5828 | PS
2PSSlab-on-grade - Unheated2010 | 2010 | Primary School | 2 | Slab-on-grade | Unheated | 0.730 |  | 0.730 | Base slab 6 in. concrete poured directly onto insulation, No insulation | 3.2907 | 1.292 | 0 | 4.5828 | 1.03 | 0.988 | 0 | 1 | 3.3895 | 1.2765 | 0 | 4.5828 | PS
3PSSlab-on-grade - Unheated2010 | 2010 | Primary School | 3 | Slab-on-grade | Unheated | 0.730 |  | 0.730 | Base slab 6 in. concrete poured directly onto insulation, No insulation | 3.2907 | 1.292 | 0 | 4.5828 | 1.03 | 0.988 | 0 | 1 | 3.3895 | 1.2765 | 0 | 4.5828 | PS
4PSSlab-on-grade - Unheated2010 | 2010 | Primary School | 4 | Slab-on-grade | Unheated | 0.730 |  | 0.730 | Base slab 6 in. concrete poured directly onto insulation, No insulation | 3.2907 | 1.292 | 0 | 4.5828 | 1.03 | 0.988 | 0 | 1 | 3.3895 | 1.2765 | 0 | 4.5828 | PS
5PSSlab-on-grade - Unheated2010 | 2010 | Primary School | 5 | Slab-on-grade | Unheated | 0.730 |  | 0.730 | Base slab 6 in. concrete poured directly onto insulation, No insulation | 3.2907 | 1.292 | 0 | 4.5828 | 1.03 | 0.988 | 0 | 1 | 3.3895 | 1.2765 | 0 | 4.5828 | PS
5PSSlab-on-grade - Unheated2010 | 2010 | Primary School | 5 | Slab-on-grade | Unheated | 0.73 |  | 0.73 |  | 3.2907 | 1.292 | 0 | 4.5828 | 1.03 | 0.988 | 0 | 1 | 3.3895 | 1.2765 | 0 | 4.5828 | PS
5PSSlab-on-grade - Unheated2010 | 2010 | Primary School | 5 | Slab-on-grade | Unheated | 0.73 |  | 0.73 |  | 3.2907 | 1.292 | 0 | 4.5828 | 1.03 | 0.988 | 0 | 1 | 3.3895 | 1.2765 | 0 | 4.5828 | PS
6PSSlab-on-grade - Unheated2010 | 2010 | Primary School | 6 | Slab-on-grade | Unheated | 0.54 |  | 0.54 |  | 6.8938 | 5.7874 | 0 | 12.68 | 1.03 | 0.988 | 0 | 1 | 7.1007 | 5.7179 | 0 | 12.68 | PS
6PSSlab-on-grade - Unheated2010 | 2010 | Primary School | 6 | Slab-on-grade | Unheated | 0.54 |  | 0.54 |  | 6.8938 | 5.7874 | 0 | 12.68 | 1.03 | 0.988 | 0 | 1 | 7.1007 | 5.7179 | 0 | 12.68 | PS
7PSSlab-on-grade - Unheated2010 | 2010 | Primary School | 7 | Slab-on-grade | Unheated | 0.52 |  | 0.52 |  | 7.4829 | 5.7874 | 0 | 13.27 | 1.03 | 0.988 | 0 | 1 | 7.7074 | 5.7179 | 0 | 13.27 | PS
8PSSlab-on-grade - Unheated2010 | 2010 | Primary School | 8 | Slab-on-grade | Unheated | 0.52 |  | 0.52 |  | 7.4829 | 5.7874 | 0 | 13.27 | 1.03 | 0.988 | 0 | 1 | 7.7074 | 5.7179 | 0 | 13.27 | PS
1SHSlab-on-grade - Unheated2010 | 2010 | Small Hotel | 1 | Slab-on-grade | Unheated | 0.73 |  | 0.73 |  | 3.2907 | 1.292 | 0 | 4.5828 | 1.03 | 0.988 | 0 | 1 | 3.3895 | 1.2765 | 0 | 4.5828 | SH
1SHSlab-on-grade - Unheated2010 | 2010 | Small Hotel | 1 | Slab-on-grade | Unheated | 0.73 |  | 0.73 |  | 3.2907 | 1.292 | 0 | 4.5828 | 1.03 | 0.988 | 0 | 1 | 3.3895 | 1.2765 | 0 | 4.5828 | SH
2SHSlab-on-grade - Unheated2010 | 2010 | Small Hotel | 2 | Slab-on-grade | Unheated | 0.730 |  | 0.730 | Base slab 6 in. concrete poured directly onto insulation, No insulation | 3.2907 | 1.292 | 0 | 4.5828 | 1.03 | 0.988 | 0 | 1 | 3.3895 | 1.2765 | 0 | 4.5828 | SH
3SHSlab-on-grade - Unheated2010 | 2010 | Small Hotel | 3 | Slab-on-grade | Unheated | 0.730 |  | 0.730 | Base slab 6 in. concrete poured directly onto insulation, No insulation | 3.2907 | 1.292 | 0 | 4.5828 | 1.03 | 0.988 | 0 | 1 | 3.3895 | 1.2765 | 0 | 4.5828 | SH
4SHSlab-on-grade - Unheated2010 | 2010 | Small Hotel | 4 | Slab-on-grade | Unheated | 0.540 |  | 0.540 | Base slab 6 in. concrete poured directly onto insulation, vertical XPS insulation | 6.8938 | 5.7874 | 0 | 12.68 | 1.03 | 0.988 | 0 | 1 | 7.1007 | 5.7179 | 0 | 12.68 | SH
5SHSlab-on-grade - Unheated2010 | 2010 | Small Hotel | 5 | Slab-on-grade | Unheated | 0.540 |  | 0.540 | Base slab 6 in. concrete poured directly onto insulation, vertical XPS insulation | 6.8938 | 5.7874 | 0 | 12.68 | 1.03 | 0.988 | 0 | 1 | 7.1007 | 5.7179 | 0 | 12.68 | SH
5SHSlab-on-grade - Unheated2010 | 2010 | Small Hotel | 5 | Slab-on-grade | Unheated | 0.73 |  | 0.73 |  | 3.2907 | 1.292 | 0 | 4.5828 | 1.03 | 0.988 | 0 | 1 | 3.3895 | 1.2765 | 0 | 4.5828 | SH
5SHSlab-on-grade - Unheated2010 | 2010 | Small Hotel | 5 | Slab-on-grade | Unheated | 0.73 |  | 0.73 |  | 3.2907 | 1.292 | 0 | 4.5828 | 1.03 | 0.988 | 0 | 1 | 3.3895 | 1.2765 | 0 | 4.5828 | SH
6SHSlab-on-grade - Unheated2010 | 2010 | Small Hotel | 6 | Slab-on-grade | Unheated | 0.52 |  | 0.52 |  | 6.8938 | 5.7874 | 0 | 12.68 | 1.03 | 0.988 | 0 | 1 | 7.1007 | 5.7179 | 0 | 12.68 | SH
6SHSlab-on-grade - Unheated2010 | 2010 | Small Hotel | 6 | Slab-on-grade | Unheated | 0.52 |  | 0.52 |  | 6.8938 | 5.7874 | 0 | 12.68 | 1.03 | 0.988 | 0 | 1 | 7.1007 | 5.7179 | 0 | 12.68 | SH
7SHSlab-on-grade - Unheated2010 | 2010 | Small Hotel | 7 | Slab-on-grade | Unheated | 0.52 |  | 0.52 |  | 7.4829 | 5.7874 | 0 | 13.27 | 1.03 | 0.988 | 0 | 1 | 7.7074 | 5.7179 | 0 | 13.27 | SH
8SHSlab-on-grade - Unheated2010 | 2010 | Small Hotel | 8 | Slab-on-grade | Unheated | 0.51 |  | 0.51 |  | 7.4829 | 5.7874 | 0 | 13.27 | 1.03 | 0.988 | 0 | 1 | 7.7074 | 5.7179 | 0 | 13.27 | SH
1SHNRSlab-on-grade - Unheated2010 | 2010 | Small Hotel - Non-res | 1 | Slab-on-grade | Unheated | 0.73 |  | 0.73 |  | 3.2907 | 1.292 | 0 | 4.5828 | 1.03 | 0.988 | 0 | 1 | 3.3895 | 1.2765 | 0 | 4.5828 | SHNR
2SHNRSlab-on-grade - Unheated2010 | 2010 | Small Hotel - Non-res | 2 | Slab-on-grade | Unheated | 0.730 |  | 0.730 | Base slab 6 in. concrete poured directly onto insulation, No insulation | 3.2907 | 1.292 | 0 | 4.5828 | 1.03 | 0.988 | 0 | 1 | 3.3895 | 1.2765 | 0 | 4.5828 | SHNR
3SHNRSlab-on-grade - Unheated2010 | 2010 | Small Hotel - Non-res | 3 | Slab-on-grade | Unheated | 0.730 |  | 0.730 | Base slab 6 in. concrete poured directly onto insulation, No insulation | 3.2907 | 1.292 | 0 | 4.5828 | 1.03 | 0.988 | 0 | 1 | 3.3895 | 1.2765 | 0 | 4.5828 | SHNR
4SHNRSlab-on-grade - Unheated2010 | 2010 | Small Hotel - Non-res | 4 | Slab-on-grade | Unheated | 0.730 |  | 0.730 | Base slab 6 in. concrete poured directly onto insulation, No insulation | 3.2907 | 1.292 | 0 | 4.5828 | 1.03 | 0.988 | 0 | 1 | 3.3895 | 1.2765 | 0 | 4.5828 | SHNR
5SHNRSlab-on-grade - Unheated2010 | 2010 | Small Hotel - Non-res | 5 | Slab-on-grade | Unheated | 0.730 |  | 0.730 | Base slab 6 in. concrete poured directly onto insulation, No insulation | 3.2907 | 1.292 | 0 | 4.5828 | 1.03 | 0.988 | 0 | 1 | 3.3895 | 1.2765 | 0 | 4.5828 | SHNR
6SHNRSlab-on-grade - Unheated2010 | 2010 | Small Hotel - Non-res | 6 | Slab-on-grade | Unheated | 0.54 |  | 0.54 |  | 6.8938 | 5.7874 | 0 | 12.68 | 1.03 | 0.988 | 0 | 1 | 7.1007 | 5.7179 | 0 | 12.68 | SHNR
7SHNRSlab-on-grade - Unheated2010 | 2010 | Small Hotel - Non-res | 7 | Slab-on-grade | Unheated | 0.52 |  | 0.52 |  | 7.4829 | 5.7874 | 0 | 13.27 | 1.03 | 0.988 | 0 | 1 | 7.7074 | 5.7179 | 0 | 13.27 | SHNR
8SHNRSlab-on-grade - Unheated2010 | 2010 | Small Hotel - Non-res | 8 | Slab-on-grade | Unheated | 0.52 |  | 0.52 |  | 7.4829 | 5.7874 | 0 | 13.27 | 1.03 | 0.988 | 0 | 1 | 7.7074 | 5.7179 | 0 | 13.27 | SHNR
1SOSlab-on-grade - Unheated2010 | 2010 | Small Office | 1 | Slab-on-grade | Unheated | 0.73 |  | 0.73 |  | 3.2907 | 1.292 | 0 | 4.5828 | 1.03 | 0.988 | 0 | 1 | 3.3895 | 1.2765 | 0 | 4.5828 | SO
1SOSlab-on-grade - Unheated2010 | 2010 | Small Office | 1 | Slab-on-grade | Unheated | 0.73 |  | 0.73 |  | 3.2907 | 1.292 | 0 | 4.5828 | 1.03 | 0.988 | 0 | 1 | 3.3895 | 1.2765 | 0 | 4.5828 | SO
2SOSlab-on-grade - Unheated2010 | 2010 | Small Office | 2 | Slab-on-grade | Unheated | 0.730 |  | 0.730 | Base slab 6 in. concrete poured directly onto insulation, No insulation | 3.2907 | 1.292 | 0 | 4.5828 | 1.03 | 0.988 | 0 | 1 | 3.3895 | 1.2765 | 0 | 4.5828 | SO
3SOSlab-on-grade - Unheated2010 | 2010 | Small Office | 3 | Slab-on-grade | Unheated | 0.730 |  | 0.730 | Base slab 6 in. concrete poured directly onto insulation, No insulation | 3.2907 | 1.292 | 0 | 4.5828 | 1.03 | 0.988 | 0 | 1 | 3.3895 | 1.2765 | 0 | 4.5828 | SO
4SOSlab-on-grade - Unheated2010 | 2010 | Small Office | 4 | Slab-on-grade | Unheated | 0.730 |  | 0.730 | Base slab 6 in. concrete poured directly onto insulation, No insulation | 3.2907 | 1.292 | 0 | 4.5828 | 1.03 | 0.988 | 0 | 1 | 3.3895 | 1.2765 | 0 | 4.5828 | SO
5SOSlab-on-grade - Unheated2010 | 2010 | Small Office | 5 | Slab-on-grade | Unheated | 0.730 |  | 0.730 | Base slab 6 in. concrete poured directly onto insulation, No insulation | 3.2907 | 1.292 | 0 | 4.5828 | 1.03 | 0.988 | 0 | 1 | 3.3895 | 1.2765 | 0 | 4.5828 | SO
5SOSlab-on-grade - Unheated2010 | 2010 | Small Office | 5 | Slab-on-grade | Unheated | 0.73 |  | 0.73 |  | 3.2907 | 1.292 | 0 | 4.5828 | 1.03 | 0.988 | 0 | 1 | 3.3895 | 1.2765 | 0 | 4.5828 | SO
5SOSlab-on-grade - Unheated2010 | 2010 | Small Office | 5 | Slab-on-grade | Unheated | 0.73 |  | 0.73 |  | 3.2907 | 1.292 | 0 | 4.5828 | 1.03 | 0.988 | 0 | 1 | 3.3895 | 1.2765 | 0 | 4.5828 | SO
6SOSlab-on-grade - Unheated2010 | 2010 | Small Office | 6 | Slab-on-grade | Unheated | 0.54 |  | 0.54 |  | 6.8938 | 5.7874 | 0 | 12.68 | 1.03 | 0.988 | 0 | 1 | 7.1007 | 5.7179 | 0 | 12.68 | SO
6SOSlab-on-grade - Unheated2010 | 2010 | Small Office | 6 | Slab-on-grade | Unheated | 0.54 |  | 0.54 |  | 6.8938 | 5.7874 | 0 | 12.68 | 1.03 | 0.988 | 0 | 1 | 7.1007 | 5.7179 | 0 | 12.68 | SO
7SOSlab-on-grade - Unheated2010 | 2010 | Small Office | 7 | Slab-on-grade | Unheated | 0.52 |  | 0.52 |  | 7.4829 | 5.7874 | 0 | 13.27 | 1.03 | 0.988 | 0 | 1 | 7.7074 | 5.7179 | 0 | 13.27 | SO
8SOSlab-on-grade - Unheated2010 | 2010 | Small Office | 8 | Slab-on-grade | Unheated | 0.52 |  | 0.52 |  | 7.4829 | 5.7874 | 0 | 13.27 | 1.03 | 0.988 | 0 | 1 | 7.7074 | 5.7179 | 0 | 13.27 | SO
1SRSlab-on-grade - Unheated2010 | 2010 | Stand-alone Retail | 1 | Slab-on-grade | Unheated | 0.73 |  | 0.73 |  | 3.2907 | 1.292 | 0 | 4.5828 | 1.03 | 0.988 | 0 | 1 | 3.3895 | 1.2765 | 0 | 4.5828 | SR
1SRSlab-on-grade - Unheated2010 | 2010 | Stand-alone Retail | 1 | Slab-on-grade | Unheated | 0.73 |  | 0.73 |  | 3.2907 | 1.292 | 0 | 4.5828 | 1.03 | 0.988 | 0 | 1 | 3.3895 | 1.2765 | 0 | 4.5828 | SR
2SRSlab-on-grade - Unheated2010 | 2010 | Stand-alone Retail | 2 | Slab-on-grade | Unheated | 0.730 |  | 0.730 | Base slab 6 in. concrete poured directly onto insulation, No insulation | 3.2907 | 1.292 | 0 | 4.5828 | 1.03 | 0.988 | 0 | 1 | 3.3895 | 1.2765 | 0 | 4.5828 | SR
3SRSlab-on-grade - Unheated2010 | 2010 | Stand-alone Retail | 3 | Slab-on-grade | Unheated | 0.730 |  | 0.730 | Base slab 6 in. concrete poured directly onto insulation, No insulation | 3.2907 | 1.292 | 0 | 4.5828 | 1.03 | 0.988 | 0 | 1 | 3.3895 | 1.2765 | 0 | 4.5828 | SR
4SRSlab-on-grade - Unheated2010 | 2010 | Stand-alone Retail | 4 | Slab-on-grade | Unheated | 0.730 |  | 0.730 | Base slab 6 in. concrete poured directly onto insulation, No insulation | 3.2907 | 1.292 | 0 | 4.5828 | 1.03 | 0.988 | 0 | 1 | 3.3895 | 1.2765 | 0 | 4.5828 | SR
5SRSlab-on-grade - Unheated2010 | 2010 | Stand-alone Retail | 5 | Slab-on-grade | Unheated | 0.730 |  | 0.730 | Base slab 6 in. concrete poured directly onto insulation, No insulation | 3.2907 | 1.292 | 0 | 4.5828 | 1.03 | 0.988 | 0 | 1 | 3.3895 | 1.2765 | 0 | 4.5828 | SR
5SRSlab-on-grade - Unheated2010 | 2010 | Stand-alone Retail | 5 | Slab-on-grade | Unheated | 0.73 |  | 0.73 |  | 3.2907 | 1.292 | 0 | 4.5828 | 1.03 | 0.988 | 0 | 1 | 3.3895 | 1.2765 | 0 | 4.5828 | SR
5SRSlab-on-grade - Unheated2010 | 2010 | Stand-alone Retail | 5 | Slab-on-grade | Unheated | 0.73 |  | 0.73 |  | 3.2907 | 1.292 | 0 | 4.5828 | 1.03 | 0.988 | 0 | 1 | 3.3895 | 1.2765 | 0 | 4.5828 | SR
6SRSlab-on-grade - Unheated2010 | 2010 | Stand-alone Retail | 6 | Slab-on-grade | Unheated | 0.54 |  | 0.54 |  | 6.8938 | 5.7874 | 0 | 12.68 | 1.03 | 0.988 | 0 | 1 | 7.1007 | 5.7179 | 0 | 12.68 | SR
6SRSlab-on-grade - Unheated2010 | 2010 | Stand-alone Retail | 6 | Slab-on-grade | Unheated | 0.54 |  | 0.54 |  | 6.8938 | 5.7874 | 0 | 12.68 | 1.03 | 0.988 | 0 | 1 | 7.1007 | 5.7179 | 0 | 12.68 | SR
7SRSlab-on-grade - Unheated2010 | 2010 | Stand-alone Retail | 7 | Slab-on-grade | Unheated | 0.52 |  | 0.52 |  | 7.4829 | 5.7874 | 0 | 13.27 | 1.03 | 0.988 | 0 | 1 | 7.7074 | 5.7179 | 0 | 13.27 | SR
8SRSlab-on-grade - Unheated2010 | 2010 | Stand-alone Retail | 8 | Slab-on-grade | Unheated | 0.52 |  | 0.52 |  | 7.4829 | 5.7874 | 0 | 13.27 | 1.03 | 0.988 | 0 | 1 | 7.7074 | 5.7179 | 0 | 13.27 | SR
1LOSlab-on-grade - Unheated2013 | 2013 | Large Office | 1 | Slab-on-grade | Unheated | 0.73 |  | 0.73 |  | 3.2907 | 1.292 | 0 | 4.5828 | 1.03 | 0.988 | 0 | 1 | 3.3895 | 1.2765 | 0 | 4.5828 | LO
1LOSlab-on-grade - Unheated2013 | 2013 | Large Office | 1 | Slab-on-grade | Unheated | 0.73 |  | 0.73 |  | 3.2907 | 1.292 | 0 | 4.5828 | 1.03 | 0.988 | 0 | 1 | 3.3895 | 1.2765 | 0 | 4.5828 | LO
2LOSlab-on-grade - Unheated2013 | 2013 | Large Office | 2 | Slab-on-grade | Unheated | 0.730 |  | 0.730 | Base slab 6 in. concrete poured directly onto insulation, No insulation | 3.2907 | 1.292 | 0 | 4.5828 | 1.03 | 0.988 | 0 | 1 | 3.3895 | 1.2765 | 0 | 4.5828 | LO
3LOSlab-on-grade - Unheated2013 | 2013 | Large Office | 3 | Slab-on-grade | Unheated | 0.730 |  | 0.730 | Base slab 6 in. concrete poured directly onto insulation, No insulation | 3.2907 | 1.292 | 0 | 4.5828 | 1.03 | 0.988 | 0 | 1 | 3.3895 | 1.2765 | 0 | 4.5828 | LO
4LOSlab-on-grade - Unheated2013 | 2013 | Large Office | 4 | Slab-on-grade | Unheated | 0.520 |  | 0.520 | Base slab 6 in. concrete poured directly onto insulation, vertical XPS insulation | 7.4829 | 5.7874 | 0 | 13.27 | 1.03 | 0.988 | 0 | 1 | 7.7074 | 5.7179 | 0 | 13.27 | LO
5LOSlab-on-grade - Unheated2013 | 2013 | Large Office | 5 | Slab-on-grade | Unheated | 0.520 |  | 0.520 | Base slab 6 in. concrete poured directly onto insulation, vertical XPS insulation | 7.4829 | 5.7874 | 0 | 13.27 | 1.03 | 0.988 | 0 | 1 | 7.7074 | 5.7179 | 0 | 13.27 | LO
5LOSlab-on-grade - Unheated2013 | 2013 | Large Office | 5 | Slab-on-grade | Unheated | 0.52 |  | 0.52 |  | 7.4829 | 5.7874 | 0 | 13.27 | 1.03 | 0.988 | 0 | 1 | 7.7074 | 5.7179 | 0 | 13.27 | LO
5LOSlab-on-grade - Unheated2013 | 2013 | Large Office | 5 | Slab-on-grade | Unheated | 0.52 |  | 0.52 |  | 7.4829 | 5.7874 | 0 | 13.27 | 1.03 | 0.988 | 0 | 1 | 7.7074 | 5.7179 | 0 | 13.27 | LO
6LOSlab-on-grade - Unheated2013 | 2013 | Large Office | 6 | Slab-on-grade | Unheated | 0.51 |  | 0.51 |  | 8.0309 | 5.7874 | 0 | 13.82 | 1.03 | 0.988 | 0 | 1 | 8.2719 | 5.7179 | 0 | 13.82 | LO
6LOSlab-on-grade - Unheated2013 | 2013 | Large Office | 6 | Slab-on-grade | Unheated | 0.51 |  | 0.51 |  | 8.0309 | 5.7874 | 0 | 13.82 | 1.03 | 0.988 | 0 | 1 | 8.2719 | 5.7179 | 0 | 13.82 | LO
7LOSlab-on-grade - Unheated2013 | 2013 | Large Office | 7 | Slab-on-grade | Unheated | 0.51 |  | 0.51 |  | 8.0309 | 5.7874 | 0 | 13.82 | 1.03 | 0.988 | 0 | 1 | 8.2719 | 5.7179 | 0 | 13.82 | LO
8LOSlab-on-grade - Unheated2013 | 2013 | Large Office | 8 | Slab-on-grade | Unheated | 0.434 |  | 0.434 |  | 8.0309 | 5.7874 | 0 | 13.8183 | 1.03 | 0.988 | 0 | 1 | 8.2719 | 5.7179 | 0 | 13.8183 | LO
1MASlab-on-grade - Unheated2013 | 2013 | Mid-rise Apartment | 1 | Slab-on-grade | Unheated | 0.73 |  | 0.73 |  | 3.2907 | 1.292 | 0 | 4.5828 | 1.03 | 0.988 | 0 | 1 | 3.3895 | 1.2765 | 0 | 4.5828 | MA
1MASlab-on-grade - Unheated2013 | 2013 | Mid-rise Apartment | 1 | Slab-on-grade | Unheated | 0.73 |  | 0.73 |  | 3.2907 | 1.292 | 0 | 4.5828 | 1.03 | 0.988 | 0 | 1 | 3.3895 | 1.2765 | 0 | 4.5828 | MA
2MASlab-on-grade - Unheated2013 | 2013 | Mid-rise Apartment | 2 | Slab-on-grade | Unheated | 0.730 |  | 0.730 | Base slab 6 in. concrete poured directly onto insulation, No insulation | 3.2907 | 1.292 | 0 | 4.5828 | 1.03 | 0.988 | 0 | 1 | 3.3895 | 1.2765 | 0 | 4.5828 | MA
3MASlab-on-grade - Unheated2013 | 2013 | Mid-rise Apartment | 3 | Slab-on-grade | Unheated | 0.540 |  | 0.540 | Base slab 6 in. concrete poured directly onto insulation, vertical XPS insulation | 6.8938 | 5.7874 | 0 | 12.68 | 1.03 | 0.988 | 0 | 1 | 7.1007 | 5.7179 | 0 | 12.68 | MA
4MASlab-on-grade - Unheated2013 | 2013 | Mid-rise Apartment | 4 | Slab-on-grade | Unheated | 0.520 |  | 0.520 | Base slab 6 in. concrete poured directly onto insulation, vertical XPS insulation | 7.4829 | 5.7874 | 0 | 13.27 | 1.03 | 0.988 | 0 | 1 | 7.7074 | 5.7179 | 0 | 13.27 | MA
5MASlab-on-grade - Unheated2013 | 2013 | Mid-rise Apartment | 5 | Slab-on-grade | Unheated | 0.510 |  | 0.510 | Base slab 6 in. concrete poured directly onto insulation, vertical XPS insulation | 8.0309 | 5.7874 | 0 | 13.82 | 1.03 | 0.988 | 0 | 1 | 8.2719 | 5.7179 | 0 | 13.82 | MA
5MASlab-on-grade - Unheated2013 | 2013 | Mid-rise Apartment | 5 | Slab-on-grade | Unheated | 0.52 |  | 0.52 |  | 7.4829 | 5.7874 | 0 | 13.27 | 1.03 | 0.988 | 0 | 1 | 7.7074 | 5.7179 | 0 | 13.27 | MA
5MASlab-on-grade - Unheated2013 | 2013 | Mid-rise Apartment | 5 | Slab-on-grade | Unheated | 0.52 |  | 0.52 |  | 7.4829 | 5.7874 | 0 | 13.27 | 1.03 | 0.988 | 0 | 1 | 7.7074 | 5.7179 | 0 | 13.27 | MA
6MASlab-on-grade - Unheated2013 | 2013 | Mid-rise Apartment | 6 | Slab-on-grade | Unheated | 0.51 |  | 0.51 |  | 8.0309 | 5.7874 | 0 | 13.82 | 1.03 | 0.988 | 0 | 1 | 8.2719 | 5.7179 | 0 | 13.82 | MA
6MASlab-on-grade - Unheated2013 | 2013 | Mid-rise Apartment | 6 | Slab-on-grade | Unheated | 0.51 |  | 0.51 |  | 8.0309 | 5.7874 | 0 | 13.82 | 1.03 | 0.988 | 0 | 1 | 8.2719 | 5.7179 | 0 | 13.82 | MA
7MASlab-on-grade - Unheated2013 | 2013 | Mid-rise Apartment | 7 | Slab-on-grade | Unheated | 0.51 |  | 0.51 |  | 8.0309 | 5.7874 | 0 | 13.82 | 1.03 | 0.988 | 0 | 1 | 8.2719 | 5.7179 | 0 | 13.82 | MA
8MASlab-on-grade - Unheated2013 | 2013 | Mid-rise Apartment | 8 | Slab-on-grade | Unheated | 0.434 |  | 0.434 |  | 8.0309 | 5.7874 | 0 | 13.8183 | 1.03 | 0.988 | 0 | 1 | 8.2719 | 5.7179 | 0 | 13.8183 | MA
1PSSlab-on-grade - Unheated2013 | 2013 | Primary School | 1 | Slab-on-grade | Unheated | 0.73 |  | 0.73 |  | 3.2907 | 1.292 | 0 | 4.5828 | 1.03 | 0.988 | 0 | 1 | 3.3895 | 1.2765 | 0 | 4.5828 | PS
1PSSlab-on-grade - Unheated2013 | 2013 | Primary School | 1 | Slab-on-grade | Unheated | 0.73 |  | 0.73 |  | 3.2907 | 1.292 | 0 | 4.5828 | 1.03 | 0.988 | 0 | 1 | 3.3895 | 1.2765 | 0 | 4.5828 | PS
2PSSlab-on-grade - Unheated2013 | 2013 | Primary School | 2 | Slab-on-grade | Unheated | 0.730 |  | 0.730 | Base slab 6 in. concrete poured directly onto insulation, No insulation | 3.2907 | 1.292 | 0 | 4.5828 | 1.03 | 0.988 | 0 | 1 | 3.3895 | 1.2765 | 0 | 4.5828 | PS
3PSSlab-on-grade - Unheated2013 | 2013 | Primary School | 3 | Slab-on-grade | Unheated | 0.730 |  | 0.730 | Base slab 6 in. concrete poured directly onto insulation, No insulation | 3.2907 | 1.292 | 0 | 4.5828 | 1.03 | 0.988 | 0 | 1 | 3.3895 | 1.2765 | 0 | 4.5828 | PS
4PSSlab-on-grade - Unheated2013 | 2013 | Primary School | 4 | Slab-on-grade | Unheated | 0.520 |  | 0.520 | Base slab 6 in. concrete poured directly onto insulation, vertical XPS insulation | 7.4829 | 5.7874 | 0 | 13.27 | 1.03 | 0.988 | 0 | 1 | 7.7074 | 5.7179 | 0 | 13.27 | PS
5PSSlab-on-grade - Unheated2013 | 2013 | Primary School | 5 | Slab-on-grade | Unheated | 0.520 |  | 0.520 | Base slab 6 in. concrete poured directly onto insulation, vertical XPS insulation | 7.4829 | 5.7874 | 0 | 13.27 | 1.03 | 0.988 | 0 | 1 | 7.7074 | 5.7179 | 0 | 13.27 | PS
5PSSlab-on-grade - Unheated2013 | 2013 | Primary School | 5 | Slab-on-grade | Unheated | 0.52 |  | 0.52 |  | 7.4829 | 5.7874 | 0 | 13.27 | 1.03 | 0.988 | 0 | 1 | 7.7074 | 5.7179 | 0 | 13.27 | PS
5PSSlab-on-grade - Unheated2013 | 2013 | Primary School | 5 | Slab-on-grade | Unheated | 0.52 |  | 0.52 |  | 7.4829 | 5.7874 | 0 | 13.27 | 1.03 | 0.988 | 0 | 1 | 7.7074 | 5.7179 | 0 | 13.27 | PS
6PSSlab-on-grade - Unheated2013 | 2013 | Primary School | 6 | Slab-on-grade | Unheated | 0.51 |  | 0.51 |  | 8.0309 | 5.7874 | 0 | 13.82 | 1.03 | 0.988 | 0 | 1 | 8.2719 | 5.7179 | 0 | 13.82 | PS
6PSSlab-on-grade - Unheated2013 | 2013 | Primary School | 6 | Slab-on-grade | Unheated | 0.51 |  | 0.51 |  | 8.0309 | 5.7874 | 0 | 13.82 | 1.03 | 0.988 | 0 | 1 | 8.2719 | 5.7179 | 0 | 13.82 | PS
7PSSlab-on-grade - Unheated2013 | 2013 | Primary School | 7 | Slab-on-grade | Unheated | 0.51 |  | 0.51 |  | 8.0309 | 5.7874 | 0 | 13.82 | 1.03 | 0.988 | 0 | 1 | 8.2719 | 5.7179 | 0 | 13.82 | PS
8PSSlab-on-grade - Unheated2013 | 2013 | Primary School | 8 | Slab-on-grade | Unheated | 0.434 |  | 0.434 |  | 8.0309 | 5.7874 | 0 | 13.8183 | 1.03 | 0.988 | 0 | 1 | 8.2719 | 5.7179 | 0 | 13.8183 | PS
1SHSlab-on-grade - Unheated2013 | 2013 | Small Hotel | 1 | Slab-on-grade | Unheated | 0.73 |  | 0.73 |  | 3.2907 | 1.292 | 0 | 4.5828 | 1.03 | 0.988 | 0 | 1 | 3.3895 | 1.2765 | 0 | 4.5828 | SH
1SHSlab-on-grade - Unheated2013 | 2013 | Small Hotel | 1 | Slab-on-grade | Unheated | 0.73 |  | 0.73 |  | 3.2907 | 1.292 | 0 | 4.5828 | 1.03 | 0.988 | 0 | 1 | 3.3895 | 1.2765 | 0 | 4.5828 | SH
2SHSlab-on-grade - Unheated2013 | 2013 | Small Hotel | 2 | Slab-on-grade | Unheated | 0.730 |  | 0.730 | Base slab 6 in. concrete poured directly onto insulation, No insulation | 3.2907 | 1.292 | 0 | 4.5828 | 1.03 | 0.988 | 0 | 1 | 3.3895 | 1.2765 | 0 | 4.5828 | SH
3SHSlab-on-grade - Unheated2013 | 2013 | Small Hotel | 3 | Slab-on-grade | Unheated | 0.540 |  | 0.540 | Base slab 6 in. concrete poured directly onto insulation, vertical XPS insulation | 6.8938 | 5.7874 | 0 | 12.68 | 1.03 | 0.988 | 0 | 1 | 7.1007 | 5.7179 | 0 | 12.68 | SH
4SHSlab-on-grade - Unheated2013 | 2013 | Small Hotel | 4 | Slab-on-grade | Unheated | 0.520 |  | 0.520 | Base slab 6 in. concrete poured directly onto insulation, vertical XPS insulation | 7.4829 | 5.7874 | 0 | 13.27 | 1.03 | 0.988 | 0 | 1 | 7.7074 | 5.7179 | 0 | 13.27 | SH
5SHSlab-on-grade - Unheated2013 | 2013 | Small Hotel | 5 | Slab-on-grade | Unheated | 0.510 |  | 0.510 | Base slab 6 in. concrete poured directly onto insulation, vertical XPS insulation | 8.0309 | 5.7874 | 0 | 13.82 | 1.03 | 0.988 | 0 | 1 | 8.2719 | 5.7179 | 0 | 13.82 | SH
5SHSlab-on-grade - Unheated2013 | 2013 | Small Hotel | 5 | Slab-on-grade | Unheated | 0.52 |  | 0.52 |  | 7.4829 | 5.7874 | 0 | 13.27 | 1.03 | 0.988 | 0 | 1 | 7.7074 | 5.7179 | 0 | 13.27 | SH
5SHSlab-on-grade - Unheated2013 | 2013 | Small Hotel | 5 | Slab-on-grade | Unheated | 0.52 |  | 0.52 |  | 7.4829 | 5.7874 | 0 | 13.27 | 1.03 | 0.988 | 0 | 1 | 7.7074 | 5.7179 | 0 | 13.27 | SH
6SHSlab-on-grade - Unheated2013 | 2013 | Small Hotel | 6 | Slab-on-grade | Unheated | 0.434 |  | 0.434 |  | 8.0309 | 5.7874 | 0 | 13.82 | 1.03 | 0.988 | 0 | 1 | 8.2719 | 5.7179 | 0 | 13.82 | SH
6SHSlab-on-grade - Unheated2013 | 2013 | Small Hotel | 6 | Slab-on-grade | Unheated | 0.434 |  | 0.434 |  | 8.0309 | 5.7874 | 0 | 13.82 | 1.03 | 0.988 | 0 | 1 | 8.2719 | 5.7179 | 0 | 13.82 | SH
7SHSlab-on-grade - Unheated2013 | 2013 | Small Hotel | 7 | Slab-on-grade | Unheated | 0.434 |  | 0.434 |  | 8.0309 | 5.7874 | 0 | 13.82 | 1.03 | 0.988 | 0 | 1 | 8.2719 | 5.7179 | 0 | 13.82 | SH
8SHSlab-on-grade - Unheated2013 | 2013 | Small Hotel | 8 | Slab-on-grade | Unheated | 0.424 |  | 0.424 |  | 8.0309 | 5.7874 | 0 | 13.8183 | 1.03 | 0.988 | 0 | 1 | 8.2719 | 5.7179 | 0 | 13.8183 | SH
1SHNRSlab-on-grade - Unheated2013 | 2013 | Small Hotel - Non-res | 1 | Slab-on-grade | Unheated | 0.73 |  | 0.73 |  | 3.2907 | 1.292 | 0 | 4.5828 | 1.03 | 0.988 | 0 | 1 | 3.3895 | 1.2765 | 0 | 4.5828 | SHNR
2SHNRSlab-on-grade - Unheated2013 | 2013 | Small Hotel - Non-res | 2 | Slab-on-grade | Unheated | 0.730 |  | 0.730 | Base slab 6 in. concrete poured directly onto insulation, No insulation | 3.2907 | 1.292 | 0 | 4.5828 | 1.03 | 0.988 | 0 | 1 | 3.3895 | 1.2765 | 0 | 4.5828 | SHNR
3SHNRSlab-on-grade - Unheated2013 | 2013 | Small Hotel - Non-res | 3 | Slab-on-grade | Unheated | 0.730 |  | 0.730 | Base slab 6 in. concrete poured directly onto insulation, No insulation | 3.2907 | 1.292 | 0 | 4.5828 | 1.03 | 0.988 | 0 | 1 | 3.3895 | 1.2765 | 0 | 4.5828 | SHNR
4SHNRSlab-on-grade - Unheated2013 | 2013 | Small Hotel - Non-res | 4 | Slab-on-grade | Unheated | 0.520 |  | 0.520 | Base slab 6 in. concrete poured directly onto insulation, vertical XPS insulation | 7.4829 | 5.7874 | 0 | 13.27 | 1.03 | 0.988 | 0 | 1 | 7.7074 | 5.7179 | 0 | 13.27 | SHNR
5SHNRSlab-on-grade - Unheated2013 | 2013 | Small Hotel - Non-res | 5 | Slab-on-grade | Unheated | 0.520 |  | 0.520 | Base slab 6 in. concrete poured directly onto insulation, vertical XPS insulation | 7.4829 | 5.7874 | 0 | 13.27 | 1.03 | 0.988 | 0 | 1 | 7.7074 | 5.7179 | 0 | 13.27 | SHNR
6SHNRSlab-on-grade - Unheated2013 | 2013 | Small Hotel - Non-res | 6 | Slab-on-grade | Unheated | 0.51 |  | 0.51 |  | 8.0309 | 5.7874 | 0 | 13.82 | 1.03 | 0.988 | 0 | 1 | 8.2719 | 5.7179 | 0 | 13.82 | SHNR
7SHNRSlab-on-grade - Unheated2013 | 2013 | Small Hotel - Non-res | 7 | Slab-on-grade | Unheated | 0.51 |  | 0.51 |  | 8.0309 | 5.7874 | 0 | 13.82 | 1.03 | 0.988 | 0 | 1 | 8.2719 | 5.7179 | 0 | 13.82 | SHNR
8SHNRSlab-on-grade - Unheated2013 | 2013 | Small Hotel - Non-res | 8 | Slab-on-grade | Unheated | 0.434 |  | 0.434 |  | 8.0309 | 5.7874 | 0 | 13.8183 | 1.03 | 0.988 | 0 | 1 | 8.2719 | 5.7179 | 0 | 13.8183 | SHNR
1SOSlab-on-grade - Unheated2013 | 2013 | Small Office | 1 | Slab-on-grade | Unheated | 0.73 |  | 0.73 |  | 3.2907 | 1.292 | 0 | 4.5828 | 1.03 | 0.988 | 0 | 1 | 3.3895 | 1.2765 | 0 | 4.5828 | SO
1SOSlab-on-grade - Unheated2013 | 2013 | Small Office | 1 | Slab-on-grade | Unheated | 0.73 |  | 0.73 |  | 3.2907 | 1.292 | 0 | 4.5828 | 1.03 | 0.988 | 0 | 1 | 3.3895 | 1.2765 | 0 | 4.5828 | SO
2SOSlab-on-grade - Unheated2013 | 2013 | Small Office | 2 | Slab-on-grade | Unheated | 0.730 |  | 0.730 | Base slab 6 in. concrete poured directly onto insulation, No insulation | 3.2907 | 1.292 | 0 | 4.5828 | 1.03 | 0.988 | 0 | 1 | 3.3895 | 1.2765 | 0 | 4.5828 | SO
3SOSlab-on-grade - Unheated2013 | 2013 | Small Office | 3 | Slab-on-grade | Unheated | 0.730 |  | 0.730 | Base slab 6 in. concrete poured directly onto insulation, No insulation | 3.2907 | 1.292 | 0 | 4.5828 | 1.03 | 0.988 | 0 | 1 | 3.3895 | 1.2765 | 0 | 4.5828 | SO
4SOSlab-on-grade - Unheated2013 | 2013 | Small Office | 4 | Slab-on-grade | Unheated | 0.520 |  | 0.520 | Base slab 6 in. concrete poured directly onto insulation, vertical XPS insulation | 7.4829 | 5.7874 | 0 | 13.27 | 1.03 | 0.988 | 0 | 1 | 7.7074 | 5.7179 | 0 | 13.27 | SO
5SOSlab-on-grade - Unheated2013 | 2013 | Small Office | 5 | Slab-on-grade | Unheated | 0.520 |  | 0.520 | Base slab 6 in. concrete poured directly onto insulation, vertical XPS insulation | 7.4829 | 5.7874 | 0 | 13.27 | 1.03 | 0.988 | 0 | 1 | 7.7074 | 5.7179 | 0 | 13.27 | SO
5SOSlab-on-grade - Unheated2013 | 2013 | Small Office | 5 | Slab-on-grade | Unheated | 0.52 |  | 0.52 |  | 7.4829 | 5.7874 | 0 | 13.27 | 1.03 | 0.988 | 0 | 1 | 7.7074 | 5.7179 | 0 | 13.27 | SO
5SOSlab-on-grade - Unheated2013 | 2013 | Small Office | 5 | Slab-on-grade | Unheated | 0.52 |  | 0.52 |  | 7.4829 | 5.7874 | 0 | 13.27 | 1.03 | 0.988 | 0 | 1 | 7.7074 | 5.7179 | 0 | 13.27 | SO
6SOSlab-on-grade - Unheated2013 | 2013 | Small Office | 6 | Slab-on-grade | Unheated | 0.51 |  | 0.51 |  | 8.0309 | 5.7874 | 0 | 13.82 | 1.03 | 0.988 | 0 | 1 | 8.2719 | 5.7179 | 0 | 13.82 | SO
6SOSlab-on-grade - Unheated2013 | 2013 | Small Office | 6 | Slab-on-grade | Unheated | 0.51 |  | 0.51 |  | 8.0309 | 5.7874 | 0 | 13.82 | 1.03 | 0.988 | 0 | 1 | 8.2719 | 5.7179 | 0 | 13.82 | SO
7SOSlab-on-grade - Unheated2013 | 2013 | Small Office | 7 | Slab-on-grade | Unheated | 0.51 |  | 0.51 |  | 8.0309 | 5.7874 | 0 | 13.82 | 1.03 | 0.988 | 0 | 1 | 8.2719 | 5.7179 | 0 | 13.82 | SO
8SOSlab-on-grade - Unheated2013 | 2013 | Small Office | 8 | Slab-on-grade | Unheated | 0.434 |  | 0.434 |  | 8.0309 | 5.7874 | 0 | 13.8183 | 1.03 | 0.988 | 0 | 1 | 8.2719 | 5.7179 | 0 | 13.8183 | SO
1SRSlab-on-grade - Unheated2013 | 2013 | Stand-alone Retail | 1 | Slab-on-grade | Unheated | 0.73 |  | 0.73 |  | 3.2907 | 1.292 | 0 | 4.5828 | 1.03 | 0.988 | 0 | 1 | 3.3895 | 1.2765 | 0 | 4.5828 | SR
1SRSlab-on-grade - Unheated2013 | 2013 | Stand-alone Retail | 1 | Slab-on-grade | Unheated | 0.73 |  | 0.73 |  | 3.2907 | 1.292 | 0 | 4.5828 | 1.03 | 0.988 | 0 | 1 | 3.3895 | 1.2765 | 0 | 4.5828 | SR
2SRSlab-on-grade - Unheated2013 | 2013 | Stand-alone Retail | 2 | Slab-on-grade | Unheated | 0.730 |  | 0.730 | Base slab 6 in. concrete poured directly onto insulation, No insulation | 3.2907 | 1.292 | 0 | 4.5828 | 1.03 | 0.988 | 0 | 1 | 3.3895 | 1.2765 | 0 | 4.5828 | SR
3SRSlab-on-grade - Unheated2013 | 2013 | Stand-alone Retail | 3 | Slab-on-grade | Unheated | 0.730 |  | 0.730 | Base slab 6 in. concrete poured directly onto insulation, No insulation | 3.2907 | 1.292 | 0 | 4.5828 | 1.03 | 0.988 | 0 | 1 | 3.3895 | 1.2765 | 0 | 4.5828 | SR
4SRSlab-on-grade - Unheated2013 | 2013 | Stand-alone Retail | 4 | Slab-on-grade | Unheated | 0.520 |  | 0.520 | Base slab 6 in. concrete poured directly onto insulation, vertical XPS insulation | 7.4829 | 5.7874 | 0 | 13.27 | 1.03 | 0.988 | 0 | 1 | 7.7074 | 5.7179 | 0 | 13.27 | SR
5SRSlab-on-grade - Unheated2013 | 2013 | Stand-alone Retail | 5 | Slab-on-grade | Unheated | 0.520 |  | 0.520 | Base slab 6 in. concrete poured directly onto insulation, vertical XPS insulation | 7.4829 | 5.7874 | 0 | 13.27 | 1.03 | 0.988 | 0 | 1 | 7.7074 | 5.7179 | 0 | 13.27 | SR
5SRSlab-on-grade - Unheated2013 | 2013 | Stand-alone Retail | 5 | Slab-on-grade | Unheated | 0.52 |  | 0.52 |  | 7.4829 | 5.7874 | 0 | 13.27 | 1.03 | 0.988 | 0 | 1 | 7.7074 | 5.7179 | 0 | 13.27 | SR
5SRSlab-on-grade - Unheated2013 | 2013 | Stand-alone Retail | 5 | Slab-on-grade | Unheated | 0.52 |  | 0.52 |  | 7.4829 | 5.7874 | 0 | 13.27 | 1.03 | 0.988 | 0 | 1 | 7.7074 | 5.7179 | 0 | 13.27 | SR
6SRSlab-on-grade - Unheated2013 | 2013 | Stand-alone Retail | 6 | Slab-on-grade | Unheated | 0.51 |  | 0.51 |  | 8.0309 | 5.7874 | 0 | 13.82 | 1.03 | 0.988 | 0 | 1 | 8.2719 | 5.7179 | 0 | 13.82 | SR
6SRSlab-on-grade - Unheated2013 | 2013 | Stand-alone Retail | 6 | Slab-on-grade | Unheated | 0.51 |  | 0.51 |  | 8.0309 | 5.7874 | 0 | 13.82 | 1.03 | 0.988 | 0 | 1 | 8.2719 | 5.7179 | 0 | 13.82 | SR
7SRSlab-on-grade - Unheated2013 | 2013 | Stand-alone Retail | 7 | Slab-on-grade | Unheated | 0.51 |  | 0.51 |  | 8.0309 | 5.7874 | 0 | 13.82 | 1.03 | 0.988 | 0 | 1 | 8.2719 | 5.7179 | 0 | 13.82 | SR
8SRSlab-on-grade - Unheated2013 | 2013 | Stand-alone Retail | 8 | Slab-on-grade | Unheated | 0.434 |  | 0.434 |  | 8.0309 | 5.7874 | 0 | 13.8183 | 1.03 | 0.988 | 0 | 1 | 8.2719 | 5.7179 | 0 | 13.8183 | SR
1MAWindows2010 | 2010 | Mid-rise Apartment | 1 | Windows |  | 1.2003 | 0.25007 | 1.20, 0.25 |  | 21.3228 | 24.9548 |  | 46.2776 | 1.077 | 1.142 | 0 | 1 | 22.9646 | 28.4984 | 0 | 46.2776 | MA
2MAWindows2010 | 2010 | Mid-rise Apartment | 2 | Windows |  | 0.74771 | 0.25007 | 0.75, 0.25 |  | 21.3228 | 24.9548 |  | 46.2776 | 1.077 | 1.142 | 0 | 1 | 22.9646 | 28.4984 | 0 | 46.2776 | MA
3MAWindows2010 | 2010 | Mid-rise Apartment | 3 | Windows |  | 0.64768 | 0.25007 | 0.65, 0.25 |  | 21.3228 | 24.9548 |  | 46.2776 | 1.077 | 1.142 | 0 | 1 | 22.9646 | 28.4984 | 0 | 46.2776 | MA
4MAWindows2010 | 2010 | Mid-rise Apartment | 4 | Windows |  | 0.49979 | 0.40011 | 0.50, 0.40 |  | 21.3228 | 22.6785 |  | 44.0013 | 1.077 | 1.142 | 0 | 1 | 22.9646 | 25.8989 | 0 | 44.0013 | MA
5MAWindows2010 | 2010 | Mid-rise Apartment | 5 | Windows |  | 0.48135 | 0.40011 | 0.48, 0.40 |  | 21.3228 | 22.809 |  | 44.1317 | 1.077 | 1.142 | 0 | 1 | 22.9646 | 26.0478 | 0 | 44.1317 | MA
6MAWindows2010 | 2010 | Mid-rise Apartment | 6 | Windows |  | 0.48135 | 0.40011 | 0.48, 0.40 |  | 21.3228 | 22.809 |  | 44.1317 | 1.077 | 1.142 | 0 | 1 | 22.9646 | 26.0478 | 0 | 44.1317 | MA
7MAWindows2010 | 2010 | Mid-rise Apartment | 7 | Windows |  | 0.41572 | 0.45012 | 0.42, 0.45 |  | 21.3228 | 24.1846 |  | 45.5074 | 1.077 | 1.142 | 0 | 1 | 22.9646 | 27.6188 | 0 | 45.5074 | MA
8MAWindows2010 | 2010 | Mid-rise Apartment | 8 | Windows |  | 0.41572 | 0.45012 | 0.42, 0.45 |  | 21.3228 | 24.1846 |  | 45.5074 | 1.077 | 1.142 | 0 | 1 | 22.9646 | 27.6188 | 0 | 45.5074 | MA
1SHWindows2010 | 2010 | Small Hotel | 1 | Windows |  | 1.2009 | 0.25019 | 1.20, 0.25 |  | 25.9648 | 17.8022 |  | 43.767 | 1.077 | 1.142 | 0 | 1 | 27.9641 | 20.3302 | 0 | 43.767 | SH
2SHWindows2010 | 2010 | Small Hotel | 2 | Windows |  | 0.7403 | 0.25019 | 0.74, 0.25 |  | 25.9648 | 17.8022 |  | 43.767 | 1.077 | 1.142 | 0 | 1 | 27.9641 | 20.3302 | 0 | 43.767 | SH
3SHWindows2010 | 2010 | Small Hotel | 3 | Windows |  | 0.64022 | 0.25019 | 0.64, 0.25 |  | 25.9648 | 17.8022 |  | 43.767 | 1.077 | 1.142 | 0 | 1 | 27.9641 | 20.3302 | 0 | 43.767 | SH
4SHWindows2010 | 2010 | Small Hotel | 4 | Windows |  | 0.52291 | 0.4003 | 0.52, 0.40 |  | 25.9648 | 15.2108 |  | 41.1755 | 1.077 | 1.142 | 0 | 1 | 27.9641 | 17.3707 | 0 | 41.1755 | SH
5SHWindows2010 | 2010 | Small Hotel | 5 | Windows |  | 0.5069 | 0.4003 | 0.51, 0.40 |  | 25.9648 | 15.46 |  | 41.4248 | 1.077 | 1.142 | 0 | 1 | 27.9641 | 17.6553 | 0 | 41.4248 | SH
6SHWindows2010 | 2010 | Small Hotel | 6 | Windows |  | 0.5069 | 0.4003 | 0.51, 0.40 |  | 25.9648 | 15.46 |  | 41.4248 | 1.077 | 1.142 | 0 | 1 | 27.9641 | 17.6553 | 0 | 41.4248 | SH
7SHWindows2010 | 2010 | Small Hotel | 7 | Windows |  | 0.42858 | 0.45034 | 0.43, 0.45 |  | 25.9648 | 16.9793 |  | 42.944 | 1.077 | 1.142 | 0 | 1 | 27.9641 | 19.3903 | 0 | 42.944 | SH
8SHWindows2010 | 2010 | Small Hotel | 8 | Windows |  | 0.42858 | 0.45034 | 0.43, 0.45 |  | 25.9648 | 16.9793 |  | 42.944 | 1.077 | 1.142 | 0 | 1 | 27.9641 | 19.3903 | 0 | 42.944 | SH
1SHNRWindows2010 | 2010 | Small Hotel - Non-res | 1 | Windows |  | 1.2009 | 0.25019 | 1.20, 0.25 |  | 25.9648 | 17.8022 |  | 43.767 | 1.077 | 1.142 | 0 | 1 | 27.9641 | 20.3302 | 0 | 43.767 | SHNR
2SHNRWindows2010 | 2010 | Small Hotel - Non-res | 2 | Windows |  | 0.7403 | 0.25019 | 0.74, 0.25 |  | 25.9648 | 17.8022 |  | 43.767 | 1.077 | 1.142 | 0 | 1 | 27.9641 | 20.3302 | 0 | 43.767 | SHNR
3SHNRWindows2010 | 2010 | Small Hotel - Non-res | 3 | Windows |  | 0.64022 | 0.25019 | 0.64, 0.25 |  | 25.9648 | 17.8022 |  | 43.767 | 1.077 | 1.142 | 0 | 1 | 27.9641 | 20.3302 | 0 | 43.767 | SHNR
4SHNRWindows2010 | 2010 | Small Hotel - Non-res | 4 | Windows |  | 0.52291 | 0.4003 | 0.52, 0.40 |  | 25.9648 | 15.2108 |  | 41.1755 | 1.077 | 1.142 | 0 | 1 | 27.9641 | 17.3707 | 0 | 41.1755 | SHNR
5SHNRWindows2010 | 2010 | Small Hotel - Non-res | 5 | Windows |  | 0.5069 | 0.4003 | 0.51, 0.40 |  | 25.9648 | 15.46 |  | 41.4248 | 1.077 | 1.142 | 0 | 1 | 27.9641 | 17.6553 | 0 | 41.4248 | SHNR
6SHNRWindows2010 | 2010 | Small Hotel - Non-res | 6 | Windows |  | 0.5069 | 0.4003 | 0.51, 0.40 |  | 25.9648 | 15.46 |  | 41.4248 | 1.077 | 1.142 | 0 | 1 | 27.9641 | 17.6553 | 0 | 41.4248 | SHNR
7SHNRWindows2010 | 2010 | Small Hotel - Non-res | 7 | Windows |  | 0.42858 | 0.45034 | 0.43, 0.45 |  | 25.9648 | 16.9793 |  | 42.944 | 1.077 | 1.142 | 0 | 1 | 27.9641 | 19.3903 | 0 | 42.944 | SHNR
8SHNRWindows2010 | 2010 | Small Hotel - Non-res | 8 | Windows |  | 0.42858 | 0.45034 | 0.43, 0.45 |  | 25.9648 | 16.9793 |  | 42.944 | 1.077 | 1.142 | 0 | 1 | 27.9641 | 19.3903 | 0 | 42.944 | SHNR
1SOWindows2010 | 2010 | Small Office | 1 | Windows |  | 1.201 | 0.25021 | 1.20, 0.25 |  | 28.2043 | 14.3424 |  | 42.5467 | 1.077 | 1.142 | 0 | 1 | 30.376 | 16.379 | 0 | 42.5467 | SO
2SOWindows2010 | 2010 | Small Office | 2 | Windows |  | 0.71951 | 0.25021 | 0.72, 0.25 |  | 28.2043 | 14.3424 |  | 42.5467 | 1.077 | 1.142 | 0 | 1 | 30.376 | 16.379 | 0 | 42.5467 | SO
3SOWindows2010 | 2010 | Small Office | 3 | Windows |  | 0.61942 | 0.25021 | 0.62, 0.25 |  | 28.2043 | 14.3424 |  | 42.5467 | 1.077 | 1.142 | 0 | 1 | 30.376 | 16.379 | 0 | 42.5467 | SO
4SOWindows2010 | 2010 | Small Office | 4 | Windows |  | 0.5169 | 0.40033 | 0.52, 0.40 |  | 28.2043 | 11.9683 |  | 40.1726 | 1.077 | 1.142 | 0 | 1 | 30.376 | 13.6678 | 0 | 40.1726 | SO
5SOWindows2010 | 2010 | Small Office | 5 | Windows |  | 0.48497 | 0.40033 | 0.48, 0.40 |  | 28.2043 | 12.6442 |  | 40.8485 | 1.077 | 1.142 | 0 | 1 | 30.376 | 14.4396 | 0 | 40.8485 | SO
6SOWindows2010 | 2010 | Small Office | 6 | Windows |  | 0.48497 | 0.40033 | 0.48, 0.40 |  | 28.2043 | 12.6442 |  | 40.8485 | 1.077 | 1.142 | 0 | 1 | 30.376 | 14.4396 | 0 | 40.8485 | SO
7SOWindows2010 | 2010 | Small Office | 7 | Windows |  | 0.41763 | 0.45037 | 0.42, 0.45 |  | 28.2043 | 13.5761 |  | 41.7804 | 1.077 | 1.142 | 0 | 1 | 30.376 | 15.5039 | 0 | 41.7804 | SO
8SOWindows2010 | 2010 | Small Office | 8 | Windows |  | 0.41763 | 0.45037 | 0.42, 0.45 |  | 28.2043 | 13.5761 |  | 41.7804 | 1.077 | 1.142 | 0 | 1 | 30.376 | 15.5039 | 0 | 41.7804 | SO
1LOWindows2010 | 2010 | Large Office | 1 | Windows |  | 1.201 | 0.25021 | 1.20, 0.25 |  | 28.2043 | 14.3424 |  | 42.5467 | 1.077 | 1.142 | 0 | 1 | 30.376 | 16.379 | 0 | 42.5467 | LO
2LOWindows2010 | 2010 | Large Office | 2 | Windows |  | 0.71951 | 0.25021 | 0.72, 0.25 |  | 28.2043 | 14.3424 |  | 42.5467 | 1.077 | 1.142 | 0 | 1 | 30.376 | 16.379 | 0 | 42.5467 | LO
3LOWindows2010 | 2010 | Large Office | 3 | Windows |  | 0.61942 | 0.25021 | 0.62, 0.25 |  | 28.2043 | 14.3424 |  | 42.5467 | 1.077 | 1.142 | 0 | 1 | 30.376 | 16.379 | 0 | 42.5467 | LO
4LOWindows2010 | 2010 | Large Office | 4 | Windows |  | 0.5169 | 0.40033 | 0.52, 0.40 |  | 28.2043 | 11.9683 |  | 40.1726 | 1.077 | 1.142 | 0 | 1 | 30.376 | 13.6678 | 0 | 40.1726 | LO
5LOWindows2010 | 2010 | Large Office | 5 | Windows |  | 0.48497 | 0.40033 | 0.48, 0.40 |  | 28.2043 | 12.6442 |  | 40.8485 | 1.077 | 1.142 | 0 | 1 | 30.376 | 14.4396 | 0 | 40.8485 | LO
6LOWindows2010 | 2010 | Large Office | 6 | Windows |  | 0.48497 | 0.40033 | 0.48, 0.40 |  | 28.2043 | 12.6442 |  | 40.8485 | 1.077 | 1.142 | 0 | 1 | 30.376 | 14.4396 | 0 | 40.8485 | LO
7LOWindows2010 | 2010 | Large Office | 7 | Windows |  | 0.41763 | 0.45037 | 0.42, 0.45 |  | 28.2043 | 13.5761 |  | 41.7804 | 1.077 | 1.142 | 0 | 1 | 30.376 | 15.5039 | 0 | 41.7804 | LO
8LOWindows2010 | 2010 | Large Office | 8 | Windows |  | 0.41763 | 0.45037 | 0.42, 0.45 |  | 28.2043 | 13.5761 |  | 41.7804 | 1.077 | 1.142 | 0 | 1 | 30.376 | 15.5039 | 0 | 41.7804 | LO
1SRWindows2010 | 2010 | Stand-alone Retail | 1 | Windows |  | 1.2084 | 0.25176 | 1.21, 0.25 |  | 26.4984 | 17.3414 |  | 43.8398 | 1.077 | 1.142 | 0 | 1 | 28.5388 | 19.8038 | 0 | 43.8398 | SR
2SRWindows2010 | 2010 | Stand-alone Retail | 2 | Windows |  | 0.72407 | 0.25176 | 0.72, 0.25 |  | 26.4984 | 17.3414 |  | 43.8398 | 1.077 | 1.142 | 0 | 1 | 28.5388 | 19.8038 | 0 | 43.8398 | SR
3SRWindows2010 | 2010 | Stand-alone Retail | 3 | Windows |  | 0.62337 | 0.25176 | 0.62, 0.25 |  | 26.4984 | 17.3414 |  | 43.8398 | 1.077 | 1.142 | 0 | 1 | 28.5388 | 19.8038 | 0 | 43.8398 | SR
4SRWindows2010 | 2010 | Stand-alone Retail | 4 | Windows |  | 0.50776 | 0.40282 | 0.51, 0.40 |  | 26.4984 | 15.1461 |  | 41.6445 | 1.077 | 1.142 | 0 | 1 | 28.5388 | 17.2968 | 0 | 41.6445 | SR
5SRWindows2010 | 2010 | Stand-alone Retail | 5 | Windows |  | 0.47159 | 0.40282 | 0.47, 0.40 |  | 26.4984 | 15.844 |  | 42.3424 | 1.077 | 1.142 | 0 | 1 | 28.5388 | 18.0938 | 0 | 42.3424 | SR
6SRWindows2010 | 2010 | Stand-alone Retail | 6 | Windows |  | 0.47159 | 0.40282 | 0.47, 0.40 |  | 26.4984 | 15.844 |  | 42.3424 | 1.077 | 1.142 | 0 | 1 | 28.5388 | 18.0938 | 0 | 42.3424 | SR
7SRWindows2010 | 2010 | Stand-alone Retail | 7 | Windows |  | 0.41203 | 0.45317 | 0.41, 0.45 |  | 26.4984 | 16.6063 |  | 43.1047 | 1.077 | 1.142 | 0 | 1 | 28.5388 | 18.9644 | 0 | 43.1047 | SR
8SRWindows2010 | 2010 | Stand-alone Retail | 8 | Windows |  | 0.41203 | 0.45317 | 0.41, 0.45 |  | 26.4984 | 16.6063 |  | 43.1047 | 1.077 | 1.142 | 0 | 1 | 28.5388 | 18.9644 | 0 | 43.1047 | SR
1PSWindows2010 | 2010 | Primary School | 1 | Windows |  | 1.1997 | 0.24993 | 1.20, 0.25 |  | 23.6415 | 21.3368 |  | 44.9783 | 1.077 | 1.142 | 0 | 1 | 25.4619 | 24.3667 | 0 | 44.9783 | PS
2PSWindows2010 | 2010 | Primary School | 2 | Windows |  | 0.72752 | 0.24993 | 0.73, 0.25 |  | 23.6415 | 21.3368 |  | 44.9783 | 1.077 | 1.142 | 0 | 1 | 25.4619 | 24.3667 | 0 | 44.9783 | PS
3PSWindows2010 | 2010 | Primary School | 3 | Windows |  | 0.62755 | 0.24993 | 0.63, 0.25 |  | 23.6415 | 21.3368 |  | 44.9783 | 1.077 | 1.142 | 0 | 1 | 25.4619 | 24.3667 | 0 | 44.9783 | PS
4PSWindows2010 | 2010 | Primary School | 4 | Windows |  | 0.49516 | 0.39989 | 0.50, 0.40 |  | 23.6415 | 19.2466 |  | 42.8881 | 1.077 | 1.142 | 0 | 1 | 25.4619 | 21.9797 | 0 | 42.8881 | PS
5PSWindows2010 | 2010 | Primary School | 5 | Windows |  | 0.46208 | 0.39989 | 0.46, 0.40 |  | 23.6415 | 19.7796 |  | 43.4211 | 1.077 | 1.142 | 0 | 1 | 25.4619 | 22.5883 | 0 | 43.4211 | PS
6PSWindows2010 | 2010 | Primary School | 6 | Windows |  | 0.46208 | 0.39989 | 0.46, 0.40 |  | 23.6415 | 19.7796 |  | 43.4211 | 1.077 | 1.142 | 0 | 1 | 25.4619 | 22.5883 | 0 | 43.4211 | PS
7PSWindows2010 | 2010 | Primary School | 7 | Windows |  | 0.40599 | 0.44988 | 0.41, 0.45 |  | 23.6415 | 20.6169 |  | 44.2584 | 1.077 | 1.142 | 0 | 1 | 25.4619 | 23.5445 | 0 | 44.2584 | PS
8PSWindows2010 | 2010 | Primary School | 8 | Windows |  | 0.40599 | 0.44988 | 0.41, 0.45 |  | 23.6415 | 20.6169 |  | 44.2584 | 1.077 | 1.142 | 0 | 1 | 25.4619 | 23.5445 | 0 | 44.2584 | PS
1MAWindows2013 | 2013 | Mid-rise Apartment | 1 | Windows |  | 0.59832 | 0.25007 | 0.60, 0.25 |  | 24.9548 | 21.3228 |  | 46.2776 | 1.077 | 1.142 | 0 | 1 | 26.8763 | 24.3506 | 0 | 46.2776 | MA
2MAWindows2013 | 2013 | Mid-rise Apartment | 2 | Windows |  | 0.56642 | 0.25007 | 0.57, 0.25 |  | 24.9548 | 21.3228 |  | 46.2776 | 1.077 | 1.142 | 0 | 1 | 26.8763 | 24.3506 | 0 | 46.2776 | MA
3MAWindows2013 | 2013 | Mid-rise Apartment | 3 | Windows |  | 0.51541 | 0.25007 | 0.52, 0.25 |  | 25.0039 | 21.3228 |  | 46.3267 | 1.077 | 1.142 | 0 | 1 | 26.9292 | 24.3506 | 0 | 46.3267 | MA
4MAWindows2013 | 2013 | Mid-rise Apartment | 4 | Windows |  | 0.44828 | 0.40011 | 0.45, 0.40 |  | 23.5028 | 21.3228 |  | 44.8256 | 1.077 | 1.142 | 0 | 1 | 25.3125 | 24.3506 | 0 | 44.8256 | MA
5MAWindows2013 | 2013 | Mid-rise Apartment | 5 | Windows |  | 0.43871 | 0.40011 | 0.44, 0.40 |  | 23.7335 | 21.3228 |  | 45.0562 | 1.077 | 1.142 | 0 | 1 | 25.5609 | 24.3506 | 0 | 45.0562 | MA
6MAWindows2013 | 2013 | Mid-rise Apartment | 6 | Windows |  | 0.43871 | 0.40011 | 0.44, 0.40 |  | 23.7335 | 21.3228 |  | 45.0562 | 1.077 | 1.142 | 0 | 1 | 25.5609 | 24.3506 | 0 | 45.0562 | MA
7MAWindows2013 | 2013 | Mid-rise Apartment | 7 | Windows |  | 0.37358 | 0.45012 | 0.37, 0.45 |  | 24.6167 | 21.3228 |  | 45.9395 | 1.077 | 1.142 | 0 | 1 | 26.5122 | 24.3506 | 0 | 45.9395 | MA
8MAWindows2013 | 2013 | Mid-rise Apartment | 8 | Windows |  | 0.37358 | 0.45012 | 0.37, 0.45 |  | 24.6167 | 21.3228 |  | 45.9395 | 1.077 | 1.142 | 0 | 1 | 26.5122 | 24.3506 | 0 | 45.9395 | MA
1SHWindows2013 | 2013 | Small Hotel | 1 | Windows |  | 0.61682 | 0.25019 | 0.62, 0.25 |  | 17.8022 | 25.9648 |  | 43.767 | 1.077 | 1.142 | 0 | 1 | 19.173 | 29.6518 | 0 | 43.767 | SH
2SHWindows2013 | 2013 | Small Hotel | 2 | Windows |  | 0.60533 | 0.25019 | 0.61, 0.25 |  | 17.8022 | 25.9648 |  | 43.767 | 1.077 | 1.142 | 0 | 1 | 19.173 | 29.6518 | 0 | 43.767 | SH
3SHWindows2013 | 2013 | Small Hotel | 3 | Windows |  | 0.55119 | 0.25019 | 0.55, 0.25 |  | 18.0042 | 25.9648 |  | 43.969 | 1.077 | 1.142 | 0 | 1 | 19.3905 | 29.6518 | 0 | 43.969 | SH
4SHWindows2013 | 2013 | Small Hotel | 4 | Windows |  | 0.46671 | 0.4003 | 0.47, 0.40 |  | 16.2443 | 25.9648 |  | 42.209 | 1.077 | 1.142 | 0 | 1 | 17.4951 | 29.6518 | 0 | 42.209 | SH
5SHWindows2013 | 2013 | Small Hotel | 5 | Windows |  | 0.46326 | 0.4003 | 0.46, 0.40 |  | 16.3274 | 25.9648 |  | 42.2922 | 1.077 | 1.142 | 0 | 1 | 17.5846 | 29.6518 | 0 | 42.2922 | SH
6SHWindows2013 | 2013 | Small Hotel | 6 | Windows |  | 0.46326 | 0.4003 | 0.46, 0.40 |  | 16.3274 | 25.9648 |  | 42.2922 | 1.077 | 1.142 | 0 | 1 | 17.5846 | 29.6518 | 0 | 42.2922 | SH
7SHWindows2013 | 2013 | Small Hotel | 7 | Windows |  | 0.387 | 0.45034 | 0.39, 0.45 |  | 17.4309 | 25.9648 |  | 43.3957 | 1.077 | 1.142 | 0 | 1 | 18.7731 | 29.6518 | 0 | 43.3957 | SH
8SHWindows2013 | 2013 | Small Hotel | 8 | Windows |  | 0.387 | 0.45034 | 0.39, 0.45 |  | 17.4309 | 25.9648 |  | 43.3957 | 1.077 | 1.142 | 0 | 1 | 18.7731 | 29.6518 | 0 | 43.3957 | SH
1SHNRWindows2013 | 2013 | Small Hotel - Non-res | 1 | Windows |  | 0.61682 | 0.25019 | 0.62, 0.25 |  | 17.8022 | 25.9648 |  | 43.767 | 1.077 | 1.142 | 0 | 1 | 19.173 | 29.6518 | 0 | 43.767 | SHNR
2SHNRWindows2013 | 2013 | Small Hotel - Non-res | 2 | Windows |  | 0.60533 | 0.25019 | 0.61, 0.25 |  | 17.8022 | 25.9648 |  | 43.767 | 1.077 | 1.142 | 0 | 1 | 19.173 | 29.6518 | 0 | 43.767 | SHNR
3SHNRWindows2013 | 2013 | Small Hotel - Non-res | 3 | Windows |  | 0.55119 | 0.25019 | 0.55, 0.25 |  | 18.0042 | 25.9648 |  | 43.969 | 1.077 | 1.142 | 0 | 1 | 19.3905 | 29.6518 | 0 | 43.969 | SHNR
4SHNRWindows2013 | 2013 | Small Hotel - Non-res | 4 | Windows |  | 0.46671 | 0.4003 | 0.47, 0.40 |  | 16.2443 | 25.9648 |  | 42.209 | 1.077 | 1.142 | 0 | 1 | 17.4951 | 29.6518 | 0 | 42.209 | SHNR
5SHNRWindows2013 | 2013 | Small Hotel - Non-res | 5 | Windows |  | 0.46326 | 0.4003 | 0.46, 0.40 |  | 16.3274 | 25.9648 |  | 42.2922 | 1.077 | 1.142 | 0 | 1 | 17.5846 | 29.6518 | 0 | 42.2922 | SHNR
6SHNRWindows2013 | 2013 | Small Hotel - Non-res | 6 | Windows |  | 0.46326 | 0.4003 | 0.46, 0.40 |  | 16.3274 | 25.9648 |  | 42.2922 | 1.077 | 1.142 | 0 | 1 | 17.5846 | 29.6518 | 0 | 42.2922 | SHNR
7SHNRWindows2013 | 2013 | Small Hotel - Non-res | 7 | Windows |  | 0.387 | 0.45034 | 0.39, 0.45 |  | 17.4309 | 25.9648 |  | 43.3957 | 1.077 | 1.142 | 0 | 1 | 18.7731 | 29.6518 | 0 | 43.3957 | SHNR
8SHNRWindows2013 | 2013 | Small Hotel - Non-res | 8 | Windows |  | 0.387 | 0.45034 | 0.39, 0.45 |  | 17.4309 | 25.9648 |  | 43.3957 | 1.077 | 1.142 | 0 | 1 | 18.7731 | 29.6518 | 0 | 43.3957 | SHNR
1SOWindows2013 | 2013 | Small Office | 1 | Windows |  | 0.59832 | 0.25021 | 0.60, 0.25 |  | 14.3424 | 28.2043 |  | 42.5467 | 1.077 | 1.142 | 0 | 1 | 15.4468 | 32.2093 | 0 | 42.5467 | SO
2SOWindows2013 | 2013 | Small Office | 2 | Windows |  | 0.59669 | 0.25021 | 0.60, 0.25 |  | 14.3424 | 28.2043 |  | 42.5467 | 1.077 | 1.142 | 0 | 1 | 15.4468 | 32.2093 | 0 | 42.5467 | SO
3SOWindows2013 | 2013 | Small Office | 3 | Windows |  | 0.5342 | 0.25021 | 0.53, 0.25 |  | 14.9547 | 28.2043 |  | 43.159 | 1.077 | 1.142 | 0 | 1 | 16.1062 | 32.2093 | 0 | 43.159 | SO
4SOWindows2013 | 2013 | Small Office | 4 | Windows |  | 0.44819 | 0.40033 | 0.45, 0.40 |  | 13.1848 | 28.2043 |  | 41.3891 | 1.077 | 1.142 | 0 | 1 | 14.2 | 32.2093 | 0 | 41.3891 | SO
5SOWindows2013 | 2013 | Small Office | 5 | Windows |  | 0.4477 | 0.40033 | 0.45, 0.40 |  | 13.1966 | 28.2043 |  | 41.4009 | 1.077 | 1.142 | 0 | 1 | 14.2127 | 32.2093 | 0 | 41.4009 | SO
6SOWindows2013 | 2013 | Small Office | 6 | Windows |  | 0.4477 | 0.40033 | 0.45, 0.40 |  | 13.1966 | 28.2043 |  | 41.4009 | 1.077 | 1.142 | 0 | 1 | 14.2127 | 32.2093 | 0 | 41.4009 | SO
7SOWindows2013 | 2013 | Small Office | 7 | Windows |  | 0.38658 | 0.45037 | 0.39, 0.45 |  | 14.2971 | 28.2043 |  | 42.5014 | 1.077 | 1.142 | 0 | 1 | 15.3979 | 32.2093 | 0 | 42.5014 | SO
8SOWindows2013 | 2013 | Small Office | 8 | Windows |  | 0.38658 | 0.45037 | 0.39, 0.45 |  | 14.2971 | 28.2043 |  | 42.5014 | 1.077 | 1.142 | 0 | 1 | 15.3979 | 32.2093 | 0 | 42.5014 | SO
1LOWindows2013 | 2013 | Large Office | 1 | Windows |  | 0.59832 | 0.25021 | 0.60, 0.25 |  | 14.3424 | 28.2043 |  | 42.5467 | 1.077 | 1.142 | 0 | 1 | 15.4468 | 32.2093 | 0 | 42.5467 | LO
2LOWindows2013 | 2013 | Large Office | 2 | Windows |  | 0.59669 | 0.25021 | 0.60, 0.25 |  | 14.3424 | 28.2043 |  | 42.5467 | 1.077 | 1.142 | 0 | 1 | 15.4468 | 32.2093 | 0 | 42.5467 | LO
3LOWindows2013 | 2013 | Large Office | 3 | Windows |  | 0.5342 | 0.25021 | 0.53, 0.25 |  | 14.9547 | 28.2043 |  | 43.159 | 1.077 | 1.142 | 0 | 1 | 16.1062 | 32.2093 | 0 | 43.159 | LO
4LOWindows2013 | 2013 | Large Office | 4 | Windows |  | 0.44819 | 0.40033 | 0.45, 0.40 |  | 13.1848 | 28.2043 |  | 41.3891 | 1.077 | 1.142 | 0 | 1 | 14.2 | 32.2093 | 0 | 41.3891 | LO
5LOWindows2013 | 2013 | Large Office | 5 | Windows |  | 0.4477 | 0.40033 | 0.45, 0.40 |  | 13.1966 | 28.2043 |  | 41.4009 | 1.077 | 1.142 | 0 | 1 | 14.2127 | 32.2093 | 0 | 41.4009 | LO
6LOWindows2013 | 2013 | Large Office | 6 | Windows |  | 0.4477 | 0.40033 | 0.45, 0.40 |  | 13.1966 | 28.2043 |  | 41.4009 | 1.077 | 1.142 | 0 | 1 | 14.2127 | 32.2093 | 0 | 41.4009 | LO
7LOWindows2013 | 2013 | Large Office | 7 | Windows |  | 0.38658 | 0.45037 | 0.39, 0.45 |  | 14.2971 | 28.2043 |  | 42.5014 | 1.077 | 1.142 | 0 | 1 | 15.3979 | 32.2093 | 0 | 42.5014 | LO
8LOWindows2013 | 2013 | Large Office | 8 | Windows |  | 0.38658 | 0.45037 | 0.39, 0.45 |  | 14.2971 | 28.2043 |  | 42.5014 | 1.077 | 1.142 | 0 | 1 | 15.3979 | 32.2093 | 0 | 42.5014 | LO
1SRWindows2013 | 2013 | Stand-alone Retail | 1 | Windows |  | 0.58974 | 0.25176 | 0.59, 0.25 |  | 17.3414 | 26.4984 |  | 43.8398 | 1.077 | 1.142 | 0 | 1 | 18.6767 | 30.2612 | 0 | 43.8398 | SR
2SRWindows2013 | 2013 | Stand-alone Retail | 2 | Windows |  | 0.57981 | 0.25176 | 0.58, 0.25 |  | 17.3414 | 26.4984 |  | 43.8398 | 1.077 | 1.142 | 0 | 1 | 18.6767 | 30.2612 | 0 | 43.8398 | SR
3SRWindows2013 | 2013 | Stand-alone Retail | 3 | Windows |  | 0.51698 | 0.25176 | 0.52, 0.25 |  | 17.9555 | 26.4984 |  | 44.4539 | 1.077 | 1.142 | 0 | 1 | 19.3381 | 30.2612 | 0 | 44.4539 | SR
4SRWindows2013 | 2013 | Stand-alone Retail | 4 | Windows |  | 0.43869 | 0.40282 | 0.44, 0.40 |  | 16.3 | 26.4984 |  | 42.7984 | 1.077 | 1.142 | 0 | 1 | 17.5551 | 30.2612 | 0 | 42.7984 | SR
5SRWindows2013 | 2013 | Stand-alone Retail | 5 | Windows |  | 0.43571 | 0.40282 | 0.44, 0.40 |  | 16.3719 | 26.4984 |  | 42.8703 | 1.077 | 1.142 | 0 | 1 | 17.6325 | 30.2612 | 0 | 42.8703 | SR
6SRWindows2013 | 2013 | Stand-alone Retail | 6 | Windows |  | 0.43571 | 0.40282 | 0.44, 0.40 |  | 16.3719 | 26.4984 |  | 42.8703 | 1.077 | 1.142 | 0 | 1 | 17.6325 | 30.2612 | 0 | 42.8703 | SR
7SRWindows2013 | 2013 | Stand-alone Retail | 7 | Windows |  | 0.38239 | 0.45317 | 0.38, 0.45 |  | 17.3703 | 26.4984 |  | 43.8687 | 1.077 | 1.142 | 0 | 1 | 18.7078 | 30.2612 | 0 | 43.8687 | SR
8SRWindows2013 | 2013 | Stand-alone Retail | 8 | Windows |  | 0.38239 | 0.45317 | 0.38, 0.45 |  | 17.3703 | 26.4984 |  | 43.8687 | 1.077 | 1.142 | 0 | 1 | 18.7078 | 30.2612 | 0 | 43.8687 | SR
1PSWindows2013 | 2013 | Primary School | 1 | Windows |  | 0.58177 | 0.24993 | 0.58, 0.25 |  | 21.3368 | 23.6415 |  | 44.9783 | 1.077 | 1.142 | 0 | 1 | 22.9798 | 26.9986 | 0 | 44.9783 | PS
2PSWindows2013 | 2013 | Primary School | 2 | Windows |  | 0.56015 | 0.24993 | 0.56, 0.25 |  | 21.3368 | 23.6415 |  | 44.9783 | 1.077 | 1.142 | 0 | 1 | 22.9798 | 26.9986 | 0 | 44.9783 | PS
3PSWindows2013 | 2013 | Primary School | 3 | Windows |  | 0.50126 | 0.24993 | 0.50, 0.25 |  | 21.7752 | 23.6415 |  | 45.4167 | 1.077 | 1.142 | 0 | 1 | 23.4519 | 26.9986 | 0 | 45.4167 | PS
4PSWindows2013 | 2013 | Primary School | 4 | Windows |  | 0.43181 | 0.39989 | 0.43, 0.40 |  | 20.2517 | 23.6415 |  | 43.8932 | 1.077 | 1.142 | 0 | 1 | 21.8111 | 26.9986 | 0 | 43.8932 | PS
5PSWindows2013 | 2013 | Primary School | 5 | Windows |  | 0.42532 | 0.39989 | 0.43, 0.40 |  | 20.408 | 23.6415 |  | 44.0495 | 1.077 | 1.142 | 0 | 1 | 21.9794 | 26.9986 | 0 | 44.0495 | PS
6PSWindows2013 | 2013 | Primary School | 6 | Windows |  | 0.42532 | 0.39989 | 0.43, 0.40 |  | 20.408 | 23.6415 |  | 44.0495 | 1.077 | 1.142 | 0 | 1 | 21.9794 | 26.9986 | 0 | 44.0495 | PS
7PSWindows2013 | 2013 | Primary School | 7 | Windows |  | 0.37369 | 0.44988 | 0.37, 0.45 |  | 21.2998 | 23.6415 |  | 44.9413 | 1.077 | 1.142 | 0 | 1 | 22.9398 | 26.9986 | 0 | 44.9413 | PS
8PSWindows2013 | 2013 | Primary School | 8 | Windows |  | 0.37369 | 0.44988 | 0.37, 0.45 |  | 21.2998 | 23.6415 |  | 44.9413 | 1.077 | 1.142 | 0 | 1 | 22.9398 | 26.9986 | 0 | 44.9413 | PS
1MAWindows2016 | 2016 | Mid-rise Apartment | 1 | Windows |  | 0.59832 | 0.25007 | 0.60, 0.25 |  | 24.9548 | 21.3228 |  | 46.2776 | 1.077 | 1.142 | 0 | 1 | 26.8763 | 24.3506 | 0 | 46.2776 | MA
2MAWindows2016 | 2016 | Mid-rise Apartment | 2 | Windows |  | 0.55535 | 0.25007 | 0.56, 0.25 |  | 24.9548 | 21.3228 |  | 46.2776 | 1.077 | 1.142 | 0 | 1 | 26.8763 | 24.3506 | 0 | 46.2776 | MA
3MAWindows2016 | 2016 | Mid-rise Apartment | 3 | Windows |  | 0.50653 | 0.25007 | 0.51, 0.25 |  | 25.0805 | 21.3228 |  | 46.4032 | 1.077 | 1.142 | 0 | 1 | 27.0117 | 24.3506 | 0 | 46.4032 | MA
4MAWindows2016 | 2016 | Mid-rise Apartment | 4 | Windows |  | 0.40827 | 0.3601 | 0.41, 0.36 |  | 24.386 | 21.3228 |  | 45.7088 | 1.077 | 1.142 | 0 | 1 | 26.2637 | 24.3506 | 0 | 45.7088 | MA
5MAWindows2016 | 2016 | Mid-rise Apartment | 5 | Windows |  | 0.40827 | 0.3801 | 0.41, 0.38 |  | 23.7042 | 21.3228 |  | 45.0269 | 1.077 | 1.142 | 0 | 1 | 25.5294 | 24.3506 | 0 | 45.0269 | MA
6MAWindows2016 | 2016 | Mid-rise Apartment | 6 | Windows |  | 0.39777 | 0.40011 | 0.40, 0.40 |  | 24.2345 | 21.3228 |  | 45.5573 | 1.077 | 1.142 | 0 | 1 | 26.1005 | 24.3506 | 0 | 45.5573 | MA
7MAWindows2016 | 2016 | Mid-rise Apartment | 7 | Windows |  | 0.35833 | 0.45012 | 0.36, 0.45 |  | 24.4762 | 21.3228 |  | 45.7989 | 1.077 | 1.142 | 0 | 1 | 26.3608 | 24.3506 | 0 | 45.7989 | MA
8MAWindows2016 | 2016 | Mid-rise Apartment | 8 | Windows |  | 0.31519 | 0.45012 | 0.32, 0.45 |  | 26.0395 | 21.3228 |  | 47.3623 | 1.077 | 1.142 | 0 | 1 | 28.0446 | 24.3506 | 0 | 47.3623 | MA
1SHWindows2016 | 2016 | Small Hotel | 1 | Windows |  | 0.61682 | 0.25019 | 0.62, 0.25 |  | 17.8022 | 25.9648 |  | 43.767 | 1.077 | 1.142 | 0 | 1 | 19.173 | 29.6518 | 0 | 43.767 | SH
2SHWindows2016 | 2016 | Small Hotel | 2 | Windows |  | 0.59572 | 0.25019 | 0.60, 0.25 |  | 17.8022 | 25.9648 |  | 43.767 | 1.077 | 1.142 | 0 | 1 | 19.173 | 29.6518 | 0 | 43.767 | SH
3SHWindows2016 | 2016 | Small Hotel | 3 | Windows |  | 0.53863 | 0.25019 | 0.54, 0.25 |  | 18.0318 | 25.9648 |  | 43.9966 | 1.077 | 1.142 | 0 | 1 | 19.4202 | 29.6518 | 0 | 43.9966 | SH
4SHWindows2016 | 2016 | Small Hotel | 4 | Windows |  | 0.42668 | 0.36027 | 0.43, 0.36 |  | 17.3478 | 25.9648 |  | 43.3126 | 1.077 | 1.142 | 0 | 1 | 18.6836 | 29.6518 | 0 | 43.3126 | SH
5SHWindows2016 | 2016 | Small Hotel | 5 | Windows |  | 0.42668 | 0.38028 | 0.43, 0.38 |  | 16.6128 | 25.9648 |  | 42.5776 | 1.077 | 1.142 | 0 | 1 | 17.892 | 29.6518 | 0 | 42.5776 | SH
6SHWindows2016 | 2016 | Small Hotel | 6 | Windows |  | 0.41462 | 0.4003 | 0.41, 0.40 |  | 17.1845 | 25.9648 |  | 43.1493 | 1.077 | 1.142 | 0 | 1 | 18.5077 | 29.6518 | 0 | 43.1493 | SH
7SHWindows2016 | 2016 | Small Hotel | 7 | Windows |  | 0.37214 | 0.45034 | 0.37, 0.45 |  | 17.7189 | 25.9648 |  | 43.6837 | 1.077 | 1.142 | 0 | 1 | 19.0833 | 29.6518 | 0 | 43.6837 | SH
8SHWindows2016 | 2016 | Small Hotel | 8 | Windows |  | 0.32645 | 0.45034 | 0.33, 0.45 |  | 19.7518 | 25.9648 |  | 45.7166 | 1.077 | 1.142 | 0 | 1 | 21.2727 | 29.6518 | 0 | 45.7166 | SH
1SHNRWindows2016 | 2016 | Small Hotel - Non-res | 1 | Windows |  | 0.61682 | 0.25019 | 0.62, 0.25 |  | 17.8022 | 25.9648 |  | 43.767 | 1.077 | 1.142 | 0 | 1 | 19.173 | 29.6518 | 0 | 43.767 | SHNR
2SHNRWindows2016 | 2016 | Small Hotel - Non-res | 2 | Windows |  | 0.59572 | 0.25019 | 0.60, 0.25 |  | 17.8022 | 25.9648 |  | 43.767 | 1.077 | 1.142 | 0 | 1 | 19.173 | 29.6518 | 0 | 43.767 | SHNR
3SHNRWindows2016 | 2016 | Small Hotel - Non-res | 3 | Windows |  | 0.53863 | 0.25019 | 0.54, 0.25 |  | 18.0318 | 25.9648 |  | 43.9966 | 1.077 | 1.142 | 0 | 1 | 19.4202 | 29.6518 | 0 | 43.9966 | SHNR
4SHNRWindows2016 | 2016 | Small Hotel - Non-res | 4 | Windows |  | 0.42668 | 0.36027 | 0.43, 0.36 |  | 17.3478 | 25.9648 |  | 43.3126 | 1.077 | 1.142 | 0 | 1 | 18.6836 | 29.6518 | 0 | 43.3126 | SHNR
5SHNRWindows2016 | 2016 | Small Hotel - Non-res | 5 | Windows |  | 0.42668 | 0.38028 | 0.43, 0.38 |  | 16.6128 | 25.9648 |  | 42.5776 | 1.077 | 1.142 | 0 | 1 | 17.892 | 29.6518 | 0 | 42.5776 | SHNR
6SHNRWindows2016 | 2016 | Small Hotel - Non-res | 6 | Windows |  | 0.41462 | 0.4003 | 0.41, 0.40 |  | 17.1845 | 25.9648 |  | 43.1493 | 1.077 | 1.142 | 0 | 1 | 18.5077 | 29.6518 | 0 | 43.1493 | SHNR
7SHNRWindows2016 | 2016 | Small Hotel - Non-res | 7 | Windows |  | 0.37214 | 0.45034 | 0.37, 0.45 |  | 17.7189 | 25.9648 |  | 43.6837 | 1.077 | 1.142 | 0 | 1 | 19.0833 | 29.6518 | 0 | 43.6837 | SHNR
8SHNRWindows2016 | 2016 | Small Hotel - Non-res | 8 | Windows |  | 0.32645 | 0.45034 | 0.33, 0.45 |  | 19.7518 | 25.9648 |  | 45.7166 | 1.077 | 1.142 | 0 | 1 | 21.2727 | 29.6518 | 0 | 45.7166 | SHNR
1SOWindows2016 | 2016 | Small Office | 1 | Windows |  | 0.59832 | 0.25021 | 0.60, 0.25 |  | 14.3424 | 28.2043 |  | 42.5467 | 1.077 | 1.142 | 0 | 1 | 15.4468 | 32.2093 | 0 | 42.5467 | SO
2SOWindows2016 | 2016 | Small Office | 2 | Windows |  | 0.57753 | 0.25021 | 0.58, 0.25 |  | 14.3424 | 28.2043 |  | 42.5467 | 1.077 | 1.142 | 0 | 1 | 15.4468 | 32.2093 | 0 | 42.5467 | SO
3SOWindows2016 | 2016 | Small Office | 3 | Windows |  | 0.50277 | 0.25021 | 0.50, 0.25 |  | 14.9586 | 28.2043 |  | 43.1629 | 1.077 | 1.142 | 0 | 1 | 16.1104 | 32.2093 | 0 | 43.1629 | SO
4SOWindows2016 | 2016 | Small Office | 4 | Windows |  | 0.40816 | 0.3603 | 0.41, 0.36 |  | 14.2853 | 28.2043 |  | 42.4896 | 1.077 | 1.142 | 0 | 1 | 15.3853 | 32.2093 | 0 | 42.4896 | SO
5SOWindows2016 | 2016 | Small Office | 5 | Windows |  | 0.40816 | 0.38031 | 0.41, 0.38 |  | 13.894 | 28.2043 |  | 42.0983 | 1.077 | 1.142 | 0 | 1 | 14.9638 | 32.2093 | 0 | 42.0983 | SO
6SOWindows2016 | 2016 | Small Office | 6 | Windows |  | 0.39193 | 0.40033 | 0.39, 0.40 |  | 14.1983 | 28.2043 |  | 42.4026 | 1.077 | 1.142 | 0 | 1 | 15.2916 | 32.2093 | 0 | 42.4026 | SO
7SOWindows2016 | 2016 | Small Office | 7 | Windows |  | 0.35482 | 0.45037 | 0.35, 0.45 |  | 15.4103 | 28.2043 |  | 43.6146 | 1.077 | 1.142 | 0 | 1 | 16.5968 | 32.2093 | 0 | 43.6146 | SO
8SOWindows2016 | 2016 | Small Office | 8 | Windows |  | 0.31133 | 0.45037 | 0.31, 0.45 |  | 17.6698 | 28.2043 |  | 45.8741 | 1.077 | 1.142 | 0 | 1 | 19.0303 | 32.2093 | 0 | 45.8741 | SO
1LOWindows2016 | 2016 | Large Office | 1 | Windows |  | 0.59832 | 0.25021 | 0.60, 0.25 |  | 14.3424 | 28.2043 |  | 42.5467 | 1.077 | 1.142 | 0 | 1 | 15.4468 | 32.2093 | 0 | 42.5467 | LO
2LOWindows2016 | 2016 | Large Office | 2 | Windows |  | 0.57753 | 0.25021 | 0.58, 0.25 |  | 14.3424 | 28.2043 |  | 42.5467 | 1.077 | 1.142 | 0 | 1 | 15.4468 | 32.2093 | 0 | 42.5467 | LO
3LOWindows2016 | 2016 | Large Office | 3 | Windows |  | 0.50277 | 0.25021 | 0.50, 0.25 |  | 14.9586 | 28.2043 |  | 43.1629 | 1.077 | 1.142 | 0 | 1 | 16.1104 | 32.2093 | 0 | 43.1629 | LO
4LOWindows2016 | 2016 | Large Office | 4 | Windows |  | 0.40816 | 0.3603 | 0.41, 0.36 |  | 14.2853 | 28.2043 |  | 42.4896 | 1.077 | 1.142 | 0 | 1 | 15.3853 | 32.2093 | 0 | 42.4896 | LO
5LOWindows2016 | 2016 | Large Office | 5 | Windows |  | 0.40816 | 0.38031 | 0.41, 0.38 |  | 13.894 | 28.2043 |  | 42.0983 | 1.077 | 1.142 | 0 | 1 | 14.9638 | 32.2093 | 0 | 42.0983 | LO
6LOWindows2016 | 2016 | Large Office | 6 | Windows |  | 0.39193 | 0.40033 | 0.39, 0.40 |  | 14.1983 | 28.2043 |  | 42.4026 | 1.077 | 1.142 | 0 | 1 | 15.2916 | 32.2093 | 0 | 42.4026 | LO
7LOWindows2016 | 2016 | Large Office | 7 | Windows |  | 0.35482 | 0.45037 | 0.35, 0.45 |  | 15.4103 | 28.2043 |  | 43.6146 | 1.077 | 1.142 | 0 | 1 | 16.5968 | 32.2093 | 0 | 43.6146 | LO
8LOWindows2016 | 2016 | Large Office | 8 | Windows |  | 0.31133 | 0.45037 | 0.31, 0.45 |  | 17.6698 | 28.2043 |  | 45.8741 | 1.077 | 1.142 | 0 | 1 | 19.0303 | 32.2093 | 0 | 45.8741 | LO
1SRWindows2016 | 2016 | Stand-alone Retail | 1 | Windows |  | 0.58974 | 0.25176 | 0.59, 0.25 |  | 17.3414 | 26.4984 |  | 43.8398 | 1.077 | 1.142 | 0 | 1 | 18.6767 | 30.2612 | 0 | 43.8398 | SR
2SRWindows2016 | 2016 | Stand-alone Retail | 2 | Windows |  | 0.55811 | 0.25176 | 0.56, 0.25 |  | 17.3414 | 26.4984 |  | 43.8398 | 1.077 | 1.142 | 0 | 1 | 18.6767 | 30.2612 | 0 | 43.8398 | SR
3SRWindows2016 | 2016 | Stand-alone Retail | 3 | Windows |  | 0.48378 | 0.25176 | 0.48, 0.25 |  | 17.9794 | 26.4984 |  | 44.4778 | 1.077 | 1.142 | 0 | 1 | 19.3638 | 30.2612 | 0 | 44.4778 | SR
4SRWindows2016 | 2016 | Stand-alone Retail | 4 | Windows |  | 0.39841 | 0.36253 | 0.40, 0.36 |  | 17.2985 | 26.4984 |  | 43.7969 | 1.077 | 1.142 | 0 | 1 | 18.6305 | 30.2612 | 0 | 43.7969 | SR
5SRWindows2016 | 2016 | Stand-alone Retail | 5 | Windows |  | 0.39841 | 0.38268 | 0.40, 0.38 |  | 16.9922 | 26.4984 |  | 43.4906 | 1.077 | 1.142 | 0 | 1 | 18.3006 | 30.2612 | 0 | 43.4906 | SR
6SRWindows2016 | 2016 | Stand-alone Retail | 6 | Windows |  | 0.38209 | 0.40282 | 0.38, 0.40 |  | 17.2304 | 26.4984 |  | 43.7288 | 1.077 | 1.142 | 0 | 1 | 18.5572 | 30.2612 | 0 | 43.7288 | SR
7SRWindows2016 | 2016 | Stand-alone Retail | 7 | Windows |  | 0.34721 | 0.45317 | 0.35, 0.45 |  | 18.4269 | 26.4984 |  | 44.9253 | 1.077 | 1.142 | 0 | 1 | 19.8458 | 30.2612 | 0 | 44.9253 | SR
8SRWindows2016 | 2016 | Stand-alone Retail | 8 | Windows |  | 0.30508 | 0.45317 | 0.31, 0.45 |  | 20.5101 | 26.4984 |  | 47.0085 | 1.077 | 1.142 | 0 | 1 | 22.0894 | 30.2612 | 0 | 47.0085 | SR
1PSWindows2016 | 2016 | Primary School | 1 | Windows |  | 0.58177 | 0.24993 | 0.58, 0.25 |  | 21.3368 | 23.6415 |  | 44.9783 | 1.077 | 1.142 | 0 | 1 | 22.9798 | 26.9986 | 0 | 44.9783 | PS
2PSWindows2016 | 2016 | Primary School | 2 | Windows |  | 0.54031 | 0.24993 | 0.54, 0.25 |  | 21.3368 | 23.6415 |  | 44.9783 | 1.077 | 1.142 | 0 | 1 | 22.9798 | 26.9986 | 0 | 44.9783 | PS
3PSWindows2016 | 2016 | Primary School | 3 | Windows |  | 0.47466 | 0.24993 | 0.47, 0.25 |  | 21.8271 | 23.6415 |  | 45.4686 | 1.077 | 1.142 | 0 | 1 | 23.5077 | 26.9986 | 0 | 45.4686 | PS
4PSWindows2016 | 2016 | Primary School | 4 | Windows |  | 0.39182 | 0.3599 | 0.39, 0.36 |  | 21.1435 | 23.6415 |  | 44.785 | 1.077 | 1.142 | 0 | 1 | 22.7716 | 26.9986 | 0 | 44.785 | PS
5PSWindows2016 | 2016 | Primary School | 5 | Windows |  | 0.39182 | 0.3799 | 0.39, 0.38 |  | 20.7783 | 23.6415 |  | 44.4198 | 1.077 | 1.142 | 0 | 1 | 22.3783 | 26.9986 | 0 | 44.4198 | PS
6PSWindows2016 | 2016 | Primary School | 6 | Windows |  | 0.37737 | 0.39989 | 0.38, 0.40 |  | 21.0624 | 23.6415 |  | 44.7039 | 1.077 | 1.142 | 0 | 1 | 22.6842 | 26.9986 | 0 | 44.7039 | PS
7PSWindows2016 | 2016 | Primary School | 7 | Windows |  | 0.34277 | 0.44988 | 0.34, 0.45 |  | 21.9489 | 23.6415 |  | 45.5904 | 1.077 | 1.142 | 0 | 1 | 23.639 | 26.9986 | 0 | 45.5904 | PS
8PSWindows2016 | 2016 | Primary School | 8 | Windows |  | 0.30156 | 0.44988 | 0.30, 0.45 |  | 23.7473 | 23.6415 |  | 47.3888 | 1.077 | 1.142 | 0 | 1 | 25.5758 | 26.9986 | 0 | 47.3888 | PS
1SRSkylights2010 | 2010 | Stand-alone Retail | 1 | Skylights |  | 1.98 | 0.36 | 1.98, 0.36 |  | 17.1196 | 38.1774 |  | 55.2971 | 1.048 | 1.141 | 0 | 1 | 17.9414 | 43.5605 | 0 | 55.2971 | SR
2SRSkylights2010 | 2010 | Stand-alone Retail | 2 | Skylights |  | 1.98 | 0.36 | 1.98, 0.36 |  | 17.1196 | 38.1774 |  | 55.2971 | 1.048 | 1.141 | 0 | 1 | 17.9414 | 43.5605 | 0 | 55.2971 | SR
3SRSkylights2010 | 2010 | Stand-alone Retail | 3 | Skylights |  | 1.17 | 0.39 | 1.17, 0.39 |  | 22.4271 | 54.9593 |  | 77.3864 | 1.048 | 1.141 | 0 | 1 | 23.5036 | 62.7086 | 0 | 77.3864 | SR
4SRSkylights2010 | 2010 | Stand-alone Retail | 4 | Skylights |  | 1.17 | 0.49 | 1.17, 0.49 |  | 22.4271 | 54.9593 |  | 77.3864 | 1.048 | 1.141 | 0 | 1 | 23.5036 | 62.7086 | 0 | 77.3864 | SR
5SRSkylights2010 | 2010 | Stand-alone Retail | 5 | Skylights |  | 1.17 | 0.49 | 1.17, 0.49 |  | 22.4271 | 54.9593 |  | 77.3864 | 1.048 | 1.141 | 0 | 1 | 23.5036 | 62.7086 | 0 | 77.3864 | SR
6SRSkylights2010 | 2010 | Stand-alone Retail | 6 | Skylights |  | 1.17 | 0.49 | 1.17, 0.49 |  | 22.4271 | 54.9593 |  | 77.3864 | 1.048 | 1.141 | 0 | 1 | 23.5036 | 62.7086 | 0 | 77.3864 | SR
7SRSkylights2010 | 2010 | Stand-alone Retail | 7 | Skylights |  | 1.17 | 0.68 | 1.17, 0.68 |  | 22.4271 | 54.9593 |  | 77.3864 | 1.048 | 1.141 | 0 | 1 | 23.5036 | 62.7086 | 0 | 77.3864 | SR
8SRSkylights2010 | 2010 | Stand-alone Retail | 8 | Skylights |  | 1.17 | 0.68 | 1.17, 0.68 |  | 22.4271 | 54.9593 |  | 77.3864 | 1.048 | 1.141 | 0 | 1 | 23.5036 | 62.7086 | 0 | 77.3864 | SR
1SRSkylights2016 | 2016 | Stand-alone Retail | 1 | Skylights |  | 0.75 | 0.35 | 0.75, 0.35 |  | 22.4271 | 57.8153 |  | 80.2424 | 1.048 | 1.141 | 0 | 1 | 23.5036 | 65.9673 | 0 | 80.2424 | SR
2SRSkylights2016 | 2016 | Stand-alone Retail | 2 | Skylights |  | 0.65 | 0.35 | 0.65, 0.35 |  | 22.4271 | 58.0553 |  | 80.4824 | 1.048 | 1.141 | 0 | 1 | 23.5036 | 66.2411 | 0 | 80.4824 | SR
3SRSkylights2016 | 2016 | Stand-alone Retail | 3 | Skylights |  | 0.55 | 0.35 | 0.55, 0.35 |  | 27.5518 | 78.9717 |  | 106.5235 | 1.048 | 1.141 | 0 | 1 | 28.8743 | 90.1067 | 0 | 106.5235 | SR
4SRSkylights2016 | 2016 | Stand-alone Retail | 4 | Skylights |  | 0.5 | 0.4 | 0.50, 0.40 |  | 27.5518 | 79.8117 |  | 107.3635 | 1.048 | 1.141 | 0 | 1 | 28.8743 | 91.0652 | 0 | 107.3635 | SR
5SRSkylights2016 | 2016 | Stand-alone Retail | 5 | Skylights |  | 0.5 | 0.4 | 0.50, 0.40 |  | 27.5518 | 79.8117 |  | 107.3635 | 1.048 | 1.141 | 0 | 1 | 28.8743 | 91.0652 | 0 | 107.3635 | SR
6SRSkylights2016 | 2016 | Stand-alone Retail | 6 | Skylights |  | 0.5 | 0.4 | 0.50, 0.40 |  | 27.5518 | 79.8117 |  | 107.3635 | 1.048 | 1.141 | 0 | 1 | 28.8743 | 91.0652 | 0 | 107.3635 | SR
7SRSkylights2016 | 2016 | Stand-alone Retail | 7 | Skylights |  | 0.5 | 0.4 | 0.50, 0.40 |  | 27.5518 | 79.8117 |  | 107.3635 | 1.048 | 1.141 | 0 | 1 | 28.8743 | 91.0652 | 0 | 107.3635 | SR
8SRSkylights2016 | 2016 | Stand-alone Retail | 8 | Skylights |  | 0.5 | 0.4 | 0.50, 0.40 |  | 27.5518 | 79.8117 |  | 107.3635 | 1.048 | 1.141 | 0 | 1 | 28.8743 | 91.0652 | 0 | 107.3635 | SR
1PSSkylights2016 | 2016 | Primary School | 1 | Skylights |  | 1.98 | 0.36 | 1.98, 0.36 |  | 17.1196 | 38.1774 |  | 55.2971 | 1.048 | 1.141 | 0 | 1 | 17.9414 | 43.5605 | 0 | 55.2971 | PS
2PSSkylights2016 | 2016 | Primary School | 2 | Skylights |  | 1.98 | 0.36 | 1.98, 0.36 |  | 17.1196 | 38.1774 |  | 55.2971 | 1.048 | 1.141 | 0 | 1 | 17.9414 | 43.5605 | 0 | 55.2971 | PS
3PSSkylights2016 | 2016 | Primary School | 3 | Skylights |  | 1.17 | 0.39 | 1.17, 0.39 |  | 22.4271 | 54.9593 |  | 77.3864 | 1.048 | 1.141 | 0 | 1 | 23.5036 | 62.7086 | 0 | 77.3864 | PS
4PSSkylights2016 | 2016 | Primary School | 4 | Skylights |  | 1.17 | 0.49 | 1.17, 0.49 |  | 22.4271 | 54.9593 |  | 77.3864 | 1.048 | 1.141 | 0 | 1 | 23.5036 | 62.7086 | 0 | 77.3864 | PS
5PSSkylights2016 | 2016 | Primary School | 5 | Skylights |  | 1.17 | 0.49 | 1.17, 0.49 |  | 22.4271 | 54.9593 |  | 77.3864 | 1.048 | 1.141 | 0 | 1 | 23.5036 | 62.7086 | 0 | 77.3864 | PS
6PSSkylights2016 | 2016 | Primary School | 6 | Skylights |  | 1.17 | 0.49 | 1.17, 0.49 |  | 22.4271 | 54.9593 |  | 77.3864 | 1.048 | 1.141 | 0 | 1 | 23.5036 | 62.7086 | 0 | 77.3864 | PS
7PSSkylights2016 | 2016 | Primary School | 7 | Skylights |  | 1.17 | 0.68 | 1.17, 0.68 |  | 22.4271 | 54.9593 |  | 77.3864 | 1.048 | 1.141 | 0 | 1 | 23.5036 | 62.7086 | 0 | 77.3864 | PS
8PSSkylights2016 | 2016 | Primary School | 8 | Skylights |  | 1.17 | 0.68 | 1.17, 0.68 |  | 22.4271 | 54.9593 |  | 77.3864 | 1.048 | 1.141 | 0 | 1 | 23.5036 | 62.7086 | 0 | 77.3864 | PS
1SRSkylights2013 | 2013 | Stand-alone Retail | 1 | Skylights |  | 0.75 | 0.35 | 0.75, 0.35 |  | 22.4271 | 57.8153 |  | 80.2424 | 1.048 | 1.141 | 0 | 1 | 23.5036 | 65.9673 | 0 | 80.2424 | SR
2SRSkylights2013 | 2013 | Stand-alone Retail | 2 | Skylights |  | 0.65 | 0.35 | 0.65, 0.35 |  | 22.4271 | 58.0553 |  | 80.4824 | 1.048 | 1.141 | 0 | 1 | 23.5036 | 66.2411 | 0 | 80.4824 | SR
3SRSkylights2013 | 2013 | Stand-alone Retail | 3 | Skylights |  | 0.55 | 0.35 | 0.55, 0.35 |  | 27.5518 | 78.9717 |  | 106.5235 | 1.048 | 1.141 | 0 | 1 | 28.8743 | 90.1067 | 0 | 106.5235 | SR
4SRSkylights2013 | 2013 | Stand-alone Retail | 4 | Skylights |  | 0.5 | 0.4 | 0.50, 0.40 |  | 27.5518 | 79.8117 |  | 107.3635 | 1.048 | 1.141 | 0 | 1 | 28.8743 | 91.0652 | 0 | 107.3635 | SR
5SRSkylights2013 | 2013 | Stand-alone Retail | 5 | Skylights |  | 0.5 | 0.4 | 0.50, 0.40 |  | 27.5518 | 79.8117 |  | 107.3635 | 1.048 | 1.141 | 0 | 1 | 28.8743 | 91.0652 | 0 | 107.3635 | SR
6SRSkylights2013 | 2013 | Stand-alone Retail | 6 | Skylights |  | 0.5 | 0.4 | 0.50, 0.40 |  | 27.5518 | 79.8117 |  | 107.3635 | 1.048 | 1.141 | 0 | 1 | 28.8743 | 91.0652 | 0 | 107.3635 | SR
7SRSkylights2013 | 2013 | Stand-alone Retail | 7 | Skylights |  | 0.5 | 0.4 | 0.50, 0.40 |  | 27.5518 | 79.8117 |  | 107.3635 | 1.048 | 1.141 | 0 | 1 | 28.8743 | 91.0652 | 0 | 107.3635 | SR
8SRSkylights2013 | 2013 | Stand-alone Retail | 8 | Skylights |  | 0.5 | 0.4 | 0.50, 0.40 |  | 27.5518 | 79.8117 |  | 107.3635 | 1.048 | 1.141 | 0 | 1 | 28.8743 | 91.0652 | 0 | 107.3635 | SR
1PSSkylights2010 | 2010 | Primary School | 1 | Skylights |  | 1.98 | 0.36 | 1.98, 0.36 |  | 17.1196 | 38.1774 |  | 55.2971 | 1.048 | 1.141 | 0 | 1 | 17.9414 | 43.5605 | 0 | 55.2971 | PS
2PSSkylights2010 | 2010 | Primary School | 2 | Skylights |  | 1.98 | 0.36 | 1.98, 0.36 |  | 17.1196 | 38.1774 |  | 55.2971 | 1.048 | 1.141 | 0 | 1 | 17.9414 | 43.5605 | 0 | 55.2971 | PS
3PSSkylights2010 | 2010 | Primary School | 3 | Skylights |  | 1.17 | 0.39 | 1.17, 0.39 |  | 22.4271 | 54.9593 |  | 77.3864 | 1.048 | 1.141 | 0 | 1 | 23.5036 | 62.7086 | 0 | 77.3864 | PS
4PSSkylights2010 | 2010 | Primary School | 4 | Skylights |  | 1.17 | 0.49 | 1.17, 0.49 |  | 22.4271 | 54.9593 |  | 77.3864 | 1.048 | 1.141 | 0 | 1 | 23.5036 | 62.7086 | 0 | 77.3864 | PS
5PSSkylights2010 | 2010 | Primary School | 5 | Skylights |  | 1.17 | 0.49 | 1.17, 0.49 |  | 22.4271 | 54.9593 |  | 77.3864 | 1.048 | 1.141 | 0 | 1 | 23.5036 | 62.7086 | 0 | 77.3864 | PS
6PSSkylights2010 | 2010 | Primary School | 6 | Skylights |  | 1.17 | 0.49 | 1.17, 0.49 |  | 22.4271 | 54.9593 |  | 77.3864 | 1.048 | 1.141 | 0 | 1 | 23.5036 | 62.7086 | 0 | 77.3864 | PS
7PSSkylights2010 | 2010 | Primary School | 7 | Skylights |  | 1.17 | 0.68 | 1.17, 0.68 |  | 22.4271 | 54.9593 |  | 77.3864 | 1.048 | 1.141 | 0 | 1 | 23.5036 | 62.7086 | 0 | 77.3864 | PS
8PSSkylights2010 | 2010 | Primary School | 8 | Skylights |  | 1.17 | 0.68 | 1.17, 0.68 |  | 22.4271 | 54.9593 |  | 77.3864 | 1.048 | 1.141 | 0 | 1 | 23.5036 | 62.7086 | 0 | 77.3864 | PS
1PSSkylights2013 | 2013 | Primary School | 1 | Skylights |  | 0.75 | 0.35 | 0.75, 0.35 |  | 22.4271 | 57.8153 |  | 80.2424 | 1.048 | 1.141 | 0 | 1 | 23.5036 | 65.9673 | 0 | 80.2424 | PS
2PSSkylights2013 | 2013 | Primary School | 2 | Skylights |  | 0.65 | 0.35 | 0.65, 0.35 |  | 22.4271 | 58.0553 |  | 80.4824 | 1.048 | 1.141 | 0 | 1 | 23.5036 | 66.2411 | 0 | 80.4824 | PS
3PSSkylights2013 | 2013 | Primary School | 3 | Skylights |  | 0.55 | 0.35 | 0.55, 0.35 |  | 27.5518 | 78.9717 |  | 106.5235 | 1.048 | 1.141 | 0 | 1 | 28.8743 | 90.1067 | 0 | 106.5235 | PS
4PSSkylights2013 | 2013 | Primary School | 4 | Skylights |  | 0.5 | 0.4 | 0.50, 0.40 |  | 27.5518 | 79.8117 |  | 107.3635 | 1.048 | 1.141 | 0 | 1 | 28.8743 | 91.0652 | 0 | 107.3635 | PS
5PSSkylights2013 | 2013 | Primary School | 5 | Skylights |  | 0.5 | 0.4 | 0.50, 0.40 |  | 27.5518 | 79.8117 |  | 107.3635 | 1.048 | 1.141 | 0 | 1 | 28.8743 | 91.0652 | 0 | 107.3635 | PS
6PSSkylights2013 | 2013 | Primary School | 6 | Skylights |  | 0.5 | 0.4 | 0.50, 0.40 |  | 27.5518 | 79.8117 |  | 107.3635 | 1.048 | 1.141 | 0 | 1 | 28.8743 | 91.0652 | 0 | 107.3635 | PS
7PSSkylights2013 | 2013 | Primary School | 7 | Skylights |  | 0.5 | 0.4 | 0.50, 0.40 |  | 27.5518 | 79.8117 |  | 107.3635 | 1.048 | 1.141 | 0 | 1 | 28.8743 | 91.0652 | 0 | 107.3635 | PS
8PSSkylights2013 | 2013 | Primary School | 8 | Skylights |  | 0.5 | 0.4 | 0.50, 0.40 |  | 27.5518 | 79.8117 |  | 107.3635 | 1.048 | 1.141 | 0 | 1 | 28.8743 | 91.0652 | 0 | 107.3635 | PS
21sf_Door_0.7unins |  |  |  | Doors |  | 0.7 |  |  |  | 455 | 47.5 |  | 502.5 | 1 | 1 | 1 |  | 455 | 47.5 | 0 | 502.5
21sf_Door_0.5_insPS |  |  |  | Doors |  | 0.5 |  |  |  | 476.33 | 47.5 |  | 523.83 | 1 | 1 | 1 |  | 476.33 | 47.5 | 0 | 523.83
21sf_Door_0.37_insPU |  |  |  | Doors |  | 0.37 |  |  |  | 483.3689 | 47.5 |  | 530.8689 | 1 | 1 | 1 |  | 483.3689 | 47.5 | 0 | 530.8689
80sf_RU_Door_0.5_insPS |  |  |  | Doors |  | 0.5 |  |  |  | 925 | 585 |  | 1510 | 1 | 1 | 1 |  | 925 | 585 | 0 | 1510
80sf_RU_Door_0.31_insPU |  |  |  | Doors |  | 0.31 |  |  |  | 1006.27 | 666.27 |  | 1672.54 | 1 | 1 | 1 |  | 1006.27 | 666.27 | 0 | 1672.54

## General Cost Parameters
Labor | Value |  | Materials
Base Rate and Fringe | Varies with Crew Type |  | Materials | Varies by component
Payroll, Taxes and Insurance including Worker's Comp, FICA, Unemployment Compensation Insuruance and Contractors Liability Insurance | 0.16 |  | Waste | 0 | 0.1 | 0% except for envelope costs which include 10% waste, or other value as described in F&G envelope cost report
Small Tools | 0.03 |  | Profit on Materials | 0.1 | 0.1
Sub-total % Multiplier | 0.19 |  | Sales Taxes | 0.05 | 0.05 | Varies by State, National average
Home Office Overhead | 0.15 |  | Material Cost % adjustment | 0.15 | 0.265 | Material_Cost_Adj
Profit | 0.1
Contingency for wage rate changes, applied after OHP | 0.0256
Labor Cost % OHP etc. | 0.526 | Labor_Cost_Adj
Replacement Home Office Overhead (intead of 15% for new construction) | 0.23 | F&G - from mechanical cost est. | Replacement Material - Added factor | 0.1 | 0.1 | F&G - from mechanical cost est.
Replacement Labor Cost % total adjustment | 0.623 | Replace_Labor_Cost_Adj | Replacement Material % adjustment | 0.265 | 0.38 | Replace_Material_Cost_Adj
Replacement labor added | 0.65 | Added labor cost for replacement for additional items for example demolition, protection, logistics, clean-up, lost productivity, etc. Added prior to calculating OH&P etc.. Faithful+Gould
Project Adjustment to Total Labor and Material
General Conditions (see F&G envelope cost report) | 0.12 | Sub-contractor
General Contractor Markup | 0.1
Contingency | 0.05
Project Markup Multiplier | 0.288 | Project_Cost_Adj
Location Index (multiplier) 1.00 is national average | 1 | Loc_Cost_Adj
Other Factors
General mechanical maintenance labor rate per hour | 55.34 | RS Means Mechanical Cost Data 2012, Crew 1 Stpi.
General electrical labor rate per hour | 51.5 | RS Means Electrical Costs Data 2012
Fully loaded commissioning labor rate | 100 | Solarc. For occupancy sensors a different approach than an hourly commissioning rate is used, see occupancy sensor costs methodology.

## Crews (hidden)
Means 2018 Crew Data |  |  |  | 43395
Means Crew | $/hour | Count | Crew$/hr | Comment | Rates for crew labor (no equipment); enter crew staffing at right |  |  |  | Matching crew quantities (Overwrite formula if not 1)
Q1 | 55.93 | 2 | 111.85 |  | 62.15 | 49.7 |  |  | 1 | 1
Q2 | 59.04 | 4 | 236.15 |  | 62.15 | 62.15 | 49.7 |  | 2 | 1 | 1
Q5 | 56.7 | 2 | 113.4 |  | 63 | 50.4 |  |  | 1 | 1
Q6 | 58.8 | 3 | 176.4 |  | 63 | 63 | 50.4 |  | 1 | 1 | 1
Q7 | 59.98 | 4 | 239.9 |  | 63.5 | 63 | 63 | 50.4 | 1 | 1 | 1 | 1
Q9 | 53.83 | 2 | 107.65 |  | 59.8 | 47.85 |  |  | 1 | 1
Q10 | 55.82 | 3 | 167.45 |  | 59.8 | 59.8 | 47.85 |  | 1 | 1 | 1
Q14 | 50.68 | 2 | 101.35 |  | 56.3 | 45.05 |  |  | 1 | 1
Q20 | 54.7 | 2.5 | 136.75 |  | 59.8 | 47.85 | 58.2 |  | 1 | 1 | 0.5
R-1A | 52.38 | 2 | 104.75 | Electrical | 58.2 | 46.55 |  |  | 1 | 1
R3 | 57.98 | 2.5 | 144.95 | Electrical | 58.7 | 58.2 | 56.1 |  | 1 | 1 | 0.5
Elec | 58.2 | 1 | 58.2 | From R-1 | 58.2 |  |  |  | 1
1 Elec | 58.2 | 1 | 58.2 | From R-1 | 58.2 |  |  |  | 1
2 Elec | 58.45 | 2 | 116.9 | From R-1 w/ forman | 58.7 | 58.2 |  |  | 1 | 1
Elec. | 58.2 | 1 | 58.2 | From R-1 | 58.2 |  |  |  | 1
Q-1 | 55.93 | 2 | 111.85 |  | 62.15 | 49.7 |  |  | 1 | 1
Q-2 | 58 | 3 | 174 |  | 62.15 | 62.15 | 49.7 |  | 1 | 1 | 1
Q-5 | 56.7 | 2 | 113.4 |  | 63 | 50.4 |  |  | 1 | 1
Q-6 | 58.8 | 3 | 176.4 |  | 63 | 63 | 50.4 |  | 1 | 1 | 1
Q-7 | 59.98 | 4 | 239.9 |  | 63.5 | 63 | 63 | 50.4 | 1 | 1 | 1 | 1
Q-9 | 53.83 | 2 | 107.65 |  | 59.8 | 47.85 |  |  | 1 | 1
Q-10 | 55.82 | 3 | 167.45 |  | 59.8 | 59.8 | 47.85 |  | 1 | 1 | 1
Q-14 | 50.68 | 2 | 101.35 |  | 56.3 | 45.05 |  |  | 1 | 1
Q-20 | 54.7 | 2.5 | 136.75 |  | 59.8 | 47.85 | 58.2 |  | 1 | 1 | 0.5
1 Shee | 55.82 | 3 | 167.45 | Use Q-10 | 59.8 | 59.8 | 47.85 |  | 1 | 1 | 1
R-3 | 57.98 | 2.5 | 144.95 | Electrical | 58.7 | 58.2 | 56.1 |  | 1 | 1 | 0.5
NA | 0 | 0 | 0 | No labor required
| #DIV/0! | 0 | 0
| #DIV/0! | 0 | 0
| #DIV/0! | 0 | 0
| #DIV/0! | 0 | 0
| #DIV/0! | 0 | 0
| #DIV/0! | 0 | 0
| #DIV/0! | 0 | 0
| #DIV/0! | 0 | 0
| #DIV/0! | 0 | 0
| #DIV/0! | 0 | 0
CrewRate (lookup above)

## Cost_Inflation (hidden)
PNNL is conducting a cost effectiveness analysis for ASHEAE Standard 90.1-2016 compared to ASHRAE Standard 90.1-2013. The methodology and cost data are based on the previous analysis for the cost-effectiveness of 90.1-2010 to 90.1-2007 (Thornton 2013). In the previous analysis, PNNL worked with cost estimating consulting firms to develop cost information. For the current 90.1-2016 cost effectiveness analysis, PNNL decided to use the cost data developed in the previous study and adjusted them with inflation factors. The following approach is used for developing the inflation factors
The first step was to select representative cost parameters (e.g. size) for each cost item. In the previous study, the parameters usually have ranges that are applicable to the designs in the 90.1 models. The representative item costs within these ranges were collected from the 2012 and 2014 RS Means handbooks. The second step was to develop a inflation factor for the cost item individually. It was used the ratio of item cost in the year 2014 to that in 2012.
The factor is defined as:
Inflation factor = Item cost in year 2018 / Item cost in year 2012
It was found that the inflation factors for certain component vary significantly within the range. Instead of taking the simple average of the inflation factors, we removed some of the inflation factor outliners if their difference from the simple average is more than two times of the standard deviations.
The final inflation factor for each component is the average of the inflation factors for the cost items excluding the outliners.
HVAC Inflation Factor(2012-2018) | Means | [5 empty] | 2012 to 2018
| 2012 to 2018 |  | 2014 to 2018 |  |  |  | 2012 to 2014 |  | 2014 to 2018
Type | Inflation Factor |  | Inflation Factor |  |  |  | Inflation Factor |  | Inflation Factor
| Mat. | Lab. | Mat. | Lab. |  |  | Mat. | Lab. | Mat. | Lab.
Pump | 1.139 |  | 1.105 |  |  | This factor not used | 1.1386 |  | 1.1053 |  | Need pump for 2014-18
Cooling Tower | 1.168 | [5 empty] | 1.1678 |  | 1.1114
VFD | 1.183 | [5 empty] | 1.1825
Chiller | 1.015 |  | 0.985 |  |  |  | 1.0153 |  | 0.98549 |  | Note: use 2102-18 for F&G & new Means # from 2018
Ducts | 1.015 | 1.148 | Applied to regression of earlier price |  |  |  | 1.0148 | 1.1483
Energy Recovery | 1.129 | [5 empty] | 1.1286
Packaged CAV_DX Units | 0.813 | [5 empty] | 0.81256
packaged VAV_DX Units | 1.141 | [5 empty] | 1.1414
Packaged Heat Pump | 1.107 | [5 empty] | 1.1072
CAV_AHU | 1.063 | [5 empty] | 1.0631
VAV_AHU | 1.111 | [5 empty] | 1.1108
Boilers | 1.237 | [5 empty] | 1.2371
Chilled Water and Condenser Water Piping | 0.693 | 1.15 | Applied to regression of earlier price |  |  |  | 0.6934 | 1.1499
Split Systems | 0.92 | 1.138 | Applied to regression of earlier price |  |  |  | 0.9198 | 1.1377
Dry Transformers | 1.179 | [5 empty] | 1.1787
General Controls | 1.126 | [5 empty] | 1.1256 | 1.131
Lighting controls | 1.029 | [5 empty] | 1.0287 | 1.0907
Summary Envelope Inflation Factors | [6 empty] | 2012 to 2018
| 2012 to 2018 | Grey not used (2012-2014) |  |  |  |  | 2012 to 2014
Type | Inflation Factor | [5 empty] | Inflation Factor
| Mat. | Lab. | Equip |  |  |  | Mat. | Lab.
Roof - Insulation entirely above deck | 1.103 | 1.047 |  |  | Not used 2016 |  | 1.1026 | 1.0466
Roof - Attic and other | 1.081 | 1.038 | 1.2333 |  | Not used 2016 |  | 1.0809 | 1.0377
Above ground wall - Mass | 1.047 | 1.046 |  |  | Not used 2016 |  | 1.0467 | 1.0464
Above ground wall - Steel-framed | 0.974 | 1.039 |  |  | Not used 2016 |  | 0.9744 | 1.0388
Above ground wall - Wood-framed | 1.089 | 1.041 |  |  | Not used 2016 |  | 1.0894 | 1.0413
Below grade wall - | 1.047 | 1.046 |  |  | Not used 2016
Slab-on-grade - Unheated | 1.03 | 0.988 |  |  | Not used 2016 |  | 1.0302 | 0.98824
Windows - | 1.077 | 1.142 |  |  |  |  | 1.0774 | 1.1418
Skylights - | 1.048 | 1.141 |  |  |  |  | 1.0479 | 1.1411
Doors | 1.017 | 1.148 | Note: using new costs |  |  |  | 1.0169 | 1.1476
Summary Insulated Heating WaterPiping Inflation Factors | [6 empty] | 2012 to 2018
| 2012 to 2014 | [5 empty] | 2012 to 2014 |  | 2014 to 2018
Type | Inflation Factor | [5 empty] | Inflation Factor |  | Inflation Factor
Note: These factors are applied to 2012 costs before regressions are run. | Mat. | Lab. |  |  |  |  | Mat. | Lab. | Mat. | Lab.
Steel Piping | 0.619 | 1.137 |  |  |  |  | 0.61874 | 1.1374
Piping Insulation | 1.248 | 1.192 |  |  |  |  | 1.2478 | 1.192
2014 to 2018
Note: These factors are applied after regressions are run from 2014 to 2018. |  |  | Mat. | Lab.
Insulated steel piping |  |  | 1.096 | 1.05 | regression |  |  |  | 1.0965 | 1.05

## Construction Weights
State Commercial Energy Code Adoption Cost Effectiveness - Construction Weights
1 | 2 | 3 | 4 | 5 | 6 | 7 | 8 | 9 | 10
| State | Abbreviation | Climate zone | Small Office | Large Office | Stand-Alone Retail | Primary School | Small Hotel | Mid-rise Apartment
1 | Alabama | AL | 2A | 0.0076681 | 0.015874 | 0.055377 | 0.034198 | 0.0091761 | 0.016335 |  |  | Wt_CZandPR_Look | [6 empty] | National contribution by CZ AND Building Type, Fraction | [9 empty] | % weights by building type
2 | Alabama | AL | 3A | 0.16734 | 0.075751 | 0.41961 | 0.081021 | 0.076952 | 0.040706 |  |  | 1 | 2 | 3 | 4 | 5 | 6 | 7 | 8 | 9 | 10 | 11 | 12 | 13 | 14 | 15 | 16 | 17 | 18 | 19 | 20
3 | [11 empty] | CZ | ClimateZone | 1A | 2B | 2A | 3B | 3C | 3A | 4B | 4C | 4A | 5B | 5A | 6B | 6A | 7 | 8 | 1B | 5C | US
4 | [13 empty] | 1_moist | 2_dry | 2_moist | 3_dry | 3_marine | 3_moist | 4_dry | 4_marine | 4_moist | 5_dry | 5_moist | 6_dry | 6_moist | 7 | 8 | 1_dry | 5_marine |  |  | Principal Building Activities
5 | [12 empty] | OfficeLarge | 0.0010176 | 0.00060748 | 0.0032571 | 0.0028465 | 0.0011665 | 0.0044495 | 0 | 0.0015371 | 0.011319 | 0.00121 | 0.0044223 | 0 | 0.0013313 | 0.00010793 | 0 | 0 | 0 | 0.033272 |  | 0.033272 | Office
6 | Arkansas | AR | 3A | 0.11183 | 0.0057676 | 0.36119 | 0.10332 | 0.044531 | 0.020328 |  |  |  | OfficeMedium | 0.0012944 | 0.0029199 | 0.0081255 | 0.0071509 | 0.0013583 | 0.0076571 | 0.00036405 | 0.0019582 | 0.011897 | 0.0034202 | 0.010595 | 0.00034828 | 0.0029843 | 0.00032972 | 6.8347e-05 | 0 | 0 | 0.060471 |  | 0.060471
7 | Arkansas | AR | 4A | 0.056681 | 0.015392 | 0.15016 | 0.083736 | 0.042001 | 0.0050732 |  |  |  | OfficeSmall | 0.00083923 | 0.0028917 | 0.010639 | 0.0047476 | 0.00077715 | 0.0096268 | 0.00047326 | 0.0012252 | 0.0093563 | 0.0032177 | 0.0091983 | 0.00030208 | 0.0024117 | 0.00032336 | 4.6855e-05 | 0 | 0 | 0.056076 |  | 0.056076
8 | [12 empty] | RetailStandalone | 0.0022428 | 0.0050655 | 0.022201 | 0.012503 | 0.0019116 | 0.023856 | 0.0011913 | 0.0042832 | 0.025454 | 0.0079231 | 0.034294 | 0.00091182 | 0.0094823 | 0.0010853 | 0.00013606 | 0 | 0 | 0.15254 |  | 0.15254 | Retail
9 | [12 empty] | RetailStripmall | 0.0013745 | 0.002535 | 0.0099065 | 0.0062552 | 0.0010335 | 0.010206 | 0.00022522 | 0.0010672 | 0.010082 | 0.0020126 | 0.010227 | 0.00015982 | 0.0015264 | 6.8589e-05 | 1.3422e-05 | 0 | 0 | 0.056693 |  | 0.056693
10 | [12 empty] | SchoolPrimary | 0.00063682 | 0.0016429 | 0.0093338 | 0.0044616 | 0.00047594 | 0.0094442 | 0.00030081 | 0.00093634 | 0.0089489 | 0.0022361 | 0.0092018 | 0.00037467 | 0.0016808 | 0.00023297 | 3.3025e-05 | 0 | 0 | 0.049941 |  | 0.049941 | School
11 | Colorado | CO | 4B | 8.0787e-05 | 0 | 0.00016982 | 0.00023742 | 0.00094142 | 0 |  |  |  | SchoolSecondary | 0.0016021 | 0.0022956 | 0.015226 | 0.0081912 | 0.0010949 | 0.018931 | 0.00063246 | 0.0024257 | 0.02013 | 0.0043772 | 0.022816 | 0.00085953 | 0.0041526 | 0.00075333 | 0.0001235 | 0 | 0 | 0.10361 |  | 0.10361
12 | Colorado | CO | 5B | 0.12824 | 0.079205 | 0.38581 | 0.090208 | 0.032188 | 0.20023 |  |  |  | Hospital | 0.00040345 | 0.0009577 | 0.0047874 | 0.0027254 | 0.00039057 | 0.0046779 | 0.00022267 | 0.0010587 | 0.0061544 | 0.0021837 | 0.0081205 | 0.0002368 | 0.0022113 | 0.0003371 | 1.318e-05 | 0 | 0 | 0.034481
13 | Colorado | CO | 6B | 0.0011013 | 0 | 0.0080738 | 0.0016932 | 0.0034953 | 0.031093 |  |  |  | OutPatientHealthCare | 0.00037245 | 0.0013418 | 0.0056741 | 0.002748 | 0.00061206 | 0.0058117 | 0.00023238 | 0.0018087 | 0.0081776 | 0.0021775 | 0.010583 | 0.0003328 | 0.0034242 | 0.00038959 | 2.0586e-05 | 0 | 0 | 0.043706
14 |  |  | 7 | 0.0021021 | 0 | 0.0074852 | 0.0029644 | 0.00055397 | 0.024122 |  |  |  | RestaurantSitDown | 9.0279e-05 | 0.00024555 | 0.0010557 | 0.00047461 | 5.7601e-05 | 0.0011126 | 5.8145e-05 | 0.00010213 | 0.0012715 | 0.0003105 | 0.0014306 | 4.0008e-05 | 0.00031015 | 3.6637e-05 | 1.3754e-06 | 0 | 0 | 0.0065974
15 | [12 empty] | RestaurantFastFood | 7.8081e-05 | 0.000203 | 0.00091604 | 0.00063151 | 6.9133e-05 | 0.0010179 | 5.3263e-05 | 0.0001431 | 0.00088979 | 0.00025652 | 0.0012849 | 3.0939e-05 | 0.00025365 | 3.57e-05 | 2.2067e-06 | 0 | 0 | 0.0058657
16 | Connecticut | CT | 5A | 0.097265 | 0.04778 | 0.44858 | 0.17052 | 0.052554 | 0.1833 |  |  |  | HotelLarge | 0.0010872 | 0.0012491 | 0.006208 | 0.0079281 | 0.0010558 | 0.0063513 | 0.00037009 | 0.0012252 | 0.0095838 | 0.001997 | 0.0091916 | 0.00057689 | 0.0022662 | 0.000383 | 3.5791e-05 | 0 | 0 | 0.049509 |  | 0.049509 | Hotel
17 | [12 empty] | HotelSmall | 0.00010196 | 0.00029809 | 0.0028767 | 0.0011371 | 0.00021753 | 0.0026772 | 0.00020317 | 0.00039252 | 0.0031453 | 0.00089367 | 0.0036451 | 0.00030797 | 0.0010659 | 0.00020489 | 3.8769e-05 | 0 | 0 | 0.017206 |  | 0.017206
18 | [12 empty] | Warehouse | 0.0034925 | 0.0058043 | 0.025905 | 0.022982 | 0.0015377 | 0.029664 | 0.0006784 | 0.004355 | 0.024458 | 0.0068833 | 0.035797 | 0.00048986 | 0.0046588 | 0.00043114 | 2.2082e-05 | 0 | 0 | 0.16716
19 | [12 empty] | ApartmentHighRise | 0.015214 | 0.00076261 | 0.015118 | 0.0074063 | 0.0017316 | 0.0065188 | 0 | 0.0035787 | 0.025058 | 0.0011536 | 0.011633 | 0.00016052 | 0.0012461 | 8.4172e-05 | 0 | 0 | 0 | 0.089665 |  | 0.089665 | Apartment
20 | [12 empty] | ApartmentMidRise | 0.0025691 | 0.00093374 | 0.010937 | 0.0086208 | 0.0026047 | 0.00825 | 0.00021923 | 0.0037096 | 0.016939 | 0.0031841 | 0.011218 | 0.00056286 | 0.0031332 | 0.00032464 | 0 | 0 | 0 | 0.073206 |  | 0.073206
21 | Delaware | DE | 4A | 0.18323 | 0.13819 | 0.42098 | 0.18408 | 0.073518 | 0 |  |  |  | %weight by Zone | 0.032416 | 0.029754 | 0.15217 | 0.10081 | 0.016095 | 0.15025 | 0.0052244 | 0.029806 | 0.19286 | 0.043437 | 0.19366 | 0.0056948 | 0.042139 | 0.0051281 | 0.0005552 | 0 | 0 | 1 |  | 0.74219
22
23
24
25 | [11 empty] | Wt_CZandPR_Look 1: Wt_CZandPR_Look; National contribution by CZ AND Building Type, Fraction 8: National contribution by CZ AND Building Type, Fraction; % weights by building type 18: % weights by building type
26 | District of Columbia | DC | 4A | 0.014719 | 0.78477 | 0.026945 | 0.015322 | 0.0053672 | 0.15287 |  |  | 1 | 2 | 3 | 4 | 5 | 6 | 7 | 8 | 9 | 10 | 11 | 12 | 13 | 14 | 15 | 16 | 17 | 18 | 19 | 20
27 | [11 empty] | CZ | ClimateZone | 1A | 2B | 2A | 3B | 3C | 3A | 4B | 4C | 4A | 5B | 5A | 6B | 6A | 7 | 8 | 1B | 5C | US
28 | [13 empty] | 1_moist | 2_dry | 2_moist | 3_dry | 3_marine | 3_moist |  |  | 4_moist | 5_dry | 5_moist | 6_dry | 6_moist | 7 | 8 | 1_dry | 5_marine
29 | [11 empty] | Wt_CZandPR_Look 2: OfficeLarge; Wt_CZandPR_Look 5: 0.0032571; Wt_CZandPR_Look 6: 0.0028465; National contribution by CZ AND Building Type, Fraction 8: 0.0044495; National contribution by CZ AND Building Type, Fraction 11: 0.011319; National contribution by CZ AND Building Type, Fraction 13: 0.0044223; % weights by building type 20: 0.033272
30 | [11 empty] | Wt_CZandPR_Look 2: OfficeMedium
31 | Georgia | GA | 2A | 0.022228 | 0 | 0.029656 | 0.020633 | 0.010851 | 0.0025252 |  |  | Wt_CZandPR_Look 2: OfficeSmall; Wt_CZandPR_Look 5: 0.010639; Wt_CZandPR_Look 6: 0.0047476; National contribution by CZ AND Building Type, Fraction 8: 0.0096268; National contribution by CZ AND Building Type, Fraction 11: 0.0093563; National contribution by CZ AND Building Type, Fraction 13: 0.0091983; % weights by building type 20: 0.056076
32 | Georgia | GA | 3A | 0.12018 | 0.078628 | 0.29173 | 0.14392 | 0.02601 | 0.19251 |  |  | Wt_CZandPR_Look 2: RetailStandalone; Wt_CZandPR_Look 5: 0.022201; Wt_CZandPR_Look 6: 0.012503; National contribution by CZ AND Building Type, Fraction 8: 0.023856; National contribution by CZ AND Building Type, Fraction 11: 0.025454; National contribution by CZ AND Building Type, Fraction 13: 0.034294; % weights by building type 20: 0.15254
33 | Georgia | GA | 4A | 0.007382 | 0 | 0.027899 | 0.019933 | 0.003379 | 0.0025362 |  |  | Wt_CZandPR_Look 2: RetailStripmall
34 | [11 empty] | Wt_CZandPR_Look 2: SchoolPrimary; Wt_CZandPR_Look 5: 0.0093338; Wt_CZandPR_Look 6: 0.0044616; National contribution by CZ AND Building Type, Fraction 8: 0.0094442; National contribution by CZ AND Building Type, Fraction 11: 0.0089489; National contribution by CZ AND Building Type, Fraction 13: 0.0092018; % weights by building type 20: 0.049941
35 | [11 empty] | Wt_CZandPR_Look 2: SchoolSecondary
36 | Iowa | IA | 5A | 0.18262 | 0.04934 | 0.40296 | 0.13455 | 0.054681 | 0.043892 |  |  | Wt_CZandPR_Look 2: Hospital
37 | Iowa | IA | 6A | 0.020839 | 0 | 0.058466 | 0.031444 | 0.013388 | 0.0078267 |  |  | Wt_CZandPR_Look 2: OutPatientHealthCare
38 | [11 empty] | Wt_CZandPR_Look 2: RestaurantSitDown
39 | [11 empty] | Wt_CZandPR_Look 2: RestaurantFastFood
40 | [11 empty] | Wt_CZandPR_Look 2: HotelLarge
41 | Kentucky | KY | 4A | 0.1684 | 0.024959 | 0.49656 | 0.19426 | 0.074187 | 0.041639 |  |  | Wt_CZandPR_Look 2: HotelSmall; Wt_CZandPR_Look 5: 0.0028767; Wt_CZandPR_Look 6: 0.0011371; National contribution by CZ AND Building Type, Fraction 8: 0.0026772; National contribution by CZ AND Building Type, Fraction 11: 0.0031453; National contribution by CZ AND Building Type, Fraction 13: 0.0036451; % weights by building type 20: 0.017206
42 | [11 empty] | Wt_CZandPR_Look 2: Warehouse
43 | [11 empty] | Wt_CZandPR_Look 2: ApartmentHighRise
44 | [11 empty] | Wt_CZandPR_Look 2: ApartmentMidRise; Wt_CZandPR_Look 5: 0.010937; Wt_CZandPR_Look 6: 0.0086208; National contribution by CZ AND Building Type, Fraction 8: 0.00825; National contribution by CZ AND Building Type, Fraction 11: 0.016939; National contribution by CZ AND Building Type, Fraction 13: 0.011218; % weights by building type 20: 0.073206 |  | 0.38224 | of building type
45 | [11 empty] | Wt_CZandPR_Look 2: %weight by Zone; Wt_CZandPR_Look 5: 0.15217; Wt_CZandPR_Look 6: 0.10081; National contribution by CZ AND Building Type, Fraction 8: 0.15025; National contribution by CZ AND Building Type, Fraction 11: 0.19286; National contribution by CZ AND Building Type, Fraction 13: 0.19366; % weights by building type 20: 0.29901 |  | 0.78975 | of climate zones
46 | Massachusetts | MA | 5A | 0.05789 | 0.082862 | 0.31665 | 0.065496 | 0.048779 | 0.42832 |  |  | Wt_CZandPR_Look 5: 2A; Wt_CZandPR_Look 6: 3B; Wt_CZandPR_Look 7: 3C; National contribution by CZ AND Building Type, Fraction 8: 3A; National contribution by CZ AND Building Type, Fraction 9: 4B; National contribution by CZ AND Building Type, Fraction 10: 4C; National contribution by CZ AND Building Type, Fraction 11: 4A; National contribution by CZ AND Building Type, Fraction 12: 5B; National contribution by CZ AND Building Type, Fraction 13: 5A |  | 0.29901 | of total building stock
47 | [11 empty] | Wt_CZandPR_Look 1: 2; Wt_CZandPR_Look 2: OfficeLarge; Wt_CZandPR_Look 5: 0.010893; Wt_CZandPR_Look 6: 0.0095197; Wt_CZandPR_Look 7: 0; National contribution by CZ AND Building Type, Fraction 8: 0.014881; National contribution by CZ AND Building Type, Fraction 9: 0; National contribution by CZ AND Building Type, Fraction 10: 0; National contribution by CZ AND Building Type, Fraction 11: 0.037854; National contribution by CZ AND Building Type, Fraction 12: 0; National contribution by CZ AND Building Type, Fraction 13: 0.01479
48 | [11 empty] | Wt_CZandPR_Look 2: OfficeMedium; Wt_CZandPR_Look 5: 0; Wt_CZandPR_Look 6: 0; Wt_CZandPR_Look 7: 0; National contribution by CZ AND Building Type, Fraction 8: 0; National contribution by CZ AND Building Type, Fraction 9: 0; National contribution by CZ AND Building Type, Fraction 10: 0; National contribution by CZ AND Building Type, Fraction 11: 0; National contribution by CZ AND Building Type, Fraction 12: 0; National contribution by CZ AND Building Type, Fraction 13: 0; % weights by building type 20: 2A | 3A | 3B | 4A | 5A
49 | [11 empty] | 1 | OfficeSmall |  |  | 0.03558 | 0.015878 | 0 | 0.032196 | 0 | 0 | 0.031291 | 0 | 0.030763 | [5 empty] | OfficeSmall | 0.03558 | 0.032196 | 0.015878 | 0.031291 | 0.030763
50 | [11 empty] | 3 | RetailStandalone |  |  | 0.07425 | 0.041816 | 0 | 0.079784 | 0 | 0 | 0.085129 | 0 | 0.11469 | [5 empty] | OfficeLarge | 0.010893 | 0.014881 | 0.0095197 | 0.037854 | 0.01479
51 | Montana | MT | 6B | 0.2458 | 0 | 0.57283 | 0.050246 | 0.070596 | 0.060522 |  |  |  | RetailStripmall |  |  | 0 | 0 | 0 | 0 | 0 | 0 | 0 | 0 | 0 | [5 empty] | RetailStandalone | 0.07425 | 0.079784 | 0.041816 | 0.085129 | 0.11469
52 | [11 empty] | 4 | SchoolPrimary |  |  | 0.031216 | 0.014921 | 0 | 0.031585 | 0 | 0 | 0.029929 | 0 | 0.030774 | [5 empty] | SchoolPrimary | 0.031216 | 0.031585 | 0.014921 | 0.029929 | 0.030774
53 | [12 empty] | SchoolSecondary |  |  | 0 | 0 | 0 | 0 | 0 | 0 | 0 | 0 | 0 | [5 empty] | HotelSmall | 0.0096209 | 0.0089536 | 0.0038029 | 0.010519 | 0.012191
54 | [12 empty] | Hospital |  |  | 0 | 0 | 0 | 0 | 0 | 0 | 0 | 0 | 0 | [5 empty] | ApartmentMidRise | 0.036579 | 0.027591 | 0.028831 | 0.05665 | 0.037517
55 | [11 empty] | Wt_CZandPR_Look 2: OutPatientHealthCare; Wt_CZandPR_Look 5: 0; Wt_CZandPR_Look 6: 0; Wt_CZandPR_Look 7: 0; National contribution by CZ AND Building Type, Fraction 8: 0; National contribution by CZ AND Building Type, Fraction 9: 0; National contribution by CZ AND Building Type, Fraction 10: 0; National contribution by CZ AND Building Type, Fraction 11: 0; National contribution by CZ AND Building Type, Fraction 12: 0; National contribution by CZ AND Building Type, Fraction 13: 0
56 | Nebraska | NE | 5A | 0.19116 | 0.032615 | 0.5597 | 0.10253 | 0.083513 | 0.030486 |  |  | Wt_CZandPR_Look 2: RestaurantSitDown; Wt_CZandPR_Look 5: 0; Wt_CZandPR_Look 6: 0; Wt_CZandPR_Look 7: 0; National contribution by CZ AND Building Type, Fraction 8: 0; National contribution by CZ AND Building Type, Fraction 9: 0; National contribution by CZ AND Building Type, Fraction 10: 0; National contribution by CZ AND Building Type, Fraction 11: 0; National contribution by CZ AND Building Type, Fraction 12: 0; National contribution by CZ AND Building Type, Fraction 13: 0
57 | [12 empty] | RestaurantFastFood |  |  | 0 | 0 | 0 | 0 | 0 | 0 | 0 | 0 | 0 |  |  |  |  | OfficeSmall | OfficeLarge | RetailStandalone | SchoolPrimary | HotelSmall | ApartmentMidRise
58 | [12 empty] | HotelLarge |  |  | 0 | 0 | 0 | 0 | 0 | 0 | 0 | 0 | 0 |  |  |  | 2A | 0.03558 | 0.010893 | 0.07425 | 0.031216 | 0.0096209 | 0.036579
59 | [11 empty] | 5 | HotelSmall |  |  | 0.0096209 | 0.0038029 | 0 | 0.0089536 | 0 | 0 | 0.010519 | 0 | 0.012191 |  |  |  | 3A | 0.032196 | 0.014881 | 0.079784 | 0.031585 | 0.0089536 | 0.027591
60 | [12 empty] | Warehouse |  |  | 0 | 0 | 0 | 0 | 0 | 0 | 0 | 0 | 0 |  |  |  | 3B | 0.015878 | 0.0095197 | 0.041816 | 0.014921 | 0.0038029 | 0.028831
61 | New Jersey | NJ | 4A | 0.049974 | 0.020231 | 0.1983 | 0.13317 | 0.017513 | 0.24856 |  |  |  | ApartmentHighRise |  |  | 0 | 0 | 0 | 0 | 0 | 0 | 0 | 0 | 0 |  |  |  | 4A | 0.031291 | 0.037854 | 0.085129 | 0.029929 | 0.010519 | 0.05665
62 | New Jersey | NJ | 5A | 0.02909 | 0.013318 | 0.10321 | 0.073196 | 0.01077 | 0.10267 |  |  | 6 | ApartmentMidRise |  |  | 0.036579 | 0.028831 | 0 | 0.027591 | 0 | 0 | 0.05665 | 0 | 0.037517 |  |  |  | 5A | 0.030763 | 0.01479 | 0.11469 | 0.030774 | 0.012191 | 0.037517
63 | [34 empty] | 1
64
65
66 | New York | NY | 4A | 0.032868 | 0.16194 | 0.1043 | 0.021706 | 0.017642 | 0.28655 | bar: National contribution by CZ AND Building Type, Fraction 14
67 | New York | NY | 5A | 0.039828 | 0.020321 | 0.15117 | 0.017524 | 0.020592 | 0.034662
68 | New York | NY | 6A | 0.0068456 | 0.004718 | 0.056179 | 0.0027535 | 0.01623 | 0.0041715 |  |  | Wt_CZandPR_Look 4: State; Wt_CZandPR_Look 5: Abbreviation; Wt_CZandPR_Look 6: Climate zone; Wt_CZandPR_Look 7: Small Office; National contribution by CZ AND Building Type, Fraction 8: Large Office; National contribution by CZ AND Building Type, Fraction 9: Stand-Alone Retail; National contribution by CZ AND Building Type, Fraction 10: Primary School; National contribution by CZ AND Building Type, Fraction 11: Small Hotel; National contribution by CZ AND Building Type, Fraction 12: Mid-rise Apartment
69 | [11 empty] | Wt_CZandPR_Look 4: US National; Wt_CZandPR_Look 5: US; Wt_CZandPR_Look 6: 2A; Wt_CZandPR_Look 7: 0.03558; National contribution by CZ AND Building Type, Fraction 8: 0.010893; National contribution by CZ AND Building Type, Fraction 9: 0.07425; National contribution by CZ AND Building Type, Fraction 10: 0.031216; National contribution by CZ AND Building Type, Fraction 11: 0.0096209; National contribution by CZ AND Building Type, Fraction 12: 0.036579
70 | [11 empty] | Wt_CZandPR_Look 4: US National; Wt_CZandPR_Look 5: US; Wt_CZandPR_Look 6: 3A; Wt_CZandPR_Look 7: 0.032196; National contribution by CZ AND Building Type, Fraction 8: 0.014881; National contribution by CZ AND Building Type, Fraction 9: 0.079784; National contribution by CZ AND Building Type, Fraction 10: 0.031585; National contribution by CZ AND Building Type, Fraction 11: 0.0089536; National contribution by CZ AND Building Type, Fraction 12: 0.027591
71 | North Carolina | NC | 3A | 0.068252 | 0.045953 | 0.21163 | 0.070378 | 0.010666 | 0.080268 |  |  | Wt_CZandPR_Look 4: US National; Wt_CZandPR_Look 5: US; Wt_CZandPR_Look 6: 3B; Wt_CZandPR_Look 7: 0.015878; National contribution by CZ AND Building Type, Fraction 8: 0.0095197; National contribution by CZ AND Building Type, Fraction 9: 0.041816; National contribution by CZ AND Building Type, Fraction 10: 0.014921; National contribution by CZ AND Building Type, Fraction 11: 0.0038029; National contribution by CZ AND Building Type, Fraction 12: 0.028831
72 | North Carolina | NC | 4A | 0.00023631 | 0 | 0.0039626 | 0.00030223 | 0.001005 | 0.00046641 |  |  | Wt_CZandPR_Look 4: US National; Wt_CZandPR_Look 5: US; Wt_CZandPR_Look 6: 4A; Wt_CZandPR_Look 7: 0.031291; National contribution by CZ AND Building Type, Fraction 8: 0.037854; National contribution by CZ AND Building Type, Fraction 9: 0.085129; National contribution by CZ AND Building Type, Fraction 10: 0.029929; National contribution by CZ AND Building Type, Fraction 11: 0.010519; National contribution by CZ AND Building Type, Fraction 12: 0.05665
73 | North Carolina | NC | 5A | 0.014995 | 0 | 0.29203 | 0.01105 | 0.036352 | 0 |  |  | Wt_CZandPR_Look 4: US National; Wt_CZandPR_Look 5: US; Wt_CZandPR_Look 6: 5A; Wt_CZandPR_Look 7: 0.030763; National contribution by CZ AND Building Type, Fraction 8: 0.01479; National contribution by CZ AND Building Type, Fraction 9: 0.11469; National contribution by CZ AND Building Type, Fraction 10: 0.030774; National contribution by CZ AND Building Type, Fraction 11: 0.012191; National contribution by CZ AND Building Type, Fraction 12: 0.037517
74
75
76 | Oklahoma | OK | 3A | 0.22736 | 0.020097 | 0.4747 | 0.15473 | 0.083569 | 0.031065
77 | Oklahoma | OK | 4B | 0 | 0 | 0.0067017 | 0 | 0.0017822 | 0
78
79
80
81 | Rhode Island | RI | 5A | 0.062731 | 0.084808 | 0.43546 | 0.088174 | 0.071115 | 0.25771
82
83
84
85
86 | South Carolina | SC | 3A | 0.15486 | 0.033564 | 0.42654 | 0.13461 | 0.034056 | 0.21637
87
88
89
90
91 | Texas | TX | 2A | 0.0012715 | 0 | 0.0040751 | 0.0066362 | 0.00090632 | 0
92 | Texas | TX | 2B | 0.077652 | 0.041824 | 0.21315 | 0.10864 | 0.026139 | 0.086841
93 | Texas | TX | 3A | 0.055809 | 0.034867 | 0.14221 | 0.07214 | 0.012027 | 0.052646
94 | Texas | TX | 3B | 0.0087353 | 0.00017241 | 0.021378 | 0.011035 | 0.0045974 | 0.0053102
95 | Texas | TX | 4B | 0.0012747 | 0 | 0.0079324 | 0.00091847 | 0.0018126 | 0
96 | US National | US | 2A | 0.037963 | 0.013189 | 0.079469 | 0.033062 | 0.010176 | 0.039502 | Updated for new climate zones
97 | US National | US | 3A | 0.033569 | 0.016338 | 0.083834 | 0.031881 | 0.0090148 | 0.027418 | Updated for new climate zones
98 | US National | US | 3B | 0.015823 | 0.009487 | 0.041725 | 0.014874 | 0.0037899 | 0.028732 | Updated for new climate zones
99 | US National | US | 4A | 0.028112 | 0.034885 | 0.082571 | 0.029289 | 0.010876 | 0.052817 | Updated for new climate zones
100 | US National | US | 5A | 0.029415 | 0.014664 | 0.11069 | 0.027312 | 0.0115 | 0.03802 | Updated for new climate zones | 1
101 | Utah | UT | 3B | 0.0076793 | 0 | 0.013772 | 0.016859 | 0.0044297 | 0
102 | Utah | UT | 5B | 0.13392 | 0.065221 | 0.35187 | 0.14115 | 0.022777 | 0.16186
103 | Utah | UT | 6B | 0.0091114 | 0 | 0.016106 | 0.020334 | 0.0062976 | 0.028618
104
105
106 | Virginia | VA | 4A | 0.1574 | 0.15988 | 0.28124 | 0.10238 | 0.04469 | 0.25441
107
108
109
110
111 | Wisconsin | WI | 6A | 0.12527 | 0.080126 | 0.50619 | 0.089425 | 0.034726 | 0.13601
112 | Wisconsin | WI | 7 | 0.0044353 | 0 | 0.022548 | 0.00047393 | 0.00078989 | 0
113
114
115
116 | California | CA | 2B | 0.00049985 | 0 | 0.0055755 | 0.00063529 | 0.00065382 | 0
117 | California | CA | 3B | 0.091551 | 0.077856 | 0.25787 | 0.098545 | 0.022025 | 0.22076
118 | California | CA | 3C | 0.022684 | 0.03405 | 0.055798 | 0.013892 | 0.0063493 | 0.076028
119 | California | CA | 4B | 0.0025517 | 0 | 0.0047673 | 0.00059338 | 0.00087837 | 0.0036697
120 | California | CA | 5B | 0.00056867 | 0 | 0.00082808 | 0.00026338 | 0.00083381 | 0.00027882
121 | Arizona | AZ | 2B | 0.23802 | 0.051174 | 0.39738 | 0.115 | 0.020279 | 0.078657
122 | Arizona | AZ | 3B | 0.0079831 | 0 | 0.034553 | 0.0030379 | 0.0050101 | 0
123 | Arizona | AZ | 4B | 0.0023962 | 0 | 0.016194 | 0.0022791 | 0.001589 | 0
124 | Arizona | AZ | 5B | 0.0045238 | 0 | 0.011951 | 0.0039661 | 0.0059994 | 0
125
126 | Florida | FL | 1A | 0.019426 | 0.026965 | 0.052727 | 0.014913 | 0.0022144 | 0.059097
127 | Florida | FL | 2A | 0.15622 | 0.03679 | 0.29451 | 0.11098 | 0.03388 | 0.19228
128
129
130
131 | Hawaii | HI | 1A | 0.13428 | 0 | 0.32005 | 0.093647 | 0.023273 | 0.42875
132
133
134
135
136 | Idaho | ID | 5B | 0.26752 | 0.018828 | 0.31013 | 0.10693 | 0.049707 | 0.084269
137 | Idaho | ID | 6B | 0.020096 | 0 | 0.066557 | 0.042201 | 0.014194 | 0.01957
138
139
140
141 | Illinois | IL | 4A | 0.0079981 | 0.00014205 | 0.046144 | 0.011542 | 0.0045464 | 0.0014271
142 | Illinois | IL | 5A | 0.087533 | 0.10017 | 0.38281 | 0.078397 | 0.02212 | 0.25717
143
144
145
146 | Indiana | IN | 4A | 0.026625 | 0.002409 | 0.085891 | 0.014827 | 0.010285 | 0.0088137
147 | Indiana | IN | 5A | 0.17587 | 0.025484 | 0.38997 | 0.14693 | 0.058317 | 0.054577
148
149
150
151 | Kansas | KS | 4A | 0.19635 | 0.040394 | 0.45193 | 0.15161 | 0.086324 | 0.042883
152 |  |  | 5A | 0.0071347 | 0 | 0.01424 | 0 | 0.0091462 | 0
153
154
155
156 | Louisiana | LA | 2A | 0.22732 | 0.034878 | 0.40355 | 0.06974 | 0.064317 | 0.038387
157 |  |  | 3A | 0.026419 | 0.0016306 | 0.11186 | 0.014 | 0.0078986 | 0
158
159
160
161 | Maine | ME | 6A | 0.10982 | 0.020678 | 0.54518 | 0.13492 | 0.1028 | 0.062917
162 | Maine | ME | 7 | 0.0024367 | 0 | 0.015782 | 0 | 0.0054657 | 0
163
164
165
166 | Maryland | MD | 4A | 0.1224 | 0.17935 | 0.19236 | 0.0815 | 0.030328 | 0.39334
167 | Maryland | MD | 5A | 0.00013601 | 0 | 0 | 0.00059288 | 0 | 0
168
169
170
171 | Michigan | MI | 6A | 0.019226 | 0 | 0.080476 | 0.007351 | 0.0068206 | 0.0061213
172 | Michigan | MI | 7 | 0.0017582 | 0 | 0.0057303 | 0.0012808 | 0.0017346 | 0.00090562
173
174
175
176 | Minnesota | MN | 6A | 0.11735 | 0.095235 | 0.37513 | 0.069364 | 0.015807 | 0.23937
177
178
179
180
181 | Mississippi | MS | 2A | 0.091676 | 0 | 0.050065 | 0.022157 | 0.015872 | 0.0042266
182 | Mississippi | MS | 3A | 0.13341 | 0.039548 | 0.41307 | 0.13847 | 0.078616 | 0.012889
183
184
185
186 | Missouri | MO | 4A | 0.1188 | 0.075011 | 0.46995 | 0.11508 | 0.058025 | 0.13308
187 | Missouri | MO | 5A | 0.0030344 | 0 | 0.020922 | 0.0053152 | 0.00078085 | 0
188
189
190
191 | Nevada | NV | 3B | 0.18067 | 0.030331 | 0.37874 | 0.078844 | 0.010522 | 0.14998
192 | Nevada | NV | 5B | 0.042608 | 0.0071761 | 0.10168 | 0.010424 | 0.0073409 | 0.0016771
193
194
195
196 | New Hampshire | NH | 5A | 0.049001 | 0.0056571 | 0.41786 | 0.027483 | 0.048939 | 0.094247
197 | New Hampshire | NH | 6A | 0.020787 | 0.0087428 | 0.25135 | 0.010388 | 0.029859 | 0.035681
198
199
200
201 | New Mexico | NM | 3B | 0.047627 | 0 | 0.088627 | 0.037801 | 0.026744 | 0
202 | New Mexico | NM | 4B | 0.12988 | 0 | 0.21268 | 0.091162 | 0.029189 | 0.0395
203
204
205
206 | North Dakota | ND | 6A | 0.014995 | 0 | 0.29203 | 0.01105 | 0.036352 | 0
207 | North Dakota | ND | 7 | 0.12037 | 0 | 0.37983 | 0.071609 | 0.058059 | 0.015697
208
209
210
211 | Ohio | OH | 4A | 0.015513 | 0.015843 | 0.046367 | 0.024166 | 0.0011099 | 0.013104
212 | Ohio | OH | 5A | 0.13 | 0.030357 | 0.47377 | 0.16642 | 0.04198 | 0.041375
213
214
215
216 | Oregon | OR | 4C | 0.12932 | 0.027078 | 0.37363 | 0.066899 | 0.055245 | 0.20775
217 | Oregon | OR | 5B | 0.025465 | 0 | 0.072867 | 0.0093537 | 0.017428 | 0.014972
218
219
220
221 | Pennsylvania | PA | 4A | 0.036569 | 0.067 | 0.12235 | 0.06255 | 0.0081762 | 0.090238
222 | Pennsylvania | PA | 5A | 0.067183 | 0.041597 | 0.32913 | 0.091365 | 0.041947 | 0.031052
223
224
225
226 | South Dakota | SD | 4A | 0.005647 | 0 | 0.061904 | 0.0094572 | 0.00025806 | 0
227 | South Dakota | SD | 5A | 0.1983 | 0.029146 | 0.43568 | 0.1559 | 0.094298 | 0.0094116
228
229
230
231 | Tennessee | TN | 3A | 0.031281 | 0.0025952 | 0.0882 | 0.022205 | 0.0099286 | 0.015147
232 | Tennessee | TN | 4A | 0.14027 | 0.093826 | 0.38379 | 0.081088 | 0.03761 | 0.09406
233
234
235
236 | Vermont | VT | 6A | 0.096397 | 0 | 0.17924 | 0.049257 | 0.15772 | 0.51739
237
238
239
240
241 | Washington | WA | 4C | 0.07229 | 0.14559 | 0.28269 | 0.067724 | 0.017578 | 0.29361
242 | Washington | WA | 5B | 0.020477 | 0.0024633 | 0.054532 | 0.011191 | 0.0085263 | 0.019631
243 | Washington | WA | 6A | 0.00076672 | 0 | 0.0016166 | 0.000739 | 0.00057273 | 0
244
245
246 | West Virginia | WV | 4A | 0.02376 | 0 | 0.25591 | 0.055599 | 0.022191 | 0.014623
247 | West Virginia | WV | 5A | 0.053817 | 0 | 0.4295 | 0.061993 | 0.037241 | 0.045363
248
249
250
251 | Wyoming | WY | 5B | 0.0028608 | 0 | 0.0020889 | 0.0086733 | 0.0080376 | 0
252 | Wyoming | WY | 6B | 0.063415 | 0 | 0.35531 | 0.17635 | 0.24235 | 0.0094226
253 | Wyoming | WY | 7 | 0.014645 | 0 | 0.00068115 | 0.068229 | 0.04793 | 0
254
255
256 | Alaska | AK | 7 | 0.07747 | 0.15393 | 0.25759 | 0.044383 | 0.060032 | 0.043348
257 | Alaska | AK | 8 | 0.066822 | 0 | 0.19404 | 0.047099 | 0.05529 | 0
258
259
260

## Cost Est Summary
Commercial Energy Code Adoption Cost Effectiveness - Incremental Cost Summary by Prototype and Climate Zone
The table as shown with replacements for 39 years, and the residual values in year 40 is used in the Scenario 3 cost effectiveness analysis. For the Scenario 1 analysis, the first 29 years of replacement costs are used with the residual cost shown at the bottom of the table as “Resid 30.”
First Cost Summary | [9 empty] | First Cost Summary Relative to Whole Building Cost
| Value | 2A | 3A | 3B | 4A | 5A |  |  |  | Prototype | Building First Cost, $/ft2 | 2A | 3A | 3B | 4A | 5A
|  | Tampa FL | Atlanta GA | El Paso TX | New York NY | Buffalo NY |  | Building Areas |  |  |  | $/ft2 | $/ft2 | $/ft2 | $/ft2 | $/ft2
Small Office | First Cost | 1197.3753 | 1111.4103 | 1042.9559 | 2178.2255 | 1177.4612 |  | 5500 |  | Small Office | 204.6 | 0.2177 | 0.20207 | 0.18963 | 0.39604 | 0.21408
| $/ft2 | 0.2177 | 0.20207 | 0.18963 | 0.39604 | 0.21408 | [5 empty] | 0.001064 | 0.00098766 | 0.00092682 | 0.0019357 | 0.0010464
Large Office | First Cost | 252564.1506 | 259401.06 | 190525.4231 | 345182.5706 | 217025.2134 |  | 498640 |  | Large Office | 184.14 | 0.50651 | 0.52022 | 0.38209 | 0.69225 | 0.43523
| $/ft2 | 0.50651 | 0.52022 | 0.38209 | 0.69225 | 0.43523 | [5 empty] | 0.0027507 | 0.0028251 | 0.002075 | 0.0037594 | 0.0023636
Standalone Retail | First Cost | 20836.3616 | 21474.8849 | 20971.7676 | 22788.5862 | 20580.9462 |  | 24690 |  | Standalone Retail | 106 | 0.84392 | 0.86978 | 0.8494 | 0.92299 | 0.83357
| $/ft2 | 0.84392 | 0.86978 | 0.8494 | 0.92299 | 0.83357 | [5 empty] | 0.0079615 | 0.0082055 | 0.0080132 | 0.0087074 | 0.0078639
Primary School | First Cost | -126995.4045 | -122029.6226 | -115700.8633 | -94757.2144 | -122925.7807 |  | 73970 |  | Primary School | 206 | -1.7169 | -1.6497 | -1.5642 | -1.281 | -1.6618
| $/ft2 | -1.7169 | -1.6497 | -1.5642 | -1.281 | -1.6618 | [5 empty] | -0.0083342 | -0.0080083 | -0.007593 | -0.0062186 | -0.0080672
Small Hotel | First Cost | -108452.186 | -108217.244 | -107988.3378 | -104823.3769 | -106651.3718 |  | 43210 |  | Small Hotel | 184.0513 | -2.5099 | -2.5044 | -2.4992 | -2.4259 | -2.4682
| $/ft2 | -2.5099 | -2.5044 | -2.4992 | -2.4259 | -2.4682 | [5 empty] | -0.013637 | -0.013607 | -0.013579 | -0.013181 | -0.01341
Mid-rise Apartment | First Cost | -18175.2345 | -17353.4277 | -17944.3502 | -12429.608 | -24614.2752 |  | 33740 |  | Mid-rise Apartment | 194 | -0.53869 | -0.51433 | -0.53184 | -0.36839 | -0.72953
| $/ft2 | -0.53869 | -0.51433 | -0.53184 | -0.36839 | -0.72953 | [5 empty] | -0.0027767 | -0.0026512 | -0.0027415 | -0.0018989 | -0.0037605
Cost Location Index |  | 1 | (set to a value of 1 if you want to see costs without this adjustment summary without index adjustment) | [9 empty] | 2 | 3 | 4 | 5 | 6 | 7 | 8 | 9 | 10 | 11
Small Office |  |  | HVAC |  |  |  |  | Lighting |  |  |  | Small Office | -0.0026512 2: Envelope, Power and Other; -0.0037605 9: Total
| 2A | 3A | 3B | 4A | 5A | 2A | 3A | 3B | 4A | 5A |  |  | 2A | 3A | 3B | 4A | 5A | 2A | 3A | 3B | 4A | 5A
New Construction | -324.0629 | -413.1372 | -481.5916 | -169.8209 | -849.8475 | 1456.1897 | 1456.1897 | 1456.1897 | 1456.1897 | 1456.1897 |  | New Construction | 65.2485 | 68.3578 | 68.3578 | 891.8567 | 571.119 | 1197.3753 | 1111.4103 | 1042.9559 | 2178.2255 | 1177.4612
Maintenance | 0 | 0 | 0 | 0 | 0 | [6 empty] | Maintenance | 0 | 0 | 0 | 0 | 0 | 0 | 0 | 0 | 0 | 0
Replacement (Year) | [11 empty] | Replacement (Year)
1 | 0 | 0 | 0 | 0 | 0 | 0 | 0 | 0 | 0 | 0 |  | 1 | 0 | 0 | 0 | 0 | 0 | 0 | 0 | 0 | 0 | 0
2 | 0 | 0 | 0 | 0 | 0 | 0 | 0 | 0 | 0 | 0 |  | 2 | 0 | 0 | 0 | 0 | 0 | 0 | 0 | 0 | 0 | 0
3 | 0 | 0 | 0 | 0 | 0 | -51.3451 | -51.3451 | -51.3451 | -51.3451 | -51.3451 |  | 3 | 0 | 0 | 0 | 0 | 0 | -51.3451 | -51.3451 | -51.3451 | -51.3451 | -51.3451
4 | 0 | 0 | 0 | 0 | 0 | 0 | 0 | 0 | 0 | 0 |  | 4 | 0 | 0 | 0 | 0 | 0 | 0 | 0 | 0 | 0 | 0
5 | 0 | 0 | 0 | 0 | 0 | 0 | 0 | 0 | 0 | 0 |  | 5 | 0 | 0 | 0 | 0 | 0 | 0 | 0 | 0 | 0 | 0
6 | 0 | 0 | 0 | 0 | 0 | -51.3451 | -51.3451 | -51.3451 | -51.3451 | -51.3451 |  | 6 | 0 | 0 | 0 | 0 | 0 | -51.3451 | -51.3451 | -51.3451 | -51.3451 | -51.3451
7 | 0 | 0 | 0 | 0 | 0 | 0 | 0 | 0 | 0 | 0 |  | 7 | 0 | 0 | 0 | 0 | 0 | 0 | 0 | 0 | 0 | 0
8 | 0 | 0 | 0 | 0 | 0 | 0 | 0 | 0 | 0 | 0 |  | 8 | 0 | 0 | 0 | 0 | 0 | 0 | 0 | 0 | 0 | 0
9 | 0 | 0 | 0 | 0 | 0 | -51.3451 | -51.3451 | -51.3451 | -51.3451 | -51.3451 |  | 9 | 0 | 0 | 0 | 0 | 0 | -51.3451 | -51.3451 | -51.3451 | -51.3451 | -51.3451
10 | 0 | 0 | 0 | 0 | 0 | 26.5105 | 26.5105 | 26.5105 | 26.5105 | 26.5105 |  | 10 | 0 | 0 | 0 | 0 | 0 | 26.5105 | 26.5105 | 26.5105 | 26.5105 | 26.5105
11 | 0 | 0 | 0 | 0 | 0 | 0 | 0 | 0 | 0 | 0 |  | 11 | 0 | 0 | 0 | 0 | 0 | 0 | 0 | 0 | 0 | 0
12 | 0 | 0 | 0 | 0 | 0 | -51.3451 | -51.3451 | -51.3451 | -51.3451 | -51.3451 |  | 12 | 0 | 0 | 0 | 0 | 0 | -51.3451 | -51.3451 | -51.3451 | -51.3451 | -51.3451
13 | 0 | 0 | 0 | 0 | 0 | 0 | 0 | 0 | 0 | 0 |  | 13 | 0 | 0 | 0 | 0 | 0 | 0 | 0 | 0 | 0 | 0
14 | 0 | 0 | 0 | 0 | 0 | -3509.6581 | -3509.6581 | -3509.6581 | -3509.6581 | -3509.6581 |  | 14 | 0 | 0 | 0 | 0 | 0 | -3509.6581 | -3509.6581 | -3509.6581 | -3509.6581 | -3509.6581
15 | -184.3617 | -189.6746 | -271.1811 | -101.4555 | -205.9266 | 5234.5473 | 5234.5473 | 5234.5473 | 5234.5473 | 5234.5473 |  | 15 | 0 | 0 | 0 | 0 | 0 | 5050.1856 | 5044.8727 | 4963.3661 | 5133.0917 | 5028.6207
16 | 0 | 0 | 0 | 0 | 0 | 0 | 0 | 0 | 0 | 0 |  | 16 | 0 | 0 | 0 | 0 | 0 | 0 | 0 | 0 | 0 | 0
17 | 0 | 0 | 0 | 0 | 0 | 0 | 0 | 0 | 0 | 0 |  | 17 | 0 | 0 | 0 | 0 | 0 | 0 | 0 | 0 | 0 | 0
18 | 0 | 0 | 0 | 0 | 0 | 3203.0176 | 3203.0176 | 3203.0176 | 3203.0176 | 3203.0176 |  | 18 | 0 | 0 | 0 | 0 | 0 | 3203.0176 | 3203.0176 | 3203.0176 | 3203.0176 | 3203.0176
19 | 0 | 0 | 0 | 0 | 0 | 0 | 0 | 0 | 0 | 0 |  | 19 | 0 | 0 | 0 | 0 | 0 | 0 | 0 | 0 | 0 | 0
20 | 0 | 0 | 0 | 0 | 0 | 26.5105 | 26.5105 | 26.5105 | 26.5105 | 26.5105 |  | 20 | 0 | 0 | 0 | 0 | 0 | 26.5105 | 26.5105 | 26.5105 | 26.5105 | 26.5105
21 | 0 | 0 | 0 | 0 | 0 | -51.3451 | -51.3451 | -51.3451 | -51.3451 | -51.3451 |  | 21 | 0 | 0 | 0 | 0 | 0 | -51.3451 | -51.3451 | -51.3451 | -51.3451 | -51.3451
22 | 0 | 0 | 0 | 0 | 0 | 0 | 0 | 0 | 0 | 0 |  | 22 | 0 | 0 | 0 | 0 | 0 | 0 | 0 | 0 | 0 | 0
23 | 0 | 0 | 0 | 0 | 0 | -10613.4883 | -10613.4883 | -10613.4883 | -10613.4883 | -10613.4883 |  | 23 | 0 | 0 | 0 | 0 | 0 | -10613.4883 | -10613.4883 | -10613.4883 | -10613.4883 | -10613.4883
24 | 0 | 0 | 0 | 0 | 0 | -51.3451 | -51.3451 | -51.3451 | -51.3451 | -51.3451 |  | 24 | 0 | 0 | 0 | 0 | 0 | -51.3451 | -51.3451 | -51.3451 | -51.3451 | -51.3451
25 | 0 | 0 | 0 | 0 | 0 | 0 | 0 | 0 | 0 | 0 |  | 25 | 0 | 0 | 0 | 0 | 0 | 0 | 0 | 0 | 0 | 0
26 | 0 | 0 | 0 | 0 | 0 | 0 | 0 | 0 | 0 | 0 |  | 26 | 0 | 0 | 0 | 0 | 0 | 0 | 0 | 0 | 0 | 0
27 | 0 | 0 | 0 | 0 | 0 | -51.3451 | -51.3451 | -51.3451 | -51.3451 | -51.3451 |  | 27 | 0 | 0 | 0 | 0 | 0 | -51.3451 | -51.3451 | -51.3451 | -51.3451 | -51.3451
28 | 0 | 0 | 0 | 0 | 0 | -3509.6581 | -3509.6581 | -3509.6581 | -3509.6581 | -3509.6581 |  | 28 | 0 | 0 | 0 | 0 | 0 | -3509.6581 | -3509.6581 | -3509.6581 | -3509.6581 | -3509.6581
29 | 0 | 0 | 0 | 0 | 0 | 0 | 0 | 0 | 0 | 0 |  | 29 | 0 | 0 | 0 | 0 | 0 | 0 | 0 | 0 | 0 | 0
30 | -469.2223 | -616.9655 | -698.4721 | -243.8858 | -1345.3691 | 5261.0577 | 5261.0577 | 5261.0577 | 5261.0577 | 5261.0577 |  | 30 | 0 | 0 | 0 | 0 | 0 | 4791.8354 | 4644.0922 | 4562.5856 | 5017.1719 | 3915.6886
31 | 0 | 0 | 0 | 0 | 0 | 0 | 0 | 0 | 0 | 0 |  | 31 | 0 | 0 | 0 | 0 | 0 | 0 | 0 | 0 | 0 | 0
32 | 0 | 0 | 0 | 0 | 0 | 0 | 0 | 0 | 0 | 0 |  | 32 | 0 | 0 | 0 | 0 | 0 | 0 | 0 | 0 | 0 | 0
33 | 0 | 0 | 0 | 0 | 0 | -51.3451 | -51.3451 | -51.3451 | -51.3451 | -51.3451 |  | 33 | 0 | 0 | 0 | 0 | 0 | -51.3451 | -51.3451 | -51.3451 | -51.3451 | -51.3451
34 | 0 | 0 | 0 | 0 | 0 | 0 | 0 | 0 | 0 | 0 |  | 34 | 0 | 0 | 0 | 0 | 0 | 0 | 0 | 0 | 0 | 0
35 | 0 | 0 | 0 | 0 | 0 | 4842.0427 | 4842.0427 | 4842.0427 | 4842.0427 | 4842.0427 |  | 35 | 0 | 0 | 0 | 0 | 0 | 4842.0427 | 4842.0427 | 4842.0427 | 4842.0427 | 4842.0427
36 | 0 | 0 | 0 | 0 | 0 | 3203.0176 | 3203.0176 | 3203.0176 | 3203.0176 | 3203.0176 |  | 36 | 0 | 0 | 0 | 0 | 0 | 3203.0176 | 3203.0176 | 3203.0176 | 3203.0176 | 3203.0176
37 | 0 | 0 | 0 | 0 | 0 | 0 | 0 | 0 | 0 | 0 |  | 37 | 0 | 0 | 0 | 0 | 0 | 0 | 0 | 0 | 0 | 0
38 | 0 | 0 | 0 | 0 | 0 | 0 | 0 | 0 | 0 | 0 |  | 38 | 0 | 0 | 0 | 0 | 0 | 0 | 0 | 0 | 0 | 0
39 | 0 | 0 | 0 | 0 | 0 | -51.3451 | -51.3451 | -51.3451 | -51.3451 | -51.3451 |  | 39 | 0 | 0 | 0 | 0 | 0 | -51.3451 | -51.3451 | -51.3451 | -51.3451 | -51.3451
40 | 251.361 | 348.0855 | 375.2544 | 128.7721 | 828.2706 | -5139.1116 | -5139.1116 | -5139.1116 | -5139.1116 | -5139.1116 |  | 40 | 0 | 0 | 0 | 0 | 0 | -4887.7506 | -4791.0261 | -4763.8572 | -5010.3395 | -4310.841
Resid 30:
30 | 0 | 0 | 0 | 0 | 0 | 8615.0666 | 8615.0666 | 8615.0666 | 8615.0666 | 8615.0666 |  | 30 | -188.0444 | -190.6603 | -190.6603 | -394.526 | -313.174 | 8427.0222 | 8424.4063 | 8424.4063 | 8220.5406 | 8301.8926
Note - all envelope & lighting columns same with ref col 8 to proto tab (no CZ diff) (except sm office first cost)
Large Office |  |  | HVAC |  |  |  |  | Lighting |  |  |  | Large Office | -0.0026512 2: Envelope, Power and Other; -0.0037605 9: Total
| 2A | 3A | 3B | 4A | 5A | 2A | 3A | 3B | 4A | 5A |  |  | 2A | 3A | 3B | 4A | 5A | 2A | 3A | 3B | 4A | 5A
New Construction | 9941.1777 | 16536.5632 | -52339.0736 | 34834.2134 | -68409.0072 | 241452.8236 | 241452.8236 | 241452.8236 | 241452.8236 | 241452.8236 |  | New Construction | 1170.1492 | 1411.6732 | 1411.6732 | 68895.5336 | 43981.3969 | 252564.1506 | 259401.06 | 190525.4231 | 345182.5706 | 217025.2134
Maintenance | 647.2352 | 665.6616 | 0 | 645.024 | -0.24569 | [6 empty] | Maintenance | 0 | 0 | 0 | 0 | 0 | 647.2352 | 665.6616 | 0 | 645.024 | -0.24569
Replacement (Year) | [11 empty] | Replacement (Year)
1 | 0 | 0 | 0 | 0 | 0 | 0 | 0 | 0 | 0 | 0 |  | 1 | 0 | 0 | 0 | 0 | 0 | 0 | 0 | 0 | 0 | 0
2 | 0 | 0 | 0 | 0 | 0 | 0 | 0 | 0 | 0 | 0 |  | 2 | 0 | 0 | 0 | 0 | 0 | 0 | 0 | 0 | 0 | 0
3 | 0 | 0 | 0 | 0 | 0 | -3754.9196 | -3754.9196 | -3754.9196 | -3754.9196 | -3754.9196 |  | 3 | 0 | 0 | 0 | 0 | 0 | -3754.9196 | -3754.9196 | -3754.9196 | -3754.9196 | -3754.9196
4 | 0 | 0 | 0 | 0 | 0 | 0 | 0 | 0 | 0 | 0 |  | 4 | 0 | 0 | 0 | 0 | 0 | 0 | 0 | 0 | 0 | 0
5 | 0 | 0 | 0 | 0 | 0 | 0 | 0 | 0 | 0 | 0 |  | 5 | 0 | 0 | 0 | 0 | 0 | 0 | 0 | 0 | 0 | 0
6 | 0 | 0 | 0 | 0 | 0 | -3754.9196 | -3754.9196 | -3754.9196 | -3754.9196 | -3754.9196 |  | 6 | 0 | 0 | 0 | 0 | 0 | -3754.9196 | -3754.9196 | -3754.9196 | -3754.9196 | -3754.9196
7 | 0 | 0 | 0 | 0 | 0 | 0 | 0 | 0 | 0 | 0 |  | 7 | 0 | 0 | 0 | 0 | 0 | 0 | 0 | 0 | 0 | 0
8 | 0 | 0 | 0 | 0 | 0 | 0 | 0 | 0 | 0 | 0 |  | 8 | 0 | 0 | 0 | 0 | 0 | 0 | 0 | 0 | 0 | 0
9 | 0 | 0 | 0 | 0 | 0 | -3754.9196 | -3754.9196 | -3754.9196 | -3754.9196 | -3754.9196 |  | 9 | 0 | 0 | 0 | 0 | 0 | -3754.9196 | -3754.9196 | -3754.9196 | -3754.9196 | -3754.9196
10 | 0 | 0 | 0 | 0 | 0 | 0 | 0 | 0 | 0 | 0 |  | 10 | 0 | 0 | 0 | 0 | 0 | 0 | 0 | 0 | 0 | 0
11 | 0 | 0 | 0 | 0 | 0 | -64819.6813 | -64819.6813 | -64819.6813 | -64819.6813 | -64819.6813 |  | 11 | 0 | 0 | 0 | 0 | 0 | -64819.6813 | -64819.6813 | -64819.6813 | -64819.6813 | -64819.6813
12 | 0 | 0 | 0 | 0 | 0 | -3754.9196 | -3754.9196 | -3754.9196 | -3754.9196 | -3754.9196 |  | 12 | 0 | 0 | 0 | 0 | 0 | -3754.9196 | -3754.9196 | -3754.9196 | -3754.9196 | -3754.9196
13 | 0 | 0 | 0 | 0 | 0 | 2520.3568 | 2520.3568 | 2520.3568 | 2520.3568 | 2520.3568 |  | 13 | 0 | 0 | 0 | 0 | 0 | 2520.3568 | 2520.3568 | 2520.3568 | 2520.3568 | 2520.3568
14 | 0 | 0 | 0 | 0 | 0 | -9847.1627 | -9847.1627 | -9847.1627 | -9847.1627 | -9847.1627 |  | 14 | 0 | 0 | 0 | 0 | 0 | -9847.1627 | -9847.1627 | -9847.1627 | -9847.1627 | -9847.1627
15 | 55306.9123 | 57527.8823 | -14177.0206 | 69875.6277 | -6125.2256 | 183894.2598 | 183894.2598 | 183894.2598 | 183894.2598 | 183894.2598 |  | 15 | 0 | 0 | 0 | 0 | 0 | 239201.1722 | 241422.1421 | 169717.2393 | 253769.8875 | 177769.0342
16 | 0 | 0 | 0 | 0 | 0 | 0 | 0 | 0 | 0 | 0 |  | 16 | 0 | 0 | 0 | 0 | 0 | 0 | 0 | 0 | 0 | 0
17 | 0 | 0 | 0 | 0 | 0 | 0 | 0 | 0 | 0 | 0 |  | 17 | 0 | 0 | 0 | 0 | 0 | 0 | 0 | 0 | 0 | 0
18 | 0 | 0 | 0 | 0 | 0 | 40427.5524 | 40427.5524 | 40427.5524 | 40427.5524 | 40427.5524 |  | 18 | 0 | 0 | 0 | 0 | 0 | 40427.5524 | 40427.5524 | 40427.5524 | 40427.5524 | 40427.5524
19 | 0 | 0 | 0 | 0 | 0 | 0 | 0 | 0 | 0 | 0 |  | 19 | 0 | 0 | 0 | 0 | 0 | 0 | 0 | 0 | 0 | 0
20 | -15838.0816 | -12345.0511 | -10189.365 | -11956.2188 | -14308.1468 | 0 | 0 | 0 | 0 | 0 |  | 20 | 0 | 0 | 0 | 0 | 0 | -15838.0816 | -12345.0511 | -10189.365 | -11956.2188 | -14308.1468
21 | 0 | 0 | 0 | 0 | 0 | 2798.5604 | 2798.5604 | 2798.5604 | 2798.5604 | 2798.5604 |  | 21 | 0 | 0 | 0 | 0 | 0 | 2798.5604 | 2798.5604 | 2798.5604 | 2798.5604 | 2798.5604
22 | 0 | 0 | 0 | 0 | 0 | -64819.6813 | -64819.6813 | -64819.6813 | -64819.6813 | -64819.6813 |  | 22 | 0 | 0 | 0 | 0 | 0 | -64819.6813 | -64819.6813 | -64819.6813 | -64819.6813 | -64819.6813
23 | -267.1529 | 1203.2991 | 7381.3662 | 1137.5872 | 1992.6164 | -56883.4778 | -56883.4778 | -56883.4778 | -56883.4778 | -56883.4778 |  | 23 | 0 | 0 | 0 | 0 | 0 | -57150.6307 | -55680.1787 | -49502.1116 | -55745.8906 | -54890.8614
24 | 0 | 0 | 0 | 0 | 0 | -3754.9196 | -3754.9196 | -3754.9196 | -3754.9196 | -3754.9196 |  | 24 | 0 | 0 | 0 | 0 | 0 | -3754.9196 | -3754.9196 | -3754.9196 | -3754.9196 | -3754.9196
25 | 0 | 0 | 0 | 0 | 0 | 0 | 0 | 0 | 0 | 0 |  | 25 | 0 | 0 | 0 | 0 | 0 | 0 | 0 | 0 | 0 | 0
26 | 0 | 0 | 0 | 0 | 0 | 2520.3568 | 2520.3568 | 2520.3568 | 2520.3568 | 2520.3568 |  | 26 | 0 | 0 | 0 | 0 | 0 | 2520.3568 | 2520.3568 | 2520.3568 | 2520.3568 | 2520.3568
27 | 0 | 0 | 0 | 0 | 0 | -3754.9196 | -3754.9196 | -3754.9196 | -3754.9196 | -3754.9196 |  | 27 | 0 | 0 | 0 | 0 | 0 | -3754.9196 | -3754.9196 | -3754.9196 | -3754.9196 | -3754.9196
28 | 0 | 0 | 0 | 0 | 0 | -9847.1627 | -9847.1627 | -9847.1627 | -9847.1627 | -9847.1627 |  | 28 | 0 | 0 | 0 | 0 | 0 | -9847.1627 | -9847.1627 | -9847.1627 | -9847.1627 | -9847.1627
29 | 0 | 0 | 0 | 0 | 0 | 0 | 0 | 0 | 0 | 0 |  | 29 | 0 | 0 | 0 | 0 | 0 | 0 | 0 | 0 | 0 | 0
30 | -9548.4188 | -6617.0045 | -145321.7699 | -3551.2841 | -137314.5174 | 183894.2598 | 183894.2598 | 183894.2598 | 183894.2598 | 183894.2598 |  | 30 | 15806.7658 | 15806.7658 | 15806.7658 | 15806.7658 | 15806.7658 | 190152.6069 | 193084.0212 | 54379.2558 | 196149.7416 | 62386.5083
31 | 0 | 0 | 0 | 0 | 0 | 0 | 0 | 0 | 0 | 0 |  | 31 | 0 | 0 | 0 | 0 | 0 | 0 | 0 | 0 | 0 | 0
32 | 0 | 0 | 0 | 0 | 0 | 0 | 0 | 0 | 0 | 0 |  | 32 | 0 | 0 | 0 | 0 | 0 | 0 | 0 | 0 | 0 | 0
33 | 0 | 0 | 0 | 0 | 0 | -68574.6009 | -68574.6009 | -68574.6009 | -68574.6009 | -68574.6009 |  | 33 | 0 | 0 | 0 | 0 | 0 | -68574.6009 | -68574.6009 | -68574.6009 | -68574.6009 | -68574.6009
34 | 0 | 0 | 0 | 0 | 0 | 0 | 0 | 0 | 0 | 0 |  | 34 | 0 | 0 | 0 | 0 | 0 | 0 | 0 | 0 | 0 | 0
35 | 8157.3602 | 7577.8386 | 7795.2972 | 8852.1593 | 7509.7003 | 56883.4778 | 56883.4778 | 56883.4778 | 56883.4778 | 56883.4778 |  | 35 | 0 | 0 | 0 | 0 | 0 | 65040.838 | 64461.3164 | 64678.775 | 65735.6371 | 64393.1781
36 | 0 | 0 | 0 | 0 | 0 | 40427.5524 | 40427.5524 | 40427.5524 | 40427.5524 | 40427.5524 |  | 36 | 0 | 0 | 0 | 0 | 0 | 40427.5524 | 40427.5524 | 40427.5524 | 40427.5524 | 40427.5524
37 | 0 | 0 | 0 | 0 | 0 | 0 | 0 | 0 | 0 | 0 |  | 37 | 0 | 0 | 0 | 0 | 0 | 0 | 0 | 0 | 0 | 0
38 | 0 | 0 | 0 | 0 | 0 | 0 | 0 | 0 | 0 | 0 |  | 38 | 0 | 0 | 0 | 0 | 0 | 0 | 0 | 0 | 0 | 0
39 | 0 | 0 | 0 | 0 | 0 | -1234.5628 | -1234.5628 | -1234.5628 | -1234.5628 | -1234.5628 |  | 39 | 0 | 0 | 0 | 0 | 0 | -1234.5628 | -1234.5628 | -1234.5628 | -1234.5628 | -1234.5628
40 | 17878.919 | 16778.1028 | 83548.2492 | 17775.0716 | 82544.5708 | -106301.7836 | -106301.7836 | -106301.7836 | -106301.7836 | -106301.7836 |  | 40 | -10537.8439 | -10537.8439 | -10537.8439 | -10537.8439 | -10537.8439 | -98960.7085 | -100061.5247 | -33291.3783 | -99064.5559 | -34295.0567
Resid 30:
30 | 6939.5491 | 4252.8996 | -1153.7948 | 3922.1502 | 4695.0912 | 37346.2252 | 37346.2252 | 37346.2252 | 37346.2252 | 37346.2252 |  | 30 | -13097.9289 | -13301.1271 | -13301.1271 | -30016.0388 | -23696.8051 | 31187.8454 | 28297.9977 | 22891.3033 | 11252.3366 | 18344.5113
Standalone Retail |  |  | HVAC |  |  |  |  | Lighting |  |  |  | Standalone Retail | -0.0026512 2: Envelope, Power and Other; -0.0037605 9: Total
| 2A | 3A | 3B | 4A | 5A | 2A | 3A | 3B | 4A | 5A |  |  | 2A | 3A | 3B | 4A | 5A | 2A | 3A | 3B | 4A | 5A
New Construction | -4077.7831 | -3465.9437 | -3969.061 | -3046.7397 | -4831.2545 | 23718.5458 | 23718.5458 | 23718.5458 | 23718.5458 | 23718.5458 |  | New Construction | 1195.5989 | 1222.2828 | 1222.2828 | 2116.7801 | 1693.6548 | 20836.3616 | 21474.8849 | 20971.7676 | 22788.5862 | 20580.9462
Maintenance | 0 | 0 | 0 | 0 | 0 | [6 empty] | Maintenance | 0 | 0 | 0 | 0 | 0 | 0 | 0 | 0 | 0 | 0
Replacement (Year) | [11 empty] | Replacement (Year)
1 | 0 | 0 | 0 | 0 | 0 | 0 | 0 | 0 | 0 | 0 |  | 1 | 0 | 0 | 0 | 0 | 0 | 0 | 0 | 0 | 0 | 0
2 | 0 | 0 | 0 | 0 | 0 | 0 | 0 | 0 | 0 | 0 |  | 2 | 0 | 0 | 0 | 0 | 0 | 0 | 0 | 0 | 0 | 0
3 | 0 | 0 | 0 | 0 | 0 | 0 | 0 | 0 | 0 | 0 |  | 3 | 0 | 0 | 0 | 0 | 0 | 0 | 0 | 0 | 0 | 0
4 | 0 | 0 | 0 | 0 | 0 | -74658.5798 | -74658.5798 | -74658.5798 | -74658.5798 | -74658.5798 |  | 4 | 0 | 0 | 0 | 0 | 0 | -74658.5798 | -74658.5798 | -74658.5798 | -74658.5798 | -74658.5798
5 | 0 | 0 | 0 | 0 | 0 | -8.2239 | -8.2239 | -8.2239 | -8.2239 | -8.2239 |  | 5 | 0 | 0 | 0 | 0 | 0 | -8.2239 | -8.2239 | -8.2239 | -8.2239 | -8.2239
6 | 0 | 0 | 0 | 0 | 0 | 0 | 0 | 0 | 0 | 0 |  | 6 | 0 | 0 | 0 | 0 | 0 | 0 | 0 | 0 | 0 | 0
7 | 0 | 0 | 0 | 0 | 0 | 0 | 0 | 0 | 0 | 0 |  | 7 | 0 | 0 | 0 | 0 | 0 | 0 | 0 | 0 | 0 | 0
8 | 0 | 0 | 0 | 0 | 0 | -74658.5798 | -74658.5798 | -74658.5798 | -74658.5798 | -74658.5798 |  | 8 | 0 | 0 | 0 | 0 | 0 | -74658.5798 | -74658.5798 | -74658.5798 | -74658.5798 | -74658.5798
9 | 0 | 0 | 0 | 0 | 0 | 0 | 0 | 0 | 0 | 0 |  | 9 | 0 | 0 | 0 | 0 | 0 | 0 | 0 | 0 | 0 | 0
10 | 0 | 0 | 0 | 0 | 0 | -8499.754 | -8499.754 | -8499.754 | -8499.754 | -8499.754 |  | 10 | 0 | 0 | 0 | 0 | 0 | -8499.754 | -8499.754 | -8499.754 | -8499.754 | -8499.754
11 | 0 | 0 | 0 | 0 | 0 | -8562.8841 | -8562.8841 | -8562.8841 | -8562.8841 | -8562.8841 |  | 11 | 0 | 0 | 0 | 0 | 0 | -8562.8841 | -8562.8841 | -8562.8841 | -8562.8841 | -8562.8841
12 | 0 | 0 | 0 | 0 | 0 | -74658.5798 | -74658.5798 | -74658.5798 | -74658.5798 | -74658.5798 |  | 12 | 0 | 0 | 0 | 0 | 0 | -74658.5798 | -74658.5798 | -74658.5798 | -74658.5798 | -74658.5798
13 | 0 | 0 | 0 | 0 | 0 | 0 | 0 | 0 | 0 | 0 |  | 13 | 0 | 0 | 0 | 0 | 0 | 0 | 0 | 0 | 0 | 0
14 | 0 | 0 | 0 | 0 | 0 | 120689.5258 | 120689.5258 | 120689.5258 | 120689.5258 | 120689.5258 |  | 14 | 0 | 0 | 0 | 0 | 0 | 120689.5258 | 120689.5258 | 120689.5258 | 120689.5258 | 120689.5258
15 | -1524.569 | -787.423 | -928.9115 | -663.2768 | -1498.0267 | -8.2239 | -8.2239 | -8.2239 | -8.2239 | -8.2239 |  | 15 | 0 | 0 | 0 | 0 | 0 | -1532.7929 | -795.647 | -937.1354 | -671.5008 | -1506.2507
16 | 0 | 0 | 0 | 0 | 0 | -74658.5798 | -74658.5798 | -74658.5798 | -74658.5798 | -74658.5798 |  | 16 | 0 | 0 | 0 | 0 | 0 | -74658.5798 | -74658.5798 | -74658.5798 | -74658.5798 | -74658.5798
17 | 0 | 0 | 0 | 0 | 0 | 0 | 0 | 0 | 0 | 0 |  | 17 | 0 | 0 | 0 | 0 | 0 | 0 | 0 | 0 | 0 | 0
18 | 0 | 0 | 0 | 0 | 0 | 5631.3744 | 5631.3744 | 5631.3744 | 5631.3744 | 5631.3744 |  | 18 | 0 | 0 | 0 | 0 | 0 | 5631.3744 | 5631.3744 | 5631.3744 | 5631.3744 | 5631.3744
19 | 0 | 0 | 0 | 0 | 0 | 0 | 0 | 0 | 0 | 0 |  | 19 | 0 | 0 | 0 | 0 | 0 | 0 | 0 | 0 | 0 | 0
20 | 0 | 0 | 0 | 0 | 0 | -83158.3339 | -83158.3339 | -83158.3339 | -83158.3339 | -83158.3339 |  | 20 | 0 | 0 | 0 | 0 | 0 | -83158.3339 | -83158.3339 | -83158.3339 | -83158.3339 | -83158.3339
21 | 0 | 0 | 0 | 0 | 0 | 0 | 0 | 0 | 0 | 0 |  | 21 | 0 | 0 | 0 | 0 | 0 | 0 | 0 | 0 | 0 | 0
22 | 0 | 0 | 0 | 0 | 0 | -8562.8841 | -8562.8841 | -8562.8841 | -8562.8841 | -8562.8841 |  | 22 | 0 | 0 | 0 | 0 | 0 | -8562.8841 | -8562.8841 | -8562.8841 | -8562.8841 | -8562.8841
23 | 0 | 0 | 0 | 0 | 0 | -45222.3141 | -45222.3141 | -45222.3141 | -45222.3141 | -45222.3141 |  | 23 | 0 | 0 | 0 | 0 | 0 | -45222.3141 | -45222.3141 | -45222.3141 | -45222.3141 | -45222.3141
24 | 0 | 0 | 0 | 0 | 0 | -74658.5798 | -74658.5798 | -74658.5798 | -74658.5798 | -74658.5798 |  | 24 | 0 | 0 | 0 | 0 | 0 | -74658.5798 | -74658.5798 | -74658.5798 | -74658.5798 | -74658.5798
25 | 0 | 0 | 0 | 0 | 0 | -8.2239 | -8.2239 | -8.2239 | -8.2239 | -8.2239 |  | 25 | 0 | 0 | 0 | 0 | 0 | -8.2239 | -8.2239 | -8.2239 | -8.2239 | -8.2239
26 | 0 | 0 | 0 | 0 | 0 | 0 | 0 | 0 | 0 | 0 |  | 26 | 0 | 0 | 0 | 0 | 0 | 0 | 0 | 0 | 0 | 0
27 | 0 | 0 | 0 | 0 | 0 | 0 | 0 | 0 | 0 | 0 |  | 27 | 0 | 0 | 0 | 0 | 0 | 0 | 0 | 0 | 0 | 0
28 | 0 | 0 | 0 | 0 | 0 | 46030.9459 | 46030.9459 | 46030.9459 | 46030.9459 | 46030.9459 |  | 28 | 0 | 0 | 0 | 0 | 0 | 46030.9459 | 46030.9459 | 46030.9459 | 46030.9459 | 46030.9459
29 | 0 | 0 | 0 | 0 | 0 | 0 | 0 | 0 | 0 | 0 |  | 29 | 0 | 0 | 0 | 0 | 0 | 0 | 0 | 0 | 0 | 0
30 | -5005.9509 | -4268.805 | -4885.0273 | -3749.0472 | -5928.8765 | -8499.754 | -8499.754 | -8499.754 | -8499.754 | -8499.754 |  | 30 | 0 | 0 | 0 | 0 | 0 | -13505.7049 | -12768.559 | -13384.7814 | -12248.8012 | -14428.6305
31 | 0 | 0 | 0 | 0 | 0 | 0 | 0 | 0 | 0 | 0 |  | 31 | 0 | 0 | 0 | 0 | 0 | 0 | 0 | 0 | 0 | 0
32 | 0 | 0 | 0 | 0 | 0 | -74658.5798 | -74658.5798 | -74658.5798 | -74658.5798 | -74658.5798 |  | 32 | 0 | 0 | 0 | 0 | 0 | -74658.5798 | -74658.5798 | -74658.5798 | -74658.5798 | -74658.5798
33 | 0 | 0 | 0 | 0 | 0 | -8562.8841 | -8562.8841 | -8562.8841 | -8562.8841 | -8562.8841 |  | 33 | 0 | 0 | 0 | 0 | 0 | -8562.8841 | -8562.8841 | -8562.8841 | -8562.8841 | -8562.8841
34 | 0 | 0 | 0 | 0 | 0 | 0 | 0 | 0 | 0 | 0 |  | 34 | 0 | 0 | 0 | 0 | 0 | 0 | 0 | 0 | 0 | 0
35 | 0 | 0 | 0 | 0 | 0 | 35819.9808 | 35819.9808 | 35819.9808 | 35819.9808 | 35819.9808 |  | 35 | 0 | 0 | 0 | 0 | 0 | 35819.9808 | 35819.9808 | 35819.9808 | 35819.9808 | 35819.9808
36 | 0 | 0 | 0 | 0 | 0 | -69027.2055 | -69027.2055 | -69027.2055 | -69027.2055 | -69027.2055 |  | 36 | 0 | 0 | 0 | 0 | 0 | -69027.2055 | -69027.2055 | -69027.2055 | -69027.2055 | -69027.2055
37 | 0 | 0 | 0 | 0 | 0 | 0 | 0 | 0 | 0 | 0 |  | 37 | 0 | 0 | 0 | 0 | 0 | 0 | 0 | 0 | 0 | 0
38 | 0 | 0 | 0 | 0 | 0 | 0 | 0 | 0 | 0 | 0 |  | 38 | 0 | 0 | 0 | 0 | 0 | 0 | 0 | 0 | 0 | 0
39 | 0 | 0 | 0 | 0 | 0 | 0 | 0 | 0 | 0 | 0 |  | 39 | 0 | 0 | 0 | 0 | 0 | 0 | 0 | 0 | 0 | 0
40 | 181654.1232 | 0 | -183481.2331 | 2278.2725 | 3453.2421 | -37420.3069 | -37420.3069 | -37420.3069 | -37420.3069 | -37420.3069 |  | 40 | 0 | 0 | 0 | 0 | 0 | 144233.8162 | -37420.3069 | -220901.54 | -35142.0344 | -33967.0649
Resid 30:
30 | 0 | 0 | 0 | 0 | 0 | -39319.9816 | -39319.9816 | -39319.9816 | -39319.9816 | -39319.9816 |  | 30 | -672.3821 | -681.7307 | -681.7307 | -902.4974 | -795.4308 | -39992.3638 | -40001.7123 | -40001.7123 | -40222.4791 | -40115.4124
[6 empty] | -87615.1116 | -90553.8079 | 13245.2592 | -16183.9555 |  |  |  | -0.0037605 5: 4.863; -0.0037605 6: 34.2662
Primary School |  |  | HVAC |  |  |  |  | Lighting |  |  |  | Primary School | -0.0026512 2: Envelope, Power and Other; -0.0037605 9: Total
| 2A | 3A | 3B | 4A | 5A | 2A | 3A | 3B | 4A | 5A |  |  | 2A | 3A | 3B | 4A | 5A | 2A | 3A | 3B | 4A | 5A
New Construction | -37499.4255 | -33141.6876 | -26812.9283 | -15101.9806 | -37158.0252 | -90553.8079 | -90553.8079 | -90553.8079 | -90553.8079 | -90553.8079 |  | New Construction | 1057.8289 | 1665.873 | 1665.873 | 10898.5741 | 4786.0524 | -126995.4045 | -122029.6226 | -115700.8633 | -94757.2144 | -122925.7807
Maintenance | 22.2383 | 8.4431 | 20.2441 | 7.3199 | 24.0698 | [6 empty] | Maintenance | 0 | 0 | 0 | 0 | 0 | 22.2383 | 8.4431 | 20.2441 | 7.3199 | 24.0698
Replacement (Year) | [11 empty] | Replacement (Year)
1 | 0 | 0 | 0 | 0 | 0 | 0 | 0 | 0 | 0 | 0 |  | 1 | 0 | 0 | 0 | 0 | 0 | 0 | 0 | 0 | 0 | 0
2 | 0 | 0 | 0 | 0 | 0 | -1132.2574 | -1132.2574 | -1132.2574 | -1132.2574 | -1132.2574 |  | 2 | 0 | 0 | 0 | 0 | 0 | -1132.2574 | -1132.2574 | -1132.2574 | -1132.2574 | -1132.2574
3 | 0 | 0 | 0 | 0 | 0 | 0 | 0 | 0 | 0 | 0 |  | 3 | 0 | 0 | 0 | 0 | 0 | 0 | 0 | 0 | 0 | 0
4 | 0 | 0 | 0 | 0 | 0 | -1132.2574 | -1132.2574 | -1132.2574 | -1132.2574 | -1132.2574 |  | 4 | 0 | 0 | 0 | 0 | 0 | -1132.2574 | -1132.2574 | -1132.2574 | -1132.2574 | -1132.2574
5 | 0 | 0 | 0 | 0 | 0 | -10368.9555 | -10368.9555 | -10368.9555 | -10368.9555 | -10368.9555 |  | 5 | 0 | 0 | 0 | 0 | 0 | -10368.9555 | -10368.9555 | -10368.9555 | -10368.9555 | -10368.9555
6 | 0 | 0 | 0 | 0 | 0 | -1132.2574 | -1132.2574 | -1132.2574 | -1132.2574 | -1132.2574 |  | 6 | 0 | 0 | 0 | 0 | 0 | -1132.2574 | -1132.2574 | -1132.2574 | -1132.2574 | -1132.2574
7 | 0 | 0 | 0 | 0 | 0 | 0 | 0 | 0 | 0 | 0 |  | 7 | 0 | 0 | 0 | 0 | 0 | 0 | 0 | 0 | 0 | 0
8 | 0 | 0 | 0 | 0 | 0 | -1132.2574 | -1132.2574 | -1132.2574 | -1132.2574 | -1132.2574 |  | 8 | 0 | 0 | 0 | 0 | 0 | -1132.2574 | -1132.2574 | -1132.2574 | -1132.2574 | -1132.2574
9 | 0 | 0 | 0 | 0 | 0 | 0 | 0 | 0 | 0 | 0 |  | 9 | 0 | 0 | 0 | 0 | 0 | 0 | 0 | 0 | 0 | 0
10 | 0 | 0 | 0 | 0 | 0 | -56778.6052 | -56778.6052 | -56778.6052 | -56778.6052 | -56778.6052 |  | 10 | 0 | 0 | 0 | 0 | 0 | -56778.6052 | -56778.6052 | -56778.6052 | -56778.6052 | -56778.6052
11 | 0 | 0 | 0 | 0 | 0 | 0 | 0 | 0 | 0 | 0 |  | 11 | 0 | 0 | 0 | 0 | 0 | 0 | 0 | 0 | 0 | 0
12 | 0 | 0 | 0 | 0 | 0 | -1132.2574 | -1132.2574 | -1132.2574 | -1132.2574 | -1132.2574 |  | 12 | 0 | 0 | 0 | 0 | 0 | -1132.2574 | -1132.2574 | -1132.2574 | -1132.2574 | -1132.2574
13 | 0 | 0 | 0 | 0 | 0 | 0 | 0 | 0 | 0 | 0 |  | 13 | 0 | 0 | 0 | 0 | 0 | 0 | 0 | 0 | 0 | 0
14 | 0 | 0 | 0 | 0 | 0 | 210571.7134 | 210571.7134 | 210571.7134 | 210571.7134 | 210571.7134 |  | 14 | 0 | 0 | 0 | 0 | 0 | 210571.7134 | 210571.7134 | 210571.7134 | 210571.7134 | 210571.7134
15 | -27010.2474 | -23814.8183 | -14498.1922 | -10585.7773 | -25475.291 | 8131.6679 | 8131.6679 | 8131.6679 | 8131.6679 | 8131.6679 |  | 15 | 0 | 0 | 0 | 0 | 0 | -18878.5796 | -15683.1504 | -6366.5244 | -2454.1094 | -17343.6231
16 | 0 | 0 | 0 | 0 | 0 | -1132.2574 | -1132.2574 | -1132.2574 | -1132.2574 | -1132.2574 |  | 16 | 0 | 0 | 0 | 0 | 0 | -1132.2574 | -1132.2574 | -1132.2574 | -1132.2574 | -1132.2574
17 | 0 | 0 | 0 | 0 | 0 | 0 | 0 | 0 | 0 | 0 |  | 17 | 0 | 0 | 0 | 0 | 0 | 0 | 0 | 0 | 0 | 0
18 | 0 | 0 | 0 | 0 | 0 | 3168.3227 | 3168.3227 | 3168.3227 | 3168.3227 | 3168.3227 |  | 18 | 0 | 0 | 0 | 0 | 0 | 3168.3227 | 3168.3227 | 3168.3227 | 3168.3227 | 3168.3227
19 | 0 | 0 | 0 | 0 | 0 | 0 | 0 | 0 | 0 | 0 |  | 19 | 0 | 0 | 0 | 0 | 0 | 0 | 0 | 0 | 0 | 0
20 | -97.1061 | -145.9014 | -149.7282 | -77.8804 | -226.4806 | -56778.6052 | -56778.6052 | -56778.6052 | -56778.6052 | -56778.6052 |  | 20 | 0 | 0 | 0 | 0 | 0 | -56875.7113 | -56924.5066 | -56928.3334 | -56856.4856 | -57005.0858
21 | 0 | 0 | 0 | 0 | 0 | 0 | 0 | 0 | 0 | 0 |  | 21 | 0 | 0 | 0 | 0 | 0 | 0 | 0 | 0 | 0 | 0
22 | 0 | 0 | 0 | 0 | 0 | -1132.2574 | -1132.2574 | -1132.2574 | -1132.2574 | -1132.2574 |  | 22 | 0 | 0 | 0 | 0 | 0 | -1132.2574 | -1132.2574 | -1132.2574 | -1132.2574 | -1132.2574
23 | 0 | 0 | 0 | 0 | 0 | -36517.662 | -36517.662 | -36517.662 | -36517.662 | -36517.662 |  | 23 | 0 | 0 | 0 | 0 | 0 | -36517.662 | -36517.662 | -36517.662 | -36517.662 | -36517.662
24 | 0 | 0 | 0 | 0 | 0 | -1132.2574 | -1132.2574 | -1132.2574 | -1132.2574 | -1132.2574 |  | 24 | 0 | 0 | 0 | 0 | 0 | -1132.2574 | -1132.2574 | -1132.2574 | -1132.2574 | -1132.2574
25 | 0 | 0 | 0 | 0 | 0 | -10368.9555 | -10368.9555 | -10368.9555 | -10368.9555 | -10368.9555 |  | 25 | 0 | 0 | 0 | 0 | 0 | -10368.9555 | -10368.9555 | -10368.9555 | -10368.9555 | -10368.9555
26 | 0 | 0 | 0 | 0 | 0 | -1132.2574 | -1132.2574 | -1132.2574 | -1132.2574 | -1132.2574 |  | 26 | 0 | 0 | 0 | 0 | 0 | -1132.2574 | -1132.2574 | -1132.2574 | -1132.2574 | -1132.2574
27 | 0 | 0 | 0 | 0 | 0 | 0 | 0 | 0 | 0 | 0 |  | 27 | 0 | 0 | 0 | 0 | 0 | 0 | 0 | 0 | 0 | 0
28 | 0 | 0 | 0 | 0 | 0 | 210571.7134 | 210571.7134 | 210571.7134 | 210571.7134 | 210571.7134 |  | 28 | 0 | 0 | 0 | 0 | 0 | 210571.7134 | 210571.7134 | 210571.7134 | 210571.7134 | 210571.7134
29 | 0 | 0 | 0 | 0 | 0 | 0 | 0 | 0 | 0 | 0 |  | 29 | 0 | 0 | 0 | 0 | 0 | 0 | 0 | 0 | 0 | 0
30 | -106664.9312 | -43756.7194 | -38091.584 | -20219.6761 | -49065.6137 | -38277.9819 | -38277.9819 | -38277.9819 | -38277.9819 | -38277.9819 |  | 30 | 4917.1276 | 4917.1276 | 4917.1276 | 4917.1276 | 4917.1276 | -140025.7855 | -77117.5737 | -71452.4383 | -53580.5304 | -82426.468
31 | 0 | 0 | 0 | 0 | 0 | 0 | 0 | 0 | 0 | 0 |  | 31 | 0 | 0 | 0 | 0 | 0 | 0 | 0 | 0 | 0 | 0
32 | 0 | 0 | 0 | 0 | 0 | -1132.2574 | -1132.2574 | -1132.2574 | -1132.2574 | -1132.2574 |  | 32 | 0 | 0 | 0 | 0 | 0 | -1132.2574 | -1132.2574 | -1132.2574 | -1132.2574 | -1132.2574
33 | 0 | 0 | 0 | 0 | 0 | 0 | 0 | 0 | 0 | 0 |  | 33 | 0 | 0 | 0 | 0 | 0 | 0 | 0 | 0 | 0 | 0
34 | 0 | 0 | 0 | 0 | 0 | -1132.2574 | -1132.2574 | -1132.2574 | -1132.2574 | -1132.2574 |  | 34 | 0 | 0 | 0 | 0 | 0 | -1132.2574 | -1132.2574 | -1132.2574 | -1132.2574 | -1132.2574
35 | 54.1014 | -158.7049 | -175.3861 | 137.9452 | -510.0889 | -9512.6588 | -9512.6588 | -9512.6588 | -9512.6588 | -9512.6588 |  | 35 | 0 | 0 | 0 | 0 | 0 | -9458.5575 | -9671.3637 | -9688.0449 | -9374.7136 | -10022.7478
36 | 0 | 0 | 0 | 0 | 0 | 3168.3227 | 3168.3227 | 3168.3227 | 3168.3227 | 3168.3227 |  | 36 | 0 | 0 | 0 | 0 | 0 | 3168.3227 | 3168.3227 | 3168.3227 | 3168.3227 | 3168.3227
37 | 0 | 0 | 0 | 0 | 0 | 0 | 0 | 0 | 0 | 0 |  | 37 | 0 | 0 | 0 | 0 | 0 | 0 | 0 | 0 | 0 | 0
38 | 0 | 0 | 0 | 0 | 0 | -1132.2574 | -1132.2574 | -1132.2574 | -1132.2574 | -1132.2574 |  | 38 | 0 | 0 | 0 | 0 | 0 | -1132.2574 | -1132.2574 | -1132.2574 | -1132.2574 | -1132.2574
39 | 0 | 0 | 0 | 0 | 0 | 0 | 0 | 0 | 0 | 0 |  | 39 | 0 | 0 | 0 | 0 | 0 | 0 | 0 | 0 | 0 | 0
40 | 62060.1657 | 21368.9062 | 20711.9895 | 9832.9529 | 24655.8645 | -30962.8164 | -30962.8164 | -30962.8164 | -30962.8164 | -30962.8164 |  | 40 | -3278.0851 | -3278.0851 | -3278.0851 | -3278.0851 | -3278.0851 | 27819.2643 | -12871.9952 | -13528.9119 | -24407.9486 | -9585.0369
Resid 30:
30 | 40.8243 | 95.6228 | 99.9193 | 19.2337 | 186.1102 | -157612.8102 | -157612.8102 | -157612.8102 | -157612.8102 | -157612.8102 |  | 30 | -2734.7388 | -2908.2989 | -2908.2989 | -5186.4263 | -3642.2429 | -160306.7248 | -160425.4862 | -160421.1898 | -162780.0028 | -161068.943
[13 empty] | 199.6471 | 229.1945 | 217.1316 | 16.78 | 141.6591
Small Hotel |  |  | HVAC |  |  |  |  | Lighting |  |  |  | Small Hotel | -0.0026512 2: Envelope, Power and Other; -0.0037605 9: Total
| 2A | 3A | 3B | 4A | 5A | 2A | 3A | 3B | 4A | 5A |  |  | 2A | 3A | 3B | 4A | 5A | 2A | 3A | 3B | 4A | 5A
New Construction | 49124.5395 | 49291.5561 | 49520.4623 | 50109.8676 | 50296.1287 | -157674.5982 | -157674.5982 | -157674.5982 | -157674.5982 | -157674.5982 |  | New Construction | 97.8727 | 165.7981 | 165.7981 | 2741.3536 | 727.0976 | -108452.186 | -108217.244 | -107988.3378 | -104823.3769 | -106651.3718
Maintenance | -0.28154 | 0 | 0 | 0 | 0 | [6 empty] | Maintenance | 0 | 0 | 0 | 0 | 0 | -0.28154 | 0 | 0 | 0 | 0
Replacement (Year) | [11 empty] | Replacement (Year)
1 | 0 | 0 | 0 | 0 | 0 | -2.7491 | -2.7491 | -2.7491 | -2.7491 | -2.7491 |  | 1 | 0 | 0 | 0 | 0 | 0 | -2.7491 | -2.7491 | -2.7491 | -2.7491 | -2.7491
2 | 0 | 0 | 0 | 0 | 0 | -725.2112 | -725.2112 | -725.2112 | -725.2112 | -725.2112 |  | 2 | 0 | 0 | 0 | 0 | 0 | -725.2112 | -725.2112 | -725.2112 | -725.2112 | -725.2112
3 | 0 | 0 | 0 | 0 | 0 | 3282.3207 | 3282.3207 | 3282.3207 | 3282.3207 | 3282.3207 |  | 3 | 0 | 0 | 0 | 0 | 0 | 3282.3207 | 3282.3207 | 3282.3207 | 3282.3207 | 3282.3207
4 | 0 | 0 | 0 | 0 | 0 | -1051.7573 | -1051.7573 | -1051.7573 | -1051.7573 | -1051.7573 |  | 4 | 0 | 0 | 0 | 0 | 0 | -1051.7573 | -1051.7573 | -1051.7573 | -1051.7573 | -1051.7573
5 | 0 | 0 | 0 | 0 | 0 | -16279.1698 | -16279.1698 | -16279.1698 | -16279.1698 | -16279.1698 |  | 5 | 0 | 0 | 0 | 0 | 0 | -16279.1698 | -16279.1698 | -16279.1698 | -16279.1698 | -16279.1698
6 | 0 | 0 | 0 | 0 | 0 | 12370.8174 | 12370.8174 | 12370.8174 | 12370.8174 | 12370.8174 |  | 6 | 0 | 0 | 0 | 0 | 0 | 12370.8174 | 12370.8174 | 12370.8174 | 12370.8174 | 12370.8174
7 | 0 | 0 | 0 | 0 | 0 | -1396.3666 | -1396.3666 | -1396.3666 | -1396.3666 | -1396.3666 |  | 7 | 0 | 0 | 0 | 0 | 0 | -1396.3666 | -1396.3666 | -1396.3666 | -1396.3666 | -1396.3666
8 | 0 | 0 | 0 | 0 | 0 | -1051.7573 | -1051.7573 | -1051.7573 | -1051.7573 | -1051.7573 |  | 8 | 0 | 0 | 0 | 0 | 0 | -1051.7573 | -1051.7573 | -1051.7573 | -1051.7573 | -1051.7573
9 | 0 | 0 | 0 | 0 | 0 | 12224.7606 | 12224.7606 | 12224.7606 | 12224.7606 | 12224.7606 |  | 9 | 0 | 0 | 0 | 0 | 0 | 12224.7606 | 12224.7606 | 12224.7606 | 12224.7606 | 12224.7606
10 | 0 | 0 | 0 | 0 | 0 | -17001.632 | -17001.632 | -17001.632 | -17001.632 | -17001.632 |  | 10 | 0 | 0 | 0 | 0 | 0 | -17001.632 | -17001.632 | -17001.632 | -17001.632 | -17001.632
11 | 0 | 0 | 0 | 0 | 0 | -8698.4561 | -8698.4561 | -8698.4561 | -8698.4561 | -8698.4561 |  | 11 | 0 | 0 | 0 | 0 | 0 | -8698.4561 | -8698.4561 | -8698.4561 | -8698.4561 | -8698.4561
12 | 0 | 0 | 0 | 0 | 0 | 17392.0679 | 17392.0679 | 17392.0679 | 17392.0679 | 17392.0679 |  | 12 | 0 | 0 | 0 | 0 | 0 | 17392.0679 | 17392.0679 | 17392.0679 | 17392.0679 | 17392.0679
13 | 0 | 0 | 0 | 0 | 0 | -100.4095 | -100.4095 | -100.4095 | -100.4095 | -100.4095 |  | 13 | 0 | 0 | 0 | 0 | 0 | -100.4095 | -100.4095 | -100.4095 | -100.4095 | -100.4095
14 | 0 | 0 | 0 | 0 | 0 | -35620.2983 | -35620.2983 | -35620.2983 | -35620.2983 | -35620.2983 |  | 14 | 0 | 0 | 0 | 0 | 0 | -35620.2983 | -35620.2983 | -35620.2983 | -35620.2983 | -35620.2983
15 | 45467.3502 | 45470.3098 | 45757.042 | 46092.9954 | 46328.5084 | -12994.1 | -12994.1 | -12994.1 | -12994.1 | -12994.1 |  | 15 | 0 | 0 | 0 | 0 | 0 | 32473.2502 | 32476.2098 | 32762.9419 | 33098.8954 | 33334.4083
16 | 0 | 0 | 0 | 0 | 0 | 1403.1301 | 1403.1301 | 1403.1301 | 1403.1301 | 1403.1301 |  | 16 | 0 | 0 | 0 | 0 | 0 | 1403.1301 | 1403.1301 | 1403.1301 | 1403.1301 | 1403.1301
17 | 0 | 0 | 0 | 0 | 0 | -721.7755 | -721.7755 | -721.7755 | -721.7755 | -721.7755 |  | 17 | 0 | 0 | 0 | 0 | 0 | -721.7755 | -721.7755 | -721.7755 | -721.7755 | -721.7755
18 | 0 | 0 | 0 | 0 | 0 | 26700.6703 | 26700.6703 | 26700.6703 | 26700.6703 | 26700.6703 |  | 18 | 0 | 0 | 0 | 0 | 0 | 26700.6703 | 26700.6703 | 26700.6703 | 26700.6703 | 26700.6703
19 | 0 | 0 | 0 | 0 | 0 | -2.7491 | -2.7491 | -2.7491 | -2.7491 | -2.7491 |  | 19 | 0 | 0 | 0 | 0 | 0 | -2.7491 | -2.7491 | -2.7491 | -2.7491 | -2.7491
20 | 0 | 0 | 0 | 0 | 0 | -17328.178 | -17328.178 | -17328.178 | -17328.178 | -17328.178 |  | 20 | 0 | 0 | 0 | 0 | 0 | -17328.178 | -17328.178 | -17328.178 | -17328.178 | -17328.178
21 | 0 | 0 | 0 | 0 | 0 | 1888.7031 | 1888.7031 | 1888.7031 | 1888.7031 | 1888.7031 |  | 21 | 0 | 0 | 0 | 0 | 0 | 1888.7031 | 1888.7031 | 1888.7031 | 1888.7031 | 1888.7031
22 | 0 | 0 | 0 | 0 | 0 | -9420.9182 | -9420.9182 | -9420.9182 | -9420.9182 | -9420.9182 |  | 22 | 0 | 0 | 0 | 0 | 0 | -9420.9182 | -9420.9182 | -9420.9182 | -9420.9182 | -9420.9182
23 | 0 | 0 | 0 | 0 | 0 | -1542.1267 | -1542.1267 | -1542.1267 | -1542.1267 | -1542.1267 |  | 23 | 0 | 0 | 0 | 0 | 0 | -1542.1267 | -1542.1267 | -1542.1267 | -1542.1267 | -1542.1267
24 | 0 | 0 | 0 | 0 | 0 | 18478.0477 | 18478.0477 | 18478.0477 | 18478.0477 | 18478.0477 |  | 24 | 0 | 0 | 0 | 0 | 0 | 18478.0477 | 18478.0477 | 18478.0477 | 18478.0477 | 18478.0477
25 | 0 | 0 | 0 | 0 | 0 | -16279.1698 | -16279.1698 | -16279.1698 | -16279.1698 | -16279.1698 |  | 25 | 0 | 0 | 0 | 0 | 0 | -16279.1698 | -16279.1698 | -16279.1698 | -16279.1698 | -16279.1698
26 | 0 | 0 | 0 | 0 | 0 | -822.8717 | -822.8717 | -822.8717 | -822.8717 | -822.8717 |  | 26 | 0 | 0 | 0 | 0 | 0 | -822.8717 | -822.8717 | -822.8717 | -822.8717 | -822.8717
27 | 0 | 0 | 0 | 0 | 0 | 12224.7606 | 12224.7606 | 12224.7606 | 12224.7606 | 12224.7606 |  | 27 | 0 | 0 | 0 | 0 | 0 | 12224.7606 | 12224.7606 | 12224.7606 | 12224.7606 | 12224.7606
28 | 0 | 0 | 0 | 0 | 0 | -35946.8444 | -35946.8444 | -35946.8444 | -35946.8444 | -35946.8444 |  | 28 | 0 | 0 | 0 | 0 | 0 | -35946.8444 | -35946.8444 | -35946.8444 | -35946.8444 | -35946.8444
29 | 0 | 0 | 0 | 0 | 0 | -2.7491 | -2.7491 | -2.7491 | -2.7491 | -2.7491 |  | 29 | 0 | 0 | 0 | 0 | 0 | -2.7491 | -2.7491 | -2.7491 | -2.7491 | -2.7491
30 | 44102.851 | 44378.7104 | 44665.4426 | 45547.1957 | 45782.7087 | -3905.6033 | -3905.6033 | -3905.6033 | -3905.6033 | -3905.6033 |  | 30 | 0 | 0 | 0 | 0 | 0 | 40197.2477 | 40473.1071 | 40759.8393 | 41641.5924 | 41877.1054
31 | 0 | 0 | 0 | 0 | 0 | -2.7491 | -2.7491 | -2.7491 | -2.7491 | -2.7491 |  | 31 | 0 | 0 | 0 | 0 | 0 | -2.7491 | -2.7491 | -2.7491 | -2.7491 | -2.7491
32 | 0 | 0 | 0 | 0 | 0 | 1403.1301 | 1403.1301 | 1403.1301 | 1403.1301 | 1403.1301 |  | 32 | 0 | 0 | 0 | 0 | 0 | 1403.1301 | 1403.1301 | 1403.1301 | 1403.1301 | 1403.1301
33 | 0 | 0 | 0 | 0 | 0 | -5413.3863 | -5413.3863 | -5413.3863 | -5413.3863 | -5413.3863 |  | 33 | 0 | 0 | 0 | 0 | 0 | -5413.3863 | -5413.3863 | -5413.3863 | -5413.3863 | -5413.3863
34 | 0 | 0 | 0 | 0 | 0 | -1444.2377 | -1444.2377 | -1444.2377 | -1444.2377 | -1444.2377 |  | 34 | 0 | 0 | 0 | 0 | 0 | -1444.2377 | -1444.2377 | -1444.2377 | -1444.2377 | -1444.2377
35 | 9193.6512 | 9193.6512 | 9193.6512 | 9193.6512 | 9193.6512 | -7967.2345 | -7967.2345 | -7967.2345 | -7967.2345 | -7967.2345 |  | 35 | 0 | 0 | 0 | 0 | 0 | 1226.4168 | 1226.4168 | 1226.4168 | 1226.4168 | 1226.4168
36 | 0 | 0 | 0 | 0 | 0 | 31721.9208 | 31721.9208 | 31721.9208 | 31721.9208 | 31721.9208 |  | 36 | 0 | 0 | 0 | 0 | 0 | 31721.9208 | 31721.9208 | 31721.9208 | 31721.9208 | 31721.9208
37 | 0 | 0 | 0 | 0 | 0 | -2.7491 | -2.7491 | -2.7491 | -2.7491 | -2.7491 |  | 37 | 0 | 0 | 0 | 0 | 0 | -2.7491 | -2.7491 | -2.7491 | -2.7491 | -2.7491
38 | 0 | 0 | 0 | 0 | 0 | -725.2112 | -725.2112 | -725.2112 | -725.2112 | -725.2112 |  | 38 | 0 | 0 | 0 | 0 | 0 | -725.2112 | -725.2112 | -725.2112 | -725.2112 | -725.2112
39 | 0 | 0 | 0 | 0 | 0 | 3184.6602 | 3184.6602 | 3184.6602 | 3184.6602 | 3184.6602 |  | 39 | 0 | 0 | 0 | 0 | 0 | 3184.6602 | 3184.6602 | 3184.6602 | 3184.6602 | 3184.6602
40 | -22126.3897 | -22309.3095 | -22404.8869 | -22880.7378 | -22959.2421 | -18789.1252 | -18789.1252 | -18789.1252 | -18789.1252 | -18789.1252 |  | 40 | 0 | 0 | 0 | 0 | 0 | -40915.5149 | -41098.4347 | -41194.0121 | -41669.863 | -41748.3673
Resid 30:
30 | -1313.3787 | -1313.3787 | -1313.3787 | -1313.3787 | -1313.3787 | 20614.2985 | 20614.2985 | 20614.2985 | 20614.2985 | 20614.2985 |  | 30 | -549.7125 | -568.8131 | -568.8131 | -1206.3873 | -696.0372 | 18751.2072 | 18732.1066 | 18732.1066 | 18094.5324 | 18604.8825
713.9647
Mid-rise Apartment |  |  | HVAC |  |  |  |  | Lighting |  |  |  | Mid-rise Apartment | -0.0026512 2: Envelope, Power and Other; -0.0037605 9: Total
| 2A | 3A | 3B | 4A | 5A | 2A | 3A | 3B | 4A | 5A |  |  | 2A | 3A | 3B | 4A | 5A | 2A | 3A | 3B | 4A | 5A
New Construction | -5436.407 | -4927.9605 | -5518.8829 | -3305.0732 | -11755.5538 | -12738.8275 | -12738.8275 | -12738.8275 | -12738.8275 | -12738.8275 |  | New Construction | 0 | 313.3602 | 313.3602 | 3614.2927 | -119.8939 | -18175.2345 | -17353.4277 | -17944.3502 | -12429.608 | -24614.2752
Maintenance | 0 | 0 | 0 | 0 | 0 | [6 empty] | Maintenance | 0 | 0 | 0 | 0 | 0 | 0 | 0 | 0 | 0 | 0
Replacement (Year) | [11 empty] | Replacement (Year) | -0.0037605 7: 0; -0.0037605 8: 0; -0.0037605 9: 0; -0.0037605 10: 0; -0.0037605 11: 0
1 | 0 | 0 | 0 | 0 | 0 | 0 | 0 | 0 | 0 | 0 |  | 1 | 0 | 0 | 0 | 0 | 0 | 0 | 0 | 0 | 0 | 0
2 | 0 | 0 | 0 | 0 | 0 | -460.6233 | -460.6233 | -460.6233 | -460.6233 | -460.6233 |  | 2 | 0 | 0 | 0 | 0 | 0 | -460.6233 | -460.6233 | -460.6233 | -460.6233 | -460.6233
3 | 0 | 0 | 0 | 0 | 0 | -291.1112 | -291.1112 | -291.1112 | -291.1112 | -291.1112 |  | 3 | 0 | 0 | 0 | 0 | 0 | -291.1112 | -291.1112 | -291.1112 | -291.1112 | -291.1112
4 | 0 | 0 | 0 | 0 | 0 | -460.6233 | -460.6233 | -460.6233 | -460.6233 | -460.6233 |  | 4 | 0 | 0 | 0 | 0 | 0 | -460.6233 | -460.6233 | -460.6233 | -460.6233 | -460.6233
5 | 0 | 0 | 0 | 0 | 0 | 0 | 0 | 0 | 0 | 0 |  | 5 | 0 | 0 | 0 | 0 | 0 | 0 | 0 | 0 | 0 | 0
6 | 0 | 0 | 0 | 0 | 0 | -751.7345 | -751.7345 | -751.7345 | -751.7345 | -751.7345 |  | 6 | 0 | 0 | 0 | 0 | 0 | -751.7345 | -751.7345 | -751.7345 | -751.7345 | -751.7345
7 | 0 | 0 | 0 | 0 | 0 | 0 | 0 | 0 | 0 | 0 |  | 7 | 0 | 0 | 0 | 0 | 0 | 0 | 0 | 0 | 0 | 0
8 | 0 | 0 | 0 | 0 | 0 | -460.6233 | -460.6233 | -460.6233 | -460.6233 | -460.6233 |  | 8 | 0 | 0 | 0 | 0 | 0 | -460.6233 | -460.6233 | -460.6233 | -460.6233 | -460.6233
9 | 0 | 0 | 0 | 0 | 0 | -291.1112 | -291.1112 | -291.1112 | -291.1112 | -291.1112 |  | 9 | 0 | 0 | 0 | 0 | 0 | -291.1112 | -291.1112 | -291.1112 | -291.1112 | -291.1112
10 | 0 | 0 | 0 | 0 | 0 | -460.6233 | -460.6233 | -460.6233 | -460.6233 | -460.6233 |  | 10 | 0 | 0 | 0 | 0 | 0 | -460.6233 | -460.6233 | -460.6233 | -460.6233 | -460.6233
11 | 0 | 0 | 0 | 0 | 0 | -6988.0783 | -6988.0783 | -6988.0783 | -6988.0783 | -6988.0783 |  | 11 | 0 | 0 | 0 | 0 | 0 | -6988.0783 | -6988.0783 | -6988.0783 | -6988.0783 | -6988.0783
12 | 0 | 0 | 0 | 0 | 0 | -1514.3028 | -1514.3028 | -1514.3028 | -1514.3028 | -1514.3028 |  | 12 | 0 | 0 | 0 | 0 | 0 | -1514.3028 | -1514.3028 | -1514.3028 | -1514.3028 | -1514.3028
13 | 0 | 0 | 0 | 0 | 0 | 0 | 0 | 0 | 0 | 0 |  | 13 | 0 | 0 | 0 | 0 | 0 | 0 | 0 | 0 | 0 | 0
14 | 0 | 0 | 0 | 0 | 0 | -460.6233 | -460.6233 | -460.6233 | -460.6233 | -460.6233 |  | 14 | 0 | 0 | 0 | 0 | 0 | -460.6233 | -460.6233 | -460.6233 | -460.6233 | -460.6233
15 | -8096.8297 | -7334.783 | -8217.5378 | -4925.3212 | -17485.9059 | -291.1112 | -291.1112 | -291.1112 | -291.1112 | -291.1112 |  | 15 | 0 | 0 | 0 | 0 | 0 | -8387.9409 | -7625.8941 | -8508.649 | -5216.4323 | -17777.0171
16 | 0 | 0 | 0 | 0 | 0 | 5569.3523 | 5569.3523 | 5569.3523 | 5569.3523 | 5569.3523 |  | 16 | 0 | 0 | 0 | 0 | 0 | 5569.3523 | 5569.3523 | 5569.3523 | 5569.3523 | 5569.3523
17 | 0 | 0 | 0 | 0 | 0 | 0 | 0 | 0 | 0 | 0 |  | 17 | 0 | 0 | 0 | 0 | 0 | 0 | 0 | 0 | 0 | 0
18 | 0 | 0 | 0 | 0 | 0 | 3843.97 | 3843.97 | 3843.97 | 3843.97 | 3843.97 |  | 18 | 0 | 0 | 0 | 0 | 0 | 3843.97 | 3843.97 | 3843.97 | 3843.97 | 3843.97
19 | 0 | 0 | 0 | 0 | 0 | 0 | 0 | 0 | 0 | 0 |  | 19 | 0 | 0 | 0 | 0 | 0 | 0 | 0 | 0 | 0 | 0
20 | 0 | 0 | 0 | 0 | 0 | 533.0809 | 533.0809 | 533.0809 | 533.0809 | 533.0809 |  | 20 | 0 | 0 | 0 | 0 | 0 | 533.0809 | 533.0809 | 533.0809 | 533.0809 | 533.0809
21 | 0 | 0 | 0 | 0 | 0 | -291.1112 | -291.1112 | -291.1112 | -291.1112 | -291.1112 |  | 21 | 0 | 0 | 0 | 0 | 0 | -291.1112 | -291.1112 | -291.1112 | -291.1112 | -291.1112
22 | 0 | 0 | 0 | 0 | 0 | -7448.7016 | -7448.7016 | -7448.7016 | -7448.7016 | -7448.7016 |  | 22 | 0 | 0 | 0 | 0 | 0 | -7448.7016 | -7448.7016 | -7448.7016 | -7448.7016 | -7448.7016
23 | 0 | 0 | 0 | 0 | 0 | -4412.0548 | -4412.0548 | -4412.0548 | -4412.0548 | -4412.0548 |  | 23 | 0 | 0 | 0 | 0 | 0 | -4412.0548 | -4412.0548 | -4412.0548 | -4412.0548 | -4412.0548
24 | 0 | 0 | 0 | 0 | 0 | -1514.3028 | -1514.3028 | -1514.3028 | -1514.3028 | -1514.3028 |  | 24 | 0 | 0 | 0 | 0 | 0 | -1514.3028 | -1514.3028 | -1514.3028 | -1514.3028 | -1514.3028
25 | 0 | 0 | 0 | 0 | 0 | 0 | 0 | 0 | 0 | 0 |  | 25 | 0 | 0 | 0 | 0 | 0 | 0 | 0 | 0 | 0 | 0
26 | 0 | 0 | 0 | 0 | 0 | -460.6233 | -460.6233 | -460.6233 | -460.6233 | -460.6233 |  | 26 | 0 | 0 | 0 | 0 | 0 | -460.6233 | -460.6233 | -460.6233 | -460.6233 | -460.6233
27 | 0 | 0 | 0 | 0 | 0 | -291.1112 | -291.1112 | -291.1112 | -291.1112 | -291.1112 |  | 27 | 0 | 0 | 0 | 0 | 0 | -291.1112 | -291.1112 | -291.1112 | -291.1112 | -291.1112
28 | 0 | 0 | 0 | 0 | 0 | -460.6233 | -460.6233 | -460.6233 | -460.6233 | -460.6233 |  | 28 | 0 | 0 | 0 | 0 | 0 | -460.6233 | -460.6233 | -460.6233 | -460.6233 | -460.6233
29 | 0 | 0 | 0 | 0 | 0 | 0 | 0 | 0 | 0 | 0 |  | 29 | 0 | 0 | 0 | 0 | 0 | 0 | 0 | 0 | 0 | 0
30 | -8096.8297 | -7334.783 | -8217.5378 | -4925.3212 | -17485.9059 | -751.7345 | -751.7345 | -751.7345 | -751.7345 | -751.7345 |  | 30 | 0 | 0 | 0 | 0 | 0 | -8848.5642 | -8086.5174 | -8969.2723 | -5677.0556 | -18237.6404
31 | 0 | 0 | 0 | 0 | 0 | 0 | 0 | 0 | 0 | 0 |  | 31 | 0 | 0 | 0 | 0 | 0 | 0 | 0 | 0 | 0 | 0
32 | 0 | 0 | 0 | 0 | 0 | 5569.3523 | 5569.3523 | 5569.3523 | 5569.3523 | 5569.3523 |  | 32 | 0 | 0 | 0 | 0 | 0 | 5569.3523 | 5569.3523 | 5569.3523 | 5569.3523 | 5569.3523
33 | 0 | 0 | 0 | 0 | 0 | -7279.1895 | -7279.1895 | -7279.1895 | -7279.1895 | -7279.1895 |  | 33 | 0 | 0 | 0 | 0 | 0 | -7279.1895 | -7279.1895 | -7279.1895 | -7279.1895 | -7279.1895
34 | 0 | 0 | 0 | 0 | 0 | -460.6233 | -460.6233 | -460.6233 | -460.6233 | -460.6233 |  | 34 | 0 | 0 | 0 | 0 | 0 | -460.6233 | -460.6233 | -460.6233 | -460.6233 | -460.6233
35 | 0 | 0 | 0 | 0 | 0 | 4412.0548 | 4412.0548 | 4412.0548 | 4412.0548 | 4412.0548 |  | 35 | 0 | 0 | 0 | 0 | 0 | 4412.0548 | 4412.0548 | 4412.0548 | 4412.0548 | 4412.0548
36 | 0 | 0 | 0 | 0 | 0 | 3081.4017 | 3081.4017 | 3081.4017 | 3081.4017 | 3081.4017 |  | 36 | 0 | 0 | 0 | 0 | 0 | 3081.4017 | 3081.4017 | 3081.4017 | 3081.4017 | 3081.4017
37 | 0 | 0 | 0 | 0 | 0 | 0 | 0 | 0 | 0 | 0 |  | 37 | 0 | 0 | 0 | 0 | 0 | 0 | 0 | 0 | 0 | 0
38 | 0 | 0 | 0 | 0 | 0 | -460.6233 | -460.6233 | -460.6233 | -460.6233 | -460.6233 |  | 38 | 0 | 0 | 0 | 0 | 0 | -460.6233 | -460.6233 | -460.6233 | -460.6233 | -460.6233
39 | 0 | 0 | 0 | 0 | 0 | -291.1112 | -291.1112 | -291.1112 | -291.1112 | -291.1112 |  | 39 | 0 | 0 | 0 | 0 | 0 | -291.1112 | -291.1112 | -291.1112 | -291.1112 | -291.1112
40 | 2698.9432 | 2444.9277 | 2739.1793 | 1641.7737 | 5828.6353 | -5976.6427 | -5976.6427 | -5976.6427 | -5976.6427 | -5976.6427 |  | 40 | 0 | 0 | 0 | 0 | 0 | -3277.6994 | -3531.715 | -3237.4634 | -4334.869 | -148.0074
Resid 30:
30 | 0 | 0 | 0 | 0 | 0 | 1943.5851 | 1943.5851 | 1943.5851 | 1943.5851 | 1943.5851 |  | 30 | -865.8202 | -946.0883 | -946.0883 | -1760.6645 | -816.6546 | 1077.765 | 997.4968 | 997.4968 | 182.9207 | 1126.9305
Lighting Incremental Cost Summary: Increase from 90.1-2013 to 90.1-2016
[5 empty] | Value | Interior Lighting | Egress Controls | Exterior Lighting | Total | check
|  |  |  | Small Office | Incr. cost | 2970.9168 | 3784.3598 | -5299.0869 | 1456.1897 | 1456.1897 |  | Summary table to the left uses "L1_Sm_Off_All" and L3 and L4 but removed reference to L2 as not used this code cycle
[5 empty] | $/ft2 | 0.54017 | 0.68807 | -0.96347 | 0.26476
|  |  |  | Large Office | Incr. cost | 269324.5392 | 134344.7719 | -162216.4874 | 241452.8236 | 241452.8236 |  | Same comment for all prototype models (bldg types)
[5 empty] | $/ft2 | 0.54012 | 0.26942 | -0.32532 | 0.48422
|  |  |  | Standalone Retail | Incr. cost | 59742.0239 | 0 | -36023.478 | 23718.5458 | 23718.5458
[5 empty] | $/ft2 | 2.4197 | 0 | -1.459 | 0.96065
|  |  |  | Primary School | Incr. cost | -87615.1116 | 13245.2592 | -16183.9555 | -90553.8079 | -90553.8079
[5 empty] | $/ft2 | -1.1845 | 0.17906 | -0.21879 | -1.2242
|  |  |  | Small Hotel | Incr. cost | -137699.3074 | 0 | -19975.2907 | -157674.5982 | -157674.5982
[5 empty] | $/ft2 | -3.1867 | 0 | -0.46228 | -3.649
|  |  |  | Mid-rise Apartment | Incr. cost | 3481.4763 | 0 | -16220.3037 | -12738.8275 | -12738.8275
[5 empty] | $/ft2 | 0.10319 | 0 | -0.48074 | -0.37756
|  |  |  | Weighted | [5 empty] | 5660.3256
|  |  |  | Total | $/ft2 | 0.80295 | 0.14798 | -0.88999 | 0.060942
[5 empty] | bldg areas | Weight
|  |  |  | Small Office | 5500 | 0.14488
|  |  |  | Large Office | 498640 | 0.088562
|  |  |  | Standalone Retail | 24690 | 0.39829
|  |  |  | Primary School | 73970 | 0.13642
|  |  |  | Small Hotel | 43210 | 0.045357
|  |  |  | Mid-rise Apartment | 33740 | 0.18649
1

## Energy_Data (hidden)
State Commercial Energy Code Adoption Cost Effectiveness - Energy Data | [19 empty] | 17.1325
There are two table ranges in this sheet, upper table has current state data.
Current_Energy_Data - upper table starting in column B, one set of current state HVAC data (need to remove duplicate rows in energy summary - ask Yulong)
State_Energy_Data - lower table includes all state data - replacement data can be pasted in column B starting below Current_HVAC_ Data
Current State | 2 | 3 | 4 | 5 | 6 | 7 | 8 | 9 | 10 | 11 | 12
Lookup values |  |  |  | Energy Data for Current State | [15 empty] | B. Energy Usage, electricity in kWh, natural gas in kBtu | [18 empty] | C. Energy Cost | [18 empty] | D. Energy Usage mmBtu | [18 empty] | E. EUI kBtu/ft2
|  |  |  | 5 | 6 | 7 | 8 | 9 | 10 | 11 | 12 | 13 | 14 | 15 | 16 | 17 | 18 | 19 | 20 | 21 | 22 | 23 | 24 | 25 | 26 | 27 | 28 | 29 | 30 | 31 | 32 | 33 | 34 | 35 | 36 | 37 | 38 | 39 | 40 | 41 | 42 | 43 | 44 | 45 | 46 | 47 | 48 | 49 | 50 | 51 | 52 | 53 | 54 | 55 | 56 | 57 | 58 | 59 | 60 | 61 | 62 | 63 | 64 | 65 | 66 | 67 | 68 | 69 | 70 | 71 | 72 | 73 | 74 | 75 | 76 | 77 | 78 | 79 | 80 | 81 | 82 | 83 | 84 | 85 | 86 | 87 | 88 | 89 | 90 | 91 | 92
Lookup | CZ | Prototype | Fuel Type | Data for [state.IECC-2012plus vs state.IECC-2009] | A.case.name | A.building | A.std.year | A.climate.city | A.climate.zone | A.climates | A.standard | A.type.anal | A.state.abb | A.elec.price | A.gas.price | A.filename | A.bldg | A.loc | A.fuel | B.htg | B.clg | B.intLgt | B.extLgt | B.intEqp | B.extEqp | B.fans | B.pumps | B.heatRej | B.humid | B.heatRec | B.swh | B.refrg | B.gentor | B.total | B.renew | B.sum | B.transLoss | B.extEqp.rev | C.htg | C.clg | C.intLgt | C.extLgt | C.intEqp | C.extEqp | C.fans | C.pumps | C.heatRej | C.humid | C.heatRec | C.swh | C.refrg | C.gentor | C.total | C.renew | C.sum | C.transLoss | C.extEqp.rev | D.htg | D.clg | D.intLgt | D.extLgt | D.intEqp | D.extEqp | D.fans | D.pumps | D.heatRej | D.humid | D.heatRec | D.swh | D.refrg | D.gentor | D.total | D.renew | D.sum | D.transLoss | D.extEqp.rev | E.intLgt | E.extLgt | E.plug | E.fans | E.pumps | E.heatRec | E.clg | E.htg | E.swh | E.humid | E.refrg | E.sum | E.total | E.add | F.code.comp
US_2A_SO_2016_EL | 2A | SO | EL | 565 | DOE.determination2016 | OfficeSmall | STD2016 | Tampa | Zone2A | Zone2A(Tampa) | DOE.determination2016_STD2016 | regular | US | 0.1013 | 0.01 | DOE.determination2016_OfficeSmall_STD2016_Houston.table.csv.gz | Small Office | Tampa-MacDill AFB FL USA TMY3 WMO#=747880 | Electricity | 197.2222 | 8388.889 | 9236.1112 | 1580.5556 | 13413.889 | 0 | 5336.1112 | 0 | 0 | 0 | 0 | 5002.7778 | 0 | 0 | 43155.5559 | 0 | 43156.5559 | -1 | -1 | 19.9786 | 849.7945 | 935.6181 | 160.1103 | 1358.827 | 0 | 540.5481 | 0 | 0 | 0 | 0 | 506.7814 | 0 | 0 | 4371.6578 | 0 | 4371.7591 | -0.1013 | -0.1013 | 0.67311 | 28.631 | 31.5226 | 5.3944 | 45.7812 | 0 | 18.212 | 0 | 0 | 0 | 0 | 17.0743 | 0 | 0 | 147.2886 | 0 | 147.292 | -0.003413 | -0.003413 | 5.7293 | 0.98044 | 8.3202 | 3.3101 | 0 | 0 | 5.2037 | 0.12234 | 3.1033 | 0 | 0 | 26.7706 | 26.77 | 26.7694 | 2
US_2A_SO_2013_EL | 2A | SO | EL | 361 | DOE.determination2013 | OfficeSmall | STD2013 | Tampa | Zone2A | Zone2A(Tampa) | DOE.determination2013_STD2013 | regular | US | 0.1013 | 0.01 | DOE.determination2013_OfficeSmall_STD2013_Houston.table.csv.gz | Small Office | Tampa-MacDill AFB FL USA TMY3 WMO#=747880 | Electricity | 180.5556 | 8677.7778 | 12755.5557 | 3305.5556 | 13413.889 | 0 | 5430.5556 | 0 | 0 | 0 | 0 | 5002.7778 | 0 | 0 | 48769.4448 | 0 | 48767.6671 | 1.7778 | 1.7778 | 18.2903 | 879.0589 | 1292.1378 | 334.8528 | 1358.827 | 0 | 550.1153 | 0 | 0 | 0 | 0 | 506.7814 | 0 | 0 | 4940.3448 | 0 | 4940.1647 | 0.18009 | 0.18009 | 0.61623 | 29.617 | 43.5343 | 11.2818 | 45.7812 | 0 | 18.5343 | 0 | 0 | 0 | 0 | 17.0743 | 0 | 0 | 166.4486 | 0 | 166.4425 | 0.0060675 | 0.0060675 | 7.9125 | 2.0505 | 8.3219 | 3.3687 | 0 | 0 | 5.3829 | 0.112 | 3.1033 | 0 | 0 | 30.2513 | 30.2524 | 30.2518 | 1
US_2A_SO_2016_NG | 2A | SO | NG | 566 | DOE.determination2016 | OfficeSmall | STD2016 | Tampa | Zone2A | Zone2A(Tampa) | DOE.determination2016_STD2016 | regular | US | 0.1013 | 0.01 | DOE.determination2016_OfficeSmall_STD2016_Houston.table.csv.gz | Small Office | Tampa-MacDill AFB FL USA TMY3 WMO#=747880 | Natural Gas | 37.9127 | 0 | 0 | 0 | 0 | 0 | 0 | 0 | 0 | 0 | 0 | 0 | 0 | 0 | 37.9127 | 0 | 38.9127 | 0 | 0 | 0.37913 | 0 | 0 | 0 | 0 | 0 | 0 | 0 | 0 | 0 | 0 | 0 | 0 | 0 | 0.37913 | 0 | 0.38913 | 0 | 0 | 0.037913 | 0 | 0 | 0 | 0 | 0 | 0 | 0 | 0 | 0 | 0 | 0 | 0 | 0 | 0.037913 | 0 | 0.038913 | 0 | 0 | 0 | 0 | 0 | 0 | 0 | 0 | 0 | 0.0068907 | 0 | 0 | 0 | 0.0070725 | 0.0068907 | 0.0068907 | 2
US_2A_SO_2013_NG | 2A | SO | NG | 362 | DOE.determination2013 | OfficeSmall | STD2013 | Tampa | Zone2A | Zone2A(Tampa) | DOE.determination2013_STD2013 | regular | US | 0.1013 | 0.01 | DOE.determination2013_OfficeSmall_STD2013_Houston.table.csv.gz | Small Office | Tampa-MacDill AFB FL USA TMY3 WMO#=747880 | Natural Gas | 37.9127 | 0 | 0 | 0 | 0 | 0 | 0 | 0 | 0 | 0 | 0 | 0 | 0 | 0 | 37.9127 | 0 | 38.9127 | 0 | 0 | 0.37913 | 0 | 0 | 0 | 0 | 0 | 0 | 0 | 0 | 0 | 0 | 0 | 0 | 0 | 0.37913 | 0 | 0.38913 | 0 | 0 | 0.037913 | 0 | 0 | 0 | 0 | 0 | 0 | 0 | 0 | 0 | 0 | 0 | 0 | 0 | 0.037913 | 0 | 0.038913 | 0 | 0 | 0 | 0 | 0 | 0 | 0 | 0 | 0 | 0.0068907 | 0 | 0 | 0 | 0.0070725 | 0.0068907 | 0.0068907 | 1
US_3A_SO_2016_EL | 3A | SO | EL | 571 | DOE.determination2016 | OfficeSmall | STD2016 | Atlanta | Zone3A | Zone3A(Atlanta) | DOE.determination2016_STD2016 | regular | US | 0.1013 | 0.01 | DOE.determination2016_OfficeSmall_STD2016_Memphis.table.csv.gz | Small Office | Atlanta-Hartsfield Jackson Intl AP GA USA TMY3 WMO#=722190 | Electricity | 1194.4445 | 5027.7778 | 9258.3334 | 1591.6667 | 13413.889 | 0 | 5322.2223 | 0 | 0 | 0 | 0 | 5002.7778 | 0 | 0 | 40813.8892 | 0 | 40812.1114 | 1.7778 | 1.7778 | 120.9972 | 509.3139 | 937.8692 | 161.2358 | 1358.827 | 0 | 539.1411 | 0 | 0 | 0 | 0 | 506.7814 | 0 | 0 | 4134.447 | 0 | 4134.2669 | 0.18009 | 0.18009 | 4.0766 | 17.1596 | 31.5984 | 5.4323 | 45.7812 | 0 | 18.1646 | 0 | 0 | 0 | 0 | 17.0743 | 0 | 0 | 139.2965 | 0 | 139.2905 | 0.0060675 | 0.0060675 | 5.7431 | 0.98733 | 8.3219 | 3.3015 | 0 | 0 | 3.1188 | 0.74093 | 3.1033 | 0 | 0 | 25.3163 | 25.3174 | 25.3168 | 2
US_3A_SO_2013_EL | 3A | SO | EL | 367 | DOE.determination2013 | OfficeSmall | STD2013 | Atlanta | Zone3A | Zone3A(Atlanta) | DOE.determination2013_STD2013 | regular | US | 0.1013 | 0.01 | DOE.determination2013_OfficeSmall_STD2013_Memphis.table.csv.gz | Small Office | Atlanta-Hartsfield Jackson Intl AP GA USA TMY3 WMO#=722190 | Electricity | 1150 | 5227.7778 | 12783.3334 | 3305.5556 | 13413.889 | 0 | 5419.4445 | 0 | 0 | 0 | 0 | 5002.7778 | 0 | 0 | 46302.7781 | 0 | 46303.7781 | -1 | -1 | 116.495 | 529.5739 | 1294.9517 | 334.8528 | 1358.827 | 0 | 548.9897 | 0 | 0 | 0 | 0 | 506.7814 | 0 | 0 | 4690.4714 | 0 | 4690.5727 | -0.1013 | -0.1013 | 3.9249 | 17.8422 | 43.6291 | 11.2818 | 45.7812 | 0 | 18.4964 | 0 | 0 | 0 | 0 | 17.0743 | 0 | 0 | 158.0299 | 0 | 158.0334 | -0.003413 | -0.003413 | 7.9297 | 2.0505 | 8.3202 | 3.3618 | 0 | 0 | 3.2429 | 0.71336 | 3.1033 | 0 | 0 | 28.7229 | 28.7223 | 28.7217 | 1
US_3A_SO_2016_NG | 3A | SO | NG | 572 | DOE.determination2016 | OfficeSmall | STD2016 | Atlanta | Zone3A | Zone3A(Atlanta) | DOE.determination2016_STD2016 | regular | US | 0.1013 | 0.01 | DOE.determination2016_OfficeSmall_STD2016_Memphis.table.csv.gz | Small Office | Atlanta-Hartsfield Jackson Intl AP GA USA TMY3 WMO#=722190 | Natural Gas | 1251.1186 | 0 | 0 | 0 | 0 | 0 | 0 | 0 | 0 | 0 | 0 | 0 | 0 | 0 | 1251.1186 | 0 | 1252.1186 | 0 | 0 | 12.5112 | 0 | 0 | 0 | 0 | 0 | 0 | 0 | 0 | 0 | 0 | 0 | 0 | 0 | 12.5112 | 0 | 12.5212 | 0 | 0 | 1.2511 | 0 | 0 | 0 | 0 | 0 | 0 | 0 | 0 | 0 | 0 | 0 | 0 | 0 | 1.2511 | 0 | 1.2521 | 0 | 0 | 0 | 0 | 0 | 0 | 0 | 0 | 0 | 0.22739 | 0 | 0 | 0 | 0.22758 | 0.22739 | 0.22739 | 2
US_3A_SO_2013_NG | 3A | SO | NG | 368 | DOE.determination2013 | OfficeSmall | STD2013 | Atlanta | Zone3A | Zone3A(Atlanta) | DOE.determination2013_STD2013 | regular | US | 0.1013 | 0.01 | DOE.determination2013_OfficeSmall_STD2013_Memphis.table.csv.gz | Small Office | Atlanta-Hartsfield Jackson Intl AP GA USA TMY3 WMO#=722190 | Natural Gas | 1156.3369 | 0 | 0 | 0 | 0 | 0 | 0 | 0 | 0 | 0 | 0 | 0 | 0 | 0 | 1156.3369 | 0 | 1157.3369 | 0 | 0 | 11.5634 | 0 | 0 | 0 | 0 | 0 | 0 | 0 | 0 | 0 | 0 | 0 | 0 | 0 | 11.5634 | 0 | 11.5734 | 0 | 0 | 1.1563 | 0 | 0 | 0 | 0 | 0 | 0 | 0 | 0 | 0 | 0 | 0 | 0 | 0 | 1.1563 | 0 | 1.1573 | 0 | 0 | 0 | 0 | 0 | 0 | 0 | 0 | 0 | 0.21017 | 0 | 0 | 0 | 0.21035 | 0.21017 | 0.21017 | 1
US_3B_SO_2016_EL | 3B | SO | EL | 547 | DOE.determination2016 | OfficeSmall | STD2016 | ElPaso | Zone3B | Zone3B(ElPaso) | DOE.determination2016_STD2016 | regular | US | 0.1013 | 0.01 | DOE.determination2016_OfficeSmall_STD2016_ElPaso.table.csv.gz | Small Office | El Paso International Ap Ut TX USA TMY3 WMO#=722700 | Electricity | 708.3333 | 5400 | 9244.4445 | 1566.6667 | 13413.889 | 0 | 6219.4445 | 0 | 0 | 0 | 0 | 5002.7778 | 0 | 0 | 41558.3337 | 0 | 41556.5559 | 1.7778 | 1.7778 | 71.7542 | 547.02 | 936.4622 | 158.7033 | 1358.827 | 0 | 630.0297 | 0 | 0 | 0 | 0 | 506.7814 | 0 | 0 | 4209.8592 | 0 | 4209.6791 | 0.18009 | 0.18009 | 2.4175 | 18.43 | 31.551 | 5.347 | 45.7812 | 0 | 21.2268 | 0 | 0 | 0 | 0 | 17.0743 | 0 | 0 | 141.8373 | 0 | 141.8312 | 0.0060675 | 0.0060675 | 5.7345 | 0.97183 | 8.3219 | 3.858 | 0 | 0 | 3.3497 | 0.43939 | 3.1033 | 0 | 0 | 25.7781 | 25.7792 | 25.7786 | 2
US_3B_SO_2013_EL | 3B | SO | EL | 343 | DOE.determination2013 | OfficeSmall | STD2013 | ElPaso | Zone3B | Zone3B(ElPaso) | DOE.determination2013_STD2013 | regular | US | 0.1013 | 0.01 | DOE.determination2013_OfficeSmall_STD2013_ElPaso.table.csv.gz | Small Office | El Paso International Ap Ut TX USA TMY3 WMO#=722700 | Electricity | 675 | 5616.6667 | 12763.889 | 3305.5556 | 13413.889 | 0 | 6319.4445 | 0 | 0 | 0 | 0 | 5002.7778 | 0 | 0 | 47100.0004 | 0 | 47098.2226 | 1.7778 | 1.7778 | 68.3775 | 568.9683 | 1292.982 | 334.8528 | 1358.827 | 0 | 640.1597 | 0 | 0 | 0 | 0 | 506.7814 | 0 | 0 | 4771.23 | 0 | 4771.0499 | 0.18009 | 0.18009 | 2.3038 | 19.1695 | 43.5628 | 11.2818 | 45.7812 | 0 | 21.5681 | 0 | 0 | 0 | 0 | 17.0743 | 0 | 0 | 160.7508 | 0 | 160.7448 | 0.0060675 | 0.0060675 | 7.9176 | 2.0505 | 8.3219 | 3.92 | 0 | 0 | 3.4841 | 0.41871 | 3.1033 | 0 | 0 | 29.2157 | 29.2168 | 29.2162 | 1
US_3B_SO_2016_NG | 3B | SO | NG | 548 | DOE.determination2016 | OfficeSmall | STD2016 | ElPaso | Zone3B | Zone3B(ElPaso) | DOE.determination2016_STD2016 | regular | US | 0.1013 | 0.01 | DOE.determination2016_OfficeSmall_STD2016_ElPaso.table.csv.gz | Small Office | El Paso International Ap Ut TX USA TMY3 WMO#=722700 | Natural Gas | 350.6923 | 0 | 0 | 0 | 0 | 0 | 0 | 0 | 0 | 0 | 0 | 0 | 0 | 0 | 350.6923 | 0 | 351.6923 | 0 | 0 | 3.5069 | 0 | 0 | 0 | 0 | 0 | 0 | 0 | 0 | 0 | 0 | 0 | 0 | 0 | 3.5069 | 0 | 3.5169 | 0 | 0 | 0.35069 | 0 | 0 | 0 | 0 | 0 | 0 | 0 | 0 | 0 | 0 | 0 | 0 | 0 | 0.35069 | 0 | 0.35169 | 0 | 0 | 0 | 0 | 0 | 0 | 0 | 0 | 0 | 0.063739 | 0 | 0 | 0 | 0.063921 | 0.063739 | 0.063739 | 2
US_3B_SO_2013_NG | 3B | SO | NG | 344 | DOE.determination2013 | OfficeSmall | STD2013 | ElPaso | Zone3B | Zone3B(ElPaso) | DOE.determination2013_STD2013 | regular | US | 0.1013 | 0.01 | DOE.determination2013_OfficeSmall_STD2013_ElPaso.table.csv.gz | Small Office | El Paso International Ap Ut TX USA TMY3 WMO#=722700 | Natural Gas | 312.7796 | 0 | 0 | 0 | 0 | 0 | 0 | 0 | 0 | 0 | 0 | 0 | 0 | 0 | 312.7796 | 0 | 313.7796 | 0 | 0 | 3.1278 | 0 | 0 | 0 | 0 | 0 | 0 | 0 | 0 | 0 | 0 | 0 | 0 | 0 | 3.1278 | 0 | 3.1378 | 0 | 0 | 0.31278 | 0 | 0 | 0 | 0 | 0 | 0 | 0 | 0 | 0 | 0 | 0 | 0 | 0 | 0.31278 | 0 | 0.31378 | 0 | 0 | 0 | 0 | 0 | 0 | 0 | 0 | 0 | 0.056848 | 0 | 0 | 0 | 0.05703 | 0.056848 | 0.056848 | 1
US_4A_SO_2016_EL | 4A | SO | EL | 517 | DOE.determination2016 | OfficeSmall | STD2016 | NewYork | Zone4A | Zone4A(NewYork) | DOE.determination2016_STD2016 | regular | US | 0.1013 | 0.01 | DOE.determination2016_OfficeSmall_STD2016_Baltimore.table.csv.gz | Small Office | New York-John F Kennedy Intl AP NY USA TMY3 WMO#=744860 | Electricity | 1719.4445 | 3936.1111 | 9122.2223 | 1580.5556 | 13413.889 | 0 | 5161.1112 | 0 | 0 | 0 | 0 | 5002.7778 | 0 | 0 | 39933.3337 | 0 | 39937.1114 | -3.7778 | -3.7778 | 174.1797 | 398.7281 | 924.0811 | 160.1103 | 1358.827 | 0 | 522.8206 | 0 | 0 | 0 | 0 | 506.7814 | 0 | 0 | 4045.2467 | 0 | 4045.6294 | -0.38269 | -0.38269 | 5.8684 | 13.4338 | 31.1339 | 5.3944 | 45.7812 | 0 | 17.6147 | 0 | 0 | 0 | 0 | 17.0743 | 0 | 0 | 136.2912 | 0 | 136.3041 | -0.012893 | -0.012893 | 5.6586 | 0.98044 | 8.3185 | 3.2015 | 0 | 0 | 2.4416 | 1.0666 | 3.1033 | 0 | 0 | 24.7736 | 24.7712 | 24.7706 | 2
US_4A_SO_2013_EL | 4A | SO | EL | 313 | DOE.determination2013 | OfficeSmall | STD2013 | NewYork | Zone4A | Zone4A(NewYork) | DOE.determination2013_STD2013 | regular | US | 0.1013 | 0.01 | DOE.determination2013_OfficeSmall_STD2013_Baltimore.table.csv.gz | Small Office | New York-John F Kennedy Intl AP NY USA TMY3 WMO#=744860 | Electricity | 1619.4445 | 4072.2223 | 12563.889 | 3313.8889 | 13413.889 | 0 | 5202.7778 | 0 | 0 | 0 | 0 | 5002.7778 | 0 | 0 | 45186.1115 | 0 | 45189.8893 | -3.7778 | -3.7778 | 164.0497 | 412.5161 | 1272.722 | 335.6969 | 1358.827 | 0 | 527.0414 | 0 | 0 | 0 | 0 | 506.7814 | 0 | 0 | 4577.3531 | 0 | 4577.7358 | -0.38269 | -0.38269 | 5.5271 | 13.8984 | 42.8802 | 11.3102 | 45.7812 | 0 | 17.7569 | 0 | 0 | 0 | 0 | 17.0743 | 0 | 0 | 154.2188 | 0 | 154.2317 | -0.012893 | -0.012893 | 7.7936 | 2.0557 | 8.3185 | 3.2274 | 0 | 0 | 2.5261 | 1.0046 | 3.1033 | 0 | 0 | 28.0319 | 28.0296 | 28.029 | 1
US_4A_SO_2016_NG | 4A | SO | NG | 518 | DOE.determination2016 | OfficeSmall | STD2016 | NewYork | Zone4A | Zone4A(NewYork) | DOE.determination2016_STD2016 | regular | US | 0.1013 | 0.01 | DOE.determination2016_OfficeSmall_STD2016_Baltimore.table.csv.gz | Small Office | New York-John F Kennedy Intl AP NY USA TMY3 WMO#=744860 | Natural Gas | 1393.2912 | 0 | 0 | 0 | 0 | 0 | 0 | 0 | 0 | 0 | 0 | 0 | 0 | 0 | 1393.2912 | 0 | 1394.2912 | 0 | 0 | 13.9329 | 0 | 0 | 0 | 0 | 0 | 0 | 0 | 0 | 0 | 0 | 0 | 0 | 0 | 13.9329 | 0 | 13.9429 | 0 | 0 | 1.3933 | 0 | 0 | 0 | 0 | 0 | 0 | 0 | 0 | 0 | 0 | 0 | 0 | 0 | 1.3933 | 0 | 1.3943 | 0 | 0 | 0 | 0 | 0 | 0 | 0 | 0 | 0 | 0.25323 | 0 | 0 | 0 | 0.25342 | 0.25323 | 0.25323 | 2
US_4A_SO_2013_NG | 4A | SO | NG | 314 | DOE.determination2013 | OfficeSmall | STD2013 | NewYork | Zone4A | Zone4A(NewYork) | DOE.determination2013_STD2013 | regular | US | 0.1013 | 0.01 | DOE.determination2013_OfficeSmall_STD2013_Baltimore.table.csv.gz | Small Office | New York-John F Kennedy Intl AP NY USA TMY3 WMO#=744860 | Natural Gas | 1241.6404 | 0 | 0 | 0 | 0 | 0 | 0 | 0 | 0 | 0 | 0 | 0 | 0 | 0 | 1241.6404 | 0 | 1242.6404 | 0 | 0 | 12.4164 | 0 | 0 | 0 | 0 | 0 | 0 | 0 | 0 | 0 | 0 | 0 | 0 | 0 | 12.4164 | 0 | 12.4264 | 0 | 0 | 1.2416 | 0 | 0 | 0 | 0 | 0 | 0 | 0 | 0 | 0 | 0 | 0 | 0 | 0 | 1.2416 | 0 | 1.2426 | 0 | 0 | 0 | 0 | 0 | 0 | 0 | 0 | 0 | 0.22567 | 0 | 0 | 0 | 0.22585 | 0.22567 | 0.22567 | 1
US_5A_SO_2016_EL | 5A | SO | EL | 535 | DOE.determination2016 | OfficeSmall | STD2016 | Buffalo | Zone5A | Zone5A(Buffalo) | DOE.determination2016_STD2016 | regular | US | 0.1013 | 0.01 | DOE.determination2016_OfficeSmall_STD2016_Chicago.table.csv.gz | Small Office | Buffalo Niagara Intl AP NY USA TMY3 WMO#=725280 | Electricity | 2950 | 2447.2222 | 9144.4445 | 1591.6667 | 13413.889 | 0 | 4886.1112 | 0 | 0 | 0 | 0 | 5002.7778 | 0 | 0 | 39436.1114 | 0 | 39437.1114 | -1 | -1 | 298.835 | 247.9036 | 926.3322 | 161.2358 | 1358.827 | 0 | 494.9631 | 0 | 0 | 0 | 0 | 506.7814 | 0 | 0 | 3994.8781 | 0 | 3994.9794 | -0.1013 | -0.1013 | 10.0683 | 8.3523 | 31.2097 | 5.4323 | 45.7812 | 0 | 16.6761 | 0 | 0 | 0 | 0 | 17.0743 | 0 | 0 | 134.5942 | 0 | 134.5976 | -0.003413 | -0.003413 | 5.6724 | 0.98733 | 8.3202 | 3.0309 | 0 | 0 | 1.518 | 1.8299 | 3.1033 | 0 | 0 | 24.4634 | 24.4628 | 24.4622 | 2
US_5A_SO_2013_EL | 5A | SO | EL | 331 | DOE.determination2013 | OfficeSmall | STD2013 | Buffalo | Zone5A | Zone5A(Buffalo) | DOE.determination2013_STD2013 | regular | US | 0.1013 | 0.01 | DOE.determination2013_OfficeSmall_STD2013_Chicago.table.csv.gz | Small Office | Buffalo Niagara Intl AP NY USA TMY3 WMO#=725280 | Electricity | 2811.1111 | 2705.5556 | 12605.5557 | 3308.3334 | 13413.889 | 0 | 5205.5556 | 0 | 0 | 0 | 0 | 5002.7778 | 0 | 0 | 45050.0004 | 0 | 45053.7781 | -3.7778 | -3.7778 | 284.7656 | 274.0728 | 1276.9428 | 335.1342 | 1358.827 | 0 | 527.3228 | 0 | 0 | 0 | 0 | 506.7814 | 0 | 0 | 4563.565 | 0 | 4563.9477 | -0.38269 | -0.38269 | 9.5942 | 9.234 | 43.0224 | 11.2912 | 45.7812 | 0 | 17.7664 | 0 | 0 | 0 | 0 | 17.0743 | 0 | 0 | 153.7543 | 0 | 153.7671 | -0.012893 | -0.012893 | 7.8194 | 2.0522 | 8.3185 | 3.2291 | 0 | 0 | 1.6783 | 1.7438 | 3.1033 | 0 | 0 | 27.9475 | 27.9452 | 27.9445 | 1
US_5A_SO_2016_NG | 5A | SO | NG | 536 | DOE.determination2016 | OfficeSmall | STD2016 | Buffalo | Zone5A | Zone5A(Buffalo) | DOE.determination2016_STD2016 | regular | US | 0.1013 | 0.01 | DOE.determination2016_OfficeSmall_STD2016_Chicago.table.csv.gz | Small Office | Buffalo Niagara Intl AP NY USA TMY3 WMO#=725280 | Natural Gas | 6198.724 | 0 | 0 | 0 | 0 | 0 | 0 | 0 | 0 | 0 | 0 | 0 | 0 | 0 | 6198.724 | 0 | 6199.724 | 0 | 0 | 61.9872 | 0 | 0 | 0 | 0 | 0 | 0 | 0 | 0 | 0 | 0 | 0 | 0 | 0 | 61.9872 | 0 | 61.9972 | 0 | 0 | 6.1987 | 0 | 0 | 0 | 0 | 0 | 0 | 0 | 0 | 0 | 0 | 0 | 0 | 0 | 6.1987 | 0 | 6.1997 | 0 | 0 | 0 | 0 | 0 | 0 | 0 | 0 | 0 | 1.1266 | 0 | 0 | 0 | 1.1268 | 1.1266 | 1.1266 | 2
US_5A_SO_2013_NG | 5A | SO | NG | 332 | DOE.determination2013 | OfficeSmall | STD2013 | Buffalo | Zone5A | Zone5A(Buffalo) | DOE.determination2013_STD2013 | regular | US | 0.1013 | 0.01 | DOE.determination2013_OfficeSmall_STD2013_Chicago.table.csv.gz | Small Office | Buffalo Niagara Intl AP NY USA TMY3 WMO#=725280 | Natural Gas | 5582.6428 | 0 | 0 | 0 | 0 | 0 | 0 | 0 | 0 | 0 | 0 | 0 | 0 | 0 | 5582.6428 | 0 | 5583.6428 | 0 | 0 | 55.8264 | 0 | 0 | 0 | 0 | 0 | 0 | 0 | 0 | 0 | 0 | 0 | 0 | 0 | 55.8264 | 0 | 55.8364 | 0 | 0 | 5.5826 | 0 | 0 | 0 | 0 | 0 | 0 | 0 | 0 | 0 | 0 | 0 | 0 | 0 | 5.5826 | 0 | 5.5836 | 0 | 0 | 0 | 0 | 0 | 0 | 0 | 0 | 0 | 1.0147 | 0 | 0 | 0 | 1.0148 | 1.0147 | 1.0147 | 1
US_2A_LO_2016_EL | 2A | LO | EL | 5652 | DOE.determination2016 | OfficeLarge | STD2016 | Tampa | Zone2A | Zone2A(Tampa) | DOE.determination2016_STD2016 | regular | US | 0.1013 | 0.01 | DOE.determination2016_OfficeLarge_STD2016_Houston.table.csv.gz | Large Office | Tampa-MacDill AFB FL USA TMY3 WMO#=747880 | Electricity | 436.1111 | 1729141.6805 | 877838.8959 | 95063.8896 | 5626841.7117 | 528030.5598 | 638980.5607 | 181375.0015 | 197175.0016 | 116677.7787 | 17052.7779 | 0 | 0 | 0 | 10023883.4135 | 0 | 10008614.969 | 15268.4446 | 543299.0043 | 44.1781 | 175162.0522 | 88925.0802 | 9629.972 | 569999.0654 | 53489.4957 | 64728.7308 | 18373.2876 | 19973.8277 | 11819.459 | 1727.4464 | 0 | 0 | 0 | 1015419.3898 | 0 | 1013872.6964 | 1546.6934 | 55036.1891 | 1.4884 | 5901.507 | 2996.0369 | 324.4501 | 19204.2363 | 1802.1519 | 2180.8208 | 619.0273 | 672.9522 | 398.2176 | 58.2006 | 0 | 0 | 0 | 34211.2033 | 0 | 34159.0926 | 52.1107 | 1854.2627 | 6.009 | 0.65074 | 42.2363 | 4.374 | 1.2416 | 0.11673 | 13.1862 | 0.0029853 | 0 | 0.79869 | 0 | 68.5117 | 68.6162 | 68.6162 | 2
US_2A_LO_2013_EL | 2A | LO | EL | 3612 | DOE.determination2013 | OfficeLarge | STD2013 | Tampa | Zone2A | Zone2A(Tampa) | DOE.determination2013_STD2013 | regular | US | 0.1013 | 0.01 | DOE.determination2013_OfficeLarge_STD2013_Houston.table.csv.gz | Large Office | Tampa-MacDill AFB FL USA TMY3 WMO#=747880 | Electricity | 33.3333 | 1986644.4603 | 945936.1187 | 188722.2237 | 5626841.7117 | 528030.5598 | 642713.894 | 197350.0016 | 204536.1127 | 1241.6667 | 17097.2224 | 0 | 0 | 0 | 10361322.3051 | 0 | 10339148.3049 | 22174.0002 | 550204.56 | 3.3767 | 201247.0838 | 95823.3288 | 19117.5613 | 569999.0654 | 53489.4957 | 65106.9175 | 19991.5552 | 20719.5082 | 125.7808 | 1731.9486 | 0 | 0 | 0 | 1049601.9495 | 0 | 1047355.7233 | 2246.2262 | 55735.7219 | 0.11377 | 6780.356 | 3228.4506 | 644.1031 | 19204.2363 | 1802.1519 | 2193.5626 | 673.5494 | 698.0754 | 4.2378 | 58.3523 | 0 | 0 | 0 | 35362.8718 | 0 | 35287.1927 | 75.6792 | 1877.8311 | 6.4752 | 1.2919 | 42.2835 | 4.3995 | 1.3509 | 0.11704 | 14.9992 | 0.00022818 | 0 | 0.0084995 | 0 | 70.7743 | 70.926 | 70.926 | 1
US_2A_LO_2016_NG | 2A | LO | NG | 5661 | DOE.determination2016 | OfficeLarge | STD2016 | Tampa | Zone2A | Zone2A(Tampa) | DOE.determination2016_STD2016 | regular | US | 0.1013 | 0.01 | DOE.determination2016_OfficeLarge_STD2016_Houston.table.csv.gz | Large Office | Tampa-MacDill AFB FL USA TMY3 WMO#=747880 | Natural Gas | 136533.0561 | 0 | 0 | 0 | 0 | 0 | 0 | 0 | 0 | 0 | 0 | 439929.3162 | 0 | 0 | 576462.3724 | 0 | 576463.3724 | 0 | 0 | 1365.3306 | 0 | 0 | 0 | 0 | 0 | 0 | 0 | 0 | 0 | 0 | 4399.2932 | 0 | 0 | 5764.6237 | 0 | 5764.6337 | 0 | 0 | 136.5331 | 0 | 0 | 0 | 0 | 0 | 0 | 0 | 0 | 0 | 0 | 439.9293 | 0 | 0 | 576.4624 | 0 | 576.4634 | 0 | 0 | 0 | 0 | 0 | 0 | 0 | 0 | 0 | 0.27384 | 0.88235 | 0 | 0 | 1.1562 | 1.1562 | 1.1562 | 2
US_2A_LO_2013_NG | 2A | LO | NG | 3621 | DOE.determination2013 | OfficeLarge | STD2013 | Tampa | Zone2A | Zone2A(Tampa) | DOE.determination2013_STD2013 | regular | US | 0.1013 | 0.01 | DOE.determination2013_OfficeLarge_STD2013_Houston.table.csv.gz | Large Office | Tampa-MacDill AFB FL USA TMY3 WMO#=747880 | Natural Gas | 288344.9242 | 0 | 0 | 0 | 0 | 0 | 0 | 0 | 0 | 0 | 0 | 453634.7518 | 0 | 0 | 741979.676 | 0 | 741980.676 | 0 | 0 | 2883.4492 | 0 | 0 | 0 | 0 | 0 | 0 | 0 | 0 | 0 | 0 | 4536.3475 | 0 | 0 | 7419.7968 | 0 | 7419.8068 | 0 | 0 | 288.3449 | 0 | 0 | 0 | 0 | 0 | 0 | 0 | 0 | 0 | 0 | 453.6348 | 0 | 0 | 741.9797 | 0 | 741.9807 | 0 | 0 | 0 | 0 | 0 | 0 | 0 | 0 | 0 | 0.57832 | 0.90984 | 0 | 0 | 1.4882 | 1.4882 | 1.4882 | 1
US_3A_LO_2016_EL | 3A | LO | EL | 5712 | DOE.determination2016 | OfficeLarge | STD2016 | Atlanta | Zone3A | Zone3A(Atlanta) | DOE.determination2016_STD2016 | regular | US | 0.1013 | 0.01 | DOE.determination2016_OfficeLarge_STD2016_Memphis.table.csv.gz | Large Office | Atlanta-Hartsfield Jackson Intl AP GA USA TMY3 WMO#=722190 | Electricity | 744.4445 | 1190227.7873 | 880183.3404 | 96041.6674 | 5626841.7117 | 528030.5598 | 635983.3384 | 131294.4455 | 107986.112 | 311636.1136 | 9880.5556 | 0 | 0 | 0 | 9534125.0763 | 0 | 9518851.0762 | 15274.0001 | 543304.5599 | 75.4122 | 120570.0749 | 89162.5724 | 9729.0209 | 569999.0654 | 53489.4957 | 64425.1122 | 13300.1273 | 10938.9931 | 31568.7383 | 1000.9003 | 0 | 0 | 0 | 965806.8702 | 0 | 964259.614 | 1547.2562 | 55036.7519 | 2.5408 | 4062.2105 | 3004.0385 | 327.7872 | 19204.2363 | 1802.1519 | 2170.5914 | 448.1039 | 368.5533 | 1063.6044 | 33.722 | 0 | 0 | 0 | 32539.6733 | 0 | 32487.5436 | 52.1297 | 1854.2816 | 6.0251 | 0.65743 | 42.2363 | 4.3535 | 0.89875 | 0.067635 | 8.8866 | 0.0050959 | 0 | 2.1332 | 0 | 65.1591 | 65.2637 | 65.2636 | 2
US_3A_LO_2013_EL | 3A | LO | EL | 3672 | DOE.determination2013 | OfficeLarge | STD2013 | Atlanta | Zone3A | Zone3A(Atlanta) | DOE.determination2013_STD2013 | regular | US | 0.1013 | 0.01 | DOE.determination2013_OfficeLarge_STD2013_Memphis.table.csv.gz | Large Office | Atlanta-Hartsfield Jackson Intl AP GA USA TMY3 WMO#=722190 | Electricity | 27.7778 | 1595163.9017 | 948691.6743 | 189116.6682 | 5626841.7117 | 528030.5598 | 638908.3384 | 142422.2234 | 119572.2232 | 4738.8889 | 9977.7779 | 0 | 0 | 0 | 9825669.523 | 0 | 9803492.7451 | 22176.778 | 550207.3377 | 2.8139 | 161590.1032 | 96102.4666 | 19157.5185 | 569999.0654 | 53489.4957 | 64721.4147 | 14427.3712 | 12112.6662 | 480.0494 | 1010.7489 | 0 | 0 | 0 | 995340.3227 | 0 | 993093.8151 | 2246.5076 | 55736.0033 | 0.094805 | 5444.2449 | 3237.8553 | 645.4493 | 19204.2363 | 1802.1519 | 2180.5744 | 486.0826 | 408.0963 | 16.1737 | 34.0538 | 0 | 0 | 0 | 33534.7055 | 0 | 33459.0168 | 75.6887 | 1877.8406 | 6.494 | 1.2946 | 42.2836 | 4.3735 | 0.97492 | 0.068301 | 11.7378 | 0.00019015 | 0 | 0.032439 | 0 | 67.1075 | 67.2594 | 67.2593 | 1
US_3A_LO_2016_NG | 3A | LO | NG | 5721 | DOE.determination2016 | OfficeLarge | STD2016 | Atlanta | Zone3A | Zone3A(Atlanta) | DOE.determination2016_STD2016 | regular | US | 0.1013 | 0.01 | DOE.determination2016_OfficeLarge_STD2016_Memphis.table.csv.gz | Large Office | Atlanta-Hartsfield Jackson Intl AP GA USA TMY3 WMO#=722190 | Natural Gas | 941855.3503 | 0 | 0 | 0 | 0 | 0 | 0 | 0 | 0 | 0 | 0 | 498239.0255 | 0 | 0 | 1440094.3758 | 0 | 1440095.3758 | 0 | 0 | 9418.5535 | 0 | 0 | 0 | 0 | 0 | 0 | 0 | 0 | 0 | 0 | 4982.3903 | 0 | 0 | 14400.9438 | 0 | 14400.9538 | 0 | 0 | 941.8554 | 0 | 0 | 0 | 0 | 0 | 0 | 0 | 0 | 0 | 0 | 498.239 | 0 | 0 | 1440.0944 | 0 | 1440.0954 | 0 | 0 | 0 | 0 | 0 | 0 | 0 | 0 | 0 | 1.889 | 0.9993 | 0 | 0 | 2.8883 | 2.8883 | 2.8883 | 2
US_3A_LO_2013_NG | 3A | LO | NG | 3681 | DOE.determination2013 | OfficeLarge | STD2013 | Atlanta | Zone3A | Zone3A(Atlanta) | DOE.determination2013_STD2013 | regular | US | 0.1013 | 0.01 | DOE.determination2013_OfficeLarge_STD2013_Memphis.table.csv.gz | Large Office | Atlanta-Hartsfield Jackson Intl AP GA USA TMY3 WMO#=722190 | Natural Gas | 1831637.6281 | 0 | 0 | 0 | 0 | 0 | 0 | 0 | 0 | 0 | 0 | 511802.2885 | 0 | 0 | 2343439.9165 | 0 | 2343440.9165 | 0 | 0 | 18316.3763 | 0 | 0 | 0 | 0 | 0 | 0 | 0 | 0 | 0 | 0 | 5118.0229 | 0 | 0 | 23434.3992 | 0 | 23434.4092 | 0 | 0 | 1831.6376 | 0 | 0 | 0 | 0 | 0 | 0 | 0 | 0 | 0 | 0 | 511.8023 | 0 | 0 | 2343.4399 | 0 | 2343.4409 | 0 | 0 | 0 | 0 | 0 | 0 | 0 | 0 | 0 | 3.6736 | 1.0265 | 0 | 0 | 4.7002 | 4.7002 | 4.7002 | 1
US_3B_LO_2016_EL | 3B | LO | EL | 5472 | DOE.determination2016 | OfficeLarge | STD2016 | ElPaso | Zone3B | Zone3B(ElPaso) | DOE.determination2016_STD2016 | regular | US | 0.1013 | 0.01 | DOE.determination2016_OfficeLarge_STD2016_ElPaso.table.csv.gz | Large Office | El Paso International Ap Ut TX USA TMY3 WMO#=722700 | Electricity | 6669.4445 | 1366505.5665 | 878727.7848 | 94416.6674 | 5626841.7117 | 528030.5598 | 722780.5613 | 123108.3343 | 71177.7783 | 501808.3373 | 0 | 0 | 0 | 0 | 9935330.635 | 0 | 9920067.746 | 15262.889 | 543293.4488 | 675.6147 | 138427.0139 | 89015.1246 | 9564.4084 | 569999.0654 | 53489.4957 | 73217.6709 | 12470.8743 | 7210.3089 | 50833.1846 | 0 | 0 | 0 | 0 | 1006448.9933 | 0 | 1004902.8627 | 1546.1307 | 55035.6264 | 22.7626 | 4663.8411 | 2999.0707 | 322.2412 | 19204.2363 | 1802.1519 | 2466.8276 | 420.1649 | 242.9276 | 1712.6563 | 0 | 0 | 0 | 0 | 33908.9755 | 0 | 33856.8837 | 52.0918 | 1854.2437 | 6.0151 | 0.64631 | 42.2362 | 4.9476 | 0.84271 | 0 | 9.8413 | 0.045654 | 0 | 3.435 | 0 | 67.9055 | 68.01 | 68.01 | 2
US_3B_LO_2013_EL | 3B | LO | EL | 3432 | DOE.determination2013 | OfficeLarge | STD2013 | ElPaso | Zone3B | Zone3B(ElPaso) | DOE.determination2013_STD2013 | regular | US | 0.1013 | 0.01 | DOE.determination2013_OfficeLarge_STD2013_ElPaso.table.csv.gz | Large Office | El Paso International Ap Ut TX USA TMY3 WMO#=722700 | Electricity | 6752.7778 | 1370480.5665 | 946813.8965 | 188961.1126 | 5626841.7117 | 528030.5598 | 725577.7836 | 128200.001 | 71269.445 | 502169.4485 | 0 | 0 | 0 | 0 | 10117272.3032 | 0 | 10095098.303 | 22174.0002 | 550204.56 | 684.0564 | 138829.6814 | 95912.2477 | 19141.7607 | 569999.0654 | 53489.4957 | 73501.0295 | 12986.6601 | 7219.5948 | 50869.7651 | 0 | 0 | 0 | 0 | 1024879.6843 | 0 | 1022633.4581 | 2246.2262 | 55735.7219 | 23.047 | 4677.4077 | 3231.4465 | 644.9184 | 19204.2363 | 1802.1519 | 2476.3745 | 437.5426 | 243.2404 | 1713.8888 | 0 | 0 | 0 | 0 | 34529.9367 | 0 | 34454.2576 | 75.6792 | 1877.8311 | 6.4812 | 1.2935 | 42.2835 | 4.9668 | 0.87756 | 0 | 9.8692 | 0.046225 | 0 | 3.4375 | 0 | 69.1037 | 69.2555 | 69.2554 | 1
US_3B_LO_2016_NG | 3B | LO | NG | 5481 | DOE.determination2016 | OfficeLarge | STD2016 | ElPaso | Zone3B | Zone3B(ElPaso) | DOE.determination2016_STD2016 | regular | US | 0.1013 | 0.01 | DOE.determination2016_OfficeLarge_STD2016_ElPaso.table.csv.gz | Large Office | El Paso International Ap Ut TX USA TMY3 WMO#=722700 | Natural Gas | 343185.6228 | 0 | 0 | 0 | 0 | 0 | 0 | 0 | 0 | 0 | 0 | 483149.7769 | 0 | 0 | 826335.3997 | 0 | 826336.3997 | 0 | 0 | 3431.8562 | 0 | 0 | 0 | 0 | 0 | 0 | 0 | 0 | 0 | 0 | 4831.4978 | 0 | 0 | 8263.354 | 0 | 8263.364 | 0 | 0 | 343.1856 | 0 | 0 | 0 | 0 | 0 | 0 | 0 | 0 | 0 | 0 | 483.1498 | 0 | 0 | 826.3354 | 0 | 826.3364 | 0 | 0 | 0 | 0 | 0 | 0 | 0 | 0 | 0 | 0.68832 | 0.96904 | 0 | 0 | 1.6574 | 1.6574 | 1.6574 | 2
US_3B_LO_2013_NG | 3B | LO | NG | 3441 | DOE.determination2013 | OfficeLarge | STD2013 | ElPaso | Zone3B | Zone3B(ElPaso) | DOE.determination2013_STD2013 | regular | US | 0.1013 | 0.01 | DOE.determination2013_OfficeLarge_STD2013_ElPaso.table.csv.gz | Large Office | El Paso International Ap Ut TX USA TMY3 WMO#=722700 | Natural Gas | 361175.1917 | 0 | 0 | 0 | 0 | 0 | 0 | 0 | 0 | 0 | 0 | 496912.0815 | 0 | 0 | 858087.2732 | 0 | 858088.2732 | 0 | 0 | 3611.7519 | 0 | 0 | 0 | 0 | 0 | 0 | 0 | 0 | 0 | 0 | 4969.1208 | 0 | 0 | 8580.8727 | 0 | 8580.8827 | 0 | 0 | 361.1752 | 0 | 0 | 0 | 0 | 0 | 0 | 0 | 0 | 0 | 0 | 496.9121 | 0 | 0 | 858.0873 | 0 | 858.0883 | 0 | 0 | 0 | 0 | 0 | 0 | 0 | 0 | 0 | 0.7244 | 0.99664 | 0 | 0 | 1.721 | 1.721 | 1.721 | 1
US_4A_LO_2016_EL | 4A | LO | EL | 5172 | DOE.determination2016 | OfficeLarge | STD2016 | NewYork | Zone4A | Zone4A(NewYork) | DOE.determination2016_STD2016 | regular | US | 0.1013 | 0.01 | DOE.determination2016_OfficeLarge_STD2016_Baltimore.table.csv.gz | Large Office | New York-John F Kennedy Intl AP NY USA TMY3 WMO#=744860 | Electricity | 1166.6667 | 912544.4517 | 880705.5626 | 95619.4452 | 5626841.7117 | 528030.5598 | 637377.7829 | 105705.5564 | 78338.8895 | 421363.8923 | 6661.1112 | 0 | 0 | 0 | 9309627.8523 | 0 | 9294356.6299 | 15271.2223 | 543301.7821 | 118.1833 | 92440.753 | 89215.4735 | 9686.2498 | 569999.0654 | 53489.4957 | 64566.3694 | 10707.9729 | 7935.7295 | 42684.1623 | 674.7706 | 0 | 0 | 0 | 943065.3014 | 0 | 941518.3266 | 1546.9748 | 55036.4705 | 3.9818 | 3114.4859 | 3005.8208 | 326.3462 | 19204.2363 | 1802.1519 | 2175.3506 | 360.7698 | 267.3682 | 1438.1019 | 22.7342 | 0 | 0 | 0 | 31773.4713 | 0 | 31721.3511 | 52.1202 | 1854.2721 | 6.0287 | 0.65454 | 42.2363 | 4.363 | 0.72358 | 0.045597 | 6.7829 | 0.0079861 | 0 | 2.8843 | 0 | 63.6224 | 63.7269 | 63.7269 | 2
US_4A_LO_2013_EL | 4A | LO | EL | 3132 | DOE.determination2013 | OfficeLarge | STD2013 | NewYork | Zone4A | Zone4A(NewYork) | DOE.determination2013_STD2013 | regular | US | 0.1013 | 0.01 | DOE.determination2013_OfficeLarge_STD2013_Baltimore.table.csv.gz | Large Office | New York-John F Kennedy Intl AP NY USA TMY3 WMO#=744860 | Electricity | 1325 | 1420480.5669 | 947816.6742 | 189852.7793 | 5626841.7117 | 528030.5598 | 640791.6718 | 121455.5565 | 92580.5563 | 7708.3334 | 6763.8889 | 0 | 0 | 0 | 9605825.0768 | 0 | 9583648.2989 | 22176.778 | 550207.3377 | 134.2225 | 143894.6814 | 96013.8291 | 19232.0865 | 569999.0654 | 53489.4957 | 64912.1964 | 12303.4479 | 9378.4104 | 780.8542 | 685.1819 | 0 | 0 | 0 | 973070.0803 | 0 | 970823.5727 | 2246.5076 | 55736.0033 | 4.5222 | 4848.0561 | 3234.8689 | 647.9617 | 19204.2363 | 1802.1519 | 2187.0021 | 414.524 | 315.9746 | 26.3083 | 23.0849 | 0 | 0 | 0 | 32784.3832 | 0 | 32708.6946 | 75.6887 | 1877.8406 | 6.4881 | 1.2996 | 42.2836 | 4.3864 | 0.8314 | 0.046301 | 10.3573 | 0.00907 | 0 | 0.052766 | 0 | 65.6027 | 65.7545 | 65.7545 | 1
US_4A_LO_2016_NG | 4A | LO | NG | 5181 | DOE.determination2016 | OfficeLarge | STD2016 | NewYork | Zone4A | Zone4A(NewYork) | DOE.determination2016_STD2016 | regular | US | 0.1013 | 0.01 | DOE.determination2016_OfficeLarge_STD2016_Baltimore.table.csv.gz | Large Office | New York-John F Kennedy Intl AP NY USA TMY3 WMO#=744860 | Natural Gas | 1970085.2748 | 0 | 0 | 0 | 0 | 0 | 0 | 0 | 0 | 0 | 0 | 544805.2806 | 0 | 0 | 2514881.0772 | 0 | 2514891.5554 | 0 | 0 | 19700.8527 | 0 | 0 | 0 | 0 | 0 | 0 | 0 | 0 | 0 | 0 | 5448.0528 | 0 | 0 | 25148.8108 | 0 | 25148.9156 | 0 | 0 | 1970.0853 | 0 | 0 | 0 | 0 | 0 | 0 | 0 | 0 | 0 | 0 | 544.8053 | 0 | 0 | 2514.8811 | 0 | 2514.8916 | 0 | 0 | 0 | 0 | 0 | 0 | 0 | 0 | 0 | 3.9513 | 1.0927 | 0 | 0 | 5.044 | 5.044 | 5.044 | 2
US_4A_LO_2013_NG | 4A | LO | NG | 3141 | DOE.determination2013 | OfficeLarge | STD2013 | NewYork | Zone4A | Zone4A(NewYork) | DOE.determination2013_STD2013 | regular | US | 0.1013 | 0.01 | DOE.determination2013_OfficeLarge_STD2013_Baltimore.table.csv.gz | Large Office | New York-John F Kennedy Intl AP NY USA TMY3 WMO#=744860 | Natural Gas | 3745583.6948 | 0 | 0 | 0 | 0 | 0 | 0 | 0 | 0 | 0 | 0 | 558378.0217 | 0 | 0 | 4303961.7166 | 0 | 4303962.7166 | 0 | 0 | 37455.8369 | 0 | 0 | 0 | 0 | 0 | 0 | 0 | 0 | 0 | 0 | 5583.7802 | 0 | 0 | 43039.6172 | 0 | 43039.6272 | 0 | 0 | 3745.5837 | 0 | 0 | 0 | 0 | 0 | 0 | 0 | 0 | 0 | 0 | 558.378 | 0 | 0 | 4303.9617 | 0 | 4303.9627 | 0 | 0 | 0 | 0 | 0 | 0 | 0 | 0 | 0 | 7.5124 | 1.1199 | 0 | 0 | 8.6323 | 8.6323 | 8.6323 | 1
US_5A_LO_2016_EL | 5A | LO | EL | 5352 | DOE.determination2016 | OfficeLarge | STD2016 | Buffalo | Zone5A | Zone5A(Buffalo) | DOE.determination2016_STD2016 | regular | US | 0.1013 | 0.01 | DOE.determination2016_OfficeLarge_STD2016_Chicago.table.csv.gz | Large Office | Buffalo Niagara Intl AP NY USA TMY3 WMO#=725280 | Electricity | 875 | 683416.6721 | 879861.1181 | 95938.8897 | 5626841.7117 | 528030.5598 | 630441.6717 | 83975.0007 | 47711.1115 | 495358.3373 | 1813.8889 | 0 | 0 | 0 | 9089530.6283 | 0 | 9074264.9615 | 15265.6668 | 543296.2266 | 88.6375 | 69230.1089 | 89129.9313 | 9718.6095 | 569999.0654 | 53489.4957 | 63863.7413 | 8506.6676 | 4833.1356 | 50179.7996 | 183.7469 | 0 | 0 | 0 | 920769.4526 | 0 | 919223.0406 | 1546.412 | 55035.9078 | 2.9863 | 2332.4799 | 3002.9387 | 327.4365 | 19204.2363 | 1802.1519 | 2151.6779 | 286.6041 | 162.8365 | 1690.6426 | 6.1907 | 0 | 0 | 0 | 31022.2863 | 0 | 30970.185 | 52.1012 | 1854.2532 | 6.0229 | 0.65673 | 42.2363 | 4.3155 | 0.57483 | 0.012417 | 5.0048 | 0.0059896 | 0 | 3.3909 | 0 | 62.1158 | 62.2203 | 62.2203 | 2
US_5A_LO_2013_EL | 5A | LO | EL | 3312 | DOE.determination2013 | OfficeLarge | STD2013 | Buffalo | Zone5A | Zone5A(Buffalo) | DOE.determination2013_STD2013 | regular | US | 0.1013 | 0.01 | DOE.determination2013_OfficeLarge_STD2013_Chicago.table.csv.gz | Large Office | Buffalo Niagara Intl AP NY USA TMY3 WMO#=725280 | Electricity | 1983.3333 | 699427.7834 | 947272.2298 | 189130.5571 | 5626841.7117 | 528030.5598 | 642616.6718 | 104030.5564 | 47158.3337 | 495297.2262 | 1813.8889 | 0 | 0 | 0 | 9305783.4078 | 0 | 9283603.852 | 22179.5557 | 550210.1155 | 200.9117 | 70852.0345 | 95958.6769 | 19158.9254 | 569999.0654 | 53489.4957 | 65097.0689 | 10538.2954 | 4777.1392 | 50173.609 | 183.7469 | 0 | 0 | 0 | 942675.8592 | 0 | 940429.0702 | 2246.789 | 55736.2847 | 6.7691 | 2387.1253 | 3233.0108 | 645.4967 | 19204.2363 | 1802.1519 | 2193.2308 | 355.0531 | 160.9499 | 1690.4341 | 6.1907 | 0 | 0 | 0 | 31760.3503 | 0 | 31684.6522 | 75.6981 | 1877.8501 | 6.4843 | 1.2946 | 42.2836 | 4.3989 | 0.71212 | 0.012417 | 5.1106 | 0.013576 | 0 | 3.3904 | 0 | 63.5488 | 63.7006 | 63.7006 | 1
US_5A_LO_2016_NG | 5A | LO | NG | 5361 | DOE.determination2016 | OfficeLarge | STD2016 | Buffalo | Zone5A | Zone5A(Buffalo) | DOE.determination2016_STD2016 | regular | US | 0.1013 | 0.01 | DOE.determination2016_OfficeLarge_STD2016_Chicago.table.csv.gz | Large Office | Buffalo Niagara Intl AP NY USA TMY3 WMO#=725280 | Natural Gas | 3540513.9827 | 0 | 0 | 0 | 0 | 0 | 0 | 0 | 0 | 0 | 0 | 584461.9489 | 0 | 0 | 4124975.9316 | 0 | 4124976.9316 | 0 | 0 | 35405.1398 | 0 | 0 | 0 | 0 | 0 | 0 | 0 | 0 | 0 | 0 | 5844.6195 | 0 | 0 | 41249.7593 | 0 | 41249.7693 | 0 | 0 | 3540.514 | 0 | 0 | 0 | 0 | 0 | 0 | 0 | 0 | 0 | 0 | 584.4619 | 0 | 0 | 4124.9759 | 0 | 4124.9769 | 0 | 0 | 0 | 0 | 0 | 0 | 0 | 0 | 0 | 7.1011 | 1.1722 | 0 | 0 | 8.2733 | 8.2733 | 8.2733 | 2
US_5A_LO_2013_NG | 5A | LO | NG | 3321 | DOE.determination2013 | OfficeLarge | STD2013 | Buffalo | Zone5A | Zone5A(Buffalo) | DOE.determination2013_STD2013 | regular | US | 0.1013 | 0.01 | DOE.determination2013_OfficeLarge_STD2013_Chicago.table.csv.gz | Large Office | Buffalo Niagara Intl AP NY USA TMY3 WMO#=725280 | Natural Gas | 5784063.453 | 0 | 0 | 0 | 0 | 0 | 0 | 0 | 0 | 0 | 0 | 598063.1245 | 0 | 0 | 6382126.5775 | 0 | 6382127.5775 | 0 | 0 | 57840.6345 | 0 | 0 | 0 | 0 | 0 | 0 | 0 | 0 | 0 | 0 | 5980.6312 | 0 | 0 | 63821.2658 | 0 | 63821.2758 | 0 | 0 | 5784.0635 | 0 | 0 | 0 | 0 | 0 | 0 | 0 | 0 | 0 | 0 | 598.0631 | 0 | 0 | 6382.1266 | 0 | 6382.1276 | 0 | 0 | 0 | 0 | 0 | 0 | 0 | 0 | 0 | 11.6009 | 1.1995 | 0 | 0 | 12.8004 | 12.8004 | 12.8004 | 1
US_2A_RS_2016_EL | 2A | RS | EL | 5653 | DOE.determination2016 | RetailStandalone | STD2016 | Tampa | Zone2A | Zone2A(Tampa) | DOE.determination2016_STD2016 | regular | US | 0.1013 | 0.01 | DOE.determination2016_RetailStandalone_STD2016_Houston.table.csv.gz | Stand-alone Retail | Tampa-MacDill AFB FL USA TMY3 WMO#=747880 | Electricity | 0 | 73205.5561 | 80991.6673 | 10680.5556 | 53972.2227 | 0 | 51986.1115 | 0 | 0 | 0 | 5911.1112 | 0 | 0 | 0 | 276744.4467 | 0 | 276748.2244 | -3.7778 | -3.7778 | 0 | 7415.7228 | 8204.4559 | 1081.9403 | 5467.3862 | 0 | 5266.1931 | 0 | 0 | 0 | 598.7956 | 0 | 0 | 0 | 28034.2124 | 0 | 28034.5951 | -0.38269 | -0.38269 | 0 | 249.8483 | 276.422 | 36.4524 | 184.2055 | 0 | 177.427 | 0 | 0 | 0 | 20.1744 | 0 | 0 | 0 | 944.5202 | 0 | 944.5331 | -0.012893 | -0.012893 | 11.1948 | 1.4763 | 7.4596 | 7.1856 | 0 | 0.81704 | 10.1186 | 0 | 0 | 0 | 0 | 38.2526 | 38.2521 | 38.2519 | 2
US_2A_RS_2013_EL | 2A | RS | EL | 3613 | DOE.determination2013 | RetailStandalone | STD2013 | Tampa | Zone2A | Zone2A(Tampa) | DOE.determination2013_STD2013 | regular | US | 0.1013 | 0.01 | DOE.determination2013_RetailStandalone_STD2013_Houston.table.csv.gz | Stand-alone Retail | Tampa-MacDill AFB FL USA TMY3 WMO#=747880 | Electricity | 0 | 77086.1117 | 99397.223 | 16738.889 | 53972.2227 | 0 | 55052.7782 | 0 | 0 | 0 | 5844.4445 | 0 | 0 | 0 | 308088.8914 | 0 | 308092.6691 | -3.7778 | -3.7778 | 0 | 7808.8231 | 10068.9387 | 1695.6495 | 5467.3862 | 0 | 5576.8464 | 0 | 0 | 0 | 592.0422 | 0 | 0 | 0 | 31209.4047 | 0 | 31209.7874 | -0.38269 | -0.38269 | 0 | 263.0925 | 339.2396 | 57.1293 | 184.2055 | 0 | 187.8934 | 0 | 0 | 0 | 19.9469 | 0 | 0 | 0 | 1051.4978 | 0 | 1051.5107 | -0.012893 | -0.012893 | 13.7388 | 2.3137 | 7.4596 | 7.6095 | 0 | 0.80783 | 10.655 | 0 | 0 | 0 | 0 | 42.5851 | 42.5846 | 42.5844 | 1
US_2A_RS_2016_NG | 2A | RS | NG | 5662 | DOE.determination2016 | RetailStandalone | STD2016 | Tampa | Zone2A | Zone2A(Tampa) | DOE.determination2016_STD2016 | regular | US | 0.1013 | 0.01 | DOE.determination2016_RetailStandalone_STD2016_Houston.table.csv.gz | Stand-alone Retail | Tampa-MacDill AFB FL USA TMY3 WMO#=747880 | Natural Gas | 12264.7535 | 0 | 0 | 0 | 0 | 0 | 0 | 0 | 0 | 0 | 0 | 83009.8234 | 0 | 0 | 95274.5769 | 0 | 95275.5769 | 0 | 0 | 122.6475 | 0 | 0 | 0 | 0 | 0 | 0 | 0 | 0 | 0 | 0 | 830.0982 | 0 | 0 | 952.7458 | 0 | 952.7558 | 0 | 0 | 12.2648 | 0 | 0 | 0 | 0 | 0 | 0 | 0 | 0 | 0 | 0 | 83.0098 | 0 | 0 | 95.2746 | 0 | 95.2756 | 0 | 0 | 0 | 0 | 0 | 0 | 0 | 0 | 0 | 0.49671 | 3.3618 | 0 | 0 | 3.8586 | 3.8585 | 3.8585 | 2
US_2A_RS_2013_NG | 2A | RS | NG | 3622 | DOE.determination2013 | RetailStandalone | STD2013 | Tampa | Zone2A | Zone2A(Tampa) | DOE.determination2013_STD2013 | regular | US | 0.1013 | 0.01 | DOE.determination2013_RetailStandalone_STD2013_Houston.table.csv.gz | Stand-alone Retail | Tampa-MacDill AFB FL USA TMY3 WMO#=747880 | Natural Gas | 11497.0217 | 0 | 0 | 0 | 0 | 0 | 0 | 0 | 0 | 0 | 0 | 83009.8234 | 0 | 0 | 94506.845 | 0 | 94507.845 | 0 | 0 | 114.9702 | 0 | 0 | 0 | 0 | 0 | 0 | 0 | 0 | 0 | 0 | 830.0982 | 0 | 0 | 945.0685 | 0 | 945.0785 | 0 | 0 | 11.497 | 0 | 0 | 0 | 0 | 0 | 0 | 0 | 0 | 0 | 0 | 83.0098 | 0 | 0 | 94.5068 | 0 | 94.5078 | 0 | 0 | 0 | 0 | 0 | 0 | 0 | 0 | 0 | 0.46562 | 3.3618 | 0 | 0 | 3.8275 | 3.8274 | 3.8274 | 1
US_3A_RS_2016_EL | 3A | RS | EL | 5713 | DOE.determination2016 | RetailStandalone | STD2016 | Atlanta | Zone3A | Zone3A(Atlanta) | DOE.determination2016_STD2016 | regular | US | 0.1013 | 0.01 | DOE.determination2016_RetailStandalone_STD2016_Memphis.table.csv.gz | Stand-alone Retail | Atlanta-Hartsfield Jackson Intl AP GA USA TMY3 WMO#=722190 | Electricity | 0 | 44227.7781 | 81252.7784 | 10688.889 | 53972.2227 | 0 | 46388.8893 | 0 | 0 | 0 | 5177.7778 | 0 | 0 | 0 | 241705.5575 | 0 | 241709.3353 | -3.7778 | -3.7778 | 0 | 4480.2739 | 8230.9065 | 1082.7845 | 5467.3862 | 0 | 4699.1945 | 0 | 0 | 0 | 524.5089 | 0 | 0 | 0 | 24484.773 | 0 | 24485.1557 | -0.38269 | -0.38269 | 0 | 150.948 | 277.3132 | 36.4808 | 184.2055 | 0 | 158.3238 | 0 | 0 | 0 | 17.6716 | 0 | 0 | 0 | 824.9336 | 0 | 824.9465 | -0.012893 | -0.012893 | 11.2309 | 1.4774 | 7.4596 | 6.4119 | 0 | 0.71568 | 6.1132 | 0 | 0 | 0 | 0 | 33.4095 | 33.4089 | 33.4088 | 2
US_3A_RS_2013_EL | 3A | RS | EL | 3673 | DOE.determination2013 | RetailStandalone | STD2013 | Atlanta | Zone3A | Zone3A(Atlanta) | DOE.determination2013_STD2013 | regular | US | 0.1013 | 0.01 | DOE.determination2013_RetailStandalone_STD2013_Memphis.table.csv.gz | Stand-alone Retail | Atlanta-Hartsfield Jackson Intl AP GA USA TMY3 WMO#=722190 | Electricity | 0 | 46822.2226 | 99705.5564 | 16750.0001 | 53972.2227 | 0 | 49588.8893 | 0 | 0 | 0 | 5475 | 0 | 0 | 0 | 272313.8911 | 0 | 272314.8911 | -1 | -1 | 0 | 4743.0911 | 10100.1729 | 1696.775 | 5467.3862 | 0 | 5023.3545 | 0 | 0 | 0 | 554.6175 | 0 | 0 | 0 | 27585.3972 | 0 | 27585.4985 | -0.1013 | -0.1013 | 0 | 159.8028 | 340.292 | 57.1672 | 184.2055 | 0 | 169.2453 | 0 | 0 | 0 | 18.686 | 0 | 0 | 0 | 929.3989 | 0 | 929.4023 | -0.003413 | -0.003413 | 13.7815 | 2.3152 | 7.46 | 6.8543 | 0 | 0.75676 | 6.4718 | 0 | 0 | 0 | 0 | 37.6398 | 37.6397 | 37.6395 | 1
US_3A_RS_2016_NG | 3A | RS | NG | 5722 | DOE.determination2016 | RetailStandalone | STD2016 | Atlanta | Zone3A | Zone3A(Atlanta) | DOE.determination2016_STD2016 | regular | US | 0.1013 | 0.01 | DOE.determination2016_RetailStandalone_STD2016_Memphis.table.csv.gz | Stand-alone Retail | Atlanta-Hartsfield Jackson Intl AP GA USA TMY3 WMO#=722190 | Natural Gas | 66347.1984 | 0 | 0 | 0 | 0 | 0 | 0 | 0 | 0 | 0 | 0 | 86545.1812 | 0 | 0 | 152892.3796 | 0 | 152893.3796 | 0 | 0 | 663.472 | 0 | 0 | 0 | 0 | 0 | 0 | 0 | 0 | 0 | 0 | 865.4518 | 0 | 0 | 1528.9238 | 0 | 1528.9338 | 0 | 0 | 66.3472 | 0 | 0 | 0 | 0 | 0 | 0 | 0 | 0 | 0 | 0 | 86.5452 | 0 | 0 | 152.8924 | 0 | 152.8934 | 0 | 0 | 0 | 0 | 0 | 0 | 0 | 0 | 0 | 2.687 | 3.505 | 0 | 0 | 6.192 | 6.192 | 6.192 | 2
US_3A_RS_2013_NG | 3A | RS | NG | 3682 | DOE.determination2013 | RetailStandalone | STD2013 | Atlanta | Zone3A | Zone3A(Atlanta) | DOE.determination2013_STD2013 | regular | US | 0.1013 | 0.01 | DOE.determination2013_RetailStandalone_STD2013_Memphis.table.csv.gz | Stand-alone Retail | Atlanta-Hartsfield Jackson Intl AP GA USA TMY3 WMO#=722190 | Natural Gas | 62262.1066 | 0 | 0 | 0 | 0 | 0 | 0 | 0 | 0 | 0 | 0 | 86545.1812 | 0 | 0 | 148807.2878 | 0 | 148808.2878 | 0 | 0 | 622.6211 | 0 | 0 | 0 | 0 | 0 | 0 | 0 | 0 | 0 | 0 | 865.4518 | 0 | 0 | 1488.0729 | 0 | 1488.0829 | 0 | 0 | 62.2621 | 0 | 0 | 0 | 0 | 0 | 0 | 0 | 0 | 0 | 0 | 86.5452 | 0 | 0 | 148.8073 | 0 | 148.8083 | 0 | 0 | 0 | 0 | 0 | 0 | 0 | 0 | 0 | 2.5215 | 3.505 | 0 | 0 | 6.0266 | 6.0265 | 6.0265 | 1
US_3B_RS_2016_EL | 3B | RS | EL | 5473 | DOE.determination2016 | RetailStandalone | STD2016 | ElPaso | Zone3B | Zone3B(ElPaso) | DOE.determination2016_STD2016 | regular | US | 0.1013 | 0.01 | DOE.determination2016_RetailStandalone_STD2016_ElPaso.table.csv.gz | Stand-alone Retail | El Paso International Ap Ut TX USA TMY3 WMO#=722700 | Electricity | 0 | 47380.5559 | 83911.1118 | 10686.1112 | 53972.2227 | 0 | 62150.0005 | 0 | 0 | 0 | 0 | 0 | 0 | 0 | 258100.0021 | 0 | 258101.0021 | -1 | -1 | 0 | 4799.6503 | 8500.1956 | 1082.5031 | 5467.3862 | 0 | 6295.7951 | 0 | 0 | 0 | 0 | 0 | 0 | 0 | 26145.5302 | 0 | 26145.6315 | -0.1013 | -0.1013 | 0 | 161.7084 | 286.386 | 36.4714 | 184.2055 | 0 | 212.116 | 0 | 0 | 0 | 0 | 0 | 0 | 0 | 880.8873 | 0 | 880.8907 | -0.003413 | -0.003413 | 11.5983 | 1.4771 | 7.46 | 8.5905 | 0 | 0 | 6.549 | 0 | 0 | 0 | 0 | 35.6751 | 35.675 | 35.6749 | 2
US_3B_RS_2013_EL | 3B | RS | EL | 3433 | DOE.determination2013 | RetailStandalone | STD2013 | ElPaso | Zone3B | Zone3B(ElPaso) | DOE.determination2013_STD2013 | regular | US | 0.1013 | 0.01 | DOE.determination2013_RetailStandalone_STD2013_ElPaso.table.csv.gz | Stand-alone Retail | El Paso International Ap Ut TX USA TMY3 WMO#=722700 | Electricity | 0 | 49594.4448 | 102841.6675 | 16750.0001 | 53972.2227 | 0 | 62430.5561 | 0 | 0 | 0 | 0 | 0 | 0 | 0 | 285583.3356 | 0 | 285589.8912 | -6.5556 | -6.5556 | 0 | 5023.9173 | 10417.8609 | 1696.775 | 5467.3862 | 0 | 6324.2153 | 0 | 0 | 0 | 0 | 0 | 0 | 0 | 28929.5919 | 0 | 28930.256 | -0.66408 | -0.66408 | 0 | 169.2643 | 350.9954 | 57.1672 | 184.2055 | 0 | 213.0736 | 0 | 0 | 0 | 0 | 0 | 0 | 0 | 974.6871 | 0 | 974.7094 | -0.022374 | -0.022374 | 14.2149 | 2.3152 | 7.4592 | 8.6293 | 0 | 0 | 6.855 | 0 | 0 | 0 | 0 | 39.4747 | 39.4738 | 39.4737 | 1
US_3B_RS_2016_NG | 3B | RS | NG | 5482 | DOE.determination2016 | RetailStandalone | STD2016 | ElPaso | Zone3B | Zone3B(ElPaso) | DOE.determination2016_STD2016 | regular | US | 0.1013 | 0.01 | DOE.determination2016_RetailStandalone_STD2016_ElPaso.table.csv.gz | Stand-alone Retail | El Paso International Ap Ut TX USA TMY3 WMO#=722700 | Natural Gas | 73844.4318 | 0 | 0 | 0 | 0 | 0 | 0 | 0 | 0 | 0 | 0 | 85625.7986 | 0 | 0 | 159460.7523 | 0 | 159471.2304 | 0 | 0 | 738.4443 | 0 | 0 | 0 | 0 | 0 | 0 | 0 | 0 | 0 | 0 | 856.258 | 0 | 0 | 1594.6075 | 0 | 1594.7123 | 0 | 0 | 73.8444 | 0 | 0 | 0 | 0 | 0 | 0 | 0 | 0 | 0 | 0 | 85.6258 | 0 | 0 | 159.4608 | 0 | 159.4712 | 0 | 0 | 0 | 0 | 0 | 0 | 0 | 0 | 0 | 2.9906 | 3.4678 | 0 | 0 | 6.4584 | 6.458 | 6.4584 | 2
US_3B_RS_2013_NG | 3B | RS | NG | 3442 | DOE.determination2013 | RetailStandalone | STD2013 | ElPaso | Zone3B | Zone3B(ElPaso) | DOE.determination2013_STD2013 | regular | US | 0.1013 | 0.01 | DOE.determination2013_RetailStandalone_STD2013_ElPaso.table.csv.gz | Stand-alone Retail | El Paso International Ap Ut TX USA TMY3 WMO#=722700 | Natural Gas | 71133.6749 | 0 | 0 | 0 | 0 | 0 | 0 | 0 | 0 | 0 | 0 | 85616.3204 | 0 | 0 | 156749.9953 | 0 | 156750.9953 | 0 | 0 | 711.3367 | 0 | 0 | 0 | 0 | 0 | 0 | 0 | 0 | 0 | 0 | 856.1632 | 0 | 0 | 1567.5 | 0 | 1567.51 | 0 | 0 | 71.1337 | 0 | 0 | 0 | 0 | 0 | 0 | 0 | 0 | 0 | 0 | 85.6163 | 0 | 0 | 156.75 | 0 | 156.751 | 0 | 0 | 0 | 0 | 0 | 0 | 0 | 0 | 0 | 2.8808 | 3.4674 | 0 | 0 | 6.3483 | 6.3482 | 6.3482 | 1
US_4A_RS_2016_EL | 4A | RS | EL | 5173 | DOE.determination2016 | RetailStandalone | STD2016 | NewYork | Zone4A | Zone4A(NewYork) | DOE.determination2016_STD2016 | regular | US | 0.1013 | 0.01 | DOE.determination2016_RetailStandalone_STD2016_Baltimore.table.csv.gz | Stand-alone Retail | New York-John F Kennedy Intl AP NY USA TMY3 WMO#=744860 | Electricity | 0 | 30694.4447 | 83352.7784 | 10741.6668 | 53972.2227 | 0 | 44263.8892 | 0 | 0 | 0 | 5380.5556 | 0 | 0 | 0 | 228408.3352 | 0 | 228406.5574 | 1.7778 | 1.7778 | 0 | 3109.3472 | 8443.6365 | 1088.1308 | 5467.3862 | 0 | 4483.932 | 0 | 0 | 0 | 545.0503 | 0 | 0 | 0 | 23137.7644 | 0 | 23137.5843 | 0.18009 | 0.18009 | 0 | 104.7592 | 284.4804 | 36.661 | 184.2055 | 0 | 151.0713 | 0 | 0 | 0 | 18.3637 | 0 | 0 | 0 | 779.5506 | 0 | 779.5445 | 0.0060675 | 0.0060675 | 11.5212 | 1.4847 | 7.4604 | 6.1182 | 0 | 0.74371 | 4.2426 | 0 | 0 | 0 | 0 | 31.5707 | 31.571 | 31.5708 | 2
US_4A_RS_2013_EL | 4A | RS | EL | 3133 | DOE.determination2013 | RetailStandalone | STD2013 | NewYork | Zone4A | Zone4A(NewYork) | DOE.determination2013_STD2013 | regular | US | 0.1013 | 0.01 | DOE.determination2013_RetailStandalone_STD2013_Baltimore.table.csv.gz | Stand-alone Retail | New York-John F Kennedy Intl AP NY USA TMY3 WMO#=744860 | Electricity | 0 | 32594.4447 | 102183.3342 | 16786.1112 | 53972.2227 | 0 | 46927.7782 | 0 | 0 | 0 | 5636.1112 | 0 | 0 | 0 | 258094.4465 | 0 | 258101.0021 | -6.5556 | -6.5556 | 0 | 3301.8172 | 10351.1717 | 1700.4331 | 5467.3862 | 0 | 4753.7839 | 0 | 0 | 0 | 570.9381 | 0 | 0 | 0 | 26144.9674 | 0 | 26145.6315 | -0.66408 | -0.66408 | 0 | 111.2438 | 348.7486 | 57.2905 | 184.2055 | 0 | 160.1631 | 0 | 0 | 0 | 19.2359 | 0 | 0 | 0 | 880.8683 | 0 | 880.8907 | -0.022374 | -0.022374 | 14.1239 | 2.3202 | 7.4592 | 6.4864 | 0 | 0.77903 | 4.5053 | 0 | 0 | 0 | 0 | 35.6751 | 35.6742 | 35.6741 | 1
US_4A_RS_2016_NG | 4A | RS | NG | 5182 | DOE.determination2016 | RetailStandalone | STD2016 | NewYork | Zone4A | Zone4A(NewYork) | DOE.determination2016_STD2016 | regular | US | 0.1013 | 0.01 | DOE.determination2016_RetailStandalone_STD2016_Baltimore.table.csv.gz | Stand-alone Retail | New York-John F Kennedy Intl AP NY USA TMY3 WMO#=744860 | Natural Gas | 120041.0382 | 0 | 0 | 0 | 0 | 0 | 0 | 0 | 0 | 0 | 0 | 89331.7636 | 0 | 0 | 209372.8018 | 0 | 209373.8018 | 0 | 0 | 1200.4104 | 0 | 0 | 0 | 0 | 0 | 0 | 0 | 0 | 0 | 0 | 893.3176 | 0 | 0 | 2093.728 | 0 | 2093.738 | 0 | 0 | 120.041 | 0 | 0 | 0 | 0 | 0 | 0 | 0 | 0 | 0 | 0 | 89.3318 | 0 | 0 | 209.3728 | 0 | 209.3738 | 0 | 0 | 0 | 0 | 0 | 0 | 0 | 0 | 0 | 4.8615 | 3.6178 | 0 | 0 | 8.4794 | 8.4794 | 8.4794 | 2
US_4A_RS_2013_NG | 4A | RS | NG | 3142 | DOE.determination2013 | RetailStandalone | STD2013 | NewYork | Zone4A | Zone4A(NewYork) | DOE.determination2013_STD2013 | regular | US | 0.1013 | 0.01 | DOE.determination2013_RetailStandalone_STD2013_Baltimore.table.csv.gz | Stand-alone Retail | New York-John F Kennedy Intl AP NY USA TMY3 WMO#=744860 | Natural Gas | 111861.3765 | 0 | 0 | 0 | 0 | 0 | 0 | 0 | 0 | 0 | 0 | 89331.7636 | 0 | 0 | 201193.1401 | 0 | 201194.1401 | 0 | 0 | 1118.6138 | 0 | 0 | 0 | 0 | 0 | 0 | 0 | 0 | 0 | 0 | 893.3176 | 0 | 0 | 2011.9314 | 0 | 2011.9414 | 0 | 0 | 111.8614 | 0 | 0 | 0 | 0 | 0 | 0 | 0 | 0 | 0 | 0 | 89.3318 | 0 | 0 | 201.1931 | 0 | 201.1941 | 0 | 0 | 0 | 0 | 0 | 0 | 0 | 0 | 0 | 4.5303 | 3.6178 | 0 | 0 | 8.1482 | 8.1481 | 8.1481 | 1
US_5A_RS_2016_EL | 5A | RS | EL | 5353 | DOE.determination2016 | RetailStandalone | STD2016 | Buffalo | Zone5A | Zone5A(Buffalo) | DOE.determination2016_STD2016 | regular | US | 0.1013 | 0.01 | DOE.determination2016_RetailStandalone_STD2016_Chicago.table.csv.gz | Stand-alone Retail | Buffalo Niagara Intl AP NY USA TMY3 WMO#=725280 | Electricity | 0 | 18986.1113 | 83377.7784 | 10705.5556 | 53972.2227 | 0 | 43836.1115 | 0 | 0 | 0 | 5211.1112 | 0 | 0 | 0 | 216088.8906 | 0 | 216089.8906 | -1 | -1 | 0 | 1923.2931 | 8446.169 | 1084.4728 | 5467.3862 | 0 | 4440.5981 | 0 | 0 | 0 | 527.8856 | 0 | 0 | 0 | 21889.8046 | 0 | 21889.9059 | -0.1013 | -0.1013 | 0 | 64.799 | 284.5658 | 36.5377 | 184.2055 | 0 | 149.6113 | 0 | 0 | 0 | 17.7854 | 0 | 0 | 0 | 737.5047 | 0 | 737.5081 | -0.003413 | -0.003413 | 11.5246 | 1.4797 | 7.46 | 6.0591 | 0 | 0.72029 | 2.6243 | 0 | 0 | 0 | 0 | 29.8683 | 29.8682 | 29.868 | 2
US_5A_RS_2013_EL | 5A | RS | EL | 3313 | DOE.determination2013 | RetailStandalone | STD2013 | Buffalo | Zone5A | Zone5A(Buffalo) | DOE.determination2013_STD2013 | regular | US | 0.1013 | 0.01 | DOE.determination2013_RetailStandalone_STD2013_Chicago.table.csv.gz | Stand-alone Retail | Buffalo Niagara Intl AP NY USA TMY3 WMO#=725280 | Electricity | 0 | 19925.0002 | 102213.8897 | 16755.5557 | 53972.2227 | 0 | 44947.2226 | 0 | 0 | 0 | 5102.7778 | 0 | 0 | 0 | 242916.6686 | 0 | 242917.6686 | -1 | -1 | 0 | 2018.4025 | 10354.267 | 1697.3378 | 5467.3862 | 0 | 4553.1536 | 0 | 0 | 0 | 516.9114 | 0 | 0 | 0 | 24607.4585 | 0 | 24607.5598 | -0.1013 | -0.1013 | 0 | 68.0034 | 348.8528 | 57.1862 | 184.2055 | 0 | 153.4035 | 0 | 0 | 0 | 17.4156 | 0 | 0 | 0 | 829.0671 | 0 | 829.0705 | -0.003413 | -0.003413 | 14.1282 | 2.316 | 7.46 | 6.2127 | 0 | 0.70531 | 2.7541 | 0 | 0 | 0 | 0 | 33.5765 | 33.5763 | 33.5762 | 1
US_5A_RS_2016_NG | 5A | RS | NG | 5362 | DOE.determination2016 | RetailStandalone | STD2016 | Buffalo | Zone5A | Zone5A(Buffalo) | DOE.determination2016_STD2016 | regular | US | 0.1013 | 0.01 | DOE.determination2016_RetailStandalone_STD2016_Chicago.table.csv.gz | Stand-alone Retail | Buffalo Niagara Intl AP NY USA TMY3 WMO#=725280 | Natural Gas | 196435.0981 | 0 | 0 | 0 | 0 | 0 | 0 | 0 | 0 | 0 | 0 | 91663.3937 | 0 | 0 | 288098.4918 | 0 | 288099.4918 | 0 | 0 | 1964.351 | 0 | 0 | 0 | 0 | 0 | 0 | 0 | 0 | 0 | 0 | 916.6339 | 0 | 0 | 2880.9849 | 0 | 2880.9949 | 0 | 0 | 196.4351 | 0 | 0 | 0 | 0 | 0 | 0 | 0 | 0 | 0 | 0 | 91.6634 | 0 | 0 | 288.0985 | 0 | 288.0995 | 0 | 0 | 0 | 0 | 0 | 0 | 0 | 0 | 0 | 7.9554 | 3.7123 | 0 | 0 | 11.6677 | 11.6677 | 11.6677 | 2
US_5A_RS_2013_NG | 5A | RS | NG | 3322 | DOE.determination2013 | RetailStandalone | STD2013 | Buffalo | Zone5A | Zone5A(Buffalo) | DOE.determination2013_STD2013 | regular | US | 0.1013 | 0.01 | DOE.determination2013_RetailStandalone_STD2013_Chicago.table.csv.gz | Stand-alone Retail | Buffalo Niagara Intl AP NY USA TMY3 WMO#=725280 | Natural Gas | 188909.4302 | 0 | 0 | 0 | 0 | 0 | 0 | 0 | 0 | 0 | 0 | 91663.3937 | 0 | 0 | 280572.8239 | 0 | 280573.8239 | 0 | 0 | 1889.0943 | 0 | 0 | 0 | 0 | 0 | 0 | 0 | 0 | 0 | 0 | 916.6339 | 0 | 0 | 2805.7282 | 0 | 2805.7382 | 0 | 0 | 188.9094 | 0 | 0 | 0 | 0 | 0 | 0 | 0 | 0 | 0 | 0 | 91.6634 | 0 | 0 | 280.5728 | 0 | 280.5738 | 0 | 0 | 0 | 0 | 0 | 0 | 0 | 0 | 0 | 7.6506 | 3.7123 | 0 | 0 | 11.3629 | 11.3629 | 11.3629 | 1
US_2A_PS_2016_EL | 2A | PS | EL | 5654 | DOE.determination2016 | SchoolPrimary | STD2016 | Tampa | Zone2A | Zone2A(Tampa) | DOE.determination2016_STD2016 | regular | US | 0.1013 | 0.01 | DOE.determination2016_SchoolPrimary_STD2016_Houston.table.csv.gz | Primary School | Tampa-MacDill AFB FL USA TMY3 WMO#=747880 | Electricity | 0 | 218425.0017 | 99788.8897 | 7108.3334 | 317797.2248 | 0 | 71266.6672 | 122.2222 | 0 | 0 | 26150.0002 | 7175.0001 | 17405.5557 | 0 | 770055.5617 | 0 | 765239.895 | 4815.6667 | 4815.6667 | 0 | 22126.4527 | 10108.6145 | 720.0742 | 32192.8589 | 0 | 7219.3134 | 12.3811 | 0 | 0 | 2648.995 | 726.8275 | 1763.1828 | 0 | 78006.6284 | 0 | 77518.8014 | 487.827 | 487.827 | 0 | 745.4778 | 340.5764 | 24.2605 | 1084.6321 | 0 | 243.2309 | 0.41714 | 0 | 0 | 89.2491 | 24.4881 | 59.4046 | 0 | 2628.1758 | 0 | 2611.74 | 16.4357 | 16.4357 | 4.6049 | 0.32803 | 14.8875 | 3.2887 | 0.0056402 | 1.2067 | 10.0796 | 0 | 0.3311 | 0 | 0.80321 | 35.3133 | 35.5356 | 35.5355 | 2
US_2A_PS_2013_EL | 2A | PS | EL | 3614 | DOE.determination2013 | SchoolPrimary | STD2013 | Tampa | Zone2A | Zone2A(Tampa) | DOE.determination2013_STD2013 | regular | US | 0.1013 | 0.01 | DOE.determination2013_SchoolPrimary_STD2013_Houston.table.csv.gz | Primary School | Tampa-MacDill AFB FL USA TMY3 WMO#=747880 | Electricity | 0 | 245977.7797 | 197750.0016 | 12311.1112 | 317797.2248 | 0 | 83225.0007 | 119.4444 | 0 | 0 | 24652.778 | 7175.0001 | 17413.889 | 0 | 913147.2295 | 0 | 906423.2295 | 6724.0001 | 6724.0001 | 0 | 24917.5491 | 20032.0752 | 1247.1156 | 32192.8589 | 0 | 8430.6926 | 12.0997 | 0 | 0 | 2497.3264 | 726.8275 | 1764.027 | 0 | 92501.8144 | 0 | 91820.6731 | 681.1412 | 681.1412 | 0 | 839.5145 | 674.9146 | 42.0174 | 1084.6321 | 0 | 284.0443 | 0.40766 | 0 | 0 | 84.1392 | 24.4881 | 59.4331 | 0 | 3116.5432 | 0 | 3093.5944 | 22.9488 | 22.9488 | 9.1255 | 0.56812 | 14.9756 | 3.8406 | 0.005512 | 1.1376 | 11.3511 | 0 | 0.3311 | 0 | 0.80359 | 41.8285 | 42.1388 | 42.1387 | 1
US_2A_PS_2016_NG | 2A | PS | NG | 5663 | DOE.determination2016 | SchoolPrimary | STD2016 | Tampa | Zone2A | Zone2A(Tampa) | DOE.determination2016_STD2016 | regular | US | 0.1013 | 0.01 | DOE.determination2016_SchoolPrimary_STD2016_Houston.table.csv.gz | Primary School | Tampa-MacDill AFB FL USA TMY3 WMO#=747880 | Natural Gas | 192956.6093 | 0 | 0 | 0 | 342190.4148 | 0 | 0 | 0 | 0 | 0 | 0 | 93047.2067 | 0 | 0 | 628184.7526 | 0 | 628195.2308 | 0 | 0 | 1929.5661 | 0 | 0 | 0 | 3421.9041 | 0 | 0 | 0 | 0 | 0 | 0 | 930.4721 | 0 | 0 | 6281.8475 | 0 | 6281.9523 | 0 | 0 | 192.9566 | 0 | 0 | 0 | 342.1904 | 0 | 0 | 0 | 0 | 0 | 0 | 93.0472 | 0 | 0 | 628.1848 | 0 | 628.1952 | 0 | 0 | 0 | 0 | 4.6268 | 0 | 0 | 0 | 0 | 2.609 | 1.2581 | 0 | 0 | 8.4938 | 8.4937 | 8.4938 | 2
US_2A_PS_2013_NG | 2A | PS | NG | 3623 | DOE.determination2013 | SchoolPrimary | STD2013 | Tampa | Zone2A | Zone2A(Tampa) | DOE.determination2013_STD2013 | regular | US | 0.1013 | 0.01 | DOE.determination2013_SchoolPrimary_STD2013_Houston.table.csv.gz | Primary School | Tampa-MacDill AFB FL USA TMY3 WMO#=747880 | Natural Gas | 196160.2312 | 0 | 0 | 0 | 342190.4148 | 0 | 0 | 0 | 0 | 0 | 0 | 93341.03 | 0 | 0 | 631691.676 | 0 | 631692.676 | 0 | 0 | 1961.6023 | 0 | 0 | 0 | 3421.9041 | 0 | 0 | 0 | 0 | 0 | 0 | 933.4103 | 0 | 0 | 6316.9168 | 0 | 6316.9268 | 0 | 0 | 196.1602 | 0 | 0 | 0 | 342.1904 | 0 | 0 | 0 | 0 | 0 | 0 | 93.341 | 0 | 0 | 631.6917 | 0 | 631.6927 | 0 | 0 | 0 | 0 | 4.6268 | 0 | 0 | 0 | 0 | 2.6523 | 1.2621 | 0 | 0 | 8.5411 | 8.5411 | 8.5411 | 1
US_3A_PS_2016_EL | 3A | PS | EL | 5714 | DOE.determination2016 | SchoolPrimary | STD2016 | Atlanta | Zone3A | Zone3A(Atlanta) | DOE.determination2016_STD2016 | regular | US | 0.1013 | 0.01 | DOE.determination2016_SchoolPrimary_STD2016_Memphis.table.csv.gz | Primary School | Atlanta-Hartsfield Jackson Intl AP GA USA TMY3 WMO#=722190 | Electricity | 0 | 138505.5567 | 102447.223 | 7130.5556 | 317797.2248 | 0 | 65491.6672 | 375 | 0 | 0 | 25094.4446 | 7177.7778 | 17325.0001 | 0 | 686161.1166 | 0 | 681345.4499 | 4815.6667 | 4815.6667 | 0 | 14030.6129 | 10377.9037 | 722.3253 | 32192.8589 | 0 | 6634.3059 | 37.9875 | 0 | 0 | 2542.0672 | 727.1089 | 1755.0225 | 0 | 69508.1211 | 0 | 69020.2941 | 487.827 | 487.827 | 0 | 472.7152 | 349.6492 | 24.3364 | 1084.6321 | 0 | 223.521 | 1.2799 | 0 | 0 | 85.6466 | 24.4975 | 59.1297 | 0 | 2341.8466 | 0 | 2325.4109 | 16.4357 | 16.4357 | 4.7276 | 0.32905 | 14.8875 | 3.0222 | 0.017305 | 1.158 | 6.3916 | 0 | 0.33123 | 0 | 0.79949 | 31.4419 | 31.6641 | 31.6641 | 2
US_3A_PS_2013_EL | 3A | PS | EL | 3674 | DOE.determination2013 | SchoolPrimary | STD2013 | Atlanta | Zone3A | Zone3A(Atlanta) | DOE.determination2013_STD2013 | regular | US | 0.1013 | 0.01 | DOE.determination2013_SchoolPrimary_STD2013_Memphis.table.csv.gz | Primary School | Atlanta-Hartsfield Jackson Intl AP GA USA TMY3 WMO#=722190 | Electricity | 0 | 164544.4458 | 200027.7794 | 12319.4445 | 317797.2248 | 0 | 86238.8896 | 344.4444 | 0 | 0 | 23777.778 | 7177.7778 | 17330.5557 | 0 | 836283.34 | 0 | 829559.34 | 6724.0001 | 6724.0001 | 0 | 16668.3524 | 20262.8141 | 1247.9597 | 32192.8589 | 0 | 8735.9995 | 34.8922 | 0 | 0 | 2408.6889 | 727.1089 | 1755.5853 | 0 | 84715.5023 | 0 | 84034.3611 | 681.1412 | 681.1412 | 0 | 561.5851 | 682.6886 | 42.0459 | 1084.6321 | 0 | 294.3307 | 1.1756 | 0 | 0 | 81.1528 | 24.4975 | 59.1486 | 0 | 2854.2091 | 0 | 2831.2603 | 22.9488 | 22.9488 | 9.2306 | 0.5685 | 14.9756 | 3.9796 | 0.015895 | 1.0973 | 7.5932 | 0 | 0.33123 | 0 | 0.79975 | 38.2815 | 38.5918 | 38.5917 | 1
US_3A_PS_2016_NG | 3A | PS | NG | 5723 | DOE.determination2016 | SchoolPrimary | STD2016 | Atlanta | Zone3A | Zone3A(Atlanta) | DOE.determination2016_STD2016 | regular | US | 0.1013 | 0.01 | DOE.determination2016_SchoolPrimary_STD2016_Memphis.table.csv.gz | Primary School | Atlanta-Hartsfield Jackson Intl AP GA USA TMY3 WMO#=722190 | Natural Gas | 414451.9921 | 0 | 0 | 0 | 342190.4148 | 0 | 0 | 0 | 0 | 0 | 0 | 105738.4779 | 0 | 0 | 862371.4066 | 0 | 862381.8848 | 0 | 0 | 4144.5199 | 0 | 0 | 0 | 3421.9041 | 0 | 0 | 0 | 0 | 0 | 0 | 1057.3848 | 0 | 0 | 8623.7141 | 0 | 8623.8188 | 0 | 0 | 414.452 | 0 | 0 | 0 | 342.1904 | 0 | 0 | 0 | 0 | 0 | 0 | 105.7385 | 0 | 0 | 862.3714 | 0 | 862.3819 | 0 | 0 | 0 | 0 | 4.6268 | 0 | 0 | 0 | 0 | 5.6038 | 1.4297 | 0 | 0 | 11.6603 | 11.6601 | 11.6603 | 2
US_3A_PS_2013_NG | 3A | PS | NG | 3683 | DOE.determination2013 | SchoolPrimary | STD2013 | Atlanta | Zone3A | Zone3A(Atlanta) | DOE.determination2013_STD2013 | regular | US | 0.1013 | 0.01 | DOE.determination2013_SchoolPrimary_STD2013_Memphis.table.csv.gz | Primary School | Atlanta-Hartsfield Jackson Intl AP GA USA TMY3 WMO#=722190 | Natural Gas | 431721.22 | 0 | 0 | 0 | 342190.4148 | 0 | 0 | 0 | 0 | 0 | 0 | 106051.2576 | 0 | 0 | 879962.8924 | 0 | 879963.8924 | 0 | 0 | 4317.2122 | 0 | 0 | 0 | 3421.9041 | 0 | 0 | 0 | 0 | 0 | 0 | 1060.5126 | 0 | 0 | 8799.6289 | 0 | 8799.6389 | 0 | 0 | 431.7212 | 0 | 0 | 0 | 342.1904 | 0 | 0 | 0 | 0 | 0 | 0 | 106.0513 | 0 | 0 | 879.9629 | 0 | 879.9639 | 0 | 0 | 0 | 0 | 4.6268 | 0 | 0 | 0 | 0 | 5.8373 | 1.4339 | 0 | 0 | 11.898 | 11.898 | 11.898 | 1
US_3B_PS_2016_EL | 3B | PS | EL | 5474 | DOE.determination2016 | SchoolPrimary | STD2016 | ElPaso | Zone3B | Zone3B(ElPaso) | DOE.determination2016_STD2016 | regular | US | 0.1013 | 0.01 | DOE.determination2016_SchoolPrimary_STD2016_ElPaso.table.csv.gz | Primary School | El Paso International Ap Ut TX USA TMY3 WMO#=722700 | Electricity | 0 | 137338.89 | 103577.7786 | 7086.1112 | 317797.2248 | 0 | 64597.2227 | 511.1111 | 0 | 0 | 0 | 7175.0001 | 17280.5557 | 0 | 660186.1164 | 0 | 655364.8941 | 4821.2223 | 4821.2223 | 0 | 13912.4296 | 10492.429 | 717.8231 | 32192.8589 | 0 | 6543.6987 | 51.7756 | 0 | 0 | 0 | 726.8275 | 1750.5203 | 0 | 66876.8536 | 0 | 66388.4638 | 488.3898 | 488.3898 | 0 | 468.7334 | 353.5077 | 24.1847 | 1084.6321 | 0 | 220.4683 | 1.7444 | 0 | 0 | 0 | 24.4881 | 58.978 | 0 | 2253.1947 | 0 | 2236.7401 | 16.4547 | 16.4547 | 4.7798 | 0.327 | 14.8878 | 2.981 | 0.023586 | 0 | 6.3377 | 0 | 0.3311 | 0 | 0.79744 | 30.243 | 30.4655 | 30.4654 | 2
US_3B_PS_2013_EL | 3B | PS | EL | 3434 | DOE.determination2013 | SchoolPrimary | STD2013 | ElPaso | Zone3B | Zone3B(ElPaso) | DOE.determination2013_STD2013 | regular | US | 0.1013 | 0.01 | DOE.determination2013_SchoolPrimary_STD2013_ElPaso.table.csv.gz | Primary School | El Paso International Ap Ut TX USA TMY3 WMO#=722700 | Electricity | 0 | 144711.1123 | 199552.7794 | 12319.4445 | 317797.2248 | 0 | 65988.8894 | 486.1111 | 0 | 0 | 0 | 7175.0001 | 17286.1112 | 0 | 772041.6728 | 0 | 765317.6728 | 6724.0001 | 6724.0001 | 0 | 14659.2357 | 20214.6966 | 1247.9597 | 32192.8589 | 0 | 6684.6745 | 49.2431 | 0 | 0 | 0 | 726.8275 | 1751.0831 | 0 | 78207.8215 | 0 | 77526.6803 | 681.1412 | 681.1412 | 0 | 493.8945 | 681.0674 | 42.0459 | 1084.6321 | 0 | 225.218 | 1.6591 | 0 | 0 | 0 | 24.4881 | 58.997 | 0 | 2634.9543 | 0 | 2612.0055 | 22.9488 | 22.9488 | 9.2087 | 0.5685 | 14.9756 | 3.0452 | 0.022432 | 0 | 6.678 | 0 | 0.3311 | 0 | 0.7977 | 35.3169 | 35.6272 | 35.6272 | 1
US_3B_PS_2016_NG | 3B | PS | NG | 5483 | DOE.determination2016 | SchoolPrimary | STD2016 | ElPaso | Zone3B | Zone3B(ElPaso) | DOE.determination2016_STD2016 | regular | US | 0.1013 | 0.01 | DOE.determination2016_SchoolPrimary_STD2016_ElPaso.table.csv.gz | Primary School | El Paso International Ap Ut TX USA TMY3 WMO#=722700 | Natural Gas | 434147.6318 | 0 | 0 | 0 | 342190.4148 | 0 | 0 | 0 | 0 | 0 | 0 | 102629.6378 | 0 | 0 | 878967.6844 | 0 | 878968.6844 | 0 | 0 | 4341.4763 | 0 | 0 | 0 | 3421.9041 | 0 | 0 | 0 | 0 | 0 | 0 | 1026.2964 | 0 | 0 | 8789.6768 | 0 | 8789.6868 | 0 | 0 | 434.1476 | 0 | 0 | 0 | 342.1904 | 0 | 0 | 0 | 0 | 0 | 0 | 102.6296 | 0 | 0 | 878.9677 | 0 | 878.9687 | 0 | 0 | 0 | 0 | 4.6268 | 0 | 0 | 0 | 0 | 5.8701 | 1.3877 | 0 | 0 | 11.8845 | 11.8845 | 11.8845 | 2
US_3B_PS_2013_NG | 3B | PS | NG | 3443 | DOE.determination2013 | SchoolPrimary | STD2013 | ElPaso | Zone3B | Zone3B(ElPaso) | DOE.determination2013_STD2013 | regular | US | 0.1013 | 0.01 | DOE.determination2013_SchoolPrimary_STD2013_ElPaso.table.csv.gz | Primary School | El Paso International Ap Ut TX USA TMY3 WMO#=722700 | Natural Gas | 428839.8559 | 0 | 0 | 0 | 342190.4148 | 0 | 0 | 0 | 0 | 0 | 0 | 102904.5047 | 0 | 0 | 873934.7755 | 0 | 873935.7755 | 0 | 0 | 4288.3986 | 0 | 0 | 0 | 3421.9041 | 0 | 0 | 0 | 0 | 0 | 0 | 1029.045 | 0 | 0 | 8739.3478 | 0 | 8739.3578 | 0 | 0 | 428.8399 | 0 | 0 | 0 | 342.1904 | 0 | 0 | 0 | 0 | 0 | 0 | 102.9045 | 0 | 0 | 873.9348 | 0 | 873.9358 | 0 | 0 | 0 | 0 | 4.6268 | 0 | 0 | 0 | 0 | 5.7983 | 1.3914 | 0 | 0 | 11.8165 | 11.8165 | 11.8165 | 1
US_4A_PS_2016_EL | 4A | PS | EL | 5174 | DOE.determination2016 | SchoolPrimary | STD2016 | NewYork | Zone4A | Zone4A(NewYork) | DOE.determination2016_STD2016 | regular | US | 0.1013 | 0.01 | DOE.determination2016_SchoolPrimary_STD2016_Baltimore.table.csv.gz | Primary School | New York-John F Kennedy Intl AP NY USA TMY3 WMO#=744860 | Electricity | 0 | 100047.223 | 99861.1119 | 7125.0001 | 317797.2248 | 0 | 64105.5561 | 666.6667 | 0 | 0 | 23238.8891 | 7177.7778 | 17288.889 | 0 | 642125.0051 | 0 | 637309.3384 | 4815.6667 | 4815.6667 | 0 | 10134.7837 | 10115.9306 | 721.7625 | 32192.8589 | 0 | 6493.8928 | 67.5333 | 0 | 0 | 2354.0995 | 727.1089 | 1751.3645 | 0 | 65047.263 | 0 | 64559.436 | 487.827 | 487.827 | 0 | 341.4581 | 340.8229 | 24.3174 | 1084.6321 | 0 | 218.7903 | 2.2753 | 0 | 0 | 79.3136 | 24.4975 | 59.0064 | 0 | 2191.5527 | 0 | 2175.117 | 16.4357 | 16.4357 | 4.6083 | 0.3288 | 14.8875 | 2.9583 | 0.030765 | 1.0724 | 4.6169 | 0 | 0.33123 | 0 | 0.79783 | 29.4098 | 29.632 | 29.6319 | 2
US_4A_PS_2013_EL | 4A | PS | EL | 3134 | DOE.determination2013 | SchoolPrimary | STD2013 | NewYork | Zone4A | Zone4A(NewYork) | DOE.determination2013_STD2013 | regular | US | 0.1013 | 0.01 | DOE.determination2013_SchoolPrimary_STD2013_Baltimore.table.csv.gz | Primary School | New York-John F Kennedy Intl AP NY USA TMY3 WMO#=744860 | Electricity | 0 | 115827.7787 | 193330.5571 | 12344.4445 | 317797.2248 | 0 | 89291.6674 | 588.8889 | 0 | 0 | 24561.1113 | 7177.7778 | 17288.889 | 0 | 784930.5618 | 0 | 778209.3396 | 6721.2223 | 6721.2223 | 0 | 11733.354 | 19584.3854 | 1250.4922 | 32192.8589 | 0 | 9045.2459 | 59.6544 | 0 | 0 | 2488.0406 | 727.1089 | 1751.3645 | 0 | 79513.4659 | 0 | 78832.6061 | 680.8598 | 680.8598 | 0 | 395.3166 | 659.8312 | 42.1312 | 1084.6321 | 0 | 304.7497 | 2.0099 | 0 | 0 | 83.8263 | 24.4975 | 59.0064 | 0 | 2678.9437 | 0 | 2656.0044 | 22.9393 | 22.9393 | 8.9216 | 0.56966 | 14.9755 | 4.1205 | 0.027175 | 1.1334 | 5.3451 | 0 | 0.33123 | 0 | 0.79783 | 35.9118 | 36.222 | 36.222 | 1
US_4A_PS_2016_NG | 4A | PS | NG | 5183 | DOE.determination2016 | SchoolPrimary | STD2016 | NewYork | Zone4A | Zone4A(NewYork) | DOE.determination2016_STD2016 | regular | US | 0.1013 | 0.01 | DOE.determination2016_SchoolPrimary_STD2016_Baltimore.table.csv.gz | Primary School | New York-John F Kennedy Intl AP NY USA TMY3 WMO#=744860 | Natural Gas | 519801.865 | 0 | 0 | 0 | 342190.4148 | 0 | 0 | 0 | 0 | 0 | 0 | 114922.8258 | 0 | 0 | 976915.1056 | 0 | 976916.1056 | 0 | 0 | 5198.0186 | 0 | 0 | 0 | 3421.9041 | 0 | 0 | 0 | 0 | 0 | 0 | 1149.2283 | 0 | 0 | 9769.1511 | 0 | 9769.1611 | 0 | 0 | 519.8019 | 0 | 0 | 0 | 342.1904 | 0 | 0 | 0 | 0 | 0 | 0 | 114.9228 | 0 | 0 | 976.9151 | 0 | 976.9161 | 0 | 0 | 0 | 0 | 4.6268 | 0 | 0 | 0 | 0 | 7.0282 | 1.5539 | 0 | 0 | 13.2089 | 13.2089 | 13.2089 | 2
US_4A_PS_2013_NG | 4A | PS | NG | 3143 | DOE.determination2013 | SchoolPrimary | STD2013 | NewYork | Zone4A | Zone4A(NewYork) | DOE.determination2013_STD2013 | regular | US | 0.1013 | 0.01 | DOE.determination2013_SchoolPrimary_STD2013_Baltimore.table.csv.gz | Primary School | New York-John F Kennedy Intl AP NY USA TMY3 WMO#=744860 | Natural Gas | 558292.7182 | 0 | 0 | 0 | 342190.4148 | 0 | 0 | 0 | 0 | 0 | 0 | 115197.6928 | 0 | 0 | 1015680.8258 | 0 | 1015681.8258 | 0 | 0 | 5582.9272 | 0 | 0 | 0 | 3421.9041 | 0 | 0 | 0 | 0 | 0 | 0 | 1151.9769 | 0 | 0 | 10156.8083 | 0 | 10156.8183 | 0 | 0 | 558.2927 | 0 | 0 | 0 | 342.1904 | 0 | 0 | 0 | 0 | 0 | 0 | 115.1977 | 0 | 0 | 1015.6808 | 0 | 1015.6818 | 0 | 0 | 0 | 0 | 4.6268 | 0 | 0 | 0 | 0 | 7.5487 | 1.5576 | 0 | 0 | 13.733 | 13.733 | 13.733 | 1
US_5A_PS_2016_EL | 5A | PS | EL | 5354 | DOE.determination2016 | SchoolPrimary | STD2016 | Buffalo | Zone5A | Zone5A(Buffalo) | DOE.determination2016_STD2016 | regular | US | 0.1013 | 0.01 | DOE.determination2016_SchoolPrimary_STD2016_Chicago.table.csv.gz | Primary School | Buffalo Niagara Intl AP NY USA TMY3 WMO#=725280 | Electricity | 0 | 62586.1116 | 99244.4452 | 7125.0001 | 317797.2248 | 0 | 61152.7783 | 1061.1111 | 0 | 0 | 22125.0002 | 7177.7778 | 17252.7779 | 0 | 600341.6715 | 0 | 595523.227 | 4818.4445 | 4818.4445 | 0 | 6339.9731 | 10053.4623 | 721.7625 | 32192.8589 | 0 | 6194.7764 | 107.4906 | 0 | 0 | 2241.2625 | 727.1089 | 1747.7064 | 0 | 60814.6113 | 0 | 60326.5029 | 488.1084 | 488.1084 | 0 | 213.6045 | 338.7182 | 24.3174 | 1084.6321 | 0 | 208.7125 | 3.6215 | 0 | 0 | 75.5119 | 24.4975 | 58.8832 | 0 | 2048.9475 | 0 | 2032.5023 | 16.4452 | 16.4452 | 4.5798 | 0.3288 | 14.8877 | 2.822 | 0.048967 | 1.021 | 2.8881 | 0 | 0.33123 | 0 | 0.79616 | 27.4815 | 27.7038 | 27.7038 | 2
US_5A_PS_2013_EL | 5A | PS | EL | 3314 | DOE.determination2013 | SchoolPrimary | STD2013 | Buffalo | Zone5A | Zone5A(Buffalo) | DOE.determination2013_STD2013 | regular | US | 0.1013 | 0.01 | DOE.determination2013_SchoolPrimary_STD2013_Chicago.table.csv.gz | Primary School | Buffalo Niagara Intl AP NY USA TMY3 WMO#=725280 | Electricity | 0 | 79002.7784 | 194105.5571 | 12322.2223 | 317797.2248 | 0 | 89316.6674 | 711.1111 | 0 | 0 | 24791.6669 | 7177.7778 | 17258.3335 | 0 | 749205.5615 | 0 | 742484.3393 | 6721.2223 | 6721.2223 | 0 | 8002.9815 | 19662.8929 | 1248.2411 | 32192.8589 | 0 | 9047.7784 | 72.0356 | 0 | 0 | 2511.3959 | 727.1089 | 1748.2692 | 0 | 75894.5234 | 0 | 75213.6636 | 680.8598 | 680.8598 | 0 | 269.634 | 662.4762 | 42.0554 | 1084.6321 | 0 | 304.835 | 2.427 | 0 | 0 | 84.6132 | 24.4975 | 58.9022 | 0 | 2557.0154 | 0 | 2534.076 | 22.9393 | 22.9393 | 8.9573 | 0.56863 | 14.9755 | 4.1217 | 0.032815 | 1.1441 | 3.6457 | 0 | 0.33123 | 0 | 0.79642 | 34.2633 | 34.5734 | 34.5734 | 1
US_5A_PS_2016_NG | 5A | PS | NG | 5363 | DOE.determination2016 | SchoolPrimary | STD2016 | Buffalo | Zone5A | Zone5A(Buffalo) | DOE.determination2016_STD2016 | regular | US | 0.1013 | 0.01 | DOE.determination2016_SchoolPrimary_STD2016_Chicago.table.csv.gz | Primary School | Buffalo Niagara Intl AP NY USA TMY3 WMO#=725280 | Natural Gas | 710133.0208 | 0 | 0 | 0 | 342190.4148 | 0 | 0 | 0 | 0 | 0 | 0 | 122543.2754 | 0 | 0 | 1174866.7111 | 0 | 1174867.7111 | 0 | 0 | 7101.3302 | 0 | 0 | 0 | 3421.9041 | 0 | 0 | 0 | 0 | 0 | 0 | 1225.4328 | 0 | 0 | 11748.6671 | 0 | 11748.6771 | 0 | 0 | 710.133 | 0 | 0 | 0 | 342.1904 | 0 | 0 | 0 | 0 | 0 | 0 | 122.5433 | 0 | 0 | 1174.8667 | 0 | 1174.8677 | 0 | 0 | 0 | 0 | 4.6268 | 0 | 0 | 0 | 0 | 9.6017 | 1.6569 | 0 | 0 | 15.8854 | 15.8854 | 15.8854 | 2
US_5A_PS_2013_NG | 5A | PS | NG | 3323 | DOE.determination2013 | SchoolPrimary | STD2013 | Buffalo | Zone5A | Zone5A(Buffalo) | DOE.determination2013_STD2013 | regular | US | 0.1013 | 0.01 | DOE.determination2013_SchoolPrimary_STD2013_Chicago.table.csv.gz | Primary School | Buffalo Niagara Intl AP NY USA TMY3 WMO#=725280 | Natural Gas | 766310.1415 | 0 | 0 | 0 | 342190.4148 | 0 | 0 | 0 | 0 | 0 | 0 | 122789.7079 | 0 | 0 | 1231290.2642 | 0 | 1231291.2642 | 0 | 0 | 7663.1014 | 0 | 0 | 0 | 3421.9041 | 0 | 0 | 0 | 0 | 0 | 0 | 1227.8971 | 0 | 0 | 12312.9026 | 0 | 12312.9126 | 0 | 0 | 766.3101 | 0 | 0 | 0 | 342.1904 | 0 | 0 | 0 | 0 | 0 | 0 | 122.7897 | 0 | 0 | 1231.2903 | 0 | 1231.2913 | 0 | 0 | 0 | 0 | 4.6268 | 0 | 0 | 0 | 0 | 10.3613 | 1.6602 | 0 | 0 | 16.6483 | 16.6483 | 16.6483 | 1
US_2A_SH_2016_EL | 2A | SH | EL | 5655 | DOE.determination2016 | HotelSmall | STD2016 | Tampa | Zone2A | Zone2A(Tampa) | DOE.determination2016_STD2016 | regular | US | 0.1013 | 0.01 | DOE.determination2016_HotelSmall_STD2016_Houston.table.csv.gz | Small Hotel | Tampa-MacDill AFB FL USA TMY3 WMO#=747880 | Electricity | 2255.5556 | 126686.1121 | 80813.8895 | 12305.5557 | 154908.3346 | 0 | 50397.2226 | 72.2222 | 0 | 0 | 0 | 0 | 0 | 0 | 427438.8923 | 0 | 427439.8923 | -1 | -1 | 228.4878 | 12833.3032 | 8186.447 | 1246.5528 | 15692.2143 | 0 | 5105.2387 | 7.3161 | 0 | 0 | 0 | 0 | 0 | 0 | 43299.5598 | 0 | 43299.6611 | -0.1013 | -0.1013 | 7.6981 | 432.3758 | 275.8153 | 41.9985 | 528.6973 | 0 | 172.0042 | 0.24649 | 0 | 0 | 0 | 0 | 0 | 0 | 1458.8357 | 0 | 1458.8391 | -0.003413 | -0.003413 | 6.3843 | 0.97214 | 12.2377 | 3.9814 | 0.0057056 | 0 | 10.0082 | 0.17819 | 0 | 0 | 0 | 33.7679 | 33.7678 | 33.7677 | 2
US_2A_SH_2013_EL | 2A | SH | EL | 3615 | DOE.determination2013 | HotelSmall | STD2013 | Tampa | Zone2A | Zone2A(Tampa) | DOE.determination2013_STD2013 | regular | US | 0.1013 | 0.01 | DOE.determination2013_HotelSmall_STD2013_Houston.table.csv.gz | Small Hotel | Tampa-MacDill AFB FL USA TMY3 WMO#=747880 | Electricity | 3430.5556 | 146738.8901 | 90794.4452 | 18275.0001 | 154908.3346 | 0 | 76963.8895 | 72.2222 | 0 | 0 | 0 | 0 | 0 | 0 | 491186.115 | 0 | 491184.3373 | 1.7778 | 1.7778 | 347.5153 | 14864.6496 | 9197.4773 | 1851.2575 | 15692.2143 | 0 | 7796.442 | 7.3161 | 0 | 0 | 0 | 0 | 0 | 0 | 49757.1535 | 0 | 49756.9734 | 0.18009 | 0.18009 | 11.7084 | 500.8153 | 309.8786 | 62.372 | 528.6973 | 0 | 262.6754 | 0.24649 | 0 | 0 | 0 | 0 | 0 | 0 | 1676.403 | 0 | 1676.3969 | 0.0060675 | 0.0060675 | 7.1728 | 1.4437 | 12.2379 | 6.0802 | 0.0057056 | 0 | 11.5924 | 0.27101 | 0 | 0 | 0 | 38.8037 | 38.8038 | 38.8037 | 1
US_2A_SH_2016_NG | 2A | SH | NG | 5664 | DOE.determination2016 | HotelSmall | STD2016 | Tampa | Zone2A | Zone2A(Tampa) | DOE.determination2016_STD2016 | regular | US | 0.1013 | 0.01 | DOE.determination2016_HotelSmall_STD2016_Houston.table.csv.gz | Small Hotel | Tampa-MacDill AFB FL USA TMY3 WMO#=747880 | Natural Gas | 6009.1605 | 0 | 0 | 0 | 399495.4379 | 0 | 0 | 0 | 0 | 0 | 0 | 458752.9643 | 0 | 0 | 864257.5627 | 0 | 864258.5627 | 0 | 0 | 60.0916 | 0 | 0 | 0 | 3994.9544 | 0 | 0 | 0 | 0 | 0 | 0 | 4587.5296 | 0 | 0 | 8642.5756 | 0 | 8642.5856 | 0 | 0 | 6.0092 | 0 | 0 | 0 | 399.4954 | 0 | 0 | 0 | 0 | 0 | 0 | 458.753 | 0 | 0 | 864.2576 | 0 | 864.2586 | 0 | 0 | 0 | 0 | 9.2472 | 0 | 0 | 0 | 0 | 0.13909 | 10.6188 | 0 | 0 | 20.0051 | 20.005 | 20.005 | 2
US_2A_SH_2013_NG | 2A | SH | NG | 3624 | DOE.determination2013 | HotelSmall | STD2013 | Tampa | Zone2A | Zone2A(Tampa) | DOE.determination2013_STD2013 | regular | US | 0.1013 | 0.01 | DOE.determination2013_HotelSmall_STD2013_Houston.table.csv.gz | Small Hotel | Tampa-MacDill AFB FL USA TMY3 WMO#=747880 | Natural Gas | 6122.8986 | 0 | 0 | 0 | 399495.4379 | 0 | 0 | 0 | 0 | 0 | 0 | 477785.132 | 0 | 0 | 883403.4685 | 0 | 883404.4685 | 0 | 0 | 61.229 | 0 | 0 | 0 | 3994.9544 | 0 | 0 | 0 | 0 | 0 | 0 | 4777.8513 | 0 | 0 | 8834.0347 | 0 | 8834.0447 | 0 | 0 | 6.1229 | 0 | 0 | 0 | 399.4954 | 0 | 0 | 0 | 0 | 0 | 0 | 477.7851 | 0 | 0 | 883.4035 | 0 | 883.4045 | 0 | 0 | 0 | 0 | 9.2472 | 0 | 0 | 0 | 0 | 0.14173 | 11.0593 | 0 | 0 | 20.4482 | 20.4482 | 20.4482 | 1
US_3A_SH_2016_EL | 3A | SH | EL | 5715 | DOE.determination2016 | HotelSmall | STD2016 | Atlanta | Zone3A | Zone3A(Atlanta) | DOE.determination2016_STD2016 | regular | US | 0.1013 | 0.01 | DOE.determination2016_HotelSmall_STD2016_Memphis.table.csv.gz | Small Hotel | Atlanta-Hartsfield Jackson Intl AP GA USA TMY3 WMO#=722190 | Electricity | 13919.4446 | 83736.1118 | 81183.334 | 12325.0001 | 154908.3346 | 0 | 50394.4448 | 72.2222 | 0 | 0 | 0 | 0 | 0 | 0 | 396536.1143 | 0 | 396539.8921 | -3.7778 | -3.7778 | 1410.0397 | 8482.4681 | 8223.8717 | 1248.5225 | 15692.2143 | 0 | 5104.9573 | 7.3161 | 0 | 0 | 0 | 0 | 0 | 0 | 40169.1084 | 0 | 40169.4911 | -0.38269 | -0.38269 | 47.5066 | 285.7888 | 277.0762 | 42.0648 | 528.6973 | 0 | 171.9947 | 0.24649 | 0 | 0 | 0 | 0 | 0 | 0 | 1353.3655 | 0 | 1353.3784 | -0.012893 | -0.012893 | 6.4135 | 0.97368 | 12.2375 | 3.9812 | 0.0057056 | 0 | 6.6152 | 1.0996 | 0 | 0 | 0 | 31.3268 | 31.3265 | 31.3264 | 2
US_3A_SH_2013_EL | 3A | SH | EL | 3675 | DOE.determination2013 | HotelSmall | STD2013 | Atlanta | Zone3A | Zone3A(Atlanta) | DOE.determination2013_STD2013 | regular | US | 0.1013 | 0.01 | DOE.determination2013_HotelSmall_STD2013_Memphis.table.csv.gz | Small Hotel | Atlanta-Hartsfield Jackson Intl AP GA USA TMY3 WMO#=722190 | Electricity | 22486.1113 | 93450.0007 | 91175.0007 | 18305.5557 | 154908.3346 | 0 | 77338.8895 | 72.2222 | 0 | 0 | 0 | 0 | 0 | 0 | 457733.337 | 0 | 457737.1148 | -3.7778 | -3.7778 | 2277.8431 | 9466.4851 | 9236.0276 | 1854.3528 | 15692.2143 | 0 | 7834.4295 | 7.3161 | 0 | 0 | 0 | 0 | 0 | 0 | 46368.387 | 0 | 46368.7697 | -0.38269 | -0.38269 | 76.7444 | 318.942 | 311.1775 | 62.4763 | 528.6973 | 0 | 263.9552 | 0.24649 | 0 | 0 | 0 | 0 | 0 | 0 | 1562.2297 | 0 | 1562.2426 | -0.012893 | -0.012893 | 7.2028 | 1.4461 | 12.2375 | 6.1098 | 0.0057056 | 0 | 7.3826 | 1.7764 | 0 | 0 | 0 | 36.1613 | 36.1611 | 36.161 | 1
US_3A_SH_2016_NG | 3A | SH | NG | 5724 | DOE.determination2016 | HotelSmall | STD2016 | Atlanta | Zone3A | Zone3A(Atlanta) | DOE.determination2016_STD2016 | regular | US | 0.1013 | 0.01 | DOE.determination2016_HotelSmall_STD2016_Memphis.table.csv.gz | Small Hotel | Atlanta-Hartsfield Jackson Intl AP GA USA TMY3 WMO#=722190 | Natural Gas | 32187.8694 | 0 | 0 | 0 | 399495.4379 | 0 | 0 | 0 | 0 | 0 | 0 | 520910.811 | 0 | 0 | 952594.1183 | 0 | 952595.1183 | 0 | 0 | 321.8787 | 0 | 0 | 0 | 3994.9544 | 0 | 0 | 0 | 0 | 0 | 0 | 5209.1081 | 0 | 0 | 9525.9412 | 0 | 9525.9512 | 0 | 0 | 32.1879 | 0 | 0 | 0 | 399.4954 | 0 | 0 | 0 | 0 | 0 | 0 | 520.9108 | 0 | 0 | 952.5941 | 0 | 952.5951 | 0 | 0 | 0 | 0 | 9.2472 | 0 | 0 | 0 | 0 | 0.74506 | 12.0576 | 0 | 0 | 22.0498 | 22.0498 | 22.0498 | 2
US_3A_SH_2013_NG | 3A | SH | NG | 3684 | DOE.determination2013 | HotelSmall | STD2013 | Atlanta | Zone3A | Zone3A(Atlanta) | DOE.determination2013_STD2013 | regular | US | 0.1013 | 0.01 | DOE.determination2013_HotelSmall_STD2013_Memphis.table.csv.gz | Small Hotel | Atlanta-Hartsfield Jackson Intl AP GA USA TMY3 WMO#=722190 | Natural Gas | 32197.3476 | 0 | 0 | 0 | 399495.4379 | 0 | 0 | 0 | 0 | 0 | 0 | 529952.9863 | 0 | 0 | 961645.7718 | 0 | 961646.7718 | 0 | 0 | 321.9735 | 0 | 0 | 0 | 3994.9544 | 0 | 0 | 0 | 0 | 0 | 0 | 5299.5299 | 0 | 0 | 9616.4577 | 0 | 9616.4677 | 0 | 0 | 32.1973 | 0 | 0 | 0 | 399.4954 | 0 | 0 | 0 | 0 | 0 | 0 | 529.953 | 0 | 0 | 961.6458 | 0 | 961.6468 | 0 | 0 | 0 | 0 | 9.2472 | 0 | 0 | 0 | 0 | 0.74527 | 12.2669 | 0 | 0 | 22.2593 | 22.2593 | 22.2593 | 1
US_3B_SH_2016_EL | 3B | SH | EL | 5475 | DOE.determination2016 | HotelSmall | STD2016 | ElPaso | Zone3B | Zone3B(ElPaso) | DOE.determination2016_STD2016 | regular | US | 0.1013 | 0.01 | DOE.determination2016_HotelSmall_STD2016_ElPaso.table.csv.gz | Small Hotel | El Paso International Ap Ut TX USA TMY3 WMO#=722700 | Electricity | 5808.3334 | 83675.0007 | 81277.7784 | 12316.6668 | 154908.3346 | 0 | 53000.0004 | 72.2222 | 0 | 0 | 0 | 0 | 0 | 0 | 391058.3365 | 0 | 391059.3365 | -1 | -1 | 588.3842 | 8476.2776 | 8233.439 | 1247.6783 | 15692.2143 | 0 | 5368.9 | 7.3161 | 0 | 0 | 0 | 0 | 0 | 0 | 39614.2095 | 0 | 39614.3108 | -0.1013 | -0.1013 | 19.8237 | 285.5802 | 277.3985 | 42.0364 | 528.6973 | 0 | 180.8874 | 0.24649 | 0 | 0 | 0 | 0 | 0 | 0 | 1334.67 | 0 | 1334.6734 | -0.003413 | -0.003413 | 6.421 | 0.97302 | 12.2377 | 4.187 | 0.0057056 | 0 | 6.6103 | 0.45886 | 0 | 0 | 0 | 30.8938 | 30.8937 | 30.8936 | 2
US_3B_SH_2013_EL | 3B | SH | EL | 3435 | DOE.determination2013 | HotelSmall | STD2013 | ElPaso | Zone3B | Zone3B(ElPaso) | DOE.determination2013_STD2013 | regular | US | 0.1013 | 0.01 | DOE.determination2013_HotelSmall_STD2013_ElPaso.table.csv.gz | Small Hotel | El Paso International Ap Ut TX USA TMY3 WMO#=722700 | Electricity | 9900.0001 | 92300.0007 | 91325.0007 | 18294.4446 | 154908.3346 | 0 | 79830.5562 | 72.2222 | 0 | 0 | 0 | 0 | 0 | 0 | 446627.7814 | 0 | 446631.5591 | -3.7778 | -3.7778 | 1002.87 | 9349.9901 | 9251.2226 | 1853.2272 | 15692.2143 | 0 | 8086.8353 | 7.3161 | 0 | 0 | 0 | 0 | 0 | 0 | 45243.3943 | 0 | 45243.7769 | -0.38269 | -0.38269 | 33.7884 | 315.017 | 311.6894 | 62.4384 | 528.6973 | 0 | 272.4592 | 0.24649 | 0 | 0 | 0 | 0 | 0 | 0 | 1524.3268 | 0 | 1524.3397 | -0.012893 | -0.012893 | 7.2147 | 1.4453 | 12.2375 | 6.3066 | 0.0057056 | 0 | 7.2917 | 0.7821 | 0 | 0 | 0 | 35.284 | 35.2837 | 35.2836 | 1
US_3B_SH_2016_NG | 3B | SH | NG | 5484 | DOE.determination2016 | HotelSmall | STD2016 | ElPaso | Zone3B | Zone3B(ElPaso) | DOE.determination2016_STD2016 | regular | US | 0.1013 | 0.01 | DOE.determination2016_HotelSmall_STD2016_ElPaso.table.csv.gz | Small Hotel | El Paso International Ap Ut TX USA TMY3 WMO#=722700 | Natural Gas | 14122.4751 | 0 | 0 | 0 | 399495.4379 | 0 | 0 | 0 | 0 | 0 | 0 | 504248.186 | 0 | 0 | 917875.5772 | 0 | 917867.099 | 0 | 0 | 141.2248 | 0 | 0 | 0 | 3994.9544 | 0 | 0 | 0 | 0 | 0 | 0 | 5042.4819 | 0 | 0 | 9178.7558 | 0 | 9178.671 | 0 | 0 | 14.1225 | 0 | 0 | 0 | 399.4954 | 0 | 0 | 0 | 0 | 0 | 0 | 504.2482 | 0 | 0 | 917.8756 | 0 | 917.8671 | 0 | 0 | 0 | 0 | 9.2472 | 0 | 0 | 0 | 0 | 0.32689 | 11.6719 | 0 | 0 | 21.2459 | 21.2461 | 21.2459 | 2
US_3B_SH_2013_NG | 3B | SH | NG | 3444 | DOE.determination2013 | HotelSmall | STD2013 | ElPaso | Zone3B | Zone3B(ElPaso) | DOE.determination2013_STD2013 | regular | US | 0.1013 | 0.01 | DOE.determination2013_HotelSmall_STD2013_ElPaso.table.csv.gz | Small Hotel | El Paso International Ap Ut TX USA TMY3 WMO#=722700 | Natural Gas | 14312.0385 | 0 | 0 | 0 | 399495.4379 | 0 | 0 | 0 | 0 | 0 | 0 | 516057.9873 | 0 | 0 | 929865.4637 | 0 | 929866.4637 | 0 | 0 | 143.1204 | 0 | 0 | 0 | 3994.9544 | 0 | 0 | 0 | 0 | 0 | 0 | 5160.5799 | 0 | 0 | 9298.6546 | 0 | 9298.6646 | 0 | 0 | 14.312 | 0 | 0 | 0 | 399.4954 | 0 | 0 | 0 | 0 | 0 | 0 | 516.058 | 0 | 0 | 929.8655 | 0 | 929.8665 | 0 | 0 | 0 | 0 | 9.2472 | 0 | 0 | 0 | 0 | 0.33128 | 11.9452 | 0 | 0 | 21.5237 | 21.5237 | 21.5237 | 1
US_4A_SH_2016_EL | 4A | SH | EL | 5175 | DOE.determination2016 | HotelSmall | STD2016 | NewYork | Zone4A | Zone4A(NewYork) | DOE.determination2016_STD2016 | regular | US | 0.1013 | 0.01 | DOE.determination2016_HotelSmall_STD2016_Baltimore.table.csv.gz | Small Hotel | New York-John F Kennedy Intl AP NY USA TMY3 WMO#=744860 | Electricity | 28736.1113 | 64055.5561 | 80158.334 | 12302.7779 | 154908.3346 | 0 | 49416.6671 | 72.2222 | 0 | 0 | 0 | 0 | 0 | 0 | 389647.2253 | 0 | 389651.0031 | -3.7778 | -3.7778 | 2910.9681 | 6488.8278 | 8120.0392 | 1246.2714 | 15692.2143 | 0 | 5005.9084 | 7.3161 | 0 | 0 | 0 | 0 | 0 | 0 | 39471.2639 | 0 | 39471.6466 | -0.38269 | -0.38269 | 98.0755 | 218.6196 | 273.5779 | 41.989 | 528.6973 | 0 | 168.6576 | 0.24649 | 0 | 0 | 0 | 0 | 0 | 0 | 1329.8539 | 0 | 1329.8668 | -0.012893 | -0.012893 | 6.3325 | 0.97192 | 12.2375 | 3.9039 | 0.0057056 | 0 | 5.0604 | 2.2702 | 0 | 0 | 0 | 30.7825 | 30.7822 | 30.7822 | 2
US_4A_SH_2013_EL | 4A | SH | EL | 3135 | DOE.determination2013 | HotelSmall | STD2013 | NewYork | Zone4A | Zone4A(NewYork) | DOE.determination2013_STD2013 | regular | US | 0.1013 | 0.01 | DOE.determination2013_HotelSmall_STD2013_Baltimore.table.csv.gz | Small Hotel | New York-John F Kennedy Intl AP NY USA TMY3 WMO#=744860 | Electricity | 49550.0004 | 68325.0005 | 89411.1118 | 18272.2224 | 154908.3346 | 0 | 76422.2228 | 72.2222 | 0 | 0 | 0 | 0 | 0 | 0 | 456958.337 | 0 | 456962.1148 | -3.7778 | -3.7778 | 5019.415 | 6921.3226 | 9057.3456 | 1850.9761 | 15692.2143 | 0 | 7741.5712 | 7.3161 | 0 | 0 | 0 | 0 | 0 | 0 | 46289.8795 | 0 | 46290.2622 | -0.38269 | -0.38269 | 169.1126 | 233.1911 | 305.1574 | 62.3625 | 528.6973 | 0 | 260.8267 | 0.24649 | 0 | 0 | 0 | 0 | 0 | 0 | 1559.5846 | 0 | 1559.5975 | -0.012893 | -0.012893 | 7.0635 | 1.4435 | 12.2375 | 6.0374 | 0.0057056 | 0 | 5.3977 | 3.9145 | 0 | 0 | 0 | 36.1001 | 36.0998 | 36.0997 | 1
US_4A_SH_2016_NG | 4A | SH | NG | 5184 | DOE.determination2016 | HotelSmall | STD2016 | NewYork | Zone4A | Zone4A(NewYork) | DOE.determination2016_STD2016 | regular | US | 0.1013 | 0.01 | DOE.determination2016_HotelSmall_STD2016_Baltimore.table.csv.gz | Small Hotel | New York-John F Kennedy Intl AP NY USA TMY3 WMO#=744860 | Natural Gas | 69882.5563 | 0 | 0 | 0 | 399495.4379 | 0 | 0 | 0 | 0 | 0 | 0 | 574102.3078 | 0 | 0 | 1043470.8238 | 0 | 1043481.3019 | 0 | 0 | 698.8256 | 0 | 0 | 0 | 3994.9544 | 0 | 0 | 0 | 0 | 0 | 0 | 5741.0231 | 0 | 0 | 10434.7082 | 0 | 10434.813 | 0 | 0 | 69.8826 | 0 | 0 | 0 | 399.4954 | 0 | 0 | 0 | 0 | 0 | 0 | 574.1023 | 0 | 0 | 1043.4708 | 0 | 1043.4813 | 0 | 0 | 0 | 0 | 9.2472 | 0 | 0 | 0 | 0 | 1.6176 | 13.2888 | 0 | 0 | 24.1535 | 24.1533 | 24.1535 | 2
US_4A_SH_2013_NG | 4A | SH | NG | 3144 | DOE.determination2013 | HotelSmall | STD2013 | NewYork | Zone4A | Zone4A(NewYork) | DOE.determination2013_STD2013 | regular | US | 0.1013 | 0.01 | DOE.determination2013_HotelSmall_STD2013_Baltimore.table.csv.gz | Small Hotel | New York-John F Kennedy Intl AP NY USA TMY3 WMO#=744860 | Natural Gas | 72489.0533 | 0 | 0 | 0 | 399495.4379 | 0 | 0 | 0 | 0 | 0 | 0 | 575306.0355 | 0 | 0 | 1047281.0486 | 0 | 1047291.5267 | 0 | 0 | 724.8905 | 0 | 0 | 0 | 3994.9544 | 0 | 0 | 0 | 0 | 0 | 0 | 5753.0604 | 0 | 0 | 10472.8105 | 0 | 10472.9153 | 0 | 0 | 72.4891 | 0 | 0 | 0 | 399.4954 | 0 | 0 | 0 | 0 | 0 | 0 | 575.306 | 0 | 0 | 1047.281 | 0 | 1047.2915 | 0 | 0 | 0 | 0 | 9.2472 | 0 | 0 | 0 | 0 | 1.6779 | 13.3167 | 0 | 0 | 24.2417 | 24.2415 | 24.2417 | 1
US_5A_SH_2016_EL | 5A | SH | EL | 5355 | DOE.determination2016 | HotelSmall | STD2016 | Buffalo | Zone5A | Zone5A(Buffalo) | DOE.determination2016_STD2016 | regular | US | 0.1013 | 0.01 | DOE.determination2016_HotelSmall_STD2016_Chicago.table.csv.gz | Small Hotel | Buffalo Niagara Intl AP NY USA TMY3 WMO#=725280 | Electricity | 49291.6671 | 47519.4448 | 80283.334 | 12291.6668 | 154908.3346 | 0 | 49369.4448 | 72.2222 | 0 | 0 | 0 | 0 | 0 | 0 | 393738.892 | 0 | 393737.1143 | 1.7778 | 1.7778 | 4993.2459 | 4813.7198 | 8132.7017 | 1245.1458 | 15692.2143 | 0 | 5001.1248 | 7.3161 | 0 | 0 | 0 | 0 | 0 | 0 | 39885.7498 | 0 | 39885.5697 | 0.18009 | 0.18009 | 168.2309 | 162.1824 | 274.0045 | 41.9511 | 528.6973 | 0 | 168.4964 | 0.24649 | 0 | 0 | 0 | 0 | 0 | 0 | 1343.8186 | 0 | 1343.8126 | 0.0060675 | 0.0060675 | 6.3424 | 0.97104 | 12.2379 | 3.9002 | 0.0057056 | 0 | 3.754 | 3.8941 | 0 | 0 | 0 | 31.1053 | 31.1055 | 31.1054 | 2
US_5A_SH_2013_EL | 5A | SH | EL | 3315 | DOE.determination2013 | HotelSmall | STD2013 | Buffalo | Zone5A | Zone5A(Buffalo) | DOE.determination2013_STD2013 | regular | US | 0.1013 | 0.01 | DOE.determination2013_HotelSmall_STD2013_Chicago.table.csv.gz | Small Hotel | Buffalo Niagara Intl AP NY USA TMY3 WMO#=725280 | Electricity | 80872.2229 | 48627.7782 | 89541.6674 | 18255.5557 | 154908.3346 | 0 | 76522.2228 | 72.2222 | 0 | 0 | 0 | 0 | 0 | 0 | 468802.7815 | 0 | 468801.0038 | 1.7778 | 1.7778 | 8192.3562 | 4925.9939 | 9070.5709 | 1849.2878 | 15692.2143 | 0 | 7751.7012 | 7.3161 | 0 | 0 | 0 | 0 | 0 | 0 | 47489.7218 | 0 | 47489.5417 | 0.18009 | 0.18009 | 276.0144 | 165.9651 | 305.6029 | 62.3056 | 528.6973 | 0 | 261.168 | 0.24649 | 0 | 0 | 0 | 0 | 0 | 0 | 1600.0094 | 0 | 1600.0033 | 0.0060675 | 0.0060675 | 7.0738 | 1.4422 | 12.2379 | 6.0453 | 0.0057056 | 0 | 3.8416 | 6.3889 | 0 | 0 | 0 | 37.0354 | 37.0355 | 37.0355 | 1
US_5A_SH_2016_NG | 5A | SH | NG | 5364 | DOE.determination2016 | HotelSmall | STD2016 | Buffalo | Zone5A | Zone5A(Buffalo) | DOE.determination2016_STD2016 | regular | US | 0.1013 | 0.01 | DOE.determination2016_HotelSmall_STD2016_Chicago.table.csv.gz | Small Hotel | Buffalo Niagara Intl AP NY USA TMY3 WMO#=725280 | Natural Gas | 108714.6237 | 0 | 0 | 0 | 399495.4379 | 0 | 0 | 0 | 0 | 0 | 0 | 619332.1407 | 0 | 0 | 1127542.2023 | 0 | 1127543.2023 | 0 | 0 | 1087.1462 | 0 | 0 | 0 | 3994.9544 | 0 | 0 | 0 | 0 | 0 | 0 | 6193.3214 | 0 | 0 | 11275.422 | 0 | 11275.432 | 0 | 0 | 108.7146 | 0 | 0 | 0 | 399.4954 | 0 | 0 | 0 | 0 | 0 | 0 | 619.3321 | 0 | 0 | 1127.5422 | 0 | 1127.5432 | 0 | 0 | 0 | 0 | 9.2472 | 0 | 0 | 0 | 0 | 2.5164 | 14.3357 | 0 | 0 | 26.0993 | 26.0993 | 26.0993 | 2
US_5A_SH_2013_NG | 5A | SH | NG | 3324 | DOE.determination2013 | HotelSmall | STD2013 | Buffalo | Zone5A | Zone5A(Buffalo) | DOE.determination2013_STD2013 | regular | US | 0.1013 | 0.01 | DOE.determination2013_HotelSmall_STD2013_Chicago.table.csv.gz | Small Hotel | Buffalo Niagara Intl AP NY USA TMY3 WMO#=725280 | Natural Gas | 111937.2019 | 0 | 0 | 0 | 399495.4379 | 0 | 0 | 0 | 0 | 0 | 0 | 620128.3071 | 0 | 0 | 1131560.9469 | 0 | 1131561.9469 | 0 | 0 | 1119.372 | 0 | 0 | 0 | 3994.9544 | 0 | 0 | 0 | 0 | 0 | 0 | 6201.2831 | 0 | 0 | 11315.6095 | 0 | 11315.6195 | 0 | 0 | 111.9372 | 0 | 0 | 0 | 399.4954 | 0 | 0 | 0 | 0 | 0 | 0 | 620.1283 | 0 | 0 | 1131.5609 | 0 | 1131.5619 | 0 | 0 | 0 | 0 | 9.2472 | 0 | 0 | 0 | 0 | 2.591 | 14.3542 | 0 | 0 | 26.1924 | 26.1923 | 26.1923 | 1
US_2A_MA_2016_EL | 2A | MA | EL | 5656 | DOE.determination2016 | ApartmentMidRise | STD2016 | Tampa | Zone2A | Zone2A(Tampa) | DOE.determination2016_STD2016 | regular | US | 0.1013 | 0.01 | DOE.determination2016_ApartmentMidRise_STD2016_Houston.table.csv.gz | Mid-Rise Apartment | Tampa-MacDill AFB FL USA TMY3 WMO#=747880 | Electricity | 0 | 69630.5561 | 30919.4447 | 7205.5556 | 141969.4456 | 0 | 49563.8893 | 0 | 0 | 0 | 0 | 88905.5563 | 0 | 0 | 388191.6698 | 0 | 388195.4475 | -3.7778 | -3.7778 | 0 | 7053.5753 | 3132.1397 | 729.9228 | 14381.5048 | 0 | 5020.822 | 0 | 0 | 0 | 0 | 9006.1328 | 0 | 0 | 39323.8161 | 0 | 39324.1988 | -0.38269 | -0.38269 | 0 | 237.6469 | 105.5271 | 24.5923 | 484.5373 | 0 | 169.16 | 0 | 0 | 0 | 0 | 303.4319 | 0 | 0 | 1324.8861 | 0 | 1324.899 | -0.012893 | -0.012893 | 3.1276 | 0.72886 | 14.3601 | 5.0135 | 0 | 0 | 7.0433 | 0 | 8.993 | 0 | 0 | 39.2667 | 39.2664 | 39.2663 | 2
US_2A_MA_2013_EL | 2A | MA | EL | 3616 | DOE.determination2013 | ApartmentMidRise | STD2013 | Tampa | Zone2A | Zone2A(Tampa) | DOE.determination2013_STD2013 | regular | US | 0.1013 | 0.01 | DOE.determination2013_ApartmentMidRise_STD2013_Houston.table.csv.gz | Mid-Rise Apartment | Tampa-MacDill AFB FL USA TMY3 WMO#=747880 | Electricity | 0 | 71811.1117 | 39194.4448 | 10944.4445 | 141969.4456 | 0 | 51566.6671 | 0 | 0 | 0 | 0 | 88897.2229 | 0 | 0 | 404386.1143 | 0 | 404384.3366 | 1.7778 | 1.7778 | 0 | 7274.4656 | 3970.3973 | 1108.6722 | 14381.5048 | 0 | 5223.7034 | 0 | 0 | 0 | 0 | 9005.2887 | 0 | 0 | 40964.3134 | 0 | 40964.1333 | 0.18009 | 0.18009 | 0 | 245.0891 | 133.7694 | 37.353 | 484.5373 | 0 | 175.9954 | 0 | 0 | 0 | 0 | 303.4035 | 0 | 0 | 1380.1573 | 0 | 1380.1512 | 0.0060675 | 0.0060675 | 3.9646 | 1.1071 | 14.3607 | 5.2161 | 0 | 0 | 7.2638 | 0 | 8.9921 | 0 | 0 | 40.9043 | 40.9045 | 40.9044 | 1
US_2A_MA_2016_NG | 2A | MA | NG | 5665 | DOE.determination2016 | ApartmentMidRise | STD2016 | Tampa | Zone2A | Zone2A(Tampa) | DOE.determination2016_STD2016 | regular | US | 0.1013 | 0.01 | DOE.determination2016_ApartmentMidRise_STD2016_Houston.table.csv.gz | Mid-Rise Apartment | Tampa-MacDill AFB FL USA TMY3 WMO#=747880 | Natural Gas | 11402.24 | 0 | 0 | 0 | 0 | 0 | 0 | 0 | 0 | 0 | 0 | 0 | 0 | 0 | 11402.24 | 0 | 11403.24 | 0 | 0 | 114.0224 | 0 | 0 | 0 | 0 | 0 | 0 | 0 | 0 | 0 | 0 | 0 | 0 | 0 | 114.0224 | 0 | 114.0324 | 0 | 0 | 11.4022 | 0 | 0 | 0 | 0 | 0 | 0 | 0 | 0 | 0 | 0 | 0 | 0 | 0 | 11.4022 | 0 | 11.4032 | 0 | 0 | 0 | 0 | 0 | 0 | 0 | 0 | 0 | 0.33793 | 0 | 0 | 0 | 0.33796 | 0.33793 | 0.33793 | 2
US_2A_MA_2013_NG | 2A | MA | NG | 3625 | DOE.determination2013 | ApartmentMidRise | STD2013 | Tampa | Zone2A | Zone2A(Tampa) | DOE.determination2013_STD2013 | regular | US | 0.1013 | 0.01 | DOE.determination2013_ApartmentMidRise_STD2013_Houston.table.csv.gz | Mid-Rise Apartment | Tampa-MacDill AFB FL USA TMY3 WMO#=747880 | Natural Gas | 10786.1588 | 0 | 0 | 0 | 0 | 0 | 0 | 0 | 0 | 0 | 0 | 0 | 0 | 0 | 10786.1588 | 0 | 10787.1588 | 0 | 0 | 107.8616 | 0 | 0 | 0 | 0 | 0 | 0 | 0 | 0 | 0 | 0 | 0 | 0 | 0 | 107.8616 | 0 | 107.8716 | 0 | 0 | 10.7862 | 0 | 0 | 0 | 0 | 0 | 0 | 0 | 0 | 0 | 0 | 0 | 0 | 0 | 10.7862 | 0 | 10.7872 | 0 | 0 | 0 | 0 | 0 | 0 | 0 | 0 | 0 | 0.31968 | 0 | 0 | 0 | 0.3197 | 0.31968 | 0.31968 | 1
US_3A_MA_2016_EL | 3A | MA | EL | 5716 | DOE.determination2016 | ApartmentMidRise | STD2016 | Atlanta | Zone3A | Zone3A(Atlanta) | DOE.determination2016_STD2016 | regular | US | 0.1013 | 0.01 | DOE.determination2016_ApartmentMidRise_STD2016_Memphis.table.csv.gz | Mid-Rise Apartment | Atlanta-Hartsfield Jackson Intl AP GA USA TMY3 WMO#=722190 | Electricity | 0 | 39966.667 | 30919.4447 | 7216.6667 | 141969.4456 | 0 | 51550.0004 | 0 | 0 | 0 | 0 | 100588.8897 | 0 | 0 | 372211.1141 | 0 | 372212.1141 | -1 | -1 | 0 | 4048.6234 | 3132.1397 | 731.0483 | 14381.5048 | 0 | 5222.015 | 0 | 0 | 0 | 0 | 10189.6545 | 0 | 0 | 37704.9859 | 0 | 37705.0872 | -0.1013 | -0.1013 | 0 | 136.405 | 105.5271 | 24.6303 | 484.5373 | 0 | 175.9386 | 0 | 0 | 0 | 0 | 343.3068 | 0 | 0 | 1270.345 | 0 | 1270.3484 | -0.003413 | -0.003413 | 3.1276 | 0.72998 | 14.3604 | 5.2144 | 0 | 0 | 4.0427 | 0 | 10.1748 | 0 | 0 | 37.65 | 37.6499 | 37.6498 | 2
US_3A_MA_2013_EL | 3A | MA | EL | 3676 | DOE.determination2013 | ApartmentMidRise | STD2013 | Atlanta | Zone3A | Zone3A(Atlanta) | DOE.determination2013_STD2013 | regular | US | 0.1013 | 0.01 | DOE.determination2013_ApartmentMidRise_STD2013_Memphis.table.csv.gz | Mid-Rise Apartment | Atlanta-Hartsfield Jackson Intl AP GA USA TMY3 WMO#=722190 | Electricity | 0 | 41425.0003 | 39194.4448 | 10963.889 | 141969.4456 | 0 | 53519.4449 | 0 | 0 | 0 | 0 | 100577.7786 | 0 | 0 | 387650.0031 | 0 | 387651.0031 | -1 | -1 | 0 | 4196.3525 | 3970.3973 | 1110.642 | 14381.5048 | 0 | 5421.5198 | 0 | 0 | 0 | 0 | 10188.529 | 0 | 0 | 39268.9453 | 0 | 39269.0466 | -0.1013 | -0.1013 | 0 | 141.3822 | 133.7694 | 37.4194 | 484.5373 | 0 | 182.6602 | 0 | 0 | 0 | 0 | 343.2688 | 0 | 0 | 1323.0374 | 0 | 1323.0409 | -0.003413 | -0.003413 | 3.9646 | 1.109 | 14.3604 | 5.4136 | 0 | 0 | 4.1902 | 0 | 10.1736 | 0 | 0 | 39.2117 | 39.2116 | 39.2115 | 1
US_3A_MA_2016_NG | 3A | MA | NG | 5725 | DOE.determination2016 | ApartmentMidRise | STD2016 | Atlanta | Zone3A | Zone3A(Atlanta) | DOE.determination2016_STD2016 | regular | US | 0.1013 | 0.01 | DOE.determination2016_ApartmentMidRise_STD2016_Memphis.table.csv.gz | Mid-Rise Apartment | Atlanta-Hartsfield Jackson Intl AP GA USA TMY3 WMO#=722190 | Natural Gas | 118183.3167 | 0 | 0 | 0 | 0 | 0 | 0 | 0 | 0 | 0 | 0 | 0 | 0 | 0 | 118183.3167 | 0 | 118184.3167 | 0 | 0 | 1181.8332 | 0 | 0 | 0 | 0 | 0 | 0 | 0 | 0 | 0 | 0 | 0 | 0 | 0 | 1181.8332 | 0 | 1181.8432 | 0 | 0 | 118.1833 | 0 | 0 | 0 | 0 | 0 | 0 | 0 | 0 | 0 | 0 | 0 | 0 | 0 | 118.1833 | 0 | 118.1843 | 0 | 0 | 0 | 0 | 0 | 0 | 0 | 0 | 0 | 3.5027 | 0 | 0 | 0 | 3.5027 | 3.5027 | 3.5027 | 2
US_3A_MA_2013_NG | 3A | MA | NG | 3685 | DOE.determination2013 | ApartmentMidRise | STD2013 | Atlanta | Zone3A | Zone3A(Atlanta) | DOE.determination2013_STD2013 | regular | US | 0.1013 | 0.01 | DOE.determination2013_ApartmentMidRise_STD2013_Memphis.table.csv.gz | Mid-Rise Apartment | Atlanta-Hartsfield Jackson Intl AP GA USA TMY3 WMO#=722190 | Natural Gas | 115482.0379 | 0 | 0 | 0 | 0 | 0 | 0 | 0 | 0 | 0 | 0 | 0 | 0 | 0 | 115482.0379 | 0 | 115483.0379 | 0 | 0 | 1154.8204 | 0 | 0 | 0 | 0 | 0 | 0 | 0 | 0 | 0 | 0 | 0 | 0 | 0 | 1154.8204 | 0 | 1154.8304 | 0 | 0 | 115.482 | 0 | 0 | 0 | 0 | 0 | 0 | 0 | 0 | 0 | 0 | 0 | 0 | 0 | 115.482 | 0 | 115.483 | 0 | 0 | 0 | 0 | 0 | 0 | 0 | 0 | 0 | 3.4226 | 0 | 0 | 0 | 3.4226 | 3.4226 | 3.4226 | 1
US_3B_MA_2016_EL | 3B | MA | EL | 5476 | DOE.determination2016 | ApartmentMidRise | STD2016 | ElPaso | Zone3B | Zone3B(ElPaso) | DOE.determination2016_STD2016 | regular | US | 0.1013 | 0.01 | DOE.determination2016_ApartmentMidRise_STD2016_ElPaso.table.csv.gz | Mid-Rise Apartment | El Paso International Ap Ut TX USA TMY3 WMO#=722700 | Electricity | 0 | 46469.4448 | 30919.4447 | 7211.1112 | 141969.4456 | 0 | 60275.0005 | 0 | 0 | 0 | 13333.3334 | 97505.5563 | 0 | 0 | 397683.3365 | 0 | 397684.3365 | -1 | -1 | 0 | 4707.3548 | 3132.1397 | 730.4856 | 14381.5048 | 0 | 6105.8575 | 0 | 0 | 0 | 1350.6667 | 9877.3129 | 0 | 0 | 40285.322 | 0 | 40285.4233 | -0.1013 | -0.1013 | 0 | 158.5988 | 105.5271 | 24.6113 | 484.5373 | 0 | 205.7167 | 0 | 0 | 0 | 45.5063 | 332.7834 | 0 | 0 | 1357.2809 | 0 | 1357.2843 | -0.003413 | -0.003413 | 3.1276 | 0.72942 | 14.3604 | 6.0969 | 0 | 1.3487 | 4.7005 | 0 | 9.8629 | 0 | 0 | 40.2266 | 40.2265 | 40.2264 | 2
US_3B_MA_2013_EL | 3B | MA | EL | 3436 | DOE.determination2013 | ApartmentMidRise | STD2013 | ElPaso | Zone3B | Zone3B(ElPaso) | DOE.determination2013_STD2013 | regular | US | 0.1013 | 0.01 | DOE.determination2013_ApartmentMidRise_STD2013_ElPaso.table.csv.gz | Mid-Rise Apartment | El Paso International Ap Ut TX USA TMY3 WMO#=722700 | Electricity | 0 | 48150.0004 | 39194.4448 | 10955.5556 | 141969.4456 | 0 | 62125.0005 | 0 | 0 | 0 | 13333.3334 | 97494.4452 | 0 | 0 | 413225.0033 | 0 | 413223.2255 | 1.7778 | 1.7778 | 0 | 4877.595 | 3970.3973 | 1109.7978 | 14381.5048 | 0 | 6293.2626 | 0 | 0 | 0 | 1350.6667 | 9876.1873 | 0 | 0 | 41859.6928 | 0 | 41859.5127 | 0.18009 | 0.18009 | 0 | 164.3345 | 133.7694 | 37.391 | 484.5373 | 0 | 212.0307 | 0 | 0 | 0 | 45.5063 | 332.7455 | 0 | 0 | 1410.3241 | 0 | 1410.3181 | 0.0060675 | 0.0060675 | 3.9646 | 1.1082 | 14.3607 | 6.2841 | 0 | 1.3487 | 4.8705 | 0 | 9.8618 | 0 | 0 | 41.7983 | 41.7985 | 41.7984 | 1
US_3B_MA_2016_NG | 3B | MA | NG | 5485 | DOE.determination2016 | ApartmentMidRise | STD2016 | ElPaso | Zone3B | Zone3B(ElPaso) | DOE.determination2016_STD2016 | regular | US | 0.1013 | 0.01 | DOE.determination2016_ApartmentMidRise_STD2016_ElPaso.table.csv.gz | Mid-Rise Apartment | El Paso International Ap Ut TX USA TMY3 WMO#=722700 | Natural Gas | 12207.8845 | 0 | 0 | 0 | 0 | 0 | 0 | 0 | 0 | 0 | 0 | 0 | 0 | 0 | 12207.8845 | 0 | 12208.8845 | 0 | 0 | 122.0788 | 0 | 0 | 0 | 0 | 0 | 0 | 0 | 0 | 0 | 0 | 0 | 0 | 0 | 122.0788 | 0 | 122.0888 | 0 | 0 | 12.2079 | 0 | 0 | 0 | 0 | 0 | 0 | 0 | 0 | 0 | 0 | 0 | 0 | 0 | 12.2079 | 0 | 12.2089 | 0 | 0 | 0 | 0 | 0 | 0 | 0 | 0 | 0 | 0.36181 | 0 | 0 | 0 | 0.36184 | 0.36181 | 0.36181 | 2
US_3B_MA_2013_NG | 3B | MA | NG | 3445 | DOE.determination2013 | ApartmentMidRise | STD2013 | ElPaso | Zone3B | Zone3B(ElPaso) | DOE.determination2013_STD2013 | regular | US | 0.1013 | 0.01 | DOE.determination2013_ApartmentMidRise_STD2013_ElPaso.table.csv.gz | Mid-Rise Apartment | El Paso International Ap Ut TX USA TMY3 WMO#=722700 | Natural Gas | 11904.583 | 0 | 0 | 0 | 0 | 0 | 0 | 0 | 0 | 0 | 0 | 0 | 0 | 0 | 11904.583 | 0 | 11905.583 | 0 | 0 | 119.0458 | 0 | 0 | 0 | 0 | 0 | 0 | 0 | 0 | 0 | 0 | 0 | 0 | 0 | 119.0458 | 0 | 119.0558 | 0 | 0 | 11.9046 | 0 | 0 | 0 | 0 | 0 | 0 | 0 | 0 | 0 | 0 | 0 | 0 | 0 | 11.9046 | 0 | 11.9056 | 0 | 0 | 0 | 0 | 0 | 0 | 0 | 0 | 0 | 0.35282 | 0 | 0 | 0 | 0.35285 | 0.35282 | 0.35282 | 1
US_4A_MA_2016_EL | 4A | MA | EL | 5176 | DOE.determination2016 | ApartmentMidRise | STD2016 | NewYork | Zone4A | Zone4A(NewYork) | DOE.determination2016_STD2016 | regular | US | 0.1013 | 0.01 | DOE.determination2016_ApartmentMidRise_STD2016_Baltimore.table.csv.gz | Mid-Rise Apartment | New York-John F Kennedy Intl AP NY USA TMY3 WMO#=744860 | Electricity | 0 | 34572.2225 | 30919.4447 | 7202.7778 | 141969.4456 | 0 | 54955.556 | 0 | 0 | 0 | 14536.1112 | 109669.4453 | 0 | 0 | 393822.2254 | 0 | 393826.0032 | -3.7778 | -3.7778 | 0 | 3502.1661 | 3132.1397 | 729.6414 | 14381.5048 | 0 | 5566.9978 | 0 | 0 | 0 | 1472.5081 | 11109.5148 | 0 | 0 | 39894.1914 | 0 | 39894.5741 | -0.38269 | -0.38269 | 0 | 117.9939 | 105.5271 | 24.5829 | 484.5373 | 0 | 187.5616 | 0 | 0 | 0 | 49.6113 | 374.2984 | 0 | 0 | 1344.103 | 0 | 1344.1159 | -0.012893 | -0.012893 | 3.1276 | 0.72858 | 14.3601 | 5.5589 | 0 | 1.4704 | 3.497 | 0 | 11.0933 | 0 | 0 | 39.8363 | 39.8359 | 39.8358 | 2
US_4A_MA_2013_EL | 4A | MA | EL | 3136 | DOE.determination2013 | ApartmentMidRise | STD2013 | NewYork | Zone4A | Zone4A(NewYork) | DOE.determination2013_STD2013 | regular | US | 0.1013 | 0.01 | DOE.determination2013_ApartmentMidRise_STD2013_Baltimore.table.csv.gz | Mid-Rise Apartment | New York-John F Kennedy Intl AP NY USA TMY3 WMO#=744860 | Electricity | 0 | 35877.7781 | 39194.4448 | 10944.4445 | 141969.4456 | 0 | 56161.1116 | 0 | 0 | 0 | 13933.3334 | 109658.3342 | 0 | 0 | 407738.8922 | 0 | 407739.8922 | -1 | -1 | 0 | 3634.4189 | 3970.3973 | 1108.6722 | 14381.5048 | 0 | 5689.1206 | 0 | 0 | 0 | 1411.4467 | 11108.3893 | 0 | 0 | 41303.9498 | 0 | 41304.0511 | -0.1013 | -0.1013 | 0 | 122.4497 | 133.7694 | 37.353 | 484.5373 | 0 | 191.6761 | 0 | 0 | 0 | 47.554 | 374.2605 | 0 | 0 | 1391.6002 | 0 | 1391.6036 | -0.003413 | -0.003413 | 3.9646 | 1.1071 | 14.3604 | 5.6808 | 0 | 1.4094 | 3.6291 | 0 | 11.0922 | 0 | 0 | 41.2437 | 41.2436 | 41.2435 | 1
US_4A_MA_2016_NG | 4A | MA | NG | 5185 | DOE.determination2016 | ApartmentMidRise | STD2016 | NewYork | Zone4A | Zone4A(NewYork) | DOE.determination2016_STD2016 | regular | US | 0.1013 | 0.01 | DOE.determination2016_ApartmentMidRise_STD2016_Baltimore.table.csv.gz | Mid-Rise Apartment | New York-John F Kennedy Intl AP NY USA TMY3 WMO#=744860 | Natural Gas | 103871.2782 | 0 | 0 | 0 | 0 | 0 | 0 | 0 | 0 | 0 | 0 | 0 | 0 | 0 | 103871.2782 | 0 | 103872.2782 | 0 | 0 | 1038.7128 | 0 | 0 | 0 | 0 | 0 | 0 | 0 | 0 | 0 | 0 | 0 | 0 | 0 | 1038.7128 | 0 | 1038.7228 | 0 | 0 | 103.8713 | 0 | 0 | 0 | 0 | 0 | 0 | 0 | 0 | 0 | 0 | 0 | 0 | 0 | 103.8713 | 0 | 103.8723 | 0 | 0 | 0 | 0 | 0 | 0 | 0 | 0 | 0 | 3.0785 | 0 | 0 | 0 | 3.0785 | 3.0785 | 3.0785 | 2
US_4A_MA_2013_NG | 4A | MA | NG | 3145 | DOE.determination2013 | ApartmentMidRise | STD2013 | NewYork | Zone4A | Zone4A(NewYork) | DOE.determination2013_STD2013 | regular | US | 0.1013 | 0.01 | DOE.determination2013_ApartmentMidRise_STD2013_Baltimore.table.csv.gz | Mid-Rise Apartment | New York-John F Kennedy Intl AP NY USA TMY3 WMO#=744860 | Natural Gas | 101985.1221 | 0 | 0 | 0 | 0 | 0 | 0 | 0 | 0 | 0 | 0 | 0 | 0 | 0 | 101985.1221 | 0 | 101986.1221 | 0 | 0 | 1019.8512 | 0 | 0 | 0 | 0 | 0 | 0 | 0 | 0 | 0 | 0 | 0 | 0 | 0 | 1019.8512 | 0 | 1019.8612 | 0 | 0 | 101.9851 | 0 | 0 | 0 | 0 | 0 | 0 | 0 | 0 | 0 | 0 | 0 | 0 | 0 | 101.9851 | 0 | 101.9861 | 0 | 0 | 0 | 0 | 0 | 0 | 0 | 0 | 0 | 3.0226 | 0 | 0 | 0 | 3.0226 | 3.0226 | 3.0226 | 1
US_5A_MA_2016_EL | 5A | MA | EL | 5356 | DOE.determination2016 | ApartmentMidRise | STD2016 | Buffalo | Zone5A | Zone5A(Buffalo) | DOE.determination2016_STD2016 | regular | US | 0.1013 | 0.01 | DOE.determination2016_ApartmentMidRise_STD2016_Chicago.table.csv.gz | Mid-Rise Apartment | Buffalo Niagara Intl AP NY USA TMY3 WMO#=725280 | Electricity | 0 | 22158.3335 | 30919.4447 | 7197.2223 | 141969.4456 | 0 | 50730.556 | 0 | 0 | 0 | 15136.1112 | 117400.0009 | 0 | 0 | 385511.1142 | 0 | 385512.1142 | -1 | -1 | 0 | 2244.6392 | 3132.1397 | 729.0786 | 14381.5048 | 0 | 5139.0053 | 0 | 0 | 0 | 1533.2881 | 11892.6201 | 0 | 0 | 39052.2759 | 0 | 39052.3772 | -0.1013 | -0.1013 | 0 | 75.6257 | 105.5271 | 24.5639 | 484.5373 | 0 | 173.1418 | 0 | 0 | 0 | 51.6591 | 400.6826 | 0 | 0 | 1315.7375 | 0 | 1315.7409 | -0.003413 | -0.003413 | 3.1276 | 0.72801 | 14.3604 | 5.1315 | 0 | 1.531 | 2.2414 | 0 | 11.8752 | 0 | 0 | 38.9953 | 38.9952 | 38.9951 | 2
US_5A_MA_2013_EL | 5A | MA | EL | 3316 | DOE.determination2013 | ApartmentMidRise | STD2013 | Buffalo | Zone5A | Zone5A(Buffalo) | DOE.determination2013_STD2013 | regular | US | 0.1013 | 0.01 | DOE.determination2013_ApartmentMidRise_STD2013_Chicago.table.csv.gz | Mid-Rise Apartment | Buffalo Niagara Intl AP NY USA TMY3 WMO#=725280 | Electricity | 0 | 24552.778 | 39194.4448 | 10933.3334 | 141969.4456 | 0 | 55088.8893 | 0 | 0 | 0 | 13933.3334 | 117383.3343 | 0 | 0 | 403055.5588 | 0 | 403056.5588 | -1 | -1 | 0 | 2487.1964 | 3970.3973 | 1107.5467 | 14381.5048 | 0 | 5580.5045 | 0 | 0 | 0 | 1411.4467 | 11890.9318 | 0 | 0 | 40829.5281 | 0 | 40829.6294 | -0.1013 | -0.1013 | 0 | 83.7979 | 133.7694 | 37.3151 | 484.5373 | 0 | 188.0167 | 0 | 0 | 0 | 47.554 | 400.6257 | 0 | 0 | 1375.6161 | 0 | 1375.6195 | -0.003413 | -0.003413 | 3.9646 | 1.1059 | 14.3604 | 5.5724 | 0 | 1.4094 | 2.4836 | 0 | 11.8736 | 0 | 0 | 40.77 | 40.7699 | 40.7698 | 1
US_5A_MA_2016_NG | 5A | MA | NG | 5365 | DOE.determination2016 | ApartmentMidRise | STD2016 | Buffalo | Zone5A | Zone5A(Buffalo) | DOE.determination2016_STD2016 | regular | US | 0.1013 | 0.01 | DOE.determination2016_ApartmentMidRise_STD2016_Chicago.table.csv.gz | Mid-Rise Apartment | Buffalo Niagara Intl AP NY USA TMY3 WMO#=725280 | Natural Gas | 193326.258 | 0 | 0 | 0 | 0 | 0 | 0 | 0 | 0 | 0 | 0 | 0 | 0 | 0 | 193326.258 | 0 | 193327.258 | 0 | 0 | 1933.2626 | 0 | 0 | 0 | 0 | 0 | 0 | 0 | 0 | 0 | 0 | 0 | 0 | 0 | 1933.2626 | 0 | 1933.2726 | 0 | 0 | 193.3263 | 0 | 0 | 0 | 0 | 0 | 0 | 0 | 0 | 0 | 0 | 0 | 0 | 0 | 193.3263 | 0 | 193.3273 | 0 | 0 | 0 | 0 | 0 | 0 | 0 | 0 | 0 | 5.7297 | 0 | 0 | 0 | 5.7297 | 5.7297 | 5.7297 | 2
US_5A_MA_2013_NG | 5A | MA | NG | 3325 | DOE.determination2013 | ApartmentMidRise | STD2013 | Buffalo | Zone5A | Zone5A(Buffalo) | DOE.determination2013_STD2013 | regular | US | 0.1013 | 0.01 | DOE.determination2013_ApartmentMidRise_STD2013_Chicago.table.csv.gz | Mid-Rise Apartment | Buffalo Niagara Intl AP NY USA TMY3 WMO#=725280 | Natural Gas | 194975.4598 | 0 | 0 | 0 | 0 | 0 | 0 | 0 | 0 | 0 | 0 | 0 | 0 | 0 | 194975.4598 | 0 | 194976.4598 | 0 | 0 | 1949.7546 | 0 | 0 | 0 | 0 | 0 | 0 | 0 | 0 | 0 | 0 | 0 | 0 | 0 | 1949.7546 | 0 | 1949.7646 | 0 | 0 | 194.9755 | 0 | 0 | 0 | 0 | 0 | 0 | 0 | 0 | 0 | 0 | 0 | 0 | 0 | 194.9755 | 0 | 194.9765 | 0 | 0 | 0 | 0 | 0 | 0 | 0 | 0 | 0 | 5.7786 | 0 | 0 | 0 | 5.7786 | 5.7786 | 5.7786 | 1
Lookup values |  |  |  | Energy Data for Current State 5: Energy Data from model runs; Energy Data for Current State 11: yellow indiv State cost files; Energy Data for Current State 14: Also in big EplusOUT file 2010_2007; B. Energy Usage, electricity in kWh, natural gas in kBtu 21: B. Energy Usage, electricity in kWh, natural gas in kBtu; B. Energy Usage, electricity in kWh, natural gas in kBtu 29: Also in big EplusOUT file 2010_2007; C. Energy Cost 40: C. Energy Cost, $; D. Energy Usage mmBtu 59: D. Energy Usage mmBtu; E. EUI kBtu/ft2 78: E. EUI kBtu/ft2
|  |  |  | 5 | 6 | 7 | 8 | 9 | 10 | 11 | 12 | 13 | 14 | 15 | 16 | 17 | 18 | 19 | 20 | 21 | 22 | 23 | 24 | 25 | 26 | 27 | 28 | 29 | 30 | 31 | 32 | 33 | 34 | 35 | 36 | 37 | 38 | 39 | 40 | 41 | 42 | 43 | 44 | 45 | 46 | 47 | 48 | 49 | 50 | 51 | 52 | 53 | 54 | 55 | 56 | 57 | 58 | 59 | 60 | 61 | 62 | 63 | 64 | 65 | 66 | 67 | 68 | 69 | 70 | 71 | 72 | 73 | 74 | 75 | 76 | 77 | 78 | 79 | 80 | 81 | 82 | 83 | 84 | 85 | 86 | 87 | 88 | 89 | 90 | 91 | 92
Lookup | CZ | Prototype | Fuel Type | Data for [state.IECC-2012plus vs state.IECC-2009] | A.case.name | A.building | A.std.year | A.climate.city | A.climate.zone | A.climates | A.standard | A.type.anal | A.state.abb | A.elec.price | A.gas.price | A.filename | A.bldg | A.loc | A.fuel | B.htg | B.clg | B.intLgt | B.extLgt | B.intEqp | B.extEqp | B.fans | B.pumps | B.heatRej | B.humid | B.heatRec | B.swh | B.refrg | B.gentor | B.total | B.renew | B.sum | B.transLoss | B.extEqp.rev | C.htg | C.clg | C.intLgt | C.extLgt | C.intEqp | C.extEqp | C.fans | C.pumps | C.heatRej | C.humid | C.heatRec | C.swh | C.refrg | C.gentor | C.total | C.renew | C.sum | C.transLoss | C.extEqp.rev | D.htg | D.clg | D.intLgt | D.extLgt | D.intEqp | D.extEqp | D.fans | D.pumps | D.heatRej | D.humid | D.heatRec | D.swh | D.refrg | D.gentor | D.total | D.renew | D.sum | D.transLoss | D.extEqp.rev | E.intLgt | E.extLgt | E.plug | E.fans | E.pumps | E.heatRec | E.clg | E.htg | E.swh | E.humid | E.refrg | E.sum | E.total | E.add | F.code.comp
US_1A_LO_2013_EL | 1A | LO | EL | 3732 | DOE.determination2013 | OfficeLarge | STD2013 | Honolulu | Zone1A | Zone1A(Honolulu) | DOE.determination2013_STD2013 | regular | US | 0.1032 | 0.99 | DOE.determination2013_OfficeLarge_STD2013_Miami.table.csv.gz | Large Office | Honolulu Intl Arpt HI USA TMY3 WMO#=911820 | Electricity | 0 | 2253377.7958 | 946200.0076 | 189213.8904 | 5626841.7117 | 528030.5598 | 686213.8944 | 221008.3351 | 238300.0019 | 0 | 32063.8891 | 0 | 0 | 0 | 10743430.6415 | 0 | 10721251.0858 | 22179.5557 | 550210.1155 | 0 | 232548.5885 | 97647.8408 | 19526.8735 | 580690.0646 | 54492.7538 | 70817.2739 | 22808.0602 | 24592.5602 | 0 | 3308.9934 | 0 | 0 | 0 | 1108722.0422 | 0 | 1106433.1121 | 2288.9302 | 56781.6839 | 0 | 7690.7086 | 3229.3513 | 645.7811 | 19204.2363 | 1802.1519 | 2342.0267 | 754.2946 | 813.3105 | 0 | 109.4331 | 0 | 0 | 0 | 36666.9957 | 0 | 36591.2976 | 75.6981 | 1877.8501 | 6.477 | 1.2952 | 42.2836 | 4.6973 | 1.5129 | 0.21949 | 17.0562 | 0 | 0 | 0 | 0 | 73.3898 | 73.5417 | 73.5417 | 1
US_1A_LO_2016_EL | 1A | LO | EL | 5772 | DOE.determination2016 | OfficeLarge | STD2016 | Honolulu | Zone1A | Zone1A(Honolulu) | DOE.determination2016_STD2016 | regular | US | 0.1032 | 0.99 | DOE.determination2016_OfficeLarge_STD2016_Miami.table.csv.gz | Large Office | Honolulu Intl Arpt HI USA TMY3 WMO#=911820 | Electricity | 0 | 2196102.7953 | 878238.8959 | 95097.223 | 5626841.7117 | 528030.5598 | 682802.7832 | 206650.0017 | 234811.113 | 0 | 32080.5558 | 0 | 0 | 0 | 10495922.3062 | 0 | 10480656.6394 | 15265.6668 | 543296.2266 | 0 | 226637.8085 | 90634.2541 | 9814.0334 | 580690.0646 | 54492.7538 | 70465.2472 | 21326.2802 | 24232.5069 | 0 | 3310.7134 | 0 | 0 | 0 | 1083179.182 | 0 | 1081603.7652 | 1575.4168 | 56068.1706 | 0 | 7495.2308 | 2997.4021 | 324.5639 | 19204.2363 | 1802.1519 | 2330.3847 | 705.29 | 801.403 | 0 | 109.4899 | 0 | 0 | 0 | 35822.2575 | 0 | 35770.1562 | 52.1012 | 1854.2532 | 6.0118 | 0.65097 | 42.2363 | 4.674 | 1.4146 | 0.2196 | 16.6403 | 0 | 0 | 0 | 0 | 71.7429 | 71.8474 | 71.8474 | 2
US_2A_LO_2013_EL | 2A | LO | EL | 3612 | DOE.determination2013 | OfficeLarge | STD2013 | Tampa | Zone2A | Zone2A(Tampa) | DOE.determination2013_STD2013 | regular | US | 0.1032 | 0.99 | DOE.determination2013_OfficeLarge_STD2013_Houston.table.csv.gz | Large Office | Tampa-MacDill AFB FL USA TMY3 WMO#=747880 | Electricity | 33.3333 | 1986644.4603 | 945936.1187 | 188722.2237 | 5626841.7117 | 528030.5598 | 642713.894 | 197350.0016 | 204536.1127 | 1241.6667 | 17097.2224 | 0 | 0 | 0 | 10361322.3051 | 0 | 10339148.3049 | 22174.0002 | 550204.56 | 3.44 | 205021.7083 | 97620.6074 | 19476.1335 | 580690.0646 | 54492.7538 | 66328.0739 | 20366.5202 | 21108.1268 | 128.14 | 1764.4333 | 0 | 0 | 0 | 1069288.4619 | 0 | 1067000.1051 | 2288.3568 | 56781.1106 | 0.11377 | 6780.356 | 3228.4506 | 644.1031 | 19204.2363 | 1802.1519 | 2193.5626 | 673.5494 | 698.0754 | 4.2378 | 58.3523 | 0 | 0 | 0 | 35362.8718 | 0 | 35287.1927 | 75.6792 | 1877.8311 | 6.4752 | 1.2919 | 42.2835 | 4.3995 | 1.3509 | 0.11704 | 14.9992 | 0.00022818 | 0 | 0.0084995 | 0 | 70.7743 | 70.926 | 70.926 | 1
US_2A_LO_2016_EL | 2A | LO | EL | 5652 | DOE.determination2016 | OfficeLarge | STD2016 | Tampa | Zone2A | Zone2A(Tampa) | DOE.determination2016_STD2016 | regular | US | 0.1032 | 0.99 | DOE.determination2016_OfficeLarge_STD2016_Houston.table.csv.gz | Large Office | Tampa-MacDill AFB FL USA TMY3 WMO#=747880 | Electricity | 436.1111 | 1729141.6805 | 877838.8959 | 95063.8896 | 5626841.7117 | 528030.5598 | 638980.5607 | 181375.0015 | 197175.0016 | 116677.7787 | 17052.7779 | 0 | 0 | 0 | 10023883.4135 | 0 | 10008614.969 | 15268.4446 | 543299.0043 | 45.0067 | 178447.4214 | 90592.9741 | 9810.5934 | 580690.0646 | 54492.7538 | 65942.7939 | 18717.9001 | 20348.4602 | 12041.1468 | 1759.8467 | 0 | 0 | 0 | 1034464.7683 | 0 | 1032889.0648 | 1575.7035 | 56068.4572 | 1.4884 | 5901.507 | 2996.0369 | 324.4501 | 19204.2363 | 1802.1519 | 2180.8208 | 619.0273 | 672.9522 | 398.2176 | 58.2006 | 0 | 0 | 0 | 34211.2033 | 0 | 34159.0926 | 52.1107 | 1854.2627 | 6.009 | 0.65074 | 42.2363 | 4.374 | 1.2416 | 0.11673 | 13.1862 | 0.0029853 | 0 | 0.79869 | 0 | 68.5117 | 68.6162 | 68.6162 | 2
US_2B_LO_2013_EL | 2B | LO | EL | 3792 | DOE.determination2013 | OfficeLarge | STD2013 | Tucson | Zone2B | Zone2B(Tucson) | DOE.determination2013_STD2013 | regular | US | 0.1032 | 0.99 | DOE.determination2013_OfficeLarge_STD2013_Phoenix.table.csv.gz | Large Office | Tucson-Davis Monthan AFB AZ USA TMY3 WMO#=722745 | Electricity | 15377.7779 | 1595363.9017 | 946430.5631 | 188875.0015 | 5626841.7117 | 528030.5598 | 721138.8947 | 155613.8901 | 83738.8896 | 491302.7817 | 0 | 0 | 0 | 0 | 10374891.7497 | 0 | 10352714.9717 | 22176.778 | 550207.3377 | 1586.9867 | 164641.5547 | 97671.6341 | 19491.9002 | 580690.0646 | 54492.7538 | 74421.5339 | 16059.3535 | 8641.8534 | 50702.4471 | 0 | 0 | 0 | 0 | 1070688.8286 | 0 | 1068400.1851 | 2288.6435 | 56781.3973 | 52.4839 | 5444.9275 | 3230.1382 | 644.6245 | 19204.2363 | 1802.1519 | 2461.2247 | 531.1054 | 285.7982 | 1676.8012 | 0 | 0 | 0 | 0 | 35409.1839 | 0 | 35333.4953 | 75.6887 | 1877.8406 | 6.4786 | 1.2929 | 42.2836 | 4.9364 | 1.0652 | 0 | 11.4939 | 0.10527 | 0 | 3.3631 | 0 | 70.8671 | 71.0189 | 71.0189 | 1
US_2B_LO_2016_EL | 2B | LO | EL | 5832 | DOE.determination2016 | OfficeLarge | STD2016 | Tucson | Zone2B | Zone2B(Tucson) | DOE.determination2016_STD2016 | regular | US | 0.1032 | 0.99 | DOE.determination2016_OfficeLarge_STD2016_Phoenix.table.csv.gz | Large Office | Tucson-Davis Monthan AFB AZ USA TMY3 WMO#=722745 | Electricity | 15513.889 | 1587436.1238 | 878286.1181 | 95091.6674 | 5626841.7117 | 528030.5598 | 717297.228 | 148402.779 | 83261.1118 | 491180.5595 | 0 | 0 | 0 | 0 | 10186613.9704 | 0 | 10171342.748 | 15271.2223 | 543301.7821 | 1601.0333 | 163823.408 | 90639.1274 | 9813.4601 | 580690.0646 | 54492.7538 | 74025.0739 | 15315.1668 | 8592.5467 | 50689.8337 | 0 | 0 | 0 | 0 | 1051258.5617 | 0 | 1049682.5716 | 1575.9901 | 56068.7439 | 52.9484 | 5417.8703 | 2997.5633 | 324.5449 | 19204.2363 | 1802.1519 | 2448.1132 | 506.4941 | 284.1676 | 1676.384 | 0 | 0 | 0 | 0 | 34766.5977 | 0 | 34714.4775 | 52.1202 | 1854.2721 | 6.0121 | 0.65093 | 42.2363 | 4.9101 | 1.0159 | 0 | 11.4364 | 0.1062 | 0 | 3.3623 | 0 | 69.6256 | 69.7301 | 69.7301 | 2
US_3A_LO_2013_EL | 3A | LO | EL | 3672 | DOE.determination2013 | OfficeLarge | STD2013 | Atlanta | Zone3A | Zone3A(Atlanta) | DOE.determination2013_STD2013 | regular | US | 0.1032 | 0.99 | DOE.determination2013_OfficeLarge_STD2013_Memphis.table.csv.gz | Large Office | Atlanta-Hartsfield Jackson Intl AP GA USA TMY3 WMO#=722190 | Electricity | 27.7778 | 1595163.9017 | 948691.6743 | 189116.6682 | 5626841.7117 | 528030.5598 | 638908.3384 | 142422.2234 | 119572.2232 | 4738.8889 | 9977.7779 | 0 | 0 | 0 | 9825669.523 | 0 | 9803492.7451 | 22176.778 | 550207.3377 | 2.8667 | 164620.9147 | 97904.9808 | 19516.8402 | 580690.0646 | 54492.7538 | 65935.3405 | 14697.9735 | 12339.8534 | 489.0533 | 1029.7067 | 0 | 0 | 0 | 1014009.0948 | 0 | 1011720.4513 | 2288.6435 | 56781.3973 | 0.094805 | 5444.2449 | 3237.8553 | 645.4493 | 19204.2363 | 1802.1519 | 2180.5744 | 486.0826 | 408.0963 | 16.1737 | 34.0538 | 0 | 0 | 0 | 33534.7055 | 0 | 33459.0168 | 75.6887 | 1877.8406 | 6.494 | 1.2946 | 42.2836 | 4.3735 | 0.97492 | 0.068301 | 11.7378 | 0.00019015 | 0 | 0.032439 | 0 | 67.1075 | 67.2594 | 67.2593 | 1
US_3A_LO_2016_EL | 3A | LO | EL | 5712 | DOE.determination2016 | OfficeLarge | STD2016 | Atlanta | Zone3A | Zone3A(Atlanta) | DOE.determination2016_STD2016 | regular | US | 0.1032 | 0.99 | DOE.determination2016_OfficeLarge_STD2016_Memphis.table.csv.gz | Large Office | Atlanta-Hartsfield Jackson Intl AP GA USA TMY3 WMO#=722190 | Electricity | 744.4445 | 1190227.7873 | 880183.3404 | 96041.6674 | 5626841.7117 | 528030.5598 | 635983.3384 | 131294.4455 | 107986.112 | 311636.1136 | 9880.5556 | 0 | 0 | 0 | 9534125.0763 | 0 | 9518851.0762 | 15274.0001 | 543304.5599 | 76.8267 | 122831.5076 | 90834.9207 | 9911.5001 | 580690.0646 | 54492.7538 | 65633.4805 | 13549.5868 | 11144.1668 | 32160.8469 | 1019.6733 | 0 | 0 | 0 | 983921.7079 | 0 | 982345.4311 | 1576.2768 | 56069.0306 | 2.5408 | 4062.2105 | 3004.0385 | 327.7872 | 19204.2363 | 1802.1519 | 2170.5914 | 448.1039 | 368.5533 | 1063.6044 | 33.722 | 0 | 0 | 0 | 32539.6733 | 0 | 32487.5436 | 52.1297 | 1854.2816 | 6.0251 | 0.65743 | 42.2363 | 4.3535 | 0.89875 | 0.067635 | 8.8866 | 0.0050959 | 0 | 2.1332 | 0 | 65.1591 | 65.2637 | 65.2636 | 2
US_3B_LO_2013_EL | 3B | LO | EL | 3432 | DOE.determination2013 | OfficeLarge | STD2013 | ElPaso | Zone3B | Zone3B(ElPaso) | DOE.determination2013_STD2013 | regular | US | 0.1032 | 0.99 | DOE.determination2013_OfficeLarge_STD2013_ElPaso.table.csv.gz | Large Office | El Paso International Ap Ut TX USA TMY3 WMO#=722700 | Electricity | 6752.7778 | 1370480.5665 | 946813.8965 | 188961.1126 | 5626841.7117 | 528030.5598 | 725577.7836 | 128200.001 | 71269.445 | 502169.4485 | 0 | 0 | 0 | 0 | 10117272.3032 | 0 | 10095098.303 | 22174.0002 | 550204.56 | 696.8867 | 141433.5945 | 97711.1941 | 19500.7868 | 580690.0646 | 54492.7538 | 74879.6273 | 13230.2401 | 7355.0067 | 51823.8871 | 0 | 0 | 0 | 0 | 1044102.5017 | 0 | 1041814.1449 | 2288.3568 | 56781.1106 | 23.047 | 4677.4077 | 3231.4465 | 644.9184 | 19204.2363 | 1802.1519 | 2476.3745 | 437.5426 | 243.2404 | 1713.8888 | 0 | 0 | 0 | 0 | 34529.9367 | 0 | 34454.2576 | 75.6792 | 1877.8311 | 6.4812 | 1.2935 | 42.2835 | 4.9668 | 0.87756 | 0 | 9.8692 | 0.046225 | 0 | 3.4375 | 0 | 69.1037 | 69.2555 | 69.2554 | 1
US_3B_LO_2016_EL | 3B | LO | EL | 5472 | DOE.determination2016 | OfficeLarge | STD2016 | ElPaso | Zone3B | Zone3B(ElPaso) | DOE.determination2016_STD2016 | regular | US | 0.1032 | 0.99 | DOE.determination2016_OfficeLarge_STD2016_ElPaso.table.csv.gz | Large Office | El Paso International Ap Ut TX USA TMY3 WMO#=722700 | Electricity | 6669.4445 | 1366505.5665 | 878727.7848 | 94416.6674 | 5626841.7117 | 528030.5598 | 722780.5613 | 123108.3343 | 71177.7783 | 501808.3373 | 0 | 0 | 0 | 0 | 9935330.635 | 0 | 9920067.746 | 15262.889 | 543293.4488 | 688.2867 | 141023.3745 | 90684.7074 | 9743.8001 | 580690.0646 | 54492.7538 | 74590.9539 | 12704.7801 | 7345.5467 | 51786.6204 | 0 | 0 | 0 | 0 | 1025326.1215 | 0 | 1023750.9914 | 1575.1301 | 56067.8839 | 22.7626 | 4663.8411 | 2999.0707 | 322.2412 | 19204.2363 | 1802.1519 | 2466.8276 | 420.1649 | 242.9276 | 1712.6563 | 0 | 0 | 0 | 0 | 33908.9755 | 0 | 33856.8837 | 52.0918 | 1854.2437 | 6.0151 | 0.64631 | 42.2362 | 4.9476 | 0.84271 | 0 | 9.8413 | 0.045654 | 0 | 3.435 | 0 | 67.9055 | 68.01 | 68.01 | 2
US_3C_LO_2013_EL | 3C | LO | EL | 3972 | DOE.determination2013 | OfficeLarge | STD2013 | SanDiego | Zone3C | Zone3C(SanDiego) | DOE.determination2013_STD2013 | regular | US | 0.1032 | 0.99 | DOE.determination2013_OfficeLarge_STD2013_SanFrancisco.table.csv.gz | Large Office | San Diego-Brown Field Muni AP CA USA TMY3 WMO#=722904 | Electricity | 1602.7778 | 837027.7845 | 947861.1187 | 189563.8904 | 5626841.7117 | 528030.5598 | 617655.5605 | 105038.8897 | 57919.4449 | 157397.2235 | 0 | 0 | 0 | 0 | 9091116.7394 | 0 | 9068939.9614 | 22176.778 | 550207.3377 | 165.4067 | 86381.2674 | 97819.2674 | 19562.9935 | 580690.0646 | 54492.7538 | 63742.0538 | 10840.0134 | 5977.2867 | 16243.3935 | 0 | 0 | 0 | 0 | 938203.2475 | 0 | 935914.604 | 2288.6435 | 56781.3973 | 5.4702 | 2856.7499 | 3235.0206 | 646.9757 | 19204.2363 | 1802.1519 | 2108.0393 | 358.4945 | 197.6773 | 537.1918 | 0 | 0 | 0 | 0 | 31027.6996 | 0 | 30952.011 | 75.6887 | 1877.8406 | 6.4884 | 1.2976 | 42.2836 | 4.228 | 0.71902 | 0 | 6.1262 | 0.010971 | 0 | 1.0774 | 0 | 62.0793 | 62.2311 | 62.2311 | 1
US_3C_LO_2016_EL | 3C | LO | EL | 6012 | DOE.determination2016 | OfficeLarge | STD2016 | SanDiego | Zone3C | Zone3C(SanDiego) | DOE.determination2016_STD2016 | regular | US | 0.1032 | 0.99 | DOE.determination2016_OfficeLarge_STD2016_SanFrancisco.table.csv.gz | Large Office | San Diego-Brown Field Muni AP CA USA TMY3 WMO#=722904 | Electricity | 1427.7778 | 832366.6733 | 879841.6737 | 94425.0008 | 5626841.7117 | 528030.5598 | 615791.6716 | 97219.4452 | 59919.4449 | 157405.5568 | 0 | 0 | 0 | 0 | 8908538.9602 | 0 | 8893270.5156 | 15268.4446 | 543299.0043 | 147.3467 | 85900.2407 | 90799.6607 | 9744.6601 | 580690.0646 | 54492.7538 | 63549.7005 | 10033.0467 | 6183.6867 | 16244.2535 | 0 | 0 | 0 | 0 | 919361.2207 | 0 | 917785.5172 | 1575.7035 | 56068.4572 | 4.873 | 2840.8417 | 3002.8724 | 322.2696 | 19204.2363 | 1802.1519 | 2101.6779 | 331.807 | 204.5032 | 537.2203 | 0 | 0 | 0 | 0 | 30404.5673 | 0 | 30352.4566 | 52.1107 | 1854.2627 | 6.0228 | 0.64636 | 42.2363 | 4.2153 | 0.66549 | 0 | 6.1079 | 0.0097735 | 0 | 1.0775 | 0 | 60.8768 | 60.9813 | 60.9813 | 2
US_4A_LO_2013_EL | 4A | LO | EL | 3132 | DOE.determination2013 | OfficeLarge | STD2013 | NewYork | Zone4A | Zone4A(NewYork) | DOE.determination2013_STD2013 | regular | US | 0.1032 | 0.99 | DOE.determination2013_OfficeLarge_STD2013_Baltimore.table.csv.gz | Large Office | New York-John F Kennedy Intl AP NY USA TMY3 WMO#=744860 | Electricity | 1325 | 1420480.5669 | 947816.6742 | 189852.7793 | 5626841.7117 | 528030.5598 | 640791.6718 | 121455.5565 | 92580.5563 | 7708.3334 | 6763.8889 | 0 | 0 | 0 | 9605825.0768 | 0 | 9583648.2989 | 22176.778 | 550207.3377 | 136.74 | 146593.5945 | 97814.6808 | 19592.8068 | 580690.0646 | 54492.7538 | 66129.7005 | 12534.2134 | 9554.3134 | 795.5 | 698.0333 | 0 | 0 | 0 | 991321.1479 | 0 | 989032.5044 | 2288.6435 | 56781.3973 | 4.5222 | 4848.0561 | 3234.8689 | 647.9617 | 19204.2363 | 1802.1519 | 2187.0021 | 414.524 | 315.9746 | 26.3083 | 23.0849 | 0 | 0 | 0 | 32784.3832 | 0 | 32708.6946 | 75.6887 | 1877.8406 | 6.4881 | 1.2996 | 42.2836 | 4.3864 | 0.8314 | 0.046301 | 10.3573 | 0.00907 | 0 | 0.052766 | 0 | 65.6027 | 65.7545 | 65.7545 | 1
US_4A_LO_2016_EL | 4A | LO | EL | 5172 | DOE.determination2016 | OfficeLarge | STD2016 | NewYork | Zone4A | Zone4A(NewYork) | DOE.determination2016_STD2016 | regular | US | 0.1032 | 0.99 | DOE.determination2016_OfficeLarge_STD2016_Baltimore.table.csv.gz | Large Office | New York-John F Kennedy Intl AP NY USA TMY3 WMO#=744860 | Electricity | 1166.6667 | 912544.4517 | 880705.5626 | 95619.4452 | 5626841.7117 | 528030.5598 | 637377.7829 | 105705.5564 | 78338.8895 | 421363.8923 | 6661.1112 | 0 | 0 | 0 | 9309627.8523 | 0 | 9294356.6299 | 15271.2223 | 543301.7821 | 120.4 | 94174.5874 | 90888.8141 | 9867.9267 | 580690.0646 | 54492.7538 | 65777.3872 | 10908.8134 | 8084.5734 | 43484.7537 | 687.4267 | 0 | 0 | 0 | 960753.5944 | 0 | 959177.6042 | 1575.9901 | 56068.7439 | 3.9818 | 3114.4859 | 3005.8208 | 326.3462 | 19204.2363 | 1802.1519 | 2175.3506 | 360.7698 | 267.3682 | 1438.1019 | 22.7342 | 0 | 0 | 0 | 31773.4713 | 0 | 31721.3511 | 52.1202 | 1854.2721 | 6.0287 | 0.65454 | 42.2363 | 4.363 | 0.72358 | 0.045597 | 6.7829 | 0.0079861 | 0 | 2.8843 | 0 | 63.6224 | 63.7269 | 63.7269 | 2
US_4B_LO_2013_EL | 4B | LO | EL | 3072 | DOE.determination2013 | OfficeLarge | STD2013 | Albuquerque | Zone4B | Zone4B(Albuquerque) | DOE.determination2013_STD2013 | regular | US | 0.1032 | 0.99 | DOE.determination2013_OfficeLarge_STD2013_Albuquerque.table.csv.gz | Large Office | Albuquerque Intl Sunport NM USA TMY3 WMO#=723650 | Electricity | 9816.6667 | 1008552.7858 | 944650.0076 | 188983.3348 | 5626841.7117 | 528030.5598 | 825647.2288 | 100511.1119 | 44658.3337 | 625819.4495 | 0 | 0 | 0 | 0 | 9925691.7461 | 0 | 9903512.1903 | 22179.5557 | 550210.1155 | 1013.08 | 104082.6475 | 97487.8808 | 19503.0802 | 580690.0646 | 54492.7538 | 85206.794 | 10372.7467 | 4608.74 | 64584.5672 | 0 | 0 | 0 | 0 | 1024331.3882 | 0 | 1022042.458 | 2288.9302 | 56781.6839 | 33.504 | 3442.1594 | 3224.0612 | 644.9943 | 19204.2363 | 1802.1519 | 2817.9084 | 343.0413 | 152.4175 | 2135.9024 | 0 | 0 | 0 | 0 | 33876.0782 | 0 | 33800.3801 | 75.6981 | 1877.8501 | 6.4664 | 1.2936 | 42.2836 | 5.6518 | 0.68803 | 0 | 7.2095 | 0.067198 | 0 | 4.2839 | 0 | 67.7922 | 67.944 | 67.944 | 1
US_4B_LO_2016_EL | 4B | LO | EL | 5112 | DOE.determination2016 | OfficeLarge | STD2016 | Albuquerque | Zone4B | Zone4B(Albuquerque) | DOE.determination2016_STD2016 | regular | US | 0.1032 | 0.99 | DOE.determination2016_OfficeLarge_STD2016_Albuquerque.table.csv.gz | Large Office | Albuquerque Intl Sunport NM USA TMY3 WMO#=723650 | Electricity | 10091.6667 | 981161.119 | 877569.4515 | 94752.7785 | 5626841.7117 | 528030.5598 | 827902.7844 | 87941.6674 | 44791.667 | 625930.5606 | 0 | 0 | 0 | 0 | 9720286.1889 | 0 | 9705014.9665 | 15271.2223 | 543301.7821 | 1041.46 | 101255.8275 | 90565.1674 | 9778.4867 | 580690.0646 | 54492.7538 | 85439.5674 | 9075.5801 | 4622.5 | 64596.0339 | 0 | 0 | 0 | 0 | 1003133.5347 | 0 | 1001557.5445 | 1575.9901 | 56068.7439 | 34.4425 | 3348.6725 | 2995.1173 | 323.3883 | 19204.2363 | 1802.1519 | 2825.6065 | 300.1422 | 152.8726 | 2136.2816 | 0 | 0 | 0 | 0 | 33175.0354 | 0 | 33122.9152 | 52.1202 | 1854.2721 | 6.0072 | 0.64861 | 42.2363 | 5.6672 | 0.60198 | 0 | 7.0229 | 0.06908 | 0 | 4.2847 | 0 | 66.4334 | 66.538 | 66.538 | 2
US_4C_LO_2013_EL | 4C | LO | EL | 3912 | DOE.determination2013 | OfficeLarge | STD2013 | Seattle | Zone4C | Zone4C(Seattle) | DOE.determination2013_STD2013 | regular | US | 0.1032 | 0.99 | DOE.determination2013_OfficeLarge_STD2013_Salem.table.csv.gz | Large Office | Seattle Seattle Tacoma Intl A WA USA TMY3 WMO#=727930 | Electricity | 2027.7778 | 453416.6703 | 950855.5632 | 189941.6682 | 5626841.7117 | 528030.5598 | 632063.8939 | 67672.2228 | 24830.5558 | 391605.5587 | 0 | 0 | 0 | 0 | 8889469.5156 | 0 | 8867287.182 | 22182.3335 | 550212.8933 | 209.2667 | 46792.6004 | 98128.2941 | 19601.9802 | 580690.0646 | 54492.7538 | 65228.9939 | 6983.7734 | 2562.5134 | 40413.6937 | 0 | 0 | 0 | 0 | 917393.254 | 0 | 915104.0372 | 2289.2168 | 56781.9706 | 6.9207 | 1547.497 | 3245.2406 | 648.265 | 19204.2363 | 1802.1519 | 2157.2145 | 230.9632 | 84.7459 | 1336.5376 | 0 | 0 | 0 | 0 | 30339.4839 | 0 | 30263.7763 | 75.7076 | 1877.8595 | 6.5089 | 1.3002 | 42.2836 | 4.3266 | 0.46323 | 0 | 3.2737 | 0.013881 | 0 | 2.6806 | 0 | 60.699 | 60.8508 | 60.8508 | 1
US_4C_LO_2016_EL | 4C | LO | EL | 5952 | DOE.determination2016 | OfficeLarge | STD2016 | Seattle | Zone4C | Zone4C(Seattle) | DOE.determination2016_STD2016 | regular | US | 0.1032 | 0.99 | DOE.determination2016_OfficeLarge_STD2016_Salem.table.csv.gz | Large Office | Seattle Seattle Tacoma Intl A WA USA TMY3 WMO#=727930 | Electricity | 2086.1111 | 444644.448 | 883241.6737 | 96950.0008 | 5626841.7117 | 528030.5598 | 627280.5606 | 60663.8894 | 25302.778 | 391608.3365 | 0 | 0 | 0 | 0 | 8701925.0696 | 0 | 8686651.0695 | 15274.0001 | 543304.5599 | 215.2867 | 45887.307 | 91150.5407 | 10005.2401 | 580690.0646 | 54492.7538 | 64735.3539 | 6260.5134 | 2611.2467 | 40413.9803 | 0 | 0 | 0 | 0 | 898038.6672 | 0 | 896462.3904 | 1576.2768 | 56069.0306 | 7.1198 | 1517.5577 | 3014.4765 | 330.8873 | 19204.2363 | 1802.1519 | 2140.8891 | 207.044 | 86.3576 | 1336.5471 | 0 | 0 | 0 | 0 | 29699.4005 | 0 | 29647.2708 | 52.1297 | 1854.2816 | 6.046 | 0.66365 | 42.2363 | 4.2939 | 0.41526 | 0 | 3.2169 | 0.01428 | 0 | 2.6807 | 0 | 59.4625 | 59.567 | 59.567 | 2
US_5A_LO_2013_EL | 5A | LO | EL | 3312 | DOE.determination2013 | OfficeLarge | STD2013 | Buffalo | Zone5A | Zone5A(Buffalo) | DOE.determination2013_STD2013 | regular | US | 0.1032 | 0.99 | DOE.determination2013_OfficeLarge_STD2013_Chicago.table.csv.gz | Large Office | Buffalo Niagara Intl AP NY USA TMY3 WMO#=725280 | Electricity | 1983.3333 | 699427.7834 | 947272.2298 | 189130.5571 | 5626841.7117 | 528030.5598 | 642616.6718 | 104030.5564 | 47158.3337 | 495297.2262 | 1813.8889 | 0 | 0 | 0 | 9305783.4078 | 0 | 9283603.852 | 22179.5557 | 550210.1155 | 204.68 | 72180.9472 | 97758.4941 | 19518.2735 | 580690.0646 | 54492.7538 | 66318.0405 | 10735.9534 | 4866.74 | 51114.6737 | 187.1933 | 0 | 0 | 0 | 960356.8477 | 0 | 958067.9175 | 2288.9302 | 56781.6839 | 6.7691 | 2387.1253 | 3233.0108 | 645.4967 | 19204.2363 | 1802.1519 | 2193.2308 | 355.0531 | 160.9499 | 1690.4341 | 6.1907 | 0 | 0 | 0 | 31760.3503 | 0 | 31684.6522 | 75.6981 | 1877.8501 | 6.4843 | 1.2946 | 42.2836 | 4.3989 | 0.71212 | 0.012417 | 5.1106 | 0.013576 | 0 | 3.3904 | 0 | 63.5488 | 63.7006 | 63.7006 | 1
US_5A_LO_2016_EL | 5A | LO | EL | 5352 | DOE.determination2016 | OfficeLarge | STD2016 | Buffalo | Zone5A | Zone5A(Buffalo) | DOE.determination2016_STD2016 | regular | US | 0.1032 | 0.99 | DOE.determination2016_OfficeLarge_STD2016_Chicago.table.csv.gz | Large Office | Buffalo Niagara Intl AP NY USA TMY3 WMO#=725280 | Electricity | 875 | 683416.6721 | 879861.1181 | 95938.8897 | 5626841.7117 | 528030.5598 | 630441.6717 | 83975.0007 | 47711.1115 | 495358.3373 | 1813.8889 | 0 | 0 | 0 | 9089530.6283 | 0 | 9074264.9615 | 15265.6668 | 543296.2266 | 90.3 | 70528.6006 | 90801.6674 | 9900.8934 | 580690.0646 | 54492.7538 | 65061.5805 | 8666.2201 | 4923.7867 | 51120.9804 | 187.1933 | 0 | 0 | 0 | 938039.5608 | 0 | 936464.144 | 1575.4168 | 56068.1706 | 2.9863 | 2332.4799 | 3002.9387 | 327.4365 | 19204.2363 | 1802.1519 | 2151.6779 | 286.6041 | 162.8365 | 1690.6426 | 6.1907 | 0 | 0 | 0 | 31022.2863 | 0 | 30970.185 | 52.1012 | 1854.2532 | 6.0229 | 0.65673 | 42.2363 | 4.3155 | 0.57483 | 0.012417 | 5.0048 | 0.0059896 | 0 | 3.3909 | 0 | 62.1158 | 62.2203 | 62.2203 | 2
US_5B_LO_2013_EL | 5B | LO | EL | 3192 | DOE.determination2013 | OfficeLarge | STD2013 | Denver | Zone5B | Zone5B(Denver) | DOE.determination2013_STD2013 | regular | US | 0.1032 | 0.99 | DOE.determination2013_OfficeLarge_STD2013_Boise.table.csv.gz | Large Office | Denver-Aurora-Buckley AFB CO USA TMY3 WMO#=724695 | Electricity | 9825.0001 | 802986.1175 | 946755.5631 | 189569.446 | 5626841.7117 | 528030.5598 | 828936.1177 | 94827.7785 | 29444.4447 | 698436.1167 | 0 | 0 | 0 | 0 | 9777825.0782 | 0 | 9755653.8558 | 22171.2224 | 550201.7822 | 1013.94 | 82868.1673 | 97705.1741 | 19563.5668 | 580690.0646 | 54492.7538 | 85546.2074 | 9786.2267 | 3038.6667 | 72078.6072 | 0 | 0 | 0 | 0 | 1009071.5481 | 0 | 1006783.4779 | 2288.0702 | 56780.8239 | 33.5324 | 2740.5667 | 3231.2474 | 646.9946 | 19204.2363 | 1802.1519 | 2829.1333 | 323.6443 | 100.493 | 2383.7408 | 0 | 0 | 0 | 0 | 33371.4139 | 0 | 33295.7442 | 75.6697 | 1877.8216 | 6.4808 | 1.2977 | 42.2835 | 5.6743 | 0.64912 | 0 | 5.6982 | 0.067255 | 0 | 4.781 | 0 | 66.7801 | 66.9318 | 66.9318 | 1
US_5B_LO_2016_EL | 5B | LO | EL | 5232 | DOE.determination2016 | OfficeLarge | STD2016 | Denver | Zone5B | Zone5B(Denver) | DOE.determination2016_STD2016 | regular | US | 0.1032 | 0.99 | DOE.determination2016_OfficeLarge_STD2016_Boise.table.csv.gz | Large Office | Denver-Aurora-Buckley AFB CO USA TMY3 WMO#=724695 | Electricity | 9977.7779 | 779833.3396 | 879455.5626 | 95391.6674 | 5626841.7117 | 528030.5598 | 810919.4509 | 79747.2229 | 29825.0002 | 698261.1167 | 0 | 0 | 0 | 0 | 9553558.4098 | 0 | 9538284.4096 | 15274.0001 | 543304.5599 | 1029.7067 | 80478.8006 | 90759.8141 | 9844.4201 | 580690.0646 | 54492.7538 | 83686.8873 | 8229.9134 | 3077.94 | 72060.5472 | 0 | 0 | 0 | 0 | 985927.2279 | 0 | 984350.9511 | 1576.2768 | 56069.0306 | 34.0538 | 2661.547 | 3001.5546 | 325.5688 | 19204.2363 | 1802.1519 | 2767.6429 | 272.1748 | 101.7918 | 2383.1435 | 0 | 0 | 0 | 0 | 32605.9987 | 0 | 32553.869 | 52.1297 | 1854.2816 | 6.0201 | 0.65298 | 42.2363 | 5.551 | 0.54589 | 0 | 5.5423 | 0.068301 | 0 | 4.7798 | 0 | 65.2921 | 65.3967 | 65.3967 | 2
US_5C_LO_2013_EL | 5C | LO | EL | 4032 | DOE.determination2013 | OfficeLarge | STD2013 | PortAngeles | Zone5C | Zone5C(PortAngeles) | DOE.determination2013_STD2013 | regular | US | 0.1032 | 0.99 | DOE.determination2013_OfficeLarge_STD2013_Vancouver.table.csv.gz | Large Office | William R Fairchild WA USA TMY3 WMO#=727885 | Electricity | 3380.5556 | 331513.8915 | 951666.6743 | 189786.1126 | 5626841.7117 | 528030.5598 | 645538.8941 | 54650.0004 | 14586.1112 | 439416.6702 | 0 | 0 | 0 | 0 | 8807594.5149 | 0 | 8785412.1814 | 22182.3335 | 550212.8933 | 348.8733 | 34212.2336 | 98212.0008 | 19585.9268 | 580690.0646 | 54492.7538 | 66619.6139 | 5639.88 | 1505.2867 | 45347.8004 | 0 | 0 | 0 | 0 | 908943.7539 | 0 | 906654.5371 | 2289.2168 | 56781.9706 | 11.5377 | 1131.4466 | 3248.0089 | 647.7341 | 19204.2363 | 1802.1519 | 2203.2042 | 186.5188 | 49.7819 | 1499.7155 | 0 | 0 | 0 | 0 | 30060.047 | 0 | 29984.3394 | 75.7076 | 1877.8595 | 6.5144 | 1.2991 | 42.2836 | 4.4189 | 0.37409 | 0 | 2.3691 | 0.023141 | 0 | 3.0079 | 0 | 60.1385 | 60.2904 | 60.2903 | 1
US_5C_LO_2016_EL | 5C | LO | EL | 6072 | DOE.determination2016 | OfficeLarge | STD2016 | PortAngeles | Zone5C | Zone5C(PortAngeles) | DOE.determination2016_STD2016 | regular | US | 0.1032 | 0.99 | DOE.determination2016_OfficeLarge_STD2016_Vancouver.table.csv.gz | Large Office | William R Fairchild WA USA TMY3 WMO#=727885 | Electricity | 3058.3334 | 326325.0026 | 884097.2293 | 97058.3341 | 5626841.7117 | 528030.5598 | 632108.3384 | 49336.1115 | 14577.7779 | 439638.8924 | 0 | 0 | 0 | 0 | 8616350.0689 | 0 | 8601073.291 | 15276.7779 | 543307.3377 | 315.62 | 33676.7403 | 91238.8341 | 10016.4201 | 580690.0646 | 54492.7538 | 65233.5805 | 5091.4867 | 1504.4267 | 45370.7337 | 0 | 0 | 0 | 0 | 889207.3271 | 0 | 887630.7636 | 1576.5635 | 56069.3172 | 10.438 | 1113.7371 | 3017.3964 | 331.2571 | 19204.2363 | 1802.1519 | 2157.3662 | 168.3826 | 49.7535 | 1500.4739 | 0 | 0 | 0 | 0 | 29407.3357 | 0 | 29355.1965 | 52.1392 | 1854.2911 | 6.0519 | 0.66439 | 42.2363 | 4.327 | 0.33772 | 0 | 2.3336 | 0.020935 | 0 | 3.0094 | 0 | 58.8767 | 58.9812 | 58.9812 | 2
US_6A_LO_2013_EL | 6A | LO | EL | 3252 | DOE.determination2013 | OfficeLarge | STD2013 | Rochester | Zone6A | Zone6A(Rochester) | DOE.determination2013_STD2013 | regular | US | 0.1032 | 0.99 | DOE.determination2013_OfficeLarge_STD2013_Burlington.table.csv.gz | Large Office | Rochester International Arpt MN USA TMY3 WMO#=726440 | Electricity | 1730.5556 | 727650.0058 | 947897.2298 | 189547.2237 | 5626841.7117 | 528030.5598 | 664600.0053 | 114361.112 | 51966.6671 | 513522.2263 | 2327.7778 | 0 | 0 | 0 | 9390652.8529 | 0 | 9368476.0749 | 22176.778 | 550207.3377 | 178.5933 | 75093.4806 | 97822.9941 | 19561.2735 | 580690.0646 | 54492.7538 | 68586.7205 | 11802.0668 | 5362.96 | 52995.4938 | 240.2267 | 0 | 0 | 0 | 969115.3744 | 0 | 966826.7309 | 2288.6435 | 56781.3973 | 5.9063 | 2483.4469 | 3235.1439 | 646.9188 | 19204.2363 | 1802.1519 | 2268.2592 | 390.3109 | 177.3606 | 1752.6354 | 7.9446 | 0 | 0 | 0 | 32050.0071 | 0 | 31974.3184 | 75.6887 | 1877.8406 | 6.4886 | 1.2975 | 42.2836 | 4.5494 | 0.78283 | 0.015934 | 5.3367 | 0.011846 | 0 | 3.5152 | 0 | 64.1297 | 64.2815 | 64.2815 | 1
US_6A_LO_2016_EL | 6A | LO | EL | 5292 | DOE.determination2016 | OfficeLarge | STD2016 | Rochester | Zone6A | Zone6A(Rochester) | DOE.determination2016_STD2016 | regular | US | 0.1032 | 0.99 | DOE.determination2016_OfficeLarge_STD2016_Burlington.table.csv.gz | Large Office | Rochester International Arpt MN USA TMY3 WMO#=726440 | Electricity | 647.2222 | 711897.2279 | 880230.5626 | 96183.3341 | 5626841.7117 | 528030.5598 | 652308.3386 | 89072.2229 | 52050.0004 | 513569.4486 | 2325 | 0 | 0 | 0 | 9168425.0733 | 0 | 9153156.6288 | 15268.4446 | 543299.0043 | 66.7933 | 73467.7939 | 90839.7941 | 9926.1201 | 580690.0646 | 54492.7538 | 67318.2205 | 9192.2534 | 5371.56 | 53000.3671 | 239.94 | 0 | 0 | 0 | 946181.4676 | 0 | 944605.7641 | 1575.7035 | 56068.4572 | 2.2089 | 2429.6832 | 3004.1996 | 328.2707 | 19204.2363 | 1802.1519 | 2226.3081 | 304.0007 | 177.645 | 1752.7966 | 7.9352 | 0 | 0 | 0 | 31291.5506 | 0 | 31239.4398 | 52.1107 | 1854.2627 | 6.0254 | 0.6584 | 42.2363 | 4.4652 | 0.60972 | 0.015915 | 5.2294 | 0.0044304 | 0 | 3.5155 | 0 | 62.6558 | 62.7603 | 62.7603 | 2
US_6B_LO_2013_EL | 6B | LO | EL | 3552 | DOE.determination2013 | OfficeLarge | STD2013 | Great_Falls | Zone6B | Zone6B(Great_Falls) | DOE.determination2013_STD2013 | regular | US | 0.1032 | 0.99 | DOE.determination2013_OfficeLarge_STD2013_Helena.table.csv.gz | Large Office | Great Falls Intl Arpt MT USA TMY3 WMO#=727750 | Electricity | 2041.6667 | 608861.116 | 948316.6743 | 189247.2237 | 5626841.7117 | 528030.5598 | 731083.3392 | 82144.4451 | 23450.0002 | 741069.4504 | 0 | 0 | 0 | 0 | 9503263.9649 | 0 | 9481087.187 | 22176.778 | 550207.3377 | 210.7 | 62834.4672 | 97866.2808 | 19530.3135 | 580690.0646 | 54492.7538 | 75447.8006 | 8477.3067 | 2420.04 | 76478.3673 | 0 | 0 | 0 | 0 | 980736.8412 | 0 | 978448.1977 | 2288.6435 | 56781.3973 | 6.9681 | 2078.0241 | 3236.5754 | 645.8949 | 19204.2363 | 1802.1519 | 2495.1648 | 280.3564 | 80.0341 | 2529.2471 | 0 | 0 | 0 | 0 | 32434.3453 | 0 | 32358.6567 | 75.6887 | 1877.8406 | 6.4915 | 1.2954 | 42.2836 | 5.0045 | 0.5623 | 0 | 4.3283 | 0.013976 | 0 | 5.0728 | 0 | 64.9006 | 65.0524 | 65.0524 | 1
US_6B_LO_2016_EL | 6B | LO | EL | 5592 | DOE.determination2016 | OfficeLarge | STD2016 | Great_Falls | Zone6B | Zone6B(Great_Falls) | DOE.determination2016_STD2016 | regular | US | 0.1032 | 0.99 | DOE.determination2016_OfficeLarge_STD2016_Helena.table.csv.gz | Large Office | Great Falls Intl Arpt MT USA TMY3 WMO#=727750 | Electricity | 7494.4445 | 559138.8934 | 880619.4515 | 96938.8897 | 5626841.7117 | 528030.5598 | 772811.1173 | 67988.8894 | 21786.1113 | 744725.006 | 0 | 0 | 0 | 0 | 9321647.2968 | 0 | 9306376.0745 | 15271.2223 | 543301.7821 | 773.4267 | 57703.1338 | 90879.9274 | 10004.0934 | 580690.0646 | 54492.7538 | 79754.1073 | 7016.4534 | 2248.3267 | 76855.6206 | 0 | 0 | 0 | 0 | 961994.001 | 0 | 960418.0109 | 1575.9901 | 56068.7439 | 25.5783 | 1908.3237 | 3005.5269 | 330.8494 | 19204.2363 | 1802.1519 | 2637.5804 | 232.044 | 74.3553 | 2541.7234 | 0 | 0 | 0 | 0 | 31814.4933 | 0 | 31762.373 | 52.1202 | 1854.2721 | 6.0281 | 0.66357 | 42.2363 | 5.2901 | 0.4654 | 0 | 3.9766 | 0.051301 | 0 | 5.0978 | 0 | 63.7046 | 63.8092 | 63.8092 | 2
US_7_LO_2013_EL | 7 | LO | EL | 3372 | DOE.determination2013 | OfficeLarge | STD2013 | InternationalFalls | Zone7 | Zone7(InternationalFalls) | DOE.determination2013_STD2013 | regular | US | 0.1032 | 0.99 | DOE.determination2013_OfficeLarge_STD2013_Duluth.table.csv.gz | Large Office | International Falls Intl Ap MN USA TMY3 WMO#=727470 | Electricity | 3302.7778 | 617927.7827 | 946163.8965 | 190013.8904 | 5626841.7117 | 528030.5598 | 677433.3388 | 105458.3342 | 36900.0003 | 582377.7824 | 4422.2223 | 0 | 0 | 0 | 9341047.297 | 0 | 9318873.2968 | 22174.0002 | 550204.56 | 340.8467 | 63770.1472 | 97644.1141 | 19609.4335 | 580690.0646 | 54492.7538 | 69911.1206 | 10883.3001 | 3808.08 | 60101.3871 | 456.3733 | 0 | 0 | 0 | 963996.081 | 0 | 961707.7242 | 2288.3568 | 56781.1106 | 11.2723 | 2108.9684 | 3229.228 | 648.5115 | 19204.2363 | 1802.1519 | 2312.059 | 359.926 | 125.9386 | 1987.6373 | 15.0929 | 0 | 0 | 0 | 31880.7049 | 0 | 31805.0257 | 75.6792 | 1877.8311 | 6.4767 | 1.3007 | 42.2835 | 4.6372 | 0.72189 | 0.030271 | 4.4825 | 0.022608 | 0 | 3.9865 | 0 | 63.7902 | 63.942 | 63.942 | 1
US_7_LO_2016_EL | 7 | LO | EL | 5412 | DOE.determination2016 | OfficeLarge | STD2016 | InternationalFalls | Zone7 | Zone7(InternationalFalls) | DOE.determination2016_STD2016 | regular | US | 0.1032 | 0.99 | DOE.determination2016_OfficeLarge_STD2016_Duluth.table.csv.gz | Large Office | International Falls Intl Ap MN USA TMY3 WMO#=727470 | Electricity | 1080.5556 | 612063.8938 | 879475.007 | 97252.7786 | 5626841.7117 | 528030.5598 | 672802.7832 | 81069.4451 | 37266.667 | 582552.7824 | 4441.6667 | 0 | 0 | 0 | 9138147.2953 | 0 | 9122878.8508 | 15268.4446 | 543299.0043 | 111.5133 | 63164.9938 | 90761.8207 | 10036.4867 | 580690.0646 | 54492.7538 | 69433.2472 | 8366.3667 | 3845.92 | 60119.4471 | 458.38 | 0 | 0 | 0 | 943056.8009 | 0 | 941481.0974 | 1575.7035 | 56068.4572 | 3.6879 | 2088.9551 | 3001.6209 | 331.9207 | 19204.2363 | 1802.1519 | 2296.255 | 276.6875 | 127.19 | 1988.2346 | 15.1593 | 0 | 0 | 0 | 31188.2134 | 0 | 31136.1027 | 52.1107 | 1854.2627 | 6.0202 | 0.66572 | 42.2363 | 4.6055 | 0.55494 | 0.030404 | 4.4448 | 0.0073967 | 0 | 3.9877 | 0 | 62.4486 | 62.5531 | 62.5531 | 2
US_8_LO_2013_EL | 8 | LO | EL | 3492 | DOE.determination2013 | OfficeLarge | STD2013 | FairBanks | Zone8 | Zone8(FairBanks) | DOE.determination2013_STD2013 | regular | US | 0.1032 | 0.99 | DOE.determination2013_OfficeLarge_STD2013_Fairbanks.table.csv.gz | Large Office | Fairbanks Intl Arpt AK USA TMY3 WMO#=702610 | Electricity | 1377.7778 | 404263.8921 | 965483.3411 | 192102.7793 | 5626841.7117 | 528030.5598 | 672766.672 | 92455.5563 | 14205.5557 | 702177.7834 | 3319.4445 | 0 | 0 | 0 | 9225222.296 | 0 | 9203026.0736 | 22196.2224 | 550226.7822 | 142.1867 | 41720.0337 | 99637.8808 | 19825.0068 | 580690.0646 | 54492.7538 | 69429.5206 | 9541.4134 | 1466.0133 | 72464.7472 | 342.5667 | 0 | 0 | 0 | 952042.9409 | 0 | 949752.2908 | 2290.6502 | 56783.4039 | 4.7023 | 1379.7401 | 3295.1647 | 655.6408 | 19204.2363 | 1802.1519 | 2296.1318 | 315.5479 | 48.4831 | 2396.511 | 11.3292 | 0 | 0 | 0 | 31485.3977 | 0 | 31409.6427 | 75.755 | 1877.907 | 6.609 | 1.315 | 42.2837 | 4.6053 | 0.63288 | 0.022722 | 2.8645 | 0.0094313 | 0 | 4.8066 | 0 | 62.9972 | 63.1491 | 63.1491 | 1
US_8_LO_2016_EL | 8 | LO | EL | 5532 | DOE.determination2016 | OfficeLarge | STD2016 | FairBanks | Zone8 | Zone8(FairBanks) | DOE.determination2016_STD2016 | regular | US | 0.1032 | 0.99 | DOE.determination2016_OfficeLarge_STD2016_Fairbanks.table.csv.gz | Large Office | Fairbanks Intl Arpt AK USA TMY3 WMO#=702610 | Electricity | 991.6667 | 405608.3366 | 898883.3405 | 104716.6675 | 5626841.7117 | 528030.5598 | 667627.7831 | 60105.556 | 14272.2223 | 702519.4501 | 3322.2222 | 0 | 0 | 0 | 9028200.0722 | 0 | 9012920.5165 | 15279.5557 | 543310.1155 | 102.34 | 41858.7803 | 92764.7607 | 10806.7601 | 580690.0646 | 54492.7538 | 68899.1872 | 6202.8934 | 1472.8933 | 72500.0072 | 342.8533 | 0 | 0 | 0 | 931710.2475 | 0 | 930133.3973 | 1576.8501 | 56069.6039 | 3.3845 | 1384.3287 | 3067.861 | 357.3947 | 19204.2363 | 1802.1519 | 2278.5929 | 205.1384 | 48.7107 | 2397.6771 | 11.3386 | 0 | 0 | 0 | 30812.967 | 0 | 30760.8183 | 52.1486 | 1854.3006 | 6.1531 | 0.71681 | 42.2363 | 4.5701 | 0.41144 | 0.022742 | 2.8742 | 0.0067882 | 0 | 4.8089 | 0 | 61.6959 | 61.8005 | 61.8005 | 2
US_1A_MA_2013_EL | 1A | MA | EL | 3736 | DOE.determination2013 | ApartmentMidRise | STD2013 | Honolulu | Zone1A | Zone1A(Honolulu) | DOE.determination2013_STD2013 | regular | US | 0.1032 | 0.99 | DOE.determination2013_ApartmentMidRise_STD2013_Miami.table.csv.gz | Mid-Rise Apartment | Honolulu Intl Arpt HI USA TMY3 WMO#=911820 | Electricity | 0 | 90244.4452 | 39194.4448 | 10966.6668 | 141969.4456 | 0 | 54111.1115 | 0 | 0 | 0 | 0 | 82066.6673 | 0 | 0 | 418552.7811 | 0 | 418553.7811 | -1 | -1 | 0 | 9313.2267 | 4044.8667 | 1131.76 | 14651.2468 | 0 | 5584.2667 | 0 | 0 | 0 | 0 | 8469.2801 | 0 | 0 | 43194.647 | 0 | 43194.7502 | -0.1032 | -0.1032 | 0 | 308.0015 | 133.7694 | 37.4289 | 484.5373 | 0 | 184.6795 | 0 | 0 | 0 | 0 | 280.091 | 0 | 0 | 1428.5077 | 0 | 1428.5111 | -0.003413 | -0.003413 | 3.9646 | 1.1093 | 14.3604 | 5.4734 | 0 | 0 | 9.1284 | 0 | 8.3012 | 0 | 0 | 42.3375 | 42.3374 | 42.3373 | 1
US_1A_MA_2016_EL | 1A | MA | EL | 5776 | DOE.determination2016 | ApartmentMidRise | STD2016 | Honolulu | Zone1A | Zone1A(Honolulu) | DOE.determination2016_STD2016 | regular | US | 0.1032 | 0.99 | DOE.determination2016_ApartmentMidRise_STD2016_Miami.table.csv.gz | Mid-Rise Apartment | Honolulu Intl Arpt HI USA TMY3 WMO#=911820 | Electricity | 0 | 87775.0007 | 30919.4447 | 7219.4445 | 141969.4456 | 0 | 52472.2226 | 0 | 0 | 0 | 0 | 82072.2229 | 0 | 0 | 402425.0032 | 0 | 402428.781 | -3.7778 | -3.7778 | 0 | 9058.3801 | 3190.8867 | 745.0467 | 14651.2468 | 0 | 5415.1334 | 0 | 0 | 0 | 0 | 8469.8534 | 0 | 0 | 41530.2603 | 0 | 41530.6502 | -0.38987 | -0.38987 | 0 | 299.5734 | 105.5271 | 24.6397 | 484.5373 | 0 | 179.0861 | 0 | 0 | 0 | 0 | 280.11 | 0 | 0 | 1373.4641 | 0 | 1373.477 | -0.012893 | -0.012893 | 3.1276 | 0.73026 | 14.3601 | 5.3077 | 0 | 0 | 8.8786 | 0 | 8.3018 | 0 | 0 | 40.7065 | 40.7061 | 40.706 | 2
US_1B_MA_2013_EL | 1B | MA | EL | 3856 | DOE.determination2013 | ApartmentMidRise | STD2013 | NewDelhi | Zone1B | Zone1B(NewDelhi) | DOE.determination2013_STD2013 | regular | US | 0.1032 | 0.99 | DOE.determination2013_ApartmentMidRise_STD2013_Riyadh.table.csv.gz | Mid-Rise Apartment | New Delhi-Safdarjung AP Delhi IND IWEC2 WMO#=421820 | Electricity | 0 | 98844.4452 | 39194.4448 | 10955.5556 | 141969.4456 | 0 | 69866.6672 | 0 | 0 | 0 | 0 | 82358.334 | 0 | 0 | 443188.8924 | 0 | 443189.8924 | -1 | -1 | 0 | 10200.7467 | 4044.8667 | 1130.6133 | 14651.2468 | 0 | 7210.2401 | 0 | 0 | 0 | 0 | 8499.3801 | 0 | 0 | 45737.0937 | 0 | 45737.1969 | -0.1032 | -0.1032 | 0 | 337.353 | 133.7694 | 37.391 | 484.5373 | 0 | 238.4528 | 0 | 0 | 0 | 0 | 281.0864 | 0 | 0 | 1512.59 | 0 | 1512.5934 | -0.003413 | -0.003413 | 3.9646 | 1.1082 | 14.3604 | 7.0672 | 0 | 0 | 9.9983 | 0 | 8.3307 | 0 | 0 | 44.8295 | 44.8294 | 44.8293 | 1
US_1B_MA_2016_EL | 1B | MA | EL | 5896 | DOE.determination2016 | ApartmentMidRise | STD2016 | NewDelhi | Zone1B | Zone1B(NewDelhi) | DOE.determination2016_STD2016 | regular | US | 0.1032 | 0.99 | DOE.determination2016_ApartmentMidRise_STD2016_Riyadh.table.csv.gz | Mid-Rise Apartment | New Delhi-Safdarjung AP Delhi IND IWEC2 WMO#=421820 | Electricity | 0 | 96630.5563 | 30919.4447 | 7211.1112 | 141969.4456 | 0 | 68366.6672 | 0 | 0 | 0 | 0 | 82366.6673 | 0 | 0 | 427463.8923 | 0 | 427464.8923 | -1 | -1 | 0 | 9972.2734 | 3190.8867 | 744.1867 | 14651.2468 | 0 | 7055.4401 | 0 | 0 | 0 | 0 | 8500.2401 | 0 | 0 | 44114.2737 | 0 | 44114.3769 | -0.1032 | -0.1032 | 0 | 329.7971 | 105.5271 | 24.6113 | 484.5373 | 0 | 233.3333 | 0 | 0 | 0 | 0 | 281.1149 | 0 | 0 | 1458.921 | 0 | 1458.9244 | -0.003413 | -0.003413 | 3.1276 | 0.72942 | 14.3604 | 6.9154 | 0 | 0 | 9.7744 | 0 | 8.3316 | 0 | 0 | 43.2389 | 43.2388 | 43.2387 | 2
US_2A_MA_2013_EL | 2A | MA | EL | 3616 | DOE.determination2013 | ApartmentMidRise | STD2013 | Tampa | Zone2A | Zone2A(Tampa) | DOE.determination2013_STD2013 | regular | US | 0.1032 | 0.99 | DOE.determination2013_ApartmentMidRise_STD2013_Houston.table.csv.gz | Mid-Rise Apartment | Tampa-MacDill AFB FL USA TMY3 WMO#=747880 | Electricity | 0 | 71811.1117 | 39194.4448 | 10944.4445 | 141969.4456 | 0 | 51566.6671 | 0 | 0 | 0 | 0 | 88897.2229 | 0 | 0 | 404386.1143 | 0 | 404384.3366 | 1.7778 | 1.7778 | 0 | 7410.9067 | 4044.8667 | 1129.4667 | 14651.2468 | 0 | 5321.68 | 0 | 0 | 0 | 0 | 9174.1934 | 0 | 0 | 41732.647 | 0 | 41732.4635 | 0.18347 | 0.18347 | 0 | 245.0891 | 133.7694 | 37.353 | 484.5373 | 0 | 175.9954 | 0 | 0 | 0 | 0 | 303.4035 | 0 | 0 | 1380.1573 | 0 | 1380.1512 | 0.0060675 | 0.0060675 | 3.9646 | 1.1071 | 14.3607 | 5.2161 | 0 | 0 | 7.2638 | 0 | 8.9921 | 0 | 0 | 40.9043 | 40.9045 | 40.9044 | 1
US_2A_MA_2016_EL | 2A | MA | EL | 5656 | DOE.determination2016 | ApartmentMidRise | STD2016 | Tampa | Zone2A | Zone2A(Tampa) | DOE.determination2016_STD2016 | regular | US | 0.1032 | 0.99 | DOE.determination2016_ApartmentMidRise_STD2016_Houston.table.csv.gz | Mid-Rise Apartment | Tampa-MacDill AFB FL USA TMY3 WMO#=747880 | Electricity | 0 | 69630.5561 | 30919.4447 | 7205.5556 | 141969.4456 | 0 | 49563.8893 | 0 | 0 | 0 | 0 | 88905.5563 | 0 | 0 | 388191.6698 | 0 | 388195.4475 | -3.7778 | -3.7778 | 0 | 7185.8734 | 3190.8867 | 743.6133 | 14651.2468 | 0 | 5114.9934 | 0 | 0 | 0 | 0 | 9175.0534 | 0 | 0 | 40061.3803 | 0 | 40061.7702 | -0.38987 | -0.38987 | 0 | 237.6469 | 105.5271 | 24.5923 | 484.5373 | 0 | 169.16 | 0 | 0 | 0 | 0 | 303.4319 | 0 | 0 | 1324.8861 | 0 | 1324.899 | -0.012893 | -0.012893 | 3.1276 | 0.72886 | 14.3601 | 5.0135 | 0 | 0 | 7.0433 | 0 | 8.993 | 0 | 0 | 39.2667 | 39.2664 | 39.2663 | 2
US_2B_MA_2013_EL | 2B | MA | EL | 3796 | DOE.determination2013 | ApartmentMidRise | STD2013 | Tucson | Zone2B | Zone2B(Tucson) | DOE.determination2013_STD2013 | regular | US | 0.1032 | 0.99 | DOE.determination2013_ApartmentMidRise_STD2013_Phoenix.table.csv.gz | Mid-Rise Apartment | Tucson-Davis Monthan AFB AZ USA TMY3 WMO#=722745 | Electricity | 0 | 62411.1116 | 39194.4448 | 10952.7779 | 141969.4456 | 0 | 66827.7783 | 0 | 0 | 0 | 0 | 89350.0007 | 0 | 0 | 410705.5588 | 0 | 410706.5588 | -1 | -1 | 0 | 6440.8267 | 4044.8667 | 1130.3267 | 14651.2468 | 0 | 6896.6267 | 0 | 0 | 0 | 0 | 9220.9201 | 0 | 0 | 42384.8137 | 0 | 42384.9169 | -0.1032 | -0.1032 | 0 | 213.0072 | 133.7694 | 37.3815 | 484.5373 | 0 | 228.0811 | 0 | 0 | 0 | 0 | 304.9488 | 0 | 0 | 1401.7253 | 0 | 1401.7288 | -0.003413 | -0.003413 | 3.9646 | 1.1079 | 14.3604 | 6.7598 | 0 | 0 | 6.313 | 0 | 9.0379 | 0 | 0 | 41.5438 | 41.5437 | 41.5436 | 1
US_2B_MA_2016_EL | 2B | MA | EL | 5836 | DOE.determination2016 | ApartmentMidRise | STD2016 | Tucson | Zone2B | Zone2B(Tucson) | DOE.determination2016_STD2016 | regular | US | 0.1032 | 0.99 | DOE.determination2016_ApartmentMidRise_STD2016_Phoenix.table.csv.gz | Mid-Rise Apartment | Tucson-Davis Monthan AFB AZ USA TMY3 WMO#=722745 | Electricity | 0 | 60238.8894 | 30919.4447 | 7208.3334 | 141969.4456 | 0 | 64527.7783 | 0 | 0 | 0 | 0 | 89358.334 | 0 | 0 | 394219.4476 | 0 | 394223.2254 | -3.7778 | -3.7778 | 0 | 6216.6534 | 3190.8867 | 743.9 | 14651.2468 | 0 | 6659.2667 | 0 | 0 | 0 | 0 | 9221.7801 | 0 | 0 | 40683.447 | 0 | 40683.8369 | -0.38987 | -0.38987 | 0 | 205.5935 | 105.5271 | 24.6018 | 484.5373 | 0 | 220.2313 | 0 | 0 | 0 | 0 | 304.9772 | 0 | 0 | 1345.4588 | 0 | 1345.4716 | -0.012893 | -0.012893 | 3.1276 | 0.72914 | 14.3601 | 6.5271 | 0 | 0 | 6.0933 | 0 | 9.0388 | 0 | 0 | 39.8765 | 39.8761 | 39.876 | 2
US_3A_MA_2013_EL | 3A | MA | EL | 3676 | DOE.determination2013 | ApartmentMidRise | STD2013 | Atlanta | Zone3A | Zone3A(Atlanta) | DOE.determination2013_STD2013 | regular | US | 0.1032 | 0.99 | DOE.determination2013_ApartmentMidRise_STD2013_Memphis.table.csv.gz | Mid-Rise Apartment | Atlanta-Hartsfield Jackson Intl AP GA USA TMY3 WMO#=722190 | Electricity | 0 | 41425.0003 | 39194.4448 | 10963.889 | 141969.4456 | 0 | 53519.4449 | 0 | 0 | 0 | 0 | 100577.7786 | 0 | 0 | 387650.0031 | 0 | 387651.0031 | -1 | -1 | 0 | 4275.06 | 4044.8667 | 1131.4733 | 14651.2468 | 0 | 5523.2067 | 0 | 0 | 0 | 0 | 10379.6267 | 0 | 0 | 40005.4803 | 0 | 40005.5835 | -0.1032 | -0.1032 | 0 | 141.3822 | 133.7694 | 37.4194 | 484.5373 | 0 | 182.6602 | 0 | 0 | 0 | 0 | 343.2688 | 0 | 0 | 1323.0374 | 0 | 1323.0409 | -0.003413 | -0.003413 | 3.9646 | 1.109 | 14.3604 | 5.4136 | 0 | 0 | 4.1902 | 0 | 10.1736 | 0 | 0 | 39.2117 | 39.2116 | 39.2115 | 1
US_3A_MA_2016_EL | 3A | MA | EL | 5716 | DOE.determination2016 | ApartmentMidRise | STD2016 | Atlanta | Zone3A | Zone3A(Atlanta) | DOE.determination2016_STD2016 | regular | US | 0.1032 | 0.99 | DOE.determination2016_ApartmentMidRise_STD2016_Memphis.table.csv.gz | Mid-Rise Apartment | Atlanta-Hartsfield Jackson Intl AP GA USA TMY3 WMO#=722190 | Electricity | 0 | 39966.667 | 30919.4447 | 7216.6667 | 141969.4456 | 0 | 51550.0004 | 0 | 0 | 0 | 0 | 100588.8897 | 0 | 0 | 372211.1141 | 0 | 372212.1141 | -1 | -1 | 0 | 4124.56 | 3190.8867 | 744.76 | 14651.2468 | 0 | 5319.96 | 0 | 0 | 0 | 0 | 10380.7734 | 0 | 0 | 38412.187 | 0 | 38412.2902 | -0.1032 | -0.1032 | 0 | 136.405 | 105.5271 | 24.6303 | 484.5373 | 0 | 175.9386 | 0 | 0 | 0 | 0 | 343.3068 | 0 | 0 | 1270.345 | 0 | 1270.3484 | -0.003413 | -0.003413 | 3.1276 | 0.72998 | 14.3604 | 5.2144 | 0 | 0 | 4.0427 | 0 | 10.1748 | 0 | 0 | 37.65 | 37.6499 | 37.6498 | 2
US_3B_MA_2013_EL | 3B | MA | EL | 3436 | DOE.determination2013 | ApartmentMidRise | STD2013 | ElPaso | Zone3B | Zone3B(ElPaso) | DOE.determination2013_STD2013 | regular | US | 0.1032 | 0.99 | DOE.determination2013_ApartmentMidRise_STD2013_ElPaso.table.csv.gz | Mid-Rise Apartment | El Paso International Ap Ut TX USA TMY3 WMO#=722700 | Electricity | 0 | 48150.0004 | 39194.4448 | 10955.5556 | 141969.4456 | 0 | 62125.0005 | 0 | 0 | 0 | 13333.3334 | 97494.4452 | 0 | 0 | 413225.0033 | 0 | 413223.2255 | 1.7778 | 1.7778 | 0 | 4969.08 | 4044.8667 | 1130.6133 | 14651.2468 | 0 | 6411.3001 | 0 | 0 | 0 | 1376 | 10061.4267 | 0 | 0 | 42644.8203 | 0 | 42644.6369 | 0.18347 | 0.18347 | 0 | 164.3345 | 133.7694 | 37.391 | 484.5373 | 0 | 212.0307 | 0 | 0 | 0 | 45.5063 | 332.7455 | 0 | 0 | 1410.3241 | 0 | 1410.3181 | 0.0060675 | 0.0060675 | 3.9646 | 1.1082 | 14.3607 | 6.2841 | 0 | 1.3487 | 4.8705 | 0 | 9.8618 | 0 | 0 | 41.7983 | 41.7985 | 41.7984 | 1
US_3B_MA_2016_EL | 3B | MA | EL | 5476 | DOE.determination2016 | ApartmentMidRise | STD2016 | ElPaso | Zone3B | Zone3B(ElPaso) | DOE.determination2016_STD2016 | regular | US | 0.1032 | 0.99 | DOE.determination2016_ApartmentMidRise_STD2016_ElPaso.table.csv.gz | Mid-Rise Apartment | El Paso International Ap Ut TX USA TMY3 WMO#=722700 | Electricity | 0 | 46469.4448 | 30919.4447 | 7211.1112 | 141969.4456 | 0 | 60275.0005 | 0 | 0 | 0 | 13333.3334 | 97505.5563 | 0 | 0 | 397683.3365 | 0 | 397684.3365 | -1 | -1 | 0 | 4795.6467 | 3190.8867 | 744.1867 | 14651.2468 | 0 | 6220.38 | 0 | 0 | 0 | 1376 | 10062.5734 | 0 | 0 | 41040.9203 | 0 | 41041.0235 | -0.1032 | -0.1032 | 0 | 158.5988 | 105.5271 | 24.6113 | 484.5373 | 0 | 205.7167 | 0 | 0 | 0 | 45.5063 | 332.7834 | 0 | 0 | 1357.2809 | 0 | 1357.2843 | -0.003413 | -0.003413 | 3.1276 | 0.72942 | 14.3604 | 6.0969 | 0 | 1.3487 | 4.7005 | 0 | 9.8629 | 0 | 0 | 40.2266 | 40.2265 | 40.2264 | 2
US_3C_MA_2013_EL | 3C | MA | EL | 3976 | DOE.determination2013 | ApartmentMidRise | STD2013 | SanDiego | Zone3C | Zone3C(SanDiego) | DOE.determination2013_STD2013 | regular | US | 0.1032 | 0.99 | DOE.determination2013_ApartmentMidRise_STD2013_SanFrancisco.table.csv.gz | Mid-Rise Apartment | San Diego-Brown Field Muni AP CA USA TMY3 WMO#=722904 | Electricity | 0 | 22252.778 | 39194.4448 | 10955.5556 | 141969.4456 | 0 | 46700.0004 | 0 | 0 | 0 | 0 | 101708.3341 | 0 | 0 | 362780.5585 | 0 | 362781.5585 | -1 | -1 | 0 | 2296.4867 | 4044.8667 | 1130.6133 | 14651.2468 | 0 | 4819.44 | 0 | 0 | 0 | 0 | 10496.3001 | 0 | 0 | 37438.9536 | 0 | 37439.0568 | -0.1032 | -0.1032 | 0 | 75.948 | 133.7694 | 37.391 | 484.5373 | 0 | 159.3857 | 0 | 0 | 0 | 0 | 347.1274 | 0 | 0 | 1238.1588 | 0 | 1238.1622 | -0.003413 | -0.003413 | 3.9646 | 1.1082 | 14.3604 | 4.7238 | 0 | 0 | 2.2509 | 0 | 10.288 | 0 | 0 | 36.6961 | 36.696 | 36.6959 | 1
US_3C_MA_2016_EL | 3C | MA | EL | 6016 | DOE.determination2016 | ApartmentMidRise | STD2016 | SanDiego | Zone3C | Zone3C(SanDiego) | DOE.determination2016_STD2016 | regular | US | 0.1032 | 0.99 | DOE.determination2016_ApartmentMidRise_STD2016_SanFrancisco.table.csv.gz | Mid-Rise Apartment | San Diego-Brown Field Muni AP CA USA TMY3 WMO#=722904 | Electricity | 0 | 20902.7779 | 30919.4447 | 7211.1112 | 141969.4456 | 0 | 45250.0004 | 0 | 0 | 0 | 0 | 101719.4453 | 0 | 0 | 347972.225 | 0 | 347973.225 | -1 | -1 | 0 | 2157.1667 | 3190.8867 | 744.1867 | 14651.2468 | 0 | 4669.8 | 0 | 0 | 0 | 0 | 10497.4468 | 0 | 0 | 35910.7336 | 0 | 35910.8368 | -0.1032 | -0.1032 | 0 | 71.3405 | 105.5271 | 24.6113 | 484.5373 | 0 | 154.4368 | 0 | 0 | 0 | 0 | 347.1653 | 0 | 0 | 1187.6184 | 0 | 1187.6218 | -0.003413 | -0.003413 | 3.1276 | 0.72942 | 14.3604 | 4.5771 | 0 | 0 | 2.1144 | 0 | 10.2891 | 0 | 0 | 35.1982 | 35.1981 | 35.198 | 2
US_4A_MA_2013_EL | 4A | MA | EL | 3136 | DOE.determination2013 | ApartmentMidRise | STD2013 | NewYork | Zone4A | Zone4A(NewYork) | DOE.determination2013_STD2013 | regular | US | 0.1032 | 0.99 | DOE.determination2013_ApartmentMidRise_STD2013_Baltimore.table.csv.gz | Mid-Rise Apartment | New York-John F Kennedy Intl AP NY USA TMY3 WMO#=744860 | Electricity | 0 | 35877.7781 | 39194.4448 | 10944.4445 | 141969.4456 | 0 | 56161.1116 | 0 | 0 | 0 | 13933.3334 | 109658.3342 | 0 | 0 | 407738.8922 | 0 | 407739.8922 | -1 | -1 | 0 | 3702.5867 | 4044.8667 | 1129.4667 | 14651.2468 | 0 | 5795.8267 | 0 | 0 | 0 | 1437.92 | 11316.7401 | 0 | 0 | 42078.6537 | 0 | 42078.7569 | -0.1032 | -0.1032 | 0 | 122.4497 | 133.7694 | 37.353 | 484.5373 | 0 | 191.6761 | 0 | 0 | 0 | 47.554 | 374.2605 | 0 | 0 | 1391.6002 | 0 | 1391.6036 | -0.003413 | -0.003413 | 3.9646 | 1.1071 | 14.3604 | 5.6808 | 0 | 1.4094 | 3.6291 | 0 | 11.0922 | 0 | 0 | 41.2437 | 41.2436 | 41.2435 | 1
US_4A_MA_2016_EL | 4A | MA | EL | 5176 | DOE.determination2016 | ApartmentMidRise | STD2016 | NewYork | Zone4A | Zone4A(NewYork) | DOE.determination2016_STD2016 | regular | US | 0.1032 | 0.99 | DOE.determination2016_ApartmentMidRise_STD2016_Baltimore.table.csv.gz | Mid-Rise Apartment | New York-John F Kennedy Intl AP NY USA TMY3 WMO#=744860 | Electricity | 0 | 34572.2225 | 30919.4447 | 7202.7778 | 141969.4456 | 0 | 54955.556 | 0 | 0 | 0 | 14536.1112 | 109669.4453 | 0 | 0 | 393822.2254 | 0 | 393826.0032 | -3.7778 | -3.7778 | 0 | 3567.8534 | 3190.8867 | 743.3267 | 14651.2468 | 0 | 5671.4134 | 0 | 0 | 0 | 1500.1267 | 11317.8868 | 0 | 0 | 40642.4537 | 0 | 40642.8435 | -0.38987 | -0.38987 | 0 | 117.9939 | 105.5271 | 24.5829 | 484.5373 | 0 | 187.5616 | 0 | 0 | 0 | 49.6113 | 374.2984 | 0 | 0 | 1344.103 | 0 | 1344.1159 | -0.012893 | -0.012893 | 3.1276 | 0.72858 | 14.3601 | 5.5589 | 0 | 1.4704 | 3.497 | 0 | 11.0933 | 0 | 0 | 39.8363 | 39.8359 | 39.8358 | 2
US_4B_MA_2013_EL | 4B | MA | EL | 3076 | DOE.determination2013 | ApartmentMidRise | STD2013 | Albuquerque | Zone4B | Zone4B(Albuquerque) | DOE.determination2013_STD2013 | regular | US | 0.1032 | 0.99 | DOE.determination2013_ApartmentMidRise_STD2013_Albuquerque.table.csv.gz | Mid-Rise Apartment | Albuquerque Intl Sunport NM USA TMY3 WMO#=723650 | Electricity | 0 | 39266.667 | 39194.4448 | 10947.2223 | 141969.4456 | 0 | 67969.445 | 0 | 0 | 0 | 0 | 107002.7786 | 0 | 0 | 406352.781 | 0 | 406351.0033 | 1.7778 | 1.7778 | 0 | 4052.32 | 4044.8667 | 1129.7533 | 14651.2468 | 0 | 7014.4467 | 0 | 0 | 0 | 0 | 11042.6868 | 0 | 0 | 41935.607 | 0 | 41935.4235 | 0.18347 | 0.18347 | 0 | 134.0159 | 133.7694 | 37.3625 | 484.5373 | 0 | 231.9776 | 0 | 0 | 0 | 0 | 365.1972 | 0 | 0 | 1386.8694 | 0 | 1386.8634 | 0.0060675 | 0.0060675 | 3.9646 | 1.1073 | 14.3607 | 6.8752 | 0 | 0 | 3.9719 | 0 | 10.8235 | 0 | 0 | 41.1032 | 41.1034 | 41.1033 | 1
US_4B_MA_2016_EL | 4B | MA | EL | 5116 | DOE.determination2016 | ApartmentMidRise | STD2016 | Albuquerque | Zone4B | Zone4B(Albuquerque) | DOE.determination2016_STD2016 | regular | US | 0.1032 | 0.99 | DOE.determination2016_ApartmentMidRise_STD2016_Albuquerque.table.csv.gz | Mid-Rise Apartment | Albuquerque Intl Sunport NM USA TMY3 WMO#=723650 | Electricity | 0 | 37533.3336 | 30919.4447 | 7205.5556 | 141969.4456 | 0 | 66269.445 | 0 | 0 | 0 | 0 | 107016.6675 | 0 | 0 | 390913.892 | 0 | 390914.892 | -1 | -1 | 0 | 3873.44 | 3190.8867 | 743.6133 | 14651.2468 | 0 | 6839.0067 | 0 | 0 | 0 | 0 | 11044.1201 | 0 | 0 | 40342.3137 | 0 | 40342.4169 | -0.1032 | -0.1032 | 0 | 128.1001 | 105.5271 | 24.5923 | 484.5373 | 0 | 226.1756 | 0 | 0 | 0 | 0 | 365.2446 | 0 | 0 | 1334.177 | 0 | 1334.1804 | -0.003413 | -0.003413 | 3.1276 | 0.72886 | 14.3604 | 6.7033 | 0 | 0 | 3.7966 | 0 | 10.8249 | 0 | 0 | 39.5418 | 39.5417 | 39.5416 | 2
US_4C_MA_2013_EL | 4C | MA | EL | 3916 | DOE.determination2013 | ApartmentMidRise | STD2013 | Seattle | Zone4C | Zone4C(Seattle) | DOE.determination2013_STD2013 | regular | US | 0.1032 | 0.99 | DOE.determination2013_ApartmentMidRise_STD2013_Salem.table.csv.gz | Mid-Rise Apartment | Seattle Seattle Tacoma Intl A WA USA TMY3 WMO#=727930 | Electricity | 0 | 15550.0001 | 39194.4448 | 10933.3334 | 141969.4456 | 0 | 57277.7782 | 0 | 0 | 0 | 0 | 112475.0009 | 0 | 0 | 377400.003 | 0 | 377401.003 | -1 | -1 | 0 | 1604.76 | 4044.8667 | 1128.32 | 14651.2468 | 0 | 5911.0667 | 0 | 0 | 0 | 0 | 11607.4201 | 0 | 0 | 38947.6803 | 0 | 38947.7835 | -0.1032 | -0.1032 | 0 | 53.0717 | 133.7694 | 37.3151 | 484.5373 | 0 | 195.4873 | 0 | 0 | 0 | 0 | 383.8737 | 0 | 0 | 1288.0545 | 0 | 1288.0579 | -0.003413 | -0.003413 | 3.9646 | 1.1059 | 14.3604 | 5.7938 | 0 | 0 | 1.5729 | 0 | 11.3771 | 0 | 0 | 38.1749 | 38.1748 | 38.1747 | 1
US_4C_MA_2016_EL | 4C | MA | EL | 5956 | DOE.determination2016 | ApartmentMidRise | STD2016 | Seattle | Zone4C | Zone4C(Seattle) | DOE.determination2016_STD2016 | regular | US | 0.1032 | 0.99 | DOE.determination2016_ApartmentMidRise_STD2016_Salem.table.csv.gz | Mid-Rise Apartment | Seattle Seattle Tacoma Intl A WA USA TMY3 WMO#=727930 | Electricity | 0 | 12980.5557 | 30919.4447 | 7197.2223 | 141969.4456 | 0 | 52469.4449 | 0 | 0 | 0 | 0 | 112508.3342 | 0 | 0 | 358044.4473 | 0 | 358045.4473 | -1 | -1 | 0 | 1339.5933 | 3190.8867 | 742.7533 | 14651.2468 | 0 | 5414.8467 | 0 | 0 | 0 | 0 | 11610.8601 | 0 | 0 | 36950.187 | 0 | 36950.2902 | -0.1032 | -0.1032 | 0 | 44.3022 | 105.5271 | 24.5639 | 484.5373 | 0 | 179.0766 | 0 | 0 | 0 | 0 | 383.9875 | 0 | 0 | 1221.9946 | 0 | 1221.998 | -0.003413 | -0.003413 | 3.1276 | 0.72801 | 14.3604 | 5.3074 | 0 | 0 | 1.313 | 0 | 11.3804 | 0 | 0 | 36.217 | 36.2169 | 36.2168 | 2
US_5A_MA_2013_EL | 5A | MA | EL | 3316 | DOE.determination2013 | ApartmentMidRise | STD2013 | Buffalo | Zone5A | Zone5A(Buffalo) | DOE.determination2013_STD2013 | regular | US | 0.1032 | 0.99 | DOE.determination2013_ApartmentMidRise_STD2013_Chicago.table.csv.gz | Mid-Rise Apartment | Buffalo Niagara Intl AP NY USA TMY3 WMO#=725280 | Electricity | 0 | 24552.778 | 39194.4448 | 10933.3334 | 141969.4456 | 0 | 55088.8893 | 0 | 0 | 0 | 13933.3334 | 117383.3343 | 0 | 0 | 403055.5588 | 0 | 403056.5588 | -1 | -1 | 0 | 2533.8467 | 4044.8667 | 1128.32 | 14651.2468 | 0 | 5685.1734 | 0 | 0 | 0 | 1437.92 | 12113.9601 | 0 | 0 | 41595.3337 | 0 | 41595.4369 | -0.1032 | -0.1032 | 0 | 83.7979 | 133.7694 | 37.3151 | 484.5373 | 0 | 188.0167 | 0 | 0 | 0 | 47.554 | 400.6257 | 0 | 0 | 1375.6161 | 0 | 1375.6195 | -0.003413 | -0.003413 | 3.9646 | 1.1059 | 14.3604 | 5.5724 | 0 | 1.4094 | 2.4836 | 0 | 11.8736 | 0 | 0 | 40.77 | 40.7699 | 40.7698 | 1
US_5A_MA_2016_EL | 5A | MA | EL | 5356 | DOE.determination2016 | ApartmentMidRise | STD2016 | Buffalo | Zone5A | Zone5A(Buffalo) | DOE.determination2016_STD2016 | regular | US | 0.1032 | 0.99 | DOE.determination2016_ApartmentMidRise_STD2016_Chicago.table.csv.gz | Mid-Rise Apartment | Buffalo Niagara Intl AP NY USA TMY3 WMO#=725280 | Electricity | 0 | 22158.3335 | 30919.4447 | 7197.2223 | 141969.4456 | 0 | 50730.556 | 0 | 0 | 0 | 15136.1112 | 117400.0009 | 0 | 0 | 385511.1142 | 0 | 385512.1142 | -1 | -1 | 0 | 2286.74 | 3190.8867 | 742.7533 | 14651.2468 | 0 | 5235.3934 | 0 | 0 | 0 | 1562.0467 | 12115.6801 | 0 | 0 | 39784.747 | 0 | 39784.8502 | -0.1032 | -0.1032 | 0 | 75.6257 | 105.5271 | 24.5639 | 484.5373 | 0 | 173.1418 | 0 | 0 | 0 | 51.6591 | 400.6826 | 0 | 0 | 1315.7375 | 0 | 1315.7409 | -0.003413 | -0.003413 | 3.1276 | 0.72801 | 14.3604 | 5.1315 | 0 | 1.531 | 2.2414 | 0 | 11.8752 | 0 | 0 | 38.9953 | 38.9952 | 38.9951 | 2
US_5B_MA_2013_EL | 5B | MA | EL | 3196 | DOE.determination2013 | ApartmentMidRise | STD2013 | Denver | Zone5B | Zone5B(Denver) | DOE.determination2013_STD2013 | regular | US | 0.1032 | 0.99 | DOE.determination2013_ApartmentMidRise_STD2013_Boise.table.csv.gz | Mid-Rise Apartment | Denver-Aurora-Buckley AFB CO USA TMY3 WMO#=724695 | Electricity | 0 | 29683.3336 | 39194.4448 | 10944.4445 | 141969.4456 | 0 | 67511.1117 | 0 | 0 | 0 | 0 | 115166.6676 | 0 | 0 | 404469.4477 | 0 | 404470.4477 | -1 | -1 | 0 | 3063.32 | 4044.8667 | 1129.4667 | 14651.2468 | 0 | 6967.1467 | 0 | 0 | 0 | 0 | 11885.2001 | 0 | 0 | 41741.247 | 0 | 41741.3502 | -0.1032 | -0.1032 | 0 | 101.3083 | 133.7694 | 37.353 | 484.5373 | 0 | 230.4133 | 0 | 0 | 0 | 0 | 393.0603 | 0 | 0 | 1380.4417 | 0 | 1380.4451 | -0.003413 | -0.003413 | 3.9646 | 1.1071 | 14.3604 | 6.8289 | 0 | 0 | 3.0025 | 0 | 11.6493 | 0 | 0 | 40.913 | 40.9129 | 40.9128 | 1
US_5B_MA_2016_EL | 5B | MA | EL | 5236 | DOE.determination2016 | ApartmentMidRise | STD2016 | Denver | Zone5B | Zone5B(Denver) | DOE.determination2016_STD2016 | regular | US | 0.1032 | 0.99 | DOE.determination2016_ApartmentMidRise_STD2016_Boise.table.csv.gz | Mid-Rise Apartment | Denver-Aurora-Buckley AFB CO USA TMY3 WMO#=724695 | Electricity | 0 | 26194.4447 | 30919.4447 | 7202.7778 | 141969.4456 | 0 | 62319.4449 | 0 | 0 | 0 | 0 | 115197.2231 | 0 | 0 | 383802.7808 | 0 | 383803.7808 | -1 | -1 | 0 | 2703.2667 | 3190.8867 | 743.3267 | 14651.2468 | 0 | 6431.3667 | 0 | 0 | 0 | 0 | 11888.3534 | 0 | 0 | 39608.447 | 0 | 39608.5502 | -0.1032 | -0.1032 | 0 | 89.4008 | 105.5271 | 24.5829 | 484.5373 | 0 | 212.6943 | 0 | 0 | 0 | 0 | 393.1646 | 0 | 0 | 1309.907 | 0 | 1309.9104 | -0.003413 | -0.003413 | 3.1276 | 0.72858 | 14.3604 | 6.3037 | 0 | 0 | 2.6496 | 0 | 11.6524 | 0 | 0 | 38.8225 | 38.8224 | 38.8223 | 2
US_5C_MA_2013_EL | 5C | MA | EL | 4036 | DOE.determination2013 | ApartmentMidRise | STD2013 | PortAngeles | Zone5C | Zone5C(PortAngeles) | DOE.determination2013_STD2013 | regular | US | 0.1032 | 0.99 | DOE.determination2013_ApartmentMidRise_STD2013_Vancouver.table.csv.gz | Mid-Rise Apartment | William R Fairchild WA USA TMY3 WMO#=727885 | Electricity | 0 | 12097.2223 | 39194.4448 | 10930.5556 | 141969.4456 | 0 | 53013.8893 | 0 | 0 | 0 | 0 | 116861.112 | 0 | 0 | 374063.8919 | 0 | 374067.6697 | -3.7778 | -3.7778 | 0 | 1248.4333 | 4044.8667 | 1128.0333 | 14651.2468 | 0 | 5471.0334 | 0 | 0 | 0 | 0 | 12060.0668 | 0 | 0 | 38603.3936 | 0 | 38603.7835 | -0.38987 | -0.38987 | 0 | 41.2874 | 133.7694 | 37.3056 | 484.5373 | 0 | 180.9348 | 0 | 0 | 0 | 0 | 398.8434 | 0 | 0 | 1276.6685 | 0 | 1276.6814 | -0.012893 | -0.012893 | 3.9646 | 1.1056 | 14.3601 | 5.3625 | 0 | 0 | 1.2237 | 0 | 11.8207 | 0 | 0 | 37.8377 | 37.8373 | 37.8372 | 1
US_5C_MA_2016_EL | 5C | MA | EL | 6076 | DOE.determination2016 | ApartmentMidRise | STD2016 | PortAngeles | Zone5C | Zone5C(PortAngeles) | DOE.determination2016_STD2016 | regular | US | 0.1032 | 0.99 | DOE.determination2016_ApartmentMidRise_STD2016_Vancouver.table.csv.gz | Mid-Rise Apartment | William R Fairchild WA USA TMY3 WMO#=727885 | Electricity | 0 | 9680.5556 | 30919.4447 | 7194.4445 | 141969.4456 | 0 | 48200.0004 | 0 | 0 | 0 | 0 | 116900.0009 | 0 | 0 | 354866.6695 | 0 | 354864.8917 | 1.7778 | 1.7778 | 0 | 999.0333 | 3190.8867 | 742.4667 | 14651.2468 | 0 | 4974.24 | 0 | 0 | 0 | 0 | 12064.0801 | 0 | 0 | 36622.2403 | 0 | 36622.0568 | 0.18347 | 0.18347 | 0 | 33.0394 | 105.5271 | 24.5544 | 484.5373 | 0 | 164.5051 | 0 | 0 | 0 | 0 | 398.9761 | 0 | 0 | 1211.1489 | 0 | 1211.1429 | 0.0060675 | 0.0060675 | 3.1276 | 0.72773 | 14.3607 | 4.8755 | 0 | 0 | 0.97921 | 0 | 11.8247 | 0 | 0 | 35.8953 | 35.8955 | 35.8954 | 2
US_6A_MA_2013_EL | 6A | MA | EL | 3256 | DOE.determination2013 | ApartmentMidRise | STD2013 | Rochester | Zone6A | Zone6A(Rochester) | DOE.determination2013_STD2013 | regular | US | 0.1032 | 0.99 | DOE.determination2013_ApartmentMidRise_STD2013_Burlington.table.csv.gz | Mid-Rise Apartment | Rochester International Arpt MN USA TMY3 WMO#=726440 | Electricity | 0 | 25777.778 | 39194.4448 | 10941.6668 | 141969.4456 | 0 | 57508.3338 | 0 | 0 | 0 | 13333.3334 | 123077.7788 | 0 | 0 | 411802.7811 | 0 | 411803.7811 | -1 | -1 | 0 | 2660.2667 | 4044.8667 | 1129.18 | 14651.2468 | 0 | 5934.86 | 0 | 0 | 0 | 1376 | 12701.6268 | 0 | 0 | 42498.047 | 0 | 42498.1502 | -0.1032 | -0.1032 | 0 | 87.9788 | 133.7694 | 37.3436 | 484.5373 | 0 | 196.2742 | 0 | 0 | 0 | 45.5063 | 420.0606 | 0 | 0 | 1405.4701 | 0 | 1405.4735 | -0.003413 | -0.003413 | 3.9646 | 1.1068 | 14.3604 | 5.8171 | 0 | 1.3487 | 2.6075 | 0 | 12.4496 | 0 | 0 | 41.6548 | 41.6547 | 41.6546 | 1
US_6A_MA_2016_EL | 6A | MA | EL | 5296 | DOE.determination2016 | ApartmentMidRise | STD2016 | Rochester | Zone6A | Zone6A(Rochester) | DOE.determination2016_STD2016 | regular | US | 0.1032 | 0.99 | DOE.determination2016_ApartmentMidRise_STD2016_Burlington.table.csv.gz | Mid-Rise Apartment | Rochester International Arpt MN USA TMY3 WMO#=726440 | Electricity | 0 | 23600.0002 | 30919.4447 | 7202.7778 | 141969.4456 | 0 | 53175.0004 | 0 | 0 | 0 | 14536.1112 | 123091.6677 | 0 | 0 | 394494.4476 | 0 | 394495.4476 | -1 | -1 | 0 | 2435.52 | 3190.8867 | 743.3267 | 14651.2468 | 0 | 5487.66 | 0 | 0 | 0 | 1500.1267 | 12703.0601 | 0 | 0 | 40711.827 | 0 | 40711.9302 | -0.1032 | -0.1032 | 0 | 80.5461 | 105.5271 | 24.5829 | 484.5373 | 0 | 181.4846 | 0 | 0 | 0 | 49.6113 | 420.108 | 0 | 0 | 1346.3973 | 0 | 1346.4007 | -0.003413 | -0.003413 | 3.1276 | 0.72858 | 14.3604 | 5.3788 | 0 | 1.4704 | 2.3872 | 0 | 12.451 | 0 | 0 | 39.904 | 39.9039 | 39.9038 | 2
US_6B_MA_2013_EL | 6B | MA | EL | 3556 | DOE.determination2013 | ApartmentMidRise | STD2013 | Great_Falls | Zone6B | Zone6B(Great_Falls) | DOE.determination2013_STD2013 | regular | US | 0.1032 | 0.99 | DOE.determination2013_ApartmentMidRise_STD2013_Helena.table.csv.gz | Mid-Rise Apartment | Great Falls Intl Arpt MT USA TMY3 WMO#=727750 | Electricity | 0 | 23830.5557 | 39194.4448 | 10933.3334 | 141969.4456 | 0 | 65275.0005 | 0 | 0 | 0 | 13333.3334 | 121600.001 | 0 | 0 | 416133.3367 | 0 | 416137.1144 | -3.7778 | -3.7778 | 0 | 2459.3134 | 4044.8667 | 1128.32 | 14651.2468 | 0 | 6736.3801 | 0 | 0 | 0 | 1376 | 12549.1201 | 0 | 0 | 42944.9603 | 0 | 42945.3502 | -0.38987 | -0.38987 | 0 | 81.3329 | 133.7694 | 37.3151 | 484.5373 | 0 | 222.7816 | 0 | 0 | 0 | 45.5063 | 415.017 | 0 | 0 | 1420.2502 | 0 | 1420.2631 | -0.012893 | -0.012893 | 3.9646 | 1.1059 | 14.3601 | 6.6027 | 0 | 1.3487 | 2.4105 | 0 | 12.3001 | 0 | 0 | 42.0931 | 42.0927 | 42.0926 | 1
US_6B_MA_2016_EL | 6B | MA | EL | 5596 | DOE.determination2016 | ApartmentMidRise | STD2016 | Great_Falls | Zone6B | Zone6B(Great_Falls) | DOE.determination2016_STD2016 | regular | US | 0.1032 | 0.99 | DOE.determination2016_ApartmentMidRise_STD2016_Helena.table.csv.gz | Mid-Rise Apartment | Great Falls Intl Arpt MT USA TMY3 WMO#=727750 | Electricity | 0 | 20994.4446 | 30919.4447 | 7197.2223 | 141969.4456 | 0 | 60219.4449 | 0 | 0 | 0 | 13333.3334 | 121625.001 | 0 | 0 | 396258.3365 | 0 | 396259.3365 | -1 | -1 | 0 | 2166.6267 | 3190.8867 | 742.7533 | 14651.2468 | 0 | 6214.6467 | 0 | 0 | 0 | 1376 | 12551.7001 | 0 | 0 | 40893.8603 | 0 | 40893.9635 | -0.1032 | -0.1032 | 0 | 71.6534 | 105.5271 | 24.5639 | 484.5373 | 0 | 205.5271 | 0 | 0 | 0 | 45.5063 | 415.1024 | 0 | 0 | 1352.4174 | 0 | 1352.4208 | -0.003413 | -0.003413 | 3.1276 | 0.72801 | 14.3604 | 6.0913 | 0 | 1.3487 | 2.1236 | 0 | 12.3026 | 0 | 0 | 40.0824 | 40.0823 | 40.0822 | 2
US_7_MA_2013_EL | 7 | MA | EL | 3376 | DOE.determination2013 | ApartmentMidRise | STD2013 | InternationalFalls | Zone7 | Zone7(InternationalFalls) | DOE.determination2013_STD2013 | regular | US | 0.1032 | 0.99 | DOE.determination2013_ApartmentMidRise_STD2013_Duluth.table.csv.gz | Mid-Rise Apartment | International Falls Intl Ap MN USA TMY3 WMO#=727470 | Electricity | 0 | 22913.8891 | 39194.4448 | 10938.889 | 141969.4456 | 0 | 58355.556 | 0 | 0 | 0 | 13333.3334 | 129813.8899 | 0 | 0 | 416519.4478 | 0 | 416520.4478 | -1 | -1 | 0 | 2364.7134 | 4044.8667 | 1128.8933 | 14651.2468 | 0 | 6022.2934 | 0 | 0 | 0 | 1376 | 13396.7934 | 0 | 0 | 42984.807 | 0 | 42984.9102 | -0.1032 | -0.1032 | 0 | 78.2044 | 133.7694 | 37.3341 | 484.5373 | 0 | 199.1657 | 0 | 0 | 0 | 45.5063 | 443.0508 | 0 | 0 | 1421.568 | 0 | 1421.5714 | -0.003413 | -0.003413 | 3.9646 | 1.1065 | 14.3604 | 5.9028 | 0 | 1.3487 | 2.3178 | 0 | 13.1309 | 0 | 0 | 42.1319 | 42.1318 | 42.1317 | 1
US_7_MA_2016_EL | 7 | MA | EL | 5416 | DOE.determination2016 | ApartmentMidRise | STD2016 | InternationalFalls | Zone7 | Zone7(InternationalFalls) | DOE.determination2016_STD2016 | regular | US | 0.1032 | 0.99 | DOE.determination2016_ApartmentMidRise_STD2016_Duluth.table.csv.gz | Mid-Rise Apartment | International Falls Intl Ap MN USA TMY3 WMO#=727470 | Electricity | 0 | 22330.5557 | 30919.4447 | 7200.0001 | 141969.4456 | 0 | 55347.2227 | 0 | 0 | 0 | 13933.3334 | 129811.1121 | 0 | 0 | 401511.1143 | 0 | 401512.1143 | -1 | -1 | 0 | 2304.5134 | 3190.8867 | 743.04 | 14651.2468 | 0 | 5711.8334 | 0 | 0 | 0 | 1437.92 | 13396.5068 | 0 | 0 | 41435.947 | 0 | 41436.0502 | -0.1032 | -0.1032 | 0 | 76.2135 | 105.5271 | 24.5734 | 484.5373 | 0 | 188.8984 | 0 | 0 | 0 | 47.554 | 443.0413 | 0 | 0 | 1370.345 | 0 | 1370.3484 | -0.003413 | -0.003413 | 3.1276 | 0.72829 | 14.3604 | 5.5985 | 0 | 1.4094 | 2.2588 | 0 | 13.1307 | 0 | 0 | 40.6137 | 40.6136 | 40.6135 | 2
US_8_MA_2013_EL | 8 | MA | EL | 3496 | DOE.determination2013 | ApartmentMidRise | STD2013 | FairBanks | Zone8 | Zone8(FairBanks) | DOE.determination2013_STD2013 | regular | US | 0.1032 | 0.99 | DOE.determination2013_ApartmentMidRise_STD2013_Fairbanks.table.csv.gz | Mid-Rise Apartment | Fairbanks Intl Arpt AK USA TMY3 WMO#=702610 | Electricity | 0 | 17833.3335 | 39194.4448 | 10863.889 | 141969.4456 | 0 | 61652.7783 | 0 | 0 | 0 | 12733.3334 | 138952.7789 | 0 | 0 | 423197.2256 | 0 | 423201.0034 | -3.7778 | -3.7778 | 0 | 1840.4 | 4044.8667 | 1121.1533 | 14651.2468 | 0 | 6362.5667 | 0 | 0 | 0 | 1314.08 | 14339.9268 | 0 | 0 | 43673.9537 | 0 | 43674.3435 | -0.38987 | -0.38987 | 0 | 60.8646 | 133.7694 | 37.0781 | 484.5373 | 0 | 210.419 | 0 | 0 | 0 | 43.4585 | 474.2415 | 0 | 0 | 1444.359 | 0 | 1444.3719 | -0.012893 | -0.012893 | 3.9646 | 1.0989 | 14.3601 | 6.2363 | 0 | 1.288 | 1.8039 | 0 | 14.0553 | 0 | 0 | 42.8076 | 42.8072 | 42.8071 | 1
US_8_MA_2016_EL | 8 | MA | EL | 5536 | DOE.determination2016 | ApartmentMidRise | STD2016 | FairBanks | Zone8 | Zone8(FairBanks) | DOE.determination2016_STD2016 | regular | US | 0.1032 | 0.99 | DOE.determination2016_ApartmentMidRise_STD2016_Fairbanks.table.csv.gz | Mid-Rise Apartment | Fairbanks Intl Arpt AK USA TMY3 WMO#=702610 | Electricity | 0 | 17741.6668 | 30919.4447 | 7150.0001 | 141969.4456 | 0 | 58686.1116 | 0 | 0 | 0 | 13933.3334 | 138944.4456 | 0 | 0 | 409344.4477 | 0 | 409345.4477 | -1 | -1 | 0 | 1830.94 | 3190.8867 | 737.88 | 14651.2468 | 0 | 6056.4067 | 0 | 0 | 0 | 1437.92 | 14339.0668 | 0 | 0 | 42244.347 | 0 | 42244.4502 | -0.1032 | -0.1032 | 0 | 60.5518 | 105.5271 | 24.4027 | 484.5373 | 0 | 200.2939 | 0 | 0 | 0 | 47.554 | 474.2131 | 0 | 0 | 1397.0799 | 0 | 1397.0833 | -0.003413 | -0.003413 | 3.1276 | 0.72324 | 14.3604 | 5.9362 | 0 | 1.4094 | 1.7946 | 0 | 14.0545 | 0 | 0 | 41.4061 | 41.406 | 41.4059 | 2
US_1A_PS_2013_EL | 1A | PS | EL | 3734 | DOE.determination2013 | SchoolPrimary | STD2013 | Honolulu | Zone1A | Zone1A(Honolulu) | DOE.determination2013_STD2013 | regular | US | 0.1032 | 0.99 | DOE.determination2013_SchoolPrimary_STD2013_Miami.table.csv.gz | Primary School | Honolulu Intl Arpt HI USA TMY3 WMO#=911820 | Electricity | 0 | 305955.558 | 197488.8905 | 12336.1112 | 317797.2248 | 0 | 97772.223 | 52.7778 | 0 | 0 | 30266.6669 | 7175.0001 | 17438.889 | 0 | 993005.5635 | 0 | 986284.3412 | 6721.2223 | 6721.2223 | 0 | 31574.6136 | 20380.8535 | 1273.0867 | 32796.6736 | 0 | 10090.0934 | 5.4467 | 0 | 0 | 3123.52 | 740.46 | 1799.6933 | 0 | 102478.1742 | 0 | 101784.544 | 693.6301 | 693.6301 | 0 | 1044.2168 | 674.0235 | 42.1028 | 1084.6321 | 0 | 333.6936 | 0.18013 | 0 | 0 | 103.2992 | 24.4881 | 59.5184 | 0 | 3389.0972 | 0 | 3366.1579 | 22.9393 | 22.9393 | 9.1135 | 0.56927 | 14.9755 | 4.5119 | 0.0024355 | 1.3967 | 14.1189 | 0 | 0.3311 | 0 | 0.80475 | 45.5138 | 45.824 | 45.824 | 1
US_1A_PS_2016_EL | 1A | PS | EL | 5774 | DOE.determination2016 | SchoolPrimary | STD2016 | Honolulu | Zone1A | Zone1A(Honolulu) | DOE.determination2016_STD2016 | regular | US | 0.1032 | 0.99 | DOE.determination2016_SchoolPrimary_STD2016_Miami.table.csv.gz | Primary School | Honolulu Intl Arpt HI USA TMY3 WMO#=911820 | Electricity | 0 | 252338.8909 | 100491.6675 | 7122.2223 | 317797.2248 | 0 | 75302.7784 | 47.2222 | 0 | 0 | 28094.4447 | 7175.0001 | 17425.0001 | 0 | 810619.4509 | 0 | 805795.4509 | 4824 | 4824 | 0 | 26041.3735 | 10370.7401 | 735.0133 | 32796.6736 | 0 | 7771.2467 | 4.8733 | 0 | 0 | 2899.3467 | 740.46 | 1798.26 | 0 | 83655.9273 | 0 | 83158.0905 | 497.8368 | 497.8368 | 0 | 861.2248 | 342.9749 | 24.3079 | 1084.6321 | 0 | 257.006 | 0.16117 | 0 | 0 | 95.8855 | 24.4881 | 59.471 | 0 | 2766.6191 | 0 | 2750.1549 | 16.4642 | 16.4642 | 4.6374 | 0.32867 | 14.8879 | 3.475 | 0.0021792 | 1.2965 | 11.6446 | 0 | 0.3311 | 0 | 0.80411 | 37.1849 | 37.4075 | 37.4074 | 2
US_1B_PS_2013_EL | 1B | PS | EL | 3854 | DOE.determination2013 | SchoolPrimary | STD2013 | NewDelhi | Zone1B | Zone1B(NewDelhi) | DOE.determination2013_STD2013 | regular | US | 0.1032 | 0.99 | DOE.determination2013_SchoolPrimary_STD2013_Riyadh.table.csv.gz | Primary School | New Delhi-Safdarjung AP Delhi IND IWEC2 WMO#=421820 | Electricity | 0 | 354288.8917 | 196416.6682 | 12316.6668 | 317797.2248 | 0 | 93741.6674 | 102.7778 | 0 | 0 | 31138.8891 | 7175.0001 | 17413.889 | 0 | 1037113.8972 | 0 | 1030392.6749 | 6721.2223 | 6721.2223 | 0 | 36562.6136 | 20270.2002 | 1271.08 | 32796.6736 | 0 | 9674.1401 | 10.6067 | 0 | 0 | 3213.5334 | 740.46 | 1797.1133 | 0 | 107030.1542 | 0 | 106336.5241 | 693.6301 | 693.6301 | 0 | 1209.177 | 670.364 | 42.0364 | 1084.6321 | 0 | 319.9374 | 0.35078 | 0 | 0 | 106.2761 | 24.4881 | 59.4331 | 0 | 3539.6376 | 0 | 3516.6983 | 22.9393 | 22.9393 | 9.064 | 0.56837 | 14.9755 | 4.3259 | 0.0047429 | 1.437 | 16.3493 | 0 | 0.3311 | 0 | 0.80359 | 47.5493 | 47.8595 | 47.8594 | 1
US_1B_PS_2016_EL | 1B | PS | EL | 5894 | DOE.determination2016 | SchoolPrimary | STD2016 | NewDelhi | Zone1B | Zone1B(NewDelhi) | DOE.determination2016_STD2016 | regular | US | 0.1032 | 0.99 | DOE.determination2016_SchoolPrimary_STD2016_Riyadh.table.csv.gz | Primary School | New Delhi-Safdarjung AP Delhi IND IWEC2 WMO#=421820 | Electricity | 0 | 308772.2247 | 99102.7786 | 7100.0001 | 317797.2248 | 0 | 69344.445 | 86.1111 | 0 | 0 | 30777.778 | 7175.0001 | 17405.5557 | 0 | 862380.5625 | 0 | 857562.118 | 4818.4445 | 4818.4445 | 0 | 31865.2936 | 10227.4067 | 732.72 | 32796.6736 | 0 | 7156.3467 | 8.8867 | 0 | 0 | 3176.2667 | 740.46 | 1796.2533 | 0 | 88997.674 | 0 | 88500.4106 | 497.2635 | 497.2635 | 0 | 1053.83 | 338.2347 | 24.2321 | 1084.6321 | 0 | 236.6704 | 0.29389 | 0 | 0 | 105.0436 | 24.4881 | 59.4046 | 0 | 2943.2781 | 0 | 2926.8329 | 16.4452 | 16.4452 | 4.5733 | 0.32764 | 14.8877 | 3.2 | 0.0039737 | 1.4203 | 14.2488 | 0 | 0.3311 | 0 | 0.80321 | 39.5737 | 39.7961 | 39.796 | 2
US_2A_PS_2013_EL | 2A | PS | EL | 3614 | DOE.determination2013 | SchoolPrimary | STD2013 | Tampa | Zone2A | Zone2A(Tampa) | DOE.determination2013_STD2013 | regular | US | 0.1032 | 0.99 | DOE.determination2013_SchoolPrimary_STD2013_Houston.table.csv.gz | Primary School | Tampa-MacDill AFB FL USA TMY3 WMO#=747880 | Electricity | 0 | 245977.7797 | 197750.0016 | 12311.1112 | 317797.2248 | 0 | 83225.0007 | 119.4444 | 0 | 0 | 24652.778 | 7175.0001 | 17413.889 | 0 | 913147.2295 | 0 | 906423.2295 | 6724.0001 | 6724.0001 | 0 | 25384.9069 | 20407.8002 | 1270.5067 | 32796.6736 | 0 | 8588.8201 | 12.3267 | 0 | 0 | 2544.1667 | 740.46 | 1797.1133 | 0 | 94236.7941 | 0 | 93542.8773 | 693.9168 | 693.9168 | 0 | 839.5145 | 674.9146 | 42.0174 | 1084.6321 | 0 | 284.0443 | 0.40766 | 0 | 0 | 84.1392 | 24.4881 | 59.4331 | 0 | 3116.5432 | 0 | 3093.5944 | 22.9488 | 22.9488 | 9.1255 | 0.56812 | 14.9756 | 3.8406 | 0.005512 | 1.1376 | 11.3511 | 0 | 0.3311 | 0 | 0.80359 | 41.8285 | 42.1388 | 42.1387 | 1
US_2A_PS_2016_EL | 2A | PS | EL | 5654 | DOE.determination2016 | SchoolPrimary | STD2016 | Tampa | Zone2A | Zone2A(Tampa) | DOE.determination2016_STD2016 | regular | US | 0.1032 | 0.99 | DOE.determination2016_SchoolPrimary_STD2016_Houston.table.csv.gz | Primary School | Tampa-MacDill AFB FL USA TMY3 WMO#=747880 | Electricity | 0 | 218425.0017 | 99788.8897 | 7108.3334 | 317797.2248 | 0 | 71266.6672 | 122.2222 | 0 | 0 | 26150.0002 | 7175.0001 | 17405.5557 | 0 | 770055.5617 | 0 | 765239.895 | 4815.6667 | 4815.6667 | 0 | 22541.4602 | 10298.2134 | 733.58 | 32796.6736 | 0 | 7354.7201 | 12.6133 | 0 | 0 | 2698.68 | 740.46 | 1796.2533 | 0 | 79469.734 | 0 | 78972.7572 | 496.9768 | 496.9768 | 0 | 745.4778 | 340.5764 | 24.2605 | 1084.6321 | 0 | 243.2309 | 0.41714 | 0 | 0 | 89.2491 | 24.4881 | 59.4046 | 0 | 2628.1758 | 0 | 2611.74 | 16.4357 | 16.4357 | 4.6049 | 0.32803 | 14.8875 | 3.2887 | 0.0056402 | 1.2067 | 10.0796 | 0 | 0.3311 | 0 | 0.80321 | 35.3133 | 35.5356 | 35.5355 | 2
US_2B_PS_2013_EL | 2B | PS | EL | 3794 | DOE.determination2013 | SchoolPrimary | STD2013 | Tucson | Zone2B | Zone2B(Tucson) | DOE.determination2013_STD2013 | regular | US | 0.1032 | 0.99 | DOE.determination2013_SchoolPrimary_STD2013_Phoenix.table.csv.gz | Primary School | Tucson-Davis Monthan AFB AZ USA TMY3 WMO#=722745 | Electricity | 0 | 212313.8906 | 200475.0016 | 12322.2223 | 317797.2248 | 0 | 89827.7785 | 108.3333 | 0 | 0 | 24844.4446 | 7175.0001 | 17286.1112 | 0 | 888875.0071 | 0 | 882151.0071 | 6724.0001 | 6724.0001 | 0 | 21910.7935 | 20689.0202 | 1271.6533 | 32796.6736 | 0 | 9270.2267 | 11.18 | 0 | 0 | 2563.9467 | 740.46 | 1783.9267 | 0 | 91731.9007 | 0 | 91037.9839 | 693.9168 | 693.9168 | 0 | 724.6207 | 684.215 | 42.0554 | 1084.6321 | 0 | 306.5794 | 0.36974 | 0 | 0 | 84.7933 | 24.4881 | 58.997 | 0 | 3033.7028 | 0 | 3010.754 | 22.9488 | 22.9488 | 9.2513 | 0.56863 | 14.9756 | 4.1453 | 0.0049992 | 1.1465 | 9.7976 | 0 | 0.3311 | 0 | 0.7977 | 40.7084 | 41.0187 | 41.0187 | 1
US_2B_PS_2016_EL | 2B | PS | EL | 5834 | DOE.determination2016 | SchoolPrimary | STD2016 | Tucson | Zone2B | Zone2B(Tucson) | DOE.determination2016_STD2016 | regular | US | 0.1032 | 0.99 | DOE.determination2016_SchoolPrimary_STD2016_Phoenix.table.csv.gz | Primary School | Tucson-Davis Monthan AFB AZ USA TMY3 WMO#=722745 | Electricity | 0 | 183002.7792 | 101719.4453 | 7111.1112 | 317797.2248 | 0 | 70286.1117 | 105.5556 | 0 | 0 | 26622.2224 | 7175.0001 | 17277.7779 | 0 | 735911.117 | 0 | 731098.2281 | 4812.8889 | 4812.8889 | 0 | 18885.8868 | 10497.4468 | 733.8667 | 32796.6736 | 0 | 7253.5267 | 10.8933 | 0 | 0 | 2747.4134 | 740.46 | 1783.0667 | 0 | 75946.0273 | 0 | 75449.3371 | 496.6901 | 496.6901 | 0 | 624.5828 | 347.1653 | 24.27 | 1084.6321 | 0 | 239.8843 | 0.36026 | 0 | 0 | 90.8608 | 24.4881 | 58.9685 | 0 | 2511.6418 | 0 | 2495.2156 | 16.4262 | 16.4262 | 4.694 | 0.32815 | 14.8874 | 3.2435 | 0.004871 | 1.2285 | 8.445 | 0 | 0.3311 | 0 | 0.79731 | 33.7378 | 33.9599 | 33.9599 | 2
US_3A_PS_2013_EL | 3A | PS | EL | 3674 | DOE.determination2013 | SchoolPrimary | STD2013 | Atlanta | Zone3A | Zone3A(Atlanta) | DOE.determination2013_STD2013 | regular | US | 0.1032 | 0.99 | DOE.determination2013_SchoolPrimary_STD2013_Memphis.table.csv.gz | Primary School | Atlanta-Hartsfield Jackson Intl AP GA USA TMY3 WMO#=722190 | Electricity | 0 | 164544.4458 | 200027.7794 | 12319.4445 | 317797.2248 | 0 | 86238.8896 | 344.4444 | 0 | 0 | 23777.778 | 7177.7778 | 17330.5557 | 0 | 836283.34 | 0 | 829559.34 | 6724.0001 | 6724.0001 | 0 | 16980.9868 | 20642.8668 | 1271.3667 | 32796.6736 | 0 | 8899.8534 | 35.5467 | 0 | 0 | 2453.8667 | 740.7467 | 1788.5133 | 0 | 86304.4407 | 0 | 85610.5239 | 693.9168 | 693.9168 | 0 | 561.5851 | 682.6886 | 42.0459 | 1084.6321 | 0 | 294.3307 | 1.1756 | 0 | 0 | 81.1528 | 24.4975 | 59.1486 | 0 | 2854.2091 | 0 | 2831.2603 | 22.9488 | 22.9488 | 9.2306 | 0.5685 | 14.9756 | 3.9796 | 0.015895 | 1.0973 | 7.5932 | 0 | 0.33123 | 0 | 0.79975 | 38.2815 | 38.5918 | 38.5917 | 1
US_3A_PS_2016_EL | 3A | PS | EL | 5714 | DOE.determination2016 | SchoolPrimary | STD2016 | Atlanta | Zone3A | Zone3A(Atlanta) | DOE.determination2016_STD2016 | regular | US | 0.1032 | 0.99 | DOE.determination2016_SchoolPrimary_STD2016_Memphis.table.csv.gz | Primary School | Atlanta-Hartsfield Jackson Intl AP GA USA TMY3 WMO#=722190 | Electricity | 0 | 138505.5567 | 102447.223 | 7130.5556 | 317797.2248 | 0 | 65491.6672 | 375 | 0 | 0 | 25094.4446 | 7177.7778 | 17325.0001 | 0 | 686161.1166 | 0 | 681345.4499 | 4815.6667 | 4815.6667 | 0 | 14293.7734 | 10572.5534 | 735.8733 | 32796.6736 | 0 | 6758.7401 | 38.7 | 0 | 0 | 2589.7467 | 740.7467 | 1787.94 | 0 | 70811.8272 | 0 | 70314.8504 | 496.9768 | 496.9768 | 0 | 472.7152 | 349.6492 | 24.3364 | 1084.6321 | 0 | 223.521 | 1.2799 | 0 | 0 | 85.6466 | 24.4975 | 59.1297 | 0 | 2341.8466 | 0 | 2325.4109 | 16.4357 | 16.4357 | 4.7276 | 0.32905 | 14.8875 | 3.0222 | 0.017305 | 1.158 | 6.3916 | 0 | 0.33123 | 0 | 0.79949 | 31.4419 | 31.6641 | 31.6641 | 2
US_3B_PS_2013_EL | 3B | PS | EL | 3434 | DOE.determination2013 | SchoolPrimary | STD2013 | ElPaso | Zone3B | Zone3B(ElPaso) | DOE.determination2013_STD2013 | regular | US | 0.1032 | 0.99 | DOE.determination2013_SchoolPrimary_STD2013_ElPaso.table.csv.gz | Primary School | El Paso International Ap Ut TX USA TMY3 WMO#=722700 | Electricity | 0 | 144711.1123 | 199552.7794 | 12319.4445 | 317797.2248 | 0 | 65988.8894 | 486.1111 | 0 | 0 | 0 | 7175.0001 | 17286.1112 | 0 | 772041.6728 | 0 | 765317.6728 | 6724.0001 | 6724.0001 | 0 | 14934.1868 | 20593.8468 | 1271.3667 | 32796.6736 | 0 | 6810.0534 | 50.1667 | 0 | 0 | 0 | 740.46 | 1783.9267 | 0 | 79674.7006 | 0 | 78980.7838 | 693.9168 | 693.9168 | 0 | 493.8945 | 681.0674 | 42.0459 | 1084.6321 | 0 | 225.218 | 1.6591 | 0 | 0 | 0 | 24.4881 | 58.997 | 0 | 2634.9543 | 0 | 2612.0055 | 22.9488 | 22.9488 | 9.2087 | 0.5685 | 14.9756 | 3.0452 | 0.022432 | 0 | 6.678 | 0 | 0.3311 | 0 | 0.7977 | 35.3169 | 35.6272 | 35.6272 | 1
US_3B_PS_2016_EL | 3B | PS | EL | 5474 | DOE.determination2016 | SchoolPrimary | STD2016 | ElPaso | Zone3B | Zone3B(ElPaso) | DOE.determination2016_STD2016 | regular | US | 0.1032 | 0.99 | DOE.determination2016_SchoolPrimary_STD2016_ElPaso.table.csv.gz | Primary School | El Paso International Ap Ut TX USA TMY3 WMO#=722700 | Electricity | 0 | 137338.89 | 103577.7786 | 7086.1112 | 317797.2248 | 0 | 64597.2227 | 511.1111 | 0 | 0 | 0 | 7175.0001 | 17280.5557 | 0 | 660186.1164 | 0 | 655364.8941 | 4821.2223 | 4821.2223 | 0 | 14173.3734 | 10689.2268 | 731.2867 | 32796.6736 | 0 | 6666.4334 | 52.7467 | 0 | 0 | 0 | 740.46 | 1783.3533 | 0 | 68131.2072 | 0 | 67633.6571 | 497.5501 | 497.5501 | 0 | 468.7334 | 353.5077 | 24.1847 | 1084.6321 | 0 | 220.4683 | 1.7444 | 0 | 0 | 0 | 24.4881 | 58.978 | 0 | 2253.1947 | 0 | 2236.7401 | 16.4547 | 16.4547 | 4.7798 | 0.327 | 14.8878 | 2.981 | 0.023586 | 0 | 6.3377 | 0 | 0.3311 | 0 | 0.79744 | 30.243 | 30.4655 | 30.4654 | 2
US_3C_PS_2013_EL | 3C | PS | EL | 3974 | DOE.determination2013 | SchoolPrimary | STD2013 | SanDiego | Zone3C | Zone3C(SanDiego) | DOE.determination2013_STD2013 | regular | US | 0.1032 | 0.99 | DOE.determination2013_SchoolPrimary_STD2013_SanFrancisco.table.csv.gz | Primary School | San Diego-Brown Field Muni AP CA USA TMY3 WMO#=722904 | Electricity | 0 | 99583.3341 | 198750.0016 | 12338.889 | 317797.2248 | 0 | 63847.2227 | 200 | 0 | 0 | 0 | 7177.7778 | 17308.3335 | 0 | 723725.0058 | 0 | 717003.7835 | 6721.2223 | 6721.2223 | 0 | 10277.0001 | 20511.0002 | 1273.3733 | 32796.6736 | 0 | 6589.0334 | 20.64 | 0 | 0 | 0 | 740.7467 | 1786.22 | 0 | 74688.4206 | 0 | 73994.7905 | 693.6301 | 693.6301 | 0 | 339.8748 | 678.3276 | 42.1122 | 1084.6321 | 0 | 217.9086 | 0.68259 | 0 | 0 | 0 | 24.4975 | 59.0728 | 0 | 2470.051 | 0 | 2447.1117 | 22.9393 | 22.9393 | 9.1717 | 0.5694 | 14.9755 | 2.9463 | 0.0092294 | 0 | 4.5954 | 0 | 0.33123 | 0 | 0.79872 | 33.0874 | 33.3976 | 33.3975 | 1
US_3C_PS_2016_EL | 3C | PS | EL | 6014 | DOE.determination2016 | SchoolPrimary | STD2016 | SanDiego | Zone3C | Zone3C(SanDiego) | DOE.determination2016_STD2016 | regular | US | 0.1032 | 0.99 | DOE.determination2016_SchoolPrimary_STD2016_SanFrancisco.table.csv.gz | Primary School | San Diego-Brown Field Muni AP CA USA TMY3 WMO#=722904 | Electricity | 0 | 95402.7785 | 103280.5564 | 7091.6667 | 317797.2248 | 0 | 63872.2227 | 216.6667 | 0 | 0 | 0 | 7177.7778 | 17300.0001 | 0 | 616955.5605 | 0 | 612139.8938 | 4815.6667 | 4815.6667 | 0 | 9845.5667 | 10658.5534 | 731.86 | 32796.6736 | 0 | 6591.6134 | 22.36 | 0 | 0 | 0 | 740.7467 | 1785.36 | 0 | 63669.8138 | 0 | 63172.837 | 496.9768 | 496.9768 | 0 | 325.6067 | 352.4933 | 24.2036 | 1084.6321 | 0 | 217.9939 | 0.73948 | 0 | 0 | 0 | 24.4975 | 59.0444 | 0 | 2105.6502 | 0 | 2089.2145 | 16.4357 | 16.4357 | 4.7661 | 0.32726 | 14.8875 | 2.9475 | 0.0099985 | 0 | 4.4025 | 0 | 0.33123 | 0 | 0.79834 | 28.2483 | 28.4705 | 28.4705 | 2
US_4A_PS_2013_EL | 4A | PS | EL | 3134 | DOE.determination2013 | SchoolPrimary | STD2013 | NewYork | Zone4A | Zone4A(NewYork) | DOE.determination2013_STD2013 | regular | US | 0.1032 | 0.99 | DOE.determination2013_SchoolPrimary_STD2013_Baltimore.table.csv.gz | Primary School | New York-John F Kennedy Intl AP NY USA TMY3 WMO#=744860 | Electricity | 0 | 115827.7787 | 193330.5571 | 12344.4445 | 317797.2248 | 0 | 89291.6674 | 588.8889 | 0 | 0 | 24561.1113 | 7177.7778 | 17288.889 | 0 | 784930.5618 | 0 | 778209.3396 | 6721.2223 | 6721.2223 | 0 | 11953.4268 | 19951.7135 | 1273.9467 | 32796.6736 | 0 | 9214.9001 | 60.7733 | 0 | 0 | 2534.7067 | 740.7467 | 1784.2133 | 0 | 81004.834 | 0 | 80311.2038 | 693.6301 | 693.6301 | 0 | 395.3166 | 659.8312 | 42.1312 | 1084.6321 | 0 | 304.7497 | 2.0099 | 0 | 0 | 83.8263 | 24.4975 | 59.0064 | 0 | 2678.9437 | 0 | 2656.0044 | 22.9393 | 22.9393 | 8.9216 | 0.56966 | 14.9755 | 4.1205 | 0.027175 | 1.1334 | 5.3451 | 0 | 0.33123 | 0 | 0.79783 | 35.9118 | 36.222 | 36.222 | 1
US_4A_PS_2016_EL | 4A | PS | EL | 5174 | DOE.determination2016 | SchoolPrimary | STD2016 | NewYork | Zone4A | Zone4A(NewYork) | DOE.determination2016_STD2016 | regular | US | 0.1032 | 0.99 | DOE.determination2016_SchoolPrimary_STD2016_Baltimore.table.csv.gz | Primary School | New York-John F Kennedy Intl AP NY USA TMY3 WMO#=744860 | Electricity | 0 | 100047.223 | 99861.1119 | 7125.0001 | 317797.2248 | 0 | 64105.5561 | 666.6667 | 0 | 0 | 23238.8891 | 7177.7778 | 17288.889 | 0 | 642125.0051 | 0 | 637309.3384 | 4815.6667 | 4815.6667 | 0 | 10324.8734 | 10305.6667 | 735.3 | 32796.6736 | 0 | 6615.6934 | 68.8 | 0 | 0 | 2398.2534 | 740.7467 | 1784.2133 | 0 | 66267.3005 | 0 | 65770.3237 | 496.9768 | 496.9768 | 0 | 341.4581 | 340.8229 | 24.3174 | 1084.6321 | 0 | 218.7903 | 2.2753 | 0 | 0 | 79.3136 | 24.4975 | 59.0064 | 0 | 2191.5527 | 0 | 2175.117 | 16.4357 | 16.4357 | 4.6083 | 0.3288 | 14.8875 | 2.9583 | 0.030765 | 1.0724 | 4.6169 | 0 | 0.33123 | 0 | 0.79783 | 29.4098 | 29.632 | 29.6319 | 2
US_4B_PS_2013_EL | 4B | PS | EL | 3074 | DOE.determination2013 | SchoolPrimary | STD2013 | Albuquerque | Zone4B | Zone4B(Albuquerque) | DOE.determination2013_STD2013 | regular | US | 0.1032 | 0.99 | DOE.determination2013_SchoolPrimary_STD2013_Albuquerque.table.csv.gz | Primary School | Albuquerque Intl Sunport NM USA TMY3 WMO#=723650 | Electricity | 0 | 98161.1119 | 192069.446 | 12313.889 | 317797.2248 | 0 | 73283.3339 | 730.5556 | 0 | 0 | 0 | 7175.0001 | 17272.2224 | 0 | 725525.0058 | 0 | 718803.7835 | 6721.2223 | 6721.2223 | 0 | 10130.2267 | 19821.5668 | 1270.7933 | 32796.6736 | 0 | 7562.8401 | 75.3933 | 0 | 0 | 0 | 740.46 | 1782.4933 | 0 | 74874.1806 | 0 | 74180.5505 | 693.6301 | 693.6301 | 0 | 335.0208 | 655.5271 | 42.0269 | 1084.6321 | 0 | 250.1137 | 2.4934 | 0 | 0 | 0 | 24.4881 | 58.9496 | 0 | 2476.1944 | 0 | 2453.255 | 22.9393 | 22.9393 | 8.8634 | 0.56825 | 14.9755 | 3.3818 | 0.033713 | 0 | 4.5298 | 0 | 0.3311 | 0 | 0.79706 | 33.1705 | 33.4806 | 33.4806 | 1
US_4B_PS_2016_EL | 4B | PS | EL | 5114 | DOE.determination2016 | SchoolPrimary | STD2016 | Albuquerque | Zone4B | Zone4B(Albuquerque) | DOE.determination2016_STD2016 | regular | US | 0.1032 | 0.99 | DOE.determination2016_SchoolPrimary_STD2016_Albuquerque.table.csv.gz | Primary School | Albuquerque Intl Sunport NM USA TMY3 WMO#=723650 | Electricity | 0 | 93777.7785 | 99152.7786 | 7091.6667 | 317797.2248 | 0 | 70530.5561 | 786.1111 | 0 | 0 | 0 | 7175.0001 | 17266.6668 | 0 | 618397.2272 | 0 | 613578.7827 | 4818.4445 | 4818.4445 | 0 | 9677.8667 | 10232.5667 | 731.86 | 32796.6736 | 0 | 7278.7534 | 81.1267 | 0 | 0 | 0 | 740.46 | 1781.92 | 0 | 63818.5938 | 0 | 63321.3304 | 497.2635 | 497.2635 | 0 | 320.0607 | 338.4054 | 24.2036 | 1084.6321 | 0 | 240.7186 | 2.683 | 0 | 0 | 0 | 24.4881 | 58.9306 | 0 | 2110.5706 | 0 | 2094.1254 | 16.4452 | 16.4452 | 4.5756 | 0.32726 | 14.8877 | 3.2548 | 0.036276 | 0 | 4.3275 | 0 | 0.3311 | 0 | 0.7968 | 28.3147 | 28.537 | 28.537 | 2
US_4C_PS_2013_EL | 4C | PS | EL | 3914 | DOE.determination2013 | SchoolPrimary | STD2013 | Seattle | Zone4C | Zone4C(Seattle) | DOE.determination2013_STD2013 | regular | US | 0.1032 | 0.99 | DOE.determination2013_SchoolPrimary_STD2013_Salem.table.csv.gz | Primary School | Seattle Seattle Tacoma Intl A WA USA TMY3 WMO#=727930 | Electricity | 0 | 42080.5559 | 197583.3349 | 12341.6668 | 317797.2248 | 0 | 55513.8893 | 1300 | 0 | 0 | 0 | 7177.7778 | 17252.7779 | 0 | 657766.6719 | 0 | 651048.2274 | 6718.4445 | 6718.4445 | 0 | 4342.7134 | 20390.6002 | 1273.66 | 32796.6736 | 0 | 5729.0334 | 134.16 | 0 | 0 | 0 | 740.7467 | 1780.4867 | 0 | 67881.5205 | 0 | 67188.1771 | 693.3435 | 693.3435 | 0 | 143.6196 | 674.3458 | 42.1217 | 1084.6321 | 0 | 189.4672 | 4.4369 | 0 | 0 | 0 | 24.4975 | 58.8832 | 0 | 2244.9373 | 0 | 2222.0074 | 22.9298 | 22.9298 | 9.1178 | 0.56953 | 14.9754 | 2.5618 | 0.059991 | 0 | 1.9419 | 0 | 0.33123 | 0 | 0.79616 | 30.0438 | 30.3538 | 30.3538 | 1
US_4C_PS_2016_EL | 4C | PS | EL | 5954 | DOE.determination2016 | SchoolPrimary | STD2016 | Seattle | Zone4C | Zone4C(Seattle) | DOE.determination2016_STD2016 | regular | US | 0.1032 | 0.99 | DOE.determination2016_SchoolPrimary_STD2016_Salem.table.csv.gz | Primary School | Seattle Seattle Tacoma Intl A WA USA TMY3 WMO#=727930 | Electricity | 0 | 39013.8892 | 101413.8897 | 7158.3334 | 317797.2248 | 0 | 55147.2227 | 1366.6667 | 0 | 0 | 0 | 7177.7778 | 17250.0001 | 0 | 551138.8933 | 0 | 546326.0044 | 4812.8889 | 4812.8889 | 0 | 4026.2334 | 10465.9134 | 738.74 | 32796.6736 | 0 | 5691.1934 | 141.04 | 0 | 0 | 0 | 740.7467 | 1780.2 | 0 | 56877.5338 | 0 | 56380.8437 | 496.6901 | 496.6901 | 0 | 133.1532 | 346.1225 | 24.4312 | 1084.6321 | 0 | 188.2158 | 4.6644 | 0 | 0 | 0 | 24.4975 | 58.8737 | 0 | 1881.02 | 0 | 1864.5937 | 16.4262 | 16.4262 | 4.6799 | 0.33033 | 14.8874 | 2.5449 | 0.063067 | 0 | 1.8004 | 0 | 0.33123 | 0 | 0.79603 | 25.2112 | 25.4333 | 25.4332 | 2
US_5A_PS_2013_EL | 5A | PS | EL | 3314 | DOE.determination2013 | SchoolPrimary | STD2013 | Buffalo | Zone5A | Zone5A(Buffalo) | DOE.determination2013_STD2013 | regular | US | 0.1032 | 0.99 | DOE.determination2013_SchoolPrimary_STD2013_Chicago.table.csv.gz | Primary School | Buffalo Niagara Intl AP NY USA TMY3 WMO#=725280 | Electricity | 0 | 79002.7784 | 194105.5571 | 12322.2223 | 317797.2248 | 0 | 89316.6674 | 711.1111 | 0 | 0 | 24791.6669 | 7177.7778 | 17258.3335 | 0 | 749205.5615 | 0 | 742484.3393 | 6721.2223 | 6721.2223 | 0 | 8153.0867 | 20031.6935 | 1271.6533 | 32796.6736 | 0 | 9217.4801 | 73.3867 | 0 | 0 | 2558.5 | 740.7467 | 1781.06 | 0 | 77318.014 | 0 | 76624.3838 | 693.6301 | 693.6301 | 0 | 269.634 | 662.4762 | 42.0554 | 1084.6321 | 0 | 304.835 | 2.427 | 0 | 0 | 84.6132 | 24.4975 | 58.9022 | 0 | 2557.0154 | 0 | 2534.076 | 22.9393 | 22.9393 | 8.9573 | 0.56863 | 14.9755 | 4.1217 | 0.032815 | 1.1441 | 3.6457 | 0 | 0.33123 | 0 | 0.79642 | 34.2633 | 34.5734 | 34.5734 | 1
US_5A_PS_2016_EL | 5A | PS | EL | 5354 | DOE.determination2016 | SchoolPrimary | STD2016 | Buffalo | Zone5A | Zone5A(Buffalo) | DOE.determination2016_STD2016 | regular | US | 0.1032 | 0.99 | DOE.determination2016_SchoolPrimary_STD2016_Chicago.table.csv.gz | Primary School | Buffalo Niagara Intl AP NY USA TMY3 WMO#=725280 | Electricity | 0 | 62586.1116 | 99244.4452 | 7125.0001 | 317797.2248 | 0 | 61152.7783 | 1061.1111 | 0 | 0 | 22125.0002 | 7177.7778 | 17252.7779 | 0 | 600341.6715 | 0 | 595523.227 | 4818.4445 | 4818.4445 | 0 | 6458.8867 | 10242.0267 | 735.3 | 32796.6736 | 0 | 6310.9667 | 109.5067 | 0 | 0 | 2283.3 | 740.7467 | 1780.4867 | 0 | 61955.2605 | 0 | 61457.997 | 497.2635 | 497.2635 | 0 | 213.6045 | 338.7182 | 24.3174 | 1084.6321 | 0 | 208.7125 | 3.6215 | 0 | 0 | 75.5119 | 24.4975 | 58.8832 | 0 | 2048.9475 | 0 | 2032.5023 | 16.4452 | 16.4452 | 4.5798 | 0.3288 | 14.8877 | 2.822 | 0.048967 | 1.021 | 2.8881 | 0 | 0.33123 | 0 | 0.79616 | 27.4815 | 27.7038 | 27.7038 | 2
US_5B_PS_2013_EL | 5B | PS | EL | 3194 | DOE.determination2013 | SchoolPrimary | STD2013 | Denver | Zone5B | Zone5B(Denver) | DOE.determination2013_STD2013 | regular | US | 0.1032 | 0.99 | DOE.determination2013_SchoolPrimary_STD2013_Boise.table.csv.gz | Primary School | Denver-Aurora-Buckley AFB CO USA TMY3 WMO#=724695 | Electricity | 0 | 74861.1117 | 192925.0015 | 12336.1112 | 317797.2248 | 0 | 69158.3339 | 1286.1111 | 0 | 0 | 0 | 7177.7778 | 17250.0001 | 0 | 699513.8945 | 0 | 692792.6722 | 6721.2223 | 6721.2223 | 0 | 7725.6667 | 19909.8602 | 1273.0867 | 32796.6736 | 0 | 7137.1401 | 132.7267 | 0 | 0 | 0 | 740.7467 | 1780.2 | 0 | 72189.8339 | 0 | 71496.2038 | 693.6301 | 693.6301 | 0 | 255.4987 | 658.447 | 42.1028 | 1084.6321 | 0 | 236.0352 | 4.3895 | 0 | 0 | 0 | 24.4975 | 58.8737 | 0 | 2387.4192 | 0 | 2364.4799 | 22.9393 | 22.9393 | 8.9029 | 0.56927 | 14.9755 | 3.1914 | 0.05935 | 0 | 3.4546 | 0 | 0.33123 | 0 | 0.79603 | 31.9701 | 32.2803 | 32.2803 | 1
US_5B_PS_2016_EL | 5B | PS | EL | 5234 | DOE.determination2016 | SchoolPrimary | STD2016 | Denver | Zone5B | Zone5B(Denver) | DOE.determination2016_STD2016 | regular | US | 0.1032 | 0.99 | DOE.determination2016_SchoolPrimary_STD2016_Boise.table.csv.gz | Primary School | Denver-Aurora-Buckley AFB CO USA TMY3 WMO#=724695 | Electricity | 0 | 68297.2228 | 99391.6675 | 7116.6667 | 317797.2248 | 0 | 64825.0005 | 1383.3333 | 0 | 0 | 0 | 7177.7778 | 17244.4446 | 0 | 588052.7825 | 0 | 583234.338 | 4818.4445 | 4818.4445 | 0 | 7048.2734 | 10257.2201 | 734.44 | 32796.6736 | 0 | 6689.9401 | 142.76 | 0 | 0 | 0 | 740.7467 | 1779.6267 | 0 | 60687.0472 | 0 | 60189.7837 | 497.2635 | 497.2635 | 0 | 233.0963 | 339.2207 | 24.289 | 1084.6321 | 0 | 221.2457 | 4.7213 | 0 | 0 | 0 | 24.4975 | 58.8548 | 0 | 2007.0059 | 0 | 1990.5607 | 16.4452 | 16.4452 | 4.5866 | 0.32841 | 14.8877 | 2.9915 | 0.063836 | 0 | 3.1517 | 0 | 0.33123 | 0 | 0.79578 | 26.9144 | 27.1367 | 27.1367 | 2
US_5C_PS_2013_EL | 5C | PS | EL | 4034 | DOE.determination2013 | SchoolPrimary | STD2013 | PortAngeles | Zone5C | Zone5C(PortAngeles) | DOE.determination2013_STD2013 | regular | US | 0.1032 | 0.99 | DOE.determination2013_SchoolPrimary_STD2013_Vancouver.table.csv.gz | Primary School | William R Fairchild WA USA TMY3 WMO#=727885 | Electricity | 0 | 41763.8892 | 196055.5571 | 12333.3334 | 317797.2248 | 0 | 93550.0007 | 688.8889 | 0 | 0 | 22758.3335 | 7177.7778 | 17241.6668 | 0 | 716091.6724 | 0 | 709367.6723 | 6724.0001 | 6724.0001 | 0 | 4310.0334 | 20232.9335 | 1272.8 | 32796.6736 | 0 | 9654.3601 | 71.0933 | 0 | 0 | 2348.66 | 740.7467 | 1779.34 | 0 | 73900.6606 | 0 | 73206.7438 | 693.9168 | 693.9168 | 0 | 142.5389 | 669.1315 | 42.0933 | 1084.6321 | 0 | 319.2833 | 2.3512 | 0 | 0 | 77.6735 | 24.4975 | 58.8453 | 0 | 2443.9987 | 0 | 2421.0499 | 22.9488 | 22.9488 | 9.0473 | 0.56914 | 14.9756 | 4.317 | 0.03179 | 1.0502 | 1.9273 | 0 | 0.33123 | 0 | 0.79565 | 32.735 | 33.0453 | 33.0453 | 1
US_5C_PS_2016_EL | 5C | PS | EL | 6074 | DOE.determination2016 | SchoolPrimary | STD2016 | PortAngeles | Zone5C | Zone5C(PortAngeles) | DOE.determination2016_STD2016 | regular | US | 0.1032 | 0.99 | DOE.determination2016_SchoolPrimary_STD2016_Vancouver.table.csv.gz | Primary School | William R Fairchild WA USA TMY3 WMO#=727885 | Electricity | 0 | 31127.778 | 100586.1119 | 7158.3334 | 317797.2248 | 0 | 56436.1116 | 716.6667 | 0 | 0 | 20352.7779 | 7177.7778 | 17238.889 | 0 | 563408.3378 | 0 | 558592.6711 | 4815.6667 | 4815.6667 | 0 | 3212.3867 | 10380.4867 | 738.74 | 32796.6736 | 0 | 5824.2067 | 73.96 | 0 | 0 | 2100.4067 | 740.7467 | 1779.0533 | 0 | 58143.7405 | 0 | 57646.7637 | 496.9768 | 496.9768 | 0 | 106.2381 | 343.2973 | 24.4312 | 1084.6321 | 0 | 192.6147 | 2.446 | 0 | 0 | 69.4634 | 24.4975 | 58.8358 | 0 | 1922.8952 | 0 | 1906.4595 | 16.4357 | 16.4357 | 4.6417 | 0.33033 | 14.8875 | 2.6043 | 0.033072 | 0.93921 | 1.4364 | 0 | 0.33123 | 0 | 0.79552 | 25.7772 | 25.9995 | 25.9994 | 2
US_6A_PS_2013_EL | 6A | PS | EL | 3254 | DOE.determination2013 | SchoolPrimary | STD2013 | Rochester | Zone6A | Zone6A(Rochester) | DOE.determination2013_STD2013 | regular | US | 0.1032 | 0.99 | DOE.determination2013_SchoolPrimary_STD2013_Burlington.table.csv.gz | Primary School | Rochester International Arpt MN USA TMY3 WMO#=726440 | Electricity | 0 | 84544.4451 | 194361.1127 | 12330.5557 | 317797.2248 | 0 | 93719.4452 | 1291.6667 | 0 | 0 | 25736.1113 | 7177.7778 | 17244.4446 | 0 | 760925.0061 | 0 | 754203.7838 | 6721.2223 | 6721.2223 | 0 | 8724.9867 | 20058.0668 | 1272.5133 | 32796.6736 | 0 | 9671.8467 | 133.3 | 0 | 0 | 2655.9667 | 740.7467 | 1779.6267 | 0 | 78527.4606 | 0 | 77833.8305 | 693.6301 | 693.6301 | 0 | 288.5476 | 663.3485 | 42.0838 | 1084.6321 | 0 | 319.8616 | 4.4084 | 0 | 0 | 87.8366 | 24.4975 | 58.8548 | 0 | 2597.0135 | 0 | 2574.0741 | 22.9393 | 22.9393 | 8.9691 | 0.56902 | 14.9755 | 4.3248 | 0.059606 | 1.1876 | 3.9015 | 0 | 0.33123 | 0 | 0.79578 | 34.8041 | 35.1142 | 35.1142 | 1
US_6A_PS_2016_EL | 6A | PS | EL | 5294 | DOE.determination2016 | SchoolPrimary | STD2016 | Rochester | Zone6A | Zone6A(Rochester) | DOE.determination2016_STD2016 | regular | US | 0.1032 | 0.99 | DOE.determination2016_SchoolPrimary_STD2016_Burlington.table.csv.gz | Primary School | Rochester International Arpt MN USA TMY3 WMO#=726440 | Electricity | 0 | 68586.1117 | 97722.223 | 7133.3334 | 317797.2248 | 0 | 61530.556 | 1536.1111 | 0 | 0 | 23244.4446 | 7177.7778 | 17244.4446 | 0 | 606788.8937 | 0 | 601973.227 | 4815.6667 | 4815.6667 | 0 | 7078.0867 | 10084.9334 | 736.16 | 32796.6736 | 0 | 6349.9534 | 158.5267 | 0 | 0 | 2398.8267 | 740.7467 | 1779.6267 | 0 | 62620.6138 | 0 | 62123.637 | 496.9768 | 496.9768 | 0 | 234.0823 | 333.5229 | 24.3458 | 1084.6321 | 0 | 210.0019 | 5.2427 | 0 | 0 | 79.3326 | 24.4975 | 58.8548 | 0 | 2070.9517 | 0 | 2054.516 | 16.4357 | 16.4357 | 4.5096 | 0.32918 | 14.8875 | 2.8394 | 0.070887 | 1.0727 | 3.165 | 0 | 0.33123 | 0 | 0.79578 | 27.7791 | 28.0013 | 28.0013 | 2
US_6B_PS_2013_EL | 6B | PS | EL | 3554 | DOE.determination2013 | SchoolPrimary | STD2013 | Great_Falls | Zone6B | Zone6B(Great_Falls) | DOE.determination2013_STD2013 | regular | US | 0.1032 | 0.99 | DOE.determination2013_SchoolPrimary_STD2013_Helena.table.csv.gz | Primary School | Great Falls Intl Arpt MT USA TMY3 WMO#=727750 | Electricity | 0 | 63069.4449 | 194538.8904 | 12316.6668 | 317797.2248 | 0 | 98755.5563 | 1369.4445 | 0 | 0 | 28505.5558 | 7177.7778 | 17225.0001 | 0 | 747475.006 | 0 | 740756.5615 | 6718.4445 | 6718.4445 | 0 | 6508.7667 | 20076.4135 | 1271.08 | 32796.6736 | 0 | 10191.5734 | 141.3267 | 0 | 0 | 2941.7734 | 740.7467 | 1777.62 | 0 | 77139.4206 | 0 | 76446.0771 | 693.3435 | 693.3435 | 0 | 215.2541 | 663.9552 | 42.0364 | 1084.6321 | 0 | 337.0497 | 4.6739 | 0 | 0 | 97.2886 | 24.4975 | 58.7884 | 0 | 2551.109 | 0 | 2528.1792 | 22.9298 | 22.9298 | 8.9773 | 0.56837 | 14.9754 | 4.5572 | 0.063195 | 1.3154 | 2.9105 | 0 | 0.33123 | 0 | 0.79488 | 34.1835 | 34.4936 | 34.4935 | 1
US_6B_PS_2016_EL | 6B | PS | EL | 5594 | DOE.determination2016 | SchoolPrimary | STD2016 | Great_Falls | Zone6B | Zone6B(Great_Falls) | DOE.determination2016_STD2016 | regular | US | 0.1032 | 0.99 | DOE.determination2016_SchoolPrimary_STD2016_Helena.table.csv.gz | Primary School | Great Falls Intl Arpt MT USA TMY3 WMO#=727750 | Electricity | 0 | 47850.0004 | 97219.4452 | 7144.4445 | 317797.2248 | 0 | 60669.4449 | 897.2222 | 0 | 0 | 25155.5558 | 7177.7778 | 17219.4446 | 0 | 585947.2269 | 0 | 581131.5602 | 4815.6667 | 4815.6667 | 0 | 4938.12 | 10033.0467 | 737.3067 | 32796.6736 | 0 | 6261.0867 | 92.5933 | 0 | 0 | 2596.0534 | 740.7467 | 1777.0467 | 0 | 60469.7538 | 0 | 59972.777 | 496.9768 | 496.9768 | 0 | 163.3106 | 331.807 | 24.3838 | 1084.6321 | 0 | 207.0629 | 3.0622 | 0 | 0 | 85.8551 | 24.4975 | 58.7694 | 0 | 1999.8197 | 0 | 1983.384 | 16.4357 | 16.4357 | 4.4864 | 0.32969 | 14.8875 | 2.7997 | 0.041404 | 1.1608 | 2.2081 | 0 | 0.33123 | 0 | 0.79462 | 26.8173 | 27.0396 | 27.0395 | 2
US_7_PS_2013_EL | 7 | PS | EL | 3374 | DOE.determination2013 | SchoolPrimary | STD2013 | InternationalFalls | Zone7 | Zone7(InternationalFalls) | DOE.determination2013_STD2013 | regular | US | 0.1032 | 0.99 | DOE.determination2013_SchoolPrimary_STD2013_Duluth.table.csv.gz | Primary School | International Falls Intl Ap MN USA TMY3 WMO#=727470 | Electricity | 0 | 69841.6672 | 188058.3348 | 12336.1112 | 317797.2248 | 0 | 95480.5563 | 1588.8889 | 0 | 0 | 26355.5558 | 7177.7778 | 17216.6668 | 0 | 742572.2282 | 0 | 735853.7837 | 6718.4445 | 6718.4445 | 0 | 7207.6601 | 19407.6202 | 1273.0867 | 32796.6736 | 0 | 9853.5934 | 163.9733 | 0 | 0 | 2719.8934 | 740.7467 | 1776.76 | 0 | 76633.4539 | 0 | 75940.1105 | 693.3435 | 693.3435 | 0 | 238.3674 | 641.8373 | 42.1028 | 1084.6321 | 0 | 325.8722 | 5.4228 | 0 | 0 | 89.9507 | 24.4975 | 58.76 | 0 | 2534.376 | 0 | 2511.4462 | 22.9298 | 22.9298 | 8.6783 | 0.56927 | 14.9754 | 4.4061 | 0.073322 | 1.2162 | 3.223 | 0 | 0.33123 | 0 | 0.79449 | 33.9573 | 34.2673 | 34.2673 | 1
US_7_PS_2016_EL | 7 | PS | EL | 5414 | DOE.determination2016 | SchoolPrimary | STD2016 | InternationalFalls | Zone7 | Zone7(InternationalFalls) | DOE.determination2016_STD2016 | regular | US | 0.1032 | 0.99 | DOE.determination2016_SchoolPrimary_STD2016_Duluth.table.csv.gz | Primary School | International Falls Intl Ap MN USA TMY3 WMO#=727470 | Electricity | 0 | 55541.6671 | 96652.7786 | 7161.1112 | 317797.2248 | 0 | 61150.0005 | 277.7778 | 0 | 0 | 23511.1113 | 7177.7778 | 17213.889 | 0 | 591302.7825 | 0 | 586484.338 | 4818.4445 | 4818.4445 | 0 | 5731.9 | 9974.5667 | 739.0267 | 32796.6736 | 0 | 6310.6801 | 28.6667 | 0 | 0 | 2426.3467 | 740.7467 | 1776.4733 | 0 | 61022.4472 | 0 | 60525.1837 | 497.2635 | 497.2635 | 0 | 189.562 | 329.8729 | 24.4407 | 1084.6321 | 0 | 208.7031 | 0.94805 | 0 | 0 | 80.2427 | 24.4975 | 58.7505 | 0 | 2018.0981 | 0 | 2001.6529 | 16.4452 | 16.4452 | 4.4602 | 0.33046 | 14.8877 | 2.8219 | 0.012819 | 1.085 | 2.5631 | 0 | 0.33123 | 0 | 0.79437 | 27.0644 | 27.2867 | 27.2867 | 2
US_8_PS_2013_EL | 8 | PS | EL | 3494 | DOE.determination2013 | SchoolPrimary | STD2013 | FairBanks | Zone8 | Zone8(FairBanks) | DOE.determination2013_STD2013 | regular | US | 0.1032 | 0.99 | DOE.determination2013_SchoolPrimary_STD2013_Fairbanks.table.csv.gz | Primary School | Fairbanks Intl Arpt AK USA TMY3 WMO#=702610 | Electricity | 0 | 35286.1114 | 198061.1127 | 12413.889 | 317797.2248 | 0 | 99619.4452 | 2933.3334 | 0 | 0 | 27633.3336 | 7180.5556 | 17138.889 | 0 | 724788.8947 | 0 | 718064.8946 | 6724.0001 | 6724.0001 | 0 | 3641.5267 | 20439.9068 | 1281.1133 | 32796.6736 | 0 | 10280.7267 | 302.72 | 0 | 0 | 2851.76 | 741.0333 | 1768.7333 | 0 | 74798.2139 | 0 | 74104.2971 | 693.9168 | 693.9168 | 0 | 120.4304 | 675.9764 | 42.3682 | 1084.6321 | 0 | 339.9981 | 10.0114 | 0 | 0 | 94.3117 | 24.507 | 58.4945 | 0 | 2473.682 | 0 | 2450.7332 | 22.9488 | 22.9488 | 9.1399 | 0.57286 | 14.9756 | 4.5971 | 0.13536 | 1.2752 | 1.6283 | 0 | 0.33136 | 0 | 0.7909 | 33.1364 | 33.4467 | 33.4466 | 1
US_8_PS_2016_EL | 8 | PS | EL | 5534 | DOE.determination2016 | SchoolPrimary | STD2016 | FairBanks | Zone8 | Zone8(FairBanks) | DOE.determination2016_STD2016 | regular | US | 0.1032 | 0.99 | DOE.determination2016_SchoolPrimary_STD2016_Fairbanks.table.csv.gz | Primary School | Fairbanks Intl Arpt AK USA TMY3 WMO#=702610 | Electricity | 0 | 27244.4447 | 103561.1119 | 7394.4445 | 317797.2248 | 0 | 56716.6671 | 697.2222 | 0 | 0 | 25594.4446 | 7180.5556 | 17144.4446 | 0 | 568147.2268 | 0 | 563331.5601 | 4815.6667 | 4815.6667 | 0 | 2811.6267 | 10687.5068 | 763.1067 | 32796.6736 | 0 | 5853.16 | 71.9533 | 0 | 0 | 2641.3467 | 741.0333 | 1769.3067 | 0 | 58632.7938 | 0 | 58135.817 | 496.9768 | 496.9768 | 0 | 92.9844 | 353.4509 | 25.237 | 1084.6321 | 0 | 193.5722 | 2.3796 | 0 | 0 | 87.353 | 24.507 | 58.5135 | 0 | 1939.0689 | 0 | 1922.6332 | 16.4357 | 16.4357 | 4.779 | 0.34123 | 14.8875 | 2.6173 | 0.032175 | 1.1811 | 1.2572 | 0 | 0.33136 | 0 | 0.79116 | 25.9959 | 26.2182 | 26.2181 | 2
US_1A_RS_2013_EL | 1A | RS | EL | 3733 | DOE.determination2013 | RetailStandalone | STD2013 | Honolulu | Zone1A | Zone1A(Honolulu) | DOE.determination2013_STD2013 | regular | US | 0.1032 | 0.99 | DOE.determination2013_RetailStandalone_STD2013_Miami.table.csv.gz | Stand-alone Retail | Honolulu Intl Arpt HI USA TMY3 WMO#=911820 | Electricity | 0 | 105994.4453 | 99391.6675 | 16772.2224 | 53972.2227 | 0 | 37858.3336 | 0 | 0 | 0 | 7422.2223 | 0 | 0 | 0 | 321411.1137 | 0 | 321412.1137 | -1 | -1 | 0 | 10938.6268 | 10257.2201 | 1730.8933 | 5569.9334 | 0 | 3906.98 | 0 | 0 | 0 | 765.9733 | 0 | 0 | 0 | 33169.6269 | 0 | 33169.7301 | -0.1032 | -0.1032 | 0 | 361.7558 | 339.2207 | 57.2431 | 184.2055 | 0 | 129.2093 | 0 | 0 | 0 | 25.3318 | 0 | 0 | 0 | 1096.9662 | 0 | 1096.9696 | -0.003413 | -0.003413 | 13.7381 | 2.3183 | 7.46 | 5.2328 | 0 | 1.0259 | 14.6507 | 0 | 0 | 0 | 0 | 44.4261 | 44.426 | 44.4258 | 1
US_1A_RS_2016_EL | 1A | RS | EL | 5773 | DOE.determination2016 | RetailStandalone | STD2016 | Honolulu | Zone1A | Zone1A(Honolulu) | DOE.determination2016_STD2016 | regular | US | 0.1032 | 0.99 | DOE.determination2016_RetailStandalone_STD2016_Miami.table.csv.gz | Stand-alone Retail | Honolulu Intl Arpt HI USA TMY3 WMO#=911820 | Electricity | 0 | 101655.5564 | 80994.4451 | 10702.7779 | 53972.2227 | 0 | 36250.0003 | 0 | 0 | 0 | 7422.2223 | 0 | 0 | 0 | 290997.2246 | 0 | 290998.2246 | -1 | -1 | 0 | 10490.8534 | 8358.6267 | 1104.5267 | 5569.9334 | 0 | 3741 | 0 | 0 | 0 | 765.9733 | 0 | 0 | 0 | 30030.9136 | 0 | 30031.0168 | -0.1032 | -0.1032 | 0 | 346.9473 | 276.4315 | 36.5282 | 184.2055 | 0 | 123.7201 | 0 | 0 | 0 | 25.3318 | 0 | 0 | 0 | 993.1645 | 0 | 993.1679 | -0.003413 | -0.003413 | 11.1952 | 1.4794 | 7.46 | 5.0105 | 0 | 1.0259 | 14.051 | 0 | 0 | 0 | 0 | 40.2223 | 40.2221 | 40.222 | 2
US_1B_RS_2013_EL | 1B | RS | EL | 3853 | DOE.determination2013 | RetailStandalone | STD2013 | NewDelhi | Zone1B | Zone1B(NewDelhi) | DOE.determination2013_STD2013 | regular | US | 0.1032 | 0.99 | DOE.determination2013_RetailStandalone_STD2013_Riyadh.table.csv.gz | Stand-alone Retail | New Delhi-Safdarjung AP Delhi IND IWEC2 WMO#=421820 | Electricity | 0 | 129202.7788 | 98411.1119 | 16747.2224 | 53972.2227 | 0 | 45175.0004 | 0 | 0 | 0 | 0 | 0 | 0 | 0 | 343505.5583 | 0 | 343509.3361 | -3.7778 | -3.7778 | 0 | 13333.7268 | 10156.0267 | 1728.3133 | 5569.9334 | 0 | 4662.06 | 0 | 0 | 0 | 0 | 0 | 0 | 0 | 35449.7736 | 0 | 35450.1635 | -0.38987 | -0.38987 | 0 | 440.9651 | 335.8741 | 57.1578 | 184.2055 | 0 | 154.1809 | 0 | 0 | 0 | 0 | 0 | 0 | 0 | 1172.3738 | 0 | 1172.3867 | -0.012893 | -0.012893 | 13.6025 | 2.3148 | 7.4596 | 6.2442 | 0 | 0 | 17.8586 | 0 | 0 | 0 | 0 | 47.4804 | 47.4799 | 47.4798 | 1
US_1B_RS_2016_EL | 1B | RS | EL | 5893 | DOE.determination2016 | RetailStandalone | STD2016 | NewDelhi | Zone1B | Zone1B(NewDelhi) | DOE.determination2016_STD2016 | regular | US | 0.1032 | 0.99 | DOE.determination2016_RetailStandalone_STD2016_Riyadh.table.csv.gz | Stand-alone Retail | New Delhi-Safdarjung AP Delhi IND IWEC2 WMO#=421820 | Electricity | 0 | 125497.2232 | 80158.334 | 10686.1112 | 53972.2227 | 0 | 45447.2226 | 0 | 0 | 0 | 0 | 0 | 0 | 0 | 315758.3359 | 0 | 315762.1136 | -3.7778 | -3.7778 | 0 | 12951.3134 | 8272.3401 | 1102.8067 | 5569.9334 | 0 | 4690.1534 | 0 | 0 | 0 | 0 | 0 | 0 | 0 | 32586.2603 | 0 | 32586.6501 | -0.38987 | -0.38987 | 0 | 428.3181 | 273.5779 | 36.4714 | 184.2055 | 0 | 155.11 | 0 | 0 | 0 | 0 | 0 | 0 | 0 | 1077.6734 | 0 | 1077.6863 | -0.012893 | -0.012893 | 11.0796 | 1.4771 | 7.4596 | 6.2818 | 0 | 0 | 17.3464 | 0 | 0 | 0 | 0 | 43.6452 | 43.6446 | 43.6445 | 2
US_2A_RS_2013_EL | 2A | RS | EL | 3613 | DOE.determination2013 | RetailStandalone | STD2013 | Tampa | Zone2A | Zone2A(Tampa) | DOE.determination2013_STD2013 | regular | US | 0.1032 | 0.99 | DOE.determination2013_RetailStandalone_STD2013_Houston.table.csv.gz | Stand-alone Retail | Tampa-MacDill AFB FL USA TMY3 WMO#=747880 | Electricity | 0 | 77086.1117 | 99397.223 | 16738.889 | 53972.2227 | 0 | 55052.7782 | 0 | 0 | 0 | 5844.4445 | 0 | 0 | 0 | 308088.8914 | 0 | 308092.6691 | -3.7778 | -3.7778 | 0 | 7955.2867 | 10257.7934 | 1727.4533 | 5569.9334 | 0 | 5681.4467 | 0 | 0 | 0 | 603.1467 | 0 | 0 | 0 | 31794.7736 | 0 | 31795.1635 | -0.38987 | -0.38987 | 0 | 263.0925 | 339.2396 | 57.1293 | 184.2055 | 0 | 187.8934 | 0 | 0 | 0 | 19.9469 | 0 | 0 | 0 | 1051.4978 | 0 | 1051.5107 | -0.012893 | -0.012893 | 13.7388 | 2.3137 | 7.4596 | 7.6095 | 0 | 0.80783 | 10.655 | 0 | 0 | 0 | 0 | 42.5851 | 42.5846 | 42.5844 | 1
US_2A_RS_2016_EL | 2A | RS | EL | 5653 | DOE.determination2016 | RetailStandalone | STD2016 | Tampa | Zone2A | Zone2A(Tampa) | DOE.determination2016_STD2016 | regular | US | 0.1032 | 0.99 | DOE.determination2016_RetailStandalone_STD2016_Houston.table.csv.gz | Stand-alone Retail | Tampa-MacDill AFB FL USA TMY3 WMO#=747880 | Electricity | 0 | 73205.5561 | 80991.6673 | 10680.5556 | 53972.2227 | 0 | 51986.1115 | 0 | 0 | 0 | 5911.1112 | 0 | 0 | 0 | 276744.4467 | 0 | 276748.2244 | -3.7778 | -3.7778 | 0 | 7554.8134 | 8358.3401 | 1102.2333 | 5569.9334 | 0 | 5364.9667 | 0 | 0 | 0 | 610.0267 | 0 | 0 | 0 | 28560.0269 | 0 | 28560.4168 | -0.38987 | -0.38987 | 0 | 249.8483 | 276.422 | 36.4524 | 184.2055 | 0 | 177.427 | 0 | 0 | 0 | 20.1744 | 0 | 0 | 0 | 944.5202 | 0 | 944.5331 | -0.012893 | -0.012893 | 11.1948 | 1.4763 | 7.4596 | 7.1856 | 0 | 0.81704 | 10.1186 | 0 | 0 | 0 | 0 | 38.2526 | 38.2521 | 38.2519 | 2
US_2B_RS_2013_EL | 2B | RS | EL | 3793 | DOE.determination2013 | RetailStandalone | STD2013 | Tucson | Zone2B | Zone2B(Tucson) | DOE.determination2013_STD2013 | regular | US | 0.1032 | 0.99 | DOE.determination2013_RetailStandalone_STD2013_Phoenix.table.csv.gz | Stand-alone Retail | Tucson-Davis Monthan AFB AZ USA TMY3 WMO#=722745 | Electricity | 0 | 70980.5561 | 103527.7786 | 16752.7779 | 53972.2227 | 0 | 66194.445 | 0 | 0 | 0 | 0 | 0 | 0 | 0 | 311430.558 | 0 | 311428.7803 | 1.7778 | 1.7778 | 0 | 7325.1934 | 10684.0668 | 1728.8867 | 5569.9334 | 0 | 6831.2667 | 0 | 0 | 0 | 0 | 0 | 0 | 0 | 32139.6336 | 0 | 32139.4501 | 0.18347 | 0.18347 | 0 | 242.2544 | 353.3371 | 57.1767 | 184.2055 | 0 | 225.9196 | 0 | 0 | 0 | 0 | 0 | 0 | 0 | 1062.9028 | 0 | 1062.8968 | 0.0060675 | 0.0060675 | 14.3098 | 2.3156 | 7.4604 | 9.1495 | 0 | 0 | 9.811 | 0 | 0 | 0 | 0 | 43.0462 | 43.0464 | 43.0463 | 1
US_2B_RS_2016_EL | 2B | RS | EL | 5833 | DOE.determination2016 | RetailStandalone | STD2016 | Tucson | Zone2B | Zone2B(Tucson) | DOE.determination2016_STD2016 | regular | US | 0.1032 | 0.99 | DOE.determination2016_RetailStandalone_STD2016_Phoenix.table.csv.gz | Stand-alone Retail | Tucson-Davis Monthan AFB AZ USA TMY3 WMO#=722745 | Electricity | 0 | 67750.0005 | 84488.8896 | 10691.6668 | 53972.2227 | 0 | 62497.2227 | 0 | 0 | 0 | 0 | 0 | 0 | 0 | 279400.0022 | 0 | 279401.0022 | -1 | -1 | 0 | 6991.8001 | 8719.2534 | 1103.38 | 5569.9334 | 0 | 6449.7134 | 0 | 0 | 0 | 0 | 0 | 0 | 0 | 28834.0802 | 0 | 28834.1834 | -0.1032 | -0.1032 | 0 | 231.2287 | 288.358 | 36.4903 | 184.2055 | 0 | 213.3011 | 0 | 0 | 0 | 0 | 0 | 0 | 0 | 953.5835 | 0 | 953.587 | -0.003413 | -0.003413 | 11.6782 | 1.4778 | 7.46 | 8.6385 | 0 | 0 | 9.3645 | 0 | 0 | 0 | 0 | 38.6193 | 38.6191 | 38.619 | 2
US_3A_RS_2013_EL | 3A | RS | EL | 3673 | DOE.determination2013 | RetailStandalone | STD2013 | Atlanta | Zone3A | Zone3A(Atlanta) | DOE.determination2013_STD2013 | regular | US | 0.1032 | 0.99 | DOE.determination2013_RetailStandalone_STD2013_Memphis.table.csv.gz | Stand-alone Retail | Atlanta-Hartsfield Jackson Intl AP GA USA TMY3 WMO#=722190 | Electricity | 0 | 46822.2226 | 99705.5564 | 16750.0001 | 53972.2227 | 0 | 49588.8893 | 0 | 0 | 0 | 5475 | 0 | 0 | 0 | 272313.8911 | 0 | 272314.8911 | -1 | -1 | 0 | 4832.0534 | 10289.6134 | 1728.6 | 5569.9334 | 0 | 5117.5734 | 0 | 0 | 0 | 565.02 | 0 | 0 | 0 | 28102.7936 | 0 | 28102.8968 | -0.1032 | -0.1032 | 0 | 159.8028 | 340.292 | 57.1672 | 184.2055 | 0 | 169.2453 | 0 | 0 | 0 | 18.686 | 0 | 0 | 0 | 929.3989 | 0 | 929.4023 | -0.003413 | -0.003413 | 13.7815 | 2.3152 | 7.46 | 6.8543 | 0 | 0.75676 | 6.4718 | 0 | 0 | 0 | 0 | 37.6398 | 37.6397 | 37.6395 | 1
US_3A_RS_2016_EL | 3A | RS | EL | 5713 | DOE.determination2016 | RetailStandalone | STD2016 | Atlanta | Zone3A | Zone3A(Atlanta) | DOE.determination2016_STD2016 | regular | US | 0.1032 | 0.99 | DOE.determination2016_RetailStandalone_STD2016_Memphis.table.csv.gz | Stand-alone Retail | Atlanta-Hartsfield Jackson Intl AP GA USA TMY3 WMO#=722190 | Electricity | 0 | 44227.7781 | 81252.7784 | 10688.889 | 53972.2227 | 0 | 46388.8893 | 0 | 0 | 0 | 5177.7778 | 0 | 0 | 0 | 241705.5575 | 0 | 241709.3353 | -3.7778 | -3.7778 | 0 | 4564.3067 | 8385.2867 | 1103.0933 | 5569.9334 | 0 | 4787.3334 | 0 | 0 | 0 | 534.3467 | 0 | 0 | 0 | 24944.0135 | 0 | 24944.4034 | -0.38987 | -0.38987 | 0 | 150.948 | 277.3132 | 36.4808 | 184.2055 | 0 | 158.3238 | 0 | 0 | 0 | 17.6716 | 0 | 0 | 0 | 824.9336 | 0 | 824.9465 | -0.012893 | -0.012893 | 11.2309 | 1.4774 | 7.4596 | 6.4119 | 0 | 0.71568 | 6.1132 | 0 | 0 | 0 | 0 | 33.4095 | 33.4089 | 33.4088 | 2
US_3B_RS_2013_EL | 3B | RS | EL | 3433 | DOE.determination2013 | RetailStandalone | STD2013 | ElPaso | Zone3B | Zone3B(ElPaso) | DOE.determination2013_STD2013 | regular | US | 0.1032 | 0.99 | DOE.determination2013_RetailStandalone_STD2013_ElPaso.table.csv.gz | Stand-alone Retail | El Paso International Ap Ut TX USA TMY3 WMO#=722700 | Electricity | 0 | 49594.4448 | 102841.6675 | 16750.0001 | 53972.2227 | 0 | 62430.5561 | 0 | 0 | 0 | 0 | 0 | 0 | 0 | 285583.3356 | 0 | 285589.8912 | -6.5556 | -6.5556 | 0 | 5118.1467 | 10613.2601 | 1728.6 | 5569.9334 | 0 | 6442.8334 | 0 | 0 | 0 | 0 | 0 | 0 | 0 | 29472.2002 | 0 | 29472.8768 | -0.67653 | -0.67653 | 0 | 169.2643 | 350.9954 | 57.1672 | 184.2055 | 0 | 213.0736 | 0 | 0 | 0 | 0 | 0 | 0 | 0 | 974.6871 | 0 | 974.7094 | -0.022374 | -0.022374 | 14.2149 | 2.3152 | 7.4592 | 8.6293 | 0 | 0 | 6.855 | 0 | 0 | 0 | 0 | 39.4747 | 39.4738 | 39.4737 | 1
US_3B_RS_2016_EL | 3B | RS | EL | 5473 | DOE.determination2016 | RetailStandalone | STD2016 | ElPaso | Zone3B | Zone3B(ElPaso) | DOE.determination2016_STD2016 | regular | US | 0.1032 | 0.99 | DOE.determination2016_RetailStandalone_STD2016_ElPaso.table.csv.gz | Stand-alone Retail | El Paso International Ap Ut TX USA TMY3 WMO#=722700 | Electricity | 0 | 47380.5559 | 83911.1118 | 10686.1112 | 53972.2227 | 0 | 62150.0005 | 0 | 0 | 0 | 0 | 0 | 0 | 0 | 258100.0021 | 0 | 258101.0021 | -1 | -1 | 0 | 4889.6734 | 8659.6267 | 1102.8067 | 5569.9334 | 0 | 6413.8801 | 0 | 0 | 0 | 0 | 0 | 0 | 0 | 26635.9202 | 0 | 26636.0234 | -0.1032 | -0.1032 | 0 | 161.7084 | 286.386 | 36.4714 | 184.2055 | 0 | 212.116 | 0 | 0 | 0 | 0 | 0 | 0 | 0 | 880.8873 | 0 | 880.8907 | -0.003413 | -0.003413 | 11.5983 | 1.4771 | 7.46 | 8.5905 | 0 | 0 | 6.549 | 0 | 0 | 0 | 0 | 35.6751 | 35.675 | 35.6749 | 2
US_3C_RS_2013_EL | 3C | RS | EL | 3973 | DOE.determination2013 | RetailStandalone | STD2013 | SanDiego | Zone3C | Zone3C(SanDiego) | DOE.determination2013_STD2013 | regular | US | 0.1032 | 0.99 | DOE.determination2013_RetailStandalone_STD2013_SanFrancisco.table.csv.gz | Stand-alone Retail | San Diego-Brown Field Muni AP CA USA TMY3 WMO#=722904 | Electricity | 0 | 20986.1113 | 102855.5564 | 16777.7779 | 53972.2227 | 0 | 53250.0004 | 0 | 0 | 0 | 0 | 0 | 0 | 0 | 247841.6686 | 0 | 247842.6686 | -1 | -1 | 0 | 2165.7667 | 10614.6934 | 1731.4667 | 5569.9334 | 0 | 5495.4 | 0 | 0 | 0 | 0 | 0 | 0 | 0 | 25577.2602 | 0 | 25577.3634 | -0.1032 | -0.1032 | 0 | 71.6249 | 351.0428 | 57.262 | 184.2055 | 0 | 181.7406 | 0 | 0 | 0 | 0 | 0 | 0 | 0 | 845.8759 | 0 | 845.8793 | -0.003413 | -0.003413 | 14.2169 | 2.3191 | 7.46 | 7.3603 | 0 | 0 | 2.9007 | 0 | 0 | 0 | 0 | 34.2572 | 34.2571 | 34.2569 | 1
US_3C_RS_2016_EL | 3C | RS | EL | 6013 | DOE.determination2016 | RetailStandalone | STD2016 | SanDiego | Zone3C | Zone3C(SanDiego) | DOE.determination2016_STD2016 | regular | US | 0.1032 | 0.99 | DOE.determination2016_RetailStandalone_STD2016_SanFrancisco.table.csv.gz | Stand-alone Retail | San Diego-Brown Field Muni AP CA USA TMY3 WMO#=722904 | Electricity | 0 | 19625.0002 | 83925.0007 | 10722.2223 | 53972.2227 | 0 | 54608.3338 | 0 | 0 | 0 | 0 | 0 | 0 | 0 | 222850.0018 | 0 | 222853.7796 | -3.7778 | -3.7778 | 0 | 2025.3 | 8661.0601 | 1106.5333 | 5569.9334 | 0 | 5635.58 | 0 | 0 | 0 | 0 | 0 | 0 | 0 | 22998.1202 | 0 | 22998.5101 | -0.38987 | -0.38987 | 0 | 66.9795 | 286.4334 | 36.5946 | 184.2055 | 0 | 186.3766 | 0 | 0 | 0 | 0 | 0 | 0 | 0 | 760.5801 | 0 | 760.593 | -0.012893 | -0.012893 | 11.6003 | 1.482 | 7.4596 | 7.5481 | 0 | 0 | 2.7126 | 0 | 0 | 0 | 0 | 30.8032 | 30.8027 | 30.8026 | 2
US_4A_RS_2013_EL | 4A | RS | EL | 3133 | DOE.determination2013 | RetailStandalone | STD2013 | NewYork | Zone4A | Zone4A(NewYork) | DOE.determination2013_STD2013 | regular | US | 0.1032 | 0.99 | DOE.determination2013_RetailStandalone_STD2013_Baltimore.table.csv.gz | Stand-alone Retail | New York-John F Kennedy Intl AP NY USA TMY3 WMO#=744860 | Electricity | 0 | 32594.4447 | 102183.3342 | 16786.1112 | 53972.2227 | 0 | 46927.7782 | 0 | 0 | 0 | 5636.1112 | 0 | 0 | 0 | 258094.4465 | 0 | 258101.0021 | -6.5556 | -6.5556 | 0 | 3363.7467 | 10545.3201 | 1732.3267 | 5569.9334 | 0 | 4842.9467 | 0 | 0 | 0 | 581.6467 | 0 | 0 | 0 | 26635.3469 | 0 | 26636.0234 | -0.67653 | -0.67653 | 0 | 111.2438 | 348.7486 | 57.2905 | 184.2055 | 0 | 160.1631 | 0 | 0 | 0 | 19.2359 | 0 | 0 | 0 | 880.8683 | 0 | 880.8907 | -0.022374 | -0.022374 | 14.1239 | 2.3202 | 7.4592 | 6.4864 | 0 | 0.77903 | 4.5053 | 0 | 0 | 0 | 0 | 35.6751 | 35.6742 | 35.6741 | 1
US_4A_RS_2016_EL | 4A | RS | EL | 5173 | DOE.determination2016 | RetailStandalone | STD2016 | NewYork | Zone4A | Zone4A(NewYork) | DOE.determination2016_STD2016 | regular | US | 0.1032 | 0.99 | DOE.determination2016_RetailStandalone_STD2016_Baltimore.table.csv.gz | Stand-alone Retail | New York-John F Kennedy Intl AP NY USA TMY3 WMO#=744860 | Electricity | 0 | 30694.4447 | 83352.7784 | 10741.6668 | 53972.2227 | 0 | 44263.8892 | 0 | 0 | 0 | 5380.5556 | 0 | 0 | 0 | 228408.3352 | 0 | 228406.5574 | 1.7778 | 1.7778 | 0 | 3167.6667 | 8602.0067 | 1108.54 | 5569.9334 | 0 | 4568.0334 | 0 | 0 | 0 | 555.2733 | 0 | 0 | 0 | 23571.7402 | 0 | 23571.5567 | 0.18347 | 0.18347 | 0 | 104.7592 | 284.4804 | 36.661 | 184.2055 | 0 | 151.0713 | 0 | 0 | 0 | 18.3637 | 0 | 0 | 0 | 779.5506 | 0 | 779.5445 | 0.0060675 | 0.0060675 | 11.5212 | 1.4847 | 7.4604 | 6.1182 | 0 | 0.74371 | 4.2426 | 0 | 0 | 0 | 0 | 31.5707 | 31.571 | 31.5708 | 2
US_4B_RS_2013_EL | 4B | RS | EL | 3073 | DOE.determination2013 | RetailStandalone | STD2013 | Albuquerque | Zone4B | Zone4B(Albuquerque) | DOE.determination2013_STD2013 | regular | US | 0.1032 | 0.99 | DOE.determination2013_RetailStandalone_STD2013_Albuquerque.table.csv.gz | Stand-alone Retail | Albuquerque Intl Sunport NM USA TMY3 WMO#=723650 | Electricity | 0 | 35661.1114 | 102630.5564 | 16744.4446 | 53972.2227 | 0 | 64688.8894 | 0 | 0 | 0 | 0 | 0 | 0 | 0 | 273697.2244 | 0 | 273698.2244 | -1 | -1 | 0 | 3680.2267 | 10591.4734 | 1728.0267 | 5569.9334 | 0 | 6675.8934 | 0 | 0 | 0 | 0 | 0 | 0 | 0 | 28245.5536 | 0 | 28245.6568 | -0.1032 | -0.1032 | 0 | 121.7103 | 350.2749 | 57.1483 | 184.2055 | 0 | 220.7812 | 0 | 0 | 0 | 0 | 0 | 0 | 0 | 934.1201 | 0 | 934.1236 | -0.003413 | -0.003413 | 14.1858 | 2.3144 | 7.46 | 8.9414 | 0 | 0 | 4.9291 | 0 | 0 | 0 | 0 | 37.831 | 37.8309 | 37.8307 | 1
US_4B_RS_2016_EL | 4B | RS | EL | 5113 | DOE.determination2016 | RetailStandalone | STD2016 | Albuquerque | Zone4B | Zone4B(Albuquerque) | DOE.determination2016_STD2016 | regular | US | 0.1032 | 0.99 | DOE.determination2016_RetailStandalone_STD2016_Albuquerque.table.csv.gz | Stand-alone Retail | Albuquerque Intl Sunport NM USA TMY3 WMO#=723650 | Electricity | 0 | 33958.3336 | 83730.5562 | 10686.1112 | 53972.2227 | 0 | 65722.2227 | 0 | 0 | 0 | 0 | 0 | 0 | 0 | 248069.4464 | 0 | 248070.4464 | -1 | -1 | 0 | 3504.5 | 8640.9934 | 1102.8067 | 5569.9334 | 0 | 6782.5334 | 0 | 0 | 0 | 0 | 0 | 0 | 0 | 25600.7669 | 0 | 25600.8701 | -0.1032 | -0.1032 | 0 | 115.8987 | 285.7698 | 36.4714 | 184.2055 | 0 | 224.3079 | 0 | 0 | 0 | 0 | 0 | 0 | 0 | 846.6533 | 0 | 846.6567 | -0.003413 | -0.003413 | 11.5734 | 1.4771 | 7.46 | 9.0842 | 0 | 0 | 4.6938 | 0 | 0 | 0 | 0 | 34.2887 | 34.2886 | 34.2884 | 2
US_4C_RS_2013_EL | 4C | RS | EL | 3913 | DOE.determination2013 | RetailStandalone | STD2013 | Seattle | Zone4C | Zone4C(Seattle) | DOE.determination2013_STD2013 | regular | US | 0.1032 | 0.99 | DOE.determination2013_RetailStandalone_STD2013_Salem.table.csv.gz | Stand-alone Retail | Seattle Seattle Tacoma Intl A WA USA TMY3 WMO#=727930 | Electricity | 0 | 9933.3334 | 103766.6675 | 16783.3335 | 53972.2227 | 0 | 49113.8893 | 0 | 0 | 0 | 0 | 0 | 0 | 0 | 233569.4463 | 0 | 233570.4463 | -1 | -1 | 0 | 1025.12 | 10708.7201 | 1732.04 | 5569.9334 | 0 | 5068.5534 | 0 | 0 | 0 | 0 | 0 | 0 | 0 | 24104.3669 | 0 | 24104.4701 | -0.1032 | -0.1032 | 0 | 33.9022 | 354.1524 | 57.281 | 184.2055 | 0 | 167.6242 | 0 | 0 | 0 | 0 | 0 | 0 | 0 | 797.1653 | 0 | 797.1687 | -0.003413 | -0.003413 | 14.3428 | 2.3198 | 7.46 | 6.7886 | 0 | 0 | 1.373 | 0 | 0 | 0 | 0 | 32.2845 | 32.2844 | 32.2842 | 1
US_4C_RS_2016_EL | 4C | RS | EL | 5953 | DOE.determination2016 | RetailStandalone | STD2016 | Seattle | Zone4C | Zone4C(Seattle) | DOE.determination2016_STD2016 | regular | US | 0.1032 | 0.99 | DOE.determination2016_RetailStandalone_STD2016_Salem.table.csv.gz | Stand-alone Retail | Seattle Seattle Tacoma Intl A WA USA TMY3 WMO#=727930 | Electricity | 0 | 10125.0001 | 84691.6673 | 10750.0001 | 53972.2227 | 0 | 39172.2225 | 0 | 0 | 0 | 0 | 0 | 0 | 0 | 198708.3349 | 0 | 198712.1127 | -3.7778 | -3.7778 | 0 | 1044.9 | 8740.1801 | 1109.4 | 5569.9334 | 0 | 4042.5734 | 0 | 0 | 0 | 0 | 0 | 0 | 0 | 20506.7002 | 0 | 20507.09 | -0.38987 | -0.38987 | 0 | 34.5563 | 289.05 | 36.6894 | 184.2055 | 0 | 133.6936 | 0 | 0 | 0 | 0 | 0 | 0 | 0 | 678.1854 | 0 | 678.1983 | -0.012893 | -0.012893 | 11.7062 | 1.4859 | 7.4596 | 5.4144 | 0 | 0 | 1.3995 | 0 | 0 | 0 | 0 | 27.4663 | 27.4658 | 27.4657 | 2
US_5A_RS_2013_EL | 5A | RS | EL | 3313 | DOE.determination2013 | RetailStandalone | STD2013 | Buffalo | Zone5A | Zone5A(Buffalo) | DOE.determination2013_STD2013 | regular | US | 0.1032 | 0.99 | DOE.determination2013_RetailStandalone_STD2013_Chicago.table.csv.gz | Stand-alone Retail | Buffalo Niagara Intl AP NY USA TMY3 WMO#=725280 | Electricity | 0 | 19925.0002 | 102213.8897 | 16755.5557 | 53972.2227 | 0 | 44947.2226 | 0 | 0 | 0 | 5102.7778 | 0 | 0 | 0 | 242916.6686 | 0 | 242917.6686 | -1 | -1 | 0 | 2056.26 | 10548.4734 | 1729.1733 | 5569.9334 | 0 | 4638.5534 | 0 | 0 | 0 | 526.6067 | 0 | 0 | 0 | 25069.0002 | 0 | 25069.1034 | -0.1032 | -0.1032 | 0 | 68.0034 | 348.8528 | 57.1862 | 184.2055 | 0 | 153.4035 | 0 | 0 | 0 | 17.4156 | 0 | 0 | 0 | 829.0671 | 0 | 829.0705 | -0.003413 | -0.003413 | 14.1282 | 2.316 | 7.46 | 6.2127 | 0 | 0.70531 | 2.7541 | 0 | 0 | 0 | 0 | 33.5765 | 33.5763 | 33.5762 | 1
US_5A_RS_2016_EL | 5A | RS | EL | 5353 | DOE.determination2016 | RetailStandalone | STD2016 | Buffalo | Zone5A | Zone5A(Buffalo) | DOE.determination2016_STD2016 | regular | US | 0.1032 | 0.99 | DOE.determination2016_RetailStandalone_STD2016_Chicago.table.csv.gz | Stand-alone Retail | Buffalo Niagara Intl AP NY USA TMY3 WMO#=725280 | Electricity | 0 | 18986.1113 | 83377.7784 | 10705.5556 | 53972.2227 | 0 | 43836.1115 | 0 | 0 | 0 | 5211.1112 | 0 | 0 | 0 | 216088.8906 | 0 | 216089.8906 | -1 | -1 | 0 | 1959.3667 | 8604.5867 | 1104.8133 | 5569.9334 | 0 | 4523.8867 | 0 | 0 | 0 | 537.7867 | 0 | 0 | 0 | 22300.3735 | 0 | 22300.4767 | -0.1032 | -0.1032 | 0 | 64.799 | 284.5658 | 36.5377 | 184.2055 | 0 | 149.6113 | 0 | 0 | 0 | 17.7854 | 0 | 0 | 0 | 737.5047 | 0 | 737.5081 | -0.003413 | -0.003413 | 11.5246 | 1.4797 | 7.46 | 6.0591 | 0 | 0.72029 | 2.6243 | 0 | 0 | 0 | 0 | 29.8683 | 29.8682 | 29.868 | 2
US_5B_RS_2013_EL | 5B | RS | EL | 3193 | DOE.determination2013 | RetailStandalone | STD2013 | Denver | Zone5B | Zone5B(Denver) | DOE.determination2013_STD2013 | regular | US | 0.1032 | 0.99 | DOE.determination2013_RetailStandalone_STD2013_Boise.table.csv.gz | Stand-alone Retail | Denver-Aurora-Buckley AFB CO USA TMY3 WMO#=724695 | Electricity | 0 | 26527.778 | 103116.6675 | 16775.0001 | 53972.2227 | 0 | 62544.4449 | 0 | 0 | 0 | 0 | 0 | 0 | 0 | 262936.1132 | 0 | 262937.1132 | -1 | -1 | 0 | 2737.6667 | 10641.6401 | 1731.18 | 5569.9334 | 0 | 6454.5867 | 0 | 0 | 0 | 0 | 0 | 0 | 0 | 27135.0069 | 0 | 27135.1101 | -0.1032 | -0.1032 | 0 | 90.5385 | 351.934 | 57.2526 | 184.2055 | 0 | 213.4623 | 0 | 0 | 0 | 0 | 0 | 0 | 0 | 897.3928 | 0 | 897.3962 | -0.003413 | -0.003413 | 14.253 | 2.3187 | 7.46 | 8.645 | 0 | 0 | 3.6667 | 0 | 0 | 0 | 0 | 36.3436 | 36.3435 | 36.3433 | 1
US_5B_RS_2016_EL | 5B | RS | EL | 5233 | DOE.determination2016 | RetailStandalone | STD2016 | Denver | Zone5B | Zone5B(Denver) | DOE.determination2016_STD2016 | regular | US | 0.1032 | 0.99 | DOE.determination2016_RetailStandalone_STD2016_Boise.table.csv.gz | Stand-alone Retail | Denver-Aurora-Buckley AFB CO USA TMY3 WMO#=724695 | Electricity | 0 | 24827.778 | 84144.4451 | 10727.7779 | 53972.2227 | 0 | 57266.6671 | 0 | 0 | 0 | 0 | 0 | 0 | 0 | 230936.113 | 0 | 230939.8907 | -3.7778 | -3.7778 | 0 | 2562.2267 | 8683.7067 | 1107.1067 | 5569.9334 | 0 | 5909.92 | 0 | 0 | 0 | 0 | 0 | 0 | 0 | 23832.6069 | 0 | 23832.9967 | -0.38987 | -0.38987 | 0 | 84.7364 | 287.1824 | 36.6136 | 184.2055 | 0 | 195.4494 | 0 | 0 | 0 | 0 | 0 | 0 | 0 | 788.1778 | 0 | 788.1907 | -0.012893 | -0.012893 | 11.6306 | 1.4828 | 7.4596 | 7.9155 | 0 | 0 | 3.4317 | 0 | 0 | 0 | 0 | 31.9209 | 31.9204 | 31.9202 | 2
US_5C_RS_2013_EL | 5C | RS | EL | 4033 | DOE.determination2013 | RetailStandalone | STD2013 | PortAngeles | Zone5C | Zone5C(PortAngeles) | DOE.determination2013_STD2013 | regular | US | 0.1032 | 0.99 | DOE.determination2013_RetailStandalone_STD2013_Vancouver.table.csv.gz | Stand-alone Retail | William R Fairchild WA USA TMY3 WMO#=727885 | Electricity | 0 | 4111.1111 | 103116.6675 | 16775.0001 | 53972.2227 | 0 | 46002.7781 | 0 | 0 | 0 | 0 | 0 | 0 | 0 | 223977.7796 | 0 | 223978.7796 | -1 | -1 | 0 | 424.2667 | 10641.6401 | 1731.18 | 5569.9334 | 0 | 4747.4867 | 0 | 0 | 0 | 0 | 0 | 0 | 0 | 23114.5069 | 0 | 23114.6101 | -0.1032 | -0.1032 | 0 | 14.0311 | 351.934 | 57.2526 | 184.2055 | 0 | 157.0061 | 0 | 0 | 0 | 0 | 0 | 0 | 0 | 764.4292 | 0 | 764.4326 | -0.003413 | -0.003413 | 14.253 | 2.3187 | 7.46 | 6.3586 | 0 | 0 | 0.56824 | 0 | 0 | 0 | 0 | 30.9587 | 30.9586 | 30.9584 | 1
US_5C_RS_2016_EL | 5C | RS | EL | 6073 | DOE.determination2016 | RetailStandalone | STD2016 | PortAngeles | Zone5C | Zone5C(PortAngeles) | DOE.determination2016_STD2016 | regular | US | 0.1032 | 0.99 | DOE.determination2016_RetailStandalone_STD2016_Vancouver.table.csv.gz | Stand-alone Retail | William R Fairchild WA USA TMY3 WMO#=727885 | Electricity | 0 | 4986.1112 | 84144.4451 | 10738.889 | 53972.2227 | 0 | 42286.1114 | 0 | 0 | 0 | 0 | 0 | 0 | 0 | 196127.7793 | 0 | 196128.7793 | -1 | -1 | 0 | 514.5667 | 8683.7067 | 1108.2533 | 5569.9334 | 0 | 4363.9267 | 0 | 0 | 0 | 0 | 0 | 0 | 0 | 20240.3868 | 0 | 20240.49 | -0.1032 | -0.1032 | 0 | 17.0174 | 287.1824 | 36.6515 | 184.2055 | 0 | 144.3212 | 0 | 0 | 0 | 0 | 0 | 0 | 0 | 669.378 | 0 | 669.3814 | -0.003413 | -0.003413 | 11.6306 | 1.4843 | 7.46 | 5.8449 | 0 | 0 | 0.68919 | 0 | 0 | 0 | 0 | 27.1092 | 27.1091 | 27.109 | 2
US_6A_RS_2013_EL | 6A | RS | EL | 3253 | DOE.determination2013 | RetailStandalone | STD2013 | Rochester | Zone6A | Zone6A(Rochester) | DOE.determination2013_STD2013 | regular | US | 0.1032 | 0.99 | DOE.determination2013_RetailStandalone_STD2013_Burlington.table.csv.gz | Stand-alone Retail | Rochester International Arpt MN USA TMY3 WMO#=726440 | Electricity | 0 | 22655.5557 | 110402.7787 | 16766.6668 | 53972.2227 | 0 | 48363.8893 | 0 | 0 | 0 | 5316.6667 | 0 | 0 | 0 | 257477.7798 | 0 | 257478.7798 | -1 | -1 | 0 | 2338.0534 | 11393.5668 | 1730.32 | 5569.9334 | 0 | 4991.1534 | 0 | 0 | 0 | 548.68 | 0 | 0 | 0 | 26571.7069 | 0 | 26571.8101 | -0.1032 | -0.1032 | 0 | 77.3227 | 376.8013 | 57.2241 | 184.2055 | 0 | 165.0645 | 0 | 0 | 0 | 18.1456 | 0 | 0 | 0 | 878.7637 | 0 | 878.7671 | -0.003413 | -0.003413 | 15.2601 | 2.3175 | 7.46 | 6.6849 | 0 | 0.73488 | 3.1315 | 0 | 0 | 0 | 0 | 35.5891 | 35.589 | 35.5889 | 1
US_6A_RS_2016_EL | 6A | RS | EL | 5293 | DOE.determination2016 | RetailStandalone | STD2016 | Rochester | Zone6A | Zone6A(Rochester) | DOE.determination2016_STD2016 | regular | US | 0.1032 | 0.99 | DOE.determination2016_RetailStandalone_STD2016_Burlington.table.csv.gz | Stand-alone Retail | Rochester International Arpt MN USA TMY3 WMO#=726440 | Electricity | 0 | 21408.3335 | 90313.8896 | 10722.2223 | 53972.2227 | 0 | 45433.3337 | 0 | 0 | 0 | 5419.4445 | 0 | 0 | 0 | 227266.6685 | 0 | 227270.4463 | -3.7778 | -3.7778 | 0 | 2209.34 | 9320.3934 | 1106.5333 | 5569.9334 | 0 | 4688.72 | 0 | 0 | 0 | 559.2867 | 0 | 0 | 0 | 23453.9202 | 0 | 23454.3101 | -0.38987 | -0.38987 | 0 | 73.066 | 308.2385 | 36.5946 | 184.2055 | 0 | 155.0626 | 0 | 0 | 0 | 18.4964 | 0 | 0 | 0 | 775.6541 | 0 | 775.667 | -0.012893 | -0.012893 | 12.4833 | 1.482 | 7.4596 | 6.2799 | 0 | 0.74908 | 2.9591 | 0 | 0 | 0 | 0 | 31.4137 | 31.4132 | 31.413 | 2
US_6B_RS_2013_EL | 6B | RS | EL | 3553 | DOE.determination2013 | RetailStandalone | STD2013 | Great_Falls | Zone6B | Zone6B(Great_Falls) | DOE.determination2013_STD2013 | regular | US | 0.1032 | 0.99 | DOE.determination2013_RetailStandalone_STD2013_Helena.table.csv.gz | Stand-alone Retail | Great Falls Intl Arpt MT USA TMY3 WMO#=727750 | Electricity | 0 | 16547.2224 | 110877.7787 | 16747.2224 | 53972.2227 | 0 | 51313.8893 | 0 | 0 | 0 | 4700 | 0 | 0 | 0 | 254158.3354 | 0 | 254159.3354 | -1 | -1 | 0 | 1707.6733 | 11442.5868 | 1728.3133 | 5569.9334 | 0 | 5295.5934 | 0 | 0 | 0 | 485.04 | 0 | 0 | 0 | 26229.1402 | 0 | 26229.2434 | -0.1032 | -0.1032 | 0 | 56.4752 | 378.4224 | 57.1578 | 184.2055 | 0 | 175.1327 | 0 | 0 | 0 | 16.041 | 0 | 0 | 0 | 867.4345 | 0 | 867.4379 | -0.003413 | -0.003413 | 15.3257 | 2.3148 | 7.46 | 7.0927 | 0 | 0.64964 | 2.2872 | 0 | 0 | 0 | 0 | 35.1303 | 35.1302 | 35.13 | 1
US_6B_RS_2016_EL | 6B | RS | EL | 5593 | DOE.determination2016 | RetailStandalone | STD2016 | Great_Falls | Zone6B | Zone6B(Great_Falls) | DOE.determination2016_STD2016 | regular | US | 0.1032 | 0.99 | DOE.determination2016_RetailStandalone_STD2016_Helena.table.csv.gz | Stand-alone Retail | Great Falls Intl Arpt MT USA TMY3 WMO#=727750 | Electricity | 0 | 16102.7779 | 90713.8896 | 10702.7779 | 53972.2227 | 0 | 47644.4448 | 0 | 0 | 0 | 5358.3334 | 0 | 0 | 0 | 224494.4462 | 0 | 224495.4462 | -1 | -1 | 0 | 1661.8067 | 9361.6734 | 1104.5267 | 5569.9334 | 0 | 4916.9067 | 0 | 0 | 0 | 552.98 | 0 | 0 | 0 | 23167.8269 | 0 | 23167.9301 | -0.1032 | -0.1032 | 0 | 54.9583 | 309.6037 | 36.5282 | 184.2055 | 0 | 162.609 | 0 | 0 | 0 | 18.2878 | 0 | 0 | 0 | 766.1926 | 0 | 766.196 | -0.003413 | -0.003413 | 12.5386 | 1.4794 | 7.46 | 6.5855 | 0 | 0.74064 | 2.2258 | 0 | 0 | 0 | 0 | 31.0301 | 31.03 | 31.0299 | 2
US_7_RS_2013_EL | 7 | RS | EL | 3373 | DOE.determination2013 | RetailStandalone | STD2013 | InternationalFalls | Zone7 | Zone7(InternationalFalls) | DOE.determination2013_STD2013 | regular | US | 0.1032 | 0.99 | DOE.determination2013_RetailStandalone_STD2013_Duluth.table.csv.gz | Stand-alone Retail | International Falls Intl Ap MN USA TMY3 WMO#=727470 | Electricity | 0 | 15652.7779 | 110888.8898 | 16775.0001 | 53972.2227 | 0 | 46691.667 | 0 | 0 | 0 | 5205.5556 | 0 | 0 | 0 | 249183.3353 | 0 | 249187.1131 | -3.7778 | -3.7778 | 0 | 1615.3667 | 11443.7334 | 1731.18 | 5569.9334 | 0 | 4818.58 | 0 | 0 | 0 | 537.2133 | 0 | 0 | 0 | 25715.7202 | 0 | 25716.1101 | -0.38987 | -0.38987 | 0 | 53.4224 | 378.4603 | 57.2526 | 184.2055 | 0 | 159.3572 | 0 | 0 | 0 | 17.7664 | 0 | 0 | 0 | 850.455 | 0 | 850.4679 | -0.012893 | -0.012893 | 15.3272 | 2.3187 | 7.4596 | 6.4538 | 0 | 0.71952 | 2.1636 | 0 | 0 | 0 | 0 | 34.4431 | 34.4425 | 34.4424 | 1
US_7_RS_2016_EL | 7 | RS | EL | 5413 | DOE.determination2016 | RetailStandalone | STD2016 | InternationalFalls | Zone7 | Zone7(InternationalFalls) | DOE.determination2016_STD2016 | regular | US | 0.1032 | 0.99 | DOE.determination2016_RetailStandalone_STD2016_Duluth.table.csv.gz | Stand-alone Retail | International Falls Intl Ap MN USA TMY3 WMO#=727470 | Electricity | 0 | 14202.7779 | 90722.2229 | 10741.6668 | 53972.2227 | 0 | 43408.3337 | 0 | 0 | 0 | 4980.5556 | 0 | 0 | 0 | 218027.7795 | 0 | 218028.7795 | -1 | -1 | 0 | 1465.7267 | 9362.5334 | 1108.54 | 5569.9334 | 0 | 4479.74 | 0 | 0 | 0 | 513.9933 | 0 | 0 | 0 | 22500.4668 | 0 | 22500.57 | -0.1032 | -0.1032 | 0 | 48.4736 | 309.6321 | 36.661 | 184.2055 | 0 | 148.1513 | 0 | 0 | 0 | 16.9985 | 0 | 0 | 0 | 744.1221 | 0 | 744.1255 | -0.003413 | -0.003413 | 12.5398 | 1.4847 | 7.46 | 6 | 0 | 0.68842 | 1.9631 | 0 | 0 | 0 | 0 | 30.1363 | 30.1362 | 30.136 | 2
US_8_RS_2013_EL | 8 | RS | EL | 3493 | DOE.determination2013 | RetailStandalone | STD2013 | FairBanks | Zone8 | Zone8(FairBanks) | DOE.determination2013_STD2013 | regular | US | 0.1032 | 0.99 | DOE.determination2013_RetailStandalone_STD2013_Fairbanks.table.csv.gz | Stand-alone Retail | Fairbanks Intl Arpt AK USA TMY3 WMO#=702610 | Electricity | 0 | 6763.8889 | 112088.8898 | 16897.2224 | 53972.2227 | 0 | 41530.5559 | 0 | 0 | 0 | 5038.8889 | 0 | 0 | 0 | 236286.113 | 0 | 236292.6686 | -6.5556 | -6.5556 | 0 | 698.0333 | 11567.5734 | 1743.7933 | 5569.9334 | 0 | 4285.9534 | 0 | 0 | 0 | 520.0133 | 0 | 0 | 0 | 24384.7269 | 0 | 24385.4034 | -0.67653 | -0.67653 | 0 | 23.0849 | 382.5559 | 57.6697 | 184.2055 | 0 | 141.7425 | 0 | 0 | 0 | 17.1976 | 0 | 0 | 0 | 806.4372 | 0 | 806.4596 | -0.022374 | -0.022374 | 15.4931 | 2.3356 | 7.4592 | 5.7404 | 0 | 0.69648 | 0.93492 | 0 | 0 | 0 | 0 | 32.6608 | 32.6599 | 32.6597 | 1
US_8_RS_2016_EL | 8 | RS | EL | 5533 | DOE.determination2016 | RetailStandalone | STD2016 | FairBanks | Zone8 | Zone8(FairBanks) | DOE.determination2016_STD2016 | regular | US | 0.1032 | 0.99 | DOE.determination2016_RetailStandalone_STD2016_Fairbanks.table.csv.gz | Stand-alone Retail | Fairbanks Intl Arpt AK USA TMY3 WMO#=702610 | Electricity | 0 | 6916.6667 | 91763.8896 | 10927.7779 | 53972.2227 | 0 | 41769.4448 | 0 | 0 | 0 | 5527.7778 | 0 | 0 | 0 | 210877.7795 | 0 | 210878.7795 | -1 | -1 | 0 | 713.8 | 9470.0334 | 1127.7467 | 5569.9334 | 0 | 4310.6067 | 0 | 0 | 0 | 570.4667 | 0 | 0 | 0 | 21762.5868 | 0 | 21762.69 | -0.1032 | -0.1032 | 0 | 23.6064 | 313.1873 | 37.2962 | 184.2055 | 0 | 142.5578 | 0 | 0 | 0 | 18.8661 | 0 | 0 | 0 | 719.7193 | 0 | 719.7227 | -0.003413 | -0.003413 | 12.6838 | 1.5105 | 7.46 | 5.7734 | 0 | 0.76406 | 0.95603 | 0 | 0 | 0 | 0 | 29.148 | 29.1479 | 29.1477 | 2
US_1A_SH_2013_EL | 1A | SH | EL | 3735 | DOE.determination2013 | HotelSmall | STD2013 | Honolulu | Zone1A | Zone1A(Honolulu) | DOE.determination2013_STD2013 | regular | US | 0.1032 | 0.99 | DOE.determination2013_HotelSmall_STD2013_Miami.table.csv.gz | Small Hotel | Honolulu Intl Arpt HI USA TMY3 WMO#=911820 | Electricity | 13.8889 | 172913.8903 | 90866.6674 | 18311.1113 | 154908.3346 | 0 | 77244.4451 | 72.2222 | 0 | 0 | 0 | 0 | 0 | 0 | 514330.5597 | 0 | 514331.5597 | -1 | -1 | 1.4333 | 17844.7135 | 9377.4401 | 1889.7067 | 15986.5401 | 0 | 7971.6267 | 7.4533 | 0 | 0 | 0 | 0 | 0 | 0 | 53078.9138 | 0 | 53079.017 | -0.1032 | -0.1032 | 0.047402 | 590.1497 | 310.1251 | 62.4953 | 528.6973 | 0 | 263.6329 | 0.24649 | 0 | 0 | 0 | 0 | 0 | 0 | 1755.3943 | 0 | 1755.3977 | -0.003413 | -0.003413 | 7.1785 | 1.4466 | 12.2377 | 6.1023 | 0.0057056 | 0 | 13.6602 | 0.0010972 | 0 | 0 | 0 | 40.6323 | 40.6322 | 40.6322 | 1
US_1A_SH_2016_EL | 1A | SH | EL | 5775 | DOE.determination2016 | HotelSmall | STD2016 | Honolulu | Zone1A | Zone1A(Honolulu) | DOE.determination2016_STD2016 | regular | US | 0.1032 | 0.99 | DOE.determination2016_HotelSmall_STD2016_Miami.table.csv.gz | Small Hotel | Honolulu Intl Arpt HI USA TMY3 WMO#=911820 | Electricity | 11.1111 | 148280.5567 | 81261.1118 | 12327.7779 | 154908.3346 | 0 | 51166.6671 | 72.2222 | 0 | 0 | 0 | 0 | 0 | 0 | 448030.5591 | 0 | 448028.7814 | 1.7778 | 1.7778 | 1.1467 | 15302.5535 | 8386.1467 | 1272.2267 | 15986.5401 | 0 | 5280.4 | 7.4533 | 0 | 0 | 0 | 0 | 0 | 0 | 46236.7537 | 0 | 46236.5702 | 0.18347 | 0.18347 | 0.037922 | 506.0769 | 277.3417 | 42.0743 | 528.6973 | 0 | 174.6302 | 0.24649 | 0 | 0 | 0 | 0 | 0 | 0 | 1529.1144 | 0 | 1529.1083 | 0.0060675 | 0.0060675 | 6.4196 | 0.9739 | 12.2379 | 4.0422 | 0.0057056 | 0 | 11.7142 | 0.00087778 | 0 | 0 | 0 | 35.3944 | 35.3945 | 35.3944 | 2
US_1B_SH_2013_EL | 1B | SH | EL | 3855 | DOE.determination2013 | HotelSmall | STD2013 | NewDelhi | Zone1B | Zone1B(NewDelhi) | DOE.determination2013_STD2013 | regular | US | 0.1032 | 0.99 | DOE.determination2013_HotelSmall_STD2013_Riyadh.table.csv.gz | Small Hotel | New Delhi-Safdarjung AP Delhi IND IWEC2 WMO#=421820 | Electricity | 1816.6667 | 182172.2237 | 90502.7785 | 18288.889 | 154908.3346 | 0 | 79202.7784 | 72.2222 | 0 | 0 | 0 | 0 | 0 | 0 | 526963.8931 | 0 | 526964.8931 | -1 | -1 | 187.48 | 18800.1735 | 9339.8867 | 1887.4133 | 15986.5401 | 0 | 8173.7267 | 7.4533 | 0 | 0 | 0 | 0 | 0 | 0 | 54382.6738 | 0 | 54382.777 | -0.1032 | -0.1032 | 6.2002 | 621.7482 | 308.8832 | 62.4194 | 528.6973 | 0 | 270.3166 | 0.24649 | 0 | 0 | 0 | 0 | 0 | 0 | 1798.5114 | 0 | 1798.5148 | -0.003413 | -0.003413 | 7.1497 | 1.4448 | 12.2377 | 6.257 | 0.0057056 | 0 | 14.3917 | 0.14352 | 0 | 0 | 0 | 41.6304 | 41.6303 | 41.6302 | 1
US_1B_SH_2016_EL | 1B | SH | EL | 5895 | DOE.determination2016 | HotelSmall | STD2016 | NewDelhi | Zone1B | Zone1B(NewDelhi) | DOE.determination2016_STD2016 | regular | US | 0.1032 | 0.99 | DOE.determination2016_HotelSmall_STD2016_Riyadh.table.csv.gz | Small Hotel | New Delhi-Safdarjung AP Delhi IND IWEC2 WMO#=421820 | Electricity | 1369.4445 | 156291.6679 | 80955.5562 | 12313.889 | 154908.3346 | 0 | 53425.0004 | 72.2222 | 0 | 0 | 0 | 0 | 0 | 0 | 459336.1148 | 0 | 459337.1148 | -1 | -1 | 141.3267 | 16129.3001 | 8354.6134 | 1270.7933 | 15986.5401 | 0 | 5513.46 | 7.4533 | 0 | 0 | 0 | 0 | 0 | 0 | 47403.487 | 0 | 47403.5902 | -0.1032 | -0.1032 | 4.6739 | 533.4186 | 276.2988 | 42.0269 | 528.6973 | 0 | 182.3379 | 0.24649 | 0 | 0 | 0 | 0 | 0 | 0 | 1567.6999 | 0 | 1567.7033 | -0.003413 | -0.003413 | 6.3955 | 0.9728 | 12.2377 | 4.2206 | 0.0057056 | 0 | 12.3471 | 0.10819 | 0 | 0 | 0 | 36.2877 | 36.2877 | 36.2876 | 2
US_2A_SH_2013_EL | 2A | SH | EL | 3615 | DOE.determination2013 | HotelSmall | STD2013 | Tampa | Zone2A | Zone2A(Tampa) | DOE.determination2013_STD2013 | regular | US | 0.1032 | 0.99 | DOE.determination2013_HotelSmall_STD2013_Houston.table.csv.gz | Small Hotel | Tampa-MacDill AFB FL USA TMY3 WMO#=747880 | Electricity | 3430.5556 | 146738.8901 | 90794.4452 | 18275.0001 | 154908.3346 | 0 | 76963.8895 | 72.2222 | 0 | 0 | 0 | 0 | 0 | 0 | 491186.115 | 0 | 491184.3373 | 1.7778 | 1.7778 | 354.0333 | 15143.4535 | 9369.9867 | 1885.98 | 15986.5401 | 0 | 7942.6734 | 7.4533 | 0 | 0 | 0 | 0 | 0 | 0 | 50690.4071 | 0 | 50690.2236 | 0.18347 | 0.18347 | 11.7084 | 500.8153 | 309.8786 | 62.372 | 528.6973 | 0 | 262.6754 | 0.24649 | 0 | 0 | 0 | 0 | 0 | 0 | 1676.403 | 0 | 1676.3969 | 0.0060675 | 0.0060675 | 7.1728 | 1.4437 | 12.2379 | 6.0802 | 0.0057056 | 0 | 11.5924 | 0.27101 | 0 | 0 | 0 | 38.8037 | 38.8038 | 38.8037 | 1
US_2A_SH_2016_EL | 2A | SH | EL | 5655 | DOE.determination2016 | HotelSmall | STD2016 | Tampa | Zone2A | Zone2A(Tampa) | DOE.determination2016_STD2016 | regular | US | 0.1032 | 0.99 | DOE.determination2016_HotelSmall_STD2016_Houston.table.csv.gz | Small Hotel | Tampa-MacDill AFB FL USA TMY3 WMO#=747880 | Electricity | 2255.5556 | 126686.1121 | 80813.8895 | 12305.5557 | 154908.3346 | 0 | 50397.2226 | 72.2222 | 0 | 0 | 0 | 0 | 0 | 0 | 427438.8923 | 0 | 427439.8923 | -1 | -1 | 232.7733 | 13074.0068 | 8339.9934 | 1269.9333 | 15986.5401 | 0 | 5200.9934 | 7.4533 | 0 | 0 | 0 | 0 | 0 | 0 | 44111.6937 | 0 | 44111.7969 | -0.1032 | -0.1032 | 7.6981 | 432.3758 | 275.8153 | 41.9985 | 528.6973 | 0 | 172.0042 | 0.24649 | 0 | 0 | 0 | 0 | 0 | 0 | 1458.8357 | 0 | 1458.8391 | -0.003413 | -0.003413 | 6.3843 | 0.97214 | 12.2377 | 3.9814 | 0.0057056 | 0 | 10.0082 | 0.17819 | 0 | 0 | 0 | 33.7679 | 33.7678 | 33.7677 | 2
US_2B_SH_2013_EL | 2B | SH | EL | 3795 | DOE.determination2013 | HotelSmall | STD2013 | Tucson | Zone2B | Zone2B(Tucson) | DOE.determination2013_STD2013 | regular | US | 0.1032 | 0.99 | DOE.determination2013_HotelSmall_STD2013_Phoenix.table.csv.gz | Small Hotel | Tucson-Davis Monthan AFB AZ USA TMY3 WMO#=722745 | Electricity | 3577.7778 | 116061.112 | 91594.4452 | 18286.1113 | 154908.3346 | 0 | 79913.8895 | 72.2222 | 0 | 0 | 0 | 0 | 0 | 0 | 464416.6704 | 0 | 464414.8926 | 1.7778 | 1.7778 | 369.2267 | 11977.5068 | 9452.5467 | 1887.1267 | 15986.5401 | 0 | 8247.1134 | 7.4533 | 0 | 0 | 0 | 0 | 0 | 0 | 47927.8004 | 0 | 47927.6169 | 0.18347 | 0.18347 | 12.2108 | 396.113 | 312.609 | 62.4099 | 528.6973 | 0 | 272.7436 | 0.24649 | 0 | 0 | 0 | 0 | 0 | 0 | 1585.0397 | 0 | 1585.0336 | 0.0060675 | 0.0060675 | 7.236 | 1.4446 | 12.2379 | 6.3132 | 0.0057056 | 0 | 9.1689 | 0.28265 | 0 | 0 | 0 | 36.6889 | 36.689 | 36.689 | 1
US_2B_SH_2016_EL | 2B | SH | EL | 5835 | DOE.determination2016 | HotelSmall | STD2016 | Tucson | Zone2B | Zone2B(Tucson) | DOE.determination2016_STD2016 | regular | US | 0.1032 | 0.99 | DOE.determination2016_HotelSmall_STD2016_Phoenix.table.csv.gz | Small Hotel | Tucson-Davis Monthan AFB AZ USA TMY3 WMO#=722745 | Electricity | 2611.1111 | 102963.8897 | 81513.8895 | 12311.1112 | 154908.3346 | 0 | 53347.2226 | 72.2222 | 0 | 0 | 0 | 0 | 0 | 0 | 407725.0033 | 0 | 407728.781 | -3.7778 | -3.7778 | 269.4667 | 10625.8734 | 8412.2334 | 1270.5067 | 15986.5401 | 0 | 5505.4334 | 7.4533 | 0 | 0 | 0 | 0 | 0 | 0 | 42077.2203 | 0 | 42077.6102 | -0.38987 | -0.38987 | 8.9116 | 351.4126 | 278.2044 | 42.0174 | 528.6973 | 0 | 182.0724 | 0.24649 | 0 | 0 | 0 | 0 | 0 | 0 | 1391.5528 | 0 | 1391.5657 | -0.012893 | -0.012893 | 6.4396 | 0.97258 | 12.2375 | 4.2144 | 0.0057056 | 0 | 8.1342 | 0.20628 | 0 | 0 | 0 | 32.2107 | 32.2104 | 32.2103 | 2
US_3A_SH_2013_EL | 3A | SH | EL | 3675 | DOE.determination2013 | HotelSmall | STD2013 | Atlanta | Zone3A | Zone3A(Atlanta) | DOE.determination2013_STD2013 | regular | US | 0.1032 | 0.99 | DOE.determination2013_HotelSmall_STD2013_Memphis.table.csv.gz | Small Hotel | Atlanta-Hartsfield Jackson Intl AP GA USA TMY3 WMO#=722190 | Electricity | 22486.1113 | 93450.0007 | 91175.0007 | 18305.5557 | 154908.3346 | 0 | 77338.8895 | 72.2222 | 0 | 0 | 0 | 0 | 0 | 0 | 457733.337 | 0 | 457737.1148 | -3.7778 | -3.7778 | 2320.5667 | 9644.0401 | 9409.2601 | 1889.1333 | 15986.5401 | 0 | 7981.3734 | 7.4533 | 0 | 0 | 0 | 0 | 0 | 0 | 47238.0804 | 0 | 47238.4702 | -0.38987 | -0.38987 | 76.7444 | 318.942 | 311.1775 | 62.4763 | 528.6973 | 0 | 263.9552 | 0.24649 | 0 | 0 | 0 | 0 | 0 | 0 | 1562.2297 | 0 | 1562.2426 | -0.012893 | -0.012893 | 7.2028 | 1.4461 | 12.2375 | 6.1098 | 0.0057056 | 0 | 7.3826 | 1.7764 | 0 | 0 | 0 | 36.1613 | 36.1611 | 36.161 | 1
US_3A_SH_2016_EL | 3A | SH | EL | 5715 | DOE.determination2016 | HotelSmall | STD2016 | Atlanta | Zone3A | Zone3A(Atlanta) | DOE.determination2016_STD2016 | regular | US | 0.1032 | 0.99 | DOE.determination2016_HotelSmall_STD2016_Memphis.table.csv.gz | Small Hotel | Atlanta-Hartsfield Jackson Intl AP GA USA TMY3 WMO#=722190 | Electricity | 13919.4446 | 83736.1118 | 81183.334 | 12325.0001 | 154908.3346 | 0 | 50394.4448 | 72.2222 | 0 | 0 | 0 | 0 | 0 | 0 | 396536.1143 | 0 | 396539.8921 | -3.7778 | -3.7778 | 1436.4867 | 8641.5667 | 8378.1201 | 1271.94 | 15986.5401 | 0 | 5200.7067 | 7.4533 | 0 | 0 | 0 | 0 | 0 | 0 | 40922.527 | 0 | 40922.9169 | -0.38987 | -0.38987 | 47.5066 | 285.7888 | 277.0762 | 42.0648 | 528.6973 | 0 | 171.9947 | 0.24649 | 0 | 0 | 0 | 0 | 0 | 0 | 1353.3655 | 0 | 1353.3784 | -0.012893 | -0.012893 | 6.4135 | 0.97368 | 12.2375 | 3.9812 | 0.0057056 | 0 | 6.6152 | 1.0996 | 0 | 0 | 0 | 31.3268 | 31.3265 | 31.3264 | 2
US_3B_SH_2013_EL | 3B | SH | EL | 3435 | DOE.determination2013 | HotelSmall | STD2013 | ElPaso | Zone3B | Zone3B(ElPaso) | DOE.determination2013_STD2013 | regular | US | 0.1032 | 0.99 | DOE.determination2013_HotelSmall_STD2013_ElPaso.table.csv.gz | Small Hotel | El Paso International Ap Ut TX USA TMY3 WMO#=722700 | Electricity | 9900.0001 | 92300.0007 | 91325.0007 | 18294.4446 | 154908.3346 | 0 | 79830.5562 | 72.2222 | 0 | 0 | 0 | 0 | 0 | 0 | 446627.7814 | 0 | 446631.5591 | -3.7778 | -3.7778 | 1021.68 | 9525.3601 | 9424.7401 | 1887.9867 | 15986.5401 | 0 | 8238.5134 | 7.4533 | 0 | 0 | 0 | 0 | 0 | 0 | 46091.987 | 0 | 46092.3769 | -0.38987 | -0.38987 | 33.7884 | 315.017 | 311.6894 | 62.4384 | 528.6973 | 0 | 272.4592 | 0.24649 | 0 | 0 | 0 | 0 | 0 | 0 | 1524.3268 | 0 | 1524.3397 | -0.012893 | -0.012893 | 7.2147 | 1.4453 | 12.2375 | 6.3066 | 0.0057056 | 0 | 7.2917 | 0.7821 | 0 | 0 | 0 | 35.284 | 35.2837 | 35.2836 | 1
US_3B_SH_2016_EL | 3B | SH | EL | 5475 | DOE.determination2016 | HotelSmall | STD2016 | ElPaso | Zone3B | Zone3B(ElPaso) | DOE.determination2016_STD2016 | regular | US | 0.1032 | 0.99 | DOE.determination2016_HotelSmall_STD2016_ElPaso.table.csv.gz | Small Hotel | El Paso International Ap Ut TX USA TMY3 WMO#=722700 | Electricity | 5808.3334 | 83675.0007 | 81277.7784 | 12316.6668 | 154908.3346 | 0 | 53000.0004 | 72.2222 | 0 | 0 | 0 | 0 | 0 | 0 | 391058.3365 | 0 | 391059.3365 | -1 | -1 | 599.42 | 8635.2601 | 8387.8667 | 1271.08 | 15986.5401 | 0 | 5469.6 | 7.4533 | 0 | 0 | 0 | 0 | 0 | 0 | 40357.2203 | 0 | 40357.3235 | -0.1032 | -0.1032 | 19.8237 | 285.5802 | 277.3985 | 42.0364 | 528.6973 | 0 | 180.8874 | 0.24649 | 0 | 0 | 0 | 0 | 0 | 0 | 1334.67 | 0 | 1334.6734 | -0.003413 | -0.003413 | 6.421 | 0.97302 | 12.2377 | 4.187 | 0.0057056 | 0 | 6.6103 | 0.45886 | 0 | 0 | 0 | 30.8938 | 30.8937 | 30.8936 | 2
US_3C_SH_2013_EL | 3C | SH | EL | 3975 | DOE.determination2013 | HotelSmall | STD2013 | SanDiego | Zone3C | Zone3C(SanDiego) | DOE.determination2013_STD2013 | regular | US | 0.1032 | 0.99 | DOE.determination2013_HotelSmall_STD2013_SanFrancisco.table.csv.gz | Small Hotel | San Diego-Brown Field Muni AP CA USA TMY3 WMO#=722904 | Electricity | 2375 | 73394.445 | 91116.6674 | 18291.6668 | 154908.3346 | 0 | 76566.6673 | 72.2222 | 0 | 0 | 0 | 0 | 0 | 0 | 416725.0033 | 0 | 416726.0033 | -1 | -1 | 245.1 | 7574.3067 | 9403.2401 | 1887.7 | 15986.5401 | 0 | 7901.6801 | 7.4533 | 0 | 0 | 0 | 0 | 0 | 0 | 43006.0203 | 0 | 43006.1235 | -0.1032 | -0.1032 | 8.1058 | 250.493 | 310.9784 | 62.4289 | 528.6973 | 0 | 261.3197 | 0.24649 | 0 | 0 | 0 | 0 | 0 | 0 | 1422.2695 | 0 | 1422.2729 | -0.003413 | -0.003413 | 7.1982 | 1.445 | 12.2377 | 6.0488 | 0.0057056 | 0 | 5.7982 | 0.18763 | 0 | 0 | 0 | 32.9215 | 32.9214 | 32.9213 | 1
US_3C_SH_2016_EL | 3C | SH | EL | 6015 | DOE.determination2016 | HotelSmall | STD2016 | SanDiego | Zone3C | Zone3C(SanDiego) | DOE.determination2016_STD2016 | regular | US | 0.1032 | 0.99 | DOE.determination2016_HotelSmall_STD2016_SanFrancisco.table.csv.gz | Small Hotel | San Diego-Brown Field Muni AP CA USA TMY3 WMO#=722904 | Electricity | 1566.6667 | 70344.445 | 81086.1118 | 12316.6668 | 154908.3346 | 0 | 49508.3337 | 72.2222 | 0 | 0 | 0 | 0 | 0 | 0 | 369802.7807 | 0 | 369803.7807 | -1 | -1 | 161.68 | 7259.5467 | 8368.0867 | 1271.08 | 15986.5401 | 0 | 5109.26 | 7.4533 | 0 | 0 | 0 | 0 | 0 | 0 | 38163.647 | 0 | 38163.7502 | -0.1032 | -0.1032 | 5.347 | 240.0834 | 276.7444 | 42.0364 | 528.6973 | 0 | 168.9704 | 0.24649 | 0 | 0 | 0 | 0 | 0 | 0 | 1262.1254 | 0 | 1262.1288 | -0.003413 | -0.003413 | 6.4058 | 0.97302 | 12.2377 | 3.9112 | 0.0057056 | 0 | 5.5572 | 0.12377 | 0 | 0 | 0 | 29.2146 | 29.2145 | 29.2144 | 2
US_4A_SH_2013_EL | 4A | SH | EL | 3135 | DOE.determination2013 | HotelSmall | STD2013 | NewYork | Zone4A | Zone4A(NewYork) | DOE.determination2013_STD2013 | regular | US | 0.1032 | 0.99 | DOE.determination2013_HotelSmall_STD2013_Baltimore.table.csv.gz | Small Hotel | New York-John F Kennedy Intl AP NY USA TMY3 WMO#=744860 | Electricity | 49550.0004 | 68325.0005 | 89411.1118 | 18272.2224 | 154908.3346 | 0 | 76422.2228 | 72.2222 | 0 | 0 | 0 | 0 | 0 | 0 | 456958.337 | 0 | 456962.1148 | -3.7778 | -3.7778 | 5113.56 | 7051.1401 | 9227.2267 | 1885.6933 | 15986.5401 | 0 | 7886.7734 | 7.4533 | 0 | 0 | 0 | 0 | 0 | 0 | 47158.1004 | 0 | 47158.4902 | -0.38987 | -0.38987 | 169.1126 | 233.1911 | 305.1574 | 62.3625 | 528.6973 | 0 | 260.8267 | 0.24649 | 0 | 0 | 0 | 0 | 0 | 0 | 1559.5846 | 0 | 1559.5975 | -0.012893 | -0.012893 | 7.0635 | 1.4435 | 12.2375 | 6.0374 | 0.0057056 | 0 | 5.3977 | 3.9145 | 0 | 0 | 0 | 36.1001 | 36.0998 | 36.0997 | 1
US_4A_SH_2016_EL | 4A | SH | EL | 5175 | DOE.determination2016 | HotelSmall | STD2016 | NewYork | Zone4A | Zone4A(NewYork) | DOE.determination2016_STD2016 | regular | US | 0.1032 | 0.99 | DOE.determination2016_HotelSmall_STD2016_Baltimore.table.csv.gz | Small Hotel | New York-John F Kennedy Intl AP NY USA TMY3 WMO#=744860 | Electricity | 28736.1113 | 64055.5561 | 80158.334 | 12302.7779 | 154908.3346 | 0 | 49416.6671 | 72.2222 | 0 | 0 | 0 | 0 | 0 | 0 | 389647.2253 | 0 | 389651.0031 | -3.7778 | -3.7778 | 2965.5667 | 6610.5334 | 8272.3401 | 1269.6467 | 15986.5401 | 0 | 5099.8 | 7.4533 | 0 | 0 | 0 | 0 | 0 | 0 | 40211.5937 | 0 | 40211.9835 | -0.38987 | -0.38987 | 98.0755 | 218.6196 | 273.5779 | 41.989 | 528.6973 | 0 | 168.6576 | 0.24649 | 0 | 0 | 0 | 0 | 0 | 0 | 1329.8539 | 0 | 1329.8668 | -0.012893 | -0.012893 | 6.3325 | 0.97192 | 12.2375 | 3.9039 | 0.0057056 | 0 | 5.0604 | 2.2702 | 0 | 0 | 0 | 30.7825 | 30.7822 | 30.7822 | 2
US_4B_SH_2013_EL | 4B | SH | EL | 3075 | DOE.determination2013 | HotelSmall | STD2013 | Albuquerque | Zone4B | Zone4B(Albuquerque) | DOE.determination2013_STD2013 | regular | US | 0.1032 | 0.99 | DOE.determination2013_HotelSmall_STD2013_Albuquerque.table.csv.gz | Small Hotel | Albuquerque Intl Sunport NM USA TMY3 WMO#=723650 | Electricity | 21394.4446 | 71063.8895 | 89586.1118 | 18277.7779 | 154908.3346 | 0 | 80247.2229 | 72.2222 | 0 | 0 | 0 | 0 | 0 | 0 | 435550.0035 | 0 | 435551.0035 | -1 | -1 | 2207.9067 | 7333.7934 | 9245.2867 | 1886.2667 | 15986.5401 | 0 | 8281.5134 | 7.4533 | 0 | 0 | 0 | 0 | 0 | 0 | 44948.7604 | 0 | 44948.8636 | -0.1032 | -0.1032 | 73.0186 | 242.5389 | 305.7546 | 62.3815 | 528.6973 | 0 | 273.8813 | 0.24649 | 0 | 0 | 0 | 0 | 0 | 0 | 1486.5187 | 0 | 1486.5221 | -0.003413 | -0.003413 | 7.0773 | 1.4439 | 12.2377 | 6.3396 | 0.0057056 | 0 | 5.6141 | 1.6902 | 0 | 0 | 0 | 34.4086 | 34.4086 | 34.4085 | 1
US_4B_SH_2016_EL | 4B | SH | EL | 5115 | DOE.determination2016 | HotelSmall | STD2016 | Albuquerque | Zone4B | Zone4B(Albuquerque) | DOE.determination2016_STD2016 | regular | US | 0.1032 | 0.99 | DOE.determination2016_HotelSmall_STD2016_Albuquerque.table.csv.gz | Small Hotel | Albuquerque Intl Sunport NM USA TMY3 WMO#=723650 | Electricity | 11216.6668 | 68711.1117 | 80344.4451 | 12305.5557 | 154908.3346 | 0 | 53444.4449 | 72.2222 | 0 | 0 | 0 | 0 | 0 | 0 | 381002.7808 | 0 | 381003.7808 | -1 | -1 | 1157.56 | 7090.9867 | 8291.5467 | 1269.9333 | 15986.5401 | 0 | 5515.4667 | 7.4533 | 0 | 0 | 0 | 0 | 0 | 0 | 39319.487 | 0 | 39319.5902 | -0.1032 | -0.1032 | 38.2821 | 234.5089 | 274.2131 | 41.9985 | 528.6973 | 0 | 182.4042 | 0.24649 | 0 | 0 | 0 | 0 | 0 | 0 | 1300.3507 | 0 | 1300.3541 | -0.003413 | -0.003413 | 6.3472 | 0.97214 | 12.2377 | 4.2221 | 0.0057056 | 0 | 5.4282 | 0.88612 | 0 | 0 | 0 | 30.0994 | 30.0993 | 30.0992 | 2
US_4C_SH_2013_EL | 4C | SH | EL | 3915 | DOE.determination2013 | HotelSmall | STD2013 | Seattle | Zone4C | Zone4C(Seattle) | DOE.determination2013_STD2013 | regular | US | 0.1032 | 0.99 | DOE.determination2013_HotelSmall_STD2013_Salem.table.csv.gz | Small Hotel | Seattle Seattle Tacoma Intl A WA USA TMY3 WMO#=727930 | Electricity | 26602.778 | 44250.0004 | 90086.1118 | 18255.5557 | 154908.3346 | 0 | 76766.6673 | 72.2222 | 0 | 0 | 0 | 0 | 0 | 0 | 410941.67 | 0 | 410942.67 | -1 | -1 | 2745.4067 | 4566.6 | 9296.8867 | 1883.9733 | 15986.5401 | 0 | 7922.3201 | 7.4533 | 0 | 0 | 0 | 0 | 0 | 0 | 42409.1803 | 0 | 42409.2835 | -0.1032 | -0.1032 | 90.7945 | 151.0239 | 307.4611 | 62.3056 | 528.6973 | 0 | 262.0023 | 0.24649 | 0 | 0 | 0 | 0 | 0 | 0 | 1402.5312 | 0 | 1402.5346 | -0.003413 | -0.003413 | 7.1168 | 1.4422 | 12.2377 | 6.0646 | 0.0057056 | 0 | 3.4958 | 2.1016 | 0 | 0 | 0 | 32.4646 | 32.4645 | 32.4644 | 1
US_4C_SH_2016_EL | 4C | SH | EL | 5955 | DOE.determination2016 | HotelSmall | STD2016 | Seattle | Zone4C | Zone4C(Seattle) | DOE.determination2016_STD2016 | regular | US | 0.1032 | 0.99 | DOE.determination2016_HotelSmall_STD2016_Salem.table.csv.gz | Small Hotel | Seattle Seattle Tacoma Intl A WA USA TMY3 WMO#=727930 | Electricity | 14077.7779 | 46036.1115 | 80777.7784 | 12291.6668 | 154908.3346 | 0 | 49558.3337 | 72.2222 | 0 | 0 | 0 | 0 | 0 | 0 | 357722.2251 | 0 | 357723.2251 | -1 | -1 | 1452.8267 | 4750.9267 | 8336.2667 | 1268.5 | 15986.5401 | 0 | 5114.42 | 7.4533 | 0 | 0 | 0 | 0 | 0 | 0 | 36916.9336 | 0 | 36917.0368 | -0.1032 | -0.1032 | 48.047 | 157.1198 | 275.6921 | 41.9511 | 528.6973 | 0 | 169.1411 | 0.24649 | 0 | 0 | 0 | 0 | 0 | 0 | 1220.8949 | 0 | 1220.8983 | -0.003413 | -0.003413 | 6.3815 | 0.97104 | 12.2377 | 3.9151 | 0.0057056 | 0 | 3.6369 | 1.1121 | 0 | 0 | 0 | 28.2602 | 28.2601 | 28.2601 | 2
US_5A_SH_2013_EL | 5A | SH | EL | 3315 | DOE.determination2013 | HotelSmall | STD2013 | Buffalo | Zone5A | Zone5A(Buffalo) | DOE.determination2013_STD2013 | regular | US | 0.1032 | 0.99 | DOE.determination2013_HotelSmall_STD2013_Chicago.table.csv.gz | Small Hotel | Buffalo Niagara Intl AP NY USA TMY3 WMO#=725280 | Electricity | 80872.2229 | 48627.7782 | 89541.6674 | 18255.5557 | 154908.3346 | 0 | 76522.2228 | 72.2222 | 0 | 0 | 0 | 0 | 0 | 0 | 468802.7815 | 0 | 468801.0038 | 1.7778 | 1.7778 | 8346.0134 | 5018.3867 | 9240.7001 | 1883.9733 | 15986.5401 | 0 | 7897.0934 | 7.4533 | 0 | 0 | 0 | 0 | 0 | 0 | 48380.4471 | 0 | 48380.2636 | 0.18347 | 0.18347 | 276.0144 | 165.9651 | 305.6029 | 62.3056 | 528.6973 | 0 | 261.168 | 0.24649 | 0 | 0 | 0 | 0 | 0 | 0 | 1600.0094 | 0 | 1600.0033 | 0.0060675 | 0.0060675 | 7.0738 | 1.4422 | 12.2379 | 6.0453 | 0.0057056 | 0 | 3.8416 | 6.3889 | 0 | 0 | 0 | 37.0354 | 37.0355 | 37.0355 | 1
US_5A_SH_2016_EL | 5A | SH | EL | 5355 | DOE.determination2016 | HotelSmall | STD2016 | Buffalo | Zone5A | Zone5A(Buffalo) | DOE.determination2016_STD2016 | regular | US | 0.1032 | 0.99 | DOE.determination2016_HotelSmall_STD2016_Chicago.table.csv.gz | Small Hotel | Buffalo Niagara Intl AP NY USA TMY3 WMO#=725280 | Electricity | 49291.6671 | 47519.4448 | 80283.334 | 12291.6668 | 154908.3346 | 0 | 49369.4448 | 72.2222 | 0 | 0 | 0 | 0 | 0 | 0 | 393738.892 | 0 | 393737.1143 | 1.7778 | 1.7778 | 5086.9 | 4904.0067 | 8285.2401 | 1268.5 | 15986.5401 | 0 | 5094.9267 | 7.4533 | 0 | 0 | 0 | 0 | 0 | 0 | 40633.8537 | 0 | 40633.6702 | 0.18347 | 0.18347 | 168.2309 | 162.1824 | 274.0045 | 41.9511 | 528.6973 | 0 | 168.4964 | 0.24649 | 0 | 0 | 0 | 0 | 0 | 0 | 1343.8186 | 0 | 1343.8126 | 0.0060675 | 0.0060675 | 6.3424 | 0.97104 | 12.2379 | 3.9002 | 0.0057056 | 0 | 3.754 | 3.8941 | 0 | 0 | 0 | 31.1053 | 31.1055 | 31.1054 | 2
US_5B_SH_2013_EL | 5B | SH | EL | 3195 | DOE.determination2013 | HotelSmall | STD2013 | Denver | Zone5B | Zone5B(Denver) | DOE.determination2013_STD2013 | regular | US | 0.1032 | 0.99 | DOE.determination2013_HotelSmall_STD2013_Boise.table.csv.gz | Small Hotel | Denver-Aurora-Buckley AFB CO USA TMY3 WMO#=724695 | Electricity | 46580.5559 | 56258.3338 | 89547.2229 | 18272.2224 | 154908.3346 | 0 | 80233.334 | 72.2222 | 0 | 0 | 0 | 0 | 0 | 0 | 445872.2258 | 0 | 445873.2258 | -1 | -1 | 4807.1134 | 5805.86 | 9241.2734 | 1885.6933 | 15986.5401 | 0 | 8280.0801 | 7.4533 | 0 | 0 | 0 | 0 | 0 | 0 | 46014.0137 | 0 | 46014.1169 | -0.1032 | -0.1032 | 158.978 | 192.0079 | 305.6219 | 62.3625 | 528.6973 | 0 | 273.8339 | 0.24649 | 0 | 0 | 0 | 0 | 0 | 0 | 1521.7481 | 0 | 1521.7515 | -0.003413 | -0.003413 | 7.0743 | 1.4435 | 12.2377 | 6.3385 | 0.0057056 | 0 | 4.4444 | 3.6799 | 0 | 0 | 0 | 35.2241 | 35.224 | 35.2239 | 1
US_5B_SH_2016_EL | 5B | SH | EL | 5235 | DOE.determination2016 | HotelSmall | STD2016 | Denver | Zone5B | Zone5B(Denver) | DOE.determination2016_STD2016 | regular | US | 0.1032 | 0.99 | DOE.determination2016_HotelSmall_STD2016_Boise.table.csv.gz | Small Hotel | Denver-Aurora-Buckley AFB CO USA TMY3 WMO#=724695 | Electricity | 26522.2224 | 55147.2227 | 80302.7784 | 12302.7779 | 154908.3346 | 0 | 53291.6671 | 72.2222 | 0 | 0 | 0 | 0 | 0 | 0 | 382547.2253 | 0 | 382548.2253 | -1 | -1 | 2737.0934 | 5691.1934 | 8287.2467 | 1269.6467 | 15986.5401 | 0 | 5499.7 | 7.4533 | 0 | 0 | 0 | 0 | 0 | 0 | 39478.8736 | 0 | 39478.9768 | -0.1032 | -0.1032 | 90.5195 | 188.2158 | 274.0709 | 41.989 | 528.6973 | 0 | 181.8828 | 0.24649 | 0 | 0 | 0 | 0 | 0 | 0 | 1305.6218 | 0 | 1305.6252 | -0.003413 | -0.003413 | 6.3439 | 0.97192 | 12.2377 | 4.2101 | 0.0057056 | 0 | 4.3566 | 2.0953 | 0 | 0 | 0 | 30.2214 | 30.2213 | 30.2212 | 2
US_5C_SH_2013_EL | 5C | SH | EL | 4035 | DOE.determination2013 | HotelSmall | STD2013 | PortAngeles | Zone5C | Zone5C(PortAngeles) | DOE.determination2013_STD2013 | regular | US | 0.1032 | 0.99 | DOE.determination2013_HotelSmall_STD2013_Vancouver.table.csv.gz | Small Hotel | William R Fairchild WA USA TMY3 WMO#=727885 | Electricity | 29161.1113 | 35775.0003 | 89816.6674 | 18250.0001 | 154908.3346 | 0 | 76002.7784 | 72.2222 | 0 | 0 | 0 | 0 | 0 | 0 | 403988.8921 | 0 | 403987.1143 | 1.7778 | 1.7778 | 3009.4267 | 3691.98 | 9269.0801 | 1883.4 | 15986.5401 | 0 | 7843.4867 | 7.4533 | 0 | 0 | 0 | 0 | 0 | 0 | 41691.6537 | 0 | 41691.4702 | 0.18347 | 0.18347 | 99.526 | 122.099 | 306.5415 | 62.2867 | 528.6973 | 0 | 259.3951 | 0.24649 | 0 | 0 | 0 | 0 | 0 | 0 | 1378.8016 | 0 | 1378.7955 | 0.0060675 | 0.0060675 | 7.0955 | 1.4418 | 12.2379 | 6.0042 | 0.0057056 | 0 | 2.8262 | 2.3037 | 0 | 0 | 0 | 31.9151 | 31.9152 | 31.9151 | 1
US_5C_SH_2016_EL | 5C | SH | EL | 6075 | DOE.determination2016 | HotelSmall | STD2016 | PortAngeles | Zone5C | Zone5C(PortAngeles) | DOE.determination2016_STD2016 | regular | US | 0.1032 | 0.99 | DOE.determination2016_HotelSmall_STD2016_Vancouver.table.csv.gz | Small Hotel | William R Fairchild WA USA TMY3 WMO#=727885 | Electricity | 14397.2223 | 39505.5559 | 80533.334 | 12288.889 | 154908.3346 | 0 | 48863.8893 | 72.2222 | 0 | 0 | 0 | 0 | 0 | 0 | 350569.4472 | 0 | 350570.4472 | -1 | -1 | 1485.7933 | 4076.9734 | 8311.0401 | 1268.2133 | 15986.5401 | 0 | 5042.7534 | 7.4533 | 0 | 0 | 0 | 0 | 0 | 0 | 36178.767 | 0 | 36178.8702 | -0.1032 | -0.1032 | 49.1373 | 134.8312 | 274.8578 | 41.9416 | 528.6973 | 0 | 166.7709 | 0.24649 | 0 | 0 | 0 | 0 | 0 | 0 | 1196.4827 | 0 | 1196.4861 | -0.003413 | -0.003413 | 6.3622 | 0.97083 | 12.2377 | 3.8603 | 0.0057056 | 0 | 3.1209 | 1.1374 | 0 | 0 | 0 | 27.6952 | 27.6951 | 27.695 | 2
US_6A_SH_2013_EL | 6A | SH | EL | 3255 | DOE.determination2013 | HotelSmall | STD2013 | Rochester | Zone6A | Zone6A(Rochester) | DOE.determination2013_STD2013 | regular | US | 0.1032 | 0.99 | DOE.determination2013_HotelSmall_STD2013_Burlington.table.csv.gz | Small Hotel | Rochester International Arpt MN USA TMY3 WMO#=726440 | Electricity | 126044.4455 | 48469.4448 | 89586.1118 | 18269.4446 | 154908.3346 | 0 | 77030.5562 | 72.2222 | 0 | 0 | 0 | 0 | 0 | 0 | 514386.1152 | 0 | 514381.5597 | 4.5556 | 4.5556 | 13007.7868 | 5002.0467 | 9245.2867 | 1885.4067 | 15986.5401 | 0 | 7949.5534 | 7.4533 | 0 | 0 | 0 | 0 | 0 | 0 | 53084.6471 | 0 | 53084.177 | 0.47013 | 0.47013 | 430.1858 | 165.4247 | 305.7546 | 62.353 | 528.6973 | 0 | 262.9029 | 0.24649 | 0 | 0 | 0 | 0 | 0 | 0 | 1755.5839 | 0 | 1755.5683 | 0.015548 | 0.015548 | 7.0773 | 1.4433 | 12.2382 | 6.0854 | 0.0057056 | 0 | 3.8291 | 9.9575 | 0 | 0 | 0 | 40.6363 | 40.6366 | 40.6366 | 1
US_6A_SH_2016_EL | 6A | SH | EL | 5295 | DOE.determination2016 | HotelSmall | STD2016 | Rochester | Zone6A | Zone6A(Rochester) | DOE.determination2016_STD2016 | regular | US | 0.1032 | 0.99 | DOE.determination2016_HotelSmall_STD2016_Burlington.table.csv.gz | Small Hotel | Rochester International Arpt MN USA TMY3 WMO#=726440 | Electricity | 81666.6673 | 46769.4448 | 80330.5562 | 12300.0001 | 154908.3346 | 0 | 50100.0004 | 72.2222 | 0 | 0 | 0 | 0 | 0 | 0 | 426147.2256 | 0 | 426148.2256 | -1 | -1 | 8428.0001 | 4826.6067 | 8290.1134 | 1269.36 | 15986.5401 | 0 | 5170.32 | 7.4533 | 0 | 0 | 0 | 0 | 0 | 0 | 43978.3937 | 0 | 43978.4969 | -0.1032 | -0.1032 | 278.7258 | 159.6227 | 274.1657 | 41.9795 | 528.6973 | 0 | 170.9897 | 0.24649 | 0 | 0 | 0 | 0 | 0 | 0 | 1454.4273 | 0 | 1454.4307 | -0.003413 | -0.003413 | 6.3461 | 0.9717 | 12.2377 | 3.9579 | 0.0057056 | 0 | 3.6948 | 6.4517 | 0 | 0 | 0 | 33.6658 | 33.6657 | 33.6657 | 2
US_6B_SH_2013_EL | 6B | SH | EL | 3555 | DOE.determination2013 | HotelSmall | STD2013 | Great_Falls | Zone6B | Zone6B(Great_Falls) | DOE.determination2013_STD2013 | regular | US | 0.1032 | 0.99 | DOE.determination2013_HotelSmall_STD2013_Helena.table.csv.gz | Small Hotel | Great Falls Intl Arpt MT USA TMY3 WMO#=727750 | Electricity | 82955.5562 | 41516.667 | 89700.0007 | 18255.5557 | 154908.3346 | 0 | 78805.5562 | 72.2222 | 0 | 0 | 0 | 0 | 0 | 0 | 466211.1148 | 0 | 466214.8926 | -3.7778 | -3.7778 | 8561.0134 | 4284.52 | 9257.0401 | 1883.9733 | 15986.5401 | 0 | 8132.7334 | 7.4533 | 0 | 0 | 0 | 0 | 0 | 0 | 48112.9871 | 0 | 48113.3769 | -0.38987 | -0.38987 | 283.1247 | 141.6951 | 306.1433 | 62.3056 | 528.6973 | 0 | 268.9609 | 0.24649 | 0 | 0 | 0 | 0 | 0 | 0 | 1591.1641 | 0 | 1591.177 | -0.012893 | -0.012893 | 7.0863 | 1.4422 | 12.2375 | 6.2257 | 0.0057056 | 0 | 3.2798 | 6.5535 | 0 | 0 | 0 | 36.8311 | 36.8308 | 36.8307 | 1
US_6B_SH_2016_EL | 6B | SH | EL | 5595 | DOE.determination2016 | HotelSmall | STD2016 | Great_Falls | Zone6B | Zone6B(Great_Falls) | DOE.determination2016_STD2016 | regular | US | 0.1032 | 0.99 | DOE.determination2016_HotelSmall_STD2016_Helena.table.csv.gz | Small Hotel | Great Falls Intl Arpt MT USA TMY3 WMO#=727750 | Electricity | 50769.4449 | 41850.0003 | 80452.7784 | 12291.6668 | 154908.3346 | 0 | 51730.556 | 72.2222 | 0 | 0 | 0 | 0 | 0 | 0 | 392072.2254 | 0 | 392076.0031 | -3.7778 | -3.7778 | 5239.4067 | 4318.92 | 8302.7267 | 1268.5 | 15986.5401 | 0 | 5338.5934 | 7.4533 | 0 | 0 | 0 | 0 | 0 | 0 | 40461.8537 | 0 | 40462.2435 | -0.38987 | -0.38987 | 173.2745 | 142.8328 | 274.5828 | 41.9511 | 528.6973 | 0 | 176.5548 | 0.24649 | 0 | 0 | 0 | 0 | 0 | 0 | 1338.1304 | 0 | 1338.1432 | -0.012893 | -0.012893 | 6.3558 | 0.97104 | 12.2375 | 4.0867 | 0.0057056 | 0 | 3.3062 | 4.0108 | 0 | 0 | 0 | 30.9741 | 30.9738 | 30.9737 | 2
US_7_SH_2013_EL | 7 | SH | EL | 3375 | DOE.determination2013 | HotelSmall | STD2013 | InternationalFalls | Zone7 | Zone7(InternationalFalls) | DOE.determination2013_STD2013 | regular | US | 0.1032 | 0.99 | DOE.determination2013_HotelSmall_STD2013_Duluth.table.csv.gz | Small Hotel | International Falls Intl Ap MN USA TMY3 WMO#=727470 | Electricity | 143369.4456 | 40886.1114 | 88619.4452 | 18263.889 | 154908.3346 | 0 | 76700.0006 | 72.2222 | 0 | 0 | 0 | 0 | 0 | 0 | 522819.4486 | 0 | 522820.4486 | -1 | -1 | 14795.7268 | 4219.4467 | 9145.5267 | 1884.8333 | 15986.5401 | 0 | 7915.4401 | 7.4533 | 0 | 0 | 0 | 0 | 0 | 0 | 53954.9671 | 0 | 53955.0703 | -0.1032 | -0.1032 | 489.3155 | 139.543 | 302.4554 | 62.3341 | 528.6973 | 0 | 261.7747 | 0.24649 | 0 | 0 | 0 | 0 | 0 | 0 | 1784.3666 | 0 | 1784.37 | -0.003413 | -0.003413 | 7.001 | 1.4429 | 12.2377 | 6.0593 | 0.0057056 | 0 | 3.23 | 11.3262 | 0 | 0 | 0 | 41.3029 | 41.3029 | 41.3028 | 1
US_7_SH_2016_EL | 7 | SH | EL | 5415 | DOE.determination2016 | HotelSmall | STD2016 | InternationalFalls | Zone7 | Zone7(InternationalFalls) | DOE.determination2016_STD2016 | regular | US | 0.1032 | 0.99 | DOE.determination2016_HotelSmall_STD2016_Duluth.table.csv.gz | Small Hotel | International Falls Intl Ap MN USA TMY3 WMO#=727470 | Electricity | 91827.7785 | 40222.2225 | 80116.6673 | 12297.2223 | 154908.3346 | 0 | 49661.1115 | 72.2222 | 0 | 0 | 0 | 0 | 0 | 0 | 429105.559 | 0 | 429106.559 | -1 | -1 | 9476.6267 | 4150.9334 | 8268.0401 | 1269.0733 | 15986.5401 | 0 | 5125.0267 | 7.4533 | 0 | 0 | 0 | 0 | 0 | 0 | 44283.6937 | 0 | 44283.7969 | -0.1032 | -0.1032 | 313.4054 | 137.2772 | 273.4357 | 41.97 | 528.6973 | 0 | 169.4918 | 0.24649 | 0 | 0 | 0 | 0 | 0 | 0 | 1464.524 | 0 | 1464.5274 | -0.003413 | -0.003413 | 6.3292 | 0.97148 | 12.2377 | 3.9232 | 0.0057056 | 0 | 3.1776 | 7.2544 | 0 | 0 | 0 | 33.8995 | 33.8994 | 33.8994 | 2
US_8_SH_2013_EL | 8 | SH | EL | 3495 | DOE.determination2013 | HotelSmall | STD2013 | FairBanks | Zone8 | Zone8(FairBanks) | DOE.determination2013_STD2013 | regular | US | 0.1032 | 0.99 | DOE.determination2013_HotelSmall_STD2013_Fairbanks.table.csv.gz | Small Hotel | Fairbanks Intl Arpt AK USA TMY3 WMO#=702610 | Electricity | 201061.1127 | 27575.0002 | 90130.5563 | 18136.1113 | 154908.3346 | 0 | 76319.4451 | 72.2222 | 0 | 0 | 0 | 0 | 0 | 0 | 568202.7823 | 0 | 568203.7823 | -1 | -1 | 20749.5068 | 2845.74 | 9301.4734 | 1871.6467 | 15986.5401 | 0 | 7876.1667 | 7.4533 | 0 | 0 | 0 | 0 | 0 | 0 | 58638.5271 | 0 | 58638.6303 | -0.1032 | -0.1032 | 686.2153 | 94.1126 | 307.6128 | 61.898 | 528.6973 | 0 | 260.4759 | 0.24649 | 0 | 0 | 0 | 0 | 0 | 0 | 1939.2585 | 0 | 1939.2619 | -0.003413 | -0.003413 | 7.1203 | 1.4328 | 12.2377 | 6.0293 | 0.0057056 | 0 | 2.1784 | 15.8839 | 0 | 0 | 0 | 44.8882 | 44.8882 | 44.8881 | 1
US_8_SH_2016_EL | 8 | SH | EL | 5535 | DOE.determination2016 | HotelSmall | STD2016 | FairBanks | Zone8 | Zone8(FairBanks) | DOE.determination2016_STD2016 | regular | US | 0.1032 | 0.99 | DOE.determination2016_HotelSmall_STD2016_Fairbanks.table.csv.gz | Small Hotel | Fairbanks Intl Arpt AK USA TMY3 WMO#=702610 | Electricity | 122997.2232 | 29391.6669 | 80747.2229 | 12211.1112 | 154908.3346 | 0 | 49041.6671 | 72.2222 | 0 | 0 | 0 | 0 | 0 | 0 | 449366.6703 | 0 | 449370.448 | -3.7778 | -3.7778 | 12693.3134 | 3033.22 | 8333.1134 | 1260.1867 | 15986.5401 | 0 | 5061.1 | 7.4533 | 0 | 0 | 0 | 0 | 0 | 0 | 46374.6404 | 0 | 46375.0302 | -0.38987 | -0.38987 | 419.7857 | 100.3128 | 275.5878 | 41.6761 | 528.6973 | 0 | 167.3777 | 0.24649 | 0 | 0 | 0 | 0 | 0 | 0 | 1533.6745 | 0 | 1533.6874 | -0.012893 | -0.012893 | 6.3791 | 0.96468 | 12.2375 | 3.8743 | 0.0057056 | 0 | 2.3219 | 9.7168 | 0 | 0 | 0 | 35.5004 | 35.5001 | 35.5 | 2
US_1A_SO_2013_EL | 1A | SO | EL | 373 | DOE.determination2013 | OfficeSmall | STD2013 | Honolulu | Zone1A | Zone1A(Honolulu) | DOE.determination2013_STD2013 | regular | US | 0.1032 | 0.99 | DOE.determination2013_OfficeSmall_STD2013_Miami.table.csv.gz | Small Office | Honolulu Intl Arpt HI USA TMY3 WMO#=911820 | Electricity | 0 | 10094.4445 | 12766.6668 | 3311.1111 | 13413.889 | 0 | 5294.4445 | 0 | 0 | 0 | 0 | 5002.7778 | 0 | 0 | 49883.3337 | 0 | 49884.3337 | -1 | -1 | 0 | 1041.7467 | 1317.52 | 341.7067 | 1384.3133 | 0 | 546.3867 | 0 | 0 | 0 | 0 | 516.2867 | 0 | 0 | 5147.96 | 0 | 5148.0632 | -0.1032 | -0.1032 | 0 | 34.452 | 43.5722 | 11.3007 | 45.7812 | 0 | 18.0698 | 0 | 0 | 0 | 0 | 17.0743 | 0 | 0 | 170.2503 | 0 | 170.2537 | -0.003413 | -0.003413 | 7.9193 | 2.0539 | 8.3202 | 3.2842 | 0 | 0 | 6.2617 | 0 | 3.1033 | 0 | 0 | 30.944 | 30.9433 | 30.9427 | 1
US_1A_SO_2016_EL | 1A | SO | EL | 577 | DOE.determination2016 | OfficeSmall | STD2016 | Honolulu | Zone1A | Zone1A(Honolulu) | DOE.determination2016_STD2016 | regular | US | 0.1032 | 0.99 | DOE.determination2016_OfficeSmall_STD2016_Miami.table.csv.gz | Small Office | Honolulu Intl Arpt HI USA TMY3 WMO#=911820 | Electricity | 0 | 9783.3334 | 9238.889 | 1580.5556 | 13413.889 | 0 | 5219.4445 | 0 | 0 | 0 | 0 | 5002.7778 | 0 | 0 | 44238.8892 | 0 | 44239.8892 | -1 | -1 | 0 | 1009.64 | 953.4533 | 163.1133 | 1384.3133 | 0 | 538.6467 | 0 | 0 | 0 | 0 | 516.2867 | 0 | 0 | 4565.4534 | 0 | 4565.5566 | -0.1032 | -0.1032 | 0 | 33.3902 | 31.532 | 5.3944 | 45.7812 | 0 | 17.8138 | 0 | 0 | 0 | 0 | 17.0743 | 0 | 0 | 150.986 | 0 | 150.9894 | -0.003413 | -0.003413 | 5.731 | 0.98044 | 8.3202 | 3.2377 | 0 | 0 | 6.0687 | 0 | 3.1033 | 0 | 0 | 27.4426 | 27.442 | 27.4414 | 2
US_1B_SO_2013_EL | 1B | SO | EL | 385 | DOE.determination2013 | OfficeSmall | STD2013 | NewDelhi | Zone1B | Zone1B(NewDelhi) | DOE.determination2013_STD2013 | regular | US | 0.1032 | 0.99 | DOE.determination2013_OfficeSmall_STD2013_Riyadh.table.csv.gz | Small Office | New Delhi-Safdarjung AP Delhi IND IWEC2 WMO#=421820 | Electricity | 61.1111 | 10900.0001 | 12736.1112 | 3305.5556 | 13413.889 | 0 | 6013.8889 | 0 | 0 | 0 | 0 | 5002.7778 | 0 | 0 | 51433.3337 | 0 | 51434.3337 | -1 | -1 | 6.3067 | 1124.88 | 1314.3667 | 341.1333 | 1384.3133 | 0 | 620.6333 | 0 | 0 | 0 | 0 | 516.2867 | 0 | 0 | 5307.92 | 0 | 5308.0232 | -0.1032 | -0.1032 | 0.20857 | 37.2014 | 43.468 | 11.2818 | 45.7812 | 0 | 20.5252 | 0 | 0 | 0 | 0 | 17.0743 | 0 | 0 | 175.5404 | 0 | 175.5438 | -0.003413 | -0.003413 | 7.9004 | 2.0505 | 8.3202 | 3.7305 | 0 | 0 | 6.7614 | 0.037908 | 3.1033 | 0 | 0 | 31.9055 | 31.9048 | 31.9042 | 1
US_1B_SO_2016_EL | 1B | SO | EL | 589 | DOE.determination2016 | OfficeSmall | STD2016 | NewDelhi | Zone1B | Zone1B(NewDelhi) | DOE.determination2016_STD2016 | regular | US | 0.1032 | 0.99 | DOE.determination2016_OfficeSmall_STD2016_Riyadh.table.csv.gz | Small Office | New Delhi-Safdarjung AP Delhi IND IWEC2 WMO#=421820 | Electricity | 75 | 10577.7779 | 9213.889 | 1575 | 13413.889 | 0 | 5916.6667 | 0 | 0 | 0 | 0 | 5002.7778 | 0 | 0 | 45775.0004 | 0 | 45776.0004 | -1 | -1 | 7.74 | 1091.6267 | 950.8733 | 162.54 | 1384.3133 | 0 | 610.6 | 0 | 0 | 0 | 0 | 516.2867 | 0 | 0 | 4723.98 | 0 | 4724.0832 | -0.1032 | -0.1032 | 0.25597 | 36.1016 | 31.4467 | 5.3754 | 45.7812 | 0 | 20.1934 | 0 | 0 | 0 | 0 | 17.0743 | 0 | 0 | 156.2287 | 0 | 156.2321 | -0.003413 | -0.003413 | 5.7155 | 0.97699 | 8.3202 | 3.6702 | 0 | 0 | 6.5615 | 0.046524 | 3.1033 | 0 | 0 | 28.3955 | 28.3949 | 28.3943 | 2
US_2A_SO_2013_EL | 2A | SO | EL | 361 | DOE.determination2013 | OfficeSmall | STD2013 | Tampa | Zone2A | Zone2A(Tampa) | DOE.determination2013_STD2013 | regular | US | 0.1032 | 0.99 | DOE.determination2013_OfficeSmall_STD2013_Houston.table.csv.gz | Small Office | Tampa-MacDill AFB FL USA TMY3 WMO#=747880 | Electricity | 180.5556 | 8677.7778 | 12755.5557 | 3305.5556 | 13413.889 | 0 | 5430.5556 | 0 | 0 | 0 | 0 | 5002.7778 | 0 | 0 | 48769.4448 | 0 | 48767.6671 | 1.7778 | 1.7778 | 18.6333 | 895.5467 | 1316.3733 | 341.1333 | 1384.3133 | 0 | 560.4333 | 0 | 0 | 0 | 0 | 516.2867 | 0 | 0 | 5033.0067 | 0 | 5032.8232 | 0.18347 | 0.18347 | 0.61623 | 29.617 | 43.5343 | 11.2818 | 45.7812 | 0 | 18.5343 | 0 | 0 | 0 | 0 | 17.0743 | 0 | 0 | 166.4486 | 0 | 166.4425 | 0.0060675 | 0.0060675 | 7.9125 | 2.0505 | 8.3219 | 3.3687 | 0 | 0 | 5.3829 | 0.112 | 3.1033 | 0 | 0 | 30.2513 | 30.2524 | 30.2518 | 1
US_2A_SO_2016_EL | 2A | SO | EL | 565 | DOE.determination2016 | OfficeSmall | STD2016 | Tampa | Zone2A | Zone2A(Tampa) | DOE.determination2016_STD2016 | regular | US | 0.1032 | 0.99 | DOE.determination2016_OfficeSmall_STD2016_Houston.table.csv.gz | Small Office | Tampa-MacDill AFB FL USA TMY3 WMO#=747880 | Electricity | 197.2222 | 8388.889 | 9236.1112 | 1580.5556 | 13413.889 | 0 | 5336.1112 | 0 | 0 | 0 | 0 | 5002.7778 | 0 | 0 | 43155.5559 | 0 | 43156.5559 | -1 | -1 | 20.3533 | 865.7333 | 953.1667 | 163.1133 | 1384.3133 | 0 | 550.6867 | 0 | 0 | 0 | 0 | 516.2867 | 0 | 0 | 4453.6534 | 0 | 4453.7566 | -0.1032 | -0.1032 | 0.67311 | 28.631 | 31.5226 | 5.3944 | 45.7812 | 0 | 18.212 | 0 | 0 | 0 | 0 | 17.0743 | 0 | 0 | 147.2886 | 0 | 147.292 | -0.003413 | -0.003413 | 5.7293 | 0.98044 | 8.3202 | 3.3101 | 0 | 0 | 5.2037 | 0.12234 | 3.1033 | 0 | 0 | 26.7706 | 26.77 | 26.7694 | 2
US_2B_SO_2013_EL | 2B | SO | EL | 379 | DOE.determination2013 | OfficeSmall | STD2013 | Tucson | Zone2B | Zone2B(Tucson) | DOE.determination2013_STD2013 | regular | US | 0.1032 | 0.99 | DOE.determination2013_OfficeSmall_STD2013_Phoenix.table.csv.gz | Small Office | Tucson-Davis Monthan AFB AZ USA TMY3 WMO#=722745 | Electricity | 222.2222 | 7688.889 | 12788.889 | 3308.3334 | 13413.889 | 0 | 6536.1112 | 0 | 0 | 0 | 0 | 5002.7778 | 0 | 0 | 48961.1115 | 0 | 48962.1115 | -1 | -1 | 22.9333 | 793.4933 | 1319.8133 | 341.42 | 1384.3133 | 0 | 674.5267 | 0 | 0 | 0 | 0 | 516.2867 | 0 | 0 | 5052.7867 | 0 | 5052.8899 | -0.1032 | -0.1032 | 0.75844 | 26.2419 | 43.6481 | 11.2912 | 45.7812 | 0 | 22.3075 | 0 | 0 | 0 | 0 | 17.0743 | 0 | 0 | 167.1028 | 0 | 167.1062 | -0.003413 | -0.003413 | 7.9331 | 2.0522 | 8.3202 | 4.0544 | 0 | 0 | 4.7695 | 0.13785 | 3.1033 | 0 | 0 | 30.3719 | 30.3713 | 30.3707 | 1
US_2B_SO_2016_EL | 2B | SO | EL | 583 | DOE.determination2016 | OfficeSmall | STD2016 | Tucson | Zone2B | Zone2B(Tucson) | DOE.determination2016_STD2016 | regular | US | 0.1032 | 0.99 | DOE.determination2016_OfficeSmall_STD2016_Phoenix.table.csv.gz | Small Office | Tucson-Davis Monthan AFB AZ USA TMY3 WMO#=722745 | Electricity | 247.2222 | 7408.3334 | 9269.4445 | 1580.5556 | 13413.889 | 0 | 6413.8889 | 0 | 0 | 0 | 0 | 5002.7778 | 0 | 0 | 43336.1115 | 0 | 43337.1115 | -1 | -1 | 25.5133 | 764.54 | 956.6067 | 163.1133 | 1384.3133 | 0 | 661.9133 | 0 | 0 | 0 | 0 | 516.2867 | 0 | 0 | 4472.2867 | 0 | 4472.3899 | -0.1032 | -0.1032 | 0.84376 | 25.2844 | 31.6363 | 5.3944 | 45.7812 | 0 | 21.8904 | 0 | 0 | 0 | 0 | 17.0743 | 0 | 0 | 147.9048 | 0 | 147.9082 | -0.003413 | -0.003413 | 5.75 | 0.98044 | 8.3202 | 3.9786 | 0 | 0 | 4.5955 | 0.15336 | 3.1033 | 0 | 0 | 26.8826 | 26.882 | 26.8814 | 2
US_3A_SO_2013_EL | 3A | SO | EL | 367 | DOE.determination2013 | OfficeSmall | STD2013 | Atlanta | Zone3A | Zone3A(Atlanta) | DOE.determination2013_STD2013 | regular | US | 0.1032 | 0.99 | DOE.determination2013_OfficeSmall_STD2013_Memphis.table.csv.gz | Small Office | Atlanta-Hartsfield Jackson Intl AP GA USA TMY3 WMO#=722190 | Electricity | 1150 | 5227.7778 | 12783.3334 | 3305.5556 | 13413.889 | 0 | 5419.4445 | 0 | 0 | 0 | 0 | 5002.7778 | 0 | 0 | 46302.7781 | 0 | 46303.7781 | -1 | -1 | 118.68 | 539.5067 | 1319.24 | 341.1333 | 1384.3133 | 0 | 559.2867 | 0 | 0 | 0 | 0 | 516.2867 | 0 | 0 | 4778.4467 | 0 | 4778.5499 | -0.1032 | -0.1032 | 3.9249 | 17.8422 | 43.6291 | 11.2818 | 45.7812 | 0 | 18.4964 | 0 | 0 | 0 | 0 | 17.0743 | 0 | 0 | 158.0299 | 0 | 158.0334 | -0.003413 | -0.003413 | 7.9297 | 2.0505 | 8.3202 | 3.3618 | 0 | 0 | 3.2429 | 0.71336 | 3.1033 | 0 | 0 | 28.7229 | 28.7223 | 28.7217 | 1
US_3A_SO_2016_EL | 3A | SO | EL | 571 | DOE.determination2016 | OfficeSmall | STD2016 | Atlanta | Zone3A | Zone3A(Atlanta) | DOE.determination2016_STD2016 | regular | US | 0.1032 | 0.99 | DOE.determination2016_OfficeSmall_STD2016_Memphis.table.csv.gz | Small Office | Atlanta-Hartsfield Jackson Intl AP GA USA TMY3 WMO#=722190 | Electricity | 1194.4445 | 5027.7778 | 9258.3334 | 1591.6667 | 13413.889 | 0 | 5322.2223 | 0 | 0 | 0 | 0 | 5002.7778 | 0 | 0 | 40813.8892 | 0 | 40812.1114 | 1.7778 | 1.7778 | 123.2667 | 518.8667 | 955.46 | 164.26 | 1384.3133 | 0 | 549.2533 | 0 | 0 | 0 | 0 | 516.2867 | 0 | 0 | 4211.9934 | 0 | 4211.8099 | 0.18347 | 0.18347 | 4.0766 | 17.1596 | 31.5984 | 5.4323 | 45.7812 | 0 | 18.1646 | 0 | 0 | 0 | 0 | 17.0743 | 0 | 0 | 139.2965 | 0 | 139.2905 | 0.0060675 | 0.0060675 | 5.7431 | 0.98733 | 8.3219 | 3.3015 | 0 | 0 | 3.1188 | 0.74093 | 3.1033 | 0 | 0 | 25.3163 | 25.3174 | 25.3168 | 2
US_3B_SO_2013_EL | 3B | SO | EL | 343 | DOE.determination2013 | OfficeSmall | STD2013 | ElPaso | Zone3B | Zone3B(ElPaso) | DOE.determination2013_STD2013 | regular | US | 0.1032 | 0.99 | DOE.determination2013_OfficeSmall_STD2013_ElPaso.table.csv.gz | Small Office | El Paso International Ap Ut TX USA TMY3 WMO#=722700 | Electricity | 675 | 5616.6667 | 12763.889 | 3305.5556 | 13413.889 | 0 | 6319.4445 | 0 | 0 | 0 | 0 | 5002.7778 | 0 | 0 | 47100.0004 | 0 | 47098.2226 | 1.7778 | 1.7778 | 69.66 | 579.64 | 1317.2333 | 341.1333 | 1384.3133 | 0 | 652.1667 | 0 | 0 | 0 | 0 | 516.2867 | 0 | 0 | 4860.72 | 0 | 4860.5366 | 0.18347 | 0.18347 | 2.3038 | 19.1695 | 43.5628 | 11.2818 | 45.7812 | 0 | 21.5681 | 0 | 0 | 0 | 0 | 17.0743 | 0 | 0 | 160.7508 | 0 | 160.7448 | 0.0060675 | 0.0060675 | 7.9176 | 2.0505 | 8.3219 | 3.92 | 0 | 0 | 3.4841 | 0.41871 | 3.1033 | 0 | 0 | 29.2157 | 29.2168 | 29.2162 | 1
US_3B_SO_2016_EL | 3B | SO | EL | 547 | DOE.determination2016 | OfficeSmall | STD2016 | ElPaso | Zone3B | Zone3B(ElPaso) | DOE.determination2016_STD2016 | regular | US | 0.1032 | 0.99 | DOE.determination2016_OfficeSmall_STD2016_ElPaso.table.csv.gz | Small Office | El Paso International Ap Ut TX USA TMY3 WMO#=722700 | Electricity | 708.3333 | 5400 | 9244.4445 | 1566.6667 | 13413.889 | 0 | 6219.4445 | 0 | 0 | 0 | 0 | 5002.7778 | 0 | 0 | 41558.3337 | 0 | 41556.5559 | 1.7778 | 1.7778 | 73.1 | 557.28 | 954.0267 | 161.68 | 1384.3133 | 0 | 641.8467 | 0 | 0 | 0 | 0 | 516.2867 | 0 | 0 | 4288.82 | 0 | 4288.6366 | 0.18347 | 0.18347 | 2.4175 | 18.43 | 31.551 | 5.347 | 45.7812 | 0 | 21.2268 | 0 | 0 | 0 | 0 | 17.0743 | 0 | 0 | 141.8373 | 0 | 141.8312 | 0.0060675 | 0.0060675 | 5.7345 | 0.97183 | 8.3219 | 3.858 | 0 | 0 | 3.3497 | 0.43939 | 3.1033 | 0 | 0 | 25.7781 | 25.7792 | 25.7786 | 2
US_3C_SO_2013_EL | 3C | SO | EL | 397 | DOE.determination2013 | OfficeSmall | STD2013 | SanDiego | Zone3C | Zone3C(SanDiego) | DOE.determination2013_STD2013 | regular | US | 0.1032 | 0.99 | DOE.determination2013_OfficeSmall_STD2013_SanFrancisco.table.csv.gz | Small Office | San Diego-Brown Field Muni AP CA USA TMY3 WMO#=722904 | Electricity | 177.7778 | 3761.1111 | 12769.4445 | 3311.1111 | 13413.889 | 0 | 5047.2223 | 0 | 0 | 0 | 0 | 5002.7778 | 0 | 0 | 43483.3337 | 0 | 43484.3337 | -1 | -1 | 18.3467 | 388.1467 | 1317.8067 | 341.7067 | 1384.3133 | 0 | 520.8733 | 0 | 0 | 0 | 0 | 516.2867 | 0 | 0 | 4487.48 | 0 | 4487.5832 | -0.1032 | -0.1032 | 0.60675 | 12.8366 | 43.5817 | 11.3007 | 45.7812 | 0 | 17.226 | 0 | 0 | 0 | 0 | 17.0743 | 0 | 0 | 148.4073 | 0 | 148.4107 | -0.003413 | -0.003413 | 7.9211 | 2.0539 | 8.3202 | 3.1309 | 0 | 0 | 2.3331 | 0.11028 | 3.1033 | 0 | 0 | 26.974 | 26.9733 | 26.9727 | 1
US_3C_SO_2016_EL | 3C | SO | EL | 601 | DOE.determination2016 | OfficeSmall | STD2016 | SanDiego | Zone3C | Zone3C(SanDiego) | DOE.determination2016_STD2016 | regular | US | 0.1032 | 0.99 | DOE.determination2016_OfficeSmall_STD2016_SanFrancisco.table.csv.gz | Small Office | San Diego-Brown Field Muni AP CA USA TMY3 WMO#=722904 | Electricity | 205.5556 | 3561.1111 | 9252.7779 | 1563.8889 | 13413.889 | 0 | 4961.1112 | 0 | 0 | 0 | 0 | 5002.7778 | 0 | 0 | 37958.3336 | 0 | 37962.1114 | -3.7778 | -3.7778 | 21.2133 | 367.5067 | 954.8867 | 161.3933 | 1384.3133 | 0 | 511.9867 | 0 | 0 | 0 | 0 | 516.2867 | 0 | 0 | 3917.3 | 0 | 3917.6899 | -0.38987 | -0.38987 | 0.70155 | 12.154 | 31.5794 | 5.3375 | 45.7812 | 0 | 16.9321 | 0 | 0 | 0 | 0 | 17.0743 | 0 | 0 | 129.5506 | 0 | 129.5635 | -0.012893 | -0.012893 | 5.7396 | 0.9701 | 8.3185 | 3.0774 | 0 | 0 | 2.209 | 0.12751 | 3.1033 | 0 | 0 | 23.5484 | 23.5461 | 23.5455 | 2
US_4A_SO_2013_EL | 4A | SO | EL | 313 | DOE.determination2013 | OfficeSmall | STD2013 | NewYork | Zone4A | Zone4A(NewYork) | DOE.determination2013_STD2013 | regular | US | 0.1032 | 0.99 | DOE.determination2013_OfficeSmall_STD2013_Baltimore.table.csv.gz | Small Office | New York-John F Kennedy Intl AP NY USA TMY3 WMO#=744860 | Electricity | 1619.4445 | 4072.2223 | 12563.889 | 3313.8889 | 13413.889 | 0 | 5202.7778 | 0 | 0 | 0 | 0 | 5002.7778 | 0 | 0 | 45186.1115 | 0 | 45189.8893 | -3.7778 | -3.7778 | 167.1267 | 420.2533 | 1296.5933 | 341.9933 | 1384.3133 | 0 | 536.9267 | 0 | 0 | 0 | 0 | 516.2867 | 0 | 0 | 4663.2067 | 0 | 4663.5966 | -0.38987 | -0.38987 | 5.5271 | 13.8984 | 42.8802 | 11.3102 | 45.7812 | 0 | 17.7569 | 0 | 0 | 0 | 0 | 17.0743 | 0 | 0 | 154.2188 | 0 | 154.2317 | -0.012893 | -0.012893 | 7.7936 | 2.0557 | 8.3185 | 3.2274 | 0 | 0 | 2.5261 | 1.0046 | 3.1033 | 0 | 0 | 28.0319 | 28.0296 | 28.029 | 1
US_4A_SO_2016_EL | 4A | SO | EL | 517 | DOE.determination2016 | OfficeSmall | STD2016 | NewYork | Zone4A | Zone4A(NewYork) | DOE.determination2016_STD2016 | regular | US | 0.1032 | 0.99 | DOE.determination2016_OfficeSmall_STD2016_Baltimore.table.csv.gz | Small Office | New York-John F Kennedy Intl AP NY USA TMY3 WMO#=744860 | Electricity | 1719.4445 | 3936.1111 | 9122.2223 | 1580.5556 | 13413.889 | 0 | 5161.1112 | 0 | 0 | 0 | 0 | 5002.7778 | 0 | 0 | 39933.3337 | 0 | 39937.1114 | -3.7778 | -3.7778 | 177.4467 | 406.2067 | 941.4133 | 163.1133 | 1384.3133 | 0 | 532.6267 | 0 | 0 | 0 | 0 | 516.2867 | 0 | 0 | 4121.12 | 0 | 4121.5099 | -0.38987 | -0.38987 | 5.8684 | 13.4338 | 31.1339 | 5.3944 | 45.7812 | 0 | 17.6147 | 0 | 0 | 0 | 0 | 17.0743 | 0 | 0 | 136.2912 | 0 | 136.3041 | -0.012893 | -0.012893 | 5.6586 | 0.98044 | 8.3185 | 3.2015 | 0 | 0 | 2.4416 | 1.0666 | 3.1033 | 0 | 0 | 24.7736 | 24.7712 | 24.7706 | 2
US_4B_SO_2013_EL | 4B | SO | EL | 307 | DOE.determination2013 | OfficeSmall | STD2013 | Albuquerque | Zone4B | Zone4B(Albuquerque) | DOE.determination2013_STD2013 | regular | US | 0.1032 | 0.99 | DOE.determination2013_OfficeSmall_STD2013_Albuquerque.table.csv.gz | Small Office | Albuquerque Intl Sunport NM USA TMY3 WMO#=723650 | Electricity | 947.2222 | 4680.5556 | 12533.3334 | 3305.5556 | 13413.889 | 0 | 6494.4445 | 0 | 0 | 0 | 0 | 5002.7778 | 0 | 0 | 46375.0004 | 0 | 46378.7781 | -3.7778 | -3.7778 | 97.7533 | 483.0333 | 1293.44 | 341.1333 | 1384.3133 | 0 | 670.2267 | 0 | 0 | 0 | 0 | 516.2867 | 0 | 0 | 4785.9 | 0 | 4786.2899 | -0.38987 | -0.38987 | 3.2328 | 15.9746 | 42.7759 | 11.2818 | 45.7812 | 0 | 22.1653 | 0 | 0 | 0 | 0 | 17.0743 | 0 | 0 | 158.2764 | 0 | 158.2893 | -0.012893 | -0.012893 | 7.7746 | 2.0505 | 8.3185 | 4.0286 | 0 | 0 | 2.9034 | 0.58758 | 3.1033 | 0 | 0 | 28.7694 | 28.7671 | 28.7665 | 1
US_4B_SO_2016_EL | 4B | SO | EL | 511 | DOE.determination2016 | OfficeSmall | STD2016 | Albuquerque | Zone4B | Zone4B(Albuquerque) | DOE.determination2016_STD2016 | regular | US | 0.1032 | 0.99 | DOE.determination2016_OfficeSmall_STD2016_Albuquerque.table.csv.gz | Small Office | Albuquerque Intl Sunport NM USA TMY3 WMO#=723650 | Electricity | 1011.1111 | 4516.6667 | 9100.0001 | 1569.4445 | 13413.889 | 0 | 6438.8889 | 0 | 0 | 0 | 0 | 5002.7778 | 0 | 0 | 41052.7781 | 0 | 41053.7781 | -1 | -1 | 104.3467 | 466.12 | 939.12 | 161.9667 | 1384.3133 | 0 | 664.4933 | 0 | 0 | 0 | 0 | 516.2867 | 0 | 0 | 4236.6467 | 0 | 4236.7499 | -0.1032 | -0.1032 | 3.4509 | 15.4152 | 31.058 | 5.3565 | 45.7812 | 0 | 21.9757 | 0 | 0 | 0 | 0 | 17.0743 | 0 | 0 | 140.1119 | 0 | 140.1153 | -0.003413 | -0.003413 | 5.6449 | 0.97355 | 8.3202 | 3.9941 | 0 | 0 | 2.8018 | 0.62721 | 3.1033 | 0 | 0 | 25.4662 | 25.4656 | 25.465 | 2
US_4C_SO_2013_EL | 4C | SO | EL | 391 | DOE.determination2013 | OfficeSmall | STD2013 | Seattle | Zone4C | Zone4C(Seattle) | DOE.determination2013_STD2013 | regular | US | 0.1032 | 0.99 | DOE.determination2013_OfficeSmall_STD2013_Salem.table.csv.gz | Small Office | Seattle Seattle Tacoma Intl A WA USA TMY3 WMO#=727930 | Electricity | 850 | 2263.8889 | 12666.6668 | 3313.8889 | 13413.889 | 0 | 5691.6667 | 0 | 0 | 0 | 0 | 5002.7778 | 0 | 0 | 43200.0003 | 0 | 43203.7781 | -3.7778 | -3.7778 | 87.72 | 233.6333 | 1307.2 | 341.9933 | 1384.3133 | 0 | 587.38 | 0 | 0 | 0 | 0 | 516.2867 | 0 | 0 | 4458.24 | 0 | 4458.6299 | -0.38987 | -0.38987 | 2.901 | 7.7266 | 43.2309 | 11.3102 | 45.7812 | 0 | 19.4255 | 0 | 0 | 0 | 0 | 17.0743 | 0 | 0 | 147.4403 | 0 | 147.4532 | -0.012893 | -0.012893 | 7.8573 | 2.0557 | 8.3185 | 3.5306 | 0 | 0 | 1.4043 | 0.52727 | 3.1033 | 0 | 0 | 26.7999 | 26.7976 | 26.797 | 1
US_4C_SO_2016_EL | 4C | SO | EL | 595 | DOE.determination2016 | OfficeSmall | STD2016 | Seattle | Zone4C | Zone4C(Seattle) | DOE.determination2016_STD2016 | regular | US | 0.1032 | 0.99 | DOE.determination2016_OfficeSmall_STD2016_Salem.table.csv.gz | Small Office | Seattle Seattle Tacoma Intl A WA USA TMY3 WMO#=727930 | Electricity | 958.3333 | 1980.5556 | 9197.2223 | 1602.7778 | 13413.889 | 0 | 5297.2223 | 0 | 0 | 0 | 0 | 5002.7778 | 0 | 0 | 37450.0003 | 0 | 37453.7781 | -3.7778 | -3.7778 | 98.9 | 204.3933 | 949.1533 | 165.4067 | 1384.3133 | 0 | 546.6733 | 0 | 0 | 0 | 0 | 516.2867 | 0 | 0 | 3864.84 | 0 | 3865.2299 | -0.38987 | -0.38987 | 3.2708 | 6.7596 | 31.3898 | 5.4702 | 45.7812 | 0 | 18.0793 | 0 | 0 | 0 | 0 | 17.0743 | 0 | 0 | 127.8157 | 0 | 127.8286 | -0.012893 | -0.012893 | 5.7052 | 0.99423 | 8.3185 | 3.2859 | 0 | 0 | 1.2286 | 0.59447 | 3.1033 | 0 | 0 | 23.2331 | 23.2308 | 23.2301 | 2
US_5A_SO_2013_EL | 5A | SO | EL | 331 | DOE.determination2013 | OfficeSmall | STD2013 | Buffalo | Zone5A | Zone5A(Buffalo) | DOE.determination2013_STD2013 | regular | US | 0.1032 | 0.99 | DOE.determination2013_OfficeSmall_STD2013_Chicago.table.csv.gz | Small Office | Buffalo Niagara Intl AP NY USA TMY3 WMO#=725280 | Electricity | 2811.1111 | 2705.5556 | 12605.5557 | 3308.3334 | 13413.889 | 0 | 5205.5556 | 0 | 0 | 0 | 0 | 5002.7778 | 0 | 0 | 45050.0004 | 0 | 45053.7781 | -3.7778 | -3.7778 | 290.1067 | 279.2133 | 1300.8933 | 341.42 | 1384.3133 | 0 | 537.2133 | 0 | 0 | 0 | 0 | 516.2867 | 0 | 0 | 4649.16 | 0 | 4649.5499 | -0.38987 | -0.38987 | 9.5942 | 9.234 | 43.0224 | 11.2912 | 45.7812 | 0 | 17.7664 | 0 | 0 | 0 | 0 | 17.0743 | 0 | 0 | 153.7543 | 0 | 153.7671 | -0.012893 | -0.012893 | 7.8194 | 2.0522 | 8.3185 | 3.2291 | 0 | 0 | 1.6783 | 1.7438 | 3.1033 | 0 | 0 | 27.9475 | 27.9452 | 27.9445 | 1
US_5A_SO_2016_EL | 5A | SO | EL | 535 | DOE.determination2016 | OfficeSmall | STD2016 | Buffalo | Zone5A | Zone5A(Buffalo) | DOE.determination2016_STD2016 | regular | US | 0.1032 | 0.99 | DOE.determination2016_OfficeSmall_STD2016_Chicago.table.csv.gz | Small Office | Buffalo Niagara Intl AP NY USA TMY3 WMO#=725280 | Electricity | 2950 | 2447.2222 | 9144.4445 | 1591.6667 | 13413.889 | 0 | 4886.1112 | 0 | 0 | 0 | 0 | 5002.7778 | 0 | 0 | 39436.1114 | 0 | 39437.1114 | -1 | -1 | 304.44 | 252.5533 | 943.7067 | 164.26 | 1384.3133 | 0 | 504.2467 | 0 | 0 | 0 | 0 | 516.2867 | 0 | 0 | 4069.8067 | 0 | 4069.9099 | -0.1032 | -0.1032 | 10.0683 | 8.3523 | 31.2097 | 5.4323 | 45.7812 | 0 | 16.6761 | 0 | 0 | 0 | 0 | 17.0743 | 0 | 0 | 134.5942 | 0 | 134.5976 | -0.003413 | -0.003413 | 5.6724 | 0.98733 | 8.3202 | 3.0309 | 0 | 0 | 1.518 | 1.8299 | 3.1033 | 0 | 0 | 24.4634 | 24.4628 | 24.4622 | 2
US_5B_SO_2013_EL | 5B | SO | EL | 319 | DOE.determination2013 | OfficeSmall | STD2013 | Denver | Zone5B | Zone5B(Denver) | DOE.determination2013_STD2013 | regular | US | 0.1032 | 0.99 | DOE.determination2013_OfficeSmall_STD2013_Boise.table.csv.gz | Small Office | Denver-Aurora-Buckley AFB CO USA TMY3 WMO#=724695 | Electricity | 1772.2222 | 3680.5556 | 12541.6668 | 3311.1111 | 13413.889 | 0 | 6422.2223 | 0 | 0 | 0 | 0 | 5002.7778 | 0 | 0 | 46144.4448 | 0 | 46145.4448 | -1 | -1 | 182.8933 | 379.8333 | 1294.3 | 341.7067 | 1384.3133 | 0 | 662.7733 | 0 | 0 | 0 | 0 | 516.2867 | 0 | 0 | 4762.1067 | 0 | 4762.2099 | -0.1032 | -0.1032 | 6.0485 | 12.5616 | 42.8043 | 11.3007 | 45.7812 | 0 | 21.9188 | 0 | 0 | 0 | 0 | 17.0743 | 0 | 0 | 157.4896 | 0 | 157.493 | -0.003413 | -0.003413 | 7.7798 | 2.0539 | 8.3202 | 3.9838 | 0 | 0 | 2.2831 | 1.0993 | 3.1033 | 0 | 0 | 28.6247 | 28.6241 | 28.6234 | 1
US_5B_SO_2016_EL | 5B | SO | EL | 523 | DOE.determination2016 | OfficeSmall | STD2016 | Denver | Zone5B | Zone5B(Denver) | DOE.determination2016_STD2016 | regular | US | 0.1032 | 0.99 | DOE.determination2016_OfficeSmall_STD2016_Boise.table.csv.gz | Small Office | Denver-Aurora-Buckley AFB CO USA TMY3 WMO#=724695 | Electricity | 1883.3333 | 3297.2222 | 9083.3334 | 1577.7778 | 13413.889 | 0 | 6036.1112 | 0 | 0 | 0 | 0 | 5002.7778 | 0 | 0 | 40294.4448 | 0 | 40295.4448 | -1 | -1 | 194.36 | 340.2733 | 937.4 | 162.8267 | 1384.3133 | 0 | 622.9267 | 0 | 0 | 0 | 0 | 516.2867 | 0 | 0 | 4158.3867 | 0 | 4158.4899 | -0.1032 | -0.1032 | 6.4278 | 11.2533 | 31.0011 | 5.3849 | 45.7812 | 0 | 20.6011 | 0 | 0 | 0 | 0 | 17.0743 | 0 | 0 | 137.5237 | 0 | 137.5271 | -0.003413 | -0.003413 | 5.6345 | 0.97872 | 8.3202 | 3.7443 | 0 | 0 | 2.0453 | 1.1683 | 3.1033 | 0 | 0 | 24.9958 | 24.9952 | 24.9946 | 2
US_5C_SO_2013_EL | 5C | SO | EL | 403 | DOE.determination2013 | OfficeSmall | STD2013 | PortAngeles | Zone5C | Zone5C(PortAngeles) | DOE.determination2013_STD2013 | regular | US | 0.1032 | 0.99 | DOE.determination2013_OfficeSmall_STD2013_Vancouver.table.csv.gz | Small Office | William R Fairchild WA USA TMY3 WMO#=727885 | Electricity | 1122.2222 | 1822.2222 | 12630.5557 | 3311.1111 | 13413.889 | 0 | 5388.8889 | 0 | 0 | 0 | 0 | 5002.7778 | 0 | 0 | 42691.667 | 0 | 42692.667 | -1 | -1 | 115.8133 | 188.0533 | 1303.4733 | 341.7067 | 1384.3133 | 0 | 556.1333 | 0 | 0 | 0 | 0 | 516.2867 | 0 | 0 | 4405.78 | 0 | 4405.8832 | -0.1032 | -0.1032 | 3.8301 | 6.2192 | 43.1077 | 11.3007 | 45.7812 | 0 | 18.3921 | 0 | 0 | 0 | 0 | 17.0743 | 0 | 0 | 145.7053 | 0 | 145.7087 | -0.003413 | -0.003413 | 7.8349 | 2.0539 | 8.3202 | 3.3428 | 0 | 0 | 1.1304 | 0.69613 | 3.1033 | 0 | 0 | 26.4829 | 26.4822 | 26.4816 | 1
US_5C_SO_2016_EL | 5C | SO | EL | 607 | DOE.determination2016 | OfficeSmall | STD2016 | PortAngeles | Zone5C | Zone5C(PortAngeles) | DOE.determination2016_STD2016 | regular | US | 0.1032 | 0.99 | DOE.determination2016_OfficeSmall_STD2016_Vancouver.table.csv.gz | Small Office | William R Fairchild WA USA TMY3 WMO#=727885 | Electricity | 1244.4445 | 1563.8889 | 9166.6667 | 1605.5556 | 13413.889 | 0 | 4991.6667 | 0 | 0 | 0 | 0 | 5002.7778 | 0 | 0 | 36986.1114 | 0 | 36989.8892 | -3.7778 | -3.7778 | 128.4267 | 161.3933 | 946 | 165.6933 | 1384.3133 | 0 | 515.14 | 0 | 0 | 0 | 0 | 516.2867 | 0 | 0 | 3816.9667 | 0 | 3817.3566 | -0.38987 | -0.38987 | 4.2473 | 5.3375 | 31.2855 | 5.4797 | 45.7812 | 0 | 17.0364 | 0 | 0 | 0 | 0 | 17.0743 | 0 | 0 | 126.2325 | 0 | 126.2453 | -0.012893 | -0.012893 | 5.6862 | 0.99595 | 8.3185 | 3.0964 | 0 | 0 | 0.9701 | 0.77195 | 3.1033 | 0 | 0 | 22.9454 | 22.943 | 22.9424 | 2
US_6A_SO_2013_EL | 6A | SO | EL | 325 | DOE.determination2013 | OfficeSmall | STD2013 | Rochester | Zone6A | Zone6A(Rochester) | DOE.determination2013_STD2013 | regular | US | 0.1032 | 0.99 | DOE.determination2013_OfficeSmall_STD2013_Burlington.table.csv.gz | Small Office | Rochester International Arpt MN USA TMY3 WMO#=726440 | Electricity | 3141.6667 | 2827.7778 | 12591.6668 | 3311.1111 | 13413.889 | 0 | 5647.2223 | 0 | 0 | 0 | 0 | 5002.7778 | 0 | 0 | 45933.3337 | 0 | 45937.1115 | -3.7778 | -3.7778 | 324.22 | 291.8267 | 1299.46 | 341.7067 | 1384.3133 | 0 | 582.7933 | 0 | 0 | 0 | 0 | 516.2867 | 0 | 0 | 4740.32 | 0 | 4740.7099 | -0.38987 | -0.38987 | 10.7224 | 9.6511 | 42.975 | 11.3007 | 45.7812 | 0 | 19.2738 | 0 | 0 | 0 | 0 | 17.0743 | 0 | 0 | 156.769 | 0 | 156.7819 | -0.012893 | -0.012893 | 7.8108 | 2.0539 | 8.3185 | 3.5031 | 0 | 0 | 1.7541 | 1.9488 | 3.1033 | 0 | 0 | 28.4954 | 28.4931 | 28.4925 | 1
US_6A_SO_2016_EL | 6A | SO | EL | 529 | DOE.determination2016 | OfficeSmall | STD2016 | Rochester | Zone6A | Zone6A(Rochester) | DOE.determination2016_STD2016 | regular | US | 0.1032 | 0.99 | DOE.determination2016_OfficeSmall_STD2016_Burlington.table.csv.gz | Small Office | Rochester International Arpt MN USA TMY3 WMO#=726440 | Electricity | 3263.8889 | 2575 | 9111.1112 | 1591.6667 | 13413.889 | 0 | 5311.1112 | 0 | 0 | 0 | 0 | 5002.7778 | 0 | 0 | 40266.667 | 0 | 40270.4448 | -3.7778 | -3.7778 | 336.8333 | 265.74 | 940.2667 | 164.26 | 1384.3133 | 0 | 548.1067 | 0 | 0 | 0 | 0 | 516.2867 | 0 | 0 | 4155.52 | 0 | 4155.9099 | -0.38987 | -0.38987 | 11.1396 | 8.7884 | 31.0959 | 5.4323 | 45.7812 | 0 | 18.1267 | 0 | 0 | 0 | 0 | 17.0743 | 0 | 0 | 137.4289 | 0 | 137.4418 | -0.012893 | -0.012893 | 5.6518 | 0.98733 | 8.3185 | 3.2946 | 0 | 0 | 1.5973 | 2.0246 | 3.1033 | 0 | 0 | 24.9803 | 24.978 | 24.9774 | 2
US_6B_SO_2013_EL | 6B | SO | EL | 355 | DOE.determination2013 | OfficeSmall | STD2013 | Great_Falls | Zone6B | Zone6B(Great_Falls) | DOE.determination2013_STD2013 | regular | US | 0.1032 | 0.99 | DOE.determination2013_OfficeSmall_STD2013_Helena.table.csv.gz | Small Office | Great Falls Intl Arpt MT USA TMY3 WMO#=727750 | Electricity | 2227.7778 | 2480.5556 | 12583.3334 | 3305.5556 | 13413.889 | 0 | 6313.8889 | 0 | 0 | 0 | 0 | 5002.7778 | 0 | 0 | 45325.0004 | 0 | 45328.7781 | -3.7778 | -3.7778 | 229.9067 | 255.9933 | 1298.6 | 341.1333 | 1384.3133 | 0 | 651.5933 | 0 | 0 | 0 | 0 | 516.2867 | 0 | 0 | 4677.54 | 0 | 4677.9299 | -0.38987 | -0.38987 | 7.6033 | 8.4661 | 42.9465 | 11.2818 | 45.7812 | 0 | 21.5491 | 0 | 0 | 0 | 0 | 17.0743 | 0 | 0 | 154.6928 | 0 | 154.7057 | -0.012893 | -0.012893 | 7.8056 | 2.0505 | 8.3185 | 3.9166 | 0 | 0 | 1.5387 | 1.3819 | 3.1033 | 0 | 0 | 28.1181 | 28.1157 | 28.1151 | 1
US_6B_SO_2016_EL | 6B | SO | EL | 559 | DOE.determination2016 | OfficeSmall | STD2016 | Great_Falls | Zone6B | Zone6B(Great_Falls) | DOE.determination2016_STD2016 | regular | US | 0.1032 | 0.99 | DOE.determination2016_OfficeSmall_STD2016_Helena.table.csv.gz | Small Office | Great Falls Intl Arpt MT USA TMY3 WMO#=727750 | Electricity | 2338.8889 | 2205.5556 | 9105.5556 | 1605.5556 | 13413.889 | 0 | 5925 | 0 | 0 | 0 | 0 | 5002.7778 | 0 | 0 | 39597.2225 | 0 | 39598.2225 | -1 | -1 | 241.3733 | 227.6133 | 939.6933 | 165.6933 | 1384.3133 | 0 | 611.46 | 0 | 0 | 0 | 0 | 516.2867 | 0 | 0 | 4086.4334 | 0 | 4086.5366 | -0.1032 | -0.1032 | 7.9826 | 7.5275 | 31.077 | 5.4797 | 45.7812 | 0 | 20.2218 | 0 | 0 | 0 | 0 | 17.0743 | 0 | 0 | 135.1441 | 0 | 135.1475 | -0.003413 | -0.003413 | 5.6483 | 0.99595 | 8.3202 | 3.6754 | 0 | 0 | 1.3681 | 1.4508 | 3.1033 | 0 | 0 | 24.5633 | 24.5627 | 24.5621 | 2
US_7_SO_2013_EL | 7 | SO | EL | 337 | DOE.determination2013 | OfficeSmall | STD2013 | InternationalFalls | Zone7 | Zone7(InternationalFalls) | DOE.determination2013_STD2013 | regular | US | 0.1032 | 0.99 | DOE.determination2013_OfficeSmall_STD2013_Duluth.table.csv.gz | Small Office | International Falls Intl Ap MN USA TMY3 WMO#=727470 | Electricity | 2905.5556 | 2377.7778 | 12366.6668 | 3311.1111 | 13413.889 | 0 | 5777.7778 | 0 | 0 | 0 | 0 | 5002.7778 | 0 | 0 | 45152.7781 | 0 | 45156.5559 | -3.7778 | -3.7778 | 299.8533 | 245.3867 | 1276.24 | 341.7067 | 1384.3133 | 0 | 596.2667 | 0 | 0 | 0 | 0 | 516.2867 | 0 | 0 | 4659.7667 | 0 | 4660.1566 | -0.38987 | -0.38987 | 9.9166 | 8.1153 | 42.2071 | 11.3007 | 45.7812 | 0 | 19.7194 | 0 | 0 | 0 | 0 | 17.0743 | 0 | 0 | 154.105 | 0 | 154.1179 | -0.012893 | -0.012893 | 7.6712 | 2.0539 | 8.3185 | 3.584 | 0 | 0 | 1.475 | 1.8024 | 3.1033 | 0 | 0 | 28.0113 | 28.0089 | 28.0083 | 1
US_7_SO_2016_EL | 7 | SO | EL | 541 | DOE.determination2016 | OfficeSmall | STD2016 | InternationalFalls | Zone7 | Zone7(InternationalFalls) | DOE.determination2016_STD2016 | regular | US | 0.1032 | 0.99 | DOE.determination2016_OfficeSmall_STD2016_Duluth.table.csv.gz | Small Office | International Falls Intl Ap MN USA TMY3 WMO#=727470 | Electricity | 2847.2222 | 2286.1111 | 8988.889 | 1605.5556 | 13413.889 | 0 | 5558.3334 | 0 | 0 | 0 | 0 | 5002.7778 | 0 | 0 | 39700.0003 | 0 | 39703.7781 | -3.7778 | -3.7778 | 293.8333 | 235.9267 | 927.6533 | 165.6933 | 1384.3133 | 0 | 573.62 | 0 | 0 | 0 | 0 | 516.2867 | 0 | 0 | 4097.04 | 0 | 4097.4299 | -0.38987 | -0.38987 | 9.7175 | 7.8024 | 30.6788 | 5.4797 | 45.7812 | 0 | 18.9704 | 0 | 0 | 0 | 0 | 17.0743 | 0 | 0 | 135.4949 | 0 | 135.5078 | -0.012893 | -0.012893 | 5.5759 | 0.99595 | 8.3185 | 3.4479 | 0 | 0 | 1.4181 | 1.7662 | 3.1033 | 0 | 0 | 24.6288 | 24.6265 | 24.6259 | 2
US_8_SO_2013_EL | 8 | SO | EL | 349 | DOE.determination2013 | OfficeSmall | STD2013 | FairBanks | Zone8 | Zone8(FairBanks) | DOE.determination2013_STD2013 | regular | US | 0.1032 | 0.99 | DOE.determination2013_OfficeSmall_STD2013_Fairbanks.table.csv.gz | Small Office | Fairbanks Intl Arpt AK USA TMY3 WMO#=702610 | Electricity | 3033.3334 | 1591.6667 | 12561.1112 | 3333.3334 | 13413.889 | 0 | 6075 | 0 | 0 | 0 | 0 | 5002.7778 | 0 | 0 | 45013.8892 | 0 | 45012.1115 | 1.7778 | 1.7778 | 313.04 | 164.26 | 1296.3067 | 344 | 1384.3133 | 0 | 626.94 | 0 | 0 | 0 | 0 | 516.2867 | 0 | 0 | 4645.4334 | 0 | 4645.2499 | 0.18347 | 0.18347 | 10.3527 | 5.4323 | 42.8707 | 11.3766 | 45.7812 | 0 | 20.7338 | 0 | 0 | 0 | 0 | 17.0743 | 0 | 0 | 153.631 | 0 | 153.6249 | 0.0060675 | 0.0060675 | 7.7918 | 2.0677 | 8.3219 | 3.7684 | 0 | 0 | 0.98733 | 1.8816 | 3.1033 | 0 | 0 | 27.9217 | 27.9228 | 27.9221 | 1
US_8_SO_2016_EL | 8 | SO | EL | 553 | DOE.determination2016 | OfficeSmall | STD2016 | FairBanks | Zone8 | Zone8(FairBanks) | DOE.determination2016_STD2016 | regular | US | 0.1032 | 0.99 | DOE.determination2016_OfficeSmall_STD2016_Fairbanks.table.csv.gz | Small Office | Fairbanks Intl Arpt AK USA TMY3 WMO#=702610 | Electricity | 2955.5556 | 1516.6667 | 9155.5556 | 1719.4445 | 13413.889 | 0 | 5833.3334 | 0 | 0 | 0 | 0 | 5002.7778 | 0 | 0 | 39600.0003 | 0 | 39598.2225 | 1.7778 | 1.7778 | 305.0133 | 156.52 | 944.8533 | 177.4467 | 1384.3133 | 0 | 602 | 0 | 0 | 0 | 0 | 516.2867 | 0 | 0 | 4086.72 | 0 | 4086.5366 | 0.18347 | 0.18347 | 10.0872 | 5.1763 | 31.2476 | 5.8684 | 45.7812 | 0 | 19.909 | 0 | 0 | 0 | 0 | 17.0743 | 0 | 0 | 135.1536 | 0 | 135.1475 | 0.0060675 | 0.0060675 | 5.6793 | 1.0666 | 8.3219 | 3.6185 | 0 | 0 | 0.94081 | 1.8334 | 3.1033 | 0 | 0 | 24.5633 | 24.5644 | 24.5638 | 2
US_1A_LO_2013_NG | 1A | LO | NG | 3741 | DOE.determination2013 | OfficeLarge | STD2013 | Honolulu | Zone1A | Zone1A(Honolulu) | DOE.determination2013_STD2013 | regular | US | 0.1032 | 0.99 | DOE.determination2013_OfficeLarge_STD2013_Miami.table.csv.gz | Large Office | Honolulu Intl Arpt HI USA TMY3 WMO#=911820 | Natural Gas | 0 | 0 | 0 | 0 | 0 | 0 | 0 | 0 | 0 | 0 | 0 | 420157.8511 | 0 | 0 | 420157.8511 | 0 | 420158.8511 | 0 | 0 | 0 | 0 | 0 | 0 | 0 | 0 | 0 | 0 | 0 | 0 | 0 | 4159.5627 | 0 | 0 | 4159.5627 | 0 | 4159.5726 | 0 | 0 | 0 | 0 | 0 | 0 | 0 | 0 | 0 | 0 | 0 | 0 | 0 | 420.1579 | 0 | 0 | 420.1579 | 0 | 420.1589 | 0 | 0 | 0 | 0 | 0 | 0 | 0 | 0 | 0 | 0 | 0.8427 | 0 | 0 | 0.8427 | 0.8427 | 0.8427 | 1
US_1A_LO_2016_NG | 1A | LO | NG | 5781 | DOE.determination2016 | OfficeLarge | STD2016 | Honolulu | Zone1A | Zone1A(Honolulu) | DOE.determination2016_STD2016 | regular | US | 0.1032 | 0.99 | DOE.determination2016_OfficeLarge_STD2016_Miami.table.csv.gz | Large Office | Honolulu Intl Arpt HI USA TMY3 WMO#=911820 | Natural Gas | 0 | 0 | 0 | 0 | 0 | 0 | 0 | 0 | 0 | 0 | 0 | 406063.8106 | 0 | 0 | 406063.8106 | 0 | 406064.8106 | 0 | 0 | 0 | 0 | 0 | 0 | 0 | 0 | 0 | 0 | 0 | 0 | 0 | 4020.0317 | 0 | 0 | 4020.0317 | 0 | 4020.0416 | 0 | 0 | 0 | 0 | 0 | 0 | 0 | 0 | 0 | 0 | 0 | 0 | 0 | 406.0638 | 0 | 0 | 406.0638 | 0 | 406.0648 | 0 | 0 | 0 | 0 | 0 | 0 | 0 | 0 | 0 | 0 | 0.81443 | 0 | 0 | 0.81443 | 0.81443 | 0.81443 | 2
US_2A_LO_2013_NG | 2A | LO | NG | 3621 | DOE.determination2013 | OfficeLarge | STD2013 | Tampa | Zone2A | Zone2A(Tampa) | DOE.determination2013_STD2013 | regular | US | 0.1032 | 0.99 | DOE.determination2013_OfficeLarge_STD2013_Houston.table.csv.gz | Large Office | Tampa-MacDill AFB FL USA TMY3 WMO#=747880 | Natural Gas | 288344.9242 | 0 | 0 | 0 | 0 | 0 | 0 | 0 | 0 | 0 | 0 | 453634.7518 | 0 | 0 | 741979.676 | 0 | 741980.676 | 0 | 0 | 2854.6148 | 0 | 0 | 0 | 0 | 0 | 0 | 0 | 0 | 0 | 0 | 4490.984 | 0 | 0 | 7345.5988 | 0 | 7345.6087 | 0 | 0 | 288.3449 | 0 | 0 | 0 | 0 | 0 | 0 | 0 | 0 | 0 | 0 | 453.6348 | 0 | 0 | 741.9797 | 0 | 741.9807 | 0 | 0 | 0 | 0 | 0 | 0 | 0 | 0 | 0 | 0.57832 | 0.90984 | 0 | 0 | 1.4882 | 1.4882 | 1.4882 | 1
US_2A_LO_2016_NG | 2A | LO | NG | 5661 | DOE.determination2016 | OfficeLarge | STD2016 | Tampa | Zone2A | Zone2A(Tampa) | DOE.determination2016_STD2016 | regular | US | 0.1032 | 0.99 | DOE.determination2016_OfficeLarge_STD2016_Houston.table.csv.gz | Large Office | Tampa-MacDill AFB FL USA TMY3 WMO#=747880 | Natural Gas | 136533.0561 | 0 | 0 | 0 | 0 | 0 | 0 | 0 | 0 | 0 | 0 | 439929.3162 | 0 | 0 | 576462.3724 | 0 | 576463.3724 | 0 | 0 | 1351.6773 | 0 | 0 | 0 | 0 | 0 | 0 | 0 | 0 | 0 | 0 | 4355.3002 | 0 | 0 | 5706.9775 | 0 | 5706.9874 | 0 | 0 | 136.5331 | 0 | 0 | 0 | 0 | 0 | 0 | 0 | 0 | 0 | 0 | 439.9293 | 0 | 0 | 576.4624 | 0 | 576.4634 | 0 | 0 | 0 | 0 | 0 | 0 | 0 | 0 | 0 | 0.27384 | 0.88235 | 0 | 0 | 1.1562 | 1.1562 | 1.1562 | 2
US_2B_LO_2013_NG | 2B | LO | NG | 3801 | DOE.determination2013 | OfficeLarge | STD2013 | Tucson | Zone2B | Zone2B(Tucson) | DOE.determination2013_STD2013 | regular | US | 0.1032 | 0.99 | DOE.determination2013_OfficeLarge_STD2013_Phoenix.table.csv.gz | Large Office | Tucson-Davis Monthan AFB AZ USA TMY3 WMO#=722745 | Natural Gas | 114742.7405 | 0 | 0 | 0 | 0 | 0 | 0 | 0 | 0 | 0 | 0 | 456118.0327 | 0 | 0 | 570870.2514 | 0 | 570861.7732 | 0 | 0 | 1135.9531 | 0 | 0 | 0 | 0 | 0 | 0 | 0 | 0 | 0 | 0 | 4515.5685 | 0 | 0 | 5651.6155 | 0 | 5651.5316 | 0 | 0 | 114.7427 | 0 | 0 | 0 | 0 | 0 | 0 | 0 | 0 | 0 | 0 | 456.118 | 0 | 0 | 570.8703 | 0 | 570.8618 | 0 | 0 | 0 | 0 | 0 | 0 | 0 | 0 | 0 | 0.23014 | 0.91482 | 0 | 0 | 1.145 | 1.145 | 1.145 | 1
US_2B_LO_2016_NG | 2B | LO | NG | 5841 | DOE.determination2016 | OfficeLarge | STD2016 | Tucson | Zone2B | Zone2B(Tucson) | DOE.determination2016_STD2016 | regular | US | 0.1032 | 0.99 | DOE.determination2016_OfficeLarge_STD2016_Phoenix.table.csv.gz | Large Office | Tucson-Davis Monthan AFB AZ USA TMY3 WMO#=722745 | Natural Gas | 109425.4865 | 0 | 0 | 0 | 0 | 0 | 0 | 0 | 0 | 0 | 0 | 442023.9921 | 0 | 0 | 551449.4786 | 0 | 551450.4786 | 0 | 0 | 1083.3123 | 0 | 0 | 0 | 0 | 0 | 0 | 0 | 0 | 0 | 0 | 4376.0375 | 0 | 0 | 5459.3498 | 0 | 5459.3597 | 0 | 0 | 109.4255 | 0 | 0 | 0 | 0 | 0 | 0 | 0 | 0 | 0 | 0 | 442.024 | 0 | 0 | 551.4495 | 0 | 551.4505 | 0 | 0 | 0 | 0 | 0 | 0 | 0 | 0 | 0 | 0.21947 | 0.88655 | 0 | 0 | 1.106 | 1.106 | 1.106 | 2
US_3A_LO_2013_NG | 3A | LO | NG | 3681 | DOE.determination2013 | OfficeLarge | STD2013 | Atlanta | Zone3A | Zone3A(Atlanta) | DOE.determination2013_STD2013 | regular | US | 0.1032 | 0.99 | DOE.determination2013_OfficeLarge_STD2013_Memphis.table.csv.gz | Large Office | Atlanta-Hartsfield Jackson Intl AP GA USA TMY3 WMO#=722190 | Natural Gas | 1831637.6281 | 0 | 0 | 0 | 0 | 0 | 0 | 0 | 0 | 0 | 0 | 511802.2885 | 0 | 0 | 2343439.9165 | 0 | 2343440.9165 | 0 | 0 | 18133.2125 | 0 | 0 | 0 | 0 | 0 | 0 | 0 | 0 | 0 | 0 | 5066.8427 | 0 | 0 | 23200.0552 | 0 | 23200.0651 | 0 | 0 | 1831.6376 | 0 | 0 | 0 | 0 | 0 | 0 | 0 | 0 | 0 | 0 | 511.8023 | 0 | 0 | 2343.4399 | 0 | 2343.4409 | 0 | 0 | 0 | 0 | 0 | 0 | 0 | 0 | 0 | 3.6736 | 1.0265 | 0 | 0 | 4.7002 | 4.7002 | 4.7002 | 1
US_3A_LO_2016_NG | 3A | LO | NG | 5721 | DOE.determination2016 | OfficeLarge | STD2016 | Atlanta | Zone3A | Zone3A(Atlanta) | DOE.determination2016_STD2016 | regular | US | 0.1032 | 0.99 | DOE.determination2016_OfficeLarge_STD2016_Memphis.table.csv.gz | Large Office | Atlanta-Hartsfield Jackson Intl AP GA USA TMY3 WMO#=722190 | Natural Gas | 941855.3503 | 0 | 0 | 0 | 0 | 0 | 0 | 0 | 0 | 0 | 0 | 498239.0255 | 0 | 0 | 1440094.3758 | 0 | 1440095.3758 | 0 | 0 | 9324.368 | 0 | 0 | 0 | 0 | 0 | 0 | 0 | 0 | 0 | 0 | 4932.5664 | 0 | 0 | 14256.9343 | 0 | 14256.9442 | 0 | 0 | 941.8554 | 0 | 0 | 0 | 0 | 0 | 0 | 0 | 0 | 0 | 0 | 498.239 | 0 | 0 | 1440.0944 | 0 | 1440.0954 | 0 | 0 | 0 | 0 | 0 | 0 | 0 | 0 | 0 | 1.889 | 0.9993 | 0 | 0 | 2.8883 | 2.8883 | 2.8883 | 2
US_3B_LO_2013_NG | 3B | LO | NG | 3441 | DOE.determination2013 | OfficeLarge | STD2013 | ElPaso | Zone3B | Zone3B(ElPaso) | DOE.determination2013_STD2013 | regular | US | 0.1032 | 0.99 | DOE.determination2013_OfficeLarge_STD2013_ElPaso.table.csv.gz | Large Office | El Paso International Ap Ut TX USA TMY3 WMO#=722700 | Natural Gas | 361175.1917 | 0 | 0 | 0 | 0 | 0 | 0 | 0 | 0 | 0 | 0 | 496912.0815 | 0 | 0 | 858087.2732 | 0 | 858088.2732 | 0 | 0 | 3575.6344 | 0 | 0 | 0 | 0 | 0 | 0 | 0 | 0 | 0 | 0 | 4919.4296 | 0 | 0 | 8495.064 | 0 | 8495.0739 | 0 | 0 | 361.1752 | 0 | 0 | 0 | 0 | 0 | 0 | 0 | 0 | 0 | 0 | 496.9121 | 0 | 0 | 858.0873 | 0 | 858.0883 | 0 | 0 | 0 | 0 | 0 | 0 | 0 | 0 | 0 | 0.7244 | 0.99664 | 0 | 0 | 1.721 | 1.721 | 1.721 | 1
US_3B_LO_2016_NG | 3B | LO | NG | 5481 | DOE.determination2016 | OfficeLarge | STD2016 | ElPaso | Zone3B | Zone3B(ElPaso) | DOE.determination2016_STD2016 | regular | US | 0.1032 | 0.99 | DOE.determination2016_OfficeLarge_STD2016_ElPaso.table.csv.gz | Large Office | El Paso International Ap Ut TX USA TMY3 WMO#=722700 | Natural Gas | 343185.6228 | 0 | 0 | 0 | 0 | 0 | 0 | 0 | 0 | 0 | 0 | 483149.7769 | 0 | 0 | 826335.3997 | 0 | 826336.3997 | 0 | 0 | 3397.5377 | 0 | 0 | 0 | 0 | 0 | 0 | 0 | 0 | 0 | 0 | 4783.1828 | 0 | 0 | 8180.7205 | 0 | 8180.7304 | 0 | 0 | 343.1856 | 0 | 0 | 0 | 0 | 0 | 0 | 0 | 0 | 0 | 0 | 483.1498 | 0 | 0 | 826.3354 | 0 | 826.3364 | 0 | 0 | 0 | 0 | 0 | 0 | 0 | 0 | 0 | 0.68832 | 0.96904 | 0 | 0 | 1.6574 | 1.6574 | 1.6574 | 2
US_3C_LO_2013_NG | 3C | LO | NG | 3981 | DOE.determination2013 | OfficeLarge | STD2013 | SanDiego | Zone3C | Zone3C(SanDiego) | DOE.determination2013_STD2013 | regular | US | 0.1032 | 0.99 | DOE.determination2013_OfficeLarge_STD2013_SanFrancisco.table.csv.gz | Large Office | San Diego-Brown Field Muni AP CA USA TMY3 WMO#=722904 | Natural Gas | 48973.7106 | 0 | 0 | 0 | 0 | 0 | 0 | 0 | 0 | 0 | 0 | 518683.4407 | 0 | 0 | 567657.1513 | 0 | 567658.1513 | 0 | 0 | 484.8397 | 0 | 0 | 0 | 0 | 0 | 0 | 0 | 0 | 0 | 0 | 5134.9661 | 0 | 0 | 5619.8058 | 0 | 5619.8157 | 0 | 0 | 48.9737 | 0 | 0 | 0 | 0 | 0 | 0 | 0 | 0 | 0 | 0 | 518.6834 | 0 | 0 | 567.6572 | 0 | 567.6582 | 0 | 0 | 0 | 0 | 0 | 0 | 0 | 0 | 0 | 0.098225 | 1.0403 | 0 | 0 | 1.1385 | 1.1385 | 1.1385 | 1
US_3C_LO_2016_NG | 3C | LO | NG | 6021 | DOE.determination2016 | OfficeLarge | STD2016 | SanDiego | Zone3C | Zone3C(SanDiego) | DOE.determination2016_STD2016 | regular | US | 0.1032 | 0.99 | DOE.determination2016_OfficeLarge_STD2016_SanFrancisco.table.csv.gz | Large Office | San Diego-Brown Field Muni AP CA USA TMY3 WMO#=722904 | Natural Gas | 44613.7518 | 0 | 0 | 0 | 0 | 0 | 0 | 0 | 0 | 0 | 0 | 504665.2255 | 0 | 0 | 549278.9774 | 0 | 549279.9774 | 0 | 0 | 441.6761 | 0 | 0 | 0 | 0 | 0 | 0 | 0 | 0 | 0 | 0 | 4996.1857 | 0 | 0 | 5437.8619 | 0 | 5437.8718 | 0 | 0 | 44.6138 | 0 | 0 | 0 | 0 | 0 | 0 | 0 | 0 | 0 | 0 | 504.6652 | 0 | 0 | 549.279 | 0 | 549.28 | 0 | 0 | 0 | 0 | 0 | 0 | 0 | 0 | 0 | 0.08948 | 1.0122 | 0 | 0 | 1.1017 | 1.1017 | 1.1017 | 2
US_4A_LO_2013_NG | 4A | LO | NG | 3141 | DOE.determination2013 | OfficeLarge | STD2013 | NewYork | Zone4A | Zone4A(NewYork) | DOE.determination2013_STD2013 | regular | US | 0.1032 | 0.99 | DOE.determination2013_OfficeLarge_STD2013_Baltimore.table.csv.gz | Large Office | New York-John F Kennedy Intl AP NY USA TMY3 WMO#=744860 | Natural Gas | 3745583.6948 | 0 | 0 | 0 | 0 | 0 | 0 | 0 | 0 | 0 | 0 | 558378.0217 | 0 | 0 | 4303961.7166 | 0 | 4303962.7166 | 0 | 0 | 37081.2786 | 0 | 0 | 0 | 0 | 0 | 0 | 0 | 0 | 0 | 0 | 5527.9424 | 0 | 0 | 42609.221 | 0 | 42609.2309 | 0 | 0 | 3745.5837 | 0 | 0 | 0 | 0 | 0 | 0 | 0 | 0 | 0 | 0 | 558.378 | 0 | 0 | 4303.9617 | 0 | 4303.9627 | 0 | 0 | 0 | 0 | 0 | 0 | 0 | 0 | 0 | 7.5124 | 1.1199 | 0 | 0 | 8.6323 | 8.6323 | 8.6323 | 1
US_4A_LO_2016_NG | 4A | LO | NG | 5181 | DOE.determination2016 | OfficeLarge | STD2016 | NewYork | Zone4A | Zone4A(NewYork) | DOE.determination2016_STD2016 | regular | US | 0.1032 | 0.99 | DOE.determination2016_OfficeLarge_STD2016_Baltimore.table.csv.gz | Large Office | New York-John F Kennedy Intl AP NY USA TMY3 WMO#=744860 | Natural Gas | 1970085.2748 | 0 | 0 | 0 | 0 | 0 | 0 | 0 | 0 | 0 | 0 | 544805.2806 | 0 | 0 | 2514881.0772 | 0 | 2514891.5554 | 0 | 0 | 19503.8442 | 0 | 0 | 0 | 0 | 0 | 0 | 0 | 0 | 0 | 0 | 5393.5723 | 0 | 0 | 24897.3227 | 0 | 24897.4264 | 0 | 0 | 1970.0853 | 0 | 0 | 0 | 0 | 0 | 0 | 0 | 0 | 0 | 0 | 544.8053 | 0 | 0 | 2514.8811 | 0 | 2514.8916 | 0 | 0 | 0 | 0 | 0 | 0 | 0 | 0 | 0 | 3.9513 | 1.0927 | 0 | 0 | 5.044 | 5.044 | 5.044 | 2
US_4B_LO_2013_NG | 4B | LO | NG | 3081 | DOE.determination2013 | OfficeLarge | STD2013 | Albuquerque | Zone4B | Zone4B(Albuquerque) | DOE.determination2013_STD2013 | regular | US | 0.1032 | 0.99 | DOE.determination2013_OfficeLarge_STD2013_Albuquerque.table.csv.gz | Large Office | Albuquerque Intl Sunport NM USA TMY3 WMO#=723650 | Natural Gas | 617095.2923 | 0 | 0 | 0 | 0 | 0 | 0 | 0 | 0 | 0 | 0 | 545118.0602 | 0 | 0 | 1162213.3525 | 0 | 1162214.3525 | 0 | 0 | 6109.2434 | 0 | 0 | 0 | 0 | 0 | 0 | 0 | 0 | 0 | 0 | 5396.6688 | 0 | 0 | 11505.9122 | 0 | 11505.9221 | 0 | 0 | 617.0953 | 0 | 0 | 0 | 0 | 0 | 0 | 0 | 0 | 0 | 0 | 545.1181 | 0 | 0 | 1162.2134 | 0 | 1162.2144 | 0 | 0 | 0 | 0 | 0 | 0 | 0 | 0 | 0 | 1.2377 | 1.0933 | 0 | 0 | 2.331 | 2.331 | 2.331 | 1
US_4B_LO_2016_NG | 4B | LO | NG | 5121 | DOE.determination2016 | OfficeLarge | STD2016 | Albuquerque | Zone4B | Zone4B(Albuquerque) | DOE.determination2016_STD2016 | regular | US | 0.1032 | 0.99 | DOE.determination2016_OfficeLarge_STD2016_Albuquerque.table.csv.gz | Large Office | Albuquerque Intl Sunport NM USA TMY3 WMO#=723650 | Natural Gas | 646107.9744 | 0 | 0 | 0 | 0 | 0 | 0 | 0 | 0 | 0 | 0 | 531441.0592 | 0 | 0 | 1177539.5554 | 0 | 1177550.0335 | 0 | 0 | 6396.4689 | 0 | 0 | 0 | 0 | 0 | 0 | 0 | 0 | 0 | 0 | 5261.2665 | 0 | 0 | 11657.6416 | 0 | 11657.7453 | 0 | 0 | 646.108 | 0 | 0 | 0 | 0 | 0 | 0 | 0 | 0 | 0 | 0 | 531.4411 | 0 | 0 | 1177.5396 | 0 | 1177.55 | 0 | 0 | 0 | 0 | 0 | 0 | 0 | 0 | 0 | 1.2959 | 1.0659 | 0 | 0 | 2.3618 | 2.3617 | 2.3618 | 2
US_4C_LO_2013_NG | 4C | LO | NG | 3921 | DOE.determination2013 | OfficeLarge | STD2013 | Seattle | Zone4C | Zone4C(Seattle) | DOE.determination2013_STD2013 | regular | US | 0.1032 | 0.99 | DOE.determination2013_OfficeLarge_STD2013_Salem.table.csv.gz | Large Office | Seattle Seattle Tacoma Intl A WA USA TMY3 WMO#=727930 | Natural Gas | 1005188.4903 | 0 | 0 | 0 | 0 | 0 | 0 | 0 | 0 | 0 | 0 | 572291.9771 | 0 | 0 | 1577480.4673 | 0 | 1577481.4673 | 0 | 0 | 9951.3661 | 0 | 0 | 0 | 0 | 0 | 0 | 0 | 0 | 0 | 0 | 5665.6906 | 0 | 0 | 15617.0566 | 0 | 15617.0665 | 0 | 0 | 1005.1885 | 0 | 0 | 0 | 0 | 0 | 0 | 0 | 0 | 0 | 0 | 572.292 | 0 | 0 | 1577.4805 | 0 | 1577.4815 | 0 | 0 | 0 | 0 | 0 | 0 | 0 | 0 | 0 | 2.0161 | 1.1478 | 0 | 0 | 3.1639 | 3.1639 | 3.1639 | 1
US_4C_LO_2016_NG | 4C | LO | NG | 5961 | DOE.determination2016 | OfficeLarge | STD2016 | Seattle | Zone4C | Zone4C(Seattle) | DOE.determination2016_STD2016 | regular | US | 0.1032 | 0.99 | DOE.determination2016_OfficeLarge_STD2016_Salem.table.csv.gz | Large Office | Seattle Seattle Tacoma Intl A WA USA TMY3 WMO#=727930 | Natural Gas | 1013453.4556 | 0 | 0 | 0 | 0 | 0 | 0 | 0 | 0 | 0 | 0 | 558747.6704 | 0 | 0 | 1572201.126 | 0 | 1572202.126 | 0 | 0 | 10033.1892 | 0 | 0 | 0 | 0 | 0 | 0 | 0 | 0 | 0 | 0 | 5531.6019 | 0 | 0 | 15564.7911 | 0 | 15564.801 | 0 | 0 | 1013.4535 | 0 | 0 | 0 | 0 | 0 | 0 | 0 | 0 | 0 | 0 | 558.7477 | 0 | 0 | 1572.2011 | 0 | 1572.2021 | 0 | 0 | 0 | 0 | 0 | 0 | 0 | 0 | 0 | 2.0326 | 1.1207 | 0 | 0 | 3.1533 | 3.1533 | 3.1533 | 2
US_5A_LO_2013_NG | 5A | LO | NG | 3321 | DOE.determination2013 | OfficeLarge | STD2013 | Buffalo | Zone5A | Zone5A(Buffalo) | DOE.determination2013_STD2013 | regular | US | 0.1032 | 0.99 | DOE.determination2013_OfficeLarge_STD2013_Chicago.table.csv.gz | Large Office | Buffalo Niagara Intl AP NY USA TMY3 WMO#=725280 | Natural Gas | 5784063.453 | 0 | 0 | 0 | 0 | 0 | 0 | 0 | 0 | 0 | 0 | 598063.1245 | 0 | 0 | 6382126.5775 | 0 | 6382127.5775 | 0 | 0 | 57262.2282 | 0 | 0 | 0 | 0 | 0 | 0 | 0 | 0 | 0 | 0 | 5920.8249 | 0 | 0 | 63183.0531 | 0 | 63183.063 | 0 | 0 | 5784.0635 | 0 | 0 | 0 | 0 | 0 | 0 | 0 | 0 | 0 | 0 | 598.0631 | 0 | 0 | 6382.1266 | 0 | 6382.1276 | 0 | 0 | 0 | 0 | 0 | 0 | 0 | 0 | 0 | 11.6009 | 1.1995 | 0 | 0 | 12.8004 | 12.8004 | 12.8004 | 1
US_5A_LO_2016_NG | 5A | LO | NG | 5361 | DOE.determination2016 | OfficeLarge | STD2016 | Buffalo | Zone5A | Zone5A(Buffalo) | DOE.determination2016_STD2016 | regular | US | 0.1032 | 0.99 | DOE.determination2016_OfficeLarge_STD2016_Chicago.table.csv.gz | Large Office | Buffalo Niagara Intl AP NY USA TMY3 WMO#=725280 | Natural Gas | 3540513.9827 | 0 | 0 | 0 | 0 | 0 | 0 | 0 | 0 | 0 | 0 | 584461.9489 | 0 | 0 | 4124975.9316 | 0 | 4124976.9316 | 0 | 0 | 35051.0884 | 0 | 0 | 0 | 0 | 0 | 0 | 0 | 0 | 0 | 0 | 5786.1733 | 0 | 0 | 40837.2617 | 0 | 40837.2716 | 0 | 0 | 3540.514 | 0 | 0 | 0 | 0 | 0 | 0 | 0 | 0 | 0 | 0 | 584.4619 | 0 | 0 | 4124.9759 | 0 | 4124.9769 | 0 | 0 | 0 | 0 | 0 | 0 | 0 | 0 | 0 | 7.1011 | 1.1722 | 0 | 0 | 8.2733 | 8.2733 | 8.2733 | 2
US_5B_LO_2013_NG | 5B | LO | NG | 3201 | DOE.determination2013 | OfficeLarge | STD2013 | Denver | Zone5B | Zone5B(Denver) | DOE.determination2013_STD2013 | regular | US | 0.1032 | 0.99 | DOE.determination2013_OfficeLarge_STD2013_Boise.table.csv.gz | Large Office | Denver-Aurora-Buckley AFB CO USA TMY3 WMO#=724695 | Natural Gas | 1722714.4846 | 0 | 0 | 0 | 0 | 0 | 0 | 0 | 0 | 0 | 0 | 586708.2755 | 0 | 0 | 2309422.7601 | 0 | 2309423.7601 | 0 | 0 | 17054.8734 | 0 | 0 | 0 | 0 | 0 | 0 | 0 | 0 | 0 | 0 | 5808.4119 | 0 | 0 | 22863.2853 | 0 | 22863.2952 | 0 | 0 | 1722.7145 | 0 | 0 | 0 | 0 | 0 | 0 | 0 | 0 | 0 | 0 | 586.7083 | 0 | 0 | 2309.4228 | 0 | 2309.4238 | 0 | 0 | 0 | 0 | 0 | 0 | 0 | 0 | 0 | 3.4552 | 1.1767 | 0 | 0 | 4.6319 | 4.6319 | 4.6319 | 1
US_5B_LO_2016_NG | 5B | LO | NG | 5241 | DOE.determination2016 | OfficeLarge | STD2016 | Denver | Zone5B | Zone5B(Denver) | DOE.determination2016_STD2016 | regular | US | 0.1032 | 0.99 | DOE.determination2016_OfficeLarge_STD2016_Boise.table.csv.gz | Large Office | Denver-Aurora-Buckley AFB CO USA TMY3 WMO#=724695 | Natural Gas | 1749689.3599 | 0 | 0 | 0 | 0 | 0 | 0 | 0 | 0 | 0 | 0 | 573163.9688 | 0 | 0 | 2322853.3287 | 0 | 2322854.3287 | 0 | 0 | 17321.9247 | 0 | 0 | 0 | 0 | 0 | 0 | 0 | 0 | 0 | 0 | 5674.3233 | 0 | 0 | 22996.248 | 0 | 22996.2579 | 0 | 0 | 1749.6894 | 0 | 0 | 0 | 0 | 0 | 0 | 0 | 0 | 0 | 0 | 573.164 | 0 | 0 | 2322.8533 | 0 | 2322.8543 | 0 | 0 | 0 | 0 | 0 | 0 | 0 | 0 | 0 | 3.5093 | 1.1496 | 0 | 0 | 4.6589 | 4.6589 | 4.6589 | 2
US_5C_LO_2013_NG | 5C | LO | NG | 4041 | DOE.determination2013 | OfficeLarge | STD2013 | PortAngeles | Zone5C | Zone5C(PortAngeles) | DOE.determination2013_STD2013 | regular | US | 0.1032 | 0.99 | DOE.determination2013_OfficeLarge_STD2013_Vancouver.table.csv.gz | Large Office | William R Fairchild WA USA TMY3 WMO#=727885 | Natural Gas | 1048731.2088 | 0 | 0 | 0 | 0 | 0 | 0 | 0 | 0 | 0 | 0 | 594726.8083 | 0 | 0 | 1643467.4952 | 0 | 1643459.0171 | 0 | 0 | 10382.439 | 0 | 0 | 0 | 0 | 0 | 0 | 0 | 0 | 0 | 0 | 5887.7954 | 0 | 0 | 16270.3282 | 0 | 16270.2443 | 0 | 0 | 1048.7312 | 0 | 0 | 0 | 0 | 0 | 0 | 0 | 0 | 0 | 0 | 594.7268 | 0 | 0 | 1643.4675 | 0 | 1643.459 | 0 | 0 | 0 | 0 | 0 | 0 | 0 | 0 | 0 | 2.1034 | 1.1928 | 0 | 0 | 3.2962 | 3.2962 | 3.2962 | 1
US_5C_LO_2016_NG | 5C | LO | NG | 6081 | DOE.determination2016 | OfficeLarge | STD2016 | PortAngeles | Zone5C | Zone5C(PortAngeles) | DOE.determination2016_STD2016 | regular | US | 0.1032 | 0.99 | DOE.determination2016_OfficeLarge_STD2016_Vancouver.table.csv.gz | Large Office | William R Fairchild WA USA TMY3 WMO#=727885 | Natural Gas | 1075933.5601 | 0 | 0 | 0 | 0 | 0 | 0 | 0 | 0 | 0 | 0 | 581173.0235 | 0 | 0 | 1657097.1054 | 0 | 1657107.5836 | 0 | 0 | 10651.7422 | 0 | 0 | 0 | 0 | 0 | 0 | 0 | 0 | 0 | 0 | 5753.6129 | 0 | 0 | 16405.2613 | 0 | 16405.3651 | 0 | 0 | 1075.9336 | 0 | 0 | 0 | 0 | 0 | 0 | 0 | 0 | 0 | 0 | 581.173 | 0 | 0 | 1657.0971 | 0 | 1657.1076 | 0 | 0 | 0 | 0 | 0 | 0 | 0 | 0 | 0 | 2.158 | 1.1656 | 0 | 0 | 3.3236 | 3.3236 | 3.3236 | 2
US_6A_LO_2013_NG | 6A | LO | NG | 3261 | DOE.determination2013 | OfficeLarge | STD2013 | Rochester | Zone6A | Zone6A(Rochester) | DOE.determination2013_STD2013 | regular | US | 0.1032 | 0.99 | DOE.determination2013_OfficeLarge_STD2013_Burlington.table.csv.gz | Large Office | Rochester International Arpt MN USA TMY3 WMO#=726440 | Natural Gas | 8142412.5328 | 0 | 0 | 0 | 0 | 0 | 0 | 0 | 0 | 0 | 0 | 627568.6715 | 0 | 0 | 8769981.2043 | 0 | 8769982.2043 | 0 | 0 | 80609.8841 | 0 | 0 | 0 | 0 | 0 | 0 | 0 | 0 | 0 | 0 | 6212.9298 | 0 | 0 | 86822.8139 | 0 | 86822.8238 | 0 | 0 | 8142.4125 | 0 | 0 | 0 | 0 | 0 | 0 | 0 | 0 | 0 | 0 | 627.5687 | 0 | 0 | 8769.9812 | 0 | 8769.9822 | 0 | 0 | 0 | 0 | 0 | 0 | 0 | 0 | 0 | 16.3309 | 1.2587 | 0 | 0 | 17.5896 | 17.5896 | 17.5896 | 1
US_6A_LO_2016_NG | 6A | LO | NG | 5301 | DOE.determination2016 | OfficeLarge | STD2016 | Rochester | Zone6A | Zone6A(Rochester) | DOE.determination2016_STD2016 | regular | US | 0.1032 | 0.99 | DOE.determination2016_OfficeLarge_STD2016_Burlington.table.csv.gz | Large Office | Rochester International Arpt MN USA TMY3 WMO#=726440 | Natural Gas | 5386368.8676 | 0 | 0 | 0 | 0 | 0 | 0 | 0 | 0 | 0 | 0 | 614062.2775 | 0 | 0 | 6000431.1451 | 0 | 6000432.1451 | 0 | 0 | 53325.0518 | 0 | 0 | 0 | 0 | 0 | 0 | 0 | 0 | 0 | 0 | 6079.2165 | 0 | 0 | 59404.2683 | 0 | 59404.2782 | 0 | 0 | 5386.3689 | 0 | 0 | 0 | 0 | 0 | 0 | 0 | 0 | 0 | 0 | 614.0623 | 0 | 0 | 6000.4311 | 0 | 6000.4321 | 0 | 0 | 0 | 0 | 0 | 0 | 0 | 0 | 0 | 10.8032 | 1.2316 | 0 | 0 | 12.0349 | 12.0348 | 12.0348 | 2
US_6B_LO_2013_NG | 6B | LO | NG | 3561 | DOE.determination2013 | OfficeLarge | STD2013 | Great_Falls | Zone6B | Zone6B(Great_Falls) | DOE.determination2013_STD2013 | regular | US | 0.1032 | 0.99 | DOE.determination2013_OfficeLarge_STD2013_Helena.table.csv.gz | Large Office | Great Falls Intl Arpt MT USA TMY3 WMO#=727750 | Natural Gas | 3425297.3336 | 0 | 0 | 0 | 0 | 0 | 0 | 0 | 0 | 0 | 0 | 619976.6564 | 0 | 0 | 4045273.99 | 0 | 4045274.99 | 0 | 0 | 33910.4436 | 0 | 0 | 0 | 0 | 0 | 0 | 0 | 0 | 0 | 0 | 6137.7689 | 0 | 0 | 40048.2125 | 0 | 40048.2224 | 0 | 0 | 3425.2973 | 0 | 0 | 0 | 0 | 0 | 0 | 0 | 0 | 0 | 0 | 619.9767 | 0 | 0 | 4045.274 | 0 | 4045.275 | 0 | 0 | 0 | 0 | 0 | 0 | 0 | 0 | 0 | 6.87 | 1.2435 | 0 | 0 | 8.1135 | 8.1135 | 8.1135 | 1
US_6B_LO_2016_NG | 6B | LO | NG | 5601 | DOE.determination2016 | OfficeLarge | STD2016 | Great_Falls | Zone6B | Zone6B(Great_Falls) | DOE.determination2016_STD2016 | regular | US | 0.1032 | 0.99 | DOE.determination2016_OfficeLarge_STD2016_Helena.table.csv.gz | Large Office | Great Falls Intl Arpt MT USA TMY3 WMO#=727750 | Natural Gas | 3407952.2803 | 0 | 0 | 0 | 0 | 0 | 0 | 0 | 0 | 0 | 0 | 606460.7842 | 0 | 0 | 4014413.0646 | 0 | 4014414.0646 | 0 | 0 | 33738.7276 | 0 | 0 | 0 | 0 | 0 | 0 | 0 | 0 | 0 | 0 | 6003.9618 | 0 | 0 | 39742.6893 | 0 | 39742.6992 | 0 | 0 | 3407.9523 | 0 | 0 | 0 | 0 | 0 | 0 | 0 | 0 | 0 | 0 | 606.4608 | 0 | 0 | 4014.4131 | 0 | 4014.4141 | 0 | 0 | 0 | 0 | 0 | 0 | 0 | 0 | 0 | 6.8352 | 1.2164 | 0 | 0 | 8.0516 | 8.0516 | 8.0516 | 2
US_7_LO_2013_NG | 7 | LO | NG | 3381 | DOE.determination2013 | OfficeLarge | STD2013 | InternationalFalls | Zone7 | Zone7(InternationalFalls) | DOE.determination2013_STD2013 | regular | US | 0.1032 | 0.99 | DOE.determination2013_OfficeLarge_STD2013_Duluth.table.csv.gz | Large Office | International Falls Intl Ap MN USA TMY3 WMO#=727470 | Natural Gas | 9221284.326 | 0 | 0 | 0 | 0 | 0 | 0 | 0 | 0 | 0 | 0 | 662874.8592 | 0 | 0 | 9884159.1852 | 0 | 9884160.1852 | 0 | 0 | 91290.7148 | 0 | 0 | 0 | 0 | 0 | 0 | 0 | 0 | 0 | 0 | 6562.4611 | 0 | 0 | 97853.1759 | 0 | 97853.1858 | 0 | 0 | 9221.2843 | 0 | 0 | 0 | 0 | 0 | 0 | 0 | 0 | 0 | 0 | 662.8749 | 0 | 0 | 9884.1592 | 0 | 9884.1602 | 0 | 0 | 0 | 0 | 0 | 0 | 0 | 0 | 0 | 18.4948 | 1.3295 | 0 | 0 | 19.8243 | 19.8243 | 19.8243 | 1
US_7_LO_2016_NG | 7 | LO | NG | 5421 | DOE.determination2016 | OfficeLarge | STD2016 | InternationalFalls | Zone7 | Zone7(InternationalFalls) | DOE.determination2016_STD2016 | regular | US | 0.1032 | 0.99 | DOE.determination2016_OfficeLarge_STD2016_Duluth.table.csv.gz | Large Office | International Falls Intl Ap MN USA TMY3 WMO#=727470 | Natural Gas | 5858296.4898 | 0 | 0 | 0 | 0 | 0 | 0 | 0 | 0 | 0 | 0 | 649216.8145 | 0 | 0 | 6507503.8262 | 0 | 6507514.3043 | 0 | 0 | 57997.1352 | 0 | 0 | 0 | 0 | 0 | 0 | 0 | 0 | 0 | 0 | 6427.2465 | 0 | 0 | 64424.2879 | 0 | 64424.3916 | 0 | 0 | 5858.2965 | 0 | 0 | 0 | 0 | 0 | 0 | 0 | 0 | 0 | 0 | 649.2168 | 0 | 0 | 6507.5038 | 0 | 6507.5143 | 0 | 0 | 0 | 0 | 0 | 0 | 0 | 0 | 0 | 11.7498 | 1.3021 | 0 | 0 | 13.0519 | 13.0519 | 13.0519 | 2
US_8_LO_2013_NG | 8 | LO | NG | 3501 | DOE.determination2013 | OfficeLarge | STD2013 | FairBanks | Zone8 | Zone8(FairBanks) | DOE.determination2013_STD2013 | regular | US | 0.1032 | 0.99 | DOE.determination2013_OfficeLarge_STD2013_Fairbanks.table.csv.gz | Large Office | Fairbanks Intl Arpt AK USA TMY3 WMO#=702610 | Natural Gas | 13001359.0858 | 0 | 0 | 0 | 0 | 0 | 0 | 0 | 0 | 0 | 0 | 710199.368 | 0 | 0 | 13711548.9756 | 0 | 13711559.4538 | 0 | 0 | 128713.4549 | 0 | 0 | 0 | 0 | 0 | 0 | 0 | 0 | 0 | 0 | 7030.9737 | 0 | 0 | 135744.3349 | 0 | 135744.4386 | 0 | 0 | 13001.3591 | 0 | 0 | 0 | 0 | 0 | 0 | 0 | 0 | 0 | 0 | 710.1994 | 0 | 0 | 13711.549 | 0 | 13711.5595 | 0 | 0 | 0 | 0 | 0 | 0 | 0 | 0 | 0 | 26.0764 | 1.4244 | 0 | 0 | 27.5008 | 27.5008 | 27.5008 | 1
US_8_LO_2016_NG | 8 | LO | NG | 5541 | DOE.determination2016 | OfficeLarge | STD2016 | FairBanks | Zone8 | Zone8(FairBanks) | DOE.determination2016_STD2016 | regular | US | 0.1032 | 0.99 | DOE.determination2016_OfficeLarge_STD2016_Fairbanks.table.csv.gz | Large Office | Fairbanks Intl Arpt AK USA TMY3 WMO#=702610 | Natural Gas | 8624728.2306 | 0 | 0 | 0 | 0 | 0 | 0 | 0 | 0 | 0 | 0 | 696579.236 | 0 | 0 | 9321307.4666 | 0 | 9321308.4666 | 0 | 0 | 85384.8095 | 0 | 0 | 0 | 0 | 0 | 0 | 0 | 0 | 0 | 0 | 6896.1344 | 0 | 0 | 92280.9439 | 0 | 92280.9538 | 0 | 0 | 8624.7282 | 0 | 0 | 0 | 0 | 0 | 0 | 0 | 0 | 0 | 0 | 696.5792 | 0 | 0 | 9321.3075 | 0 | 9321.3085 | 0 | 0 | 0 | 0 | 0 | 0 | 0 | 0 | 0 | 17.2983 | 1.3971 | 0 | 0 | 18.6954 | 18.6954 | 18.6954 | 2
US_1A_MA_2013_NG | 1A | MA | NG | 3745 | DOE.determination2013 | ApartmentMidRise | STD2013 | Honolulu | Zone1A | Zone1A(Honolulu) | DOE.determination2013_STD2013 | regular | US | 0.1032 | 0.99 | DOE.determination2013_ApartmentMidRise_STD2013_Miami.table.csv.gz | Mid-Rise Apartment | Honolulu Intl Arpt HI USA TMY3 WMO#=911820 | Natural Gas | 0 | 0 | 0 | 0 | 0 | 0 | 0 | 0 | 0 | 0 | 0 | 0 | 0 | 0 | 0 | 0 | 1 | 0 | 0 | 0 | 0 | 0 | 0 | 0 | 0 | 0 | 0 | 0 | 0 | 0 | 0 | 0 | 0 | 0 | 0 | 0.0099 | 0 | 0 | 0 | 0 | 0 | 0 | 0 | 0 | 0 | 0 | 0 | 0 | 0 | 0 | 0 | 0 | 0 | 0 | 0.001 | 0 | 0 | 0 | 0 | 0 | 0 | 0 | 0 | 0 | 0 | 0 | 0 | 0 | 2.9638e-05 | 0 | 0 | 1
US_1A_MA_2016_NG | 1A | MA | NG | 5785 | DOE.determination2016 | ApartmentMidRise | STD2016 | Honolulu | Zone1A | Zone1A(Honolulu) | DOE.determination2016_STD2016 | regular | US | 0.1032 | 0.99 | DOE.determination2016_ApartmentMidRise_STD2016_Miami.table.csv.gz | Mid-Rise Apartment | Honolulu Intl Arpt HI USA TMY3 WMO#=911820 | Natural Gas | 0 | 0 | 0 | 0 | 0 | 0 | 0 | 0 | 0 | 0 | 0 | 0 | 0 | 0 | 0 | 0 | 1 | 0 | 0 | 0 | 0 | 0 | 0 | 0 | 0 | 0 | 0 | 0 | 0 | 0 | 0 | 0 | 0 | 0 | 0 | 0.0099 | 0 | 0 | 0 | 0 | 0 | 0 | 0 | 0 | 0 | 0 | 0 | 0 | 0 | 0 | 0 | 0 | 0 | 0 | 0.001 | 0 | 0 | 0 | 0 | 0 | 0 | 0 | 0 | 0 | 0 | 0 | 0 | 0 | 2.9638e-05 | 0 | 0 | 2
US_1B_MA_2013_NG | 1B | MA | NG | 3865 | DOE.determination2013 | ApartmentMidRise | STD2013 | NewDelhi | Zone1B | Zone1B(NewDelhi) | DOE.determination2013_STD2013 | regular | US | 0.1032 | 0.99 | DOE.determination2013_ApartmentMidRise_STD2013_Riyadh.table.csv.gz | Mid-Rise Apartment | New Delhi-Safdarjung AP Delhi IND IWEC2 WMO#=421820 | Natural Gas | 2018.8505 | 0 | 0 | 0 | 0 | 0 | 0 | 0 | 0 | 0 | 0 | 0 | 0 | 0 | 2018.8505 | 0 | 2019.8505 | 0 | 0 | 19.9866 | 0 | 0 | 0 | 0 | 0 | 0 | 0 | 0 | 0 | 0 | 0 | 0 | 0 | 19.9866 | 0 | 19.9965 | 0 | 0 | 2.0189 | 0 | 0 | 0 | 0 | 0 | 0 | 0 | 0 | 0 | 0 | 0 | 0 | 0 | 2.0189 | 0 | 2.0199 | 0 | 0 | 0 | 0 | 0 | 0 | 0 | 0 | 0 | 0.059834 | 0 | 0 | 0 | 0.059863 | 0.059834 | 0.059834 | 1
US_1B_MA_2016_NG | 1B | MA | NG | 5905 | DOE.determination2016 | ApartmentMidRise | STD2016 | NewDelhi | Zone1B | Zone1B(NewDelhi) | DOE.determination2016_STD2016 | regular | US | 0.1032 | 0.99 | DOE.determination2016_ApartmentMidRise_STD2016_Riyadh.table.csv.gz | Mid-Rise Apartment | New Delhi-Safdarjung AP Delhi IND IWEC2 WMO#=421820 | Natural Gas | 2435.89 | 0 | 0 | 0 | 0 | 0 | 0 | 0 | 0 | 0 | 0 | 0 | 0 | 0 | 2435.89 | 0 | 2436.89 | 0 | 0 | 24.1153 | 0 | 0 | 0 | 0 | 0 | 0 | 0 | 0 | 0 | 0 | 0 | 0 | 0 | 24.1153 | 0 | 24.1252 | 0 | 0 | 2.4359 | 0 | 0 | 0 | 0 | 0 | 0 | 0 | 0 | 0 | 0 | 0 | 0 | 0 | 2.4359 | 0 | 2.4369 | 0 | 0 | 0 | 0 | 0 | 0 | 0 | 0 | 0 | 0.072194 | 0 | 0 | 0 | 0.072223 | 0.072194 | 0.072194 | 2
US_2A_MA_2013_NG | 2A | MA | NG | 3625 | DOE.determination2013 | ApartmentMidRise | STD2013 | Tampa | Zone2A | Zone2A(Tampa) | DOE.determination2013_STD2013 | regular | US | 0.1032 | 0.99 | DOE.determination2013_ApartmentMidRise_STD2013_Houston.table.csv.gz | Mid-Rise Apartment | Tampa-MacDill AFB FL USA TMY3 WMO#=747880 | Natural Gas | 10786.1588 | 0 | 0 | 0 | 0 | 0 | 0 | 0 | 0 | 0 | 0 | 0 | 0 | 0 | 10786.1588 | 0 | 10787.1588 | 0 | 0 | 106.783 | 0 | 0 | 0 | 0 | 0 | 0 | 0 | 0 | 0 | 0 | 0 | 0 | 0 | 106.783 | 0 | 106.7929 | 0 | 0 | 10.7862 | 0 | 0 | 0 | 0 | 0 | 0 | 0 | 0 | 0 | 0 | 0 | 0 | 0 | 10.7862 | 0 | 10.7872 | 0 | 0 | 0 | 0 | 0 | 0 | 0 | 0 | 0 | 0.31968 | 0 | 0 | 0 | 0.3197 | 0.31968 | 0.31968 | 1
US_2A_MA_2016_NG | 2A | MA | NG | 5665 | DOE.determination2016 | ApartmentMidRise | STD2016 | Tampa | Zone2A | Zone2A(Tampa) | DOE.determination2016_STD2016 | regular | US | 0.1032 | 0.99 | DOE.determination2016_ApartmentMidRise_STD2016_Houston.table.csv.gz | Mid-Rise Apartment | Tampa-MacDill AFB FL USA TMY3 WMO#=747880 | Natural Gas | 11402.24 | 0 | 0 | 0 | 0 | 0 | 0 | 0 | 0 | 0 | 0 | 0 | 0 | 0 | 11402.24 | 0 | 11403.24 | 0 | 0 | 112.8822 | 0 | 0 | 0 | 0 | 0 | 0 | 0 | 0 | 0 | 0 | 0 | 0 | 0 | 112.8822 | 0 | 112.8921 | 0 | 0 | 11.4022 | 0 | 0 | 0 | 0 | 0 | 0 | 0 | 0 | 0 | 0 | 0 | 0 | 0 | 11.4022 | 0 | 11.4032 | 0 | 0 | 0 | 0 | 0 | 0 | 0 | 0 | 0 | 0.33793 | 0 | 0 | 0 | 0.33796 | 0.33793 | 0.33793 | 2
US_2B_MA_2013_NG | 2B | MA | NG | 3805 | DOE.determination2013 | ApartmentMidRise | STD2013 | Tucson | Zone2B | Zone2B(Tucson) | DOE.determination2013_STD2013 | regular | US | 0.1032 | 0.99 | DOE.determination2013_ApartmentMidRise_STD2013_Phoenix.table.csv.gz | Mid-Rise Apartment | Tucson-Davis Monthan AFB AZ USA TMY3 WMO#=722745 | Natural Gas | 6075.5077 | 0 | 0 | 0 | 0 | 0 | 0 | 0 | 0 | 0 | 0 | 0 | 0 | 0 | 6075.5077 | 0 | 6076.5077 | 0 | 0 | 60.1475 | 0 | 0 | 0 | 0 | 0 | 0 | 0 | 0 | 0 | 0 | 0 | 0 | 0 | 60.1475 | 0 | 60.1574 | 0 | 0 | 6.0755 | 0 | 0 | 0 | 0 | 0 | 0 | 0 | 0 | 0 | 0 | 0 | 0 | 0 | 6.0755 | 0 | 6.0765 | 0 | 0 | 0 | 0 | 0 | 0 | 0 | 0 | 0 | 0.18006 | 0 | 0 | 0 | 0.18009 | 0.18006 | 0.18006 | 1
US_2B_MA_2016_NG | 2B | MA | NG | 5845 | DOE.determination2016 | ApartmentMidRise | STD2016 | Tucson | Zone2B | Zone2B(Tucson) | DOE.determination2016_STD2016 | regular | US | 0.1032 | 0.99 | DOE.determination2016_ApartmentMidRise_STD2016_Phoenix.table.csv.gz | Mid-Rise Apartment | Tucson-Davis Monthan AFB AZ USA TMY3 WMO#=722745 | Natural Gas | 6596.8072 | 0 | 0 | 0 | 0 | 0 | 0 | 0 | 0 | 0 | 0 | 0 | 0 | 0 | 6596.8072 | 0 | 6597.8072 | 0 | 0 | 65.3084 | 0 | 0 | 0 | 0 | 0 | 0 | 0 | 0 | 0 | 0 | 0 | 0 | 0 | 65.3084 | 0 | 65.3183 | 0 | 0 | 6.5968 | 0 | 0 | 0 | 0 | 0 | 0 | 0 | 0 | 0 | 0 | 0 | 0 | 0 | 6.5968 | 0 | 6.5978 | 0 | 0 | 0 | 0 | 0 | 0 | 0 | 0 | 0 | 0.19551 | 0 | 0 | 0 | 0.19554 | 0.19551 | 0.19551 | 2
US_3A_MA_2013_NG | 3A | MA | NG | 3685 | DOE.determination2013 | ApartmentMidRise | STD2013 | Atlanta | Zone3A | Zone3A(Atlanta) | DOE.determination2013_STD2013 | regular | US | 0.1032 | 0.99 | DOE.determination2013_ApartmentMidRise_STD2013_Memphis.table.csv.gz | Mid-Rise Apartment | Atlanta-Hartsfield Jackson Intl AP GA USA TMY3 WMO#=722190 | Natural Gas | 115482.0379 | 0 | 0 | 0 | 0 | 0 | 0 | 0 | 0 | 0 | 0 | 0 | 0 | 0 | 115482.0379 | 0 | 115483.0379 | 0 | 0 | 1143.2722 | 0 | 0 | 0 | 0 | 0 | 0 | 0 | 0 | 0 | 0 | 0 | 0 | 0 | 1143.2722 | 0 | 1143.2821 | 0 | 0 | 115.482 | 0 | 0 | 0 | 0 | 0 | 0 | 0 | 0 | 0 | 0 | 0 | 0 | 0 | 115.482 | 0 | 115.483 | 0 | 0 | 0 | 0 | 0 | 0 | 0 | 0 | 0 | 3.4226 | 0 | 0 | 0 | 3.4226 | 3.4226 | 3.4226 | 1
US_3A_MA_2016_NG | 3A | MA | NG | 5725 | DOE.determination2016 | ApartmentMidRise | STD2016 | Atlanta | Zone3A | Zone3A(Atlanta) | DOE.determination2016_STD2016 | regular | US | 0.1032 | 0.99 | DOE.determination2016_ApartmentMidRise_STD2016_Memphis.table.csv.gz | Mid-Rise Apartment | Atlanta-Hartsfield Jackson Intl AP GA USA TMY3 WMO#=722190 | Natural Gas | 118183.3167 | 0 | 0 | 0 | 0 | 0 | 0 | 0 | 0 | 0 | 0 | 0 | 0 | 0 | 118183.3167 | 0 | 118184.3167 | 0 | 0 | 1170.0148 | 0 | 0 | 0 | 0 | 0 | 0 | 0 | 0 | 0 | 0 | 0 | 0 | 0 | 1170.0148 | 0 | 1170.0247 | 0 | 0 | 118.1833 | 0 | 0 | 0 | 0 | 0 | 0 | 0 | 0 | 0 | 0 | 0 | 0 | 0 | 118.1833 | 0 | 118.1843 | 0 | 0 | 0 | 0 | 0 | 0 | 0 | 0 | 0 | 3.5027 | 0 | 0 | 0 | 3.5027 | 3.5027 | 3.5027 | 2
US_3B_MA_2013_NG | 3B | MA | NG | 3445 | DOE.determination2013 | ApartmentMidRise | STD2013 | ElPaso | Zone3B | Zone3B(ElPaso) | DOE.determination2013_STD2013 | regular | US | 0.1032 | 0.99 | DOE.determination2013_ApartmentMidRise_STD2013_ElPaso.table.csv.gz | Mid-Rise Apartment | El Paso International Ap Ut TX USA TMY3 WMO#=722700 | Natural Gas | 11904.583 | 0 | 0 | 0 | 0 | 0 | 0 | 0 | 0 | 0 | 0 | 0 | 0 | 0 | 11904.583 | 0 | 11905.583 | 0 | 0 | 117.8554 | 0 | 0 | 0 | 0 | 0 | 0 | 0 | 0 | 0 | 0 | 0 | 0 | 0 | 117.8554 | 0 | 117.8653 | 0 | 0 | 11.9046 | 0 | 0 | 0 | 0 | 0 | 0 | 0 | 0 | 0 | 0 | 0 | 0 | 0 | 11.9046 | 0 | 11.9056 | 0 | 0 | 0 | 0 | 0 | 0 | 0 | 0 | 0 | 0.35282 | 0 | 0 | 0 | 0.35285 | 0.35282 | 0.35282 | 1
US_3B_MA_2016_NG | 3B | MA | NG | 5485 | DOE.determination2016 | ApartmentMidRise | STD2016 | ElPaso | Zone3B | Zone3B(ElPaso) | DOE.determination2016_STD2016 | regular | US | 0.1032 | 0.99 | DOE.determination2016_ApartmentMidRise_STD2016_ElPaso.table.csv.gz | Mid-Rise Apartment | El Paso International Ap Ut TX USA TMY3 WMO#=722700 | Natural Gas | 12207.8845 | 0 | 0 | 0 | 0 | 0 | 0 | 0 | 0 | 0 | 0 | 0 | 0 | 0 | 12207.8845 | 0 | 12208.8845 | 0 | 0 | 120.8581 | 0 | 0 | 0 | 0 | 0 | 0 | 0 | 0 | 0 | 0 | 0 | 0 | 0 | 120.8581 | 0 | 120.868 | 0 | 0 | 12.2079 | 0 | 0 | 0 | 0 | 0 | 0 | 0 | 0 | 0 | 0 | 0 | 0 | 0 | 12.2079 | 0 | 12.2089 | 0 | 0 | 0 | 0 | 0 | 0 | 0 | 0 | 0 | 0.36181 | 0 | 0 | 0 | 0.36184 | 0.36181 | 0.36181 | 2
US_3C_MA_2013_NG | 3C | MA | NG | 3985 | DOE.determination2013 | ApartmentMidRise | STD2013 | SanDiego | Zone3C | Zone3C(SanDiego) | DOE.determination2013_STD2013 | regular | US | 0.1032 | 0.99 | DOE.determination2013_ApartmentMidRise_STD2013_SanFrancisco.table.csv.gz | Mid-Rise Apartment | San Diego-Brown Field Muni AP CA USA TMY3 WMO#=722904 | Natural Gas | 7762.6222 | 0 | 0 | 0 | 0 | 0 | 0 | 0 | 0 | 0 | 0 | 0 | 0 | 0 | 7762.6222 | 0 | 7763.6222 | 0 | 0 | 76.85 | 0 | 0 | 0 | 0 | 0 | 0 | 0 | 0 | 0 | 0 | 0 | 0 | 0 | 76.85 | 0 | 76.8599 | 0 | 0 | 7.7626 | 0 | 0 | 0 | 0 | 0 | 0 | 0 | 0 | 0 | 0 | 0 | 0 | 0 | 7.7626 | 0 | 7.7636 | 0 | 0 | 0 | 0 | 0 | 0 | 0 | 0 | 0 | 0.23006 | 0 | 0 | 0 | 0.23009 | 0.23006 | 0.23006 | 1
US_3C_MA_2016_NG | 3C | MA | NG | 6025 | DOE.determination2016 | ApartmentMidRise | STD2016 | SanDiego | Zone3C | Zone3C(SanDiego) | DOE.determination2016_STD2016 | regular | US | 0.1032 | 0.99 | DOE.determination2016_ApartmentMidRise_STD2016_SanFrancisco.table.csv.gz | Mid-Rise Apartment | San Diego-Brown Field Muni AP CA USA TMY3 WMO#=722904 | Natural Gas | 8615.6576 | 0 | 0 | 0 | 0 | 0 | 0 | 0 | 0 | 0 | 0 | 0 | 0 | 0 | 8615.6576 | 0 | 8616.6576 | 0 | 0 | 85.295 | 0 | 0 | 0 | 0 | 0 | 0 | 0 | 0 | 0 | 0 | 0 | 0 | 0 | 85.295 | 0 | 85.3049 | 0 | 0 | 8.6157 | 0 | 0 | 0 | 0 | 0 | 0 | 0 | 0 | 0 | 0 | 0 | 0 | 0 | 8.6157 | 0 | 8.6167 | 0 | 0 | 0 | 0 | 0 | 0 | 0 | 0 | 0 | 0.25535 | 0 | 0 | 0 | 0.25538 | 0.25535 | 0.25535 | 2
US_4A_MA_2013_NG | 4A | MA | NG | 3145 | DOE.determination2013 | ApartmentMidRise | STD2013 | NewYork | Zone4A | Zone4A(NewYork) | DOE.determination2013_STD2013 | regular | US | 0.1032 | 0.99 | DOE.determination2013_ApartmentMidRise_STD2013_Baltimore.table.csv.gz | Mid-Rise Apartment | New York-John F Kennedy Intl AP NY USA TMY3 WMO#=744860 | Natural Gas | 101985.1221 | 0 | 0 | 0 | 0 | 0 | 0 | 0 | 0 | 0 | 0 | 0 | 0 | 0 | 101985.1221 | 0 | 101986.1221 | 0 | 0 | 1009.6527 | 0 | 0 | 0 | 0 | 0 | 0 | 0 | 0 | 0 | 0 | 0 | 0 | 0 | 1009.6527 | 0 | 1009.6626 | 0 | 0 | 101.9851 | 0 | 0 | 0 | 0 | 0 | 0 | 0 | 0 | 0 | 0 | 0 | 0 | 0 | 101.9851 | 0 | 101.9861 | 0 | 0 | 0 | 0 | 0 | 0 | 0 | 0 | 0 | 3.0226 | 0 | 0 | 0 | 3.0226 | 3.0226 | 3.0226 | 1
US_4A_MA_2016_NG | 4A | MA | NG | 5185 | DOE.determination2016 | ApartmentMidRise | STD2016 | NewYork | Zone4A | Zone4A(NewYork) | DOE.determination2016_STD2016 | regular | US | 0.1032 | 0.99 | DOE.determination2016_ApartmentMidRise_STD2016_Baltimore.table.csv.gz | Mid-Rise Apartment | New York-John F Kennedy Intl AP NY USA TMY3 WMO#=744860 | Natural Gas | 103871.2782 | 0 | 0 | 0 | 0 | 0 | 0 | 0 | 0 | 0 | 0 | 0 | 0 | 0 | 103871.2782 | 0 | 103872.2782 | 0 | 0 | 1028.3257 | 0 | 0 | 0 | 0 | 0 | 0 | 0 | 0 | 0 | 0 | 0 | 0 | 0 | 1028.3257 | 0 | 1028.3356 | 0 | 0 | 103.8713 | 0 | 0 | 0 | 0 | 0 | 0 | 0 | 0 | 0 | 0 | 0 | 0 | 0 | 103.8713 | 0 | 103.8723 | 0 | 0 | 0 | 0 | 0 | 0 | 0 | 0 | 0 | 3.0785 | 0 | 0 | 0 | 3.0785 | 3.0785 | 3.0785 | 2
US_4B_MA_2013_NG | 4B | MA | NG | 3085 | DOE.determination2013 | ApartmentMidRise | STD2013 | Albuquerque | Zone4B | Zone4B(Albuquerque) | DOE.determination2013_STD2013 | regular | US | 0.1032 | 0.99 | DOE.determination2013_ApartmentMidRise_STD2013_Albuquerque.table.csv.gz | Mid-Rise Apartment | Albuquerque Intl Sunport NM USA TMY3 WMO#=723650 | Natural Gas | 60954.119 | 0 | 0 | 0 | 0 | 0 | 0 | 0 | 0 | 0 | 0 | 0 | 0 | 0 | 60954.119 | 0 | 60955.119 | 0 | 0 | 603.4458 | 0 | 0 | 0 | 0 | 0 | 0 | 0 | 0 | 0 | 0 | 0 | 0 | 0 | 603.4458 | 0 | 603.4557 | 0 | 0 | 60.9541 | 0 | 0 | 0 | 0 | 0 | 0 | 0 | 0 | 0 | 0 | 0 | 0 | 0 | 60.9541 | 0 | 60.9551 | 0 | 0 | 0 | 0 | 0 | 0 | 0 | 0 | 0 | 1.8065 | 0 | 0 | 0 | 1.8066 | 1.8065 | 1.8065 | 1
US_4B_MA_2016_NG | 4B | MA | NG | 5125 | DOE.determination2016 | ApartmentMidRise | STD2016 | Albuquerque | Zone4B | Zone4B(Albuquerque) | DOE.determination2016_STD2016 | regular | US | 0.1032 | 0.99 | DOE.determination2016_ApartmentMidRise_STD2016_Albuquerque.table.csv.gz | Mid-Rise Apartment | Albuquerque Intl Sunport NM USA TMY3 WMO#=723650 | Natural Gas | 67560.4043 | 0 | 0 | 0 | 0 | 0 | 0 | 0 | 0 | 0 | 0 | 0 | 0 | 0 | 67560.4043 | 0 | 67561.4043 | 0 | 0 | 668.848 | 0 | 0 | 0 | 0 | 0 | 0 | 0 | 0 | 0 | 0 | 0 | 0 | 0 | 668.848 | 0 | 668.8579 | 0 | 0 | 67.5604 | 0 | 0 | 0 | 0 | 0 | 0 | 0 | 0 | 0 | 0 | 0 | 0 | 0 | 67.5604 | 0 | 67.5614 | 0 | 0 | 0 | 0 | 0 | 0 | 0 | 0 | 0 | 2.0023 | 0 | 0 | 0 | 2.0024 | 2.0023 | 2.0023 | 2
US_4C_MA_2013_NG | 4C | MA | NG | 3925 | DOE.determination2013 | ApartmentMidRise | STD2013 | Seattle | Zone4C | Zone4C(Seattle) | DOE.determination2013_STD2013 | regular | US | 0.1032 | 0.99 | DOE.determination2013_ApartmentMidRise_STD2013_Salem.table.csv.gz | Mid-Rise Apartment | Seattle Seattle Tacoma Intl A WA USA TMY3 WMO#=727930 | Natural Gas | 120173.7326 | 0 | 0 | 0 | 0 | 0 | 0 | 0 | 0 | 0 | 0 | 0 | 0 | 0 | 120173.7326 | 0 | 120174.7326 | 0 | 0 | 1189.72 | 0 | 0 | 0 | 0 | 0 | 0 | 0 | 0 | 0 | 0 | 0 | 0 | 0 | 1189.72 | 0 | 1189.7299 | 0 | 0 | 120.1737 | 0 | 0 | 0 | 0 | 0 | 0 | 0 | 0 | 0 | 0 | 0 | 0 | 0 | 120.1737 | 0 | 120.1747 | 0 | 0 | 0 | 0 | 0 | 0 | 0 | 0 | 0 | 3.5617 | 0 | 0 | 0 | 3.5617 | 3.5617 | 3.5617 | 1
US_4C_MA_2016_NG | 4C | MA | NG | 5965 | DOE.determination2016 | ApartmentMidRise | STD2016 | Seattle | Zone4C | Zone4C(Seattle) | DOE.determination2016_STD2016 | regular | US | 0.1032 | 0.99 | DOE.determination2016_ApartmentMidRise_STD2016_Salem.table.csv.gz | Mid-Rise Apartment | Seattle Seattle Tacoma Intl A WA USA TMY3 WMO#=727930 | Natural Gas | 136229.7547 | 0 | 0 | 0 | 0 | 0 | 0 | 0 | 0 | 0 | 0 | 0 | 0 | 0 | 136229.7547 | 0 | 136230.7547 | 0 | 0 | 1348.6746 | 0 | 0 | 0 | 0 | 0 | 0 | 0 | 0 | 0 | 0 | 0 | 0 | 0 | 1348.6746 | 0 | 1348.6845 | 0 | 0 | 136.2298 | 0 | 0 | 0 | 0 | 0 | 0 | 0 | 0 | 0 | 0 | 0 | 0 | 0 | 136.2298 | 0 | 136.2308 | 0 | 0 | 0 | 0 | 0 | 0 | 0 | 0 | 0 | 4.0375 | 0 | 0 | 0 | 4.0375 | 4.0375 | 4.0375 | 2
US_5A_MA_2013_NG | 5A | MA | NG | 3325 | DOE.determination2013 | ApartmentMidRise | STD2013 | Buffalo | Zone5A | Zone5A(Buffalo) | DOE.determination2013_STD2013 | regular | US | 0.1032 | 0.99 | DOE.determination2013_ApartmentMidRise_STD2013_Chicago.table.csv.gz | Mid-Rise Apartment | Buffalo Niagara Intl AP NY USA TMY3 WMO#=725280 | Natural Gas | 194975.4598 | 0 | 0 | 0 | 0 | 0 | 0 | 0 | 0 | 0 | 0 | 0 | 0 | 0 | 194975.4598 | 0 | 194976.4598 | 0 | 0 | 1930.2571 | 0 | 0 | 0 | 0 | 0 | 0 | 0 | 0 | 0 | 0 | 0 | 0 | 0 | 1930.2571 | 0 | 1930.267 | 0 | 0 | 194.9755 | 0 | 0 | 0 | 0 | 0 | 0 | 0 | 0 | 0 | 0 | 0 | 0 | 0 | 194.9755 | 0 | 194.9765 | 0 | 0 | 0 | 0 | 0 | 0 | 0 | 0 | 0 | 5.7786 | 0 | 0 | 0 | 5.7786 | 5.7786 | 5.7786 | 1
US_5A_MA_2016_NG | 5A | MA | NG | 5365 | DOE.determination2016 | ApartmentMidRise | STD2016 | Buffalo | Zone5A | Zone5A(Buffalo) | DOE.determination2016_STD2016 | regular | US | 0.1032 | 0.99 | DOE.determination2016_ApartmentMidRise_STD2016_Chicago.table.csv.gz | Mid-Rise Apartment | Buffalo Niagara Intl AP NY USA TMY3 WMO#=725280 | Natural Gas | 193326.258 | 0 | 0 | 0 | 0 | 0 | 0 | 0 | 0 | 0 | 0 | 0 | 0 | 0 | 193326.258 | 0 | 193327.258 | 0 | 0 | 1913.93 | 0 | 0 | 0 | 0 | 0 | 0 | 0 | 0 | 0 | 0 | 0 | 0 | 0 | 1913.93 | 0 | 1913.9399 | 0 | 0 | 193.3263 | 0 | 0 | 0 | 0 | 0 | 0 | 0 | 0 | 0 | 0 | 0 | 0 | 0 | 193.3263 | 0 | 193.3273 | 0 | 0 | 0 | 0 | 0 | 0 | 0 | 0 | 0 | 5.7297 | 0 | 0 | 0 | 5.7297 | 5.7297 | 5.7297 | 2
US_5B_MA_2013_NG | 5B | MA | NG | 3205 | DOE.determination2013 | ApartmentMidRise | STD2013 | Denver | Zone5B | Zone5B(Denver) | DOE.determination2013_STD2013 | regular | US | 0.1032 | 0.99 | DOE.determination2013_ApartmentMidRise_STD2013_Boise.table.csv.gz | Mid-Rise Apartment | Denver-Aurora-Buckley AFB CO USA TMY3 WMO#=724695 | Natural Gas | 169953.0878 | 0 | 0 | 0 | 0 | 0 | 0 | 0 | 0 | 0 | 0 | 0 | 0 | 0 | 169953.0878 | 0 | 169954.0878 | 0 | 0 | 1682.5356 | 0 | 0 | 0 | 0 | 0 | 0 | 0 | 0 | 0 | 0 | 0 | 0 | 0 | 1682.5356 | 0 | 1682.5455 | 0 | 0 | 169.9531 | 0 | 0 | 0 | 0 | 0 | 0 | 0 | 0 | 0 | 0 | 0 | 0 | 0 | 169.9531 | 0 | 169.9541 | 0 | 0 | 0 | 0 | 0 | 0 | 0 | 0 | 0 | 5.037 | 0 | 0 | 0 | 5.037 | 5.037 | 5.037 | 1
US_5B_MA_2016_NG | 5B | MA | NG | 5245 | DOE.determination2016 | ApartmentMidRise | STD2016 | Denver | Zone5B | Zone5B(Denver) | DOE.determination2016_STD2016 | regular | US | 0.1032 | 0.99 | DOE.determination2016_ApartmentMidRise_STD2016_Boise.table.csv.gz | Mid-Rise Apartment | Denver-Aurora-Buckley AFB CO USA TMY3 WMO#=724695 | Natural Gas | 185866.9372 | 0 | 0 | 0 | 0 | 0 | 0 | 0 | 0 | 0 | 0 | 0 | 0 | 0 | 185866.9372 | 0 | 185867.9372 | 0 | 0 | 1840.0827 | 0 | 0 | 0 | 0 | 0 | 0 | 0 | 0 | 0 | 0 | 0 | 0 | 0 | 1840.0827 | 0 | 1840.0926 | 0 | 0 | 185.8669 | 0 | 0 | 0 | 0 | 0 | 0 | 0 | 0 | 0 | 0 | 0 | 0 | 0 | 185.8669 | 0 | 185.8679 | 0 | 0 | 0 | 0 | 0 | 0 | 0 | 0 | 0 | 5.5086 | 0 | 0 | 0 | 5.5087 | 5.5086 | 5.5086 | 2
US_5C_MA_2013_NG | 5C | MA | NG | 4045 | DOE.determination2013 | ApartmentMidRise | STD2013 | PortAngeles | Zone5C | Zone5C(PortAngeles) | DOE.determination2013_STD2013 | regular | US | 0.1032 | 0.99 | DOE.determination2013_ApartmentMidRise_STD2013_Vancouver.table.csv.gz | Mid-Rise Apartment | William R Fairchild WA USA TMY3 WMO#=727885 | Natural Gas | 113576.9255 | 0 | 0 | 0 | 0 | 0 | 0 | 0 | 0 | 0 | 0 | 0 | 0 | 0 | 113576.9255 | 0 | 113577.9255 | 0 | 0 | 1124.4116 | 0 | 0 | 0 | 0 | 0 | 0 | 0 | 0 | 0 | 0 | 0 | 0 | 0 | 1124.4116 | 0 | 1124.4215 | 0 | 0 | 113.5769 | 0 | 0 | 0 | 0 | 0 | 0 | 0 | 0 | 0 | 0 | 0 | 0 | 0 | 113.5769 | 0 | 113.5779 | 0 | 0 | 0 | 0 | 0 | 0 | 0 | 0 | 0 | 3.3661 | 0 | 0 | 0 | 3.3662 | 3.3661 | 3.3661 | 1
US_5C_MA_2016_NG | 5C | MA | NG | 6085 | DOE.determination2016 | ApartmentMidRise | STD2016 | PortAngeles | Zone5C | Zone5C(PortAngeles) | DOE.determination2016_STD2016 | regular | US | 0.1032 | 0.99 | DOE.determination2016_ApartmentMidRise_STD2016_Vancouver.table.csv.gz | Mid-Rise Apartment | William R Fairchild WA USA TMY3 WMO#=727885 | Natural Gas | 131566.4944 | 0 | 0 | 0 | 0 | 0 | 0 | 0 | 0 | 0 | 0 | 0 | 0 | 0 | 131566.4944 | 0 | 131567.4944 | 0 | 0 | 1302.5083 | 0 | 0 | 0 | 0 | 0 | 0 | 0 | 0 | 0 | 0 | 0 | 0 | 0 | 1302.5083 | 0 | 1302.5182 | 0 | 0 | 131.5665 | 0 | 0 | 0 | 0 | 0 | 0 | 0 | 0 | 0 | 0 | 0 | 0 | 0 | 131.5665 | 0 | 131.5675 | 0 | 0 | 0 | 0 | 0 | 0 | 0 | 0 | 0 | 3.8993 | 0 | 0 | 0 | 3.8993 | 3.8993 | 3.8993 | 2
US_6A_MA_2013_NG | 6A | MA | NG | 3265 | DOE.determination2013 | ApartmentMidRise | STD2013 | Rochester | Zone6A | Zone6A(Rochester) | DOE.determination2013_STD2013 | regular | US | 0.1032 | 0.99 | DOE.determination2013_ApartmentMidRise_STD2013_Burlington.table.csv.gz | Mid-Rise Apartment | Rochester International Arpt MN USA TMY3 WMO#=726440 | Natural Gas | 352445.7961 | 0 | 0 | 0 | 0 | 0 | 0 | 0 | 0 | 0 | 0 | 0 | 0 | 0 | 352445.7961 | 0 | 352446.7961 | 0 | 0 | 3489.2134 | 0 | 0 | 0 | 0 | 0 | 0 | 0 | 0 | 0 | 0 | 0 | 0 | 0 | 3489.2134 | 0 | 3489.2233 | 0 | 0 | 352.4458 | 0 | 0 | 0 | 0 | 0 | 0 | 0 | 0 | 0 | 0 | 0 | 0 | 0 | 352.4458 | 0 | 352.4468 | 0 | 0 | 0 | 0 | 0 | 0 | 0 | 0 | 0 | 10.4456 | 0 | 0 | 0 | 10.4457 | 10.4456 | 10.4456 | 1
US_6A_MA_2016_NG | 6A | MA | NG | 5305 | DOE.determination2016 | ApartmentMidRise | STD2016 | Rochester | Zone6A | Zone6A(Rochester) | DOE.determination2016_STD2016 | regular | US | 0.1032 | 0.99 | DOE.determination2016_ApartmentMidRise_STD2016_Burlington.table.csv.gz | Mid-Rise Apartment | Rochester International Arpt MN USA TMY3 WMO#=726440 | Natural Gas | 346777.8497 | 0 | 0 | 0 | 0 | 0 | 0 | 0 | 0 | 0 | 0 | 0 | 0 | 0 | 346777.8497 | 0 | 346778.8497 | 0 | 0 | 3433.1007 | 0 | 0 | 0 | 0 | 0 | 0 | 0 | 0 | 0 | 0 | 0 | 0 | 0 | 3433.1007 | 0 | 3433.1106 | 0 | 0 | 346.7778 | 0 | 0 | 0 | 0 | 0 | 0 | 0 | 0 | 0 | 0 | 0 | 0 | 0 | 346.7778 | 0 | 346.7788 | 0 | 0 | 0 | 0 | 0 | 0 | 0 | 0 | 0 | 10.2776 | 0 | 0 | 0 | 10.2777 | 10.2776 | 10.2776 | 2
US_6B_MA_2013_NG | 6B | MA | NG | 3565 | DOE.determination2013 | ApartmentMidRise | STD2013 | Great_Falls | Zone6B | Zone6B(Great_Falls) | DOE.determination2013_STD2013 | regular | US | 0.1032 | 0.99 | DOE.determination2013_ApartmentMidRise_STD2013_Helena.table.csv.gz | Mid-Rise Apartment | Great Falls Intl Arpt MT USA TMY3 WMO#=727750 | Natural Gas | 194548.9421 | 0 | 0 | 0 | 0 | 0 | 0 | 0 | 0 | 0 | 0 | 0 | 0 | 0 | 194548.9421 | 0 | 194549.9421 | 0 | 0 | 1926.0345 | 0 | 0 | 0 | 0 | 0 | 0 | 0 | 0 | 0 | 0 | 0 | 0 | 0 | 1926.0345 | 0 | 1926.0444 | 0 | 0 | 194.5489 | 0 | 0 | 0 | 0 | 0 | 0 | 0 | 0 | 0 | 0 | 0 | 0 | 0 | 194.5489 | 0 | 194.5499 | 0 | 0 | 0 | 0 | 0 | 0 | 0 | 0 | 0 | 5.766 | 0 | 0 | 0 | 5.766 | 5.766 | 5.766 | 1
US_6B_MA_2016_NG | 6B | MA | NG | 5605 | DOE.determination2016 | ApartmentMidRise | STD2016 | Great_Falls | Zone6B | Zone6B(Great_Falls) | DOE.determination2016_STD2016 | regular | US | 0.1032 | 0.99 | DOE.determination2016_ApartmentMidRise_STD2016_Helena.table.csv.gz | Mid-Rise Apartment | Great Falls Intl Arpt MT USA TMY3 WMO#=727750 | Natural Gas | 205003.3649 | 0 | 0 | 0 | 0 | 0 | 0 | 0 | 0 | 0 | 0 | 0 | 0 | 0 | 205003.3649 | 0 | 205004.3649 | 0 | 0 | 2029.5333 | 0 | 0 | 0 | 0 | 0 | 0 | 0 | 0 | 0 | 0 | 0 | 0 | 0 | 2029.5333 | 0 | 2029.5432 | 0 | 0 | 205.0034 | 0 | 0 | 0 | 0 | 0 | 0 | 0 | 0 | 0 | 0 | 0 | 0 | 0 | 205.0034 | 0 | 205.0044 | 0 | 0 | 0 | 0 | 0 | 0 | 0 | 0 | 0 | 6.0758 | 0 | 0 | 0 | 6.0758 | 6.0758 | 6.0758 | 2
US_7_MA_2013_NG | 7 | MA | NG | 3385 | DOE.determination2013 | ApartmentMidRise | STD2013 | InternationalFalls | Zone7 | Zone7(InternationalFalls) | DOE.determination2013_STD2013 | regular | US | 0.1032 | 0.99 | DOE.determination2013_ApartmentMidRise_STD2013_Duluth.table.csv.gz | Mid-Rise Apartment | International Falls Intl Ap MN USA TMY3 WMO#=727470 | Natural Gas | 367819.3898 | 0 | 0 | 0 | 0 | 0 | 0 | 0 | 0 | 0 | 0 | 0 | 0 | 0 | 367819.3898 | 0 | 367820.3898 | 0 | 0 | 3641.412 | 0 | 0 | 0 | 0 | 0 | 0 | 0 | 0 | 0 | 0 | 0 | 0 | 0 | 3641.412 | 0 | 3641.4219 | 0 | 0 | 367.8194 | 0 | 0 | 0 | 0 | 0 | 0 | 0 | 0 | 0 | 0 | 0 | 0 | 0 | 367.8194 | 0 | 367.8204 | 0 | 0 | 0 | 0 | 0 | 0 | 0 | 0 | 0 | 10.9013 | 0 | 0 | 0 | 10.9013 | 10.9013 | 10.9013 | 1
US_7_MA_2016_NG | 7 | MA | NG | 5425 | DOE.determination2016 | ApartmentMidRise | STD2016 | InternationalFalls | Zone7 | Zone7(InternationalFalls) | DOE.determination2016_STD2016 | regular | US | 0.1032 | 0.99 | DOE.determination2016_ApartmentMidRise_STD2016_Duluth.table.csv.gz | Mid-Rise Apartment | International Falls Intl Ap MN USA TMY3 WMO#=727470 | Natural Gas | 329423.3182 | 0 | 0 | 0 | 0 | 0 | 0 | 0 | 0 | 0 | 0 | 0 | 0 | 0 | 329423.3182 | 0 | 329424.3182 | 0 | 0 | 3261.2909 | 0 | 0 | 0 | 0 | 0 | 0 | 0 | 0 | 0 | 0 | 0 | 0 | 0 | 3261.2909 | 0 | 3261.3008 | 0 | 0 | 329.4233 | 0 | 0 | 0 | 0 | 0 | 0 | 0 | 0 | 0 | 0 | 0 | 0 | 0 | 329.4233 | 0 | 329.4243 | 0 | 0 | 0 | 0 | 0 | 0 | 0 | 0 | 0 | 9.7633 | 0 | 0 | 0 | 9.7633 | 9.7633 | 9.7633 | 2
US_8_MA_2013_NG | 8 | MA | NG | 3505 | DOE.determination2013 | ApartmentMidRise | STD2013 | FairBanks | Zone8 | Zone8(FairBanks) | DOE.determination2013_STD2013 | regular | US | 0.1032 | 0.99 | DOE.determination2013_ApartmentMidRise_STD2013_Fairbanks.table.csv.gz | Mid-Rise Apartment | Fairbanks Intl Arpt AK USA TMY3 WMO#=702610 | Natural Gas | 518143.185 | 0 | 0 | 0 | 0 | 0 | 0 | 0 | 0 | 0 | 0 | 0 | 0 | 0 | 518143.185 | 0 | 518144.185 | 0 | 0 | 5129.6175 | 0 | 0 | 0 | 0 | 0 | 0 | 0 | 0 | 0 | 0 | 0 | 0 | 0 | 5129.6175 | 0 | 5129.6274 | 0 | 0 | 518.1432 | 0 | 0 | 0 | 0 | 0 | 0 | 0 | 0 | 0 | 0 | 0 | 0 | 0 | 518.1432 | 0 | 518.1442 | 0 | 0 | 0 | 0 | 0 | 0 | 0 | 0 | 0 | 15.3565 | 0 | 0 | 0 | 15.3565 | 15.3565 | 15.3565 | 1
US_8_MA_2016_NG | 8 | MA | NG | 5545 | DOE.determination2016 | ApartmentMidRise | STD2016 | FairBanks | Zone8 | Zone8(FairBanks) | DOE.determination2016_STD2016 | regular | US | 0.1032 | 0.99 | DOE.determination2016_ApartmentMidRise_STD2016_Fairbanks.table.csv.gz | Mid-Rise Apartment | Fairbanks Intl Arpt AK USA TMY3 WMO#=702610 | Natural Gas | 453786.4025 | 0 | 0 | 0 | 0 | 0 | 0 | 0 | 0 | 0 | 0 | 0 | 0 | 0 | 453786.4025 | 0 | 453787.4025 | 0 | 0 | 4492.4854 | 0 | 0 | 0 | 0 | 0 | 0 | 0 | 0 | 0 | 0 | 0 | 0 | 0 | 4492.4854 | 0 | 4492.4953 | 0 | 0 | 453.7864 | 0 | 0 | 0 | 0 | 0 | 0 | 0 | 0 | 0 | 0 | 0 | 0 | 0 | 453.7864 | 0 | 453.7874 | 0 | 0 | 0 | 0 | 0 | 0 | 0 | 0 | 0 | 13.4491 | 0 | 0 | 0 | 13.4491 | 13.4491 | 13.4491 | 2
US_1A_PS_2013_NG | 1A | PS | NG | 3743 | DOE.determination2013 | SchoolPrimary | STD2013 | Honolulu | Zone1A | Zone1A(Honolulu) | DOE.determination2013_STD2013 | regular | US | 0.1032 | 0.99 | DOE.determination2013_SchoolPrimary_STD2013_Miami.table.csv.gz | Primary School | Honolulu Intl Arpt HI USA TMY3 WMO#=911820 | Natural Gas | 49106.405 | 0 | 0 | 0 | 342190.4148 | 0 | 0 | 0 | 0 | 0 | 0 | 84924.414 | 0 | 0 | 476221.2338 | 0 | 476222.2338 | 0 | 0 | 486.1534 | 0 | 0 | 0 | 3387.6851 | 0 | 0 | 0 | 0 | 0 | 0 | 840.7517 | 0 | 0 | 4714.5902 | 0 | 4714.6001 | 0 | 0 | 49.1064 | 0 | 0 | 0 | 342.1904 | 0 | 0 | 0 | 0 | 0 | 0 | 84.9244 | 0 | 0 | 476.2212 | 0 | 476.2222 | 0 | 0 | 0 | 0 | 4.6268 | 0 | 0 | 0 | 0 | 0.66397 | 1.1483 | 0 | 0 | 6.439 | 6.439 | 6.439 | 1
US_1A_PS_2016_NG | 1A | PS | NG | 5783 | DOE.determination2016 | SchoolPrimary | STD2016 | Honolulu | Zone1A | Zone1A(Honolulu) | DOE.determination2016_STD2016 | regular | US | 0.1032 | 0.99 | DOE.determination2016_SchoolPrimary_STD2016_Miami.table.csv.gz | Primary School | Honolulu Intl Arpt HI USA TMY3 WMO#=911820 | Natural Gas | 42575.945 | 0 | 0 | 0 | 342190.4148 | 0 | 0 | 0 | 0 | 0 | 0 | 84611.6343 | 0 | 0 | 469377.9942 | 0 | 469378.9942 | 0 | 0 | 421.5019 | 0 | 0 | 0 | 3387.6851 | 0 | 0 | 0 | 0 | 0 | 0 | 837.6552 | 0 | 0 | 4646.8421 | 0 | 4646.852 | 0 | 0 | 42.5759 | 0 | 0 | 0 | 342.1904 | 0 | 0 | 0 | 0 | 0 | 0 | 84.6116 | 0 | 0 | 469.378 | 0 | 469.379 | 0 | 0 | 0 | 0 | 4.6268 | 0 | 0 | 0 | 0 | 0.57567 | 1.144 | 0 | 0 | 6.3465 | 6.3465 | 6.3465 | 2
US_1B_PS_2013_NG | 1B | PS | NG | 3863 | DOE.determination2013 | SchoolPrimary | STD2013 | NewDelhi | Zone1B | Zone1B(NewDelhi) | DOE.determination2013_STD2013 | regular | US | 0.1032 | 0.99 | DOE.determination2013_SchoolPrimary_STD2013_Riyadh.table.csv.gz | Primary School | New Delhi-Safdarjung AP Delhi IND IWEC2 WMO#=421820 | Natural Gas | 179819.864 | 0 | 0 | 0 | 342190.4148 | 0 | 0 | 0 | 0 | 0 | 0 | 87824.7343 | 0 | 0 | 609835.0132 | 0 | 609836.0132 | 0 | 0 | 1780.2167 | 0 | 0 | 0 | 3387.6851 | 0 | 0 | 0 | 0 | 0 | 0 | 869.4649 | 0 | 0 | 6037.3666 | 0 | 6037.3765 | 0 | 0 | 179.8199 | 0 | 0 | 0 | 342.1904 | 0 | 0 | 0 | 0 | 0 | 0 | 87.8247 | 0 | 0 | 609.835 | 0 | 609.836 | 0 | 0 | 0 | 0 | 4.6268 | 0 | 0 | 0 | 0 | 2.4313 | 1.1875 | 0 | 0 | 8.2456 | 8.2456 | 8.2456 | 1
US_1B_PS_2016_NG | 1B | PS | NG | 5903 | DOE.determination2016 | SchoolPrimary | STD2016 | NewDelhi | Zone1B | Zone1B(NewDelhi) | DOE.determination2016_STD2016 | regular | US | 0.1032 | 0.99 | DOE.determination2016_SchoolPrimary_STD2016_Riyadh.table.csv.gz | Primary School | New Delhi-Safdarjung AP Delhi IND IWEC2 WMO#=421820 | Natural Gas | 155385.1387 | 0 | 0 | 0 | 342190.4148 | 0 | 0 | 0 | 0 | 0 | 0 | 87521.4329 | 0 | 0 | 585096.9863 | 0 | 585097.9863 | 0 | 0 | 1538.3129 | 0 | 0 | 0 | 3387.6851 | 0 | 0 | 0 | 0 | 0 | 0 | 866.4622 | 0 | 0 | 5792.4602 | 0 | 5792.4701 | 0 | 0 | 155.3851 | 0 | 0 | 0 | 342.1904 | 0 | 0 | 0 | 0 | 0 | 0 | 87.5214 | 0 | 0 | 585.097 | 0 | 585.098 | 0 | 0 | 0 | 0 | 4.6268 | 0 | 0 | 0 | 0 | 2.101 | 1.1834 | 0 | 0 | 7.9111 | 7.9111 | 7.9111 | 2
US_2A_PS_2013_NG | 2A | PS | NG | 3623 | DOE.determination2013 | SchoolPrimary | STD2013 | Tampa | Zone2A | Zone2A(Tampa) | DOE.determination2013_STD2013 | regular | US | 0.1032 | 0.99 | DOE.determination2013_SchoolPrimary_STD2013_Houston.table.csv.gz | Primary School | Tampa-MacDill AFB FL USA TMY3 WMO#=747880 | Natural Gas | 196160.2312 | 0 | 0 | 0 | 342190.4148 | 0 | 0 | 0 | 0 | 0 | 0 | 93341.03 | 0 | 0 | 631691.676 | 0 | 631692.676 | 0 | 0 | 1941.9863 | 0 | 0 | 0 | 3387.6851 | 0 | 0 | 0 | 0 | 0 | 0 | 924.0762 | 0 | 0 | 6253.7476 | 0 | 6253.7575 | 0 | 0 | 196.1602 | 0 | 0 | 0 | 342.1904 | 0 | 0 | 0 | 0 | 0 | 0 | 93.341 | 0 | 0 | 631.6917 | 0 | 631.6927 | 0 | 0 | 0 | 0 | 4.6268 | 0 | 0 | 0 | 0 | 2.6523 | 1.2621 | 0 | 0 | 8.5411 | 8.5411 | 8.5411 | 1
US_2A_PS_2016_NG | 2A | PS | NG | 5663 | DOE.determination2016 | SchoolPrimary | STD2016 | Tampa | Zone2A | Zone2A(Tampa) | DOE.determination2016_STD2016 | regular | US | 0.1032 | 0.99 | DOE.determination2016_SchoolPrimary_STD2016_Houston.table.csv.gz | Primary School | Tampa-MacDill AFB FL USA TMY3 WMO#=747880 | Natural Gas | 192956.6093 | 0 | 0 | 0 | 342190.4148 | 0 | 0 | 0 | 0 | 0 | 0 | 93047.2067 | 0 | 0 | 628184.7526 | 0 | 628195.2308 | 0 | 0 | 1910.2704 | 0 | 0 | 0 | 3387.6851 | 0 | 0 | 0 | 0 | 0 | 0 | 921.1673 | 0 | 0 | 6219.0291 | 0 | 6219.1328 | 0 | 0 | 192.9566 | 0 | 0 | 0 | 342.1904 | 0 | 0 | 0 | 0 | 0 | 0 | 93.0472 | 0 | 0 | 628.1848 | 0 | 628.1952 | 0 | 0 | 0 | 0 | 4.6268 | 0 | 0 | 0 | 0 | 2.609 | 1.2581 | 0 | 0 | 8.4938 | 8.4937 | 8.4938 | 2
US_2B_PS_2013_NG | 2B | PS | NG | 3803 | DOE.determination2013 | SchoolPrimary | STD2013 | Tucson | Zone2B | Zone2B(Tucson) | DOE.determination2013_STD2013 | regular | US | 0.1032 | 0.99 | DOE.determination2013_SchoolPrimary_STD2013_Phoenix.table.csv.gz | Primary School | Tucson-Davis Monthan AFB AZ USA TMY3 WMO#=722745 | Natural Gas | 219429.1415 | 0 | 0 | 0 | 342190.4148 | 0 | 0 | 0 | 0 | 0 | 0 | 94582.6704 | 0 | 0 | 656202.2267 | 0 | 656203.2267 | 0 | 0 | 2172.3485 | 0 | 0 | 0 | 3387.6851 | 0 | 0 | 0 | 0 | 0 | 0 | 936.3684 | 0 | 0 | 6496.402 | 0 | 6496.4119 | 0 | 0 | 219.4291 | 0 | 0 | 0 | 342.1904 | 0 | 0 | 0 | 0 | 0 | 0 | 94.5827 | 0 | 0 | 656.2022 | 0 | 656.2032 | 0 | 0 | 0 | 0 | 4.6268 | 0 | 0 | 0 | 0 | 2.9669 | 1.2789 | 0 | 0 | 8.8725 | 8.8725 | 8.8725 | 1
US_2B_PS_2016_NG | 2B | PS | NG | 5843 | DOE.determination2016 | SchoolPrimary | STD2016 | Tucson | Zone2B | Zone2B(Tucson) | DOE.determination2016_STD2016 | regular | US | 0.1032 | 0.99 | DOE.determination2016_SchoolPrimary_STD2016_Phoenix.table.csv.gz | Primary School | Tucson-Davis Monthan AFB AZ USA TMY3 WMO#=722745 | Natural Gas | 218955.2329 | 0 | 0 | 0 | 342190.4148 | 0 | 0 | 0 | 0 | 0 | 0 | 94288.8471 | 0 | 0 | 655434.4948 | 0 | 655435.4948 | 0 | 0 | 2167.6568 | 0 | 0 | 0 | 3387.6851 | 0 | 0 | 0 | 0 | 0 | 0 | 933.4596 | 0 | 0 | 6488.8015 | 0 | 6488.8114 | 0 | 0 | 218.9552 | 0 | 0 | 0 | 342.1904 | 0 | 0 | 0 | 0 | 0 | 0 | 94.2888 | 0 | 0 | 655.4345 | 0 | 655.4355 | 0 | 0 | 0 | 0 | 4.6268 | 0 | 0 | 0 | 0 | 2.9605 | 1.2749 | 0 | 0 | 8.8621 | 8.8621 | 8.8621 | 2
US_3A_PS_2013_NG | 3A | PS | NG | 3683 | DOE.determination2013 | SchoolPrimary | STD2013 | Atlanta | Zone3A | Zone3A(Atlanta) | DOE.determination2013_STD2013 | regular | US | 0.1032 | 0.99 | DOE.determination2013_SchoolPrimary_STD2013_Memphis.table.csv.gz | Primary School | Atlanta-Hartsfield Jackson Intl AP GA USA TMY3 WMO#=722190 | Natural Gas | 431721.22 | 0 | 0 | 0 | 342190.4148 | 0 | 0 | 0 | 0 | 0 | 0 | 106051.2576 | 0 | 0 | 879962.8924 | 0 | 879963.8924 | 0 | 0 | 4274.0401 | 0 | 0 | 0 | 3387.6851 | 0 | 0 | 0 | 0 | 0 | 0 | 1049.9074 | 0 | 0 | 8711.6326 | 0 | 8711.6425 | 0 | 0 | 431.7212 | 0 | 0 | 0 | 342.1904 | 0 | 0 | 0 | 0 | 0 | 0 | 106.0513 | 0 | 0 | 879.9629 | 0 | 879.9639 | 0 | 0 | 0 | 0 | 4.6268 | 0 | 0 | 0 | 0 | 5.8373 | 1.4339 | 0 | 0 | 11.898 | 11.898 | 11.898 | 1
US_3A_PS_2016_NG | 3A | PS | NG | 5723 | DOE.determination2016 | SchoolPrimary | STD2016 | Atlanta | Zone3A | Zone3A(Atlanta) | DOE.determination2016_STD2016 | regular | US | 0.1032 | 0.99 | DOE.determination2016_SchoolPrimary_STD2016_Memphis.table.csv.gz | Primary School | Atlanta-Hartsfield Jackson Intl AP GA USA TMY3 WMO#=722190 | Natural Gas | 414451.9921 | 0 | 0 | 0 | 342190.4148 | 0 | 0 | 0 | 0 | 0 | 0 | 105738.4779 | 0 | 0 | 862371.4066 | 0 | 862381.8848 | 0 | 0 | 4103.0747 | 0 | 0 | 0 | 3387.6851 | 0 | 0 | 0 | 0 | 0 | 0 | 1046.8109 | 0 | 0 | 8537.4769 | 0 | 8537.5807 | 0 | 0 | 414.452 | 0 | 0 | 0 | 342.1904 | 0 | 0 | 0 | 0 | 0 | 0 | 105.7385 | 0 | 0 | 862.3714 | 0 | 862.3819 | 0 | 0 | 0 | 0 | 4.6268 | 0 | 0 | 0 | 0 | 5.6038 | 1.4297 | 0 | 0 | 11.6603 | 11.6601 | 11.6603 | 2
US_3B_PS_2013_NG | 3B | PS | NG | 3443 | DOE.determination2013 | SchoolPrimary | STD2013 | ElPaso | Zone3B | Zone3B(ElPaso) | DOE.determination2013_STD2013 | regular | US | 0.1032 | 0.99 | DOE.determination2013_SchoolPrimary_STD2013_ElPaso.table.csv.gz | Primary School | El Paso International Ap Ut TX USA TMY3 WMO#=722700 | Natural Gas | 428839.8559 | 0 | 0 | 0 | 342190.4148 | 0 | 0 | 0 | 0 | 0 | 0 | 102904.5047 | 0 | 0 | 873934.7755 | 0 | 873935.7755 | 0 | 0 | 4245.5146 | 0 | 0 | 0 | 3387.6851 | 0 | 0 | 0 | 0 | 0 | 0 | 1018.7546 | 0 | 0 | 8651.9543 | 0 | 8651.9642 | 0 | 0 | 428.8399 | 0 | 0 | 0 | 342.1904 | 0 | 0 | 0 | 0 | 0 | 0 | 102.9045 | 0 | 0 | 873.9348 | 0 | 873.9358 | 0 | 0 | 0 | 0 | 4.6268 | 0 | 0 | 0 | 0 | 5.7983 | 1.3914 | 0 | 0 | 11.8165 | 11.8165 | 11.8165 | 1
US_3B_PS_2016_NG | 3B | PS | NG | 5483 | DOE.determination2016 | SchoolPrimary | STD2016 | ElPaso | Zone3B | Zone3B(ElPaso) | DOE.determination2016_STD2016 | regular | US | 0.1032 | 0.99 | DOE.determination2016_SchoolPrimary_STD2016_ElPaso.table.csv.gz | Primary School | El Paso International Ap Ut TX USA TMY3 WMO#=722700 | Natural Gas | 434147.6318 | 0 | 0 | 0 | 342190.4148 | 0 | 0 | 0 | 0 | 0 | 0 | 102629.6378 | 0 | 0 | 878967.6844 | 0 | 878968.6844 | 0 | 0 | 4298.0616 | 0 | 0 | 0 | 3387.6851 | 0 | 0 | 0 | 0 | 0 | 0 | 1016.0334 | 0 | 0 | 8701.7801 | 0 | 8701.79 | 0 | 0 | 434.1476 | 0 | 0 | 0 | 342.1904 | 0 | 0 | 0 | 0 | 0 | 0 | 102.6296 | 0 | 0 | 878.9677 | 0 | 878.9687 | 0 | 0 | 0 | 0 | 4.6268 | 0 | 0 | 0 | 0 | 5.8701 | 1.3877 | 0 | 0 | 11.8845 | 11.8845 | 11.8845 | 2
US_3C_PS_2013_NG | 3C | PS | NG | 3983 | DOE.determination2013 | SchoolPrimary | STD2013 | SanDiego | Zone3C | Zone3C(SanDiego) | DOE.determination2013_STD2013 | regular | US | 0.1032 | 0.99 | DOE.determination2013_SchoolPrimary_STD2013_SanFrancisco.table.csv.gz | Primary School | San Diego-Brown Field Muni AP CA USA TMY3 WMO#=722904 | Natural Gas | 345194.9951 | 0 | 0 | 0 | 342190.4148 | 0 | 0 | 0 | 0 | 0 | 0 | 105179.2658 | 0 | 0 | 792564.6757 | 0 | 792565.6757 | 0 | 0 | 3417.4305 | 0 | 0 | 0 | 3387.6851 | 0 | 0 | 0 | 0 | 0 | 0 | 1041.2747 | 0 | 0 | 7846.3903 | 0 | 7846.4002 | 0 | 0 | 345.195 | 0 | 0 | 0 | 342.1904 | 0 | 0 | 0 | 0 | 0 | 0 | 105.1793 | 0 | 0 | 792.5647 | 0 | 792.5657 | 0 | 0 | 0 | 0 | 4.6268 | 0 | 0 | 0 | 0 | 4.6674 | 1.4221 | 0 | 0 | 10.7163 | 10.7163 | 10.7163 | 1
US_3C_PS_2016_NG | 3C | PS | NG | 6023 | DOE.determination2016 | SchoolPrimary | STD2016 | SanDiego | Zone3C | Zone3C(SanDiego) | DOE.determination2016_STD2016 | regular | US | 0.1032 | 0.99 | DOE.determination2016_SchoolPrimary_STD2016_SanFrancisco.table.csv.gz | Primary School | San Diego-Brown Field Muni AP CA USA TMY3 WMO#=722904 | Natural Gas | 364814.8095 | 0 | 0 | 0 | 342190.4148 | 0 | 0 | 0 | 0 | 0 | 0 | 104951.7897 | 0 | 0 | 811947.5358 | 0 | 811958.014 | 0 | 0 | 3611.6666 | 0 | 0 | 0 | 3387.6851 | 0 | 0 | 0 | 0 | 0 | 0 | 1039.0227 | 0 | 0 | 8038.2806 | 0 | 8038.3843 | 0 | 0 | 364.8148 | 0 | 0 | 0 | 342.1904 | 0 | 0 | 0 | 0 | 0 | 0 | 104.9518 | 0 | 0 | 811.9475 | 0 | 811.958 | 0 | 0 | 0 | 0 | 4.6268 | 0 | 0 | 0 | 0 | 4.9327 | 1.4191 | 0 | 0 | 10.9785 | 10.9783 | 10.9785 | 2
US_4A_PS_2013_NG | 4A | PS | NG | 3143 | DOE.determination2013 | SchoolPrimary | STD2013 | NewYork | Zone4A | Zone4A(NewYork) | DOE.determination2013_STD2013 | regular | US | 0.1032 | 0.99 | DOE.determination2013_SchoolPrimary_STD2013_Baltimore.table.csv.gz | Primary School | New York-John F Kennedy Intl AP NY USA TMY3 WMO#=744860 | Natural Gas | 558292.7182 | 0 | 0 | 0 | 342190.4148 | 0 | 0 | 0 | 0 | 0 | 0 | 115197.6928 | 0 | 0 | 1015680.8258 | 0 | 1015681.8258 | 0 | 0 | 5527.0979 | 0 | 0 | 0 | 3387.6851 | 0 | 0 | 0 | 0 | 0 | 0 | 1140.4572 | 0 | 0 | 10055.2402 | 0 | 10055.2501 | 0 | 0 | 558.2927 | 0 | 0 | 0 | 342.1904 | 0 | 0 | 0 | 0 | 0 | 0 | 115.1977 | 0 | 0 | 1015.6808 | 0 | 1015.6818 | 0 | 0 | 0 | 0 | 4.6268 | 0 | 0 | 0 | 0 | 7.5487 | 1.5576 | 0 | 0 | 13.733 | 13.733 | 13.733 | 1
US_4A_PS_2016_NG | 4A | PS | NG | 5183 | DOE.determination2016 | SchoolPrimary | STD2016 | NewYork | Zone4A | Zone4A(NewYork) | DOE.determination2016_STD2016 | regular | US | 0.1032 | 0.99 | DOE.determination2016_SchoolPrimary_STD2016_Baltimore.table.csv.gz | Primary School | New York-John F Kennedy Intl AP NY USA TMY3 WMO#=744860 | Natural Gas | 519801.865 | 0 | 0 | 0 | 342190.4148 | 0 | 0 | 0 | 0 | 0 | 0 | 114922.8258 | 0 | 0 | 976915.1056 | 0 | 976916.1056 | 0 | 0 | 5146.0385 | 0 | 0 | 0 | 3387.6851 | 0 | 0 | 0 | 0 | 0 | 0 | 1137.736 | 0 | 0 | 9671.4595 | 0 | 9671.4694 | 0 | 0 | 519.8019 | 0 | 0 | 0 | 342.1904 | 0 | 0 | 0 | 0 | 0 | 0 | 114.9228 | 0 | 0 | 976.9151 | 0 | 976.9161 | 0 | 0 | 0 | 0 | 4.6268 | 0 | 0 | 0 | 0 | 7.0282 | 1.5539 | 0 | 0 | 13.2089 | 13.2089 | 13.2089 | 2
US_4B_PS_2013_NG | 4B | PS | NG | 3083 | DOE.determination2013 | SchoolPrimary | STD2013 | Albuquerque | Zone4B | Zone4B(Albuquerque) | DOE.determination2013_STD2013 | regular | US | 0.1032 | 0.99 | DOE.determination2013_SchoolPrimary_STD2013_Albuquerque.table.csv.gz | Primary School | Albuquerque Intl Sunport NM USA TMY3 WMO#=723650 | Natural Gas | 637132.1462 | 0 | 0 | 0 | 342190.4148 | 0 | 0 | 0 | 0 | 0 | 0 | 112439.5449 | 0 | 0 | 1091762.106 | 0 | 1091763.106 | 0 | 0 | 6307.6082 | 0 | 0 | 0 | 3387.6851 | 0 | 0 | 0 | 0 | 0 | 0 | 1113.1515 | 0 | 0 | 10808.4448 | 0 | 10808.4547 | 0 | 0 | 637.1321 | 0 | 0 | 0 | 342.1904 | 0 | 0 | 0 | 0 | 0 | 0 | 112.4395 | 0 | 0 | 1091.7621 | 0 | 1091.7631 | 0 | 0 | 0 | 0 | 4.6268 | 0 | 0 | 0 | 0 | 8.6147 | 1.5203 | 0 | 0 | 14.7617 | 14.7617 | 14.7617 | 1
US_4B_PS_2016_NG | 4B | PS | NG | 5123 | DOE.determination2016 | SchoolPrimary | STD2016 | Albuquerque | Zone4B | Zone4B(Albuquerque) | DOE.determination2016_STD2016 | regular | US | 0.1032 | 0.99 | DOE.determination2016_SchoolPrimary_STD2016_Albuquerque.table.csv.gz | Primary School | Albuquerque Intl Sunport NM USA TMY3 WMO#=723650 | Natural Gas | 639700.7306 | 0 | 0 | 0 | 342190.4148 | 0 | 0 | 0 | 0 | 0 | 0 | 112155.1998 | 0 | 0 | 1094046.3453 | 0 | 1094047.3453 | 0 | 0 | 6333.0372 | 0 | 0 | 0 | 3387.6851 | 0 | 0 | 0 | 0 | 0 | 0 | 1110.3365 | 0 | 0 | 10831.0588 | 0 | 10831.0687 | 0 | 0 | 639.7007 | 0 | 0 | 0 | 342.1904 | 0 | 0 | 0 | 0 | 0 | 0 | 112.1552 | 0 | 0 | 1094.0463 | 0 | 1094.0473 | 0 | 0 | 0 | 0 | 4.6268 | 0 | 0 | 0 | 0 | 8.6494 | 1.5165 | 0 | 0 | 14.7926 | 14.7926 | 14.7926 | 2
US_4C_PS_2013_NG | 4C | PS | NG | 3923 | DOE.determination2013 | SchoolPrimary | STD2013 | Seattle | Zone4C | Zone4C(Seattle) | DOE.determination2013_STD2013 | regular | US | 0.1032 | 0.99 | DOE.determination2013_SchoolPrimary_STD2013_Salem.table.csv.gz | Primary School | Seattle Seattle Tacoma Intl A WA USA TMY3 WMO#=727930 | Natural Gas | 947077.8226 | 0 | 0 | 0 | 342190.4148 | 0 | 0 | 0 | 0 | 0 | 0 | 116628.8966 | 0 | 0 | 1405887.6559 | 0 | 1405898.1341 | 0 | 0 | 9376.0704 | 0 | 0 | 0 | 3387.6851 | 0 | 0 | 0 | 0 | 0 | 0 | 1154.6261 | 0 | 0 | 13918.2878 | 0 | 13918.3915 | 0 | 0 | 947.0778 | 0 | 0 | 0 | 342.1904 | 0 | 0 | 0 | 0 | 0 | 0 | 116.6289 | 0 | 0 | 1405.8877 | 0 | 1405.8981 | 0 | 0 | 0 | 0 | 4.6268 | 0 | 0 | 0 | 0 | 12.8054 | 1.5769 | 0 | 0 | 19.0092 | 19.009 | 19.0091 | 1
US_4C_PS_2016_NG | 4C | PS | NG | 5963 | DOE.determination2016 | SchoolPrimary | STD2016 | Seattle | Zone4C | Zone4C(Seattle) | DOE.determination2016_STD2016 | regular | US | 0.1032 | 0.99 | DOE.determination2016_SchoolPrimary_STD2016_Salem.table.csv.gz | Primary School | Seattle Seattle Tacoma Intl A WA USA TMY3 WMO#=727930 | Natural Gas | 966489.1173 | 0 | 0 | 0 | 342190.4148 | 0 | 0 | 0 | 0 | 0 | 0 | 116401.4205 | 0 | 0 | 1425071.4744 | 0 | 1425081.9526 | 0 | 0 | 9568.2423 | 0 | 0 | 0 | 3387.6851 | 0 | 0 | 0 | 0 | 0 | 0 | 1152.3741 | 0 | 0 | 14108.2076 | 0 | 14108.3113 | 0 | 0 | 966.4891 | 0 | 0 | 0 | 342.1904 | 0 | 0 | 0 | 0 | 0 | 0 | 116.4014 | 0 | 0 | 1425.0715 | 0 | 1425.082 | 0 | 0 | 0 | 0 | 4.6268 | 0 | 0 | 0 | 0 | 13.0679 | 1.5739 | 0 | 0 | 19.2685 | 19.2684 | 19.2685 | 2
US_5A_PS_2013_NG | 5A | PS | NG | 3323 | DOE.determination2013 | SchoolPrimary | STD2013 | Buffalo | Zone5A | Zone5A(Buffalo) | DOE.determination2013_STD2013 | regular | US | 0.1032 | 0.99 | DOE.determination2013_SchoolPrimary_STD2013_Chicago.table.csv.gz | Primary School | Buffalo Niagara Intl AP NY USA TMY3 WMO#=725280 | Natural Gas | 766310.1415 | 0 | 0 | 0 | 342190.4148 | 0 | 0 | 0 | 0 | 0 | 0 | 122789.7079 | 0 | 0 | 1231290.2642 | 0 | 1231291.2642 | 0 | 0 | 7586.4704 | 0 | 0 | 0 | 3387.6851 | 0 | 0 | 0 | 0 | 0 | 0 | 1215.6181 | 0 | 0 | 12189.7736 | 0 | 12189.7835 | 0 | 0 | 766.3101 | 0 | 0 | 0 | 342.1904 | 0 | 0 | 0 | 0 | 0 | 0 | 122.7897 | 0 | 0 | 1231.2903 | 0 | 1231.2913 | 0 | 0 | 0 | 0 | 4.6268 | 0 | 0 | 0 | 0 | 10.3613 | 1.6602 | 0 | 0 | 16.6483 | 16.6483 | 16.6483 | 1
US_5A_PS_2016_NG | 5A | PS | NG | 5363 | DOE.determination2016 | SchoolPrimary | STD2016 | Buffalo | Zone5A | Zone5A(Buffalo) | DOE.determination2016_STD2016 | regular | US | 0.1032 | 0.99 | DOE.determination2016_SchoolPrimary_STD2016_Chicago.table.csv.gz | Primary School | Buffalo Niagara Intl AP NY USA TMY3 WMO#=725280 | Natural Gas | 710133.0208 | 0 | 0 | 0 | 342190.4148 | 0 | 0 | 0 | 0 | 0 | 0 | 122543.2754 | 0 | 0 | 1174866.7111 | 0 | 1174867.7111 | 0 | 0 | 7030.3169 | 0 | 0 | 0 | 3387.6851 | 0 | 0 | 0 | 0 | 0 | 0 | 1213.1784 | 0 | 0 | 11631.1804 | 0 | 11631.1903 | 0 | 0 | 710.133 | 0 | 0 | 0 | 342.1904 | 0 | 0 | 0 | 0 | 0 | 0 | 122.5433 | 0 | 0 | 1174.8667 | 0 | 1174.8677 | 0 | 0 | 0 | 0 | 4.6268 | 0 | 0 | 0 | 0 | 9.6017 | 1.6569 | 0 | 0 | 15.8854 | 15.8854 | 15.8854 | 2
US_5B_PS_2013_NG | 5B | PS | NG | 3203 | DOE.determination2013 | SchoolPrimary | STD2013 | Denver | Zone5B | Zone5B(Denver) | DOE.determination2013_STD2013 | regular | US | 0.1032 | 0.99 | DOE.determination2013_SchoolPrimary_STD2013_Boise.table.csv.gz | Primary School | Denver-Aurora-Buckley AFB CO USA TMY3 WMO#=724695 | Natural Gas | 976118.9392 | 0 | 0 | 0 | 342190.4148 | 0 | 0 | 0 | 0 | 0 | 0 | 120382.2524 | 0 | 0 | 1438682.1283 | 0 | 1438692.6064 | 0 | 0 | 9663.5775 | 0 | 0 | 0 | 3387.6851 | 0 | 0 | 0 | 0 | 0 | 0 | 1191.7843 | 0 | 0 | 14242.9531 | 0 | 14243.0568 | 0 | 0 | 976.1189 | 0 | 0 | 0 | 342.1904 | 0 | 0 | 0 | 0 | 0 | 0 | 120.3823 | 0 | 0 | 1438.6821 | 0 | 1438.6926 | 0 | 0 | 0 | 0 | 4.6268 | 0 | 0 | 0 | 0 | 13.1981 | 1.6277 | 0 | 0 | 19.4526 | 19.4524 | 19.4526 | 1
US_5B_PS_2016_NG | 5B | PS | NG | 5243 | DOE.determination2016 | SchoolPrimary | STD2016 | Denver | Zone5B | Zone5B(Denver) | DOE.determination2016_STD2016 | regular | US | 0.1032 | 0.99 | DOE.determination2016_SchoolPrimary_STD2016_Boise.table.csv.gz | Primary School | Denver-Aurora-Buckley AFB CO USA TMY3 WMO#=724695 | Natural Gas | 984450.2517 | 0 | 0 | 0 | 342190.4148 | 0 | 0 | 0 | 0 | 0 | 0 | 120145.2981 | 0 | 0 | 1446785.9647 | 0 | 1446786.9647 | 0 | 0 | 9746.0575 | 0 | 0 | 0 | 3387.6851 | 0 | 0 | 0 | 0 | 0 | 0 | 1189.4385 | 0 | 0 | 14323.1811 | 0 | 14323.191 | 0 | 0 | 984.4503 | 0 | 0 | 0 | 342.1904 | 0 | 0 | 0 | 0 | 0 | 0 | 120.1453 | 0 | 0 | 1446.786 | 0 | 1446.787 | 0 | 0 | 0 | 0 | 4.6268 | 0 | 0 | 0 | 0 | 13.3108 | 1.6245 | 0 | 0 | 19.562 | 19.562 | 19.562 | 2
US_5C_PS_2013_NG | 5C | PS | NG | 4043 | DOE.determination2013 | SchoolPrimary | STD2013 | PortAngeles | Zone5C | Zone5C(PortAngeles) | DOE.determination2013_STD2013 | regular | US | 0.1032 | 0.99 | DOE.determination2013_SchoolPrimary_STD2013_Vancouver.table.csv.gz | Primary School | William R Fairchild WA USA TMY3 WMO#=727885 | Natural Gas | 772613.1254 | 0 | 0 | 0 | 342190.4148 | 0 | 0 | 0 | 0 | 0 | 0 | 120713.9884 | 0 | 0 | 1235517.5286 | 0 | 1235518.5286 | 0 | 0 | 7648.8699 | 0 | 0 | 0 | 3387.6851 | 0 | 0 | 0 | 0 | 0 | 0 | 1195.0685 | 0 | 0 | 12231.6235 | 0 | 12231.6334 | 0 | 0 | 772.6131 | 0 | 0 | 0 | 342.1904 | 0 | 0 | 0 | 0 | 0 | 0 | 120.714 | 0 | 0 | 1235.5175 | 0 | 1235.5185 | 0 | 0 | 0 | 0 | 4.6268 | 0 | 0 | 0 | 0 | 10.4465 | 1.6322 | 0 | 0 | 16.7055 | 16.7054 | 16.7054 | 1
US_5C_PS_2016_NG | 5C | PS | NG | 6083 | DOE.determination2016 | SchoolPrimary | STD2016 | PortAngeles | Zone5C | Zone5C(PortAngeles) | DOE.determination2016_STD2016 | regular | US | 0.1032 | 0.99 | DOE.determination2016_SchoolPrimary_STD2016_Vancouver.table.csv.gz | Primary School | William R Fairchild WA USA TMY3 WMO#=727885 | Natural Gas | 739174.1374 | 0 | 0 | 0 | 342190.4148 | 0 | 0 | 0 | 0 | 0 | 0 | 120477.0341 | 0 | 0 | 1201832.1082 | 0 | 1201842.5863 | 0 | 0 | 7317.824 | 0 | 0 | 0 | 3387.6851 | 0 | 0 | 0 | 0 | 0 | 0 | 1192.7226 | 0 | 0 | 11898.1379 | 0 | 11898.2416 | 0 | 0 | 739.1741 | 0 | 0 | 0 | 342.1904 | 0 | 0 | 0 | 0 | 0 | 0 | 120.477 | 0 | 0 | 1201.8321 | 0 | 1201.8426 | 0 | 0 | 0 | 0 | 4.6268 | 0 | 0 | 0 | 0 | 9.9944 | 1.629 | 0 | 0 | 16.2501 | 16.25 | 16.2501 | 2
US_6A_PS_2013_NG | 6A | PS | NG | 3263 | DOE.determination2013 | SchoolPrimary | STD2013 | Rochester | Zone6A | Zone6A(Rochester) | DOE.determination2013_STD2013 | regular | US | 0.1032 | 0.99 | DOE.determination2013_SchoolPrimary_STD2013_Burlington.table.csv.gz | Primary School | Rochester International Arpt MN USA TMY3 WMO#=726440 | Natural Gas | 1107799.1717 | 0 | 0 | 0 | 342190.4148 | 0 | 0 | 0 | 0 | 0 | 0 | 128978.9537 | 0 | 0 | 1578968.5402 | 0 | 1578969.5402 | 0 | 0 | 10967.2118 | 0 | 0 | 0 | 3387.6851 | 0 | 0 | 0 | 0 | 0 | 0 | 1276.8916 | 0 | 0 | 15631.7885 | 0 | 15631.7984 | 0 | 0 | 1107.7992 | 0 | 0 | 0 | 342.1904 | 0 | 0 | 0 | 0 | 0 | 0 | 128.979 | 0 | 0 | 1578.9685 | 0 | 1578.9695 | 0 | 0 | 0 | 0 | 4.6268 | 0 | 0 | 0 | 0 | 14.9786 | 1.7439 | 0 | 0 | 21.3493 | 21.3492 | 21.3492 | 1
US_6A_PS_2016_NG | 6A | PS | NG | 5303 | DOE.determination2016 | SchoolPrimary | STD2016 | Rochester | Zone6A | Zone6A(Rochester) | DOE.determination2016_STD2016 | regular | US | 0.1032 | 0.99 | DOE.determination2016_SchoolPrimary_STD2016_Burlington.table.csv.gz | Primary School | Rochester International Arpt MN USA TMY3 WMO#=726440 | Natural Gas | 996174.7495 | 0 | 0 | 0 | 342190.4148 | 0 | 0 | 0 | 0 | 0 | 0 | 128723.0431 | 0 | 0 | 1467088.2074 | 0 | 1467089.2074 | 0 | 0 | 9862.13 | 0 | 0 | 0 | 3387.6851 | 0 | 0 | 0 | 0 | 0 | 0 | 1274.3581 | 0 | 0 | 14524.1733 | 0 | 14524.1832 | 0 | 0 | 996.1747 | 0 | 0 | 0 | 342.1904 | 0 | 0 | 0 | 0 | 0 | 0 | 128.723 | 0 | 0 | 1467.0882 | 0 | 1467.0892 | 0 | 0 | 0 | 0 | 4.6268 | 0 | 0 | 0 | 0 | 13.4693 | 1.7405 | 0 | 0 | 19.8365 | 19.8365 | 19.8365 | 2
US_6B_PS_2013_NG | 6B | PS | NG | 3563 | DOE.determination2013 | SchoolPrimary | STD2013 | Great_Falls | Zone6B | Zone6B(Great_Falls) | DOE.determination2013_STD2013 | regular | US | 0.1032 | 0.99 | DOE.determination2013_SchoolPrimary_STD2013_Helena.table.csv.gz | Primary School | Great Falls Intl Arpt MT USA TMY3 WMO#=727750 | Natural Gas | 922491.4466 | 0 | 0 | 0 | 342190.4148 | 0 | 0 | 0 | 0 | 0 | 0 | 127216.0138 | 0 | 0 | 1391897.8752 | 0 | 1391898.8752 | 0 | 0 | 9132.6653 | 0 | 0 | 0 | 3387.6851 | 0 | 0 | 0 | 0 | 0 | 0 | 1259.4385 | 0 | 0 | 13779.789 | 0 | 13779.7989 | 0 | 0 | 922.4914 | 0 | 0 | 0 | 342.1904 | 0 | 0 | 0 | 0 | 0 | 0 | 127.216 | 0 | 0 | 1391.8979 | 0 | 1391.8989 | 0 | 0 | 0 | 0 | 4.6268 | 0 | 0 | 0 | 0 | 12.473 | 1.7201 | 0 | 0 | 18.8199 | 18.8199 | 18.8199 | 1
US_6B_PS_2016_NG | 6B | PS | NG | 5603 | DOE.determination2016 | SchoolPrimary | STD2016 | Great_Falls | Zone6B | Zone6B(Great_Falls) | DOE.determination2016_STD2016 | regular | US | 0.1032 | 0.99 | DOE.determination2016_SchoolPrimary_STD2016_Helena.table.csv.gz | Primary School | Great Falls Intl Arpt MT USA TMY3 WMO#=727750 | Natural Gas | 811890.6668 | 0 | 0 | 0 | 342190.4148 | 0 | 0 | 0 | 0 | 0 | 0 | 126960.1032 | 0 | 0 | 1281041.1849 | 0 | 1281042.1849 | 0 | 0 | 8037.7176 | 0 | 0 | 0 | 3387.6851 | 0 | 0 | 0 | 0 | 0 | 0 | 1256.905 | 0 | 0 | 12682.3077 | 0 | 12682.3176 | 0 | 0 | 811.8907 | 0 | 0 | 0 | 342.1904 | 0 | 0 | 0 | 0 | 0 | 0 | 126.9601 | 0 | 0 | 1281.0412 | 0 | 1281.0422 | 0 | 0 | 0 | 0 | 4.6268 | 0 | 0 | 0 | 0 | 10.9776 | 1.7166 | 0 | 0 | 17.321 | 17.321 | 17.321 | 2
US_7_PS_2013_NG | 7 | PS | NG | 3383 | DOE.determination2013 | SchoolPrimary | STD2013 | InternationalFalls | Zone7 | Zone7(InternationalFalls) | DOE.determination2013_STD2013 | regular | US | 0.1032 | 0.99 | DOE.determination2013_SchoolPrimary_STD2013_Duluth.table.csv.gz | Primary School | International Falls Intl Ap MN USA TMY3 WMO#=727470 | Natural Gas | 1384391.1636 | 0 | 0 | 0 | 342190.4148 | 0 | 0 | 0 | 0 | 0 | 0 | 135670.5426 | 0 | 0 | 1862252.121 | 0 | 1862253.121 | 0 | 0 | 13705.4725 | 0 | 0 | 0 | 3387.6851 | 0 | 0 | 0 | 0 | 0 | 0 | 1343.1384 | 0 | 0 | 18436.296 | 0 | 18436.3059 | 0 | 0 | 1384.3912 | 0 | 0 | 0 | 342.1904 | 0 | 0 | 0 | 0 | 0 | 0 | 135.6705 | 0 | 0 | 1862.2521 | 0 | 1862.2531 | 0 | 0 | 0 | 0 | 4.6268 | 0 | 0 | 0 | 0 | 18.7184 | 1.8344 | 0 | 0 | 25.1795 | 25.1795 | 25.1795 | 1
US_7_PS_2016_NG | 7 | PS | NG | 5423 | DOE.determination2016 | SchoolPrimary | STD2016 | InternationalFalls | Zone7 | Zone7(InternationalFalls) | DOE.determination2016_STD2016 | regular | US | 0.1032 | 0.99 | DOE.determination2016_SchoolPrimary_STD2016_Duluth.table.csv.gz | Primary School | International Falls Intl Ap MN USA TMY3 WMO#=727470 | Natural Gas | 1205026.2519 | 0 | 0 | 0 | 342190.4148 | 0 | 0 | 0 | 0 | 0 | 0 | 135367.2411 | 0 | 0 | 1682583.9078 | 0 | 1682584.9078 | 0 | 0 | 11929.7599 | 0 | 0 | 0 | 3387.6851 | 0 | 0 | 0 | 0 | 0 | 0 | 1340.1357 | 0 | 0 | 16657.5807 | 0 | 16657.5906 | 0 | 0 | 1205.0263 | 0 | 0 | 0 | 342.1904 | 0 | 0 | 0 | 0 | 0 | 0 | 135.3672 | 0 | 0 | 1682.5839 | 0 | 1682.5849 | 0 | 0 | 0 | 0 | 4.6268 | 0 | 0 | 0 | 0 | 16.2932 | 1.8303 | 0 | 0 | 22.7502 | 22.7502 | 22.7502 | 2
US_8_PS_2013_NG | 8 | PS | NG | 3503 | DOE.determination2013 | SchoolPrimary | STD2013 | FairBanks | Zone8 | Zone8(FairBanks) | DOE.determination2013_STD2013 | regular | US | 0.1032 | 0.99 | DOE.determination2013_SchoolPrimary_STD2013_Fairbanks.table.csv.gz | Primary School | Fairbanks Intl Arpt AK USA TMY3 WMO#=702610 | Natural Gas | 2294248.208 | 0 | 0 | 0 | 342190.4148 | 0 | 0 | 0 | 0 | 0 | 0 | 143888.117 | 0 | 0 | 2780326.7398 | 0 | 2780327.7398 | 0 | 0 | 22713.0573 | 0 | 0 | 0 | 3387.6851 | 0 | 0 | 0 | 0 | 0 | 0 | 1424.4924 | 0 | 0 | 27525.2347 | 0 | 27525.2446 | 0 | 0 | 2294.2482 | 0 | 0 | 0 | 342.1904 | 0 | 0 | 0 | 0 | 0 | 0 | 143.8881 | 0 | 0 | 2780.3267 | 0 | 2780.3277 | 0 | 0 | 0 | 0 | 4.6268 | 0 | 0 | 0 | 0 | 31.0205 | 1.9455 | 0 | 0 | 37.5928 | 37.5928 | 37.5928 | 1
US_8_PS_2016_NG | 8 | PS | NG | 5543 | DOE.determination2016 | SchoolPrimary | STD2016 | FairBanks | Zone8 | Zone8(FairBanks) | DOE.determination2016_STD2016 | regular | US | 0.1032 | 0.99 | DOE.determination2016_SchoolPrimary_STD2016_Fairbanks.table.csv.gz | Primary School | Fairbanks Intl Arpt AK USA TMY3 WMO#=702610 | Natural Gas | 1917291.8612 | 0 | 0 | 0 | 342190.4148 | 0 | 0 | 0 | 0 | 0 | 0 | 143613.25 | 0 | 0 | 2403086.0479 | 0 | 2403096.526 | 0 | 0 | 18981.1894 | 0 | 0 | 0 | 3387.6851 | 0 | 0 | 0 | 0 | 0 | 0 | 1421.7712 | 0 | 0 | 23790.5519 | 0 | 23790.6556 | 0 | 0 | 1917.2919 | 0 | 0 | 0 | 342.1904 | 0 | 0 | 0 | 0 | 0 | 0 | 143.6133 | 0 | 0 | 2403.086 | 0 | 2403.0965 | 0 | 0 | 0 | 0 | 4.6268 | 0 | 0 | 0 | 0 | 25.9237 | 1.9418 | 0 | 0 | 32.4923 | 32.4921 | 32.4923 | 2
US_1A_RS_2013_NG | 1A | RS | NG | 3742 | DOE.determination2013 | RetailStandalone | STD2013 | Honolulu | Zone1A | Zone1A(Honolulu) | DOE.determination2013_STD2013 | regular | US | 0.1032 | 0.99 | DOE.determination2013_RetailStandalone_STD2013_Miami.table.csv.gz | Stand-alone Retail | Honolulu Intl Arpt HI USA TMY3 WMO#=911820 | Natural Gas | 758.2537 | 0 | 0 | 0 | 0 | 0 | 0 | 0 | 0 | 0 | 0 | 80924.6257 | 0 | 0 | 81682.8794 | 0 | 81683.8794 | 0 | 0 | 7.5067 | 0 | 0 | 0 | 0 | 0 | 0 | 0 | 0 | 0 | 0 | 801.1538 | 0 | 0 | 808.6605 | 0 | 808.6704 | 0 | 0 | 0.75825 | 0 | 0 | 0 | 0 | 0 | 0 | 0 | 0 | 0 | 0 | 80.9246 | 0 | 0 | 81.6829 | 0 | 81.6839 | 0 | 0 | 0 | 0 | 0 | 0 | 0 | 0 | 0 | 0.030708 | 3.2774 | 0 | 0 | 3.3081 | 3.3081 | 3.3081 | 1
US_1A_RS_2016_NG | 1A | RS | NG | 5782 | DOE.determination2016 | RetailStandalone | STD2016 | Honolulu | Zone1A | Zone1A(Honolulu) | DOE.determination2016_STD2016 | regular | US | 0.1032 | 0.99 | DOE.determination2016_RetailStandalone_STD2016_Miami.table.csv.gz | Stand-alone Retail | Honolulu Intl Arpt HI USA TMY3 WMO#=911820 | Natural Gas | 748.7755 | 0 | 0 | 0 | 0 | 0 | 0 | 0 | 0 | 0 | 0 | 80924.6257 | 0 | 0 | 81673.4012 | 0 | 81674.4012 | 0 | 0 | 7.4129 | 0 | 0 | 0 | 0 | 0 | 0 | 0 | 0 | 0 | 0 | 801.1538 | 0 | 0 | 808.5667 | 0 | 808.5766 | 0 | 0 | 0.74878 | 0 | 0 | 0 | 0 | 0 | 0 | 0 | 0 | 0 | 0 | 80.9246 | 0 | 0 | 81.6734 | 0 | 81.6744 | 0 | 0 | 0 | 0 | 0 | 0 | 0 | 0 | 0 | 0.030325 | 3.2774 | 0 | 0 | 3.3077 | 3.3077 | 3.3077 | 2
US_1B_RS_2013_NG | 1B | RS | NG | 3862 | DOE.determination2013 | RetailStandalone | STD2013 | NewDelhi | Zone1B | Zone1B(NewDelhi) | DOE.determination2013_STD2013 | regular | US | 0.1032 | 0.99 | DOE.determination2013_RetailStandalone_STD2013_Riyadh.table.csv.gz | Stand-alone Retail | New Delhi-Safdarjung AP Delhi IND IWEC2 WMO#=421820 | Natural Gas | 33230.4682 | 0 | 0 | 0 | 0 | 0 | 0 | 0 | 0 | 0 | 0 | 80953.0602 | 0 | 0 | 114183.5284 | 0 | 114184.5284 | 0 | 0 | 328.9816 | 0 | 0 | 0 | 0 | 0 | 0 | 0 | 0 | 0 | 0 | 801.4353 | 0 | 0 | 1130.4169 | 0 | 1130.4268 | 0 | 0 | 33.2305 | 0 | 0 | 0 | 0 | 0 | 0 | 0 | 0 | 0 | 0 | 80.9531 | 0 | 0 | 114.1835 | 0 | 114.1845 | 0 | 0 | 0 | 0 | 0 | 0 | 0 | 0 | 0 | 1.3458 | 3.2785 | 0 | 0 | 4.6244 | 4.6243 | 4.6243 | 1
US_1B_RS_2016_NG | 1B | RS | NG | 5902 | DOE.determination2016 | RetailStandalone | STD2016 | NewDelhi | Zone1B | Zone1B(NewDelhi) | DOE.determination2016_STD2016 | regular | US | 0.1032 | 0.99 | DOE.determination2016_RetailStandalone_STD2016_Riyadh.table.csv.gz | Stand-alone Retail | New Delhi-Safdarjung AP Delhi IND IWEC2 WMO#=421820 | Natural Gas | 35818.009 | 0 | 0 | 0 | 0 | 0 | 0 | 0 | 0 | 0 | 0 | 80953.0602 | 0 | 0 | 116761.591 | 0 | 116772.0692 | 0 | 0 | 354.5983 | 0 | 0 | 0 | 0 | 0 | 0 | 0 | 0 | 0 | 0 | 801.4353 | 0 | 0 | 1155.9398 | 0 | 1156.0435 | 0 | 0 | 35.818 | 0 | 0 | 0 | 0 | 0 | 0 | 0 | 0 | 0 | 0 | 80.9531 | 0 | 0 | 116.7616 | 0 | 116.7721 | 0 | 0 | 0 | 0 | 0 | 0 | 0 | 0 | 0 | 1.4506 | 3.2785 | 0 | 0 | 4.7291 | 4.7287 | 4.7291 | 2
US_2A_RS_2013_NG | 2A | RS | NG | 3622 | DOE.determination2013 | RetailStandalone | STD2013 | Tampa | Zone2A | Zone2A(Tampa) | DOE.determination2013_STD2013 | regular | US | 0.1032 | 0.99 | DOE.determination2013_RetailStandalone_STD2013_Houston.table.csv.gz | Stand-alone Retail | Tampa-MacDill AFB FL USA TMY3 WMO#=747880 | Natural Gas | 11497.0217 | 0 | 0 | 0 | 0 | 0 | 0 | 0 | 0 | 0 | 0 | 83009.8234 | 0 | 0 | 94506.845 | 0 | 94507.845 | 0 | 0 | 113.8205 | 0 | 0 | 0 | 0 | 0 | 0 | 0 | 0 | 0 | 0 | 821.7973 | 0 | 0 | 935.6178 | 0 | 935.6277 | 0 | 0 | 11.497 | 0 | 0 | 0 | 0 | 0 | 0 | 0 | 0 | 0 | 0 | 83.0098 | 0 | 0 | 94.5068 | 0 | 94.5078 | 0 | 0 | 0 | 0 | 0 | 0 | 0 | 0 | 0 | 0.46562 | 3.3618 | 0 | 0 | 3.8275 | 3.8274 | 3.8274 | 1
US_2A_RS_2016_NG | 2A | RS | NG | 5662 | DOE.determination2016 | RetailStandalone | STD2016 | Tampa | Zone2A | Zone2A(Tampa) | DOE.determination2016_STD2016 | regular | US | 0.1032 | 0.99 | DOE.determination2016_RetailStandalone_STD2016_Houston.table.csv.gz | Stand-alone Retail | Tampa-MacDill AFB FL USA TMY3 WMO#=747880 | Natural Gas | 12264.7535 | 0 | 0 | 0 | 0 | 0 | 0 | 0 | 0 | 0 | 0 | 83009.8234 | 0 | 0 | 95274.5769 | 0 | 95275.5769 | 0 | 0 | 121.4211 | 0 | 0 | 0 | 0 | 0 | 0 | 0 | 0 | 0 | 0 | 821.7973 | 0 | 0 | 943.2183 | 0 | 943.2282 | 0 | 0 | 12.2648 | 0 | 0 | 0 | 0 | 0 | 0 | 0 | 0 | 0 | 0 | 83.0098 | 0 | 0 | 95.2746 | 0 | 95.2756 | 0 | 0 | 0 | 0 | 0 | 0 | 0 | 0 | 0 | 0.49671 | 3.3618 | 0 | 0 | 3.8586 | 3.8585 | 3.8585 | 2
US_2B_RS_2013_NG | 2B | RS | NG | 3802 | DOE.determination2013 | RetailStandalone | STD2013 | Tucson | Zone2B | Zone2B(Tucson) | DOE.determination2013_STD2013 | regular | US | 0.1032 | 0.99 | DOE.determination2013_RetailStandalone_STD2013_Phoenix.table.csv.gz | Stand-alone Retail | Tucson-Davis Monthan AFB AZ USA TMY3 WMO#=722745 | Natural Gas | 28415.5573 | 0 | 0 | 0 | 0 | 0 | 0 | 0 | 0 | 0 | 0 | 83123.5614 | 0 | 0 | 111539.1187 | 0 | 111540.1187 | 0 | 0 | 281.314 | 0 | 0 | 0 | 0 | 0 | 0 | 0 | 0 | 0 | 0 | 822.9233 | 0 | 0 | 1104.2373 | 0 | 1104.2472 | 0 | 0 | 28.4156 | 0 | 0 | 0 | 0 | 0 | 0 | 0 | 0 | 0 | 0 | 83.1236 | 0 | 0 | 111.5391 | 0 | 111.5401 | 0 | 0 | 0 | 0 | 0 | 0 | 0 | 0 | 0 | 1.1508 | 3.3664 | 0 | 0 | 4.5173 | 4.5172 | 4.5172 | 1
US_2B_RS_2016_NG | 2B | RS | NG | 5842 | DOE.determination2016 | RetailStandalone | STD2016 | Tucson | Zone2B | Zone2B(Tucson) | DOE.determination2016_STD2016 | regular | US | 0.1032 | 0.99 | DOE.determination2016_RetailStandalone_STD2016_Phoenix.table.csv.gz | Stand-alone Retail | Tucson-Davis Monthan AFB AZ USA TMY3 WMO#=722745 | Natural Gas | 31145.2706 | 0 | 0 | 0 | 0 | 0 | 0 | 0 | 0 | 0 | 0 | 83123.5614 | 0 | 0 | 114268.832 | 0 | 114269.832 | 0 | 0 | 308.3382 | 0 | 0 | 0 | 0 | 0 | 0 | 0 | 0 | 0 | 0 | 822.9233 | 0 | 0 | 1131.2614 | 0 | 1131.2713 | 0 | 0 | 31.1453 | 0 | 0 | 0 | 0 | 0 | 0 | 0 | 0 | 0 | 0 | 83.1236 | 0 | 0 | 114.2688 | 0 | 114.2698 | 0 | 0 | 0 | 0 | 0 | 0 | 0 | 0 | 0 | 1.2614 | 3.3664 | 0 | 0 | 4.6278 | 4.6278 | 4.6278 | 2
US_3A_RS_2013_NG | 3A | RS | NG | 3682 | DOE.determination2013 | RetailStandalone | STD2013 | Atlanta | Zone3A | Zone3A(Atlanta) | DOE.determination2013_STD2013 | regular | US | 0.1032 | 0.99 | DOE.determination2013_RetailStandalone_STD2013_Memphis.table.csv.gz | Stand-alone Retail | Atlanta-Hartsfield Jackson Intl AP GA USA TMY3 WMO#=722190 | Natural Gas | 62262.1066 | 0 | 0 | 0 | 0 | 0 | 0 | 0 | 0 | 0 | 0 | 86545.1812 | 0 | 0 | 148807.2878 | 0 | 148808.2878 | 0 | 0 | 616.3949 | 0 | 0 | 0 | 0 | 0 | 0 | 0 | 0 | 0 | 0 | 856.7973 | 0 | 0 | 1473.1921 | 0 | 1473.202 | 0 | 0 | 62.2621 | 0 | 0 | 0 | 0 | 0 | 0 | 0 | 0 | 0 | 0 | 86.5452 | 0 | 0 | 148.8073 | 0 | 148.8083 | 0 | 0 | 0 | 0 | 0 | 0 | 0 | 0 | 0 | 2.5215 | 3.505 | 0 | 0 | 6.0266 | 6.0265 | 6.0265 | 1
US_3A_RS_2016_NG | 3A | RS | NG | 5722 | DOE.determination2016 | RetailStandalone | STD2016 | Atlanta | Zone3A | Zone3A(Atlanta) | DOE.determination2016_STD2016 | regular | US | 0.1032 | 0.99 | DOE.determination2016_RetailStandalone_STD2016_Memphis.table.csv.gz | Stand-alone Retail | Atlanta-Hartsfield Jackson Intl AP GA USA TMY3 WMO#=722190 | Natural Gas | 66347.1984 | 0 | 0 | 0 | 0 | 0 | 0 | 0 | 0 | 0 | 0 | 86545.1812 | 0 | 0 | 152892.3796 | 0 | 152893.3796 | 0 | 0 | 656.8373 | 0 | 0 | 0 | 0 | 0 | 0 | 0 | 0 | 0 | 0 | 856.7973 | 0 | 0 | 1513.6346 | 0 | 1513.6445 | 0 | 0 | 66.3472 | 0 | 0 | 0 | 0 | 0 | 0 | 0 | 0 | 0 | 0 | 86.5452 | 0 | 0 | 152.8924 | 0 | 152.8934 | 0 | 0 | 0 | 0 | 0 | 0 | 0 | 0 | 0 | 2.687 | 3.505 | 0 | 0 | 6.192 | 6.192 | 6.192 | 2
US_3B_RS_2013_NG | 3B | RS | NG | 3442 | DOE.determination2013 | RetailStandalone | STD2013 | ElPaso | Zone3B | Zone3B(ElPaso) | DOE.determination2013_STD2013 | regular | US | 0.1032 | 0.99 | DOE.determination2013_RetailStandalone_STD2013_ElPaso.table.csv.gz | Stand-alone Retail | El Paso International Ap Ut TX USA TMY3 WMO#=722700 | Natural Gas | 71133.6749 | 0 | 0 | 0 | 0 | 0 | 0 | 0 | 0 | 0 | 0 | 85616.3204 | 0 | 0 | 156749.9953 | 0 | 156750.9953 | 0 | 0 | 704.2234 | 0 | 0 | 0 | 0 | 0 | 0 | 0 | 0 | 0 | 0 | 847.6016 | 0 | 0 | 1551.825 | 0 | 1551.8349 | 0 | 0 | 71.1337 | 0 | 0 | 0 | 0 | 0 | 0 | 0 | 0 | 0 | 0 | 85.6163 | 0 | 0 | 156.75 | 0 | 156.751 | 0 | 0 | 0 | 0 | 0 | 0 | 0 | 0 | 0 | 2.8808 | 3.4674 | 0 | 0 | 6.3483 | 6.3482 | 6.3482 | 1
US_3B_RS_2016_NG | 3B | RS | NG | 5482 | DOE.determination2016 | RetailStandalone | STD2016 | ElPaso | Zone3B | Zone3B(ElPaso) | DOE.determination2016_STD2016 | regular | US | 0.1032 | 0.99 | DOE.determination2016_RetailStandalone_STD2016_ElPaso.table.csv.gz | Stand-alone Retail | El Paso International Ap Ut TX USA TMY3 WMO#=722700 | Natural Gas | 73844.4318 | 0 | 0 | 0 | 0 | 0 | 0 | 0 | 0 | 0 | 0 | 85625.7986 | 0 | 0 | 159460.7523 | 0 | 159471.2304 | 0 | 0 | 731.0599 | 0 | 0 | 0 | 0 | 0 | 0 | 0 | 0 | 0 | 0 | 847.6954 | 0 | 0 | 1578.6614 | 0 | 1578.7652 | 0 | 0 | 73.8444 | 0 | 0 | 0 | 0 | 0 | 0 | 0 | 0 | 0 | 0 | 85.6258 | 0 | 0 | 159.4608 | 0 | 159.4712 | 0 | 0 | 0 | 0 | 0 | 0 | 0 | 0 | 0 | 2.9906 | 3.4678 | 0 | 0 | 6.4584 | 6.458 | 6.4584 | 2
US_3C_RS_2013_NG | 3C | RS | NG | 3982 | DOE.determination2013 | RetailStandalone | STD2013 | SanDiego | Zone3C | Zone3C(SanDiego) | DOE.determination2013_STD2013 | regular | US | 0.1032 | 0.99 | DOE.determination2013_RetailStandalone_STD2013_SanFrancisco.table.csv.gz | Stand-alone Retail | San Diego-Brown Field Muni AP CA USA TMY3 WMO#=722904 | Natural Gas | 28301.8192 | 0 | 0 | 0 | 0 | 0 | 0 | 0 | 0 | 0 | 0 | 86905.3517 | 0 | 0 | 115207.1709 | 0 | 115208.1709 | 0 | 0 | 280.188 | 0 | 0 | 0 | 0 | 0 | 0 | 0 | 0 | 0 | 0 | 860.363 | 0 | 0 | 1140.551 | 0 | 1140.5609 | 0 | 0 | 28.3018 | 0 | 0 | 0 | 0 | 0 | 0 | 0 | 0 | 0 | 0 | 86.9054 | 0 | 0 | 115.2072 | 0 | 115.2082 | 0 | 0 | 0 | 0 | 0 | 0 | 0 | 0 | 0 | 1.1462 | 3.5196 | 0 | 0 | 4.6658 | 4.6658 | 4.6658 | 1
US_3C_RS_2016_NG | 3C | RS | NG | 6022 | DOE.determination2016 | RetailStandalone | STD2016 | SanDiego | Zone3C | Zone3C(SanDiego) | DOE.determination2016_STD2016 | regular | US | 0.1032 | 0.99 | DOE.determination2016_RetailStandalone_STD2016_SanFrancisco.table.csv.gz | Stand-alone Retail | San Diego-Brown Field Muni AP CA USA TMY3 WMO#=722904 | Natural Gas | 29505.5469 | 0 | 0 | 0 | 0 | 0 | 0 | 0 | 0 | 0 | 0 | 86905.3517 | 0 | 0 | 116401.4205 | 0 | 116411.8987 | 0 | 0 | 292.1049 | 0 | 0 | 0 | 0 | 0 | 0 | 0 | 0 | 0 | 0 | 860.363 | 0 | 0 | 1152.3741 | 0 | 1152.4778 | 0 | 0 | 29.5055 | 0 | 0 | 0 | 0 | 0 | 0 | 0 | 0 | 0 | 0 | 86.9054 | 0 | 0 | 116.4014 | 0 | 116.4119 | 0 | 0 | 0 | 0 | 0 | 0 | 0 | 0 | 0 | 1.1949 | 3.5196 | 0 | 0 | 4.7146 | 4.7141 | 4.7145 | 2
US_4A_RS_2013_NG | 4A | RS | NG | 3142 | DOE.determination2013 | RetailStandalone | STD2013 | NewYork | Zone4A | Zone4A(NewYork) | DOE.determination2013_STD2013 | regular | US | 0.1032 | 0.99 | DOE.determination2013_RetailStandalone_STD2013_Baltimore.table.csv.gz | Stand-alone Retail | New York-John F Kennedy Intl AP NY USA TMY3 WMO#=744860 | Natural Gas | 111861.3765 | 0 | 0 | 0 | 0 | 0 | 0 | 0 | 0 | 0 | 0 | 89331.7636 | 0 | 0 | 201193.1401 | 0 | 201194.1401 | 0 | 0 | 1107.4276 | 0 | 0 | 0 | 0 | 0 | 0 | 0 | 0 | 0 | 0 | 884.3845 | 0 | 0 | 1991.8121 | 0 | 1991.822 | 0 | 0 | 111.8614 | 0 | 0 | 0 | 0 | 0 | 0 | 0 | 0 | 0 | 0 | 89.3318 | 0 | 0 | 201.1931 | 0 | 201.1941 | 0 | 0 | 0 | 0 | 0 | 0 | 0 | 0 | 0 | 4.5303 | 3.6178 | 0 | 0 | 8.1482 | 8.1481 | 8.1481 | 1
US_4A_RS_2016_NG | 4A | RS | NG | 5182 | DOE.determination2016 | RetailStandalone | STD2016 | NewYork | Zone4A | Zone4A(NewYork) | DOE.determination2016_STD2016 | regular | US | 0.1032 | 0.99 | DOE.determination2016_RetailStandalone_STD2016_Baltimore.table.csv.gz | Stand-alone Retail | New York-John F Kennedy Intl AP NY USA TMY3 WMO#=744860 | Natural Gas | 120041.0382 | 0 | 0 | 0 | 0 | 0 | 0 | 0 | 0 | 0 | 0 | 89331.7636 | 0 | 0 | 209372.8018 | 0 | 209373.8018 | 0 | 0 | 1188.4063 | 0 | 0 | 0 | 0 | 0 | 0 | 0 | 0 | 0 | 0 | 884.3845 | 0 | 0 | 2072.7907 | 0 | 2072.8006 | 0 | 0 | 120.041 | 0 | 0 | 0 | 0 | 0 | 0 | 0 | 0 | 0 | 0 | 89.3318 | 0 | 0 | 209.3728 | 0 | 209.3738 | 0 | 0 | 0 | 0 | 0 | 0 | 0 | 0 | 0 | 4.8615 | 3.6178 | 0 | 0 | 8.4794 | 8.4794 | 8.4794 | 2
US_4B_RS_2013_NG | 4B | RS | NG | 3082 | DOE.determination2013 | RetailStandalone | STD2013 | Albuquerque | Zone4B | Zone4B(Albuquerque) | DOE.determination2013_STD2013 | regular | US | 0.1032 | 0.99 | DOE.determination2013_RetailStandalone_STD2013_Albuquerque.table.csv.gz | Stand-alone Retail | Albuquerque Intl Sunport NM USA TMY3 WMO#=723650 | Natural Gas | 129016.8664 | 0 | 0 | 0 | 0 | 0 | 0 | 0 | 0 | 0 | 0 | 88516.6408 | 0 | 0 | 217533.5072 | 0 | 217534.5072 | 0 | 0 | 1277.267 | 0 | 0 | 0 | 0 | 0 | 0 | 0 | 0 | 0 | 0 | 876.3147 | 0 | 0 | 2153.5817 | 0 | 2153.5916 | 0 | 0 | 129.0169 | 0 | 0 | 0 | 0 | 0 | 0 | 0 | 0 | 0 | 0 | 88.5166 | 0 | 0 | 217.5335 | 0 | 217.5345 | 0 | 0 | 0 | 0 | 0 | 0 | 0 | 0 | 0 | 5.225 | 3.5848 | 0 | 0 | 8.8099 | 8.8099 | 8.8099 | 1
US_4B_RS_2016_NG | 4B | RS | NG | 5122 | DOE.determination2016 | RetailStandalone | STD2016 | Albuquerque | Zone4B | Zone4B(Albuquerque) | DOE.determination2016_STD2016 | regular | US | 0.1032 | 0.99 | DOE.determination2016_RetailStandalone_STD2016_Albuquerque.table.csv.gz | Stand-alone Retail | Albuquerque Intl Sunport NM USA TMY3 WMO#=723650 | Natural Gas | 134248.8169 | 0 | 0 | 0 | 0 | 0 | 0 | 0 | 0 | 0 | 0 | 88516.6408 | 0 | 0 | 222765.4577 | 0 | 222766.4577 | 0 | 0 | 1329.0633 | 0 | 0 | 0 | 0 | 0 | 0 | 0 | 0 | 0 | 0 | 876.3147 | 0 | 0 | 2205.378 | 0 | 2205.3879 | 0 | 0 | 134.2488 | 0 | 0 | 0 | 0 | 0 | 0 | 0 | 0 | 0 | 0 | 88.5166 | 0 | 0 | 222.7655 | 0 | 222.7665 | 0 | 0 | 0 | 0 | 0 | 0 | 0 | 0 | 0 | 5.4369 | 3.5848 | 0 | 0 | 9.0218 | 9.0218 | 9.0218 | 2
US_4C_RS_2013_NG | 4C | RS | NG | 3922 | DOE.determination2013 | RetailStandalone | STD2013 | Seattle | Zone4C | Zone4C(Seattle) | DOE.determination2013_STD2013 | regular | US | 0.1032 | 0.99 | DOE.determination2013_RetailStandalone_STD2013_Salem.table.csv.gz | Stand-alone Retail | Seattle Seattle Tacoma Intl A WA USA TMY3 WMO#=727930 | Natural Gas | 200425.4082 | 0 | 0 | 0 | 0 | 0 | 0 | 0 | 0 | 0 | 0 | 90165.8426 | 0 | 0 | 290600.729 | 0 | 290592.2508 | 0 | 0 | 1984.2115 | 0 | 0 | 0 | 0 | 0 | 0 | 0 | 0 | 0 | 0 | 892.6418 | 0 | 0 | 2876.9472 | 0 | 2876.8633 | 0 | 0 | 200.4254 | 0 | 0 | 0 | 0 | 0 | 0 | 0 | 0 | 0 | 0 | 90.1658 | 0 | 0 | 290.6007 | 0 | 290.5923 | 0 | 0 | 0 | 0 | 0 | 0 | 0 | 0 | 0 | 8.117 | 3.6516 | 0 | 0 | 11.7687 | 11.769 | 11.7686 | 1
US_4C_RS_2016_NG | 4C | RS | NG | 5962 | DOE.determination2016 | RetailStandalone | STD2016 | Seattle | Zone4C | Zone4C(Seattle) | DOE.determination2016_STD2016 | regular | US | 0.1032 | 0.99 | DOE.determination2016_RetailStandalone_STD2016_Salem.table.csv.gz | Stand-alone Retail | Seattle Seattle Tacoma Intl A WA USA TMY3 WMO#=727930 | Natural Gas | 229172.7014 | 0 | 0 | 0 | 0 | 0 | 0 | 0 | 0 | 0 | 0 | 90175.3208 | 0 | 0 | 319338.5441 | 0 | 319349.0222 | 0 | 0 | 2268.8097 | 0 | 0 | 0 | 0 | 0 | 0 | 0 | 0 | 0 | 0 | 892.7357 | 0 | 0 | 3161.4516 | 0 | 3161.5553 | 0 | 0 | 229.1727 | 0 | 0 | 0 | 0 | 0 | 0 | 0 | 0 | 0 | 0 | 90.1753 | 0 | 0 | 319.3385 | 0 | 319.349 | 0 | 0 | 0 | 0 | 0 | 0 | 0 | 0 | 0 | 9.2813 | 3.652 | 0 | 0 | 12.9333 | 12.9329 | 12.9333 | 2
US_5A_RS_2013_NG | 5A | RS | NG | 3322 | DOE.determination2013 | RetailStandalone | STD2013 | Buffalo | Zone5A | Zone5A(Buffalo) | DOE.determination2013_STD2013 | regular | US | 0.1032 | 0.99 | DOE.determination2013_RetailStandalone_STD2013_Chicago.table.csv.gz | Stand-alone Retail | Buffalo Niagara Intl AP NY USA TMY3 WMO#=725280 | Natural Gas | 188909.4302 | 0 | 0 | 0 | 0 | 0 | 0 | 0 | 0 | 0 | 0 | 91663.3937 | 0 | 0 | 280572.8239 | 0 | 280573.8239 | 0 | 0 | 1870.2034 | 0 | 0 | 0 | 0 | 0 | 0 | 0 | 0 | 0 | 0 | 907.4676 | 0 | 0 | 2777.671 | 0 | 2777.6809 | 0 | 0 | 188.9094 | 0 | 0 | 0 | 0 | 0 | 0 | 0 | 0 | 0 | 0 | 91.6634 | 0 | 0 | 280.5728 | 0 | 280.5738 | 0 | 0 | 0 | 0 | 0 | 0 | 0 | 0 | 0 | 7.6506 | 3.7123 | 0 | 0 | 11.3629 | 11.3629 | 11.3629 | 1
US_5A_RS_2016_NG | 5A | RS | NG | 5362 | DOE.determination2016 | RetailStandalone | STD2016 | Buffalo | Zone5A | Zone5A(Buffalo) | DOE.determination2016_STD2016 | regular | US | 0.1032 | 0.99 | DOE.determination2016_RetailStandalone_STD2016_Chicago.table.csv.gz | Stand-alone Retail | Buffalo Niagara Intl AP NY USA TMY3 WMO#=725280 | Natural Gas | 196435.0981 | 0 | 0 | 0 | 0 | 0 | 0 | 0 | 0 | 0 | 0 | 91663.3937 | 0 | 0 | 288098.4918 | 0 | 288099.4918 | 0 | 0 | 1944.7075 | 0 | 0 | 0 | 0 | 0 | 0 | 0 | 0 | 0 | 0 | 907.4676 | 0 | 0 | 2852.1751 | 0 | 2852.185 | 0 | 0 | 196.4351 | 0 | 0 | 0 | 0 | 0 | 0 | 0 | 0 | 0 | 0 | 91.6634 | 0 | 0 | 288.0985 | 0 | 288.0995 | 0 | 0 | 0 | 0 | 0 | 0 | 0 | 0 | 0 | 7.9554 | 3.7123 | 0 | 0 | 11.6677 | 11.6677 | 11.6677 | 2
US_5B_RS_2013_NG | 5B | RS | NG | 3202 | DOE.determination2013 | RetailStandalone | STD2013 | Denver | Zone5B | Zone5B(Denver) | DOE.determination2013_STD2013 | regular | US | 0.1032 | 0.99 | DOE.determination2013_RetailStandalone_STD2013_Boise.table.csv.gz | Stand-alone Retail | Denver-Aurora-Buckley AFB CO USA TMY3 WMO#=724695 | Natural Gas | 262052.4773 | 0 | 0 | 0 | 0 | 0 | 0 | 0 | 0 | 0 | 0 | 90980.9653 | 0 | 0 | 353033.4427 | 0 | 353034.4427 | 0 | 0 | 2594.3195 | 0 | 0 | 0 | 0 | 0 | 0 | 0 | 0 | 0 | 0 | 900.7116 | 0 | 0 | 3495.0311 | 0 | 3495.041 | 0 | 0 | 262.0525 | 0 | 0 | 0 | 0 | 0 | 0 | 0 | 0 | 0 | 0 | 90.981 | 0 | 0 | 353.0334 | 0 | 353.0344 | 0 | 0 | 0 | 0 | 0 | 0 | 0 | 0 | 0 | 10.6128 | 3.6846 | 0 | 0 | 14.2975 | 14.2975 | 14.2975 | 1
US_5B_RS_2016_NG | 5B | RS | NG | 5242 | DOE.determination2016 | RetailStandalone | STD2016 | Denver | Zone5B | Zone5B(Denver) | DOE.determination2016_STD2016 | regular | US | 0.1032 | 0.99 | DOE.determination2016_RetailStandalone_STD2016_Boise.table.csv.gz | Stand-alone Retail | Denver-Aurora-Buckley AFB CO USA TMY3 WMO#=724695 | Natural Gas | 281710.2044 | 0 | 0 | 0 | 0 | 0 | 0 | 0 | 0 | 0 | 0 | 90990.4435 | 0 | 0 | 372700.6479 | 0 | 372701.6479 | 0 | 0 | 2788.931 | 0 | 0 | 0 | 0 | 0 | 0 | 0 | 0 | 0 | 0 | 900.8054 | 0 | 0 | 3689.7364 | 0 | 3689.7463 | 0 | 0 | 281.7102 | 0 | 0 | 0 | 0 | 0 | 0 | 0 | 0 | 0 | 0 | 90.9904 | 0 | 0 | 372.7006 | 0 | 372.7016 | 0 | 0 | 0 | 0 | 0 | 0 | 0 | 0 | 0 | 11.409 | 3.685 | 0 | 0 | 15.094 | 15.094 | 15.094 | 2
US_5C_RS_2013_NG | 5C | RS | NG | 4042 | DOE.determination2013 | RetailStandalone | STD2013 | PortAngeles | Zone5C | Zone5C(PortAngeles) | DOE.determination2013_STD2013 | regular | US | 0.1032 | 0.99 | DOE.determination2013_RetailStandalone_STD2013_Vancouver.table.csv.gz | Stand-alone Retail | William R Fairchild WA USA TMY3 WMO#=727885 | Natural Gas | 238954.1741 | 0 | 0 | 0 | 0 | 0 | 0 | 0 | 0 | 0 | 0 | 91492.7866 | 0 | 0 | 330446.9607 | 0 | 330447.9607 | 0 | 0 | 2365.6463 | 0 | 0 | 0 | 0 | 0 | 0 | 0 | 0 | 0 | 0 | 905.7786 | 0 | 0 | 3271.4249 | 0 | 3271.4348 | 0 | 0 | 238.9542 | 0 | 0 | 0 | 0 | 0 | 0 | 0 | 0 | 0 | 0 | 91.4928 | 0 | 0 | 330.447 | 0 | 330.448 | 0 | 0 | 0 | 0 | 0 | 0 | 0 | 0 | 0 | 9.6774 | 3.7054 | 0 | 0 | 13.3828 | 13.3828 | 13.3828 | 1
US_5C_RS_2016_NG | 5C | RS | NG | 6082 | DOE.determination2016 | RetailStandalone | STD2016 | PortAngeles | Zone5C | Zone5C(PortAngeles) | DOE.determination2016_STD2016 | regular | US | 0.1032 | 0.99 | DOE.determination2016_RetailStandalone_STD2016_Vancouver.table.csv.gz | Stand-alone Retail | William R Fairchild WA USA TMY3 WMO#=727885 | Natural Gas | 263786.9827 | 0 | 0 | 0 | 0 | 0 | 0 | 0 | 0 | 0 | 0 | 91492.7866 | 0 | 0 | 355270.2911 | 0 | 355280.7693 | 0 | 0 | 2611.4911 | 0 | 0 | 0 | 0 | 0 | 0 | 0 | 0 | 0 | 0 | 905.7786 | 0 | 0 | 3517.1759 | 0 | 3517.2796 | 0 | 0 | 263.787 | 0 | 0 | 0 | 0 | 0 | 0 | 0 | 0 | 0 | 0 | 91.4928 | 0 | 0 | 355.2703 | 0 | 355.2808 | 0 | 0 | 0 | 0 | 0 | 0 | 0 | 0 | 0 | 10.6831 | 3.7054 | 0 | 0 | 14.3885 | 14.3881 | 14.3885 | 2
US_6A_RS_2013_NG | 6A | RS | NG | 3262 | DOE.determination2013 | RetailStandalone | STD2013 | Rochester | Zone6A | Zone6A(Rochester) | DOE.determination2013_STD2013 | regular | US | 0.1032 | 0.99 | DOE.determination2013_RetailStandalone_STD2013_Burlington.table.csv.gz | Stand-alone Retail | Rochester International Arpt MN USA TMY3 WMO#=726440 | Natural Gas | 338275.9301 | 0 | 0 | 0 | 0 | 0 | 0 | 0 | 0 | 0 | 0 | 93378.9427 | 0 | 0 | 431654.8728 | 0 | 431655.8728 | 0 | 0 | 3348.9317 | 0 | 0 | 0 | 0 | 0 | 0 | 0 | 0 | 0 | 0 | 924.4515 | 0 | 0 | 4273.3832 | 0 | 4273.3931 | 0 | 0 | 338.2759 | 0 | 0 | 0 | 0 | 0 | 0 | 0 | 0 | 0 | 0 | 93.3789 | 0 | 0 | 431.6549 | 0 | 431.6559 | 0 | 0 | 0 | 0 | 0 | 0 | 0 | 0 | 0 | 13.6998 | 3.7817 | 0 | 0 | 17.4816 | 17.4816 | 17.4816 | 1
US_6A_RS_2016_NG | 6A | RS | NG | 5302 | DOE.determination2016 | RetailStandalone | STD2016 | Rochester | Zone6A | Zone6A(Rochester) | DOE.determination2016_STD2016 | regular | US | 0.1032 | 0.99 | DOE.determination2016_RetailStandalone_STD2016_Burlington.table.csv.gz | Stand-alone Retail | Rochester International Arpt MN USA TMY3 WMO#=726440 | Natural Gas | 347147.4984 | 0 | 0 | 0 | 0 | 0 | 0 | 0 | 0 | 0 | 0 | 93378.9427 | 0 | 0 | 440526.441 | 0 | 440527.441 | 0 | 0 | 3436.7602 | 0 | 0 | 0 | 0 | 0 | 0 | 0 | 0 | 0 | 0 | 924.4515 | 0 | 0 | 4361.2118 | 0 | 4361.2217 | 0 | 0 | 347.1475 | 0 | 0 | 0 | 0 | 0 | 0 | 0 | 0 | 0 | 0 | 93.3789 | 0 | 0 | 440.5264 | 0 | 440.5274 | 0 | 0 | 0 | 0 | 0 | 0 | 0 | 0 | 0 | 14.0591 | 3.7817 | 0 | 0 | 17.8409 | 17.8409 | 17.8409 | 2
US_6B_RS_2013_NG | 6B | RS | NG | 3562 | DOE.determination2013 | RetailStandalone | STD2013 | Great_Falls | Zone6B | Zone6B(Great_Falls) | DOE.determination2013_STD2013 | regular | US | 0.1032 | 0.99 | DOE.determination2013_RetailStandalone_STD2013_Helena.table.csv.gz | Stand-alone Retail | Great Falls Intl Arpt MT USA TMY3 WMO#=727750 | Natural Gas | 201164.7055 | 0 | 0 | 0 | 0 | 0 | 0 | 0 | 0 | 0 | 0 | 92933.4686 | 0 | 0 | 294107.6523 | 0 | 294099.1742 | 0 | 0 | 1991.5306 | 0 | 0 | 0 | 0 | 0 | 0 | 0 | 0 | 0 | 0 | 920.0413 | 0 | 0 | 2911.6658 | 0 | 2911.5818 | 0 | 0 | 201.1647 | 0 | 0 | 0 | 0 | 0 | 0 | 0 | 0 | 0 | 0 | 92.9335 | 0 | 0 | 294.1077 | 0 | 294.0992 | 0 | 0 | 0 | 0 | 0 | 0 | 0 | 0 | 0 | 8.147 | 3.7637 | 0 | 0 | 11.9107 | 11.9111 | 11.9107 | 1
US_6B_RS_2016_NG | 6B | RS | NG | 5602 | DOE.determination2016 | RetailStandalone | STD2016 | Great_Falls | Zone6B | Zone6B(Great_Falls) | DOE.determination2016_STD2016 | regular | US | 0.1032 | 0.99 | DOE.determination2016_RetailStandalone_STD2016_Helena.table.csv.gz | Stand-alone Retail | Great Falls Intl Arpt MT USA TMY3 WMO#=727750 | Natural Gas | 207372.9077 | 0 | 0 | 0 | 0 | 0 | 0 | 0 | 0 | 0 | 0 | 92942.9468 | 0 | 0 | 300315.8545 | 0 | 300316.8545 | 0 | 0 | 2052.9918 | 0 | 0 | 0 | 0 | 0 | 0 | 0 | 0 | 0 | 0 | 920.1352 | 0 | 0 | 2973.127 | 0 | 2973.1369 | 0 | 0 | 207.3729 | 0 | 0 | 0 | 0 | 0 | 0 | 0 | 0 | 0 | 0 | 92.9429 | 0 | 0 | 300.3159 | 0 | 300.3169 | 0 | 0 | 0 | 0 | 0 | 0 | 0 | 0 | 0 | 8.3984 | 3.7641 | 0 | 0 | 12.1625 | 12.1625 | 12.1625 | 2
US_7_RS_2013_NG | 7 | RS | NG | 3382 | DOE.determination2013 | RetailStandalone | STD2013 | InternationalFalls | Zone7 | Zone7(InternationalFalls) | DOE.determination2013_STD2013 | regular | US | 0.1032 | 0.99 | DOE.determination2013_RetailStandalone_STD2013_Duluth.table.csv.gz | Stand-alone Retail | International Falls Intl Ap MN USA TMY3 WMO#=727470 | Natural Gas | 398206.4066 | 0 | 0 | 0 | 0 | 0 | 0 | 0 | 0 | 0 | 0 | 95407.2713 | 0 | 0 | 493613.6779 | 0 | 493614.6779 | 0 | 0 | 3942.2434 | 0 | 0 | 0 | 0 | 0 | 0 | 0 | 0 | 0 | 0 | 944.532 | 0 | 0 | 4886.7754 | 0 | 4886.7853 | 0 | 0 | 398.2064 | 0 | 0 | 0 | 0 | 0 | 0 | 0 | 0 | 0 | 0 | 95.4073 | 0 | 0 | 493.6137 | 0 | 493.6147 | 0 | 0 | 0 | 0 | 0 | 0 | 0 | 0 | 0 | 16.1269 | 3.8639 | 0 | 0 | 19.9909 | 19.9908 | 19.9908 | 1
US_7_RS_2016_NG | 7 | RS | NG | 5422 | DOE.determination2016 | RetailStandalone | STD2016 | InternationalFalls | Zone7 | Zone7(InternationalFalls) | DOE.determination2016_STD2016 | regular | US | 0.1032 | 0.99 | DOE.determination2016_RetailStandalone_STD2016_Duluth.table.csv.gz | Stand-alone Retail | International Falls Intl Ap MN USA TMY3 WMO#=727470 | Natural Gas | 405561.4675 | 0 | 0 | 0 | 0 | 0 | 0 | 0 | 0 | 0 | 0 | 95407.2713 | 0 | 0 | 500978.2169 | 0 | 500969.7388 | 0 | 0 | 4015.0585 | 0 | 0 | 0 | 0 | 0 | 0 | 0 | 0 | 0 | 0 | 944.532 | 0 | 0 | 4959.6843 | 0 | 4959.6004 | 0 | 0 | 405.5615 | 0 | 0 | 0 | 0 | 0 | 0 | 0 | 0 | 0 | 0 | 95.4073 | 0 | 0 | 500.9782 | 0 | 500.9697 | 0 | 0 | 0 | 0 | 0 | 0 | 0 | 0 | 0 | 16.4248 | 3.8639 | 0 | 0 | 20.2887 | 20.2891 | 20.2887 | 2
US_8_RS_2013_NG | 8 | RS | NG | 3502 | DOE.determination2013 | RetailStandalone | STD2013 | FairBanks | Zone8 | Zone8(FairBanks) | DOE.determination2013_STD2013 | regular | US | 0.1032 | 0.99 | DOE.determination2013_RetailStandalone_STD2013_Fairbanks.table.csv.gz | Stand-alone Retail | Fairbanks Intl Arpt AK USA TMY3 WMO#=702610 | Natural Gas | 666334.3917 | 0 | 0 | 0 | 0 | 0 | 0 | 0 | 0 | 0 | 0 | 98146.4628 | 0 | 0 | 764480.8545 | 0 | 764481.8545 | 0 | 0 | 6596.7105 | 0 | 0 | 0 | 0 | 0 | 0 | 0 | 0 | 0 | 0 | 971.65 | 0 | 0 | 7568.3605 | 0 | 7568.3704 | 0 | 0 | 666.3344 | 0 | 0 | 0 | 0 | 0 | 0 | 0 | 0 | 0 | 0 | 98.1465 | 0 | 0 | 764.4809 | 0 | 764.4819 | 0 | 0 | 0 | 0 | 0 | 0 | 0 | 0 | 0 | 26.9858 | 3.9748 | 0 | 0 | 30.9607 | 30.9607 | 30.9607 | 1
US_8_RS_2016_NG | 8 | RS | NG | 5542 | DOE.determination2016 | RetailStandalone | STD2016 | FairBanks | Zone8 | Zone8(FairBanks) | DOE.determination2016_STD2016 | regular | US | 0.1032 | 0.99 | DOE.determination2016_RetailStandalone_STD2016_Fairbanks.table.csv.gz | Stand-alone Retail | Fairbanks Intl Arpt AK USA TMY3 WMO#=702610 | Natural Gas | 662182.9527 | 0 | 0 | 0 | 0 | 0 | 0 | 0 | 0 | 0 | 0 | 98146.4628 | 0 | 0 | 760329.4155 | 0 | 760330.4155 | 0 | 0 | 6555.6112 | 0 | 0 | 0 | 0 | 0 | 0 | 0 | 0 | 0 | 0 | 971.65 | 0 | 0 | 7527.2612 | 0 | 7527.2711 | 0 | 0 | 662.183 | 0 | 0 | 0 | 0 | 0 | 0 | 0 | 0 | 0 | 0 | 98.1465 | 0 | 0 | 760.3294 | 0 | 760.3304 | 0 | 0 | 0 | 0 | 0 | 0 | 0 | 0 | 0 | 26.8177 | 3.9748 | 0 | 0 | 30.7926 | 30.7925 | 30.7925 | 2
US_1A_SH_2013_NG | 1A | SH | NG | 3744 | DOE.determination2013 | HotelSmall | STD2013 | Honolulu | Zone1A | Zone1A(Honolulu) | DOE.determination2013_STD2013 | regular | US | 0.1032 | 0.99 | DOE.determination2013_HotelSmall_STD2013_Miami.table.csv.gz | Small Hotel | Honolulu Intl Arpt HI USA TMY3 WMO#=911820 | Natural Gas | 0 | 0 | 0 | 0 | 399495.4379 | 0 | 0 | 0 | 0 | 0 | 0 | 456184.3799 | 0 | 0 | 855679.8178 | 0 | 855680.8178 | 0 | 0 | 0 | 0 | 0 | 0 | 3955.0048 | 0 | 0 | 0 | 0 | 0 | 0 | 4516.2254 | 0 | 0 | 8471.2302 | 0 | 8471.2401 | 0 | 0 | 0 | 0 | 0 | 0 | 399.4954 | 0 | 0 | 0 | 0 | 0 | 0 | 456.1844 | 0 | 0 | 855.6798 | 0 | 855.6808 | 0 | 0 | 0 | 0 | 9.2472 | 0 | 0 | 0 | 0 | 0 | 10.5593 | 0 | 0 | 19.8065 | 19.8065 | 19.8065 | 1
US_1A_SH_2016_NG | 1A | SH | NG | 5784 | DOE.determination2016 | HotelSmall | STD2016 | Honolulu | Zone1A | Zone1A(Honolulu) | DOE.determination2016_STD2016 | regular | US | 0.1032 | 0.99 | DOE.determination2016_HotelSmall_STD2016_Miami.table.csv.gz | Small Hotel | Honolulu Intl Arpt HI USA TMY3 WMO#=911820 | Natural Gas | 0 | 0 | 0 | 0 | 399495.4379 | 0 | 0 | 0 | 0 | 0 | 0 | 424328.2465 | 0 | 0 | 823823.6844 | 0 | 823824.6844 | 0 | 0 | 0 | 0 | 0 | 0 | 3955.0048 | 0 | 0 | 0 | 0 | 0 | 0 | 4200.8496 | 0 | 0 | 8155.8545 | 0 | 8155.8644 | 0 | 0 | 0 | 0 | 0 | 0 | 399.4954 | 0 | 0 | 0 | 0 | 0 | 0 | 424.3282 | 0 | 0 | 823.8237 | 0 | 823.8247 | 0 | 0 | 0 | 0 | 9.2472 | 0 | 0 | 0 | 0 | 0 | 9.822 | 0 | 0 | 19.0691 | 19.0691 | 19.0691 | 2
US_1B_SH_2013_NG | 1B | SH | NG | 3864 | DOE.determination2013 | HotelSmall | STD2013 | NewDelhi | Zone1B | Zone1B(NewDelhi) | DOE.determination2013_STD2013 | regular | US | 0.1032 | 0.99 | DOE.determination2013_HotelSmall_STD2013_Riyadh.table.csv.gz | Small Hotel | New Delhi-Safdarjung AP Delhi IND IWEC2 WMO#=421820 | Natural Gas | 2606.4971 | 0 | 0 | 0 | 399495.4379 | 0 | 0 | 0 | 0 | 0 | 0 | 456971.0681 | 0 | 0 | 859073.0031 | 0 | 859074.0031 | 0 | 0 | 25.8043 | 0 | 0 | 0 | 3955.0048 | 0 | 0 | 0 | 0 | 0 | 0 | 4524.0136 | 0 | 0 | 8504.8227 | 0 | 8504.8326 | 0 | 0 | 2.6065 | 0 | 0 | 0 | 399.4954 | 0 | 0 | 0 | 0 | 0 | 0 | 456.9711 | 0 | 0 | 859.073 | 0 | 859.074 | 0 | 0 | 0 | 0 | 9.2472 | 0 | 0 | 0 | 0 | 0.060333 | 10.5775 | 0 | 0 | 19.8851 | 19.885 | 19.885 | 1
US_1B_SH_2016_NG | 1B | SH | NG | 5904 | DOE.determination2016 | HotelSmall | STD2016 | NewDelhi | Zone1B | Zone1B(NewDelhi) | DOE.determination2016_STD2016 | regular | US | 0.1032 | 0.99 | DOE.determination2016_HotelSmall_STD2016_Riyadh.table.csv.gz | Small Hotel | New Delhi-Safdarjung AP Delhi IND IWEC2 WMO#=421820 | Natural Gas | 2578.0626 | 0 | 0 | 0 | 399495.4379 | 0 | 0 | 0 | 0 | 0 | 0 | 434346.6734 | 0 | 0 | 836410.6957 | 0 | 836421.1739 | 0 | 0 | 25.5228 | 0 | 0 | 0 | 3955.0048 | 0 | 0 | 0 | 0 | 0 | 0 | 4300.0321 | 0 | 0 | 8280.4659 | 0 | 8280.5696 | 0 | 0 | 2.5781 | 0 | 0 | 0 | 399.4954 | 0 | 0 | 0 | 0 | 0 | 0 | 434.3467 | 0 | 0 | 836.4107 | 0 | 836.4212 | 0 | 0 | 0 | 0 | 9.2472 | 0 | 0 | 0 | 0 | 0.059675 | 10.0539 | 0 | 0 | 19.3607 | 19.3605 | 19.3607 | 2
US_2A_SH_2013_NG | 2A | SH | NG | 3624 | DOE.determination2013 | HotelSmall | STD2013 | Tampa | Zone2A | Zone2A(Tampa) | DOE.determination2013_STD2013 | regular | US | 0.1032 | 0.99 | DOE.determination2013_HotelSmall_STD2013_Houston.table.csv.gz | Small Hotel | Tampa-MacDill AFB FL USA TMY3 WMO#=747880 | Natural Gas | 6122.8986 | 0 | 0 | 0 | 399495.4379 | 0 | 0 | 0 | 0 | 0 | 0 | 477785.132 | 0 | 0 | 883403.4685 | 0 | 883404.4685 | 0 | 0 | 60.6167 | 0 | 0 | 0 | 3955.0048 | 0 | 0 | 0 | 0 | 0 | 0 | 4730.0728 | 0 | 0 | 8745.6943 | 0 | 8745.7042 | 0 | 0 | 6.1229 | 0 | 0 | 0 | 399.4954 | 0 | 0 | 0 | 0 | 0 | 0 | 477.7851 | 0 | 0 | 883.4035 | 0 | 883.4045 | 0 | 0 | 0 | 0 | 9.2472 | 0 | 0 | 0 | 0 | 0.14173 | 11.0593 | 0 | 0 | 20.4482 | 20.4482 | 20.4482 | 1
US_2A_SH_2016_NG | 2A | SH | NG | 5664 | DOE.determination2016 | HotelSmall | STD2016 | Tampa | Zone2A | Zone2A(Tampa) | DOE.determination2016_STD2016 | regular | US | 0.1032 | 0.99 | DOE.determination2016_HotelSmall_STD2016_Houston.table.csv.gz | Small Hotel | Tampa-MacDill AFB FL USA TMY3 WMO#=747880 | Natural Gas | 6009.1605 | 0 | 0 | 0 | 399495.4379 | 0 | 0 | 0 | 0 | 0 | 0 | 458752.9643 | 0 | 0 | 864257.5627 | 0 | 864258.5627 | 0 | 0 | 59.4907 | 0 | 0 | 0 | 3955.0048 | 0 | 0 | 0 | 0 | 0 | 0 | 4541.6543 | 0 | 0 | 8556.1499 | 0 | 8556.1598 | 0 | 0 | 6.0092 | 0 | 0 | 0 | 399.4954 | 0 | 0 | 0 | 0 | 0 | 0 | 458.753 | 0 | 0 | 864.2576 | 0 | 864.2586 | 0 | 0 | 0 | 0 | 9.2472 | 0 | 0 | 0 | 0 | 0.13909 | 10.6188 | 0 | 0 | 20.0051 | 20.005 | 20.005 | 2
US_2B_SH_2013_NG | 2B | SH | NG | 3804 | DOE.determination2013 | HotelSmall | STD2013 | Tucson | Zone2B | Zone2B(Tucson) | DOE.determination2013_STD2013 | regular | US | 0.1032 | 0.99 | DOE.determination2013_HotelSmall_STD2013_Phoenix.table.csv.gz | Small Hotel | Tucson-Davis Monthan AFB AZ USA TMY3 WMO#=722745 | Natural Gas | 5715.3372 | 0 | 0 | 0 | 399495.4379 | 0 | 0 | 0 | 0 | 0 | 0 | 481747.0076 | 0 | 0 | 886948.3046 | 0 | 886958.7827 | 0 | 0 | 56.5818 | 0 | 0 | 0 | 3955.0048 | 0 | 0 | 0 | 0 | 0 | 0 | 4769.2954 | 0 | 0 | 8780.7882 | 0 | 8780.8919 | 0 | 0 | 5.7153 | 0 | 0 | 0 | 399.4954 | 0 | 0 | 0 | 0 | 0 | 0 | 481.747 | 0 | 0 | 886.9483 | 0 | 886.9588 | 0 | 0 | 0 | 0 | 9.2472 | 0 | 0 | 0 | 0 | 0.13229 | 11.151 | 0 | 0 | 20.5305 | 20.5303 | 20.5305 | 1
US_2B_SH_2016_NG | 2B | SH | NG | 5844 | DOE.determination2016 | HotelSmall | STD2016 | Tucson | Zone2B | Zone2B(Tucson) | DOE.determination2016_STD2016 | regular | US | 0.1032 | 0.99 | DOE.determination2016_HotelSmall_STD2016_Phoenix.table.csv.gz | Small Hotel | Tucson-Davis Monthan AFB AZ USA TMY3 WMO#=722745 | Natural Gas | 5601.5992 | 0 | 0 | 0 | 399495.4379 | 0 | 0 | 0 | 0 | 0 | 0 | 463823.7858 | 0 | 0 | 868911.3448 | 0 | 868921.8229 | 0 | 0 | 55.4558 | 0 | 0 | 0 | 3955.0048 | 0 | 0 | 0 | 0 | 0 | 0 | 4591.8555 | 0 | 0 | 8602.2223 | 0 | 8602.326 | 0 | 0 | 5.6016 | 0 | 0 | 0 | 399.4954 | 0 | 0 | 0 | 0 | 0 | 0 | 463.8238 | 0 | 0 | 868.9113 | 0 | 868.9218 | 0 | 0 | 0 | 0 | 9.2472 | 0 | 0 | 0 | 0 | 0.12966 | 10.7362 | 0 | 0 | 20.113 | 20.1128 | 20.113 | 2
US_3A_SH_2013_NG | 3A | SH | NG | 3684 | DOE.determination2013 | HotelSmall | STD2013 | Atlanta | Zone3A | Zone3A(Atlanta) | DOE.determination2013_STD2013 | regular | US | 0.1032 | 0.99 | DOE.determination2013_HotelSmall_STD2013_Memphis.table.csv.gz | Small Hotel | Atlanta-Hartsfield Jackson Intl AP GA USA TMY3 WMO#=722190 | Natural Gas | 32197.3476 | 0 | 0 | 0 | 399495.4379 | 0 | 0 | 0 | 0 | 0 | 0 | 529952.9863 | 0 | 0 | 961645.7718 | 0 | 961646.7718 | 0 | 0 | 318.7537 | 0 | 0 | 0 | 3955.0048 | 0 | 0 | 0 | 0 | 0 | 0 | 5246.5346 | 0 | 0 | 9520.2931 | 0 | 9520.303 | 0 | 0 | 32.1973 | 0 | 0 | 0 | 399.4954 | 0 | 0 | 0 | 0 | 0 | 0 | 529.953 | 0 | 0 | 961.6458 | 0 | 961.6468 | 0 | 0 | 0 | 0 | 9.2472 | 0 | 0 | 0 | 0 | 0.74527 | 12.2669 | 0 | 0 | 22.2593 | 22.2593 | 22.2593 | 1
US_3A_SH_2016_NG | 3A | SH | NG | 5724 | DOE.determination2016 | HotelSmall | STD2016 | Atlanta | Zone3A | Zone3A(Atlanta) | DOE.determination2016_STD2016 | regular | US | 0.1032 | 0.99 | DOE.determination2016_HotelSmall_STD2016_Memphis.table.csv.gz | Small Hotel | Atlanta-Hartsfield Jackson Intl AP GA USA TMY3 WMO#=722190 | Natural Gas | 32187.8694 | 0 | 0 | 0 | 399495.4379 | 0 | 0 | 0 | 0 | 0 | 0 | 520910.811 | 0 | 0 | 952594.1183 | 0 | 952595.1183 | 0 | 0 | 318.6599 | 0 | 0 | 0 | 3955.0048 | 0 | 0 | 0 | 0 | 0 | 0 | 5157.017 | 0 | 0 | 9430.6818 | 0 | 9430.6917 | 0 | 0 | 32.1879 | 0 | 0 | 0 | 399.4954 | 0 | 0 | 0 | 0 | 0 | 0 | 520.9108 | 0 | 0 | 952.5941 | 0 | 952.5951 | 0 | 0 | 0 | 0 | 9.2472 | 0 | 0 | 0 | 0 | 0.74506 | 12.0576 | 0 | 0 | 22.0498 | 22.0498 | 22.0498 | 2
US_3B_SH_2013_NG | 3B | SH | NG | 3444 | DOE.determination2013 | HotelSmall | STD2013 | ElPaso | Zone3B | Zone3B(ElPaso) | DOE.determination2013_STD2013 | regular | US | 0.1032 | 0.99 | DOE.determination2013_HotelSmall_STD2013_ElPaso.table.csv.gz | Small Hotel | El Paso International Ap Ut TX USA TMY3 WMO#=722700 | Natural Gas | 14312.0385 | 0 | 0 | 0 | 399495.4379 | 0 | 0 | 0 | 0 | 0 | 0 | 516057.9873 | 0 | 0 | 929865.4637 | 0 | 929866.4637 | 0 | 0 | 141.6892 | 0 | 0 | 0 | 3955.0048 | 0 | 0 | 0 | 0 | 0 | 0 | 5108.9741 | 0 | 0 | 9205.6681 | 0 | 9205.678 | 0 | 0 | 14.312 | 0 | 0 | 0 | 399.4954 | 0 | 0 | 0 | 0 | 0 | 0 | 516.058 | 0 | 0 | 929.8655 | 0 | 929.8665 | 0 | 0 | 0 | 0 | 9.2472 | 0 | 0 | 0 | 0 | 0.33128 | 11.9452 | 0 | 0 | 21.5237 | 21.5237 | 21.5237 | 1
US_3B_SH_2016_NG | 3B | SH | NG | 5484 | DOE.determination2016 | HotelSmall | STD2016 | ElPaso | Zone3B | Zone3B(ElPaso) | DOE.determination2016_STD2016 | regular | US | 0.1032 | 0.99 | DOE.determination2016_HotelSmall_STD2016_ElPaso.table.csv.gz | Small Hotel | El Paso International Ap Ut TX USA TMY3 WMO#=722700 | Natural Gas | 14122.4751 | 0 | 0 | 0 | 399495.4379 | 0 | 0 | 0 | 0 | 0 | 0 | 504248.186 | 0 | 0 | 917875.5772 | 0 | 917867.099 | 0 | 0 | 139.8125 | 0 | 0 | 0 | 3955.0048 | 0 | 0 | 0 | 0 | 0 | 0 | 4992.057 | 0 | 0 | 9086.9682 | 0 | 9086.8843 | 0 | 0 | 14.1225 | 0 | 0 | 0 | 399.4954 | 0 | 0 | 0 | 0 | 0 | 0 | 504.2482 | 0 | 0 | 917.8756 | 0 | 917.8671 | 0 | 0 | 0 | 0 | 9.2472 | 0 | 0 | 0 | 0 | 0.32689 | 11.6719 | 0 | 0 | 21.2459 | 21.2461 | 21.2459 | 2
US_3C_SH_2013_NG | 3C | SH | NG | 3984 | DOE.determination2013 | HotelSmall | STD2013 | SanDiego | Zone3C | Zone3C(SanDiego) | DOE.determination2013_STD2013 | regular | US | 0.1032 | 0.99 | DOE.determination2013_HotelSmall_STD2013_SanFrancisco.table.csv.gz | Small Hotel | San Diego-Brown Field Muni AP CA USA TMY3 WMO#=722904 | Natural Gas | 7260.2791 | 0 | 0 | 0 | 399495.4379 | 0 | 0 | 0 | 0 | 0 | 0 | 529213.689 | 0 | 0 | 935969.406 | 0 | 935970.406 | 0 | 0 | 71.8768 | 0 | 0 | 0 | 3955.0048 | 0 | 0 | 0 | 0 | 0 | 0 | 5239.2155 | 0 | 0 | 9266.0971 | 0 | 9266.107 | 0 | 0 | 7.2603 | 0 | 0 | 0 | 399.4954 | 0 | 0 | 0 | 0 | 0 | 0 | 529.2137 | 0 | 0 | 935.9694 | 0 | 935.9704 | 0 | 0 | 0 | 0 | 9.2472 | 0 | 0 | 0 | 0 | 0.16805 | 12.2497 | 0 | 0 | 21.665 | 21.665 | 21.665 | 1
US_3C_SH_2016_NG | 3C | SH | NG | 6024 | DOE.determination2016 | HotelSmall | STD2016 | SanDiego | Zone3C | Zone3C(SanDiego) | DOE.determination2016_STD2016 | regular | US | 0.1032 | 0.99 | DOE.determination2016_HotelSmall_STD2016_SanFrancisco.table.csv.gz | Small Hotel | San Diego-Brown Field Muni AP CA USA TMY3 WMO#=722904 | Natural Gas | 7032.803 | 0 | 0 | 0 | 399495.4379 | 0 | 0 | 0 | 0 | 0 | 0 | 528161.6119 | 0 | 0 | 934689.8529 | 0 | 934690.8529 | 0 | 0 | 69.6248 | 0 | 0 | 0 | 3955.0048 | 0 | 0 | 0 | 0 | 0 | 0 | 5228.8 | 0 | 0 | 9253.4295 | 0 | 9253.4394 | 0 | 0 | 7.0328 | 0 | 0 | 0 | 399.4954 | 0 | 0 | 0 | 0 | 0 | 0 | 528.1616 | 0 | 0 | 934.6899 | 0 | 934.6909 | 0 | 0 | 0 | 0 | 9.2472 | 0 | 0 | 0 | 0 | 0.16279 | 12.2254 | 0 | 0 | 21.6354 | 21.6353 | 21.6353 | 2
US_4A_SH_2013_NG | 4A | SH | NG | 3144 | DOE.determination2013 | HotelSmall | STD2013 | NewYork | Zone4A | Zone4A(NewYork) | DOE.determination2013_STD2013 | regular | US | 0.1032 | 0.99 | DOE.determination2013_HotelSmall_STD2013_Baltimore.table.csv.gz | Small Hotel | New York-John F Kennedy Intl AP NY USA TMY3 WMO#=744860 | Natural Gas | 72489.0533 | 0 | 0 | 0 | 399495.4379 | 0 | 0 | 0 | 0 | 0 | 0 | 575306.0355 | 0 | 0 | 1047281.0486 | 0 | 1047291.5267 | 0 | 0 | 717.6416 | 0 | 0 | 0 | 3955.0048 | 0 | 0 | 0 | 0 | 0 | 0 | 5695.5298 | 0 | 0 | 10368.0824 | 0 | 10368.1861 | 0 | 0 | 72.4891 | 0 | 0 | 0 | 399.4954 | 0 | 0 | 0 | 0 | 0 | 0 | 575.306 | 0 | 0 | 1047.281 | 0 | 1047.2915 | 0 | 0 | 0 | 0 | 9.2472 | 0 | 0 | 0 | 0 | 1.6779 | 13.3167 | 0 | 0 | 24.2417 | 24.2415 | 24.2417 | 1
US_4A_SH_2016_NG | 4A | SH | NG | 5184 | DOE.determination2016 | HotelSmall | STD2016 | NewYork | Zone4A | Zone4A(NewYork) | DOE.determination2016_STD2016 | regular | US | 0.1032 | 0.99 | DOE.determination2016_HotelSmall_STD2016_Baltimore.table.csv.gz | Small Hotel | New York-John F Kennedy Intl AP NY USA TMY3 WMO#=744860 | Natural Gas | 69882.5563 | 0 | 0 | 0 | 399495.4379 | 0 | 0 | 0 | 0 | 0 | 0 | 574102.3078 | 0 | 0 | 1043470.8238 | 0 | 1043481.3019 | 0 | 0 | 691.8373 | 0 | 0 | 0 | 3955.0048 | 0 | 0 | 0 | 0 | 0 | 0 | 5683.6128 | 0 | 0 | 10330.3612 | 0 | 10330.4649 | 0 | 0 | 69.8826 | 0 | 0 | 0 | 399.4954 | 0 | 0 | 0 | 0 | 0 | 0 | 574.1023 | 0 | 0 | 1043.4708 | 0 | 1043.4813 | 0 | 0 | 0 | 0 | 9.2472 | 0 | 0 | 0 | 0 | 1.6176 | 13.2888 | 0 | 0 | 24.1535 | 24.1533 | 24.1535 | 2
US_4B_SH_2013_NG | 4B | SH | NG | 3084 | DOE.determination2013 | HotelSmall | STD2013 | Albuquerque | Zone4B | Zone4B(Albuquerque) | DOE.determination2013_STD2013 | regular | US | 0.1032 | 0.99 | DOE.determination2013_HotelSmall_STD2013_Albuquerque.table.csv.gz | Small Hotel | Albuquerque Intl Sunport NM USA TMY3 WMO#=723650 | Natural Gas | 30377.5387 | 0 | 0 | 0 | 399495.4379 | 0 | 0 | 0 | 0 | 0 | 0 | 561221.4731 | 0 | 0 | 991103.9279 | 0 | 991095.4497 | 0 | 0 | 300.7376 | 0 | 0 | 0 | 3955.0048 | 0 | 0 | 0 | 0 | 0 | 0 | 5556.0926 | 0 | 0 | 9811.9289 | 0 | 9811.845 | 0 | 0 | 30.3775 | 0 | 0 | 0 | 399.4954 | 0 | 0 | 0 | 0 | 0 | 0 | 561.2215 | 0 | 0 | 991.1039 | 0 | 991.0954 | 0 | 0 | 0 | 0 | 9.2472 | 0 | 0 | 0 | 0 | 0.70315 | 12.9906 | 0 | 0 | 22.941 | 22.9412 | 22.9409 | 1
US_4B_SH_2016_NG | 4B | SH | NG | 5124 | DOE.determination2016 | HotelSmall | STD2016 | Albuquerque | Zone4B | Zone4B(Albuquerque) | DOE.determination2016_STD2016 | regular | US | 0.1032 | 0.99 | DOE.determination2016_HotelSmall_STD2016_Albuquerque.table.csv.gz | Small Hotel | Albuquerque Intl Sunport NM USA TMY3 WMO#=723650 | Natural Gas | 28026.9522 | 0 | 0 | 0 | 399495.4379 | 0 | 0 | 0 | 0 | 0 | 0 | 558785.5831 | 0 | 0 | 986307.9732 | 0 | 986308.9732 | 0 | 0 | 277.4668 | 0 | 0 | 0 | 3955.0048 | 0 | 0 | 0 | 0 | 0 | 0 | 5531.9773 | 0 | 0 | 9764.4489 | 0 | 9764.4588 | 0 | 0 | 28.027 | 0 | 0 | 0 | 399.4954 | 0 | 0 | 0 | 0 | 0 | 0 | 558.7856 | 0 | 0 | 986.308 | 0 | 986.309 | 0 | 0 | 0 | 0 | 9.2472 | 0 | 0 | 0 | 0 | 0.64874 | 12.9343 | 0 | 0 | 22.8302 | 22.8301 | 22.8301 | 2
US_4C_SH_2013_NG | 4C | SH | NG | 3924 | DOE.determination2013 | HotelSmall | STD2013 | Seattle | Zone4C | Zone4C(Seattle) | DOE.determination2013_STD2013 | regular | US | 0.1032 | 0.99 | DOE.determination2013_HotelSmall_STD2013_Salem.table.csv.gz | Small Hotel | Seattle Seattle Tacoma Intl A WA USA TMY3 WMO#=727930 | Natural Gas | 44196.7123 | 0 | 0 | 0 | 399495.4379 | 0 | 0 | 0 | 0 | 0 | 0 | 590708.0637 | 0 | 0 | 1034400.2139 | 0 | 1034401.2139 | 0 | 0 | 437.5475 | 0 | 0 | 0 | 3955.0048 | 0 | 0 | 0 | 0 | 0 | 0 | 5848.0098 | 0 | 0 | 10240.5621 | 0 | 10240.572 | 0 | 0 | 44.1967 | 0 | 0 | 0 | 399.4954 | 0 | 0 | 0 | 0 | 0 | 0 | 590.7081 | 0 | 0 | 1034.4002 | 0 | 1034.4012 | 0 | 0 | 0 | 0 | 9.2472 | 0 | 0 | 0 | 0 | 1.023 | 13.6732 | 0 | 0 | 23.9434 | 23.9433 | 23.9433 | 1
US_4C_SH_2016_NG | 4C | SH | NG | 5964 | DOE.determination2016 | HotelSmall | STD2016 | Seattle | Zone4C | Zone4C(Seattle) | DOE.determination2016_STD2016 | regular | US | 0.1032 | 0.99 | DOE.determination2016_HotelSmall_STD2016_Salem.table.csv.gz | Small Hotel | Seattle Seattle Tacoma Intl A WA USA TMY3 WMO#=727930 | Natural Gas | 41732.3878 | 0 | 0 | 0 | 399495.4379 | 0 | 0 | 0 | 0 | 0 | 0 | 590129.8953 | 0 | 0 | 1031357.721 | 0 | 1031358.721 | 0 | 0 | 413.1506 | 0 | 0 | 0 | 3955.0048 | 0 | 0 | 0 | 0 | 0 | 0 | 5842.286 | 0 | 0 | 10210.4414 | 0 | 10210.4513 | 0 | 0 | 41.7324 | 0 | 0 | 0 | 399.4954 | 0 | 0 | 0 | 0 | 0 | 0 | 590.1299 | 0 | 0 | 1031.3577 | 0 | 1031.3587 | 0 | 0 | 0 | 0 | 9.2472 | 0 | 0 | 0 | 0 | 0.96598 | 13.6598 | 0 | 0 | 23.8729 | 23.8729 | 23.8729 | 2
US_5A_SH_2013_NG | 5A | SH | NG | 3324 | DOE.determination2013 | HotelSmall | STD2013 | Buffalo | Zone5A | Zone5A(Buffalo) | DOE.determination2013_STD2013 | regular | US | 0.1032 | 0.99 | DOE.determination2013_HotelSmall_STD2013_Chicago.table.csv.gz | Small Hotel | Buffalo Niagara Intl AP NY USA TMY3 WMO#=725280 | Natural Gas | 111937.2019 | 0 | 0 | 0 | 399495.4379 | 0 | 0 | 0 | 0 | 0 | 0 | 620128.3071 | 0 | 0 | 1131560.9469 | 0 | 1131561.9469 | 0 | 0 | 1108.1783 | 0 | 0 | 0 | 3955.0048 | 0 | 0 | 0 | 0 | 0 | 0 | 6139.2702 | 0 | 0 | 11202.4534 | 0 | 11202.4633 | 0 | 0 | 111.9372 | 0 | 0 | 0 | 399.4954 | 0 | 0 | 0 | 0 | 0 | 0 | 620.1283 | 0 | 0 | 1131.5609 | 0 | 1131.5619 | 0 | 0 | 0 | 0 | 9.2472 | 0 | 0 | 0 | 0 | 2.591 | 14.3542 | 0 | 0 | 26.1924 | 26.1923 | 26.1923 | 1
US_5A_SH_2016_NG | 5A | SH | NG | 5364 | DOE.determination2016 | HotelSmall | STD2016 | Buffalo | Zone5A | Zone5A(Buffalo) | DOE.determination2016_STD2016 | regular | US | 0.1032 | 0.99 | DOE.determination2016_HotelSmall_STD2016_Chicago.table.csv.gz | Small Hotel | Buffalo Niagara Intl AP NY USA TMY3 WMO#=725280 | Natural Gas | 108714.6237 | 0 | 0 | 0 | 399495.4379 | 0 | 0 | 0 | 0 | 0 | 0 | 619332.1407 | 0 | 0 | 1127542.2023 | 0 | 1127543.2023 | 0 | 0 | 1076.2748 | 0 | 0 | 0 | 3955.0048 | 0 | 0 | 0 | 0 | 0 | 0 | 6131.3882 | 0 | 0 | 11162.6678 | 0 | 11162.6777 | 0 | 0 | 108.7146 | 0 | 0 | 0 | 399.4954 | 0 | 0 | 0 | 0 | 0 | 0 | 619.3321 | 0 | 0 | 1127.5422 | 0 | 1127.5432 | 0 | 0 | 0 | 0 | 9.2472 | 0 | 0 | 0 | 0 | 2.5164 | 14.3357 | 0 | 0 | 26.0993 | 26.0993 | 26.0993 | 2
US_5B_SH_2013_NG | 5B | SH | NG | 3204 | DOE.determination2013 | HotelSmall | STD2013 | Denver | Zone5B | Zone5B(Denver) | DOE.determination2013_STD2013 | regular | US | 0.1032 | 0.99 | DOE.determination2013_HotelSmall_STD2013_Boise.table.csv.gz | Small Hotel | Denver-Aurora-Buckley AFB CO USA TMY3 WMO#=724695 | Natural Gas | 63266.7928 | 0 | 0 | 0 | 399495.4379 | 0 | 0 | 0 | 0 | 0 | 0 | 607048.4308 | 0 | 0 | 1069810.6615 | 0 | 1069811.6615 | 0 | 0 | 626.3412 | 0 | 0 | 0 | 3955.0048 | 0 | 0 | 0 | 0 | 0 | 0 | 6009.7795 | 0 | 0 | 10591.1255 | 0 | 10591.1354 | 0 | 0 | 63.2668 | 0 | 0 | 0 | 399.4954 | 0 | 0 | 0 | 0 | 0 | 0 | 607.0484 | 0 | 0 | 1069.8107 | 0 | 1069.8117 | 0 | 0 | 0 | 0 | 9.2472 | 0 | 0 | 0 | 0 | 1.4644 | 14.0514 | 0 | 0 | 24.763 | 24.763 | 24.763 | 1
US_5B_SH_2016_NG | 5B | SH | NG | 5244 | DOE.determination2016 | HotelSmall | STD2016 | Denver | Zone5B | Zone5B(Denver) | DOE.determination2016_STD2016 | regular | US | 0.1032 | 0.99 | DOE.determination2016_HotelSmall_STD2016_Boise.table.csv.gz | Small Hotel | Denver-Aurora-Buckley AFB CO USA TMY3 WMO#=724695 | Natural Gas | 60527.6013 | 0 | 0 | 0 | 399495.4379 | 0 | 0 | 0 | 0 | 0 | 0 | 606356.5243 | 0 | 0 | 1066379.5635 | 0 | 1066380.5635 | 0 | 0 | 599.2233 | 0 | 0 | 0 | 3955.0048 | 0 | 0 | 0 | 0 | 0 | 0 | 6002.9296 | 0 | 0 | 10557.1577 | 0 | 10557.1676 | 0 | 0 | 60.5276 | 0 | 0 | 0 | 399.4954 | 0 | 0 | 0 | 0 | 0 | 0 | 606.3565 | 0 | 0 | 1066.3796 | 0 | 1066.3806 | 0 | 0 | 0 | 0 | 9.2472 | 0 | 0 | 0 | 0 | 1.401 | 14.0354 | 0 | 0 | 24.6836 | 24.6836 | 24.6836 | 2
US_5C_SH_2013_NG | 5C | SH | NG | 4044 | DOE.determination2013 | HotelSmall | STD2013 | PortAngeles | Zone5C | Zone5C(PortAngeles) | DOE.determination2013_STD2013 | regular | US | 0.1032 | 0.99 | DOE.determination2013_HotelSmall_STD2013_Vancouver.table.csv.gz | Small Hotel | William R Fairchild WA USA TMY3 WMO#=727885 | Natural Gas | 58167.5367 | 0 | 0 | 0 | 399495.4379 | 0 | 0 | 0 | 0 | 0 | 0 | 616289.6478 | 0 | 0 | 1073952.6223 | 0 | 1073953.6223 | 0 | 0 | 575.8586 | 0 | 0 | 0 | 3955.0048 | 0 | 0 | 0 | 0 | 0 | 0 | 6101.2675 | 0 | 0 | 10632.131 | 0 | 10632.1409 | 0 | 0 | 58.1675 | 0 | 0 | 0 | 399.4954 | 0 | 0 | 0 | 0 | 0 | 0 | 616.2896 | 0 | 0 | 1073.9526 | 0 | 1073.9536 | 0 | 0 | 0 | 0 | 9.2472 | 0 | 0 | 0 | 0 | 1.3464 | 14.2653 | 0 | 0 | 24.8589 | 24.8589 | 24.8589 | 1
US_5C_SH_2016_NG | 5C | SH | NG | 6084 | DOE.determination2016 | HotelSmall | STD2016 | PortAngeles | Zone5C | Zone5C(PortAngeles) | DOE.determination2016_STD2016 | regular | US | 0.1032 | 0.99 | DOE.determination2016_HotelSmall_STD2016_Vancouver.table.csv.gz | Small Hotel | William R Fairchild WA USA TMY3 WMO#=727885 | Natural Gas | 54253.0519 | 0 | 0 | 0 | 399495.4379 | 0 | 0 | 0 | 0 | 0 | 0 | 615730.4357 | 0 | 0 | 1069478.9255 | 0 | 1069479.9255 | 0 | 0 | 537.1052 | 0 | 0 | 0 | 3955.0048 | 0 | 0 | 0 | 0 | 0 | 0 | 6095.7313 | 0 | 0 | 10587.8414 | 0 | 10587.8513 | 0 | 0 | 54.2531 | 0 | 0 | 0 | 399.4954 | 0 | 0 | 0 | 0 | 0 | 0 | 615.7304 | 0 | 0 | 1069.4789 | 0 | 1069.4799 | 0 | 0 | 0 | 0 | 9.2472 | 0 | 0 | 0 | 0 | 1.2558 | 14.2524 | 0 | 0 | 24.7553 | 24.7553 | 24.7553 | 2
US_6A_SH_2013_NG | 6A | SH | NG | 3264 | DOE.determination2013 | HotelSmall | STD2013 | Rochester | Zone6A | Zone6A(Rochester) | DOE.determination2013_STD2013 | regular | US | 0.1032 | 0.99 | DOE.determination2013_HotelSmall_STD2013_Burlington.table.csv.gz | Small Hotel | Rochester International Arpt MN USA TMY3 WMO#=726440 | Natural Gas | 163071.9355 | 0 | 0 | 0 | 399495.4379 | 0 | 0 | 0 | 0 | 0 | 0 | 653794.7712 | 0 | 0 | 1216362.1446 | 0 | 1216363.1446 | 0 | 0 | 1614.4122 | 0 | 0 | 0 | 3955.0048 | 0 | 0 | 0 | 0 | 0 | 0 | 6472.5682 | 0 | 0 | 12041.9852 | 0 | 12041.9951 | 0 | 0 | 163.0719 | 0 | 0 | 0 | 399.4954 | 0 | 0 | 0 | 0 | 0 | 0 | 653.7948 | 0 | 0 | 1216.3621 | 0 | 1216.3631 | 0 | 0 | 0 | 0 | 9.2472 | 0 | 0 | 0 | 0 | 3.7746 | 15.1334 | 0 | 0 | 28.1553 | 28.1552 | 28.1552 | 1
US_6A_SH_2016_NG | 6A | SH | NG | 5304 | DOE.determination2016 | HotelSmall | STD2016 | Rochester | Zone6A | Zone6A(Rochester) | DOE.determination2016_STD2016 | regular | US | 0.1032 | 0.99 | DOE.determination2016_HotelSmall_STD2016_Burlington.table.csv.gz | Small Hotel | Rochester International Arpt MN USA TMY3 WMO#=726440 | Natural Gas | 159328.0579 | 0 | 0 | 0 | 399495.4379 | 0 | 0 | 0 | 0 | 0 | 0 | 652894.3449 | 0 | 0 | 1211717.8407 | 0 | 1211718.8407 | 0 | 0 | 1577.3478 | 0 | 0 | 0 | 3955.0048 | 0 | 0 | 0 | 0 | 0 | 0 | 6463.654 | 0 | 0 | 11996.0066 | 0 | 11996.0165 | 0 | 0 | 159.3281 | 0 | 0 | 0 | 399.4954 | 0 | 0 | 0 | 0 | 0 | 0 | 652.8943 | 0 | 0 | 1211.7178 | 0 | 1211.7188 | 0 | 0 | 0 | 0 | 9.2472 | 0 | 0 | 0 | 0 | 3.688 | 15.1126 | 0 | 0 | 28.0477 | 28.0477 | 28.0477 | 2
US_6B_SH_2013_NG | 6B | SH | NG | 3564 | DOE.determination2013 | HotelSmall | STD2013 | Great_Falls | Zone6B | Zone6B(Great_Falls) | DOE.determination2013_STD2013 | regular | US | 0.1032 | 0.99 | DOE.determination2013_HotelSmall_STD2013_Helena.table.csv.gz | Small Hotel | Great Falls Intl Arpt MT USA TMY3 WMO#=727750 | Natural Gas | 109368.6175 | 0 | 0 | 0 | 399495.4379 | 0 | 0 | 0 | 0 | 0 | 0 | 645103.2882 | 0 | 0 | 1153967.3436 | 0 | 1153968.3436 | 0 | 0 | 1082.7493 | 0 | 0 | 0 | 3955.0048 | 0 | 0 | 0 | 0 | 0 | 0 | 6386.5226 | 0 | 0 | 11424.2767 | 0 | 11424.2866 | 0 | 0 | 109.3686 | 0 | 0 | 0 | 399.4954 | 0 | 0 | 0 | 0 | 0 | 0 | 645.1033 | 0 | 0 | 1153.9673 | 0 | 1153.9683 | 0 | 0 | 0 | 0 | 9.2472 | 0 | 0 | 0 | 0 | 2.5316 | 14.9323 | 0 | 0 | 26.711 | 26.711 | 26.711 | 1
US_6B_SH_2016_NG | 6B | SH | NG | 5604 | DOE.determination2016 | HotelSmall | STD2016 | Great_Falls | Zone6B | Zone6B(Great_Falls) | DOE.determination2016_STD2016 | regular | US | 0.1032 | 0.99 | DOE.determination2016_HotelSmall_STD2016_Helena.table.csv.gz | Small Hotel | Great Falls Intl Arpt MT USA TMY3 WMO#=727750 | Natural Gas | 105700.5652 | 0 | 0 | 0 | 399495.4379 | 0 | 0 | 0 | 0 | 0 | 0 | 644250.2528 | 0 | 0 | 1149446.2559 | 0 | 1149447.2559 | 0 | 0 | 1046.4356 | 0 | 0 | 0 | 3955.0048 | 0 | 0 | 0 | 0 | 0 | 0 | 6378.0775 | 0 | 0 | 11379.5179 | 0 | 11379.5278 | 0 | 0 | 105.7006 | 0 | 0 | 0 | 399.4954 | 0 | 0 | 0 | 0 | 0 | 0 | 644.2503 | 0 | 0 | 1149.4463 | 0 | 1149.4473 | 0 | 0 | 0 | 0 | 9.2472 | 0 | 0 | 0 | 0 | 2.4467 | 14.9125 | 0 | 0 | 26.6063 | 26.6063 | 26.6063 | 2
US_7_SH_2013_NG | 7 | SH | NG | 3384 | DOE.determination2013 | HotelSmall | STD2013 | InternationalFalls | Zone7 | Zone7(InternationalFalls) | DOE.determination2013_STD2013 | regular | US | 0.1032 | 0.99 | DOE.determination2013_HotelSmall_STD2013_Duluth.table.csv.gz | Small Hotel | International Falls Intl Ap MN USA TMY3 WMO#=727470 | Natural Gas | 206245.0053 | 0 | 0 | 0 | 399495.4379 | 0 | 0 | 0 | 0 | 0 | 0 | 693754.741 | 0 | 0 | 1299504.6624 | 0 | 1299496.1842 | 0 | 0 | 2041.8256 | 0 | 0 | 0 | 3955.0048 | 0 | 0 | 0 | 0 | 0 | 0 | 6868.1719 | 0 | 0 | 12865.0962 | 0 | 12865.0122 | 0 | 0 | 206.245 | 0 | 0 | 0 | 399.4954 | 0 | 0 | 0 | 0 | 0 | 0 | 693.7547 | 0 | 0 | 1299.5047 | 0 | 1299.4962 | 0 | 0 | 0 | 0 | 9.2472 | 0 | 0 | 0 | 0 | 4.774 | 16.0584 | 0 | 0 | 30.0795 | 30.0797 | 30.0795 | 1
US_7_SH_2016_NG | 7 | SH | NG | 5424 | DOE.determination2016 | HotelSmall | STD2016 | InternationalFalls | Zone7 | Zone7(InternationalFalls) | DOE.determination2016_STD2016 | regular | US | 0.1032 | 0.99 | DOE.determination2016_HotelSmall_STD2016_Duluth.table.csv.gz | Small Hotel | International Falls Intl Ap MN USA TMY3 WMO#=727470 | Natural Gas | 202880.2545 | 0 | 0 | 0 | 399495.4379 | 0 | 0 | 0 | 0 | 0 | 0 | 692778.4894 | 0 | 0 | 1295154.1818 | 0 | 1295155.1818 | 0 | 0 | 2008.5145 | 0 | 0 | 0 | 3955.0048 | 0 | 0 | 0 | 0 | 0 | 0 | 6858.507 | 0 | 0 | 12822.0264 | 0 | 12822.0363 | 0 | 0 | 202.8803 | 0 | 0 | 0 | 399.4954 | 0 | 0 | 0 | 0 | 0 | 0 | 692.7785 | 0 | 0 | 1295.1542 | 0 | 1295.1552 | 0 | 0 | 0 | 0 | 9.2472 | 0 | 0 | 0 | 0 | 4.6961 | 16.0358 | 0 | 0 | 29.9791 | 29.979 | 29.979 | 2
US_8_SH_2013_NG | 8 | SH | NG | 3504 | DOE.determination2013 | HotelSmall | STD2013 | FairBanks | Zone8 | Zone8(FairBanks) | DOE.determination2013_STD2013 | regular | US | 0.1032 | 0.99 | DOE.determination2013_HotelSmall_STD2013_Fairbanks.table.csv.gz | Small Hotel | Fairbanks Intl Arpt AK USA TMY3 WMO#=702610 | Natural Gas | 290344.8184 | 0 | 0 | 0 | 399495.4379 | 0 | 0 | 0 | 0 | 0 | 0 | 747818.2295 | 0 | 0 | 1437658.4858 | 0 | 1437659.4858 | 0 | 0 | 2874.4137 | 0 | 0 | 0 | 3955.0048 | 0 | 0 | 0 | 0 | 0 | 0 | 7403.4005 | 0 | 0 | 14232.819 | 0 | 14232.8289 | 0 | 0 | 290.3448 | 0 | 0 | 0 | 399.4954 | 0 | 0 | 0 | 0 | 0 | 0 | 747.8182 | 0 | 0 | 1437.6585 | 0 | 1437.6595 | 0 | 0 | 0 | 0 | 9.2472 | 0 | 0 | 0 | 0 | 6.7206 | 17.3098 | 0 | 0 | 33.2776 | 33.2776 | 33.2776 | 1
US_8_SH_2016_NG | 8 | SH | NG | 5544 | DOE.determination2016 | HotelSmall | STD2016 | FairBanks | Zone8 | Zone8(FairBanks) | DOE.determination2016_STD2016 | regular | US | 0.1032 | 0.99 | DOE.determination2016_HotelSmall_STD2016_Fairbanks.table.csv.gz | Small Hotel | Fairbanks Intl Arpt AK USA TMY3 WMO#=702610 | Natural Gas | 282676.9779 | 0 | 0 | 0 | 399495.4379 | 0 | 0 | 0 | 0 | 0 | 0 | 746557.6327 | 0 | 0 | 1428730.0485 | 0 | 1428731.0485 | 0 | 0 | 2798.5021 | 0 | 0 | 0 | 3955.0048 | 0 | 0 | 0 | 0 | 0 | 0 | 7390.9206 | 0 | 0 | 14144.4275 | 0 | 14144.4374 | 0 | 0 | 282.677 | 0 | 0 | 0 | 399.4954 | 0 | 0 | 0 | 0 | 0 | 0 | 746.5576 | 0 | 0 | 1428.73 | 0 | 1428.731 | 0 | 0 | 0 | 0 | 9.2472 | 0 | 0 | 0 | 0 | 6.5431 | 17.2806 | 0 | 0 | 33.0709 | 33.0709 | 33.0709 | 2
US_1A_SO_2013_NG | 1A | SO | NG | 374 | DOE.determination2013 | OfficeSmall | STD2013 | Honolulu | Zone1A | Zone1A(Honolulu) | DOE.determination2013_STD2013 | regular | US | 0.1032 | 0.99 | DOE.determination2013_OfficeSmall_STD2013_Miami.table.csv.gz | Small Office | Honolulu Intl Arpt HI USA TMY3 WMO#=911820 | Natural Gas | 0 | 0 | 0 | 0 | 0 | 0 | 0 | 0 | 0 | 0 | 0 | 0 | 0 | 0 | 0 | 0 | 1 | 0 | 0 | 0 | 0 | 0 | 0 | 0 | 0 | 0 | 0 | 0 | 0 | 0 | 0 | 0 | 0 | 0 | 0 | 0.0099 | 0 | 0 | 0 | 0 | 0 | 0 | 0 | 0 | 0 | 0 | 0 | 0 | 0 | 0 | 0 | 0 | 0 | 0 | 0.001 | 0 | 0 | 0 | 0 | 0 | 0 | 0 | 0 | 0 | 0 | 0 | 0 | 0 | 0.00018175 | 0 | 0 | 1
US_1A_SO_2016_NG | 1A | SO | NG | 578 | DOE.determination2016 | OfficeSmall | STD2016 | Honolulu | Zone1A | Zone1A(Honolulu) | DOE.determination2016_STD2016 | regular | US | 0.1032 | 0.99 | DOE.determination2016_OfficeSmall_STD2016_Miami.table.csv.gz | Small Office | Honolulu Intl Arpt HI USA TMY3 WMO#=911820 | Natural Gas | 0 | 0 | 0 | 0 | 0 | 0 | 0 | 0 | 0 | 0 | 0 | 0 | 0 | 0 | 0 | 0 | 1 | 0 | 0 | 0 | 0 | 0 | 0 | 0 | 0 | 0 | 0 | 0 | 0 | 0 | 0 | 0 | 0 | 0 | 0 | 0.0099 | 0 | 0 | 0 | 0 | 0 | 0 | 0 | 0 | 0 | 0 | 0 | 0 | 0 | 0 | 0 | 0 | 0 | 0 | 0.001 | 0 | 0 | 0 | 0 | 0 | 0 | 0 | 0 | 0 | 0 | 0 | 0 | 0 | 0.00018175 | 0 | 0 | 2
US_1B_SO_2013_NG | 1B | SO | NG | 386 | DOE.determination2013 | OfficeSmall | STD2013 | NewDelhi | Zone1B | Zone1B(NewDelhi) | DOE.determination2013_STD2013 | regular | US | 0.1032 | 0.99 | DOE.determination2013_OfficeSmall_STD2013_Riyadh.table.csv.gz | Small Office | New Delhi-Safdarjung AP Delhi IND IWEC2 WMO#=421820 | Natural Gas | 0 | 0 | 0 | 0 | 0 | 0 | 0 | 0 | 0 | 0 | 0 | 0 | 0 | 0 | 0 | 0 | 1 | 0 | 0 | 0 | 0 | 0 | 0 | 0 | 0 | 0 | 0 | 0 | 0 | 0 | 0 | 0 | 0 | 0 | 0 | 0.0099 | 0 | 0 | 0 | 0 | 0 | 0 | 0 | 0 | 0 | 0 | 0 | 0 | 0 | 0 | 0 | 0 | 0 | 0 | 0.001 | 0 | 0 | 0 | 0 | 0 | 0 | 0 | 0 | 0 | 0 | 0 | 0 | 0 | 0.00018175 | 0 | 0 | 1
US_1B_SO_2016_NG | 1B | SO | NG | 590 | DOE.determination2016 | OfficeSmall | STD2016 | NewDelhi | Zone1B | Zone1B(NewDelhi) | DOE.determination2016_STD2016 | regular | US | 0.1032 | 0.99 | DOE.determination2016_OfficeSmall_STD2016_Riyadh.table.csv.gz | Small Office | New Delhi-Safdarjung AP Delhi IND IWEC2 WMO#=421820 | Natural Gas | 0 | 0 | 0 | 0 | 0 | 0 | 0 | 0 | 0 | 0 | 0 | 0 | 0 | 0 | 0 | 0 | 1 | 0 | 0 | 0 | 0 | 0 | 0 | 0 | 0 | 0 | 0 | 0 | 0 | 0 | 0 | 0 | 0 | 0 | 0 | 0.0099 | 0 | 0 | 0 | 0 | 0 | 0 | 0 | 0 | 0 | 0 | 0 | 0 | 0 | 0 | 0 | 0 | 0 | 0 | 0.001 | 0 | 0 | 0 | 0 | 0 | 0 | 0 | 0 | 0 | 0 | 0 | 0 | 0 | 0.00018175 | 0 | 0 | 2
US_2A_SO_2013_NG | 2A | SO | NG | 362 | DOE.determination2013 | OfficeSmall | STD2013 | Tampa | Zone2A | Zone2A(Tampa) | DOE.determination2013_STD2013 | regular | US | 0.1032 | 0.99 | DOE.determination2013_OfficeSmall_STD2013_Houston.table.csv.gz | Small Office | Tampa-MacDill AFB FL USA TMY3 WMO#=747880 | Natural Gas | 37.9127 | 0 | 0 | 0 | 0 | 0 | 0 | 0 | 0 | 0 | 0 | 0 | 0 | 0 | 37.9127 | 0 | 38.9127 | 0 | 0 | 0.37534 | 0 | 0 | 0 | 0 | 0 | 0 | 0 | 0 | 0 | 0 | 0 | 0 | 0 | 0.37534 | 0 | 0.38524 | 0 | 0 | 0.037913 | 0 | 0 | 0 | 0 | 0 | 0 | 0 | 0 | 0 | 0 | 0 | 0 | 0 | 0.037913 | 0 | 0.038913 | 0 | 0 | 0 | 0 | 0 | 0 | 0 | 0 | 0 | 0.0068907 | 0 | 0 | 0 | 0.0070725 | 0.0068907 | 0.0068907 | 1
US_2A_SO_2016_NG | 2A | SO | NG | 566 | DOE.determination2016 | OfficeSmall | STD2016 | Tampa | Zone2A | Zone2A(Tampa) | DOE.determination2016_STD2016 | regular | US | 0.1032 | 0.99 | DOE.determination2016_OfficeSmall_STD2016_Houston.table.csv.gz | Small Office | Tampa-MacDill AFB FL USA TMY3 WMO#=747880 | Natural Gas | 37.9127 | 0 | 0 | 0 | 0 | 0 | 0 | 0 | 0 | 0 | 0 | 0 | 0 | 0 | 37.9127 | 0 | 38.9127 | 0 | 0 | 0.37534 | 0 | 0 | 0 | 0 | 0 | 0 | 0 | 0 | 0 | 0 | 0 | 0 | 0 | 0.37534 | 0 | 0.38524 | 0 | 0 | 0.037913 | 0 | 0 | 0 | 0 | 0 | 0 | 0 | 0 | 0 | 0 | 0 | 0 | 0 | 0.037913 | 0 | 0.038913 | 0 | 0 | 0 | 0 | 0 | 0 | 0 | 0 | 0 | 0.0068907 | 0 | 0 | 0 | 0.0070725 | 0.0068907 | 0.0068907 | 2
US_2B_SO_2013_NG | 2B | SO | NG | 380 | DOE.determination2013 | OfficeSmall | STD2013 | Tucson | Zone2B | Zone2B(Tucson) | DOE.determination2013_STD2013 | regular | US | 0.1032 | 0.99 | DOE.determination2013_OfficeSmall_STD2013_Phoenix.table.csv.gz | Small Office | Tucson-Davis Monthan AFB AZ USA TMY3 WMO#=722745 | Natural Gas | 18.9563 | 0 | 0 | 0 | 0 | 0 | 0 | 0 | 0 | 0 | 0 | 0 | 0 | 0 | 18.9563 | 0 | 19.9563 | 0 | 0 | 0.18767 | 0 | 0 | 0 | 0 | 0 | 0 | 0 | 0 | 0 | 0 | 0 | 0 | 0 | 0.18767 | 0 | 0.19757 | 0 | 0 | 0.018956 | 0 | 0 | 0 | 0 | 0 | 0 | 0 | 0 | 0 | 0 | 0 | 0 | 0 | 0.018956 | 0 | 0.019956 | 0 | 0 | 0 | 0 | 0 | 0 | 0 | 0 | 0 | 0.0034454 | 0 | 0 | 0 | 0.0036271 | 0.0034454 | 0.0034454 | 1
US_2B_SO_2016_NG | 2B | SO | NG | 584 | DOE.determination2016 | OfficeSmall | STD2016 | Tucson | Zone2B | Zone2B(Tucson) | DOE.determination2016_STD2016 | regular | US | 0.1032 | 0.99 | DOE.determination2016_OfficeSmall_STD2016_Phoenix.table.csv.gz | Small Office | Tucson-Davis Monthan AFB AZ USA TMY3 WMO#=722745 | Natural Gas | 28.4345 | 0 | 0 | 0 | 0 | 0 | 0 | 0 | 0 | 0 | 0 | 0 | 0 | 0 | 28.4345 | 0 | 29.4345 | 0 | 0 | 0.2815 | 0 | 0 | 0 | 0 | 0 | 0 | 0 | 0 | 0 | 0 | 0 | 0 | 0 | 0.2815 | 0 | 0.2914 | 0 | 0 | 0.028435 | 0 | 0 | 0 | 0 | 0 | 0 | 0 | 0 | 0 | 0 | 0 | 0 | 0 | 0.028435 | 0 | 0.029435 | 0 | 0 | 0 | 0 | 0 | 0 | 0 | 0 | 0 | 0.005168 | 0 | 0 | 0 | 0.0053498 | 0.005168 | 0.005168 | 2
US_3A_SO_2013_NG | 3A | SO | NG | 368 | DOE.determination2013 | OfficeSmall | STD2013 | Atlanta | Zone3A | Zone3A(Atlanta) | DOE.determination2013_STD2013 | regular | US | 0.1032 | 0.99 | DOE.determination2013_OfficeSmall_STD2013_Memphis.table.csv.gz | Small Office | Atlanta-Hartsfield Jackson Intl AP GA USA TMY3 WMO#=722190 | Natural Gas | 1156.3369 | 0 | 0 | 0 | 0 | 0 | 0 | 0 | 0 | 0 | 0 | 0 | 0 | 0 | 1156.3369 | 0 | 1157.3369 | 0 | 0 | 11.4477 | 0 | 0 | 0 | 0 | 0 | 0 | 0 | 0 | 0 | 0 | 0 | 0 | 0 | 11.4477 | 0 | 11.4576 | 0 | 0 | 1.1563 | 0 | 0 | 0 | 0 | 0 | 0 | 0 | 0 | 0 | 0 | 0 | 0 | 0 | 1.1563 | 0 | 1.1573 | 0 | 0 | 0 | 0 | 0 | 0 | 0 | 0 | 0 | 0.21017 | 0 | 0 | 0 | 0.21035 | 0.21017 | 0.21017 | 1
US_3A_SO_2016_NG | 3A | SO | NG | 572 | DOE.determination2016 | OfficeSmall | STD2016 | Atlanta | Zone3A | Zone3A(Atlanta) | DOE.determination2016_STD2016 | regular | US | 0.1032 | 0.99 | DOE.determination2016_OfficeSmall_STD2016_Memphis.table.csv.gz | Small Office | Atlanta-Hartsfield Jackson Intl AP GA USA TMY3 WMO#=722190 | Natural Gas | 1251.1186 | 0 | 0 | 0 | 0 | 0 | 0 | 0 | 0 | 0 | 0 | 0 | 0 | 0 | 1251.1186 | 0 | 1252.1186 | 0 | 0 | 12.3861 | 0 | 0 | 0 | 0 | 0 | 0 | 0 | 0 | 0 | 0 | 0 | 0 | 0 | 12.3861 | 0 | 12.396 | 0 | 0 | 1.2511 | 0 | 0 | 0 | 0 | 0 | 0 | 0 | 0 | 0 | 0 | 0 | 0 | 0 | 1.2511 | 0 | 1.2521 | 0 | 0 | 0 | 0 | 0 | 0 | 0 | 0 | 0 | 0.22739 | 0 | 0 | 0 | 0.22758 | 0.22739 | 0.22739 | 2
US_3B_SO_2013_NG | 3B | SO | NG | 344 | DOE.determination2013 | OfficeSmall | STD2013 | ElPaso | Zone3B | Zone3B(ElPaso) | DOE.determination2013_STD2013 | regular | US | 0.1032 | 0.99 | DOE.determination2013_OfficeSmall_STD2013_ElPaso.table.csv.gz | Small Office | El Paso International Ap Ut TX USA TMY3 WMO#=722700 | Natural Gas | 312.7796 | 0 | 0 | 0 | 0 | 0 | 0 | 0 | 0 | 0 | 0 | 0 | 0 | 0 | 312.7796 | 0 | 313.7796 | 0 | 0 | 3.0965 | 0 | 0 | 0 | 0 | 0 | 0 | 0 | 0 | 0 | 0 | 0 | 0 | 0 | 3.0965 | 0 | 3.1064 | 0 | 0 | 0.31278 | 0 | 0 | 0 | 0 | 0 | 0 | 0 | 0 | 0 | 0 | 0 | 0 | 0 | 0.31278 | 0 | 0.31378 | 0 | 0 | 0 | 0 | 0 | 0 | 0 | 0 | 0 | 0.056848 | 0 | 0 | 0 | 0.05703 | 0.056848 | 0.056848 | 1
US_3B_SO_2016_NG | 3B | SO | NG | 548 | DOE.determination2016 | OfficeSmall | STD2016 | ElPaso | Zone3B | Zone3B(ElPaso) | DOE.determination2016_STD2016 | regular | US | 0.1032 | 0.99 | DOE.determination2016_OfficeSmall_STD2016_ElPaso.table.csv.gz | Small Office | El Paso International Ap Ut TX USA TMY3 WMO#=722700 | Natural Gas | 350.6923 | 0 | 0 | 0 | 0 | 0 | 0 | 0 | 0 | 0 | 0 | 0 | 0 | 0 | 350.6923 | 0 | 351.6923 | 0 | 0 | 3.4719 | 0 | 0 | 0 | 0 | 0 | 0 | 0 | 0 | 0 | 0 | 0 | 0 | 0 | 3.4719 | 0 | 3.4818 | 0 | 0 | 0.35069 | 0 | 0 | 0 | 0 | 0 | 0 | 0 | 0 | 0 | 0 | 0 | 0 | 0 | 0.35069 | 0 | 0.35169 | 0 | 0 | 0 | 0 | 0 | 0 | 0 | 0 | 0 | 0.063739 | 0 | 0 | 0 | 0.063921 | 0.063739 | 0.063739 | 2
US_3C_SO_2013_NG | 3C | SO | NG | 398 | DOE.determination2013 | OfficeSmall | STD2013 | SanDiego | Zone3C | Zone3C(SanDiego) | DOE.determination2013_STD2013 | regular | US | 0.1032 | 0.99 | DOE.determination2013_OfficeSmall_STD2013_SanFrancisco.table.csv.gz | Small Office | San Diego-Brown Field Muni AP CA USA TMY3 WMO#=722904 | Natural Gas | 0 | 0 | 0 | 0 | 0 | 0 | 0 | 0 | 0 | 0 | 0 | 0 | 0 | 0 | 0 | 0 | 1 | 0 | 0 | 0 | 0 | 0 | 0 | 0 | 0 | 0 | 0 | 0 | 0 | 0 | 0 | 0 | 0 | 0 | 0 | 0.0099 | 0 | 0 | 0 | 0 | 0 | 0 | 0 | 0 | 0 | 0 | 0 | 0 | 0 | 0 | 0 | 0 | 0 | 0 | 0.001 | 0 | 0 | 0 | 0 | 0 | 0 | 0 | 0 | 0 | 0 | 0 | 0 | 0 | 0.00018175 | 0 | 0 | 1
US_3C_SO_2016_NG | 3C | SO | NG | 602 | DOE.determination2016 | OfficeSmall | STD2016 | SanDiego | Zone3C | Zone3C(SanDiego) | DOE.determination2016_STD2016 | regular | US | 0.1032 | 0.99 | DOE.determination2016_OfficeSmall_STD2016_SanFrancisco.table.csv.gz | Small Office | San Diego-Brown Field Muni AP CA USA TMY3 WMO#=722904 | Natural Gas | 0 | 0 | 0 | 0 | 0 | 0 | 0 | 0 | 0 | 0 | 0 | 0 | 0 | 0 | 0 | 0 | 1 | 0 | 0 | 0 | 0 | 0 | 0 | 0 | 0 | 0 | 0 | 0 | 0 | 0 | 0 | 0 | 0 | 0 | 0 | 0.0099 | 0 | 0 | 0 | 0 | 0 | 0 | 0 | 0 | 0 | 0 | 0 | 0 | 0 | 0 | 0 | 0 | 0 | 0 | 0.001 | 0 | 0 | 0 | 0 | 0 | 0 | 0 | 0 | 0 | 0 | 0 | 0 | 0 | 0.00018175 | 0 | 0 | 2
US_4A_SO_2013_NG | 4A | SO | NG | 314 | DOE.determination2013 | OfficeSmall | STD2013 | NewYork | Zone4A | Zone4A(NewYork) | DOE.determination2013_STD2013 | regular | US | 0.1032 | 0.99 | DOE.determination2013_OfficeSmall_STD2013_Baltimore.table.csv.gz | Small Office | New York-John F Kennedy Intl AP NY USA TMY3 WMO#=744860 | Natural Gas | 1241.6404 | 0 | 0 | 0 | 0 | 0 | 0 | 0 | 0 | 0 | 0 | 0 | 0 | 0 | 1241.6404 | 0 | 1242.6404 | 0 | 0 | 12.2922 | 0 | 0 | 0 | 0 | 0 | 0 | 0 | 0 | 0 | 0 | 0 | 0 | 0 | 12.2922 | 0 | 12.3021 | 0 | 0 | 1.2416 | 0 | 0 | 0 | 0 | 0 | 0 | 0 | 0 | 0 | 0 | 0 | 0 | 0 | 1.2416 | 0 | 1.2426 | 0 | 0 | 0 | 0 | 0 | 0 | 0 | 0 | 0 | 0.22567 | 0 | 0 | 0 | 0.22585 | 0.22567 | 0.22567 | 1
US_4A_SO_2016_NG | 4A | SO | NG | 518 | DOE.determination2016 | OfficeSmall | STD2016 | NewYork | Zone4A | Zone4A(NewYork) | DOE.determination2016_STD2016 | regular | US | 0.1032 | 0.99 | DOE.determination2016_OfficeSmall_STD2016_Baltimore.table.csv.gz | Small Office | New York-John F Kennedy Intl AP NY USA TMY3 WMO#=744860 | Natural Gas | 1393.2912 | 0 | 0 | 0 | 0 | 0 | 0 | 0 | 0 | 0 | 0 | 0 | 0 | 0 | 1393.2912 | 0 | 1394.2912 | 0 | 0 | 13.7936 | 0 | 0 | 0 | 0 | 0 | 0 | 0 | 0 | 0 | 0 | 0 | 0 | 0 | 13.7936 | 0 | 13.8035 | 0 | 0 | 1.3933 | 0 | 0 | 0 | 0 | 0 | 0 | 0 | 0 | 0 | 0 | 0 | 0 | 0 | 1.3933 | 0 | 1.3943 | 0 | 0 | 0 | 0 | 0 | 0 | 0 | 0 | 0 | 0.25323 | 0 | 0 | 0 | 0.25342 | 0.25323 | 0.25323 | 2
US_4B_SO_2013_NG | 4B | SO | NG | 308 | DOE.determination2013 | OfficeSmall | STD2013 | Albuquerque | Zone4B | Zone4B(Albuquerque) | DOE.determination2013_STD2013 | regular | US | 0.1032 | 0.99 | DOE.determination2013_OfficeSmall_STD2013_Albuquerque.table.csv.gz | Small Office | Albuquerque Intl Sunport NM USA TMY3 WMO#=723650 | Natural Gas | 246.4325 | 0 | 0 | 0 | 0 | 0 | 0 | 0 | 0 | 0 | 0 | 0 | 0 | 0 | 246.4325 | 0 | 247.4325 | 0 | 0 | 2.4397 | 0 | 0 | 0 | 0 | 0 | 0 | 0 | 0 | 0 | 0 | 0 | 0 | 0 | 2.4397 | 0 | 2.4496 | 0 | 0 | 0.24643 | 0 | 0 | 0 | 0 | 0 | 0 | 0 | 0 | 0 | 0 | 0 | 0 | 0 | 0.24643 | 0 | 0.24743 | 0 | 0 | 0 | 0 | 0 | 0 | 0 | 0 | 0 | 0.04479 | 0 | 0 | 0 | 0.044971 | 0.04479 | 0.04479 | 1
US_4B_SO_2016_NG | 4B | SO | NG | 512 | DOE.determination2016 | OfficeSmall | STD2016 | Albuquerque | Zone4B | Zone4B(Albuquerque) | DOE.determination2016_STD2016 | regular | US | 0.1032 | 0.99 | DOE.determination2016_OfficeSmall_STD2016_Albuquerque.table.csv.gz | Small Office | Albuquerque Intl Sunport NM USA TMY3 WMO#=723650 | Natural Gas | 312.7796 | 0 | 0 | 0 | 0 | 0 | 0 | 0 | 0 | 0 | 0 | 0 | 0 | 0 | 312.7796 | 0 | 313.7796 | 0 | 0 | 3.0965 | 0 | 0 | 0 | 0 | 0 | 0 | 0 | 0 | 0 | 0 | 0 | 0 | 0 | 3.0965 | 0 | 3.1064 | 0 | 0 | 0.31278 | 0 | 0 | 0 | 0 | 0 | 0 | 0 | 0 | 0 | 0 | 0 | 0 | 0 | 0.31278 | 0 | 0.31378 | 0 | 0 | 0 | 0 | 0 | 0 | 0 | 0 | 0 | 0.056848 | 0 | 0 | 0 | 0.05703 | 0.056848 | 0.056848 | 2
US_4C_SO_2013_NG | 4C | SO | NG | 392 | DOE.determination2013 | OfficeSmall | STD2013 | Seattle | Zone4C | Zone4C(Seattle) | DOE.determination2013_STD2013 | regular | US | 0.1032 | 0.99 | DOE.determination2013_OfficeSmall_STD2013_Salem.table.csv.gz | Small Office | Seattle Seattle Tacoma Intl A WA USA TMY3 WMO#=727930 | Natural Gas | 123.2162 | 0 | 0 | 0 | 0 | 0 | 0 | 0 | 0 | 0 | 0 | 0 | 0 | 0 | 123.2162 | 0 | 124.2162 | 0 | 0 | 1.2198 | 0 | 0 | 0 | 0 | 0 | 0 | 0 | 0 | 0 | 0 | 0 | 0 | 0 | 1.2198 | 0 | 1.2297 | 0 | 0 | 0.12322 | 0 | 0 | 0 | 0 | 0 | 0 | 0 | 0 | 0 | 0 | 0 | 0 | 0 | 0.12322 | 0 | 0.12422 | 0 | 0 | 0 | 0 | 0 | 0 | 0 | 0 | 0 | 0.022395 | 0 | 0 | 0 | 0.022577 | 0.022395 | 0.022395 | 1
US_4C_SO_2016_NG | 4C | SO | NG | 596 | DOE.determination2016 | OfficeSmall | STD2016 | Seattle | Zone4C | Zone4C(Seattle) | DOE.determination2016_STD2016 | regular | US | 0.1032 | 0.99 | DOE.determination2016_OfficeSmall_STD2016_Salem.table.csv.gz | Small Office | Seattle Seattle Tacoma Intl A WA USA TMY3 WMO#=727930 | Natural Gas | 170.6071 | 0 | 0 | 0 | 0 | 0 | 0 | 0 | 0 | 0 | 0 | 0 | 0 | 0 | 170.6071 | 0 | 171.6071 | 0 | 0 | 1.689 | 0 | 0 | 0 | 0 | 0 | 0 | 0 | 0 | 0 | 0 | 0 | 0 | 0 | 1.689 | 0 | 1.6989 | 0 | 0 | 0.17061 | 0 | 0 | 0 | 0 | 0 | 0 | 0 | 0 | 0 | 0 | 0 | 0 | 0 | 0.17061 | 0 | 0.17161 | 0 | 0 | 0 | 0 | 0 | 0 | 0 | 0 | 0 | 0.031008 | 0 | 0 | 0 | 0.03119 | 0.031008 | 0.031008 | 2
US_5A_SO_2013_NG | 5A | SO | NG | 332 | DOE.determination2013 | OfficeSmall | STD2013 | Buffalo | Zone5A | Zone5A(Buffalo) | DOE.determination2013_STD2013 | regular | US | 0.1032 | 0.99 | DOE.determination2013_OfficeSmall_STD2013_Chicago.table.csv.gz | Small Office | Buffalo Niagara Intl AP NY USA TMY3 WMO#=725280 | Natural Gas | 5582.6428 | 0 | 0 | 0 | 0 | 0 | 0 | 0 | 0 | 0 | 0 | 0 | 0 | 0 | 5582.6428 | 0 | 5583.6428 | 0 | 0 | 55.2682 | 0 | 0 | 0 | 0 | 0 | 0 | 0 | 0 | 0 | 0 | 0 | 0 | 0 | 55.2682 | 0 | 55.2781 | 0 | 0 | 5.5826 | 0 | 0 | 0 | 0 | 0 | 0 | 0 | 0 | 0 | 0 | 0 | 0 | 0 | 5.5826 | 0 | 5.5836 | 0 | 0 | 0 | 0 | 0 | 0 | 0 | 0 | 0 | 1.0147 | 0 | 0 | 0 | 1.0148 | 1.0147 | 1.0147 | 1
US_5A_SO_2016_NG | 5A | SO | NG | 536 | DOE.determination2016 | OfficeSmall | STD2016 | Buffalo | Zone5A | Zone5A(Buffalo) | DOE.determination2016_STD2016 | regular | US | 0.1032 | 0.99 | DOE.determination2016_OfficeSmall_STD2016_Chicago.table.csv.gz | Small Office | Buffalo Niagara Intl AP NY USA TMY3 WMO#=725280 | Natural Gas | 6198.724 | 0 | 0 | 0 | 0 | 0 | 0 | 0 | 0 | 0 | 0 | 0 | 0 | 0 | 6198.724 | 0 | 6199.724 | 0 | 0 | 61.3674 | 0 | 0 | 0 | 0 | 0 | 0 | 0 | 0 | 0 | 0 | 0 | 0 | 0 | 61.3674 | 0 | 61.3773 | 0 | 0 | 6.1987 | 0 | 0 | 0 | 0 | 0 | 0 | 0 | 0 | 0 | 0 | 0 | 0 | 0 | 6.1987 | 0 | 6.1997 | 0 | 0 | 0 | 0 | 0 | 0 | 0 | 0 | 0 | 1.1266 | 0 | 0 | 0 | 1.1268 | 1.1266 | 1.1266 | 2
US_5B_SO_2013_NG | 5B | SO | NG | 320 | DOE.determination2013 | OfficeSmall | STD2013 | Denver | Zone5B | Zone5B(Denver) | DOE.determination2013_STD2013 | regular | US | 0.1032 | 0.99 | DOE.determination2013_OfficeSmall_STD2013_Boise.table.csv.gz | Small Office | Denver-Aurora-Buckley AFB CO USA TMY3 WMO#=724695 | Natural Gas | 3705.9649 | 0 | 0 | 0 | 0 | 0 | 0 | 0 | 0 | 0 | 0 | 0 | 0 | 0 | 3705.9649 | 0 | 3706.9649 | 0 | 0 | 36.6891 | 0 | 0 | 0 | 0 | 0 | 0 | 0 | 0 | 0 | 0 | 0 | 0 | 0 | 36.6891 | 0 | 36.699 | 0 | 0 | 3.706 | 0 | 0 | 0 | 0 | 0 | 0 | 0 | 0 | 0 | 0 | 0 | 0 | 0 | 3.706 | 0 | 3.707 | 0 | 0 | 0 | 0 | 0 | 0 | 0 | 0 | 0 | 0.67357 | 0 | 0 | 0 | 0.67375 | 0.67357 | 0.67357 | 1
US_5B_SO_2016_NG | 5B | SO | NG | 524 | DOE.determination2016 | OfficeSmall | STD2016 | Denver | Zone5B | Zone5B(Denver) | DOE.determination2016_STD2016 | regular | US | 0.1032 | 0.99 | DOE.determination2016_OfficeSmall_STD2016_Boise.table.csv.gz | Small Office | Denver-Aurora-Buckley AFB CO USA TMY3 WMO#=724695 | Natural Gas | 4037.7009 | 0 | 0 | 0 | 0 | 0 | 0 | 0 | 0 | 0 | 0 | 0 | 0 | 0 | 4037.7009 | 0 | 4038.7009 | 0 | 0 | 39.9732 | 0 | 0 | 0 | 0 | 0 | 0 | 0 | 0 | 0 | 0 | 0 | 0 | 0 | 39.9732 | 0 | 39.9831 | 0 | 0 | 4.0377 | 0 | 0 | 0 | 0 | 0 | 0 | 0 | 0 | 0 | 0 | 0 | 0 | 0 | 4.0377 | 0 | 4.0387 | 0 | 0 | 0 | 0 | 0 | 0 | 0 | 0 | 0 | 0.73386 | 0 | 0 | 0 | 0.73404 | 0.73386 | 0.73386 | 2
US_5C_SO_2013_NG | 5C | SO | NG | 404 | DOE.determination2013 | OfficeSmall | STD2013 | PortAngeles | Zone5C | Zone5C(PortAngeles) | DOE.determination2013_STD2013 | regular | US | 0.1032 | 0.99 | DOE.determination2013_OfficeSmall_STD2013_Vancouver.table.csv.gz | Small Office | William R Fairchild WA USA TMY3 WMO#=727885 | Natural Gas | 189.5634 | 0 | 0 | 0 | 0 | 0 | 0 | 0 | 0 | 0 | 0 | 0 | 0 | 0 | 189.5634 | 0 | 190.5634 | 0 | 0 | 1.8767 | 0 | 0 | 0 | 0 | 0 | 0 | 0 | 0 | 0 | 0 | 0 | 0 | 0 | 1.8767 | 0 | 1.8866 | 0 | 0 | 0.18956 | 0 | 0 | 0 | 0 | 0 | 0 | 0 | 0 | 0 | 0 | 0 | 0 | 0 | 0.18956 | 0 | 0.19056 | 0 | 0 | 0 | 0 | 0 | 0 | 0 | 0 | 0 | 0.034454 | 0 | 0 | 0 | 0.034635 | 0.034454 | 0.034454 | 1
US_5C_SO_2016_NG | 5C | SO | NG | 608 | DOE.determination2016 | OfficeSmall | STD2016 | PortAngeles | Zone5C | Zone5C(PortAngeles) | DOE.determination2016_STD2016 | regular | US | 0.1032 | 0.99 | DOE.determination2016_OfficeSmall_STD2016_Vancouver.table.csv.gz | Small Office | William R Fairchild WA USA TMY3 WMO#=727885 | Natural Gas | 274.867 | 0 | 0 | 0 | 0 | 0 | 0 | 0 | 0 | 0 | 0 | 0 | 0 | 0 | 274.867 | 0 | 275.867 | 0 | 0 | 2.7212 | 0 | 0 | 0 | 0 | 0 | 0 | 0 | 0 | 0 | 0 | 0 | 0 | 0 | 2.7212 | 0 | 2.7311 | 0 | 0 | 0.27487 | 0 | 0 | 0 | 0 | 0 | 0 | 0 | 0 | 0 | 0 | 0 | 0 | 0 | 0.27487 | 0 | 0.27587 | 0 | 0 | 0 | 0 | 0 | 0 | 0 | 0 | 0 | 0.049958 | 0 | 0 | 0 | 0.050139 | 0.049958 | 0.049958 | 2
US_6A_SO_2013_NG | 6A | SO | NG | 326 | DOE.determination2013 | OfficeSmall | STD2013 | Rochester | Zone6A | Zone6A(Rochester) | DOE.determination2013_STD2013 | regular | US | 0.1032 | 0.99 | DOE.determination2013_OfficeSmall_STD2013_Burlington.table.csv.gz | Small Office | Rochester International Arpt MN USA TMY3 WMO#=726440 | Natural Gas | 22785.5236 | 0 | 0 | 0 | 0 | 0 | 0 | 0 | 0 | 0 | 0 | 0 | 0 | 0 | 22785.5236 | 0 | 22786.5236 | 0 | 0 | 225.5767 | 0 | 0 | 0 | 0 | 0 | 0 | 0 | 0 | 0 | 0 | 0 | 0 | 0 | 225.5767 | 0 | 225.5866 | 0 | 0 | 22.7855 | 0 | 0 | 0 | 0 | 0 | 0 | 0 | 0 | 0 | 0 | 0 | 0 | 0 | 22.7855 | 0 | 22.7865 | 0 | 0 | 0 | 0 | 0 | 0 | 0 | 0 | 0 | 4.1413 | 0 | 0 | 0 | 4.1415 | 4.1413 | 4.1413 | 1
US_6A_SO_2016_NG | 6A | SO | NG | 530 | DOE.determination2016 | OfficeSmall | STD2016 | Rochester | Zone6A | Zone6A(Rochester) | DOE.determination2016_STD2016 | regular | US | 0.1032 | 0.99 | DOE.determination2016_OfficeSmall_STD2016_Burlington.table.csv.gz | Small Office | Rochester International Arpt MN USA TMY3 WMO#=726440 | Natural Gas | 23837.6006 | 0 | 0 | 0 | 0 | 0 | 0 | 0 | 0 | 0 | 0 | 0 | 0 | 0 | 23837.6006 | 0 | 23838.6006 | 0 | 0 | 235.9922 | 0 | 0 | 0 | 0 | 0 | 0 | 0 | 0 | 0 | 0 | 0 | 0 | 0 | 235.9922 | 0 | 236.0021 | 0 | 0 | 23.8376 | 0 | 0 | 0 | 0 | 0 | 0 | 0 | 0 | 0 | 0 | 0 | 0 | 0 | 23.8376 | 0 | 23.8386 | 0 | 0 | 0 | 0 | 0 | 0 | 0 | 0 | 0 | 4.3325 | 0 | 0 | 0 | 4.3327 | 4.3325 | 4.3325 | 2
US_6B_SO_2013_NG | 6B | SO | NG | 356 | DOE.determination2013 | OfficeSmall | STD2013 | Great_Falls | Zone6B | Zone6B(Great_Falls) | DOE.determination2013_STD2013 | regular | US | 0.1032 | 0.99 | DOE.determination2013_OfficeSmall_STD2013_Helena.table.csv.gz | Small Office | Great Falls Intl Arpt MT USA TMY3 WMO#=727750 | Natural Gas | 13023.0072 | 0 | 0 | 0 | 0 | 0 | 0 | 0 | 0 | 0 | 0 | 0 | 0 | 0 | 13023.0072 | 0 | 13024.0072 | 0 | 0 | 128.9278 | 0 | 0 | 0 | 0 | 0 | 0 | 0 | 0 | 0 | 0 | 0 | 0 | 0 | 128.9278 | 0 | 128.9377 | 0 | 0 | 13.023 | 0 | 0 | 0 | 0 | 0 | 0 | 0 | 0 | 0 | 0 | 0 | 0 | 0 | 13.023 | 0 | 13.024 | 0 | 0 | 0 | 0 | 0 | 0 | 0 | 0 | 0 | 2.367 | 0 | 0 | 0 | 2.3671 | 2.367 | 2.367 | 1
US_6B_SO_2016_NG | 6B | SO | NG | 560 | DOE.determination2016 | OfficeSmall | STD2016 | Great_Falls | Zone6B | Zone6B(Great_Falls) | DOE.determination2016_STD2016 | regular | US | 0.1032 | 0.99 | DOE.determination2016_OfficeSmall_STD2016_Helena.table.csv.gz | Small Office | Great Falls Intl Arpt MT USA TMY3 WMO#=727750 | Natural Gas | 13677.001 | 0 | 0 | 0 | 0 | 0 | 0 | 0 | 0 | 0 | 0 | 0 | 0 | 0 | 13677.001 | 0 | 13678.001 | 0 | 0 | 135.4023 | 0 | 0 | 0 | 0 | 0 | 0 | 0 | 0 | 0 | 0 | 0 | 0 | 0 | 135.4023 | 0 | 135.4122 | 0 | 0 | 13.677 | 0 | 0 | 0 | 0 | 0 | 0 | 0 | 0 | 0 | 0 | 0 | 0 | 0 | 13.677 | 0 | 13.678 | 0 | 0 | 0 | 0 | 0 | 0 | 0 | 0 | 0 | 2.4858 | 0 | 0 | 0 | 2.486 | 2.4858 | 2.4858 | 2
US_7_SO_2013_NG | 7 | SO | NG | 338 | DOE.determination2013 | OfficeSmall | STD2013 | InternationalFalls | Zone7 | Zone7(InternationalFalls) | DOE.determination2013_STD2013 | regular | US | 0.1032 | 0.99 | DOE.determination2013_OfficeSmall_STD2013_Duluth.table.csv.gz | Small Office | International Falls Intl Ap MN USA TMY3 WMO#=727470 | Natural Gas | 35277.7532 | 0 | 0 | 0 | 0 | 0 | 0 | 0 | 0 | 0 | 0 | 0 | 0 | 0 | 35277.7532 | 0 | 35278.7532 | 0 | 0 | 349.2498 | 0 | 0 | 0 | 0 | 0 | 0 | 0 | 0 | 0 | 0 | 0 | 0 | 0 | 349.2498 | 0 | 349.2597 | 0 | 0 | 35.2778 | 0 | 0 | 0 | 0 | 0 | 0 | 0 | 0 | 0 | 0 | 0 | 0 | 0 | 35.2778 | 0 | 35.2788 | 0 | 0 | 0 | 0 | 0 | 0 | 0 | 0 | 0 | 6.4118 | 0 | 0 | 0 | 6.412 | 6.4118 | 6.4118 | 1
US_7_SO_2016_NG | 7 | SO | NG | 542 | DOE.determination2016 | OfficeSmall | STD2016 | InternationalFalls | Zone7 | Zone7(InternationalFalls) | DOE.determination2016_STD2016 | regular | US | 0.1032 | 0.99 | DOE.determination2016_OfficeSmall_STD2016_Duluth.table.csv.gz | Small Office | International Falls Intl Ap MN USA TMY3 WMO#=727470 | Natural Gas | 33467.4225 | 0 | 0 | 0 | 0 | 0 | 0 | 0 | 0 | 0 | 0 | 0 | 0 | 0 | 33467.4225 | 0 | 33468.4225 | 0 | 0 | 331.3275 | 0 | 0 | 0 | 0 | 0 | 0 | 0 | 0 | 0 | 0 | 0 | 0 | 0 | 331.3275 | 0 | 331.3374 | 0 | 0 | 33.4674 | 0 | 0 | 0 | 0 | 0 | 0 | 0 | 0 | 0 | 0 | 0 | 0 | 0 | 33.4674 | 0 | 33.4684 | 0 | 0 | 0 | 0 | 0 | 0 | 0 | 0 | 0 | 6.0828 | 0 | 0 | 0 | 6.083 | 6.0828 | 6.0828 | 2
US_8_SO_2013_NG | 8 | SO | NG | 350 | DOE.determination2013 | OfficeSmall | STD2013 | FairBanks | Zone8 | Zone8(FairBanks) | DOE.determination2013_STD2013 | regular | US | 0.1032 | 0.99 | DOE.determination2013_OfficeSmall_STD2013_Fairbanks.table.csv.gz | Small Office | Fairbanks Intl Arpt AK USA TMY3 WMO#=702610 | Natural Gas | 64830.691 | 0 | 0 | 0 | 0 | 0 | 0 | 0 | 0 | 0 | 0 | 0 | 0 | 0 | 64830.691 | 0 | 64831.691 | 0 | 0 | 641.8238 | 0 | 0 | 0 | 0 | 0 | 0 | 0 | 0 | 0 | 0 | 0 | 0 | 0 | 641.8238 | 0 | 641.8337 | 0 | 0 | 64.8307 | 0 | 0 | 0 | 0 | 0 | 0 | 0 | 0 | 0 | 0 | 0 | 0 | 0 | 64.8307 | 0 | 64.8317 | 0 | 0 | 0 | 0 | 0 | 0 | 0 | 0 | 0 | 11.7831 | 0 | 0 | 0 | 11.7833 | 11.7831 | 11.7831 | 1
US_8_SO_2016_NG | 8 | SO | NG | 554 | DOE.determination2016 | OfficeSmall | STD2016 | FairBanks | Zone8 | Zone8(FairBanks) | DOE.determination2016_STD2016 | regular | US | 0.1032 | 0.99 | DOE.determination2016_OfficeSmall_STD2016_Fairbanks.table.csv.gz | Small Office | Fairbanks Intl Arpt AK USA TMY3 WMO#=702610 | Natural Gas | 61589.1565 | 0 | 0 | 0 | 0 | 0 | 0 | 0 | 0 | 0 | 0 | 0 | 0 | 0 | 61589.1565 | 0 | 61590.1565 | 0 | 0 | 609.7326 | 0 | 0 | 0 | 0 | 0 | 0 | 0 | 0 | 0 | 0 | 0 | 0 | 0 | 609.7326 | 0 | 609.7425 | 0 | 0 | 61.5892 | 0 | 0 | 0 | 0 | 0 | 0 | 0 | 0 | 0 | 0 | 0 | 0 | 0 | 61.5892 | 0 | 61.5902 | 0 | 0 | 0 | 0 | 0 | 0 | 0 | 0 | 0 | 11.194 | 0 | 0 | 0 | 11.1941 | 11.194 | 11.194 | 2
FL_1A_MA_2010_EL | 1A | MA | EL | 1158 | ASHRAE30pct-state-1A | ApartmentMidRise | STD2010 | FL-Miami-FL | Zone1A | Zone1A(FL-Miami-FL) | ASHRAE30pct-state-STD2010 | state | FL | 0.0976 | 1.01 | ASHRAE30pct-state-1A_ApartmentMidRise_STD2010_FL-Miami-FL.table.csv.gz | Mid-Rise Apartment | Miami Intl Ap FL USA TMY3 WMO#=722020 | Electricity | 0 | 111333.3342 | 37388.8892 | 11163.889 | 142061.1122 | 0 | 62313.8894 | 0 | 0 | 0 | 0 | 83544.4451 | 0 | 0 | 447802.7814 | 0 | 447805.5591 | -2.7778 | -2.7778 | 0 | 10866.1334 | 3649.1556 | 1089.5956 | 13865.1646 | 0 | 6081.8356 | 0 | 0 | 0 | 0 | 8153.9378 | 0 | 0 | 43705.5515 | 0 | 43705.8226 | -0.27111 | -0.27111 | 0 | 379.9772 | 127.6071 | 38.102 | 484.8502 | 0 | 212.6754 | 0 | 0 | 0 | 0 | 285.1346 | 0 | 0 | 1528.337 | 0 | 1528.3465 | -0.0094805 | -0.0094805 | 3.782 | 1.1292 | 14.3695 | 6.3032 | 0 | 0 | 11.2616 | 0 | 8.4507 | 0 | 0 | 45.2964 | 45.2961 | 45.2961 | 1
FL_1A_MA_2013_EL | 1A | MA | EL | 1278 | ASHRAE30pct-state-1A | ApartmentMidRise | STD2013 | FL-Miami-FL | Zone1A | Zone1A(FL-Miami-FL) | ASHRAE30pct-state-STD2013 | state | FL | 0.0976 | 1.01 | ASHRAE30pct-state-1A_ApartmentMidRise_STD2013_FL-Miami-FL.table.csv.gz | Mid-Rise Apartment | Miami Intl Ap FL USA TMY3 WMO#=722020 | Electricity | 0 | 89925.0007 | 30750.0002 | 11163.889 | 141969.4456 | 0 | 54658.3338 | 0 | 0 | 0 | 0 | 83436.1118 | 0 | 0 | 411900.0033 | 0 | 411902.7811 | -2.7778 | -2.7778 | 0 | 8776.6801 | 3001.2 | 1089.5956 | 13856.2179 | 0 | 5334.6534 | 0 | 0 | 0 | 0 | 8143.3645 | 0 | 0 | 40201.4403 | 0 | 40201.7114 | -0.27111 | -0.27111 | 0 | 306.9112 | 104.9488 | 38.102 | 484.5373 | 0 | 186.5472 | 0 | 0 | 0 | 0 | 284.7649 | 0 | 0 | 1405.8019 | 0 | 1405.8114 | -0.0094805 | -0.0094805 | 3.1104 | 1.1292 | 14.3602 | 5.5288 | 0 | 0 | 9.0961 | 0 | 8.4397 | 0 | 0 | 41.6648 | 41.6645 | 41.6645 | 2
FL_1A_MA_2010_NG | 1A | MA | NG | 1167 | ASHRAE30pct-state-1A | ApartmentMidRise | STD2010 | FL-Miami-FL | Zone1A | Zone1A(FL-Miami-FL) | ASHRAE30pct-state-STD2010 | state | FL | 0.0976 | 1.01 | ASHRAE30pct-state-1A_ApartmentMidRise_STD2010_FL-Miami-FL.table.csv.gz | Mid-Rise Apartment | Miami Intl Ap FL USA TMY3 WMO#=722020 | Natural Gas | 919.3826 | 0 | 0 | 0 | 0 | 0 | 0 | 0 | 0 | 0 | 0 | 0 | 0 | 0 | 919.3826 | 0 | 919.3826 | 0 | 0 | 9.2858 | 0 | 0 | 0 | 0 | 0 | 0 | 0 | 0 | 0 | 0 | 0 | 0 | 0 | 9.2858 | 0 | 9.2858 | 0 | 0 | 0.91938 | 0 | 0 | 0 | 0 | 0 | 0 | 0 | 0 | 0 | 0 | 0 | 0 | 0 | 0.91938 | 0 | 0.91938 | 0 | 0 | 0 | 0 | 0 | 0 | 0 | 0 | 0 | 0.027248 | 0 | 0 | 0 | 0.027248 | 0.027248 | 0.027248 | 1
FL_1A_MA_2013_NG | 1A | MA | NG | 1287 | ASHRAE30pct-state-1A | ApartmentMidRise | STD2013 | FL-Miami-FL | Zone1A | Zone1A(FL-Miami-FL) | ASHRAE30pct-state-STD2013 | state | FL | 0.0976 | 1.01 | ASHRAE30pct-state-1A_ApartmentMidRise_STD2013_FL-Miami-FL.table.csv.gz | Mid-Rise Apartment | Miami Intl Ap FL USA TMY3 WMO#=722020 | Natural Gas | 502.3431 | 0 | 0 | 0 | 0 | 0 | 0 | 0 | 0 | 0 | 0 | 0 | 0 | 0 | 502.3431 | 0 | 502.3431 | 0 | 0 | 5.0737 | 0 | 0 | 0 | 0 | 0 | 0 | 0 | 0 | 0 | 0 | 0 | 0 | 0 | 5.0737 | 0 | 5.0737 | 0 | 0 | 0.50234 | 0 | 0 | 0 | 0 | 0 | 0 | 0 | 0 | 0 | 0 | 0 | 0 | 0 | 0.50234 | 0 | 0.50234 | 0 | 0 | 0 | 0 | 0 | 0 | 0 | 0 | 0 | 0.014888 | 0 | 0 | 0 | 0.014888 | 0.014888 | 0.014888 | 2
HI_1A_MA_2010_EL | 1A | MA | EL | 1218 | ASHRAE30pct-state-1A | ApartmentMidRise | STD2010 | HI-Honolulu-HI | Zone1A | Zone1A(HI-Honolulu-HI) | ASHRAE30pct-state-STD2010 | state | HI | 0.3483 | 4.6 | ASHRAE30pct-state-1A_ApartmentMidRise_STD2010_HI-Honolulu-HI.table.csv.gz | Mid-Rise Apartment | Honolulu Intl Arpt HI USA TMY3 WMO#=911820 | Electricity | 0 | 109763.8898 | 37388.8892 | 11163.889 | 142061.1122 | 0 | 59994.4449 | 0 | 0 | 0 | 0 | 83511.1118 | 0 | 0 | 443880.5591 | 0 | 443883.3369 | -2.7778 | -2.7778 | 0 | 38230.7628 | 13022.5501 | 3888.3825 | 49479.8854 | 0 | 20896.0652 | 0 | 0 | 0 | 0 | 29086.9202 | 0 | 0 | 154603.5987 | 0 | 154604.5662 | -0.9675 | -0.9675 | 0 | 374.6208 | 127.6071 | 38.102 | 484.8502 | 0 | 204.7592 | 0 | 0 | 0 | 0 | 285.0208 | 0 | 0 | 1514.9506 | 0 | 1514.9601 | -0.0094805 | -0.0094805 | 3.782 | 1.1292 | 14.3695 | 6.0686 | 0 | 0 | 11.1028 | 0 | 8.4473 | 0 | 0 | 44.8997 | 44.8994 | 44.8994 | 1
HI_1A_MA_2013_EL | 1A | MA | EL | 1338 | ASHRAE30pct-state-1A | ApartmentMidRise | STD2013 | HI-Honolulu-HI | Zone1A | Zone1A(HI-Honolulu-HI) | ASHRAE30pct-state-STD2013 | state | HI | 0.3483 | 4.6 | ASHRAE30pct-state-1A_ApartmentMidRise_STD2013_HI-Honolulu-HI.table.csv.gz | Mid-Rise Apartment | Honolulu Intl Arpt HI USA TMY3 WMO#=911820 | Electricity | 0 | 87480.5563 | 30750.0002 | 11163.889 | 141969.4456 | 0 | 52747.2226 | 0 | 0 | 0 | 0 | 83391.6673 | 0 | 0 | 407500.0033 | 0 | 407502.781 | -2.7778 | -2.7778 | 0 | 30469.4777 | 10710.2251 | 3888.3825 | 49447.9579 | 0 | 18371.8576 | 0 | 0 | 0 | 0 | 29045.3177 | 0 | 0 | 141932.2511 | 0 | 141933.2186 | -0.9675 | -0.9675 | 0 | 298.5684 | 104.9488 | 38.102 | 484.5373 | 0 | 180.0246 | 0 | 0 | 0 | 0 | 284.6132 | 0 | 0 | 1390.7849 | 0 | 1390.7944 | -0.0094805 | -0.0094805 | 3.1104 | 1.1292 | 14.3602 | 5.3355 | 0 | 0 | 8.8488 | 0 | 8.4352 | 0 | 0 | 41.2197 | 41.2194 | 41.2194 | 2
HI_1A_MA_2010_NG | 1A | MA | NG | 1227 | ASHRAE30pct-state-1A | ApartmentMidRise | STD2010 | HI-Honolulu-HI | Zone1A | Zone1A(HI-Honolulu-HI) | ASHRAE30pct-state-STD2010 | state | HI | 0.3483 | 4.6 | ASHRAE30pct-state-1A_ApartmentMidRise_STD2010_HI-Honolulu-HI.table.csv.gz | Mid-Rise Apartment | Honolulu Intl Arpt HI USA TMY3 WMO#=911820 | Natural Gas | 0 | 0 | 0 | 0 | 0 | 0 | 0 | 0 | 0 | 0 | 0 | 0 | 0 | 0 | 0 | 0 | 0 | 0 | 0 | 0 | 0 | 0 | 0 | 0 | 0 | 0 | 0 | 0 | 0 | 0 | 0 | 0 | 0 | 0 | 0 | 0 | 0 | 0 | 0 | 0 | 0 | 0 | 0 | 0 | 0 | 0 | 0 | 0 | 0 | 0 | 0 | 0 | 0 | 0 | 0 | 0 | 0 | 0 | 0 | 0 | 0 | 0 | 0 | 0 | 0 | 0 | 0 | 0 | 0 | 0 | 0 | 1
HI_1A_MA_2013_NG | 1A | MA | NG | 1347 | ASHRAE30pct-state-1A | ApartmentMidRise | STD2013 | HI-Honolulu-HI | Zone1A | Zone1A(HI-Honolulu-HI) | ASHRAE30pct-state-STD2013 | state | HI | 0.3483 | 4.6 | ASHRAE30pct-state-1A_ApartmentMidRise_STD2013_HI-Honolulu-HI.table.csv.gz | Mid-Rise Apartment | Honolulu Intl Arpt HI USA TMY3 WMO#=911820 | Natural Gas | 0 | 0 | 0 | 0 | 0 | 0 | 0 | 0 | 0 | 0 | 0 | 0 | 0 | 0 | 0 | 0 | 0 | 0 | 0 | 0 | 0 | 0 | 0 | 0 | 0 | 0 | 0 | 0 | 0 | 0 | 0 | 0 | 0 | 0 | 0 | 0 | 0 | 0 | 0 | 0 | 0 | 0 | 0 | 0 | 0 | 0 | 0 | 0 | 0 | 0 | 0 | 0 | 0 | 0 | 0 | 0 | 0 | 0 | 0 | 0 | 0 | 0 | 0 | 0 | 0 | 0 | 0 | 0 | 0 | 0 | 0 | 2
AL_2A_MA_2010_EL | 2A | MA | EL | 1758 | ASHRAE30pct-state-2A | ApartmentMidRise | STD2010 | AL-Mobile-AL | Zone2A | Zone2A(AL-Mobile-AL) | ASHRAE30pct-state-STD2010 | state | AL | 0.1058 | 1.24 | ASHRAE30pct-state-2A_ApartmentMidRise_STD2010_AL-Mobile-AL.table.csv.gz | Mid-Rise Apartment | Mobile Regional Ap AL USA TMY3 WMO#=722230 | Electricity | 0 | 66533.3339 | 37388.8892 | 11141.6668 | 142061.1122 | 0 | 56944.4449 | 0 | 0 | 0 | 0 | 93030.5563 | 0 | 0 | 407100.0033 | 0 | 407100.0033 | 0 | 0 | 0 | 7039.2267 | 3955.7445 | 1178.7883 | 15030.0657 | 0 | 6024.7223 | 0 | 0 | 0 | 0 | 9842.6329 | 0 | 0 | 43071.1803 | 0 | 43071.1803 | 0 | 0 | 0 | 227.0762 | 127.6071 | 38.0262 | 484.8502 | 0 | 194.3496 | 0 | 0 | 0 | 0 | 317.5104 | 0 | 0 | 1389.4197 | 0 | 1389.4197 | 0 | 0 | 3.782 | 1.127 | 14.3698 | 5.76 | 0 | 0 | 6.73 | 0 | 9.4102 | 0 | 0 | 41.179 | 41.179 | 41.179 | 1
AL_2A_MA_2013_EL | 2A | MA | EL | 2118 | ASHRAE30pct-state-2A | ApartmentMidRise | STD2013 | AL-Mobile-AL | Zone2A | Zone2A(AL-Mobile-AL) | ASHRAE30pct-state-STD2013 | state | AL | 0.1058 | 1.24 | ASHRAE30pct-state-2A_ApartmentMidRise_STD2013_AL-Mobile-AL.table.csv.gz | Mid-Rise Apartment | Mobile Regional Ap AL USA TMY3 WMO#=722230 | Electricity | 0 | 51908.3337 | 30750.0002 | 11141.6668 | 141969.4456 | 0 | 49250.0004 | 0 | 0 | 0 | 0 | 92950.0007 | 0 | 0 | 377969.4475 | 0 | 377969.4475 | 0 | 0 | 0 | 5491.9017 | 3253.35 | 1178.7883 | 15020.3673 | 0 | 5210.65 | 0 | 0 | 0 | 0 | 9834.1101 | 0 | 0 | 39989.1675 | 0 | 39989.1675 | 0 | 0 | 0 | 177.1615 | 104.9488 | 38.0262 | 484.5373 | 0 | 168.0887 | 0 | 0 | 0 | 0 | 317.2355 | 0 | 0 | 1289.998 | 0 | 1289.998 | 0 | 0 | 3.1104 | 1.127 | 14.3605 | 4.9817 | 0 | 0 | 5.2506 | 0 | 9.4021 | 0 | 0 | 38.2324 | 38.2324 | 38.2324 | 2
AL_2A_MA_2010_NG | 2A | MA | NG | 1767 | ASHRAE30pct-state-2A | ApartmentMidRise | STD2010 | AL-Mobile-AL | Zone2A | Zone2A(AL-Mobile-AL) | ASHRAE30pct-state-STD2010 | state | AL | 0.1058 | 1.24 | ASHRAE30pct-state-2A_ApartmentMidRise_STD2010_AL-Mobile-AL.table.csv.gz | Mid-Rise Apartment | Mobile Regional Ap AL USA TMY3 WMO#=722230 | Natural Gas | 63077.2293 | 0 | 0 | 0 | 0 | 0 | 0 | 0 | 0 | 0 | 0 | 0 | 0 | 0 | 63077.2293 | 0 | 63077.2293 | 0 | 0 | 782.1576 | 0 | 0 | 0 | 0 | 0 | 0 | 0 | 0 | 0 | 0 | 0 | 0 | 0 | 782.1576 | 0 | 782.1576 | 0 | 0 | 63.0772 | 0 | 0 | 0 | 0 | 0 | 0 | 0 | 0 | 0 | 0 | 0 | 0 | 0 | 63.0772 | 0 | 63.0772 | 0 | 0 | 0 | 0 | 0 | 0 | 0 | 0 | 0 | 1.8695 | 0 | 0 | 0 | 1.8695 | 1.8695 | 1.8695 | 1
AL_2A_MA_2013_NG | 2A | MA | NG | 2127 | ASHRAE30pct-state-2A | ApartmentMidRise | STD2013 | AL-Mobile-AL | Zone2A | Zone2A(AL-Mobile-AL) | ASHRAE30pct-state-STD2013 | state | AL | 0.1058 | 1.24 | ASHRAE30pct-state-2A_ApartmentMidRise_STD2013_AL-Mobile-AL.table.csv.gz | Mid-Rise Apartment | Mobile Regional Ap AL USA TMY3 WMO#=722230 | Natural Gas | 58537.1853 | 0 | 0 | 0 | 0 | 0 | 0 | 0 | 0 | 0 | 0 | 0 | 0 | 0 | 58537.1853 | 0 | 58537.1853 | 0 | 0 | 725.8611 | 0 | 0 | 0 | 0 | 0 | 0 | 0 | 0 | 0 | 0 | 0 | 0 | 0 | 725.8611 | 0 | 725.8611 | 0 | 0 | 58.5372 | 0 | 0 | 0 | 0 | 0 | 0 | 0 | 0 | 0 | 0 | 0 | 0 | 0 | 58.5372 | 0 | 58.5372 | 0 | 0 | 0 | 0 | 0 | 0 | 0 | 0 | 0 | 1.7349 | 0 | 0 | 0 | 1.7349 | 1.7349 | 1.7349 | 2
FL_2A_MA_2010_EL | 2A | MA | EL | 1818 | ASHRAE30pct-state-2A | ApartmentMidRise | STD2010 | FL-Tampa-FL | Zone2A | Zone2A(FL-Tampa-FL) | ASHRAE30pct-state-STD2010 | state | FL | 0.0976 | 1.01 | ASHRAE30pct-state-2A_ApartmentMidRise_STD2010_FL-Tampa-FL.table.csv.gz | Mid-Rise Apartment | Tampa International Ap FL USA TMY3 WMO#=722110 | Electricity | 0 | 88769.4452 | 37388.8892 | 11138.889 | 142061.1122 | 0 | 58283.3338 | 0 | 0 | 0 | 0 | 92902.7785 | 0 | 0 | 430541.6701 | 0 | 430544.4479 | -2.7778 | -2.7778 | 0 | 8663.8978 | 3649.1556 | 1087.1556 | 13865.1646 | 0 | 5688.4534 | 0 | 0 | 0 | 0 | 9067.3112 | 0 | 0 | 42020.867 | 0 | 42021.1381 | -0.27111 | -0.27111 | 0 | 302.9674 | 127.6071 | 38.0167 | 484.8502 | 0 | 198.9192 | 0 | 0 | 0 | 0 | 317.0743 | 0 | 0 | 1469.4254 | 0 | 1469.4349 | -0.0094805 | -0.0094805 | 3.782 | 1.1267 | 14.3695 | 5.8955 | 0 | 0 | 8.9792 | 0 | 9.3973 | 0 | 0 | 43.5504 | 43.5501 | 43.5501 | 1
FL_2A_MA_2013_EL | 2A | MA | EL | 2178 | ASHRAE30pct-state-2A | ApartmentMidRise | STD2013 | FL-Tampa-FL | Zone2A | Zone2A(FL-Tampa-FL) | ASHRAE30pct-state-STD2013 | state | FL | 0.0976 | 1.01 | ASHRAE30pct-state-2A_ApartmentMidRise_STD2013_FL-Tampa-FL.table.csv.gz | Mid-Rise Apartment | Tampa International Ap FL USA TMY3 WMO#=722110 | Electricity | 0 | 70708.3339 | 30750.0002 | 11138.889 | 141969.4456 | 0 | 50127.7782 | 0 | 0 | 0 | 0 | 92813.8896 | 0 | 0 | 397505.5587 | 0 | 397508.3365 | -2.7778 | -2.7778 | 0 | 6901.1334 | 3001.2 | 1087.1556 | 13856.2179 | 0 | 4892.4712 | 0 | 0 | 0 | 0 | 9058.6356 | 0 | 0 | 38796.5425 | 0 | 38796.8136 | -0.27111 | -0.27111 | 0 | 241.3254 | 104.9488 | 38.0167 | 484.5373 | 0 | 171.0846 | 0 | 0 | 0 | 0 | 316.7709 | 0 | 0 | 1356.6741 | 0 | 1356.6836 | -0.0094805 | -0.0094805 | 3.1104 | 1.1267 | 14.3602 | 5.0705 | 0 | 0 | 7.1523 | 0 | 9.3883 | 0 | 0 | 40.2088 | 40.2085 | 40.2085 | 2
FL_2A_MA_2010_NG | 2A | MA | NG | 1827 | ASHRAE30pct-state-2A | ApartmentMidRise | STD2010 | FL-Tampa-FL | Zone2A | Zone2A(FL-Tampa-FL) | ASHRAE30pct-state-STD2010 | state | FL | 0.0976 | 1.01 | ASHRAE30pct-state-2A_ApartmentMidRise_STD2010_FL-Tampa-FL.table.csv.gz | Mid-Rise Apartment | Tampa International Ap FL USA TMY3 WMO#=722110 | Natural Gas | 9961.5579 | 0 | 0 | 0 | 0 | 0 | 0 | 0 | 0 | 0 | 0 | 0 | 0 | 0 | 9961.5579 | 0 | 9961.5579 | 0 | 0 | 100.6117 | 0 | 0 | 0 | 0 | 0 | 0 | 0 | 0 | 0 | 0 | 0 | 0 | 0 | 100.6117 | 0 | 100.6117 | 0 | 0 | 9.9616 | 0 | 0 | 0 | 0 | 0 | 0 | 0 | 0 | 0 | 0 | 0 | 0 | 0 | 9.9616 | 0 | 9.9616 | 0 | 0 | 0 | 0 | 0 | 0 | 0 | 0 | 0 | 0.29524 | 0 | 0 | 0 | 0.29524 | 0.29524 | 0.29524 | 1
FL_2A_MA_2013_NG | 2A | MA | NG | 2187 | ASHRAE30pct-state-2A | ApartmentMidRise | STD2013 | FL-Tampa-FL | Zone2A | Zone2A(FL-Tampa-FL) | ASHRAE30pct-state-STD2013 | state | FL | 0.0976 | 1.01 | ASHRAE30pct-state-2A_ApartmentMidRise_STD2013_FL-Tampa-FL.table.csv.gz | Mid-Rise Apartment | Tampa International Ap FL USA TMY3 WMO#=722110 | Natural Gas | 8606.1794 | 0 | 0 | 0 | 0 | 0 | 0 | 0 | 0 | 0 | 0 | 0 | 0 | 0 | 8606.1794 | 0 | 8606.1794 | 0 | 0 | 86.9224 | 0 | 0 | 0 | 0 | 0 | 0 | 0 | 0 | 0 | 0 | 0 | 0 | 0 | 86.9224 | 0 | 86.9224 | 0 | 0 | 8.6062 | 0 | 0 | 0 | 0 | 0 | 0 | 0 | 0 | 0 | 0 | 0 | 0 | 0 | 8.6062 | 0 | 8.6062 | 0 | 0 | 0 | 0 | 0 | 0 | 0 | 0 | 0 | 0.25507 | 0 | 0 | 0 | 0.25507 | 0.25507 | 0.25507 | 2
GA_2A_MA_2010_EL | 2A | MA | EL | 1878 | ASHRAE30pct-state-2A | ApartmentMidRise | STD2010 | GA-Savannah-GA | Zone2A | Zone2A(GA-Savannah-GA) | ASHRAE30pct-state-STD2010 | state | GA | 0.0947 | 0.94 | ASHRAE30pct-state-2A_ApartmentMidRise_STD2010_GA-Savannah-GA.table.csv.gz | Mid-Rise Apartment | Savannah Intl Ap GA USA TMY3 WMO#=722070 | Electricity | 0 | 67952.7783 | 37388.8892 | 11141.6668 | 142061.1122 | 0 | 59822.2227 | 0 | 0 | 0 | 0 | 93030.5563 | 0 | 0 | 411397.2255 | 0 | 411397.2255 | 0 | 0 | 0 | 6435.1281 | 3540.7278 | 1055.1158 | 13453.1873 | 0 | 5665.1645 | 0 | 0 | 0 | 0 | 8809.9937 | 0 | 0 | 38959.3173 | 0 | 38959.3173 | 0 | 0 | 0 | 231.9207 | 127.6071 | 38.0262 | 484.8502 | 0 | 204.1714 | 0 | 0 | 0 | 0 | 317.5104 | 0 | 0 | 1404.086 | 0 | 1404.086 | 0 | 0 | 3.782 | 1.127 | 14.3698 | 6.0511 | 0 | 0 | 6.8736 | 0 | 9.4102 | 0 | 0 | 41.6136 | 41.6136 | 41.6136 | 1
GA_2A_MA_2013_EL | 2A | MA | EL | 2238 | ASHRAE30pct-state-2A | ApartmentMidRise | STD2013 | GA-Savannah-GA | Zone2A | Zone2A(GA-Savannah-GA) | ASHRAE30pct-state-STD2013 | state | GA | 0.0947 | 0.94 | ASHRAE30pct-state-2A_ApartmentMidRise_STD2013_GA-Savannah-GA.table.csv.gz | Mid-Rise Apartment | Savannah Intl Ap GA USA TMY3 WMO#=722070 | Electricity | 0 | 53122.2226 | 30750.0002 | 11141.6668 | 141969.4456 | 0 | 51855.556 | 0 | 0 | 0 | 0 | 92947.223 | 0 | 0 | 381783.3364 | 0 | 381786.1142 | -2.7778 | -2.7778 | 0 | 5030.6745 | 2912.025 | 1055.1158 | 13444.5065 | 0 | 4910.7212 | 0 | 0 | 0 | 0 | 8802.102 | 0 | 0 | 36154.882 | 0 | 36155.145 | -0.26306 | -0.26306 | 0 | 181.3045 | 104.9488 | 38.0262 | 484.5373 | 0 | 176.9814 | 0 | 0 | 0 | 0 | 317.226 | 0 | 0 | 1303.0147 | 0 | 1303.0242 | -0.0094805 | -0.0094805 | 3.1104 | 1.127 | 14.3602 | 5.2453 | 0 | 0 | 5.3734 | 0 | 9.4018 | 0 | 0 | 38.6184 | 38.6181 | 38.6181 | 2
GA_2A_MA_2010_NG | 2A | MA | NG | 1887 | ASHRAE30pct-state-2A | ApartmentMidRise | STD2010 | GA-Savannah-GA | Zone2A | Zone2A(GA-Savannah-GA) | ASHRAE30pct-state-STD2010 | state | GA | 0.0947 | 0.94 | ASHRAE30pct-state-2A_ApartmentMidRise_STD2010_GA-Savannah-GA.table.csv.gz | Mid-Rise Apartment | Savannah Intl Ap GA USA TMY3 WMO#=722070 | Natural Gas | 61333.2458 | 0 | 0 | 0 | 0 | 0 | 0 | 0 | 0 | 0 | 0 | 0 | 0 | 0 | 61333.2458 | 0 | 61333.2458 | 0 | 0 | 576.5325 | 0 | 0 | 0 | 0 | 0 | 0 | 0 | 0 | 0 | 0 | 0 | 0 | 0 | 576.5325 | 0 | 576.5325 | 0 | 0 | 61.3332 | 0 | 0 | 0 | 0 | 0 | 0 | 0 | 0 | 0 | 0 | 0 | 0 | 0 | 61.3332 | 0 | 61.3332 | 0 | 0 | 0 | 0 | 0 | 0 | 0 | 0 | 0 | 1.8178 | 0 | 0 | 0 | 1.8178 | 1.8178 | 1.8178 | 1
GA_2A_MA_2013_NG | 2A | MA | NG | 2247 | ASHRAE30pct-state-2A | ApartmentMidRise | STD2013 | GA-Savannah-GA | Zone2A | Zone2A(GA-Savannah-GA) | ASHRAE30pct-state-STD2013 | state | GA | 0.0947 | 0.94 | ASHRAE30pct-state-2A_ApartmentMidRise_STD2013_GA-Savannah-GA.table.csv.gz | Mid-Rise Apartment | Savannah Intl Ap GA USA TMY3 WMO#=722070 | Natural Gas | 56821.6363 | 0 | 0 | 0 | 0 | 0 | 0 | 0 | 0 | 0 | 0 | 0 | 0 | 0 | 56821.6363 | 0 | 56821.6363 | 0 | 0 | 534.1234 | 0 | 0 | 0 | 0 | 0 | 0 | 0 | 0 | 0 | 0 | 0 | 0 | 0 | 534.1234 | 0 | 534.1234 | 0 | 0 | 56.8216 | 0 | 0 | 0 | 0 | 0 | 0 | 0 | 0 | 0 | 0 | 0 | 0 | 0 | 56.8216 | 0 | 56.8216 | 0 | 0 | 0 | 0 | 0 | 0 | 0 | 0 | 0 | 1.6841 | 0 | 0 | 0 | 1.6841 | 1.6841 | 1.6841 | 2
LA_2A_MA_2010_EL | 2A | MA | EL | 1938 | ASHRAE30pct-state-2A | ApartmentMidRise | STD2010 | LA-BatonRouge-LA | Zone2A | Zone2A(LA-BatonRouge-LA) | ASHRAE30pct-state-STD2010 | state | LA | 0.0779 | 0.8 | ASHRAE30pct-state-2A_ApartmentMidRise_STD2010_LA-BatonRouge-LA.table.csv.gz | Mid-Rise Apartment | Baton Rouge Ryan Arpt LA USA TMY3 WMO#=722317 | Electricity | 0 | 68955.5561 | 37388.8892 | 11150.0001 | 142061.1122 | 0 | 57661.1116 | 0 | 0 | 0 | 0 | 93030.5563 | 0 | 0 | 410247.2255 | 0 | 410247.2255 | 0 | 0 | 0 | 5371.6378 | 2912.5945 | 868.585 | 11066.5606 | 0 | 4491.8006 | 0 | 0 | 0 | 0 | 7247.0803 | 0 | 0 | 31958.2589 | 0 | 31958.2589 | 0 | 0 | 0 | 235.3432 | 127.6071 | 38.0546 | 484.8502 | 0 | 196.7956 | 0 | 0 | 0 | 0 | 317.5104 | 0 | 0 | 1400.1611 | 0 | 1400.1611 | 0 | 0 | 3.782 | 1.1278 | 14.3698 | 5.8325 | 0 | 0 | 6.975 | 0 | 9.4102 | 0 | 0 | 41.4973 | 41.4973 | 41.4973 | 1
LA_2A_MA_2013_EL | 2A | MA | EL | 2298 | ASHRAE30pct-state-2A | ApartmentMidRise | STD2013 | LA-BatonRouge-LA | Zone2A | Zone2A(LA-BatonRouge-LA) | ASHRAE30pct-state-STD2013 | state | LA | 0.0779 | 0.8 | ASHRAE30pct-state-2A_ApartmentMidRise_STD2013_LA-BatonRouge-LA.table.csv.gz | Mid-Rise Apartment | Baton Rouge Ryan Arpt LA USA TMY3 WMO#=722317 | Electricity | 0 | 54319.4449 | 30750.0002 | 11150.0001 | 141969.4456 | 0 | 50066.6671 | 0 | 0 | 0 | 0 | 92952.7785 | 0 | 0 | 381205.5586 | 0 | 381208.3364 | -2.7778 | -2.7778 | 0 | 4231.4848 | 2395.425 | 868.585 | 11059.4198 | 0 | 3900.1934 | 0 | 0 | 0 | 0 | 7241.0214 | 0 | 0 | 29695.913 | 0 | 29696.1294 | -0.21639 | -0.21639 | 0 | 185.3906 | 104.9488 | 38.0546 | 484.5373 | 0 | 170.876 | 0 | 0 | 0 | 0 | 317.245 | 0 | 0 | 1301.0428 | 0 | 1301.0522 | -0.0094805 | -0.0094805 | 3.1104 | 1.1278 | 14.3602 | 5.0643 | 0 | 0 | 5.4945 | 0 | 9.4024 | 0 | 0 | 38.56 | 38.5597 | 38.5597 | 2
LA_2A_MA_2010_NG | 2A | MA | NG | 1947 | ASHRAE30pct-state-2A | ApartmentMidRise | STD2010 | LA-BatonRouge-LA | Zone2A | Zone2A(LA-BatonRouge-LA) | ASHRAE30pct-state-STD2010 | state | LA | 0.0779 | 0.8 | ASHRAE30pct-state-2A_ApartmentMidRise_STD2010_LA-BatonRouge-LA.table.csv.gz | Mid-Rise Apartment | Baton Rouge Ryan Arpt LA USA TMY3 WMO#=722317 | Natural Gas | 64773.822 | 0 | 0 | 0 | 0 | 0 | 0 | 0 | 0 | 0 | 0 | 0 | 0 | 0 | 64773.822 | 0 | 64773.822 | 0 | 0 | 518.1906 | 0 | 0 | 0 | 0 | 0 | 0 | 0 | 0 | 0 | 0 | 0 | 0 | 0 | 518.1906 | 0 | 518.1906 | 0 | 0 | 64.7738 | 0 | 0 | 0 | 0 | 0 | 0 | 0 | 0 | 0 | 0 | 0 | 0 | 0 | 64.7738 | 0 | 64.7738 | 0 | 0 | 0 | 0 | 0 | 0 | 0 | 0 | 0 | 1.9197 | 0 | 0 | 0 | 1.9197 | 1.9197 | 1.9197 | 1
LA_2A_MA_2013_NG | 2A | MA | NG | 2305 | ASHRAE30pct-state-2A | ApartmentMidRise | STD2013 | LA-BatonRouge-LA | Zone2A | Zone2A(LA-BatonRouge-LA) | ASHRAE30pct-state-STD2013 | state | LA | 0.0779 | 0.8 | ASHRAE30pct-state-2A_ApartmentMidRise_STD2013_LA-BatonRouge-LA.table.csv.gz | Mid-Rise Apartment | Baton Rouge Ryan Arpt LA USA TMY3 WMO#=722317 | Natural Gas | 59447.0898 | 0 | 0 | 0 | 0 | 0 | 0 | 0 | 0 | 0 | 0 | 0 | 0 | 0 | 59447.0898 | 0 | 59447.0898 | 0 | 0 | 475.5767 | 0 | 0 | 0 | 0 | 0 | 0 | 0 | 0 | 0 | 0 | 0 | 0 | 0 | 475.5767 | 0 | 475.5767 | 0 | 0 | 59.4471 | 0 | 0 | 0 | 0 | 0 | 0 | 0 | 0 | 0 | 0 | 0 | 0 | 0 | 59.4471 | 0 | 59.4471 | 0 | 0 | 0 | 0 | 0 | 0 | 0 | 0 | 0 | 1.7619 | 0 | 0 | 0 | 1.7619 | 1.7619 | 1.7619 | 2
MS_2A_MA_2010_EL | 2A | MA | EL | 1998 | ASHRAE30pct-state-2A | ApartmentMidRise | STD2010 | MS-Mobile-AL | Zone2A | Zone2A(MS-Mobile-AL) | ASHRAE30pct-state-STD2010 | state | MS | 0.0928 | 0.72 | ASHRAE30pct-state-2A_ApartmentMidRise_STD2010_MS-Mobile-AL.table.csv.gz | Mid-Rise Apartment | Mobile Regional Ap AL USA TMY3 WMO#=722230 | Electricity | 0 | 66533.3339 | 37388.8892 | 11141.6668 | 142061.1122 | 0 | 56944.4449 | 0 | 0 | 0 | 0 | 93030.5563 | 0 | 0 | 407100.0033 | 0 | 407100.0033 | 0 | 0 | 0 | 6174.2934 | 3469.6889 | 1033.9467 | 13183.2712 | 0 | 5284.4445 | 0 | 0 | 0 | 0 | 8633.2356 | 0 | 0 | 37778.8803 | 0 | 37778.8803 | 0 | 0 | 0 | 227.0762 | 127.6071 | 38.0262 | 484.8502 | 0 | 194.3496 | 0 | 0 | 0 | 0 | 317.5104 | 0 | 0 | 1389.4197 | 0 | 1389.4197 | 0 | 0 | 3.782 | 1.127 | 14.3698 | 5.76 | 0 | 0 | 6.73 | 0 | 9.4102 | 0 | 0 | 41.179 | 41.179 | 41.179 | 1
MS_2A_MA_2013_EL | 2A | MA | EL | 2356 | ASHRAE30pct-state-2A | ApartmentMidRise | STD2013 | MS-Mobile-AL | Zone2A | Zone2A(MS-Mobile-AL) | ASHRAE30pct-state-STD2013 | state | MS | 0.0928 | 0.72 | ASHRAE30pct-state-2A_ApartmentMidRise_STD2013_MS-Mobile-AL.table.csv.gz | Mid-Rise Apartment | Mobile Regional Ap AL USA TMY3 WMO#=722230 | Electricity | 0 | 51908.3337 | 30750.0002 | 11141.6668 | 141969.4456 | 0 | 49250.0004 | 0 | 0 | 0 | 0 | 92950.0007 | 0 | 0 | 377969.4475 | 0 | 377969.4475 | 0 | 0 | 0 | 4817.0934 | 2853.6 | 1033.9467 | 13174.7645 | 0 | 4570.4 | 0 | 0 | 0 | 0 | 8625.7601 | 0 | 0 | 35075.5647 | 0 | 35075.5647 | 0 | 0 | 0 | 177.1615 | 104.9488 | 38.0262 | 484.5373 | 0 | 168.0887 | 0 | 0 | 0 | 0 | 317.2355 | 0 | 0 | 1289.998 | 0 | 1289.998 | 0 | 0 | 3.1104 | 1.127 | 14.3605 | 4.9817 | 0 | 0 | 5.2506 | 0 | 9.4021 | 0 | 0 | 38.2324 | 38.2324 | 38.2324 | 2
MS_2A_MA_2010_NG | 2A | MA | NG | 2007 | ASHRAE30pct-state-2A | ApartmentMidRise | STD2010 | MS-Mobile-AL | Zone2A | Zone2A(MS-Mobile-AL) | ASHRAE30pct-state-STD2010 | state | MS | 0.0928 | 0.72 | ASHRAE30pct-state-2A_ApartmentMidRise_STD2010_MS-Mobile-AL.table.csv.gz | Mid-Rise Apartment | Mobile Regional Ap AL USA TMY3 WMO#=722230 | Natural Gas | 63077.2293 | 0 | 0 | 0 | 0 | 0 | 0 | 0 | 0 | 0 | 0 | 0 | 0 | 0 | 63077.2293 | 0 | 63077.2293 | 0 | 0 | 454.1561 | 0 | 0 | 0 | 0 | 0 | 0 | 0 | 0 | 0 | 0 | 0 | 0 | 0 | 454.1561 | 0 | 454.1561 | 0 | 0 | 63.0772 | 0 | 0 | 0 | 0 | 0 | 0 | 0 | 0 | 0 | 0 | 0 | 0 | 0 | 63.0772 | 0 | 63.0772 | 0 | 0 | 0 | 0 | 0 | 0 | 0 | 0 | 0 | 1.8695 | 0 | 0 | 0 | 1.8695 | 1.8695 | 1.8695 | 1
MS_2A_MA_2013_NG | 2A | MA | NG | 2365 | ASHRAE30pct-state-2A | ApartmentMidRise | STD2013 | MS-Mobile-AL | Zone2A | Zone2A(MS-Mobile-AL) | ASHRAE30pct-state-STD2013 | state | MS | 0.0928 | 0.72 | ASHRAE30pct-state-2A_ApartmentMidRise_STD2013_MS-Mobile-AL.table.csv.gz | Mid-Rise Apartment | Mobile Regional Ap AL USA TMY3 WMO#=722230 | Natural Gas | 58537.1853 | 0 | 0 | 0 | 0 | 0 | 0 | 0 | 0 | 0 | 0 | 0 | 0 | 0 | 58537.1853 | 0 | 58537.1853 | 0 | 0 | 421.4677 | 0 | 0 | 0 | 0 | 0 | 0 | 0 | 0 | 0 | 0 | 0 | 0 | 0 | 421.4677 | 0 | 421.4677 | 0 | 0 | 58.5372 | 0 | 0 | 0 | 0 | 0 | 0 | 0 | 0 | 0 | 0 | 0 | 0 | 0 | 58.5372 | 0 | 58.5372 | 0 | 0 | 0 | 0 | 0 | 0 | 0 | 0 | 0 | 1.7349 | 0 | 0 | 0 | 1.7349 | 1.7349 | 1.7349 | 2
TX_2A_MA_2010_EL | 2A | MA | EL | 2058 | ASHRAE30pct-state-2A | ApartmentMidRise | STD2010 | TX-Houston-TX | Zone2A | Zone2A(TX-Houston-TX) | ASHRAE30pct-state-STD2010 | state | TX | 0.0817 | 0.67 | ASHRAE30pct-state-2A_ApartmentMidRise_STD2010_TX-Houston-TX.table.csv.gz | Mid-Rise Apartment | Houston Bush Intercontinental TX USA TMY3 WMO#=722430 | Electricity | 0 | 75902.7784 | 37388.8892 | 11144.4445 | 142061.1122 | 0 | 60308.3338 | 0 | 0 | 0 | 0 | 93002.7785 | 0 | 0 | 419808.3367 | 0 | 419808.3367 | 0 | 0 | 0 | 6201.257 | 3054.6722 | 910.5011 | 11606.3929 | 0 | 4927.1909 | 0 | 0 | 0 | 0 | 7598.327 | 0 | 0 | 34298.3411 | 0 | 34298.3411 | 0 | 0 | 0 | 259.0538 | 127.6071 | 38.0356 | 484.8502 | 0 | 205.8305 | 0 | 0 | 0 | 0 | 317.4156 | 0 | 0 | 1432.7928 | 0 | 1432.7928 | 0 | 0 | 3.782 | 1.1273 | 14.3698 | 6.1003 | 0 | 0 | 7.6777 | 0 | 9.4074 | 0 | 0 | 42.4644 | 42.4644 | 42.4644 | 1
TX_2A_MA_2013_EL | 2A | MA | EL | 2416 | ASHRAE30pct-state-2A | ApartmentMidRise | STD2013 | TX-Houston-TX | Zone2A | Zone2A(TX-Houston-TX) | ASHRAE30pct-state-STD2013 | state | TX | 0.0817 | 0.67 | ASHRAE30pct-state-2A_ApartmentMidRise_STD2013_TX-Houston-TX.table.csv.gz | Mid-Rise Apartment | Houston Bush Intercontinental TX USA TMY3 WMO#=722430 | Electricity | 0 | 60561.1116 | 30750.0002 | 11144.4445 | 141969.4456 | 0 | 52566.6671 | 0 | 0 | 0 | 0 | 92930.5563 | 0 | 0 | 389919.4476 | 0 | 389922.2253 | -2.7778 | -2.7778 | 0 | 4947.8428 | 2512.275 | 910.5011 | 11598.9037 | 0 | 4294.6967 | 0 | 0 | 0 | 0 | 7592.4264 | 0 | 0 | 31856.4189 | 0 | 31856.6458 | -0.22694 | -0.22694 | 0 | 206.6932 | 104.9488 | 38.0356 | 484.5373 | 0 | 179.4084 | 0 | 0 | 0 | 0 | 317.1691 | 0 | 0 | 1330.783 | 0 | 1330.7925 | -0.0094805 | -0.0094805 | 3.1104 | 1.1273 | 14.3602 | 5.3172 | 0 | 0 | 6.1259 | 0 | 9.4001 | 0 | 0 | 39.4414 | 39.4411 | 39.4411 | 2
TX_2A_MA_2010_NG | 2A | MA | NG | 2067 | ASHRAE30pct-state-2A | ApartmentMidRise | STD2010 | TX-Houston-TX | Zone2A | Zone2A(TX-Houston-TX) | ASHRAE30pct-state-STD2010 | state | TX | 0.0817 | 0.67 | ASHRAE30pct-state-2A_ApartmentMidRise_STD2010_TX-Houston-TX.table.csv.gz | Mid-Rise Apartment | Houston Bush Intercontinental TX USA TMY3 WMO#=722430 | Natural Gas | 40358.053 | 0 | 0 | 0 | 0 | 0 | 0 | 0 | 0 | 0 | 0 | 0 | 0 | 0 | 40358.053 | 0 | 40358.053 | 0 | 0 | 270.399 | 0 | 0 | 0 | 0 | 0 | 0 | 0 | 0 | 0 | 0 | 0 | 0 | 0 | 270.399 | 0 | 270.399 | 0 | 0 | 40.3581 | 0 | 0 | 0 | 0 | 0 | 0 | 0 | 0 | 0 | 0 | 0 | 0 | 0 | 40.3581 | 0 | 40.3581 | 0 | 0 | 0 | 0 | 0 | 0 | 0 | 0 | 0 | 1.1961 | 0 | 0 | 0 | 1.1961 | 1.1961 | 1.1961 | 1
TX_2A_MA_2013_NG | 2A | MA | NG | 2425 | ASHRAE30pct-state-2A | ApartmentMidRise | STD2013 | TX-Houston-TX | Zone2A | Zone2A(TX-Houston-TX) | ASHRAE30pct-state-STD2013 | state | TX | 0.0817 | 0.67 | ASHRAE30pct-state-2A_ApartmentMidRise_STD2013_TX-Houston-TX.table.csv.gz | Mid-Rise Apartment | Houston Bush Intercontinental TX USA TMY3 WMO#=722430 | Natural Gas | 36898.5205 | 0 | 0 | 0 | 0 | 0 | 0 | 0 | 0 | 0 | 0 | 0 | 0 | 0 | 36898.5205 | 0 | 36898.5205 | 0 | 0 | 247.2201 | 0 | 0 | 0 | 0 | 0 | 0 | 0 | 0 | 0 | 0 | 0 | 0 | 0 | 247.2201 | 0 | 247.2201 | 0 | 0 | 36.8985 | 0 | 0 | 0 | 0 | 0 | 0 | 0 | 0 | 0 | 0 | 0 | 0 | 0 | 36.8985 | 0 | 36.8985 | 0 | 0 | 0 | 0 | 0 | 0 | 0 | 0 | 0 | 1.0936 | 0 | 0 | 0 | 1.0936 | 1.0936 | 1.0936 | 2
AZ_2B_MA_2010_EL | 2B | MA | EL | 2656 | ASHRAE30pct-state-2B | ApartmentMidRise | STD2010 | AZ-Phoenix-AZ | Zone2B | Zone2B(AZ-Phoenix-AZ) | ASHRAE30pct-state-STD2010 | state | AZ | 0.0954 | 0.95 | ASHRAE30pct-state-2B_ApartmentMidRise_STD2010_AZ-Phoenix-AZ.table.csv.gz | Mid-Rise Apartment | Phoenix Sky Harbor Intl Ap AZ USA TMY3 WMO#=722780 | Electricity | 0 | 93086.1119 | 37388.8892 | 11136.1112 | 142061.1122 | 0 | 77244.4451 | 0 | 0 | 0 | 0 | 87511.1118 | 0 | 0 | 448425.0036 | 0 | 448427.7814 | -2.7778 | -2.7778 | 0 | 8880.4151 | 3566.9 | 1062.385 | 13552.6301 | 0 | 7369.1201 | 0 | 0 | 0 | 0 | 8348.5601 | 0 | 0 | 42779.7453 | 0 | 42780.0103 | -0.265 | -0.265 | 0 | 317.7 | 127.6071 | 38.0072 | 484.8502 | 0 | 263.6329 | 0 | 0 | 0 | 0 | 298.6727 | 0 | 0 | 1530.4606 | 0 | 1530.4701 | -0.0094805 | -0.0094805 | 3.782 | 1.1264 | 14.3695 | 7.8134 | 0 | 0 | 9.4158 | 0 | 8.8519 | 0 | 0 | 45.3594 | 45.3591 | 45.3591 | 1
AZ_2B_MA_2013_EL | 2B | MA | EL | 2836 | ASHRAE30pct-state-2B | ApartmentMidRise | STD2013 | AZ-Phoenix-AZ | Zone2B | Zone2B(AZ-Phoenix-AZ) | ASHRAE30pct-state-STD2013 | state | AZ | 0.0954 | 0.95 | ASHRAE30pct-state-2B_ApartmentMidRise_STD2013_AZ-Phoenix-AZ.table.csv.gz | Mid-Rise Apartment | Phoenix Sky Harbor Intl Ap AZ USA TMY3 WMO#=722780 | Electricity | 0 | 76686.1117 | 30750.0002 | 11136.1112 | 141969.4456 | 0 | 67158.3339 | 0 | 0 | 0 | 0 | 87450.0007 | 0 | 0 | 415150.0033 | 0 | 415150.0033 | 0 | 0 | 0 | 7315.8551 | 2933.55 | 1062.385 | 13543.8851 | 0 | 6406.9051 | 0 | 0 | 0 | 0 | 8342.7301 | 0 | 0 | 39605.3103 | 0 | 39605.3103 | 0 | 0 | 0 | 261.7273 | 104.9488 | 38.0072 | 484.5373 | 0 | 229.2093 | 0 | 0 | 0 | 0 | 298.4641 | 0 | 0 | 1416.8941 | 0 | 1416.8941 | 0 | 0 | 3.1104 | 1.1264 | 14.3605 | 6.7932 | 0 | 0 | 7.757 | 0 | 8.8457 | 0 | 0 | 41.9932 | 41.9932 | 41.9932 | 2
AZ_2B_MA_2010_NG | 2B | MA | NG | 2665 | ASHRAE30pct-state-2B | ApartmentMidRise | STD2010 | AZ-Phoenix-AZ | Zone2B | Zone2B(AZ-Phoenix-AZ) | ASHRAE30pct-state-STD2010 | state | AZ | 0.0954 | 0.95 | ASHRAE30pct-state-2B_ApartmentMidRise_STD2010_AZ-Phoenix-AZ.table.csv.gz | Mid-Rise Apartment | Phoenix Sky Harbor Intl Ap AZ USA TMY3 WMO#=722780 | Natural Gas | 9165.3916 | 0 | 0 | 0 | 0 | 0 | 0 | 0 | 0 | 0 | 0 | 0 | 0 | 0 | 9165.3916 | 0 | 9165.3916 | 0 | 0 | 87.0712 | 0 | 0 | 0 | 0 | 0 | 0 | 0 | 0 | 0 | 0 | 0 | 0 | 0 | 87.0712 | 0 | 87.0712 | 0 | 0 | 9.1654 | 0 | 0 | 0 | 0 | 0 | 0 | 0 | 0 | 0 | 0 | 0 | 0 | 0 | 9.1654 | 0 | 9.1654 | 0 | 0 | 0 | 0 | 0 | 0 | 0 | 0 | 0 | 0.27164 | 0 | 0 | 0 | 0.27164 | 0.27164 | 0.27164 | 1
AZ_2B_MA_2013_NG | 2B | MA | NG | 2845 | ASHRAE30pct-state-2B | ApartmentMidRise | STD2013 | AZ-Phoenix-AZ | Zone2B | Zone2B(AZ-Phoenix-AZ) | ASHRAE30pct-state-STD2013 | state | AZ | 0.0954 | 0.95 | ASHRAE30pct-state-2B_ApartmentMidRise_STD2013_AZ-Phoenix-AZ.table.csv.gz | Mid-Rise Apartment | Phoenix Sky Harbor Intl Ap AZ USA TMY3 WMO#=722780 | Natural Gas | 7724.7095 | 0 | 0 | 0 | 0 | 0 | 0 | 0 | 0 | 0 | 0 | 0 | 0 | 0 | 7724.7095 | 0 | 7724.7095 | 0 | 0 | 73.3847 | 0 | 0 | 0 | 0 | 0 | 0 | 0 | 0 | 0 | 0 | 0 | 0 | 0 | 73.3847 | 0 | 73.3847 | 0 | 0 | 7.7247 | 0 | 0 | 0 | 0 | 0 | 0 | 0 | 0 | 0 | 0 | 0 | 0 | 0 | 7.7247 | 0 | 7.7247 | 0 | 0 | 0 | 0 | 0 | 0 | 0 | 0 | 0 | 0.22894 | 0 | 0 | 0 | 0.22894 | 0.22894 | 0.22894 | 2
CA_2B_MA_2010_EL | 2B | MA | EL | 2716 | ASHRAE30pct-state-2B | ApartmentMidRise | STD2010 | CA-Tucson-AZ | Zone2B | Zone2B(CA-Tucson-AZ) | ASHRAE30pct-state-STD2010 | state | CA | 0.136 | 0.7 | ASHRAE30pct-state-2B_ApartmentMidRise_STD2010_CA-Tucson-AZ.table.csv.gz | Mid-Rise Apartment | Tucson International Ap AZ USA TMY3 WMO#=722740 | Electricity | 0 | 69161.1117 | 37388.8892 | 11150.0001 | 142061.1122 | 0 | 75322.2228 | 0 | 0 | 0 | 0 | 87577.7785 | 0 | 0 | 422661.1145 | 0 | 422661.1145 | 5.8208e-11 | 5.8208e-11 | 0 | 9405.9112 | 5084.8889 | 1516.4 | 19320.3113 | 0 | 10243.8223 | 0 | 0 | 0 | 0 | 11910.5779 | 0 | 0 | 57481.9116 | 0 | 57481.9116 | 7.9162e-12 | 7.9162e-12 | 0 | 236.0447 | 127.6071 | 38.0546 | 484.8502 | 0 | 257.0724 | 0 | 0 | 0 | 0 | 298.9002 | 0 | 0 | 1442.5293 | 0 | 1442.5293 | 1.9866e-13 | 1.9866e-13 | 3.782 | 1.1278 | 14.3698 | 7.619 | 0 | 0 | 6.9958 | 0 | 8.8587 | 0 | 0 | 42.753 | 42.753 | 42.753 | 1
CA_2B_MA_2013_EL | 2B | MA | EL | 2896 | ASHRAE30pct-state-2B | ApartmentMidRise | STD2013 | CA-Tucson-AZ | Zone2B | Zone2B(CA-Tucson-AZ) | ASHRAE30pct-state-STD2013 | state | CA | 0.136 | 0.7 | ASHRAE30pct-state-2B_ApartmentMidRise_STD2013_CA-Tucson-AZ.table.csv.gz | Mid-Rise Apartment | Tucson International Ap AZ USA TMY3 WMO#=722740 | Electricity | 0 | 55627.7782 | 30750.0002 | 11150.0001 | 141969.4456 | 0 | 65738.8894 | 0 | 0 | 0 | 0 | 87511.1118 | 0 | 0 | 392747.2254 | 0 | 392747.2254 | 0 | 0 | 0 | 7565.3778 | 4182 | 1516.4 | 19307.8446 | 0 | 8940.489 | 0 | 0 | 0 | 0 | 11901.5112 | 0 | 0 | 53413.6226 | 0 | 53413.6226 | 0 | 0 | 0 | 189.8559 | 104.9488 | 38.0546 | 484.5373 | 0 | 224.3648 | 0 | 0 | 0 | 0 | 298.6727 | 0 | 0 | 1340.4341 | 0 | 1340.4341 | 0 | 0 | 3.1104 | 1.1278 | 14.3605 | 6.6496 | 0 | 0 | 5.6269 | 0 | 8.8519 | 0 | 0 | 39.7272 | 39.7272 | 39.7272 | 2
CA_2B_MA_2010_NG | 2B | MA | NG | 2725 | ASHRAE30pct-state-2B | ApartmentMidRise | STD2010 | CA-Tucson-AZ | Zone2B | Zone2B(CA-Tucson-AZ) | ASHRAE30pct-state-STD2010 | state | CA | 0.136 | 0.7 | ASHRAE30pct-state-2B_ApartmentMidRise_STD2010_CA-Tucson-AZ.table.csv.gz | Mid-Rise Apartment | Tucson International Ap AZ USA TMY3 WMO#=722740 | Natural Gas | 23875.5133 | 0 | 0 | 0 | 0 | 0 | 0 | 0 | 0 | 0 | 0 | 0 | 0 | 0 | 23875.5133 | 0 | 23875.5133 | 0 | 0 | 167.1286 | 0 | 0 | 0 | 0 | 0 | 0 | 0 | 0 | 0 | 0 | 0 | 0 | 0 | 167.1286 | 0 | 167.1286 | 0 | 0 | 23.8755 | 0 | 0 | 0 | 0 | 0 | 0 | 0 | 0 | 0 | 0 | 0 | 0 | 0 | 23.8755 | 0 | 23.8755 | 0 | 0 | 0 | 0 | 0 | 0 | 0 | 0 | 0 | 0.70761 | 0 | 0 | 0 | 0.70761 | 0.70761 | 0.70761 | 1
CA_2B_MA_2013_NG | 2B | MA | NG | 2905 | ASHRAE30pct-state-2B | ApartmentMidRise | STD2013 | CA-Tucson-AZ | Zone2B | Zone2B(CA-Tucson-AZ) | ASHRAE30pct-state-STD2013 | state | CA | 0.136 | 0.7 | ASHRAE30pct-state-2B_ApartmentMidRise_STD2013_CA-Tucson-AZ.table.csv.gz | Mid-Rise Apartment | Tucson International Ap AZ USA TMY3 WMO#=722740 | Natural Gas | 20615.0224 | 0 | 0 | 0 | 0 | 0 | 0 | 0 | 0 | 0 | 0 | 0 | 0 | 0 | 20615.0224 | 0 | 20615.0224 | 0 | 0 | 144.3052 | 0 | 0 | 0 | 0 | 0 | 0 | 0 | 0 | 0 | 0 | 0 | 0 | 0 | 144.3052 | 0 | 144.3052 | 0 | 0 | 20.615 | 0 | 0 | 0 | 0 | 0 | 0 | 0 | 0 | 0 | 0 | 0 | 0 | 0 | 20.615 | 0 | 20.615 | 0 | 0 | 0 | 0 | 0 | 0 | 0 | 0 | 0 | 0.61098 | 0 | 0 | 0 | 0.61098 | 0.61098 | 0.61098 | 2
TX_2B_MA_2010_EL | 2B | MA | EL | 2776 | ASHRAE30pct-state-2B | ApartmentMidRise | STD2010 | TX-SanAntonio-TX | Zone2B | Zone2B(TX-SanAntonio-TX) | ASHRAE30pct-state-STD2010 | state | TX | 0.0817 | 0.67 | ASHRAE30pct-state-2B_ApartmentMidRise_STD2010_TX-SanAntonio-TX.table.csv.gz | Mid-Rise Apartment | San Antonio Intl Ap TX USA TMY3 WMO#=722530 | Electricity | 0 | 76563.8895 | 37388.8892 | 11144.4445 | 142061.1122 | 0 | 65919.445 | 0 | 0 | 0 | 0 | 87591.6674 | 0 | 0 | 420666.67 | 0 | 420669.4478 | -2.7778 | -2.7778 | 0 | 6255.2698 | 3054.6722 | 910.5011 | 11606.3929 | 0 | 5385.6187 | 0 | 0 | 0 | 0 | 7156.2392 | 0 | 0 | 34368.4669 | 0 | 34368.6939 | -0.22694 | -0.22694 | 0 | 261.3102 | 127.6071 | 38.0356 | 484.8502 | 0 | 224.981 | 0 | 0 | 0 | 0 | 298.9476 | 0 | 0 | 1435.7223 | 0 | 1435.7318 | -0.0094805 | -0.0094805 | 3.782 | 1.1273 | 14.3695 | 6.6679 | 0 | 0 | 7.7446 | 0 | 8.8601 | 0 | 0 | 42.5515 | 42.5513 | 42.5513 | 1
TX_2B_MA_2013_EL | 2B | MA | EL | 2956 | ASHRAE30pct-state-2B | ApartmentMidRise | STD2013 | TX-SanAntonio-TX | Zone2B | Zone2B(TX-SanAntonio-TX) | ASHRAE30pct-state-STD2013 | state | TX | 0.0817 | 0.67 | ASHRAE30pct-state-2B_ApartmentMidRise_STD2013_TX-SanAntonio-TX.table.csv.gz | Mid-Rise Apartment | San Antonio Intl Ap TX USA TMY3 WMO#=722530 | Electricity | 0 | 61758.3338 | 30750.0002 | 11144.4445 | 141969.4456 | 0 | 56794.4449 | 0 | 0 | 0 | 0 | 87516.6674 | 0 | 0 | 389927.7809 | 0 | 389933.3365 | -5.5556 | -5.5556 | 0 | 5045.6559 | 2512.275 | 910.5011 | 11598.9037 | 0 | 4640.1061 | 0 | 0 | 0 | 0 | 7150.1117 | 0 | 0 | 31857.0997 | 0 | 31857.5536 | -0.45389 | -0.45389 | 0 | 210.7793 | 104.9488 | 38.0356 | 484.5373 | 0 | 193.8377 | 0 | 0 | 0 | 0 | 298.6917 | 0 | 0 | 1330.8114 | 0 | 1330.8304 | -0.018961 | -0.018961 | 3.1104 | 1.1273 | 14.3599 | 5.7449 | 0 | 0 | 6.247 | 0 | 8.8525 | 0 | 0 | 39.4425 | 39.442 | 39.442 | 2
TX_2B_MA_2010_NG | 2B | MA | NG | 2785 | ASHRAE30pct-state-2B | ApartmentMidRise | STD2010 | TX-SanAntonio-TX | Zone2B | Zone2B(TX-SanAntonio-TX) | ASHRAE30pct-state-STD2010 | state | TX | 0.0817 | 0.67 | ASHRAE30pct-state-2B_ApartmentMidRise_STD2010_TX-SanAntonio-TX.table.csv.gz | Mid-Rise Apartment | San Antonio Intl Ap TX USA TMY3 WMO#=722530 | Natural Gas | 41675.5188 | 0 | 0 | 0 | 0 | 0 | 0 | 0 | 0 | 0 | 0 | 0 | 0 | 0 | 41675.5188 | 0 | 41675.5188 | 0 | 0 | 279.226 | 0 | 0 | 0 | 0 | 0 | 0 | 0 | 0 | 0 | 0 | 0 | 0 | 0 | 279.226 | 0 | 279.226 | 0 | 0 | 41.6755 | 0 | 0 | 0 | 0 | 0 | 0 | 0 | 0 | 0 | 0 | 0 | 0 | 0 | 41.6755 | 0 | 41.6755 | 0 | 0 | 0 | 0 | 0 | 0 | 0 | 0 | 0 | 1.2352 | 0 | 0 | 0 | 1.2352 | 1.2352 | 1.2352 | 1
TX_2B_MA_2013_NG | 2B | MA | NG | 2965 | ASHRAE30pct-state-2B | ApartmentMidRise | STD2013 | TX-SanAntonio-TX | Zone2B | Zone2B(TX-SanAntonio-TX) | ASHRAE30pct-state-STD2013 | state | TX | 0.0817 | 0.67 | ASHRAE30pct-state-2B_ApartmentMidRise_STD2013_TX-SanAntonio-TX.table.csv.gz | Mid-Rise Apartment | San Antonio Intl Ap TX USA TMY3 WMO#=722530 | Natural Gas | 37941.1193 | 0 | 0 | 0 | 0 | 0 | 0 | 0 | 0 | 0 | 0 | 0 | 0 | 0 | 37941.1193 | 0 | 37941.1193 | 0 | 0 | 254.2055 | 0 | 0 | 0 | 0 | 0 | 0 | 0 | 0 | 0 | 0 | 0 | 0 | 0 | 254.2055 | 0 | 254.2055 | 0 | 0 | 37.9411 | 0 | 0 | 0 | 0 | 0 | 0 | 0 | 0 | 0 | 0 | 0 | 0 | 0 | 37.9411 | 0 | 37.9411 | 0 | 0 | 0 | 0 | 0 | 0 | 0 | 0 | 0 | 1.1245 | 0 | 0 | 0 | 1.1245 | 1.1245 | 1.1245 | 2
AL_3A_MA_2010_EL | 3A | MA | EL | 3616 | ASHRAE30pct-state-3A | ApartmentMidRise | STD2010 | AL-Birmingham-AL | Zone3A | Zone3A(AL-Birmingham-AL) | ASHRAE30pct-state-STD2010 | state | AL | 0.1058 | 1.24 | ASHRAE30pct-state-3A_ApartmentMidRise_STD2010_AL-Birmingham-AL.table.csv.gz | Mid-Rise Apartment | Birmingham Municipal Ap AL USA TMY3 WMO#=722280 | Electricity | 0 | 53302.7782 | 37388.8892 | 11141.6668 | 142061.1122 | 0 | 54036.1115 | 0 | 0 | 0 | 0 | 100383.3341 | 0 | 0 | 398308.3365 | 0 | 398313.8921 | -5.5556 | -5.5556 | 0 | 5639.4339 | 3955.7445 | 1178.7883 | 15030.0657 | 0 | 5717.0206 | 0 | 0 | 0 | 0 | 10620.5568 | 0 | 0 | 42141.022 | 0 | 42141.6098 | -0.58778 | -0.58778 | 0 | 181.9207 | 127.6071 | 38.0262 | 484.8502 | 0 | 184.4236 | 0 | 0 | 0 | 0 | 342.6052 | 0 | 0 | 1359.414 | 0 | 1359.433 | -0.018961 | -0.018961 | 3.782 | 1.127 | 14.3692 | 5.4659 | 0 | 0 | 5.3917 | 0 | 10.154 | 0 | 0 | 40.2902 | 40.2897 | 40.2897 | 1
AL_3A_MA_2013_EL | 3A | MA | EL | 4216 | ASHRAE30pct-state-3A | ApartmentMidRise | STD2013 | AL-Birmingham-AL | Zone3A | Zone3A(AL-Birmingham-AL) | ASHRAE30pct-state-STD2013 | state | AL | 0.1058 | 1.24 | ASHRAE30pct-state-3A_ApartmentMidRise_STD2013_AL-Birmingham-AL.table.csv.gz | Mid-Rise Apartment | Birmingham Municipal Ap AL USA TMY3 WMO#=722280 | Electricity | 0 | 42072.2226 | 30750.0002 | 11141.6668 | 141969.4456 | 0 | 50369.4448 | 0 | 0 | 0 | 0 | 100327.7786 | 0 | 0 | 376627.7808 | 0 | 376630.5586 | -2.7778 | -2.7778 | 0 | 4451.2411 | 3253.35 | 1178.7883 | 15020.3673 | 0 | 5329.0873 | 0 | 0 | 0 | 0 | 10614.679 | 0 | 0 | 39847.2192 | 0 | 39847.5131 | -0.29389 | -0.29389 | 0 | 143.5912 | 104.9488 | 38.0262 | 484.5373 | 0 | 171.9094 | 0 | 0 | 0 | 0 | 342.4156 | 0 | 0 | 1285.4189 | 0 | 1285.4284 | -0.0094805 | -0.0094805 | 3.1104 | 1.127 | 14.3602 | 5.095 | 0 | 0 | 4.2557 | 0 | 10.1484 | 0 | 0 | 38.0969 | 38.0966 | 38.0966 | 2
AL_3A_MA_2010_NG | 3A | MA | NG | 3625 | ASHRAE30pct-state-3A | ApartmentMidRise | STD2010 | AL-Birmingham-AL | Zone3A | Zone3A(AL-Birmingham-AL) | ASHRAE30pct-state-STD2010 | state | AL | 0.1058 | 1.24 | ASHRAE30pct-state-3A_ApartmentMidRise_STD2010_AL-Birmingham-AL.table.csv.gz | Mid-Rise Apartment | Birmingham Municipal Ap AL USA TMY3 WMO#=722280 | Natural Gas | 78251.7814 | 0 | 0 | 0 | 0 | 0 | 0 | 0 | 0 | 0 | 0 | 0 | 0 | 0 | 78251.7814 | 0 | 78251.7814 | 0 | 0 | 970.3221 | 0 | 0 | 0 | 0 | 0 | 0 | 0 | 0 | 0 | 0 | 0 | 0 | 0 | 970.3221 | 0 | 970.3221 | 0 | 0 | 78.2518 | 0 | 0 | 0 | 0 | 0 | 0 | 0 | 0 | 0 | 0 | 0 | 0 | 0 | 78.2518 | 0 | 78.2518 | 0 | 0 | 0 | 0 | 0 | 0 | 0 | 0 | 0 | 2.3192 | 0 | 0 | 0 | 2.3192 | 2.3192 | 2.3192 | 1
AL_3A_MA_2013_NG | 3A | MA | NG | 4225 | ASHRAE30pct-state-3A | ApartmentMidRise | STD2013 | AL-Birmingham-AL | Zone3A | Zone3A(AL-Birmingham-AL) | ASHRAE30pct-state-STD2013 | state | AL | 0.1058 | 1.24 | ASHRAE30pct-state-3A_ApartmentMidRise_STD2013_AL-Birmingham-AL.table.csv.gz | Mid-Rise Apartment | Birmingham Municipal Ap AL USA TMY3 WMO#=722280 | Natural Gas | 89616.1087 | 0 | 0 | 0 | 0 | 0 | 0 | 0 | 0 | 0 | 0 | 0 | 0 | 0 | 89616.1087 | 0 | 89616.1087 | 0 | 0 | 1111.2397 | 0 | 0 | 0 | 0 | 0 | 0 | 0 | 0 | 0 | 0 | 0 | 0 | 0 | 1111.2397 | 0 | 1111.2397 | 0 | 0 | 89.6161 | 0 | 0 | 0 | 0 | 0 | 0 | 0 | 0 | 0 | 0 | 0 | 0 | 0 | 89.6161 | 0 | 89.6161 | 0 | 0 | 0 | 0 | 0 | 0 | 0 | 0 | 0 | 2.656 | 0 | 0 | 0 | 2.656 | 2.656 | 2.656 | 2
AR_3A_MA_2010_EL | 3A | MA | EL | 3676 | ASHRAE30pct-state-3A | ApartmentMidRise | STD2010 | AR-Little-Rock-AR | Zone3A | Zone3A(AR-Little-Rock-AR) | ASHRAE30pct-state-STD2010 | state | AR | 0.0768 | 0.77 | ASHRAE30pct-state-3A_ApartmentMidRise_STD2010_AR-Little-Rock-AR.table.csv.gz | Mid-Rise Apartment | Little Rock Adams Field AR USA TMY3 WMO#=723403 | Electricity | 0 | 57186.1116 | 37388.8892 | 11150.0001 | 142061.1122 | 0 | 57055.556 | 0 | 0 | 0 | 0 | 100425.0008 | 0 | 0 | 405261.1144 | 0 | 405266.6699 | -5.5556 | -5.5556 | 0 | 4391.8934 | 2871.4667 | 856.32 | 10910.2934 | 0 | 4381.8667 | 0 | 0 | 0 | 0 | 7712.6401 | 0 | 0 | 31124.0536 | 0 | 31124.4802 | -0.42667 | -0.42667 | 0 | 195.1744 | 127.6071 | 38.0546 | 484.8502 | 0 | 194.7288 | 0 | 0 | 0 | 0 | 342.7474 | 0 | 0 | 1383.1436 | 0 | 1383.1626 | -0.018961 | -0.018961 | 3.782 | 1.1278 | 14.3692 | 5.7713 | 0 | 0 | 5.7845 | 0 | 10.1582 | 0 | 0 | 40.9935 | 40.993 | 40.993 | 1
AR_3A_MA_2013_EL | 3A | MA | EL | 4276 | ASHRAE30pct-state-3A | ApartmentMidRise | STD2013 | AR-Little-Rock-AR | Zone3A | Zone3A(AR-Little-Rock-AR) | ASHRAE30pct-state-STD2013 | state | AR | 0.0768 | 0.77 | ASHRAE30pct-state-3A_ApartmentMidRise_STD2013_AR-Little-Rock-AR.table.csv.gz | Mid-Rise Apartment | Little Rock Adams Field AR USA TMY3 WMO#=723403 | Electricity | 0 | 46188.8893 | 30750.0002 | 11150.0001 | 141969.4456 | 0 | 53372.2226 | 0 | 0 | 0 | 0 | 100372.223 | 0 | 0 | 383802.7808 | 0 | 383802.7808 | 0 | 0 | 0 | 3547.3067 | 2361.6 | 856.32 | 10903.2534 | 0 | 4098.9867 | 0 | 0 | 0 | 0 | 7708.5867 | 0 | 0 | 29476.0536 | 0 | 29476.0536 | 0 | 0 | 0 | 157.6412 | 104.9488 | 38.0546 | 484.5373 | 0 | 182.1577 | 0 | 0 | 0 | 0 | 342.5673 | 0 | 0 | 1309.907 | 0 | 1309.907 | 0 | 0 | 3.1104 | 1.1278 | 14.3605 | 5.3987 | 0 | 0 | 4.6721 | 0 | 10.1528 | 0 | 0 | 38.8224 | 38.8224 | 38.8224 | 2
AR_3A_MA_2010_NG | 3A | MA | NG | 3685 | ASHRAE30pct-state-3A | ApartmentMidRise | STD2010 | AR-Little-Rock-AR | Zone3A | Zone3A(AR-Little-Rock-AR) | ASHRAE30pct-state-STD2010 | state | AR | 0.0768 | 0.77 | ASHRAE30pct-state-3A_ApartmentMidRise_STD2010_AR-Little-Rock-AR.table.csv.gz | Mid-Rise Apartment | Little Rock Adams Field AR USA TMY3 WMO#=723403 | Natural Gas | 141082.5783 | 0 | 0 | 0 | 0 | 0 | 0 | 0 | 0 | 0 | 0 | 0 | 0 | 0 | 141082.5783 | 0 | 141082.5783 | 0 | 0 | 1086.3359 | 0 | 0 | 0 | 0 | 0 | 0 | 0 | 0 | 0 | 0 | 0 | 0 | 0 | 1086.3359 | 0 | 1086.3359 | 0 | 0 | 141.0826 | 0 | 0 | 0 | 0 | 0 | 0 | 0 | 0 | 0 | 0 | 0 | 0 | 0 | 141.0826 | 0 | 141.0826 | 0 | 0 | 0 | 0 | 0 | 0 | 0 | 0 | 0 | 4.1813 | 0 | 0 | 0 | 4.1813 | 4.1813 | 4.1813 | 1
AR_3A_MA_2013_NG | 3A | MA | NG | 4285 | ASHRAE30pct-state-3A | ApartmentMidRise | STD2013 | AR-Little-Rock-AR | Zone3A | Zone3A(AR-Little-Rock-AR) | ASHRAE30pct-state-STD2013 | state | AR | 0.0768 | 0.77 | ASHRAE30pct-state-3A_ApartmentMidRise_STD2013_AR-Little-Rock-AR.table.csv.gz | Mid-Rise Apartment | Little Rock Adams Field AR USA TMY3 WMO#=723403 | Natural Gas | 156949.0369 | 0 | 0 | 0 | 0 | 0 | 0 | 0 | 0 | 0 | 0 | 0 | 0 | 0 | 156949.0369 | 0 | 156949.0369 | 0 | 0 | 1208.5076 | 0 | 0 | 0 | 0 | 0 | 0 | 0 | 0 | 0 | 0 | 0 | 0 | 0 | 1208.5076 | 0 | 1208.5076 | 0 | 0 | 156.949 | 0 | 0 | 0 | 0 | 0 | 0 | 0 | 0 | 0 | 0 | 0 | 0 | 0 | 156.949 | 0 | 156.949 | 0 | 0 | 0 | 0 | 0 | 0 | 0 | 0 | 0 | 4.6516 | 0 | 0 | 0 | 4.6516 | 4.6516 | 4.6516 | 2
GA_3A_MA_2010_EL | 3A | MA | EL | 3736 | ASHRAE30pct-state-3A | ApartmentMidRise | STD2010 | GA-Atlanta-GA | Zone3A | Zone3A(GA-Atlanta-GA) | ASHRAE30pct-state-STD2010 | state | GA | 0.0947 | 0.94 | ASHRAE30pct-state-3A_ApartmentMidRise_STD2010_GA-Atlanta-GA.table.csv.gz | Mid-Rise Apartment | Atlanta Hartsfield Intl Ap GA USA TMY3 WMO#=722190 | Electricity | 0 | 50494.4448 | 37388.8892 | 11158.3334 | 142061.1122 | 0 | 55658.3338 | 0 | 0 | 0 | 0 | 100408.3341 | 0 | 0 | 397169.4476 | 0 | 397169.4476 | 0 | 0 | 0 | 4781.8239 | 3540.7278 | 1056.6942 | 13453.1873 | 0 | 5270.8442 | 0 | 0 | 0 | 0 | 9508.6692 | 0 | 0 | 37611.9467 | 0 | 37611.9467 | 0 | 0 | 0 | 172.336 | 127.6071 | 38.083 | 484.8502 | 0 | 189.9602 | 0 | 0 | 0 | 0 | 342.6905 | 0 | 0 | 1355.527 | 0 | 1355.527 | 0 | 0 | 3.782 | 1.1287 | 14.3698 | 5.63 | 0 | 0 | 5.1076 | 0 | 10.1565 | 0 | 0 | 40.1745 | 40.1745 | 40.1745 | 1
GA_3A_MA_2013_EL | 3A | MA | EL | 4336 | ASHRAE30pct-state-3A | ApartmentMidRise | STD2013 | GA-Atlanta-GA | Zone3A | Zone3A(GA-Atlanta-GA) | ASHRAE30pct-state-STD2013 | state | GA | 0.0947 | 0.94 | ASHRAE30pct-state-3A_ApartmentMidRise_STD2013_GA-Atlanta-GA.table.csv.gz | Mid-Rise Apartment | Atlanta Hartsfield Intl Ap GA USA TMY3 WMO#=722190 | Electricity | 0 | 39763.8892 | 30750.0002 | 11158.3334 | 141969.4456 | 0 | 51927.7782 | 0 | 0 | 0 | 0 | 100355.5564 | 0 | 0 | 375925.003 | 0 | 375925.003 | 0 | 0 | 0 | 3765.6403 | 2912.025 | 1056.6942 | 13444.5065 | 0 | 4917.5606 | 0 | 0 | 0 | 0 | 9503.6712 | 0 | 0 | 35600.0978 | 0 | 35600.0978 | 0 | 0 | 0 | 135.7129 | 104.9488 | 38.083 | 484.5373 | 0 | 177.2279 | 0 | 0 | 0 | 0 | 342.5104 | 0 | 0 | 1283.0204 | 0 | 1283.0204 | 0 | 0 | 3.1104 | 1.1287 | 14.3605 | 5.2526 | 0 | 0 | 4.0222 | 0 | 10.1512 | 0 | 0 | 38.0256 | 38.0256 | 38.0256 | 2
GA_3A_MA_2010_NG | 3A | MA | NG | 3745 | ASHRAE30pct-state-3A | ApartmentMidRise | STD2010 | GA-Atlanta-GA | Zone3A | Zone3A(GA-Atlanta-GA) | ASHRAE30pct-state-STD2010 | state | GA | 0.0947 | 0.94 | ASHRAE30pct-state-3A_ApartmentMidRise_STD2010_GA-Atlanta-GA.table.csv.gz | Mid-Rise Apartment | Atlanta Hartsfield Intl Ap GA USA TMY3 WMO#=722190 | Natural Gas | 110288.0001 | 0 | 0 | 0 | 0 | 0 | 0 | 0 | 0 | 0 | 0 | 0 | 0 | 0 | 110288.0001 | 0 | 110288.0001 | 0 | 0 | 1036.7072 | 0 | 0 | 0 | 0 | 0 | 0 | 0 | 0 | 0 | 0 | 0 | 0 | 0 | 1036.7072 | 0 | 1036.7072 | 0 | 0 | 110.288 | 0 | 0 | 0 | 0 | 0 | 0 | 0 | 0 | 0 | 0 | 0 | 0 | 0 | 110.288 | 0 | 110.288 | 0 | 0 | 0 | 0 | 0 | 0 | 0 | 0 | 0 | 3.2687 | 0 | 0 | 0 | 3.2687 | 3.2687 | 3.2687 | 1
GA_3A_MA_2013_NG | 3A | MA | NG | 4345 | ASHRAE30pct-state-3A | ApartmentMidRise | STD2013 | GA-Atlanta-GA | Zone3A | Zone3A(GA-Atlanta-GA) | ASHRAE30pct-state-STD2013 | state | GA | 0.0947 | 0.94 | ASHRAE30pct-state-3A_ApartmentMidRise_STD2013_GA-Atlanta-GA.table.csv.gz | Mid-Rise Apartment | Atlanta Hartsfield Intl Ap GA USA TMY3 WMO#=722190 | Natural Gas | 124865.4274 | 0 | 0 | 0 | 0 | 0 | 0 | 0 | 0 | 0 | 0 | 0 | 0 | 0 | 124865.4274 | 0 | 124865.4274 | 0 | 0 | 1173.735 | 0 | 0 | 0 | 0 | 0 | 0 | 0 | 0 | 0 | 0 | 0 | 0 | 0 | 1173.735 | 0 | 1173.735 | 0 | 0 | 124.8654 | 0 | 0 | 0 | 0 | 0 | 0 | 0 | 0 | 0 | 0 | 0 | 0 | 0 | 124.8654 | 0 | 124.8654 | 0 | 0 | 0 | 0 | 0 | 0 | 0 | 0 | 0 | 3.7007 | 0 | 0 | 0 | 3.7007 | 3.7007 | 3.7007 | 2
LA_3A_MA_2010_EL | 3A | MA | EL | 3796 | ASHRAE30pct-state-3A | ApartmentMidRise | STD2010 | LA-Shreveport-LA | Zone3A | Zone3A(LA-Shreveport-LA) | ASHRAE30pct-state-STD2010 | state | LA | 0.0779 | 0.8 | ASHRAE30pct-state-3A_ApartmentMidRise_STD2010_LA-Shreveport-LA.table.csv.gz | Mid-Rise Apartment | Shreveport Regional Arpt LA USA TMY3 WMO#=722480 | Electricity | 0 | 63263.8894 | 37388.8892 | 11147.2223 | 142061.1122 | 0 | 56041.6671 | 0 | 0 | 0 | 0 | 100355.5564 | 0 | 0 | 410258.3366 | 0 | 410258.3366 | 0 | 0 | 0 | 4928.257 | 2912.5945 | 868.3686 | 11066.5606 | 0 | 4365.6459 | 0 | 0 | 0 | 0 | 7817.6978 | 0 | 0 | 31959.1244 | 0 | 31959.1244 | 0 | 0 | 0 | 215.9177 | 127.6071 | 38.0451 | 484.8502 | 0 | 191.2685 | 0 | 0 | 0 | 0 | 342.5104 | 0 | 0 | 1400.199 | 0 | 1400.199 | 0 | 0 | 3.782 | 1.1276 | 14.3698 | 5.6687 | 0 | 0 | 6.3993 | 0 | 10.1512 | 0 | 0 | 41.4984 | 41.4984 | 41.4984 | 1
LA_3A_MA_2013_EL | 3A | MA | EL | 4396 | ASHRAE30pct-state-3A | ApartmentMidRise | STD2013 | LA-Shreveport-LA | Zone3A | Zone3A(LA-Shreveport-LA) | ASHRAE30pct-state-STD2013 | state | LA | 0.0779 | 0.8 | ASHRAE30pct-state-3A_ApartmentMidRise_STD2013_LA-Shreveport-LA.table.csv.gz | Mid-Rise Apartment | Shreveport Regional Arpt LA USA TMY3 WMO#=722480 | Electricity | 0 | 51080.556 | 30750.0002 | 11147.2223 | 141969.4456 | 0 | 52477.7782 | 0 | 0 | 0 | 0 | 100300.0008 | 0 | 0 | 387722.2253 | 0 | 387725.0031 | -2.7778 | -2.7778 | 0 | 3979.1753 | 2395.425 | 868.3686 | 11059.4198 | 0 | 4088.0189 | 0 | 0 | 0 | 0 | 7813.3701 | 0 | 0 | 30203.5614 | 0 | 30203.7777 | -0.21639 | -0.21639 | 0 | 174.3364 | 104.9488 | 38.0451 | 484.5373 | 0 | 179.105 | 0 | 0 | 0 | 0 | 342.3208 | 0 | 0 | 1323.2839 | 0 | 1323.2934 | -0.0094805 | -0.0094805 | 3.1104 | 1.1276 | 14.3602 | 5.3082 | 0 | 0 | 5.1669 | 0 | 10.1455 | 0 | 0 | 39.2192 | 39.2189 | 39.2189 | 2
LA_3A_MA_2010_NG | 3A | MA | NG | 3805 | ASHRAE30pct-state-3A | ApartmentMidRise | STD2010 | LA-Shreveport-LA | Zone3A | Zone3A(LA-Shreveport-LA) | ASHRAE30pct-state-STD2010 | state | LA | 0.0779 | 0.8 | ASHRAE30pct-state-3A_ApartmentMidRise_STD2010_LA-Shreveport-LA.table.csv.gz | Mid-Rise Apartment | Shreveport Regional Arpt LA USA TMY3 WMO#=722480 | Natural Gas | 75948.5858 | 0 | 0 | 0 | 0 | 0 | 0 | 0 | 0 | 0 | 0 | 0 | 0 | 0 | 75948.5858 | 0 | 75948.5858 | 0 | 0 | 607.5887 | 0 | 0 | 0 | 0 | 0 | 0 | 0 | 0 | 0 | 0 | 0 | 0 | 0 | 607.5887 | 0 | 607.5887 | 0 | 0 | 75.9486 | 0 | 0 | 0 | 0 | 0 | 0 | 0 | 0 | 0 | 0 | 0 | 0 | 0 | 75.9486 | 0 | 75.9486 | 0 | 0 | 0 | 0 | 0 | 0 | 0 | 0 | 0 | 2.2509 | 0 | 0 | 0 | 2.2509 | 2.2509 | 2.2509 | 1
LA_3A_MA_2013_NG | 3A | MA | NG | 4405 | ASHRAE30pct-state-3A | ApartmentMidRise | STD2013 | LA-Shreveport-LA | Zone3A | Zone3A(LA-Shreveport-LA) | ASHRAE30pct-state-STD2013 | state | LA | 0.0779 | 0.8 | ASHRAE30pct-state-3A_ApartmentMidRise_STD2013_LA-Shreveport-LA.table.csv.gz | Mid-Rise Apartment | Shreveport Regional Arpt LA USA TMY3 WMO#=722480 | Natural Gas | 86421.965 | 0 | 0 | 0 | 0 | 0 | 0 | 0 | 0 | 0 | 0 | 0 | 0 | 0 | 86421.965 | 0 | 86421.965 | 0 | 0 | 691.3757 | 0 | 0 | 0 | 0 | 0 | 0 | 0 | 0 | 0 | 0 | 0 | 0 | 0 | 691.3757 | 0 | 691.3757 | 0 | 0 | 86.422 | 0 | 0 | 0 | 0 | 0 | 0 | 0 | 0 | 0 | 0 | 0 | 0 | 0 | 86.422 | 0 | 86.422 | 0 | 0 | 0 | 0 | 0 | 0 | 0 | 0 | 0 | 2.5613 | 0 | 0 | 0 | 2.5613 | 2.5613 | 2.5613 | 2
MS_3A_MA_2010_EL | 3A | MA | EL | 3856 | ASHRAE30pct-state-3A | ApartmentMidRise | STD2010 | MS-Jackson-MS | Zone3A | Zone3A(MS-Jackson-MS) | ASHRAE30pct-state-STD2010 | state | MS | 0.0928 | 0.72 | ASHRAE30pct-state-3A_ApartmentMidRise_STD2010_MS-Jackson-MS.table.csv.gz | Mid-Rise Apartment | Jackson International Ap MS USA TMY3 WMO#=722350 | Electricity | 0 | 59205.556 | 37388.8892 | 11144.4445 | 142061.1122 | 0 | 53500.0004 | 0 | 0 | 0 | 0 | 100361.1119 | 0 | 0 | 403661.1143 | 0 | 403661.1143 | 0 | 0 | 0 | 5494.2756 | 3469.6889 | 1034.2045 | 13183.2712 | 0 | 4964.8 | 0 | 0 | 0 | 0 | 9313.5112 | 0 | 0 | 37459.7514 | 0 | 37459.7514 | 0 | 0 | 0 | 202.0667 | 127.6071 | 38.0356 | 484.8502 | 0 | 182.5938 | 0 | 0 | 0 | 0 | 342.5294 | 0 | 0 | 1377.6829 | 0 | 1377.6829 | 0 | 0 | 3.782 | 1.1273 | 14.3698 | 5.4116 | 0 | 0 | 5.9888 | 0 | 10.1517 | 0 | 0 | 40.8311 | 40.8311 | 40.8311 | 1
MS_3A_MA_2013_EL | 3A | MA | EL | 4456 | ASHRAE30pct-state-3A | ApartmentMidRise | STD2013 | MS-Jackson-MS | Zone3A | Zone3A(MS-Jackson-MS) | ASHRAE30pct-state-STD2013 | state | MS | 0.0928 | 0.72 | ASHRAE30pct-state-3A_ApartmentMidRise_STD2013_MS-Jackson-MS.table.csv.gz | Mid-Rise Apartment | Jackson International Ap MS USA TMY3 WMO#=722350 | Electricity | 0 | 47555.5559 | 30750.0002 | 11144.4445 | 141969.4456 | 0 | 50011.1115 | 0 | 0 | 0 | 0 | 100308.3341 | 0 | 0 | 381736.1142 | 0 | 381738.8919 | -2.7778 | -2.7778 | 0 | 4413.1556 | 2853.6 | 1034.2045 | 13174.7645 | 0 | 4641.0311 | 0 | 0 | 0 | 0 | 9308.6134 | 0 | 0 | 35425.1114 | 0 | 35425.3692 | -0.25778 | -0.25778 | 0 | 162.3056 | 104.9488 | 38.0356 | 484.5373 | 0 | 170.6864 | 0 | 0 | 0 | 0 | 342.3492 | 0 | 0 | 1302.8535 | 0 | 1302.863 | -0.0094805 | -0.0094805 | 3.1104 | 1.1273 | 14.3602 | 5.0587 | 0 | 0 | 4.8103 | 0 | 10.1464 | 0 | 0 | 38.6136 | 38.6134 | 38.6134 | 2
MS_3A_MA_2010_NG | 3A | MA | NG | 3865 | ASHRAE30pct-state-3A | ApartmentMidRise | STD2010 | MS-Jackson-MS | Zone3A | Zone3A(MS-Jackson-MS) | ASHRAE30pct-state-STD2010 | state | MS | 0.0928 | 0.72 | ASHRAE30pct-state-3A_ApartmentMidRise_STD2010_MS-Jackson-MS.table.csv.gz | Mid-Rise Apartment | Jackson International Ap MS USA TMY3 WMO#=722350 | Natural Gas | 74460.5129 | 0 | 0 | 0 | 0 | 0 | 0 | 0 | 0 | 0 | 0 | 0 | 0 | 0 | 74460.5129 | 0 | 74460.5129 | 0 | 0 | 536.1157 | 0 | 0 | 0 | 0 | 0 | 0 | 0 | 0 | 0 | 0 | 0 | 0 | 0 | 536.1157 | 0 | 536.1157 | 0 | 0 | 74.4605 | 0 | 0 | 0 | 0 | 0 | 0 | 0 | 0 | 0 | 0 | 0 | 0 | 0 | 74.4605 | 0 | 74.4605 | 0 | 0 | 0 | 0 | 0 | 0 | 0 | 0 | 0 | 2.2068 | 0 | 0 | 0 | 2.2068 | 2.2068 | 2.2068 | 1
MS_3A_MA_2013_NG | 3A | MA | NG | 4465 | ASHRAE30pct-state-3A | ApartmentMidRise | STD2013 | MS-Jackson-MS | Zone3A | Zone3A(MS-Jackson-MS) | ASHRAE30pct-state-STD2013 | state | MS | 0.0928 | 0.72 | ASHRAE30pct-state-3A_ApartmentMidRise_STD2013_MS-Jackson-MS.table.csv.gz | Mid-Rise Apartment | Jackson International Ap MS USA TMY3 WMO#=722350 | Natural Gas | 84782.2414 | 0 | 0 | 0 | 0 | 0 | 0 | 0 | 0 | 0 | 0 | 0 | 0 | 0 | 84782.2414 | 0 | 84782.2414 | 0 | 0 | 610.4321 | 0 | 0 | 0 | 0 | 0 | 0 | 0 | 0 | 0 | 0 | 0 | 0 | 0 | 610.4321 | 0 | 610.4321 | 0 | 0 | 84.7822 | 0 | 0 | 0 | 0 | 0 | 0 | 0 | 0 | 0 | 0 | 0 | 0 | 0 | 84.7822 | 0 | 84.7822 | 0 | 0 | 0 | 0 | 0 | 0 | 0 | 0 | 0 | 2.5127 | 0 | 0 | 0 | 2.5127 | 2.5127 | 2.5127 | 2
NC_3A_MA_2010_EL | 3A | MA | EL | 3916 | ASHRAE30pct-state-3A | ApartmentMidRise | STD2010 | NC-Charlotte-NC | Zone3A | Zone3A(NC-Charlotte-NC) | ASHRAE30pct-state-STD2010 | state | NC | 0.0861 | 0.84 | ASHRAE30pct-state-3A_ApartmentMidRise_STD2010_NC-Charlotte-NC.table.csv.gz | Mid-Rise Apartment | Charlotte Douglas Intl Arpt NC USA TMY3 WMO#=723140 | Electricity | 0 | 47650.0004 | 37388.8892 | 11144.4445 | 142061.1122 | 0 | 54872.2227 | 0 | 0 | 0 | 0 | 100430.5564 | 0 | 0 | 393544.4476 | 0 | 393547.2254 | -2.7778 | -2.7778 | 0 | 4102.665 | 3219.1834 | 959.5367 | 12231.4618 | 0 | 4724.4984 | 0 | 0 | 0 | 0 | 8647.0709 | 0 | 0 | 33884.1769 | 0 | 33884.4161 | -0.23917 | -0.23917 | 0 | 162.628 | 127.6071 | 38.0356 | 484.8502 | 0 | 187.2772 | 0 | 0 | 0 | 0 | 342.7664 | 0 | 0 | 1343.155 | 0 | 1343.1645 | -0.0094805 | -0.0094805 | 3.782 | 1.1273 | 14.3695 | 5.5504 | 0 | 0 | 4.8199 | 0 | 10.1587 | 0 | 0 | 39.8081 | 39.8078 | 39.8078 | 1
NC_3A_MA_2013_EL | 3A | MA | EL | 4516 | ASHRAE30pct-state-3A | ApartmentMidRise | STD2013 | NC-Charlotte-NC | Zone3A | Zone3A(NC-Charlotte-NC) | ASHRAE30pct-state-STD2013 | state | NC | 0.0861 | 0.84 | ASHRAE30pct-state-3A_ApartmentMidRise_STD2013_NC-Charlotte-NC.table.csv.gz | Mid-Rise Apartment | Charlotte Douglas Intl Arpt NC USA TMY3 WMO#=723140 | Electricity | 0 | 37297.2225 | 30750.0002 | 11144.4445 | 141969.4456 | 0 | 51091.6671 | 0 | 0 | 0 | 0 | 100386.1119 | 0 | 0 | 372638.8919 | 0 | 372638.8919 | 0 | 0 | 0 | 3211.2909 | 2647.575 | 959.5367 | 12223.5693 | 0 | 4398.9925 | 0 | 0 | 0 | 0 | 8643.2442 | 0 | 0 | 32084.2086 | 0 | 32084.2086 | 0 | 0 | 0 | 127.2943 | 104.9488 | 38.0356 | 484.5373 | 0 | 174.3743 | 0 | 0 | 0 | 0 | 342.6147 | 0 | 0 | 1271.805 | 0 | 1271.805 | 0 | 0 | 3.1104 | 1.1273 | 14.3605 | 5.168 | 0 | 0 | 3.7727 | 0 | 10.1543 | 0 | 0 | 37.6932 | 37.6932 | 37.6932 | 2
NC_3A_MA_2010_NG | 3A | MA | NG | 3925 | ASHRAE30pct-state-3A | ApartmentMidRise | STD2010 | NC-Charlotte-NC | Zone3A | Zone3A(NC-Charlotte-NC) | ASHRAE30pct-state-STD2010 | state | NC | 0.0861 | 0.84 | ASHRAE30pct-state-3A_ApartmentMidRise_STD2010_NC-Charlotte-NC.table.csv.gz | Mid-Rise Apartment | Charlotte Douglas Intl Arpt NC USA TMY3 WMO#=723140 | Natural Gas | 98866.8038 | 0 | 0 | 0 | 0 | 0 | 0 | 0 | 0 | 0 | 0 | 0 | 0 | 0 | 98866.8038 | 0 | 98866.8038 | 0 | 0 | 830.4812 | 0 | 0 | 0 | 0 | 0 | 0 | 0 | 0 | 0 | 0 | 0 | 0 | 0 | 830.4812 | 0 | 830.4812 | 0 | 0 | 98.8668 | 0 | 0 | 0 | 0 | 0 | 0 | 0 | 0 | 0 | 0 | 0 | 0 | 0 | 98.8668 | 0 | 98.8668 | 0 | 0 | 0 | 0 | 0 | 0 | 0 | 0 | 0 | 2.9302 | 0 | 0 | 0 | 2.9302 | 2.9302 | 2.9302 | 1
NC_3A_MA_2013_NG | 3A | MA | NG | 4525 | ASHRAE30pct-state-3A | ApartmentMidRise | STD2013 | NC-Charlotte-NC | Zone3A | Zone3A(NC-Charlotte-NC) | ASHRAE30pct-state-STD2013 | state | NC | 0.0861 | 0.84 | ASHRAE30pct-state-3A_ApartmentMidRise_STD2013_NC-Charlotte-NC.table.csv.gz | Mid-Rise Apartment | Charlotte Douglas Intl Arpt NC USA TMY3 WMO#=723140 | Natural Gas | 113463.1874 | 0 | 0 | 0 | 0 | 0 | 0 | 0 | 0 | 0 | 0 | 0 | 0 | 0 | 113463.1874 | 0 | 113463.1874 | 0 | 0 | 953.0908 | 0 | 0 | 0 | 0 | 0 | 0 | 0 | 0 | 0 | 0 | 0 | 0 | 0 | 953.0908 | 0 | 953.0908 | 0 | 0 | 113.4632 | 0 | 0 | 0 | 0 | 0 | 0 | 0 | 0 | 0 | 0 | 0 | 0 | 0 | 113.4632 | 0 | 113.4632 | 0 | 0 | 0 | 0 | 0 | 0 | 0 | 0 | 0 | 3.3628 | 0 | 0 | 0 | 3.3628 | 3.3628 | 3.3628 | 2
OK_3A_MA_2010_EL | 3A | MA | EL | 3976 | ASHRAE30pct-state-3A | ApartmentMidRise | STD2010 | OK-Oklahoma-OK | Zone3A | Zone3A(OK-Oklahoma-OK) | ASHRAE30pct-state-STD2010 | state | OK | 0.0726 | 0.87 | ASHRAE30pct-state-3A_ApartmentMidRise_STD2010_OK-Oklahoma-OK.table.csv.gz | Mid-Rise Apartment | Oklahoma City Will Rogers Wor OK USA TMY3 WMO#=723530 | Electricity | 0 | 53075.0004 | 37388.8892 | 11152.7779 | 142061.1122 | 0 | 61525.0005 | 0 | 0 | 0 | 0 | 100458.3341 | 0 | 0 | 405658.3366 | 0 | 405661.1144 | -2.7778 | -2.7778 | 0 | 3853.245 | 2714.4334 | 809.6917 | 10313.6367 | 0 | 4466.715 | 0 | 0 | 0 | 0 | 7293.2751 | 0 | 0 | 29450.7952 | 0 | 29450.9969 | -0.20167 | -0.20167 | 0 | 181.1433 | 127.6071 | 38.0641 | 484.8502 | 0 | 209.9829 | 0 | 0 | 0 | 0 | 342.8612 | 0 | 0 | 1384.4993 | 0 | 1384.5088 | -0.0094805 | -0.0094805 | 3.782 | 1.1281 | 14.3695 | 6.2234 | 0 | 0 | 5.3686 | 0 | 10.1616 | 0 | 0 | 41.0334 | 41.0331 | 41.0331 | 1
OK_3A_MA_2013_EL | 3A | MA | EL | 4576 | ASHRAE30pct-state-3A | ApartmentMidRise | STD2013 | OK-Oklahoma-OK | Zone3A | Zone3A(OK-Oklahoma-OK) | ASHRAE30pct-state-STD2013 | state | OK | 0.0726 | 0.87 | ASHRAE30pct-state-3A_ApartmentMidRise_STD2013_OK-Oklahoma-OK.table.csv.gz | Mid-Rise Apartment | Oklahoma City Will Rogers Wor OK USA TMY3 WMO#=723530 | Electricity | 0 | 42672.2226 | 30750.0002 | 11152.7779 | 141969.4456 | 0 | 57719.4449 | 0 | 0 | 0 | 0 | 100422.223 | 0 | 0 | 384683.3364 | 0 | 384686.1142 | -2.7778 | -2.7778 | 0 | 3098.0034 | 2232.45 | 809.6917 | 10306.9817 | 0 | 4190.4317 | 0 | 0 | 0 | 0 | 7290.6534 | 0 | 0 | 27928.0102 | 0 | 27928.2119 | -0.20167 | -0.20167 | 0 | 145.639 | 104.9488 | 38.0641 | 484.5373 | 0 | 196.9947 | 0 | 0 | 0 | 0 | 342.7379 | 0 | 0 | 1312.9123 | 0 | 1312.9218 | -0.0094805 | -0.0094805 | 3.1104 | 1.1281 | 14.3602 | 5.8384 | 0 | 0 | 4.3164 | 0 | 10.1579 | 0 | 0 | 38.9118 | 38.9115 | 38.9115 | 2
OK_3A_MA_2010_NG | 3A | MA | NG | 3985 | ASHRAE30pct-state-3A | ApartmentMidRise | STD2010 | OK-Oklahoma-OK | Zone3A | Zone3A(OK-Oklahoma-OK) | ASHRAE30pct-state-STD2010 | state | OK | 0.0726 | 0.87 | ASHRAE30pct-state-3A_ApartmentMidRise_STD2010_OK-Oklahoma-OK.table.csv.gz | Mid-Rise Apartment | Oklahoma City Will Rogers Wor OK USA TMY3 WMO#=723530 | Natural Gas | 186937.9706 | 0 | 0 | 0 | 0 | 0 | 0 | 0 | 0 | 0 | 0 | 0 | 0 | 0 | 186937.9706 | 0 | 186937.9706 | 0 | 0 | 1626.3603 | 0 | 0 | 0 | 0 | 0 | 0 | 0 | 0 | 0 | 0 | 0 | 0 | 0 | 1626.3603 | 0 | 1626.3603 | 0 | 0 | 186.938 | 0 | 0 | 0 | 0 | 0 | 0 | 0 | 0 | 0 | 0 | 0 | 0 | 0 | 186.938 | 0 | 186.938 | 0 | 0 | 0 | 0 | 0 | 0 | 0 | 0 | 0 | 5.5404 | 0 | 0 | 0 | 5.5404 | 5.5404 | 5.5404 | 1
OK_3A_MA_2013_NG | 3A | MA | NG | 4585 | ASHRAE30pct-state-3A | ApartmentMidRise | STD2013 | OK-Oklahoma-OK | Zone3A | Zone3A(OK-Oklahoma-OK) | ASHRAE30pct-state-STD2013 | state | OK | 0.0726 | 0.87 | ASHRAE30pct-state-3A_ApartmentMidRise_STD2013_OK-Oklahoma-OK.table.csv.gz | Mid-Rise Apartment | Oklahoma City Will Rogers Wor OK USA TMY3 WMO#=723530 | Natural Gas | 206083.8764 | 0 | 0 | 0 | 0 | 0 | 0 | 0 | 0 | 0 | 0 | 0 | 0 | 0 | 206083.8764 | 0 | 206083.8764 | 0 | 0 | 1792.9297 | 0 | 0 | 0 | 0 | 0 | 0 | 0 | 0 | 0 | 0 | 0 | 0 | 0 | 1792.9297 | 0 | 1792.9297 | 0 | 0 | 206.0839 | 0 | 0 | 0 | 0 | 0 | 0 | 0 | 0 | 0 | 0 | 0 | 0 | 0 | 206.0839 | 0 | 206.0839 | 0 | 0 | 0 | 0 | 0 | 0 | 0 | 0 | 0 | 6.1078 | 0 | 0 | 0 | 6.1078 | 6.1078 | 6.1078 | 2
SC_3A_MA_2010_EL | 3A | MA | EL | 4036 | ASHRAE30pct-state-3A | ApartmentMidRise | STD2010 | SC-Columbia-SC | Zone3A | Zone3A(SC-Columbia-SC) | ASHRAE30pct-state-STD2010 | state | SC | 0.0957 | 0.85 | ASHRAE30pct-state-3A_ApartmentMidRise_STD2010_SC-Columbia-SC.table.csv.gz | Mid-Rise Apartment | Columbia Metro Arpt SC USA TMY3 WMO#=723100 | Electricity | 0 | 55902.7782 | 37388.8892 | 11158.3334 | 142061.1122 | 0 | 55647.2227 | 0 | 0 | 0 | 0 | 100369.4452 | 0 | 0 | 402525.0032 | 0 | 402527.781 | -2.7778 | -2.7778 | 0 | 5349.8959 | 3578.1167 | 1067.8525 | 13595.2484 | 0 | 5325.4392 | 0 | 0 | 0 | 0 | 9605.3559 | 0 | 0 | 38521.6428 | 0 | 38521.9086 | -0.26583 | -0.26583 | 0 | 190.7944 | 127.6071 | 38.083 | 484.8502 | 0 | 189.9222 | 0 | 0 | 0 | 0 | 342.5578 | 0 | 0 | 1373.8054 | 0 | 1373.8148 | -0.0094805 | -0.0094805 | 3.782 | 1.1287 | 14.3695 | 5.6288 | 0 | 0 | 5.6547 | 0 | 10.1526 | 0 | 0 | 40.7165 | 40.7162 | 40.7162 | 1
SC_3A_MA_2013_EL | 3A | MA | EL | 4636 | ASHRAE30pct-state-3A | ApartmentMidRise | STD2013 | SC-Columbia-SC | Zone3A | Zone3A(SC-Columbia-SC) | ASHRAE30pct-state-STD2013 | state | SC | 0.0957 | 0.85 | ASHRAE30pct-state-3A_ApartmentMidRise_STD2013_SC-Columbia-SC.table.csv.gz | Mid-Rise Apartment | Columbia Metro Arpt SC USA TMY3 WMO#=723100 | Electricity | 0 | 44461.1115 | 30750.0002 | 11158.3334 | 141969.4456 | 0 | 52052.7782 | 0 | 0 | 0 | 0 | 100316.6675 | 0 | 0 | 380705.5586 | 0 | 380708.3364 | -2.7778 | -2.7778 | 0 | 4254.9284 | 2942.775 | 1067.8525 | 13586.4759 | 0 | 4981.4509 | 0 | 0 | 0 | 0 | 9600.3051 | 0 | 0 | 36433.522 | 0 | 36433.7878 | -0.26583 | -0.26583 | 0 | 151.7444 | 104.9488 | 38.083 | 484.5373 | 0 | 177.6545 | 0 | 0 | 0 | 0 | 342.3777 | 0 | 0 | 1299.3363 | 0 | 1299.3458 | -0.0094805 | -0.0094805 | 3.1104 | 1.1287 | 14.3602 | 5.2652 | 0 | 0 | 4.4973 | 0 | 10.1472 | 0 | 0 | 38.5094 | 38.5091 | 38.5091 | 2
SC_3A_MA_2010_NG | 3A | MA | NG | 4045 | ASHRAE30pct-state-3A | ApartmentMidRise | STD2010 | SC-Columbia-SC | Zone3A | Zone3A(SC-Columbia-SC) | ASHRAE30pct-state-STD2010 | state | SC | 0.0957 | 0.85 | ASHRAE30pct-state-3A_ApartmentMidRise_STD2010_SC-Columbia-SC.table.csv.gz | Mid-Rise Apartment | Columbia Metro Arpt SC USA TMY3 WMO#=723100 | Natural Gas | 77190.2263 | 0 | 0 | 0 | 0 | 0 | 0 | 0 | 0 | 0 | 0 | 0 | 0 | 0 | 77190.2263 | 0 | 77190.2263 | 0 | 0 | 656.1169 | 0 | 0 | 0 | 0 | 0 | 0 | 0 | 0 | 0 | 0 | 0 | 0 | 0 | 656.1169 | 0 | 656.1169 | 0 | 0 | 77.1902 | 0 | 0 | 0 | 0 | 0 | 0 | 0 | 0 | 0 | 0 | 0 | 0 | 0 | 77.1902 | 0 | 77.1902 | 0 | 0 | 0 | 0 | 0 | 0 | 0 | 0 | 0 | 2.2877 | 0 | 0 | 0 | 2.2877 | 2.2877 | 2.2877 | 1
SC_3A_MA_2013_NG | 3A | MA | NG | 4645 | ASHRAE30pct-state-3A | ApartmentMidRise | STD2013 | SC-Columbia-SC | Zone3A | Zone3A(SC-Columbia-SC) | ASHRAE30pct-state-STD2013 | state | SC | 0.0957 | 0.85 | ASHRAE30pct-state-3A_ApartmentMidRise_STD2013_SC-Columbia-SC.table.csv.gz | Mid-Rise Apartment | Columbia Metro Arpt SC USA TMY3 WMO#=723100 | Natural Gas | 88109.0795 | 0 | 0 | 0 | 0 | 0 | 0 | 0 | 0 | 0 | 0 | 0 | 0 | 0 | 88109.0795 | 0 | 88109.0795 | 0 | 0 | 748.9272 | 0 | 0 | 0 | 0 | 0 | 0 | 0 | 0 | 0 | 0 | 0 | 0 | 0 | 748.9272 | 0 | 748.9272 | 0 | 0 | 88.1091 | 0 | 0 | 0 | 0 | 0 | 0 | 0 | 0 | 0 | 0 | 0 | 0 | 0 | 88.1091 | 0 | 88.1091 | 0 | 0 | 0 | 0 | 0 | 0 | 0 | 0 | 0 | 2.6113 | 0 | 0 | 0 | 2.6113 | 2.6113 | 2.6113 | 2
TN_3A_MA_2010_EL | 3A | MA | EL | 4096 | ASHRAE30pct-state-3A | ApartmentMidRise | STD2010 | TN-Memphis-TN | Zone3A | Zone3A(TN-Memphis-TN) | ASHRAE30pct-state-STD2010 | state | TN | 0.1029 | 0.81 | ASHRAE30pct-state-3A_ApartmentMidRise_STD2010_TN-Memphis-TN.table.csv.gz | Mid-Rise Apartment | Memphis International Ap TN USA TMY3 WMO#=723340 | Electricity | 0 | 56919.4449 | 37388.8892 | 11150.0001 | 142061.1122 | 0 | 56086.1116 | 0 | 0 | 0 | 0 | 100416.6675 | 0 | 0 | 404022.2255 | 0 | 404022.2255 | 0 | 0 | 0 | 5857.0109 | 3847.3167 | 1147.335 | 14618.0885 | 0 | 5771.2609 | 0 | 0 | 0 | 0 | 10332.8751 | 0 | 0 | 41573.887 | 0 | 41573.887 | 0 | 0 | 0 | 194.2643 | 127.6071 | 38.0546 | 484.8502 | 0 | 191.4202 | 0 | 0 | 0 | 0 | 342.719 | 0 | 0 | 1378.9153 | 0 | 1378.9153 | 0 | 0 | 3.782 | 1.1278 | 14.3698 | 5.6732 | 0 | 0 | 5.7575 | 0 | 10.1573 | 0 | 0 | 40.8676 | 40.8676 | 40.8676 | 1
TN_3A_MA_2013_EL | 3A | MA | EL | 4696 | ASHRAE30pct-state-3A | ApartmentMidRise | STD2013 | TN-Memphis-TN | Zone3A | Zone3A(TN-Memphis-TN) | ASHRAE30pct-state-STD2013 | state | TN | 0.1029 | 0.81 | ASHRAE30pct-state-3A_ApartmentMidRise_STD2013_TN-Memphis-TN.table.csv.gz | Mid-Rise Apartment | Memphis International Ap TN USA TMY3 WMO#=723340 | Electricity | 0 | 46005.5559 | 30750.0002 | 11150.0001 | 141969.4456 | 0 | 52375.0004 | 0 | 0 | 0 | 0 | 100369.4452 | 0 | 0 | 382619.4475 | 0 | 382619.4475 | 0 | 0 | 0 | 4733.9717 | 3164.175 | 1147.335 | 14608.656 | 0 | 5389.3875 | 0 | 0 | 0 | 0 | 10328.0159 | 0 | 0 | 39371.5411 | 0 | 39371.5411 | 0 | 0 | 0 | 157.0155 | 104.9488 | 38.0546 | 484.5373 | 0 | 178.7543 | 0 | 0 | 0 | 0 | 342.5578 | 0 | 0 | 1305.8683 | 0 | 1305.8683 | 0 | 0 | 3.1104 | 1.1278 | 14.3605 | 5.2978 | 0 | 0 | 4.6536 | 0 | 10.1526 | 0 | 0 | 38.7027 | 38.7027 | 38.7027 | 2
TN_3A_MA_2010_NG | 3A | MA | NG | 4105 | ASHRAE30pct-state-3A | ApartmentMidRise | STD2010 | TN-Memphis-TN | Zone3A | Zone3A(TN-Memphis-TN) | ASHRAE30pct-state-STD2010 | state | TN | 0.1029 | 0.81 | ASHRAE30pct-state-3A_ApartmentMidRise_STD2010_TN-Memphis-TN.table.csv.gz | Mid-Rise Apartment | Memphis International Ap TN USA TMY3 WMO#=723340 | Natural Gas | 132343.7045 | 0 | 0 | 0 | 0 | 0 | 0 | 0 | 0 | 0 | 0 | 0 | 0 | 0 | 132343.7045 | 0 | 132343.7045 | 0 | 0 | 1071.984 | 0 | 0 | 0 | 0 | 0 | 0 | 0 | 0 | 0 | 0 | 0 | 0 | 0 | 1071.984 | 0 | 1071.984 | 0 | 0 | 132.3437 | 0 | 0 | 0 | 0 | 0 | 0 | 0 | 0 | 0 | 0 | 0 | 0 | 0 | 132.3437 | 0 | 132.3437 | 0 | 0 | 0 | 0 | 0 | 0 | 0 | 0 | 0 | 3.9223 | 0 | 0 | 0 | 3.9223 | 3.9223 | 3.9223 | 1
TN_3A_MA_2013_NG | 3A | MA | NG | 4705 | ASHRAE30pct-state-3A | ApartmentMidRise | STD2013 | TN-Memphis-TN | Zone3A | Zone3A(TN-Memphis-TN) | ASHRAE30pct-state-STD2013 | state | TN | 0.1029 | 0.81 | ASHRAE30pct-state-3A_ApartmentMidRise_STD2013_TN-Memphis-TN.table.csv.gz | Mid-Rise Apartment | Memphis International Ap TN USA TMY3 WMO#=723340 | Natural Gas | 147243.3896 | 0 | 0 | 0 | 0 | 0 | 0 | 0 | 0 | 0 | 0 | 0 | 0 | 0 | 147243.3896 | 0 | 147243.3896 | 0 | 0 | 1192.6715 | 0 | 0 | 0 | 0 | 0 | 0 | 0 | 0 | 0 | 0 | 0 | 0 | 0 | 1192.6715 | 0 | 1192.6715 | 0 | 0 | 147.2434 | 0 | 0 | 0 | 0 | 0 | 0 | 0 | 0 | 0 | 0 | 0 | 0 | 0 | 147.2434 | 0 | 147.2434 | 0 | 0 | 0 | 0 | 0 | 0 | 0 | 0 | 0 | 4.3639 | 0 | 0 | 0 | 4.3639 | 4.3639 | 4.3639 | 2
TX_3A_MA_2010_EL | 3A | MA | EL | 4156 | ASHRAE30pct-state-3A | ApartmentMidRise | STD2010 | TX-FortWorthAlliance-TX | Zone3A | Zone3A(TX-FortWorthAlliance-TX) | ASHRAE30pct-state-STD2010 | state | TX | 0.0817 | 0.67 | ASHRAE30pct-state-3A_ApartmentMidRise_STD2010_TX-FortWorthAlliance-TX.table.csv.gz | Mid-Rise Apartment | Fort Worth Alliance TX USA TMY3 WMO#=722594 | Electricity | 0 | 61852.7783 | 37388.8892 | 11138.889 | 142061.1122 | 0 | 61091.6672 | 0 | 0 | 0 | 0 | 100394.4452 | 0 | 0 | 413927.7811 | 0 | 413927.7811 | 0 | 0 | 0 | 5053.372 | 3054.6722 | 910.0472 | 11606.3929 | 0 | 4991.1892 | 0 | 0 | 0 | 0 | 8202.2262 | 0 | 0 | 33817.8997 | 0 | 33817.8997 | 0 | 0 | 0 | 211.1016 | 127.6071 | 38.0167 | 484.8502 | 0 | 208.504 | 0 | 0 | 0 | 0 | 342.6431 | 0 | 0 | 1412.7227 | 0 | 1412.7227 | 0 | 0 | 3.782 | 1.1267 | 14.3698 | 6.1795 | 0 | 0 | 6.2565 | 0 | 10.1551 | 0 | 0 | 41.8696 | 41.8696 | 41.8696 | 1
TX_3A_MA_2013_EL | 3A | MA | EL | 4756 | ASHRAE30pct-state-3A | ApartmentMidRise | STD2013 | TX-FortWorthAlliance-TX | Zone3A | Zone3A(TX-FortWorthAlliance-TX) | ASHRAE30pct-state-STD2013 | state | TX | 0.0817 | 0.67 | ASHRAE30pct-state-3A_ApartmentMidRise_STD2013_TX-FortWorthAlliance-TX.table.csv.gz | Mid-Rise Apartment | Fort Worth Alliance TX USA TMY3 WMO#=722594 | Electricity | 0 | 50380.556 | 30750.0002 | 11138.889 | 141969.4456 | 0 | 57436.1116 | 0 | 0 | 0 | 0 | 100352.7786 | 0 | 0 | 392025.0031 | 0 | 392027.7809 | -2.7778 | -2.7778 | 0 | 4116.0914 | 2512.275 | 910.0472 | 11598.9037 | 0 | 4692.5303 | 0 | 0 | 0 | 0 | 8198.822 | 0 | 0 | 32028.4428 | 0 | 32028.6697 | -0.22694 | -0.22694 | 0 | 171.9473 | 104.9488 | 38.0167 | 484.5373 | 0 | 196.0277 | 0 | 0 | 0 | 0 | 342.5009 | 0 | 0 | 1337.9692 | 0 | 1337.9787 | -0.0094805 | -0.0094805 | 3.1104 | 1.1267 | 14.3602 | 5.8098 | 0 | 0 | 5.0961 | 0 | 10.1509 | 0 | 0 | 39.6544 | 39.6541 | 39.6541 | 2
TX_3A_MA_2010_NG | 3A | MA | NG | 4165 | ASHRAE30pct-state-3A | ApartmentMidRise | STD2010 | TX-FortWorthAlliance-TX | Zone3A | Zone3A(TX-FortWorthAlliance-TX) | ASHRAE30pct-state-STD2010 | state | TX | 0.0817 | 0.67 | ASHRAE30pct-state-3A_ApartmentMidRise_STD2010_TX-FortWorthAlliance-TX.table.csv.gz | Mid-Rise Apartment | Fort Worth Alliance TX USA TMY3 WMO#=722594 | Natural Gas | 91767.6536 | 0 | 0 | 0 | 0 | 0 | 0 | 0 | 0 | 0 | 0 | 0 | 0 | 0 | 91767.6536 | 0 | 91767.6536 | 0 | 0 | 614.8433 | 0 | 0 | 0 | 0 | 0 | 0 | 0 | 0 | 0 | 0 | 0 | 0 | 0 | 614.8433 | 0 | 614.8433 | 0 | 0 | 91.7677 | 0 | 0 | 0 | 0 | 0 | 0 | 0 | 0 | 0 | 0 | 0 | 0 | 0 | 91.7677 | 0 | 91.7677 | 0 | 0 | 0 | 0 | 0 | 0 | 0 | 0 | 0 | 2.7198 | 0 | 0 | 0 | 2.7198 | 2.7198 | 2.7198 | 1
TX_3A_MA_2013_NG | 3A | MA | NG | 4765 | ASHRAE30pct-state-3A | ApartmentMidRise | STD2013 | TX-FortWorthAlliance-TX | Zone3A | Zone3A(TX-FortWorthAlliance-TX) | ASHRAE30pct-state-STD2013 | state | TX | 0.0817 | 0.67 | ASHRAE30pct-state-3A_ApartmentMidRise_STD2013_TX-FortWorthAlliance-TX.table.csv.gz | Mid-Rise Apartment | Fort Worth Alliance TX USA TMY3 WMO#=722594 | Natural Gas | 104771.7044 | 0 | 0 | 0 | 0 | 0 | 0 | 0 | 0 | 0 | 0 | 0 | 0 | 0 | 104771.7044 | 0 | 104771.7044 | 0 | 0 | 701.9704 | 0 | 0 | 0 | 0 | 0 | 0 | 0 | 0 | 0 | 0 | 0 | 0 | 0 | 701.9704 | 0 | 701.9704 | 0 | 0 | 104.7717 | 0 | 0 | 0 | 0 | 0 | 0 | 0 | 0 | 0 | 0 | 0 | 0 | 0 | 104.7717 | 0 | 104.7717 | 0 | 0 | 0 | 0 | 0 | 0 | 0 | 0 | 0 | 3.1052 | 0 | 0 | 0 | 3.1052 | 3.1052 | 3.1052 | 2
AZ_3B_MA_2010_EL | 3B | MA | EL | 5176 | ASHRAE30pct-state-3B | ApartmentMidRise | STD2010 | AZ-Kingman-AZ | Zone3B | Zone3B(AZ-Kingman-AZ) | ASHRAE30pct-state-STD2010 | state | AZ | 0.0954 | 0.95 | ASHRAE30pct-state-3B_ApartmentMidRise_STD2010_AZ-Kingman-AZ.table.csv.gz | Mid-Rise Apartment | Kingman Amos AZ USA TMY3 WMO#=723700 | Electricity | 0 | 54380.556 | 37388.8892 | 11138.889 | 142061.1122 | 0 | 67041.6672 | 0 | 0 | 0 | 0 | 97975.0008 | 0 | 0 | 409986.1144 | 0 | 409986.1144 | 0 | 0 | 0 | 5187.905 | 3566.9 | 1062.65 | 13552.6301 | 0 | 6395.7751 | 0 | 0 | 0 | 0 | 9346.8151 | 0 | 0 | 39112.6753 | 0 | 39112.6753 | 0 | 0 | 0 | 185.5992 | 127.6071 | 38.0167 | 484.8502 | 0 | 228.8111 | 0 | 0 | 0 | 0 | 334.3856 | 0 | 0 | 1399.2699 | 0 | 1399.2699 | 0 | 0 | 3.782 | 1.1267 | 14.3698 | 6.7814 | 0 | 0 | 5.5007 | 0 | 9.9104 | 0 | 0 | 41.4709 | 41.4709 | 41.4709 | 1
AZ_3B_MA_2013_EL | 3B | MA | EL | 5536 | ASHRAE30pct-state-3B | ApartmentMidRise | STD2013 | AZ-Kingman-AZ | Zone3B | Zone3B(AZ-Kingman-AZ) | ASHRAE30pct-state-STD2013 | state | AZ | 0.0954 | 0.95 | ASHRAE30pct-state-3B_ApartmentMidRise_STD2013_AZ-Kingman-AZ.table.csv.gz | Mid-Rise Apartment | Kingman Amos AZ USA TMY3 WMO#=723700 | Electricity | 0 | 45180.5559 | 30750.0002 | 11138.889 | 141969.4456 | 0 | 62730.5561 | 0 | 0 | 0 | 0 | 97955.5563 | 0 | 0 | 389725.0031 | 0 | 389725.0031 | 0 | 0 | 0 | 4310.225 | 2933.55 | 1062.65 | 13543.8851 | 0 | 5984.495 | 0 | 0 | 0 | 0 | 9344.9601 | 0 | 0 | 37179.7653 | 0 | 37179.7653 | 0 | 0 | 0 | 154.1998 | 104.9488 | 38.0167 | 484.5373 | 0 | 214.0974 | 0 | 0 | 0 | 0 | 334.3193 | 0 | 0 | 1330.1194 | 0 | 1330.1194 | 0 | 0 | 3.1104 | 1.1267 | 14.3605 | 6.3453 | 0 | 0 | 4.5701 | 0 | 9.9084 | 0 | 0 | 39.4215 | 39.4215 | 39.4215 | 2
AZ_3B_MA_2010_NG | 3B | MA | NG | 5185 | ASHRAE30pct-state-3B | ApartmentMidRise | STD2010 | AZ-Kingman-AZ | Zone3B | Zone3B(AZ-Kingman-AZ) | ASHRAE30pct-state-STD2010 | state | AZ | 0.0954 | 0.95 | ASHRAE30pct-state-3B_ApartmentMidRise_STD2010_AZ-Kingman-AZ.table.csv.gz | Mid-Rise Apartment | Kingman Amos AZ USA TMY3 WMO#=723700 | Natural Gas | 60641.3393 | 0 | 0 | 0 | 0 | 0 | 0 | 0 | 0 | 0 | 0 | 0 | 0 | 0 | 60641.3393 | 0 | 60641.3393 | 0 | 0 | 576.0927 | 0 | 0 | 0 | 0 | 0 | 0 | 0 | 0 | 0 | 0 | 0 | 0 | 0 | 576.0927 | 0 | 576.0927 | 0 | 0 | 60.6413 | 0 | 0 | 0 | 0 | 0 | 0 | 0 | 0 | 0 | 0 | 0 | 0 | 0 | 60.6413 | 0 | 60.6413 | 0 | 0 | 0 | 0 | 0 | 0 | 0 | 0 | 0 | 1.7973 | 0 | 0 | 0 | 1.7973 | 1.7973 | 1.7973 | 1
AZ_3B_MA_2013_NG | 3B | MA | NG | 5545 | ASHRAE30pct-state-3B | ApartmentMidRise | STD2013 | AZ-Kingman-AZ | Zone3B | Zone3B(AZ-Kingman-AZ) | ASHRAE30pct-state-STD2013 | state | AZ | 0.0954 | 0.95 | ASHRAE30pct-state-3B_ApartmentMidRise_STD2013_AZ-Kingman-AZ.table.csv.gz | Mid-Rise Apartment | Kingman Amos AZ USA TMY3 WMO#=723700 | Natural Gas | 72053.0575 | 0 | 0 | 0 | 0 | 0 | 0 | 0 | 0 | 0 | 0 | 0 | 0 | 0 | 72053.0575 | 0 | 72053.0575 | 0 | 0 | 684.504 | 0 | 0 | 0 | 0 | 0 | 0 | 0 | 0 | 0 | 0 | 0 | 0 | 0 | 684.504 | 0 | 684.504 | 0 | 0 | 72.0531 | 0 | 0 | 0 | 0 | 0 | 0 | 0 | 0 | 0 | 0 | 0 | 0 | 0 | 72.0531 | 0 | 72.0531 | 0 | 0 | 0 | 0 | 0 | 0 | 0 | 0 | 0 | 2.1355 | 0 | 0 | 0 | 2.1355 | 2.1355 | 2.1355 | 2
CA_3B_MA_2010_EL | 3B | MA | EL | 5236 | ASHRAE30pct-state-3B | ApartmentMidRise | STD2010 | CA-LosAngeles-CA | Zone3B | Zone3B(CA-LosAngeles-CA) | ASHRAE30pct-state-STD2010 | state | CA | 0.136 | 0.7 | ASHRAE30pct-state-3B_ApartmentMidRise_STD2010_CA-LosAngeles-CA.table.csv.gz | Mid-Rise Apartment | Los Angeles Intl Arpt CA USA TMY3 WMO#=722950 | Electricity | 0 | 29791.6669 | 37388.8892 | 11155.5556 | 142061.1122 | 0 | 47627.7782 | 0 | 0 | 0 | 0 | 97863.8897 | 0 | 0 | 365886.114 | 0 | 365888.8918 | -2.7778 | -2.7778 | 0 | 4051.6667 | 5084.8889 | 1517.1556 | 19320.3113 | 0 | 6477.3778 | 0 | 0 | 0 | 0 | 13309.489 | 0 | 0 | 49760.5115 | 0 | 49760.8893 | -0.37778 | -0.37778 | 0 | 101.678 | 127.6071 | 38.0736 | 484.8502 | 0 | 162.5521 | 0 | 0 | 0 | 0 | 334.0064 | 0 | 0 | 1248.758 | 0 | 1248.7674 | -0.0094805 | -0.0094805 | 3.782 | 1.1284 | 14.3695 | 4.8176 | 0 | 0 | 3.0135 | 0 | 9.8991 | 0 | 0 | 37.0104 | 37.0101 | 37.0101 | 1
CA_3B_MA_2013_EL | 3B | MA | EL | 5596 | ASHRAE30pct-state-3B | ApartmentMidRise | STD2013 | CA-LosAngeles-CA | Zone3B | Zone3B(CA-LosAngeles-CA) | ASHRAE30pct-state-STD2013 | state | CA | 0.136 | 0.7 | ASHRAE30pct-state-3B_ApartmentMidRise_STD2013_CA-LosAngeles-CA.table.csv.gz | Mid-Rise Apartment | Los Angeles Intl Arpt CA USA TMY3 WMO#=722950 | Electricity | 0 | 19230.5557 | 30750.0002 | 11155.5556 | 141969.4456 | 0 | 43608.3337 | 0 | 0 | 0 | 0 | 97747.223 | 0 | 0 | 344461.1139 | 0 | 344461.1139 | 0 | 0 | 0 | 2615.3556 | 4182 | 1517.1556 | 19307.8446 | 0 | 5930.7334 | 0 | 0 | 0 | 0 | 13293.6223 | 0 | 0 | 46846.7115 | 0 | 46846.7115 | 0 | 0 | 0 | 65.6333 | 104.9488 | 38.0736 | 484.5373 | 0 | 148.8339 | 0 | 0 | 0 | 0 | 333.6082 | 0 | 0 | 1175.6351 | 0 | 1175.6351 | 0 | 0 | 3.1104 | 1.1284 | 14.3605 | 4.4111 | 0 | 0 | 1.9452 | 0 | 9.8873 | 0 | 0 | 34.8429 | 34.8429 | 34.8429 | 2
CA_3B_MA_2010_NG | 3B | MA | NG | 5245 | ASHRAE30pct-state-3B | ApartmentMidRise | STD2010 | CA-LosAngeles-CA | Zone3B | Zone3B(CA-LosAngeles-CA) | ASHRAE30pct-state-STD2010 | state | CA | 0.136 | 0.7 | ASHRAE30pct-state-3B_ApartmentMidRise_STD2010_CA-LosAngeles-CA.table.csv.gz | Mid-Rise Apartment | Los Angeles Intl Arpt CA USA TMY3 WMO#=722950 | Natural Gas | 4663.2602 | 0 | 0 | 0 | 0 | 0 | 0 | 0 | 0 | 0 | 0 | 0 | 0 | 0 | 4663.2602 | 0 | 4663.2602 | 0 | 0 | 32.6428 | 0 | 0 | 0 | 0 | 0 | 0 | 0 | 0 | 0 | 0 | 0 | 0 | 0 | 32.6428 | 0 | 32.6428 | 0 | 0 | 4.6633 | 0 | 0 | 0 | 0 | 0 | 0 | 0 | 0 | 0 | 0 | 0 | 0 | 0 | 4.6633 | 0 | 4.6633 | 0 | 0 | 0 | 0 | 0 | 0 | 0 | 0 | 0 | 0.13821 | 0 | 0 | 0 | 0.13821 | 0.13821 | 0.13821 | 1
CA_3B_MA_2013_NG | 3B | MA | NG | 5605 | ASHRAE30pct-state-3B | ApartmentMidRise | STD2013 | CA-LosAngeles-CA | Zone3B | Zone3B(CA-LosAngeles-CA) | ASHRAE30pct-state-STD2013 | state | CA | 0.136 | 0.7 | ASHRAE30pct-state-3B_ApartmentMidRise_STD2013_CA-LosAngeles-CA.table.csv.gz | Mid-Rise Apartment | Los Angeles Intl Arpt CA USA TMY3 WMO#=722950 | Natural Gas | 5696.3809 | 0 | 0 | 0 | 0 | 0 | 0 | 0 | 0 | 0 | 0 | 0 | 0 | 0 | 5696.3809 | 0 | 5696.3809 | 0 | 0 | 39.8747 | 0 | 0 | 0 | 0 | 0 | 0 | 0 | 0 | 0 | 0 | 0 | 0 | 0 | 39.8747 | 0 | 39.8747 | 0 | 0 | 5.6964 | 0 | 0 | 0 | 0 | 0 | 0 | 0 | 0 | 0 | 0 | 0 | 0 | 0 | 5.6964 | 0 | 5.6964 | 0 | 0 | 0 | 0 | 0 | 0 | 0 | 0 | 0 | 0.16883 | 0 | 0 | 0 | 0.16883 | 0.16883 | 0.16883 | 2
NM_3B_MA_2010_EL | 3B | MA | EL | 5296 | ASHRAE30pct-state-3B | ApartmentMidRise | STD2010 | NM-Lubbock-TX | Zone3B | Zone3B(NM-Lubbock-TX) | ASHRAE30pct-state-STD2010 | state | NM | 0.093 | 0.62 | ASHRAE30pct-state-3B_ApartmentMidRise_STD2010_NM-Lubbock-TX.table.csv.gz | Mid-Rise Apartment | Lubbock International Ap TX USA TMY3 WMO#=722670 | Electricity | 0 | 44811.1115 | 37388.8892 | 11141.6668 | 142061.1122 | 0 | 64858.3339 | 0 | 0 | 0 | 0 | 98041.6675 | 0 | 0 | 398302.781 | 0 | 398302.781 | 0 | 0 | 0 | 4167.4334 | 3477.1667 | 1036.175 | 13211.6834 | 0 | 6031.825 | 0 | 0 | 0 | 0 | 9117.8751 | 0 | 0 | 37042.1586 | 0 | 37042.1586 | 0 | 0 | 0 | 152.9389 | 127.6071 | 38.0262 | 484.8502 | 0 | 221.3595 | 0 | 0 | 0 | 0 | 334.6132 | 0 | 0 | 1359.395 | 0 | 1359.395 | 0 | 0 | 3.782 | 1.127 | 14.3698 | 6.5605 | 0 | 0 | 4.5327 | 0 | 9.9171 | 0 | 0 | 40.2891 | 40.2891 | 40.2891 | 1
NM_3B_MA_2013_EL | 3B | MA | EL | 5656 | ASHRAE30pct-state-3B | ApartmentMidRise | STD2013 | NM-Lubbock-TX | Zone3B | Zone3B(NM-Lubbock-TX) | ASHRAE30pct-state-STD2013 | state | NM | 0.093 | 0.62 | ASHRAE30pct-state-3B_ApartmentMidRise_STD2013_NM-Lubbock-TX.table.csv.gz | Mid-Rise Apartment | Lubbock International Ap TX USA TMY3 WMO#=722670 | Electricity | 0 | 35825.0003 | 30750.0002 | 11141.6668 | 141969.4456 | 0 | 60686.1116 | 0 | 0 | 0 | 0 | 98000.0008 | 0 | 0 | 378369.4475 | 0 | 378372.2252 | -2.7778 | -2.7778 | 0 | 3331.725 | 2859.75 | 1036.175 | 13203.1584 | 0 | 5643.8084 | 0 | 0 | 0 | 0 | 9114.0001 | 0 | 0 | 35188.3586 | 0 | 35188.6169 | -0.25833 | -0.25833 | 0 | 122.2696 | 104.9488 | 38.0262 | 484.5373 | 0 | 207.1198 | 0 | 0 | 0 | 0 | 334.471 | 0 | 0 | 1291.3632 | 0 | 1291.3727 | -0.0094805 | -0.0094805 | 3.1104 | 1.127 | 14.3602 | 6.1385 | 0 | 0 | 3.6238 | 0 | 9.9129 | 0 | 0 | 38.2731 | 38.2728 | 38.2728 | 2
NM_3B_MA_2010_NG | 3B | MA | NG | 5305 | ASHRAE30pct-state-3B | ApartmentMidRise | STD2010 | NM-Lubbock-TX | Zone3B | Zone3B(NM-Lubbock-TX) | ASHRAE30pct-state-STD2010 | state | NM | 0.093 | 0.62 | ASHRAE30pct-state-3B_ApartmentMidRise_STD2010_NM-Lubbock-TX.table.csv.gz | Mid-Rise Apartment | Lubbock International Ap TX USA TMY3 WMO#=722670 | Natural Gas | 138495.0376 | 0 | 0 | 0 | 0 | 0 | 0 | 0 | 0 | 0 | 0 | 0 | 0 | 0 | 138495.0376 | 0 | 138495.0376 | 0 | 0 | 858.6692 | 0 | 0 | 0 | 0 | 0 | 0 | 0 | 0 | 0 | 0 | 0 | 0 | 0 | 858.6692 | 0 | 858.6692 | 0 | 0 | 138.495 | 0 | 0 | 0 | 0 | 0 | 0 | 0 | 0 | 0 | 0 | 0 | 0 | 0 | 138.495 | 0 | 138.495 | 0 | 0 | 0 | 0 | 0 | 0 | 0 | 0 | 0 | 4.1047 | 0 | 0 | 0 | 4.1047 | 4.1047 | 4.1047 | 1
NM_3B_MA_2013_NG | 3B | MA | NG | 5665 | ASHRAE30pct-state-3B | ApartmentMidRise | STD2013 | NM-Lubbock-TX | Zone3B | Zone3B(NM-Lubbock-TX) | ASHRAE30pct-state-STD2013 | state | NM | 0.093 | 0.62 | ASHRAE30pct-state-3B_ApartmentMidRise_STD2013_NM-Lubbock-TX.table.csv.gz | Mid-Rise Apartment | Lubbock International Ap TX USA TMY3 WMO#=722670 | Natural Gas | 156806.8643 | 0 | 0 | 0 | 0 | 0 | 0 | 0 | 0 | 0 | 0 | 0 | 0 | 0 | 156806.8643 | 0 | 156806.8643 | 0 | 0 | 972.2026 | 0 | 0 | 0 | 0 | 0 | 0 | 0 | 0 | 0 | 0 | 0 | 0 | 0 | 972.2026 | 0 | 972.2026 | 0 | 0 | 156.8069 | 0 | 0 | 0 | 0 | 0 | 0 | 0 | 0 | 0 | 0 | 0 | 0 | 0 | 156.8069 | 0 | 156.8069 | 0 | 0 | 0 | 0 | 0 | 0 | 0 | 0 | 0 | 4.6474 | 0 | 0 | 0 | 4.6474 | 4.6474 | 4.6474 | 2
NV_3B_MA_2010_EL | 3B | MA | EL | 5356 | ASHRAE30pct-state-3B | ApartmentMidRise | STD2010 | NV-LasVegas-NV | Zone3B | Zone3B(NV-LasVegas-NV) | ASHRAE30pct-state-STD2010 | state | NV | 0.0886 | 0.73 | ASHRAE30pct-state-3B_ApartmentMidRise_STD2010_NV-LasVegas-NV.table.csv.gz | Mid-Rise Apartment | Las Vegas Mccarran Intl Ap NV USA TMY3 WMO#=723860 | Electricity | 0 | 64441.6672 | 37388.8892 | 11144.4445 | 142061.1122 | 0 | 70272.2228 | 0 | 0 | 0 | 0 | 97922.223 | 0 | 0 | 423227.7812 | 0 | 423230.5589 | -2.7778 | -2.7778 | 0 | 5709.5317 | 3312.6556 | 987.3978 | 12586.6145 | 0 | 6226.1189 | 0 | 0 | 0 | 0 | 8675.909 | 0 | 0 | 37497.9814 | 0 | 37498.2275 | -0.24611 | -0.24611 | 0 | 219.9374 | 127.6071 | 38.0356 | 484.8502 | 0 | 239.8369 | 0 | 0 | 0 | 0 | 334.2055 | 0 | 0 | 1444.4633 | 0 | 1444.4728 | -0.0094805 | -0.0094805 | 3.782 | 1.1273 | 14.3695 | 7.1082 | 0 | 0 | 6.5184 | 0 | 9.905 | 0 | 0 | 42.8106 | 42.8103 | 42.8103 | 1
NV_3B_MA_2013_EL | 3B | MA | EL | 5716 | ASHRAE30pct-state-3B | ApartmentMidRise | STD2013 | NV-LasVegas-NV | Zone3B | Zone3B(NV-LasVegas-NV) | ASHRAE30pct-state-STD2013 | state | NV | 0.0886 | 0.73 | ASHRAE30pct-state-3B_ApartmentMidRise_STD2013_NV-LasVegas-NV.table.csv.gz | Mid-Rise Apartment | Las Vegas Mccarran Intl Ap NV USA TMY3 WMO#=723860 | Electricity | 0 | 54316.6671 | 30750.0002 | 11144.4445 | 141969.4456 | 0 | 66097.2228 | 0 | 0 | 0 | 0 | 97897.223 | 0 | 0 | 402169.4477 | 0 | 402175.0032 | -5.5556 | -5.5556 | 0 | 4812.4567 | 2724.45 | 987.3978 | 12578.4929 | 0 | 5856.2139 | 0 | 0 | 0 | 0 | 8673.694 | 0 | 0 | 35632.2131 | 0 | 35632.7053 | -0.49222 | -0.49222 | 0 | 185.3811 | 104.9488 | 38.0356 | 484.5373 | 0 | 225.5878 | 0 | 0 | 0 | 0 | 334.1202 | 0 | 0 | 1372.5919 | 0 | 1372.6108 | -0.018961 | -0.018961 | 3.1104 | 1.1273 | 14.3599 | 6.6859 | 0 | 0 | 5.4942 | 0 | 9.9025 | 0 | 0 | 40.6808 | 40.6802 | 40.6802 | 2
NV_3B_MA_2010_NG | 3B | MA | NG | 5365 | ASHRAE30pct-state-3B | ApartmentMidRise | STD2010 | NV-LasVegas-NV | Zone3B | Zone3B(NV-LasVegas-NV) | ASHRAE30pct-state-STD2010 | state | NV | 0.0886 | 0.73 | ASHRAE30pct-state-3B_ApartmentMidRise_STD2010_NV-LasVegas-NV.table.csv.gz | Mid-Rise Apartment | Las Vegas Mccarran Intl Ap NV USA TMY3 WMO#=723860 | Natural Gas | 37486.1671 | 0 | 0 | 0 | 0 | 0 | 0 | 0 | 0 | 0 | 0 | 0 | 0 | 0 | 37486.1671 | 0 | 37486.1671 | 0 | 0 | 273.649 | 0 | 0 | 0 | 0 | 0 | 0 | 0 | 0 | 0 | 0 | 0 | 0 | 0 | 273.649 | 0 | 273.649 | 0 | 0 | 37.4862 | 0 | 0 | 0 | 0 | 0 | 0 | 0 | 0 | 0 | 0 | 0 | 0 | 0 | 37.4862 | 0 | 37.4862 | 0 | 0 | 0 | 0 | 0 | 0 | 0 | 0 | 0 | 1.111 | 0 | 0 | 0 | 1.111 | 1.111 | 1.111 | 1
NV_3B_MA_2013_NG | 3B | MA | NG | 5725 | ASHRAE30pct-state-3B | ApartmentMidRise | STD2013 | NV-LasVegas-NV | Zone3B | Zone3B(NV-LasVegas-NV) | ASHRAE30pct-state-STD2013 | state | NV | 0.0886 | 0.73 | ASHRAE30pct-state-3B_ApartmentMidRise_STD2013_NV-LasVegas-NV.table.csv.gz | Mid-Rise Apartment | Las Vegas Mccarran Intl Ap NV USA TMY3 WMO#=723860 | Natural Gas | 44623.23 | 0 | 0 | 0 | 0 | 0 | 0 | 0 | 0 | 0 | 0 | 0 | 0 | 0 | 44623.23 | 0 | 44623.23 | 0 | 0 | 325.7496 | 0 | 0 | 0 | 0 | 0 | 0 | 0 | 0 | 0 | 0 | 0 | 0 | 0 | 325.7496 | 0 | 325.7496 | 0 | 0 | 44.6232 | 0 | 0 | 0 | 0 | 0 | 0 | 0 | 0 | 0 | 0 | 0 | 0 | 0 | 44.6232 | 0 | 44.6232 | 0 | 0 | 0 | 0 | 0 | 0 | 0 | 0 | 0 | 1.3225 | 0 | 0 | 0 | 1.3225 | 1.3225 | 1.3225 | 2
TX_3B_MA_2010_EL | 3B | MA | EL | 5416 | ASHRAE30pct-state-3B | ApartmentMidRise | STD2010 | TX-ElPaso-TX | Zone3B | Zone3B(TX-ElPaso-TX) | ASHRAE30pct-state-STD2010 | state | TX | 0.0817 | 0.67 | ASHRAE30pct-state-3B_ApartmentMidRise_STD2010_TX-ElPaso-TX.table.csv.gz | Mid-Rise Apartment | El Paso International Ap Ut TX USA TMY3 WMO#=722700 | Electricity | 0 | 53230.556 | 37388.8892 | 11152.7779 | 142061.1122 | 0 | 64777.7783 | 0 | 0 | 0 | 0 | 97911.1119 | 0 | 0 | 406519.4477 | 0 | 406522.2255 | -2.7778 | -2.7778 | 0 | 4348.9364 | 3054.6722 | 911.182 | 11606.3929 | 0 | 5292.3445 | 0 | 0 | 0 | 0 | 7999.3378 | 0 | 0 | 33212.6389 | 0 | 33212.8658 | -0.22694 | -0.22694 | 0 | 181.6742 | 127.6071 | 38.0641 | 484.8502 | 0 | 221.0845 | 0 | 0 | 0 | 0 | 334.1676 | 0 | 0 | 1387.4383 | 0 | 1387.4478 | -0.0094805 | -0.0094805 | 3.782 | 1.1281 | 14.3695 | 6.5524 | 0 | 0 | 5.3844 | 0 | 9.9039 | 0 | 0 | 41.1205 | 41.1202 | 41.1202 | 1
TX_3B_MA_2013_EL | 3B | MA | EL | 5776 | ASHRAE30pct-state-3B | ApartmentMidRise | STD2013 | TX-ElPaso-TX | Zone3B | Zone3B(TX-ElPaso-TX) | ASHRAE30pct-state-STD2013 | state | TX | 0.0817 | 0.67 | ASHRAE30pct-state-3B_ApartmentMidRise_STD2013_TX-ElPaso-TX.table.csv.gz | Mid-Rise Apartment | El Paso International Ap Ut TX USA TMY3 WMO#=722700 | Electricity | 0 | 43127.7781 | 30750.0002 | 11152.7779 | 141969.4456 | 0 | 60569.4449 | 0 | 0 | 0 | 0 | 97866.6674 | 0 | 0 | 385433.3364 | 0 | 385436.1142 | -2.7778 | -2.7778 | 0 | 3523.5395 | 2512.275 | 911.182 | 11598.9037 | 0 | 4948.5237 | 0 | 0 | 0 | 0 | 7995.7067 | 0 | 0 | 31489.9036 | 0 | 31490.1305 | -0.22694 | -0.22694 | 0 | 147.1938 | 104.9488 | 38.0641 | 484.5373 | 0 | 206.7216 | 0 | 0 | 0 | 0 | 334.0159 | 0 | 0 | 1315.472 | 0 | 1315.4815 | -0.0094805 | -0.0094805 | 3.1104 | 1.1281 | 14.3602 | 6.1267 | 0 | 0 | 4.3625 | 0 | 9.8994 | 0 | 0 | 38.9876 | 38.9873 | 38.9873 | 2
TX_3B_MA_2010_NG | 3B | MA | NG | 5425 | ASHRAE30pct-state-3B | ApartmentMidRise | STD2010 | TX-ElPaso-TX | Zone3B | Zone3B(TX-ElPaso-TX) | ASHRAE30pct-state-STD2010 | state | TX | 0.0817 | 0.67 | ASHRAE30pct-state-3B_ApartmentMidRise_STD2010_TX-ElPaso-TX.table.csv.gz | Mid-Rise Apartment | El Paso International Ap Ut TX USA TMY3 WMO#=722700 | Natural Gas | 32671.2561 | 0 | 0 | 0 | 0 | 0 | 0 | 0 | 0 | 0 | 0 | 0 | 0 | 0 | 32671.2561 | 0 | 32671.2561 | 0 | 0 | 218.8974 | 0 | 0 | 0 | 0 | 0 | 0 | 0 | 0 | 0 | 0 | 0 | 0 | 0 | 218.8974 | 0 | 218.8974 | 0 | 0 | 32.6713 | 0 | 0 | 0 | 0 | 0 | 0 | 0 | 0 | 0 | 0 | 0 | 0 | 0 | 32.6713 | 0 | 32.6713 | 0 | 0 | 0 | 0 | 0 | 0 | 0 | 0 | 0 | 0.9683 | 0 | 0 | 0 | 0.9683 | 0.9683 | 0.9683 | 1
TX_3B_MA_2013_NG | 3B | MA | NG | 5785 | ASHRAE30pct-state-3B | ApartmentMidRise | STD2013 | TX-ElPaso-TX | Zone3B | Zone3B(TX-ElPaso-TX) | ASHRAE30pct-state-STD2013 | state | TX | 0.0817 | 0.67 | ASHRAE30pct-state-3B_ApartmentMidRise_STD2013_TX-ElPaso-TX.table.csv.gz | Mid-Rise Apartment | El Paso International Ap Ut TX USA TMY3 WMO#=722700 | Natural Gas | 38405.5497 | 0 | 0 | 0 | 0 | 0 | 0 | 0 | 0 | 0 | 0 | 0 | 0 | 0 | 38405.5497 | 0 | 38405.5497 | 0 | 0 | 257.3172 | 0 | 0 | 0 | 0 | 0 | 0 | 0 | 0 | 0 | 0 | 0 | 0 | 0 | 257.3172 | 0 | 257.3172 | 0 | 0 | 38.4055 | 0 | 0 | 0 | 0 | 0 | 0 | 0 | 0 | 0 | 0 | 0 | 0 | 0 | 38.4055 | 0 | 38.4055 | 0 | 0 | 0 | 0 | 0 | 0 | 0 | 0 | 0 | 1.1382 | 0 | 0 | 0 | 1.1382 | 1.1382 | 1.1382 | 2
UT_3B_MA_2010_EL | 3B | MA | EL | 5476 | ASHRAE30pct-state-3B | ApartmentMidRise | STD2010 | UT-SaintGeorge-UT | Zone3B | Zone3B(UT-SaintGeorge-UT) | ASHRAE30pct-state-STD2010 | state | UT | 0.0805 | 0.69 | ASHRAE30pct-state-3B_ApartmentMidRise_STD2010_UT-SaintGeorge-UT.table.csv.gz | Mid-Rise Apartment | Saint George Awos UT USA TMY3 WMO#=724754 | Electricity | 0 | 60522.2227 | 37388.8892 | 11147.2223 | 142061.1122 | 0 | 72283.3339 | 0 | 0 | 0 | 0 | 97922.223 | 0 | 0 | 421325.0034 | 0 | 421325.0034 | 0 | 0 | 0 | 4872.0389 | 3009.8056 | 897.3514 | 11435.9195 | 0 | 5818.8084 | 0 | 0 | 0 | 0 | 7882.739 | 0 | 0 | 33916.6628 | 0 | 33916.6628 | 0 | 0 | 0 | 206.5605 | 127.6071 | 38.0451 | 484.8502 | 0 | 246.7008 | 0 | 0 | 0 | 0 | 334.2055 | 0 | 0 | 1437.9692 | 0 | 1437.9692 | 0 | 0 | 3.782 | 1.1276 | 14.3698 | 7.3116 | 0 | 0 | 6.1219 | 0 | 9.905 | 0 | 0 | 42.6179 | 42.6179 | 42.6179 | 1
UT_3B_MA_2013_EL | 3B | MA | EL | 5836 | ASHRAE30pct-state-3B | ApartmentMidRise | STD2013 | UT-SaintGeorge-UT | Zone3B | Zone3B(UT-SaintGeorge-UT) | ASHRAE30pct-state-STD2013 | state | UT | 0.0805 | 0.69 | ASHRAE30pct-state-3B_ApartmentMidRise_STD2013_UT-SaintGeorge-UT.table.csv.gz | Mid-Rise Apartment | Saint George Awos UT USA TMY3 WMO#=724754 | Electricity | 0 | 50691.6671 | 30750.0002 | 11147.2223 | 141969.4456 | 0 | 67941.6672 | 0 | 0 | 0 | 0 | 97900.0008 | 0 | 0 | 400397.2254 | 0 | 400400.0032 | -2.7778 | -2.7778 | 0 | 4080.6792 | 2475.375 | 897.3514 | 11428.5404 | 0 | 5469.3042 | 0 | 0 | 0 | 0 | 7880.9501 | 0 | 0 | 32231.9766 | 0 | 32232.2003 | -0.22361 | -0.22361 | 0 | 173.0091 | 104.9488 | 38.0451 | 484.5373 | 0 | 231.8828 | 0 | 0 | 0 | 0 | 334.1297 | 0 | 0 | 1366.5433 | 0 | 1366.5528 | -0.0094805 | -0.0094805 | 3.1104 | 1.1276 | 14.3602 | 6.8724 | 0 | 0 | 5.1276 | 0 | 9.9028 | 0 | 0 | 40.5013 | 40.501 | 40.501 | 2
UT_3B_MA_2010_NG | 3B | MA | NG | 5485 | ASHRAE30pct-state-3B | ApartmentMidRise | STD2010 | UT-SaintGeorge-UT | Zone3B | Zone3B(UT-SaintGeorge-UT) | ASHRAE30pct-state-STD2010 | state | UT | 0.0805 | 0.69 | ASHRAE30pct-state-3B_ApartmentMidRise_STD2010_UT-SaintGeorge-UT.table.csv.gz | Mid-Rise Apartment | Saint George Awos UT USA TMY3 WMO#=724754 | Natural Gas | 35192.4497 | 0 | 0 | 0 | 0 | 0 | 0 | 0 | 0 | 0 | 0 | 0 | 0 | 0 | 35192.4497 | 0 | 35192.4497 | 0 | 0 | 242.8279 | 0 | 0 | 0 | 0 | 0 | 0 | 0 | 0 | 0 | 0 | 0 | 0 | 0 | 242.8279 | 0 | 242.8279 | 0 | 0 | 35.1924 | 0 | 0 | 0 | 0 | 0 | 0 | 0 | 0 | 0 | 0 | 0 | 0 | 0 | 35.1924 | 0 | 35.1924 | 0 | 0 | 0 | 0 | 0 | 0 | 0 | 0 | 0 | 1.043 | 0 | 0 | 0 | 1.043 | 1.043 | 1.043 | 1
UT_3B_MA_2013_NG | 3B | MA | NG | 5845 | ASHRAE30pct-state-3B | ApartmentMidRise | STD2013 | UT-SaintGeorge-UT | Zone3B | Zone3B(UT-SaintGeorge-UT) | ASHRAE30pct-state-STD2013 | state | UT | 0.0805 | 0.69 | ASHRAE30pct-state-3B_ApartmentMidRise_STD2013_UT-SaintGeorge-UT.table.csv.gz | Mid-Rise Apartment | Saint George Awos UT USA TMY3 WMO#=724754 | Natural Gas | 41798.735 | 0 | 0 | 0 | 0 | 0 | 0 | 0 | 0 | 0 | 0 | 0 | 0 | 0 | 41798.735 | 0 | 41798.735 | 0 | 0 | 288.4113 | 0 | 0 | 0 | 0 | 0 | 0 | 0 | 0 | 0 | 0 | 0 | 0 | 0 | 288.4113 | 0 | 288.4113 | 0 | 0 | 41.7987 | 0 | 0 | 0 | 0 | 0 | 0 | 0 | 0 | 0 | 0 | 0 | 0 | 0 | 41.7987 | 0 | 41.7987 | 0 | 0 | 0 | 0 | 0 | 0 | 0 | 0 | 0 | 1.2388 | 0 | 0 | 0 | 1.2388 | 1.2388 | 1.2388 | 2
CA_3C_MA_2010_EL | 3C | MA | EL | 5956 | ASHRAE30pct-state-3C | ApartmentMidRise | STD2010 | CA-SanFrancisco-CA | Zone3C | Zone3C(CA-SanFrancisco-CA) | ASHRAE30pct-state-STD2010 | state | CA | 0.136 | 0.7 | ASHRAE30pct-state-3C_ApartmentMidRise_STD2010_CA-SanFrancisco-CA.table.csv.gz | Mid-Rise Apartment | San Francisco Intl Ap CA USA TMY3 WMO#=724940 | Electricity | 0 | 13075.0001 | 37388.8892 | 11136.1112 | 142061.1122 | 0 | 46997.2226 | 0 | 0 | 0 | 0 | 108361.112 | 0 | 0 | 359016.6695 | 0 | 359019.4473 | -2.7778 | -2.7778 | 0 | 1778.2 | 5084.8889 | 1514.5111 | 19320.3113 | 0 | 6391.6223 | 0 | 0 | 0 | 0 | 14737.1112 | 0 | 0 | 48826.2671 | 0 | 48826.6448 | -0.37778 | -0.37778 | 0 | 44.6246 | 127.6071 | 38.0072 | 484.8502 | 0 | 160.4001 | 0 | 0 | 0 | 0 | 369.8331 | 0 | 0 | 1225.3128 | 0 | 1225.3222 | -0.0094805 | -0.0094805 | 3.782 | 1.1264 | 14.3695 | 4.7539 | 0 | 0 | 1.3226 | 0 | 10.9609 | 0 | 0 | 36.3155 | 36.3152 | 36.3152 | 1
CA_3C_MA_2013_EL | 3C | MA | EL | 6016 | ASHRAE30pct-state-3C | ApartmentMidRise | STD2013 | CA-SanFrancisco-CA | Zone3C | Zone3C(CA-SanFrancisco-CA) | ASHRAE30pct-state-STD2013 | state | CA | 0.136 | 0.7 | ASHRAE30pct-state-3C_ApartmentMidRise_STD2013_CA-SanFrancisco-CA.table.csv.gz | Mid-Rise Apartment | San Francisco Intl Ap CA USA TMY3 WMO#=724940 | Electricity | 0 | 7025.0001 | 30750.0002 | 11136.1112 | 141969.4456 | 0 | 43175.0003 | 0 | 0 | 0 | 0 | 108355.5564 | 0 | 0 | 342411.1139 | 0 | 342411.1139 | 0 | 0 | 0 | 955.4 | 4182 | 1514.5111 | 19307.8446 | 0 | 5871.8 | 0 | 0 | 0 | 0 | 14736.3557 | 0 | 0 | 46567.9115 | 0 | 46567.9115 | 0 | 0 | 0 | 23.9761 | 104.9488 | 38.0072 | 484.5373 | 0 | 147.3549 | 0 | 0 | 0 | 0 | 369.8142 | 0 | 0 | 1168.6385 | 0 | 1168.6385 | 0 | 0 | 3.1104 | 1.1264 | 14.3605 | 4.3672 | 0 | 0 | 0.71059 | 0 | 10.9604 | 0 | 0 | 34.6356 | 34.6356 | 34.6356 | 2
CA_3C_MA_2010_NG | 3C | MA | NG | 5965 | ASHRAE30pct-state-3C | ApartmentMidRise | STD2010 | CA-SanFrancisco-CA | Zone3C | Zone3C(CA-SanFrancisco-CA) | ASHRAE30pct-state-STD2010 | state | CA | 0.136 | 0.7 | ASHRAE30pct-state-3C_ApartmentMidRise_STD2010_CA-SanFrancisco-CA.table.csv.gz | Mid-Rise Apartment | San Francisco Intl Ap CA USA TMY3 WMO#=724940 | Natural Gas | 28699.9024 | 0 | 0 | 0 | 0 | 0 | 0 | 0 | 0 | 0 | 0 | 0 | 0 | 0 | 28699.9024 | 0 | 28699.9024 | 0 | 0 | 200.8993 | 0 | 0 | 0 | 0 | 0 | 0 | 0 | 0 | 0 | 0 | 0 | 0 | 0 | 200.8993 | 0 | 200.8993 | 0 | 0 | 28.6999 | 0 | 0 | 0 | 0 | 0 | 0 | 0 | 0 | 0 | 0 | 0 | 0 | 0 | 28.6999 | 0 | 28.6999 | 0 | 0 | 0 | 0 | 0 | 0 | 0 | 0 | 0 | 0.85059 | 0 | 0 | 0 | 0.85059 | 0.85059 | 0.85059 | 1
CA_3C_MA_2013_NG | 3C | MA | NG | 6025 | ASHRAE30pct-state-3C | ApartmentMidRise | STD2013 | CA-SanFrancisco-CA | Zone3C | Zone3C(CA-SanFrancisco-CA) | ASHRAE30pct-state-STD2013 | state | CA | 0.136 | 0.7 | ASHRAE30pct-state-3C_ApartmentMidRise_STD2013_CA-SanFrancisco-CA.table.csv.gz | Mid-Rise Apartment | San Francisco Intl Ap CA USA TMY3 WMO#=724940 | Natural Gas | 34699.5848 | 0 | 0 | 0 | 0 | 0 | 0 | 0 | 0 | 0 | 0 | 0 | 0 | 0 | 34699.5848 | 0 | 34699.5848 | 0 | 0 | 242.8971 | 0 | 0 | 0 | 0 | 0 | 0 | 0 | 0 | 0 | 0 | 0 | 0 | 0 | 242.8971 | 0 | 242.8971 | 0 | 0 | 34.6996 | 0 | 0 | 0 | 0 | 0 | 0 | 0 | 0 | 0 | 0 | 0 | 0 | 0 | 34.6996 | 0 | 34.6996 | 0 | 0 | 0 | 0 | 0 | 0 | 0 | 0 | 0 | 1.0284 | 0 | 0 | 0 | 1.0284 | 1.0284 | 1.0284 | 2
AR_4A_MA_2010_EL | 4A | MA | EL | 7156 | ASHRAE30pct-state-4A | ApartmentMidRise | STD2010 | AR-Springfield-MO | Zone4A | Zone4A(AR-Springfield-MO) | ASHRAE30pct-state-STD2010 | state | AR | 0.0768 | 0.77 | ASHRAE30pct-state-4A_ApartmentMidRise_STD2010_AR-Springfield-MO.table.csv.gz | Mid-Rise Apartment | Springfield Regional Arpt MO USA TMY3 WMO#=724400 | Electricity | 0 | 44091.667 | 37388.8892 | 11141.6668 | 142061.1122 | 0 | 61616.6672 | 0 | 0 | 0 | 0 | 109438.8898 | 0 | 0 | 405736.1144 | 0 | 405738.8921 | -2.7778 | -2.7778 | 0 | 3386.24 | 2871.4667 | 855.68 | 10910.2934 | 0 | 4732.16 | 0 | 0 | 0 | 0 | 8404.9067 | 0 | 0 | 31160.5336 | 0 | 31160.7469 | -0.21333 | -0.21333 | 0 | 150.4835 | 127.6071 | 38.0262 | 484.8502 | 0 | 210.2958 | 0 | 0 | 0 | 0 | 373.5115 | 0 | 0 | 1384.7648 | 0 | 1384.7743 | -0.0094805 | -0.0094805 | 3.782 | 1.127 | 14.3695 | 6.2326 | 0 | 0 | 4.46 | 0 | 11.07 | 0 | 0 | 41.0413 | 41.041 | 41.041 | 1
AR_4A_MA_2013_EL | 4A | MA | EL | 8236 | ASHRAE30pct-state-4A | ApartmentMidRise | STD2013 | AR-Springfield-MO | Zone4A | Zone4A(AR-Springfield-MO) | ASHRAE30pct-state-STD2013 | state | AR | 0.0768 | 0.77 | ASHRAE30pct-state-4A_ApartmentMidRise_STD2013_AR-Springfield-MO.table.csv.gz | Mid-Rise Apartment | Springfield Regional Arpt MO USA TMY3 WMO#=724400 | Electricity | 0 | 37263.8892 | 30750.0002 | 11141.6668 | 141969.4456 | 0 | 59150.0005 | 0 | 0 | 0 | 0 | 109352.7787 | 0 | 0 | 389625.0031 | 0 | 389627.7809 | -2.7778 | -2.7778 | 0 | 2861.8667 | 2361.6 | 855.68 | 10903.2534 | 0 | 4542.72 | 0 | 0 | 0 | 0 | 8398.2934 | 0 | 0 | 29923.2002 | 0 | 29923.4136 | -0.21333 | -0.21333 | 0 | 127.1805 | 104.9488 | 38.0262 | 484.5373 | 0 | 201.8771 | 0 | 0 | 0 | 0 | 373.2176 | 0 | 0 | 1329.7781 | 0 | 1329.7875 | -0.0094805 | -0.0094805 | 3.1104 | 1.127 | 14.3602 | 5.9831 | 0 | 0 | 3.7693 | 0 | 11.0613 | 0 | 0 | 39.4116 | 39.4113 | 39.4113 | 2
AR_4A_MA_2010_NG | 4A | MA | NG | 7165 | ASHRAE30pct-state-4A | ApartmentMidRise | STD2010 | AR-Springfield-MO | Zone4A | Zone4A(AR-Springfield-MO) | ASHRAE30pct-state-STD2010 | state | AR | 0.0768 | 0.77 | ASHRAE30pct-state-4A_ApartmentMidRise_STD2010_AR-Springfield-MO.table.csv.gz | Mid-Rise Apartment | Springfield Regional Arpt MO USA TMY3 WMO#=724400 | Natural Gas | 222500.0689 | 0 | 0 | 0 | 0 | 0 | 0 | 0 | 0 | 0 | 0 | 0 | 0 | 0 | 222500.0689 | 0 | 222500.0689 | 0 | 0 | 1713.2505 | 0 | 0 | 0 | 0 | 0 | 0 | 0 | 0 | 0 | 0 | 0 | 0 | 0 | 1713.2505 | 0 | 1713.2505 | 0 | 0 | 222.5001 | 0 | 0 | 0 | 0 | 0 | 0 | 0 | 0 | 0 | 0 | 0 | 0 | 0 | 222.5001 | 0 | 222.5001 | 0 | 0 | 0 | 0 | 0 | 0 | 0 | 0 | 0 | 6.5944 | 0 | 0 | 0 | 6.5944 | 6.5944 | 6.5944 | 1
AR_4A_MA_2013_NG | 4A | MA | NG | 8245 | ASHRAE30pct-state-4A | ApartmentMidRise | STD2013 | AR-Springfield-MO | Zone4A | Zone4A(AR-Springfield-MO) | ASHRAE30pct-state-STD2013 | state | AR | 0.0768 | 0.77 | ASHRAE30pct-state-4A_ApartmentMidRise_STD2013_AR-Springfield-MO.table.csv.gz | Mid-Rise Apartment | Springfield Regional Arpt MO USA TMY3 WMO#=724400 | Natural Gas | 201354.269 | 0 | 0 | 0 | 0 | 0 | 0 | 0 | 0 | 0 | 0 | 0 | 0 | 0 | 201354.269 | 0 | 201354.269 | 0 | 0 | 1550.4279 | 0 | 0 | 0 | 0 | 0 | 0 | 0 | 0 | 0 | 0 | 0 | 0 | 0 | 1550.4279 | 0 | 1550.4279 | 0 | 0 | 201.3543 | 0 | 0 | 0 | 0 | 0 | 0 | 0 | 0 | 0 | 0 | 0 | 0 | 0 | 201.3543 | 0 | 201.3543 | 0 | 0 | 0 | 0 | 0 | 0 | 0 | 0 | 0 | 5.9676 | 0 | 0 | 0 | 5.9676 | 5.9676 | 5.9676 | 2
DC_4A_MA_2010_EL | 4A | MA | EL | 7216 | ASHRAE30pct-state-4A | ApartmentMidRise | STD2010 | DC-Baltimore-MD | Zone4A | Zone4A(DC-Baltimore-MD) | ASHRAE30pct-state-STD2010 | state | DC | 0.12 | 1.12 | ASHRAE30pct-state-4A_ApartmentMidRise_STD2010_DC-Baltimore-MD.table.csv.gz | Mid-Rise Apartment | Baltimore Blt Washngtn IntL MD USA TMY3 WMO#=724060 | Electricity | 0 | 41963.8892 | 37388.8892 | 11144.4445 | 142061.1122 | 0 | 59133.3338 | 0 | 0 | 0 | 0 | 109458.3342 | 0 | 0 | 401150.0032 | 0 | 401150.0032 | 0 | 0 | 0 | 5035.6667 | 4486.6667 | 1337.3333 | 17047.3335 | 0 | 7096.0001 | 0 | 0 | 0 | 0 | 13135.0001 | 0 | 0 | 48138.0004 | 0 | 48138.0004 | 0 | 0 | 0 | 143.2215 | 127.6071 | 38.0356 | 484.8502 | 0 | 201.8202 | 0 | 0 | 0 | 0 | 373.5779 | 0 | 0 | 1369.1125 | 0 | 1369.1125 | 0 | 0 | 3.782 | 1.1273 | 14.3698 | 5.9815 | 0 | 0 | 4.2447 | 0 | 11.0719 | 0 | 0 | 40.5771 | 40.5771 | 40.5771 | 1
DC_4A_MA_2013_EL | 4A | MA | EL | 8296 | ASHRAE30pct-state-4A | ApartmentMidRise | STD2013 | DC-Baltimore-MD | Zone4A | Zone4A(DC-Baltimore-MD) | ASHRAE30pct-state-STD2013 | state | DC | 0.12 | 1.12 | ASHRAE30pct-state-4A_ApartmentMidRise_STD2013_DC-Baltimore-MD.table.csv.gz | Mid-Rise Apartment | Baltimore Blt Washngtn IntL MD USA TMY3 WMO#=724060 | Electricity | 0 | 35227.7781 | 30750.0002 | 11144.4445 | 141969.4456 | 0 | 56569.4449 | 0 | 0 | 0 | 0 | 109372.2231 | 0 | 0 | 385030.5586 | 0 | 385033.3364 | -2.7778 | -2.7778 | 0 | 4227.3334 | 3690 | 1337.3333 | 17036.3335 | 0 | 6788.3334 | 0 | 0 | 0 | 0 | 13124.6668 | 0 | 0 | 46203.667 | 0 | 46204.0004 | -0.33333 | -0.33333 | 0 | 120.2313 | 104.9488 | 38.0356 | 484.5373 | 0 | 193.0698 | 0 | 0 | 0 | 0 | 373.284 | 0 | 0 | 1314.0974 | 0 | 1314.1068 | -0.0094805 | -0.0094805 | 3.1104 | 1.1273 | 14.3602 | 5.7221 | 0 | 0 | 3.5634 | 0 | 11.0632 | 0 | 0 | 38.9469 | 38.9466 | 38.9466 | 2
DC_4A_MA_2010_NG | 4A | MA | NG | 7225 | ASHRAE30pct-state-4A | ApartmentMidRise | STD2010 | DC-Baltimore-MD | Zone4A | Zone4A(DC-Baltimore-MD) | ASHRAE30pct-state-STD2010 | state | DC | 0.12 | 1.12 | ASHRAE30pct-state-4A_ApartmentMidRise_STD2010_DC-Baltimore-MD.table.csv.gz | Mid-Rise Apartment | Baltimore Blt Washngtn IntL MD USA TMY3 WMO#=724060 | Natural Gas | 216291.8668 | 0 | 0 | 0 | 0 | 0 | 0 | 0 | 0 | 0 | 0 | 0 | 0 | 0 | 216291.8668 | 0 | 216291.8668 | 0 | 0 | 2422.4689 | 0 | 0 | 0 | 0 | 0 | 0 | 0 | 0 | 0 | 0 | 0 | 0 | 0 | 2422.4689 | 0 | 2422.4689 | 0 | 0 | 216.2919 | 0 | 0 | 0 | 0 | 0 | 0 | 0 | 0 | 0 | 0 | 0 | 0 | 0 | 216.2919 | 0 | 216.2919 | 0 | 0 | 0 | 0 | 0 | 0 | 0 | 0 | 0 | 6.4104 | 0 | 0 | 0 | 6.4104 | 6.4104 | 6.4104 | 1
DC_4A_MA_2013_NG | 4A | MA | NG | 8305 | ASHRAE30pct-state-4A | ApartmentMidRise | STD2013 | DC-Baltimore-MD | Zone4A | Zone4A(DC-Baltimore-MD) | ASHRAE30pct-state-STD2013 | state | DC | 0.12 | 1.12 | ASHRAE30pct-state-4A_ApartmentMidRise_STD2013_DC-Baltimore-MD.table.csv.gz | Mid-Rise Apartment | Baltimore Blt Washngtn IntL MD USA TMY3 WMO#=724060 | Natural Gas | 195667.3663 | 0 | 0 | 0 | 0 | 0 | 0 | 0 | 0 | 0 | 0 | 0 | 0 | 0 | 195667.3663 | 0 | 195667.3663 | 0 | 0 | 2191.4745 | 0 | 0 | 0 | 0 | 0 | 0 | 0 | 0 | 0 | 0 | 0 | 0 | 0 | 2191.4745 | 0 | 2191.4745 | 0 | 0 | 195.6674 | 0 | 0 | 0 | 0 | 0 | 0 | 0 | 0 | 0 | 0 | 0 | 0 | 0 | 195.6674 | 0 | 195.6674 | 0 | 0 | 0 | 0 | 0 | 0 | 0 | 0 | 0 | 5.7991 | 0 | 0 | 0 | 5.7991 | 5.7991 | 5.7991 | 2
DE_4A_MA_2010_EL | 4A | MA | EL | 7276 | ASHRAE30pct-state-4A | ApartmentMidRise | STD2010 | DE-Wilmington-DE | Zone4A | Zone4A(DE-Wilmington-DE) | ASHRAE30pct-state-STD2010 | state | DE | 0.1011 | 1.3 | ASHRAE30pct-state-4A_ApartmentMidRise_STD2010_DE-Wilmington-DE.table.csv.gz | Mid-Rise Apartment | Wilmington New Castle Cnty Ap DE USA TMY3 WMO#=724089 | Electricity | 0 | 38988.8892 | 37388.8892 | 11133.3334 | 142061.1122 | 0 | 57883.3338 | 0 | 0 | 0 | 0 | 109494.4453 | 0 | 0 | 396950.0032 | 0 | 396950.0032 | 5.8208e-11 | 5.8208e-11 | 0 | 3941.7767 | 3780.0167 | 1125.58 | 14362.3784 | 0 | 5852.005 | 0 | 0 | 0 | 0 | 11069.8884 | 0 | 0 | 40131.6453 | 0 | 40131.6453 | 5.8848e-12 | 5.8848e-12 | 0 | 133.0679 | 127.6071 | 37.9977 | 484.8502 | 0 | 197.554 | 0 | 0 | 0 | 0 | 373.7011 | 0 | 0 | 1354.7781 | 0 | 1354.7781 | 1.9866e-13 | 1.9866e-13 | 3.782 | 1.1262 | 14.3698 | 5.855 | 0 | 0 | 3.9438 | 0 | 11.0756 | 0 | 0 | 40.1523 | 40.1523 | 40.1523 | 1
DE_4A_MA_2013_EL | 4A | MA | EL | 8356 | ASHRAE30pct-state-4A | ApartmentMidRise | STD2013 | DE-Wilmington-DE | Zone4A | Zone4A(DE-Wilmington-DE) | ASHRAE30pct-state-STD2013 | state | DE | 0.1011 | 1.3 | ASHRAE30pct-state-4A_ApartmentMidRise_STD2013_DE-Wilmington-DE.table.csv.gz | Mid-Rise Apartment | Wilmington New Castle Cnty Ap DE USA TMY3 WMO#=724089 | Electricity | 0 | 32472.2225 | 30750.0002 | 11133.3334 | 141969.4456 | 0 | 55527.7782 | 0 | 0 | 0 | 0 | 109408.3342 | 0 | 0 | 381261.1142 | 0 | 381261.1142 | 0 | 0 | 0 | 3282.9417 | 3108.825 | 1125.58 | 14353.1109 | 0 | 5613.8584 | 0 | 0 | 0 | 0 | 11061.1826 | 0 | 0 | 38545.4986 | 0 | 38545.4986 | 0 | 0 | 0 | 110.8267 | 104.9488 | 37.9977 | 484.5373 | 0 | 189.5146 | 0 | 0 | 0 | 0 | 373.4073 | 0 | 0 | 1301.2324 | 0 | 1301.2324 | 0 | 0 | 3.1104 | 1.1262 | 14.3605 | 5.6167 | 0 | 0 | 3.2846 | 0 | 11.0669 | 0 | 0 | 38.5653 | 38.5653 | 38.5653 | 2
DE_4A_MA_2010_NG | 4A | MA | NG | 7285 | ASHRAE30pct-state-4A | ApartmentMidRise | STD2010 | DE-Wilmington-DE | Zone4A | Zone4A(DE-Wilmington-DE) | ASHRAE30pct-state-STD2010 | state | DE | 0.1011 | 1.3 | ASHRAE30pct-state-4A_ApartmentMidRise_STD2010_DE-Wilmington-DE.table.csv.gz | Mid-Rise Apartment | Wilmington New Castle Cnty Ap DE USA TMY3 WMO#=724089 | Natural Gas | 264251.4131 | 0 | 0 | 0 | 0 | 0 | 0 | 0 | 0 | 0 | 0 | 0 | 0 | 0 | 264251.4131 | 0 | 264251.4131 | 0 | 0 | 3435.2684 | 0 | 0 | 0 | 0 | 0 | 0 | 0 | 0 | 0 | 0 | 0 | 0 | 0 | 3435.2684 | 0 | 3435.2684 | 0 | 0 | 264.2514 | 0 | 0 | 0 | 0 | 0 | 0 | 0 | 0 | 0 | 0 | 0 | 0 | 0 | 264.2514 | 0 | 264.2514 | 0 | 0 | 0 | 0 | 0 | 0 | 0 | 0 | 0 | 7.8318 | 0 | 0 | 0 | 7.8318 | 7.8318 | 7.8318 | 1
DE_4A_MA_2013_NG | 4A | MA | NG | 8365 | ASHRAE30pct-state-4A | ApartmentMidRise | STD2013 | DE-Wilmington-DE | Zone4A | Zone4A(DE-Wilmington-DE) | ASHRAE30pct-state-STD2013 | state | DE | 0.1011 | 1.3 | ASHRAE30pct-state-4A_ApartmentMidRise_STD2013_DE-Wilmington-DE.table.csv.gz | Mid-Rise Apartment | Wilmington New Castle Cnty Ap DE USA TMY3 WMO#=724089 | Natural Gas | 240773.983 | 0 | 0 | 0 | 0 | 0 | 0 | 0 | 0 | 0 | 0 | 0 | 0 | 0 | 240773.983 | 0 | 240773.983 | 0 | 0 | 3130.0618 | 0 | 0 | 0 | 0 | 0 | 0 | 0 | 0 | 0 | 0 | 0 | 0 | 0 | 3130.0618 | 0 | 3130.0618 | 0 | 0 | 240.774 | 0 | 0 | 0 | 0 | 0 | 0 | 0 | 0 | 0 | 0 | 0 | 0 | 0 | 240.774 | 0 | 240.774 | 0 | 0 | 0 | 0 | 0 | 0 | 0 | 0 | 0 | 7.1359 | 0 | 0 | 0 | 7.1359 | 7.1359 | 7.1359 | 2
GA_4A_MA_2010_EL | 4A | MA | EL | 7336 | ASHRAE30pct-state-4A | ApartmentMidRise | STD2010 | GA-Chattanooga-TN | Zone4A | Zone4A(GA-Chattanooga-TN) | ASHRAE30pct-state-STD2010 | state | GA | 0.0947 | 0.94 | ASHRAE30pct-state-4A_ApartmentMidRise_STD2010_GA-Chattanooga-TN.table.csv.gz | Mid-Rise Apartment | Chattanooga Lovell Field Ap TN USA TMY3 WMO#=723240 | Electricity | 0 | 53147.2226 | 37388.8892 | 11158.3334 | 142061.1122 | 0 | 59002.7782 | 0 | 0 | 0 | 0 | 109336.112 | 0 | 0 | 412094.4477 | 0 | 412094.4477 | 0 | 0 | 0 | 5033.042 | 3540.7278 | 1056.6942 | 13453.1873 | 0 | 5587.5631 | 0 | 0 | 0 | 0 | 10354.1298 | 0 | 0 | 39025.3442 | 0 | 39025.3442 | 0 | 0 | 0 | 181.3898 | 127.6071 | 38.083 | 484.8502 | 0 | 201.3747 | 0 | 0 | 0 | 0 | 373.1608 | 0 | 0 | 1406.4656 | 0 | 1406.4656 | 0 | 0 | 3.782 | 1.1287 | 14.3698 | 5.9682 | 0 | 0 | 5.3759 | 0 | 11.0596 | 0 | 0 | 41.6842 | 41.6842 | 41.6842 | 1
GA_4A_MA_2013_EL | 4A | MA | EL | 8416 | ASHRAE30pct-state-4A | ApartmentMidRise | STD2013 | GA-Chattanooga-TN | Zone4A | Zone4A(GA-Chattanooga-TN) | ASHRAE30pct-state-STD2013 | state | GA | 0.0947 | 0.94 | ASHRAE30pct-state-4A_ApartmentMidRise_STD2013_GA-Chattanooga-TN.table.csv.gz | Mid-Rise Apartment | Chattanooga Lovell Field Ap TN USA TMY3 WMO#=723240 | Electricity | 0 | 45055.5559 | 30750.0002 | 11158.3334 | 141969.4456 | 0 | 56458.3338 | 0 | 0 | 0 | 0 | 109238.8898 | 0 | 0 | 394625.0032 | 0 | 394630.5587 | -5.5556 | -5.5556 | 0 | 4266.7611 | 2912.025 | 1056.6942 | 13444.5065 | 0 | 5346.6042 | 0 | 0 | 0 | 0 | 10344.9229 | 0 | 0 | 37370.9878 | 0 | 37371.5139 | -0.52611 | -0.52611 | 0 | 153.7732 | 104.9488 | 38.083 | 484.5373 | 0 | 192.6905 | 0 | 0 | 0 | 0 | 372.8289 | 0 | 0 | 1346.8429 | 0 | 1346.8619 | -0.018961 | -0.018961 | 3.1104 | 1.1287 | 14.3599 | 5.7109 | 0 | 0 | 4.5575 | 0 | 11.0497 | 0 | 0 | 39.9177 | 39.9171 | 39.9171 | 2
GA_4A_MA_2010_NG | 4A | MA | NG | 7345 | ASHRAE30pct-state-4A | ApartmentMidRise | STD2010 | GA-Chattanooga-TN | Zone4A | Zone4A(GA-Chattanooga-TN) | ASHRAE30pct-state-STD2010 | state | GA | 0.0947 | 0.94 | ASHRAE30pct-state-4A_ApartmentMidRise_STD2010_GA-Chattanooga-TN.table.csv.gz | Mid-Rise Apartment | Chattanooga Lovell Field Ap TN USA TMY3 WMO#=723240 | Natural Gas | 92762.8615 | 0 | 0 | 0 | 0 | 0 | 0 | 0 | 0 | 0 | 0 | 0 | 0 | 0 | 92762.8615 | 0 | 92762.8615 | 0 | 0 | 871.9709 | 0 | 0 | 0 | 0 | 0 | 0 | 0 | 0 | 0 | 0 | 0 | 0 | 0 | 871.9709 | 0 | 871.9709 | 0 | 0 | 92.7629 | 0 | 0 | 0 | 0 | 0 | 0 | 0 | 0 | 0 | 0 | 0 | 0 | 0 | 92.7629 | 0 | 92.7629 | 0 | 0 | 0 | 0 | 0 | 0 | 0 | 0 | 0 | 2.7493 | 0 | 0 | 0 | 2.7493 | 2.7493 | 2.7493 | 1
GA_4A_MA_2013_NG | 4A | MA | NG | 8425 | ASHRAE30pct-state-4A | ApartmentMidRise | STD2013 | GA-Chattanooga-TN | Zone4A | Zone4A(GA-Chattanooga-TN) | ASHRAE30pct-state-STD2013 | state | GA | 0.0947 | 0.94 | ASHRAE30pct-state-4A_ApartmentMidRise_STD2013_GA-Chattanooga-TN.table.csv.gz | Mid-Rise Apartment | Chattanooga Lovell Field Ap TN USA TMY3 WMO#=723240 | Natural Gas | 80118.9812 | 0 | 0 | 0 | 0 | 0 | 0 | 0 | 0 | 0 | 0 | 0 | 0 | 0 | 80118.9812 | 0 | 80118.9812 | 0 | 0 | 753.1184 | 0 | 0 | 0 | 0 | 0 | 0 | 0 | 0 | 0 | 0 | 0 | 0 | 0 | 753.1184 | 0 | 753.1184 | 0 | 0 | 80.119 | 0 | 0 | 0 | 0 | 0 | 0 | 0 | 0 | 0 | 0 | 0 | 0 | 0 | 80.119 | 0 | 80.119 | 0 | 0 | 0 | 0 | 0 | 0 | 0 | 0 | 0 | 2.3745 | 0 | 0 | 0 | 2.3745 | 2.3745 | 2.3745 | 2
IL_4A_MA_2010_EL | 4A | MA | EL | 7396 | ASHRAE30pct-state-4A | ApartmentMidRise | STD2010 | IL-StLouis-MO | Zone4A | Zone4A(IL-StLouis-MO) | ASHRAE30pct-state-STD2010 | state | IL | 0.0819 | 0.76 | ASHRAE30pct-state-4A_ApartmentMidRise_STD2010_IL-StLouis-MO.table.csv.gz | Mid-Rise Apartment | St Louis Lambert IntL Arpt MO USA TMY3 WMO#=724340 | Electricity | 0 | 47419.4448 | 37388.8892 | 11136.1112 | 142061.1122 | 0 | 62388.8894 | 0 | 0 | 0 | 0 | 109450.0009 | 0 | 0 | 409844.4477 | 0 | 409844.4477 | 5.8208e-11 | 5.8208e-11 | 0 | 3883.6525 | 3062.15 | 912.0475 | 11634.8051 | 0 | 5109.65 | 0 | 0 | 0 | 0 | 8963.9551 | 0 | 0 | 33566.2603 | 0 | 33566.2603 | 4.7672e-12 | 4.7672e-12 | 0 | 161.8411 | 127.6071 | 38.0072 | 484.8502 | 0 | 212.9313 | 0 | 0 | 0 | 0 | 373.5495 | 0 | 0 | 1398.7864 | 0 | 1398.7864 | 1.9866e-13 | 1.9866e-13 | 3.782 | 1.1264 | 14.3698 | 6.3108 | 0 | 0 | 4.7966 | 0 | 11.0711 | 0 | 0 | 41.4566 | 41.4566 | 41.4566 | 1
IL_4A_MA_2013_EL | 4A | MA | EL | 8476 | ASHRAE30pct-state-4A | ApartmentMidRise | STD2013 | IL-StLouis-MO | Zone4A | Zone4A(IL-StLouis-MO) | ASHRAE30pct-state-STD2013 | state | IL | 0.0819 | 0.76 | ASHRAE30pct-state-4A_ApartmentMidRise_STD2013_IL-StLouis-MO.table.csv.gz | Mid-Rise Apartment | St Louis Lambert IntL Arpt MO USA TMY3 WMO#=724340 | Electricity | 0 | 40263.8892 | 30750.0002 | 11136.1112 | 141969.4456 | 0 | 59752.7783 | 0 | 0 | 0 | 0 | 109369.4453 | 0 | 0 | 393241.6698 | 0 | 393241.6698 | 0 | 0 | 0 | 3297.6125 | 2518.425 | 912.0475 | 11627.2976 | 0 | 4893.7525 | 0 | 0 | 0 | 0 | 8957.3576 | 0 | 0 | 32206.4928 | 0 | 32206.4928 | 0 | 0 | 0 | 137.4194 | 104.9488 | 38.0072 | 484.5373 | 0 | 203.9344 | 0 | 0 | 0 | 0 | 373.2745 | 0 | 0 | 1342.1216 | 0 | 1342.1216 | 0 | 0 | 3.1104 | 1.1264 | 14.3605 | 6.0441 | 0 | 0 | 4.0728 | 0 | 11.0629 | 0 | 0 | 39.7772 | 39.7772 | 39.7772 | 2
IL_4A_MA_2010_NG | 4A | MA | NG | 7405 | ASHRAE30pct-state-4A | ApartmentMidRise | STD2010 | IL-StLouis-MO | Zone4A | Zone4A(IL-StLouis-MO) | ASHRAE30pct-state-STD2010 | state | IL | 0.0819 | 0.76 | ASHRAE30pct-state-4A_ApartmentMidRise_STD2010_IL-StLouis-MO.table.csv.gz | Mid-Rise Apartment | St Louis Lambert IntL Arpt MO USA TMY3 WMO#=724340 | Natural Gas | 256792.0923 | 0 | 0 | 0 | 0 | 0 | 0 | 0 | 0 | 0 | 0 | 0 | 0 | 0 | 256792.0923 | 0 | 256792.0923 | 0 | 0 | 1951.6199 | 0 | 0 | 0 | 0 | 0 | 0 | 0 | 0 | 0 | 0 | 0 | 0 | 0 | 1951.6199 | 0 | 1951.6199 | 0 | 0 | 256.7921 | 0 | 0 | 0 | 0 | 0 | 0 | 0 | 0 | 0 | 0 | 0 | 0 | 0 | 256.7921 | 0 | 256.7921 | 0 | 0 | 0 | 0 | 0 | 0 | 0 | 0 | 0 | 7.6107 | 0 | 0 | 0 | 7.6107 | 7.6107 | 7.6107 | 1
IL_4A_MA_2013_NG | 4A | MA | NG | 8485 | ASHRAE30pct-state-4A | ApartmentMidRise | STD2013 | IL-StLouis-MO | Zone4A | Zone4A(IL-StLouis-MO) | ASHRAE30pct-state-STD2013 | state | IL | 0.0819 | 0.76 | ASHRAE30pct-state-4A_ApartmentMidRise_STD2013_IL-StLouis-MO.table.csv.gz | Mid-Rise Apartment | St Louis Lambert IntL Arpt MO USA TMY3 WMO#=724340 | Natural Gas | 234082.3941 | 0 | 0 | 0 | 0 | 0 | 0 | 0 | 0 | 0 | 0 | 0 | 0 | 0 | 234082.3941 | 0 | 234082.3941 | 0 | 0 | 1779.0262 | 0 | 0 | 0 | 0 | 0 | 0 | 0 | 0 | 0 | 0 | 0 | 0 | 0 | 1779.0262 | 0 | 1779.0262 | 0 | 0 | 234.0824 | 0 | 0 | 0 | 0 | 0 | 0 | 0 | 0 | 0 | 0 | 0 | 0 | 0 | 234.0824 | 0 | 234.0824 | 0 | 0 | 0 | 0 | 0 | 0 | 0 | 0 | 0 | 6.9376 | 0 | 0 | 0 | 6.9376 | 6.9376 | 6.9376 | 2
IN_4A_MA_2010_EL | 4A | MA | EL | 7456 | ASHRAE30pct-state-4A | ApartmentMidRise | STD2010 | IN-Evansville-IN | Zone4A | Zone4A(IN-Evansville-IN) | ASHRAE30pct-state-STD2010 | state | IN | 0.0907 | 0.75 | ASHRAE30pct-state-4A_ApartmentMidRise_STD2010_IN-Evansville-IN.table.csv.gz | Mid-Rise Apartment | Evansville Regional Ap IN USA TMY3 WMO#=724320 | Electricity | 0 | 46994.4448 | 37388.8892 | 11150.0001 | 142061.1122 | 0 | 58755.556 | 0 | 0 | 0 | 0 | 109427.7787 | 0 | 0 | 405775.0032 | 0 | 405777.781 | -2.7778 | -2.7778 | 0 | 4262.3961 | 3391.1722 | 1011.305 | 12884.9429 | 0 | 5329.1289 | 0 | 0 | 0 | 0 | 9925.0995 | 0 | 0 | 36803.7928 | 0 | 36804.0447 | -0.25194 | -0.25194 | 0 | 160.3906 | 127.6071 | 38.0546 | 484.8502 | 0 | 200.5309 | 0 | 0 | 0 | 0 | 373.4736 | 0 | 0 | 1384.8975 | 0 | 1384.907 | -0.0094805 | -0.0094805 | 3.782 | 1.1278 | 14.3695 | 5.9432 | 0 | 0 | 4.7536 | 0 | 11.0688 | 0 | 0 | 41.0452 | 41.0449 | 41.0449 | 1
IN_4A_MA_2013_EL | 4A | MA | EL | 8536 | ASHRAE30pct-state-4A | ApartmentMidRise | STD2013 | IN-Evansville-IN | Zone4A | Zone4A(IN-Evansville-IN) | ASHRAE30pct-state-STD2013 | state | IN | 0.0907 | 0.75 | ASHRAE30pct-state-4A_ApartmentMidRise_STD2013_IN-Evansville-IN.table.csv.gz | Mid-Rise Apartment | Evansville Regional Ap IN USA TMY3 WMO#=724320 | Electricity | 0 | 39830.5559 | 30750.0002 | 11150.0001 | 141969.4456 | 0 | 56377.7782 | 0 | 0 | 0 | 0 | 109338.8898 | 0 | 0 | 389419.4476 | 0 | 389416.6698 | 2.7778 | 2.7778 | 0 | 3612.6314 | 2789.025 | 1011.305 | 12876.6287 | 0 | 5113.4645 | 0 | 0 | 0 | 0 | 9917.0373 | 0 | 0 | 35320.3439 | 0 | 35320.0919 | 0.25194 | 0.25194 | 0 | 135.9405 | 104.9488 | 38.0546 | 484.5373 | 0 | 192.4156 | 0 | 0 | 0 | 0 | 373.1702 | 0 | 0 | 1329.0765 | 0 | 1329.067 | 0.0094805 | 0.0094805 | 3.1104 | 1.1278 | 14.3608 | 5.7027 | 0 | 0 | 4.0289 | 0 | 11.0598 | 0 | 0 | 39.3903 | 39.3905 | 39.3905 | 2
IN_4A_MA_2010_NG | 4A | MA | NG | 7465 | ASHRAE30pct-state-4A | ApartmentMidRise | STD2010 | IN-Evansville-IN | Zone4A | Zone4A(IN-Evansville-IN) | ASHRAE30pct-state-STD2010 | state | IN | 0.0907 | 0.75 | ASHRAE30pct-state-4A_ApartmentMidRise_STD2010_IN-Evansville-IN.table.csv.gz | Mid-Rise Apartment | Evansville Regional Ap IN USA TMY3 WMO#=724320 | Natural Gas | 216159.1724 | 0 | 0 | 0 | 0 | 0 | 0 | 0 | 0 | 0 | 0 | 0 | 0 | 0 | 216159.1724 | 0 | 216159.1724 | 0 | 0 | 1621.1938 | 0 | 0 | 0 | 0 | 0 | 0 | 0 | 0 | 0 | 0 | 0 | 0 | 0 | 1621.1938 | 0 | 1621.1938 | 0 | 0 | 216.1592 | 0 | 0 | 0 | 0 | 0 | 0 | 0 | 0 | 0 | 0 | 0 | 0 | 0 | 216.1592 | 0 | 216.1592 | 0 | 0 | 0 | 0 | 0 | 0 | 0 | 0 | 0 | 6.4064 | 0 | 0 | 0 | 6.4064 | 6.4064 | 6.4064 | 1
IN_4A_MA_2013_NG | 4A | MA | NG | 8545 | ASHRAE30pct-state-4A | ApartmentMidRise | STD2013 | IN-Evansville-IN | Zone4A | Zone4A(IN-Evansville-IN) | ASHRAE30pct-state-STD2013 | state | IN | 0.0907 | 0.75 | ASHRAE30pct-state-4A_ApartmentMidRise_STD2013_IN-Evansville-IN.table.csv.gz | Mid-Rise Apartment | Evansville Regional Ap IN USA TMY3 WMO#=724320 | Natural Gas | 195316.6739 | 0 | 0 | 0 | 0 | 0 | 0 | 0 | 0 | 0 | 0 | 0 | 0 | 0 | 195316.6739 | 0 | 195316.6739 | 0 | 0 | 1464.8751 | 0 | 0 | 0 | 0 | 0 | 0 | 0 | 0 | 0 | 0 | 0 | 0 | 0 | 1464.8751 | 0 | 1464.8751 | 0 | 0 | 195.3167 | 0 | 0 | 0 | 0 | 0 | 0 | 0 | 0 | 0 | 0 | 0 | 0 | 0 | 195.3167 | 0 | 195.3167 | 0 | 0 | 0 | 0 | 0 | 0 | 0 | 0 | 0 | 5.7887 | 0 | 0 | 0 | 5.7887 | 5.7887 | 5.7887 | 2
KS_4A_MA_2010_EL | 4A | MA | EL | 7516 | ASHRAE30pct-state-4A | ApartmentMidRise | STD2010 | KS-Topeka-KS | Zone4A | Zone4A(KS-Topeka-KS) | ASHRAE30pct-state-STD2010 | state | KS | 0.0913 | 0.86 | ASHRAE30pct-state-4A_ApartmentMidRise_STD2010_KS-Topeka-KS.table.csv.gz | Mid-Rise Apartment | Topeka Municipal Ap KS USA TMY3 WMO#=724560 | Electricity | 0 | 47119.4448 | 37388.8892 | 11150.0001 | 142061.1122 | 0 | 63933.3338 | 0 | 0 | 0 | 0 | 109444.4453 | 0 | 0 | 411094.4477 | 0 | 411097.2255 | -2.7778 | -2.7778 | 0 | 4302.0053 | 3413.6056 | 1017.995 | 12970.1795 | 0 | 5837.1134 | 0 | 0 | 0 | 0 | 9992.2779 | 0 | 0 | 37532.9231 | 0 | 37533.1767 | -0.25361 | -0.25361 | 0 | 160.8172 | 127.6071 | 38.0546 | 484.8502 | 0 | 218.2025 | 0 | 0 | 0 | 0 | 373.5305 | 0 | 0 | 1403.0526 | 0 | 1403.0621 | -0.0094805 | -0.0094805 | 3.782 | 1.1278 | 14.3695 | 6.467 | 0 | 0 | 4.7662 | 0 | 11.0705 | 0 | 0 | 41.5833 | 41.583 | 41.583 | 1
KS_4A_MA_2013_EL | 4A | MA | EL | 8596 | ASHRAE30pct-state-4A | ApartmentMidRise | STD2013 | KS-Topeka-KS | Zone4A | Zone4A(KS-Topeka-KS) | ASHRAE30pct-state-STD2013 | state | KS | 0.0913 | 0.86 | ASHRAE30pct-state-4A_ApartmentMidRise_STD2013_KS-Topeka-KS.table.csv.gz | Mid-Rise Apartment | Topeka Municipal Ap KS USA TMY3 WMO#=724560 | Electricity | 0 | 40119.4448 | 30750.0002 | 11150.0001 | 141969.4456 | 0 | 61394.4449 | 0 | 0 | 0 | 0 | 109361.112 | 0 | 0 | 394741.6698 | 0 | 394744.4476 | -2.7778 | -2.7778 | 0 | 3662.9053 | 2807.475 | 1017.995 | 12961.8104 | 0 | 5605.3128 | 0 | 0 | 0 | 0 | 9984.6695 | 0 | 0 | 36039.9145 | 0 | 36040.1681 | -0.25361 | -0.25361 | 0 | 136.9264 | 104.9488 | 38.0546 | 484.5373 | 0 | 209.5373 | 0 | 0 | 0 | 0 | 373.2461 | 0 | 0 | 1347.2411 | 0 | 1347.2506 | -0.0094805 | -0.0094805 | 3.1104 | 1.1278 | 14.3602 | 6.2102 | 0 | 0 | 4.0582 | 0 | 11.0621 | 0 | 0 | 39.9292 | 39.9289 | 39.9289 | 2
KS_4A_MA_2010_NG | 4A | MA | NG | 7525 | ASHRAE30pct-state-4A | ApartmentMidRise | STD2010 | KS-Topeka-KS | Zone4A | Zone4A(KS-Topeka-KS) | ASHRAE30pct-state-STD2010 | state | KS | 0.0913 | 0.86 | ASHRAE30pct-state-4A_ApartmentMidRise_STD2010_KS-Topeka-KS.table.csv.gz | Mid-Rise Apartment | Topeka Municipal Ap KS USA TMY3 WMO#=724560 | Natural Gas | 250422.7613 | 0 | 0 | 0 | 0 | 0 | 0 | 0 | 0 | 0 | 0 | 0 | 0 | 0 | 250422.7613 | 0 | 250422.7613 | 0 | 0 | 2153.6357 | 0 | 0 | 0 | 0 | 0 | 0 | 0 | 0 | 0 | 0 | 0 | 0 | 0 | 2153.6357 | 0 | 2153.6357 | 0 | 0 | 250.4228 | 0 | 0 | 0 | 0 | 0 | 0 | 0 | 0 | 0 | 0 | 0 | 0 | 0 | 250.4228 | 0 | 250.4228 | 0 | 0 | 0 | 0 | 0 | 0 | 0 | 0 | 0 | 7.4219 | 0 | 0 | 0 | 7.4219 | 7.4219 | 7.4219 | 1
KS_4A_MA_2013_NG | 4A | MA | NG | 8605 | ASHRAE30pct-state-4A | ApartmentMidRise | STD2013 | KS-Topeka-KS | Zone4A | Zone4A(KS-Topeka-KS) | ASHRAE30pct-state-STD2013 | state | KS | 0.0913 | 0.86 | ASHRAE30pct-state-4A_ApartmentMidRise_STD2013_KS-Topeka-KS.table.csv.gz | Mid-Rise Apartment | Topeka Municipal Ap KS USA TMY3 WMO#=724560 | Natural Gas | 226964.2876 | 0 | 0 | 0 | 0 | 0 | 0 | 0 | 0 | 0 | 0 | 0 | 0 | 0 | 226964.2876 | 0 | 226964.2876 | 0 | 0 | 1951.8929 | 0 | 0 | 0 | 0 | 0 | 0 | 0 | 0 | 0 | 0 | 0 | 0 | 0 | 1951.8929 | 0 | 1951.8929 | 0 | 0 | 226.9643 | 0 | 0 | 0 | 0 | 0 | 0 | 0 | 0 | 0 | 0 | 0 | 0 | 0 | 226.9643 | 0 | 226.9643 | 0 | 0 | 0 | 0 | 0 | 0 | 0 | 0 | 0 | 6.7267 | 0 | 0 | 0 | 6.7267 | 6.7267 | 6.7267 | 2
KY_4A_MA_2010_EL | 4A | MA | EL | 7576 | ASHRAE30pct-state-4A | ApartmentMidRise | STD2010 | KY-Lexington-KY | Zone4A | Zone4A(KY-Lexington-KY) | ASHRAE30pct-state-STD2010 | state | KY | 0.0866 | 0.81 | ASHRAE30pct-state-4A_ApartmentMidRise_STD2010_KY-Lexington-KY.table.csv.gz | Mid-Rise Apartment | Lexington Bluegrass Ap KY USA TMY3 WMO#=724220 | Electricity | 0 | 41361.1114 | 37388.8892 | 11144.4445 | 142061.1122 | 0 | 59230.556 | 0 | 0 | 0 | 0 | 109458.3342 | 0 | 0 | 400641.6699 | 0 | 400644.4476 | -2.7778 | -2.7778 | 0 | 3581.8723 | 3237.8778 | 965.1089 | 12302.4923 | 0 | 5129.3662 | 0 | 0 | 0 | 0 | 9479.0917 | 0 | 0 | 34695.5686 | 0 | 34695.8092 | -0.24056 | -0.24056 | 0 | 141.1642 | 127.6071 | 38.0356 | 484.8502 | 0 | 202.1521 | 0 | 0 | 0 | 0 | 373.5779 | 0 | 0 | 1367.3776 | 0 | 1367.3871 | -0.0094805 | -0.0094805 | 3.782 | 1.1273 | 14.3695 | 5.9913 | 0 | 0 | 4.1838 | 0 | 11.0719 | 0 | 0 | 40.526 | 40.5257 | 40.5257 | 1
KY_4A_MA_2013_EL | 4A | MA | EL | 8656 | ASHRAE30pct-state-4A | ApartmentMidRise | STD2013 | KY-Lexington-KY | Zone4A | Zone4A(KY-Lexington-KY) | ASHRAE30pct-state-STD2013 | state | KY | 0.0866 | 0.81 | ASHRAE30pct-state-4A_ApartmentMidRise_STD2013_KY-Lexington-KY.table.csv.gz | Mid-Rise Apartment | Lexington Bluegrass Ap KY USA TMY3 WMO#=724220 | Electricity | 0 | 34308.3336 | 30750.0002 | 11144.4445 | 141969.4456 | 0 | 56947.2227 | 0 | 0 | 0 | 0 | 109366.6675 | 0 | 0 | 384483.3364 | 0 | 384486.1142 | -2.7778 | -2.7778 | 0 | 2971.1017 | 2662.95 | 965.1089 | 12294.554 | 0 | 4931.6295 | 0 | 0 | 0 | 0 | 9471.1534 | 0 | 0 | 33296.2569 | 0 | 33296.4975 | -0.24056 | -0.24056 | 0 | 117.0933 | 104.9488 | 38.0356 | 484.5373 | 0 | 194.3591 | 0 | 0 | 0 | 0 | 373.265 | 0 | 0 | 1312.2297 | 0 | 1312.2392 | -0.0094805 | -0.0094805 | 3.1104 | 1.1273 | 14.3602 | 5.7603 | 0 | 0 | 3.4704 | 0 | 11.0627 | 0 | 0 | 38.8915 | 38.8913 | 38.8913 | 2
KY_4A_MA_2010_NG | 4A | MA | NG | 7585 | ASHRAE30pct-state-4A | ApartmentMidRise | STD2010 | KY-Lexington-KY | Zone4A | Zone4A(KY-Lexington-KY) | ASHRAE30pct-state-STD2010 | state | KY | 0.0866 | 0.81 | ASHRAE30pct-state-4A_ApartmentMidRise_STD2010_KY-Lexington-KY.table.csv.gz | Mid-Rise Apartment | Lexington Bluegrass Ap KY USA TMY3 WMO#=724220 | Natural Gas | 253266.2126 | 0 | 0 | 0 | 0 | 0 | 0 | 0 | 0 | 0 | 0 | 0 | 0 | 0 | 253266.2126 | 0 | 253266.2126 | 0 | 0 | 2051.4563 | 0 | 0 | 0 | 0 | 0 | 0 | 0 | 0 | 0 | 0 | 0 | 0 | 0 | 2051.4563 | 0 | 2051.4563 | 0 | 0 | 253.2662 | 0 | 0 | 0 | 0 | 0 | 0 | 0 | 0 | 0 | 0 | 0 | 0 | 0 | 253.2662 | 0 | 253.2662 | 0 | 0 | 0 | 0 | 0 | 0 | 0 | 0 | 0 | 7.5062 | 0 | 0 | 0 | 7.5062 | 7.5062 | 7.5062 | 1
KY_4A_MA_2013_NG | 4A | MA | NG | 8665 | ASHRAE30pct-state-4A | ApartmentMidRise | STD2013 | KY-Lexington-KY | Zone4A | Zone4A(KY-Lexington-KY) | ASHRAE30pct-state-STD2013 | state | KY | 0.0866 | 0.81 | ASHRAE30pct-state-4A_ApartmentMidRise_STD2013_KY-Lexington-KY.table.csv.gz | Mid-Rise Apartment | Lexington Bluegrass Ap KY USA TMY3 WMO#=724220 | Natural Gas | 230442.7764 | 0 | 0 | 0 | 0 | 0 | 0 | 0 | 0 | 0 | 0 | 0 | 0 | 0 | 230442.7764 | 0 | 230442.7764 | 0 | 0 | 1866.5865 | 0 | 0 | 0 | 0 | 0 | 0 | 0 | 0 | 0 | 0 | 0 | 0 | 0 | 1866.5865 | 0 | 1866.5865 | 0 | 0 | 230.4428 | 0 | 0 | 0 | 0 | 0 | 0 | 0 | 0 | 0 | 0 | 0 | 0 | 0 | 230.4428 | 0 | 230.4428 | 0 | 0 | 0 | 0 | 0 | 0 | 0 | 0 | 0 | 6.8298 | 0 | 0 | 0 | 6.8298 | 6.8298 | 6.8298 | 2
MD_4A_MA_2010_EL | 4A | MA | EL | 7636 | ASHRAE30pct-state-4A | ApartmentMidRise | STD2010 | MD-Baltimore-MD | Zone4A | Zone4A(MD-Baltimore-MD) | ASHRAE30pct-state-STD2010 | state | MD | 0.1052 | 0.99 | ASHRAE30pct-state-4A_ApartmentMidRise_STD2010_MD-Baltimore-MD.table.csv.gz | Mid-Rise Apartment | Baltimore Blt Washngtn IntL MD USA TMY3 WMO#=724060 | Electricity | 0 | 41963.8892 | 37388.8892 | 11144.4445 | 142061.1122 | 0 | 59133.3338 | 0 | 0 | 0 | 0 | 109458.3342 | 0 | 0 | 401150.0032 | 0 | 401150.0032 | 0 | 0 | 0 | 4414.6011 | 3933.3111 | 1172.3956 | 14944.829 | 0 | 6220.8267 | 0 | 0 | 0 | 0 | 11515.0168 | 0 | 0 | 42200.9803 | 0 | 42200.9803 | 0 | 0 | 0 | 143.2215 | 127.6071 | 38.0356 | 484.8502 | 0 | 201.8202 | 0 | 0 | 0 | 0 | 373.5779 | 0 | 0 | 1369.1125 | 0 | 1369.1125 | 0 | 0 | 3.782 | 1.1273 | 14.3698 | 5.9815 | 0 | 0 | 4.2447 | 0 | 11.0719 | 0 | 0 | 40.5771 | 40.5771 | 40.5771 | 1
MD_4A_MA_2013_EL | 4A | MA | EL | 8716 | ASHRAE30pct-state-4A | ApartmentMidRise | STD2013 | MD-Baltimore-MD | Zone4A | Zone4A(MD-Baltimore-MD) | ASHRAE30pct-state-STD2013 | state | MD | 0.1052 | 0.99 | ASHRAE30pct-state-4A_ApartmentMidRise_STD2013_MD-Baltimore-MD.table.csv.gz | Mid-Rise Apartment | Baltimore Blt Washngtn IntL MD USA TMY3 WMO#=724060 | Electricity | 0 | 35227.7781 | 30750.0002 | 11144.4445 | 141969.4456 | 0 | 56569.4449 | 0 | 0 | 0 | 0 | 109372.2231 | 0 | 0 | 385030.5586 | 0 | 385033.3364 | -2.7778 | -2.7778 | 0 | 3705.9623 | 3234.9 | 1172.3956 | 14935.1857 | 0 | 5951.1056 | 0 | 0 | 0 | 0 | 11505.9579 | 0 | 0 | 40505.2148 | 0 | 40505.507 | -0.29222 | -0.29222 | 0 | 120.2313 | 104.9488 | 38.0356 | 484.5373 | 0 | 193.0698 | 0 | 0 | 0 | 0 | 373.284 | 0 | 0 | 1314.0974 | 0 | 1314.1068 | -0.0094805 | -0.0094805 | 3.1104 | 1.1273 | 14.3602 | 5.7221 | 0 | 0 | 3.5634 | 0 | 11.0632 | 0 | 0 | 38.9469 | 38.9466 | 38.9466 | 2
MD_4A_MA_2010_NG | 4A | MA | NG | 7645 | ASHRAE30pct-state-4A | ApartmentMidRise | STD2010 | MD-Baltimore-MD | Zone4A | Zone4A(MD-Baltimore-MD) | ASHRAE30pct-state-STD2010 | state | MD | 0.1052 | 0.99 | ASHRAE30pct-state-4A_ApartmentMidRise_STD2010_MD-Baltimore-MD.table.csv.gz | Mid-Rise Apartment | Baltimore Blt Washngtn IntL MD USA TMY3 WMO#=724060 | Natural Gas | 216291.8668 | 0 | 0 | 0 | 0 | 0 | 0 | 0 | 0 | 0 | 0 | 0 | 0 | 0 | 216291.8668 | 0 | 216291.8668 | 0 | 0 | 2141.2895 | 0 | 0 | 0 | 0 | 0 | 0 | 0 | 0 | 0 | 0 | 0 | 0 | 0 | 2141.2895 | 0 | 2141.2895 | 0 | 0 | 216.2919 | 0 | 0 | 0 | 0 | 0 | 0 | 0 | 0 | 0 | 0 | 0 | 0 | 0 | 216.2919 | 0 | 216.2919 | 0 | 0 | 0 | 0 | 0 | 0 | 0 | 0 | 0 | 6.4104 | 0 | 0 | 0 | 6.4104 | 6.4104 | 6.4104 | 1
MD_4A_MA_2013_NG | 4A | MA | NG | 8725 | ASHRAE30pct-state-4A | ApartmentMidRise | STD2013 | MD-Baltimore-MD | Zone4A | Zone4A(MD-Baltimore-MD) | ASHRAE30pct-state-STD2013 | state | MD | 0.1052 | 0.99 | ASHRAE30pct-state-4A_ApartmentMidRise_STD2013_MD-Baltimore-MD.table.csv.gz | Mid-Rise Apartment | Baltimore Blt Washngtn IntL MD USA TMY3 WMO#=724060 | Natural Gas | 195667.3663 | 0 | 0 | 0 | 0 | 0 | 0 | 0 | 0 | 0 | 0 | 0 | 0 | 0 | 195667.3663 | 0 | 195667.3663 | 0 | 0 | 1937.1069 | 0 | 0 | 0 | 0 | 0 | 0 | 0 | 0 | 0 | 0 | 0 | 0 | 0 | 1937.1069 | 0 | 1937.1069 | 0 | 0 | 195.6674 | 0 | 0 | 0 | 0 | 0 | 0 | 0 | 0 | 0 | 0 | 0 | 0 | 0 | 195.6674 | 0 | 195.6674 | 0 | 0 | 0 | 0 | 0 | 0 | 0 | 0 | 0 | 5.7991 | 0 | 0 | 0 | 5.7991 | 5.7991 | 5.7991 | 2
MO_4A_MA_2010_EL | 4A | MA | EL | 7696 | ASHRAE30pct-state-4A | ApartmentMidRise | STD2010 | MO-StLouis-MO | Zone4A | Zone4A(MO-StLouis-MO) | ASHRAE30pct-state-STD2010 | state | MO | 0.0816 | 0.95 | ASHRAE30pct-state-4A_ApartmentMidRise_STD2010_MO-StLouis-MO.table.csv.gz | Mid-Rise Apartment | St Louis Lambert IntL Arpt MO USA TMY3 WMO#=724340 | Electricity | 0 | 47419.4448 | 37388.8892 | 11136.1112 | 142061.1122 | 0 | 62388.8894 | 0 | 0 | 0 | 0 | 109450.0009 | 0 | 0 | 409844.4477 | 0 | 409844.4477 | 5.8208e-11 | 5.8208e-11 | 0 | 3869.4267 | 3050.9334 | 908.7067 | 11592.1868 | 0 | 5090.9334 | 0 | 0 | 0 | 0 | 8931.1201 | 0 | 0 | 33443.3069 | 0 | 33443.3069 | 4.7497e-12 | 4.7497e-12 | 0 | 161.8411 | 127.6071 | 38.0072 | 484.8502 | 0 | 212.9313 | 0 | 0 | 0 | 0 | 373.5495 | 0 | 0 | 1398.7864 | 0 | 1398.7864 | 1.9866e-13 | 1.9866e-13 | 3.782 | 1.1264 | 14.3698 | 6.3108 | 0 | 0 | 4.7966 | 0 | 11.0711 | 0 | 0 | 41.4566 | 41.4566 | 41.4566 | 1
MO_4A_MA_2013_EL | 4A | MA | EL | 8776 | ASHRAE30pct-state-4A | ApartmentMidRise | STD2013 | MO-StLouis-MO | Zone4A | Zone4A(MO-StLouis-MO) | ASHRAE30pct-state-STD2013 | state | MO | 0.0816 | 0.95 | ASHRAE30pct-state-4A_ApartmentMidRise_STD2013_MO-StLouis-MO.table.csv.gz | Mid-Rise Apartment | St Louis Lambert IntL Arpt MO USA TMY3 WMO#=724340 | Electricity | 0 | 40263.8892 | 30750.0002 | 11136.1112 | 141969.4456 | 0 | 59752.7783 | 0 | 0 | 0 | 0 | 109369.4453 | 0 | 0 | 393241.6698 | 0 | 393241.6698 | 0 | 0 | 0 | 3285.5334 | 2509.2 | 908.7067 | 11584.7068 | 0 | 4875.8267 | 0 | 0 | 0 | 0 | 8924.5467 | 0 | 0 | 32088.5203 | 0 | 32088.5203 | 0 | 0 | 0 | 137.4194 | 104.9488 | 38.0072 | 484.5373 | 0 | 203.9344 | 0 | 0 | 0 | 0 | 373.2745 | 0 | 0 | 1342.1216 | 0 | 1342.1216 | 0 | 0 | 3.1104 | 1.1264 | 14.3605 | 6.0441 | 0 | 0 | 4.0728 | 0 | 11.0629 | 0 | 0 | 39.7772 | 39.7772 | 39.7772 | 2
MO_4A_MA_2010_NG | 4A | MA | NG | 7705 | ASHRAE30pct-state-4A | ApartmentMidRise | STD2010 | MO-StLouis-MO | Zone4A | Zone4A(MO-StLouis-MO) | ASHRAE30pct-state-STD2010 | state | MO | 0.0816 | 0.95 | ASHRAE30pct-state-4A_ApartmentMidRise_STD2010_MO-StLouis-MO.table.csv.gz | Mid-Rise Apartment | St Louis Lambert IntL Arpt MO USA TMY3 WMO#=724340 | Natural Gas | 256792.0923 | 0 | 0 | 0 | 0 | 0 | 0 | 0 | 0 | 0 | 0 | 0 | 0 | 0 | 256792.0923 | 0 | 256792.0923 | 0 | 0 | 2439.5249 | 0 | 0 | 0 | 0 | 0 | 0 | 0 | 0 | 0 | 0 | 0 | 0 | 0 | 2439.5249 | 0 | 2439.5249 | 0 | 0 | 256.7921 | 0 | 0 | 0 | 0 | 0 | 0 | 0 | 0 | 0 | 0 | 0 | 0 | 0 | 256.7921 | 0 | 256.7921 | 0 | 0 | 0 | 0 | 0 | 0 | 0 | 0 | 0 | 7.6107 | 0 | 0 | 0 | 7.6107 | 7.6107 | 7.6107 | 1
MO_4A_MA_2013_NG | 4A | MA | NG | 8785 | ASHRAE30pct-state-4A | ApartmentMidRise | STD2013 | MO-StLouis-MO | Zone4A | Zone4A(MO-StLouis-MO) | ASHRAE30pct-state-STD2013 | state | MO | 0.0816 | 0.95 | ASHRAE30pct-state-4A_ApartmentMidRise_STD2013_MO-StLouis-MO.table.csv.gz | Mid-Rise Apartment | St Louis Lambert IntL Arpt MO USA TMY3 WMO#=724340 | Natural Gas | 234082.3941 | 0 | 0 | 0 | 0 | 0 | 0 | 0 | 0 | 0 | 0 | 0 | 0 | 0 | 234082.3941 | 0 | 234082.3941 | 0 | 0 | 2223.7827 | 0 | 0 | 0 | 0 | 0 | 0 | 0 | 0 | 0 | 0 | 0 | 0 | 0 | 2223.7827 | 0 | 2223.7827 | 0 | 0 | 234.0824 | 0 | 0 | 0 | 0 | 0 | 0 | 0 | 0 | 0 | 0 | 0 | 0 | 0 | 234.0824 | 0 | 234.0824 | 0 | 0 | 0 | 0 | 0 | 0 | 0 | 0 | 0 | 6.9376 | 0 | 0 | 0 | 6.9376 | 6.9376 | 6.9376 | 2
NC_4A_MA_2010_EL | 4A | MA | EL | 7756 | ASHRAE30pct-state-4A | ApartmentMidRise | STD2010 | NC-Raleigh-NC | Zone4A | Zone4A(NC-Raleigh-NC) | ASHRAE30pct-state-STD2010 | state | NC | 0.0861 | 0.84 | ASHRAE30pct-state-4A_ApartmentMidRise_STD2010_NC-Raleigh-NC.table.csv.gz | Mid-Rise Apartment | Raleigh Durham International NC USA TMY3 WMO#=723060 | Electricity | 0 | 51611.1115 | 37388.8892 | 11152.7779 | 142061.1122 | 0 | 58366.6671 | 0 | 0 | 0 | 0 | 109363.8898 | 0 | 0 | 409944.4477 | 0 | 409944.4477 | 5.8208e-11 | 5.8208e-11 | 0 | 4443.7167 | 3219.1834 | 960.2542 | 12231.4618 | 0 | 5025.37 | 0 | 0 | 0 | 0 | 9416.2309 | 0 | 0 | 35296.2169 | 0 | 35296.2169 | 5.0117e-12 | 5.0117e-12 | 0 | 176.1471 | 127.6071 | 38.0641 | 484.8502 | 0 | 199.2036 | 0 | 0 | 0 | 0 | 373.2556 | 0 | 0 | 1399.1277 | 0 | 1399.1277 | 1.9866e-13 | 1.9866e-13 | 3.782 | 1.1281 | 14.3698 | 5.9039 | 0 | 0 | 5.2206 | 0 | 11.0624 | 0 | 0 | 41.4667 | 41.4667 | 41.4667 | 1
NC_4A_MA_2013_EL | 4A | MA | EL | 8836 | ASHRAE30pct-state-4A | ApartmentMidRise | STD2013 | NC-Raleigh-NC | Zone4A | Zone4A(NC-Raleigh-NC) | ASHRAE30pct-state-STD2013 | state | NC | 0.0861 | 0.84 | ASHRAE30pct-state-4A_ApartmentMidRise_STD2013_NC-Raleigh-NC.table.csv.gz | Mid-Rise Apartment | Raleigh Durham International NC USA TMY3 WMO#=723060 | Electricity | 0 | 43611.1115 | 30750.0002 | 11152.7779 | 141969.4456 | 0 | 55888.8893 | 0 | 0 | 0 | 0 | 109269.4453 | 0 | 0 | 392641.6698 | 0 | 392641.6698 | 0 | 0 | 0 | 3754.9167 | 2647.575 | 960.2542 | 12223.5693 | 0 | 4812.0334 | 0 | 0 | 0 | 0 | 9408.0992 | 0 | 0 | 33806.4478 | 0 | 33806.4478 | 0 | 0 | 0 | 148.8434 | 104.9488 | 38.0641 | 484.5373 | 0 | 190.747 | 0 | 0 | 0 | 0 | 372.9332 | 0 | 0 | 1340.0738 | 0 | 1340.0738 | 0 | 0 | 3.1104 | 1.1281 | 14.3605 | 5.6533 | 0 | 0 | 4.4114 | 0 | 11.0528 | 0 | 0 | 39.7165 | 39.7165 | 39.7165 | 2
NC_4A_MA_2010_NG | 4A | MA | NG | 7765 | ASHRAE30pct-state-4A | ApartmentMidRise | STD2010 | NC-Raleigh-NC | Zone4A | Zone4A(NC-Raleigh-NC) | ASHRAE30pct-state-STD2010 | state | NC | 0.0861 | 0.84 | ASHRAE30pct-state-4A_ApartmentMidRise_STD2010_NC-Raleigh-NC.table.csv.gz | Mid-Rise Apartment | Raleigh Durham International NC USA TMY3 WMO#=723060 | Natural Gas | 113302.0585 | 0 | 0 | 0 | 0 | 0 | 0 | 0 | 0 | 0 | 0 | 0 | 0 | 0 | 113302.0585 | 0 | 113302.0585 | 0 | 0 | 951.7373 | 0 | 0 | 0 | 0 | 0 | 0 | 0 | 0 | 0 | 0 | 0 | 0 | 0 | 951.7373 | 0 | 951.7373 | 0 | 0 | 113.3021 | 0 | 0 | 0 | 0 | 0 | 0 | 0 | 0 | 0 | 0 | 0 | 0 | 0 | 113.3021 | 0 | 113.3021 | 0 | 0 | 0 | 0 | 0 | 0 | 0 | 0 | 0 | 3.358 | 0 | 0 | 0 | 3.358 | 3.358 | 3.358 | 1
NC_4A_MA_2013_NG | 4A | MA | NG | 8845 | ASHRAE30pct-state-4A | ApartmentMidRise | STD2013 | NC-Raleigh-NC | Zone4A | Zone4A(NC-Raleigh-NC) | ASHRAE30pct-state-STD2013 | state | NC | 0.0861 | 0.84 | ASHRAE30pct-state-4A_ApartmentMidRise_STD2013_NC-Raleigh-NC.table.csv.gz | Mid-Rise Apartment | Raleigh Durham International NC USA TMY3 WMO#=723060 | Natural Gas | 98610.8932 | 0 | 0 | 0 | 0 | 0 | 0 | 0 | 0 | 0 | 0 | 0 | 0 | 0 | 98610.8932 | 0 | 98610.8932 | 0 | 0 | 828.3315 | 0 | 0 | 0 | 0 | 0 | 0 | 0 | 0 | 0 | 0 | 0 | 0 | 0 | 828.3315 | 0 | 828.3315 | 0 | 0 | 98.6109 | 0 | 0 | 0 | 0 | 0 | 0 | 0 | 0 | 0 | 0 | 0 | 0 | 0 | 98.6109 | 0 | 98.6109 | 0 | 0 | 0 | 0 | 0 | 0 | 0 | 0 | 0 | 2.9226 | 0 | 0 | 0 | 2.9226 | 2.9226 | 2.9226 | 2
NJ_4A_MA_2010_EL | 4A | MA | EL | 7816 | ASHRAE30pct-state-4A | ApartmentMidRise | STD2010 | NJ-Newark-NJ | Zone4A | Zone4A(NJ-Newark-NJ) | ASHRAE30pct-state-STD2010 | state | NJ | 0.1283 | 0.84 | ASHRAE30pct-state-4A_ApartmentMidRise_STD2010_NJ-Newark-NJ.table.csv.gz | Mid-Rise Apartment | Newark International Arpt NJ USA TMY3 WMO#=725020 | Electricity | 0 | 39083.3336 | 37388.8892 | 11144.4445 | 142061.1122 | 0 | 60738.8894 | 0 | 0 | 0 | 0 | 109486.112 | 0 | 0 | 399900.0032 | 0 | 399902.781 | -2.7778 | -2.7778 | 0 | 5014.3917 | 4796.9945 | 1429.8322 | 18226.4407 | 0 | 7792.7995 | 0 | 0 | 0 | 0 | 14047.0682 | 0 | 0 | 51307.1704 | 0 | 51307.5268 | -0.35639 | -0.35639 | 0 | 133.3902 | 127.6071 | 38.0356 | 484.8502 | 0 | 207.2999 | 0 | 0 | 0 | 0 | 373.6727 | 0 | 0 | 1364.8463 | 0 | 1364.8558 | -0.0094805 | -0.0094805 | 3.782 | 1.1273 | 14.3695 | 6.1439 | 0 | 0 | 3.9534 | 0 | 11.0747 | 0 | 0 | 40.451 | 40.4507 | 40.4507 | 1
NJ_4A_MA_2013_EL | 4A | MA | EL | 8896 | ASHRAE30pct-state-4A | ApartmentMidRise | STD2013 | NJ-Newark-NJ | Zone4A | Zone4A(NJ-Newark-NJ) | ASHRAE30pct-state-STD2013 | state | NJ | 0.1283 | 0.84 | ASHRAE30pct-state-4A_ApartmentMidRise_STD2013_NJ-Newark-NJ.table.csv.gz | Mid-Rise Apartment | Newark International Arpt NJ USA TMY3 WMO#=725020 | Electricity | 0 | 32833.3336 | 30750.0002 | 11144.4445 | 141969.4456 | 0 | 58327.7782 | 0 | 0 | 0 | 0 | 109408.3342 | 0 | 0 | 384433.3364 | 0 | 384433.3364 | 0 | 0 | 0 | 4212.5167 | 3945.225 | 1429.8322 | 18214.6799 | 0 | 7483.4539 | 0 | 0 | 0 | 0 | 14037.0893 | 0 | 0 | 49322.7971 | 0 | 49322.7971 | 0 | 0 | 0 | 112.0591 | 104.9488 | 38.0356 | 484.5373 | 0 | 199.0709 | 0 | 0 | 0 | 0 | 373.4073 | 0 | 0 | 1312.0591 | 0 | 1312.0591 | 0 | 0 | 3.1104 | 1.1273 | 14.3605 | 5.9 | 0 | 0 | 3.3212 | 0 | 11.0669 | 0 | 0 | 38.8862 | 38.8862 | 38.8862 | 2
NJ_4A_MA_2010_NG | 4A | MA | NG | 7825 | ASHRAE30pct-state-4A | ApartmentMidRise | STD2010 | NJ-Newark-NJ | Zone4A | Zone4A(NJ-Newark-NJ) | ASHRAE30pct-state-STD2010 | state | NJ | 0.1283 | 0.84 | ASHRAE30pct-state-4A_ApartmentMidRise_STD2010_NJ-Newark-NJ.table.csv.gz | Mid-Rise Apartment | Newark International Arpt NJ USA TMY3 WMO#=725020 | Natural Gas | 277568.2436 | 0 | 0 | 0 | 0 | 0 | 0 | 0 | 0 | 0 | 0 | 0 | 0 | 0 | 277568.2436 | 0 | 277568.2436 | 0 | 0 | 2331.5732 | 0 | 0 | 0 | 0 | 0 | 0 | 0 | 0 | 0 | 0 | 0 | 0 | 0 | 2331.5732 | 0 | 2331.5732 | 0 | 0 | 277.5682 | 0 | 0 | 0 | 0 | 0 | 0 | 0 | 0 | 0 | 0 | 0 | 0 | 0 | 277.5682 | 0 | 277.5682 | 0 | 0 | 0 | 0 | 0 | 0 | 0 | 0 | 0 | 8.2264 | 0 | 0 | 0 | 8.2264 | 8.2264 | 8.2264 | 1
NJ_4A_MA_2013_NG | 4A | MA | NG | 8905 | ASHRAE30pct-state-4A | ApartmentMidRise | STD2013 | NJ-Newark-NJ | Zone4A | Zone4A(NJ-Newark-NJ) | ASHRAE30pct-state-STD2013 | state | NJ | 0.1283 | 0.84 | ASHRAE30pct-state-4A_ApartmentMidRise_STD2013_NJ-Newark-NJ.table.csv.gz | Mid-Rise Apartment | Newark International Arpt NJ USA TMY3 WMO#=725020 | Natural Gas | 254195.0734 | 0 | 0 | 0 | 0 | 0 | 0 | 0 | 0 | 0 | 0 | 0 | 0 | 0 | 254195.0734 | 0 | 254195.0734 | 0 | 0 | 2135.2386 | 0 | 0 | 0 | 0 | 0 | 0 | 0 | 0 | 0 | 0 | 0 | 0 | 0 | 2135.2386 | 0 | 2135.2386 | 0 | 0 | 254.1951 | 0 | 0 | 0 | 0 | 0 | 0 | 0 | 0 | 0 | 0 | 0 | 0 | 0 | 254.1951 | 0 | 254.1951 | 0 | 0 | 0 | 0 | 0 | 0 | 0 | 0 | 0 | 7.5337 | 0 | 0 | 0 | 7.5337 | 7.5337 | 7.5337 | 2
NY_4A_MA_2010_EL | 4A | MA | EL | 7876 | ASHRAE30pct-state-4A | ApartmentMidRise | STD2010 | NY-NewYork-NY | Zone4A | Zone4A(NY-NewYork-NY) | ASHRAE30pct-state-STD2010 | state | NY | 0.1508 | 0.73 | ASHRAE30pct-state-4A_ApartmentMidRise_STD2010_NY-NewYork-NY.table.csv.gz | Mid-Rise Apartment | New York J F Kennedy IntL Ar NY USA TMY3 WMO#=744860 | Electricity | 0 | 37602.7781 | 37388.8892 | 11138.889 | 142061.1122 | 0 | 57408.3338 | 0 | 0 | 0 | 0 | 109516.6675 | 0 | 0 | 395116.6698 | 0 | 395116.6698 | 0 | 0 | 0 | 5670.4989 | 5638.2445 | 1679.7445 | 21422.8157 | 0 | 8657.1767 | 0 | 0 | 0 | 0 | 16515.1135 | 0 | 0 | 59583.5938 | 0 | 59583.5938 | 0 | 0 | 0 | 128.3371 | 127.6071 | 38.0167 | 484.8502 | 0 | 195.9329 | 0 | 0 | 0 | 0 | 373.777 | 0 | 0 | 1348.5209 | 0 | 1348.5209 | 0 | 0 | 3.782 | 1.1267 | 14.3698 | 5.807 | 0 | 0 | 3.8036 | 0 | 11.0778 | 0 | 0 | 39.9668 | 39.9668 | 39.9668 | 1
NY_4A_MA_2013_EL | 4A | MA | EL | 8956 | ASHRAE30pct-state-4A | ApartmentMidRise | STD2013 | NY-NewYork-NY | Zone4A | Zone4A(NY-NewYork-NY) | ASHRAE30pct-state-STD2013 | state | NY | 0.1508 | 0.73 | ASHRAE30pct-state-4A_ApartmentMidRise_STD2013_NY-NewYork-NY.table.csv.gz | Mid-Rise Apartment | New York J F Kennedy IntL Ar NY USA TMY3 WMO#=744860 | Electricity | 0 | 30922.2225 | 30750.0002 | 11138.889 | 141969.4456 | 0 | 55166.6671 | 0 | 0 | 0 | 0 | 109425.0009 | 0 | 0 | 379369.4475 | 0 | 379372.2253 | -2.7778 | -2.7778 | 0 | 4663.0711 | 4637.1 | 1679.7445 | 21408.9924 | 0 | 8319.1334 | 0 | 0 | 0 | 0 | 16501.2901 | 0 | 0 | 57208.9127 | 0 | 57209.3316 | -0.41889 | -0.41889 | 0 | 105.5366 | 104.9488 | 38.0167 | 484.5373 | 0 | 188.2821 | 0 | 0 | 0 | 0 | 373.4641 | 0 | 0 | 1294.7762 | 0 | 1294.7856 | -0.0094805 | -0.0094805 | 3.1104 | 1.1267 | 14.3602 | 5.5802 | 0 | 0 | 3.1278 | 0 | 11.0686 | 0 | 0 | 38.3743 | 38.374 | 38.374 | 2
NY_4A_MA_2010_NG | 4A | MA | NG | 7885 | ASHRAE30pct-state-4A | ApartmentMidRise | STD2010 | NY-NewYork-NY | Zone4A | Zone4A(NY-NewYork-NY) | ASHRAE30pct-state-STD2010 | state | NY | 0.1508 | 0.73 | ASHRAE30pct-state-4A_ApartmentMidRise_STD2010_NY-NewYork-NY.table.csv.gz | Mid-Rise Apartment | New York J F Kennedy IntL Ar NY USA TMY3 WMO#=744860 | Natural Gas | 272791.2453 | 0 | 0 | 0 | 0 | 0 | 0 | 0 | 0 | 0 | 0 | 0 | 0 | 0 | 272791.2453 | 0 | 272791.2453 | 0 | 0 | 1991.3761 | 0 | 0 | 0 | 0 | 0 | 0 | 0 | 0 | 0 | 0 | 0 | 0 | 0 | 1991.3761 | 0 | 1991.3761 | 0 | 0 | 272.7912 | 0 | 0 | 0 | 0 | 0 | 0 | 0 | 0 | 0 | 0 | 0 | 0 | 0 | 272.7912 | 0 | 272.7912 | 0 | 0 | 0 | 0 | 0 | 0 | 0 | 0 | 0 | 8.0849 | 0 | 0 | 0 | 8.0849 | 8.0849 | 8.0849 | 1
NY_4A_MA_2013_NG | 4A | MA | NG | 8965 | ASHRAE30pct-state-4A | ApartmentMidRise | STD2013 | NY-NewYork-NY | Zone4A | Zone4A(NY-NewYork-NY) | ASHRAE30pct-state-STD2013 | state | NY | 0.1508 | 0.73 | ASHRAE30pct-state-4A_ApartmentMidRise_STD2013_NY-NewYork-NY.table.csv.gz | Mid-Rise Apartment | New York J F Kennedy IntL Ar NY USA TMY3 WMO#=744860 | Natural Gas | 249531.8132 | 0 | 0 | 0 | 0 | 0 | 0 | 0 | 0 | 0 | 0 | 0 | 0 | 0 | 249531.8132 | 0 | 249531.8132 | 0 | 0 | 1821.5822 | 0 | 0 | 0 | 0 | 0 | 0 | 0 | 0 | 0 | 0 | 0 | 0 | 0 | 1821.5822 | 0 | 1821.5822 | 0 | 0 | 249.5318 | 0 | 0 | 0 | 0 | 0 | 0 | 0 | 0 | 0 | 0 | 0 | 0 | 0 | 249.5318 | 0 | 249.5318 | 0 | 0 | 0 | 0 | 0 | 0 | 0 | 0 | 0 | 7.3955 | 0 | 0 | 0 | 7.3955 | 7.3955 | 7.3955 | 2
OH_4A_MA_2010_EL | 4A | MA | EL | 7936 | ASHRAE30pct-state-4A | ApartmentMidRise | STD2010 | OH-Cincinnati-KY | Zone4A | Zone4A(OH-Cincinnati-KY) | ASHRAE30pct-state-STD2010 | state | OH | 0.0947 | 0.7 | ASHRAE30pct-state-4A_ApartmentMidRise_STD2010_OH-Cincinnati-KY.table.csv.gz | Mid-Rise Apartment | Cincinnati Northern Ky Ap KY USA TMY3 WMO#=724210 | Electricity | 0 | 37758.3336 | 37388.8892 | 11147.2223 | 142061.1122 | 0 | 59341.6671 | 0 | 0 | 0 | 0 | 109494.4453 | 0 | 0 | 397191.6698 | 0 | 397191.6698 | 0 | 0 | 0 | 3575.7142 | 3540.7278 | 1055.642 | 13453.1873 | 0 | 5619.6559 | 0 | 0 | 0 | 0 | 10369.124 | 0 | 0 | 37614.0511 | 0 | 37614.0511 | 0 | 0 | 0 | 128.868 | 127.6071 | 38.0451 | 484.8502 | 0 | 202.5313 | 0 | 0 | 0 | 0 | 373.7011 | 0 | 0 | 1355.6029 | 0 | 1355.6029 | 0 | 0 | 3.782 | 1.1276 | 14.3698 | 6.0025 | 0 | 0 | 3.8193 | 0 | 11.0756 | 0 | 0 | 40.1767 | 40.1767 | 40.1767 | 1
OH_4A_MA_2013_EL | 4A | MA | EL | 9016 | ASHRAE30pct-state-4A | ApartmentMidRise | STD2013 | OH-Cincinnati-KY | Zone4A | Zone4A(OH-Cincinnati-KY) | ASHRAE30pct-state-STD2013 | state | OH | 0.0947 | 0.7 | ASHRAE30pct-state-4A_ApartmentMidRise_STD2013_OH-Cincinnati-KY.table.csv.gz | Mid-Rise Apartment | Cincinnati Northern Ky Ap KY USA TMY3 WMO#=724210 | Electricity | 0 | 31413.8891 | 30750.0002 | 11147.2223 | 141969.4456 | 0 | 57055.556 | 0 | 0 | 0 | 0 | 109411.112 | 0 | 0 | 381744.4475 | 0 | 381747.2253 | -2.7778 | -2.7778 | 0 | 2974.8953 | 2912.025 | 1055.642 | 13444.5065 | 0 | 5403.1612 | 0 | 0 | 0 | 0 | 10361.2323 | 0 | 0 | 36151.1992 | 0 | 36151.4622 | -0.26306 | -0.26306 | 0 | 107.2146 | 104.9488 | 38.0451 | 484.5373 | 0 | 194.7288 | 0 | 0 | 0 | 0 | 373.4167 | 0 | 0 | 1302.882 | 0 | 1302.8914 | -0.0094805 | -0.0094805 | 3.1104 | 1.1276 | 14.3602 | 5.7713 | 0 | 0 | 3.1776 | 0 | 11.0672 | 0 | 0 | 38.6145 | 38.6142 | 38.6142 | 2
OH_4A_MA_2010_NG | 4A | MA | NG | 7945 | ASHRAE30pct-state-4A | ApartmentMidRise | STD2010 | OH-Cincinnati-KY | Zone4A | Zone4A(OH-Cincinnati-KY) | ASHRAE30pct-state-STD2010 | state | OH | 0.0947 | 0.7 | ASHRAE30pct-state-4A_ApartmentMidRise_STD2010_OH-Cincinnati-KY.table.csv.gz | Mid-Rise Apartment | Cincinnati Northern Ky Ap KY USA TMY3 WMO#=724210 | Natural Gas | 292031.9328 | 0 | 0 | 0 | 0 | 0 | 0 | 0 | 0 | 0 | 0 | 0 | 0 | 0 | 292031.9328 | 0 | 292031.9328 | 0 | 0 | 2044.2235 | 0 | 0 | 0 | 0 | 0 | 0 | 0 | 0 | 0 | 0 | 0 | 0 | 0 | 2044.2235 | 0 | 2044.2235 | 0 | 0 | 292.0319 | 0 | 0 | 0 | 0 | 0 | 0 | 0 | 0 | 0 | 0 | 0 | 0 | 0 | 292.0319 | 0 | 292.0319 | 0 | 0 | 0 | 0 | 0 | 0 | 0 | 0 | 0 | 8.6551 | 0 | 0 | 0 | 8.6551 | 8.6551 | 8.6551 | 1
OH_4A_MA_2013_NG | 4A | MA | NG | 9025 | ASHRAE30pct-state-4A | ApartmentMidRise | STD2013 | OH-Cincinnati-KY | Zone4A | Zone4A(OH-Cincinnati-KY) | ASHRAE30pct-state-STD2013 | state | OH | 0.0947 | 0.7 | ASHRAE30pct-state-4A_ApartmentMidRise_STD2013_OH-Cincinnati-KY.table.csv.gz | Mid-Rise Apartment | Cincinnati Northern Ky Ap KY USA TMY3 WMO#=724210 | Natural Gas | 266649.3904 | 0 | 0 | 0 | 0 | 0 | 0 | 0 | 0 | 0 | 0 | 0 | 0 | 0 | 266649.3904 | 0 | 266649.3904 | 0 | 0 | 1866.5457 | 0 | 0 | 0 | 0 | 0 | 0 | 0 | 0 | 0 | 0 | 0 | 0 | 0 | 1866.5457 | 0 | 1866.5457 | 0 | 0 | 266.6494 | 0 | 0 | 0 | 0 | 0 | 0 | 0 | 0 | 0 | 0 | 0 | 0 | 0 | 266.6494 | 0 | 266.6494 | 0 | 0 | 0 | 0 | 0 | 0 | 0 | 0 | 0 | 7.9028 | 0 | 0 | 0 | 7.9028 | 7.9028 | 7.9028 | 2
PA_4A_MA_2010_EL | 4A | MA | EL | 7996 | ASHRAE30pct-state-4A | ApartmentMidRise | STD2010 | PA-Philadelphia-PA | Zone4A | Zone4A(PA-Philadelphia-PA) | ASHRAE30pct-state-STD2010 | state | PA | 0.0937 | 1 | ASHRAE30pct-state-4A_ApartmentMidRise_STD2010_PA-Philadelphia-PA.table.csv.gz | Mid-Rise Apartment | Philadelphia International Ap PA USA TMY3 WMO#=724080 | Electricity | 0 | 39944.4448 | 37388.8892 | 11130.5556 | 142061.1122 | 0 | 59125.0005 | 0 | 0 | 0 | 0 | 109477.7787 | 0 | 0 | 399127.781 | 0 | 399127.781 | 5.8208e-11 | 5.8208e-11 | 0 | 3742.7945 | 3503.3389 | 1042.9331 | 13311.1262 | 0 | 5540.0125 | 0 | 0 | 0 | 0 | 10258.0679 | 0 | 0 | 37398.2731 | 0 | 37398.2731 | 5.4541e-12 | 5.4541e-12 | 0 | 136.3292 | 127.6071 | 37.9882 | 484.8502 | 0 | 201.7918 | 0 | 0 | 0 | 0 | 373.6443 | 0 | 0 | 1362.2107 | 0 | 1362.2107 | 1.9866e-13 | 1.9866e-13 | 3.782 | 1.1259 | 14.3698 | 5.9806 | 0 | 0 | 4.0405 | 0 | 11.0739 | 0 | 0 | 40.3726 | 40.3726 | 40.3726 | 1
PA_4A_MA_2013_EL | 4A | MA | EL | 9076 | ASHRAE30pct-state-4A | ApartmentMidRise | STD2013 | PA-Philadelphia-PA | Zone4A | Zone4A(PA-Philadelphia-PA) | ASHRAE30pct-state-STD2013 | state | PA | 0.0937 | 1 | ASHRAE30pct-state-4A_ApartmentMidRise_STD2013_PA-Philadelphia-PA.table.csv.gz | Mid-Rise Apartment | Philadelphia International Ap PA USA TMY3 WMO#=724080 | Electricity | 0 | 33486.1114 | 30750.0002 | 11130.5556 | 141969.4456 | 0 | 56677.7782 | 0 | 0 | 0 | 0 | 109394.4453 | 0 | 0 | 383405.5586 | 0 | 383408.3364 | -2.7778 | -2.7778 | 0 | 3137.6486 | 2881.275 | 1042.9331 | 13302.5371 | 0 | 5310.7078 | 0 | 0 | 0 | 0 | 10250.2595 | 0 | 0 | 35925.1008 | 0 | 35925.3611 | -0.26028 | -0.26028 | 0 | 114.2871 | 104.9488 | 37.9882 | 484.5373 | 0 | 193.4395 | 0 | 0 | 0 | 0 | 373.3599 | 0 | 0 | 1308.5513 | 0 | 1308.5608 | -0.0094805 | -0.0094805 | 3.1104 | 1.1259 | 14.3602 | 5.7331 | 0 | 0 | 3.3872 | 0 | 11.0655 | 0 | 0 | 38.7825 | 38.7822 | 38.7822 | 2
PA_4A_MA_2010_NG | 4A | MA | NG | 8005 | ASHRAE30pct-state-4A | ApartmentMidRise | STD2010 | PA-Philadelphia-PA | Zone4A | Zone4A(PA-Philadelphia-PA) | ASHRAE30pct-state-STD2010 | state | PA | 0.0937 | 1 | ASHRAE30pct-state-4A_ApartmentMidRise_STD2010_PA-Philadelphia-PA.table.csv.gz | Mid-Rise Apartment | Philadelphia International Ap PA USA TMY3 WMO#=724080 | Natural Gas | 246678.8837 | 0 | 0 | 0 | 0 | 0 | 0 | 0 | 0 | 0 | 0 | 0 | 0 | 0 | 246678.8837 | 0 | 246678.8837 | 0 | 0 | 2466.7888 | 0 | 0 | 0 | 0 | 0 | 0 | 0 | 0 | 0 | 0 | 0 | 0 | 0 | 2466.7888 | 0 | 2466.7888 | 0 | 0 | 246.6789 | 0 | 0 | 0 | 0 | 0 | 0 | 0 | 0 | 0 | 0 | 0 | 0 | 0 | 246.6789 | 0 | 246.6789 | 0 | 0 | 0 | 0 | 0 | 0 | 0 | 0 | 0 | 7.311 | 0 | 0 | 0 | 7.311 | 7.311 | 7.311 | 1
PA_4A_MA_2013_NG | 4A | MA | NG | 9085 | ASHRAE30pct-state-4A | ApartmentMidRise | STD2013 | PA-Philadelphia-PA | Zone4A | Zone4A(PA-Philadelphia-PA) | ASHRAE30pct-state-STD2013 | state | PA | 0.0937 | 1 | ASHRAE30pct-state-4A_ApartmentMidRise_STD2013_PA-Philadelphia-PA.table.csv.gz | Mid-Rise Apartment | Philadelphia International Ap PA USA TMY3 WMO#=724080 | Natural Gas | 224471.5285 | 0 | 0 | 0 | 0 | 0 | 0 | 0 | 0 | 0 | 0 | 0 | 0 | 0 | 224471.5285 | 0 | 224471.5285 | 0 | 0 | 2244.7153 | 0 | 0 | 0 | 0 | 0 | 0 | 0 | 0 | 0 | 0 | 0 | 0 | 0 | 2244.7153 | 0 | 2244.7153 | 0 | 0 | 224.4715 | 0 | 0 | 0 | 0 | 0 | 0 | 0 | 0 | 0 | 0 | 0 | 0 | 0 | 224.4715 | 0 | 224.4715 | 0 | 0 | 0 | 0 | 0 | 0 | 0 | 0 | 0 | 6.6528 | 0 | 0 | 0 | 6.6528 | 6.6528 | 6.6528 | 2
TN_4A_MA_2010_EL | 4A | MA | EL | 8056 | ASHRAE30pct-state-4A | ApartmentMidRise | STD2010 | TN-Nashville-TN | Zone4A | Zone4A(TN-Nashville-TN) | ASHRAE30pct-state-STD2010 | state | TN | 0.1029 | 0.81 | ASHRAE30pct-state-4A_ApartmentMidRise_STD2010_TN-Nashville-TN.table.csv.gz | Mid-Rise Apartment | Nashville International Ap TN USA TMY3 WMO#=723270 | Electricity | 0 | 53444.4449 | 37388.8892 | 11150.0001 | 142061.1122 | 0 | 58608.3338 | 0 | 0 | 0 | 0 | 109372.2231 | 0 | 0 | 412025.0033 | 0 | 412025.0033 | 0 | 0 | 0 | 5499.4334 | 3847.3167 | 1147.335 | 14618.0885 | 0 | 6030.7975 | 0 | 0 | 0 | 0 | 11254.4018 | 0 | 0 | 42397.3728 | 0 | 42397.3728 | 0 | 0 | 0 | 182.4042 | 127.6071 | 38.0546 | 484.8502 | 0 | 200.0284 | 0 | 0 | 0 | 0 | 373.284 | 0 | 0 | 1406.2286 | 0 | 1406.2286 | 0 | 0 | 3.782 | 1.1278 | 14.3698 | 5.9283 | 0 | 0 | 5.406 | 0 | 11.0632 | 0 | 0 | 41.6771 | 41.6771 | 41.6771 | 1
TN_4A_MA_2013_EL | 4A | MA | EL | 9136 | ASHRAE30pct-state-4A | ApartmentMidRise | STD2013 | TN-Nashville-TN | Zone4A | Zone4A(TN-Nashville-TN) | ASHRAE30pct-state-STD2013 | state | TN | 0.1029 | 0.81 | ASHRAE30pct-state-4A_ApartmentMidRise_STD2013_TN-Nashville-TN.table.csv.gz | Mid-Rise Apartment | Nashville International Ap TN USA TMY3 WMO#=723270 | Electricity | 0 | 45500.0004 | 30750.0002 | 11150.0001 | 141969.4456 | 0 | 56055.556 | 0 | 0 | 0 | 0 | 109286.112 | 0 | 0 | 394708.3365 | 0 | 394711.1143 | -2.7778 | -2.7778 | 0 | 4681.95 | 3164.175 | 1147.335 | 14608.656 | 0 | 5768.1167 | 0 | 0 | 0 | 0 | 11245.5409 | 0 | 0 | 40615.4878 | 0 | 40615.7737 | -0.28583 | -0.28583 | 0 | 155.2901 | 104.9488 | 38.0546 | 484.5373 | 0 | 191.3159 | 0 | 0 | 0 | 0 | 372.9901 | 0 | 0 | 1347.1273 | 0 | 1347.1368 | -0.0094805 | -0.0094805 | 3.1104 | 1.1278 | 14.3602 | 5.6701 | 0 | 0 | 4.6024 | 0 | 11.0545 | 0 | 0 | 39.9258 | 39.9255 | 39.9255 | 2
TN_4A_MA_2010_NG | 4A | MA | NG | 8065 | ASHRAE30pct-state-4A | ApartmentMidRise | STD2010 | TN-Nashville-TN | Zone4A | Zone4A(TN-Nashville-TN) | ASHRAE30pct-state-STD2010 | state | TN | 0.1029 | 0.81 | ASHRAE30pct-state-4A_ApartmentMidRise_STD2010_TN-Nashville-TN.table.csv.gz | Mid-Rise Apartment | Nashville International Ap TN USA TMY3 WMO#=723270 | Natural Gas | 147954.2524 | 0 | 0 | 0 | 0 | 0 | 0 | 0 | 0 | 0 | 0 | 0 | 0 | 0 | 147954.2524 | 0 | 147954.2524 | 0 | 0 | 1198.4294 | 0 | 0 | 0 | 0 | 0 | 0 | 0 | 0 | 0 | 0 | 0 | 0 | 0 | 1198.4294 | 0 | 1198.4294 | 0 | 0 | 147.9543 | 0 | 0 | 0 | 0 | 0 | 0 | 0 | 0 | 0 | 0 | 0 | 0 | 0 | 147.9543 | 0 | 147.9543 | 0 | 0 | 0 | 0 | 0 | 0 | 0 | 0 | 0 | 4.385 | 0 | 0 | 0 | 4.385 | 4.385 | 4.385 | 1
TN_4A_MA_2013_NG | 4A | MA | NG | 9145 | ASHRAE30pct-state-4A | ApartmentMidRise | STD2013 | TN-Nashville-TN | Zone4A | Zone4A(TN-Nashville-TN) | ASHRAE30pct-state-STD2013 | state | TN | 0.1029 | 0.81 | ASHRAE30pct-state-4A_ApartmentMidRise_STD2013_TN-Nashville-TN.table.csv.gz | Mid-Rise Apartment | Nashville International Ap TN USA TMY3 WMO#=723270 | Natural Gas | 132154.141 | 0 | 0 | 0 | 0 | 0 | 0 | 0 | 0 | 0 | 0 | 0 | 0 | 0 | 132154.141 | 0 | 132154.141 | 0 | 0 | 1070.4485 | 0 | 0 | 0 | 0 | 0 | 0 | 0 | 0 | 0 | 0 | 0 | 0 | 0 | 1070.4485 | 0 | 1070.4485 | 0 | 0 | 132.1541 | 0 | 0 | 0 | 0 | 0 | 0 | 0 | 0 | 0 | 0 | 0 | 0 | 0 | 132.1541 | 0 | 132.1541 | 0 | 0 | 0 | 0 | 0 | 0 | 0 | 0 | 0 | 3.9167 | 0 | 0 | 0 | 3.9167 | 3.9167 | 3.9167 | 2
VA_4A_MA_2010_EL | 4A | MA | EL | 8116 | ASHRAE30pct-state-4A | ApartmentMidRise | STD2010 | VA-Richmond-VA | Zone4A | Zone4A(VA-Richmond-VA) | ASHRAE30pct-state-STD2010 | state | VA | 0.0811 | 0.86 | ASHRAE30pct-state-4A_ApartmentMidRise_STD2010_VA-Richmond-VA.table.csv.gz | Mid-Rise Apartment | Richmond International Ap VA USA TMY3 WMO#=724010 | Electricity | 0 | 48658.3337 | 37388.8892 | 11136.1112 | 142061.1122 | 0 | 59322.2227 | 0 | 0 | 0 | 0 | 109397.2231 | 0 | 0 | 407961.1144 | 0 | 407963.8922 | -2.7778 | -2.7778 | 0 | 3946.1909 | 3032.2389 | 903.1386 | 11521.1562 | 0 | 4811.0323 | 0 | 0 | 0 | 0 | 8872.1148 | 0 | 0 | 33085.6464 | 0 | 33085.8717 | -0.22528 | -0.22528 | 0 | 166.0694 | 127.6071 | 38.0072 | 484.8502 | 0 | 202.4649 | 0 | 0 | 0 | 0 | 373.3693 | 0 | 0 | 1392.3586 | 0 | 1392.3681 | -0.0094805 | -0.0094805 | 3.782 | 1.1264 | 14.3695 | 6.0006 | 0 | 0 | 4.9219 | 0 | 11.0657 | 0 | 0 | 41.2664 | 41.2661 | 41.2661 | 1
VA_4A_MA_2013_EL | 4A | MA | EL | 9196 | ASHRAE30pct-state-4A | ApartmentMidRise | STD2013 | VA-Richmond-VA | Zone4A | Zone4A(VA-Richmond-VA) | ASHRAE30pct-state-STD2013 | state | VA | 0.0811 | 0.86 | ASHRAE30pct-state-4A_ApartmentMidRise_STD2013_VA-Richmond-VA.table.csv.gz | Mid-Rise Apartment | Richmond International Ap VA USA TMY3 WMO#=724010 | Electricity | 0 | 41113.8892 | 30750.0002 | 11136.1112 | 141969.4456 | 0 | 56786.1116 | 0 | 0 | 0 | 0 | 109311.112 | 0 | 0 | 391061.1142 | 0 | 391066.6698 | -5.5556 | -5.5556 | 0 | 3334.3364 | 2493.825 | 903.1386 | 11513.722 | 0 | 4605.3536 | 0 | 0 | 0 | 0 | 8865.1312 | 0 | 0 | 31715.0564 | 0 | 31715.5069 | -0.45056 | -0.45056 | 0 | 140.3204 | 104.9488 | 38.0072 | 484.5373 | 0 | 193.8092 | 0 | 0 | 0 | 0 | 373.0754 | 0 | 0 | 1334.6795 | 0 | 1334.6984 | -0.018961 | -0.018961 | 3.1104 | 1.1264 | 14.3599 | 5.744 | 0 | 0 | 4.1588 | 0 | 11.057 | 0 | 0 | 39.5572 | 39.5566 | 39.5566 | 2
VA_4A_MA_2010_NG | 4A | MA | NG | 8125 | ASHRAE30pct-state-4A | ApartmentMidRise | STD2010 | VA-Richmond-VA | Zone4A | Zone4A(VA-Richmond-VA) | ASHRAE30pct-state-STD2010 | state | VA | 0.0811 | 0.86 | ASHRAE30pct-state-4A_ApartmentMidRise_STD2010_VA-Richmond-VA.table.csv.gz | Mid-Rise Apartment | Richmond International Ap VA USA TMY3 WMO#=724010 | Natural Gas | 145783.7512 | 0 | 0 | 0 | 0 | 0 | 0 | 0 | 0 | 0 | 0 | 0 | 0 | 0 | 145783.7512 | 0 | 145783.7512 | 0 | 0 | 1253.7403 | 0 | 0 | 0 | 0 | 0 | 0 | 0 | 0 | 0 | 0 | 0 | 0 | 0 | 1253.7403 | 0 | 1253.7403 | 0 | 0 | 145.7838 | 0 | 0 | 0 | 0 | 0 | 0 | 0 | 0 | 0 | 0 | 0 | 0 | 0 | 145.7838 | 0 | 145.7838 | 0 | 0 | 0 | 0 | 0 | 0 | 0 | 0 | 0 | 4.3207 | 0 | 0 | 0 | 4.3207 | 4.3207 | 4.3207 | 1
VA_4A_MA_2013_NG | 4A | MA | NG | 9205 | ASHRAE30pct-state-4A | ApartmentMidRise | STD2013 | VA-Richmond-VA | Zone4A | Zone4A(VA-Richmond-VA) | ASHRAE30pct-state-STD2013 | state | VA | 0.0811 | 0.86 | ASHRAE30pct-state-4A_ApartmentMidRise_STD2013_VA-Richmond-VA.table.csv.gz | Mid-Rise Apartment | Richmond International Ap VA USA TMY3 WMO#=724010 | Natural Gas | 128959.9973 | 0 | 0 | 0 | 0 | 0 | 0 | 0 | 0 | 0 | 0 | 0 | 0 | 0 | 128959.9973 | 0 | 128959.9973 | 0 | 0 | 1109.056 | 0 | 0 | 0 | 0 | 0 | 0 | 0 | 0 | 0 | 0 | 0 | 0 | 0 | 1109.056 | 0 | 1109.056 | 0 | 0 | 128.96 | 0 | 0 | 0 | 0 | 0 | 0 | 0 | 0 | 0 | 0 | 0 | 0 | 0 | 128.96 | 0 | 128.96 | 0 | 0 | 0 | 0 | 0 | 0 | 0 | 0 | 0 | 3.8221 | 0 | 0 | 0 | 3.8221 | 3.8221 | 3.8221 | 2
WV_4A_MA_2010_EL | 4A | MA | EL | 8176 | ASHRAE30pct-state-4A | ApartmentMidRise | STD2010 | WV-Charleston-WV | Zone4A | Zone4A(WV-Charleston-WV) | ASHRAE30pct-state-STD2010 | state | WV | 0.0842 | 0.92 | ASHRAE30pct-state-4A_ApartmentMidRise_STD2010_WV-Charleston-WV.table.csv.gz | Mid-Rise Apartment | Charleston Yeager Arpt WV USA TMY3 WMO#=724140 | Electricity | 0 | 41061.1114 | 37388.8892 | 11133.3334 | 142061.1122 | 0 | 58302.7782 | 0 | 0 | 0 | 0 | 109438.8898 | 0 | 0 | 399383.3365 | 0 | 399386.1143 | -2.7778 | -2.7778 | 0 | 3457.3456 | 3148.1445 | 937.4267 | 11961.5457 | 0 | 4909.0939 | 0 | 0 | 0 | 0 | 9214.7545 | 0 | 0 | 33628.0769 | 0 | 33628.3108 | -0.23389 | -0.23389 | 0 | 140.1403 | 127.6071 | 37.9977 | 484.8502 | 0 | 198.9856 | 0 | 0 | 0 | 0 | 373.5115 | 0 | 0 | 1363.0829 | 0 | 1363.0924 | -0.0094805 | -0.0094805 | 3.782 | 1.1262 | 14.3695 | 5.8974 | 0 | 0 | 4.1534 | 0 | 11.07 | 0 | 0 | 40.3987 | 40.3984 | 40.3984 | 1
WV_4A_MA_2013_EL | 4A | MA | EL | 9256 | ASHRAE30pct-state-4A | ApartmentMidRise | STD2013 | WV-Charleston-WV | Zone4A | Zone4A(WV-Charleston-WV) | ASHRAE30pct-state-STD2013 | state | WV | 0.0842 | 0.92 | ASHRAE30pct-state-4A_ApartmentMidRise_STD2013_WV-Charleston-WV.table.csv.gz | Mid-Rise Apartment | Charleston Yeager Arpt WV USA TMY3 WMO#=724140 | Electricity | 0 | 34305.5558 | 30750.0002 | 11133.3334 | 141969.4456 | 0 | 56052.7782 | 0 | 0 | 0 | 0 | 109338.8898 | 0 | 0 | 383550.0031 | 0 | 383550.0031 | 0 | 0 | 0 | 2888.5278 | 2589.15 | 937.4267 | 11953.8273 | 0 | 4719.6439 | 0 | 0 | 0 | 0 | 9206.3345 | 0 | 0 | 32294.9103 | 0 | 32294.9103 | 0 | 0 | 0 | 117.0838 | 104.9488 | 37.9977 | 484.5373 | 0 | 191.3064 | 0 | 0 | 0 | 0 | 373.1702 | 0 | 0 | 1309.0443 | 0 | 1309.0443 | 0 | 0 | 3.1104 | 1.1262 | 14.3605 | 5.6698 | 0 | 0 | 3.4701 | 0 | 11.0598 | 0 | 0 | 38.7968 | 38.7968 | 38.7968 | 2
WV_4A_MA_2010_NG | 4A | MA | NG | 8185 | ASHRAE30pct-state-4A | ApartmentMidRise | STD2010 | WV-Charleston-WV | Zone4A | Zone4A(WV-Charleston-WV) | ASHRAE30pct-state-STD2010 | state | WV | 0.0842 | 0.92 | ASHRAE30pct-state-4A_ApartmentMidRise_STD2010_WV-Charleston-WV.table.csv.gz | Mid-Rise Apartment | Charleston Yeager Arpt WV USA TMY3 WMO#=724140 | Natural Gas | 209590.7997 | 0 | 0 | 0 | 0 | 0 | 0 | 0 | 0 | 0 | 0 | 0 | 0 | 0 | 209590.7997 | 0 | 209590.7997 | 0 | 0 | 1928.2354 | 0 | 0 | 0 | 0 | 0 | 0 | 0 | 0 | 0 | 0 | 0 | 0 | 0 | 1928.2354 | 0 | 1928.2354 | 0 | 0 | 209.5908 | 0 | 0 | 0 | 0 | 0 | 0 | 0 | 0 | 0 | 0 | 0 | 0 | 0 | 209.5908 | 0 | 209.5908 | 0 | 0 | 0 | 0 | 0 | 0 | 0 | 0 | 0 | 6.2118 | 0 | 0 | 0 | 6.2118 | 6.2118 | 6.2118 | 1
WV_4A_MA_2013_NG | 4A | MA | NG | 9265 | ASHRAE30pct-state-4A | ApartmentMidRise | STD2013 | WV-Charleston-WV | Zone4A | Zone4A(WV-Charleston-WV) | ASHRAE30pct-state-STD2013 | state | WV | 0.0842 | 0.92 | ASHRAE30pct-state-4A_ApartmentMidRise_STD2013_WV-Charleston-WV.table.csv.gz | Mid-Rise Apartment | Charleston Yeager Arpt WV USA TMY3 WMO#=724140 | Natural Gas | 188264.9145 | 0 | 0 | 0 | 0 | 0 | 0 | 0 | 0 | 0 | 0 | 0 | 0 | 0 | 188264.9145 | 0 | 188264.9145 | 0 | 0 | 1732.0372 | 0 | 0 | 0 | 0 | 0 | 0 | 0 | 0 | 0 | 0 | 0 | 0 | 0 | 1732.0372 | 0 | 1732.0372 | 0 | 0 | 188.2649 | 0 | 0 | 0 | 0 | 0 | 0 | 0 | 0 | 0 | 0 | 0 | 0 | 0 | 188.2649 | 0 | 188.2649 | 0 | 0 | 0 | 0 | 0 | 0 | 0 | 0 | 0 | 5.5797 | 0 | 0 | 0 | 5.5797 | 5.5797 | 5.5797 | 2
AZ_4B_MA_2010_EL | 4B | MA | EL | 9676 | ASHRAE30pct-state-4B | ApartmentMidRise | STD2010 | AZ-Prescott-AZ | Zone4B | Zone4B(AZ-Prescott-AZ) | ASHRAE30pct-state-STD2010 | state | AZ | 0.0954 | 0.95 | ASHRAE30pct-state-4B_ApartmentMidRise_STD2010_AZ-Prescott-AZ.table.csv.gz | Mid-Rise Apartment | Prescott Love Field AZ USA TMY3 WMO#=723723 | Electricity | 0 | 41619.4448 | 37388.8892 | 11144.4445 | 142061.1122 | 0 | 67872.2228 | 0 | 0 | 0 | 0 | 108000.0009 | 0 | 0 | 408086.1144 | 0 | 408086.1144 | 0 | 0 | 0 | 3970.495 | 3566.9 | 1063.18 | 13552.6301 | 0 | 6475.0101 | 0 | 0 | 0 | 0 | 10303.2001 | 0 | 0 | 38931.4153 | 0 | 38931.4153 | 0 | 0 | 0 | 142.0459 | 127.6071 | 38.0356 | 484.8502 | 0 | 231.6458 | 0 | 0 | 0 | 0 | 368.6007 | 0 | 0 | 1392.7853 | 0 | 1392.7853 | 0 | 0 | 3.782 | 1.1273 | 14.3698 | 6.8654 | 0 | 0 | 4.2099 | 0 | 10.9244 | 0 | 0 | 41.2787 | 41.2787 | 41.2787 | 1
AZ_4B_MA_2013_EL | 4B | MA | EL | 10036 | ASHRAE30pct-state-4B | ApartmentMidRise | STD2013 | AZ-Prescott-AZ | Zone4B | Zone4B(AZ-Prescott-AZ) | ASHRAE30pct-state-STD2013 | state | AZ | 0.0954 | 0.95 | ASHRAE30pct-state-4B_ApartmentMidRise_STD2013_AZ-Prescott-AZ.table.csv.gz | Mid-Rise Apartment | Prescott Love Field AZ USA TMY3 WMO#=723723 | Electricity | 0 | 35908.3336 | 30750.0002 | 11144.4445 | 141969.4456 | 0 | 65152.7783 | 0 | 0 | 0 | 0 | 107900.0009 | 0 | 0 | 392825.0031 | 0 | 392825.0031 | 0 | 0 | 0 | 3425.655 | 2933.55 | 1063.18 | 13543.8851 | 0 | 6215.575 | 0 | 0 | 0 | 0 | 10293.6601 | 0 | 0 | 37475.5053 | 0 | 37475.5053 | 0 | 0 | 0 | 122.554 | 104.9488 | 38.0356 | 484.5373 | 0 | 222.3644 | 0 | 0 | 0 | 0 | 368.2594 | 0 | 0 | 1340.6996 | 0 | 1340.6996 | 0 | 0 | 3.1104 | 1.1273 | 14.3605 | 6.5903 | 0 | 0 | 3.6322 | 0 | 10.9143 | 0 | 0 | 39.735 | 39.735 | 39.735 | 2
AZ_4B_MA_2010_NG | 4B | MA | NG | 9685 | ASHRAE30pct-state-4B | ApartmentMidRise | STD2010 | AZ-Prescott-AZ | Zone4B | Zone4B(AZ-Prescott-AZ) | ASHRAE30pct-state-STD2010 | state | AZ | 0.0954 | 0.95 | ASHRAE30pct-state-4B_ApartmentMidRise_STD2010_AZ-Prescott-AZ.table.csv.gz | Mid-Rise Apartment | Prescott Love Field AZ USA TMY3 WMO#=723723 | Natural Gas | 78953.1661 | 0 | 0 | 0 | 0 | 0 | 0 | 0 | 0 | 0 | 0 | 0 | 0 | 0 | 78953.1661 | 0 | 78953.1661 | 0 | 0 | 750.0551 | 0 | 0 | 0 | 0 | 0 | 0 | 0 | 0 | 0 | 0 | 0 | 0 | 0 | 750.0551 | 0 | 750.0551 | 0 | 0 | 78.9532 | 0 | 0 | 0 | 0 | 0 | 0 | 0 | 0 | 0 | 0 | 0 | 0 | 0 | 78.9532 | 0 | 78.9532 | 0 | 0 | 0 | 0 | 0 | 0 | 0 | 0 | 0 | 2.34 | 0 | 0 | 0 | 2.34 | 2.34 | 2.34 | 1
AZ_4B_MA_2013_NG | 4B | MA | NG | 10045 | ASHRAE30pct-state-4B | ApartmentMidRise | STD2013 | AZ-Prescott-AZ | Zone4B | Zone4B(AZ-Prescott-AZ) | ASHRAE30pct-state-STD2013 | state | AZ | 0.0954 | 0.95 | ASHRAE30pct-state-4B_ApartmentMidRise_STD2013_AZ-Prescott-AZ.table.csv.gz | Mid-Rise Apartment | Prescott Love Field AZ USA TMY3 WMO#=723723 | Natural Gas | 64328.3479 | 0 | 0 | 0 | 0 | 0 | 0 | 0 | 0 | 0 | 0 | 0 | 0 | 0 | 64328.3479 | 0 | 64328.3479 | 0 | 0 | 611.1193 | 0 | 0 | 0 | 0 | 0 | 0 | 0 | 0 | 0 | 0 | 0 | 0 | 0 | 611.1193 | 0 | 611.1193 | 0 | 0 | 64.3283 | 0 | 0 | 0 | 0 | 0 | 0 | 0 | 0 | 0 | 0 | 0 | 0 | 0 | 64.3283 | 0 | 64.3283 | 0 | 0 | 0 | 0 | 0 | 0 | 0 | 0 | 0 | 1.9065 | 0 | 0 | 0 | 1.9065 | 1.9065 | 1.9065 | 2
CA_4B_MA_2010_EL | 4B | MA | EL | 9736 | ASHRAE30pct-state-4B | ApartmentMidRise | STD2010 | CA-Sacramento-CA | Zone4B | Zone4B(CA-Sacramento-CA) | ASHRAE30pct-state-STD2010 | state | CA | 0.136 | 0.7 | ASHRAE30pct-state-4B_ApartmentMidRise_STD2010_CA-Sacramento-CA.table.csv.gz | Mid-Rise Apartment | Sacramento Metropolitan Ap CA USA TMY3 WMO#=724839 | Electricity | 0 | 43766.667 | 37388.8892 | 11155.5556 | 142061.1122 | 0 | 61180.556 | 0 | 0 | 0 | 0 | 107975.0009 | 0 | 0 | 403527.781 | 0 | 403527.781 | 0 | 0 | 0 | 5952.2667 | 5084.8889 | 1517.1556 | 19320.3113 | 0 | 8320.5556 | 0 | 0 | 0 | 0 | 14684.6001 | 0 | 0 | 54879.7782 | 0 | 54879.7782 | 0 | 0 | 0 | 149.3743 | 127.6071 | 38.0736 | 484.8502 | 0 | 208.8073 | 0 | 0 | 0 | 0 | 368.5153 | 0 | 0 | 1377.2278 | 0 | 1377.2278 | 0 | 0 | 3.782 | 1.1284 | 14.3698 | 6.1885 | 0 | 0 | 4.4271 | 0 | 10.9219 | 0 | 0 | 40.8176 | 40.8176 | 40.8176 | 1
CA_4B_MA_2013_EL | 4B | MA | EL | 10096 | ASHRAE30pct-state-4B | ApartmentMidRise | STD2013 | CA-Sacramento-CA | Zone4B | Zone4B(CA-Sacramento-CA) | ASHRAE30pct-state-STD2013 | state | CA | 0.136 | 0.7 | ASHRAE30pct-state-4B_ApartmentMidRise_STD2013_CA-Sacramento-CA.table.csv.gz | Mid-Rise Apartment | Sacramento Metropolitan Ap CA USA TMY3 WMO#=724839 | Electricity | 0 | 37444.4447 | 30750.0002 | 11155.5556 | 141969.4456 | 0 | 58397.2227 | 0 | 0 | 0 | 0 | 107880.5564 | 0 | 0 | 387594.4475 | 0 | 387597.2253 | -2.7778 | -2.7778 | 0 | 5092.4445 | 4182 | 1517.1556 | 19307.8446 | 0 | 7942.0223 | 0 | 0 | 0 | 0 | 14671.7557 | 0 | 0 | 52712.8449 | 0 | 52713.2226 | -0.37778 | -0.37778 | 0 | 127.7967 | 104.9488 | 38.0736 | 484.5373 | 0 | 199.3079 | 0 | 0 | 0 | 0 | 368.193 | 0 | 0 | 1322.8478 | 0 | 1322.8573 | -0.0094805 | -0.0094805 | 3.1104 | 1.1284 | 14.3602 | 5.907 | 0 | 0 | 3.7876 | 0 | 10.9123 | 0 | 0 | 39.2062 | 39.2059 | 39.2059 | 2
CA_4B_MA_2010_NG | 4B | MA | NG | 9745 | ASHRAE30pct-state-4B | ApartmentMidRise | STD2010 | CA-Sacramento-CA | Zone4B | Zone4B(CA-Sacramento-CA) | ASHRAE30pct-state-STD2010 | state | CA | 0.136 | 0.7 | ASHRAE30pct-state-4B_ApartmentMidRise_STD2010_CA-Sacramento-CA.table.csv.gz | Mid-Rise Apartment | Sacramento Metropolitan Ap CA USA TMY3 WMO#=724839 | Natural Gas | 42746.5521 | 0 | 0 | 0 | 0 | 0 | 0 | 0 | 0 | 0 | 0 | 0 | 0 | 0 | 42746.5521 | 0 | 42746.5521 | 0 | 0 | 299.2259 | 0 | 0 | 0 | 0 | 0 | 0 | 0 | 0 | 0 | 0 | 0 | 0 | 0 | 299.2259 | 0 | 299.2259 | 0 | 0 | 42.7466 | 0 | 0 | 0 | 0 | 0 | 0 | 0 | 0 | 0 | 0 | 0 | 0 | 0 | 42.7466 | 0 | 42.7466 | 0 | 0 | 0 | 0 | 0 | 0 | 0 | 0 | 0 | 1.2669 | 0 | 0 | 0 | 1.2669 | 1.2669 | 1.2669 | 1
CA_4B_MA_2013_NG | 4B | MA | NG | 10105 | ASHRAE30pct-state-4B | ApartmentMidRise | STD2013 | CA-Sacramento-CA | Zone4B | Zone4B(CA-Sacramento-CA) | ASHRAE30pct-state-STD2013 | state | CA | 0.136 | 0.7 | ASHRAE30pct-state-4B_ApartmentMidRise_STD2013_CA-Sacramento-CA.table.csv.gz | Mid-Rise Apartment | Sacramento Metropolitan Ap CA USA TMY3 WMO#=724839 | Natural Gas | 34320.4579 | 0 | 0 | 0 | 0 | 0 | 0 | 0 | 0 | 0 | 0 | 0 | 0 | 0 | 34320.4579 | 0 | 34320.4579 | 0 | 0 | 240.2432 | 0 | 0 | 0 | 0 | 0 | 0 | 0 | 0 | 0 | 0 | 0 | 0 | 0 | 240.2432 | 0 | 240.2432 | 0 | 0 | 34.3205 | 0 | 0 | 0 | 0 | 0 | 0 | 0 | 0 | 0 | 0 | 0 | 0 | 0 | 34.3205 | 0 | 34.3205 | 0 | 0 | 0 | 0 | 0 | 0 | 0 | 0 | 0 | 1.0172 | 0 | 0 | 0 | 1.0172 | 1.0172 | 1.0172 | 2
CO_4B_MA_2010_EL | 4B | MA | EL | 9796 | ASHRAE30pct-state-4B | ApartmentMidRise | STD2010 | CO-Trinidad-CO | Zone4B | Zone4B(CO-Trinidad-CO) | ASHRAE30pct-state-STD2010 | state | CO | 0.0934 | 0.73 | ASHRAE30pct-state-4B_ApartmentMidRise_STD2010_CO-Trinidad-CO.table.csv.gz | Mid-Rise Apartment | Trinidad Las Animas County Ap CO USA TMY3 WMO#=724645 | Electricity | 0 | 34344.4447 | 37388.8892 | 11138.889 | 142061.1122 | 0 | 68350.0005 | 0 | 0 | 0 | 0 | 108077.7786 | 0 | 0 | 401358.3365 | 0 | 401361.1143 | -2.7778 | -2.7778 | 0 | 3207.7711 | 3492.1223 | 1040.3722 | 13268.5079 | 0 | 6383.8901 | 0 | 0 | 0 | 0 | 10094.4645 | 0 | 0 | 37486.8686 | 0 | 37487.1281 | -0.25944 | -0.25944 | 0 | 117.2165 | 127.6071 | 38.0167 | 484.8502 | 0 | 233.2764 | 0 | 0 | 0 | 0 | 368.8661 | 0 | 0 | 1369.8236 | 0 | 1369.833 | -0.0094805 | -0.0094805 | 3.782 | 1.1267 | 14.3695 | 6.9137 | 0 | 0 | 3.474 | 0 | 10.9323 | 0 | 0 | 40.5985 | 40.5982 | 40.5982 | 1
CO_4B_MA_2013_EL | 4B | MA | EL | 10156 | ASHRAE30pct-state-4B | ApartmentMidRise | STD2013 | CO-Trinidad-CO | Zone4B | Zone4B(CO-Trinidad-CO) | ASHRAE30pct-state-STD2013 | state | CO | 0.0934 | 0.73 | ASHRAE30pct-state-4B_ApartmentMidRise_STD2013_CO-Trinidad-CO.table.csv.gz | Mid-Rise Apartment | Trinidad Las Animas County Ap CO USA TMY3 WMO#=724645 | Electricity | 0 | 29255.5558 | 30750.0002 | 11138.889 | 141969.4456 | 0 | 65577.7783 | 0 | 0 | 0 | 0 | 107977.7786 | 0 | 0 | 386669.4475 | 0 | 386669.4475 | 0 | 0 | 0 | 2732.4689 | 2872.05 | 1040.3722 | 13259.9462 | 0 | 6124.9645 | 0 | 0 | 0 | 0 | 10085.1245 | 0 | 0 | 36114.9264 | 0 | 36114.9264 | 0 | 0 | 0 | 99.8483 | 104.9488 | 38.0167 | 484.5373 | 0 | 223.8149 | 0 | 0 | 0 | 0 | 368.5248 | 0 | 0 | 1319.6908 | 0 | 1319.6908 | 0 | 0 | 3.1104 | 1.1267 | 14.3605 | 6.6333 | 0 | 0 | 2.9593 | 0 | 10.9222 | 0 | 0 | 39.1124 | 39.1124 | 39.1124 | 2
CO_4B_MA_2010_NG | 4B | MA | NG | 9805 | ASHRAE30pct-state-4B | ApartmentMidRise | STD2010 | CO-Trinidad-CO | Zone4B | Zone4B(CO-Trinidad-CO) | ASHRAE30pct-state-STD2010 | state | CO | 0.0934 | 0.73 | ASHRAE30pct-state-4B_ApartmentMidRise_STD2010_CO-Trinidad-CO.table.csv.gz | Mid-Rise Apartment | Trinidad Las Animas County Ap CO USA TMY3 WMO#=724645 | Natural Gas | 166484.0771 | 0 | 0 | 0 | 0 | 0 | 0 | 0 | 0 | 0 | 0 | 0 | 0 | 0 | 166484.0771 | 0 | 166484.0771 | 0 | 0 | 1215.3338 | 0 | 0 | 0 | 0 | 0 | 0 | 0 | 0 | 0 | 0 | 0 | 0 | 0 | 1215.3338 | 0 | 1215.3338 | 0 | 0 | 166.4841 | 0 | 0 | 0 | 0 | 0 | 0 | 0 | 0 | 0 | 0 | 0 | 0 | 0 | 166.4841 | 0 | 166.4841 | 0 | 0 | 0 | 0 | 0 | 0 | 0 | 0 | 0 | 4.9342 | 0 | 0 | 0 | 4.9342 | 4.9342 | 4.9342 | 1
CO_4B_MA_2013_NG | 4B | MA | NG | 10165 | ASHRAE30pct-state-4B | ApartmentMidRise | STD2013 | CO-Trinidad-CO | Zone4B | Zone4B(CO-Trinidad-CO) | ASHRAE30pct-state-STD2013 | state | CO | 0.0934 | 0.73 | ASHRAE30pct-state-4B_ApartmentMidRise_STD2013_CO-Trinidad-CO.table.csv.gz | Mid-Rise Apartment | Trinidad Las Animas County Ap CO USA TMY3 WMO#=724645 | Natural Gas | 143897.5952 | 0 | 0 | 0 | 0 | 0 | 0 | 0 | 0 | 0 | 0 | 0 | 0 | 0 | 143897.5952 | 0 | 143897.5952 | 0 | 0 | 1050.4524 | 0 | 0 | 0 | 0 | 0 | 0 | 0 | 0 | 0 | 0 | 0 | 0 | 0 | 1050.4524 | 0 | 1050.4524 | 0 | 0 | 143.8976 | 0 | 0 | 0 | 0 | 0 | 0 | 0 | 0 | 0 | 0 | 0 | 0 | 0 | 143.8976 | 0 | 143.8976 | 0 | 0 | 0 | 0 | 0 | 0 | 0 | 0 | 0 | 4.2648 | 0 | 0 | 0 | 4.2648 | 4.2648 | 4.2648 | 2
NM_4B_MA_2010_EL | 4B | MA | EL | 9856 | ASHRAE30pct-state-4B | ApartmentMidRise | STD2010 | NM-Albuquerque-NM | Zone4B | Zone4B(NM-Albuquerque-NM) | ASHRAE30pct-state-STD2010 | state | NM | 0.093 | 0.62 | ASHRAE30pct-state-4B_ApartmentMidRise_STD2010_NM-Albuquerque-NM.table.csv.gz | Mid-Rise Apartment | Albuquerque Intl Arpt Isis NM USA TMY3 WMO#=723650 | Electricity | 0 | 43455.5559 | 37388.8892 | 11141.6668 | 142061.1122 | 0 | 69377.7783 | 0 | 0 | 0 | 0 | 107994.4453 | 0 | 0 | 411419.4477 | 0 | 411419.4477 | 0 | 0 | 0 | 4041.3667 | 3477.1667 | 1036.175 | 13211.6834 | 0 | 6452.1334 | 0 | 0 | 0 | 0 | 10043.4834 | 0 | 0 | 38262.0086 | 0 | 38262.0086 | 0 | 0 | 0 | 148.3125 | 127.6071 | 38.0262 | 484.8502 | 0 | 236.7842 | 0 | 0 | 0 | 0 | 368.5817 | 0 | 0 | 1404.1618 | 0 | 1404.1618 | 0 | 0 | 3.782 | 1.127 | 14.3698 | 7.0177 | 0 | 0 | 4.3956 | 0 | 10.9239 | 0 | 0 | 41.6159 | 41.6159 | 41.6159 | 1
NM_4B_MA_2013_EL | 4B | MA | EL | 10216 | ASHRAE30pct-state-4B | ApartmentMidRise | STD2013 | NM-Albuquerque-NM | Zone4B | Zone4B(NM-Albuquerque-NM) | ASHRAE30pct-state-STD2013 | state | NM | 0.093 | 0.62 | ASHRAE30pct-state-4B_ApartmentMidRise_STD2013_NM-Albuquerque-NM.table.csv.gz | Mid-Rise Apartment | Albuquerque Intl Arpt Isis NM USA TMY3 WMO#=723650 | Electricity | 0 | 37494.4447 | 30750.0002 | 11141.6668 | 141969.4456 | 0 | 66483.3339 | 0 | 0 | 0 | 0 | 107900.0009 | 0 | 0 | 395736.1143 | 0 | 395738.8921 | -2.7778 | -2.7778 | 0 | 3486.9834 | 2859.75 | 1036.175 | 13203.1584 | 0 | 6182.95 | 0 | 0 | 0 | 0 | 10034.7001 | 0 | 0 | 36803.4586 | 0 | 36803.717 | -0.25833 | -0.25833 | 0 | 127.9674 | 104.9488 | 38.0262 | 484.5373 | 0 | 226.9056 | 0 | 0 | 0 | 0 | 368.2594 | 0 | 0 | 1350.6351 | 0 | 1350.6446 | -0.0094805 | -0.0094805 | 3.1104 | 1.127 | 14.3602 | 6.7249 | 0 | 0 | 3.7926 | 0 | 10.9143 | 0 | 0 | 40.0298 | 40.0295 | 40.0295 | 2
NM_4B_MA_2010_NG | 4B | MA | NG | 9865 | ASHRAE30pct-state-4B | ApartmentMidRise | STD2010 | NM-Albuquerque-NM | Zone4B | Zone4B(NM-Albuquerque-NM) | ASHRAE30pct-state-STD2010 | state | NM | 0.093 | 0.62 | ASHRAE30pct-state-4B_ApartmentMidRise_STD2010_NM-Albuquerque-NM.table.csv.gz | Mid-Rise Apartment | Albuquerque Intl Arpt Isis NM USA TMY3 WMO#=723650 | Natural Gas | 83407.9066 | 0 | 0 | 0 | 0 | 0 | 0 | 0 | 0 | 0 | 0 | 0 | 0 | 0 | 83407.9066 | 0 | 83407.9066 | 0 | 0 | 517.129 | 0 | 0 | 0 | 0 | 0 | 0 | 0 | 0 | 0 | 0 | 0 | 0 | 0 | 517.129 | 0 | 517.129 | 0 | 0 | 83.4079 | 0 | 0 | 0 | 0 | 0 | 0 | 0 | 0 | 0 | 0 | 0 | 0 | 0 | 83.4079 | 0 | 83.4079 | 0 | 0 | 0 | 0 | 0 | 0 | 0 | 0 | 0 | 2.472 | 0 | 0 | 0 | 2.472 | 2.472 | 2.472 | 1
NM_4B_MA_2013_NG | 4B | MA | NG | 10225 | ASHRAE30pct-state-4B | ApartmentMidRise | STD2013 | NM-Albuquerque-NM | Zone4B | Zone4B(NM-Albuquerque-NM) | ASHRAE30pct-state-STD2013 | state | NM | 0.093 | 0.62 | ASHRAE30pct-state-4B_ApartmentMidRise_STD2013_NM-Albuquerque-NM.table.csv.gz | Mid-Rise Apartment | Albuquerque Intl Arpt Isis NM USA TMY3 WMO#=723650 | Natural Gas | 68621.9595 | 0 | 0 | 0 | 0 | 0 | 0 | 0 | 0 | 0 | 0 | 0 | 0 | 0 | 68621.9595 | 0 | 68621.9595 | 0 | 0 | 425.4561 | 0 | 0 | 0 | 0 | 0 | 0 | 0 | 0 | 0 | 0 | 0 | 0 | 0 | 425.4561 | 0 | 425.4561 | 0 | 0 | 68.622 | 0 | 0 | 0 | 0 | 0 | 0 | 0 | 0 | 0 | 0 | 0 | 0 | 0 | 68.622 | 0 | 68.622 | 0 | 0 | 0 | 0 | 0 | 0 | 0 | 0 | 0 | 2.0338 | 0 | 0 | 0 | 2.0338 | 2.0338 | 2.0338 | 2
OK_4B_MA_2010_EL | 4B | MA | EL | 9916 | ASHRAE30pct-state-4B | ApartmentMidRise | STD2010 | OK-Amarillo-TX | Zone4B | Zone4B(OK-Amarillo-TX) | ASHRAE30pct-state-STD2010 | state | OK | 0.0726 | 0.87 | ASHRAE30pct-state-4B_ApartmentMidRise_STD2010_OK-Amarillo-TX.table.csv.gz | Mid-Rise Apartment | Amarillo International Ap Can TX USA TMY3 WMO#=723630 | Electricity | 0 | 44763.8892 | 37388.8892 | 11136.1112 | 142061.1122 | 0 | 69119.445 | 0 | 0 | 0 | 0 | 108044.4453 | 0 | 0 | 412513.8922 | 0 | 412513.8922 | 0 | 0 | 0 | 3249.8584 | 2714.4334 | 808.4817 | 10313.6367 | 0 | 5018.0717 | 0 | 0 | 0 | 0 | 7844.0267 | 0 | 0 | 29948.5086 | 0 | 29948.5086 | 0 | 0 | 0 | 152.7778 | 127.6071 | 38.0072 | 484.8502 | 0 | 235.9025 | 0 | 0 | 0 | 0 | 368.7523 | 0 | 0 | 1407.8971 | 0 | 1407.8971 | 0 | 0 | 3.782 | 1.1264 | 14.3698 | 6.9916 | 0 | 0 | 4.528 | 0 | 10.9289 | 0 | 0 | 41.7266 | 41.7266 | 41.7266 | 1
OK_4B_MA_2013_EL | 4B | MA | EL | 10276 | ASHRAE30pct-state-4B | ApartmentMidRise | STD2013 | OK-Amarillo-TX | Zone4B | Zone4B(OK-Amarillo-TX) | ASHRAE30pct-state-STD2013 | state | OK | 0.0726 | 0.87 | ASHRAE30pct-state-4B_ApartmentMidRise_STD2013_OK-Amarillo-TX.table.csv.gz | Mid-Rise Apartment | Amarillo International Ap Can TX USA TMY3 WMO#=723630 | Electricity | 0 | 38038.8892 | 30750.0002 | 11136.1112 | 141969.4456 | 0 | 66200.0005 | 0 | 0 | 0 | 0 | 107958.3342 | 0 | 0 | 396050.0032 | 0 | 396052.7809 | -2.7778 | -2.7778 | 0 | 2761.6234 | 2232.45 | 808.4817 | 10306.9817 | 0 | 4806.12 | 0 | 0 | 0 | 0 | 7837.7751 | 0 | 0 | 28753.2302 | 0 | 28753.4319 | -0.20167 | -0.20167 | 0 | 129.8255 | 104.9488 | 38.0072 | 484.5373 | 0 | 225.9385 | 0 | 0 | 0 | 0 | 368.4584 | 0 | 0 | 1351.7064 | 0 | 1351.7159 | -0.0094805 | -0.0094805 | 3.1104 | 1.1264 | 14.3602 | 6.6963 | 0 | 0 | 3.8477 | 0 | 10.9202 | 0 | 0 | 40.0615 | 40.0612 | 40.0612 | 2
OK_4B_MA_2010_NG | 4B | MA | NG | 9925 | ASHRAE30pct-state-4B | ApartmentMidRise | STD2010 | OK-Amarillo-TX | Zone4B | Zone4B(OK-Amarillo-TX) | ASHRAE30pct-state-STD2010 | state | OK | 0.0726 | 0.87 | ASHRAE30pct-state-4B_ApartmentMidRise_STD2010_OK-Amarillo-TX.table.csv.gz | Mid-Rise Apartment | Amarillo International Ap Can TX USA TMY3 WMO#=723630 | Natural Gas | 145783.7512 | 0 | 0 | 0 | 0 | 0 | 0 | 0 | 0 | 0 | 0 | 0 | 0 | 0 | 145783.7512 | 0 | 145783.7512 | 0 | 0 | 1268.3186 | 0 | 0 | 0 | 0 | 0 | 0 | 0 | 0 | 0 | 0 | 0 | 0 | 0 | 1268.3186 | 0 | 1268.3186 | 0 | 0 | 145.7838 | 0 | 0 | 0 | 0 | 0 | 0 | 0 | 0 | 0 | 0 | 0 | 0 | 0 | 145.7838 | 0 | 145.7838 | 0 | 0 | 0 | 0 | 0 | 0 | 0 | 0 | 0 | 4.3207 | 0 | 0 | 0 | 4.3207 | 4.3207 | 4.3207 | 1
OK_4B_MA_2013_NG | 4B | MA | NG | 10285 | ASHRAE30pct-state-4B | ApartmentMidRise | STD2013 | OK-Amarillo-TX | Zone4B | Zone4B(OK-Amarillo-TX) | ASHRAE30pct-state-STD2013 | state | OK | 0.0726 | 0.87 | ASHRAE30pct-state-4B_ApartmentMidRise_STD2013_OK-Amarillo-TX.table.csv.gz | Mid-Rise Apartment | Amarillo International Ap Can TX USA TMY3 WMO#=723630 | Natural Gas | 127708.8787 | 0 | 0 | 0 | 0 | 0 | 0 | 0 | 0 | 0 | 0 | 0 | 0 | 0 | 127708.8787 | 0 | 127708.8787 | 0 | 0 | 1111.0672 | 0 | 0 | 0 | 0 | 0 | 0 | 0 | 0 | 0 | 0 | 0 | 0 | 0 | 1111.0672 | 0 | 1111.0672 | 0 | 0 | 127.7089 | 0 | 0 | 0 | 0 | 0 | 0 | 0 | 0 | 0 | 0 | 0 | 0 | 0 | 127.7089 | 0 | 127.7089 | 0 | 0 | 0 | 0 | 0 | 0 | 0 | 0 | 0 | 3.785 | 0 | 0 | 0 | 3.785 | 3.785 | 3.785 | 2
TX_4B_MA_2010_EL | 4B | MA | EL | 9976 | ASHRAE30pct-state-4B | ApartmentMidRise | STD2010 | TX-Amarillo-TX | Zone4B | Zone4B(TX-Amarillo-TX) | ASHRAE30pct-state-STD2010 | state | TX | 0.0817 | 0.67 | ASHRAE30pct-state-4B_ApartmentMidRise_STD2010_TX-Amarillo-TX.table.csv.gz | Mid-Rise Apartment | Amarillo International Ap Can TX USA TMY3 WMO#=723630 | Electricity | 0 | 44763.8892 | 37388.8892 | 11136.1112 | 142061.1122 | 0 | 69119.445 | 0 | 0 | 0 | 0 | 108044.4453 | 0 | 0 | 412513.8922 | 0 | 412513.8922 | 0 | 0 | 0 | 3657.2098 | 3054.6722 | 909.8203 | 11606.3929 | 0 | 5647.0587 | 0 | 0 | 0 | 0 | 8827.2312 | 0 | 0 | 33702.385 | 0 | 33702.385 | 0 | 0 | 0 | 152.7778 | 127.6071 | 38.0072 | 484.8502 | 0 | 235.9025 | 0 | 0 | 0 | 0 | 368.7523 | 0 | 0 | 1407.8971 | 0 | 1407.8971 | 0 | 0 | 3.782 | 1.1264 | 14.3698 | 6.9916 | 0 | 0 | 4.528 | 0 | 10.9289 | 0 | 0 | 41.7266 | 41.7266 | 41.7266 | 1
TX_4B_MA_2013_EL | 4B | MA | EL | 10336 | ASHRAE30pct-state-4B | ApartmentMidRise | STD2013 | TX-Amarillo-TX | Zone4B | Zone4B(TX-Amarillo-TX) | ASHRAE30pct-state-STD2013 | state | TX | 0.0817 | 0.67 | ASHRAE30pct-state-4B_ApartmentMidRise_STD2013_TX-Amarillo-TX.table.csv.gz | Mid-Rise Apartment | Amarillo International Ap Can TX USA TMY3 WMO#=723630 | Electricity | 0 | 38038.8892 | 30750.0002 | 11136.1112 | 141969.4456 | 0 | 66200.0005 | 0 | 0 | 0 | 0 | 107958.3342 | 0 | 0 | 396050.0032 | 0 | 396052.7809 | -2.7778 | -2.7778 | 0 | 3107.7772 | 2512.275 | 909.8203 | 11598.9037 | 0 | 5408.54 | 0 | 0 | 0 | 0 | 8820.1959 | 0 | 0 | 32357.2853 | 0 | 32357.5122 | -0.22694 | -0.22694 | 0 | 129.8255 | 104.9488 | 38.0072 | 484.5373 | 0 | 225.9385 | 0 | 0 | 0 | 0 | 368.4584 | 0 | 0 | 1351.7064 | 0 | 1351.7159 | -0.0094805 | -0.0094805 | 3.1104 | 1.1264 | 14.3602 | 6.6963 | 0 | 0 | 3.8477 | 0 | 10.9202 | 0 | 0 | 40.0615 | 40.0612 | 40.0612 | 2
TX_4B_MA_2010_NG | 4B | MA | NG | 9985 | ASHRAE30pct-state-4B | ApartmentMidRise | STD2010 | TX-Amarillo-TX | Zone4B | Zone4B(TX-Amarillo-TX) | ASHRAE30pct-state-STD2010 | state | TX | 0.0817 | 0.67 | ASHRAE30pct-state-4B_ApartmentMidRise_STD2010_TX-Amarillo-TX.table.csv.gz | Mid-Rise Apartment | Amarillo International Ap Can TX USA TMY3 WMO#=723630 | Natural Gas | 145783.7512 | 0 | 0 | 0 | 0 | 0 | 0 | 0 | 0 | 0 | 0 | 0 | 0 | 0 | 145783.7512 | 0 | 145783.7512 | 0 | 0 | 976.7511 | 0 | 0 | 0 | 0 | 0 | 0 | 0 | 0 | 0 | 0 | 0 | 0 | 0 | 976.7511 | 0 | 976.7511 | 0 | 0 | 145.7838 | 0 | 0 | 0 | 0 | 0 | 0 | 0 | 0 | 0 | 0 | 0 | 0 | 0 | 145.7838 | 0 | 145.7838 | 0 | 0 | 0 | 0 | 0 | 0 | 0 | 0 | 0 | 4.3207 | 0 | 0 | 0 | 4.3207 | 4.3207 | 4.3207 | 1
TX_4B_MA_2013_NG | 4B | MA | NG | 10345 | ASHRAE30pct-state-4B | ApartmentMidRise | STD2013 | TX-Amarillo-TX | Zone4B | Zone4B(TX-Amarillo-TX) | ASHRAE30pct-state-STD2013 | state | TX | 0.0817 | 0.67 | ASHRAE30pct-state-4B_ApartmentMidRise_STD2013_TX-Amarillo-TX.table.csv.gz | Mid-Rise Apartment | Amarillo International Ap Can TX USA TMY3 WMO#=723630 | Natural Gas | 127708.8787 | 0 | 0 | 0 | 0 | 0 | 0 | 0 | 0 | 0 | 0 | 0 | 0 | 0 | 127708.8787 | 0 | 127708.8787 | 0 | 0 | 855.6495 | 0 | 0 | 0 | 0 | 0 | 0 | 0 | 0 | 0 | 0 | 0 | 0 | 0 | 855.6495 | 0 | 855.6495 | 0 | 0 | 127.7089 | 0 | 0 | 0 | 0 | 0 | 0 | 0 | 0 | 0 | 0 | 0 | 0 | 0 | 127.7089 | 0 | 127.7089 | 0 | 0 | 0 | 0 | 0 | 0 | 0 | 0 | 0 | 3.785 | 0 | 0 | 0 | 3.785 | 3.785 | 3.785 | 2
CA_4C_MA_2010_EL | 4C | MA | EL | 10576 | ASHRAE30pct-state-4C | ApartmentMidRise | STD2010 | CA-Arcata-CA | Zone4C | Zone4C(CA-Arcata-CA) | ASHRAE30pct-state-STD2010 | state | CA | 0.136 | 0.7 | ASHRAE30pct-state-4C_ApartmentMidRise_STD2010_CA-Arcata-CA.table.csv.gz | Mid-Rise Apartment | Arcata Airport CA USA TMY3 WMO#=725945 | Electricity | 0 | 11397.2223 | 37388.8892 | 11138.889 | 142061.1122 | 0 | 44538.8892 | 0 | 0 | 0 | 0 | 113266.6676 | 0 | 0 | 359788.8918 | 0 | 359791.6695 | -2.7778 | -2.7778 | 0 | 1550.0222 | 5084.8889 | 1514.8889 | 19320.3113 | 0 | 6057.2889 | 0 | 0 | 0 | 0 | 15404.2668 | 0 | 0 | 48931.2893 | 0 | 48931.6671 | -0.37778 | -0.37778 | 0 | 38.8984 | 127.6071 | 38.0167 | 484.8502 | 0 | 152.0098 | 0 | 0 | 0 | 0 | 386.5756 | 0 | 0 | 1227.9483 | 0 | 1227.9578 | -0.0094805 | -0.0094805 | 3.782 | 1.1267 | 14.3695 | 4.5052 | 0 | 0 | 1.1529 | 0 | 11.4571 | 0 | 0 | 36.3936 | 36.3934 | 36.3934 | 1
CA_4C_MA_2013_EL | 4C | MA | EL | 10756 | ASHRAE30pct-state-4C | ApartmentMidRise | STD2013 | CA-Arcata-CA | Zone4C | Zone4C(CA-Arcata-CA) | ASHRAE30pct-state-STD2013 | state | CA | 0.136 | 0.7 | ASHRAE30pct-state-4C_ApartmentMidRise_STD2013_CA-Arcata-CA.table.csv.gz | Mid-Rise Apartment | Arcata Airport CA USA TMY3 WMO#=725945 | Electricity | 0 | 10322.2223 | 30750.0002 | 11138.889 | 141969.4456 | 0 | 43733.3337 | 0 | 0 | 0 | 0 | 113202.7787 | 0 | 0 | 351113.8917 | 0 | 351116.6695 | -2.7778 | -2.7778 | 0 | 1403.8222 | 4182 | 1514.8889 | 19307.8446 | 0 | 5947.7334 | 0 | 0 | 0 | 0 | 15395.5779 | 0 | 0 | 47751.4893 | 0 | 47751.867 | -0.37778 | -0.37778 | 0 | 35.2294 | 104.9488 | 38.0167 | 484.5373 | 0 | 149.2605 | 0 | 0 | 0 | 0 | 386.3576 | 0 | 0 | 1198.3408 | 0 | 1198.3503 | -0.0094805 | -0.0094805 | 3.1104 | 1.1267 | 14.3602 | 4.4237 | 0 | 0 | 1.0441 | 0 | 11.4507 | 0 | 0 | 35.5161 | 35.5159 | 35.5159 | 2
CA_4C_MA_2010_NG | 4C | MA | NG | 10585 | ASHRAE30pct-state-4C | ApartmentMidRise | STD2010 | CA-Arcata-CA | Zone4C | Zone4C(CA-Arcata-CA) | ASHRAE30pct-state-STD2010 | state | CA | 0.136 | 0.7 | ASHRAE30pct-state-4C_ApartmentMidRise_STD2010_CA-Arcata-CA.table.csv.gz | Mid-Rise Apartment | Arcata Airport CA USA TMY3 WMO#=725945 | Natural Gas | 71835.0595 | 0 | 0 | 0 | 0 | 0 | 0 | 0 | 0 | 0 | 0 | 0 | 0 | 0 | 71835.0595 | 0 | 71835.0595 | 0 | 0 | 502.8454 | 0 | 0 | 0 | 0 | 0 | 0 | 0 | 0 | 0 | 0 | 0 | 0 | 0 | 502.8454 | 0 | 502.8454 | 0 | 0 | 71.8351 | 0 | 0 | 0 | 0 | 0 | 0 | 0 | 0 | 0 | 0 | 0 | 0 | 0 | 71.8351 | 0 | 71.8351 | 0 | 0 | 0 | 0 | 0 | 0 | 0 | 0 | 0 | 2.129 | 0 | 0 | 0 | 2.129 | 2.129 | 2.129 | 1
CA_4C_MA_2013_NG | 4C | MA | NG | 10765 | ASHRAE30pct-state-4C | ApartmentMidRise | STD2013 | CA-Arcata-CA | Zone4C | Zone4C(CA-Arcata-CA) | ASHRAE30pct-state-STD2013 | state | CA | 0.136 | 0.7 | ASHRAE30pct-state-4C_ApartmentMidRise_STD2013_CA-Arcata-CA.table.csv.gz | Mid-Rise Apartment | Arcata Airport CA USA TMY3 WMO#=725945 | Natural Gas | 57323.9794 | 0 | 0 | 0 | 0 | 0 | 0 | 0 | 0 | 0 | 0 | 0 | 0 | 0 | 57323.9794 | 0 | 57323.9794 | 0 | 0 | 401.2679 | 0 | 0 | 0 | 0 | 0 | 0 | 0 | 0 | 0 | 0 | 0 | 0 | 0 | 401.2679 | 0 | 401.2679 | 0 | 0 | 57.324 | 0 | 0 | 0 | 0 | 0 | 0 | 0 | 0 | 0 | 0 | 0 | 0 | 0 | 57.324 | 0 | 57.324 | 0 | 0 | 0 | 0 | 0 | 0 | 0 | 0 | 0 | 1.6989 | 0 | 0 | 0 | 1.6989 | 1.6989 | 1.6989 | 2
OR_4C_MA_2010_EL | 4C | MA | EL | 10636 | ASHRAE30pct-state-4C | ApartmentMidRise | STD2010 | OR-Portland-OR | Zone4C | Zone4C(OR-Portland-OR) | ASHRAE30pct-state-STD2010 | state | OR | 0.0834 | 0.92 | ASHRAE30pct-state-4C_ApartmentMidRise_STD2010_OR-Portland-OR.table.csv.gz | Mid-Rise Apartment | Portland International Ap OR USA TMY3 WMO#=726980 | Electricity | 0 | 23875.0002 | 37388.8892 | 11125.0001 | 142061.1122 | 0 | 61305.556 | 0 | 0 | 0 | 0 | 113269.4454 | 0 | 0 | 389025.0031 | 0 | 389025.0031 | 0 | 0 | 0 | 1991.175 | 3118.2334 | 927.825 | 11847.8968 | 0 | 5112.8834 | 0 | 0 | 0 | 0 | 9446.6717 | 0 | 0 | 32444.6853 | 0 | 32444.6853 | 0 | 0 | 0 | 81.4846 | 127.6071 | 37.9693 | 484.8502 | 0 | 209.234 | 0 | 0 | 0 | 0 | 386.5851 | 0 | 0 | 1327.7303 | 0 | 1327.7303 | 0 | 0 | 3.782 | 1.1253 | 14.3698 | 6.2012 | 0 | 0 | 2.415 | 0 | 11.4574 | 0 | 0 | 39.3506 | 39.3506 | 39.3506 | 1
OR_4C_MA_2013_EL | 4C | MA | EL | 10816 | ASHRAE30pct-state-4C | ApartmentMidRise | STD2013 | OR-Portland-OR | Zone4C | Zone4C(OR-Portland-OR) | ASHRAE30pct-state-STD2013 | state | OR | 0.0834 | 0.92 | ASHRAE30pct-state-4C_ApartmentMidRise_STD2013_OR-Portland-OR.table.csv.gz | Mid-Rise Apartment | Portland International Ap OR USA TMY3 WMO#=726980 | Electricity | 0 | 19888.889 | 30750.0002 | 11125.0001 | 141969.4456 | 0 | 59247.2227 | 0 | 0 | 0 | 0 | 113183.3342 | 0 | 0 | 376163.8919 | 0 | 376163.8919 | 0 | 0 | 0 | 1658.7333 | 2564.55 | 927.825 | 11840.2518 | 0 | 4941.2184 | 0 | 0 | 0 | 0 | 9439.4901 | 0 | 0 | 31372.0686 | 0 | 31372.0686 | 0 | 0 | 0 | 67.8802 | 104.9488 | 37.9693 | 484.5373 | 0 | 202.2089 | 0 | 0 | 0 | 0 | 386.2912 | 0 | 0 | 1283.8357 | 0 | 1283.8357 | 0 | 0 | 3.1104 | 1.1253 | 14.3605 | 5.993 | 0 | 0 | 2.0118 | 0 | 11.4487 | 0 | 0 | 38.0497 | 38.0497 | 38.0497 | 2
OR_4C_MA_2010_NG | 4C | MA | NG | 10645 | ASHRAE30pct-state-4C | ApartmentMidRise | STD2010 | OR-Portland-OR | Zone4C | Zone4C(OR-Portland-OR) | ASHRAE30pct-state-STD2010 | state | OR | 0.0834 | 0.92 | ASHRAE30pct-state-4C_ApartmentMidRise_STD2010_OR-Portland-OR.table.csv.gz | Mid-Rise Apartment | Portland International Ap OR USA TMY3 WMO#=726980 | Natural Gas | 126836.887 | 0 | 0 | 0 | 0 | 0 | 0 | 0 | 0 | 0 | 0 | 0 | 0 | 0 | 126836.887 | 0 | 126836.887 | 0 | 0 | 1166.8994 | 0 | 0 | 0 | 0 | 0 | 0 | 0 | 0 | 0 | 0 | 0 | 0 | 0 | 1166.8994 | 0 | 1166.8994 | 0 | 0 | 126.8369 | 0 | 0 | 0 | 0 | 0 | 0 | 0 | 0 | 0 | 0 | 0 | 0 | 0 | 126.8369 | 0 | 126.8369 | 0 | 0 | 0 | 0 | 0 | 0 | 0 | 0 | 0 | 3.7591 | 0 | 0 | 0 | 3.7591 | 3.7591 | 3.7591 | 1
OR_4C_MA_2013_NG | 4C | MA | NG | 10825 | ASHRAE30pct-state-4C | ApartmentMidRise | STD2013 | OR-Portland-OR | Zone4C | Zone4C(OR-Portland-OR) | ASHRAE30pct-state-STD2013 | state | OR | 0.0834 | 0.92 | ASHRAE30pct-state-4C_ApartmentMidRise_STD2013_OR-Portland-OR.table.csv.gz | Mid-Rise Apartment | Portland International Ap OR USA TMY3 WMO#=726980 | Natural Gas | 110051.0458 | 0 | 0 | 0 | 0 | 0 | 0 | 0 | 0 | 0 | 0 | 0 | 0 | 0 | 110051.0458 | 0 | 110051.0458 | 0 | 0 | 1012.4696 | 0 | 0 | 0 | 0 | 0 | 0 | 0 | 0 | 0 | 0 | 0 | 0 | 0 | 1012.4696 | 0 | 1012.4696 | 0 | 0 | 110.051 | 0 | 0 | 0 | 0 | 0 | 0 | 0 | 0 | 0 | 0 | 0 | 0 | 0 | 110.051 | 0 | 110.051 | 0 | 0 | 0 | 0 | 0 | 0 | 0 | 0 | 0 | 3.2616 | 0 | 0 | 0 | 3.2616 | 3.2616 | 3.2616 | 2
WA_4C_MA_2010_EL | 4C | MA | EL | 10696 | ASHRAE30pct-state-4C | ApartmentMidRise | STD2010 | WA-Seattle-WA | Zone4C | Zone4C(WA-Seattle-WA) | ASHRAE30pct-state-STD2010 | state | WA | 0.0767 | 0.96 | ASHRAE30pct-state-4C_ApartmentMidRise_STD2010_WA-Seattle-WA.table.csv.gz | Mid-Rise Apartment | Seattle Seattle Tacoma Intl A WA USA TMY3 WMO#=727930 | Electricity | 0 | 17338.889 | 37388.8892 | 11127.7779 | 142061.1122 | 0 | 57955.556 | 0 | 0 | 0 | 0 | 113311.112 | 0 | 0 | 379183.3364 | 0 | 379183.3364 | 0 | 0 | 0 | 1329.8928 | 2867.7278 | 853.5006 | 10896.0873 | 0 | 4445.1911 | 0 | 0 | 0 | 0 | 8690.9623 | 0 | 0 | 29083.3619 | 0 | 29083.3619 | 0 | 0 | 0 | 59.1771 | 127.6071 | 37.9788 | 484.8502 | 0 | 197.8005 | 0 | 0 | 0 | 0 | 386.7273 | 0 | 0 | 1294.141 | 0 | 1294.141 | 0 | 0 | 3.782 | 1.1256 | 14.3698 | 5.8623 | 0 | 0 | 1.7539 | 0 | 11.4616 | 0 | 0 | 38.3551 | 38.3551 | 38.3551 | 1
WA_4C_MA_2013_EL | 4C | MA | EL | 10876 | ASHRAE30pct-state-4C | ApartmentMidRise | STD2013 | WA-Seattle-WA | Zone4C | Zone4C(WA-Seattle-WA) | ASHRAE30pct-state-STD2013 | state | WA | 0.0767 | 0.96 | ASHRAE30pct-state-4C_ApartmentMidRise_STD2013_WA-Seattle-WA.table.csv.gz | Mid-Rise Apartment | Seattle Seattle Tacoma Intl A WA USA TMY3 WMO#=727930 | Electricity | 0 | 14388.889 | 30750.0002 | 11127.7779 | 141969.4456 | 0 | 56288.8893 | 0 | 0 | 0 | 0 | 113227.7787 | 0 | 0 | 367752.7807 | 0 | 367752.7807 | 0 | 0 | 0 | 1103.6278 | 2358.525 | 853.5006 | 10889.0565 | 0 | 4317.3578 | 0 | 0 | 0 | 0 | 8684.5706 | 0 | 0 | 28206.6383 | 0 | 28206.6383 | 0 | 0 | 0 | 49.1088 | 104.9488 | 37.9788 | 484.5373 | 0 | 192.1122 | 0 | 0 | 0 | 0 | 386.4429 | 0 | 0 | 1255.1288 | 0 | 1255.1288 | 0 | 0 | 3.1104 | 1.1256 | 14.3605 | 5.6937 | 0 | 0 | 1.4555 | 0 | 11.4532 | 0 | 0 | 37.1989 | 37.1989 | 37.1989 | 2
WA_4C_MA_2010_NG | 4C | MA | NG | 10705 | ASHRAE30pct-state-4C | ApartmentMidRise | STD2010 | WA-Seattle-WA | Zone4C | Zone4C(WA-Seattle-WA) | ASHRAE30pct-state-STD2010 | state | WA | 0.0767 | 0.96 | ASHRAE30pct-state-4C_ApartmentMidRise_STD2010_WA-Seattle-WA.table.csv.gz | Mid-Rise Apartment | Seattle Seattle Tacoma Intl A WA USA TMY3 WMO#=727930 | Natural Gas | 152854.4669 | 0 | 0 | 0 | 0 | 0 | 0 | 0 | 0 | 0 | 0 | 0 | 0 | 0 | 152854.4669 | 0 | 152854.4669 | 0 | 0 | 1467.4029 | 0 | 0 | 0 | 0 | 0 | 0 | 0 | 0 | 0 | 0 | 0 | 0 | 0 | 1467.4029 | 0 | 1467.4029 | 0 | 0 | 152.8545 | 0 | 0 | 0 | 0 | 0 | 0 | 0 | 0 | 0 | 0 | 0 | 0 | 0 | 152.8545 | 0 | 152.8545 | 0 | 0 | 0 | 0 | 0 | 0 | 0 | 0 | 0 | 4.5302 | 0 | 0 | 0 | 4.5302 | 4.5302 | 4.5302 | 1
WA_4C_MA_2013_NG | 4C | MA | NG | 10885 | ASHRAE30pct-state-4C | ApartmentMidRise | STD2013 | WA-Seattle-WA | Zone4C | Zone4C(WA-Seattle-WA) | ASHRAE30pct-state-STD2013 | state | WA | 0.0767 | 0.96 | ASHRAE30pct-state-4C_ApartmentMidRise_STD2013_WA-Seattle-WA.table.csv.gz | Mid-Rise Apartment | Seattle Seattle Tacoma Intl A WA USA TMY3 WMO#=727930 | Natural Gas | 133329.4343 | 0 | 0 | 0 | 0 | 0 | 0 | 0 | 0 | 0 | 0 | 0 | 0 | 0 | 133329.4343 | 0 | 133329.4343 | 0 | 0 | 1279.9626 | 0 | 0 | 0 | 0 | 0 | 0 | 0 | 0 | 0 | 0 | 0 | 0 | 0 | 1279.9626 | 0 | 1279.9626 | 0 | 0 | 133.3294 | 0 | 0 | 0 | 0 | 0 | 0 | 0 | 0 | 0 | 0 | 0 | 0 | 0 | 133.3294 | 0 | 133.3294 | 0 | 0 | 0 | 0 | 0 | 0 | 0 | 0 | 0 | 3.9516 | 0 | 0 | 0 | 3.9516 | 3.9516 | 3.9516 | 2
CT_5A_MA_2010_EL | 5A | MA | EL | 12076 | ASHRAE30pct-state-5A | ApartmentMidRise | STD2010 | CT-HartfordBradley-CT | Zone5A | Zone5A(CT-HartfordBradley-CT) | ASHRAE30pct-state-STD2010 | state | CT | 0.147 | 0.82 | ASHRAE30pct-state-5A_ApartmentMidRise_STD2010_CT-HartfordBradley-CT.table.csv.gz | Mid-Rise Apartment | Hartford Bradley Intl Ap CT USA TMY3 WMO#=725080 | Electricity | 0 | 30386.1114 | 37388.8892 | 11133.3334 | 142061.1122 | 0 | 57800.0005 | 0 | 0 | 0 | 0 | 115772.2231 | 0 | 0 | 394544.4476 | 0 | 394541.6698 | 2.7778 | 2.7778 | 0 | 4466.7584 | 5496.1667 | 1636.6 | 20882.9835 | 0 | 8496.6001 | 0 | 0 | 0 | 0 | 17018.5168 | 0 | 0 | 57998.0338 | 0 | 57997.6255 | 0.40833 | 0.40833 | 0 | 103.7069 | 127.6071 | 37.9977 | 484.8502 | 0 | 197.2696 | 0 | 0 | 0 | 0 | 395.127 | 0 | 0 | 1346.568 | 0 | 1346.5585 | 0.0094805 | 0.0094805 | 3.782 | 1.1262 | 14.37 | 5.8466 | 0 | 0 | 3.0736 | 0 | 11.7106 | 0 | 0 | 39.9087 | 39.909 | 39.909 | 1
CT_5A_MA_2013_EL | 5A | MA | EL | 13216 | ASHRAE30pct-state-5A | ApartmentMidRise | STD2013 | CT-HartfordBradley-CT | Zone5A | Zone5A(CT-HartfordBradley-CT) | ASHRAE30pct-state-STD2013 | state | CT | 0.147 | 0.82 | ASHRAE30pct-state-5A_ApartmentMidRise_STD2013_CT-HartfordBradley-CT.table.csv.gz | Mid-Rise Apartment | Hartford Bradley Intl Ap CT USA TMY3 WMO#=725080 | Electricity | 0 | 25369.4446 | 30750.0002 | 11133.3334 | 141969.4456 | 0 | 54750.0004 | 0 | 0 | 0 | 0 | 115686.112 | 0 | 0 | 379661.1141 | 0 | 379658.3364 | 2.7778 | 2.7778 | 0 | 3729.3084 | 4520.25 | 1636.6 | 20869.5085 | 0 | 8048.2501 | 0 | 0 | 0 | 0 | 17005.8585 | 0 | 0 | 55810.1838 | 0 | 55809.7754 | 0.40833 | 0.40833 | 0 | 86.5851 | 104.9488 | 37.9977 | 484.5373 | 0 | 186.8601 | 0 | 0 | 0 | 0 | 394.8331 | 0 | 0 | 1295.7716 | 0 | 1295.7621 | 0.0094805 | 0.0094805 | 3.1104 | 1.1262 | 14.3608 | 5.5381 | 0 | 0 | 2.5662 | 0 | 11.7019 | 0 | 0 | 38.4032 | 38.4035 | 38.4035 | 2
CT_5A_MA_2010_NG | 5A | MA | NG | 12085 | ASHRAE30pct-state-5A | ApartmentMidRise | STD2010 | CT-HartfordBradley-CT | Zone5A | Zone5A(CT-HartfordBradley-CT) | ASHRAE30pct-state-STD2010 | state | CT | 0.147 | 0.82 | ASHRAE30pct-state-5A_ApartmentMidRise_STD2010_CT-HartfordBradley-CT.table.csv.gz | Mid-Rise Apartment | Hartford Bradley Intl Ap CT USA TMY3 WMO#=725080 | Natural Gas | 322343.1243 | 0 | 0 | 0 | 0 | 0 | 0 | 0 | 0 | 0 | 0 | 0 | 0 | 0 | 322343.1243 | 0 | 322343.1243 | 0 | 0 | 2643.2136 | 0 | 0 | 0 | 0 | 0 | 0 | 0 | 0 | 0 | 0 | 0 | 0 | 0 | 2643.2136 | 0 | 2643.2136 | 0 | 0 | 322.3431 | 0 | 0 | 0 | 0 | 0 | 0 | 0 | 0 | 0 | 0 | 0 | 0 | 0 | 322.3431 | 0 | 322.3431 | 0 | 0 | 0 | 0 | 0 | 0 | 0 | 0 | 0 | 9.5535 | 0 | 0 | 0 | 9.5535 | 9.5535 | 9.5535 | 1
CT_5A_MA_2013_NG | 5A | MA | NG | 13225 | ASHRAE30pct-state-5A | ApartmentMidRise | STD2013 | CT-HartfordBradley-CT | Zone5A | Zone5A(CT-HartfordBradley-CT) | ASHRAE30pct-state-STD2013 | state | CT | 0.147 | 0.82 | ASHRAE30pct-state-5A_ApartmentMidRise_STD2013_CT-HartfordBradley-CT.table.csv.gz | Mid-Rise Apartment | Hartford Bradley Intl Ap CT USA TMY3 WMO#=725080 | Natural Gas | 280307.4351 | 0 | 0 | 0 | 0 | 0 | 0 | 0 | 0 | 0 | 0 | 0 | 0 | 0 | 280307.4351 | 0 | 280307.4351 | 0 | 0 | 2298.521 | 0 | 0 | 0 | 0 | 0 | 0 | 0 | 0 | 0 | 0 | 0 | 0 | 0 | 2298.521 | 0 | 2298.521 | 0 | 0 | 280.3074 | 0 | 0 | 0 | 0 | 0 | 0 | 0 | 0 | 0 | 0 | 0 | 0 | 0 | 280.3074 | 0 | 280.3074 | 0 | 0 | 0 | 0 | 0 | 0 | 0 | 0 | 0 | 8.3076 | 0 | 0 | 0 | 8.3076 | 8.3076 | 8.3076 | 2
IA_5A_MA_2010_EL | 5A | MA | EL | 12136 | ASHRAE30pct-state-5A | ApartmentMidRise | STD2010 | IA-DesMoines-IA | Zone5A | Zone5A(IA-DesMoines-IA) | ASHRAE30pct-state-STD2010 | state | IA | 0.08 | 0.7 | ASHRAE30pct-state-5A_ApartmentMidRise_STD2010_IA-DesMoines-IA.table.csv.gz | Mid-Rise Apartment | Des Moines Intl Ap IA USA TMY3 WMO#=725460 | Electricity | 0 | 40300.0003 | 37388.8892 | 11147.2223 | 142061.1122 | 0 | 62527.7783 | 0 | 0 | 0 | 0 | 115769.4454 | 0 | 0 | 409194.4477 | 0 | 409194.4477 | 0 | 0 | 0 | 3224 | 2991.1111 | 891.7778 | 11364.889 | 0 | 5002.2223 | 0 | 0 | 0 | 0 | 9261.5556 | 0 | 0 | 32735.5558 | 0 | 32735.5558 | 0 | 0 | 0 | 137.5427 | 127.6071 | 38.0451 | 484.8502 | 0 | 213.4054 | 0 | 0 | 0 | 0 | 395.1175 | 0 | 0 | 1396.568 | 0 | 1396.568 | 0 | 0 | 3.782 | 1.1276 | 14.3698 | 6.3248 | 0 | 0 | 4.0764 | 0 | 11.7103 | 0 | 0 | 41.3908 | 41.3908 | 41.3908 | 1
IA_5A_MA_2013_EL | 5A | MA | EL | 13276 | ASHRAE30pct-state-5A | ApartmentMidRise | STD2013 | IA-DesMoines-IA | Zone5A | Zone5A(IA-DesMoines-IA) | ASHRAE30pct-state-STD2013 | state | IA | 0.08 | 0.7 | ASHRAE30pct-state-5A_ApartmentMidRise_STD2013_IA-DesMoines-IA.table.csv.gz | Mid-Rise Apartment | Des Moines Intl Ap IA USA TMY3 WMO#=725460 | Electricity | 0 | 33777.778 | 30750.0002 | 11147.2223 | 141969.4456 | 0 | 59155.556 | 0 | 0 | 0 | 0 | 115688.8898 | 0 | 0 | 392488.892 | 0 | 392488.892 | 0 | 0 | 0 | 2702.2222 | 2460 | 891.7778 | 11357.5556 | 0 | 4732.4445 | 0 | 0 | 0 | 0 | 9255.1112 | 0 | 0 | 31399.1114 | 0 | 31399.1114 | 0 | 0 | 0 | 115.2825 | 104.9488 | 38.0451 | 484.5373 | 0 | 201.8961 | 0 | 0 | 0 | 0 | 394.8426 | 0 | 0 | 1339.5524 | 0 | 1339.5524 | 0 | 0 | 3.1104 | 1.1276 | 14.3605 | 5.9837 | 0 | 0 | 3.4167 | 0 | 11.7022 | 0 | 0 | 39.701 | 39.701 | 39.701 | 2
IA_5A_MA_2010_NG | 5A | MA | NG | 12145 | ASHRAE30pct-state-5A | ApartmentMidRise | STD2010 | IA-DesMoines-IA | Zone5A | Zone5A(IA-DesMoines-IA) | ASHRAE30pct-state-STD2010 | state | IA | 0.08 | 0.7 | ASHRAE30pct-state-5A_ApartmentMidRise_STD2010_IA-DesMoines-IA.table.csv.gz | Mid-Rise Apartment | Des Moines Intl Ap IA USA TMY3 WMO#=725460 | Natural Gas | 421844.9656 | 0 | 0 | 0 | 0 | 0 | 0 | 0 | 0 | 0 | 0 | 0 | 0 | 0 | 421844.9656 | 0 | 421844.9656 | 0 | 0 | 2952.9148 | 0 | 0 | 0 | 0 | 0 | 0 | 0 | 0 | 0 | 0 | 0 | 0 | 0 | 2952.9148 | 0 | 2952.9148 | 0 | 0 | 421.845 | 0 | 0 | 0 | 0 | 0 | 0 | 0 | 0 | 0 | 0 | 0 | 0 | 0 | 421.845 | 0 | 421.845 | 0 | 0 | 0 | 0 | 0 | 0 | 0 | 0 | 0 | 12.5024 | 0 | 0 | 0 | 12.5024 | 12.5024 | 12.5024 | 1
IA_5A_MA_2013_NG | 5A | MA | NG | 13285 | ASHRAE30pct-state-5A | ApartmentMidRise | STD2013 | IA-DesMoines-IA | Zone5A | Zone5A(IA-DesMoines-IA) | ASHRAE30pct-state-STD2013 | state | IA | 0.08 | 0.7 | ASHRAE30pct-state-5A_ApartmentMidRise_STD2013_IA-DesMoines-IA.table.csv.gz | Mid-Rise Apartment | Des Moines Intl Ap IA USA TMY3 WMO#=725460 | Natural Gas | 373819.0721 | 0 | 0 | 0 | 0 | 0 | 0 | 0 | 0 | 0 | 0 | 0 | 0 | 0 | 373819.0721 | 0 | 373819.0721 | 0 | 0 | 2616.7335 | 0 | 0 | 0 | 0 | 0 | 0 | 0 | 0 | 0 | 0 | 0 | 0 | 0 | 2616.7335 | 0 | 2616.7335 | 0 | 0 | 373.8191 | 0 | 0 | 0 | 0 | 0 | 0 | 0 | 0 | 0 | 0 | 0 | 0 | 0 | 373.8191 | 0 | 373.8191 | 0 | 0 | 0 | 0 | 0 | 0 | 0 | 0 | 0 | 11.0791 | 0 | 0 | 0 | 11.0791 | 11.0791 | 11.0791 | 2
IL_5A_MA_2010_EL | 5A | MA | EL | 12196 | ASHRAE30pct-state-5A | ApartmentMidRise | STD2010 | IL-Peoria-IL | Zone5A | Zone5A(IL-Peoria-IL) | ASHRAE30pct-state-STD2010 | state | IL | 0.0819 | 0.76 | ASHRAE30pct-state-5A_ApartmentMidRise_STD2010_IL-Peoria-IL.table.csv.gz | Mid-Rise Apartment | Peoria Greater Peoria Ap IL USA TMY3 WMO#=725320 | Electricity | 0 | 36605.5558 | 37388.8892 | 11144.4445 | 142061.1122 | 0 | 60241.6671 | 0 | 0 | 0 | 0 | 115769.4454 | 0 | 0 | 403208.3366 | 0 | 403211.1143 | -2.7778 | -2.7778 | 0 | 2997.995 | 3062.15 | 912.73 | 11634.8051 | 0 | 4933.7925 | 0 | 0 | 0 | 0 | 9481.5176 | 0 | 0 | 33022.7628 | 0 | 33022.9903 | -0.2275 | -0.2275 | 0 | 124.9336 | 127.6071 | 38.0356 | 484.8502 | 0 | 205.6029 | 0 | 0 | 0 | 0 | 395.1175 | 0 | 0 | 1376.1376 | 0 | 1376.147 | -0.0094805 | -0.0094805 | 3.782 | 1.1273 | 14.3695 | 6.0936 | 0 | 0 | 3.7027 | 0 | 11.7103 | 0 | 0 | 40.7856 | 40.7853 | 40.7853 | 1
IL_5A_MA_2013_EL | 5A | MA | EL | 13336 | ASHRAE30pct-state-5A | ApartmentMidRise | STD2013 | IL-Peoria-IL | Zone5A | Zone5A(IL-Peoria-IL) | ASHRAE30pct-state-STD2013 | state | IL | 0.0819 | 0.76 | ASHRAE30pct-state-5A_ApartmentMidRise_STD2013_IL-Peoria-IL.table.csv.gz | Mid-Rise Apartment | Peoria Greater Peoria Ap IL USA TMY3 WMO#=725320 | Electricity | 0 | 30588.8891 | 30750.0002 | 11144.4445 | 141969.4456 | 0 | 57016.6671 | 0 | 0 | 0 | 0 | 115683.3343 | 0 | 0 | 387150.0031 | 0 | 387152.7809 | -2.7778 | -2.7778 | 0 | 2505.23 | 2518.425 | 912.73 | 11627.2976 | 0 | 4669.665 | 0 | 0 | 0 | 0 | 9474.4651 | 0 | 0 | 31707.5853 | 0 | 31707.8128 | -0.2275 | -0.2275 | 0 | 104.3989 | 104.9488 | 38.0356 | 484.5373 | 0 | 194.5961 | 0 | 0 | 0 | 0 | 394.8236 | 0 | 0 | 1321.331 | 0 | 1321.3404 | -0.0094805 | -0.0094805 | 3.1104 | 1.1273 | 14.3602 | 5.7673 | 0 | 0 | 3.0941 | 0 | 11.7016 | 0 | 0 | 39.1613 | 39.161 | 39.161 | 2
IL_5A_MA_2010_NG | 5A | MA | NG | 12205 | ASHRAE30pct-state-5A | ApartmentMidRise | STD2010 | IL-Peoria-IL | Zone5A | Zone5A(IL-Peoria-IL) | ASHRAE30pct-state-STD2010 | state | IL | 0.0819 | 0.76 | ASHRAE30pct-state-5A_ApartmentMidRise_STD2010_IL-Peoria-IL.table.csv.gz | Mid-Rise Apartment | Peoria Greater Peoria Ap IL USA TMY3 WMO#=725320 | Natural Gas | 400831.86 | 0 | 0 | 0 | 0 | 0 | 0 | 0 | 0 | 0 | 0 | 0 | 0 | 0 | 400831.86 | 0 | 400831.86 | 0 | 0 | 3046.3221 | 0 | 0 | 0 | 0 | 0 | 0 | 0 | 0 | 0 | 0 | 0 | 0 | 0 | 3046.3221 | 0 | 3046.3221 | 0 | 0 | 400.8319 | 0 | 0 | 0 | 0 | 0 | 0 | 0 | 0 | 0 | 0 | 0 | 0 | 0 | 400.8319 | 0 | 400.8319 | 0 | 0 | 0 | 0 | 0 | 0 | 0 | 0 | 0 | 11.8797 | 0 | 0 | 0 | 11.8797 | 11.8797 | 11.8797 | 1
IL_5A_MA_2013_NG | 5A | MA | NG | 13345 | ASHRAE30pct-state-5A | ApartmentMidRise | STD2013 | IL-Peoria-IL | Zone5A | Zone5A(IL-Peoria-IL) | ASHRAE30pct-state-STD2013 | state | IL | 0.0819 | 0.76 | ASHRAE30pct-state-5A_ApartmentMidRise_STD2013_IL-Peoria-IL.table.csv.gz | Mid-Rise Apartment | Peoria Greater Peoria Ap IL USA TMY3 WMO#=725320 | Natural Gas | 355222.9002 | 0 | 0 | 0 | 0 | 0 | 0 | 0 | 0 | 0 | 0 | 0 | 0 | 0 | 355222.9002 | 0 | 355222.9002 | 0 | 0 | 2699.694 | 0 | 0 | 0 | 0 | 0 | 0 | 0 | 0 | 0 | 0 | 0 | 0 | 0 | 2699.694 | 0 | 2699.694 | 0 | 0 | 355.2229 | 0 | 0 | 0 | 0 | 0 | 0 | 0 | 0 | 0 | 0 | 0 | 0 | 0 | 355.2229 | 0 | 355.2229 | 0 | 0 | 0 | 0 | 0 | 0 | 0 | 0 | 0 | 10.5279 | 0 | 0 | 0 | 10.5279 | 10.5279 | 10.5279 | 2
IN_5A_MA_2010_EL | 5A | MA | EL | 12256 | ASHRAE30pct-state-5A | ApartmentMidRise | STD2010 | IN-Indianapolis-IN | Zone5A | Zone5A(IN-Indianapolis-IN) | ASHRAE30pct-state-STD2010 | state | IN | 0.0907 | 0.75 | ASHRAE30pct-state-5A_ApartmentMidRise_STD2010_IN-Indianapolis-IN.table.csv.gz | Mid-Rise Apartment | Indianapolis Intl Ap IN USA TMY3 WMO#=724380 | Electricity | 0 | 39138.8892 | 37388.8892 | 11127.7779 | 142061.1122 | 0 | 59352.7783 | 0 | 0 | 0 | 0 | 115747.2231 | 0 | 0 | 404816.6699 | 0 | 404816.6699 | 0 | 0 | 0 | 3549.8973 | 3391.1722 | 1009.2895 | 12884.9429 | 0 | 5383.297 | 0 | 0 | 0 | 0 | 10498.2731 | 0 | 0 | 36716.872 | 0 | 36716.872 | 0 | 0 | 0 | 133.5798 | 127.6071 | 37.9788 | 484.8502 | 0 | 202.5692 | 0 | 0 | 0 | 0 | 395.0417 | 0 | 0 | 1381.6267 | 0 | 1381.6267 | 0 | 0 | 3.782 | 1.1256 | 14.3698 | 6.0037 | 0 | 0 | 3.959 | 0 | 11.7081 | 0 | 0 | 40.948 | 40.948 | 40.948 | 1
IN_5A_MA_2013_EL | 5A | MA | EL | 13396 | ASHRAE30pct-state-5A | ApartmentMidRise | STD2013 | IN-Indianapolis-IN | Zone5A | Zone5A(IN-Indianapolis-IN) | ASHRAE30pct-state-STD2013 | state | IN | 0.0907 | 0.75 | ASHRAE30pct-state-5A_ApartmentMidRise_STD2013_IN-Indianapolis-IN.table.csv.gz | Mid-Rise Apartment | Indianapolis Intl Ap IN USA TMY3 WMO#=724380 | Electricity | 0 | 32738.8892 | 30750.0002 | 11127.7779 | 141969.4456 | 0 | 56305.556 | 0 | 0 | 0 | 0 | 115663.8898 | 0 | 0 | 388555.5587 | 0 | 388555.5587 | 0 | 0 | 0 | 2969.4172 | 2789.025 | 1009.2895 | 12876.6287 | 0 | 5106.9139 | 0 | 0 | 0 | 0 | 10490.7148 | 0 | 0 | 35241.9892 | 0 | 35241.9892 | 0 | 0 | 0 | 111.7368 | 104.9488 | 37.9788 | 484.5373 | 0 | 192.1691 | 0 | 0 | 0 | 0 | 394.7573 | 0 | 0 | 1326.1281 | 0 | 1326.1281 | 0 | 0 | 3.1104 | 1.1256 | 14.3605 | 5.6954 | 0 | 0 | 3.3116 | 0 | 11.6996 | 0 | 0 | 39.3032 | 39.3032 | 39.3032 | 2
IN_5A_MA_2010_NG | 5A | MA | NG | 12265 | ASHRAE30pct-state-5A | ApartmentMidRise | STD2010 | IN-Indianapolis-IN | Zone5A | Zone5A(IN-Indianapolis-IN) | ASHRAE30pct-state-STD2010 | state | IN | 0.0907 | 0.75 | ASHRAE30pct-state-5A_ApartmentMidRise_STD2010_IN-Indianapolis-IN.table.csv.gz | Mid-Rise Apartment | Indianapolis Intl Ap IN USA TMY3 WMO#=724380 | Natural Gas | 371885.5252 | 0 | 0 | 0 | 0 | 0 | 0 | 0 | 0 | 0 | 0 | 0 | 0 | 0 | 371885.5252 | 0 | 371885.5252 | 0 | 0 | 2789.1414 | 0 | 0 | 0 | 0 | 0 | 0 | 0 | 0 | 0 | 0 | 0 | 0 | 0 | 2789.1414 | 0 | 2789.1414 | 0 | 0 | 371.8855 | 0 | 0 | 0 | 0 | 0 | 0 | 0 | 0 | 0 | 0 | 0 | 0 | 0 | 371.8855 | 0 | 371.8855 | 0 | 0 | 0 | 0 | 0 | 0 | 0 | 0 | 0 | 11.0218 | 0 | 0 | 0 | 11.0218 | 11.0218 | 11.0218 | 1
IN_5A_MA_2013_NG | 5A | MA | NG | 13405 | ASHRAE30pct-state-5A | ApartmentMidRise | STD2013 | IN-Indianapolis-IN | Zone5A | Zone5A(IN-Indianapolis-IN) | ASHRAE30pct-state-STD2013 | state | IN | 0.0907 | 0.75 | ASHRAE30pct-state-5A_ApartmentMidRise_STD2013_IN-Indianapolis-IN.table.csv.gz | Mid-Rise Apartment | Indianapolis Intl Ap IN USA TMY3 WMO#=724380 | Natural Gas | 329120.0167 | 0 | 0 | 0 | 0 | 0 | 0 | 0 | 0 | 0 | 0 | 0 | 0 | 0 | 329120.0167 | 0 | 329120.0167 | 0 | 0 | 2468.4001 | 0 | 0 | 0 | 0 | 0 | 0 | 0 | 0 | 0 | 0 | 0 | 0 | 0 | 2468.4001 | 0 | 2468.4001 | 0 | 0 | 329.12 | 0 | 0 | 0 | 0 | 0 | 0 | 0 | 0 | 0 | 0 | 0 | 0 | 0 | 329.12 | 0 | 329.12 | 0 | 0 | 0 | 0 | 0 | 0 | 0 | 0 | 0 | 9.7543 | 0 | 0 | 0 | 9.7543 | 9.7543 | 9.7543 | 2
KS_5A_MA_2010_EL | 5A | MA | EL | 12316 | ASHRAE30pct-state-5A | ApartmentMidRise | STD2010 | KS-Goodland-KS | Zone5A | Zone5A(KS-Goodland-KS) | ASHRAE30pct-state-STD2010 | state | KS | 0.0913 | 0.86 | ASHRAE30pct-state-5A_ApartmentMidRise_STD2010_KS-Goodland-KS.table.csv.gz | Mid-Rise Apartment | Goodland Renner Field KS USA TMY3 WMO#=724650 | Electricity | 0 | 35319.4447 | 37388.8892 | 11136.1112 | 142061.1122 | 0 | 69394.445 | 0 | 0 | 0 | 0 | 115727.7787 | 0 | 0 | 411022.2255 | 0 | 411027.7811 | -5.5556 | -5.5556 | 0 | 3224.6653 | 3413.6056 | 1016.727 | 12970.1795 | 0 | 6335.7128 | 0 | 0 | 0 | 0 | 10565.9462 | 0 | 0 | 37526.3292 | 0 | 37526.8364 | -0.50722 | -0.50722 | 0 | 120.5442 | 127.6071 | 38.0072 | 484.8502 | 0 | 236.8411 | 0 | 0 | 0 | 0 | 394.9753 | 0 | 0 | 1402.8061 | 0 | 1402.8251 | -0.018961 | -0.018961 | 3.782 | 1.1264 | 14.3692 | 7.0194 | 0 | 0 | 3.5726 | 0 | 11.7061 | 0 | 0 | 41.5763 | 41.5757 | 41.5757 | 1
KS_5A_MA_2013_EL | 5A | MA | EL | 13456 | ASHRAE30pct-state-5A | ApartmentMidRise | STD2013 | KS-Goodland-KS | Zone5A | Zone5A(KS-Goodland-KS) | ASHRAE30pct-state-STD2013 | state | KS | 0.0913 | 0.86 | ASHRAE30pct-state-5A_ApartmentMidRise_STD2013_KS-Goodland-KS.table.csv.gz | Mid-Rise Apartment | Goodland Renner Field KS USA TMY3 WMO#=724650 | Electricity | 0 | 29800.0002 | 30750.0002 | 11136.1112 | 141969.4456 | 0 | 65455.5561 | 0 | 0 | 0 | 0 | 115638.8898 | 0 | 0 | 394747.2254 | 0 | 394750.0032 | -2.7778 | -2.7778 | 0 | 2720.74 | 2807.475 | 1016.727 | 12961.8104 | 0 | 5976.0923 | 0 | 0 | 0 | 0 | 10557.8306 | 0 | 0 | 36040.4217 | 0 | 36040.6753 | -0.25361 | -0.25361 | 0 | 101.7065 | 104.9488 | 38.0072 | 484.5373 | 0 | 223.3978 | 0 | 0 | 0 | 0 | 394.6719 | 0 | 0 | 1347.26 | 0 | 1347.2695 | -0.0094805 | -0.0094805 | 3.1104 | 1.1264 | 14.3602 | 6.621 | 0 | 0 | 3.0143 | 0 | 11.6971 | 0 | 0 | 39.9297 | 39.9295 | 39.9295 | 2
KS_5A_MA_2010_NG | 5A | MA | NG | 12325 | ASHRAE30pct-state-5A | ApartmentMidRise | STD2010 | KS-Goodland-KS | Zone5A | Zone5A(KS-Goodland-KS) | ASHRAE30pct-state-STD2010 | state | KS | 0.0913 | 0.86 | ASHRAE30pct-state-5A_ApartmentMidRise_STD2010_KS-Goodland-KS.table.csv.gz | Mid-Rise Apartment | Goodland Renner Field KS USA TMY3 WMO#=724650 | Natural Gas | 301064.63 | 0 | 0 | 0 | 0 | 0 | 0 | 0 | 0 | 0 | 0 | 0 | 0 | 0 | 301064.63 | 0 | 301064.63 | 0 | 0 | 2589.1558 | 0 | 0 | 0 | 0 | 0 | 0 | 0 | 0 | 0 | 0 | 0 | 0 | 0 | 2589.1558 | 0 | 2589.1558 | 0 | 0 | 301.0646 | 0 | 0 | 0 | 0 | 0 | 0 | 0 | 0 | 0 | 0 | 0 | 0 | 0 | 301.0646 | 0 | 301.0646 | 0 | 0 | 0 | 0 | 0 | 0 | 0 | 0 | 0 | 8.9228 | 0 | 0 | 0 | 8.9228 | 8.9228 | 8.9228 | 1
KS_5A_MA_2013_NG | 5A | MA | NG | 13465 | ASHRAE30pct-state-5A | ApartmentMidRise | STD2013 | KS-Goodland-KS | Zone5A | Zone5A(KS-Goodland-KS) | ASHRAE30pct-state-STD2013 | state | KS | 0.0913 | 0.86 | ASHRAE30pct-state-5A_ApartmentMidRise_STD2013_KS-Goodland-KS.table.csv.gz | Mid-Rise Apartment | Goodland Renner Field KS USA TMY3 WMO#=724650 | Natural Gas | 260611.7953 | 0 | 0 | 0 | 0 | 0 | 0 | 0 | 0 | 0 | 0 | 0 | 0 | 0 | 260611.7953 | 0 | 260611.7953 | 0 | 0 | 2241.2614 | 0 | 0 | 0 | 0 | 0 | 0 | 0 | 0 | 0 | 0 | 0 | 0 | 0 | 2241.2614 | 0 | 2241.2614 | 0 | 0 | 260.6118 | 0 | 0 | 0 | 0 | 0 | 0 | 0 | 0 | 0 | 0 | 0 | 0 | 0 | 260.6118 | 0 | 260.6118 | 0 | 0 | 0 | 0 | 0 | 0 | 0 | 0 | 0 | 7.7239 | 0 | 0 | 0 | 7.7239 | 7.7239 | 7.7239 | 2
MA_5A_MA_2010_EL | 5A | MA | EL | 12376 | ASHRAE30pct-state-5A | ApartmentMidRise | STD2010 | MA-BostonLogan-MA | Zone5A | Zone5A(MA-BostonLogan-MA) | ASHRAE30pct-state-STD2010 | state | MA | 0.1397 | 1.01 | ASHRAE30pct-state-5A_ApartmentMidRise_STD2010_MA-BostonLogan-MA.table.csv.gz | Mid-Rise Apartment | Boston Logan IntL Arpt MA USA TMY3 WMO#=725090 | Electricity | 0 | 28272.2224 | 37388.8892 | 11130.5556 | 142061.1122 | 0 | 58608.3338 | 0 | 0 | 0 | 0 | 115802.7787 | 0 | 0 | 393263.892 | 0 | 393263.892 | 5.8208e-11 | 5.8208e-11 | 0 | 3949.6295 | 5223.2278 | 1554.9386 | 19845.9374 | 0 | 8187.5842 | 0 | 0 | 0 | 0 | 16177.6482 | 0 | 0 | 54938.9657 | 0 | 54938.9657 | 8.1316e-12 | 8.1316e-12 | 0 | 96.4922 | 127.6071 | 37.9882 | 484.8502 | 0 | 200.0284 | 0 | 0 | 0 | 0 | 395.2313 | 0 | 0 | 1342.1975 | 0 | 1342.1975 | 1.9866e-13 | 1.9866e-13 | 3.782 | 1.1259 | 14.3698 | 5.9283 | 0 | 0 | 2.8598 | 0 | 11.7137 | 0 | 0 | 39.7794 | 39.7794 | 39.7794 | 1
MA_5A_MA_2013_EL | 5A | MA | EL | 13516 | ASHRAE30pct-state-5A | ApartmentMidRise | STD2013 | MA-BostonLogan-MA | Zone5A | Zone5A(MA-BostonLogan-MA) | ASHRAE30pct-state-STD2013 | state | MA | 0.1397 | 1.01 | ASHRAE30pct-state-5A_ApartmentMidRise_STD2013_MA-BostonLogan-MA.table.csv.gz | Mid-Rise Apartment | Boston Logan IntL Arpt MA USA TMY3 WMO#=725090 | Electricity | 0 | 23102.778 | 30750.0002 | 11130.5556 | 141969.4456 | 0 | 55438.8893 | 0 | 0 | 0 | 0 | 115719.4454 | 0 | 0 | 378111.1141 | 0 | 378111.1141 | 0 | 0 | 0 | 3227.4581 | 4295.775 | 1554.9386 | 19833.1315 | 0 | 7744.8128 | 0 | 0 | 0 | 0 | 16166.0065 | 0 | 0 | 52822.1226 | 0 | 52822.1226 | 0 | 0 | 0 | 78.8491 | 104.9488 | 37.9882 | 484.5373 | 0 | 189.2112 | 0 | 0 | 0 | 0 | 394.9469 | 0 | 0 | 1290.4815 | 0 | 1290.4815 | 0 | 0 | 3.1104 | 1.1259 | 14.3605 | 5.6078 | 0 | 0 | 2.3369 | 0 | 11.7053 | 0 | 0 | 38.2467 | 38.2467 | 38.2467 | 2
MA_5A_MA_2010_NG | 5A | MA | NG | 12385 | ASHRAE30pct-state-5A | ApartmentMidRise | STD2010 | MA-BostonLogan-MA | Zone5A | Zone5A(MA-BostonLogan-MA) | ASHRAE30pct-state-STD2010 | state | MA | 0.1397 | 1.01 | ASHRAE30pct-state-5A_ApartmentMidRise_STD2010_MA-BostonLogan-MA.table.csv.gz | Mid-Rise Apartment | Boston Logan IntL Arpt MA USA TMY3 WMO#=725090 | Natural Gas | 356104.3702 | 0 | 0 | 0 | 0 | 0 | 0 | 0 | 0 | 0 | 0 | 0 | 0 | 0 | 356104.3702 | 0 | 356104.3702 | 0 | 0 | 3596.6541 | 0 | 0 | 0 | 0 | 0 | 0 | 0 | 0 | 0 | 0 | 0 | 0 | 0 | 3596.6541 | 0 | 3596.6541 | 0 | 0 | 356.1044 | 0 | 0 | 0 | 0 | 0 | 0 | 0 | 0 | 0 | 0 | 0 | 0 | 0 | 356.1044 | 0 | 356.1044 | 0 | 0 | 0 | 0 | 0 | 0 | 0 | 0 | 0 | 10.5541 | 0 | 0 | 0 | 10.5541 | 10.5541 | 10.5541 | 1
MA_5A_MA_2013_NG | 5A | MA | NG | 13525 | ASHRAE30pct-state-5A | ApartmentMidRise | STD2013 | MA-BostonLogan-MA | Zone5A | Zone5A(MA-BostonLogan-MA) | ASHRAE30pct-state-STD2013 | state | MA | 0.1397 | 1.01 | ASHRAE30pct-state-5A_ApartmentMidRise_STD2013_MA-BostonLogan-MA.table.csv.gz | Mid-Rise Apartment | Boston Logan IntL Arpt MA USA TMY3 WMO#=725090 | Natural Gas | 314912.2381 | 0 | 0 | 0 | 0 | 0 | 0 | 0 | 0 | 0 | 0 | 0 | 0 | 0 | 314912.2381 | 0 | 314912.2381 | 0 | 0 | 3180.6136 | 0 | 0 | 0 | 0 | 0 | 0 | 0 | 0 | 0 | 0 | 0 | 0 | 0 | 3180.6136 | 0 | 3180.6136 | 0 | 0 | 314.9122 | 0 | 0 | 0 | 0 | 0 | 0 | 0 | 0 | 0 | 0 | 0 | 0 | 0 | 314.9122 | 0 | 314.9122 | 0 | 0 | 0 | 0 | 0 | 0 | 0 | 0 | 0 | 9.3332 | 0 | 0 | 0 | 9.3332 | 9.3332 | 9.3332 | 2
MD_5A_MA_2010_EL | 5A | MA | EL | 12436 | ASHRAE30pct-state-5A | ApartmentMidRise | STD2010 | MD-Harrisburg-PA | Zone5A | Zone5A(MD-Harrisburg-PA) | ASHRAE30pct-state-STD2010 | state | MD | 0.1052 | 0.99 | ASHRAE30pct-state-5A_ApartmentMidRise_STD2010_MD-Harrisburg-PA.table.csv.gz | Mid-Rise Apartment | Middletown Harrisburg Intl Ap PA USA TMY3 WMO#=725115 | Electricity | 0 | 36666.667 | 37388.8892 | 11133.3334 | 142061.1122 | 0 | 59511.1116 | 0 | 0 | 0 | 0 | 115777.7787 | 0 | 0 | 402538.8921 | 0 | 402538.8921 | 0 | 0 | 0 | 3857.3334 | 3933.3111 | 1171.2267 | 14944.829 | 0 | 6260.5689 | 0 | 0 | 0 | 0 | 12179.8223 | 0 | 0 | 42347.0914 | 0 | 42347.0914 | 0 | 0 | 0 | 125.1422 | 127.6071 | 37.9977 | 484.8502 | 0 | 203.1096 | 0 | 0 | 0 | 0 | 395.146 | 0 | 0 | 1373.8528 | 0 | 1373.8528 | 0 | 0 | 3.782 | 1.1262 | 14.3698 | 6.0197 | 0 | 0 | 3.7089 | 0 | 11.7112 | 0 | 0 | 40.7176 | 40.7176 | 40.7176 | 1
MD_5A_MA_2013_EL | 5A | MA | EL | 13576 | ASHRAE30pct-state-5A | ApartmentMidRise | STD2013 | MD-Harrisburg-PA | Zone5A | Zone5A(MD-Harrisburg-PA) | ASHRAE30pct-state-STD2013 | state | MD | 0.1052 | 0.99 | ASHRAE30pct-state-5A_ApartmentMidRise_STD2013_MD-Harrisburg-PA.table.csv.gz | Mid-Rise Apartment | Middletown Harrisburg Intl Ap PA USA TMY3 WMO#=725115 | Electricity | 0 | 30783.3336 | 30750.0002 | 11133.3334 | 141969.4456 | 0 | 56308.3338 | 0 | 0 | 0 | 0 | 115700.0009 | 0 | 0 | 386641.6698 | 0 | 386644.4475 | -2.7778 | -2.7778 | 0 | 3238.4067 | 3234.9 | 1171.2267 | 14935.1857 | 0 | 5923.6367 | 0 | 0 | 0 | 0 | 12171.6401 | 0 | 0 | 40674.7037 | 0 | 40674.9959 | -0.29222 | -0.29222 | 0 | 105.0626 | 104.9488 | 37.9977 | 484.5373 | 0 | 192.1786 | 0 | 0 | 0 | 0 | 394.8805 | 0 | 0 | 1319.596 | 0 | 1319.6055 | -0.0094805 | -0.0094805 | 3.1104 | 1.1262 | 14.3602 | 5.6957 | 0 | 0 | 3.1138 | 0 | 11.7033 | 0 | 0 | 39.1099 | 39.1096 | 39.1096 | 2
MD_5A_MA_2010_NG | 5A | MA | NG | 12445 | ASHRAE30pct-state-5A | ApartmentMidRise | STD2010 | MD-Harrisburg-PA | Zone5A | Zone5A(MD-Harrisburg-PA) | ASHRAE30pct-state-STD2010 | state | MD | 0.1052 | 0.99 | ASHRAE30pct-state-5A_ApartmentMidRise_STD2010_MD-Harrisburg-PA.table.csv.gz | Mid-Rise Apartment | Middletown Harrisburg Intl Ap PA USA TMY3 WMO#=725115 | Natural Gas | 371468.4857 | 0 | 0 | 0 | 0 | 0 | 0 | 0 | 0 | 0 | 0 | 0 | 0 | 0 | 371468.4857 | 0 | 371468.4857 | 0 | 0 | 3677.538 | 0 | 0 | 0 | 0 | 0 | 0 | 0 | 0 | 0 | 0 | 0 | 0 | 0 | 3677.538 | 0 | 3677.538 | 0 | 0 | 371.4685 | 0 | 0 | 0 | 0 | 0 | 0 | 0 | 0 | 0 | 0 | 0 | 0 | 0 | 371.4685 | 0 | 371.4685 | 0 | 0 | 0 | 0 | 0 | 0 | 0 | 0 | 0 | 11.0094 | 0 | 0 | 0 | 11.0094 | 11.0094 | 11.0094 | 1
MD_5A_MA_2013_NG | 5A | MA | NG | 13585 | ASHRAE30pct-state-5A | ApartmentMidRise | STD2013 | MD-Harrisburg-PA | Zone5A | Zone5A(MD-Harrisburg-PA) | ASHRAE30pct-state-STD2013 | state | MD | 0.1052 | 0.99 | ASHRAE30pct-state-5A_ApartmentMidRise_STD2013_MD-Harrisburg-PA.table.csv.gz | Mid-Rise Apartment | Middletown Harrisburg Intl Ap PA USA TMY3 WMO#=725115 | Natural Gas | 326655.6922 | 0 | 0 | 0 | 0 | 0 | 0 | 0 | 0 | 0 | 0 | 0 | 0 | 0 | 326655.6922 | 0 | 326655.6922 | 0 | 0 | 3233.8914 | 0 | 0 | 0 | 0 | 0 | 0 | 0 | 0 | 0 | 0 | 0 | 0 | 0 | 3233.8914 | 0 | 3233.8914 | 0 | 0 | 326.6557 | 0 | 0 | 0 | 0 | 0 | 0 | 0 | 0 | 0 | 0 | 0 | 0 | 0 | 326.6557 | 0 | 326.6557 | 0 | 0 | 0 | 0 | 0 | 0 | 0 | 0 | 0 | 9.6813 | 0 | 0 | 0 | 9.6813 | 9.6813 | 9.6813 | 2
MI_5A_MA_2010_EL | 5A | MA | EL | 12496 | ASHRAE30pct-state-5A | ApartmentMidRise | STD2010 | MI-Lansing-MI | Zone5A | Zone5A(MI-Lansing-MI) | ASHRAE30pct-state-STD2010 | state | MI | 0.1095 | 0.82 | ASHRAE30pct-state-5A_ApartmentMidRise_STD2010_MI-Lansing-MI.table.csv.gz | Mid-Rise Apartment | Lansing Capital City Arpt MI USA TMY3 WMO#=725390 | Electricity | 0 | 28180.5558 | 37388.8892 | 11130.5556 | 142061.1122 | 0 | 58741.6671 | 0 | 0 | 0 | 0 | 115833.3343 | 0 | 0 | 393333.3365 | 0 | 393336.1143 | -2.7778 | -2.7778 | 0 | 3085.7709 | 4094.0834 | 1218.7958 | 15555.6918 | 0 | 6432.2126 | 0 | 0 | 0 | 0 | 12683.7501 | 0 | 0 | 43070.0003 | 0 | 43070.3045 | -0.30417 | -0.30417 | 0 | 96.1794 | 127.6071 | 37.9882 | 484.8502 | 0 | 200.4835 | 0 | 0 | 0 | 0 | 395.3356 | 0 | 0 | 1342.4345 | 0 | 1342.444 | -0.0094805 | -0.0094805 | 3.782 | 1.1259 | 14.3695 | 5.9418 | 0 | 0 | 2.8505 | 0 | 11.7168 | 0 | 0 | 39.7867 | 39.7864 | 39.7864 | 1
MI_5A_MA_2013_EL | 5A | MA | EL | 13636 | ASHRAE30pct-state-5A | ApartmentMidRise | STD2013 | MI-Lansing-MI | Zone5A | Zone5A(MI-Lansing-MI) | ASHRAE30pct-state-STD2013 | state | MI | 0.1095 | 0.82 | ASHRAE30pct-state-5A_ApartmentMidRise_STD2013_MI-Lansing-MI.table.csv.gz | Mid-Rise Apartment | Lansing Capital City Arpt MI USA TMY3 WMO#=725390 | Electricity | 0 | 23266.6669 | 30750.0002 | 11130.5556 | 141969.4456 | 0 | 55852.7782 | 0 | 0 | 0 | 0 | 115752.7787 | 0 | 0 | 378722.2253 | 0 | 378722.2253 | 0 | 0 | 0 | 2547.7 | 3367.125 | 1218.7958 | 15545.6543 | 0 | 6115.8792 | 0 | 0 | 0 | 0 | 12674.9293 | 0 | 0 | 41470.0837 | 0 | 41470.0837 | 0 | 0 | 0 | 79.4084 | 104.9488 | 37.9882 | 484.5373 | 0 | 190.6238 | 0 | 0 | 0 | 0 | 395.0606 | 0 | 0 | 1292.5672 | 0 | 1292.5672 | 0 | 0 | 3.1104 | 1.1259 | 14.3605 | 5.6496 | 0 | 0 | 2.3535 | 0 | 11.7086 | 0 | 0 | 38.3085 | 38.3085 | 38.3085 | 2
MI_5A_MA_2010_NG | 5A | MA | NG | 12505 | ASHRAE30pct-state-5A | ApartmentMidRise | STD2010 | MI-Lansing-MI | Zone5A | Zone5A(MI-Lansing-MI) | ASHRAE30pct-state-STD2010 | state | MI | 0.1095 | 0.82 | ASHRAE30pct-state-5A_ApartmentMidRise_STD2010_MI-Lansing-MI.table.csv.gz | Mid-Rise Apartment | Lansing Capital City Arpt MI USA TMY3 WMO#=725390 | Natural Gas | 476875.2276 | 0 | 0 | 0 | 0 | 0 | 0 | 0 | 0 | 0 | 0 | 0 | 0 | 0 | 476875.2276 | 0 | 476875.2276 | 0 | 0 | 3910.3769 | 0 | 0 | 0 | 0 | 0 | 0 | 0 | 0 | 0 | 0 | 0 | 0 | 0 | 3910.3769 | 0 | 3910.3769 | 0 | 0 | 476.8752 | 0 | 0 | 0 | 0 | 0 | 0 | 0 | 0 | 0 | 0 | 0 | 0 | 0 | 476.8752 | 0 | 476.8752 | 0 | 0 | 0 | 0 | 0 | 0 | 0 | 0 | 0 | 14.1334 | 0 | 0 | 0 | 14.1334 | 14.1334 | 14.1334 | 1
MI_5A_MA_2013_NG | 5A | MA | NG | 13645 | ASHRAE30pct-state-5A | ApartmentMidRise | STD2013 | MI-Lansing-MI | Zone5A | Zone5A(MI-Lansing-MI) | ASHRAE30pct-state-STD2013 | state | MI | 0.1095 | 0.82 | ASHRAE30pct-state-5A_ApartmentMidRise_STD2013_MI-Lansing-MI.table.csv.gz | Mid-Rise Apartment | Lansing Capital City Arpt MI USA TMY3 WMO#=725390 | Natural Gas | 424565.2007 | 0 | 0 | 0 | 0 | 0 | 0 | 0 | 0 | 0 | 0 | 0 | 0 | 0 | 424565.2007 | 0 | 424565.2007 | 0 | 0 | 3481.4346 | 0 | 0 | 0 | 0 | 0 | 0 | 0 | 0 | 0 | 0 | 0 | 0 | 0 | 3481.4346 | 0 | 3481.4346 | 0 | 0 | 424.5652 | 0 | 0 | 0 | 0 | 0 | 0 | 0 | 0 | 0 | 0 | 0 | 0 | 0 | 424.5652 | 0 | 424.5652 | 0 | 0 | 0 | 0 | 0 | 0 | 0 | 0 | 0 | 12.5831 | 0 | 0 | 0 | 12.5831 | 12.5831 | 12.5831 | 2
MO_5A_MA_2010_EL | 5A | MA | EL | 12556 | ASHRAE30pct-state-5A | ApartmentMidRise | STD2010 | MO-Kirksville-MO | Zone5A | Zone5A(MO-Kirksville-MO) | ASHRAE30pct-state-STD2010 | state | MO | 0.0816 | 0.95 | ASHRAE30pct-state-5A_ApartmentMidRise_STD2010_MO-Kirksville-MO.table.csv.gz | Mid-Rise Apartment | Kirksville Regional Ap MO USA TMY3 WMO#=724455 | Electricity | 0 | 39225.0003 | 37388.8892 | 11150.0001 | 142061.1122 | 0 | 62233.3338 | 0 | 0 | 0 | 0 | 115755.5565 | 0 | 0 | 407811.1144 | 0 | 407813.8922 | -2.7778 | -2.7778 | 0 | 3200.76 | 3050.9334 | 909.84 | 11592.1868 | 0 | 5078.24 | 0 | 0 | 0 | 0 | 9445.6534 | 0 | 0 | 33277.3869 | 0 | 33277.6136 | -0.22667 | -0.22667 | 0 | 133.8737 | 127.6071 | 38.0546 | 484.8502 | 0 | 212.4004 | 0 | 0 | 0 | 0 | 395.0701 | 0 | 0 | 1391.8467 | 0 | 1391.8562 | -0.0094805 | -0.0094805 | 3.782 | 1.1278 | 14.3695 | 6.295 | 0 | 0 | 3.9677 | 0 | 11.7089 | 0 | 0 | 41.2512 | 41.2509 | 41.2509 | 1
MO_5A_MA_2013_EL | 5A | MA | EL | 13696 | ASHRAE30pct-state-5A | ApartmentMidRise | STD2013 | MO-Kirksville-MO | Zone5A | Zone5A(MO-Kirksville-MO) | ASHRAE30pct-state-STD2013 | state | MO | 0.0816 | 0.95 | ASHRAE30pct-state-5A_ApartmentMidRise_STD2013_MO-Kirksville-MO.table.csv.gz | Mid-Rise Apartment | Kirksville Regional Ap MO USA TMY3 WMO#=724455 | Electricity | 0 | 32827.778 | 30750.0002 | 11150.0001 | 141969.4456 | 0 | 58875.0005 | 0 | 0 | 0 | 0 | 115669.4454 | 0 | 0 | 391241.6698 | 0 | 391241.6698 | 0 | 0 | 0 | 2678.7467 | 2509.2 | 909.84 | 11584.7068 | 0 | 4804.2 | 0 | 0 | 0 | 0 | 9438.6267 | 0 | 0 | 31925.3203 | 0 | 31925.3203 | 0 | 0 | 0 | 112.0402 | 104.9488 | 38.0546 | 484.5373 | 0 | 200.9386 | 0 | 0 | 0 | 0 | 394.7762 | 0 | 0 | 1335.2957 | 0 | 1335.2957 | 0 | 0 | 3.1104 | 1.1278 | 14.3605 | 5.9553 | 0 | 0 | 3.3206 | 0 | 11.7002 | 0 | 0 | 39.5749 | 39.5749 | 39.5749 | 2
MO_5A_MA_2010_NG | 5A | MA | NG | 12565 | ASHRAE30pct-state-5A | ApartmentMidRise | STD2010 | MO-Kirksville-MO | Zone5A | Zone5A(MO-Kirksville-MO) | ASHRAE30pct-state-STD2010 | state | MO | 0.0816 | 0.95 | ASHRAE30pct-state-5A_ApartmentMidRise_STD2010_MO-Kirksville-MO.table.csv.gz | Mid-Rise Apartment | Kirksville Regional Ap MO USA TMY3 WMO#=724455 | Natural Gas | 446706.2087 | 0 | 0 | 0 | 0 | 0 | 0 | 0 | 0 | 0 | 0 | 0 | 0 | 0 | 446706.2087 | 0 | 446706.2087 | 0 | 0 | 4243.709 | 0 | 0 | 0 | 0 | 0 | 0 | 0 | 0 | 0 | 0 | 0 | 0 | 0 | 4243.709 | 0 | 4243.709 | 0 | 0 | 446.7062 | 0 | 0 | 0 | 0 | 0 | 0 | 0 | 0 | 0 | 0 | 0 | 0 | 0 | 446.7062 | 0 | 446.7062 | 0 | 0 | 0 | 0 | 0 | 0 | 0 | 0 | 0 | 13.2393 | 0 | 0 | 0 | 13.2393 | 13.2393 | 13.2393 | 1
MO_5A_MA_2013_NG | 5A | MA | NG | 13705 | ASHRAE30pct-state-5A | ApartmentMidRise | STD2013 | MO-Kirksville-MO | Zone5A | Zone5A(MO-Kirksville-MO) | ASHRAE30pct-state-STD2013 | state | MO | 0.0816 | 0.95 | ASHRAE30pct-state-5A_ApartmentMidRise_STD2013_MO-Kirksville-MO.table.csv.gz | Mid-Rise Apartment | Kirksville Regional Ap MO USA TMY3 WMO#=724455 | Natural Gas | 398168.4939 | 0 | 0 | 0 | 0 | 0 | 0 | 0 | 0 | 0 | 0 | 0 | 0 | 0 | 398168.4939 | 0 | 398168.4939 | 0 | 0 | 3782.6007 | 0 | 0 | 0 | 0 | 0 | 0 | 0 | 0 | 0 | 0 | 0 | 0 | 0 | 3782.6007 | 0 | 3782.6007 | 0 | 0 | 398.1685 | 0 | 0 | 0 | 0 | 0 | 0 | 0 | 0 | 0 | 0 | 0 | 0 | 0 | 398.1685 | 0 | 398.1685 | 0 | 0 | 0 | 0 | 0 | 0 | 0 | 0 | 0 | 11.8007 | 0 | 0 | 0 | 11.8007 | 11.8007 | 11.8007 | 2
NC_5A_MA_2010_EL | 5A | MA | EL | 12616 | ASHRAE30pct-state-5A | ApartmentMidRise | STD2010 | NC-Elkins-WV | Zone5A | Zone5A(NC-Elkins-WV) | ASHRAE30pct-state-STD2010 | state | NC | 0.0861 | 0.84 | ASHRAE30pct-state-5A_ApartmentMidRise_STD2010_NC-Elkins-WV.table.csv.gz | Mid-Rise Apartment | Elkins Elkins Randolph Co Arp WV USA TMY3 WMO#=724170 | Electricity | 0 | 27191.6669 | 37388.8892 | 11144.4445 | 142061.1122 | 0 | 56238.8893 | 0 | 0 | 0 | 0 | 115763.8898 | 0 | 0 | 389788.892 | 0 | 389788.892 | 0 | 0 | 0 | 2341.2025 | 3219.1834 | 959.5367 | 12231.4618 | 0 | 4842.1684 | 0 | 0 | 0 | 0 | 9967.2709 | 0 | 0 | 33560.8236 | 0 | 33560.8236 | 0 | 0 | 0 | 92.8043 | 127.6071 | 38.0356 | 484.8502 | 0 | 191.9416 | 0 | 0 | 0 | 0 | 395.0986 | 0 | 0 | 1330.3374 | 0 | 1330.3374 | 0 | 0 | 3.782 | 1.1273 | 14.3698 | 5.6887 | 0 | 0 | 2.7505 | 0 | 11.7097 | 0 | 0 | 39.4279 | 39.4279 | 39.4279 | 1
NC_5A_MA_2013_EL | 5A | MA | EL | 13756 | ASHRAE30pct-state-5A | ApartmentMidRise | STD2013 | NC-Elkins-WV | Zone5A | Zone5A(NC-Elkins-WV) | ASHRAE30pct-state-STD2013 | state | NC | 0.0861 | 0.84 | ASHRAE30pct-state-5A_ApartmentMidRise_STD2013_NC-Elkins-WV.table.csv.gz | Mid-Rise Apartment | Elkins Elkins Randolph Co Arp WV USA TMY3 WMO#=724170 | Electricity | 0 | 22250.0002 | 30750.0002 | 11144.4445 | 141969.4456 | 0 | 53605.556 | 0 | 0 | 0 | 0 | 115663.8898 | 0 | 0 | 375380.5586 | 0 | 375383.3363 | -2.7778 | -2.7778 | 0 | 1915.725 | 2647.575 | 959.5367 | 12223.5693 | 0 | 4615.4384 | 0 | 0 | 0 | 0 | 9958.6609 | 0 | 0 | 32320.2661 | 0 | 32320.5053 | -0.23917 | -0.23917 | 0 | 75.9386 | 104.9488 | 38.0356 | 484.5373 | 0 | 182.9541 | 0 | 0 | 0 | 0 | 394.7573 | 0 | 0 | 1281.1622 | 0 | 1281.1717 | -0.0094805 | -0.0094805 | 3.1104 | 1.1273 | 14.3602 | 5.4223 | 0 | 0 | 2.2506 | 0 | 11.6996 | 0 | 0 | 37.9708 | 37.9705 | 37.9705 | 2
NC_5A_MA_2010_NG | 5A | MA | NG | 12625 | ASHRAE30pct-state-5A | ApartmentMidRise | STD2010 | NC-Elkins-WV | Zone5A | Zone5A(NC-Elkins-WV) | ASHRAE30pct-state-STD2010 | state | NC | 0.0861 | 0.84 | ASHRAE30pct-state-5A_ApartmentMidRise_STD2010_NC-Elkins-WV.table.csv.gz | Mid-Rise Apartment | Elkins Elkins Randolph Co Arp WV USA TMY3 WMO#=724170 | Natural Gas | 276639.3828 | 0 | 0 | 0 | 0 | 0 | 0 | 0 | 0 | 0 | 0 | 0 | 0 | 0 | 276639.3828 | 0 | 276639.3828 | 0 | 0 | 2323.7708 | 0 | 0 | 0 | 0 | 0 | 0 | 0 | 0 | 0 | 0 | 0 | 0 | 0 | 2323.7708 | 0 | 2323.7708 | 0 | 0 | 276.6394 | 0 | 0 | 0 | 0 | 0 | 0 | 0 | 0 | 0 | 0 | 0 | 0 | 0 | 276.6394 | 0 | 276.6394 | 0 | 0 | 0 | 0 | 0 | 0 | 0 | 0 | 0 | 8.1989 | 0 | 0 | 0 | 8.1989 | 8.1989 | 8.1989 | 1
NC_5A_MA_2013_NG | 5A | MA | NG | 13765 | ASHRAE30pct-state-5A | ApartmentMidRise | STD2013 | NC-Elkins-WV | Zone5A | Zone5A(NC-Elkins-WV) | ASHRAE30pct-state-STD2013 | state | NC | 0.0861 | 0.84 | ASHRAE30pct-state-5A_ApartmentMidRise_STD2013_NC-Elkins-WV.table.csv.gz | Mid-Rise Apartment | Elkins Elkins Randolph Co Arp WV USA TMY3 WMO#=724170 | Natural Gas | 234888.0387 | 0 | 0 | 0 | 0 | 0 | 0 | 0 | 0 | 0 | 0 | 0 | 0 | 0 | 234888.0387 | 0 | 234888.0387 | 0 | 0 | 1973.0595 | 0 | 0 | 0 | 0 | 0 | 0 | 0 | 0 | 0 | 0 | 0 | 0 | 0 | 1973.0595 | 0 | 1973.0595 | 0 | 0 | 234.888 | 0 | 0 | 0 | 0 | 0 | 0 | 0 | 0 | 0 | 0 | 0 | 0 | 0 | 234.888 | 0 | 234.888 | 0 | 0 | 0 | 0 | 0 | 0 | 0 | 0 | 0 | 6.9615 | 0 | 0 | 0 | 6.9615 | 6.9615 | 6.9615 | 2
NE_5A_MA_2010_EL | 5A | MA | EL | 12676 | ASHRAE30pct-state-5A | ApartmentMidRise | STD2010 | NE-Omaha-NE | Zone5A | Zone5A(NE-Omaha-NE) | ASHRAE30pct-state-STD2010 | state | NE | 0.084 | 0.6 | ASHRAE30pct-state-5A_ApartmentMidRise_STD2010_NE-Omaha-NE.table.csv.gz | Mid-Rise Apartment | Omaha Eppley Airfield NE USA TMY3 WMO#=725500 | Electricity | 0 | 43505.5559 | 37388.8892 | 11133.3334 | 142061.1122 | 0 | 63936.1116 | 0 | 0 | 0 | 0 | 115744.4454 | 0 | 0 | 413766.67 | 0 | 413769.4478 | -2.7778 | -2.7778 | 0 | 3654.4667 | 3140.6667 | 935.2 | 11933.1334 | 0 | 5370.6334 | 0 | 0 | 0 | 0 | 9722.5334 | 0 | 0 | 34756.4003 | 0 | 34756.6336 | -0.23333 | -0.23333 | 0 | 148.4831 | 127.6071 | 37.9977 | 484.8502 | 0 | 218.212 | 0 | 0 | 0 | 0 | 395.0322 | 0 | 0 | 1412.1728 | 0 | 1412.1823 | -0.0094805 | -0.0094805 | 3.782 | 1.1262 | 14.3695 | 6.4673 | 0 | 0 | 4.4007 | 0 | 11.7078 | 0 | 0 | 41.8536 | 41.8533 | 41.8533 | 1
NE_5A_MA_2013_EL | 5A | MA | EL | 13816 | ASHRAE30pct-state-5A | ApartmentMidRise | STD2013 | NE-Omaha-NE | Zone5A | Zone5A(NE-Omaha-NE) | ASHRAE30pct-state-STD2013 | state | NE | 0.084 | 0.6 | ASHRAE30pct-state-5A_ApartmentMidRise_STD2013_NE-Omaha-NE.table.csv.gz | Mid-Rise Apartment | Omaha Eppley Airfield NE USA TMY3 WMO#=725500 | Electricity | 0 | 36794.4447 | 30750.0002 | 11133.3334 | 141969.4456 | 0 | 60411.1116 | 0 | 0 | 0 | 0 | 115669.4454 | 0 | 0 | 396725.0032 | 0 | 396727.781 | -2.7778 | -2.7778 | 0 | 3090.7334 | 2583 | 935.2 | 11925.4334 | 0 | 5074.5334 | 0 | 0 | 0 | 0 | 9716.2334 | 0 | 0 | 33324.9003 | 0 | 33325.1336 | -0.23333 | -0.23333 | 0 | 125.5783 | 104.9488 | 37.9977 | 484.5373 | 0 | 206.1813 | 0 | 0 | 0 | 0 | 394.7762 | 0 | 0 | 1354.0101 | 0 | 1354.0196 | -0.0094805 | -0.0094805 | 3.1104 | 1.1262 | 14.3602 | 6.1107 | 0 | 0 | 3.7218 | 0 | 11.7002 | 0 | 0 | 40.1298 | 40.1295 | 40.1295 | 2
NE_5A_MA_2010_NG | 5A | MA | NG | 12685 | ASHRAE30pct-state-5A | ApartmentMidRise | STD2010 | NE-Omaha-NE | Zone5A | Zone5A(NE-Omaha-NE) | ASHRAE30pct-state-STD2010 | state | NE | 0.084 | 0.6 | ASHRAE30pct-state-5A_ApartmentMidRise_STD2010_NE-Omaha-NE.table.csv.gz | Mid-Rise Apartment | Omaha Eppley Airfield NE USA TMY3 WMO#=725500 | Natural Gas | 364388.2918 | 0 | 0 | 0 | 0 | 0 | 0 | 0 | 0 | 0 | 0 | 0 | 0 | 0 | 364388.2918 | 0 | 364388.2918 | 0 | 0 | 2186.3298 | 0 | 0 | 0 | 0 | 0 | 0 | 0 | 0 | 0 | 0 | 0 | 0 | 0 | 2186.3298 | 0 | 2186.3298 | 0 | 0 | 364.3883 | 0 | 0 | 0 | 0 | 0 | 0 | 0 | 0 | 0 | 0 | 0 | 0 | 0 | 364.3883 | 0 | 364.3883 | 0 | 0 | 0 | 0 | 0 | 0 | 0 | 0 | 0 | 10.7996 | 0 | 0 | 0 | 10.7996 | 10.7996 | 10.7996 | 1
NE_5A_MA_2013_NG | 5A | MA | NG | 13825 | ASHRAE30pct-state-5A | ApartmentMidRise | STD2013 | NE-Omaha-NE | Zone5A | Zone5A(NE-Omaha-NE) | ASHRAE30pct-state-STD2013 | state | NE | 0.084 | 0.6 | ASHRAE30pct-state-5A_ApartmentMidRise_STD2013_NE-Omaha-NE.table.csv.gz | Mid-Rise Apartment | Omaha Eppley Airfield NE USA TMY3 WMO#=725500 | Natural Gas | 320475.9246 | 0 | 0 | 0 | 0 | 0 | 0 | 0 | 0 | 0 | 0 | 0 | 0 | 0 | 320475.9246 | 0 | 320475.9246 | 0 | 0 | 1922.8555 | 0 | 0 | 0 | 0 | 0 | 0 | 0 | 0 | 0 | 0 | 0 | 0 | 0 | 1922.8555 | 0 | 1922.8555 | 0 | 0 | 320.4759 | 0 | 0 | 0 | 0 | 0 | 0 | 0 | 0 | 0 | 0 | 0 | 0 | 0 | 320.4759 | 0 | 320.4759 | 0 | 0 | 0 | 0 | 0 | 0 | 0 | 0 | 0 | 9.4981 | 0 | 0 | 0 | 9.4981 | 9.4981 | 9.4981 | 2
NH_5A_MA_2010_EL | 5A | MA | EL | 12736 | ASHRAE30pct-state-5A | ApartmentMidRise | STD2010 | NH-Manchester-NH | Zone5A | Zone5A(NH-Manchester-NH) | ASHRAE30pct-state-STD2010 | state | NH | 0.134 | 1.17 | ASHRAE30pct-state-5A_ApartmentMidRise_STD2010_NH-Manchester-NH.table.csv.gz | Mid-Rise Apartment | Manchester Airport NH USA TMY3 WMO#=743945 | Electricity | 0 | 26966.6669 | 37388.8892 | 11130.5556 | 142061.1122 | 0 | 58183.3338 | 0 | 0 | 0 | 0 | 115797.2231 | 0 | 0 | 391525.0031 | 0 | 391527.7809 | -2.7778 | -2.7778 | 0 | 3613.5334 | 5010.1112 | 1491.4945 | 19036.189 | 0 | 7796.5667 | 0 | 0 | 0 | 0 | 15516.8279 | 0 | 0 | 52464.3504 | 0 | 52464.7226 | -0.37222 | -0.37222 | 0 | 92.0364 | 127.6071 | 37.9882 | 484.8502 | 0 | 198.5779 | 0 | 0 | 0 | 0 | 395.2123 | 0 | 0 | 1336.2627 | 0 | 1336.2722 | -0.0094805 | -0.0094805 | 3.782 | 1.1259 | 14.3695 | 5.8854 | 0 | 0 | 2.7277 | 0 | 11.7131 | 0 | 0 | 39.6038 | 39.6035 | 39.6035 | 1
NH_5A_MA_2013_EL | 5A | MA | EL | 13876 | ASHRAE30pct-state-5A | ApartmentMidRise | STD2013 | NH-Manchester-NH | Zone5A | Zone5A(NH-Manchester-NH) | ASHRAE30pct-state-STD2013 | state | NH | 0.134 | 1.17 | ASHRAE30pct-state-5A_ApartmentMidRise_STD2013_NH-Manchester-NH.table.csv.gz | Mid-Rise Apartment | Manchester Airport NH USA TMY3 WMO#=743945 | Electricity | 0 | 22569.4446 | 30750.0002 | 11130.5556 | 141969.4456 | 0 | 55100.0004 | 0 | 0 | 0 | 0 | 115716.6676 | 0 | 0 | 377233.3364 | 0 | 377236.1141 | -2.7778 | -2.7778 | 0 | 3024.3056 | 4120.5 | 1491.4945 | 19023.9057 | 0 | 7383.4001 | 0 | 0 | 0 | 0 | 15506.0335 | 0 | 0 | 50549.2671 | 0 | 50549.6393 | -0.37222 | -0.37222 | 0 | 77.0288 | 104.9488 | 37.9882 | 484.5373 | 0 | 188.0546 | 0 | 0 | 0 | 0 | 394.9374 | 0 | 0 | 1287.4857 | 0 | 1287.4952 | -0.0094805 | -0.0094805 | 3.1104 | 1.1259 | 14.3602 | 5.5735 | 0 | 0 | 2.2829 | 0 | 11.705 | 0 | 0 | 38.1582 | 38.1579 | 38.1579 | 2
NH_5A_MA_2010_NG | 5A | MA | NG | 12745 | ASHRAE30pct-state-5A | ApartmentMidRise | STD2010 | NH-Manchester-NH | Zone5A | Zone5A(NH-Manchester-NH) | ASHRAE30pct-state-STD2010 | state | NH | 0.134 | 1.17 | ASHRAE30pct-state-5A_ApartmentMidRise_STD2010_NH-Manchester-NH.table.csv.gz | Mid-Rise Apartment | Manchester Airport NH USA TMY3 WMO#=743945 | Natural Gas | 316950.0449 | 0 | 0 | 0 | 0 | 0 | 0 | 0 | 0 | 0 | 0 | 0 | 0 | 0 | 316950.0449 | 0 | 316950.0449 | 0 | 0 | 3708.3155 | 0 | 0 | 0 | 0 | 0 | 0 | 0 | 0 | 0 | 0 | 0 | 0 | 0 | 3708.3155 | 0 | 3708.3155 | 0 | 0 | 316.95 | 0 | 0 | 0 | 0 | 0 | 0 | 0 | 0 | 0 | 0 | 0 | 0 | 0 | 316.95 | 0 | 316.95 | 0 | 0 | 0 | 0 | 0 | 0 | 0 | 0 | 0 | 9.3936 | 0 | 0 | 0 | 9.3936 | 9.3936 | 9.3936 | 1
NH_5A_MA_2013_NG | 5A | MA | NG | 13885 | ASHRAE30pct-state-5A | ApartmentMidRise | STD2013 | NH-Manchester-NH | Zone5A | Zone5A(NH-Manchester-NH) | ASHRAE30pct-state-STD2013 | state | NH | 0.134 | 1.17 | ASHRAE30pct-state-5A_ApartmentMidRise_STD2013_NH-Manchester-NH.table.csv.gz | Mid-Rise Apartment | Manchester Airport NH USA TMY3 WMO#=743945 | Natural Gas | 273141.9376 | 0 | 0 | 0 | 0 | 0 | 0 | 0 | 0 | 0 | 0 | 0 | 0 | 0 | 273141.9376 | 0 | 273141.9376 | 0 | 0 | 3195.7607 | 0 | 0 | 0 | 0 | 0 | 0 | 0 | 0 | 0 | 0 | 0 | 0 | 0 | 3195.7607 | 0 | 3195.7607 | 0 | 0 | 273.1419 | 0 | 0 | 0 | 0 | 0 | 0 | 0 | 0 | 0 | 0 | 0 | 0 | 0 | 273.1419 | 0 | 273.1419 | 0 | 0 | 0 | 0 | 0 | 0 | 0 | 0 | 0 | 8.0953 | 0 | 0 | 0 | 8.0953 | 8.0953 | 8.0953 | 2
NJ_5A_MA_2010_EL | 5A | MA | EL | 12796 | ASHRAE30pct-state-5A | ApartmentMidRise | STD2010 | NJ-Allentown-PA | Zone5A | Zone5A(NJ-Allentown-PA) | ASHRAE30pct-state-STD2010 | state | NJ | 0.1283 | 0.84 | ASHRAE30pct-state-5A_ApartmentMidRise_STD2010_NJ-Allentown-PA.table.csv.gz | Mid-Rise Apartment | Allentown Lehigh Valley Intl PA USA TMY3 WMO#=725170 | Electricity | 0 | 32136.1114 | 37388.8892 | 11133.3334 | 142061.1122 | 0 | 57691.6671 | 0 | 0 | 0 | 0 | 115761.112 | 0 | 0 | 396172.2254 | 0 | 396172.2254 | 0 | 0 | 0 | 4123.0631 | 4796.9945 | 1428.4067 | 18226.4407 | 0 | 7401.8409 | 0 | 0 | 0 | 0 | 14852.1507 | 0 | 0 | 50828.8965 | 0 | 50828.8965 | 0 | 0 | 0 | 109.6796 | 127.6071 | 37.9977 | 484.8502 | 0 | 196.8999 | 0 | 0 | 0 | 0 | 395.0891 | 0 | 0 | 1352.1235 | 0 | 1352.1235 | 0 | 0 | 3.782 | 1.1262 | 14.3698 | 5.8356 | 0 | 0 | 3.2506 | 0 | 11.7095 | 0 | 0 | 40.0736 | 40.0736 | 40.0736 | 1
NJ_5A_MA_2013_EL | 5A | MA | EL | 13936 | ASHRAE30pct-state-5A | ApartmentMidRise | STD2013 | NJ-Allentown-PA | Zone5A | Zone5A(NJ-Allentown-PA) | ASHRAE30pct-state-STD2013 | state | NJ | 0.1283 | 0.84 | ASHRAE30pct-state-5A_ApartmentMidRise_STD2013_NJ-Allentown-PA.table.csv.gz | Mid-Rise Apartment | Allentown Lehigh Valley Intl PA USA TMY3 WMO#=725170 | Electricity | 0 | 26638.8891 | 30750.0002 | 11133.3334 | 141969.4456 | 0 | 54658.3338 | 0 | 0 | 0 | 0 | 115672.2231 | 0 | 0 | 380819.4475 | 0 | 380822.2253 | -2.7778 | -2.7778 | 0 | 3417.7695 | 3945.225 | 1428.4067 | 18214.6799 | 0 | 7012.6642 | 0 | 0 | 0 | 0 | 14840.7462 | 0 | 0 | 48859.1351 | 0 | 48859.4915 | -0.35639 | -0.35639 | 0 | 90.9177 | 104.9488 | 37.9977 | 484.5373 | 0 | 186.5472 | 0 | 0 | 0 | 0 | 394.7857 | 0 | 0 | 1299.725 | 0 | 1299.7344 | -0.0094805 | -0.0094805 | 3.1104 | 1.1262 | 14.3602 | 5.5288 | 0 | 0 | 2.6946 | 0 | 11.7005 | 0 | 0 | 38.5209 | 38.5206 | 38.5206 | 2
NJ_5A_MA_2010_NG | 5A | MA | NG | 12805 | ASHRAE30pct-state-5A | ApartmentMidRise | STD2010 | NJ-Allentown-PA | Zone5A | Zone5A(NJ-Allentown-PA) | ASHRAE30pct-state-STD2010 | state | NJ | 0.1283 | 0.84 | ASHRAE30pct-state-5A_ApartmentMidRise_STD2010_NJ-Allentown-PA.table.csv.gz | Mid-Rise Apartment | Allentown Lehigh Valley Intl PA USA TMY3 WMO#=725170 | Natural Gas | 330295.31 | 0 | 0 | 0 | 0 | 0 | 0 | 0 | 0 | 0 | 0 | 0 | 0 | 0 | 330295.31 | 0 | 330295.31 | 0 | 0 | 2774.4806 | 0 | 0 | 0 | 0 | 0 | 0 | 0 | 0 | 0 | 0 | 0 | 0 | 0 | 2774.4806 | 0 | 2774.4806 | 0 | 0 | 330.2953 | 0 | 0 | 0 | 0 | 0 | 0 | 0 | 0 | 0 | 0 | 0 | 0 | 0 | 330.2953 | 0 | 330.2953 | 0 | 0 | 0 | 0 | 0 | 0 | 0 | 0 | 0 | 9.7891 | 0 | 0 | 0 | 9.7891 | 9.7891 | 9.7891 | 1
NJ_5A_MA_2013_NG | 5A | MA | NG | 13945 | ASHRAE30pct-state-5A | ApartmentMidRise | STD2013 | NJ-Allentown-PA | Zone5A | Zone5A(NJ-Allentown-PA) | ASHRAE30pct-state-STD2013 | state | NJ | 0.1283 | 0.84 | ASHRAE30pct-state-5A_ApartmentMidRise_STD2013_NJ-Allentown-PA.table.csv.gz | Mid-Rise Apartment | Allentown Lehigh Valley Intl PA USA TMY3 WMO#=725170 | Natural Gas | 290050.9951 | 0 | 0 | 0 | 0 | 0 | 0 | 0 | 0 | 0 | 0 | 0 | 0 | 0 | 290050.9951 | 0 | 290050.9951 | 0 | 0 | 2436.4284 | 0 | 0 | 0 | 0 | 0 | 0 | 0 | 0 | 0 | 0 | 0 | 0 | 0 | 2436.4284 | 0 | 2436.4284 | 0 | 0 | 290.051 | 0 | 0 | 0 | 0 | 0 | 0 | 0 | 0 | 0 | 0 | 0 | 0 | 0 | 290.051 | 0 | 290.051 | 0 | 0 | 0 | 0 | 0 | 0 | 0 | 0 | 0 | 8.5964 | 0 | 0 | 0 | 8.5964 | 8.5964 | 8.5964 | 2
NY_5A_MA_2010_EL | 5A | MA | EL | 12856 | ASHRAE30pct-state-5A | ApartmentMidRise | STD2010 | NY-Albany-NY | Zone5A | Zone5A(NY-Albany-NY) | ASHRAE30pct-state-STD2010 | state | NY | 0.1508 | 0.73 | ASHRAE30pct-state-5A_ApartmentMidRise_STD2010_NY-Albany-NY.table.csv.gz | Mid-Rise Apartment | Albany County Ap NY USA TMY3 WMO#=725180 | Electricity | 0 | 26613.8891 | 37388.8892 | 11125.0001 | 142061.1122 | 0 | 56305.556 | 0 | 0 | 0 | 0 | 115808.3343 | 0 | 0 | 389302.7809 | 0 | 389302.7809 | 0 | 0 | 0 | 4013.3745 | 5638.2445 | 1677.65 | 21422.8157 | 0 | 8490.8778 | 0 | 0 | 0 | 0 | 17463.8968 | 0 | 0 | 58706.8594 | 0 | 58706.8594 | 0 | 0 | 0 | 90.8324 | 127.6071 | 37.9693 | 484.8502 | 0 | 192.1691 | 0 | 0 | 0 | 0 | 395.2503 | 0 | 0 | 1328.6783 | 0 | 1328.6783 | 0 | 0 | 3.782 | 1.1253 | 14.3698 | 5.6954 | 0 | 0 | 2.692 | 0 | 11.7142 | 0 | 0 | 39.3787 | 39.3787 | 39.3787 | 1
NY_5A_MA_2013_EL | 5A | MA | EL | 13996 | ASHRAE30pct-state-5A | ApartmentMidRise | STD2013 | NY-Albany-NY | Zone5A | Zone5A(NY-Albany-NY) | ASHRAE30pct-state-STD2013 | state | NY | 0.1508 | 0.73 | ASHRAE30pct-state-5A_ApartmentMidRise_STD2013_NY-Albany-NY.table.csv.gz | Mid-Rise Apartment | Albany County Ap NY USA TMY3 WMO#=725180 | Electricity | 0 | 21786.1113 | 30750.0002 | 11125.0001 | 141969.4456 | 0 | 53408.3338 | 0 | 0 | 0 | 0 | 115725.0009 | 0 | 0 | 374761.1141 | 0 | 374763.8919 | -2.7778 | -2.7778 | 0 | 3285.3456 | 4637.1 | 1677.65 | 21408.9924 | 0 | 8053.9767 | 0 | 0 | 0 | 0 | 17451.3301 | 0 | 0 | 56513.976 | 0 | 56514.3949 | -0.41889 | -0.41889 | 0 | 74.3553 | 104.9488 | 37.9693 | 484.5373 | 0 | 182.281 | 0 | 0 | 0 | 0 | 394.9658 | 0 | 0 | 1279.0481 | 0 | 1279.0575 | -0.0094805 | -0.0094805 | 3.1104 | 1.1253 | 14.3602 | 5.4024 | 0 | 0 | 2.2037 | 0 | 11.7058 | 0 | 0 | 37.9081 | 37.9078 | 37.9078 | 2
NY_5A_MA_2010_NG | 5A | MA | NG | 12865 | ASHRAE30pct-state-5A | ApartmentMidRise | STD2010 | NY-Albany-NY | Zone5A | Zone5A(NY-Albany-NY) | ASHRAE30pct-state-STD2010 | state | NY | 0.1508 | 0.73 | ASHRAE30pct-state-5A_ApartmentMidRise_STD2010_NY-Albany-NY.table.csv.gz | Mid-Rise Apartment | Albany County Ap NY USA TMY3 WMO#=725180 | Natural Gas | 434867.9728 | 0 | 0 | 0 | 0 | 0 | 0 | 0 | 0 | 0 | 0 | 0 | 0 | 0 | 434867.9728 | 0 | 434867.9728 | 0 | 0 | 3174.5362 | 0 | 0 | 0 | 0 | 0 | 0 | 0 | 0 | 0 | 0 | 0 | 0 | 0 | 3174.5362 | 0 | 3174.5362 | 0 | 0 | 434.868 | 0 | 0 | 0 | 0 | 0 | 0 | 0 | 0 | 0 | 0 | 0 | 0 | 0 | 434.868 | 0 | 434.868 | 0 | 0 | 0 | 0 | 0 | 0 | 0 | 0 | 0 | 12.8884 | 0 | 0 | 0 | 12.8884 | 12.8884 | 12.8884 | 1
NY_5A_MA_2013_NG | 5A | MA | NG | 14005 | ASHRAE30pct-state-5A | ApartmentMidRise | STD2013 | NY-Albany-NY | Zone5A | Zone5A(NY-Albany-NY) | ASHRAE30pct-state-STD2013 | state | NY | 0.1508 | 0.73 | ASHRAE30pct-state-5A_ApartmentMidRise_STD2013_NY-Albany-NY.table.csv.gz | Mid-Rise Apartment | Albany County Ap NY USA TMY3 WMO#=725180 | Natural Gas | 385827.915 | 0 | 0 | 0 | 0 | 0 | 0 | 0 | 0 | 0 | 0 | 0 | 0 | 0 | 385827.915 | 0 | 385827.915 | 0 | 0 | 2816.5438 | 0 | 0 | 0 | 0 | 0 | 0 | 0 | 0 | 0 | 0 | 0 | 0 | 0 | 2816.5438 | 0 | 2816.5438 | 0 | 0 | 385.8279 | 0 | 0 | 0 | 0 | 0 | 0 | 0 | 0 | 0 | 0 | 0 | 0 | 0 | 385.8279 | 0 | 385.8279 | 0 | 0 | 0 | 0 | 0 | 0 | 0 | 0 | 0 | 11.435 | 0 | 0 | 0 | 11.435 | 11.435 | 11.435 | 2
OH_5A_MA_2010_EL | 5A | MA | EL | 12916 | ASHRAE30pct-state-5A | ApartmentMidRise | STD2010 | OH-Columbus-OH | Zone5A | Zone5A(OH-Columbus-OH) | ASHRAE30pct-state-STD2010 | state | OH | 0.0947 | 0.7 | ASHRAE30pct-state-5A_ApartmentMidRise_STD2010_OH-Columbus-OH.table.csv.gz | Mid-Rise Apartment | Columbus Port Columbus Intl A OH USA TMY3 WMO#=724280 | Electricity | 0 | 33116.6669 | 37388.8892 | 11133.3334 | 142061.1122 | 0 | 58947.2227 | 0 | 0 | 0 | 0 | 115738.8898 | 0 | 0 | 398383.3365 | 0 | 398386.1143 | -2.7778 | -2.7778 | 0 | 3136.1484 | 3540.7278 | 1054.3267 | 13453.1873 | 0 | 5582.302 | 0 | 0 | 0 | 0 | 10960.4729 | 0 | 0 | 37726.902 | 0 | 37727.165 | -0.26306 | -0.26306 | 0 | 113.0262 | 127.6071 | 37.9977 | 484.8502 | 0 | 201.185 | 0 | 0 | 0 | 0 | 395.0132 | 0 | 0 | 1359.67 | 0 | 1359.6795 | -0.0094805 | -0.0094805 | 3.782 | 1.1262 | 14.3695 | 5.9626 | 0 | 0 | 3.3498 | 0 | 11.7072 | 0 | 0 | 40.2975 | 40.2973 | 40.2973 | 1
OH_5A_MA_2013_EL | 5A | MA | EL | 14056 | ASHRAE30pct-state-5A | ApartmentMidRise | STD2013 | OH-Columbus-OH | Zone5A | Zone5A(OH-Columbus-OH) | ASHRAE30pct-state-STD2013 | state | OH | 0.0947 | 0.7 | ASHRAE30pct-state-5A_ApartmentMidRise_STD2013_OH-Columbus-OH.table.csv.gz | Mid-Rise Apartment | Columbus Port Columbus Intl A OH USA TMY3 WMO#=724280 | Electricity | 0 | 27191.6669 | 30750.0002 | 11133.3334 | 141969.4456 | 0 | 55911.1116 | 0 | 0 | 0 | 0 | 115641.6676 | 0 | 0 | 382594.4475 | 0 | 382597.2253 | -2.7778 | -2.7778 | 0 | 2575.0509 | 2912.025 | 1054.3267 | 13444.5065 | 0 | 5294.7823 | 0 | 0 | 0 | 0 | 10951.2659 | 0 | 0 | 36231.6942 | 0 | 36231.9572 | -0.26306 | -0.26306 | 0 | 92.8043 | 104.9488 | 37.9977 | 484.5373 | 0 | 190.8229 | 0 | 0 | 0 | 0 | 394.6814 | 0 | 0 | 1305.783 | 0 | 1305.7925 | -0.0094805 | -0.0094805 | 3.1104 | 1.1262 | 14.3602 | 5.6555 | 0 | 0 | 2.7505 | 0 | 11.6974 | 0 | 0 | 38.7005 | 38.7002 | 38.7002 | 2
OH_5A_MA_2010_NG | 5A | MA | NG | 12925 | ASHRAE30pct-state-5A | ApartmentMidRise | STD2010 | OH-Columbus-OH | Zone5A | Zone5A(OH-Columbus-OH) | ASHRAE30pct-state-STD2010 | state | OH | 0.0947 | 0.7 | ASHRAE30pct-state-5A_ApartmentMidRise_STD2010_OH-Columbus-OH.table.csv.gz | Mid-Rise Apartment | Columbus Port Columbus Intl A OH USA TMY3 WMO#=724280 | Natural Gas | 298581.3491 | 0 | 0 | 0 | 0 | 0 | 0 | 0 | 0 | 0 | 0 | 0 | 0 | 0 | 298581.3491 | 0 | 298581.3491 | 0 | 0 | 2090.0694 | 0 | 0 | 0 | 0 | 0 | 0 | 0 | 0 | 0 | 0 | 0 | 0 | 0 | 2090.0694 | 0 | 2090.0694 | 0 | 0 | 298.5813 | 0 | 0 | 0 | 0 | 0 | 0 | 0 | 0 | 0 | 0 | 0 | 0 | 0 | 298.5813 | 0 | 298.5813 | 0 | 0 | 0 | 0 | 0 | 0 | 0 | 0 | 0 | 8.8492 | 0 | 0 | 0 | 8.8492 | 8.8492 | 8.8492 | 1
OH_5A_MA_2013_NG | 5A | MA | NG | 14065 | ASHRAE30pct-state-5A | ApartmentMidRise | STD2013 | OH-Columbus-OH | Zone5A | Zone5A(OH-Columbus-OH) | ASHRAE30pct-state-STD2013 | state | OH | 0.0947 | 0.7 | ASHRAE30pct-state-5A_ApartmentMidRise_STD2013_OH-Columbus-OH.table.csv.gz | Mid-Rise Apartment | Columbus Port Columbus Intl A OH USA TMY3 WMO#=724280 | Natural Gas | 259654.5 | 0 | 0 | 0 | 0 | 0 | 0 | 0 | 0 | 0 | 0 | 0 | 0 | 0 | 259654.5 | 0 | 259654.5 | 0 | 0 | 1817.5815 | 0 | 0 | 0 | 0 | 0 | 0 | 0 | 0 | 0 | 0 | 0 | 0 | 0 | 1817.5815 | 0 | 1817.5815 | 0 | 0 | 259.6545 | 0 | 0 | 0 | 0 | 0 | 0 | 0 | 0 | 0 | 0 | 0 | 0 | 0 | 259.6545 | 0 | 259.6545 | 0 | 0 | 0 | 0 | 0 | 0 | 0 | 0 | 0 | 7.6955 | 0 | 0 | 0 | 7.6955 | 7.6955 | 7.6955 | 2
PA_5A_MA_2010_EL | 5A | MA | EL | 12976 | ASHRAE30pct-state-5A | ApartmentMidRise | STD2010 | PA-Harrisburg-PA | Zone5A | Zone5A(PA-Harrisburg-PA) | ASHRAE30pct-state-STD2010 | state | PA | 0.0937 | 1 | ASHRAE30pct-state-5A_ApartmentMidRise_STD2010_PA-Harrisburg-PA.table.csv.gz | Mid-Rise Apartment | Middletown Harrisburg Intl Ap PA USA TMY3 WMO#=725115 | Electricity | 0 | 36666.667 | 37388.8892 | 11133.3334 | 142061.1122 | 0 | 59511.1116 | 0 | 0 | 0 | 0 | 115777.7787 | 0 | 0 | 402538.8921 | 0 | 402538.8921 | 0 | 0 | 0 | 3435.6667 | 3503.3389 | 1043.1933 | 13311.1262 | 0 | 5576.1912 | 0 | 0 | 0 | 0 | 10848.3779 | 0 | 0 | 37717.8942 | 0 | 37717.8942 | 0 | 0 | 0 | 125.1422 | 127.6071 | 37.9977 | 484.8502 | 0 | 203.1096 | 0 | 0 | 0 | 0 | 395.146 | 0 | 0 | 1373.8528 | 0 | 1373.8528 | 0 | 0 | 3.782 | 1.1262 | 14.3698 | 6.0197 | 0 | 0 | 3.7089 | 0 | 11.7112 | 0 | 0 | 40.7176 | 40.7176 | 40.7176 | 1
PA_5A_MA_2013_EL | 5A | MA | EL | 14116 | ASHRAE30pct-state-5A | ApartmentMidRise | STD2013 | PA-Harrisburg-PA | Zone5A | Zone5A(PA-Harrisburg-PA) | ASHRAE30pct-state-STD2013 | state | PA | 0.0937 | 1 | ASHRAE30pct-state-5A_ApartmentMidRise_STD2013_PA-Harrisburg-PA.table.csv.gz | Mid-Rise Apartment | Middletown Harrisburg Intl Ap PA USA TMY3 WMO#=725115 | Electricity | 0 | 30783.3336 | 30750.0002 | 11133.3334 | 141969.4456 | 0 | 56308.3338 | 0 | 0 | 0 | 0 | 115700.0009 | 0 | 0 | 386641.6698 | 0 | 386644.4475 | -2.7778 | -2.7778 | 0 | 2884.3984 | 2881.275 | 1043.1933 | 13302.5371 | 0 | 5276.0909 | 0 | 0 | 0 | 0 | 10841.0901 | 0 | 0 | 36228.3245 | 0 | 36228.5847 | -0.26028 | -0.26028 | 0 | 105.0626 | 104.9488 | 37.9977 | 484.5373 | 0 | 192.1786 | 0 | 0 | 0 | 0 | 394.8805 | 0 | 0 | 1319.596 | 0 | 1319.6055 | -0.0094805 | -0.0094805 | 3.1104 | 1.1262 | 14.3602 | 5.6957 | 0 | 0 | 3.1138 | 0 | 11.7033 | 0 | 0 | 39.1099 | 39.1096 | 39.1096 | 2
PA_5A_MA_2010_NG | 5A | MA | NG | 12985 | ASHRAE30pct-state-5A | ApartmentMidRise | STD2010 | PA-Harrisburg-PA | Zone5A | Zone5A(PA-Harrisburg-PA) | ASHRAE30pct-state-STD2010 | state | PA | 0.0937 | 1 | ASHRAE30pct-state-5A_ApartmentMidRise_STD2010_PA-Harrisburg-PA.table.csv.gz | Mid-Rise Apartment | Middletown Harrisburg Intl Ap PA USA TMY3 WMO#=725115 | Natural Gas | 371468.4857 | 0 | 0 | 0 | 0 | 0 | 0 | 0 | 0 | 0 | 0 | 0 | 0 | 0 | 371468.4857 | 0 | 371468.4857 | 0 | 0 | 3714.6849 | 0 | 0 | 0 | 0 | 0 | 0 | 0 | 0 | 0 | 0 | 0 | 0 | 0 | 3714.6849 | 0 | 3714.6849 | 0 | 0 | 371.4685 | 0 | 0 | 0 | 0 | 0 | 0 | 0 | 0 | 0 | 0 | 0 | 0 | 0 | 371.4685 | 0 | 371.4685 | 0 | 0 | 0 | 0 | 0 | 0 | 0 | 0 | 0 | 11.0094 | 0 | 0 | 0 | 11.0094 | 11.0094 | 11.0094 | 1
PA_5A_MA_2013_NG | 5A | MA | NG | 14125 | ASHRAE30pct-state-5A | ApartmentMidRise | STD2013 | PA-Harrisburg-PA | Zone5A | Zone5A(PA-Harrisburg-PA) | ASHRAE30pct-state-STD2013 | state | PA | 0.0937 | 1 | ASHRAE30pct-state-5A_ApartmentMidRise_STD2013_PA-Harrisburg-PA.table.csv.gz | Mid-Rise Apartment | Middletown Harrisburg Intl Ap PA USA TMY3 WMO#=725115 | Natural Gas | 326655.6922 | 0 | 0 | 0 | 0 | 0 | 0 | 0 | 0 | 0 | 0 | 0 | 0 | 0 | 326655.6922 | 0 | 326655.6922 | 0 | 0 | 3266.5569 | 0 | 0 | 0 | 0 | 0 | 0 | 0 | 0 | 0 | 0 | 0 | 0 | 0 | 3266.5569 | 0 | 3266.5569 | 0 | 0 | 326.6557 | 0 | 0 | 0 | 0 | 0 | 0 | 0 | 0 | 0 | 0 | 0 | 0 | 0 | 326.6557 | 0 | 326.6557 | 0 | 0 | 0 | 0 | 0 | 0 | 0 | 0 | 0 | 9.6813 | 0 | 0 | 0 | 9.6813 | 9.6813 | 9.6813 | 2
RI_5A_MA_2010_EL | 5A | MA | EL | 13036 | ASHRAE30pct-state-5A | ApartmentMidRise | STD2010 | RI-Providence-RI | Zone5A | Zone5A(RI-Providence-RI) | ASHRAE30pct-state-STD2010 | state | RI | 0.1204 | 1.33 | ASHRAE30pct-state-5A_ApartmentMidRise_STD2010_RI-Providence-RI.table.csv.gz | Mid-Rise Apartment | Providence T F Green State Ar RI USA TMY3 WMO#=725070 | Electricity | 0 | 29336.1113 | 37388.8892 | 11144.4445 | 142061.1122 | 0 | 56938.8893 | 0 | 0 | 0 | 0 | 115794.4454 | 0 | 0 | 392663.892 | 0 | 392663.892 | 0 | 0 | 0 | 3532.0678 | 4501.6223 | 1341.7911 | 17104.1579 | 0 | 6855.4423 | 0 | 0 | 0 | 0 | 13941.6512 | 0 | 0 | 47276.7326 | 0 | 47276.7326 | 0 | 0 | 0 | 100.1232 | 127.6071 | 38.0356 | 484.8502 | 0 | 194.3307 | 0 | 0 | 0 | 0 | 395.2029 | 0 | 0 | 1340.1497 | 0 | 1340.1497 | 0 | 0 | 3.782 | 1.1273 | 14.3698 | 5.7595 | 0 | 0 | 2.9674 | 0 | 11.7128 | 0 | 0 | 39.7187 | 39.7187 | 39.7187 | 1
RI_5A_MA_2013_EL | 5A | MA | EL | 14176 | ASHRAE30pct-state-5A | ApartmentMidRise | STD2013 | RI-Providence-RI | Zone5A | Zone5A(RI-Providence-RI) | ASHRAE30pct-state-STD2013 | state | RI | 0.1204 | 1.33 | ASHRAE30pct-state-5A_ApartmentMidRise_STD2013_RI-Providence-RI.table.csv.gz | Mid-Rise Apartment | Providence T F Green State Ar RI USA TMY3 WMO#=725070 | Electricity | 0 | 24066.6669 | 30750.0002 | 11144.4445 | 141969.4456 | 0 | 53891.6671 | 0 | 0 | 0 | 0 | 115711.112 | 0 | 0 | 377530.5586 | 0 | 377533.3364 | -2.7778 | -2.7778 | 0 | 2897.6267 | 3702.3 | 1341.7911 | 17093.1212 | 0 | 6488.5567 | 0 | 0 | 0 | 0 | 13931.6179 | 0 | 0 | 45454.6793 | 0 | 45455.0137 | -0.33444 | -0.33444 | 0 | 82.1388 | 104.9488 | 38.0356 | 484.5373 | 0 | 183.9306 | 0 | 0 | 0 | 0 | 394.9184 | 0 | 0 | 1288.5001 | 0 | 1288.5096 | -0.0094805 | -0.0094805 | 3.1104 | 1.1273 | 14.3602 | 5.4512 | 0 | 0 | 2.4344 | 0 | 11.7044 | 0 | 0 | 38.1882 | 38.188 | 38.188 | 2
RI_5A_MA_2010_NG | 5A | MA | NG | 13045 | ASHRAE30pct-state-5A | ApartmentMidRise | STD2010 | RI-Providence-RI | Zone5A | Zone5A(RI-Providence-RI) | ASHRAE30pct-state-STD2010 | state | RI | 0.1204 | 1.33 | ASHRAE30pct-state-5A_ApartmentMidRise_STD2010_RI-Providence-RI.table.csv.gz | Mid-Rise Apartment | Providence T F Green State Ar RI USA TMY3 WMO#=725070 | Natural Gas | 329764.5324 | 0 | 0 | 0 | 0 | 0 | 0 | 0 | 0 | 0 | 0 | 0 | 0 | 0 | 329764.5324 | 0 | 329764.5324 | 0 | 0 | 4385.8683 | 0 | 0 | 0 | 0 | 0 | 0 | 0 | 0 | 0 | 0 | 0 | 0 | 0 | 4385.8683 | 0 | 4385.8683 | 0 | 0 | 329.7645 | 0 | 0 | 0 | 0 | 0 | 0 | 0 | 0 | 0 | 0 | 0 | 0 | 0 | 329.7645 | 0 | 329.7645 | 0 | 0 | 0 | 0 | 0 | 0 | 0 | 0 | 0 | 9.7734 | 0 | 0 | 0 | 9.7734 | 9.7734 | 9.7734 | 1
RI_5A_MA_2013_NG | 5A | MA | NG | 14185 | ASHRAE30pct-state-5A | ApartmentMidRise | STD2013 | RI-Providence-RI | Zone5A | Zone5A(RI-Providence-RI) | ASHRAE30pct-state-STD2013 | state | RI | 0.1204 | 1.33 | ASHRAE30pct-state-5A_ApartmentMidRise_STD2013_RI-Providence-RI.table.csv.gz | Mid-Rise Apartment | Providence T F Green State Ar RI USA TMY3 WMO#=725070 | Natural Gas | 288629.2694 | 0 | 0 | 0 | 0 | 0 | 0 | 0 | 0 | 0 | 0 | 0 | 0 | 0 | 288629.2694 | 0 | 288629.2694 | 0 | 0 | 3838.7693 | 0 | 0 | 0 | 0 | 0 | 0 | 0 | 0 | 0 | 0 | 0 | 0 | 0 | 3838.7693 | 0 | 3838.7693 | 0 | 0 | 288.6293 | 0 | 0 | 0 | 0 | 0 | 0 | 0 | 0 | 0 | 0 | 0 | 0 | 0 | 288.6293 | 0 | 288.6293 | 0 | 0 | 0 | 0 | 0 | 0 | 0 | 0 | 0 | 8.5543 | 0 | 0 | 0 | 8.5543 | 8.5543 | 8.5543 | 2
SD_5A_MA_2010_EL | 5A | MA | EL | 13096 | ASHRAE30pct-state-5A | ApartmentMidRise | STD2010 | SD-SiouxCity-IA | Zone5A | Zone5A(SD-SiouxCity-IA) | ASHRAE30pct-state-STD2010 | state | SD | 0.0801 | 0.63 | ASHRAE30pct-state-5A_ApartmentMidRise_STD2010_SD-SiouxCity-IA.table.csv.gz | Mid-Rise Apartment | Sioux City Sioux Gateway Ap IA USA TMY3 WMO#=725570 | Electricity | 0 | 36816.667 | 37388.8892 | 11127.7779 | 142061.1122 | 0 | 63155.5561 | 0 | 0 | 0 | 0 | 115780.5565 | 0 | 0 | 406327.781 | 0 | 406330.5588 | -2.7778 | -2.7778 | 0 | 2949.015 | 2994.85 | 891.335 | 11379.0951 | 0 | 5058.76 | 0 | 0 | 0 | 0 | 9274.0226 | 0 | 0 | 32546.8553 | 0 | 32547.0778 | -0.2225 | -0.2225 | 0 | 125.6541 | 127.6071 | 37.9788 | 484.8502 | 0 | 215.548 | 0 | 0 | 0 | 0 | 395.1555 | 0 | 0 | 1386.7841 | 0 | 1386.7936 | -0.0094805 | -0.0094805 | 3.782 | 1.1256 | 14.3695 | 6.3883 | 0 | 0 | 3.7241 | 0 | 11.7114 | 0 | 0 | 41.1011 | 41.1009 | 41.1009 | 1
SD_5A_MA_2013_EL | 5A | MA | EL | 14236 | ASHRAE30pct-state-5A | ApartmentMidRise | STD2013 | SD-SiouxCity-IA | Zone5A | Zone5A(SD-SiouxCity-IA) | ASHRAE30pct-state-STD2013 | state | SD | 0.0801 | 0.63 | ASHRAE30pct-state-5A_ApartmentMidRise_STD2013_SD-SiouxCity-IA.table.csv.gz | Mid-Rise Apartment | Sioux City Sioux Gateway Ap IA USA TMY3 WMO#=725570 | Electricity | 0 | 30875.0002 | 30750.0002 | 11127.7779 | 141969.4456 | 0 | 59763.8894 | 0 | 0 | 0 | 0 | 115702.7787 | 0 | 0 | 390186.1142 | 0 | 390188.892 | -2.7778 | -2.7778 | 0 | 2473.0875 | 2463.075 | 891.335 | 11371.7526 | 0 | 4787.0875 | 0 | 0 | 0 | 0 | 9267.7926 | 0 | 0 | 31253.9078 | 0 | 31254.1303 | -0.2225 | -0.2225 | 0 | 105.3754 | 104.9488 | 37.9788 | 484.5373 | 0 | 203.9723 | 0 | 0 | 0 | 0 | 394.89 | 0 | 0 | 1331.6931 | 0 | 1331.7026 | -0.0094805 | -0.0094805 | 3.1104 | 1.1256 | 14.3602 | 6.0452 | 0 | 0 | 3.1231 | 0 | 11.7036 | 0 | 0 | 39.4684 | 39.4681 | 39.4681 | 2
SD_5A_MA_2010_NG | 5A | MA | NG | 13105 | ASHRAE30pct-state-5A | ApartmentMidRise | STD2010 | SD-SiouxCity-IA | Zone5A | Zone5A(SD-SiouxCity-IA) | ASHRAE30pct-state-STD2010 | state | SD | 0.0801 | 0.63 | ASHRAE30pct-state-5A_ApartmentMidRise_STD2010_SD-SiouxCity-IA.table.csv.gz | Mid-Rise Apartment | Sioux City Sioux Gateway Ap IA USA TMY3 WMO#=725570 | Natural Gas | 495916.8735 | 0 | 0 | 0 | 0 | 0 | 0 | 0 | 0 | 0 | 0 | 0 | 0 | 0 | 495916.8735 | 0 | 495916.8735 | 0 | 0 | 3124.2763 | 0 | 0 | 0 | 0 | 0 | 0 | 0 | 0 | 0 | 0 | 0 | 0 | 0 | 3124.2763 | 0 | 3124.2763 | 0 | 0 | 495.9169 | 0 | 0 | 0 | 0 | 0 | 0 | 0 | 0 | 0 | 0 | 0 | 0 | 0 | 495.9169 | 0 | 495.9169 | 0 | 0 | 0 | 0 | 0 | 0 | 0 | 0 | 0 | 14.6978 | 0 | 0 | 0 | 14.6978 | 14.6978 | 14.6978 | 1
SD_5A_MA_2013_NG | 5A | MA | NG | 14245 | ASHRAE30pct-state-5A | ApartmentMidRise | STD2013 | SD-SiouxCity-IA | Zone5A | Zone5A(SD-SiouxCity-IA) | ASHRAE30pct-state-STD2013 | state | SD | 0.0801 | 0.63 | ASHRAE30pct-state-5A_ApartmentMidRise_STD2013_SD-SiouxCity-IA.table.csv.gz | Mid-Rise Apartment | Sioux City Sioux Gateway Ap IA USA TMY3 WMO#=725570 | Natural Gas | 444952.747 | 0 | 0 | 0 | 0 | 0 | 0 | 0 | 0 | 0 | 0 | 0 | 0 | 0 | 444952.747 | 0 | 444952.747 | 0 | 0 | 2803.2023 | 0 | 0 | 0 | 0 | 0 | 0 | 0 | 0 | 0 | 0 | 0 | 0 | 0 | 2803.2023 | 0 | 2803.2023 | 0 | 0 | 444.9527 | 0 | 0 | 0 | 0 | 0 | 0 | 0 | 0 | 0 | 0 | 0 | 0 | 0 | 444.9527 | 0 | 444.9527 | 0 | 0 | 0 | 0 | 0 | 0 | 0 | 0 | 0 | 13.1873 | 0 | 0 | 0 | 13.1873 | 13.1873 | 13.1873 | 2
WV_5A_MA_2010_EL | 5A | MA | EL | 13156 | ASHRAE30pct-state-5A | ApartmentMidRise | STD2010 | WV-Elkins-WV | Zone5A | Zone5A(WV-Elkins-WV) | ASHRAE30pct-state-STD2010 | state | WV | 0.0842 | 0.92 | ASHRAE30pct-state-5A_ApartmentMidRise_STD2010_WV-Elkins-WV.table.csv.gz | Mid-Rise Apartment | Elkins Elkins Randolph Co Arp WV USA TMY3 WMO#=724170 | Electricity | 0 | 27191.6669 | 37388.8892 | 11144.4445 | 142061.1122 | 0 | 56238.8893 | 0 | 0 | 0 | 0 | 115763.8898 | 0 | 0 | 389788.892 | 0 | 389788.892 | 0 | 0 | 0 | 2289.5384 | 3148.1445 | 938.3622 | 11961.5457 | 0 | 4735.3145 | 0 | 0 | 0 | 0 | 9747.3195 | 0 | 0 | 32820.2247 | 0 | 32820.2247 | 0 | 0 | 0 | 92.8043 | 127.6071 | 38.0356 | 484.8502 | 0 | 191.9416 | 0 | 0 | 0 | 0 | 395.0986 | 0 | 0 | 1330.3374 | 0 | 1330.3374 | 0 | 0 | 3.782 | 1.1273 | 14.3698 | 5.6887 | 0 | 0 | 2.7505 | 0 | 11.7097 | 0 | 0 | 39.4279 | 39.4279 | 39.4279 | 1
WV_5A_MA_2013_EL | 5A | MA | EL | 14296 | ASHRAE30pct-state-5A | ApartmentMidRise | STD2013 | WV-Elkins-WV | Zone5A | Zone5A(WV-Elkins-WV) | ASHRAE30pct-state-STD2013 | state | WV | 0.0842 | 0.92 | ASHRAE30pct-state-5A_ApartmentMidRise_STD2013_WV-Elkins-WV.table.csv.gz | Mid-Rise Apartment | Elkins Elkins Randolph Co Arp WV USA TMY3 WMO#=724170 | Electricity | 0 | 22250.0002 | 30750.0002 | 11144.4445 | 141969.4456 | 0 | 53605.556 | 0 | 0 | 0 | 0 | 115663.8898 | 0 | 0 | 375380.5586 | 0 | 375383.3363 | -2.7778 | -2.7778 | 0 | 1873.45 | 2589.15 | 938.3622 | 11953.8273 | 0 | 4513.5878 | 0 | 0 | 0 | 0 | 9738.8995 | 0 | 0 | 31607.043 | 0 | 31607.2769 | -0.23389 | -0.23389 | 0 | 75.9386 | 104.9488 | 38.0356 | 484.5373 | 0 | 182.9541 | 0 | 0 | 0 | 0 | 394.7573 | 0 | 0 | 1281.1622 | 0 | 1281.1717 | -0.0094805 | -0.0094805 | 3.1104 | 1.1273 | 14.3602 | 5.4223 | 0 | 0 | 2.2506 | 0 | 11.6996 | 0 | 0 | 37.9708 | 37.9705 | 37.9705 | 2
WV_5A_MA_2010_NG | 5A | MA | NG | 13165 | ASHRAE30pct-state-5A | ApartmentMidRise | STD2010 | WV-Elkins-WV | Zone5A | Zone5A(WV-Elkins-WV) | ASHRAE30pct-state-STD2010 | state | WV | 0.0842 | 0.92 | ASHRAE30pct-state-5A_ApartmentMidRise_STD2010_WV-Elkins-WV.table.csv.gz | Mid-Rise Apartment | Elkins Elkins Randolph Co Arp WV USA TMY3 WMO#=724170 | Natural Gas | 276639.3828 | 0 | 0 | 0 | 0 | 0 | 0 | 0 | 0 | 0 | 0 | 0 | 0 | 0 | 276639.3828 | 0 | 276639.3828 | 0 | 0 | 2545.0823 | 0 | 0 | 0 | 0 | 0 | 0 | 0 | 0 | 0 | 0 | 0 | 0 | 0 | 2545.0823 | 0 | 2545.0823 | 0 | 0 | 276.6394 | 0 | 0 | 0 | 0 | 0 | 0 | 0 | 0 | 0 | 0 | 0 | 0 | 0 | 276.6394 | 0 | 276.6394 | 0 | 0 | 0 | 0 | 0 | 0 | 0 | 0 | 0 | 8.1989 | 0 | 0 | 0 | 8.1989 | 8.1989 | 8.1989 | 1
WV_5A_MA_2013_NG | 5A | MA | NG | 14305 | ASHRAE30pct-state-5A | ApartmentMidRise | STD2013 | WV-Elkins-WV | Zone5A | Zone5A(WV-Elkins-WV) | ASHRAE30pct-state-STD2013 | state | WV | 0.0842 | 0.92 | ASHRAE30pct-state-5A_ApartmentMidRise_STD2013_WV-Elkins-WV.table.csv.gz | Mid-Rise Apartment | Elkins Elkins Randolph Co Arp WV USA TMY3 WMO#=724170 | Natural Gas | 234888.0387 | 0 | 0 | 0 | 0 | 0 | 0 | 0 | 0 | 0 | 0 | 0 | 0 | 0 | 234888.0387 | 0 | 234888.0387 | 0 | 0 | 2160.97 | 0 | 0 | 0 | 0 | 0 | 0 | 0 | 0 | 0 | 0 | 0 | 0 | 0 | 2160.97 | 0 | 2160.97 | 0 | 0 | 234.888 | 0 | 0 | 0 | 0 | 0 | 0 | 0 | 0 | 0 | 0 | 0 | 0 | 0 | 234.888 | 0 | 234.888 | 0 | 0 | 0 | 0 | 0 | 0 | 0 | 0 | 0 | 6.9615 | 0 | 0 | 0 | 6.9615 | 6.9615 | 6.9615 | 2
AZ_5B_MA_2010_EL | 5B | MA | EL | 14956 | ASHRAE30pct-state-5B | ApartmentMidRise | STD2010 | AZ-Winslow-AZ | Zone5B | Zone5B(AZ-Winslow-AZ) | ASHRAE30pct-state-STD2010 | state | AZ | 0.0954 | 0.95 | ASHRAE30pct-state-5B_ApartmentMidRise_STD2010_AZ-Winslow-AZ.table.csv.gz | Mid-Rise Apartment | Winslow Municipal Ap AZ USA TMY3 WMO#=723740 | Electricity | 0 | 44127.7781 | 37388.8892 | 11144.4445 | 142061.1122 | 0 | 69305.5561 | 0 | 0 | 0 | 0 | 114486.112 | 0 | 0 | 418513.8922 | 0 | 418513.8922 | 0 | 0 | 0 | 4209.79 | 3566.9 | 1063.18 | 13552.6301 | 0 | 6611.7501 | 0 | 0 | 0 | 0 | 10921.9751 | 0 | 0 | 39926.2253 | 0 | 39926.2253 | 0 | 0 | 0 | 150.6067 | 127.6071 | 38.0356 | 484.8502 | 0 | 236.5377 | 0 | 0 | 0 | 0 | 390.7376 | 0 | 0 | 1428.3749 | 0 | 1428.3749 | 0 | 0 | 3.782 | 1.1273 | 14.3698 | 7.0104 | 0 | 0 | 4.4636 | 0 | 11.5805 | 0 | 0 | 42.3335 | 42.3335 | 42.3335 | 1
AZ_5B_MA_2013_EL | 5B | MA | EL | 15556 | ASHRAE30pct-state-5B | ApartmentMidRise | STD2013 | AZ-Winslow-AZ | Zone5B | Zone5B(AZ-Winslow-AZ) | ASHRAE30pct-state-STD2013 | state | AZ | 0.0954 | 0.95 | ASHRAE30pct-state-5B_ApartmentMidRise_STD2013_AZ-Winslow-AZ.table.csv.gz | Mid-Rise Apartment | Winslow Municipal Ap AZ USA TMY3 WMO#=723740 | Electricity | 0 | 38238.8892 | 30750.0002 | 11144.4445 | 141969.4456 | 0 | 65288.8894 | 0 | 0 | 0 | 0 | 114388.8898 | 0 | 0 | 401780.5588 | 0 | 401780.5588 | 0 | 0 | 0 | 3647.99 | 2933.55 | 1063.18 | 13543.8851 | 0 | 6228.56 | 0 | 0 | 0 | 0 | 10912.7001 | 0 | 0 | 38329.8653 | 0 | 38329.8653 | 0 | 0 | 0 | 130.5081 | 104.9488 | 38.0356 | 484.5373 | 0 | 222.829 | 0 | 0 | 0 | 0 | 390.4057 | 0 | 0 | 1371.2646 | 0 | 1371.2646 | 0 | 0 | 3.1104 | 1.1273 | 14.3605 | 6.6041 | 0 | 0 | 3.8679 | 0 | 11.5707 | 0 | 0 | 40.6409 | 40.6409 | 40.6409 | 2
AZ_5B_MA_2010_NG | 5B | MA | NG | 14965 | ASHRAE30pct-state-5B | ApartmentMidRise | STD2010 | AZ-Winslow-AZ | Zone5B | Zone5B(AZ-Winslow-AZ) | ASHRAE30pct-state-STD2010 | state | AZ | 0.0954 | 0.95 | ASHRAE30pct-state-5B_ApartmentMidRise_STD2010_AZ-Winslow-AZ.table.csv.gz | Mid-Rise Apartment | Winslow Municipal Ap AZ USA TMY3 WMO#=723740 | Natural Gas | 95852.7453 | 0 | 0 | 0 | 0 | 0 | 0 | 0 | 0 | 0 | 0 | 0 | 0 | 0 | 95852.7453 | 0 | 95852.7453 | 0 | 0 | 910.6011 | 0 | 0 | 0 | 0 | 0 | 0 | 0 | 0 | 0 | 0 | 0 | 0 | 0 | 910.6011 | 0 | 910.6011 | 0 | 0 | 95.8527 | 0 | 0 | 0 | 0 | 0 | 0 | 0 | 0 | 0 | 0 | 0 | 0 | 0 | 95.8527 | 0 | 95.8527 | 0 | 0 | 0 | 0 | 0 | 0 | 0 | 0 | 0 | 2.8408 | 0 | 0 | 0 | 2.8408 | 2.8408 | 2.8408 | 1
AZ_5B_MA_2013_NG | 5B | MA | NG | 15565 | ASHRAE30pct-state-5B | ApartmentMidRise | STD2013 | AZ-Winslow-AZ | Zone5B | Zone5B(AZ-Winslow-AZ) | ASHRAE30pct-state-STD2013 | state | AZ | 0.0954 | 0.95 | ASHRAE30pct-state-5B_ApartmentMidRise_STD2013_AZ-Winslow-AZ.table.csv.gz | Mid-Rise Apartment | Winslow Municipal Ap AZ USA TMY3 WMO#=723740 | Natural Gas | 73019.8309 | 0 | 0 | 0 | 0 | 0 | 0 | 0 | 0 | 0 | 0 | 0 | 0 | 0 | 73019.8309 | 0 | 73019.8309 | 0 | 0 | 693.6884 | 0 | 0 | 0 | 0 | 0 | 0 | 0 | 0 | 0 | 0 | 0 | 0 | 0 | 693.6884 | 0 | 693.6884 | 0 | 0 | 73.0198 | 0 | 0 | 0 | 0 | 0 | 0 | 0 | 0 | 0 | 0 | 0 | 0 | 0 | 73.0198 | 0 | 73.0198 | 0 | 0 | 0 | 0 | 0 | 0 | 0 | 0 | 0 | 2.1641 | 0 | 0 | 0 | 2.1641 | 2.1641 | 2.1641 | 2
CA_5B_MA_2010_EL | 5B | MA | EL | 15016 | ASHRAE30pct-state-5B | ApartmentMidRise | STD2010 | CA-Reno-NV | Zone5B | Zone5B(CA-Reno-NV) | ASHRAE30pct-state-STD2010 | state | CA | 0.136 | 0.7 | ASHRAE30pct-state-5B_ApartmentMidRise_STD2010_CA-Reno-NV.table.csv.gz | Mid-Rise Apartment | Reno Tahoe International Ap NV USA TMY3 WMO#=724880 | Electricity | 0 | 33983.3336 | 37388.8892 | 11130.5556 | 142061.1122 | 0 | 67147.2228 | 0 | 0 | 0 | 0 | 114566.6676 | 0 | 0 | 406275.0033 | 0 | 406277.781 | -2.7778 | -2.7778 | 0 | 4621.7334 | 5084.8889 | 1513.7556 | 19320.3113 | 0 | 9132.0223 | 0 | 0 | 0 | 0 | 15581.0668 | 0 | 0 | 55253.4004 | 0 | 55253.7782 | -0.37778 | -0.37778 | 0 | 115.9841 | 127.6071 | 37.9882 | 484.8502 | 0 | 229.1714 | 0 | 0 | 0 | 0 | 391.0125 | 0 | 0 | 1386.604 | 0 | 1386.6135 | -0.0094805 | -0.0094805 | 3.782 | 1.1259 | 14.3695 | 6.7921 | 0 | 0 | 3.4375 | 0 | 11.5886 | 0 | 0 | 41.0958 | 41.0955 | 41.0955 | 1
CA_5B_MA_2013_EL | 5B | MA | EL | 15616 | ASHRAE30pct-state-5B | ApartmentMidRise | STD2013 | CA-Reno-NV | Zone5B | Zone5B(CA-Reno-NV) | ASHRAE30pct-state-STD2013 | state | CA | 0.136 | 0.7 | ASHRAE30pct-state-5B_ApartmentMidRise_STD2013_CA-Reno-NV.table.csv.gz | Mid-Rise Apartment | Reno Tahoe International Ap NV USA TMY3 WMO#=724880 | Electricity | 0 | 29630.5558 | 30750.0002 | 11130.5556 | 141969.4456 | 0 | 63380.5561 | 0 | 0 | 0 | 0 | 114477.7787 | 0 | 0 | 391333.3365 | 0 | 391338.892 | -5.5556 | -5.5556 | 0 | 4029.7556 | 4182 | 1513.7556 | 19307.8446 | 0 | 8619.7556 | 0 | 0 | 0 | 0 | 15568.9779 | 0 | 0 | 53221.3338 | 0 | 53222.0893 | -0.75556 | -0.75556 | 0 | 101.1282 | 104.9488 | 37.9882 | 484.5373 | 0 | 216.3159 | 0 | 0 | 0 | 0 | 390.7091 | 0 | 0 | 1335.6085 | 0 | 1335.6275 | -0.018961 | -0.018961 | 3.1104 | 1.1259 | 14.3599 | 6.4111 | 0 | 0 | 2.9972 | 0 | 11.5797 | 0 | 0 | 39.5847 | 39.5841 | 39.5841 | 2
CA_5B_MA_2010_NG | 5B | MA | NG | 15025 | ASHRAE30pct-state-5B | ApartmentMidRise | STD2010 | CA-Reno-NV | Zone5B | Zone5B(CA-Reno-NV) | ASHRAE30pct-state-STD2010 | state | CA | 0.136 | 0.7 | ASHRAE30pct-state-5B_ApartmentMidRise_STD2010_CA-Reno-NV.table.csv.gz | Mid-Rise Apartment | Reno Tahoe International Ap NV USA TMY3 WMO#=724880 | Natural Gas | 146636.7866 | 0 | 0 | 0 | 0 | 0 | 0 | 0 | 0 | 0 | 0 | 0 | 0 | 0 | 146636.7866 | 0 | 146636.7866 | 0 | 0 | 1026.4575 | 0 | 0 | 0 | 0 | 0 | 0 | 0 | 0 | 0 | 0 | 0 | 0 | 0 | 1026.4575 | 0 | 1026.4575 | 0 | 0 | 146.6368 | 0 | 0 | 0 | 0 | 0 | 0 | 0 | 0 | 0 | 0 | 0 | 0 | 0 | 146.6368 | 0 | 146.6368 | 0 | 0 | 0 | 0 | 0 | 0 | 0 | 0 | 0 | 4.346 | 0 | 0 | 0 | 4.346 | 4.346 | 4.346 | 1
CA_5B_MA_2013_NG | 5B | MA | NG | 15625 | ASHRAE30pct-state-5B | ApartmentMidRise | STD2013 | CA-Reno-NV | Zone5B | Zone5B(CA-Reno-NV) | ASHRAE30pct-state-STD2013 | state | CA | 0.136 | 0.7 | ASHRAE30pct-state-5B_ApartmentMidRise_STD2013_CA-Reno-NV.table.csv.gz | Mid-Rise Apartment | Reno Tahoe International Ap NV USA TMY3 WMO#=724880 | Natural Gas | 115662.1232 | 0 | 0 | 0 | 0 | 0 | 0 | 0 | 0 | 0 | 0 | 0 | 0 | 0 | 115662.1232 | 0 | 115662.1232 | 0 | 0 | 809.6349 | 0 | 0 | 0 | 0 | 0 | 0 | 0 | 0 | 0 | 0 | 0 | 0 | 0 | 809.6349 | 0 | 809.6349 | 0 | 0 | 115.6621 | 0 | 0 | 0 | 0 | 0 | 0 | 0 | 0 | 0 | 0 | 0 | 0 | 0 | 115.6621 | 0 | 115.6621 | 0 | 0 | 0 | 0 | 0 | 0 | 0 | 0 | 0 | 3.4279 | 0 | 0 | 0 | 3.4279 | 3.4279 | 3.4279 | 2
CO_5B_MA_2010_EL | 5B | MA | EL | 15076 | ASHRAE30pct-state-5B | ApartmentMidRise | STD2010 | CO-ColoradoSprings-CO | Zone5B | Zone5B(CO-ColoradoSprings-CO) | ASHRAE30pct-state-STD2010 | state | CO | 0.0934 | 0.73 | ASHRAE30pct-state-5B_ApartmentMidRise_STD2010_CO-ColoradoSprings-CO.table.csv.gz | Mid-Rise Apartment | Colorado Springs Muni Ap CO USA TMY3 WMO#=724660 | Electricity | 0 | 29105.5558 | 37388.8892 | 11133.3334 | 142061.1122 | 0 | 68033.3339 | 0 | 0 | 0 | 0 | 114597.2231 | 0 | 0 | 402319.4477 | 0 | 402319.4477 | 5.8208e-11 | 5.8208e-11 | 0 | 2718.4589 | 3492.1223 | 1039.8533 | 13268.5079 | 0 | 6354.3134 | 0 | 0 | 0 | 0 | 10703.3806 | 0 | 0 | 37576.6364 | 0 | 37576.6364 | 5.4366e-12 | 5.4366e-12 | 0 | 99.3364 | 127.6071 | 37.9977 | 484.8502 | 0 | 232.1957 | 0 | 0 | 0 | 0 | 391.1168 | 0 | 0 | 1373.1038 | 0 | 1373.1038 | 1.9866e-13 | 1.9866e-13 | 3.782 | 1.1262 | 14.3698 | 6.8817 | 0 | 0 | 2.9441 | 0 | 11.5917 | 0 | 0 | 40.6954 | 40.6954 | 40.6954 | 1
CO_5B_MA_2013_EL | 5B | MA | EL | 15676 | ASHRAE30pct-state-5B | ApartmentMidRise | STD2013 | CO-ColoradoSprings-CO | Zone5B | Zone5B(CO-ColoradoSprings-CO) | ASHRAE30pct-state-STD2013 | state | CO | 0.0934 | 0.73 | ASHRAE30pct-state-5B_ApartmentMidRise_STD2013_CO-ColoradoSprings-CO.table.csv.gz | Mid-Rise Apartment | Colorado Springs Muni Ap CO USA TMY3 WMO#=724660 | Electricity | 0 | 24941.6669 | 30750.0002 | 11133.3334 | 141969.4456 | 0 | 64627.7783 | 0 | 0 | 0 | 0 | 114500.0009 | 0 | 0 | 387916.6698 | 0 | 387922.2253 | -5.5556 | -5.5556 | 0 | 2329.5517 | 2872.05 | 1039.8533 | 13259.9462 | 0 | 6036.2345 | 0 | 0 | 0 | 0 | 10694.3001 | 0 | 0 | 36231.417 | 0 | 36231.9358 | -0.51889 | -0.51889 | 0 | 85.1251 | 104.9488 | 37.9977 | 484.5373 | 0 | 220.5726 | 0 | 0 | 0 | 0 | 390.785 | 0 | 0 | 1323.9476 | 0 | 1323.9665 | -0.018961 | -0.018961 | 3.1104 | 1.1262 | 14.3599 | 6.5372 | 0 | 0 | 2.5229 | 0 | 11.5819 | 0 | 0 | 39.2391 | 39.2385 | 39.2385 | 2
CO_5B_MA_2010_NG | 5B | MA | NG | 15085 | ASHRAE30pct-state-5B | ApartmentMidRise | STD2010 | CO-ColoradoSprings-CO | Zone5B | Zone5B(CO-ColoradoSprings-CO) | ASHRAE30pct-state-STD2010 | state | CO | 0.0934 | 0.73 | ASHRAE30pct-state-5B_ApartmentMidRise_STD2010_CO-ColoradoSprings-CO.table.csv.gz | Mid-Rise Apartment | Colorado Springs Muni Ap CO USA TMY3 WMO#=724660 | Natural Gas | 207609.862 | 0 | 0 | 0 | 0 | 0 | 0 | 0 | 0 | 0 | 0 | 0 | 0 | 0 | 207609.862 | 0 | 207609.862 | 0 | 0 | 1515.552 | 0 | 0 | 0 | 0 | 0 | 0 | 0 | 0 | 0 | 0 | 0 | 0 | 0 | 1515.552 | 0 | 1515.552 | 0 | 0 | 207.6099 | 0 | 0 | 0 | 0 | 0 | 0 | 0 | 0 | 0 | 0 | 0 | 0 | 0 | 207.6099 | 0 | 207.6099 | 0 | 0 | 0 | 0 | 0 | 0 | 0 | 0 | 0 | 6.153 | 0 | 0 | 0 | 6.153 | 6.153 | 6.153 | 1
CO_5B_MA_2013_NG | 5B | MA | NG | 15685 | ASHRAE30pct-state-5B | ApartmentMidRise | STD2013 | CO-ColoradoSprings-CO | Zone5B | Zone5B(CO-ColoradoSprings-CO) | ASHRAE30pct-state-STD2013 | state | CO | 0.0934 | 0.73 | ASHRAE30pct-state-5B_ApartmentMidRise_STD2013_CO-ColoradoSprings-CO.table.csv.gz | Mid-Rise Apartment | Colorado Springs Muni Ap CO USA TMY3 WMO#=724660 | Natural Gas | 170389.0837 | 0 | 0 | 0 | 0 | 0 | 0 | 0 | 0 | 0 | 0 | 0 | 0 | 0 | 170389.0837 | 0 | 170389.0837 | 0 | 0 | 1243.8403 | 0 | 0 | 0 | 0 | 0 | 0 | 0 | 0 | 0 | 0 | 0 | 0 | 0 | 1243.8403 | 0 | 1243.8403 | 0 | 0 | 170.3891 | 0 | 0 | 0 | 0 | 0 | 0 | 0 | 0 | 0 | 0 | 0 | 0 | 0 | 170.3891 | 0 | 170.3891 | 0 | 0 | 0 | 0 | 0 | 0 | 0 | 0 | 0 | 5.0499 | 0 | 0 | 0 | 5.0499 | 5.0499 | 5.0499 | 2
ID_5B_MA_2010_EL | 5B | MA | EL | 15136 | ASHRAE30pct-state-5B | ApartmentMidRise | STD2010 | ID-Boise-ID | Zone5B | Zone5B(ID-Boise-ID) | ASHRAE30pct-state-STD2010 | state | ID | 0.0683 | 0.73 | ASHRAE30pct-state-5B_ApartmentMidRise_STD2010_ID-Boise-ID.table.csv.gz | Mid-Rise Apartment | Boise Air Terminal Uo ID USA TMY3 WMO#=726810 | Electricity | 0 | 31422.2225 | 37388.8892 | 11127.7779 | 142061.1122 | 0 | 68394.445 | 0 | 0 | 0 | 0 | 114611.112 | 0 | 0 | 405002.781 | 0 | 405005.5588 | -2.7778 | -2.7778 | 0 | 2146.1378 | 2553.6611 | 760.0272 | 9702.774 | 0 | 4671.3406 | 0 | 0 | 0 | 0 | 7827.939 | 0 | 0 | 27661.6899 | 0 | 27661.8797 | -0.18972 | -0.18972 | 0 | 107.2431 | 127.6071 | 37.9788 | 484.8502 | 0 | 233.4281 | 0 | 0 | 0 | 0 | 391.1642 | 0 | 0 | 1382.2619 | 0 | 1382.2714 | -0.0094805 | -0.0094805 | 3.782 | 1.1256 | 14.3695 | 6.9182 | 0 | 0 | 3.1784 | 0 | 11.5931 | 0 | 0 | 40.9671 | 40.9668 | 40.9668 | 1
ID_5B_MA_2013_EL | 5B | MA | EL | 15736 | ASHRAE30pct-state-5B | ApartmentMidRise | STD2013 | ID-Boise-ID | Zone5B | Zone5B(ID-Boise-ID) | ASHRAE30pct-state-STD2013 | state | ID | 0.0683 | 0.73 | ASHRAE30pct-state-5B_ApartmentMidRise_STD2013_ID-Boise-ID.table.csv.gz | Mid-Rise Apartment | Boise Air Terminal Uo ID USA TMY3 WMO#=726810 | Electricity | 0 | 27133.3336 | 30750.0002 | 11127.7779 | 141969.4456 | 0 | 64625.0005 | 0 | 0 | 0 | 0 | 114527.7787 | 0 | 0 | 390130.5587 | 0 | 390133.3365 | -2.7778 | -2.7778 | 0 | 1853.2067 | 2100.225 | 760.0272 | 9696.5131 | 0 | 4413.8875 | 0 | 0 | 0 | 0 | 7822.2473 | 0 | 0 | 26645.9172 | 0 | 26646.1069 | -0.18972 | -0.18972 | 0 | 92.6052 | 104.9488 | 37.9788 | 484.5373 | 0 | 220.5631 | 0 | 0 | 0 | 0 | 390.8798 | 0 | 0 | 1331.5035 | 0 | 1331.513 | -0.0094805 | -0.0094805 | 3.1104 | 1.1256 | 14.3602 | 6.5369 | 0 | 0 | 2.7446 | 0 | 11.5847 | 0 | 0 | 39.4628 | 39.4625 | 39.4625 | 2
ID_5B_MA_2010_NG | 5B | MA | NG | 15145 | ASHRAE30pct-state-5B | ApartmentMidRise | STD2010 | ID-Boise-ID | Zone5B | Zone5B(ID-Boise-ID) | ASHRAE30pct-state-STD2010 | state | ID | 0.0683 | 0.73 | ASHRAE30pct-state-5B_ApartmentMidRise_STD2010_ID-Boise-ID.table.csv.gz | Mid-Rise Apartment | Boise Air Terminal Uo ID USA TMY3 WMO#=726810 | Natural Gas | 197600.9132 | 0 | 0 | 0 | 0 | 0 | 0 | 0 | 0 | 0 | 0 | 0 | 0 | 0 | 197600.9132 | 0 | 197600.9132 | 0 | 0 | 1442.4867 | 0 | 0 | 0 | 0 | 0 | 0 | 0 | 0 | 0 | 0 | 0 | 0 | 0 | 1442.4867 | 0 | 1442.4867 | 0 | 0 | 197.6009 | 0 | 0 | 0 | 0 | 0 | 0 | 0 | 0 | 0 | 0 | 0 | 0 | 0 | 197.6009 | 0 | 197.6009 | 0 | 0 | 0 | 0 | 0 | 0 | 0 | 0 | 0 | 5.8564 | 0 | 0 | 0 | 5.8564 | 5.8564 | 5.8564 | 1
ID_5B_MA_2013_NG | 5B | MA | NG | 15745 | ASHRAE30pct-state-5B | ApartmentMidRise | STD2013 | ID-Boise-ID | Zone5B | Zone5B(ID-Boise-ID) | ASHRAE30pct-state-STD2013 | state | ID | 0.0683 | 0.73 | ASHRAE30pct-state-5B_ApartmentMidRise_STD2013_ID-Boise-ID.table.csv.gz | Mid-Rise Apartment | Boise Air Terminal Uo ID USA TMY3 WMO#=726810 | Natural Gas | 164465.2267 | 0 | 0 | 0 | 0 | 0 | 0 | 0 | 0 | 0 | 0 | 0 | 0 | 0 | 164465.2267 | 0 | 164465.2267 | 0 | 0 | 1200.5962 | 0 | 0 | 0 | 0 | 0 | 0 | 0 | 0 | 0 | 0 | 0 | 0 | 0 | 1200.5962 | 0 | 1200.5962 | 0 | 0 | 164.4652 | 0 | 0 | 0 | 0 | 0 | 0 | 0 | 0 | 0 | 0 | 0 | 0 | 0 | 164.4652 | 0 | 164.4652 | 0 | 0 | 0 | 0 | 0 | 0 | 0 | 0 | 0 | 4.8743 | 0 | 0 | 0 | 4.8743 | 4.8743 | 4.8743 | 2
NM_5B_MA_2010_EL | 5B | MA | EL | 15196 | ASHRAE30pct-state-5B | ApartmentMidRise | STD2010 | NM-Winslow-AZ | Zone5B | Zone5B(NM-Winslow-AZ) | ASHRAE30pct-state-STD2010 | state | NM | 0.093 | 0.62 | ASHRAE30pct-state-5B_ApartmentMidRise_STD2010_NM-Winslow-AZ.table.csv.gz | Mid-Rise Apartment | Winslow Municipal Ap AZ USA TMY3 WMO#=723740 | Electricity | 0 | 44127.7781 | 37388.8892 | 11144.4445 | 142061.1122 | 0 | 69305.5561 | 0 | 0 | 0 | 0 | 114486.112 | 0 | 0 | 418513.8922 | 0 | 418513.8922 | 0 | 0 | 0 | 4103.8834 | 3477.1667 | 1036.4333 | 13211.6834 | 0 | 6445.4167 | 0 | 0 | 0 | 0 | 10647.2084 | 0 | 0 | 38921.792 | 0 | 38921.792 | 0 | 0 | 0 | 150.6067 | 127.6071 | 38.0356 | 484.8502 | 0 | 236.5377 | 0 | 0 | 0 | 0 | 390.7376 | 0 | 0 | 1428.3749 | 0 | 1428.3749 | 0 | 0 | 3.782 | 1.1273 | 14.3698 | 7.0104 | 0 | 0 | 4.4636 | 0 | 11.5805 | 0 | 0 | 42.3335 | 42.3335 | 42.3335 | 1
NM_5B_MA_2013_EL | 5B | MA | EL | 15796 | ASHRAE30pct-state-5B | ApartmentMidRise | STD2013 | NM-Winslow-AZ | Zone5B | Zone5B(NM-Winslow-AZ) | ASHRAE30pct-state-STD2013 | state | NM | 0.093 | 0.62 | ASHRAE30pct-state-5B_ApartmentMidRise_STD2013_NM-Winslow-AZ.table.csv.gz | Mid-Rise Apartment | Winslow Municipal Ap AZ USA TMY3 WMO#=723740 | Electricity | 0 | 38238.8892 | 30750.0002 | 11144.4445 | 141969.4456 | 0 | 65288.8894 | 0 | 0 | 0 | 0 | 114388.8898 | 0 | 0 | 401780.5588 | 0 | 401780.5588 | 0 | 0 | 0 | 3556.2167 | 2859.75 | 1036.4333 | 13203.1584 | 0 | 6071.8667 | 0 | 0 | 0 | 0 | 10638.1668 | 0 | 0 | 37365.592 | 0 | 37365.592 | 0 | 0 | 0 | 130.5081 | 104.9488 | 38.0356 | 484.5373 | 0 | 222.829 | 0 | 0 | 0 | 0 | 390.4057 | 0 | 0 | 1371.2646 | 0 | 1371.2646 | 0 | 0 | 3.1104 | 1.1273 | 14.3605 | 6.6041 | 0 | 0 | 3.8679 | 0 | 11.5707 | 0 | 0 | 40.6409 | 40.6409 | 40.6409 | 2
NM_5B_MA_2010_NG | 5B | MA | NG | 15205 | ASHRAE30pct-state-5B | ApartmentMidRise | STD2010 | NM-Winslow-AZ | Zone5B | Zone5B(NM-Winslow-AZ) | ASHRAE30pct-state-STD2010 | state | NM | 0.093 | 0.62 | ASHRAE30pct-state-5B_ApartmentMidRise_STD2010_NM-Winslow-AZ.table.csv.gz | Mid-Rise Apartment | Winslow Municipal Ap AZ USA TMY3 WMO#=723740 | Natural Gas | 95852.7453 | 0 | 0 | 0 | 0 | 0 | 0 | 0 | 0 | 0 | 0 | 0 | 0 | 0 | 95852.7453 | 0 | 95852.7453 | 0 | 0 | 594.287 | 0 | 0 | 0 | 0 | 0 | 0 | 0 | 0 | 0 | 0 | 0 | 0 | 0 | 594.287 | 0 | 594.287 | 0 | 0 | 95.8527 | 0 | 0 | 0 | 0 | 0 | 0 | 0 | 0 | 0 | 0 | 0 | 0 | 0 | 95.8527 | 0 | 95.8527 | 0 | 0 | 0 | 0 | 0 | 0 | 0 | 0 | 0 | 2.8408 | 0 | 0 | 0 | 2.8408 | 2.8408 | 2.8408 | 1
NM_5B_MA_2013_NG | 5B | MA | NG | 15805 | ASHRAE30pct-state-5B | ApartmentMidRise | STD2013 | NM-Winslow-AZ | Zone5B | Zone5B(NM-Winslow-AZ) | ASHRAE30pct-state-STD2013 | state | NM | 0.093 | 0.62 | ASHRAE30pct-state-5B_ApartmentMidRise_STD2013_NM-Winslow-AZ.table.csv.gz | Mid-Rise Apartment | Winslow Municipal Ap AZ USA TMY3 WMO#=723740 | Natural Gas | 73019.8309 | 0 | 0 | 0 | 0 | 0 | 0 | 0 | 0 | 0 | 0 | 0 | 0 | 0 | 73019.8309 | 0 | 73019.8309 | 0 | 0 | 452.723 | 0 | 0 | 0 | 0 | 0 | 0 | 0 | 0 | 0 | 0 | 0 | 0 | 0 | 452.723 | 0 | 452.723 | 0 | 0 | 73.0198 | 0 | 0 | 0 | 0 | 0 | 0 | 0 | 0 | 0 | 0 | 0 | 0 | 0 | 73.0198 | 0 | 73.0198 | 0 | 0 | 0 | 0 | 0 | 0 | 0 | 0 | 0 | 2.1641 | 0 | 0 | 0 | 2.1641 | 2.1641 | 2.1641 | 2
NV_5B_MA_2010_EL | 5B | MA | EL | 15256 | ASHRAE30pct-state-5B | ApartmentMidRise | STD2010 | NV-Reno-NV | Zone5B | Zone5B(NV-Reno-NV) | ASHRAE30pct-state-STD2010 | state | NV | 0.0886 | 0.73 | ASHRAE30pct-state-5B_ApartmentMidRise_STD2010_NV-Reno-NV.table.csv.gz | Mid-Rise Apartment | Reno Tahoe International Ap NV USA TMY3 WMO#=724880 | Electricity | 0 | 33983.3336 | 37388.8892 | 11130.5556 | 142061.1122 | 0 | 67147.2228 | 0 | 0 | 0 | 0 | 114566.6676 | 0 | 0 | 406275.0033 | 0 | 406277.781 | -2.7778 | -2.7778 | 0 | 3010.9234 | 3312.6556 | 986.1672 | 12586.6145 | 0 | 5949.2439 | 0 | 0 | 0 | 0 | 10150.6067 | 0 | 0 | 35995.9653 | 0 | 35996.2114 | -0.24611 | -0.24611 | 0 | 115.9841 | 127.6071 | 37.9882 | 484.8502 | 0 | 229.1714 | 0 | 0 | 0 | 0 | 391.0125 | 0 | 0 | 1386.604 | 0 | 1386.6135 | -0.0094805 | -0.0094805 | 3.782 | 1.1259 | 14.3695 | 6.7921 | 0 | 0 | 3.4375 | 0 | 11.5886 | 0 | 0 | 41.0958 | 41.0955 | 41.0955 | 1
NV_5B_MA_2013_EL | 5B | MA | EL | 15856 | ASHRAE30pct-state-5B | ApartmentMidRise | STD2013 | NV-Reno-NV | Zone5B | Zone5B(NV-Reno-NV) | ASHRAE30pct-state-STD2013 | state | NV | 0.0886 | 0.73 | ASHRAE30pct-state-5B_ApartmentMidRise_STD2013_NV-Reno-NV.table.csv.gz | Mid-Rise Apartment | Reno Tahoe International Ap NV USA TMY3 WMO#=724880 | Electricity | 0 | 29630.5558 | 30750.0002 | 11130.5556 | 141969.4456 | 0 | 63380.5561 | 0 | 0 | 0 | 0 | 114477.7787 | 0 | 0 | 391333.3365 | 0 | 391338.892 | -5.5556 | -5.5556 | 0 | 2625.2672 | 2724.45 | 986.1672 | 12578.4929 | 0 | 5615.5173 | 0 | 0 | 0 | 0 | 10142.7312 | 0 | 0 | 34672.1336 | 0 | 34672.6258 | -0.49222 | -0.49222 | 0 | 101.1282 | 104.9488 | 37.9882 | 484.5373 | 0 | 216.3159 | 0 | 0 | 0 | 0 | 390.7091 | 0 | 0 | 1335.6085 | 0 | 1335.6275 | -0.018961 | -0.018961 | 3.1104 | 1.1259 | 14.3599 | 6.4111 | 0 | 0 | 2.9972 | 0 | 11.5797 | 0 | 0 | 39.5847 | 39.5841 | 39.5841 | 2
NV_5B_MA_2010_NG | 5B | MA | NG | 15265 | ASHRAE30pct-state-5B | ApartmentMidRise | STD2010 | NV-Reno-NV | Zone5B | Zone5B(NV-Reno-NV) | ASHRAE30pct-state-STD2010 | state | NV | 0.0886 | 0.73 | ASHRAE30pct-state-5B_ApartmentMidRise_STD2010_NV-Reno-NV.table.csv.gz | Mid-Rise Apartment | Reno Tahoe International Ap NV USA TMY3 WMO#=724880 | Natural Gas | 146636.7866 | 0 | 0 | 0 | 0 | 0 | 0 | 0 | 0 | 0 | 0 | 0 | 0 | 0 | 146636.7866 | 0 | 146636.7866 | 0 | 0 | 1070.4485 | 0 | 0 | 0 | 0 | 0 | 0 | 0 | 0 | 0 | 0 | 0 | 0 | 0 | 1070.4485 | 0 | 1070.4485 | 0 | 0 | 146.6368 | 0 | 0 | 0 | 0 | 0 | 0 | 0 | 0 | 0 | 0 | 0 | 0 | 0 | 146.6368 | 0 | 146.6368 | 0 | 0 | 0 | 0 | 0 | 0 | 0 | 0 | 0 | 4.346 | 0 | 0 | 0 | 4.346 | 4.346 | 4.346 | 1
NV_5B_MA_2013_NG | 5B | MA | NG | 15865 | ASHRAE30pct-state-5B | ApartmentMidRise | STD2013 | NV-Reno-NV | Zone5B | Zone5B(NV-Reno-NV) | ASHRAE30pct-state-STD2013 | state | NV | 0.0886 | 0.73 | ASHRAE30pct-state-5B_ApartmentMidRise_STD2013_NV-Reno-NV.table.csv.gz | Mid-Rise Apartment | Reno Tahoe International Ap NV USA TMY3 WMO#=724880 | Natural Gas | 115662.1232 | 0 | 0 | 0 | 0 | 0 | 0 | 0 | 0 | 0 | 0 | 0 | 0 | 0 | 115662.1232 | 0 | 115662.1232 | 0 | 0 | 844.3335 | 0 | 0 | 0 | 0 | 0 | 0 | 0 | 0 | 0 | 0 | 0 | 0 | 0 | 844.3335 | 0 | 844.3335 | 0 | 0 | 115.6621 | 0 | 0 | 0 | 0 | 0 | 0 | 0 | 0 | 0 | 0 | 0 | 0 | 0 | 115.6621 | 0 | 115.6621 | 0 | 0 | 0 | 0 | 0 | 0 | 0 | 0 | 0 | 3.4279 | 0 | 0 | 0 | 3.4279 | 3.4279 | 3.4279 | 2
OR_5B_MA_2010_EL | 5B | MA | EL | 15316 | ASHRAE30pct-state-5B | ApartmentMidRise | STD2010 | OR-Redmond-OR | Zone5B | Zone5B(OR-Redmond-OR) | ASHRAE30pct-state-STD2010 | state | OR | 0.0834 | 0.92 | ASHRAE30pct-state-5B_ApartmentMidRise_STD2010_OR-Redmond-OR.table.csv.gz | Mid-Rise Apartment | Redmond Roberts Field OR USA TMY3 WMO#=726835 | Electricity | 0 | 21975.0002 | 37388.8892 | 11125.0001 | 142061.1122 | 0 | 63225.0005 | 0 | 0 | 0 | 0 | 114694.4454 | 0 | 0 | 390466.6698 | 0 | 390469.4476 | -2.7778 | -2.7778 | 0 | 1832.715 | 3118.2334 | 927.825 | 11847.8968 | 0 | 5272.965 | 0 | 0 | 0 | 0 | 9565.5167 | 0 | 0 | 32564.9203 | 0 | 32565.1519 | -0.23167 | -0.23167 | 0 | 75 | 127.6071 | 37.9693 | 484.8502 | 0 | 215.785 | 0 | 0 | 0 | 0 | 391.4486 | 0 | 0 | 1332.6506 | 0 | 1332.6601 | -0.0094805 | -0.0094805 | 3.782 | 1.1253 | 14.3695 | 6.3953 | 0 | 0 | 2.2228 | 0 | 11.6016 | 0 | 0 | 39.4968 | 39.4965 | 39.4965 | 1
OR_5B_MA_2013_EL | 5B | MA | EL | 15916 | ASHRAE30pct-state-5B | ApartmentMidRise | STD2013 | OR-Redmond-OR | Zone5B | Zone5B(OR-Redmond-OR) | ASHRAE30pct-state-STD2013 | state | OR | 0.0834 | 0.92 | ASHRAE30pct-state-5B_ApartmentMidRise_STD2013_OR-Redmond-OR.table.csv.gz | Mid-Rise Apartment | Redmond Roberts Field OR USA TMY3 WMO#=726835 | Electricity | 0 | 18861.1113 | 30750.0002 | 11125.0001 | 141969.4456 | 0 | 60136.1116 | 0 | 0 | 0 | 0 | 114605.5565 | 0 | 0 | 377447.2252 | 0 | 377447.2252 | 0 | 0 | 0 | 1573.0167 | 2564.55 | 927.825 | 11840.2518 | 0 | 5015.3517 | 0 | 0 | 0 | 0 | 9558.1034 | 0 | 0 | 31479.0986 | 0 | 31479.0986 | 0 | 0 | 0 | 64.3724 | 104.9488 | 37.9693 | 484.5373 | 0 | 205.2427 | 0 | 0 | 0 | 0 | 391.1452 | 0 | 0 | 1288.2157 | 0 | 1288.2157 | 0 | 0 | 3.1104 | 1.1253 | 14.3605 | 6.0829 | 0 | 0 | 1.9078 | 0 | 11.5926 | 0 | 0 | 38.1795 | 38.1795 | 38.1795 | 2
OR_5B_MA_2010_NG | 5B | MA | NG | 15325 | ASHRAE30pct-state-5B | ApartmentMidRise | STD2010 | OR-Redmond-OR | Zone5B | Zone5B(OR-Redmond-OR) | ASHRAE30pct-state-STD2010 | state | OR | 0.0834 | 0.92 | ASHRAE30pct-state-5B_ApartmentMidRise_STD2010_OR-Redmond-OR.table.csv.gz | Mid-Rise Apartment | Redmond Roberts Field OR USA TMY3 WMO#=726835 | Natural Gas | 225049.697 | 0 | 0 | 0 | 0 | 0 | 0 | 0 | 0 | 0 | 0 | 0 | 0 | 0 | 225049.697 | 0 | 225049.697 | 0 | 0 | 2070.4572 | 0 | 0 | 0 | 0 | 0 | 0 | 0 | 0 | 0 | 0 | 0 | 0 | 0 | 2070.4572 | 0 | 2070.4572 | 0 | 0 | 225.0497 | 0 | 0 | 0 | 0 | 0 | 0 | 0 | 0 | 0 | 0 | 0 | 0 | 0 | 225.0497 | 0 | 225.0497 | 0 | 0 | 0 | 0 | 0 | 0 | 0 | 0 | 0 | 6.6699 | 0 | 0 | 0 | 6.6699 | 6.6699 | 6.6699 | 1
OR_5B_MA_2013_NG | 5B | MA | NG | 15925 | ASHRAE30pct-state-5B | ApartmentMidRise | STD2013 | OR-Redmond-OR | Zone5B | Zone5B(OR-Redmond-OR) | ASHRAE30pct-state-STD2013 | state | OR | 0.0834 | 0.92 | ASHRAE30pct-state-5B_ApartmentMidRise_STD2013_OR-Redmond-OR.table.csv.gz | Mid-Rise Apartment | Redmond Roberts Field OR USA TMY3 WMO#=726835 | Natural Gas | 184056.6065 | 0 | 0 | 0 | 0 | 0 | 0 | 0 | 0 | 0 | 0 | 0 | 0 | 0 | 184056.6065 | 0 | 184056.6065 | 0 | 0 | 1693.3208 | 0 | 0 | 0 | 0 | 0 | 0 | 0 | 0 | 0 | 0 | 0 | 0 | 0 | 1693.3208 | 0 | 1693.3208 | 0 | 0 | 184.0566 | 0 | 0 | 0 | 0 | 0 | 0 | 0 | 0 | 0 | 0 | 0 | 0 | 0 | 184.0566 | 0 | 184.0566 | 0 | 0 | 0 | 0 | 0 | 0 | 0 | 0 | 0 | 5.455 | 0 | 0 | 0 | 5.455 | 5.455 | 5.455 | 2
UT_5B_MA_2010_EL | 5B | MA | EL | 15376 | ASHRAE30pct-state-5B | ApartmentMidRise | STD2010 | UT-SaltLakeCity-UT | Zone5B | Zone5B(UT-SaltLakeCity-UT) | ASHRAE30pct-state-STD2010 | state | UT | 0.0805 | 0.69 | ASHRAE30pct-state-5B_ApartmentMidRise_STD2010_UT-SaltLakeCity-UT.table.csv.gz | Mid-Rise Apartment | Salt Lake City IntL Arpt Isis UT USA TMY3 WMO#=725720 | Electricity | 0 | 36236.1114 | 37388.8892 | 11150.0001 | 142061.1122 | 0 | 72197.2228 | 0 | 0 | 0 | 0 | 114588.8898 | 0 | 0 | 413622.2255 | 0 | 413622.2255 | 0 | 0 | 0 | 2917.007 | 3009.8056 | 897.575 | 11435.9195 | 0 | 5811.8764 | 0 | 0 | 0 | 0 | 9224.4056 | 0 | 0 | 33296.5892 | 0 | 33296.5892 | 0 | 0 | 0 | 123.6727 | 127.6071 | 38.0546 | 484.8502 | 0 | 246.4069 | 0 | 0 | 0 | 0 | 391.0883 | 0 | 0 | 1411.6798 | 0 | 1411.6798 | 0 | 0 | 3.782 | 1.1278 | 14.3698 | 7.3029 | 0 | 0 | 3.6654 | 0 | 11.5909 | 0 | 0 | 41.8387 | 41.8387 | 41.8387 | 1
UT_5B_MA_2013_EL | 5B | MA | EL | 15976 | ASHRAE30pct-state-5B | ApartmentMidRise | STD2013 | UT-SaltLakeCity-UT | Zone5B | Zone5B(UT-SaltLakeCity-UT) | ASHRAE30pct-state-STD2013 | state | UT | 0.0805 | 0.69 | ASHRAE30pct-state-5B_ApartmentMidRise_STD2013_UT-SaltLakeCity-UT.table.csv.gz | Mid-Rise Apartment | Salt Lake City IntL Arpt Isis UT USA TMY3 WMO#=725720 | Electricity | 0 | 31363.8891 | 30750.0002 | 11150.0001 | 141969.4456 | 0 | 68186.1117 | 0 | 0 | 0 | 0 | 114511.112 | 0 | 0 | 397927.781 | 0 | 397930.5587 | -2.7778 | -2.7778 | 0 | 2524.7931 | 2475.375 | 897.575 | 11428.5404 | 0 | 5488.982 | 0 | 0 | 0 | 0 | 9218.1445 | 0 | 0 | 32033.1864 | 0 | 32033.41 | -0.22361 | -0.22361 | 0 | 107.044 | 104.9488 | 38.0546 | 484.5373 | 0 | 232.7171 | 0 | 0 | 0 | 0 | 390.8229 | 0 | 0 | 1358.1152 | 0 | 1358.1247 | -0.0094805 | -0.0094805 | 3.1104 | 1.1278 | 14.3602 | 6.8972 | 0 | 0 | 3.1725 | 0 | 11.583 | 0 | 0 | 40.2515 | 40.2512 | 40.2512 | 2
UT_5B_MA_2010_NG | 5B | MA | NG | 15385 | ASHRAE30pct-state-5B | ApartmentMidRise | STD2010 | UT-SaltLakeCity-UT | Zone5B | Zone5B(UT-SaltLakeCity-UT) | ASHRAE30pct-state-STD2010 | state | UT | 0.0805 | 0.69 | ASHRAE30pct-state-5B_ApartmentMidRise_STD2010_UT-SaltLakeCity-UT.table.csv.gz | Mid-Rise Apartment | Salt Lake City IntL Arpt Isis UT USA TMY3 WMO#=725720 | Natural Gas | 175450.4271 | 0 | 0 | 0 | 0 | 0 | 0 | 0 | 0 | 0 | 0 | 0 | 0 | 0 | 175450.4271 | 0 | 175450.4271 | 0 | 0 | 1210.6079 | 0 | 0 | 0 | 0 | 0 | 0 | 0 | 0 | 0 | 0 | 0 | 0 | 0 | 1210.6079 | 0 | 1210.6079 | 0 | 0 | 175.4504 | 0 | 0 | 0 | 0 | 0 | 0 | 0 | 0 | 0 | 0 | 0 | 0 | 0 | 175.4504 | 0 | 175.4504 | 0 | 0 | 0 | 0 | 0 | 0 | 0 | 0 | 0 | 5.1999 | 0 | 0 | 0 | 5.1999 | 5.1999 | 5.1999 | 1
UT_5B_MA_2013_NG | 5B | MA | NG | 15985 | ASHRAE30pct-state-5B | ApartmentMidRise | STD2013 | UT-SaltLakeCity-UT | Zone5B | Zone5B(UT-SaltLakeCity-UT) | ASHRAE30pct-state-STD2013 | state | UT | 0.0805 | 0.69 | ASHRAE30pct-state-5B_ApartmentMidRise_STD2013_UT-SaltLakeCity-UT.table.csv.gz | Mid-Rise Apartment | Salt Lake City IntL Arpt Isis UT USA TMY3 WMO#=725720 | Natural Gas | 144039.7677 | 0 | 0 | 0 | 0 | 0 | 0 | 0 | 0 | 0 | 0 | 0 | 0 | 0 | 144039.7677 | 0 | 144039.7677 | 0 | 0 | 993.8744 | 0 | 0 | 0 | 0 | 0 | 0 | 0 | 0 | 0 | 0 | 0 | 0 | 0 | 993.8744 | 0 | 993.8744 | 0 | 0 | 144.0398 | 0 | 0 | 0 | 0 | 0 | 0 | 0 | 0 | 0 | 0 | 0 | 0 | 0 | 144.0398 | 0 | 144.0398 | 0 | 0 | 0 | 0 | 0 | 0 | 0 | 0 | 0 | 4.269 | 0 | 0 | 0 | 4.269 | 4.269 | 4.269 | 2
WA_5B_MA_2010_EL | 5B | MA | EL | 15436 | ASHRAE30pct-state-5B | ApartmentMidRise | STD2010 | WA-Spokane-WA | Zone5B | Zone5B(WA-Spokane-WA) | ASHRAE30pct-state-STD2010 | state | WA | 0.0767 | 0.96 | ASHRAE30pct-state-5B_ApartmentMidRise_STD2010_WA-Spokane-WA.table.csv.gz | Mid-Rise Apartment | Spokane International Ap Chen WA USA TMY3 WMO#=727850 | Electricity | 0 | 22388.8891 | 37388.8892 | 11122.2223 | 142061.1122 | 0 | 66341.6672 | 0 | 0 | 0 | 0 | 114713.8898 | 0 | 0 | 394016.6698 | 0 | 394016.6698 | 0 | 0 | 0 | 1717.2278 | 2867.7278 | 853.0745 | 10896.0873 | 0 | 5088.4059 | 0 | 0 | 0 | 0 | 8798.5553 | 0 | 0 | 30221.0786 | 0 | 30221.0786 | 0 | 0 | 0 | 76.4126 | 127.6071 | 37.9598 | 484.8502 | 0 | 226.4221 | 0 | 0 | 0 | 0 | 391.5149 | 0 | 0 | 1344.7667 | 0 | 1344.7667 | 0 | 0 | 3.782 | 1.125 | 14.3698 | 6.7106 | 0 | 0 | 2.2647 | 0 | 11.6035 | 0 | 0 | 39.8556 | 39.8556 | 39.8556 | 1
WA_5B_MA_2013_EL | 5B | MA | EL | 16036 | ASHRAE30pct-state-5B | ApartmentMidRise | STD2013 | WA-Spokane-WA | Zone5B | Zone5B(WA-Spokane-WA) | ASHRAE30pct-state-STD2013 | state | WA | 0.0767 | 0.96 | ASHRAE30pct-state-5B_ApartmentMidRise_STD2013_WA-Spokane-WA.table.csv.gz | Mid-Rise Apartment | Spokane International Ap Chen WA USA TMY3 WMO#=727850 | Electricity | 0 | 19013.889 | 30750.0002 | 11122.2223 | 141969.4456 | 0 | 63144.4449 | 0 | 0 | 0 | 0 | 114638.8898 | 0 | 0 | 380636.1142 | 0 | 380638.8919 | -2.7778 | -2.7778 | 0 | 1458.3653 | 2358.525 | 853.0745 | 10889.0565 | 0 | 4843.1789 | 0 | 0 | 0 | 0 | 8792.8028 | 0 | 0 | 29194.79 | 0 | 29195.003 | -0.21306 | -0.21306 | 0 | 64.8938 | 104.9488 | 37.9598 | 484.5373 | 0 | 215.51 | 0 | 0 | 0 | 0 | 391.259 | 0 | 0 | 1299.0993 | 0 | 1299.1087 | -0.0094805 | -0.0094805 | 3.1104 | 1.125 | 14.3602 | 6.3872 | 0 | 0 | 1.9233 | 0 | 11.596 | 0 | 0 | 38.5024 | 38.5021 | 38.5021 | 2
WA_5B_MA_2010_NG | 5B | MA | NG | 15445 | ASHRAE30pct-state-5B | ApartmentMidRise | STD2010 | WA-Spokane-WA | Zone5B | Zone5B(WA-Spokane-WA) | ASHRAE30pct-state-STD2010 | state | WA | 0.0767 | 0.96 | ASHRAE30pct-state-5B_ApartmentMidRise_STD2010_WA-Spokane-WA.table.csv.gz | Mid-Rise Apartment | Spokane International Ap Chen WA USA TMY3 WMO#=727850 | Natural Gas | 324987.5341 | 0 | 0 | 0 | 0 | 0 | 0 | 0 | 0 | 0 | 0 | 0 | 0 | 0 | 324987.5341 | 0 | 324987.5341 | 0 | 0 | 3119.8803 | 0 | 0 | 0 | 0 | 0 | 0 | 0 | 0 | 0 | 0 | 0 | 0 | 0 | 3119.8803 | 0 | 3119.8803 | 0 | 0 | 324.9875 | 0 | 0 | 0 | 0 | 0 | 0 | 0 | 0 | 0 | 0 | 0 | 0 | 0 | 324.9875 | 0 | 324.9875 | 0 | 0 | 0 | 0 | 0 | 0 | 0 | 0 | 0 | 9.6318 | 0 | 0 | 0 | 9.6318 | 9.6318 | 9.6318 | 1
WA_5B_MA_2013_NG | 5B | MA | NG | 16045 | ASHRAE30pct-state-5B | ApartmentMidRise | STD2013 | WA-Spokane-WA | Zone5B | Zone5B(WA-Spokane-WA) | ASHRAE30pct-state-STD2013 | state | WA | 0.0767 | 0.96 | ASHRAE30pct-state-5B_ApartmentMidRise_STD2013_WA-Spokane-WA.table.csv.gz | Mid-Rise Apartment | Spokane International Ap Chen WA USA TMY3 WMO#=727850 | Natural Gas | 279113.1855 | 0 | 0 | 0 | 0 | 0 | 0 | 0 | 0 | 0 | 0 | 0 | 0 | 0 | 279113.1855 | 0 | 279113.1855 | 0 | 0 | 2679.4866 | 0 | 0 | 0 | 0 | 0 | 0 | 0 | 0 | 0 | 0 | 0 | 0 | 0 | 2679.4866 | 0 | 2679.4866 | 0 | 0 | 279.1132 | 0 | 0 | 0 | 0 | 0 | 0 | 0 | 0 | 0 | 0 | 0 | 0 | 0 | 279.1132 | 0 | 279.1132 | 0 | 0 | 0 | 0 | 0 | 0 | 0 | 0 | 0 | 8.2722 | 0 | 0 | 0 | 8.2722 | 8.2722 | 8.2722 | 2
WY_5B_MA_2010_EL | 5B | MA | EL | 15496 | ASHRAE30pct-state-5B | ApartmentMidRise | STD2010 | WY-Scottsbluff-NE | Zone5B | Zone5B(WY-Scottsbluff-NE) | ASHRAE30pct-state-STD2010 | state | WY | 0.0823 | 0.68 | ASHRAE30pct-state-5B_ApartmentMidRise_STD2010_WY-Scottsbluff-NE.table.csv.gz | Mid-Rise Apartment | Scottsbluff W B Heilig Field NE USA TMY3 WMO#=725660 | Electricity | 0 | 31527.778 | 37388.8892 | 11127.7779 | 142061.1122 | 0 | 69561.1117 | 0 | 0 | 0 | 0 | 114655.5565 | 0 | 0 | 406322.2255 | 0 | 406322.2255 | 5.8208e-11 | 5.8208e-11 | 0 | 2594.7361 | 3077.1056 | 915.8161 | 11691.6295 | 0 | 5724.8795 | 0 | 0 | 0 | 0 | 9436.1523 | 0 | 0 | 33440.3192 | 0 | 33440.3192 | 4.7905e-12 | 4.7905e-12 | 0 | 107.6033 | 127.6071 | 37.9788 | 484.8502 | 0 | 237.4099 | 0 | 0 | 0 | 0 | 391.3159 | 0 | 0 | 1386.7652 | 0 | 1386.7652 | 1.9866e-13 | 1.9866e-13 | 3.782 | 1.1256 | 14.3698 | 7.0362 | 0 | 0 | 3.1891 | 0 | 11.5976 | 0 | 0 | 41.1003 | 41.1003 | 41.1003 | 1
WY_5B_MA_2013_EL | 5B | MA | EL | 16096 | ASHRAE30pct-state-5B | ApartmentMidRise | STD2013 | WY-Scottsbluff-NE | Zone5B | Zone5B(WY-Scottsbluff-NE) | ASHRAE30pct-state-STD2013 | state | WY | 0.0823 | 0.68 | ASHRAE30pct-state-5B_ApartmentMidRise_STD2013_WY-Scottsbluff-NE.table.csv.gz | Mid-Rise Apartment | Scottsbluff W B Heilig Field NE USA TMY3 WMO#=725660 | Electricity | 0 | 26863.8891 | 30750.0002 | 11127.7779 | 141969.4456 | 0 | 65713.8894 | 0 | 0 | 0 | 0 | 114575.0009 | 0 | 0 | 390997.2254 | 0 | 391000.0031 | -2.7778 | -2.7778 | 0 | 2210.8981 | 2530.725 | 915.8161 | 11684.0854 | 0 | 5408.2531 | 0 | 0 | 0 | 0 | 9429.5226 | 0 | 0 | 32179.0716 | 0 | 32179.3003 | -0.22861 | -0.22861 | 0 | 91.6856 | 104.9488 | 37.9788 | 484.5373 | 0 | 224.2795 | 0 | 0 | 0 | 0 | 391.0409 | 0 | 0 | 1334.4614 | 0 | 1334.4709 | -0.0094805 | -0.0094805 | 3.1104 | 1.1256 | 14.3602 | 6.6471 | 0 | 0 | 2.7173 | 0 | 11.5895 | 0 | 0 | 39.5504 | 39.5501 | 39.5501 | 2
WY_5B_MA_2010_NG | 5B | MA | NG | 15505 | ASHRAE30pct-state-5B | ApartmentMidRise | STD2010 | WY-Scottsbluff-NE | Zone5B | Zone5B(WY-Scottsbluff-NE) | ASHRAE30pct-state-STD2010 | state | WY | 0.0823 | 0.68 | ASHRAE30pct-state-5B_ApartmentMidRise_STD2010_WY-Scottsbluff-NE.table.csv.gz | Mid-Rise Apartment | Scottsbluff W B Heilig Field NE USA TMY3 WMO#=725660 | Natural Gas | 315642.0573 | 0 | 0 | 0 | 0 | 0 | 0 | 0 | 0 | 0 | 0 | 0 | 0 | 0 | 315642.0573 | 0 | 315642.0573 | 0 | 0 | 2146.366 | 0 | 0 | 0 | 0 | 0 | 0 | 0 | 0 | 0 | 0 | 0 | 0 | 0 | 2146.366 | 0 | 2146.366 | 0 | 0 | 315.6421 | 0 | 0 | 0 | 0 | 0 | 0 | 0 | 0 | 0 | 0 | 0 | 0 | 0 | 315.6421 | 0 | 315.6421 | 0 | 0 | 0 | 0 | 0 | 0 | 0 | 0 | 0 | 9.3549 | 0 | 0 | 0 | 9.3549 | 9.3549 | 9.3549 | 1
WY_5B_MA_2013_NG | 5B | MA | NG | 16105 | ASHRAE30pct-state-5B | ApartmentMidRise | STD2013 | WY-Scottsbluff-NE | Zone5B | Zone5B(WY-Scottsbluff-NE) | ASHRAE30pct-state-STD2013 | state | WY | 0.0823 | 0.68 | ASHRAE30pct-state-5B_ApartmentMidRise_STD2013_WY-Scottsbluff-NE.table.csv.gz | Mid-Rise Apartment | Scottsbluff W B Heilig Field NE USA TMY3 WMO#=725660 | Natural Gas | 270213.1827 | 0 | 0 | 0 | 0 | 0 | 0 | 0 | 0 | 0 | 0 | 0 | 0 | 0 | 270213.1827 | 0 | 270213.1827 | 0 | 0 | 1837.4496 | 0 | 0 | 0 | 0 | 0 | 0 | 0 | 0 | 0 | 0 | 0 | 0 | 0 | 1837.4496 | 0 | 1837.4496 | 0 | 0 | 270.2132 | 0 | 0 | 0 | 0 | 0 | 0 | 0 | 0 | 0 | 0 | 0 | 0 | 0 | 270.2132 | 0 | 270.2132 | 0 | 0 | 0 | 0 | 0 | 0 | 0 | 0 | 0 | 8.0085 | 0 | 0 | 0 | 8.0085 | 8.0085 | 8.0085 | 2
IA_6A_MA_2010_EL | 6A | MA | EL | 16816 | ASHRAE30pct-state-6A | ApartmentMidRise | STD2010 | IA-MasonCity-IA | Zone6A | Zone6A(IA-MasonCity-IA) | ASHRAE30pct-state-STD2010 | state | IA | 0.08 | 0.7 | ASHRAE30pct-state-6A_ApartmentMidRise_STD2010_IA-MasonCity-IA.table.csv.gz | Mid-Rise Apartment | Mason City Municipal Arpt IA USA TMY3 WMO#=725485 | Electricity | 0 | 30669.4447 | 37388.8892 | 11127.7779 | 142061.1122 | 0 | 61383.3338 | 0 | 0 | 0 | 0 | 121361.1121 | 0 | 0 | 403991.6699 | 0 | 403991.6699 | 5.8208e-11 | 5.8208e-11 | 0 | 2453.5556 | 2991.1111 | 890.2222 | 11364.889 | 0 | 4910.6667 | 0 | 0 | 0 | 0 | 9708.889 | 0 | 0 | 32319.3336 | 0 | 32319.3336 | 4.6566e-12 | 4.6566e-12 | 0 | 104.6739 | 127.6071 | 37.9788 | 484.8502 | 0 | 209.4994 | 0 | 0 | 0 | 0 | 414.2017 | 0 | 0 | 1378.811 | 0 | 1378.811 | 1.9866e-13 | 1.9866e-13 | 3.782 | 1.1256 | 14.3698 | 6.209 | 0 | 0 | 3.1023 | 0 | 12.2759 | 0 | 0 | 40.8646 | 40.8646 | 40.8646 | 1
IA_6A_MA_2013_EL | 6A | MA | EL | 17476 | ASHRAE30pct-state-6A | ApartmentMidRise | STD2013 | IA-MasonCity-IA | Zone6A | Zone6A(IA-MasonCity-IA) | ASHRAE30pct-state-STD2013 | state | IA | 0.08 | 0.7 | ASHRAE30pct-state-6A_ApartmentMidRise_STD2013_IA-MasonCity-IA.table.csv.gz | Mid-Rise Apartment | Mason City Municipal Arpt IA USA TMY3 WMO#=725485 | Electricity | 0 | 25541.6669 | 30750.0002 | 11127.7779 | 141969.4456 | 0 | 57672.2227 | 0 | 0 | 0 | 0 | 121283.3343 | 0 | 0 | 388338.892 | 0 | 388344.4476 | -5.5556 | -5.5556 | 0 | 2043.3333 | 2460 | 890.2222 | 11357.5556 | 0 | 4613.7778 | 0 | 0 | 0 | 0 | 9702.6667 | 0 | 0 | 31067.1114 | 0 | 31067.5558 | -0.44444 | -0.44444 | 0 | 87.1729 | 104.9488 | 37.9788 | 484.5373 | 0 | 196.8335 | 0 | 0 | 0 | 0 | 413.9363 | 0 | 0 | 1325.3886 | 0 | 1325.4076 | -0.018961 | -0.018961 | 3.1104 | 1.1256 | 14.3599 | 5.8337 | 0 | 0 | 2.5836 | 0 | 12.268 | 0 | 0 | 39.2818 | 39.2812 | 39.2812 | 2
IA_6A_MA_2010_NG | 6A | MA | NG | 16825 | ASHRAE30pct-state-6A | ApartmentMidRise | STD2010 | IA-MasonCity-IA | Zone6A | Zone6A(IA-MasonCity-IA) | ASHRAE30pct-state-STD2010 | state | IA | 0.08 | 0.7 | ASHRAE30pct-state-6A_ApartmentMidRise_STD2010_IA-MasonCity-IA.table.csv.gz | Mid-Rise Apartment | Mason City Municipal Arpt IA USA TMY3 WMO#=725485 | Natural Gas | 610432.138 | 0 | 0 | 0 | 0 | 0 | 0 | 0 | 0 | 0 | 0 | 0 | 0 | 0 | 610432.138 | 0 | 610432.138 | 0 | 0 | 4273.025 | 0 | 0 | 0 | 0 | 0 | 0 | 0 | 0 | 0 | 0 | 0 | 0 | 0 | 4273.025 | 0 | 4273.025 | 0 | 0 | 610.4321 | 0 | 0 | 0 | 0 | 0 | 0 | 0 | 0 | 0 | 0 | 0 | 0 | 0 | 610.4321 | 0 | 610.4321 | 0 | 0 | 0 | 0 | 0 | 0 | 0 | 0 | 0 | 18.0917 | 0 | 0 | 0 | 18.0917 | 18.0917 | 18.0917 | 1
IA_6A_MA_2013_NG | 6A | MA | NG | 17485 | ASHRAE30pct-state-6A | ApartmentMidRise | STD2013 | IA-MasonCity-IA | Zone6A | Zone6A(IA-MasonCity-IA) | ASHRAE30pct-state-STD2013 | state | IA | 0.08 | 0.7 | ASHRAE30pct-state-6A_ApartmentMidRise_STD2013_IA-MasonCity-IA.table.csv.gz | Mid-Rise Apartment | Mason City Municipal Arpt IA USA TMY3 WMO#=725485 | Natural Gas | 536237.0138 | 0 | 0 | 0 | 0 | 0 | 0 | 0 | 0 | 0 | 0 | 0 | 0 | 0 | 536237.0138 | 0 | 536237.0138 | 0 | 0 | 3753.6591 | 0 | 0 | 0 | 0 | 0 | 0 | 0 | 0 | 0 | 0 | 0 | 0 | 0 | 3753.6591 | 0 | 3753.6591 | 0 | 0 | 536.237 | 0 | 0 | 0 | 0 | 0 | 0 | 0 | 0 | 0 | 0 | 0 | 0 | 0 | 536.237 | 0 | 536.237 | 0 | 0 | 0 | 0 | 0 | 0 | 0 | 0 | 0 | 15.8927 | 0 | 0 | 0 | 15.8927 | 15.8927 | 15.8927 | 2
ME_6A_MA_2010_EL | 6A | MA | EL | 16876 | ASHRAE30pct-state-6A | ApartmentMidRise | STD2010 | ME-Portland-ME | Zone6A | Zone6A(ME-Portland-ME) | ASHRAE30pct-state-STD2010 | state | ME | 0.1158 | 1.03 | ASHRAE30pct-state-6A_ApartmentMidRise_STD2010_ME-Portland-ME.table.csv.gz | Mid-Rise Apartment | Portland Intl Jetport ME USA TMY3 WMO#=726060 | Electricity | 0 | 20202.7779 | 37388.8892 | 11136.1112 | 142061.1122 | 0 | 54411.1115 | 0 | 0 | 0 | 0 | 121402.7787 | 0 | 0 | 386600.0031 | 0 | 386602.7809 | -2.7778 | -2.7778 | 0 | 2339.4817 | 4329.6334 | 1289.5617 | 16450.6768 | 0 | 6300.8067 | 0 | 0 | 0 | 0 | 14058.4418 | 0 | 0 | 44768.2804 | 0 | 44768.602 | -0.32167 | -0.32167 | 0 | 68.9515 | 127.6071 | 38.0072 | 484.8502 | 0 | 185.7034 | 0 | 0 | 0 | 0 | 414.3439 | 0 | 0 | 1319.4538 | 0 | 1319.4633 | -0.0094805 | -0.0094805 | 3.782 | 1.1264 | 14.3695 | 5.5038 | 0 | 0 | 2.0436 | 0 | 12.2801 | 0 | 0 | 39.1056 | 39.1054 | 39.1054 | 1
ME_6A_MA_2013_EL | 6A | MA | EL | 17536 | ASHRAE30pct-state-6A | ApartmentMidRise | STD2013 | ME-Portland-ME | Zone6A | Zone6A(ME-Portland-ME) | ASHRAE30pct-state-STD2013 | state | ME | 0.1158 | 1.03 | ASHRAE30pct-state-6A_ApartmentMidRise_STD2013_ME-Portland-ME.table.csv.gz | Mid-Rise Apartment | Portland Intl Jetport ME USA TMY3 WMO#=726060 | Electricity | 0 | 16613.889 | 30750.0002 | 11136.1112 | 141969.4456 | 0 | 51302.7782 | 0 | 0 | 0 | 0 | 121319.4454 | 0 | 0 | 373091.6697 | 0 | 373091.6697 | 0 | 0 | 0 | 1923.8883 | 3560.85 | 1289.5617 | 16440.0618 | 0 | 5940.8617 | 0 | 0 | 0 | 0 | 14048.7918 | 0 | 0 | 43204.0153 | 0 | 43204.0153 | 0 | 0 | 0 | 56.7027 | 104.9488 | 38.0072 | 484.5373 | 0 | 175.0948 | 0 | 0 | 0 | 0 | 414.0595 | 0 | 0 | 1273.3503 | 0 | 1273.3503 | 0 | 0 | 3.1104 | 1.1264 | 14.3605 | 5.1894 | 0 | 0 | 1.6805 | 0 | 12.2717 | 0 | 0 | 37.739 | 37.739 | 37.739 | 2
ME_6A_MA_2010_NG | 6A | MA | NG | 16885 | ASHRAE30pct-state-6A | ApartmentMidRise | STD2010 | ME-Portland-ME | Zone6A | Zone6A(ME-Portland-ME) | ASHRAE30pct-state-STD2010 | state | ME | 0.1158 | 1.03 | ASHRAE30pct-state-6A_ApartmentMidRise_STD2010_ME-Portland-ME.table.csv.gz | Mid-Rise Apartment | Portland Intl Jetport ME USA TMY3 WMO#=726060 | Natural Gas | 444052.3207 | 0 | 0 | 0 | 0 | 0 | 0 | 0 | 0 | 0 | 0 | 0 | 0 | 0 | 444052.3207 | 0 | 444052.3207 | 0 | 0 | 4573.7389 | 0 | 0 | 0 | 0 | 0 | 0 | 0 | 0 | 0 | 0 | 0 | 0 | 0 | 4573.7389 | 0 | 4573.7389 | 0 | 0 | 444.0523 | 0 | 0 | 0 | 0 | 0 | 0 | 0 | 0 | 0 | 0 | 0 | 0 | 0 | 444.0523 | 0 | 444.0523 | 0 | 0 | 0 | 0 | 0 | 0 | 0 | 0 | 0 | 13.1606 | 0 | 0 | 0 | 13.1606 | 13.1606 | 13.1606 | 1
ME_6A_MA_2013_NG | 6A | MA | NG | 17545 | ASHRAE30pct-state-6A | ApartmentMidRise | STD2013 | ME-Portland-ME | Zone6A | Zone6A(ME-Portland-ME) | ASHRAE30pct-state-STD2013 | state | ME | 0.1158 | 1.03 | ASHRAE30pct-state-6A_ApartmentMidRise_STD2013_ME-Portland-ME.table.csv.gz | Mid-Rise Apartment | Portland Intl Jetport ME USA TMY3 WMO#=726060 | Natural Gas | 377382.8645 | 0 | 0 | 0 | 0 | 0 | 0 | 0 | 0 | 0 | 0 | 0 | 0 | 0 | 377382.8645 | 0 | 377382.8645 | 0 | 0 | 3887.0435 | 0 | 0 | 0 | 0 | 0 | 0 | 0 | 0 | 0 | 0 | 0 | 0 | 0 | 3887.0435 | 0 | 3887.0435 | 0 | 0 | 377.3829 | 0 | 0 | 0 | 0 | 0 | 0 | 0 | 0 | 0 | 0 | 0 | 0 | 0 | 377.3829 | 0 | 377.3829 | 0 | 0 | 0 | 0 | 0 | 0 | 0 | 0 | 0 | 11.1847 | 0 | 0 | 0 | 11.1847 | 11.1847 | 11.1847 | 2
MI_6A_MA_2010_EL | 6A | MA | EL | 16936 | ASHRAE30pct-state-6A | ApartmentMidRise | STD2010 | MI-AlpenaCounty-MI | Zone6A | Zone6A(MI-AlpenaCounty-MI) | ASHRAE30pct-state-STD2010 | state | MI | 0.1095 | 0.82 | ASHRAE30pct-state-6A_ApartmentMidRise_STD2010_MI-AlpenaCounty-MI.table.csv.gz | Mid-Rise Apartment | Alpena County Regional Ap MI USA TMY3 WMO#=726390 | Electricity | 0 | 21011.1113 | 37388.8892 | 11122.2223 | 142061.1122 | 0 | 57513.8893 | 0 | 0 | 0 | 0 | 121413.8899 | 0 | 0 | 390511.1142 | 0 | 390511.1142 | 0 | 0 | 0 | 2300.7167 | 4094.0834 | 1217.8833 | 15555.6918 | 0 | 6297.7709 | 0 | 0 | 0 | 0 | 13294.8209 | 0 | 0 | 42760.967 | 0 | 42760.967 | 0 | 0 | 0 | 71.7103 | 127.6071 | 37.9598 | 484.8502 | 0 | 196.2931 | 0 | 0 | 0 | 0 | 414.3818 | 0 | 0 | 1332.8023 | 0 | 1332.8023 | 0 | 0 | 3.782 | 1.125 | 14.3698 | 5.8176 | 0 | 0 | 2.1253 | 0 | 12.2813 | 0 | 0 | 39.501 | 39.501 | 39.501 | 1
MI_6A_MA_2013_EL | 6A | MA | EL | 17596 | ASHRAE30pct-state-6A | ApartmentMidRise | STD2013 | MI-AlpenaCounty-MI | Zone6A | Zone6A(MI-AlpenaCounty-MI) | ASHRAE30pct-state-STD2013 | state | MI | 0.1095 | 0.82 | ASHRAE30pct-state-6A_ApartmentMidRise_STD2013_MI-AlpenaCounty-MI.table.csv.gz | Mid-Rise Apartment | Alpena County Regional Ap MI USA TMY3 WMO#=726390 | Electricity | 0 | 17280.5557 | 30750.0002 | 11122.2223 | 141969.4456 | 0 | 54341.6671 | 0 | 0 | 0 | 0 | 121336.1121 | 0 | 0 | 376800.003 | 0 | 376800.003 | 0 | 0 | 0 | 1892.2208 | 3367.125 | 1217.8833 | 15545.6543 | 0 | 5950.4125 | 0 | 0 | 0 | 0 | 13286.3043 | 0 | 0 | 41259.6003 | 0 | 41259.6003 | 0 | 0 | 0 | 58.978 | 104.9488 | 37.9598 | 484.5373 | 0 | 185.4664 | 0 | 0 | 0 | 0 | 414.1164 | 0 | 0 | 1286.0067 | 0 | 1286.0067 | 0 | 0 | 3.1104 | 1.125 | 14.3605 | 5.4968 | 0 | 0 | 1.748 | 0 | 12.2734 | 0 | 0 | 38.1141 | 38.1141 | 38.1141 | 2
MI_6A_MA_2010_NG | 6A | MA | NG | 16945 | ASHRAE30pct-state-6A | ApartmentMidRise | STD2010 | MI-AlpenaCounty-MI | Zone6A | Zone6A(MI-AlpenaCounty-MI) | ASHRAE30pct-state-STD2010 | state | MI | 0.1095 | 0.82 | ASHRAE30pct-state-6A_ApartmentMidRise_STD2010_MI-AlpenaCounty-MI.table.csv.gz | Mid-Rise Apartment | Alpena County Regional Ap MI USA TMY3 WMO#=726390 | Natural Gas | 544966.4095 | 0 | 0 | 0 | 0 | 0 | 0 | 0 | 0 | 0 | 0 | 0 | 0 | 0 | 544966.4095 | 0 | 544966.4095 | 0 | 0 | 4468.7246 | 0 | 0 | 0 | 0 | 0 | 0 | 0 | 0 | 0 | 0 | 0 | 0 | 0 | 4468.7246 | 0 | 4468.7246 | 0 | 0 | 544.9664 | 0 | 0 | 0 | 0 | 0 | 0 | 0 | 0 | 0 | 0 | 0 | 0 | 0 | 544.9664 | 0 | 544.9664 | 0 | 0 | 0 | 0 | 0 | 0 | 0 | 0 | 0 | 16.1515 | 0 | 0 | 0 | 16.1515 | 16.1515 | 16.1515 | 1
MI_6A_MA_2013_NG | 6A | MA | NG | 17605 | ASHRAE30pct-state-6A | ApartmentMidRise | STD2013 | MI-AlpenaCounty-MI | Zone6A | Zone6A(MI-AlpenaCounty-MI) | ASHRAE30pct-state-STD2013 | state | MI | 0.1095 | 0.82 | ASHRAE30pct-state-6A_ApartmentMidRise_STD2013_MI-AlpenaCounty-MI.table.csv.gz | Mid-Rise Apartment | Alpena County Regional Ap MI USA TMY3 WMO#=726390 | Natural Gas | 469084.1709 | 0 | 0 | 0 | 0 | 0 | 0 | 0 | 0 | 0 | 0 | 0 | 0 | 0 | 469084.1709 | 0 | 469084.1709 | 0 | 0 | 3846.4902 | 0 | 0 | 0 | 0 | 0 | 0 | 0 | 0 | 0 | 0 | 0 | 0 | 0 | 3846.4902 | 0 | 3846.4902 | 0 | 0 | 469.0842 | 0 | 0 | 0 | 0 | 0 | 0 | 0 | 0 | 0 | 0 | 0 | 0 | 0 | 469.0842 | 0 | 469.0842 | 0 | 0 | 0 | 0 | 0 | 0 | 0 | 0 | 0 | 13.9025 | 0 | 0 | 0 | 13.9025 | 13.9025 | 13.9025 | 2
MN_6A_MA_2010_EL | 6A | MA | EL | 16996 | ASHRAE30pct-state-6A | ApartmentMidRise | STD2010 | MN-MinneapolisStPaul-MN | Zone6A | Zone6A(MN-MinneapolisStPaul-MN) | ASHRAE30pct-state-STD2010 | state | MN | 0.0886 | 0.62 | ASHRAE30pct-state-6A_ApartmentMidRise_STD2010_MN-MinneapolisStPaul-MN.table.csv.gz | Mid-Rise Apartment | Minneapolis St Paul IntL Arp MN USA TMY3 WMO#=726580 | Electricity | 0 | 30027.778 | 37388.8892 | 11138.889 | 142061.1122 | 0 | 61675.0005 | 0 | 0 | 0 | 0 | 121375.001 | 0 | 0 | 403663.8921 | 0 | 403666.6699 | -2.7778 | -2.7778 | 0 | 2660.4611 | 3312.6556 | 986.9056 | 12586.6145 | 0 | 5464.405 | 0 | 0 | 0 | 0 | 10753.8251 | 0 | 0 | 35764.6208 | 0 | 35764.867 | -0.24611 | -0.24611 | 0 | 102.4839 | 127.6071 | 38.0167 | 484.8502 | 0 | 210.4949 | 0 | 0 | 0 | 0 | 414.2491 | 0 | 0 | 1377.6924 | 0 | 1377.7018 | -0.0094805 | -0.0094805 | 3.782 | 1.1267 | 14.3695 | 6.2385 | 0 | 0 | 3.0374 | 0 | 12.2773 | 0 | 0 | 40.8317 | 40.8314 | 40.8314 | 1
MN_6A_MA_2013_EL | 6A | MA | EL | 17656 | ASHRAE30pct-state-6A | ApartmentMidRise | STD2013 | MN-MinneapolisStPaul-MN | Zone6A | Zone6A(MN-MinneapolisStPaul-MN) | ASHRAE30pct-state-STD2013 | state | MN | 0.0886 | 0.62 | ASHRAE30pct-state-6A_ApartmentMidRise_STD2013_MN-MinneapolisStPaul-MN.table.csv.gz | Mid-Rise Apartment | Minneapolis St Paul IntL Arp MN USA TMY3 WMO#=726580 | Electricity | 0 | 24786.1113 | 30750.0002 | 11138.889 | 141969.4456 | 0 | 57994.4449 | 0 | 0 | 0 | 0 | 121291.6676 | 0 | 0 | 387930.5587 | 0 | 387930.5587 | -5.8208e-11 | -5.8208e-11 | 0 | 2196.0495 | 2724.45 | 986.9056 | 12578.4929 | 0 | 5138.3078 | 0 | 0 | 0 | 0 | 10746.4418 | 0 | 0 | 34370.6475 | 0 | 34370.6475 | -5.1572e-12 | -5.1572e-12 | 0 | 84.5942 | 104.9488 | 38.0167 | 484.5373 | 0 | 197.9332 | 0 | 0 | 0 | 0 | 413.9647 | 0 | 0 | 1323.995 | 0 | 1323.995 | -1.9866e-13 | -1.9866e-13 | 3.1104 | 1.1267 | 14.3605 | 5.8663 | 0 | 0 | 2.5072 | 0 | 12.2689 | 0 | 0 | 39.2399 | 39.2399 | 39.2399 | 2
MN_6A_MA_2010_NG | 6A | MA | NG | 17005 | ASHRAE30pct-state-6A | ApartmentMidRise | STD2010 | MN-MinneapolisStPaul-MN | Zone6A | Zone6A(MN-MinneapolisStPaul-MN) | ASHRAE30pct-state-STD2010 | state | MN | 0.0886 | 0.62 | ASHRAE30pct-state-6A_ApartmentMidRise_STD2010_MN-MinneapolisStPaul-MN.table.csv.gz | Mid-Rise Apartment | Minneapolis St Paul IntL Arp MN USA TMY3 WMO#=726580 | Natural Gas | 552321.4703 | 0 | 0 | 0 | 0 | 0 | 0 | 0 | 0 | 0 | 0 | 0 | 0 | 0 | 552321.4703 | 0 | 552321.4703 | 0 | 0 | 3424.3931 | 0 | 0 | 0 | 0 | 0 | 0 | 0 | 0 | 0 | 0 | 0 | 0 | 0 | 3424.3931 | 0 | 3424.3931 | 0 | 0 | 552.3215 | 0 | 0 | 0 | 0 | 0 | 0 | 0 | 0 | 0 | 0 | 0 | 0 | 0 | 552.3215 | 0 | 552.3215 | 0 | 0 | 0 | 0 | 0 | 0 | 0 | 0 | 0 | 16.3694 | 0 | 0 | 0 | 16.3694 | 16.3694 | 16.3694 | 1
MN_6A_MA_2013_NG | 6A | MA | NG | 17665 | ASHRAE30pct-state-6A | ApartmentMidRise | STD2013 | MN-MinneapolisStPaul-MN | Zone6A | Zone6A(MN-MinneapolisStPaul-MN) | ASHRAE30pct-state-STD2013 | state | MN | 0.0886 | 0.62 | ASHRAE30pct-state-6A_ApartmentMidRise_STD2013_MN-MinneapolisStPaul-MN.table.csv.gz | Mid-Rise Apartment | Minneapolis St Paul IntL Arp MN USA TMY3 WMO#=726580 | Natural Gas | 479102.5978 | 0 | 0 | 0 | 0 | 0 | 0 | 0 | 0 | 0 | 0 | 0 | 0 | 0 | 479102.5978 | 0 | 479102.5978 | 0 | 0 | 2970.4361 | 0 | 0 | 0 | 0 | 0 | 0 | 0 | 0 | 0 | 0 | 0 | 0 | 0 | 2970.4361 | 0 | 2970.4361 | 0 | 0 | 479.1026 | 0 | 0 | 0 | 0 | 0 | 0 | 0 | 0 | 0 | 0 | 0 | 0 | 0 | 479.1026 | 0 | 479.1026 | 0 | 0 | 0 | 0 | 0 | 0 | 0 | 0 | 0 | 14.1994 | 0 | 0 | 0 | 14.1994 | 14.1994 | 14.1994 | 2
ND_6A_MA_2010_EL | 6A | MA | EL | 17056 | ASHRAE30pct-state-6A | ApartmentMidRise | STD2010 | ND-Bismarck-ND | Zone6A | Zone6A(ND-Bismarck-ND) | ASHRAE30pct-state-STD2010 | state | ND | 0.0798 | 0.59 | ASHRAE30pct-state-6A_ApartmentMidRise_STD2010_ND-Bismarck-ND.table.csv.gz | Mid-Rise Apartment | Bismarck Municipal Arpt Isis ND USA TMY3 WMO#=727640 | Electricity | 0 | 26002.778 | 37388.8892 | 11122.2223 | 142061.1122 | 0 | 65005.5561 | 0 | 0 | 0 | 0 | 121377.7787 | 0 | 0 | 402958.3366 | 0 | 402958.3366 | 0 | 0 | 0 | 2075.0217 | 2983.6334 | 887.5533 | 11336.4768 | 0 | 5187.4434 | 0 | 0 | 0 | 0 | 9685.9467 | 0 | 0 | 32156.0753 | 0 | 32156.0753 | 0 | 0 | 0 | 88.7467 | 127.6071 | 37.9598 | 484.8502 | 0 | 221.8619 | 0 | 0 | 0 | 0 | 414.2586 | 0 | 0 | 1375.2843 | 0 | 1375.2843 | 0 | 0 | 3.782 | 1.125 | 14.3698 | 6.5754 | 0 | 0 | 2.6302 | 0 | 12.2776 | 0 | 0 | 40.76 | 40.76 | 40.76 | 1
ND_6A_MA_2013_EL | 6A | MA | EL | 17716 | ASHRAE30pct-state-6A | ApartmentMidRise | STD2013 | ND-Bismarck-ND | Zone6A | Zone6A(ND-Bismarck-ND) | ASHRAE30pct-state-STD2013 | state | ND | 0.0798 | 0.59 | ASHRAE30pct-state-6A_ApartmentMidRise_STD2013_ND-Bismarck-ND.table.csv.gz | Mid-Rise Apartment | Bismarck Municipal Arpt Isis ND USA TMY3 WMO#=727640 | Electricity | 0 | 21886.1113 | 30750.0002 | 11122.2223 | 141969.4456 | 0 | 61111.1116 | 0 | 0 | 0 | 0 | 121302.7787 | 0 | 0 | 388138.892 | 0 | 388141.6698 | -2.7778 | -2.7778 | 0 | 1746.5117 | 2453.85 | 887.5533 | 11329.1618 | 0 | 4876.6667 | 0 | 0 | 0 | 0 | 9679.9617 | 0 | 0 | 30973.4836 | 0 | 30973.7052 | -0.22167 | -0.22167 | 0 | 74.6966 | 104.9488 | 37.9598 | 484.5373 | 0 | 208.5703 | 0 | 0 | 0 | 0 | 414.0026 | 0 | 0 | 1324.706 | 0 | 1324.7155 | -0.0094805 | -0.0094805 | 3.1104 | 1.125 | 14.3602 | 6.1815 | 0 | 0 | 2.2138 | 0 | 12.27 | 0 | 0 | 39.2613 | 39.261 | 39.261 | 2
ND_6A_MA_2010_NG | 6A | MA | NG | 17065 | ASHRAE30pct-state-6A | ApartmentMidRise | STD2010 | ND-Bismarck-ND | Zone6A | Zone6A(ND-Bismarck-ND) | ASHRAE30pct-state-STD2010 | state | ND | 0.0798 | 0.59 | ASHRAE30pct-state-6A_ApartmentMidRise_STD2010_ND-Bismarck-ND.table.csv.gz | Mid-Rise Apartment | Bismarck Municipal Arpt Isis ND USA TMY3 WMO#=727640 | Natural Gas | 599788.1517 | 0 | 0 | 0 | 0 | 0 | 0 | 0 | 0 | 0 | 0 | 0 | 0 | 0 | 599788.1517 | 0 | 599788.1517 | 0 | 0 | 3538.7501 | 0 | 0 | 0 | 0 | 0 | 0 | 0 | 0 | 0 | 0 | 0 | 0 | 0 | 3538.7501 | 0 | 3538.7501 | 0 | 0 | 599.7882 | 0 | 0 | 0 | 0 | 0 | 0 | 0 | 0 | 0 | 0 | 0 | 0 | 0 | 599.7882 | 0 | 599.7882 | 0 | 0 | 0 | 0 | 0 | 0 | 0 | 0 | 0 | 17.7762 | 0 | 0 | 0 | 17.7762 | 17.7762 | 17.7762 | 1
ND_6A_MA_2013_NG | 6A | MA | NG | 17725 | ASHRAE30pct-state-6A | ApartmentMidRise | STD2013 | ND-Bismarck-ND | Zone6A | Zone6A(ND-Bismarck-ND) | ASHRAE30pct-state-STD2013 | state | ND | 0.0798 | 0.59 | ASHRAE30pct-state-6A_ApartmentMidRise_STD2013_ND-Bismarck-ND.table.csv.gz | Mid-Rise Apartment | Bismarck Municipal Arpt Isis ND USA TMY3 WMO#=727640 | Natural Gas | 520294.7299 | 0 | 0 | 0 | 0 | 0 | 0 | 0 | 0 | 0 | 0 | 0 | 0 | 0 | 520294.7299 | 0 | 520294.7299 | 0 | 0 | 3069.7389 | 0 | 0 | 0 | 0 | 0 | 0 | 0 | 0 | 0 | 0 | 0 | 0 | 0 | 3069.7389 | 0 | 3069.7389 | 0 | 0 | 520.2947 | 0 | 0 | 0 | 0 | 0 | 0 | 0 | 0 | 0 | 0 | 0 | 0 | 0 | 520.2947 | 0 | 520.2947 | 0 | 0 | 0 | 0 | 0 | 0 | 0 | 0 | 0 | 15.4203 | 0 | 0 | 0 | 15.4203 | 15.4203 | 15.4203 | 2
NH_6A_MA_2010_EL | 6A | MA | EL | 17116 | ASHRAE30pct-state-6A | ApartmentMidRise | STD2010 | NH-Concord-NH | Zone6A | Zone6A(NH-Concord-NH) | ASHRAE30pct-state-STD2010 | state | NH | 0.134 | 1.17 | ASHRAE30pct-state-6A_ApartmentMidRise_STD2010_NH-Concord-NH.table.csv.gz | Mid-Rise Apartment | Concord Municipal Arpt NH USA TMY3 WMO#=726050 | Electricity | 0 | 25091.6669 | 37388.8892 | 11130.5556 | 142061.1122 | 0 | 56530.556 | 0 | 0 | 0 | 0 | 121358.3343 | 0 | 0 | 393561.1143 | 0 | 393561.1143 | 0 | 0 | 0 | 3362.2834 | 5010.1112 | 1491.4945 | 19036.189 | 0 | 7575.0945 | 0 | 0 | 0 | 0 | 16262.0168 | 0 | 0 | 52737.1893 | 0 | 52737.1893 | 0 | 0 | 0 | 85.6371 | 127.6071 | 37.9882 | 484.8502 | 0 | 192.937 | 0 | 0 | 0 | 0 | 414.1922 | 0 | 0 | 1343.2119 | 0 | 1343.2119 | 0 | 0 | 3.782 | 1.1259 | 14.3698 | 5.7182 | 0 | 0 | 2.5381 | 0 | 12.2756 | 0 | 0 | 39.8095 | 39.8095 | 39.8095 | 1
NH_6A_MA_2013_EL | 6A | MA | EL | 17776 | ASHRAE30pct-state-6A | ApartmentMidRise | STD2013 | NH-Concord-NH | Zone6A | Zone6A(NH-Concord-NH) | ASHRAE30pct-state-STD2013 | state | NH | 0.134 | 1.17 | ASHRAE30pct-state-6A_ApartmentMidRise_STD2013_NH-Concord-NH.table.csv.gz | Mid-Rise Apartment | Concord Municipal Arpt NH USA TMY3 WMO#=726050 | Electricity | 0 | 21047.2224 | 30750.0002 | 11130.5556 | 141969.4456 | 0 | 53300.0004 | 0 | 0 | 0 | 0 | 121275.001 | 0 | 0 | 379469.4475 | 0 | 379472.2253 | -2.7778 | -2.7778 | 0 | 2820.3278 | 4120.5 | 1491.4945 | 19023.9057 | 0 | 7142.2001 | 0 | 0 | 0 | 0 | 16250.8501 | 0 | 0 | 50848.906 | 0 | 50849.2782 | -0.37222 | -0.37222 | 0 | 71.8335 | 104.9488 | 37.9882 | 484.5373 | 0 | 181.9112 | 0 | 0 | 0 | 0 | 413.9078 | 0 | 0 | 1295.1175 | 0 | 1295.1269 | -0.0094805 | -0.0094805 | 3.1104 | 1.1259 | 14.3602 | 5.3914 | 0 | 0 | 2.129 | 0 | 12.2672 | 0 | 0 | 38.3844 | 38.3841 | 38.3841 | 2
NH_6A_MA_2010_NG | 6A | MA | NG | 17125 | ASHRAE30pct-state-6A | ApartmentMidRise | STD2010 | NH-Concord-NH | Zone6A | Zone6A(NH-Concord-NH) | ASHRAE30pct-state-STD2010 | state | NH | 0.134 | 1.17 | ASHRAE30pct-state-6A_ApartmentMidRise_STD2010_NH-Concord-NH.table.csv.gz | Mid-Rise Apartment | Concord Municipal Arpt NH USA TMY3 WMO#=726050 | Natural Gas | 427257.0014 | 0 | 0 | 0 | 0 | 0 | 0 | 0 | 0 | 0 | 0 | 0 | 0 | 0 | 427257.0014 | 0 | 427257.0014 | 0 | 0 | 4998.9069 | 0 | 0 | 0 | 0 | 0 | 0 | 0 | 0 | 0 | 0 | 0 | 0 | 0 | 4998.9069 | 0 | 4998.9069 | 0 | 0 | 427.257 | 0 | 0 | 0 | 0 | 0 | 0 | 0 | 0 | 0 | 0 | 0 | 0 | 0 | 427.257 | 0 | 427.257 | 0 | 0 | 0 | 0 | 0 | 0 | 0 | 0 | 0 | 12.6628 | 0 | 0 | 0 | 12.6628 | 12.6628 | 12.6628 | 1
NH_6A_MA_2013_NG | 6A | MA | NG | 17785 | ASHRAE30pct-state-6A | ApartmentMidRise | STD2013 | NH-Concord-NH | Zone6A | Zone6A(NH-Concord-NH) | ASHRAE30pct-state-STD2013 | state | NH | 0.134 | 1.17 | ASHRAE30pct-state-6A_ApartmentMidRise_STD2013_NH-Concord-NH.table.csv.gz | Mid-Rise Apartment | Concord Municipal Arpt NH USA TMY3 WMO#=726050 | Natural Gas | 361184.6699 | 0 | 0 | 0 | 0 | 0 | 0 | 0 | 0 | 0 | 0 | 0 | 0 | 0 | 361184.6699 | 0 | 361184.6699 | 0 | 0 | 4225.8606 | 0 | 0 | 0 | 0 | 0 | 0 | 0 | 0 | 0 | 0 | 0 | 0 | 0 | 4225.8606 | 0 | 4225.8606 | 0 | 0 | 361.1847 | 0 | 0 | 0 | 0 | 0 | 0 | 0 | 0 | 0 | 0 | 0 | 0 | 0 | 361.1847 | 0 | 361.1847 | 0 | 0 | 0 | 0 | 0 | 0 | 0 | 0 | 0 | 10.7046 | 0 | 0 | 0 | 10.7046 | 10.7046 | 10.7046 | 2
NY_6A_MA_2010_EL | 6A | MA | EL | 17176 | ASHRAE30pct-state-6A | ApartmentMidRise | STD2010 | NY-Binghamton-NY | Zone6A | Zone6A(NY-Binghamton-NY) | ASHRAE30pct-state-STD2010 | state | NY | 0.1508 | 0.73 | ASHRAE30pct-state-6A_ApartmentMidRise_STD2010_NY-Binghamton-NY.table.csv.gz | Mid-Rise Apartment | Binghamton Edwin A Link Field NY USA TMY3 WMO#=725150 | Electricity | 0 | 21508.3335 | 37388.8892 | 11144.4445 | 142061.1122 | 0 | 56847.2227 | 0 | 0 | 0 | 0 | 121375.001 | 0 | 0 | 390325.0031 | 0 | 390325.0031 | 5.8208e-11 | 5.8208e-11 | 0 | 3243.4567 | 5638.2445 | 1680.5822 | 21422.8157 | 0 | 8572.5612 | 0 | 0 | 0 | 0 | 18303.3501 | 0 | 0 | 58861.0105 | 0 | 58861.0105 | 8.7777e-12 | 8.7777e-12 | 0 | 73.4073 | 127.6071 | 38.0356 | 484.8502 | 0 | 194.0178 | 0 | 0 | 0 | 0 | 414.2491 | 0 | 0 | 1332.1671 | 0 | 1332.1671 | 1.9866e-13 | 1.9866e-13 | 3.782 | 1.1273 | 14.3698 | 5.7502 | 0 | 0 | 2.1756 | 0 | 12.2773 | 0 | 0 | 39.4821 | 39.4821 | 39.4821 | 1
NY_6A_MA_2013_EL | 6A | MA | EL | 17836 | ASHRAE30pct-state-6A | ApartmentMidRise | STD2013 | NY-Binghamton-NY | Zone6A | Zone6A(NY-Binghamton-NY) | ASHRAE30pct-state-STD2013 | state | NY | 0.1508 | 0.73 | ASHRAE30pct-state-6A_ApartmentMidRise_STD2013_NY-Binghamton-NY.table.csv.gz | Mid-Rise Apartment | Binghamton Edwin A Link Field NY USA TMY3 WMO#=725150 | Electricity | 0 | 17738.889 | 30750.0002 | 11144.4445 | 141969.4456 | 0 | 53777.7782 | 0 | 0 | 0 | 0 | 121291.6676 | 0 | 0 | 376672.2252 | 0 | 376672.2252 | 0 | 0 | 0 | 2675.0245 | 4637.1 | 1680.5822 | 21408.9924 | 0 | 8109.689 | 0 | 0 | 0 | 0 | 18290.7835 | 0 | 0 | 56802.1716 | 0 | 56802.1716 | 0 | 0 | 0 | 60.5423 | 104.9488 | 38.0356 | 484.5373 | 0 | 183.5419 | 0 | 0 | 0 | 0 | 413.9647 | 0 | 0 | 1285.5706 | 0 | 1285.5706 | 0 | 0 | 3.1104 | 1.1273 | 14.3605 | 5.4397 | 0 | 0 | 1.7943 | 0 | 12.2689 | 0 | 0 | 38.1011 | 38.1011 | 38.1011 | 2
NY_6A_MA_2010_NG | 6A | MA | NG | 17185 | ASHRAE30pct-state-6A | ApartmentMidRise | STD2010 | NY-Binghamton-NY | Zone6A | Zone6A(NY-Binghamton-NY) | ASHRAE30pct-state-STD2010 | state | NY | 0.1508 | 0.73 | ASHRAE30pct-state-6A_ApartmentMidRise_STD2010_NY-Binghamton-NY.table.csv.gz | Mid-Rise Apartment | Binghamton Edwin A Link Field NY USA TMY3 WMO#=725150 | Natural Gas | 434706.8439 | 0 | 0 | 0 | 0 | 0 | 0 | 0 | 0 | 0 | 0 | 0 | 0 | 0 | 434706.8439 | 0 | 434706.8439 | 0 | 0 | 3173.36 | 0 | 0 | 0 | 0 | 0 | 0 | 0 | 0 | 0 | 0 | 0 | 0 | 0 | 3173.36 | 0 | 3173.36 | 0 | 0 | 434.7068 | 0 | 0 | 0 | 0 | 0 | 0 | 0 | 0 | 0 | 0 | 0 | 0 | 0 | 434.7068 | 0 | 434.7068 | 0 | 0 | 0 | 0 | 0 | 0 | 0 | 0 | 0 | 12.8836 | 0 | 0 | 0 | 12.8836 | 12.8836 | 12.8836 | 1
NY_6A_MA_2013_NG | 6A | MA | NG | 17845 | ASHRAE30pct-state-6A | ApartmentMidRise | STD2013 | NY-Binghamton-NY | Zone6A | Zone6A(NY-Binghamton-NY) | ASHRAE30pct-state-STD2013 | state | NY | 0.1508 | 0.73 | ASHRAE30pct-state-6A_ApartmentMidRise_STD2013_NY-Binghamton-NY.table.csv.gz | Mid-Rise Apartment | Binghamton Edwin A Link Field NY USA TMY3 WMO#=725150 | Natural Gas | 371809.6998 | 0 | 0 | 0 | 0 | 0 | 0 | 0 | 0 | 0 | 0 | 0 | 0 | 0 | 371809.6998 | 0 | 371809.6998 | 0 | 0 | 2714.2108 | 0 | 0 | 0 | 0 | 0 | 0 | 0 | 0 | 0 | 0 | 0 | 0 | 0 | 2714.2108 | 0 | 2714.2108 | 0 | 0 | 371.8097 | 0 | 0 | 0 | 0 | 0 | 0 | 0 | 0 | 0 | 0 | 0 | 0 | 0 | 371.8097 | 0 | 371.8097 | 0 | 0 | 0 | 0 | 0 | 0 | 0 | 0 | 0 | 11.0195 | 0 | 0 | 0 | 11.0195 | 11.0195 | 11.0195 | 2
PA_6A_MA_2010_EL | 6A | MA | EL | 17236 | ASHRAE30pct-state-6A | ApartmentMidRise | STD2010 | PA-Bradford-PA | Zone6A | Zone6A(PA-Bradford-PA) | ASHRAE30pct-state-STD2010 | state | PA | 0.0937 | 1 | ASHRAE30pct-state-6A_ApartmentMidRise_STD2010_PA-Bradford-PA.table.csv.gz | Mid-Rise Apartment | Bradford Regional Ap PA USA TMY3 WMO#=725266 | Electricity | 0 | 18436.1113 | 37388.8892 | 11138.889 | 142061.1122 | 0 | 54755.556 | 0 | 0 | 0 | 0 | 121411.1121 | 0 | 0 | 385188.892 | 0 | 385191.6697 | -2.7778 | -2.7778 | 0 | 1727.4636 | 3503.3389 | 1043.7139 | 13311.1262 | 0 | 5130.5956 | 0 | 0 | 0 | 0 | 11376.2212 | 0 | 0 | 36092.1992 | 0 | 36092.4595 | -0.26028 | -0.26028 | 0 | 62.9219 | 127.6071 | 38.0167 | 484.8502 | 0 | 186.879 | 0 | 0 | 0 | 0 | 414.3724 | 0 | 0 | 1314.6377 | 0 | 1314.6472 | -0.0094805 | -0.0094805 | 3.782 | 1.1267 | 14.3695 | 5.5386 | 0 | 0 | 1.8648 | 0 | 12.281 | 0 | 0 | 38.9629 | 38.9626 | 38.9626 | 1
PA_6A_MA_2013_EL | 6A | MA | EL | 17896 | ASHRAE30pct-state-6A | ApartmentMidRise | STD2013 | PA-Bradford-PA | Zone6A | Zone6A(PA-Bradford-PA) | ASHRAE30pct-state-STD2013 | state | PA | 0.0937 | 1 | ASHRAE30pct-state-6A_ApartmentMidRise_STD2013_PA-Bradford-PA.table.csv.gz | Mid-Rise Apartment | Bradford Regional Ap PA USA TMY3 WMO#=725266 | Electricity | 0 | 15077.7779 | 30750.0002 | 11138.889 | 141969.4456 | 0 | 52041.6671 | 0 | 0 | 0 | 0 | 121322.2232 | 0 | 0 | 372297.2252 | 0 | 372300.003 | -2.7778 | -2.7778 | 0 | 1412.7878 | 2881.275 | 1043.7139 | 13302.5371 | 0 | 4876.3042 | 0 | 0 | 0 | 0 | 11367.8923 | 0 | 0 | 34884.25 | 0 | 34884.5103 | -0.26028 | -0.26028 | 0 | 51.46 | 104.9488 | 38.0167 | 484.5373 | 0 | 177.6166 | 0 | 0 | 0 | 0 | 414.069 | 0 | 0 | 1270.6389 | 0 | 1270.6484 | -0.0094805 | -0.0094805 | 3.1104 | 1.1267 | 14.3602 | 5.2641 | 0 | 0 | 1.5251 | 0 | 12.272 | 0 | 0 | 37.6589 | 37.6586 | 37.6586 | 2
PA_6A_MA_2010_NG | 6A | MA | NG | 17245 | ASHRAE30pct-state-6A | ApartmentMidRise | STD2010 | PA-Bradford-PA | Zone6A | Zone6A(PA-Bradford-PA) | ASHRAE30pct-state-STD2010 | state | PA | 0.0937 | 1 | ASHRAE30pct-state-6A_ApartmentMidRise_STD2010_PA-Bradford-PA.table.csv.gz | Mid-Rise Apartment | Bradford Regional Ap PA USA TMY3 WMO#=725266 | Natural Gas | 504608.3565 | 0 | 0 | 0 | 0 | 0 | 0 | 0 | 0 | 0 | 0 | 0 | 0 | 0 | 504608.3565 | 0 | 504608.3565 | 0 | 0 | 5046.0836 | 0 | 0 | 0 | 0 | 0 | 0 | 0 | 0 | 0 | 0 | 0 | 0 | 0 | 5046.0836 | 0 | 5046.0836 | 0 | 0 | 504.6084 | 0 | 0 | 0 | 0 | 0 | 0 | 0 | 0 | 0 | 0 | 0 | 0 | 0 | 504.6084 | 0 | 504.6084 | 0 | 0 | 0 | 0 | 0 | 0 | 0 | 0 | 0 | 14.9553 | 0 | 0 | 0 | 14.9553 | 14.9553 | 14.9553 | 1
PA_6A_MA_2013_NG | 6A | MA | NG | 17905 | ASHRAE30pct-state-6A | ApartmentMidRise | STD2013 | PA-Bradford-PA | Zone6A | Zone6A(PA-Bradford-PA) | ASHRAE30pct-state-STD2013 | state | PA | 0.0937 | 1 | ASHRAE30pct-state-6A_ApartmentMidRise_STD2013_PA-Bradford-PA.table.csv.gz | Mid-Rise Apartment | Bradford Regional Ap PA USA TMY3 WMO#=725266 | Natural Gas | 431000.879 | 0 | 0 | 0 | 0 | 0 | 0 | 0 | 0 | 0 | 0 | 0 | 0 | 0 | 431000.879 | 0 | 431000.879 | 0 | 0 | 4310.0088 | 0 | 0 | 0 | 0 | 0 | 0 | 0 | 0 | 0 | 0 | 0 | 0 | 0 | 4310.0088 | 0 | 4310.0088 | 0 | 0 | 431.0009 | 0 | 0 | 0 | 0 | 0 | 0 | 0 | 0 | 0 | 0 | 0 | 0 | 0 | 431.0009 | 0 | 431.0009 | 0 | 0 | 0 | 0 | 0 | 0 | 0 | 0 | 0 | 12.7738 | 0 | 0 | 0 | 12.7738 | 12.7738 | 12.7738 | 2
SD_6A_MA_2010_EL | 6A | MA | EL | 17296 | ASHRAE30pct-state-6A | ApartmentMidRise | STD2010 | SD-Pierre-SD | Zone6A | Zone6A(SD-Pierre-SD) | ASHRAE30pct-state-STD2010 | state | SD | 0.0801 | 0.63 | ASHRAE30pct-state-6A_ApartmentMidRise_STD2010_SD-Pierre-SD.table.csv.gz | Mid-Rise Apartment | Pierre Municipal Ap SD USA TMY3 WMO#=726686 | Electricity | 0 | 32683.3336 | 37388.8892 | 11138.889 | 142061.1122 | 0 | 68925.0006 | 0 | 0 | 0 | 0 | 121336.1121 | 0 | 0 | 413533.3366 | 0 | 413533.3366 | 0 | 0 | 0 | 2617.935 | 2994.85 | 892.225 | 11379.0951 | 0 | 5520.8925 | 0 | 0 | 0 | 0 | 9719.0226 | 0 | 0 | 33124.0203 | 0 | 33124.0203 | 0 | 0 | 0 | 111.5472 | 127.6071 | 38.0167 | 484.8502 | 0 | 235.2389 | 0 | 0 | 0 | 0 | 414.1164 | 0 | 0 | 1411.3765 | 0 | 1411.3765 | 0 | 0 | 3.782 | 1.1267 | 14.3698 | 6.9719 | 0 | 0 | 3.306 | 0 | 12.2734 | 0 | 0 | 41.8297 | 41.8297 | 41.8297 | 1
SD_6A_MA_2013_EL | 6A | MA | EL | 17956 | ASHRAE30pct-state-6A | ApartmentMidRise | STD2013 | SD-Pierre-SD | Zone6A | Zone6A(SD-Pierre-SD) | ASHRAE30pct-state-STD2013 | state | SD | 0.0801 | 0.63 | ASHRAE30pct-state-6A_ApartmentMidRise_STD2013_SD-Pierre-SD.table.csv.gz | Mid-Rise Apartment | Pierre Municipal Ap SD USA TMY3 WMO#=726686 | Electricity | 0 | 27413.8891 | 30750.0002 | 11138.889 | 141969.4456 | 0 | 64227.7783 | 0 | 0 | 0 | 0 | 121258.3343 | 0 | 0 | 396758.3365 | 0 | 396758.3365 | 0 | 0 | 0 | 2195.8525 | 2463.075 | 892.225 | 11371.7526 | 0 | 5144.645 | 0 | 0 | 0 | 0 | 9712.7926 | 0 | 0 | 31780.3428 | 0 | 31780.3428 | 0 | 0 | 0 | 93.5628 | 104.9488 | 38.0167 | 484.5373 | 0 | 219.2074 | 0 | 0 | 0 | 0 | 413.8509 | 0 | 0 | 1354.1239 | 0 | 1354.1239 | 0 | 0 | 3.1104 | 1.1267 | 14.3605 | 6.4968 | 0 | 0 | 2.773 | 0 | 12.2655 | 0 | 0 | 40.1329 | 40.1329 | 40.1329 | 2
SD_6A_MA_2010_NG | 6A | MA | NG | 17305 | ASHRAE30pct-state-6A | ApartmentMidRise | STD2010 | SD-Pierre-SD | Zone6A | Zone6A(SD-Pierre-SD) | ASHRAE30pct-state-STD2010 | state | SD | 0.0801 | 0.63 | ASHRAE30pct-state-6A_ApartmentMidRise_STD2010_SD-Pierre-SD.table.csv.gz | Mid-Rise Apartment | Pierre Municipal Ap SD USA TMY3 WMO#=726686 | Natural Gas | 482600.043 | 0 | 0 | 0 | 0 | 0 | 0 | 0 | 0 | 0 | 0 | 0 | 0 | 0 | 482600.043 | 0 | 482600.043 | 0 | 0 | 3040.3803 | 0 | 0 | 0 | 0 | 0 | 0 | 0 | 0 | 0 | 0 | 0 | 0 | 0 | 3040.3803 | 0 | 3040.3803 | 0 | 0 | 482.6 | 0 | 0 | 0 | 0 | 0 | 0 | 0 | 0 | 0 | 0 | 0 | 0 | 0 | 482.6 | 0 | 482.6 | 0 | 0 | 0 | 0 | 0 | 0 | 0 | 0 | 0 | 14.3031 | 0 | 0 | 0 | 14.3031 | 14.3031 | 14.3031 | 1
SD_6A_MA_2013_NG | 6A | MA | NG | 17965 | ASHRAE30pct-state-6A | ApartmentMidRise | STD2013 | SD-Pierre-SD | Zone6A | Zone6A(SD-Pierre-SD) | ASHRAE30pct-state-STD2013 | state | SD | 0.0801 | 0.63 | ASHRAE30pct-state-6A_ApartmentMidRise_STD2013_SD-Pierre-SD.table.csv.gz | Mid-Rise Apartment | Pierre Municipal Ap SD USA TMY3 WMO#=726686 | Natural Gas | 417210.1399 | 0 | 0 | 0 | 0 | 0 | 0 | 0 | 0 | 0 | 0 | 0 | 0 | 0 | 417210.1399 | 0 | 417210.1399 | 0 | 0 | 2628.4239 | 0 | 0 | 0 | 0 | 0 | 0 | 0 | 0 | 0 | 0 | 0 | 0 | 0 | 2628.4239 | 0 | 2628.4239 | 0 | 0 | 417.2101 | 0 | 0 | 0 | 0 | 0 | 0 | 0 | 0 | 0 | 0 | 0 | 0 | 0 | 417.2101 | 0 | 417.2101 | 0 | 0 | 0 | 0 | 0 | 0 | 0 | 0 | 0 | 12.3651 | 0 | 0 | 0 | 12.3651 | 12.3651 | 12.3651 | 2
VT_6A_MA_2010_EL | 6A | MA | EL | 17356 | ASHRAE30pct-state-6A | ApartmentMidRise | STD2010 | VT-Burlington-VT | Zone6A | Zone6A(VT-Burlington-VT) | ASHRAE30pct-state-STD2010 | state | VT | 0.143 | 1.18 | ASHRAE30pct-state-6A_ApartmentMidRise_STD2010_VT-Burlington-VT.table.csv.gz | Mid-Rise Apartment | Burlington International Ap VT USA TMY3 WMO#=726170 | Electricity | 0 | 23152.778 | 37388.8892 | 11133.3334 | 142061.1122 | 0 | 56827.7782 | 0 | 0 | 0 | 0 | 121380.5565 | 0 | 0 | 391941.6698 | 0 | 391944.4476 | -2.7778 | -2.7778 | 0 | 3310.8472 | 5346.6112 | 1592.0667 | 20314.7391 | 0 | 8126.3723 | 0 | 0 | 0 | 0 | 17357.4196 | 0 | 0 | 56047.6588 | 0 | 56048.056 | -0.39722 | -0.39722 | 0 | 79.0197 | 127.6071 | 37.9977 | 484.8502 | 0 | 193.9514 | 0 | 0 | 0 | 0 | 414.2681 | 0 | 0 | 1337.6848 | 0 | 1337.6942 | -0.0094805 | -0.0094805 | 3.782 | 1.1262 | 14.3695 | 5.7482 | 0 | 0 | 2.3419 | 0 | 12.2779 | 0 | 0 | 39.646 | 39.6457 | 39.6457 | 1
VT_6A_MA_2013_EL | 6A | MA | EL | 18016 | ASHRAE30pct-state-6A | ApartmentMidRise | STD2013 | VT-Burlington-VT | Zone6A | Zone6A(VT-Burlington-VT) | ASHRAE30pct-state-STD2013 | state | VT | 0.143 | 1.18 | ASHRAE30pct-state-6A_ApartmentMidRise_STD2013_VT-Burlington-VT.table.csv.gz | Mid-Rise Apartment | Burlington International Ap VT USA TMY3 WMO#=726170 | Electricity | 0 | 18894.4446 | 30750.0002 | 11133.3334 | 141969.4456 | 0 | 53547.2227 | 0 | 0 | 0 | 0 | 121291.6676 | 0 | 0 | 377583.3364 | 0 | 377586.1141 | -2.7778 | -2.7778 | 0 | 2701.9056 | 4397.25 | 1592.0667 | 20301.6307 | 0 | 7657.2528 | 0 | 0 | 0 | 0 | 17344.7085 | 0 | 0 | 53994.4171 | 0 | 53994.8143 | -0.39722 | -0.39722 | 0 | 64.4862 | 104.9488 | 37.9977 | 484.5373 | 0 | 182.755 | 0 | 0 | 0 | 0 | 413.9647 | 0 | 0 | 1288.6802 | 0 | 1288.6897 | -0.0094805 | -0.0094805 | 3.1104 | 1.1262 | 14.3602 | 5.4164 | 0 | 0 | 1.9112 | 0 | 12.2689 | 0 | 0 | 38.1936 | 38.1933 | 38.1933 | 2
VT_6A_MA_2010_NG | 6A | MA | NG | 17365 | ASHRAE30pct-state-6A | ApartmentMidRise | STD2010 | VT-Burlington-VT | Zone6A | Zone6A(VT-Burlington-VT) | ASHRAE30pct-state-STD2010 | state | VT | 0.143 | 1.18 | ASHRAE30pct-state-6A_ApartmentMidRise_STD2010_VT-Burlington-VT.table.csv.gz | Mid-Rise Apartment | Burlington International Ap VT USA TMY3 WMO#=726170 | Natural Gas | 498589.7178 | 0 | 0 | 0 | 0 | 0 | 0 | 0 | 0 | 0 | 0 | 0 | 0 | 0 | 498589.7178 | 0 | 498589.7178 | 0 | 0 | 5883.3587 | 0 | 0 | 0 | 0 | 0 | 0 | 0 | 0 | 0 | 0 | 0 | 0 | 0 | 5883.3587 | 0 | 5883.3587 | 0 | 0 | 498.5897 | 0 | 0 | 0 | 0 | 0 | 0 | 0 | 0 | 0 | 0 | 0 | 0 | 0 | 498.5897 | 0 | 498.5897 | 0 | 0 | 0 | 0 | 0 | 0 | 0 | 0 | 0 | 14.777 | 0 | 0 | 0 | 14.777 | 14.777 | 14.777 | 1
VT_6A_MA_2013_NG | 6A | MA | NG | 18025 | ASHRAE30pct-state-6A | ApartmentMidRise | STD2013 | VT-Burlington-VT | Zone6A | Zone6A(VT-Burlington-VT) | ASHRAE30pct-state-STD2013 | state | VT | 0.143 | 1.18 | ASHRAE30pct-state-6A_ApartmentMidRise_STD2013_VT-Burlington-VT.table.csv.gz | Mid-Rise Apartment | Burlington International Ap VT USA TMY3 WMO#=726170 | Natural Gas | 430906.0973 | 0 | 0 | 0 | 0 | 0 | 0 | 0 | 0 | 0 | 0 | 0 | 0 | 0 | 430906.0973 | 0 | 430906.0973 | 0 | 0 | 5084.6919 | 0 | 0 | 0 | 0 | 0 | 0 | 0 | 0 | 0 | 0 | 0 | 0 | 0 | 5084.6919 | 0 | 5084.6919 | 0 | 0 | 430.9061 | 0 | 0 | 0 | 0 | 0 | 0 | 0 | 0 | 0 | 0 | 0 | 0 | 0 | 430.9061 | 0 | 430.9061 | 0 | 0 | 0 | 0 | 0 | 0 | 0 | 0 | 0 | 12.771 | 0 | 0 | 0 | 12.771 | 12.771 | 12.771 | 2
WI_6A_MA_2010_EL | 6A | MA | EL | 17416 | ASHRAE30pct-state-6A | ApartmentMidRise | STD2010 | WI-Madison-WI | Zone6A | Zone6A(WI-Madison-WI) | ASHRAE30pct-state-STD2010 | state | WI | 0.1054 | 0.72 | ASHRAE30pct-state-6A_ApartmentMidRise_STD2010_WI-Madison-WI.table.csv.gz | Mid-Rise Apartment | Madison Dane Co Regional Arpt WI USA TMY3 WMO#=726410 | Electricity | 0 | 30183.3336 | 37388.8892 | 11125.0001 | 142061.1122 | 0 | 58855.556 | 0 | 0 | 0 | 0 | 121366.6676 | 0 | 0 | 400977.781 | 0 | 400980.5588 | -2.7778 | -2.7778 | 0 | 3181.3234 | 3940.7889 | 1172.575 | 14973.2412 | 0 | 6203.3756 | 0 | 0 | 0 | 0 | 12792.0468 | 0 | 0 | 42263.0581 | 0 | 42263.3509 | -0.29278 | -0.29278 | 0 | 103.0148 | 127.6071 | 37.9693 | 484.8502 | 0 | 200.8722 | 0 | 0 | 0 | 0 | 414.2207 | 0 | 0 | 1368.5247 | 0 | 1368.5342 | -0.0094805 | -0.0094805 | 3.782 | 1.1253 | 14.3695 | 5.9534 | 0 | 0 | 3.0531 | 0 | 12.2765 | 0 | 0 | 40.56 | 40.5597 | 40.5597 | 1
WI_6A_MA_2013_EL | 6A | MA | EL | 18076 | ASHRAE30pct-state-6A | ApartmentMidRise | STD2013 | WI-Madison-WI | Zone6A | Zone6A(WI-Madison-WI) | ASHRAE30pct-state-STD2013 | state | WI | 0.1054 | 0.72 | ASHRAE30pct-state-6A_ApartmentMidRise_STD2013_WI-Madison-WI.table.csv.gz | Mid-Rise Apartment | Madison Dane Co Regional Arpt WI USA TMY3 WMO#=726410 | Electricity | 0 | 24833.3335 | 30750.0002 | 11125.0001 | 141969.4456 | 0 | 55366.6671 | 0 | 0 | 0 | 0 | 121280.5565 | 0 | 0 | 385325.0031 | 0 | 385325.0031 | 0 | 0 | 0 | 2617.4334 | 3241.05 | 1172.575 | 14963.5796 | 0 | 5835.6467 | 0 | 0 | 0 | 0 | 12782.9707 | 0 | 0 | 40613.2553 | 0 | 40613.2553 | 0 | 0 | 0 | 84.7554 | 104.9488 | 37.9693 | 484.5373 | 0 | 188.9647 | 0 | 0 | 0 | 0 | 413.9268 | 0 | 0 | 1315.1023 | 0 | 1315.1023 | 0 | 0 | 3.1104 | 1.1253 | 14.3605 | 5.6004 | 0 | 0 | 2.5119 | 0 | 12.2678 | 0 | 0 | 38.9764 | 38.9764 | 38.9764 | 2
WI_6A_MA_2010_NG | 6A | MA | NG | 17425 | ASHRAE30pct-state-6A | ApartmentMidRise | STD2010 | WI-Madison-WI | Zone6A | Zone6A(WI-Madison-WI) | ASHRAE30pct-state-STD2010 | state | WI | 0.1054 | 0.72 | ASHRAE30pct-state-6A_ApartmentMidRise_STD2010_WI-Madison-WI.table.csv.gz | Mid-Rise Apartment | Madison Dane Co Regional Arpt WI USA TMY3 WMO#=726410 | Natural Gas | 527735.0942 | 0 | 0 | 0 | 0 | 0 | 0 | 0 | 0 | 0 | 0 | 0 | 0 | 0 | 527735.0942 | 0 | 527735.0942 | 0 | 0 | 3799.6927 | 0 | 0 | 0 | 0 | 0 | 0 | 0 | 0 | 0 | 0 | 0 | 0 | 0 | 3799.6927 | 0 | 3799.6927 | 0 | 0 | 527.7351 | 0 | 0 | 0 | 0 | 0 | 0 | 0 | 0 | 0 | 0 | 0 | 0 | 0 | 527.7351 | 0 | 527.7351 | 0 | 0 | 0 | 0 | 0 | 0 | 0 | 0 | 0 | 15.6408 | 0 | 0 | 0 | 15.6408 | 15.6408 | 15.6408 | 1
WI_6A_MA_2013_NG | 6A | MA | NG | 18085 | ASHRAE30pct-state-6A | ApartmentMidRise | STD2013 | WI-Madison-WI | Zone6A | Zone6A(WI-Madison-WI) | ASHRAE30pct-state-STD2013 | state | WI | 0.1054 | 0.72 | ASHRAE30pct-state-6A_ApartmentMidRise_STD2013_WI-Madison-WI.table.csv.gz | Mid-Rise Apartment | Madison Dane Co Regional Arpt WI USA TMY3 WMO#=726410 | Natural Gas | 456743.592 | 0 | 0 | 0 | 0 | 0 | 0 | 0 | 0 | 0 | 0 | 0 | 0 | 0 | 456743.592 | 0 | 456743.592 | 0 | 0 | 3288.5539 | 0 | 0 | 0 | 0 | 0 | 0 | 0 | 0 | 0 | 0 | 0 | 0 | 0 | 3288.5539 | 0 | 3288.5539 | 0 | 0 | 456.7436 | 0 | 0 | 0 | 0 | 0 | 0 | 0 | 0 | 0 | 0 | 0 | 0 | 0 | 456.7436 | 0 | 456.7436 | 0 | 0 | 0 | 0 | 0 | 0 | 0 | 0 | 0 | 13.5368 | 0 | 0 | 0 | 13.5368 | 13.5368 | 13.5368 | 2
CA_6B_MA_2010_EL | 6B | MA | EL | 18556 | ASHRAE30pct-state-6B | ApartmentMidRise | STD2010 | CA-Eagle-CA | Zone6B | Zone6B(CA-Eagle-CA) | ASHRAE30pct-state-STD2010 | state | CA | 0.136 | 0.7 | ASHRAE30pct-state-6B_ApartmentMidRise_STD2010_CA-Eagle-CA.table.csv.gz | Mid-Rise Apartment | Eagle County Ap CO USA TMY3 WMO#=724675 | Electricity | 0 | 22513.8891 | 37388.8892 | 11144.4445 | 142061.1122 | 0 | 63661.1116 | 0 | 0 | 0 | 0 | 122125.001 | 0 | 0 | 398888.8921 | 0 | 398894.4476 | -5.5556 | -5.5556 | 0 | 3061.8889 | 5084.8889 | 1515.6445 | 19320.3113 | 0 | 8657.9112 | 0 | 0 | 0 | 0 | 16609.0001 | 0 | 0 | 54248.8893 | 0 | 54249.6449 | -0.75556 | -0.75556 | 0 | 76.8392 | 127.6071 | 38.0356 | 484.8502 | 0 | 217.2734 | 0 | 0 | 0 | 0 | 416.8088 | 0 | 0 | 1361.3954 | 0 | 1361.4144 | -0.018961 | -0.018961 | 3.782 | 1.1273 | 14.3692 | 6.4394 | 0 | 0 | 2.2773 | 0 | 12.3532 | 0 | 0 | 40.349 | 40.3484 | 40.3484 | 1
CA_6B_MA_2013_EL | 6B | MA | EL | 18976 | ASHRAE30pct-state-6B | ApartmentMidRise | STD2013 | CA-Eagle-CA | Zone6B | Zone6B(CA-Eagle-CA) | ASHRAE30pct-state-STD2013 | state | CA | 0.136 | 0.7 | ASHRAE30pct-state-6B_ApartmentMidRise_STD2013_CA-Eagle-CA.table.csv.gz | Mid-Rise Apartment | Eagle County Ap CO USA TMY3 WMO#=724675 | Electricity | 0 | 19727.7779 | 30750.0002 | 11144.4445 | 141969.4456 | 0 | 60483.3338 | 0 | 0 | 0 | 0 | 122022.2232 | 0 | 0 | 386097.2253 | 0 | 386097.2253 | 0 | 0 | 0 | 2682.9778 | 4182 | 1515.6445 | 19307.8446 | 0 | 8225.7334 | 0 | 0 | 0 | 0 | 16595.0224 | 0 | 0 | 52509.2226 | 0 | 52509.2226 | 0 | 0 | 0 | 67.3303 | 104.9488 | 38.0356 | 484.5373 | 0 | 206.4277 | 0 | 0 | 0 | 0 | 416.4581 | 0 | 0 | 1317.7379 | 0 | 1317.7379 | 0 | 0 | 3.1104 | 1.1273 | 14.3605 | 6.118 | 0 | 0 | 1.9955 | 0 | 12.3428 | 0 | 0 | 39.0545 | 39.0545 | 39.0545 | 2
CA_6B_MA_2010_NG | 6B | MA | NG | 18565 | ASHRAE30pct-state-6B | ApartmentMidRise | STD2010 | CA-Eagle-CA | Zone6B | Zone6B(CA-Eagle-CA) | ASHRAE30pct-state-STD2010 | state | CA | 0.136 | 0.7 | ASHRAE30pct-state-6B_ApartmentMidRise_STD2010_CA-Eagle-CA.table.csv.gz | Mid-Rise Apartment | Eagle County Ap CO USA TMY3 WMO#=724675 | Natural Gas | 281274.2085 | 0 | 0 | 0 | 0 | 0 | 0 | 0 | 0 | 0 | 0 | 0 | 0 | 0 | 281274.2085 | 0 | 281274.2085 | 0 | 0 | 1968.9195 | 0 | 0 | 0 | 0 | 0 | 0 | 0 | 0 | 0 | 0 | 0 | 0 | 0 | 1968.9195 | 0 | 1968.9195 | 0 | 0 | 281.2742 | 0 | 0 | 0 | 0 | 0 | 0 | 0 | 0 | 0 | 0 | 0 | 0 | 0 | 281.2742 | 0 | 281.2742 | 0 | 0 | 0 | 0 | 0 | 0 | 0 | 0 | 0 | 8.3363 | 0 | 0 | 0 | 8.3363 | 8.3363 | 8.3363 | 1
CA_6B_MA_2013_NG | 6B | MA | NG | 18985 | ASHRAE30pct-state-6B | ApartmentMidRise | STD2013 | CA-Eagle-CA | Zone6B | Zone6B(CA-Eagle-CA) | ASHRAE30pct-state-STD2013 | state | CA | 0.136 | 0.7 | ASHRAE30pct-state-6B_ApartmentMidRise_STD2013_CA-Eagle-CA.table.csv.gz | Mid-Rise Apartment | Eagle County Ap CO USA TMY3 WMO#=724675 | Natural Gas | 218557.1497 | 0 | 0 | 0 | 0 | 0 | 0 | 0 | 0 | 0 | 0 | 0 | 0 | 0 | 218557.1497 | 0 | 218557.1497 | 0 | 0 | 1529.9 | 0 | 0 | 0 | 0 | 0 | 0 | 0 | 0 | 0 | 0 | 0 | 0 | 0 | 1529.9 | 0 | 1529.9 | 0 | 0 | 218.5571 | 0 | 0 | 0 | 0 | 0 | 0 | 0 | 0 | 0 | 0 | 0 | 0 | 0 | 218.5571 | 0 | 218.5571 | 0 | 0 | 0 | 0 | 0 | 0 | 0 | 0 | 0 | 6.4775 | 0 | 0 | 0 | 6.4775 | 6.4775 | 6.4775 | 2
CO_6B_MA_2010_EL | 6B | MA | EL | 18616 | ASHRAE30pct-state-6B | ApartmentMidRise | STD2010 | CO-EagleCounty-CO | Zone6B | Zone6B(CO-EagleCounty-CO) | ASHRAE30pct-state-STD2010 | state | CO | 0.0934 | 0.73 | ASHRAE30pct-state-6B_ApartmentMidRise_STD2010_CO-EagleCounty-CO.table.csv.gz | Mid-Rise Apartment | Eagle County Ap CO USA TMY3 WMO#=724675 | Electricity | 0 | 22513.8891 | 37388.8892 | 11144.4445 | 142061.1122 | 0 | 63661.1116 | 0 | 0 | 0 | 0 | 122125.001 | 0 | 0 | 398888.8921 | 0 | 398894.4476 | -5.5556 | -5.5556 | 0 | 2102.7972 | 3492.1223 | 1040.8911 | 13268.5079 | 0 | 5945.9478 | 0 | 0 | 0 | 0 | 11406.4751 | 0 | 0 | 37256.2225 | 0 | 37256.7414 | -0.51889 | -0.51889 | 0 | 76.8392 | 127.6071 | 38.0356 | 484.8502 | 0 | 217.2734 | 0 | 0 | 0 | 0 | 416.8088 | 0 | 0 | 1361.3954 | 0 | 1361.4144 | -0.018961 | -0.018961 | 3.782 | 1.1273 | 14.3692 | 6.4394 | 0 | 0 | 2.2773 | 0 | 12.3532 | 0 | 0 | 40.349 | 40.3484 | 40.3484 | 1
CO_6B_MA_2013_EL | 6B | MA | EL | 19036 | ASHRAE30pct-state-6B | ApartmentMidRise | STD2013 | CO-EagleCounty-CO | Zone6B | Zone6B(CO-EagleCounty-CO) | ASHRAE30pct-state-STD2013 | state | CO | 0.0934 | 0.73 | ASHRAE30pct-state-6B_ApartmentMidRise_STD2013_CO-EagleCounty-CO.table.csv.gz | Mid-Rise Apartment | Eagle County Ap CO USA TMY3 WMO#=724675 | Electricity | 0 | 19727.7779 | 30750.0002 | 11144.4445 | 141969.4456 | 0 | 60483.3338 | 0 | 0 | 0 | 0 | 122022.2232 | 0 | 0 | 386097.2253 | 0 | 386097.2253 | 0 | 0 | 0 | 1842.5745 | 2872.05 | 1040.8911 | 13259.9462 | 0 | 5649.1434 | 0 | 0 | 0 | 0 | 11396.8756 | 0 | 0 | 36061.4808 | 0 | 36061.4808 | 0 | 0 | 0 | 67.3303 | 104.9488 | 38.0356 | 484.5373 | 0 | 206.4277 | 0 | 0 | 0 | 0 | 416.4581 | 0 | 0 | 1317.7379 | 0 | 1317.7379 | 0 | 0 | 3.1104 | 1.1273 | 14.3605 | 6.118 | 0 | 0 | 1.9955 | 0 | 12.3428 | 0 | 0 | 39.0545 | 39.0545 | 39.0545 | 2
CO_6B_MA_2010_NG | 6B | MA | NG | 18625 | ASHRAE30pct-state-6B | ApartmentMidRise | STD2010 | CO-EagleCounty-CO | Zone6B | Zone6B(CO-EagleCounty-CO) | ASHRAE30pct-state-STD2010 | state | CO | 0.0934 | 0.73 | ASHRAE30pct-state-6B_ApartmentMidRise_STD2010_CO-EagleCounty-CO.table.csv.gz | Mid-Rise Apartment | Eagle County Ap CO USA TMY3 WMO#=724675 | Natural Gas | 281274.2085 | 0 | 0 | 0 | 0 | 0 | 0 | 0 | 0 | 0 | 0 | 0 | 0 | 0 | 281274.2085 | 0 | 281274.2085 | 0 | 0 | 2053.3017 | 0 | 0 | 0 | 0 | 0 | 0 | 0 | 0 | 0 | 0 | 0 | 0 | 0 | 2053.3017 | 0 | 2053.3017 | 0 | 0 | 281.2742 | 0 | 0 | 0 | 0 | 0 | 0 | 0 | 0 | 0 | 0 | 0 | 0 | 0 | 281.2742 | 0 | 281.2742 | 0 | 0 | 0 | 0 | 0 | 0 | 0 | 0 | 0 | 8.3363 | 0 | 0 | 0 | 8.3363 | 8.3363 | 8.3363 | 1
CO_6B_MA_2013_NG | 6B | MA | NG | 19045 | ASHRAE30pct-state-6B | ApartmentMidRise | STD2013 | CO-EagleCounty-CO | Zone6B | Zone6B(CO-EagleCounty-CO) | ASHRAE30pct-state-STD2013 | state | CO | 0.0934 | 0.73 | ASHRAE30pct-state-6B_ApartmentMidRise_STD2013_CO-EagleCounty-CO.table.csv.gz | Mid-Rise Apartment | Eagle County Ap CO USA TMY3 WMO#=724675 | Natural Gas | 218557.1497 | 0 | 0 | 0 | 0 | 0 | 0 | 0 | 0 | 0 | 0 | 0 | 0 | 0 | 218557.1497 | 0 | 218557.1497 | 0 | 0 | 1595.4672 | 0 | 0 | 0 | 0 | 0 | 0 | 0 | 0 | 0 | 0 | 0 | 0 | 0 | 1595.4672 | 0 | 1595.4672 | 0 | 0 | 218.5571 | 0 | 0 | 0 | 0 | 0 | 0 | 0 | 0 | 0 | 0 | 0 | 0 | 0 | 218.5571 | 0 | 218.5571 | 0 | 0 | 0 | 0 | 0 | 0 | 0 | 0 | 0 | 6.4775 | 0 | 0 | 0 | 6.4775 | 6.4775 | 6.4775 | 2
ID_6B_MA_2010_EL | 6B | MA | EL | 18676 | ASHRAE30pct-state-6B | ApartmentMidRise | STD2010 | ID-Pocatello-ID | Zone6B | Zone6B(ID-Pocatello-ID) | ASHRAE30pct-state-STD2010 | state | ID | 0.0683 | 0.73 | ASHRAE30pct-state-6B_ApartmentMidRise_STD2010_ID-Pocatello-ID.table.csv.gz | Mid-Rise Apartment | Pocatello Regional Ap ID USA TMY3 WMO#=725780 | Electricity | 0 | 26230.5558 | 37388.8892 | 11130.5556 | 142061.1122 | 0 | 68452.7783 | 0 | 0 | 0 | 0 | 122138.8899 | 0 | 0 | 407402.781 | 0 | 407402.781 | 0 | 0 | 0 | 1791.547 | 2553.6611 | 760.217 | 9702.774 | 0 | 4675.3248 | 0 | 0 | 0 | 0 | 8342.0862 | 0 | 0 | 27825.6099 | 0 | 27825.6099 | 0 | 0 | 0 | 89.5241 | 127.6071 | 37.9882 | 484.8502 | 0 | 233.6272 | 0 | 0 | 0 | 0 | 416.8562 | 0 | 0 | 1390.4531 | 0 | 1390.4531 | 0 | 0 | 3.782 | 1.1259 | 14.3698 | 6.9241 | 0 | 0 | 2.6533 | 0 | 12.3546 | 0 | 0 | 41.2096 | 41.2096 | 41.2096 | 1
ID_6B_MA_2013_EL | 6B | MA | EL | 19096 | ASHRAE30pct-state-6B | ApartmentMidRise | STD2013 | ID-Pocatello-ID | Zone6B | Zone6B(ID-Pocatello-ID) | ASHRAE30pct-state-STD2013 | state | ID | 0.0683 | 0.73 | ASHRAE30pct-state-6B_ApartmentMidRise_STD2013_ID-Pocatello-ID.table.csv.gz | Mid-Rise Apartment | Pocatello Regional Ap ID USA TMY3 WMO#=725780 | Electricity | 0 | 22597.2224 | 30750.0002 | 11130.5556 | 141969.4456 | 0 | 64388.8894 | 0 | 0 | 0 | 0 | 122058.3343 | 0 | 0 | 392888.892 | 0 | 392894.4476 | -5.5556 | -5.5556 | 0 | 1543.3903 | 2100.225 | 760.217 | 9696.5131 | 0 | 4397.7611 | 0 | 0 | 0 | 0 | 8336.5842 | 0 | 0 | 26834.3113 | 0 | 26834.6908 | -0.37944 | -0.37944 | 0 | 77.1236 | 104.9488 | 37.9882 | 484.5373 | 0 | 219.7573 | 0 | 0 | 0 | 0 | 416.5813 | 0 | 0 | 1340.9176 | 0 | 1340.9366 | -0.018961 | -0.018961 | 3.1104 | 1.1259 | 14.3599 | 6.5131 | 0 | 0 | 2.2858 | 0 | 12.3464 | 0 | 0 | 39.7421 | 39.7415 | 39.7415 | 2
ID_6B_MA_2010_NG | 6B | MA | NG | 18685 | ASHRAE30pct-state-6B | ApartmentMidRise | STD2010 | ID-Pocatello-ID | Zone6B | Zone6B(ID-Pocatello-ID) | ASHRAE30pct-state-STD2010 | state | ID | 0.0683 | 0.73 | ASHRAE30pct-state-6B_ApartmentMidRise_STD2010_ID-Pocatello-ID.table.csv.gz | Mid-Rise Apartment | Pocatello Regional Ap ID USA TMY3 WMO#=725780 | Natural Gas | 322997.1182 | 0 | 0 | 0 | 0 | 0 | 0 | 0 | 0 | 0 | 0 | 0 | 0 | 0 | 322997.1182 | 0 | 322997.1182 | 0 | 0 | 2357.879 | 0 | 0 | 0 | 0 | 0 | 0 | 0 | 0 | 0 | 0 | 0 | 0 | 0 | 2357.879 | 0 | 2357.879 | 0 | 0 | 322.9971 | 0 | 0 | 0 | 0 | 0 | 0 | 0 | 0 | 0 | 0 | 0 | 0 | 0 | 322.9971 | 0 | 322.9971 | 0 | 0 | 0 | 0 | 0 | 0 | 0 | 0 | 0 | 9.5728 | 0 | 0 | 0 | 9.5728 | 9.5728 | 9.5728 | 1
ID_6B_MA_2013_NG | 6B | MA | NG | 19105 | ASHRAE30pct-state-6B | ApartmentMidRise | STD2013 | ID-Pocatello-ID | Zone6B | Zone6B(ID-Pocatello-ID) | ASHRAE30pct-state-STD2013 | state | ID | 0.0683 | 0.73 | ASHRAE30pct-state-6B_ApartmentMidRise_STD2013_ID-Pocatello-ID.table.csv.gz | Mid-Rise Apartment | Pocatello Regional Ap ID USA TMY3 WMO#=725780 | Natural Gas | 265350.8809 | 0 | 0 | 0 | 0 | 0 | 0 | 0 | 0 | 0 | 0 | 0 | 0 | 0 | 265350.8809 | 0 | 265350.8809 | 0 | 0 | 1937.0614 | 0 | 0 | 0 | 0 | 0 | 0 | 0 | 0 | 0 | 0 | 0 | 0 | 0 | 1937.0614 | 0 | 1937.0614 | 0 | 0 | 265.3509 | 0 | 0 | 0 | 0 | 0 | 0 | 0 | 0 | 0 | 0 | 0 | 0 | 0 | 265.3509 | 0 | 265.3509 | 0 | 0 | 0 | 0 | 0 | 0 | 0 | 0 | 0 | 7.8643 | 0 | 0 | 0 | 7.8643 | 7.8643 | 7.8643 | 2
MT_6B_MA_2010_EL | 6B | MA | EL | 18736 | ASHRAE30pct-state-6B | ApartmentMidRise | STD2010 | MT-Helena-MT | Zone6B | Zone6B(MT-Helena-MT) | ASHRAE30pct-state-STD2010 | state | MT | 0.0916 | 0.78 | ASHRAE30pct-state-6B_ApartmentMidRise_STD2010_MT-Helena-MT.table.csv.gz | Mid-Rise Apartment | Helena Regional Airport MT USA TMY3 WMO#=727720 | Electricity | 0 | 22194.4446 | 37388.8892 | 11125.0001 | 142061.1122 | 0 | 68366.6672 | 0 | 0 | 0 | 0 | 122163.8899 | 0 | 0 | 403294.4477 | 0 | 403300.0032 | -5.5556 | -5.5556 | 0 | 2033.0111 | 3424.8222 | 1019.05 | 13012.7979 | 0 | 6262.3867 | 0 | 0 | 0 | 0 | 11190.2123 | 0 | 0 | 36941.7714 | 0 | 36942.2803 | -0.50889 | -0.50889 | 0 | 75.749 | 127.6071 | 37.9693 | 484.8502 | 0 | 233.3333 | 0 | 0 | 0 | 0 | 416.9416 | 0 | 0 | 1376.4314 | 0 | 1376.4504 | -0.018961 | -0.018961 | 3.782 | 1.1253 | 14.3692 | 6.9154 | 0 | 0 | 2.245 | 0 | 12.3571 | 0 | 0 | 40.7946 | 40.794 | 40.794 | 1
MT_6B_MA_2013_EL | 6B | MA | EL | 19156 | ASHRAE30pct-state-6B | ApartmentMidRise | STD2013 | MT-Helena-MT | Zone6B | Zone6B(MT-Helena-MT) | ASHRAE30pct-state-STD2013 | state | MT | 0.0916 | 0.78 | ASHRAE30pct-state-6B_ApartmentMidRise_STD2013_MT-Helena-MT.table.csv.gz | Mid-Rise Apartment | Helena Regional Airport MT USA TMY3 WMO#=727720 | Electricity | 0 | 19169.4446 | 30750.0002 | 11125.0001 | 141969.4456 | 0 | 64483.3338 | 0 | 0 | 0 | 0 | 122080.5565 | 0 | 0 | 389575.0031 | 0 | 389577.7809 | -2.7778 | -2.7778 | 0 | 1755.9211 | 2816.7 | 1019.05 | 13004.4012 | 0 | 5906.6734 | 0 | 0 | 0 | 0 | 11182.579 | 0 | 0 | 35685.0703 | 0 | 35685.3247 | -0.25444 | -0.25444 | 0 | 65.4247 | 104.9488 | 37.9693 | 484.5373 | 0 | 220.0796 | 0 | 0 | 0 | 0 | 416.6572 | 0 | 0 | 1329.6074 | 0 | 1329.6169 | -0.0094805 | -0.0094805 | 3.1104 | 1.1253 | 14.3602 | 6.5226 | 0 | 0 | 1.939 | 0 | 12.3487 | 0 | 0 | 39.4066 | 39.4063 | 39.4063 | 2
MT_6B_MA_2010_NG | 6B | MA | NG | 18745 | ASHRAE30pct-state-6B | ApartmentMidRise | STD2010 | MT-Helena-MT | Zone6B | Zone6B(MT-Helena-MT) | ASHRAE30pct-state-STD2010 | state | MT | 0.0916 | 0.78 | ASHRAE30pct-state-6B_ApartmentMidRise_STD2010_MT-Helena-MT.table.csv.gz | Mid-Rise Apartment | Helena Regional Airport MT USA TMY3 WMO#=727720 | Natural Gas | 331281.0398 | 0 | 0 | 0 | 0 | 0 | 0 | 0 | 0 | 0 | 0 | 0 | 0 | 0 | 331281.0398 | 0 | 331281.0398 | 0 | 0 | 2583.9921 | 0 | 0 | 0 | 0 | 0 | 0 | 0 | 0 | 0 | 0 | 0 | 0 | 0 | 2583.9921 | 0 | 2583.9921 | 0 | 0 | 331.281 | 0 | 0 | 0 | 0 | 0 | 0 | 0 | 0 | 0 | 0 | 0 | 0 | 0 | 331.281 | 0 | 331.281 | 0 | 0 | 0 | 0 | 0 | 0 | 0 | 0 | 0 | 9.8184 | 0 | 0 | 0 | 9.8184 | 9.8184 | 9.8184 | 1
MT_6B_MA_2013_NG | 6B | MA | NG | 19165 | ASHRAE30pct-state-6B | ApartmentMidRise | STD2013 | MT-Helena-MT | Zone6B | Zone6B(MT-Helena-MT) | ASHRAE30pct-state-STD2013 | state | MT | 0.0916 | 0.78 | ASHRAE30pct-state-6B_ApartmentMidRise_STD2013_MT-Helena-MT.table.csv.gz | Mid-Rise Apartment | Helena Regional Airport MT USA TMY3 WMO#=727720 | Natural Gas | 267663.5547 | 0 | 0 | 0 | 0 | 0 | 0 | 0 | 0 | 0 | 0 | 0 | 0 | 0 | 267663.5547 | 0 | 267663.5547 | 0 | 0 | 2087.7757 | 0 | 0 | 0 | 0 | 0 | 0 | 0 | 0 | 0 | 0 | 0 | 0 | 0 | 2087.7757 | 0 | 2087.7757 | 0 | 0 | 267.6636 | 0 | 0 | 0 | 0 | 0 | 0 | 0 | 0 | 0 | 0 | 0 | 0 | 0 | 267.6636 | 0 | 267.6636 | 0 | 0 | 0 | 0 | 0 | 0 | 0 | 0 | 0 | 7.9329 | 0 | 0 | 0 | 7.9329 | 7.9329 | 7.9329 | 2
UT_6B_MA_2010_EL | 6B | MA | EL | 18796 | ASHRAE30pct-state-6B | ApartmentMidRise | STD2010 | UT-Vernal-UT | Zone6B | Zone6B(UT-Vernal-UT) | ASHRAE30pct-state-STD2010 | state | UT | 0.0805 | 0.69 | ASHRAE30pct-state-6B_ApartmentMidRise_STD2010_UT-Vernal-UT.table.csv.gz | Mid-Rise Apartment | Vernal UT USA TMY3 WMO#=725705 | Electricity | 0 | 31133.3336 | 37388.8892 | 11130.5556 | 142061.1122 | 0 | 67916.6672 | 0 | 0 | 0 | 0 | 122050.001 | 0 | 0 | 411675.0033 | 0 | 411680.5588 | -5.5556 | -5.5556 | 0 | 2506.2334 | 3009.8056 | 896.0097 | 11435.9195 | 0 | 5467.2917 | 0 | 0 | 0 | 0 | 9825.0251 | 0 | 0 | 33139.8378 | 0 | 33140.285 | -0.44722 | -0.44722 | 0 | 106.2571 | 127.6071 | 37.9882 | 484.8502 | 0 | 231.7975 | 0 | 0 | 0 | 0 | 416.5529 | 0 | 0 | 1405.034 | 0 | 1405.053 | -0.018961 | -0.018961 | 3.782 | 1.1259 | 14.3692 | 6.8699 | 0 | 0 | 3.1492 | 0 | 12.3456 | 0 | 0 | 41.6423 | 41.6417 | 41.6417 | 1
UT_6B_MA_2013_EL | 6B | MA | EL | 19216 | ASHRAE30pct-state-6B | ApartmentMidRise | STD2013 | UT-Vernal-UT | Zone6B | Zone6B(UT-Vernal-UT) | ASHRAE30pct-state-STD2013 | state | UT | 0.0805 | 0.69 | ASHRAE30pct-state-6B_ApartmentMidRise_STD2013_UT-Vernal-UT.table.csv.gz | Mid-Rise Apartment | Vernal UT USA TMY3 WMO#=725705 | Electricity | 0 | 27325.0002 | 30750.0002 | 11130.5556 | 141969.4456 | 0 | 63908.3338 | 0 | 0 | 0 | 0 | 121955.5565 | 0 | 0 | 397038.8921 | 0 | 397038.8921 | 5.8208e-11 | 5.8208e-11 | 0 | 2199.6625 | 2475.375 | 896.0097 | 11428.5404 | 0 | 5144.6209 | 0 | 0 | 0 | 0 | 9817.4223 | 0 | 0 | 31961.6308 | 0 | 31961.6308 | 4.6857e-12 | 4.6857e-12 | 0 | 93.2594 | 104.9488 | 37.9882 | 484.5373 | 0 | 218.1172 | 0 | 0 | 0 | 0 | 416.2305 | 0 | 0 | 1355.0814 | 0 | 1355.0814 | 1.9866e-13 | 1.9866e-13 | 3.1104 | 1.1259 | 14.3605 | 6.4645 | 0 | 0 | 2.764 | 0 | 12.336 | 0 | 0 | 40.1613 | 40.1613 | 40.1613 | 2
UT_6B_MA_2010_NG | 6B | MA | NG | 18805 | ASHRAE30pct-state-6B | ApartmentMidRise | STD2010 | UT-Vernal-UT | Zone6B | Zone6B(UT-Vernal-UT) | ASHRAE30pct-state-STD2010 | state | UT | 0.0805 | 0.69 | ASHRAE30pct-state-6B_ApartmentMidRise_STD2010_UT-Vernal-UT.table.csv.gz | Mid-Rise Apartment | Vernal UT USA TMY3 WMO#=725705 | Natural Gas | 208586.1136 | 0 | 0 | 0 | 0 | 0 | 0 | 0 | 0 | 0 | 0 | 0 | 0 | 0 | 208586.1136 | 0 | 208586.1136 | 0 | 0 | 1439.2442 | 0 | 0 | 0 | 0 | 0 | 0 | 0 | 0 | 0 | 0 | 0 | 0 | 0 | 1439.2442 | 0 | 1439.2442 | 0 | 0 | 208.5861 | 0 | 0 | 0 | 0 | 0 | 0 | 0 | 0 | 0 | 0 | 0 | 0 | 0 | 208.5861 | 0 | 208.5861 | 0 | 0 | 0 | 0 | 0 | 0 | 0 | 0 | 0 | 6.182 | 0 | 0 | 0 | 6.182 | 6.182 | 6.182 | 1
UT_6B_MA_2013_NG | 6B | MA | NG | 19225 | ASHRAE30pct-state-6B | ApartmentMidRise | STD2013 | UT-Vernal-UT | Zone6B | Zone6B(UT-Vernal-UT) | ASHRAE30pct-state-STD2013 | state | UT | 0.0805 | 0.69 | ASHRAE30pct-state-6B_ApartmentMidRise_STD2013_UT-Vernal-UT.table.csv.gz | Mid-Rise Apartment | Vernal UT USA TMY3 WMO#=725705 | Natural Gas | 160569.6983 | 0 | 0 | 0 | 0 | 0 | 0 | 0 | 0 | 0 | 0 | 0 | 0 | 0 | 160569.6983 | 0 | 160569.6983 | 0 | 0 | 1107.9309 | 0 | 0 | 0 | 0 | 0 | 0 | 0 | 0 | 0 | 0 | 0 | 0 | 0 | 1107.9309 | 0 | 1107.9309 | 0 | 0 | 160.5697 | 0 | 0 | 0 | 0 | 0 | 0 | 0 | 0 | 0 | 0 | 0 | 0 | 0 | 160.5697 | 0 | 160.5697 | 0 | 0 | 0 | 0 | 0 | 0 | 0 | 0 | 0 | 4.7589 | 0 | 0 | 0 | 4.7589 | 4.7589 | 4.7589 | 2
WA_6B_MA_2010_EL | 6B | MA | EL | 18856 | ASHRAE30pct-state-6B | ApartmentMidRise | STD2010 | WA-Kalispell-MT | Zone6B | Zone6B(WA-Kalispell-MT) | ASHRAE30pct-state-STD2010 | state | WA | 0.0767 | 0.96 | ASHRAE30pct-state-6B_ApartmentMidRise_STD2010_WA-Kalispell-MT.table.csv.gz | Mid-Rise Apartment | Kalispell Glacier Pk IntL Ar MT USA TMY3 WMO#=727790 | Electricity | 0 | 19691.6668 | 37388.8892 | 11122.2223 | 142061.1122 | 0 | 63783.3338 | 0 | 0 | 0 | 0 | 122205.5565 | 0 | 0 | 396250.0032 | 0 | 396252.7809 | -2.7778 | -2.7778 | 0 | 1510.3508 | 2867.7278 | 853.0745 | 10896.0873 | 0 | 4892.1817 | 0 | 0 | 0 | 0 | 9373.1662 | 0 | 0 | 30392.3752 | 0 | 30392.5883 | -0.21306 | -0.21306 | 0 | 67.207 | 127.6071 | 37.9598 | 484.8502 | 0 | 217.6905 | 0 | 0 | 0 | 0 | 417.0838 | 0 | 0 | 1352.389 | 0 | 1352.3985 | -0.0094805 | -0.0094805 | 3.782 | 1.125 | 14.3695 | 6.4518 | 0 | 0 | 1.9919 | 0 | 12.3613 | 0 | 0 | 40.0818 | 40.0815 | 40.0815 | 1
WA_6B_MA_2013_EL | 6B | MA | EL | 19276 | ASHRAE30pct-state-6B | ApartmentMidRise | STD2013 | WA-Kalispell-MT | Zone6B | Zone6B(WA-Kalispell-MT) | ASHRAE30pct-state-STD2013 | state | WA | 0.0767 | 0.96 | ASHRAE30pct-state-6B_ApartmentMidRise_STD2013_WA-Kalispell-MT.table.csv.gz | Mid-Rise Apartment | Kalispell Glacier Pk IntL Ar MT USA TMY3 WMO#=727790 | Electricity | 0 | 16933.3335 | 30750.0002 | 11122.2223 | 141969.4456 | 0 | 60450.0005 | 0 | 0 | 0 | 0 | 122122.2232 | 0 | 0 | 383344.4475 | 0 | 383347.2253 | -2.7778 | -2.7778 | 0 | 1298.7867 | 2358.525 | 853.0745 | 10889.0565 | 0 | 4636.515 | 0 | 0 | 0 | 0 | 9366.7745 | 0 | 0 | 29402.5191 | 0 | 29402.7322 | -0.21306 | -0.21306 | 0 | 57.7929 | 104.9488 | 37.9598 | 484.5373 | 0 | 206.314 | 0 | 0 | 0 | 0 | 416.7994 | 0 | 0 | 1308.3427 | 0 | 1308.3522 | -0.0094805 | -0.0094805 | 3.1104 | 1.125 | 14.3602 | 6.1146 | 0 | 0 | 1.7128 | 0 | 12.3529 | 0 | 0 | 38.7763 | 38.7761 | 38.7761 | 2
WA_6B_MA_2010_NG | 6B | MA | NG | 18865 | ASHRAE30pct-state-6B | ApartmentMidRise | STD2010 | WA-Kalispell-MT | Zone6B | Zone6B(WA-Kalispell-MT) | ASHRAE30pct-state-STD2010 | state | WA | 0.0767 | 0.96 | ASHRAE30pct-state-6B_ApartmentMidRise_STD2010_WA-Kalispell-MT.table.csv.gz | Mid-Rise Apartment | Kalispell Glacier Pk IntL Ar MT USA TMY3 WMO#=727790 | Natural Gas | 366046.9717 | 0 | 0 | 0 | 0 | 0 | 0 | 0 | 0 | 0 | 0 | 0 | 0 | 0 | 366046.9717 | 0 | 366046.9717 | 0 | 0 | 3514.0509 | 0 | 0 | 0 | 0 | 0 | 0 | 0 | 0 | 0 | 0 | 0 | 0 | 0 | 3514.0509 | 0 | 3514.0509 | 0 | 0 | 366.047 | 0 | 0 | 0 | 0 | 0 | 0 | 0 | 0 | 0 | 0 | 0 | 0 | 0 | 366.047 | 0 | 366.047 | 0 | 0 | 0 | 0 | 0 | 0 | 0 | 0 | 0 | 10.8487 | 0 | 0 | 0 | 10.8487 | 10.8487 | 10.8487 | 1
WA_6B_MA_2013_NG | 6B | MA | NG | 19285 | ASHRAE30pct-state-6B | ApartmentMidRise | STD2013 | WA-Kalispell-MT | Zone6B | Zone6B(WA-Kalispell-MT) | ASHRAE30pct-state-STD2013 | state | WA | 0.0767 | 0.96 | ASHRAE30pct-state-6B_ApartmentMidRise_STD2013_WA-Kalispell-MT.table.csv.gz | Mid-Rise Apartment | Kalispell Glacier Pk IntL Ar MT USA TMY3 WMO#=727790 | Natural Gas | 297529.2721 | 0 | 0 | 0 | 0 | 0 | 0 | 0 | 0 | 0 | 0 | 0 | 0 | 0 | 297529.2721 | 0 | 297529.2721 | 0 | 0 | 2856.281 | 0 | 0 | 0 | 0 | 0 | 0 | 0 | 0 | 0 | 0 | 0 | 0 | 0 | 2856.281 | 0 | 2856.281 | 0 | 0 | 297.5293 | 0 | 0 | 0 | 0 | 0 | 0 | 0 | 0 | 0 | 0 | 0 | 0 | 0 | 297.5293 | 0 | 297.5293 | 0 | 0 | 0 | 0 | 0 | 0 | 0 | 0 | 0 | 8.818 | 0 | 0 | 0 | 8.818 | 8.818 | 8.818 | 2
WY_6B_MA_2010_EL | 6B | MA | EL | 18916 | ASHRAE30pct-state-6B | ApartmentMidRise | STD2010 | WY-Cheyenne-WY | Zone6B | Zone6B(WY-Cheyenne-WY) | ASHRAE30pct-state-STD2010 | state | WY | 0.0823 | 0.68 | ASHRAE30pct-state-6B_ApartmentMidRise_STD2010_WY-Cheyenne-WY.table.csv.gz | Mid-Rise Apartment | Cheyenne Municipal Arpt WY USA TMY3 WMO#=725640 | Electricity | 0 | 21405.5557 | 37388.8892 | 11147.2223 | 142061.1122 | 0 | 68030.5561 | 0 | 0 | 0 | 0 | 122163.8899 | 0 | 0 | 402194.4477 | 0 | 402197.2254 | -2.7778 | -2.7778 | 0 | 1761.6772 | 3077.1056 | 917.4164 | 11691.6295 | 0 | 5598.9148 | 0 | 0 | 0 | 0 | 10054.0881 | 0 | 0 | 33100.603 | 0 | 33100.8317 | -0.22861 | -0.22861 | 0 | 73.0565 | 127.6071 | 38.0451 | 484.8502 | 0 | 232.1862 | 0 | 0 | 0 | 0 | 416.9416 | 0 | 0 | 1372.6772 | 0 | 1372.6867 | -0.0094805 | -0.0094805 | 3.782 | 1.1276 | 14.3695 | 6.8814 | 0 | 0 | 2.1652 | 0 | 12.3571 | 0 | 0 | 40.683 | 40.6828 | 40.6828 | 1
WY_6B_MA_2013_EL | 6B | MA | EL | 19336 | ASHRAE30pct-state-6B | ApartmentMidRise | STD2013 | WY-Cheyenne-WY | Zone6B | Zone6B(WY-Cheyenne-WY) | ASHRAE30pct-state-STD2013 | state | WY | 0.0823 | 0.68 | ASHRAE30pct-state-6B_ApartmentMidRise_STD2013_WY-Cheyenne-WY.table.csv.gz | Mid-Rise Apartment | Cheyenne Municipal Arpt WY USA TMY3 WMO#=725640 | Electricity | 0 | 18300.0001 | 30750.0002 | 11147.2223 | 141969.4456 | 0 | 64191.6672 | 0 | 0 | 0 | 0 | 122075.001 | 0 | 0 | 388430.5587 | 0 | 388433.3364 | -2.7778 | -2.7778 | 0 | 1506.09 | 2530.725 | 917.4164 | 11684.0854 | 0 | 5282.9742 | 0 | 0 | 0 | 0 | 10046.7726 | 0 | 0 | 31967.835 | 0 | 31968.0636 | -0.22861 | -0.22861 | 0 | 62.4573 | 104.9488 | 38.0451 | 484.5373 | 0 | 219.0842 | 0 | 0 | 0 | 0 | 416.6382 | 0 | 0 | 1325.7015 | 0 | 1325.7109 | -0.0094805 | -0.0094805 | 3.1104 | 1.1276 | 14.3602 | 6.4931 | 0 | 0 | 1.8511 | 0 | 12.3481 | 0 | 0 | 39.2908 | 39.2905 | 39.2905 | 2
WY_6B_MA_2010_NG | 6B | MA | NG | 18925 | ASHRAE30pct-state-6B | ApartmentMidRise | STD2010 | WY-Cheyenne-WY | Zone6B | Zone6B(WY-Cheyenne-WY) | ASHRAE30pct-state-STD2010 | state | WY | 0.0823 | 0.68 | ASHRAE30pct-state-6B_ApartmentMidRise_STD2010_WY-Cheyenne-WY.table.csv.gz | Mid-Rise Apartment | Cheyenne Municipal Arpt WY USA TMY3 WMO#=725640 | Natural Gas | 341593.29 | 0 | 0 | 0 | 0 | 0 | 0 | 0 | 0 | 0 | 0 | 0 | 0 | 0 | 341593.29 | 0 | 341593.29 | 0 | 0 | 2322.8344 | 0 | 0 | 0 | 0 | 0 | 0 | 0 | 0 | 0 | 0 | 0 | 0 | 0 | 2322.8344 | 0 | 2322.8344 | 0 | 0 | 341.5933 | 0 | 0 | 0 | 0 | 0 | 0 | 0 | 0 | 0 | 0 | 0 | 0 | 0 | 341.5933 | 0 | 341.5933 | 0 | 0 | 0 | 0 | 0 | 0 | 0 | 0 | 0 | 10.124 | 0 | 0 | 0 | 10.124 | 10.124 | 10.124 | 1
WY_6B_MA_2013_NG | 6B | MA | NG | 19345 | ASHRAE30pct-state-6B | ApartmentMidRise | STD2013 | WY-Cheyenne-WY | Zone6B | Zone6B(WY-Cheyenne-WY) | ASHRAE30pct-state-STD2013 | state | WY | 0.0823 | 0.68 | ASHRAE30pct-state-6B_ApartmentMidRise_STD2013_WY-Cheyenne-WY.table.csv.gz | Mid-Rise Apartment | Cheyenne Municipal Arpt WY USA TMY3 WMO#=725640 | Natural Gas | 281188.905 | 0 | 0 | 0 | 0 | 0 | 0 | 0 | 0 | 0 | 0 | 0 | 0 | 0 | 281188.905 | 0 | 281188.905 | 0 | 0 | 1912.0846 | 0 | 0 | 0 | 0 | 0 | 0 | 0 | 0 | 0 | 0 | 0 | 0 | 0 | 1912.0846 | 0 | 1912.0846 | 0 | 0 | 281.1889 | 0 | 0 | 0 | 0 | 0 | 0 | 0 | 0 | 0 | 0 | 0 | 0 | 0 | 281.1889 | 0 | 281.1889 | 0 | 0 | 0 | 0 | 0 | 0 | 0 | 0 | 0 | 8.3337 | 0 | 0 | 0 | 8.3337 | 8.3337 | 8.3337 | 2
AK_7_MA_2010_EL | 7 | MA | EL | 19876 | ASHRAE30pct-state-7 | ApartmentMidRise | STD2010 | AK-Anchorage-AK | Zone7 | Zone7(AK-Anchorage-AK) | ASHRAE30pct-state-STD2010 | state | AK | 0.1479 | 0.81 | ASHRAE30pct-state-7_ApartmentMidRise_STD2010_AK-Anchorage-AK.table.csv.gz | Mid-Rise Apartment | Anchorage Intl Ap AK USA TMY3 WMO#=702730 | Electricity | 0 | 8052.7778 | 37388.8892 | 11080.5556 | 142061.1122 | 0 | 51775.0004 | 0 | 0 | 0 | 0 | 130263.8899 | 0 | 0 | 380619.4475 | 0 | 380622.2253 | -2.7778 | -2.7778 | 0 | 1191.0058 | 5529.8167 | 1638.8142 | 21010.8385 | 0 | 7657.5226 | 0 | 0 | 0 | 0 | 19266.0293 | 0 | 0 | 56293.6163 | 0 | 56294.0271 | -0.41083 | -0.41083 | 0 | 27.4839 | 127.6071 | 37.8176 | 484.8502 | 0 | 176.7065 | 0 | 0 | 0 | 0 | 444.5866 | 0 | 0 | 1299.0424 | 0 | 1299.0519 | -0.0094805 | -0.0094805 | 3.782 | 1.1208 | 14.3695 | 5.2371 | 0 | 0 | 0.81455 | 0 | 13.1765 | 0 | 0 | 38.5007 | 38.5004 | 38.5004 | 1
AK_7_MA_2013_EL | 7 | MA | EL | 20356 | ASHRAE30pct-state-7 | ApartmentMidRise | STD2013 | AK-Anchorage-AK | Zone7 | Zone7(AK-Anchorage-AK) | ASHRAE30pct-state-STD2013 | state | AK | 0.1479 | 0.81 | ASHRAE30pct-state-7_ApartmentMidRise_STD2013_AK-Anchorage-AK.table.csv.gz | Mid-Rise Apartment | Anchorage Intl Ap AK USA TMY3 WMO#=702730 | Electricity | 0 | 8288.889 | 30750.0002 | 11080.5556 | 141969.4456 | 0 | 53972.2227 | 0 | 0 | 0 | 0 | 130205.5566 | 0 | 0 | 376261.1141 | 0 | 376266.6697 | -5.5556 | -5.5556 | 0 | 1225.9267 | 4547.925 | 1638.8142 | 20997.281 | 0 | 7982.4917 | 0 | 0 | 0 | 0 | 19257.4018 | 0 | 0 | 55649.0188 | 0 | 55649.8404 | -0.82167 | -0.82167 | 0 | 28.2897 | 104.9488 | 37.8176 | 484.5373 | 0 | 184.2055 | 0 | 0 | 0 | 0 | 444.3875 | 0 | 0 | 1284.1675 | 0 | 1284.1865 | -0.018961 | -0.018961 | 3.1104 | 1.1208 | 14.3599 | 5.4594 | 0 | 0 | 0.83844 | 0 | 13.1706 | 0 | 0 | 38.0601 | 38.0596 | 38.0596 | 2
AK_7_MA_2010_NG | 7 | MA | NG | 19885 | ASHRAE30pct-state-7 | ApartmentMidRise | STD2010 | AK-Anchorage-AK | Zone7 | Zone7(AK-Anchorage-AK) | ASHRAE30pct-state-STD2010 | state | AK | 0.1479 | 0.81 | ASHRAE30pct-state-7_ApartmentMidRise_STD2010_AK-Anchorage-AK.table.csv.gz | Mid-Rise Apartment | Anchorage Intl Ap AK USA TMY3 WMO#=702730 | Natural Gas | 651121.9269 | 0 | 0 | 0 | 0 | 0 | 0 | 0 | 0 | 0 | 0 | 0 | 0 | 0 | 651121.9269 | 0 | 651121.9269 | 0 | 0 | 5274.0876 | 0 | 0 | 0 | 0 | 0 | 0 | 0 | 0 | 0 | 0 | 0 | 0 | 0 | 5274.0876 | 0 | 5274.0876 | 0 | 0 | 651.1219 | 0 | 0 | 0 | 0 | 0 | 0 | 0 | 0 | 0 | 0 | 0 | 0 | 0 | 651.1219 | 0 | 651.1219 | 0 | 0 | 0 | 0 | 0 | 0 | 0 | 0 | 0 | 19.2976 | 0 | 0 | 0 | 19.2976 | 19.2976 | 19.2976 | 1
AK_7_MA_2013_NG | 7 | MA | NG | 20365 | ASHRAE30pct-state-7 | ApartmentMidRise | STD2013 | AK-Anchorage-AK | Zone7 | Zone7(AK-Anchorage-AK) | ASHRAE30pct-state-STD2013 | state | AK | 0.1479 | 0.81 | ASHRAE30pct-state-7_ApartmentMidRise_STD2013_AK-Anchorage-AK.table.csv.gz | Mid-Rise Apartment | Anchorage Intl Ap AK USA TMY3 WMO#=702730 | Natural Gas | 570074.085 | 0 | 0 | 0 | 0 | 0 | 0 | 0 | 0 | 0 | 0 | 0 | 0 | 0 | 570074.085 | 0 | 570074.085 | 0 | 0 | 4617.6001 | 0 | 0 | 0 | 0 | 0 | 0 | 0 | 0 | 0 | 0 | 0 | 0 | 0 | 4617.6001 | 0 | 4617.6001 | 0 | 0 | 570.0741 | 0 | 0 | 0 | 0 | 0 | 0 | 0 | 0 | 0 | 0 | 0 | 0 | 0 | 570.0741 | 0 | 570.0741 | 0 | 0 | 0 | 0 | 0 | 0 | 0 | 0 | 0 | 16.8956 | 0 | 0 | 0 | 16.8956 | 16.8956 | 16.8956 | 2
CO_7_MA_2010_EL | 7 | MA | EL | 19936 | ASHRAE30pct-state-7 | ApartmentMidRise | STD2010 | CO-GunnisonCounty-CO | Zone7 | Zone7(CO-GunnisonCounty-CO) | ASHRAE30pct-state-STD2010 | state | CO | 0.0934 | 0.73 | ASHRAE30pct-state-7_ApartmentMidRise_STD2010_CO-GunnisonCounty-CO.table.csv.gz | Mid-Rise Apartment | Gunnison Co Awos CO USA TMY3 WMO#=724677 | Electricity | 0 | 19222.2224 | 37388.8892 | 11147.2223 | 142061.1122 | 0 | 58950.0005 | 0 | 0 | 0 | 0 | 130086.1122 | 0 | 0 | 398855.5587 | 0 | 398855.5587 | 0 | 0 | 0 | 1795.3556 | 3492.1223 | 1041.1506 | 13268.5079 | 0 | 5505.93 | 0 | 0 | 0 | 0 | 12150.0429 | 0 | 0 | 37253.1092 | 0 | 37253.1092 | 0 | 0 | 0 | 65.6048 | 127.6071 | 38.0451 | 484.8502 | 0 | 201.1945 | 0 | 0 | 0 | 0 | 443.9799 | 0 | 0 | 1361.2817 | 0 | 1361.2817 | 0 | 0 | 3.782 | 1.1276 | 14.3698 | 5.9629 | 0 | 0 | 1.9444 | 0 | 13.1585 | 0 | 0 | 40.345 | 40.345 | 40.345 | 1
CO_7_MA_2013_EL | 7 | MA | EL | 20416 | ASHRAE30pct-state-7 | ApartmentMidRise | STD2013 | CO-GunnisonCounty-CO | Zone7 | Zone7(CO-GunnisonCounty-CO) | ASHRAE30pct-state-STD2013 | state | CO | 0.0934 | 0.73 | ASHRAE30pct-state-7_ApartmentMidRise_STD2013_CO-GunnisonCounty-CO.table.csv.gz | Mid-Rise Apartment | Gunnison Co Awos CO USA TMY3 WMO#=724677 | Electricity | 0 | 18738.889 | 30750.0002 | 11147.2223 | 141969.4456 | 0 | 59927.7783 | 0 | 0 | 0 | 0 | 129972.2233 | 0 | 0 | 392502.7809 | 0 | 392505.5587 | -2.7778 | -2.7778 | 0 | 1750.2122 | 2872.05 | 1041.1506 | 13259.9462 | 0 | 5597.2545 | 0 | 0 | 0 | 0 | 12139.4057 | 0 | 0 | 36659.7597 | 0 | 36660.0192 | -0.25944 | -0.25944 | 0 | 63.9552 | 104.9488 | 38.0451 | 484.5373 | 0 | 204.5316 | 0 | 0 | 0 | 0 | 443.5912 | 0 | 0 | 1339.5998 | 0 | 1339.6093 | -0.0094805 | -0.0094805 | 3.1104 | 1.1276 | 14.3602 | 6.0618 | 0 | 0 | 1.8955 | 0 | 13.1469 | 0 | 0 | 39.7027 | 39.7024 | 39.7024 | 2
CO_7_MA_2010_NG | 7 | MA | NG | 19945 | ASHRAE30pct-state-7 | ApartmentMidRise | STD2010 | CO-GunnisonCounty-CO | Zone7 | Zone7(CO-GunnisonCounty-CO) | ASHRAE30pct-state-STD2010 | state | CO | 0.0934 | 0.73 | ASHRAE30pct-state-7_ApartmentMidRise_STD2010_CO-GunnisonCounty-CO.table.csv.gz | Mid-Rise Apartment | Gunnison Co Awos CO USA TMY3 WMO#=724677 | Natural Gas | 285273.9968 | 0 | 0 | 0 | 0 | 0 | 0 | 0 | 0 | 0 | 0 | 0 | 0 | 0 | 285273.9968 | 0 | 285273.9968 | 0 | 0 | 2082.5002 | 0 | 0 | 0 | 0 | 0 | 0 | 0 | 0 | 0 | 0 | 0 | 0 | 0 | 2082.5002 | 0 | 2082.5002 | 0 | 0 | 285.274 | 0 | 0 | 0 | 0 | 0 | 0 | 0 | 0 | 0 | 0 | 0 | 0 | 0 | 285.274 | 0 | 285.274 | 0 | 0 | 0 | 0 | 0 | 0 | 0 | 0 | 0 | 8.4548 | 0 | 0 | 0 | 8.4548 | 8.4548 | 8.4548 | 1
CO_7_MA_2013_NG | 7 | MA | NG | 20425 | ASHRAE30pct-state-7 | ApartmentMidRise | STD2013 | CO-GunnisonCounty-CO | Zone7 | Zone7(CO-GunnisonCounty-CO) | ASHRAE30pct-state-STD2013 | state | CO | 0.0934 | 0.73 | ASHRAE30pct-state-7_ApartmentMidRise_STD2013_CO-GunnisonCounty-CO.table.csv.gz | Mid-Rise Apartment | Gunnison Co Awos CO USA TMY3 WMO#=724677 | Natural Gas | 223097.1937 | 0 | 0 | 0 | 0 | 0 | 0 | 0 | 0 | 0 | 0 | 0 | 0 | 0 | 223097.1937 | 0 | 223097.1937 | 0 | 0 | 1628.6095 | 0 | 0 | 0 | 0 | 0 | 0 | 0 | 0 | 0 | 0 | 0 | 0 | 0 | 1628.6095 | 0 | 1628.6095 | 0 | 0 | 223.0972 | 0 | 0 | 0 | 0 | 0 | 0 | 0 | 0 | 0 | 0 | 0 | 0 | 0 | 223.0972 | 0 | 223.0972 | 0 | 0 | 0 | 0 | 0 | 0 | 0 | 0 | 0 | 6.6121 | 0 | 0 | 0 | 6.6121 | 6.6121 | 6.6121 | 2
ME_7_MA_2010_EL | 7 | MA | EL | 19996 | ASHRAE30pct-state-7 | ApartmentMidRise | STD2010 | ME-Caribou-ME | Zone7 | Zone7(ME-Caribou-ME) | ASHRAE30pct-state-STD2010 | state | ME | 0.1158 | 1.03 | ASHRAE30pct-state-7_ApartmentMidRise_STD2010_ME-Caribou-ME.table.csv.gz | Mid-Rise Apartment | Caribou Municipal Arpt ME USA TMY3 WMO#=727120 | Electricity | 0 | 15122.2223 | 37388.8892 | 11127.7779 | 142061.1122 | 0 | 53177.7782 | 0 | 0 | 0 | 0 | 130244.4455 | 0 | 0 | 389119.4476 | 0 | 389122.2253 | -2.7778 | -2.7778 | 0 | 1751.1533 | 4329.6334 | 1288.5967 | 16450.6768 | 0 | 6157.9867 | 0 | 0 | 0 | 0 | 15082.3068 | 0 | 0 | 45060.032 | 0 | 45060.3537 | -0.32167 | -0.32167 | 0 | 51.6117 | 127.6071 | 37.9788 | 484.8502 | 0 | 181.4941 | 0 | 0 | 0 | 0 | 444.5203 | 0 | 0 | 1328.0526 | 0 | 1328.0621 | -0.0094805 | -0.0094805 | 3.782 | 1.1256 | 14.3695 | 5.379 | 0 | 0 | 1.5296 | 0 | 13.1745 | 0 | 0 | 39.3605 | 39.3602 | 39.3602 | 1
ME_7_MA_2013_EL | 7 | MA | EL | 20476 | ASHRAE30pct-state-7 | ApartmentMidRise | STD2013 | ME-Caribou-ME | Zone7 | Zone7(ME-Caribou-ME) | ASHRAE30pct-state-STD2013 | state | ME | 0.1158 | 1.03 | ASHRAE30pct-state-7_ApartmentMidRise_STD2013_ME-Caribou-ME.table.csv.gz | Mid-Rise Apartment | Caribou Municipal Arpt ME USA TMY3 WMO#=727120 | Electricity | 0 | 13375.0001 | 30750.0002 | 11127.7779 | 141969.4456 | 0 | 53783.3338 | 0 | 0 | 0 | 0 | 130166.6677 | 0 | 0 | 381172.2253 | 0 | 381172.2253 | 0 | 0 | 0 | 1548.825 | 3560.85 | 1288.5967 | 16440.0618 | 0 | 6228.11 | 0 | 0 | 0 | 0 | 15073.3001 | 0 | 0 | 44139.7437 | 0 | 44139.7437 | 0 | 0 | 0 | 45.6485 | 104.9488 | 37.9788 | 484.5373 | 0 | 183.5609 | 0 | 0 | 0 | 0 | 444.2548 | 0 | 0 | 1300.929 | 0 | 1300.929 | 0 | 0 | 3.1104 | 1.1256 | 14.3605 | 5.4403 | 0 | 0 | 1.3529 | 0 | 13.1666 | 0 | 0 | 38.5563 | 38.5563 | 38.5563 | 2
ME_7_MA_2010_NG | 7 | MA | NG | 20005 | ASHRAE30pct-state-7 | ApartmentMidRise | STD2010 | ME-Caribou-ME | Zone7 | Zone7(ME-Caribou-ME) | ASHRAE30pct-state-STD2010 | state | ME | 0.1158 | 1.03 | ASHRAE30pct-state-7_ApartmentMidRise_STD2010_ME-Caribou-ME.table.csv.gz | Mid-Rise Apartment | Caribou Municipal Arpt ME USA TMY3 WMO#=727120 | Natural Gas | 668846.1071 | 0 | 0 | 0 | 0 | 0 | 0 | 0 | 0 | 0 | 0 | 0 | 0 | 0 | 668846.1071 | 0 | 668846.1071 | 0 | 0 | 6889.1149 | 0 | 0 | 0 | 0 | 0 | 0 | 0 | 0 | 0 | 0 | 0 | 0 | 0 | 6889.1149 | 0 | 6889.1149 | 0 | 0 | 668.8461 | 0 | 0 | 0 | 0 | 0 | 0 | 0 | 0 | 0 | 0 | 0 | 0 | 0 | 668.8461 | 0 | 668.8461 | 0 | 0 | 0 | 0 | 0 | 0 | 0 | 0 | 0 | 19.8229 | 0 | 0 | 0 | 19.8229 | 19.8229 | 19.8229 | 1
ME_7_MA_2013_NG | 7 | MA | NG | 20485 | ASHRAE30pct-state-7 | ApartmentMidRise | STD2013 | ME-Caribou-ME | Zone7 | Zone7(ME-Caribou-ME) | ASHRAE30pct-state-STD2013 | state | ME | 0.1158 | 1.03 | ASHRAE30pct-state-7_ApartmentMidRise_STD2013_ME-Caribou-ME.table.csv.gz | Mid-Rise Apartment | Caribou Municipal Arpt ME USA TMY3 WMO#=727120 | Natural Gas | 587845.656 | 0 | 0 | 0 | 0 | 0 | 0 | 0 | 0 | 0 | 0 | 0 | 0 | 0 | 587845.656 | 0 | 587845.656 | 0 | 0 | 6054.8103 | 0 | 0 | 0 | 0 | 0 | 0 | 0 | 0 | 0 | 0 | 0 | 0 | 0 | 6054.8103 | 0 | 6054.8103 | 0 | 0 | 587.8457 | 0 | 0 | 0 | 0 | 0 | 0 | 0 | 0 | 0 | 0 | 0 | 0 | 0 | 587.8457 | 0 | 587.8457 | 0 | 0 | 0 | 0 | 0 | 0 | 0 | 0 | 0 | 17.4223 | 0 | 0 | 0 | 17.4223 | 17.4223 | 17.4223 | 2
MI_7_MA_2010_EL | 7 | MA | EL | 20056 | ASHRAE30pct-state-7 | ApartmentMidRise | STD2010 | MI-SaultSteMarie-MI | Zone7 | Zone7(MI-SaultSteMarie-MI) | ASHRAE30pct-state-STD2010 | state | MI | 0.1095 | 0.82 | ASHRAE30pct-state-7_ApartmentMidRise_STD2010_MI-SaultSteMarie-MI.table.csv.gz | Mid-Rise Apartment | Sault Ste Marie Sanderson Fie MI USA TMY3 WMO#=727340 | Electricity | 0 | 15433.3335 | 37388.8892 | 11127.7779 | 142061.1122 | 0 | 52972.2226 | 0 | 0 | 0 | 0 | 130211.1122 | 0 | 0 | 389191.6698 | 0 | 389194.4476 | -2.7778 | -2.7778 | 0 | 1689.95 | 4094.0834 | 1218.4917 | 15555.6918 | 0 | 5800.4584 | 0 | 0 | 0 | 0 | 14258.1168 | 0 | 0 | 42616.4878 | 0 | 42616.792 | -0.30417 | -0.30417 | 0 | 52.6735 | 127.6071 | 37.9788 | 484.8502 | 0 | 180.7926 | 0 | 0 | 0 | 0 | 444.4065 | 0 | 0 | 1328.2991 | 0 | 1328.3086 | -0.0094805 | -0.0094805 | 3.782 | 1.1256 | 14.3695 | 5.3582 | 0 | 0 | 1.5611 | 0 | 13.1711 | 0 | 0 | 39.3678 | 39.3675 | 39.3675 | 1
MI_7_MA_2013_EL | 7 | MA | EL | 20536 | ASHRAE30pct-state-7 | ApartmentMidRise | STD2013 | MI-SaultSteMarie-MI | Zone7 | Zone7(MI-SaultSteMarie-MI) | ASHRAE30pct-state-STD2013 | state | MI | 0.1095 | 0.82 | ASHRAE30pct-state-7_ApartmentMidRise_STD2013_MI-SaultSteMarie-MI.table.csv.gz | Mid-Rise Apartment | Sault Ste Marie Sanderson Fie MI USA TMY3 WMO#=727340 | Electricity | 0 | 13725.0001 | 30750.0002 | 11127.7779 | 141969.4456 | 0 | 53619.4449 | 0 | 0 | 0 | 0 | 130127.7788 | 0 | 0 | 381316.6697 | 0 | 381319.4475 | -2.7778 | -2.7778 | 0 | 1502.8875 | 3367.125 | 1218.4917 | 15545.6543 | 0 | 5871.3292 | 0 | 0 | 0 | 0 | 14248.9918 | 0 | 0 | 41754.1753 | 0 | 41754.4795 | -0.30417 | -0.30417 | 0 | 46.843 | 104.9488 | 37.9788 | 484.5373 | 0 | 183.0015 | 0 | 0 | 0 | 0 | 444.1221 | 0 | 0 | 1301.422 | 0 | 1301.4315 | -0.0094805 | -0.0094805 | 3.1104 | 1.1256 | 14.3602 | 5.4237 | 0 | 0 | 1.3883 | 0 | 13.1627 | 0 | 0 | 38.5712 | 38.5709 | 38.5709 | 2
MI_7_MA_2010_NG | 7 | MA | NG | 20065 | ASHRAE30pct-state-7 | ApartmentMidRise | STD2010 | MI-SaultSteMarie-MI | Zone7 | Zone7(MI-SaultSteMarie-MI) | ASHRAE30pct-state-STD2010 | state | MI | 0.1095 | 0.82 | ASHRAE30pct-state-7_ApartmentMidRise_STD2010_MI-SaultSteMarie-MI.table.csv.gz | Mid-Rise Apartment | Sault Ste Marie Sanderson Fie MI USA TMY3 WMO#=727340 | Natural Gas | 562927.5439 | 0 | 0 | 0 | 0 | 0 | 0 | 0 | 0 | 0 | 0 | 0 | 0 | 0 | 562927.5439 | 0 | 562927.5439 | 0 | 0 | 4616.0059 | 0 | 0 | 0 | 0 | 0 | 0 | 0 | 0 | 0 | 0 | 0 | 0 | 0 | 4616.0059 | 0 | 4616.0059 | 0 | 0 | 562.9275 | 0 | 0 | 0 | 0 | 0 | 0 | 0 | 0 | 0 | 0 | 0 | 0 | 0 | 562.9275 | 0 | 562.9275 | 0 | 0 | 0 | 0 | 0 | 0 | 0 | 0 | 0 | 16.6838 | 0 | 0 | 0 | 16.6838 | 16.6838 | 16.6838 | 1
MI_7_MA_2013_NG | 7 | MA | NG | 20545 | ASHRAE30pct-state-7 | ApartmentMidRise | STD2013 | MI-SaultSteMarie-MI | Zone7 | Zone7(MI-SaultSteMarie-MI) | ASHRAE30pct-state-STD2013 | state | MI | 0.1095 | 0.82 | ASHRAE30pct-state-7_ApartmentMidRise_STD2013_MI-SaultSteMarie-MI.table.csv.gz | Mid-Rise Apartment | Sault Ste Marie Sanderson Fie MI USA TMY3 WMO#=727340 | Natural Gas | 488978.8522 | 0 | 0 | 0 | 0 | 0 | 0 | 0 | 0 | 0 | 0 | 0 | 0 | 0 | 488978.8522 | 0 | 488978.8522 | 0 | 0 | 4009.6266 | 0 | 0 | 0 | 0 | 0 | 0 | 0 | 0 | 0 | 0 | 0 | 0 | 0 | 4009.6266 | 0 | 4009.6266 | 0 | 0 | 488.9789 | 0 | 0 | 0 | 0 | 0 | 0 | 0 | 0 | 0 | 0 | 0 | 0 | 0 | 488.9789 | 0 | 488.9789 | 0 | 0 | 0 | 0 | 0 | 0 | 0 | 0 | 0 | 14.4921 | 0 | 0 | 0 | 14.4921 | 14.4921 | 14.4921 | 2
MN_7_MA_2010_EL | 7 | MA | EL | 20116 | ASHRAE30pct-state-7 | ApartmentMidRise | STD2010 | MN-Duluth-MN | Zone7 | Zone7(MN-Duluth-MN) | ASHRAE30pct-state-STD2010 | state | MN | 0.0886 | 0.62 | ASHRAE30pct-state-7_ApartmentMidRise_STD2010_MN-Duluth-MN.table.csv.gz | Mid-Rise Apartment | Duluth International Arpt MN USA TMY3 WMO#=727450 | Electricity | 0 | 16505.5557 | 37388.8892 | 11125.0001 | 142061.1122 | 0 | 55616.6671 | 0 | 0 | 0 | 0 | 130200.001 | 0 | 0 | 392894.4476 | 0 | 392897.2254 | -2.7778 | -2.7778 | 0 | 1462.3922 | 3312.6556 | 985.675 | 12586.6145 | 0 | 4927.6367 | 0 | 0 | 0 | 0 | 11535.7201 | 0 | 0 | 34810.4481 | 0 | 34810.6942 | -0.24611 | -0.24611 | 0 | 56.3329 | 127.6071 | 37.9693 | 484.8502 | 0 | 189.818 | 0 | 0 | 0 | 0 | 444.3686 | 0 | 0 | 1340.9366 | 0 | 1340.9461 | -0.0094805 | -0.0094805 | 3.782 | 1.1253 | 14.3695 | 5.6257 | 0 | 0 | 1.6696 | 0 | 13.17 | 0 | 0 | 39.7423 | 39.7421 | 39.7421 | 1
MN_7_MA_2013_EL | 7 | MA | EL | 20596 | ASHRAE30pct-state-7 | ApartmentMidRise | STD2013 | MN-Duluth-MN | Zone7 | Zone7(MN-Duluth-MN) | ASHRAE30pct-state-STD2013 | state | MN | 0.0886 | 0.62 | ASHRAE30pct-state-7_ApartmentMidRise_STD2013_MN-Duluth-MN.table.csv.gz | Mid-Rise Apartment | Duluth International Arpt MN USA TMY3 WMO#=727450 | Electricity | 0 | 14852.7779 | 30750.0002 | 11125.0001 | 141969.4456 | 0 | 56327.7782 | 0 | 0 | 0 | 0 | 130116.6677 | 0 | 0 | 385138.892 | 0 | 385141.6697 | -2.7778 | -2.7778 | 0 | 1315.9561 | 2724.45 | 985.675 | 12578.4929 | 0 | 4990.6412 | 0 | 0 | 0 | 0 | 11528.3368 | 0 | 0 | 34123.3058 | 0 | 34123.5519 | -0.24611 | -0.24611 | 0 | 50.6921 | 104.9488 | 37.9693 | 484.5373 | 0 | 192.245 | 0 | 0 | 0 | 0 | 444.0842 | 0 | 0 | 1314.4671 | 0 | 1314.4766 | -0.0094805 | -0.0094805 | 3.1104 | 1.1253 | 14.3602 | 5.6977 | 0 | 0 | 1.5024 | 0 | 13.1616 | 0 | 0 | 38.9578 | 38.9576 | 38.9576 | 2
MN_7_MA_2010_NG | 7 | MA | NG | 20125 | ASHRAE30pct-state-7 | ApartmentMidRise | STD2010 | MN-Duluth-MN | Zone7 | Zone7(MN-Duluth-MN) | ASHRAE30pct-state-STD2010 | state | MN | 0.0886 | 0.62 | ASHRAE30pct-state-7_ApartmentMidRise_STD2010_MN-Duluth-MN.table.csv.gz | Mid-Rise Apartment | Duluth International Arpt MN USA TMY3 WMO#=727450 | Natural Gas | 660457.9256 | 0 | 0 | 0 | 0 | 0 | 0 | 0 | 0 | 0 | 0 | 0 | 0 | 0 | 660457.9256 | 0 | 660457.9256 | 0 | 0 | 4094.8391 | 0 | 0 | 0 | 0 | 0 | 0 | 0 | 0 | 0 | 0 | 0 | 0 | 0 | 4094.8391 | 0 | 4094.8391 | 0 | 0 | 660.4579 | 0 | 0 | 0 | 0 | 0 | 0 | 0 | 0 | 0 | 0 | 0 | 0 | 0 | 660.4579 | 0 | 660.4579 | 0 | 0 | 0 | 0 | 0 | 0 | 0 | 0 | 0 | 19.5743 | 0 | 0 | 0 | 19.5743 | 19.5743 | 19.5743 | 1
MN_7_MA_2013_NG | 7 | MA | NG | 20605 | ASHRAE30pct-state-7 | ApartmentMidRise | STD2013 | MN-Duluth-MN | Zone7 | Zone7(MN-Duluth-MN) | ASHRAE30pct-state-STD2013 | state | MN | 0.0886 | 0.62 | ASHRAE30pct-state-7_ApartmentMidRise_STD2013_MN-Duluth-MN.table.csv.gz | Mid-Rise Apartment | Duluth International Arpt MN USA TMY3 WMO#=727450 | Natural Gas | 581457.3686 | 0 | 0 | 0 | 0 | 0 | 0 | 0 | 0 | 0 | 0 | 0 | 0 | 0 | 581457.3686 | 0 | 581457.3686 | 0 | 0 | 3605.0357 | 0 | 0 | 0 | 0 | 0 | 0 | 0 | 0 | 0 | 0 | 0 | 0 | 0 | 3605.0357 | 0 | 3605.0357 | 0 | 0 | 581.4574 | 0 | 0 | 0 | 0 | 0 | 0 | 0 | 0 | 0 | 0 | 0 | 0 | 0 | 581.4574 | 0 | 581.4574 | 0 | 0 | 0 | 0 | 0 | 0 | 0 | 0 | 0 | 17.233 | 0 | 0 | 0 | 17.233 | 17.233 | 17.233 | 2
ND_7_MA_2010_EL | 7 | MA | EL | 20176 | ASHRAE30pct-state-7 | ApartmentMidRise | STD2010 | ND-Minot-ND | Zone7 | Zone7(ND-Minot-ND) | ASHRAE30pct-state-STD2010 | state | ND | 0.0798 | 0.59 | ASHRAE30pct-state-7_ApartmentMidRise_STD2010_ND-Minot-ND.table.csv.gz | Mid-Rise Apartment | Minot Faa Ap ND USA TMY3 WMO#=727676 | Electricity | 0 | 23097.2224 | 37388.8892 | 11122.2223 | 142061.1122 | 0 | 62769.4449 | 0 | 0 | 0 | 0 | 130152.7788 | 0 | 0 | 406588.8921 | 0 | 406591.6699 | -2.7778 | -2.7778 | 0 | 1843.1583 | 2983.6334 | 887.5533 | 11336.4768 | 0 | 5009.0017 | 0 | 0 | 0 | 0 | 10386.1917 | 0 | 0 | 32445.7936 | 0 | 32446.0153 | -0.22167 | -0.22167 | 0 | 78.8301 | 127.6071 | 37.9598 | 484.8502 | 0 | 214.2302 | 0 | 0 | 0 | 0 | 444.2074 | 0 | 0 | 1387.6753 | 0 | 1387.6848 | -0.0094805 | -0.0094805 | 3.782 | 1.125 | 14.3695 | 6.3493 | 0 | 0 | 2.3363 | 0 | 13.1652 | 0 | 0 | 41.1276 | 41.1273 | 41.1273 | 1
ND_7_MA_2013_EL | 7 | MA | EL | 20656 | ASHRAE30pct-state-7 | ApartmentMidRise | STD2013 | ND-Minot-ND | Zone7 | Zone7(ND-Minot-ND) | ASHRAE30pct-state-STD2013 | state | ND | 0.0798 | 0.59 | ASHRAE30pct-state-7_ApartmentMidRise_STD2013_ND-Minot-ND.table.csv.gz | Mid-Rise Apartment | Minot Faa Ap ND USA TMY3 WMO#=727676 | Electricity | 0 | 20800.0002 | 30750.0002 | 11122.2223 | 141969.4456 | 0 | 62958.3338 | 0 | 0 | 0 | 0 | 130063.8899 | 0 | 0 | 397663.8921 | 0 | 397663.8921 | 0 | 0 | 0 | 1659.84 | 2453.85 | 887.5533 | 11329.1618 | 0 | 5024.075 | 0 | 0 | 0 | 0 | 10379.0984 | 0 | 0 | 31733.5786 | 0 | 31733.5786 | 0 | 0 | 0 | 70.9898 | 104.9488 | 37.9598 | 484.5373 | 0 | 214.8748 | 0 | 0 | 0 | 0 | 443.904 | 0 | 0 | 1357.2145 | 0 | 1357.2145 | 0 | 0 | 3.1104 | 1.125 | 14.3605 | 6.3684 | 0 | 0 | 2.104 | 0 | 13.1562 | 0 | 0 | 40.2245 | 40.2245 | 40.2245 | 2
ND_7_MA_2010_NG | 7 | MA | NG | 20185 | ASHRAE30pct-state-7 | ApartmentMidRise | STD2010 | ND-Minot-ND | Zone7 | Zone7(ND-Minot-ND) | ASHRAE30pct-state-STD2010 | state | ND | 0.0798 | 0.59 | ASHRAE30pct-state-7_ApartmentMidRise_STD2010_ND-Minot-ND.table.csv.gz | Mid-Rise Apartment | Minot Faa Ap ND USA TMY3 WMO#=727676 | Natural Gas | 629881.3453 | 0 | 0 | 0 | 0 | 0 | 0 | 0 | 0 | 0 | 0 | 0 | 0 | 0 | 629881.3453 | 0 | 629881.3453 | 0 | 0 | 3716.2999 | 0 | 0 | 0 | 0 | 0 | 0 | 0 | 0 | 0 | 0 | 0 | 0 | 0 | 3716.2999 | 0 | 3716.2999 | 0 | 0 | 629.8813 | 0 | 0 | 0 | 0 | 0 | 0 | 0 | 0 | 0 | 0 | 0 | 0 | 0 | 629.8813 | 0 | 629.8813 | 0 | 0 | 0 | 0 | 0 | 0 | 0 | 0 | 0 | 18.6681 | 0 | 0 | 0 | 18.6681 | 18.6681 | 18.6681 | 1
ND_7_MA_2013_NG | 7 | MA | NG | 20665 | ASHRAE30pct-state-7 | ApartmentMidRise | STD2013 | ND-Minot-ND | Zone7 | Zone7(ND-Minot-ND) | ASHRAE30pct-state-STD2013 | state | ND | 0.0798 | 0.59 | ASHRAE30pct-state-7_ApartmentMidRise_STD2013_ND-Minot-ND.table.csv.gz | Mid-Rise Apartment | Minot Faa Ap ND USA TMY3 WMO#=727676 | Natural Gas | 555183.878 | 0 | 0 | 0 | 0 | 0 | 0 | 0 | 0 | 0 | 0 | 0 | 0 | 0 | 555183.878 | 0 | 555183.878 | 0 | 0 | 3275.5849 | 0 | 0 | 0 | 0 | 0 | 0 | 0 | 0 | 0 | 0 | 0 | 0 | 0 | 3275.5849 | 0 | 3275.5849 | 0 | 0 | 555.1839 | 0 | 0 | 0 | 0 | 0 | 0 | 0 | 0 | 0 | 0 | 0 | 0 | 0 | 555.1839 | 0 | 555.1839 | 0 | 0 | 0 | 0 | 0 | 0 | 0 | 0 | 0 | 16.4543 | 0 | 0 | 0 | 16.4543 | 16.4543 | 16.4543 | 2
WI_7_MA_2010_EL | 7 | MA | EL | 20236 | ASHRAE30pct-state-7 | ApartmentMidRise | STD2010 | WI-Duluth-MN | Zone7 | Zone7(WI-Duluth-MN) | ASHRAE30pct-state-STD2010 | state | WI | 0.1054 | 0.72 | ASHRAE30pct-state-7_ApartmentMidRise_STD2010_WI-Duluth-MN.table.csv.gz | Mid-Rise Apartment | Duluth International Arpt MN USA TMY3 WMO#=727450 | Electricity | 0 | 16505.5557 | 37388.8892 | 11125.0001 | 142061.1122 | 0 | 55616.6671 | 0 | 0 | 0 | 0 | 130200.001 | 0 | 0 | 392894.4476 | 0 | 392897.2254 | -2.7778 | -2.7778 | 0 | 1739.6856 | 3940.7889 | 1172.575 | 14973.2412 | 0 | 5861.9967 | 0 | 0 | 0 | 0 | 13723.0801 | 0 | 0 | 41411.0748 | 0 | 41411.3676 | -0.29278 | -0.29278 | 0 | 56.3329 | 127.6071 | 37.9693 | 484.8502 | 0 | 189.818 | 0 | 0 | 0 | 0 | 444.3686 | 0 | 0 | 1340.9366 | 0 | 1340.9461 | -0.0094805 | -0.0094805 | 3.782 | 1.1253 | 14.3695 | 5.6257 | 0 | 0 | 1.6696 | 0 | 13.17 | 0 | 0 | 39.7423 | 39.7421 | 39.7421 | 1
WI_7_MA_2013_EL | 7 | MA | EL | 20716 | ASHRAE30pct-state-7 | ApartmentMidRise | STD2013 | WI-Duluth-MN | Zone7 | Zone7(WI-Duluth-MN) | ASHRAE30pct-state-STD2013 | state | WI | 0.1054 | 0.72 | ASHRAE30pct-state-7_ApartmentMidRise_STD2013_WI-Duluth-MN.table.csv.gz | Mid-Rise Apartment | Duluth International Arpt MN USA TMY3 WMO#=727450 | Electricity | 0 | 14852.7779 | 30750.0002 | 11125.0001 | 141969.4456 | 0 | 56327.7782 | 0 | 0 | 0 | 0 | 130116.6677 | 0 | 0 | 385138.892 | 0 | 385141.6697 | -2.7778 | -2.7778 | 0 | 1565.4828 | 3241.05 | 1172.575 | 14963.5796 | 0 | 5936.9478 | 0 | 0 | 0 | 0 | 13714.2968 | 0 | 0 | 40593.6392 | 0 | 40593.932 | -0.29278 | -0.29278 | 0 | 50.6921 | 104.9488 | 37.9693 | 484.5373 | 0 | 192.245 | 0 | 0 | 0 | 0 | 444.0842 | 0 | 0 | 1314.4671 | 0 | 1314.4766 | -0.0094805 | -0.0094805 | 3.1104 | 1.1253 | 14.3602 | 5.6977 | 0 | 0 | 1.5024 | 0 | 13.1616 | 0 | 0 | 38.9578 | 38.9576 | 38.9576 | 2
WI_7_MA_2010_NG | 7 | MA | NG | 20245 | ASHRAE30pct-state-7 | ApartmentMidRise | STD2010 | WI-Duluth-MN | Zone7 | Zone7(WI-Duluth-MN) | ASHRAE30pct-state-STD2010 | state | WI | 0.1054 | 0.72 | ASHRAE30pct-state-7_ApartmentMidRise_STD2010_WI-Duluth-MN.table.csv.gz | Mid-Rise Apartment | Duluth International Arpt MN USA TMY3 WMO#=727450 | Natural Gas | 660457.9256 | 0 | 0 | 0 | 0 | 0 | 0 | 0 | 0 | 0 | 0 | 0 | 0 | 0 | 660457.9256 | 0 | 660457.9256 | 0 | 0 | 4755.2971 | 0 | 0 | 0 | 0 | 0 | 0 | 0 | 0 | 0 | 0 | 0 | 0 | 0 | 4755.2971 | 0 | 4755.2971 | 0 | 0 | 660.4579 | 0 | 0 | 0 | 0 | 0 | 0 | 0 | 0 | 0 | 0 | 0 | 0 | 0 | 660.4579 | 0 | 660.4579 | 0 | 0 | 0 | 0 | 0 | 0 | 0 | 0 | 0 | 19.5743 | 0 | 0 | 0 | 19.5743 | 19.5743 | 19.5743 | 1
WI_7_MA_2013_NG | 7 | MA | NG | 20725 | ASHRAE30pct-state-7 | ApartmentMidRise | STD2013 | WI-Duluth-MN | Zone7 | Zone7(WI-Duluth-MN) | ASHRAE30pct-state-STD2013 | state | WI | 0.1054 | 0.72 | ASHRAE30pct-state-7_ApartmentMidRise_STD2013_WI-Duluth-MN.table.csv.gz | Mid-Rise Apartment | Duluth International Arpt MN USA TMY3 WMO#=727450 | Natural Gas | 581457.3686 | 0 | 0 | 0 | 0 | 0 | 0 | 0 | 0 | 0 | 0 | 0 | 0 | 0 | 581457.3686 | 0 | 581457.3686 | 0 | 0 | 4186.4931 | 0 | 0 | 0 | 0 | 0 | 0 | 0 | 0 | 0 | 0 | 0 | 0 | 0 | 4186.4931 | 0 | 4186.4931 | 0 | 0 | 581.4574 | 0 | 0 | 0 | 0 | 0 | 0 | 0 | 0 | 0 | 0 | 0 | 0 | 0 | 581.4574 | 0 | 581.4574 | 0 | 0 | 0 | 0 | 0 | 0 | 0 | 0 | 0 | 17.233 | 0 | 0 | 0 | 17.233 | 17.233 | 17.233 | 2
WY_7_MA_2010_EL | 7 | MA | EL | 20296 | ASHRAE30pct-state-7 | ApartmentMidRise | STD2010 | WY-JacksonHole-WY | Zone7 | Zone7(WY-JacksonHole-WY) | ASHRAE30pct-state-STD2010 | state | WY | 0.0823 | 0.68 | ASHRAE30pct-state-7_ApartmentMidRise_STD2010_WY-JacksonHole-WY.table.csv.gz | Mid-Rise Apartment | Jackson Hole WY USA TMY3 WMO#=725776 | Electricity | 0 | 15552.7779 | 37388.8892 | 11138.889 | 142061.1122 | 0 | 61108.3338 | 0 | 0 | 0 | 0 | 130177.7788 | 0 | 0 | 397425.0032 | 0 | 397427.781 | -2.7778 | -2.7778 | 0 | 1279.9936 | 3077.1056 | 916.7306 | 11691.6295 | 0 | 5029.2159 | 0 | 0 | 0 | 0 | 10713.6312 | 0 | 0 | 32708.0778 | 0 | 32708.3064 | -0.22861 | -0.22861 | 0 | 53.0811 | 127.6071 | 38.0167 | 484.8502 | 0 | 208.5608 | 0 | 0 | 0 | 0 | 444.2927 | 0 | 0 | 1356.3992 | 0 | 1356.4087 | -0.0094805 | -0.0094805 | 3.782 | 1.1267 | 14.3695 | 6.1812 | 0 | 0 | 1.5732 | 0 | 13.1677 | 0 | 0 | 40.2006 | 40.2003 | 40.2003 | 1
WY_7_MA_2013_EL | 7 | MA | EL | 20776 | ASHRAE30pct-state-7 | ApartmentMidRise | STD2013 | WY-JacksonHole-WY | Zone7 | Zone7(WY-JacksonHole-WY) | ASHRAE30pct-state-STD2013 | state | WY | 0.0823 | 0.68 | ASHRAE30pct-state-7_ApartmentMidRise_STD2013_WY-JacksonHole-WY.table.csv.gz | Mid-Rise Apartment | Jackson Hole WY USA TMY3 WMO#=725776 | Electricity | 0 | 15222.2223 | 30750.0002 | 11138.889 | 141969.4456 | 0 | 62319.4449 | 0 | 0 | 0 | 0 | 130083.3344 | 0 | 0 | 391480.5587 | 0 | 391483.3365 | -2.7778 | -2.7778 | 0 | 1252.7889 | 2530.725 | 916.7306 | 11684.0854 | 0 | 5128.8903 | 0 | 0 | 0 | 0 | 10705.8584 | 0 | 0 | 32218.85 | 0 | 32219.0786 | -0.22861 | -0.22861 | 0 | 51.953 | 104.9488 | 38.0167 | 484.5373 | 0 | 212.6943 | 0 | 0 | 0 | 0 | 443.9704 | 0 | 0 | 1336.111 | 0 | 1336.1205 | -0.0094805 | -0.0094805 | 3.1104 | 1.1267 | 14.3602 | 6.3037 | 0 | 0 | 1.5398 | 0 | 13.1582 | 0 | 0 | 39.5993 | 39.599 | 39.599 | 2
WY_7_MA_2010_NG | 7 | MA | NG | 20305 | ASHRAE30pct-state-7 | ApartmentMidRise | STD2010 | WY-JacksonHole-WY | Zone7 | Zone7(WY-JacksonHole-WY) | ASHRAE30pct-state-STD2010 | state | WY | 0.0823 | 0.68 | ASHRAE30pct-state-7_ApartmentMidRise_STD2010_WY-JacksonHole-WY.table.csv.gz | Mid-Rise Apartment | Jackson Hole WY USA TMY3 WMO#=725776 | Natural Gas | 380908.7442 | 0 | 0 | 0 | 0 | 0 | 0 | 0 | 0 | 0 | 0 | 0 | 0 | 0 | 380908.7442 | 0 | 380908.7442 | 0 | 0 | 2590.1795 | 0 | 0 | 0 | 0 | 0 | 0 | 0 | 0 | 0 | 0 | 0 | 0 | 0 | 2590.1795 | 0 | 2590.1795 | 0 | 0 | 380.9087 | 0 | 0 | 0 | 0 | 0 | 0 | 0 | 0 | 0 | 0 | 0 | 0 | 0 | 380.9087 | 0 | 380.9087 | 0 | 0 | 0 | 0 | 0 | 0 | 0 | 0 | 0 | 11.2892 | 0 | 0 | 0 | 11.2892 | 11.2892 | 11.2892 | 1
WY_7_MA_2013_NG | 7 | MA | NG | 20785 | ASHRAE30pct-state-7 | ApartmentMidRise | STD2013 | WY-JacksonHole-WY | Zone7 | Zone7(WY-JacksonHole-WY) | ASHRAE30pct-state-STD2013 | state | WY | 0.0823 | 0.68 | ASHRAE30pct-state-7_ApartmentMidRise_STD2013_WY-JacksonHole-WY.table.csv.gz | Mid-Rise Apartment | Jackson Hole WY USA TMY3 WMO#=725776 | Natural Gas | 308580.8198 | 0 | 0 | 0 | 0 | 0 | 0 | 0 | 0 | 0 | 0 | 0 | 0 | 0 | 308580.8198 | 0 | 308580.8198 | 0 | 0 | 2098.3496 | 0 | 0 | 0 | 0 | 0 | 0 | 0 | 0 | 0 | 0 | 0 | 0 | 0 | 2098.3496 | 0 | 2098.3496 | 0 | 0 | 308.5808 | 0 | 0 | 0 | 0 | 0 | 0 | 0 | 0 | 0 | 0 | 0 | 0 | 0 | 308.5808 | 0 | 308.5808 | 0 | 0 | 0 | 0 | 0 | 0 | 0 | 0 | 0 | 9.1456 | 0 | 0 | 0 | 9.1456 | 9.1456 | 9.1456 | 2
AK_8_MA_2010_EL | 8 | MA | EL | 20896 | ASHRAE30pct-state-8 | ApartmentMidRise | STD2010 | AK-Fairbanks-AK | Zone8 | Zone8(AK-Fairbanks-AK) | ASHRAE30pct-state-STD2010 | state | AK | 0.1479 | 0.81 | ASHRAE30pct-state-8_ApartmentMidRise_STD2010_AK-Fairbanks-AK.table.csv.gz | Mid-Rise Apartment | Fairbanks Intl Arpt AK USA TMY3 WMO#=702610 | Electricity | 0 | 12952.7779 | 37388.8892 | 11055.5556 | 142061.1122 | 0 | 58280.556 | 0 | 0 | 0 | 0 | 141061.1122 | 0 | 0 | 402800.0032 | 0 | 402800.0032 | -5.8208e-11 | -5.8208e-11 | 0 | 1915.7158 | 5529.8167 | 1635.1167 | 21010.8385 | 0 | 8619.6942 | 0 | 0 | 0 | 0 | 20862.9385 | 0 | 0 | 59574.1205 | 0 | 59574.1205 | -8.6089e-12 | -8.6089e-12 | 0 | 44.2074 | 127.6071 | 37.7323 | 484.8502 | 0 | 198.9097 | 0 | 0 | 0 | 0 | 481.4372 | 0 | 0 | 1374.7439 | 0 | 1374.7439 | -1.9866e-13 | -1.9866e-13 | 3.782 | 1.1183 | 14.3698 | 5.8952 | 0 | 0 | 1.3102 | 0 | 14.2686 | 0 | 0 | 40.744 | 40.744 | 40.744 | 1
AK_8_MA_2013_EL | 8 | MA | EL | 20956 | ASHRAE30pct-state-8 | ApartmentMidRise | STD2013 | AK-Fairbanks-AK | Zone8 | Zone8(AK-Fairbanks-AK) | ASHRAE30pct-state-STD2013 | state | AK | 0.1479 | 0.81 | ASHRAE30pct-state-8_ApartmentMidRise_STD2013_AK-Fairbanks-AK.table.csv.gz | Mid-Rise Apartment | Fairbanks Intl Arpt AK USA TMY3 WMO#=702610 | Electricity | 0 | 12341.6668 | 30750.0002 | 11055.5556 | 141969.4456 | 0 | 60200.0005 | 0 | 0 | 0 | 0 | 140991.6678 | 0 | 0 | 397308.3365 | 0 | 397308.3365 | 0 | 0 | 0 | 1825.3325 | 4547.925 | 1635.1167 | 20997.281 | 0 | 8903.5801 | 0 | 0 | 0 | 0 | 20852.6677 | 0 | 0 | 58761.903 | 0 | 58761.903 | 0 | 0 | 0 | 42.1217 | 104.9488 | 37.7323 | 484.5373 | 0 | 205.4607 | 0 | 0 | 0 | 0 | 481.2002 | 0 | 0 | 1356.001 | 0 | 1356.001 | 0 | 0 | 3.1104 | 1.1183 | 14.3605 | 6.0893 | 0 | 0 | 1.2484 | 0 | 14.2616 | 0 | 0 | 40.1885 | 40.1885 | 40.1885 | 2
AK_8_MA_2010_NG | 8 | MA | NG | 20905 | ASHRAE30pct-state-8 | ApartmentMidRise | STD2010 | AK-Fairbanks-AK | Zone8 | Zone8(AK-Fairbanks-AK) | ASHRAE30pct-state-STD2010 | state | AK | 0.1479 | 0.81 | ASHRAE30pct-state-8_ApartmentMidRise_STD2010_AK-Fairbanks-AK.table.csv.gz | Mid-Rise Apartment | Fairbanks Intl Arpt AK USA TMY3 WMO#=702610 | Natural Gas | 958347.3682 | 0 | 0 | 0 | 0 | 0 | 0 | 0 | 0 | 0 | 0 | 0 | 0 | 0 | 958347.3682 | 0 | 958347.3682 | 0 | 0 | 7762.6137 | 0 | 0 | 0 | 0 | 0 | 0 | 0 | 0 | 0 | 0 | 0 | 0 | 0 | 7762.6137 | 0 | 7762.6137 | 0 | 0 | 958.3474 | 0 | 0 | 0 | 0 | 0 | 0 | 0 | 0 | 0 | 0 | 0 | 0 | 0 | 958.3474 | 0 | 958.3474 | 0 | 0 | 0 | 0 | 0 | 0 | 0 | 0 | 0 | 28.4031 | 0 | 0 | 0 | 28.4031 | 28.4031 | 28.4031 | 1
AK_8_MA_2013_NG | 8 | MA | NG | 20965 | ASHRAE30pct-state-8 | ApartmentMidRise | STD2013 | AK-Fairbanks-AK | Zone8 | Zone8(AK-Fairbanks-AK) | ASHRAE30pct-state-STD2013 | state | AK | 0.1479 | 0.81 | ASHRAE30pct-state-8_ApartmentMidRise_STD2013_AK-Fairbanks-AK.table.csv.gz | Mid-Rise Apartment | Fairbanks Intl Arpt AK USA TMY3 WMO#=702610 | Natural Gas | 851717.9422 | 0 | 0 | 0 | 0 | 0 | 0 | 0 | 0 | 0 | 0 | 0 | 0 | 0 | 851717.9422 | 0 | 851717.9422 | 0 | 0 | 6898.9153 | 0 | 0 | 0 | 0 | 0 | 0 | 0 | 0 | 0 | 0 | 0 | 0 | 0 | 6898.9153 | 0 | 6898.9153 | 0 | 0 | 851.7179 | 0 | 0 | 0 | 0 | 0 | 0 | 0 | 0 | 0 | 0 | 0 | 0 | 0 | 851.7179 | 0 | 851.7179 | 0 | 0 | 0 | 0 | 0 | 0 | 0 | 0 | 0 | 25.2428 | 0 | 0 | 0 | 25.2428 | 25.2428 | 25.2428 | 2
FL_1A_SH_2010_EL | 1A | SH | EL | 1157 | ASHRAE30pct-state-1A | HotelSmall | STD2010 | FL-Miami-FL | Zone1A | Zone1A(FL-Miami-FL) | ASHRAE30pct-state-STD2010 | state | FL | 0.0976 | 1.01 | ASHRAE30pct-state-1A_HotelSmall_STD2010_FL-Miami-FL.table.csv.gz | Small Hotel | Miami Intl Ap FL USA TMY3 WMO#=722020 | Electricity | 341.6667 | 193311.1127 | 114941.6676 | 18311.1113 | 164169.4458 | 0 | 78030.5562 | 72.2222 | 0 | 0 | 0 | 0 | 0 | 0 | 569180.5601 | 0 | 569177.7823 | 2.7778 | 2.7778 | 33.3467 | 18867.1646 | 11218.3068 | 1787.1645 | 16022.9379 | 0 | 7615.7823 | 7.0489 | 0 | 0 | 0 | 0 | 0 | 0 | 55552.0227 | 0 | 55551.7516 | 0.27111 | 0.27111 | 1.1661 | 659.7648 | 392.2923 | 62.4953 | 560.3052 | 0 | 266.3159 | 0.24649 | 0 | 0 | 0 | 0 | 0 | 0 | 1942.5956 | 0 | 1942.5861 | 0.0094805 | 0.0094805 | 9.0804 | 1.4466 | 12.9696 | 6.1644 | 0.0057056 | 0 | 15.2716 | 0.026992 | 0 | 0 | 0 | 44.9652 | 44.9654 | 44.9654 | 1
FL_1A_SH_2013_EL | 1A | SH | EL | 1277 | ASHRAE30pct-state-1A | HotelSmall | STD2013 | FL-Miami-FL | Zone1A | Zone1A(FL-Miami-FL) | ASHRAE30pct-state-STD2013 | state | FL | 0.0976 | 1.01 | ASHRAE30pct-state-1A_HotelSmall_STD2013_FL-Miami-FL.table.csv.gz | Small Hotel | Miami Intl Ap FL USA TMY3 WMO#=722020 | Electricity | 327.7778 | 169352.7791 | 89747.2229 | 18311.1113 | 154908.3346 | 0 | 77186.1117 | 72.2222 | 0 | 0 | 0 | 0 | 0 | 0 | 509908.3374 | 0 | 509905.5596 | 2.7778 | 2.7778 | 31.9911 | 16528.8312 | 8759.329 | 1787.1645 | 15119.0535 | 0 | 7533.3645 | 7.0489 | 0 | 0 | 0 | 0 | 0 | 0 | 49767.0537 | 0 | 49766.7826 | 0.27111 | 0.27111 | 1.1187 | 577.9958 | 306.3045 | 62.4953 | 528.6973 | 0 | 263.4338 | 0.24649 | 0 | 0 | 0 | 0 | 0 | 0 | 1740.3013 | 0 | 1740.2919 | 0.0094805 | 0.0094805 | 7.0901 | 1.4466 | 12.238 | 6.0977 | 0.0057056 | 0 | 13.3789 | 0.025895 | 0 | 0 | 0 | 40.2827 | 40.2829 | 40.2829 | 2
FL_1A_SH_2010_NG | 1A | SH | NG | 1164 | ASHRAE30pct-state-1A | HotelSmall | STD2010 | FL-Miami-FL | Zone1A | Zone1A(FL-Miami-FL) | ASHRAE30pct-state-STD2010 | state | FL | 0.0976 | 1.01 | ASHRAE30pct-state-1A_HotelSmall_STD2010_FL-Miami-FL.table.csv.gz | Small Hotel | Miami Intl Ap FL USA TMY3 WMO#=722020 | Natural Gas | 435.9959 | 0 | 0 | 0 | 399495.4379 | 0 | 0 | 0 | 0 | 0 | 0 | 416252.8446 | 0 | 0 | 816184.2784 | 0 | 816184.2784 | 0 | 0 | 4.4036 | 0 | 0 | 0 | 4034.9039 | 0 | 0 | 0 | 0 | 0 | 0 | 4204.1537 | 0 | 0 | 8243.4612 | 0 | 8243.4612 | 0 | 0 | 0.436 | 0 | 0 | 0 | 399.4954 | 0 | 0 | 0 | 0 | 0 | 0 | 416.2528 | 0 | 0 | 816.1843 | 0 | 816.1843 | 0 | 0 | 0 | 0 | 9.2472 | 0 | 0 | 0 | 0 | 0.010092 | 9.635 | 0 | 0 | 18.8923 | 18.8923 | 18.8923 | 1
FL_1A_SH_2013_NG | 1A | SH | NG | 1284 | ASHRAE30pct-state-1A | HotelSmall | STD2013 | FL-Miami-FL | Zone1A | Zone1A(FL-Miami-FL) | ASHRAE30pct-state-STD2013 | state | FL | 0.0976 | 1.01 | ASHRAE30pct-state-1A_HotelSmall_STD2013_FL-Miami-FL.table.csv.gz | Small Hotel | Miami Intl Ap FL USA TMY3 WMO#=722020 | Natural Gas | 398.0832 | 0 | 0 | 0 | 399495.4379 | 0 | 0 | 0 | 0 | 0 | 0 | 416186.4974 | 0 | 0 | 816080.0185 | 0 | 816080.0185 | 0 | 0 | 4.0206 | 0 | 0 | 0 | 4034.9039 | 0 | 0 | 0 | 0 | 0 | 0 | 4203.4836 | 0 | 0 | 8242.4082 | 0 | 8242.4082 | 0 | 0 | 0.39808 | 0 | 0 | 0 | 399.4954 | 0 | 0 | 0 | 0 | 0 | 0 | 416.1865 | 0 | 0 | 816.08 | 0 | 816.08 | 0 | 0 | 0 | 0 | 9.2472 | 0 | 0 | 0 | 0 | 0.0092145 | 9.6335 | 0 | 0 | 18.8899 | 18.8899 | 18.8899 | 2
HI_1A_SH_2010_EL | 1A | SH | EL | 1217 | ASHRAE30pct-state-1A | HotelSmall | STD2010 | HI-Honolulu-HI | Zone1A | Zone1A(HI-Honolulu-HI) | ASHRAE30pct-state-STD2010 | state | HI | 0.3483 | 4.6 | ASHRAE30pct-state-1A_HotelSmall_STD2010_HI-Honolulu-HI.table.csv.gz | Small Hotel | Honolulu Intl Arpt HI USA TMY3 WMO#=911820 | Electricity | 2.7778 | 188725.0015 | 114941.6676 | 18311.1113 | 164169.4458 | 0 | 77877.7784 | 72.2222 | 0 | 0 | 0 | 0 | 0 | 0 | 564102.7823 | 0 | 564100.0045 | 2.7778 | 2.7778 | 0.9675 | 65732.918 | 40034.1828 | 6377.7601 | 57180.218 | 0 | 27124.8302 | 25.155 | 0 | 0 | 0 | 0 | 0 | 0 | 196476.9991 | 0 | 196476.0316 | 0.9675 | 0.9675 | 0.0094805 | 644.1126 | 392.2923 | 62.4953 | 560.3052 | 0 | 265.7944 | 0.24649 | 0 | 0 | 0 | 0 | 0 | 0 | 1925.2653 | 0 | 1925.2558 | 0.0094805 | 0.0094805 | 9.0804 | 1.4466 | 12.9696 | 6.1524 | 0.0057056 | 0 | 14.9093 | 0.00021945 | 0 | 0 | 0 | 44.564 | 44.5643 | 44.5643 | 1
HI_1A_SH_2013_EL | 1A | SH | EL | 1337 | ASHRAE30pct-state-1A | HotelSmall | STD2013 | HI-Honolulu-HI | Zone1A | Zone1A(HI-Honolulu-HI) | ASHRAE30pct-state-STD2013 | state | HI | 0.3483 | 4.6 | ASHRAE30pct-state-1A_HotelSmall_STD2013_HI-Honolulu-HI.table.csv.gz | Small Hotel | Honolulu Intl Arpt HI USA TMY3 WMO#=911820 | Electricity | 13.8889 | 163558.3346 | 90038.8896 | 18311.1113 | 154908.3346 | 0 | 77336.1117 | 72.2222 | 0 | 0 | 0 | 0 | 0 | 0 | 504244.4485 | 0 | 504238.8929 | 5.5556 | 5.5556 | 4.8375 | 56967.368 | 31360.5453 | 6377.7601 | 53954.5729 | 0 | 26936.1677 | 25.155 | 0 | 0 | 0 | 0 | 0 | 0 | 175628.3414 | 0 | 175626.4064 | 1.935 | 1.935 | 0.047402 | 558.2195 | 307.2999 | 62.4953 | 528.6973 | 0 | 263.9458 | 0.24649 | 0 | 0 | 0 | 0 | 0 | 0 | 1720.9707 | 0 | 1720.9517 | 0.018961 | 0.018961 | 7.1131 | 1.4466 | 12.2382 | 6.1096 | 0.0057056 | 0 | 12.9212 | 0.0010972 | 0 | 0 | 0 | 39.835 | 39.8354 | 39.8354 | 2
HI_1A_SH_2010_NG | 1A | SH | NG | 1224 | ASHRAE30pct-state-1A | HotelSmall | STD2010 | HI-Honolulu-HI | Zone1A | Zone1A(HI-Honolulu-HI) | ASHRAE30pct-state-STD2010 | state | HI | 0.3483 | 4.6 | ASHRAE30pct-state-1A_HotelSmall_STD2010_HI-Honolulu-HI.table.csv.gz | Small Hotel | Honolulu Intl Arpt HI USA TMY3 WMO#=911820 | Natural Gas | 0 | 0 | 0 | 0 | 399495.4379 | 0 | 0 | 0 | 0 | 0 | 0 | 416224.4101 | 0 | 0 | 815719.848 | 0 | 815719.848 | 0 | 0 | 0 | 0 | 0 | 0 | 18376.7901 | 0 | 0 | 0 | 0 | 0 | 0 | 19146.3229 | 0 | 0 | 37523.113 | 0 | 37523.113 | 0 | 0 | 0 | 0 | 0 | 0 | 399.4954 | 0 | 0 | 0 | 0 | 0 | 0 | 416.2244 | 0 | 0 | 815.7198 | 0 | 815.7198 | 0 | 0 | 0 | 0 | 9.2472 | 0 | 0 | 0 | 0 | 0 | 9.6344 | 0 | 0 | 18.8815 | 18.8815 | 18.8815 | 1
HI_1A_SH_2013_NG | 1A | SH | NG | 1344 | ASHRAE30pct-state-1A | HotelSmall | STD2013 | HI-Honolulu-HI | Zone1A | Zone1A(HI-Honolulu-HI) | ASHRAE30pct-state-STD2013 | state | HI | 0.3483 | 4.6 | ASHRAE30pct-state-1A_HotelSmall_STD2013_HI-Honolulu-HI.table.csv.gz | Small Hotel | Honolulu Intl Arpt HI USA TMY3 WMO#=911820 | Natural Gas | 0 | 0 | 0 | 0 | 399495.4379 | 0 | 0 | 0 | 0 | 0 | 0 | 416148.5847 | 0 | 0 | 815644.0226 | 0 | 815644.0226 | 0 | 0 | 0 | 0 | 0 | 0 | 18376.7901 | 0 | 0 | 0 | 0 | 0 | 0 | 19142.8349 | 0 | 0 | 37519.625 | 0 | 37519.625 | 0 | 0 | 0 | 0 | 0 | 0 | 399.4954 | 0 | 0 | 0 | 0 | 0 | 0 | 416.1486 | 0 | 0 | 815.644 | 0 | 815.644 | 0 | 0 | 0 | 0 | 9.2472 | 0 | 0 | 0 | 0 | 0 | 9.6326 | 0 | 0 | 18.8798 | 18.8798 | 18.8798 | 2
AL_2A_SH_2010_EL | 2A | SH | EL | 1757 | ASHRAE30pct-state-2A | HotelSmall | STD2010 | AL-Mobile-AL | Zone2A | Zone2A(AL-Mobile-AL) | ASHRAE30pct-state-STD2010 | state | AL | 0.1058 | 1.24 | ASHRAE30pct-state-2A_HotelSmall_STD2010_AL-Mobile-AL.table.csv.gz | Small Hotel | Mobile Regional Ap AL USA TMY3 WMO#=722230 | Electricity | 11941.6668 | 131583.3344 | 114941.6676 | 18277.7779 | 164169.4458 | 0 | 78102.7784 | 72.2222 | 0 | 0 | 0 | 0 | 0 | 0 | 519088.893 | 0 | 519088.893 | 0 | 0 | 1263.4283 | 13921.5168 | 12160.8284 | 1933.7889 | 17369.1274 | 0 | 8263.274 | 7.6411 | 0 | 0 | 0 | 0 | 0 | 0 | 54919.6049 | 0 | 54919.6049 | 0 | 0 | 40.7565 | 449.0898 | 392.2923 | 62.3815 | 560.3052 | 0 | 266.5624 | 0.24649 | 0 | 0 | 0 | 0 | 0 | 0 | 1771.6343 | 0 | 1771.6343 | 0 | 0 | 9.0804 | 1.4439 | 12.9694 | 6.1701 | 0.0057056 | 0 | 10.3951 | 0.94339 | 0 | 0 | 0 | 41.0082 | 41.0082 | 41.0082 | 1
AL_2A_SH_2013_EL | 2A | SH | EL | 2117 | ASHRAE30pct-state-2A | HotelSmall | STD2013 | AL-Mobile-AL | Zone2A | Zone2A(AL-Mobile-AL) | ASHRAE30pct-state-STD2013 | state | AL | 0.1058 | 1.24 | ASHRAE30pct-state-2A_HotelSmall_STD2013_AL-Mobile-AL.table.csv.gz | Small Hotel | Mobile Regional Ap AL USA TMY3 WMO#=722230 | Electricity | 12097.2223 | 112905.5565 | 90352.7785 | 18277.7779 | 154908.3346 | 0 | 76961.1117 | 72.2222 | 0 | 0 | 0 | 0 | 0 | 0 | 465575.0037 | 0 | 465575.0037 | 0 | 0 | 1279.8861 | 11945.4079 | 9559.324 | 1933.7889 | 16389.3018 | 0 | 8142.4856 | 7.6411 | 0 | 0 | 0 | 0 | 0 | 0 | 49257.8354 | 0 | 49257.8354 | 0 | 0 | 41.2874 | 385.3432 | 308.3712 | 62.3815 | 528.6973 | 0 | 262.6659 | 0.24649 | 0 | 0 | 0 | 0 | 0 | 0 | 1588.9931 | 0 | 1588.9931 | 0 | 0 | 7.1379 | 1.4439 | 12.2378 | 6.0799 | 0.0057056 | 0 | 8.9196 | 0.95568 | 0 | 0 | 0 | 36.7805 | 36.7805 | 36.7805 | 2
AL_2A_SH_2010_NG | 2A | SH | NG | 1764 | ASHRAE30pct-state-2A | HotelSmall | STD2010 | AL-Mobile-AL | Zone2A | Zone2A(AL-Mobile-AL) | ASHRAE30pct-state-STD2010 | state | AL | 0.1058 | 1.24 | ASHRAE30pct-state-2A_HotelSmall_STD2010_AL-Mobile-AL.table.csv.gz | Small Hotel | Mobile Regional Ap AL USA TMY3 WMO#=722230 | Natural Gas | 20273.8082 | 0 | 0 | 0 | 399495.4379 | 0 | 0 | 0 | 0 | 0 | 0 | 471330.4974 | 0 | 0 | 891090.2654 | 0 | 891099.7435 | 0 | 0 | 251.3952 | 0 | 0 | 0 | 4953.7434 | 0 | 0 | 0 | 0 | 0 | 0 | 5844.4982 | 0 | 0 | 11049.5193 | 0 | 11049.6368 | 0 | 0 | 20.2738 | 0 | 0 | 0 | 399.4954 | 0 | 0 | 0 | 0 | 0 | 0 | 471.3305 | 0 | 0 | 891.0903 | 0 | 891.0997 | 0 | 0 | 0 | 0 | 9.2472 | 0 | 0 | 0 | 0 | 0.46928 | 10.9099 | 0 | 0 | 20.6264 | 20.6261 | 20.6264 | 1
AL_2A_SH_2013_NG | 2A | SH | NG | 2124 | ASHRAE30pct-state-2A | HotelSmall | STD2013 | AL-Mobile-AL | Zone2A | Zone2A(AL-Mobile-AL) | ASHRAE30pct-state-STD2013 | state | AL | 0.1058 | 1.24 | ASHRAE30pct-state-2A_HotelSmall_STD2013_AL-Mobile-AL.table.csv.gz | Small Hotel | Mobile Regional Ap AL USA TMY3 WMO#=722230 | Natural Gas | 18994.2551 | 0 | 0 | 0 | 399495.4379 | 0 | 0 | 0 | 0 | 0 | 0 | 471169.3685 | 0 | 0 | 889659.0615 | 0 | 889659.0615 | 0 | 0 | 235.5288 | 0 | 0 | 0 | 4953.7434 | 0 | 0 | 0 | 0 | 0 | 0 | 5842.5002 | 0 | 0 | 11031.7724 | 0 | 11031.7724 | 0 | 0 | 18.9943 | 0 | 0 | 0 | 399.4954 | 0 | 0 | 0 | 0 | 0 | 0 | 471.1694 | 0 | 0 | 889.6591 | 0 | 889.6591 | 0 | 0 | 0 | 0 | 9.2472 | 0 | 0 | 0 | 0 | 0.43966 | 10.9062 | 0 | 0 | 20.593 | 20.593 | 20.593 | 2
FL_2A_SH_2010_EL | 2A | SH | EL | 1817 | ASHRAE30pct-state-2A | HotelSmall | STD2010 | FL-Tampa-FL | Zone2A | Zone2A(FL-Tampa-FL) | ASHRAE30pct-state-STD2010 | state | FL | 0.0976 | 1.01 | ASHRAE30pct-state-2A_HotelSmall_STD2010_FL-Tampa-FL.table.csv.gz | Small Hotel | Tampa International Ap FL USA TMY3 WMO#=722110 | Electricity | 2300 | 164094.4458 | 114941.6676 | 18275.0001 | 164169.4458 | 0 | 78200.0006 | 72.2222 | 0 | 0 | 0 | 0 | 0 | 0 | 542050.0043 | 0 | 542052.7821 | -2.7778 | -2.7778 | 224.48 | 16015.6179 | 11218.3068 | 1783.64 | 16022.9379 | 0 | 7632.3201 | 7.0489 | 0 | 0 | 0 | 0 | 0 | 0 | 52904.0804 | 0 | 52904.3515 | -0.27111 | -0.27111 | 7.8498 | 560.0493 | 392.2923 | 62.372 | 560.3052 | 0 | 266.8942 | 0.24649 | 0 | 0 | 0 | 0 | 0 | 0 | 1849.9999 | 0 | 1850.0093 | -0.0094805 | -0.0094805 | 9.0804 | 1.4437 | 12.9692 | 6.1778 | 0.0057056 | 0 | 12.9635 | 0.1817 | 0 | 0 | 0 | 42.8223 | 42.8221 | 42.8221 | 1
FL_2A_SH_2013_EL | 2A | SH | EL | 2177 | ASHRAE30pct-state-2A | HotelSmall | STD2013 | FL-Tampa-FL | Zone2A | Zone2A(FL-Tampa-FL) | ASHRAE30pct-state-STD2013 | state | FL | 0.0976 | 1.01 | ASHRAE30pct-state-2A_HotelSmall_STD2013_FL-Tampa-FL.table.csv.gz | Small Hotel | Tampa International Ap FL USA TMY3 WMO#=722110 | Electricity | 2297.2222 | 142469.4456 | 90125.0007 | 18275.0001 | 154908.3346 | 0 | 77077.7784 | 72.2222 | 0 | 0 | 0 | 0 | 0 | 0 | 485225.0039 | 0 | 485225.0039 | 0 | 0 | 224.2089 | 13905.0179 | 8796.2001 | 1783.64 | 15119.0535 | 0 | 7522.7912 | 7.0489 | 0 | 0 | 0 | 0 | 0 | 0 | 47357.9604 | 0 | 47357.9604 | 0 | 0 | 7.8403 | 486.2438 | 307.5938 | 62.372 | 528.6973 | 0 | 263.0641 | 0.24649 | 0 | 0 | 0 | 0 | 0 | 0 | 1656.0579 | 0 | 1656.0579 | 0 | 0 | 7.1199 | 1.4437 | 12.2378 | 6.0892 | 0.0057056 | 0 | 11.2551 | 0.18148 | 0 | 0 | 0 | 38.3329 | 38.3329 | 38.3329 | 2
FL_2A_SH_2010_NG | 2A | SH | NG | 1824 | ASHRAE30pct-state-2A | HotelSmall | STD2010 | FL-Tampa-FL | Zone2A | Zone2A(FL-Tampa-FL) | ASHRAE30pct-state-STD2010 | state | FL | 0.0976 | 1.01 | ASHRAE30pct-state-2A_HotelSmall_STD2010_FL-Tampa-FL.table.csv.gz | Small Hotel | Tampa International Ap FL USA TMY3 WMO#=722110 | Natural Gas | 4473.6968 | 0 | 0 | 0 | 399495.4379 | 0 | 0 | 0 | 0 | 0 | 0 | 471046.1523 | 0 | 0 | 875015.287 | 0 | 875015.287 | 0 | 0 | 45.1843 | 0 | 0 | 0 | 4034.9039 | 0 | 0 | 0 | 0 | 0 | 0 | 4757.5661 | 0 | 0 | 8837.6544 | 0 | 8837.6544 | 0 | 0 | 4.4737 | 0 | 0 | 0 | 399.4954 | 0 | 0 | 0 | 0 | 0 | 0 | 471.0462 | 0 | 0 | 875.0153 | 0 | 875.0153 | 0 | 0 | 0 | 0 | 9.2472 | 0 | 0 | 0 | 0 | 0.10355 | 10.9033 | 0 | 0 | 20.254 | 20.254 | 20.254 | 1
FL_2A_SH_2013_NG | 2A | SH | NG | 2184 | ASHRAE30pct-state-2A | HotelSmall | STD2013 | FL-Tampa-FL | Zone2A | Zone2A(FL-Tampa-FL) | ASHRAE30pct-state-STD2013 | state | FL | 0.0976 | 1.01 | ASHRAE30pct-state-2A_HotelSmall_STD2013_FL-Tampa-FL.table.csv.gz | Small Hotel | Tampa International Ap FL USA TMY3 WMO#=722110 | Natural Gas | 4132.4826 | 0 | 0 | 0 | 399495.4379 | 0 | 0 | 0 | 0 | 0 | 0 | 470922.9361 | 0 | 0 | 874550.8566 | 0 | 874550.8566 | 0 | 0 | 41.7381 | 0 | 0 | 0 | 4034.9039 | 0 | 0 | 0 | 0 | 0 | 0 | 4756.3217 | 0 | 0 | 8832.9637 | 0 | 8832.9637 | 0 | 0 | 4.1325 | 0 | 0 | 0 | 399.4954 | 0 | 0 | 0 | 0 | 0 | 0 | 470.9229 | 0 | 0 | 874.5509 | 0 | 874.5509 | 0 | 0 | 0 | 0 | 9.2472 | 0 | 0 | 0 | 0 | 0.095655 | 10.9005 | 0 | 0 | 20.2433 | 20.2433 | 20.2433 | 2
GA_2A_SH_2010_EL | 2A | SH | EL | 1877 | ASHRAE30pct-state-2A | HotelSmall | STD2010 | GA-Savannah-GA | Zone2A | Zone2A(GA-Savannah-GA) | ASHRAE30pct-state-STD2010 | state | GA | 0.0947 | 0.94 | ASHRAE30pct-state-2A_HotelSmall_STD2010_GA-Savannah-GA.table.csv.gz | Small Hotel | Savannah Intl Ap GA USA TMY3 WMO#=722070 | Electricity | 11827.7779 | 128238.8899 | 114941.6676 | 18277.7779 | 164169.4458 | 0 | 78383.334 | 72.2222 | 0 | 0 | 0 | 0 | 0 | 0 | 515908.3375 | 0 | 515911.1152 | -2.7778 | -2.7778 | 1120.0906 | 12144.2229 | 10884.9759 | 1730.9056 | 15546.8465 | 0 | 7422.9017 | 6.8394 | 0 | 0 | 0 | 0 | 0 | 0 | 48856.5196 | 0 | 48856.7826 | -0.26306 | -0.26306 | 40.3678 | 437.6754 | 392.2923 | 62.3815 | 560.3052 | 0 | 267.5199 | 0.24649 | 0 | 0 | 0 | 0 | 0 | 0 | 1760.7792 | 0 | 1760.7886 | -0.0094805 | -0.0094805 | 9.0804 | 1.4439 | 12.9692 | 6.1923 | 0.0057056 | 0 | 10.1309 | 0.9344 | 0 | 0 | 0 | 40.7571 | 40.7569 | 40.7569 | 1
GA_2A_SH_2013_EL | 2A | SH | EL | 2237 | ASHRAE30pct-state-2A | HotelSmall | STD2013 | GA-Savannah-GA | Zone2A | Zone2A(GA-Savannah-GA) | ASHRAE30pct-state-STD2013 | state | GA | 0.0947 | 0.94 | ASHRAE30pct-state-2A_HotelSmall_STD2013_GA-Savannah-GA.table.csv.gz | Small Hotel | Savannah Intl Ap GA USA TMY3 WMO#=722070 | Electricity | 11963.889 | 111600.0009 | 90236.1118 | 18277.7779 | 154908.3346 | 0 | 77150.0006 | 72.2222 | 0 | 0 | 0 | 0 | 0 | 0 | 464208.337 | 0 | 464208.337 | 0 | 0 | 1132.9803 | 10568.5201 | 8545.3598 | 1730.9056 | 14669.8193 | 0 | 7306.1051 | 6.8394 | 0 | 0 | 0 | 0 | 0 | 0 | 43960.5295 | 0 | 43960.5295 | 0 | 0 | 40.8324 | 380.8873 | 307.9731 | 62.3815 | 528.6973 | 0 | 263.3106 | 0.24649 | 0 | 0 | 0 | 0 | 0 | 0 | 1584.3287 | 0 | 1584.3287 | 0 | 0 | 7.1287 | 1.4439 | 12.2378 | 6.0949 | 0.0057056 | 0 | 8.8164 | 0.94515 | 0 | 0 | 0 | 36.6726 | 36.6726 | 36.6726 | 2
GA_2A_SH_2010_NG | 2A | SH | NG | 1884 | ASHRAE30pct-state-2A | HotelSmall | STD2010 | GA-Savannah-GA | Zone2A | Zone2A(GA-Savannah-GA) | ASHRAE30pct-state-STD2010 | state | GA | 0.0947 | 0.94 | ASHRAE30pct-state-2A_HotelSmall_STD2010_GA-Savannah-GA.table.csv.gz | Small Hotel | Savannah Intl Ap GA USA TMY3 WMO#=722070 | Natural Gas | 19543.989 | 0 | 0 | 0 | 399495.4379 | 0 | 0 | 0 | 0 | 0 | 0 | 471302.0629 | 0 | 0 | 890350.968 | 0 | 890341.4898 | 0 | 0 | 183.7135 | 0 | 0 | 0 | 3755.2571 | 0 | 0 | 0 | 0 | 0 | 0 | 4430.2394 | 0 | 0 | 8369.2991 | 0 | 8369.21 | 0 | 0 | 19.544 | 0 | 0 | 0 | 399.4954 | 0 | 0 | 0 | 0 | 0 | 0 | 471.3021 | 0 | 0 | 890.351 | 0 | 890.3415 | 0 | 0 | 0 | 0 | 9.2472 | 0 | 0 | 0 | 0 | 0.45239 | 10.9093 | 0 | 0 | 20.6088 | 20.609 | 20.6088 | 1
GA_2A_SH_2013_NG | 2A | SH | NG | 2244 | ASHRAE30pct-state-2A | HotelSmall | STD2013 | GA-Savannah-GA | Zone2A | Zone2A(GA-Savannah-GA) | ASHRAE30pct-state-STD2013 | state | GA | 0.0947 | 0.94 | ASHRAE30pct-state-2A_HotelSmall_STD2013_GA-Savannah-GA.table.csv.gz | Small Hotel | Savannah Intl Ap GA USA TMY3 WMO#=722070 | Natural Gas | 18217.045 | 0 | 0 | 0 | 399495.4379 | 0 | 0 | 0 | 0 | 0 | 0 | 471159.8904 | 0 | 0 | 888872.3733 | 0 | 888872.3733 | 0 | 0 | 171.2402 | 0 | 0 | 0 | 3755.2571 | 0 | 0 | 0 | 0 | 0 | 0 | 4428.903 | 0 | 0 | 8355.4003 | 0 | 8355.4003 | 0 | 0 | 18.217 | 0 | 0 | 0 | 399.4954 | 0 | 0 | 0 | 0 | 0 | 0 | 471.1599 | 0 | 0 | 888.8724 | 0 | 888.8724 | 0 | 0 | 0 | 0 | 9.2472 | 0 | 0 | 0 | 0 | 0.42167 | 10.906 | 0 | 0 | 20.5748 | 20.5748 | 20.5748 | 2
LA_2A_SH_2010_EL | 2A | SH | EL | 1937 | ASHRAE30pct-state-2A | HotelSmall | STD2010 | LA-BatonRouge-LA | Zone2A | Zone2A(LA-BatonRouge-LA) | ASHRAE30pct-state-STD2010 | state | LA | 0.0779 | 0.8 | ASHRAE30pct-state-2A_HotelSmall_STD2010_LA-BatonRouge-LA.table.csv.gz | Small Hotel | Baton Rouge Ryan Arpt LA USA TMY3 WMO#=722317 | Electricity | 12227.7779 | 134241.6677 | 114941.6676 | 18291.6668 | 164169.4458 | 0 | 78130.5562 | 72.2222 | 0 | 0 | 0 | 0 | 0 | 0 | 522075.0042 | 0 | 522075.0042 | 0 | 0 | 952.5439 | 10457.4259 | 8953.9559 | 1424.9208 | 12788.7998 | 0 | 6086.3703 | 5.6261 | 0 | 0 | 0 | 0 | 0 | 0 | 40669.6428 | 0 | 40669.6428 | 0 | 0 | 41.733 | 458.1627 | 392.2923 | 62.4289 | 560.3052 | 0 | 266.6572 | 0.24649 | 0 | 0 | 0 | 0 | 0 | 0 | 1781.8258 | 0 | 1781.8258 | 0 | 0 | 9.0804 | 1.445 | 12.9694 | 6.1723 | 0.0057056 | 0 | 10.6051 | 0.966 | 0 | 0 | 0 | 41.2441 | 41.2441 | 41.2441 | 1
LA_2A_SH_2013_EL | 2A | SH | EL | 2297 | ASHRAE30pct-state-2A | HotelSmall | STD2013 | LA-BatonRouge-LA | Zone2A | Zone2A(LA-BatonRouge-LA) | ASHRAE30pct-state-STD2013 | state | LA | 0.0779 | 0.8 | ASHRAE30pct-state-2A_HotelSmall_STD2013_LA-BatonRouge-LA.table.csv.gz | Small Hotel | Baton Rouge Ryan Arpt LA USA TMY3 WMO#=722317 | Electricity | 12397.2223 | 115936.112 | 90361.1118 | 18291.6668 | 154908.3346 | 0 | 76902.7784 | 72.2222 | 0 | 0 | 0 | 0 | 0 | 0 | 468866.6704 | 0 | 468869.4482 | -2.7778 | -2.7778 | 965.7436 | 9031.4231 | 7039.1306 | 1424.9208 | 12067.3593 | 0 | 5990.7264 | 5.6261 | 0 | 0 | 0 | 0 | 0 | 0 | 36524.7136 | 0 | 36524.93 | -0.21639 | -0.21639 | 42.3113 | 395.6864 | 308.3997 | 62.4289 | 528.6973 | 0 | 262.4668 | 0.24649 | 0 | 0 | 0 | 0 | 0 | 0 | 1600.2274 | 0 | 1600.2369 | -0.0094805 | -0.0094805 | 7.1386 | 1.445 | 12.2376 | 6.0753 | 0.0057056 | 0 | 9.159 | 0.97938 | 0 | 0 | 0 | 37.0408 | 37.0406 | 37.0406 | 2
LA_2A_SH_2010_NG | 2A | SH | NG | 1944 | ASHRAE30pct-state-2A | HotelSmall | STD2010 | LA-BatonRouge-LA | Zone2A | Zone2A(LA-BatonRouge-LA) | ASHRAE30pct-state-STD2010 | state | LA | 0.0779 | 0.8 | ASHRAE30pct-state-2A_HotelSmall_STD2010_LA-BatonRouge-LA.table.csv.gz | Small Hotel | Baton Rouge Ryan Arpt LA USA TMY3 WMO#=722317 | Natural Gas | 20681.3696 | 0 | 0 | 0 | 399495.4379 | 0 | 0 | 0 | 0 | 0 | 0 | 471292.5847 | 0 | 0 | 891469.3922 | 0 | 891469.3922 | 0 | 0 | 165.451 | 0 | 0 | 0 | 3195.9635 | 0 | 0 | 0 | 0 | 0 | 0 | 3770.3407 | 0 | 0 | 7131.7551 | 0 | 7131.7551 | 0 | 0 | 20.6814 | 0 | 0 | 0 | 399.4954 | 0 | 0 | 0 | 0 | 0 | 0 | 471.2926 | 0 | 0 | 891.4694 | 0 | 891.4694 | 0 | 0 | 0 | 0 | 9.2472 | 0 | 0 | 0 | 0 | 0.47871 | 10.909 | 0 | 0 | 20.6349 | 20.6349 | 20.6349 | 1
LA_2A_SH_2013_NG | 2A | SH | NG | 2304 | ASHRAE30pct-state-2A | HotelSmall | STD2013 | LA-BatonRouge-LA | Zone2A | Zone2A(LA-BatonRouge-LA) | ASHRAE30pct-state-STD2013 | state | LA | 0.0779 | 0.8 | ASHRAE30pct-state-2A_HotelSmall_STD2013_LA-BatonRouge-LA.table.csv.gz | Small Hotel | Baton Rouge Ryan Arpt LA USA TMY3 WMO#=722317 | Natural Gas | 19420.7728 | 0 | 0 | 0 | 399495.4379 | 0 | 0 | 0 | 0 | 0 | 0 | 471159.8904 | 0 | 0 | 890076.101 | 0 | 890076.101 | 0 | 0 | 155.3662 | 0 | 0 | 0 | 3195.9635 | 0 | 0 | 0 | 0 | 0 | 0 | 3769.2791 | 0 | 0 | 7120.6088 | 0 | 7120.6088 | 0 | 0 | 19.4208 | 0 | 0 | 0 | 399.4954 | 0 | 0 | 0 | 0 | 0 | 0 | 471.1599 | 0 | 0 | 890.0761 | 0 | 890.0761 | 0 | 0 | 0 | 0 | 9.2472 | 0 | 0 | 0 | 0 | 0.44953 | 10.906 | 0 | 0 | 20.6027 | 20.6027 | 20.6027 | 2
MS_2A_SH_2010_EL | 2A | SH | EL | 1997 | ASHRAE30pct-state-2A | HotelSmall | STD2010 | MS-Mobile-AL | Zone2A | Zone2A(MS-Mobile-AL) | ASHRAE30pct-state-STD2010 | state | MS | 0.0928 | 0.72 | ASHRAE30pct-state-2A_HotelSmall_STD2010_MS-Mobile-AL.table.csv.gz | Small Hotel | Mobile Regional Ap AL USA TMY3 WMO#=722230 | Electricity | 11941.6668 | 131583.3344 | 114941.6676 | 18277.7779 | 164169.4458 | 0 | 78102.7784 | 72.2222 | 0 | 0 | 0 | 0 | 0 | 0 | 519088.893 | 0 | 519088.893 | 0 | 0 | 1108.1867 | 12210.9334 | 10666.5868 | 1696.1778 | 15234.9246 | 0 | 7247.9378 | 6.7022 | 0 | 0 | 0 | 0 | 0 | 0 | 48171.4493 | 0 | 48171.4493 | 0 | 0 | 40.7565 | 449.0898 | 392.2923 | 62.3815 | 560.3052 | 0 | 266.5624 | 0.24649 | 0 | 0 | 0 | 0 | 0 | 0 | 1771.6343 | 0 | 1771.6343 | 0 | 0 | 9.0804 | 1.4439 | 12.9694 | 6.1701 | 0.0057056 | 0 | 10.3951 | 0.94339 | 0 | 0 | 0 | 41.0082 | 41.0082 | 41.0082 | 1
MS_2A_SH_2013_EL | 2A | SH | EL | 2355 | ASHRAE30pct-state-2A | HotelSmall | STD2013 | MS-Mobile-AL | Zone2A | Zone2A(MS-Mobile-AL) | ASHRAE30pct-state-STD2013 | state | MS | 0.0928 | 0.72 | ASHRAE30pct-state-2A_HotelSmall_STD2013_MS-Mobile-AL.table.csv.gz | Small Hotel | Mobile Regional Ap AL USA TMY3 WMO#=722230 | Electricity | 12097.2223 | 112905.5565 | 90352.7785 | 18277.7779 | 154908.3346 | 0 | 76961.1117 | 72.2222 | 0 | 0 | 0 | 0 | 0 | 0 | 465575.0037 | 0 | 465575.0037 | 0 | 0 | 1122.6222 | 10477.6356 | 8384.7378 | 1696.1778 | 14375.4934 | 0 | 7141.9912 | 6.7022 | 0 | 0 | 0 | 0 | 0 | 0 | 43205.3603 | 0 | 43205.3603 | 0 | 0 | 41.2874 | 385.3432 | 308.3712 | 62.3815 | 528.6973 | 0 | 262.6659 | 0.24649 | 0 | 0 | 0 | 0 | 0 | 0 | 1588.9931 | 0 | 1588.9931 | 0 | 0 | 7.1379 | 1.4439 | 12.2378 | 6.0799 | 0.0057056 | 0 | 8.9196 | 0.95568 | 0 | 0 | 0 | 36.7805 | 36.7805 | 36.7805 | 2
MS_2A_SH_2010_NG | 2A | SH | NG | 2004 | ASHRAE30pct-state-2A | HotelSmall | STD2010 | MS-Mobile-AL | Zone2A | Zone2A(MS-Mobile-AL) | ASHRAE30pct-state-STD2010 | state | MS | 0.0928 | 0.72 | ASHRAE30pct-state-2A_HotelSmall_STD2010_MS-Mobile-AL.table.csv.gz | Small Hotel | Mobile Regional Ap AL USA TMY3 WMO#=722230 | Natural Gas | 20273.8082 | 0 | 0 | 0 | 399495.4379 | 0 | 0 | 0 | 0 | 0 | 0 | 471330.4974 | 0 | 0 | 891090.2654 | 0 | 891099.7435 | 0 | 0 | 145.9714 | 0 | 0 | 0 | 2876.3672 | 0 | 0 | 0 | 0 | 0 | 0 | 3393.5796 | 0 | 0 | 6415.8499 | 0 | 6415.9182 | 0 | 0 | 20.2738 | 0 | 0 | 0 | 399.4954 | 0 | 0 | 0 | 0 | 0 | 0 | 471.3305 | 0 | 0 | 891.0903 | 0 | 891.0997 | 0 | 0 | 0 | 0 | 9.2472 | 0 | 0 | 0 | 0 | 0.46928 | 10.9099 | 0 | 0 | 20.6264 | 20.6261 | 20.6264 | 1
MS_2A_SH_2013_NG | 2A | SH | NG | 2364 | ASHRAE30pct-state-2A | HotelSmall | STD2013 | MS-Mobile-AL | Zone2A | Zone2A(MS-Mobile-AL) | ASHRAE30pct-state-STD2013 | state | MS | 0.0928 | 0.72 | ASHRAE30pct-state-2A_HotelSmall_STD2013_MS-Mobile-AL.table.csv.gz | Small Hotel | Mobile Regional Ap AL USA TMY3 WMO#=722230 | Natural Gas | 18994.2551 | 0 | 0 | 0 | 399495.4379 | 0 | 0 | 0 | 0 | 0 | 0 | 471169.3685 | 0 | 0 | 889659.0615 | 0 | 889659.0615 | 0 | 0 | 136.7586 | 0 | 0 | 0 | 2876.3672 | 0 | 0 | 0 | 0 | 0 | 0 | 3392.4195 | 0 | 0 | 6405.5452 | 0 | 6405.5452 | 0 | 0 | 18.9943 | 0 | 0 | 0 | 399.4954 | 0 | 0 | 0 | 0 | 0 | 0 | 471.1694 | 0 | 0 | 889.6591 | 0 | 889.6591 | 0 | 0 | 0 | 0 | 9.2472 | 0 | 0 | 0 | 0 | 0.43966 | 10.9062 | 0 | 0 | 20.593 | 20.593 | 20.593 | 2
TX_2A_SH_2010_EL | 2A | SH | EL | 2057 | ASHRAE30pct-state-2A | HotelSmall | STD2010 | TX-Houston-TX | Zone2A | Zone2A(TX-Houston-TX) | ASHRAE30pct-state-STD2010 | state | TX | 0.0817 | 0.67 | ASHRAE30pct-state-2A_HotelSmall_STD2010_TX-Houston-TX.table.csv.gz | Small Hotel | Houston Bush Intercontinental TX USA TMY3 WMO#=722430 | Electricity | 8316.6667 | 143041.6678 | 114941.6676 | 18280.5557 | 164169.4458 | 0 | 78352.7784 | 72.2222 | 0 | 0 | 0 | 0 | 0 | 0 | 527175.0042 | 0 | 527175.0042 | 0 | 0 | 679.4717 | 11686.5043 | 9390.7342 | 1493.5214 | 13412.6437 | 0 | 6401.422 | 5.9006 | 0 | 0 | 0 | 0 | 0 | 0 | 43070.1978 | 0 | 43070.1978 | 0 | 0 | 28.3845 | 488.1968 | 392.2923 | 62.391 | 560.3052 | 0 | 267.4156 | 0.24649 | 0 | 0 | 0 | 0 | 0 | 0 | 1799.2319 | 0 | 1799.2319 | 0 | 0 | 9.0804 | 1.4442 | 12.9694 | 6.1899 | 0.0057056 | 0 | 11.3003 | 0.65702 | 0 | 0 | 0 | 41.647 | 41.647 | 41.647 | 1
TX_2A_SH_2013_EL | 2A | SH | EL | 2415 | ASHRAE30pct-state-2A | HotelSmall | STD2013 | TX-Houston-TX | Zone2A | Zone2A(TX-Houston-TX) | ASHRAE30pct-state-STD2013 | state | TX | 0.0817 | 0.67 | ASHRAE30pct-state-2A_HotelSmall_STD2013_TX-Houston-TX.table.csv.gz | Small Hotel | Houston Bush Intercontinental TX USA TMY3 WMO#=722430 | Electricity | 8416.6667 | 125263.8899 | 90188.8896 | 18280.5557 | 154908.3346 | 0 | 77250.0006 | 72.2222 | 0 | 0 | 0 | 0 | 0 | 0 | 474380.5594 | 0 | 474380.5594 | 0 | 0 | 687.6417 | 10234.0598 | 7368.4323 | 1493.5214 | 12656.0109 | 0 | 6311.3251 | 5.9006 | 0 | 0 | 0 | 0 | 0 | 0 | 38756.8917 | 0 | 38756.8917 | 0 | 0 | 28.7258 | 427.5218 | 307.8119 | 62.391 | 528.6973 | 0 | 263.6519 | 0.24649 | 0 | 0 | 0 | 0 | 0 | 0 | 1619.0461 | 0 | 1619.0461 | 0 | 0 | 7.1249 | 1.4442 | 12.2378 | 6.1028 | 0.0057056 | 0 | 9.8959 | 0.66492 | 0 | 0 | 0 | 37.4762 | 37.4762 | 37.4762 | 2
TX_2A_SH_2010_NG | 2A | SH | NG | 2064 | ASHRAE30pct-state-2A | HotelSmall | STD2010 | TX-Houston-TX | Zone2A | Zone2A(TX-Houston-TX) | ASHRAE30pct-state-STD2010 | state | TX | 0.0817 | 0.67 | ASHRAE30pct-state-2A_HotelSmall_STD2010_TX-Houston-TX.table.csv.gz | Small Hotel | Houston Bush Intercontinental TX USA TMY3 WMO#=722430 | Natural Gas | 14785.9471 | 0 | 0 | 0 | 399495.4379 | 0 | 0 | 0 | 0 | 0 | 0 | 471226.2376 | 0 | 0 | 885507.6225 | 0 | 885507.6225 | 0 | 0 | 99.0658 | 0 | 0 | 0 | 2676.6194 | 0 | 0 | 0 | 0 | 0 | 0 | 3157.2158 | 0 | 0 | 5932.9011 | 0 | 5932.9011 | 0 | 0 | 14.7859 | 0 | 0 | 0 | 399.4954 | 0 | 0 | 0 | 0 | 0 | 0 | 471.2262 | 0 | 0 | 885.5076 | 0 | 885.5076 | 0 | 0 | 0 | 0 | 9.2472 | 0 | 0 | 0 | 0 | 0.34225 | 10.9075 | 0 | 0 | 20.4969 | 20.4969 | 20.4969 | 1
TX_2A_SH_2013_NG | 2A | SH | NG | 2424 | ASHRAE30pct-state-2A | HotelSmall | STD2013 | TX-Houston-TX | Zone2A | Zone2A(TX-Houston-TX) | ASHRAE30pct-state-STD2013 | state | TX | 0.0817 | 0.67 | ASHRAE30pct-state-2A_HotelSmall_STD2013_TX-Houston-TX.table.csv.gz | Small Hotel | Houston Bush Intercontinental TX USA TMY3 WMO#=722430 | Natural Gas | 13790.7391 | 0 | 0 | 0 | 399495.4379 | 0 | 0 | 0 | 0 | 0 | 0 | 471103.0213 | 0 | 0 | 884389.1983 | 0 | 884389.1983 | 0 | 0 | 92.398 | 0 | 0 | 0 | 2676.6194 | 0 | 0 | 0 | 0 | 0 | 0 | 3156.3902 | 0 | 0 | 5925.4076 | 0 | 5925.4076 | 0 | 0 | 13.7907 | 0 | 0 | 0 | 399.4954 | 0 | 0 | 0 | 0 | 0 | 0 | 471.103 | 0 | 0 | 884.3892 | 0 | 884.3892 | 0 | 0 | 0 | 0 | 9.2472 | 0 | 0 | 0 | 0 | 0.31922 | 10.9047 | 0 | 0 | 20.471 | 20.471 | 20.471 | 2
AZ_2B_SH_2010_EL | 2B | SH | EL | 2655 | ASHRAE30pct-state-2B | HotelSmall | STD2010 | AZ-Phoenix-AZ | Zone2B | Zone2B(AZ-Phoenix-AZ) | ASHRAE30pct-state-STD2010 | state | AZ | 0.0954 | 0.95 | ASHRAE30pct-state-2B_HotelSmall_STD2010_AZ-Phoenix-AZ.table.csv.gz | Small Hotel | Phoenix Sky Harbor Intl Ap AZ USA TMY3 WMO#=722780 | Electricity | 3200 | 152838.8901 | 114941.6676 | 18269.4446 | 164169.4458 | 0 | 81222.2229 | 72.2222 | 0 | 0 | 0 | 0 | 0 | 0 | 534711.1154 | 0 | 534713.8932 | -2.7778 | -2.7778 | 305.28 | 14580.8301 | 10965.4351 | 1742.905 | 15661.7651 | 0 | 7748.6001 | 6.89 | 0 | 0 | 0 | 0 | 0 | 0 | 51011.4404 | 0 | 51011.7054 | -0.265 | -0.265 | 10.9215 | 521.6344 | 392.2923 | 62.353 | 560.3052 | 0 | 277.2089 | 0.24649 | 0 | 0 | 0 | 0 | 0 | 0 | 1824.9525 | 0 | 1824.9619 | -0.0094805 | -0.0094805 | 9.0804 | 1.4433 | 12.9692 | 6.4166 | 0.0057056 | 0 | 12.0743 | 0.2528 | 0 | 0 | 0 | 42.2425 | 42.2423 | 42.2423 | 1
AZ_2B_SH_2013_EL | 2B | SH | EL | 2835 | ASHRAE30pct-state-2B | HotelSmall | STD2013 | AZ-Phoenix-AZ | Zone2B | Zone2B(AZ-Phoenix-AZ) | ASHRAE30pct-state-STD2013 | state | AZ | 0.0954 | 0.95 | ASHRAE30pct-state-2B_HotelSmall_STD2013_AZ-Phoenix-AZ.table.csv.gz | Small Hotel | Phoenix Sky Harbor Intl Ap AZ USA TMY3 WMO#=722780 | Electricity | 3272.2222 | 135244.4455 | 90508.3341 | 18269.4446 | 154908.3346 | 0 | 79472.2229 | 72.2222 | 0 | 0 | 0 | 0 | 0 | 0 | 481747.2261 | 0 | 481747.2261 | 5.8208e-11 | 5.8208e-11 | 312.17 | 12902.3201 | 8634.4951 | 1742.905 | 14778.2551 | 0 | 7581.6501 | 6.89 | 0 | 0 | 0 | 0 | 0 | 0 | 45958.6854 | 0 | 45958.6854 | 5.553e-12 | 5.553e-12 | 11.168 | 461.5851 | 308.9021 | 62.353 | 528.6973 | 0 | 271.2362 | 0.24649 | 0 | 0 | 0 | 0 | 0 | 0 | 1644.1883 | 0 | 1644.1883 | 1.9866e-13 | 1.9866e-13 | 7.1502 | 1.4433 | 12.2378 | 6.2783 | 0.0057056 | 0 | 10.6843 | 0.25851 | 0 | 0 | 0 | 38.0582 | 38.0582 | 38.0582 | 2
AZ_2B_SH_2010_NG | 2B | SH | NG | 2664 | ASHRAE30pct-state-2B | HotelSmall | STD2010 | AZ-Phoenix-AZ | Zone2B | Zone2B(AZ-Phoenix-AZ) | ASHRAE30pct-state-STD2010 | state | AZ | 0.0954 | 0.95 | ASHRAE30pct-state-2B_HotelSmall_STD2010_AZ-Phoenix-AZ.table.csv.gz | Small Hotel | Phoenix Sky Harbor Intl Ap AZ USA TMY3 WMO#=722780 | Natural Gas | 4966.5617 | 0 | 0 | 0 | 399495.4379 | 0 | 0 | 0 | 0 | 0 | 0 | 439076.2808 | 0 | 0 | 843538.2805 | 0 | 843538.2805 | 0 | 0 | 47.1823 | 0 | 0 | 0 | 3795.2067 | 0 | 0 | 0 | 0 | 0 | 0 | 4171.2247 | 0 | 0 | 8013.6137 | 0 | 8013.6137 | 0 | 0 | 4.9666 | 0 | 0 | 0 | 399.4954 | 0 | 0 | 0 | 0 | 0 | 0 | 439.0763 | 0 | 0 | 843.5383 | 0 | 843.5383 | 0 | 0 | 0 | 0 | 9.2472 | 0 | 0 | 0 | 0 | 0.11496 | 10.1633 | 0 | 0 | 19.5254 | 19.5254 | 19.5254 | 1
AZ_2B_SH_2013_NG | 2B | SH | NG | 2844 | ASHRAE30pct-state-2B | HotelSmall | STD2013 | AZ-Phoenix-AZ | Zone2B | Zone2B(AZ-Phoenix-AZ) | ASHRAE30pct-state-STD2013 | state | AZ | 0.0954 | 0.95 | ASHRAE30pct-state-2B_HotelSmall_STD2013_AZ-Phoenix-AZ.table.csv.gz | Small Hotel | Phoenix Sky Harbor Intl Ap AZ USA TMY3 WMO#=722780 | Natural Gas | 4758.0419 | 0 | 0 | 0 | 399495.4379 | 0 | 0 | 0 | 0 | 0 | 0 | 439028.89 | 0 | 0 | 843272.8917 | 0 | 843282.3698 | 0 | 0 | 45.2014 | 0 | 0 | 0 | 3795.2067 | 0 | 0 | 0 | 0 | 0 | 0 | 4170.7745 | 0 | 0 | 8011.0925 | 0 | 8011.1825 | 0 | 0 | 4.758 | 0 | 0 | 0 | 399.4954 | 0 | 0 | 0 | 0 | 0 | 0 | 439.0289 | 0 | 0 | 843.2729 | 0 | 843.2824 | 0 | 0 | 0 | 0 | 9.2472 | 0 | 0 | 0 | 0 | 0.11013 | 10.1622 | 0 | 0 | 19.5195 | 19.5193 | 19.5195 | 2
CA_2B_SH_2010_EL | 2B | SH | EL | 2715 | ASHRAE30pct-state-2B | HotelSmall | STD2010 | CA-Tucson-AZ | Zone2B | Zone2B(CA-Tucson-AZ) | ASHRAE30pct-state-STD2010 | state | CA | 0.136 | 0.7 | ASHRAE30pct-state-2B_HotelSmall_STD2010_CA-Tucson-AZ.table.csv.gz | Small Hotel | Tucson International Ap AZ USA TMY3 WMO#=722740 | Electricity | 6708.3334 | 120580.5565 | 114941.6676 | 18291.6668 | 164169.4458 | 0 | 81819.4451 | 72.2222 | 0 | 0 | 0 | 0 | 0 | 0 | 506583.3374 | 0 | 506583.3374 | 5.8208e-11 | 5.8208e-11 | 912.3333 | 16398.9557 | 15632.0668 | 2487.6667 | 22327.0446 | 0 | 11127.4445 | 9.8222 | 0 | 0 | 0 | 0 | 0 | 0 | 68895.3339 | 0 | 68895.3339 | 7.9162e-12 | 7.9162e-12 | 22.8953 | 411.5377 | 392.2923 | 62.4289 | 560.3052 | 0 | 279.2472 | 0.24649 | 0 | 0 | 0 | 0 | 0 | 0 | 1728.9532 | 0 | 1728.9532 | 1.9866e-13 | 1.9866e-13 | 9.0804 | 1.445 | 12.9694 | 6.4638 | 0.0057056 | 0 | 9.5259 | 0.52996 | 0 | 0 | 0 | 40.0202 | 40.0202 | 40.0202 | 1
CA_2B_SH_2013_EL | 2B | SH | EL | 2895 | ASHRAE30pct-state-2B | HotelSmall | STD2013 | CA-Tucson-AZ | Zone2B | Zone2B(CA-Tucson-AZ) | ASHRAE30pct-state-STD2013 | state | CA | 0.136 | 0.7 | ASHRAE30pct-state-2B_HotelSmall_STD2013_CA-Tucson-AZ.table.csv.gz | Small Hotel | Tucson International Ap AZ USA TMY3 WMO#=722740 | Electricity | 6700.0001 | 106719.4453 | 90838.8896 | 18291.6668 | 154908.3346 | 0 | 80147.2229 | 72.2222 | 0 | 0 | 0 | 0 | 0 | 0 | 457677.7814 | 0 | 457677.7814 | 0 | 0 | 911.2 | 14513.8446 | 12354.089 | 2487.6667 | 21067.5335 | 0 | 10900.0223 | 9.8222 | 0 | 0 | 0 | 0 | 0 | 0 | 62244.1783 | 0 | 62244.1783 | 0 | 0 | 22.8669 | 364.2302 | 310.0303 | 62.4289 | 528.6973 | 0 | 273.54 | 0.24649 | 0 | 0 | 0 | 0 | 0 | 0 | 1562.0401 | 0 | 1562.0401 | 0 | 0 | 7.1763 | 1.445 | 12.2378 | 6.3317 | 0.0057056 | 0 | 8.4309 | 0.5293 | 0 | 0 | 0 | 36.1567 | 36.1567 | 36.1567 | 2
CA_2B_SH_2010_NG | 2B | SH | NG | 2724 | ASHRAE30pct-state-2B | HotelSmall | STD2010 | CA-Tucson-AZ | Zone2B | Zone2B(CA-Tucson-AZ) | ASHRAE30pct-state-STD2010 | state | CA | 0.136 | 0.7 | ASHRAE30pct-state-2B_HotelSmall_STD2010_CA-Tucson-AZ.table.csv.gz | Small Hotel | Tucson International Ap AZ USA TMY3 WMO#=722740 | Natural Gas | 10179.5559 | 0 | 0 | 0 | 399495.4379 | 0 | 0 | 0 | 0 | 0 | 0 | 439341.6696 | 0 | 0 | 849016.6634 | 0 | 849016.6634 | 0 | 0 | 71.2569 | 0 | 0 | 0 | 2796.4681 | 0 | 0 | 0 | 0 | 0 | 0 | 3075.3917 | 0 | 0 | 5943.1166 | 0 | 5943.1166 | 0 | 0 | 10.1796 | 0 | 0 | 0 | 399.4954 | 0 | 0 | 0 | 0 | 0 | 0 | 439.3417 | 0 | 0 | 849.0167 | 0 | 849.0167 | 0 | 0 | 0 | 0 | 9.2472 | 0 | 0 | 0 | 0 | 0.23563 | 10.1695 | 0 | 0 | 19.6523 | 19.6523 | 19.6523 | 1
CA_2B_SH_2013_NG | 2B | SH | NG | 2904 | ASHRAE30pct-state-2B | HotelSmall | STD2013 | CA-Tucson-AZ | Zone2B | Zone2B(CA-Tucson-AZ) | ASHRAE30pct-state-STD2013 | state | CA | 0.136 | 0.7 | ASHRAE30pct-state-2B_HotelSmall_STD2013_CA-Tucson-AZ.table.csv.gz | Small Hotel | Tucson International Ap AZ USA TMY3 WMO#=722740 | Natural Gas | 9468.693 | 0 | 0 | 0 | 399495.4379 | 0 | 0 | 0 | 0 | 0 | 0 | 439237.4098 | 0 | 0 | 848201.5407 | 0 | 848201.5407 | 0 | 0 | 66.2809 | 0 | 0 | 0 | 2796.4681 | 0 | 0 | 0 | 0 | 0 | 0 | 3074.6619 | 0 | 0 | 5937.4108 | 0 | 5937.4108 | 0 | 0 | 9.4687 | 0 | 0 | 0 | 399.4954 | 0 | 0 | 0 | 0 | 0 | 0 | 439.2374 | 0 | 0 | 848.2015 | 0 | 848.2015 | 0 | 0 | 0 | 0 | 9.2472 | 0 | 0 | 0 | 0 | 0.21917 | 10.1671 | 0 | 0 | 19.6334 | 19.6334 | 19.6334 | 2
TX_2B_SH_2010_EL | 2B | SH | EL | 2775 | ASHRAE30pct-state-2B | HotelSmall | STD2010 | TX-SanAntonio-TX | Zone2B | Zone2B(TX-SanAntonio-TX) | ASHRAE30pct-state-STD2010 | state | TX | 0.0817 | 0.67 | ASHRAE30pct-state-2B_HotelSmall_STD2010_TX-SanAntonio-TX.table.csv.gz | Small Hotel | San Antonio Intl Ap TX USA TMY3 WMO#=722530 | Electricity | 8600.0001 | 142472.2234 | 114941.6676 | 18280.5557 | 164169.4458 | 0 | 79663.8895 | 72.2222 | 0 | 0 | 0 | 0 | 0 | 0 | 528200.0042 | 0 | 528200.0042 | 1.1642e-10 | 1.1642e-10 | 702.62 | 11639.9806 | 9390.7342 | 1493.5214 | 13412.6437 | 0 | 6508.5398 | 5.9006 | 0 | 0 | 0 | 0 | 0 | 0 | 43153.9403 | 0 | 43153.9403 | 9.5111e-12 | 9.5111e-12 | 29.3515 | 486.2533 | 392.2923 | 62.391 | 560.3052 | 0 | 271.8904 | 0.24649 | 0 | 0 | 0 | 0 | 0 | 0 | 1802.7302 | 0 | 1802.7302 | 3.9732e-13 | 3.9732e-13 | 9.0804 | 1.4442 | 12.9694 | 6.2935 | 0.0057056 | 0 | 11.2553 | 0.6794 | 0 | 0 | 0 | 41.7279 | 41.7279 | 41.7279 | 1
TX_2B_SH_2013_EL | 2B | SH | EL | 2955 | ASHRAE30pct-state-2B | HotelSmall | STD2013 | TX-SanAntonio-TX | Zone2B | Zone2B(TX-SanAntonio-TX) | ASHRAE30pct-state-STD2013 | state | TX | 0.0817 | 0.67 | ASHRAE30pct-state-2B_HotelSmall_STD2013_TX-SanAntonio-TX.table.csv.gz | Small Hotel | San Antonio Intl Ap TX USA TMY3 WMO#=722530 | Electricity | 8672.2223 | 125738.8899 | 90122.2229 | 18280.5557 | 154908.3346 | 0 | 78308.334 | 72.2222 | 0 | 0 | 0 | 0 | 0 | 0 | 476102.7816 | 0 | 476102.7816 | 0 | 0 | 708.5206 | 10272.8673 | 7362.9856 | 1493.5214 | 12656.0109 | 0 | 6397.7909 | 5.9006 | 0 | 0 | 0 | 0 | 0 | 0 | 38897.5973 | 0 | 38897.5973 | 0 | 0 | 29.598 | 429.1429 | 307.5844 | 62.391 | 528.6973 | 0 | 267.2639 | 0.24649 | 0 | 0 | 0 | 0 | 0 | 0 | 1624.924 | 0 | 1624.924 | 0 | 0 | 7.1197 | 1.4442 | 12.2378 | 6.1864 | 0.0057056 | 0 | 9.9334 | 0.68511 | 0 | 0 | 0 | 37.6122 | 37.6122 | 37.6122 | 2
TX_2B_SH_2010_NG | 2B | SH | NG | 2784 | ASHRAE30pct-state-2B | HotelSmall | STD2010 | TX-SanAntonio-TX | Zone2B | Zone2B(TX-SanAntonio-TX) | ASHRAE30pct-state-STD2010 | state | TX | 0.0817 | 0.67 | ASHRAE30pct-state-2B_HotelSmall_STD2010_TX-SanAntonio-TX.table.csv.gz | Small Hotel | San Antonio Intl Ap TX USA TMY3 WMO#=722530 | Natural Gas | 14094.0406 | 0 | 0 | 0 | 399495.4379 | 0 | 0 | 0 | 0 | 0 | 0 | 439379.5823 | 0 | 0 | 852969.0608 | 0 | 852969.0608 | 0 | 0 | 94.4301 | 0 | 0 | 0 | 2676.6194 | 0 | 0 | 0 | 0 | 0 | 0 | 2943.8432 | 0 | 0 | 5714.8927 | 0 | 5714.8927 | 0 | 0 | 14.094 | 0 | 0 | 0 | 399.4954 | 0 | 0 | 0 | 0 | 0 | 0 | 439.3796 | 0 | 0 | 852.9691 | 0 | 852.9691 | 0 | 0 | 0 | 0 | 9.2472 | 0 | 0 | 0 | 0 | 0.32624 | 10.1704 | 0 | 0 | 19.7437 | 19.7437 | 19.7437 | 1
TX_2B_SH_2013_NG | 2B | SH | NG | 2964 | ASHRAE30pct-state-2B | HotelSmall | STD2013 | TX-SanAntonio-TX | Zone2B | Zone2B(TX-SanAntonio-TX) | ASHRAE30pct-state-STD2013 | state | TX | 0.0817 | 0.67 | ASHRAE30pct-state-2B_HotelSmall_STD2013_TX-SanAntonio-TX.table.csv.gz | Small Hotel | San Antonio Intl Ap TX USA TMY3 WMO#=722530 | Natural Gas | 13117.7889 | 0 | 0 | 0 | 399495.4379 | 0 | 0 | 0 | 0 | 0 | 0 | 439256.3661 | 0 | 0 | 851860.1148 | 0 | 851869.5929 | 0 | 0 | 87.8892 | 0 | 0 | 0 | 2676.6194 | 0 | 0 | 0 | 0 | 0 | 0 | 2943.0177 | 0 | 0 | 5707.4628 | 0 | 5707.5263 | 0 | 0 | 13.1178 | 0 | 0 | 0 | 399.4954 | 0 | 0 | 0 | 0 | 0 | 0 | 439.2564 | 0 | 0 | 851.8601 | 0 | 851.8696 | 0 | 0 | 0 | 0 | 9.2472 | 0 | 0 | 0 | 0 | 0.30364 | 10.1675 | 0 | 0 | 19.7183 | 19.7181 | 19.7183 | 2
AL_3A_SH_2010_EL | 3A | SH | EL | 3615 | ASHRAE30pct-state-3A | HotelSmall | STD2010 | AL-Birmingham-AL | Zone3A | Zone3A(AL-Birmingham-AL) | ASHRAE30pct-state-STD2010 | state | AL | 0.1058 | 1.24 | ASHRAE30pct-state-3A_HotelSmall_STD2010_AL-Birmingham-AL.table.csv.gz | Small Hotel | Birmingham Municipal Ap AL USA TMY3 WMO#=722280 | Electricity | 15605.5557 | 109605.5564 | 114280.5565 | 18277.7779 | 164169.4458 | 0 | 77833.334 | 72.2222 | 0 | 0 | 0 | 0 | 0 | 0 | 499841.6707 | 0 | 499844.4484 | -2.7778 | -2.7778 | 1651.0678 | 11596.2679 | 12090.8829 | 1933.7889 | 17369.1274 | 0 | 8234.7667 | 7.6411 | 0 | 0 | 0 | 0 | 0 | 0 | 52883.2488 | 0 | 52883.5426 | -0.29389 | -0.29389 | 53.2613 | 374.0804 | 390.036 | 62.3815 | 560.3052 | 0 | 265.6428 | 0.24649 | 0 | 0 | 0 | 0 | 0 | 0 | 1705.9441 | 0 | 1705.9536 | -0.0094805 | -0.0094805 | 9.0282 | 1.4439 | 12.9692 | 6.1489 | 0.0057056 | 0 | 8.6589 | 1.2328 | 0 | 0 | 0 | 39.4878 | 39.4876 | 39.4876 | 1
AL_3A_SH_2013_EL | 3A | SH | EL | 4215 | ASHRAE30pct-state-3A | HotelSmall | STD2013 | AL-Birmingham-AL | Zone3A | Zone3A(AL-Birmingham-AL) | ASHRAE30pct-state-STD2013 | state | AL | 0.1058 | 1.24 | ASHRAE30pct-state-3A_HotelSmall_STD2013_AL-Birmingham-AL.table.csv.gz | Small Hotel | Birmingham Municipal Ap AL USA TMY3 WMO#=722280 | Electricity | 18086.1113 | 94008.3341 | 90277.7785 | 18277.7779 | 154908.3346 | 0 | 77230.5562 | 72.2222 | 0 | 0 | 0 | 0 | 0 | 0 | 452861.1147 | 0 | 452861.1147 | 0 | 0 | 1913.5106 | 9946.0817 | 9551.389 | 1933.7889 | 16389.3018 | 0 | 8170.9928 | 7.6411 | 0 | 0 | 0 | 0 | 0 | 0 | 47912.7059 | 0 | 47912.7059 | 0 | 0 | 61.7273 | 320.8475 | 308.1153 | 62.3815 | 528.6973 | 0 | 263.5855 | 0.24649 | 0 | 0 | 0 | 0 | 0 | 0 | 1545.6009 | 0 | 1545.6009 | 0 | 0 | 7.132 | 1.4439 | 12.2378 | 6.1012 | 0.0057056 | 0 | 7.4267 | 1.4288 | 0 | 0 | 0 | 35.7761 | 35.7761 | 35.7761 | 2
AL_3A_SH_2010_NG | 3A | SH | NG | 3624 | ASHRAE30pct-state-3A | HotelSmall | STD2010 | AL-Birmingham-AL | Zone3A | Zone3A(AL-Birmingham-AL) | ASHRAE30pct-state-STD2010 | state | AL | 0.1058 | 1.24 | ASHRAE30pct-state-3A_HotelSmall_STD2010_AL-Birmingham-AL.table.csv.gz | Small Hotel | Birmingham Municipal Ap AL USA TMY3 WMO#=722280 | Natural Gas | 28254.4283 | 0 | 0 | 0 | 399495.4379 | 0 | 0 | 0 | 0 | 0 | 0 | 514058.0932 | 0 | 0 | 941798.4813 | 0 | 941807.9595 | 0 | 0 | 350.3549 | 0 | 0 | 0 | 4953.7434 | 0 | 0 | 0 | 0 | 0 | 0 | 6374.3204 | 0 | 0 | 11678.3012 | 0 | 11678.4187 | 0 | 0 | 28.2544 | 0 | 0 | 0 | 399.4954 | 0 | 0 | 0 | 0 | 0 | 0 | 514.0581 | 0 | 0 | 941.7985 | 0 | 941.808 | 0 | 0 | 0 | 0 | 9.2472 | 0 | 0 | 0 | 0 | 0.65401 | 11.8989 | 0 | 0 | 21.8001 | 21.7999 | 21.8001 | 1
AL_3A_SH_2013_NG | 3A | SH | NG | 4224 | ASHRAE30pct-state-3A | HotelSmall | STD2013 | AL-Birmingham-AL | Zone3A | Zone3A(AL-Birmingham-AL) | ASHRAE30pct-state-STD2013 | state | AL | 0.1058 | 1.24 | ASHRAE30pct-state-3A_HotelSmall_STD2013_AL-Birmingham-AL.table.csv.gz | Small Hotel | Birmingham Municipal Ap AL USA TMY3 WMO#=722280 | Natural Gas | 30633.4493 | 0 | 0 | 0 | 399495.4379 | 0 | 0 | 0 | 0 | 0 | 0 | 514105.4841 | 0 | 0 | 944234.3713 | 0 | 944234.3713 | 0 | 0 | 379.8548 | 0 | 0 | 0 | 4953.7434 | 0 | 0 | 0 | 0 | 0 | 0 | 6374.908 | 0 | 0 | 11708.5062 | 0 | 11708.5062 | 0 | 0 | 30.6334 | 0 | 0 | 0 | 399.4954 | 0 | 0 | 0 | 0 | 0 | 0 | 514.1055 | 0 | 0 | 944.2344 | 0 | 944.2344 | 0 | 0 | 0 | 0 | 9.2472 | 0 | 0 | 0 | 0 | 0.70907 | 11.9 | 0 | 0 | 21.8563 | 21.8563 | 21.8563 | 2
AR_3A_SH_2010_EL | 3A | SH | EL | 3675 | ASHRAE30pct-state-3A | HotelSmall | STD2010 | AR-Little-Rock-AR | Zone3A | Zone3A(AR-Little-Rock-AR) | ASHRAE30pct-state-STD2010 | state | AR | 0.0768 | 0.77 | ASHRAE30pct-state-3A_HotelSmall_STD2010_AR-Little-Rock-AR.table.csv.gz | Small Hotel | Little Rock Adams Field AR USA TMY3 WMO#=723403 | Electricity | 25838.8891 | 110705.5564 | 114300.0009 | 18288.889 | 164169.4458 | 0 | 77944.4451 | 72.2222 | 0 | 0 | 0 | 0 | 0 | 0 | 511322.2263 | 0 | 511319.4485 | 2.7778 | 2.7778 | 1984.4267 | 8502.1867 | 8778.2401 | 1404.5867 | 12608.2134 | 0 | 5986.1334 | 5.5467 | 0 | 0 | 0 | 0 | 0 | 0 | 39269.547 | 0 | 39269.3336 | 0.21333 | 0.21333 | 88.1873 | 377.8346 | 390.1024 | 62.4194 | 560.3052 | 0 | 266.022 | 0.24649 | 0 | 0 | 0 | 0 | 0 | 0 | 1745.1269 | 0 | 1745.1174 | 0.0094805 | 0.0094805 | 9.0297 | 1.4448 | 12.9696 | 6.1576 | 0.0057056 | 0 | 8.7458 | 2.0413 | 0 | 0 | 0 | 40.3944 | 40.3946 | 40.3946 | 1
AR_3A_SH_2013_EL | 3A | SH | EL | 4275 | ASHRAE30pct-state-3A | HotelSmall | STD2013 | AR-Little-Rock-AR | Zone3A | Zone3A(AR-Little-Rock-AR) | ASHRAE30pct-state-STD2013 | state | AR | 0.0768 | 0.77 | ASHRAE30pct-state-3A_HotelSmall_STD2013_AR-Little-Rock-AR.table.csv.gz | Small Hotel | Little Rock Adams Field AR USA TMY3 WMO#=723403 | Electricity | 29372.2225 | 95747.223 | 90316.6674 | 18288.889 | 154908.3346 | 0 | 77375.0006 | 72.2222 | 0 | 0 | 0 | 0 | 0 | 0 | 466080.5593 | 0 | 466080.5593 | 0 | 0 | 2255.7867 | 7353.3867 | 6936.3201 | 1404.5867 | 11896.9601 | 0 | 5942.4 | 5.5467 | 0 | 0 | 0 | 0 | 0 | 0 | 35794.987 | 0 | 35794.987 | 0 | 0 | 100.2465 | 326.7823 | 308.248 | 62.4194 | 528.6973 | 0 | 264.0785 | 0.24649 | 0 | 0 | 0 | 0 | 0 | 0 | 1590.7185 | 0 | 1590.7185 | 0 | 0 | 7.135 | 1.4448 | 12.2378 | 6.1126 | 0.0057056 | 0 | 7.5641 | 2.3204 | 0 | 0 | 0 | 36.8205 | 36.8205 | 36.8205 | 2
AR_3A_SH_2010_NG | 3A | SH | NG | 3684 | ASHRAE30pct-state-3A | HotelSmall | STD2010 | AR-Little-Rock-AR | Zone3A | Zone3A(AR-Little-Rock-AR) | ASHRAE30pct-state-STD2010 | state | AR | 0.0768 | 0.77 | ASHRAE30pct-state-3A_HotelSmall_STD2010_AR-Little-Rock-AR.table.csv.gz | Small Hotel | Little Rock Adams Field AR USA TMY3 WMO#=723403 | Natural Gas | 40689.789 | 0 | 0 | 0 | 399495.4379 | 0 | 0 | 0 | 0 | 0 | 0 | 514124.4404 | 0 | 0 | 954309.6673 | 0 | 954309.6673 | 0 | 0 | 313.3114 | 0 | 0 | 0 | 3076.1149 | 0 | 0 | 0 | 0 | 0 | 0 | 3958.7582 | 0 | 0 | 7348.1844 | 0 | 7348.1844 | 0 | 0 | 40.6898 | 0 | 0 | 0 | 399.4954 | 0 | 0 | 0 | 0 | 0 | 0 | 514.1244 | 0 | 0 | 954.3097 | 0 | 954.3097 | 0 | 0 | 0 | 0 | 9.2472 | 0 | 0 | 0 | 0 | 0.94185 | 11.9005 | 0 | 0 | 22.0895 | 22.0895 | 22.0895 | 1
AR_3A_SH_2013_NG | 3A | SH | NG | 4284 | ASHRAE30pct-state-3A | HotelSmall | STD2013 | AR-Little-Rock-AR | Zone3A | Zone3A(AR-Little-Rock-AR) | ASHRAE30pct-state-STD2013 | state | AR | 0.0768 | 0.77 | ASHRAE30pct-state-3A_HotelSmall_STD2013_AR-Little-Rock-AR.table.csv.gz | Small Hotel | Little Rock Adams Field AR USA TMY3 WMO#=723403 | Natural Gas | 43713.3256 | 0 | 0 | 0 | 399495.4379 | 0 | 0 | 0 | 0 | 0 | 0 | 514171.8313 | 0 | 0 | 957380.5947 | 0 | 957380.5947 | 0 | 0 | 336.5926 | 0 | 0 | 0 | 3076.1149 | 0 | 0 | 0 | 0 | 0 | 0 | 3959.1231 | 0 | 0 | 7371.8306 | 0 | 7371.8306 | 0 | 0 | 43.7133 | 0 | 0 | 0 | 399.4954 | 0 | 0 | 0 | 0 | 0 | 0 | 514.1718 | 0 | 0 | 957.3806 | 0 | 957.3806 | 0 | 0 | 0 | 0 | 9.2472 | 0 | 0 | 0 | 0 | 1.0118 | 11.9016 | 0 | 0 | 22.1606 | 22.1606 | 22.1606 | 2
GA_3A_SH_2010_EL | 3A | SH | EL | 3735 | ASHRAE30pct-state-3A | HotelSmall | STD2010 | GA-Atlanta-GA | Zone3A | Zone3A(GA-Atlanta-GA) | ASHRAE30pct-state-STD2010 | state | GA | 0.0947 | 0.94 | ASHRAE30pct-state-3A_HotelSmall_STD2010_GA-Atlanta-GA.table.csv.gz | Small Hotel | Atlanta Hartsfield Intl Ap GA USA TMY3 WMO#=722190 | Electricity | 19052.7779 | 104516.6675 | 114277.7787 | 18305.5557 | 164169.4458 | 0 | 78122.2228 | 72.2222 | 0 | 0 | 0 | 0 | 0 | 0 | 498516.6707 | 0 | 498516.6707 | 0 | 0 | 1804.2981 | 9897.7284 | 10822.1056 | 1733.5361 | 15546.8465 | 0 | 7398.1745 | 6.8394 | 0 | 0 | 0 | 0 | 0 | 0 | 47209.5287 | 0 | 47209.5287 | 0 | 0 | 65.0265 | 356.7121 | 390.0265 | 62.4763 | 560.3052 | 0 | 266.6287 | 0.24649 | 0 | 0 | 0 | 0 | 0 | 0 | 1701.4219 | 0 | 1701.4219 | 0 | 0 | 9.028 | 1.4461 | 12.9694 | 6.1717 | 0.0057056 | 0 | 8.2568 | 1.5052 | 0 | 0 | 0 | 39.3829 | 39.3829 | 39.3829 | 1
GA_3A_SH_2013_EL | 3A | SH | EL | 4335 | ASHRAE30pct-state-3A | HotelSmall | STD2013 | GA-Atlanta-GA | Zone3A | Zone3A(GA-Atlanta-GA) | ASHRAE30pct-state-STD2013 | state | GA | 0.0947 | 0.94 | ASHRAE30pct-state-3A_HotelSmall_STD2013_GA-Atlanta-GA.table.csv.gz | Small Hotel | Atlanta Hartsfield Intl Ap GA USA TMY3 WMO#=722190 | Electricity | 21983.3335 | 89394.4452 | 90308.3341 | 18305.5557 | 154908.3346 | 0 | 77513.8895 | 72.2222 | 0 | 0 | 0 | 0 | 0 | 0 | 452483.337 | 0 | 452486.1147 | -2.7778 | -2.7778 | 2081.8217 | 8465.654 | 8552.1992 | 1733.5361 | 14669.8193 | 0 | 7340.5653 | 6.8394 | 0 | 0 | 0 | 0 | 0 | 0 | 42850.172 | 0 | 42850.4351 | -0.26306 | -0.26306 | 75.0284 | 305.1005 | 308.2195 | 62.4763 | 528.6973 | 0 | 264.5525 | 0.24649 | 0 | 0 | 0 | 0 | 0 | 0 | 1544.3116 | 0 | 1544.3211 | -0.0094805 | -0.0094805 | 7.1344 | 1.4461 | 12.2376 | 6.1236 | 0.0057056 | 0 | 7.0622 | 1.7367 | 0 | 0 | 0 | 35.7465 | 35.7463 | 35.7463 | 2
GA_3A_SH_2010_NG | 3A | SH | NG | 3744 | ASHRAE30pct-state-3A | HotelSmall | STD2010 | GA-Atlanta-GA | Zone3A | Zone3A(GA-Atlanta-GA) | ASHRAE30pct-state-STD2010 | state | GA | 0.0947 | 0.94 | ASHRAE30pct-state-3A_HotelSmall_STD2010_GA-Atlanta-GA.table.csv.gz | Small Hotel | Atlanta Hartsfield Intl Ap GA USA TMY3 WMO#=722190 | Natural Gas | 29884.6738 | 0 | 0 | 0 | 399495.4379 | 0 | 0 | 0 | 0 | 0 | 0 | 514124.4404 | 0 | 0 | 943504.5521 | 0 | 943504.5521 | 0 | 0 | 280.9159 | 0 | 0 | 0 | 3755.2571 | 0 | 0 | 0 | 0 | 0 | 0 | 4832.7697 | 0 | 0 | 8868.9428 | 0 | 8868.9428 | 0 | 0 | 29.8847 | 0 | 0 | 0 | 399.4954 | 0 | 0 | 0 | 0 | 0 | 0 | 514.1244 | 0 | 0 | 943.5046 | 0 | 943.5046 | 0 | 0 | 0 | 0 | 9.2472 | 0 | 0 | 0 | 0 | 0.69174 | 11.9005 | 0 | 0 | 21.8394 | 21.8394 | 21.8394 | 1
GA_3A_SH_2013_NG | 3A | SH | NG | 4344 | ASHRAE30pct-state-3A | HotelSmall | STD2013 | GA-Atlanta-GA | Zone3A | Zone3A(GA-Atlanta-GA) | ASHRAE30pct-state-STD2013 | state | GA | 0.0947 | 0.94 | ASHRAE30pct-state-3A_HotelSmall_STD2013_GA-Atlanta-GA.table.csv.gz | Small Hotel | Atlanta Hartsfield Intl Ap GA USA TMY3 WMO#=722190 | Natural Gas | 32424.8237 | 0 | 0 | 0 | 399495.4379 | 0 | 0 | 0 | 0 | 0 | 0 | 514171.8313 | 0 | 0 | 946092.0928 | 0 | 946092.0928 | 0 | 0 | 304.7933 | 0 | 0 | 0 | 3755.2571 | 0 | 0 | 0 | 0 | 0 | 0 | 4833.2152 | 0 | 0 | 8893.2657 | 0 | 8893.2657 | 0 | 0 | 32.4248 | 0 | 0 | 0 | 399.4954 | 0 | 0 | 0 | 0 | 0 | 0 | 514.1718 | 0 | 0 | 946.0921 | 0 | 946.0921 | 0 | 0 | 0 | 0 | 9.2472 | 0 | 0 | 0 | 0 | 0.75054 | 11.9016 | 0 | 0 | 21.8993 | 21.8993 | 21.8993 | 2
LA_3A_SH_2010_EL | 3A | SH | EL | 3795 | ASHRAE30pct-state-3A | HotelSmall | STD2010 | LA-Shreveport-LA | Zone3A | Zone3A(LA-Shreveport-LA) | ASHRAE30pct-state-STD2010 | state | LA | 0.0779 | 0.8 | ASHRAE30pct-state-3A_HotelSmall_STD2010_LA-Shreveport-LA.table.csv.gz | Small Hotel | Shreveport Regional Arpt LA USA TMY3 WMO#=722480 | Electricity | 14577.7779 | 123050.001 | 114275.0009 | 18286.1113 | 164169.4458 | 0 | 77741.6673 | 72.2222 | 0 | 0 | 0 | 0 | 0 | 0 | 512169.4485 | 0 | 512172.2263 | -2.7778 | -2.7778 | 1135.6089 | 9585.5951 | 8902.0226 | 1424.4881 | 12788.7998 | 0 | 6056.0759 | 5.6261 | 0 | 0 | 0 | 0 | 0 | 0 | 39898 | 0 | 39898.2164 | -0.21639 | -0.21639 | 49.7535 | 419.9658 | 390.017 | 62.4099 | 560.3052 | 0 | 265.3299 | 0.24649 | 0 | 0 | 0 | 0 | 0 | 0 | 1748.0185 | 0 | 1748.0279 | -0.0094805 | -0.0094805 | 9.0278 | 1.4446 | 12.9692 | 6.1416 | 0.0057056 | 0 | 9.721 | 1.1516 | 0 | 0 | 0 | 40.4617 | 40.4615 | 40.4615 | 1
LA_3A_SH_2013_EL | 3A | SH | EL | 4395 | ASHRAE30pct-state-3A | HotelSmall | STD2013 | LA-Shreveport-LA | Zone3A | Zone3A(LA-Shreveport-LA) | ASHRAE30pct-state-STD2013 | state | LA | 0.0779 | 0.8 | ASHRAE30pct-state-3A_HotelSmall_STD2013_LA-Shreveport-LA.table.csv.gz | Small Hotel | Shreveport Regional Arpt LA USA TMY3 WMO#=722480 | Electricity | 16811.1112 | 107916.6675 | 90252.7785 | 18286.1113 | 154908.3346 | 0 | 77294.4451 | 72.2222 | 0 | 0 | 0 | 0 | 0 | 0 | 465541.6704 | 0 | 465541.6704 | 0 | 0 | 1309.5856 | 8406.7084 | 7030.6914 | 1424.4881 | 12067.3593 | 0 | 6021.2373 | 5.6261 | 0 | 0 | 0 | 0 | 0 | 0 | 36265.6961 | 0 | 36265.6961 | 0 | 0 | 57.3758 | 368.3162 | 308.0299 | 62.4099 | 528.6973 | 0 | 263.8035 | 0.24649 | 0 | 0 | 0 | 0 | 0 | 0 | 1588.8793 | 0 | 1588.8793 | 0 | 0 | 7.13 | 1.4446 | 12.2378 | 6.1063 | 0.0057056 | 0 | 8.5254 | 1.3281 | 0 | 0 | 0 | 36.7779 | 36.7779 | 36.7779 | 2
LA_3A_SH_2010_NG | 3A | SH | NG | 3804 | ASHRAE30pct-state-3A | HotelSmall | STD2010 | LA-Shreveport-LA | Zone3A | Zone3A(LA-Shreveport-LA) | ASHRAE30pct-state-STD2010 | state | LA | 0.0779 | 0.8 | ASHRAE30pct-state-3A_HotelSmall_STD2010_LA-Shreveport-LA.table.csv.gz | Small Hotel | Shreveport Regional Arpt LA USA TMY3 WMO#=722480 | Natural Gas | 25600.5404 | 0 | 0 | 0 | 399495.4379 | 0 | 0 | 0 | 0 | 0 | 0 | 514001.2242 | 0 | 0 | 939097.2025 | 0 | 939097.2025 | 0 | 0 | 204.8043 | 0 | 0 | 0 | 3195.9635 | 0 | 0 | 0 | 0 | 0 | 0 | 4112.0098 | 0 | 0 | 7512.7776 | 0 | 7512.7776 | 0 | 0 | 25.6005 | 0 | 0 | 0 | 399.4954 | 0 | 0 | 0 | 0 | 0 | 0 | 514.0012 | 0 | 0 | 939.0972 | 0 | 939.0972 | 0 | 0 | 0 | 0 | 9.2472 | 0 | 0 | 0 | 0 | 0.59258 | 11.8976 | 0 | 0 | 21.7374 | 21.7374 | 21.7374 | 1
LA_3A_SH_2013_NG | 3A | SH | NG | 4404 | ASHRAE30pct-state-3A | HotelSmall | STD2013 | LA-Shreveport-LA | Zone3A | Zone3A(LA-Shreveport-LA) | ASHRAE30pct-state-STD2013 | state | LA | 0.0779 | 0.8 | ASHRAE30pct-state-3A_HotelSmall_STD2013_LA-Shreveport-LA.table.csv.gz | Small Hotel | Shreveport Regional Arpt LA USA TMY3 WMO#=722480 | Natural Gas | 27543.5655 | 0 | 0 | 0 | 399495.4379 | 0 | 0 | 0 | 0 | 0 | 0 | 514039.1369 | 0 | 0 | 941068.6621 | 0 | 941078.1403 | 0 | 0 | 220.3485 | 0 | 0 | 0 | 3195.9635 | 0 | 0 | 0 | 0 | 0 | 0 | 4112.3131 | 0 | 0 | 7528.5493 | 0 | 7528.6251 | 0 | 0 | 27.5436 | 0 | 0 | 0 | 399.4954 | 0 | 0 | 0 | 0 | 0 | 0 | 514.0391 | 0 | 0 | 941.0687 | 0 | 941.0781 | 0 | 0 | 0 | 0 | 9.2472 | 0 | 0 | 0 | 0 | 0.63755 | 11.8985 | 0 | 0 | 21.7832 | 21.783 | 21.7832 | 2
MS_3A_SH_2010_EL | 3A | SH | EL | 3855 | ASHRAE30pct-state-3A | HotelSmall | STD2010 | MS-Jackson-MS | Zone3A | Zone3A(MS-Jackson-MS) | ASHRAE30pct-state-STD2010 | state | MS | 0.0928 | 0.72 | ASHRAE30pct-state-3A_HotelSmall_STD2010_MS-Jackson-MS.table.csv.gz | Small Hotel | Jackson International Ap MS USA TMY3 WMO#=722350 | Electricity | 14830.5557 | 119000.001 | 114272.2231 | 18280.5557 | 164169.4458 | 0 | 77550.0006 | 72.2222 | 0 | 0 | 0 | 0 | 0 | 0 | 508172.2263 | 0 | 508175.0041 | -2.7778 | -2.7778 | 1376.2756 | 11043.2001 | 10604.4623 | 1696.4356 | 15234.9246 | 0 | 7196.6401 | 6.7022 | 0 | 0 | 0 | 0 | 0 | 0 | 47158.3826 | 0 | 47158.6404 | -0.25778 | -0.25778 | 50.6162 | 406.1433 | 390.0076 | 62.391 | 560.3052 | 0 | 264.6757 | 0.24649 | 0 | 0 | 0 | 0 | 0 | 0 | 1734.3761 | 0 | 1734.3855 | -0.0094805 | -0.0094805 | 9.0275 | 1.4442 | 12.9692 | 6.1265 | 0.0057056 | 0 | 9.401 | 1.1716 | 0 | 0 | 0 | 40.146 | 40.1457 | 40.1457 | 1
MS_3A_SH_2013_EL | 3A | SH | EL | 4455 | ASHRAE30pct-state-3A | HotelSmall | STD2013 | MS-Jackson-MS | Zone3A | Zone3A(MS-Jackson-MS) | ASHRAE30pct-state-STD2013 | state | MS | 0.0928 | 0.72 | ASHRAE30pct-state-3A_HotelSmall_STD2013_MS-Jackson-MS.table.csv.gz | Small Hotel | Jackson International Ap MS USA TMY3 WMO#=722350 | Electricity | 17113.889 | 102966.6675 | 90266.6674 | 18280.5557 | 154908.3346 | 0 | 77066.6673 | 72.2222 | 0 | 0 | 0 | 0 | 0 | 0 | 460677.7815 | 0 | 460675.0037 | 2.7778 | 2.7778 | 1588.1689 | 9555.3067 | 8376.7467 | 1696.4356 | 14375.4934 | 0 | 7151.7867 | 6.7022 | 0 | 0 | 0 | 0 | 0 | 0 | 42750.8981 | 0 | 42750.6403 | 0.25778 | 0.25778 | 58.4092 | 351.422 | 308.0773 | 62.391 | 528.6973 | 0 | 263.0261 | 0.24649 | 0 | 0 | 0 | 0 | 0 | 0 | 1572.279 | 0 | 1572.2695 | 0.0094805 | 0.0094805 | 7.1311 | 1.4442 | 12.238 | 6.0883 | 0.0057056 | 0 | 8.1344 | 1.352 | 0 | 0 | 0 | 36.3934 | 36.3937 | 36.3937 | 2
MS_3A_SH_2010_NG | 3A | SH | NG | 3864 | ASHRAE30pct-state-3A | HotelSmall | STD2010 | MS-Jackson-MS | Zone3A | Zone3A(MS-Jackson-MS) | ASHRAE30pct-state-STD2010 | state | MS | 0.0928 | 0.72 | ASHRAE30pct-state-3A_HotelSmall_STD2010_MS-Jackson-MS.table.csv.gz | Small Hotel | Jackson International Ap MS USA TMY3 WMO#=722350 | Natural Gas | 27069.6569 | 0 | 0 | 0 | 399495.4379 | 0 | 0 | 0 | 0 | 0 | 0 | 514010.7023 | 0 | 0 | 940585.2754 | 0 | 940575.7972 | 0 | 0 | 194.9015 | 0 | 0 | 0 | 2876.3672 | 0 | 0 | 0 | 0 | 0 | 0 | 3700.8771 | 0 | 0 | 6772.214 | 0 | 6772.1457 | 0 | 0 | 27.0697 | 0 | 0 | 0 | 399.4954 | 0 | 0 | 0 | 0 | 0 | 0 | 514.0107 | 0 | 0 | 940.5853 | 0 | 940.5758 | 0 | 0 | 0 | 0 | 9.2472 | 0 | 0 | 0 | 0 | 0.62658 | 11.8978 | 0 | 0 | 21.7716 | 21.7718 | 21.7716 | 1
MS_3A_SH_2013_NG | 3A | SH | NG | 4464 | ASHRAE30pct-state-3A | HotelSmall | STD2013 | MS-Jackson-MS | Zone3A | Zone3A(MS-Jackson-MS) | ASHRAE30pct-state-STD2013 | state | MS | 0.0928 | 0.72 | ASHRAE30pct-state-3A_HotelSmall_STD2013_MS-Jackson-MS.table.csv.gz | Small Hotel | Jackson International Ap MS USA TMY3 WMO#=722350 | Natural Gas | 29297.0272 | 0 | 0 | 0 | 399495.4379 | 0 | 0 | 0 | 0 | 0 | 0 | 514058.0932 | 0 | 0 | 942850.5583 | 0 | 942850.5583 | 0 | 0 | 210.9386 | 0 | 0 | 0 | 2876.3672 | 0 | 0 | 0 | 0 | 0 | 0 | 3701.2183 | 0 | 0 | 6788.524 | 0 | 6788.524 | 0 | 0 | 29.297 | 0 | 0 | 0 | 399.4954 | 0 | 0 | 0 | 0 | 0 | 0 | 514.0581 | 0 | 0 | 942.8506 | 0 | 942.8506 | 0 | 0 | 0 | 0 | 9.2472 | 0 | 0 | 0 | 0 | 0.67814 | 11.8989 | 0 | 0 | 21.8242 | 21.8242 | 21.8242 | 2
NC_3A_SH_2010_EL | 3A | SH | EL | 3915 | ASHRAE30pct-state-3A | HotelSmall | STD2010 | NC-Charlotte-NC | Zone3A | Zone3A(NC-Charlotte-NC) | ASHRAE30pct-state-STD2010 | state | NC | 0.0861 | 0.84 | ASHRAE30pct-state-3A_HotelSmall_STD2010_NC-Charlotte-NC.table.csv.gz | Small Hotel | Charlotte Douglas Intl Arpt NC USA TMY3 WMO#=723140 | Electricity | 18619.4446 | 99419.4452 | 114325.0009 | 18283.3335 | 164169.4458 | 0 | 77880.5562 | 72.2222 | 0 | 0 | 0 | 0 | 0 | 0 | 492769.4484 | 0 | 492769.4484 | 0 | 0 | 1603.1342 | 8560.0142 | 9843.3826 | 1574.195 | 14134.9893 | 0 | 6705.5159 | 6.2183 | 0 | 0 | 0 | 0 | 0 | 0 | 42427.4495 | 0 | 42427.4495 | 0 | 0 | 63.5476 | 339.3155 | 390.1877 | 62.4005 | 560.3052 | 0 | 265.8039 | 0.24649 | 0 | 0 | 0 | 0 | 0 | 0 | 1681.8069 | 0 | 1681.8069 | 0 | 0 | 9.0317 | 1.4444 | 12.9694 | 6.1526 | 0.0057056 | 0 | 7.8542 | 1.4709 | 0 | 0 | 0 | 38.9289 | 38.9289 | 38.9289 | 1
NC_3A_SH_2013_EL | 3A | SH | EL | 4515 | ASHRAE30pct-state-3A | HotelSmall | STD2013 | NC-Charlotte-NC | Zone3A | Zone3A(NC-Charlotte-NC) | ASHRAE30pct-state-STD2013 | state | NC | 0.0861 | 0.84 | ASHRAE30pct-state-3A_HotelSmall_STD2013_NC-Charlotte-NC.table.csv.gz | Small Hotel | Charlotte Douglas Intl Arpt NC USA TMY3 WMO#=723140 | Electricity | 21616.6668 | 84891.6673 | 90408.3341 | 18283.3335 | 154908.3346 | 0 | 77258.334 | 72.2222 | 0 | 0 | 0 | 0 | 0 | 0 | 447438.8925 | 0 | 447438.8925 | 0 | 0 | 1861.195 | 7309.1726 | 7784.1576 | 1574.195 | 13337.6076 | 0 | 6651.9426 | 6.2183 | 0 | 0 | 0 | 0 | 0 | 0 | 38524.4886 | 0 | 38524.4886 | 0 | 0 | 73.777 | 289.7326 | 308.5608 | 62.4005 | 528.6973 | 0 | 263.6803 | 0.24649 | 0 | 0 | 0 | 0 | 0 | 0 | 1527.0951 | 0 | 1527.0951 | 0 | 0 | 7.1423 | 1.4444 | 12.2378 | 6.1034 | 0.0057056 | 0 | 6.7065 | 1.7077 | 0 | 0 | 0 | 35.3478 | 35.3478 | 35.3478 | 2
NC_3A_SH_2010_NG | 3A | SH | NG | 3924 | ASHRAE30pct-state-3A | HotelSmall | STD2010 | NC-Charlotte-NC | Zone3A | Zone3A(NC-Charlotte-NC) | ASHRAE30pct-state-STD2010 | state | NC | 0.0861 | 0.84 | ASHRAE30pct-state-3A_HotelSmall_STD2010_NC-Charlotte-NC.table.csv.gz | Small Hotel | Charlotte Douglas Intl Arpt NC USA TMY3 WMO#=723140 | Natural Gas | 31609.701 | 0 | 0 | 0 | 399495.4379 | 0 | 0 | 0 | 0 | 0 | 0 | 514124.4404 | 0 | 0 | 945229.5793 | 0 | 945229.5793 | 0 | 0 | 265.5215 | 0 | 0 | 0 | 3355.7617 | 0 | 0 | 0 | 0 | 0 | 0 | 4318.6453 | 0 | 0 | 7939.9285 | 0 | 7939.9285 | 0 | 0 | 31.6097 | 0 | 0 | 0 | 399.4954 | 0 | 0 | 0 | 0 | 0 | 0 | 514.1244 | 0 | 0 | 945.2296 | 0 | 945.2296 | 0 | 0 | 0 | 0 | 9.2472 | 0 | 0 | 0 | 0 | 0.73167 | 11.9005 | 0 | 0 | 21.8793 | 21.8793 | 21.8793 | 1
NC_3A_SH_2013_NG | 3A | SH | NG | 4524 | ASHRAE30pct-state-3A | HotelSmall | STD2013 | NC-Charlotte-NC | Zone3A | Zone3A(NC-Charlotte-NC) | ASHRAE30pct-state-STD2013 | state | NC | 0.0861 | 0.84 | ASHRAE30pct-state-3A_HotelSmall_STD2013_NC-Charlotte-NC.table.csv.gz | Small Hotel | Charlotte Douglas Intl Arpt NC USA TMY3 WMO#=723140 | Natural Gas | 34443.6741 | 0 | 0 | 0 | 399495.4379 | 0 | 0 | 0 | 0 | 0 | 0 | 514181.3094 | 0 | 0 | 948129.8996 | 0 | 948120.4215 | 0 | 0 | 289.3269 | 0 | 0 | 0 | 3355.7617 | 0 | 0 | 0 | 0 | 0 | 0 | 4319.123 | 0 | 0 | 7964.2912 | 0 | 7964.2115 | 0 | 0 | 34.4437 | 0 | 0 | 0 | 399.4954 | 0 | 0 | 0 | 0 | 0 | 0 | 514.1813 | 0 | 0 | 948.1299 | 0 | 948.1204 | 0 | 0 | 0 | 0 | 9.2472 | 0 | 0 | 0 | 0 | 0.79727 | 11.9018 | 0 | 0 | 21.9462 | 21.9464 | 21.9462 | 2
OK_3A_SH_2010_EL | 3A | SH | EL | 3975 | ASHRAE30pct-state-3A | HotelSmall | STD2010 | OK-Oklahoma-OK | Zone3A | Zone3A(OK-Oklahoma-OK) | ASHRAE30pct-state-STD2010 | state | OK | 0.0726 | 0.87 | ASHRAE30pct-state-3A_HotelSmall_STD2010_OK-Oklahoma-OK.table.csv.gz | Small Hotel | Oklahoma City Will Rogers Wor OK USA TMY3 WMO#=723530 | Electricity | 33555.5558 | 102452.7786 | 114352.7787 | 18294.4446 | 164169.4458 | 0 | 79011.1117 | 72.2222 | 0 | 0 | 0 | 0 | 0 | 0 | 511908.3374 | 0 | 511908.3374 | 0 | 0 | 2436.1334 | 7438.0717 | 8302.0117 | 1328.1767 | 11918.7018 | 0 | 5736.2067 | 5.2433 | 0 | 0 | 0 | 0 | 0 | 0 | 37164.5453 | 0 | 37164.5453 | 0 | 0 | 114.5241 | 349.6682 | 390.2825 | 62.4384 | 560.3052 | 0 | 269.6625 | 0.24649 | 0 | 0 | 0 | 0 | 0 | 0 | 1747.1273 | 0 | 1747.1273 | 0 | 0 | 9.0339 | 1.4453 | 12.9694 | 6.2419 | 0.0057056 | 0 | 8.0938 | 2.6509 | 0 | 0 | 0 | 40.4409 | 40.4409 | 40.4409 | 1
OK_3A_SH_2013_EL | 3A | SH | EL | 4575 | ASHRAE30pct-state-3A | HotelSmall | STD2013 | OK-Oklahoma-OK | Zone3A | Zone3A(OK-Oklahoma-OK) | ASHRAE30pct-state-STD2013 | state | OK | 0.0726 | 0.87 | ASHRAE30pct-state-3A_HotelSmall_STD2013_OK-Oklahoma-OK.table.csv.gz | Small Hotel | Oklahoma City Will Rogers Wor OK USA TMY3 WMO#=723530 | Electricity | 37802.7781 | 89022.2229 | 90477.7785 | 18294.4446 | 154908.3346 | 0 | 78488.8895 | 72.2222 | 0 | 0 | 0 | 0 | 0 | 0 | 469066.6704 | 0 | 469066.6704 | 0 | 0 | 2744.4817 | 6463.0134 | 6568.6867 | 1328.1767 | 11246.3451 | 0 | 5698.2934 | 5.2433 | 0 | 0 | 0 | 0 | 0 | 0 | 34054.2403 | 0 | 34054.2403 | 0 | 0 | 129.0197 | 303.8301 | 308.7979 | 62.4384 | 528.6973 | 0 | 267.8801 | 0.24649 | 0 | 0 | 0 | 0 | 0 | 0 | 1600.91 | 0 | 1600.91 | 0 | 0 | 7.1478 | 1.4453 | 12.2378 | 6.2006 | 0.0057056 | 0 | 7.0328 | 2.9864 | 0 | 0 | 0 | 37.0564 | 37.0564 | 37.0564 | 2
OK_3A_SH_2010_NG | 3A | SH | NG | 3984 | ASHRAE30pct-state-3A | HotelSmall | STD2010 | OK-Oklahoma-OK | Zone3A | Zone3A(OK-Oklahoma-OK) | ASHRAE30pct-state-STD2010 | state | OK | 0.0726 | 0.87 | ASHRAE30pct-state-3A_HotelSmall_STD2010_OK-Oklahoma-OK.table.csv.gz | Small Hotel | Oklahoma City Will Rogers Wor OK USA TMY3 WMO#=723530 | Natural Gas | 47191.8144 | 0 | 0 | 0 | 399495.4379 | 0 | 0 | 0 | 0 | 0 | 0 | 514238.1785 | 0 | 0 | 960925.4308 | 0 | 960925.4308 | 0 | 0 | 410.5688 | 0 | 0 | 0 | 3475.6103 | 0 | 0 | 0 | 0 | 0 | 0 | 4473.8722 | 0 | 0 | 8360.0512 | 0 | 8360.0512 | 0 | 0 | 47.1918 | 0 | 0 | 0 | 399.4954 | 0 | 0 | 0 | 0 | 0 | 0 | 514.2382 | 0 | 0 | 960.9254 | 0 | 960.9254 | 0 | 0 | 0 | 0 | 9.2472 | 0 | 0 | 0 | 0 | 1.0924 | 11.9031 | 0 | 0 | 22.2426 | 22.2426 | 22.2426 | 1
OK_3A_SH_2013_NG | 3A | SH | NG | 4584 | ASHRAE30pct-state-3A | HotelSmall | STD2013 | OK-Oklahoma-OK | Zone3A | Zone3A(OK-Oklahoma-OK) | ASHRAE30pct-state-STD2013 | state | OK | 0.0726 | 0.87 | ASHRAE30pct-state-3A_HotelSmall_STD2013_OK-Oklahoma-OK.table.csv.gz | Small Hotel | Oklahoma City Will Rogers Wor OK USA TMY3 WMO#=723530 | Natural Gas | 50547.087 | 0 | 0 | 0 | 399495.4379 | 0 | 0 | 0 | 0 | 0 | 0 | 514295.0475 | 0 | 0 | 964337.5724 | 0 | 964337.5724 | 0 | 0 | 439.7597 | 0 | 0 | 0 | 3475.6103 | 0 | 0 | 0 | 0 | 0 | 0 | 4474.3669 | 0 | 0 | 8389.7369 | 0 | 8389.7369 | 0 | 0 | 50.5471 | 0 | 0 | 0 | 399.4954 | 0 | 0 | 0 | 0 | 0 | 0 | 514.295 | 0 | 0 | 964.3376 | 0 | 964.3376 | 0 | 0 | 0 | 0 | 9.2472 | 0 | 0 | 0 | 0 | 1.17 | 11.9044 | 0 | 0 | 22.3216 | 22.3216 | 22.3216 | 2
SC_3A_SH_2010_EL | 3A | SH | EL | 4035 | ASHRAE30pct-state-3A | HotelSmall | STD2010 | SC-Columbia-SC | Zone3A | Zone3A(SC-Columbia-SC) | ASHRAE30pct-state-STD2010 | state | SC | 0.0957 | 0.85 | ASHRAE30pct-state-3A_HotelSmall_STD2010_SC-Columbia-SC.table.csv.gz | Small Hotel | Columbia Metro Arpt SC USA TMY3 WMO#=723100 | Electricity | 16044.4446 | 113019.4453 | 114297.2231 | 18302.7779 | 164169.4458 | 0 | 77791.6673 | 72.2222 | 0 | 0 | 0 | 0 | 0 | 0 | 503697.2263 | 0 | 503697.2263 | 0 | 0 | 1535.4533 | 10815.9609 | 10938.2443 | 1751.5758 | 15711.016 | 0 | 7444.6626 | 6.9117 | 0 | 0 | 0 | 0 | 0 | 0 | 48203.8246 | 0 | 48203.8246 | 0 | 0 | 54.7592 | 385.7319 | 390.0929 | 62.4668 | 560.3052 | 0 | 265.5005 | 0.24649 | 0 | 0 | 0 | 0 | 0 | 0 | 1719.103 | 0 | 1719.103 | 0 | 0 | 9.0295 | 1.4459 | 12.9694 | 6.1456 | 0.0057056 | 0 | 8.9286 | 1.2675 | 0 | 0 | 0 | 39.7922 | 39.7922 | 39.7922 | 1
SC_3A_SH_2013_EL | 3A | SH | EL | 4635 | ASHRAE30pct-state-3A | HotelSmall | STD2013 | SC-Columbia-SC | Zone3A | Zone3A(SC-Columbia-SC) | ASHRAE30pct-state-STD2013 | state | SC | 0.0957 | 0.85 | ASHRAE30pct-state-3A_HotelSmall_STD2013_SC-Columbia-SC.table.csv.gz | Small Hotel | Columbia Metro Arpt SC USA TMY3 WMO#=723100 | Electricity | 18366.6668 | 97202.7786 | 90347.2229 | 18302.7779 | 154908.3346 | 0 | 77272.2228 | 72.2222 | 0 | 0 | 0 | 0 | 0 | 0 | 456475.0037 | 0 | 456472.2259 | 2.7778 | 2.7778 | 1757.69 | 9302.3059 | 8646.2292 | 1751.5758 | 14824.7276 | 0 | 7394.9517 | 6.9117 | 0 | 0 | 0 | 0 | 0 | 0 | 43684.6578 | 0 | 43684.392 | 0.26583 | 0.26583 | 62.6849 | 331.7501 | 308.3523 | 62.4668 | 528.6973 | 0 | 263.7277 | 0.24649 | 0 | 0 | 0 | 0 | 0 | 0 | 1557.935 | 0 | 1557.9256 | 0.0094805 | 0.0094805 | 7.1375 | 1.4459 | 12.238 | 6.1045 | 0.0057056 | 0 | 7.679 | 1.451 | 0 | 0 | 0 | 36.0614 | 36.0616 | 36.0616 | 2
SC_3A_SH_2010_NG | 3A | SH | NG | 4044 | ASHRAE30pct-state-3A | HotelSmall | STD2010 | SC-Columbia-SC | Zone3A | Zone3A(SC-Columbia-SC) | ASHRAE30pct-state-STD2010 | state | SC | 0.0957 | 0.85 | ASHRAE30pct-state-3A_HotelSmall_STD2010_SC-Columbia-SC.table.csv.gz | Small Hotel | Columbia Metro Arpt SC USA TMY3 WMO#=723100 | Natural Gas | 28339.7319 | 0 | 0 | 0 | 399495.4379 | 0 | 0 | 0 | 0 | 0 | 0 | 514039.1369 | 0 | 0 | 941874.3067 | 0 | 941874.3067 | 0 | 0 | 240.8877 | 0 | 0 | 0 | 3395.7112 | 0 | 0 | 0 | 0 | 0 | 0 | 4369.3327 | 0 | 0 | 8005.9316 | 0 | 8005.9316 | 0 | 0 | 28.3397 | 0 | 0 | 0 | 399.4954 | 0 | 0 | 0 | 0 | 0 | 0 | 514.0391 | 0 | 0 | 941.8743 | 0 | 941.8743 | 0 | 0 | 0 | 0 | 9.2472 | 0 | 0 | 0 | 0 | 0.65598 | 11.8985 | 0 | 0 | 21.8016 | 21.8016 | 21.8016 | 1
SC_3A_SH_2013_NG | 3A | SH | NG | 4644 | ASHRAE30pct-state-3A | HotelSmall | STD2013 | SC-Columbia-SC | Zone3A | Zone3A(SC-Columbia-SC) | ASHRAE30pct-state-STD2013 | state | SC | 0.0957 | 0.85 | ASHRAE30pct-state-3A_HotelSmall_STD2013_SC-Columbia-SC.table.csv.gz | Small Hotel | Columbia Metro Arpt SC USA TMY3 WMO#=723100 | Natural Gas | 30652.4057 | 0 | 0 | 0 | 399495.4379 | 0 | 0 | 0 | 0 | 0 | 0 | 514077.0495 | 0 | 0 | 944224.8931 | 0 | 944224.8931 | 0 | 0 | 260.5454 | 0 | 0 | 0 | 3395.7112 | 0 | 0 | 0 | 0 | 0 | 0 | 4369.6549 | 0 | 0 | 8025.9116 | 0 | 8025.9116 | 0 | 0 | 30.6524 | 0 | 0 | 0 | 399.4954 | 0 | 0 | 0 | 0 | 0 | 0 | 514.077 | 0 | 0 | 944.2249 | 0 | 944.2249 | 0 | 0 | 0 | 0 | 9.2472 | 0 | 0 | 0 | 0 | 0.70951 | 11.8994 | 0 | 0 | 21.856 | 21.856 | 21.856 | 2
TN_3A_SH_2010_EL | 3A | SH | EL | 4095 | ASHRAE30pct-state-3A | HotelSmall | STD2010 | TN-Memphis-TN | Zone3A | Zone3A(TN-Memphis-TN) | ASHRAE30pct-state-STD2010 | state | TN | 0.1029 | 0.81 | ASHRAE30pct-state-3A_HotelSmall_STD2010_TN-Memphis-TN.table.csv.gz | Small Hotel | Memphis International Ap TN USA TMY3 WMO#=723340 | Electricity | 23288.8891 | 110588.8898 | 114305.5565 | 18291.6668 | 164169.4458 | 0 | 77802.7784 | 72.2222 | 0 | 0 | 0 | 0 | 0 | 0 | 508519.4485 | 0 | 508519.4485 | 0 | 0 | 2396.4267 | 11379.5968 | 11762.0418 | 1882.2125 | 16893.036 | 0 | 8005.9059 | 7.4317 | 0 | 0 | 0 | 0 | 0 | 0 | 52326.6513 | 0 | 52326.6513 | 0 | 0 | 79.4843 | 377.4365 | 390.1213 | 62.4289 | 560.3052 | 0 | 265.5385 | 0.24649 | 0 | 0 | 0 | 0 | 0 | 0 | 1735.5611 | 0 | 1735.5611 | 0 | 0 | 9.0302 | 1.445 | 12.9694 | 6.1464 | 0.0057056 | 0 | 8.7366 | 1.8398 | 0 | 0 | 0 | 40.1732 | 40.1732 | 40.1732 | 1
TN_3A_SH_2013_EL | 3A | SH | EL | 4695 | ASHRAE30pct-state-3A | HotelSmall | STD2013 | TN-Memphis-TN | Zone3A | Zone3A(TN-Memphis-TN) | ASHRAE30pct-state-STD2013 | state | TN | 0.1029 | 0.81 | ASHRAE30pct-state-3A_HotelSmall_STD2013_TN-Memphis-TN.table.csv.gz | Small Hotel | Memphis International Ap TN USA TMY3 WMO#=723340 | Electricity | 26502.778 | 95725.0008 | 90391.6674 | 18291.6668 | 154908.3346 | 0 | 77313.8895 | 72.2222 | 0 | 0 | 0 | 0 | 0 | 0 | 463208.337 | 0 | 463205.5593 | 2.7778 | 2.7778 | 2727.1359 | 9850.1026 | 9301.3026 | 1882.2125 | 15940.0676 | 0 | 7955.5992 | 7.4317 | 0 | 0 | 0 | 0 | 0 | 0 | 47664.1379 | 0 | 47663.852 | 0.28583 | 0.28583 | 90.4532 | 326.7065 | 308.504 | 62.4289 | 528.6973 | 0 | 263.8699 | 0.24649 | 0 | 0 | 0 | 0 | 0 | 0 | 1580.9157 | 0 | 1580.9062 | 0.0094805 | 0.0094805 | 7.141 | 1.445 | 12.238 | 6.1078 | 0.0057056 | 0 | 7.5623 | 2.0937 | 0 | 0 | 0 | 36.5934 | 36.5936 | 36.5936 | 2
TN_3A_SH_2010_NG | 3A | SH | NG | 4104 | ASHRAE30pct-state-3A | HotelSmall | STD2010 | TN-Memphis-TN | Zone3A | Zone3A(TN-Memphis-TN) | ASHRAE30pct-state-STD2010 | state | TN | 0.1029 | 0.81 | ASHRAE30pct-state-3A_HotelSmall_STD2010_TN-Memphis-TN.table.csv.gz | Small Hotel | Memphis International Ap TN USA TMY3 WMO#=723340 | Natural Gas | 36917.4768 | 0 | 0 | 0 | 399495.4379 | 0 | 0 | 0 | 0 | 0 | 0 | 514114.9622 | 0 | 0 | 950527.877 | 0 | 950527.877 | 0 | 0 | 299.0316 | 0 | 0 | 0 | 3235.913 | 0 | 0 | 0 | 0 | 0 | 0 | 4164.3312 | 0 | 0 | 7699.2758 | 0 | 7699.2758 | 0 | 0 | 36.9175 | 0 | 0 | 0 | 399.4954 | 0 | 0 | 0 | 0 | 0 | 0 | 514.115 | 0 | 0 | 950.5279 | 0 | 950.5279 | 0 | 0 | 0 | 0 | 9.2472 | 0 | 0 | 0 | 0 | 0.85453 | 11.9003 | 0 | 0 | 22.0019 | 22.0019 | 22.0019 | 1
TN_3A_SH_2013_NG | 3A | SH | NG | 4704 | ASHRAE30pct-state-3A | HotelSmall | STD2013 | TN-Memphis-TN | Zone3A | Zone3A(TN-Memphis-TN) | ASHRAE30pct-state-STD2013 | state | TN | 0.1029 | 0.81 | ASHRAE30pct-state-3A_HotelSmall_STD2013_TN-Memphis-TN.table.csv.gz | Small Hotel | Memphis International Ap TN USA TMY3 WMO#=723340 | Natural Gas | 39609.2774 | 0 | 0 | 0 | 399495.4379 | 0 | 0 | 0 | 0 | 0 | 0 | 514162.3531 | 0 | 0 | 953267.0684 | 0 | 953267.0684 | 0 | 0 | 320.8351 | 0 | 0 | 0 | 3235.913 | 0 | 0 | 0 | 0 | 0 | 0 | 4164.7151 | 0 | 0 | 7721.4633 | 0 | 7721.4633 | 0 | 0 | 39.6093 | 0 | 0 | 0 | 399.4954 | 0 | 0 | 0 | 0 | 0 | 0 | 514.1624 | 0 | 0 | 953.2671 | 0 | 953.2671 | 0 | 0 | 0 | 0 | 9.2472 | 0 | 0 | 0 | 0 | 0.91684 | 11.9014 | 0 | 0 | 22.0653 | 22.0653 | 22.0653 | 2
TX_3A_SH_2010_EL | 3A | SH | EL | 4155 | ASHRAE30pct-state-3A | HotelSmall | STD2010 | TX-FortWorthAlliance-TX | Zone3A | Zone3A(TX-FortWorthAlliance-TX) | ASHRAE30pct-state-STD2010 | state | TX | 0.0817 | 0.67 | ASHRAE30pct-state-3A_HotelSmall_STD2010_TX-FortWorthAlliance-TX.table.csv.gz | Small Hotel | Fort Worth Alliance TX USA TMY3 WMO#=722594 | Electricity | 17977.7779 | 118513.8898 | 114347.2231 | 18275.0001 | 164169.4458 | 0 | 78611.1117 | 72.2222 | 0 | 0 | 0 | 0 | 0 | 0 | 511963.893 | 0 | 511966.6708 | -2.7778 | -2.7778 | 1468.7845 | 9682.5848 | 9342.1681 | 1493.0675 | 13412.6437 | 0 | 6422.5278 | 5.9006 | 0 | 0 | 0 | 0 | 0 | 0 | 41827.4501 | 0 | 41827.677 | -0.22694 | -0.22694 | 61.3576 | 404.4842 | 390.2635 | 62.372 | 560.3052 | 0 | 268.2973 | 0.24649 | 0 | 0 | 0 | 0 | 0 | 0 | 1747.3169 | 0 | 1747.3264 | -0.0094805 | -0.0094805 | 9.0335 | 1.4437 | 12.9692 | 6.2103 | 0.0057056 | 0 | 9.3626 | 1.4202 | 0 | 0 | 0 | 40.4455 | 40.4453 | 40.4453 | 1
TX_3A_SH_2013_EL | 3A | SH | EL | 4755 | ASHRAE30pct-state-3A | HotelSmall | STD2013 | TX-FortWorthAlliance-TX | Zone3A | Zone3A(TX-FortWorthAlliance-TX) | ASHRAE30pct-state-STD2013 | state | TX | 0.0817 | 0.67 | ASHRAE30pct-state-3A_HotelSmall_STD2013_TX-FortWorthAlliance-TX.table.csv.gz | Small Hotel | Fort Worth Alliance TX USA TMY3 WMO#=722594 | Electricity | 20766.6668 | 103841.6675 | 90594.4452 | 18275.0001 | 154908.3346 | 0 | 78088.8895 | 72.2222 | 0 | 0 | 0 | 0 | 0 | 0 | 466547.226 | 0 | 466547.226 | 0 | 0 | 1696.6367 | 8483.8642 | 7401.5662 | 1493.0675 | 12656.0109 | 0 | 6379.8623 | 5.9006 | 0 | 0 | 0 | 0 | 0 | 0 | 38116.9084 | 0 | 38116.9084 | 0 | 0 | 70.876 | 354.4084 | 309.196 | 62.372 | 528.6973 | 0 | 266.515 | 0.24649 | 0 | 0 | 0 | 0 | 0 | 0 | 1592.3112 | 0 | 1592.3112 | 0 | 0 | 7.157 | 1.4437 | 12.2378 | 6.169 | 0.0057056 | 0 | 8.2035 | 1.6406 | 0 | 0 | 0 | 36.8573 | 36.8573 | 36.8573 | 2
TX_3A_SH_2010_NG | 3A | SH | NG | 4164 | ASHRAE30pct-state-3A | HotelSmall | STD2010 | TX-FortWorthAlliance-TX | Zone3A | Zone3A(TX-FortWorthAlliance-TX) | ASHRAE30pct-state-STD2010 | state | TX | 0.0817 | 0.67 | ASHRAE30pct-state-3A_HotelSmall_STD2010_TX-FortWorthAlliance-TX.table.csv.gz | Small Hotel | Fort Worth Alliance TX USA TMY3 WMO#=722594 | Natural Gas | 29761.4576 | 0 | 0 | 0 | 399495.4379 | 0 | 0 | 0 | 0 | 0 | 0 | 514058.0932 | 0 | 0 | 943324.4669 | 0 | 943314.9887 | 0 | 0 | 199.4018 | 0 | 0 | 0 | 2676.6194 | 0 | 0 | 0 | 0 | 0 | 0 | 3444.1892 | 0 | 0 | 6320.2739 | 0 | 6320.2104 | 0 | 0 | 29.7615 | 0 | 0 | 0 | 399.4954 | 0 | 0 | 0 | 0 | 0 | 0 | 514.0581 | 0 | 0 | 943.3245 | 0 | 943.315 | 0 | 0 | 0 | 0 | 9.2472 | 0 | 0 | 0 | 0 | 0.68889 | 11.8989 | 0 | 0 | 21.835 | 21.8352 | 21.835 | 1
TX_3A_SH_2013_NG | 3A | SH | NG | 4764 | ASHRAE30pct-state-3A | HotelSmall | STD2013 | TX-FortWorthAlliance-TX | Zone3A | Zone3A(TX-FortWorthAlliance-TX) | ASHRAE30pct-state-STD2013 | state | TX | 0.0817 | 0.67 | ASHRAE30pct-state-3A_HotelSmall_STD2013_TX-FortWorthAlliance-TX.table.csv.gz | Small Hotel | Fort Worth Alliance TX USA TMY3 WMO#=722594 | Natural Gas | 32320.5638 | 0 | 0 | 0 | 399495.4379 | 0 | 0 | 0 | 0 | 0 | 0 | 514114.9622 | 0 | 0 | 945930.9639 | 0 | 945930.9639 | 0 | 0 | 216.5478 | 0 | 0 | 0 | 2676.6194 | 0 | 0 | 0 | 0 | 0 | 0 | 3444.5702 | 0 | 0 | 6337.7375 | 0 | 6337.7375 | 0 | 0 | 32.3206 | 0 | 0 | 0 | 399.4954 | 0 | 0 | 0 | 0 | 0 | 0 | 514.115 | 0 | 0 | 945.931 | 0 | 945.931 | 0 | 0 | 0 | 0 | 9.2472 | 0 | 0 | 0 | 0 | 0.74813 | 11.9003 | 0 | 0 | 21.8955 | 21.8955 | 21.8955 | 2
AZ_3B_SH_2010_EL | 3B | SH | EL | 5175 | ASHRAE30pct-state-3B | HotelSmall | STD2010 | AZ-Kingman-AZ | Zone3B | Zone3B(AZ-Kingman-AZ) | ASHRAE30pct-state-STD2010 | state | AZ | 0.0954 | 0.95 | ASHRAE30pct-state-3B_HotelSmall_STD2010_AZ-Kingman-AZ.table.csv.gz | Small Hotel | Kingman Amos AZ USA TMY3 WMO#=723700 | Electricity | 13936.1112 | 99847.223 | 114525.0009 | 18272.2224 | 164169.4458 | 0 | 80875.0006 | 72.2222 | 0 | 0 | 0 | 0 | 0 | 0 | 491697.2262 | 0 | 491697.2262 | 0 | 0 | 1329.505 | 9525.4251 | 10925.6851 | 1743.17 | 15661.7651 | 0 | 7715.4751 | 6.89 | 0 | 0 | 0 | 0 | 0 | 0 | 46907.9154 | 0 | 46907.9154 | 0 | 0 | 47.5635 | 340.7755 | 390.8703 | 62.3625 | 560.3052 | 0 | 276.0239 | 0.24649 | 0 | 0 | 0 | 0 | 0 | 0 | 1678.1474 | 0 | 1678.1474 | 0 | 0 | 9.0475 | 1.4435 | 12.9694 | 6.3891 | 0.0057056 | 0 | 7.888 | 1.101 | 0 | 0 | 0 | 38.8442 | 38.8442 | 38.8442 | 1
AZ_3B_SH_2013_EL | 3B | SH | EL | 5535 | ASHRAE30pct-state-3B | HotelSmall | STD2013 | AZ-Kingman-AZ | Zone3B | Zone3B(AZ-Kingman-AZ) | ASHRAE30pct-state-STD2013 | state | AZ | 0.0954 | 0.95 | ASHRAE30pct-state-3B_HotelSmall_STD2013_AZ-Kingman-AZ.table.csv.gz | Small Hotel | Kingman Amos AZ USA TMY3 WMO#=723700 | Electricity | 16438.889 | 87291.6674 | 91161.1118 | 18272.2224 | 154908.3346 | 0 | 80222.2229 | 72.2222 | 0 | 0 | 0 | 0 | 0 | 0 | 448366.6703 | 0 | 448366.6703 | 0 | 0 | 1568.27 | 8327.6251 | 8696.7701 | 1743.17 | 14778.2551 | 0 | 7653.2001 | 6.89 | 0 | 0 | 0 | 0 | 0 | 0 | 42774.1803 | 0 | 42774.1803 | 0 | 0 | 56.1054 | 297.9238 | 311.13 | 62.3625 | 528.6973 | 0 | 273.796 | 0.24649 | 0 | 0 | 0 | 0 | 0 | 0 | 1530.2615 | 0 | 1530.2615 | 0 | 0 | 7.2018 | 1.4435 | 12.2378 | 6.3376 | 0.0057056 | 0 | 6.8961 | 1.2987 | 0 | 0 | 0 | 35.4211 | 35.4211 | 35.4211 | 2
AZ_3B_SH_2010_NG | 3B | SH | NG | 5184 | ASHRAE30pct-state-3B | HotelSmall | STD2010 | AZ-Kingman-AZ | Zone3B | Zone3B(AZ-Kingman-AZ) | ASHRAE30pct-state-STD2010 | state | AZ | 0.0954 | 0.95 | ASHRAE30pct-state-3B_HotelSmall_STD2010_AZ-Kingman-AZ.table.csv.gz | Small Hotel | Kingman Amos AZ USA TMY3 WMO#=723700 | Natural Gas | 21212.1471 | 0 | 0 | 0 | 399495.4379 | 0 | 0 | 0 | 0 | 0 | 0 | 499897.7054 | 0 | 0 | 920605.2905 | 0 | 920605.2905 | 0 | 0 | 201.5154 | 0 | 0 | 0 | 3795.2067 | 0 | 0 | 0 | 0 | 0 | 0 | 4749.0282 | 0 | 0 | 8745.7503 | 0 | 8745.7503 | 0 | 0 | 21.2121 | 0 | 0 | 0 | 399.4954 | 0 | 0 | 0 | 0 | 0 | 0 | 499.8977 | 0 | 0 | 920.6053 | 0 | 920.6053 | 0 | 0 | 0 | 0 | 9.2472 | 0 | 0 | 0 | 0 | 0.491 | 11.5712 | 0 | 0 | 21.3093 | 21.3093 | 21.3093 | 1
AZ_3B_SH_2013_NG | 3B | SH | NG | 5544 | ASHRAE30pct-state-3B | HotelSmall | STD2013 | AZ-Kingman-AZ | Zone3B | Zone3B(AZ-Kingman-AZ) | ASHRAE30pct-state-STD2013 | state | AZ | 0.0954 | 0.95 | ASHRAE30pct-state-3B_HotelSmall_STD2013_AZ-Kingman-AZ.table.csv.gz | Small Hotel | Kingman Amos AZ USA TMY3 WMO#=723700 | Natural Gas | 23354.2138 | 0 | 0 | 0 | 399495.4379 | 0 | 0 | 0 | 0 | 0 | 0 | 499983.009 | 0 | 0 | 922832.6607 | 0 | 922832.6607 | 0 | 0 | 221.865 | 0 | 0 | 0 | 3795.2067 | 0 | 0 | 0 | 0 | 0 | 0 | 4749.8386 | 0 | 0 | 8766.9103 | 0 | 8766.9103 | 0 | 0 | 23.3542 | 0 | 0 | 0 | 399.4954 | 0 | 0 | 0 | 0 | 0 | 0 | 499.983 | 0 | 0 | 922.8327 | 0 | 922.8327 | 0 | 0 | 0 | 0 | 9.2472 | 0 | 0 | 0 | 0 | 0.54058 | 11.5731 | 0 | 0 | 21.3609 | 21.3609 | 21.3609 | 2
CA_3B_SH_2010_EL | 3B | SH | EL | 5235 | ASHRAE30pct-state-3B | HotelSmall | STD2010 | CA-LosAngeles-CA | Zone3B | Zone3B(CA-LosAngeles-CA) | ASHRAE30pct-state-STD2010 | state | CA | 0.136 | 0.7 | ASHRAE30pct-state-3B_HotelSmall_STD2010_CA-LosAngeles-CA.table.csv.gz | Small Hotel | Los Angeles Intl Arpt CA USA TMY3 WMO#=722950 | Electricity | 833.3333 | 89500.0007 | 114266.6676 | 18302.7779 | 164169.4458 | 0 | 76958.3339 | 72.2222 | 0 | 0 | 0 | 0 | 0 | 0 | 464102.7815 | 0 | 464102.7815 | 5.8208e-11 | 5.8208e-11 | 113.3333 | 12172.0001 | 15540.2668 | 2489.1778 | 22327.0446 | 0 | 10466.3334 | 9.8222 | 0 | 0 | 0 | 0 | 0 | 0 | 63117.9783 | 0 | 63117.9783 | 7.9162e-12 | 7.9162e-12 | 2.8441 | 305.4607 | 389.9886 | 62.4668 | 560.3052 | 0 | 262.6564 | 0.24649 | 0 | 0 | 0 | 0 | 0 | 0 | 1583.9684 | 0 | 1583.9684 | 1.9866e-13 | 1.9866e-13 | 9.0271 | 1.4459 | 12.9694 | 6.0797 | 0.0057056 | 0 | 7.0705 | 0.065834 | 0 | 0 | 0 | 36.6642 | 36.6642 | 36.6642 | 1
CA_3B_SH_2013_EL | 3B | SH | EL | 5595 | ASHRAE30pct-state-3B | HotelSmall | STD2013 | CA-LosAngeles-CA | Zone3B | Zone3B(CA-LosAngeles-CA) | ASHRAE30pct-state-STD2013 | state | CA | 0.136 | 0.7 | ASHRAE30pct-state-3B_HotelSmall_STD2013_CA-LosAngeles-CA.table.csv.gz | Small Hotel | Los Angeles Intl Arpt CA USA TMY3 WMO#=722950 | Electricity | 1166.6667 | 72147.2228 | 90077.7785 | 18302.7779 | 154908.3346 | 0 | 76488.8895 | 72.2222 | 0 | 0 | 0 | 0 | 0 | 0 | 413163.8922 | 0 | 413163.8922 | 0 | 0 | 158.6667 | 9812.0223 | 12250.5779 | 2489.1778 | 21067.5335 | 0 | 10402.489 | 9.8222 | 0 | 0 | 0 | 0 | 0 | 0 | 56190.2893 | 0 | 56190.2893 | 0 | 0 | 3.9818 | 246.2362 | 307.4327 | 62.4668 | 528.6973 | 0 | 261.0542 | 0.24649 | 0 | 0 | 0 | 0 | 0 | 0 | 1410.1156 | 0 | 1410.1156 | 0 | 0 | 7.1162 | 1.4459 | 12.2378 | 6.0426 | 0.0057056 | 0 | 5.6996 | 0.092167 | 0 | 0 | 0 | 32.6401 | 32.6401 | 32.6401 | 2
CA_3B_SH_2010_NG | 3B | SH | NG | 5244 | ASHRAE30pct-state-3B | HotelSmall | STD2010 | CA-LosAngeles-CA | Zone3B | Zone3B(CA-LosAngeles-CA) | ASHRAE30pct-state-STD2010 | state | CA | 0.136 | 0.7 | ASHRAE30pct-state-3B_HotelSmall_STD2010_CA-LosAngeles-CA.table.csv.gz | Small Hotel | Los Angeles Intl Arpt CA USA TMY3 WMO#=722950 | Natural Gas | 2862.4077 | 0 | 0 | 0 | 399495.4379 | 0 | 0 | 0 | 0 | 0 | 0 | 499907.1836 | 0 | 0 | 902265.0292 | 0 | 902265.0292 | 0 | 0 | 20.0369 | 0 | 0 | 0 | 2796.4681 | 0 | 0 | 0 | 0 | 0 | 0 | 3499.3503 | 0 | 0 | 6315.8552 | 0 | 6315.8552 | 0 | 0 | 2.8624 | 0 | 0 | 0 | 399.4954 | 0 | 0 | 0 | 0 | 0 | 0 | 499.9072 | 0 | 0 | 902.265 | 0 | 902.265 | 0 | 0 | 0 | 0 | 9.2472 | 0 | 0 | 0 | 0 | 0.066256 | 11.5714 | 0 | 0 | 20.8848 | 20.8848 | 20.8848 | 1
CA_3B_SH_2013_NG | 3B | SH | NG | 5604 | ASHRAE30pct-state-3B | HotelSmall | STD2013 | CA-LosAngeles-CA | Zone3B | Zone3B(CA-LosAngeles-CA) | ASHRAE30pct-state-STD2013 | state | CA | 0.136 | 0.7 | ASHRAE30pct-state-3B_HotelSmall_STD2013_CA-LosAngeles-CA.table.csv.gz | Small Hotel | Los Angeles Intl Arpt CA USA TMY3 WMO#=722950 | Natural Gas | 3307.8817 | 0 | 0 | 0 | 399495.4379 | 0 | 0 | 0 | 0 | 0 | 0 | 499907.1836 | 0 | 0 | 902710.5033 | 0 | 902710.5033 | 0 | 0 | 23.1552 | 0 | 0 | 0 | 2796.4681 | 0 | 0 | 0 | 0 | 0 | 0 | 3499.3503 | 0 | 0 | 6318.9735 | 0 | 6318.9735 | 0 | 0 | 3.3079 | 0 | 0 | 0 | 399.4954 | 0 | 0 | 0 | 0 | 0 | 0 | 499.9072 | 0 | 0 | 902.7105 | 0 | 902.7105 | 0 | 0 | 0 | 0 | 9.2472 | 0 | 0 | 0 | 0 | 0.076568 | 11.5714 | 0 | 0 | 20.8951 | 20.8951 | 20.8951 | 2
NM_3B_SH_2010_EL | 3B | SH | EL | 5295 | ASHRAE30pct-state-3B | HotelSmall | STD2010 | NM-Lubbock-TX | Zone3B | Zone3B(NM-Lubbock-TX) | ASHRAE30pct-state-STD2010 | state | NM | 0.093 | 0.62 | ASHRAE30pct-state-3B_HotelSmall_STD2010_NM-Lubbock-TX.table.csv.gz | Small Hotel | Lubbock International Ap TX USA TMY3 WMO#=722670 | Electricity | 25852.778 | 92994.4452 | 114386.112 | 18277.7779 | 164169.4458 | 0 | 80458.334 | 72.2222 | 0 | 0 | 0 | 0 | 0 | 0 | 496211.1151 | 0 | 496211.1151 | 0 | 0 | 2404.3084 | 8648.4834 | 10637.9084 | 1699.8333 | 15267.7585 | 0 | 7482.6251 | 6.7167 | 0 | 0 | 0 | 0 | 0 | 0 | 46147.6337 | 0 | 46147.6337 | 0 | 0 | 88.2347 | 317.3872 | 390.3963 | 62.3815 | 560.3052 | 0 | 274.6018 | 0.24649 | 0 | 0 | 0 | 0 | 0 | 0 | 1693.5532 | 0 | 1693.5532 | 0 | 0 | 9.0365 | 1.4439 | 12.9694 | 6.3562 | 0.0057056 | 0 | 7.3466 | 2.0424 | 0 | 0 | 0 | 39.2008 | 39.2008 | 39.2008 | 1
NM_3B_SH_2013_EL | 3B | SH | EL | 5655 | ASHRAE30pct-state-3B | HotelSmall | STD2013 | NM-Lubbock-TX | Zone3B | Zone3B(NM-Lubbock-TX) | ASHRAE30pct-state-STD2013 | state | NM | 0.093 | 0.62 | ASHRAE30pct-state-3B_HotelSmall_STD2013_NM-Lubbock-TX.table.csv.gz | Small Hotel | Lubbock International Ap TX USA TMY3 WMO#=722670 | Electricity | 29397.2225 | 80063.8895 | 90658.3341 | 18277.7779 | 154908.3346 | 0 | 79925.0006 | 72.2222 | 0 | 0 | 0 | 0 | 0 | 0 | 453302.7814 | 0 | 453302.7814 | 0 | 0 | 2733.9417 | 7445.9417 | 8431.2251 | 1699.8333 | 14406.4751 | 0 | 7433.0251 | 6.7167 | 0 | 0 | 0 | 0 | 0 | 0 | 42157.1587 | 0 | 42157.1587 | 0 | 0 | 100.3318 | 273.2556 | 309.4141 | 62.3815 | 528.6973 | 0 | 272.7815 | 0.24649 | 0 | 0 | 0 | 0 | 0 | 0 | 1547.1083 | 0 | 1547.1083 | 0 | 0 | 7.162 | 1.4439 | 12.2378 | 6.3141 | 0.0057056 | 0 | 6.3251 | 2.3224 | 0 | 0 | 0 | 35.811 | 35.811 | 35.811 | 2
NM_3B_SH_2010_NG | 3B | SH | NG | 5304 | ASHRAE30pct-state-3B | HotelSmall | STD2010 | NM-Lubbock-TX | Zone3B | Zone3B(NM-Lubbock-TX) | ASHRAE30pct-state-STD2010 | state | NM | 0.093 | 0.62 | ASHRAE30pct-state-3B_HotelSmall_STD2010_NM-Lubbock-TX.table.csv.gz | Small Hotel | Lubbock International Ap TX USA TMY3 WMO#=722670 | Natural Gas | 34481.5868 | 0 | 0 | 0 | 399495.4379 | 0 | 0 | 0 | 0 | 0 | 0 | 500096.747 | 0 | 0 | 934083.2499 | 0 | 934073.7718 | 0 | 0 | 213.7858 | 0 | 0 | 0 | 2476.8717 | 0 | 0 | 0 | 0 | 0 | 0 | 3100.5998 | 0 | 0 | 5791.3161 | 0 | 5791.2574 | 0 | 0 | 34.4816 | 0 | 0 | 0 | 399.4954 | 0 | 0 | 0 | 0 | 0 | 0 | 500.0967 | 0 | 0 | 934.0832 | 0 | 934.0738 | 0 | 0 | 0 | 0 | 9.2472 | 0 | 0 | 0 | 0 | 0.79815 | 11.5758 | 0 | 0 | 21.6211 | 21.6213 | 21.6211 | 1
NM_3B_SH_2013_NG | 3B | SH | NG | 5664 | ASHRAE30pct-state-3B | HotelSmall | STD2013 | NM-Lubbock-TX | Zone3B | Zone3B(NM-Lubbock-TX) | ASHRAE30pct-state-STD2013 | state | NM | 0.093 | 0.62 | ASHRAE30pct-state-3B_HotelSmall_STD2013_NM-Lubbock-TX.table.csv.gz | Small Hotel | Lubbock International Ap TX USA TMY3 WMO#=722670 | Natural Gas | 37486.1671 | 0 | 0 | 0 | 399495.4379 | 0 | 0 | 0 | 0 | 0 | 0 | 500153.6161 | 0 | 0 | 937135.2211 | 0 | 937135.2211 | 0 | 0 | 232.4142 | 0 | 0 | 0 | 2476.8717 | 0 | 0 | 0 | 0 | 0 | 0 | 3100.9524 | 0 | 0 | 5810.2384 | 0 | 5810.2384 | 0 | 0 | 37.4862 | 0 | 0 | 0 | 399.4954 | 0 | 0 | 0 | 0 | 0 | 0 | 500.1536 | 0 | 0 | 937.1352 | 0 | 937.1352 | 0 | 0 | 0 | 0 | 9.2472 | 0 | 0 | 0 | 0 | 0.8677 | 11.5771 | 0 | 0 | 21.6919 | 21.6919 | 21.6919 | 2
NV_3B_SH_2010_EL | 3B | SH | EL | 5355 | ASHRAE30pct-state-3B | HotelSmall | STD2010 | NV-LasVegas-NV | Zone3B | Zone3B(NV-LasVegas-NV) | ASHRAE30pct-state-STD2010 | state | NV | 0.0886 | 0.73 | ASHRAE30pct-state-3B_HotelSmall_STD2010_NV-LasVegas-NV.table.csv.gz | Small Hotel | Las Vegas Mccarran Intl Ap NV USA TMY3 WMO#=723860 | Electricity | 8577.7778 | 111666.6676 | 114461.112 | 18280.5557 | 164169.4458 | 0 | 80527.7784 | 72.2222 | 0 | 0 | 0 | 0 | 0 | 0 | 497752.7818 | 0 | 497755.5595 | -2.7778 | -2.7778 | 759.9911 | 9893.6667 | 10141.2545 | 1619.6572 | 14545.4129 | 0 | 7134.7612 | 6.3989 | 0 | 0 | 0 | 0 | 0 | 0 | 44100.8965 | 0 | 44101.1426 | -0.24611 | -0.24611 | 29.2757 | 381.1149 | 390.6522 | 62.391 | 560.3052 | 0 | 274.8388 | 0.24649 | 0 | 0 | 0 | 0 | 0 | 0 | 1698.8148 | 0 | 1698.8243 | -0.0094805 | -0.0094805 | 9.0425 | 1.4442 | 12.9692 | 6.3617 | 0.0057056 | 0 | 8.8217 | 0.67765 | 0 | 0 | 0 | 39.3228 | 39.3226 | 39.3226 | 1
NV_3B_SH_2013_EL | 3B | SH | EL | 5715 | ASHRAE30pct-state-3B | HotelSmall | STD2013 | NV-LasVegas-NV | Zone3B | Zone3B(NV-LasVegas-NV) | ASHRAE30pct-state-STD2013 | state | NV | 0.0886 | 0.73 | ASHRAE30pct-state-3B_HotelSmall_STD2013_NV-LasVegas-NV.table.csv.gz | Small Hotel | Las Vegas Mccarran Intl Ap NV USA TMY3 WMO#=723860 | Electricity | 10413.889 | 98783.3341 | 90916.6674 | 18280.5557 | 154908.3346 | 0 | 79802.7784 | 72.2222 | 0 | 0 | 0 | 0 | 0 | 0 | 453177.7814 | 0 | 453177.7814 | 0 | 0 | 922.6706 | 8752.2034 | 8055.2167 | 1619.6572 | 13724.8784 | 0 | 7070.5262 | 6.3989 | 0 | 0 | 0 | 0 | 0 | 0 | 40151.5514 | 0 | 40151.5514 | 0 | 0 | 35.5423 | 337.1445 | 310.2958 | 62.391 | 528.6973 | 0 | 272.3644 | 0.24649 | 0 | 0 | 0 | 0 | 0 | 0 | 1546.6817 | 0 | 1546.6817 | 0 | 0 | 7.1824 | 1.4442 | 12.2378 | 6.3044 | 0.0057056 | 0 | 7.8039 | 0.8227 | 0 | 0 | 0 | 35.8012 | 35.8012 | 35.8012 | 2
NV_3B_SH_2010_NG | 3B | SH | NG | 5364 | ASHRAE30pct-state-3B | HotelSmall | STD2010 | NV-LasVegas-NV | Zone3B | Zone3B(NV-LasVegas-NV) | ASHRAE30pct-state-STD2010 | state | NV | 0.0886 | 0.73 | ASHRAE30pct-state-3B_HotelSmall_STD2010_NV-LasVegas-NV.table.csv.gz | Small Hotel | Las Vegas Mccarran Intl Ap NV USA TMY3 WMO#=723860 | Natural Gas | 14605.8618 | 0 | 0 | 0 | 399495.4379 | 0 | 0 | 0 | 0 | 0 | 0 | 499783.9674 | 0 | 0 | 913885.2671 | 0 | 913885.2671 | 0 | 0 | 106.6228 | 0 | 0 | 0 | 2916.3167 | 0 | 0 | 0 | 0 | 0 | 0 | 3648.423 | 0 | 0 | 6671.3624 | 0 | 6671.3624 | 0 | 0 | 14.6059 | 0 | 0 | 0 | 399.4954 | 0 | 0 | 0 | 0 | 0 | 0 | 499.784 | 0 | 0 | 913.8853 | 0 | 913.8853 | 0 | 0 | 0 | 0 | 9.2472 | 0 | 0 | 0 | 0 | 0.33808 | 11.5685 | 0 | 0 | 21.1538 | 21.1538 | 21.1538 | 1
NV_3B_SH_2013_NG | 3B | SH | NG | 5724 | ASHRAE30pct-state-3B | HotelSmall | STD2013 | NV-LasVegas-NV | Zone3B | Zone3B(NV-LasVegas-NV) | ASHRAE30pct-state-STD2013 | state | NV | 0.0886 | 0.73 | ASHRAE30pct-state-3B_HotelSmall_STD2013_NV-LasVegas-NV.table.csv.gz | Small Hotel | Las Vegas Mccarran Intl Ap NV USA TMY3 WMO#=723860 | Natural Gas | 16217.1509 | 0 | 0 | 0 | 399495.4379 | 0 | 0 | 0 | 0 | 0 | 0 | 499878.7491 | 0 | 0 | 915591.3379 | 0 | 915591.3379 | 0 | 0 | 118.3852 | 0 | 0 | 0 | 2916.3167 | 0 | 0 | 0 | 0 | 0 | 0 | 3649.1149 | 0 | 0 | 6683.8168 | 0 | 6683.8168 | 0 | 0 | 16.2172 | 0 | 0 | 0 | 399.4954 | 0 | 0 | 0 | 0 | 0 | 0 | 499.8787 | 0 | 0 | 915.5913 | 0 | 915.5913 | 0 | 0 | 0 | 0 | 9.2472 | 0 | 0 | 0 | 0 | 0.37538 | 11.5707 | 0 | 0 | 21.1933 | 21.1933 | 21.1933 | 2
TX_3B_SH_2010_EL | 3B | SH | EL | 5415 | ASHRAE30pct-state-3B | HotelSmall | STD2010 | TX-ElPaso-TX | Zone3B | Zone3B(TX-ElPaso-TX) | ASHRAE30pct-state-STD2010 | state | TX | 0.0817 | 0.67 | ASHRAE30pct-state-3B_HotelSmall_STD2010_TX-ElPaso-TX.table.csv.gz | Small Hotel | El Paso International Ap Ut TX USA TMY3 WMO#=722700 | Electricity | 8127.7778 | 103322.223 | 114361.112 | 18294.4446 | 164169.4458 | 0 | 80763.8895 | 72.2222 | 0 | 0 | 0 | 0 | 0 | 0 | 489108.3372 | 0 | 489111.115 | -2.7778 | -2.7778 | 664.0394 | 8441.4256 | 9343.3029 | 1494.6561 | 13412.6437 | 0 | 6598.4098 | 5.9006 | 0 | 0 | 0 | 0 | 0 | 0 | 39960.1512 | 0 | 39960.3781 | -0.22694 | -0.22694 | 27.7399 | 352.6355 | 390.3109 | 62.4384 | 560.3052 | 0 | 275.6447 | 0.24649 | 0 | 0 | 0 | 0 | 0 | 0 | 1669.3116 | 0 | 1669.3211 | -0.0094805 | -0.0094805 | 9.0346 | 1.4453 | 12.9692 | 6.3804 | 0.0057056 | 0 | 8.1625 | 0.6421 | 0 | 0 | 0 | 38.6399 | 38.6397 | 38.6397 | 1
TX_3B_SH_2013_EL | 3B | SH | EL | 5775 | ASHRAE30pct-state-3B | HotelSmall | STD2013 | TX-ElPaso-TX | Zone3B | Zone3B(TX-ElPaso-TX) | ASHRAE30pct-state-STD2013 | state | TX | 0.0817 | 0.67 | ASHRAE30pct-state-3B_HotelSmall_STD2013_TX-ElPaso-TX.table.csv.gz | Small Hotel | El Paso International Ap Ut TX USA TMY3 WMO#=722700 | Electricity | 9600.0001 | 89336.1118 | 90447.2229 | 18294.4446 | 154908.3346 | 0 | 80019.4451 | 72.2222 | 0 | 0 | 0 | 0 | 0 | 0 | 442677.7813 | 0 | 442677.7813 | 0 | 0 | 784.32 | 7298.7603 | 7389.5381 | 1494.6561 | 12656.0109 | 0 | 6537.5887 | 5.9006 | 0 | 0 | 0 | 0 | 0 | 0 | 36166.7747 | 0 | 36166.7747 | 0 | 0 | 32.7645 | 304.9014 | 308.6936 | 62.4384 | 528.6973 | 0 | 273.1039 | 0.24649 | 0 | 0 | 0 | 0 | 0 | 0 | 1510.8455 | 0 | 1510.8455 | 0 | 0 | 7.1454 | 1.4453 | 12.2378 | 6.3216 | 0.0057056 | 0 | 7.0576 | 0.7584 | 0 | 0 | 0 | 34.9717 | 34.9717 | 34.9717 | 2
TX_3B_SH_2010_NG | 3B | SH | NG | 5424 | ASHRAE30pct-state-3B | HotelSmall | STD2010 | TX-ElPaso-TX | Zone3B | Zone3B(TX-ElPaso-TX) | ASHRAE30pct-state-STD2010 | state | TX | 0.0817 | 0.67 | ASHRAE30pct-state-3B_HotelSmall_STD2010_TX-ElPaso-TX.table.csv.gz | Small Hotel | El Paso International Ap Ut TX USA TMY3 WMO#=722700 | Natural Gas | 12966.1382 | 0 | 0 | 0 | 399495.4379 | 0 | 0 | 0 | 0 | 0 | 0 | 499840.8364 | 0 | 0 | 912302.4125 | 0 | 912302.4125 | 0 | 0 | 86.8731 | 0 | 0 | 0 | 2676.6194 | 0 | 0 | 0 | 0 | 0 | 0 | 3348.9336 | 0 | 0 | 6112.4262 | 0 | 6112.4262 | 0 | 0 | 12.9661 | 0 | 0 | 0 | 399.4954 | 0 | 0 | 0 | 0 | 0 | 0 | 499.8408 | 0 | 0 | 912.3024 | 0 | 912.3024 | 0 | 0 | 0 | 0 | 9.2472 | 0 | 0 | 0 | 0 | 0.30013 | 11.5699 | 0 | 0 | 21.1171 | 21.1171 | 21.1171 | 1
TX_3B_SH_2013_NG | 3B | SH | NG | 5784 | ASHRAE30pct-state-3B | HotelSmall | STD2013 | TX-ElPaso-TX | Zone3B | Zone3B(TX-ElPaso-TX) | ASHRAE30pct-state-STD2013 | state | TX | 0.0817 | 0.67 | ASHRAE30pct-state-3B_HotelSmall_STD2013_TX-ElPaso-TX.table.csv.gz | Small Hotel | El Paso International Ap Ut TX USA TMY3 WMO#=722700 | Natural Gas | 14416.2984 | 0 | 0 | 0 | 399495.4379 | 0 | 0 | 0 | 0 | 0 | 0 | 499907.1836 | 0 | 0 | 913818.9199 | 0 | 913818.9199 | 0 | 0 | 96.5892 | 0 | 0 | 0 | 2676.6194 | 0 | 0 | 0 | 0 | 0 | 0 | 3349.3781 | 0 | 0 | 6122.5868 | 0 | 6122.5868 | 0 | 0 | 14.4163 | 0 | 0 | 0 | 399.4954 | 0 | 0 | 0 | 0 | 0 | 0 | 499.9072 | 0 | 0 | 913.8189 | 0 | 913.8189 | 0 | 0 | 0 | 0 | 9.2472 | 0 | 0 | 0 | 0 | 0.3337 | 11.5714 | 0 | 0 | 21.1522 | 21.1522 | 21.1522 | 2
UT_3B_SH_2010_EL | 3B | SH | EL | 5475 | ASHRAE30pct-state-3B | HotelSmall | STD2010 | UT-SaintGeorge-UT | Zone3B | Zone3B(UT-SaintGeorge-UT) | ASHRAE30pct-state-STD2010 | state | UT | 0.0805 | 0.69 | ASHRAE30pct-state-3B_HotelSmall_STD2010_UT-SaintGeorge-UT.table.csv.gz | Small Hotel | Saint George Awos UT USA TMY3 WMO#=724754 | Electricity | 9950.0001 | 104041.6675 | 114491.6676 | 18288.889 | 164169.4458 | 0 | 81300.0007 | 72.2222 | 0 | 0 | 0 | 0 | 0 | 0 | 492311.115 | 0 | 492313.8928 | -2.7778 | -2.7778 | 800.975 | 8375.3542 | 9216.5792 | 1472.2556 | 13215.6404 | 0 | 6544.6501 | 5.8139 | 0 | 0 | 0 | 0 | 0 | 0 | 39631.0448 | 0 | 39631.2684 | -0.22361 | -0.22361 | 33.959 | 355.091 | 390.7565 | 62.4194 | 560.3052 | 0 | 277.4744 | 0.24649 | 0 | 0 | 0 | 0 | 0 | 0 | 1680.2426 | 0 | 1680.2521 | -0.0094805 | -0.0094805 | 9.0449 | 1.4448 | 12.9692 | 6.4227 | 0.0057056 | 0 | 8.2193 | 0.78605 | 0 | 0 | 0 | 38.8929 | 38.8927 | 38.8927 | 1
UT_3B_SH_2013_EL | 3B | SH | EL | 5835 | ASHRAE30pct-state-3B | HotelSmall | STD2013 | UT-SaintGeorge-UT | Zone3B | Zone3B(UT-SaintGeorge-UT) | ASHRAE30pct-state-STD2013 | state | UT | 0.0805 | 0.69 | ASHRAE30pct-state-3B_HotelSmall_STD2013_UT-SaintGeorge-UT.table.csv.gz | Small Hotel | Saint George Awos UT USA TMY3 WMO#=724754 | Electricity | 11850.0001 | 93402.7785 | 90933.3341 | 18288.889 | 154908.3346 | 0 | 80630.5562 | 72.2222 | 0 | 0 | 0 | 0 | 0 | 0 | 450083.3369 | 0 | 450086.1147 | -2.7778 | -2.7778 | 953.925 | 7518.9237 | 7320.1334 | 1472.2556 | 12470.1209 | 0 | 6490.7598 | 5.8139 | 0 | 0 | 0 | 0 | 0 | 0 | 36231.7086 | 0 | 36231.9322 | -0.22361 | -0.22361 | 40.4437 | 318.7808 | 310.3527 | 62.4194 | 528.6973 | 0 | 275.1896 | 0.24649 | 0 | 0 | 0 | 0 | 0 | 0 | 1536.1205 | 0 | 1536.13 | -0.0094805 | -0.0094805 | 7.1838 | 1.4448 | 12.2376 | 6.3698 | 0.0057056 | 0 | 7.3788 | 0.93615 | 0 | 0 | 0 | 35.5569 | 35.5567 | 35.5567 | 2
UT_3B_SH_2010_NG | 3B | SH | NG | 5484 | ASHRAE30pct-state-3B | HotelSmall | STD2010 | UT-SaintGeorge-UT | Zone3B | Zone3B(UT-SaintGeorge-UT) | ASHRAE30pct-state-STD2010 | state | UT | 0.0805 | 0.69 | ASHRAE30pct-state-3B_HotelSmall_STD2010_UT-SaintGeorge-UT.table.csv.gz | Small Hotel | Saint George Awos UT USA TMY3 WMO#=724754 | Natural Gas | 15866.4586 | 0 | 0 | 0 | 399495.4379 | 0 | 0 | 0 | 0 | 0 | 0 | 499802.9237 | 0 | 0 | 915164.8202 | 0 | 915164.8202 | 0 | 0 | 109.4786 | 0 | 0 | 0 | 2756.5185 | 0 | 0 | 0 | 0 | 0 | 0 | 3448.6402 | 0 | 0 | 6314.6373 | 0 | 6314.6373 | 0 | 0 | 15.8665 | 0 | 0 | 0 | 399.4954 | 0 | 0 | 0 | 0 | 0 | 0 | 499.8029 | 0 | 0 | 915.1648 | 0 | 915.1648 | 0 | 0 | 0 | 0 | 9.2472 | 0 | 0 | 0 | 0 | 0.36726 | 11.569 | 0 | 0 | 21.1834 | 21.1834 | 21.1834 | 1
UT_3B_SH_2013_NG | 3B | SH | NG | 5844 | ASHRAE30pct-state-3B | HotelSmall | STD2013 | UT-SaintGeorge-UT | Zone3B | Zone3B(UT-SaintGeorge-UT) | ASHRAE30pct-state-STD2013 | state | UT | 0.0805 | 0.69 | ASHRAE30pct-state-3B_HotelSmall_STD2013_UT-SaintGeorge-UT.table.csv.gz | Small Hotel | Saint George Awos UT USA TMY3 WMO#=724754 | Natural Gas | 17544.0949 | 0 | 0 | 0 | 399495.4379 | 0 | 0 | 0 | 0 | 0 | 0 | 499888.2273 | 0 | 0 | 916927.7601 | 0 | 916927.7601 | 0 | 0 | 121.0543 | 0 | 0 | 0 | 2756.5185 | 0 | 0 | 0 | 0 | 0 | 0 | 3449.2288 | 0 | 0 | 6326.8015 | 0 | 6326.8015 | 0 | 0 | 17.5441 | 0 | 0 | 0 | 399.4954 | 0 | 0 | 0 | 0 | 0 | 0 | 499.8882 | 0 | 0 | 916.9278 | 0 | 916.9278 | 0 | 0 | 0 | 0 | 9.2472 | 0 | 0 | 0 | 0 | 0.40609 | 11.571 | 0 | 0 | 21.2242 | 21.2242 | 21.2242 | 2
CA_3C_SH_2010_EL | 3C | SH | EL | 5955 | ASHRAE30pct-state-3C | HotelSmall | STD2010 | CA-SanFrancisco-CA | Zone3C | Zone3C(CA-SanFrancisco-CA) | ASHRAE30pct-state-STD2010 | state | CA | 0.136 | 0.7 | ASHRAE30pct-state-3C_HotelSmall_STD2010_CA-SanFrancisco-CA.table.csv.gz | Small Hotel | San Francisco Intl Ap CA USA TMY3 WMO#=724940 | Electricity | 4094.4445 | 60552.7783 | 114941.6676 | 18266.6668 | 164169.4458 | 0 | 76661.1117 | 72.2222 | 0 | 0 | 0 | 0 | 0 | 0 | 438758.3368 | 0 | 438758.3368 | 0 | 0 | 556.8444 | 8235.1778 | 15632.0668 | 2484.2667 | 22327.0446 | 0 | 10425.9112 | 9.8222 | 0 | 0 | 0 | 0 | 0 | 0 | 59671.1338 | 0 | 59671.1338 | 0 | 0 | 13.9742 | 206.6648 | 392.2923 | 62.3436 | 560.3052 | 0 | 261.642 | 0.24649 | 0 | 0 | 0 | 0 | 0 | 0 | 1497.4686 | 0 | 1497.4686 | 0 | 0 | 9.0804 | 1.4431 | 12.9694 | 6.0562 | 0.0057056 | 0 | 4.7837 | 0.32346 | 0 | 0 | 0 | 34.662 | 34.662 | 34.662 | 1
CA_3C_SH_2013_EL | 3C | SH | EL | 6015 | ASHRAE30pct-state-3C | HotelSmall | STD2013 | CA-SanFrancisco-CA | Zone3C | Zone3C(CA-SanFrancisco-CA) | ASHRAE30pct-state-STD2013 | state | CA | 0.136 | 0.7 | ASHRAE30pct-state-3C_HotelSmall_STD2013_CA-SanFrancisco-CA.table.csv.gz | Small Hotel | San Francisco Intl Ap CA USA TMY3 WMO#=724940 | Electricity | 5533.3334 | 48575.0004 | 90402.7785 | 18266.6668 | 154908.3346 | 0 | 76194.4451 | 72.2222 | 0 | 0 | 0 | 0 | 0 | 0 | 393952.7809 | 0 | 393952.7809 | 0 | 0 | 752.5333 | 6606.2001 | 12294.7779 | 2484.2667 | 21067.5335 | 0 | 10362.4445 | 9.8222 | 0 | 0 | 0 | 0 | 0 | 0 | 53577.5782 | 0 | 53577.5782 | 0 | 0 | 18.8851 | 165.785 | 308.5419 | 62.3436 | 528.6973 | 0 | 260.0493 | 0.24649 | 0 | 0 | 0 | 0 | 0 | 0 | 1344.5486 | 0 | 1344.5486 | 0 | 0 | 7.1418 | 1.4431 | 12.2378 | 6.0194 | 0.0057056 | 0 | 3.8374 | 0.43713 | 0 | 0 | 0 | 31.1224 | 31.1224 | 31.1224 | 2
CA_3C_SH_2010_NG | 3C | SH | NG | 5964 | ASHRAE30pct-state-3C | HotelSmall | STD2010 | CA-SanFrancisco-CA | Zone3C | Zone3C(CA-SanFrancisco-CA) | ASHRAE30pct-state-STD2010 | state | CA | 0.136 | 0.7 | ASHRAE30pct-state-3C_HotelSmall_STD2010_CA-SanFrancisco-CA.table.csv.gz | Small Hotel | San Francisco Intl Ap CA USA TMY3 WMO#=724940 | Natural Gas | 12084.6683 | 0 | 0 | 0 | 399495.4379 | 0 | 0 | 0 | 0 | 0 | 0 | 560775.999 | 0 | 0 | 972356.1052 | 0 | 972356.1052 | 0 | 0 | 84.5927 | 0 | 0 | 0 | 2796.4681 | 0 | 0 | 0 | 0 | 0 | 0 | 3925.432 | 0 | 0 | 6806.4927 | 0 | 6806.4927 | 0 | 0 | 12.0847 | 0 | 0 | 0 | 399.4954 | 0 | 0 | 0 | 0 | 0 | 0 | 560.776 | 0 | 0 | 972.3561 | 0 | 972.3561 | 0 | 0 | 0 | 0 | 9.2472 | 0 | 0 | 0 | 0 | 0.27972 | 12.9803 | 0 | 0 | 22.5072 | 22.5072 | 22.5072 | 1
CA_3C_SH_2013_NG | 3C | SH | NG | 6024 | ASHRAE30pct-state-3C | HotelSmall | STD2013 | CA-SanFrancisco-CA | Zone3C | Zone3C(CA-SanFrancisco-CA) | ASHRAE30pct-state-STD2013 | state | CA | 0.136 | 0.7 | ASHRAE30pct-state-3C_HotelSmall_STD2013_CA-SanFrancisco-CA.table.csv.gz | Small Hotel | San Francisco Intl Ap CA USA TMY3 WMO#=724940 | Natural Gas | 14046.6497 | 0 | 0 | 0 | 399495.4379 | 0 | 0 | 0 | 0 | 0 | 0 | 560851.8244 | 0 | 0 | 974393.912 | 0 | 974393.912 | 0 | 0 | 98.3265 | 0 | 0 | 0 | 2796.4681 | 0 | 0 | 0 | 0 | 0 | 0 | 3925.9628 | 0 | 0 | 6820.7574 | 0 | 6820.7574 | 0 | 0 | 14.0466 | 0 | 0 | 0 | 399.4954 | 0 | 0 | 0 | 0 | 0 | 0 | 560.8518 | 0 | 0 | 974.3939 | 0 | 974.3939 | 0 | 0 | 0 | 0 | 9.2472 | 0 | 0 | 0 | 0 | 0.32514 | 12.9821 | 0 | 0 | 22.5544 | 22.5544 | 22.5544 | 2
AR_4A_SH_2010_EL | 4A | SH | EL | 7155 | ASHRAE30pct-state-4A | HotelSmall | STD2010 | AR-Springfield-MO | Zone4A | Zone4A(AR-Springfield-MO) | ASHRAE30pct-state-STD2010 | state | AR | 0.0768 | 0.77 | ASHRAE30pct-state-4A_HotelSmall_STD2010_AR-Springfield-MO.table.csv.gz | Small Hotel | Springfield Regional Arpt MO USA TMY3 WMO#=724400 | Electricity | 43536.1115 | 87741.6674 | 113983.3342 | 18277.7779 | 164169.4458 | 0 | 78141.6673 | 72.2222 | 0 | 0 | 0 | 0 | 0 | 0 | 505919.4485 | 0 | 505922.2263 | -2.7778 | -2.7778 | 3343.5734 | 6738.5601 | 8753.9201 | 1403.7333 | 12608.2134 | 0 | 6001.28 | 5.5467 | 0 | 0 | 0 | 0 | 0 | 0 | 38854.6136 | 0 | 38854.827 | -0.21333 | -0.21333 | 148.5874 | 299.4596 | 389.0216 | 62.3815 | 560.3052 | 0 | 266.6951 | 0.24649 | 0 | 0 | 0 | 0 | 0 | 0 | 1726.6874 | 0 | 1726.6969 | -0.0094805 | -0.0094805 | 9.0047 | 1.4439 | 12.9692 | 6.1732 | 0.0057056 | 0 | 6.9316 | 3.4394 | 0 | 0 | 0 | 39.968 | 39.9678 | 39.9678 | 1
AR_4A_SH_2013_EL | 4A | SH | EL | 8235 | ASHRAE30pct-state-4A | HotelSmall | STD2013 | AR-Springfield-MO | Zone4A | Zone4A(AR-Springfield-MO) | ASHRAE30pct-state-STD2013 | state | AR | 0.0768 | 0.77 | ASHRAE30pct-state-4A_HotelSmall_STD2013_AR-Springfield-MO.table.csv.gz | Small Hotel | Springfield Regional Arpt MO USA TMY3 WMO#=724400 | Electricity | 45783.3337 | 75027.7784 | 88505.5563 | 18277.7779 | 154908.3346 | 0 | 77561.1117 | 72.2222 | 0 | 0 | 0 | 0 | 0 | 0 | 460133.337 | 0 | 460136.1148 | -2.7778 | -2.7778 | 3516.16 | 5762.1334 | 6797.2267 | 1403.7333 | 11896.9601 | 0 | 5956.6934 | 5.5467 | 0 | 0 | 0 | 0 | 0 | 0 | 35338.2403 | 0 | 35338.4536 | -0.21333 | -0.21333 | 156.2571 | 256.0675 | 302.0667 | 62.3815 | 528.6973 | 0 | 264.7137 | 0.24649 | 0 | 0 | 0 | 0 | 0 | 0 | 1570.4208 | 0 | 1570.4303 | -0.0094805 | -0.0094805 | 6.992 | 1.4439 | 12.2376 | 6.1273 | 0.0057056 | 0 | 5.9272 | 3.6169 | 0 | 0 | 0 | 36.3509 | 36.3507 | 36.3507 | 2
AR_4A_SH_2010_NG | 4A | SH | NG | 7164 | ASHRAE30pct-state-4A | HotelSmall | STD2010 | AR-Springfield-MO | Zone4A | Zone4A(AR-Springfield-MO) | ASHRAE30pct-state-STD2010 | state | AR | 0.0768 | 0.77 | ASHRAE30pct-state-4A_HotelSmall_STD2010_AR-Springfield-MO.table.csv.gz | Small Hotel | Springfield Regional Arpt MO USA TMY3 WMO#=724400 | Natural Gas | 64404.1733 | 0 | 0 | 0 | 399495.4379 | 0 | 0 | 0 | 0 | 0 | 0 | 566813.5941 | 0 | 0 | 1030713.2053 | 0 | 1030713.2053 | 0 | 0 | 495.9121 | 0 | 0 | 0 | 3076.1149 | 0 | 0 | 0 | 0 | 0 | 0 | 4364.4647 | 0 | 0 | 7936.4917 | 0 | 7936.4917 | 0 | 0 | 64.4042 | 0 | 0 | 0 | 399.4954 | 0 | 0 | 0 | 0 | 0 | 0 | 566.8136 | 0 | 0 | 1030.7132 | 0 | 1030.7132 | 0 | 0 | 0 | 0 | 9.2472 | 0 | 0 | 0 | 0 | 1.4908 | 13.1201 | 0 | 0 | 23.858 | 23.858 | 23.858 | 1
AR_4A_SH_2013_NG | 4A | SH | NG | 8244 | ASHRAE30pct-state-4A | HotelSmall | STD2013 | AR-Springfield-MO | Zone4A | Zone4A(AR-Springfield-MO) | ASHRAE30pct-state-STD2013 | state | AR | 0.0768 | 0.77 | ASHRAE30pct-state-4A_HotelSmall_STD2013_AR-Springfield-MO.table.csv.gz | Small Hotel | Springfield Regional Arpt MO USA TMY3 WMO#=724400 | Natural Gas | 67446.6663 | 0 | 0 | 0 | 399495.4379 | 0 | 0 | 0 | 0 | 0 | 0 | 566851.5068 | 0 | 0 | 1033784.1328 | 0 | 1033793.611 | 0 | 0 | 519.3393 | 0 | 0 | 0 | 3076.1149 | 0 | 0 | 0 | 0 | 0 | 0 | 4364.7566 | 0 | 0 | 7960.1378 | 0 | 7960.2108 | 0 | 0 | 67.4467 | 0 | 0 | 0 | 399.4954 | 0 | 0 | 0 | 0 | 0 | 0 | 566.8515 | 0 | 0 | 1033.7841 | 0 | 1033.7936 | 0 | 0 | 0 | 0 | 9.2472 | 0 | 0 | 0 | 0 | 1.5612 | 13.121 | 0 | 0 | 23.9293 | 23.9291 | 23.9293 | 2
DC_4A_SH_2010_EL | 4A | SH | EL | 7215 | ASHRAE30pct-state-4A | HotelSmall | STD2010 | DC-Baltimore-MD | Zone4A | Zone4A(DC-Baltimore-MD) | ASHRAE30pct-state-STD2010 | state | DC | 0.12 | 1.12 | ASHRAE30pct-state-4A_HotelSmall_STD2010_DC-Baltimore-MD.table.csv.gz | Small Hotel | Baltimore Blt Washngtn IntL MD USA TMY3 WMO#=724060 | Electricity | 41027.7781 | 83302.7784 | 114016.6676 | 18283.3335 | 164169.4458 | 0 | 77480.5562 | 72.2222 | 0 | 0 | 0 | 0 | 0 | 0 | 498350.004 | 0 | 498352.7818 | -2.7778 | -2.7778 | 4923.3334 | 9996.3334 | 13682.0001 | 2194 | 19700.3335 | 0 | 9297.6667 | 8.6667 | 0 | 0 | 0 | 0 | 0 | 0 | 59802.0005 | 0 | 59802.3338 | -0.33333 | -0.33333 | 140.0265 | 284.3098 | 389.1354 | 62.4005 | 560.3052 | 0 | 264.4387 | 0.24649 | 0 | 0 | 0 | 0 | 0 | 0 | 1700.8531 | 0 | 1700.8626 | -0.0094805 | -0.0094805 | 9.0073 | 1.4444 | 12.9692 | 6.121 | 0.0057056 | 0 | 6.5809 | 3.2412 | 0 | 0 | 0 | 39.37 | 39.3698 | 39.3698 | 1
DC_4A_SH_2013_EL | 4A | SH | EL | 8295 | ASHRAE30pct-state-4A | HotelSmall | STD2013 | DC-Baltimore-MD | Zone4A | Zone4A(DC-Baltimore-MD) | ASHRAE30pct-state-STD2013 | state | DC | 0.12 | 1.12 | ASHRAE30pct-state-4A_HotelSmall_STD2013_DC-Baltimore-MD.table.csv.gz | Small Hotel | Baltimore Blt Washngtn IntL MD USA TMY3 WMO#=724060 | Electricity | 43566.667 | 71283.3339 | 88613.8896 | 18283.3335 | 154908.3346 | 0 | 76850.0006 | 72.2222 | 0 | 0 | 0 | 0 | 0 | 0 | 453577.7814 | 0 | 453577.7814 | 5.8208e-11 | 5.8208e-11 | 5228 | 8554.0001 | 10633.6668 | 2194 | 18589.0001 | 0 | 9222.0001 | 8.6667 | 0 | 0 | 0 | 0 | 0 | 0 | 54429.3338 | 0 | 54429.3338 | 6.9849e-12 | 6.9849e-12 | 148.6917 | 243.2878 | 302.4365 | 62.4005 | 528.6973 | 0 | 262.2867 | 0.24649 | 0 | 0 | 0 | 0 | 0 | 0 | 1548.0469 | 0 | 1548.0469 | 1.9866e-13 | 1.9866e-13 | 7.0005 | 1.4444 | 12.2378 | 6.0712 | 0.0057056 | 0 | 5.6314 | 3.4418 | 0 | 0 | 0 | 35.8328 | 35.8328 | 35.8328 | 2
DC_4A_SH_2010_NG | 4A | SH | NG | 7224 | ASHRAE30pct-state-4A | HotelSmall | STD2010 | DC-Baltimore-MD | Zone4A | Zone4A(DC-Baltimore-MD) | ASHRAE30pct-state-STD2010 | state | DC | 0.12 | 1.12 | ASHRAE30pct-state-4A_HotelSmall_STD2010_DC-Baltimore-MD.table.csv.gz | Small Hotel | Baltimore Blt Washngtn IntL MD USA TMY3 WMO#=724060 | Natural Gas | 63844.9612 | 0 | 0 | 0 | 399495.4379 | 0 | 0 | 0 | 0 | 0 | 0 | 566832.5504 | 0 | 0 | 1030182.4277 | 0 | 1030172.9496 | 0 | 0 | 715.0636 | 0 | 0 | 0 | 4474.3489 | 0 | 0 | 0 | 0 | 0 | 0 | 6348.5246 | 0 | 0 | 11538.0432 | 0 | 11537.937 | 0 | 0 | 63.845 | 0 | 0 | 0 | 399.4954 | 0 | 0 | 0 | 0 | 0 | 0 | 566.8326 | 0 | 0 | 1030.1824 | 0 | 1030.1729 | 0 | 0 | 0 | 0 | 9.2472 | 0 | 0 | 0 | 0 | 1.4778 | 13.1205 | 0 | 0 | 23.8455 | 23.8457 | 23.8455 | 1
DC_4A_SH_2013_NG | 4A | SH | NG | 8304 | ASHRAE30pct-state-4A | HotelSmall | STD2013 | DC-Baltimore-MD | Zone4A | Zone4A(DC-Baltimore-MD) | ASHRAE30pct-state-STD2013 | state | DC | 0.12 | 1.12 | ASHRAE30pct-state-4A_HotelSmall_STD2013_DC-Baltimore-MD.table.csv.gz | Small Hotel | Baltimore Blt Washngtn IntL MD USA TMY3 WMO#=724060 | Natural Gas | 67086.4958 | 0 | 0 | 0 | 399495.4379 | 0 | 0 | 0 | 0 | 0 | 0 | 566889.4195 | 0 | 0 | 1033461.875 | 0 | 1033471.3531 | 0 | 0 | 751.3688 | 0 | 0 | 0 | 4474.3489 | 0 | 0 | 0 | 0 | 0 | 0 | 6349.1615 | 0 | 0 | 11574.773 | 0 | 11574.8792 | 0 | 0 | 67.0865 | 0 | 0 | 0 | 399.4954 | 0 | 0 | 0 | 0 | 0 | 0 | 566.8894 | 0 | 0 | 1033.4619 | 0 | 1033.4714 | 0 | 0 | 0 | 0 | 9.2472 | 0 | 0 | 0 | 0 | 1.5529 | 13.1218 | 0 | 0 | 23.9218 | 23.9216 | 23.9218 | 2
DE_4A_SH_2010_EL | 4A | SH | EL | 7275 | ASHRAE30pct-state-4A | HotelSmall | STD2010 | DE-Wilmington-DE | Zone4A | Zone4A(DE-Wilmington-DE) | ASHRAE30pct-state-STD2010 | state | DE | 0.1011 | 1.3 | ASHRAE30pct-state-4A_HotelSmall_STD2010_DE-Wilmington-DE.table.csv.gz | Small Hotel | Wilmington New Castle Cnty Ap DE USA TMY3 WMO#=724089 | Electricity | 49172.2226 | 78233.334 | 113994.4454 | 18263.889 | 164169.4458 | 0 | 77388.8895 | 72.2222 | 0 | 0 | 0 | 0 | 0 | 0 | 501291.6707 | 0 | 501294.4485 | -2.7778 | -2.7778 | 4971.3117 | 7909.3901 | 11524.8384 | 1846.4792 | 16597.531 | 0 | 7824.0167 | 7.3017 | 0 | 0 | 0 | 0 | 0 | 0 | 50680.5879 | 0 | 50680.8687 | -0.28083 | -0.28083 | 167.8233 | 267.0079 | 389.0595 | 62.3341 | 560.3052 | 0 | 264.1259 | 0.24649 | 0 | 0 | 0 | 0 | 0 | 0 | 1710.8929 | 0 | 1710.9024 | -0.0094805 | -0.0094805 | 9.0056 | 1.4429 | 12.9692 | 6.1137 | 0.0057056 | 0 | 6.1805 | 3.8846 | 0 | 0 | 0 | 39.6024 | 39.6022 | 39.6022 | 1
DE_4A_SH_2013_EL | 4A | SH | EL | 8355 | ASHRAE30pct-state-4A | HotelSmall | STD2013 | DE-Wilmington-DE | Zone4A | Zone4A(DE-Wilmington-DE) | ASHRAE30pct-state-STD2013 | state | DE | 0.1011 | 1.3 | ASHRAE30pct-state-4A_HotelSmall_STD2013_DE-Wilmington-DE.table.csv.gz | Small Hotel | Wilmington New Castle Cnty Ap DE USA TMY3 WMO#=724089 | Electricity | 52072.2226 | 66686.1116 | 88527.7785 | 18263.889 | 154908.3346 | 0 | 76691.6673 | 72.2222 | 0 | 0 | 0 | 0 | 0 | 0 | 457219.4481 | 0 | 457222.2259 | -2.7778 | -2.7778 | 5264.5017 | 6741.9659 | 8950.1584 | 1846.4792 | 15661.2326 | 0 | 7753.5276 | 7.3017 | 0 | 0 | 0 | 0 | 0 | 0 | 46224.8862 | 0 | 46225.167 | -0.28083 | -0.28083 | 177.7209 | 227.5976 | 302.1426 | 62.3341 | 528.6973 | 0 | 261.7463 | 0.24649 | 0 | 0 | 0 | 0 | 0 | 0 | 1560.4758 | 0 | 1560.4853 | -0.0094805 | -0.0094805 | 6.9937 | 1.4429 | 12.2376 | 6.0587 | 0.0057056 | 0 | 5.2682 | 4.1137 | 0 | 0 | 0 | 36.1207 | 36.1205 | 36.1205 | 2
DE_4A_SH_2010_NG | 4A | SH | NG | 7284 | ASHRAE30pct-state-4A | HotelSmall | STD2010 | DE-Wilmington-DE | Zone4A | Zone4A(DE-Wilmington-DE) | ASHRAE30pct-state-STD2010 | state | DE | 0.1011 | 1.3 | ASHRAE30pct-state-4A_HotelSmall_STD2010_DE-Wilmington-DE.table.csv.gz | Small Hotel | Wilmington New Castle Cnty Ap DE USA TMY3 WMO#=724089 | Natural Gas | 74469.9911 | 0 | 0 | 0 | 399495.4379 | 0 | 0 | 0 | 0 | 0 | 0 | 566908.3758 | 0 | 0 | 1040883.283 | 0 | 1040873.8048 | 0 | 0 | 968.1099 | 0 | 0 | 0 | 5193.4407 | 0 | 0 | 0 | 0 | 0 | 0 | 7369.8089 | 0 | 0 | 13531.4827 | 0 | 13531.3595 | 0 | 0 | 74.47 | 0 | 0 | 0 | 399.4954 | 0 | 0 | 0 | 0 | 0 | 0 | 566.9084 | 0 | 0 | 1040.8833 | 0 | 1040.8738 | 0 | 0 | 0 | 0 | 9.2472 | 0 | 0 | 0 | 0 | 1.7238 | 13.1223 | 0 | 0 | 24.0932 | 24.0934 | 24.0932 | 1
DE_4A_SH_2013_NG | 4A | SH | NG | 8364 | ASHRAE30pct-state-4A | HotelSmall | STD2013 | DE-Wilmington-DE | Zone4A | Zone4A(DE-Wilmington-DE) | ASHRAE30pct-state-STD2013 | state | DE | 0.1011 | 1.3 | ASHRAE30pct-state-4A_HotelSmall_STD2013_DE-Wilmington-DE.table.csv.gz | Small Hotel | Wilmington New Castle Cnty Ap DE USA TMY3 WMO#=724089 | Natural Gas | 78261.2596 | 0 | 0 | 0 | 399495.4379 | 0 | 0 | 0 | 0 | 0 | 0 | 566955.7667 | 0 | 0 | 1044702.986 | 0 | 1044712.4642 | 0 | 0 | 1017.3964 | 0 | 0 | 0 | 5193.4407 | 0 | 0 | 0 | 0 | 0 | 0 | 7370.425 | 0 | 0 | 13581.1388 | 0 | 13581.262 | 0 | 0 | 78.2613 | 0 | 0 | 0 | 399.4954 | 0 | 0 | 0 | 0 | 0 | 0 | 566.9558 | 0 | 0 | 1044.703 | 0 | 1044.7125 | 0 | 0 | 0 | 0 | 9.2472 | 0 | 0 | 0 | 0 | 1.8115 | 13.1234 | 0 | 0 | 24.182 | 24.1818 | 24.182 | 2
GA_4A_SH_2010_EL | 4A | SH | EL | 7335 | ASHRAE30pct-state-4A | HotelSmall | STD2010 | GA-Chattanooga-TN | Zone4A | Zone4A(GA-Chattanooga-TN) | ASHRAE30pct-state-STD2010 | state | GA | 0.0947 | 0.94 | ASHRAE30pct-state-4A_HotelSmall_STD2010_GA-Chattanooga-TN.table.csv.gz | Small Hotel | Chattanooga Lovell Field Ap TN USA TMY3 WMO#=723240 | Electricity | 19272.2224 | 103875.0008 | 113958.3342 | 18302.7779 | 164169.4458 | 0 | 77591.6673 | 72.2222 | 0 | 0 | 0 | 0 | 0 | 0 | 497241.6706 | 0 | 497241.6706 | 0 | 0 | 1825.0795 | 9836.9626 | 10791.8543 | 1733.2731 | 15546.8465 | 0 | 7347.9309 | 6.8394 | 0 | 0 | 0 | 0 | 0 | 0 | 47088.7862 | 0 | 47088.7862 | 0 | 0 | 65.7755 | 354.5222 | 388.9363 | 62.4668 | 560.3052 | 0 | 264.818 | 0.24649 | 0 | 0 | 0 | 0 | 0 | 0 | 1697.0704 | 0 | 1697.0704 | 0 | 0 | 9.0027 | 1.4459 | 12.9694 | 6.1298 | 0.0057056 | 0 | 8.2062 | 1.5225 | 0 | 0 | 0 | 39.2822 | 39.2822 | 39.2822 | 1
GA_4A_SH_2013_EL | 4A | SH | EL | 8415 | ASHRAE30pct-state-4A | HotelSmall | STD2013 | GA-Chattanooga-TN | Zone4A | Zone4A(GA-Chattanooga-TN) | ASHRAE30pct-state-STD2013 | state | GA | 0.0947 | 0.94 | ASHRAE30pct-state-4A_HotelSmall_STD2013_GA-Chattanooga-TN.table.csv.gz | Small Hotel | Chattanooga Lovell Field Ap TN USA TMY3 WMO#=723240 | Electricity | 20297.2224 | 89788.8896 | 88483.334 | 18302.7779 | 154908.3346 | 0 | 76869.4451 | 72.2222 | 0 | 0 | 0 | 0 | 0 | 0 | 448722.2258 | 0 | 448722.2258 | 0 | 0 | 1922.147 | 8503.0078 | 8379.3717 | 1733.2731 | 14669.8193 | 0 | 7279.5364 | 6.8394 | 0 | 0 | 0 | 0 | 0 | 0 | 42493.9948 | 0 | 42493.9948 | 0 | 0 | 69.2738 | 306.4467 | 301.9909 | 62.4668 | 528.6973 | 0 | 262.353 | 0.24649 | 0 | 0 | 0 | 0 | 0 | 0 | 1531.475 | 0 | 1531.475 | 0 | 0 | 6.9902 | 1.4459 | 12.2378 | 6.0727 | 0.0057056 | 0 | 7.0933 | 1.6035 | 0 | 0 | 0 | 35.4492 | 35.4492 | 35.4492 | 2
GA_4A_SH_2010_NG | 4A | SH | NG | 7344 | ASHRAE30pct-state-4A | HotelSmall | STD2010 | GA-Chattanooga-TN | Zone4A | Zone4A(GA-Chattanooga-TN) | ASHRAE30pct-state-STD2010 | state | GA | 0.0947 | 0.94 | ASHRAE30pct-state-4A_HotelSmall_STD2010_GA-Chattanooga-TN.table.csv.gz | Small Hotel | Chattanooga Lovell Field Ap TN USA TMY3 WMO#=723240 | Natural Gas | 34528.9777 | 0 | 0 | 0 | 399495.4379 | 0 | 0 | 0 | 0 | 0 | 0 | 566586.118 | 0 | 0 | 1000610.5336 | 0 | 1000610.5336 | 0 | 0 | 324.5724 | 0 | 0 | 0 | 3755.2571 | 0 | 0 | 0 | 0 | 0 | 0 | 5325.9095 | 0 | 0 | 9405.739 | 0 | 9405.739 | 0 | 0 | 34.529 | 0 | 0 | 0 | 399.4954 | 0 | 0 | 0 | 0 | 0 | 0 | 566.5861 | 0 | 0 | 1000.6105 | 0 | 1000.6105 | 0 | 0 | 0 | 0 | 9.2472 | 0 | 0 | 0 | 0 | 0.79924 | 13.1148 | 0 | 0 | 23.1612 | 23.1612 | 23.1612 | 1
GA_4A_SH_2013_NG | 4A | SH | NG | 8424 | ASHRAE30pct-state-4A | HotelSmall | STD2013 | GA-Chattanooga-TN | Zone4A | Zone4A(GA-Chattanooga-TN) | ASHRAE30pct-state-STD2013 | state | GA | 0.0947 | 0.94 | ASHRAE30pct-state-4A_HotelSmall_STD2013_GA-Chattanooga-TN.table.csv.gz | Small Hotel | Chattanooga Lovell Field Ap TN USA TMY3 WMO#=723240 | Natural Gas | 36557.3063 | 0 | 0 | 0 | 399495.4379 | 0 | 0 | 0 | 0 | 0 | 0 | 566614.5525 | 0 | 0 | 1002667.2967 | 0 | 1002667.2967 | 0 | 0 | 343.6387 | 0 | 0 | 0 | 3755.2571 | 0 | 0 | 0 | 0 | 0 | 0 | 5326.1768 | 0 | 0 | 9425.0726 | 0 | 9425.0726 | 0 | 0 | 36.5573 | 0 | 0 | 0 | 399.4954 | 0 | 0 | 0 | 0 | 0 | 0 | 566.6146 | 0 | 0 | 1002.6673 | 0 | 1002.6673 | 0 | 0 | 0 | 0 | 9.2472 | 0 | 0 | 0 | 0 | 0.84619 | 13.1155 | 0 | 0 | 23.2088 | 23.2088 | 23.2088 | 2
IL_4A_SH_2010_EL | 4A | SH | EL | 7395 | ASHRAE30pct-state-4A | HotelSmall | STD2010 | IL-StLouis-MO | Zone4A | Zone4A(IL-StLouis-MO) | ASHRAE30pct-state-STD2010 | state | IL | 0.0819 | 0.76 | ASHRAE30pct-state-4A_HotelSmall_STD2010_IL-StLouis-MO.table.csv.gz | Small Hotel | St Louis Lambert IntL Arpt MO USA TMY3 WMO#=724340 | Electricity | 49858.3337 | 88105.5563 | 114002.7787 | 18269.4446 | 164169.4458 | 0 | 77941.6673 | 72.2222 | 0 | 0 | 0 | 0 | 0 | 0 | 512416.6708 | 0 | 512419.4485 | -2.7778 | -2.7778 | 4083.3975 | 7215.8451 | 9336.8276 | 1496.2675 | 13445.4776 | 0 | 6383.4226 | 5.915 | 0 | 0 | 0 | 0 | 0 | 0 | 41966.9253 | 0 | 41967.1528 | -0.2275 | -0.2275 | 170.1649 | 300.7015 | 389.0879 | 62.353 | 560.3052 | 0 | 266.0125 | 0.24649 | 0 | 0 | 0 | 0 | 0 | 0 | 1748.8622 | 0 | 1748.8717 | -0.0094805 | -0.0094805 | 9.0062 | 1.4433 | 12.9692 | 6.1574 | 0.0057056 | 0 | 6.9604 | 3.9388 | 0 | 0 | 0 | 40.4813 | 40.481 | 40.481 | 1
IL_4A_SH_2013_EL | 4A | SH | EL | 8475 | ASHRAE30pct-state-4A | HotelSmall | STD2013 | IL-StLouis-MO | Zone4A | Zone4A(IL-StLouis-MO) | ASHRAE30pct-state-STD2013 | state | IL | 0.0819 | 0.76 | ASHRAE30pct-state-4A_HotelSmall_STD2013_IL-StLouis-MO.table.csv.gz | Small Hotel | St Louis Lambert IntL Arpt MO USA TMY3 WMO#=724340 | Electricity | 52494.4449 | 75961.1117 | 88552.7785 | 18269.4446 | 154908.3346 | 0 | 77300.0006 | 72.2222 | 0 | 0 | 0 | 0 | 0 | 0 | 467558.3371 | 0 | 467558.3371 | 0 | 0 | 4299.295 | 6221.215 | 7252.4726 | 1496.2675 | 12686.9926 | 0 | 6330.8701 | 5.915 | 0 | 0 | 0 | 0 | 0 | 0 | 38293.0278 | 0 | 38293.0278 | 0 | 0 | 179.1619 | 259.2529 | 302.2279 | 62.353 | 528.6973 | 0 | 263.8225 | 0.24649 | 0 | 0 | 0 | 0 | 0 | 0 | 1595.7621 | 0 | 1595.7621 | 0 | 0 | 6.9957 | 1.4433 | 12.2378 | 6.1067 | 0.0057056 | 0 | 6.0009 | 4.1471 | 0 | 0 | 0 | 36.9372 | 36.9372 | 36.9372 | 2
IL_4A_SH_2010_NG | 4A | SH | NG | 7404 | ASHRAE30pct-state-4A | HotelSmall | STD2010 | IL-StLouis-MO | Zone4A | Zone4A(IL-StLouis-MO) | ASHRAE30pct-state-STD2010 | state | IL | 0.0819 | 0.76 | ASHRAE30pct-state-4A_HotelSmall_STD2010_IL-StLouis-MO.table.csv.gz | Small Hotel | St Louis Lambert IntL Arpt MO USA TMY3 WMO#=724340 | Natural Gas | 73342.0887 | 0 | 0 | 0 | 399495.4379 | 0 | 0 | 0 | 0 | 0 | 0 | 566842.0286 | 0 | 0 | 1039679.5553 | 0 | 1039679.5553 | 0 | 0 | 557.3999 | 0 | 0 | 0 | 3036.1653 | 0 | 0 | 0 | 0 | 0 | 0 | 4307.9994 | 0 | 0 | 7901.5646 | 0 | 7901.5646 | 0 | 0 | 73.3421 | 0 | 0 | 0 | 399.4954 | 0 | 0 | 0 | 0 | 0 | 0 | 566.842 | 0 | 0 | 1039.6796 | 0 | 1039.6796 | 0 | 0 | 0 | 0 | 9.2472 | 0 | 0 | 0 | 0 | 1.6977 | 13.1207 | 0 | 0 | 24.0655 | 24.0655 | 24.0655 | 1
IL_4A_SH_2013_NG | 4A | SH | NG | 8484 | ASHRAE30pct-state-4A | HotelSmall | STD2013 | IL-StLouis-MO | Zone4A | Zone4A(IL-StLouis-MO) | ASHRAE30pct-state-STD2013 | state | IL | 0.0819 | 0.76 | ASHRAE30pct-state-4A_HotelSmall_STD2013_IL-StLouis-MO.table.csv.gz | Small Hotel | St Louis Lambert IntL Arpt MO USA TMY3 WMO#=724340 | Natural Gas | 76763.7085 | 0 | 0 | 0 | 399495.4379 | 0 | 0 | 0 | 0 | 0 | 0 | 566889.4195 | 0 | 0 | 1043148.5659 | 0 | 1043148.5659 | 0 | 0 | 583.4042 | 0 | 0 | 0 | 3036.1653 | 0 | 0 | 0 | 0 | 0 | 0 | 4308.3596 | 0 | 0 | 7927.9291 | 0 | 7927.9291 | 0 | 0 | 76.7637 | 0 | 0 | 0 | 399.4954 | 0 | 0 | 0 | 0 | 0 | 0 | 566.8894 | 0 | 0 | 1043.1486 | 0 | 1043.1486 | 0 | 0 | 0 | 0 | 9.2472 | 0 | 0 | 0 | 0 | 1.7769 | 13.1218 | 0 | 0 | 24.1458 | 24.1458 | 24.1458 | 2
IN_4A_SH_2010_EL | 4A | SH | EL | 7455 | ASHRAE30pct-state-4A | HotelSmall | STD2010 | IN-Evansville-IN | Zone4A | Zone4A(IN-Evansville-IN) | ASHRAE30pct-state-STD2010 | state | IN | 0.0907 | 0.75 | ASHRAE30pct-state-4A_HotelSmall_STD2010_IN-Evansville-IN.table.csv.gz | Small Hotel | Evansville Regional Ap IN USA TMY3 WMO#=724320 | Electricity | 42141.667 | 91169.4452 | 113991.6676 | 18291.6668 | 164169.4458 | 0 | 77475.0006 | 72.2222 | 0 | 0 | 0 | 0 | 0 | 0 | 507311.1152 | 0 | 507311.1152 | 0 | 0 | 3822.2492 | 8269.0687 | 10339.0442 | 1659.0542 | 14890.1687 | 0 | 7026.9826 | 6.5506 | 0 | 0 | 0 | 0 | 0 | 0 | 46013.1181 | 0 | 46013.1181 | 0 | 0 | 143.8282 | 311.1585 | 389.05 | 62.4289 | 560.3052 | 0 | 264.4198 | 0.24649 | 0 | 0 | 0 | 0 | 0 | 0 | 1731.4371 | 0 | 1731.4371 | 0 | 0 | 9.0054 | 1.445 | 12.9694 | 6.1205 | 0.0057056 | 0 | 7.2024 | 3.3292 | 0 | 0 | 0 | 40.0777 | 40.0777 | 40.0777 | 1
IN_4A_SH_2013_EL | 4A | SH | EL | 8535 | ASHRAE30pct-state-4A | HotelSmall | STD2013 | IN-Evansville-IN | Zone4A | Zone4A(IN-Evansville-IN) | ASHRAE30pct-state-STD2013 | state | IN | 0.0907 | 0.75 | ASHRAE30pct-state-4A_HotelSmall_STD2013_IN-Evansville-IN.table.csv.gz | Small Hotel | Evansville Regional Ap IN USA TMY3 WMO#=724320 | Electricity | 44277.7781 | 78513.8895 | 88577.7785 | 18291.6668 | 154908.3346 | 0 | 76891.6673 | 72.2222 | 0 | 0 | 0 | 0 | 0 | 0 | 461533.337 | 0 | 461533.337 | 0 | 0 | 4015.9945 | 7121.2098 | 8034.0045 | 1659.0542 | 14050.1859 | 0 | 6974.0742 | 6.5506 | 0 | 0 | 0 | 0 | 0 | 0 | 41861.0737 | 0 | 41861.0737 | 0 | 0 | 151.1187 | 267.9655 | 302.3132 | 62.4289 | 528.6973 | 0 | 262.4289 | 0.24649 | 0 | 0 | 0 | 0 | 0 | 0 | 1575.199 | 0 | 1575.199 | 0 | 0 | 6.9977 | 1.445 | 12.2378 | 6.0745 | 0.0057056 | 0 | 6.2026 | 3.498 | 0 | 0 | 0 | 36.4613 | 36.4613 | 36.4613 | 2
IN_4A_SH_2010_NG | 4A | SH | NG | 7464 | ASHRAE30pct-state-4A | HotelSmall | STD2010 | IN-Evansville-IN | Zone4A | Zone4A(IN-Evansville-IN) | ASHRAE30pct-state-STD2010 | state | IN | 0.0907 | 0.75 | ASHRAE30pct-state-4A_HotelSmall_STD2010_IN-Evansville-IN.table.csv.gz | Small Hotel | Evansville Regional Ap IN USA TMY3 WMO#=724320 | Natural Gas | 64849.6474 | 0 | 0 | 0 | 399495.4379 | 0 | 0 | 0 | 0 | 0 | 0 | 566775.6814 | 0 | 0 | 1031120.7667 | 0 | 1031120.7667 | 0 | 0 | 486.3724 | 0 | 0 | 0 | 2996.2158 | 0 | 0 | 0 | 0 | 0 | 0 | 4250.8176 | 0 | 0 | 7733.4058 | 0 | 7733.4058 | 0 | 0 | 64.8496 | 0 | 0 | 0 | 399.4954 | 0 | 0 | 0 | 0 | 0 | 0 | 566.7757 | 0 | 0 | 1031.1208 | 0 | 1031.1208 | 0 | 0 | 0 | 0 | 9.2472 | 0 | 0 | 0 | 0 | 1.5011 | 13.1192 | 0 | 0 | 23.8674 | 23.8674 | 23.8674 | 1
IN_4A_SH_2013_NG | 4A | SH | NG | 8544 | ASHRAE30pct-state-4A | HotelSmall | STD2013 | IN-Evansville-IN | Zone4A | Zone4A(IN-Evansville-IN) | ASHRAE30pct-state-STD2013 | state | IN | 0.0907 | 0.75 | ASHRAE30pct-state-4A_HotelSmall_STD2013_IN-Evansville-IN.table.csv.gz | Small Hotel | Evansville Regional Ap IN USA TMY3 WMO#=724320 | Natural Gas | 67825.7931 | 0 | 0 | 0 | 399495.4379 | 0 | 0 | 0 | 0 | 0 | 0 | 566813.5941 | 0 | 0 | 1034144.3033 | 0 | 1034134.8251 | 0 | 0 | 508.6934 | 0 | 0 | 0 | 2996.2158 | 0 | 0 | 0 | 0 | 0 | 0 | 4251.102 | 0 | 0 | 7756.0823 | 0 | 7756.0112 | 0 | 0 | 67.8258 | 0 | 0 | 0 | 399.4954 | 0 | 0 | 0 | 0 | 0 | 0 | 566.8136 | 0 | 0 | 1034.1443 | 0 | 1034.1348 | 0 | 0 | 0 | 0 | 9.2472 | 0 | 0 | 0 | 0 | 1.57 | 13.1201 | 0 | 0 | 23.9372 | 23.9374 | 23.9372 | 2
KS_4A_SH_2010_EL | 4A | SH | EL | 7515 | ASHRAE30pct-state-4A | HotelSmall | STD2010 | KS-Topeka-KS | Zone4A | Zone4A(KS-Topeka-KS) | ASHRAE30pct-state-STD2010 | state | KS | 0.0913 | 0.86 | ASHRAE30pct-state-4A_HotelSmall_STD2010_KS-Topeka-KS.table.csv.gz | Small Hotel | Topeka Municipal Ap KS USA TMY3 WMO#=724560 | Electricity | 51016.6671 | 87661.1118 | 114047.2231 | 18291.6668 | 164169.4458 | 0 | 78280.5562 | 72.2222 | 0 | 0 | 0 | 0 | 0 | 0 | 513538.893 | 0 | 513538.893 | 0 | 0 | 4657.8217 | 8003.4595 | 10412.5115 | 1670.0292 | 14988.6704 | 0 | 7147.0148 | 6.5939 | 0 | 0 | 0 | 0 | 0 | 0 | 46886.1009 | 0 | 46886.1009 | 0 | 0 | 174.1183 | 299.1847 | 389.2396 | 62.4289 | 560.3052 | 0 | 267.1691 | 0.24649 | 0 | 0 | 0 | 0 | 0 | 0 | 1752.6923 | 0 | 1752.6923 | 0 | 0 | 9.0098 | 1.445 | 12.9694 | 6.1842 | 0.0057056 | 0 | 6.9253 | 4.0303 | 0 | 0 | 0 | 40.5697 | 40.5697 | 40.5697 | 1
KS_4A_SH_2013_EL | 4A | SH | EL | 8595 | ASHRAE30pct-state-4A | HotelSmall | STD2013 | KS-Topeka-KS | Zone4A | Zone4A(KS-Topeka-KS) | ASHRAE30pct-state-STD2013 | state | KS | 0.0913 | 0.86 | ASHRAE30pct-state-4A_HotelSmall_STD2013_KS-Topeka-KS.table.csv.gz | Small Hotel | Topeka Municipal Ap KS USA TMY3 WMO#=724560 | Electricity | 53336.1115 | 75447.2228 | 88688.8896 | 18291.6668 | 154908.3346 | 0 | 77688.8895 | 72.2222 | 0 | 0 | 0 | 0 | 0 | 0 | 468430.5593 | 0 | 468433.3371 | -2.7778 | -2.7778 | 4869.587 | 6888.3314 | 8097.2956 | 1670.0292 | 14143.1309 | 0 | 7092.9956 | 6.5939 | 0 | 0 | 0 | 0 | 0 | 0 | 42767.7101 | 0 | 42767.9637 | -0.25361 | -0.25361 | 182.0345 | 257.499 | 302.6924 | 62.4289 | 528.6973 | 0 | 265.1498 | 0.24649 | 0 | 0 | 0 | 0 | 0 | 0 | 1598.739 | 0 | 1598.7485 | -0.0094805 | -0.0094805 | 7.0064 | 1.445 | 12.2376 | 6.1374 | 0.0057056 | 0 | 5.9603 | 4.2136 | 0 | 0 | 0 | 37.0064 | 37.0061 | 37.0061 | 2
KS_4A_SH_2010_NG | 4A | SH | NG | 7524 | ASHRAE30pct-state-4A | HotelSmall | STD2010 | KS-Topeka-KS | Zone4A | Zone4A(KS-Topeka-KS) | ASHRAE30pct-state-STD2010 | state | KS | 0.0913 | 0.86 | ASHRAE30pct-state-4A_HotelSmall_STD2010_KS-Topeka-KS.table.csv.gz | Small Hotel | Topeka Municipal Ap KS USA TMY3 WMO#=724560 | Natural Gas | 74526.8601 | 0 | 0 | 0 | 399495.4379 | 0 | 0 | 0 | 0 | 0 | 0 | 566842.0286 | 0 | 0 | 1040854.8485 | 0 | 1040864.3267 | 0 | 0 | 640.931 | 0 | 0 | 0 | 3435.6608 | 0 | 0 | 0 | 0 | 0 | 0 | 4874.8414 | 0 | 0 | 8951.3517 | 0 | 8951.4332 | 0 | 0 | 74.5269 | 0 | 0 | 0 | 399.4954 | 0 | 0 | 0 | 0 | 0 | 0 | 566.842 | 0 | 0 | 1040.8548 | 0 | 1040.8643 | 0 | 0 | 0 | 0 | 9.2472 | 0 | 0 | 0 | 0 | 1.7251 | 13.1207 | 0 | 0 | 24.093 | 24.0927 | 24.093 | 1
KS_4A_SH_2013_NG | 4A | SH | NG | 8604 | ASHRAE30pct-state-4A | HotelSmall | STD2013 | KS-Topeka-KS | Zone4A | Zone4A(KS-Topeka-KS) | ASHRAE30pct-state-STD2013 | state | KS | 0.0913 | 0.86 | ASHRAE30pct-state-4A_HotelSmall_STD2013_KS-Topeka-KS.table.csv.gz | Small Hotel | Topeka Municipal Ap KS USA TMY3 WMO#=724560 | Natural Gas | 77739.9602 | 0 | 0 | 0 | 399495.4379 | 0 | 0 | 0 | 0 | 0 | 0 | 566889.4195 | 0 | 0 | 1044124.8176 | 0 | 1044124.8176 | 0 | 0 | 668.5637 | 0 | 0 | 0 | 3435.6608 | 0 | 0 | 0 | 0 | 0 | 0 | 4875.249 | 0 | 0 | 8979.4734 | 0 | 8979.4734 | 0 | 0 | 77.74 | 0 | 0 | 0 | 399.4954 | 0 | 0 | 0 | 0 | 0 | 0 | 566.8894 | 0 | 0 | 1044.1248 | 0 | 1044.1248 | 0 | 0 | 0 | 0 | 9.2472 | 0 | 0 | 0 | 0 | 1.7995 | 13.1218 | 0 | 0 | 24.1684 | 24.1684 | 24.1684 | 2
KY_4A_SH_2010_EL | 4A | SH | EL | 7575 | ASHRAE30pct-state-4A | HotelSmall | STD2010 | KY-Lexington-KY | Zone4A | Zone4A(KY-Lexington-KY) | ASHRAE30pct-state-STD2010 | state | KY | 0.0866 | 0.81 | ASHRAE30pct-state-4A_HotelSmall_STD2010_KY-Lexington-KY.table.csv.gz | Small Hotel | Lexington Bluegrass Ap KY USA TMY3 WMO#=724220 | Electricity | 46986.1115 | 83797.2229 | 113961.112 | 18280.5557 | 164169.4458 | 0 | 77750.0006 | 72.2222 | 0 | 0 | 0 | 0 | 0 | 0 | 505013.8929 | 0 | 505016.6707 | -2.7778 | -2.7778 | 4068.9973 | 7256.8395 | 9869.0323 | 1583.0961 | 14217.074 | 0 | 6733.1501 | 6.2544 | 0 | 0 | 0 | 0 | 0 | 0 | 43734.2031 | 0 | 43734.4437 | -0.24056 | -0.24056 | 160.3621 | 285.9973 | 388.9457 | 62.391 | 560.3052 | 0 | 265.3583 | 0.24649 | 0 | 0 | 0 | 0 | 0 | 0 | 1723.5968 | 0 | 1723.6062 | -0.0094805 | -0.0094805 | 9.003 | 1.4442 | 12.9692 | 6.1423 | 0.0057056 | 0 | 6.62 | 3.7119 | 0 | 0 | 0 | 39.8964 | 39.8962 | 39.8962 | 1
KY_4A_SH_2013_EL | 4A | SH | EL | 8655 | ASHRAE30pct-state-4A | HotelSmall | STD2013 | KY-Lexington-KY | Zone4A | Zone4A(KY-Lexington-KY) | ASHRAE30pct-state-STD2013 | state | KY | 0.0866 | 0.81 | ASHRAE30pct-state-4A_HotelSmall_STD2013_KY-Lexington-KY.table.csv.gz | Small Hotel | Lexington Bluegrass Ap KY USA TMY3 WMO#=724220 | Electricity | 49675.0004 | 71261.1117 | 88491.6674 | 18280.5557 | 154908.3346 | 0 | 77075.0006 | 72.2222 | 0 | 0 | 0 | 0 | 0 | 0 | 459761.1148 | 0 | 459763.8926 | -2.7778 | -2.7778 | 4301.855 | 6171.2123 | 7663.3784 | 1583.0961 | 13415.0618 | 0 | 6674.6951 | 6.2544 | 0 | 0 | 0 | 0 | 0 | 0 | 39815.3125 | 0 | 39815.5531 | -0.24056 | -0.24056 | 169.5392 | 243.212 | 302.0193 | 62.391 | 528.6973 | 0 | 263.0546 | 0.24649 | 0 | 0 | 0 | 0 | 0 | 0 | 1569.1504 | 0 | 1569.1599 | -0.0094805 | -0.0094805 | 6.9909 | 1.4442 | 12.2376 | 6.0889 | 0.0057056 | 0 | 5.6296 | 3.9243 | 0 | 0 | 0 | 36.3215 | 36.3212 | 36.3212 | 2
KY_4A_SH_2010_NG | 4A | SH | NG | 7584 | ASHRAE30pct-state-4A | HotelSmall | STD2010 | KY-Lexington-KY | Zone4A | Zone4A(KY-Lexington-KY) | ASHRAE30pct-state-STD2010 | state | KY | 0.0866 | 0.81 | ASHRAE30pct-state-4A_HotelSmall_STD2010_KY-Lexington-KY.table.csv.gz | Small Hotel | Lexington Bluegrass Ap KY USA TMY3 WMO#=724220 | Natural Gas | 70053.1633 | 0 | 0 | 0 | 399495.4379 | 0 | 0 | 0 | 0 | 0 | 0 | 566860.985 | 0 | 0 | 1036419.0644 | 0 | 1036409.5862 | 0 | 0 | 567.4306 | 0 | 0 | 0 | 3235.913 | 0 | 0 | 0 | 0 | 0 | 0 | 4591.574 | 0 | 0 | 8394.9944 | 0 | 8394.9176 | 0 | 0 | 70.0532 | 0 | 0 | 0 | 399.4954 | 0 | 0 | 0 | 0 | 0 | 0 | 566.861 | 0 | 0 | 1036.4191 | 0 | 1036.4096 | 0 | 0 | 0 | 0 | 9.2472 | 0 | 0 | 0 | 0 | 1.6215 | 13.1212 | 0 | 0 | 23.9899 | 23.9901 | 23.9899 | 1
KY_4A_SH_2013_NG | 4A | SH | NG | 8664 | ASHRAE30pct-state-4A | HotelSmall | STD2013 | KY-Lexington-KY | Zone4A | Zone4A(KY-Lexington-KY) | ASHRAE30pct-state-STD2013 | state | KY | 0.0866 | 0.81 | ASHRAE30pct-state-4A_HotelSmall_STD2013_KY-Lexington-KY.table.csv.gz | Small Hotel | Lexington Bluegrass Ap KY USA TMY3 WMO#=724220 | Natural Gas | 73512.6958 | 0 | 0 | 0 | 399495.4379 | 0 | 0 | 0 | 0 | 0 | 0 | 566889.4195 | 0 | 0 | 1039897.5532 | 0 | 1039897.5532 | 0 | 0 | 595.4528 | 0 | 0 | 0 | 3235.913 | 0 | 0 | 0 | 0 | 0 | 0 | 4591.8043 | 0 | 0 | 8423.1702 | 0 | 8423.1702 | 0 | 0 | 73.5127 | 0 | 0 | 0 | 399.4954 | 0 | 0 | 0 | 0 | 0 | 0 | 566.8894 | 0 | 0 | 1039.8976 | 0 | 1039.8976 | 0 | 0 | 0 | 0 | 9.2472 | 0 | 0 | 0 | 0 | 1.7016 | 13.1218 | 0 | 0 | 24.0706 | 24.0706 | 24.0706 | 2
MD_4A_SH_2010_EL | 4A | SH | EL | 7635 | ASHRAE30pct-state-4A | HotelSmall | STD2010 | MD-Baltimore-MD | Zone4A | Zone4A(MD-Baltimore-MD) | ASHRAE30pct-state-STD2010 | state | MD | 0.1052 | 0.99 | ASHRAE30pct-state-4A_HotelSmall_STD2010_MD-Baltimore-MD.table.csv.gz | Small Hotel | Baltimore Blt Washngtn IntL MD USA TMY3 WMO#=724060 | Electricity | 41027.7781 | 83302.7784 | 114016.6676 | 18283.3335 | 164169.4458 | 0 | 77480.5562 | 72.2222 | 0 | 0 | 0 | 0 | 0 | 0 | 498350.004 | 0 | 498352.7818 | -2.7778 | -2.7778 | 4316.1223 | 8763.4523 | 11994.5534 | 1923.4067 | 17270.6257 | 0 | 8150.9545 | 7.5978 | 0 | 0 | 0 | 0 | 0 | 0 | 52426.4204 | 0 | 52426.7126 | -0.29222 | -0.29222 | 140.0265 | 284.3098 | 389.1354 | 62.4005 | 560.3052 | 0 | 264.4387 | 0.24649 | 0 | 0 | 0 | 0 | 0 | 0 | 1700.8531 | 0 | 1700.8626 | -0.0094805 | -0.0094805 | 9.0073 | 1.4444 | 12.9692 | 6.121 | 0.0057056 | 0 | 6.5809 | 3.2412 | 0 | 0 | 0 | 39.37 | 39.3698 | 39.3698 | 1
MD_4A_SH_2013_EL | 4A | SH | EL | 8715 | ASHRAE30pct-state-4A | HotelSmall | STD2013 | MD-Baltimore-MD | Zone4A | Zone4A(MD-Baltimore-MD) | ASHRAE30pct-state-STD2013 | state | MD | 0.1052 | 0.99 | ASHRAE30pct-state-4A_HotelSmall_STD2013_MD-Baltimore-MD.table.csv.gz | Small Hotel | Baltimore Blt Washngtn IntL MD USA TMY3 WMO#=724060 | Electricity | 43566.667 | 71283.3339 | 88613.8896 | 18283.3335 | 154908.3346 | 0 | 76850.0006 | 72.2222 | 0 | 0 | 0 | 0 | 0 | 0 | 453577.7814 | 0 | 453577.7814 | 5.8208e-11 | 5.8208e-11 | 4583.2134 | 7499.0067 | 9322.1812 | 1923.4067 | 16296.3568 | 0 | 8084.6201 | 7.5978 | 0 | 0 | 0 | 0 | 0 | 0 | 47716.3826 | 0 | 47716.3826 | 6.1234e-12 | 6.1234e-12 | 148.6917 | 243.2878 | 302.4365 | 62.4005 | 528.6973 | 0 | 262.2867 | 0.24649 | 0 | 0 | 0 | 0 | 0 | 0 | 1548.0469 | 0 | 1548.0469 | 1.9866e-13 | 1.9866e-13 | 7.0005 | 1.4444 | 12.2378 | 6.0712 | 0.0057056 | 0 | 5.6314 | 3.4418 | 0 | 0 | 0 | 35.8328 | 35.8328 | 35.8328 | 2
MD_4A_SH_2010_NG | 4A | SH | NG | 7644 | ASHRAE30pct-state-4A | HotelSmall | STD2010 | MD-Baltimore-MD | Zone4A | Zone4A(MD-Baltimore-MD) | ASHRAE30pct-state-STD2010 | state | MD | 0.1052 | 0.99 | ASHRAE30pct-state-4A_HotelSmall_STD2010_MD-Baltimore-MD.table.csv.gz | Small Hotel | Baltimore Blt Washngtn IntL MD USA TMY3 WMO#=724060 | Natural Gas | 63844.9612 | 0 | 0 | 0 | 399495.4379 | 0 | 0 | 0 | 0 | 0 | 0 | 566832.5504 | 0 | 0 | 1030182.4277 | 0 | 1030172.9496 | 0 | 0 | 632.0651 | 0 | 0 | 0 | 3955.0048 | 0 | 0 | 0 | 0 | 0 | 0 | 5611.6422 | 0 | 0 | 10198.806 | 0 | 10198.7122 | 0 | 0 | 63.845 | 0 | 0 | 0 | 399.4954 | 0 | 0 | 0 | 0 | 0 | 0 | 566.8326 | 0 | 0 | 1030.1824 | 0 | 1030.1729 | 0 | 0 | 0 | 0 | 9.2472 | 0 | 0 | 0 | 0 | 1.4778 | 13.1205 | 0 | 0 | 23.8455 | 23.8457 | 23.8455 | 1
MD_4A_SH_2013_NG | 4A | SH | NG | 8724 | ASHRAE30pct-state-4A | HotelSmall | STD2013 | MD-Baltimore-MD | Zone4A | Zone4A(MD-Baltimore-MD) | ASHRAE30pct-state-STD2013 | state | MD | 0.1052 | 0.99 | ASHRAE30pct-state-4A_HotelSmall_STD2013_MD-Baltimore-MD.table.csv.gz | Small Hotel | Baltimore Blt Washngtn IntL MD USA TMY3 WMO#=724060 | Natural Gas | 67086.4958 | 0 | 0 | 0 | 399495.4379 | 0 | 0 | 0 | 0 | 0 | 0 | 566889.4195 | 0 | 0 | 1033461.875 | 0 | 1033471.3531 | 0 | 0 | 664.1563 | 0 | 0 | 0 | 3955.0048 | 0 | 0 | 0 | 0 | 0 | 0 | 5612.2053 | 0 | 0 | 10231.2726 | 0 | 10231.3664 | 0 | 0 | 67.0865 | 0 | 0 | 0 | 399.4954 | 0 | 0 | 0 | 0 | 0 | 0 | 566.8894 | 0 | 0 | 1033.4619 | 0 | 1033.4714 | 0 | 0 | 0 | 0 | 9.2472 | 0 | 0 | 0 | 0 | 1.5529 | 13.1218 | 0 | 0 | 23.9218 | 23.9216 | 23.9218 | 2
MO_4A_SH_2010_EL | 4A | SH | EL | 7695 | ASHRAE30pct-state-4A | HotelSmall | STD2010 | MO-StLouis-MO | Zone4A | Zone4A(MO-StLouis-MO) | ASHRAE30pct-state-STD2010 | state | MO | 0.0816 | 0.95 | ASHRAE30pct-state-4A_HotelSmall_STD2010_MO-StLouis-MO.table.csv.gz | Small Hotel | St Louis Lambert IntL Arpt MO USA TMY3 WMO#=724340 | Electricity | 49858.3337 | 88105.5563 | 114002.7787 | 18269.4446 | 164169.4458 | 0 | 77941.6673 | 72.2222 | 0 | 0 | 0 | 0 | 0 | 0 | 512416.6708 | 0 | 512419.4485 | -2.7778 | -2.7778 | 4068.44 | 7189.4134 | 9302.6267 | 1490.7867 | 13396.2268 | 0 | 6360.0401 | 5.8933 | 0 | 0 | 0 | 0 | 0 | 0 | 41813.2003 | 0 | 41813.427 | -0.22667 | -0.22667 | 170.1649 | 300.7015 | 389.0879 | 62.353 | 560.3052 | 0 | 266.0125 | 0.24649 | 0 | 0 | 0 | 0 | 0 | 0 | 1748.8622 | 0 | 1748.8717 | -0.0094805 | -0.0094805 | 9.0062 | 1.4433 | 12.9692 | 6.1574 | 0.0057056 | 0 | 6.9604 | 3.9388 | 0 | 0 | 0 | 40.4813 | 40.481 | 40.481 | 1
MO_4A_SH_2013_EL | 4A | SH | EL | 8775 | ASHRAE30pct-state-4A | HotelSmall | STD2013 | MO-StLouis-MO | Zone4A | Zone4A(MO-StLouis-MO) | ASHRAE30pct-state-STD2013 | state | MO | 0.0816 | 0.95 | ASHRAE30pct-state-4A_HotelSmall_STD2013_MO-StLouis-MO.table.csv.gz | Small Hotel | St Louis Lambert IntL Arpt MO USA TMY3 WMO#=724340 | Electricity | 52494.4449 | 75961.1117 | 88552.7785 | 18269.4446 | 154908.3346 | 0 | 77300.0006 | 72.2222 | 0 | 0 | 0 | 0 | 0 | 0 | 467558.3371 | 0 | 467558.3371 | 0 | 0 | 4283.5467 | 6198.4267 | 7225.9067 | 1490.7867 | 12640.5201 | 0 | 6307.6801 | 5.8933 | 0 | 0 | 0 | 0 | 0 | 0 | 38152.7603 | 0 | 38152.7603 | 0 | 0 | 179.1619 | 259.2529 | 302.2279 | 62.353 | 528.6973 | 0 | 263.8225 | 0.24649 | 0 | 0 | 0 | 0 | 0 | 0 | 1595.7621 | 0 | 1595.7621 | 0 | 0 | 6.9957 | 1.4433 | 12.2378 | 6.1067 | 0.0057056 | 0 | 6.0009 | 4.1471 | 0 | 0 | 0 | 36.9372 | 36.9372 | 36.9372 | 2
MO_4A_SH_2010_NG | 4A | SH | NG | 7704 | ASHRAE30pct-state-4A | HotelSmall | STD2010 | MO-StLouis-MO | Zone4A | Zone4A(MO-StLouis-MO) | ASHRAE30pct-state-STD2010 | state | MO | 0.0816 | 0.95 | ASHRAE30pct-state-4A_HotelSmall_STD2010_MO-StLouis-MO.table.csv.gz | Small Hotel | St Louis Lambert IntL Arpt MO USA TMY3 WMO#=724340 | Natural Gas | 73342.0887 | 0 | 0 | 0 | 399495.4379 | 0 | 0 | 0 | 0 | 0 | 0 | 566842.0286 | 0 | 0 | 1039679.5553 | 0 | 1039679.5553 | 0 | 0 | 696.7498 | 0 | 0 | 0 | 3795.2067 | 0 | 0 | 0 | 0 | 0 | 0 | 5384.9993 | 0 | 0 | 9876.9558 | 0 | 9876.9558 | 0 | 0 | 73.3421 | 0 | 0 | 0 | 399.4954 | 0 | 0 | 0 | 0 | 0 | 0 | 566.842 | 0 | 0 | 1039.6796 | 0 | 1039.6796 | 0 | 0 | 0 | 0 | 9.2472 | 0 | 0 | 0 | 0 | 1.6977 | 13.1207 | 0 | 0 | 24.0655 | 24.0655 | 24.0655 | 1
MO_4A_SH_2013_NG | 4A | SH | NG | 8784 | ASHRAE30pct-state-4A | HotelSmall | STD2013 | MO-StLouis-MO | Zone4A | Zone4A(MO-StLouis-MO) | ASHRAE30pct-state-STD2013 | state | MO | 0.0816 | 0.95 | ASHRAE30pct-state-4A_HotelSmall_STD2013_MO-StLouis-MO.table.csv.gz | Small Hotel | St Louis Lambert IntL Arpt MO USA TMY3 WMO#=724340 | Natural Gas | 76763.7085 | 0 | 0 | 0 | 399495.4379 | 0 | 0 | 0 | 0 | 0 | 0 | 566889.4195 | 0 | 0 | 1043148.5659 | 0 | 1043148.5659 | 0 | 0 | 729.2552 | 0 | 0 | 0 | 3795.2067 | 0 | 0 | 0 | 0 | 0 | 0 | 5385.4495 | 0 | 0 | 9909.9114 | 0 | 9909.9114 | 0 | 0 | 76.7637 | 0 | 0 | 0 | 399.4954 | 0 | 0 | 0 | 0 | 0 | 0 | 566.8894 | 0 | 0 | 1043.1486 | 0 | 1043.1486 | 0 | 0 | 0 | 0 | 9.2472 | 0 | 0 | 0 | 0 | 1.7769 | 13.1218 | 0 | 0 | 24.1458 | 24.1458 | 24.1458 | 2
NC_4A_SH_2010_EL | 4A | SH | EL | 7755 | ASHRAE30pct-state-4A | HotelSmall | STD2010 | NC-Raleigh-NC | Zone4A | Zone4A(NC-Raleigh-NC) | ASHRAE30pct-state-STD2010 | state | NC | 0.0861 | 0.84 | ASHRAE30pct-state-4A_HotelSmall_STD2010_NC-Raleigh-NC.table.csv.gz | Small Hotel | Raleigh Durham International NC USA TMY3 WMO#=723060 | Electricity | 23263.8891 | 100827.7786 | 113944.4454 | 18294.4446 | 164169.4458 | 0 | 77516.6673 | 72.2222 | 0 | 0 | 0 | 0 | 0 | 0 | 498088.8929 | 0 | 498088.8929 | 0 | 0 | 2003.0208 | 8681.2717 | 9810.6167 | 1575.1517 | 14134.9893 | 0 | 6674.1851 | 6.2183 | 0 | 0 | 0 | 0 | 0 | 0 | 42885.4537 | 0 | 42885.4537 | 0 | 0 | 79.3989 | 344.1221 | 388.8889 | 62.4384 | 560.3052 | 0 | 264.562 | 0.24649 | 0 | 0 | 0 | 0 | 0 | 0 | 1699.962 | 0 | 1699.962 | 0 | 0 | 9.0016 | 1.4453 | 12.9694 | 6.1238 | 0.0057056 | 0 | 7.9654 | 1.8379 | 0 | 0 | 0 | 39.3491 | 39.3491 | 39.3491 | 1
NC_4A_SH_2013_EL | 4A | SH | EL | 8835 | ASHRAE30pct-state-4A | HotelSmall | STD2013 | NC-Raleigh-NC | Zone4A | Zone4A(NC-Raleigh-NC) | ASHRAE30pct-state-STD2013 | state | NC | 0.0861 | 0.84 | ASHRAE30pct-state-4A_HotelSmall_STD2013_NC-Raleigh-NC.table.csv.gz | Small Hotel | Raleigh Durham International NC USA TMY3 WMO#=723060 | Electricity | 24666.6669 | 86647.2229 | 88388.8896 | 18294.4446 | 154908.3346 | 0 | 76877.7784 | 72.2222 | 0 | 0 | 0 | 0 | 0 | 0 | 449858.3369 | 0 | 449855.5592 | 2.7778 | 2.7778 | 2123.8 | 7460.3259 | 7610.2834 | 1575.1517 | 13337.6076 | 0 | 6619.1767 | 6.2183 | 0 | 0 | 0 | 0 | 0 | 0 | 38732.8028 | 0 | 38732.5636 | 0.23917 | 0.23917 | 84.1866 | 295.7243 | 301.6685 | 62.4384 | 528.6973 | 0 | 262.3815 | 0.24649 | 0 | 0 | 0 | 0 | 0 | 0 | 1535.3526 | 0 | 1535.3431 | 0.0094805 | 0.0094805 | 6.9827 | 1.4453 | 12.238 | 6.0734 | 0.0057056 | 0 | 6.8452 | 1.9487 | 0 | 0 | 0 | 35.5387 | 35.5389 | 35.5389 | 2
NC_4A_SH_2010_NG | 4A | SH | NG | 7764 | ASHRAE30pct-state-4A | HotelSmall | STD2010 | NC-Raleigh-NC | Zone4A | Zone4A(NC-Raleigh-NC) | ASHRAE30pct-state-STD2010 | state | NC | 0.0861 | 0.84 | ASHRAE30pct-state-4A_HotelSmall_STD2010_NC-Raleigh-NC.table.csv.gz | Small Hotel | Raleigh Durham International NC USA TMY3 WMO#=723060 | Natural Gas | 40405.4438 | 0 | 0 | 0 | 399495.4379 | 0 | 0 | 0 | 0 | 0 | 0 | 566652.4652 | 0 | 0 | 1006543.8688 | 0 | 1006553.3469 | 0 | 0 | 339.4057 | 0 | 0 | 0 | 3355.7617 | 0 | 0 | 0 | 0 | 0 | 0 | 4759.8807 | 0 | 0 | 8454.9685 | 0 | 8455.0481 | 0 | 0 | 40.4054 | 0 | 0 | 0 | 399.4954 | 0 | 0 | 0 | 0 | 0 | 0 | 566.6525 | 0 | 0 | 1006.5439 | 0 | 1006.5533 | 0 | 0 | 0 | 0 | 9.2472 | 0 | 0 | 0 | 0 | 0.93527 | 13.1163 | 0 | 0 | 23.2988 | 23.2985 | 23.2988 | 1
NC_4A_SH_2013_NG | 4A | SH | NG | 8844 | ASHRAE30pct-state-4A | HotelSmall | STD2013 | NC-Raleigh-NC | Zone4A | Zone4A(NC-Raleigh-NC) | ASHRAE30pct-state-STD2013 | state | NC | 0.0861 | 0.84 | ASHRAE30pct-state-4A_HotelSmall_STD2013_NC-Raleigh-NC.table.csv.gz | Small Hotel | Raleigh Durham International NC USA TMY3 WMO#=723060 | Natural Gas | 42689.6831 | 0 | 0 | 0 | 399495.4379 | 0 | 0 | 0 | 0 | 0 | 0 | 566671.4215 | 0 | 0 | 1008847.0644 | 0 | 1008856.5425 | 0 | 0 | 358.5933 | 0 | 0 | 0 | 3355.7617 | 0 | 0 | 0 | 0 | 0 | 0 | 4760.0399 | 0 | 0 | 8474.3153 | 0 | 8474.395 | 0 | 0 | 42.6897 | 0 | 0 | 0 | 399.4954 | 0 | 0 | 0 | 0 | 0 | 0 | 566.6714 | 0 | 0 | 1008.8471 | 0 | 1008.8565 | 0 | 0 | 0 | 0 | 9.2472 | 0 | 0 | 0 | 0 | 0.98814 | 13.1168 | 0 | 0 | 23.3521 | 23.3519 | 23.3521 | 2
NJ_4A_SH_2010_EL | 4A | SH | EL | 7815 | ASHRAE30pct-state-4A | HotelSmall | STD2010 | NJ-Newark-NJ | Zone4A | Zone4A(NJ-Newark-NJ) | ASHRAE30pct-state-STD2010 | state | NJ | 0.1283 | 0.84 | ASHRAE30pct-state-4A_HotelSmall_STD2010_NJ-Newark-NJ.table.csv.gz | Small Hotel | Newark International Arpt NJ USA TMY3 WMO#=725020 | Electricity | 51527.7782 | 77997.2228 | 113983.3342 | 18283.3335 | 164169.4458 | 0 | 77627.7784 | 72.2222 | 0 | 0 | 0 | 0 | 0 | 0 | 503661.1151 | 0 | 503661.1151 | 0 | 0 | 6611.0139 | 10007.0437 | 14624.0618 | 2345.7517 | 21062.9399 | 0 | 9959.644 | 9.2661 | 0 | 0 | 0 | 0 | 0 | 0 | 64619.7211 | 0 | 64619.7211 | 0 | 0 | 175.8627 | 266.2021 | 389.0216 | 62.4005 | 560.3052 | 0 | 264.9412 | 0.24649 | 0 | 0 | 0 | 0 | 0 | 0 | 1718.9798 | 0 | 1718.9798 | 0 | 0 | 9.0047 | 1.4444 | 12.9694 | 6.1326 | 0.0057056 | 0 | 6.1618 | 4.0707 | 0 | 0 | 0 | 39.7894 | 39.7894 | 39.7894 | 1
NJ_4A_SH_2013_EL | 4A | SH | EL | 8895 | ASHRAE30pct-state-4A | HotelSmall | STD2013 | NJ-Newark-NJ | Zone4A | Zone4A(NJ-Newark-NJ) | ASHRAE30pct-state-STD2013 | state | NJ | 0.1283 | 0.84 | ASHRAE30pct-state-4A_HotelSmall_STD2013_NJ-Newark-NJ.table.csv.gz | Small Hotel | Newark International Arpt NJ USA TMY3 WMO#=725020 | Electricity | 54666.6671 | 66647.2228 | 88508.334 | 18283.3335 | 154908.3346 | 0 | 77002.7784 | 72.2222 | 0 | 0 | 0 | 0 | 0 | 0 | 460091.6703 | 0 | 460088.8926 | 2.7778 | 2.7778 | 7013.7334 | 8550.8387 | 11355.6193 | 2345.7517 | 19874.7393 | 0 | 9879.4565 | 9.2661 | 0 | 0 | 0 | 0 | 0 | 0 | 59029.7613 | 0 | 59029.4049 | 0.35639 | 0.35639 | 186.5756 | 227.4649 | 302.0762 | 62.4005 | 528.6973 | 0 | 262.8081 | 0.24649 | 0 | 0 | 0 | 0 | 0 | 0 | 1570.2786 | 0 | 1570.2691 | 0.0094805 | 0.0094805 | 6.9922 | 1.4444 | 12.238 | 6.0832 | 0.0057056 | 0 | 5.2651 | 4.3187 | 0 | 0 | 0 | 36.3471 | 36.3474 | 36.3474 | 2
NJ_4A_SH_2010_NG | 4A | SH | NG | 7824 | ASHRAE30pct-state-4A | HotelSmall | STD2010 | NJ-Newark-NJ | Zone4A | Zone4A(NJ-Newark-NJ) | ASHRAE30pct-state-STD2010 | state | NJ | 0.1283 | 0.84 | ASHRAE30pct-state-4A_HotelSmall_STD2010_NJ-Newark-NJ.table.csv.gz | Small Hotel | Newark International Arpt NJ USA TMY3 WMO#=725020 | Natural Gas | 76213.9746 | 0 | 0 | 0 | 399495.4379 | 0 | 0 | 0 | 0 | 0 | 0 | 566927.3322 | 0 | 0 | 1042636.7447 | 0 | 1042636.7447 | 0 | 0 | 640.1974 | 0 | 0 | 0 | 3355.7617 | 0 | 0 | 0 | 0 | 0 | 0 | 4762.1896 | 0 | 0 | 8758.1487 | 0 | 8758.1487 | 0 | 0 | 76.214 | 0 | 0 | 0 | 399.4954 | 0 | 0 | 0 | 0 | 0 | 0 | 566.9273 | 0 | 0 | 1042.6367 | 0 | 1042.6367 | 0 | 0 | 0 | 0 | 9.2472 | 0 | 0 | 0 | 0 | 1.7641 | 13.1227 | 0 | 0 | 24.134 | 24.134 | 24.134 | 1
NJ_4A_SH_2013_NG | 4A | SH | NG | 8904 | ASHRAE30pct-state-4A | HotelSmall | STD2013 | NJ-Newark-NJ | Zone4A | Zone4A(NJ-Newark-NJ) | ASHRAE30pct-state-STD2013 | state | NJ | 0.1283 | 0.84 | ASHRAE30pct-state-4A_HotelSmall_STD2013_NJ-Newark-NJ.table.csv.gz | Small Hotel | Newark International Arpt NJ USA TMY3 WMO#=725020 | Natural Gas | 80014.7213 | 0 | 0 | 0 | 399495.4379 | 0 | 0 | 0 | 0 | 0 | 0 | 566974.723 | 0 | 0 | 1046484.8822 | 0 | 1046484.8822 | 0 | 0 | 672.1237 | 0 | 0 | 0 | 3355.7617 | 0 | 0 | 0 | 0 | 0 | 0 | 4762.5877 | 0 | 0 | 8790.473 | 0 | 8790.473 | 0 | 0 | 80.0147 | 0 | 0 | 0 | 399.4954 | 0 | 0 | 0 | 0 | 0 | 0 | 566.9747 | 0 | 0 | 1046.4849 | 0 | 1046.4849 | 0 | 0 | 0 | 0 | 9.2472 | 0 | 0 | 0 | 0 | 1.8521 | 13.1238 | 0 | 0 | 24.2231 | 24.2231 | 24.2231 | 2
NY_4A_SH_2010_EL | 4A | SH | EL | 7875 | ASHRAE30pct-state-4A | HotelSmall | STD2010 | NY-NewYork-NY | Zone4A | Zone4A(NY-NewYork-NY) | ASHRAE30pct-state-STD2010 | state | NY | 0.1508 | 0.73 | ASHRAE30pct-state-4A_HotelSmall_STD2010_NY-NewYork-NY.table.csv.gz | Small Hotel | New York J F Kennedy IntL Ar NY USA TMY3 WMO#=744860 | Electricity | 45694.4448 | 76716.6673 | 114008.3342 | 18272.2224 | 164169.4458 | 0 | 77302.7784 | 72.2222 | 0 | 0 | 0 | 0 | 0 | 0 | 496236.1151 | 0 | 496236.1151 | 5.8208e-11 | 5.8208e-11 | 6890.7223 | 11568.8734 | 17192.4568 | 2755.4511 | 24756.7524 | 0 | 11657.259 | 10.8911 | 0 | 0 | 0 | 0 | 0 | 0 | 74832.4062 | 0 | 74832.4062 | 8.7777e-12 | 8.7777e-12 | 155.9537 | 261.8316 | 389.1069 | 62.3625 | 560.3052 | 0 | 263.832 | 0.24649 | 0 | 0 | 0 | 0 | 0 | 0 | 1693.6385 | 0 | 1693.6385 | 1.9866e-13 | 1.9866e-13 | 9.0067 | 1.4435 | 12.9694 | 6.1069 | 0.0057056 | 0 | 6.0606 | 3.6099 | 0 | 0 | 0 | 39.2028 | 39.2028 | 39.2028 | 1
NY_4A_SH_2013_EL | 4A | SH | EL | 8955 | ASHRAE30pct-state-4A | HotelSmall | STD2013 | NY-NewYork-NY | Zone4A | Zone4A(NY-NewYork-NY) | ASHRAE30pct-state-STD2013 | state | NY | 0.1508 | 0.73 | ASHRAE30pct-state-4A_HotelSmall_STD2013_NY-NewYork-NY.table.csv.gz | Small Hotel | New York J F Kennedy IntL Ar NY USA TMY3 WMO#=744860 | Electricity | 49130.5559 | 65030.5561 | 88647.2229 | 18272.2224 | 154908.3346 | 0 | 76602.7784 | 72.2222 | 0 | 0 | 0 | 0 | 0 | 0 | 452663.8925 | 0 | 452663.8925 | 0 | 0 | 7408.8878 | 9806.6079 | 13368.0012 | 2755.4511 | 23360.1769 | 0 | 11551.699 | 10.8911 | 0 | 0 | 0 | 0 | 0 | 0 | 68261.715 | 0 | 68261.715 | 0 | 0 | 167.6811 | 221.9473 | 302.5502 | 62.3625 | 528.6973 | 0 | 261.4429 | 0.24649 | 0 | 0 | 0 | 0 | 0 | 0 | 1544.9278 | 0 | 1544.9278 | 0 | 0 | 7.0032 | 1.4435 | 12.2378 | 6.0516 | 0.0057056 | 0 | 5.1374 | 3.8813 | 0 | 0 | 0 | 35.7606 | 35.7606 | 35.7606 | 2
NY_4A_SH_2010_NG | 4A | SH | NG | 7884 | ASHRAE30pct-state-4A | HotelSmall | STD2010 | NY-NewYork-NY | Zone4A | Zone4A(NY-NewYork-NY) | ASHRAE30pct-state-STD2010 | state | NY | 0.1508 | 0.73 | ASHRAE30pct-state-4A_HotelSmall_STD2010_NY-NewYork-NY.table.csv.gz | Small Hotel | New York J F Kennedy IntL Ar NY USA TMY3 WMO#=744860 | Natural Gas | 69133.7807 | 0 | 0 | 0 | 399495.4379 | 0 | 0 | 0 | 0 | 0 | 0 | 566955.7667 | 0 | 0 | 1035584.9853 | 0 | 1035584.9853 | 0 | 0 | 504.6766 | 0 | 0 | 0 | 2916.3167 | 0 | 0 | 0 | 0 | 0 | 0 | 4138.7771 | 0 | 0 | 7559.7704 | 0 | 7559.7704 | 0 | 0 | 69.1338 | 0 | 0 | 0 | 399.4954 | 0 | 0 | 0 | 0 | 0 | 0 | 566.9558 | 0 | 0 | 1035.585 | 0 | 1035.585 | 0 | 0 | 0 | 0 | 9.2472 | 0 | 0 | 0 | 0 | 1.6002 | 13.1234 | 0 | 0 | 23.9708 | 23.9708 | 23.9708 | 1
NY_4A_SH_2013_NG | 4A | SH | NG | 8964 | ASHRAE30pct-state-4A | HotelSmall | STD2013 | NY-NewYork-NY | Zone4A | Zone4A(NY-NewYork-NY) | ASHRAE30pct-state-STD2013 | state | NY | 0.1508 | 0.73 | ASHRAE30pct-state-4A_HotelSmall_STD2013_NY-NewYork-NY.table.csv.gz | Small Hotel | New York J F Kennedy IntL Ar NY USA TMY3 WMO#=744860 | Natural Gas | 73105.1345 | 0 | 0 | 0 | 399495.4379 | 0 | 0 | 0 | 0 | 0 | 0 | 566993.6794 | 0 | 0 | 1039594.2517 | 0 | 1039594.2517 | 0 | 0 | 533.6675 | 0 | 0 | 0 | 2916.3167 | 0 | 0 | 0 | 0 | 0 | 0 | 4139.0539 | 0 | 0 | 7589.038 | 0 | 7589.038 | 0 | 0 | 73.1051 | 0 | 0 | 0 | 399.4954 | 0 | 0 | 0 | 0 | 0 | 0 | 566.9937 | 0 | 0 | 1039.5943 | 0 | 1039.5943 | 0 | 0 | 0 | 0 | 9.2472 | 0 | 0 | 0 | 0 | 1.6922 | 13.1242 | 0 | 0 | 24.0636 | 24.0636 | 24.0636 | 2
OH_4A_SH_2010_EL | 4A | SH | EL | 7935 | ASHRAE30pct-state-4A | HotelSmall | STD2010 | OH-Cincinnati-KY | Zone4A | Zone4A(OH-Cincinnati-KY) | ASHRAE30pct-state-STD2010 | state | OH | 0.0947 | 0.7 | ASHRAE30pct-state-4A_HotelSmall_STD2010_OH-Cincinnati-KY.table.csv.gz | Small Hotel | Cincinnati Northern Ky Ap KY USA TMY3 WMO#=724210 | Electricity | 54416.6671 | 76969.4451 | 113986.112 | 18286.1113 | 164169.4458 | 0 | 77750.0006 | 72.2222 | 0 | 0 | 0 | 0 | 0 | 0 | 505652.7818 | 0 | 505650.004 | 2.7778 | 2.7778 | 5153.2584 | 7289.0064 | 10794.4848 | 1731.6947 | 15546.8465 | 0 | 7362.9251 | 6.8394 | 0 | 0 | 0 | 0 | 0 | 0 | 47885.3184 | 0 | 47885.0554 | 0.26306 | 0.26306 | 185.7224 | 262.6943 | 389.0311 | 62.4099 | 560.3052 | 0 | 265.3583 | 0.24649 | 0 | 0 | 0 | 0 | 0 | 0 | 1725.7773 | 0 | 1725.7678 | 0.0094805 | 0.0094805 | 9.0049 | 1.4446 | 12.9696 | 6.1423 | 0.0057056 | 0 | 6.0806 | 4.2989 | 0 | 0 | 0 | 39.9465 | 39.9467 | 39.9467 | 1
OH_4A_SH_2013_EL | 4A | SH | EL | 9015 | ASHRAE30pct-state-4A | HotelSmall | STD2013 | OH-Cincinnati-KY | Zone4A | Zone4A(OH-Cincinnati-KY) | ASHRAE30pct-state-STD2013 | state | OH | 0.0947 | 0.7 | ASHRAE30pct-state-4A_HotelSmall_STD2013_OH-Cincinnati-KY.table.csv.gz | Small Hotel | Cincinnati Northern Ky Ap KY USA TMY3 WMO#=724210 | Electricity | 57344.4449 | 65550.0005 | 88602.7785 | 18286.1113 | 154908.3346 | 0 | 77063.8895 | 72.2222 | 0 | 0 | 0 | 0 | 0 | 0 | 461830.5593 | 0 | 461827.7815 | 2.7778 | 2.7778 | 5430.5189 | 6207.585 | 8390.6831 | 1731.6947 | 14669.8193 | 0 | 7297.9503 | 6.8394 | 0 | 0 | 0 | 0 | 0 | 0 | 43735.354 | 0 | 43735.0909 | 0.26306 | 0.26306 | 195.7148 | 223.7201 | 302.3985 | 62.4099 | 528.6973 | 0 | 263.0167 | 0.24649 | 0 | 0 | 0 | 0 | 0 | 0 | 1576.2134 | 0 | 1576.2039 | 0.0094805 | 0.0094805 | 6.9996 | 1.4446 | 12.238 | 6.0881 | 0.0057056 | 0 | 5.1785 | 4.5302 | 0 | 0 | 0 | 36.4845 | 36.4847 | 36.4847 | 2
OH_4A_SH_2010_NG | 4A | SH | NG | 7944 | ASHRAE30pct-state-4A | HotelSmall | STD2010 | OH-Cincinnati-KY | Zone4A | Zone4A(OH-Cincinnati-KY) | ASHRAE30pct-state-STD2010 | state | OH | 0.0947 | 0.7 | ASHRAE30pct-state-4A_HotelSmall_STD2010_OH-Cincinnati-KY.table.csv.gz | Small Hotel | Cincinnati Northern Ky Ap KY USA TMY3 WMO#=724210 | Natural Gas | 78318.1286 | 0 | 0 | 0 | 399495.4379 | 0 | 0 | 0 | 0 | 0 | 0 | 566927.3322 | 0 | 0 | 1044740.8987 | 0 | 1044740.8987 | 0 | 0 | 548.2269 | 0 | 0 | 0 | 2796.4681 | 0 | 0 | 0 | 0 | 0 | 0 | 3968.4913 | 0 | 0 | 7313.1863 | 0 | 7313.1863 | 0 | 0 | 78.3181 | 0 | 0 | 0 | 399.4954 | 0 | 0 | 0 | 0 | 0 | 0 | 566.9273 | 0 | 0 | 1044.7409 | 0 | 1044.7409 | 0 | 0 | 0 | 0 | 9.2472 | 0 | 0 | 0 | 0 | 1.8128 | 13.1227 | 0 | 0 | 24.1827 | 24.1827 | 24.1827 | 1
OH_4A_SH_2013_NG | 4A | SH | NG | 9024 | ASHRAE30pct-state-4A | HotelSmall | STD2013 | OH-Cincinnati-KY | Zone4A | Zone4A(OH-Cincinnati-KY) | ASHRAE30pct-state-STD2013 | state | OH | 0.0947 | 0.7 | ASHRAE30pct-state-4A_HotelSmall_STD2013_OH-Cincinnati-KY.table.csv.gz | Small Hotel | Cincinnati Northern Ky Ap KY USA TMY3 WMO#=724210 | Natural Gas | 82175.7443 | 0 | 0 | 0 | 399495.4379 | 0 | 0 | 0 | 0 | 0 | 0 | 566965.2448 | 0 | 0 | 1048636.4271 | 0 | 1048636.4271 | 0 | 0 | 575.2302 | 0 | 0 | 0 | 2796.4681 | 0 | 0 | 0 | 0 | 0 | 0 | 3968.7567 | 0 | 0 | 7340.455 | 0 | 7340.455 | 0 | 0 | 82.1757 | 0 | 0 | 0 | 399.4954 | 0 | 0 | 0 | 0 | 0 | 0 | 566.9652 | 0 | 0 | 1048.6364 | 0 | 1048.6364 | 0 | 0 | 0 | 0 | 9.2472 | 0 | 0 | 0 | 0 | 1.9021 | 13.1236 | 0 | 0 | 24.2729 | 24.2729 | 24.2729 | 2
PA_4A_SH_2010_EL | 4A | SH | EL | 7995 | ASHRAE30pct-state-4A | HotelSmall | STD2010 | PA-Philadelphia-PA | Zone4A | Zone4A(PA-Philadelphia-PA) | ASHRAE30pct-state-STD2010 | state | PA | 0.0937 | 1 | ASHRAE30pct-state-4A_HotelSmall_STD2010_PA-Philadelphia-PA.table.csv.gz | Small Hotel | Philadelphia International Ap PA USA TMY3 WMO#=724080 | Electricity | 46033.3337 | 80261.1118 | 114005.5565 | 18261.1113 | 164169.4458 | 0 | 77502.7784 | 72.2222 | 0 | 0 | 0 | 0 | 0 | 0 | 500302.7818 | 0 | 500305.5596 | -2.7778 | -2.7778 | 4313.3234 | 7520.4662 | 10682.3206 | 1711.0661 | 15382.6771 | 0 | 7262.0103 | 6.7672 | 0 | 0 | 0 | 0 | 0 | 0 | 46878.3707 | 0 | 46878.6309 | -0.26028 | -0.26028 | 157.1103 | 273.9287 | 389.0974 | 62.3246 | 560.3052 | 0 | 264.5146 | 0.24649 | 0 | 0 | 0 | 0 | 0 | 0 | 1707.5179 | 0 | 1707.5274 | -0.0094805 | -0.0094805 | 9.0065 | 1.4426 | 12.9692 | 6.1227 | 0.0057056 | 0 | 6.3406 | 3.6366 | 0 | 0 | 0 | 39.5243 | 39.524 | 39.524 | 1
PA_4A_SH_2013_EL | 4A | SH | EL | 9075 | ASHRAE30pct-state-4A | HotelSmall | STD2013 | PA-Philadelphia-PA | Zone4A | Zone4A(PA-Philadelphia-PA) | ASHRAE30pct-state-STD2013 | state | PA | 0.0937 | 1 | ASHRAE30pct-state-4A_HotelSmall_STD2013_PA-Philadelphia-PA.table.csv.gz | Small Hotel | Philadelphia International Ap PA USA TMY3 WMO#=724080 | Electricity | 48894.4448 | 68405.5561 | 88572.2229 | 18261.1113 | 154908.3346 | 0 | 76802.7784 | 72.2222 | 0 | 0 | 0 | 0 | 0 | 0 | 455919.4481 | 0 | 455916.6703 | 2.7778 | 2.7778 | 4581.4095 | 6409.6006 | 8299.2173 | 1711.0661 | 14514.9109 | 0 | 7196.4203 | 6.7672 | 0 | 0 | 0 | 0 | 0 | 0 | 42719.6523 | 0 | 42719.392 | 0.26028 | 0.26028 | 166.8752 | 233.466 | 302.2943 | 62.3246 | 528.6973 | 0 | 262.1255 | 0.24649 | 0 | 0 | 0 | 0 | 0 | 0 | 1556.0389 | 0 | 1556.0295 | 0.0094805 | 0.0094805 | 6.9972 | 1.4426 | 12.238 | 6.0674 | 0.0057056 | 0 | 5.4041 | 3.8627 | 0 | 0 | 0 | 36.0175 | 36.0178 | 36.0178 | 2
PA_4A_SH_2010_NG | 4A | SH | NG | 8004 | ASHRAE30pct-state-4A | HotelSmall | STD2010 | PA-Philadelphia-PA | Zone4A | Zone4A(PA-Philadelphia-PA) | ASHRAE30pct-state-STD2010 | state | PA | 0.0937 | 1 | ASHRAE30pct-state-4A_HotelSmall_STD2010_PA-Philadelphia-PA.table.csv.gz | Small Hotel | Philadelphia International Ap PA USA TMY3 WMO#=724080 | Natural Gas | 70508.1156 | 0 | 0 | 0 | 399495.4379 | 0 | 0 | 0 | 0 | 0 | 0 | 566889.4195 | 0 | 0 | 1036892.9729 | 0 | 1036892.9729 | 0 | 0 | 705.0812 | 0 | 0 | 0 | 3994.9544 | 0 | 0 | 0 | 0 | 0 | 0 | 5668.8942 | 0 | 0 | 10368.9297 | 0 | 10368.9297 | 0 | 0 | 70.5081 | 0 | 0 | 0 | 399.4954 | 0 | 0 | 0 | 0 | 0 | 0 | 566.8894 | 0 | 0 | 1036.893 | 0 | 1036.893 | 0 | 0 | 0 | 0 | 9.2472 | 0 | 0 | 0 | 0 | 1.6321 | 13.1218 | 0 | 0 | 24.001 | 24.001 | 24.001 | 1
PA_4A_SH_2013_NG | 4A | SH | NG | 9084 | ASHRAE30pct-state-4A | HotelSmall | STD2013 | PA-Philadelphia-PA | Zone4A | Zone4A(PA-Philadelphia-PA) | ASHRAE30pct-state-STD2013 | state | PA | 0.0937 | 1 | ASHRAE30pct-state-4A_HotelSmall_STD2013_PA-Philadelphia-PA.table.csv.gz | Small Hotel | Philadelphia International Ap PA USA TMY3 WMO#=724080 | Natural Gas | 74109.8206 | 0 | 0 | 0 | 399495.4379 | 0 | 0 | 0 | 0 | 0 | 0 | 566927.3322 | 0 | 0 | 1040523.1125 | 0 | 1040532.5907 | 0 | 0 | 741.0982 | 0 | 0 | 0 | 3994.9544 | 0 | 0 | 0 | 0 | 0 | 0 | 5669.2733 | 0 | 0 | 10405.2311 | 0 | 10405.3259 | 0 | 0 | 74.1098 | 0 | 0 | 0 | 399.4954 | 0 | 0 | 0 | 0 | 0 | 0 | 566.9273 | 0 | 0 | 1040.5231 | 0 | 1040.5326 | 0 | 0 | 0 | 0 | 9.2472 | 0 | 0 | 0 | 0 | 1.7154 | 13.1227 | 0 | 0 | 24.0853 | 24.0851 | 24.0853 | 2
TN_4A_SH_2010_EL | 4A | SH | EL | 8055 | ASHRAE30pct-state-4A | HotelSmall | STD2010 | TN-Nashville-TN | Zone4A | Zone4A(TN-Nashville-TN) | ASHRAE30pct-state-STD2010 | state | TN | 0.1029 | 0.81 | ASHRAE30pct-state-4A_HotelSmall_STD2010_TN-Nashville-TN.table.csv.gz | Small Hotel | Nashville International Ap TN USA TMY3 WMO#=723270 | Electricity | 28783.3336 | 102911.1119 | 113961.112 | 18288.889 | 164169.4458 | 0 | 77550.0006 | 72.2222 | 0 | 0 | 0 | 0 | 0 | 0 | 505738.8929 | 0 | 505736.1152 | 2.7778 | 2.7778 | 2961.805 | 10589.5534 | 11726.5984 | 1881.9267 | 16893.036 | 0 | 7979.8951 | 7.4317 | 0 | 0 | 0 | 0 | 0 | 0 | 52040.5321 | 0 | 52040.2462 | 0.28583 | 0.28583 | 98.2366 | 351.2324 | 388.9457 | 62.4194 | 560.3052 | 0 | 264.6757 | 0.24649 | 0 | 0 | 0 | 0 | 0 | 0 | 1726.0712 | 0 | 1726.0617 | 0.0094805 | 0.0094805 | 9.003 | 1.4448 | 12.9696 | 6.1265 | 0.0057056 | 0 | 8.13 | 2.2739 | 0 | 0 | 0 | 39.9533 | 39.9535 | 39.9535 | 1
TN_4A_SH_2013_EL | 4A | SH | EL | 9135 | ASHRAE30pct-state-4A | HotelSmall | STD2013 | TN-Nashville-TN | Zone4A | Zone4A(TN-Nashville-TN) | ASHRAE30pct-state-STD2013 | state | TN | 0.1029 | 0.81 | ASHRAE30pct-state-4A_HotelSmall_STD2013_TN-Nashville-TN.table.csv.gz | Small Hotel | Nashville International Ap TN USA TMY3 WMO#=723270 | Electricity | 30488.8891 | 89050.0007 | 88455.5563 | 18288.889 | 154908.3346 | 0 | 76891.6673 | 72.2222 | 0 | 0 | 0 | 0 | 0 | 0 | 458158.337 | 0 | 458155.5592 | 2.7778 | 2.7778 | 3137.3067 | 9163.2451 | 9102.0767 | 1881.9267 | 15940.0676 | 0 | 7912.1526 | 7.4317 | 0 | 0 | 0 | 0 | 0 | 0 | 47144.4929 | 0 | 47144.207 | 0.28583 | 0.28583 | 104.0576 | 303.9249 | 301.8961 | 62.4194 | 528.6973 | 0 | 262.4289 | 0.24649 | 0 | 0 | 0 | 0 | 0 | 0 | 1563.6802 | 0 | 1563.6707 | 0.0094805 | 0.0094805 | 6.988 | 1.4448 | 12.238 | 6.0745 | 0.0057056 | 0 | 7.035 | 2.4086 | 0 | 0 | 0 | 36.1944 | 36.1946 | 36.1946 | 2
TN_4A_SH_2010_NG | 4A | SH | NG | 8064 | ASHRAE30pct-state-4A | HotelSmall | STD2010 | TN-Nashville-TN | Zone4A | Zone4A(TN-Nashville-TN) | ASHRAE30pct-state-STD2010 | state | TN | 0.1029 | 0.81 | ASHRAE30pct-state-4A_HotelSmall_STD2010_TN-Nashville-TN.table.csv.gz | Small Hotel | Nashville International Ap TN USA TMY3 WMO#=723270 | Natural Gas | 46945.382 | 0 | 0 | 0 | 399495.4379 | 0 | 0 | 0 | 0 | 0 | 0 | 566661.9434 | 0 | 0 | 1013093.2851 | 0 | 1013102.7632 | 0 | 0 | 380.2576 | 0 | 0 | 0 | 3235.913 | 0 | 0 | 0 | 0 | 0 | 0 | 4589.9617 | 0 | 0 | 8206.0556 | 0 | 8206.1324 | 0 | 0 | 46.9454 | 0 | 0 | 0 | 399.4954 | 0 | 0 | 0 | 0 | 0 | 0 | 566.6619 | 0 | 0 | 1013.0933 | 0 | 1013.1028 | 0 | 0 | 0 | 0 | 9.2472 | 0 | 0 | 0 | 0 | 1.0866 | 13.1166 | 0 | 0 | 23.4504 | 23.4501 | 23.4504 | 1
TN_4A_SH_2013_NG | 4A | SH | NG | 9144 | ASHRAE30pct-state-4A | HotelSmall | STD2013 | TN-Nashville-TN | Zone4A | Zone4A(TN-Nashville-TN) | ASHRAE30pct-state-STD2013 | state | TN | 0.1029 | 0.81 | ASHRAE30pct-state-4A_HotelSmall_STD2013_TN-Nashville-TN.table.csv.gz | Small Hotel | Nashville International Ap TN USA TMY3 WMO#=723270 | Natural Gas | 49277.0121 | 0 | 0 | 0 | 399495.4379 | 0 | 0 | 0 | 0 | 0 | 0 | 566690.3779 | 0 | 0 | 1015462.8279 | 0 | 1015462.8279 | 0 | 0 | 399.1438 | 0 | 0 | 0 | 3235.913 | 0 | 0 | 0 | 0 | 0 | 0 | 4590.1921 | 0 | 0 | 8225.2489 | 0 | 8225.2489 | 0 | 0 | 49.277 | 0 | 0 | 0 | 399.4954 | 0 | 0 | 0 | 0 | 0 | 0 | 566.6904 | 0 | 0 | 1015.4628 | 0 | 1015.4628 | 0 | 0 | 0 | 0 | 9.2472 | 0 | 0 | 0 | 0 | 1.1406 | 13.1172 | 0 | 0 | 23.505 | 23.505 | 23.505 | 2
VA_4A_SH_2010_EL | 4A | SH | EL | 8115 | ASHRAE30pct-state-4A | HotelSmall | STD2010 | VA-Richmond-VA | Zone4A | Zone4A(VA-Richmond-VA) | ASHRAE30pct-state-STD2010 | state | VA | 0.0811 | 0.86 | ASHRAE30pct-state-4A_HotelSmall_STD2010_VA-Richmond-VA.table.csv.gz | Small Hotel | Richmond International Ap VA USA TMY3 WMO#=724010 | Electricity | 29336.1113 | 95436.1119 | 113958.3342 | 18266.6668 | 164169.4458 | 0 | 77522.2228 | 72.2222 | 0 | 0 | 0 | 0 | 0 | 0 | 498761.1151 | 0 | 498761.1151 | 0 | 0 | 2379.1586 | 7739.8687 | 9242.0209 | 1481.4267 | 13314.1421 | 0 | 6287.0523 | 5.8572 | 0 | 0 | 0 | 0 | 0 | 0 | 40449.5264 | 0 | 40449.5264 | 0 | 0 | 100.1232 | 325.7205 | 388.9363 | 62.3436 | 560.3052 | 0 | 264.5809 | 0.24649 | 0 | 0 | 0 | 0 | 0 | 0 | 1702.2562 | 0 | 1702.2562 | 0 | 0 | 9.0027 | 1.4431 | 12.9694 | 6.1243 | 0.0057056 | 0 | 7.5395 | 2.3176 | 0 | 0 | 0 | 39.4023 | 39.4023 | 39.4023 | 1
VA_4A_SH_2013_EL | 4A | SH | EL | 9195 | ASHRAE30pct-state-4A | HotelSmall | STD2013 | VA-Richmond-VA | Zone4A | Zone4A(VA-Richmond-VA) | ASHRAE30pct-state-STD2013 | state | VA | 0.0811 | 0.86 | ASHRAE30pct-state-4A_HotelSmall_STD2013_VA-Richmond-VA.table.csv.gz | Small Hotel | Richmond International Ap VA USA TMY3 WMO#=724010 | Electricity | 31080.5558 | 82055.5562 | 88391.6674 | 18266.6668 | 154908.3346 | 0 | 76902.7784 | 72.2222 | 0 | 0 | 0 | 0 | 0 | 0 | 451677.7814 | 0 | 451677.7814 | 5.8208e-11 | 5.8208e-11 | 2520.6331 | 6654.7056 | 7168.5642 | 1481.4267 | 12563.0659 | 0 | 6236.8153 | 5.8572 | 0 | 0 | 0 | 0 | 0 | 0 | 36631.0681 | 0 | 36631.0681 | 4.7206e-12 | 4.7206e-12 | 106.077 | 280.0531 | 301.678 | 62.3436 | 528.6973 | 0 | 262.4668 | 0.24649 | 0 | 0 | 0 | 0 | 0 | 0 | 1541.5623 | 0 | 1541.5623 | 1.9866e-13 | 1.9866e-13 | 6.983 | 1.4431 | 12.2378 | 6.0753 | 0.0057056 | 0 | 6.4824 | 2.4554 | 0 | 0 | 0 | 35.6827 | 35.6827 | 35.6827 | 2
VA_4A_SH_2010_NG | 4A | SH | NG | 8124 | ASHRAE30pct-state-4A | HotelSmall | STD2010 | VA-Richmond-VA | Zone4A | Zone4A(VA-Richmond-VA) | ASHRAE30pct-state-STD2010 | state | VA | 0.0811 | 0.86 | ASHRAE30pct-state-4A_HotelSmall_STD2010_VA-Richmond-VA.table.csv.gz | Small Hotel | Richmond International Ap VA USA TMY3 WMO#=724010 | Natural Gas | 49002.1451 | 0 | 0 | 0 | 399495.4379 | 0 | 0 | 0 | 0 | 0 | 0 | 566709.3342 | 0 | 0 | 1015206.9172 | 0 | 1015206.9172 | 0 | 0 | 421.4184 | 0 | 0 | 0 | 3435.6608 | 0 | 0 | 0 | 0 | 0 | 0 | 4873.7003 | 0 | 0 | 8730.7795 | 0 | 8730.7795 | 0 | 0 | 49.0021 | 0 | 0 | 0 | 399.4954 | 0 | 0 | 0 | 0 | 0 | 0 | 566.7093 | 0 | 0 | 1015.2069 | 0 | 1015.2069 | 0 | 0 | 0 | 0 | 9.2472 | 0 | 0 | 0 | 0 | 1.1343 | 13.1177 | 0 | 0 | 23.4991 | 23.4991 | 23.4991 | 1
VA_4A_SH_2013_NG | 4A | SH | NG | 9204 | ASHRAE30pct-state-4A | HotelSmall | STD2013 | VA-Richmond-VA | Zone4A | Zone4A(VA-Richmond-VA) | ASHRAE30pct-state-STD2013 | state | VA | 0.0811 | 0.86 | ASHRAE30pct-state-4A_HotelSmall_STD2013_VA-Richmond-VA.table.csv.gz | Small Hotel | Richmond International Ap VA USA TMY3 WMO#=724010 | Natural Gas | 51608.6422 | 0 | 0 | 0 | 399495.4379 | 0 | 0 | 0 | 0 | 0 | 0 | 566747.2469 | 0 | 0 | 1017851.327 | 0 | 1017851.327 | 0 | 0 | 443.8343 | 0 | 0 | 0 | 3435.6608 | 0 | 0 | 0 | 0 | 0 | 0 | 4874.0263 | 0 | 0 | 8753.5214 | 0 | 8753.5214 | 0 | 0 | 51.6086 | 0 | 0 | 0 | 399.4954 | 0 | 0 | 0 | 0 | 0 | 0 | 566.7472 | 0 | 0 | 1017.8513 | 0 | 1017.8513 | 0 | 0 | 0 | 0 | 9.2472 | 0 | 0 | 0 | 0 | 1.1946 | 13.1185 | 0 | 0 | 23.5603 | 23.5603 | 23.5603 | 2
WV_4A_SH_2010_EL | 4A | SH | EL | 8175 | ASHRAE30pct-state-4A | HotelSmall | STD2010 | WV-Charleston-WV | Zone4A | Zone4A(WV-Charleston-WV) | ASHRAE30pct-state-STD2010 | state | WV | 0.0842 | 0.92 | ASHRAE30pct-state-4A_HotelSmall_STD2010_WV-Charleston-WV.table.csv.gz | Small Hotel | Charleston Yeager Arpt WV USA TMY3 WMO#=724140 | Electricity | 41538.8892 | 83350.0007 | 113955.5565 | 18263.889 | 164169.4458 | 0 | 77652.7784 | 72.2222 | 0 | 0 | 0 | 0 | 0 | 0 | 499005.5595 | 0 | 499002.7818 | 2.7778 | 2.7778 | 3497.5745 | 7018.0701 | 9595.0579 | 1537.8195 | 13823.0673 | 0 | 6538.3639 | 6.0811 | 0 | 0 | 0 | 0 | 0 | 0 | 42016.2681 | 0 | 42016.0342 | 0.23389 | 0.23389 | 141.7709 | 284.471 | 388.9268 | 62.3341 | 560.3052 | 0 | 265.0265 | 0.24649 | 0 | 0 | 0 | 0 | 0 | 0 | 1703.0905 | 0 | 1703.081 | 0.0094805 | 0.0094805 | 9.0025 | 1.4429 | 12.9696 | 6.1346 | 0.0057056 | 0 | 6.5847 | 3.2816 | 0 | 0 | 0 | 39.4213 | 39.4216 | 39.4216 | 1
WV_4A_SH_2013_EL | 4A | SH | EL | 9255 | ASHRAE30pct-state-4A | HotelSmall | STD2013 | WV-Charleston-WV | Zone4A | Zone4A(WV-Charleston-WV) | ASHRAE30pct-state-STD2013 | state | WV | 0.0842 | 0.92 | ASHRAE30pct-state-4A_HotelSmall_STD2013_WV-Charleston-WV.table.csv.gz | Small Hotel | Charleston Yeager Arpt WV USA TMY3 WMO#=724140 | Electricity | 43686.1115 | 71138.8895 | 88477.7785 | 18263.889 | 154908.3346 | 0 | 76975.0006 | 72.2222 | 0 | 0 | 0 | 0 | 0 | 0 | 453522.2259 | 0 | 453522.2259 | 0 | 0 | 3678.3706 | 5989.8945 | 7449.8289 | 1537.8195 | 13043.2818 | 0 | 6481.2951 | 6.0811 | 0 | 0 | 0 | 0 | 0 | 0 | 38186.5714 | 0 | 38186.5714 | 0 | 0 | 149.0993 | 242.7948 | 301.9719 | 62.3341 | 528.6973 | 0 | 262.7133 | 0.24649 | 0 | 0 | 0 | 0 | 0 | 0 | 1547.8573 | 0 | 1547.8573 | 0 | 0 | 6.9898 | 1.4429 | 12.2378 | 6.081 | 0.0057056 | 0 | 5.62 | 3.4512 | 0 | 0 | 0 | 35.8284 | 35.8284 | 35.8284 | 2
WV_4A_SH_2010_NG | 4A | SH | NG | 8184 | ASHRAE30pct-state-4A | HotelSmall | STD2010 | WV-Charleston-WV | Zone4A | Zone4A(WV-Charleston-WV) | ASHRAE30pct-state-STD2010 | state | WV | 0.0842 | 0.92 | ASHRAE30pct-state-4A_HotelSmall_STD2010_WV-Charleston-WV.table.csv.gz | Small Hotel | Charleston Yeager Arpt WV USA TMY3 WMO#=724140 | Natural Gas | 64081.9155 | 0 | 0 | 0 | 399495.4379 | 0 | 0 | 0 | 0 | 0 | 0 | 566794.6378 | 0 | 0 | 1030371.9912 | 0 | 1030371.9912 | 0 | 0 | 589.5536 | 0 | 0 | 0 | 3675.358 | 0 | 0 | 0 | 0 | 0 | 0 | 5214.5107 | 0 | 0 | 9479.4223 | 0 | 9479.4223 | 0 | 0 | 64.0819 | 0 | 0 | 0 | 399.4954 | 0 | 0 | 0 | 0 | 0 | 0 | 566.7946 | 0 | 0 | 1030.372 | 0 | 1030.372 | 0 | 0 | 0 | 0 | 9.2472 | 0 | 0 | 0 | 0 | 1.4833 | 13.1196 | 0 | 0 | 23.8501 | 23.8501 | 23.8501 | 1
WV_4A_SH_2013_NG | 4A | SH | NG | 9264 | ASHRAE30pct-state-4A | HotelSmall | STD2013 | WV-Charleston-WV | Zone4A | Zone4A(WV-Charleston-WV) | ASHRAE30pct-state-STD2013 | state | WV | 0.0842 | 0.92 | ASHRAE30pct-state-4A_HotelSmall_STD2013_WV-Charleston-WV.table.csv.gz | Small Hotel | Charleston Yeager Arpt WV USA TMY3 WMO#=724140 | Natural Gas | 67313.9719 | 0 | 0 | 0 | 399495.4379 | 0 | 0 | 0 | 0 | 0 | 0 | 566832.5504 | 0 | 0 | 1033641.9602 | 0 | 1033641.9602 | 0 | 0 | 619.2885 | 0 | 0 | 0 | 3675.358 | 0 | 0 | 0 | 0 | 0 | 0 | 5214.8595 | 0 | 0 | 9509.506 | 0 | 9509.506 | 0 | 0 | 67.314 | 0 | 0 | 0 | 399.4954 | 0 | 0 | 0 | 0 | 0 | 0 | 566.8326 | 0 | 0 | 1033.642 | 0 | 1033.642 | 0 | 0 | 0 | 0 | 9.2472 | 0 | 0 | 0 | 0 | 1.5581 | 13.1205 | 0 | 0 | 23.9258 | 23.9258 | 23.9258 | 2
AZ_4B_SH_2010_EL | 4B | SH | EL | 9675 | ASHRAE30pct-state-4B | HotelSmall | STD2010 | AZ-Prescott-AZ | Zone4B | Zone4B(AZ-Prescott-AZ) | ASHRAE30pct-state-STD2010 | state | AZ | 0.0954 | 0.95 | ASHRAE30pct-state-4B_HotelSmall_STD2010_AZ-Prescott-AZ.table.csv.gz | Small Hotel | Prescott Love Field AZ USA TMY3 WMO#=723723 | Electricity | 19063.889 | 77819.4451 | 114133.3342 | 18280.5557 | 164169.4458 | 0 | 80900.0006 | 72.2222 | 0 | 0 | 0 | 0 | 0 | 0 | 474438.8927 | 0 | 474438.8927 | 5.8208e-11 | 5.8208e-11 | 1818.695 | 7423.9751 | 10888.3201 | 1743.965 | 15661.7651 | 0 | 7717.8601 | 6.89 | 0 | 0 | 0 | 0 | 0 | 0 | 45261.4704 | 0 | 45261.4704 | 5.553e-12 | 5.553e-12 | 65.0645 | 265.5954 | 389.5335 | 62.391 | 560.3052 | 0 | 276.1092 | 0.24649 | 0 | 0 | 0 | 0 | 0 | 0 | 1619.2452 | 0 | 1619.2452 | 1.9866e-13 | 1.9866e-13 | 9.0166 | 1.4442 | 12.9694 | 6.3911 | 0.0057056 | 0 | 6.1478 | 1.5061 | 0 | 0 | 0 | 37.4808 | 37.4808 | 37.4808 | 1
AZ_4B_SH_2013_EL | 4B | SH | EL | 10035 | ASHRAE30pct-state-4B | HotelSmall | STD2013 | AZ-Prescott-AZ | Zone4B | Zone4B(AZ-Prescott-AZ) | ASHRAE30pct-state-STD2013 | state | AZ | 0.0954 | 0.95 | ASHRAE30pct-state-4B_HotelSmall_STD2013_AZ-Prescott-AZ.table.csv.gz | Small Hotel | Prescott Love Field AZ USA TMY3 WMO#=723723 | Electricity | 20008.3335 | 66413.8894 | 88919.4452 | 18280.5557 | 154908.3346 | 0 | 80150.0006 | 72.2222 | 0 | 0 | 0 | 0 | 0 | 0 | 428752.7812 | 0 | 428752.7812 | 5.8208e-11 | 5.8208e-11 | 1908.795 | 6335.8851 | 8482.9151 | 1743.965 | 14778.2551 | 0 | 7646.3101 | 6.89 | 0 | 0 | 0 | 0 | 0 | 0 | 40903.0153 | 0 | 40903.0153 | 5.553e-12 | 5.553e-12 | 68.2878 | 226.6685 | 303.4793 | 62.391 | 528.6973 | 0 | 273.5495 | 0.24649 | 0 | 0 | 0 | 0 | 0 | 0 | 1463.32 | 0 | 1463.32 | 1.9866e-13 | 1.9866e-13 | 7.0247 | 1.4442 | 12.2378 | 6.3319 | 0.0057056 | 0 | 5.2467 | 1.5807 | 0 | 0 | 0 | 33.8716 | 33.8716 | 33.8716 | 2
AZ_4B_SH_2010_NG | 4B | SH | NG | 9684 | ASHRAE30pct-state-4B | HotelSmall | STD2010 | AZ-Prescott-AZ | Zone4B | Zone4B(AZ-Prescott-AZ) | ASHRAE30pct-state-STD2010 | state | AZ | 0.0954 | 0.95 | ASHRAE30pct-state-4B_HotelSmall_STD2010_AZ-Prescott-AZ.table.csv.gz | Small Hotel | Prescott Love Field AZ USA TMY3 WMO#=723723 | Natural Gas | 28557.7298 | 0 | 0 | 0 | 399495.4379 | 0 | 0 | 0 | 0 | 0 | 0 | 558709.7577 | 0 | 0 | 986762.9255 | 0 | 986762.9255 | 0 | 0 | 271.2984 | 0 | 0 | 0 | 3795.2067 | 0 | 0 | 0 | 0 | 0 | 0 | 5307.7427 | 0 | 0 | 9374.2478 | 0 | 9374.2478 | 0 | 0 | 28.5577 | 0 | 0 | 0 | 399.4954 | 0 | 0 | 0 | 0 | 0 | 0 | 558.7098 | 0 | 0 | 986.7629 | 0 | 986.7629 | 0 | 0 | 0 | 0 | 9.2472 | 0 | 0 | 0 | 0 | 0.66103 | 12.9325 | 0 | 0 | 22.8407 | 22.8407 | 22.8407 | 1
AZ_4B_SH_2013_NG | 4B | SH | NG | 10044 | ASHRAE30pct-state-4B | HotelSmall | STD2013 | AZ-Prescott-AZ | Zone4B | Zone4B(AZ-Prescott-AZ) | ASHRAE30pct-state-STD2013 | state | AZ | 0.0954 | 0.95 | ASHRAE30pct-state-4B_HotelSmall_STD2013_AZ-Prescott-AZ.table.csv.gz | Small Hotel | Prescott Love Field AZ USA TMY3 WMO#=723723 | Natural Gas | 30737.7092 | 0 | 0 | 0 | 399495.4379 | 0 | 0 | 0 | 0 | 0 | 0 | 558757.1486 | 0 | 0 | 988990.2957 | 0 | 988990.2957 | 0 | 0 | 292.0082 | 0 | 0 | 0 | 3795.2067 | 0 | 0 | 0 | 0 | 0 | 0 | 5308.1929 | 0 | 0 | 9395.4078 | 0 | 9395.4078 | 0 | 0 | 30.7377 | 0 | 0 | 0 | 399.4954 | 0 | 0 | 0 | 0 | 0 | 0 | 558.7571 | 0 | 0 | 988.9903 | 0 | 988.9903 | 0 | 0 | 0 | 0 | 9.2472 | 0 | 0 | 0 | 0 | 0.71149 | 12.9336 | 0 | 0 | 22.8922 | 22.8922 | 22.8922 | 2
CA_4B_SH_2010_EL | 4B | SH | EL | 9735 | ASHRAE30pct-state-4B | HotelSmall | STD2010 | CA-Sacramento-CA | Zone4B | Zone4B(CA-Sacramento-CA) | ASHRAE30pct-state-STD2010 | state | CA | 0.136 | 0.7 | ASHRAE30pct-state-4B_HotelSmall_STD2010_CA-Sacramento-CA.table.csv.gz | Small Hotel | Sacramento Metropolitan Ap CA USA TMY3 WMO#=724839 | Electricity | 9444.4445 | 89238.8896 | 113994.4454 | 18300.0001 | 164169.4458 | 0 | 77513.8895 | 72.2222 | 0 | 0 | 0 | 0 | 0 | 0 | 472733.3371 | 0 | 472733.3371 | 0 | 0 | 1284.4445 | 12136.489 | 15503.2446 | 2488.8 | 22327.0446 | 0 | 10541.889 | 9.8222 | 0 | 0 | 0 | 0 | 0 | 0 | 64291.7338 | 0 | 64291.7338 | 0 | 0 | 32.2336 | 304.5696 | 389.0595 | 62.4573 | 560.3052 | 0 | 264.5525 | 0.24649 | 0 | 0 | 0 | 0 | 0 | 0 | 1613.4242 | 0 | 1613.4242 | 0 | 0 | 9.0056 | 1.4457 | 12.9694 | 6.1236 | 0.0057056 | 0 | 7.0499 | 0.74611 | 0 | 0 | 0 | 37.3461 | 37.3461 | 37.3461 | 1
CA_4B_SH_2013_EL | 4B | SH | EL | 10095 | ASHRAE30pct-state-4B | HotelSmall | STD2013 | CA-Sacramento-CA | Zone4B | Zone4B(CA-Sacramento-CA) | ASHRAE30pct-state-STD2013 | state | CA | 0.136 | 0.7 | ASHRAE30pct-state-4B_HotelSmall_STD2013_CA-Sacramento-CA.table.csv.gz | Small Hotel | Sacramento Metropolitan Ap CA USA TMY3 WMO#=724839 | Electricity | 10205.5556 | 76630.5562 | 88455.5563 | 18300.0001 | 154908.3346 | 0 | 77033.3339 | 72.2222 | 0 | 0 | 0 | 0 | 0 | 0 | 425605.559 | 0 | 425605.559 | 0 | 0 | 1387.9556 | 10421.7556 | 12029.9557 | 2488.8 | 21067.5335 | 0 | 10476.5334 | 9.8222 | 0 | 0 | 0 | 0 | 0 | 0 | 57882.356 | 0 | 57882.356 | 0 | 0 | 34.8312 | 261.5377 | 301.8961 | 62.4573 | 528.6973 | 0 | 262.9124 | 0.24649 | 0 | 0 | 0 | 0 | 0 | 0 | 1452.5786 | 0 | 1452.5786 | 0 | 0 | 6.988 | 1.4457 | 12.2378 | 6.0857 | 0.0057056 | 0 | 6.0538 | 0.80624 | 0 | 0 | 0 | 33.6229 | 33.6229 | 33.6229 | 2
CA_4B_SH_2010_NG | 4B | SH | NG | 9744 | ASHRAE30pct-state-4B | HotelSmall | STD2010 | CA-Sacramento-CA | Zone4B | Zone4B(CA-Sacramento-CA) | ASHRAE30pct-state-STD2010 | state | CA | 0.136 | 0.7 | ASHRAE30pct-state-4B_HotelSmall_STD2010_CA-Sacramento-CA.table.csv.gz | Small Hotel | Sacramento Metropolitan Ap CA USA TMY3 WMO#=724839 | Natural Gas | 20292.7645 | 0 | 0 | 0 | 399495.4379 | 0 | 0 | 0 | 0 | 0 | 0 | 558633.9324 | 0 | 0 | 978422.1348 | 0 | 978422.1348 | 0 | 0 | 142.0494 | 0 | 0 | 0 | 2796.4681 | 0 | 0 | 0 | 0 | 0 | 0 | 3910.4375 | 0 | 0 | 6848.9549 | 0 | 6848.9549 | 0 | 0 | 20.2928 | 0 | 0 | 0 | 399.4954 | 0 | 0 | 0 | 0 | 0 | 0 | 558.6339 | 0 | 0 | 978.4221 | 0 | 978.4221 | 0 | 0 | 0 | 0 | 9.2472 | 0 | 0 | 0 | 0 | 0.46972 | 12.9307 | 0 | 0 | 22.6476 | 22.6476 | 22.6476 | 1
CA_4B_SH_2013_NG | 4B | SH | NG | 10104 | ASHRAE30pct-state-4B | HotelSmall | STD2013 | CA-Sacramento-CA | Zone4B | Zone4B(CA-Sacramento-CA) | ASHRAE30pct-state-STD2013 | state | CA | 0.136 | 0.7 | ASHRAE30pct-state-4B_HotelSmall_STD2013_CA-Sacramento-CA.table.csv.gz | Small Hotel | Sacramento Metropolitan Ap CA USA TMY3 WMO#=724839 | Natural Gas | 21505.9705 | 0 | 0 | 0 | 399495.4379 | 0 | 0 | 0 | 0 | 0 | 0 | 558681.3232 | 0 | 0 | 979682.7316 | 0 | 979682.7316 | 0 | 0 | 150.5418 | 0 | 0 | 0 | 2796.4681 | 0 | 0 | 0 | 0 | 0 | 0 | 3910.7693 | 0 | 0 | 6857.7791 | 0 | 6857.7791 | 0 | 0 | 21.506 | 0 | 0 | 0 | 399.4954 | 0 | 0 | 0 | 0 | 0 | 0 | 558.6813 | 0 | 0 | 979.6827 | 0 | 979.6827 | 0 | 0 | 0 | 0 | 9.2472 | 0 | 0 | 0 | 0 | 0.4978 | 12.9318 | 0 | 0 | 22.6768 | 22.6768 | 22.6768 | 2
CO_4B_SH_2010_EL | 4B | SH | EL | 9795 | ASHRAE30pct-state-4B | HotelSmall | STD2010 | CO-Trinidad-CO | Zone4B | Zone4B(CO-Trinidad-CO) | ASHRAE30pct-state-STD2010 | state | CO | 0.0934 | 0.73 | ASHRAE30pct-state-4B_HotelSmall_STD2010_CO-Trinidad-CO.table.csv.gz | Small Hotel | Trinidad Las Animas County Ap CO USA TMY3 WMO#=724645 | Electricity | 35972.2225 | 68216.6672 | 114122.2231 | 18272.2224 | 164169.4458 | 0 | 81327.7784 | 72.2222 | 0 | 0 | 0 | 0 | 0 | 0 | 482152.7816 | 0 | 482152.7816 | 5.8208e-11 | 5.8208e-11 | 3359.8056 | 6371.4367 | 10659.0156 | 1706.6256 | 15333.4262 | 0 | 7596.0145 | 6.7456 | 0 | 0 | 0 | 0 | 0 | 0 | 45033.0698 | 0 | 45033.0698 | 5.4366e-12 | 5.4366e-12 | 122.7721 | 232.8214 | 389.4956 | 62.3625 | 560.3052 | 0 | 277.5692 | 0.24649 | 0 | 0 | 0 | 0 | 0 | 0 | 1645.5725 | 0 | 1645.5725 | 1.9866e-13 | 1.9866e-13 | 9.0157 | 1.4435 | 12.9694 | 6.4249 | 0.0057056 | 0 | 5.3891 | 2.8418 | 0 | 0 | 0 | 38.0902 | 38.0902 | 38.0902 | 1
CO_4B_SH_2013_EL | 4B | SH | EL | 10155 | ASHRAE30pct-state-4B | HotelSmall | STD2013 | CO-Trinidad-CO | Zone4B | Zone4B(CO-Trinidad-CO) | ASHRAE30pct-state-STD2013 | state | CO | 0.0934 | 0.73 | ASHRAE30pct-state-4B_HotelSmall_STD2013_CO-Trinidad-CO.table.csv.gz | Small Hotel | Trinidad Las Animas County Ap CO USA TMY3 WMO#=724645 | Electricity | 37558.3336 | 58177.7782 | 88927.7785 | 18272.2224 | 154908.3346 | 0 | 80613.8895 | 72.2222 | 0 | 0 | 0 | 0 | 0 | 0 | 438536.1146 | 0 | 438530.5591 | 5.5556 | 5.5556 | 3507.9484 | 5433.8045 | 8305.8545 | 1706.6256 | 14468.4384 | 0 | 7529.3373 | 6.7456 | 0 | 0 | 0 | 0 | 0 | 0 | 40959.2731 | 0 | 40958.7542 | 0.51889 | 0.51889 | 128.1854 | 198.559 | 303.5078 | 62.3625 | 528.6973 | 0 | 275.1327 | 0.24649 | 0 | 0 | 0 | 0 | 0 | 0 | 1496.7102 | 0 | 1496.6912 | 0.018961 | 0.018961 | 7.0253 | 1.4435 | 12.2382 | 6.3685 | 0.0057056 | 0 | 4.5961 | 2.9671 | 0 | 0 | 0 | 34.644 | 34.6445 | 34.6445 | 2
CO_4B_SH_2010_NG | 4B | SH | NG | 9804 | ASHRAE30pct-state-4B | HotelSmall | STD2010 | CO-Trinidad-CO | Zone4B | Zone4B(CO-Trinidad-CO) | ASHRAE30pct-state-STD2010 | state | CO | 0.0934 | 0.73 | ASHRAE30pct-state-4B_HotelSmall_STD2010_CO-Trinidad-CO.table.csv.gz | Small Hotel | Trinidad Las Animas County Ap CO USA TMY3 WMO#=724645 | Natural Gas | 48300.7604 | 0 | 0 | 0 | 399495.4379 | 0 | 0 | 0 | 0 | 0 | 0 | 558870.8866 | 0 | 0 | 1006667.085 | 0 | 1006667.085 | 0 | 0 | 352.5956 | 0 | 0 | 0 | 2916.3167 | 0 | 0 | 0 | 0 | 0 | 0 | 4079.7575 | 0 | 0 | 7348.6697 | 0 | 7348.6697 | 0 | 0 | 48.3008 | 0 | 0 | 0 | 399.4954 | 0 | 0 | 0 | 0 | 0 | 0 | 558.8709 | 0 | 0 | 1006.6671 | 0 | 1006.6671 | 0 | 0 | 0 | 0 | 9.2472 | 0 | 0 | 0 | 0 | 1.118 | 12.9362 | 0 | 0 | 23.3014 | 23.3014 | 23.3014 | 1
CO_4B_SH_2013_NG | 4B | SH | NG | 10164 | ASHRAE30pct-state-4B | HotelSmall | STD2013 | CO-Trinidad-CO | Zone4B | Zone4B(CO-Trinidad-CO) | ASHRAE30pct-state-STD2013 | state | CO | 0.0934 | 0.73 | ASHRAE30pct-state-4B_HotelSmall_STD2013_CO-Trinidad-CO.table.csv.gz | Small Hotel | Trinidad Las Animas County Ap CO USA TMY3 WMO#=724645 | Natural Gas | 50784.0413 | 0 | 0 | 0 | 399495.4379 | 0 | 0 | 0 | 0 | 0 | 0 | 558927.7557 | 0 | 0 | 1009207.2349 | 0 | 1009207.2349 | 0 | 0 | 370.7235 | 0 | 0 | 0 | 2916.3167 | 0 | 0 | 0 | 0 | 0 | 0 | 4080.1726 | 0 | 0 | 7367.2128 | 0 | 7367.2128 | 0 | 0 | 50.784 | 0 | 0 | 0 | 399.4954 | 0 | 0 | 0 | 0 | 0 | 0 | 558.9278 | 0 | 0 | 1009.2072 | 0 | 1009.2072 | 0 | 0 | 0 | 0 | 9.2472 | 0 | 0 | 0 | 0 | 1.1755 | 12.9375 | 0 | 0 | 23.3602 | 23.3602 | 23.3602 | 2
NM_4B_SH_2010_EL | 4B | SH | EL | 9855 | ASHRAE30pct-state-4B | HotelSmall | STD2010 | NM-Albuquerque-NM | Zone4B | Zone4B(NM-Albuquerque-NM) | ASHRAE30pct-state-STD2010 | state | NM | 0.093 | 0.62 | ASHRAE30pct-state-4B_HotelSmall_STD2010_NM-Albuquerque-NM.table.csv.gz | Small Hotel | Albuquerque Intl Arpt Isis NM USA TMY3 WMO#=723650 | Electricity | 20000.0002 | 80461.1118 | 114097.2231 | 18277.7779 | 164169.4458 | 0 | 81177.7784 | 72.2222 | 0 | 0 | 0 | 0 | 0 | 0 | 478255.5594 | 0 | 478255.5594 | 0 | 0 | 1860 | 7482.8834 | 10611.0418 | 1699.8333 | 15267.7585 | 0 | 7549.5334 | 6.7167 | 0 | 0 | 0 | 0 | 0 | 0 | 44477.767 | 0 | 44477.767 | 0 | 0 | 68.2594 | 274.6113 | 389.4103 | 62.3815 | 560.3052 | 0 | 277.0572 | 0.24649 | 0 | 0 | 0 | 0 | 0 | 0 | 1632.2714 | 0 | 1632.2714 | 0 | 0 | 9.0137 | 1.4439 | 12.9694 | 6.4131 | 0.0057056 | 0 | 6.3564 | 1.58 | 0 | 0 | 0 | 37.7823 | 37.7823 | 37.7823 | 1
NM_4B_SH_2013_EL | 4B | SH | EL | 10215 | ASHRAE30pct-state-4B | HotelSmall | STD2013 | NM-Albuquerque-NM | Zone4B | Zone4B(NM-Albuquerque-NM) | ASHRAE30pct-state-STD2013 | state | NM | 0.093 | 0.62 | ASHRAE30pct-state-4B_HotelSmall_STD2013_NM-Albuquerque-NM.table.csv.gz | Small Hotel | Albuquerque Intl Arpt Isis NM USA TMY3 WMO#=723650 | Electricity | 21061.1113 | 68750.0005 | 88811.1118 | 18277.7779 | 154908.3346 | 0 | 80444.4451 | 72.2222 | 0 | 0 | 0 | 0 | 0 | 0 | 432327.7812 | 0 | 432325.0035 | 2.7778 | 2.7778 | 1958.6833 | 6393.7501 | 8259.4334 | 1699.8333 | 14406.4751 | 0 | 7481.3334 | 6.7167 | 0 | 0 | 0 | 0 | 0 | 0 | 40206.4837 | 0 | 40206.2253 | 0.25833 | 0.25833 | 71.8809 | 234.6416 | 303.1096 | 62.3815 | 528.6973 | 0 | 274.5544 | 0.24649 | 0 | 0 | 0 | 0 | 0 | 0 | 1475.5213 | 0 | 1475.5118 | 0.0094805 | 0.0094805 | 7.0161 | 1.4439 | 12.238 | 6.3551 | 0.0057056 | 0 | 5.4313 | 1.6638 | 0 | 0 | 0 | 34.1538 | 34.154 | 34.154 | 2
NM_4B_SH_2010_NG | 4B | SH | NG | 9864 | ASHRAE30pct-state-4B | HotelSmall | STD2010 | NM-Albuquerque-NM | Zone4B | Zone4B(NM-Albuquerque-NM) | ASHRAE30pct-state-STD2010 | state | NM | 0.093 | 0.62 | ASHRAE30pct-state-4B_HotelSmall_STD2010_NM-Albuquerque-NM.table.csv.gz | Small Hotel | Albuquerque Intl Arpt Isis NM USA TMY3 WMO#=723650 | Natural Gas | 28519.8171 | 0 | 0 | 0 | 399495.4379 | 0 | 0 | 0 | 0 | 0 | 0 | 558709.7577 | 0 | 0 | 986725.0128 | 0 | 986725.0128 | 0 | 0 | 176.8229 | 0 | 0 | 0 | 2476.8717 | 0 | 0 | 0 | 0 | 0 | 0 | 3464.0005 | 0 | 0 | 6117.6951 | 0 | 6117.6951 | 0 | 0 | 28.5198 | 0 | 0 | 0 | 399.4954 | 0 | 0 | 0 | 0 | 0 | 0 | 558.7098 | 0 | 0 | 986.725 | 0 | 986.725 | 0 | 0 | 0 | 0 | 9.2472 | 0 | 0 | 0 | 0 | 0.66015 | 12.9325 | 0 | 0 | 22.8398 | 22.8398 | 22.8398 | 1
NM_4B_SH_2013_NG | 4B | SH | NG | 10224 | ASHRAE30pct-state-4B | HotelSmall | STD2013 | NM-Albuquerque-NM | Zone4B | Zone4B(NM-Albuquerque-NM) | ASHRAE30pct-state-STD2013 | state | NM | 0.093 | 0.62 | ASHRAE30pct-state-4B_HotelSmall_STD2013_NM-Albuquerque-NM.table.csv.gz | Small Hotel | Albuquerque Intl Arpt Isis NM USA TMY3 WMO#=723650 | Natural Gas | 30747.1874 | 0 | 0 | 0 | 399495.4379 | 0 | 0 | 0 | 0 | 0 | 0 | 558747.6704 | 0 | 0 | 988990.2957 | 0 | 988990.2957 | 0 | 0 | 190.6326 | 0 | 0 | 0 | 2476.8717 | 0 | 0 | 0 | 0 | 0 | 0 | 3464.2356 | 0 | 0 | 6131.7398 | 0 | 6131.7398 | 0 | 0 | 30.7472 | 0 | 0 | 0 | 399.4954 | 0 | 0 | 0 | 0 | 0 | 0 | 558.7477 | 0 | 0 | 988.9903 | 0 | 988.9903 | 0 | 0 | 0 | 0 | 9.2472 | 0 | 0 | 0 | 0 | 0.71171 | 12.9334 | 0 | 0 | 22.8922 | 22.8922 | 22.8922 | 2
OK_4B_SH_2010_EL | 4B | SH | EL | 9915 | ASHRAE30pct-state-4B | HotelSmall | STD2010 | OK-Amarillo-TX | Zone4B | Zone4B(OK-Amarillo-TX) | ASHRAE30pct-state-STD2010 | state | OK | 0.0726 | 0.87 | ASHRAE30pct-state-4B_HotelSmall_STD2010_OK-Amarillo-TX.table.csv.gz | Small Hotel | Amarillo International Ap Can TX USA TMY3 WMO#=723630 | Electricity | 29622.2225 | 86836.1118 | 114058.3342 | 18269.4446 | 164169.4458 | 0 | 80333.334 | 72.2222 | 0 | 0 | 0 | 0 | 0 | 0 | 493361.1151 | 0 | 493361.1151 | 5.8208e-11 | 5.8208e-11 | 2150.5734 | 6304.3017 | 8280.6351 | 1326.3617 | 11918.7018 | 0 | 5832.2 | 5.2433 | 0 | 0 | 0 | 0 | 0 | 0 | 35818.017 | 0 | 35818.017 | 4.2259e-12 | 4.2259e-12 | 101.0997 | 296.369 | 389.2776 | 62.353 | 560.3052 | 0 | 274.1752 | 0.24649 | 0 | 0 | 0 | 0 | 0 | 0 | 1683.8262 | 0 | 1683.8262 | 1.9866e-13 | 1.9866e-13 | 9.0106 | 1.4433 | 12.9694 | 6.3464 | 0.0057056 | 0 | 6.8601 | 2.3402 | 0 | 0 | 0 | 38.9757 | 38.9757 | 38.9757 | 1
OK_4B_SH_2013_EL | 4B | SH | EL | 10275 | ASHRAE30pct-state-4B | HotelSmall | STD2013 | OK-Amarillo-TX | Zone4B | Zone4B(OK-Amarillo-TX) | ASHRAE30pct-state-STD2013 | state | OK | 0.0726 | 0.87 | ASHRAE30pct-state-4B_HotelSmall_STD2013_OK-Amarillo-TX.table.csv.gz | Small Hotel | Amarillo International Ap Can TX USA TMY3 WMO#=723630 | Electricity | 31280.5558 | 74466.6673 | 88702.7785 | 18269.4446 | 154908.3346 | 0 | 79672.2229 | 72.2222 | 0 | 0 | 0 | 0 | 0 | 0 | 447372.2258 | 0 | 447372.2258 | 0 | 0 | 2270.9684 | 5406.28 | 6439.8217 | 1326.3617 | 11246.3451 | 0 | 5784.2034 | 5.2433 | 0 | 0 | 0 | 0 | 0 | 0 | 32479.2236 | 0 | 32479.2236 | 0 | 0 | 106.7596 | 254.1524 | 302.7398 | 62.353 | 528.6973 | 0 | 271.9188 | 0.24649 | 0 | 0 | 0 | 0 | 0 | 0 | 1526.8675 | 0 | 1526.8675 | 0 | 0 | 7.0075 | 1.4433 | 12.2378 | 6.2941 | 0.0057056 | 0 | 5.8829 | 2.4712 | 0 | 0 | 0 | 35.3425 | 35.3425 | 35.3425 | 2
OK_4B_SH_2010_NG | 4B | SH | NG | 9924 | ASHRAE30pct-state-4B | HotelSmall | STD2010 | OK-Amarillo-TX | Zone4B | Zone4B(OK-Amarillo-TX) | ASHRAE30pct-state-STD2010 | state | OK | 0.0726 | 0.87 | ASHRAE30pct-state-4B_HotelSmall_STD2010_OK-Amarillo-TX.table.csv.gz | Small Hotel | Amarillo International Ap Can TX USA TMY3 WMO#=723630 | Natural Gas | 41296.3919 | 0 | 0 | 0 | 399495.4379 | 0 | 0 | 0 | 0 | 0 | 0 | 558795.0613 | 0 | 0 | 999577.4129 | 0 | 999586.8911 | 0 | 0 | 359.2786 | 0 | 0 | 0 | 3475.6103 | 0 | 0 | 0 | 0 | 0 | 0 | 4861.517 | 0 | 0 | 8696.3235 | 0 | 8696.406 | 0 | 0 | 41.2964 | 0 | 0 | 0 | 399.4954 | 0 | 0 | 0 | 0 | 0 | 0 | 558.7951 | 0 | 0 | 999.5774 | 0 | 999.5869 | 0 | 0 | 0 | 0 | 9.2472 | 0 | 0 | 0 | 0 | 0.95589 | 12.9345 | 0 | 0 | 23.1375 | 23.1373 | 23.1375 | 1
OK_4B_SH_2013_NG | 4B | SH | NG | 10284 | ASHRAE30pct-state-4B | HotelSmall | STD2013 | OK-Amarillo-TX | Zone4B | Zone4B(OK-Amarillo-TX) | ASHRAE30pct-state-STD2013 | state | OK | 0.0726 | 0.87 | ASHRAE30pct-state-4B_HotelSmall_STD2013_OK-Amarillo-TX.table.csv.gz | Small Hotel | Amarillo International Ap Can TX USA TMY3 WMO#=723630 | Natural Gas | 43997.6707 | 0 | 0 | 0 | 399495.4379 | 0 | 0 | 0 | 0 | 0 | 0 | 558851.9303 | 0 | 0 | 1002345.0389 | 0 | 1002345.0389 | 0 | 0 | 382.7797 | 0 | 0 | 0 | 3475.6103 | 0 | 0 | 0 | 0 | 0 | 0 | 4862.0118 | 0 | 0 | 8720.4018 | 0 | 8720.4018 | 0 | 0 | 43.9977 | 0 | 0 | 0 | 399.4954 | 0 | 0 | 0 | 0 | 0 | 0 | 558.8519 | 0 | 0 | 1002.345 | 0 | 1002.345 | 0 | 0 | 0 | 0 | 9.2472 | 0 | 0 | 0 | 0 | 1.0184 | 12.9358 | 0 | 0 | 23.2014 | 23.2014 | 23.2014 | 2
TX_4B_SH_2010_EL | 4B | SH | EL | 9975 | ASHRAE30pct-state-4B | HotelSmall | STD2010 | TX-Amarillo-TX | Zone4B | Zone4B(TX-Amarillo-TX) | ASHRAE30pct-state-STD2010 | state | TX | 0.0817 | 0.67 | ASHRAE30pct-state-4B_HotelSmall_STD2010_TX-Amarillo-TX.table.csv.gz | Small Hotel | Amarillo International Ap Can TX USA TMY3 WMO#=723630 | Electricity | 29622.2225 | 86836.1118 | 114058.3342 | 18269.4446 | 164169.4458 | 0 | 80333.334 | 72.2222 | 0 | 0 | 0 | 0 | 0 | 0 | 493361.1151 | 0 | 493361.1151 | 5.8208e-11 | 5.8208e-11 | 2420.1356 | 7094.5103 | 9318.5659 | 1492.6136 | 13412.6437 | 0 | 6563.2334 | 5.9006 | 0 | 0 | 0 | 0 | 0 | 0 | 40307.6031 | 0 | 40307.6031 | 4.7556e-12 | 4.7556e-12 | 101.0997 | 296.369 | 389.2776 | 62.353 | 560.3052 | 0 | 274.1752 | 0.24649 | 0 | 0 | 0 | 0 | 0 | 0 | 1683.8262 | 0 | 1683.8262 | 1.9866e-13 | 1.9866e-13 | 9.0106 | 1.4433 | 12.9694 | 6.3464 | 0.0057056 | 0 | 6.8601 | 2.3402 | 0 | 0 | 0 | 38.9757 | 38.9757 | 38.9757 | 1
TX_4B_SH_2013_EL | 4B | SH | EL | 10335 | ASHRAE30pct-state-4B | HotelSmall | STD2013 | TX-Amarillo-TX | Zone4B | Zone4B(TX-Amarillo-TX) | ASHRAE30pct-state-STD2013 | state | TX | 0.0817 | 0.67 | ASHRAE30pct-state-4B_HotelSmall_STD2013_TX-Amarillo-TX.table.csv.gz | Small Hotel | Amarillo International Ap Can TX USA TMY3 WMO#=723630 | Electricity | 31280.5558 | 74466.6673 | 88702.7785 | 18269.4446 | 154908.3346 | 0 | 79672.2229 | 72.2222 | 0 | 0 | 0 | 0 | 0 | 0 | 447372.2258 | 0 | 447372.2258 | 0 | 0 | 2555.6214 | 6083.9267 | 7247.017 | 1492.6136 | 12656.0109 | 0 | 6509.2206 | 5.9006 | 0 | 0 | 0 | 0 | 0 | 0 | 36550.3108 | 0 | 36550.3108 | 0 | 0 | 106.7596 | 254.1524 | 302.7398 | 62.353 | 528.6973 | 0 | 271.9188 | 0.24649 | 0 | 0 | 0 | 0 | 0 | 0 | 1526.8675 | 0 | 1526.8675 | 0 | 0 | 7.0075 | 1.4433 | 12.2378 | 6.2941 | 0.0057056 | 0 | 5.8829 | 2.4712 | 0 | 0 | 0 | 35.3425 | 35.3425 | 35.3425 | 2
TX_4B_SH_2010_NG | 4B | SH | NG | 9984 | ASHRAE30pct-state-4B | HotelSmall | STD2010 | TX-Amarillo-TX | Zone4B | Zone4B(TX-Amarillo-TX) | ASHRAE30pct-state-STD2010 | state | TX | 0.0817 | 0.67 | ASHRAE30pct-state-4B_HotelSmall_STD2010_TX-Amarillo-TX.table.csv.gz | Small Hotel | Amarillo International Ap Can TX USA TMY3 WMO#=723630 | Natural Gas | 41296.3919 | 0 | 0 | 0 | 399495.4379 | 0 | 0 | 0 | 0 | 0 | 0 | 558795.0613 | 0 | 0 | 999577.4129 | 0 | 999586.8911 | 0 | 0 | 276.6858 | 0 | 0 | 0 | 2676.6194 | 0 | 0 | 0 | 0 | 0 | 0 | 3743.9269 | 0 | 0 | 6697.1687 | 0 | 6697.2322 | 0 | 0 | 41.2964 | 0 | 0 | 0 | 399.4954 | 0 | 0 | 0 | 0 | 0 | 0 | 558.7951 | 0 | 0 | 999.5774 | 0 | 999.5869 | 0 | 0 | 0 | 0 | 9.2472 | 0 | 0 | 0 | 0 | 0.95589 | 12.9345 | 0 | 0 | 23.1375 | 23.1373 | 23.1375 | 1
TX_4B_SH_2013_NG | 4B | SH | NG | 10344 | ASHRAE30pct-state-4B | HotelSmall | STD2013 | TX-Amarillo-TX | Zone4B | Zone4B(TX-Amarillo-TX) | ASHRAE30pct-state-STD2013 | state | TX | 0.0817 | 0.67 | ASHRAE30pct-state-4B_HotelSmall_STD2013_TX-Amarillo-TX.table.csv.gz | Small Hotel | Amarillo International Ap Can TX USA TMY3 WMO#=723630 | Natural Gas | 43997.6707 | 0 | 0 | 0 | 399495.4379 | 0 | 0 | 0 | 0 | 0 | 0 | 558851.9303 | 0 | 0 | 1002345.0389 | 0 | 1002345.0389 | 0 | 0 | 294.7844 | 0 | 0 | 0 | 2676.6194 | 0 | 0 | 0 | 0 | 0 | 0 | 3744.3079 | 0 | 0 | 6715.7118 | 0 | 6715.7118 | 0 | 0 | 43.9977 | 0 | 0 | 0 | 399.4954 | 0 | 0 | 0 | 0 | 0 | 0 | 558.8519 | 0 | 0 | 1002.345 | 0 | 1002.345 | 0 | 0 | 0 | 0 | 9.2472 | 0 | 0 | 0 | 0 | 1.0184 | 12.9358 | 0 | 0 | 23.2014 | 23.2014 | 23.2014 | 2
CA_4C_SH_2010_EL | 4C | SH | EL | 10575 | ASHRAE30pct-state-4C | HotelSmall | STD2010 | CA-Arcata-CA | Zone4C | Zone4C(CA-Arcata-CA) | ASHRAE30pct-state-STD2010 | state | CA | 0.136 | 0.7 | ASHRAE30pct-state-4C_HotelSmall_STD2010_CA-Arcata-CA.table.csv.gz | Small Hotel | Arcata Airport CA USA TMY3 WMO#=725945 | Electricity | 12277.7779 | 47608.3337 | 114022.2231 | 18272.2224 | 164169.4458 | 0 | 75977.7784 | 72.2222 | 0 | 0 | 0 | 0 | 0 | 0 | 432400.0035 | 0 | 432400.0035 | 0 | 0 | 1669.7778 | 6474.7334 | 15507.0223 | 2485.0222 | 22327.0446 | 0 | 10332.9779 | 9.8222 | 0 | 0 | 0 | 0 | 0 | 0 | 58806.4005 | 0 | 58806.4005 | 0 | 0 | 41.9037 | 162.4858 | 389.1543 | 62.3625 | 560.3052 | 0 | 259.3098 | 0.24649 | 0 | 0 | 0 | 0 | 0 | 0 | 1475.7678 | 0 | 1475.7678 | 0 | 0 | 9.0078 | 1.4435 | 12.9694 | 6.0023 | 0.0057056 | 0 | 3.7611 | 0.96995 | 0 | 0 | 0 | 34.1597 | 34.1597 | 34.1597 | 1
CA_4C_SH_2013_EL | 4C | SH | EL | 10755 | ASHRAE30pct-state-4C | HotelSmall | STD2013 | CA-Arcata-CA | Zone4C | Zone4C(CA-Arcata-CA) | ASHRAE30pct-state-STD2013 | state | CA | 0.136 | 0.7 | ASHRAE30pct-state-4C_HotelSmall_STD2013_CA-Arcata-CA.table.csv.gz | Small Hotel | Arcata Airport CA USA TMY3 WMO#=725945 | Electricity | 13502.7779 | 39619.4448 | 88694.4452 | 18272.2224 | 154908.3346 | 0 | 75383.3339 | 72.2222 | 0 | 0 | 0 | 0 | 0 | 0 | 390450.0031 | 0 | 390452.7809 | -2.7778 | -2.7778 | 1836.3778 | 5388.2445 | 12062.4445 | 2485.0222 | 21067.5335 | 0 | 10252.1334 | 9.8222 | 0 | 0 | 0 | 0 | 0 | 0 | 53101.2004 | 0 | 53101.5782 | -0.37778 | -0.37778 | 46.0846 | 135.2199 | 302.7114 | 62.3625 | 528.6973 | 0 | 257.281 | 0.24649 | 0 | 0 | 0 | 0 | 0 | 0 | 1332.5938 | 0 | 1332.6032 | -0.0094805 | -0.0094805 | 7.0069 | 1.4435 | 12.2376 | 5.9553 | 0.0057056 | 0 | 3.1299 | 1.0667 | 0 | 0 | 0 | 30.8459 | 30.8456 | 30.8456 | 2
CA_4C_SH_2010_NG | 4C | SH | NG | 10584 | ASHRAE30pct-state-4C | HotelSmall | STD2010 | CA-Arcata-CA | Zone4C | Zone4C(CA-Arcata-CA) | ASHRAE30pct-state-STD2010 | state | CA | 0.136 | 0.7 | ASHRAE30pct-state-4C_HotelSmall_STD2010_CA-Arcata-CA.table.csv.gz | Small Hotel | Arcata Airport CA USA TMY3 WMO#=725945 | Natural Gas | 31031.5325 | 0 | 0 | 0 | 399495.4379 | 0 | 0 | 0 | 0 | 0 | 0 | 589106.2528 | 0 | 0 | 1019633.2232 | 0 | 1019633.2232 | 0 | 0 | 217.2207 | 0 | 0 | 0 | 2796.4681 | 0 | 0 | 0 | 0 | 0 | 0 | 4123.7438 | 0 | 0 | 7137.4326 | 0 | 7137.4326 | 0 | 0 | 31.0315 | 0 | 0 | 0 | 399.4954 | 0 | 0 | 0 | 0 | 0 | 0 | 589.1063 | 0 | 0 | 1019.6332 | 0 | 1019.6332 | 0 | 0 | 0 | 0 | 9.2472 | 0 | 0 | 0 | 0 | 0.71829 | 13.6361 | 0 | 0 | 23.6015 | 23.6015 | 23.6015 | 1
CA_4C_SH_2013_NG | 4C | SH | NG | 10764 | ASHRAE30pct-state-4C | HotelSmall | STD2013 | CA-Arcata-CA | Zone4C | Zone4C(CA-Arcata-CA) | ASHRAE30pct-state-STD2013 | state | CA | 0.136 | 0.7 | ASHRAE30pct-state-4C_HotelSmall_STD2013_CA-Arcata-CA.table.csv.gz | Small Hotel | Arcata Airport CA USA TMY3 WMO#=725945 | Natural Gas | 34235.1544 | 0 | 0 | 0 | 399495.4379 | 0 | 0 | 0 | 0 | 0 | 0 | 589210.5126 | 0 | 0 | 1022941.1049 | 0 | 1022941.1049 | 0 | 0 | 239.6461 | 0 | 0 | 0 | 2796.4681 | 0 | 0 | 0 | 0 | 0 | 0 | 4124.4736 | 0 | 0 | 7160.5877 | 0 | 7160.5877 | 0 | 0 | 34.2352 | 0 | 0 | 0 | 399.4954 | 0 | 0 | 0 | 0 | 0 | 0 | 589.2105 | 0 | 0 | 1022.9411 | 0 | 1022.9411 | 0 | 0 | 0 | 0 | 9.2472 | 0 | 0 | 0 | 0 | 0.79244 | 13.6385 | 0 | 0 | 23.6781 | 23.6781 | 23.6781 | 2
OR_4C_SH_2010_EL | 4C | SH | EL | 10635 | ASHRAE30pct-state-4C | HotelSmall | STD2010 | OR-Portland-OR | Zone4C | Zone4C(OR-Portland-OR) | ASHRAE30pct-state-STD2010 | state | OR | 0.0834 | 0.92 | ASHRAE30pct-state-4C_HotelSmall_STD2010_OR-Portland-OR.table.csv.gz | Small Hotel | Portland International Ap OR USA TMY3 WMO#=726980 | Electricity | 21397.2224 | 59213.8894 | 114083.3342 | 18250.0001 | 164169.4458 | 0 | 77583.334 | 72.2222 | 0 | 0 | 0 | 0 | 0 | 0 | 454772.2259 | 0 | 454769.4481 | 2.7778 | 2.7778 | 1784.5283 | 4938.4384 | 9514.5501 | 1522.05 | 13691.7318 | 0 | 6470.4501 | 6.0233 | 0 | 0 | 0 | 0 | 0 | 0 | 37928.0036 | 0 | 37927.772 | 0.23167 | 0.23167 | 73.0281 | 202.0952 | 389.3629 | 62.2867 | 560.3052 | 0 | 264.7895 | 0.24649 | 0 | 0 | 0 | 0 | 0 | 0 | 1552.1235 | 0 | 1552.114 | 0.0094805 | 0.0094805 | 9.0126 | 1.4418 | 12.9696 | 6.1291 | 0.0057056 | 0 | 4.6779 | 1.6904 | 0 | 0 | 0 | 35.9269 | 35.9271 | 35.9271 | 1
OR_4C_SH_2013_EL | 4C | SH | EL | 10815 | ASHRAE30pct-state-4C | HotelSmall | STD2013 | OR-Portland-OR | Zone4C | Zone4C(OR-Portland-OR) | ASHRAE30pct-state-STD2013 | state | OR | 0.0834 | 0.92 | ASHRAE30pct-state-4C_HotelSmall_STD2013_OR-Portland-OR.table.csv.gz | Small Hotel | Portland International Ap OR USA TMY3 WMO#=726980 | Electricity | 23586.1113 | 49366.6671 | 89030.5563 | 18250.0001 | 154908.3346 | 0 | 77022.2228 | 72.2222 | 0 | 0 | 0 | 0 | 0 | 0 | 412236.1144 | 0 | 412236.1144 | 0 | 0 | 1967.0817 | 4117.18 | 7425.1484 | 1522.05 | 12919.3551 | 0 | 6423.6534 | 6.0233 | 0 | 0 | 0 | 0 | 0 | 0 | 34380.4919 | 0 | 34380.4919 | 0 | 0 | 80.4987 | 168.4869 | 303.8585 | 62.2867 | 528.6973 | 0 | 262.8745 | 0.24649 | 0 | 0 | 0 | 0 | 0 | 0 | 1406.9491 | 0 | 1406.9491 | 0 | 0 | 7.0334 | 1.4418 | 12.2378 | 6.0848 | 0.0057056 | 0 | 3.9 | 1.8633 | 0 | 0 | 0 | 32.5668 | 32.5668 | 32.5668 | 2
OR_4C_SH_2010_NG | 4C | SH | NG | 10644 | ASHRAE30pct-state-4C | HotelSmall | STD2010 | OR-Portland-OR | Zone4C | Zone4C(OR-Portland-OR) | ASHRAE30pct-state-STD2010 | state | OR | 0.0834 | 0.92 | ASHRAE30pct-state-4C_HotelSmall_STD2010_OR-Portland-OR.table.csv.gz | Small Hotel | Portland International Ap OR USA TMY3 WMO#=726980 | Natural Gas | 39580.8429 | 0 | 0 | 0 | 399495.4379 | 0 | 0 | 0 | 0 | 0 | 0 | 589077.8183 | 0 | 0 | 1028154.0991 | 0 | 1028154.0991 | 0 | 0 | 364.1438 | 0 | 0 | 0 | 3675.358 | 0 | 0 | 0 | 0 | 0 | 0 | 5419.5159 | 0 | 0 | 9459.0177 | 0 | 9459.0177 | 0 | 0 | 39.5808 | 0 | 0 | 0 | 399.4954 | 0 | 0 | 0 | 0 | 0 | 0 | 589.0778 | 0 | 0 | 1028.1541 | 0 | 1028.1541 | 0 | 0 | 0 | 0 | 9.2472 | 0 | 0 | 0 | 0 | 0.91618 | 13.6354 | 0 | 0 | 23.7988 | 23.7988 | 23.7988 | 1
OR_4C_SH_2013_NG | 4C | SH | NG | 10824 | ASHRAE30pct-state-4C | HotelSmall | STD2013 | OR-Portland-OR | Zone4C | Zone4C(OR-Portland-OR) | ASHRAE30pct-state-STD2013 | state | OR | 0.0834 | 0.92 | ASHRAE30pct-state-4C_HotelSmall_STD2013_OR-Portland-OR.table.csv.gz | Small Hotel | Portland International Ap OR USA TMY3 WMO#=726980 | Natural Gas | 42433.7725 | 0 | 0 | 0 | 399495.4379 | 0 | 0 | 0 | 0 | 0 | 0 | 589125.2091 | 0 | 0 | 1031054.4195 | 0 | 1031054.4195 | 0 | 0 | 390.3907 | 0 | 0 | 0 | 3675.358 | 0 | 0 | 0 | 0 | 0 | 0 | 5419.9519 | 0 | 0 | 9485.7007 | 0 | 9485.7007 | 0 | 0 | 42.4338 | 0 | 0 | 0 | 399.4954 | 0 | 0 | 0 | 0 | 0 | 0 | 589.1252 | 0 | 0 | 1031.0544 | 0 | 1031.0544 | 0 | 0 | 0 | 0 | 9.2472 | 0 | 0 | 0 | 0 | 0.98222 | 13.6365 | 0 | 0 | 23.8659 | 23.8659 | 23.8659 | 2
WA_4C_SH_2010_EL | 4C | SH | EL | 10695 | ASHRAE30pct-state-4C | HotelSmall | STD2010 | WA-Seattle-WA | Zone4C | Zone4C(WA-Seattle-WA) | ASHRAE30pct-state-STD2010 | state | WA | 0.0767 | 0.96 | ASHRAE30pct-state-4C_HotelSmall_STD2010_WA-Seattle-WA.table.csv.gz | Small Hotel | Seattle Seattle Tacoma Intl A WA USA TMY3 WMO#=727930 | Electricity | 23697.2224 | 51177.7782 | 114133.3342 | 18255.5557 | 164169.4458 | 0 | 77341.6673 | 72.2222 | 0 | 0 | 0 | 0 | 0 | 0 | 448850.0036 | 0 | 448847.2258 | 2.7778 | 2.7778 | 1817.577 | 3925.3356 | 8754.0267 | 1400.2011 | 12591.7965 | 0 | 5932.1059 | 5.5394 | 0 | 0 | 0 | 0 | 0 | 0 | 34426.7953 | 0 | 34426.5822 | 0.21306 | 0.21306 | 80.8779 | 174.6682 | 389.5335 | 62.3056 | 560.3052 | 0 | 263.9647 | 0.24649 | 0 | 0 | 0 | 0 | 0 | 0 | 1531.9111 | 0 | 1531.9017 | 0.0094805 | 0.0094805 | 9.0166 | 1.4422 | 12.9696 | 6.11 | 0.0057056 | 0 | 4.0431 | 1.8721 | 0 | 0 | 0 | 35.459 | 35.4593 | 35.4593 | 1
WA_4C_SH_2013_EL | 4C | SH | EL | 10875 | ASHRAE30pct-state-4C | HotelSmall | STD2013 | WA-Seattle-WA | Zone4C | Zone4C(WA-Seattle-WA) | ASHRAE30pct-state-STD2013 | state | WA | 0.0767 | 0.96 | ASHRAE30pct-state-4C_HotelSmall_STD2013_WA-Seattle-WA.table.csv.gz | Small Hotel | Seattle Seattle Tacoma Intl A WA USA TMY3 WMO#=727930 | Electricity | 26138.8891 | 42252.7781 | 89280.5563 | 18255.5557 | 154908.3346 | 0 | 76827.7784 | 72.2222 | 0 | 0 | 0 | 0 | 0 | 0 | 407736.1144 | 0 | 407736.1144 | 0 | 0 | 2004.8528 | 3240.7881 | 6847.8187 | 1400.2011 | 11881.4693 | 0 | 5892.6906 | 5.5394 | 0 | 0 | 0 | 0 | 0 | 0 | 31273.36 | 0 | 31273.36 | 0 | 0 | 89.2112 | 144.2074 | 304.7118 | 62.3056 | 528.6973 | 0 | 262.2108 | 0.24649 | 0 | 0 | 0 | 0 | 0 | 0 | 1391.5907 | 0 | 1391.5907 | 0 | 0 | 7.0532 | 1.4422 | 12.2378 | 6.0694 | 0.0057056 | 0 | 3.338 | 2.065 | 0 | 0 | 0 | 32.2113 | 32.2113 | 32.2113 | 2
WA_4C_SH_2010_NG | 4C | SH | NG | 10704 | ASHRAE30pct-state-4C | HotelSmall | STD2010 | WA-Seattle-WA | Zone4C | Zone4C(WA-Seattle-WA) | ASHRAE30pct-state-STD2010 | state | WA | 0.0767 | 0.96 | ASHRAE30pct-state-4C_HotelSmall_STD2010_WA-Seattle-WA.table.csv.gz | Small Hotel | Seattle Seattle Tacoma Intl A WA USA TMY3 WMO#=727930 | Natural Gas | 42064.1238 | 0 | 0 | 0 | 399495.4379 | 0 | 0 | 0 | 0 | 0 | 0 | 589163.1218 | 0 | 0 | 1030722.6835 | 0 | 1030722.6835 | 0 | 0 | 403.8156 | 0 | 0 | 0 | 3835.1562 | 0 | 0 | 0 | 0 | 0 | 0 | 5655.966 | 0 | 0 | 9894.9378 | 0 | 9894.9378 | 0 | 0 | 42.0641 | 0 | 0 | 0 | 399.4954 | 0 | 0 | 0 | 0 | 0 | 0 | 589.1631 | 0 | 0 | 1030.7227 | 0 | 1030.7227 | 0 | 0 | 0 | 0 | 9.2472 | 0 | 0 | 0 | 0 | 0.97366 | 13.6374 | 0 | 0 | 23.8582 | 23.8582 | 23.8582 | 1
WA_4C_SH_2013_NG | 4C | SH | NG | 10884 | ASHRAE30pct-state-4C | HotelSmall | STD2013 | WA-Seattle-WA | Zone4C | Zone4C(WA-Seattle-WA) | ASHRAE30pct-state-STD2013 | state | WA | 0.0767 | 0.96 | ASHRAE30pct-state-4C_HotelSmall_STD2013_WA-Seattle-WA.table.csv.gz | Small Hotel | Seattle Seattle Tacoma Intl A WA USA TMY3 WMO#=727930 | Natural Gas | 44907.5751 | 0 | 0 | 0 | 399495.4379 | 0 | 0 | 0 | 0 | 0 | 0 | 589210.5126 | 0 | 0 | 1033613.5257 | 0 | 1033613.5257 | 0 | 0 | 431.1127 | 0 | 0 | 0 | 3835.1562 | 0 | 0 | 0 | 0 | 0 | 0 | 5656.4209 | 0 | 0 | 9922.6898 | 0 | 9922.6898 | 0 | 0 | 44.9076 | 0 | 0 | 0 | 399.4954 | 0 | 0 | 0 | 0 | 0 | 0 | 589.2105 | 0 | 0 | 1033.6135 | 0 | 1033.6135 | 0 | 0 | 0 | 0 | 9.2472 | 0 | 0 | 0 | 0 | 1.0395 | 13.6385 | 0 | 0 | 23.9251 | 23.9251 | 23.9251 | 2
CT_5A_SH_2010_EL | 5A | SH | EL | 12075 | ASHRAE30pct-state-5A | HotelSmall | STD2010 | CT-HartfordBradley-CT | Zone5A | Zone5A(CT-HartfordBradley-CT) | ASHRAE30pct-state-STD2010 | state | CT | 0.147 | 0.82 | ASHRAE30pct-state-5A_HotelSmall_STD2010_CT-HartfordBradley-CT.table.csv.gz | Small Hotel | Hartford Bradley Intl Ap CT USA TMY3 WMO#=725080 | Electricity | 60733.3338 | 64780.5561 | 113988.8898 | 18263.889 | 164169.4458 | 0 | 77344.4451 | 72.2222 | 0 | 0 | 0 | 0 | 0 | 0 | 499355.5596 | 0 | 499352.7818 | 2.7778 | 2.7778 | 8927.8001 | 9522.7417 | 16756.3668 | 2684.7917 | 24132.9085 | 0 | 11369.6334 | 10.6167 | 0 | 0 | 0 | 0 | 0 | 0 | 73405.2673 | 0 | 73404.8589 | 0.40833 | 0.40833 | 207.281 | 221.094 | 389.0405 | 62.3341 | 560.3052 | 0 | 263.9742 | 0.24649 | 0 | 0 | 0 | 0 | 0 | 0 | 1704.285 | 0 | 1704.2756 | 0.0094805 | 0.0094805 | 9.0052 | 1.4429 | 12.9696 | 6.1102 | 0.0057056 | 0 | 5.1177 | 4.7979 | 0 | 0 | 0 | 39.449 | 39.4492 | 39.4492 | 1
CT_5A_SH_2013_EL | 5A | SH | EL | 13215 | ASHRAE30pct-state-5A | HotelSmall | STD2013 | CT-HartfordBradley-CT | Zone5A | Zone5A(CT-HartfordBradley-CT) | ASHRAE30pct-state-STD2013 | state | CT | 0.147 | 0.82 | ASHRAE30pct-state-5A_HotelSmall_STD2013_CT-HartfordBradley-CT.table.csv.gz | Small Hotel | Hartford Bradley Intl Ap CT USA TMY3 WMO#=725080 | Electricity | 61344.4449 | 54972.2227 | 88561.1118 | 18263.889 | 154908.3346 | 0 | 76600.0006 | 72.2222 | 0 | 0 | 0 | 0 | 0 | 0 | 454725.0036 | 0 | 454722.2259 | 2.7778 | 2.7778 | 9017.6334 | 8080.9167 | 13018.4834 | 2684.7917 | 22771.5252 | 0 | 11260.2001 | 10.6167 | 0 | 0 | 0 | 0 | 0 | 0 | 66844.5755 | 0 | 66844.1672 | 0.40833 | 0.40833 | 209.3667 | 187.6185 | 302.2563 | 62.3341 | 528.6973 | 0 | 261.4334 | 0.24649 | 0 | 0 | 0 | 0 | 0 | 0 | 1551.9623 | 0 | 1551.9529 | 0.0094805 | 0.0094805 | 6.9964 | 1.4429 | 12.238 | 6.0514 | 0.0057056 | 0 | 4.3428 | 4.8462 | 0 | 0 | 0 | 35.9232 | 35.9234 | 35.9234 | 2
CT_5A_SH_2010_NG | 5A | SH | NG | 12084 | ASHRAE30pct-state-5A | HotelSmall | STD2010 | CT-HartfordBradley-CT | Zone5A | Zone5A(CT-HartfordBradley-CT) | ASHRAE30pct-state-STD2010 | state | CT | 0.147 | 0.82 | ASHRAE30pct-state-5A_HotelSmall_STD2010_CT-HartfordBradley-CT.table.csv.gz | Small Hotel | Hartford Bradley Intl Ap CT USA TMY3 WMO#=725080 | Natural Gas | 93634.8533 | 0 | 0 | 0 | 399495.4379 | 0 | 0 | 0 | 0 | 0 | 0 | 603693.1582 | 0 | 0 | 1096823.4494 | 0 | 1096823.4494 | 0 | 0 | 767.8058 | 0 | 0 | 0 | 3275.8626 | 0 | 0 | 0 | 0 | 0 | 0 | 4950.2839 | 0 | 0 | 8993.9523 | 0 | 8993.9523 | 0 | 0 | 93.6349 | 0 | 0 | 0 | 399.4954 | 0 | 0 | 0 | 0 | 0 | 0 | 603.6932 | 0 | 0 | 1096.8234 | 0 | 1096.8234 | 0 | 0 | 0 | 0 | 9.2472 | 0 | 0 | 0 | 0 | 2.1674 | 13.9737 | 0 | 0 | 25.3883 | 25.3883 | 25.3883 | 1
CT_5A_SH_2013_NG | 5A | SH | NG | 13224 | ASHRAE30pct-state-5A | HotelSmall | STD2013 | CT-HartfordBradley-CT | Zone5A | Zone5A(CT-HartfordBradley-CT) | ASHRAE30pct-state-STD2013 | state | CT | 0.147 | 0.82 | ASHRAE30pct-state-5A_HotelSmall_STD2013_CT-HartfordBradley-CT.table.csv.gz | Small Hotel | Hartford Bradley Intl Ap CT USA TMY3 WMO#=725080 | Natural Gas | 95701.0946 | 0 | 0 | 0 | 399495.4379 | 0 | 0 | 0 | 0 | 0 | 0 | 603683.6801 | 0 | 0 | 1098880.2126 | 0 | 1098880.2126 | 0 | 0 | 784.749 | 0 | 0 | 0 | 3275.8626 | 0 | 0 | 0 | 0 | 0 | 0 | 4950.2062 | 0 | 0 | 9010.8177 | 0 | 9010.8177 | 0 | 0 | 95.7011 | 0 | 0 | 0 | 399.4954 | 0 | 0 | 0 | 0 | 0 | 0 | 603.6837 | 0 | 0 | 1098.8802 | 0 | 1098.8802 | 0 | 0 | 0 | 0 | 9.2472 | 0 | 0 | 0 | 0 | 2.2152 | 13.9735 | 0 | 0 | 25.4359 | 25.4359 | 25.4359 | 2
IA_5A_SH_2010_EL | 5A | SH | EL | 12135 | ASHRAE30pct-state-5A | HotelSmall | STD2010 | IA-DesMoines-IA | Zone5A | Zone5A(IA-DesMoines-IA) | ASHRAE30pct-state-STD2010 | state | IA | 0.08 | 0.7 | ASHRAE30pct-state-5A_HotelSmall_STD2010_IA-DesMoines-IA.table.csv.gz | Small Hotel | Des Moines Intl Ap IA USA TMY3 WMO#=725460 | Electricity | 81875.0007 | 74102.7784 | 114030.5565 | 18286.1113 | 164169.4458 | 0 | 78100.0006 | 72.2222 | 0 | 0 | 0 | 0 | 0 | 0 | 530636.1154 | 0 | 530636.1154 | 0 | 0 | 6550.0001 | 5928.2223 | 9122.4445 | 1462.8889 | 13133.5557 | 0 | 6248 | 5.7778 | 0 | 0 | 0 | 0 | 0 | 0 | 42450.8892 | 0 | 42450.8892 | 0 | 0 | 279.4368 | 252.9105 | 389.1828 | 62.4099 | 560.3052 | 0 | 266.5529 | 0.24649 | 0 | 0 | 0 | 0 | 0 | 0 | 1811.0446 | 0 | 1811.0446 | 0 | 0 | 9.0084 | 1.4446 | 12.9694 | 6.1699 | 0.0057056 | 0 | 5.8541 | 6.4681 | 0 | 0 | 0 | 41.9204 | 41.9204 | 41.9204 | 1
IA_5A_SH_2013_EL | 5A | SH | EL | 13275 | ASHRAE30pct-state-5A | HotelSmall | STD2013 | IA-DesMoines-IA | Zone5A | Zone5A(IA-DesMoines-IA) | ASHRAE30pct-state-STD2013 | state | IA | 0.08 | 0.7 | ASHRAE30pct-state-5A_HotelSmall_STD2013_IA-DesMoines-IA.table.csv.gz | Small Hotel | Des Moines Intl Ap IA USA TMY3 WMO#=725460 | Electricity | 82094.4451 | 64752.7783 | 88591.6674 | 18286.1113 | 154908.3346 | 0 | 77402.7784 | 72.2222 | 0 | 0 | 0 | 0 | 0 | 0 | 486108.3372 | 0 | 486108.3372 | 0 | 0 | 6567.5556 | 5180.2223 | 7087.3334 | 1462.8889 | 12392.6668 | 0 | 6192.2223 | 5.7778 | 0 | 0 | 0 | 0 | 0 | 0 | 38888.667 | 0 | 38888.667 | 0 | 0 | 280.1858 | 220.9992 | 302.3606 | 62.4099 | 528.6973 | 0 | 264.1733 | 0.24649 | 0 | 0 | 0 | 0 | 0 | 0 | 1659.0727 | 0 | 1659.0727 | 0 | 0 | 6.9988 | 1.4446 | 12.2378 | 6.1148 | 0.0057056 | 0 | 5.1155 | 6.4855 | 0 | 0 | 0 | 38.4027 | 38.4027 | 38.4027 | 2
IA_5A_SH_2010_NG | 5A | SH | NG | 12144 | ASHRAE30pct-state-5A | HotelSmall | STD2010 | IA-DesMoines-IA | Zone5A | Zone5A(IA-DesMoines-IA) | ASHRAE30pct-state-STD2010 | state | IA | 0.08 | 0.7 | ASHRAE30pct-state-5A_HotelSmall_STD2010_IA-DesMoines-IA.table.csv.gz | Small Hotel | Des Moines Intl Ap IA USA TMY3 WMO#=725460 | Natural Gas | 113510.5783 | 0 | 0 | 0 | 399495.4379 | 0 | 0 | 0 | 0 | 0 | 0 | 603740.5491 | 0 | 0 | 1116746.5653 | 0 | 1116746.5653 | 0 | 0 | 794.574 | 0 | 0 | 0 | 2796.4681 | 0 | 0 | 0 | 0 | 0 | 0 | 4226.1838 | 0 | 0 | 7817.226 | 0 | 7817.226 | 0 | 0 | 113.5106 | 0 | 0 | 0 | 399.4954 | 0 | 0 | 0 | 0 | 0 | 0 | 603.7405 | 0 | 0 | 1116.7466 | 0 | 1116.7466 | 0 | 0 | 0 | 0 | 9.2472 | 0 | 0 | 0 | 0 | 2.6274 | 13.9748 | 0 | 0 | 25.8494 | 25.8494 | 25.8494 | 1
IA_5A_SH_2013_NG | 5A | SH | NG | 13284 | ASHRAE30pct-state-5A | HotelSmall | STD2013 | IA-DesMoines-IA | Zone5A | Zone5A(IA-DesMoines-IA) | ASHRAE30pct-state-STD2013 | state | IA | 0.08 | 0.7 | ASHRAE30pct-state-5A_HotelSmall_STD2013_IA-DesMoines-IA.table.csv.gz | Small Hotel | Des Moines Intl Ap IA USA TMY3 WMO#=725460 | Natural Gas | 114837.5223 | 0 | 0 | 0 | 399495.4379 | 0 | 0 | 0 | 0 | 0 | 0 | 603712.1146 | 0 | 0 | 1118045.0748 | 0 | 1118045.0748 | 0 | 0 | 803.8627 | 0 | 0 | 0 | 2796.4681 | 0 | 0 | 0 | 0 | 0 | 0 | 4225.9848 | 0 | 0 | 7826.3155 | 0 | 7826.3155 | 0 | 0 | 114.8375 | 0 | 0 | 0 | 399.4954 | 0 | 0 | 0 | 0 | 0 | 0 | 603.7121 | 0 | 0 | 1118.0451 | 0 | 1118.0451 | 0 | 0 | 0 | 0 | 9.2472 | 0 | 0 | 0 | 0 | 2.6582 | 13.9742 | 0 | 0 | 25.8795 | 25.8795 | 25.8795 | 2
IL_5A_SH_2010_EL | 5A | SH | EL | 12195 | ASHRAE30pct-state-5A | HotelSmall | STD2010 | IL-Peoria-IL | Zone5A | Zone5A(IL-Peoria-IL) | ASHRAE30pct-state-STD2010 | state | IL | 0.0819 | 0.76 | ASHRAE30pct-state-5A_HotelSmall_STD2010_IL-Peoria-IL.table.csv.gz | Small Hotel | Peoria Greater Peoria Ap IL USA TMY3 WMO#=725320 | Electricity | 76519.4451 | 71811.1117 | 114000.0009 | 18280.5557 | 164169.4458 | 0 | 77722.2228 | 72.2222 | 0 | 0 | 0 | 0 | 0 | 0 | 522577.782 | 0 | 522575.0042 | 2.7778 | 2.7778 | 6266.9426 | 5881.33 | 9336.6001 | 1497.1775 | 13445.4776 | 0 | 6365.4501 | 5.915 | 0 | 0 | 0 | 0 | 0 | 0 | 42799.1203 | 0 | 42798.8928 | 0.2275 | 0.2275 | 261.1585 | 245.0891 | 389.0785 | 62.391 | 560.3052 | 0 | 265.2635 | 0.24649 | 0 | 0 | 0 | 0 | 0 | 0 | 1783.5418 | 0 | 1783.5323 | 0.0094805 | 0.0094805 | 9.006 | 1.4442 | 12.9696 | 6.1401 | 0.0057056 | 0 | 5.6731 | 6.0451 | 0 | 0 | 0 | 41.2836 | 41.2838 | 41.2838 | 1
IL_5A_SH_2013_EL | 5A | SH | EL | 13335 | ASHRAE30pct-state-5A | HotelSmall | STD2013 | IL-Peoria-IL | Zone5A | Zone5A(IL-Peoria-IL) | ASHRAE30pct-state-STD2013 | state | IL | 0.0819 | 0.76 | ASHRAE30pct-state-5A_HotelSmall_STD2013_IL-Peoria-IL.table.csv.gz | Small Hotel | Peoria Greater Peoria Ap IL USA TMY3 WMO#=725320 | Electricity | 77016.6673 | 61308.3338 | 88566.6674 | 18280.5557 | 154908.3346 | 0 | 77030.5562 | 72.2222 | 0 | 0 | 0 | 0 | 0 | 0 | 477183.3372 | 0 | 477183.3372 | 0 | 0 | 6307.6651 | 5021.1525 | 7253.6101 | 1497.1775 | 12686.9926 | 0 | 6308.8026 | 5.915 | 0 | 0 | 0 | 0 | 0 | 0 | 39081.3153 | 0 | 39081.3153 | 0 | 0 | 262.8555 | 209.2434 | 302.2753 | 62.391 | 528.6973 | 0 | 262.9029 | 0.24649 | 0 | 0 | 0 | 0 | 0 | 0 | 1628.6119 | 0 | 1628.6119 | 0 | 0 | 6.9968 | 1.4442 | 12.2378 | 6.0854 | 0.0057056 | 0 | 4.8434 | 6.0843 | 0 | 0 | 0 | 37.6976 | 37.6976 | 37.6976 | 2
IL_5A_SH_2010_NG | 5A | SH | NG | 12204 | ASHRAE30pct-state-5A | HotelSmall | STD2010 | IL-Peoria-IL | Zone5A | Zone5A(IL-Peoria-IL) | ASHRAE30pct-state-STD2010 | state | IL | 0.0819 | 0.76 | ASHRAE30pct-state-5A_HotelSmall_STD2010_IL-Peoria-IL.table.csv.gz | Small Hotel | Peoria Greater Peoria Ap IL USA TMY3 WMO#=725320 | Natural Gas | 106828.4676 | 0 | 0 | 0 | 399495.4379 | 0 | 0 | 0 | 0 | 0 | 0 | 603721.5928 | 0 | 0 | 1110045.4983 | 0 | 1110045.4983 | 0 | 0 | 811.8964 | 0 | 0 | 0 | 3036.1653 | 0 | 0 | 0 | 0 | 0 | 0 | 4588.2841 | 0 | 0 | 8436.3458 | 0 | 8436.3458 | 0 | 0 | 106.8285 | 0 | 0 | 0 | 399.4954 | 0 | 0 | 0 | 0 | 0 | 0 | 603.7216 | 0 | 0 | 1110.0455 | 0 | 1110.0455 | 0 | 0 | 0 | 0 | 9.2472 | 0 | 0 | 0 | 0 | 2.4728 | 13.9744 | 0 | 0 | 25.6943 | 25.6943 | 25.6943 | 1
IL_5A_SH_2013_NG | 5A | SH | NG | 13344 | ASHRAE30pct-state-5A | HotelSmall | STD2013 | IL-Peoria-IL | Zone5A | Zone5A(IL-Peoria-IL) | ASHRAE30pct-state-STD2013 | state | IL | 0.0819 | 0.76 | ASHRAE30pct-state-5A_HotelSmall_STD2013_IL-Peoria-IL.table.csv.gz | Small Hotel | Peoria Greater Peoria Ap IL USA TMY3 WMO#=725320 | Natural Gas | 108790.449 | 0 | 0 | 0 | 399495.4379 | 0 | 0 | 0 | 0 | 0 | 0 | 603712.1146 | 0 | 0 | 1111998.0015 | 0 | 1111998.0015 | 0 | 0 | 826.8074 | 0 | 0 | 0 | 3036.1653 | 0 | 0 | 0 | 0 | 0 | 0 | 4588.2121 | 0 | 0 | 8451.1848 | 0 | 8451.1848 | 0 | 0 | 108.7904 | 0 | 0 | 0 | 399.4954 | 0 | 0 | 0 | 0 | 0 | 0 | 603.7121 | 0 | 0 | 1111.998 | 0 | 1111.998 | 0 | 0 | 0 | 0 | 9.2472 | 0 | 0 | 0 | 0 | 2.5182 | 13.9742 | 0 | 0 | 25.7395 | 25.7395 | 25.7395 | 2
IN_5A_SH_2010_EL | 5A | SH | EL | 12255 | ASHRAE30pct-state-5A | HotelSmall | STD2010 | IN-Indianapolis-IN | Zone5A | Zone5A(IN-Indianapolis-IN) | ASHRAE30pct-state-STD2010 | state | IN | 0.0907 | 0.75 | ASHRAE30pct-state-5A_HotelSmall_STD2010_IN-Indianapolis-IN.table.csv.gz | Small Hotel | Indianapolis Intl Ap IN USA TMY3 WMO#=724380 | Electricity | 69952.7783 | 76969.4451 | 113952.7787 | 18255.5557 | 164169.4458 | 0 | 77691.6673 | 72.2222 | 0 | 0 | 0 | 0 | 0 | 0 | 521066.6708 | 0 | 521063.8931 | 2.7778 | 2.7778 | 6344.717 | 6981.1287 | 10335.517 | 1655.7789 | 14890.1687 | 0 | 7046.6342 | 6.5506 | 0 | 0 | 0 | 0 | 0 | 0 | 47260.747 | 0 | 47260.4951 | 0.25194 | 0.25194 | 238.7467 | 262.6943 | 388.9173 | 62.3056 | 560.3052 | 0 | 265.1593 | 0.24649 | 0 | 0 | 0 | 0 | 0 | 0 | 1778.3844 | 0 | 1778.3749 | 0.0094805 | 0.0094805 | 9.0023 | 1.4422 | 12.9696 | 6.1377 | 0.0057056 | 0 | 6.0806 | 5.5263 | 0 | 0 | 0 | 41.1642 | 41.1644 | 41.1644 | 1
IN_5A_SH_2013_EL | 5A | SH | EL | 13395 | ASHRAE30pct-state-5A | HotelSmall | STD2013 | IN-Indianapolis-IN | Zone5A | Zone5A(IN-Indianapolis-IN) | ASHRAE30pct-state-STD2013 | state | IN | 0.0907 | 0.75 | ASHRAE30pct-state-5A_HotelSmall_STD2013_IN-Indianapolis-IN.table.csv.gz | Small Hotel | Indianapolis Intl Ap IN USA TMY3 WMO#=724380 | Electricity | 70425.0006 | 65958.3339 | 88433.334 | 18255.5557 | 154908.3346 | 0 | 76936.1117 | 72.2222 | 0 | 0 | 0 | 0 | 0 | 0 | 474991.6705 | 0 | 474988.8927 | 2.7778 | 2.7778 | 6387.5476 | 5982.4209 | 8020.9034 | 1655.7789 | 14050.1859 | 0 | 6978.1053 | 6.5506 | 0 | 0 | 0 | 0 | 0 | 0 | 43081.7445 | 0 | 43081.4926 | 0.25194 | 0.25194 | 240.3583 | 225.1137 | 301.8202 | 62.3056 | 528.6973 | 0 | 262.5806 | 0.24649 | 0 | 0 | 0 | 0 | 0 | 0 | 1621.1318 | 0 | 1621.1224 | 0.0094805 | 0.0094805 | 6.9863 | 1.4422 | 12.238 | 6.078 | 0.0057056 | 0 | 5.2107 | 5.5636 | 0 | 0 | 0 | 37.5242 | 37.5245 | 37.5245 | 2
IN_5A_SH_2010_NG | 5A | SH | NG | 12264 | ASHRAE30pct-state-5A | HotelSmall | STD2010 | IN-Indianapolis-IN | Zone5A | Zone5A(IN-Indianapolis-IN) | ASHRAE30pct-state-STD2010 | state | IN | 0.0907 | 0.75 | ASHRAE30pct-state-5A_HotelSmall_STD2010_IN-Indianapolis-IN.table.csv.gz | Small Hotel | Indianapolis Intl Ap IN USA TMY3 WMO#=724380 | Natural Gas | 98677.2404 | 0 | 0 | 0 | 399495.4379 | 0 | 0 | 0 | 0 | 0 | 0 | 603674.2019 | 0 | 0 | 1101846.8802 | 0 | 1101846.8802 | 0 | 0 | 740.0793 | 0 | 0 | 0 | 2996.2158 | 0 | 0 | 0 | 0 | 0 | 0 | 4527.5565 | 0 | 0 | 8263.8516 | 0 | 8263.8516 | 0 | 0 | 98.6772 | 0 | 0 | 0 | 399.4954 | 0 | 0 | 0 | 0 | 0 | 0 | 603.6742 | 0 | 0 | 1101.8469 | 0 | 1101.8469 | 0 | 0 | 0 | 0 | 9.2472 | 0 | 0 | 0 | 0 | 2.2841 | 13.9733 | 0 | 0 | 25.5045 | 25.5045 | 25.5045 | 1
IN_5A_SH_2013_NG | 5A | SH | NG | 13404 | ASHRAE30pct-state-5A | HotelSmall | STD2013 | IN-Indianapolis-IN | Zone5A | Zone5A(IN-Indianapolis-IN) | ASHRAE30pct-state-STD2013 | state | IN | 0.0907 | 0.75 | ASHRAE30pct-state-5A_HotelSmall_STD2013_IN-Indianapolis-IN.table.csv.gz | Small Hotel | Indianapolis Intl Ap IN USA TMY3 WMO#=724380 | Natural Gas | 100563.3964 | 0 | 0 | 0 | 399495.4379 | 0 | 0 | 0 | 0 | 0 | 0 | 603664.7237 | 0 | 0 | 1103723.5581 | 0 | 1103723.5581 | 0 | 0 | 754.2255 | 0 | 0 | 0 | 2996.2158 | 0 | 0 | 0 | 0 | 0 | 0 | 4527.4854 | 0 | 0 | 8277.9267 | 0 | 8277.9267 | 0 | 0 | 100.5634 | 0 | 0 | 0 | 399.4954 | 0 | 0 | 0 | 0 | 0 | 0 | 603.6647 | 0 | 0 | 1103.7236 | 0 | 1103.7236 | 0 | 0 | 0 | 0 | 9.2472 | 0 | 0 | 0 | 0 | 2.3277 | 13.9731 | 0 | 0 | 25.548 | 25.548 | 25.548 | 2
KS_5A_SH_2010_EL | 5A | SH | EL | 12315 | ASHRAE30pct-state-5A | HotelSmall | STD2010 | KS-Goodland-KS | Zone5A | Zone5A(KS-Goodland-KS) | ASHRAE30pct-state-STD2010 | state | KS | 0.0913 | 0.86 | ASHRAE30pct-state-5A_HotelSmall_STD2010_KS-Goodland-KS.table.csv.gz | Small Hotel | Goodland Renner Field KS USA TMY3 WMO#=724650 | Electricity | 59641.6671 | 70583.3339 | 114122.2231 | 18266.6668 | 164169.4458 | 0 | 80258.334 | 72.2222 | 0 | 0 | 0 | 0 | 0 | 0 | 507111.1152 | 0 | 507113.8929 | -2.7778 | -2.7778 | 5445.2842 | 6444.2584 | 10419.359 | 1667.7467 | 14988.6704 | 0 | 7327.5859 | 6.5939 | 0 | 0 | 0 | 0 | 0 | 0 | 46299.2448 | 0 | 46299.4984 | -0.25361 | -0.25361 | 203.5552 | 240.8987 | 389.4956 | 62.3436 | 560.3052 | 0 | 273.9192 | 0.24649 | 0 | 0 | 0 | 0 | 0 | 0 | 1730.7545 | 0 | 1730.764 | -0.0094805 | -0.0094805 | 9.0157 | 1.4431 | 12.9692 | 6.3404 | 0.0057056 | 0 | 5.5761 | 4.7117 | 0 | 0 | 0 | 40.0621 | 40.0619 | 40.0619 | 1
KS_5A_SH_2013_EL | 5A | SH | EL | 13455 | ASHRAE30pct-state-5A | HotelSmall | STD2013 | KS-Goodland-KS | Zone5A | Zone5A(KS-Goodland-KS) | ASHRAE30pct-state-STD2013 | state | KS | 0.0913 | 0.86 | ASHRAE30pct-state-5A_HotelSmall_STD2013_KS-Goodland-KS.table.csv.gz | Small Hotel | Goodland Renner Field KS USA TMY3 WMO#=724650 | Electricity | 59688.8894 | 60213.8894 | 88852.7785 | 18266.6668 | 154908.3346 | 0 | 79500.0006 | 72.2222 | 0 | 0 | 0 | 0 | 0 | 0 | 461502.7815 | 0 | 461502.7815 | 0 | 0 | 5449.5956 | 5497.5281 | 8112.2587 | 1667.7467 | 14143.1309 | 0 | 7258.3501 | 6.5939 | 0 | 0 | 0 | 0 | 0 | 0 | 42135.2039 | 0 | 42135.2039 | 0 | 0 | 203.7163 | 205.5081 | 303.2518 | 62.3436 | 528.6973 | 0 | 271.331 | 0.24649 | 0 | 0 | 0 | 0 | 0 | 0 | 1575.0947 | 0 | 1575.0947 | 0 | 0 | 7.0194 | 1.4431 | 12.2378 | 6.2805 | 0.0057056 | 0 | 4.7569 | 4.7154 | 0 | 0 | 0 | 36.4588 | 36.4588 | 36.4588 | 2
KS_5A_SH_2010_NG | 5A | SH | NG | 12324 | ASHRAE30pct-state-5A | HotelSmall | STD2010 | KS-Goodland-KS | Zone5A | Zone5A(KS-Goodland-KS) | ASHRAE30pct-state-STD2010 | state | KS | 0.0913 | 0.86 | ASHRAE30pct-state-5A_HotelSmall_STD2010_KS-Goodland-KS.table.csv.gz | Small Hotel | Goodland Renner Field KS USA TMY3 WMO#=724650 | Natural Gas | 78498.2139 | 0 | 0 | 0 | 399495.4379 | 0 | 0 | 0 | 0 | 0 | 0 | 603674.2019 | 0 | 0 | 1081667.8537 | 0 | 1081667.8537 | 0 | 0 | 675.0846 | 0 | 0 | 0 | 3435.6608 | 0 | 0 | 0 | 0 | 0 | 0 | 5191.5981 | 0 | 0 | 9302.3435 | 0 | 9302.3435 | 0 | 0 | 78.4982 | 0 | 0 | 0 | 399.4954 | 0 | 0 | 0 | 0 | 0 | 0 | 603.6742 | 0 | 0 | 1081.6679 | 0 | 1081.6679 | 0 | 0 | 0 | 0 | 9.2472 | 0 | 0 | 0 | 0 | 1.817 | 13.9733 | 0 | 0 | 25.0374 | 25.0374 | 25.0374 | 1
KS_5A_SH_2013_NG | 5A | SH | NG | 13464 | ASHRAE30pct-state-5A | HotelSmall | STD2013 | KS-Goodland-KS | Zone5A | Zone5A(KS-Goodland-KS) | ASHRAE30pct-state-STD2013 | state | KS | 0.0913 | 0.86 | ASHRAE30pct-state-5A_HotelSmall_STD2013_KS-Goodland-KS.table.csv.gz | Small Hotel | Goodland Renner Field KS USA TMY3 WMO#=724650 | Natural Gas | 80147.4157 | 0 | 0 | 0 | 399495.4379 | 0 | 0 | 0 | 0 | 0 | 0 | 603664.7237 | 0 | 0 | 1083298.0991 | 0 | 1083307.5773 | 0 | 0 | 689.2678 | 0 | 0 | 0 | 3435.6608 | 0 | 0 | 0 | 0 | 0 | 0 | 5191.5166 | 0 | 0 | 9316.3637 | 0 | 9316.4452 | 0 | 0 | 80.1474 | 0 | 0 | 0 | 399.4954 | 0 | 0 | 0 | 0 | 0 | 0 | 603.6647 | 0 | 0 | 1083.2981 | 0 | 1083.3076 | 0 | 0 | 0 | 0 | 9.2472 | 0 | 0 | 0 | 0 | 1.8552 | 13.9731 | 0 | 0 | 25.0754 | 25.0752 | 25.0754 | 2
MA_5A_SH_2010_EL | 5A | SH | EL | 12375 | ASHRAE30pct-state-5A | HotelSmall | STD2010 | MA-BostonLogan-MA | Zone5A | Zone5A(MA-BostonLogan-MA) | ASHRAE30pct-state-STD2010 | state | MA | 0.1397 | 1.01 | ASHRAE30pct-state-5A_HotelSmall_STD2010_MA-BostonLogan-MA.table.csv.gz | Small Hotel | Boston Logan IntL Arpt MA USA TMY3 WMO#=725090 | Electricity | 62030.5561 | 62111.1116 | 114016.6676 | 18258.3335 | 164169.4458 | 0 | 77430.5562 | 72.2222 | 0 | 0 | 0 | 0 | 0 | 0 | 498088.8929 | 0 | 498088.8929 | 0 | 0 | 8665.6687 | 8676.9223 | 15928.1285 | 2550.6892 | 22934.4716 | 0 | 10817.0487 | 10.0894 | 0 | 0 | 0 | 0 | 0 | 0 | 69583.0183 | 0 | 69583.0183 | 0 | 0 | 211.7084 | 211.9833 | 389.1354 | 62.3151 | 560.3052 | 0 | 264.2681 | 0.24649 | 0 | 0 | 0 | 0 | 0 | 0 | 1699.962 | 0 | 1699.962 | 0 | 0 | 9.0073 | 1.4424 | 12.9694 | 6.117 | 0.0057056 | 0 | 4.9068 | 4.9004 | 0 | 0 | 0 | 39.3491 | 39.3491 | 39.3491 | 1
MA_5A_SH_2013_EL | 5A | SH | EL | 13515 | ASHRAE30pct-state-5A | HotelSmall | STD2013 | MA-BostonLogan-MA | Zone5A | Zone5A(MA-BostonLogan-MA) | ASHRAE30pct-state-STD2013 | state | MA | 0.1397 | 1.01 | ASHRAE30pct-state-5A_HotelSmall_STD2013_MA-BostonLogan-MA.table.csv.gz | Small Hotel | Boston Logan IntL Arpt MA USA TMY3 WMO#=725090 | Electricity | 63430.5561 | 52277.7782 | 88627.7785 | 18258.3335 | 154908.3346 | 0 | 76658.3339 | 72.2222 | 0 | 0 | 0 | 0 | 0 | 0 | 454236.1147 | 0 | 454233.337 | 2.7778 | 2.7778 | 8861.2487 | 7303.2056 | 12381.3007 | 2550.6892 | 21640.6943 | 0 | 10709.1693 | 10.0894 | 0 | 0 | 0 | 0 | 0 | 0 | 63456.7852 | 0 | 63456.3972 | 0.38806 | 0.38806 | 216.4865 | 178.4224 | 302.4839 | 62.3151 | 528.6973 | 0 | 261.6325 | 0.24649 | 0 | 0 | 0 | 0 | 0 | 0 | 1550.2938 | 0 | 1550.2843 | 0.0094805 | 0.0094805 | 7.0016 | 1.4424 | 12.238 | 6.056 | 0.0057056 | 0 | 4.13 | 5.011 | 0 | 0 | 0 | 35.8845 | 35.8848 | 35.8848 | 2
MA_5A_SH_2010_NG | 5A | SH | NG | 12384 | ASHRAE30pct-state-5A | HotelSmall | STD2010 | MA-BostonLogan-MA | Zone5A | Zone5A(MA-BostonLogan-MA) | ASHRAE30pct-state-STD2010 | state | MA | 0.1397 | 1.01 | ASHRAE30pct-state-5A_HotelSmall_STD2010_MA-BostonLogan-MA.table.csv.gz | Small Hotel | Boston Logan IntL Arpt MA USA TMY3 WMO#=725090 | Natural Gas | 91530.6993 | 0 | 0 | 0 | 399495.4379 | 0 | 0 | 0 | 0 | 0 | 0 | 603787.94 | 0 | 0 | 1094804.599 | 0 | 1094814.0771 | 0 | 0 | 924.4601 | 0 | 0 | 0 | 4034.9039 | 0 | 0 | 0 | 0 | 0 | 0 | 6098.2582 | 0 | 0 | 11057.5264 | 0 | 11057.6222 | 0 | 0 | 91.5307 | 0 | 0 | 0 | 399.4954 | 0 | 0 | 0 | 0 | 0 | 0 | 603.7879 | 0 | 0 | 1094.8046 | 0 | 1094.8141 | 0 | 0 | 0 | 0 | 9.2472 | 0 | 0 | 0 | 0 | 2.1187 | 13.9759 | 0 | 0 | 25.3417 | 25.3415 | 25.3417 | 1
MA_5A_SH_2013_NG | 5A | SH | NG | 13524 | ASHRAE30pct-state-5A | HotelSmall | STD2013 | MA-BostonLogan-MA | Zone5A | Zone5A(MA-BostonLogan-MA) | ASHRAE30pct-state-STD2013 | state | MA | 0.1397 | 1.01 | ASHRAE30pct-state-5A_HotelSmall_STD2013_MA-BostonLogan-MA.table.csv.gz | Small Hotel | Boston Logan IntL Arpt MA USA TMY3 WMO#=725090 | Natural Gas | 94013.9801 | 0 | 0 | 0 | 399495.4379 | 0 | 0 | 0 | 0 | 0 | 0 | 603768.9836 | 0 | 0 | 1097278.4017 | 0 | 1097278.4017 | 0 | 0 | 949.5412 | 0 | 0 | 0 | 4034.9039 | 0 | 0 | 0 | 0 | 0 | 0 | 6098.0667 | 0 | 0 | 11082.5119 | 0 | 11082.5119 | 0 | 0 | 94.014 | 0 | 0 | 0 | 399.4954 | 0 | 0 | 0 | 0 | 0 | 0 | 603.769 | 0 | 0 | 1097.2784 | 0 | 1097.2784 | 0 | 0 | 0 | 0 | 9.2472 | 0 | 0 | 0 | 0 | 2.1761 | 13.9755 | 0 | 0 | 25.3988 | 25.3988 | 25.3988 | 2
MD_5A_SH_2010_EL | 5A | SH | EL | 12435 | ASHRAE30pct-state-5A | HotelSmall | STD2010 | MD-Harrisburg-PA | Zone5A | Zone5A(MD-Harrisburg-PA) | ASHRAE30pct-state-STD2010 | state | MD | 0.1052 | 0.99 | ASHRAE30pct-state-5A_HotelSmall_STD2010_MD-Harrisburg-PA.table.csv.gz | Small Hotel | Middletown Harrisburg Intl Ap PA USA TMY3 WMO#=725115 | Electricity | 69708.3339 | 73925.0006 | 114002.7787 | 18263.889 | 164169.4458 | 0 | 77494.4451 | 72.2222 | 0 | 0 | 0 | 0 | 0 | 0 | 517638.893 | 0 | 517636.1153 | 2.7778 | 2.7778 | 7333.3167 | 7776.9101 | 11993.0923 | 1921.3611 | 17270.6257 | 0 | 8152.4156 | 7.5978 | 0 | 0 | 0 | 0 | 0 | 0 | 54455.6115 | 0 | 54455.3193 | 0.29222 | 0.29222 | 237.9124 | 252.3037 | 389.0879 | 62.3341 | 560.3052 | 0 | 264.4861 | 0.24649 | 0 | 0 | 0 | 0 | 0 | 0 | 1766.6855 | 0 | 1766.676 | 0.0094805 | 0.0094805 | 9.0062 | 1.4429 | 12.9696 | 6.1221 | 0.0057056 | 0 | 5.8401 | 5.507 | 0 | 0 | 0 | 40.8934 | 40.8936 | 40.8936 | 1
MD_5A_SH_2013_EL | 5A | SH | EL | 13575 | ASHRAE30pct-state-5A | HotelSmall | STD2013 | MD-Harrisburg-PA | Zone5A | Zone5A(MD-Harrisburg-PA) | ASHRAE30pct-state-STD2013 | state | MD | 0.1052 | 0.99 | ASHRAE30pct-state-5A_HotelSmall_STD2013_MD-Harrisburg-PA.table.csv.gz | Small Hotel | Middletown Harrisburg Intl Ap PA USA TMY3 WMO#=725115 | Electricity | 70163.8895 | 63572.2227 | 88738.8896 | 18263.889 | 154908.3346 | 0 | 76794.4451 | 72.2222 | 0 | 0 | 0 | 0 | 0 | 0 | 472516.6704 | 0 | 472513.8927 | 2.7778 | 2.7778 | 7381.2412 | 6687.7978 | 9335.3312 | 1921.3611 | 16296.3568 | 0 | 8078.7756 | 7.5978 | 0 | 0 | 0 | 0 | 0 | 0 | 49708.7537 | 0 | 49708.4615 | 0.29222 | 0.29222 | 239.4672 | 216.97 | 302.8631 | 62.3341 | 528.6973 | 0 | 262.0971 | 0.24649 | 0 | 0 | 0 | 0 | 0 | 0 | 1612.6847 | 0 | 1612.6753 | 0.0094805 | 0.0094805 | 7.0104 | 1.4429 | 12.238 | 6.0668 | 0.0057056 | 0 | 5.0222 | 5.543 | 0 | 0 | 0 | 37.3287 | 37.3289 | 37.3289 | 2
MD_5A_SH_2010_NG | 5A | SH | NG | 12444 | ASHRAE30pct-state-5A | HotelSmall | STD2010 | MD-Harrisburg-PA | Zone5A | Zone5A(MD-Harrisburg-PA) | ASHRAE30pct-state-STD2010 | state | MD | 0.1052 | 0.99 | ASHRAE30pct-state-5A_HotelSmall_STD2010_MD-Harrisburg-PA.table.csv.gz | Small Hotel | Middletown Harrisburg Intl Ap PA USA TMY3 WMO#=725115 | Natural Gas | 100970.9578 | 0 | 0 | 0 | 399495.4379 | 0 | 0 | 0 | 0 | 0 | 0 | 603702.6364 | 0 | 0 | 1104178.5103 | 0 | 1104169.0321 | 0 | 0 | 999.6125 | 0 | 0 | 0 | 3955.0048 | 0 | 0 | 0 | 0 | 0 | 0 | 5976.6561 | 0 | 0 | 10931.3673 | 0 | 10931.2734 | 0 | 0 | 100.971 | 0 | 0 | 0 | 399.4954 | 0 | 0 | 0 | 0 | 0 | 0 | 603.7026 | 0 | 0 | 1104.1785 | 0 | 1104.169 | 0 | 0 | 0 | 0 | 9.2472 | 0 | 0 | 0 | 0 | 2.3372 | 13.974 | 0 | 0 | 25.5583 | 25.5585 | 25.5583 | 1
MD_5A_SH_2013_NG | 5A | SH | NG | 13584 | ASHRAE30pct-state-5A | HotelSmall | STD2013 | MD-Harrisburg-PA | Zone5A | Zone5A(MD-Harrisburg-PA) | ASHRAE30pct-state-STD2013 | state | MD | 0.1052 | 0.99 | ASHRAE30pct-state-5A_HotelSmall_STD2013_MD-Harrisburg-PA.table.csv.gz | Small Hotel | Middletown Harrisburg Intl Ap PA USA TMY3 WMO#=725115 | Natural Gas | 102904.5047 | 0 | 0 | 0 | 399495.4379 | 0 | 0 | 0 | 0 | 0 | 0 | 603693.1582 | 0 | 0 | 1106093.1009 | 0 | 1106093.1009 | 0 | 0 | 1018.7546 | 0 | 0 | 0 | 3955.0048 | 0 | 0 | 0 | 0 | 0 | 0 | 5976.5623 | 0 | 0 | 10950.3217 | 0 | 10950.3217 | 0 | 0 | 102.9045 | 0 | 0 | 0 | 399.4954 | 0 | 0 | 0 | 0 | 0 | 0 | 603.6932 | 0 | 0 | 1106.0931 | 0 | 1106.0931 | 0 | 0 | 0 | 0 | 9.2472 | 0 | 0 | 0 | 0 | 2.3819 | 13.9737 | 0 | 0 | 25.6028 | 25.6028 | 25.6028 | 2
MI_5A_SH_2010_EL | 5A | SH | EL | 12495 | ASHRAE30pct-state-5A | HotelSmall | STD2010 | MI-Lansing-MI | Zone5A | Zone5A(MI-Lansing-MI) | ASHRAE30pct-state-STD2010 | state | MI | 0.1095 | 0.82 | ASHRAE30pct-state-5A_HotelSmall_STD2010_MI-Lansing-MI.table.csv.gz | Small Hotel | Lansing Capital City Arpt MI USA TMY3 WMO#=725390 | Electricity | 86969.4451 | 60322.2227 | 114000.0009 | 18258.3335 | 164169.4458 | 0 | 77686.1117 | 72.2222 | 0 | 0 | 0 | 0 | 0 | 0 | 521477.7819 | 0 | 521477.7819 | 0 | 0 | 9523.1542 | 6605.2834 | 12483.0001 | 1999.2875 | 17976.5543 | 0 | 8506.6292 | 7.9083 | 0 | 0 | 0 | 0 | 0 | 0 | 57101.8171 | 0 | 57101.8171 | 0 | 0 | 296.824 | 205.8779 | 389.0785 | 62.3151 | 560.3052 | 0 | 265.1403 | 0.24649 | 0 | 0 | 0 | 0 | 0 | 0 | 1779.7875 | 0 | 1779.7875 | 0 | 0 | 9.006 | 1.4424 | 12.9694 | 6.1372 | 0.0057056 | 0 | 4.7655 | 6.8706 | 0 | 0 | 0 | 41.1969 | 41.1969 | 41.1969 | 1
MI_5A_SH_2013_EL | 5A | SH | EL | 13635 | ASHRAE30pct-state-5A | HotelSmall | STD2013 | MI-Lansing-MI | Zone5A | Zone5A(MI-Lansing-MI) | ASHRAE30pct-state-STD2013 | state | MI | 0.1095 | 0.82 | ASHRAE30pct-state-5A_HotelSmall_STD2013_MI-Lansing-MI.table.csv.gz | Small Hotel | Lansing Capital City Arpt MI USA TMY3 WMO#=725390 | Electricity | 87591.6674 | 51075.0004 | 88700.0007 | 18258.3335 | 154908.3346 | 0 | 76983.3339 | 72.2222 | 0 | 0 | 0 | 0 | 0 | 0 | 477588.8927 | 0 | 477588.8927 | 0 | 0 | 9591.2876 | 5592.7125 | 9712.6501 | 1999.2875 | 16962.4626 | 0 | 8429.6751 | 7.9083 | 0 | 0 | 0 | 0 | 0 | 0 | 52295.9838 | 0 | 52295.9838 | 0 | 0 | 298.9476 | 174.3174 | 302.7304 | 62.3151 | 528.6973 | 0 | 262.7417 | 0.24649 | 0 | 0 | 0 | 0 | 0 | 0 | 1629.9961 | 0 | 1629.9961 | 0 | 0 | 7.0073 | 1.4424 | 12.2378 | 6.0817 | 0.0057056 | 0 | 4.0349 | 6.9198 | 0 | 0 | 0 | 37.7296 | 37.7296 | 37.7296 | 2
MI_5A_SH_2010_NG | 5A | SH | NG | 12504 | ASHRAE30pct-state-5A | HotelSmall | STD2010 | MI-Lansing-MI | Zone5A | Zone5A(MI-Lansing-MI) | ASHRAE30pct-state-STD2010 | state | MI | 0.1095 | 0.82 | ASHRAE30pct-state-5A_HotelSmall_STD2010_MI-Lansing-MI.table.csv.gz | Small Hotel | Lansing Capital City Arpt MI USA TMY3 WMO#=725390 | Natural Gas | 120268.5144 | 0 | 0 | 0 | 399495.4379 | 0 | 0 | 0 | 0 | 0 | 0 | 603863.7653 | 0 | 0 | 1123627.7176 | 0 | 1123627.7176 | 0 | 0 | 986.2018 | 0 | 0 | 0 | 3275.8626 | 0 | 0 | 0 | 0 | 0 | 0 | 4951.6829 | 0 | 0 | 9213.7473 | 0 | 9213.7473 | 0 | 0 | 120.2685 | 0 | 0 | 0 | 399.4954 | 0 | 0 | 0 | 0 | 0 | 0 | 603.8638 | 0 | 0 | 1123.6277 | 0 | 1123.6277 | 0 | 0 | 0 | 0 | 9.2472 | 0 | 0 | 0 | 0 | 2.7839 | 13.9777 | 0 | 0 | 26.0087 | 26.0087 | 26.0087 | 1
MI_5A_SH_2013_NG | 5A | SH | NG | 13644 | ASHRAE30pct-state-5A | HotelSmall | STD2013 | MI-Lansing-MI | Zone5A | Zone5A(MI-Lansing-MI) | ASHRAE30pct-state-STD2013 | state | MI | 0.1095 | 0.82 | ASHRAE30pct-state-5A_HotelSmall_STD2013_MI-Lansing-MI.table.csv.gz | Small Hotel | Lansing Capital City Arpt MI USA TMY3 WMO#=725390 | Natural Gas | 122562.2318 | 0 | 0 | 0 | 399495.4379 | 0 | 0 | 0 | 0 | 0 | 0 | 603854.2872 | 0 | 0 | 1125911.9568 | 0 | 1125911.9568 | 0 | 0 | 1005.0103 | 0 | 0 | 0 | 3275.8626 | 0 | 0 | 0 | 0 | 0 | 0 | 4951.6052 | 0 | 0 | 9232.478 | 0 | 9232.478 | 0 | 0 | 122.5622 | 0 | 0 | 0 | 399.4954 | 0 | 0 | 0 | 0 | 0 | 0 | 603.8543 | 0 | 0 | 1125.912 | 0 | 1125.912 | 0 | 0 | 0 | 0 | 9.2472 | 0 | 0 | 0 | 0 | 2.837 | 13.9775 | 0 | 0 | 26.0616 | 26.0616 | 26.0616 | 2
MO_5A_SH_2010_EL | 5A | SH | EL | 12555 | ASHRAE30pct-state-5A | HotelSmall | STD2010 | MO-Kirksville-MO | Zone5A | Zone5A(MO-Kirksville-MO) | ASHRAE30pct-state-STD2010 | state | MO | 0.0816 | 0.95 | ASHRAE30pct-state-5A_HotelSmall_STD2010_MO-Kirksville-MO.table.csv.gz | Small Hotel | Kirksville Regional Ap MO USA TMY3 WMO#=724455 | Electricity | 86255.5562 | 77622.2228 | 114041.6676 | 18288.889 | 164169.4458 | 0 | 78075.0006 | 72.2222 | 0 | 0 | 0 | 0 | 0 | 0 | 538525.0043 | 0 | 538525.0043 | 0 | 0 | 7038.4534 | 6333.9734 | 9305.8001 | 1492.3733 | 13396.2268 | 0 | 6370.9201 | 5.8933 | 0 | 0 | 0 | 0 | 0 | 0 | 43943.6404 | 0 | 43943.6404 | 0 | 0 | 294.3875 | 264.9222 | 389.2207 | 62.4194 | 560.3052 | 0 | 266.4676 | 0.24649 | 0 | 0 | 0 | 0 | 0 | 0 | 1837.9691 | 0 | 1837.9691 | 0 | 0 | 9.0093 | 1.4448 | 12.9694 | 6.1679 | 0.0057056 | 0 | 6.1322 | 6.8142 | 0 | 0 | 0 | 42.5436 | 42.5436 | 42.5436 | 1
MO_5A_SH_2013_EL | 5A | SH | EL | 13695 | ASHRAE30pct-state-5A | HotelSmall | STD2013 | MO-Kirksville-MO | Zone5A | Zone5A(MO-Kirksville-MO) | ASHRAE30pct-state-STD2013 | state | MO | 0.0816 | 0.95 | ASHRAE30pct-state-5A_HotelSmall_STD2013_MO-Kirksville-MO.table.csv.gz | Small Hotel | Kirksville Regional Ap MO USA TMY3 WMO#=724455 | Electricity | 86186.1118 | 66650.0005 | 88852.7785 | 18288.889 | 154908.3346 | 0 | 77383.334 | 72.2222 | 0 | 0 | 0 | 0 | 0 | 0 | 492341.6706 | 0 | 492341.6706 | 0 | 0 | 7032.7867 | 5438.64 | 7250.3867 | 1492.3733 | 12640.5201 | 0 | 6314.4801 | 5.8933 | 0 | 0 | 0 | 0 | 0 | 0 | 40175.0803 | 0 | 40175.0803 | 0 | 0 | 294.1505 | 227.4744 | 303.2518 | 62.4194 | 528.6973 | 0 | 264.1069 | 0.24649 | 0 | 0 | 0 | 0 | 0 | 0 | 1680.3469 | 0 | 1680.3469 | 0 | 0 | 7.0194 | 1.4448 | 12.2378 | 6.1133 | 0.0057056 | 0 | 5.2654 | 6.8087 | 0 | 0 | 0 | 38.8951 | 38.8951 | 38.8951 | 2
MO_5A_SH_2010_NG | 5A | SH | NG | 12564 | ASHRAE30pct-state-5A | HotelSmall | STD2010 | MO-Kirksville-MO | Zone5A | Zone5A(MO-Kirksville-MO) | ASHRAE30pct-state-STD2010 | state | MO | 0.0816 | 0.95 | ASHRAE30pct-state-5A_HotelSmall_STD2010_MO-Kirksville-MO.table.csv.gz | Small Hotel | Kirksville Regional Ap MO USA TMY3 WMO#=724455 | Natural Gas | 114818.5659 | 0 | 0 | 0 | 399495.4379 | 0 | 0 | 0 | 0 | 0 | 0 | 603740.5491 | 0 | 0 | 1118054.5529 | 0 | 1118054.5529 | 0 | 0 | 1090.7764 | 0 | 0 | 0 | 3795.2067 | 0 | 0 | 0 | 0 | 0 | 0 | 5735.5352 | 0 | 0 | 10621.5183 | 0 | 10621.5183 | 0 | 0 | 114.8186 | 0 | 0 | 0 | 399.4954 | 0 | 0 | 0 | 0 | 0 | 0 | 603.7405 | 0 | 0 | 1118.0546 | 0 | 1118.0546 | 0 | 0 | 0 | 0 | 9.2472 | 0 | 0 | 0 | 0 | 2.6577 | 13.9748 | 0 | 0 | 25.8797 | 25.8797 | 25.8797 | 1
MO_5A_SH_2013_NG | 5A | SH | NG | 13704 | ASHRAE30pct-state-5A | HotelSmall | STD2013 | MO-Kirksville-MO | Zone5A | Zone5A(MO-Kirksville-MO) | ASHRAE30pct-state-STD2013 | state | MO | 0.0816 | 0.95 | ASHRAE30pct-state-5A_HotelSmall_STD2013_MO-Kirksville-MO.table.csv.gz | Small Hotel | Kirksville Regional Ap MO USA TMY3 WMO#=724455 | Natural Gas | 116325.5951 | 0 | 0 | 0 | 399495.4379 | 0 | 0 | 0 | 0 | 0 | 0 | 603712.1146 | 0 | 0 | 1119533.1476 | 0 | 1119533.1476 | 0 | 0 | 1105.0932 | 0 | 0 | 0 | 3795.2067 | 0 | 0 | 0 | 0 | 0 | 0 | 5735.2651 | 0 | 0 | 10635.5649 | 0 | 10635.5649 | 0 | 0 | 116.3256 | 0 | 0 | 0 | 399.4954 | 0 | 0 | 0 | 0 | 0 | 0 | 603.7121 | 0 | 0 | 1119.5331 | 0 | 1119.5331 | 0 | 0 | 0 | 0 | 9.2472 | 0 | 0 | 0 | 0 | 2.6926 | 13.9742 | 0 | 0 | 25.9139 | 25.9139 | 25.9139 | 2
NC_5A_SH_2010_EL | 5A | SH | EL | 12615 | ASHRAE30pct-state-5A | HotelSmall | STD2010 | NC-Elkins-WV | Zone5A | Zone5A(NC-Elkins-WV) | ASHRAE30pct-state-STD2010 | state | NC | 0.0861 | 0.84 | ASHRAE30pct-state-5A_HotelSmall_STD2010_NC-Elkins-WV.table.csv.gz | Small Hotel | Elkins Elkins Randolph Co Arp WV USA TMY3 WMO#=724170 | Electricity | 53550.0004 | 62505.5561 | 113963.8898 | 18280.5557 | 164169.4458 | 0 | 77891.6673 | 72.2222 | 0 | 0 | 0 | 0 | 0 | 0 | 490430.5595 | 0 | 490433.3373 | -2.7778 | -2.7778 | 4610.655 | 5381.7284 | 9812.2909 | 1573.9558 | 14134.9893 | 0 | 6706.4726 | 6.2183 | 0 | 0 | 0 | 0 | 0 | 0 | 42226.0712 | 0 | 42226.3103 | -0.23917 | -0.23917 | 182.7645 | 213.3295 | 388.9552 | 62.391 | 560.3052 | 0 | 265.8418 | 0.24649 | 0 | 0 | 0 | 0 | 0 | 0 | 1673.8243 | 0 | 1673.8338 | -0.0094805 | -0.0094805 | 9.0032 | 1.4442 | 12.9692 | 6.1535 | 0.0057056 | 0 | 4.938 | 4.2305 | 0 | 0 | 0 | 38.7444 | 38.7441 | 38.7441 | 1
NC_5A_SH_2013_EL | 5A | SH | EL | 13755 | ASHRAE30pct-state-5A | HotelSmall | STD2013 | NC-Elkins-WV | Zone5A | Zone5A(NC-Elkins-WV) | ASHRAE30pct-state-STD2013 | state | NC | 0.0861 | 0.84 | ASHRAE30pct-state-5A_HotelSmall_STD2013_NC-Elkins-WV.table.csv.gz | Small Hotel | Elkins Elkins Randolph Co Arp WV USA TMY3 WMO#=724170 | Electricity | 53486.1115 | 52538.8893 | 88608.334 | 18280.5557 | 154908.3346 | 0 | 77138.8895 | 72.2222 | 0 | 0 | 0 | 0 | 0 | 0 | 445033.3369 | 0 | 445033.3369 | 0 | 0 | 4605.1542 | 4523.5984 | 7629.1776 | 1573.9558 | 13337.6076 | 0 | 6641.6584 | 6.2183 | 0 | 0 | 0 | 0 | 0 | 0 | 38317.3703 | 0 | 38317.3703 | 0 | 0 | 182.5464 | 179.3136 | 302.4175 | 62.391 | 528.6973 | 0 | 263.2726 | 0.24649 | 0 | 0 | 0 | 0 | 0 | 0 | 1518.885 | 0 | 1518.885 | 0 | 0 | 7.0001 | 1.4442 | 12.2378 | 6.094 | 0.0057056 | 0 | 4.1506 | 4.2254 | 0 | 0 | 0 | 35.1577 | 35.1577 | 35.1577 | 2
NC_5A_SH_2010_NG | 5A | SH | NG | 12624 | ASHRAE30pct-state-5A | HotelSmall | STD2010 | NC-Elkins-WV | Zone5A | Zone5A(NC-Elkins-WV) | ASHRAE30pct-state-STD2010 | state | NC | 0.0861 | 0.84 | ASHRAE30pct-state-5A_HotelSmall_STD2010_NC-Elkins-WV.table.csv.gz | Small Hotel | Elkins Elkins Randolph Co Arp WV USA TMY3 WMO#=724170 | Natural Gas | 82289.4824 | 0 | 0 | 0 | 399495.4379 | 0 | 0 | 0 | 0 | 0 | 0 | 603655.2456 | 0 | 0 | 1085440.1658 | 0 | 1085440.1658 | 0 | 0 | 691.2317 | 0 | 0 | 0 | 3355.7617 | 0 | 0 | 0 | 0 | 0 | 0 | 5070.7041 | 0 | 0 | 9117.6974 | 0 | 9117.6974 | 0 | 0 | 82.2895 | 0 | 0 | 0 | 399.4954 | 0 | 0 | 0 | 0 | 0 | 0 | 603.6552 | 0 | 0 | 1085.4402 | 0 | 1085.4402 | 0 | 0 | 0 | 0 | 9.2472 | 0 | 0 | 0 | 0 | 1.9048 | 13.9729 | 0 | 0 | 25.1248 | 25.1248 | 25.1248 | 1
NC_5A_SH_2013_NG | 5A | SH | NG | 13764 | ASHRAE30pct-state-5A | HotelSmall | STD2013 | NC-Elkins-WV | Zone5A | Zone5A(NC-Elkins-WV) | ASHRAE30pct-state-STD2013 | state | NC | 0.0861 | 0.84 | ASHRAE30pct-state-5A_HotelSmall_STD2013_NC-Elkins-WV.table.csv.gz | Small Hotel | Elkins Elkins Randolph Co Arp WV USA TMY3 WMO#=724170 | Natural Gas | 84308.3328 | 0 | 0 | 0 | 399495.4379 | 0 | 0 | 0 | 0 | 0 | 0 | 603636.2892 | 0 | 0 | 1087440.0599 | 0 | 1087440.0599 | 0 | 0 | 708.19 | 0 | 0 | 0 | 3355.7617 | 0 | 0 | 0 | 0 | 0 | 0 | 5070.5448 | 0 | 0 | 9134.4965 | 0 | 9134.4965 | 0 | 0 | 84.3083 | 0 | 0 | 0 | 399.4954 | 0 | 0 | 0 | 0 | 0 | 0 | 603.6363 | 0 | 0 | 1087.4401 | 0 | 1087.4401 | 0 | 0 | 0 | 0 | 9.2472 | 0 | 0 | 0 | 0 | 1.9515 | 13.9724 | 0 | 0 | 25.1711 | 25.1711 | 25.1711 | 2
NE_5A_SH_2010_EL | 5A | SH | EL | 12675 | ASHRAE30pct-state-5A | HotelSmall | STD2010 | NE-Omaha-NE | Zone5A | Zone5A(NE-Omaha-NE) | ASHRAE30pct-state-STD2010 | state | NE | 0.084 | 0.6 | ASHRAE30pct-state-5A_HotelSmall_STD2010_NE-Omaha-NE.table.csv.gz | Small Hotel | Omaha Eppley Airfield NE USA TMY3 WMO#=725500 | Electricity | 71630.5561 | 80413.8895 | 114036.112 | 18261.1113 | 164169.4458 | 0 | 78327.7784 | 72.2222 | 0 | 0 | 0 | 0 | 0 | 0 | 526911.1153 | 0 | 526911.1153 | 0 | 0 | 6016.9667 | 6754.7667 | 9579.0334 | 1533.9333 | 13790.2334 | 0 | 6579.5334 | 6.0667 | 0 | 0 | 0 | 0 | 0 | 0 | 44260.5337 | 0 | 44260.5337 | 0 | 0 | 244.4729 | 274.4501 | 389.2017 | 62.3246 | 560.3052 | 0 | 267.3303 | 0.24649 | 0 | 0 | 0 | 0 | 0 | 0 | 1798.3313 | 0 | 1798.3313 | 0 | 0 | 9.0089 | 1.4426 | 12.9694 | 6.1879 | 0.0057056 | 0 | 6.3527 | 5.6588 | 0 | 0 | 0 | 41.6261 | 41.6261 | 41.6261 | 1
NE_5A_SH_2013_EL | 5A | SH | EL | 13815 | ASHRAE30pct-state-5A | HotelSmall | STD2013 | NE-Omaha-NE | Zone5A | Zone5A(NE-Omaha-NE) | ASHRAE30pct-state-STD2013 | state | NE | 0.084 | 0.6 | ASHRAE30pct-state-5A_HotelSmall_STD2013_NE-Omaha-NE.table.csv.gz | Small Hotel | Omaha Eppley Airfield NE USA TMY3 WMO#=725500 | Electricity | 71716.6672 | 69397.2228 | 88744.4452 | 18261.1113 | 154908.3346 | 0 | 77633.334 | 72.2222 | 0 | 0 | 0 | 0 | 0 | 0 | 480733.3372 | 0 | 480733.3372 | 0 | 0 | 6024.2 | 5829.3667 | 7454.5334 | 1533.9333 | 13012.3001 | 0 | 6521.2001 | 6.0667 | 0 | 0 | 0 | 0 | 0 | 0 | 40381.6003 | 0 | 40381.6003 | 0 | 0 | 244.7668 | 236.8506 | 302.882 | 62.3246 | 528.6973 | 0 | 264.9602 | 0.24649 | 0 | 0 | 0 | 0 | 0 | 0 | 1640.728 | 0 | 1640.728 | 0 | 0 | 7.0108 | 1.4426 | 12.2378 | 6.1331 | 0.0057056 | 0 | 5.4824 | 5.6656 | 0 | 0 | 0 | 37.9781 | 37.9781 | 37.9781 | 2
NE_5A_SH_2010_NG | 5A | SH | NG | 12684 | ASHRAE30pct-state-5A | HotelSmall | STD2010 | NE-Omaha-NE | Zone5A | Zone5A(NE-Omaha-NE) | ASHRAE30pct-state-STD2010 | state | NE | 0.084 | 0.6 | ASHRAE30pct-state-5A_HotelSmall_STD2010_NE-Omaha-NE.table.csv.gz | Small Hotel | Omaha Eppley Airfield NE USA TMY3 WMO#=725500 | Natural Gas | 100440.1802 | 0 | 0 | 0 | 399495.4379 | 0 | 0 | 0 | 0 | 0 | 0 | 603674.2019 | 0 | 0 | 1103600.3418 | 0 | 1103609.82 | 0 | 0 | 602.6411 | 0 | 0 | 0 | 2396.9726 | 0 | 0 | 0 | 0 | 0 | 0 | 3622.0452 | 0 | 0 | 6621.6021 | 0 | 6621.6589 | 0 | 0 | 100.4402 | 0 | 0 | 0 | 399.4954 | 0 | 0 | 0 | 0 | 0 | 0 | 603.6742 | 0 | 0 | 1103.6003 | 0 | 1103.6098 | 0 | 0 | 0 | 0 | 9.2472 | 0 | 0 | 0 | 0 | 2.3249 | 13.9733 | 0 | 0 | 25.5453 | 25.5451 | 25.5453 | 1
NE_5A_SH_2013_NG | 5A | SH | NG | 13824 | ASHRAE30pct-state-5A | HotelSmall | STD2013 | NE-Omaha-NE | Zone5A | Zone5A(NE-Omaha-NE) | ASHRAE30pct-state-STD2013 | state | NE | 0.084 | 0.6 | ASHRAE30pct-state-5A_HotelSmall_STD2013_NE-Omaha-NE.table.csv.gz | Small Hotel | Omaha Eppley Airfield NE USA TMY3 WMO#=725500 | Natural Gas | 102023.0348 | 0 | 0 | 0 | 399495.4379 | 0 | 0 | 0 | 0 | 0 | 0 | 603655.2456 | 0 | 0 | 1105183.1964 | 0 | 1105173.7183 | 0 | 0 | 612.1382 | 0 | 0 | 0 | 2396.9726 | 0 | 0 | 0 | 0 | 0 | 0 | 3621.9315 | 0 | 0 | 6631.0992 | 0 | 6631.0423 | 0 | 0 | 102.023 | 0 | 0 | 0 | 399.4954 | 0 | 0 | 0 | 0 | 0 | 0 | 603.6552 | 0 | 0 | 1105.1832 | 0 | 1105.1737 | 0 | 0 | 0 | 0 | 9.2472 | 0 | 0 | 0 | 0 | 2.3615 | 13.9729 | 0 | 0 | 25.5815 | 25.5818 | 25.5815 | 2
NH_5A_SH_2010_EL | 5A | SH | EL | 12735 | ASHRAE30pct-state-5A | HotelSmall | STD2010 | NH-Manchester-NH | Zone5A | Zone5A(NH-Manchester-NH) | ASHRAE30pct-state-STD2010 | state | NH | 0.134 | 1.17 | ASHRAE30pct-state-5A_HotelSmall_STD2010_NH-Manchester-NH.table.csv.gz | Small Hotel | Manchester Airport NH USA TMY3 WMO#=743945 | Electricity | 63525.0005 | 60222.2227 | 114066.6676 | 18258.3335 | 164169.4458 | 0 | 77291.6673 | 72.2222 | 0 | 0 | 0 | 0 | 0 | 0 | 497605.5595 | 0 | 497605.5595 | 0 | 0 | 8512.3501 | 8069.7778 | 15284.9335 | 2446.6167 | 21998.7057 | 0 | 10357.0834 | 9.6778 | 0 | 0 | 0 | 0 | 0 | 0 | 66679.145 | 0 | 66679.145 | 0 | 0 | 216.8089 | 205.5366 | 389.306 | 62.3151 | 560.3052 | 0 | 263.7941 | 0.24649 | 0 | 0 | 0 | 0 | 0 | 0 | 1698.3123 | 0 | 1698.3123 | 0 | 0 | 9.0113 | 1.4424 | 12.9694 | 6.1061 | 0.0057056 | 0 | 4.7576 | 5.0185 | 0 | 0 | 0 | 39.311 | 39.311 | 39.311 | 1
NH_5A_SH_2013_EL | 5A | SH | EL | 13875 | ASHRAE30pct-state-5A | HotelSmall | STD2013 | NH-Manchester-NH | Zone5A | Zone5A(NH-Manchester-NH) | ASHRAE30pct-state-STD2013 | state | NH | 0.134 | 1.17 | ASHRAE30pct-state-5A_HotelSmall_STD2013_NH-Manchester-NH.table.csv.gz | Small Hotel | Manchester Airport NH USA TMY3 WMO#=743945 | Electricity | 63869.445 | 51208.3337 | 88913.8896 | 18258.3335 | 154908.3346 | 0 | 76625.0006 | 72.2222 | 0 | 0 | 0 | 0 | 0 | 0 | 453858.337 | 0 | 453855.5592 | 2.7778 | 2.7778 | 8558.5056 | 6861.9167 | 11914.4612 | 2446.6167 | 20757.7168 | 0 | 10267.7501 | 9.6778 | 0 | 0 | 0 | 0 | 0 | 0 | 60817.0172 | 0 | 60816.6449 | 0.37222 | 0.37222 | 217.9844 | 174.7725 | 303.4603 | 62.3151 | 528.6973 | 0 | 261.5188 | 0.24649 | 0 | 0 | 0 | 0 | 0 | 0 | 1549.0044 | 0 | 1548.995 | 0.0094805 | 0.0094805 | 7.0242 | 1.4424 | 12.238 | 6.0534 | 0.0057056 | 0 | 4.0455 | 5.0457 | 0 | 0 | 0 | 35.8547 | 35.8549 | 35.8549 | 2
NH_5A_SH_2010_NG | 5A | SH | NG | 12744 | ASHRAE30pct-state-5A | HotelSmall | STD2010 | NH-Manchester-NH | Zone5A | Zone5A(NH-Manchester-NH) | ASHRAE30pct-state-STD2010 | state | NH | 0.134 | 1.17 | ASHRAE30pct-state-5A_HotelSmall_STD2010_NH-Manchester-NH.table.csv.gz | Small Hotel | Manchester Airport NH USA TMY3 WMO#=743945 | Natural Gas | 98269.679 | 0 | 0 | 0 | 399495.4379 | 0 | 0 | 0 | 0 | 0 | 0 | 603712.1146 | 0 | 0 | 1101477.2315 | 0 | 1101477.2315 | 0 | 0 | 1149.7552 | 0 | 0 | 0 | 4674.0966 | 0 | 0 | 0 | 0 | 0 | 0 | 7063.4317 | 0 | 0 | 12887.2836 | 0 | 12887.2836 | 0 | 0 | 98.2697 | 0 | 0 | 0 | 399.4954 | 0 | 0 | 0 | 0 | 0 | 0 | 603.7121 | 0 | 0 | 1101.4772 | 0 | 1101.4772 | 0 | 0 | 0 | 0 | 9.2472 | 0 | 0 | 0 | 0 | 2.2747 | 13.9742 | 0 | 0 | 25.496 | 25.496 | 25.496 | 1
NH_5A_SH_2013_NG | 5A | SH | NG | 13884 | ASHRAE30pct-state-5A | HotelSmall | STD2013 | NH-Manchester-NH | Zone5A | Zone5A(NH-Manchester-NH) | ASHRAE30pct-state-STD2013 | state | NH | 0.134 | 1.17 | ASHRAE30pct-state-5A_HotelSmall_STD2013_NH-Manchester-NH.table.csv.gz | Small Hotel | Manchester Airport NH USA TMY3 WMO#=743945 | Natural Gas | 100516.0056 | 0 | 0 | 0 | 399495.4379 | 0 | 0 | 0 | 0 | 0 | 0 | 603702.6364 | 0 | 0 | 1103714.0799 | 0 | 1103714.0799 | 0 | 0 | 1176.0373 | 0 | 0 | 0 | 4674.0966 | 0 | 0 | 0 | 0 | 0 | 0 | 7063.3208 | 0 | 0 | 12913.4547 | 0 | 12913.4547 | 0 | 0 | 100.516 | 0 | 0 | 0 | 399.4954 | 0 | 0 | 0 | 0 | 0 | 0 | 603.7026 | 0 | 0 | 1103.7141 | 0 | 1103.7141 | 0 | 0 | 0 | 0 | 9.2472 | 0 | 0 | 0 | 0 | 2.3267 | 13.974 | 0 | 0 | 25.5478 | 25.5478 | 25.5478 | 2
NJ_5A_SH_2010_EL | 5A | SH | EL | 12795 | ASHRAE30pct-state-5A | HotelSmall | STD2010 | NJ-Allentown-PA | Zone5A | Zone5A(NJ-Allentown-PA) | ASHRAE30pct-state-STD2010 | state | NJ | 0.1283 | 0.84 | ASHRAE30pct-state-5A_HotelSmall_STD2010_NJ-Allentown-PA.table.csv.gz | Small Hotel | Allentown Lehigh Valley Intl PA USA TMY3 WMO#=725170 | Electricity | 60308.3338 | 67880.5561 | 113988.8898 | 18263.889 | 164169.4458 | 0 | 77355.5562 | 72.2222 | 0 | 0 | 0 | 0 | 0 | 0 | 502041.6707 | 0 | 502038.8929 | 2.7778 | 2.7778 | 7737.5592 | 8709.0753 | 14624.7746 | 2343.257 | 21062.9399 | 0 | 9924.7179 | 9.2661 | 0 | 0 | 0 | 0 | 0 | 0 | 64411.9463 | 0 | 64411.59 | 0.35639 | 0.35639 | 205.8305 | 231.6742 | 389.0405 | 62.3341 | 560.3052 | 0 | 264.0121 | 0.24649 | 0 | 0 | 0 | 0 | 0 | 0 | 1713.4527 | 0 | 1713.4432 | 0.0094805 | 0.0094805 | 9.0052 | 1.4429 | 12.9696 | 6.1111 | 0.0057056 | 0 | 5.3626 | 4.7644 | 0 | 0 | 0 | 39.6612 | 39.6614 | 39.6614 | 1
NJ_5A_SH_2013_EL | 5A | SH | EL | 13935 | ASHRAE30pct-state-5A | HotelSmall | STD2013 | NJ-Allentown-PA | Zone5A | Zone5A(NJ-Allentown-PA) | ASHRAE30pct-state-STD2013 | state | NJ | 0.1283 | 0.84 | ASHRAE30pct-state-5A_HotelSmall_STD2013_NJ-Allentown-PA.table.csv.gz | Small Hotel | Allentown Lehigh Valley Intl PA USA TMY3 WMO#=725170 | Electricity | 61072.2227 | 57544.4449 | 88533.334 | 18263.889 | 154908.3346 | 0 | 76658.3339 | 72.2222 | 0 | 0 | 0 | 0 | 0 | 0 | 457052.7814 | 0 | 457052.7814 | 0 | 0 | 7835.5662 | 7382.9523 | 11358.8268 | 2343.257 | 19874.7393 | 0 | 9835.2642 | 9.2661 | 0 | 0 | 0 | 0 | 0 | 0 | 58639.8719 | 0 | 58639.8719 | 0 | 0 | 208.4376 | 196.3974 | 302.1615 | 62.3341 | 528.6973 | 0 | 261.6325 | 0.24649 | 0 | 0 | 0 | 0 | 0 | 0 | 1559.907 | 0 | 1559.907 | 0 | 0 | 6.9942 | 1.4429 | 12.2378 | 6.056 | 0.0057056 | 0 | 4.546 | 4.8247 | 0 | 0 | 0 | 36.1073 | 36.1073 | 36.1073 | 2
NJ_5A_SH_2010_NG | 5A | SH | NG | 12804 | ASHRAE30pct-state-5A | HotelSmall | STD2010 | NJ-Allentown-PA | Zone5A | Zone5A(NJ-Allentown-PA) | ASHRAE30pct-state-STD2010 | state | NJ | 0.1283 | 0.84 | ASHRAE30pct-state-5A_HotelSmall_STD2010_NJ-Allentown-PA.table.csv.gz | Small Hotel | Allentown Lehigh Valley Intl PA USA TMY3 WMO#=725170 | Natural Gas | 89075.8529 | 0 | 0 | 0 | 399495.4379 | 0 | 0 | 0 | 0 | 0 | 0 | 603693.1582 | 0 | 0 | 1092264.4491 | 0 | 1092264.4491 | 0 | 0 | 748.2372 | 0 | 0 | 0 | 3355.7617 | 0 | 0 | 0 | 0 | 0 | 0 | 5071.0225 | 0 | 0 | 9175.0214 | 0 | 9175.0214 | 0 | 0 | 89.0759 | 0 | 0 | 0 | 399.4954 | 0 | 0 | 0 | 0 | 0 | 0 | 603.6932 | 0 | 0 | 1092.2644 | 0 | 1092.2644 | 0 | 0 | 0 | 0 | 9.2472 | 0 | 0 | 0 | 0 | 2.0618 | 13.9737 | 0 | 0 | 25.2827 | 25.2827 | 25.2827 | 1
NJ_5A_SH_2013_NG | 5A | SH | NG | 13944 | ASHRAE30pct-state-5A | HotelSmall | STD2013 | NJ-Allentown-PA | Zone5A | Zone5A(NJ-Allentown-PA) | ASHRAE30pct-state-STD2013 | state | NJ | 0.1283 | 0.84 | ASHRAE30pct-state-5A_HotelSmall_STD2013_NJ-Allentown-PA.table.csv.gz | Small Hotel | Allentown Lehigh Valley Intl PA USA TMY3 WMO#=725170 | Natural Gas | 91085.2252 | 0 | 0 | 0 | 399495.4379 | 0 | 0 | 0 | 0 | 0 | 0 | 603674.2019 | 0 | 0 | 1094254.865 | 0 | 1094254.865 | 0 | 0 | 765.1159 | 0 | 0 | 0 | 3355.7617 | 0 | 0 | 0 | 0 | 0 | 0 | 5070.8633 | 0 | 0 | 9191.7409 | 0 | 9191.7409 | 0 | 0 | 91.0852 | 0 | 0 | 0 | 399.4954 | 0 | 0 | 0 | 0 | 0 | 0 | 603.6742 | 0 | 0 | 1094.2549 | 0 | 1094.2549 | 0 | 0 | 0 | 0 | 9.2472 | 0 | 0 | 0 | 0 | 2.1084 | 13.9733 | 0 | 0 | 25.3288 | 25.3288 | 25.3288 | 2
NY_5A_SH_2010_EL | 5A | SH | EL | 12855 | ASHRAE30pct-state-5A | HotelSmall | STD2010 | NY-Albany-NY | Zone5A | Zone5A(NY-Albany-NY) | ASHRAE30pct-state-STD2010 | state | NY | 0.1508 | 0.73 | ASHRAE30pct-state-5A_HotelSmall_STD2010_NY-Albany-NY.table.csv.gz | Small Hotel | Albany County Ap NY USA TMY3 WMO#=725180 | Electricity | 80827.7784 | 58711.1116 | 113986.112 | 18250.0001 | 164169.4458 | 0 | 77222.2228 | 72.2222 | 0 | 0 | 0 | 0 | 0 | 0 | 513236.1152 | 0 | 513238.893 | -2.7778 | -2.7778 | 12188.829 | 8853.6356 | 17189.1057 | 2752.1 | 24756.7524 | 0 | 11645.1112 | 10.8911 | 0 | 0 | 0 | 0 | 0 | 0 | 77396.0062 | 0 | 77396.4251 | -0.41889 | -0.41889 | 275.8627 | 200.3792 | 389.0311 | 62.2867 | 560.3052 | 0 | 263.5571 | 0.24649 | 0 | 0 | 0 | 0 | 0 | 0 | 1751.659 | 0 | 1751.6684 | -0.0094805 | -0.0094805 | 9.0049 | 1.4418 | 12.9692 | 6.1006 | 0.0057056 | 0 | 4.6382 | 6.3854 | 0 | 0 | 0 | 40.546 | 40.5458 | 40.5458 | 1
NY_5A_SH_2013_EL | 5A | SH | EL | 13995 | ASHRAE30pct-state-5A | HotelSmall | STD2013 | NY-Albany-NY | Zone5A | Zone5A(NY-Albany-NY) | ASHRAE30pct-state-STD2013 | state | NY | 0.1508 | 0.73 | ASHRAE30pct-state-5A_HotelSmall_STD2013_NY-Albany-NY.table.csv.gz | Small Hotel | Albany County Ap NY USA TMY3 WMO#=725180 | Electricity | 81450.0007 | 49297.2226 | 88566.6674 | 18250.0001 | 154908.3346 | 0 | 76522.2228 | 72.2222 | 0 | 0 | 0 | 0 | 0 | 0 | 469066.6704 | 0 | 469066.6704 | 0 | 0 | 12282.6601 | 7434.0212 | 13355.8534 | 2752.1 | 23360.1769 | 0 | 11539.5512 | 10.8911 | 0 | 0 | 0 | 0 | 0 | 0 | 70735.2539 | 0 | 70735.2539 | 0 | 0 | 277.9863 | 168.2499 | 302.2753 | 62.2867 | 528.6973 | 0 | 261.168 | 0.24649 | 0 | 0 | 0 | 0 | 0 | 0 | 1600.91 | 0 | 1600.91 | 0 | 0 | 6.9968 | 1.4418 | 12.2378 | 6.0453 | 0.0057056 | 0 | 3.8945 | 6.4346 | 0 | 0 | 0 | 37.0564 | 37.0564 | 37.0564 | 2
NY_5A_SH_2010_NG | 5A | SH | NG | 12864 | ASHRAE30pct-state-5A | HotelSmall | STD2010 | NY-Albany-NY | Zone5A | Zone5A(NY-Albany-NY) | ASHRAE30pct-state-STD2010 | state | NY | 0.1508 | 0.73 | ASHRAE30pct-state-5A_HotelSmall_STD2010_NY-Albany-NY.table.csv.gz | Small Hotel | Albany County Ap NY USA TMY3 WMO#=725180 | Natural Gas | 115965.4246 | 0 | 0 | 0 | 399495.4379 | 0 | 0 | 0 | 0 | 0 | 0 | 603825.8526 | 0 | 0 | 1119286.7152 | 0 | 1119286.7152 | 0 | 0 | 846.5476 | 0 | 0 | 0 | 2916.3167 | 0 | 0 | 0 | 0 | 0 | 0 | 4407.9287 | 0 | 0 | 8170.793 | 0 | 8170.793 | 0 | 0 | 115.9654 | 0 | 0 | 0 | 399.4954 | 0 | 0 | 0 | 0 | 0 | 0 | 603.8259 | 0 | 0 | 1119.2867 | 0 | 1119.2867 | 0 | 0 | 0 | 0 | 9.2472 | 0 | 0 | 0 | 0 | 2.6843 | 13.9768 | 0 | 0 | 25.9082 | 25.9082 | 25.9082 | 1
NY_5A_SH_2013_NG | 5A | SH | NG | 14004 | ASHRAE30pct-state-5A | HotelSmall | STD2013 | NY-Albany-NY | Zone5A | Zone5A(NY-Albany-NY) | ASHRAE30pct-state-STD2013 | state | NY | 0.1508 | 0.73 | ASHRAE30pct-state-5A_HotelSmall_STD2013_NY-Albany-NY.table.csv.gz | Small Hotel | Albany County Ap NY USA TMY3 WMO#=725180 | Natural Gas | 118145.404 | 0 | 0 | 0 | 399495.4379 | 0 | 0 | 0 | 0 | 0 | 0 | 603797.4181 | 0 | 0 | 1121438.26 | 0 | 1121438.26 | 0 | 0 | 862.4614 | 0 | 0 | 0 | 2916.3167 | 0 | 0 | 0 | 0 | 0 | 0 | 4407.7212 | 0 | 0 | 8186.4993 | 0 | 8186.4993 | 0 | 0 | 118.1454 | 0 | 0 | 0 | 399.4954 | 0 | 0 | 0 | 0 | 0 | 0 | 603.7974 | 0 | 0 | 1121.4383 | 0 | 1121.4383 | 0 | 0 | 0 | 0 | 9.2472 | 0 | 0 | 0 | 0 | 2.7347 | 13.9761 | 0 | 0 | 25.958 | 25.958 | 25.958 | 2
OH_5A_SH_2010_EL | 5A | SH | EL | 12915 | ASHRAE30pct-state-5A | HotelSmall | STD2010 | OH-Columbus-OH | Zone5A | Zone5A(OH-Columbus-OH) | ASHRAE30pct-state-STD2010 | state | OH | 0.0947 | 0.7 | ASHRAE30pct-state-5A_HotelSmall_STD2010_OH-Columbus-OH.table.csv.gz | Small Hotel | Columbus Port Columbus Intl A OH USA TMY3 WMO#=724280 | Electricity | 57002.7782 | 70127.7783 | 113966.6676 | 18261.1113 | 164169.4458 | 0 | 77638.8895 | 72.2222 | 0 | 0 | 0 | 0 | 0 | 0 | 501238.8929 | 0 | 501238.8929 | 5.8208e-11 | 5.8208e-11 | 5398.1631 | 6641.1006 | 10792.6434 | 1729.3272 | 15546.8465 | 0 | 7352.4028 | 6.8394 | 0 | 0 | 0 | 0 | 0 | 0 | 47467.3232 | 0 | 47467.3232 | 5.5123e-12 | 5.5123e-12 | 194.5487 | 239.3439 | 388.9647 | 62.3246 | 560.3052 | 0 | 264.9791 | 0.24649 | 0 | 0 | 0 | 0 | 0 | 0 | 1710.7128 | 0 | 1710.7128 | 1.9866e-13 | 1.9866e-13 | 9.0034 | 1.4426 | 12.9694 | 6.1335 | 0.0057056 | 0 | 5.5401 | 4.5032 | 0 | 0 | 0 | 39.598 | 39.598 | 39.598 | 1
OH_5A_SH_2013_EL | 5A | SH | EL | 14055 | ASHRAE30pct-state-5A | HotelSmall | STD2013 | OH-Columbus-OH | Zone5A | Zone5A(OH-Columbus-OH) | ASHRAE30pct-state-STD2013 | state | OH | 0.0947 | 0.7 | ASHRAE30pct-state-5A_HotelSmall_STD2013_OH-Columbus-OH.table.csv.gz | Small Hotel | Columbus Port Columbus Intl A OH USA TMY3 WMO#=724280 | Electricity | 57300.0005 | 59258.3338 | 88558.334 | 18261.1113 | 154908.3346 | 0 | 76880.5562 | 72.2222 | 0 | 0 | 0 | 0 | 0 | 0 | 455241.6703 | 0 | 455238.8925 | 2.7778 | 2.7778 | 5426.31 | 5611.7642 | 8386.4742 | 1729.3272 | 14669.8193 | 0 | 7280.5887 | 6.8394 | 0 | 0 | 0 | 0 | 0 | 0 | 43111.3862 | 0 | 43111.1231 | 0.26306 | 0.26306 | 195.5631 | 202.2469 | 302.2468 | 62.3246 | 528.6973 | 0 | 262.391 | 0.24649 | 0 | 0 | 0 | 0 | 0 | 0 | 1553.7257 | 0 | 1553.7162 | 0.0094805 | 0.0094805 | 6.9961 | 1.4426 | 12.238 | 6.0736 | 0.0057056 | 0 | 4.6814 | 4.5267 | 0 | 0 | 0 | 35.964 | 35.9642 | 35.9642 | 2
OH_5A_SH_2010_NG | 5A | SH | NG | 12924 | ASHRAE30pct-state-5A | HotelSmall | STD2010 | OH-Columbus-OH | Zone5A | Zone5A(OH-Columbus-OH) | ASHRAE30pct-state-STD2010 | state | OH | 0.0947 | 0.7 | ASHRAE30pct-state-5A_HotelSmall_STD2010_OH-Columbus-OH.table.csv.gz | Small Hotel | Columbus Port Columbus Intl A OH USA TMY3 WMO#=724280 | Natural Gas | 84516.8526 | 0 | 0 | 0 | 399495.4379 | 0 | 0 | 0 | 0 | 0 | 0 | 603645.7674 | 0 | 0 | 1087648.5797 | 0 | 1087658.0579 | 0 | 0 | 591.618 | 0 | 0 | 0 | 2796.4681 | 0 | 0 | 0 | 0 | 0 | 0 | 4225.5204 | 0 | 0 | 7613.5401 | 0 | 7613.6064 | 0 | 0 | 84.5169 | 0 | 0 | 0 | 399.4954 | 0 | 0 | 0 | 0 | 0 | 0 | 603.6458 | 0 | 0 | 1087.6486 | 0 | 1087.6581 | 0 | 0 | 0 | 0 | 9.2472 | 0 | 0 | 0 | 0 | 1.9563 | 13.9726 | 0 | 0 | 25.1761 | 25.1759 | 25.1761 | 1
OH_5A_SH_2013_NG | 5A | SH | NG | 14064 | ASHRAE30pct-state-5A | HotelSmall | STD2013 | OH-Columbus-OH | Zone5A | Zone5A(OH-Columbus-OH) | ASHRAE30pct-state-STD2013 | state | OH | 0.0947 | 0.7 | ASHRAE30pct-state-5A_HotelSmall_STD2013_OH-Columbus-OH.table.csv.gz | Small Hotel | Columbus Port Columbus Intl A OH USA TMY3 WMO#=724280 | Natural Gas | 86308.2269 | 0 | 0 | 0 | 399495.4379 | 0 | 0 | 0 | 0 | 0 | 0 | 603617.3329 | 0 | 0 | 1089420.9977 | 0 | 1089420.9977 | 0 | 0 | 604.1576 | 0 | 0 | 0 | 2796.4681 | 0 | 0 | 0 | 0 | 0 | 0 | 4225.3213 | 0 | 0 | 7625.947 | 0 | 7625.947 | 0 | 0 | 86.3082 | 0 | 0 | 0 | 399.4954 | 0 | 0 | 0 | 0 | 0 | 0 | 603.6173 | 0 | 0 | 1089.421 | 0 | 1089.421 | 0 | 0 | 0 | 0 | 9.2472 | 0 | 0 | 0 | 0 | 1.9978 | 13.972 | 0 | 0 | 25.2169 | 25.2169 | 25.2169 | 2
PA_5A_SH_2010_EL | 5A | SH | EL | 12975 | ASHRAE30pct-state-5A | HotelSmall | STD2010 | PA-Harrisburg-PA | Zone5A | Zone5A(PA-Harrisburg-PA) | ASHRAE30pct-state-STD2010 | state | PA | 0.0937 | 1 | ASHRAE30pct-state-5A_HotelSmall_STD2010_PA-Harrisburg-PA.table.csv.gz | Small Hotel | Middletown Harrisburg Intl Ap PA USA TMY3 WMO#=725115 | Electricity | 69708.3339 | 73925.0006 | 114002.7787 | 18263.889 | 164169.4458 | 0 | 77494.4451 | 72.2222 | 0 | 0 | 0 | 0 | 0 | 0 | 517638.893 | 0 | 517636.1153 | 2.7778 | 2.7778 | 6531.6709 | 6926.7726 | 10682.0604 | 1711.3264 | 15382.6771 | 0 | 7261.2295 | 6.7672 | 0 | 0 | 0 | 0 | 0 | 0 | 48502.7643 | 0 | 48502.504 | 0.26028 | 0.26028 | 237.9124 | 252.3037 | 389.0879 | 62.3341 | 560.3052 | 0 | 264.4861 | 0.24649 | 0 | 0 | 0 | 0 | 0 | 0 | 1766.6855 | 0 | 1766.676 | 0.0094805 | 0.0094805 | 9.0062 | 1.4429 | 12.9696 | 6.1221 | 0.0057056 | 0 | 5.8401 | 5.507 | 0 | 0 | 0 | 40.8934 | 40.8936 | 40.8936 | 1
PA_5A_SH_2013_EL | 5A | SH | EL | 14115 | ASHRAE30pct-state-5A | HotelSmall | STD2013 | PA-Harrisburg-PA | Zone5A | Zone5A(PA-Harrisburg-PA) | ASHRAE30pct-state-STD2013 | state | PA | 0.0937 | 1 | ASHRAE30pct-state-5A_HotelSmall_STD2013_PA-Harrisburg-PA.table.csv.gz | Small Hotel | Middletown Harrisburg Intl Ap PA USA TMY3 WMO#=725115 | Electricity | 70163.8895 | 63572.2227 | 88738.8896 | 18263.889 | 154908.3346 | 0 | 76794.4451 | 72.2222 | 0 | 0 | 0 | 0 | 0 | 0 | 472516.6704 | 0 | 472513.8927 | 2.7778 | 2.7778 | 6574.3564 | 5956.7173 | 8314.834 | 1711.3264 | 14514.9109 | 0 | 7195.6395 | 6.7672 | 0 | 0 | 0 | 0 | 0 | 0 | 44274.812 | 0 | 44274.5517 | 0.26028 | 0.26028 | 239.4672 | 216.97 | 302.8631 | 62.3341 | 528.6973 | 0 | 262.0971 | 0.24649 | 0 | 0 | 0 | 0 | 0 | 0 | 1612.6847 | 0 | 1612.6753 | 0.0094805 | 0.0094805 | 7.0104 | 1.4429 | 12.238 | 6.0668 | 0.0057056 | 0 | 5.0222 | 5.543 | 0 | 0 | 0 | 37.3287 | 37.3289 | 37.3289 | 2
PA_5A_SH_2010_NG | 5A | SH | NG | 12984 | ASHRAE30pct-state-5A | HotelSmall | STD2010 | PA-Harrisburg-PA | Zone5A | Zone5A(PA-Harrisburg-PA) | ASHRAE30pct-state-STD2010 | state | PA | 0.0937 | 1 | ASHRAE30pct-state-5A_HotelSmall_STD2010_PA-Harrisburg-PA.table.csv.gz | Small Hotel | Middletown Harrisburg Intl Ap PA USA TMY3 WMO#=725115 | Natural Gas | 100970.9578 | 0 | 0 | 0 | 399495.4379 | 0 | 0 | 0 | 0 | 0 | 0 | 603702.6364 | 0 | 0 | 1104178.5103 | 0 | 1104169.0321 | 0 | 0 | 1009.7096 | 0 | 0 | 0 | 3994.9544 | 0 | 0 | 0 | 0 | 0 | 0 | 6037.0264 | 0 | 0 | 11041.7851 | 0 | 11041.6903 | 0 | 0 | 100.971 | 0 | 0 | 0 | 399.4954 | 0 | 0 | 0 | 0 | 0 | 0 | 603.7026 | 0 | 0 | 1104.1785 | 0 | 1104.169 | 0 | 0 | 0 | 0 | 9.2472 | 0 | 0 | 0 | 0 | 2.3372 | 13.974 | 0 | 0 | 25.5583 | 25.5585 | 25.5583 | 1
PA_5A_SH_2013_NG | 5A | SH | NG | 14124 | ASHRAE30pct-state-5A | HotelSmall | STD2013 | PA-Harrisburg-PA | Zone5A | Zone5A(PA-Harrisburg-PA) | ASHRAE30pct-state-STD2013 | state | PA | 0.0937 | 1 | ASHRAE30pct-state-5A_HotelSmall_STD2013_PA-Harrisburg-PA.table.csv.gz | Small Hotel | Middletown Harrisburg Intl Ap PA USA TMY3 WMO#=725115 | Natural Gas | 102904.5047 | 0 | 0 | 0 | 399495.4379 | 0 | 0 | 0 | 0 | 0 | 0 | 603693.1582 | 0 | 0 | 1106093.1009 | 0 | 1106093.1009 | 0 | 0 | 1029.045 | 0 | 0 | 0 | 3994.9544 | 0 | 0 | 0 | 0 | 0 | 0 | 6036.9316 | 0 | 0 | 11060.931 | 0 | 11060.931 | 0 | 0 | 102.9045 | 0 | 0 | 0 | 399.4954 | 0 | 0 | 0 | 0 | 0 | 0 | 603.6932 | 0 | 0 | 1106.0931 | 0 | 1106.0931 | 0 | 0 | 0 | 0 | 9.2472 | 0 | 0 | 0 | 0 | 2.3819 | 13.9737 | 0 | 0 | 25.6028 | 25.6028 | 25.6028 | 2
RI_5A_SH_2010_EL | 5A | SH | EL | 13035 | ASHRAE30pct-state-5A | HotelSmall | STD2010 | RI-Providence-RI | Zone5A | Zone5A(RI-Providence-RI) | ASHRAE30pct-state-STD2010 | state | RI | 0.1204 | 1.33 | ASHRAE30pct-state-5A_HotelSmall_STD2010_RI-Providence-RI.table.csv.gz | Small Hotel | Providence T F Green State Ar RI USA TMY3 WMO#=725070 | Electricity | 59602.7783 | 63902.7783 | 114002.7787 | 18280.5557 | 164169.4458 | 0 | 77230.5562 | 72.2222 | 0 | 0 | 0 | 0 | 0 | 0 | 497261.1151 | 0 | 497261.1151 | 0 | 0 | 7176.1745 | 7693.8945 | 13725.9346 | 2200.9789 | 19766.0013 | 0 | 9298.559 | 8.6956 | 0 | 0 | 0 | 0 | 0 | 0 | 59870.2383 | 0 | 59870.2383 | 0 | 0 | 203.4224 | 218.0982 | 389.0879 | 62.391 | 560.3052 | 0 | 263.5855 | 0.24649 | 0 | 0 | 0 | 0 | 0 | 0 | 1697.1368 | 0 | 1697.1368 | 0 | 0 | 9.0062 | 1.4442 | 12.9694 | 6.1012 | 0.0057056 | 0 | 5.0483 | 4.7086 | 0 | 0 | 0 | 39.2838 | 39.2838 | 39.2838 | 1
RI_5A_SH_2013_EL | 5A | SH | EL | 14175 | ASHRAE30pct-state-5A | HotelSmall | STD2013 | RI-Providence-RI | Zone5A | Zone5A(RI-Providence-RI) | ASHRAE30pct-state-STD2013 | state | RI | 0.1204 | 1.33 | ASHRAE30pct-state-5A_HotelSmall_STD2013_RI-Providence-RI.table.csv.gz | Small Hotel | Providence T F Green State Ar RI USA TMY3 WMO#=725070 | Electricity | 60630.556 | 53938.8893 | 88608.334 | 18280.5557 | 154908.3346 | 0 | 76444.4451 | 72.2222 | 0 | 0 | 0 | 0 | 0 | 0 | 452886.1147 | 0 | 452883.337 | 2.7778 | 2.7778 | 7299.9189 | 6494.2423 | 10668.4434 | 2200.9789 | 18650.9635 | 0 | 9203.9112 | 8.6956 | 0 | 0 | 0 | 0 | 0 | 0 | 54527.4882 | 0 | 54527.1538 | 0.33444 | 0.33444 | 206.9302 | 184.0918 | 302.4175 | 62.391 | 528.6973 | 0 | 260.9025 | 0.24649 | 0 | 0 | 0 | 0 | 0 | 0 | 1545.6863 | 0 | 1545.6768 | 0.0094805 | 0.0094805 | 7.0001 | 1.4442 | 12.238 | 6.0391 | 0.0057056 | 0 | 4.2612 | 4.7898 | 0 | 0 | 0 | 35.7779 | 35.7781 | 35.7781 | 2
RI_5A_SH_2010_NG | 5A | SH | NG | 13044 | ASHRAE30pct-state-5A | HotelSmall | STD2010 | RI-Providence-RI | Zone5A | Zone5A(RI-Providence-RI) | ASHRAE30pct-state-STD2010 | state | RI | 0.1204 | 1.33 | ASHRAE30pct-state-5A_HotelSmall_STD2010_RI-Providence-RI.table.csv.gz | Small Hotel | Providence T F Green State Ar RI USA TMY3 WMO#=725070 | Natural Gas | 91445.3957 | 0 | 0 | 0 | 399495.4379 | 0 | 0 | 0 | 0 | 0 | 0 | 603721.5928 | 0 | 0 | 1094671.9046 | 0 | 1094662.4264 | 0 | 0 | 1216.2238 | 0 | 0 | 0 | 5313.2893 | 0 | 0 | 0 | 0 | 0 | 0 | 8029.4972 | 0 | 0 | 14559.1363 | 0 | 14559.0103 | 0 | 0 | 91.4454 | 0 | 0 | 0 | 399.4954 | 0 | 0 | 0 | 0 | 0 | 0 | 603.7216 | 0 | 0 | 1094.6719 | 0 | 1094.6624 | 0 | 0 | 0 | 0 | 9.2472 | 0 | 0 | 0 | 0 | 2.1167 | 13.9744 | 0 | 0 | 25.3382 | 25.3385 | 25.3382 | 1
RI_5A_SH_2013_NG | 5A | SH | NG | 14184 | ASHRAE30pct-state-5A | HotelSmall | STD2013 | RI-Providence-RI | Zone5A | Zone5A(RI-Providence-RI) | ASHRAE30pct-state-STD2013 | state | RI | 0.1204 | 1.33 | ASHRAE30pct-state-5A_HotelSmall_STD2013_RI-Providence-RI.table.csv.gz | Small Hotel | Providence T F Green State Ar RI USA TMY3 WMO#=725070 | Natural Gas | 93843.3731 | 0 | 0 | 0 | 399495.4379 | 0 | 0 | 0 | 0 | 0 | 0 | 603712.1146 | 0 | 0 | 1097050.9255 | 0 | 1097050.9255 | 0 | 0 | 1248.1169 | 0 | 0 | 0 | 5313.2893 | 0 | 0 | 0 | 0 | 0 | 0 | 8029.3711 | 0 | 0 | 14590.7773 | 0 | 14590.7773 | 0 | 0 | 93.8434 | 0 | 0 | 0 | 399.4954 | 0 | 0 | 0 | 0 | 0 | 0 | 603.7121 | 0 | 0 | 1097.0509 | 0 | 1097.0509 | 0 | 0 | 0 | 0 | 9.2472 | 0 | 0 | 0 | 0 | 2.1722 | 13.9742 | 0 | 0 | 25.3935 | 25.3935 | 25.3935 | 2
SD_5A_SH_2010_EL | 5A | SH | EL | 13095 | ASHRAE30pct-state-5A | HotelSmall | STD2010 | SD-SiouxCity-IA | Zone5A | Zone5A(SD-SiouxCity-IA) | ASHRAE30pct-state-STD2010 | state | SD | 0.0801 | 0.63 | ASHRAE30pct-state-5A_HotelSmall_STD2010_SD-SiouxCity-IA.table.csv.gz | Small Hotel | Sioux City Sioux Gateway Ap IA USA TMY3 WMO#=725570 | Electricity | 94308.3341 | 71033.3339 | 114066.6676 | 18255.5557 | 164169.4458 | 0 | 78308.334 | 72.2222 | 0 | 0 | 0 | 0 | 0 | 0 | 540211.1154 | 0 | 540213.8932 | -2.7778 | -2.7778 | 7554.0976 | 5689.77 | 9136.7401 | 1462.27 | 13149.9726 | 0 | 6272.4976 | 5.785 | 0 | 0 | 0 | 0 | 0 | 0 | 43270.9103 | 0 | 43271.1328 | -0.2225 | -0.2225 | 321.8714 | 242.4346 | 389.306 | 62.3056 | 560.3052 | 0 | 267.2639 | 0.24649 | 0 | 0 | 0 | 0 | 0 | 0 | 1843.7238 | 0 | 1843.7333 | -0.0094805 | -0.0094805 | 9.0113 | 1.4422 | 12.9692 | 6.1864 | 0.0057056 | 0 | 5.6117 | 7.4504 | 0 | 0 | 0 | 42.677 | 42.6768 | 42.6768 | 1
SD_5A_SH_2013_EL | 5A | SH | EL | 14235 | ASHRAE30pct-state-5A | HotelSmall | STD2013 | SD-SiouxCity-IA | Zone5A | Zone5A(SD-SiouxCity-IA) | ASHRAE30pct-state-STD2013 | state | SD | 0.0801 | 0.63 | ASHRAE30pct-state-5A_HotelSmall_STD2013_SD-SiouxCity-IA.table.csv.gz | Small Hotel | Sioux City Sioux Gateway Ap IA USA TMY3 WMO#=725570 | Electricity | 94458.3341 | 60766.6672 | 88758.334 | 18255.5557 | 154908.3346 | 0 | 77600.0006 | 72.2222 | 0 | 0 | 0 | 0 | 0 | 0 | 494816.6706 | 0 | 494819.4484 | -2.7778 | -2.7778 | 7566.1126 | 4867.41 | 7109.5426 | 1462.27 | 12408.1576 | 0 | 6215.76 | 5.785 | 0 | 0 | 0 | 0 | 0 | 0 | 39634.8153 | 0 | 39635.0378 | -0.2225 | -0.2225 | 322.3834 | 207.3948 | 302.9294 | 62.3056 | 528.6973 | 0 | 264.8464 | 0.24649 | 0 | 0 | 0 | 0 | 0 | 0 | 1688.794 | 0 | 1688.8034 | -0.0094805 | -0.0094805 | 7.0119 | 1.4422 | 12.2376 | 6.1304 | 0.0057056 | 0 | 4.8006 | 7.4622 | 0 | 0 | 0 | 39.0909 | 39.0906 | 39.0906 | 2
SD_5A_SH_2010_NG | 5A | SH | NG | 13104 | ASHRAE30pct-state-5A | HotelSmall | STD2010 | SD-SiouxCity-IA | Zone5A | Zone5A(SD-SiouxCity-IA) | ASHRAE30pct-state-STD2010 | state | SD | 0.0801 | 0.63 | ASHRAE30pct-state-5A_HotelSmall_STD2010_SD-SiouxCity-IA.table.csv.gz | Small Hotel | Sioux City Sioux Gateway Ap IA USA TMY3 WMO#=725570 | Natural Gas | 123263.6165 | 0 | 0 | 0 | 399495.4379 | 0 | 0 | 0 | 0 | 0 | 0 | 603806.8963 | 0 | 0 | 1126565.9507 | 0 | 1126565.9507 | 0 | 0 | 776.5608 | 0 | 0 | 0 | 2516.8213 | 0 | 0 | 0 | 0 | 0 | 0 | 3803.9834 | 0 | 0 | 7097.3655 | 0 | 7097.3655 | 0 | 0 | 123.2636 | 0 | 0 | 0 | 399.4954 | 0 | 0 | 0 | 0 | 0 | 0 | 603.8069 | 0 | 0 | 1126.566 | 0 | 1126.566 | 0 | 0 | 0 | 0 | 9.2472 | 0 | 0 | 0 | 0 | 2.8532 | 13.9764 | 0 | 0 | 26.0767 | 26.0767 | 26.0767 | 1
SD_5A_SH_2013_NG | 5A | SH | NG | 14244 | ASHRAE30pct-state-5A | HotelSmall | STD2013 | SD-SiouxCity-IA | Zone5A | Zone5A(SD-SiouxCity-IA) | ASHRAE30pct-state-STD2013 | state | SD | 0.0801 | 0.63 | ASHRAE30pct-state-5A_HotelSmall_STD2013_SD-SiouxCity-IA.table.csv.gz | Small Hotel | Sioux City Sioux Gateway Ap IA USA TMY3 WMO#=725570 | Natural Gas | 125083.4253 | 0 | 0 | 0 | 399495.4379 | 0 | 0 | 0 | 0 | 0 | 0 | 603787.94 | 0 | 0 | 1128366.8032 | 0 | 1128366.8032 | 0 | 0 | 788.0256 | 0 | 0 | 0 | 2516.8213 | 0 | 0 | 0 | 0 | 0 | 0 | 3803.864 | 0 | 0 | 7108.7109 | 0 | 7108.7109 | 0 | 0 | 125.0834 | 0 | 0 | 0 | 399.4954 | 0 | 0 | 0 | 0 | 0 | 0 | 603.7879 | 0 | 0 | 1128.3668 | 0 | 1128.3668 | 0 | 0 | 0 | 0 | 9.2472 | 0 | 0 | 0 | 0 | 2.8953 | 13.9759 | 0 | 0 | 26.1184 | 26.1184 | 26.1184 | 2
WV_5A_SH_2010_EL | 5A | SH | EL | 13155 | ASHRAE30pct-state-5A | HotelSmall | STD2010 | WV-Elkins-WV | Zone5A | Zone5A(WV-Elkins-WV) | ASHRAE30pct-state-STD2010 | state | WV | 0.0842 | 0.92 | ASHRAE30pct-state-5A_HotelSmall_STD2010_WV-Elkins-WV.table.csv.gz | Small Hotel | Elkins Elkins Randolph Co Arp WV USA TMY3 WMO#=724170 | Electricity | 53550.0004 | 62505.5561 | 113963.8898 | 18280.5557 | 164169.4458 | 0 | 77891.6673 | 72.2222 | 0 | 0 | 0 | 0 | 0 | 0 | 490430.5595 | 0 | 490433.3373 | -2.7778 | -2.7778 | 4508.91 | 5262.9678 | 9595.7595 | 1539.2228 | 13823.0673 | 0 | 6558.4784 | 6.0811 | 0 | 0 | 0 | 0 | 0 | 0 | 41294.2531 | 0 | 41294.487 | -0.23389 | -0.23389 | 182.7645 | 213.3295 | 388.9552 | 62.391 | 560.3052 | 0 | 265.8418 | 0.24649 | 0 | 0 | 0 | 0 | 0 | 0 | 1673.8243 | 0 | 1673.8338 | -0.0094805 | -0.0094805 | 9.0032 | 1.4442 | 12.9692 | 6.1535 | 0.0057056 | 0 | 4.938 | 4.2305 | 0 | 0 | 0 | 38.7444 | 38.7441 | 38.7441 | 1
WV_5A_SH_2013_EL | 5A | SH | EL | 14295 | ASHRAE30pct-state-5A | HotelSmall | STD2013 | WV-Elkins-WV | Zone5A | Zone5A(WV-Elkins-WV) | ASHRAE30pct-state-STD2013 | state | WV | 0.0842 | 0.92 | ASHRAE30pct-state-5A_HotelSmall_STD2013_WV-Elkins-WV.table.csv.gz | Small Hotel | Elkins Elkins Randolph Co Arp WV USA TMY3 WMO#=724170 | Electricity | 53486.1115 | 52538.8893 | 88608.334 | 18280.5557 | 154908.3346 | 0 | 77138.8895 | 72.2222 | 0 | 0 | 0 | 0 | 0 | 0 | 445033.3369 | 0 | 445033.3369 | 0 | 0 | 4503.5306 | 4423.7745 | 7460.8217 | 1539.2228 | 13043.2818 | 0 | 6495.0945 | 6.0811 | 0 | 0 | 0 | 0 | 0 | 0 | 37471.807 | 0 | 37471.807 | 0 | 0 | 182.5464 | 179.3136 | 302.4175 | 62.391 | 528.6973 | 0 | 263.2726 | 0.24649 | 0 | 0 | 0 | 0 | 0 | 0 | 1518.885 | 0 | 1518.885 | 0 | 0 | 7.0001 | 1.4442 | 12.2378 | 6.094 | 0.0057056 | 0 | 4.1506 | 4.2254 | 0 | 0 | 0 | 35.1577 | 35.1577 | 35.1577 | 2
WV_5A_SH_2010_NG | 5A | SH | NG | 13164 | ASHRAE30pct-state-5A | HotelSmall | STD2010 | WV-Elkins-WV | Zone5A | Zone5A(WV-Elkins-WV) | ASHRAE30pct-state-STD2010 | state | WV | 0.0842 | 0.92 | ASHRAE30pct-state-5A_HotelSmall_STD2010_WV-Elkins-WV.table.csv.gz | Small Hotel | Elkins Elkins Randolph Co Arp WV USA TMY3 WMO#=724170 | Natural Gas | 82289.4824 | 0 | 0 | 0 | 399495.4379 | 0 | 0 | 0 | 0 | 0 | 0 | 603655.2456 | 0 | 0 | 1085440.1658 | 0 | 1085440.1658 | 0 | 0 | 757.0632 | 0 | 0 | 0 | 3675.358 | 0 | 0 | 0 | 0 | 0 | 0 | 5553.6283 | 0 | 0 | 9986.0495 | 0 | 9986.0495 | 0 | 0 | 82.2895 | 0 | 0 | 0 | 399.4954 | 0 | 0 | 0 | 0 | 0 | 0 | 603.6552 | 0 | 0 | 1085.4402 | 0 | 1085.4402 | 0 | 0 | 0 | 0 | 9.2472 | 0 | 0 | 0 | 0 | 1.9048 | 13.9729 | 0 | 0 | 25.1248 | 25.1248 | 25.1248 | 1
WV_5A_SH_2013_NG | 5A | SH | NG | 14304 | ASHRAE30pct-state-5A | HotelSmall | STD2013 | WV-Elkins-WV | Zone5A | Zone5A(WV-Elkins-WV) | ASHRAE30pct-state-STD2013 | state | WV | 0.0842 | 0.92 | ASHRAE30pct-state-5A_HotelSmall_STD2013_WV-Elkins-WV.table.csv.gz | Small Hotel | Elkins Elkins Randolph Co Arp WV USA TMY3 WMO#=724170 | Natural Gas | 84308.3328 | 0 | 0 | 0 | 399495.4379 | 0 | 0 | 0 | 0 | 0 | 0 | 603636.2892 | 0 | 0 | 1087440.0599 | 0 | 1087440.0599 | 0 | 0 | 775.6367 | 0 | 0 | 0 | 3675.358 | 0 | 0 | 0 | 0 | 0 | 0 | 5553.4539 | 0 | 0 | 10004.4486 | 0 | 10004.4486 | 0 | 0 | 84.3083 | 0 | 0 | 0 | 399.4954 | 0 | 0 | 0 | 0 | 0 | 0 | 603.6363 | 0 | 0 | 1087.4401 | 0 | 1087.4401 | 0 | 0 | 0 | 0 | 9.2472 | 0 | 0 | 0 | 0 | 1.9515 | 13.9724 | 0 | 0 | 25.1711 | 25.1711 | 25.1711 | 2
AZ_5B_SH_2010_EL | 5B | SH | EL | 14955 | ASHRAE30pct-state-5B | HotelSmall | STD2010 | AZ-Winslow-AZ | Zone5B | Zone5B(AZ-Winslow-AZ) | ASHRAE30pct-state-STD2010 | state | AZ | 0.0954 | 0.95 | ASHRAE30pct-state-5B_HotelSmall_STD2010_AZ-Winslow-AZ.table.csv.gz | Small Hotel | Winslow Municipal Ap AZ USA TMY3 WMO#=723740 | Electricity | 24736.1113 | 79827.7784 | 114175.0009 | 18283.3335 | 164169.4458 | 0 | 80902.7784 | 72.2222 | 0 | 0 | 0 | 0 | 0 | 0 | 482163.8927 | 0 | 482166.6705 | -2.7778 | -2.7778 | 2359.825 | 7615.5701 | 10892.2951 | 1744.23 | 15661.7651 | 0 | 7718.1251 | 6.89 | 0 | 0 | 0 | 0 | 0 | 0 | 45998.4354 | 0 | 45998.7004 | -0.265 | -0.265 | 84.4236 | 272.4497 | 389.6757 | 62.4005 | 560.3052 | 0 | 276.1187 | 0.24649 | 0 | 0 | 0 | 0 | 0 | 0 | 1645.6104 | 0 | 1645.6199 | -0.0094805 | -0.0094805 | 9.0199 | 1.4444 | 12.9692 | 6.3913 | 0.0057056 | 0 | 6.3064 | 1.9542 | 0 | 0 | 0 | 38.0913 | 38.0911 | 38.0911 | 1
AZ_5B_SH_2013_EL | 5B | SH | EL | 15555 | ASHRAE30pct-state-5B | HotelSmall | STD2013 | AZ-Winslow-AZ | Zone5B | Zone5B(AZ-Winslow-AZ) | ASHRAE30pct-state-STD2013 | state | AZ | 0.0954 | 0.95 | ASHRAE30pct-state-5B_HotelSmall_STD2013_AZ-Winslow-AZ.table.csv.gz | Small Hotel | Winslow Municipal Ap AZ USA TMY3 WMO#=723740 | Electricity | 24244.4446 | 68686.1117 | 89075.0007 | 18283.3335 | 154908.3346 | 0 | 80061.1118 | 72.2222 | 0 | 0 | 0 | 0 | 0 | 0 | 435330.559 | 0 | 435330.559 | 0 | 0 | 2312.92 | 6552.6551 | 8497.7551 | 1744.23 | 14778.2551 | 0 | 7637.8301 | 6.89 | 0 | 0 | 0 | 0 | 0 | 0 | 41530.5353 | 0 | 41530.5353 | 0 | 0 | 82.7455 | 234.4236 | 304.0102 | 62.4005 | 528.6973 | 0 | 273.2461 | 0.24649 | 0 | 0 | 0 | 0 | 0 | 0 | 1485.7697 | 0 | 1485.7697 | 0 | 0 | 7.0369 | 1.4444 | 12.2378 | 6.3248 | 0.0057056 | 0 | 5.4262 | 1.9153 | 0 | 0 | 0 | 34.3912 | 34.3912 | 34.3912 | 2
AZ_5B_SH_2010_NG | 5B | SH | NG | 14964 | ASHRAE30pct-state-5B | HotelSmall | STD2010 | AZ-Winslow-AZ | Zone5B | Zone5B(AZ-Winslow-AZ) | ASHRAE30pct-state-STD2010 | state | AZ | 0.0954 | 0.95 | ASHRAE30pct-state-5B_HotelSmall_STD2010_AZ-Winslow-AZ.table.csv.gz | Small Hotel | Winslow Municipal Ap AZ USA TMY3 WMO#=723740 | Natural Gas | 37040.693 | 0 | 0 | 0 | 399495.4379 | 0 | 0 | 0 | 0 | 0 | 0 | 596812.006 | 0 | 0 | 1033348.1369 | 0 | 1033348.1369 | 0 | 0 | 351.8866 | 0 | 0 | 0 | 3795.2067 | 0 | 0 | 0 | 0 | 0 | 0 | 5669.7141 | 0 | 0 | 9816.8073 | 0 | 9816.8073 | 0 | 0 | 37.0407 | 0 | 0 | 0 | 399.4954 | 0 | 0 | 0 | 0 | 0 | 0 | 596.812 | 0 | 0 | 1033.3481 | 0 | 1033.3481 | 0 | 0 | 0 | 0 | 9.2472 | 0 | 0 | 0 | 0 | 0.85738 | 13.8145 | 0 | 0 | 23.919 | 23.919 | 23.919 | 1
AZ_5B_SH_2013_NG | 5B | SH | NG | 15564 | ASHRAE30pct-state-5B | HotelSmall | STD2013 | AZ-Winslow-AZ | Zone5B | Zone5B(AZ-Winslow-AZ) | ASHRAE30pct-state-STD2013 | state | AZ | 0.0954 | 0.95 | ASHRAE30pct-state-5B_HotelSmall_STD2013_AZ-Winslow-AZ.table.csv.gz | Small Hotel | Winslow Municipal Ap AZ USA TMY3 WMO#=723740 | Natural Gas | 38263.3771 | 0 | 0 | 0 | 399495.4379 | 0 | 0 | 0 | 0 | 0 | 0 | 596821.4841 | 0 | 0 | 1034580.2992 | 0 | 1034580.2992 | 0 | 0 | 363.5021 | 0 | 0 | 0 | 3795.2067 | 0 | 0 | 0 | 0 | 0 | 0 | 5669.8041 | 0 | 0 | 9828.5128 | 0 | 9828.5128 | 0 | 0 | 38.2634 | 0 | 0 | 0 | 399.4954 | 0 | 0 | 0 | 0 | 0 | 0 | 596.8215 | 0 | 0 | 1034.5803 | 0 | 1034.5803 | 0 | 0 | 0 | 0 | 9.2472 | 0 | 0 | 0 | 0 | 0.88569 | 13.8147 | 0 | 0 | 23.9475 | 23.9475 | 23.9475 | 2
CA_5B_SH_2010_EL | 5B | SH | EL | 15015 | ASHRAE30pct-state-5B | HotelSmall | STD2010 | CA-Reno-NV | Zone5B | Zone5B(CA-Reno-NV) | ASHRAE30pct-state-STD2010 | state | CA | 0.136 | 0.7 | ASHRAE30pct-state-5B_HotelSmall_STD2010_CA-Reno-NV.table.csv.gz | Small Hotel | Reno Tahoe International Ap NV USA TMY3 WMO#=724880 | Electricity | 34180.5558 | 64605.5561 | 114136.112 | 18258.3335 | 164169.4458 | 0 | 80397.2229 | 72.2222 | 0 | 0 | 0 | 0 | 0 | 0 | 475819.4483 | 0 | 475819.4483 | 0 | 0 | 4648.5556 | 8786.3556 | 15522.5112 | 2483.1334 | 22327.0446 | 0 | 10934.0223 | 9.8222 | 0 | 0 | 0 | 0 | 0 | 0 | 64711.445 | 0 | 64711.445 | 0 | 0 | 116.6572 | 220.4968 | 389.543 | 62.3151 | 560.3052 | 0 | 274.3932 | 0.24649 | 0 | 0 | 0 | 0 | 0 | 0 | 1623.957 | 0 | 1623.957 | 0 | 0 | 9.0168 | 1.4424 | 12.9694 | 6.3514 | 0.0057056 | 0 | 5.1039 | 2.7003 | 0 | 0 | 0 | 37.5899 | 37.5899 | 37.5899 | 1
CA_5B_SH_2013_EL | 5B | SH | EL | 15615 | ASHRAE30pct-state-5B | HotelSmall | STD2013 | CA-Reno-NV | Zone5B | Zone5B(CA-Reno-NV) | ASHRAE30pct-state-STD2013 | state | CA | 0.136 | 0.7 | ASHRAE30pct-state-5B_HotelSmall_STD2013_CA-Reno-NV.table.csv.gz | Small Hotel | Reno Tahoe International Ap NV USA TMY3 WMO#=724880 | Electricity | 33638.8892 | 55272.2227 | 88888.8896 | 18258.3335 | 154908.3346 | 0 | 79613.8895 | 72.2222 | 0 | 0 | 0 | 0 | 0 | 0 | 430650.0034 | 0 | 430652.7812 | -2.7778 | -2.7778 | 4574.8889 | 7517.0223 | 12088.889 | 2483.1334 | 21067.5335 | 0 | 10827.489 | 9.8222 | 0 | 0 | 0 | 0 | 0 | 0 | 58568.4005 | 0 | 58568.7782 | -0.37778 | -0.37778 | 114.8085 | 188.6424 | 303.375 | 62.3151 | 528.6973 | 0 | 271.7197 | 0.24649 | 0 | 0 | 0 | 0 | 0 | 0 | 1469.7951 | 0 | 1469.8046 | -0.0094805 | -0.0094805 | 7.0222 | 1.4424 | 12.2376 | 6.2895 | 0.0057056 | 0 | 4.3665 | 2.6575 | 0 | 0 | 0 | 34.0217 | 34.0215 | 34.0215 | 2
CA_5B_SH_2010_NG | 5B | SH | NG | 15024 | ASHRAE30pct-state-5B | HotelSmall | STD2010 | CA-Reno-NV | Zone5B | Zone5B(CA-Reno-NV) | ASHRAE30pct-state-STD2010 | state | CA | 0.136 | 0.7 | ASHRAE30pct-state-5B_HotelSmall_STD2010_CA-Reno-NV.table.csv.gz | Small Hotel | Reno Tahoe International Ap NV USA TMY3 WMO#=724880 | Natural Gas | 51049.4301 | 0 | 0 | 0 | 399495.4379 | 0 | 0 | 0 | 0 | 0 | 0 | 596954.1785 | 0 | 0 | 1047499.0465 | 0 | 1047499.0465 | 0 | 0 | 357.346 | 0 | 0 | 0 | 2796.4681 | 0 | 0 | 0 | 0 | 0 | 0 | 4178.6792 | 0 | 0 | 7332.4933 | 0 | 7332.4933 | 0 | 0 | 51.0494 | 0 | 0 | 0 | 399.4954 | 0 | 0 | 0 | 0 | 0 | 0 | 596.9542 | 0 | 0 | 1047.499 | 0 | 1047.499 | 0 | 0 | 0 | 0 | 9.2472 | 0 | 0 | 0 | 0 | 1.1816 | 13.8177 | 0 | 0 | 24.2465 | 24.2465 | 24.2465 | 1
CA_5B_SH_2013_NG | 5B | SH | NG | 15624 | ASHRAE30pct-state-5B | HotelSmall | STD2013 | CA-Reno-NV | Zone5B | Zone5B(CA-Reno-NV) | ASHRAE30pct-state-STD2013 | state | CA | 0.136 | 0.7 | ASHRAE30pct-state-5B_HotelSmall_STD2013_CA-Reno-NV.table.csv.gz | Small Hotel | Reno Tahoe International Ap NV USA TMY3 WMO#=724880 | Natural Gas | 52764.9791 | 0 | 0 | 0 | 399495.4379 | 0 | 0 | 0 | 0 | 0 | 0 | 596944.7003 | 0 | 0 | 1049214.5955 | 0 | 1049205.1173 | 0 | 0 | 369.3549 | 0 | 0 | 0 | 2796.4681 | 0 | 0 | 0 | 0 | 0 | 0 | 4178.6129 | 0 | 0 | 7344.5022 | 0 | 7344.4358 | 0 | 0 | 52.765 | 0 | 0 | 0 | 399.4954 | 0 | 0 | 0 | 0 | 0 | 0 | 596.9447 | 0 | 0 | 1049.2146 | 0 | 1049.2051 | 0 | 0 | 0 | 0 | 9.2472 | 0 | 0 | 0 | 0 | 1.2214 | 13.8175 | 0 | 0 | 24.286 | 24.2863 | 24.286 | 2
CO_5B_SH_2010_EL | 5B | SH | EL | 15075 | ASHRAE30pct-state-5B | HotelSmall | STD2010 | CO-ColoradoSprings-CO | Zone5B | Zone5B(CO-ColoradoSprings-CO) | ASHRAE30pct-state-STD2010 | state | CO | 0.0934 | 0.73 | ASHRAE30pct-state-5B_HotelSmall_STD2010_CO-ColoradoSprings-CO.table.csv.gz | Small Hotel | Colorado Springs Muni Ap CO USA TMY3 WMO#=724660 | Electricity | 43027.7781 | 61058.3338 | 114116.6676 | 18261.1113 | 164169.4458 | 0 | 81461.1118 | 72.2222 | 0 | 0 | 0 | 0 | 0 | 0 | 482163.8927 | 0 | 482166.6705 | -2.7778 | -2.7778 | 4018.7945 | 5702.8484 | 10658.4968 | 1705.5878 | 15333.4262 | 0 | 7608.4678 | 6.7456 | 0 | 0 | 0 | 0 | 0 | 0 | 45034.1076 | 0 | 45034.367 | -0.25944 | -0.25944 | 146.8525 | 208.3902 | 389.4766 | 62.3246 | 560.3052 | 0 | 278.0242 | 0.24649 | 0 | 0 | 0 | 0 | 0 | 0 | 1645.6104 | 0 | 1645.6199 | -0.0094805 | -0.0094805 | 9.0152 | 1.4426 | 12.9692 | 6.4354 | 0.0057056 | 0 | 4.8236 | 3.3992 | 0 | 0 | 0 | 38.0913 | 38.0911 | 38.0911 | 1
CO_5B_SH_2013_EL | 5B | SH | EL | 15675 | ASHRAE30pct-state-5B | HotelSmall | STD2013 | CO-ColoradoSprings-CO | Zone5B | Zone5B(CO-ColoradoSprings-CO) | ASHRAE30pct-state-STD2013 | state | CO | 0.0934 | 0.73 | ASHRAE30pct-state-5B_HotelSmall_STD2013_CO-ColoradoSprings-CO.table.csv.gz | Small Hotel | Colorado Springs Muni Ap CO USA TMY3 WMO#=724660 | Electricity | 42786.1115 | 51627.7782 | 88844.4452 | 18261.1113 | 154908.3346 | 0 | 80658.334 | 72.2222 | 0 | 0 | 0 | 0 | 0 | 0 | 437155.5591 | 0 | 437158.3368 | -2.7778 | -2.7778 | 3996.2228 | 4822.0345 | 8298.0712 | 1705.5878 | 14468.4384 | 0 | 7533.4884 | 6.7456 | 0 | 0 | 0 | 0 | 0 | 0 | 40830.3292 | 0 | 40830.5887 | -0.25944 | -0.25944 | 146.0277 | 176.204 | 303.2233 | 62.3246 | 528.6973 | 0 | 275.2844 | 0.24649 | 0 | 0 | 0 | 0 | 0 | 0 | 1491.9984 | 0 | 1492.0079 | -0.0094805 | -0.0094805 | 7.0187 | 1.4426 | 12.2376 | 6.372 | 0.0057056 | 0 | 4.0786 | 3.3801 | 0 | 0 | 0 | 34.5356 | 34.5354 | 34.5354 | 2
CO_5B_SH_2010_NG | 5B | SH | NG | 15084 | ASHRAE30pct-state-5B | HotelSmall | STD2010 | CO-ColoradoSprings-CO | Zone5B | Zone5B(CO-ColoradoSprings-CO) | ASHRAE30pct-state-STD2010 | state | CO | 0.0934 | 0.73 | ASHRAE30pct-state-5B_HotelSmall_STD2010_CO-ColoradoSprings-CO.table.csv.gz | Small Hotel | Colorado Springs Muni Ap CO USA TMY3 WMO#=724660 | Natural Gas | 56831.1145 | 0 | 0 | 0 | 399495.4379 | 0 | 0 | 0 | 0 | 0 | 0 | 597058.4384 | 0 | 0 | 1053384.9908 | 0 | 1053384.9908 | 0 | 0 | 414.8671 | 0 | 0 | 0 | 2916.3167 | 0 | 0 | 0 | 0 | 0 | 0 | 4358.5266 | 0 | 0 | 7689.7104 | 0 | 7689.7104 | 0 | 0 | 56.8311 | 0 | 0 | 0 | 399.4954 | 0 | 0 | 0 | 0 | 0 | 0 | 597.0584 | 0 | 0 | 1053.385 | 0 | 1053.385 | 0 | 0 | 0 | 0 | 9.2472 | 0 | 0 | 0 | 0 | 1.3155 | 13.8202 | 0 | 0 | 24.3828 | 24.3828 | 24.3828 | 1
CO_5B_SH_2013_NG | 5B | SH | NG | 15684 | ASHRAE30pct-state-5B | HotelSmall | STD2013 | CO-ColoradoSprings-CO | Zone5B | Zone5B(CO-ColoradoSprings-CO) | ASHRAE30pct-state-STD2013 | state | CO | 0.0934 | 0.73 | ASHRAE30pct-state-5B_HotelSmall_STD2013_CO-ColoradoSprings-CO.table.csv.gz | Small Hotel | Colorado Springs Muni Ap CO USA TMY3 WMO#=724660 | Natural Gas | 58660.4016 | 0 | 0 | 0 | 399495.4379 | 0 | 0 | 0 | 0 | 0 | 0 | 597067.9166 | 0 | 0 | 1055214.2779 | 0 | 1055223.756 | 0 | 0 | 428.2209 | 0 | 0 | 0 | 2916.3167 | 0 | 0 | 0 | 0 | 0 | 0 | 4358.5958 | 0 | 0 | 7703.0642 | 0 | 7703.1334 | 0 | 0 | 58.6604 | 0 | 0 | 0 | 399.4954 | 0 | 0 | 0 | 0 | 0 | 0 | 597.0679 | 0 | 0 | 1055.2143 | 0 | 1055.2238 | 0 | 0 | 0 | 0 | 9.2472 | 0 | 0 | 0 | 0 | 1.3578 | 13.8204 | 0 | 0 | 24.4253 | 24.4251 | 24.4253 | 2
ID_5B_SH_2010_EL | 5B | SH | EL | 15135 | ASHRAE30pct-state-5B | HotelSmall | STD2010 | ID-Boise-ID | Zone5B | Zone5B(ID-Boise-ID) | ASHRAE30pct-state-STD2010 | state | ID | 0.0683 | 0.73 | ASHRAE30pct-state-5B_HotelSmall_STD2010_ID-Boise-ID.table.csv.gz | Small Hotel | Boise Air Terminal Uo ID USA TMY3 WMO#=726810 | Electricity | 39305.5559 | 60622.2227 | 114155.5565 | 18252.7779 | 164169.4458 | 0 | 79386.1117 | 72.2222 | 0 | 0 | 0 | 0 | 0 | 0 | 475963.8927 | 0 | 475963.8927 | 0 | 0 | 2684.5695 | 4140.4978 | 7796.8245 | 1246.6647 | 11212.7731 | 0 | 5422.0714 | 4.9328 | 0 | 0 | 0 | 0 | 0 | 0 | 32508.3339 | 0 | 32508.3339 | 0 | 0 | 134.1486 | 206.9018 | 389.6094 | 62.2962 | 560.3052 | 0 | 270.9423 | 0.24649 | 0 | 0 | 0 | 0 | 0 | 0 | 1624.45 | 0 | 1624.45 | 0 | 0 | 9.0183 | 1.442 | 12.9694 | 6.2715 | 0.0057056 | 0 | 4.7892 | 3.1051 | 0 | 0 | 0 | 37.6013 | 37.6013 | 37.6013 | 1
ID_5B_SH_2013_EL | 5B | SH | EL | 15735 | ASHRAE30pct-state-5B | HotelSmall | STD2013 | ID-Boise-ID | Zone5B | Zone5B(ID-Boise-ID) | ASHRAE30pct-state-STD2013 | state | ID | 0.0683 | 0.73 | ASHRAE30pct-state-5B_HotelSmall_STD2013_ID-Boise-ID.table.csv.gz | Small Hotel | Boise Air Terminal Uo ID USA TMY3 WMO#=726810 | Electricity | 39566.667 | 51847.2226 | 89113.8896 | 18252.7779 | 154908.3346 | 0 | 78597.2229 | 72.2222 | 0 | 0 | 0 | 0 | 0 | 0 | 432355.559 | 0 | 432358.3368 | -2.7778 | -2.7778 | 2702.4034 | 3541.1653 | 6086.4787 | 1246.6647 | 10580.2393 | 0 | 5368.1903 | 4.9328 | 0 | 0 | 0 | 0 | 0 | 0 | 29529.8847 | 0 | 29530.0744 | -0.18972 | -0.18972 | 135.0398 | 176.953 | 304.1429 | 62.2962 | 528.6973 | 0 | 268.2499 | 0.24649 | 0 | 0 | 0 | 0 | 0 | 0 | 1475.6161 | 0 | 1475.6256 | -0.0094805 | -0.0094805 | 7.04 | 1.442 | 12.2376 | 6.2092 | 0.0057056 | 0 | 4.0959 | 3.1258 | 0 | 0 | 0 | 34.1564 | 34.1562 | 34.1562 | 2
ID_5B_SH_2010_NG | 5B | SH | NG | 15144 | ASHRAE30pct-state-5B | HotelSmall | STD2010 | ID-Boise-ID | Zone5B | Zone5B(ID-Boise-ID) | ASHRAE30pct-state-STD2010 | state | ID | 0.0683 | 0.73 | ASHRAE30pct-state-5B_HotelSmall_STD2010_ID-Boise-ID.table.csv.gz | Small Hotel | Boise Air Terminal Uo ID USA TMY3 WMO#=726810 | Natural Gas | 59892.5638 | 0 | 0 | 0 | 399495.4379 | 0 | 0 | 0 | 0 | 0 | 0 | 597020.5257 | 0 | 0 | 1056408.5274 | 0 | 1056408.5274 | 0 | 0 | 437.2157 | 0 | 0 | 0 | 2916.3167 | 0 | 0 | 0 | 0 | 0 | 0 | 4358.2498 | 0 | 0 | 7711.7823 | 0 | 7711.7823 | 0 | 0 | 59.8926 | 0 | 0 | 0 | 399.4954 | 0 | 0 | 0 | 0 | 0 | 0 | 597.0205 | 0 | 0 | 1056.4085 | 0 | 1056.4085 | 0 | 0 | 0 | 0 | 9.2472 | 0 | 0 | 0 | 0 | 1.3863 | 13.8193 | 0 | 0 | 24.4528 | 24.4528 | 24.4528 | 1
ID_5B_SH_2013_NG | 5B | SH | NG | 15744 | ASHRAE30pct-state-5B | HotelSmall | STD2013 | ID-Boise-ID | Zone5B | Zone5B(ID-Boise-ID) | ASHRAE30pct-state-STD2013 | state | ID | 0.0683 | 0.73 | ASHRAE30pct-state-5B_HotelSmall_STD2013_ID-Boise-ID.table.csv.gz | Small Hotel | Boise Air Terminal Uo ID USA TMY3 WMO#=726810 | Natural Gas | 61816.6326 | 0 | 0 | 0 | 399495.4379 | 0 | 0 | 0 | 0 | 0 | 0 | 597030.0039 | 0 | 0 | 1058342.0744 | 0 | 1058342.0744 | 0 | 0 | 451.2614 | 0 | 0 | 0 | 2916.3167 | 0 | 0 | 0 | 0 | 0 | 0 | 4358.319 | 0 | 0 | 7725.8971 | 0 | 7725.8971 | 0 | 0 | 61.8166 | 0 | 0 | 0 | 399.4954 | 0 | 0 | 0 | 0 | 0 | 0 | 597.03 | 0 | 0 | 1058.3421 | 0 | 1058.3421 | 0 | 0 | 0 | 0 | 9.2472 | 0 | 0 | 0 | 0 | 1.4309 | 13.8195 | 0 | 0 | 24.4975 | 24.4975 | 24.4975 | 2
NM_5B_SH_2010_EL | 5B | SH | EL | 15195 | ASHRAE30pct-state-5B | HotelSmall | STD2010 | NM-Winslow-AZ | Zone5B | Zone5B(NM-Winslow-AZ) | ASHRAE30pct-state-STD2010 | state | NM | 0.093 | 0.62 | ASHRAE30pct-state-5B_HotelSmall_STD2010_NM-Winslow-AZ.table.csv.gz | Small Hotel | Winslow Municipal Ap AZ USA TMY3 WMO#=723740 | Electricity | 24736.1113 | 79827.7784 | 114175.0009 | 18283.3335 | 164169.4458 | 0 | 80902.7784 | 72.2222 | 0 | 0 | 0 | 0 | 0 | 0 | 482163.8927 | 0 | 482166.6705 | -2.7778 | -2.7778 | 2300.4584 | 7423.9834 | 10618.2751 | 1700.35 | 15267.7585 | 0 | 7523.9584 | 6.7167 | 0 | 0 | 0 | 0 | 0 | 0 | 44841.242 | 0 | 44841.5004 | -0.25833 | -0.25833 | 84.4236 | 272.4497 | 389.6757 | 62.4005 | 560.3052 | 0 | 276.1187 | 0.24649 | 0 | 0 | 0 | 0 | 0 | 0 | 1645.6104 | 0 | 1645.6199 | -0.0094805 | -0.0094805 | 9.0199 | 1.4444 | 12.9692 | 6.3913 | 0.0057056 | 0 | 6.3064 | 1.9542 | 0 | 0 | 0 | 38.0913 | 38.0911 | 38.0911 | 1
NM_5B_SH_2013_EL | 5B | SH | EL | 15795 | ASHRAE30pct-state-5B | HotelSmall | STD2013 | NM-Winslow-AZ | Zone5B | Zone5B(NM-Winslow-AZ) | ASHRAE30pct-state-STD2013 | state | NM | 0.093 | 0.62 | ASHRAE30pct-state-5B_HotelSmall_STD2013_NM-Winslow-AZ.table.csv.gz | Small Hotel | Winslow Municipal Ap AZ USA TMY3 WMO#=723740 | Electricity | 24244.4446 | 68686.1117 | 89075.0007 | 18283.3335 | 154908.3346 | 0 | 80061.1118 | 72.2222 | 0 | 0 | 0 | 0 | 0 | 0 | 435330.559 | 0 | 435330.559 | 0 | 0 | 2254.7334 | 6387.8084 | 8283.9751 | 1700.35 | 14406.4751 | 0 | 7445.6834 | 6.7167 | 0 | 0 | 0 | 0 | 0 | 0 | 40485.742 | 0 | 40485.742 | 0 | 0 | 82.7455 | 234.4236 | 304.0102 | 62.4005 | 528.6973 | 0 | 273.2461 | 0.24649 | 0 | 0 | 0 | 0 | 0 | 0 | 1485.7697 | 0 | 1485.7697 | 0 | 0 | 7.0369 | 1.4444 | 12.2378 | 6.3248 | 0.0057056 | 0 | 5.4262 | 1.9153 | 0 | 0 | 0 | 34.3912 | 34.3912 | 34.3912 | 2
NM_5B_SH_2010_NG | 5B | SH | NG | 15204 | ASHRAE30pct-state-5B | HotelSmall | STD2010 | NM-Winslow-AZ | Zone5B | Zone5B(NM-Winslow-AZ) | ASHRAE30pct-state-STD2010 | state | NM | 0.093 | 0.62 | ASHRAE30pct-state-5B_HotelSmall_STD2010_NM-Winslow-AZ.table.csv.gz | Small Hotel | Winslow Municipal Ap AZ USA TMY3 WMO#=723740 | Natural Gas | 37040.693 | 0 | 0 | 0 | 399495.4379 | 0 | 0 | 0 | 0 | 0 | 0 | 596812.006 | 0 | 0 | 1033348.1369 | 0 | 1033348.1369 | 0 | 0 | 229.6523 | 0 | 0 | 0 | 2476.8717 | 0 | 0 | 0 | 0 | 0 | 0 | 3700.2344 | 0 | 0 | 6406.7584 | 0 | 6406.7584 | 0 | 0 | 37.0407 | 0 | 0 | 0 | 399.4954 | 0 | 0 | 0 | 0 | 0 | 0 | 596.812 | 0 | 0 | 1033.3481 | 0 | 1033.3481 | 0 | 0 | 0 | 0 | 9.2472 | 0 | 0 | 0 | 0 | 0.85738 | 13.8145 | 0 | 0 | 23.919 | 23.919 | 23.919 | 1
NM_5B_SH_2013_NG | 5B | SH | NG | 15804 | ASHRAE30pct-state-5B | HotelSmall | STD2013 | NM-Winslow-AZ | Zone5B | Zone5B(NM-Winslow-AZ) | ASHRAE30pct-state-STD2013 | state | NM | 0.093 | 0.62 | ASHRAE30pct-state-5B_HotelSmall_STD2013_NM-Winslow-AZ.table.csv.gz | Small Hotel | Winslow Municipal Ap AZ USA TMY3 WMO#=723740 | Natural Gas | 38263.3771 | 0 | 0 | 0 | 399495.4379 | 0 | 0 | 0 | 0 | 0 | 0 | 596821.4841 | 0 | 0 | 1034580.2992 | 0 | 1034580.2992 | 0 | 0 | 237.2329 | 0 | 0 | 0 | 2476.8717 | 0 | 0 | 0 | 0 | 0 | 0 | 3700.2932 | 0 | 0 | 6414.3979 | 0 | 6414.3979 | 0 | 0 | 38.2634 | 0 | 0 | 0 | 399.4954 | 0 | 0 | 0 | 0 | 0 | 0 | 596.8215 | 0 | 0 | 1034.5803 | 0 | 1034.5803 | 0 | 0 | 0 | 0 | 9.2472 | 0 | 0 | 0 | 0 | 0.88569 | 13.8147 | 0 | 0 | 23.9475 | 23.9475 | 23.9475 | 2
NV_5B_SH_2010_EL | 5B | SH | EL | 15255 | ASHRAE30pct-state-5B | HotelSmall | STD2010 | NV-Reno-NV | Zone5B | Zone5B(NV-Reno-NV) | ASHRAE30pct-state-STD2010 | state | NV | 0.0886 | 0.73 | ASHRAE30pct-state-5B_HotelSmall_STD2010_NV-Reno-NV.table.csv.gz | Small Hotel | Reno Tahoe International Ap NV USA TMY3 WMO#=724880 | Electricity | 34180.5558 | 64605.5561 | 114136.112 | 18258.3335 | 164169.4458 | 0 | 80397.2229 | 72.2222 | 0 | 0 | 0 | 0 | 0 | 0 | 475819.4483 | 0 | 475819.4483 | 0 | 0 | 3028.3972 | 5724.0523 | 10112.4595 | 1617.6883 | 14545.4129 | 0 | 7123.1939 | 6.3989 | 0 | 0 | 0 | 0 | 0 | 0 | 42157.6031 | 0 | 42157.6031 | 0 | 0 | 116.6572 | 220.4968 | 389.543 | 62.3151 | 560.3052 | 0 | 274.3932 | 0.24649 | 0 | 0 | 0 | 0 | 0 | 0 | 1623.957 | 0 | 1623.957 | 0 | 0 | 9.0168 | 1.4424 | 12.9694 | 6.3514 | 0.0057056 | 0 | 5.1039 | 2.7003 | 0 | 0 | 0 | 37.5899 | 37.5899 | 37.5899 | 1
NV_5B_SH_2013_EL | 5B | SH | EL | 15855 | ASHRAE30pct-state-5B | HotelSmall | STD2013 | NV-Reno-NV | Zone5B | Zone5B(NV-Reno-NV) | ASHRAE30pct-state-STD2013 | state | NV | 0.0886 | 0.73 | ASHRAE30pct-state-5B_HotelSmall_STD2013_NV-Reno-NV.table.csv.gz | Small Hotel | Reno Tahoe International Ap NV USA TMY3 WMO#=724880 | Electricity | 33638.8892 | 55272.2227 | 88888.8896 | 18258.3335 | 154908.3346 | 0 | 79613.8895 | 72.2222 | 0 | 0 | 0 | 0 | 0 | 0 | 430650.0034 | 0 | 430652.7812 | -2.7778 | -2.7778 | 2980.4056 | 4897.1189 | 7875.5556 | 1617.6883 | 13724.8784 | 0 | 7053.7906 | 6.3989 | 0 | 0 | 0 | 0 | 0 | 0 | 38155.5903 | 0 | 38155.8364 | -0.24611 | -0.24611 | 114.8085 | 188.6424 | 303.375 | 62.3151 | 528.6973 | 0 | 271.7197 | 0.24649 | 0 | 0 | 0 | 0 | 0 | 0 | 1469.7951 | 0 | 1469.8046 | -0.0094805 | -0.0094805 | 7.0222 | 1.4424 | 12.2376 | 6.2895 | 0.0057056 | 0 | 4.3665 | 2.6575 | 0 | 0 | 0 | 34.0217 | 34.0215 | 34.0215 | 2
NV_5B_SH_2010_NG | 5B | SH | NG | 15264 | ASHRAE30pct-state-5B | HotelSmall | STD2010 | NV-Reno-NV | Zone5B | Zone5B(NV-Reno-NV) | ASHRAE30pct-state-STD2010 | state | NV | 0.0886 | 0.73 | ASHRAE30pct-state-5B_HotelSmall_STD2010_NV-Reno-NV.table.csv.gz | Small Hotel | Reno Tahoe International Ap NV USA TMY3 WMO#=724880 | Natural Gas | 51049.4301 | 0 | 0 | 0 | 399495.4379 | 0 | 0 | 0 | 0 | 0 | 0 | 596954.1785 | 0 | 0 | 1047499.0465 | 0 | 1047499.0465 | 0 | 0 | 372.6608 | 0 | 0 | 0 | 2916.3167 | 0 | 0 | 0 | 0 | 0 | 0 | 4357.7655 | 0 | 0 | 7646.743 | 0 | 7646.743 | 0 | 0 | 51.0494 | 0 | 0 | 0 | 399.4954 | 0 | 0 | 0 | 0 | 0 | 0 | 596.9542 | 0 | 0 | 1047.499 | 0 | 1047.499 | 0 | 0 | 0 | 0 | 9.2472 | 0 | 0 | 0 | 0 | 1.1816 | 13.8177 | 0 | 0 | 24.2465 | 24.2465 | 24.2465 | 1
NV_5B_SH_2013_NG | 5B | SH | NG | 15864 | ASHRAE30pct-state-5B | HotelSmall | STD2013 | NV-Reno-NV | Zone5B | Zone5B(NV-Reno-NV) | ASHRAE30pct-state-STD2013 | state | NV | 0.0886 | 0.73 | ASHRAE30pct-state-5B_HotelSmall_STD2013_NV-Reno-NV.table.csv.gz | Small Hotel | Reno Tahoe International Ap NV USA TMY3 WMO#=724880 | Natural Gas | 52764.9791 | 0 | 0 | 0 | 399495.4379 | 0 | 0 | 0 | 0 | 0 | 0 | 596944.7003 | 0 | 0 | 1049214.5955 | 0 | 1049205.1173 | 0 | 0 | 385.1843 | 0 | 0 | 0 | 2916.3167 | 0 | 0 | 0 | 0 | 0 | 0 | 4357.6963 | 0 | 0 | 7659.2665 | 0 | 7659.1974 | 0 | 0 | 52.765 | 0 | 0 | 0 | 399.4954 | 0 | 0 | 0 | 0 | 0 | 0 | 596.9447 | 0 | 0 | 1049.2146 | 0 | 1049.2051 | 0 | 0 | 0 | 0 | 9.2472 | 0 | 0 | 0 | 0 | 1.2214 | 13.8175 | 0 | 0 | 24.286 | 24.2863 | 24.286 | 2
OR_5B_SH_2010_EL | 5B | SH | EL | 15315 | ASHRAE30pct-state-5B | HotelSmall | STD2010 | OR-Redmond-OR | Zone5B | Zone5B(OR-Redmond-OR) | ASHRAE30pct-state-STD2010 | state | OR | 0.0834 | 0.92 | ASHRAE30pct-state-5B_HotelSmall_STD2010_OR-Redmond-OR.table.csv.gz | Small Hotel | Redmond Roberts Field OR USA TMY3 WMO#=726835 | Electricity | 44488.8892 | 48611.1115 | 114105.5565 | 18250.0001 | 164169.4458 | 0 | 79297.2229 | 72.2222 | 0 | 0 | 0 | 0 | 0 | 0 | 468994.4482 | 0 | 468994.4482 | 5.8208e-11 | 5.8208e-11 | 3710.3734 | 4054.1667 | 9516.4034 | 1522.05 | 13691.7318 | 0 | 6613.3884 | 6.0233 | 0 | 0 | 0 | 0 | 0 | 0 | 39114.137 | 0 | 39114.137 | 4.8545e-12 | 4.8545e-12 | 151.8392 | 165.9082 | 389.4387 | 62.2867 | 560.3052 | 0 | 270.639 | 0.24649 | 0 | 0 | 0 | 0 | 0 | 0 | 1600.6635 | 0 | 1600.6635 | 1.9866e-13 | 1.9866e-13 | 9.0144 | 1.4418 | 12.9694 | 6.2645 | 0.0057056 | 0 | 3.8403 | 3.5146 | 0 | 0 | 0 | 37.0507 | 37.0507 | 37.0507 | 1
OR_5B_SH_2013_EL | 5B | SH | EL | 15915 | ASHRAE30pct-state-5B | HotelSmall | STD2013 | OR-Redmond-OR | Zone5B | Zone5B(OR-Redmond-OR) | ASHRAE30pct-state-STD2013 | state | OR | 0.0834 | 0.92 | ASHRAE30pct-state-5B_HotelSmall_STD2013_OR-Redmond-OR.table.csv.gz | Small Hotel | Redmond Roberts Field OR USA TMY3 WMO#=726835 | Electricity | 44480.5559 | 40816.667 | 88825.0007 | 18250.0001 | 154908.3346 | 0 | 78588.8895 | 72.2222 | 0 | 0 | 0 | 0 | 0 | 0 | 425941.6701 | 0 | 425941.6701 | 5.8208e-11 | 5.8208e-11 | 3709.6784 | 3404.11 | 7408.0051 | 1522.05 | 12919.3551 | 0 | 6554.3134 | 6.0233 | 0 | 0 | 0 | 0 | 0 | 0 | 35523.5353 | 0 | 35523.5353 | 4.8545e-12 | 4.8545e-12 | 151.8108 | 139.306 | 303.157 | 62.2867 | 528.6973 | 0 | 268.2214 | 0.24649 | 0 | 0 | 0 | 0 | 0 | 0 | 1453.7257 | 0 | 1453.7257 | 1.9866e-13 | 1.9866e-13 | 7.0172 | 1.4418 | 12.2378 | 6.2085 | 0.0057056 | 0 | 3.2245 | 3.514 | 0 | 0 | 0 | 33.6495 | 33.6495 | 33.6495 | 2
OR_5B_SH_2010_NG | 5B | SH | NG | 15324 | ASHRAE30pct-state-5B | HotelSmall | STD2010 | OR-Redmond-OR | Zone5B | Zone5B(OR-Redmond-OR) | ASHRAE30pct-state-STD2010 | state | OR | 0.0834 | 0.92 | ASHRAE30pct-state-5B_HotelSmall_STD2010_OR-Redmond-OR.table.csv.gz | Small Hotel | Redmond Roberts Field OR USA TMY3 WMO#=726835 | Natural Gas | 68214.3981 | 0 | 0 | 0 | 399495.4379 | 0 | 0 | 0 | 0 | 0 | 0 | 597153.2201 | 0 | 0 | 1064863.0561 | 0 | 1064863.0561 | 0 | 0 | 627.5725 | 0 | 0 | 0 | 3675.358 | 0 | 0 | 0 | 0 | 0 | 0 | 5493.8096 | 0 | 0 | 9796.7401 | 0 | 9796.7401 | 0 | 0 | 68.2144 | 0 | 0 | 0 | 399.4954 | 0 | 0 | 0 | 0 | 0 | 0 | 597.1532 | 0 | 0 | 1064.8631 | 0 | 1064.8631 | 0 | 0 | 0 | 0 | 9.2472 | 0 | 0 | 0 | 0 | 1.579 | 13.8224 | 0 | 0 | 24.6485 | 24.6485 | 24.6485 | 1
OR_5B_SH_2013_NG | 5B | SH | NG | 15924 | ASHRAE30pct-state-5B | HotelSmall | STD2013 | OR-Redmond-OR | Zone5B | Zone5B(OR-Redmond-OR) | ASHRAE30pct-state-STD2013 | state | OR | 0.0834 | 0.92 | ASHRAE30pct-state-5B_HotelSmall_STD2013_OR-Redmond-OR.table.csv.gz | Small Hotel | Redmond Roberts Field OR USA TMY3 WMO#=726835 | Natural Gas | 70659.7663 | 0 | 0 | 0 | 399495.4379 | 0 | 0 | 0 | 0 | 0 | 0 | 597153.2201 | 0 | 0 | 1067308.4243 | 0 | 1067308.4243 | 0 | 0 | 650.0698 | 0 | 0 | 0 | 3675.358 | 0 | 0 | 0 | 0 | 0 | 0 | 5493.8096 | 0 | 0 | 9819.2375 | 0 | 9819.2375 | 0 | 0 | 70.6598 | 0 | 0 | 0 | 399.4954 | 0 | 0 | 0 | 0 | 0 | 0 | 597.1532 | 0 | 0 | 1067.3084 | 0 | 1067.3084 | 0 | 0 | 0 | 0 | 9.2472 | 0 | 0 | 0 | 0 | 1.6356 | 13.8224 | 0 | 0 | 24.7051 | 24.7051 | 24.7051 | 2
UT_5B_SH_2010_EL | 5B | SH | EL | 15375 | ASHRAE30pct-state-5B | HotelSmall | STD2010 | UT-SaltLakeCity-UT | Zone5B | Zone5B(UT-SaltLakeCity-UT) | ASHRAE30pct-state-STD2010 | state | UT | 0.0805 | 0.69 | ASHRAE30pct-state-5B_HotelSmall_STD2010_UT-SaltLakeCity-UT.table.csv.gz | Small Hotel | Salt Lake City IntL Arpt Isis UT USA TMY3 WMO#=725720 | Electricity | 35113.8892 | 68802.7783 | 114036.112 | 18288.889 | 164169.4458 | 0 | 80838.8895 | 72.2222 | 0 | 0 | 0 | 0 | 0 | 0 | 481325.0039 | 0 | 481322.2261 | 2.7778 | 2.7778 | 2826.6681 | 5538.6237 | 9179.907 | 1472.2556 | 13215.6404 | 0 | 6507.5306 | 5.8139 | 0 | 0 | 0 | 0 | 0 | 0 | 38746.6628 | 0 | 38746.4392 | 0.22361 | 0.22361 | 119.8426 | 234.8217 | 389.2017 | 62.4194 | 560.3052 | 0 | 275.9006 | 0.24649 | 0 | 0 | 0 | 0 | 0 | 0 | 1642.7473 | 0 | 1642.7378 | 0.0094805 | 0.0094805 | 9.0089 | 1.4448 | 12.9696 | 6.3863 | 0.0057056 | 0 | 5.4354 | 2.774 | 0 | 0 | 0 | 38.0246 | 38.0248 | 38.0248 | 1
UT_5B_SH_2013_EL | 5B | SH | EL | 15975 | ASHRAE30pct-state-5B | HotelSmall | STD2013 | UT-SaltLakeCity-UT | Zone5B | Zone5B(UT-SaltLakeCity-UT) | ASHRAE30pct-state-STD2013 | state | UT | 0.0805 | 0.69 | ASHRAE30pct-state-5B_HotelSmall_STD2013_UT-SaltLakeCity-UT.table.csv.gz | Small Hotel | Salt Lake City IntL Arpt Isis UT USA TMY3 WMO#=725720 | Electricity | 35341.6669 | 59150.0005 | 88661.1118 | 18288.889 | 154908.3346 | 0 | 79997.2229 | 72.2222 | 0 | 0 | 0 | 0 | 0 | 0 | 436422.2257 | 0 | 436419.4479 | 2.7778 | 2.7778 | 2845.0042 | 4761.575 | 7137.2195 | 1472.2556 | 12470.1209 | 0 | 6439.7764 | 5.8139 | 0 | 0 | 0 | 0 | 0 | 0 | 35131.9892 | 0 | 35131.7656 | 0.22361 | 0.22361 | 120.62 | 201.8771 | 302.5976 | 62.4194 | 528.6973 | 0 | 273.028 | 0.24649 | 0 | 0 | 0 | 0 | 0 | 0 | 1489.4955 | 0 | 1489.486 | 0.0094805 | 0.0094805 | 7.0043 | 1.4448 | 12.238 | 6.3198 | 0.0057056 | 0 | 4.6729 | 2.792 | 0 | 0 | 0 | 34.4772 | 34.4775 | 34.4775 | 2
UT_5B_SH_2010_NG | 5B | SH | NG | 15384 | ASHRAE30pct-state-5B | HotelSmall | STD2010 | UT-SaltLakeCity-UT | Zone5B | Zone5B(UT-SaltLakeCity-UT) | ASHRAE30pct-state-STD2010 | state | UT | 0.0805 | 0.69 | ASHRAE30pct-state-5B_HotelSmall_STD2010_UT-SaltLakeCity-UT.table.csv.gz | Small Hotel | Salt Lake City IntL Arpt Isis UT USA TMY3 WMO#=725720 | Natural Gas | 50262.7419 | 0 | 0 | 0 | 399495.4379 | 0 | 0 | 0 | 0 | 0 | 0 | 596982.613 | 0 | 0 | 1046740.7928 | 0 | 1046740.7928 | 0 | 0 | 346.8129 | 0 | 0 | 0 | 2756.5185 | 0 | 0 | 0 | 0 | 0 | 0 | 4119.18 | 0 | 0 | 7222.5115 | 0 | 7222.5115 | 0 | 0 | 50.2627 | 0 | 0 | 0 | 399.4954 | 0 | 0 | 0 | 0 | 0 | 0 | 596.9826 | 0 | 0 | 1046.7408 | 0 | 1046.7408 | 0 | 0 | 0 | 0 | 9.2472 | 0 | 0 | 0 | 0 | 1.1634 | 13.8184 | 0 | 0 | 24.229 | 24.229 | 24.229 | 1
UT_5B_SH_2013_NG | 5B | SH | NG | 15984 | ASHRAE30pct-state-5B | HotelSmall | STD2013 | UT-SaltLakeCity-UT | Zone5B | Zone5B(UT-SaltLakeCity-UT) | ASHRAE30pct-state-STD2013 | state | UT | 0.0805 | 0.69 | ASHRAE30pct-state-5B_HotelSmall_STD2013_UT-SaltLakeCity-UT.table.csv.gz | Small Hotel | Salt Lake City IntL Arpt Isis UT USA TMY3 WMO#=725720 | Natural Gas | 52205.767 | 0 | 0 | 0 | 399495.4379 | 0 | 0 | 0 | 0 | 0 | 0 | 596992.0912 | 0 | 0 | 1048693.2961 | 0 | 1048693.2961 | 0 | 0 | 360.2198 | 0 | 0 | 0 | 2756.5185 | 0 | 0 | 0 | 0 | 0 | 0 | 4119.2454 | 0 | 0 | 7235.9837 | 0 | 7235.9837 | 0 | 0 | 52.2058 | 0 | 0 | 0 | 399.4954 | 0 | 0 | 0 | 0 | 0 | 0 | 596.9921 | 0 | 0 | 1048.6933 | 0 | 1048.6933 | 0 | 0 | 0 | 0 | 9.2472 | 0 | 0 | 0 | 0 | 1.2084 | 13.8186 | 0 | 0 | 24.2742 | 24.2742 | 24.2742 | 2
WA_5B_SH_2010_EL | 5B | SH | EL | 15435 | ASHRAE30pct-state-5B | HotelSmall | STD2010 | WA-Spokane-WA | Zone5B | Zone5B(WA-Spokane-WA) | ASHRAE30pct-state-STD2010 | state | WA | 0.0767 | 0.96 | ASHRAE30pct-state-5B_HotelSmall_STD2010_WA-Spokane-WA.table.csv.gz | Small Hotel | Spokane International Ap Chen WA USA TMY3 WMO#=727850 | Electricity | 58655.556 | 48586.1115 | 114122.2231 | 18247.2224 | 164169.4458 | 0 | 79136.1117 | 72.2222 | 0 | 0 | 0 | 0 | 0 | 0 | 482986.115 | 0 | 482988.8928 | -2.7778 | -2.7778 | 4498.8811 | 3726.5548 | 8753.1745 | 1399.562 | 12591.7965 | 0 | 6069.7398 | 5.5394 | 0 | 0 | 0 | 0 | 0 | 0 | 37045.035 | 0 | 37045.2481 | -0.21306 | -0.21306 | 200.1896 | 165.8229 | 389.4956 | 62.2772 | 560.3052 | 0 | 270.0891 | 0.24649 | 0 | 0 | 0 | 0 | 0 | 0 | 1648.4166 | 0 | 1648.4261 | -0.0094805 | -0.0094805 | 9.0157 | 1.4415 | 12.9692 | 6.2518 | 0.0057056 | 0 | 3.8383 | 4.6338 | 0 | 0 | 0 | 38.1562 | 38.156 | 38.156 | 1
WA_5B_SH_2013_EL | 5B | SH | EL | 16035 | ASHRAE30pct-state-5B | HotelSmall | STD2013 | WA-Spokane-WA | Zone5B | Zone5B(WA-Spokane-WA) | ASHRAE30pct-state-STD2013 | state | WA | 0.0767 | 0.96 | ASHRAE30pct-state-5B_HotelSmall_STD2013_WA-Spokane-WA.table.csv.gz | Small Hotel | Spokane International Ap Chen WA USA TMY3 WMO#=727850 | Electricity | 59163.8894 | 40952.7781 | 89011.1118 | 18247.2224 | 154908.3346 | 0 | 78377.7784 | 72.2222 | 0 | 0 | 0 | 0 | 0 | 0 | 440733.3369 | 0 | 440733.3369 | -5.8208e-11 | -5.8208e-11 | 4537.8703 | 3141.0781 | 6827.1523 | 1399.562 | 11881.4693 | 0 | 6011.5756 | 5.5394 | 0 | 0 | 0 | 0 | 0 | 0 | 33804.2469 | 0 | 33804.2469 | -4.4645e-12 | -4.4645e-12 | 201.9245 | 139.7706 | 303.7922 | 62.2772 | 528.6973 | 0 | 267.5009 | 0.24649 | 0 | 0 | 0 | 0 | 0 | 0 | 1504.2092 | 0 | 1504.2092 | -1.9866e-13 | -1.9866e-13 | 7.0319 | 1.4415 | 12.2378 | 6.1919 | 0.0057056 | 0 | 3.2353 | 4.674 | 0 | 0 | 0 | 34.818 | 34.818 | 34.818 | 2
WA_5B_SH_2010_NG | 5B | SH | NG | 15444 | ASHRAE30pct-state-5B | HotelSmall | STD2010 | WA-Spokane-WA | Zone5B | Zone5B(WA-Spokane-WA) | ASHRAE30pct-state-STD2010 | state | WA | 0.0767 | 0.96 | ASHRAE30pct-state-5B_HotelSmall_STD2010_WA-Spokane-WA.table.csv.gz | Small Hotel | Spokane International Ap Chen WA USA TMY3 WMO#=727850 | Natural Gas | 82687.5655 | 0 | 0 | 0 | 399495.4379 | 0 | 0 | 0 | 0 | 0 | 0 | 597248.0018 | 0 | 0 | 1079440.4835 | 0 | 1079431.0053 | 0 | 0 | 793.8006 | 0 | 0 | 0 | 3835.1562 | 0 | 0 | 0 | 0 | 0 | 0 | 5733.5808 | 0 | 0 | 10362.6286 | 0 | 10362.5377 | 0 | 0 | 82.6876 | 0 | 0 | 0 | 399.4954 | 0 | 0 | 0 | 0 | 0 | 0 | 597.248 | 0 | 0 | 1079.4405 | 0 | 1079.431 | 0 | 0 | 0 | 0 | 9.2472 | 0 | 0 | 0 | 0 | 1.914 | 13.8245 | 0 | 0 | 24.9857 | 24.9859 | 24.9857 | 1
WA_5B_SH_2013_NG | 5B | SH | NG | 16044 | ASHRAE30pct-state-5B | HotelSmall | STD2013 | WA-Spokane-WA | Zone5B | Zone5B(WA-Spokane-WA) | ASHRAE30pct-state-STD2013 | state | WA | 0.0767 | 0.96 | ASHRAE30pct-state-5B_HotelSmall_STD2013_WA-Spokane-WA.table.csv.gz | Small Hotel | Spokane International Ap Chen WA USA TMY3 WMO#=727850 | Natural Gas | 85085.5429 | 0 | 0 | 0 | 399495.4379 | 0 | 0 | 0 | 0 | 0 | 0 | 597257.48 | 0 | 0 | 1081828.9826 | 0 | 1081838.4608 | 0 | 0 | 816.8212 | 0 | 0 | 0 | 3835.1562 | 0 | 0 | 0 | 0 | 0 | 0 | 5733.6718 | 0 | 0 | 10385.5582 | 0 | 10385.6492 | 0 | 0 | 85.0855 | 0 | 0 | 0 | 399.4954 | 0 | 0 | 0 | 0 | 0 | 0 | 597.2575 | 0 | 0 | 1081.829 | 0 | 1081.8385 | 0 | 0 | 0 | 0 | 9.2472 | 0 | 0 | 0 | 0 | 1.9695 | 13.8248 | 0 | 0 | 25.0414 | 25.0412 | 25.0414 | 2
WY_5B_SH_2010_EL | 5B | SH | EL | 15495 | ASHRAE30pct-state-5B | HotelSmall | STD2010 | WY-Scottsbluff-NE | Zone5B | Zone5B(WY-Scottsbluff-NE) | ASHRAE30pct-state-STD2010 | state | WY | 0.0823 | 0.68 | ASHRAE30pct-state-5B_HotelSmall_STD2010_WY-Scottsbluff-NE.table.csv.gz | Small Hotel | Scottsbluff W B Heilig Field NE USA TMY3 WMO#=725660 | Electricity | 64611.1116 | 63116.6672 | 114086.112 | 18255.5557 | 164169.4458 | 0 | 80425.0006 | 72.2222 | 0 | 0 | 0 | 0 | 0 | 0 | 504736.1151 | 0 | 504736.1151 | 5.8208e-11 | 5.8208e-11 | 5317.4945 | 5194.5017 | 9389.287 | 1502.4322 | 13511.1454 | 0 | 6618.9776 | 5.9439 | 0 | 0 | 0 | 0 | 0 | 0 | 41539.7823 | 0 | 41539.7823 | 4.7905e-12 | 4.7905e-12 | 220.5157 | 215.4152 | 389.3724 | 62.3056 | 560.3052 | 0 | 274.488 | 0.24649 | 0 | 0 | 0 | 0 | 0 | 0 | 1722.6487 | 0 | 1722.6487 | 1.9866e-13 | 1.9866e-13 | 9.0128 | 1.4422 | 12.9694 | 6.3536 | 0.0057056 | 0 | 4.9862 | 5.1043 | 0 | 0 | 0 | 39.8743 | 39.8743 | 39.8743 | 1
WY_5B_SH_2013_EL | 5B | SH | EL | 16095 | ASHRAE30pct-state-5B | HotelSmall | STD2013 | WY-Scottsbluff-NE | Zone5B | Zone5B(WY-Scottsbluff-NE) | ASHRAE30pct-state-STD2013 | state | WY | 0.0823 | 0.68 | ASHRAE30pct-state-5B_HotelSmall_STD2013_WY-Scottsbluff-NE.table.csv.gz | Small Hotel | Scottsbluff W B Heilig Field NE USA TMY3 WMO#=725660 | Electricity | 64608.3339 | 53877.7782 | 88736.1118 | 18255.5557 | 154908.3346 | 0 | 79552.7784 | 72.2222 | 0 | 0 | 0 | 0 | 0 | 0 | 460011.1148 | 0 | 460011.1148 | 0 | 0 | 5317.2659 | 4434.1411 | 7302.982 | 1502.4322 | 12748.9559 | 0 | 6547.1937 | 5.9439 | 0 | 0 | 0 | 0 | 0 | 0 | 37858.9147 | 0 | 37858.9147 | 0 | 0 | 220.5062 | 183.8832 | 302.8536 | 62.3056 | 528.6973 | 0 | 271.5112 | 0.24649 | 0 | 0 | 0 | 0 | 0 | 0 | 1570.0037 | 0 | 1570.0037 | 0 | 0 | 7.0102 | 1.4422 | 12.2378 | 6.2847 | 0.0057056 | 0 | 4.2564 | 5.1041 | 0 | 0 | 0 | 36.341 | 36.341 | 36.341 | 2
WY_5B_SH_2010_NG | 5B | SH | NG | 15504 | ASHRAE30pct-state-5B | HotelSmall | STD2010 | WY-Scottsbluff-NE | Zone5B | Zone5B(WY-Scottsbluff-NE) | ASHRAE30pct-state-STD2010 | state | WY | 0.0823 | 0.68 | ASHRAE30pct-state-5B_HotelSmall_STD2010_WY-Scottsbluff-NE.table.csv.gz | Small Hotel | Scottsbluff W B Heilig Field NE USA TMY3 WMO#=725660 | Natural Gas | 86061.7945 | 0 | 0 | 0 | 399495.4379 | 0 | 0 | 0 | 0 | 0 | 0 | 597153.2201 | 0 | 0 | 1082700.9743 | 0 | 1082710.4525 | 0 | 0 | 585.2202 | 0 | 0 | 0 | 2716.569 | 0 | 0 | 0 | 0 | 0 | 0 | 4060.6419 | 0 | 0 | 7362.3666 | 0 | 7362.4311 | 0 | 0 | 86.0618 | 0 | 0 | 0 | 399.4954 | 0 | 0 | 0 | 0 | 0 | 0 | 597.1532 | 0 | 0 | 1082.701 | 0 | 1082.7105 | 0 | 0 | 0 | 0 | 9.2472 | 0 | 0 | 0 | 0 | 1.9921 | 13.8224 | 0 | 0 | 25.0616 | 25.0614 | 25.0616 | 1
WY_5B_SH_2013_NG | 5B | SH | NG | 16104 | ASHRAE30pct-state-5B | HotelSmall | STD2013 | WY-Scottsbluff-NE | Zone5B | Zone5B(WY-Scottsbluff-NE) | ASHRAE30pct-state-STD2013 | state | WY | 0.0823 | 0.68 | ASHRAE30pct-state-5B_HotelSmall_STD2013_WY-Scottsbluff-NE.table.csv.gz | Small Hotel | Scottsbluff W B Heilig Field NE USA TMY3 WMO#=725660 | Natural Gas | 88431.3373 | 0 | 0 | 0 | 399495.4379 | 0 | 0 | 0 | 0 | 0 | 0 | 597153.2201 | 0 | 0 | 1085079.9953 | 0 | 1085079.9953 | 0 | 0 | 601.3331 | 0 | 0 | 0 | 2716.569 | 0 | 0 | 0 | 0 | 0 | 0 | 4060.6419 | 0 | 0 | 7378.544 | 0 | 7378.544 | 0 | 0 | 88.4313 | 0 | 0 | 0 | 399.4954 | 0 | 0 | 0 | 0 | 0 | 0 | 597.1532 | 0 | 0 | 1085.08 | 0 | 1085.08 | 0 | 0 | 0 | 0 | 9.2472 | 0 | 0 | 0 | 0 | 2.0469 | 13.8224 | 0 | 0 | 25.1164 | 25.1164 | 25.1164 | 2
IA_6A_SH_2010_EL | 6A | SH | EL | 16815 | ASHRAE30pct-state-6A | HotelSmall | STD2010 | IA-MasonCity-IA | Zone6A | Zone6A(IA-MasonCity-IA) | ASHRAE30pct-state-STD2010 | state | IA | 0.08 | 0.7 | ASHRAE30pct-state-6A_HotelSmall_STD2010_IA-MasonCity-IA.table.csv.gz | Small Hotel | Mason City Municipal Arpt IA USA TMY3 WMO#=725485 | Electricity | 117188.8898 | 62322.2227 | 114025.0009 | 18255.5557 | 164169.4458 | 0 | 78047.2228 | 72.2222 | 0 | 0 | 0 | 0 | 0 | 0 | 554080.56 | 0 | 554080.56 | 0 | 0 | 9375.1112 | 4985.7778 | 9122.0001 | 1460.4445 | 13133.5557 | 0 | 6243.7778 | 5.7778 | 0 | 0 | 0 | 0 | 0 | 0 | 44326.4448 | 0 | 44326.4448 | 0 | 0 | 399.962 | 212.7038 | 389.1638 | 62.3056 | 560.3052 | 0 | 266.3728 | 0.24649 | 0 | 0 | 0 | 0 | 0 | 0 | 1891.0598 | 0 | 1891.0598 | 0 | 0 | 9.008 | 1.4422 | 12.9694 | 6.1658 | 0.0057056 | 0 | 4.9235 | 9.258 | 0 | 0 | 0 | 43.7725 | 43.7725 | 43.7725 | 1
IA_6A_SH_2013_EL | 6A | SH | EL | 17475 | ASHRAE30pct-state-6A | HotelSmall | STD2013 | IA-MasonCity-IA | Zone6A | Zone6A(IA-MasonCity-IA) | ASHRAE30pct-state-STD2013 | state | IA | 0.08 | 0.7 | ASHRAE30pct-state-6A_HotelSmall_STD2013_IA-MasonCity-IA.table.csv.gz | Small Hotel | Mason City Municipal Arpt IA USA TMY3 WMO#=725485 | Electricity | 115091.6676 | 52997.2226 | 88666.6674 | 18255.5557 | 154908.3346 | 0 | 77333.334 | 72.2222 | 0 | 0 | 0 | 0 | 0 | 0 | 507325.0041 | 0 | 507325.0041 | 0 | 0 | 9207.3334 | 4239.7778 | 7093.3334 | 1460.4445 | 12392.6668 | 0 | 6186.6667 | 5.7778 | 0 | 0 | 0 | 0 | 0 | 0 | 40586.0003 | 0 | 40586.0003 | 0 | 0 | 392.8043 | 180.8779 | 302.6166 | 62.3056 | 528.6973 | 0 | 263.9363 | 0.24649 | 0 | 0 | 0 | 0 | 0 | 0 | 1731.4845 | 0 | 1731.4845 | 0 | 0 | 7.0047 | 1.4422 | 12.2378 | 6.1094 | 0.0057056 | 0 | 4.1868 | 9.0923 | 0 | 0 | 0 | 40.0788 | 40.0788 | 40.0788 | 2
IA_6A_SH_2010_NG | 6A | SH | NG | 16824 | ASHRAE30pct-state-6A | HotelSmall | STD2010 | IA-MasonCity-IA | Zone6A | Zone6A(IA-MasonCity-IA) | ASHRAE30pct-state-STD2010 | state | IA | 0.08 | 0.7 | ASHRAE30pct-state-6A_HotelSmall_STD2010_IA-MasonCity-IA.table.csv.gz | Small Hotel | Mason City Municipal Arpt IA USA TMY3 WMO#=725485 | Natural Gas | 150067.8846 | 0 | 0 | 0 | 399495.4379 | 0 | 0 | 0 | 0 | 0 | 0 | 636449.7179 | 0 | 0 | 1186022.5186 | 0 | 1186013.0404 | 0 | 0 | 1050.4752 | 0 | 0 | 0 | 2796.4681 | 0 | 0 | 0 | 0 | 0 | 0 | 4455.148 | 0 | 0 | 8302.1576 | 0 | 8302.0913 | 0 | 0 | 150.0679 | 0 | 0 | 0 | 399.4954 | 0 | 0 | 0 | 0 | 0 | 0 | 636.4497 | 0 | 0 | 1186.0225 | 0 | 1186.013 | 0 | 0 | 0 | 0 | 9.2472 | 0 | 0 | 0 | 0 | 3.4736 | 14.732 | 0 | 0 | 27.4527 | 27.453 | 27.4527 | 1
IA_6A_SH_2013_NG | 6A | SH | NG | 17484 | ASHRAE30pct-state-6A | HotelSmall | STD2013 | IA-MasonCity-IA | Zone6A | Zone6A(IA-MasonCity-IA) | ASHRAE30pct-state-STD2013 | state | IA | 0.08 | 0.7 | ASHRAE30pct-state-6A_HotelSmall_STD2013_IA-MasonCity-IA.table.csv.gz | Small Hotel | Mason City Municipal Arpt IA USA TMY3 WMO#=725485 | Natural Gas | 152759.6852 | 0 | 0 | 0 | 399495.4379 | 0 | 0 | 0 | 0 | 0 | 0 | 636430.7616 | 0 | 0 | 1188685.8847 | 0 | 1188685.8847 | 0 | 0 | 1069.3178 | 0 | 0 | 0 | 2796.4681 | 0 | 0 | 0 | 0 | 0 | 0 | 4455.0153 | 0 | 0 | 8320.8012 | 0 | 8320.8012 | 0 | 0 | 152.7597 | 0 | 0 | 0 | 399.4954 | 0 | 0 | 0 | 0 | 0 | 0 | 636.4308 | 0 | 0 | 1188.6859 | 0 | 1188.6859 | 0 | 0 | 0 | 0 | 9.2472 | 0 | 0 | 0 | 0 | 3.5359 | 14.7315 | 0 | 0 | 27.5146 | 27.5146 | 27.5146 | 2
ME_6A_SH_2010_EL | 6A | SH | EL | 16875 | ASHRAE30pct-state-6A | HotelSmall | STD2010 | ME-Portland-ME | Zone6A | Zone6A(ME-Portland-ME) | ASHRAE30pct-state-STD2010 | state | ME | 0.1158 | 1.03 | ASHRAE30pct-state-6A_HotelSmall_STD2010_ME-Portland-ME.table.csv.gz | Small Hotel | Portland Intl Jetport ME USA TMY3 WMO#=726060 | Electricity | 85919.4451 | 48888.8893 | 114058.3342 | 18266.6668 | 164169.4458 | 0 | 76816.6673 | 72.2222 | 0 | 0 | 0 | 0 | 0 | 0 | 508191.6707 | 0 | 508191.6707 | 0 | 0 | 9949.4717 | 5661.3334 | 13207.9551 | 2115.28 | 19010.8218 | 0 | 8895.3701 | 8.3633 | 0 | 0 | 0 | 0 | 0 | 0 | 58848.5955 | 0 | 58848.5955 | 0 | 0 | 293.2404 | 166.8563 | 389.2776 | 62.3436 | 560.3052 | 0 | 262.1729 | 0.24649 | 0 | 0 | 0 | 0 | 0 | 0 | 1734.4424 | 0 | 1734.4424 | 0 | 0 | 9.0106 | 1.4431 | 12.9694 | 6.0685 | 0.0057056 | 0 | 3.8622 | 6.7877 | 0 | 0 | 0 | 40.1473 | 40.1473 | 40.1473 | 1
ME_6A_SH_2013_EL | 6A | SH | EL | 17535 | ASHRAE30pct-state-6A | HotelSmall | STD2013 | ME-Portland-ME | Zone6A | Zone6A(ME-Portland-ME) | ASHRAE30pct-state-STD2013 | state | ME | 0.1158 | 1.03 | ASHRAE30pct-state-6A_HotelSmall_STD2013_ME-Portland-ME.table.csv.gz | Small Hotel | Portland Intl Jetport ME USA TMY3 WMO#=726060 | Electricity | 85136.1118 | 41072.2226 | 88736.1118 | 18266.6668 | 154908.3346 | 0 | 76150.0006 | 72.2222 | 0 | 0 | 0 | 0 | 0 | 0 | 464341.6704 | 0 | 464341.6704 | 0 | 0 | 9858.7617 | 4756.1634 | 10275.6417 | 2115.28 | 17938.3851 | 0 | 8818.1701 | 8.3633 | 0 | 0 | 0 | 0 | 0 | 0 | 53770.7654 | 0 | 53770.7654 | 0 | 0 | 290.5669 | 140.1782 | 302.8536 | 62.3436 | 528.6973 | 0 | 259.8976 | 0.24649 | 0 | 0 | 0 | 0 | 0 | 0 | 1584.7837 | 0 | 1584.7837 | 0 | 0 | 7.0102 | 1.4431 | 12.2378 | 6.0159 | 0.0057056 | 0 | 3.2447 | 6.7258 | 0 | 0 | 0 | 36.6831 | 36.6831 | 36.6831 | 2
ME_6A_SH_2010_NG | 6A | SH | NG | 16884 | ASHRAE30pct-state-6A | HotelSmall | STD2010 | ME-Portland-ME | Zone6A | Zone6A(ME-Portland-ME) | ASHRAE30pct-state-STD2010 | state | ME | 0.1158 | 1.03 | ASHRAE30pct-state-6A_HotelSmall_STD2010_ME-Portland-ME.table.csv.gz | Small Hotel | Portland Intl Jetport ME USA TMY3 WMO#=726060 | Natural Gas | 128959.9973 | 0 | 0 | 0 | 399495.4379 | 0 | 0 | 0 | 0 | 0 | 0 | 636402.3271 | 0 | 0 | 1164857.7623 | 0 | 1164857.7623 | 0 | 0 | 1328.288 | 0 | 0 | 0 | 4114.803 | 0 | 0 | 0 | 0 | 0 | 0 | 6554.944 | 0 | 0 | 11998.035 | 0 | 11998.035 | 0 | 0 | 128.96 | 0 | 0 | 0 | 399.4954 | 0 | 0 | 0 | 0 | 0 | 0 | 636.4023 | 0 | 0 | 1164.8578 | 0 | 1164.8578 | 0 | 0 | 0 | 0 | 9.2472 | 0 | 0 | 0 | 0 | 2.985 | 14.7309 | 0 | 0 | 26.9631 | 26.9631 | 26.9631 | 1
ME_6A_SH_2013_NG | 6A | SH | NG | 17544 | ASHRAE30pct-state-6A | HotelSmall | STD2013 | ME-Portland-ME | Zone6A | Zone6A(ME-Portland-ME) | ASHRAE30pct-state-STD2013 | state | ME | 0.1158 | 1.03 | ASHRAE30pct-state-6A_HotelSmall_STD2013_ME-Portland-ME.table.csv.gz | Small Hotel | Portland Intl Jetport ME USA TMY3 WMO#=726060 | Natural Gas | 132533.2679 | 0 | 0 | 0 | 399495.4379 | 0 | 0 | 0 | 0 | 0 | 0 | 636402.3271 | 0 | 0 | 1168431.0329 | 0 | 1168431.0329 | 0 | 0 | 1365.0927 | 0 | 0 | 0 | 4114.803 | 0 | 0 | 0 | 0 | 0 | 0 | 6554.944 | 0 | 0 | 12034.8396 | 0 | 12034.8396 | 0 | 0 | 132.5333 | 0 | 0 | 0 | 399.4954 | 0 | 0 | 0 | 0 | 0 | 0 | 636.4023 | 0 | 0 | 1168.431 | 0 | 1168.431 | 0 | 0 | 0 | 0 | 9.2472 | 0 | 0 | 0 | 0 | 3.0678 | 14.7309 | 0 | 0 | 27.0458 | 27.0458 | 27.0458 | 2
MI_6A_SH_2010_EL | 6A | SH | EL | 16935 | ASHRAE30pct-state-6A | HotelSmall | STD2010 | MI-AlpenaCounty-MI | Zone6A | Zone6A(MI-AlpenaCounty-MI) | ASHRAE30pct-state-STD2010 | state | MI | 0.1095 | 0.82 | ASHRAE30pct-state-6A_HotelSmall_STD2010_MI-AlpenaCounty-MI.table.csv.gz | Small Hotel | Alpena County Regional Ap MI USA TMY3 WMO#=726390 | Electricity | 103144.4453 | 47655.5559 | 114055.5565 | 18244.4446 | 164169.4458 | 0 | 77336.1117 | 72.2222 | 0 | 0 | 0 | 0 | 0 | 0 | 524675.0042 | 0 | 524677.782 | -2.7778 | -2.7778 | 11294.3168 | 5218.2834 | 12489.0834 | 1997.7667 | 17976.5543 | 0 | 8468.3042 | 7.9083 | 0 | 0 | 0 | 0 | 0 | 0 | 57451.913 | 0 | 57452.2171 | -0.30417 | -0.30417 | 352.0288 | 162.6469 | 389.2681 | 62.2677 | 560.3052 | 0 | 263.9458 | 0.24649 | 0 | 0 | 0 | 0 | 0 | 0 | 1790.6995 | 0 | 1790.709 | -0.0094805 | -0.0094805 | 9.0104 | 1.4413 | 12.9692 | 6.1096 | 0.0057056 | 0 | 3.7648 | 8.1484 | 0 | 0 | 0 | 41.4497 | 41.4495 | 41.4495 | 1
MI_6A_SH_2013_EL | 6A | SH | EL | 17595 | ASHRAE30pct-state-6A | HotelSmall | STD2013 | MI-AlpenaCounty-MI | Zone6A | Zone6A(MI-AlpenaCounty-MI) | ASHRAE30pct-state-STD2013 | state | MI | 0.1095 | 0.82 | ASHRAE30pct-state-6A_HotelSmall_STD2013_MI-AlpenaCounty-MI.table.csv.gz | Small Hotel | Alpena County Regional Ap MI USA TMY3 WMO#=726390 | Electricity | 101580.5564 | 39916.667 | 88830.5563 | 18244.4446 | 154908.3346 | 0 | 76716.6673 | 72.2222 | 0 | 0 | 0 | 0 | 0 | 0 | 480269.4483 | 0 | 480269.4483 | 0 | 0 | 11123.0709 | 4370.875 | 9726.9459 | 1997.7667 | 16962.4626 | 0 | 8400.4751 | 7.9083 | 0 | 0 | 0 | 0 | 0 | 0 | 52589.5046 | 0 | 52589.5046 | 0 | 0 | 346.6913 | 136.2343 | 303.1759 | 62.2677 | 528.6973 | 0 | 261.8316 | 0.24649 | 0 | 0 | 0 | 0 | 0 | 0 | 1639.1447 | 0 | 1639.1447 | 0 | 0 | 7.0176 | 1.4413 | 12.2378 | 6.0606 | 0.0057056 | 0 | 3.1534 | 8.0249 | 0 | 0 | 0 | 37.9414 | 37.9414 | 37.9414 | 2
MI_6A_SH_2010_NG | 6A | SH | NG | 16944 | ASHRAE30pct-state-6A | HotelSmall | STD2010 | MI-AlpenaCounty-MI | Zone6A | Zone6A(MI-AlpenaCounty-MI) | ASHRAE30pct-state-STD2010 | state | MI | 0.1095 | 0.82 | ASHRAE30pct-state-6A_HotelSmall_STD2010_MI-AlpenaCounty-MI.table.csv.gz | Small Hotel | Alpena County Regional Ap MI USA TMY3 WMO#=726390 | Natural Gas | 145186.6264 | 0 | 0 | 0 | 399495.4379 | 0 | 0 | 0 | 0 | 0 | 0 | 636487.6306 | 0 | 0 | 1181169.6949 | 0 | 1181169.6949 | 0 | 0 | 1190.5303 | 0 | 0 | 0 | 3275.8626 | 0 | 0 | 0 | 0 | 0 | 0 | 5219.1986 | 0 | 0 | 9685.5915 | 0 | 9685.5915 | 0 | 0 | 145.1866 | 0 | 0 | 0 | 399.4954 | 0 | 0 | 0 | 0 | 0 | 0 | 636.4876 | 0 | 0 | 1181.1697 | 0 | 1181.1697 | 0 | 0 | 0 | 0 | 9.2472 | 0 | 0 | 0 | 0 | 3.3606 | 14.7328 | 0 | 0 | 27.3406 | 27.3406 | 27.3406 | 1
MI_6A_SH_2013_NG | 6A | SH | NG | 17604 | ASHRAE30pct-state-6A | HotelSmall | STD2013 | MI-AlpenaCounty-MI | Zone6A | Zone6A(MI-AlpenaCounty-MI) | ASHRAE30pct-state-STD2013 | state | MI | 0.1095 | 0.82 | ASHRAE30pct-state-6A_HotelSmall_STD2013_MI-AlpenaCounty-MI.table.csv.gz | Small Hotel | Alpena County Regional Ap MI USA TMY3 WMO#=726390 | Natural Gas | 148428.161 | 0 | 0 | 0 | 399495.4379 | 0 | 0 | 0 | 0 | 0 | 0 | 636468.6743 | 0 | 0 | 1184392.2732 | 0 | 1184392.2732 | 0 | 0 | 1217.1109 | 0 | 0 | 0 | 3275.8626 | 0 | 0 | 0 | 0 | 0 | 0 | 5219.0431 | 0 | 0 | 9712.0166 | 0 | 9712.0166 | 0 | 0 | 148.4282 | 0 | 0 | 0 | 399.4954 | 0 | 0 | 0 | 0 | 0 | 0 | 636.4687 | 0 | 0 | 1184.3923 | 0 | 1184.3923 | 0 | 0 | 0 | 0 | 9.2472 | 0 | 0 | 0 | 0 | 3.4357 | 14.7324 | 0 | 0 | 27.4152 | 27.4152 | 27.4152 | 2
MN_6A_SH_2010_EL | 6A | SH | EL | 16995 | ASHRAE30pct-state-6A | HotelSmall | STD2010 | MN-MinneapolisStPaul-MN | Zone6A | Zone6A(MN-MinneapolisStPaul-MN) | ASHRAE30pct-state-STD2010 | state | MN | 0.0886 | 0.62 | ASHRAE30pct-state-6A_HotelSmall_STD2010_MN-MinneapolisStPaul-MN.table.csv.gz | Small Hotel | Minneapolis St Paul IntL Arp MN USA TMY3 WMO#=726580 | Electricity | 107680.5564 | 60233.3338 | 114083.3342 | 18272.2224 | 164169.4458 | 0 | 77855.5562 | 72.2222 | 0 | 0 | 0 | 0 | 0 | 0 | 542366.671 | 0 | 542366.671 | 0 | 0 | 9540.4973 | 5336.6734 | 10107.7834 | 1618.9189 | 14545.4129 | 0 | 6898.0023 | 6.3989 | 0 | 0 | 0 | 0 | 0 | 0 | 48053.6871 | 0 | 48053.6871 | 0 | 0 | 367.5104 | 205.5745 | 389.3629 | 62.3625 | 560.3052 | 0 | 265.7186 | 0.24649 | 0 | 0 | 0 | 0 | 0 | 0 | 1851.0806 | 0 | 1851.0806 | 0 | 0 | 9.0126 | 1.4435 | 12.9694 | 6.1506 | 0.0057056 | 0 | 4.7584 | 8.5068 | 0 | 0 | 0 | 42.8471 | 42.8471 | 42.8471 | 1
MN_6A_SH_2013_EL | 6A | SH | EL | 17655 | ASHRAE30pct-state-6A | HotelSmall | STD2013 | MN-MinneapolisStPaul-MN | Zone6A | Zone6A(MN-MinneapolisStPaul-MN) | ASHRAE30pct-state-STD2013 | state | MN | 0.0886 | 0.62 | ASHRAE30pct-state-6A_HotelSmall_STD2013_MN-MinneapolisStPaul-MN.table.csv.gz | Small Hotel | Minneapolis St Paul IntL Arp MN USA TMY3 WMO#=726580 | Electricity | 105919.4453 | 51152.7782 | 88872.2229 | 18272.2224 | 154908.3346 | 0 | 77125.0006 | 72.2222 | 0 | 0 | 0 | 0 | 0 | 0 | 496325.004 | 0 | 496322.2262 | 2.7778 | 2.7778 | 9384.4629 | 4532.1361 | 7874.079 | 1618.9189 | 13724.8784 | 0 | 6833.2751 | 6.3989 | 0 | 0 | 0 | 0 | 0 | 0 | 43974.3954 | 0 | 43974.1492 | 0.24611 | 0.24611 | 361.4998 | 174.5828 | 303.3181 | 62.3625 | 528.6973 | 0 | 263.2252 | 0.24649 | 0 | 0 | 0 | 0 | 0 | 0 | 1693.9419 | 0 | 1693.9324 | 0.0094805 | 0.0094805 | 7.0209 | 1.4435 | 12.238 | 6.0929 | 0.0057056 | 0 | 4.0411 | 8.3677 | 0 | 0 | 0 | 39.2096 | 39.2098 | 39.2098 | 2
MN_6A_SH_2010_NG | 6A | SH | NG | 17004 | ASHRAE30pct-state-6A | HotelSmall | STD2010 | MN-MinneapolisStPaul-MN | Zone6A | Zone6A(MN-MinneapolisStPaul-MN) | ASHRAE30pct-state-STD2010 | state | MN | 0.0886 | 0.62 | ASHRAE30pct-state-6A_HotelSmall_STD2010_MN-MinneapolisStPaul-MN.table.csv.gz | Small Hotel | Minneapolis St Paul IntL Arp MN USA TMY3 WMO#=726580 | Natural Gas | 144125.0713 | 0 | 0 | 0 | 399495.4379 | 0 | 0 | 0 | 0 | 0 | 0 | 636421.2834 | 0 | 0 | 1180032.3144 | 0 | 1180041.7926 | 0 | 0 | 893.5754 | 0 | 0 | 0 | 2476.8717 | 0 | 0 | 0 | 0 | 0 | 0 | 3945.812 | 0 | 0 | 7316.2003 | 0 | 7316.2591 | 0 | 0 | 144.1251 | 0 | 0 | 0 | 399.4954 | 0 | 0 | 0 | 0 | 0 | 0 | 636.4213 | 0 | 0 | 1180.0323 | 0 | 1180.0418 | 0 | 0 | 0 | 0 | 9.2472 | 0 | 0 | 0 | 0 | 3.3361 | 14.7313 | 0 | 0 | 27.3145 | 27.3143 | 27.3145 | 1
MN_6A_SH_2013_NG | 6A | SH | NG | 17664 | ASHRAE30pct-state-6A | HotelSmall | STD2013 | MN-MinneapolisStPaul-MN | Zone6A | Zone6A(MN-MinneapolisStPaul-MN) | ASHRAE30pct-state-STD2013 | state | MN | 0.0886 | 0.62 | ASHRAE30pct-state-6A_HotelSmall_STD2013_MN-MinneapolisStPaul-MN.table.csv.gz | Small Hotel | Minneapolis St Paul IntL Arp MN USA TMY3 WMO#=726580 | Natural Gas | 146911.6536 | 0 | 0 | 0 | 399495.4379 | 0 | 0 | 0 | 0 | 0 | 0 | 636402.3271 | 0 | 0 | 1182809.4186 | 0 | 1182809.4186 | 0 | 0 | 910.8523 | 0 | 0 | 0 | 2476.8717 | 0 | 0 | 0 | 0 | 0 | 0 | 3945.6944 | 0 | 0 | 7333.4184 | 0 | 7333.4184 | 0 | 0 | 146.9117 | 0 | 0 | 0 | 399.4954 | 0 | 0 | 0 | 0 | 0 | 0 | 636.4023 | 0 | 0 | 1182.8094 | 0 | 1182.8094 | 0 | 0 | 0 | 0 | 9.2472 | 0 | 0 | 0 | 0 | 3.4006 | 14.7309 | 0 | 0 | 27.3786 | 27.3786 | 27.3786 | 2
ND_6A_SH_2010_EL | 6A | SH | EL | 17055 | ASHRAE30pct-state-6A | HotelSmall | STD2010 | ND-Bismarck-ND | Zone6A | Zone6A(ND-Bismarck-ND) | ASHRAE30pct-state-STD2010 | state | ND | 0.0798 | 0.59 | ASHRAE30pct-state-6A_HotelSmall_STD2010_ND-Bismarck-ND.table.csv.gz | Small Hotel | Bismarck Municipal Arpt Isis ND USA TMY3 WMO#=727640 | Electricity | 120297.2232 | 53388.8893 | 114136.112 | 18247.2224 | 164169.4458 | 0 | 78616.6673 | 72.2222 | 0 | 0 | 0 | 0 | 0 | 0 | 548927.7822 | 0 | 548927.7822 | 0 | 0 | 9599.7184 | 4260.4334 | 9108.0617 | 1456.1283 | 13100.7218 | 0 | 6273.6101 | 5.7633 | 0 | 0 | 0 | 0 | 0 | 0 | 43804.437 | 0 | 43804.437 | 0 | 0 | 410.5707 | 182.2146 | 389.543 | 62.2772 | 560.3052 | 0 | 268.3162 | 0.24649 | 0 | 0 | 0 | 0 | 0 | 0 | 1873.4735 | 0 | 1873.4735 | 0 | 0 | 9.0168 | 1.4415 | 12.9694 | 6.2107 | 0.0057056 | 0 | 4.2177 | 9.5035 | 0 | 0 | 0 | 43.3654 | 43.3654 | 43.3654 | 1
ND_6A_SH_2013_EL | 6A | SH | EL | 17715 | ASHRAE30pct-state-6A | HotelSmall | STD2013 | ND-Bismarck-ND | Zone6A | Zone6A(ND-Bismarck-ND) | ASHRAE30pct-state-STD2013 | state | ND | 0.0798 | 0.59 | ASHRAE30pct-state-6A_HotelSmall_STD2013_ND-Bismarck-ND.table.csv.gz | Small Hotel | Bismarck Municipal Arpt Isis ND USA TMY3 WMO#=727640 | Electricity | 117219.4454 | 45163.8893 | 89016.6674 | 18247.2224 | 154908.3346 | 0 | 77861.1117 | 72.2222 | 0 | 0 | 0 | 0 | 0 | 0 | 502488.8929 | 0 | 502488.8929 | -5.8208e-11 | -5.8208e-11 | 9354.1117 | 3604.0784 | 7103.5301 | 1456.1283 | 12361.6851 | 0 | 6213.3167 | 5.7633 | 0 | 0 | 0 | 0 | 0 | 0 | 40098.6137 | 0 | 40098.6137 | -4.645e-12 | -4.645e-12 | 400.0663 | 154.143 | 303.8111 | 62.2772 | 528.6973 | 0 | 265.7376 | 0.24649 | 0 | 0 | 0 | 0 | 0 | 0 | 1714.979 | 0 | 1714.979 | -1.9866e-13 | -1.9866e-13 | 7.0323 | 1.4415 | 12.2378 | 6.151 | 0.0057056 | 0 | 3.568 | 9.2604 | 0 | 0 | 0 | 39.6968 | 39.6968 | 39.6968 | 2
ND_6A_SH_2010_NG | 6A | SH | NG | 17064 | ASHRAE30pct-state-6A | HotelSmall | STD2010 | ND-Bismarck-ND | Zone6A | Zone6A(ND-Bismarck-ND) | ASHRAE30pct-state-STD2010 | state | ND | 0.0798 | 0.59 | ASHRAE30pct-state-6A_HotelSmall_STD2010_ND-Bismarck-ND.table.csv.gz | Small Hotel | Bismarck Municipal Arpt Isis ND USA TMY3 WMO#=727640 | Natural Gas | 154238.2799 | 0 | 0 | 0 | 399495.4379 | 0 | 0 | 0 | 0 | 0 | 0 | 636468.6743 | 0 | 0 | 1190202.3921 | 0 | 1190202.3921 | 0 | 0 | 910.0059 | 0 | 0 | 0 | 2357.0231 | 0 | 0 | 0 | 0 | 0 | 0 | 3755.1652 | 0 | 0 | 7022.1941 | 0 | 7022.1941 | 0 | 0 | 154.2383 | 0 | 0 | 0 | 399.4954 | 0 | 0 | 0 | 0 | 0 | 0 | 636.4687 | 0 | 0 | 1190.2024 | 0 | 1190.2024 | 0 | 0 | 0 | 0 | 9.2472 | 0 | 0 | 0 | 0 | 3.5702 | 14.7324 | 0 | 0 | 27.5497 | 27.5497 | 27.5497 | 1
ND_6A_SH_2013_NG | 6A | SH | NG | 17724 | ASHRAE30pct-state-6A | HotelSmall | STD2013 | ND-Bismarck-ND | Zone6A | Zone6A(ND-Bismarck-ND) | ASHRAE30pct-state-STD2013 | state | ND | 0.0798 | 0.59 | ASHRAE30pct-state-6A_HotelSmall_STD2013_ND-Bismarck-ND.table.csv.gz | Small Hotel | Bismarck Municipal Arpt Isis ND USA TMY3 WMO#=727640 | Natural Gas | 156645.7354 | 0 | 0 | 0 | 399495.4379 | 0 | 0 | 0 | 0 | 0 | 0 | 636449.7179 | 0 | 0 | 1192600.3694 | 0 | 1192590.8912 | 0 | 0 | 924.2098 | 0 | 0 | 0 | 2357.0231 | 0 | 0 | 0 | 0 | 0 | 0 | 3755.0533 | 0 | 0 | 7036.3422 | 0 | 7036.2863 | 0 | 0 | 156.6457 | 0 | 0 | 0 | 399.4954 | 0 | 0 | 0 | 0 | 0 | 0 | 636.4497 | 0 | 0 | 1192.6004 | 0 | 1192.5909 | 0 | 0 | 0 | 0 | 9.2472 | 0 | 0 | 0 | 0 | 3.6259 | 14.732 | 0 | 0 | 27.605 | 27.6052 | 27.605 | 2
NH_6A_SH_2010_EL | 6A | SH | EL | 17115 | ASHRAE30pct-state-6A | HotelSmall | STD2010 | NH-Concord-NH | Zone6A | Zone6A(NH-Concord-NH) | ASHRAE30pct-state-STD2010 | state | NH | 0.134 | 1.17 | ASHRAE30pct-state-6A_HotelSmall_STD2010_NH-Concord-NH.table.csv.gz | Small Hotel | Concord Municipal Arpt NH USA TMY3 WMO#=726050 | Electricity | 85094.4451 | 55558.3338 | 114033.3342 | 18261.1113 | 164169.4458 | 0 | 77194.4451 | 72.2222 | 0 | 0 | 0 | 0 | 0 | 0 | 514383.3374 | 0 | 514383.3374 | 0 | 0 | 11402.6556 | 7444.8167 | 15280.4668 | 2446.9889 | 21998.7057 | 0 | 10344.0556 | 9.6778 | 0 | 0 | 0 | 0 | 0 | 0 | 68927.3672 | 0 | 68927.3672 | 0 | 0 | 290.4247 | 189.6189 | 389.1922 | 62.3246 | 560.3052 | 0 | 263.4622 | 0.24649 | 0 | 0 | 0 | 0 | 0 | 0 | 1755.5744 | 0 | 1755.5744 | 0 | 0 | 9.0087 | 1.4426 | 12.9694 | 6.0984 | 0.0057056 | 0 | 4.3891 | 6.7225 | 0 | 0 | 0 | 40.6364 | 40.6364 | 40.6364 | 1
NH_6A_SH_2013_EL | 6A | SH | EL | 17775 | ASHRAE30pct-state-6A | HotelSmall | STD2013 | NH-Concord-NH | Zone6A | Zone6A(NH-Concord-NH) | ASHRAE30pct-state-STD2013 | state | NH | 0.134 | 1.17 | ASHRAE30pct-state-6A_HotelSmall_STD2013_NH-Concord-NH.table.csv.gz | Small Hotel | Concord Municipal Arpt NH USA TMY3 WMO#=726050 | Electricity | 83472.2229 | 46930.5559 | 88702.7785 | 18261.1113 | 154908.3346 | 0 | 76458.3339 | 72.2222 | 0 | 0 | 0 | 0 | 0 | 0 | 468808.3371 | 0 | 468805.5593 | 2.7778 | 2.7778 | 11185.2779 | 6288.6945 | 11886.1723 | 2446.9889 | 20757.7168 | 0 | 10245.4167 | 9.6778 | 0 | 0 | 0 | 0 | 0 | 0 | 62820.3172 | 0 | 62819.9449 | 0.37222 | 0.37222 | 284.8881 | 160.1725 | 302.7398 | 62.3246 | 528.6973 | 0 | 260.9499 | 0.24649 | 0 | 0 | 0 | 0 | 0 | 0 | 1600.0283 | 0 | 1600.0188 | 0.0094805 | 0.0094805 | 7.0075 | 1.4426 | 12.238 | 6.0402 | 0.0057056 | 0 | 3.7075 | 6.5943 | 0 | 0 | 0 | 37.0358 | 37.036 | 37.036 | 2
NH_6A_SH_2010_NG | 6A | SH | NG | 17124 | ASHRAE30pct-state-6A | HotelSmall | STD2010 | NH-Concord-NH | Zone6A | Zone6A(NH-Concord-NH) | ASHRAE30pct-state-STD2010 | state | NH | 0.134 | 1.17 | ASHRAE30pct-state-6A_HotelSmall_STD2010_NH-Concord-NH.table.csv.gz | Small Hotel | Concord Municipal Arpt NH USA TMY3 WMO#=726050 | Natural Gas | 126429.3256 | 0 | 0 | 0 | 399495.4379 | 0 | 0 | 0 | 0 | 0 | 0 | 636317.0235 | 0 | 0 | 1162251.2652 | 0 | 1162241.7871 | 0 | 0 | 1479.2231 | 0 | 0 | 0 | 4674.0966 | 0 | 0 | 0 | 0 | 0 | 0 | 7444.9092 | 0 | 0 | 13598.3398 | 0 | 13598.2289 | 0 | 0 | 126.4293 | 0 | 0 | 0 | 399.4954 | 0 | 0 | 0 | 0 | 0 | 0 | 636.317 | 0 | 0 | 1162.2513 | 0 | 1162.2418 | 0 | 0 | 0 | 0 | 9.2472 | 0 | 0 | 0 | 0 | 2.9265 | 14.7289 | 0 | 0 | 26.9025 | 26.9027 | 26.9025 | 1
NH_6A_SH_2013_NG | 6A | SH | NG | 17784 | ASHRAE30pct-state-6A | HotelSmall | STD2013 | NH-Concord-NH | Zone6A | Zone6A(NH-Concord-NH) | ASHRAE30pct-state-STD2013 | state | NH | 0.134 | 1.17 | ASHRAE30pct-state-6A_HotelSmall_STD2013_NH-Concord-NH.table.csv.gz | Small Hotel | Concord Municipal Arpt NH USA TMY3 WMO#=726050 | Natural Gas | 129433.9059 | 0 | 0 | 0 | 399495.4379 | 0 | 0 | 0 | 0 | 0 | 0 | 636307.5453 | 0 | 0 | 1165236.8892 | 0 | 1165236.8892 | 0 | 0 | 1514.3767 | 0 | 0 | 0 | 4674.0966 | 0 | 0 | 0 | 0 | 0 | 0 | 7444.7983 | 0 | 0 | 13633.2716 | 0 | 13633.2716 | 0 | 0 | 129.4339 | 0 | 0 | 0 | 399.4954 | 0 | 0 | 0 | 0 | 0 | 0 | 636.3075 | 0 | 0 | 1165.2369 | 0 | 1165.2369 | 0 | 0 | 0 | 0 | 9.2472 | 0 | 0 | 0 | 0 | 2.996 | 14.7287 | 0 | 0 | 26.9718 | 26.9718 | 26.9718 | 2
NY_6A_SH_2010_EL | 6A | SH | EL | 17175 | ASHRAE30pct-state-6A | HotelSmall | STD2010 | NY-Binghamton-NY | Zone6A | Zone6A(NY-Binghamton-NY) | ASHRAE30pct-state-STD2010 | state | NY | 0.1508 | 0.73 | ASHRAE30pct-state-6A_HotelSmall_STD2010_NY-Binghamton-NY.table.csv.gz | Small Hotel | Binghamton Edwin A Link Field NY USA TMY3 WMO#=725150 | Electricity | 77127.7784 | 52738.8893 | 113986.112 | 18283.3335 | 164169.4458 | 0 | 77655.5562 | 72.2222 | 0 | 0 | 0 | 0 | 0 | 0 | 504033.3374 | 0 | 504033.3374 | 0 | 0 | 11630.869 | 7953.0245 | 17189.1057 | 2757.1267 | 24756.7524 | 0 | 11710.4579 | 10.8911 | 0 | 0 | 0 | 0 | 0 | 0 | 76008.2273 | 0 | 76008.2273 | 0 | 0 | 263.2347 | 179.9962 | 389.0311 | 62.4005 | 560.3052 | 0 | 265.036 | 0.24649 | 0 | 0 | 0 | 0 | 0 | 0 | 1720.2502 | 0 | 1720.2502 | 0 | 0 | 9.0049 | 1.4444 | 12.9694 | 6.1348 | 0.0057056 | 0 | 4.1664 | 6.0931 | 0 | 0 | 0 | 39.8188 | 39.8188 | 39.8188 | 1
NY_6A_SH_2013_EL | 6A | SH | EL | 17835 | ASHRAE30pct-state-6A | HotelSmall | STD2013 | NY-Binghamton-NY | Zone6A | Zone6A(NY-Binghamton-NY) | ASHRAE30pct-state-STD2013 | state | NY | 0.1508 | 0.73 | ASHRAE30pct-state-6A_HotelSmall_STD2013_NY-Binghamton-NY.table.csv.gz | Small Hotel | Binghamton Edwin A Link Field NY USA TMY3 WMO#=725150 | Electricity | 76388.8895 | 44291.667 | 88658.334 | 18283.3335 | 154908.3346 | 0 | 76933.3339 | 72.2222 | 0 | 0 | 0 | 0 | 0 | 0 | 459536.1148 | 0 | 459536.1148 | 0 | 0 | 11519.4445 | 6679.1834 | 13369.6768 | 2757.1267 | 23360.1769 | 0 | 11601.5468 | 10.8911 | 0 | 0 | 0 | 0 | 0 | 0 | 69298.0461 | 0 | 69298.0461 | 0 | 0 | 260.7129 | 151.1661 | 302.5881 | 62.4005 | 528.6973 | 0 | 262.5711 | 0.24649 | 0 | 0 | 0 | 0 | 0 | 0 | 1568.3825 | 0 | 1568.3825 | 0 | 0 | 7.004 | 1.4444 | 12.2378 | 6.0778 | 0.0057056 | 0 | 3.4991 | 6.0347 | 0 | 0 | 0 | 36.3035 | 36.3035 | 36.3035 | 2
NY_6A_SH_2010_NG | 6A | SH | NG | 17184 | ASHRAE30pct-state-6A | HotelSmall | STD2010 | NY-Binghamton-NY | Zone6A | Zone6A(NY-Binghamton-NY) | ASHRAE30pct-state-STD2010 | state | NY | 0.1508 | 0.73 | ASHRAE30pct-state-6A_HotelSmall_STD2010_NY-Binghamton-NY.table.csv.gz | Small Hotel | Binghamton Edwin A Link Field NY USA TMY3 WMO#=725150 | Natural Gas | 107198.1163 | 0 | 0 | 0 | 399495.4379 | 0 | 0 | 0 | 0 | 0 | 0 | 636402.3271 | 0 | 0 | 1143095.8812 | 0 | 1143095.8812 | 0 | 0 | 782.5462 | 0 | 0 | 0 | 2916.3167 | 0 | 0 | 0 | 0 | 0 | 0 | 4645.737 | 0 | 0 | 8344.5999 | 0 | 8344.5999 | 0 | 0 | 107.1981 | 0 | 0 | 0 | 399.4954 | 0 | 0 | 0 | 0 | 0 | 0 | 636.4023 | 0 | 0 | 1143.0959 | 0 | 1143.0959 | 0 | 0 | 0 | 0 | 9.2472 | 0 | 0 | 0 | 0 | 2.4813 | 14.7309 | 0 | 0 | 26.4593 | 26.4593 | 26.4593 | 1
NY_6A_SH_2013_NG | 6A | SH | NG | 17844 | ASHRAE30pct-state-6A | HotelSmall | STD2013 | NY-Binghamton-NY | Zone6A | Zone6A(NY-Binghamton-NY) | ASHRAE30pct-state-STD2013 | state | NY | 0.1508 | 0.73 | ASHRAE30pct-state-6A_HotelSmall_STD2013_NY-Binghamton-NY.table.csv.gz | Small Hotel | Binghamton Edwin A Link Field NY USA TMY3 WMO#=725150 | Natural Gas | 110363.8255 | 0 | 0 | 0 | 399495.4379 | 0 | 0 | 0 | 0 | 0 | 0 | 636383.3707 | 0 | 0 | 1146252.1122 | 0 | 1146242.6341 | 0 | 0 | 805.6559 | 0 | 0 | 0 | 2916.3167 | 0 | 0 | 0 | 0 | 0 | 0 | 4645.5986 | 0 | 0 | 8367.6404 | 0 | 8367.5712 | 0 | 0 | 110.3638 | 0 | 0 | 0 | 399.4954 | 0 | 0 | 0 | 0 | 0 | 0 | 636.3834 | 0 | 0 | 1146.2521 | 0 | 1146.2426 | 0 | 0 | 0 | 0 | 9.2472 | 0 | 0 | 0 | 0 | 2.5546 | 14.7304 | 0 | 0 | 26.5322 | 26.5324 | 26.5322 | 2
PA_6A_SH_2010_EL | 6A | SH | EL | 17235 | ASHRAE30pct-state-6A | HotelSmall | STD2010 | PA-Bradford-PA | Zone6A | Zone6A(PA-Bradford-PA) | ASHRAE30pct-state-STD2010 | state | PA | 0.0937 | 1 | ASHRAE30pct-state-6A_HotelSmall_STD2010_PA-Bradford-PA.table.csv.gz | Small Hotel | Bradford Regional Ap PA USA TMY3 WMO#=725266 | Electricity | 92280.5563 | 46483.3337 | 113947.2231 | 18272.2224 | 164169.4458 | 0 | 77691.6673 | 72.2222 | 0 | 0 | 0 | 0 | 0 | 0 | 512916.6708 | 0 | 512916.6708 | 5.8208e-11 | 5.8208e-11 | 8646.6881 | 4355.4884 | 10676.8548 | 1712.1072 | 15382.6771 | 0 | 7279.7092 | 6.7672 | 0 | 0 | 0 | 0 | 0 | 0 | 48060.2921 | 0 | 48060.2921 | 5.4541e-12 | 5.4541e-12 | 314.9507 | 158.6462 | 388.8983 | 62.3625 | 560.3052 | 0 | 265.1593 | 0.24649 | 0 | 0 | 0 | 0 | 0 | 0 | 1750.5687 | 0 | 1750.5687 | 1.9866e-13 | 1.9866e-13 | 9.0019 | 1.4435 | 12.9694 | 6.1377 | 0.0057056 | 0 | 3.6722 | 7.2902 | 0 | 0 | 0 | 40.5205 | 40.5205 | 40.5205 | 1
PA_6A_SH_2013_EL | 6A | SH | EL | 17895 | ASHRAE30pct-state-6A | HotelSmall | STD2013 | PA-Bradford-PA | Zone6A | Zone6A(PA-Bradford-PA) | ASHRAE30pct-state-STD2013 | state | PA | 0.0937 | 1 | ASHRAE30pct-state-6A_HotelSmall_STD2013_PA-Bradford-PA.table.csv.gz | Small Hotel | Bradford Regional Ap PA USA TMY3 WMO#=725266 | Electricity | 90647.2229 | 38766.667 | 88500.0007 | 18272.2224 | 154908.3346 | 0 | 77005.5562 | 72.2222 | 0 | 0 | 0 | 0 | 0 | 0 | 468169.4482 | 0 | 468172.226 | -2.7778 | -2.7778 | 8493.6448 | 3632.4367 | 8292.4501 | 1712.1072 | 14514.9109 | 0 | 7215.4206 | 6.7672 | 0 | 0 | 0 | 0 | 0 | 0 | 43867.4773 | 0 | 43867.7376 | -0.26028 | -0.26028 | 309.3762 | 132.3094 | 302.0478 | 62.3625 | 528.6973 | 0 | 262.8176 | 0.24649 | 0 | 0 | 0 | 0 | 0 | 0 | 1597.8478 | 0 | 1597.8573 | -0.0094805 | -0.0094805 | 6.9915 | 1.4435 | 12.2376 | 6.0835 | 0.0057056 | 0 | 3.0626 | 7.1612 | 0 | 0 | 0 | 36.9857 | 36.9855 | 36.9855 | 2
PA_6A_SH_2010_NG | 6A | SH | NG | 17244 | ASHRAE30pct-state-6A | HotelSmall | STD2010 | PA-Bradford-PA | Zone6A | Zone6A(PA-Bradford-PA) | ASHRAE30pct-state-STD2010 | state | PA | 0.0937 | 1 | ASHRAE30pct-state-6A_HotelSmall_STD2010_PA-Bradford-PA.table.csv.gz | Small Hotel | Bradford Regional Ap PA USA TMY3 WMO#=725266 | Natural Gas | 126704.1926 | 0 | 0 | 0 | 399495.4379 | 0 | 0 | 0 | 0 | 0 | 0 | 636459.1961 | 0 | 0 | 1162668.3048 | 0 | 1162658.8266 | 0 | 0 | 1267.0419 | 0 | 0 | 0 | 3994.9544 | 0 | 0 | 0 | 0 | 0 | 0 | 6364.592 | 0 | 0 | 11626.683 | 0 | 11626.5883 | 0 | 0 | 126.7042 | 0 | 0 | 0 | 399.4954 | 0 | 0 | 0 | 0 | 0 | 0 | 636.4592 | 0 | 0 | 1162.6683 | 0 | 1162.6588 | 0 | 0 | 0 | 0 | 9.2472 | 0 | 0 | 0 | 0 | 2.9328 | 14.7322 | 0 | 0 | 26.9122 | 26.9124 | 26.9122 | 1
PA_6A_SH_2013_NG | 6A | SH | NG | 17904 | ASHRAE30pct-state-6A | HotelSmall | STD2013 | PA-Bradford-PA | Zone6A | Zone6A(PA-Bradford-PA) | ASHRAE30pct-state-STD2013 | state | PA | 0.0937 | 1 | ASHRAE30pct-state-6A_HotelSmall_STD2013_PA-Bradford-PA.table.csv.gz | Small Hotel | Bradford Regional Ap PA USA TMY3 WMO#=725266 | Natural Gas | 130031.0307 | 0 | 0 | 0 | 399495.4379 | 0 | 0 | 0 | 0 | 0 | 0 | 636440.2397 | 0 | 0 | 1165976.1865 | 0 | 1165966.7083 | 0 | 0 | 1300.3103 | 0 | 0 | 0 | 3994.9544 | 0 | 0 | 0 | 0 | 0 | 0 | 6364.4024 | 0 | 0 | 11659.7619 | 0 | 11659.6671 | 0 | 0 | 130.031 | 0 | 0 | 0 | 399.4954 | 0 | 0 | 0 | 0 | 0 | 0 | 636.4402 | 0 | 0 | 1165.9762 | 0 | 1165.9667 | 0 | 0 | 0 | 0 | 9.2472 | 0 | 0 | 0 | 0 | 3.0098 | 14.7317 | 0 | 0 | 26.9887 | 26.9889 | 26.9887 | 2
SD_6A_SH_2010_EL | 6A | SH | EL | 17295 | ASHRAE30pct-state-6A | HotelSmall | STD2010 | SD-Pierre-SD | Zone6A | Zone6A(SD-Pierre-SD) | ASHRAE30pct-state-STD2010 | state | SD | 0.0801 | 0.63 | ASHRAE30pct-state-6A_HotelSmall_STD2010_SD-Pierre-SD.table.csv.gz | Small Hotel | Pierre Municipal Ap SD USA TMY3 WMO#=726686 | Electricity | 94825.0008 | 64002.7783 | 114083.3342 | 18272.2224 | 164169.4458 | 0 | 79197.2229 | 72.2222 | 0 | 0 | 0 | 0 | 0 | 0 | 534622.2265 | 0 | 534622.2265 | 0 | 0 | 7595.4826 | 5126.6225 | 9138.0751 | 1463.605 | 13149.9726 | 0 | 6343.6976 | 5.785 | 0 | 0 | 0 | 0 | 0 | 0 | 42823.2403 | 0 | 42823.2403 | 0 | 0 | 323.6348 | 218.4395 | 389.3629 | 62.3625 | 560.3052 | 0 | 270.2977 | 0.24649 | 0 | 0 | 0 | 0 | 0 | 0 | 1824.6491 | 0 | 1824.6491 | 0 | 0 | 9.0126 | 1.4435 | 12.9694 | 6.2566 | 0.0057056 | 0 | 5.0562 | 7.4912 | 0 | 0 | 0 | 42.2353 | 42.2353 | 42.2353 | 1
SD_6A_SH_2013_EL | 6A | SH | EL | 17955 | ASHRAE30pct-state-6A | HotelSmall | STD2013 | SD-Pierre-SD | Zone6A | Zone6A(SD-Pierre-SD) | ASHRAE30pct-state-STD2013 | state | SD | 0.0801 | 0.63 | ASHRAE30pct-state-6A_HotelSmall_STD2013_SD-Pierre-SD.table.csv.gz | Small Hotel | Pierre Municipal Ap SD USA TMY3 WMO#=726686 | Electricity | 92891.6674 | 54763.8893 | 88783.334 | 18272.2224 | 154908.3346 | 0 | 78391.6673 | 72.2222 | 0 | 0 | 0 | 0 | 0 | 0 | 488083.3372 | 0 | 488083.3372 | 0 | 0 | 7440.6226 | 4386.5875 | 7111.5451 | 1463.605 | 12408.1576 | 0 | 6279.1726 | 5.785 | 0 | 0 | 0 | 0 | 0 | 0 | 39095.4753 | 0 | 39095.4753 | 0 | 0 | 317.0364 | 186.9075 | 303.0148 | 62.3625 | 528.6973 | 0 | 267.5483 | 0.24649 | 0 | 0 | 0 | 0 | 0 | 0 | 1665.8133 | 0 | 1665.8133 | 0 | 0 | 7.0139 | 1.4435 | 12.2378 | 6.193 | 0.0057056 | 0 | 4.3264 | 7.3385 | 0 | 0 | 0 | 38.5587 | 38.5587 | 38.5587 | 2
SD_6A_SH_2010_NG | 6A | SH | NG | 17304 | ASHRAE30pct-state-6A | HotelSmall | STD2010 | SD-Pierre-SD | Zone6A | Zone6A(SD-Pierre-SD) | ASHRAE30pct-state-STD2010 | state | SD | 0.0801 | 0.63 | ASHRAE30pct-state-6A_HotelSmall_STD2010_SD-Pierre-SD.table.csv.gz | Small Hotel | Pierre Municipal Ap SD USA TMY3 WMO#=726686 | Natural Gas | 121785.0217 | 0 | 0 | 0 | 399495.4379 | 0 | 0 | 0 | 0 | 0 | 0 | 636345.458 | 0 | 0 | 1157625.9177 | 0 | 1157625.9177 | 0 | 0 | 767.2456 | 0 | 0 | 0 | 2516.8213 | 0 | 0 | 0 | 0 | 0 | 0 | 4008.9764 | 0 | 0 | 7293.0433 | 0 | 7293.0433 | 0 | 0 | 121.785 | 0 | 0 | 0 | 399.4954 | 0 | 0 | 0 | 0 | 0 | 0 | 636.3455 | 0 | 0 | 1157.6259 | 0 | 1157.6259 | 0 | 0 | 0 | 0 | 9.2472 | 0 | 0 | 0 | 0 | 2.819 | 14.7295 | 0 | 0 | 26.7957 | 26.7957 | 26.7957 | 1
SD_6A_SH_2013_NG | 6A | SH | NG | 17964 | ASHRAE30pct-state-6A | HotelSmall | STD2013 | SD-Pierre-SD | Zone6A | Zone6A(SD-Pierre-SD) | ASHRAE30pct-state-STD2013 | state | SD | 0.0801 | 0.63 | ASHRAE30pct-state-6A_HotelSmall_STD2013_SD-Pierre-SD.table.csv.gz | Small Hotel | Pierre Municipal Ap SD USA TMY3 WMO#=726686 | Natural Gas | 124372.5625 | 0 | 0 | 0 | 399495.4379 | 0 | 0 | 0 | 0 | 0 | 0 | 636335.9799 | 0 | 0 | 1160203.9802 | 0 | 1160203.9802 | 0 | 0 | 783.5471 | 0 | 0 | 0 | 2516.8213 | 0 | 0 | 0 | 0 | 0 | 0 | 4008.9167 | 0 | 0 | 7309.2851 | 0 | 7309.2851 | 0 | 0 | 124.3726 | 0 | 0 | 0 | 399.4954 | 0 | 0 | 0 | 0 | 0 | 0 | 636.336 | 0 | 0 | 1160.204 | 0 | 1160.204 | 0 | 0 | 0 | 0 | 9.2472 | 0 | 0 | 0 | 0 | 2.8789 | 14.7293 | 0 | 0 | 26.8553 | 26.8553 | 26.8553 | 2
VT_6A_SH_2010_EL | 6A | SH | EL | 17355 | ASHRAE30pct-state-6A | HotelSmall | STD2010 | VT-Burlington-VT | Zone6A | Zone6A(VT-Burlington-VT) | ASHRAE30pct-state-STD2010 | state | VT | 0.143 | 1.18 | ASHRAE30pct-state-6A_HotelSmall_STD2010_VT-Burlington-VT.table.csv.gz | Small Hotel | Burlington International Ap VT USA TMY3 WMO#=726170 | Electricity | 92536.1119 | 52683.3338 | 114038.8898 | 18261.1113 | 164169.4458 | 0 | 77177.7784 | 72.2222 | 0 | 0 | 0 | 0 | 0 | 0 | 518938.893 | 0 | 518938.893 | 0 | 0 | 13232.664 | 7533.7167 | 16307.5612 | 2611.3389 | 23476.2307 | 0 | 11036.4223 | 10.3278 | 0 | 0 | 0 | 0 | 0 | 0 | 74208.2617 | 0 | 74208.2617 | 0 | 0 | 315.8229 | 179.8066 | 389.2112 | 62.3246 | 560.3052 | 0 | 263.4054 | 0.24649 | 0 | 0 | 0 | 0 | 0 | 0 | 1771.1224 | 0 | 1771.1224 | 0 | 0 | 9.0091 | 1.4426 | 12.9694 | 6.0971 | 0.0057056 | 0 | 4.162 | 7.3104 | 0 | 0 | 0 | 40.9963 | 40.9963 | 40.9963 | 1
VT_6A_SH_2013_EL | 6A | SH | EL | 18015 | ASHRAE30pct-state-6A | HotelSmall | STD2013 | VT-Burlington-VT | Zone6A | Zone6A(VT-Burlington-VT) | ASHRAE30pct-state-STD2013 | state | VT | 0.143 | 1.18 | ASHRAE30pct-state-6A_HotelSmall_STD2013_VT-Burlington-VT.table.csv.gz | Small Hotel | Burlington International Ap VT USA TMY3 WMO#=726170 | Electricity | 91363.8896 | 44222.2226 | 88827.7785 | 18261.1113 | 154908.3346 | 0 | 76500.0006 | 72.2222 | 0 | 0 | 0 | 0 | 0 | 0 | 474158.3371 | 0 | 474155.5593 | 2.7778 | 2.7778 | 13065.0362 | 6323.7778 | 12702.3723 | 2611.3389 | 22151.8918 | 0 | 10939.5001 | 10.3278 | 0 | 0 | 0 | 0 | 0 | 0 | 67804.6422 | 0 | 67804.245 | 0.39722 | 0.39722 | 311.8221 | 150.9291 | 303.1665 | 62.3246 | 528.6973 | 0 | 261.0921 | 0.24649 | 0 | 0 | 0 | 0 | 0 | 0 | 1618.2877 | 0 | 1618.2782 | 0.0094805 | 0.0094805 | 7.0174 | 1.4426 | 12.238 | 6.0435 | 0.0057056 | 0 | 3.4936 | 7.2178 | 0 | 0 | 0 | 37.4584 | 37.4586 | 37.4586 | 2
VT_6A_SH_2010_NG | 6A | SH | NG | 17364 | ASHRAE30pct-state-6A | HotelSmall | STD2010 | VT-Burlington-VT | Zone6A | Zone6A(VT-Burlington-VT) | ASHRAE30pct-state-STD2010 | state | VT | 0.143 | 1.18 | ASHRAE30pct-state-6A_HotelSmall_STD2010_VT-Burlington-VT.table.csv.gz | Small Hotel | Burlington International Ap VT USA TMY3 WMO#=726170 | Natural Gas | 130334.3322 | 0 | 0 | 0 | 399495.4379 | 0 | 0 | 0 | 0 | 0 | 0 | 636421.2834 | 0 | 0 | 1166251.0535 | 0 | 1166251.0535 | 0 | 0 | 1537.9451 | 0 | 0 | 0 | 4714.0462 | 0 | 0 | 0 | 0 | 0 | 0 | 7509.7711 | 0 | 0 | 13761.7624 | 0 | 13761.7624 | 0 | 0 | 130.3343 | 0 | 0 | 0 | 399.4954 | 0 | 0 | 0 | 0 | 0 | 0 | 636.4213 | 0 | 0 | 1166.2511 | 0 | 1166.2511 | 0 | 0 | 0 | 0 | 9.2472 | 0 | 0 | 0 | 0 | 3.0169 | 14.7313 | 0 | 0 | 26.9953 | 26.9953 | 26.9953 | 1
VT_6A_SH_2013_NG | 6A | SH | NG | 18024 | ASHRAE30pct-state-6A | HotelSmall | STD2013 | VT-Burlington-VT | Zone6A | Zone6A(VT-Burlington-VT) | ASHRAE30pct-state-STD2013 | state | VT | 0.143 | 1.18 | ASHRAE30pct-state-6A_HotelSmall_STD2013_VT-Burlington-VT.table.csv.gz | Small Hotel | Burlington International Ap VT USA TMY3 WMO#=726170 | Natural Gas | 133244.1307 | 0 | 0 | 0 | 399495.4379 | 0 | 0 | 0 | 0 | 0 | 0 | 636402.3271 | 0 | 0 | 1169141.8957 | 0 | 1169141.8957 | 0 | 0 | 1572.2807 | 0 | 0 | 0 | 4714.0462 | 0 | 0 | 0 | 0 | 0 | 0 | 7509.5475 | 0 | 0 | 13795.8744 | 0 | 13795.8744 | 0 | 0 | 133.2441 | 0 | 0 | 0 | 399.4954 | 0 | 0 | 0 | 0 | 0 | 0 | 636.4023 | 0 | 0 | 1169.1419 | 0 | 1169.1419 | 0 | 0 | 0 | 0 | 9.2472 | 0 | 0 | 0 | 0 | 3.0842 | 14.7309 | 0 | 0 | 27.0622 | 27.0622 | 27.0622 | 2
WI_6A_SH_2010_EL | 6A | SH | EL | 17415 | ASHRAE30pct-state-6A | HotelSmall | STD2010 | WI-Madison-WI | Zone6A | Zone6A(WI-Madison-WI) | ASHRAE30pct-state-STD2010 | state | WI | 0.1054 | 0.72 | ASHRAE30pct-state-6A_HotelSmall_STD2010_WI-Madison-WI.table.csv.gz | Small Hotel | Madison Dane Co Regional Arpt WI USA TMY3 WMO#=726410 | Electricity | 102788.8897 | 61700.0005 | 114002.7787 | 18250.0001 | 164169.4458 | 0 | 77569.4451 | 72.2222 | 0 | 0 | 0 | 0 | 0 | 0 | 538552.7821 | 0 | 538552.7821 | 0 | 0 | 10833.949 | 6503.1801 | 12015.8929 | 1923.55 | 17303.4596 | 0 | 8175.8195 | 7.6122 | 0 | 0 | 0 | 0 | 0 | 0 | 56763.4632 | 0 | 56763.4632 | 0 | 0 | 350.8153 | 210.5802 | 389.0879 | 62.2867 | 560.3052 | 0 | 264.7421 | 0.24649 | 0 | 0 | 0 | 0 | 0 | 0 | 1838.064 | 0 | 1838.064 | 0 | 0 | 9.0062 | 1.4418 | 12.9694 | 6.128 | 0.0057056 | 0 | 4.8743 | 8.1203 | 0 | 0 | 0 | 42.5458 | 42.5458 | 42.5458 | 1
WI_6A_SH_2013_EL | 6A | SH | EL | 18075 | ASHRAE30pct-state-6A | HotelSmall | STD2013 | WI-Madison-WI | Zone6A | Zone6A(WI-Madison-WI) | ASHRAE30pct-state-STD2013 | state | WI | 0.1054 | 0.72 | ASHRAE30pct-state-6A_HotelSmall_STD2013_WI-Madison-WI.table.csv.gz | Small Hotel | Madison Dane Co Regional Arpt WI USA TMY3 WMO#=726410 | Electricity | 101011.1119 | 52416.6671 | 88613.8896 | 18250.0001 | 154908.3346 | 0 | 76855.5562 | 72.2222 | 0 | 0 | 0 | 0 | 0 | 0 | 492127.7817 | 0 | 492127.7817 | 0 | 0 | 10646.5712 | 5524.7167 | 9339.904 | 1923.55 | 16327.3385 | 0 | 8100.5756 | 7.6122 | 0 | 0 | 0 | 0 | 0 | 0 | 51870.2682 | 0 | 51870.2682 | 0 | 0 | 344.7478 | 178.8965 | 302.4365 | 62.2867 | 528.6973 | 0 | 262.3056 | 0.24649 | 0 | 0 | 0 | 0 | 0 | 0 | 1679.6169 | 0 | 1679.6169 | 0 | 0 | 7.0005 | 1.4418 | 12.2378 | 6.0716 | 0.0057056 | 0 | 4.1409 | 7.9799 | 0 | 0 | 0 | 38.8782 | 38.8782 | 38.8782 | 2
WI_6A_SH_2010_NG | 6A | SH | NG | 17424 | ASHRAE30pct-state-6A | HotelSmall | STD2010 | WI-Madison-WI | Zone6A | Zone6A(WI-Madison-WI) | ASHRAE30pct-state-STD2010 | state | WI | 0.1054 | 0.72 | ASHRAE30pct-state-6A_HotelSmall_STD2010_WI-Madison-WI.table.csv.gz | Small Hotel | Madison Dane Co Regional Arpt WI USA TMY3 WMO#=726410 | Natural Gas | 139367.0293 | 0 | 0 | 0 | 399495.4379 | 0 | 0 | 0 | 0 | 0 | 0 | 636392.8489 | 0 | 0 | 1175255.3161 | 0 | 1175255.3161 | 0 | 0 | 1003.4426 | 0 | 0 | 0 | 2876.3672 | 0 | 0 | 0 | 0 | 0 | 0 | 4582.0285 | 0 | 0 | 8461.8383 | 0 | 8461.8383 | 0 | 0 | 139.367 | 0 | 0 | 0 | 399.4954 | 0 | 0 | 0 | 0 | 0 | 0 | 636.3928 | 0 | 0 | 1175.2553 | 0 | 1175.2553 | 0 | 0 | 0 | 0 | 9.2472 | 0 | 0 | 0 | 0 | 3.2259 | 14.7306 | 0 | 0 | 27.2037 | 27.2037 | 27.2037 | 1
WI_6A_SH_2013_NG | 6A | SH | NG | 18084 | ASHRAE30pct-state-6A | HotelSmall | STD2013 | WI-Madison-WI | Zone6A | Zone6A(WI-Madison-WI) | ASHRAE30pct-state-STD2013 | state | WI | 0.1054 | 0.72 | ASHRAE30pct-state-6A_HotelSmall_STD2013_WI-Madison-WI.table.csv.gz | Small Hotel | Madison Dane Co Regional Arpt WI USA TMY3 WMO#=726410 | Natural Gas | 142343.1751 | 0 | 0 | 0 | 399495.4379 | 0 | 0 | 0 | 0 | 0 | 0 | 636373.8925 | 0 | 0 | 1178212.5055 | 0 | 1178212.5055 | 0 | 0 | 1024.8709 | 0 | 0 | 0 | 2876.3672 | 0 | 0 | 0 | 0 | 0 | 0 | 4581.892 | 0 | 0 | 8483.13 | 0 | 8483.13 | 0 | 0 | 142.3432 | 0 | 0 | 0 | 399.4954 | 0 | 0 | 0 | 0 | 0 | 0 | 636.3739 | 0 | 0 | 1178.2125 | 0 | 1178.2125 | 0 | 0 | 0 | 0 | 9.2472 | 0 | 0 | 0 | 0 | 3.2948 | 14.7302 | 0 | 0 | 27.2722 | 27.2722 | 27.2722 | 2
CA_6B_SH_2010_EL | 6B | SH | EL | 18555 | ASHRAE30pct-state-6B | HotelSmall | STD2010 | CA-Eagle-CA | Zone6B | Zone6B(CA-Eagle-CA) | ASHRAE30pct-state-STD2010 | state | CA | 0.136 | 0.7 | ASHRAE30pct-state-6B_HotelSmall_STD2010_CA-Eagle-CA.table.csv.gz | Small Hotel | Eagle County Ap CO USA TMY3 WMO#=724675 | Electricity | 61102.7783 | 49144.4448 | 114086.112 | 18280.5557 | 164169.4458 | 0 | 81166.6673 | 72.2222 | 0 | 0 | 0 | 0 | 0 | 0 | 488025.0039 | 0 | 488022.2261 | 2.7778 | 2.7778 | 8309.9778 | 6683.6445 | 15515.7112 | 2486.1556 | 22327.0446 | 0 | 11038.6668 | 9.8222 | 0 | 0 | 0 | 0 | 0 | 0 | 66371.4005 | 0 | 66371.0228 | 0.37778 | 0.37778 | 208.5419 | 167.7285 | 389.3724 | 62.391 | 560.3052 | 0 | 277.0193 | 0.24649 | 0 | 0 | 0 | 0 | 0 | 0 | 1665.6142 | 0 | 1665.6047 | 0.0094805 | 0.0094805 | 9.0128 | 1.4442 | 12.9696 | 6.4122 | 0.0057056 | 0 | 3.8824 | 4.8271 | 0 | 0 | 0 | 38.5539 | 38.5541 | 38.5541 | 1
CA_6B_SH_2013_EL | 6B | SH | EL | 18975 | ASHRAE30pct-state-6B | HotelSmall | STD2013 | CA-Eagle-CA | Zone6B | Zone6B(CA-Eagle-CA) | ASHRAE30pct-state-STD2013 | state | CA | 0.136 | 0.7 | ASHRAE30pct-state-6B_HotelSmall_STD2013_CA-Eagle-CA.table.csv.gz | Small Hotel | Eagle County Ap CO USA TMY3 WMO#=724675 | Electricity | 58061.1116 | 41550.0003 | 88780.5563 | 18280.5557 | 154908.3346 | 0 | 80408.334 | 72.2222 | 0 | 0 | 0 | 0 | 0 | 0 | 442061.1146 | 0 | 442061.1146 | 0 | 0 | 7896.3112 | 5650.8 | 12074.1557 | 2486.1556 | 21067.5335 | 0 | 10935.5334 | 9.8222 | 0 | 0 | 0 | 0 | 0 | 0 | 60120.3116 | 0 | 60120.3116 | 0 | 0 | 198.1608 | 141.8089 | 303.0053 | 62.391 | 528.6973 | 0 | 274.4312 | 0.24649 | 0 | 0 | 0 | 0 | 0 | 0 | 1508.7409 | 0 | 1508.7409 | 0 | 0 | 7.0137 | 1.4442 | 12.2378 | 6.3523 | 0.0057056 | 0 | 3.2825 | 4.5868 | 0 | 0 | 0 | 34.9229 | 34.9229 | 34.9229 | 2
CA_6B_SH_2010_NG | 6B | SH | NG | 18564 | ASHRAE30pct-state-6B | HotelSmall | STD2010 | CA-Eagle-CA | Zone6B | Zone6B(CA-Eagle-CA) | ASHRAE30pct-state-STD2010 | state | CA | 0.136 | 0.7 | ASHRAE30pct-state-6B_HotelSmall_STD2010_CA-Eagle-CA.table.csv.gz | Small Hotel | Eagle County Ap CO USA TMY3 WMO#=724675 | Natural Gas | 81682.8794 | 0 | 0 | 0 | 399495.4379 | 0 | 0 | 0 | 0 | 0 | 0 | 640980.2837 | 0 | 0 | 1122168.0792 | 0 | 1122158.6011 | 0 | 0 | 571.7802 | 0 | 0 | 0 | 2796.4681 | 0 | 0 | 0 | 0 | 0 | 0 | 4486.862 | 0 | 0 | 7855.1766 | 0 | 7855.1102 | 0 | 0 | 81.6829 | 0 | 0 | 0 | 399.4954 | 0 | 0 | 0 | 0 | 0 | 0 | 640.9803 | 0 | 0 | 1122.1681 | 0 | 1122.1586 | 0 | 0 | 0 | 0 | 9.2472 | 0 | 0 | 0 | 0 | 1.8907 | 14.8368 | 0 | 0 | 25.9747 | 25.9749 | 25.9747 | 1
CA_6B_SH_2013_NG | 6B | SH | NG | 18984 | ASHRAE30pct-state-6B | HotelSmall | STD2013 | CA-Eagle-CA | Zone6B | Zone6B(CA-Eagle-CA) | ASHRAE30pct-state-STD2013 | state | CA | 0.136 | 0.7 | ASHRAE30pct-state-6B_HotelSmall_STD2013_CA-Eagle-CA.table.csv.gz | Small Hotel | Eagle County Ap CO USA TMY3 WMO#=724675 | Natural Gas | 84147.2039 | 0 | 0 | 0 | 399495.4379 | 0 | 0 | 0 | 0 | 0 | 0 | 640970.8056 | 0 | 0 | 1124613.4474 | 0 | 1124613.4474 | 0 | 0 | 589.0304 | 0 | 0 | 0 | 2796.4681 | 0 | 0 | 0 | 0 | 0 | 0 | 4486.7956 | 0 | 0 | 7872.2941 | 0 | 7872.2941 | 0 | 0 | 84.1472 | 0 | 0 | 0 | 399.4954 | 0 | 0 | 0 | 0 | 0 | 0 | 640.9708 | 0 | 0 | 1124.6134 | 0 | 1124.6134 | 0 | 0 | 0 | 0 | 9.2472 | 0 | 0 | 0 | 0 | 1.9478 | 14.8366 | 0 | 0 | 26.0315 | 26.0315 | 26.0315 | 2
CO_6B_SH_2010_EL | 6B | SH | EL | 18615 | ASHRAE30pct-state-6B | HotelSmall | STD2010 | CO-EagleCounty-CO | Zone6B | Zone6B(CO-EagleCounty-CO) | ASHRAE30pct-state-STD2010 | state | CO | 0.0934 | 0.73 | ASHRAE30pct-state-6B_HotelSmall_STD2010_CO-EagleCounty-CO.table.csv.gz | Small Hotel | Eagle County Ap CO USA TMY3 WMO#=724675 | Electricity | 61102.7783 | 49144.4448 | 114086.112 | 18280.5557 | 164169.4458 | 0 | 81166.6673 | 72.2222 | 0 | 0 | 0 | 0 | 0 | 0 | 488025.0039 | 0 | 488022.2261 | 2.7778 | 2.7778 | 5706.9995 | 4590.0911 | 10655.6429 | 1707.4039 | 15333.4262 | 0 | 7580.9667 | 6.7456 | 0 | 0 | 0 | 0 | 0 | 0 | 45581.5354 | 0 | 45581.2759 | 0.25944 | 0.25944 | 208.5419 | 167.7285 | 389.3724 | 62.391 | 560.3052 | 0 | 277.0193 | 0.24649 | 0 | 0 | 0 | 0 | 0 | 0 | 1665.6142 | 0 | 1665.6047 | 0.0094805 | 0.0094805 | 9.0128 | 1.4442 | 12.9696 | 6.4122 | 0.0057056 | 0 | 3.8824 | 4.8271 | 0 | 0 | 0 | 38.5539 | 38.5541 | 38.5541 | 1
CO_6B_SH_2013_EL | 6B | SH | EL | 19035 | ASHRAE30pct-state-6B | HotelSmall | STD2013 | CO-EagleCounty-CO | Zone6B | Zone6B(CO-EagleCounty-CO) | ASHRAE30pct-state-STD2013 | state | CO | 0.0934 | 0.73 | ASHRAE30pct-state-6B_HotelSmall_STD2013_CO-EagleCounty-CO.table.csv.gz | Small Hotel | Eagle County Ap CO USA TMY3 WMO#=724675 | Electricity | 58061.1116 | 41550.0003 | 88780.5563 | 18280.5557 | 154908.3346 | 0 | 80408.334 | 72.2222 | 0 | 0 | 0 | 0 | 0 | 0 | 442061.1146 | 0 | 442061.1146 | 0 | 0 | 5422.9078 | 3880.77 | 8292.104 | 1707.4039 | 14468.4384 | 0 | 7510.1384 | 6.7456 | 0 | 0 | 0 | 0 | 0 | 0 | 41288.5081 | 0 | 41288.5081 | 0 | 0 | 198.1608 | 141.8089 | 303.0053 | 62.391 | 528.6973 | 0 | 274.4312 | 0.24649 | 0 | 0 | 0 | 0 | 0 | 0 | 1508.7409 | 0 | 1508.7409 | 0 | 0 | 7.0137 | 1.4442 | 12.2378 | 6.3523 | 0.0057056 | 0 | 3.2825 | 4.5868 | 0 | 0 | 0 | 34.9229 | 34.9229 | 34.9229 | 2
CO_6B_SH_2010_NG | 6B | SH | NG | 18624 | ASHRAE30pct-state-6B | HotelSmall | STD2010 | CO-EagleCounty-CO | Zone6B | Zone6B(CO-EagleCounty-CO) | ASHRAE30pct-state-STD2010 | state | CO | 0.0934 | 0.73 | ASHRAE30pct-state-6B_HotelSmall_STD2010_CO-EagleCounty-CO.table.csv.gz | Small Hotel | Eagle County Ap CO USA TMY3 WMO#=724675 | Natural Gas | 81682.8794 | 0 | 0 | 0 | 399495.4379 | 0 | 0 | 0 | 0 | 0 | 0 | 640980.2837 | 0 | 0 | 1122168.0792 | 0 | 1122158.6011 | 0 | 0 | 596.285 | 0 | 0 | 0 | 2916.3167 | 0 | 0 | 0 | 0 | 0 | 0 | 4679.1561 | 0 | 0 | 8191.827 | 0 | 8191.7578 | 0 | 0 | 81.6829 | 0 | 0 | 0 | 399.4954 | 0 | 0 | 0 | 0 | 0 | 0 | 640.9803 | 0 | 0 | 1122.1681 | 0 | 1122.1586 | 0 | 0 | 0 | 0 | 9.2472 | 0 | 0 | 0 | 0 | 1.8907 | 14.8368 | 0 | 0 | 25.9747 | 25.9749 | 25.9747 | 1
CO_6B_SH_2013_NG | 6B | SH | NG | 19044 | ASHRAE30pct-state-6B | HotelSmall | STD2013 | CO-EagleCounty-CO | Zone6B | Zone6B(CO-EagleCounty-CO) | ASHRAE30pct-state-STD2013 | state | CO | 0.0934 | 0.73 | ASHRAE30pct-state-6B_HotelSmall_STD2013_CO-EagleCounty-CO.table.csv.gz | Small Hotel | Eagle County Ap CO USA TMY3 WMO#=724675 | Natural Gas | 84147.2039 | 0 | 0 | 0 | 399495.4379 | 0 | 0 | 0 | 0 | 0 | 0 | 640970.8056 | 0 | 0 | 1124613.4474 | 0 | 1124613.4474 | 0 | 0 | 614.2746 | 0 | 0 | 0 | 2916.3167 | 0 | 0 | 0 | 0 | 0 | 0 | 4679.0869 | 0 | 0 | 8209.6782 | 0 | 8209.6782 | 0 | 0 | 84.1472 | 0 | 0 | 0 | 399.4954 | 0 | 0 | 0 | 0 | 0 | 0 | 640.9708 | 0 | 0 | 1124.6134 | 0 | 1124.6134 | 0 | 0 | 0 | 0 | 9.2472 | 0 | 0 | 0 | 0 | 1.9478 | 14.8366 | 0 | 0 | 26.0315 | 26.0315 | 26.0315 | 2
ID_6B_SH_2010_EL | 6B | SH | EL | 18675 | ASHRAE30pct-state-6B | HotelSmall | STD2010 | ID-Pocatello-ID | Zone6B | Zone6B(ID-Pocatello-ID) | ASHRAE30pct-state-STD2010 | state | ID | 0.0683 | 0.73 | ASHRAE30pct-state-6B_HotelSmall_STD2010_ID-Pocatello-ID.table.csv.gz | Small Hotel | Pocatello Regional Ap ID USA TMY3 WMO#=725780 | Electricity | 62769.4449 | 53222.2226 | 114138.8898 | 18258.3335 | 164169.4458 | 0 | 80444.4451 | 72.2222 | 0 | 0 | 0 | 0 | 0 | 0 | 493077.7817 | 0 | 493075.0039 | 2.7778 | 2.7778 | 4287.1531 | 3635.0778 | 7795.6862 | 1247.0442 | 11212.7731 | 0 | 5494.3556 | 4.9328 | 0 | 0 | 0 | 0 | 0 | 0 | 33677.2125 | 0 | 33677.0228 | 0.18972 | 0.18972 | 214.2302 | 181.6458 | 389.5525 | 62.3151 | 560.3052 | 0 | 274.5544 | 0.24649 | 0 | 0 | 0 | 0 | 0 | 0 | 1682.8592 | 0 | 1682.8497 | 0.0094805 | 0.0094805 | 9.017 | 1.4424 | 12.9696 | 6.3551 | 0.0057056 | 0 | 4.2046 | 4.9588 | 0 | 0 | 0 | 38.9531 | 38.9533 | 38.9533 | 1
ID_6B_SH_2013_EL | 6B | SH | EL | 19095 | ASHRAE30pct-state-6B | HotelSmall | STD2013 | ID-Pocatello-ID | Zone6B | Zone6B(ID-Pocatello-ID) | ASHRAE30pct-state-STD2013 | state | ID | 0.0683 | 0.73 | ASHRAE30pct-state-6B_HotelSmall_STD2013_ID-Pocatello-ID.table.csv.gz | Small Hotel | Pocatello Regional Ap ID USA TMY3 WMO#=725780 | Electricity | 61161.1116 | 45302.7781 | 88961.1118 | 18258.3335 | 154908.3346 | 0 | 79561.1117 | 72.2222 | 0 | 0 | 0 | 0 | 0 | 0 | 448225.0036 | 0 | 448225.0036 | 0 | 0 | 4177.3039 | 3094.1797 | 6076.0439 | 1247.0442 | 10580.2393 | 0 | 5434.0239 | 4.9328 | 0 | 0 | 0 | 0 | 0 | 0 | 30613.7677 | 0 | 30613.7677 | 0 | 0 | 208.741 | 154.617 | 303.6215 | 62.3151 | 528.6973 | 0 | 271.5396 | 0.24649 | 0 | 0 | 0 | 0 | 0 | 0 | 1529.778 | 0 | 1529.778 | 0 | 0 | 7.028 | 1.4424 | 12.2378 | 6.2853 | 0.0057056 | 0 | 3.5789 | 4.8317 | 0 | 0 | 0 | 35.4099 | 35.4099 | 35.4099 | 2
ID_6B_SH_2010_NG | 6B | SH | NG | 18684 | ASHRAE30pct-state-6B | HotelSmall | STD2010 | ID-Pocatello-ID | Zone6B | Zone6B(ID-Pocatello-ID) | ASHRAE30pct-state-STD2010 | state | ID | 0.0683 | 0.73 | ASHRAE30pct-state-6B_HotelSmall_STD2010_ID-Pocatello-ID.table.csv.gz | Small Hotel | Pocatello Regional Ap ID USA TMY3 WMO#=725780 | Natural Gas | 82990.867 | 0 | 0 | 0 | 399495.4379 | 0 | 0 | 0 | 0 | 0 | 0 | 641018.1964 | 0 | 0 | 1123504.5014 | 0 | 1123504.5014 | 0 | 0 | 605.8333 | 0 | 0 | 0 | 2916.3167 | 0 | 0 | 0 | 0 | 0 | 0 | 4679.4328 | 0 | 0 | 8201.5829 | 0 | 8201.5829 | 0 | 0 | 82.9909 | 0 | 0 | 0 | 399.4954 | 0 | 0 | 0 | 0 | 0 | 0 | 641.0182 | 0 | 0 | 1123.5045 | 0 | 1123.5045 | 0 | 0 | 0 | 0 | 9.2472 | 0 | 0 | 0 | 0 | 1.921 | 14.8377 | 0 | 0 | 26.0058 | 26.0058 | 26.0058 | 1
ID_6B_SH_2013_NG | 6B | SH | NG | 19104 | ASHRAE30pct-state-6B | HotelSmall | STD2013 | ID-Pocatello-ID | Zone6B | Zone6B(ID-Pocatello-ID) | ASHRAE30pct-state-STD2013 | state | ID | 0.0683 | 0.73 | ASHRAE30pct-state-6B_HotelSmall_STD2013_ID-Pocatello-ID.table.csv.gz | Small Hotel | Pocatello Regional Ap ID USA TMY3 WMO#=725780 | Natural Gas | 85891.1874 | 0 | 0 | 0 | 399495.4379 | 0 | 0 | 0 | 0 | 0 | 0 | 641018.1964 | 0 | 0 | 1126404.8218 | 0 | 1126404.8218 | 0 | 0 | 627.0057 | 0 | 0 | 0 | 2916.3167 | 0 | 0 | 0 | 0 | 0 | 0 | 4679.4328 | 0 | 0 | 8222.7552 | 0 | 8222.7552 | 0 | 0 | 85.8912 | 0 | 0 | 0 | 399.4954 | 0 | 0 | 0 | 0 | 0 | 0 | 641.0182 | 0 | 0 | 1126.4048 | 0 | 1126.4048 | 0 | 0 | 0 | 0 | 9.2472 | 0 | 0 | 0 | 0 | 1.9881 | 14.8377 | 0 | 0 | 26.073 | 26.073 | 26.073 | 2
MT_6B_SH_2010_EL | 6B | SH | EL | 18735 | ASHRAE30pct-state-6B | HotelSmall | STD2010 | MT-Helena-MT | Zone6B | Zone6B(MT-Helena-MT) | ASHRAE30pct-state-STD2010 | state | MT | 0.0916 | 0.78 | ASHRAE30pct-state-6B_HotelSmall_STD2010_MT-Helena-MT.table.csv.gz | Small Hotel | Helena Regional Airport MT USA TMY3 WMO#=727720 | Electricity | 68411.1117 | 47691.667 | 114150.0009 | 18247.2224 | 164169.4458 | 0 | 80033.334 | 72.2222 | 0 | 0 | 0 | 0 | 0 | 0 | 492775.0039 | 0 | 492775.0039 | 0 | 0 | 6266.4578 | 4368.5567 | 10456.1401 | 1671.4456 | 15037.9212 | 0 | 7331.0534 | 6.6156 | 0 | 0 | 0 | 0 | 0 | 0 | 45138.1904 | 0 | 45138.1904 | 0 | 0 | 233.485 | 162.7702 | 389.5904 | 62.2772 | 560.3052 | 0 | 273.1513 | 0.24649 | 0 | 0 | 0 | 0 | 0 | 0 | 1681.8258 | 0 | 1681.8258 | 0 | 0 | 9.0179 | 1.4415 | 12.9694 | 6.3227 | 0.0057056 | 0 | 3.7677 | 5.4045 | 0 | 0 | 0 | 38.9294 | 38.9294 | 38.9294 | 1
MT_6B_SH_2013_EL | 6B | SH | EL | 19155 | ASHRAE30pct-state-6B | HotelSmall | STD2013 | MT-Helena-MT | Zone6B | Zone6B(MT-Helena-MT) | ASHRAE30pct-state-STD2013 | state | MT | 0.0916 | 0.78 | ASHRAE30pct-state-6B_HotelSmall_STD2013_MT-Helena-MT.table.csv.gz | Small Hotel | Helena Regional Airport MT USA TMY3 WMO#=727720 | Electricity | 66250.0005 | 40300.0003 | 88997.2229 | 18247.2224 | 154908.3346 | 0 | 79230.5562 | 72.2222 | 0 | 0 | 0 | 0 | 0 | 0 | 448005.5591 | 0 | 448005.5591 | 0 | 0 | 6068.5 | 3691.48 | 8152.1456 | 1671.4456 | 14189.6034 | 0 | 7257.5189 | 6.6156 | 0 | 0 | 0 | 0 | 0 | 0 | 41037.3092 | 0 | 41037.3092 | 0 | 0 | 226.1092 | 137.5427 | 303.7448 | 62.2772 | 528.6973 | 0 | 270.4114 | 0.24649 | 0 | 0 | 0 | 0 | 0 | 0 | 1529.0291 | 0 | 1529.0291 | 0 | 0 | 7.0308 | 1.4415 | 12.2378 | 6.2592 | 0.0057056 | 0 | 3.1837 | 5.2338 | 0 | 0 | 0 | 35.3926 | 35.3926 | 35.3926 | 2
MT_6B_SH_2010_NG | 6B | SH | NG | 18744 | ASHRAE30pct-state-6B | HotelSmall | STD2010 | MT-Helena-MT | Zone6B | Zone6B(MT-Helena-MT) | ASHRAE30pct-state-STD2010 | state | MT | 0.0916 | 0.78 | ASHRAE30pct-state-6B_HotelSmall_STD2010_MT-Helena-MT.table.csv.gz | Small Hotel | Helena Regional Airport MT USA TMY3 WMO#=727720 | Natural Gas | 94393.107 | 0 | 0 | 0 | 399495.4379 | 0 | 0 | 0 | 0 | 0 | 0 | 641046.6309 | 0 | 0 | 1134935.1758 | 0 | 1134935.1758 | 0 | 0 | 736.2662 | 0 | 0 | 0 | 3116.0644 | 0 | 0 | 0 | 0 | 0 | 0 | 5000.1637 | 0 | 0 | 8852.4944 | 0 | 8852.4944 | 0 | 0 | 94.3931 | 0 | 0 | 0 | 399.4954 | 0 | 0 | 0 | 0 | 0 | 0 | 641.0466 | 0 | 0 | 1134.9352 | 0 | 1134.9352 | 0 | 0 | 0 | 0 | 9.2472 | 0 | 0 | 0 | 0 | 2.1849 | 14.8384 | 0 | 0 | 26.2704 | 26.2704 | 26.2704 | 1
MT_6B_SH_2013_NG | 6B | SH | NG | 19164 | ASHRAE30pct-state-6B | HotelSmall | STD2013 | MT-Helena-MT | Zone6B | Zone6B(MT-Helena-MT) | ASHRAE30pct-state-STD2013 | state | MT | 0.0916 | 0.78 | ASHRAE30pct-state-6B_HotelSmall_STD2013_MT-Helena-MT.table.csv.gz | Small Hotel | Helena Regional Airport MT USA TMY3 WMO#=727720 | Natural Gas | 97236.5583 | 0 | 0 | 0 | 399495.4379 | 0 | 0 | 0 | 0 | 0 | 0 | 641037.1528 | 0 | 0 | 1137769.149 | 0 | 1137769.149 | 0 | 0 | 758.4452 | 0 | 0 | 0 | 3116.0644 | 0 | 0 | 0 | 0 | 0 | 0 | 5000.0898 | 0 | 0 | 8874.5994 | 0 | 8874.5994 | 0 | 0 | 97.2366 | 0 | 0 | 0 | 399.4954 | 0 | 0 | 0 | 0 | 0 | 0 | 641.0372 | 0 | 0 | 1137.7691 | 0 | 1137.7691 | 0 | 0 | 0 | 0 | 9.2472 | 0 | 0 | 0 | 0 | 2.2507 | 14.8381 | 0 | 0 | 26.336 | 26.336 | 26.336 | 2
UT_6B_SH_2010_EL | 6B | SH | EL | 18795 | ASHRAE30pct-state-6B | HotelSmall | STD2010 | UT-Vernal-UT | Zone6B | Zone6B(UT-Vernal-UT) | ASHRAE30pct-state-STD2010 | state | UT | 0.0805 | 0.69 | ASHRAE30pct-state-6B_HotelSmall_STD2010_UT-Vernal-UT.table.csv.gz | Small Hotel | Vernal UT USA TMY3 WMO#=725705 | Electricity | 47227.7782 | 60211.1116 | 114119.4454 | 18258.3335 | 164169.4458 | 0 | 80672.2229 | 72.2222 | 0 | 0 | 0 | 0 | 0 | 0 | 484730.5594 | 0 | 484730.5594 | 0 | 0 | 3801.8361 | 4846.9945 | 9186.6154 | 1469.7958 | 13215.6404 | 0 | 6494.1139 | 5.8139 | 0 | 0 | 0 | 0 | 0 | 0 | 39020.81 | 0 | 39020.81 | 0 | 0 | 161.1869 | 205.4987 | 389.4861 | 62.3151 | 560.3052 | 0 | 275.3318 | 0.24649 | 0 | 0 | 0 | 0 | 0 | 0 | 1654.3704 | 0 | 1654.3704 | 0 | 0 | 9.0155 | 1.4424 | 12.9694 | 6.3731 | 0.0057056 | 0 | 4.7567 | 3.731 | 0 | 0 | 0 | 38.2938 | 38.2938 | 38.2938 | 1
UT_6B_SH_2013_EL | 6B | SH | EL | 19215 | ASHRAE30pct-state-6B | HotelSmall | STD2013 | UT-Vernal-UT | Zone6B | Zone6B(UT-Vernal-UT) | ASHRAE30pct-state-STD2013 | state | UT | 0.0805 | 0.69 | ASHRAE30pct-state-6B_HotelSmall_STD2013_UT-Vernal-UT.table.csv.gz | Small Hotel | Vernal UT USA TMY3 WMO#=725705 | Electricity | 45194.4448 | 51988.8893 | 88850.0007 | 18258.3335 | 154908.3346 | 0 | 79872.2229 | 72.2222 | 0 | 0 | 0 | 0 | 0 | 0 | 439141.6702 | 0 | 439144.448 | -2.7778 | -2.7778 | 3638.1528 | 4185.1056 | 7152.4251 | 1469.7958 | 12470.1209 | 0 | 6429.7139 | 5.8139 | 0 | 0 | 0 | 0 | 0 | 0 | 35350.9044 | 0 | 35351.1281 | -0.22361 | -0.22361 | 154.2472 | 177.4365 | 303.2423 | 62.3151 | 528.6973 | 0 | 272.6014 | 0.24649 | 0 | 0 | 0 | 0 | 0 | 0 | 1498.7769 | 0 | 1498.7864 | -0.0094805 | -0.0094805 | 7.0192 | 1.4424 | 12.2376 | 6.3099 | 0.0057056 | 0 | 4.1071 | 3.5704 | 0 | 0 | 0 | 34.6925 | 34.6923 | 34.6923 | 2
UT_6B_SH_2010_NG | 6B | SH | NG | 18804 | ASHRAE30pct-state-6B | HotelSmall | STD2010 | UT-Vernal-UT | Zone6B | Zone6B(UT-Vernal-UT) | ASHRAE30pct-state-STD2010 | state | UT | 0.0805 | 0.69 | ASHRAE30pct-state-6B_HotelSmall_STD2010_UT-Vernal-UT.table.csv.gz | Small Hotel | Vernal UT USA TMY3 WMO#=725705 | Natural Gas | 68176.4854 | 0 | 0 | 0 | 399495.4379 | 0 | 0 | 0 | 0 | 0 | 0 | 640828.633 | 0 | 0 | 1108500.5564 | 0 | 1108500.5564 | 0 | 0 | 470.4177 | 0 | 0 | 0 | 2756.5185 | 0 | 0 | 0 | 0 | 0 | 0 | 4421.7176 | 0 | 0 | 7648.6538 | 0 | 7648.6538 | 0 | 0 | 68.1765 | 0 | 0 | 0 | 399.4954 | 0 | 0 | 0 | 0 | 0 | 0 | 640.8286 | 0 | 0 | 1108.5006 | 0 | 1108.5006 | 0 | 0 | 0 | 0 | 9.2472 | 0 | 0 | 0 | 0 | 1.5781 | 14.8333 | 0 | 0 | 25.6585 | 25.6585 | 25.6585 | 1
UT_6B_SH_2013_NG | 6B | SH | NG | 19224 | ASHRAE30pct-state-6B | HotelSmall | STD2013 | UT-Vernal-UT | Zone6B | Zone6B(UT-Vernal-UT) | ASHRAE30pct-state-STD2013 | state | UT | 0.0805 | 0.69 | ASHRAE30pct-state-6B_HotelSmall_STD2013_UT-Vernal-UT.table.csv.gz | Small Hotel | Vernal UT USA TMY3 WMO#=725705 | Natural Gas | 70043.6852 | 0 | 0 | 0 | 399495.4379 | 0 | 0 | 0 | 0 | 0 | 0 | 640828.633 | 0 | 0 | 1110377.2343 | 0 | 1110367.7561 | 0 | 0 | 483.3014 | 0 | 0 | 0 | 2756.5185 | 0 | 0 | 0 | 0 | 0 | 0 | 4421.7176 | 0 | 0 | 7661.6029 | 0 | 7661.5375 | 0 | 0 | 70.0437 | 0 | 0 | 0 | 399.4954 | 0 | 0 | 0 | 0 | 0 | 0 | 640.8286 | 0 | 0 | 1110.3772 | 0 | 1110.3678 | 0 | 0 | 0 | 0 | 9.2472 | 0 | 0 | 0 | 0 | 1.6213 | 14.8333 | 0 | 0 | 25.7018 | 25.702 | 25.7018 | 2
WA_6B_SH_2010_EL | 6B | SH | EL | 18855 | ASHRAE30pct-state-6B | HotelSmall | STD2010 | WA-Kalispell-MT | Zone6B | Zone6B(WA-Kalispell-MT) | ASHRAE30pct-state-STD2010 | state | WA | 0.0767 | 0.96 | ASHRAE30pct-state-6B_HotelSmall_STD2010_WA-Kalispell-MT.table.csv.gz | Small Hotel | Kalispell Glacier Pk IntL Ar MT USA TMY3 WMO#=727790 | Electricity | 71900.0006 | 44452.7781 | 114113.8898 | 18244.4446 | 164169.4458 | 0 | 79005.5562 | 72.2222 | 0 | 0 | 0 | 0 | 0 | 0 | 491958.3373 | 0 | 491958.3373 | 0 | 0 | 5514.73 | 3409.5281 | 8752.5353 | 1399.3489 | 12591.7965 | 0 | 6059.7262 | 5.5394 | 0 | 0 | 0 | 0 | 0 | 0 | 37733.2045 | 0 | 37733.2045 | 0 | 0 | 245.3925 | 151.716 | 389.4672 | 62.2677 | 560.3052 | 0 | 269.6435 | 0.24649 | 0 | 0 | 0 | 0 | 0 | 0 | 1679.0386 | 0 | 1679.0386 | 0 | 0 | 9.015 | 1.4413 | 12.9694 | 6.2415 | 0.0057056 | 0 | 3.5118 | 5.6801 | 0 | 0 | 0 | 38.8648 | 38.8648 | 38.8648 | 1
WA_6B_SH_2013_EL | 6B | SH | EL | 19275 | ASHRAE30pct-state-6B | HotelSmall | STD2013 | WA-Kalispell-MT | Zone6B | Zone6B(WA-Kalispell-MT) | ASHRAE30pct-state-STD2013 | state | WA | 0.0767 | 0.96 | ASHRAE30pct-state-6B_HotelSmall_STD2013_WA-Kalispell-MT.table.csv.gz | Small Hotel | Kalispell Glacier Pk IntL Ar MT USA TMY3 WMO#=727790 | Electricity | 69630.5561 | 37561.1114 | 89086.1118 | 18244.4446 | 154908.3346 | 0 | 78241.6673 | 72.2222 | 0 | 0 | 0 | 0 | 0 | 0 | 447741.6702 | 0 | 447744.448 | -2.7778 | -2.7778 | 5340.6637 | 2880.9372 | 6832.9048 | 1399.3489 | 11881.4693 | 0 | 6001.1359 | 5.5394 | 0 | 0 | 0 | 0 | 0 | 0 | 34341.7861 | 0 | 34341.9992 | -0.21306 | -0.21306 | 237.6469 | 128.1949 | 304.0481 | 62.2677 | 528.6973 | 0 | 267.0364 | 0.24649 | 0 | 0 | 0 | 0 | 0 | 0 | 1528.1284 | 0 | 1528.1379 | -0.0094805 | -0.0094805 | 7.0378 | 1.4413 | 12.2376 | 6.1811 | 0.0057056 | 0 | 2.9673 | 5.5008 | 0 | 0 | 0 | 35.3719 | 35.3717 | 35.3717 | 2
WA_6B_SH_2010_NG | 6B | SH | NG | 18864 | ASHRAE30pct-state-6B | HotelSmall | STD2010 | WA-Kalispell-MT | Zone6B | Zone6B(WA-Kalispell-MT) | ASHRAE30pct-state-STD2010 | state | WA | 0.0767 | 0.96 | ASHRAE30pct-state-6B_HotelSmall_STD2010_WA-Kalispell-MT.table.csv.gz | Small Hotel | Kalispell Glacier Pk IntL Ar MT USA TMY3 WMO#=727790 | Natural Gas | 103653.2802 | 0 | 0 | 0 | 399495.4379 | 0 | 0 | 0 | 0 | 0 | 0 | 641084.5436 | 0 | 0 | 1144233.2618 | 0 | 1144233.2618 | 0 | 0 | 995.0715 | 0 | 0 | 0 | 3835.1562 | 0 | 0 | 0 | 0 | 0 | 0 | 6154.4116 | 0 | 0 | 10984.6393 | 0 | 10984.6393 | 0 | 0 | 103.6533 | 0 | 0 | 0 | 399.4954 | 0 | 0 | 0 | 0 | 0 | 0 | 641.0845 | 0 | 0 | 1144.2333 | 0 | 1144.2333 | 0 | 0 | 0 | 0 | 9.2472 | 0 | 0 | 0 | 0 | 2.3993 | 14.8392 | 0 | 0 | 26.4857 | 26.4857 | 26.4857 | 1
WA_6B_SH_2013_NG | 6B | SH | NG | 19284 | ASHRAE30pct-state-6B | HotelSmall | STD2013 | WA-Kalispell-MT | Zone6B | Zone6B(WA-Kalispell-MT) | ASHRAE30pct-state-STD2013 | state | WA | 0.0767 | 0.96 | ASHRAE30pct-state-6B_HotelSmall_STD2013_WA-Kalispell-MT.table.csv.gz | Small Hotel | Kalispell Glacier Pk IntL Ar MT USA TMY3 WMO#=727790 | Natural Gas | 106591.5133 | 0 | 0 | 0 | 399495.4379 | 0 | 0 | 0 | 0 | 0 | 0 | 641075.0655 | 0 | 0 | 1147162.0167 | 0 | 1147162.0167 | 0 | 0 | 1023.2785 | 0 | 0 | 0 | 3835.1562 | 0 | 0 | 0 | 0 | 0 | 0 | 6154.3206 | 0 | 0 | 11012.7554 | 0 | 11012.7554 | 0 | 0 | 106.5915 | 0 | 0 | 0 | 399.4954 | 0 | 0 | 0 | 0 | 0 | 0 | 641.0751 | 0 | 0 | 1147.162 | 0 | 1147.162 | 0 | 0 | 0 | 0 | 9.2472 | 0 | 0 | 0 | 0 | 2.4673 | 14.839 | 0 | 0 | 26.5534 | 26.5534 | 26.5534 | 2
WY_6B_SH_2010_EL | 6B | SH | EL | 18915 | ASHRAE30pct-state-6B | HotelSmall | STD2010 | WY-Cheyenne-WY | Zone6B | Zone6B(WY-Cheyenne-WY) | ASHRAE30pct-state-STD2010 | state | WY | 0.0823 | 0.68 | ASHRAE30pct-state-6B_HotelSmall_STD2010_WY-Cheyenne-WY.table.csv.gz | Small Hotel | Cheyenne Municipal Arpt WY USA TMY3 WMO#=725640 | Electricity | 62463.8894 | 49002.7782 | 114102.7787 | 18286.1113 | 164169.4458 | 0 | 81269.4451 | 72.2222 | 0 | 0 | 0 | 0 | 0 | 0 | 489363.8928 | 0 | 489366.6706 | -2.7778 | -2.7778 | 5140.7781 | 4032.9286 | 9390.6587 | 1504.947 | 13511.1454 | 0 | 6688.4753 | 5.9439 | 0 | 0 | 0 | 0 | 0 | 0 | 40274.6484 | 0 | 40274.877 | -0.22861 | -0.22861 | 213.1873 | 167.245 | 389.4292 | 62.4099 | 560.3052 | 0 | 277.3701 | 0.24649 | 0 | 0 | 0 | 0 | 0 | 0 | 1670.1838 | 0 | 1670.1933 | -0.0094805 | -0.0094805 | 9.0141 | 1.4446 | 12.9692 | 6.4203 | 0.0057056 | 0 | 3.8712 | 4.9347 | 0 | 0 | 0 | 38.6601 | 38.6599 | 38.6599 | 1
WY_6B_SH_2013_EL | 6B | SH | EL | 19335 | ASHRAE30pct-state-6B | HotelSmall | STD2013 | WY-Cheyenne-WY | Zone6B | Zone6B(WY-Cheyenne-WY) | ASHRAE30pct-state-STD2013 | state | WY | 0.0823 | 0.68 | ASHRAE30pct-state-6B_HotelSmall_STD2013_WY-Cheyenne-WY.table.csv.gz | Small Hotel | Cheyenne Municipal Arpt WY USA TMY3 WMO#=725640 | Electricity | 61258.3338 | 41358.3337 | 88808.334 | 18286.1113 | 154908.3346 | 0 | 80438.8895 | 72.2222 | 0 | 0 | 0 | 0 | 0 | 0 | 445130.5591 | 0 | 445130.5591 | 0 | 0 | 5041.5609 | 3403.7909 | 7308.9259 | 1504.947 | 12748.9559 | 0 | 6620.1206 | 5.9439 | 0 | 0 | 0 | 0 | 0 | 0 | 36634.245 | 0 | 36634.245 | 0 | 0 | 209.0728 | 141.1547 | 303.1001 | 62.4099 | 528.6973 | 0 | 274.5354 | 0.24649 | 0 | 0 | 0 | 0 | 0 | 0 | 1519.2168 | 0 | 1519.2168 | 0 | 0 | 7.0159 | 1.4446 | 12.2378 | 6.3547 | 0.0057056 | 0 | 3.2673 | 4.8394 | 0 | 0 | 0 | 35.1654 | 35.1654 | 35.1654 | 2
WY_6B_SH_2010_NG | 6B | SH | NG | 18924 | ASHRAE30pct-state-6B | HotelSmall | STD2010 | WY-Cheyenne-WY | Zone6B | Zone6B(WY-Cheyenne-WY) | ASHRAE30pct-state-STD2010 | state | WY | 0.0823 | 0.68 | ASHRAE30pct-state-6B_HotelSmall_STD2010_WY-Cheyenne-WY.table.csv.gz | Small Hotel | Cheyenne Municipal Arpt WY USA TMY3 WMO#=725640 | Natural Gas | 75910.6731 | 0 | 0 | 0 | 399495.4379 | 0 | 0 | 0 | 0 | 0 | 0 | 641094.0218 | 0 | 0 | 1116500.1328 | 0 | 1116500.1328 | 0 | 0 | 516.1926 | 0 | 0 | 0 | 2716.569 | 0 | 0 | 0 | 0 | 0 | 0 | 4359.4393 | 0 | 0 | 7592.2009 | 0 | 7592.2009 | 0 | 0 | 75.9107 | 0 | 0 | 0 | 399.4954 | 0 | 0 | 0 | 0 | 0 | 0 | 641.094 | 0 | 0 | 1116.5001 | 0 | 1116.5001 | 0 | 0 | 0 | 0 | 9.2472 | 0 | 0 | 0 | 0 | 1.7571 | 14.8395 | 0 | 0 | 25.8437 | 25.8437 | 25.8437 | 1
WY_6B_SH_2013_NG | 6B | SH | NG | 19344 | ASHRAE30pct-state-6B | HotelSmall | STD2013 | WY-Cheyenne-WY | Zone6B | Zone6B(WY-Cheyenne-WY) | ASHRAE30pct-state-STD2013 | state | WY | 0.0823 | 0.68 | ASHRAE30pct-state-6B_HotelSmall_STD2013_WY-Cheyenne-WY.table.csv.gz | Small Hotel | Cheyenne Municipal Arpt WY USA TMY3 WMO#=725640 | Natural Gas | 78905.7752 | 0 | 0 | 0 | 399495.4379 | 0 | 0 | 0 | 0 | 0 | 0 | 641103.5 | 0 | 0 | 1119504.7131 | 0 | 1119504.7131 | 0 | 0 | 536.5593 | 0 | 0 | 0 | 2716.569 | 0 | 0 | 0 | 0 | 0 | 0 | 4359.5038 | 0 | 0 | 7612.632 | 0 | 7612.632 | 0 | 0 | 78.9058 | 0 | 0 | 0 | 399.4954 | 0 | 0 | 0 | 0 | 0 | 0 | 641.1035 | 0 | 0 | 1119.5047 | 0 | 1119.5047 | 0 | 0 | 0 | 0 | 9.2472 | 0 | 0 | 0 | 0 | 1.8264 | 14.8397 | 0 | 0 | 25.9133 | 25.9133 | 25.9133 | 2
AK_7_SH_2010_EL | 7 | SH | EL | 19875 | ASHRAE30pct-state-7 | HotelSmall | STD2010 | AK-Anchorage-AK | Zone7 | Zone7(AK-Anchorage-AK) | ASHRAE30pct-state-STD2010 | state | AK | 0.1479 | 0.81 | ASHRAE30pct-state-7_HotelSmall_STD2010_AK-Anchorage-AK.table.csv.gz | Small Hotel | Anchorage Intl Ap AK USA TMY3 WMO#=702730 | Electricity | 127427.7788 | 27830.5558 | 114202.7787 | 18177.7779 | 164169.4458 | 0 | 76694.4451 | 72.2222 | 0 | 0 | 0 | 0 | 0 | 0 | 528577.782 | 0 | 528575.0042 | 2.7778 | 2.7778 | 18846.5685 | 4116.1392 | 16890.591 | 2688.4934 | 24280.661 | 0 | 11343.1084 | 10.6817 | 0 | 0 | 0 | 0 | 0 | 0 | 78176.654 | 0 | 78176.2431 | 0.41083 | 0.41083 | 434.9071 | 94.9848 | 389.7705 | 62.0402 | 560.3052 | 0 | 261.7558 | 0.24649 | 0 | 0 | 0 | 0 | 0 | 0 | 1804.0196 | 0 | 1804.0101 | 0.0094805 | 0.0094805 | 9.022 | 1.436 | 12.9696 | 6.0589 | 0.0057056 | 0 | 2.1986 | 10.0668 | 0 | 0 | 0 | 41.7576 | 41.7578 | 41.7578 | 1
AK_7_SH_2013_EL | 7 | SH | EL | 20355 | ASHRAE30pct-state-7 | HotelSmall | STD2013 | AK-Anchorage-AK | Zone7 | Zone7(AK-Anchorage-AK) | ASHRAE30pct-state-STD2013 | state | AK | 0.1479 | 0.81 | ASHRAE30pct-state-7_HotelSmall_STD2013_AK-Anchorage-AK.table.csv.gz | Small Hotel | Anchorage Intl Ap AK USA TMY3 WMO#=702730 | Electricity | 121338.8899 | 23891.6669 | 89213.8896 | 18177.7779 | 154908.3346 | 0 | 75850.0006 | 72.2222 | 0 | 0 | 0 | 0 | 0 | 0 | 483450.0039 | 0 | 483452.7816 | -2.7778 | -2.7778 | 17946.0218 | 3533.5775 | 13194.7343 | 2688.4934 | 22910.9427 | 0 | 11218.2151 | 10.6817 | 0 | 0 | 0 | 0 | 0 | 0 | 71502.2556 | 0 | 71502.6664 | -0.41083 | -0.41083 | 414.1259 | 81.5415 | 304.4842 | 62.0402 | 528.6973 | 0 | 258.8737 | 0.24649 | 0 | 0 | 0 | 0 | 0 | 0 | 1649.9999 | 0 | 1650.0094 | -0.0094805 | -0.0094805 | 7.0479 | 1.436 | 12.2376 | 5.9922 | 0.0057056 | 0 | 1.8874 | 9.5858 | 0 | 0 | 0 | 38.1929 | 38.1927 | 38.1927 | 2
AK_7_SH_2010_NG | 7 | SH | NG | 19884 | ASHRAE30pct-state-7 | HotelSmall | STD2010 | AK-Anchorage-AK | Zone7 | Zone7(AK-Anchorage-AK) | ASHRAE30pct-state-STD2010 | state | AK | 0.1479 | 0.81 | ASHRAE30pct-state-7_HotelSmall_STD2010_AK-Anchorage-AK.table.csv.gz | Small Hotel | Anchorage Intl Ap AK USA TMY3 WMO#=702730 | Natural Gas | 189828.8128 | 0 | 0 | 0 | 399495.4379 | 0 | 0 | 0 | 0 | 0 | 0 | 688219.489 | 0 | 0 | 1277543.7397 | 0 | 1277543.7397 | 0 | 0 | 1537.6134 | 0 | 0 | 0 | 3235.913 | 0 | 0 | 0 | 0 | 0 | 0 | 5574.5779 | 0 | 0 | 10348.1043 | 0 | 10348.1043 | 0 | 0 | 189.8288 | 0 | 0 | 0 | 399.4954 | 0 | 0 | 0 | 0 | 0 | 0 | 688.2195 | 0 | 0 | 1277.5437 | 0 | 1277.5437 | 0 | 0 | 0 | 0 | 9.2472 | 0 | 0 | 0 | 0 | 4.394 | 15.9303 | 0 | 0 | 29.5714 | 29.5714 | 29.5714 | 1
AK_7_SH_2013_NG | 7 | SH | NG | 20364 | ASHRAE30pct-state-7 | HotelSmall | STD2013 | AK-Anchorage-AK | Zone7 | Zone7(AK-Anchorage-AK) | ASHRAE30pct-state-STD2013 | state | AK | 0.1479 | 0.81 | ASHRAE30pct-state-7_HotelSmall_STD2013_AK-Anchorage-AK.table.csv.gz | Small Hotel | Anchorage Intl Ap AK USA TMY3 WMO#=702730 | Natural Gas | 188880.9957 | 0 | 0 | 0 | 399495.4379 | 0 | 0 | 0 | 0 | 0 | 0 | 688143.6636 | 0 | 0 | 1276520.0972 | 0 | 1276520.0972 | 0 | 0 | 1529.9361 | 0 | 0 | 0 | 3235.913 | 0 | 0 | 0 | 0 | 0 | 0 | 5573.9637 | 0 | 0 | 10339.8128 | 0 | 10339.8128 | 0 | 0 | 188.881 | 0 | 0 | 0 | 399.4954 | 0 | 0 | 0 | 0 | 0 | 0 | 688.1437 | 0 | 0 | 1276.5201 | 0 | 1276.5201 | 0 | 0 | 0 | 0 | 9.2472 | 0 | 0 | 0 | 0 | 4.372 | 15.9285 | 0 | 0 | 29.5477 | 29.5477 | 29.5477 | 2
CO_7_SH_2010_EL | 7 | SH | EL | 19935 | ASHRAE30pct-state-7 | HotelSmall | STD2010 | CO-GunnisonCounty-CO | Zone7 | Zone7(CO-GunnisonCounty-CO) | ASHRAE30pct-state-STD2010 | state | CO | 0.0934 | 0.73 | ASHRAE30pct-state-7_HotelSmall_STD2010_CO-GunnisonCounty-CO.table.csv.gz | Small Hotel | Gunnison Co Awos CO USA TMY3 WMO#=724677 | Electricity | 63175.0005 | 44666.667 | 114036.112 | 18286.1113 | 164169.4458 | 0 | 81616.6673 | 72.2222 | 0 | 0 | 0 | 0 | 0 | 0 | 486019.4483 | 0 | 486022.2261 | -2.7778 | -2.7778 | 5900.545 | 4171.8667 | 10650.9729 | 1707.9228 | 15333.4262 | 0 | 7622.9967 | 6.7456 | 0 | 0 | 0 | 0 | 0 | 0 | 45394.2165 | 0 | 45394.4759 | -0.25944 | -0.25944 | 215.6143 | 152.4459 | 389.2017 | 62.4099 | 560.3052 | 0 | 278.5552 | 0.24649 | 0 | 0 | 0 | 0 | 0 | 0 | 1658.7693 | 0 | 1658.7788 | -0.0094805 | -0.0094805 | 9.0089 | 1.4446 | 12.9692 | 6.4477 | 0.0057056 | 0 | 3.5287 | 4.9908 | 0 | 0 | 0 | 38.3959 | 38.3957 | 38.3957 | 1
CO_7_SH_2013_EL | 7 | SH | EL | 20415 | ASHRAE30pct-state-7 | HotelSmall | STD2013 | CO-GunnisonCounty-CO | Zone7 | Zone7(CO-GunnisonCounty-CO) | ASHRAE30pct-state-STD2013 | state | CO | 0.0934 | 0.73 | ASHRAE30pct-state-7_HotelSmall_STD2013_CO-GunnisonCounty-CO.table.csv.gz | Small Hotel | Gunnison Co Awos CO USA TMY3 WMO#=724677 | Electricity | 57416.6671 | 38358.3336 | 87780.5563 | 18286.1113 | 154908.3346 | 0 | 80611.1118 | 72.2222 | 0 | 0 | 0 | 0 | 0 | 0 | 437430.5591 | 0 | 437433.3368 | -2.7778 | -2.7778 | 5362.7167 | 3582.6684 | 8198.704 | 1707.9228 | 14468.4384 | 0 | 7529.0778 | 6.7456 | 0 | 0 | 0 | 0 | 0 | 0 | 40856.0142 | 0 | 40856.2737 | -0.25944 | -0.25944 | 195.9613 | 130.9158 | 299.5923 | 62.4099 | 528.6973 | 0 | 275.1232 | 0.24649 | 0 | 0 | 0 | 0 | 0 | 0 | 1492.9369 | 0 | 1492.9464 | -0.0094805 | -0.0094805 | 6.9347 | 1.4446 | 12.2376 | 6.3683 | 0.0057056 | 0 | 3.0303 | 4.5359 | 0 | 0 | 0 | 34.5573 | 34.5571 | 34.5571 | 2
CO_7_SH_2010_NG | 7 | SH | NG | 19944 | ASHRAE30pct-state-7 | HotelSmall | STD2010 | CO-GunnisonCounty-CO | Zone7 | Zone7(CO-GunnisonCounty-CO) | ASHRAE30pct-state-STD2010 | state | CO | 0.0934 | 0.73 | ASHRAE30pct-state-7_HotelSmall_STD2010_CO-GunnisonCounty-CO.table.csv.gz | Small Hotel | Gunnison Co Awos CO USA TMY3 WMO#=724677 | Natural Gas | 90772.4456 | 0 | 0 | 0 | 399495.4379 | 0 | 0 | 0 | 0 | 0 | 0 | 687811.9276 | 0 | 0 | 1178079.8111 | 0 | 1178079.8111 | 0 | 0 | 662.6389 | 0 | 0 | 0 | 2916.3167 | 0 | 0 | 0 | 0 | 0 | 0 | 5021.0271 | 0 | 0 | 8599.9826 | 0 | 8599.9826 | 0 | 0 | 90.7724 | 0 | 0 | 0 | 399.4954 | 0 | 0 | 0 | 0 | 0 | 0 | 687.8119 | 0 | 0 | 1178.0798 | 0 | 1178.0798 | 0 | 0 | 0 | 0 | 9.2472 | 0 | 0 | 0 | 0 | 2.1011 | 15.9208 | 0 | 0 | 27.2691 | 27.2691 | 27.2691 | 1
CO_7_SH_2013_NG | 7 | SH | NG | 20424 | ASHRAE30pct-state-7 | HotelSmall | STD2013 | CO-GunnisonCounty-CO | Zone7 | Zone7(CO-GunnisonCounty-CO) | ASHRAE30pct-state-STD2013 | state | CO | 0.0934 | 0.73 | ASHRAE30pct-state-7_HotelSmall_STD2013_CO-GunnisonCounty-CO.table.csv.gz | Small Hotel | Gunnison Co Awos CO USA TMY3 WMO#=724677 | Natural Gas | 91236.876 | 0 | 0 | 0 | 399495.4379 | 0 | 0 | 0 | 0 | 0 | 0 | 687736.1023 | 0 | 0 | 1178468.4162 | 0 | 1178468.4162 | 0 | 0 | 666.0292 | 0 | 0 | 0 | 2916.3167 | 0 | 0 | 0 | 0 | 0 | 0 | 5020.4735 | 0 | 0 | 8602.8194 | 0 | 8602.8194 | 0 | 0 | 91.2369 | 0 | 0 | 0 | 399.4954 | 0 | 0 | 0 | 0 | 0 | 0 | 687.7361 | 0 | 0 | 1178.4684 | 0 | 1178.4684 | 0 | 0 | 0 | 0 | 9.2472 | 0 | 0 | 0 | 0 | 2.1119 | 15.9191 | 0 | 0 | 27.2781 | 27.2781 | 27.2781 | 2
ME_7_SH_2010_EL | 7 | SH | EL | 19995 | ASHRAE30pct-state-7 | HotelSmall | STD2010 | ME-Caribou-ME | Zone7 | Zone7(ME-Caribou-ME) | ASHRAE30pct-state-STD2010 | state | ME | 0.1158 | 1.03 | ASHRAE30pct-state-7_HotelSmall_STD2010_ME-Caribou-ME.table.csv.gz | Small Hotel | Caribou Municipal Arpt ME USA TMY3 WMO#=727120 | Electricity | 131688.8899 | 39269.4448 | 114000.0009 | 18255.5557 | 164169.4458 | 0 | 77113.8895 | 72.2222 | 0 | 0 | 0 | 0 | 0 | 0 | 544569.4488 | 0 | 544569.4488 | 0 | 0 | 15249.5735 | 4547.4017 | 13201.2001 | 2113.9934 | 19010.8218 | 0 | 8929.7884 | 8.3633 | 0 | 0 | 0 | 0 | 0 | 0 | 63061.1422 | 0 | 63061.1422 | 0 | 0 | 449.4501 | 134.0254 | 389.0785 | 62.3056 | 560.3052 | 0 | 263.1873 | 0.24649 | 0 | 0 | 0 | 0 | 0 | 0 | 1858.5986 | 0 | 1858.5986 | 0 | 0 | 9.006 | 1.4422 | 12.9694 | 6.092 | 0.0057056 | 0 | 3.1023 | 10.4035 | 0 | 0 | 0 | 43.0211 | 43.0211 | 43.0211 | 1
ME_7_SH_2013_EL | 7 | SH | EL | 20475 | ASHRAE30pct-state-7 | HotelSmall | STD2013 | ME-Caribou-ME | Zone7 | Zone7(ME-Caribou-ME) | ASHRAE30pct-state-STD2013 | state | ME | 0.1158 | 1.03 | ASHRAE30pct-state-7_HotelSmall_STD2013_ME-Caribou-ME.table.csv.gz | Small Hotel | Caribou Municipal Arpt ME USA TMY3 WMO#=727120 | Electricity | 126250.001 | 33950.0003 | 88050.0007 | 18255.5557 | 154908.3346 | 0 | 76341.6673 | 72.2222 | 0 | 0 | 0 | 0 | 0 | 0 | 497825.004 | 0 | 497827.7818 | -2.7778 | -2.7778 | 14619.7501 | 3931.41 | 10196.1901 | 2113.9934 | 17938.3851 | 0 | 8840.3651 | 8.3633 | 0 | 0 | 0 | 0 | 0 | 0 | 57648.1355 | 0 | 57648.4571 | -0.32167 | -0.32167 | 430.8873 | 115.8703 | 300.5119 | 62.3056 | 528.6973 | 0 | 260.5517 | 0.24649 | 0 | 0 | 0 | 0 | 0 | 0 | 1699.0613 | 0 | 1699.0708 | -0.0094805 | -0.0094805 | 6.956 | 1.4422 | 12.2376 | 6.031 | 0.0057056 | 0 | 2.6821 | 9.9738 | 0 | 0 | 0 | 39.3285 | 39.3283 | 39.3283 | 2
ME_7_SH_2010_NG | 7 | SH | NG | 20004 | ASHRAE30pct-state-7 | HotelSmall | STD2010 | ME-Caribou-ME | Zone7 | Zone7(ME-Caribou-ME) | ASHRAE30pct-state-STD2010 | state | ME | 0.1158 | 1.03 | ASHRAE30pct-state-7_HotelSmall_STD2010_ME-Caribou-ME.table.csv.gz | Small Hotel | Caribou Municipal Arpt ME USA TMY3 WMO#=727120 | Natural Gas | 189743.5093 | 0 | 0 | 0 | 399495.4379 | 0 | 0 | 0 | 0 | 0 | 0 | 688162.62 | 0 | 0 | 1277401.5671 | 0 | 1277401.5671 | 0 | 0 | 1954.3581 | 0 | 0 | 0 | 4114.803 | 0 | 0 | 0 | 0 | 0 | 0 | 7088.075 | 0 | 0 | 13157.2361 | 0 | 13157.2361 | 0 | 0 | 189.7435 | 0 | 0 | 0 | 399.4954 | 0 | 0 | 0 | 0 | 0 | 0 | 688.1626 | 0 | 0 | 1277.4016 | 0 | 1277.4016 | 0 | 0 | 0 | 0 | 9.2472 | 0 | 0 | 0 | 0 | 4.392 | 15.929 | 0 | 0 | 29.5681 | 29.5681 | 29.5681 | 1
ME_7_SH_2013_NG | 7 | SH | NG | 20484 | ASHRAE30pct-state-7 | HotelSmall | STD2013 | ME-Caribou-ME | Zone7 | Zone7(ME-Caribou-ME) | ASHRAE30pct-state-STD2013 | state | ME | 0.1158 | 1.03 | ASHRAE30pct-state-7_HotelSmall_STD2013_ME-Caribou-ME.table.csv.gz | Small Hotel | Caribou Municipal Arpt ME USA TMY3 WMO#=727120 | Natural Gas | 189411.7733 | 0 | 0 | 0 | 399495.4379 | 0 | 0 | 0 | 0 | 0 | 0 | 688086.7946 | 0 | 0 | 1276984.5276 | 0 | 1276994.0058 | 0 | 0 | 1950.9413 | 0 | 0 | 0 | 4114.803 | 0 | 0 | 0 | 0 | 0 | 0 | 7087.294 | 0 | 0 | 13152.9406 | 0 | 13153.0383 | 0 | 0 | 189.4118 | 0 | 0 | 0 | 399.4954 | 0 | 0 | 0 | 0 | 0 | 0 | 688.0868 | 0 | 0 | 1276.9845 | 0 | 1276.994 | 0 | 0 | 0 | 0 | 9.2472 | 0 | 0 | 0 | 0 | 4.3843 | 15.9272 | 0 | 0 | 29.5587 | 29.5585 | 29.5587 | 2
MI_7_SH_2010_EL | 7 | SH | EL | 20055 | ASHRAE30pct-state-7 | HotelSmall | STD2010 | MI-SaultSteMarie-MI | Zone7 | Zone7(MI-SaultSteMarie-MI) | ASHRAE30pct-state-STD2010 | state | MI | 0.1095 | 0.82 | ASHRAE30pct-state-7_HotelSmall_STD2010_MI-SaultSteMarie-MI.table.csv.gz | Small Hotel | Sault Ste Marie Sanderson Fie MI USA TMY3 WMO#=727340 | Electricity | 111472.2231 | 40794.4448 | 113938.8898 | 18252.7779 | 164169.4458 | 0 | 77150.0006 | 72.2222 | 0 | 0 | 0 | 0 | 0 | 0 | 525847.2264 | 0 | 525850.0042 | -2.7778 | -2.7778 | 12206.2084 | 4466.9917 | 12476.3084 | 1998.6792 | 17976.5543 | 0 | 8447.9251 | 7.9083 | 0 | 0 | 0 | 0 | 0 | 0 | 57580.2713 | 0 | 57580.5755 | -0.30417 | -0.30417 | 380.4512 | 139.2302 | 388.8699 | 62.2962 | 560.3052 | 0 | 263.3106 | 0.24649 | 0 | 0 | 0 | 0 | 0 | 0 | 1794.7003 | 0 | 1794.7098 | -0.0094805 | -0.0094805 | 9.0012 | 1.442 | 12.9692 | 6.0949 | 0.0057056 | 0 | 3.2228 | 8.8063 | 0 | 0 | 0 | 41.5423 | 41.5421 | 41.5421 | 1
MI_7_SH_2013_EL | 7 | SH | EL | 20535 | ASHRAE30pct-state-7 | HotelSmall | STD2013 | MI-SaultSteMarie-MI | Zone7 | Zone7(MI-SaultSteMarie-MI) | ASHRAE30pct-state-STD2013 | state | MI | 0.1095 | 0.82 | ASHRAE30pct-state-7_HotelSmall_STD2013_MI-SaultSteMarie-MI.table.csv.gz | Small Hotel | Sault Ste Marie Sanderson Fie MI USA TMY3 WMO#=727340 | Electricity | 107027.7786 | 34777.7781 | 87725.0007 | 18252.7779 | 154908.3346 | 0 | 76283.3339 | 72.2222 | 0 | 0 | 0 | 0 | 0 | 0 | 479044.4483 | 0 | 479047.2261 | -2.7778 | -2.7778 | 11719.5418 | 3808.1667 | 9605.8876 | 1998.6792 | 16962.4626 | 0 | 8353.0251 | 7.9083 | 0 | 0 | 0 | 0 | 0 | 0 | 52455.3671 | 0 | 52455.6713 | -0.30417 | -0.30417 | 365.2825 | 118.6955 | 299.4027 | 62.2962 | 528.6973 | 0 | 260.3527 | 0.24649 | 0 | 0 | 0 | 0 | 0 | 0 | 1634.9639 | 0 | 1634.9733 | -0.0094805 | -0.0094805 | 6.9303 | 1.442 | 12.2376 | 6.0264 | 0.0057056 | 0 | 2.7475 | 8.4552 | 0 | 0 | 0 | 37.8449 | 37.8446 | 37.8446 | 2
MI_7_SH_2010_NG | 7 | SH | NG | 20064 | ASHRAE30pct-state-7 | HotelSmall | STD2010 | MI-SaultSteMarie-MI | Zone7 | Zone7(MI-SaultSteMarie-MI) | ASHRAE30pct-state-STD2010 | state | MI | 0.1095 | 0.82 | ASHRAE30pct-state-7_HotelSmall_STD2010_MI-SaultSteMarie-MI.table.csv.gz | Small Hotel | Sault Ste Marie Sanderson Fie MI USA TMY3 WMO#=727340 | Natural Gas | 168910.489 | 0 | 0 | 0 | 399495.4379 | 0 | 0 | 0 | 0 | 0 | 0 | 688077.3164 | 0 | 0 | 1256483.2433 | 0 | 1256483.2433 | 0 | 0 | 1385.066 | 0 | 0 | 0 | 3275.8626 | 0 | 0 | 0 | 0 | 0 | 0 | 5642.234 | 0 | 0 | 10303.1626 | 0 | 10303.1626 | 0 | 0 | 168.9105 | 0 | 0 | 0 | 399.4954 | 0 | 0 | 0 | 0 | 0 | 0 | 688.0773 | 0 | 0 | 1256.4832 | 0 | 1256.4832 | 0 | 0 | 0 | 0 | 9.2472 | 0 | 0 | 0 | 0 | 3.9098 | 15.927 | 0 | 0 | 29.0839 | 29.0839 | 29.0839 | 1
MI_7_SH_2013_NG | 7 | SH | NG | 20544 | ASHRAE30pct-state-7 | HotelSmall | STD2013 | MI-SaultSteMarie-MI | Zone7 | Zone7(MI-SaultSteMarie-MI) | ASHRAE30pct-state-STD2013 | state | MI | 0.1095 | 0.82 | ASHRAE30pct-state-7_HotelSmall_STD2013_MI-SaultSteMarie-MI.table.csv.gz | Small Hotel | Sault Ste Marie Sanderson Fie MI USA TMY3 WMO#=727340 | Natural Gas | 169877.2624 | 0 | 0 | 0 | 399495.4379 | 0 | 0 | 0 | 0 | 0 | 0 | 688001.4911 | 0 | 0 | 1257383.6696 | 0 | 1257374.1914 | 0 | 0 | 1392.9936 | 0 | 0 | 0 | 3275.8626 | 0 | 0 | 0 | 0 | 0 | 0 | 5641.6122 | 0 | 0 | 10310.5461 | 0 | 10310.4684 | 0 | 0 | 169.8773 | 0 | 0 | 0 | 399.4954 | 0 | 0 | 0 | 0 | 0 | 0 | 688.0015 | 0 | 0 | 1257.3837 | 0 | 1257.3742 | 0 | 0 | 0 | 0 | 9.2472 | 0 | 0 | 0 | 0 | 3.9322 | 15.9252 | 0 | 0 | 29.1045 | 29.1048 | 29.1045 | 2
MN_7_SH_2010_EL | 7 | SH | EL | 20115 | ASHRAE30pct-state-7 | HotelSmall | STD2010 | MN-Duluth-MN | Zone7 | Zone7(MN-Duluth-MN) | ASHRAE30pct-state-STD2010 | state | MN | 0.0886 | 0.62 | ASHRAE30pct-state-7_HotelSmall_STD2010_MN-Duluth-MN.table.csv.gz | Small Hotel | Duluth International Arpt MN USA TMY3 WMO#=727450 | Electricity | 129986.1122 | 42119.4448 | 113966.6676 | 18250.0001 | 164169.4458 | 0 | 77752.7784 | 72.2222 | 0 | 0 | 0 | 0 | 0 | 0 | 546316.671 | 0 | 546316.671 | 0 | 0 | 11516.7695 | 3731.7828 | 10097.4467 | 1616.95 | 14545.4129 | 0 | 6888.8962 | 6.3989 | 0 | 0 | 0 | 0 | 0 | 0 | 48403.6571 | 0 | 48403.6571 | 0 | 0 | 443.6386 | 143.7524 | 388.9647 | 62.2867 | 560.3052 | 0 | 265.3678 | 0.24649 | 0 | 0 | 0 | 0 | 0 | 0 | 1864.5619 | 0 | 1864.5619 | 0 | 0 | 9.0034 | 1.4418 | 12.9694 | 6.1425 | 0.0057056 | 0 | 3.3274 | 10.2689 | 0 | 0 | 0 | 43.1592 | 43.1592 | 43.1592 | 1
MN_7_SH_2013_EL | 7 | SH | EL | 20595 | ASHRAE30pct-state-7 | HotelSmall | STD2013 | MN-Duluth-MN | Zone7 | Zone7(MN-Duluth-MN) | ASHRAE30pct-state-STD2013 | state | MN | 0.0886 | 0.62 | ASHRAE30pct-state-7_HotelSmall_STD2013_MN-Duluth-MN.table.csv.gz | Small Hotel | Duluth International Arpt MN USA TMY3 WMO#=727450 | Electricity | 124311.1121 | 35902.7781 | 87755.5563 | 18250.0001 | 154908.3346 | 0 | 76780.5562 | 72.2222 | 0 | 0 | 0 | 0 | 0 | 0 | 497977.7818 | 0 | 497980.5595 | -2.7778 | -2.7778 | 11013.9645 | 3180.9861 | 7775.1423 | 1616.95 | 13724.8784 | 0 | 6802.7573 | 6.3989 | 0 | 0 | 0 | 0 | 0 | 0 | 44120.8315 | 0 | 44121.0776 | -0.24611 | -0.24611 | 424.27 | 122.5351 | 299.507 | 62.2867 | 528.6973 | 0 | 262.0497 | 0.24649 | 0 | 0 | 0 | 0 | 0 | 0 | 1699.5827 | 0 | 1699.5922 | -0.0094805 | -0.0094805 | 6.9327 | 1.4418 | 12.2376 | 6.0657 | 0.0057056 | 0 | 2.8363 | 9.8206 | 0 | 0 | 0 | 39.3406 | 39.3404 | 39.3404 | 2
MN_7_SH_2010_NG | 7 | SH | NG | 20124 | ASHRAE30pct-state-7 | HotelSmall | STD2010 | MN-Duluth-MN | Zone7 | Zone7(MN-Duluth-MN) | ASHRAE30pct-state-STD2010 | state | MN | 0.0886 | 0.62 | ASHRAE30pct-state-7_HotelSmall_STD2010_MN-Duluth-MN.table.csv.gz | Small Hotel | Duluth International Arpt MN USA TMY3 WMO#=727450 | Natural Gas | 181393.2404 | 0 | 0 | 0 | 399495.4379 | 0 | 0 | 0 | 0 | 0 | 0 | 688153.1418 | 0 | 0 | 1269041.8201 | 0 | 1269041.8201 | 0 | 0 | 1124.6381 | 0 | 0 | 0 | 2476.8717 | 0 | 0 | 0 | 0 | 0 | 0 | 4266.5495 | 0 | 0 | 7868.0593 | 0 | 7868.0593 | 0 | 0 | 181.3932 | 0 | 0 | 0 | 399.4954 | 0 | 0 | 0 | 0 | 0 | 0 | 688.1531 | 0 | 0 | 1269.0418 | 0 | 1269.0418 | 0 | 0 | 0 | 0 | 9.2472 | 0 | 0 | 0 | 0 | 4.1987 | 15.9287 | 0 | 0 | 29.3746 | 29.3746 | 29.3746 | 1
MN_7_SH_2013_NG | 7 | SH | NG | 20604 | ASHRAE30pct-state-7 | HotelSmall | STD2013 | MN-Duluth-MN | Zone7 | Zone7(MN-Duluth-MN) | ASHRAE30pct-state-STD2013 | state | MN | 0.0886 | 0.62 | ASHRAE30pct-state-7_HotelSmall_STD2013_MN-Duluth-MN.table.csv.gz | Small Hotel | Duluth International Arpt MN USA TMY3 WMO#=727450 | Natural Gas | 181696.5419 | 0 | 0 | 0 | 399495.4379 | 0 | 0 | 0 | 0 | 0 | 0 | 688058.3601 | 0 | 0 | 1269250.3399 | 0 | 1269250.3399 | 0 | 0 | 1126.5186 | 0 | 0 | 0 | 2476.8717 | 0 | 0 | 0 | 0 | 0 | 0 | 4265.9618 | 0 | 0 | 7869.3521 | 0 | 7869.3521 | 0 | 0 | 181.6965 | 0 | 0 | 0 | 399.4954 | 0 | 0 | 0 | 0 | 0 | 0 | 688.0584 | 0 | 0 | 1269.2503 | 0 | 1269.2503 | 0 | 0 | 0 | 0 | 9.2472 | 0 | 0 | 0 | 0 | 4.2057 | 15.9265 | 0 | 0 | 29.3794 | 29.3794 | 29.3794 | 2
ND_7_SH_2010_EL | 7 | SH | EL | 20175 | ASHRAE30pct-state-7 | HotelSmall | STD2010 | ND-Minot-ND | Zone7 | Zone7(ND-Minot-ND) | ASHRAE30pct-state-STD2010 | state | ND | 0.0798 | 0.59 | ASHRAE30pct-state-7_HotelSmall_STD2010_ND-Minot-ND.table.csv.gz | Small Hotel | Minot Faa Ap ND USA TMY3 WMO#=727676 | Electricity | 126452.7788 | 49905.556 | 114000.0009 | 18244.4446 | 164169.4458 | 0 | 78780.5562 | 72.2222 | 0 | 0 | 0 | 0 | 0 | 0 | 551625.0044 | 0 | 551625.0044 | 0 | 0 | 10090.9317 | 3982.4634 | 9097.2001 | 1455.9067 | 13100.7218 | 0 | 6286.6884 | 5.7633 | 0 | 0 | 0 | 0 | 0 | 0 | 44019.6754 | 0 | 44019.6754 | 0 | 0 | 431.5794 | 170.3261 | 389.0785 | 62.2677 | 560.3052 | 0 | 268.8756 | 0.24649 | 0 | 0 | 0 | 0 | 0 | 0 | 1882.679 | 0 | 1882.679 | 0 | 0 | 9.006 | 1.4413 | 12.9694 | 6.2237 | 0.0057056 | 0 | 3.9426 | 9.9898 | 0 | 0 | 0 | 43.5785 | 43.5785 | 43.5785 | 1
ND_7_SH_2013_EL | 7 | SH | EL | 20655 | ASHRAE30pct-state-7 | HotelSmall | STD2013 | ND-Minot-ND | Zone7 | Zone7(ND-Minot-ND) | ASHRAE30pct-state-STD2013 | state | ND | 0.0798 | 0.59 | ASHRAE30pct-state-7_HotelSmall_STD2013_ND-Minot-ND.table.csv.gz | Small Hotel | Minot Faa Ap ND USA TMY3 WMO#=727676 | Electricity | 120600.001 | 42761.1115 | 87830.5563 | 18244.4446 | 154908.3346 | 0 | 77725.0006 | 72.2222 | 0 | 0 | 0 | 0 | 0 | 0 | 502141.6707 | 0 | 502141.6707 | 0 | 0 | 9623.8801 | 3412.3367 | 7008.8784 | 1455.9067 | 12361.6851 | 0 | 6202.455 | 5.7633 | 0 | 0 | 0 | 0 | 0 | 0 | 40070.9053 | 0 | 40070.9053 | 0 | 0 | 411.6041 | 145.9423 | 299.763 | 62.2677 | 528.6973 | 0 | 265.273 | 0.24649 | 0 | 0 | 0 | 0 | 0 | 0 | 1713.794 | 0 | 1713.794 | 0 | 0 | 6.9386 | 1.4413 | 12.2378 | 6.1403 | 0.0057056 | 0 | 3.3781 | 9.5274 | 0 | 0 | 0 | 39.6693 | 39.6693 | 39.6693 | 2
ND_7_SH_2010_NG | 7 | SH | NG | 20184 | ASHRAE30pct-state-7 | HotelSmall | STD2010 | ND-Minot-ND | Zone7 | Zone7(ND-Minot-ND) | ASHRAE30pct-state-STD2010 | state | ND | 0.0798 | 0.59 | ASHRAE30pct-state-7_HotelSmall_STD2010_ND-Minot-ND.table.csv.gz | Small Hotel | Minot Faa Ap ND USA TMY3 WMO#=727676 | Natural Gas | 170190.0421 | 0 | 0 | 0 | 399495.4379 | 0 | 0 | 0 | 0 | 0 | 0 | 688048.8819 | 0 | 0 | 1257734.3619 | 0 | 1257734.3619 | 0 | 0 | 1004.1212 | 0 | 0 | 0 | 2357.0231 | 0 | 0 | 0 | 0 | 0 | 0 | 4059.4884 | 0 | 0 | 7420.6327 | 0 | 7420.6327 | 0 | 0 | 170.19 | 0 | 0 | 0 | 399.4954 | 0 | 0 | 0 | 0 | 0 | 0 | 688.0489 | 0 | 0 | 1257.7344 | 0 | 1257.7344 | 0 | 0 | 0 | 0 | 9.2472 | 0 | 0 | 0 | 0 | 3.9394 | 15.9263 | 0 | 0 | 29.1129 | 29.1129 | 29.1129 | 1
ND_7_SH_2013_NG | 7 | SH | NG | 20664 | ASHRAE30pct-state-7 | HotelSmall | STD2013 | ND-Minot-ND | Zone7 | Zone7(ND-Minot-ND) | ASHRAE30pct-state-STD2013 | state | ND | 0.0798 | 0.59 | ASHRAE30pct-state-7_HotelSmall_STD2013_ND-Minot-ND.table.csv.gz | Small Hotel | Minot Faa Ap ND USA TMY3 WMO#=727676 | Natural Gas | 170000.4786 | 0 | 0 | 0 | 399495.4379 | 0 | 0 | 0 | 0 | 0 | 0 | 687973.0566 | 0 | 0 | 1257468.9731 | 0 | 1257468.9731 | 0 | 0 | 1003.0028 | 0 | 0 | 0 | 2357.0231 | 0 | 0 | 0 | 0 | 0 | 0 | 4059.041 | 0 | 0 | 7419.0669 | 0 | 7419.0669 | 0 | 0 | 170.0005 | 0 | 0 | 0 | 399.4954 | 0 | 0 | 0 | 0 | 0 | 0 | 687.9731 | 0 | 0 | 1257.469 | 0 | 1257.469 | 0 | 0 | 0 | 0 | 9.2472 | 0 | 0 | 0 | 0 | 3.935 | 15.9246 | 0 | 0 | 29.1067 | 29.1067 | 29.1067 | 2
WI_7_SH_2010_EL | 7 | SH | EL | 20235 | ASHRAE30pct-state-7 | HotelSmall | STD2010 | WI-Duluth-MN | Zone7 | Zone7(WI-Duluth-MN) | ASHRAE30pct-state-STD2010 | state | WI | 0.1054 | 0.72 | ASHRAE30pct-state-7_HotelSmall_STD2010_WI-Duluth-MN.table.csv.gz | Small Hotel | Duluth International Arpt MN USA TMY3 WMO#=727450 | Electricity | 129986.1122 | 42119.4448 | 113966.6676 | 18250.0001 | 164169.4458 | 0 | 77752.7784 | 72.2222 | 0 | 0 | 0 | 0 | 0 | 0 | 546316.671 | 0 | 546316.671 | 0 | 0 | 13700.5362 | 4439.3895 | 12012.0868 | 1923.55 | 17303.4596 | 0 | 8195.1428 | 7.6122 | 0 | 0 | 0 | 0 | 0 | 0 | 57581.7771 | 0 | 57581.7771 | 0 | 0 | 443.6386 | 143.7524 | 388.9647 | 62.2867 | 560.3052 | 0 | 265.3678 | 0.24649 | 0 | 0 | 0 | 0 | 0 | 0 | 1864.5619 | 0 | 1864.5619 | 0 | 0 | 9.0034 | 1.4418 | 12.9694 | 6.1425 | 0.0057056 | 0 | 3.3274 | 10.2689 | 0 | 0 | 0 | 43.1592 | 43.1592 | 43.1592 | 1
WI_7_SH_2013_EL | 7 | SH | EL | 20715 | ASHRAE30pct-state-7 | HotelSmall | STD2013 | WI-Duluth-MN | Zone7 | Zone7(WI-Duluth-MN) | ASHRAE30pct-state-STD2013 | state | WI | 0.1054 | 0.72 | ASHRAE30pct-state-7_HotelSmall_STD2013_WI-Duluth-MN.table.csv.gz | Small Hotel | Duluth International Arpt MN USA TMY3 WMO#=727450 | Electricity | 124311.1121 | 35902.7781 | 87755.5563 | 18250.0001 | 154908.3346 | 0 | 76780.5562 | 72.2222 | 0 | 0 | 0 | 0 | 0 | 0 | 497977.7818 | 0 | 497980.5595 | -2.7778 | -2.7778 | 13102.3912 | 3784.1528 | 9249.4356 | 1923.55 | 16327.3385 | 0 | 8092.6706 | 7.6122 | 0 | 0 | 0 | 0 | 0 | 0 | 52486.8582 | 0 | 52487.151 | -0.29278 | -0.29278 | 424.27 | 122.5351 | 299.507 | 62.2867 | 528.6973 | 0 | 262.0497 | 0.24649 | 0 | 0 | 0 | 0 | 0 | 0 | 1699.5827 | 0 | 1699.5922 | -0.0094805 | -0.0094805 | 6.9327 | 1.4418 | 12.2376 | 6.0657 | 0.0057056 | 0 | 2.8363 | 9.8206 | 0 | 0 | 0 | 39.3406 | 39.3404 | 39.3404 | 2
WI_7_SH_2010_NG | 7 | SH | NG | 20244 | ASHRAE30pct-state-7 | HotelSmall | STD2010 | WI-Duluth-MN | Zone7 | Zone7(WI-Duluth-MN) | ASHRAE30pct-state-STD2010 | state | WI | 0.1054 | 0.72 | ASHRAE30pct-state-7_HotelSmall_STD2010_WI-Duluth-MN.table.csv.gz | Small Hotel | Duluth International Arpt MN USA TMY3 WMO#=727450 | Natural Gas | 181393.2404 | 0 | 0 | 0 | 399495.4379 | 0 | 0 | 0 | 0 | 0 | 0 | 688153.1418 | 0 | 0 | 1269041.8201 | 0 | 1269041.8201 | 0 | 0 | 1306.0313 | 0 | 0 | 0 | 2876.3672 | 0 | 0 | 0 | 0 | 0 | 0 | 4954.7026 | 0 | 0 | 9137.1011 | 0 | 9137.1011 | 0 | 0 | 181.3932 | 0 | 0 | 0 | 399.4954 | 0 | 0 | 0 | 0 | 0 | 0 | 688.1531 | 0 | 0 | 1269.0418 | 0 | 1269.0418 | 0 | 0 | 0 | 0 | 9.2472 | 0 | 0 | 0 | 0 | 4.1987 | 15.9287 | 0 | 0 | 29.3746 | 29.3746 | 29.3746 | 1
WI_7_SH_2013_NG | 7 | SH | NG | 20724 | ASHRAE30pct-state-7 | HotelSmall | STD2013 | WI-Duluth-MN | Zone7 | Zone7(WI-Duluth-MN) | ASHRAE30pct-state-STD2013 | state | WI | 0.1054 | 0.72 | ASHRAE30pct-state-7_HotelSmall_STD2013_WI-Duluth-MN.table.csv.gz | Small Hotel | Duluth International Arpt MN USA TMY3 WMO#=727450 | Natural Gas | 181696.5419 | 0 | 0 | 0 | 399495.4379 | 0 | 0 | 0 | 0 | 0 | 0 | 688058.3601 | 0 | 0 | 1269250.3399 | 0 | 1269250.3399 | 0 | 0 | 1308.2151 | 0 | 0 | 0 | 2876.3672 | 0 | 0 | 0 | 0 | 0 | 0 | 4954.0202 | 0 | 0 | 9138.6024 | 0 | 9138.6024 | 0 | 0 | 181.6965 | 0 | 0 | 0 | 399.4954 | 0 | 0 | 0 | 0 | 0 | 0 | 688.0584 | 0 | 0 | 1269.2503 | 0 | 1269.2503 | 0 | 0 | 0 | 0 | 9.2472 | 0 | 0 | 0 | 0 | 4.2057 | 15.9265 | 0 | 0 | 29.3794 | 29.3794 | 29.3794 | 2
WY_7_SH_2010_EL | 7 | SH | EL | 20295 | ASHRAE30pct-state-7 | HotelSmall | STD2010 | WY-JacksonHole-WY | Zone7 | Zone7(WY-JacksonHole-WY) | ASHRAE30pct-state-STD2010 | state | WY | 0.0823 | 0.68 | ASHRAE30pct-state-7_HotelSmall_STD2010_WY-JacksonHole-WY.table.csv.gz | Small Hotel | Jackson Hole WY USA TMY3 WMO#=725776 | Electricity | 74958.3339 | 38638.8892 | 113994.4454 | 18272.2224 | 164169.4458 | 0 | 81236.1118 | 72.2222 | 0 | 0 | 0 | 0 | 0 | 0 | 491341.6706 | 0 | 491341.6706 | 0 | 0 | 6169.0709 | 3179.9806 | 9381.7429 | 1503.8039 | 13511.1454 | 0 | 6685.732 | 5.9439 | 0 | 0 | 0 | 0 | 0 | 0 | 40437.4195 | 0 | 40437.4195 | 0 | 0 | 255.8305 | 131.8733 | 389.0595 | 62.3625 | 560.3052 | 0 | 277.2563 | 0.24649 | 0 | 0 | 0 | 0 | 0 | 0 | 1676.9339 | 0 | 1676.9339 | 0 | 0 | 9.0056 | 1.4435 | 12.9694 | 6.4177 | 0.0057056 | 0 | 3.0525 | 5.9217 | 0 | 0 | 0 | 38.8161 | 38.8161 | 38.8161 | 1
WY_7_SH_2013_EL | 7 | SH | EL | 20775 | ASHRAE30pct-state-7 | HotelSmall | STD2013 | WY-JacksonHole-WY | Zone7 | Zone7(WY-JacksonHole-WY) | ASHRAE30pct-state-STD2013 | state | WY | 0.0823 | 0.68 | ASHRAE30pct-state-7_HotelSmall_STD2013_WY-JacksonHole-WY.table.csv.gz | Small Hotel | Jackson Hole WY USA TMY3 WMO#=725776 | Electricity | 69358.3339 | 33519.4447 | 87794.4451 | 18272.2224 | 154908.3346 | 0 | 80200.0006 | 72.2222 | 0 | 0 | 0 | 0 | 0 | 0 | 444125.0036 | 0 | 444125.0036 | 0 | 0 | 5708.1909 | 2758.6503 | 7225.4828 | 1503.8039 | 12748.9559 | 0 | 6600.4601 | 5.9439 | 0 | 0 | 0 | 0 | 0 | 0 | 36551.4878 | 0 | 36551.4878 | 0 | 0 | 236.7178 | 114.4008 | 299.6397 | 62.3625 | 528.6973 | 0 | 273.7201 | 0.24649 | 0 | 0 | 0 | 0 | 0 | 0 | 1515.7849 | 0 | 1515.7849 | 0 | 0 | 6.9358 | 1.4435 | 12.2378 | 6.3358 | 0.0057056 | 0 | 2.648 | 5.4793 | 0 | 0 | 0 | 35.086 | 35.086 | 35.086 | 2
WY_7_SH_2010_NG | 7 | SH | NG | 20304 | ASHRAE30pct-state-7 | HotelSmall | STD2010 | WY-JacksonHole-WY | Zone7 | Zone7(WY-JacksonHole-WY) | ASHRAE30pct-state-STD2010 | state | WY | 0.0823 | 0.68 | ASHRAE30pct-state-7_HotelSmall_STD2010_WY-JacksonHole-WY.table.csv.gz | Small Hotel | Jackson Hole WY USA TMY3 WMO#=725776 | Natural Gas | 104838.0516 | 0 | 0 | 0 | 399495.4379 | 0 | 0 | 0 | 0 | 0 | 0 | 687982.5347 | 0 | 0 | 1192306.5461 | 0 | 1192316.0243 | 0 | 0 | 712.8988 | 0 | 0 | 0 | 2716.569 | 0 | 0 | 0 | 0 | 0 | 0 | 4678.2812 | 0 | 0 | 8107.6845 | 0 | 8107.749 | 0 | 0 | 104.8381 | 0 | 0 | 0 | 399.4954 | 0 | 0 | 0 | 0 | 0 | 0 | 687.9825 | 0 | 0 | 1192.3065 | 0 | 1192.316 | 0 | 0 | 0 | 0 | 9.2472 | 0 | 0 | 0 | 0 | 2.4267 | 15.9248 | 0 | 0 | 27.5986 | 27.5984 | 27.5986 | 1
WY_7_SH_2013_NG | 7 | SH | NG | 20784 | ASHRAE30pct-state-7 | HotelSmall | STD2013 | WY-JacksonHole-WY | Zone7 | Zone7(WY-JacksonHole-WY) | ASHRAE30pct-state-STD2013 | state | WY | 0.0823 | 0.68 | ASHRAE30pct-state-7_HotelSmall_STD2013_WY-JacksonHole-WY.table.csv.gz | Small Hotel | Jackson Hole WY USA TMY3 WMO#=725776 | Natural Gas | 105359.3511 | 0 | 0 | 0 | 399495.4379 | 0 | 0 | 0 | 0 | 0 | 0 | 687906.7094 | 0 | 0 | 1192761.4983 | 0 | 1192761.4983 | 0 | 0 | 716.4436 | 0 | 0 | 0 | 2716.569 | 0 | 0 | 0 | 0 | 0 | 0 | 4677.7656 | 0 | 0 | 8110.7782 | 0 | 8110.7782 | 0 | 0 | 105.3594 | 0 | 0 | 0 | 399.4954 | 0 | 0 | 0 | 0 | 0 | 0 | 687.9067 | 0 | 0 | 1192.7615 | 0 | 1192.7615 | 0 | 0 | 0 | 0 | 9.2472 | 0 | 0 | 0 | 0 | 2.4388 | 15.923 | 0 | 0 | 27.6089 | 27.6089 | 27.6089 | 2
AK_8_SH_2010_EL | 8 | SH | EL | 20895 | ASHRAE30pct-state-8 | HotelSmall | STD2010 | AK-Fairbanks-AK | Zone8 | Zone8(AK-Fairbanks-AK) | ASHRAE30pct-state-STD2010 | state | AK | 0.1479 | 0.81 | ASHRAE30pct-state-8_HotelSmall_STD2010_AK-Fairbanks-AK.table.csv.gz | Small Hotel | Fairbanks Intl Arpt AK USA TMY3 WMO#=702610 | Electricity | 215513.8906 | 30777.778 | 114227.7787 | 18136.1113 | 164169.4458 | 0 | 77530.5562 | 72.2222 | 0 | 0 | 0 | 0 | 0 | 0 | 620430.5605 | 0 | 620427.7827 | 2.7778 | 2.7778 | 31874.5044 | 4552.0334 | 16894.2885 | 2682.3309 | 24280.661 | 0 | 11466.7693 | 10.6817 | 0 | 0 | 0 | 0 | 0 | 0 | 91761.6799 | 0 | 91761.2691 | 0.41083 | 0.41083 | 735.5422 | 105.0436 | 389.8559 | 61.898 | 560.3052 | 0 | 264.6094 | 0.24649 | 0 | 0 | 0 | 0 | 0 | 0 | 2117.5103 | 0 | 2117.5008 | 0.0094805 | 0.0094805 | 9.024 | 1.4328 | 12.9696 | 6.1249 | 0.0057056 | 0 | 2.4315 | 17.0257 | 0 | 0 | 0 | 49.014 | 49.0142 | 49.0142 | 1
AK_8_SH_2013_EL | 8 | SH | EL | 20955 | ASHRAE30pct-state-8 | HotelSmall | STD2013 | AK-Fairbanks-AK | Zone8 | Zone8(AK-Fairbanks-AK) | ASHRAE30pct-state-STD2013 | state | AK | 0.1479 | 0.81 | ASHRAE30pct-state-8_HotelSmall_STD2013_AK-Fairbanks-AK.table.csv.gz | Small Hotel | Fairbanks Intl Arpt AK USA TMY3 WMO#=702610 | Electricity | 200872.2238 | 26150.0002 | 89302.7785 | 18136.1113 | 154908.3346 | 0 | 76452.7784 | 72.2222 | 0 | 0 | 0 | 0 | 0 | 0 | 565894.449 | 0 | 565894.449 | 0 | 0 | 29709.0019 | 3867.585 | 13207.8809 | 2682.3309 | 22910.9427 | 0 | 11307.3659 | 10.6817 | 0 | 0 | 0 | 0 | 0 | 0 | 83695.789 | 0 | 83695.789 | 0 | 0 | 685.5707 | 89.2491 | 304.7876 | 61.898 | 528.6973 | 0 | 260.931 | 0.24649 | 0 | 0 | 0 | 0 | 0 | 0 | 1931.3802 | 0 | 1931.3802 | 0 | 0 | 7.0549 | 1.4328 | 12.2378 | 6.0398 | 0.0057056 | 0 | 2.0659 | 15.869 | 0 | 0 | 0 | 44.7058 | 44.7058 | 44.7058 | 2
AK_8_SH_2010_NG | 8 | SH | NG | 20904 | ASHRAE30pct-state-8 | HotelSmall | STD2010 | AK-Fairbanks-AK | Zone8 | Zone8(AK-Fairbanks-AK) | ASHRAE30pct-state-STD2010 | state | AK | 0.1479 | 0.81 | ASHRAE30pct-state-8_HotelSmall_STD2010_AK-Fairbanks-AK.table.csv.gz | Small Hotel | Fairbanks Intl Arpt AK USA TMY3 WMO#=702610 | Natural Gas | 305225.5472 | 0 | 0 | 0 | 399495.4379 | 0 | 0 | 0 | 0 | 0 | 0 | 751903.3213 | 0 | 0 | 1456624.3064 | 0 | 1456624.3064 | 0 | 0 | 2472.3269 | 0 | 0 | 0 | 3235.913 | 0 | 0 | 0 | 0 | 0 | 0 | 6090.4169 | 0 | 0 | 11798.6569 | 0 | 11798.6569 | 0 | 0 | 305.2255 | 0 | 0 | 0 | 399.4954 | 0 | 0 | 0 | 0 | 0 | 0 | 751.9033 | 0 | 0 | 1456.6243 | 0 | 1456.6243 | 0 | 0 | 0 | 0 | 9.2472 | 0 | 0 | 0 | 0 | 7.0651 | 17.4044 | 0 | 0 | 33.7166 | 33.7166 | 33.7166 | 1
AK_8_SH_2013_NG | 8 | SH | NG | 20964 | ASHRAE30pct-state-8 | HotelSmall | STD2013 | AK-Fairbanks-AK | Zone8 | Zone8(AK-Fairbanks-AK) | ASHRAE30pct-state-STD2013 | state | AK | 0.1479 | 0.81 | ASHRAE30pct-state-8_HotelSmall_STD2013_AK-Fairbanks-AK.table.csv.gz | Small Hotel | Fairbanks Intl Arpt AK USA TMY3 WMO#=702610 | Natural Gas | 292041.411 | 0 | 0 | 0 | 399495.4379 | 0 | 0 | 0 | 0 | 0 | 0 | 751666.367 | 0 | 0 | 1443203.2159 | 0 | 1443203.2159 | 0 | 0 | 2365.5354 | 0 | 0 | 0 | 3235.913 | 0 | 0 | 0 | 0 | 0 | 0 | 6088.4976 | 0 | 0 | 11689.946 | 0 | 11689.946 | 0 | 0 | 292.0414 | 0 | 0 | 0 | 399.4954 | 0 | 0 | 0 | 0 | 0 | 0 | 751.6664 | 0 | 0 | 1443.2032 | 0 | 1443.2032 | 0 | 0 | 0 | 0 | 9.2472 | 0 | 0 | 0 | 0 | 6.7599 | 17.3989 | 0 | 0 | 33.4059 | 33.4059 | 33.4059 | 2
FL_1A_LO_2010_EL | 1A | LO | EL | 1152 | ASHRAE30pct-state-1A | OfficeLarge | STD2010 | FL-Miami-FL | Zone1A | Zone1A(FL-Miami-FL) | ASHRAE30pct-state-STD2010 | state | FL | 0.0976 | 1.01 | ASHRAE30pct-state-1A_OfficeLarge_STD2010_FL-Miami-FL.table.csv.gz | Large Office | Miami Intl Ap FL USA TMY3 WMO#=722020 | Electricity | 30.5556 | 2355461.13 | 1066730.5641 | 189227.7793 | 5632122.2673 | 529147.2265 | 685547.2277 | 327991.6693 | 329227.7804 | 561.1111 | 0 | 0 | 0 | 0 | 11138372.3113 | 0 | 11116047.3112 | 22325.0002 | 551472.2266 | 2.9822 | 229893.0063 | 104112.9031 | 18468.6313 | 549695.1333 | 51644.7693 | 66909.4094 | 32011.9869 | 32132.6314 | 54.7644 | 0 | 0 | 0 | 0 | 1087105.1376 | 0 | 1084926.2176 | 2178.92 | 53823.6893 | 0.10429 | 8039.1158 | 3640.7183 | 645.8285 | 19222.2587 | 1805.9631 | 2339.7514 | 1119.4254 | 1123.6442 | 1.9151 | 0 | 0 | 0 | 0 | 38014.9194 | 0 | 37938.7249 | 76.1945 | 1882.1576 | 7.3021 | 1.2953 | 42.3284 | 4.6928 | 2.2452 | 0 | 18.3774 | 0.00020916 | 0 | 0.003841 | 0 | 76.0923 | 76.2452 | 76.2452 | 1
FL_1A_LO_2013_EL | 1A | LO | EL | 1272 | ASHRAE30pct-state-1A | OfficeLarge | STD2013 | FL-Miami-FL | Zone1A | Zone1A(FL-Miami-FL) | ASHRAE30pct-state-STD2013 | state | FL | 0.0976 | 1.01 | ASHRAE30pct-state-1A_OfficeLarge_STD2013_FL-Miami-FL.table.csv.gz | Large Office | Miami Intl Ap FL USA TMY3 WMO#=722020 | Electricity | 0 | 2004911.1272 | 945541.6742 | 189227.7793 | 5626841.7117 | 528030.5598 | 624286.1161 | 280455.5578 | 279822.2245 | 552.7778 | 129747.2233 | 0 | 0 | 0 | 10631594.5295 | 0 | 10609416.7515 | 22177.778 | 550208.3377 | 0 | 195679.326 | 92284.8674 | 18468.6313 | 549179.7511 | 51535.7826 | 60930.3249 | 27372.4624 | 27310.6491 | 53.9511 | 12663.329 | 0 | 0 | 0 | 1037643.6261 | 0 | 1035479.075 | 2164.5511 | 53700.3338 | 0 | 6842.6995 | 3227.1044 | 645.8285 | 19204.2363 | 1802.1519 | 2130.6692 | 957.1861 | 955.0246 | 1.8866 | 442.8233 | 0 | 0 | 0 | 36285.3025 | 0 | 36209.6105 | 75.6921 | 1877.844 | 6.4725 | 1.2953 | 42.2836 | 4.2734 | 1.9198 | 0.88815 | 15.6396 | 0 | 0 | 0.0037839 | 0 | 72.6243 | 72.7761 | 72.7761 | 2
FL_1A_LO_2010_NG | 1A | LO | NG | 1161 | ASHRAE30pct-state-1A | OfficeLarge | STD2010 | FL-Miami-FL | Zone1A | Zone1A(FL-Miami-FL) | ASHRAE30pct-state-STD2010 | state | FL | 0.0976 | 1.01 | ASHRAE30pct-state-1A_OfficeLarge_STD2010_FL-Miami-FL.table.csv.gz | Large Office | Miami Intl Ap FL USA TMY3 WMO#=722020 | Natural Gas | 54736.4387 | 0 | 0 | 0 | 0 | 0 | 0 | 0 | 0 | 0 | 0 | 375411.4049 | 0 | 0 | 430147.8436 | 0 | 430147.8436 | 0 | 0 | 552.838 | 0 | 0 | 0 | 0 | 0 | 0 | 0 | 0 | 0 | 0 | 3791.6552 | 0 | 0 | 4344.4932 | 0 | 4344.4932 | 0 | 0 | 54.7364 | 0 | 0 | 0 | 0 | 0 | 0 | 0 | 0 | 0 | 0 | 375.4114 | 0 | 0 | 430.1478 | 0 | 430.1478 | 0 | 0 | 0 | 0 | 0 | 0 | 0 | 0 | 0 | 0.10978 | 0.75295 | 0 | 0 | 0.86273 | 0.86273 | 0.86273 | 1
FL_1A_LO_2013_NG | 1A | LO | NG | 1281 | ASHRAE30pct-state-1A | OfficeLarge | STD2013 | FL-Miami-FL | Zone1A | Zone1A(FL-Miami-FL) | ASHRAE30pct-state-STD2013 | state | FL | 0.0976 | 1.01 | ASHRAE30pct-state-1A_OfficeLarge_STD2013_FL-Miami-FL.table.csv.gz | Large Office | Miami Intl Ap FL USA TMY3 WMO#=722020 | Natural Gas | 11828.7577 | 0 | 0 | 0 | 0 | 0 | 0 | 0 | 0 | 0 | 0 | 375146.0161 | 0 | 0 | 386974.7738 | 0 | 386974.7738 | 0 | 0 | 119.4705 | 0 | 0 | 0 | 0 | 0 | 0 | 0 | 0 | 0 | 0 | 3788.9748 | 0 | 0 | 3908.4452 | 0 | 3908.4452 | 0 | 0 | 11.8288 | 0 | 0 | 0 | 0 | 0 | 0 | 0 | 0 | 0 | 0 | 375.146 | 0 | 0 | 386.9748 | 0 | 386.9748 | 0 | 0 | 0 | 0 | 0 | 0 | 0 | 0 | 0 | 0.023725 | 0.75242 | 0 | 0 | 0.77614 | 0.77614 | 0.77614 | 2
HI_1A_LO_2010_EL | 1A | LO | EL | 1212 | ASHRAE30pct-state-1A | OfficeLarge | STD2010 | HI-Honolulu-HI | Zone1A | Zone1A(HI-Honolulu-HI) | ASHRAE30pct-state-STD2010 | state | HI | 0.3483 | 4.6 | ASHRAE30pct-state-1A_OfficeLarge_STD2010_HI-Honolulu-HI.table.csv.gz | Large Office | Honolulu Intl Arpt HI USA TMY3 WMO#=911820 | Electricity | 0 | 2252563.9069 | 1068108.3419 | 189227.7793 | 5632122.2673 | 529147.2265 | 704730.5612 | 301877.7802 | 551208.3377 | 0 | 0 | 0 | 0 | 0 | 11251308.4233 | 0 | 11228986.2009 | 22322.2224 | 551469.4489 | 0 | 784568.0088 | 372022.1355 | 65908.0355 | 1961668.1857 | 184301.979 | 245457.6545 | 105144.0308 | 191985.864 | 0 | 0 | 0 | 0 | 0 | 3918830.7239 | 0 | 3911055.8938 | 7774.8301 | 192076.809 | 0 | 7687.9308 | 3645.4207 | 645.8285 | 19222.2587 | 1805.9631 | 2405.2236 | 1030.2995 | 1881.257 | 0 | 0 | 0 | 0 | 0 | 38400.3669 | 0 | 38324.1818 | 76.1851 | 1882.1481 | 7.3115 | 1.2953 | 42.3283 | 4.8241 | 2.0664 | 0 | 19.1926 | 0 | 0 | 0 | 0 | 76.8654 | 77.0182 | 77.0182 | 1
HI_1A_LO_2013_EL | 1A | LO | EL | 1332 | ASHRAE30pct-state-1A | OfficeLarge | STD2013 | HI-Honolulu-HI | Zone1A | Zone1A(HI-Honolulu-HI) | ASHRAE30pct-state-STD2013 | state | HI | 0.3483 | 4.6 | ASHRAE30pct-state-1A_OfficeLarge_STD2013_HI-Honolulu-HI.table.csv.gz | Large Office | Honolulu Intl Arpt HI USA TMY3 WMO#=911820 | Electricity | 0 | 1948136.1267 | 946200.0076 | 189227.7793 | 5626841.7117 | 528030.5598 | 644630.5607 | 257705.5576 | 456905.5592 | 0 | 128269.4455 | 0 | 0 | 0 | 10748122.3082 | 0 | 10725947.308 | 22175.0002 | 550205.56 | 0 | 678535.8129 | 329561.4626 | 65908.0355 | 1959828.9682 | 183913.044 | 224524.8243 | 89758.8457 | 159140.2063 | 0 | 44676.2479 | 0 | 0 | 0 | 3743570.9999 | 0 | 3735847.4474 | 7723.5526 | 191636.5965 | 0 | 6648.9282 | 3229.3513 | 645.8285 | 19204.2363 | 1802.1519 | 2200.1041 | 879.5411 | 1559.4045 | 0 | 437.7796 | 0 | 0 | 0 | 36683.0082 | 0 | 36607.3257 | 75.6826 | 1877.8345 | 6.477 | 1.2953 | 42.2836 | 4.4127 | 1.7641 | 0.87804 | 16.4632 | 0 | 0 | 0 | 0 | 73.422 | 73.5738 | 73.5738 | 2
HI_1A_LO_2010_NG | 1A | LO | NG | 1221 | ASHRAE30pct-state-1A | OfficeLarge | STD2010 | HI-Honolulu-HI | Zone1A | Zone1A(HI-Honolulu-HI) | ASHRAE30pct-state-STD2010 | state | HI | 0.3483 | 4.6 | ASHRAE30pct-state-1A_OfficeLarge_STD2010_HI-Honolulu-HI.table.csv.gz | Large Office | Honolulu Intl Arpt HI USA TMY3 WMO#=911820 | Natural Gas | 360.1705 | 0 | 0 | 0 | 0 | 0 | 0 | 0 | 0 | 0 | 0 | 375411.4049 | 0 | 0 | 375771.5754 | 0 | 375771.5754 | 0 | 0 | 16.5678 | 0 | 0 | 0 | 0 | 0 | 0 | 0 | 0 | 0 | 0 | 17268.9246 | 0 | 0 | 17285.4925 | 0 | 17285.4925 | 0 | 0 | 0.36017 | 0 | 0 | 0 | 0 | 0 | 0 | 0 | 0 | 0 | 0 | 375.4114 | 0 | 0 | 375.7716 | 0 | 375.7716 | 0 | 0 | 0 | 0 | 0 | 0 | 0 | 0 | 0 | 0.00072238 | 0.75295 | 0 | 0 | 0.75367 | 0.75367 | 0.75367 | 1
HI_1A_LO_2013_NG | 1A | LO | NG | 1341 | ASHRAE30pct-state-1A | OfficeLarge | STD2013 | HI-Honolulu-HI | Zone1A | Zone1A(HI-Honolulu-HI) | ASHRAE30pct-state-STD2013 | state | HI | 0.3483 | 4.6 | ASHRAE30pct-state-1A_OfficeLarge_STD2013_HI-Honolulu-HI.table.csv.gz | Large Office | Honolulu Intl Arpt HI USA TMY3 WMO#=911820 | Natural Gas | 0 | 0 | 0 | 0 | 0 | 0 | 0 | 0 | 0 | 0 | 0 | 375146.0161 | 0 | 0 | 375146.0161 | 0 | 375146.0161 | 0 | 0 | 0 | 0 | 0 | 0 | 0 | 0 | 0 | 0 | 0 | 0 | 0 | 17256.7167 | 0 | 0 | 17256.7167 | 0 | 17256.7167 | 0 | 0 | 0 | 0 | 0 | 0 | 0 | 0 | 0 | 0 | 0 | 0 | 0 | 375.146 | 0 | 0 | 375.146 | 0 | 375.146 | 0 | 0 | 0 | 0 | 0 | 0 | 0 | 0 | 0 | 0 | 0.75242 | 0 | 0 | 0.75242 | 0.75242 | 0.75242 | 2
AL_2A_LO_2010_EL | 2A | LO | EL | 1752 | ASHRAE30pct-state-2A | OfficeLarge | STD2010 | AL-Mobile-AL | Zone2A | Zone2A(AL-Mobile-AL) | ASHRAE30pct-state-STD2010 | state | AL | 0.1058 | 1.24 | ASHRAE30pct-state-2A_OfficeLarge_STD2010_AL-Mobile-AL.table.csv.gz | Large Office | Mobile Regional Ap AL USA TMY3 WMO#=722230 | Electricity | 55.5556 | 1752425.014 | 1077236.1197 | 189088.8904 | 5632122.2673 | 529147.2265 | 628075.005 | 245297.2242 | 223483.3351 | 2341.6667 | 0 | 0 | 0 | 0 | 10301602.8602 | 0 | 10279272.3045 | 22330.5557 | 551477.7822 | 5.8778 | 185406.5665 | 113971.5815 | 20005.6046 | 595878.5359 | 55983.7766 | 66450.3355 | 25952.4463 | 23644.5369 | 247.7483 | 0 | 0 | 0 | 0 | 1089909.5826 | 0 | 1087547.0098 | 2362.5728 | 58346.3494 | 0.18961 | 5980.9722 | 3676.5735 | 645.3545 | 19222.2587 | 1805.9631 | 2143.6005 | 837.1918 | 762.7417 | 7.992 | 0 | 0 | 0 | 0 | 35159.0512 | 0 | 35082.8377 | 76.2135 | 1882.1766 | 7.374 | 1.2944 | 42.3284 | 4.2993 | 1.6791 | 0 | 13.5256 | 0.00038029 | 0 | 0.016029 | 0 | 70.3644 | 70.5172 | 70.5172 | 1
AL_2A_LO_2013_EL | 2A | LO | EL | 2112 | ASHRAE30pct-state-2A | OfficeLarge | STD2013 | AL-Mobile-AL | Zone2A | Zone2A(AL-Mobile-AL) | ASHRAE30pct-state-STD2013 | state | AL | 0.1058 | 1.24 | ASHRAE30pct-state-2A_OfficeLarge_STD2013_AL-Mobile-AL.table.csv.gz | Large Office | Mobile Regional Ap AL USA TMY3 WMO#=722230 | Electricity | 63.8889 | 1513061.1232 | 948850.0076 | 189088.8904 | 5626841.7117 | 528030.5598 | 575741.6713 | 201275.0016 | 176061.1125 | 2441.6667 | 57702.7782 | 0 | 0 | 0 | 9841338.9676 | 0 | 9819158.4119 | 22180.5557 | 550211.1155 | 6.7594 | 160081.8668 | 100388.3308 | 20005.6046 | 595319.8531 | 55865.6332 | 60913.4688 | 21294.8952 | 18627.2657 | 258.3283 | 6104.9539 | 0 | 0 | 0 | 1041213.6628 | 0 | 1038866.96 | 2346.7028 | 58212.336 | 0.21805 | 5164.0307 | 3238.3957 | 645.3545 | 19204.2363 | 1802.1519 | 1964.9885 | 686.9453 | 600.8911 | 8.3333 | 196.9378 | 0 | 0 | 0 | 33588.1848 | 0 | 33512.4833 | 75.7015 | 1877.8535 | 6.4951 | 1.2944 | 42.2836 | 3.9411 | 1.3778 | 0.39499 | 11.5625 | 0.00043734 | 0 | 0.016714 | 0 | 67.2148 | 67.3666 | 67.3666 | 2
AL_2A_LO_2010_NG | 2A | LO | NG | 1761 | ASHRAE30pct-state-2A | OfficeLarge | STD2010 | AL-Mobile-AL | Zone2A | Zone2A(AL-Mobile-AL) | ASHRAE30pct-state-STD2010 | state | AL | 0.1058 | 1.24 | ASHRAE30pct-state-2A_OfficeLarge_STD2010_AL-Mobile-AL.table.csv.gz | Large Office | Mobile Regional Ap AL USA TMY3 WMO#=722230 | Natural Gas | 721781.6932 | 0 | 0 | 0 | 0 | 0 | 0 | 0 | 0 | 0 | 0 | 424423.0282 | 0 | 0 | 1146204.7214 | 0 | 1146204.7214 | 0 | 0 | 8950.093 | 0 | 0 | 0 | 0 | 0 | 0 | 0 | 0 | 0 | 0 | 5262.8455 | 0 | 0 | 14212.9385 | 0 | 14212.9385 | 0 | 0 | 721.7817 | 0 | 0 | 0 | 0 | 0 | 0 | 0 | 0 | 0 | 0 | 424.423 | 0 | 0 | 1146.2047 | 0 | 1146.2047 | 0 | 0 | 0 | 0 | 0 | 0 | 0 | 0 | 0 | 1.4477 | 0.85125 | 0 | 0 | 2.2989 | 2.2989 | 2.2989 | 1
AL_2A_LO_2013_NG | 2A | LO | NG | 2121 | ASHRAE30pct-state-2A | OfficeLarge | STD2013 | AL-Mobile-AL | Zone2A | Zone2A(AL-Mobile-AL) | ASHRAE30pct-state-STD2013 | state | AL | 0.1058 | 1.24 | ASHRAE30pct-state-2A_OfficeLarge_STD2013_AL-Mobile-AL.table.csv.gz | Large Office | Mobile Regional Ap AL USA TMY3 WMO#=722230 | Natural Gas | 885934.1402 | 0 | 0 | 0 | 0 | 0 | 0 | 0 | 0 | 0 | 0 | 424176.5957 | 0 | 0 | 1310110.7359 | 0 | 1310110.7359 | 0 | 0 | 10985.5833 | 0 | 0 | 0 | 0 | 0 | 0 | 0 | 0 | 0 | 0 | 5259.7898 | 0 | 0 | 16245.3731 | 0 | 16245.3731 | 0 | 0 | 885.9341 | 0 | 0 | 0 | 0 | 0 | 0 | 0 | 0 | 0 | 0 | 424.1766 | 0 | 0 | 1310.1107 | 0 | 1310.1107 | 0 | 0 | 0 | 0 | 0 | 0 | 0 | 0 | 0 | 1.7769 | 0.85076 | 0 | 0 | 2.6276 | 2.6276 | 2.6276 | 2
FL_2A_LO_2010_EL | 2A | LO | EL | 1812 | ASHRAE30pct-state-2A | OfficeLarge | STD2010 | FL-Tampa-FL | Zone2A | Zone2A(FL-Tampa-FL) | ASHRAE30pct-state-STD2010 | state | FL | 0.0976 | 1.01 | ASHRAE30pct-state-2A_OfficeLarge_STD2010_FL-Tampa-FL.table.csv.gz | Large Office | Tampa International Ap FL USA TMY3 WMO#=722110 | Electricity | 5.5556 | 2042927.7941 | 1073391.6753 | 188719.446 | 5632122.2673 | 529147.2265 | 657297.2275 | 286969.4467 | 274602.78 | 730.5556 | 0 | 0 | 0 | 0 | 10708244.5301 | 0 | 10685913.9744 | 22330.5557 | 551477.7822 | 0.54222 | 199389.7527 | 104763.0275 | 18419.0179 | 549695.1333 | 51644.7693 | 64152.2094 | 28008.218 | 26801.2313 | 71.3022 | 0 | 0 | 0 | 0 | 1045124.6661 | 0 | 1042945.2039 | 2179.4622 | 53824.2315 | 0.018961 | 6972.4492 | 3663.4525 | 644.0936 | 19222.2587 | 1805.9631 | 2243.3351 | 979.4178 | 937.2108 | 2.4934 | 0 | 0 | 0 | 0 | 36546.9066 | 0 | 36470.6931 | 76.2135 | 1882.1766 | 7.3477 | 1.2918 | 42.3284 | 4.4994 | 1.9644 | 0 | 15.8641 | 3.8029e-05 | 0 | 0.0050008 | 0 | 73.148 | 73.3008 | 73.3008 | 1
FL_2A_LO_2013_EL | 2A | LO | EL | 2172 | ASHRAE30pct-state-2A | OfficeLarge | STD2013 | FL-Tampa-FL | Zone2A | Zone2A(FL-Tampa-FL) | ASHRAE30pct-state-STD2013 | state | FL | 0.0976 | 1.01 | ASHRAE30pct-state-2A_OfficeLarge_STD2013_FL-Tampa-FL.table.csv.gz | Large Office | Tampa International Ap FL USA TMY3 WMO#=722110 | Electricity | 2.7778 | 1713905.5693 | 945980.5631 | 188719.446 | 5626841.7117 | 528030.5598 | 601213.8937 | 237172.2241 | 221772.224 | 711.1111 | 71563.8895 | 0 | 0 | 0 | 10158091.7479 | 0 | 10135913.97 | 22177.778 | 550208.3377 | 0.27111 | 167277.1836 | 92327.703 | 18419.0179 | 549179.7511 | 51535.7826 | 58678.476 | 23148.0091 | 21644.9691 | 69.4044 | 6984.6356 | 0 | 0 | 0 | 991429.7546 | 0 | 989265.2035 | 2164.5511 | 53700.3338 | 0.0094805 | 5849.5066 | 3228.6023 | 644.0936 | 19204.2363 | 1802.1519 | 2051.9244 | 809.4614 | 756.9017 | 2.427 | 244.2453 | 0 | 0 | 0 | 34669.2522 | 0 | 34593.5602 | 75.6921 | 1877.844 | 6.4755 | 1.2918 | 42.2836 | 4.1155 | 1.6235 | 0.48987 | 13.2502 | 1.9015e-05 | 0 | 0.0048677 | 0 | 69.3831 | 69.5349 | 69.5349 | 2
FL_2A_LO_2010_NG | 2A | LO | NG | 1821 | ASHRAE30pct-state-2A | OfficeLarge | STD2010 | FL-Tampa-FL | Zone2A | Zone2A(FL-Tampa-FL) | ASHRAE30pct-state-STD2010 | state | FL | 0.0976 | 1.01 | ASHRAE30pct-state-2A_OfficeLarge_STD2010_FL-Tampa-FL.table.csv.gz | Large Office | Tampa International Ap FL USA TMY3 WMO#=722110 | Natural Gas | 165251.9149 | 0 | 0 | 0 | 0 | 0 | 0 | 0 | 0 | 0 | 0 | 424413.55 | 0 | 0 | 589665.4649 | 0 | 589665.4649 | 0 | 0 | 1669.0443 | 0 | 0 | 0 | 0 | 0 | 0 | 0 | 0 | 0 | 0 | 4286.5769 | 0 | 0 | 5955.6212 | 0 | 5955.6212 | 0 | 0 | 165.2519 | 0 | 0 | 0 | 0 | 0 | 0 | 0 | 0 | 0 | 0 | 424.4135 | 0 | 0 | 589.6655 | 0 | 589.6655 | 0 | 0 | 0 | 0 | 0 | 0 | 0 | 0 | 0 | 0.33144 | 0.85123 | 0 | 0 | 1.1827 | 1.1827 | 1.1827 | 1
FL_2A_LO_2013_NG | 2A | LO | NG | 2181 | ASHRAE30pct-state-2A | OfficeLarge | STD2013 | FL-Tampa-FL | Zone2A | Zone2A(FL-Tampa-FL) | ASHRAE30pct-state-STD2013 | state | FL | 0.0976 | 1.01 | ASHRAE30pct-state-2A_OfficeLarge_STD2013_FL-Tampa-FL.table.csv.gz | Large Office | Tampa International Ap FL USA TMY3 WMO#=722110 | Natural Gas | 165555.2164 | 0 | 0 | 0 | 0 | 0 | 0 | 0 | 0 | 0 | 0 | 424157.6394 | 0 | 0 | 589712.8557 | 0 | 589712.8557 | 0 | 0 | 1672.1077 | 0 | 0 | 0 | 0 | 0 | 0 | 0 | 0 | 0 | 0 | 4283.9922 | 0 | 0 | 5956.0998 | 0 | 5956.0998 | 0 | 0 | 165.5552 | 0 | 0 | 0 | 0 | 0 | 0 | 0 | 0 | 0 | 0 | 424.1576 | 0 | 0 | 589.7129 | 0 | 589.7129 | 0 | 0 | 0 | 0 | 0 | 0 | 0 | 0 | 0 | 0.33205 | 0.85072 | 0 | 0 | 1.1828 | 1.1828 | 1.1828 | 2
GA_2A_LO_2010_EL | 2A | LO | EL | 1872 | ASHRAE30pct-state-2A | OfficeLarge | STD2010 | GA-Savannah-GA | Zone2A | Zone2A(GA-Savannah-GA) | ASHRAE30pct-state-STD2010 | state | GA | 0.0947 | 0.94 | ASHRAE30pct-state-2A_OfficeLarge_STD2010_GA-Savannah-GA.table.csv.gz | Large Office | Savannah Intl Ap GA USA TMY3 WMO#=722070 | Electricity | 58.3333 | 1713733.347 | 1077833.342 | 188763.8904 | 5632122.2673 | 529147.2265 | 632169.4495 | 242816.6686 | 209352.7795 | 2086.1111 | 0 | 0 | 0 | 0 | 10250411.1931 | 0 | 10228083.4152 | 22327.778 | 551475.0044 | 5.5242 | 162290.548 | 102070.8175 | 17875.9404 | 533361.9787 | 50110.2423 | 59866.4469 | 22994.7385 | 19825.7082 | 197.5547 | 0 | 0 | 0 | 0 | 970713.94 | 0 | 968599.4994 | 2114.4406 | 52224.6829 | 0.19909 | 5848.9188 | 3678.6118 | 644.2453 | 19222.2587 | 1805.9631 | 2157.5747 | 828.7258 | 714.5145 | 7.1198 | 0 | 0 | 0 | 0 | 34984.3356 | 0 | 34908.1316 | 76.204 | 1882.1671 | 7.3781 | 1.2921 | 42.3284 | 4.3274 | 1.6621 | 0 | 13.164 | 0.00039931 | 0 | 0.01428 | 0 | 70.014 | 70.1668 | 70.1668 | 1
GA_2A_LO_2013_EL | 2A | LO | EL | 2232 | ASHRAE30pct-state-2A | OfficeLarge | STD2013 | GA-Savannah-GA | Zone2A | Zone2A(GA-Savannah-GA) | ASHRAE30pct-state-STD2013 | state | GA | 0.0947 | 0.94 | ASHRAE30pct-state-2A_OfficeLarge_STD2013_GA-Savannah-GA.table.csv.gz | Large Office | Savannah Intl Ap GA USA TMY3 WMO#=722070 | Electricity | 52.7778 | 1481988.9007 | 948405.5631 | 188763.8904 | 5626841.7117 | 528030.5598 | 578372.2268 | 200302.7794 | 167822.2236 | 2183.3334 | 53697.2227 | 0 | 0 | 0 | 9798638.9673 | 0 | 9776461.1893 | 22177.778 | 550208.3377 | 4.9981 | 140344.3489 | 89814.0068 | 17875.9404 | 532861.9101 | 50004.494 | 54771.8499 | 18968.6732 | 15892.7646 | 206.7617 | 5085.127 | 0 | 0 | 0 | 927931.1102 | 0 | 925830.8746 | 2100.2356 | 52104.7296 | 0.18013 | 5057.9822 | 3236.8788 | 644.2453 | 19204.2363 | 1802.1519 | 1973.9665 | 683.6272 | 572.772 | 7.4516 | 183.267 | 0 | 0 | 0 | 33442.451 | 0 | 33366.759 | 75.6921 | 1877.844 | 6.4921 | 1.2921 | 42.2836 | 3.9591 | 1.3711 | 0.36757 | 11.2934 | 0.00036128 | 0 | 0.014946 | 0 | 66.9225 | 67.0743 | 67.0743 | 2
GA_2A_LO_2010_NG | 2A | LO | NG | 1881 | ASHRAE30pct-state-2A | OfficeLarge | STD2010 | GA-Savannah-GA | Zone2A | Zone2A(GA-Savannah-GA) | ASHRAE30pct-state-STD2010 | state | GA | 0.0947 | 0.94 | ASHRAE30pct-state-2A_OfficeLarge_STD2010_GA-Savannah-GA.table.csv.gz | Large Office | Savannah Intl Ap GA USA TMY3 WMO#=722070 | Natural Gas | 687120.0211 | 0 | 0 | 0 | 0 | 0 | 0 | 0 | 0 | 0 | 0 | 424413.55 | 0 | 0 | 1111533.5711 | 0 | 1111533.5711 | 0 | 0 | 6458.9282 | 0 | 0 | 0 | 0 | 0 | 0 | 0 | 0 | 0 | 0 | 3989.4874 | 0 | 0 | 10448.4156 | 0 | 10448.4156 | 0 | 0 | 687.12 | 0 | 0 | 0 | 0 | 0 | 0 | 0 | 0 | 0 | 0 | 424.4135 | 0 | 0 | 1111.5336 | 0 | 1111.5336 | 0 | 0 | 0 | 0 | 0 | 0 | 0 | 0 | 0 | 1.3781 | 0.85123 | 0 | 0 | 2.2294 | 2.2294 | 2.2294 | 1
GA_2A_LO_2013_NG | 2A | LO | NG | 2241 | ASHRAE30pct-state-2A | OfficeLarge | STD2013 | GA-Savannah-GA | Zone2A | Zone2A(GA-Savannah-GA) | ASHRAE30pct-state-STD2013 | state | GA | 0.0947 | 0.94 | ASHRAE30pct-state-2A_OfficeLarge_STD2013_GA-Savannah-GA.table.csv.gz | Large Office | Savannah Intl Ap GA USA TMY3 WMO#=722070 | Natural Gas | 830467.8824 | 0 | 0 | 0 | 0 | 0 | 0 | 0 | 0 | 0 | 0 | 424176.5957 | 0 | 0 | 1254644.4781 | 0 | 1254644.4781 | 0 | 0 | 7806.3981 | 0 | 0 | 0 | 0 | 0 | 0 | 0 | 0 | 0 | 0 | 3987.26 | 0 | 0 | 11793.6581 | 0 | 11793.6581 | 0 | 0 | 830.4679 | 0 | 0 | 0 | 0 | 0 | 0 | 0 | 0 | 0 | 0 | 424.1766 | 0 | 0 | 1254.6445 | 0 | 1254.6445 | 0 | 0 | 0 | 0 | 0 | 0 | 0 | 0 | 0 | 1.6656 | 0.85076 | 0 | 0 | 2.5164 | 2.5164 | 2.5164 | 2
LA_2A_LO_2010_EL | 2A | LO | EL | 1932 | ASHRAE30pct-state-2A | OfficeLarge | STD2010 | LA-BatonRouge-LA | Zone2A | Zone2A(LA-BatonRouge-LA) | ASHRAE30pct-state-STD2010 | state | LA | 0.0779 | 0.8 | ASHRAE30pct-state-2A_OfficeLarge_STD2010_LA-BatonRouge-LA.table.csv.gz | Large Office | Baton Rouge Ryan Arpt LA USA TMY3 WMO#=722317 | Electricity | 22.2222 | 1759952.7919 | 1077841.6753 | 188944.446 | 5632122.2673 | 529147.2265 | 627636.1161 | 248769.4464 | 225113.8907 | 2036.1111 | 0 | 0 | 0 | 0 | 10313919.527 | 0 | 10291586.1934 | 22333.3335 | 551480.56 | 1.7311 | 137100.3225 | 83963.8665 | 14718.7723 | 438742.3246 | 41220.5689 | 48892.8534 | 19379.1399 | 17536.3721 | 158.6131 | 0 | 0 | 0 | 0 | 803454.3311 | 0 | 801714.5645 | 1739.7667 | 42960.3356 | 0.075844 | 6006.6643 | 3678.6402 | 644.8615 | 19222.2587 | 1805.9631 | 2142.1026 | 849.0424 | 768.3067 | 6.9492 | 0 | 0 | 0 | 0 | 35201.0876 | 0 | 35124.8646 | 76.223 | 1882.1861 | 7.3781 | 1.2934 | 42.3284 | 4.2963 | 1.7029 | 0 | 13.5883 | 0.00015212 | 0 | 0.013938 | 0 | 70.4487 | 70.6016 | 70.6016 | 1
LA_2A_LO_2013_EL | 2A | LO | EL | 2292 | ASHRAE30pct-state-2A | OfficeLarge | STD2013 | LA-BatonRouge-LA | Zone2A | Zone2A(LA-BatonRouge-LA) | ASHRAE30pct-state-STD2013 | state | LA | 0.0779 | 0.8 | ASHRAE30pct-state-2A_OfficeLarge_STD2013_LA-BatonRouge-LA.table.csv.gz | Large Office | Baton Rouge Ryan Arpt LA USA TMY3 WMO#=722317 | Electricity | 13.8889 | 1513947.2343 | 948452.7854 | 188944.446 | 5626841.7117 | 528030.5598 | 575586.1157 | 205469.4461 | 181666.6681 | 2150 | 58138.8894 | 0 | 0 | 0 | 9851422.301 | 0 | 9829241.7453 | 22180.5557 | 550211.1155 | 1.0819 | 117936.4896 | 73884.472 | 14718.7723 | 438330.9693 | 41133.5806 | 44838.1584 | 16006.0699 | 14151.8334 | 167.485 | 4529.0195 | 0 | 0 | 0 | 767425.7973 | 0 | 765697.932 | 1727.8653 | 42861.4459 | 0.047402 | 5167.055 | 3237.04 | 644.8615 | 19204.2363 | 1802.1519 | 1964.4576 | 701.2608 | 620.0227 | 7.3379 | 198.4262 | 0 | 0 | 0 | 33622.5989 | 0 | 33546.8974 | 75.7015 | 1877.8535 | 6.4924 | 1.2934 | 42.2836 | 3.94 | 1.4065 | 0.39798 | 11.6069 | 9.5073e-05 | 0 | 0.014717 | 0 | 67.2838 | 67.4356 | 67.4356 | 2
LA_2A_LO_2010_NG | 2A | LO | NG | 1941 | ASHRAE30pct-state-2A | OfficeLarge | STD2010 | LA-BatonRouge-LA | Zone2A | Zone2A(LA-BatonRouge-LA) | ASHRAE30pct-state-STD2010 | state | LA | 0.0779 | 0.8 | ASHRAE30pct-state-2A_OfficeLarge_STD2010_LA-BatonRouge-LA.table.csv.gz | Large Office | Baton Rouge Ryan Arpt LA USA TMY3 WMO#=722317 | Natural Gas | 690598.51 | 0 | 0 | 0 | 0 | 0 | 0 | 0 | 0 | 0 | 0 | 424423.0282 | 0 | 0 | 1115021.5381 | 0 | 1115021.5381 | 0 | 0 | 5524.7881 | 0 | 0 | 0 | 0 | 0 | 0 | 0 | 0 | 0 | 0 | 3395.3842 | 0 | 0 | 8920.1723 | 0 | 8920.1723 | 0 | 0 | 690.5985 | 0 | 0 | 0 | 0 | 0 | 0 | 0 | 0 | 0 | 0 | 424.423 | 0 | 0 | 1115.0215 | 0 | 1115.0215 | 0 | 0 | 0 | 0 | 0 | 0 | 0 | 0 | 0 | 1.3851 | 0.85125 | 0 | 0 | 2.2364 | 2.2364 | 2.2364 | 1
LA_2A_LO_2013_NG | 2A | LO | NG | 2301 | ASHRAE30pct-state-2A | OfficeLarge | STD2013 | LA-BatonRouge-LA | Zone2A | Zone2A(LA-BatonRouge-LA) | ASHRAE30pct-state-STD2013 | state | LA | 0.0779 | 0.8 | ASHRAE30pct-state-2A_OfficeLarge_STD2013_LA-BatonRouge-LA.table.csv.gz | Large Office | Baton Rouge Ryan Arpt LA USA TMY3 WMO#=722317 | Natural Gas | 925865.6755 | 0 | 0 | 0 | 0 | 0 | 0 | 0 | 0 | 0 | 0 | 424176.5957 | 0 | 0 | 1350042.2712 | 0 | 1350042.2712 | 0 | 0 | 7406.9254 | 0 | 0 | 0 | 0 | 0 | 0 | 0 | 0 | 0 | 0 | 3393.4128 | 0 | 0 | 10800.3382 | 0 | 10800.3382 | 0 | 0 | 925.8657 | 0 | 0 | 0 | 0 | 0 | 0 | 0 | 0 | 0 | 0 | 424.1766 | 0 | 0 | 1350.0423 | 0 | 1350.0423 | 0 | 0 | 0 | 0 | 0 | 0 | 0 | 0 | 0 | 1.857 | 0.85076 | 0 | 0 | 2.7077 | 2.7077 | 2.7077 | 2
MS_2A_LO_2010_EL | 2A | LO | EL | 1992 | ASHRAE30pct-state-2A | OfficeLarge | STD2010 | MS-Mobile-AL | Zone2A | Zone2A(MS-Mobile-AL) | ASHRAE30pct-state-STD2010 | state | MS | 0.0928 | 0.72 | ASHRAE30pct-state-2A_OfficeLarge_STD2010_MS-Mobile-AL.table.csv.gz | Large Office | Mobile Regional Ap AL USA TMY3 WMO#=722230 | Electricity | 55.5556 | 1752425.014 | 1077236.1197 | 189088.8904 | 5632122.2673 | 529147.2265 | 628075.005 | 245297.2242 | 223483.3351 | 2341.6667 | 0 | 0 | 0 | 0 | 10301602.8602 | 0 | 10279272.3045 | 22330.5557 | 551477.7822 | 5.1556 | 162625.0413 | 99967.5119 | 17547.449 | 522660.9464 | 49104.8626 | 58285.3605 | 22763.5824 | 20739.2535 | 217.3067 | 0 | 0 | 0 | 0 | 955988.7454 | 0 | 953916.4699 | 2072.2756 | 51177.1382 | 0.18961 | 5980.9722 | 3676.5735 | 645.3545 | 19222.2587 | 1805.9631 | 2143.6005 | 837.1918 | 762.7417 | 7.992 | 0 | 0 | 0 | 0 | 35159.0512 | 0 | 35082.8377 | 76.2135 | 1882.1766 | 7.374 | 1.2944 | 42.3284 | 4.2993 | 1.6791 | 0 | 13.5256 | 0.00038029 | 0 | 0.016029 | 0 | 70.3644 | 70.5172 | 70.5172 | 1
MS_2A_LO_2013_EL | 2A | LO | EL | 2352 | ASHRAE30pct-state-2A | OfficeLarge | STD2013 | MS-Mobile-AL | Zone2A | Zone2A(MS-Mobile-AL) | ASHRAE30pct-state-STD2013 | state | MS | 0.0928 | 0.72 | ASHRAE30pct-state-2A_OfficeLarge_STD2013_MS-Mobile-AL.table.csv.gz | Large Office | Mobile Regional Ap AL USA TMY3 WMO#=722230 | Electricity | 63.8889 | 1513061.1232 | 948850.0076 | 189088.8904 | 5626841.7117 | 528030.5598 | 575741.6713 | 201275.0016 | 176061.1125 | 2441.6667 | 57702.7782 | 0 | 0 | 0 | 9841338.9676 | 0 | 9819158.4119 | 22180.5557 | 550211.1155 | 5.9289 | 140412.0722 | 88053.2807 | 17547.449 | 522170.9108 | 49001.2359 | 53428.8271 | 18678.3201 | 16338.4712 | 226.5867 | 5354.8178 | 0 | 0 | 0 | 913276.2562 | 0 | 911217.9006 | 2058.3556 | 51059.5915 | 0.21805 | 5164.0307 | 3238.3957 | 645.3545 | 19204.2363 | 1802.1519 | 1964.9885 | 686.9453 | 600.8911 | 8.3333 | 196.9378 | 0 | 0 | 0 | 33588.1848 | 0 | 33512.4833 | 75.7015 | 1877.8535 | 6.4951 | 1.2944 | 42.2836 | 3.9411 | 1.3778 | 0.39499 | 11.5625 | 0.00043734 | 0 | 0.016714 | 0 | 67.2148 | 67.3666 | 67.3666 | 2
MS_2A_LO_2010_NG | 2A | LO | NG | 2001 | ASHRAE30pct-state-2A | OfficeLarge | STD2010 | MS-Mobile-AL | Zone2A | Zone2A(MS-Mobile-AL) | ASHRAE30pct-state-STD2010 | state | MS | 0.0928 | 0.72 | ASHRAE30pct-state-2A_OfficeLarge_STD2010_MS-Mobile-AL.table.csv.gz | Large Office | Mobile Regional Ap AL USA TMY3 WMO#=722230 | Natural Gas | 721781.6932 | 0 | 0 | 0 | 0 | 0 | 0 | 0 | 0 | 0 | 0 | 424423.0282 | 0 | 0 | 1146204.7214 | 0 | 1146204.7214 | 0 | 0 | 5196.8282 | 0 | 0 | 0 | 0 | 0 | 0 | 0 | 0 | 0 | 0 | 3055.8458 | 0 | 0 | 8252.674 | 0 | 8252.674 | 0 | 0 | 721.7817 | 0 | 0 | 0 | 0 | 0 | 0 | 0 | 0 | 0 | 0 | 424.423 | 0 | 0 | 1146.2047 | 0 | 1146.2047 | 0 | 0 | 0 | 0 | 0 | 0 | 0 | 0 | 0 | 1.4477 | 0.85125 | 0 | 0 | 2.2989 | 2.2989 | 2.2989 | 1
MS_2A_LO_2013_NG | 2A | LO | NG | 2361 | ASHRAE30pct-state-2A | OfficeLarge | STD2013 | MS-Mobile-AL | Zone2A | Zone2A(MS-Mobile-AL) | ASHRAE30pct-state-STD2013 | state | MS | 0.0928 | 0.72 | ASHRAE30pct-state-2A_OfficeLarge_STD2013_MS-Mobile-AL.table.csv.gz | Large Office | Mobile Regional Ap AL USA TMY3 WMO#=722230 | Natural Gas | 885934.1402 | 0 | 0 | 0 | 0 | 0 | 0 | 0 | 0 | 0 | 0 | 424176.5957 | 0 | 0 | 1310110.7359 | 0 | 1310110.7359 | 0 | 0 | 6378.7258 | 0 | 0 | 0 | 0 | 0 | 0 | 0 | 0 | 0 | 0 | 3054.0715 | 0 | 0 | 9432.7973 | 0 | 9432.7973 | 0 | 0 | 885.9341 | 0 | 0 | 0 | 0 | 0 | 0 | 0 | 0 | 0 | 0 | 424.1766 | 0 | 0 | 1310.1107 | 0 | 1310.1107 | 0 | 0 | 0 | 0 | 0 | 0 | 0 | 0 | 0 | 1.7769 | 0.85076 | 0 | 0 | 2.6276 | 2.6276 | 2.6276 | 2
TX_2A_LO_2010_EL | 2A | LO | EL | 2052 | ASHRAE30pct-state-2A | OfficeLarge | STD2010 | TX-Houston-TX | Zone2A | Zone2A(TX-Houston-TX) | ASHRAE30pct-state-STD2010 | state | TX | 0.0817 | 0.67 | ASHRAE30pct-state-2A_OfficeLarge_STD2010_TX-Houston-TX.table.csv.gz | Large Office | Houston Bush Intercontinental TX USA TMY3 WMO#=722430 | Electricity | 102.7778 | 1853905.5704 | 1074836.1197 | 188805.5571 | 5632122.2673 | 529147.2265 | 636375.0051 | 254533.3354 | 231900.0019 | 1861.1111 | 0 | 0 | 0 | 0 | 10425919.5279 | 0 | 10403588.9721 | 22330.5557 | 551477.7822 | 8.3969 | 151464.0851 | 87814.111 | 15425.414 | 460144.3892 | 43231.3284 | 51991.8379 | 20795.3735 | 18946.2302 | 152.0528 | 0 | 0 | 0 | 0 | 851797.6254 | 0 | 849973.219 | 1824.4064 | 45055.7348 | 0.35078 | 6327.3222 | 3668.3824 | 644.3875 | 19222.2587 | 1805.9631 | 2171.9282 | 868.7144 | 791.4675 | 6.3519 | 0 | 0 | 0 | 0 | 35583.3401 | 0 | 35507.1267 | 76.2135 | 1882.1766 | 7.3575 | 1.2924 | 42.3284 | 4.3562 | 1.7423 | 0 | 14.2779 | 0.00070354 | 0 | 0.01274 | 0 | 71.2154 | 71.3682 | 71.3682 | 1
TX_2A_LO_2013_EL | 2A | LO | EL | 2412 | ASHRAE30pct-state-2A | OfficeLarge | STD2013 | TX-Houston-TX | Zone2A | Zone2A(TX-Houston-TX) | ASHRAE30pct-state-STD2013 | state | TX | 0.0817 | 0.67 | ASHRAE30pct-state-2A_OfficeLarge_STD2013_TX-Houston-TX.table.csv.gz | Large Office | Houston Bush Intercontinental TX USA TMY3 WMO#=722430 | Electricity | 61.1111 | 1577930.5682 | 946766.6742 | 188805.5571 | 5626841.7117 | 528030.5598 | 581936.1158 | 210669.4461 | 187077.7793 | 1947.2222 | 59297.2227 | 0 | 0 | 0 | 9931544.5239 | 0 | 9909363.9682 | 22180.5557 | 550211.1155 | 4.9928 | 128916.9274 | 77350.8373 | 15425.414 | 459712.9678 | 43140.0967 | 47544.1807 | 17211.6937 | 15284.2546 | 159.0881 | 4844.5831 | 0 | 0 | 0 | 811407.1876 | 0 | 809595.0362 | 1812.1514 | 44952.2481 | 0.20857 | 5385.4281 | 3231.2853 | 644.3875 | 19204.2363 | 1802.1519 | 1986.1299 | 719.0083 | 638.4907 | 6.6458 | 202.3796 | 0 | 0 | 0 | 33896.0536 | 0 | 33820.352 | 75.7015 | 1877.8535 | 6.4809 | 1.2924 | 42.2836 | 3.9835 | 1.4421 | 0.40591 | 12.082 | 0.00041832 | 0 | 0.013329 | 0 | 67.8323 | 67.9841 | 67.9841 | 2
TX_2A_LO_2010_NG | 2A | LO | NG | 2061 | ASHRAE30pct-state-2A | OfficeLarge | STD2010 | TX-Houston-TX | Zone2A | Zone2A(TX-Houston-TX) | ASHRAE30pct-state-STD2010 | state | TX | 0.0817 | 0.67 | ASHRAE30pct-state-2A_OfficeLarge_STD2010_TX-Houston-TX.table.csv.gz | Large Office | Houston Bush Intercontinental TX USA TMY3 WMO#=722430 | Natural Gas | 499016.2355 | 0 | 0 | 0 | 0 | 0 | 0 | 0 | 0 | 0 | 0 | 424423.0282 | 0 | 0 | 923439.2637 | 0 | 923439.2637 | 0 | 0 | 3343.4088 | 0 | 0 | 0 | 0 | 0 | 0 | 0 | 0 | 0 | 0 | 2843.6343 | 0 | 0 | 6187.0431 | 0 | 6187.0431 | 0 | 0 | 499.0162 | 0 | 0 | 0 | 0 | 0 | 0 | 0 | 0 | 0 | 0 | 424.423 | 0 | 0 | 923.4393 | 0 | 923.4393 | 0 | 0 | 0 | 0 | 0 | 0 | 0 | 0 | 0 | 1.0009 | 0.85125 | 0 | 0 | 1.8521 | 1.8521 | 1.8521 | 1
TX_2A_LO_2013_NG | 2A | LO | NG | 2421 | ASHRAE30pct-state-2A | OfficeLarge | STD2013 | TX-Houston-TX | Zone2A | Zone2A(TX-Houston-TX) | ASHRAE30pct-state-STD2013 | state | TX | 0.0817 | 0.67 | ASHRAE30pct-state-2A_OfficeLarge_STD2013_TX-Houston-TX.table.csv.gz | Large Office | Houston Bush Intercontinental TX USA TMY3 WMO#=722430 | Natural Gas | 599968.237 | 0 | 0 | 0 | 0 | 0 | 0 | 0 | 0 | 0 | 0 | 424176.5957 | 0 | 0 | 1024144.8327 | 0 | 1024144.8327 | 0 | 0 | 4019.7872 | 0 | 0 | 0 | 0 | 0 | 0 | 0 | 0 | 0 | 0 | 2841.9832 | 0 | 0 | 6861.7704 | 0 | 6861.7704 | 0 | 0 | 599.9682 | 0 | 0 | 0 | 0 | 0 | 0 | 0 | 0 | 0 | 0 | 424.1766 | 0 | 0 | 1024.1448 | 0 | 1024.1448 | 0 | 0 | 0 | 0 | 0 | 0 | 0 | 0 | 0 | 1.2033 | 0.85076 | 0 | 0 | 2.0541 | 2.0541 | 2.0541 | 2
AZ_2B_LO_2010_EL | 2B | LO | EL | 2652 | ASHRAE30pct-state-2B | OfficeLarge | STD2010 | AZ-Phoenix-AZ | Zone2B | Zone2B(AZ-Phoenix-AZ) | ASHRAE30pct-state-STD2010 | state | AZ | 0.0954 | 0.95 | ASHRAE30pct-state-2B_OfficeLarge_STD2010_AZ-Phoenix-AZ.table.csv.gz | Large Office | Phoenix Sky Harbor Intl Ap AZ USA TMY3 WMO#=722780 | Electricity | 41494.4448 | 1640469.4576 | 1077663.8975 | 188636.1126 | 5632122.2673 | 529147.2265 | 728919.4503 | 229330.5574 | 244658.3353 | 404097.2255 | 0 | 0 | 0 | 0 | 10738872.3081 | 0 | 10716538.9746 | 22333.3335 | 551480.56 | 3958.57 | 156500.7863 | 102809.1358 | 17995.8851 | 537304.4643 | 50480.6454 | 69538.9156 | 21878.1352 | 23340.4052 | 38550.8753 | 0 | 0 | 0 | 0 | 1024488.4182 | 0 | 1022357.8182 | 2130.6 | 52611.2454 | 141.6193 | 5598.8714 | 3678.0335 | 643.8092 | 19222.2587 | 1805.9631 | 2487.7795 | 782.6981 | 835.0113 | 1379.1713 | 0 | 0 | 0 | 0 | 36651.4383 | 0 | 36575.2153 | 76.223 | 1882.1861 | 7.3769 | 1.2913 | 42.3284 | 4.9896 | 1.5698 | 0 | 12.9042 | 0.28404 | 0 | 2.7662 | 0 | 73.3576 | 73.5105 | 73.5105 | 1
AZ_2B_LO_2013_EL | 2B | LO | EL | 2832 | ASHRAE30pct-state-2B | OfficeLarge | STD2013 | AZ-Phoenix-AZ | Zone2B | Zone2B(AZ-Phoenix-AZ) | ASHRAE30pct-state-STD2013 | state | AZ | 0.0954 | 0.95 | ASHRAE30pct-state-2B_OfficeLarge_STD2013_AZ-Phoenix-AZ.table.csv.gz | Large Office | Phoenix Sky Harbor Intl Ap AZ USA TMY3 WMO#=722780 | Electricity | 6941.6667 | 1505855.5676 | 946088.8965 | 188636.1126 | 5626841.7117 | 528030.5598 | 664377.7831 | 197725.0016 | 194386.1127 | 385305.5586 | 0 | 0 | 0 | 0 | 10266363.971 | 0 | 10244188.9708 | 22175.0002 | 550205.56 | 662.235 | 143658.6211 | 90256.8807 | 17995.8851 | 536800.6993 | 50374.1154 | 63381.6405 | 18862.9652 | 18544.4351 | 36758.1503 | 0 | 0 | 0 | 0 | 979411.1228 | 0 | 977295.6278 | 2115.495 | 52489.6104 | 23.6917 | 5139.4384 | 3228.9721 | 643.8092 | 19204.2363 | 1802.1519 | 2267.5008 | 674.8293 | 663.4338 | 1315.0359 | 0 | 0 | 0 | 0 | 35038.782 | 0 | 34963.0994 | 75.6826 | 1877.8345 | 6.4762 | 1.2913 | 42.2836 | 4.5478 | 1.3535 | 0 | 11.6386 | 0.047518 | 0 | 2.6375 | 0 | 70.1242 | 70.276 | 70.276 | 2
AZ_2B_LO_2010_NG | 2B | LO | NG | 2661 | ASHRAE30pct-state-2B | OfficeLarge | STD2010 | AZ-Phoenix-AZ | Zone2B | Zone2B(AZ-Phoenix-AZ) | ASHRAE30pct-state-STD2010 | state | AZ | 0.0954 | 0.95 | ASHRAE30pct-state-2B_OfficeLarge_STD2010_AZ-Phoenix-AZ.table.csv.gz | Large Office | Phoenix Sky Harbor Intl Ap AZ USA TMY3 WMO#=722780 | Natural Gas | 180028.3838 | 0 | 0 | 0 | 0 | 0 | 0 | 0 | 0 | 0 | 0 | 395486.1715 | 0 | 0 | 575514.5553 | 0 | 575514.5553 | 0 | 0 | 1710.2696 | 0 | 0 | 0 | 0 | 0 | 0 | 0 | 0 | 0 | 0 | 3757.1186 | 0 | 0 | 5467.3883 | 0 | 5467.3883 | 0 | 0 | 180.0284 | 0 | 0 | 0 | 0 | 0 | 0 | 0 | 0 | 0 | 0 | 395.4862 | 0 | 0 | 575.5146 | 0 | 575.5146 | 0 | 0 | 0 | 0 | 0 | 0 | 0 | 0 | 0 | 0.36108 | 0.79321 | 0 | 0 | 1.1543 | 1.1543 | 1.1543 | 1
AZ_2B_LO_2013_NG | 2B | LO | NG | 2841 | ASHRAE30pct-state-2B | OfficeLarge | STD2013 | AZ-Phoenix-AZ | Zone2B | Zone2B(AZ-Phoenix-AZ) | ASHRAE30pct-state-STD2013 | state | AZ | 0.0954 | 0.95 | ASHRAE30pct-state-2B_OfficeLarge_STD2013_AZ-Phoenix-AZ.table.csv.gz | Large Office | Phoenix Sky Harbor Intl Ap AZ USA TMY3 WMO#=722780 | Natural Gas | 113975.0087 | 0 | 0 | 0 | 0 | 0 | 0 | 0 | 0 | 0 | 0 | 395486.1715 | 0 | 0 | 509461.1802 | 0 | 509461.1802 | 0 | 0 | 1082.7626 | 0 | 0 | 0 | 0 | 0 | 0 | 0 | 0 | 0 | 0 | 3757.1186 | 0 | 0 | 4839.8812 | 0 | 4839.8812 | 0 | 0 | 113.975 | 0 | 0 | 0 | 0 | 0 | 0 | 0 | 0 | 0 | 0 | 395.4862 | 0 | 0 | 509.4612 | 0 | 509.4612 | 0 | 0 | 0 | 0 | 0 | 0 | 0 | 0 | 0 | 0.2286 | 0.79321 | 0 | 0 | 1.0218 | 1.0218 | 1.0218 | 2
CA_2B_LO_2010_EL | 2B | LO | EL | 2712 | ASHRAE30pct-state-2B | OfficeLarge | STD2010 | CA-Tucson-AZ | Zone2B | Zone2B(CA-Tucson-AZ) | ASHRAE30pct-state-STD2010 | state | CA | 0.136 | 0.7 | ASHRAE30pct-state-2B_OfficeLarge_STD2010_CA-Tucson-AZ.table.csv.gz | Large Office | Tucson International Ap AZ USA TMY3 WMO#=722740 | Electricity | 34211.1114 | 1359463.8998 | 1080791.6753 | 188961.1126 | 5632122.2673 | 529147.2265 | 722413.8947 | 185705.557 | 182641.6681 | 486236.115 | 0 | 0 | 0 | 0 | 10424027.8612 | 0 | 10401694.5277 | 22333.3335 | 551480.56 | 4652.7111 | 184887.0904 | 146987.6678 | 25698.7113 | 765968.6283 | 71964.0228 | 98248.2897 | 25255.9558 | 24839.2669 | 66128.1116 | 0 | 0 | 0 | 0 | 1417667.7891 | 0 | 1414630.4558 | 3037.3334 | 75001.3562 | 116.7615 | 4639.8081 | 3688.7085 | 644.9184 | 19222.2587 | 1805.9631 | 2465.5762 | 633.8073 | 623.3504 | 1659.5088 | 0 | 0 | 0 | 0 | 35576.8839 | 0 | 35500.661 | 76.223 | 1882.1861 | 7.3983 | 1.2935 | 42.3284 | 4.9451 | 1.2712 | 0 | 10.5561 | 0.23418 | 0 | 3.3284 | 0 | 71.2024 | 71.3553 | 71.3553 | 1
CA_2B_LO_2013_EL | 2B | LO | EL | 2892 | ASHRAE30pct-state-2B | OfficeLarge | STD2013 | CA-Tucson-AZ | Zone2B | Zone2B(CA-Tucson-AZ) | ASHRAE30pct-state-STD2013 | state | CA | 0.136 | 0.7 | ASHRAE30pct-state-2B_OfficeLarge_STD2013_CA-Tucson-AZ.table.csv.gz | Large Office | Tucson International Ap AZ USA TMY3 WMO#=722740 | Electricity | 4197.2223 | 1256613.8989 | 946713.8965 | 188961.1126 | 5626841.7117 | 528030.5598 | 666208.3387 | 163863.8902 | 140980.5567 | 466538.8926 | 0 | 0 | 0 | 0 | 10011125.0801 | 0 | 9988950.0799 | 22175.0002 | 550205.56 | 570.8222 | 170899.4903 | 128753.0899 | 25698.7113 | 765250.4728 | 71812.1561 | 90604.3341 | 22285.4891 | 19173.3557 | 63449.2894 | 0 | 0 | 0 | 0 | 1361513.0109 | 0 | 1358497.2109 | 3015.8 | 74827.9562 | 14.325 | 4288.7843 | 3231.1052 | 644.9184 | 19204.2363 | 1802.1519 | 2273.7484 | 559.2624 | 481.1623 | 1592.2828 | 0 | 0 | 0 | 0 | 34167.6596 | 0 | 34091.977 | 75.6826 | 1877.8345 | 6.4805 | 1.2935 | 42.2836 | 4.5604 | 1.1217 | 0 | 9.5669 | 0.028731 | 0 | 3.1936 | 0 | 68.3771 | 68.5288 | 68.5288 | 2
CA_2B_LO_2010_NG | 2B | LO | NG | 2721 | ASHRAE30pct-state-2B | OfficeLarge | STD2010 | CA-Tucson-AZ | Zone2B | Zone2B(CA-Tucson-AZ) | ASHRAE30pct-state-STD2010 | state | CA | 0.136 | 0.7 | ASHRAE30pct-state-2B_OfficeLarge_STD2010_CA-Tucson-AZ.table.csv.gz | Large Office | Tucson International Ap AZ USA TMY3 WMO#=722740 | Natural Gas | 359573.3808 | 0 | 0 | 0 | 0 | 0 | 0 | 0 | 0 | 0 | 0 | 395476.6933 | 0 | 0 | 755059.5523 | 0 | 755050.0741 | 0 | 0 | 2517.0137 | 0 | 0 | 0 | 0 | 0 | 0 | 0 | 0 | 0 | 0 | 2768.3369 | 0 | 0 | 5285.4169 | 0 | 5285.3505 | 0 | 0 | 359.5734 | 0 | 0 | 0 | 0 | 0 | 0 | 0 | 0 | 0 | 0 | 395.4767 | 0 | 0 | 755.0596 | 0 | 755.0501 | 0 | 0 | 0 | 0 | 0 | 0 | 0 | 0 | 0 | 0.72118 | 0.79319 | 0 | 0 | 1.5144 | 1.5144 | 1.5144 | 1
CA_2B_LO_2013_NG | 2B | LO | NG | 2901 | ASHRAE30pct-state-2B | OfficeLarge | STD2013 | CA-Tucson-AZ | Zone2B | Zone2B(CA-Tucson-AZ) | ASHRAE30pct-state-STD2013 | state | CA | 0.136 | 0.7 | ASHRAE30pct-state-2B_OfficeLarge_STD2013_CA-Tucson-AZ.table.csv.gz | Large Office | Tucson International Ap AZ USA TMY3 WMO#=722740 | Natural Gas | 266365.0452 | 0 | 0 | 0 | 0 | 0 | 0 | 0 | 0 | 0 | 0 | 395486.1715 | 0 | 0 | 661851.2167 | 0 | 661851.2167 | 0 | 0 | 1864.5553 | 0 | 0 | 0 | 0 | 0 | 0 | 0 | 0 | 0 | 0 | 2768.4032 | 0 | 0 | 4632.9585 | 0 | 4632.9585 | 0 | 0 | 266.365 | 0 | 0 | 0 | 0 | 0 | 0 | 0 | 0 | 0 | 0 | 395.4862 | 0 | 0 | 661.8512 | 0 | 661.8512 | 0 | 0 | 0 | 0 | 0 | 0 | 0 | 0 | 0 | 0.53424 | 0.79321 | 0 | 0 | 1.3275 | 1.3275 | 1.3275 | 2
TX_2B_LO_2010_EL | 2B | LO | EL | 2772 | ASHRAE30pct-state-2B | OfficeLarge | STD2010 | TX-SanAntonio-TX | Zone2B | Zone2B(TX-SanAntonio-TX) | ASHRAE30pct-state-STD2010 | state | TX | 0.0817 | 0.67 | ASHRAE30pct-state-2B_OfficeLarge_STD2010_TX-SanAntonio-TX.table.csv.gz | Large Office | San Antonio Intl Ap TX USA TMY3 WMO#=722530 | Electricity | 2894.4445 | 1664247.2355 | 1073963.8975 | 188791.6682 | 5632122.2673 | 529147.2265 | 663986.1164 | 226058.3351 | 330469.4471 | 198480.5571 | 0 | 0 | 0 | 0 | 10532488.9731 | 0 | 10510161.1952 | 22327.778 | 551475.0044 | 236.4761 | 135968.9991 | 87742.8504 | 15424.2793 | 460144.3892 | 43231.3284 | 54247.6657 | 18468.966 | 26999.3538 | 16215.8615 | 0 | 0 | 0 | 0 | 860504.3491 | 0 | 858680.1696 | 1824.1795 | 45055.5079 | 9.8786 | 5680.0242 | 3665.4055 | 644.3401 | 19222.2587 | 1805.9631 | 2266.164 | 771.5301 | 1127.882 | 677.408 | 0 | 0 | 0 | 0 | 35947.0584 | 0 | 35870.8543 | 76.204 | 1882.1671 | 7.3516 | 1.2923 | 42.3284 | 4.5452 | 1.5474 | 0 | 13.6544 | 0.019813 | 0 | 1.3587 | 0 | 71.9449 | 72.0977 | 72.0977 | 1
TX_2B_LO_2013_EL | 2B | LO | EL | 2952 | ASHRAE30pct-state-2B | OfficeLarge | STD2013 | TX-SanAntonio-TX | Zone2B | Zone2B(TX-SanAntonio-TX) | ASHRAE30pct-state-STD2013 | state | TX | 0.0817 | 0.67 | ASHRAE30pct-state-2B_OfficeLarge_STD2013_TX-SanAntonio-TX.table.csv.gz | Large Office | San Antonio Intl Ap TX USA TMY3 WMO#=722530 | Electricity | 786.1111 | 1561136.1236 | 947019.452 | 188791.6682 | 5626841.7117 | 528030.5598 | 618608.3383 | 202319.4461 | 295905.5579 | 198572.2238 | 0 | 0 | 0 | 0 | 10190188.9704 | 0 | 10168011.1925 | 22177.778 | 550208.3377 | 64.2253 | 127544.8213 | 77371.4892 | 15424.2793 | 459712.9678 | 43140.0967 | 50540.3012 | 16529.4987 | 24175.4841 | 16223.3507 | 0 | 0 | 0 | 0 | 832538.4389 | 0 | 830726.5144 | 1811.9245 | 44952.0212 | 2.683 | 5328.1092 | 3232.148 | 644.3401 | 19204.2363 | 1802.1519 | 2111.2911 | 690.51 | 1009.9165 | 677.7208 | 0 | 0 | 0 | 0 | 34778.7991 | 0 | 34703.107 | 75.6921 | 1877.844 | 6.4826 | 1.2923 | 42.2836 | 4.2345 | 1.3849 | 0 | 12.7119 | 0.0053811 | 0 | 1.3593 | 0 | 69.6028 | 69.7546 | 69.7546 | 2
TX_2B_LO_2010_NG | 2B | LO | NG | 2781 | ASHRAE30pct-state-2B | OfficeLarge | STD2010 | TX-SanAntonio-TX | Zone2B | Zone2B(TX-SanAntonio-TX) | ASHRAE30pct-state-STD2010 | state | TX | 0.0817 | 0.67 | ASHRAE30pct-state-2B_OfficeLarge_STD2010_TX-SanAntonio-TX.table.csv.gz | Large Office | San Antonio Intl Ap TX USA TMY3 WMO#=722530 | Natural Gas | 478979.3816 | 0 | 0 | 0 | 0 | 0 | 0 | 0 | 0 | 0 | 0 | 395495.6497 | 0 | 0 | 874475.0313 | 0 | 874475.0313 | 0 | 0 | 3209.1619 | 0 | 0 | 0 | 0 | 0 | 0 | 0 | 0 | 0 | 0 | 2649.8209 | 0 | 0 | 5858.9827 | 0 | 5858.9827 | 0 | 0 | 478.9794 | 0 | 0 | 0 | 0 | 0 | 0 | 0 | 0 | 0 | 0 | 395.4956 | 0 | 0 | 874.475 | 0 | 874.475 | 0 | 0 | 0 | 0 | 0 | 0 | 0 | 0 | 0 | 0.96067 | 0.79323 | 0 | 0 | 1.7539 | 1.7539 | 1.7539 | 1
TX_2B_LO_2013_NG | 2B | LO | NG | 2961 | ASHRAE30pct-state-2B | OfficeLarge | STD2013 | TX-SanAntonio-TX | Zone2B | Zone2B(TX-SanAntonio-TX) | ASHRAE30pct-state-STD2013 | state | TX | 0.0817 | 0.67 | ASHRAE30pct-state-2B_OfficeLarge_STD2013_TX-SanAntonio-TX.table.csv.gz | Large Office | San Antonio Intl Ap TX USA TMY3 WMO#=722530 | Natural Gas | 385363.4846 | 0 | 0 | 0 | 0 | 0 | 0 | 0 | 0 | 0 | 0 | 395495.6497 | 0 | 0 | 780868.6125 | 0 | 780859.1343 | 0 | 0 | 2581.9353 | 0 | 0 | 0 | 0 | 0 | 0 | 0 | 0 | 0 | 0 | 2649.8209 | 0 | 0 | 5231.8197 | 0 | 5231.7562 | 0 | 0 | 385.3635 | 0 | 0 | 0 | 0 | 0 | 0 | 0 | 0 | 0 | 0 | 395.4956 | 0 | 0 | 780.8686 | 0 | 780.8591 | 0 | 0 | 0 | 0 | 0 | 0 | 0 | 0 | 0 | 0.77291 | 0.79323 | 0 | 0 | 1.5661 | 1.5662 | 1.5661 | 2
AL_3A_LO_2010_EL | 3A | LO | EL | 3612 | ASHRAE30pct-state-3A | OfficeLarge | STD2010 | AL-Birmingham-AL | Zone3A | Zone3A(AL-Birmingham-AL) | ASHRAE30pct-state-STD2010 | state | AL | 0.1058 | 1.24 | ASHRAE30pct-state-3A_OfficeLarge_STD2010_AL-Birmingham-AL.table.csv.gz | Large Office | Birmingham Municipal Ap AL USA TMY3 WMO#=722280 | Electricity | 191.6667 | 1521208.3455 | 1060763.8974 | 189541.6682 | 5632122.2673 | 529147.2265 | 614788.8938 | 202950.0016 | 170261.1125 | 4075 | 0 | 0 | 0 | 0 | 9947372.3018 | 0 | 9925050.0794 | 22322.2224 | 551469.4489 | 20.2783 | 160943.843 | 112228.8203 | 20053.5085 | 595878.5359 | 55983.7766 | 65044.665 | 21472.1102 | 18013.6257 | 431.135 | 0 | 0 | 0 | 0 | 1052431.9895 | 0 | 1050070.2984 | 2361.6911 | 58345.4677 | 0.65415 | 5191.8369 | 3620.3543 | 646.8998 | 19222.2587 | 1805.9631 | 2098.2554 | 692.6621 | 581.0959 | 13.9078 | 0 | 0 | 0 | 0 | 33950.0733 | 0 | 33873.8882 | 76.1851 | 1882.1481 | 7.2612 | 1.2975 | 42.3283 | 4.2084 | 1.3892 | 0 | 11.5786 | 0.001312 | 0 | 0.027894 | 0 | 67.9396 | 68.0924 | 68.0924 | 1
AL_3A_LO_2013_EL | 3A | LO | EL | 4212 | ASHRAE30pct-state-3A | OfficeLarge | STD2013 | AL-Birmingham-AL | Zone3A | Zone3A(AL-Birmingham-AL) | ASHRAE30pct-state-STD2013 | state | AL | 0.1058 | 1.24 | ASHRAE30pct-state-3A_OfficeLarge_STD2013_AL-Birmingham-AL.table.csv.gz | Large Office | Birmingham Municipal Ap AL USA TMY3 WMO#=722280 | Electricity | 100 | 1356388.8997 | 949330.5632 | 189541.6682 | 5626841.7117 | 528030.5598 | 579463.8935 | 170125.0014 | 227433.3352 | 4200 | 43605.5559 | 0 | 0 | 0 | 9697233.4109 | 0 | 9675061.1885 | 22172.2224 | 550202.7822 | 10.58 | 143505.9456 | 100439.1736 | 20053.5085 | 595319.8531 | 55865.6332 | 61307.2799 | 17999.2251 | 24062.4469 | 444.36 | 4613.4678 | 0 | 0 | 0 | 1025967.2949 | 0 | 1023621.4737 | 2345.8211 | 58211.4544 | 0.3413 | 4629.3133 | 3240.0358 | 646.8998 | 19204.2363 | 1802.1519 | 1977.6923 | 580.6314 | 776.2229 | 14.3345 | 148.8244 | 0 | 0 | 0 | 33096.357 | 0 | 33020.6839 | 75.6731 | 1877.825 | 6.4984 | 1.2975 | 42.2835 | 3.9666 | 1.1646 | 0.29849 | 10.8417 | 0.00068453 | 0 | 0.02875 | 0 | 66.2284 | 66.3802 | 66.3802 | 2
AL_3A_LO_2010_NG | 3A | LO | NG | 3621 | ASHRAE30pct-state-3A | OfficeLarge | STD2010 | AL-Birmingham-AL | Zone3A | Zone3A(AL-Birmingham-AL) | ASHRAE30pct-state-STD2010 | state | AL | 0.1058 | 1.24 | ASHRAE30pct-state-3A_OfficeLarge_STD2010_AL-Birmingham-AL.table.csv.gz | Large Office | Birmingham Municipal Ap AL USA TMY3 WMO#=722280 | Natural Gas | 634933.2105 | 0 | 0 | 0 | 0 | 0 | 0 | 0 | 0 | 0 | 0 | 462932.8378 | 0 | 0 | 1097866.0483 | 0 | 1097866.0483 | 0 | 0 | 7873.1718 | 0 | 0 | 0 | 0 | 0 | 0 | 0 | 0 | 0 | 0 | 5740.3672 | 0 | 0 | 13613.539 | 0 | 13613.539 | 0 | 0 | 634.9332 | 0 | 0 | 0 | 0 | 0 | 0 | 0 | 0 | 0 | 0 | 462.9328 | 0 | 0 | 1097.866 | 0 | 1097.866 | 0 | 0 | 0 | 0 | 0 | 0 | 0 | 0 | 0 | 1.2735 | 0.92849 | 0 | 0 | 2.202 | 2.202 | 2.202 | 1
AL_3A_LO_2013_NG | 3A | LO | NG | 4221 | ASHRAE30pct-state-3A | OfficeLarge | STD2013 | AL-Birmingham-AL | Zone3A | Zone3A(AL-Birmingham-AL) | ASHRAE30pct-state-STD2013 | state | AL | 0.1058 | 1.24 | ASHRAE30pct-state-3A_OfficeLarge_STD2013_AL-Birmingham-AL.table.csv.gz | Large Office | Birmingham Municipal Ap AL USA TMY3 WMO#=722280 | Natural Gas | 1316802.3248 | 0 | 0 | 0 | 0 | 0 | 0 | 0 | 0 | 0 | 0 | 462714.8398 | 0 | 0 | 1779507.6865 | 0 | 1779517.1646 | 0 | 0 | 16328.3488 | 0 | 0 | 0 | 0 | 0 | 0 | 0 | 0 | 0 | 0 | 5737.664 | 0 | 0 | 22065.8953 | 0 | 22066.0128 | 0 | 0 | 1316.8023 | 0 | 0 | 0 | 0 | 0 | 0 | 0 | 0 | 0 | 0 | 462.7148 | 0 | 0 | 1779.5077 | 0 | 1779.5172 | 0 | 0 | 0 | 0 | 0 | 0 | 0 | 0 | 0 | 2.6411 | 0.92805 | 0 | 0 | 3.5691 | 3.5691 | 3.5691 | 2
AR_3A_LO_2010_EL | 3A | LO | EL | 3672 | ASHRAE30pct-state-3A | OfficeLarge | STD2010 | AR-Little-Rock-AR | Zone3A | Zone3A(AR-Little-Rock-AR) | ASHRAE30pct-state-STD2010 | state | AR | 0.0768 | 0.77 | ASHRAE30pct-state-3A_OfficeLarge_STD2010_AR-Little-Rock-AR.table.csv.gz | Large Office | Little Rock Adams Field AR USA TMY3 WMO#=723403 | Electricity | 197.2222 | 1560352.7903 | 1060550.0085 | 189016.6682 | 5632122.2673 | 529147.2265 | 610986.116 | 210238.8906 | 172594.4458 | 4627.7778 | 0 | 0 | 0 | 0 | 9992152.8577 | 0 | 9969833.4131 | 22319.4446 | 551466.6711 | 15.1467 | 119835.0943 | 81450.2407 | 14516.4801 | 432546.9901 | 40638.507 | 46923.7337 | 16146.3468 | 13255.2534 | 355.4133 | 0 | 0 | 0 | 0 | 767397.3395 | 0 | 765683.2061 | 1714.1333 | 42352.6403 | 0.67311 | 5325.4357 | 3619.6243 | 645.108 | 19222.2587 | 1805.9631 | 2085.2767 | 717.5388 | 589.0595 | 15.7945 | 0 | 0 | 0 | 0 | 34102.9079 | 0 | 34026.7324 | 76.1756 | 1882.1387 | 7.2598 | 1.2939 | 42.3283 | 4.1824 | 1.4391 | 0 | 11.8625 | 0.00135 | 0 | 0.031678 | 0 | 68.2462 | 68.399 | 68.399 | 1
AR_3A_LO_2013_EL | 3A | LO | EL | 4272 | ASHRAE30pct-state-3A | OfficeLarge | STD2013 | AR-Little-Rock-AR | Zone3A | Zone3A(AR-Little-Rock-AR) | ASHRAE30pct-state-STD2013 | state | AR | 0.0768 | 0.77 | ASHRAE30pct-state-3A_OfficeLarge_STD2013_AR-Little-Rock-AR.table.csv.gz | Large Office | Little Rock Adams Field AR USA TMY3 WMO#=723403 | Electricity | 75 | 1375355.5666 | 948641.6743 | 189016.6682 | 5626841.7117 | 528030.5598 | 577411.1157 | 178066.6681 | 139869.4456 | 4761.1111 | 42727.7781 | 0 | 0 | 0 | 9632972.2993 | 0 | 9610797.2991 | 22175.0002 | 550205.56 | 5.76 | 105627.3075 | 72855.6806 | 14516.4801 | 432141.4435 | 40552.747 | 44345.1737 | 13675.5201 | 10741.9734 | 365.6533 | 3281.4934 | 0 | 0 | 0 | 739812.2726 | 0 | 738109.2326 | 1703.04 | 42255.787 | 0.25597 | 4694.0459 | 3237.6846 | 645.108 | 19204.2363 | 1802.1519 | 1970.6862 | 607.736 | 477.3701 | 16.2495 | 145.8286 | 0 | 0 | 0 | 32877.0358 | 0 | 32801.3532 | 75.6826 | 1877.8345 | 6.4937 | 1.2939 | 42.2836 | 3.9525 | 1.2189 | 0.29248 | 10.3721 | 0.0005134 | 0 | 0.032591 | 0 | 65.7885 | 65.9403 | 65.9403 | 2
AR_3A_LO_2010_NG | 3A | LO | NG | 3681 | ASHRAE30pct-state-3A | OfficeLarge | STD2010 | AR-Little-Rock-AR | Zone3A | Zone3A(AR-Little-Rock-AR) | ASHRAE30pct-state-STD2010 | state | AR | 0.0768 | 0.77 | ASHRAE30pct-state-3A_OfficeLarge_STD2010_AR-Little-Rock-AR.table.csv.gz | Large Office | Little Rock Adams Field AR USA TMY3 WMO#=723403 | Natural Gas | 1320944.2856 | 0 | 0 | 0 | 0 | 0 | 0 | 0 | 0 | 0 | 0 | 462942.3159 | 0 | 0 | 1783896.0797 | 0 | 1783886.6016 | 0 | 0 | 10171.271 | 0 | 0 | 0 | 0 | 0 | 0 | 0 | 0 | 0 | 0 | 3564.6558 | 0 | 0 | 13735.9998 | 0 | 13735.9268 | 0 | 0 | 1320.9443 | 0 | 0 | 0 | 0 | 0 | 0 | 0 | 0 | 0 | 0 | 462.9423 | 0 | 0 | 1783.8961 | 0 | 1783.8866 | 0 | 0 | 0 | 0 | 0 | 0 | 0 | 0 | 0 | 2.6494 | 0.92851 | 0 | 0 | 3.5779 | 3.5779 | 3.5779 | 1
AR_3A_LO_2013_NG | 3A | LO | NG | 4281 | ASHRAE30pct-state-3A | OfficeLarge | STD2013 | AR-Little-Rock-AR | Zone3A | Zone3A(AR-Little-Rock-AR) | ASHRAE30pct-state-STD2013 | state | AR | 0.0768 | 0.77 | ASHRAE30pct-state-3A_OfficeLarge_STD2013_AR-Little-Rock-AR.table.csv.gz | Large Office | Little Rock Adams Field AR USA TMY3 WMO#=723403 | Natural Gas | 2304475.1547 | 0 | 0 | 0 | 0 | 0 | 0 | 0 | 0 | 0 | 0 | 462733.7962 | 0 | 0 | 2767218.429 | 0 | 2767208.9509 | 0 | 0 | 17744.4587 | 0 | 0 | 0 | 0 | 0 | 0 | 0 | 0 | 0 | 0 | 3563.0502 | 0 | 0 | 21307.5819 | 0 | 21307.5089 | 0 | 0 | 2304.4752 | 0 | 0 | 0 | 0 | 0 | 0 | 0 | 0 | 0 | 0 | 462.7338 | 0 | 0 | 2767.2184 | 0 | 2767.209 | 0 | 0 | 0 | 0 | 0 | 0 | 0 | 0 | 0 | 4.622 | 0.92809 | 0 | 0 | 5.5501 | 5.5501 | 5.5501 | 2
GA_3A_LO_2010_EL | 3A | LO | EL | 3732 | ASHRAE30pct-state-3A | OfficeLarge | STD2010 | GA-Atlanta-GA | Zone3A | Zone3A(GA-Atlanta-GA) | ASHRAE30pct-state-STD2010 | state | GA | 0.0947 | 0.94 | ASHRAE30pct-state-3A_OfficeLarge_STD2010_GA-Atlanta-GA.table.csv.gz | Large Office | Atlanta Hartsfield Intl Ap GA USA TMY3 WMO#=722190 | Electricity | 394.4444 | 1457008.345 | 1060775.0085 | 189127.7793 | 5632122.2673 | 529147.2265 | 624700.005 | 193630.5571 | 255761.1132 | 4780.5556 | 0 | 0 | 0 | 0 | 9969772.302 | 0 | 9947447.3018 | 22325.0002 | 551472.2266 | 37.3539 | 137978.6903 | 100455.3933 | 17910.4007 | 533361.9787 | 50110.2423 | 59159.0905 | 18336.8138 | 24220.5774 | 452.7186 | 0 | 0 | 0 | 0 | 944137.437 | 0 | 942023.2595 | 2114.1775 | 52224.4199 | 1.3462 | 4972.7243 | 3620.3922 | 645.4872 | 19222.2587 | 1805.9631 | 2132.0818 | 660.8551 | 872.9048 | 16.3159 | 0 | 0 | 0 | 0 | 34026.5238 | 0 | 33950.3293 | 76.1945 | 1882.1576 | 7.2613 | 1.2946 | 42.3284 | 4.2762 | 1.3255 | 0 | 11.7244 | 0.0027001 | 0 | 0.032724 | 0 | 68.093 | 68.2458 | 68.2458 | 1
GA_3A_LO_2013_EL | 3A | LO | EL | 4332 | ASHRAE30pct-state-3A | OfficeLarge | STD2013 | GA-Atlanta-GA | Zone3A | Zone3A(GA-Atlanta-GA) | ASHRAE30pct-state-STD2013 | state | GA | 0.0947 | 0.94 | ASHRAE30pct-state-3A_OfficeLarge_STD2013_GA-Atlanta-GA.table.csv.gz | Large Office | Atlanta Hartsfield Intl Ap GA USA TMY3 WMO#=722190 | Electricity | 113.8889 | 1312094.4549 | 948697.2298 | 189127.7793 | 5626841.7117 | 528030.5598 | 588883.338 | 162722.2235 | 201352.7794 | 4886.1112 | 39616.667 | 0 | 0 | 0 | 9624547.2992 | 0 | 9602366.7435 | 22180.5557 | 550211.1155 | 10.7853 | 124255.3449 | 89841.6277 | 17910.4007 | 532861.9101 | 50004.494 | 55767.2521 | 15409.7946 | 19068.1082 | 462.7147 | 3751.6984 | 0 | 0 | 0 | 911444.6292 | 0 | 909344.1306 | 2100.4986 | 52104.9926 | 0.3887 | 4478.1377 | 3237.8742 | 645.4872 | 19204.2363 | 1802.1519 | 2009.8406 | 555.3659 | 687.2108 | 16.6761 | 135.2105 | 0 | 0 | 0 | 32848.2816 | 0 | 32772.58 | 75.7015 | 1877.8535 | 6.4941 | 1.2946 | 42.2836 | 4.0311 | 1.1139 | 0.27119 | 10.36 | 0.0007796 | 0 | 0.033447 | 0 | 65.7308 | 65.8826 | 65.8826 | 2
GA_3A_LO_2010_NG | 3A | LO | NG | 3741 | ASHRAE30pct-state-3A | OfficeLarge | STD2010 | GA-Atlanta-GA | Zone3A | Zone3A(GA-Atlanta-GA) | ASHRAE30pct-state-STD2010 | state | GA | 0.0947 | 0.94 | ASHRAE30pct-state-3A_OfficeLarge_STD2010_GA-Atlanta-GA.table.csv.gz | Large Office | Atlanta Hartsfield Intl Ap GA USA TMY3 WMO#=722190 | Natural Gas | 900426.264 | 0 | 0 | 0 | 0 | 0 | 0 | 0 | 0 | 0 | 0 | 462942.3159 | 0 | 0 | 1363368.5799 | 0 | 1363368.5799 | 0 | 0 | 8464.0069 | 0 | 0 | 0 | 0 | 0 | 0 | 0 | 0 | 0 | 0 | 4351.6578 | 0 | 0 | 12815.6647 | 0 | 12815.6647 | 0 | 0 | 900.4263 | 0 | 0 | 0 | 0 | 0 | 0 | 0 | 0 | 0 | 0 | 462.9423 | 0 | 0 | 1363.3686 | 0 | 1363.3686 | 0 | 0 | 0 | 0 | 0 | 0 | 0 | 0 | 0 | 1.806 | 0.92851 | 0 | 0 | 2.7345 | 2.7345 | 2.7345 | 1
GA_3A_LO_2013_NG | 3A | LO | NG | 4341 | ASHRAE30pct-state-3A | OfficeLarge | STD2013 | GA-Atlanta-GA | Zone3A | Zone3A(GA-Atlanta-GA) | ASHRAE30pct-state-STD2013 | state | GA | 0.0947 | 0.94 | ASHRAE30pct-state-3A_OfficeLarge_STD2013_GA-Atlanta-GA.table.csv.gz | Large Office | Atlanta Hartsfield Intl Ap GA USA TMY3 WMO#=722190 | Natural Gas | 1666963.8816 | 0 | 0 | 0 | 0 | 0 | 0 | 0 | 0 | 0 | 0 | 462714.8398 | 0 | 0 | 2129678.7214 | 0 | 2129678.7214 | 0 | 0 | 15669.4605 | 0 | 0 | 0 | 0 | 0 | 0 | 0 | 0 | 0 | 0 | 4349.5195 | 0 | 0 | 20018.98 | 0 | 20018.98 | 0 | 0 | 1666.9639 | 0 | 0 | 0 | 0 | 0 | 0 | 0 | 0 | 0 | 0 | 462.7148 | 0 | 0 | 2129.6787 | 0 | 2129.6787 | 0 | 0 | 0 | 0 | 0 | 0 | 0 | 0 | 0 | 3.3434 | 0.92805 | 0 | 0 | 4.2714 | 4.2714 | 4.2714 | 2
LA_3A_LO_2010_EL | 3A | LO | EL | 3792 | ASHRAE30pct-state-3A | OfficeLarge | STD2010 | LA-Shreveport-LA | Zone3A | Zone3A(LA-Shreveport-LA) | ASHRAE30pct-state-STD2010 | state | LA | 0.0779 | 0.8 | ASHRAE30pct-state-3A_OfficeLarge_STD2010_LA-Shreveport-LA.table.csv.gz | Large Office | Shreveport Regional Arpt LA USA TMY3 WMO#=722480 | Electricity | 241.6667 | 1670008.3467 | 1059294.4529 | 188888.8904 | 5632122.2673 | 529147.2265 | 617388.8938 | 222908.3351 | 195877.7793 | 3183.3334 | 0 | 0 | 0 | 0 | 10141383.4145 | 0 | 10119061.1921 | 22322.2224 | 551469.4489 | 18.8258 | 130093.6502 | 82519.0379 | 14714.4446 | 438742.3246 | 41220.5689 | 48094.5948 | 17364.5593 | 15258.879 | 247.9817 | 0 | 0 | 0 | 0 | 790013.768 | 0 | 788274.8669 | 1738.9011 | 42959.4701 | 0.8248 | 5699.6867 | 3615.3391 | 644.6719 | 19222.2587 | 1805.9631 | 2107.1292 | 760.7792 | 668.5248 | 10.8646 | 0 | 0 | 0 | 0 | 34612.2272 | 0 | 34536.0422 | 76.1851 | 1882.1481 | 7.2512 | 1.293 | 42.3283 | 4.2262 | 1.5259 | 0 | 12.7725 | 0.0016543 | 0 | 0.021791 | 0 | 69.2677 | 69.4205 | 69.4205 | 1
LA_3A_LO_2013_EL | 3A | LO | EL | 4392 | ASHRAE30pct-state-3A | OfficeLarge | STD2013 | LA-Shreveport-LA | Zone3A | Zone3A(LA-Shreveport-LA) | ASHRAE30pct-state-STD2013 | state | LA | 0.0779 | 0.8 | ASHRAE30pct-state-3A_OfficeLarge_STD2013_LA-Shreveport-LA.table.csv.gz | Large Office | Shreveport Regional Arpt LA USA TMY3 WMO#=722480 | Electricity | 75 | 1462363.9006 | 947805.5631 | 188888.8904 | 5626841.7117 | 528030.5598 | 582627.7824 | 187644.4459 | 158066.6679 | 3286.1111 | 51955.556 | 0 | 0 | 0 | 9759763.967 | 0 | 9737586.189 | 22177.778 | 550208.3377 | 5.8425 | 113918.1479 | 73834.0534 | 14714.4446 | 438330.9693 | 41133.5806 | 45386.7043 | 14617.5023 | 12313.3934 | 255.9881 | 4047.3378 | 0 | 0 | 0 | 760285.613 | 0 | 758557.9641 | 1727.6489 | 42861.2295 | 0.25597 | 4991.0027 | 3234.831 | 644.6719 | 19204.2363 | 1802.1519 | 1988.4906 | 640.4247 | 539.4766 | 11.2154 | 177.3227 | 0 | 0 | 0 | 33309.7719 | 0 | 33234.0798 | 75.6921 | 1877.844 | 6.488 | 1.293 | 42.2836 | 3.9882 | 1.2845 | 0.35565 | 11.0923 | 0.0005134 | 0 | 0.022494 | 0 | 66.6564 | 66.8082 | 66.8082 | 2
LA_3A_LO_2010_NG | 3A | LO | NG | 3801 | ASHRAE30pct-state-3A | OfficeLarge | STD2010 | LA-Shreveport-LA | Zone3A | Zone3A(LA-Shreveport-LA) | ASHRAE30pct-state-STD2010 | state | LA | 0.0779 | 0.8 | ASHRAE30pct-state-3A_OfficeLarge_STD2010_LA-Shreveport-LA.table.csv.gz | Large Office | Shreveport Regional Arpt LA USA TMY3 WMO#=722480 | Natural Gas | 679840.7857 | 0 | 0 | 0 | 0 | 0 | 0 | 0 | 0 | 0 | 0 | 462942.3159 | 0 | 0 | 1142783.1016 | 0 | 1142783.1016 | 0 | 0 | 5438.7263 | 0 | 0 | 0 | 0 | 0 | 0 | 0 | 0 | 0 | 0 | 3703.5385 | 0 | 0 | 9142.2648 | 0 | 9142.2648 | 0 | 0 | 679.8408 | 0 | 0 | 0 | 0 | 0 | 0 | 0 | 0 | 0 | 0 | 462.9423 | 0 | 0 | 1142.7831 | 0 | 1142.7831 | 0 | 0 | 0 | 0 | 0 | 0 | 0 | 0 | 0 | 1.3635 | 0.92851 | 0 | 0 | 2.292 | 2.292 | 2.292 | 1
LA_3A_LO_2013_NG | 3A | LO | NG | 4401 | ASHRAE30pct-state-3A | OfficeLarge | STD2013 | LA-Shreveport-LA | Zone3A | Zone3A(LA-Shreveport-LA) | ASHRAE30pct-state-STD2013 | state | LA | 0.0779 | 0.8 | ASHRAE30pct-state-3A_OfficeLarge_STD2013_LA-Shreveport-LA.table.csv.gz | Large Office | Shreveport Regional Arpt LA USA TMY3 WMO#=722480 | Natural Gas | 1277041.3966 | 0 | 0 | 0 | 0 | 0 | 0 | 0 | 0 | 0 | 0 | 462714.8398 | 0 | 0 | 1739756.2364 | 0 | 1739756.2364 | 0 | 0 | 10216.3312 | 0 | 0 | 0 | 0 | 0 | 0 | 0 | 0 | 0 | 0 | 3701.7187 | 0 | 0 | 13918.0499 | 0 | 13918.0499 | 0 | 0 | 1277.0414 | 0 | 0 | 0 | 0 | 0 | 0 | 0 | 0 | 0 | 0 | 462.7148 | 0 | 0 | 1739.7562 | 0 | 1739.7562 | 0 | 0 | 0 | 0 | 0 | 0 | 0 | 0 | 0 | 2.5613 | 0.92805 | 0 | 0 | 3.4894 | 3.4894 | 3.4894 | 2
MS_3A_LO_2010_EL | 3A | LO | EL | 3852 | ASHRAE30pct-state-3A | OfficeLarge | STD2010 | MS-Jackson-MS | Zone3A | Zone3A(MS-Jackson-MS) | ASHRAE30pct-state-STD2010 | state | MS | 0.0928 | 0.72 | ASHRAE30pct-state-3A_OfficeLarge_STD2010_MS-Jackson-MS.table.csv.gz | Large Office | Jackson International Ap MS USA TMY3 WMO#=722350 | Electricity | 405.5556 | 1621125.013 | 1059661.1196 | 189019.446 | 5632122.2673 | 529147.2265 | 615275.0049 | 218944.4462 | 187016.6682 | 3086.1111 | 0 | 0 | 0 | 0 | 10078125.0806 | 0 | 10055802.8582 | 22322.2224 | 551469.4489 | 37.6356 | 150440.4012 | 98336.5519 | 17541.0046 | 522660.9464 | 49104.8626 | 57097.5205 | 20318.0446 | 17355.1468 | 286.3911 | 0 | 0 | 0 | 0 | 935250.0075 | 0 | 933178.5052 | 2071.5022 | 51176.3649 | 1.3841 | 5532.8494 | 3616.5906 | 645.1175 | 19222.2587 | 1805.9631 | 2099.9145 | 747.2506 | 638.2821 | 10.5328 | 0 | 0 | 0 | 0 | 34396.3285 | 0 | 34320.1434 | 76.1851 | 1882.1481 | 7.2537 | 1.2939 | 42.3283 | 4.2117 | 1.4987 | 0 | 12.3772 | 0.0027761 | 0 | 0.021125 | 0 | 68.8347 | 68.9875 | 68.9875 | 1
MS_3A_LO_2013_EL | 3A | LO | EL | 4452 | ASHRAE30pct-state-3A | OfficeLarge | STD2013 | MS-Jackson-MS | Zone3A | Zone3A(MS-Jackson-MS) | ASHRAE30pct-state-STD2013 | state | MS | 0.0928 | 0.72 | ASHRAE30pct-state-3A_OfficeLarge_STD2013_MS-Jackson-MS.table.csv.gz | Large Office | Jackson International Ap MS USA TMY3 WMO#=722350 | Electricity | 130.5556 | 1428733.3448 | 948388.8965 | 189019.446 | 5626841.7117 | 528030.5598 | 581422.2269 | 184113.8904 | 150250.0012 | 3097.2222 | 49075.0004 | 0 | 0 | 0 | 9711283.411 | 0 | 9689102.8553 | 22180.5557 | 550211.1155 | 12.1156 | 132586.4544 | 88010.4896 | 17541.0046 | 522170.9108 | 49001.2359 | 53955.9827 | 17085.769 | 13943.2001 | 287.4222 | 4554.16 | 0 | 0 | 0 | 901207.1005 | 0 | 899148.745 | 2058.3556 | 51059.5915 | 0.44558 | 4876.2226 | 3236.8219 | 645.1175 | 19204.2363 | 1802.1519 | 1984.376 | 628.375 | 512.7986 | 10.5707 | 167.4915 | 0 | 0 | 0 | 33144.3092 | 0 | 33068.6077 | 75.7015 | 1877.8535 | 6.492 | 1.2939 | 42.2836 | 3.98 | 1.2603 | 0.33593 | 10.8086 | 0.00089369 | 0 | 0.021201 | 0 | 66.3245 | 66.4763 | 66.4763 | 2
MS_3A_LO_2010_NG | 3A | LO | NG | 3861 | ASHRAE30pct-state-3A | OfficeLarge | STD2010 | MS-Jackson-MS | Zone3A | Zone3A(MS-Jackson-MS) | ASHRAE30pct-state-STD2010 | state | MS | 0.0928 | 0.72 | ASHRAE30pct-state-3A_OfficeLarge_STD2010_MS-Jackson-MS.table.csv.gz | Large Office | Jackson International Ap MS USA TMY3 WMO#=722350 | Natural Gas | 587523.3982 | 0 | 0 | 0 | 0 | 0 | 0 | 0 | 0 | 0 | 0 | 462932.8378 | 0 | 0 | 1050456.2359 | 0 | 1050456.2359 | 0 | 0 | 4230.1685 | 0 | 0 | 0 | 0 | 0 | 0 | 0 | 0 | 0 | 0 | 3333.1164 | 0 | 0 | 7563.2849 | 0 | 7563.2849 | 0 | 0 | 587.5234 | 0 | 0 | 0 | 0 | 0 | 0 | 0 | 0 | 0 | 0 | 462.9328 | 0 | 0 | 1050.4562 | 0 | 1050.4562 | 0 | 0 | 0 | 0 | 0 | 0 | 0 | 0 | 0 | 1.1784 | 0.92849 | 0 | 0 | 2.1069 | 2.1069 | 2.1069 | 1
MS_3A_LO_2013_NG | 3A | LO | NG | 4461 | ASHRAE30pct-state-3A | OfficeLarge | STD2013 | MS-Jackson-MS | Zone3A | Zone3A(MS-Jackson-MS) | ASHRAE30pct-state-STD2013 | state | MS | 0.0928 | 0.72 | ASHRAE30pct-state-3A_OfficeLarge_STD2013_MS-Jackson-MS.table.csv.gz | Large Office | Jackson International Ap MS USA TMY3 WMO#=722350 | Natural Gas | 1224390.1556 | 0 | 0 | 0 | 0 | 0 | 0 | 0 | 0 | 0 | 0 | 462705.3616 | 0 | 0 | 1687104.9954 | 0 | 1687095.5173 | 0 | 0 | 8815.6091 | 0 | 0 | 0 | 0 | 0 | 0 | 0 | 0 | 0 | 0 | 3331.4786 | 0 | 0 | 12147.156 | 0 | 12147.0877 | 0 | 0 | 1224.3902 | 0 | 0 | 0 | 0 | 0 | 0 | 0 | 0 | 0 | 0 | 462.7054 | 0 | 0 | 1687.105 | 0 | 1687.0955 | 0 | 0 | 0 | 0 | 0 | 0 | 0 | 0 | 0 | 2.4557 | 0.92803 | 0 | 0 | 3.3837 | 3.3838 | 3.3837 | 2
NC_3A_LO_2010_EL | 3A | LO | EL | 3912 | ASHRAE30pct-state-3A | OfficeLarge | STD2010 | NC-Charlotte-NC | Zone3A | Zone3A(NC-Charlotte-NC) | ASHRAE30pct-state-STD2010 | state | NC | 0.0861 | 0.84 | ASHRAE30pct-state-3A_OfficeLarge_STD2010_NC-Charlotte-NC.table.csv.gz | Large Office | Charlotte Douglas Intl Arpt NC USA TMY3 WMO#=723140 | Electricity | 322.2222 | 1407294.4557 | 1061222.2307 | 188833.3348 | 5632122.2673 | 529147.2265 | 612880.5605 | 185752.7793 | 147086.1123 | 5561.1112 | 0 | 0 | 0 | 0 | 9792547.3006 | 0 | 9770222.3004 | 22325.0002 | 551472.2266 | 27.7433 | 121168.0526 | 91371.2341 | 16258.5501 | 484925.7272 | 45559.5762 | 52769.0163 | 15993.3143 | 12664.1143 | 478.8117 | 0 | 0 | 0 | 0 | 843138.3226 | 0 | 841216.1401 | 1922.1825 | 47481.7587 | 1.0997 | 4803.0524 | 3621.9186 | 644.4823 | 19222.2587 | 1805.9631 | 2091.7424 | 633.9685 | 502.0003 | 18.9799 | 0 | 0 | 0 | 0 | 33421.6604 | 0 | 33345.4658 | 76.1945 | 1882.1576 | 7.2644 | 1.2926 | 42.3284 | 4.1953 | 1.2715 | 0 | 10.6402 | 0.0022057 | 0 | 0.038067 | 0 | 66.8798 | 67.0326 | 67.0326 | 1
NC_3A_LO_2013_EL | 3A | LO | EL | 4512 | ASHRAE30pct-state-3A | OfficeLarge | STD2013 | NC-Charlotte-NC | Zone3A | Zone3A(NC-Charlotte-NC) | ASHRAE30pct-state-STD2013 | state | NC | 0.0861 | 0.84 | ASHRAE30pct-state-3A_OfficeLarge_STD2013_NC-Charlotte-NC.table.csv.gz | Large Office | Charlotte Douglas Intl Arpt NC USA TMY3 WMO#=723140 | Electricity | 169.4444 | 1267797.2324 | 948444.452 | 188833.3348 | 5626841.7117 | 528030.5598 | 576950.0046 | 156497.2235 | 193966.6682 | 5605.5556 | 36411.1114 | 0 | 0 | 0 | 9551725.0764 | 0 | 9529547.2985 | 22177.778 | 550208.3377 | 14.5892 | 109157.3417 | 81661.0673 | 16258.5501 | 484471.0714 | 45463.4312 | 49675.3954 | 13474.4109 | 16700.5301 | 482.6383 | 3134.9967 | 0 | 0 | 0 | 822403.5291 | 0 | 820494.0224 | 1909.5067 | 47372.9379 | 0.57831 | 4326.9527 | 3237.0115 | 644.4823 | 19204.2363 | 1802.1519 | 1969.1125 | 534.1202 | 662.0022 | 19.1316 | 124.27 | 0 | 0 | 0 | 32599.7416 | 0 | 32524.0495 | 75.6921 | 1877.844 | 6.4924 | 1.2926 | 42.2836 | 3.9494 | 1.0713 | 0.24924 | 10.0062 | 0.0011599 | 0 | 0.038372 | 0 | 65.2323 | 65.3841 | 65.3841 | 2
NC_3A_LO_2010_NG | 3A | LO | NG | 3921 | ASHRAE30pct-state-3A | OfficeLarge | STD2010 | NC-Charlotte-NC | Zone3A | Zone3A(NC-Charlotte-NC) | ASHRAE30pct-state-STD2010 | state | NC | 0.0861 | 0.84 | ASHRAE30pct-state-3A_OfficeLarge_STD2010_NC-Charlotte-NC.table.csv.gz | Large Office | Charlotte Douglas Intl Arpt NC USA TMY3 WMO#=723140 | Natural Gas | 829662.2378 | 0 | 0 | 0 | 0 | 0 | 0 | 0 | 0 | 0 | 0 | 462942.3159 | 0 | 0 | 1292604.5537 | 0 | 1292604.5537 | 0 | 0 | 6969.1628 | 0 | 0 | 0 | 0 | 0 | 0 | 0 | 0 | 0 | 0 | 3888.7155 | 0 | 0 | 10857.8783 | 0 | 10857.8783 | 0 | 0 | 829.6622 | 0 | 0 | 0 | 0 | 0 | 0 | 0 | 0 | 0 | 0 | 462.9423 | 0 | 0 | 1292.6046 | 0 | 1292.6046 | 0 | 0 | 0 | 0 | 0 | 0 | 0 | 0 | 0 | 1.664 | 0.92851 | 0 | 0 | 2.5925 | 2.5925 | 2.5925 | 1
NC_3A_LO_2013_NG | 3A | LO | NG | 4521 | ASHRAE30pct-state-3A | OfficeLarge | STD2013 | NC-Charlotte-NC | Zone3A | Zone3A(NC-Charlotte-NC) | ASHRAE30pct-state-STD2013 | state | NC | 0.0861 | 0.84 | ASHRAE30pct-state-3A_OfficeLarge_STD2013_NC-Charlotte-NC.table.csv.gz | Large Office | Charlotte Douglas Intl Arpt NC USA TMY3 WMO#=723140 | Natural Gas | 1716278.8064 | 0 | 0 | 0 | 0 | 0 | 0 | 0 | 0 | 0 | 0 | 462724.318 | 0 | 0 | 2179003.1244 | 0 | 2179003.1244 | 0 | 0 | 14416.742 | 0 | 0 | 0 | 0 | 0 | 0 | 0 | 0 | 0 | 0 | 3886.8843 | 0 | 0 | 18303.6262 | 0 | 18303.6262 | 0 | 0 | 1716.2788 | 0 | 0 | 0 | 0 | 0 | 0 | 0 | 0 | 0 | 0 | 462.7243 | 0 | 0 | 2179.0031 | 0 | 2179.0031 | 0 | 0 | 0 | 0 | 0 | 0 | 0 | 0 | 0 | 3.4423 | 0.92807 | 0 | 0 | 4.3703 | 4.3703 | 4.3703 | 2
OK_3A_LO_2010_EL | 3A | LO | EL | 3972 | ASHRAE30pct-state-3A | OfficeLarge | STD2010 | OK-Oklahoma-OK | Zone3A | Zone3A(OK-Oklahoma-OK) | ASHRAE30pct-state-STD2010 | state | OK | 0.0726 | 0.87 | ASHRAE30pct-state-3A_OfficeLarge_STD2010_OK-Oklahoma-OK.table.csv.gz | Large Office | Oklahoma City Will Rogers Wor OK USA TMY3 WMO#=723530 | Electricity | 311.1111 | 1469480.5673 | 1059750.0085 | 188988.8904 | 5632122.2673 | 529147.2265 | 634805.5606 | 187963.8904 | 151802.779 | 5388.8889 | 0 | 0 | 0 | 0 | 9882080.6346 | 0 | 9859761.19 | 22319.4446 | 551466.6711 | 22.5867 | 106684.2892 | 76937.8506 | 13720.5934 | 408892.0766 | 38416.0886 | 46086.8837 | 13646.1784 | 11020.8818 | 391.2333 | 0 | 0 | 0 | 0 | 717439.0541 | 0 | 715818.6624 | 1620.3917 | 40036.4803 | 1.0618 | 5015.2916 | 3616.8939 | 645.0132 | 19222.2587 | 1805.9631 | 2166.5717 | 641.5149 | 518.0982 | 18.3921 | 0 | 0 | 0 | 0 | 33727.2349 | 0 | 33651.0593 | 76.1756 | 1882.1387 | 7.2543 | 1.2937 | 42.3283 | 4.3454 | 1.2867 | 0 | 11.0981 | 0.0021296 | 0 | 0.036888 | 0 | 67.4927 | 67.6455 | 67.6455 | 1
OK_3A_LO_2013_EL | 3A | LO | EL | 4572 | ASHRAE30pct-state-3A | OfficeLarge | STD2013 | OK-Oklahoma-OK | Zone3A | Zone3A(OK-Oklahoma-OK) | ASHRAE30pct-state-STD2013 | state | OK | 0.0726 | 0.87 | ASHRAE30pct-state-3A_OfficeLarge_STD2013_OK-Oklahoma-OK.table.csv.gz | Large Office | Oklahoma City Will Rogers Wor OK USA TMY3 WMO#=723530 | Electricity | 138.8889 | 1326150.0106 | 947350.0076 | 188988.8904 | 5626841.7117 | 528030.5598 | 598238.8937 | 161372.2235 | 203586.1127 | 5652.7778 | 39230.5559 | 0 | 0 | 0 | 9647761.1883 | 0 | 9625580.6326 | 22180.5557 | 550211.1155 | 10.0833 | 96278.4908 | 68777.6106 | 13720.5934 | 408508.7083 | 38335.0186 | 43432.1437 | 11715.6234 | 14780.3518 | 410.3917 | 2848.1384 | 0 | 0 | 0 | 700427.4623 | 0 | 698817.1539 | 1610.3083 | 39945.327 | 0.47402 | 4526.1089 | 3233.2762 | 645.0132 | 19204.2363 | 1802.1519 | 2041.7708 | 550.7584 | 694.8331 | 19.2928 | 133.8927 | 0 | 0 | 0 | 32927.5099 | 0 | 32851.8083 | 75.7015 | 1877.8535 | 6.4849 | 1.2937 | 42.2836 | 4.0951 | 1.1046 | 0.26854 | 10.4715 | 0.00095073 | 0 | 0.038695 | 0 | 65.8897 | 66.0415 | 66.0415 | 2
OK_3A_LO_2010_NG | 3A | LO | NG | 3981 | ASHRAE30pct-state-3A | OfficeLarge | STD2010 | OK-Oklahoma-OK | Zone3A | Zone3A(OK-Oklahoma-OK) | ASHRAE30pct-state-STD2010 | state | OK | 0.0726 | 0.87 | ASHRAE30pct-state-3A_OfficeLarge_STD2010_OK-Oklahoma-OK.table.csv.gz | Large Office | Oklahoma City Will Rogers Wor OK USA TMY3 WMO#=723530 | Natural Gas | 1844774.3733 | 0 | 0 | 0 | 0 | 0 | 0 | 0 | 0 | 0 | 0 | 462951.7941 | 0 | 0 | 2307735.6456 | 0 | 2307726.1674 | 0 | 0 | 16049.537 | 0 | 0 | 0 | 0 | 0 | 0 | 0 | 0 | 0 | 0 | 4027.6806 | 0 | 0 | 20077.3001 | 0 | 20077.2177 | 0 | 0 | 1844.7744 | 0 | 0 | 0 | 0 | 0 | 0 | 0 | 0 | 0 | 0 | 462.9518 | 0 | 0 | 2307.7356 | 0 | 2307.7262 | 0 | 0 | 0 | 0 | 0 | 0 | 0 | 0 | 0 | 3.7 | 0.92853 | 0 | 0 | 4.6285 | 4.6285 | 4.6285 | 1
OK_3A_LO_2013_NG | 3A | LO | NG | 4581 | ASHRAE30pct-state-3A | OfficeLarge | STD2013 | OK-Oklahoma-OK | Zone3A | Zone3A(OK-Oklahoma-OK) | ASHRAE30pct-state-STD2013 | state | OK | 0.0726 | 0.87 | ASHRAE30pct-state-3A_OfficeLarge_STD2013_OK-Oklahoma-OK.table.csv.gz | Large Office | Oklahoma City Will Rogers Wor OK USA TMY3 WMO#=723530 | Natural Gas | 2798060.3981 | 0 | 0 | 0 | 0 | 0 | 0 | 0 | 0 | 0 | 0 | 462733.7962 | 0 | 0 | 3260794.1943 | 0 | 3260794.1943 | 0 | 0 | 24343.1255 | 0 | 0 | 0 | 0 | 0 | 0 | 0 | 0 | 0 | 0 | 4025.784 | 0 | 0 | 28368.9095 | 0 | 28368.9095 | 0 | 0 | 2798.0604 | 0 | 0 | 0 | 0 | 0 | 0 | 0 | 0 | 0 | 0 | 462.7338 | 0 | 0 | 3260.7942 | 0 | 3260.7942 | 0 | 0 | 0 | 0 | 0 | 0 | 0 | 0 | 0 | 5.612 | 0.92809 | 0 | 0 | 6.5401 | 6.5401 | 6.5401 | 2
SC_3A_LO_2010_EL | 3A | LO | EL | 4032 | ASHRAE30pct-state-3A | OfficeLarge | STD2010 | SC-Columbia-SC | Zone3A | Zone3A(SC-Columbia-SC) | ASHRAE30pct-state-STD2010 | state | SC | 0.0957 | 0.85 | ASHRAE30pct-state-3A_OfficeLarge_STD2010_SC-Columbia-SC.table.csv.gz | Large Office | Columbia Metro Arpt SC USA TMY3 WMO#=723100 | Electricity | 130.5556 | 1531361.1234 | 1060566.6752 | 189113.8904 | 5632122.2673 | 529147.2265 | 610905.5604 | 208230.5572 | 175333.3347 | 4169.4445 | 0 | 0 | 0 | 0 | 9963397.3019 | 0 | 9941080.6351 | 22316.6668 | 551463.8933 | 12.4942 | 146551.2595 | 101496.2308 | 18098.1993 | 538994.101 | 50639.3896 | 58463.6621 | 19927.6643 | 16779.4001 | 399.0158 | 0 | 0 | 0 | 0 | 953497.1218 | 0 | 951361.4168 | 2135.705 | 52775.0946 | 0.44558 | 5226.488 | 3619.6812 | 645.4398 | 19222.2587 | 1805.9631 | 2085.0017 | 710.6844 | 598.4072 | 14.2302 | 0 | 0 | 0 | 0 | 34004.7661 | 0 | 33928.6 | 76.1661 | 1882.1292 | 7.2599 | 1.2945 | 42.3283 | 4.1818 | 1.4254 | 0 | 11.6828 | 0.00089369 | 0 | 0.028541 | 0 | 68.0494 | 68.2021 | 68.2021 | 1
SC_3A_LO_2013_EL | 3A | LO | EL | 4632 | ASHRAE30pct-state-3A | OfficeLarge | STD2013 | SC-Columbia-SC | Zone3A | Zone3A(SC-Columbia-SC) | ASHRAE30pct-state-STD2013 | state | SC | 0.0957 | 0.85 | ASHRAE30pct-state-3A_OfficeLarge_STD2013_SC-Columbia-SC.table.csv.gz | Large Office | Columbia Metro Arpt SC USA TMY3 WMO#=723100 | Electricity | 127.7778 | 1361488.8998 | 948241.6743 | 189113.8904 | 5626841.7117 | 528030.5598 | 574930.5602 | 174277.7792 | 237186.113 | 4227.7778 | 46675.0004 | 0 | 0 | 0 | 9713316.7444 | 0 | 9691141.7442 | 22175.0002 | 550205.56 | 12.2283 | 130294.4877 | 90746.7282 | 18098.1993 | 538488.7518 | 50532.5246 | 55020.8546 | 16678.3835 | 22698.711 | 404.5983 | 4466.7975 | 0 | 0 | 0 | 929564.4124 | 0 | 927442.2649 | 2122.1475 | 52654.6721 | 0.4361 | 4646.7194 | 3236.3194 | 645.4398 | 19204.2363 | 1802.1519 | 1962.2202 | 594.8047 | 809.5089 | 14.4293 | 159.3003 | 0 | 0 | 0 | 33151.2489 | 0 | 33075.5663 | 75.6826 | 1877.8345 | 6.491 | 1.2945 | 42.2836 | 3.9356 | 1.193 | 0.3195 | 10.9434 | 0.00087467 | 0 | 0.02894 | 0 | 66.3385 | 66.4903 | 66.4903 | 2
SC_3A_LO_2010_NG | 3A | LO | NG | 4041 | ASHRAE30pct-state-3A | OfficeLarge | STD2010 | SC-Columbia-SC | Zone3A | Zone3A(SC-Columbia-SC) | ASHRAE30pct-state-STD2010 | state | SC | 0.0957 | 0.85 | ASHRAE30pct-state-3A_OfficeLarge_STD2010_SC-Columbia-SC.table.csv.gz | Large Office | Columbia Metro Arpt SC USA TMY3 WMO#=723100 | Natural Gas | 675405.0015 | 0 | 0 | 0 | 0 | 0 | 0 | 0 | 0 | 0 | 0 | 462942.3159 | 0 | 0 | 1138347.3175 | 0 | 1138347.3175 | 0 | 0 | 5740.9425 | 0 | 0 | 0 | 0 | 0 | 0 | 0 | 0 | 0 | 0 | 3935.0097 | 0 | 0 | 9675.9522 | 0 | 9675.9522 | 0 | 0 | 675.405 | 0 | 0 | 0 | 0 | 0 | 0 | 0 | 0 | 0 | 0 | 462.9423 | 0 | 0 | 1138.3473 | 0 | 1138.3473 | 0 | 0 | 0 | 0 | 0 | 0 | 0 | 0 | 0 | 1.3546 | 0.92851 | 0 | 0 | 2.2831 | 2.2831 | 2.2831 | 1
SC_3A_LO_2013_NG | 3A | LO | NG | 4641 | ASHRAE30pct-state-3A | OfficeLarge | STD2013 | SC-Columbia-SC | Zone3A | Zone3A(SC-Columbia-SC) | ASHRAE30pct-state-STD2013 | state | SC | 0.0957 | 0.85 | ASHRAE30pct-state-3A_OfficeLarge_STD2013_SC-Columbia-SC.table.csv.gz | Large Office | Columbia Metro Arpt SC USA TMY3 WMO#=723100 | Natural Gas | 1382182.7498 | 0 | 0 | 0 | 0 | 0 | 0 | 0 | 0 | 0 | 0 | 462714.8398 | 0 | 0 | 1844897.5896 | 0 | 1844897.5896 | 0 | 0 | 11748.5534 | 0 | 0 | 0 | 0 | 0 | 0 | 0 | 0 | 0 | 0 | 3933.0761 | 0 | 0 | 15681.6295 | 0 | 15681.6295 | 0 | 0 | 1382.1827 | 0 | 0 | 0 | 0 | 0 | 0 | 0 | 0 | 0 | 0 | 462.7148 | 0 | 0 | 1844.8976 | 0 | 1844.8976 | 0 | 0 | 0 | 0 | 0 | 0 | 0 | 0 | 0 | 2.7722 | 0.92805 | 0 | 0 | 3.7002 | 3.7002 | 3.7002 | 2
TN_3A_LO_2010_EL | 3A | LO | EL | 4092 | ASHRAE30pct-state-3A | OfficeLarge | STD2010 | TN-Memphis-TN | Zone3A | Zone3A(TN-Memphis-TN) | ASHRAE30pct-state-STD2010 | state | TN | 0.1029 | 0.81 | ASHRAE30pct-state-3A_OfficeLarge_STD2010_TN-Memphis-TN.table.csv.gz | Large Office | Memphis International Ap TN USA TMY3 WMO#=723340 | Electricity | 33.3333 | 1530955.5678 | 1061605.564 | 189322.2237 | 5632122.2673 | 529147.2265 | 611413.8938 | 211411.1128 | 169363.8902 | 4858.3334 | 0 | 0 | 0 | 0 | 9962555.6353 | 0 | 9940233.4129 | 22322.2224 | 551469.4489 | 3.43 | 157535.3279 | 109239.2125 | 19481.2568 | 579545.3813 | 54449.2496 | 62914.4897 | 21754.2035 | 17427.5443 | 499.9225 | 0 | 0 | 0 | 0 | 1025146.9749 | 0 | 1022850.0182 | 2296.9567 | 56746.2063 | 0.11377 | 5225.1039 | 3623.2269 | 646.1509 | 19222.2587 | 1805.9631 | 2086.7367 | 721.5396 | 578.0337 | 16.5813 | 0 | 0 | 0 | 0 | 34001.8935 | 0 | 33925.7085 | 76.1851 | 1882.1481 | 7.267 | 1.296 | 42.3283 | 4.1853 | 1.4472 | 0 | 11.6391 | 0.00022818 | 0 | 0.033257 | 0 | 68.0436 | 68.1964 | 68.1964 | 1
TN_3A_LO_2013_EL | 3A | LO | EL | 4692 | ASHRAE30pct-state-3A | OfficeLarge | STD2013 | TN-Memphis-TN | Zone3A | Zone3A(TN-Memphis-TN) | ASHRAE30pct-state-STD2013 | state | TN | 0.1029 | 0.81 | ASHRAE30pct-state-3A_OfficeLarge_STD2013_TN-Memphis-TN.table.csv.gz | Large Office | Memphis International Ap TN USA TMY3 WMO#=723340 | Electricity | 30.5556 | 1356408.3442 | 949555.5632 | 189322.2237 | 5626841.7117 | 528030.5598 | 577047.2268 | 177783.3348 | 137233.3344 | 4933.3334 | 39108.3336 | 0 | 0 | 0 | 9608475.0769 | 0 | 9586294.5211 | 22180.5557 | 550211.1155 | 3.1442 | 139574.4186 | 97709.2674 | 19481.2568 | 579002.0121 | 54334.3446 | 59378.1596 | 18293.9051 | 14121.3101 | 507.64 | 4024.2475 | 0 | 0 | 0 | 988712.0854 | 0 | 986429.7062 | 2282.3792 | 56616.7238 | 0.10429 | 4629.3796 | 3240.8037 | 646.1509 | 19204.2363 | 1802.1519 | 1969.4443 | 606.769 | 468.3731 | 16.8373 | 133.4755 | 0 | 0 | 0 | 32793.4276 | 0 | 32717.726 | 75.7015 | 1877.8535 | 6.5 | 1.296 | 42.2836 | 3.95 | 1.217 | 0.26771 | 10.2244 | 0.00020916 | 0 | 0.03377 | 0 | 65.6208 | 65.7726 | 65.7726 | 2
TN_3A_LO_2010_NG | 3A | LO | NG | 4101 | ASHRAE30pct-state-3A | OfficeLarge | STD2010 | TN-Memphis-TN | Zone3A | Zone3A(TN-Memphis-TN) | ASHRAE30pct-state-STD2010 | state | TN | 0.1029 | 0.81 | ASHRAE30pct-state-3A_OfficeLarge_STD2010_TN-Memphis-TN.table.csv.gz | Large Office | Memphis International Ap TN USA TMY3 WMO#=723340 | Natural Gas | 1175918.7881 | 0 | 0 | 0 | 0 | 0 | 0 | 0 | 0 | 0 | 0 | 462951.7941 | 0 | 0 | 1638870.5822 | 0 | 1638870.5822 | 0 | 0 | 9524.9422 | 0 | 0 | 0 | 0 | 0 | 0 | 0 | 0 | 0 | 0 | 3749.9095 | 0 | 0 | 13274.8517 | 0 | 13274.8517 | 0 | 0 | 1175.9188 | 0 | 0 | 0 | 0 | 0 | 0 | 0 | 0 | 0 | 0 | 462.9518 | 0 | 0 | 1638.8706 | 0 | 1638.8706 | 0 | 0 | 0 | 0 | 0 | 0 | 0 | 0 | 0 | 2.3585 | 0.92853 | 0 | 0 | 3.287 | 3.287 | 3.287 | 1
TN_3A_LO_2013_NG | 3A | LO | NG | 4701 | ASHRAE30pct-state-3A | OfficeLarge | STD2013 | TN-Memphis-TN | Zone3A | Zone3A(TN-Memphis-TN) | ASHRAE30pct-state-STD2013 | state | TN | 0.1029 | 0.81 | ASHRAE30pct-state-3A_OfficeLarge_STD2013_TN-Memphis-TN.table.csv.gz | Large Office | Memphis International Ap TN USA TMY3 WMO#=723340 | Natural Gas | 2129252.2037 | 0 | 0 | 0 | 0 | 0 | 0 | 0 | 0 | 0 | 0 | 462724.318 | 0 | 0 | 2591976.5217 | 0 | 2591976.5217 | 0 | 0 | 17246.9429 | 0 | 0 | 0 | 0 | 0 | 0 | 0 | 0 | 0 | 0 | 3748.067 | 0 | 0 | 20995.0098 | 0 | 20995.0098 | 0 | 0 | 2129.2522 | 0 | 0 | 0 | 0 | 0 | 0 | 0 | 0 | 0 | 0 | 462.7243 | 0 | 0 | 2591.9765 | 0 | 2591.9765 | 0 | 0 | 0 | 0 | 0 | 0 | 0 | 0 | 0 | 4.2706 | 0.92807 | 0 | 0 | 5.1986 | 5.1986 | 5.1986 | 2
TX_3A_LO_2010_EL | 3A | LO | EL | 4152 | ASHRAE30pct-state-3A | OfficeLarge | STD2010 | TX-FortWorthAlliance-TX | Zone3A | Zone3A(TX-FortWorthAlliance-TX) | ASHRAE30pct-state-STD2010 | state | TX | 0.0817 | 0.67 | ASHRAE30pct-state-3A_OfficeLarge_STD2010_TX-FortWorthAlliance-TX.table.csv.gz | Large Office | Fort Worth Alliance TX USA TMY3 WMO#=722594 | Electricity | 305.5556 | 1607766.6795 | 1062730.5641 | 188719.446 | 5632122.2673 | 529147.2265 | 626183.3383 | 206530.5572 | 179947.2237 | 4786.1111 | 0 | 0 | 0 | 0 | 10060561.1916 | 0 | 10038238.9692 | 22322.2224 | 551469.4489 | 24.9639 | 131354.5377 | 86825.0871 | 15418.3787 | 460144.3892 | 43231.3284 | 51159.1787 | 16873.5465 | 14701.6882 | 391.0253 | 0 | 0 | 0 | 0 | 821947.8494 | 0 | 820124.1238 | 1823.7256 | 45055.054 | 1.0429 | 5487.2578 | 3627.0665 | 644.0936 | 19222.2587 | 1805.9631 | 2137.1443 | 704.8824 | 614.1543 | 16.3348 | 0 | 0 | 0 | 0 | 34336.3835 | 0 | 34260.1984 | 76.1851 | 1882.1481 | 7.2747 | 1.2918 | 42.3283 | 4.2864 | 1.4138 | 0 | 12.2374 | 0.0020916 | 0 | 0.032762 | 0 | 68.7144 | 68.8672 | 68.8672 | 1
TX_3A_LO_2013_EL | 3A | LO | EL | 4752 | ASHRAE30pct-state-3A | OfficeLarge | STD2013 | TX-FortWorthAlliance-TX | Zone3A | Zone3A(TX-FortWorthAlliance-TX) | ASHRAE30pct-state-STD2013 | state | TX | 0.0817 | 0.67 | ASHRAE30pct-state-3A_OfficeLarge_STD2013_TX-FortWorthAlliance-TX.table.csv.gz | Large Office | Fort Worth Alliance TX USA TMY3 WMO#=722594 | Electricity | 133.3333 | 1418100.0113 | 949013.8965 | 188719.446 | 5626841.7117 | 528030.5598 | 588269.4492 | 175452.7792 | 252719.4465 | 4916.6667 | 45933.3337 | 0 | 0 | 0 | 9800308.4117 | 0 | 9778130.6338 | 22177.778 | 550208.3377 | 10.8933 | 115858.7709 | 77534.4353 | 15418.3787 | 459712.9678 | 43140.0967 | 48061.614 | 14334.4921 | 20647.1788 | 401.6917 | 3752.7534 | 0 | 0 | 0 | 800685.1972 | 0 | 798873.2728 | 1811.9245 | 44952.0212 | 0.45506 | 4839.9314 | 3238.955 | 644.0936 | 19204.2363 | 1802.1519 | 2007.7454 | 598.8149 | 862.5236 | 16.7804 | 156.769 | 0 | 0 | 0 | 33448.1488 | 0 | 33372.4567 | 75.6921 | 1877.844 | 6.4963 | 1.2918 | 42.2836 | 4.0269 | 1.201 | 0.31443 | 11.4372 | 0.0009127 | 0 | 0.033656 | 0 | 66.9339 | 67.0857 | 67.0857 | 2
TX_3A_LO_2010_NG | 3A | LO | NG | 4161 | ASHRAE30pct-state-3A | OfficeLarge | STD2010 | TX-FortWorthAlliance-TX | Zone3A | Zone3A(TX-FortWorthAlliance-TX) | ASHRAE30pct-state-STD2010 | state | TX | 0.0817 | 0.67 | ASHRAE30pct-state-3A_OfficeLarge_STD2010_TX-FortWorthAlliance-TX.table.csv.gz | Large Office | Fort Worth Alliance TX USA TMY3 WMO#=722594 | Natural Gas | 811473.6273 | 0 | 0 | 0 | 0 | 0 | 0 | 0 | 0 | 0 | 0 | 462932.8378 | 0 | 0 | 1274406.465 | 0 | 1274406.465 | 0 | 0 | 5436.8733 | 0 | 0 | 0 | 0 | 0 | 0 | 0 | 0 | 0 | 0 | 3101.65 | 0 | 0 | 8538.5233 | 0 | 8538.5233 | 0 | 0 | 811.4736 | 0 | 0 | 0 | 0 | 0 | 0 | 0 | 0 | 0 | 0 | 462.9328 | 0 | 0 | 1274.4065 | 0 | 1274.4065 | 0 | 0 | 0 | 0 | 0 | 0 | 0 | 0 | 0 | 1.6275 | 0.92849 | 0 | 0 | 2.556 | 2.556 | 2.556 | 1
TX_3A_LO_2013_NG | 3A | LO | NG | 4761 | ASHRAE30pct-state-3A | OfficeLarge | STD2013 | TX-FortWorthAlliance-TX | Zone3A | Zone3A(TX-FortWorthAlliance-TX) | ASHRAE30pct-state-STD2013 | state | TX | 0.0817 | 0.67 | ASHRAE30pct-state-3A_OfficeLarge_STD2013_TX-FortWorthAlliance-TX.table.csv.gz | Large Office | Fort Worth Alliance TX USA TMY3 WMO#=722594 | Natural Gas | 1626018.182 | 0 | 0 | 0 | 0 | 0 | 0 | 0 | 0 | 0 | 0 | 462714.8398 | 0 | 0 | 2088733.0219 | 0 | 2088733.0219 | 0 | 0 | 10894.3218 | 0 | 0 | 0 | 0 | 0 | 0 | 0 | 0 | 0 | 0 | 3100.1894 | 0 | 0 | 13994.5112 | 0 | 13994.5112 | 0 | 0 | 1626.0182 | 0 | 0 | 0 | 0 | 0 | 0 | 0 | 0 | 0 | 0 | 462.7148 | 0 | 0 | 2088.733 | 0 | 2088.733 | 0 | 0 | 0 | 0 | 0 | 0 | 0 | 0 | 0 | 3.2612 | 0.92805 | 0 | 0 | 4.1893 | 4.1893 | 4.1893 | 2
AZ_3B_LO_2010_EL | 3B | LO | EL | 5172 | ASHRAE30pct-state-3B | OfficeLarge | STD2010 | AZ-Kingman-AZ | Zone3B | Zone3B(AZ-Kingman-AZ) | ASHRAE30pct-state-STD2010 | state | AZ | 0.0954 | 0.95 | ASHRAE30pct-state-3B_OfficeLarge_STD2010_AZ-Kingman-AZ.table.csv.gz | Large Office | Kingman Amos AZ USA TMY3 WMO#=723700 | Electricity | 49116.6671 | 1146852.787 | 1063222.2307 | 188705.5571 | 5632122.2673 | 529147.2265 | 726608.3391 | 146230.5567 | 126236.1121 | 593966.6714 | 0 | 0 | 0 | 0 | 10224533.4151 | 0 | 10202208.415 | 22325.0002 | 551472.2266 | 4685.73 | 109409.7559 | 101431.4008 | 18002.5101 | 537304.4643 | 50480.6454 | 69318.4356 | 13950.3951 | 12042.9251 | 56664.4205 | 0 | 0 | 0 | 0 | 975420.4878 | 0 | 973290.6828 | 2129.805 | 52610.4504 | 167.6337 | 3914.173 | 3628.7445 | 644.0462 | 19222.2587 | 1805.9631 | 2479.8917 | 499.0804 | 430.8399 | 2027.1898 | 0 | 0 | 0 | 0 | 34896.0156 | 0 | 34819.8211 | 76.1945 | 1882.1576 | 7.278 | 1.2917 | 42.3284 | 4.9738 | 1.001 | 0 | 8.7146 | 0.33622 | 0 | 4.0659 | 0 | 69.8369 | 69.9897 | 69.9897 | 1
AZ_3B_LO_2013_EL | 3B | LO | EL | 5532 | ASHRAE30pct-state-3B | OfficeLarge | STD2013 | AZ-Kingman-AZ | Zone3B | Zone3B(AZ-Kingman-AZ) | ASHRAE30pct-state-STD2013 | state | AZ | 0.0954 | 0.95 | ASHRAE30pct-state-3B_OfficeLarge_STD2013_AZ-Kingman-AZ.table.csv.gz | Large Office | Kingman Amos AZ USA TMY3 WMO#=723700 | Electricity | 3841.6667 | 1108869.4533 | 947711.1187 | 188705.5571 | 5626841.7117 | 528030.5598 | 678227.7832 | 133658.3344 | 88336.1118 | 582102.7824 | 0 | 0 | 0 | 0 | 9908508.4126 | 0 | 9886325.0791 | 22183.3335 | 550213.8933 | 366.495 | 105786.1458 | 90411.6407 | 18002.5101 | 536800.6993 | 50374.1154 | 64702.9305 | 12751.0051 | 8427.2651 | 55532.6054 | 0 | 0 | 0 | 0 | 945271.7026 | 0 | 943155.4125 | 2116.29 | 52490.4054 | 13.1115 | 3784.5371 | 3234.5087 | 644.0462 | 19204.2363 | 1802.1519 | 2314.7704 | 456.1718 | 301.4884 | 1986.6988 | 0 | 0 | 0 | 0 | 33817.432 | 0 | 33741.721 | 75.711 | 1877.863 | 6.4873 | 1.2917 | 42.2836 | 4.6427 | 0.91493 | 0 | 8.1952 | 0.026297 | 0 | 3.9847 | 0 | 67.6746 | 67.8264 | 67.8264 | 2
AZ_3B_LO_2010_NG | 3B | LO | NG | 5181 | ASHRAE30pct-state-3B | OfficeLarge | STD2010 | AZ-Kingman-AZ | Zone3B | Zone3B(AZ-Kingman-AZ) | ASHRAE30pct-state-STD2010 | state | AZ | 0.0954 | 0.95 | ASHRAE30pct-state-3B_OfficeLarge_STD2010_AZ-Kingman-AZ.table.csv.gz | Large Office | Kingman Amos AZ USA TMY3 WMO#=723700 | Natural Gas | 585438.2005 | 0 | 0 | 0 | 0 | 0 | 0 | 0 | 0 | 0 | 0 | 449966.6995 | 0 | 0 | 1035414.3782 | 0 | 1035404.9001 | 0 | 0 | 5561.6629 | 0 | 0 | 0 | 0 | 0 | 0 | 0 | 0 | 0 | 0 | 4274.6836 | 0 | 0 | 9836.4366 | 0 | 9836.3466 | 0 | 0 | 585.4382 | 0 | 0 | 0 | 0 | 0 | 0 | 0 | 0 | 0 | 0 | 449.9667 | 0 | 0 | 1035.4144 | 0 | 1035.4049 | 0 | 0 | 0 | 0 | 0 | 0 | 0 | 0 | 0 | 1.1742 | 0.90248 | 0 | 0 | 2.0767 | 2.0767 | 2.0767 | 1
AZ_3B_LO_2013_NG | 3B | LO | NG | 5541 | ASHRAE30pct-state-3B | OfficeLarge | STD2013 | AZ-Kingman-AZ | Zone3B | Zone3B(AZ-Kingman-AZ) | ASHRAE30pct-state-STD2013 | state | AZ | 0.0954 | 0.95 | ASHRAE30pct-state-3B_OfficeLarge_STD2013_AZ-Kingman-AZ.table.csv.gz | Large Office | Kingman Amos AZ USA TMY3 WMO#=723700 | Natural Gas | 697034.1882 | 0 | 0 | 0 | 0 | 0 | 0 | 0 | 0 | 0 | 0 | 449985.6559 | 0 | 0 | 1147019.8441 | 0 | 1147019.8441 | 0 | 0 | 6621.8248 | 0 | 0 | 0 | 0 | 0 | 0 | 0 | 0 | 0 | 0 | 4274.8637 | 0 | 0 | 10896.6885 | 0 | 10896.6885 | 0 | 0 | 697.0342 | 0 | 0 | 0 | 0 | 0 | 0 | 0 | 0 | 0 | 0 | 449.9857 | 0 | 0 | 1147.0198 | 0 | 1147.0198 | 0 | 0 | 0 | 0 | 0 | 0 | 0 | 0 | 0 | 1.398 | 0.90252 | 0 | 0 | 2.3005 | 2.3005 | 2.3005 | 2
CA_3B_LO_2010_EL | 3B | LO | EL | 5232 | ASHRAE30pct-state-3B | OfficeLarge | STD2010 | CA-LosAngeles-CA | Zone3B | Zone3B(CA-LosAngeles-CA) | ASHRAE30pct-state-STD2010 | state | CA | 0.136 | 0.7 | ASHRAE30pct-state-3B_OfficeLarge_STD2010_CA-LosAngeles-CA.table.csv.gz | Large Office | Los Angeles Intl Arpt CA USA TMY3 WMO#=722950 | Electricity | 2061.1111 | 922944.4518 | 1058041.6751 | 189533.3348 | 5632122.2673 | 529147.2265 | 607875.0049 | 149816.6679 | 134825.0011 | 108700.0009 | 0 | 0 | 0 | 0 | 9357383.4082 | 0 | 9335066.7413 | 22316.6668 | 551463.8933 | 280.3111 | 125520.4454 | 143893.6678 | 25776.5335 | 765968.6283 | 71964.0228 | 82671.0007 | 20375.0668 | 18336.2001 | 14783.2001 | 0 | 0 | 0 | 0 | 1272604.1435 | 0 | 1269569.0768 | 3035.0667 | 74999.0895 | 7.0345 | 3149.9808 | 3611.0634 | 646.8714 | 19222.2587 | 1805.9631 | 2074.6585 | 511.3196 | 460.1535 | 370.9897 | 0 | 0 | 0 | 0 | 31936.4595 | 0 | 31860.2934 | 76.1661 | 1882.1292 | 7.2426 | 1.2974 | 42.3283 | 4.1611 | 1.0255 | 0 | 7.2407 | 0.014109 | 0 | 0.74408 | 0 | 63.901 | 64.0538 | 64.0538 | 1
CA_3B_LO_2013_EL | 3B | LO | EL | 5592 | ASHRAE30pct-state-3B | OfficeLarge | STD2013 | CA-LosAngeles-CA | Zone3B | Zone3B(CA-LosAngeles-CA) | ASHRAE30pct-state-STD2013 | state | CA | 0.136 | 0.7 | ASHRAE30pct-state-3B_OfficeLarge_STD2013_CA-LosAngeles-CA.table.csv.gz | Large Office | Los Angeles Intl Arpt CA USA TMY3 WMO#=722950 | Electricity | 127.7778 | 851791.6735 | 948216.6743 | 189533.3348 | 5626841.7117 | 528030.5598 | 575880.5602 | 131127.7788 | 95391.6674 | 112061.112 | 0 | 0 | 0 | 0 | 9081177.8504 | 0 | 9059002.8502 | 22175.0002 | 550205.56 | 17.3778 | 115843.6676 | 128957.4677 | 25776.5335 | 765250.4728 | 71812.1561 | 78319.7562 | 17833.3779 | 12973.2668 | 15240.3112 | 0 | 0 | 0 | 0 | 1235040.1877 | 0 | 1232024.3876 | 3015.8 | 74827.9562 | 0.4361 | 2907.1386 | 3236.2341 | 646.8714 | 19204.2363 | 1802.1519 | 1965.4625 | 447.535 | 325.5688 | 382.4611 | 0 | 0 | 0 | 0 | 30993.7785 | 0 | 30918.0959 | 75.6826 | 1877.8345 | 6.4908 | 1.2974 | 42.2836 | 3.9421 | 0.8976 | 0 | 6.4837 | 0.00087467 | 0 | 0.76709 | 0 | 62.0113 | 62.1631 | 62.1631 | 2
CA_3B_LO_2010_NG | 3B | LO | NG | 5241 | ASHRAE30pct-state-3B | OfficeLarge | STD2010 | CA-LosAngeles-CA | Zone3B | Zone3B(CA-LosAngeles-CA) | ASHRAE30pct-state-STD2010 | state | CA | 0.136 | 0.7 | ASHRAE30pct-state-3B_OfficeLarge_STD2010_CA-LosAngeles-CA.table.csv.gz | Large Office | Los Angeles Intl Arpt CA USA TMY3 WMO#=722950 | Natural Gas | 14890.207 | 0 | 0 | 0 | 0 | 0 | 0 | 0 | 0 | 0 | 0 | 449985.6559 | 0 | 0 | 464875.8628 | 0 | 464875.8628 | 0 | 0 | 104.2314 | 0 | 0 | 0 | 0 | 0 | 0 | 0 | 0 | 0 | 0 | 3149.8996 | 0 | 0 | 3254.131 | 0 | 3254.131 | 0 | 0 | 14.8902 | 0 | 0 | 0 | 0 | 0 | 0 | 0 | 0 | 0 | 0 | 449.9857 | 0 | 0 | 464.8759 | 0 | 464.8759 | 0 | 0 | 0 | 0 | 0 | 0 | 0 | 0 | 0 | 0.029865 | 0.90252 | 0 | 0 | 0.93238 | 0.93238 | 0.93238 | 1
CA_3B_LO_2013_NG | 3B | LO | NG | 5601 | ASHRAE30pct-state-3B | OfficeLarge | STD2013 | CA-LosAngeles-CA | Zone3B | Zone3B(CA-LosAngeles-CA) | ASHRAE30pct-state-STD2013 | state | CA | 0.136 | 0.7 | ASHRAE30pct-state-3B_OfficeLarge_STD2013_CA-LosAngeles-CA.table.csv.gz | Large Office | Los Angeles Intl Arpt CA USA TMY3 WMO#=722950 | Natural Gas | 21278.4943 | 0 | 0 | 0 | 0 | 0 | 0 | 0 | 0 | 0 | 0 | 449985.6559 | 0 | 0 | 471264.1502 | 0 | 471264.1502 | 0 | 0 | 148.9495 | 0 | 0 | 0 | 0 | 0 | 0 | 0 | 0 | 0 | 0 | 3149.8996 | 0 | 0 | 3298.8491 | 0 | 3298.8491 | 0 | 0 | 21.2785 | 0 | 0 | 0 | 0 | 0 | 0 | 0 | 0 | 0 | 0 | 449.9857 | 0 | 0 | 471.2642 | 0 | 471.2642 | 0 | 0 | 0 | 0 | 0 | 0 | 0 | 0 | 0 | 0.042678 | 0.90252 | 0 | 0 | 0.9452 | 0.9452 | 0.9452 | 2
NM_3B_LO_2010_EL | 3B | LO | EL | 5292 | ASHRAE30pct-state-3B | OfficeLarge | STD2010 | NM-Lubbock-TX | Zone3B | Zone3B(NM-Lubbock-TX) | ASHRAE30pct-state-STD2010 | state | NM | 0.093 | 0.62 | ASHRAE30pct-state-3B_OfficeLarge_STD2010_NM-Lubbock-TX.table.csv.gz | Large Office | Lubbock International Ap TX USA TMY3 WMO#=722670 | Electricity | 19355.5557 | 1099175.0088 | 1060613.8974 | 188763.8904 | 5632122.2673 | 529147.2265 | 681797.2277 | 149188.8901 | 159386.1124 | 440488.8924 | 0 | 0 | 0 | 0 | 9982355.6354 | 0 | 9960038.9686 | 22316.6668 | 551463.8933 | 1800.0667 | 102223.2758 | 98637.0925 | 17555.0418 | 523787.3709 | 49210.6921 | 63407.1422 | 13874.5668 | 14822.9085 | 40965.467 | 0 | 0 | 0 | 0 | 928359.0741 | 0 | 926283.6241 | 2075.45 | 51286.1421 | 66.0599 | 3751.4502 | 3619.8424 | 644.2453 | 19222.2587 | 1805.9631 | 2326.9528 | 509.1771 | 543.9799 | 1503.3749 | 0 | 0 | 0 | 0 | 34069.4703 | 0 | 33993.3042 | 76.1661 | 1882.1292 | 7.2602 | 1.2921 | 42.3283 | 4.6671 | 1.0212 | 0 | 8.6152 | 0.13249 | 0 | 3.0153 | 0 | 68.1791 | 68.3319 | 68.3319 | 1
NM_3B_LO_2013_EL | 3B | LO | EL | 5652 | ASHRAE30pct-state-3B | OfficeLarge | STD2013 | NM-Lubbock-TX | Zone3B | Zone3B(NM-Lubbock-TX) | ASHRAE30pct-state-STD2013 | state | NM | 0.093 | 0.62 | ASHRAE30pct-state-3B_OfficeLarge_STD2013_NM-Lubbock-TX.table.csv.gz | Large Office | Lubbock International Ap TX USA TMY3 WMO#=722670 | Electricity | 1258.3333 | 1023855.5637 | 947511.1187 | 188763.8904 | 5626841.7117 | 528030.5598 | 641372.2274 | 134469.4455 | 129238.8899 | 441513.8924 | 0 | 0 | 0 | 0 | 9685033.4108 | 0 | 9662855.6329 | 22177.778 | 550208.3377 | 117.025 | 95218.5674 | 88118.534 | 17555.0418 | 523296.2792 | 49106.8421 | 59647.6171 | 12505.6584 | 12019.2168 | 41060.792 | 0 | 0 | 0 | 0 | 900708.1072 | 0 | 898645.5739 | 2062.5333 | 51169.3754 | 4.2947 | 3494.3873 | 3233.8261 | 644.2453 | 19204.2363 | 1802.1519 | 2188.9835 | 458.94 | 441.0883 | 1506.8732 | 0 | 0 | 0 | 0 | 33054.7188 | 0 | 32979.0267 | 75.6921 | 1877.844 | 6.486 | 1.2921 | 42.2836 | 4.3904 | 0.92048 | 0 | 7.8932 | 0.0086136 | 0 | 3.0223 | 0 | 66.1448 | 66.2967 | 66.2967 | 2
NM_3B_LO_2010_NG | 3B | LO | NG | 5301 | ASHRAE30pct-state-3B | OfficeLarge | STD2010 | NM-Lubbock-TX | Zone3B | Zone3B(NM-Lubbock-TX) | ASHRAE30pct-state-STD2010 | state | NM | 0.093 | 0.62 | ASHRAE30pct-state-3B_OfficeLarge_STD2010_NM-Lubbock-TX.table.csv.gz | Large Office | Lubbock International Ap TX USA TMY3 WMO#=722670 | Natural Gas | 1365093.6071 | 0 | 0 | 0 | 0 | 0 | 0 | 0 | 0 | 0 | 0 | 449995.1341 | 0 | 0 | 1815088.7411 | 0 | 1815088.7411 | 0 | 0 | 8463.5804 | 0 | 0 | 0 | 0 | 0 | 0 | 0 | 0 | 0 | 0 | 2789.9698 | 0 | 0 | 11253.5502 | 0 | 11253.5502 | 0 | 0 | 1365.0936 | 0 | 0 | 0 | 0 | 0 | 0 | 0 | 0 | 0 | 0 | 449.9951 | 0 | 0 | 1815.0887 | 0 | 1815.0887 | 0 | 0 | 0 | 0 | 0 | 0 | 0 | 0 | 0 | 2.7379 | 0.90254 | 0 | 0 | 3.6405 | 3.6405 | 3.6405 | 1
NM_3B_LO_2013_NG | 3B | LO | NG | 5661 | ASHRAE30pct-state-3B | OfficeLarge | STD2013 | NM-Lubbock-TX | Zone3B | Zone3B(NM-Lubbock-TX) | ASHRAE30pct-state-STD2013 | state | NM | 0.093 | 0.62 | ASHRAE30pct-state-3B_OfficeLarge_STD2013_NM-Lubbock-TX.table.csv.gz | Large Office | Lubbock International Ap TX USA TMY3 WMO#=722670 | Natural Gas | 1540894.7265 | 0 | 0 | 0 | 0 | 0 | 0 | 0 | 0 | 0 | 0 | 450004.6122 | 0 | 0 | 1990899.3387 | 0 | 1990899.3387 | 0 | 0 | 9553.5473 | 0 | 0 | 0 | 0 | 0 | 0 | 0 | 0 | 0 | 0 | 2790.0286 | 0 | 0 | 12343.5759 | 0 | 12343.5759 | 0 | 0 | 1540.8947 | 0 | 0 | 0 | 0 | 0 | 0 | 0 | 0 | 0 | 0 | 450.0046 | 0 | 0 | 1990.8993 | 0 | 1990.8993 | 0 | 0 | 0 | 0 | 0 | 0 | 0 | 0 | 0 | 3.0905 | 0.90256 | 0 | 0 | 3.9931 | 3.9931 | 3.9931 | 2
NV_3B_LO_2010_EL | 3B | LO | EL | 5352 | ASHRAE30pct-state-3B | OfficeLarge | STD2010 | NV-LasVegas-NV | Zone3B | Zone3B(NV-LasVegas-NV) | ASHRAE30pct-state-STD2010 | state | NV | 0.0886 | 0.73 | ASHRAE30pct-state-3B_OfficeLarge_STD2010_NV-LasVegas-NV.table.csv.gz | Large Office | Las Vegas Mccarran Intl Ap NV USA TMY3 WMO#=723860 | Electricity | 46847.2226 | 1286386.1214 | 1063838.8974 | 190169.446 | 5632122.2673 | 529147.2265 | 696855.5611 | 176138.8903 | 151641.6679 | 590497.2269 | 0 | 0 | 0 | 0 | 10385963.972 | 0 | 10363644.5274 | 22319.4446 | 551466.6711 | 4150.6639 | 113973.8104 | 94256.1263 | 16849.0129 | 499006.0329 | 46882.4443 | 61741.4027 | 15605.9057 | 13435.4518 | 52318.0543 | 0 | 0 | 0 | 0 | 920196.4079 | 0 | 918218.9051 | 1977.5028 | 48859.9471 | 159.8881 | 4390.396 | 3630.8492 | 649.0424 | 19222.2587 | 1805.9631 | 2378.3464 | 601.1566 | 517.5483 | 2015.3487 | 0 | 0 | 0 | 0 | 35446.9731 | 0 | 35370.7975 | 76.1756 | 1882.1387 | 7.2823 | 1.3018 | 42.3283 | 4.7702 | 1.2057 | 0 | 9.8437 | 0.32068 | 0 | 4.0421 | 0 | 70.9419 | 71.0947 | 71.0947 | 1
NV_3B_LO_2013_EL | 3B | LO | EL | 5712 | ASHRAE30pct-state-3B | OfficeLarge | STD2013 | NV-LasVegas-NV | Zone3B | Zone3B(NV-LasVegas-NV) | ASHRAE30pct-state-STD2013 | state | NV | 0.0886 | 0.73 | ASHRAE30pct-state-3B_OfficeLarge_STD2013_NV-LasVegas-NV.table.csv.gz | Large Office | Las Vegas Mccarran Intl Ap NV USA TMY3 WMO#=723860 | Electricity | 4466.6667 | 1204463.8985 | 949494.452 | 190169.446 | 5626841.7117 | 528030.5598 | 652036.1163 | 159427.7791 | 107850.0009 | 578094.4491 | 0 | 0 | 0 | 0 | 10023055.6357 | 0 | 10000875.08 | 22180.5557 | 550211.1155 | 395.7467 | 106715.5014 | 84125.2085 | 16849.0129 | 498538.1757 | 46783.5076 | 57770.3999 | 14125.3012 | 9555.5101 | 51219.1682 | 0 | 0 | 0 | 0 | 888042.7293 | 0 | 886077.5321 | 1965.1972 | 48748.7048 | 15.2446 | 4110.7979 | 3240.5951 | 649.0424 | 19204.2363 | 1802.1519 | 2225.3791 | 544.1221 | 368.0887 | 1973.0184 | 0 | 0 | 0 | 0 | 34208.3782 | 0 | 34132.6766 | 75.7015 | 1877.8535 | 6.4995 | 1.3018 | 42.2836 | 4.4634 | 1.0913 | 0 | 8.9831 | 0.030576 | 0 | 3.9572 | 0 | 68.4587 | 68.6105 | 68.6105 | 2
NV_3B_LO_2010_NG | 3B | LO | NG | 5361 | ASHRAE30pct-state-3B | OfficeLarge | STD2010 | NV-LasVegas-NV | Zone3B | Zone3B(NV-LasVegas-NV) | ASHRAE30pct-state-STD2010 | state | NV | 0.0886 | 0.73 | ASHRAE30pct-state-3B_OfficeLarge_STD2010_NV-LasVegas-NV.table.csv.gz | Large Office | Las Vegas Mccarran Intl Ap NV USA TMY3 WMO#=723860 | Natural Gas | 321774.4341 | 0 | 0 | 0 | 0 | 0 | 0 | 0 | 0 | 0 | 0 | 449976.1777 | 0 | 0 | 771750.6118 | 0 | 771750.6118 | 0 | 0 | 2348.9534 | 0 | 0 | 0 | 0 | 0 | 0 | 0 | 0 | 0 | 0 | 3284.8261 | 0 | 0 | 5633.7795 | 0 | 5633.7795 | 0 | 0 | 321.7744 | 0 | 0 | 0 | 0 | 0 | 0 | 0 | 0 | 0 | 0 | 449.9762 | 0 | 0 | 771.7506 | 0 | 771.7506 | 0 | 0 | 0 | 0 | 0 | 0 | 0 | 0 | 0 | 0.64537 | 0.9025 | 0 | 0 | 1.5479 | 1.5479 | 1.5479 | 1
NV_3B_LO_2013_NG | 3B | LO | NG | 5721 | ASHRAE30pct-state-3B | OfficeLarge | STD2013 | NV-LasVegas-NV | Zone3B | Zone3B(NV-LasVegas-NV) | ASHRAE30pct-state-STD2013 | state | NV | 0.0886 | 0.73 | ASHRAE30pct-state-3B_OfficeLarge_STD2013_NV-LasVegas-NV.table.csv.gz | Large Office | Las Vegas Mccarran Intl Ap NV USA TMY3 WMO#=723860 | Natural Gas | 386879.992 | 0 | 0 | 0 | 0 | 0 | 0 | 0 | 0 | 0 | 0 | 449985.6559 | 0 | 0 | 836865.6479 | 0 | 836865.6479 | 0 | 0 | 2824.2239 | 0 | 0 | 0 | 0 | 0 | 0 | 0 | 0 | 0 | 0 | 3284.8953 | 0 | 0 | 6109.1192 | 0 | 6109.1192 | 0 | 0 | 386.88 | 0 | 0 | 0 | 0 | 0 | 0 | 0 | 0 | 0 | 0 | 449.9857 | 0 | 0 | 836.8656 | 0 | 836.8656 | 0 | 0 | 0 | 0 | 0 | 0 | 0 | 0 | 0 | 0.77595 | 0.90252 | 0 | 0 | 1.6785 | 1.6785 | 1.6785 | 2
TX_3B_LO_2010_EL | 3B | LO | EL | 5412 | ASHRAE30pct-state-3B | OfficeLarge | STD2010 | TX-ElPaso-TX | Zone3B | Zone3B(TX-ElPaso-TX) | ASHRAE30pct-state-STD2010 | state | TX | 0.0817 | 0.67 | ASHRAE30pct-state-3B_OfficeLarge_STD2010_TX-ElPaso-TX.table.csv.gz | Large Office | El Paso International Ap Ut TX USA TMY3 WMO#=722700 | Electricity | 42277.7781 | 1176869.4539 | 1057736.1196 | 188975.0015 | 5632122.2673 | 529147.2265 | 726402.7836 | 153858.3346 | 148741.6679 | 503630.5596 | 0 | 0 | 0 | 0 | 10182080.637 | 0 | 10159761.1924 | 22319.4446 | 551466.6711 | 3454.0945 | 96150.2344 | 86417.041 | 15439.2576 | 460144.3892 | 43231.3284 | 59347.1074 | 12570.2259 | 12152.1943 | 41146.6167 | 0 | 0 | 0 | 0 | 831875.988 | 0 | 830052.4894 | 1823.4986 | 45054.827 | 144.2927 | 4016.619 | 3610.0206 | 644.9658 | 19222.2587 | 1805.9631 | 2479.1902 | 525.1137 | 507.6507 | 1718.8755 | 0 | 0 | 0 | 0 | 34751.1256 | 0 | 34674.95 | 76.1756 | 1882.1387 | 7.2405 | 1.2936 | 42.3283 | 4.9724 | 1.0532 | 0 | 9.0742 | 0.2894 | 0 | 3.4475 | 0 | 69.5463 | 69.6991 | 69.6991 | 1
TX_3B_LO_2013_EL | 3B | LO | EL | 5772 | ASHRAE30pct-state-3B | OfficeLarge | STD2013 | TX-ElPaso-TX | Zone3B | Zone3B(TX-ElPaso-TX) | ASHRAE30pct-state-STD2013 | state | TX | 0.0817 | 0.67 | ASHRAE30pct-state-3B_OfficeLarge_STD2013_TX-ElPaso-TX.table.csv.gz | Large Office | El Paso International Ap Ut TX USA TMY3 WMO#=722700 | Electricity | 2436.1111 | 1097591.6754 | 946813.8965 | 188975.0015 | 5626841.7117 | 528030.5598 | 678783.3388 | 138844.4456 | 110377.7787 | 499008.3373 | 0 | 0 | 0 | 0 | 9839877.8565 | 0 | 9817702.8563 | 22175.0002 | 550205.56 | 199.0303 | 89673.2399 | 77354.6953 | 15439.2576 | 459712.9678 | 43140.0967 | 55456.5988 | 11343.5912 | 9017.8645 | 40768.9812 | 0 | 0 | 0 | 0 | 803918.0209 | 0 | 802106.3234 | 1811.6975 | 44951.7942 | 8.3144 | 3746.0464 | 3231.4465 | 644.9658 | 19204.2363 | 1802.1519 | 2316.6665 | 473.8718 | 376.7159 | 1703.1 | 0 | 0 | 0 | 0 | 33583.1981 | 0 | 33507.5155 | 75.6826 | 1877.8345 | 6.4812 | 1.2936 | 42.2836 | 4.6465 | 0.95043 | 0 | 8.2689 | 0.016676 | 0 | 3.4158 | 0 | 67.2048 | 67.3566 | 67.3566 | 2
TX_3B_LO_2010_NG | 3B | LO | NG | 5421 | ASHRAE30pct-state-3B | OfficeLarge | STD2010 | TX-ElPaso-TX | Zone3B | Zone3B(TX-ElPaso-TX) | ASHRAE30pct-state-STD2010 | state | TX | 0.0817 | 0.67 | ASHRAE30pct-state-3B_OfficeLarge_STD2010_TX-ElPaso-TX.table.csv.gz | Large Office | El Paso International Ap Ut TX USA TMY3 WMO#=722700 | Natural Gas | 332835.4599 | 0 | 0 | 0 | 0 | 0 | 0 | 0 | 0 | 0 | 0 | 449966.6995 | 0 | 0 | 782811.6376 | 0 | 782802.1594 | 0 | 0 | 2229.9976 | 0 | 0 | 0 | 0 | 0 | 0 | 0 | 0 | 0 | 0 | 3014.7769 | 0 | 0 | 5244.838 | 0 | 5244.7745 | 0 | 0 | 332.8355 | 0 | 0 | 0 | 0 | 0 | 0 | 0 | 0 | 0 | 0 | 449.9667 | 0 | 0 | 782.8116 | 0 | 782.8022 | 0 | 0 | 0 | 0 | 0 | 0 | 0 | 0 | 0 | 0.66756 | 0.90248 | 0 | 0 | 1.57 | 1.5701 | 1.57 | 1
TX_3B_LO_2013_NG | 3B | LO | NG | 5781 | ASHRAE30pct-state-3B | OfficeLarge | STD2013 | TX-ElPaso-TX | Zone3B | Zone3B(TX-ElPaso-TX) | ASHRAE30pct-state-STD2013 | state | TX | 0.0817 | 0.67 | ASHRAE30pct-state-3B_OfficeLarge_STD2013_TX-ElPaso-TX.table.csv.gz | Large Office | El Paso International Ap Ut TX USA TMY3 WMO#=722700 | Natural Gas | 399324.8308 | 0 | 0 | 0 | 0 | 0 | 0 | 0 | 0 | 0 | 0 | 449976.1777 | 0 | 0 | 849301.0085 | 0 | 849301.0085 | 0 | 0 | 2675.4764 | 0 | 0 | 0 | 0 | 0 | 0 | 0 | 0 | 0 | 0 | 3014.8404 | 0 | 0 | 5690.3168 | 0 | 5690.3168 | 0 | 0 | 399.3248 | 0 | 0 | 0 | 0 | 0 | 0 | 0 | 0 | 0 | 0 | 449.9762 | 0 | 0 | 849.301 | 0 | 849.301 | 0 | 0 | 0 | 0 | 0 | 0 | 0 | 0 | 0 | 0.80091 | 0.9025 | 0 | 0 | 1.7034 | 1.7034 | 1.7034 | 2
UT_3B_LO_2010_EL | 3B | LO | EL | 5472 | ASHRAE30pct-state-3B | OfficeLarge | STD2010 | UT-SaintGeorge-UT | Zone3B | Zone3B(UT-SaintGeorge-UT) | ASHRAE30pct-state-STD2010 | state | UT | 0.0805 | 0.69 | ASHRAE30pct-state-3B_OfficeLarge_STD2010_UT-SaintGeorge-UT.table.csv.gz | Large Office | Saint George Awos UT USA TMY3 WMO#=724754 | Electricity | 43880.5559 | 1170144.4538 | 1063275.0085 | 188902.7793 | 5632122.2673 | 529147.2265 | 724302.7836 | 153913.8901 | 125150.001 | 598911.1159 | 0 | 0 | 0 | 0 | 10252075.082 | 0 | 10229750.0818 | 22325.0002 | 551472.2266 | 3532.3848 | 94196.6285 | 85593.6382 | 15206.6737 | 453385.8425 | 42596.3517 | 58306.3741 | 12390.0682 | 10074.5751 | 48212.3448 | 0 | 0 | 0 | 0 | 825292.0441 | 0 | 823494.8816 | 1797.1625 | 44393.5142 | 149.763 | 3993.6667 | 3628.9246 | 644.7193 | 19222.2587 | 1805.9631 | 2472.0229 | 525.3033 | 427.1331 | 2044.0651 | 0 | 0 | 0 | 0 | 34990.0144 | 0 | 34913.8199 | 76.1945 | 1882.1576 | 7.2784 | 1.2931 | 42.3284 | 4.958 | 1.0536 | 0 | 8.8666 | 0.30037 | 0 | 4.0997 | 0 | 70.0254 | 70.1782 | 70.1782 | 1
UT_3B_LO_2013_EL | 3B | LO | EL | 5832 | ASHRAE30pct-state-3B | OfficeLarge | STD2013 | UT-SaintGeorge-UT | Zone3B | Zone3B(UT-SaintGeorge-UT) | ASHRAE30pct-state-STD2013 | state | UT | 0.0805 | 0.69 | ASHRAE30pct-state-3B_OfficeLarge_STD2013_UT-SaintGeorge-UT.table.csv.gz | Large Office | Saint George Awos UT USA TMY3 WMO#=724754 | Electricity | 3758.3334 | 1094805.5643 | 948633.3409 | 188902.7793 | 5626841.7117 | 528030.5598 | 675155.561 | 139963.89 | 85711.1118 | 583488.8936 | 0 | 0 | 0 | 0 | 9897469.5236 | 0 | 9875291.7457 | 22177.778 | 550208.3377 | 302.5458 | 88131.8479 | 76364.9839 | 15206.6737 | 452960.7578 | 42506.4601 | 54350.0227 | 11267.0931 | 6899.7445 | 46970.8559 | 0 | 0 | 0 | 0 | 796746.2967 | 0 | 794960.9855 | 1785.3111 | 44291.7712 | 12.8271 | 3736.5375 | 3237.6562 | 644.7193 | 19204.2363 | 1802.1519 | 2304.285 | 477.6924 | 292.5294 | 1991.4295 | 0 | 0 | 0 | 0 | 33779.7567 | 0 | 33704.0646 | 75.6921 | 1877.844 | 6.4937 | 1.2931 | 42.2836 | 4.6216 | 0.95809 | 0 | 8.081 | 0.025727 | 0 | 3.9941 | 0 | 67.599 | 67.7508 | 67.7508 | 2
UT_3B_LO_2010_NG | 3B | LO | NG | 5481 | ASHRAE30pct-state-3B | OfficeLarge | STD2010 | UT-SaintGeorge-UT | Zone3B | Zone3B(UT-SaintGeorge-UT) | ASHRAE30pct-state-STD2010 | state | UT | 0.0805 | 0.69 | ASHRAE30pct-state-3B_OfficeLarge_STD2010_UT-SaintGeorge-UT.table.csv.gz | Large Office | Saint George Awos UT USA TMY3 WMO#=724754 | Natural Gas | 413731.6511 | 0 | 0 | 0 | 0 | 0 | 0 | 0 | 0 | 0 | 0 | 449976.1777 | 0 | 0 | 863717.3069 | 0 | 863707.8288 | 0 | 0 | 2854.7484 | 0 | 0 | 0 | 0 | 0 | 0 | 0 | 0 | 0 | 0 | 3104.8356 | 0 | 0 | 5959.6494 | 0 | 5959.584 | 0 | 0 | 413.7317 | 0 | 0 | 0 | 0 | 0 | 0 | 0 | 0 | 0 | 0 | 449.9762 | 0 | 0 | 863.7173 | 0 | 863.7078 | 0 | 0 | 0 | 0 | 0 | 0 | 0 | 0 | 0 | 0.82981 | 0.9025 | 0 | 0 | 1.7323 | 1.7323 | 1.7323 | 1
UT_3B_LO_2013_NG | 3B | LO | NG | 5841 | ASHRAE30pct-state-3B | OfficeLarge | STD2013 | UT-SaintGeorge-UT | Zone3B | Zone3B(UT-SaintGeorge-UT) | ASHRAE30pct-state-STD2013 | state | UT | 0.0805 | 0.69 | ASHRAE30pct-state-3B_OfficeLarge_STD2013_UT-SaintGeorge-UT.table.csv.gz | Large Office | Saint George Awos UT USA TMY3 WMO#=724754 | Natural Gas | 511461.0743 | 0 | 0 | 0 | 0 | 0 | 0 | 0 | 0 | 0 | 0 | 449985.6559 | 0 | 0 | 961456.2084 | 0 | 961446.7302 | 0 | 0 | 3529.0814 | 0 | 0 | 0 | 0 | 0 | 0 | 0 | 0 | 0 | 0 | 3104.901 | 0 | 0 | 6634.0478 | 0 | 6633.9824 | 0 | 0 | 511.4611 | 0 | 0 | 0 | 0 | 0 | 0 | 0 | 0 | 0 | 0 | 449.9857 | 0 | 0 | 961.4562 | 0 | 961.4467 | 0 | 0 | 0 | 0 | 0 | 0 | 0 | 0 | 0 | 1.0258 | 0.90252 | 0 | 0 | 1.9283 | 1.9284 | 1.9283 | 2
CA_3C_LO_2010_EL | 3C | LO | EL | 5952 | ASHRAE30pct-state-3C | OfficeLarge | STD2010 | CA-SanFrancisco-CA | Zone3C | Zone3C(CA-SanFrancisco-CA) | ASHRAE30pct-state-STD2010 | state | CA | 0.136 | 0.7 | ASHRAE30pct-state-3C_OfficeLarge_STD2010_CA-SanFrancisco-CA.table.csv.gz | Large Office | San Francisco Intl Ap CA USA TMY3 WMO#=724940 | Electricity | 4405.5556 | 394302.7809 | 1060605.564 | 188913.8904 | 5632122.2673 | 529147.2265 | 603394.4493 | 86544.4451 | 41280.5559 | 141666.6678 | 0 | 0 | 0 | 0 | 8704705.6252 | 0 | 8682383.4028 | 22322.2224 | 551469.4489 | 599.1556 | 53625.1782 | 144242.3567 | 25692.2891 | 765968.6283 | 71964.0228 | 82061.6451 | 11770.0445 | 5614.1556 | 19266.6668 | 0 | 0 | 0 | 0 | 1183839.965 | 0 | 1180804.1428 | 3035.8222 | 74999.845 | 15.036 | 1345.7432 | 3619.8139 | 644.7573 | 19222.2587 | 1805.9631 | 2059.3666 | 295.3735 | 140.8893 | 483.5039 | 0 | 0 | 0 | 0 | 29708.8905 | 0 | 29632.7054 | 76.1851 | 1882.1481 | 7.2601 | 1.2932 | 42.3283 | 4.1304 | 0.59242 | 0 | 2.9817 | 0.030157 | 0 | 0.96975 | 0 | 59.4333 | 59.5861 | 59.5861 | 1
CA_3C_LO_2013_EL | 3C | LO | EL | 6012 | ASHRAE30pct-state-3C | OfficeLarge | STD2013 | CA-SanFrancisco-CA | Zone3C | Zone3C(CA-SanFrancisco-CA) | ASHRAE30pct-state-STD2013 | state | CA | 0.136 | 0.7 | ASHRAE30pct-state-3C_OfficeLarge_STD2013_CA-SanFrancisco-CA.table.csv.gz | Large Office | San Francisco Intl Ap CA USA TMY3 WMO#=724940 | Electricity | 2850 | 375727.7808 | 949172.2298 | 188913.8904 | 5626841.7117 | 528030.5598 | 547166.671 | 72802.7784 | 27594.4447 | 141447.2234 | 0 | 0 | 0 | 0 | 8482725.0679 | 0 | 8460547.2899 | 22177.778 | 550208.3377 | 387.6 | 51098.9782 | 129087.4233 | 25692.2891 | 765250.4728 | 71812.1561 | 74414.6673 | 9901.1779 | 3752.8445 | 19236.8224 | 0 | 0 | 0 | 0 | 1153650.6092 | 0 | 1150634.4314 | 3016.1778 | 74828.3339 | 9.727 | 1282.3473 | 3239.4954 | 644.7573 | 19204.2363 | 1802.1519 | 1867.4629 | 248.4736 | 94.179 | 482.755 | 0 | 0 | 0 | 0 | 28951.2777 | 0 | 28875.5856 | 75.6921 | 1877.844 | 6.4973 | 1.2932 | 42.2836 | 3.7455 | 0.49835 | 0 | 2.7608 | 0.019509 | 0 | 0.96824 | 0 | 57.9147 | 58.0665 | 58.0665 | 2
CA_3C_LO_2010_NG | 3C | LO | NG | 5961 | ASHRAE30pct-state-3C | OfficeLarge | STD2010 | CA-SanFrancisco-CA | Zone3C | Zone3C(CA-SanFrancisco-CA) | ASHRAE30pct-state-STD2010 | state | CA | 0.136 | 0.7 | ASHRAE30pct-state-3C_OfficeLarge_STD2010_CA-SanFrancisco-CA.table.csv.gz | Large Office | San Francisco Intl Ap CA USA TMY3 WMO#=724940 | Natural Gas | 171422.2043 | 0 | 0 | 0 | 0 | 0 | 0 | 0 | 0 | 0 | 0 | 504873.7453 | 0 | 0 | 676295.9496 | 0 | 676295.9496 | 0 | 0 | 1199.9554 | 0 | 0 | 0 | 0 | 0 | 0 | 0 | 0 | 0 | 0 | 3534.1162 | 0 | 0 | 4734.0716 | 0 | 4734.0716 | 0 | 0 | 171.4222 | 0 | 0 | 0 | 0 | 0 | 0 | 0 | 0 | 0 | 0 | 504.8737 | 0 | 0 | 676.2959 | 0 | 676.2959 | 0 | 0 | 0 | 0 | 0 | 0 | 0 | 0 | 0 | 0.34382 | 1.0126 | 0 | 0 | 1.3564 | 1.3564 | 1.3564 | 1
CA_3C_LO_2013_NG | 3C | LO | NG | 6021 | ASHRAE30pct-state-3C | OfficeLarge | STD2013 | CA-SanFrancisco-CA | Zone3C | Zone3C(CA-SanFrancisco-CA) | ASHRAE30pct-state-STD2013 | state | CA | 0.136 | 0.7 | ASHRAE30pct-state-3C_OfficeLarge_STD2013_CA-SanFrancisco-CA.table.csv.gz | Large Office | San Francisco Intl Ap CA USA TMY3 WMO#=724940 | Natural Gas | 163299.4116 | 0 | 0 | 0 | 0 | 0 | 0 | 0 | 0 | 0 | 0 | 504665.2255 | 0 | 0 | 667964.6371 | 0 | 667964.6371 | 0 | 0 | 1143.0959 | 0 | 0 | 0 | 0 | 0 | 0 | 0 | 0 | 0 | 0 | 3532.6566 | 0 | 0 | 4675.7525 | 0 | 4675.7525 | 0 | 0 | 163.2994 | 0 | 0 | 0 | 0 | 0 | 0 | 0 | 0 | 0 | 0 | 504.6652 | 0 | 0 | 667.9646 | 0 | 667.9646 | 0 | 0 | 0 | 0 | 0 | 0 | 0 | 0 | 0 | 0.32752 | 1.0122 | 0 | 0 | 1.3397 | 1.3397 | 1.3397 | 2
AR_4A_LO_2010_EL | 4A | LO | EL | 7152 | ASHRAE30pct-state-4A | OfficeLarge | STD2010 | AR-Springfield-MO | Zone4A | Zone4A(AR-Springfield-MO) | ASHRAE30pct-state-STD2010 | state | AR | 0.0768 | 0.77 | ASHRAE30pct-state-4A_OfficeLarge_STD2010_AR-Springfield-MO.table.csv.gz | Large Office | Springfield Regional Arpt MO USA TMY3 WMO#=724400 | Electricity | 233.3333 | 1305836.1216 | 1051550.0084 | 188944.446 | 5632122.2673 | 529147.2265 | 656730.5608 | 166397.2236 | 126238.8899 | 6513.8889 | 0 | 0 | 0 | 0 | 9686030.633 | 0 | 9663713.9662 | 22316.6668 | 551463.8933 | 17.92 | 100288.2141 | 80759.0406 | 14510.9334 | 432546.9901 | 40638.507 | 50436.9071 | 12779.3068 | 9695.1467 | 500.2667 | 0 | 0 | 0 | 0 | 743887.1526 | 0 | 742173.2326 | 1713.92 | 42352.427 | 0.79636 | 4456.7782 | 3588.9076 | 644.8615 | 19222.2587 | 1805.9631 | 2241.401 | 567.9086 | 430.8494 | 22.2317 | 0 | 0 | 0 | 0 | 33058.1223 | 0 | 32981.9562 | 76.1661 | 1882.1292 | 7.1981 | 1.2934 | 42.3283 | 4.4955 | 1.139 | 0 | 9.8029 | 0.0015972 | 0 | 0.044589 | 0 | 66.1507 | 66.3035 | 66.3035 | 1
AR_4A_LO_2013_EL | 4A | LO | EL | 8232 | ASHRAE30pct-state-4A | OfficeLarge | STD2013 | AR-Springfield-MO | Zone4A | Zone4A(AR-Springfield-MO) | ASHRAE30pct-state-STD2013 | state | AR | 0.0768 | 0.77 | ASHRAE30pct-state-4A_OfficeLarge_STD2013_AR-Springfield-MO.table.csv.gz | Large Office | Springfield Regional Arpt MO USA TMY3 WMO#=724400 | Electricity | 1238.8889 | 1216388.8986 | 945213.8965 | 188944.446 | 5626841.7117 | 528030.5598 | 632075.0051 | 148169.4456 | 101391.6675 | 6813.8889 | 31902.778 | 0 | 0 | 0 | 9449188.9645 | 0 | 9427011.1865 | 22177.778 | 550208.3377 | 95.1467 | 93418.6674 | 72592.4272 | 14510.9334 | 432141.4435 | 40552.747 | 48543.3604 | 11379.4134 | 7786.8801 | 523.3067 | 2450.1334 | 0 | 0 | 0 | 725697.7125 | 0 | 723994.4591 | 1703.2533 | 42256.0003 | 4.2283 | 4151.4976 | 3225.9857 | 644.8615 | 19204.2363 | 1802.1519 | 2157.2524 | 505.6977 | 346.0466 | 23.2556 | 108.8832 | 0 | 0 | 0 | 32249.789 | 0 | 32174.0969 | 75.6921 | 1877.844 | 6.4702 | 1.2934 | 42.2836 | 4.3267 | 1.0143 | 0.21838 | 9.0206 | 0.0084805 | 0 | 0.046643 | 0 | 64.5304 | 64.6822 | 64.6822 | 2
AR_4A_LO_2010_NG | 4A | LO | NG | 7161 | ASHRAE30pct-state-4A | OfficeLarge | STD2010 | AR-Springfield-MO | Zone4A | Zone4A(AR-Springfield-MO) | ASHRAE30pct-state-STD2010 | state | AR | 0.0768 | 0.77 | ASHRAE30pct-state-4A_OfficeLarge_STD2010_AR-Springfield-MO.table.csv.gz | Large Office | Springfield Regional Arpt MO USA TMY3 WMO#=724400 | Natural Gas | 2416033.2297 | 0 | 0 | 0 | 0 | 0 | 0 | 0 | 0 | 0 | 0 | 510314.2156 | 0 | 0 | 2926356.9235 | 0 | 2926347.4453 | 0 | 0 | 18603.4559 | 0 | 0 | 0 | 0 | 0 | 0 | 0 | 0 | 0 | 0 | 3929.4195 | 0 | 0 | 22532.9483 | 0 | 22532.8753 | 0 | 0 | 2416.0332 | 0 | 0 | 0 | 0 | 0 | 0 | 0 | 0 | 0 | 0 | 510.3142 | 0 | 0 | 2926.3569 | 0 | 2926.3474 | 0 | 0 | 0 | 0 | 0 | 0 | 0 | 0 | 0 | 4.8458 | 1.0235 | 0 | 0 | 5.8693 | 5.8693 | 5.8693 | 1
AR_4A_LO_2013_NG | 4A | LO | NG | 8241 | ASHRAE30pct-state-4A | OfficeLarge | STD2013 | AR-Springfield-MO | Zone4A | Zone4A(AR-Springfield-MO) | ASHRAE30pct-state-STD2013 | state | AR | 0.0768 | 0.77 | ASHRAE30pct-state-4A_OfficeLarge_STD2013_AR-Springfield-MO.table.csv.gz | Large Office | Springfield Regional Arpt MO USA TMY3 WMO#=724400 | Natural Gas | 2995433.8352 | 0 | 0 | 0 | 0 | 0 | 0 | 0 | 0 | 0 | 0 | 510105.6958 | 0 | 0 | 3505549.0092 | 0 | 3505539.531 | 0 | 0 | 23064.8405 | 0 | 0 | 0 | 0 | 0 | 0 | 0 | 0 | 0 | 0 | 3927.8139 | 0 | 0 | 26992.7274 | 0 | 26992.6544 | 0 | 0 | 2995.4338 | 0 | 0 | 0 | 0 | 0 | 0 | 0 | 0 | 0 | 0 | 510.1057 | 0 | 0 | 3505.549 | 0 | 3505.5395 | 0 | 0 | 0 | 0 | 0 | 0 | 0 | 0 | 0 | 6.0078 | 1.0231 | 0 | 0 | 7.0309 | 7.031 | 7.0309 | 2
DC_4A_LO_2010_EL | 4A | LO | EL | 7212 | ASHRAE30pct-state-4A | OfficeLarge | STD2010 | DC-Baltimore-MD | Zone4A | Zone4A(DC-Baltimore-MD) | ASHRAE30pct-state-STD2010 | state | DC | 0.12 | 1.12 | ASHRAE30pct-state-4A_OfficeLarge_STD2010_DC-Baltimore-MD.table.csv.gz | Large Office | Baltimore Blt Washngtn IntL MD USA TMY3 WMO#=724060 | Electricity | 119.4444 | 1281330.5658 | 1052813.8973 | 189333.3348 | 5632122.2673 | 529147.2265 | 627508.3384 | 157511.1124 | 121747.2232 | 7305.5556 | 0 | 0 | 0 | 0 | 9621255.6325 | 0 | 9598938.9657 | 22316.6668 | 551463.8933 | 14.3333 | 153759.6679 | 126337.6677 | 22720.0002 | 675854.6721 | 63497.6672 | 75301.0006 | 18901.3335 | 14609.6668 | 876.6667 | 0 | 0 | 0 | 0 | 1154550.6759 | 0 | 1151872.6759 | 2678 | 66175.6672 | 0.40766 | 4373.1415 | 3593.2212 | 646.1888 | 19222.2587 | 1805.9631 | 2141.6665 | 537.5805 | 415.5195 | 24.9336 | 0 | 0 | 0 | 0 | 32837.0472 | 0 | 32760.8811 | 76.1661 | 1882.1292 | 7.2068 | 1.296 | 42.3283 | 4.2955 | 1.0782 | 0 | 9.6044 | 0.00081763 | 0 | 0.050008 | 0 | 65.7073 | 65.8601 | 65.8601 | 1
DC_4A_LO_2013_EL | 4A | LO | EL | 8292 | ASHRAE30pct-state-4A | OfficeLarge | STD2013 | DC-Baltimore-MD | Zone4A | Zone4A(DC-Baltimore-MD) | ASHRAE30pct-state-STD2013 | state | DC | 0.12 | 1.12 | ASHRAE30pct-state-4A_OfficeLarge_STD2013_DC-Baltimore-MD.table.csv.gz | Large Office | Baltimore Blt Washngtn IntL MD USA TMY3 WMO#=724060 | Electricity | 1430.5556 | 1193722.2318 | 945983.3409 | 189333.3348 | 5626841.7117 | 528030.5598 | 604794.4493 | 139808.3345 | 100355.5564 | 7791.6667 | 30600.0002 | 0 | 0 | 0 | 9390869.5196 | 0 | 9368691.7416 | 22177.778 | 550208.3377 | 171.6667 | 143246.6678 | 113518.0009 | 22720.0002 | 675221.0054 | 63363.6672 | 72575.3339 | 16777.0001 | 12042.6668 | 935 | 3672 | 0 | 0 | 0 | 1126904.3423 | 0 | 1124243.009 | 2661.3334 | 66025.0005 | 4.8824 | 4074.137 | 3228.6118 | 646.1888 | 19204.2363 | 1802.1519 | 2064.1447 | 477.1615 | 342.5104 | 26.5927 | 104.4369 | 0 | 0 | 0 | 32050.7466 | 0 | 31975.0545 | 75.6921 | 1877.844 | 6.4755 | 1.296 | 42.2836 | 4.14 | 0.95703 | 0.20947 | 8.8583 | 0.0097925 | 0 | 0.053336 | 0 | 64.1312 | 64.283 | 64.283 | 2
DC_4A_LO_2010_NG | 4A | LO | NG | 7221 | ASHRAE30pct-state-4A | OfficeLarge | STD2010 | DC-Baltimore-MD | Zone4A | Zone4A(DC-Baltimore-MD) | ASHRAE30pct-state-STD2010 | state | DC | 0.12 | 1.12 | ASHRAE30pct-state-4A_OfficeLarge_STD2010_DC-Baltimore-MD.table.csv.gz | Large Office | Baltimore Blt Washngtn IntL MD USA TMY3 WMO#=724060 | Natural Gas | 2223711.6579 | 0 | 0 | 0 | 0 | 0 | 0 | 0 | 0 | 0 | 0 | 510314.2156 | 0 | 0 | 2734025.8735 | 0 | 2734025.8735 | 0 | 0 | 24905.5706 | 0 | 0 | 0 | 0 | 0 | 0 | 0 | 0 | 0 | 0 | 5715.5192 | 0 | 0 | 30621.0898 | 0 | 30621.0898 | 0 | 0 | 2223.7117 | 0 | 0 | 0 | 0 | 0 | 0 | 0 | 0 | 0 | 0 | 510.3142 | 0 | 0 | 2734.0259 | 0 | 2734.0259 | 0 | 0 | 0 | 0 | 0 | 0 | 0 | 0 | 0 | 4.46 | 1.0235 | 0 | 0 | 5.4835 | 5.4835 | 5.4835 | 1
DC_4A_LO_2013_NG | 4A | LO | NG | 8301 | ASHRAE30pct-state-4A | OfficeLarge | STD2013 | DC-Baltimore-MD | Zone4A | Zone4A(DC-Baltimore-MD) | ASHRAE30pct-state-STD2013 | state | DC | 0.12 | 1.12 | ASHRAE30pct-state-4A_OfficeLarge_STD2013_DC-Baltimore-MD.table.csv.gz | Large Office | Baltimore Blt Washngtn IntL MD USA TMY3 WMO#=724060 | Natural Gas | 2861772.6649 | 0 | 0 | 0 | 0 | 0 | 0 | 0 | 0 | 0 | 0 | 510105.6958 | 0 | 0 | 3371878.3607 | 0 | 3371878.3607 | 0 | 0 | 32051.8538 | 0 | 0 | 0 | 0 | 0 | 0 | 0 | 0 | 0 | 0 | 5713.1838 | 0 | 0 | 37765.0376 | 0 | 37765.0376 | 0 | 0 | 2861.7727 | 0 | 0 | 0 | 0 | 0 | 0 | 0 | 0 | 0 | 0 | 510.1057 | 0 | 0 | 3371.8784 | 0 | 3371.8784 | 0 | 0 | 0 | 0 | 0 | 0 | 0 | 0 | 0 | 5.7398 | 1.0231 | 0 | 0 | 6.7629 | 6.7629 | 6.7629 | 2
DE_4A_LO_2010_EL | 4A | LO | EL | 7272 | ASHRAE30pct-state-4A | OfficeLarge | STD2010 | DE-Wilmington-DE | Zone4A | Zone4A(DE-Wilmington-DE) | ASHRAE30pct-state-STD2010 | state | DE | 0.1011 | 1.3 | ASHRAE30pct-state-4A_OfficeLarge_STD2010_DE-Wilmington-DE.table.csv.gz | Large Office | Wilmington New Castle Cnty Ap DE USA TMY3 WMO#=724089 | Electricity | 125 | 1229347.2321 | 1052586.1195 | 189366.6682 | 5632122.2673 | 529147.2265 | 621861.1161 | 150094.4456 | 116816.6676 | 7297.2223 | 0 | 0 | 0 | 0 | 9551077.8542 | 0 | 9528763.9651 | 22313.8891 | 551461.1155 | 12.6375 | 124287.0052 | 106416.4567 | 19144.9702 | 569407.5612 | 53496.7846 | 62870.1588 | 15174.5485 | 11810.1651 | 737.7492 | 0 | 0 | 0 | 0 | 965613.9711 | 0 | 963358.0369 | 2255.9342 | 55752.7188 | 0.42662 | 4195.724 | 3592.4438 | 646.3026 | 19222.2587 | 1805.9631 | 2122.3927 | 512.2677 | 398.6917 | 24.9052 | 0 | 0 | 0 | 0 | 32597.5326 | 0 | 32521.376 | 76.1566 | 1882.1197 | 7.2052 | 1.2963 | 42.3283 | 4.2568 | 1.0274 | 0 | 9.2149 | 0.00085566 | 0 | 0.049951 | 0 | 65.227 | 65.3797 | 65.3797 | 1
DE_4A_LO_2013_EL | 4A | LO | EL | 8352 | ASHRAE30pct-state-4A | OfficeLarge | STD2013 | DE-Wilmington-DE | Zone4A | Zone4A(DE-Wilmington-DE) | ASHRAE30pct-state-STD2013 | state | DE | 0.1011 | 1.3 | ASHRAE30pct-state-4A_OfficeLarge_STD2013_DE-Wilmington-DE.table.csv.gz | Large Office | Wilmington New Castle Cnty Ap DE USA TMY3 WMO#=724089 | Electricity | 1125 | 1145766.6758 | 946338.8965 | 189366.6682 | 5626841.7117 | 528030.5598 | 600000.0048 | 133858.3344 | 95413.8897 | 7755.5556 | 28913.8891 | 0 | 0 | 0 | 9325588.9635 | 0 | 9303411.1855 | 22177.778 | 550208.3377 | 113.7375 | 115837.0109 | 95674.8624 | 19144.9702 | 568873.6971 | 53383.8896 | 60660.0005 | 13533.0776 | 9646.3442 | 784.0867 | 2923.1942 | 0 | 0 | 0 | 942817.0442 | 0 | 940574.8709 | 2242.1734 | 55626.0629 | 3.8396 | 3910.4661 | 3229.8253 | 646.3026 | 19204.2363 | 1802.1519 | 2047.7814 | 456.8543 | 325.6446 | 26.4695 | 98.6822 | 0 | 0 | 0 | 31827.946 | 0 | 31752.254 | 75.6921 | 1877.844 | 6.4779 | 1.2963 | 42.2836 | 4.1072 | 0.9163 | 0.19792 | 8.4962 | 0.0077009 | 0 | 0.053089 | 0 | 63.6844 | 63.8362 | 63.8362 | 2
DE_4A_LO_2010_NG | 4A | LO | NG | 7281 | ASHRAE30pct-state-4A | OfficeLarge | STD2010 | DE-Wilmington-DE | Zone4A | Zone4A(DE-Wilmington-DE) | ASHRAE30pct-state-STD2010 | state | DE | 0.1011 | 1.3 | ASHRAE30pct-state-4A_OfficeLarge_STD2010_DE-Wilmington-DE.table.csv.gz | Large Office | Wilmington New Castle Cnty Ap DE USA TMY3 WMO#=724089 | Natural Gas | 2610430.521 | 0 | 0 | 0 | 0 | 0 | 0 | 0 | 0 | 0 | 0 | 510323.6938 | 0 | 0 | 3120754.2148 | 0 | 3120754.2148 | 0 | 0 | 33935.5968 | 0 | 0 | 0 | 0 | 0 | 0 | 0 | 0 | 0 | 0 | 6634.208 | 0 | 0 | 40569.8048 | 0 | 40569.8048 | 0 | 0 | 2610.4305 | 0 | 0 | 0 | 0 | 0 | 0 | 0 | 0 | 0 | 0 | 510.3237 | 0 | 0 | 3120.7542 | 0 | 3120.7542 | 0 | 0 | 0 | 0 | 0 | 0 | 0 | 0 | 0 | 5.2356 | 1.0235 | 0 | 0 | 6.2592 | 6.2592 | 6.2592 | 1
DE_4A_LO_2013_NG | 4A | LO | NG | 8361 | ASHRAE30pct-state-4A | OfficeLarge | STD2013 | DE-Wilmington-DE | Zone4A | Zone4A(DE-Wilmington-DE) | ASHRAE30pct-state-STD2013 | state | DE | 0.1011 | 1.3 | ASHRAE30pct-state-4A_OfficeLarge_STD2013_DE-Wilmington-DE.table.csv.gz | Large Office | Wilmington New Castle Cnty Ap DE USA TMY3 WMO#=724089 | Natural Gas | 3341036.3917 | 0 | 0 | 0 | 0 | 0 | 0 | 0 | 0 | 0 | 0 | 510124.6522 | 0 | 0 | 3851161.0438 | 0 | 3851161.0438 | 0 | 0 | 43433.4731 | 0 | 0 | 0 | 0 | 0 | 0 | 0 | 0 | 0 | 0 | 6631.6205 | 0 | 0 | 50065.0936 | 0 | 50065.0936 | 0 | 0 | 3341.0364 | 0 | 0 | 0 | 0 | 0 | 0 | 0 | 0 | 0 | 0 | 510.1247 | 0 | 0 | 3851.161 | 0 | 3851.161 | 0 | 0 | 0 | 0 | 0 | 0 | 0 | 0 | 0 | 6.701 | 1.0231 | 0 | 0 | 7.7241 | 7.7241 | 7.7241 | 2
GA_4A_LO_2010_EL | 4A | LO | EL | 7332 | ASHRAE30pct-state-4A | OfficeLarge | STD2010 | GA-Chattanooga-TN | Zone4A | Zone4A(GA-Chattanooga-TN) | ASHRAE30pct-state-STD2010 | state | GA | 0.0947 | 0.94 | ASHRAE30pct-state-4A_OfficeLarge_STD2010_GA-Chattanooga-TN.table.csv.gz | Large Office | Chattanooga Lovell Field Ap TN USA TMY3 WMO#=723240 | Electricity | 94.4444 | 1442591.6782 | 1051080.564 | 189100.0015 | 5632122.2673 | 529147.2265 | 652472.2274 | 183038.8904 | 155411.1124 | 4702.7778 | 0 | 0 | 0 | 0 | 9862077.8567 | 0 | 9839761.1898 | 22316.6668 | 551463.8933 | 8.9439 | 136613.4319 | 99537.3294 | 17907.7701 | 533361.9787 | 50110.2423 | 61789.1199 | 17333.7829 | 14717.4323 | 445.3531 | 0 | 0 | 0 | 0 | 933938.773 | 0 | 931825.3847 | 2113.3884 | 52223.6307 | 0.32234 | 4923.5207 | 3587.3054 | 645.3924 | 19222.2587 | 1805.9631 | 2226.8675 | 624.7061 | 530.4133 | 16.0504 | 0 | 0 | 0 | 0 | 33658.966 | 0 | 33582.7999 | 76.1661 | 1882.1292 | 7.1949 | 1.2944 | 42.3283 | 4.4663 | 1.253 | 0 | 10.9388 | 0.0006465 | 0 | 0.032192 | 0 | 67.3558 | 67.5086 | 67.5086 | 1
GA_4A_LO_2013_EL | 4A | LO | EL | 8412 | ASHRAE30pct-state-4A | OfficeLarge | STD2013 | GA-Chattanooga-TN | Zone4A | Zone4A(GA-Chattanooga-TN) | ASHRAE30pct-state-STD2013 | state | GA | 0.0947 | 0.94 | ASHRAE30pct-state-4A_OfficeLarge_STD2013_GA-Chattanooga-TN.table.csv.gz | Large Office | Chattanooga Lovell Field Ap TN USA TMY3 WMO#=723240 | Electricity | 569.4444 | 1316008.3439 | 944533.3409 | 189100.0015 | 5626841.7117 | 528030.5598 | 630819.4495 | 160033.3346 | 127416.6677 | 4805.5556 | 38161.1114 | 0 | 0 | 0 | 9588494.5212 | 0 | 9566319.521 | 22175.0002 | 550205.56 | 53.9264 | 124625.9902 | 89447.3074 | 17907.7701 | 532861.9101 | 50004.494 | 59738.6019 | 15155.1568 | 12066.3584 | 455.0861 | 3613.8573 | 0 | 0 | 0 | 908030.4312 | 0 | 905930.4586 | 2099.9725 | 52104.4665 | 1.9435 | 4491.4957 | 3223.663 | 645.3924 | 19204.2363 | 1802.1519 | 2152.9672 | 546.1888 | 434.8691 | 16.4012 | 130.2427 | 0 | 0 | 0 | 32725.2346 | 0 | 32649.552 | 75.6826 | 1877.8345 | 6.4656 | 1.2944 | 42.2836 | 4.3181 | 1.0955 | 0.26122 | 9.8806 | 0.003898 | 0 | 0.032895 | 0 | 65.484 | 65.6358 | 65.6358 | 2
GA_4A_LO_2010_NG | 4A | LO | NG | 7341 | ASHRAE30pct-state-4A | OfficeLarge | STD2010 | GA-Chattanooga-TN | Zone4A | Zone4A(GA-Chattanooga-TN) | ASHRAE30pct-state-STD2010 | state | GA | 0.0947 | 0.94 | ASHRAE30pct-state-4A_OfficeLarge_STD2010_GA-Chattanooga-TN.table.csv.gz | Large Office | Chattanooga Lovell Field Ap TN USA TMY3 WMO#=723240 | Natural Gas | 968602.7494 | 0 | 0 | 0 | 0 | 0 | 0 | 0 | 0 | 0 | 0 | 510285.7811 | 0 | 0 | 1478879.0523 | 0 | 1478888.5305 | 0 | 0 | 9104.8658 | 0 | 0 | 0 | 0 | 0 | 0 | 0 | 0 | 0 | 0 | 4796.6863 | 0 | 0 | 13901.4631 | 0 | 13901.5522 | 0 | 0 | 968.6027 | 0 | 0 | 0 | 0 | 0 | 0 | 0 | 0 | 0 | 0 | 510.2858 | 0 | 0 | 1478.8791 | 0 | 1478.8885 | 0 | 0 | 0 | 0 | 0 | 0 | 0 | 0 | 0 | 1.9427 | 1.0235 | 0 | 0 | 2.9662 | 2.9661 | 2.9662 | 1
GA_4A_LO_2013_NG | 4A | LO | NG | 8421 | ASHRAE30pct-state-4A | OfficeLarge | STD2013 | GA-Chattanooga-TN | Zone4A | Zone4A(GA-Chattanooga-TN) | ASHRAE30pct-state-STD2013 | state | GA | 0.0947 | 0.94 | ASHRAE30pct-state-4A_OfficeLarge_STD2013_GA-Chattanooga-TN.table.csv.gz | Large Office | Chattanooga Lovell Field Ap TN USA TMY3 WMO#=723240 | Natural Gas | 1465998.2177 | 0 | 0 | 0 | 0 | 0 | 0 | 0 | 0 | 0 | 0 | 510067.7831 | 0 | 0 | 1976066.0008 | 0 | 1976066.0008 | 0 | 0 | 13780.3832 | 0 | 0 | 0 | 0 | 0 | 0 | 0 | 0 | 0 | 0 | 4794.6372 | 0 | 0 | 18575.0204 | 0 | 18575.0204 | 0 | 0 | 1465.9982 | 0 | 0 | 0 | 0 | 0 | 0 | 0 | 0 | 0 | 0 | 510.0678 | 0 | 0 | 1976.066 | 0 | 1976.066 | 0 | 0 | 0 | 0 | 0 | 0 | 0 | 0 | 0 | 2.9403 | 1.023 | 0 | 0 | 3.9633 | 3.9633 | 3.9633 | 2
IL_4A_LO_2010_EL | 4A | LO | EL | 7392 | ASHRAE30pct-state-4A | OfficeLarge | STD2010 | IL-StLouis-MO | Zone4A | Zone4A(IL-StLouis-MO) | ASHRAE30pct-state-STD2010 | state | IL | 0.0819 | 0.76 | ASHRAE30pct-state-4A_OfficeLarge_STD2010_IL-StLouis-MO.table.csv.gz | Large Office | St Louis Lambert IntL Arpt MO USA TMY3 WMO#=724340 | Electricity | 461.1111 | 1355936.122 | 1052500.0084 | 189363.8904 | 5632122.2673 | 529147.2265 | 640408.3385 | 174052.7792 | 131927.7788 | 7000.0001 | 0 | 0 | 0 | 0 | 9735233.4112 | 0 | 9712919.5221 | 22313.8891 | 551461.1155 | 37.765 | 111051.1684 | 86199.7507 | 15508.9026 | 461270.8137 | 43337.1578 | 52449.4429 | 14254.9226 | 10804.8851 | 573.3 | 0 | 0 | 0 | 0 | 797315.6164 | 0 | 795488.1089 | 1827.5075 | 45164.6654 | 1.5738 | 4627.768 | 3592.1499 | 646.2931 | 19222.2587 | 1805.9631 | 2185.6938 | 594.0367 | 450.2654 | 23.8908 | 0 | 0 | 0 | 0 | 33226.0498 | 0 | 33149.8932 | 76.1566 | 1882.1197 | 7.2046 | 1.2962 | 42.3283 | 4.3838 | 1.1914 | 0 | 10.1848 | 0.0031564 | 0 | 0.047917 | 0 | 66.4875 | 66.6403 | 66.6403 | 1
IL_4A_LO_2013_EL | 4A | LO | EL | 8472 | ASHRAE30pct-state-4A | OfficeLarge | STD2013 | IL-StLouis-MO | Zone4A | Zone4A(IL-StLouis-MO) | ASHRAE30pct-state-STD2013 | state | IL | 0.0819 | 0.76 | ASHRAE30pct-state-4A_OfficeLarge_STD2013_IL-StLouis-MO.table.csv.gz | Large Office | St Louis Lambert IntL Arpt MO USA TMY3 WMO#=724340 | Electricity | 1377.7778 | 1258513.899 | 946113.8965 | 189363.8904 | 5626841.7117 | 528030.5598 | 616022.2272 | 153352.779 | 107338.8897 | 7180.5556 | 32491.6669 | 0 | 0 | 0 | 9488808.4092 | 0 | 9466627.8535 | 22180.5557 | 550211.1155 | 112.84 | 103072.2883 | 77486.7281 | 15508.9026 | 460838.3362 | 43245.7028 | 50452.2204 | 12559.5926 | 8791.0551 | 588.0875 | 2661.0675 | 0 | 0 | 0 | 777133.4087 | 0 | 775316.8212 | 1816.5875 | 45062.2904 | 4.7023 | 4295.2689 | 3229.0574 | 646.2931 | 19204.2363 | 1802.1519 | 2102.4648 | 523.3883 | 366.3443 | 24.507 | 110.8931 | 0 | 0 | 0 | 32385.0089 | 0 | 32309.3074 | 75.7015 | 1877.8535 | 6.4764 | 1.2962 | 42.2836 | 4.2168 | 1.0497 | 0.22241 | 9.3496 | 0.0094313 | 0 | 0.049153 | 0 | 64.8016 | 64.9534 | 64.9534 | 2
IL_4A_LO_2010_NG | 4A | LO | NG | 7401 | ASHRAE30pct-state-4A | OfficeLarge | STD2010 | IL-StLouis-MO | Zone4A | Zone4A(IL-StLouis-MO) | ASHRAE30pct-state-STD2010 | state | IL | 0.0819 | 0.76 | ASHRAE30pct-state-4A_OfficeLarge_STD2010_IL-StLouis-MO.table.csv.gz | Large Office | St Louis Lambert IntL Arpt MO USA TMY3 WMO#=724340 | Natural Gas | 2857564.3569 | 0 | 0 | 0 | 0 | 0 | 0 | 0 | 0 | 0 | 0 | 510323.6938 | 0 | 0 | 3367888.0507 | 0 | 3367888.0507 | 0 | 0 | 21717.4891 | 0 | 0 | 0 | 0 | 0 | 0 | 0 | 0 | 0 | 0 | 3878.4601 | 0 | 0 | 25595.9492 | 0 | 25595.9492 | 0 | 0 | 2857.5644 | 0 | 0 | 0 | 0 | 0 | 0 | 0 | 0 | 0 | 0 | 510.3237 | 0 | 0 | 3367.8881 | 0 | 3367.8881 | 0 | 0 | 0 | 0 | 0 | 0 | 0 | 0 | 0 | 5.7313 | 1.0235 | 0 | 0 | 6.7549 | 6.7549 | 6.7549 | 1
IL_4A_LO_2013_NG | 4A | LO | NG | 8481 | ASHRAE30pct-state-4A | OfficeLarge | STD2013 | IL-StLouis-MO | Zone4A | Zone4A(IL-StLouis-MO) | ASHRAE30pct-state-STD2013 | state | IL | 0.0819 | 0.76 | ASHRAE30pct-state-4A_OfficeLarge_STD2013_IL-StLouis-MO.table.csv.gz | Large Office | St Louis Lambert IntL Arpt MO USA TMY3 WMO#=724340 | Natural Gas | 3501748.2625 | 0 | 0 | 0 | 0 | 0 | 0 | 0 | 0 | 0 | 0 | 510115.174 | 0 | 0 | 4011863.4365 | 0 | 4011863.4365 | 0 | 0 | 26613.2868 | 0 | 0 | 0 | 0 | 0 | 0 | 0 | 0 | 0 | 0 | 3876.8753 | 0 | 0 | 30490.1621 | 0 | 30490.1621 | 0 | 0 | 3501.7483 | 0 | 0 | 0 | 0 | 0 | 0 | 0 | 0 | 0 | 0 | 510.1152 | 0 | 0 | 4011.8634 | 0 | 4011.8634 | 0 | 0 | 0 | 0 | 0 | 0 | 0 | 0 | 0 | 7.0233 | 1.0231 | 0 | 0 | 8.0465 | 8.0465 | 8.0465 | 2
IN_4A_LO_2010_EL | 4A | LO | EL | 7452 | ASHRAE30pct-state-4A | OfficeLarge | STD2010 | IN-Evansville-IN | Zone4A | Zone4A(IN-Evansville-IN) | ASHRAE30pct-state-STD2010 | state | IN | 0.0907 | 0.75 | ASHRAE30pct-state-4A_OfficeLarge_STD2010_IN-Evansville-IN.table.csv.gz | Large Office | Evansville Regional Ap IN USA TMY3 WMO#=724320 | Electricity | 127.7778 | 1360958.3442 | 1053819.4529 | 190000.0015 | 5632122.2673 | 529147.2265 | 636597.2273 | 174458.3347 | 135616.6678 | 6225 | 0 | 0 | 0 | 0 | 9741386.189 | 0 | 9719072.3 | 22313.8891 | 551461.1155 | 11.5894 | 123438.9218 | 95581.4244 | 17233.0001 | 510833.4896 | 47993.6534 | 57739.3685 | 15823.371 | 12300.4318 | 564.6075 | 0 | 0 | 0 | 0 | 883543.7273 | 0 | 881519.8576 | 2023.8697 | 50017.5232 | 0.4361 | 4644.9086 | 3596.6531 | 648.4641 | 19222.2587 | 1805.9631 | 2172.6866 | 595.4209 | 462.8555 | 21.2457 | 0 | 0 | 0 | 0 | 33247.0491 | 0 | 33170.8925 | 76.1566 | 1882.1197 | 7.2137 | 1.3006 | 42.3283 | 4.3577 | 1.1942 | 0 | 10.2445 | 0.00087467 | 0 | 0.042612 | 0 | 66.5297 | 66.6824 | 66.6824 | 1
IN_4A_LO_2013_EL | 4A | LO | EL | 8532 | ASHRAE30pct-state-4A | OfficeLarge | STD2013 | IN-Evansville-IN | Zone4A | Zone4A(IN-Evansville-IN) | ASHRAE30pct-state-STD2013 | state | IN | 0.0907 | 0.75 | ASHRAE30pct-state-4A_OfficeLarge_STD2013_IN-Evansville-IN.table.csv.gz | Large Office | Evansville Regional Ap IN USA TMY3 WMO#=724320 | Electricity | 950 | 1255486.1212 | 947330.5631 | 190000.0015 | 5626841.7117 | 528030.5598 | 614716.6716 | 153225.0012 | 111602.7787 | 6444.4445 | 34786.1114 | 0 | 0 | 0 | 9491588.9648 | 0 | 9469413.9646 | 22175.0002 | 550205.56 | 86.165 | 113872.5912 | 85922.8821 | 17233.0001 | 510354.5432 | 47892.3718 | 55754.8021 | 13897.5076 | 10122.372 | 584.5111 | 3155.1003 | 0 | 0 | 0 | 860887.1191 | 0 | 858875.8466 | 2011.2725 | 49903.6443 | 3.2423 | 4284.9352 | 3233.2098 | 648.4641 | 19204.2363 | 1802.1519 | 2098.0089 | 522.9522 | 380.8968 | 21.9947 | 118.7239 | 0 | 0 | 0 | 32394.4989 | 0 | 32318.8163 | 75.6826 | 1877.8345 | 6.4847 | 1.3006 | 42.2836 | 4.2079 | 1.0489 | 0.23812 | 9.3581 | 0.006503 | 0 | 0.044114 | 0 | 64.8207 | 64.9725 | 64.9725 | 2
IN_4A_LO_2010_NG | 4A | LO | NG | 7461 | ASHRAE30pct-state-4A | OfficeLarge | STD2010 | IN-Evansville-IN | Zone4A | Zone4A(IN-Evansville-IN) | ASHRAE30pct-state-STD2010 | state | IN | 0.0907 | 0.75 | ASHRAE30pct-state-4A_OfficeLarge_STD2010_IN-Evansville-IN.table.csv.gz | Large Office | Evansville Regional Ap IN USA TMY3 WMO#=724320 | Natural Gas | 2353505.7343 | 0 | 0 | 0 | 0 | 0 | 0 | 0 | 0 | 0 | 0 | 510314.2156 | 0 | 0 | 2863819.9499 | 0 | 2863819.9499 | 0 | 0 | 17651.293 | 0 | 0 | 0 | 0 | 0 | 0 | 0 | 0 | 0 | 0 | 3827.3566 | 0 | 0 | 21478.6496 | 0 | 21478.6496 | 0 | 0 | 2353.5057 | 0 | 0 | 0 | 0 | 0 | 0 | 0 | 0 | 0 | 0 | 510.3142 | 0 | 0 | 2863.8199 | 0 | 2863.8199 | 0 | 0 | 0 | 0 | 0 | 0 | 0 | 0 | 0 | 4.7203 | 1.0235 | 0 | 0 | 5.7439 | 5.7439 | 5.7439 | 1
IN_4A_LO_2013_NG | 4A | LO | NG | 8541 | ASHRAE30pct-state-4A | OfficeLarge | STD2013 | IN-Evansville-IN | Zone4A | Zone4A(IN-Evansville-IN) | ASHRAE30pct-state-STD2013 | state | IN | 0.0907 | 0.75 | ASHRAE30pct-state-4A_OfficeLarge_STD2013_IN-Evansville-IN.table.csv.gz | Large Office | Evansville Regional Ap IN USA TMY3 WMO#=724320 | Natural Gas | 3011650.9861 | 0 | 0 | 0 | 0 | 0 | 0 | 0 | 0 | 0 | 0 | 510105.6958 | 0 | 0 | 3521766.1601 | 0 | 3521756.6819 | 0 | 0 | 22587.3824 | 0 | 0 | 0 | 0 | 0 | 0 | 0 | 0 | 0 | 0 | 3825.7927 | 0 | 0 | 26413.2462 | 0 | 26413.1751 | 0 | 0 | 3011.651 | 0 | 0 | 0 | 0 | 0 | 0 | 0 | 0 | 0 | 0 | 510.1057 | 0 | 0 | 3521.7662 | 0 | 3521.7567 | 0 | 0 | 0 | 0 | 0 | 0 | 0 | 0 | 0 | 6.0404 | 1.0231 | 0 | 0 | 7.0635 | 7.0635 | 7.0635 | 2
KS_4A_LO_2010_EL | 4A | LO | EL | 7512 | ASHRAE30pct-state-4A | OfficeLarge | STD2010 | KS-Topeka-KS | Zone4A | Zone4A(KS-Topeka-KS) | ASHRAE30pct-state-STD2010 | state | KS | 0.0913 | 0.86 | ASHRAE30pct-state-4A_OfficeLarge_STD2010_KS-Topeka-KS.table.csv.gz | Large Office | Topeka Municipal Ap KS USA TMY3 WMO#=724560 | Electricity | 30.5556 | 1357177.7886 | 1052394.4529 | 188961.1126 | 5632122.2673 | 529147.2265 | 652386.1163 | 166683.3347 | 127588.8899 | 7208.3334 | 0 | 0 | 0 | 0 | 9736013.9668 | 0 | 9713700.0777 | 22313.8891 | 551461.1155 | 2.7897 | 123910.3321 | 96083.6135 | 17252.1496 | 514212.763 | 48311.1418 | 59562.8524 | 15218.1885 | 11648.8656 | 658.1208 | 0 | 0 | 0 | 0 | 888898.0752 | 0 | 886860.8171 | 2037.2581 | 50348.3998 | 0.10429 | 4632.0057 | 3591.7896 | 644.9184 | 19222.2587 | 1805.9631 | 2226.5736 | 568.8851 | 435.4569 | 24.6018 | 0 | 0 | 0 | 0 | 33228.7139 | 0 | 33152.5572 | 76.1566 | 1882.1197 | 7.2039 | 1.2935 | 42.3283 | 4.4658 | 1.141 | 0 | 10.1636 | 0.00020916 | 0 | 0.049343 | 0 | 66.4929 | 66.6456 | 66.6456 | 1
KS_4A_LO_2013_EL | 4A | LO | EL | 8592 | ASHRAE30pct-state-4A | OfficeLarge | STD2013 | KS-Topeka-KS | Zone4A | Zone4A(KS-Topeka-KS) | ASHRAE30pct-state-STD2013 | state | KS | 0.0913 | 0.86 | ASHRAE30pct-state-4A_OfficeLarge_STD2013_KS-Topeka-KS.table.csv.gz | Large Office | Topeka Municipal Ap KS USA TMY3 WMO#=724560 | Electricity | 1200 | 1254255.5656 | 945352.7853 | 188961.1126 | 5626841.7117 | 528030.5598 | 627286.1161 | 149300.0012 | 106344.4453 | 7458.3334 | 31463.8891 | 0 | 0 | 0 | 9488672.2981 | 0 | 9466494.5202 | 22177.778 | 550208.3377 | 109.56 | 114513.5331 | 86310.7093 | 17252.1496 | 513730.6483 | 48209.1901 | 57271.2224 | 13631.0901 | 9709.2479 | 680.9458 | 2872.6531 | 0 | 0 | 0 | 866315.7808 | 0 | 864290.9497 | 2024.8311 | 50234.0212 | 4.0956 | 4280.7354 | 3226.4598 | 644.9184 | 19204.2363 | 1802.1519 | 2140.9081 | 509.5563 | 362.9503 | 25.4551 | 107.3853 | 0 | 0 | 0 | 32384.5444 | 0 | 32308.8523 | 75.6921 | 1877.844 | 6.4712 | 1.2935 | 42.2836 | 4.2939 | 1.022 | 0.21538 | 9.3137 | 0.0082143 | 0 | 0.051054 | 0 | 64.8007 | 64.9525 | 64.9525 | 2
KS_4A_LO_2010_NG | 4A | LO | NG | 7521 | ASHRAE30pct-state-4A | OfficeLarge | STD2010 | KS-Topeka-KS | Zone4A | Zone4A(KS-Topeka-KS) | ASHRAE30pct-state-STD2010 | state | KS | 0.0913 | 0.86 | ASHRAE30pct-state-4A_OfficeLarge_STD2010_KS-Topeka-KS.table.csv.gz | Large Office | Topeka Municipal Ap KS USA TMY3 WMO#=724560 | Natural Gas | 2860180.3322 | 0 | 0 | 0 | 0 | 0 | 0 | 0 | 0 | 0 | 0 | 510323.6938 | 0 | 0 | 3370494.5477 | 0 | 3370504.0259 | 0 | 0 | 24597.5509 | 0 | 0 | 0 | 0 | 0 | 0 | 0 | 0 | 0 | 0 | 4388.7838 | 0 | 0 | 28986.2531 | 0 | 28986.3346 | 0 | 0 | 2860.1803 | 0 | 0 | 0 | 0 | 0 | 0 | 0 | 0 | 0 | 0 | 510.3237 | 0 | 0 | 3370.4945 | 0 | 3370.504 | 0 | 0 | 0 | 0 | 0 | 0 | 0 | 0 | 0 | 5.7366 | 1.0235 | 0 | 0 | 6.7601 | 6.7601 | 6.7601 | 1
KS_4A_LO_2013_NG | 4A | LO | NG | 8601 | ASHRAE30pct-state-4A | OfficeLarge | STD2013 | KS-Topeka-KS | Zone4A | Zone4A(KS-Topeka-KS) | ASHRAE30pct-state-STD2013 | state | KS | 0.0913 | 0.86 | ASHRAE30pct-state-4A_OfficeLarge_STD2013_KS-Topeka-KS.table.csv.gz | Large Office | Topeka Municipal Ap KS USA TMY3 WMO#=724560 | Natural Gas | 3420671.9861 | 0 | 0 | 0 | 0 | 0 | 0 | 0 | 0 | 0 | 0 | 510124.6522 | 0 | 0 | 3930787.1601 | 0 | 3930796.6382 | 0 | 0 | 29417.7791 | 0 | 0 | 0 | 0 | 0 | 0 | 0 | 0 | 0 | 0 | 4387.072 | 0 | 0 | 33804.7696 | 0 | 33804.8511 | 0 | 0 | 3420.672 | 0 | 0 | 0 | 0 | 0 | 0 | 0 | 0 | 0 | 0 | 510.1247 | 0 | 0 | 3930.7872 | 0 | 3930.7966 | 0 | 0 | 0 | 0 | 0 | 0 | 0 | 0 | 0 | 6.8607 | 1.0231 | 0 | 0 | 7.8839 | 7.8838 | 7.8839 | 2
KY_4A_LO_2010_EL | 4A | LO | EL | 7572 | ASHRAE30pct-state-4A | OfficeLarge | STD2010 | KY-Lexington-KY | Zone4A | Zone4A(KY-Lexington-KY) | ASHRAE30pct-state-STD2010 | state | KY | 0.0866 | 0.81 | ASHRAE30pct-state-4A_OfficeLarge_STD2010_KY-Lexington-KY.table.csv.gz | Large Office | Lexington Bluegrass Ap KY USA TMY3 WMO#=724220 | Electricity | 127.7778 | 1293913.8992 | 1051836.1195 | 188791.6682 | 5632122.2673 | 529147.2265 | 639844.4496 | 159061.1124 | 206769.4461 | 6311.1112 | 0 | 0 | 0 | 0 | 9730238.9667 | 0 | 9707925.0777 | 22313.8891 | 551461.1155 | 11.0656 | 112052.9437 | 91089.008 | 16349.3585 | 487741.7883 | 45824.1498 | 55410.5293 | 13774.6923 | 17906.234 | 546.5422 | 0 | 0 | 0 | 0 | 842638.6945 | 0 | 840706.3117 | 1932.3828 | 47756.5326 | 0.4361 | 4416.088 | 3589.8841 | 644.3401 | 19222.2587 | 1805.9631 | 2183.7693 | 542.8706 | 705.6977 | 21.5396 | 0 | 0 | 0 | 0 | 33209.004 | 0 | 33132.8473 | 76.1566 | 1882.1197 | 7.2001 | 1.2923 | 42.3283 | 4.3799 | 1.0888 | 0 | 10.2726 | 0.00087467 | 0 | 0.043201 | 0 | 66.4534 | 66.6061 | 66.6061 | 1
KY_4A_LO_2013_EL | 4A | LO | EL | 8652 | ASHRAE30pct-state-4A | OfficeLarge | STD2013 | KY-Lexington-KY | Zone4A | Zone4A(KY-Lexington-KY) | ASHRAE30pct-state-STD2013 | state | KY | 0.0866 | 0.81 | ASHRAE30pct-state-4A_OfficeLarge_STD2013_KY-Lexington-KY.table.csv.gz | Large Office | Lexington Bluegrass Ap KY USA TMY3 WMO#=724220 | Electricity | 1038.8889 | 1203583.343 | 945083.3409 | 188791.6682 | 5626841.7117 | 528030.5598 | 617316.6716 | 142169.4456 | 167908.3347 | 6766.6667 | 31897.2225 | 0 | 0 | 0 | 9481602.8536 | 0 | 9459427.8535 | 22175.0002 | 550205.56 | 89.9678 | 104230.3175 | 81844.2173 | 16349.3585 | 487284.4922 | 45727.4465 | 53459.6238 | 12311.874 | 14540.8618 | 585.9933 | 2762.2995 | 0 | 0 | 0 | 821106.8071 | 0 | 819186.4521 | 1920.355 | 47647.8015 | 3.5457 | 4107.7926 | 3225.5401 | 644.3401 | 19204.2363 | 1802.1519 | 2106.8827 | 485.2199 | 573.0659 | 23.0944 | 108.8642 | 0 | 0 | 0 | 32360.4166 | 0 | 32284.734 | 75.6826 | 1877.8345 | 6.4693 | 1.2923 | 42.2836 | 4.2257 | 0.97319 | 0.21835 | 9.3882 | 0.0071115 | 0 | 0.04632 | 0 | 64.7523 | 64.9041 | 64.9041 | 2
KY_4A_LO_2010_NG | 4A | LO | NG | 7581 | ASHRAE30pct-state-4A | OfficeLarge | STD2010 | KY-Lexington-KY | Zone4A | Zone4A(KY-Lexington-KY) | ASHRAE30pct-state-STD2010 | state | KY | 0.0866 | 0.81 | ASHRAE30pct-state-4A_OfficeLarge_STD2010_KY-Lexington-KY.table.csv.gz | Large Office | Lexington Bluegrass Ap KY USA TMY3 WMO#=724220 | Natural Gas | 2653470.8965 | 0 | 0 | 0 | 0 | 0 | 0 | 0 | 0 | 0 | 0 | 510323.6938 | 0 | 0 | 3163794.5902 | 0 | 3163794.5902 | 0 | 0 | 21493.1143 | 0 | 0 | 0 | 0 | 0 | 0 | 0 | 0 | 0 | 0 | 4133.6219 | 0 | 0 | 25626.7362 | 0 | 25626.7362 | 0 | 0 | 2653.4709 | 0 | 0 | 0 | 0 | 0 | 0 | 0 | 0 | 0 | 0 | 510.3237 | 0 | 0 | 3163.7946 | 0 | 3163.7946 | 0 | 0 | 0 | 0 | 0 | 0 | 0 | 0 | 0 | 5.322 | 1.0235 | 0 | 0 | 6.3455 | 6.3455 | 6.3455 | 1
KY_4A_LO_2013_NG | 4A | LO | NG | 8661 | ASHRAE30pct-state-4A | OfficeLarge | STD2013 | KY-Lexington-KY | Zone4A | Zone4A(KY-Lexington-KY) | ASHRAE30pct-state-STD2013 | state | KY | 0.0866 | 0.81 | ASHRAE30pct-state-4A_OfficeLarge_STD2013_KY-Lexington-KY.table.csv.gz | Large Office | Lexington Bluegrass Ap KY USA TMY3 WMO#=724220 | Natural Gas | 3392588.1648 | 0 | 0 | 0 | 0 | 0 | 0 | 0 | 0 | 0 | 0 | 510115.174 | 0 | 0 | 3902703.3388 | 0 | 3902703.3388 | 0 | 0 | 27479.9641 | 0 | 0 | 0 | 0 | 0 | 0 | 0 | 0 | 0 | 0 | 4131.9329 | 0 | 0 | 31611.897 | 0 | 31611.897 | 0 | 0 | 3392.5882 | 0 | 0 | 0 | 0 | 0 | 0 | 0 | 0 | 0 | 0 | 510.1152 | 0 | 0 | 3902.7033 | 0 | 3902.7033 | 0 | 0 | 0 | 0 | 0 | 0 | 0 | 0 | 0 | 6.8044 | 1.0231 | 0 | 0 | 7.8275 | 7.8275 | 7.8275 | 2
MD_4A_LO_2010_EL | 4A | LO | EL | 7632 | ASHRAE30pct-state-4A | OfficeLarge | STD2010 | MD-Baltimore-MD | Zone4A | Zone4A(MD-Baltimore-MD) | ASHRAE30pct-state-STD2010 | state | MD | 0.1052 | 0.99 | ASHRAE30pct-state-4A_OfficeLarge_STD2010_MD-Baltimore-MD.table.csv.gz | Large Office | Baltimore Blt Washngtn IntL MD USA TMY3 WMO#=724060 | Electricity | 119.4444 | 1281330.5658 | 1052813.8973 | 189333.3348 | 5632122.2673 | 529147.2265 | 627508.3384 | 157511.1124 | 121747.2232 | 7305.5556 | 0 | 0 | 0 | 0 | 9621255.6325 | 0 | 9598938.9657 | 22316.6668 | 551463.8933 | 12.5656 | 134795.9755 | 110756.022 | 19917.8668 | 592499.2625 | 55666.2882 | 66013.8772 | 16570.169 | 12807.8079 | 768.5445 | 0 | 0 | 0 | 0 | 1012156.0925 | 0 | 1009808.3792 | 2347.7134 | 58014.0016 | 0.40766 | 4373.1415 | 3593.2212 | 646.1888 | 19222.2587 | 1805.9631 | 2141.6665 | 537.5805 | 415.5195 | 24.9336 | 0 | 0 | 0 | 0 | 32837.0472 | 0 | 32760.8811 | 76.1661 | 1882.1292 | 7.2068 | 1.296 | 42.3283 | 4.2955 | 1.0782 | 0 | 9.6044 | 0.00081763 | 0 | 0.050008 | 0 | 65.7073 | 65.8601 | 65.8601 | 1
MD_4A_LO_2013_EL | 4A | LO | EL | 8712 | ASHRAE30pct-state-4A | OfficeLarge | STD2013 | MD-Baltimore-MD | Zone4A | Zone4A(MD-Baltimore-MD) | ASHRAE30pct-state-STD2013 | state | MD | 0.1052 | 0.99 | ASHRAE30pct-state-4A_OfficeLarge_STD2013_MD-Baltimore-MD.table.csv.gz | Large Office | Baltimore Blt Washngtn IntL MD USA TMY3 WMO#=724060 | Electricity | 1430.5556 | 1193722.2318 | 945983.3409 | 189333.3348 | 5626841.7117 | 528030.5598 | 604794.4493 | 139808.3345 | 100355.5564 | 7791.6667 | 30600.0002 | 0 | 0 | 0 | 9390869.5196 | 0 | 9368691.7416 | 22177.778 | 550208.3377 | 150.4944 | 125579.5788 | 99517.4475 | 19917.8668 | 591943.7481 | 55548.8149 | 63624.3761 | 14707.8368 | 10557.4045 | 819.6833 | 3219.12 | 0 | 0 | 0 | 987919.4735 | 0 | 985586.3712 | 2333.1022 | 57881.9171 | 4.8824 | 4074.137 | 3228.6118 | 646.1888 | 19204.2363 | 1802.1519 | 2064.1447 | 477.1615 | 342.5104 | 26.5927 | 104.4369 | 0 | 0 | 0 | 32050.7466 | 0 | 31975.0545 | 75.6921 | 1877.844 | 6.4755 | 1.296 | 42.2836 | 4.14 | 0.95703 | 0.20947 | 8.8583 | 0.0097925 | 0 | 0.053336 | 0 | 64.1312 | 64.283 | 64.283 | 2
MD_4A_LO_2010_NG | 4A | LO | NG | 7641 | ASHRAE30pct-state-4A | OfficeLarge | STD2010 | MD-Baltimore-MD | Zone4A | Zone4A(MD-Baltimore-MD) | ASHRAE30pct-state-STD2010 | state | MD | 0.1052 | 0.99 | ASHRAE30pct-state-4A_OfficeLarge_STD2010_MD-Baltimore-MD.table.csv.gz | Large Office | Baltimore Blt Washngtn IntL MD USA TMY3 WMO#=724060 | Natural Gas | 2223711.6579 | 0 | 0 | 0 | 0 | 0 | 0 | 0 | 0 | 0 | 0 | 510314.2156 | 0 | 0 | 2734025.8735 | 0 | 2734025.8735 | 0 | 0 | 22014.7454 | 0 | 0 | 0 | 0 | 0 | 0 | 0 | 0 | 0 | 0 | 5052.1107 | 0 | 0 | 27066.8561 | 0 | 27066.8561 | 0 | 0 | 2223.7117 | 0 | 0 | 0 | 0 | 0 | 0 | 0 | 0 | 0 | 0 | 510.3142 | 0 | 0 | 2734.0259 | 0 | 2734.0259 | 0 | 0 | 0 | 0 | 0 | 0 | 0 | 0 | 0 | 4.46 | 1.0235 | 0 | 0 | 5.4835 | 5.4835 | 5.4835 | 1
MD_4A_LO_2013_NG | 4A | LO | NG | 8721 | ASHRAE30pct-state-4A | OfficeLarge | STD2013 | MD-Baltimore-MD | Zone4A | Zone4A(MD-Baltimore-MD) | ASHRAE30pct-state-STD2013 | state | MD | 0.1052 | 0.99 | ASHRAE30pct-state-4A_OfficeLarge_STD2013_MD-Baltimore-MD.table.csv.gz | Large Office | Baltimore Blt Washngtn IntL MD USA TMY3 WMO#=724060 | Natural Gas | 2861772.6649 | 0 | 0 | 0 | 0 | 0 | 0 | 0 | 0 | 0 | 0 | 510105.6958 | 0 | 0 | 3371878.3607 | 0 | 3371878.3607 | 0 | 0 | 28331.5494 | 0 | 0 | 0 | 0 | 0 | 0 | 0 | 0 | 0 | 0 | 5050.0464 | 0 | 0 | 33381.5958 | 0 | 33381.5958 | 0 | 0 | 2861.7727 | 0 | 0 | 0 | 0 | 0 | 0 | 0 | 0 | 0 | 0 | 510.1057 | 0 | 0 | 3371.8784 | 0 | 3371.8784 | 0 | 0 | 0 | 0 | 0 | 0 | 0 | 0 | 0 | 5.7398 | 1.0231 | 0 | 0 | 6.7629 | 6.7629 | 6.7629 | 2
MO_4A_LO_2010_EL | 4A | LO | EL | 7692 | ASHRAE30pct-state-4A | OfficeLarge | STD2010 | MO-StLouis-MO | Zone4A | Zone4A(MO-StLouis-MO) | ASHRAE30pct-state-STD2010 | state | MO | 0.0816 | 0.95 | ASHRAE30pct-state-4A_OfficeLarge_STD2010_MO-StLouis-MO.table.csv.gz | Large Office | St Louis Lambert IntL Arpt MO USA TMY3 WMO#=724340 | Electricity | 461.1111 | 1355936.122 | 1052500.0084 | 189363.8904 | 5632122.2673 | 529147.2265 | 640408.3385 | 174052.7792 | 131927.7788 | 7000.0001 | 0 | 0 | 0 | 0 | 9735233.4112 | 0 | 9712919.5221 | 22313.8891 | 551461.1155 | 37.6267 | 110644.3876 | 85884.0007 | 15452.0935 | 459581.177 | 43178.4137 | 52257.3204 | 14202.7068 | 10765.3068 | 571.2 | 0 | 0 | 0 | 0 | 794395.0464 | 0 | 792574.233 | 1820.8133 | 44999.227 | 1.5738 | 4627.768 | 3592.1499 | 646.2931 | 19222.2587 | 1805.9631 | 2185.6938 | 594.0367 | 450.2654 | 23.8908 | 0 | 0 | 0 | 0 | 33226.0498 | 0 | 33149.8932 | 76.1566 | 1882.1197 | 7.2046 | 1.2962 | 42.3283 | 4.3838 | 1.1914 | 0 | 10.1848 | 0.0031564 | 0 | 0.047917 | 0 | 66.4875 | 66.6403 | 66.6403 | 1
MO_4A_LO_2013_EL | 4A | LO | EL | 8772 | ASHRAE30pct-state-4A | OfficeLarge | STD2013 | MO-StLouis-MO | Zone4A | Zone4A(MO-StLouis-MO) | ASHRAE30pct-state-STD2013 | state | MO | 0.0816 | 0.95 | ASHRAE30pct-state-4A_OfficeLarge_STD2013_MO-StLouis-MO.table.csv.gz | Large Office | St Louis Lambert IntL Arpt MO USA TMY3 WMO#=724340 | Electricity | 1377.7778 | 1258513.899 | 946113.8965 | 189363.8904 | 5626841.7117 | 528030.5598 | 616022.2272 | 153352.779 | 107338.8897 | 7180.5556 | 32491.6669 | 0 | 0 | 0 | 9488808.4092 | 0 | 9466627.8535 | 22180.5557 | 550211.1155 | 112.4267 | 102694.7342 | 77202.894 | 15452.0935 | 459150.2837 | 43087.2937 | 50267.4137 | 12513.5868 | 8758.8534 | 585.9333 | 2651.32 | 0 | 0 | 0 | 774286.7662 | 0 | 772476.8328 | 1809.9333 | 44897.227 | 4.7023 | 4295.2689 | 3229.0574 | 646.2931 | 19204.2363 | 1802.1519 | 2102.4648 | 523.3883 | 366.3443 | 24.507 | 110.8931 | 0 | 0 | 0 | 32385.0089 | 0 | 32309.3074 | 75.7015 | 1877.8535 | 6.4764 | 1.2962 | 42.2836 | 4.2168 | 1.0497 | 0.22241 | 9.3496 | 0.0094313 | 0 | 0.049153 | 0 | 64.8016 | 64.9534 | 64.9534 | 2
MO_4A_LO_2010_NG | 4A | LO | NG | 7701 | ASHRAE30pct-state-4A | OfficeLarge | STD2010 | MO-StLouis-MO | Zone4A | Zone4A(MO-StLouis-MO) | ASHRAE30pct-state-STD2010 | state | MO | 0.0816 | 0.95 | ASHRAE30pct-state-4A_OfficeLarge_STD2010_MO-StLouis-MO.table.csv.gz | Large Office | St Louis Lambert IntL Arpt MO USA TMY3 WMO#=724340 | Natural Gas | 2857564.3569 | 0 | 0 | 0 | 0 | 0 | 0 | 0 | 0 | 0 | 0 | 510323.6938 | 0 | 0 | 3367888.0507 | 0 | 3367888.0507 | 0 | 0 | 27146.8614 | 0 | 0 | 0 | 0 | 0 | 0 | 0 | 0 | 0 | 0 | 4848.0751 | 0 | 0 | 31994.9365 | 0 | 31994.9365 | 0 | 0 | 2857.5644 | 0 | 0 | 0 | 0 | 0 | 0 | 0 | 0 | 0 | 0 | 510.3237 | 0 | 0 | 3367.8881 | 0 | 3367.8881 | 0 | 0 | 0 | 0 | 0 | 0 | 0 | 0 | 0 | 5.7313 | 1.0235 | 0 | 0 | 6.7549 | 6.7549 | 6.7549 | 1
MO_4A_LO_2013_NG | 4A | LO | NG | 8781 | ASHRAE30pct-state-4A | OfficeLarge | STD2013 | MO-StLouis-MO | Zone4A | Zone4A(MO-StLouis-MO) | ASHRAE30pct-state-STD2013 | state | MO | 0.0816 | 0.95 | ASHRAE30pct-state-4A_OfficeLarge_STD2013_MO-StLouis-MO.table.csv.gz | Large Office | St Louis Lambert IntL Arpt MO USA TMY3 WMO#=724340 | Natural Gas | 3501748.2625 | 0 | 0 | 0 | 0 | 0 | 0 | 0 | 0 | 0 | 0 | 510115.174 | 0 | 0 | 4011863.4365 | 0 | 4011863.4365 | 0 | 0 | 33266.6085 | 0 | 0 | 0 | 0 | 0 | 0 | 0 | 0 | 0 | 0 | 4846.0942 | 0 | 0 | 38112.7026 | 0 | 38112.7026 | 0 | 0 | 3501.7483 | 0 | 0 | 0 | 0 | 0 | 0 | 0 | 0 | 0 | 0 | 510.1152 | 0 | 0 | 4011.8634 | 0 | 4011.8634 | 0 | 0 | 0 | 0 | 0 | 0 | 0 | 0 | 0 | 7.0233 | 1.0231 | 0 | 0 | 8.0465 | 8.0465 | 8.0465 | 2
NC_4A_LO_2010_EL | 4A | LO | EL | 7752 | ASHRAE30pct-state-4A | OfficeLarge | STD2010 | NC-Raleigh-NC | Zone4A | Zone4A(NC-Raleigh-NC) | ASHRAE30pct-state-STD2010 | state | NC | 0.0861 | 0.84 | ASHRAE30pct-state-4A_OfficeLarge_STD2010_NC-Raleigh-NC.table.csv.gz | Large Office | Raleigh Durham International NC USA TMY3 WMO#=723060 | Electricity | 5.5556 | 1423400.0114 | 1052163.8973 | 189002.7793 | 5632122.2673 | 529147.2265 | 644061.1163 | 186091.6682 | 155044.4457 | 5522.2223 | 0 | 0 | 0 | 0 | 9838877.8565 | 0 | 9816561.1896 | 22316.6668 | 551463.8933 | 0.47833 | 122554.741 | 90591.3116 | 16273.1393 | 484925.7272 | 45559.5762 | 55453.6621 | 16022.4926 | 13349.3268 | 475.4633 | 0 | 0 | 0 | 0 | 847127.3834 | 0 | 845205.9184 | 1921.465 | 47481.0412 | 0.018961 | 4858.0201 | 3591.0028 | 645.0606 | 19222.2587 | 1805.9631 | 2198.1606 | 635.1251 | 529.1619 | 18.8472 | 0 | 0 | 0 | 0 | 33579.7851 | 0 | 33503.619 | 76.1661 | 1882.1292 | 7.2023 | 1.2938 | 42.3283 | 4.4088 | 1.2738 | 0 | 10.8049 | 3.8029e-05 | 0 | 0.037801 | 0 | 67.197 | 67.3498 | 67.3498 | 1
NC_4A_LO_2013_EL | 4A | LO | EL | 8832 | ASHRAE30pct-state-4A | OfficeLarge | STD2013 | NC-Raleigh-NC | Zone4A | Zone4A(NC-Raleigh-NC) | ASHRAE30pct-state-STD2013 | state | NC | 0.0861 | 0.84 | ASHRAE30pct-state-4A_OfficeLarge_STD2013_NC-Raleigh-NC.table.csv.gz | Large Office | Raleigh Durham International NC USA TMY3 WMO#=723060 | Electricity | 561.1111 | 1301030.566 | 945566.6742 | 189002.7793 | 5626841.7117 | 528030.5598 | 621966.6716 | 162163.8902 | 126711.1121 | 5755.5556 | 39302.7781 | 0 | 0 | 0 | 9569105.6321 | 0 | 9546933.4097 | 22172.2224 | 550202.7822 | 48.3117 | 112018.7317 | 81413.2907 | 16273.1393 | 484471.0714 | 45463.4312 | 53551.3304 | 13962.3109 | 10909.8268 | 495.5533 | 3383.9692 | 0 | 0 | 0 | 823899.9949 | 0 | 821990.9666 | 1909.0283 | 47372.4595 | 1.9151 | 4440.377 | 3227.1897 | 645.0606 | 19204.2363 | 1802.1519 | 2122.753 | 553.4603 | 432.4611 | 19.6435 | 134.1392 | 0 | 0 | 0 | 32659.0609 | 0 | 32583.3878 | 75.6731 | 1877.825 | 6.4727 | 1.2938 | 42.2835 | 4.2575 | 1.1101 | 0.26904 | 9.7733 | 0.003841 | 0 | 0.039398 | 0 | 65.3513 | 65.5031 | 65.5031 | 2
NC_4A_LO_2010_NG | 4A | LO | NG | 7761 | ASHRAE30pct-state-4A | OfficeLarge | STD2010 | NC-Raleigh-NC | Zone4A | Zone4A(NC-Raleigh-NC) | ASHRAE30pct-state-STD2010 | state | NC | 0.0861 | 0.84 | ASHRAE30pct-state-4A_OfficeLarge_STD2010_NC-Raleigh-NC.table.csv.gz | Large Office | Raleigh Durham International NC USA TMY3 WMO#=723060 | Natural Gas | 1141200.247 | 0 | 0 | 0 | 0 | 0 | 0 | 0 | 0 | 0 | 0 | 510285.7811 | 0 | 0 | 1651486.0281 | 0 | 1651486.0281 | 0 | 0 | 9586.0821 | 0 | 0 | 0 | 0 | 0 | 0 | 0 | 0 | 0 | 0 | 4286.4006 | 0 | 0 | 13872.4826 | 0 | 13872.4826 | 0 | 0 | 1141.2002 | 0 | 0 | 0 | 0 | 0 | 0 | 0 | 0 | 0 | 0 | 510.2858 | 0 | 0 | 1651.486 | 0 | 1651.486 | 0 | 0 | 0 | 0 | 0 | 0 | 0 | 0 | 0 | 2.2889 | 1.0235 | 0 | 0 | 3.3123 | 3.3123 | 3.3123 | 1
NC_4A_LO_2013_NG | 4A | LO | NG | 8841 | ASHRAE30pct-state-4A | OfficeLarge | STD2013 | NC-Raleigh-NC | Zone4A | Zone4A(NC-Raleigh-NC) | ASHRAE30pct-state-STD2013 | state | NC | 0.0861 | 0.84 | ASHRAE30pct-state-4A_OfficeLarge_STD2013_NC-Raleigh-NC.table.csv.gz | Large Office | Raleigh Durham International NC USA TMY3 WMO#=723060 | Natural Gas | 1672897.2168 | 0 | 0 | 0 | 0 | 0 | 0 | 0 | 0 | 0 | 0 | 510077.2613 | 0 | 0 | 2182974.4781 | 0 | 2182974.4781 | 0 | 0 | 14052.3366 | 0 | 0 | 0 | 0 | 0 | 0 | 0 | 0 | 0 | 0 | 4284.649 | 0 | 0 | 18336.9856 | 0 | 18336.9856 | 0 | 0 | 1672.8972 | 0 | 0 | 0 | 0 | 0 | 0 | 0 | 0 | 0 | 0 | 510.0773 | 0 | 0 | 2182.9745 | 0 | 2182.9745 | 0 | 0 | 0 | 0 | 0 | 0 | 0 | 0 | 0 | 3.3553 | 1.023 | 0 | 0 | 4.3783 | 4.3783 | 4.3783 | 2
NJ_4A_LO_2010_EL | 4A | LO | EL | 7812 | ASHRAE30pct-state-4A | OfficeLarge | STD2010 | NJ-Newark-NJ | Zone4A | Zone4A(NJ-Newark-NJ) | ASHRAE30pct-state-STD2010 | state | NJ | 0.1283 | 0.84 | ASHRAE30pct-state-4A_OfficeLarge_STD2010_NJ-Newark-NJ.table.csv.gz | Large Office | Newark International Arpt NJ USA TMY3 WMO#=725020 | Electricity | 1019.4445 | 1236650.0099 | 1053861.1195 | 189919.446 | 5632122.2673 | 529147.2265 | 617836.1161 | 151972.2234 | 110875.0009 | 7736.1112 | 0 | 0 | 0 | 0 | 9553452.8542 | 0 | 9531138.9651 | 22313.8891 | 551461.1155 | 130.7947 | 158662.1963 | 135210.3816 | 24366.6649 | 722601.2869 | 67889.5892 | 79268.3737 | 19498.0363 | 14225.2626 | 992.5431 | 0 | 0 | 0 | 0 | 1225708.0012 | 0 | 1222845.1292 | 2862.872 | 70752.4611 | 3.4793 | 4220.6481 | 3596.7953 | 648.1892 | 19222.2587 | 1805.9631 | 2108.6555 | 518.6765 | 378.4129 | 26.4031 | 0 | 0 | 0 | 0 | 32605.6384 | 0 | 32529.4818 | 76.1566 | 1882.1197 | 7.214 | 1.3 | 42.3283 | 4.2293 | 1.0403 | 0 | 9.2242 | 0.0069784 | 0 | 0.052956 | 0 | 65.2432 | 65.396 | 65.396 | 1
NJ_4A_LO_2013_EL | 4A | LO | EL | 8892 | ASHRAE30pct-state-4A | OfficeLarge | STD2013 | NJ-Newark-NJ | Zone4A | Zone4A(NJ-Newark-NJ) | ASHRAE30pct-state-STD2013 | state | NJ | 0.1283 | 0.84 | ASHRAE30pct-state-4A_OfficeLarge_STD2013_NJ-Newark-NJ.table.csv.gz | Large Office | Newark International Arpt NJ USA TMY3 WMO#=725020 | Electricity | 1797.2222 | 1160227.7871 | 947127.7854 | 189919.446 | 5626841.7117 | 528030.5598 | 594861.1159 | 133675.0011 | 89769.4452 | 8091.6667 | 28344.4447 | 0 | 0 | 0 | 9330863.9635 | 0 | 9308686.1856 | 22177.778 | 550208.3377 | 230.5836 | 148857.2251 | 121516.4949 | 24366.6649 | 721923.7916 | 67746.3208 | 76320.6812 | 17150.5026 | 11517.4198 | 1038.1608 | 3636.5923 | 0 | 0 | 0 | 1197149.8465 | 0 | 1194304.4376 | 2845.4089 | 70591.7297 | 6.1339 | 3959.8215 | 3232.5178 | 648.1892 | 19204.2363 | 1802.1519 | 2030.2425 | 456.2286 | 306.3803 | 27.6166 | 96.7387 | 0 | 0 | 0 | 31845.9495 | 0 | 31770.2574 | 75.6921 | 1877.844 | 6.4833 | 1.3 | 42.2836 | 4.072 | 0.91504 | 0.19403 | 8.5566 | 0.012302 | 0 | 0.05539 | 0 | 63.7205 | 63.8723 | 63.8723 | 2
NJ_4A_LO_2010_NG | 4A | LO | NG | 7821 | ASHRAE30pct-state-4A | OfficeLarge | STD2010 | NJ-Newark-NJ | Zone4A | Zone4A(NJ-Newark-NJ) | ASHRAE30pct-state-STD2010 | state | NJ | 0.1283 | 0.84 | ASHRAE30pct-state-4A_OfficeLarge_STD2010_NJ-Newark-NJ.table.csv.gz | Large Office | Newark International Arpt NJ USA TMY3 WMO#=725020 | Natural Gas | 2848967.6556 | 0 | 0 | 0 | 0 | 0 | 0 | 0 | 0 | 0 | 0 | 510323.6938 | 0 | 0 | 3359291.3494 | 0 | 3359291.3494 | 0 | 0 | 23931.3283 | 0 | 0 | 0 | 0 | 0 | 0 | 0 | 0 | 0 | 0 | 4286.719 | 0 | 0 | 28218.0473 | 0 | 28218.0473 | 0 | 0 | 2848.9677 | 0 | 0 | 0 | 0 | 0 | 0 | 0 | 0 | 0 | 0 | 510.3237 | 0 | 0 | 3359.2913 | 0 | 3359.2913 | 0 | 0 | 0 | 0 | 0 | 0 | 0 | 0 | 0 | 5.7141 | 1.0235 | 0 | 0 | 6.7376 | 6.7376 | 6.7376 | 1
NJ_4A_LO_2013_NG | 4A | LO | NG | 8901 | ASHRAE30pct-state-4A | OfficeLarge | STD2013 | NJ-Newark-NJ | Zone4A | Zone4A(NJ-Newark-NJ) | ASHRAE30pct-state-STD2013 | state | NJ | 0.1283 | 0.84 | ASHRAE30pct-state-4A_OfficeLarge_STD2013_NJ-Newark-NJ.table.csv.gz | Large Office | Newark International Arpt NJ USA TMY3 WMO#=725020 | Natural Gas | 3634414.2248 | 0 | 0 | 0 | 0 | 0 | 0 | 0 | 0 | 0 | 0 | 510134.1303 | 0 | 0 | 4144557.8333 | 0 | 4144548.3551 | 0 | 0 | 30529.0795 | 0 | 0 | 0 | 0 | 0 | 0 | 0 | 0 | 0 | 0 | 4285.1267 | 0 | 0 | 34814.2858 | 0 | 34814.2062 | 0 | 0 | 3634.4142 | 0 | 0 | 0 | 0 | 0 | 0 | 0 | 0 | 0 | 0 | 510.1341 | 0 | 0 | 4144.5578 | 0 | 4144.5484 | 0 | 0 | 0 | 0 | 0 | 0 | 0 | 0 | 0 | 7.2894 | 1.0232 | 0 | 0 | 8.3126 | 8.3126 | 8.3126 | 2
NY_4A_LO_2010_EL | 4A | LO | EL | 7872 | ASHRAE30pct-state-4A | OfficeLarge | STD2010 | NY-NewYork-NY | Zone4A | Zone4A(NY-NewYork-NY) | ASHRAE30pct-state-STD2010 | state | NY | 0.1508 | 0.73 | ASHRAE30pct-state-4A_OfficeLarge_STD2010_NY-NewYork-NY.table.csv.gz | Large Office | New York J F Kennedy IntL Ar NY USA TMY3 WMO#=744860 | Electricity | 50 | 1236391.6766 | 1054927.7862 | 189866.6682 | 5632122.2673 | 529147.2265 | 617500.0049 | 145461.1123 | 179208.3348 | 6894.4445 | 0 | 0 | 0 | 0 | 9613886.188 | 0 | 9591569.5212 | 22316.6668 | 551463.8933 | 7.54 | 186447.8648 | 159083.1102 | 28631.8936 | 849324.0379 | 79795.4017 | 93119.0007 | 21935.5357 | 27024.6169 | 1039.6822 | 0 | 0 | 0 | 0 | 1449774.0372 | 0 | 1446408.6838 | 3365.3534 | 83160.7551 | 0.17065 | 4219.7665 | 3600.4358 | 648.0091 | 19222.2587 | 1805.9631 | 2107.5084 | 496.4543 | 611.6325 | 23.5305 | 0 | 0 | 0 | 0 | 32811.8955 | 0 | 32735.7294 | 76.1661 | 1882.1292 | 7.2213 | 1.2997 | 42.3283 | 4.227 | 0.99572 | 0 | 9.6902 | 0.00034226 | 0 | 0.047194 | 0 | 65.6569 | 65.8096 | 65.8096 | 1
NY_4A_LO_2013_EL | 4A | LO | EL | 8952 | ASHRAE30pct-state-4A | OfficeLarge | STD2013 | NY-NewYork-NY | Zone4A | Zone4A(NY-NewYork-NY) | ASHRAE30pct-state-STD2013 | state | NY | 0.1508 | 0.73 | ASHRAE30pct-state-4A_OfficeLarge_STD2013_NY-NewYork-NY.table.csv.gz | Large Office | New York J F Kennedy IntL Ar NY USA TMY3 WMO#=744860 | Electricity | 1202.7778 | 1156447.2315 | 947819.452 | 189866.6682 | 5626841.7117 | 528030.5598 | 597058.3381 | 129580.5566 | 147986.1123 | 7263.8889 | 26961.1113 | 0 | 0 | 0 | 9381238.9639 | 0 | 9359058.4082 | 22180.5557 | 550211.1155 | 181.3789 | 174392.2425 | 142931.1734 | 28631.8936 | 848527.7301 | 79627.0084 | 90036.3974 | 19540.7479 | 22316.3057 | 1095.3945 | 4065.7356 | 0 | 0 | 0 | 1414690.8358 | 0 | 1411346.008 | 3344.8278 | 82971.8362 | 4.105 | 3946.9186 | 3234.8784 | 648.0091 | 19204.2363 | 1802.1519 | 2037.7416 | 442.2544 | 505.072 | 24.7914 | 92.0174 | 0 | 0 | 0 | 32017.8778 | 0 | 31942.1762 | 75.7015 | 1877.8535 | 6.4881 | 1.2997 | 42.2836 | 4.087 | 0.88701 | 0.18456 | 8.9292 | 0.0082333 | 0 | 0.049723 | 0 | 64.0653 | 64.2171 | 64.2171 | 2
NY_4A_LO_2010_NG | 4A | LO | NG | 7881 | ASHRAE30pct-state-4A | OfficeLarge | STD2010 | NY-NewYork-NY | Zone4A | Zone4A(NY-NewYork-NY) | ASHRAE30pct-state-STD2010 | state | NY | 0.1508 | 0.73 | ASHRAE30pct-state-4A_OfficeLarge_STD2010_NY-NewYork-NY.table.csv.gz | Large Office | New York J F Kennedy IntL Ar NY USA TMY3 WMO#=744860 | Natural Gas | 2441406.294 | 0 | 0 | 0 | 0 | 0 | 0 | 0 | 0 | 0 | 0 | 510314.2156 | 0 | 0 | 2951729.9878 | 0 | 2951720.5096 | 0 | 0 | 17822.2659 | 0 | 0 | 0 | 0 | 0 | 0 | 0 | 0 | 0 | 0 | 3725.2938 | 0 | 0 | 21547.6289 | 0 | 21547.5597 | 0 | 0 | 2441.4063 | 0 | 0 | 0 | 0 | 0 | 0 | 0 | 0 | 0 | 0 | 510.3142 | 0 | 0 | 2951.73 | 0 | 2951.7205 | 0 | 0 | 0 | 0 | 0 | 0 | 0 | 0 | 0 | 4.8966 | 1.0235 | 0 | 0 | 5.9202 | 5.9202 | 5.9202 | 1
NY_4A_LO_2013_NG | 4A | LO | NG | 8961 | ASHRAE30pct-state-4A | OfficeLarge | STD2013 | NY-NewYork-NY | Zone4A | Zone4A(NY-NewYork-NY) | ASHRAE30pct-state-STD2013 | state | NY | 0.1508 | 0.73 | ASHRAE30pct-state-4A_OfficeLarge_STD2013_NY-NewYork-NY.table.csv.gz | Large Office | New York J F Kennedy IntL Ar NY USA TMY3 WMO#=744860 | Natural Gas | 3429022.2549 | 0 | 0 | 0 | 0 | 0 | 0 | 0 | 0 | 0 | 0 | 510115.174 | 0 | 0 | 3939137.4289 | 0 | 3939137.4289 | 0 | 0 | 25031.8625 | 0 | 0 | 0 | 0 | 0 | 0 | 0 | 0 | 0 | 0 | 3723.8408 | 0 | 0 | 28755.7032 | 0 | 28755.7032 | 0 | 0 | 3429.0223 | 0 | 0 | 0 | 0 | 0 | 0 | 0 | 0 | 0 | 0 | 510.1152 | 0 | 0 | 3939.1374 | 0 | 3939.1374 | 0 | 0 | 0 | 0 | 0 | 0 | 0 | 0 | 0 | 6.8775 | 1.0231 | 0 | 0 | 7.9006 | 7.9006 | 7.9006 | 2
OH_4A_LO_2010_EL | 4A | LO | EL | 7932 | ASHRAE30pct-state-4A | OfficeLarge | STD2010 | OH-Cincinnati-KY | Zone4A | Zone4A(OH-Cincinnati-KY) | ASHRAE30pct-state-STD2010 | state | OH | 0.0947 | 0.7 | ASHRAE30pct-state-4A_OfficeLarge_STD2010_OH-Cincinnati-KY.table.csv.gz | Large Office | Cincinnati Northern Ky Ap KY USA TMY3 WMO#=724210 | Electricity | 91.6667 | 1228808.3432 | 1052558.3418 | 188888.8904 | 5632122.2673 | 529147.2265 | 638055.5607 | 150413.8901 | 110430.5564 | 6902.7778 | 0 | 0 | 0 | 0 | 9559736.1876 | 0 | 9537419.5207 | 22316.6668 | 551463.8933 | 8.6808 | 116368.1501 | 99677.275 | 17887.7779 | 533361.9787 | 50110.2423 | 60423.8616 | 14244.1954 | 10457.7737 | 653.6931 | 0 | 0 | 0 | 0 | 905307.017 | 0 | 903193.6286 | 2113.3884 | 52223.6307 | 0.31286 | 4193.8848 | 3592.349 | 644.6719 | 19222.2587 | 1805.9631 | 2177.6638 | 513.3579 | 376.8961 | 23.559 | 0 | 0 | 0 | 0 | 32627.0833 | 0 | 32550.9172 | 76.1661 | 1882.1292 | 7.205 | 1.293 | 42.3283 | 4.3677 | 1.0296 | 0 | 9.1675 | 0.00062748 | 0 | 0.047251 | 0 | 65.2862 | 65.439 | 65.439 | 1
OH_4A_LO_2013_EL | 4A | LO | EL | 9012 | ASHRAE30pct-state-4A | OfficeLarge | STD2013 | OH-Cincinnati-KY | Zone4A | Zone4A(OH-Cincinnati-KY) | ASHRAE30pct-state-STD2013 | state | OH | 0.0947 | 0.7 | ASHRAE30pct-state-4A_OfficeLarge_STD2013_OH-Cincinnati-KY.table.csv.gz | Large Office | Cincinnati Northern Ky Ap KY USA TMY3 WMO#=724210 | Electricity | 830.5556 | 1152813.8981 | 945527.7853 | 188888.8904 | 5626841.7117 | 528030.5598 | 615677.7827 | 134291.6677 | 144119.4456 | 7175.0001 | 26794.4447 | 0 | 0 | 0 | 9393166.7418 | 0 | 9370991.7416 | 22175.0002 | 550205.56 | 78.6536 | 109171.4762 | 89541.4813 | 17887.7779 | 532861.9101 | 50004.494 | 58304.686 | 12717.4209 | 13648.1115 | 679.4725 | 2537.4339 | 0 | 0 | 0 | 889532.8904 | 0 | 887432.9179 | 2099.9725 | 52104.4665 | 2.8347 | 3934.5181 | 3227.057 | 644.6719 | 19204.2363 | 1802.1519 | 2101.2892 | 458.3333 | 491.8752 | 24.4881 | 91.4486 | 0 | 0 | 0 | 32058.5869 | 0 | 31982.9043 | 75.6826 | 1877.8345 | 6.4724 | 1.293 | 42.2836 | 4.2145 | 0.91926 | 0.18342 | 8.8779 | 0.0056854 | 0 | 0.049115 | 0 | 64.147 | 64.2988 | 64.2988 | 2
OH_4A_LO_2010_NG | 4A | LO | NG | 7941 | ASHRAE30pct-state-4A | OfficeLarge | STD2010 | OH-Cincinnati-KY | Zone4A | Zone4A(OH-Cincinnati-KY) | ASHRAE30pct-state-STD2010 | state | OH | 0.0947 | 0.7 | ASHRAE30pct-state-4A_OfficeLarge_STD2010_OH-Cincinnati-KY.table.csv.gz | Large Office | Cincinnati Northern Ky Ap KY USA TMY3 WMO#=724210 | Natural Gas | 3187850.1887 | 0 | 0 | 0 | 0 | 0 | 0 | 0 | 0 | 0 | 0 | 510333.1719 | 0 | 0 | 3698183.3606 | 0 | 3698183.3606 | 0 | 0 | 22314.9513 | 0 | 0 | 0 | 0 | 0 | 0 | 0 | 0 | 0 | 0 | 3572.3322 | 0 | 0 | 25887.2835 | 0 | 25887.2835 | 0 | 0 | 3187.8502 | 0 | 0 | 0 | 0 | 0 | 0 | 0 | 0 | 0 | 0 | 510.3332 | 0 | 0 | 3698.1834 | 0 | 3698.1834 | 0 | 0 | 0 | 0 | 0 | 0 | 0 | 0 | 0 | 6.3938 | 1.0236 | 0 | 0 | 7.4173 | 7.4173 | 7.4173 | 1
OH_4A_LO_2013_NG | 4A | LO | NG | 9021 | ASHRAE30pct-state-4A | OfficeLarge | STD2013 | OH-Cincinnati-KY | Zone4A | Zone4A(OH-Cincinnati-KY) | ASHRAE30pct-state-STD2013 | state | OH | 0.0947 | 0.7 | ASHRAE30pct-state-4A_OfficeLarge_STD2013_OH-Cincinnati-KY.table.csv.gz | Large Office | Cincinnati Northern Ky Ap KY USA TMY3 WMO#=724210 | Natural Gas | 3893528.4691 | 0 | 0 | 0 | 0 | 0 | 0 | 0 | 0 | 0 | 0 | 510124.6522 | 0 | 0 | 4403653.1212 | 0 | 4403653.1212 | 0 | 0 | 27254.6993 | 0 | 0 | 0 | 0 | 0 | 0 | 0 | 0 | 0 | 0 | 3570.8726 | 0 | 0 | 30825.5718 | 0 | 30825.5718 | 0 | 0 | 3893.5285 | 0 | 0 | 0 | 0 | 0 | 0 | 0 | 0 | 0 | 0 | 510.1247 | 0 | 0 | 4403.6531 | 0 | 4403.6531 | 0 | 0 | 0 | 0 | 0 | 0 | 0 | 0 | 0 | 7.8091 | 1.0231 | 0 | 0 | 8.8322 | 8.8322 | 8.8322 | 2
PA_4A_LO_2010_EL | 4A | LO | EL | 7992 | ASHRAE30pct-state-4A | OfficeLarge | STD2010 | PA-Philadelphia-PA | Zone4A | Zone4A(PA-Philadelphia-PA) | ASHRAE30pct-state-STD2010 | state | PA | 0.0937 | 1 | ASHRAE30pct-state-4A_OfficeLarge_STD2010_PA-Philadelphia-PA.table.csv.gz | Large Office | Philadelphia International Ap PA USA TMY3 WMO#=724080 | Electricity | 52.7778 | 1262183.3434 | 1053605.564 | 189380.5571 | 5632122.2673 | 529147.2265 | 621052.7827 | 157013.8901 | 115300.0009 | 7500.0001 | 0 | 0 | 0 | 0 | 9589672.2989 | 0 | 9567358.4099 | 22313.8891 | 551461.1155 | 4.9453 | 118266.5793 | 98722.8413 | 17744.9582 | 527729.8564 | 49581.0951 | 58192.6457 | 14712.2015 | 10803.6101 | 702.75 | 0 | 0 | 0 | 0 | 898552.2944 | 0 | 896461.483 | 2090.8114 | 51671.9065 | 0.18013 | 4307.7926 | 3595.9231 | 646.35 | 19222.2587 | 1805.9631 | 2119.6339 | 535.8835 | 393.5153 | 25.5973 | 0 | 0 | 0 | 0 | 32729.2543 | 0 | 32653.0977 | 76.1566 | 1882.1197 | 7.2122 | 1.2964 | 42.3283 | 4.2513 | 1.0748 | 0 | 9.4292 | 0.00036128 | 0 | 0.05134 | 0 | 65.4911 | 65.6439 | 65.6439 | 1
PA_4A_LO_2013_EL | 4A | LO | EL | 9072 | ASHRAE30pct-state-4A | OfficeLarge | STD2013 | PA-Philadelphia-PA | Zone4A | Zone4A(PA-Philadelphia-PA) | ASHRAE30pct-state-STD2013 | state | PA | 0.0937 | 1 | ASHRAE30pct-state-4A_OfficeLarge_STD2013_PA-Philadelphia-PA.table.csv.gz | Large Office | Philadelphia International Ap PA USA TMY3 WMO#=724080 | Electricity | 1555.5556 | 1178808.3428 | 946708.3409 | 189380.5571 | 5626841.7117 | 528030.5598 | 599011.1159 | 138152.7789 | 94052.7785 | 7816.6667 | 27997.2224 | 0 | 0 | 0 | 9360538.9638 | 0 | 9338355.6303 | 22183.3335 | 550213.8933 | 145.7556 | 110454.3417 | 88706.5715 | 17744.9582 | 527235.0684 | 49476.4635 | 56127.3416 | 12944.9154 | 8812.7453 | 732.4217 | 2623.3397 | 0 | 0 | 0 | 877082.5009 | 0 | 875003.9226 | 2078.5783 | 51555.0418 | 5.3091 | 4023.2363 | 3231.0862 | 646.35 | 19204.2363 | 1802.1519 | 2044.4064 | 471.5112 | 320.9992 | 26.678 | 95.5537 | 0 | 0 | 0 | 31947.2293 | 0 | 31871.5183 | 75.711 | 1877.863 | 6.4805 | 1.2964 | 42.2836 | 4.1004 | 0.94569 | 0.19165 | 8.7131 | 0.010648 | 0 | 0.053507 | 0 | 63.9236 | 64.0754 | 64.0754 | 2
PA_4A_LO_2010_NG | 4A | LO | NG | 8001 | ASHRAE30pct-state-4A | OfficeLarge | STD2010 | PA-Philadelphia-PA | Zone4A | Zone4A(PA-Philadelphia-PA) | ASHRAE30pct-state-STD2010 | state | PA | 0.0937 | 1 | ASHRAE30pct-state-4A_OfficeLarge_STD2010_PA-Philadelphia-PA.table.csv.gz | Large Office | Philadelphia International Ap PA USA TMY3 WMO#=724080 | Natural Gas | 2526311.7516 | 0 | 0 | 0 | 0 | 0 | 0 | 0 | 0 | 0 | 0 | 510314.2156 | 0 | 0 | 3036635.4454 | 0 | 3036625.9672 | 0 | 0 | 25263.1175 | 0 | 0 | 0 | 0 | 0 | 0 | 0 | 0 | 0 | 0 | 5103.1422 | 0 | 0 | 30366.3545 | 0 | 30366.2597 | 0 | 0 | 2526.3118 | 0 | 0 | 0 | 0 | 0 | 0 | 0 | 0 | 0 | 0 | 510.3142 | 0 | 0 | 3036.6354 | 0 | 3036.626 | 0 | 0 | 0 | 0 | 0 | 0 | 0 | 0 | 0 | 5.0669 | 1.0235 | 0 | 0 | 6.0905 | 6.0905 | 6.0905 | 1
PA_4A_LO_2013_NG | 4A | LO | NG | 9081 | ASHRAE30pct-state-4A | OfficeLarge | STD2013 | PA-Philadelphia-PA | Zone4A | Zone4A(PA-Philadelphia-PA) | ASHRAE30pct-state-STD2013 | state | PA | 0.0937 | 1 | ASHRAE30pct-state-4A_OfficeLarge_STD2013_PA-Philadelphia-PA.table.csv.gz | Large Office | Philadelphia International Ap PA USA TMY3 WMO#=724080 | Natural Gas | 3283655.5432 | 0 | 0 | 0 | 0 | 0 | 0 | 0 | 0 | 0 | 0 | 510115.174 | 0 | 0 | 3793770.7172 | 0 | 3793770.7172 | 0 | 0 | 32836.5554 | 0 | 0 | 0 | 0 | 0 | 0 | 0 | 0 | 0 | 0 | 5101.1517 | 0 | 0 | 37937.7072 | 0 | 37937.7072 | 0 | 0 | 3283.6555 | 0 | 0 | 0 | 0 | 0 | 0 | 0 | 0 | 0 | 0 | 510.1152 | 0 | 0 | 3793.7707 | 0 | 3793.7707 | 0 | 0 | 0 | 0 | 0 | 0 | 0 | 0 | 0 | 6.5859 | 1.0231 | 0 | 0 | 7.609 | 7.609 | 7.609 | 2
TN_4A_LO_2010_EL | 4A | LO | EL | 8052 | ASHRAE30pct-state-4A | OfficeLarge | STD2010 | TN-Nashville-TN | Zone4A | Zone4A(TN-Nashville-TN) | ASHRAE30pct-state-STD2010 | state | TN | 0.1029 | 0.81 | ASHRAE30pct-state-4A_OfficeLarge_STD2010_TN-Nashville-TN.table.csv.gz | Large Office | Nashville International Ap TN USA TMY3 WMO#=723270 | Electricity | 141.6667 | 1464005.5673 | 1053758.3418 | 189938.8904 | 5632122.2673 | 529147.2265 | 645633.3385 | 186925.0015 | 156347.2235 | 5550 | 0 | 0 | 0 | 0 | 9885886.1902 | 0 | 9863569.5234 | 22316.6668 | 551463.8933 | 14.5775 | 150646.1729 | 108431.7334 | 19544.7118 | 579545.3813 | 54449.2496 | 66435.6705 | 19234.5827 | 16088.1293 | 571.095 | 0 | 0 | 0 | 0 | 1017257.689 | 0 | 1014961.304 | 2296.385 | 56745.6346 | 0.4835 | 4996.6056 | 3596.4446 | 648.2555 | 19222.2587 | 1805.9631 | 2203.5266 | 637.9692 | 533.6082 | 18.942 | 0 | 0 | 0 | 0 | 33740.2231 | 0 | 33664.057 | 76.1661 | 1882.1292 | 7.2133 | 1.3002 | 42.3283 | 4.4195 | 1.2796 | 0 | 11.0918 | 0.00096975 | 0 | 0.037991 | 0 | 67.5188 | 67.6716 | 67.6716 | 1
TN_4A_LO_2013_EL | 4A | LO | EL | 9132 | ASHRAE30pct-state-4A | OfficeLarge | STD2013 | TN-Nashville-TN | Zone4A | Zone4A(TN-Nashville-TN) | ASHRAE30pct-state-STD2013 | state | TN | 0.1029 | 0.81 | ASHRAE30pct-state-4A_OfficeLarge_STD2013_TN-Nashville-TN.table.csv.gz | Large Office | Nashville International Ap TN USA TMY3 WMO#=723270 | Electricity | 736.1111 | 1338111.1218 | 947341.6742 | 189938.8904 | 5626841.7117 | 528030.5598 | 623469.4494 | 164002.7791 | 129155.5566 | 5833.3334 | 40533.3337 | 0 | 0 | 0 | 9616169.5214 | 0 | 9593994.5212 | 22175.0002 | 550205.56 | 75.7458 | 137691.6344 | 97481.4583 | 19544.7118 | 579002.0121 | 54334.3446 | 64155.0063 | 16875.886 | 13290.1068 | 600.25 | 4170.88 | 0 | 0 | 0 | 989503.8437 | 0 | 987222.0362 | 2281.8075 | 56616.1521 | 2.5123 | 4566.9318 | 3233.2478 | 648.2555 | 19204.2363 | 1802.1519 | 2127.8819 | 559.7364 | 440.8039 | 19.909 | 138.339 | 0 | 0 | 0 | 32819.6885 | 0 | 32744.0059 | 75.6826 | 1877.8345 | 6.4848 | 1.3002 | 42.2836 | 4.2678 | 1.1226 | 0.27746 | 10.0438 | 0.0050389 | 0 | 0.039931 | 0 | 65.6735 | 65.8253 | 65.8253 | 2
TN_4A_LO_2010_NG | 4A | LO | NG | 8061 | ASHRAE30pct-state-4A | OfficeLarge | STD2010 | TN-Nashville-TN | Zone4A | Zone4A(TN-Nashville-TN) | ASHRAE30pct-state-STD2010 | state | TN | 0.1029 | 0.81 | ASHRAE30pct-state-4A_OfficeLarge_STD2010_TN-Nashville-TN.table.csv.gz | Large Office | Nashville International Ap TN USA TMY3 WMO#=723270 | Natural Gas | 1467277.7708 | 0 | 0 | 0 | 0 | 0 | 0 | 0 | 0 | 0 | 0 | 510295.2592 | 0 | 0 | 1977573.03 | 0 | 1977573.03 | 0 | 0 | 11884.9499 | 0 | 0 | 0 | 0 | 0 | 0 | 0 | 0 | 0 | 0 | 4133.3916 | 0 | 0 | 16018.3415 | 0 | 16018.3415 | 0 | 0 | 1467.2778 | 0 | 0 | 0 | 0 | 0 | 0 | 0 | 0 | 0 | 0 | 510.2953 | 0 | 0 | 1977.573 | 0 | 1977.573 | 0 | 0 | 0 | 0 | 0 | 0 | 0 | 0 | 0 | 2.9429 | 1.0235 | 0 | 0 | 3.9663 | 3.9663 | 3.9663 | 1
TN_4A_LO_2013_NG | 4A | LO | NG | 9141 | ASHRAE30pct-state-4A | OfficeLarge | STD2013 | TN-Nashville-TN | Zone4A | Zone4A(TN-Nashville-TN) | ASHRAE30pct-state-STD2013 | state | TN | 0.1029 | 0.81 | ASHRAE30pct-state-4A_OfficeLarge_STD2013_TN-Nashville-TN.table.csv.gz | Large Office | Nashville International Ap TN USA TMY3 WMO#=723270 | Natural Gas | 2031465.9115 | 0 | 0 | 0 | 0 | 0 | 0 | 0 | 0 | 0 | 0 | 510086.7395 | 0 | 0 | 2541552.6509 | 0 | 2541552.6509 | 0 | 0 | 16454.8739 | 0 | 0 | 0 | 0 | 0 | 0 | 0 | 0 | 0 | 0 | 4131.7026 | 0 | 0 | 20586.5765 | 0 | 20586.5765 | 0 | 0 | 2031.4659 | 0 | 0 | 0 | 0 | 0 | 0 | 0 | 0 | 0 | 0 | 510.0867 | 0 | 0 | 2541.5527 | 0 | 2541.5527 | 0 | 0 | 0 | 0 | 0 | 0 | 0 | 0 | 0 | 4.0744 | 1.0231 | 0 | 0 | 5.0975 | 5.0975 | 5.0975 | 2
VA_4A_LO_2010_EL | 4A | LO | EL | 8112 | ASHRAE30pct-state-4A | OfficeLarge | STD2010 | VA-Richmond-VA | Zone4A | Zone4A(VA-Richmond-VA) | ASHRAE30pct-state-STD2010 | state | VA | 0.0811 | 0.86 | ASHRAE30pct-state-4A_OfficeLarge_STD2010_VA-Richmond-VA.table.csv.gz | Large Office | Richmond International Ap VA USA TMY3 WMO#=724010 | Electricity | 108.3333 | 1388805.5667 | 1051663.8973 | 188933.3348 | 5632122.2673 | 529147.2265 | 635763.894 | 178738.8903 | 142480.5567 | 5963.8889 | 0 | 0 | 0 | 0 | 9776038.9671 | 0 | 9753727.8558 | 22311.1113 | 551458.3377 | 8.7858 | 112632.1315 | 85289.9421 | 15322.4935 | 456765.1159 | 42913.8401 | 51560.4518 | 14495.724 | 11555.1731 | 483.6714 | 0 | 0 | 0 | 0 | 792836.7602 | 0 | 791027.3291 | 1809.4311 | 44723.2712 | 0.36974 | 4739.9503 | 3589.2963 | 644.8236 | 19222.2587 | 1805.9631 | 2169.8425 | 610.0303 | 486.2817 | 20.3546 | 0 | 0 | 0 | 0 | 33365.3179 | 0 | 33289.1708 | 76.1471 | 1882.1102 | 7.1989 | 1.2933 | 42.3283 | 4.352 | 1.2235 | 0 | 10.4821 | 0.00074157 | 0 | 0.040824 | 0 | 66.7669 | 66.9196 | 66.9196 | 1
VA_4A_LO_2013_EL | 4A | LO | EL | 9192 | ASHRAE30pct-state-4A | OfficeLarge | STD2013 | VA-Richmond-VA | Zone4A | Zone4A(VA-Richmond-VA) | ASHRAE30pct-state-STD2013 | state | VA | 0.0811 | 0.86 | ASHRAE30pct-state-4A_OfficeLarge_STD2013_VA-Richmond-VA.table.csv.gz | Large Office | Richmond International Ap VA USA TMY3 WMO#=724010 | Electricity | 950 | 1277861.1213 | 945500.0076 | 188933.3348 | 5626841.7117 | 528030.5598 | 612091.6716 | 157244.4457 | 117477.7787 | 6336.1112 | 36919.4447 | 0 | 0 | 0 | 9520361.1873 | 0 | 9498186.1871 | 22175.0002 | 550205.56 | 77.045 | 103634.5369 | 76680.0506 | 15322.4935 | 456336.8628 | 42823.2784 | 49640.6346 | 12752.5245 | 9527.4479 | 513.8586 | 2994.167 | 0 | 0 | 0 | 772101.2923 | 0 | 770302.8998 | 1798.3925 | 44621.6709 | 3.2423 | 4361.3004 | 3226.9622 | 644.8236 | 19204.2363 | 1802.1519 | 2089.0499 | 536.6704 | 400.948 | 21.625 | 126.0049 | 0 | 0 | 0 | 32492.6976 | 0 | 32417.015 | 75.6826 | 1877.8345 | 6.4722 | 1.2933 | 42.2836 | 4.1899 | 1.0764 | 0.25272 | 9.5515 | 0.006503 | 0 | 0.043372 | 0 | 65.0176 | 65.1694 | 65.1694 | 2
VA_4A_LO_2010_NG | 4A | LO | NG | 8121 | ASHRAE30pct-state-4A | OfficeLarge | STD2010 | VA-Richmond-VA | Zone4A | Zone4A(VA-Richmond-VA) | ASHRAE30pct-state-STD2010 | state | VA | 0.0811 | 0.86 | ASHRAE30pct-state-4A_OfficeLarge_STD2010_VA-Richmond-VA.table.csv.gz | Large Office | Richmond International Ap VA USA TMY3 WMO#=724010 | Natural Gas | 1511313.3542 | 0 | 0 | 0 | 0 | 0 | 0 | 0 | 0 | 0 | 0 | 510304.7374 | 0 | 0 | 2021618.0916 | 0 | 2021618.0916 | 0 | 0 | 12997.2948 | 0 | 0 | 0 | 0 | 0 | 0 | 0 | 0 | 0 | 0 | 4388.6207 | 0 | 0 | 17385.9156 | 0 | 17385.9156 | 0 | 0 | 1511.3134 | 0 | 0 | 0 | 0 | 0 | 0 | 0 | 0 | 0 | 0 | 510.3047 | 0 | 0 | 2021.6181 | 0 | 2021.6181 | 0 | 0 | 0 | 0 | 0 | 0 | 0 | 0 | 0 | 3.0312 | 1.0235 | 0 | 0 | 4.0547 | 4.0547 | 4.0547 | 1
VA_4A_LO_2013_NG | 4A | LO | NG | 9201 | ASHRAE30pct-state-4A | OfficeLarge | STD2013 | VA-Richmond-VA | Zone4A | Zone4A(VA-Richmond-VA) | ASHRAE30pct-state-STD2013 | state | VA | 0.0811 | 0.86 | ASHRAE30pct-state-4A_OfficeLarge_STD2013_VA-Richmond-VA.table.csv.gz | Large Office | Richmond International Ap VA USA TMY3 WMO#=724010 | Natural Gas | 2087282.8617 | 0 | 0 | 0 | 0 | 0 | 0 | 0 | 0 | 0 | 0 | 510086.7395 | 0 | 0 | 2597369.6011 | 0 | 2597369.6011 | 0 | 0 | 17950.6326 | 0 | 0 | 0 | 0 | 0 | 0 | 0 | 0 | 0 | 0 | 4386.746 | 0 | 0 | 22337.3786 | 0 | 22337.3786 | 0 | 0 | 2087.2829 | 0 | 0 | 0 | 0 | 0 | 0 | 0 | 0 | 0 | 0 | 510.0867 | 0 | 0 | 2597.3696 | 0 | 2597.3696 | 0 | 0 | 0 | 0 | 0 | 0 | 0 | 0 | 0 | 4.1864 | 1.0231 | 0 | 0 | 5.2095 | 5.2095 | 5.2095 | 2
WV_4A_LO_2010_EL | 4A | LO | EL | 8172 | ASHRAE30pct-state-4A | OfficeLarge | STD2010 | WV-Charleston-WV | Zone4A | Zone4A(WV-Charleston-WV) | ASHRAE30pct-state-STD2010 | state | WV | 0.0842 | 0.92 | ASHRAE30pct-state-4A_OfficeLarge_STD2010_WV-Charleston-WV.table.csv.gz | Large Office | Charleston Yeager Arpt WV USA TMY3 WMO#=724140 | Electricity | 1280.5556 | 1283147.2325 | 1051536.1195 | 188594.446 | 5632122.2673 | 529147.2265 | 644983.3385 | 155419.4457 | 195052.7793 | 6394.4445 | 0 | 0 | 0 | 0 | 9709991.7443 | 0 | 9687677.8553 | 22313.8891 | 551461.1155 | 107.8228 | 108040.997 | 88539.3413 | 15879.6523 | 474224.6949 | 44554.1965 | 54307.5971 | 13086.3173 | 16423.444 | 538.4122 | 0 | 0 | 0 | 0 | 817581.3049 | 0 | 815702.4754 | 1878.8295 | 46433.0259 | 4.3705 | 4379.3417 | 3588.8602 | 643.667 | 19222.2587 | 1805.9631 | 2201.3081 | 530.4418 | 665.7091 | 21.824 | 0 | 0 | 0 | 0 | 33139.9008 | 0 | 33063.7442 | 76.1566 | 1882.1197 | 7.198 | 1.291 | 42.3283 | 4.4151 | 1.0639 | 0 | 10.1187 | 0.0087657 | 0 | 0.043772 | 0 | 66.3148 | 66.4675 | 66.4675 | 1
WV_4A_LO_2013_EL | 4A | LO | EL | 9252 | ASHRAE30pct-state-4A | OfficeLarge | STD2013 | WV-Charleston-WV | Zone4A | Zone4A(WV-Charleston-WV) | ASHRAE30pct-state-STD2013 | state | WV | 0.0842 | 0.92 | ASHRAE30pct-state-4A_OfficeLarge_STD2013_WV-Charleston-WV.table.csv.gz | Large Office | Charleston Yeager Arpt WV USA TMY3 WMO#=724140 | Electricity | 977.7778 | 1200850.0096 | 945058.3409 | 188594.446 | 5626841.7117 | 528030.5598 | 621888.8939 | 139402.7789 | 160119.4457 | 6833.3334 | 31836.1114 | 0 | 0 | 0 | 9472613.9647 | 0 | 9450433.4089 | 22180.5557 | 550211.1155 | 82.3289 | 101111.5708 | 79573.9123 | 15879.6523 | 473780.0721 | 44460.1731 | 52363.0449 | 11737.714 | 13482.0573 | 575.3667 | 2680.6006 | 0 | 0 | 0 | 797594.0958 | 0 | 795726.493 | 1867.6028 | 46327.7759 | 3.3371 | 4098.4639 | 3225.4548 | 643.667 | 19204.2363 | 1802.1519 | 2122.4875 | 475.7774 | 546.4827 | 23.322 | 108.6557 | 0 | 0 | 0 | 32329.7378 | 0 | 32254.0363 | 75.7015 | 1877.8535 | 6.4692 | 1.291 | 42.2836 | 4.257 | 0.95425 | 0.21793 | 9.3162 | 0.0066932 | 0 | 0.046776 | 0 | 64.6908 | 64.8426 | 64.8426 | 2
WV_4A_LO_2010_NG | 4A | LO | NG | 8181 | ASHRAE30pct-state-4A | OfficeLarge | STD2010 | WV-Charleston-WV | Zone4A | Zone4A(WV-Charleston-WV) | ASHRAE30pct-state-STD2010 | state | WV | 0.0842 | 0.92 | ASHRAE30pct-state-4A_OfficeLarge_STD2010_WV-Charleston-WV.table.csv.gz | Large Office | Charleston Yeager Arpt WV USA TMY3 WMO#=724140 | Natural Gas | 2310209.4483 | 0 | 0 | 0 | 0 | 0 | 0 | 0 | 0 | 0 | 0 | 510314.2156 | 0 | 0 | 2820514.1857 | 0 | 2820523.6639 | 0 | 0 | 21253.9269 | 0 | 0 | 0 | 0 | 0 | 0 | 0 | 0 | 0 | 0 | 4694.8908 | 0 | 0 | 25948.7305 | 0 | 25948.8177 | 0 | 0 | 2310.2094 | 0 | 0 | 0 | 0 | 0 | 0 | 0 | 0 | 0 | 0 | 510.3142 | 0 | 0 | 2820.5142 | 0 | 2820.5237 | 0 | 0 | 0 | 0 | 0 | 0 | 0 | 0 | 0 | 4.6335 | 1.0235 | 0 | 0 | 5.657 | 5.657 | 5.657 | 1
WV_4A_LO_2013_NG | 4A | LO | NG | 9261 | ASHRAE30pct-state-4A | OfficeLarge | STD2013 | WV-Charleston-WV | Zone4A | Zone4A(WV-Charleston-WV) | ASHRAE30pct-state-STD2013 | state | WV | 0.0842 | 0.92 | ASHRAE30pct-state-4A_OfficeLarge_STD2013_WV-Charleston-WV.table.csv.gz | Large Office | Charleston Yeager Arpt WV USA TMY3 WMO#=724140 | Natural Gas | 2918433.1724 | 0 | 0 | 0 | 0 | 0 | 0 | 0 | 0 | 0 | 0 | 510105.6958 | 0 | 0 | 3428538.8682 | 0 | 3428538.8682 | 0 | 0 | 26849.5852 | 0 | 0 | 0 | 0 | 0 | 0 | 0 | 0 | 0 | 0 | 4692.9724 | 0 | 0 | 31542.5576 | 0 | 31542.5576 | 0 | 0 | 2918.4332 | 0 | 0 | 0 | 0 | 0 | 0 | 0 | 0 | 0 | 0 | 510.1057 | 0 | 0 | 3428.5389 | 0 | 3428.5389 | 0 | 0 | 0 | 0 | 0 | 0 | 0 | 0 | 0 | 5.8534 | 1.0231 | 0 | 0 | 6.8765 | 6.8765 | 6.8765 | 2
AZ_4B_LO_2010_EL | 4B | LO | EL | 9672 | ASHRAE30pct-state-4B | OfficeLarge | STD2010 | AZ-Prescott-AZ | Zone4B | Zone4B(AZ-Prescott-AZ) | ASHRAE30pct-state-STD2010 | state | AZ | 0.0954 | 0.95 | ASHRAE30pct-state-4B_OfficeLarge_STD2010_AZ-Prescott-AZ.table.csv.gz | Large Office | Prescott Love Field AZ USA TMY3 WMO#=723723 | Electricity | 36552.7781 | 901800.0072 | 1050119.4528 | 188819.446 | 5632122.2673 | 529147.2265 | 800813.8953 | 128730.5566 | 88369.4452 | 682622.2277 | 0 | 0 | 0 | 0 | 10061416.7472 | 0 | 10039097.3025 | 22319.4446 | 551466.6711 | 3487.135 | 86031.7207 | 100181.3958 | 18013.3751 | 537304.4643 | 50480.6454 | 76397.6456 | 12280.8951 | 8430.4451 | 65122.1605 | 0 | 0 | 0 | 0 | 959859.1577 | 0 | 957729.8827 | 2129.275 | 52609.9204 | 124.7535 | 3077.8155 | 3584.0251 | 644.4349 | 19222.2587 | 1805.9631 | 2733.153 | 439.3534 | 301.6022 | 2329.7685 | 0 | 0 | 0 | 0 | 34339.3035 | 0 | 34263.1279 | 76.1756 | 1882.1387 | 7.1884 | 1.2925 | 42.3283 | 5.4818 | 0.8812 | 0 | 6.778 | 0.25021 | 0 | 4.6727 | 0 | 68.7203 | 68.8731 | 68.8731 | 1
AZ_4B_LO_2013_EL | 4B | LO | EL | 10032 | ASHRAE30pct-state-4B | OfficeLarge | STD2013 | AZ-Prescott-AZ | Zone4B | Zone4B(AZ-Prescott-AZ) | ASHRAE30pct-state-STD2013 | state | AZ | 0.0954 | 0.95 | ASHRAE30pct-state-4B_OfficeLarge_STD2013_AZ-Prescott-AZ.table.csv.gz | Large Office | Prescott Love Field AZ USA TMY3 WMO#=723723 | Electricity | 9397.2223 | 838480.5623 | 943536.1187 | 188819.446 | 5626841.7117 | 528030.5598 | 772561.1173 | 113569.4454 | 61413.8894 | 667561.1165 | 0 | 0 | 0 | 0 | 9772383.4115 | 0 | 9750211.1891 | 22172.2224 | 550202.7822 | 896.495 | 79991.0456 | 90013.3457 | 18013.3751 | 536800.6993 | 50374.1154 | 73702.3306 | 10834.5251 | 5858.885 | 63685.3305 | 0 | 0 | 0 | 0 | 932285.3775 | 0 | 930170.1474 | 2115.23 | 52489.3454 | 32.0724 | 2861.7082 | 3220.2595 | 644.4349 | 19204.2363 | 1802.1519 | 2636.7271 | 387.609 | 209.6037 | 2278.3654 | 0 | 0 | 0 | 0 | 33352.8416 | 0 | 33277.1685 | 75.6731 | 1877.825 | 6.4588 | 1.2925 | 42.2835 | 5.2884 | 0.77741 | 0 | 6.16 | 0.064327 | 0 | 4.5696 | 0 | 66.7428 | 66.8946 | 66.8946 | 2
AZ_4B_LO_2010_NG | 4B | LO | NG | 9681 | ASHRAE30pct-state-4B | OfficeLarge | STD2010 | AZ-Prescott-AZ | Zone4B | Zone4B(AZ-Prescott-AZ) | ASHRAE30pct-state-STD2010 | state | AZ | 0.0954 | 0.95 | ASHRAE30pct-state-4B_OfficeLarge_STD2010_AZ-Prescott-AZ.table.csv.gz | Large Office | Prescott Love Field AZ USA TMY3 WMO#=723723 | Natural Gas | 931666.3163 | 0 | 0 | 0 | 0 | 0 | 0 | 0 | 0 | 0 | 0 | 503101.3273 | 0 | 0 | 1434767.6436 | 0 | 1434767.6436 | 0 | 0 | 8850.83 | 0 | 0 | 0 | 0 | 0 | 0 | 0 | 0 | 0 | 0 | 4779.4626 | 0 | 0 | 13630.2926 | 0 | 13630.2926 | 0 | 0 | 931.6663 | 0 | 0 | 0 | 0 | 0 | 0 | 0 | 0 | 0 | 0 | 503.1013 | 0 | 0 | 1434.7676 | 0 | 1434.7676 | 0 | 0 | 0 | 0 | 0 | 0 | 0 | 0 | 0 | 1.8686 | 1.0091 | 0 | 0 | 2.8777 | 2.8777 | 2.8777 | 1
AZ_4B_LO_2013_NG | 4B | LO | NG | 10041 | ASHRAE30pct-state-4B | OfficeLarge | STD2013 | AZ-Prescott-AZ | Zone4B | Zone4B(AZ-Prescott-AZ) | ASHRAE30pct-state-STD2013 | state | AZ | 0.0954 | 0.95 | ASHRAE30pct-state-4B_OfficeLarge_STD2013_AZ-Prescott-AZ.table.csv.gz | Large Office | Prescott Love Field AZ USA TMY3 WMO#=723723 | Natural Gas | 659311.0668 | 0 | 0 | 0 | 0 | 0 | 0 | 0 | 0 | 0 | 0 | 502883.3294 | 0 | 0 | 1162194.3962 | 0 | 1162194.3962 | 0 | 0 | 6263.4551 | 0 | 0 | 0 | 0 | 0 | 0 | 0 | 0 | 0 | 0 | 4777.3916 | 0 | 0 | 11040.8468 | 0 | 11040.8468 | 0 | 0 | 659.3111 | 0 | 0 | 0 | 0 | 0 | 0 | 0 | 0 | 0 | 0 | 502.8833 | 0 | 0 | 1162.1944 | 0 | 1162.1944 | 0 | 0 | 0 | 0 | 0 | 0 | 0 | 0 | 0 | 1.3224 | 1.0086 | 0 | 0 | 2.331 | 2.331 | 2.331 | 2
CA_4B_LO_2010_EL | 4B | LO | EL | 9732 | ASHRAE30pct-state-4B | OfficeLarge | STD2010 | CA-Sacramento-CA | Zone4B | Zone4B(CA-Sacramento-CA) | ASHRAE30pct-state-STD2010 | state | CA | 0.136 | 0.7 | ASHRAE30pct-state-4B_OfficeLarge_STD2010_CA-Sacramento-CA.table.csv.gz | Large Office | Sacramento Metropolitan Ap CA USA TMY3 WMO#=724839 | Electricity | 5736.1112 | 897263.8961 | 1052027.7862 | 189475.0015 | 5632122.2673 | 529147.2265 | 659444.4497 | 147638.8901 | 140563.89 | 188027.7793 | 0 | 0 | 0 | 0 | 9463761.1868 | 0 | 9441447.2978 | 22313.8891 | 551461.1155 | 780.1111 | 122027.8899 | 143075.7789 | 25768.6002 | 765968.6283 | 71964.0228 | 89684.4452 | 20078.889 | 19116.689 | 25571.778 | 0 | 0 | 0 | 0 | 1287071.5214 | 0 | 1284036.8325 | 3034.6889 | 74998.7117 | 19.5772 | 3062.3339 | 3590.5382 | 646.6723 | 19222.2587 | 1805.9631 | 2250.6635 | 503.887 | 479.7402 | 641.733 | 0 | 0 | 0 | 0 | 32299.5236 | 0 | 32223.3669 | 76.1566 | 1882.1197 | 7.2014 | 1.297 | 42.3283 | 4.5141 | 1.0106 | 0 | 7.1042 | 0.039265 | 0 | 1.2871 | 0 | 64.6292 | 64.782 | 64.782 | 1
CA_4B_LO_2013_EL | 4B | LO | EL | 10092 | ASHRAE30pct-state-4B | OfficeLarge | STD2013 | CA-Sacramento-CA | Zone4B | Zone4B(CA-Sacramento-CA) | ASHRAE30pct-state-STD2013 | state | CA | 0.136 | 0.7 | ASHRAE30pct-state-4B_OfficeLarge_STD2013_CA-Sacramento-CA.table.csv.gz | Large Office | Sacramento Metropolitan Ap CA USA TMY3 WMO#=724839 | Electricity | 675 | 866566.6736 | 946288.8965 | 189475.0015 | 5626841.7117 | 528030.5598 | 636130.5606 | 132880.5566 | 112172.2231 | 188213.8904 | 0 | 0 | 0 | 0 | 9249452.8518 | 0 | 9227275.0738 | 22177.778 | 550208.3377 | 91.8 | 117853.0676 | 128695.2899 | 25768.6002 | 765250.4728 | 71812.1561 | 86513.7562 | 18071.7557 | 15255.4223 | 25597.0891 | 0 | 0 | 0 | 0 | 1257925.5878 | 0 | 1254909.41 | 3016.1778 | 74828.3339 | 2.3038 | 2957.5652 | 3229.6547 | 646.6723 | 19204.2363 | 1802.1519 | 2171.0939 | 453.5172 | 382.8403 | 642.3682 | 0 | 0 | 0 | 0 | 31568.0959 | 0 | 31492.4038 | 75.6921 | 1877.844 | 6.4776 | 1.297 | 42.2836 | 4.3545 | 0.9096 | 0 | 6.6997 | 0.0046206 | 0 | 1.2884 | 0 | 63.1632 | 63.315 | 63.315 | 2
CA_4B_LO_2010_NG | 4B | LO | NG | 9741 | ASHRAE30pct-state-4B | OfficeLarge | STD2010 | CA-Sacramento-CA | Zone4B | Zone4B(CA-Sacramento-CA) | ASHRAE30pct-state-STD2010 | state | CA | 0.136 | 0.7 | ASHRAE30pct-state-4B_OfficeLarge_STD2010_CA-Sacramento-CA.table.csv.gz | Large Office | Sacramento Metropolitan Ap CA USA TMY3 WMO#=724839 | Natural Gas | 455426.1262 | 0 | 0 | 0 | 0 | 0 | 0 | 0 | 0 | 0 | 0 | 503101.3273 | 0 | 0 | 958527.4535 | 0 | 958527.4535 | 0 | 0 | 3187.9829 | 0 | 0 | 0 | 0 | 0 | 0 | 0 | 0 | 0 | 0 | 3521.7093 | 0 | 0 | 6709.6922 | 0 | 6709.6922 | 0 | 0 | 455.4261 | 0 | 0 | 0 | 0 | 0 | 0 | 0 | 0 | 0 | 0 | 503.1013 | 0 | 0 | 958.5275 | 0 | 958.5275 | 0 | 0 | 0 | 0 | 0 | 0 | 0 | 0 | 0 | 0.91343 | 1.0091 | 0 | 0 | 1.9225 | 1.9225 | 1.9225 | 1
CA_4B_LO_2013_NG | 4B | LO | NG | 10101 | ASHRAE30pct-state-4B | OfficeLarge | STD2013 | CA-Sacramento-CA | Zone4B | Zone4B(CA-Sacramento-CA) | ASHRAE30pct-state-STD2013 | state | CA | 0.136 | 0.7 | ASHRAE30pct-state-4B_OfficeLarge_STD2013_CA-Sacramento-CA.table.csv.gz | Large Office | Sacramento Metropolitan Ap CA USA TMY3 WMO#=724839 | Natural Gas | 306012.2354 | 0 | 0 | 0 | 0 | 0 | 0 | 0 | 0 | 0 | 0 | 502902.2857 | 0 | 0 | 808905.0429 | 0 | 808914.5211 | 0 | 0 | 2142.0856 | 0 | 0 | 0 | 0 | 0 | 0 | 0 | 0 | 0 | 0 | 3520.316 | 0 | 0 | 5662.3353 | 0 | 5662.4016 | 0 | 0 | 306.0122 | 0 | 0 | 0 | 0 | 0 | 0 | 0 | 0 | 0 | 0 | 502.9023 | 0 | 0 | 808.905 | 0 | 808.9145 | 0 | 0 | 0 | 0 | 0 | 0 | 0 | 0 | 0 | 0.61376 | 1.0087 | 0 | 0 | 1.6224 | 1.6224 | 1.6224 | 2
CO_4B_LO_2010_EL | 4B | LO | EL | 9792 | ASHRAE30pct-state-4B | OfficeLarge | STD2010 | CO-Trinidad-CO | Zone4B | Zone4B(CO-Trinidad-CO) | ASHRAE30pct-state-STD2010 | state | CO | 0.0934 | 0.73 | ASHRAE30pct-state-4B_OfficeLarge_STD2010_CO-Trinidad-CO.table.csv.gz | Large Office | Trinidad Las Animas County Ap CO USA TMY3 WMO#=724645 | Electricity | 33180.5558 | 797711.1175 | 1052430.564 | 189427.7793 | 5632122.2673 | 529147.2265 | 805530.562 | 118447.2232 | 67030.5561 | 679102.7832 | 0 | 0 | 0 | 0 | 9926444.5239 | 0 | 9904130.6348 | 22313.8891 | 551461.1155 | 3099.0639 | 74506.2184 | 98297.0147 | 17692.5546 | 526040.2198 | 49422.351 | 75236.5545 | 11062.9706 | 6260.6539 | 63428.2 | 0 | 0 | 0 | 0 | 927129.9185 | 0 | 925045.8013 | 2084.1172 | 51506.4682 | 113.2442 | 2722.5633 | 3591.9129 | 646.5111 | 19222.2587 | 1805.9631 | 2749.2508 | 404.2567 | 228.7732 | 2317.7567 | 0 | 0 | 0 | 0 | 33878.6474 | 0 | 33802.4908 | 76.1566 | 1882.1197 | 7.2042 | 1.2967 | 42.3283 | 5.5141 | 0.8108 | 0 | 5.9194 | 0.22713 | 0 | 4.6486 | 0 | 67.7964 | 67.9492 | 67.9492 | 1
CO_4B_LO_2013_EL | 4B | LO | EL | 10152 | ASHRAE30pct-state-4B | OfficeLarge | STD2013 | CO-Trinidad-CO | Zone4B | Zone4B(CO-Trinidad-CO) | ASHRAE30pct-state-STD2013 | state | CO | 0.0934 | 0.73 | ASHRAE30pct-state-4B_OfficeLarge_STD2013_CO-Trinidad-CO.table.csv.gz | Large Office | Trinidad Las Animas County Ap CO USA TMY3 WMO#=724645 | Electricity | 8697.2223 | 738061.117 | 946016.6742 | 189427.7793 | 5626841.7117 | 528030.5598 | 774902.784 | 102611.1119 | 45427.7781 | 663808.3386 | 0 | 0 | 0 | 0 | 9646002.8549 | 0 | 9623825.077 | 22177.778 | 550208.3377 | 812.3206 | 68934.9083 | 88357.9574 | 17692.5546 | 525547.0159 | 49318.0543 | 72375.92 | 9583.8779 | 4242.9545 | 61999.6988 | 0 | 0 | 0 | 0 | 900936.6667 | 0 | 898865.2622 | 2071.4045 | 51389.4587 | 29.6834 | 2518.9797 | 3228.7256 | 646.5111 | 19204.2363 | 1802.1519 | 2644.7192 | 350.2085 | 155.0436 | 2265.5573 | 0 | 0 | 0 | 0 | 32921.5087 | 0 | 32845.8166 | 75.6921 | 1877.844 | 6.4757 | 1.2967 | 42.2836 | 5.3044 | 0.7024 | 0 | 5.3632 | 0.059535 | 0 | 4.5439 | 0 | 65.8777 | 66.0295 | 66.0295 | 2
CO_4B_LO_2010_NG | 4B | LO | NG | 9801 | ASHRAE30pct-state-4B | OfficeLarge | STD2010 | CO-Trinidad-CO | Zone4B | Zone4B(CO-Trinidad-CO) | ASHRAE30pct-state-STD2010 | state | CO | 0.0934 | 0.73 | ASHRAE30pct-state-4B_OfficeLarge_STD2010_CO-Trinidad-CO.table.csv.gz | Large Office | Trinidad Las Animas County Ap CO USA TMY3 WMO#=724645 | Natural Gas | 1944171.9547 | 0 | 0 | 0 | 0 | 0 | 0 | 0 | 0 | 0 | 0 | 503110.8055 | 0 | 0 | 2447282.7602 | 0 | 2447282.7602 | 0 | 0 | 14192.4553 | 0 | 0 | 0 | 0 | 0 | 0 | 0 | 0 | 0 | 0 | 3672.7089 | 0 | 0 | 17865.1641 | 0 | 17865.1641 | 0 | 0 | 1944.172 | 0 | 0 | 0 | 0 | 0 | 0 | 0 | 0 | 0 | 0 | 503.1108 | 0 | 0 | 2447.2828 | 0 | 2447.2828 | 0 | 0 | 0 | 0 | 0 | 0 | 0 | 0 | 0 | 3.8994 | 1.0091 | 0 | 0 | 4.9084 | 4.9084 | 4.9084 | 1
CO_4B_LO_2013_NG | 4B | LO | NG | 10161 | ASHRAE30pct-state-4B | OfficeLarge | STD2013 | CO-Trinidad-CO | Zone4B | Zone4B(CO-Trinidad-CO) | ASHRAE30pct-state-STD2013 | state | CO | 0.0934 | 0.73 | ASHRAE30pct-state-4B_OfficeLarge_STD2013_CO-Trinidad-CO.table.csv.gz | Large Office | Trinidad Las Animas County Ap CO USA TMY3 WMO#=724645 | Natural Gas | 1567689.5165 | 0 | 0 | 0 | 0 | 0 | 0 | 0 | 0 | 0 | 0 | 502911.7639 | 0 | 0 | 2070601.2804 | 0 | 2070601.2804 | 0 | 0 | 11444.1335 | 0 | 0 | 0 | 0 | 0 | 0 | 0 | 0 | 0 | 0 | 3671.2559 | 0 | 0 | 15115.3893 | 0 | 15115.3893 | 0 | 0 | 1567.6895 | 0 | 0 | 0 | 0 | 0 | 0 | 0 | 0 | 0 | 0 | 502.9118 | 0 | 0 | 2070.6013 | 0 | 2070.6013 | 0 | 0 | 0 | 0 | 0 | 0 | 0 | 0 | 0 | 3.1443 | 1.0087 | 0 | 0 | 4.1529 | 4.1529 | 4.1529 | 2
NM_4B_LO_2010_EL | 4B | LO | EL | 9852 | ASHRAE30pct-state-4B | OfficeLarge | STD2010 | NM-Albuquerque-NM | Zone4B | Zone4B(NM-Albuquerque-NM) | ASHRAE30pct-state-STD2010 | state | NM | 0.093 | 0.62 | ASHRAE30pct-state-4B_OfficeLarge_STD2010_NM-Albuquerque-NM.table.csv.gz | Large Office | Albuquerque Intl Arpt Isis NM USA TMY3 WMO#=723650 | Electricity | 38333.3336 | 924366.6741 | 1050658.3417 | 188997.2237 | 5632122.2673 | 529147.2265 | 808888.8954 | 132302.7788 | 90155.5563 | 638180.5607 | 0 | 0 | 0 | 0 | 10055466.7471 | 0 | 10033152.858 | 22313.8891 | 551461.1155 | 3565 | 85966.1007 | 97711.2258 | 17576.7418 | 523787.3709 | 49210.6921 | 75226.6673 | 12304.1584 | 8384.4667 | 59350.7921 | 0 | 0 | 0 | 0 | 935158.4075 | 0 | 933083.2158 | 2075.1917 | 51285.8837 | 130.8305 | 3154.8348 | 3585.8643 | 645.0417 | 19222.2587 | 1805.9631 | 2760.7127 | 451.5453 | 307.6981 | 2178.0905 | 0 | 0 | 0 | 0 | 34318.9963 | 0 | 34242.8397 | 76.1566 | 1882.1197 | 7.192 | 1.2937 | 42.3283 | 5.5371 | 0.90565 | 0 | 6.9447 | 0.2624 | 0 | 4.3685 | 0 | 68.6796 | 68.8324 | 68.8324 | 1
NM_4B_LO_2013_EL | 4B | LO | EL | 10212 | ASHRAE30pct-state-4B | OfficeLarge | STD2013 | NM-Albuquerque-NM | Zone4B | Zone4B(NM-Albuquerque-NM) | ASHRAE30pct-state-STD2013 | state | NM | 0.093 | 0.62 | ASHRAE30pct-state-4B_OfficeLarge_STD2013_NM-Albuquerque-NM.table.csv.gz | Large Office | Albuquerque Intl Arpt Isis NM USA TMY3 WMO#=723650 | Electricity | 9483.3334 | 841313.8956 | 944652.7853 | 188997.2237 | 5626841.7117 | 528030.5598 | 780888.8951 | 112291.6676 | 61225.0005 | 623497.2272 | 0 | 0 | 0 | 0 | 9739397.3001 | 0 | 9717222.3 | 22175.0002 | 550205.56 | 881.95 | 78242.1923 | 87852.709 | 17576.7418 | 523296.2792 | 49106.8421 | 72622.6672 | 10443.1251 | 5693.925 | 57985.2421 | 0 | 0 | 0 | 0 | 905763.9489 | 0 | 903701.6739 | 2062.275 | 51169.1171 | 32.3663 | 2871.3782 | 3224.0707 | 645.0417 | 19204.2363 | 1802.1519 | 2665.1496 | 383.248 | 208.959 | 2127.9767 | 0 | 0 | 0 | 0 | 33240.2611 | 0 | 33164.5785 | 75.6826 | 1877.8345 | 6.4664 | 1.2937 | 42.2836 | 5.3454 | 0.76867 | 0 | 6.1781 | 0.064916 | 0 | 4.268 | 0 | 66.517 | 66.6688 | 66.6688 | 2
NM_4B_LO_2010_NG | 4B | LO | NG | 9861 | ASHRAE30pct-state-4B | OfficeLarge | STD2010 | NM-Albuquerque-NM | Zone4B | Zone4B(NM-Albuquerque-NM) | ASHRAE30pct-state-STD2010 | state | NM | 0.093 | 0.62 | ASHRAE30pct-state-4B_OfficeLarge_STD2010_NM-Albuquerque-NM.table.csv.gz | Large Office | Albuquerque Intl Arpt Isis NM USA TMY3 WMO#=723650 | Natural Gas | 969029.2671 | 0 | 0 | 0 | 0 | 0 | 0 | 0 | 0 | 0 | 0 | 503101.3273 | 0 | 0 | 1472130.5944 | 0 | 1472130.5944 | 0 | 0 | 6007.9815 | 0 | 0 | 0 | 0 | 0 | 0 | 0 | 0 | 0 | 0 | 3119.2282 | 0 | 0 | 9127.2097 | 0 | 9127.2097 | 0 | 0 | 969.0293 | 0 | 0 | 0 | 0 | 0 | 0 | 0 | 0 | 0 | 0 | 503.1013 | 0 | 0 | 1472.1306 | 0 | 1472.1306 | 0 | 0 | 0 | 0 | 0 | 0 | 0 | 0 | 0 | 1.9435 | 1.0091 | 0 | 0 | 2.9526 | 2.9526 | 2.9526 | 1
NM_4B_LO_2013_NG | 4B | LO | NG | 10221 | ASHRAE30pct-state-4B | OfficeLarge | STD2013 | NM-Albuquerque-NM | Zone4B | Zone4B(NM-Albuquerque-NM) | ASHRAE30pct-state-STD2013 | state | NM | 0.093 | 0.62 | ASHRAE30pct-state-4B_OfficeLarge_STD2013_NM-Albuquerque-NM.table.csv.gz | Large Office | Albuquerque Intl Arpt Isis NM USA TMY3 WMO#=723650 | Natural Gas | 709317.8981 | 0 | 0 | 0 | 0 | 0 | 0 | 0 | 0 | 0 | 0 | 502902.2857 | 0 | 0 | 1212220.1838 | 0 | 1212220.1838 | 0 | 0 | 4397.771 | 0 | 0 | 0 | 0 | 0 | 0 | 0 | 0 | 0 | 0 | 3117.9942 | 0 | 0 | 7515.7651 | 0 | 7515.7651 | 0 | 0 | 709.3179 | 0 | 0 | 0 | 0 | 0 | 0 | 0 | 0 | 0 | 0 | 502.9023 | 0 | 0 | 1212.2202 | 0 | 1212.2202 | 0 | 0 | 0 | 0 | 0 | 0 | 0 | 0 | 0 | 1.4227 | 1.0087 | 0 | 0 | 2.4313 | 2.4313 | 2.4313 | 2
OK_4B_LO_2010_EL | 4B | LO | EL | 9912 | ASHRAE30pct-state-4B | OfficeLarge | STD2010 | OK-Amarillo-TX | Zone4B | Zone4B(OK-Amarillo-TX) | ASHRAE30pct-state-STD2010 | state | OK | 0.0726 | 0.87 | ASHRAE30pct-state-4B_OfficeLarge_STD2010_OK-Amarillo-TX.table.csv.gz | Large Office | Amarillo International Ap Can TX USA TMY3 WMO#=723630 | Electricity | 14950.0001 | 1003144.4525 | 1050211.1195 | 188663.8904 | 5632122.2673 | 529147.2265 | 730411.117 | 142136.1122 | 154227.779 | 484308.3372 | 0 | 0 | 0 | 0 | 9951638.9685 | 0 | 9929322.3017 | 22316.6668 | 551463.8933 | 1085.37 | 72828.2872 | 76245.3273 | 13696.9984 | 408892.0766 | 38416.0886 | 53027.8471 | 10319.0817 | 11196.9368 | 35160.7853 | 0 | 0 | 0 | 0 | 722488.9891 | 0 | 720868.7991 | 1620.19 | 40036.2787 | 51.0239 | 3423.7009 | 3584.338 | 643.904 | 19222.2587 | 1805.9631 | 2492.8705 | 485.1061 | 526.3746 | 1652.9293 | 0 | 0 | 0 | 0 | 33964.6353 | 0 | 33888.4692 | 76.1661 | 1882.1292 | 7.189 | 1.2915 | 42.3283 | 4.9999 | 0.97296 | 0 | 7.9225 | 0.10234 | 0 | 3.3152 | 0 | 67.9689 | 68.1216 | 68.1216 | 1
OK_4B_LO_2013_EL | 4B | LO | EL | 10272 | ASHRAE30pct-state-4B | OfficeLarge | STD2013 | OK-Amarillo-TX | Zone4B | Zone4B(OK-Amarillo-TX) | ASHRAE30pct-state-STD2013 | state | OK | 0.0726 | 0.87 | ASHRAE30pct-state-4B_OfficeLarge_STD2013_OK-Amarillo-TX.table.csv.gz | Large Office | Amarillo International Ap Can TX USA TMY3 WMO#=723630 | Electricity | 1255.5556 | 958358.341 | 943750.0075 | 188663.8904 | 5626841.7117 | 528030.5598 | 691772.2278 | 127711.1121 | 120805.5565 | 482305.5594 | 0 | 0 | 0 | 0 | 9691666.7442 | 0 | 9669494.5218 | 22172.2224 | 550202.7822 | 91.1533 | 69576.8156 | 68516.2505 | 13696.9984 | 408508.7083 | 38335.0186 | 50222.6637 | 9271.8267 | 8770.4834 | 35015.3836 | 0 | 0 | 0 | 0 | 703615.0056 | 0 | 702005.3023 | 1609.7033 | 39944.722 | 4.2852 | 3270.8473 | 3220.9895 | 643.904 | 19204.2363 | 1802.1519 | 2360.9972 | 435.8741 | 412.3056 | 1646.0939 | 0 | 0 | 0 | 0 | 33077.3582 | 0 | 33001.685 | 75.6731 | 1877.825 | 6.4602 | 1.2915 | 42.2835 | 4.7354 | 0.87422 | 0 | 7.3872 | 0.0085946 | 0 | 3.3015 | 0 | 66.1903 | 66.3421 | 66.3421 | 2
OK_4B_LO_2010_NG | 4B | LO | NG | 9921 | ASHRAE30pct-state-4B | OfficeLarge | STD2010 | OK-Amarillo-TX | Zone4B | Zone4B(OK-Amarillo-TX) | ASHRAE30pct-state-STD2010 | state | OK | 0.0726 | 0.87 | ASHRAE30pct-state-4B_OfficeLarge_STD2010_OK-Amarillo-TX.table.csv.gz | Large Office | Amarillo International Ap Can TX USA TMY3 WMO#=723630 | Natural Gas | 1516071.3961 | 0 | 0 | 0 | 0 | 0 | 0 | 0 | 0 | 0 | 0 | 503120.2836 | 0 | 0 | 2019191.6798 | 0 | 2019191.6798 | 0 | 0 | 13189.8211 | 0 | 0 | 0 | 0 | 0 | 0 | 0 | 0 | 0 | 0 | 4377.1465 | 0 | 0 | 17566.9676 | 0 | 17566.9676 | 0 | 0 | 1516.0714 | 0 | 0 | 0 | 0 | 0 | 0 | 0 | 0 | 0 | 0 | 503.1203 | 0 | 0 | 2019.1917 | 0 | 2019.1917 | 0 | 0 | 0 | 0 | 0 | 0 | 0 | 0 | 0 | 3.0407 | 1.0091 | 0 | 0 | 4.0498 | 4.0498 | 4.0498 | 1
OK_4B_LO_2013_NG | 4B | LO | NG | 10281 | ASHRAE30pct-state-4B | OfficeLarge | STD2013 | OK-Amarillo-TX | Zone4B | Zone4B(OK-Amarillo-TX) | ASHRAE30pct-state-STD2013 | state | OK | 0.0726 | 0.87 | ASHRAE30pct-state-4B_OfficeLarge_STD2013_OK-Amarillo-TX.table.csv.gz | Large Office | Amarillo International Ap Can TX USA TMY3 WMO#=723630 | Natural Gas | 1234437.0171 | 0 | 0 | 0 | 0 | 0 | 0 | 0 | 0 | 0 | 0 | 502911.7639 | 0 | 0 | 1737358.2591 | 0 | 1737348.781 | 0 | 0 | 10739.602 | 0 | 0 | 0 | 0 | 0 | 0 | 0 | 0 | 0 | 0 | 4375.3323 | 0 | 0 | 15115.0169 | 0 | 15114.9344 | 0 | 0 | 1234.437 | 0 | 0 | 0 | 0 | 0 | 0 | 0 | 0 | 0 | 0 | 502.9118 | 0 | 0 | 1737.3583 | 0 | 1737.3488 | 0 | 0 | 0 | 0 | 0 | 0 | 0 | 0 | 0 | 2.4759 | 1.0087 | 0 | 0 | 3.4845 | 3.4846 | 3.4845 | 2
TX_4B_LO_2010_EL | 4B | LO | EL | 9972 | ASHRAE30pct-state-4B | OfficeLarge | STD2010 | TX-Amarillo-TX | Zone4B | Zone4B(TX-Amarillo-TX) | ASHRAE30pct-state-STD2010 | state | TX | 0.0817 | 0.67 | ASHRAE30pct-state-4B_OfficeLarge_STD2010_TX-Amarillo-TX.table.csv.gz | Large Office | Amarillo International Ap Can TX USA TMY3 WMO#=723630 | Electricity | 14950.0001 | 1003144.4525 | 1050211.1195 | 188663.8904 | 5632122.2673 | 529147.2265 | 730411.117 | 142136.1122 | 154227.779 | 484308.3372 | 0 | 0 | 0 | 0 | 9951638.9685 | 0 | 9929322.3017 | 22316.6668 | 551463.8933 | 1221.415 | 81956.9018 | 85802.2485 | 15413.8398 | 460144.3892 | 43231.3284 | 59674.5883 | 11612.5204 | 12600.4095 | 39567.9911 | 0 | 0 | 0 | 0 | 813048.9037 | 0 | 811225.632 | 1823.2717 | 45054.6001 | 51.0239 | 3423.7009 | 3584.338 | 643.904 | 19222.2587 | 1805.9631 | 2492.8705 | 485.1061 | 526.3746 | 1652.9293 | 0 | 0 | 0 | 0 | 33964.6353 | 0 | 33888.4692 | 76.1661 | 1882.1292 | 7.189 | 1.2915 | 42.3283 | 4.9999 | 0.97296 | 0 | 7.9225 | 0.10234 | 0 | 3.3152 | 0 | 67.9689 | 68.1216 | 68.1216 | 1
TX_4B_LO_2013_EL | 4B | LO | EL | 10332 | ASHRAE30pct-state-4B | OfficeLarge | STD2013 | TX-Amarillo-TX | Zone4B | Zone4B(TX-Amarillo-TX) | ASHRAE30pct-state-STD2013 | state | TX | 0.0817 | 0.67 | ASHRAE30pct-state-4B_OfficeLarge_STD2013_TX-Amarillo-TX.table.csv.gz | Large Office | Amarillo International Ap Can TX USA TMY3 WMO#=723630 | Electricity | 1255.5556 | 958358.341 | 943750.0075 | 188663.8904 | 5626841.7117 | 528030.5598 | 691772.2278 | 127711.1121 | 120805.5565 | 482305.5594 | 0 | 0 | 0 | 0 | 9691666.7442 | 0 | 9669494.5218 | 22172.2224 | 550202.7822 | 102.5789 | 78297.8765 | 77104.3756 | 15413.8398 | 459712.9678 | 43140.0967 | 56517.791 | 10433.9979 | 9869.814 | 39404.3642 | 0 | 0 | 0 | 0 | 791809.173 | 0 | 789997.7024 | 1811.4706 | 44951.5673 | 4.2852 | 3270.8473 | 3220.9895 | 643.904 | 19204.2363 | 1802.1519 | 2360.9972 | 435.8741 | 412.3056 | 1646.0939 | 0 | 0 | 0 | 0 | 33077.3582 | 0 | 33001.685 | 75.6731 | 1877.825 | 6.4602 | 1.2915 | 42.2835 | 4.7354 | 0.87422 | 0 | 7.3872 | 0.0085946 | 0 | 3.3015 | 0 | 66.1903 | 66.3421 | 66.3421 | 2
TX_4B_LO_2010_NG | 4B | LO | NG | 9981 | ASHRAE30pct-state-4B | OfficeLarge | STD2010 | TX-Amarillo-TX | Zone4B | Zone4B(TX-Amarillo-TX) | ASHRAE30pct-state-STD2010 | state | TX | 0.0817 | 0.67 | ASHRAE30pct-state-4B_OfficeLarge_STD2010_TX-Amarillo-TX.table.csv.gz | Large Office | Amarillo International Ap Can TX USA TMY3 WMO#=723630 | Natural Gas | 1516071.3961 | 0 | 0 | 0 | 0 | 0 | 0 | 0 | 0 | 0 | 0 | 503120.2836 | 0 | 0 | 2019191.6798 | 0 | 2019191.6798 | 0 | 0 | 10157.6784 | 0 | 0 | 0 | 0 | 0 | 0 | 0 | 0 | 0 | 0 | 3370.9059 | 0 | 0 | 13528.5843 | 0 | 13528.5843 | 0 | 0 | 1516.0714 | 0 | 0 | 0 | 0 | 0 | 0 | 0 | 0 | 0 | 0 | 503.1203 | 0 | 0 | 2019.1917 | 0 | 2019.1917 | 0 | 0 | 0 | 0 | 0 | 0 | 0 | 0 | 0 | 3.0407 | 1.0091 | 0 | 0 | 4.0498 | 4.0498 | 4.0498 | 1
TX_4B_LO_2013_NG | 4B | LO | NG | 10341 | ASHRAE30pct-state-4B | OfficeLarge | STD2013 | TX-Amarillo-TX | Zone4B | Zone4B(TX-Amarillo-TX) | ASHRAE30pct-state-STD2013 | state | TX | 0.0817 | 0.67 | ASHRAE30pct-state-4B_OfficeLarge_STD2013_TX-Amarillo-TX.table.csv.gz | Large Office | Amarillo International Ap Can TX USA TMY3 WMO#=723630 | Natural Gas | 1234437.0171 | 0 | 0 | 0 | 0 | 0 | 0 | 0 | 0 | 0 | 0 | 502911.7639 | 0 | 0 | 1737358.2591 | 0 | 1737348.781 | 0 | 0 | 8270.728 | 0 | 0 | 0 | 0 | 0 | 0 | 0 | 0 | 0 | 0 | 3369.5088 | 0 | 0 | 11640.3003 | 0 | 11640.2368 | 0 | 0 | 1234.437 | 0 | 0 | 0 | 0 | 0 | 0 | 0 | 0 | 0 | 0 | 502.9118 | 0 | 0 | 1737.3583 | 0 | 1737.3488 | 0 | 0 | 0 | 0 | 0 | 0 | 0 | 0 | 0 | 2.4759 | 1.0087 | 0 | 0 | 3.4845 | 3.4846 | 3.4845 | 2
CA_4C_LO_2010_EL | 4C | LO | EL | 10572 | ASHRAE30pct-state-4C | OfficeLarge | STD2010 | CA-Arcata-CA | Zone4C | Zone4C(CA-Arcata-CA) | ASHRAE30pct-state-STD2010 | state | CA | 0.136 | 0.7 | ASHRAE30pct-state-4C_OfficeLarge_STD2010_CA-Arcata-CA.table.csv.gz | Large Office | Arcata Airport CA USA TMY3 WMO#=725945 | Electricity | 2483.3334 | 238155.5575 | 1053272.2306 | 189036.1126 | 5632122.2673 | 529147.2265 | 639350.0051 | 50444.4448 | 15791.6668 | 205605.5572 | 0 | 0 | 0 | 0 | 8577727.8464 | 0 | 8555408.4018 | 22319.4446 | 551466.6711 | 337.7333 | 32389.1558 | 143245.0234 | 25708.9113 | 765968.6283 | 71964.0228 | 86951.6007 | 6860.4445 | 2147.6667 | 27962.3558 | 0 | 0 | 0 | 0 | 1166570.9871 | 0 | 1163535.5426 | 3035.4445 | 74999.4673 | 8.4755 | 812.8175 | 3594.7855 | 645.1744 | 19222.2587 | 1805.9631 | 2182.0817 | 172.1653 | 53.8965 | 701.7254 | 0 | 0 | 0 | 0 | 29275.5192 | 0 | 29199.3437 | 76.1756 | 1882.1387 | 7.2099 | 1.294 | 42.3283 | 4.3765 | 0.34531 | 0 | 1.7383 | 0.016999 | 0 | 1.4074 | 0 | 58.5641 | 58.7169 | 58.7169 | 1
CA_4C_LO_2013_EL | 4C | LO | EL | 10752 | ASHRAE30pct-state-4C | OfficeLarge | STD2013 | CA-Arcata-CA | Zone4C | Zone4C(CA-Arcata-CA) | ASHRAE30pct-state-STD2013 | state | CA | 0.136 | 0.7 | ASHRAE30pct-state-4C_OfficeLarge_STD2013_CA-Arcata-CA.table.csv.gz | Large Office | Arcata Airport CA USA TMY3 WMO#=725945 | Electricity | 3216.6667 | 240750.0019 | 946330.5631 | 189036.1126 | 5626841.7117 | 528030.5598 | 621405.5605 | 45188.8893 | 12277.7779 | 206944.4461 | 0 | 0 | 0 | 0 | 8442197.2898 | 0 | 8420022.2896 | 22175.0002 | 550205.56 | 437.4667 | 32742.0003 | 128700.9566 | 25708.9113 | 765250.4728 | 71812.1561 | 84511.1562 | 6145.6889 | 1669.7778 | 28144.4447 | 0 | 0 | 0 | 0 | 1148138.8314 | 0 | 1145123.0314 | 3015.8 | 74827.9562 | 10.9784 | 821.6723 | 3229.7969 | 645.1744 | 19204.2363 | 1802.1519 | 2120.8379 | 154.2283 | 41.9037 | 706.295 | 0 | 0 | 0 | 0 | 28812.9576 | 0 | 28737.2751 | 75.6826 | 1877.8345 | 6.4779 | 1.294 | 42.2836 | 4.2537 | 0.30933 | 0 | 1.732 | 0.022019 | 0 | 1.4166 | 0 | 57.6373 | 57.7891 | 57.7891 | 2
CA_4C_LO_2010_NG | 4C | LO | NG | 10581 | ASHRAE30pct-state-4C | OfficeLarge | STD2010 | CA-Arcata-CA | Zone4C | Zone4C(CA-Arcata-CA) | ASHRAE30pct-state-STD2010 | state | CA | 0.136 | 0.7 | ASHRAE30pct-state-4C_OfficeLarge_STD2010_CA-Arcata-CA.table.csv.gz | Large Office | Arcata Airport CA USA TMY3 WMO#=725945 | Natural Gas | 549724.4514 | 0 | 0 | 0 | 0 | 0 | 0 | 0 | 0 | 0 | 0 | 530341.5913 | 0 | 0 | 1080056.5646 | 0 | 1080066.0428 | 0 | 0 | 3848.0712 | 0 | 0 | 0 | 0 | 0 | 0 | 0 | 0 | 0 | 0 | 3712.3911 | 0 | 0 | 7560.396 | 0 | 7560.4623 | 0 | 0 | 549.7245 | 0 | 0 | 0 | 0 | 0 | 0 | 0 | 0 | 0 | 0 | 530.3416 | 0 | 0 | 1080.0566 | 0 | 1080.066 | 0 | 0 | 0 | 0 | 0 | 0 | 0 | 0 | 0 | 1.1026 | 1.0637 | 0 | 0 | 2.1662 | 2.1662 | 2.1662 | 1
CA_4C_LO_2013_NG | 4C | LO | NG | 10761 | ASHRAE30pct-state-4C | OfficeLarge | STD2013 | CA-Arcata-CA | Zone4C | Zone4C(CA-Arcata-CA) | ASHRAE30pct-state-STD2013 | state | CA | 0.136 | 0.7 | ASHRAE30pct-state-4C_OfficeLarge_STD2013_CA-Arcata-CA.table.csv.gz | Large Office | Arcata Airport CA USA TMY3 WMO#=725945 | Natural Gas | 344228.2216 | 0 | 0 | 0 | 0 | 0 | 0 | 0 | 0 | 0 | 0 | 530152.0279 | 0 | 0 | 874380.2495 | 0 | 874380.2495 | 0 | 0 | 2409.5976 | 0 | 0 | 0 | 0 | 0 | 0 | 0 | 0 | 0 | 0 | 3711.0642 | 0 | 0 | 6120.6617 | 0 | 6120.6617 | 0 | 0 | 344.2282 | 0 | 0 | 0 | 0 | 0 | 0 | 0 | 0 | 0 | 0 | 530.152 | 0 | 0 | 874.3802 | 0 | 874.3802 | 0 | 0 | 0 | 0 | 0 | 0 | 0 | 0 | 0 | 0.69041 | 1.0633 | 0 | 0 | 1.7537 | 1.7537 | 1.7537 | 2
OR_4C_LO_2010_EL | 4C | LO | EL | 10632 | ASHRAE30pct-state-4C | OfficeLarge | STD2010 | OR-Portland-OR | Zone4C | Zone4C(OR-Portland-OR) | ASHRAE30pct-state-STD2010 | state | OR | 0.0834 | 0.92 | ASHRAE30pct-state-4C_OfficeLarge_STD2010_OR-Portland-OR.table.csv.gz | Large Office | Portland International Ap OR USA TMY3 WMO#=726980 | Electricity | 1930.5556 | 528050.0042 | 1058400.0085 | 189586.1126 | 5632122.2673 | 529147.2265 | 619100.005 | 99341.6675 | 70433.3339 | 277294.4467 | 0 | 0 | 0 | 0 | 9027722.2944 | 0 | 9005405.6276 | 22316.6668 | 551463.8933 | 161.0083 | 44039.3704 | 88270.5607 | 15811.4818 | 469718.9971 | 44130.8787 | 51632.9404 | 8285.0951 | 5874.14 | 23126.3569 | 0 | 0 | 0 | 0 | 752912.0394 | 0 | 751050.8293 | 1861.21 | 45992.0887 | 6.5889 | 1802.2183 | 3612.2864 | 647.0515 | 19222.2587 | 1805.9631 | 2112.9691 | 339.05 | 240.3868 | 946.3974 | 0 | 0 | 0 | 0 | 30811.3363 | 0 | 30735.1702 | 76.1661 | 1882.1292 | 7.245 | 1.2978 | 42.3283 | 4.2379 | 0.68002 | 0 | 4.0968 | 0.013215 | 0 | 1.8982 | 0 | 61.6444 | 61.7972 | 61.7972 | 1
OR_4C_LO_2013_EL | 4C | LO | EL | 10812 | ASHRAE30pct-state-4C | OfficeLarge | STD2013 | OR-Portland-OR | Zone4C | Zone4C(OR-Portland-OR) | ASHRAE30pct-state-STD2013 | state | OR | 0.0834 | 0.92 | ASHRAE30pct-state-4C_OfficeLarge_STD2013_OR-Portland-OR.table.csv.gz | Large Office | Portland International Ap OR USA TMY3 WMO#=726980 | Electricity | 2583.3334 | 509922.2263 | 949458.3409 | 189586.1126 | 5626841.7117 | 528030.5598 | 588822.2269 | 87744.4451 | 52630.556 | 279422.2245 | 0 | 0 | 0 | 0 | 8837222.2929 | 0 | 8815041.7372 | 22180.5557 | 550211.1155 | 215.45 | 42527.5137 | 79184.8256 | 15811.4818 | 469278.5988 | 44037.7487 | 49107.7737 | 7317.8867 | 4389.3884 | 23303.8135 | 0 | 0 | 0 | 0 | 737024.3392 | 0 | 735174.4809 | 1849.8583 | 45887.607 | 8.8168 | 1740.3488 | 3240.4719 | 647.0515 | 19204.2363 | 1802.1519 | 2009.632 | 299.4691 | 179.6265 | 953.6594 | 0 | 0 | 0 | 0 | 30161.1657 | 0 | 30085.4642 | 75.7015 | 1877.8535 | 6.4993 | 1.2978 | 42.2836 | 4.0306 | 0.60063 | 0 | 3.8508 | 0.017684 | 0 | 1.9127 | 0 | 60.3413 | 60.4932 | 60.4932 | 2
OR_4C_LO_2010_NG | 4C | LO | NG | 10641 | ASHRAE30pct-state-4C | OfficeLarge | STD2010 | OR-Portland-OR | Zone4C | Zone4C(OR-Portland-OR) | ASHRAE30pct-state-STD2010 | state | OR | 0.0834 | 0.92 | ASHRAE30pct-state-4C_OfficeLarge_STD2010_OR-Portland-OR.table.csv.gz | Large Office | Portland International Ap OR USA TMY3 WMO#=726980 | Natural Gas | 1145285.3388 | 0 | 0 | 0 | 0 | 0 | 0 | 0 | 0 | 0 | 0 | 530351.0695 | 0 | 0 | 1675636.4083 | 0 | 1675636.4083 | 0 | 0 | 10536.6251 | 0 | 0 | 0 | 0 | 0 | 0 | 0 | 0 | 0 | 0 | 4879.2298 | 0 | 0 | 15415.855 | 0 | 15415.855 | 0 | 0 | 1145.2853 | 0 | 0 | 0 | 0 | 0 | 0 | 0 | 0 | 0 | 0 | 530.3511 | 0 | 0 | 1675.6364 | 0 | 1675.6364 | 0 | 0 | 0 | 0 | 0 | 0 | 0 | 0 | 0 | 2.2971 | 1.0637 | 0 | 0 | 3.3608 | 3.3608 | 3.3608 | 1
OR_4C_LO_2013_NG | 4C | LO | NG | 10821 | ASHRAE30pct-state-4C | OfficeLarge | STD2013 | OR-Portland-OR | Zone4C | Zone4C(OR-Portland-OR) | ASHRAE30pct-state-STD2013 | state | OR | 0.0834 | 0.92 | ASHRAE30pct-state-4C_OfficeLarge_STD2013_OR-Portland-OR.table.csv.gz | Large Office | Portland International Ap OR USA TMY3 WMO#=726980 | Natural Gas | 897810.2887 | 0 | 0 | 0 | 0 | 0 | 0 | 0 | 0 | 0 | 0 | 530170.9842 | 0 | 0 | 1427981.273 | 0 | 1427981.273 | 0 | 0 | 8259.8547 | 0 | 0 | 0 | 0 | 0 | 0 | 0 | 0 | 0 | 0 | 4877.5731 | 0 | 0 | 13137.4277 | 0 | 13137.4277 | 0 | 0 | 897.8103 | 0 | 0 | 0 | 0 | 0 | 0 | 0 | 0 | 0 | 0 | 530.171 | 0 | 0 | 1427.9813 | 0 | 1427.9813 | 0 | 0 | 0 | 0 | 0 | 0 | 0 | 0 | 0 | 1.8007 | 1.0633 | 0 | 0 | 2.8641 | 2.8641 | 2.8641 | 2
WA_4C_LO_2010_EL | 4C | LO | EL | 10692 | ASHRAE30pct-state-4C | OfficeLarge | STD2010 | WA-Seattle-WA | Zone4C | Zone4C(WA-Seattle-WA) | ASHRAE30pct-state-STD2010 | state | WA | 0.0767 | 0.96 | ASHRAE30pct-state-4C_OfficeLarge_STD2010_WA-Seattle-WA.table.csv.gz | Large Office | Seattle Seattle Tacoma Intl A WA USA TMY3 WMO#=727930 | Electricity | 2791.6667 | 413036.1144 | 1060761.1196 | 189955.5571 | 5632122.2673 | 529147.2265 | 623772.2272 | 79647.2229 | 42230.5559 | 327372.2248 | 0 | 0 | 0 | 0 | 8923158.4047 | 0 | 8900836.1823 | 22322.2224 | 551469.4489 | 214.1208 | 31679.87 | 81360.3779 | 14569.5912 | 431983.7779 | 40585.5923 | 47843.3298 | 6108.942 | 3239.0836 | 25109.4496 | 0 | 0 | 0 | 0 | 684406.2496 | 0 | 682694.1352 | 1712.1145 | 42297.7067 | 9.5279 | 1409.6795 | 3620.3448 | 648.3124 | 19222.2587 | 1805.9631 | 2128.9153 | 271.8335 | 144.1316 | 1117.3113 | 0 | 0 | 0 | 0 | 30454.463 | 0 | 30378.278 | 76.1851 | 1882.1481 | 7.2612 | 1.3003 | 42.3283 | 4.2699 | 0.54521 | 0 | 3.1164 | 0.01911 | 0 | 2.241 | 0 | 60.9286 | 61.0814 | 61.0814 | 1
WA_4C_LO_2013_EL | 4C | LO | EL | 10872 | ASHRAE30pct-state-4C | OfficeLarge | STD2013 | WA-Seattle-WA | Zone4C | Zone4C(WA-Seattle-WA) | ASHRAE30pct-state-STD2013 | state | WA | 0.0767 | 0.96 | ASHRAE30pct-state-4C_OfficeLarge_STD2013_WA-Seattle-WA.table.csv.gz | Large Office | Seattle Seattle Tacoma Intl A WA USA TMY3 WMO#=727930 | Electricity | 3011.1111 | 397200.0032 | 950858.3409 | 189955.5571 | 5626841.7117 | 528030.5598 | 594619.4492 | 69647.2228 | 31363.8891 | 329397.2249 | 0 | 0 | 0 | 0 | 8743102.8477 | 0 | 8720925.0698 | 22177.778 | 550208.3377 | 230.9522 | 30465.2402 | 72930.8348 | 14569.5912 | 431578.7593 | 40499.9439 | 45607.3118 | 5341.942 | 2405.6103 | 25264.7671 | 0 | 0 | 0 | 0 | 670595.9884 | 0 | 668894.9529 | 1701.0356 | 42200.9795 | 10.2768 | 1355.6313 | 3245.25 | 648.3124 | 19204.2363 | 1802.1519 | 2029.4177 | 237.7038 | 107.044 | 1124.2225 | 0 | 0 | 0 | 0 | 29839.939 | 0 | 29764.2469 | 75.6921 | 1877.844 | 6.5089 | 1.3003 | 42.2836 | 4.0703 | 0.47675 | 0 | 2.9336 | 0.020612 | 0 | 2.2548 | 0 | 59.6971 | 59.8489 | 59.8489 | 2
WA_4C_LO_2010_NG | 4C | LO | NG | 10701 | ASHRAE30pct-state-4C | OfficeLarge | STD2010 | WA-Seattle-WA | Zone4C | Zone4C(WA-Seattle-WA) | ASHRAE30pct-state-STD2010 | state | WA | 0.0767 | 0.96 | ASHRAE30pct-state-4C_OfficeLarge_STD2010_WA-Seattle-WA.table.csv.gz | Large Office | Seattle Seattle Tacoma Intl A WA USA TMY3 WMO#=727930 | Natural Gas | 1203813.0459 | 0 | 0 | 0 | 0 | 0 | 0 | 0 | 0 | 0 | 0 | 530351.0695 | 0 | 0 | 1734164.1154 | 0 | 1734164.1154 | 0 | 0 | 11556.6052 | 0 | 0 | 0 | 0 | 0 | 0 | 0 | 0 | 0 | 0 | 5091.3703 | 0 | 0 | 16647.9755 | 0 | 16647.9755 | 0 | 0 | 1203.813 | 0 | 0 | 0 | 0 | 0 | 0 | 0 | 0 | 0 | 0 | 530.3511 | 0 | 0 | 1734.1641 | 0 | 1734.1641 | 0 | 0 | 0 | 0 | 0 | 0 | 0 | 0 | 0 | 2.4144 | 1.0637 | 0 | 0 | 3.4782 | 3.4782 | 3.4782 | 1
WA_4C_LO_2013_NG | 4C | LO | NG | 10881 | ASHRAE30pct-state-4C | OfficeLarge | STD2013 | WA-Seattle-WA | Zone4C | Zone4C(WA-Seattle-WA) | ASHRAE30pct-state-STD2013 | state | WA | 0.0767 | 0.96 | ASHRAE30pct-state-4C_OfficeLarge_STD2013_WA-Seattle-WA.table.csv.gz | Large Office | Seattle Seattle Tacoma Intl A WA USA TMY3 WMO#=727930 | Natural Gas | 973692.5274 | 0 | 0 | 0 | 0 | 0 | 0 | 0 | 0 | 0 | 0 | 530180.4624 | 0 | 0 | 1503872.9898 | 0 | 1503872.9898 | 0 | 0 | 9347.4483 | 0 | 0 | 0 | 0 | 0 | 0 | 0 | 0 | 0 | 0 | 5089.7324 | 0 | 0 | 14437.1807 | 0 | 14437.1807 | 0 | 0 | 973.6925 | 0 | 0 | 0 | 0 | 0 | 0 | 0 | 0 | 0 | 0 | 530.1805 | 0 | 0 | 1503.873 | 0 | 1503.873 | 0 | 0 | 0 | 0 | 0 | 0 | 0 | 0 | 0 | 1.9529 | 1.0634 | 0 | 0 | 3.0163 | 3.0163 | 3.0163 | 2
CT_5A_LO_2010_EL | 5A | LO | EL | 12072 | ASHRAE30pct-state-5A | OfficeLarge | STD2010 | CT-HartfordBradley-CT | Zone5A | Zone5A(CT-HartfordBradley-CT) | ASHRAE30pct-state-STD2010 | state | CT | 0.147 | 0.82 | ASHRAE30pct-state-5A_OfficeLarge_STD2010_CT-HartfordBradley-CT.table.csv.gz | Large Office | Hartford Bradley Intl Ap CT USA TMY3 WMO#=725080 | Electricity | 1683.3333 | 743638.8948 | 1054655.564 | 190163.8904 | 5632122.2673 | 529147.2265 | 613569.4494 | 129572.2233 | 127000.001 | 475897.226 | 0 | 0 | 0 | 0 | 9519772.2984 | 0 | 9497450.076 | 22322.2224 | 551469.4489 | 247.45 | 109314.9175 | 155034.3679 | 27954.0919 | 827921.9733 | 77784.6423 | 90194.7091 | 19047.1168 | 18669.0001 | 69956.8922 | 0 | 0 | 0 | 0 | 1399406.5279 | 0 | 1396125.1612 | 3281.3667 | 81066.009 | 5.7452 | 2538.0165 | 3599.5067 | 649.0235 | 19222.2587 | 1805.9631 | 2094.0935 | 442.226 | 433.4471 | 1624.2225 | 0 | 0 | 0 | 0 | 32490.6877 | 0 | 32414.5027 | 76.1851 | 1882.1481 | 7.2194 | 1.3017 | 42.3283 | 4.2 | 0.88696 | 0 | 5.9598 | 0.011523 | 0 | 3.2576 | 0 | 65.0126 | 65.1654 | 65.1654 | 1
CT_5A_LO_2013_EL | 5A | LO | EL | 13212 | ASHRAE30pct-state-5A | OfficeLarge | STD2013 | CT-HartfordBradley-CT | Zone5A | Zone5A(CT-HartfordBradley-CT) | ASHRAE30pct-state-STD2013 | state | CT | 0.147 | 0.82 | ASHRAE30pct-state-5A_OfficeLarge_STD2013_CT-HartfordBradley-CT.table.csv.gz | Large Office | Hartford Bradley Intl Ap CT USA TMY3 WMO#=725080 | Electricity | 2825 | 690161.1166 | 947683.3409 | 190163.8904 | 5626841.7117 | 528030.5598 | 597872.227 | 117233.3343 | 102944.4453 | 476605.5594 | 13547.2223 | 0 | 0 | 0 | 9316086.1856 | 0 | 9293908.4077 | 22177.778 | 550208.3377 | 415.275 | 101453.6841 | 139309.4511 | 27954.0919 | 827145.7316 | 77620.4923 | 87887.2174 | 17233.3001 | 15132.8335 | 70061.0172 | 1991.4417 | 0 | 0 | 0 | 1369464.6693 | 0 | 1366204.5359 | 3260.1334 | 80880.6256 | 9.6416 | 2355.4985 | 3234.4139 | 649.0235 | 19204.2363 | 1802.1519 | 2040.5194 | 400.1137 | 351.3462 | 1626.64 | 46.2362 | 0 | 0 | 0 | 31795.5134 | 0 | 31719.8213 | 75.6921 | 1877.844 | 6.4871 | 1.3017 | 42.2836 | 4.0926 | 0.80249 | 0.092734 | 5.429 | 0.019338 | 0 | 3.2625 | 0 | 63.6193 | 63.7711 | 63.7711 | 2
CT_5A_LO_2010_NG | 5A | LO | NG | 12081 | ASHRAE30pct-state-5A | OfficeLarge | STD2010 | CT-HartfordBradley-CT | Zone5A | Zone5A(CT-HartfordBradley-CT) | ASHRAE30pct-state-STD2010 | state | CT | 0.147 | 0.82 | ASHRAE30pct-state-5A_OfficeLarge_STD2010_CT-HartfordBradley-CT.table.csv.gz | Large Office | Hartford Bradley Intl Ap CT USA TMY3 WMO#=725080 | Natural Gas | 3233989.9261 | 0 | 0 | 0 | 0 | 0 | 0 | 0 | 0 | 0 | 0 | 543393.0331 | 0 | 0 | 3777382.9592 | 0 | 3777382.9592 | 0 | 0 | 26518.7174 | 0 | 0 | 0 | 0 | 0 | 0 | 0 | 0 | 0 | 0 | 4455.8229 | 0 | 0 | 30974.5403 | 0 | 30974.5403 | 0 | 0 | 3233.9899 | 0 | 0 | 0 | 0 | 0 | 0 | 0 | 0 | 0 | 0 | 543.393 | 0 | 0 | 3777.383 | 0 | 3777.383 | 0 | 0 | 0 | 0 | 0 | 0 | 0 | 0 | 0 | 6.4863 | 1.0899 | 0 | 0 | 7.5762 | 7.5762 | 7.5762 | 1
CT_5A_LO_2013_NG | 5A | LO | NG | 13221 | ASHRAE30pct-state-5A | OfficeLarge | STD2013 | CT-HartfordBradley-CT | Zone5A | Zone5A(CT-HartfordBradley-CT) | ASHRAE30pct-state-STD2013 | state | CT | 0.147 | 0.82 | ASHRAE30pct-state-5A_OfficeLarge_STD2013_CT-HartfordBradley-CT.table.csv.gz | Large Office | Hartford Bradley Intl Ap CT USA TMY3 WMO#=725080 | Natural Gas | 4331145.1116 | 0 | 0 | 0 | 0 | 0 | 0 | 0 | 0 | 0 | 0 | 543231.9042 | 0 | 0 | 4874377.0157 | 0 | 4874377.0157 | 0 | 0 | 35515.3899 | 0 | 0 | 0 | 0 | 0 | 0 | 0 | 0 | 0 | 0 | 4454.5016 | 0 | 0 | 39969.8915 | 0 | 39969.8915 | 0 | 0 | 4331.1451 | 0 | 0 | 0 | 0 | 0 | 0 | 0 | 0 | 0 | 0 | 543.2319 | 0 | 0 | 4874.377 | 0 | 4874.377 | 0 | 0 | 0 | 0 | 0 | 0 | 0 | 0 | 0 | 8.6868 | 1.0895 | 0 | 0 | 9.7764 | 9.7764 | 9.7764 | 2
IA_5A_LO_2010_EL | 5A | LO | EL | 12132 | ASHRAE30pct-state-5A | OfficeLarge | STD2010 | IA-DesMoines-IA | Zone5A | Zone5A(IA-DesMoines-IA) | ASHRAE30pct-state-STD2010 | state | IA | 0.08 | 0.7 | ASHRAE30pct-state-5A_OfficeLarge_STD2010_IA-DesMoines-IA.table.csv.gz | Large Office | Des Moines Intl Ap IA USA TMY3 WMO#=725460 | Electricity | 2183.3334 | 936083.3408 | 1052430.564 | 189291.6682 | 5632122.2673 | 529147.2265 | 643447.2274 | 155902.779 | 103452.7786 | 495875.004 | 0 | 0 | 0 | 0 | 9762255.6337 | 0 | 9739936.189 | 22319.4446 | 551466.6711 | 174.6667 | 74886.6673 | 84194.4451 | 15143.3335 | 450569.7814 | 42331.7781 | 51475.7782 | 12472.2223 | 8276.2223 | 39670.0003 | 0 | 0 | 0 | 0 | 780980.4507 | 0 | 779194.8951 | 1785.5556 | 44117.3337 | 7.4516 | 3194.8234 | 3591.9129 | 646.0466 | 19222.2587 | 1805.9631 | 2196.0654 | 532.0914 | 353.0811 | 1692.406 | 0 | 0 | 0 | 0 | 33318.2758 | 0 | 33242.1003 | 76.1756 | 1882.1387 | 7.2042 | 1.2958 | 42.3283 | 4.4046 | 1.0672 | 0 | 7.1159 | 0.014946 | 0 | 3.3944 | 0 | 66.6725 | 66.8253 | 66.8253 | 1
IA_5A_LO_2013_EL | 5A | LO | EL | 13272 | ASHRAE30pct-state-5A | OfficeLarge | STD2013 | IA-DesMoines-IA | Zone5A | Zone5A(IA-DesMoines-IA) | ASHRAE30pct-state-STD2013 | state | IA | 0.08 | 0.7 | ASHRAE30pct-state-5A_OfficeLarge_STD2013_IA-DesMoines-IA.table.csv.gz | Large Office | Des Moines Intl Ap IA USA TMY3 WMO#=725460 | Electricity | 3016.6667 | 856811.118 | 945791.6742 | 189291.6682 | 5626841.7117 | 528030.5598 | 626911.1161 | 140525.0011 | 85325.0007 | 498033.3373 | 18636.1113 | 0 | 0 | 0 | 9541388.9652 | 0 | 9519213.965 | 22175.0002 | 550205.56 | 241.3333 | 68544.8894 | 75663.3339 | 15143.3335 | 450147.3369 | 42242.4448 | 50152.8893 | 11242.0001 | 6826.0001 | 39842.667 | 1490.8889 | 0 | 0 | 0 | 763311.1172 | 0 | 761537.1172 | 1774 | 44016.4448 | 10.2958 | 2924.2698 | 3227.9577 | 646.0466 | 19204.2363 | 1802.1519 | 2139.6282 | 479.6075 | 291.2116 | 1699.7723 | 63.6045 | 0 | 0 | 0 | 32564.4648 | 0 | 32488.7822 | 75.6826 | 1877.8345 | 6.4742 | 1.2958 | 42.2836 | 4.2914 | 0.96193 | 0.12757 | 6.4492 | 0.02065 | 0 | 3.4092 | 0 | 65.1616 | 65.3134 | 65.3134 | 2
IA_5A_LO_2010_NG | 5A | LO | NG | 12141 | ASHRAE30pct-state-5A | OfficeLarge | STD2010 | IA-DesMoines-IA | Zone5A | Zone5A(IA-DesMoines-IA) | ASHRAE30pct-state-STD2010 | state | IA | 0.08 | 0.7 | ASHRAE30pct-state-5A_OfficeLarge_STD2010_IA-DesMoines-IA.table.csv.gz | Large Office | Des Moines Intl Ap IA USA TMY3 WMO#=725460 | Natural Gas | 4692017.0018 | 0 | 0 | 0 | 0 | 0 | 0 | 0 | 0 | 0 | 0 | 543421.4676 | 0 | 0 | 5235438.4694 | 0 | 5235438.4694 | 0 | 0 | 32844.119 | 0 | 0 | 0 | 0 | 0 | 0 | 0 | 0 | 0 | 0 | 3803.9503 | 0 | 0 | 36648.0693 | 0 | 36648.0693 | 0 | 0 | 4692.017 | 0 | 0 | 0 | 0 | 0 | 0 | 0 | 0 | 0 | 0 | 543.4215 | 0 | 0 | 5235.4385 | 0 | 5235.4385 | 0 | 0 | 0 | 0 | 0 | 0 | 0 | 0 | 0 | 9.4106 | 1.0899 | 0 | 0 | 10.5005 | 10.5005 | 10.5005 | 1
IA_5A_LO_2013_NG | 5A | LO | NG | 13281 | ASHRAE30pct-state-5A | OfficeLarge | STD2013 | IA-DesMoines-IA | Zone5A | Zone5A(IA-DesMoines-IA) | ASHRAE30pct-state-STD2013 | state | IA | 0.08 | 0.7 | ASHRAE30pct-state-5A_OfficeLarge_STD2013_IA-DesMoines-IA.table.csv.gz | Large Office | Des Moines Intl Ap IA USA TMY3 WMO#=725460 | Natural Gas | 5172408.6309 | 0 | 0 | 0 | 0 | 0 | 0 | 0 | 0 | 0 | 0 | 543241.3823 | 0 | 0 | 5715640.5351 | 0 | 5715650.0132 | 0 | 0 | 36206.8604 | 0 | 0 | 0 | 0 | 0 | 0 | 0 | 0 | 0 | 0 | 3802.6897 | 0 | 0 | 40009.4837 | 0 | 40009.5501 | 0 | 0 | 5172.4086 | 0 | 0 | 0 | 0 | 0 | 0 | 0 | 0 | 0 | 0 | 543.2414 | 0 | 0 | 5715.6405 | 0 | 5715.65 | 0 | 0 | 0 | 0 | 0 | 0 | 0 | 0 | 0 | 10.3741 | 1.0896 | 0 | 0 | 11.4637 | 11.4637 | 11.4637 | 2
IL_5A_LO_2010_EL | 5A | LO | EL | 12192 | ASHRAE30pct-state-5A | OfficeLarge | STD2010 | IL-Peoria-IL | Zone5A | Zone5A(IL-Peoria-IL) | ASHRAE30pct-state-STD2010 | state | IL | 0.0819 | 0.76 | ASHRAE30pct-state-5A_OfficeLarge_STD2010_IL-Peoria-IL.table.csv.gz | Large Office | Peoria Greater Peoria Ap IL USA TMY3 WMO#=725320 | Electricity | 1977.7778 | 861208.3402 | 1053127.7862 | 189786.1126 | 5632122.2673 | 529147.2265 | 631019.4495 | 150633.3345 | 97425.0008 | 415594.4478 | 0 | 0 | 0 | 0 | 9584358.41 | 0 | 9562041.7432 | 22316.6668 | 551463.8933 | 161.98 | 70532.9631 | 86251.1657 | 15543.4826 | 461270.8137 | 43337.1578 | 51680.4929 | 12336.8701 | 7979.1076 | 34037.1853 | 0 | 0 | 0 | 0 | 784958.9538 | 0 | 783131.2188 | 1827.735 | 45164.8929 | 6.7501 | 2939.2774 | 3594.2925 | 647.7341 | 19222.2587 | 1805.9631 | 2153.6498 | 514.1069 | 332.5085 | 1418.411 | 0 | 0 | 0 | 0 | 32711.1181 | 0 | 32634.952 | 76.1661 | 1882.1292 | 7.2089 | 1.2991 | 42.3283 | 4.3195 | 1.0311 | 0 | 6.5621 | 0.013538 | 0 | 2.8449 | 0 | 65.4547 | 65.6075 | 65.6075 | 1
IL_5A_LO_2013_EL | 5A | LO | EL | 13332 | ASHRAE30pct-state-5A | OfficeLarge | STD2013 | IL-Peoria-IL | Zone5A | Zone5A(IL-Peoria-IL) | ASHRAE30pct-state-STD2013 | state | IL | 0.0819 | 0.76 | ASHRAE30pct-state-5A_OfficeLarge_STD2013_IL-Peoria-IL.table.csv.gz | Large Office | Peoria Greater Peoria Ap IL USA TMY3 WMO#=725320 | Electricity | 2616.6667 | 797000.0064 | 946497.2298 | 189786.1126 | 5626841.7117 | 528030.5598 | 614558.3382 | 136716.6678 | 78847.2229 | 418627.7811 | 16983.3335 | 0 | 0 | 0 | 9378683.4084 | 0 | 9356505.6304 | 22177.778 | 550208.3377 | 214.305 | 65274.3005 | 77518.1231 | 15543.4826 | 460838.3362 | 43245.7028 | 50332.3279 | 11197.0951 | 6457.5876 | 34285.6153 | 1390.935 | 0 | 0 | 0 | 768114.1711 | 0 | 766297.8111 | 1816.36 | 45062.0629 | 8.9306 | 2720.1363 | 3230.3657 | 647.7341 | 19204.2363 | 1802.1519 | 2097.4686 | 466.6097 | 269.1031 | 1428.7636 | 57.9636 | 0 | 0 | 0 | 32009.1557 | 0 | 31933.4637 | 75.6921 | 1877.844 | 6.479 | 1.2991 | 42.2836 | 4.2068 | 0.93586 | 0.11626 | 5.9954 | 0.017912 | 0 | 2.8656 | 0 | 64.0478 | 64.1996 | 64.1996 | 2
IL_5A_LO_2010_NG | 5A | LO | NG | 12201 | ASHRAE30pct-state-5A | OfficeLarge | STD2010 | IL-Peoria-IL | Zone5A | Zone5A(IL-Peoria-IL) | ASHRAE30pct-state-STD2010 | state | IL | 0.0819 | 0.76 | ASHRAE30pct-state-5A_OfficeLarge_STD2010_IL-Peoria-IL.table.csv.gz | Large Office | Peoria Greater Peoria Ap IL USA TMY3 WMO#=725320 | Natural Gas | 4316084.2975 | 0 | 0 | 0 | 0 | 0 | 0 | 0 | 0 | 0 | 0 | 543402.5112 | 0 | 0 | 4859486.8088 | 0 | 4859486.8088 | 0 | 0 | 32802.2407 | 0 | 0 | 0 | 0 | 0 | 0 | 0 | 0 | 0 | 0 | 4129.8591 | 0 | 0 | 36932.0997 | 0 | 36932.0997 | 0 | 0 | 4316.0843 | 0 | 0 | 0 | 0 | 0 | 0 | 0 | 0 | 0 | 0 | 543.4025 | 0 | 0 | 4859.4868 | 0 | 4859.4868 | 0 | 0 | 0 | 0 | 0 | 0 | 0 | 0 | 0 | 8.6566 | 1.0899 | 0 | 0 | 9.7465 | 9.7465 | 9.7465 | 1
IL_5A_LO_2013_NG | 5A | LO | NG | 13341 | ASHRAE30pct-state-5A | OfficeLarge | STD2013 | IL-Peoria-IL | Zone5A | Zone5A(IL-Peoria-IL) | ASHRAE30pct-state-STD2013 | state | IL | 0.0819 | 0.76 | ASHRAE30pct-state-5A_OfficeLarge_STD2013_IL-Peoria-IL.table.csv.gz | Large Office | Peoria Greater Peoria Ap IL USA TMY3 WMO#=725320 | Natural Gas | 4833725.1394 | 0 | 0 | 0 | 0 | 0 | 0 | 0 | 0 | 0 | 0 | 543231.9042 | 0 | 0 | 5376957.0436 | 0 | 5376957.0436 | 0 | 0 | 36736.3111 | 0 | 0 | 0 | 0 | 0 | 0 | 0 | 0 | 0 | 0 | 4128.5625 | 0 | 0 | 40864.8735 | 0 | 40864.8735 | 0 | 0 | 4833.7251 | 0 | 0 | 0 | 0 | 0 | 0 | 0 | 0 | 0 | 0 | 543.2319 | 0 | 0 | 5376.957 | 0 | 5376.957 | 0 | 0 | 0 | 0 | 0 | 0 | 0 | 0 | 0 | 9.6948 | 1.0895 | 0 | 0 | 10.7844 | 10.7844 | 10.7844 | 2
IN_5A_LO_2010_EL | 5A | LO | EL | 12252 | ASHRAE30pct-state-5A | OfficeLarge | STD2010 | IN-Indianapolis-IN | Zone5A | Zone5A(IN-Indianapolis-IN) | ASHRAE30pct-state-STD2010 | state | IN | 0.0907 | 0.75 | ASHRAE30pct-state-5A_OfficeLarge_STD2010_IN-Indianapolis-IN.table.csv.gz | Large Office | Indianapolis Intl Ap IN USA TMY3 WMO#=724380 | Electricity | 3177.7778 | 931025.0074 | 1052294.4529 | 188480.5571 | 5632122.2673 | 529147.2265 | 635755.5606 | 153430.5568 | 105461.112 | 421319.4478 | 0 | 0 | 0 | 0 | 9674533.4107 | 0 | 9652213.9661 | 22319.4446 | 551466.6711 | 288.2244 | 84443.9682 | 95443.1069 | 17095.1865 | 510833.4896 | 47993.6534 | 57663.0294 | 13916.1515 | 9565.3229 | 38213.6739 | 0 | 0 | 0 | 0 | 877480.1804 | 0 | 875455.8067 | 2024.3736 | 50018.0271 | 10.8457 | 3177.5595 | 3591.4483 | 643.2783 | 19222.2587 | 1805.9631 | 2169.814 | 523.6537 | 359.9355 | 1437.9502 | 0 | 0 | 0 | 0 | 33018.8826 | 0 | 32942.707 | 76.1756 | 1882.1387 | 7.2032 | 1.2902 | 42.3283 | 4.3519 | 1.0503 | 0 | 7.095 | 0.021753 | 0 | 2.884 | 0 | 66.072 | 66.2248 | 66.2248 | 1
IN_5A_LO_2013_EL | 5A | LO | EL | 13392 | ASHRAE30pct-state-5A | OfficeLarge | STD2013 | IN-Indianapolis-IN | Zone5A | Zone5A(IN-Indianapolis-IN) | ASHRAE30pct-state-STD2013 | state | IN | 0.0907 | 0.75 | ASHRAE30pct-state-5A_OfficeLarge_STD2013_IN-Indianapolis-IN.table.csv.gz | Large Office | Indianapolis Intl Ap IN USA TMY3 WMO#=724380 | Electricity | 3580.5556 | 856091.6735 | 945358.3409 | 188480.5571 | 5626841.7117 | 528030.5598 | 621177.7827 | 140891.6678 | 85752.7785 | 423888.8923 | 18391.6668 | 0 | 0 | 0 | 9460663.9646 | 0 | 9438486.1866 | 22177.778 | 550208.3377 | 324.7564 | 77647.5148 | 85744.0015 | 17095.1865 | 510354.5432 | 47892.3718 | 56340.8249 | 12778.8743 | 7777.777 | 38446.7225 | 1668.1242 | 0 | 0 | 0 | 858082.2216 | 0 | 856070.6971 | 2011.5245 | 49903.8962 | 12.2203 | 2921.8143 | 3226.4787 | 643.2783 | 19204.2363 | 1802.1519 | 2120.0605 | 480.8589 | 292.6716 | 1446.7196 | 62.7702 | 0 | 0 | 0 | 32288.9528 | 0 | 32213.2608 | 75.6921 | 1877.844 | 6.4712 | 1.2902 | 42.2836 | 4.2521 | 0.96444 | 0.1259 | 6.4472 | 0.02451 | 0 | 2.9016 | 0 | 64.609 | 64.7608 | 64.7608 | 2
IN_5A_LO_2010_NG | 5A | LO | NG | 12261 | ASHRAE30pct-state-5A | OfficeLarge | STD2010 | IN-Indianapolis-IN | Zone5A | Zone5A(IN-Indianapolis-IN) | ASHRAE30pct-state-STD2010 | state | IN | 0.0907 | 0.75 | ASHRAE30pct-state-5A_OfficeLarge_STD2010_IN-Indianapolis-IN.table.csv.gz | Large Office | Indianapolis Intl Ap IN USA TMY3 WMO#=724380 | Natural Gas | 4003048.7373 | 0 | 0 | 0 | 0 | 0 | 0 | 0 | 0 | 0 | 0 | 543402.5112 | 0 | 0 | 4546451.2485 | 0 | 4546451.2485 | 0 | 0 | 30022.8655 | 0 | 0 | 0 | 0 | 0 | 0 | 0 | 0 | 0 | 0 | 4075.5188 | 0 | 0 | 34098.3844 | 0 | 34098.3844 | 0 | 0 | 4003.0487 | 0 | 0 | 0 | 0 | 0 | 0 | 0 | 0 | 0 | 0 | 543.4025 | 0 | 0 | 4546.4512 | 0 | 4546.4512 | 0 | 0 | 0 | 0 | 0 | 0 | 0 | 0 | 0 | 8.0288 | 1.0899 | 0 | 0 | 9.1187 | 9.1187 | 9.1187 | 1
IN_5A_LO_2013_NG | 5A | LO | NG | 13401 | ASHRAE30pct-state-5A | OfficeLarge | STD2013 | IN-Indianapolis-IN | Zone5A | Zone5A(IN-Indianapolis-IN) | ASHRAE30pct-state-STD2013 | state | IN | 0.0907 | 0.75 | ASHRAE30pct-state-5A_OfficeLarge_STD2013_IN-Indianapolis-IN.table.csv.gz | Large Office | Indianapolis Intl Ap IN USA TMY3 WMO#=724380 | Natural Gas | 4648891.3229 | 0 | 0 | 0 | 0 | 0 | 0 | 0 | 0 | 0 | 0 | 543231.9042 | 0 | 0 | 5192123.227 | 0 | 5192123.227 | 0 | 0 | 34866.6849 | 0 | 0 | 0 | 0 | 0 | 0 | 0 | 0 | 0 | 0 | 4074.2393 | 0 | 0 | 38940.9242 | 0 | 38940.9242 | 0 | 0 | 4648.8913 | 0 | 0 | 0 | 0 | 0 | 0 | 0 | 0 | 0 | 0 | 543.2319 | 0 | 0 | 5192.1232 | 0 | 5192.1232 | 0 | 0 | 0 | 0 | 0 | 0 | 0 | 0 | 0 | 9.3241 | 1.0895 | 0 | 0 | 10.4137 | 10.4137 | 10.4137 | 2
KS_5A_LO_2010_EL | 5A | LO | EL | 12312 | ASHRAE30pct-state-5A | OfficeLarge | STD2010 | KS-Goodland-KS | Zone5A | Zone5A(KS-Goodland-KS) | ASHRAE30pct-state-STD2010 | state | KS | 0.0913 | 0.86 | ASHRAE30pct-state-5A_OfficeLarge_STD2010_KS-Goodland-KS.table.csv.gz | Large Office | Goodland Renner Field KS USA TMY3 WMO#=724650 | Electricity | 4833.3334 | 790763.8952 | 1052897.2306 | 190061.1126 | 5632122.2673 | 529147.2265 | 718491.6724 | 122061.1121 | 111422.2231 | 528922.2265 | 0 | 0 | 0 | 0 | 9703041.7443 | 0 | 9680722.2997 | 22319.4446 | 551466.6711 | 441.2833 | 72196.7436 | 96129.5172 | 17352.5796 | 514212.763 | 48311.1418 | 65598.2897 | 11144.1795 | 10172.849 | 48290.5993 | 0 | 0 | 0 | 0 | 885887.7113 | 0 | 883849.946 | 2037.7653 | 50348.9071 | 16.496 | 2698.8527 | 3593.5056 | 648.6727 | 19222.2587 | 1805.9631 | 2452.1898 | 416.5908 | 380.2806 | 1805.1952 | 0 | 0 | 0 | 0 | 33116.1807 | 0 | 33040.0051 | 76.1756 | 1882.1387 | 7.2074 | 1.301 | 42.3283 | 4.9183 | 0.83554 | 0 | 6.1757 | 0.033085 | 0 | 3.6206 | 0 | 66.2671 | 66.4199 | 66.4199 | 1
KS_5A_LO_2013_EL | 5A | LO | EL | 13452 | ASHRAE30pct-state-5A | OfficeLarge | STD2013 | KS-Goodland-KS | Zone5A | Zone5A(KS-Goodland-KS) | ASHRAE30pct-state-STD2013 | state | KS | 0.0913 | 0.86 | ASHRAE30pct-state-5A_OfficeLarge_STD2013_KS-Goodland-KS.table.csv.gz | Large Office | Goodland Renner Field KS USA TMY3 WMO#=724650 | Electricity | 1272.2222 | 748061.1171 | 946383.3409 | 190061.1126 | 5626841.7117 | 528030.5598 | 697313.8945 | 112786.112 | 87036.1118 | 526138.8931 | 17858.3335 | 0 | 0 | 0 | 9503958.4094 | 0 | 9481783.4092 | 22175.0002 | 550205.56 | 116.1539 | 68297.98 | 86404.799 | 17352.5796 | 513730.6483 | 48209.1901 | 63664.7586 | 10297.372 | 7946.397 | 48036.4809 | 1630.4658 | 0 | 0 | 0 | 867711.4028 | 0 | 865686.8253 | 2024.5775 | 50233.7676 | 4.3421 | 2553.1094 | 3229.977 | 648.6727 | 19204.2363 | 1802.1519 | 2379.9107 | 384.9355 | 297.0516 | 1795.6957 | 60.9499 | 0 | 0 | 0 | 32436.7154 | 0 | 32361.0328 | 75.6826 | 1877.8345 | 6.4782 | 1.301 | 42.2836 | 4.7733 | 0.77205 | 0.12225 | 5.7165 | 0.0087087 | 0 | 3.6016 | 0 | 64.9054 | 65.0572 | 65.0572 | 2
KS_5A_LO_2010_NG | 5A | LO | NG | 12321 | ASHRAE30pct-state-5A | OfficeLarge | STD2010 | KS-Goodland-KS | Zone5A | Zone5A(KS-Goodland-KS) | ASHRAE30pct-state-STD2010 | state | KS | 0.0913 | 0.86 | ASHRAE30pct-state-5A_OfficeLarge_STD2010_KS-Goodland-KS.table.csv.gz | Large Office | Goodland Renner Field KS USA TMY3 WMO#=724650 | Natural Gas | 3343576.5415 | 0 | 0 | 0 | 0 | 0 | 0 | 0 | 0 | 0 | 0 | 543355.1204 | 0 | 0 | 3886931.6619 | 0 | 3886931.6619 | 0 | 0 | 28754.7583 | 0 | 0 | 0 | 0 | 0 | 0 | 0 | 0 | 0 | 0 | 4672.854 | 0 | 0 | 33427.6123 | 0 | 33427.6123 | 0 | 0 | 3343.5765 | 0 | 0 | 0 | 0 | 0 | 0 | 0 | 0 | 0 | 0 | 543.3551 | 0 | 0 | 3886.9317 | 0 | 3886.9317 | 0 | 0 | 0 | 0 | 0 | 0 | 0 | 0 | 0 | 6.7061 | 1.0898 | 0 | 0 | 7.7959 | 7.7959 | 7.7959 | 1
KS_5A_LO_2013_NG | 5A | LO | NG | 13461 | ASHRAE30pct-state-5A | OfficeLarge | STD2013 | KS-Goodland-KS | Zone5A | Zone5A(KS-Goodland-KS) | ASHRAE30pct-state-STD2013 | state | KS | 0.0913 | 0.86 | ASHRAE30pct-state-5A_OfficeLarge_STD2013_KS-Goodland-KS.table.csv.gz | Large Office | Goodland Renner Field KS USA TMY3 WMO#=724650 | Natural Gas | 3598179.1763 | 0 | 0 | 0 | 0 | 0 | 0 | 0 | 0 | 0 | 0 | 543175.0351 | 0 | 0 | 4141354.2114 | 0 | 4141354.2114 | 0 | 0 | 30944.3409 | 0 | 0 | 0 | 0 | 0 | 0 | 0 | 0 | 0 | 0 | 4671.3053 | 0 | 0 | 35615.6462 | 0 | 35615.6462 | 0 | 0 | 3598.1792 | 0 | 0 | 0 | 0 | 0 | 0 | 0 | 0 | 0 | 0 | 543.175 | 0 | 0 | 4141.3542 | 0 | 4141.3542 | 0 | 0 | 0 | 0 | 0 | 0 | 0 | 0 | 0 | 7.2167 | 1.0894 | 0 | 0 | 8.3062 | 8.3062 | 8.3062 | 2
MA_5A_LO_2010_EL | 5A | LO | EL | 12372 | ASHRAE30pct-state-5A | OfficeLarge | STD2010 | MA-BostonLogan-MA | Zone5A | Zone5A(MA-BostonLogan-MA) | ASHRAE30pct-state-STD2010 | state | MA | 0.1397 | 1.01 | ASHRAE30pct-state-5A_OfficeLarge_STD2010_MA-BostonLogan-MA.table.csv.gz | Large Office | Boston Logan IntL Arpt MA USA TMY3 WMO#=725090 | Electricity | 1666.6667 | 716816.6724 | 1055311.1196 | 190555.5571 | 5632122.2673 | 529147.2265 | 608955.5604 | 127547.2232 | 123655.5565 | 448019.448 | 0 | 0 | 0 | 0 | 9456113.9645 | 0 | 9433797.2977 | 22316.6668 | 551463.8933 | 232.8333 | 100139.2891 | 147426.9634 | 26620.6113 | 786807.4807 | 73921.8675 | 85071.0918 | 17818.3471 | 17274.6812 | 62588.3169 | 0 | 0 | 0 | 0 | 1321019.1208 | 0 | 1317901.4825 | 3117.6384 | 77039.5059 | 5.6883 | 2446.4731 | 3601.7441 | 650.3602 | 19222.2587 | 1805.9631 | 2078.3465 | 435.3147 | 422.0326 | 1529.0765 | 0 | 0 | 0 | 0 | 32273.4238 | 0 | 32197.2577 | 76.1661 | 1882.1292 | 7.2239 | 1.3044 | 42.3283 | 4.1685 | 0.8731 | 0 | 5.7533 | 0.011409 | 0 | 3.0668 | 0 | 64.5769 | 64.7296 | 64.7296 | 1
MA_5A_LO_2013_EL | 5A | LO | EL | 13512 | ASHRAE30pct-state-5A | OfficeLarge | STD2013 | MA-BostonLogan-MA | Zone5A | Zone5A(MA-BostonLogan-MA) | ASHRAE30pct-state-STD2013 | state | MA | 0.1397 | 1.01 | ASHRAE30pct-state-5A_OfficeLarge_STD2013_MA-BostonLogan-MA.table.csv.gz | Large Office | Boston Logan IntL Arpt MA USA TMY3 WMO#=725090 | Electricity | 3297.2222 | 670200.0054 | 948102.7854 | 190555.5571 | 5626841.7117 | 528030.5598 | 592722.227 | 116036.112 | 99105.5563 | 449830.5592 | 9863.889 | 0 | 0 | 0 | 9256763.9629 | 0 | 9234586.185 | 22177.778 | 550208.3377 | 460.6219 | 93626.9407 | 132449.9591 | 26620.6113 | 786069.7871 | 73765.8692 | 82803.2951 | 16210.2449 | 13845.0462 | 62841.3291 | 1377.9853 | 0 | 0 | 0 | 1293169.9256 | 0 | 1290071.69 | 3098.2356 | 76864.1048 | 11.2533 | 2287.3718 | 3235.8454 | 650.3602 | 19204.2363 | 1802.1519 | 2022.9426 | 396.0277 | 338.2442 | 1535.2578 | 33.6651 | 0 | 0 | 0 | 31593.0484 | 0 | 31517.3564 | 75.6921 | 1877.844 | 6.49 | 1.3044 | 42.2836 | 4.0573 | 0.7943 | 0.067521 | 5.2661 | 0.02257 | 0 | 3.0792 | 0 | 63.2132 | 63.365 | 63.365 | 2
MA_5A_LO_2010_NG | 5A | LO | NG | 12381 | ASHRAE30pct-state-5A | OfficeLarge | STD2010 | MA-BostonLogan-MA | Zone5A | Zone5A(MA-BostonLogan-MA) | ASHRAE30pct-state-STD2010 | state | MA | 0.1397 | 1.01 | ASHRAE30pct-state-5A_OfficeLarge_STD2010_MA-BostonLogan-MA.table.csv.gz | Large Office | Boston Logan IntL Arpt MA USA TMY3 WMO#=725090 | Natural Gas | 3388209.2497 | 0 | 0 | 0 | 0 | 0 | 0 | 0 | 0 | 0 | 0 | 543383.5549 | 0 | 0 | 3931592.8046 | 0 | 3931592.8046 | 0 | 0 | 34220.9134 | 0 | 0 | 0 | 0 | 0 | 0 | 0 | 0 | 0 | 0 | 5488.1739 | 0 | 0 | 39709.0873 | 0 | 39709.0873 | 0 | 0 | 3388.2092 | 0 | 0 | 0 | 0 | 0 | 0 | 0 | 0 | 0 | 0 | 543.3836 | 0 | 0 | 3931.5928 | 0 | 3931.5928 | 0 | 0 | 0 | 0 | 0 | 0 | 0 | 0 | 0 | 6.7956 | 1.0898 | 0 | 0 | 7.8855 | 7.8855 | 7.8855 | 1
MA_5A_LO_2013_NG | 5A | LO | NG | 13521 | ASHRAE30pct-state-5A | OfficeLarge | STD2013 | MA-BostonLogan-MA | Zone5A | Zone5A(MA-BostonLogan-MA) | ASHRAE30pct-state-STD2013 | state | MA | 0.1397 | 1.01 | ASHRAE30pct-state-5A_OfficeLarge_STD2013_MA-BostonLogan-MA.table.csv.gz | Large Office | Boston Logan IntL Arpt MA USA TMY3 WMO#=725090 | Natural Gas | 4401615.3144 | 0 | 0 | 0 | 0 | 0 | 0 | 0 | 0 | 0 | 0 | 543212.9478 | 0 | 0 | 4944837.7404 | 0 | 4944828.2622 | 0 | 0 | 44456.3147 | 0 | 0 | 0 | 0 | 0 | 0 | 0 | 0 | 0 | 0 | 5486.4508 | 0 | 0 | 49942.8612 | 0 | 49942.7654 | 0 | 0 | 4401.6153 | 0 | 0 | 0 | 0 | 0 | 0 | 0 | 0 | 0 | 0 | 543.2129 | 0 | 0 | 4944.8377 | 0 | 4944.8283 | 0 | 0 | 0 | 0 | 0 | 0 | 0 | 0 | 0 | 8.8282 | 1.0895 | 0 | 0 | 9.9177 | 9.9177 | 9.9177 | 2
MD_5A_LO_2010_EL | 5A | LO | EL | 12432 | ASHRAE30pct-state-5A | OfficeLarge | STD2010 | MD-Harrisburg-PA | Zone5A | Zone5A(MD-Harrisburg-PA) | ASHRAE30pct-state-STD2010 | state | MD | 0.1052 | 0.99 | ASHRAE30pct-state-5A_OfficeLarge_STD2010_MD-Harrisburg-PA.table.csv.gz | Large Office | Middletown Harrisburg Intl Ap PA USA TMY3 WMO#=725115 | Electricity | 1758.3333 | 882763.896 | 1055302.7862 | 189244.446 | 5632122.2673 | 529147.2265 | 613550.0049 | 146111.1123 | 102052.7786 | 421861.1145 | 0 | 0 | 0 | 0 | 9596227.8545 | 0 | 9573913.9655 | 22313.8891 | 551461.1155 | 184.9767 | 92866.7619 | 111017.8531 | 19908.5157 | 592499.2625 | 55666.2882 | 64545.4605 | 15370.889 | 10735.9523 | 44379.7892 | 0 | 0 | 0 | 0 | 1009523.1703 | 0 | 1007175.7492 | 2347.4211 | 58013.7094 | 6.0011 | 3012.8458 | 3601.7157 | 645.8854 | 19222.2587 | 1805.9631 | 2094.0271 | 498.6727 | 348.303 | 1439.7989 | 0 | 0 | 0 | 0 | 32751.6282 | 0 | 32675.4716 | 76.1566 | 1882.1197 | 7.2238 | 1.2954 | 42.3283 | 4.1999 | 1.0002 | 0 | 6.7413 | 0.012036 | 0 | 2.8878 | 0 | 65.536 | 65.6888 | 65.6888 | 1
MD_5A_LO_2013_EL | 5A | LO | EL | 13572 | ASHRAE30pct-state-5A | OfficeLarge | STD2013 | MD-Harrisburg-PA | Zone5A | Zone5A(MD-Harrisburg-PA) | ASHRAE30pct-state-STD2013 | state | MD | 0.1052 | 0.99 | ASHRAE30pct-state-5A_OfficeLarge_STD2013_MD-Harrisburg-PA.table.csv.gz | Large Office | Middletown Harrisburg Intl Ap PA USA TMY3 WMO#=725115 | Electricity | 3319.4445 | 809125.0065 | 947555.5631 | 189244.446 | 5626841.7117 | 528030.5598 | 597650.0048 | 132005.5566 | 83111.1118 | 424108.3367 | 16927.7779 | 0 | 0 | 0 | 9380100.075 | 0 | 9357919.5193 | 22180.5557 | 550211.1155 | 349.2056 | 85119.9507 | 99682.8452 | 19908.5157 | 591943.7481 | 55548.8149 | 62872.7805 | 13886.9846 | 8743.289 | 44616.197 | 1780.8022 | 0 | 0 | 0 | 986786.5279 | 0 | 984453.1334 | 2333.3945 | 57882.2094 | 11.3292 | 2761.5186 | 3233.9778 | 645.8854 | 19204.2363 | 1802.1519 | 2039.7609 | 450.5309 | 283.6556 | 1447.4686 | 57.774 | 0 | 0 | 0 | 32013.9908 | 0 | 31938.2892 | 75.7015 | 1877.8535 | 6.4863 | 1.2954 | 42.2836 | 4.0911 | 0.90361 | 0.11588 | 6.1076 | 0.022722 | 0 | 2.9031 | 0 | 64.0575 | 64.2093 | 64.2093 | 2
MD_5A_LO_2010_NG | 5A | LO | NG | 12441 | ASHRAE30pct-state-5A | OfficeLarge | STD2010 | MD-Harrisburg-PA | Zone5A | Zone5A(MD-Harrisburg-PA) | ASHRAE30pct-state-STD2010 | state | MD | 0.1052 | 0.99 | ASHRAE30pct-state-5A_OfficeLarge_STD2010_MD-Harrisburg-PA.table.csv.gz | Large Office | Middletown Harrisburg Intl Ap PA USA TMY3 WMO#=725115 | Natural Gas | 3859899.9177 | 0 | 0 | 0 | 0 | 0 | 0 | 0 | 0 | 0 | 0 | 543402.5112 | 0 | 0 | 4403311.9071 | 0 | 4403302.4289 | 0 | 0 | 38213.0092 | 0 | 0 | 0 | 0 | 0 | 0 | 0 | 0 | 0 | 0 | 5379.6849 | 0 | 0 | 43592.7879 | 0 | 43592.694 | 0 | 0 | 3859.8999 | 0 | 0 | 0 | 0 | 0 | 0 | 0 | 0 | 0 | 0 | 543.4025 | 0 | 0 | 4403.3119 | 0 | 4403.3024 | 0 | 0 | 0 | 0 | 0 | 0 | 0 | 0 | 0 | 7.7417 | 1.0899 | 0 | 0 | 8.8315 | 8.8316 | 8.8315 | 1
MD_5A_LO_2013_NG | 5A | LO | NG | 13581 | ASHRAE30pct-state-5A | OfficeLarge | STD2013 | MD-Harrisburg-PA | Zone5A | Zone5A(MD-Harrisburg-PA) | ASHRAE30pct-state-STD2013 | state | MD | 0.1052 | 0.99 | ASHRAE30pct-state-5A_OfficeLarge_STD2013_MD-Harrisburg-PA.table.csv.gz | Large Office | Middletown Harrisburg Intl Ap PA USA TMY3 WMO#=725115 | Natural Gas | 4702054.3851 | 0 | 0 | 0 | 0 | 0 | 0 | 0 | 0 | 0 | 0 | 543231.9042 | 0 | 0 | 5245286.2893 | 0 | 5245286.2893 | 0 | 0 | 46550.3384 | 0 | 0 | 0 | 0 | 0 | 0 | 0 | 0 | 0 | 0 | 5377.9959 | 0 | 0 | 51928.3343 | 0 | 51928.3343 | 0 | 0 | 4702.0544 | 0 | 0 | 0 | 0 | 0 | 0 | 0 | 0 | 0 | 0 | 543.2319 | 0 | 0 | 5245.2863 | 0 | 5245.2863 | 0 | 0 | 0 | 0 | 0 | 0 | 0 | 0 | 0 | 9.4307 | 1.0895 | 0 | 0 | 10.5203 | 10.5203 | 10.5203 | 2
MI_5A_LO_2010_EL | 5A | LO | EL | 12492 | ASHRAE30pct-state-5A | OfficeLarge | STD2010 | MI-Lansing-MI | Zone5A | Zone5A(MI-Lansing-MI) | ASHRAE30pct-state-STD2010 | state | MI | 0.1095 | 0.82 | ASHRAE30pct-state-5A_OfficeLarge_STD2010_MI-Lansing-MI.table.csv.gz | Large Office | Lansing Capital City Arpt MI USA TMY3 WMO#=725390 | Electricity | 2233.3334 | 720350.0058 | 1054411.1195 | 188508.3348 | 5632122.2673 | 529147.2265 | 626436.1161 | 125452.7788 | 121413.8899 | 450150.0036 | 0 | 0 | 0 | 0 | 9472538.9647 | 0 | 9450225.0756 | 22313.8891 | 551461.1155 | 244.55 | 78878.3256 | 115458.0176 | 20641.6627 | 616717.3883 | 57941.6213 | 68594.7547 | 13737.0793 | 13294.8209 | 49291.4254 | 0 | 0 | 0 | 0 | 1037243.0166 | 0 | 1034799.6458 | 2443.3709 | 60384.9921 | 7.6223 | 2458.5322 | 3598.6725 | 643.3731 | 19222.2587 | 1805.9631 | 2138.007 | 428.1664 | 414.3818 | 1536.348 | 0 | 0 | 0 | 0 | 32329.4818 | 0 | 32253.3252 | 76.1566 | 1882.1197 | 7.2177 | 1.2904 | 42.3283 | 4.2881 | 0.85876 | 0 | 5.7621 | 0.015288 | 0 | 3.0814 | 0 | 64.6893 | 64.8421 | 64.8421 | 1
MI_5A_LO_2013_EL | 5A | LO | EL | 13632 | ASHRAE30pct-state-5A | OfficeLarge | STD2013 | MI-Lansing-MI | Zone5A | Zone5A(MI-Lansing-MI) | ASHRAE30pct-state-STD2013 | state | MI | 0.1095 | 0.82 | ASHRAE30pct-state-5A_OfficeLarge_STD2013_MI-Lansing-MI.table.csv.gz | Large Office | Lansing Capital City Arpt MI USA TMY3 WMO#=725390 | Electricity | 2680.5556 | 675277.7832 | 946855.5631 | 188508.3348 | 5626841.7117 | 528030.5598 | 609866.6715 | 116888.8898 | 100050.0008 | 453461.1147 | 12363.889 | 0 | 0 | 0 | 9283011.1854 | 0 | 9260825.0741 | 22186.1113 | 550216.6711 | 293.5208 | 73942.9173 | 103680.6842 | 20641.6627 | 616139.1674 | 57819.3463 | 66780.4005 | 12799.3334 | 10955.4751 | 49653.9921 | 1353.8458 | 0 | 0 | 0 | 1016489.7248 | 0 | 1014060.3456 | 2429.3792 | 60248.7255 | 9.1487 | 2304.7021 | 3231.5887 | 643.3731 | 19204.2363 | 1802.1519 | 2081.456 | 398.9382 | 341.4676 | 1547.6487 | 42.1976 | 0 | 0 | 0 | 31682.6294 | 0 | 31606.9089 | 75.7205 | 1877.8724 | 6.4815 | 1.2904 | 42.2836 | 4.1747 | 0.80014 | 0.084634 | 5.3073 | 0.018349 | 0 | 3.1041 | 0 | 63.3928 | 63.5447 | 63.5447 | 2
MI_5A_LO_2010_NG | 5A | LO | NG | 12501 | ASHRAE30pct-state-5A | OfficeLarge | STD2010 | MI-Lansing-MI | Zone5A | Zone5A(MI-Lansing-MI) | ASHRAE30pct-state-STD2010 | state | MI | 0.1095 | 0.82 | ASHRAE30pct-state-5A_OfficeLarge_STD2010_MI-Lansing-MI.table.csv.gz | Large Office | Lansing Capital City Arpt MI USA TMY3 WMO#=725390 | Natural Gas | 5082915.7385 | 0 | 0 | 0 | 0 | 0 | 0 | 0 | 0 | 0 | 0 | 543430.9458 | 0 | 0 | 5626346.6842 | 0 | 5626346.6842 | 0 | 0 | 41679.9091 | 0 | 0 | 0 | 0 | 0 | 0 | 0 | 0 | 0 | 0 | 4456.1338 | 0 | 0 | 46136.0428 | 0 | 46136.0428 | 0 | 0 | 5082.9157 | 0 | 0 | 0 | 0 | 0 | 0 | 0 | 0 | 0 | 0 | 543.4309 | 0 | 0 | 5626.3467 | 0 | 5626.3467 | 0 | 0 | 0 | 0 | 0 | 0 | 0 | 0 | 0 | 10.1946 | 1.0899 | 0 | 0 | 11.2846 | 11.2846 | 11.2846 | 1
MI_5A_LO_2013_NG | 5A | LO | NG | 13641 | ASHRAE30pct-state-5A | OfficeLarge | STD2013 | MI-Lansing-MI | Zone5A | Zone5A(MI-Lansing-MI) | ASHRAE30pct-state-STD2013 | state | MI | 0.1095 | 0.82 | ASHRAE30pct-state-5A_OfficeLarge_STD2013_MI-Lansing-MI.table.csv.gz | Large Office | Lansing Capital City Arpt MI USA TMY3 WMO#=725390 | Natural Gas | 5826478.2691 | 0 | 0 | 0 | 0 | 0 | 0 | 0 | 0 | 0 | 0 | 543260.3387 | 0 | 0 | 6369738.6078 | 0 | 6369738.6078 | 0 | 0 | 47777.1218 | 0 | 0 | 0 | 0 | 0 | 0 | 0 | 0 | 0 | 0 | 4454.7348 | 0 | 0 | 52231.8566 | 0 | 52231.8566 | 0 | 0 | 5826.4783 | 0 | 0 | 0 | 0 | 0 | 0 | 0 | 0 | 0 | 0 | 543.2603 | 0 | 0 | 6369.7386 | 0 | 6369.7386 | 0 | 0 | 0 | 0 | 0 | 0 | 0 | 0 | 0 | 11.686 | 1.0896 | 0 | 0 | 12.7756 | 12.7756 | 12.7756 | 2
MO_5A_LO_2010_EL | 5A | LO | EL | 12552 | ASHRAE30pct-state-5A | OfficeLarge | STD2010 | MO-Kirksville-MO | Zone5A | Zone5A(MO-Kirksville-MO) | ASHRAE30pct-state-STD2010 | state | MO | 0.0816 | 0.95 | ASHRAE30pct-state-5A_OfficeLarge_STD2010_MO-Kirksville-MO.table.csv.gz | Large Office | Kirksville Regional Ap MO USA TMY3 WMO#=724455 | Electricity | 2322.2222 | 954583.341 | 1055222.2307 | 189341.6682 | 5632122.2673 | 529147.2265 | 636269.4495 | 158527.779 | 110655.5564 | 409908.3366 | 0 | 0 | 0 | 0 | 9700419.522 | 0 | 9678100.0774 | 22319.4446 | 551466.6711 | 189.4933 | 77894.0006 | 86106.134 | 15450.2801 | 459581.177 | 43178.4137 | 51919.5871 | 12935.8668 | 9029.4934 | 33448.5203 | 0 | 0 | 0 | 0 | 791554.233 | 0 | 789732.9663 | 1821.2667 | 44999.6804 | 7.9257 | 3257.9634 | 3601.4408 | 646.2172 | 19222.2587 | 1805.9631 | 2171.5679 | 541.0504 | 377.664 | 1399.0044 | 0 | 0 | 0 | 0 | 33107.2311 | 0 | 33031.0555 | 76.1756 | 1882.1387 | 7.2233 | 1.2961 | 42.3283 | 4.3554 | 1.0852 | 0 | 7.2918 | 0.015896 | 0 | 2.8059 | 0 | 66.2492 | 66.402 | 66.402 | 1
MO_5A_LO_2013_EL | 5A | LO | EL | 13692 | ASHRAE30pct-state-5A | OfficeLarge | STD2013 | MO-Kirksville-MO | Zone5A | Zone5A(MO-Kirksville-MO) | ASHRAE30pct-state-STD2013 | state | MO | 0.0816 | 0.95 | ASHRAE30pct-state-5A_OfficeLarge_STD2013_MO-Kirksville-MO.table.csv.gz | Large Office | Kirksville Regional Ap MO USA TMY3 WMO#=724455 | Electricity | 3172.2222 | 868863.8958 | 947422.2298 | 189341.6682 | 5626841.7117 | 528030.5598 | 619175.005 | 143572.2234 | 92400.0007 | 413052.7811 | 16361.1112 | 0 | 0 | 0 | 9470408.4091 | 0 | 9448233.4089 | 22175.0002 | 550205.56 | 258.8533 | 70899.2939 | 77309.654 | 15450.2801 | 459150.2837 | 43087.2937 | 50524.6804 | 11715.4934 | 7539.8401 | 33705.1069 | 1335.0667 | 0 | 0 | 0 | 772785.3262 | 0 | 770975.8462 | 1809.48 | 44896.7737 | 10.8267 | 2965.4055 | 3233.5227 | 646.2172 | 19204.2363 | 1802.1519 | 2113.2251 | 490.0075 | 315.3583 | 1409.7363 | 55.84 | 0 | 0 | 0 | 32322.2103 | 0 | 32246.5277 | 75.6826 | 1877.8345 | 6.4854 | 1.2961 | 42.2836 | 4.2384 | 0.98279 | 0.112 | 6.5801 | 0.021715 | 0 | 2.8275 | 0 | 64.6757 | 64.8275 | 64.8275 | 2
MO_5A_LO_2010_NG | 5A | LO | NG | 12561 | ASHRAE30pct-state-5A | OfficeLarge | STD2010 | MO-Kirksville-MO | Zone5A | Zone5A(MO-Kirksville-MO) | ASHRAE30pct-state-STD2010 | state | MO | 0.0816 | 0.95 | ASHRAE30pct-state-5A_OfficeLarge_STD2010_MO-Kirksville-MO.table.csv.gz | Large Office | Kirksville Regional Ap MO USA TMY3 WMO#=724455 | Natural Gas | 5066120.4191 | 0 | 0 | 0 | 0 | 0 | 0 | 0 | 0 | 0 | 0 | 543421.4676 | 0 | 0 | 5609541.8867 | 0 | 5609541.8867 | 0 | 0 | 48128.144 | 0 | 0 | 0 | 0 | 0 | 0 | 0 | 0 | 0 | 0 | 5162.5039 | 0 | 0 | 53290.6479 | 0 | 53290.6479 | 0 | 0 | 5066.1204 | 0 | 0 | 0 | 0 | 0 | 0 | 0 | 0 | 0 | 0 | 543.4215 | 0 | 0 | 5609.5419 | 0 | 5609.5419 | 0 | 0 | 0 | 0 | 0 | 0 | 0 | 0 | 0 | 10.1609 | 1.0899 | 0 | 0 | 11.2509 | 11.2509 | 11.2509 | 1
MO_5A_LO_2013_NG | 5A | LO | NG | 13701 | ASHRAE30pct-state-5A | OfficeLarge | STD2013 | MO-Kirksville-MO | Zone5A | Zone5A(MO-Kirksville-MO) | ASHRAE30pct-state-STD2013 | state | MO | 0.0816 | 0.95 | ASHRAE30pct-state-5A_OfficeLarge_STD2013_MO-Kirksville-MO.table.csv.gz | Large Office | Kirksville Regional Ap MO USA TMY3 WMO#=724455 | Natural Gas | 5326912.2997 | 0 | 0 | 0 | 0 | 0 | 0 | 0 | 0 | 0 | 0 | 543250.8605 | 0 | 0 | 5870172.6383 | 0 | 5870163.1602 | 0 | 0 | 50605.6668 | 0 | 0 | 0 | 0 | 0 | 0 | 0 | 0 | 0 | 0 | 5160.8832 | 0 | 0 | 55766.6401 | 0 | 55766.55 | 0 | 0 | 5326.9123 | 0 | 0 | 0 | 0 | 0 | 0 | 0 | 0 | 0 | 0 | 543.2509 | 0 | 0 | 5870.1726 | 0 | 5870.1632 | 0 | 0 | 0 | 0 | 0 | 0 | 0 | 0 | 0 | 10.684 | 1.0896 | 0 | 0 | 11.7736 | 11.7736 | 11.7736 | 2
NC_5A_LO_2010_EL | 5A | LO | EL | 12612 | ASHRAE30pct-state-5A | OfficeLarge | STD2010 | NC-Elkins-WV | Zone5A | Zone5A(NC-Elkins-WV) | ASHRAE30pct-state-STD2010 | state | NC | 0.0861 | 0.84 | ASHRAE30pct-state-5A_OfficeLarge_STD2010_NC-Elkins-WV.table.csv.gz | Large Office | Elkins Elkins Randolph Co Arp WV USA TMY3 WMO#=724170 | Electricity | 2833.3334 | 716350.0057 | 1052775.0084 | 188947.2237 | 5632122.2673 | 529147.2265 | 648683.3385 | 119844.4454 | 118911.1121 | 426147.2256 | 0 | 0 | 0 | 0 | 9458080.6312 | 0 | 9435761.1866 | 22319.4446 | 551466.6711 | 243.95 | 61677.7355 | 90643.9282 | 16268.356 | 484925.7272 | 45559.5762 | 55851.6354 | 10318.6067 | 10238.2467 | 36691.2761 | 0 | 0 | 0 | 0 | 814340.7423 | 0 | 812419.0382 | 1921.7042 | 47481.2804 | 9.6701 | 2444.8804 | 3593.0885 | 644.871 | 19222.2587 | 1805.9631 | 2213.9361 | 409.0254 | 405.8399 | 1454.4273 | 0 | 0 | 0 | 0 | 32280.136 | 0 | 32203.9604 | 76.1756 | 1882.1387 | 7.2065 | 1.2934 | 42.3283 | 4.4404 | 0.82037 | 0 | 5.7176 | 0.019395 | 0 | 2.9171 | 0 | 64.5903 | 64.7431 | 64.7431 | 1
NC_5A_LO_2013_EL | 5A | LO | EL | 13752 | ASHRAE30pct-state-5A | OfficeLarge | STD2013 | NC-Elkins-WV | Zone5A | Zone5A(NC-Elkins-WV) | ASHRAE30pct-state-STD2013 | state | NC | 0.0861 | 0.84 | ASHRAE30pct-state-5A_OfficeLarge_STD2013_NC-Elkins-WV.table.csv.gz | Large Office | Elkins Elkins Randolph Co Arp WV USA TMY3 WMO#=724170 | Electricity | 1477.7778 | 683861.1166 | 945997.2298 | 188947.2237 | 5626841.7117 | 528030.5598 | 633836.1162 | 112663.8898 | 95541.6674 | 430997.2257 | 8272.2223 | 0 | 0 | 0 | 9278644.5187 | 0 | 9256466.7407 | 22177.778 | 550208.3377 | 127.2367 | 58880.4421 | 81450.3615 | 16268.356 | 484471.0714 | 45463.4312 | 54573.2896 | 9700.3609 | 8226.1376 | 37108.8611 | 712.2383 | 0 | 0 | 0 | 798891.2931 | 0 | 796981.7864 | 1909.5067 | 47372.9379 | 5.0436 | 2333.9968 | 3228.6592 | 644.871 | 19204.2363 | 1802.1519 | 2163.263 | 384.5184 | 326.0807 | 1470.9802 | 28.2328 | 0 | 0 | 0 | 31667.7261 | 0 | 31592.034 | 75.6921 | 1877.844 | 6.4756 | 1.2934 | 42.2836 | 4.3388 | 0.77121 | 0.056626 | 5.3352 | 0.010116 | 0 | 2.9503 | 0 | 63.363 | 63.5148 | 63.5148 | 2
NC_5A_LO_2010_NG | 5A | LO | NG | 12621 | ASHRAE30pct-state-5A | OfficeLarge | STD2010 | NC-Elkins-WV | Zone5A | Zone5A(NC-Elkins-WV) | ASHRAE30pct-state-STD2010 | state | NC | 0.0861 | 0.84 | ASHRAE30pct-state-5A_OfficeLarge_STD2010_NC-Elkins-WV.table.csv.gz | Large Office | Elkins Elkins Randolph Co Arp WV USA TMY3 WMO#=724170 | Natural Gas | 2933598.2463 | 0 | 0 | 0 | 0 | 0 | 0 | 0 | 0 | 0 | 0 | 543374.0767 | 0 | 0 | 3476972.323 | 0 | 3476972.323 | 0 | 0 | 24642.2253 | 0 | 0 | 0 | 0 | 0 | 0 | 0 | 0 | 0 | 0 | 4564.3422 | 0 | 0 | 29206.5675 | 0 | 29206.5675 | 0 | 0 | 2933.5982 | 0 | 0 | 0 | 0 | 0 | 0 | 0 | 0 | 0 | 0 | 543.3741 | 0 | 0 | 3476.9723 | 0 | 3476.9723 | 0 | 0 | 0 | 0 | 0 | 0 | 0 | 0 | 0 | 5.8838 | 1.0898 | 0 | 0 | 6.9736 | 6.9736 | 6.9736 | 1
NC_5A_LO_2013_NG | 5A | LO | NG | 13761 | ASHRAE30pct-state-5A | OfficeLarge | STD2013 | NC-Elkins-WV | Zone5A | Zone5A(NC-Elkins-WV) | ASHRAE30pct-state-STD2013 | state | NC | 0.0861 | 0.84 | ASHRAE30pct-state-5A_OfficeLarge_STD2013_NC-Elkins-WV.table.csv.gz | Large Office | Elkins Elkins Randolph Co Arp WV USA TMY3 WMO#=724170 | Natural Gas | 3831730.7929 | 0 | 0 | 0 | 0 | 0 | 0 | 0 | 0 | 0 | 0 | 543193.9915 | 0 | 0 | 4374915.3062 | 0 | 4374924.7843 | 0 | 0 | 32186.5387 | 0 | 0 | 0 | 0 | 0 | 0 | 0 | 0 | 0 | 0 | 4562.8295 | 0 | 0 | 36749.2886 | 0 | 36749.3682 | 0 | 0 | 3831.7308 | 0 | 0 | 0 | 0 | 0 | 0 | 0 | 0 | 0 | 0 | 543.194 | 0 | 0 | 4374.9153 | 0 | 4374.9248 | 0 | 0 | 0 | 0 | 0 | 0 | 0 | 0 | 0 | 7.6852 | 1.0895 | 0 | 0 | 8.7746 | 8.7746 | 8.7746 | 2
NE_5A_LO_2010_EL | 5A | LO | EL | 12672 | ASHRAE30pct-state-5A | OfficeLarge | STD2010 | NE-Omaha-NE | Zone5A | Zone5A(NE-Omaha-NE) | ASHRAE30pct-state-STD2010 | state | NE | 0.084 | 0.6 | ASHRAE30pct-state-5A_OfficeLarge_STD2010_NE-Omaha-NE.table.csv.gz | Large Office | Omaha Eppley Airfield NE USA TMY3 WMO#=725500 | Electricity | 1500 | 1015900.0081 | 1055250.0084 | 188786.1126 | 5632122.2673 | 529147.2265 | 643747.2274 | 162080.5569 | 119141.6676 | 427169.4479 | 0 | 0 | 0 | 0 | 9797161.1895 | 0 | 9774844.5226 | 22316.6668 | 551463.8933 | 126 | 85335.6007 | 88641.0007 | 15858.0335 | 473098.2705 | 44448.367 | 54074.7671 | 13614.7668 | 10007.9001 | 35882.2336 | 0 | 0 | 0 | 0 | 822961.5399 | 0 | 821086.9399 | 1874.6 | 46322.967 | 5.1195 | 3467.2352 | 3601.5356 | 644.3212 | 19222.2587 | 1805.9631 | 2197.0893 | 553.1759 | 406.6268 | 1457.9161 | 0 | 0 | 0 | 0 | 33437.4074 | 0 | 33361.2413 | 76.1661 | 1882.1292 | 7.2235 | 1.2923 | 42.3283 | 4.4066 | 1.1095 | 0 | 7.7697 | 0.010268 | 0 | 2.9241 | 0 | 66.9114 | 67.0642 | 67.0642 | 1
NE_5A_LO_2013_EL | 5A | LO | EL | 13812 | ASHRAE30pct-state-5A | OfficeLarge | STD2013 | NE-Omaha-NE | Zone5A | Zone5A(NE-Omaha-NE) | ASHRAE30pct-state-STD2013 | state | NE | 0.084 | 0.6 | ASHRAE30pct-state-5A_OfficeLarge_STD2013_NE-Omaha-NE.table.csv.gz | Large Office | Omaha Eppley Airfield NE USA TMY3 WMO#=725500 | Electricity | 2183.3334 | 925108.3407 | 947444.452 | 188786.1126 | 5626841.7117 | 528030.5598 | 626116.6717 | 146397.2234 | 98738.8897 | 429519.4479 | 21144.4446 | 0 | 0 | 0 | 9562486.1876 | 0 | 9540311.1874 | 22175.0002 | 550205.56 | 183.4 | 77709.1006 | 79585.334 | 15858.0335 | 472654.7038 | 44354.567 | 52593.8004 | 12297.3668 | 8294.0667 | 36079.6336 | 1776.1333 | 0 | 0 | 0 | 803248.8398 | 0 | 801386.1397 | 1862.7 | 46217.267 | 7.4516 | 3157.3661 | 3233.5985 | 644.3212 | 19204.2363 | 1802.1519 | 2136.9168 | 499.6492 | 336.9928 | 1465.9366 | 72.1653 | 0 | 0 | 0 | 32636.4689 | 0 | 32560.7863 | 75.6826 | 1877.8345 | 6.4855 | 1.2923 | 42.2836 | 4.2859 | 1.0021 | 0.14474 | 7.0085 | 0.014946 | 0 | 2.9402 | 0 | 65.306 | 65.4578 | 65.4578 | 2
NE_5A_LO_2010_NG | 5A | LO | NG | 12681 | ASHRAE30pct-state-5A | OfficeLarge | STD2010 | NE-Omaha-NE | Zone5A | Zone5A(NE-Omaha-NE) | ASHRAE30pct-state-STD2010 | state | NE | 0.084 | 0.6 | ASHRAE30pct-state-5A_OfficeLarge_STD2010_NE-Omaha-NE.table.csv.gz | Large Office | Omaha Eppley Airfield NE USA TMY3 WMO#=725500 | Natural Gas | 4074419.3664 | 0 | 0 | 0 | 0 | 0 | 0 | 0 | 0 | 0 | 0 | 543393.0331 | 0 | 0 | 4617821.8777 | 0 | 4617812.3995 | 0 | 0 | 24446.5162 | 0 | 0 | 0 | 0 | 0 | 0 | 0 | 0 | 0 | 0 | 3260.3582 | 0 | 0 | 27706.9313 | 0 | 27706.8744 | 0 | 0 | 4074.4194 | 0 | 0 | 0 | 0 | 0 | 0 | 0 | 0 | 0 | 0 | 543.393 | 0 | 0 | 4617.8219 | 0 | 4617.8124 | 0 | 0 | 0 | 0 | 0 | 0 | 0 | 0 | 0 | 8.1719 | 1.0899 | 0 | 0 | 9.2618 | 9.2618 | 9.2618 | 1
NE_5A_LO_2013_NG | 5A | LO | NG | 13821 | ASHRAE30pct-state-5A | OfficeLarge | STD2013 | NE-Omaha-NE | Zone5A | Zone5A(NE-Omaha-NE) | ASHRAE30pct-state-STD2013 | state | NE | 0.084 | 0.6 | ASHRAE30pct-state-5A_OfficeLarge_STD2013_NE-Omaha-NE.table.csv.gz | Large Office | Omaha Eppley Airfield NE USA TMY3 WMO#=725500 | Natural Gas | 4662520.933 | 0 | 0 | 0 | 0 | 0 | 0 | 0 | 0 | 0 | 0 | 543222.426 | 0 | 0 | 5205752.8372 | 0 | 5205743.359 | 0 | 0 | 27975.1256 | 0 | 0 | 0 | 0 | 0 | 0 | 0 | 0 | 0 | 0 | 3259.3346 | 0 | 0 | 31234.517 | 0 | 31234.4602 | 0 | 0 | 4662.5209 | 0 | 0 | 0 | 0 | 0 | 0 | 0 | 0 | 0 | 0 | 543.2224 | 0 | 0 | 5205.7528 | 0 | 5205.7434 | 0 | 0 | 0 | 0 | 0 | 0 | 0 | 0 | 0 | 9.3515 | 1.0895 | 0 | 0 | 10.441 | 10.441 | 10.441 | 2
NH_5A_LO_2010_EL | 5A | LO | EL | 12732 | ASHRAE30pct-state-5A | OfficeLarge | STD2010 | NH-Manchester-NH | Zone5A | Zone5A(NH-Manchester-NH) | ASHRAE30pct-state-STD2010 | state | NH | 0.134 | 1.17 | ASHRAE30pct-state-5A_OfficeLarge_STD2010_NH-Manchester-NH.table.csv.gz | Large Office | Manchester Airport NH USA TMY3 WMO#=743945 | Electricity | 2219.4445 | 678033.3388 | 1056872.2307 | 190541.6682 | 5632122.2673 | 529147.2265 | 614702.7827 | 118652.7787 | 113061.112 | 454661.1147 | 0 | 0 | 0 | 0 | 9412330.6309 | 0 | 9390013.964 | 22316.6668 | 551463.8933 | 297.4056 | 90856.4674 | 141620.8789 | 25532.5835 | 754704.3838 | 70905.7283 | 82370.1729 | 15899.4723 | 15150.189 | 60924.5894 | 0 | 0 | 0 | 0 | 1261252.3045 | 0 | 1258261.8712 | 2990.4334 | 73896.1617 | 7.5749 | 2314.1068 | 3607.0722 | 650.3128 | 19222.2587 | 1805.9631 | 2097.9615 | 404.9583 | 385.8741 | 1551.7443 | 0 | 0 | 0 | 0 | 32123.9927 | 0 | 32047.8266 | 76.1661 | 1882.1292 | 7.2346 | 1.3043 | 42.3283 | 4.2078 | 0.81221 | 0 | 5.4153 | 0.015193 | 0 | 3.1123 | 0 | 64.2772 | 64.4299 | 64.4299 | 1
NH_5A_LO_2013_EL | 5A | LO | EL | 13872 | ASHRAE30pct-state-5A | OfficeLarge | STD2013 | NH-Manchester-NH | Zone5A | Zone5A(NH-Manchester-NH) | ASHRAE30pct-state-STD2013 | state | NH | 0.134 | 1.17 | ASHRAE30pct-state-5A_OfficeLarge_STD2013_NH-Manchester-NH.table.csv.gz | Large Office | Manchester Airport NH USA TMY3 WMO#=743945 | Electricity | 2936.1111 | 633330.5606 | 948997.2298 | 190541.6682 | 5626841.7117 | 528030.5598 | 599050.0048 | 106402.7786 | 90005.5563 | 456936.1148 | 11319.4445 | 0 | 0 | 0 | 9216569.5182 | 0 | 9194391.7402 | 22177.778 | 550208.3377 | 393.4389 | 84866.2951 | 127165.6288 | 25532.5835 | 753996.7894 | 70756.095 | 80272.7006 | 14257.9723 | 12060.7445 | 61229.4394 | 1516.8056 | 0 | 0 | 0 | 1235020.3154 | 0 | 1232048.4932 | 2971.8222 | 73727.9173 | 10.0209 | 2161.5376 | 3238.8981 | 650.3128 | 19204.2363 | 1802.1519 | 2044.5391 | 363.1494 | 307.1862 | 1559.5088 | 38.6329 | 0 | 0 | 0 | 31455.8661 | 0 | 31380.174 | 75.6921 | 1877.844 | 6.4961 | 1.3043 | 42.2836 | 4.1007 | 0.72836 | 0.077485 | 4.9514 | 0.020098 | 0 | 3.1279 | 0 | 62.9381 | 63.0899 | 63.0899 | 2
NH_5A_LO_2010_NG | 5A | LO | NG | 12741 | ASHRAE30pct-state-5A | OfficeLarge | STD2010 | NH-Manchester-NH | Zone5A | Zone5A(NH-Manchester-NH) | ASHRAE30pct-state-STD2010 | state | NH | 0.134 | 1.17 | ASHRAE30pct-state-5A_OfficeLarge_STD2010_NH-Manchester-NH.table.csv.gz | Large Office | Manchester Airport NH USA TMY3 WMO#=743945 | Natural Gas | 3362106.3662 | 0 | 0 | 0 | 0 | 0 | 0 | 0 | 0 | 0 | 0 | 543393.0331 | 0 | 0 | 3905499.3993 | 0 | 3905499.3993 | 0 | 0 | 39336.6445 | 0 | 0 | 0 | 0 | 0 | 0 | 0 | 0 | 0 | 0 | 6357.6985 | 0 | 0 | 45694.343 | 0 | 45694.343 | 0 | 0 | 3362.1064 | 0 | 0 | 0 | 0 | 0 | 0 | 0 | 0 | 0 | 0 | 543.393 | 0 | 0 | 3905.4994 | 0 | 3905.4994 | 0 | 0 | 0 | 0 | 0 | 0 | 0 | 0 | 0 | 6.7433 | 1.0899 | 0 | 0 | 7.8331 | 7.8331 | 7.8331 | 1
NH_5A_LO_2013_NG | 5A | LO | NG | 13881 | ASHRAE30pct-state-5A | OfficeLarge | STD2013 | NH-Manchester-NH | Zone5A | Zone5A(NH-Manchester-NH) | ASHRAE30pct-state-STD2013 | state | NH | 0.134 | 1.17 | ASHRAE30pct-state-5A_OfficeLarge_STD2013_NH-Manchester-NH.table.csv.gz | Large Office | Manchester Airport NH USA TMY3 WMO#=743945 | Natural Gas | 4107754.0945 | 0 | 0 | 0 | 0 | 0 | 0 | 0 | 0 | 0 | 0 | 543222.426 | 0 | 0 | 4650967.0424 | 0 | 4650976.5205 | 0 | 0 | 48060.7229 | 0 | 0 | 0 | 0 | 0 | 0 | 0 | 0 | 0 | 0 | 6355.7024 | 0 | 0 | 54416.3144 | 0 | 54416.4253 | 0 | 0 | 4107.7541 | 0 | 0 | 0 | 0 | 0 | 0 | 0 | 0 | 0 | 0 | 543.2224 | 0 | 0 | 4650.967 | 0 | 4650.9765 | 0 | 0 | 0 | 0 | 0 | 0 | 0 | 0 | 0 | 8.2388 | 1.0895 | 0 | 0 | 9.3283 | 9.3283 | 9.3283 | 2
NJ_5A_LO_2010_EL | 5A | LO | EL | 12792 | ASHRAE30pct-state-5A | OfficeLarge | STD2010 | NJ-Allentown-PA | Zone5A | Zone5A(NJ-Allentown-PA) | ASHRAE30pct-state-STD2010 | state | NJ | 0.1283 | 0.84 | ASHRAE30pct-state-5A_OfficeLarge_STD2010_NJ-Allentown-PA.table.csv.gz | Large Office | Allentown Lehigh Valley Intl PA USA TMY3 WMO#=725170 | Electricity | 1702.7778 | 792411.1175 | 1053155.564 | 189469.446 | 5632122.2673 | 529147.2265 | 618180.5605 | 136933.3344 | 142669.4456 | 451947.2258 | 0 | 0 | 0 | 0 | 9570058.4099 | 0 | 9547738.9653 | 22319.4446 | 551466.6711 | 218.4664 | 101666.3464 | 135119.8589 | 24308.9299 | 722601.2869 | 67889.5892 | 79312.5659 | 17568.5468 | 18304.4899 | 57984.8291 | 0 | 0 | 0 | 0 | 1227838.494 | 0 | 1224974.9092 | 2863.5847 | 70753.1739 | 5.8115 | 2704.4746 | 3594.3873 | 646.6533 | 19222.2587 | 1805.9631 | 2109.8311 | 467.3492 | 486.9264 | 1542.4819 | 0 | 0 | 0 | 0 | 32662.3127 | 0 | 32586.1371 | 76.1756 | 1882.1387 | 7.2091 | 1.297 | 42.3283 | 4.2316 | 0.93735 | 0 | 6.4009 | 0.011656 | 0 | 3.0937 | 0 | 65.3568 | 65.5096 | 65.5096 | 1
NJ_5A_LO_2013_EL | 5A | LO | EL | 13932 | ASHRAE30pct-state-5A | OfficeLarge | STD2013 | NJ-Allentown-PA | Zone5A | Zone5A(NJ-Allentown-PA) | ASHRAE30pct-state-STD2013 | state | NJ | 0.1283 | 0.84 | ASHRAE30pct-state-5A_OfficeLarge_STD2013_NJ-Allentown-PA.table.csv.gz | Large Office | Allentown Lehigh Valley Intl PA USA TMY3 WMO#=725170 | Electricity | 3116.6667 | 737725.0059 | 946569.452 | 189469.446 | 5626841.7117 | 528030.5598 | 603058.3382 | 124755.5566 | 115630.5565 | 453155.5592 | 14938.889 | 0 | 0 | 0 | 9365472.2971 | 0 | 9343291.7414 | 22180.5557 | 550211.1155 | 399.8683 | 94650.1183 | 121444.8607 | 24308.9299 | 721923.7916 | 67746.3208 | 77372.3848 | 16006.1379 | 14835.4004 | 58139.8582 | 1916.6595 | 0 | 0 | 0 | 1201590.0957 | 0 | 1198744.3304 | 2845.7653 | 70592.0861 | 10.6371 | 2517.8326 | 3230.6122 | 646.6533 | 19204.2363 | 1802.1519 | 2058.2194 | 425.7868 | 394.6435 | 1546.6059 | 50.986 | 0 | 0 | 0 | 31964.0666 | 0 | 31888.3651 | 75.7015 | 1877.8535 | 6.4795 | 1.297 | 42.2836 | 4.1281 | 0.85399 | 0.10226 | 5.8414 | 0.021334 | 0 | 3.102 | 0 | 63.9573 | 64.1092 | 64.1092 | 2
NJ_5A_LO_2010_NG | 5A | LO | NG | 12801 | ASHRAE30pct-state-5A | OfficeLarge | STD2010 | NJ-Allentown-PA | Zone5A | Zone5A(NJ-Allentown-PA) | ASHRAE30pct-state-STD2010 | state | NJ | 0.1283 | 0.84 | ASHRAE30pct-state-5A_OfficeLarge_STD2010_NJ-Allentown-PA.table.csv.gz | Large Office | Allentown Lehigh Valley Intl PA USA TMY3 WMO#=725170 | Natural Gas | 3257789.614 | 0 | 0 | 0 | 0 | 0 | 0 | 0 | 0 | 0 | 0 | 543374.0767 | 0 | 0 | 3801163.6907 | 0 | 3801163.6907 | 0 | 0 | 27365.4328 | 0 | 0 | 0 | 0 | 0 | 0 | 0 | 0 | 0 | 0 | 4564.3422 | 0 | 0 | 31929.775 | 0 | 31929.775 | 0 | 0 | 3257.7896 | 0 | 0 | 0 | 0 | 0 | 0 | 0 | 0 | 0 | 0 | 543.3741 | 0 | 0 | 3801.1637 | 0 | 3801.1637 | 0 | 0 | 0 | 0 | 0 | 0 | 0 | 0 | 0 | 6.534 | 1.0898 | 0 | 0 | 7.6239 | 7.6239 | 7.6239 | 1
NJ_5A_LO_2013_NG | 5A | LO | NG | 13941 | ASHRAE30pct-state-5A | OfficeLarge | STD2013 | NJ-Allentown-PA | Zone5A | Zone5A(NJ-Allentown-PA) | ASHRAE30pct-state-STD2013 | state | NJ | 0.1283 | 0.84 | ASHRAE30pct-state-5A_OfficeLarge_STD2013_NJ-Allentown-PA.table.csv.gz | Large Office | Allentown Lehigh Valley Intl PA USA TMY3 WMO#=725170 | Natural Gas | 4095318.7339 | 0 | 0 | 0 | 0 | 0 | 0 | 0 | 0 | 0 | 0 | 543203.4696 | 0 | 0 | 4638522.2036 | 0 | 4638522.2036 | 0 | 0 | 34400.6774 | 0 | 0 | 0 | 0 | 0 | 0 | 0 | 0 | 0 | 0 | 4562.9091 | 0 | 0 | 38963.5865 | 0 | 38963.5865 | 0 | 0 | 4095.3187 | 0 | 0 | 0 | 0 | 0 | 0 | 0 | 0 | 0 | 0 | 543.2035 | 0 | 0 | 4638.5222 | 0 | 4638.5222 | 0 | 0 | 0 | 0 | 0 | 0 | 0 | 0 | 0 | 8.2138 | 1.0895 | 0 | 0 | 9.3033 | 9.3033 | 9.3033 | 2
NY_5A_LO_2010_EL | 5A | LO | EL | 12852 | ASHRAE30pct-state-5A | OfficeLarge | STD2010 | NY-Albany-NY | Zone5A | Zone5A(NY-Albany-NY) | ASHRAE30pct-state-STD2010 | state | NY | 0.1508 | 0.73 | ASHRAE30pct-state-5A_OfficeLarge_STD2010_NY-Albany-NY.table.csv.gz | Large Office | Albany County Ap NY USA TMY3 WMO#=725180 | Electricity | 1369.4445 | 668319.4498 | 1054069.4529 | 189855.5571 | 5632122.2673 | 529147.2265 | 614866.6716 | 121777.7788 | 111919.4453 | 468011.1149 | 0 | 0 | 0 | 0 | 9413777.8531 | 0 | 9391458.4085 | 22319.4446 | 551466.6711 | 206.5122 | 100782.573 | 158953.6735 | 28630.218 | 849324.0379 | 79795.4017 | 92721.8941 | 18364.089 | 16877.4524 | 70576.0761 | 0 | 0 | 0 | 0 | 1419597.7002 | 0 | 1416231.928 | 3365.7722 | 83161.174 | 4.6739 | 2280.9536 | 3597.5064 | 647.9711 | 19222.2587 | 1805.9631 | 2098.5209 | 415.6238 | 381.9776 | 1597.3074 | 0 | 0 | 0 | 0 | 32128.932 | 0 | 32052.7564 | 76.1756 | 1882.1387 | 7.2154 | 1.2996 | 42.3283 | 4.2089 | 0.8336 | 0 | 5.3409 | 0.0093742 | 0 | 3.2037 | 0 | 64.2871 | 64.4398 | 64.4398 | 1
NY_5A_LO_2013_EL | 5A | LO | EL | 13992 | ASHRAE30pct-state-5A | OfficeLarge | STD2013 | NY-Albany-NY | Zone5A | Zone5A(NY-Albany-NY) | ASHRAE30pct-state-STD2013 | state | NY | 0.1508 | 0.73 | ASHRAE30pct-state-5A_OfficeLarge_STD2013_NY-Albany-NY.table.csv.gz | Large Office | Albany County Ap NY USA TMY3 WMO#=725180 | Electricity | 2944.4445 | 628744.4495 | 947341.6742 | 189855.5571 | 5626841.7117 | 528030.5598 | 600083.3381 | 112791.6676 | 89369.4452 | 470491.6704 | 10552.7779 | 0 | 0 | 0 | 9229225.0738 | 0 | 9207047.2959 | 22177.778 | 550208.3377 | 444.0222 | 94814.663 | 142859.1245 | 28630.218 | 848527.7301 | 79627.0084 | 90492.5674 | 17008.9835 | 13476.9123 | 70950.1439 | 1591.3589 | 0 | 0 | 0 | 1391767.1411 | 0 | 1388422.7322 | 3344.4089 | 82971.4173 | 10.0493 | 2145.8853 | 3233.2478 | 647.9711 | 19204.2363 | 1802.1519 | 2048.0658 | 384.9545 | 305.0151 | 1605.7735 | 36.0163 | 0 | 0 | 0 | 31499.0591 | 0 | 31423.367 | 75.6921 | 1877.844 | 6.4848 | 1.2996 | 42.2836 | 4.1077 | 0.77209 | 0.072237 | 4.9157 | 0.020156 | 0 | 3.2206 | 0 | 63.0247 | 63.1765 | 63.1765 | 2
NY_5A_LO_2010_NG | 5A | LO | NG | 12861 | ASHRAE30pct-state-5A | OfficeLarge | STD2010 | NY-Albany-NY | Zone5A | Zone5A(NY-Albany-NY) | ASHRAE30pct-state-STD2010 | state | NY | 0.1508 | 0.73 | ASHRAE30pct-state-5A_OfficeLarge_STD2010_NY-Albany-NY.table.csv.gz | Large Office | Albany County Ap NY USA TMY3 WMO#=725180 | Natural Gas | 4518547.5125 | 0 | 0 | 0 | 0 | 0 | 0 | 0 | 0 | 0 | 0 | 543421.4676 | 0 | 0 | 5061968.9801 | 0 | 5061968.9801 | 0 | 0 | 32985.3968 | 0 | 0 | 0 | 0 | 0 | 0 | 0 | 0 | 0 | 0 | 3966.9767 | 0 | 0 | 36952.3736 | 0 | 36952.3736 | 0 | 0 | 4518.5475 | 0 | 0 | 0 | 0 | 0 | 0 | 0 | 0 | 0 | 0 | 543.4215 | 0 | 0 | 5061.969 | 0 | 5061.969 | 0 | 0 | 0 | 0 | 0 | 0 | 0 | 0 | 0 | 9.0627 | 1.0899 | 0 | 0 | 10.1526 | 10.1526 | 10.1526 | 1
NY_5A_LO_2013_NG | 5A | LO | NG | 14001 | ASHRAE30pct-state-5A | OfficeLarge | STD2013 | NY-Albany-NY | Zone5A | Zone5A(NY-Albany-NY) | ASHRAE30pct-state-STD2013 | state | NY | 0.1508 | 0.73 | ASHRAE30pct-state-5A_OfficeLarge_STD2013_NY-Albany-NY.table.csv.gz | Large Office | Albany County Ap NY USA TMY3 WMO#=725180 | Natural Gas | 5283796.0989 | 0 | 0 | 0 | 0 | 0 | 0 | 0 | 0 | 0 | 0 | 543260.3387 | 0 | 0 | 5827046.9594 | 0 | 5827056.4375 | 0 | 0 | 38571.7115 | 0 | 0 | 0 | 0 | 0 | 0 | 0 | 0 | 0 | 0 | 3965.8005 | 0 | 0 | 42537.4428 | 0 | 42537.512 | 0 | 0 | 5283.7961 | 0 | 0 | 0 | 0 | 0 | 0 | 0 | 0 | 0 | 0 | 543.2603 | 0 | 0 | 5827.047 | 0 | 5827.0564 | 0 | 0 | 0 | 0 | 0 | 0 | 0 | 0 | 0 | 10.5975 | 1.0896 | 0 | 0 | 11.6871 | 11.6871 | 11.6871 | 2
OH_5A_LO_2010_EL | 5A | LO | EL | 12912 | ASHRAE30pct-state-5A | OfficeLarge | STD2010 | OH-Columbus-OH | Zone5A | Zone5A(OH-Columbus-OH) | ASHRAE30pct-state-STD2010 | state | OH | 0.0947 | 0.7 | ASHRAE30pct-state-5A_OfficeLarge_STD2010_OH-Columbus-OH.table.csv.gz | Large Office | Columbus Port Columbus Intl A OH USA TMY3 WMO#=724280 | Electricity | 1338.8889 | 813641.6732 | 1053269.4529 | 188552.7793 | 5632122.2673 | 529147.2265 | 627833.3384 | 141880.5567 | 149802.779 | 410566.67 | 0 | 0 | 0 | 0 | 9570469.521 | 0 | 9548155.6319 | 22313.8891 | 551461.1155 | 126.7928 | 77051.8664 | 99744.6172 | 17855.9482 | 533361.9787 | 50110.2423 | 59455.8171 | 13436.0887 | 14186.3232 | 38880.6636 | 0 | 0 | 0 | 0 | 906323.4636 | 0 | 904210.3383 | 2113.1253 | 52223.3676 | 4.5696 | 2776.9338 | 3594.776 | 643.5248 | 19222.2587 | 1805.9631 | 2142.7757 | 484.2339 | 511.2722 | 1401.2513 | 0 | 0 | 0 | 0 | 32663.7158 | 0 | 32587.5592 | 76.1566 | 1882.1197 | 7.2099 | 1.2907 | 42.3283 | 4.2977 | 0.97121 | 0 | 6.595 | 0.0091651 | 0 | 2.8104 | 0 | 65.3597 | 65.5124 | 65.5124 | 1
OH_5A_LO_2013_EL | 5A | LO | EL | 14052 | ASHRAE30pct-state-5A | OfficeLarge | STD2013 | OH-Columbus-OH | Zone5A | Zone5A(OH-Columbus-OH) | ASHRAE30pct-state-STD2013 | state | OH | 0.0947 | 0.7 | ASHRAE30pct-state-5A_OfficeLarge_STD2013_OH-Columbus-OH.table.csv.gz | Large Office | Columbus Port Columbus Intl A OH USA TMY3 WMO#=724280 | Electricity | 3069.4445 | 759769.4505 | 945941.6742 | 188552.7793 | 5626841.7117 | 528030.5598 | 612005.5605 | 129022.2233 | 119227.7787 | 412308.3366 | 13375.0001 | 0 | 0 | 0 | 9360322.2971 | 0 | 9338144.5191 | 22177.778 | 550208.3377 | 290.6764 | 71950.167 | 89580.6765 | 17855.9482 | 532861.9101 | 50004.494 | 57956.9266 | 12218.4045 | 11290.8706 | 39045.5995 | 1266.6125 | 0 | 0 | 0 | 886422.5215 | 0 | 884322.286 | 2100.2356 | 52104.7296 | 10.4759 | 2593.0696 | 3228.4696 | 643.5248 | 19204.2363 | 1802.1519 | 2088.756 | 440.3488 | 406.9207 | 1407.1956 | 45.6485 | 0 | 0 | 0 | 31946.4898 | 0 | 31870.7978 | 75.6921 | 1877.844 | 6.4752 | 1.2907 | 42.2836 | 4.1893 | 0.88319 | 0.091555 | 6.017 | 0.021011 | 0 | 2.8224 | 0 | 63.9221 | 64.0739 | 64.0739 | 2
OH_5A_LO_2010_NG | 5A | LO | NG | 12921 | ASHRAE30pct-state-5A | OfficeLarge | STD2010 | OH-Columbus-OH | Zone5A | Zone5A(OH-Columbus-OH) | ASHRAE30pct-state-STD2010 | state | OH | 0.0947 | 0.7 | ASHRAE30pct-state-5A_OfficeLarge_STD2010_OH-Columbus-OH.table.csv.gz | Large Office | Columbus Port Columbus Intl A OH USA TMY3 WMO#=724280 | Natural Gas | 3144781.3788 | 0 | 0 | 0 | 0 | 0 | 0 | 0 | 0 | 0 | 0 | 543374.0767 | 0 | 0 | 3688155.4555 | 0 | 3688155.4555 | 0 | 0 | 22013.4697 | 0 | 0 | 0 | 0 | 0 | 0 | 0 | 0 | 0 | 0 | 3803.6185 | 0 | 0 | 25817.0882 | 0 | 25817.0882 | 0 | 0 | 3144.7814 | 0 | 0 | 0 | 0 | 0 | 0 | 0 | 0 | 0 | 0 | 543.3741 | 0 | 0 | 3688.1555 | 0 | 3688.1555 | 0 | 0 | 0 | 0 | 0 | 0 | 0 | 0 | 0 | 6.3074 | 1.0898 | 0 | 0 | 7.3972 | 7.3972 | 7.3972 | 1
OH_5A_LO_2013_NG | 5A | LO | NG | 14061 | ASHRAE30pct-state-5A | OfficeLarge | STD2013 | OH-Columbus-OH | Zone5A | Zone5A(OH-Columbus-OH) | ASHRAE30pct-state-STD2013 | state | OH | 0.0947 | 0.7 | ASHRAE30pct-state-5A_OfficeLarge_STD2013_OH-Columbus-OH.table.csv.gz | Large Office | Columbus Port Columbus Intl A OH USA TMY3 WMO#=724280 | Natural Gas | 3885964.8885 | 0 | 0 | 0 | 0 | 0 | 0 | 0 | 0 | 0 | 0 | 543203.4696 | 0 | 0 | 4429168.3581 | 0 | 4429168.3581 | 0 | 0 | 27201.7542 | 0 | 0 | 0 | 0 | 0 | 0 | 0 | 0 | 0 | 0 | 3802.4243 | 0 | 0 | 31004.1785 | 0 | 31004.1785 | 0 | 0 | 3885.9649 | 0 | 0 | 0 | 0 | 0 | 0 | 0 | 0 | 0 | 0 | 543.2035 | 0 | 0 | 4429.1684 | 0 | 4429.1684 | 0 | 0 | 0 | 0 | 0 | 0 | 0 | 0 | 0 | 7.7939 | 1.0895 | 0 | 0 | 8.8834 | 8.8834 | 8.8834 | 2
PA_5A_LO_2010_EL | 5A | LO | EL | 12972 | ASHRAE30pct-state-5A | OfficeLarge | STD2010 | PA-Harrisburg-PA | Zone5A | Zone5A(PA-Harrisburg-PA) | ASHRAE30pct-state-STD2010 | state | PA | 0.0937 | 1 | ASHRAE30pct-state-5A_OfficeLarge_STD2010_PA-Harrisburg-PA.table.csv.gz | Large Office | Middletown Harrisburg Intl Ap PA USA TMY3 WMO#=725115 | Electricity | 1758.3333 | 882763.896 | 1055302.7862 | 189244.446 | 5632122.2673 | 529147.2265 | 613550.0049 | 146111.1123 | 102052.7786 | 421861.1145 | 0 | 0 | 0 | 0 | 9596227.8545 | 0 | 9573913.9655 | 22313.8891 | 551461.1155 | 164.7558 | 82714.9771 | 98881.8711 | 17732.2046 | 527729.8564 | 49581.0951 | 57489.6355 | 13690.6112 | 9562.3454 | 39528.3864 | 0 | 0 | 0 | 0 | 899166.55 | 0 | 897075.7386 | 2090.8114 | 51671.9065 | 6.0011 | 3012.8458 | 3601.7157 | 645.8854 | 19222.2587 | 1805.9631 | 2094.0271 | 498.6727 | 348.303 | 1439.7989 | 0 | 0 | 0 | 0 | 32751.6282 | 0 | 32675.4716 | 76.1566 | 1882.1197 | 7.2238 | 1.2954 | 42.3283 | 4.1999 | 1.0002 | 0 | 6.7413 | 0.012036 | 0 | 2.8878 | 0 | 65.536 | 65.6888 | 65.6888 | 1
PA_5A_LO_2013_EL | 5A | LO | EL | 14112 | ASHRAE30pct-state-5A | OfficeLarge | STD2013 | PA-Harrisburg-PA | Zone5A | Zone5A(PA-Harrisburg-PA) | ASHRAE30pct-state-STD2013 | state | PA | 0.0937 | 1 | ASHRAE30pct-state-5A_OfficeLarge_STD2013_PA-Harrisburg-PA.table.csv.gz | Large Office | Middletown Harrisburg Intl Ap PA USA TMY3 WMO#=725115 | Electricity | 3319.4445 | 809125.0065 | 947555.5631 | 189244.446 | 5626841.7117 | 528030.5598 | 597650.0048 | 132005.5566 | 83111.1118 | 424108.3367 | 16927.7779 | 0 | 0 | 0 | 9380100.075 | 0 | 9357919.5193 | 22180.5557 | 550211.1155 | 311.0319 | 75815.0131 | 88785.9563 | 17732.2046 | 527235.0684 | 49476.4635 | 55999.8054 | 12368.9207 | 7787.5112 | 39738.9512 | 1586.1328 | 0 | 0 | 0 | 878915.377 | 0 | 876837.059 | 2078.3181 | 51554.7815 | 11.3292 | 2761.5186 | 3233.9778 | 645.8854 | 19204.2363 | 1802.1519 | 2039.7609 | 450.5309 | 283.6556 | 1447.4686 | 57.774 | 0 | 0 | 0 | 32013.9908 | 0 | 31938.2892 | 75.7015 | 1877.8535 | 6.4863 | 1.2954 | 42.2836 | 4.0911 | 0.90361 | 0.11588 | 6.1076 | 0.022722 | 0 | 2.9031 | 0 | 64.0575 | 64.2093 | 64.2093 | 2
PA_5A_LO_2010_NG | 5A | LO | NG | 12981 | ASHRAE30pct-state-5A | OfficeLarge | STD2010 | PA-Harrisburg-PA | Zone5A | Zone5A(PA-Harrisburg-PA) | ASHRAE30pct-state-STD2010 | state | PA | 0.0937 | 1 | ASHRAE30pct-state-5A_OfficeLarge_STD2010_PA-Harrisburg-PA.table.csv.gz | Large Office | Middletown Harrisburg Intl Ap PA USA TMY3 WMO#=725115 | Natural Gas | 3859899.9177 | 0 | 0 | 0 | 0 | 0 | 0 | 0 | 0 | 0 | 0 | 543402.5112 | 0 | 0 | 4403311.9071 | 0 | 4403302.4289 | 0 | 0 | 38598.9992 | 0 | 0 | 0 | 0 | 0 | 0 | 0 | 0 | 0 | 0 | 5434.0251 | 0 | 0 | 44033.1191 | 0 | 44033.0243 | 0 | 0 | 3859.8999 | 0 | 0 | 0 | 0 | 0 | 0 | 0 | 0 | 0 | 0 | 543.4025 | 0 | 0 | 4403.3119 | 0 | 4403.3024 | 0 | 0 | 0 | 0 | 0 | 0 | 0 | 0 | 0 | 7.7417 | 1.0899 | 0 | 0 | 8.8315 | 8.8316 | 8.8315 | 1
PA_5A_LO_2013_NG | 5A | LO | NG | 14121 | ASHRAE30pct-state-5A | OfficeLarge | STD2013 | PA-Harrisburg-PA | Zone5A | Zone5A(PA-Harrisburg-PA) | ASHRAE30pct-state-STD2013 | state | PA | 0.0937 | 1 | ASHRAE30pct-state-5A_OfficeLarge_STD2013_PA-Harrisburg-PA.table.csv.gz | Large Office | Middletown Harrisburg Intl Ap PA USA TMY3 WMO#=725115 | Natural Gas | 4702054.3851 | 0 | 0 | 0 | 0 | 0 | 0 | 0 | 0 | 0 | 0 | 543231.9042 | 0 | 0 | 5245286.2893 | 0 | 5245286.2893 | 0 | 0 | 47020.5439 | 0 | 0 | 0 | 0 | 0 | 0 | 0 | 0 | 0 | 0 | 5432.319 | 0 | 0 | 52452.8629 | 0 | 52452.8629 | 0 | 0 | 4702.0544 | 0 | 0 | 0 | 0 | 0 | 0 | 0 | 0 | 0 | 0 | 543.2319 | 0 | 0 | 5245.2863 | 0 | 5245.2863 | 0 | 0 | 0 | 0 | 0 | 0 | 0 | 0 | 0 | 9.4307 | 1.0895 | 0 | 0 | 10.5203 | 10.5203 | 10.5203 | 2
RI_5A_LO_2010_EL | 5A | LO | EL | 13032 | ASHRAE30pct-state-5A | OfficeLarge | STD2010 | RI-Providence-RI | Zone5A | Zone5A(RI-Providence-RI) | ASHRAE30pct-state-STD2010 | state | RI | 0.1204 | 1.33 | ASHRAE30pct-state-5A_OfficeLarge_STD2010_RI-Providence-RI.table.csv.gz | Large Office | Providence T F Green State Ar RI USA TMY3 WMO#=725070 | Electricity | 1091.6667 | 745127.7837 | 1054625.0084 | 190566.6682 | 5632122.2673 | 529147.2265 | 608700.0049 | 128886.1121 | 135155.5566 | 443116.6702 | 0 | 0 | 0 | 0 | 9490852.8537 | 0 | 9468538.9646 | 22313.8891 | 551461.1155 | 131.4367 | 89713.3852 | 126976.851 | 22944.2269 | 678107.521 | 63709.3261 | 73287.4806 | 15517.8879 | 16272.729 | 53351.2471 | 0 | 0 | 0 | 0 | 1142698.6836 | 0 | 1140012.0913 | 2686.5922 | 66395.9183 | 3.7258 | 2543.098 | 3599.4025 | 650.3981 | 19222.2587 | 1805.9631 | 2077.4742 | 439.8843 | 461.2817 | 1512.3435 | 0 | 0 | 0 | 0 | 32391.9866 | 0 | 32315.83 | 76.1566 | 1882.1197 | 7.2192 | 1.3045 | 42.3283 | 4.1667 | 0.88226 | 0 | 6.0258 | 0.0074728 | 0 | 3.0333 | 0 | 64.8147 | 64.9674 | 64.9674 | 1
RI_5A_LO_2013_EL | 5A | LO | EL | 14172 | ASHRAE30pct-state-5A | OfficeLarge | STD2013 | RI-Providence-RI | Zone5A | Zone5A(RI-Providence-RI) | ASHRAE30pct-state-STD2013 | state | RI | 0.1204 | 1.33 | ASHRAE30pct-state-5A_OfficeLarge_STD2013_RI-Providence-RI.table.csv.gz | Large Office | Providence T F Green State Ar RI USA TMY3 WMO#=725070 | Electricity | 3191.6667 | 694419.45 | 947755.5631 | 190566.6682 | 5626841.7117 | 528030.5598 | 592541.6714 | 118311.1121 | 107197.2231 | 444769.448 | 11269.4445 | 0 | 0 | 0 | 9287072.2965 | 0 | 9264894.5186 | 22177.778 | 550208.3377 | 384.2767 | 83608.1018 | 114109.7698 | 22944.2269 | 677471.7421 | 63574.8794 | 71342.0172 | 14244.6579 | 12906.5457 | 53550.2415 | 1356.8411 | 0 | 0 | 0 | 1118163.5045 | 0 | 1115493.3 | 2670.2045 | 66245.0839 | 10.8931 | 2370.0321 | 3234.6604 | 650.3981 | 19204.2363 | 1802.1519 | 2022.3264 | 403.7922 | 365.8608 | 1517.9843 | 38.4623 | 0 | 0 | 0 | 31696.4898 | 0 | 31620.7978 | 75.6921 | 1877.844 | 6.4876 | 1.3045 | 42.2836 | 4.0561 | 0.80987 | 0.077142 | 5.4873 | 0.021848 | 0 | 3.0446 | 0 | 63.4207 | 63.5725 | 63.5725 | 2
RI_5A_LO_2010_NG | 5A | LO | NG | 13041 | ASHRAE30pct-state-5A | OfficeLarge | STD2010 | RI-Providence-RI | Zone5A | Zone5A(RI-Providence-RI) | ASHRAE30pct-state-STD2010 | state | RI | 0.1204 | 1.33 | ASHRAE30pct-state-5A_OfficeLarge_STD2010_RI-Providence-RI.table.csv.gz | Large Office | Providence T F Green State Ar RI USA TMY3 WMO#=725070 | Natural Gas | 3158600.5524 | 0 | 0 | 0 | 0 | 0 | 0 | 0 | 0 | 0 | 0 | 543383.5549 | 0 | 0 | 3701984.1073 | 0 | 3701984.1073 | 0 | 0 | 42009.3873 | 0 | 0 | 0 | 0 | 0 | 0 | 0 | 0 | 0 | 0 | 7227.0013 | 0 | 0 | 49236.3886 | 0 | 49236.3886 | 0 | 0 | 3158.6006 | 0 | 0 | 0 | 0 | 0 | 0 | 0 | 0 | 0 | 0 | 543.3836 | 0 | 0 | 3701.9841 | 0 | 3701.9841 | 0 | 0 | 0 | 0 | 0 | 0 | 0 | 0 | 0 | 6.3351 | 1.0898 | 0 | 0 | 7.4249 | 7.4249 | 7.4249 | 1
RI_5A_LO_2013_NG | 5A | LO | NG | 14181 | ASHRAE30pct-state-5A | OfficeLarge | STD2013 | RI-Providence-RI | Zone5A | Zone5A(RI-Providence-RI) | ASHRAE30pct-state-STD2013 | state | RI | 0.1204 | 1.33 | ASHRAE30pct-state-5A_OfficeLarge_STD2013_RI-Providence-RI.table.csv.gz | Large Office | Providence T F Green State Ar RI USA TMY3 WMO#=725070 | Natural Gas | 4233406.2101 | 0 | 0 | 0 | 0 | 0 | 0 | 0 | 0 | 0 | 0 | 543222.426 | 0 | 0 | 4776628.6361 | 0 | 4776628.6361 | 0 | 0 | 56304.3026 | 0 | 0 | 0 | 0 | 0 | 0 | 0 | 0 | 0 | 0 | 7224.8583 | 0 | 0 | 63529.1609 | 0 | 63529.1609 | 0 | 0 | 4233.4062 | 0 | 0 | 0 | 0 | 0 | 0 | 0 | 0 | 0 | 0 | 543.2224 | 0 | 0 | 4776.6286 | 0 | 4776.6286 | 0 | 0 | 0 | 0 | 0 | 0 | 0 | 0 | 0 | 8.4908 | 1.0895 | 0 | 0 | 9.5803 | 9.5803 | 9.5803 | 2
SD_5A_LO_2010_EL | 5A | LO | EL | 13092 | ASHRAE30pct-state-5A | OfficeLarge | STD2010 | SD-SiouxCity-IA | Zone5A | Zone5A(SD-SiouxCity-IA) | ASHRAE30pct-state-STD2010 | state | SD | 0.0801 | 0.63 | ASHRAE30pct-state-5A_OfficeLarge_STD2010_SD-SiouxCity-IA.table.csv.gz | Large Office | Sioux City Sioux Gateway Ap IA USA TMY3 WMO#=725570 | Electricity | 2052.7778 | 855969.4513 | 1053488.8973 | 188719.446 | 5632122.2673 | 529147.2265 | 649086.1163 | 145155.5567 | 91647.223 | 468916.6704 | 0 | 0 | 0 | 0 | 9638627.8549 | 0 | 9616305.6325 | 22322.2224 | 551469.4489 | 164.4275 | 68563.153 | 84384.4607 | 15116.4276 | 451132.9936 | 42384.6928 | 51991.7979 | 11626.9601 | 7340.9426 | 37560.2253 | 0 | 0 | 0 | 0 | 772054.0912 | 0 | 770266.0812 | 1788.01 | 44172.7029 | 7.0061 | 2921.3972 | 3595.5249 | 644.0936 | 19222.2587 | 1805.9631 | 2215.3108 | 495.4114 | 312.7891 | 1600.3981 | 0 | 0 | 0 | 0 | 32896.3381 | 0 | 32820.153 | 76.1851 | 1882.1481 | 7.2114 | 1.2918 | 42.3283 | 4.4432 | 0.99363 | 0 | 6.4867 | 0.014052 | 0 | 3.2099 | 0 | 65.8262 | 65.979 | 65.979 | 1
SD_5A_LO_2013_EL | 5A | LO | EL | 14232 | ASHRAE30pct-state-5A | OfficeLarge | STD2013 | SD-SiouxCity-IA | Zone5A | Zone5A(SD-SiouxCity-IA) | ASHRAE30pct-state-STD2013 | state | SD | 0.0801 | 0.63 | ASHRAE30pct-state-5A_OfficeLarge_STD2013_SD-SiouxCity-IA.table.csv.gz | Large Office | Sioux City Sioux Gateway Ap IA USA TMY3 WMO#=725570 | Electricity | 2786.1111 | 787647.2285 | 946125.0076 | 188719.446 | 5626841.7117 | 528030.5598 | 632155.5606 | 132916.6677 | 74277.7784 | 471391.6704 | 16469.4446 | 0 | 0 | 0 | 9429541.7421 | 0 | 9407361.1864 | 22180.5557 | 550211.1155 | 223.1675 | 63090.543 | 75784.6131 | 15116.4276 | 450710.0211 | 42295.2478 | 50635.6604 | 10646.6251 | 5949.65 | 37758.4728 | 1319.2025 | 0 | 0 | 0 | 755306.2935 | 0 | 753529.631 | 1776.6625 | 44071.9104 | 9.5089 | 2688.2156 | 3229.0953 | 644.0936 | 19204.2363 | 1802.1519 | 2157.5273 | 453.6405 | 253.5078 | 1608.8452 | 56.2097 | 0 | 0 | 0 | 32182.7337 | 0 | 32107.0321 | 75.7015 | 1877.8535 | 6.4765 | 1.2918 | 42.2836 | 4.3273 | 0.90985 | 0.11274 | 5.9001 | 0.019072 | 0 | 3.2268 | 0 | 64.3959 | 64.5478 | 64.5478 | 2
SD_5A_LO_2010_NG | 5A | LO | NG | 13101 | ASHRAE30pct-state-5A | OfficeLarge | STD2010 | SD-SiouxCity-IA | Zone5A | Zone5A(SD-SiouxCity-IA) | ASHRAE30pct-state-STD2010 | state | SD | 0.0801 | 0.63 | ASHRAE30pct-state-5A_OfficeLarge_STD2010_SD-SiouxCity-IA.table.csv.gz | Large Office | Sioux City Sioux Gateway Ap IA USA TMY3 WMO#=725570 | Natural Gas | 5545877.0107 | 0 | 0 | 0 | 0 | 0 | 0 | 0 | 0 | 0 | 0 | 543430.9458 | 0 | 0 | 6089298.4783 | 0 | 6089307.9565 | 0 | 0 | 34939.0252 | 0 | 0 | 0 | 0 | 0 | 0 | 0 | 0 | 0 | 0 | 3423.615 | 0 | 0 | 38362.5804 | 0 | 38362.6401 | 0 | 0 | 5545.877 | 0 | 0 | 0 | 0 | 0 | 0 | 0 | 0 | 0 | 0 | 543.4309 | 0 | 0 | 6089.2985 | 0 | 6089.308 | 0 | 0 | 0 | 0 | 0 | 0 | 0 | 0 | 0 | 11.1232 | 1.0899 | 0 | 0 | 12.2131 | 12.2131 | 12.2131 | 1
SD_5A_LO_2013_NG | 5A | LO | NG | 14241 | ASHRAE30pct-state-5A | OfficeLarge | STD2013 | SD-SiouxCity-IA | Zone5A | Zone5A(SD-SiouxCity-IA) | ASHRAE30pct-state-STD2013 | state | SD | 0.0801 | 0.63 | ASHRAE30pct-state-5A_OfficeLarge_STD2013_SD-SiouxCity-IA.table.csv.gz | Large Office | Sioux City Sioux Gateway Ap IA USA TMY3 WMO#=725570 | Natural Gas | 5725990.698 | 0 | 0 | 0 | 0 | 0 | 0 | 0 | 0 | 0 | 0 | 543250.8605 | 0 | 0 | 6269241.5585 | 0 | 6269241.5585 | 0 | 0 | 36073.7414 | 0 | 0 | 0 | 0 | 0 | 0 | 0 | 0 | 0 | 0 | 3422.4804 | 0 | 0 | 39496.2218 | 0 | 39496.2218 | 0 | 0 | 5725.9907 | 0 | 0 | 0 | 0 | 0 | 0 | 0 | 0 | 0 | 0 | 543.2509 | 0 | 0 | 6269.2416 | 0 | 6269.2416 | 0 | 0 | 0 | 0 | 0 | 0 | 0 | 0 | 0 | 11.4844 | 1.0896 | 0 | 0 | 12.574 | 12.574 | 12.574 | 2
WV_5A_LO_2010_EL | 5A | LO | EL | 13152 | ASHRAE30pct-state-5A | OfficeLarge | STD2010 | WV-Elkins-WV | Zone5A | Zone5A(WV-Elkins-WV) | ASHRAE30pct-state-STD2010 | state | WV | 0.0842 | 0.92 | ASHRAE30pct-state-5A_OfficeLarge_STD2010_WV-Elkins-WV.table.csv.gz | Large Office | Elkins Elkins Randolph Co Arp WV USA TMY3 WMO#=724170 | Electricity | 2833.3334 | 716350.0057 | 1052775.0084 | 188947.2237 | 5632122.2673 | 529147.2265 | 648683.3385 | 119844.4454 | 118911.1121 | 426147.2256 | 0 | 0 | 0 | 0 | 9458080.6312 | 0 | 9435761.1866 | 22319.4446 | 551466.6711 | 238.5667 | 60316.6705 | 88643.6557 | 15909.3562 | 474224.6949 | 44554.1965 | 54619.1371 | 10090.9023 | 10012.3156 | 35881.5964 | 0 | 0 | 0 | 0 | 796370.3891 | 0 | 794491.0919 | 1879.2972 | 46433.4937 | 9.6701 | 2444.8804 | 3593.0885 | 644.871 | 19222.2587 | 1805.9631 | 2213.9361 | 409.0254 | 405.8399 | 1454.4273 | 0 | 0 | 0 | 0 | 32280.136 | 0 | 32203.9604 | 76.1756 | 1882.1387 | 7.2065 | 1.2934 | 42.3283 | 4.4404 | 0.82037 | 0 | 5.7176 | 0.019395 | 0 | 2.9171 | 0 | 64.5903 | 64.7431 | 64.7431 | 1
WV_5A_LO_2013_EL | 5A | LO | EL | 14292 | ASHRAE30pct-state-5A | OfficeLarge | STD2013 | WV-Elkins-WV | Zone5A | Zone5A(WV-Elkins-WV) | ASHRAE30pct-state-STD2013 | state | WV | 0.0842 | 0.92 | ASHRAE30pct-state-5A_OfficeLarge_STD2013_WV-Elkins-WV.table.csv.gz | Large Office | Elkins Elkins Randolph Co Arp WV USA TMY3 WMO#=724170 | Electricity | 1477.7778 | 683861.1166 | 945997.2298 | 188947.2237 | 5626841.7117 | 528030.5598 | 633836.1162 | 112663.8898 | 95541.6674 | 430997.2257 | 8272.2223 | 0 | 0 | 0 | 9278644.5187 | 0 | 9256466.7407 | 22177.778 | 550208.3377 | 124.4289 | 57581.106 | 79652.9667 | 15909.3562 | 473780.0721 | 44460.1731 | 53369.001 | 9486.2995 | 8044.6084 | 36289.9664 | 696.5211 | 0 | 0 | 0 | 781261.8685 | 0 | 779394.4996 | 1867.3689 | 46327.542 | 5.0436 | 2333.9968 | 3228.6592 | 644.871 | 19204.2363 | 1802.1519 | 2163.263 | 384.5184 | 326.0807 | 1470.9802 | 28.2328 | 0 | 0 | 0 | 31667.7261 | 0 | 31592.034 | 75.6921 | 1877.844 | 6.4756 | 1.2934 | 42.2836 | 4.3388 | 0.77121 | 0.056626 | 5.3352 | 0.010116 | 0 | 2.9503 | 0 | 63.363 | 63.5148 | 63.5148 | 2
WV_5A_LO_2010_NG | 5A | LO | NG | 13161 | ASHRAE30pct-state-5A | OfficeLarge | STD2010 | WV-Elkins-WV | Zone5A | Zone5A(WV-Elkins-WV) | ASHRAE30pct-state-STD2010 | state | WV | 0.0842 | 0.92 | ASHRAE30pct-state-5A_OfficeLarge_STD2010_WV-Elkins-WV.table.csv.gz | Large Office | Elkins Elkins Randolph Co Arp WV USA TMY3 WMO#=724170 | Natural Gas | 2933598.2463 | 0 | 0 | 0 | 0 | 0 | 0 | 0 | 0 | 0 | 0 | 543374.0767 | 0 | 0 | 3476972.323 | 0 | 3476972.323 | 0 | 0 | 26989.1039 | 0 | 0 | 0 | 0 | 0 | 0 | 0 | 0 | 0 | 0 | 4999.0415 | 0 | 0 | 31988.1454 | 0 | 31988.1454 | 0 | 0 | 2933.5982 | 0 | 0 | 0 | 0 | 0 | 0 | 0 | 0 | 0 | 0 | 543.3741 | 0 | 0 | 3476.9723 | 0 | 3476.9723 | 0 | 0 | 0 | 0 | 0 | 0 | 0 | 0 | 0 | 5.8838 | 1.0898 | 0 | 0 | 6.9736 | 6.9736 | 6.9736 | 1
WV_5A_LO_2013_NG | 5A | LO | NG | 14301 | ASHRAE30pct-state-5A | OfficeLarge | STD2013 | WV-Elkins-WV | Zone5A | Zone5A(WV-Elkins-WV) | ASHRAE30pct-state-STD2013 | state | WV | 0.0842 | 0.92 | ASHRAE30pct-state-5A_OfficeLarge_STD2013_WV-Elkins-WV.table.csv.gz | Large Office | Elkins Elkins Randolph Co Arp WV USA TMY3 WMO#=724170 | Natural Gas | 3831730.7929 | 0 | 0 | 0 | 0 | 0 | 0 | 0 | 0 | 0 | 0 | 543193.9915 | 0 | 0 | 4374915.3062 | 0 | 4374924.7843 | 0 | 0 | 35251.9233 | 0 | 0 | 0 | 0 | 0 | 0 | 0 | 0 | 0 | 0 | 4997.3847 | 0 | 0 | 40249.2208 | 0 | 40249.308 | 0 | 0 | 3831.7308 | 0 | 0 | 0 | 0 | 0 | 0 | 0 | 0 | 0 | 0 | 543.194 | 0 | 0 | 4374.9153 | 0 | 4374.9248 | 0 | 0 | 0 | 0 | 0 | 0 | 0 | 0 | 0 | 7.6852 | 1.0895 | 0 | 0 | 8.7746 | 8.7746 | 8.7746 | 2
AZ_5B_LO_2010_EL | 5B | LO | EL | 14952 | ASHRAE30pct-state-5B | OfficeLarge | STD2010 | AZ-Winslow-AZ | Zone5B | Zone5B(AZ-Winslow-AZ) | ASHRAE30pct-state-STD2010 | state | AZ | 0.0954 | 0.95 | ASHRAE30pct-state-5B_OfficeLarge_STD2010_AZ-Winslow-AZ.table.csv.gz | Large Office | Winslow Municipal Ap AZ USA TMY3 WMO#=723740 | Electricity | 43358.3337 | 952569.4521 | 1051680.564 | 188847.2237 | 5632122.2673 | 529147.2265 | 800511.1175 | 132855.5566 | 94447.223 | 660780.5608 | 0 | 0 | 0 | 0 | 10108630.6364 | 0 | 10086319.5251 | 22311.1113 | 551458.3377 | 4136.385 | 90875.1257 | 100330.3258 | 18016.0251 | 537304.4643 | 50480.6454 | 76368.7606 | 12674.4201 | 9010.2651 | 63038.4655 | 0 | 0 | 0 | 0 | 964363.3627 | 0 | 962234.8827 | 2128.48 | 52609.1254 | 147.9806 | 3251.09 | 3589.3532 | 644.5297 | 19222.2587 | 1805.9631 | 2732.1196 | 453.4319 | 322.3454 | 2255.2236 | 0 | 0 | 0 | 0 | 34500.443 | 0 | 34424.2959 | 76.1471 | 1882.1102 | 7.199 | 1.2927 | 42.3283 | 5.4797 | 0.90943 | 0 | 7.1671 | 0.2968 | 0 | 4.5232 | 0 | 69.0436 | 69.1963 | 69.1963 | 1
AZ_5B_LO_2013_EL | 5B | LO | EL | 15552 | ASHRAE30pct-state-5B | OfficeLarge | STD2013 | AZ-Winslow-AZ | Zone5B | Zone5B(AZ-Winslow-AZ) | ASHRAE30pct-state-STD2013 | state | AZ | 0.0954 | 0.95 | ASHRAE30pct-state-5B_OfficeLarge_STD2013_AZ-Winslow-AZ.table.csv.gz | Large Office | Winslow Municipal Ap AZ USA TMY3 WMO#=723740 | Electricity | 8800.0001 | 889563.896 | 945111.1187 | 188847.2237 | 5626841.7117 | 528030.5598 | 787813.8952 | 118033.3343 | 66358.3339 | 645261.1163 | 0 | 0 | 0 | 0 | 9826838.9675 | 0 | 9804661.1895 | 22177.778 | 550208.3377 | 839.52 | 84864.3957 | 90163.6007 | 18016.0251 | 536800.6993 | 50374.1154 | 75157.4456 | 11260.3801 | 6330.5851 | 61557.9105 | 0 | 0 | 0 | 0 | 937480.4375 | 0 | 935364.6775 | 2115.76 | 52489.8754 | 30.0341 | 3036.054 | 3225.6349 | 644.5297 | 19204.2363 | 1802.1519 | 2688.7844 | 402.8441 | 226.4789 | 2202.2562 | 0 | 0 | 0 | 0 | 33538.6968 | 0 | 33463.0047 | 75.6921 | 1877.844 | 6.4695 | 1.2927 | 42.2836 | 5.3928 | 0.80797 | 0 | 6.5435 | 0.060238 | 0 | 4.417 | 0 | 67.1155 | 67.2674 | 67.2674 | 2
AZ_5B_LO_2010_NG | 5B | LO | NG | 14961 | ASHRAE30pct-state-5B | OfficeLarge | STD2010 | AZ-Winslow-AZ | Zone5B | Zone5B(AZ-Winslow-AZ) | ASHRAE30pct-state-STD2010 | state | AZ | 0.0954 | 0.95 | ASHRAE30pct-state-5B_OfficeLarge_STD2010_AZ-Winslow-AZ.table.csv.gz | Large Office | Winslow Municipal Ap AZ USA TMY3 WMO#=723740 | Natural Gas | 1162535.6104 | 0 | 0 | 0 | 0 | 0 | 0 | 0 | 0 | 0 | 0 | 537421.7852 | 0 | 0 | 1699966.8737 | 0 | 1699957.3956 | 0 | 0 | 11044.0883 | 0 | 0 | 0 | 0 | 0 | 0 | 0 | 0 | 0 | 0 | 5105.507 | 0 | 0 | 16149.6853 | 0 | 16149.5953 | 0 | 0 | 1162.5356 | 0 | 0 | 0 | 0 | 0 | 0 | 0 | 0 | 0 | 0 | 537.4218 | 0 | 0 | 1699.9669 | 0 | 1699.9574 | 0 | 0 | 0 | 0 | 0 | 0 | 0 | 0 | 0 | 2.3317 | 1.0779 | 0 | 0 | 3.4095 | 3.4096 | 3.4095 | 1
AZ_5B_LO_2013_NG | 5B | LO | NG | 15561 | ASHRAE30pct-state-5B | OfficeLarge | STD2013 | AZ-Winslow-AZ | Zone5B | Zone5B(AZ-Winslow-AZ) | ASHRAE30pct-state-STD2013 | state | AZ | 0.0954 | 0.95 | ASHRAE30pct-state-5B_OfficeLarge_STD2013_AZ-Winslow-AZ.table.csv.gz | Large Office | Winslow Municipal Ap AZ USA TMY3 WMO#=723740 | Natural Gas | 803682.5706 | 0 | 0 | 0 | 0 | 0 | 0 | 0 | 0 | 0 | 0 | 537222.7436 | 0 | 0 | 1340914.7923 | 0 | 1340905.3142 | 0 | 0 | 7634.9844 | 0 | 0 | 0 | 0 | 0 | 0 | 0 | 0 | 0 | 0 | 5103.6161 | 0 | 0 | 12738.6905 | 0 | 12738.6005 | 0 | 0 | 803.6826 | 0 | 0 | 0 | 0 | 0 | 0 | 0 | 0 | 0 | 0 | 537.2227 | 0 | 0 | 1340.9148 | 0 | 1340.9053 | 0 | 0 | 0 | 0 | 0 | 0 | 0 | 0 | 0 | 1.6119 | 1.0775 | 0 | 0 | 2.6894 | 2.6894 | 2.6894 | 2
CA_5B_LO_2010_EL | 5B | LO | EL | 15012 | ASHRAE30pct-state-5B | OfficeLarge | STD2010 | CA-Reno-NV | Zone5B | Zone5B(CA-Reno-NV) | ASHRAE30pct-state-STD2010 | state | CA | 0.136 | 0.7 | ASHRAE30pct-state-5B_OfficeLarge_STD2010_CA-Reno-NV.table.csv.gz | Large Office | Reno Tahoe International Ap NV USA TMY3 WMO#=724880 | Electricity | 34338.8892 | 744294.4504 | 1051700.0084 | 189380.5571 | 5632122.2673 | 529147.2265 | 774372.2284 | 110425.0009 | 55775.0004 | 751013.8949 | 0 | 0 | 0 | 0 | 9894883.4125 | 0 | 9872569.5234 | 22313.8891 | 551461.1155 | 4670.0889 | 101224.0453 | 143031.2011 | 25755.7558 | 765968.6283 | 71964.0228 | 105314.6231 | 15017.8001 | 7585.4001 | 102137.8897 | 0 | 0 | 0 | 0 | 1345704.1441 | 0 | 1342669.4552 | 3034.6889 | 74998.7117 | 117.1976 | 2540.2539 | 3589.4195 | 646.35 | 19222.2587 | 1805.9631 | 2642.9084 | 376.8771 | 190.3583 | 2563.1871 | 0 | 0 | 0 | 0 | 33770.9303 | 0 | 33694.7737 | 76.1566 | 1882.1197 | 7.1992 | 1.2964 | 42.3283 | 5.3008 | 0.75589 | 0 | 5.4767 | 0.23506 | 0 | 5.1409 | 0 | 67.5804 | 67.7331 | 67.7331 | 1
CA_5B_LO_2013_EL | 5B | LO | EL | 15612 | ASHRAE30pct-state-5B | OfficeLarge | STD2013 | CA-Reno-NV | Zone5B | Zone5B(CA-Reno-NV) | ASHRAE30pct-state-STD2013 | state | CA | 0.136 | 0.7 | ASHRAE30pct-state-5B_OfficeLarge_STD2013_CA-Reno-NV.table.csv.gz | Large Office | Reno Tahoe International Ap NV USA TMY3 WMO#=724880 | Electricity | 9738.889 | 695033.3389 | 945386.1187 | 189380.5571 | 5626841.7117 | 528030.5598 | 766952.7839 | 98391.6675 | 32194.4447 | 735627.7837 | 0 | 0 | 0 | 0 | 9649752.855 | 0 | 9627577.8548 | 22175.0002 | 550205.56 | 1324.4889 | 94524.5341 | 128572.5121 | 25755.7558 | 765250.4728 | 71812.1561 | 104305.5786 | 13381.2668 | 4378.4445 | 100045.3786 | 0 | 0 | 0 | 0 | 1312366.3883 | 0 | 1309350.5883 | 3015.8 | 74827.9562 | 33.2385 | 2372.1272 | 3226.5735 | 646.35 | 19204.2363 | 1802.1519 | 2617.5861 | 335.8077 | 109.8786 | 2510.6748 | 0 | 0 | 0 | 0 | 32934.3074 | 0 | 32858.6248 | 75.6826 | 1877.8345 | 6.4714 | 1.2964 | 42.2836 | 5.25 | 0.67352 | 0 | 4.9781 | 0.066665 | 0 | 5.0356 | 0 | 65.9034 | 66.0552 | 66.0552 | 2
CA_5B_LO_2010_NG | 5B | LO | NG | 15021 | ASHRAE30pct-state-5B | OfficeLarge | STD2010 | CA-Reno-NV | Zone5B | Zone5B(CA-Reno-NV) | ASHRAE30pct-state-STD2010 | state | CA | 0.136 | 0.7 | ASHRAE30pct-state-5B_OfficeLarge_STD2010_CA-Reno-NV.table.csv.gz | Large Office | Reno Tahoe International Ap NV USA TMY3 WMO#=724880 | Natural Gas | 1749442.9274 | 0 | 0 | 0 | 0 | 0 | 0 | 0 | 0 | 0 | 0 | 537431.2634 | 0 | 0 | 2286874.1908 | 0 | 2286874.1908 | 0 | 0 | 12246.1005 | 0 | 0 | 0 | 0 | 0 | 0 | 0 | 0 | 0 | 0 | 3762.0188 | 0 | 0 | 16008.1193 | 0 | 16008.1193 | 0 | 0 | 1749.4429 | 0 | 0 | 0 | 0 | 0 | 0 | 0 | 0 | 0 | 0 | 537.4313 | 0 | 0 | 2286.8742 | 0 | 2286.8742 | 0 | 0 | 0 | 0 | 0 | 0 | 0 | 0 | 0 | 3.5088 | 1.0779 | 0 | 0 | 4.5867 | 4.5867 | 4.5867 | 1
CA_5B_LO_2013_NG | 5B | LO | NG | 15621 | ASHRAE30pct-state-5B | OfficeLarge | STD2013 | CA-Reno-NV | Zone5B | Zone5B(CA-Reno-NV) | ASHRAE30pct-state-STD2013 | state | CA | 0.136 | 0.7 | ASHRAE30pct-state-5B_OfficeLarge_STD2013_CA-Reno-NV.table.csv.gz | Large Office | Reno Tahoe International Ap NV USA TMY3 WMO#=724880 | Natural Gas | 1322138.5352 | 0 | 0 | 0 | 0 | 0 | 0 | 0 | 0 | 0 | 0 | 537251.1781 | 0 | 0 | 1859389.7133 | 0 | 1859389.7133 | 0 | 0 | 9254.9697 | 0 | 0 | 0 | 0 | 0 | 0 | 0 | 0 | 0 | 0 | 3760.7582 | 0 | 0 | 13015.728 | 0 | 13015.728 | 0 | 0 | 1322.1385 | 0 | 0 | 0 | 0 | 0 | 0 | 0 | 0 | 0 | 0 | 537.2512 | 0 | 0 | 1859.3897 | 0 | 1859.3897 | 0 | 0 | 0 | 0 | 0 | 0 | 0 | 0 | 0 | 2.6518 | 1.0775 | 0 | 0 | 3.7293 | 3.7293 | 3.7293 | 2
CO_5B_LO_2010_EL | 5B | LO | EL | 15072 | ASHRAE30pct-state-5B | OfficeLarge | STD2010 | CO-ColoradoSprings-CO | Zone5B | Zone5B(CO-ColoradoSprings-CO) | ASHRAE30pct-state-STD2010 | state | CO | 0.0934 | 0.73 | ASHRAE30pct-state-5B_OfficeLarge_STD2010_CO-ColoradoSprings-CO.table.csv.gz | Large Office | Colorado Springs Muni Ap CO USA TMY3 WMO#=724660 | Electricity | 29502.778 | 643950.0052 | 1052341.6751 | 189375.0015 | 5632122.2673 | 529147.2265 | 802497.2286 | 104938.8897 | 52511.1115 | 688019.4499 | 0 | 0 | 0 | 0 | 9746725.078 | 0 | 9724405.6334 | 22319.4446 | 551466.6711 | 2755.5595 | 60144.9305 | 98288.7125 | 17687.6251 | 526040.2198 | 49422.351 | 74953.2412 | 9801.2923 | 4904.5378 | 64261.0166 | 0 | 0 | 0 | 0 | 910344.1223 | 0 | 908259.4862 | 2084.6361 | 51506.9871 | 100.6921 | 2197.7814 | 3591.6095 | 646.331 | 19222.2587 | 1805.9631 | 2738.8982 | 358.1532 | 179.2188 | 2348.1891 | 0 | 0 | 0 | 0 | 33265.2705 | 0 | 33189.095 | 76.1756 | 1882.1387 | 7.2036 | 1.2963 | 42.3283 | 5.4933 | 0.71833 | 0 | 4.7675 | 0.20195 | 0 | 4.7097 | 0 | 66.5662 | 66.719 | 66.719 | 1
CO_5B_LO_2013_EL | 5B | LO | EL | 15672 | ASHRAE30pct-state-5B | OfficeLarge | STD2013 | CO-ColoradoSprings-CO | Zone5B | Zone5B(CO-ColoradoSprings-CO) | ASHRAE30pct-state-STD2013 | state | CO | 0.0934 | 0.73 | ASHRAE30pct-state-5B_OfficeLarge_STD2013_CO-ColoradoSprings-CO.table.csv.gz | Large Office | Colorado Springs Muni Ap CO USA TMY3 WMO#=724660 | Electricity | 8063.889 | 601402.7826 | 945508.3409 | 189375.0015 | 5626841.7117 | 528030.5598 | 795650.0064 | 90219.4452 | 34477.7781 | 670780.5609 | 0 | 0 | 0 | 0 | 9512527.8539 | 0 | 9490350.0759 | 22177.778 | 550208.3377 | 753.1672 | 56171.0199 | 88310.479 | 17687.6251 | 525547.0159 | 49318.0543 | 74313.7106 | 8426.4962 | 3220.2245 | 62650.9044 | 0 | 0 | 0 | 0 | 888470.1016 | 0 | 886398.6971 | 2071.4045 | 51389.4587 | 27.5218 | 2052.5691 | 3226.9907 | 646.331 | 19204.2363 | 1802.1519 | 2715.5288 | 307.9162 | 117.6716 | 2289.3533 | 0 | 0 | 0 | 0 | 32465.9627 | 0 | 32390.2706 | 75.6921 | 1877.844 | 6.4723 | 1.2963 | 42.2836 | 5.4464 | 0.61758 | 0 | 4.3528 | 0.055199 | 0 | 4.5917 | 0 | 64.964 | 65.1158 | 65.1158 | 2
CO_5B_LO_2010_NG | 5B | LO | NG | 15081 | ASHRAE30pct-state-5B | OfficeLarge | STD2010 | CO-ColoradoSprings-CO | Zone5B | Zone5B(CO-ColoradoSprings-CO) | ASHRAE30pct-state-STD2010 | state | CO | 0.0934 | 0.73 | ASHRAE30pct-state-5B_OfficeLarge_STD2010_CO-ColoradoSprings-CO.table.csv.gz | Large Office | Colorado Springs Muni Ap CO USA TMY3 WMO#=724660 | Natural Gas | 2219673.957 | 0 | 0 | 0 | 0 | 0 | 0 | 0 | 0 | 0 | 0 | 537431.2634 | 0 | 0 | 2757114.6985 | 0 | 2757105.2204 | 0 | 0 | 16203.6199 | 0 | 0 | 0 | 0 | 0 | 0 | 0 | 0 | 0 | 0 | 3923.2482 | 0 | 0 | 20126.9373 | 0 | 20126.8681 | 0 | 0 | 2219.674 | 0 | 0 | 0 | 0 | 0 | 0 | 0 | 0 | 0 | 0 | 537.4313 | 0 | 0 | 2757.1147 | 0 | 2757.1052 | 0 | 0 | 0 | 0 | 0 | 0 | 0 | 0 | 0 | 4.4519 | 1.0779 | 0 | 0 | 5.5298 | 5.5298 | 5.5298 | 1
CO_5B_LO_2013_NG | 5B | LO | NG | 15681 | ASHRAE30pct-state-5B | OfficeLarge | STD2013 | CO-ColoradoSprings-CO | Zone5B | Zone5B(CO-ColoradoSprings-CO) | ASHRAE30pct-state-STD2013 | state | CO | 0.0934 | 0.73 | ASHRAE30pct-state-5B_OfficeLarge_STD2013_CO-ColoradoSprings-CO.table.csv.gz | Large Office | Colorado Springs Muni Ap CO USA TMY3 WMO#=724660 | Natural Gas | 1791440.704 | 0 | 0 | 0 | 0 | 0 | 0 | 0 | 0 | 0 | 0 | 537251.1781 | 0 | 0 | 2328691.8821 | 0 | 2328691.8821 | 0 | 0 | 13077.5171 | 0 | 0 | 0 | 0 | 0 | 0 | 0 | 0 | 0 | 0 | 3921.9336 | 0 | 0 | 16999.4507 | 0 | 16999.4507 | 0 | 0 | 1791.4407 | 0 | 0 | 0 | 0 | 0 | 0 | 0 | 0 | 0 | 0 | 537.2512 | 0 | 0 | 2328.6919 | 0 | 2328.6919 | 0 | 0 | 0 | 0 | 0 | 0 | 0 | 0 | 0 | 3.593 | 1.0775 | 0 | 0 | 4.6706 | 4.6706 | 4.6706 | 2
ID_5B_LO_2010_EL | 5B | LO | EL | 15132 | ASHRAE30pct-state-5B | OfficeLarge | STD2010 | ID-Boise-ID | Zone5B | Zone5B(ID-Boise-ID) | ASHRAE30pct-state-STD2010 | state | ID | 0.0683 | 0.73 | ASHRAE30pct-state-5B_OfficeLarge_STD2010_ID-Boise-ID.table.csv.gz | Large Office | Boise Air Terminal Uo ID USA TMY3 WMO#=726810 | Electricity | 17527.7779 | 658580.5608 | 1056186.1196 | 188425.0015 | 5632122.2673 | 529147.2265 | 693297.2278 | 104225.0008 | 58405.556 | 698930.5611 | 0 | 0 | 0 | 0 | 9659169.5217 | 0 | 9636847.2993 | 22322.2224 | 551469.4489 | 1197.1472 | 44981.0523 | 72137.512 | 12869.4276 | 384673.9509 | 36140.7556 | 47352.2007 | 7118.5676 | 3989.0995 | 47736.9573 | 0 | 0 | 0 | 0 | 659721.2783 | 0 | 658196.6705 | 1524.6078 | 37665.3634 | 59.8218 | 2247.715 | 3604.7305 | 643.0887 | 19222.2587 | 1805.9631 | 2366.2019 | 355.7167 | 199.3364 | 2385.4283 | 0 | 0 | 0 | 0 | 32966.4461 | 0 | 32890.2611 | 76.1851 | 1882.1481 | 7.2299 | 1.2898 | 42.3283 | 4.7458 | 0.71345 | 0 | 4.908 | 0.11998 | 0 | 4.7844 | 0 | 65.9668 | 66.1196 | 66.1196 | 1
ID_5B_LO_2013_EL | 5B | LO | EL | 15732 | ASHRAE30pct-state-5B | OfficeLarge | STD2013 | ID-Boise-ID | Zone5B | Zone5B(ID-Boise-ID) | ASHRAE30pct-state-STD2013 | state | ID | 0.0683 | 0.73 | ASHRAE30pct-state-5B_OfficeLarge_STD2013_ID-Boise-ID.table.csv.gz | Large Office | Boise Air Terminal Uo ID USA TMY3 WMO#=726810 | Electricity | 1691.6667 | 654283.3386 | 947813.8965 | 188425.0015 | 5626841.7117 | 528030.5598 | 676422.2276 | 94747.223 | 39230.5559 | 693694.45 | 0 | 0 | 0 | 0 | 9473358.4091 | 0 | 9451180.6312 | 22177.778 | 550208.3377 | 115.5408 | 44687.552 | 64735.6891 | 12869.4276 | 384313.2889 | 36064.4872 | 46199.6381 | 6471.2353 | 2679.447 | 47379.3309 | 0 | 0 | 0 | 0 | 647030.3793 | 0 | 645515.6371 | 1514.7422 | 37579.2295 | 5.7736 | 2233.0488 | 3234.8594 | 643.0887 | 19204.2363 | 1802.1519 | 2308.6081 | 323.3693 | 133.8927 | 2367.5577 | 0 | 0 | 0 | 0 | 32332.2786 | 0 | 32256.5865 | 75.6921 | 1877.844 | 6.488 | 1.2898 | 42.2836 | 4.6303 | 0.64857 | 0 | 4.7473 | 0.01158 | 0 | 4.7485 | 0 | 64.6959 | 64.8477 | 64.8477 | 2
ID_5B_LO_2010_NG | 5B | LO | NG | 15141 | ASHRAE30pct-state-5B | OfficeLarge | STD2010 | ID-Boise-ID | Zone5B | Zone5B(ID-Boise-ID) | ASHRAE30pct-state-STD2010 | state | ID | 0.0683 | 0.73 | ASHRAE30pct-state-5B_OfficeLarge_STD2010_ID-Boise-ID.table.csv.gz | Large Office | Boise Air Terminal Uo ID USA TMY3 WMO#=726810 | Natural Gas | 2063483.1738 | 0 | 0 | 0 | 0 | 0 | 0 | 0 | 0 | 0 | 0 | 537450.2197 | 0 | 0 | 2600933.3935 | 0 | 2600933.3935 | 0 | 0 | 15063.4272 | 0 | 0 | 0 | 0 | 0 | 0 | 0 | 0 | 0 | 0 | 3923.3866 | 0 | 0 | 18986.8138 | 0 | 18986.8138 | 0 | 0 | 2063.4832 | 0 | 0 | 0 | 0 | 0 | 0 | 0 | 0 | 0 | 0 | 537.4502 | 0 | 0 | 2600.9334 | 0 | 2600.9334 | 0 | 0 | 0 | 0 | 0 | 0 | 0 | 0 | 0 | 4.1387 | 1.0779 | 0 | 0 | 5.2166 | 5.2166 | 5.2166 | 1
ID_5B_LO_2013_NG | 5B | LO | NG | 15741 | ASHRAE30pct-state-5B | OfficeLarge | STD2013 | ID-Boise-ID | Zone5B | Zone5B(ID-Boise-ID) | ASHRAE30pct-state-STD2013 | state | ID | 0.0683 | 0.73 | ASHRAE30pct-state-5B_OfficeLarge_STD2013_ID-Boise-ID.table.csv.gz | Large Office | Boise Air Terminal Uo ID USA TMY3 WMO#=726810 | Natural Gas | 1743500.1141 | 0 | 0 | 0 | 0 | 0 | 0 | 0 | 0 | 0 | 0 | 537279.6126 | 0 | 0 | 2280779.7267 | 0 | 2280779.7267 | 0 | 0 | 12727.5508 | 0 | 0 | 0 | 0 | 0 | 0 | 0 | 0 | 0 | 0 | 3922.1412 | 0 | 0 | 16649.692 | 0 | 16649.692 | 0 | 0 | 1743.5001 | 0 | 0 | 0 | 0 | 0 | 0 | 0 | 0 | 0 | 0 | 537.2796 | 0 | 0 | 2280.7797 | 0 | 2280.7797 | 0 | 0 | 0 | 0 | 0 | 0 | 0 | 0 | 0 | 3.4969 | 1.0776 | 0 | 0 | 4.5745 | 4.5745 | 4.5745 | 2
NM_5B_LO_2010_EL | 5B | LO | EL | 15192 | ASHRAE30pct-state-5B | OfficeLarge | STD2010 | NM-Winslow-AZ | Zone5B | Zone5B(NM-Winslow-AZ) | ASHRAE30pct-state-STD2010 | state | NM | 0.093 | 0.62 | ASHRAE30pct-state-5B_OfficeLarge_STD2010_NM-Winslow-AZ.table.csv.gz | Large Office | Winslow Municipal Ap AZ USA TMY3 WMO#=723740 | Electricity | 43358.3337 | 952569.4521 | 1051680.564 | 188847.2237 | 5632122.2673 | 529147.2265 | 800511.1175 | 132855.5566 | 94447.223 | 660780.5608 | 0 | 0 | 0 | 0 | 10108630.6364 | 0 | 10086319.5251 | 22311.1113 | 551458.3377 | 4032.325 | 88588.959 | 97806.2924 | 17562.7918 | 523787.3709 | 49210.6921 | 74447.5339 | 12355.5668 | 8783.5917 | 61452.5922 | 0 | 0 | 0 | 0 | 940102.6492 | 0 | 938027.7158 | 2074.9333 | 51285.6254 | 147.9806 | 3251.09 | 3589.3532 | 644.5297 | 19222.2587 | 1805.9631 | 2732.1196 | 453.4319 | 322.3454 | 2255.2236 | 0 | 0 | 0 | 0 | 34500.443 | 0 | 34424.2959 | 76.1471 | 1882.1102 | 7.199 | 1.2927 | 42.3283 | 5.4797 | 0.90943 | 0 | 7.1671 | 0.2968 | 0 | 4.5232 | 0 | 69.0436 | 69.1963 | 69.1963 | 1
NM_5B_LO_2013_EL | 5B | LO | EL | 15792 | ASHRAE30pct-state-5B | OfficeLarge | STD2013 | NM-Winslow-AZ | Zone5B | Zone5B(NM-Winslow-AZ) | ASHRAE30pct-state-STD2013 | state | NM | 0.093 | 0.62 | ASHRAE30pct-state-5B_OfficeLarge_STD2013_NM-Winslow-AZ.table.csv.gz | Large Office | Winslow Municipal Ap AZ USA TMY3 WMO#=723740 | Electricity | 8800.0001 | 889563.896 | 945111.1187 | 188847.2237 | 5626841.7117 | 528030.5598 | 787813.8952 | 118033.3343 | 66358.3339 | 645261.1163 | 0 | 0 | 0 | 0 | 9826838.9675 | 0 | 9804661.1895 | 22177.778 | 550208.3377 | 818.4 | 82729.4423 | 87895.334 | 17562.7918 | 523296.2792 | 49106.8421 | 73266.6923 | 10977.1001 | 6171.325 | 60009.2838 | 0 | 0 | 0 | 0 | 913896.024 | 0 | 911833.4906 | 2062.5333 | 51169.3754 | 30.0341 | 3036.054 | 3225.6349 | 644.5297 | 19204.2363 | 1802.1519 | 2688.7844 | 402.8441 | 226.4789 | 2202.2562 | 0 | 0 | 0 | 0 | 33538.6968 | 0 | 33463.0047 | 75.6921 | 1877.844 | 6.4695 | 1.2927 | 42.2836 | 5.3928 | 0.80797 | 0 | 6.5435 | 0.060238 | 0 | 4.417 | 0 | 67.1155 | 67.2674 | 67.2674 | 2
NM_5B_LO_2010_NG | 5B | LO | NG | 15201 | ASHRAE30pct-state-5B | OfficeLarge | STD2010 | NM-Winslow-AZ | Zone5B | Zone5B(NM-Winslow-AZ) | ASHRAE30pct-state-STD2010 | state | NM | 0.093 | 0.62 | ASHRAE30pct-state-5B_OfficeLarge_STD2010_NM-Winslow-AZ.table.csv.gz | Large Office | Winslow Municipal Ap AZ USA TMY3 WMO#=723740 | Natural Gas | 1162535.6104 | 0 | 0 | 0 | 0 | 0 | 0 | 0 | 0 | 0 | 0 | 537421.7852 | 0 | 0 | 1699966.8737 | 0 | 1699957.3956 | 0 | 0 | 7207.7208 | 0 | 0 | 0 | 0 | 0 | 0 | 0 | 0 | 0 | 0 | 3332.0151 | 0 | 0 | 10539.7946 | 0 | 10539.7359 | 0 | 0 | 1162.5356 | 0 | 0 | 0 | 0 | 0 | 0 | 0 | 0 | 0 | 0 | 537.4218 | 0 | 0 | 1699.9669 | 0 | 1699.9574 | 0 | 0 | 0 | 0 | 0 | 0 | 0 | 0 | 0 | 2.3317 | 1.0779 | 0 | 0 | 3.4095 | 3.4096 | 3.4095 | 1
NM_5B_LO_2013_NG | 5B | LO | NG | 15801 | ASHRAE30pct-state-5B | OfficeLarge | STD2013 | NM-Winslow-AZ | Zone5B | Zone5B(NM-Winslow-AZ) | ASHRAE30pct-state-STD2013 | state | NM | 0.093 | 0.62 | ASHRAE30pct-state-5B_OfficeLarge_STD2013_NM-Winslow-AZ.table.csv.gz | Large Office | Winslow Municipal Ap AZ USA TMY3 WMO#=723740 | Natural Gas | 803682.5706 | 0 | 0 | 0 | 0 | 0 | 0 | 0 | 0 | 0 | 0 | 537222.7436 | 0 | 0 | 1340914.7923 | 0 | 1340905.3142 | 0 | 0 | 4982.8319 | 0 | 0 | 0 | 0 | 0 | 0 | 0 | 0 | 0 | 0 | 3330.781 | 0 | 0 | 8313.6717 | 0 | 8313.6129 | 0 | 0 | 803.6826 | 0 | 0 | 0 | 0 | 0 | 0 | 0 | 0 | 0 | 0 | 537.2227 | 0 | 0 | 1340.9148 | 0 | 1340.9053 | 0 | 0 | 0 | 0 | 0 | 0 | 0 | 0 | 0 | 1.6119 | 1.0775 | 0 | 0 | 2.6894 | 2.6894 | 2.6894 | 2
NV_5B_LO_2010_EL | 5B | LO | EL | 15252 | ASHRAE30pct-state-5B | OfficeLarge | STD2010 | NV-Reno-NV | Zone5B | Zone5B(NV-Reno-NV) | ASHRAE30pct-state-STD2010 | state | NV | 0.0886 | 0.73 | ASHRAE30pct-state-5B_OfficeLarge_STD2010_NV-Reno-NV.table.csv.gz | Large Office | Reno Tahoe International Ap NV USA TMY3 WMO#=724880 | Electricity | 34338.8892 | 744294.4504 | 1051700.0084 | 189380.5571 | 5632122.2673 | 529147.2265 | 774372.2284 | 110425.0009 | 55775.0004 | 751013.8949 | 0 | 0 | 0 | 0 | 9894883.4125 | 0 | 9872569.5234 | 22313.8891 | 551461.1155 | 3042.4256 | 65944.4883 | 93180.6207 | 16779.1174 | 499006.0329 | 46882.4443 | 68609.3794 | 9783.6551 | 4941.665 | 66539.8311 | 0 | 0 | 0 | 0 | 876686.6703 | 0 | 874709.6598 | 1977.0106 | 48859.4548 | 117.1976 | 2540.2539 | 3589.4195 | 646.35 | 19222.2587 | 1805.9631 | 2642.9084 | 376.8771 | 190.3583 | 2563.1871 | 0 | 0 | 0 | 0 | 33770.9303 | 0 | 33694.7737 | 76.1566 | 1882.1197 | 7.1992 | 1.2964 | 42.3283 | 5.3008 | 0.75589 | 0 | 5.4767 | 0.23506 | 0 | 5.1409 | 0 | 67.5804 | 67.7331 | 67.7331 | 1
NV_5B_LO_2013_EL | 5B | LO | EL | 15852 | ASHRAE30pct-state-5B | OfficeLarge | STD2013 | NV-Reno-NV | Zone5B | Zone5B(NV-Reno-NV) | ASHRAE30pct-state-STD2013 | state | NV | 0.0886 | 0.73 | ASHRAE30pct-state-5B_OfficeLarge_STD2013_NV-Reno-NV.table.csv.gz | Large Office | Reno Tahoe International Ap NV USA TMY3 WMO#=724880 | Electricity | 9738.889 | 695033.3389 | 945386.1187 | 189380.5571 | 5626841.7117 | 528030.5598 | 766952.7839 | 98391.6675 | 32194.4447 | 735627.7837 | 0 | 0 | 0 | 0 | 9649752.855 | 0 | 9627577.8548 | 22175.0002 | 550205.56 | 862.8656 | 61579.9538 | 83761.2101 | 16779.1174 | 498538.1757 | 46783.5076 | 67952.0167 | 8717.5017 | 2852.4278 | 65176.6216 | 0 | 0 | 0 | 0 | 854968.103 | 0 | 853003.3979 | 1964.705 | 48748.2126 | 33.2385 | 2372.1272 | 3226.5735 | 646.35 | 19204.2363 | 1802.1519 | 2617.5861 | 335.8077 | 109.8786 | 2510.6748 | 0 | 0 | 0 | 0 | 32934.3074 | 0 | 32858.6248 | 75.6826 | 1877.8345 | 6.4714 | 1.2964 | 42.2836 | 5.25 | 0.67352 | 0 | 4.9781 | 0.066665 | 0 | 5.0356 | 0 | 65.9034 | 66.0552 | 66.0552 | 2
NV_5B_LO_2010_NG | 5B | LO | NG | 15261 | ASHRAE30pct-state-5B | OfficeLarge | STD2010 | NV-Reno-NV | Zone5B | Zone5B(NV-Reno-NV) | ASHRAE30pct-state-STD2010 | state | NV | 0.0886 | 0.73 | ASHRAE30pct-state-5B_OfficeLarge_STD2010_NV-Reno-NV.table.csv.gz | Large Office | Reno Tahoe International Ap NV USA TMY3 WMO#=724880 | Natural Gas | 1749442.9274 | 0 | 0 | 0 | 0 | 0 | 0 | 0 | 0 | 0 | 0 | 537431.2634 | 0 | 0 | 2286874.1908 | 0 | 2286874.1908 | 0 | 0 | 12770.9334 | 0 | 0 | 0 | 0 | 0 | 0 | 0 | 0 | 0 | 0 | 3923.2482 | 0 | 0 | 16694.1816 | 0 | 16694.1816 | 0 | 0 | 1749.4429 | 0 | 0 | 0 | 0 | 0 | 0 | 0 | 0 | 0 | 0 | 537.4313 | 0 | 0 | 2286.8742 | 0 | 2286.8742 | 0 | 0 | 0 | 0 | 0 | 0 | 0 | 0 | 0 | 3.5088 | 1.0779 | 0 | 0 | 4.5867 | 4.5867 | 4.5867 | 1
NV_5B_LO_2013_NG | 5B | LO | NG | 15861 | ASHRAE30pct-state-5B | OfficeLarge | STD2013 | NV-Reno-NV | Zone5B | Zone5B(NV-Reno-NV) | ASHRAE30pct-state-STD2013 | state | NV | 0.0886 | 0.73 | ASHRAE30pct-state-5B_OfficeLarge_STD2013_NV-Reno-NV.table.csv.gz | Large Office | Reno Tahoe International Ap NV USA TMY3 WMO#=724880 | Natural Gas | 1322138.5352 | 0 | 0 | 0 | 0 | 0 | 0 | 0 | 0 | 0 | 0 | 537251.1781 | 0 | 0 | 1859389.7133 | 0 | 1859389.7133 | 0 | 0 | 9651.6113 | 0 | 0 | 0 | 0 | 0 | 0 | 0 | 0 | 0 | 0 | 3921.9336 | 0 | 0 | 13573.5449 | 0 | 13573.5449 | 0 | 0 | 1322.1385 | 0 | 0 | 0 | 0 | 0 | 0 | 0 | 0 | 0 | 0 | 537.2512 | 0 | 0 | 1859.3897 | 0 | 1859.3897 | 0 | 0 | 0 | 0 | 0 | 0 | 0 | 0 | 0 | 2.6518 | 1.0775 | 0 | 0 | 3.7293 | 3.7293 | 3.7293 | 2
OR_5B_LO_2010_EL | 5B | LO | EL | 15312 | ASHRAE30pct-state-5B | OfficeLarge | STD2010 | OR-Redmond-OR | Zone5B | Zone5B(OR-Redmond-OR) | ASHRAE30pct-state-STD2010 | state | OR | 0.0834 | 0.92 | ASHRAE30pct-state-5B_OfficeLarge_STD2010_OR-Redmond-OR.table.csv.gz | Large Office | Redmond Roberts Field OR USA TMY3 WMO#=726835 | Electricity | 11283.3334 | 531708.3376 | 1054580.564 | 189650.0015 | 5632122.2673 | 529147.2265 | 708041.6723 | 81275.0007 | 40811.1114 | 736480.5614 | 0 | 0 | 0 | 0 | 9537419.5207 | 0 | 9515100.0761 | 22319.4446 | 551466.6711 | 941.03 | 44344.4754 | 87952.019 | 15816.8101 | 469718.9971 | 44130.8787 | 59050.6755 | 6778.3351 | 3403.6467 | 61422.4788 | 0 | 0 | 0 | 0 | 795420.788 | 0 | 793559.3463 | 1861.4417 | 45992.3204 | 38.5097 | 1814.7041 | 3599.2508 | 647.2696 | 19222.2587 | 1805.9631 | 2416.5243 | 277.3891 | 139.2871 | 2513.5853 | 0 | 0 | 0 | 0 | 32550.9172 | 0 | 32474.7416 | 76.1756 | 1882.1387 | 7.2189 | 1.2982 | 42.3283 | 4.8467 | 0.55635 | 0 | 3.919 | 0.077237 | 0 | 5.0414 | 0 | 65.1334 | 65.2862 | 65.2862 | 1
OR_5B_LO_2013_EL | 5B | LO | EL | 15912 | ASHRAE30pct-state-5B | OfficeLarge | STD2013 | OR-Redmond-OR | Zone5B | Zone5B(OR-Redmond-OR) | ASHRAE30pct-state-STD2013 | state | OR | 0.0834 | 0.92 | ASHRAE30pct-state-5B_OfficeLarge_STD2013_OR-Redmond-OR.table.csv.gz | Large Office | Redmond Roberts Field OR USA TMY3 WMO#=726835 | Electricity | 794.4445 | 515930.5597 | 947308.3409 | 189650.0015 | 5626841.7117 | 528030.5598 | 691069.45 | 74841.6673 | 26986.1113 | 731966.6725 | 0 | 0 | 0 | 0 | 9355600.0748 | 0 | 9333419.5191 | 22180.5557 | 550211.1155 | 66.2567 | 43028.6087 | 79005.5156 | 15816.8101 | 469278.5988 | 44037.7487 | 57635.1921 | 6241.795 | 2250.6417 | 61046.0205 | 0 | 0 | 0 | 0 | 780257.0462 | 0 | 778407.1879 | 1849.8583 | 45887.607 | 2.7114 | 1760.855 | 3233.134 | 647.2696 | 19204.2363 | 1802.1519 | 2358.5986 | 255.4323 | 92.1028 | 2498.1796 | 0 | 0 | 0 | 0 | 31930.373 | 0 | 31854.6715 | 75.7015 | 1877.8535 | 6.4846 | 1.2982 | 42.2836 | 4.7306 | 0.51231 | 0 | 3.7164 | 0.0054382 | 0 | 5.0105 | 0 | 63.8898 | 64.0416 | 64.0416 | 2
OR_5B_LO_2010_NG | 5B | LO | NG | 15321 | ASHRAE30pct-state-5B | OfficeLarge | STD2010 | OR-Redmond-OR | Zone5B | Zone5B(OR-Redmond-OR) | ASHRAE30pct-state-STD2010 | state | OR | 0.0834 | 0.92 | ASHRAE30pct-state-5B_OfficeLarge_STD2010_OR-Redmond-OR.table.csv.gz | Large Office | Redmond Roberts Field OR USA TMY3 WMO#=726835 | Natural Gas | 2310967.702 | 0 | 0 | 0 | 0 | 0 | 0 | 0 | 0 | 0 | 0 | 537450.2197 | 0 | 0 | 2848417.9217 | 0 | 2848417.9217 | 0 | 0 | 21260.9029 | 0 | 0 | 0 | 0 | 0 | 0 | 0 | 0 | 0 | 0 | 4944.542 | 0 | 0 | 26205.4449 | 0 | 26205.4449 | 0 | 0 | 2310.9677 | 0 | 0 | 0 | 0 | 0 | 0 | 0 | 0 | 0 | 0 | 537.4502 | 0 | 0 | 2848.4179 | 0 | 2848.4179 | 0 | 0 | 0 | 0 | 0 | 0 | 0 | 0 | 0 | 4.635 | 1.0779 | 0 | 0 | 5.713 | 5.713 | 5.713 | 1
OR_5B_LO_2013_NG | 5B | LO | NG | 15921 | ASHRAE30pct-state-5B | OfficeLarge | STD2013 | OR-Redmond-OR | Zone5B | Zone5B(OR-Redmond-OR) | ASHRAE30pct-state-STD2013 | state | OR | 0.0834 | 0.92 | ASHRAE30pct-state-5B_OfficeLarge_STD2013_OR-Redmond-OR.table.csv.gz | Large Office | Redmond Roberts Field OR USA TMY3 WMO#=726835 | Natural Gas | 1863958.1918 | 0 | 0 | 0 | 0 | 0 | 0 | 0 | 0 | 0 | 0 | 537279.6126 | 0 | 0 | 2401237.8045 | 0 | 2401237.8045 | 0 | 0 | 17148.4154 | 0 | 0 | 0 | 0 | 0 | 0 | 0 | 0 | 0 | 0 | 4942.9724 | 0 | 0 | 22091.3878 | 0 | 22091.3878 | 0 | 0 | 1863.9582 | 0 | 0 | 0 | 0 | 0 | 0 | 0 | 0 | 0 | 0 | 537.2796 | 0 | 0 | 2401.2378 | 0 | 2401.2378 | 0 | 0 | 0 | 0 | 0 | 0 | 0 | 0 | 0 | 3.7385 | 1.0776 | 0 | 0 | 4.8161 | 4.8161 | 4.8161 | 2
UT_5B_LO_2010_EL | 5B | LO | EL | 15372 | ASHRAE30pct-state-5B | OfficeLarge | STD2010 | UT-SaltLakeCity-UT | Zone5B | Zone5B(UT-SaltLakeCity-UT) | ASHRAE30pct-state-STD2010 | state | UT | 0.0805 | 0.69 | ASHRAE30pct-state-5B_OfficeLarge_STD2010_UT-SaltLakeCity-UT.table.csv.gz | Large Office | Salt Lake City IntL Arpt Isis UT USA TMY3 WMO#=725720 | Electricity | 30222.2225 | 758213.895 | 1052805.564 | 188930.5571 | 5632122.2673 | 529147.2265 | 738066.6726 | 113813.8898 | 72411.1117 | 658280.5608 | 0 | 0 | 0 | 0 | 9796333.4117 | 0 | 9774013.9671 | 22319.4446 | 551466.6711 | 2432.8889 | 61036.2185 | 84750.8479 | 15208.9098 | 453385.8425 | 42596.3517 | 59414.3671 | 9162.0181 | 5829.0945 | 52991.5851 | 0 | 0 | 0 | 0 | 788604.8396 | 0 | 786808.1244 | 1796.7153 | 44393.067 | 103.1475 | 2587.7605 | 3593.1928 | 644.8141 | 19222.2587 | 1805.9631 | 2518.9987 | 388.4433 | 247.1369 | 2246.6911 | 0 | 0 | 0 | 0 | 33434.5822 | 0 | 33358.4067 | 76.1756 | 1882.1387 | 7.2067 | 1.2933 | 42.3283 | 5.0523 | 0.77909 | 0 | 5.6859 | 0.20688 | 0 | 4.5061 | 0 | 66.9058 | 67.0585 | 67.0585 | 1
UT_5B_LO_2013_EL | 5B | LO | EL | 15972 | ASHRAE30pct-state-5B | OfficeLarge | STD2013 | UT-SaltLakeCity-UT | Zone5B | Zone5B(UT-SaltLakeCity-UT) | ASHRAE30pct-state-STD2013 | state | UT | 0.0805 | 0.69 | ASHRAE30pct-state-5B_OfficeLarge_STD2013_UT-SaltLakeCity-UT.table.csv.gz | Large Office | Salt Lake City IntL Arpt Isis UT USA TMY3 WMO#=725720 | Electricity | 1230.5556 | 725583.3391 | 946080.5631 | 188930.5571 | 5626841.7117 | 528030.5598 | 717797.228 | 103133.3342 | 46197.2226 | 651458.3385 | 0 | 0 | 0 | 0 | 9557461.1876 | 0 | 9535283.4096 | 22177.778 | 550208.3377 | 99.0597 | 58409.4588 | 76159.4853 | 15208.9098 | 452960.7578 | 42506.4601 | 57782.6769 | 8302.2334 | 3718.8764 | 52442.3963 | 0 | 0 | 0 | 0 | 769375.6256 | 0 | 767590.3145 | 1785.3111 | 44291.7712 | 4.1998 | 2476.3934 | 3228.9436 | 644.8141 | 19204.2363 | 1802.1519 | 2449.8197 | 351.9909 | 157.6697 | 2223.4071 | 0 | 0 | 0 | 0 | 32619.3188 | 0 | 32543.6267 | 75.6921 | 1877.844 | 6.4762 | 1.2933 | 42.2836 | 4.9135 | 0.70598 | 0 | 5.283 | 0.0084235 | 0 | 4.4594 | 0 | 65.2716 | 65.4234 | 65.4234 | 2
UT_5B_LO_2010_NG | 5B | LO | NG | 15381 | ASHRAE30pct-state-5B | OfficeLarge | STD2010 | UT-SaltLakeCity-UT | Zone5B | Zone5B(UT-SaltLakeCity-UT) | ASHRAE30pct-state-STD2010 | state | UT | 0.0805 | 0.69 | ASHRAE30pct-state-5B_OfficeLarge_STD2010_UT-SaltLakeCity-UT.table.csv.gz | Large Office | Salt Lake City IntL Arpt Isis UT USA TMY3 WMO#=725720 | Natural Gas | 1859399.1915 | 0 | 0 | 0 | 0 | 0 | 0 | 0 | 0 | 0 | 0 | 537440.7416 | 0 | 0 | 2396839.9331 | 0 | 2396839.9331 | 0 | 0 | 12829.8544 | 0 | 0 | 0 | 0 | 0 | 0 | 0 | 0 | 0 | 0 | 3708.3411 | 0 | 0 | 16538.1955 | 0 | 16538.1955 | 0 | 0 | 1859.3992 | 0 | 0 | 0 | 0 | 0 | 0 | 0 | 0 | 0 | 0 | 537.4407 | 0 | 0 | 2396.8399 | 0 | 2396.8399 | 0 | 0 | 0 | 0 | 0 | 0 | 0 | 0 | 0 | 3.7293 | 1.0779 | 0 | 0 | 4.8073 | 4.8073 | 4.8073 | 1
UT_5B_LO_2013_NG | 5B | LO | NG | 15981 | ASHRAE30pct-state-5B | OfficeLarge | STD2013 | UT-SaltLakeCity-UT | Zone5B | Zone5B(UT-SaltLakeCity-UT) | ASHRAE30pct-state-STD2013 | state | UT | 0.0805 | 0.69 | ASHRAE30pct-state-5B_OfficeLarge_STD2013_UT-SaltLakeCity-UT.table.csv.gz | Large Office | Salt Lake City IntL Arpt Isis UT USA TMY3 WMO#=725720 | Natural Gas | 1525720.1744 | 0 | 0 | 0 | 0 | 0 | 0 | 0 | 0 | 0 | 0 | 537270.1345 | 0 | 0 | 2062990.3089 | 0 | 2062990.3089 | 0 | 0 | 10527.4692 | 0 | 0 | 0 | 0 | 0 | 0 | 0 | 0 | 0 | 0 | 3707.1639 | 0 | 0 | 14234.6331 | 0 | 14234.6331 | 0 | 0 | 1525.7202 | 0 | 0 | 0 | 0 | 0 | 0 | 0 | 0 | 0 | 0 | 537.2701 | 0 | 0 | 2062.9903 | 0 | 2062.9903 | 0 | 0 | 0 | 0 | 0 | 0 | 0 | 0 | 0 | 3.0601 | 1.0776 | 0 | 0 | 4.1377 | 4.1377 | 4.1377 | 2
WA_5B_LO_2010_EL | 5B | LO | EL | 15432 | ASHRAE30pct-state-5B | OfficeLarge | STD2010 | WA-Spokane-WA | Zone5B | Zone5B(WA-Spokane-WA) | ASHRAE30pct-state-STD2010 | state | WA | 0.0767 | 0.96 | ASHRAE30pct-state-5B_OfficeLarge_STD2010_WA-Spokane-WA.table.csv.gz | Large Office | Spokane International Ap Chen WA USA TMY3 WMO#=727850 | Electricity | 8750.0001 | 536677.7821 | 1056925.0085 | 190861.1126 | 5632122.2673 | 529147.2265 | 680297.2277 | 88077.7785 | 43111.1115 | 670211.1165 | 0 | 0 | 0 | 0 | 9458497.2979 | 0 | 9436180.631 | 22316.6668 | 551463.8933 | 671.125 | 41163.1859 | 81066.1481 | 14639.0473 | 431983.7779 | 40585.5923 | 52178.7974 | 6755.5656 | 3306.6222 | 51405.1926 | 0 | 0 | 0 | 0 | 725466.7427 | 0 | 723755.0544 | 1711.6883 | 42297.2806 | 29.8635 | 1831.6646 | 3607.2523 | 651.4031 | 19222.2587 | 1805.9631 | 2321.8333 | 300.6067 | 147.1369 | 2287.4098 | 0 | 0 | 0 | 0 | 32281.5581 | 0 | 32205.392 | 76.1661 | 1882.1292 | 7.2349 | 1.3065 | 42.3283 | 4.6568 | 0.60292 | 0 | 3.9688 | 0.059896 | 0 | 4.5878 | 0 | 64.5932 | 64.746 | 64.746 | 1
WA_5B_LO_2013_EL | 5B | LO | EL | 16032 | ASHRAE30pct-state-5B | OfficeLarge | STD2013 | WA-Spokane-WA | Zone5B | Zone5B(WA-Spokane-WA) | ASHRAE30pct-state-STD2013 | state | WA | 0.0767 | 0.96 | ASHRAE30pct-state-5B_OfficeLarge_STD2013_WA-Spokane-WA.table.csv.gz | Large Office | Spokane International Ap Chen WA USA TMY3 WMO#=727850 | Electricity | 558.3333 | 515244.4486 | 948883.3409 | 190861.1126 | 5626841.7117 | 528030.5598 | 661325.0053 | 80080.5562 | 28700.0002 | 669977.7831 | 0 | 0 | 0 | 0 | 9272683.4075 | 0 | 9250502.8518 | 22180.5557 | 550211.1155 | 42.8242 | 39519.2492 | 72779.3522 | 14639.0473 | 431578.7593 | 40499.9439 | 50723.6279 | 6142.1787 | 2201.29 | 51387.296 | 0 | 0 | 0 | 0 | 711214.8174 | 0 | 709513.5687 | 1701.2486 | 42201.1926 | 1.9056 | 1758.5133 | 3238.5094 | 651.4031 | 19204.2363 | 1802.1519 | 2257.0817 | 273.3125 | 97.9522 | 2286.6134 | 0 | 0 | 0 | 0 | 31647.381 | 0 | 31571.6795 | 75.7015 | 1877.8535 | 6.4954 | 1.3065 | 42.2836 | 4.5269 | 0.54817 | 0 | 3.7234 | 0.0038219 | 0 | 4.5862 | 0 | 63.3222 | 63.474 | 63.474 | 2
WA_5B_LO_2010_NG | 5B | LO | NG | 15441 | ASHRAE30pct-state-5B | OfficeLarge | STD2010 | WA-Spokane-WA | Zone5B | Zone5B(WA-Spokane-WA) | ASHRAE30pct-state-STD2010 | state | WA | 0.0767 | 0.96 | ASHRAE30pct-state-5B_OfficeLarge_STD2010_WA-Spokane-WA.table.csv.gz | Large Office | Spokane International Ap Chen WA USA TMY3 WMO#=727850 | Natural Gas | 3269798.4569 | 0 | 0 | 0 | 0 | 0 | 0 | 0 | 0 | 0 | 0 | 537478.6542 | 0 | 0 | 3807277.1112 | 0 | 3807277.1112 | 0 | 0 | 31390.0652 | 0 | 0 | 0 | 0 | 0 | 0 | 0 | 0 | 0 | 0 | 5159.7951 | 0 | 0 | 36549.8603 | 0 | 36549.8603 | 0 | 0 | 3269.7985 | 0 | 0 | 0 | 0 | 0 | 0 | 0 | 0 | 0 | 0 | 537.4787 | 0 | 0 | 3807.2771 | 0 | 3807.2771 | 0 | 0 | 0 | 0 | 0 | 0 | 0 | 0 | 0 | 6.5581 | 1.078 | 0 | 0 | 7.6361 | 7.6361 | 7.6361 | 1
WA_5B_LO_2013_NG | 5B | LO | NG | 16041 | ASHRAE30pct-state-5B | OfficeLarge | STD2013 | WA-Spokane-WA | Zone5B | Zone5B(WA-Spokane-WA) | ASHRAE30pct-state-STD2013 | state | WA | 0.0767 | 0.96 | ASHRAE30pct-state-5B_OfficeLarge_STD2013_WA-Spokane-WA.table.csv.gz | Large Office | Spokane International Ap Chen WA USA TMY3 WMO#=727850 | Natural Gas | 2848332.6182 | 0 | 0 | 0 | 0 | 0 | 0 | 0 | 0 | 0 | 0 | 537317.5253 | 0 | 0 | 3385650.1435 | 0 | 3385650.1435 | 0 | 0 | 27343.9931 | 0 | 0 | 0 | 0 | 0 | 0 | 0 | 0 | 0 | 0 | 5158.2482 | 0 | 0 | 32502.2414 | 0 | 32502.2414 | 0 | 0 | 2848.3326 | 0 | 0 | 0 | 0 | 0 | 0 | 0 | 0 | 0 | 0 | 537.3175 | 0 | 0 | 3385.6501 | 0 | 3385.6501 | 0 | 0 | 0 | 0 | 0 | 0 | 0 | 0 | 0 | 5.7128 | 1.0777 | 0 | 0 | 6.7905 | 6.7905 | 6.7905 | 2
WY_5B_LO_2010_EL | 5B | LO | EL | 15492 | ASHRAE30pct-state-5B | OfficeLarge | STD2010 | WY-Scottsbluff-NE | Zone5B | Zone5B(WY-Scottsbluff-NE) | ASHRAE30pct-state-STD2010 | state | WY | 0.0823 | 0.68 | ASHRAE30pct-state-5B_OfficeLarge_STD2010_WY-Scottsbluff-NE.table.csv.gz | Large Office | Scottsbluff W B Heilig Field NE USA TMY3 WMO#=725660 | Electricity | 19111.1113 | 722658.3391 | 1052766.6751 | 189883.3349 | 5632122.2673 | 529147.2265 | 718552.7835 | 112961.112 | 84697.2229 | 581969.4491 | 0 | 0 | 0 | 0 | 9666188.9662 | 0 | 9643869.5216 | 22319.4446 | 551466.6711 | 1572.8445 | 59474.7813 | 86642.6974 | 15627.3985 | 463523.6626 | 43548.8167 | 59136.8941 | 9296.6995 | 6970.5814 | 47896.0857 | 0 | 0 | 0 | 0 | 795527.3519 | 0 | 793690.4616 | 1836.8903 | 45385.707 | 65.2256 | 2466.4105 | 3593.06 | 648.0659 | 19222.2587 | 1805.9631 | 2452.3984 | 385.5328 | 289.069 | 1986.2437 | 0 | 0 | 0 | 0 | 32990.4033 | 0 | 32914.2277 | 76.1756 | 1882.1387 | 7.2065 | 1.2998 | 42.3283 | 4.9187 | 0.77325 | 0 | 5.5266 | 0.13082 | 0 | 3.9837 | 0 | 66.0149 | 66.1677 | 66.1677 | 1
WY_5B_LO_2013_EL | 5B | LO | EL | 16092 | ASHRAE30pct-state-5B | OfficeLarge | STD2013 | WY-Scottsbluff-NE | Zone5B | Zone5B(WY-Scottsbluff-NE) | ASHRAE30pct-state-STD2013 | state | WY | 0.0823 | 0.68 | ASHRAE30pct-state-5B_OfficeLarge_STD2013_WY-Scottsbluff-NE.table.csv.gz | Large Office | Scottsbluff W B Heilig Field NE USA TMY3 WMO#=725660 | Electricity | 1294.4445 | 694055.5611 | 946111.1187 | 189883.3349 | 5626841.7117 | 528030.5598 | 696636.1167 | 101786.1119 | 62513.8894 | 579172.2269 | 0 | 0 | 0 | 0 | 9448502.8534 | 0 | 9426325.0754 | 22177.778 | 550208.3377 | 106.5328 | 57120.7727 | 77864.9451 | 15627.3985 | 463089.0729 | 43456.9151 | 57333.1524 | 8376.997 | 5144.8931 | 47665.8743 | 0 | 0 | 0 | 0 | 777611.7848 | 0 | 775786.5537 | 1825.2311 | 45282.1462 | 4.4179 | 2368.7901 | 3229.0479 | 648.0659 | 19204.2363 | 1802.1519 | 2377.5975 | 347.3928 | 213.358 | 1976.6969 | 0 | 0 | 0 | 0 | 32247.4473 | 0 | 32171.7553 | 75.6921 | 1877.844 | 6.4764 | 1.2998 | 42.2836 | 4.7687 | 0.69675 | 0 | 5.1789 | 0.0088608 | 0 | 3.9646 | 0 | 64.5257 | 64.6775 | 64.6775 | 2
WY_5B_LO_2010_NG | 5B | LO | NG | 15501 | ASHRAE30pct-state-5B | OfficeLarge | STD2010 | WY-Scottsbluff-NE | Zone5B | Zone5B(WY-Scottsbluff-NE) | ASHRAE30pct-state-STD2010 | state | WY | 0.0823 | 0.68 | ASHRAE30pct-state-5B_OfficeLarge_STD2010_WY-Scottsbluff-NE.table.csv.gz | Large Office | Scottsbluff W B Heilig Field NE USA TMY3 WMO#=725660 | Natural Gas | 3548902.1642 | 0 | 0 | 0 | 0 | 0 | 0 | 0 | 0 | 0 | 0 | 537469.1761 | 0 | 0 | 4086371.3403 | 0 | 4086371.3403 | 0 | 0 | 24132.5347 | 0 | 0 | 0 | 0 | 0 | 0 | 0 | 0 | 0 | 0 | 3654.7904 | 0 | 0 | 27787.3251 | 0 | 27787.3251 | 0 | 0 | 3548.9022 | 0 | 0 | 0 | 0 | 0 | 0 | 0 | 0 | 0 | 0 | 537.4692 | 0 | 0 | 4086.3713 | 0 | 4086.3713 | 0 | 0 | 0 | 0 | 0 | 0 | 0 | 0 | 0 | 7.1179 | 1.078 | 0 | 0 | 8.1959 | 8.1959 | 8.1959 | 1
WY_5B_LO_2013_NG | 5B | LO | NG | 16101 | ASHRAE30pct-state-5B | OfficeLarge | STD2013 | WY-Scottsbluff-NE | Zone5B | Zone5B(WY-Scottsbluff-NE) | ASHRAE30pct-state-STD2013 | state | WY | 0.0823 | 0.68 | ASHRAE30pct-state-5B_OfficeLarge_STD2013_WY-Scottsbluff-NE.table.csv.gz | Large Office | Scottsbluff W B Heilig Field NE USA TMY3 WMO#=725660 | Natural Gas | 2998438.4155 | 0 | 0 | 0 | 0 | 0 | 0 | 0 | 0 | 0 | 0 | 537298.569 | 0 | 0 | 3535736.9844 | 0 | 3535736.9844 | 0 | 0 | 20389.3812 | 0 | 0 | 0 | 0 | 0 | 0 | 0 | 0 | 0 | 0 | 3653.6303 | 0 | 0 | 24043.0115 | 0 | 24043.0115 | 0 | 0 | 2998.4384 | 0 | 0 | 0 | 0 | 0 | 0 | 0 | 0 | 0 | 0 | 537.2986 | 0 | 0 | 3535.737 | 0 | 3535.737 | 0 | 0 | 0 | 0 | 0 | 0 | 0 | 0 | 0 | 6.0139 | 1.0776 | 0 | 0 | 7.0915 | 7.0915 | 7.0915 | 2
IA_6A_LO_2010_EL | 6A | LO | EL | 16812 | ASHRAE30pct-state-6A | OfficeLarge | STD2010 | IA-MasonCity-IA | Zone6A | Zone6A(IA-MasonCity-IA) | ASHRAE30pct-state-STD2010 | state | IA | 0.08 | 0.7 | ASHRAE30pct-state-6A_OfficeLarge_STD2010_IA-MasonCity-IA.table.csv.gz | Large Office | Mason City Municipal Arpt IA USA TMY3 WMO#=725485 | Electricity | 2475 | 752438.8949 | 1053455.564 | 189186.1126 | 5632122.2673 | 529147.2265 | 641063.894 | 134813.89 | 80466.6673 | 468863.8926 | 0 | 0 | 0 | 0 | 9506352.8538 | 0 | 9484033.4092 | 22319.4446 | 551466.6711 | 198 | 60195.1116 | 84276.4451 | 15134.889 | 450569.7814 | 42331.7781 | 51285.1115 | 10785.1112 | 6437.3334 | 37509.1114 | 0 | 0 | 0 | 0 | 760508.2283 | 0 | 758722.6727 | 1785.5556 | 44117.3337 | 8.4471 | 2568.0506 | 3595.4112 | 645.6863 | 19222.2587 | 1805.9631 | 2187.9312 | 460.1156 | 274.6302 | 1600.2179 | 0 | 0 | 0 | 0 | 32444.8876 | 0 | 32368.712 | 76.1756 | 1882.1387 | 7.2112 | 1.295 | 42.3283 | 4.3883 | 0.92284 | 0 | 5.7015 | 0.016942 | 0 | 3.2095 | 0 | 64.9208 | 65.0735 | 65.0735 | 1
IA_6A_LO_2013_EL | 6A | LO | EL | 17472 | ASHRAE30pct-state-6A | OfficeLarge | STD2013 | IA-MasonCity-IA | Zone6A | Zone6A(IA-MasonCity-IA) | ASHRAE30pct-state-STD2013 | state | IA | 0.08 | 0.7 | ASHRAE30pct-state-6A_OfficeLarge_STD2013_IA-MasonCity-IA.table.csv.gz | Large Office | Mason City Municipal Arpt IA USA TMY3 WMO#=725485 | Electricity | 3038.8889 | 697330.5611 | 946538.8965 | 189186.1126 | 5626841.7117 | 528030.5598 | 623841.6717 | 124311.1121 | 65813.8894 | 473075.0038 | 12458.3334 | 0 | 0 | 0 | 9312644.5189 | 0 | 9290466.741 | 22177.778 | 550208.3377 | 243.1111 | 55786.4449 | 75723.1117 | 15134.889 | 450147.3369 | 42242.4448 | 49907.3337 | 9944.889 | 5265.1112 | 37846.0003 | 996.6667 | 0 | 0 | 0 | 745011.5615 | 0 | 743237.3393 | 1774.2222 | 44016.667 | 10.3716 | 2379.9676 | 3230.5079 | 645.6863 | 19204.2363 | 1802.1519 | 2129.1523 | 424.27 | 224.6208 | 1614.5903 | 42.5199 | 0 | 0 | 0 | 31783.7671 | 0 | 31708.075 | 75.6921 | 1877.844 | 6.4793 | 1.295 | 42.2836 | 4.2704 | 0.85094 | 0.085281 | 5.2239 | 0.020802 | 0 | 3.2383 | 0 | 63.5957 | 63.7476 | 63.7476 | 2
IA_6A_LO_2010_NG | 6A | LO | NG | 16821 | ASHRAE30pct-state-6A | OfficeLarge | STD2010 | IA-MasonCity-IA | Zone6A | Zone6A(IA-MasonCity-IA) | ASHRAE30pct-state-STD2010 | state | IA | 0.08 | 0.7 | ASHRAE30pct-state-6A_OfficeLarge_STD2010_IA-MasonCity-IA.table.csv.gz | Large Office | Mason City Municipal Arpt IA USA TMY3 WMO#=725485 | Natural Gas | 6881029.075 | 0 | 0 | 0 | 0 | 0 | 0 | 0 | 0 | 0 | 0 | 572813.2765 | 0 | 0 | 7453842.3514 | 0 | 7453842.3514 | 0 | 0 | 48167.2035 | 0 | 0 | 0 | 0 | 0 | 0 | 0 | 0 | 0 | 0 | 4009.6929 | 0 | 0 | 52176.8965 | 0 | 52176.8965 | 0 | 0 | 6881.0291 | 0 | 0 | 0 | 0 | 0 | 0 | 0 | 0 | 0 | 0 | 572.8133 | 0 | 0 | 7453.8424 | 0 | 7453.8424 | 0 | 0 | 0 | 0 | 0 | 0 | 0 | 0 | 0 | 13.801 | 1.1489 | 0 | 0 | 14.9499 | 14.9499 | 14.9499 | 1
IA_6A_LO_2013_NG | 6A | LO | NG | 17481 | ASHRAE30pct-state-6A | OfficeLarge | STD2013 | IA-MasonCity-IA | Zone6A | Zone6A(IA-MasonCity-IA) | ASHRAE30pct-state-STD2013 | state | IA | 0.08 | 0.7 | ASHRAE30pct-state-6A_OfficeLarge_STD2013_IA-MasonCity-IA.table.csv.gz | Large Office | Mason City Municipal Arpt IA USA TMY3 WMO#=725485 | Natural Gas | 6919330.3648 | 0 | 0 | 0 | 0 | 0 | 0 | 0 | 0 | 0 | 0 | 572642.6694 | 0 | 0 | 7491973.0342 | 0 | 7491973.0342 | 0 | 0 | 48435.3126 | 0 | 0 | 0 | 0 | 0 | 0 | 0 | 0 | 0 | 0 | 4008.4987 | 0 | 0 | 52443.8112 | 0 | 52443.8112 | 0 | 0 | 6919.3304 | 0 | 0 | 0 | 0 | 0 | 0 | 0 | 0 | 0 | 0 | 572.6427 | 0 | 0 | 7491.973 | 0 | 7491.973 | 0 | 0 | 0 | 0 | 0 | 0 | 0 | 0 | 0 | 13.8779 | 1.1485 | 0 | 0 | 15.0264 | 15.0264 | 15.0264 | 2
ME_6A_LO_2010_EL | 6A | LO | EL | 16872 | ASHRAE30pct-state-6A | OfficeLarge | STD2010 | ME-Portland-ME | Zone6A | Zone6A(ME-Portland-ME) | ASHRAE30pct-state-STD2010 | state | ME | 0.1158 | 1.03 | ASHRAE30pct-state-6A_OfficeLarge_STD2010_ME-Portland-ME.table.csv.gz | Large Office | Portland Intl Jetport ME USA TMY3 WMO#=726060 | Electricity | 1819.4445 | 549686.1155 | 1054966.6751 | 190986.1126 | 5632122.2673 | 529147.2265 | 608047.2271 | 99558.3341 | 83505.5562 | 494986.1151 | 0 | 0 | 0 | 0 | 9267141.7408 | 0 | 9244825.074 | 22316.6668 | 551463.8933 | 210.6917 | 63653.6522 | 122165.141 | 22116.1918 | 652199.7586 | 61275.2488 | 70411.8689 | 11528.8551 | 9669.9434 | 57319.3921 | 0 | 0 | 0 | 0 | 1073135.0136 | 0 | 1070550.7436 | 2584.27 | 63859.5188 | 6.2097 | 1876.0617 | 3600.5686 | 651.8297 | 19222.2587 | 1805.9631 | 2075.2463 | 339.7895 | 285.0019 | 1689.3723 | 0 | 0 | 0 | 0 | 31628.4675 | 0 | 31552.3014 | 76.1661 | 1882.1292 | 7.2215 | 1.3074 | 42.3283 | 4.1622 | 0.6815 | 0 | 4.3344 | 0.012455 | 0 | 3.3883 | 0 | 63.2833 | 63.4361 | 63.4361 | 1
ME_6A_LO_2013_EL | 6A | LO | EL | 17532 | ASHRAE30pct-state-6A | OfficeLarge | STD2013 | ME-Portland-ME | Zone6A | Zone6A(ME-Portland-ME) | ASHRAE30pct-state-STD2013 | state | ME | 0.1158 | 1.03 | ASHRAE30pct-state-6A_OfficeLarge_STD2013_ME-Portland-ME.table.csv.gz | Large Office | Portland Intl Jetport ME USA TMY3 WMO#=726060 | Electricity | 4472.2223 | 520594.4486 | 947975.0076 | 190986.1126 | 5626841.7117 | 528030.5598 | 593825.0048 | 95002.7785 | 66347.2228 | 497722.2262 | 5300 | 0 | 0 | 0 | 9099275.0728 | 0 | 9077097.2948 | 22177.778 | 550208.3377 | 517.8833 | 60284.8371 | 109775.5059 | 22116.1918 | 651588.2702 | 61145.9388 | 68764.9356 | 11001.3218 | 7683.0084 | 57636.2338 | 613.74 | 0 | 0 | 0 | 1053696.0534 | 0 | 1051127.8667 | 2568.1867 | 63714.1255 | 15.2636 | 1776.7727 | 3235.4093 | 651.8297 | 19204.2363 | 1802.1519 | 2026.7063 | 324.2415 | 226.441 | 1698.7105 | 18.0887 | 0 | 0 | 0 | 31055.5437 | 0 | 30979.8517 | 75.6921 | 1877.844 | 6.4891 | 1.3074 | 42.2836 | 4.0649 | 0.65032 | 0.03628 | 4.0178 | 0.030614 | 0 | 3.407 | 0 | 62.1352 | 62.287 | 62.287 | 2
ME_6A_LO_2010_NG | 6A | LO | NG | 16881 | ASHRAE30pct-state-6A | OfficeLarge | STD2010 | ME-Portland-ME | Zone6A | Zone6A(ME-Portland-ME) | ASHRAE30pct-state-STD2010 | state | ME | 0.1158 | 1.03 | ASHRAE30pct-state-6A_OfficeLarge_STD2010_ME-Portland-ME.table.csv.gz | Large Office | Portland Intl Jetport ME USA TMY3 WMO#=726060 | Natural Gas | 4571037.6246 | 0 | 0 | 0 | 0 | 0 | 0 | 0 | 0 | 0 | 0 | 572765.8856 | 0 | 0 | 5143812.9884 | 0 | 5143803.5102 | 0 | 0 | 47081.6875 | 0 | 0 | 0 | 0 | 0 | 0 | 0 | 0 | 0 | 0 | 5899.4886 | 0 | 0 | 52981.2738 | 0 | 52981.1762 | 0 | 0 | 4571.0376 | 0 | 0 | 0 | 0 | 0 | 0 | 0 | 0 | 0 | 0 | 572.7659 | 0 | 0 | 5143.813 | 0 | 5143.8035 | 0 | 0 | 0 | 0 | 0 | 0 | 0 | 0 | 0 | 9.168 | 1.1488 | 0 | 0 | 10.3167 | 10.3168 | 10.3167 | 1
ME_6A_LO_2013_NG | 6A | LO | NG | 17541 | ASHRAE30pct-state-6A | OfficeLarge | STD2013 | ME-Portland-ME | Zone6A | Zone6A(ME-Portland-ME) | ASHRAE30pct-state-STD2013 | state | ME | 0.1158 | 1.03 | ASHRAE30pct-state-6A_OfficeLarge_STD2013_ME-Portland-ME.table.csv.gz | Large Office | Portland Intl Jetport ME USA TMY3 WMO#=726060 | Natural Gas | 5476364.1031 | 0 | 0 | 0 | 0 | 0 | 0 | 0 | 0 | 0 | 0 | 572614.2349 | 0 | 0 | 6048978.338 | 0 | 6048978.338 | 0 | 0 | 56406.5503 | 0 | 0 | 0 | 0 | 0 | 0 | 0 | 0 | 0 | 0 | 5897.9266 | 0 | 0 | 62304.4769 | 0 | 62304.4769 | 0 | 0 | 5476.3641 | 0 | 0 | 0 | 0 | 0 | 0 | 0 | 0 | 0 | 0 | 572.6142 | 0 | 0 | 6048.9783 | 0 | 6048.9783 | 0 | 0 | 0 | 0 | 0 | 0 | 0 | 0 | 0 | 10.9837 | 1.1485 | 0 | 0 | 12.1322 | 12.1322 | 12.1322 | 2
MI_6A_LO_2010_EL | 6A | LO | EL | 16932 | ASHRAE30pct-state-6A | OfficeLarge | STD2010 | MI-AlpenaCounty-MI | Zone6A | Zone6A(MI-AlpenaCounty-MI) | ASHRAE30pct-state-STD2010 | state | MI | 0.1095 | 0.82 | ASHRAE30pct-state-6A_OfficeLarge_STD2010_MI-AlpenaCounty-MI.table.csv.gz | Large Office | Alpena County Regional Ap MI USA TMY3 WMO#=726390 | Electricity | 1383.3333 | 560969.4489 | 1054650.0084 | 188586.1126 | 5632122.2673 | 529147.2265 | 620430.5605 | 104513.8897 | 82536.1118 | 521200.0042 | 0 | 0 | 0 | 0 | 9317858.4079 | 0 | 9295538.9633 | 22319.4446 | 551466.6711 | 151.475 | 61426.1547 | 115484.1759 | 20650.1793 | 616717.3883 | 57941.6213 | 67937.1464 | 11444.2709 | 9037.7042 | 57071.4005 | 0 | 0 | 0 | 0 | 1020305.4957 | 0 | 1017861.5165 | 2443.9792 | 60385.6005 | 4.7213 | 1914.5713 | 3599.4878 | 643.6386 | 19222.2587 | 1805.9631 | 2117.5103 | 356.7027 | 281.6932 | 1778.8395 | 0 | 0 | 0 | 0 | 31801.5619 | 0 | 31725.3863 | 76.1756 | 1882.1387 | 7.2194 | 1.2909 | 42.3283 | 4.247 | 0.71543 | 0 | 4.405 | 0.0094693 | 0 | 3.5678 | 0 | 63.6305 | 63.7832 | 63.7832 | 1
MI_6A_LO_2013_EL | 6A | LO | EL | 17592 | ASHRAE30pct-state-6A | OfficeLarge | STD2013 | MI-AlpenaCounty-MI | Zone6A | Zone6A(MI-AlpenaCounty-MI) | ASHRAE30pct-state-STD2013 | state | MI | 0.1095 | 0.82 | ASHRAE30pct-state-6A_OfficeLarge_STD2013_MI-AlpenaCounty-MI.table.csv.gz | Large Office | Alpena County Regional Ap MI USA TMY3 WMO#=726390 | Electricity | 3327.7778 | 535400.0043 | 947141.6742 | 188586.1126 | 5626841.7117 | 528030.5598 | 607136.116 | 99916.6675 | 63094.4449 | 524925.0042 | 7197.2223 | 0 | 0 | 0 | 9153775.0732 | 0 | 9131597.2953 | 22177.778 | 550208.3377 | 364.3917 | 58626.3005 | 103712.0133 | 20650.1793 | 616139.1674 | 57819.3463 | 66481.4047 | 10940.8751 | 6908.8417 | 57479.288 | 788.0958 | 0 | 0 | 0 | 1002338.3705 | 0 | 999909.9038 | 2428.4667 | 60247.813 | 11.3576 | 1827.3036 | 3232.5652 | 643.6386 | 19204.2363 | 1802.1519 | 2072.1367 | 341.0125 | 215.3394 | 1791.5528 | 24.5639 | 0 | 0 | 0 | 31241.5506 | 0 | 31165.8585 | 75.6921 | 1877.844 | 6.4834 | 1.2909 | 42.2836 | 4.156 | 0.68396 | 0.049267 | 4.0969 | 0.02278 | 0 | 3.5933 | 0 | 62.5082 | 62.6601 | 62.6601 | 2
MI_6A_LO_2010_NG | 6A | LO | NG | 16941 | ASHRAE30pct-state-6A | OfficeLarge | STD2010 | MI-AlpenaCounty-MI | Zone6A | Zone6A(MI-AlpenaCounty-MI) | ASHRAE30pct-state-STD2010 | state | MI | 0.1095 | 0.82 | ASHRAE30pct-state-6A_OfficeLarge_STD2010_MI-AlpenaCounty-MI.table.csv.gz | Large Office | Alpena County Regional Ap MI USA TMY3 WMO#=726390 | Natural Gas | 5844591.0543 | 0 | 0 | 0 | 0 | 0 | 0 | 0 | 0 | 0 | 0 | 572794.3201 | 0 | 0 | 6417385.3744 | 0 | 6417385.3744 | 0 | 0 | 47925.6466 | 0 | 0 | 0 | 0 | 0 | 0 | 0 | 0 | 0 | 0 | 4696.9134 | 0 | 0 | 52622.5601 | 0 | 52622.5601 | 0 | 0 | 5844.5911 | 0 | 0 | 0 | 0 | 0 | 0 | 0 | 0 | 0 | 0 | 572.7943 | 0 | 0 | 6417.3854 | 0 | 6417.3854 | 0 | 0 | 0 | 0 | 0 | 0 | 0 | 0 | 0 | 11.7223 | 1.1488 | 0 | 0 | 12.8711 | 12.8711 | 12.8711 | 1
MI_6A_LO_2013_NG | 6A | LO | NG | 17601 | ASHRAE30pct-state-6A | OfficeLarge | STD2013 | MI-AlpenaCounty-MI | Zone6A | Zone6A(MI-AlpenaCounty-MI) | ASHRAE30pct-state-STD2013 | state | MI | 0.1095 | 0.82 | ASHRAE30pct-state-6A_OfficeLarge_STD2013_MI-AlpenaCounty-MI.table.csv.gz | Large Office | Alpena County Regional Ap MI USA TMY3 WMO#=726390 | Natural Gas | 6686707.609 | 0 | 0 | 0 | 0 | 0 | 0 | 0 | 0 | 0 | 0 | 572642.6694 | 0 | 0 | 7259350.2784 | 0 | 7259350.2784 | 0 | 0 | 54831.0024 | 0 | 0 | 0 | 0 | 0 | 0 | 0 | 0 | 0 | 0 | 4695.6699 | 0 | 0 | 59526.6723 | 0 | 59526.6723 | 0 | 0 | 6686.7076 | 0 | 0 | 0 | 0 | 0 | 0 | 0 | 0 | 0 | 0 | 572.6427 | 0 | 0 | 7259.3503 | 0 | 7259.3503 | 0 | 0 | 0 | 0 | 0 | 0 | 0 | 0 | 0 | 13.4113 | 1.1485 | 0 | 0 | 14.5598 | 14.5598 | 14.5598 | 2
MN_6A_LO_2010_EL | 6A | LO | EL | 16992 | ASHRAE30pct-state-6A | OfficeLarge | STD2010 | MN-MinneapolisStPaul-MN | Zone6A | Zone6A(MN-MinneapolisStPaul-MN) | ASHRAE30pct-state-STD2010 | state | MN | 0.0886 | 0.62 | ASHRAE30pct-state-6A_OfficeLarge_STD2010_MN-MinneapolisStPaul-MN.table.csv.gz | Large Office | Minneapolis St Paul IntL Arp MN USA TMY3 WMO#=726580 | Electricity | 2225 | 721763.8947 | 1056691.6751 | 189588.8904 | 5632122.2673 | 529147.2265 | 633383.3384 | 125994.4455 | 120830.5565 | 507961.1152 | 0 | 0 | 0 | 0 | 9542030.6319 | 0 | 9519708.4095 | 22322.2224 | 551469.4489 | 197.135 | 63948.2811 | 93622.8824 | 16797.5757 | 499006.0329 | 46882.4443 | 56117.7638 | 11163.1079 | 10705.5873 | 45005.3548 | 0 | 0 | 0 | 0 | 845423.914 | 0 | 843446.1651 | 1977.7489 | 48860.1932 | 7.5939 | 2463.3578 | 3606.4559 | 647.061 | 19222.2587 | 1805.9631 | 2161.7177 | 430.0151 | 412.3909 | 1733.6555 | 0 | 0 | 0 | 0 | 32566.6547 | 0 | 32490.4697 | 76.1851 | 1882.1481 | 7.2333 | 1.2978 | 42.3283 | 4.3357 | 0.86247 | 0 | 5.7678 | 0.015231 | 0 | 3.4771 | 0 | 65.165 | 65.3178 | 65.3178 | 1
MN_6A_LO_2013_EL | 6A | LO | EL | 17652 | ASHRAE30pct-state-6A | OfficeLarge | STD2013 | MN-MinneapolisStPaul-MN | Zone6A | Zone6A(MN-MinneapolisStPaul-MN) | ASHRAE30pct-state-STD2013 | state | MN | 0.0886 | 0.62 | ASHRAE30pct-state-6A_OfficeLarge_STD2013_MN-MinneapolisStPaul-MN.table.csv.gz | Large Office | Minneapolis St Paul IntL Arp MN USA TMY3 WMO#=726580 | Electricity | 3111.1111 | 669722.2276 | 948225.0076 | 189588.8904 | 5626841.7117 | 528030.5598 | 617072.2272 | 115600.0009 | 95825.0008 | 511372.2263 | 11808.3334 | 0 | 0 | 0 | 9339372.2969 | 0 | 9317197.2968 | 22175.0002 | 550205.56 | 275.6444 | 59337.3894 | 84012.7357 | 16797.5757 | 498538.1757 | 46783.5076 | 54672.5993 | 10242.1601 | 8490.0951 | 45307.5793 | 1046.2183 | 0 | 0 | 0 | 827468.3855 | 0 | 825503.6805 | 1964.705 | 48748.2126 | 10.6181 | 2285.7412 | 3236.2626 | 647.061 | 19204.2363 | 1802.1519 | 2106.0484 | 394.5392 | 327.0478 | 1745.2976 | 40.3015 | 0 | 0 | 0 | 31874.9881 | 0 | 31799.3055 | 75.6826 | 1877.8345 | 6.4909 | 1.2978 | 42.2836 | 4.224 | 0.79131 | 0.080831 | 5.2404 | 0.021296 | 0 | 3.5005 | 0 | 63.7787 | 63.9305 | 63.9305 | 2
MN_6A_LO_2010_NG | 6A | LO | NG | 17001 | ASHRAE30pct-state-6A | OfficeLarge | STD2010 | MN-MinneapolisStPaul-MN | Zone6A | Zone6A(MN-MinneapolisStPaul-MN) | ASHRAE30pct-state-STD2010 | state | MN | 0.0886 | 0.62 | ASHRAE30pct-state-6A_OfficeLarge_STD2010_MN-MinneapolisStPaul-MN.table.csv.gz | Large Office | Minneapolis St Paul IntL Arp MN USA TMY3 WMO#=726580 | Natural Gas | 6205510.3354 | 0 | 0 | 0 | 0 | 0 | 0 | 0 | 0 | 0 | 0 | 572794.3201 | 0 | 0 | 6778304.6555 | 0 | 6778304.6555 | 0 | 0 | 38474.1641 | 0 | 0 | 0 | 0 | 0 | 0 | 0 | 0 | 0 | 0 | 3551.3248 | 0 | 0 | 42025.4889 | 0 | 42025.4889 | 0 | 0 | 6205.5103 | 0 | 0 | 0 | 0 | 0 | 0 | 0 | 0 | 0 | 0 | 572.7943 | 0 | 0 | 6778.3047 | 0 | 6778.3047 | 0 | 0 | 0 | 0 | 0 | 0 | 0 | 0 | 0 | 12.4462 | 1.1488 | 0 | 0 | 13.595 | 13.595 | 13.595 | 1
MN_6A_LO_2013_NG | 6A | LO | NG | 17661 | ASHRAE30pct-state-6A | OfficeLarge | STD2013 | MN-MinneapolisStPaul-MN | Zone6A | Zone6A(MN-MinneapolisStPaul-MN) | ASHRAE30pct-state-STD2013 | state | MN | 0.0886 | 0.62 | ASHRAE30pct-state-6A_OfficeLarge_STD2013_MN-MinneapolisStPaul-MN.table.csv.gz | Large Office | Minneapolis St Paul IntL Arp MN USA TMY3 WMO#=726580 | Natural Gas | 6685153.189 | 0 | 0 | 0 | 0 | 0 | 0 | 0 | 0 | 0 | 0 | 572633.1912 | 0 | 0 | 7257786.3802 | 0 | 7257786.3802 | 0 | 0 | 41447.9498 | 0 | 0 | 0 | 0 | 0 | 0 | 0 | 0 | 0 | 0 | 3550.3258 | 0 | 0 | 44998.2756 | 0 | 44998.2756 | 0 | 0 | 6685.1532 | 0 | 0 | 0 | 0 | 0 | 0 | 0 | 0 | 0 | 0 | 572.6332 | 0 | 0 | 7257.7864 | 0 | 7257.7864 | 0 | 0 | 0 | 0 | 0 | 0 | 0 | 0 | 0 | 13.4082 | 1.1485 | 0 | 0 | 14.5567 | 14.5567 | 14.5567 | 2
ND_6A_LO_2010_EL | 6A | LO | EL | 17052 | ASHRAE30pct-state-6A | OfficeLarge | STD2010 | ND-Bismarck-ND | Zone6A | Zone6A(ND-Bismarck-ND) | ASHRAE30pct-state-STD2010 | state | ND | 0.0798 | 0.59 | ASHRAE30pct-state-6A_OfficeLarge_STD2010_ND-Bismarck-ND.table.csv.gz | Large Office | Bismarck Municipal Arpt Isis ND USA TMY3 WMO#=727640 | Electricity | 3577.7778 | 606666.6715 | 1058683.3418 | 191183.3349 | 5632122.2673 | 529147.2265 | 657986.1164 | 108388.8898 | 80494.4451 | 557072.2267 | 0 | 0 | 0 | 0 | 9447644.52 | 0 | 9425322.2976 | 22322.2224 | 551469.4489 | 285.5067 | 48412.0004 | 84482.9307 | 15256.4301 | 449443.3569 | 42225.9487 | 52507.2921 | 8649.4334 | 6423.4567 | 44454.3637 | 0 | 0 | 0 | 0 | 753922.0327 | 0 | 752140.7194 | 1781.3133 | 44007.262 | 12.2108 | 2070.5345 | 3613.2534 | 652.5028 | 19222.2587 | 1805.9631 | 2245.6862 | 369.9279 | 274.725 | 1901.2702 | 0 | 0 | 0 | 0 | 32244.5179 | 0 | 32168.3328 | 76.1851 | 1882.1481 | 7.247 | 1.3087 | 42.3283 | 4.5041 | 0.74195 | 0 | 4.7038 | 0.024491 | 0 | 3.8133 | 0 | 64.5189 | 64.6717 | 64.6717 | 1
ND_6A_LO_2013_EL | 6A | LO | EL | 17712 | ASHRAE30pct-state-6A | OfficeLarge | STD2013 | ND-Bismarck-ND | Zone6A | Zone6A(ND-Bismarck-ND) | ASHRAE30pct-state-STD2013 | state | ND | 0.0798 | 0.59 | ASHRAE30pct-state-6A_OfficeLarge_STD2013_ND-Bismarck-ND.table.csv.gz | Large Office | Bismarck Municipal Arpt Isis ND USA TMY3 WMO#=727640 | Electricity | 2794.4445 | 573208.3379 | 950463.8965 | 191183.3349 | 5626841.7117 | 528030.5598 | 640752.7829 | 101777.7786 | 62158.3338 | 558475.0045 | 11594.4445 | 0 | 0 | 0 | 9269458.4075 | 0 | 9247280.6295 | 22177.778 | 550208.3377 | 222.9967 | 45742.0254 | 75847.0189 | 15256.4301 | 449021.9686 | 42136.8387 | 51132.0721 | 8121.8667 | 4960.235 | 44566.3054 | 925.2367 | 0 | 0 | 0 | 739702.7809 | 0 | 737932.9942 | 1769.7867 | 43906.6254 | 9.5374 | 1956.3423 | 3243.9038 | 652.5028 | 19204.2363 | 1802.1519 | 2186.8694 | 347.3644 | 212.1445 | 1906.0579 | 39.5715 | 0 | 0 | 0 | 31636.3742 | 0 | 31560.6821 | 75.6921 | 1877.844 | 6.5062 | 1.3087 | 42.2836 | 4.3861 | 0.6967 | 0.079367 | 4.3493 | 0.019129 | 0 | 3.8229 | 0 | 63.3001 | 63.4519 | 63.4519 | 2
ND_6A_LO_2010_NG | 6A | LO | NG | 17061 | ASHRAE30pct-state-6A | OfficeLarge | STD2010 | ND-Bismarck-ND | Zone6A | Zone6A(ND-Bismarck-ND) | ASHRAE30pct-state-STD2010 | state | ND | 0.0798 | 0.59 | ASHRAE30pct-state-6A_OfficeLarge_STD2010_ND-Bismarck-ND.table.csv.gz | Large Office | Bismarck Municipal Arpt Isis ND USA TMY3 WMO#=727640 | Natural Gas | 6951271.8017 | 0 | 0 | 0 | 0 | 0 | 0 | 0 | 0 | 0 | 0 | 572803.7983 | 0 | 0 | 7524085.0782 | 0 | 7524075.6 | 0 | 0 | 41012.5036 | 0 | 0 | 0 | 0 | 0 | 0 | 0 | 0 | 0 | 0 | 3379.5424 | 0 | 0 | 44392.102 | 0 | 44392.046 | 0 | 0 | 6951.2718 | 0 | 0 | 0 | 0 | 0 | 0 | 0 | 0 | 0 | 0 | 572.8038 | 0 | 0 | 7524.0851 | 0 | 7524.0756 | 0 | 0 | 0 | 0 | 0 | 0 | 0 | 0 | 0 | 13.9419 | 1.1489 | 0 | 0 | 15.0908 | 15.0908 | 15.0908 | 1
ND_6A_LO_2013_NG | 6A | LO | NG | 17721 | ASHRAE30pct-state-6A | OfficeLarge | STD2013 | ND-Bismarck-ND | Zone6A | Zone6A(ND-Bismarck-ND) | ASHRAE30pct-state-STD2013 | state | ND | 0.0798 | 0.59 | ASHRAE30pct-state-6A_OfficeLarge_STD2013_ND-Bismarck-ND.table.csv.gz | Large Office | Bismarck Municipal Arpt Isis ND USA TMY3 WMO#=727640 | Natural Gas | 6983611.3219 | 0 | 0 | 0 | 0 | 0 | 0 | 0 | 0 | 0 | 0 | 572633.1912 | 0 | 0 | 7556244.5131 | 0 | 7556244.5131 | 0 | 0 | 41203.3068 | 0 | 0 | 0 | 0 | 0 | 0 | 0 | 0 | 0 | 0 | 3378.5358 | 0 | 0 | 44581.8426 | 0 | 44581.8426 | 0 | 0 | 6983.6113 | 0 | 0 | 0 | 0 | 0 | 0 | 0 | 0 | 0 | 0 | 572.6332 | 0 | 0 | 7556.2445 | 0 | 7556.2445 | 0 | 0 | 0 | 0 | 0 | 0 | 0 | 0 | 0 | 14.0068 | 1.1485 | 0 | 0 | 15.1553 | 15.1553 | 15.1553 | 2
NH_6A_LO_2010_EL | 6A | LO | EL | 17112 | ASHRAE30pct-state-6A | OfficeLarge | STD2010 | NH-Concord-NH | Zone6A | Zone6A(NH-Concord-NH) | ASHRAE30pct-state-STD2010 | state | NH | 0.134 | 1.17 | ASHRAE30pct-state-6A_OfficeLarge_STD2010_NH-Concord-NH.table.csv.gz | Large Office | Concord Municipal Arpt NH USA TMY3 WMO#=726050 | Electricity | 1877.7778 | 635194.4495 | 1055636.1196 | 190588.8904 | 5632122.2673 | 529147.2265 | 616938.8938 | 113188.8898 | 100011.1119 | 488208.3372 | 0 | 0 | 0 | 0 | 9385230.6306 | 0 | 9362913.9638 | 22316.6668 | 551463.8933 | 251.6222 | 85116.0562 | 141455.24 | 25538.9113 | 754704.3838 | 70905.7283 | 82669.8118 | 15167.3112 | 13401.489 | 65419.9172 | 0 | 0 | 0 | 0 | 1257620.9045 | 0 | 1254630.4711 | 2990.4334 | 73896.1617 | 6.4088 | 2167.899 | 3602.8534 | 650.474 | 19222.2587 | 1805.9631 | 2105.5933 | 386.3102 | 341.3348 | 1666.2399 | 0 | 0 | 0 | 0 | 32031.5012 | 0 | 31955.3351 | 76.1661 | 1882.1292 | 7.2261 | 1.3046 | 42.3283 | 4.2231 | 0.77481 | 0 | 5.0327 | 0.012854 | 0 | 3.3419 | 0 | 64.0917 | 64.2444 | 64.2444 | 1
NH_6A_LO_2013_EL | 6A | LO | EL | 17772 | ASHRAE30pct-state-6A | OfficeLarge | STD2013 | NH-Concord-NH | Zone6A | Zone6A(NH-Concord-NH) | ASHRAE30pct-state-STD2013 | state | NH | 0.134 | 1.17 | ASHRAE30pct-state-6A_OfficeLarge_STD2013_NH-Concord-NH.table.csv.gz | Large Office | Concord Municipal Arpt NH USA TMY3 WMO#=726050 | Electricity | 3050 | 600163.8937 | 948347.2298 | 190588.8904 | 5626841.7117 | 528030.5598 | 601930.5604 | 106447.2231 | 78316.6673 | 489925.0039 | 10272.2223 | 0 | 0 | 0 | 9206088.9625 | 0 | 9183913.9624 | 22175.0002 | 550205.56 | 408.7 | 80421.9618 | 127078.5288 | 25538.9113 | 753996.7894 | 70756.095 | 80658.6951 | 14263.9279 | 10494.4334 | 65649.9505 | 1376.4778 | 0 | 0 | 0 | 1233615.921 | 0 | 1230644.471 | 2971.45 | 73727.545 | 10.4096 | 2048.3408 | 3236.6797 | 650.474 | 19204.2363 | 1802.1519 | 2054.3703 | 363.3011 | 267.2924 | 1672.0989 | 35.0588 | 0 | 0 | 0 | 31420.0962 | 0 | 31344.4137 | 75.6826 | 1877.8345 | 6.4917 | 1.3046 | 42.2836 | 4.1204 | 0.72866 | 0.070316 | 4.6444 | 0.020878 | 0 | 3.3537 | 0 | 62.8664 | 63.0182 | 63.0182 | 2
NH_6A_LO_2010_NG | 6A | LO | NG | 17121 | ASHRAE30pct-state-6A | OfficeLarge | STD2010 | NH-Concord-NH | Zone6A | Zone6A(NH-Concord-NH) | ASHRAE30pct-state-STD2010 | state | NH | 0.134 | 1.17 | ASHRAE30pct-state-6A_OfficeLarge_STD2010_NH-Concord-NH.table.csv.gz | Large Office | Concord Municipal Arpt NH USA TMY3 WMO#=726050 | Natural Gas | 4655744.0406 | 0 | 0 | 0 | 0 | 0 | 0 | 0 | 0 | 0 | 0 | 572765.8856 | 0 | 0 | 5228509.9263 | 0 | 5228509.9263 | 0 | 0 | 54472.2053 | 0 | 0 | 0 | 0 | 0 | 0 | 0 | 0 | 0 | 0 | 6701.3609 | 0 | 0 | 61173.5661 | 0 | 61173.5661 | 0 | 0 | 4655.744 | 0 | 0 | 0 | 0 | 0 | 0 | 0 | 0 | 0 | 0 | 572.7659 | 0 | 0 | 5228.5099 | 0 | 5228.5099 | 0 | 0 | 0 | 0 | 0 | 0 | 0 | 0 | 0 | 9.3379 | 1.1488 | 0 | 0 | 10.4866 | 10.4866 | 10.4866 | 1
NH_6A_LO_2013_NG | 6A | LO | NG | 17781 | ASHRAE30pct-state-6A | OfficeLarge | STD2013 | NH-Concord-NH | Zone6A | Zone6A(NH-Concord-NH) | ASHRAE30pct-state-STD2013 | state | NH | 0.134 | 1.17 | ASHRAE30pct-state-6A_OfficeLarge_STD2013_NH-Concord-NH.table.csv.gz | Large Office | Concord Municipal Arpt NH USA TMY3 WMO#=726050 | Natural Gas | 5501812.9928 | 0 | 0 | 0 | 0 | 0 | 0 | 0 | 0 | 0 | 0 | 572614.2349 | 0 | 0 | 6074427.2277 | 0 | 6074427.2277 | 0 | 0 | 64371.212 | 0 | 0 | 0 | 0 | 0 | 0 | 0 | 0 | 0 | 0 | 6699.5865 | 0 | 0 | 71070.7986 | 0 | 71070.7986 | 0 | 0 | 5501.813 | 0 | 0 | 0 | 0 | 0 | 0 | 0 | 0 | 0 | 0 | 572.6142 | 0 | 0 | 6074.4272 | 0 | 6074.4272 | 0 | 0 | 0 | 0 | 0 | 0 | 0 | 0 | 0 | 11.0348 | 1.1485 | 0 | 0 | 12.1833 | 12.1833 | 12.1833 | 2
NY_6A_LO_2010_EL | 6A | LO | EL | 17172 | ASHRAE30pct-state-6A | OfficeLarge | STD2010 | NY-Binghamton-NY | Zone6A | Zone6A(NY-Binghamton-NY) | ASHRAE30pct-state-STD2010 | state | NY | 0.1508 | 0.73 | ASHRAE30pct-state-6A_OfficeLarge_STD2010_NY-Binghamton-NY.table.csv.gz | Large Office | Binghamton Edwin A Link Field NY USA TMY3 WMO#=725150 | Electricity | 988.8889 | 579913.8935 | 1053272.2306 | 189769.446 | 5632122.2673 | 529147.2265 | 635900.0051 | 105644.4453 | 84733.334 | 491597.2262 | 0 | 0 | 0 | 0 | 9325400.0746 | 0 | 9303088.9633 | 22311.1113 | 551458.3377 | 149.1244 | 87451.0151 | 158833.4524 | 28617.2325 | 849324.0379 | 79795.4017 | 95893.7208 | 15931.1823 | 12777.7868 | 74132.8617 | 0 | 0 | 0 | 0 | 1406270.3313 | 0 | 1402905.8157 | 3364.5156 | 83159.9173 | 3.375 | 1979.2281 | 3594.7855 | 647.6772 | 19222.2587 | 1805.9631 | 2170.307 | 360.5612 | 289.1922 | 1677.8061 | 0 | 0 | 0 | 0 | 31827.3014 | 0 | 31751.1542 | 76.1471 | 1882.1102 | 7.2099 | 1.299 | 42.3283 | 4.3529 | 0.72316 | 0 | 4.5497 | 0.0067692 | 0 | 3.3651 | 0 | 63.6821 | 63.8349 | 63.8349 | 1
NY_6A_LO_2013_EL | 6A | LO | EL | 17832 | ASHRAE30pct-state-6A | OfficeLarge | STD2013 | NY-Binghamton-NY | Zone6A | Zone6A(NY-Binghamton-NY) | ASHRAE30pct-state-STD2013 | state | NY | 0.1508 | 0.73 | ASHRAE30pct-state-6A_OfficeLarge_STD2013_NY-Binghamton-NY.table.csv.gz | Large Office | Binghamton Edwin A Link Field NY USA TMY3 WMO#=725150 | Electricity | 2819.4445 | 548630.5599 | 946630.5631 | 189769.446 | 5626841.7117 | 528030.5598 | 619872.2272 | 99516.6675 | 67069.445 | 493141.6706 | 6844.4445 | 0 | 0 | 0 | 9151344.5177 | 0 | 9129166.7397 | 22177.778 | 550208.3377 | 425.1722 | 82733.4884 | 142751.8889 | 28617.2325 | 848527.7301 | 79627.0084 | 93476.7319 | 15007.1135 | 10114.0723 | 74365.7639 | 1032.1422 | 0 | 0 | 0 | 1380022.7533 | 0 | 1376678.3443 | 3344.4089 | 82971.4173 | 9.6227 | 1872.4591 | 3230.8208 | 647.6772 | 19204.2363 | 1802.1519 | 2115.6047 | 339.6473 | 228.9059 | 1683.0772 | 23.3599 | 0 | 0 | 0 | 31233.2551 | 0 | 31157.5631 | 75.6921 | 1877.844 | 6.4799 | 1.299 | 42.2836 | 4.2432 | 0.68122 | 0.046852 | 4.2146 | 0.0193 | 0 | 3.3757 | 0 | 62.4916 | 62.6434 | 62.6434 | 2
NY_6A_LO_2010_NG | 6A | LO | NG | 17181 | ASHRAE30pct-state-6A | OfficeLarge | STD2010 | NY-Binghamton-NY | Zone6A | Zone6A(NY-Binghamton-NY) | ASHRAE30pct-state-STD2010 | state | NY | 0.1508 | 0.73 | ASHRAE30pct-state-6A_OfficeLarge_STD2010_NY-Binghamton-NY.table.csv.gz | Large Office | Binghamton Edwin A Link Field NY USA TMY3 WMO#=725150 | Natural Gas | 4325856.292 | 0 | 0 | 0 | 0 | 0 | 0 | 0 | 0 | 0 | 0 | 572746.9293 | 0 | 0 | 4898603.2213 | 0 | 4898603.2213 | 0 | 0 | 31578.7509 | 0 | 0 | 0 | 0 | 0 | 0 | 0 | 0 | 0 | 0 | 4181.0526 | 0 | 0 | 35759.8035 | 0 | 35759.8035 | 0 | 0 | 4325.8563 | 0 | 0 | 0 | 0 | 0 | 0 | 0 | 0 | 0 | 0 | 572.7469 | 0 | 0 | 4898.6032 | 0 | 4898.6032 | 0 | 0 | 0 | 0 | 0 | 0 | 0 | 0 | 0 | 8.6762 | 1.1487 | 0 | 0 | 9.825 | 9.825 | 9.825 | 1
NY_6A_LO_2013_NG | 6A | LO | NG | 17841 | ASHRAE30pct-state-6A | OfficeLarge | STD2013 | NY-Binghamton-NY | Zone6A | Zone6A(NY-Binghamton-NY) | ASHRAE30pct-state-STD2013 | state | NY | 0.1508 | 0.73 | ASHRAE30pct-state-6A_OfficeLarge_STD2013_NY-Binghamton-NY.table.csv.gz | Large Office | Binghamton Edwin A Link Field NY USA TMY3 WMO#=725150 | Natural Gas | 5131064.8481 | 0 | 0 | 0 | 0 | 0 | 0 | 0 | 0 | 0 | 0 | 572585.8004 | 0 | 0 | 5703650.6485 | 0 | 5703650.6485 | 0 | 0 | 37456.7734 | 0 | 0 | 0 | 0 | 0 | 0 | 0 | 0 | 0 | 0 | 4179.8763 | 0 | 0 | 41636.6497 | 0 | 41636.6497 | 0 | 0 | 5131.0648 | 0 | 0 | 0 | 0 | 0 | 0 | 0 | 0 | 0 | 0 | 572.5858 | 0 | 0 | 5703.6506 | 0 | 5703.6506 | 0 | 0 | 0 | 0 | 0 | 0 | 0 | 0 | 0 | 10.2912 | 1.1484 | 0 | 0 | 11.4396 | 11.4396 | 11.4396 | 2
PA_6A_LO_2010_EL | 6A | LO | EL | 17232 | ASHRAE30pct-state-6A | OfficeLarge | STD2010 | PA-Bradford-PA | Zone6A | Zone6A(PA-Bradford-PA) | ASHRAE30pct-state-STD2010 | state | PA | 0.0937 | 1 | ASHRAE30pct-state-6A_OfficeLarge_STD2010_PA-Bradford-PA.table.csv.gz | Large Office | Bradford Regional Ap PA USA TMY3 WMO#=725266 | Electricity | 1733.3333 | 520430.5597 | 1053036.1195 | 189191.6682 | 5632122.2673 | 529147.2265 | 644283.3385 | 95441.6674 | 68922.2228 | 524163.8931 | 0 | 0 | 0 | 0 | 9280786.1854 | 0 | 9258472.2963 | 22313.8891 | 551461.1155 | 162.4133 | 48764.3434 | 98669.4844 | 17727.2593 | 527729.8564 | 49581.0951 | 60369.3488 | 8942.8842 | 6458.0123 | 49114.1568 | 0 | 0 | 0 | 0 | 869609.6656 | 0 | 867518.8542 | 2090.8114 | 51671.9065 | 5.9158 | 1776.2134 | 3593.9796 | 645.7053 | 19222.2587 | 1805.9631 | 2198.9191 | 325.7395 | 235.2294 | 1788.9551 | 0 | 0 | 0 | 0 | 31675.0355 | 0 | 31598.8789 | 76.1566 | 1882.1197 | 7.2083 | 1.2951 | 42.3283 | 4.4103 | 0.65332 | 0 | 4.0343 | 0.011865 | 0 | 3.588 | 0 | 63.3767 | 63.5295 | 63.5295 | 1
PA_6A_LO_2013_EL | 6A | LO | EL | 17892 | ASHRAE30pct-state-6A | OfficeLarge | STD2013 | PA-Bradford-PA | Zone6A | Zone6A(PA-Bradford-PA) | ASHRAE30pct-state-STD2013 | state | PA | 0.0937 | 1 | ASHRAE30pct-state-6A_OfficeLarge_STD2013_PA-Bradford-PA.table.csv.gz | Large Office | Bradford Regional Ap PA USA TMY3 WMO#=725266 | Electricity | 2311.1111 | 497427.7818 | 946472.2298 | 189191.6682 | 5626841.7117 | 528030.5598 | 630794.4495 | 91358.3341 | 53769.4449 | 529788.8931 | 3958.3334 | 0 | 0 | 0 | 9122122.2952 | 0 | 9099944.5172 | 22177.778 | 550208.3377 | 216.5511 | 46608.9832 | 88684.4479 | 17727.2593 | 527235.0684 | 49476.4635 | 59105.4399 | 8560.2759 | 5038.197 | 49641.2193 | 370.8958 | 0 | 0 | 0 | 854742.8591 | 0 | 852664.8013 | 2078.0578 | 51554.5212 | 7.8878 | 1697.7056 | 3230.2804 | 645.7053 | 19204.2363 | 1802.1519 | 2152.8819 | 311.8032 | 183.5134 | 1808.1531 | 13.5097 | 0 | 0 | 0 | 31133.5206 | 0 | 31057.8285 | 75.6921 | 1877.844 | 6.4789 | 1.2951 | 42.2836 | 4.318 | 0.62537 | 0.027096 | 3.7731 | 0.01582 | 0 | 3.6265 | 0 | 62.2916 | 62.4434 | 62.4434 | 2
PA_6A_LO_2010_NG | 6A | LO | NG | 17241 | ASHRAE30pct-state-6A | OfficeLarge | STD2010 | PA-Bradford-PA | Zone6A | Zone6A(PA-Bradford-PA) | ASHRAE30pct-state-STD2010 | state | PA | 0.0937 | 1 | ASHRAE30pct-state-6A_OfficeLarge_STD2010_PA-Bradford-PA.table.csv.gz | Large Office | Bradford Regional Ap PA USA TMY3 WMO#=725266 | Natural Gas | 5235182.5588 | 0 | 0 | 0 | 0 | 0 | 0 | 0 | 0 | 0 | 0 | 572765.8856 | 0 | 0 | 5807938.9662 | 0 | 5807948.4444 | 0 | 0 | 52351.8256 | 0 | 0 | 0 | 0 | 0 | 0 | 0 | 0 | 0 | 0 | 5727.6589 | 0 | 0 | 58079.3897 | 0 | 58079.4844 | 0 | 0 | 5235.1826 | 0 | 0 | 0 | 0 | 0 | 0 | 0 | 0 | 0 | 0 | 572.7659 | 0 | 0 | 5807.939 | 0 | 5807.9484 | 0 | 0 | 0 | 0 | 0 | 0 | 0 | 0 | 0 | 10.5 | 1.1488 | 0 | 0 | 11.6488 | 11.6488 | 11.6488 | 1
PA_6A_LO_2013_NG | 6A | LO | NG | 17901 | ASHRAE30pct-state-6A | OfficeLarge | STD2013 | PA-Bradford-PA | Zone6A | Zone6A(PA-Bradford-PA) | ASHRAE30pct-state-STD2013 | state | PA | 0.0937 | 1 | ASHRAE30pct-state-6A_OfficeLarge_STD2013_PA-Bradford-PA.table.csv.gz | Large Office | Bradford Regional Ap PA USA TMY3 WMO#=725266 | Natural Gas | 6042409.9654 | 0 | 0 | 0 | 0 | 0 | 0 | 0 | 0 | 0 | 0 | 572614.2349 | 0 | 0 | 6615024.2002 | 0 | 6615024.2002 | 0 | 0 | 60424.0997 | 0 | 0 | 0 | 0 | 0 | 0 | 0 | 0 | 0 | 0 | 5726.1423 | 0 | 0 | 66150.242 | 0 | 66150.242 | 0 | 0 | 6042.41 | 0 | 0 | 0 | 0 | 0 | 0 | 0 | 0 | 0 | 0 | 572.6142 | 0 | 0 | 6615.0242 | 0 | 6615.0242 | 0 | 0 | 0 | 0 | 0 | 0 | 0 | 0 | 0 | 12.119 | 1.1485 | 0 | 0 | 13.2675 | 13.2675 | 13.2675 | 2
SD_6A_LO_2010_EL | 6A | LO | EL | 17292 | ASHRAE30pct-state-6A | OfficeLarge | STD2010 | SD-Pierre-SD | Zone6A | Zone6A(SD-Pierre-SD) | ASHRAE30pct-state-STD2010 | state | SD | 0.0801 | 0.63 | ASHRAE30pct-state-6A_OfficeLarge_STD2010_SD-Pierre-SD.table.csv.gz | Large Office | Pierre Municipal Ap SD USA TMY3 WMO#=726686 | Electricity | 3683.3334 | 743525.0059 | 1056094.4529 | 191161.1126 | 5632122.2673 | 529147.2265 | 658316.6719 | 123802.7788 | 113938.8898 | 532886.1154 | 0 | 0 | 0 | 0 | 9606997.2991 | 0 | 9584677.8545 | 22319.4446 | 551466.6711 | 295.035 | 59556.353 | 84593.1657 | 15312.0051 | 451132.9936 | 42384.6928 | 52731.1654 | 9916.6026 | 9126.5051 | 42684.1778 | 0 | 0 | 0 | 0 | 769520.4837 | 0 | 767732.6961 | 1787.7875 | 44172.4804 | 12.5711 | 2537.6278 | 3604.4176 | 652.427 | 19222.2587 | 1805.9631 | 2246.8144 | 422.535 | 388.8699 | 1818.7238 | 0 | 0 | 0 | 0 | 32788.384 | 0 | 32712.2084 | 76.1756 | 1882.1387 | 7.2293 | 1.3085 | 42.3283 | 4.5064 | 0.84746 | 0 | 5.8696 | 0.025213 | 0 | 3.6477 | 0 | 65.6097 | 65.7625 | 65.7625 | 1
SD_6A_LO_2013_EL | 6A | LO | EL | 17952 | ASHRAE30pct-state-6A | OfficeLarge | STD2013 | SD-Pierre-SD | Zone6A | Zone6A(SD-Pierre-SD) | ASHRAE30pct-state-STD2013 | state | SD | 0.0801 | 0.63 | ASHRAE30pct-state-6A_OfficeLarge_STD2013_SD-Pierre-SD.table.csv.gz | Large Office | Pierre Municipal Ap SD USA TMY3 WMO#=726686 | Electricity | 2000 | 691419.45 | 949002.7854 | 191161.1126 | 5626841.7117 | 528030.5598 | 639400.0051 | 113136.112 | 90602.7785 | 534647.2265 | 15438.889 | 0 | 0 | 0 | 9403855.6308 | 0 | 9381680.6306 | 22175.0002 | 550205.56 | 160.2 | 55382.6979 | 76015.1231 | 15312.0051 | 450710.0211 | 42295.2478 | 51215.9404 | 9062.2026 | 7257.2826 | 42825.2428 | 1236.655 | 0 | 0 | 0 | 753248.836 | 0 | 751472.6185 | 1776.2175 | 44071.4654 | 6.8259 | 2359.7931 | 3238.9171 | 652.427 | 19204.2363 | 1802.1519 | 2182.2524 | 386.13 | 309.2245 | 1824.7344 | 52.6924 | 0 | 0 | 0 | 32095.0677 | 0 | 32019.3852 | 75.6826 | 1877.8345 | 6.4962 | 1.3085 | 42.2836 | 4.3769 | 0.77445 | 0.10568 | 5.3532 | 0.013691 | 0 | 3.6598 | 0 | 64.2201 | 64.3719 | 64.3719 | 2
SD_6A_LO_2010_NG | 6A | LO | NG | 17301 | ASHRAE30pct-state-6A | OfficeLarge | STD2010 | SD-Pierre-SD | Zone6A | Zone6A(SD-Pierre-SD) | ASHRAE30pct-state-STD2010 | state | SD | 0.0801 | 0.63 | ASHRAE30pct-state-6A_OfficeLarge_STD2010_SD-Pierre-SD.table.csv.gz | Large Office | Pierre Municipal Ap SD USA TMY3 WMO#=726686 | Natural Gas | 5373270.035 | 0 | 0 | 0 | 0 | 0 | 0 | 0 | 0 | 0 | 0 | 572765.8856 | 0 | 0 | 5946035.9206 | 0 | 5946035.9206 | 0 | 0 | 33851.6012 | 0 | 0 | 0 | 0 | 0 | 0 | 0 | 0 | 0 | 0 | 3608.4251 | 0 | 0 | 37460.0263 | 0 | 37460.0263 | 0 | 0 | 5373.27 | 0 | 0 | 0 | 0 | 0 | 0 | 0 | 0 | 0 | 0 | 572.7659 | 0 | 0 | 5946.0359 | 0 | 5946.0359 | 0 | 0 | 0 | 0 | 0 | 0 | 0 | 0 | 0 | 10.777 | 1.1488 | 0 | 0 | 11.9258 | 11.9258 | 11.9258 | 1
SD_6A_LO_2013_NG | 6A | LO | NG | 17961 | ASHRAE30pct-state-6A | OfficeLarge | STD2013 | SD-Pierre-SD | Zone6A | Zone6A(SD-Pierre-SD) | ASHRAE30pct-state-STD2013 | state | SD | 0.0801 | 0.63 | ASHRAE30pct-state-6A_OfficeLarge_STD2013_SD-Pierre-SD.table.csv.gz | Large Office | Pierre Municipal Ap SD USA TMY3 WMO#=726686 | Natural Gas | 5741193.6846 | 0 | 0 | 0 | 0 | 0 | 0 | 0 | 0 | 0 | 0 | 572604.7567 | 0 | 0 | 6313807.9195 | 0 | 6313798.4413 | 0 | 0 | 36169.5202 | 0 | 0 | 0 | 0 | 0 | 0 | 0 | 0 | 0 | 0 | 3607.41 | 0 | 0 | 39776.9899 | 0 | 39776.9302 | 0 | 0 | 5741.1937 | 0 | 0 | 0 | 0 | 0 | 0 | 0 | 0 | 0 | 0 | 572.6048 | 0 | 0 | 6313.8079 | 0 | 6313.7984 | 0 | 0 | 0 | 0 | 0 | 0 | 0 | 0 | 0 | 11.5149 | 1.1485 | 0 | 0 | 12.6634 | 12.6634 | 12.6634 | 2
VT_6A_LO_2010_EL | 6A | LO | EL | 17352 | ASHRAE30pct-state-6A | OfficeLarge | STD2010 | VT-Burlington-VT | Zone6A | Zone6A(VT-Burlington-VT) | ASHRAE30pct-state-STD2010 | state | VT | 0.143 | 1.18 | ASHRAE30pct-state-6A_OfficeLarge_STD2010_VT-Burlington-VT.table.csv.gz | Large Office | Burlington International Ap VT USA TMY3 WMO#=726170 | Electricity | 2022.2222 | 603961.1159 | 1056536.1196 | 190427.7793 | 5632122.2673 | 529147.2265 | 612461.116 | 109841.6675 | 91041.6674 | 506338.8929 | 0 | 0 | 0 | 0 | 9356222.2971 | 0 | 9333900.0747 | 22322.2224 | 551469.4489 | 289.1778 | 86366.4396 | 151084.6651 | 27231.1724 | 805393.4842 | 75668.0534 | 87581.9396 | 15707.3585 | 13018.9584 | 72406.4617 | 0 | 0 | 0 | 0 | 1337939.7885 | 0 | 1334747.7107 | 3192.0778 | 78860.1312 | 6.9018 | 2061.3006 | 3605.925 | 649.9241 | 19222.2587 | 1805.9631 | 2090.3108 | 374.8862 | 310.7224 | 1728.1189 | 0 | 0 | 0 | 0 | 31932.4967 | 0 | 31856.3116 | 76.1851 | 1882.1481 | 7.2323 | 1.3035 | 42.3283 | 4.1925 | 0.7519 | 0 | 4.7575 | 0.013843 | 0 | 3.466 | 0 | 63.8931 | 64.0459 | 64.0459 | 1
VT_6A_LO_2013_EL | 6A | LO | EL | 18012 | ASHRAE30pct-state-6A | OfficeLarge | STD2013 | VT-Burlington-VT | Zone6A | Zone6A(VT-Burlington-VT) | ASHRAE30pct-state-STD2013 | state | VT | 0.143 | 1.18 | ASHRAE30pct-state-6A_OfficeLarge_STD2013_VT-Burlington-VT.table.csv.gz | Large Office | Burlington International Ap VT USA TMY3 WMO#=726170 | Electricity | 2872.2222 | 570208.3379 | 948938.8965 | 190427.7793 | 5626841.7117 | 528030.5598 | 598391.6715 | 102711.1119 | 71527.7783 | 509727.7819 | 7338.8889 | 0 | 0 | 0 | 9179197.2957 | 0 | 9157016.7399 | 22180.5557 | 550211.1155 | 410.7278 | 81539.7923 | 135698.2622 | 27231.1724 | 804638.3648 | 75508.37 | 85570.009 | 14687.689 | 10228.4723 | 72891.0728 | 1049.4611 | 0 | 0 | 0 | 1312625.2133 | 0 | 1309453.3938 | 3171.8195 | 78680.1895 | 9.8028 | 1946.1034 | 3238.699 | 649.9241 | 19204.2363 | 1802.1519 | 2042.2922 | 350.5498 | 244.1221 | 1739.6851 | 25.0474 | 0 | 0 | 0 | 31328.3158 | 0 | 31252.6143 | 75.7015 | 1877.8535 | 6.4957 | 1.3035 | 42.2836 | 4.0962 | 0.70309 | 0.050237 | 4.3929 | 0.019661 | 0 | 3.4892 | 0 | 62.6822 | 62.8341 | 62.8341 | 2
VT_6A_LO_2010_NG | 6A | LO | NG | 17361 | ASHRAE30pct-state-6A | OfficeLarge | STD2010 | VT-Burlington-VT | Zone6A | Zone6A(VT-Burlington-VT) | ASHRAE30pct-state-STD2010 | state | VT | 0.143 | 1.18 | ASHRAE30pct-state-6A_OfficeLarge_STD2010_VT-Burlington-VT.table.csv.gz | Large Office | Burlington International Ap VT USA TMY3 WMO#=726170 | Natural Gas | 5283331.6685 | 0 | 0 | 0 | 0 | 0 | 0 | 0 | 0 | 0 | 0 | 572775.3638 | 0 | 0 | 5856107.0323 | 0 | 5856107.0323 | 0 | 0 | 62343.3137 | 0 | 0 | 0 | 0 | 0 | 0 | 0 | 0 | 0 | 0 | 6758.7493 | 0 | 0 | 69102.063 | 0 | 69102.063 | 0 | 0 | 5283.3317 | 0 | 0 | 0 | 0 | 0 | 0 | 0 | 0 | 0 | 0 | 572.7754 | 0 | 0 | 5856.107 | 0 | 5856.107 | 0 | 0 | 0 | 0 | 0 | 0 | 0 | 0 | 0 | 10.5966 | 1.1488 | 0 | 0 | 11.7454 | 11.7454 | 11.7454 | 1
VT_6A_LO_2013_NG | 6A | LO | NG | 18021 | ASHRAE30pct-state-6A | OfficeLarge | STD2013 | VT-Burlington-VT | Zone6A | Zone6A(VT-Burlington-VT) | ASHRAE30pct-state-STD2013 | state | VT | 0.143 | 1.18 | ASHRAE30pct-state-6A_OfficeLarge_STD2013_VT-Burlington-VT.table.csv.gz | Large Office | Burlington International Ap VT USA TMY3 WMO#=726170 | Natural Gas | 6058456.5092 | 0 | 0 | 0 | 0 | 0 | 0 | 0 | 0 | 0 | 0 | 572623.713 | 0 | 0 | 6631080.2223 | 0 | 6631080.2223 | 0 | 0 | 71489.7868 | 0 | 0 | 0 | 0 | 0 | 0 | 0 | 0 | 0 | 0 | 6756.9598 | 0 | 0 | 78246.7466 | 0 | 78246.7466 | 0 | 0 | 6058.4565 | 0 | 0 | 0 | 0 | 0 | 0 | 0 | 0 | 0 | 0 | 572.6237 | 0 | 0 | 6631.0802 | 0 | 6631.0802 | 0 | 0 | 0 | 0 | 0 | 0 | 0 | 0 | 0 | 12.1512 | 1.1485 | 0 | 0 | 13.2997 | 13.2997 | 13.2997 | 2
WI_6A_LO_2010_EL | 6A | LO | EL | 17412 | ASHRAE30pct-state-6A | OfficeLarge | STD2010 | WI-Madison-WI | Zone6A | Zone6A(WI-Madison-WI) | ASHRAE30pct-state-STD2010 | state | WI | 0.1054 | 0.72 | ASHRAE30pct-state-6A_OfficeLarge_STD2010_WI-Madison-WI.table.csv.gz | Large Office | Madison Dane Co Regional Arpt WI USA TMY3 WMO#=726410 | Electricity | 3180.5556 | 757641.6727 | 1054755.564 | 189830.5571 | 5632122.2673 | 529147.2265 | 631388.8939 | 129994.4455 | 81269.4451 | 464030.5593 | 0 | 0 | 0 | 0 | 9495680.6315 | 0 | 9473361.1869 | 22319.4446 | 551466.6711 | 335.2306 | 79855.4323 | 111171.2364 | 20008.1407 | 593625.687 | 55772.1177 | 66548.3894 | 13701.4146 | 8565.7995 | 48908.8209 | 0 | 0 | 0 | 0 | 1000844.7386 | 0 | 998492.2691 | 2352.4695 | 58124.5871 | 10.8551 | 2585.8075 | 3599.848 | 647.8858 | 19222.2587 | 1805.9631 | 2154.9107 | 443.667 | 277.3701 | 1583.7219 | 0 | 0 | 0 | 0 | 32408.4636 | 0 | 32332.2881 | 76.1756 | 1882.1387 | 7.2201 | 1.2994 | 42.3283 | 4.322 | 0.88985 | 0 | 5.7426 | 0.021772 | 0 | 3.1764 | 0 | 64.8477 | 65.0005 | 65.0005 | 1
WI_6A_LO_2013_EL | 6A | LO | EL | 18072 | ASHRAE30pct-state-6A | OfficeLarge | STD2013 | WI-Madison-WI | Zone6A | Zone6A(WI-Madison-WI) | ASHRAE30pct-state-STD2013 | state | WI | 0.1054 | 0.72 | ASHRAE30pct-state-6A_OfficeLarge_STD2013_WI-Madison-WI.table.csv.gz | Large Office | Madison Dane Co Regional Arpt WI USA TMY3 WMO#=726410 | Electricity | 3472.2222 | 705575.0056 | 947825.0076 | 189830.5571 | 5626841.7117 | 528030.5598 | 616197.2272 | 121194.4454 | 112655.5565 | 468033.3371 | 12058.3334 | 0 | 0 | 0 | 9353894.5193 | 0 | 9331713.9635 | 22180.5557 | 550211.1155 | 365.9722 | 74367.6056 | 99900.7558 | 20008.1407 | 593069.1164 | 55654.421 | 64947.1877 | 12773.8945 | 11873.8957 | 49330.7137 | 1270.9483 | 0 | 0 | 0 | 985900.4823 | 0 | 983562.6518 | 2337.8306 | 57992.2516 | 11.8506 | 2408.1056 | 3234.8974 | 647.8858 | 19204.2363 | 1802.1519 | 2103.062 | 413.6329 | 384.4899 | 1597.3833 | 41.1547 | 0 | 0 | 0 | 31924.552 | 0 | 31848.8505 | 75.7015 | 1877.8535 | 6.4881 | 1.2994 | 42.2836 | 4.218 | 0.82961 | 0.082543 | 5.601 | 0.023768 | 0 | 3.2038 | 0 | 63.8781 | 64.0299 | 64.0299 | 2
WI_6A_LO_2010_NG | 6A | LO | NG | 17421 | ASHRAE30pct-state-6A | OfficeLarge | STD2010 | WI-Madison-WI | Zone6A | Zone6A(WI-Madison-WI) | ASHRAE30pct-state-STD2010 | state | WI | 0.1054 | 0.72 | ASHRAE30pct-state-6A_OfficeLarge_STD2010_WI-Madison-WI.table.csv.gz | Large Office | Madison Dane Co Regional Arpt WI USA TMY3 WMO#=726410 | Natural Gas | 5847491.3746 | 0 | 0 | 0 | 0 | 0 | 0 | 0 | 0 | 0 | 0 | 572784.842 | 0 | 0 | 6420285.6948 | 0 | 6420276.2166 | 0 | 0 | 42101.9379 | 0 | 0 | 0 | 0 | 0 | 0 | 0 | 0 | 0 | 0 | 4124.0509 | 0 | 0 | 46226.057 | 0 | 46225.9888 | 0 | 0 | 5847.4914 | 0 | 0 | 0 | 0 | 0 | 0 | 0 | 0 | 0 | 0 | 572.7848 | 0 | 0 | 6420.2857 | 0 | 6420.2762 | 0 | 0 | 0 | 0 | 0 | 0 | 0 | 0 | 0 | 11.7281 | 1.1488 | 0 | 0 | 12.8769 | 12.8769 | 12.8769 | 1
WI_6A_LO_2013_NG | 6A | LO | NG | 18081 | ASHRAE30pct-state-6A | OfficeLarge | STD2013 | WI-Madison-WI | Zone6A | Zone6A(WI-Madison-WI) | ASHRAE30pct-state-STD2013 | state | WI | 0.1054 | 0.72 | ASHRAE30pct-state-6A_OfficeLarge_STD2013_WI-Madison-WI.table.csv.gz | Large Office | Madison Dane Co Regional Arpt WI USA TMY3 WMO#=726410 | Natural Gas | 6241100.8682 | 0 | 0 | 0 | 0 | 0 | 0 | 0 | 0 | 0 | 0 | 572623.713 | 0 | 0 | 6813724.5813 | 0 | 6813724.5813 | 0 | 0 | 44935.9263 | 0 | 0 | 0 | 0 | 0 | 0 | 0 | 0 | 0 | 0 | 4122.8907 | 0 | 0 | 49058.817 | 0 | 49058.817 | 0 | 0 | 6241.1009 | 0 | 0 | 0 | 0 | 0 | 0 | 0 | 0 | 0 | 0 | 572.6237 | 0 | 0 | 6813.7246 | 0 | 6813.7246 | 0 | 0 | 0 | 0 | 0 | 0 | 0 | 0 | 0 | 12.5176 | 1.1485 | 0 | 0 | 13.666 | 13.666 | 13.666 | 2
CA_6B_LO_2010_EL | 6B | LO | EL | 18552 | ASHRAE30pct-state-6B | OfficeLarge | STD2010 | CA-Eagle-CA | Zone6B | Zone6B(CA-Eagle-CA) | ASHRAE30pct-state-STD2010 | state | CA | 0.136 | 0.7 | ASHRAE30pct-state-6B_OfficeLarge_STD2010_CA-Eagle-CA.table.csv.gz | Large Office | Eagle County Ap CO USA TMY3 WMO#=724675 | Electricity | 30513.8891 | 524319.4486 | 1052013.8973 | 189336.1126 | 5632122.2673 | 529147.2265 | 802702.7842 | 83652.7784 | 32697.2225 | 776444.4507 | 0 | 0 | 0 | 0 | 9675266.7441 | 0 | 9652950.0772 | 22316.6668 | 551463.8933 | 4149.8889 | 71307.445 | 143073.89 | 25749.7113 | 765968.6283 | 71964.0228 | 109167.5787 | 11376.7779 | 4446.8223 | 105596.4453 | 0 | 0 | 0 | 0 | 1315836.2772 | 0 | 1312801.2105 | 3035.0667 | 74999.0895 | 104.143 | 1789.486 | 3590.4908 | 646.1983 | 19222.2587 | 1805.9631 | 2739.5997 | 285.5043 | 111.5946 | 2649.9808 | 0 | 0 | 0 | 0 | 33021.3855 | 0 | 32945.2194 | 76.1661 | 1882.1292 | 7.2013 | 1.2961 | 42.3283 | 5.4947 | 0.57263 | 0 | 3.8129 | 0.20888 | 0 | 5.315 | 0 | 66.077 | 66.2298 | 66.2298 | 1
CA_6B_LO_2013_EL | 6B | LO | EL | 18972 | ASHRAE30pct-state-6B | OfficeLarge | STD2013 | CA-Eagle-CA | Zone6B | Zone6B(CA-Eagle-CA) | ASHRAE30pct-state-STD2013 | state | CA | 0.136 | 0.7 | ASHRAE30pct-state-6B_OfficeLarge_STD2013_CA-Eagle-CA.table.csv.gz | Large Office | Eagle County Ap CO USA TMY3 WMO#=724675 | Electricity | 13038.889 | 497097.2262 | 945297.2298 | 189336.1126 | 5626841.7117 | 528030.5598 | 797825.0064 | 79000.0006 | 20780.5557 | 765411.1172 | 8997.2223 | 0 | 0 | 0 | 9493833.4093 | 0 | 9471655.6313 | 22177.778 | 550208.3377 | 1773.2889 | 67605.2228 | 128560.4233 | 25749.7113 | 765250.4728 | 71812.1561 | 108504.2009 | 10744.0001 | 2826.1556 | 104095.9119 | 1223.6222 | 0 | 0 | 0 | 1291161.3437 | 0 | 1288145.1659 | 3016.1778 | 74828.3339 | 44.5013 | 1696.5774 | 3226.2701 | 646.1983 | 19204.2363 | 1802.1519 | 2722.952 | 269.6246 | 70.9234 | 2612.3244 | 30.7072 | 0 | 0 | 0 | 32402.1591 | 0 | 32326.467 | 75.6921 | 1877.844 | 6.4708 | 1.2961 | 42.2836 | 5.4613 | 0.54078 | 0.061588 | 3.545 | 0.089255 | 0 | 5.2394 | 0 | 64.836 | 64.9878 | 64.9878 | 2
CA_6B_LO_2010_NG | 6B | LO | NG | 18561 | ASHRAE30pct-state-6B | OfficeLarge | STD2010 | CA-Eagle-CA | Zone6B | Zone6B(CA-Eagle-CA) | ASHRAE30pct-state-STD2010 | state | CA | 0.136 | 0.7 | ASHRAE30pct-state-6B_OfficeLarge_STD2010_CA-Eagle-CA.table.csv.gz | Large Office | Eagle County Ap CO USA TMY3 WMO#=724675 | Natural Gas | 3302090.5862 | 0 | 0 | 0 | 0 | 0 | 0 | 0 | 0 | 0 | 0 | 576983.6718 | 0 | 0 | 3879074.258 | 0 | 3879074.258 | 0 | 0 | 23114.6341 | 0 | 0 | 0 | 0 | 0 | 0 | 0 | 0 | 0 | 0 | 4038.8857 | 0 | 0 | 27153.5198 | 0 | 27153.5198 | 0 | 0 | 3302.0906 | 0 | 0 | 0 | 0 | 0 | 0 | 0 | 0 | 0 | 0 | 576.9837 | 0 | 0 | 3879.0743 | 0 | 3879.0743 | 0 | 0 | 0 | 0 | 0 | 0 | 0 | 0 | 0 | 6.6229 | 1.1572 | 0 | 0 | 7.7801 | 7.7801 | 7.7801 | 1
CA_6B_LO_2013_NG | 6B | LO | NG | 18981 | ASHRAE30pct-state-6B | OfficeLarge | STD2013 | CA-Eagle-CA | Zone6B | Zone6B(CA-Eagle-CA) | ASHRAE30pct-state-STD2013 | state | CA | 0.136 | 0.7 | ASHRAE30pct-state-6B_OfficeLarge_STD2013_CA-Eagle-CA.table.csv.gz | Large Office | Eagle County Ap CO USA TMY3 WMO#=724675 | Natural Gas | 3630386.0021 | 0 | 0 | 0 | 0 | 0 | 0 | 0 | 0 | 0 | 0 | 576803.5865 | 0 | 0 | 4207189.5886 | 0 | 4207189.5886 | 0 | 0 | 25412.702 | 0 | 0 | 0 | 0 | 0 | 0 | 0 | 0 | 0 | 0 | 4037.6251 | 0 | 0 | 29450.3271 | 0 | 29450.3271 | 0 | 0 | 3630.386 | 0 | 0 | 0 | 0 | 0 | 0 | 0 | 0 | 0 | 0 | 576.8036 | 0 | 0 | 4207.1896 | 0 | 4207.1896 | 0 | 0 | 0 | 0 | 0 | 0 | 0 | 0 | 0 | 7.2813 | 1.1569 | 0 | 0 | 8.4382 | 8.4382 | 8.4382 | 2
CO_6B_LO_2010_EL | 6B | LO | EL | 18612 | ASHRAE30pct-state-6B | OfficeLarge | STD2010 | CO-EagleCounty-CO | Zone6B | Zone6B(CO-EagleCounty-CO) | ASHRAE30pct-state-STD2010 | state | CO | 0.0934 | 0.73 | ASHRAE30pct-state-6B_OfficeLarge_STD2010_CO-EagleCounty-CO.table.csv.gz | Large Office | Eagle County Ap CO USA TMY3 WMO#=724675 | Electricity | 30513.8891 | 524319.4486 | 1052013.8973 | 189336.1126 | 5632122.2673 | 529147.2265 | 802702.7842 | 83652.7784 | 32697.2225 | 776444.4507 | 0 | 0 | 0 | 0 | 9675266.7441 | 0 | 9652950.0772 | 22316.6668 | 551463.8933 | 2849.9972 | 48971.4365 | 98258.098 | 17683.9929 | 526040.2198 | 49422.351 | 74972.44 | 7813.1695 | 3053.9206 | 72519.9117 | 0 | 0 | 0 | 0 | 903669.9139 | 0 | 901585.5372 | 2084.3767 | 51506.7276 | 104.143 | 1789.486 | 3590.4908 | 646.1983 | 19222.2587 | 1805.9631 | 2739.5997 | 285.5043 | 111.5946 | 2649.9808 | 0 | 0 | 0 | 0 | 33021.3855 | 0 | 32945.2194 | 76.1661 | 1882.1292 | 7.2013 | 1.2961 | 42.3283 | 5.4947 | 0.57263 | 0 | 3.8129 | 0.20888 | 0 | 5.315 | 0 | 66.077 | 66.2298 | 66.2298 | 1
CO_6B_LO_2013_EL | 6B | LO | EL | 19032 | ASHRAE30pct-state-6B | OfficeLarge | STD2013 | CO-EagleCounty-CO | Zone6B | Zone6B(CO-EagleCounty-CO) | ASHRAE30pct-state-STD2013 | state | CO | 0.0934 | 0.73 | ASHRAE30pct-state-6B_OfficeLarge_STD2013_CO-EagleCounty-CO.table.csv.gz | Large Office | Eagle County Ap CO USA TMY3 WMO#=724675 | Electricity | 13038.889 | 497097.2262 | 945297.2298 | 189336.1126 | 5626841.7117 | 528030.5598 | 797825.0064 | 79000.0006 | 20780.5557 | 765411.1172 | 8997.2223 | 0 | 0 | 0 | 9493833.4093 | 0 | 9471655.6313 | 22177.778 | 550208.3377 | 1217.8322 | 46428.8809 | 88290.7613 | 17683.9929 | 525547.0159 | 49318.0543 | 74516.8556 | 7378.6001 | 1940.9039 | 71489.3983 | 840.3406 | 0 | 0 | 0 | 886724.0404 | 0 | 884652.636 | 2071.4045 | 51389.4587 | 44.5013 | 1696.5774 | 3226.2701 | 646.1983 | 19204.2363 | 1802.1519 | 2722.952 | 269.6246 | 70.9234 | 2612.3244 | 30.7072 | 0 | 0 | 0 | 32402.1591 | 0 | 32326.467 | 75.6921 | 1877.844 | 6.4708 | 1.2961 | 42.2836 | 5.4613 | 0.54078 | 0.061588 | 3.545 | 0.089255 | 0 | 5.2394 | 0 | 64.836 | 64.9878 | 64.9878 | 2
CO_6B_LO_2010_NG | 6B | LO | NG | 18621 | ASHRAE30pct-state-6B | OfficeLarge | STD2010 | CO-EagleCounty-CO | Zone6B | Zone6B(CO-EagleCounty-CO) | ASHRAE30pct-state-STD2010 | state | CO | 0.0934 | 0.73 | ASHRAE30pct-state-6B_OfficeLarge_STD2010_CO-EagleCounty-CO.table.csv.gz | Large Office | Eagle County Ap CO USA TMY3 WMO#=724675 | Natural Gas | 3302090.5862 | 0 | 0 | 0 | 0 | 0 | 0 | 0 | 0 | 0 | 0 | 576983.6718 | 0 | 0 | 3879074.258 | 0 | 3879074.258 | 0 | 0 | 24105.2613 | 0 | 0 | 0 | 0 | 0 | 0 | 0 | 0 | 0 | 0 | 4211.9808 | 0 | 0 | 28317.2421 | 0 | 28317.2421 | 0 | 0 | 3302.0906 | 0 | 0 | 0 | 0 | 0 | 0 | 0 | 0 | 0 | 0 | 576.9837 | 0 | 0 | 3879.0743 | 0 | 3879.0743 | 0 | 0 | 0 | 0 | 0 | 0 | 0 | 0 | 0 | 6.6229 | 1.1572 | 0 | 0 | 7.7801 | 7.7801 | 7.7801 | 1
CO_6B_LO_2013_NG | 6B | LO | NG | 19041 | ASHRAE30pct-state-6B | OfficeLarge | STD2013 | CO-EagleCounty-CO | Zone6B | Zone6B(CO-EagleCounty-CO) | ASHRAE30pct-state-STD2013 | state | CO | 0.0934 | 0.73 | ASHRAE30pct-state-6B_OfficeLarge_STD2013_CO-EagleCounty-CO.table.csv.gz | Large Office | Eagle County Ap CO USA TMY3 WMO#=724675 | Natural Gas | 3630386.0021 | 0 | 0 | 0 | 0 | 0 | 0 | 0 | 0 | 0 | 0 | 576803.5865 | 0 | 0 | 4207189.5886 | 0 | 4207189.5886 | 0 | 0 | 26501.8178 | 0 | 0 | 0 | 0 | 0 | 0 | 0 | 0 | 0 | 0 | 4210.6662 | 0 | 0 | 30712.484 | 0 | 30712.484 | 0 | 0 | 3630.386 | 0 | 0 | 0 | 0 | 0 | 0 | 0 | 0 | 0 | 0 | 576.8036 | 0 | 0 | 4207.1896 | 0 | 4207.1896 | 0 | 0 | 0 | 0 | 0 | 0 | 0 | 0 | 0 | 7.2813 | 1.1569 | 0 | 0 | 8.4382 | 8.4382 | 8.4382 | 2
ID_6B_LO_2010_EL | 6B | LO | EL | 18672 | ASHRAE30pct-state-6B | OfficeLarge | STD2010 | ID-Pocatello-ID | Zone6B | Zone6B(ID-Pocatello-ID) | ASHRAE30pct-state-STD2010 | state | ID | 0.0683 | 0.73 | ASHRAE30pct-state-6B_OfficeLarge_STD2010_ID-Pocatello-ID.table.csv.gz | Large Office | Pocatello Regional Ap ID USA TMY3 WMO#=725780 | Electricity | 27727.778 | 641225.0051 | 1053166.6751 | 188711.1126 | 5632122.2673 | 529147.2265 | 747066.6726 | 100869.4453 | 49275.0004 | 728919.4503 | 0 | 0 | 0 | 0 | 9720541.7444 | 0 | 9698230.6331 | 22311.1113 | 551458.3377 | 1893.8072 | 43795.6679 | 71931.2839 | 12888.969 | 384673.9509 | 36140.7556 | 51024.6537 | 6889.3831 | 3365.4825 | 49785.1985 | 0 | 0 | 0 | 0 | 663913.0011 | 0 | 662389.1522 | 1523.8489 | 37664.6045 | 94.634 | 2188.4811 | 3594.4252 | 644.0652 | 19222.2587 | 1805.9631 | 2549.7154 | 344.2643 | 168.174 | 2487.7795 | 0 | 0 | 0 | 0 | 33175.9076 | 0 | 33099.7605 | 76.1471 | 1882.1102 | 7.2092 | 1.2918 | 42.3283 | 5.1139 | 0.69048 | 0 | 4.7267 | 0.1898 | 0 | 4.9896 | 0 | 66.387 | 66.5397 | 66.5397 | 1
ID_6B_LO_2013_EL | 6B | LO | EL | 19092 | ASHRAE30pct-state-6B | OfficeLarge | STD2013 | ID-Pocatello-ID | Zone6B | Zone6B(ID-Pocatello-ID) | ASHRAE30pct-state-STD2013 | state | ID | 0.0683 | 0.73 | ASHRAE30pct-state-6B_OfficeLarge_STD2013_ID-Pocatello-ID.table.csv.gz | Large Office | Pocatello Regional Ap ID USA TMY3 WMO#=725780 | Electricity | 10222.2223 | 574580.5602 | 945844.452 | 188711.1126 | 5626841.7117 | 528030.5598 | 736422.2281 | 88847.2229 | 30263.8891 | 718519.4502 | 14238.889 | 0 | 0 | 0 | 9484697.2981 | 0 | 9462522.2979 | 22175.0002 | 550205.56 | 698.1778 | 39243.8523 | 64601.1761 | 12888.969 | 384313.2889 | 36064.4872 | 50297.6382 | 6068.2653 | 2067.0236 | 49074.8784 | 972.5161 | 0 | 0 | 0 | 647804.8255 | 0 | 646290.2729 | 1514.5525 | 37579.0397 | 34.8881 | 1961.0256 | 3228.1378 | 644.0652 | 19204.2363 | 1802.1519 | 2513.3862 | 303.2328 | 103.2897 | 2452.2846 | 48.5969 | 0 | 0 | 0 | 32370.9779 | 0 | 32295.2953 | 75.6826 | 1877.8345 | 6.4746 | 1.2918 | 42.2836 | 5.041 | 0.60818 | 0.097469 | 4.1403 | 0.069974 | 0 | 4.9185 | 0 | 64.7735 | 64.9253 | 64.9253 | 2
ID_6B_LO_2010_NG | 6B | LO | NG | 18681 | ASHRAE30pct-state-6B | OfficeLarge | STD2010 | ID-Pocatello-ID | Zone6B | Zone6B(ID-Pocatello-ID) | ASHRAE30pct-state-STD2010 | state | ID | 0.0683 | 0.73 | ASHRAE30pct-state-6B_OfficeLarge_STD2010_ID-Pocatello-ID.table.csv.gz | Large Office | Pocatello Regional Ap ID USA TMY3 WMO#=725780 | Natural Gas | 3436784.8771 | 0 | 0 | 0 | 0 | 0 | 0 | 0 | 0 | 0 | 0 | 576983.6718 | 0 | 0 | 4013768.5489 | 0 | 4013768.5489 | 0 | 0 | 25088.5296 | 0 | 0 | 0 | 0 | 0 | 0 | 0 | 0 | 0 | 0 | 4211.9808 | 0 | 0 | 29300.5104 | 0 | 29300.5104 | 0 | 0 | 3436.7849 | 0 | 0 | 0 | 0 | 0 | 0 | 0 | 0 | 0 | 0 | 576.9837 | 0 | 0 | 4013.7685 | 0 | 4013.7685 | 0 | 0 | 0 | 0 | 0 | 0 | 0 | 0 | 0 | 6.893 | 1.1572 | 0 | 0 | 8.0503 | 8.0503 | 8.0503 | 1
ID_6B_LO_2013_NG | 6B | LO | NG | 19101 | ASHRAE30pct-state-6B | OfficeLarge | STD2013 | ID-Pocatello-ID | Zone6B | Zone6B(ID-Pocatello-ID) | ASHRAE30pct-state-STD2013 | state | ID | 0.0683 | 0.73 | ASHRAE30pct-state-6B_OfficeLarge_STD2013_ID-Pocatello-ID.table.csv.gz | Large Office | Pocatello Regional Ap ID USA TMY3 WMO#=725780 | Natural Gas | 4127885.7302 | 0 | 0 | 0 | 0 | 0 | 0 | 0 | 0 | 0 | 0 | 576832.0211 | 0 | 0 | 4704717.7512 | 0 | 4704717.7512 | 0 | 0 | 30133.5658 | 0 | 0 | 0 | 0 | 0 | 0 | 0 | 0 | 0 | 0 | 4210.8738 | 0 | 0 | 34344.4396 | 0 | 34344.4396 | 0 | 0 | 4127.8857 | 0 | 0 | 0 | 0 | 0 | 0 | 0 | 0 | 0 | 0 | 576.832 | 0 | 0 | 4704.7178 | 0 | 4704.7178 | 0 | 0 | 0 | 0 | 0 | 0 | 0 | 0 | 0 | 8.2792 | 1.1569 | 0 | 0 | 9.4361 | 9.4361 | 9.4361 | 2
MT_6B_LO_2010_EL | 6B | LO | EL | 18732 | ASHRAE30pct-state-6B | OfficeLarge | STD2010 | MT-Helena-MT | Zone6B | Zone6B(MT-Helena-MT) | ASHRAE30pct-state-STD2010 | state | MT | 0.0916 | 0.78 | ASHRAE30pct-state-6B_OfficeLarge_STD2010_MT-Helena-MT.table.csv.gz | Large Office | Helena Regional Airport MT USA TMY3 WMO#=727720 | Electricity | 10955.5556 | 525672.2264 | 1056383.3418 | 189011.1126 | 5632122.2673 | 529147.2265 | 713769.4502 | 85419.4451 | 38497.2225 | 737847.2281 | 0 | 0 | 0 | 0 | 9541147.2986 | 0 | 9518825.0762 | 22322.2224 | 551469.4489 | 1003.5289 | 48151.5759 | 96764.7141 | 17313.4179 | 515902.3997 | 48469.8859 | 65381.2816 | 7824.4212 | 3526.3456 | 67586.8061 | 0 | 0 | 0 | 0 | 873969.0925 | 0 | 871924.377 | 2044.7156 | 50514.6015 | 37.391 | 1794.103 | 3605.4036 | 645.0891 | 19222.2587 | 1805.9631 | 2436.073 | 291.5339 | 131.3898 | 2518.2497 | 0 | 0 | 0 | 0 | 32563.64 | 0 | 32487.4549 | 76.1851 | 1882.1481 | 7.2312 | 1.2938 | 42.3283 | 4.8859 | 0.58472 | 0 | 3.8619 | 0.074994 | 0 | 5.0508 | 0 | 65.1589 | 65.3117 | 65.3117 | 1
MT_6B_LO_2013_EL | 6B | LO | EL | 19152 | ASHRAE30pct-state-6B | OfficeLarge | STD2013 | MT-Helena-MT | Zone6B | Zone6B(MT-Helena-MT) | ASHRAE30pct-state-STD2013 | state | MT | 0.0916 | 0.78 | ASHRAE30pct-state-6B_OfficeLarge_STD2013_MT-Helena-MT.table.csv.gz | Large Office | Helena Regional Airport MT USA TMY3 WMO#=727720 | Electricity | 1763.8889 | 500541.6707 | 948041.6743 | 189011.1126 | 5626841.7117 | 528030.5598 | 698302.7834 | 81069.4451 | 24352.778 | 736013.8948 | 8341.6667 | 0 | 0 | 0 | 9364491.7416 | 0 | 9342311.1858 | 22180.5557 | 550211.1155 | 161.5722 | 45849.617 | 86840.6174 | 17313.4179 | 515418.7008 | 48367.5993 | 63964.535 | 7425.9612 | 2230.7145 | 67418.8728 | 764.0967 | 0 | 0 | 0 | 857787.4435 | 0 | 855755.7046 | 2031.7389 | 50399.3382 | 6.0201 | 1708.3332 | 3235.6368 | 645.0891 | 19204.2363 | 1802.1519 | 2383.2858 | 276.6875 | 83.1153 | 2511.9926 | 28.4698 | 0 | 0 | 0 | 31960.72 | 0 | 31885.0185 | 75.7015 | 1877.8535 | 6.4896 | 1.2938 | 42.2836 | 4.7801 | 0.55494 | 0.057101 | 3.593 | 0.012074 | 0 | 5.0382 | 0 | 63.9506 | 64.1025 | 64.1025 | 2
MT_6B_LO_2010_NG | 6B | LO | NG | 18741 | ASHRAE30pct-state-6B | OfficeLarge | STD2010 | MT-Helena-MT | Zone6B | Zone6B(MT-Helena-MT) | ASHRAE30pct-state-STD2010 | state | MT | 0.0916 | 0.78 | ASHRAE30pct-state-6B_OfficeLarge_STD2010_MT-Helena-MT.table.csv.gz | Large Office | Helena Regional Airport MT USA TMY3 WMO#=727720 | Natural Gas | 3757535.6687 | 0 | 0 | 0 | 0 | 0 | 0 | 0 | 0 | 0 | 0 | 577012.1063 | 0 | 0 | 4334557.2532 | 0 | 4334547.775 | 0 | 0 | 29308.7782 | 0 | 0 | 0 | 0 | 0 | 0 | 0 | 0 | 0 | 0 | 4500.6944 | 0 | 0 | 33809.5466 | 0 | 33809.4726 | 0 | 0 | 3757.5357 | 0 | 0 | 0 | 0 | 0 | 0 | 0 | 0 | 0 | 0 | 577.0121 | 0 | 0 | 4334.5573 | 0 | 4334.5478 | 0 | 0 | 0 | 0 | 0 | 0 | 0 | 0 | 0 | 7.5364 | 1.1573 | 0 | 0 | 8.6936 | 8.6937 | 8.6936 | 1
MT_6B_LO_2013_NG | 6B | LO | NG | 19161 | ASHRAE30pct-state-6B | OfficeLarge | STD2013 | MT-Helena-MT | Zone6B | Zone6B(MT-Helena-MT) | ASHRAE30pct-state-STD2013 | state | MT | 0.0916 | 0.78 | ASHRAE30pct-state-6B_OfficeLarge_STD2013_MT-Helena-MT.table.csv.gz | Large Office | Helena Regional Airport MT USA TMY3 WMO#=727720 | Natural Gas | 4524935.7999 | 0 | 0 | 0 | 0 | 0 | 0 | 0 | 0 | 0 | 0 | 576841.4992 | 0 | 0 | 5101777.2991 | 0 | 5101777.2991 | 0 | 0 | 35294.4992 | 0 | 0 | 0 | 0 | 0 | 0 | 0 | 0 | 0 | 0 | 4499.3637 | 0 | 0 | 39793.8629 | 0 | 39793.8629 | 0 | 0 | 4524.9358 | 0 | 0 | 0 | 0 | 0 | 0 | 0 | 0 | 0 | 0 | 576.8415 | 0 | 0 | 5101.7773 | 0 | 5101.7773 | 0 | 0 | 0 | 0 | 0 | 0 | 0 | 0 | 0 | 9.0755 | 1.157 | 0 | 0 | 10.2325 | 10.2325 | 10.2325 | 2
UT_6B_LO_2010_EL | 6B | LO | EL | 18792 | ASHRAE30pct-state-6B | OfficeLarge | STD2010 | UT-Vernal-UT | Zone6B | Zone6B(UT-Vernal-UT) | ASHRAE30pct-state-STD2010 | state | UT | 0.0805 | 0.69 | ASHRAE30pct-state-6B_OfficeLarge_STD2010_UT-Vernal-UT.table.csv.gz | Large Office | Vernal UT USA TMY3 WMO#=725705 | Electricity | 30669.4447 | 684986.1166 | 1052627.7862 | 188794.446 | 5632122.2673 | 529147.2265 | 788636.1174 | 106152.7786 | 53236.1115 | 711275.0057 | 0 | 0 | 0 | 0 | 9799963.9673 | 0 | 9777647.3004 | 22316.6668 | 551463.8933 | 2468.8903 | 55141.3824 | 84736.5368 | 15197.9529 | 453385.8425 | 42596.3517 | 63485.2075 | 8545.2987 | 4285.507 | 57257.638 | 0 | 0 | 0 | 0 | 788897.0994 | 0 | 787100.6077 | 1796.4917 | 44392.8434 | 104.6739 | 2337.8364 | 3592.586 | 644.3496 | 19222.2587 | 1805.9631 | 2691.5906 | 362.2961 | 181.6932 | 2427.5595 | 0 | 0 | 0 | 0 | 33446.9732 | 0 | 33370.8071 | 76.1661 | 1882.1292 | 7.2055 | 1.2923 | 42.3283 | 5.3984 | 0.72664 | 0 | 5.0533 | 0.20994 | 0 | 4.8689 | 0 | 66.9306 | 67.0834 | 67.0834 | 1
UT_6B_LO_2013_EL | 6B | LO | EL | 19212 | ASHRAE30pct-state-6B | OfficeLarge | STD2013 | UT-Vernal-UT | Zone6B | Zone6B(UT-Vernal-UT) | ASHRAE30pct-state-STD2013 | state | UT | 0.0805 | 0.69 | ASHRAE30pct-state-6B_OfficeLarge_STD2013_UT-Vernal-UT.table.csv.gz | Large Office | Vernal UT USA TMY3 WMO#=725705 | Electricity | 10200.0001 | 623794.4494 | 945913.8965 | 188794.446 | 5626841.7117 | 528030.5598 | 780072.2285 | 92519.4452 | 32575.0003 | 694727.7833 | 15486.1112 | 0 | 0 | 0 | 9561127.8543 | 0 | 9538955.6319 | 22172.2224 | 550202.7822 | 821.1 | 50215.4532 | 76146.0687 | 15197.9529 | 452960.7578 | 42506.4601 | 62795.8144 | 7447.8153 | 2622.2875 | 55925.5866 | 1246.632 | 0 | 0 | 0 | 769670.7923 | 0 | 767885.9284 | 1784.8639 | 44291.324 | 34.8123 | 2128.9911 | 3228.3748 | 644.3496 | 19204.2363 | 1802.1519 | 2662.3623 | 315.766 | 111.1775 | 2371.0844 | 52.8536 | 0 | 0 | 0 | 32631.833 | 0 | 32556.1599 | 75.6731 | 1877.825 | 6.475 | 1.2923 | 42.2835 | 5.3398 | 0.63332 | 0.10601 | 4.493 | 0.069822 | 0 | 4.7556 | 0 | 65.2967 | 65.4485 | 65.4485 | 2
UT_6B_LO_2010_NG | 6B | LO | NG | 18801 | ASHRAE30pct-state-6B | OfficeLarge | STD2010 | UT-Vernal-UT | Zone6B | Zone6B(UT-Vernal-UT) | ASHRAE30pct-state-STD2010 | state | UT | 0.0805 | 0.69 | ASHRAE30pct-state-6B_OfficeLarge_STD2010_UT-Vernal-UT.table.csv.gz | Large Office | Vernal UT USA TMY3 WMO#=725705 | Natural Gas | 2439406.3999 | 0 | 0 | 0 | 0 | 0 | 0 | 0 | 0 | 0 | 0 | 576964.7155 | 0 | 0 | 3016371.1154 | 0 | 3016371.1154 | 0 | 0 | 16831.9042 | 0 | 0 | 0 | 0 | 0 | 0 | 0 | 0 | 0 | 0 | 3981.0565 | 0 | 0 | 20812.9607 | 0 | 20812.9607 | 0 | 0 | 2439.4064 | 0 | 0 | 0 | 0 | 0 | 0 | 0 | 0 | 0 | 0 | 576.9647 | 0 | 0 | 3016.3711 | 0 | 3016.3711 | 0 | 0 | 0 | 0 | 0 | 0 | 0 | 0 | 0 | 4.8926 | 1.1572 | 0 | 0 | 6.0498 | 6.0498 | 6.0498 | 1
UT_6B_LO_2013_NG | 6B | LO | NG | 19221 | ASHRAE30pct-state-6B | OfficeLarge | STD2013 | UT-Vernal-UT | Zone6B | Zone6B(UT-Vernal-UT) | ASHRAE30pct-state-STD2013 | state | UT | 0.0805 | 0.69 | ASHRAE30pct-state-6B_OfficeLarge_STD2013_UT-Vernal-UT.table.csv.gz | Large Office | Vernal UT USA TMY3 WMO#=725705 | Natural Gas | 2906206.3315 | 0 | 0 | 0 | 0 | 0 | 0 | 0 | 0 | 0 | 0 | 576794.1084 | 0 | 0 | 3483000.4399 | 0 | 3483000.4399 | 0 | 0 | 20052.8237 | 0 | 0 | 0 | 0 | 0 | 0 | 0 | 0 | 0 | 0 | 3979.8793 | 0 | 0 | 24032.703 | 0 | 24032.703 | 0 | 0 | 2906.2063 | 0 | 0 | 0 | 0 | 0 | 0 | 0 | 0 | 0 | 0 | 576.7941 | 0 | 0 | 3483.0004 | 0 | 3483.0004 | 0 | 0 | 0 | 0 | 0 | 0 | 0 | 0 | 0 | 5.8289 | 1.1569 | 0 | 0 | 6.9857 | 6.9857 | 6.9857 | 2
WA_6B_LO_2010_EL | 6B | LO | EL | 18852 | ASHRAE30pct-state-6B | OfficeLarge | STD2010 | WA-Kalispell-MT | Zone6B | Zone6B(WA-Kalispell-MT) | ASHRAE30pct-state-STD2010 | state | WA | 0.0767 | 0.96 | ASHRAE30pct-state-6B_OfficeLarge_STD2010_WA-Kalispell-MT.table.csv.gz | Large Office | Kalispell Glacier Pk IntL Ar MT USA TMY3 WMO#=727790 | Electricity | 7152.7778 | 495191.6706 | 1056522.2307 | 188891.6682 | 5632122.2673 | 529147.2265 | 685961.1166 | 78997.2229 | 40102.7781 | 631555.5606 | 0 | 0 | 0 | 0 | 9367963.9638 | 0 | 9345644.5192 | 22319.4446 | 551466.6711 | 548.6181 | 37981.2011 | 81035.2551 | 14487.9909 | 431983.7779 | 40585.5923 | 52613.2176 | 6059.087 | 3075.8831 | 48440.3115 | 0 | 0 | 0 | 0 | 718522.836 | 0 | 716810.9346 | 1711.9014 | 42297.4937 | 24.4122 | 1690.0738 | 3605.8776 | 644.6814 | 19222.2587 | 1805.9631 | 2341.164 | 269.6151 | 136.8695 | 2155.4796 | 0 | 0 | 0 | 0 | 31972.5706 | 0 | 31896.395 | 76.1756 | 1882.1387 | 7.2322 | 1.293 | 42.3283 | 4.6956 | 0.54076 | 0 | 3.6642 | 0.048963 | 0 | 4.3232 | 0 | 63.9735 | 64.1262 | 64.1262 | 1
WA_6B_LO_2013_EL | 6B | LO | EL | 19272 | ASHRAE30pct-state-6B | OfficeLarge | STD2013 | WA-Kalispell-MT | Zone6B | Zone6B(WA-Kalispell-MT) | ASHRAE30pct-state-STD2013 | state | WA | 0.0767 | 0.96 | ASHRAE30pct-state-6B_OfficeLarge_STD2013_WA-Kalispell-MT.table.csv.gz | Large Office | Kalispell Glacier Pk IntL Ar MT USA TMY3 WMO#=727790 | Electricity | 1452.7778 | 476733.3371 | 948030.5631 | 188891.6682 | 5626841.7117 | 528030.5598 | 671533.3387 | 79147.2229 | 25197.2224 | 631663.8939 | 8580.5556 | 0 | 0 | 0 | 9208280.6292 | 0 | 9186102.8513 | 22177.778 | 550208.3377 | 111.4281 | 36565.447 | 72713.9442 | 14487.9909 | 431578.7593 | 40499.9439 | 51506.6071 | 6070.592 | 1932.627 | 48448.6207 | 658.1286 | 0 | 0 | 0 | 706275.1243 | 0 | 704574.0887 | 1701.0356 | 42200.9795 | 4.9583 | 1627.0761 | 3235.5989 | 644.6814 | 19204.2363 | 1802.1519 | 2291.9225 | 270.127 | 85.9973 | 2155.8493 | 29.2852 | 0 | 0 | 0 | 31427.5763 | 0 | 31351.8843 | 75.6921 | 1877.844 | 6.4895 | 1.293 | 42.2836 | 4.5968 | 0.54178 | 0.058736 | 3.4358 | 0.0099447 | 0 | 4.3239 | 0 | 62.8813 | 63.0332 | 63.0332 | 2
WA_6B_LO_2010_NG | 6B | LO | NG | 18861 | ASHRAE30pct-state-6B | OfficeLarge | STD2010 | WA-Kalispell-MT | Zone6B | Zone6B(WA-Kalispell-MT) | ASHRAE30pct-state-STD2010 | state | WA | 0.0767 | 0.96 | ASHRAE30pct-state-6B_OfficeLarge_STD2010_WA-Kalispell-MT.table.csv.gz | Large Office | Kalispell Glacier Pk IntL Ar MT USA TMY3 WMO#=727790 | Natural Gas | 4111952.9244 | 0 | 0 | 0 | 0 | 0 | 0 | 0 | 0 | 0 | 0 | 577031.0627 | 0 | 0 | 4688974.5089 | 0 | 4688983.987 | 0 | 0 | 39474.7481 | 0 | 0 | 0 | 0 | 0 | 0 | 0 | 0 | 0 | 0 | 5539.4982 | 0 | 0 | 45014.1553 | 0 | 45014.2463 | 0 | 0 | 4111.9529 | 0 | 0 | 0 | 0 | 0 | 0 | 0 | 0 | 0 | 0 | 577.0311 | 0 | 0 | 4688.9745 | 0 | 4688.984 | 0 | 0 | 0 | 0 | 0 | 0 | 0 | 0 | 0 | 8.2472 | 1.1573 | 0 | 0 | 9.4045 | 9.4045 | 9.4045 | 1
WA_6B_LO_2013_NG | 6B | LO | NG | 19281 | ASHRAE30pct-state-6B | OfficeLarge | STD2013 | WA-Kalispell-MT | Zone6B | Zone6B(WA-Kalispell-MT) | ASHRAE30pct-state-STD2013 | state | WA | 0.0767 | 0.96 | ASHRAE30pct-state-6B_OfficeLarge_STD2013_WA-Kalispell-MT.table.csv.gz | Large Office | Kalispell Glacier Pk IntL Ar MT USA TMY3 WMO#=727790 | Natural Gas | 5166579.5556 | 0 | 0 | 0 | 0 | 0 | 0 | 0 | 0 | 0 | 0 | 576869.9337 | 0 | 0 | 5743449.4894 | 0 | 5743449.4894 | 0 | 0 | 49599.1637 | 0 | 0 | 0 | 0 | 0 | 0 | 0 | 0 | 0 | 0 | 5537.9514 | 0 | 0 | 55137.1151 | 0 | 55137.1151 | 0 | 0 | 5166.5796 | 0 | 0 | 0 | 0 | 0 | 0 | 0 | 0 | 0 | 0 | 576.8699 | 0 | 0 | 5743.4495 | 0 | 5743.4495 | 0 | 0 | 0 | 0 | 0 | 0 | 0 | 0 | 0 | 10.3624 | 1.157 | 0 | 0 | 11.5194 | 11.5194 | 11.5194 | 2
WY_6B_LO_2010_EL | 6B | LO | EL | 18912 | ASHRAE30pct-state-6B | OfficeLarge | STD2010 | WY-Cheyenne-WY | Zone6B | Zone6B(WY-Cheyenne-WY) | ASHRAE30pct-state-STD2010 | state | WY | 0.0823 | 0.68 | ASHRAE30pct-state-6B_OfficeLarge_STD2010_WY-Cheyenne-WY.table.csv.gz | Large Office | Cheyenne Municipal Arpt WY USA TMY3 WMO#=725640 | Electricity | 23133.3335 | 515627.7819 | 1053119.4529 | 189847.2237 | 5632122.2673 | 529147.2265 | 778041.6729 | 89083.334 | 34830.5558 | 744155.5615 | 0 | 0 | 0 | 0 | 9611425.0769 | 0 | 9589108.41 | 22316.6668 | 551463.8933 | 1903.8733 | 42436.1665 | 86671.731 | 15624.4265 | 463523.6626 | 43548.8167 | 64032.8297 | 7331.5584 | 2866.5547 | 61244.0027 | 0 | 0 | 0 | 0 | 791020.2838 | 0 | 789183.6221 | 1836.6617 | 45385.4784 | 78.9534 | 1759.8216 | 3594.264 | 647.9427 | 19222.2587 | 1805.9631 | 2655.4321 | 304.0387 | 118.8756 | 2539.7799 | 0 | 0 | 0 | 0 | 32803.4958 | 0 | 32727.3297 | 76.1661 | 1882.1292 | 7.2089 | 1.2996 | 42.3283 | 5.3259 | 0.6098 | 0 | 3.768 | 0.15835 | 0 | 5.0939 | 0 | 65.64 | 65.7928 | 65.7928 | 1
WY_6B_LO_2013_EL | 6B | LO | EL | 19332 | ASHRAE30pct-state-6B | OfficeLarge | STD2013 | WY-Cheyenne-WY | Zone6B | Zone6B(WY-Cheyenne-WY) | ASHRAE30pct-state-STD2013 | state | WY | 0.0823 | 0.68 | ASHRAE30pct-state-6B_OfficeLarge_STD2013_WY-Cheyenne-WY.table.csv.gz | Large Office | Cheyenne Municipal Arpt WY USA TMY3 WMO#=725640 | Electricity | 9852.7779 | 485905.5594 | 946077.7853 | 189847.2237 | 5626841.7117 | 528030.5598 | 767591.6728 | 79669.4451 | 22197.2224 | 729402.7836 | 8488.889 | 0 | 0 | 0 | 9416088.9642 | 0 | 9393905.6307 | 22183.3335 | 550213.8933 | 810.8836 | 39990.0275 | 77862.2017 | 15624.4265 | 463089.0729 | 43456.9151 | 63172.7947 | 6556.7953 | 1826.8314 | 60029.8491 | 698.6356 | 0 | 0 | 0 | 774944.1218 | 0 | 773118.4334 | 1825.6883 | 45282.6034 | 33.6272 | 1658.3806 | 3228.9342 | 647.9427 | 19204.2363 | 1802.1519 | 2619.7666 | 271.9093 | 75.7584 | 2489.4291 | 28.9723 | 0 | 0 | 0 | 32136.8197 | 0 | 32061.1087 | 75.711 | 1877.863 | 6.4762 | 1.2996 | 42.2836 | 5.2544 | 0.54536 | 0.058109 | 3.4781 | 0.067445 | 0 | 4.993 | 0 | 64.3038 | 64.4557 | 64.4557 | 2
WY_6B_LO_2010_NG | 6B | LO | NG | 18921 | ASHRAE30pct-state-6B | OfficeLarge | STD2010 | WY-Cheyenne-WY | Zone6B | Zone6B(WY-Cheyenne-WY) | ASHRAE30pct-state-STD2010 | state | WY | 0.0823 | 0.68 | ASHRAE30pct-state-6B_OfficeLarge_STD2010_WY-Cheyenne-WY.table.csv.gz | Large Office | Cheyenne Municipal Arpt WY USA TMY3 WMO#=725640 | Natural Gas | 3323264.8207 | 0 | 0 | 0 | 0 | 0 | 0 | 0 | 0 | 0 | 0 | 576974.1936 | 0 | 0 | 3900229.5361 | 0 | 3900239.0143 | 0 | 0 | 22598.2008 | 0 | 0 | 0 | 0 | 0 | 0 | 0 | 0 | 0 | 0 | 3923.4245 | 0 | 0 | 26521.5608 | 0 | 26521.6253 | 0 | 0 | 3323.2648 | 0 | 0 | 0 | 0 | 0 | 0 | 0 | 0 | 0 | 0 | 576.9742 | 0 | 0 | 3900.2295 | 0 | 3900.239 | 0 | 0 | 0 | 0 | 0 | 0 | 0 | 0 | 0 | 6.6654 | 1.1572 | 0 | 0 | 7.8226 | 7.8225 | 7.8226 | 1
WY_6B_LO_2013_NG | 6B | LO | NG | 19341 | ASHRAE30pct-state-6B | OfficeLarge | STD2013 | WY-Cheyenne-WY | Zone6B | Zone6B(WY-Cheyenne-WY) | ASHRAE30pct-state-STD2013 | state | WY | 0.0823 | 0.68 | ASHRAE30pct-state-6B_OfficeLarge_STD2013_WY-Cheyenne-WY.table.csv.gz | Large Office | Cheyenne Municipal Arpt WY USA TMY3 WMO#=725640 | Natural Gas | 3790083.7086 | 0 | 0 | 0 | 0 | 0 | 0 | 0 | 0 | 0 | 0 | 576794.1084 | 0 | 0 | 4366887.2951 | 0 | 4366877.817 | 0 | 0 | 25772.5692 | 0 | 0 | 0 | 0 | 0 | 0 | 0 | 0 | 0 | 0 | 3922.1999 | 0 | 0 | 29694.8336 | 0 | 29694.7692 | 0 | 0 | 3790.0837 | 0 | 0 | 0 | 0 | 0 | 0 | 0 | 0 | 0 | 0 | 576.7941 | 0 | 0 | 4366.8873 | 0 | 4366.8778 | 0 | 0 | 0 | 0 | 0 | 0 | 0 | 0 | 0 | 7.6016 | 1.1569 | 0 | 0 | 8.7585 | 8.7585 | 8.7585 | 2
AK_7_LO_2010_EL | 7 | LO | EL | 19872 | ASHRAE30pct-state-7 | OfficeLarge | STD2010 | AK-Anchorage-AK | Zone7 | Zone7(AK-Anchorage-AK) | ASHRAE30pct-state-STD2010 | state | AK | 0.1479 | 0.81 | ASHRAE30pct-state-7_OfficeLarge_STD2010_AK-Anchorage-AK.table.csv.gz | Large Office | Anchorage Intl Ap AK USA TMY3 WMO#=702730 | Electricity | 3263.8889 | 233583.3352 | 1080133.342 | 190094.446 | 5632122.2673 | 529147.2265 | 600002.7826 | 51369.4449 | 10438.889 | 633419.4495 | 0 | 0 | 0 | 0 | 8985916.7386 | 0 | 8963575.0717 | 22341.6668 | 551488.8933 | 482.7292 | 34546.9753 | 159751.7213 | 28114.9686 | 832990.8833 | 78260.8748 | 88740.4115 | 7597.5409 | 1543.9117 | 93682.7366 | 0 | 0 | 0 | 0 | 1329017.0856 | 0 | 1325712.7531 | 3304.3325 | 81565.2073 | 11.1396 | 797.2127 | 3686.4616 | 648.7865 | 19222.2587 | 1805.9631 | 2047.7909 | 175.3223 | 35.6276 | 2161.8409 | 0 | 0 | 0 | 0 | 30668.6553 | 0 | 30592.4038 | 76.2514 | 1882.2145 | 7.3938 | 1.3012 | 42.3285 | 4.1072 | 0.35164 | 0 | 1.6704 | 0.022342 | 0 | 4.3359 | 0 | 61.3581 | 61.511 | 61.511 | 1
AK_7_LO_2013_EL | 7 | LO | EL | 20352 | ASHRAE30pct-state-7 | OfficeLarge | STD2013 | AK-Anchorage-AK | Zone7 | Zone7(AK-Anchorage-AK) | ASHRAE30pct-state-STD2013 | state | AK | 0.1479 | 0.81 | ASHRAE30pct-state-7_OfficeLarge_STD2013_AK-Anchorage-AK.table.csv.gz | Large Office | Anchorage Intl Ap AK USA TMY3 WMO#=702730 | Electricity | 4088.8889 | 230533.3352 | 959013.8966 | 190094.446 | 5626841.7117 | 528030.5598 | 600827.7826 | 57966.6671 | 8236.1112 | 639413.894 | 2938.8889 | 0 | 0 | 0 | 8870172.2932 | 0 | 8847986.1819 | 22186.1113 | 550216.6711 | 604.7467 | 34095.8803 | 141838.1553 | 28114.9686 | 832209.8892 | 78095.7198 | 88862.429 | 8573.2701 | 1218.1208 | 94569.3149 | 434.6617 | 0 | 0 | 0 | 1311898.4822 | 0 | 1308617.1563 | 3281.3259 | 81377.0457 | 13.9553 | 786.8031 | 3273.0847 | 648.7865 | 19204.2363 | 1802.1519 | 2050.6066 | 197.8384 | 28.1096 | 2182.2998 | 10.0303 | 0 | 0 | 0 | 30273.6231 | 0 | 30197.9026 | 75.7205 | 1877.8724 | 6.5647 | 1.3012 | 42.2836 | 4.1128 | 0.3968 | 0.020117 | 1.6344 | 0.02799 | 0 | 4.377 | 0 | 60.5668 | 60.7187 | 60.7187 | 2
AK_7_LO_2010_NG | 7 | LO | NG | 19881 | ASHRAE30pct-state-7 | OfficeLarge | STD2010 | AK-Anchorage-AK | Zone7 | Zone7(AK-Anchorage-AK) | ASHRAE30pct-state-STD2010 | state | AK | 0.1479 | 0.81 | ASHRAE30pct-state-7_OfficeLarge_STD2010_AK-Anchorage-AK.table.csv.gz | Large Office | Anchorage Intl Ap AK USA TMY3 WMO#=702730 | Natural Gas | 7805766.8481 | 0 | 0 | 0 | 0 | 0 | 0 | 0 | 0 | 0 | 0 | 619351.0971 | 0 | 0 | 8425127.4233 | 0 | 8425117.9452 | 0 | 0 | 63226.7115 | 0 | 0 | 0 | 0 | 0 | 0 | 0 | 0 | 0 | 0 | 5016.7439 | 0 | 0 | 68243.5321 | 0 | 68243.4554 | 0 | 0 | 7805.7668 | 0 | 0 | 0 | 0 | 0 | 0 | 0 | 0 | 0 | 0 | 619.3511 | 0 | 0 | 8425.1274 | 0 | 8425.1179 | 0 | 0 | 0 | 0 | 0 | 0 | 0 | 0 | 0 | 15.6557 | 1.2422 | 0 | 0 | 16.898 | 16.898 | 16.898 | 1
AK_7_LO_2013_NG | 7 | LO | NG | 20361 | ASHRAE30pct-state-7 | OfficeLarge | STD2013 | AK-Anchorage-AK | Zone7 | Zone7(AK-Anchorage-AK) | ASHRAE30pct-state-STD2013 | state | AK | 0.1479 | 0.81 | ASHRAE30pct-state-7_OfficeLarge_STD2013_AK-Anchorage-AK.table.csv.gz | Large Office | Anchorage Intl Ap AK USA TMY3 WMO#=702730 | Natural Gas | 8746816.5539 | 0 | 0 | 0 | 0 | 0 | 0 | 0 | 0 | 0 | 0 | 618971.9702 | 0 | 0 | 9365788.5241 | 0 | 9365788.5241 | 0 | 0 | 70849.2141 | 0 | 0 | 0 | 0 | 0 | 0 | 0 | 0 | 0 | 0 | 5013.673 | 0 | 0 | 75862.887 | 0 | 75862.887 | 0 | 0 | 8746.8166 | 0 | 0 | 0 | 0 | 0 | 0 | 0 | 0 | 0 | 0 | 618.972 | 0 | 0 | 9365.7885 | 0 | 9365.7885 | 0 | 0 | 0 | 0 | 0 | 0 | 0 | 0 | 0 | 17.5432 | 1.2414 | 0 | 0 | 18.7846 | 18.7846 | 18.7846 | 2
CO_7_LO_2010_EL | 7 | LO | EL | 19932 | ASHRAE30pct-state-7 | OfficeLarge | STD2010 | CO-GunnisonCounty-CO | Zone7 | Zone7(CO-GunnisonCounty-CO) | ASHRAE30pct-state-STD2010 | state | CO | 0.0934 | 0.73 | ASHRAE30pct-state-7_OfficeLarge_STD2010_CO-GunnisonCounty-CO.table.csv.gz | Large Office | Gunnison Co Awos CO USA TMY3 WMO#=724677 | Electricity | 41658.3337 | 428088.8923 | 1052225.0084 | 189263.8904 | 5632122.2673 | 529147.2265 | 843625.0067 | 70502.7783 | 20922.2224 | 827711.1177 | 0 | 0 | 0 | 0 | 9657583.4106 | 0 | 9635266.7437 | 22316.6668 | 551463.8933 | 3890.8884 | 39983.5025 | 98277.8158 | 17677.2474 | 526040.2198 | 49422.351 | 78794.5756 | 6584.9595 | 1954.1356 | 77308.2184 | 0 | 0 | 0 | 0 | 902018.2905 | 0 | 899933.9139 | 2084.3767 | 51506.7276 | 142.1786 | 1461.0541 | 3591.2113 | 645.9518 | 19222.2587 | 1805.9631 | 2879.266 | 240.6238 | 71.4069 | 2824.9524 | 0 | 0 | 0 | 0 | 32961.0328 | 0 | 32884.8667 | 76.1661 | 1882.1292 | 7.2028 | 1.2956 | 42.3283 | 5.7748 | 0.48261 | 0 | 3.0736 | 0.28516 | 0 | 5.6659 | 0 | 65.956 | 66.1088 | 66.1088 | 1
CO_7_LO_2013_EL | 7 | LO | EL | 20412 | ASHRAE30pct-state-7 | OfficeLarge | STD2013 | CO-GunnisonCounty-CO | Zone7 | Zone7(CO-GunnisonCounty-CO) | ASHRAE30pct-state-STD2013 | state | CO | 0.0934 | 0.73 | ASHRAE30pct-state-7_OfficeLarge_STD2013_CO-GunnisonCounty-CO.table.csv.gz | Large Office | Gunnison Co Awos CO USA TMY3 WMO#=724677 | Electricity | 22911.1113 | 417083.3367 | 943947.2298 | 189263.8904 | 5626841.7117 | 528030.5598 | 871272.2292 | 70219.445 | 15044.4446 | 825233.3399 | 5866.6667 | 0 | 0 | 0 | 9537891.743 | 0 | 9515713.965 | 22177.778 | 550208.3377 | 2139.8978 | 38955.5836 | 88164.6713 | 17677.2474 | 525547.0159 | 49318.0543 | 81376.8262 | 6558.4962 | 1405.1511 | 77076.7939 | 547.9467 | 0 | 0 | 0 | 890839.0888 | 0 | 888767.6843 | 2071.4045 | 51389.4587 | 78.1949 | 1423.4925 | 3221.6626 | 645.9518 | 19204.2363 | 1802.1519 | 2973.6251 | 239.6568 | 51.3462 | 2816.4958 | 20.0228 | 0 | 0 | 0 | 32552.5288 | 0 | 32476.8368 | 75.6921 | 1877.844 | 6.4616 | 1.2956 | 42.2836 | 5.9641 | 0.48067 | 0.040159 | 2.958 | 0.15683 | 0 | 5.6489 | 0 | 65.1376 | 65.2894 | 65.2894 | 2
CO_7_LO_2010_NG | 7 | LO | NG | 19941 | ASHRAE30pct-state-7 | OfficeLarge | STD2010 | CO-GunnisonCounty-CO | Zone7 | Zone7(CO-GunnisonCounty-CO) | ASHRAE30pct-state-STD2010 | state | CO | 0.0934 | 0.73 | ASHRAE30pct-state-7_OfficeLarge_STD2010_CO-GunnisonCounty-CO.table.csv.gz | Large Office | Gunnison Co Awos CO USA TMY3 WMO#=724677 | Natural Gas | 3650801.9828 | 0 | 0 | 0 | 0 | 0 | 0 | 0 | 0 | 0 | 0 | 619171.0118 | 0 | 0 | 4269972.9946 | 0 | 4269972.9946 | 0 | 0 | 26650.8545 | 0 | 0 | 0 | 0 | 0 | 0 | 0 | 0 | 0 | 0 | 4519.9484 | 0 | 0 | 31170.8029 | 0 | 31170.8029 | 0 | 0 | 3650.802 | 0 | 0 | 0 | 0 | 0 | 0 | 0 | 0 | 0 | 0 | 619.171 | 0 | 0 | 4269.973 | 0 | 4269.973 | 0 | 0 | 0 | 0 | 0 | 0 | 0 | 0 | 0 | 7.3223 | 1.2418 | 0 | 0 | 8.5641 | 8.5641 | 8.5641 | 1
CO_7_LO_2013_NG | 7 | LO | NG | 20421 | ASHRAE30pct-state-7 | OfficeLarge | STD2013 | CO-GunnisonCounty-CO | Zone7 | Zone7(CO-GunnisonCounty-CO) | ASHRAE30pct-state-STD2013 | state | CO | 0.0934 | 0.73 | ASHRAE30pct-state-7_OfficeLarge_STD2013_CO-GunnisonCounty-CO.table.csv.gz | Large Office | Gunnison Co Awos CO USA TMY3 WMO#=724677 | Natural Gas | 3676175.0471 | 0 | 0 | 0 | 0 | 0 | 0 | 0 | 0 | 0 | 0 | 618867.7103 | 0 | 0 | 4295042.7575 | 0 | 4295042.7575 | 0 | 0 | 26836.0778 | 0 | 0 | 0 | 0 | 0 | 0 | 0 | 0 | 0 | 0 | 4517.7343 | 0 | 0 | 31353.8121 | 0 | 31353.8121 | 0 | 0 | 3676.175 | 0 | 0 | 0 | 0 | 0 | 0 | 0 | 0 | 0 | 0 | 618.8677 | 0 | 0 | 4295.0428 | 0 | 4295.0428 | 0 | 0 | 0 | 0 | 0 | 0 | 0 | 0 | 0 | 7.3732 | 1.2412 | 0 | 0 | 8.6144 | 8.6144 | 8.6144 | 2
ME_7_LO_2010_EL | 7 | LO | EL | 19992 | ASHRAE30pct-state-7 | OfficeLarge | STD2010 | ME-Caribou-ME | Zone7 | Zone7(ME-Caribou-ME) | ASHRAE30pct-state-STD2010 | state | ME | 0.1158 | 1.03 | ASHRAE30pct-state-7_OfficeLarge_STD2010_ME-Caribou-ME.table.csv.gz | Large Office | Caribou Municipal Arpt ME USA TMY3 WMO#=727120 | Electricity | 2011.1111 | 448483.3369 | 1059766.6751 | 192025.0015 | 5632122.2673 | 529147.2265 | 606625.0049 | 87686.1118 | 57358.3338 | 560811.1156 | 0 | 0 | 0 | 0 | 9198358.4069 | 0 | 9176036.1845 | 22322.2224 | 551469.4489 | 232.8867 | 51934.3704 | 122720.981 | 22236.4952 | 652199.7586 | 61275.2488 | 70247.1756 | 10154.0517 | 6642.0951 | 64941.9272 | 0 | 0 | 0 | 0 | 1065169.9035 | 0 | 1062584.9902 | 2584.9134 | 63860.1622 | 6.8639 | 1530.6597 | 3616.9508 | 655.3754 | 19222.2587 | 1805.9631 | 2070.3923 | 299.27 | 195.7622 | 1914.031 | 0 | 0 | 0 | 0 | 31393.7121 | 0 | 31317.527 | 76.1851 | 1882.1481 | 7.2544 | 1.3145 | 42.3283 | 4.1525 | 0.60024 | 0 | 3.4626 | 0.013767 | 0 | 3.8389 | 0 | 62.8124 | 62.9652 | 62.9652 | 1
ME_7_LO_2013_EL | 7 | LO | EL | 20472 | ASHRAE30pct-state-7 | OfficeLarge | STD2013 | ME-Caribou-ME | Zone7 | Zone7(ME-Caribou-ME) | ASHRAE30pct-state-STD2013 | state | ME | 0.1158 | 1.03 | ASHRAE30pct-state-7_OfficeLarge_STD2013_ME-Caribou-ME.table.csv.gz | Large Office | Caribou Municipal Arpt ME USA TMY3 WMO#=727120 | Electricity | 4811.1111 | 438322.2257 | 948622.2298 | 192025.0015 | 5626841.7117 | 528030.5598 | 607297.2271 | 88861.1118 | 45580.5559 | 567188.8934 | 7333.3334 | 0 | 0 | 0 | 9077088.9615 | 0 | 9054913.9613 | 22175.0002 | 550205.56 | 557.1267 | 50757.7137 | 109850.4542 | 22236.4952 | 651588.2702 | 61145.9388 | 70325.0189 | 10290.1167 | 5278.2284 | 65680.4739 | 849.2 | 0 | 0 | 0 | 1051126.9017 | 0 | 1048559.0367 | 2567.865 | 63713.8038 | 16.4202 | 1495.9802 | 3237.6183 | 655.3754 | 19204.2363 | 1802.1519 | 2072.6866 | 303.2802 | 155.565 | 1935.7981 | 25.0284 | 0 | 0 | 0 | 30979.8232 | 0 | 30904.1406 | 75.6826 | 1877.8345 | 6.4936 | 1.3145 | 42.2836 | 4.1571 | 0.60828 | 0.050199 | 3.3124 | 0.032933 | 0 | 3.8826 | 0 | 61.9833 | 62.1351 | 62.1351 | 2
ME_7_LO_2010_NG | 7 | LO | NG | 20001 | ASHRAE30pct-state-7 | OfficeLarge | STD2010 | ME-Caribou-ME | Zone7 | Zone7(ME-Caribou-ME) | ASHRAE30pct-state-STD2010 | state | ME | 0.1158 | 1.03 | ASHRAE30pct-state-7_OfficeLarge_STD2010_ME-Caribou-ME.table.csv.gz | Large Office | Caribou Municipal Arpt ME USA TMY3 WMO#=727120 | Natural Gas | 7847830.9719 | 0 | 0 | 0 | 0 | 0 | 0 | 0 | 0 | 0 | 0 | 619322.6626 | 0 | 0 | 8467153.6344 | 0 | 8467153.6344 | 0 | 0 | 80832.659 | 0 | 0 | 0 | 0 | 0 | 0 | 0 | 0 | 0 | 0 | 6379.0234 | 0 | 0 | 87211.6824 | 0 | 87211.6824 | 0 | 0 | 7847.831 | 0 | 0 | 0 | 0 | 0 | 0 | 0 | 0 | 0 | 0 | 619.3227 | 0 | 0 | 8467.1536 | 0 | 8467.1536 | 0 | 0 | 0 | 0 | 0 | 0 | 0 | 0 | 0 | 15.7401 | 1.2422 | 0 | 0 | 16.9823 | 16.9823 | 16.9823 | 1
ME_7_LO_2013_NG | 7 | LO | NG | 20481 | ASHRAE30pct-state-7 | OfficeLarge | STD2013 | ME-Caribou-ME | Zone7 | Zone7(ME-Caribou-ME) | ASHRAE30pct-state-STD2013 | state | ME | 0.1158 | 1.03 | ASHRAE30pct-state-7_OfficeLarge_STD2013_ME-Caribou-ME.table.csv.gz | Large Office | Caribou Municipal Arpt ME USA TMY3 WMO#=727120 | Natural Gas | 8030039.335 | 0 | 0 | 0 | 0 | 0 | 0 | 0 | 0 | 0 | 0 | 618953.0139 | 0 | 0 | 8648992.3489 | 0 | 8648992.3489 | 0 | 0 | 82709.4052 | 0 | 0 | 0 | 0 | 0 | 0 | 0 | 0 | 0 | 0 | 6375.216 | 0 | 0 | 89084.6212 | 0 | 89084.6212 | 0 | 0 | 8030.0393 | 0 | 0 | 0 | 0 | 0 | 0 | 0 | 0 | 0 | 0 | 618.953 | 0 | 0 | 8648.9923 | 0 | 8648.9923 | 0 | 0 | 0 | 0 | 0 | 0 | 0 | 0 | 0 | 16.1056 | 1.2414 | 0 | 0 | 17.347 | 17.347 | 17.347 | 2
MI_7_LO_2010_EL | 7 | LO | EL | 20052 | ASHRAE30pct-state-7 | OfficeLarge | STD2010 | MI-SaultSteMarie-MI | Zone7 | Zone7(MI-SaultSteMarie-MI) | ASHRAE30pct-state-STD2010 | state | MI | 0.1095 | 0.82 | ASHRAE30pct-state-7_OfficeLarge_STD2010_MI-SaultSteMarie-MI.table.csv.gz | Large Office | Sault Ste Marie Sanderson Fie MI USA TMY3 WMO#=727340 | Electricity | 1672.2222 | 442422.2258 | 1055280.564 | 188730.5571 | 5632122.2673 | 529147.2265 | 617033.3383 | 86475.0007 | 57188.8893 | 519905.5597 | 0 | 0 | 0 | 0 | 9152294.5177 | 0 | 9129977.8508 | 22316.6668 | 551463.8933 | 183.1083 | 48445.2337 | 115553.2218 | 20665.996 | 616717.3883 | 57941.6213 | 67565.1505 | 9469.0126 | 6262.1834 | 56929.6588 | 0 | 0 | 0 | 0 | 1002176.2497 | 0 | 999732.5747 | 2443.675 | 60385.2963 | 5.7072 | 1509.9733 | 3601.6399 | 644.1315 | 19222.2587 | 1805.9631 | 2105.9157 | 295.1365 | 195.1839 | 1774.4216 | 0 | 0 | 0 | 0 | 31236.4975 | 0 | 31160.3314 | 76.1661 | 1882.1292 | 7.2237 | 1.2919 | 42.3283 | 4.2238 | 0.59194 | 0 | 3.42 | 0.011447 | 0 | 3.5589 | 0 | 62.4972 | 62.6499 | 62.6499 | 1
MI_7_LO_2013_EL | 7 | LO | EL | 20532 | ASHRAE30pct-state-7 | OfficeLarge | STD2013 | MI-SaultSteMarie-MI | Zone7 | Zone7(MI-SaultSteMarie-MI) | ASHRAE30pct-state-STD2013 | state | MI | 0.1095 | 0.82 | ASHRAE30pct-state-7_OfficeLarge_STD2013_MI-SaultSteMarie-MI.table.csv.gz | Large Office | Sault Ste Marie Sanderson Fie MI USA TMY3 WMO#=727340 | Electricity | 5144.4445 | 438219.448 | 944827.7853 | 188730.5571 | 5626841.7117 | 528030.5598 | 619877.7827 | 89680.5563 | 45847.2226 | 524369.4486 | 6097.2223 | 0 | 0 | 0 | 9039847.2945 | 0 | 9017666.7388 | 22180.5557 | 550211.1155 | 563.3167 | 47985.0296 | 103458.6425 | 20665.996 | 616139.1674 | 57819.3463 | 67876.6172 | 9820.0209 | 5020.2709 | 57418.4546 | 667.6458 | 0 | 0 | 0 | 989863.2788 | 0 | 987434.5079 | 2428.7709 | 60248.1171 | 17.5578 | 1495.6294 | 3224.6679 | 644.1315 | 19204.2363 | 1802.1519 | 2115.6237 | 306.077 | 156.4751 | 1789.6567 | 20.8096 | 0 | 0 | 0 | 30852.7186 | 0 | 30777.017 | 75.7015 | 1877.8535 | 6.4676 | 1.2919 | 42.2836 | 4.2432 | 0.61389 | 0.041737 | 3.3136 | 0.035215 | 0 | 3.5894 | 0 | 61.7284 | 61.8802 | 61.8802 | 2
MI_7_LO_2010_NG | 7 | LO | NG | 20061 | ASHRAE30pct-state-7 | OfficeLarge | STD2010 | MI-SaultSteMarie-MI | Zone7 | Zone7(MI-SaultSteMarie-MI) | ASHRAE30pct-state-STD2010 | state | MI | 0.1095 | 0.82 | ASHRAE30pct-state-7_OfficeLarge_STD2010_MI-SaultSteMarie-MI.table.csv.gz | Large Office | Sault Ste Marie Sanderson Fie MI USA TMY3 WMO#=727340 | Natural Gas | 6739320.9374 | 0 | 0 | 0 | 0 | 0 | 0 | 0 | 0 | 0 | 0 | 619303.7062 | 0 | 0 | 7358624.6436 | 0 | 7358624.6436 | 0 | 0 | 55262.4317 | 0 | 0 | 0 | 0 | 0 | 0 | 0 | 0 | 0 | 0 | 5078.2904 | 0 | 0 | 60340.7221 | 0 | 60340.7221 | 0 | 0 | 6739.3209 | 0 | 0 | 0 | 0 | 0 | 0 | 0 | 0 | 0 | 0 | 619.3037 | 0 | 0 | 7358.6246 | 0 | 7358.6246 | 0 | 0 | 0 | 0 | 0 | 0 | 0 | 0 | 0 | 13.5168 | 1.2421 | 0 | 0 | 14.7589 | 14.7589 | 14.7589 | 1
MI_7_LO_2013_NG | 7 | LO | NG | 20541 | ASHRAE30pct-state-7 | OfficeLarge | STD2013 | MI-SaultSteMarie-MI | Zone7 | Zone7(MI-SaultSteMarie-MI) | ASHRAE30pct-state-STD2013 | state | MI | 0.1095 | 0.82 | ASHRAE30pct-state-7_OfficeLarge_STD2013_MI-SaultSteMarie-MI.table.csv.gz | Large Office | Sault Ste Marie Sanderson Fie MI USA TMY3 WMO#=727340 | Natural Gas | 7084146.2838 | 0 | 0 | 0 | 0 | 0 | 0 | 0 | 0 | 0 | 0 | 618953.0139 | 0 | 0 | 7703099.2977 | 0 | 7703099.2977 | 0 | 0 | 58089.9995 | 0 | 0 | 0 | 0 | 0 | 0 | 0 | 0 | 0 | 0 | 5075.4147 | 0 | 0 | 63165.4142 | 0 | 63165.4142 | 0 | 0 | 7084.1463 | 0 | 0 | 0 | 0 | 0 | 0 | 0 | 0 | 0 | 0 | 618.953 | 0 | 0 | 7703.0993 | 0 | 7703.0993 | 0 | 0 | 0 | 0 | 0 | 0 | 0 | 0 | 0 | 14.2084 | 1.2414 | 0 | 0 | 15.4498 | 15.4498 | 15.4498 | 2
MN_7_LO_2010_EL | 7 | LO | EL | 20112 | ASHRAE30pct-state-7 | OfficeLarge | STD2010 | MN-Duluth-MN | Zone7 | Zone7(MN-Duluth-MN) | ASHRAE30pct-state-STD2010 | state | MN | 0.0886 | 0.62 | ASHRAE30pct-state-7_OfficeLarge_STD2010_MN-Duluth-MN.table.csv.gz | Large Office | Duluth International Arpt MN USA TMY3 WMO#=727450 | Electricity | 2447.2222 | 461036.1148 | 1056300.0085 | 189797.2237 | 5632122.2673 | 529147.2265 | 633900.0051 | 93036.1119 | 58141.6671 | 547055.5599 | 0 | 0 | 0 | 0 | 9225302.8516 | 0 | 9202983.407 | 22319.4446 | 551466.6711 | 216.8239 | 40847.7998 | 93588.1807 | 16816.034 | 499006.0329 | 46882.4443 | 56163.5404 | 8242.9995 | 5151.3517 | 48469.1226 | 0 | 0 | 0 | 0 | 817361.8327 | 0 | 815384.3299 | 1977.5028 | 48859.9471 | 8.3523 | 1573.502 | 3605.1192 | 647.772 | 19222.2587 | 1805.9631 | 2163.4811 | 317.5294 | 198.4357 | 1867.0837 | 0 | 0 | 0 | 0 | 31485.6726 | 0 | 31409.4971 | 76.1756 | 1882.1387 | 7.2307 | 1.2992 | 42.3283 | 4.3392 | 0.63686 | 0 | 3.5539 | 0.016752 | 0 | 3.7447 | 0 | 62.9969 | 63.1497 | 63.1497 | 1
MN_7_LO_2013_EL | 7 | LO | EL | 20592 | ASHRAE30pct-state-7 | OfficeLarge | STD2013 | MN-Duluth-MN | Zone7 | Zone7(MN-Duluth-MN) | ASHRAE30pct-state-STD2013 | state | MN | 0.0886 | 0.62 | ASHRAE30pct-state-7_OfficeLarge_STD2013_MN-Duluth-MN.table.csv.gz | Large Office | Duluth International Arpt MN USA TMY3 WMO#=727450 | Electricity | 4105.5556 | 450586.1147 | 945425.0076 | 189797.2237 | 5626841.7117 | 528030.5598 | 636350.0051 | 93102.7785 | 46244.4448 | 551494.4489 | 5958.3334 | 0 | 0 | 0 | 9100111.1839 | 0 | 9077936.1837 | 22175.0002 | 550205.56 | 363.7522 | 39921.9298 | 83764.6557 | 16816.034 | 498538.1757 | 46783.5076 | 56380.6105 | 8248.9062 | 4097.2578 | 48862.4082 | 527.9083 | 0 | 0 | 0 | 806269.8509 | 0 | 804305.1459 | 1964.705 | 48748.2126 | 14.0121 | 1537.8364 | 3226.7062 | 647.772 | 19204.2363 | 1802.1519 | 2171.8428 | 317.7569 | 157.8309 | 1882.2335 | 20.3356 | 0 | 0 | 0 | 31058.3974 | 0 | 30982.7148 | 75.6826 | 1877.8345 | 6.4717 | 1.2992 | 42.2836 | 4.356 | 0.63731 | 0.040786 | 3.4009 | 0.028104 | 0 | 3.7751 | 0 | 62.1409 | 62.2927 | 62.2927 | 2
MN_7_LO_2010_NG | 7 | LO | NG | 20121 | ASHRAE30pct-state-7 | OfficeLarge | STD2010 | MN-Duluth-MN | Zone7 | Zone7(MN-Duluth-MN) | ASHRAE30pct-state-STD2010 | state | MN | 0.0886 | 0.62 | ASHRAE30pct-state-7_OfficeLarge_STD2010_MN-Duluth-MN.table.csv.gz | Large Office | Duluth International Arpt MN USA TMY3 WMO#=727450 | Natural Gas | 7929011.5082 | 0 | 0 | 0 | 0 | 0 | 0 | 0 | 0 | 0 | 0 | 619313.1844 | 0 | 0 | 8548324.6926 | 0 | 8548324.6926 | 0 | 0 | 49159.8714 | 0 | 0 | 0 | 0 | 0 | 0 | 0 | 0 | 0 | 0 | 3839.7417 | 0 | 0 | 52999.6131 | 0 | 52999.6131 | 0 | 0 | 7929.0115 | 0 | 0 | 0 | 0 | 0 | 0 | 0 | 0 | 0 | 0 | 619.3132 | 0 | 0 | 8548.3247 | 0 | 8548.3247 | 0 | 0 | 0 | 0 | 0 | 0 | 0 | 0 | 0 | 15.9029 | 1.2421 | 0 | 0 | 17.1451 | 17.1451 | 17.1451 | 1
MN_7_LO_2013_NG | 7 | LO | NG | 20601 | ASHRAE30pct-state-7 | OfficeLarge | STD2013 | MN-Duluth-MN | Zone7 | Zone7(MN-Duluth-MN) | ASHRAE30pct-state-STD2013 | state | MN | 0.0886 | 0.62 | ASHRAE30pct-state-7_OfficeLarge_STD2013_MN-Duluth-MN.table.csv.gz | Large Office | Duluth International Arpt MN USA TMY3 WMO#=727450 | Natural Gas | 7974099.1686 | 0 | 0 | 0 | 0 | 0 | 0 | 0 | 0 | 0 | 0 | 618962.492 | 0 | 0 | 8593071.1388 | 0 | 8593061.6607 | 0 | 0 | 49439.4148 | 0 | 0 | 0 | 0 | 0 | 0 | 0 | 0 | 0 | 0 | 3837.5675 | 0 | 0 | 53277.0411 | 0 | 53276.9823 | 0 | 0 | 7974.0992 | 0 | 0 | 0 | 0 | 0 | 0 | 0 | 0 | 0 | 0 | 618.9625 | 0 | 0 | 8593.0711 | 0 | 8593.0617 | 0 | 0 | 0 | 0 | 0 | 0 | 0 | 0 | 0 | 15.9934 | 1.2414 | 0 | 0 | 17.2348 | 17.2348 | 17.2348 | 2
ND_7_LO_2010_EL | 7 | LO | EL | 20172 | ASHRAE30pct-state-7 | OfficeLarge | STD2010 | ND-Minot-ND | Zone7 | Zone7(ND-Minot-ND) | ASHRAE30pct-state-STD2010 | state | ND | 0.0798 | 0.59 | ASHRAE30pct-state-7_OfficeLarge_STD2010_ND-Minot-ND.table.csv.gz | Large Office | Minot Faa Ap ND USA TMY3 WMO#=727676 | Electricity | 5358.3334 | 561958.3378 | 1057641.6751 | 188605.5571 | 5632122.2673 | 529147.2265 | 655797.2275 | 103472.2231 | 62963.8894 | 593227.7825 | 0 | 0 | 0 | 0 | 9412611.1864 | 0 | 9390294.5196 | 22316.6668 | 551463.8933 | 427.595 | 44844.2754 | 84399.8057 | 15050.7235 | 449443.3569 | 42225.9487 | 52332.6188 | 8257.0834 | 5024.5184 | 47339.577 | 0 | 0 | 0 | 0 | 751126.3727 | 0 | 749345.5027 | 1780.87 | 44006.8187 | 18.2878 | 1917.9464 | 3609.6983 | 643.7049 | 19222.2587 | 1805.9631 | 2238.2156 | 353.1475 | 214.8938 | 2024.668 | 0 | 0 | 0 | 0 | 32124.9502 | 0 | 32048.7841 | 76.1661 | 1882.1292 | 7.2398 | 1.2911 | 42.3283 | 4.4891 | 0.7083 | 0 | 4.2778 | 0.036679 | 0 | 4.0608 | 0 | 64.2791 | 64.4319 | 64.4319 | 1
ND_7_LO_2013_EL | 7 | LO | EL | 20652 | ASHRAE30pct-state-7 | OfficeLarge | STD2013 | ND-Minot-ND | Zone7 | Zone7(ND-Minot-ND) | ASHRAE30pct-state-STD2013 | state | ND | 0.0798 | 0.59 | ASHRAE30pct-state-7_OfficeLarge_STD2013_ND-Minot-ND.table.csv.gz | Large Office | Minot Faa Ap ND USA TMY3 WMO#=727676 | Electricity | 5208.3334 | 542700.0043 | 946030.5631 | 188605.5571 | 5626841.7117 | 528030.5598 | 658158.3386 | 99986.1119 | 47500.0004 | 595969.4492 | 12397.2223 | 0 | 0 | 0 | 9273608.4075 | 0 | 9251427.8518 | 22180.5557 | 550211.1155 | 415.625 | 43307.4603 | 75493.2389 | 15050.7235 | 449021.9686 | 42136.8387 | 52521.0354 | 7978.8917 | 3790.5 | 47558.362 | 989.2983 | 0 | 0 | 0 | 740033.9509 | 0 | 738263.9426 | 1770.0083 | 43906.847 | 17.7759 | 1852.2183 | 3228.773 | 643.7049 | 19204.2363 | 1802.1519 | 2246.274 | 341.2495 | 162.116 | 2034.0253 | 42.3113 | 0 | 0 | 0 | 31650.538 | 0 | 31574.8365 | 75.7015 | 1877.8535 | 6.4758 | 1.2911 | 42.2836 | 4.5053 | 0.68443 | 0.084862 | 4.0401 | 0.035652 | 0 | 4.0796 | 0 | 63.3285 | 63.4803 | 63.4803 | 2
ND_7_LO_2010_NG | 7 | LO | NG | 20181 | ASHRAE30pct-state-7 | OfficeLarge | STD2010 | ND-Minot-ND | Zone7 | Zone7(ND-Minot-ND) | ASHRAE30pct-state-STD2010 | state | ND | 0.0798 | 0.59 | ASHRAE30pct-state-7_OfficeLarge_STD2010_ND-Minot-ND.table.csv.gz | Large Office | Minot Faa Ap ND USA TMY3 WMO#=727676 | Natural Gas | 7800070.4672 | 0 | 0 | 0 | 0 | 0 | 0 | 0 | 0 | 0 | 0 | 619303.7062 | 0 | 0 | 8419374.1734 | 0 | 8419374.1734 | 0 | 0 | 46020.4158 | 0 | 0 | 0 | 0 | 0 | 0 | 0 | 0 | 0 | 0 | 3653.8919 | 0 | 0 | 49674.3076 | 0 | 49674.3076 | 0 | 0 | 7800.0705 | 0 | 0 | 0 | 0 | 0 | 0 | 0 | 0 | 0 | 0 | 619.3037 | 0 | 0 | 8419.3742 | 0 | 8419.3742 | 0 | 0 | 0 | 0 | 0 | 0 | 0 | 0 | 0 | 15.6443 | 1.2421 | 0 | 0 | 16.8864 | 16.8864 | 16.8864 | 1
ND_7_LO_2013_NG | 7 | LO | NG | 20661 | ASHRAE30pct-state-7 | OfficeLarge | STD2013 | ND-Minot-ND | Zone7 | Zone7(ND-Minot-ND) | ASHRAE30pct-state-STD2013 | state | ND | 0.0798 | 0.59 | ASHRAE30pct-state-7_OfficeLarge_STD2013_ND-Minot-ND.table.csv.gz | Large Office | Minot Faa Ap ND USA TMY3 WMO#=727676 | Natural Gas | 7592327.9108 | 0 | 0 | 0 | 0 | 0 | 0 | 0 | 0 | 0 | 0 | 618962.492 | 0 | 0 | 8211290.4029 | 0 | 8211290.4029 | 0 | 0 | 44794.7347 | 0 | 0 | 0 | 0 | 0 | 0 | 0 | 0 | 0 | 0 | 3651.8787 | 0 | 0 | 48446.6134 | 0 | 48446.6134 | 0 | 0 | 7592.3279 | 0 | 0 | 0 | 0 | 0 | 0 | 0 | 0 | 0 | 0 | 618.9625 | 0 | 0 | 8211.2904 | 0 | 8211.2904 | 0 | 0 | 0 | 0 | 0 | 0 | 0 | 0 | 0 | 15.2277 | 1.2414 | 0 | 0 | 16.4691 | 16.4691 | 16.4691 | 2
WI_7_LO_2010_EL | 7 | LO | EL | 20232 | ASHRAE30pct-state-7 | OfficeLarge | STD2010 | WI-Duluth-MN | Zone7 | Zone7(WI-Duluth-MN) | ASHRAE30pct-state-STD2010 | state | WI | 0.1054 | 0.72 | ASHRAE30pct-state-7_OfficeLarge_STD2010_WI-Duluth-MN.table.csv.gz | Large Office | Duluth International Arpt MN USA TMY3 WMO#=727450 | Electricity | 2447.2222 | 461036.1148 | 1056300.0085 | 189797.2237 | 5632122.2673 | 529147.2265 | 633900.0051 | 93036.1119 | 58141.6671 | 547055.5599 | 0 | 0 | 0 | 0 | 9225302.8516 | 0 | 9202983.407 | 22319.4446 | 551466.6711 | 257.9372 | 48593.2065 | 111334.0209 | 20004.6274 | 593625.687 | 55772.1177 | 66813.0605 | 9806.0062 | 6128.1317 | 57659.656 | 0 | 0 | 0 | 0 | 972346.9206 | 0 | 969994.4511 | 2352.4695 | 58124.5871 | 8.3523 | 1573.502 | 3605.1192 | 647.772 | 19222.2587 | 1805.9631 | 2163.4811 | 317.5294 | 198.4357 | 1867.0837 | 0 | 0 | 0 | 0 | 31485.6726 | 0 | 31409.4971 | 76.1756 | 1882.1387 | 7.2307 | 1.2992 | 42.3283 | 4.3392 | 0.63686 | 0 | 3.5539 | 0.016752 | 0 | 3.7447 | 0 | 62.9969 | 63.1497 | 63.1497 | 1
WI_7_LO_2013_EL | 7 | LO | EL | 20712 | ASHRAE30pct-state-7 | OfficeLarge | STD2013 | WI-Duluth-MN | Zone7 | Zone7(WI-Duluth-MN) | ASHRAE30pct-state-STD2013 | state | WI | 0.1054 | 0.72 | ASHRAE30pct-state-7_OfficeLarge_STD2013_WI-Duluth-MN.table.csv.gz | Large Office | Duluth International Arpt MN USA TMY3 WMO#=727450 | Electricity | 4105.5556 | 450586.1147 | 945425.0076 | 189797.2237 | 5626841.7117 | 528030.5598 | 636350.0051 | 93102.7785 | 46244.4448 | 551494.4489 | 5958.3334 | 0 | 0 | 0 | 9100111.1839 | 0 | 9077936.1837 | 22175.0002 | 550205.56 | 432.7256 | 47491.7765 | 99647.7958 | 20004.6274 | 593069.1164 | 55654.421 | 67071.2905 | 9813.0329 | 4874.1645 | 58127.5149 | 628.0083 | 0 | 0 | 0 | 959151.7188 | 0 | 956814.4738 | 2337.245 | 57991.666 | 14.0121 | 1537.8364 | 3226.7062 | 647.772 | 19204.2363 | 1802.1519 | 2171.8428 | 317.7569 | 157.8309 | 1882.2335 | 20.3356 | 0 | 0 | 0 | 31058.3974 | 0 | 30982.7148 | 75.6826 | 1877.8345 | 6.4717 | 1.2992 | 42.2836 | 4.356 | 0.63731 | 0.040786 | 3.4009 | 0.028104 | 0 | 3.7751 | 0 | 62.1409 | 62.2927 | 62.2927 | 2
WI_7_LO_2010_NG | 7 | LO | NG | 20241 | ASHRAE30pct-state-7 | OfficeLarge | STD2010 | WI-Duluth-MN | Zone7 | Zone7(WI-Duluth-MN) | ASHRAE30pct-state-STD2010 | state | WI | 0.1054 | 0.72 | ASHRAE30pct-state-7_OfficeLarge_STD2010_WI-Duluth-MN.table.csv.gz | Large Office | Duluth International Arpt MN USA TMY3 WMO#=727450 | Natural Gas | 7929011.5082 | 0 | 0 | 0 | 0 | 0 | 0 | 0 | 0 | 0 | 0 | 619313.1844 | 0 | 0 | 8548324.6926 | 0 | 8548324.6926 | 0 | 0 | 57088.8829 | 0 | 0 | 0 | 0 | 0 | 0 | 0 | 0 | 0 | 0 | 4459.0549 | 0 | 0 | 61547.9378 | 0 | 61547.9378 | 0 | 0 | 7929.0115 | 0 | 0 | 0 | 0 | 0 | 0 | 0 | 0 | 0 | 0 | 619.3132 | 0 | 0 | 8548.3247 | 0 | 8548.3247 | 0 | 0 | 0 | 0 | 0 | 0 | 0 | 0 | 0 | 15.9029 | 1.2421 | 0 | 0 | 17.1451 | 17.1451 | 17.1451 | 1
WI_7_LO_2013_NG | 7 | LO | NG | 20721 | ASHRAE30pct-state-7 | OfficeLarge | STD2013 | WI-Duluth-MN | Zone7 | Zone7(WI-Duluth-MN) | ASHRAE30pct-state-STD2013 | state | WI | 0.1054 | 0.72 | ASHRAE30pct-state-7_OfficeLarge_STD2013_WI-Duluth-MN.table.csv.gz | Large Office | Duluth International Arpt MN USA TMY3 WMO#=727450 | Natural Gas | 7974099.1686 | 0 | 0 | 0 | 0 | 0 | 0 | 0 | 0 | 0 | 0 | 618962.492 | 0 | 0 | 8593071.1388 | 0 | 8593061.6607 | 0 | 0 | 57413.514 | 0 | 0 | 0 | 0 | 0 | 0 | 0 | 0 | 0 | 0 | 4456.5299 | 0 | 0 | 61870.1122 | 0 | 61870.044 | 0 | 0 | 7974.0992 | 0 | 0 | 0 | 0 | 0 | 0 | 0 | 0 | 0 | 0 | 618.9625 | 0 | 0 | 8593.0711 | 0 | 8593.0617 | 0 | 0 | 0 | 0 | 0 | 0 | 0 | 0 | 0 | 15.9934 | 1.2414 | 0 | 0 | 17.2348 | 17.2348 | 17.2348 | 2
WY_7_LO_2010_EL | 7 | LO | EL | 20292 | ASHRAE30pct-state-7 | OfficeLarge | STD2010 | WY-JacksonHole-WY | Zone7 | Zone7(WY-JacksonHole-WY) | ASHRAE30pct-state-STD2010 | state | WY | 0.0823 | 0.68 | ASHRAE30pct-state-7_OfficeLarge_STD2010_WY-JacksonHole-WY.table.csv.gz | Large Office | Jackson Hole WY USA TMY3 WMO#=725776 | Electricity | 22763.8891 | 388272.2253 | 1055186.1196 | 189083.3348 | 5632122.2673 | 529147.2265 | 785088.8952 | 64586.1116 | 19919.4446 | 811208.3398 | 0 | 0 | 0 | 0 | 9519694.5206 | 0 | 9497377.8538 | 22316.6668 | 551463.8933 | 1873.4681 | 31954.8041 | 86841.8176 | 15561.5585 | 463523.6626 | 43548.8167 | 64612.8161 | 5315.437 | 1639.3703 | 66762.4464 | 0 | 0 | 0 | 0 | 783470.859 | 0 | 781634.1974 | 1836.6617 | 45385.4784 | 77.6924 | 1325.1611 | 3601.3175 | 645.3356 | 19222.2587 | 1805.9631 | 2679.4841 | 220.4304 | 67.9844 | 2768.6289 | 0 | 0 | 0 | 0 | 32490.4223 | 0 | 32414.2562 | 76.1661 | 1882.1292 | 7.223 | 1.2943 | 42.3283 | 5.3741 | 0.44211 | 0 | 2.7942 | 0.15582 | 0 | 5.5529 | 0 | 65.0121 | 65.1649 | 65.1649 | 1
WY_7_LO_2013_EL | 7 | LO | EL | 20772 | ASHRAE30pct-state-7 | OfficeLarge | STD2013 | WY-JacksonHole-WY | Zone7 | Zone7(WY-JacksonHole-WY) | ASHRAE30pct-state-STD2013 | state | WY | 0.0823 | 0.68 | ASHRAE30pct-state-7_OfficeLarge_STD2013_WY-JacksonHole-WY.table.csv.gz | Large Office | Jackson Hole WY USA TMY3 WMO#=725776 | Electricity | 13497.2223 | 388852.7809 | 945102.7853 | 189083.3348 | 5626841.7117 | 528030.5598 | 799519.4508 | 67775.0005 | 12983.3334 | 808233.3398 | 6608.3334 | 0 | 0 | 0 | 9408702.853 | 0 | 9386527.8529 | 22175.0002 | 550205.56 | 1110.8214 | 32002.5839 | 77781.9592 | 15561.5585 | 463089.0729 | 43456.9151 | 65800.4508 | 5577.8825 | 1068.5283 | 66517.6039 | 543.8658 | 0 | 0 | 0 | 774336.2448 | 0 | 772511.2423 | 1825.0025 | 45281.9176 | 46.0656 | 1327.1425 | 3225.6065 | 645.3356 | 19204.2363 | 1802.1519 | 2728.7351 | 231.314 | 44.3117 | 2758.4753 | 22.554 | 0 | 0 | 0 | 32111.6112 | 0 | 32035.9286 | 75.6826 | 1877.8345 | 6.4695 | 1.2943 | 42.2836 | 5.4729 | 0.46394 | 0.045236 | 2.7507 | 0.092392 | 0 | 5.5326 | 0 | 64.2533 | 64.4051 | 64.4051 | 2
WY_7_LO_2010_NG | 7 | LO | NG | 20301 | ASHRAE30pct-state-7 | OfficeLarge | STD2010 | WY-JacksonHole-WY | Zone7 | Zone7(WY-JacksonHole-WY) | ASHRAE30pct-state-STD2010 | state | WY | 0.0823 | 0.68 | ASHRAE30pct-state-7_OfficeLarge_STD2010_WY-JacksonHole-WY.table.csv.gz | Large Office | Jackson Hole WY USA TMY3 WMO#=725776 | Natural Gas | 4665316.9936 | 0 | 0 | 0 | 0 | 0 | 0 | 0 | 0 | 0 | 0 | 619199.4463 | 0 | 0 | 5284516.4399 | 0 | 5284516.4399 | 0 | 0 | 31724.1556 | 0 | 0 | 0 | 0 | 0 | 0 | 0 | 0 | 0 | 0 | 4210.5562 | 0 | 0 | 35934.7118 | 0 | 35934.7118 | 0 | 0 | 4665.317 | 0 | 0 | 0 | 0 | 0 | 0 | 0 | 0 | 0 | 0 | 619.1994 | 0 | 0 | 5284.5164 | 0 | 5284.5164 | 0 | 0 | 0 | 0 | 0 | 0 | 0 | 0 | 0 | 9.3571 | 1.2419 | 0 | 0 | 10.599 | 10.599 | 10.599 | 1
WY_7_LO_2013_NG | 7 | LO | NG | 20781 | ASHRAE30pct-state-7 | OfficeLarge | STD2013 | WY-JacksonHole-WY | Zone7 | Zone7(WY-JacksonHole-WY) | ASHRAE30pct-state-STD2013 | state | WY | 0.0823 | 0.68 | ASHRAE30pct-state-7_OfficeLarge_STD2013_WY-JacksonHole-WY.table.csv.gz | Large Office | Jackson Hole WY USA TMY3 WMO#=725776 | Natural Gas | 4898053.4874 | 0 | 0 | 0 | 0 | 0 | 0 | 0 | 0 | 0 | 0 | 618877.1885 | 0 | 0 | 5516930.6759 | 0 | 5516930.6759 | 0 | 0 | 33306.7637 | 0 | 0 | 0 | 0 | 0 | 0 | 0 | 0 | 0 | 0 | 4208.3649 | 0 | 0 | 37515.1286 | 0 | 37515.1286 | 0 | 0 | 4898.0535 | 0 | 0 | 0 | 0 | 0 | 0 | 0 | 0 | 0 | 0 | 618.8772 | 0 | 0 | 5516.9307 | 0 | 5516.9307 | 0 | 0 | 0 | 0 | 0 | 0 | 0 | 0 | 0 | 9.8238 | 1.2413 | 0 | 0 | 11.0651 | 11.0651 | 11.0651 | 2
AK_8_LO_2010_EL | 8 | LO | EL | 20892 | ASHRAE30pct-state-8 | OfficeLarge | STD2010 | AK-Fairbanks-AK | Zone8 | Zone8(AK-Fairbanks-AK) | ASHRAE30pct-state-STD2010 | state | AK | 0.1479 | 0.81 | ASHRAE30pct-state-8_OfficeLarge_STD2010_AK-Fairbanks-AK.table.csv.gz | Large Office | Fairbanks Intl Arpt AK USA TMY3 WMO#=702610 | Electricity | 4380.5556 | 333316.6693 | 1084591.6753 | 192116.6682 | 5632122.2673 | 529147.2265 | 622016.6716 | 74661.1117 | 20866.6668 | 674822.2276 | 0 | 0 | 0 | 0 | 9190386.1846 | 0 | 9168041.74 | 22344.4446 | 551491.6711 | 647.8842 | 49297.5354 | 160411.1088 | 28414.0552 | 832990.8833 | 78260.8748 | 91996.2657 | 11042.3784 | 3086.18 | 99806.2075 | 0 | 0 | 0 | 0 | 1359258.1167 | 0 | 1355953.3733 | 3304.7434 | 81565.6182 | 14.9507 | 1137.5995 | 3701.6778 | 655.6882 | 19222.2587 | 1805.9631 | 2122.9236 | 254.8161 | 71.2173 | 2303.1473 | 0 | 0 | 0 | 0 | 31366.5031 | 0 | 31290.2422 | 76.2609 | 1882.224 | 7.4243 | 1.3151 | 42.3285 | 4.2579 | 0.51108 | 0 | 2.4245 | 0.029986 | 0 | 4.6193 | 0 | 62.7577 | 62.9107 | 62.9107 | 1
AK_8_LO_2013_EL | 8 | LO | EL | 20952 | ASHRAE30pct-state-8 | OfficeLarge | STD2013 | AK-Fairbanks-AK | Zone8 | Zone8(AK-Fairbanks-AK) | ASHRAE30pct-state-STD2013 | state | AK | 0.1479 | 0.81 | ASHRAE30pct-state-8_OfficeLarge_STD2013_AK-Fairbanks-AK.table.csv.gz | Large Office | Fairbanks Intl Arpt AK USA TMY3 WMO#=702610 | Electricity | 1900 | 321408.3359 | 965491.6744 | 192116.6682 | 5626841.7117 | 528030.5598 | 628975.005 | 78852.7784 | 14416.6668 | 687877.7833 | 4208.3334 | 0 | 0 | 0 | 9072308.4059 | 0 | 9050119.5168 | 22188.8891 | 550219.4488 | 281.01 | 47536.2929 | 142796.2186 | 28414.0552 | 832209.8892 | 78095.7198 | 93025.4032 | 11662.3259 | 2132.225 | 101737.1241 | 622.4125 | 0 | 0 | 0 | 1341794.4132 | 0 | 1338512.6765 | 3281.7367 | 81377.4565 | 6.4846 | 1096.9567 | 3295.1932 | 655.6882 | 19204.2363 | 1802.1519 | 2146.6722 | 269.1221 | 49.2036 | 2347.7056 | 14.3629 | 0 | 0 | 0 | 30963.5073 | 0 | 30887.7774 | 75.73 | 1877.8819 | 6.6091 | 1.3151 | 42.2836 | 4.3055 | 0.53977 | 0.028807 | 2.2988 | 0.013006 | 0 | 4.7087 | 0 | 61.9505 | 62.1024 | 62.1024 | 2
AK_8_LO_2010_NG | 8 | LO | NG | 20901 | ASHRAE30pct-state-8 | OfficeLarge | STD2010 | AK-Fairbanks-AK | Zone8 | Zone8(AK-Fairbanks-AK) | ASHRAE30pct-state-STD2010 | state | AK | 0.1479 | 0.81 | ASHRAE30pct-state-8_OfficeLarge_STD2010_AK-Fairbanks-AK.table.csv.gz | Large Office | Fairbanks Intl Arpt AK USA TMY3 WMO#=702610 | Natural Gas | 13618776.6359 | 0 | 0 | 0 | 0 | 0 | 0 | 0 | 0 | 0 | 0 | 676722.4673 | 0 | 0 | 14295499.1033 | 0 | 14295499.1033 | 0 | 0 | 110312.0908 | 0 | 0 | 0 | 0 | 0 | 0 | 0 | 0 | 0 | 0 | 5481.452 | 0 | 0 | 115793.5427 | 0 | 115793.5427 | 0 | 0 | 13618.7766 | 0 | 0 | 0 | 0 | 0 | 0 | 0 | 0 | 0 | 0 | 676.7225 | 0 | 0 | 14295.4991 | 0 | 14295.4991 | 0 | 0 | 0 | 0 | 0 | 0 | 0 | 0 | 0 | 27.3147 | 1.3573 | 0 | 0 | 28.672 | 28.672 | 28.672 | 1
AK_8_LO_2013_NG | 8 | LO | NG | 20961 | ASHRAE30pct-state-8 | OfficeLarge | STD2013 | AK-Fairbanks-AK | Zone8 | Zone8(AK-Fairbanks-AK) | ASHRAE30pct-state-STD2013 | state | AK | 0.1479 | 0.81 | ASHRAE30pct-state-8_OfficeLarge_STD2013_AK-Fairbanks-AK.table.csv.gz | Large Office | Fairbanks Intl Arpt AK USA TMY3 WMO#=702610 | Natural Gas | 12469965.4175 | 0 | 0 | 0 | 0 | 0 | 0 | 0 | 0 | 0 | 0 | 676314.906 | 0 | 0 | 13146280.3234 | 0 | 13146280.3234 | 0 | 0 | 101006.7199 | 0 | 0 | 0 | 0 | 0 | 0 | 0 | 0 | 0 | 0 | 5478.1507 | 0 | 0 | 106484.8706 | 0 | 106484.8706 | 0 | 0 | 12469.9654 | 0 | 0 | 0 | 0 | 0 | 0 | 0 | 0 | 0 | 0 | 676.3149 | 0 | 0 | 13146.2803 | 0 | 13146.2803 | 0 | 0 | 0 | 0 | 0 | 0 | 0 | 0 | 0 | 25.0106 | 1.3565 | 0 | 0 | 26.367 | 26.367 | 26.367 | 2
FL_1A_SO_2010_EL | 1A | SO | EL | 115 | ASHRAE30pct-state-1A | OfficeSmall | STD2010 | FL-Miami-FL | Zone1A | Zone1A(FL-Miami-FL) | ASHRAE30pct-state-STD2010 | state | FL | 0.0976 | 1.01 | ASHRAE30pct-state-1A_OfficeSmall_STD2010_FL-Miami-FL.table.csv.gz | Small Office | Miami Intl Ap FL USA TMY3 WMO#=722020 | Electricity | 19.4444 | 15558.3335 | 15008.3335 | 3416.6667 | 13663.889 | 0 | 7150.0001 | 0 | 0 | 0 | 0 | 5002.7778 | 0 | 0 | 59822.2227 | 0 | 59819.4449 | 2.7778 | 2.7778 | 1.8978 | 1518.4933 | 1464.8133 | 333.4667 | 1333.5956 | 0 | 697.84 | 0 | 0 | 0 | 0 | 488.2711 | 0 | 0 | 5838.6489 | 0 | 5838.3778 | 0.27111 | 0.27111 | 0.066363 | 53.1001 | 51.223 | 11.661 | 46.6344 | 0 | 24.4027 | 0 | 0 | 0 | 0 | 17.0743 | 0 | 0 | 204.1714 | 0 | 204.1619 | 0.0094805 | 0.0094805 | 9.3099 | 2.1194 | 8.4776 | 4.4352 | 0 | 0 | 9.6511 | 0.012062 | 3.1033 | 0 | 0 | 37.1069 | 37.1086 | 37.1086 | 1
FL_1A_SO_2013_EL | 1A | SO | EL | 127 | ASHRAE30pct-state-1A | OfficeSmall | STD2013 | FL-Miami-FL | Zone1A | Zone1A(FL-Miami-FL) | ASHRAE30pct-state-STD2013 | state | FL | 0.0976 | 1.01 | ASHRAE30pct-state-1A_OfficeSmall_STD2013_FL-Miami-FL.table.csv.gz | Small Office | Miami Intl Ap FL USA TMY3 WMO#=722020 | Electricity | 13.8889 | 10105.5556 | 12738.889 | 3416.6667 | 13413.889 | 0 | 5294.4445 | 0 | 0 | 0 | 0 | 5002.7778 | 0 | 0 | 49988.8893 | 0 | 49986.1115 | 2.7778 | 2.7778 | 1.3556 | 986.3022 | 1243.3156 | 333.4667 | 1309.1956 | 0 | 516.7378 | 0 | 0 | 0 | 0 | 488.2711 | 0 | 0 | 4878.9156 | 0 | 4878.6445 | 0.27111 | 0.27111 | 0.047402 | 34.4899 | 43.4774 | 11.661 | 45.7812 | 0 | 18.0698 | 0 | 0 | 0 | 0 | 17.0743 | 0 | 0 | 170.6105 | 0 | 170.601 | 0.0094805 | 0.0094805 | 7.9021 | 2.1194 | 8.3225 | 3.2842 | 0 | 0 | 6.2686 | 0.0086155 | 3.1033 | 0 | 0 | 31.0071 | 31.0088 | 31.0088 | 2
FL_1A_SO_2010_NG | 1A | SO | NG | 116 | ASHRAE30pct-state-1A | OfficeSmall | STD2010 | FL-Miami-FL | Zone1A | Zone1A(FL-Miami-FL) | ASHRAE30pct-state-STD2010 | state | FL | 0.0976 | 1.01 | ASHRAE30pct-state-1A_OfficeSmall_STD2010_FL-Miami-FL.table.csv.gz | Small Office | Miami Intl Ap FL USA TMY3 WMO#=722020 | Natural Gas | 0 | 0 | 0 | 0 | 0 | 0 | 0 | 0 | 0 | 0 | 0 | 0 | 0 | 0 | 0 | 0 | 0 | 0 | 0 | 0 | 0 | 0 | 0 | 0 | 0 | 0 | 0 | 0 | 0 | 0 | 0 | 0 | 0 | 0 | 0 | 0 | 0 | 0 | 0 | 0 | 0 | 0 | 0 | 0 | 0 | 0 | 0 | 0 | 0 | 0 | 0 | 0 | 0 | 0 | 0 | 0 | 0 | 0 | 0 | 0 | 0 | 0 | 0 | 0 | 0 | 0 | 0 | 0 | 0 | 0 | 0 | 1
FL_1A_SO_2013_NG | 1A | SO | NG | 128 | ASHRAE30pct-state-1A | OfficeSmall | STD2013 | FL-Miami-FL | Zone1A | Zone1A(FL-Miami-FL) | ASHRAE30pct-state-STD2013 | state | FL | 0.0976 | 1.01 | ASHRAE30pct-state-1A_OfficeSmall_STD2013_FL-Miami-FL.table.csv.gz | Small Office | Miami Intl Ap FL USA TMY3 WMO#=722020 | Natural Gas | 0 | 0 | 0 | 0 | 0 | 0 | 0 | 0 | 0 | 0 | 0 | 0 | 0 | 0 | 0 | 0 | 0 | 0 | 0 | 0 | 0 | 0 | 0 | 0 | 0 | 0 | 0 | 0 | 0 | 0 | 0 | 0 | 0 | 0 | 0 | 0 | 0 | 0 | 0 | 0 | 0 | 0 | 0 | 0 | 0 | 0 | 0 | 0 | 0 | 0 | 0 | 0 | 0 | 0 | 0 | 0 | 0 | 0 | 0 | 0 | 0 | 0 | 0 | 0 | 0 | 0 | 0 | 0 | 0 | 0 | 0 | 2
HI_1A_SO_2010_EL | 1A | SO | EL | 121 | ASHRAE30pct-state-1A | OfficeSmall | STD2010 | HI-Honolulu-HI | Zone1A | Zone1A(HI-Honolulu-HI) | ASHRAE30pct-state-STD2010 | state | HI | 0.3483 | 4.6 | ASHRAE30pct-state-1A_OfficeSmall_STD2010_HI-Honolulu-HI.table.csv.gz | Small Office | Honolulu Intl Arpt HI USA TMY3 WMO#=911820 | Electricity | 0 | 15280.5557 | 15025.0001 | 3416.6667 | 13663.889 | 0 | 7108.3334 | 0 | 0 | 0 | 0 | 5002.7778 | 0 | 0 | 59500.0005 | 0 | 59497.2227 | 2.7778 | 2.7778 | 0 | 5322.2175 | 5233.2075 | 1190.025 | 4759.1325 | 0 | 2475.8325 | 0 | 0 | 0 | 0 | 1742.4675 | 0 | 0 | 20723.8502 | 0 | 20722.8827 | 0.9675 | 0.9675 | 0 | 52.1521 | 51.2799 | 11.661 | 46.6344 | 0 | 24.2605 | 0 | 0 | 0 | 0 | 17.0743 | 0 | 0 | 203.0717 | 0 | 203.0622 | 0.0094805 | 0.0094805 | 9.3202 | 2.1194 | 8.4776 | 4.4094 | 0 | 0 | 9.4787 | 0 | 3.1033 | 0 | 0 | 36.907 | 36.9087 | 36.9087 | 1
HI_1A_SO_2013_EL | 1A | SO | EL | 133 | ASHRAE30pct-state-1A | OfficeSmall | STD2013 | HI-Honolulu-HI | Zone1A | Zone1A(HI-Honolulu-HI) | ASHRAE30pct-state-STD2013 | state | HI | 0.3483 | 4.6 | ASHRAE30pct-state-1A_OfficeSmall_STD2013_HI-Honolulu-HI.table.csv.gz | Small Office | Honolulu Intl Arpt HI USA TMY3 WMO#=911820 | Electricity | 0 | 10013.889 | 12766.6668 | 3416.6667 | 13413.889 | 0 | 5283.3334 | 0 | 0 | 0 | 0 | 5002.7778 | 0 | 0 | 49897.2226 | 0 | 49897.2226 | 0 | 0 | 0 | 3487.8375 | 4446.63 | 1190.025 | 4672.0575 | 0 | 1840.185 | 0 | 0 | 0 | 0 | 1742.4675 | 0 | 0 | 17379.2026 | 0 | 17379.2026 | 0 | 0 | 0 | 34.1771 | 43.5722 | 11.661 | 45.7812 | 0 | 18.0319 | 0 | 0 | 0 | 0 | 17.0743 | 0 | 0 | 170.2977 | 0 | 170.2977 | 0 | 0 | 7.9193 | 2.1194 | 8.3208 | 3.2773 | 0 | 0 | 6.2118 | 0 | 3.1033 | 0 | 0 | 30.952 | 30.952 | 30.952 | 2
HI_1A_SO_2010_NG | 1A | SO | NG | 122 | ASHRAE30pct-state-1A | OfficeSmall | STD2010 | HI-Honolulu-HI | Zone1A | Zone1A(HI-Honolulu-HI) | ASHRAE30pct-state-STD2010 | state | HI | 0.3483 | 4.6 | ASHRAE30pct-state-1A_OfficeSmall_STD2010_HI-Honolulu-HI.table.csv.gz | Small Office | Honolulu Intl Arpt HI USA TMY3 WMO#=911820 | Natural Gas | 0 | 0 | 0 | 0 | 0 | 0 | 0 | 0 | 0 | 0 | 0 | 0 | 0 | 0 | 0 | 0 | 0 | 0 | 0 | 0 | 0 | 0 | 0 | 0 | 0 | 0 | 0 | 0 | 0 | 0 | 0 | 0 | 0 | 0 | 0 | 0 | 0 | 0 | 0 | 0 | 0 | 0 | 0 | 0 | 0 | 0 | 0 | 0 | 0 | 0 | 0 | 0 | 0 | 0 | 0 | 0 | 0 | 0 | 0 | 0 | 0 | 0 | 0 | 0 | 0 | 0 | 0 | 0 | 0 | 0 | 0 | 1
HI_1A_SO_2013_NG | 1A | SO | NG | 134 | ASHRAE30pct-state-1A | OfficeSmall | STD2013 | HI-Honolulu-HI | Zone1A | Zone1A(HI-Honolulu-HI) | ASHRAE30pct-state-STD2013 | state | HI | 0.3483 | 4.6 | ASHRAE30pct-state-1A_OfficeSmall_STD2013_HI-Honolulu-HI.table.csv.gz | Small Office | Honolulu Intl Arpt HI USA TMY3 WMO#=911820 | Natural Gas | 0 | 0 | 0 | 0 | 0 | 0 | 0 | 0 | 0 | 0 | 0 | 0 | 0 | 0 | 0 | 0 | 0 | 0 | 0 | 0 | 0 | 0 | 0 | 0 | 0 | 0 | 0 | 0 | 0 | 0 | 0 | 0 | 0 | 0 | 0 | 0 | 0 | 0 | 0 | 0 | 0 | 0 | 0 | 0 | 0 | 0 | 0 | 0 | 0 | 0 | 0 | 0 | 0 | 0 | 0 | 0 | 0 | 0 | 0 | 0 | 0 | 0 | 0 | 0 | 0 | 0 | 0 | 0 | 0 | 0 | 0 | 2
AL_2A_SO_2010_EL | 2A | SO | EL | 175 | ASHRAE30pct-state-2A | OfficeSmall | STD2010 | AL-Mobile-AL | Zone2A | Zone2A(AL-Mobile-AL) | ASHRAE30pct-state-STD2010 | state | AL | 0.1058 | 1.24 | ASHRAE30pct-state-2A_OfficeSmall_STD2010_AL-Mobile-AL.table.csv.gz | Small Office | Mobile Regional Ap AL USA TMY3 WMO#=722230 | Electricity | 586.1111 | 10391.6667 | 15044.4446 | 3416.6667 | 13663.889 | 0 | 6588.8889 | 0 | 0 | 0 | 0 | 5002.7778 | 0 | 0 | 54697.2227 | 0 | 54694.4449 | 2.7778 | 2.7778 | 62.0106 | 1099.4383 | 1591.7022 | 361.4833 | 1445.6395 | 0 | 697.1045 | 0 | 0 | 0 | 0 | 529.2939 | 0 | 0 | 5786.9662 | 0 | 5786.6723 | 0.29389 | 0.29389 | 2.0004 | 35.4664 | 51.3462 | 11.661 | 46.6344 | 0 | 22.4877 | 0 | 0 | 0 | 0 | 17.0743 | 0 | 0 | 186.6799 | 0 | 186.6704 | 0.0094805 | 0.0094805 | 9.3323 | 2.1194 | 8.4776 | 4.0872 | 0 | 0 | 6.4461 | 0.36357 | 3.1033 | 0 | 0 | 33.9277 | 33.9295 | 33.9295 | 1
AL_2A_SO_2013_EL | 2A | SO | EL | 211 | ASHRAE30pct-state-2A | OfficeSmall | STD2013 | AL-Mobile-AL | Zone2A | Zone2A(AL-Mobile-AL) | ASHRAE30pct-state-STD2013 | state | AL | 0.1058 | 1.24 | ASHRAE30pct-state-2A_OfficeSmall_STD2013_AL-Mobile-AL.table.csv.gz | Small Office | Mobile Regional Ap AL USA TMY3 WMO#=722230 | Electricity | 580.5556 | 6997.2223 | 12811.1112 | 3416.6667 | 13413.889 | 0 | 5283.3334 | 0 | 0 | 0 | 0 | 5002.7778 | 0 | 0 | 47505.5559 | 0 | 47505.5559 | 0 | 0 | 61.4228 | 740.3061 | 1355.4156 | 361.4833 | 1419.1895 | 0 | 558.9767 | 0 | 0 | 0 | 0 | 529.2939 | 0 | 0 | 5026.0878 | 0 | 5026.0878 | 0 | 0 | 1.9814 | 23.8813 | 43.7239 | 11.661 | 45.7812 | 0 | 18.0319 | 0 | 0 | 0 | 0 | 17.0743 | 0 | 0 | 162.135 | 0 | 162.135 | 0 | 0 | 7.9469 | 2.1194 | 8.3208 | 3.2773 | 0 | 0 | 4.3405 | 0.36013 | 3.1033 | 0 | 0 | 29.4684 | 29.4684 | 29.4684 | 2
AL_2A_SO_2010_NG | 2A | SO | NG | 176 | ASHRAE30pct-state-2A | OfficeSmall | STD2010 | AL-Mobile-AL | Zone2A | Zone2A(AL-Mobile-AL) | ASHRAE30pct-state-STD2010 | state | AL | 0.1058 | 1.24 | ASHRAE30pct-state-2A_OfficeSmall_STD2010_AL-Mobile-AL.table.csv.gz | Small Office | Mobile Regional Ap AL USA TMY3 WMO#=722230 | Natural Gas | 454.9522 | 0 | 0 | 0 | 0 | 0 | 0 | 0 | 0 | 0 | 0 | 0 | 0 | 0 | 454.9522 | 0 | 454.9522 | 0 | 0 | 5.6414 | 0 | 0 | 0 | 0 | 0 | 0 | 0 | 0 | 0 | 0 | 0 | 0 | 0 | 5.6414 | 0 | 5.6414 | 0 | 0 | 0.45495 | 0 | 0 | 0 | 0 | 0 | 0 | 0 | 0 | 0 | 0 | 0 | 0 | 0 | 0.45495 | 0 | 0.45495 | 0 | 0 | 0 | 0 | 0 | 0 | 0 | 0 | 0 | 0.082689 | 0 | 0 | 0 | 0.082689 | 0.082689 | 0.082689 | 1
AL_2A_SO_2013_NG | 2A | SO | NG | 212 | ASHRAE30pct-state-2A | OfficeSmall | STD2013 | AL-Mobile-AL | Zone2A | Zone2A(AL-Mobile-AL) | ASHRAE30pct-state-STD2013 | state | AL | 0.1058 | 1.24 | ASHRAE30pct-state-2A_OfficeSmall_STD2013_AL-Mobile-AL.table.csv.gz | Small Office | Mobile Regional Ap AL USA TMY3 WMO#=722230 | Natural Gas | 492.8649 | 0 | 0 | 0 | 0 | 0 | 0 | 0 | 0 | 0 | 0 | 0 | 0 | 0 | 492.8649 | 0 | 492.8649 | 0 | 0 | 6.1115 | 0 | 0 | 0 | 0 | 0 | 0 | 0 | 0 | 0 | 0 | 0 | 0 | 0 | 6.1115 | 0 | 6.1115 | 0 | 0 | 0.49286 | 0 | 0 | 0 | 0 | 0 | 0 | 0 | 0 | 0 | 0 | 0 | 0 | 0 | 0.49286 | 0 | 0.49286 | 0 | 0 | 0 | 0 | 0 | 0 | 0 | 0 | 0 | 0.089579 | 0 | 0 | 0 | 0.089579 | 0.089579 | 0.089579 | 2
FL_2A_SO_2010_EL | 2A | SO | EL | 181 | ASHRAE30pct-state-2A | OfficeSmall | STD2010 | FL-Tampa-FL | Zone2A | Zone2A(FL-Tampa-FL) | ASHRAE30pct-state-STD2010 | state | FL | 0.0976 | 1.01 | ASHRAE30pct-state-2A_OfficeSmall_STD2010_FL-Tampa-FL.table.csv.gz | Small Office | Tampa International Ap FL USA TMY3 WMO#=722110 | Electricity | 144.4444 | 13205.5557 | 15030.5557 | 3411.1111 | 13663.889 | 0 | 6844.4445 | 0 | 0 | 0 | 0 | 5002.7778 | 0 | 0 | 57305.556 | 0 | 57302.7782 | 2.7778 | 2.7778 | 14.0978 | 1288.8622 | 1466.9822 | 332.9244 | 1333.5956 | 0 | 668.0178 | 0 | 0 | 0 | 0 | 488.2711 | 0 | 0 | 5593.0223 | 0 | 5592.7512 | 0.27111 | 0.27111 | 0.49298 | 45.0702 | 51.2988 | 11.642 | 46.6344 | 0 | 23.3599 | 0 | 0 | 0 | 0 | 17.0743 | 0 | 0 | 195.5821 | 0 | 195.5726 | 0.0094805 | 0.0094805 | 9.3237 | 2.116 | 8.4776 | 4.2457 | 0 | 0 | 8.1916 | 0.089601 | 3.1033 | 0 | 0 | 35.5457 | 35.5475 | 35.5475 | 1
FL_2A_SO_2013_EL | 2A | SO | EL | 217 | ASHRAE30pct-state-2A | OfficeSmall | STD2013 | FL-Tampa-FL | Zone2A | Zone2A(FL-Tampa-FL) | ASHRAE30pct-state-STD2013 | state | FL | 0.0976 | 1.01 | ASHRAE30pct-state-2A_OfficeSmall_STD2013_FL-Tampa-FL.table.csv.gz | Small Office | Tampa International Ap FL USA TMY3 WMO#=722110 | Electricity | 138.8889 | 8772.2223 | 12766.6668 | 3411.1111 | 13413.889 | 0 | 5338.8889 | 0 | 0 | 0 | 0 | 5002.7778 | 0 | 0 | 48847.2226 | 0 | 48844.4448 | 2.7778 | 2.7778 | 13.5556 | 856.1689 | 1246.0267 | 332.9244 | 1309.1956 | 0 | 521.0756 | 0 | 0 | 0 | 0 | 488.2711 | 0 | 0 | 4767.4889 | 0 | 4767.2178 | 0.27111 | 0.27111 | 0.47402 | 29.9393 | 43.5722 | 11.642 | 45.7812 | 0 | 18.2215 | 0 | 0 | 0 | 0 | 17.0743 | 0 | 0 | 166.7141 | 0 | 166.7046 | 0.0094805 | 0.0094805 | 7.9193 | 2.116 | 8.3225 | 3.3118 | 0 | 0 | 5.4415 | 0.086155 | 3.1033 | 0 | 0 | 30.2989 | 30.3006 | 30.3006 | 2
FL_2A_SO_2010_NG | 2A | SO | NG | 182 | ASHRAE30pct-state-2A | OfficeSmall | STD2010 | FL-Tampa-FL | Zone2A | Zone2A(FL-Tampa-FL) | ASHRAE30pct-state-STD2010 | state | FL | 0.0976 | 1.01 | ASHRAE30pct-state-2A_OfficeSmall_STD2010_FL-Tampa-FL.table.csv.gz | Small Office | Tampa International Ap FL USA TMY3 WMO#=722110 | Natural Gas | 47.3909 | 0 | 0 | 0 | 0 | 0 | 0 | 0 | 0 | 0 | 0 | 0 | 0 | 0 | 47.3909 | 0 | 47.3909 | 0 | 0 | 0.47865 | 0 | 0 | 0 | 0 | 0 | 0 | 0 | 0 | 0 | 0 | 0 | 0 | 0 | 0.47865 | 0 | 0.47865 | 0 | 0 | 0.047391 | 0 | 0 | 0 | 0 | 0 | 0 | 0 | 0 | 0 | 0 | 0 | 0 | 0 | 0.047391 | 0 | 0.047391 | 0 | 0 | 0 | 0 | 0 | 0 | 0 | 0 | 0 | 0.0086134 | 0 | 0 | 0 | 0.0086134 | 0.0086134 | 0.0086134 | 1
FL_2A_SO_2013_NG | 2A | SO | NG | 218 | ASHRAE30pct-state-2A | OfficeSmall | STD2013 | FL-Tampa-FL | Zone2A | Zone2A(FL-Tampa-FL) | ASHRAE30pct-state-STD2013 | state | FL | 0.0976 | 1.01 | ASHRAE30pct-state-2A_OfficeSmall_STD2013_FL-Tampa-FL.table.csv.gz | Small Office | Tampa International Ap FL USA TMY3 WMO#=722110 | Natural Gas | 47.3909 | 0 | 0 | 0 | 0 | 0 | 0 | 0 | 0 | 0 | 0 | 0 | 0 | 0 | 47.3909 | 0 | 47.3909 | 0 | 0 | 0.47865 | 0 | 0 | 0 | 0 | 0 | 0 | 0 | 0 | 0 | 0 | 0 | 0 | 0 | 0.47865 | 0 | 0.47865 | 0 | 0 | 0.047391 | 0 | 0 | 0 | 0 | 0 | 0 | 0 | 0 | 0 | 0 | 0 | 0 | 0 | 0.047391 | 0 | 0.047391 | 0 | 0 | 0 | 0 | 0 | 0 | 0 | 0 | 0 | 0.0086134 | 0 | 0 | 0 | 0.0086134 | 0.0086134 | 0.0086134 | 2
GA_2A_SO_2010_EL | 2A | SO | EL | 187 | ASHRAE30pct-state-2A | OfficeSmall | STD2010 | GA-Savannah-GA | Zone2A | Zone2A(GA-Savannah-GA) | ASHRAE30pct-state-STD2010 | state | GA | 0.0947 | 0.94 | ASHRAE30pct-state-2A_OfficeSmall_STD2010_GA-Savannah-GA.table.csv.gz | Small Office | Savannah Intl Ap GA USA TMY3 WMO#=722070 | Electricity | 558.3333 | 10575.0001 | 15033.3335 | 3413.8889 | 13663.889 | 0 | 6750.0001 | 0 | 0 | 0 | 0 | 5002.7778 | 0 | 0 | 54997.2227 | 0 | 54997.2227 | 0 | 0 | 52.8742 | 1001.4525 | 1423.6567 | 323.2953 | 1293.9703 | 0 | 639.225 | 0 | 0 | 0 | 0 | 473.7631 | 0 | 0 | 5208.237 | 0 | 5208.237 | 0 | 0 | 1.9056 | 36.0921 | 51.3083 | 11.6515 | 46.6344 | 0 | 23.0375 | 0 | 0 | 0 | 0 | 17.0743 | 0 | 0 | 187.7038 | 0 | 187.7038 | 0 | 0 | 9.3254 | 2.1177 | 8.4759 | 4.1871 | 0 | 0 | 6.5598 | 0.34634 | 3.1033 | 0 | 0 | 34.1156 | 34.1156 | 34.1156 | 1
GA_2A_SO_2013_EL | 2A | SO | EL | 223 | ASHRAE30pct-state-2A | OfficeSmall | STD2013 | GA-Savannah-GA | Zone2A | Zone2A(GA-Savannah-GA) | ASHRAE30pct-state-STD2013 | state | GA | 0.0947 | 0.94 | ASHRAE30pct-state-2A_OfficeSmall_STD2013_GA-Savannah-GA.table.csv.gz | Small Office | Savannah Intl Ap GA USA TMY3 WMO#=722070 | Electricity | 544.4444 | 6955.5556 | 12791.6668 | 3413.8889 | 13413.889 | 0 | 5383.3334 | 0 | 0 | 0 | 0 | 5002.7778 | 0 | 0 | 47508.3337 | 0 | 47505.5559 | 2.7778 | 2.7778 | 51.5589 | 658.6911 | 1211.3708 | 323.2953 | 1270.2953 | 0 | 509.8017 | 0 | 0 | 0 | 0 | 473.7631 | 0 | 0 | 4499.0392 | 0 | 4498.7761 | 0.26306 | 0.26306 | 1.8582 | 23.7391 | 43.6576 | 11.6515 | 45.7812 | 0 | 18.3731 | 0 | 0 | 0 | 0 | 17.0743 | 0 | 0 | 162.1445 | 0 | 162.135 | 0.0094805 | 0.0094805 | 7.9349 | 2.1177 | 8.3225 | 3.3394 | 0 | 0 | 4.3146 | 0.33773 | 3.1033 | 0 | 0 | 29.4684 | 29.4701 | 29.4701 | 2
GA_2A_SO_2010_NG | 2A | SO | NG | 188 | ASHRAE30pct-state-2A | OfficeSmall | STD2010 | GA-Savannah-GA | Zone2A | Zone2A(GA-Savannah-GA) | ASHRAE30pct-state-STD2010 | state | GA | 0.0947 | 0.94 | ASHRAE30pct-state-2A_OfficeSmall_STD2010_GA-Savannah-GA.table.csv.gz | Small Office | Savannah Intl Ap GA USA TMY3 WMO#=722070 | Natural Gas | 246.4325 | 0 | 0 | 0 | 0 | 0 | 0 | 0 | 0 | 0 | 0 | 0 | 0 | 0 | 246.4325 | 0 | 246.4325 | 0 | 0 | 2.3165 | 0 | 0 | 0 | 0 | 0 | 0 | 0 | 0 | 0 | 0 | 0 | 0 | 0 | 2.3165 | 0 | 2.3165 | 0 | 0 | 0.24643 | 0 | 0 | 0 | 0 | 0 | 0 | 0 | 0 | 0 | 0 | 0 | 0 | 0 | 0.24643 | 0 | 0.24643 | 0 | 0 | 0 | 0 | 0 | 0 | 0 | 0 | 0 | 0.04479 | 0 | 0 | 0 | 0.04479 | 0.04479 | 0.04479 | 1
GA_2A_SO_2013_NG | 2A | SO | NG | 224 | ASHRAE30pct-state-2A | OfficeSmall | STD2013 | GA-Savannah-GA | Zone2A | Zone2A(GA-Savannah-GA) | ASHRAE30pct-state-STD2013 | state | GA | 0.0947 | 0.94 | ASHRAE30pct-state-2A_OfficeSmall_STD2013_GA-Savannah-GA.table.csv.gz | Small Office | Savannah Intl Ap GA USA TMY3 WMO#=722070 | Natural Gas | 255.9106 | 0 | 0 | 0 | 0 | 0 | 0 | 0 | 0 | 0 | 0 | 0 | 0 | 0 | 255.9106 | 0 | 255.9106 | 0 | 0 | 2.4056 | 0 | 0 | 0 | 0 | 0 | 0 | 0 | 0 | 0 | 0 | 0 | 0 | 0 | 2.4056 | 0 | 2.4056 | 0 | 0 | 0.25591 | 0 | 0 | 0 | 0 | 0 | 0 | 0 | 0 | 0 | 0 | 0 | 0 | 0 | 0.25591 | 0 | 0.25591 | 0 | 0 | 0 | 0 | 0 | 0 | 0 | 0 | 0 | 0.046512 | 0 | 0 | 0 | 0.046512 | 0.046512 | 0.046512 | 2
LA_2A_SO_2010_EL | 2A | SO | EL | 193 | ASHRAE30pct-state-2A | OfficeSmall | STD2010 | LA-BatonRouge-LA | Zone2A | Zone2A(LA-BatonRouge-LA) | ASHRAE30pct-state-STD2010 | state | LA | 0.0779 | 0.8 | ASHRAE30pct-state-2A_OfficeSmall_STD2010_LA-BatonRouge-LA.table.csv.gz | Small Office | Baton Rouge Ryan Arpt LA USA TMY3 WMO#=722317 | Electricity | 650 | 10827.7779 | 15050.0001 | 3411.1111 | 13663.889 | 0 | 6661.1112 | 0 | 0 | 0 | 0 | 5002.7778 | 0 | 0 | 55272.2227 | 0 | 55266.6671 | 5.5556 | 5.5556 | 50.635 | 843.4839 | 1172.395 | 265.7256 | 1064.417 | 0 | 518.9006 | 0 | 0 | 0 | 0 | 389.7164 | 0 | 0 | 4305.7061 | 0 | 4305.2734 | 0.43278 | 0.43278 | 2.2184 | 36.9549 | 51.3652 | 11.642 | 46.6344 | 0 | 22.7342 | 0 | 0 | 0 | 0 | 17.0743 | 0 | 0 | 188.6424 | 0 | 188.6234 | 0.018961 | 0.018961 | 9.3357 | 2.116 | 8.4794 | 4.132 | 0 | 0 | 6.7166 | 0.4032 | 3.1033 | 0 | 0 | 34.2827 | 34.2861 | 34.2861 | 1
LA_2A_SO_2013_EL | 2A | SO | EL | 229 | ASHRAE30pct-state-2A | OfficeSmall | STD2013 | LA-BatonRouge-LA | Zone2A | Zone2A(LA-BatonRouge-LA) | ASHRAE30pct-state-STD2013 | state | LA | 0.0779 | 0.8 | ASHRAE30pct-state-2A_OfficeSmall_STD2013_LA-BatonRouge-LA.table.csv.gz | Small Office | Baton Rouge Ryan Arpt LA USA TMY3 WMO#=722317 | Electricity | 638.8889 | 7219.4445 | 12819.4445 | 3411.1111 | 13413.889 | 0 | 5319.4445 | 0 | 0 | 0 | 0 | 5002.7778 | 0 | 0 | 47825.0004 | 0 | 47825.0004 | 7.276e-12 | 7.276e-12 | 49.7694 | 562.3947 | 998.6347 | 265.7256 | 1044.942 | 0 | 414.3847 | 0 | 0 | 0 | 0 | 389.7164 | 0 | 0 | 3725.5675 | 0 | 3725.5675 | 5.668e-13 | 5.668e-13 | 2.1805 | 24.6397 | 43.7524 | 11.642 | 45.7812 | 0 | 18.1551 | 0 | 0 | 0 | 0 | 17.0743 | 0 | 0 | 163.2252 | 0 | 163.2252 | 2.4833e-14 | 2.4833e-14 | 7.9521 | 2.116 | 8.3208 | 3.2997 | 0 | 0 | 4.4783 | 0.39631 | 3.1033 | 0 | 0 | 29.6665 | 29.6665 | 29.6665 | 2
LA_2A_SO_2010_NG | 2A | SO | NG | 194 | ASHRAE30pct-state-2A | OfficeSmall | STD2010 | LA-BatonRouge-LA | Zone2A | Zone2A(LA-BatonRouge-LA) | ASHRAE30pct-state-STD2010 | state | LA | 0.0779 | 0.8 | ASHRAE30pct-state-2A_OfficeSmall_STD2010_LA-BatonRouge-LA.table.csv.gz | Small Office | Baton Rouge Ryan Arpt LA USA TMY3 WMO#=722317 | Natural Gas | 369.6487 | 0 | 0 | 0 | 0 | 0 | 0 | 0 | 0 | 0 | 0 | 0 | 0 | 0 | 369.6487 | 0 | 369.6487 | 0 | 0 | 2.9572 | 0 | 0 | 0 | 0 | 0 | 0 | 0 | 0 | 0 | 0 | 0 | 0 | 0 | 2.9572 | 0 | 2.9572 | 0 | 0 | 0.36965 | 0 | 0 | 0 | 0 | 0 | 0 | 0 | 0 | 0 | 0 | 0 | 0 | 0 | 0.36965 | 0 | 0.36965 | 0 | 0 | 0 | 0 | 0 | 0 | 0 | 0 | 0 | 0.067184 | 0 | 0 | 0 | 0.067184 | 0.067184 | 0.067184 | 1
LA_2A_SO_2013_NG | 2A | SO | NG | 230 | ASHRAE30pct-state-2A | OfficeSmall | STD2013 | LA-BatonRouge-LA | Zone2A | Zone2A(LA-BatonRouge-LA) | ASHRAE30pct-state-STD2013 | state | LA | 0.0779 | 0.8 | ASHRAE30pct-state-2A_OfficeSmall_STD2013_LA-BatonRouge-LA.table.csv.gz | Small Office | Baton Rouge Ryan Arpt LA USA TMY3 WMO#=722317 | Natural Gas | 398.0832 | 0 | 0 | 0 | 0 | 0 | 0 | 0 | 0 | 0 | 0 | 0 | 0 | 0 | 398.0832 | 0 | 398.0832 | 0 | 0 | 3.1847 | 0 | 0 | 0 | 0 | 0 | 0 | 0 | 0 | 0 | 0 | 0 | 0 | 0 | 3.1847 | 0 | 3.1847 | 0 | 0 | 0.39808 | 0 | 0 | 0 | 0 | 0 | 0 | 0 | 0 | 0 | 0 | 0 | 0 | 0 | 0.39808 | 0 | 0.39808 | 0 | 0 | 0 | 0 | 0 | 0 | 0 | 0 | 0 | 0.072352 | 0 | 0 | 0 | 0.072352 | 0.072352 | 0.072352 | 2
MS_2A_SO_2010_EL | 2A | SO | EL | 199 | ASHRAE30pct-state-2A | OfficeSmall | STD2010 | MS-Mobile-AL | Zone2A | Zone2A(MS-Mobile-AL) | ASHRAE30pct-state-STD2010 | state | MS | 0.0928 | 0.72 | ASHRAE30pct-state-2A_OfficeSmall_STD2010_MS-Mobile-AL.table.csv.gz | Small Office | Mobile Regional Ap AL USA TMY3 WMO#=722230 | Electricity | 586.1111 | 10391.6667 | 15044.4446 | 3416.6667 | 13663.889 | 0 | 6588.8889 | 0 | 0 | 0 | 0 | 5002.7778 | 0 | 0 | 54697.2227 | 0 | 54694.4449 | 2.7778 | 2.7778 | 54.3911 | 964.3467 | 1396.1245 | 317.0667 | 1268.0089 | 0 | 611.4489 | 0 | 0 | 0 | 0 | 464.2578 | 0 | 0 | 5075.9023 | 0 | 5075.6445 | 0.25778 | 0.25778 | 2.0004 | 35.4664 | 51.3462 | 11.661 | 46.6344 | 0 | 22.4877 | 0 | 0 | 0 | 0 | 17.0743 | 0 | 0 | 186.6799 | 0 | 186.6704 | 0.0094805 | 0.0094805 | 9.3323 | 2.1194 | 8.4776 | 4.0872 | 0 | 0 | 6.4461 | 0.36357 | 3.1033 | 0 | 0 | 33.9277 | 33.9295 | 33.9295 | 1
MS_2A_SO_2013_EL | 2A | SO | EL | 235 | ASHRAE30pct-state-2A | OfficeSmall | STD2013 | MS-Mobile-AL | Zone2A | Zone2A(MS-Mobile-AL) | ASHRAE30pct-state-STD2013 | state | MS | 0.0928 | 0.72 | ASHRAE30pct-state-2A_OfficeSmall_STD2013_MS-Mobile-AL.table.csv.gz | Small Office | Mobile Regional Ap AL USA TMY3 WMO#=722230 | Electricity | 580.5556 | 6997.2223 | 12811.1112 | 3416.6667 | 13413.889 | 0 | 5283.3334 | 0 | 0 | 0 | 0 | 5002.7778 | 0 | 0 | 47505.5559 | 0 | 47505.5559 | 0 | 0 | 53.8756 | 649.3422 | 1188.8711 | 317.0667 | 1244.8089 | 0 | 490.2933 | 0 | 0 | 0 | 0 | 464.2578 | 0 | 0 | 4408.5156 | 0 | 4408.5156 | 0 | 0 | 1.9814 | 23.8813 | 43.7239 | 11.661 | 45.7812 | 0 | 18.0319 | 0 | 0 | 0 | 0 | 17.0743 | 0 | 0 | 162.135 | 0 | 162.135 | 0 | 0 | 7.9469 | 2.1194 | 8.3208 | 3.2773 | 0 | 0 | 4.3405 | 0.36013 | 3.1033 | 0 | 0 | 29.4684 | 29.4684 | 29.4684 | 2
MS_2A_SO_2010_NG | 2A | SO | NG | 200 | ASHRAE30pct-state-2A | OfficeSmall | STD2010 | MS-Mobile-AL | Zone2A | Zone2A(MS-Mobile-AL) | ASHRAE30pct-state-STD2010 | state | MS | 0.0928 | 0.72 | ASHRAE30pct-state-2A_OfficeSmall_STD2010_MS-Mobile-AL.table.csv.gz | Small Office | Mobile Regional Ap AL USA TMY3 WMO#=722230 | Natural Gas | 454.9522 | 0 | 0 | 0 | 0 | 0 | 0 | 0 | 0 | 0 | 0 | 0 | 0 | 0 | 454.9522 | 0 | 454.9522 | 0 | 0 | 3.2757 | 0 | 0 | 0 | 0 | 0 | 0 | 0 | 0 | 0 | 0 | 0 | 0 | 0 | 3.2757 | 0 | 3.2757 | 0 | 0 | 0.45495 | 0 | 0 | 0 | 0 | 0 | 0 | 0 | 0 | 0 | 0 | 0 | 0 | 0 | 0.45495 | 0 | 0.45495 | 0 | 0 | 0 | 0 | 0 | 0 | 0 | 0 | 0 | 0.082689 | 0 | 0 | 0 | 0.082689 | 0.082689 | 0.082689 | 1
MS_2A_SO_2013_NG | 2A | SO | NG | 236 | ASHRAE30pct-state-2A | OfficeSmall | STD2013 | MS-Mobile-AL | Zone2A | Zone2A(MS-Mobile-AL) | ASHRAE30pct-state-STD2013 | state | MS | 0.0928 | 0.72 | ASHRAE30pct-state-2A_OfficeSmall_STD2013_MS-Mobile-AL.table.csv.gz | Small Office | Mobile Regional Ap AL USA TMY3 WMO#=722230 | Natural Gas | 492.8649 | 0 | 0 | 0 | 0 | 0 | 0 | 0 | 0 | 0 | 0 | 0 | 0 | 0 | 492.8649 | 0 | 492.8649 | 0 | 0 | 3.5486 | 0 | 0 | 0 | 0 | 0 | 0 | 0 | 0 | 0 | 0 | 0 | 0 | 0 | 3.5486 | 0 | 3.5486 | 0 | 0 | 0.49286 | 0 | 0 | 0 | 0 | 0 | 0 | 0 | 0 | 0 | 0 | 0 | 0 | 0 | 0.49286 | 0 | 0.49286 | 0 | 0 | 0 | 0 | 0 | 0 | 0 | 0 | 0 | 0.089579 | 0 | 0 | 0 | 0.089579 | 0.089579 | 0.089579 | 2
TX_2A_SO_2010_EL | 2A | SO | EL | 205 | ASHRAE30pct-state-2A | OfficeSmall | STD2010 | TX-Houston-TX | Zone2A | Zone2A(TX-Houston-TX) | ASHRAE30pct-state-STD2010 | state | TX | 0.0817 | 0.67 | ASHRAE30pct-state-2A_OfficeSmall_STD2010_TX-Houston-TX.table.csv.gz | Small Office | Houston Bush Intercontinental TX USA TMY3 WMO#=722430 | Electricity | 461.1111 | 11597.2223 | 15041.6668 | 3413.8889 | 13663.889 | 0 | 6941.6667 | 0 | 0 | 0 | 0 | 5002.7778 | 0 | 0 | 56125.0004 | 0 | 56122.2227 | 2.7778 | 2.7778 | 37.6728 | 947.4931 | 1228.9042 | 278.9147 | 1116.3397 | 0 | 567.1342 | 0 | 0 | 0 | 0 | 408.7269 | 0 | 0 | 4585.4125 | 0 | 4585.1856 | 0.22694 | 0.22694 | 1.5738 | 39.581 | 51.3367 | 11.6515 | 46.6344 | 0 | 23.6917 | 0 | 0 | 0 | 0 | 17.0743 | 0 | 0 | 191.5529 | 0 | 191.5434 | 0.0094805 | 0.0094805 | 9.3306 | 2.1177 | 8.4776 | 4.306 | 0 | 0 | 7.1939 | 0.28603 | 3.1033 | 0 | 0 | 34.8134 | 34.8151 | 34.8151 | 1
TX_2A_SO_2013_EL | 2A | SO | EL | 241 | ASHRAE30pct-state-2A | OfficeSmall | STD2013 | TX-Houston-TX | Zone2A | Zone2A(TX-Houston-TX) | ASHRAE30pct-state-STD2013 | state | TX | 0.0817 | 0.67 | ASHRAE30pct-state-2A_OfficeSmall_STD2013_TX-Houston-TX.table.csv.gz | Small Office | Houston Bush Intercontinental TX USA TMY3 WMO#=722430 | Electricity | 450 | 7563.8889 | 12797.2223 | 3413.8889 | 13413.889 | 0 | 5469.4445 | 0 | 0 | 0 | 0 | 5002.7778 | 0 | 0 | 48111.1115 | 0 | 48111.1115 | 0 | 0 | 36.765 | 617.9697 | 1045.5331 | 278.9147 | 1095.9147 | 0 | 446.8536 | 0 | 0 | 0 | 0 | 408.7269 | 0 | 0 | 3930.6778 | 0 | 3930.6778 | 0 | 0 | 1.5358 | 25.8153 | 43.6765 | 11.6515 | 45.7812 | 0 | 18.667 | 0 | 0 | 0 | 0 | 17.0743 | 0 | 0 | 164.2017 | 0 | 164.2017 | 0 | 0 | 7.9383 | 2.1177 | 8.3208 | 3.3928 | 0 | 0 | 4.692 | 0.27914 | 3.1033 | 0 | 0 | 29.844 | 29.844 | 29.844 | 2
TX_2A_SO_2010_NG | 2A | SO | NG | 206 | ASHRAE30pct-state-2A | OfficeSmall | STD2010 | TX-Houston-TX | Zone2A | Zone2A(TX-Houston-TX) | ASHRAE30pct-state-STD2010 | state | TX | 0.0817 | 0.67 | ASHRAE30pct-state-2A_OfficeSmall_STD2010_TX-Houston-TX.table.csv.gz | Small Office | Houston Bush Intercontinental TX USA TMY3 WMO#=722430 | Natural Gas | 170.6071 | 0 | 0 | 0 | 0 | 0 | 0 | 0 | 0 | 0 | 0 | 0 | 0 | 0 | 170.6071 | 0 | 170.6071 | 0 | 0 | 1.1431 | 0 | 0 | 0 | 0 | 0 | 0 | 0 | 0 | 0 | 0 | 0 | 0 | 0 | 1.1431 | 0 | 1.1431 | 0 | 0 | 0.17061 | 0 | 0 | 0 | 0 | 0 | 0 | 0 | 0 | 0 | 0 | 0 | 0 | 0 | 0.17061 | 0 | 0.17061 | 0 | 0 | 0 | 0 | 0 | 0 | 0 | 0 | 0 | 0.031008 | 0 | 0 | 0 | 0.031008 | 0.031008 | 0.031008 | 1
TX_2A_SO_2013_NG | 2A | SO | NG | 242 | ASHRAE30pct-state-2A | OfficeSmall | STD2013 | TX-Houston-TX | Zone2A | Zone2A(TX-Houston-TX) | ASHRAE30pct-state-STD2013 | state | TX | 0.0817 | 0.67 | ASHRAE30pct-state-2A_OfficeSmall_STD2013_TX-Houston-TX.table.csv.gz | Small Office | Houston Bush Intercontinental TX USA TMY3 WMO#=722430 | Natural Gas | 180.0853 | 0 | 0 | 0 | 0 | 0 | 0 | 0 | 0 | 0 | 0 | 0 | 0 | 0 | 180.0853 | 0 | 180.0853 | 0 | 0 | 1.2066 | 0 | 0 | 0 | 0 | 0 | 0 | 0 | 0 | 0 | 0 | 0 | 0 | 0 | 1.2066 | 0 | 1.2066 | 0 | 0 | 0.18009 | 0 | 0 | 0 | 0 | 0 | 0 | 0 | 0 | 0 | 0 | 0 | 0 | 0 | 0.18009 | 0 | 0.18009 | 0 | 0 | 0 | 0 | 0 | 0 | 0 | 0 | 0 | 0.032731 | 0 | 0 | 0 | 0.032731 | 0.032731 | 0.032731 | 2
AZ_2B_SO_2010_EL | 2B | SO | EL | 265 | ASHRAE30pct-state-2B | OfficeSmall | STD2010 | AZ-Phoenix-AZ | Zone2B | Zone2B(AZ-Phoenix-AZ) | ASHRAE30pct-state-STD2010 | state | AZ | 0.0954 | 0.95 | ASHRAE30pct-state-2B_OfficeSmall_STD2010_AZ-Phoenix-AZ.table.csv.gz | Small Office | Phoenix Sky Harbor Intl Ap AZ USA TMY3 WMO#=722780 | Electricity | 183.3333 | 10947.2223 | 15022.2223 | 3413.8889 | 13663.889 | 0 | 7466.6667 | 0 | 0 | 0 | 0 | 5002.7778 | 0 | 0 | 55700.0004 | 0 | 55700.0004 | 0 | 0 | 17.49 | 1044.365 | 1433.12 | 325.685 | 1303.535 | 0 | 712.32 | 0 | 0 | 0 | 0 | 477.265 | 0 | 0 | 5313.78 | 0 | 5313.78 | 0 | 0 | 0.62571 | 37.3625 | 51.2704 | 11.6515 | 46.6344 | 0 | 25.4835 | 0 | 0 | 0 | 0 | 17.0743 | 0 | 0 | 190.1024 | 0 | 190.1024 | 0 | 0 | 9.3185 | 2.1177 | 8.4759 | 4.6317 | 0 | 0 | 6.7907 | 0.11372 | 3.1033 | 0 | 0 | 34.5515 | 34.5515 | 34.5515 | 1
AZ_2B_SO_2013_EL | 2B | SO | EL | 283 | ASHRAE30pct-state-2B | OfficeSmall | STD2013 | AZ-Phoenix-AZ | Zone2B | Zone2B(AZ-Phoenix-AZ) | ASHRAE30pct-state-STD2013 | state | AZ | 0.0954 | 0.95 | ASHRAE30pct-state-2B_OfficeSmall_STD2013_AZ-Phoenix-AZ.table.csv.gz | Small Office | Phoenix Sky Harbor Intl Ap AZ USA TMY3 WMO#=722780 | Electricity | 177.7778 | 9083.3334 | 12761.1112 | 3413.8889 | 13413.889 | 0 | 6541.6667 | 0 | 0 | 0 | 0 | 5002.7778 | 0 | 0 | 50394.4448 | 0 | 50394.4448 | 7.276e-12 | 7.276e-12 | 16.96 | 866.55 | 1217.41 | 325.685 | 1279.685 | 0 | 624.075 | 0 | 0 | 0 | 0 | 477.265 | 0 | 0 | 4807.63 | 0 | 4807.63 | 6.9413e-13 | 6.9413e-13 | 0.60675 | 31.0011 | 43.5533 | 11.6515 | 45.7812 | 0 | 22.3265 | 0 | 0 | 0 | 0 | 17.0743 | 0 | 0 | 171.9947 | 0 | 171.9947 | 2.4833e-14 | 2.4833e-14 | 7.9159 | 2.1177 | 8.3208 | 4.0579 | 0 | 0 | 5.6345 | 0.11028 | 3.1033 | 0 | 0 | 31.2604 | 31.2604 | 31.2604 | 2
AZ_2B_SO_2010_NG | 2B | SO | NG | 266 | ASHRAE30pct-state-2B | OfficeSmall | STD2010 | AZ-Phoenix-AZ | Zone2B | Zone2B(AZ-Phoenix-AZ) | ASHRAE30pct-state-STD2010 | state | AZ | 0.0954 | 0.95 | ASHRAE30pct-state-2B_OfficeSmall_STD2010_AZ-Phoenix-AZ.table.csv.gz | Small Office | Phoenix Sky Harbor Intl Ap AZ USA TMY3 WMO#=722780 | Natural Gas | 9.4782 | 0 | 0 | 0 | 0 | 0 | 0 | 0 | 0 | 0 | 0 | 0 | 0 | 0 | 9.4782 | 0 | 9.4782 | 0 | 0 | 0.090043 | 0 | 0 | 0 | 0 | 0 | 0 | 0 | 0 | 0 | 0 | 0 | 0 | 0 | 0.090043 | 0 | 0.090043 | 0 | 0 | 0.0094782 | 0 | 0 | 0 | 0 | 0 | 0 | 0 | 0 | 0 | 0 | 0 | 0 | 0 | 0.0094782 | 0 | 0.0094782 | 0 | 0 | 0 | 0 | 0 | 0 | 0 | 0 | 0 | 0.0017227 | 0 | 0 | 0 | 0.0017227 | 0.0017227 | 0.0017227 | 1
AZ_2B_SO_2013_NG | 2B | SO | NG | 284 | ASHRAE30pct-state-2B | OfficeSmall | STD2013 | AZ-Phoenix-AZ | Zone2B | Zone2B(AZ-Phoenix-AZ) | ASHRAE30pct-state-STD2013 | state | AZ | 0.0954 | 0.95 | ASHRAE30pct-state-2B_OfficeSmall_STD2013_AZ-Phoenix-AZ.table.csv.gz | Small Office | Phoenix Sky Harbor Intl Ap AZ USA TMY3 WMO#=722780 | Natural Gas | 9.4782 | 0 | 0 | 0 | 0 | 0 | 0 | 0 | 0 | 0 | 0 | 0 | 0 | 0 | 9.4782 | 0 | 9.4782 | 0 | 0 | 0.090043 | 0 | 0 | 0 | 0 | 0 | 0 | 0 | 0 | 0 | 0 | 0 | 0 | 0 | 0.090043 | 0 | 0.090043 | 0 | 0 | 0.0094782 | 0 | 0 | 0 | 0 | 0 | 0 | 0 | 0 | 0 | 0 | 0 | 0 | 0 | 0.0094782 | 0 | 0.0094782 | 0 | 0 | 0 | 0 | 0 | 0 | 0 | 0 | 0 | 0.0017227 | 0 | 0 | 0 | 0.0017227 | 0.0017227 | 0.0017227 | 2
CA_2B_SO_2010_EL | 2B | SO | EL | 271 | ASHRAE30pct-state-2B | OfficeSmall | STD2010 | CA-Tucson-AZ | Zone2B | Zone2B(CA-Tucson-AZ) | ASHRAE30pct-state-STD2010 | state | CA | 0.136 | 0.7 | ASHRAE30pct-state-2B_OfficeSmall_STD2010_CA-Tucson-AZ.table.csv.gz | Small Office | Tucson International Ap AZ USA TMY3 WMO#=722740 | Electricity | 400 | 8700.0001 | 15030.5557 | 3416.6667 | 13663.889 | 0 | 7452.7778 | 0 | 0 | 0 | 0 | 5002.7778 | 0 | 0 | 53663.8893 | 0 | 53666.6671 | -2.7778 | -2.7778 | 54.4 | 1183.2 | 2044.1556 | 464.6667 | 1858.2889 | 0 | 1013.5778 | 0 | 0 | 0 | 0 | 680.3778 | 0 | 0 | 7298.2889 | 0 | 7298.6667 | -0.37778 | -0.37778 | 1.3652 | 29.6928 | 51.2988 | 11.661 | 46.6344 | 0 | 25.4361 | 0 | 0 | 0 | 0 | 17.0743 | 0 | 0 | 183.1532 | 0 | 183.1627 | -0.0094805 | -0.0094805 | 9.3237 | 2.1194 | 8.4742 | 4.6231 | 0 | 0 | 5.3967 | 0.24813 | 3.1033 | 0 | 0 | 33.2902 | 33.2885 | 33.2885 | 1
CA_2B_SO_2013_EL | 2B | SO | EL | 289 | ASHRAE30pct-state-2B | OfficeSmall | STD2013 | CA-Tucson-AZ | Zone2B | Zone2B(CA-Tucson-AZ) | ASHRAE30pct-state-STD2013 | state | CA | 0.136 | 0.7 | ASHRAE30pct-state-2B_OfficeSmall_STD2013_CA-Tucson-AZ.table.csv.gz | Small Office | Tucson International Ap AZ USA TMY3 WMO#=722740 | Electricity | 388.8889 | 7177.7778 | 12788.889 | 3416.6667 | 13413.889 | 0 | 6558.3334 | 0 | 0 | 0 | 0 | 5002.7778 | 0 | 0 | 48747.2226 | 0 | 48747.2226 | 0 | 0 | 52.8889 | 976.1778 | 1739.2889 | 464.6667 | 1824.2889 | 0 | 891.9333 | 0 | 0 | 0 | 0 | 680.3778 | 0 | 0 | 6629.6223 | 0 | 6629.6223 | 0 | 0 | 1.3273 | 24.4975 | 43.6481 | 11.661 | 45.7812 | 0 | 22.3834 | 0 | 0 | 0 | 0 | 17.0743 | 0 | 0 | 166.3728 | 0 | 166.3728 | 0 | 0 | 7.9331 | 2.1194 | 8.3208 | 4.0682 | 0 | 0 | 4.4525 | 0.24123 | 3.1033 | 0 | 0 | 30.2386 | 30.2386 | 30.2386 | 2
CA_2B_SO_2010_NG | 2B | SO | NG | 272 | ASHRAE30pct-state-2B | OfficeSmall | STD2010 | CA-Tucson-AZ | Zone2B | Zone2B(CA-Tucson-AZ) | ASHRAE30pct-state-STD2010 | state | CA | 0.136 | 0.7 | ASHRAE30pct-state-2B_OfficeSmall_STD2010_CA-Tucson-AZ.table.csv.gz | Small Office | Tucson International Ap AZ USA TMY3 WMO#=722740 | Natural Gas | 85.3035 | 0 | 0 | 0 | 0 | 0 | 0 | 0 | 0 | 0 | 0 | 0 | 0 | 0 | 85.3035 | 0 | 85.3035 | 0 | 0 | 0.59712 | 0 | 0 | 0 | 0 | 0 | 0 | 0 | 0 | 0 | 0 | 0 | 0 | 0 | 0.59712 | 0 | 0.59712 | 0 | 0 | 0.085304 | 0 | 0 | 0 | 0 | 0 | 0 | 0 | 0 | 0 | 0 | 0 | 0 | 0 | 0.085304 | 0 | 0.085304 | 0 | 0 | 0 | 0 | 0 | 0 | 0 | 0 | 0 | 0.015504 | 0 | 0 | 0 | 0.015504 | 0.015504 | 0.015504 | 1
CA_2B_SO_2013_NG | 2B | SO | NG | 290 | ASHRAE30pct-state-2B | OfficeSmall | STD2013 | CA-Tucson-AZ | Zone2B | Zone2B(CA-Tucson-AZ) | ASHRAE30pct-state-STD2013 | state | CA | 0.136 | 0.7 | ASHRAE30pct-state-2B_OfficeSmall_STD2013_CA-Tucson-AZ.table.csv.gz | Small Office | Tucson International Ap AZ USA TMY3 WMO#=722740 | Natural Gas | 94.7817 | 0 | 0 | 0 | 0 | 0 | 0 | 0 | 0 | 0 | 0 | 0 | 0 | 0 | 94.7817 | 0 | 94.7817 | 0 | 0 | 0.66347 | 0 | 0 | 0 | 0 | 0 | 0 | 0 | 0 | 0 | 0 | 0 | 0 | 0 | 0.66347 | 0 | 0.66347 | 0 | 0 | 0.094782 | 0 | 0 | 0 | 0 | 0 | 0 | 0 | 0 | 0 | 0 | 0 | 0 | 0 | 0.094782 | 0 | 0.094782 | 0 | 0 | 0 | 0 | 0 | 0 | 0 | 0 | 0 | 0.017227 | 0 | 0 | 0 | 0.017227 | 0.017227 | 0.017227 | 2
TX_2B_SO_2010_EL | 2B | SO | EL | 277 | ASHRAE30pct-state-2B | OfficeSmall | STD2010 | TX-SanAntonio-TX | Zone2B | Zone2B(TX-SanAntonio-TX) | ASHRAE30pct-state-STD2010 | state | TX | 0.0817 | 0.67 | ASHRAE30pct-state-2B_OfficeSmall_STD2010_TX-SanAntonio-TX.table.csv.gz | Small Office | San Antonio Intl Ap TX USA TMY3 WMO#=722530 | Electricity | 463.8889 | 9247.2223 | 15033.3335 | 3411.1111 | 13663.889 | 0 | 6786.1112 | 0 | 0 | 0 | 0 | 5002.7778 | 0 | 0 | 53608.3338 | 0 | 53608.3338 | 7.276e-12 | 7.276e-12 | 37.8997 | 755.4981 | 1228.2233 | 278.6878 | 1116.3397 | 0 | 554.4253 | 0 | 0 | 0 | 0 | 408.7269 | 0 | 0 | 4379.8009 | 0 | 4379.8009 | 5.9445e-13 | 5.9445e-13 | 1.5832 | 31.5605 | 51.3083 | 11.642 | 46.6344 | 0 | 23.1608 | 0 | 0 | 0 | 0 | 17.0743 | 0 | 0 | 182.9636 | 0 | 182.9636 | 2.4833e-14 | 2.4833e-14 | 9.3254 | 2.116 | 8.4759 | 4.2095 | 0 | 0 | 5.7362 | 0.28776 | 3.1033 | 0 | 0 | 33.254 | 33.254 | 33.254 | 1
TX_2B_SO_2013_EL | 2B | SO | EL | 295 | ASHRAE30pct-state-2B | OfficeSmall | STD2013 | TX-SanAntonio-TX | Zone2B | Zone2B(TX-SanAntonio-TX) | ASHRAE30pct-state-STD2013 | state | TX | 0.0817 | 0.67 | ASHRAE30pct-state-2B_OfficeSmall_STD2013_TX-SanAntonio-TX.table.csv.gz | Small Office | San Antonio Intl Ap TX USA TMY3 WMO#=722530 | Electricity | 458.3333 | 7825.0001 | 12777.7779 | 3411.1111 | 13413.889 | 0 | 5961.1112 | 0 | 0 | 0 | 0 | 5002.7778 | 0 | 0 | 48847.2226 | 0 | 48850.0004 | -2.7778 | -2.7778 | 37.4458 | 639.3025 | 1043.9445 | 278.6878 | 1095.9147 | 0 | 487.0228 | 0 | 0 | 0 | 0 | 408.7269 | 0 | 0 | 3990.8181 | 0 | 3991.045 | -0.22694 | -0.22694 | 1.5643 | 26.7065 | 43.6102 | 11.642 | 45.7812 | 0 | 20.3451 | 0 | 0 | 0 | 0 | 17.0743 | 0 | 0 | 166.7141 | 0 | 166.7235 | -0.0094805 | -0.0094805 | 7.9262 | 2.116 | 8.3191 | 3.6978 | 0 | 0 | 4.854 | 0.28431 | 3.1033 | 0 | 0 | 30.3024 | 30.3006 | 30.3006 | 2
TX_2B_SO_2010_NG | 2B | SO | NG | 278 | ASHRAE30pct-state-2B | OfficeSmall | STD2010 | TX-SanAntonio-TX | Zone2B | Zone2B(TX-SanAntonio-TX) | ASHRAE30pct-state-STD2010 | state | TX | 0.0817 | 0.67 | ASHRAE30pct-state-2B_OfficeSmall_STD2010_TX-SanAntonio-TX.table.csv.gz | Small Office | San Antonio Intl Ap TX USA TMY3 WMO#=722530 | Natural Gas | 208.5198 | 0 | 0 | 0 | 0 | 0 | 0 | 0 | 0 | 0 | 0 | 0 | 0 | 0 | 208.5198 | 0 | 208.5198 | 0 | 0 | 1.3971 | 0 | 0 | 0 | 0 | 0 | 0 | 0 | 0 | 0 | 0 | 0 | 0 | 0 | 1.3971 | 0 | 1.3971 | 0 | 0 | 0.20852 | 0 | 0 | 0 | 0 | 0 | 0 | 0 | 0 | 0 | 0 | 0 | 0 | 0 | 0.20852 | 0 | 0.20852 | 0 | 0 | 0 | 0 | 0 | 0 | 0 | 0 | 0 | 0.037899 | 0 | 0 | 0 | 0.037899 | 0.037899 | 0.037899 | 1
TX_2B_SO_2013_NG | 2B | SO | NG | 296 | ASHRAE30pct-state-2B | OfficeSmall | STD2013 | TX-SanAntonio-TX | Zone2B | Zone2B(TX-SanAntonio-TX) | ASHRAE30pct-state-STD2013 | state | TX | 0.0817 | 0.67 | ASHRAE30pct-state-2B_OfficeSmall_STD2013_TX-SanAntonio-TX.table.csv.gz | Small Office | San Antonio Intl Ap TX USA TMY3 WMO#=722530 | Natural Gas | 217.9979 | 0 | 0 | 0 | 0 | 0 | 0 | 0 | 0 | 0 | 0 | 0 | 0 | 0 | 217.9979 | 0 | 217.9979 | 0 | 0 | 1.4606 | 0 | 0 | 0 | 0 | 0 | 0 | 0 | 0 | 0 | 0 | 0 | 0 | 0 | 1.4606 | 0 | 1.4606 | 0 | 0 | 0.218 | 0 | 0 | 0 | 0 | 0 | 0 | 0 | 0 | 0 | 0 | 0 | 0 | 0 | 0.218 | 0 | 0.218 | 0 | 0 | 0 | 0 | 0 | 0 | 0 | 0 | 0 | 0.039622 | 0 | 0 | 0 | 0.039622 | 0.039622 | 0.039622 | 2
AL_3A_SO_2010_EL | 3A | SO | EL | 361 | ASHRAE30pct-state-3A | OfficeSmall | STD2010 | AL-Birmingham-AL | Zone3A | Zone3A(AL-Birmingham-AL) | ASHRAE30pct-state-STD2010 | state | AL | 0.1058 | 1.24 | ASHRAE30pct-state-3A_OfficeSmall_STD2010_AL-Birmingham-AL.table.csv.gz | Small Office | Birmingham Municipal Ap AL USA TMY3 WMO#=722280 | Electricity | 861.1111 | 8297.2223 | 14925.0001 | 3422.2222 | 13663.889 | 0 | 6169.4445 | 0 | 0 | 0 | 0 | 5002.7778 | 0 | 0 | 52344.4449 | 0 | 52341.6671 | 2.7778 | 2.7778 | 91.1056 | 877.8461 | 1579.065 | 362.0711 | 1445.6395 | 0 | 652.7272 | 0 | 0 | 0 | 0 | 529.2939 | 0 | 0 | 5538.0423 | 0 | 5537.7484 | 0.29389 | 0.29389 | 2.9389 | 28.3182 | 50.9386 | 11.6799 | 46.6344 | 0 | 21.0561 | 0 | 0 | 0 | 0 | 17.0743 | 0 | 0 | 178.65 | 0 | 178.6405 | 0.0094805 | 0.0094805 | 9.2582 | 2.1229 | 8.4776 | 3.827 | 0 | 0 | 5.1469 | 0.53416 | 3.1033 | 0 | 0 | 32.4683 | 32.47 | 32.47 | 1
AL_3A_SO_2013_EL | 3A | SO | EL | 421 | ASHRAE30pct-state-3A | OfficeSmall | STD2013 | AL-Birmingham-AL | Zone3A | Zone3A(AL-Birmingham-AL) | ASHRAE30pct-state-STD2013 | state | AL | 0.1058 | 1.24 | ASHRAE30pct-state-3A_OfficeSmall_STD2013_AL-Birmingham-AL.table.csv.gz | Small Office | Birmingham Municipal Ap AL USA TMY3 WMO#=722280 | Electricity | 955.5556 | 5711.1112 | 12794.4445 | 3422.2222 | 13413.889 | 0 | 5316.6667 | 0 | 0 | 0 | 0 | 5002.7778 | 0 | 0 | 46613.8893 | 0 | 46616.667 | -2.7778 | -2.7778 | 101.0978 | 604.2356 | 1353.6522 | 362.0711 | 1419.1895 | 0 | 562.5033 | 0 | 0 | 0 | 0 | 529.2939 | 0 | 0 | 4931.7495 | 0 | 4932.0434 | -0.29389 | -0.29389 | 3.2613 | 19.4918 | 43.667 | 11.6799 | 45.7812 | 0 | 18.1456 | 0 | 0 | 0 | 0 | 17.0743 | 0 | 0 | 159.0918 | 0 | 159.1012 | -0.0094805 | -0.0094805 | 7.9366 | 2.1229 | 8.3191 | 3.298 | 0 | 0 | 3.5427 | 0.59274 | 3.1033 | 0 | 0 | 28.917 | 28.9153 | 28.9153 | 2
AL_3A_SO_2010_NG | 3A | SO | NG | 362 | ASHRAE30pct-state-3A | OfficeSmall | STD2010 | AL-Birmingham-AL | Zone3A | Zone3A(AL-Birmingham-AL) | ASHRAE30pct-state-STD2010 | state | AL | 0.1058 | 1.24 | ASHRAE30pct-state-3A_OfficeSmall_STD2010_AL-Birmingham-AL.table.csv.gz | Small Office | Birmingham Municipal Ap AL USA TMY3 WMO#=722280 | Natural Gas | 672.9502 | 0 | 0 | 0 | 0 | 0 | 0 | 0 | 0 | 0 | 0 | 0 | 0 | 0 | 672.9502 | 0 | 672.9502 | 0 | 0 | 8.3446 | 0 | 0 | 0 | 0 | 0 | 0 | 0 | 0 | 0 | 0 | 0 | 0 | 0 | 8.3446 | 0 | 8.3446 | 0 | 0 | 0.67295 | 0 | 0 | 0 | 0 | 0 | 0 | 0 | 0 | 0 | 0 | 0 | 0 | 0 | 0.67295 | 0 | 0.67295 | 0 | 0 | 0 | 0 | 0 | 0 | 0 | 0 | 0 | 0.12231 | 0 | 0 | 0 | 0.12231 | 0.12231 | 0.12231 | 1
AL_3A_SO_2013_NG | 3A | SO | NG | 422 | ASHRAE30pct-state-3A | OfficeSmall | STD2013 | AL-Birmingham-AL | Zone3A | Zone3A(AL-Birmingham-AL) | ASHRAE30pct-state-STD2013 | state | AL | 0.1058 | 1.24 | ASHRAE30pct-state-3A_OfficeSmall_STD2013_AL-Birmingham-AL.table.csv.gz | Small Office | Birmingham Municipal Ap AL USA TMY3 WMO#=722280 | Natural Gas | 871.9918 | 0 | 0 | 0 | 0 | 0 | 0 | 0 | 0 | 0 | 0 | 0 | 0 | 0 | 871.9918 | 0 | 871.9918 | 0 | 0 | 10.8127 | 0 | 0 | 0 | 0 | 0 | 0 | 0 | 0 | 0 | 0 | 0 | 0 | 0 | 10.8127 | 0 | 10.8127 | 0 | 0 | 0.87199 | 0 | 0 | 0 | 0 | 0 | 0 | 0 | 0 | 0 | 0 | 0 | 0 | 0 | 0.87199 | 0 | 0.87199 | 0 | 0 | 0 | 0 | 0 | 0 | 0 | 0 | 0 | 0.15849 | 0 | 0 | 0 | 0.15849 | 0.15849 | 0.15849 | 2
AR_3A_SO_2010_EL | 3A | SO | EL | 367 | ASHRAE30pct-state-3A | OfficeSmall | STD2010 | AR-Little-Rock-AR | Zone3A | Zone3A(AR-Little-Rock-AR) | ASHRAE30pct-state-STD2010 | state | AR | 0.0768 | 0.77 | ASHRAE30pct-state-3A_OfficeSmall_STD2010_AR-Little-Rock-AR.table.csv.gz | Small Office | Little Rock Adams Field AR USA TMY3 WMO#=723403 | Electricity | 1394.4445 | 8786.1112 | 14927.7779 | 3411.1111 | 13663.889 | 0 | 6383.3334 | 0 | 0 | 0 | 0 | 5002.7778 | 0 | 0 | 53572.2227 | 0 | 53569.4449 | 2.7778 | 2.7778 | 107.0933 | 674.7733 | 1146.4533 | 261.9733 | 1049.3867 | 0 | 490.24 | 0 | 0 | 0 | 0 | 384.2133 | 0 | 0 | 4114.3467 | 0 | 4114.1334 | 0.21333 | 0.21333 | 4.7592 | 29.9867 | 50.948 | 11.642 | 46.6344 | 0 | 21.7861 | 0 | 0 | 0 | 0 | 17.0743 | 0 | 0 | 182.8403 | 0 | 182.8309 | 0.0094805 | 0.0094805 | 9.2599 | 2.116 | 8.4776 | 3.9597 | 0 | 0 | 5.4501 | 0.86499 | 3.1033 | 0 | 0 | 33.2299 | 33.2316 | 33.2316 | 1
AR_3A_SO_2013_EL | 3A | SO | EL | 427 | ASHRAE30pct-state-3A | OfficeSmall | STD2013 | AR-Little-Rock-AR | Zone3A | Zone3A(AR-Little-Rock-AR) | ASHRAE30pct-state-STD2013 | state | AR | 0.0768 | 0.77 | ASHRAE30pct-state-3A_OfficeSmall_STD2013_AR-Little-Rock-AR.table.csv.gz | Small Office | Little Rock Adams Field AR USA TMY3 WMO#=723403 | Electricity | 1527.7778 | 5902.7778 | 12800.0001 | 3411.1111 | 13413.889 | 0 | 5491.6667 | 0 | 0 | 0 | 0 | 5002.7778 | 0 | 0 | 47550.0004 | 0 | 47550.0004 | 0 | 0 | 117.3333 | 453.3333 | 983.04 | 261.9733 | 1030.1867 | 0 | 421.76 | 0 | 0 | 0 | 0 | 384.2133 | 0 | 0 | 3651.84 | 0 | 3651.84 | 0 | 0 | 5.2143 | 20.146 | 43.686 | 11.642 | 45.7812 | 0 | 18.7429 | 0 | 0 | 0 | 0 | 17.0743 | 0 | 0 | 162.2867 | 0 | 162.2867 | 0 | 0 | 7.94 | 2.116 | 8.3208 | 3.4066 | 0 | 0 | 3.6616 | 0.9477 | 3.1033 | 0 | 0 | 29.4959 | 29.4959 | 29.4959 | 2
AR_3A_SO_2010_NG | 3A | SO | NG | 368 | ASHRAE30pct-state-3A | OfficeSmall | STD2010 | AR-Little-Rock-AR | Zone3A | Zone3A(AR-Little-Rock-AR) | ASHRAE30pct-state-STD2010 | state | AR | 0.0768 | 0.77 | ASHRAE30pct-state-3A_OfficeSmall_STD2010_AR-Little-Rock-AR.table.csv.gz | Small Office | Little Rock Adams Field AR USA TMY3 WMO#=723403 | Natural Gas | 2246.3266 | 0 | 0 | 0 | 0 | 0 | 0 | 0 | 0 | 0 | 0 | 0 | 0 | 0 | 2246.3266 | 0 | 2246.3266 | 0 | 0 | 17.2967 | 0 | 0 | 0 | 0 | 0 | 0 | 0 | 0 | 0 | 0 | 0 | 0 | 0 | 17.2967 | 0 | 17.2967 | 0 | 0 | 2.2463 | 0 | 0 | 0 | 0 | 0 | 0 | 0 | 0 | 0 | 0 | 0 | 0 | 0 | 2.2463 | 0 | 2.2463 | 0 | 0 | 0 | 0 | 0 | 0 | 0 | 0 | 0 | 0.40827 | 0 | 0 | 0 | 0.40827 | 0.40827 | 0.40827 | 1
AR_3A_SO_2013_NG | 3A | SO | NG | 428 | ASHRAE30pct-state-3A | OfficeSmall | STD2013 | AR-Little-Rock-AR | Zone3A | Zone3A(AR-Little-Rock-AR) | ASHRAE30pct-state-STD2013 | state | AR | 0.0768 | 0.77 | ASHRAE30pct-state-3A_OfficeSmall_STD2013_AR-Little-Rock-AR.table.csv.gz | Small Office | Little Rock Adams Field AR USA TMY3 WMO#=723403 | Natural Gas | 2672.8443 | 0 | 0 | 0 | 0 | 0 | 0 | 0 | 0 | 0 | 0 | 0 | 0 | 0 | 2672.8443 | 0 | 2672.8443 | 0 | 0 | 20.5809 | 0 | 0 | 0 | 0 | 0 | 0 | 0 | 0 | 0 | 0 | 0 | 0 | 0 | 20.5809 | 0 | 20.5809 | 0 | 0 | 2.6728 | 0 | 0 | 0 | 0 | 0 | 0 | 0 | 0 | 0 | 0 | 0 | 0 | 0 | 2.6728 | 0 | 2.6728 | 0 | 0 | 0 | 0 | 0 | 0 | 0 | 0 | 0 | 0.4858 | 0 | 0 | 0 | 0.4858 | 0.4858 | 0.4858 | 2
GA_3A_SO_2010_EL | 3A | SO | EL | 373 | ASHRAE30pct-state-3A | OfficeSmall | STD2010 | GA-Atlanta-GA | Zone3A | Zone3A(GA-Atlanta-GA) | ASHRAE30pct-state-STD2010 | state | GA | 0.0947 | 0.94 | ASHRAE30pct-state-3A_OfficeSmall_STD2010_GA-Atlanta-GA.table.csv.gz | Small Office | Atlanta Hartsfield Intl Ap GA USA TMY3 WMO#=722190 | Electricity | 1016.6667 | 7852.7778 | 14922.2223 | 3413.8889 | 13663.889 | 0 | 6294.4445 | 0 | 0 | 0 | 0 | 5002.7778 | 0 | 0 | 52166.6671 | 0 | 52166.6671 | 0 | 0 | 96.2783 | 743.6581 | 1413.1345 | 323.2953 | 1293.9703 | 0 | 596.0839 | 0 | 0 | 0 | 0 | 473.7631 | 0 | 0 | 4940.1834 | 0 | 4940.1834 | 0 | 0 | 3.4699 | 26.8013 | 50.9291 | 11.6515 | 46.6344 | 0 | 21.4827 | 0 | 0 | 0 | 0 | 17.0743 | 0 | 0 | 178.0432 | 0 | 178.0432 | 0 | 0 | 9.2565 | 2.1177 | 8.4759 | 3.9045 | 0 | 0 | 4.8712 | 0.63065 | 3.1033 | 0 | 0 | 32.3597 | 32.3597 | 32.3597 | 1
GA_3A_SO_2013_EL | 3A | SO | EL | 433 | ASHRAE30pct-state-3A | OfficeSmall | STD2013 | GA-Atlanta-GA | Zone3A | Zone3A(GA-Atlanta-GA) | ASHRAE30pct-state-STD2013 | state | GA | 0.0947 | 0.94 | ASHRAE30pct-state-3A_OfficeSmall_STD2013_GA-Atlanta-GA.table.csv.gz | Small Office | Atlanta Hartsfield Intl Ap GA USA TMY3 WMO#=722190 | Electricity | 1127.7778 | 5225 | 12783.3334 | 3413.8889 | 13413.889 | 0 | 5405.5556 | 0 | 0 | 0 | 0 | 5002.7778 | 0 | 0 | 46375.0004 | 0 | 46372.2226 | 2.7778 | 2.7778 | 106.8006 | 494.8075 | 1210.5817 | 323.2953 | 1270.2953 | 0 | 511.9061 | 0 | 0 | 0 | 0 | 473.7631 | 0 | 0 | 4391.7125 | 0 | 4391.4495 | 0.26306 | 0.26306 | 3.8491 | 17.8328 | 43.6291 | 11.6515 | 45.7812 | 0 | 18.449 | 0 | 0 | 0 | 0 | 17.0743 | 0 | 0 | 158.2764 | 0 | 158.267 | 0.0094805 | 0.0094805 | 7.9297 | 2.1177 | 8.3225 | 3.3531 | 0 | 0 | 3.2411 | 0.69958 | 3.1033 | 0 | 0 | 28.7654 | 28.7671 | 28.7671 | 2
GA_3A_SO_2010_NG | 3A | SO | NG | 374 | ASHRAE30pct-state-3A | OfficeSmall | STD2010 | GA-Atlanta-GA | Zone3A | Zone3A(GA-Atlanta-GA) | ASHRAE30pct-state-STD2010 | state | GA | 0.0947 | 0.94 | ASHRAE30pct-state-3A_OfficeSmall_STD2010_GA-Atlanta-GA.table.csv.gz | Small Office | Atlanta Hartsfield Intl Ap GA USA TMY3 WMO#=722190 | Natural Gas | 881.4699 | 0 | 0 | 0 | 0 | 0 | 0 | 0 | 0 | 0 | 0 | 0 | 0 | 0 | 881.4699 | 0 | 881.4699 | 0 | 0 | 8.2858 | 0 | 0 | 0 | 0 | 0 | 0 | 0 | 0 | 0 | 0 | 0 | 0 | 0 | 8.2858 | 0 | 8.2858 | 0 | 0 | 0.88147 | 0 | 0 | 0 | 0 | 0 | 0 | 0 | 0 | 0 | 0 | 0 | 0 | 0 | 0.88147 | 0 | 0.88147 | 0 | 0 | 0 | 0 | 0 | 0 | 0 | 0 | 0 | 0.16021 | 0 | 0 | 0 | 0.16021 | 0.16021 | 0.16021 | 1
GA_3A_SO_2013_NG | 3A | SO | NG | 434 | ASHRAE30pct-state-3A | OfficeSmall | STD2013 | GA-Atlanta-GA | Zone3A | Zone3A(GA-Atlanta-GA) | ASHRAE30pct-state-STD2013 | state | GA | 0.0947 | 0.94 | ASHRAE30pct-state-3A_OfficeSmall_STD2013_GA-Atlanta-GA.table.csv.gz | Small Office | Atlanta Hartsfield Intl Ap GA USA TMY3 WMO#=722190 | Natural Gas | 1118.4242 | 0 | 0 | 0 | 0 | 0 | 0 | 0 | 0 | 0 | 0 | 0 | 0 | 0 | 1118.4242 | 0 | 1118.4242 | 0 | 0 | 10.5132 | 0 | 0 | 0 | 0 | 0 | 0 | 0 | 0 | 0 | 0 | 0 | 0 | 0 | 10.5132 | 0 | 10.5132 | 0 | 0 | 1.1184 | 0 | 0 | 0 | 0 | 0 | 0 | 0 | 0 | 0 | 0 | 0 | 0 | 0 | 1.1184 | 0 | 1.1184 | 0 | 0 | 0 | 0 | 0 | 0 | 0 | 0 | 0 | 0.20328 | 0 | 0 | 0 | 0.20328 | 0.20328 | 0.20328 | 2
LA_3A_SO_2010_EL | 3A | SO | EL | 379 | ASHRAE30pct-state-3A | OfficeSmall | STD2010 | LA-Shreveport-LA | Zone3A | Zone3A(LA-Shreveport-LA) | ASHRAE30pct-state-STD2010 | state | LA | 0.0779 | 0.8 | ASHRAE30pct-state-3A_OfficeSmall_STD2010_LA-Shreveport-LA.table.csv.gz | Small Office | Shreveport Regional Arpt LA USA TMY3 WMO#=722480 | Electricity | 816.6667 | 9636.1112 | 14927.7779 | 3413.8889 | 13663.889 | 0 | 6377.7778 | 0 | 0 | 0 | 0 | 5002.7778 | 0 | 0 | 53838.8893 | 0 | 53838.8893 | 0 | 0 | 63.6183 | 750.6531 | 1162.8739 | 265.9419 | 1064.417 | 0 | 496.8289 | 0 | 0 | 0 | 0 | 389.7164 | 0 | 0 | 4194.0495 | 0 | 4194.0495 | 0 | 0 | 2.7873 | 32.8877 | 50.948 | 11.6515 | 46.6344 | 0 | 21.7672 | 0 | 0 | 0 | 0 | 17.0743 | 0 | 0 | 183.7505 | 0 | 183.7505 | 0 | 0 | 9.2599 | 2.1177 | 8.4759 | 3.9562 | 0 | 0 | 5.9774 | 0.50659 | 3.1033 | 0 | 0 | 33.397 | 33.397 | 33.397 | 1
LA_3A_SO_2013_EL | 3A | SO | EL | 439 | ASHRAE30pct-state-3A | OfficeSmall | STD2013 | LA-Shreveport-LA | Zone3A | Zone3A(LA-Shreveport-LA) | ASHRAE30pct-state-STD2013 | state | LA | 0.0779 | 0.8 | ASHRAE30pct-state-3A_OfficeSmall_STD2013_LA-Shreveport-LA.table.csv.gz | Small Office | Shreveport Regional Arpt LA USA TMY3 WMO#=722480 | Electricity | 905.5556 | 6533.3334 | 12794.4445 | 3413.8889 | 13413.889 | 0 | 5436.1112 | 0 | 0 | 0 | 0 | 5002.7778 | 0 | 0 | 47500.0004 | 0 | 47500.0004 | 0 | 0 | 70.5428 | 508.9467 | 996.6872 | 265.9419 | 1044.942 | 0 | 423.4731 | 0 | 0 | 0 | 0 | 389.7164 | 0 | 0 | 3700.25 | 0 | 3700.25 | 0 | 0 | 3.0906 | 22.2981 | 43.667 | 11.6515 | 45.7812 | 0 | 18.5533 | 0 | 0 | 0 | 0 | 17.0743 | 0 | 0 | 162.116 | 0 | 162.116 | 0 | 0 | 7.9366 | 2.1177 | 8.3208 | 3.3721 | 0 | 0 | 4.0527 | 0.56173 | 3.1033 | 0 | 0 | 29.4649 | 29.4649 | 29.4649 | 2
LA_3A_SO_2010_NG | 3A | SO | NG | 380 | ASHRAE30pct-state-3A | OfficeSmall | STD2010 | LA-Shreveport-LA | Zone3A | Zone3A(LA-Shreveport-LA) | ASHRAE30pct-state-STD2010 | state | LA | 0.0779 | 0.8 | ASHRAE30pct-state-3A_OfficeSmall_STD2010_LA-Shreveport-LA.table.csv.gz | Small Office | Shreveport Regional Arpt LA USA TMY3 WMO#=722480 | Natural Gas | 483.3867 | 0 | 0 | 0 | 0 | 0 | 0 | 0 | 0 | 0 | 0 | 0 | 0 | 0 | 483.3867 | 0 | 483.3867 | 0 | 0 | 3.8671 | 0 | 0 | 0 | 0 | 0 | 0 | 0 | 0 | 0 | 0 | 0 | 0 | 0 | 3.8671 | 0 | 3.8671 | 0 | 0 | 0.48339 | 0 | 0 | 0 | 0 | 0 | 0 | 0 | 0 | 0 | 0 | 0 | 0 | 0 | 0.48339 | 0 | 0.48339 | 0 | 0 | 0 | 0 | 0 | 0 | 0 | 0 | 0 | 0.087857 | 0 | 0 | 0 | 0.087857 | 0.087857 | 0.087857 | 1
LA_3A_SO_2013_NG | 3A | SO | NG | 440 | ASHRAE30pct-state-3A | OfficeSmall | STD2013 | LA-Shreveport-LA | Zone3A | Zone3A(LA-Shreveport-LA) | ASHRAE30pct-state-STD2013 | state | LA | 0.0779 | 0.8 | ASHRAE30pct-state-3A_OfficeSmall_STD2013_LA-Shreveport-LA.table.csv.gz | Small Office | Shreveport Regional Arpt LA USA TMY3 WMO#=722480 | Natural Gas | 625.5593 | 0 | 0 | 0 | 0 | 0 | 0 | 0 | 0 | 0 | 0 | 0 | 0 | 0 | 625.5593 | 0 | 625.5593 | 0 | 0 | 5.0045 | 0 | 0 | 0 | 0 | 0 | 0 | 0 | 0 | 0 | 0 | 0 | 0 | 0 | 5.0045 | 0 | 5.0045 | 0 | 0 | 0.62556 | 0 | 0 | 0 | 0 | 0 | 0 | 0 | 0 | 0 | 0 | 0 | 0 | 0 | 0.62556 | 0 | 0.62556 | 0 | 0 | 0 | 0 | 0 | 0 | 0 | 0 | 0 | 0.1137 | 0 | 0 | 0 | 0.1137 | 0.1137 | 0.1137 | 2
MS_3A_SO_2010_EL | 3A | SO | EL | 385 | ASHRAE30pct-state-3A | OfficeSmall | STD2010 | MS-Jackson-MS | Zone3A | Zone3A(MS-Jackson-MS) | ASHRAE30pct-state-STD2010 | state | MS | 0.0928 | 0.72 | ASHRAE30pct-state-3A_OfficeSmall_STD2010_MS-Jackson-MS.table.csv.gz | Small Office | Jackson International Ap MS USA TMY3 WMO#=722350 | Electricity | 822.2222 | 9230.5556 | 14927.7779 | 3411.1111 | 13663.889 | 0 | 6155.5556 | 0 | 0 | 0 | 0 | 5002.7778 | 0 | 0 | 53216.6671 | 0 | 53213.8893 | 2.7778 | 2.7778 | 76.3022 | 856.5956 | 1385.2978 | 316.5511 | 1268.0089 | 0 | 571.2356 | 0 | 0 | 0 | 0 | 464.2578 | 0 | 0 | 4938.5067 | 0 | 4938.2489 | 0.25778 | 0.25778 | 2.8062 | 31.5036 | 50.948 | 11.642 | 46.6344 | 0 | 21.0087 | 0 | 0 | 0 | 0 | 17.0743 | 0 | 0 | 181.6268 | 0 | 181.6174 | 0.0094805 | 0.0094805 | 9.2599 | 2.116 | 8.4776 | 3.8184 | 0 | 0 | 5.7258 | 0.51004 | 3.1033 | 0 | 0 | 33.0093 | 33.0111 | 33.0111 | 1
MS_3A_SO_2013_EL | 3A | SO | EL | 445 | ASHRAE30pct-state-3A | OfficeSmall | STD2013 | MS-Jackson-MS | Zone3A | Zone3A(MS-Jackson-MS) | ASHRAE30pct-state-STD2013 | state | MS | 0.0928 | 0.72 | ASHRAE30pct-state-3A_OfficeSmall_STD2013_MS-Jackson-MS.table.csv.gz | Small Office | Jackson International Ap MS USA TMY3 WMO#=722350 | Electricity | 908.3333 | 6388.8889 | 12794.4445 | 3411.1111 | 13413.889 | 0 | 5286.1112 | 0 | 0 | 0 | 0 | 5002.7778 | 0 | 0 | 47208.3337 | 0 | 47205.5559 | 2.7778 | 2.7778 | 84.2933 | 592.8889 | 1187.3245 | 316.5511 | 1244.8089 | 0 | 490.5511 | 0 | 0 | 0 | 0 | 464.2578 | 0 | 0 | 4380.9334 | 0 | 4380.6756 | 0.25778 | 0.25778 | 3.1001 | 21.8051 | 43.667 | 11.642 | 45.7812 | 0 | 18.0413 | 0 | 0 | 0 | 0 | 17.0743 | 0 | 0 | 161.1206 | 0 | 161.1111 | 0.0094805 | 0.0094805 | 7.9366 | 2.116 | 8.3225 | 3.2791 | 0 | 0 | 3.9631 | 0.56345 | 3.1033 | 0 | 0 | 29.2823 | 29.284 | 29.284 | 2
MS_3A_SO_2010_NG | 3A | SO | NG | 386 | ASHRAE30pct-state-3A | OfficeSmall | STD2010 | MS-Jackson-MS | Zone3A | Zone3A(MS-Jackson-MS) | ASHRAE30pct-state-STD2010 | state | MS | 0.0928 | 0.72 | ASHRAE30pct-state-3A_OfficeSmall_STD2010_MS-Jackson-MS.table.csv.gz | Small Office | Jackson International Ap MS USA TMY3 WMO#=722350 | Natural Gas | 616.0811 | 0 | 0 | 0 | 0 | 0 | 0 | 0 | 0 | 0 | 0 | 0 | 0 | 0 | 616.0811 | 0 | 616.0811 | 0 | 0 | 4.4358 | 0 | 0 | 0 | 0 | 0 | 0 | 0 | 0 | 0 | 0 | 0 | 0 | 0 | 4.4358 | 0 | 4.4358 | 0 | 0 | 0.61608 | 0 | 0 | 0 | 0 | 0 | 0 | 0 | 0 | 0 | 0 | 0 | 0 | 0 | 0.61608 | 0 | 0.61608 | 0 | 0 | 0 | 0 | 0 | 0 | 0 | 0 | 0 | 0.11197 | 0 | 0 | 0 | 0.11197 | 0.11197 | 0.11197 | 1
MS_3A_SO_2013_NG | 3A | SO | NG | 446 | ASHRAE30pct-state-3A | OfficeSmall | STD2013 | MS-Jackson-MS | Zone3A | Zone3A(MS-Jackson-MS) | ASHRAE30pct-state-STD2013 | state | MS | 0.0928 | 0.72 | ASHRAE30pct-state-3A_OfficeSmall_STD2013_MS-Jackson-MS.table.csv.gz | Small Office | Jackson International Ap MS USA TMY3 WMO#=722350 | Natural Gas | 796.1664 | 0 | 0 | 0 | 0 | 0 | 0 | 0 | 0 | 0 | 0 | 0 | 0 | 0 | 796.1664 | 0 | 796.1664 | 0 | 0 | 5.7324 | 0 | 0 | 0 | 0 | 0 | 0 | 0 | 0 | 0 | 0 | 0 | 0 | 0 | 5.7324 | 0 | 5.7324 | 0 | 0 | 0.79617 | 0 | 0 | 0 | 0 | 0 | 0 | 0 | 0 | 0 | 0 | 0 | 0 | 0 | 0.79617 | 0 | 0.79617 | 0 | 0 | 0 | 0 | 0 | 0 | 0 | 0 | 0 | 0.1447 | 0 | 0 | 0 | 0.1447 | 0.1447 | 0.1447 | 2
NC_3A_SO_2010_EL | 3A | SO | EL | 391 | ASHRAE30pct-state-3A | OfficeSmall | STD2010 | NC-Charlotte-NC | Zone3A | Zone3A(NC-Charlotte-NC) | ASHRAE30pct-state-STD2010 | state | NC | 0.0861 | 0.84 | ASHRAE30pct-state-3A_OfficeSmall_STD2010_NC-Charlotte-NC.table.csv.gz | Small Office | Charlotte Douglas Intl Arpt NC USA TMY3 WMO#=723140 | Electricity | 1072.2222 | 7380.5556 | 14933.3335 | 3413.8889 | 13663.889 | 0 | 6233.3334 | 0 | 0 | 0 | 0 | 5002.7778 | 0 | 0 | 51697.2226 | 0 | 51700.0004 | -2.7778 | -2.7778 | 92.3183 | 635.4658 | 1285.76 | 293.9358 | 1176.4608 | 0 | 536.69 | 0 | 0 | 0 | 0 | 430.7392 | 0 | 0 | 4451.1309 | 0 | 4451.37 | -0.23917 | -0.23917 | 3.6595 | 25.1896 | 50.967 | 11.6515 | 46.6344 | 0 | 21.2742 | 0 | 0 | 0 | 0 | 17.0743 | 0 | 0 | 176.441 | 0 | 176.4505 | -0.0094805 | -0.0094805 | 9.2634 | 2.1177 | 8.4742 | 3.8666 | 0 | 0 | 4.5783 | 0.66511 | 3.1033 | 0 | 0 | 32.0702 | 32.0685 | 32.0685 | 1
NC_3A_SO_2013_EL | 3A | SO | EL | 451 | ASHRAE30pct-state-3A | OfficeSmall | STD2013 | NC-Charlotte-NC | Zone3A | Zone3A(NC-Charlotte-NC) | ASHRAE30pct-state-STD2013 | state | NC | 0.0861 | 0.84 | ASHRAE30pct-state-3A_OfficeSmall_STD2013_NC-Charlotte-NC.table.csv.gz | Small Office | Charlotte Douglas Intl Arpt NC USA TMY3 WMO#=723140 | Electricity | 1186.1111 | 4841.6667 | 12800.0001 | 3413.8889 | 13413.889 | 0 | 5358.3334 | 0 | 0 | 0 | 0 | 5002.7778 | 0 | 0 | 46016.667 | 0 | 46016.667 | 0 | 0 | 102.1242 | 416.8675 | 1102.08 | 293.9358 | 1154.9358 | 0 | 461.3525 | 0 | 0 | 0 | 0 | 430.7392 | 0 | 0 | 3962.035 | 0 | 3962.035 | 0 | 0 | 4.0482 | 16.5245 | 43.686 | 11.6515 | 45.7812 | 0 | 18.2878 | 0 | 0 | 0 | 0 | 17.0743 | 0 | 0 | 157.0535 | 0 | 157.0535 | 0 | 0 | 7.94 | 2.1177 | 8.3208 | 3.3239 | 0 | 0 | 3.0034 | 0.73576 | 3.1033 | 0 | 0 | 28.5448 | 28.5448 | 28.5448 | 2
NC_3A_SO_2010_NG | 3A | SO | NG | 392 | ASHRAE30pct-state-3A | OfficeSmall | STD2010 | NC-Charlotte-NC | Zone3A | Zone3A(NC-Charlotte-NC) | ASHRAE30pct-state-STD2010 | state | NC | 0.0861 | 0.84 | ASHRAE30pct-state-3A_OfficeSmall_STD2010_NC-Charlotte-NC.table.csv.gz | Small Office | Charlotte Douglas Intl Arpt NC USA TMY3 WMO#=723140 | Natural Gas | 729.8192 | 0 | 0 | 0 | 0 | 0 | 0 | 0 | 0 | 0 | 0 | 0 | 0 | 0 | 729.8192 | 0 | 729.8192 | 0 | 0 | 6.1305 | 0 | 0 | 0 | 0 | 0 | 0 | 0 | 0 | 0 | 0 | 0 | 0 | 0 | 6.1305 | 0 | 6.1305 | 0 | 0 | 0.72982 | 0 | 0 | 0 | 0 | 0 | 0 | 0 | 0 | 0 | 0 | 0 | 0 | 0 | 0.72982 | 0 | 0.72982 | 0 | 0 | 0 | 0 | 0 | 0 | 0 | 0 | 0 | 0.13265 | 0 | 0 | 0 | 0.13265 | 0.13265 | 0.13265 | 1
NC_3A_SO_2013_NG | 3A | SO | NG | 452 | ASHRAE30pct-state-3A | OfficeSmall | STD2013 | NC-Charlotte-NC | Zone3A | Zone3A(NC-Charlotte-NC) | ASHRAE30pct-state-STD2013 | state | NC | 0.0861 | 0.84 | ASHRAE30pct-state-3A_OfficeSmall_STD2013_NC-Charlotte-NC.table.csv.gz | Small Office | Charlotte Douglas Intl Arpt NC USA TMY3 WMO#=723140 | Natural Gas | 947.8171 | 0 | 0 | 0 | 0 | 0 | 0 | 0 | 0 | 0 | 0 | 0 | 0 | 0 | 947.8171 | 0 | 947.8171 | 0 | 0 | 7.9617 | 0 | 0 | 0 | 0 | 0 | 0 | 0 | 0 | 0 | 0 | 0 | 0 | 0 | 7.9617 | 0 | 7.9617 | 0 | 0 | 0.94782 | 0 | 0 | 0 | 0 | 0 | 0 | 0 | 0 | 0 | 0 | 0 | 0 | 0 | 0.94782 | 0 | 0.94782 | 0 | 0 | 0 | 0 | 0 | 0 | 0 | 0 | 0 | 0.17227 | 0 | 0 | 0 | 0.17227 | 0.17227 | 0.17227 | 2
OK_3A_SO_2010_EL | 3A | SO | EL | 397 | ASHRAE30pct-state-3A | OfficeSmall | STD2010 | OK-Oklahoma-OK | Zone3A | Zone3A(OK-Oklahoma-OK) | ASHRAE30pct-state-STD2010 | state | OK | 0.0726 | 0.87 | ASHRAE30pct-state-3A_OfficeSmall_STD2010_OK-Oklahoma-OK.table.csv.gz | Small Office | Oklahoma City Will Rogers Wor OK USA TMY3 WMO#=723530 | Electricity | 1627.7778 | 8363.889 | 14933.3335 | 3411.1111 | 13663.889 | 0 | 6758.3334 | 0 | 0 | 0 | 0 | 5002.7778 | 0 | 0 | 53761.1115 | 0 | 53761.1115 | 0 | 0 | 118.1767 | 607.2183 | 1084.16 | 247.6467 | 991.9983 | 0 | 490.655 | 0 | 0 | 0 | 0 | 363.2017 | 0 | 0 | 3903.0567 | 0 | 3903.0567 | 0 | 0 | 5.5556 | 28.5457 | 50.967 | 11.642 | 46.6344 | 0 | 23.066 | 0 | 0 | 0 | 0 | 17.0743 | 0 | 0 | 183.485 | 0 | 183.485 | 0 | 0 | 9.2634 | 2.116 | 8.4759 | 4.1923 | 0 | 0 | 5.1882 | 1.0097 | 3.1033 | 0 | 0 | 33.3488 | 33.3488 | 33.3488 | 1
OK_3A_SO_2013_EL | 3A | SO | EL | 457 | ASHRAE30pct-state-3A | OfficeSmall | STD2013 | OK-Oklahoma-OK | Zone3A | Zone3A(OK-Oklahoma-OK) | ASHRAE30pct-state-STD2013 | state | OK | 0.0726 | 0.87 | ASHRAE30pct-state-3A_OfficeSmall_STD2013_OK-Oklahoma-OK.table.csv.gz | Small Office | Oklahoma City Will Rogers Wor OK USA TMY3 WMO#=723530 | Electricity | 1794.4445 | 5494.4445 | 12797.2223 | 3411.1111 | 13413.889 | 0 | 5800 | 0 | 0 | 0 | 0 | 5002.7778 | 0 | 0 | 47713.8893 | 0 | 47713.8893 | 0 | 0 | 130.2767 | 398.8967 | 929.0783 | 247.6467 | 973.8483 | 0 | 421.08 | 0 | 0 | 0 | 0 | 363.2017 | 0 | 0 | 3464.0284 | 0 | 3464.0284 | 0 | 0 | 6.1244 | 18.7524 | 43.6765 | 11.642 | 45.7812 | 0 | 19.7952 | 0 | 0 | 0 | 0 | 17.0743 | 0 | 0 | 162.846 | 0 | 162.846 | 0 | 0 | 7.9383 | 2.116 | 8.3208 | 3.5978 | 0 | 0 | 3.4083 | 1.1131 | 3.1033 | 0 | 0 | 29.5976 | 29.5976 | 29.5976 | 2
OK_3A_SO_2010_NG | 3A | SO | NG | 398 | ASHRAE30pct-state-3A | OfficeSmall | STD2010 | OK-Oklahoma-OK | Zone3A | Zone3A(OK-Oklahoma-OK) | ASHRAE30pct-state-STD2010 | state | OK | 0.0726 | 0.87 | ASHRAE30pct-state-3A_OfficeSmall_STD2010_OK-Oklahoma-OK.table.csv.gz | Small Office | Oklahoma City Will Rogers Wor OK USA TMY3 WMO#=723530 | Natural Gas | 3393.1853 | 0 | 0 | 0 | 0 | 0 | 0 | 0 | 0 | 0 | 0 | 0 | 0 | 0 | 3393.1853 | 0 | 3393.1853 | 0 | 0 | 29.5207 | 0 | 0 | 0 | 0 | 0 | 0 | 0 | 0 | 0 | 0 | 0 | 0 | 0 | 29.5207 | 0 | 29.5207 | 0 | 0 | 3.3932 | 0 | 0 | 0 | 0 | 0 | 0 | 0 | 0 | 0 | 0 | 0 | 0 | 0 | 3.3932 | 0 | 3.3932 | 0 | 0 | 0 | 0 | 0 | 0 | 0 | 0 | 0 | 0.61672 | 0 | 0 | 0 | 0.61672 | 0.61672 | 0.61672 | 1
OK_3A_SO_2013_NG | 3A | SO | NG | 458 | ASHRAE30pct-state-3A | OfficeSmall | STD2013 | OK-Oklahoma-OK | Zone3A | Zone3A(OK-Oklahoma-OK) | ASHRAE30pct-state-STD2013 | state | OK | 0.0726 | 0.87 | ASHRAE30pct-state-3A_OfficeSmall_STD2013_OK-Oklahoma-OK.table.csv.gz | Small Office | Oklahoma City Will Rogers Wor OK USA TMY3 WMO#=723530 | Natural Gas | 4018.7446 | 0 | 0 | 0 | 0 | 0 | 0 | 0 | 0 | 0 | 0 | 0 | 0 | 0 | 4018.7446 | 0 | 4018.7446 | 0 | 0 | 34.9631 | 0 | 0 | 0 | 0 | 0 | 0 | 0 | 0 | 0 | 0 | 0 | 0 | 0 | 34.9631 | 0 | 34.9631 | 0 | 0 | 4.0187 | 0 | 0 | 0 | 0 | 0 | 0 | 0 | 0 | 0 | 0 | 0 | 0 | 0 | 4.0187 | 0 | 4.0187 | 0 | 0 | 0 | 0 | 0 | 0 | 0 | 0 | 0 | 0.73042 | 0 | 0 | 0 | 0.73042 | 0.73042 | 0.73042 | 2
SC_3A_SO_2010_EL | 3A | SO | EL | 403 | ASHRAE30pct-state-3A | OfficeSmall | STD2010 | SC-Columbia-SC | Zone3A | Zone3A(SC-Columbia-SC) | ASHRAE30pct-state-STD2010 | state | SC | 0.0957 | 0.85 | ASHRAE30pct-state-3A_OfficeSmall_STD2010_SC-Columbia-SC.table.csv.gz | Small Office | Columbia Metro Arpt SC USA TMY3 WMO#=723100 | Electricity | 994.4445 | 8508.3334 | 14933.3335 | 3411.1111 | 13663.889 | 0 | 6252.7778 | 0 | 0 | 0 | 0 | 5002.7778 | 0 | 0 | 52766.6671 | 0 | 52766.6671 | 0 | 0 | 95.1683 | 814.2475 | 1429.12 | 326.4433 | 1307.6342 | 0 | 598.3908 | 0 | 0 | 0 | 0 | 478.7658 | 0 | 0 | 5049.77 | 0 | 5049.77 | 0 | 0 | 3.394 | 29.0387 | 50.967 | 11.642 | 46.6344 | 0 | 21.3405 | 0 | 0 | 0 | 0 | 17.0743 | 0 | 0 | 180.091 | 0 | 180.091 | 0 | 0 | 9.2634 | 2.116 | 8.4759 | 3.8787 | 0 | 0 | 5.2778 | 0.61687 | 3.1033 | 0 | 0 | 32.7319 | 32.7319 | 32.7319 | 1
SC_3A_SO_2013_EL | 3A | SO | EL | 463 | ASHRAE30pct-state-3A | OfficeSmall | STD2013 | SC-Columbia-SC | Zone3A | Zone3A(SC-Columbia-SC) | ASHRAE30pct-state-STD2013 | state | SC | 0.0957 | 0.85 | ASHRAE30pct-state-3A_OfficeSmall_STD2013_SC-Columbia-SC.table.csv.gz | Small Office | Columbia Metro Arpt SC USA TMY3 WMO#=723100 | Electricity | 1088.8889 | 5697.2223 | 12808.3334 | 3411.1111 | 13413.889 | 0 | 5358.3334 | 0 | 0 | 0 | 0 | 5002.7778 | 0 | 0 | 46777.7782 | 0 | 46780.5559 | -2.7778 | -2.7778 | 104.2067 | 545.2242 | 1225.7575 | 326.4433 | 1283.7092 | 0 | 512.7925 | 0 | 0 | 0 | 0 | 478.7658 | 0 | 0 | 4476.6334 | 0 | 4476.8992 | -0.26583 | -0.26583 | 3.7163 | 19.4444 | 43.7144 | 11.642 | 45.7812 | 0 | 18.2878 | 0 | 0 | 0 | 0 | 17.0743 | 0 | 0 | 159.6511 | 0 | 159.6606 | -0.0094805 | -0.0094805 | 7.9452 | 2.116 | 8.3191 | 3.3239 | 0 | 0 | 3.5341 | 0.67545 | 3.1033 | 0 | 0 | 29.0186 | 29.0169 | 29.0169 | 2
SC_3A_SO_2010_NG | 3A | SO | NG | 404 | ASHRAE30pct-state-3A | OfficeSmall | STD2010 | SC-Columbia-SC | Zone3A | Zone3A(SC-Columbia-SC) | ASHRAE30pct-state-STD2010 | state | SC | 0.0957 | 0.85 | ASHRAE30pct-state-3A_OfficeSmall_STD2010_SC-Columbia-SC.table.csv.gz | Small Office | Columbia Metro Arpt SC USA TMY3 WMO#=723100 | Natural Gas | 928.8608 | 0 | 0 | 0 | 0 | 0 | 0 | 0 | 0 | 0 | 0 | 0 | 0 | 0 | 928.8608 | 0 | 928.8608 | 0 | 0 | 7.8953 | 0 | 0 | 0 | 0 | 0 | 0 | 0 | 0 | 0 | 0 | 0 | 0 | 0 | 7.8953 | 0 | 7.8953 | 0 | 0 | 0.92886 | 0 | 0 | 0 | 0 | 0 | 0 | 0 | 0 | 0 | 0 | 0 | 0 | 0 | 0.92886 | 0 | 0.92886 | 0 | 0 | 0 | 0 | 0 | 0 | 0 | 0 | 0 | 0.16882 | 0 | 0 | 0 | 0.16882 | 0.16882 | 0.16882 | 1
SC_3A_SO_2013_NG | 3A | SO | NG | 464 | ASHRAE30pct-state-3A | OfficeSmall | STD2013 | SC-Columbia-SC | Zone3A | Zone3A(SC-Columbia-SC) | ASHRAE30pct-state-STD2013 | state | SC | 0.0957 | 0.85 | ASHRAE30pct-state-3A_OfficeSmall_STD2013_SC-Columbia-SC.table.csv.gz | Small Office | Columbia Metro Arpt SC USA TMY3 WMO#=723100 | Natural Gas | 1184.7714 | 0 | 0 | 0 | 0 | 0 | 0 | 0 | 0 | 0 | 0 | 0 | 0 | 0 | 1184.7714 | 0 | 1184.7714 | 0 | 0 | 10.0706 | 0 | 0 | 0 | 0 | 0 | 0 | 0 | 0 | 0 | 0 | 0 | 0 | 0 | 10.0706 | 0 | 10.0706 | 0 | 0 | 1.1848 | 0 | 0 | 0 | 0 | 0 | 0 | 0 | 0 | 0 | 0 | 0 | 0 | 0 | 1.1848 | 0 | 1.1848 | 0 | 0 | 0 | 0 | 0 | 0 | 0 | 0 | 0 | 0.21533 | 0 | 0 | 0 | 0.21533 | 0.21533 | 0.21533 | 2
TN_3A_SO_2010_EL | 3A | SO | EL | 409 | ASHRAE30pct-state-3A | OfficeSmall | STD2010 | TN-Memphis-TN | Zone3A | Zone3A(TN-Memphis-TN) | ASHRAE30pct-state-STD2010 | state | TN | 0.1029 | 0.81 | ASHRAE30pct-state-3A_OfficeSmall_STD2010_TN-Memphis-TN.table.csv.gz | Small Office | Memphis International Ap TN USA TMY3 WMO#=723340 | Electricity | 1319.4445 | 8663.889 | 14936.1112 | 3416.6667 | 13663.889 | 0 | 6344.4445 | 0 | 0 | 0 | 0 | 5002.7778 | 0 | 0 | 53347.2226 | 0 | 53347.2226 | 7.276e-12 | 7.276e-12 | 135.7708 | 891.5142 | 1536.9258 | 351.575 | 1406.0142 | 0 | 652.8433 | 0 | 0 | 0 | 0 | 514.7858 | 0 | 0 | 5489.4292 | 0 | 5489.4292 | 7.487e-13 | 7.487e-13 | 4.5032 | 29.5696 | 50.9765 | 11.661 | 46.6344 | 0 | 21.6534 | 0 | 0 | 0 | 0 | 17.0743 | 0 | 0 | 182.0724 | 0 | 182.0724 | 2.4833e-14 | 2.4833e-14 | 9.2651 | 2.1194 | 8.4759 | 3.9355 | 0 | 0 | 5.3743 | 0.81847 | 3.1033 | 0 | 0 | 33.092 | 33.092 | 33.092 | 1
TN_3A_SO_2013_EL | 3A | SO | EL | 469 | ASHRAE30pct-state-3A | OfficeSmall | STD2013 | TN-Memphis-TN | Zone3A | Zone3A(TN-Memphis-TN) | ASHRAE30pct-state-STD2013 | state | TN | 0.1029 | 0.81 | ASHRAE30pct-state-3A_OfficeSmall_STD2013_TN-Memphis-TN.table.csv.gz | Small Office | Memphis International Ap TN USA TMY3 WMO#=723340 | Electricity | 1458.3333 | 5725 | 12811.1112 | 3416.6667 | 13413.889 | 0 | 5433.3334 | 0 | 0 | 0 | 0 | 5002.7778 | 0 | 0 | 47263.8893 | 0 | 47261.1115 | 2.7778 | 2.7778 | 150.0625 | 589.1025 | 1318.2633 | 351.575 | 1380.2892 | 0 | 559.09 | 0 | 0 | 0 | 0 | 514.7858 | 0 | 0 | 4863.4542 | 0 | 4863.1684 | 0.28583 | 0.28583 | 4.9772 | 19.5392 | 43.7239 | 11.661 | 45.7812 | 0 | 18.5438 | 0 | 0 | 0 | 0 | 17.0743 | 0 | 0 | 161.3102 | 0 | 161.3007 | 0.0094805 | 0.0094805 | 7.9469 | 2.1194 | 8.3225 | 3.3704 | 0 | 0 | 3.5513 | 0.90462 | 3.1033 | 0 | 0 | 29.3167 | 29.3185 | 29.3185 | 2
TN_3A_SO_2010_NG | 3A | SO | NG | 410 | ASHRAE30pct-state-3A | OfficeSmall | STD2010 | TN-Memphis-TN | Zone3A | Zone3A(TN-Memphis-TN) | ASHRAE30pct-state-STD2010 | state | TN | 0.1029 | 0.81 | ASHRAE30pct-state-3A_OfficeSmall_STD2010_TN-Memphis-TN.table.csv.gz | Small Office | Memphis International Ap TN USA TMY3 WMO#=723340 | Natural Gas | 1014.1643 | 0 | 0 | 0 | 0 | 0 | 0 | 0 | 0 | 0 | 0 | 0 | 0 | 0 | 1014.1643 | 0 | 1014.1643 | 0 | 0 | 8.2147 | 0 | 0 | 0 | 0 | 0 | 0 | 0 | 0 | 0 | 0 | 0 | 0 | 0 | 8.2147 | 0 | 8.2147 | 0 | 0 | 1.0142 | 0 | 0 | 0 | 0 | 0 | 0 | 0 | 0 | 0 | 0 | 0 | 0 | 0 | 1.0142 | 0 | 1.0142 | 0 | 0 | 0 | 0 | 0 | 0 | 0 | 0 | 0 | 0.18433 | 0 | 0 | 0 | 0.18433 | 0.18433 | 0.18433 | 1
TN_3A_SO_2013_NG | 3A | SO | NG | 470 | ASHRAE30pct-state-3A | OfficeSmall | STD2013 | TN-Memphis-TN | Zone3A | Zone3A(TN-Memphis-TN) | ASHRAE30pct-state-STD2013 | state | TN | 0.1029 | 0.81 | ASHRAE30pct-state-3A_OfficeSmall_STD2013_TN-Memphis-TN.table.csv.gz | Small Office | Memphis International Ap TN USA TMY3 WMO#=723340 | Natural Gas | 1270.0749 | 0 | 0 | 0 | 0 | 0 | 0 | 0 | 0 | 0 | 0 | 0 | 0 | 0 | 1270.0749 | 0 | 1270.0749 | 0 | 0 | 10.2876 | 0 | 0 | 0 | 0 | 0 | 0 | 0 | 0 | 0 | 0 | 0 | 0 | 0 | 10.2876 | 0 | 10.2876 | 0 | 0 | 1.2701 | 0 | 0 | 0 | 0 | 0 | 0 | 0 | 0 | 0 | 0 | 0 | 0 | 0 | 1.2701 | 0 | 1.2701 | 0 | 0 | 0 | 0 | 0 | 0 | 0 | 0 | 0 | 0.23084 | 0 | 0 | 0 | 0.23084 | 0.23084 | 0.23084 | 2
TX_3A_SO_2010_EL | 3A | SO | EL | 415 | ASHRAE30pct-state-3A | OfficeSmall | STD2010 | TX-FortWorthAlliance-TX | Zone3A | Zone3A(TX-FortWorthAlliance-TX) | ASHRAE30pct-state-STD2010 | state | TX | 0.0817 | 0.67 | ASHRAE30pct-state-3A_OfficeSmall_STD2010_TX-FortWorthAlliance-TX.table.csv.gz | Small Office | Fort Worth Alliance TX USA TMY3 WMO#=722594 | Electricity | 1072.2222 | 9377.7779 | 14952.7779 | 3413.8889 | 13663.889 | 0 | 6733.3334 | 0 | 0 | 0 | 0 | 5002.7778 | 0 | 0 | 54216.6671 | 0 | 54216.6671 | 0 | 0 | 87.6006 | 766.1645 | 1221.642 | 278.9147 | 1116.3397 | 0 | 550.1133 | 0 | 0 | 0 | 0 | 408.7269 | 0 | 0 | 4429.5017 | 0 | 4429.5017 | 0 | 0 | 3.6595 | 32.0061 | 51.0334 | 11.6515 | 46.6344 | 0 | 22.9807 | 0 | 0 | 0 | 0 | 17.0743 | 0 | 0 | 185.0398 | 0 | 185.0398 | 0 | 0 | 9.2754 | 2.1177 | 8.4759 | 4.1768 | 0 | 0 | 5.8172 | 0.66511 | 3.1033 | 0 | 0 | 33.6314 | 33.6314 | 33.6314 | 1
TX_3A_SO_2013_EL | 3A | SO | EL | 475 | ASHRAE30pct-state-3A | OfficeSmall | STD2013 | TX-FortWorthAlliance-TX | Zone3A | Zone3A(TX-FortWorthAlliance-TX) | ASHRAE30pct-state-STD2013 | state | TX | 0.0817 | 0.67 | ASHRAE30pct-state-3A_OfficeSmall_STD2013_TX-FortWorthAlliance-TX.table.csv.gz | Small Office | Fort Worth Alliance TX USA TMY3 WMO#=722594 | Electricity | 1177.7778 | 6186.1112 | 12833.3334 | 3413.8889 | 13413.889 | 0 | 5736.1112 | 0 | 0 | 0 | 0 | 5002.7778 | 0 | 0 | 47763.8893 | 0 | 47763.8893 | 0 | 0 | 96.2244 | 505.4053 | 1048.4833 | 278.9147 | 1095.9147 | 0 | 468.6403 | 0 | 0 | 0 | 0 | 408.7269 | 0 | 0 | 3902.3098 | 0 | 3902.3098 | 0 | 0 | 4.0197 | 21.113 | 43.7998 | 11.6515 | 45.7812 | 0 | 19.5772 | 0 | 0 | 0 | 0 | 17.0743 | 0 | 0 | 163.0167 | 0 | 163.0167 | 0 | 0 | 7.9607 | 2.1177 | 8.3208 | 3.5582 | 0 | 0 | 3.8373 | 0.73059 | 3.1033 | 0 | 0 | 29.6286 | 29.6286 | 29.6286 | 2
TX_3A_SO_2010_NG | 3A | SO | NG | 416 | ASHRAE30pct-state-3A | OfficeSmall | STD2010 | TX-FortWorthAlliance-TX | Zone3A | Zone3A(TX-FortWorthAlliance-TX) | ASHRAE30pct-state-STD2010 | state | TX | 0.0817 | 0.67 | ASHRAE30pct-state-3A_OfficeSmall_STD2010_TX-FortWorthAlliance-TX.table.csv.gz | Small Office | Fort Worth Alliance TX USA TMY3 WMO#=722594 | Natural Gas | 682.4283 | 0 | 0 | 0 | 0 | 0 | 0 | 0 | 0 | 0 | 0 | 0 | 0 | 0 | 682.4283 | 0 | 682.4283 | 0 | 0 | 4.5723 | 0 | 0 | 0 | 0 | 0 | 0 | 0 | 0 | 0 | 0 | 0 | 0 | 0 | 4.5723 | 0 | 4.5723 | 0 | 0 | 0.68243 | 0 | 0 | 0 | 0 | 0 | 0 | 0 | 0 | 0 | 0 | 0 | 0 | 0 | 0.68243 | 0 | 0.68243 | 0 | 0 | 0 | 0 | 0 | 0 | 0 | 0 | 0 | 0.12403 | 0 | 0 | 0 | 0.12403 | 0.12403 | 0.12403 | 1
TX_3A_SO_2013_NG | 3A | SO | NG | 476 | ASHRAE30pct-state-3A | OfficeSmall | STD2013 | TX-FortWorthAlliance-TX | Zone3A | Zone3A(TX-FortWorthAlliance-TX) | ASHRAE30pct-state-STD2013 | state | TX | 0.0817 | 0.67 | ASHRAE30pct-state-3A_OfficeSmall_STD2013_TX-FortWorthAlliance-TX.table.csv.gz | Small Office | Fort Worth Alliance TX USA TMY3 WMO#=722594 | Natural Gas | 881.4699 | 0 | 0 | 0 | 0 | 0 | 0 | 0 | 0 | 0 | 0 | 0 | 0 | 0 | 881.4699 | 0 | 881.4699 | 0 | 0 | 5.9058 | 0 | 0 | 0 | 0 | 0 | 0 | 0 | 0 | 0 | 0 | 0 | 0 | 0 | 5.9058 | 0 | 5.9058 | 0 | 0 | 0.88147 | 0 | 0 | 0 | 0 | 0 | 0 | 0 | 0 | 0 | 0 | 0 | 0 | 0 | 0.88147 | 0 | 0.88147 | 0 | 0 | 0 | 0 | 0 | 0 | 0 | 0 | 0 | 0.16021 | 0 | 0 | 0 | 0.16021 | 0.16021 | 0.16021 | 2
AZ_3B_SO_2010_EL | 3B | SO | EL | 517 | ASHRAE30pct-state-3B | OfficeSmall | STD2010 | AZ-Kingman-AZ | Zone3B | Zone3B(AZ-Kingman-AZ) | ASHRAE30pct-state-STD2010 | state | AZ | 0.0954 | 0.95 | ASHRAE30pct-state-3B_OfficeSmall_STD2010_AZ-Kingman-AZ.table.csv.gz | Small Office | Kingman Amos AZ USA TMY3 WMO#=723700 | Electricity | 850 | 6694.4445 | 14944.4446 | 3411.1111 | 13663.889 | 0 | 6747.2223 | 0 | 0 | 0 | 0 | 5002.7778 | 0 | 0 | 51311.1115 | 0 | 51313.8893 | -2.7778 | -2.7778 | 81.09 | 638.65 | 1425.7 | 325.42 | 1303.535 | 0 | 643.685 | 0 | 0 | 0 | 0 | 477.265 | 0 | 0 | 4895.08 | 0 | 4895.345 | -0.265 | -0.265 | 2.901 | 22.8479 | 51.0049 | 11.642 | 46.6344 | 0 | 23.0281 | 0 | 0 | 0 | 0 | 17.0743 | 0 | 0 | 175.1232 | 0 | 175.1327 | -0.0094805 | -0.0094805 | 9.2703 | 2.116 | 8.4742 | 4.1854 | 0 | 0 | 4.1527 | 0.52727 | 3.1033 | 0 | 0 | 31.8307 | 31.829 | 31.829 | 1
AZ_3B_SO_2013_EL | 3B | SO | EL | 553 | ASHRAE30pct-state-3B | OfficeSmall | STD2013 | AZ-Kingman-AZ | Zone3B | Zone3B(AZ-Kingman-AZ) | ASHRAE30pct-state-STD2013 | state | AZ | 0.0954 | 0.95 | ASHRAE30pct-state-3B_OfficeSmall_STD2013_AZ-Kingman-AZ.table.csv.gz | Small Office | Kingman Amos AZ USA TMY3 WMO#=723700 | Electricity | 941.6667 | 5763.8889 | 12813.889 | 3411.1111 | 13413.889 | 0 | 6325.0001 | 0 | 0 | 0 | 0 | 5002.7778 | 0 | 0 | 47672.2226 | 0 | 47672.2226 | 0 | 0 | 89.835 | 549.875 | 1222.445 | 325.42 | 1279.685 | 0 | 603.405 | 0 | 0 | 0 | 0 | 477.265 | 0 | 0 | 4547.93 | 0 | 4547.93 | 0 | 0 | 3.2139 | 19.672 | 43.7334 | 11.642 | 45.7812 | 0 | 21.587 | 0 | 0 | 0 | 0 | 17.0743 | 0 | 0 | 162.7038 | 0 | 162.7038 | 0 | 0 | 7.9486 | 2.116 | 8.3208 | 3.9235 | 0 | 0 | 3.5754 | 0.58413 | 3.1033 | 0 | 0 | 29.5718 | 29.5718 | 29.5718 | 2
AZ_3B_SO_2010_NG | 3B | SO | NG | 518 | ASHRAE30pct-state-3B | OfficeSmall | STD2010 | AZ-Kingman-AZ | Zone3B | Zone3B(AZ-Kingman-AZ) | ASHRAE30pct-state-STD2010 | state | AZ | 0.0954 | 0.95 | ASHRAE30pct-state-3B_OfficeSmall_STD2010_AZ-Kingman-AZ.table.csv.gz | Small Office | Kingman Amos AZ USA TMY3 WMO#=723700 | Natural Gas | 341.2142 | 0 | 0 | 0 | 0 | 0 | 0 | 0 | 0 | 0 | 0 | 0 | 0 | 0 | 341.2142 | 0 | 341.2142 | 0 | 0 | 3.2415 | 0 | 0 | 0 | 0 | 0 | 0 | 0 | 0 | 0 | 0 | 0 | 0 | 0 | 3.2415 | 0 | 3.2415 | 0 | 0 | 0.34121 | 0 | 0 | 0 | 0 | 0 | 0 | 0 | 0 | 0 | 0 | 0 | 0 | 0 | 0.34121 | 0 | 0.34121 | 0 | 0 | 0 | 0 | 0 | 0 | 0 | 0 | 0 | 0.062016 | 0 | 0 | 0 | 0.062016 | 0.062016 | 0.062016 | 1
AZ_3B_SO_2013_NG | 3B | SO | NG | 554 | ASHRAE30pct-state-3B | OfficeSmall | STD2013 | AZ-Kingman-AZ | Zone3B | Zone3B(AZ-Kingman-AZ) | ASHRAE30pct-state-STD2013 | state | AZ | 0.0954 | 0.95 | ASHRAE30pct-state-3B_OfficeSmall_STD2013_AZ-Kingman-AZ.table.csv.gz | Small Office | Kingman Amos AZ USA TMY3 WMO#=723700 | Natural Gas | 502.3431 | 0 | 0 | 0 | 0 | 0 | 0 | 0 | 0 | 0 | 0 | 0 | 0 | 0 | 502.3431 | 0 | 502.3431 | 0 | 0 | 4.7723 | 0 | 0 | 0 | 0 | 0 | 0 | 0 | 0 | 0 | 0 | 0 | 0 | 0 | 4.7723 | 0 | 4.7723 | 0 | 0 | 0.50234 | 0 | 0 | 0 | 0 | 0 | 0 | 0 | 0 | 0 | 0 | 0 | 0 | 0 | 0.50234 | 0 | 0.50234 | 0 | 0 | 0 | 0 | 0 | 0 | 0 | 0 | 0 | 0.091302 | 0 | 0 | 0 | 0.091302 | 0.091302 | 0.091302 | 2
CA_3B_SO_2010_EL | 3B | SO | EL | 523 | ASHRAE30pct-state-3B | OfficeSmall | STD2010 | CA-LosAngeles-CA | Zone3B | Zone3B(CA-LosAngeles-CA) | ASHRAE30pct-state-STD2010 | state | CA | 0.136 | 0.7 | ASHRAE30pct-state-3B_OfficeSmall_STD2010_CA-LosAngeles-CA.table.csv.gz | Small Office | Los Angeles Intl Arpt CA USA TMY3 WMO#=722950 | Electricity | 105.5556 | 4647.2223 | 14905.5557 | 3416.6667 | 13663.889 | 0 | 5391.6667 | 0 | 0 | 0 | 0 | 5002.7778 | 0 | 0 | 47130.5559 | 0 | 47133.3337 | -2.7778 | -2.7778 | 14.3556 | 632.0222 | 2027.1556 | 464.6667 | 1858.2889 | 0 | 733.2667 | 0 | 0 | 0 | 0 | 680.3778 | 0 | 0 | 6409.7556 | 0 | 6410.1334 | -0.37778 | -0.37778 | 0.36026 | 15.8608 | 50.8722 | 11.661 | 46.6344 | 0 | 18.4016 | 0 | 0 | 0 | 0 | 17.0743 | 0 | 0 | 160.8551 | 0 | 160.8646 | -0.0094805 | -0.0094805 | 9.2461 | 2.1194 | 8.4742 | 3.3445 | 0 | 0 | 2.8827 | 0.065478 | 3.1033 | 0 | 0 | 29.2375 | 29.2358 | 29.2358 | 1
CA_3B_SO_2013_EL | 3B | SO | EL | 559 | ASHRAE30pct-state-3B | OfficeSmall | STD2013 | CA-LosAngeles-CA | Zone3B | Zone3B(CA-LosAngeles-CA) | ASHRAE30pct-state-STD2013 | state | CA | 0.136 | 0.7 | ASHRAE30pct-state-3B_OfficeSmall_STD2013_CA-LosAngeles-CA.table.csv.gz | Small Office | Los Angeles Intl Arpt CA USA TMY3 WMO#=722950 | Electricity | 130.5556 | 3830.5556 | 12752.7779 | 3416.6667 | 13413.889 | 0 | 5005.5556 | 0 | 0 | 0 | 0 | 5002.7778 | 0 | 0 | 43552.7781 | 0 | 43552.7781 | 0 | 0 | 17.7556 | 520.9556 | 1734.3778 | 464.6667 | 1824.2889 | 0 | 680.7556 | 0 | 0 | 0 | 0 | 680.3778 | 0 | 0 | 5923.1778 | 0 | 5923.1778 | 0 | 0 | 0.44558 | 13.0736 | 43.5248 | 11.661 | 45.7812 | 0 | 17.0838 | 0 | 0 | 0 | 0 | 17.0743 | 0 | 0 | 148.6443 | 0 | 148.6443 | 0 | 0 | 7.9107 | 2.1194 | 8.3208 | 3.105 | 0 | 0 | 2.3761 | 0.080985 | 3.1033 | 0 | 0 | 27.0164 | 27.0164 | 27.0164 | 2
CA_3B_SO_2010_NG | 3B | SO | NG | 524 | ASHRAE30pct-state-3B | OfficeSmall | STD2010 | CA-LosAngeles-CA | Zone3B | Zone3B(CA-LosAngeles-CA) | ASHRAE30pct-state-STD2010 | state | CA | 0.136 | 0.7 | ASHRAE30pct-state-3B_OfficeSmall_STD2010_CA-LosAngeles-CA.table.csv.gz | Small Office | Los Angeles Intl Arpt CA USA TMY3 WMO#=722950 | Natural Gas | 0 | 0 | 0 | 0 | 0 | 0 | 0 | 0 | 0 | 0 | 0 | 0 | 0 | 0 | 0 | 0 | 0 | 0 | 0 | 0 | 0 | 0 | 0 | 0 | 0 | 0 | 0 | 0 | 0 | 0 | 0 | 0 | 0 | 0 | 0 | 0 | 0 | 0 | 0 | 0 | 0 | 0 | 0 | 0 | 0 | 0 | 0 | 0 | 0 | 0 | 0 | 0 | 0 | 0 | 0 | 0 | 0 | 0 | 0 | 0 | 0 | 0 | 0 | 0 | 0 | 0 | 0 | 0 | 0 | 0 | 0 | 1
CA_3B_SO_2013_NG | 3B | SO | NG | 560 | ASHRAE30pct-state-3B | OfficeSmall | STD2013 | CA-LosAngeles-CA | Zone3B | Zone3B(CA-LosAngeles-CA) | ASHRAE30pct-state-STD2013 | state | CA | 0.136 | 0.7 | ASHRAE30pct-state-3B_OfficeSmall_STD2013_CA-LosAngeles-CA.table.csv.gz | Small Office | Los Angeles Intl Arpt CA USA TMY3 WMO#=722950 | Natural Gas | 0 | 0 | 0 | 0 | 0 | 0 | 0 | 0 | 0 | 0 | 0 | 0 | 0 | 0 | 0 | 0 | 0 | 0 | 0 | 0 | 0 | 0 | 0 | 0 | 0 | 0 | 0 | 0 | 0 | 0 | 0 | 0 | 0 | 0 | 0 | 0 | 0 | 0 | 0 | 0 | 0 | 0 | 0 | 0 | 0 | 0 | 0 | 0 | 0 | 0 | 0 | 0 | 0 | 0 | 0 | 0 | 0 | 0 | 0 | 0 | 0 | 0 | 0 | 0 | 0 | 0 | 0 | 0 | 0 | 0 | 0 | 2
NM_3B_SO_2010_EL | 3B | SO | EL | 529 | ASHRAE30pct-state-3B | OfficeSmall | STD2010 | NM-Lubbock-TX | Zone3B | Zone3B(NM-Lubbock-TX) | ASHRAE30pct-state-STD2010 | state | NM | 0.093 | 0.62 | ASHRAE30pct-state-3B_OfficeSmall_STD2010_NM-Lubbock-TX.table.csv.gz | Small Office | Lubbock International Ap TX USA TMY3 WMO#=722670 | Electricity | 1441.6667 | 5755.5556 | 14933.3335 | 3413.8889 | 13663.889 | 0 | 6588.8889 | 0 | 0 | 0 | 0 | 5002.7778 | 0 | 0 | 50800.0004 | 0 | 50800.0004 | 0 | 0 | 134.075 | 535.2667 | 1388.8 | 317.4917 | 1270.7417 | 0 | 612.7667 | 0 | 0 | 0 | 0 | 465.2583 | 0 | 0 | 4724.4 | 0 | 4724.4 | 0 | 0 | 4.9204 | 19.6435 | 50.967 | 11.6515 | 46.6344 | 0 | 22.4877 | 0 | 0 | 0 | 0 | 17.0743 | 0 | 0 | 173.3788 | 0 | 173.3788 | 0 | 0 | 9.2634 | 2.1177 | 8.4759 | 4.0872 | 0 | 0 | 3.5703 | 0.89429 | 3.1033 | 0 | 0 | 31.512 | 31.512 | 31.512 | 1
NM_3B_SO_2013_EL | 3B | SO | EL | 565 | ASHRAE30pct-state-3B | OfficeSmall | STD2013 | NM-Lubbock-TX | Zone3B | Zone3B(NM-Lubbock-TX) | ASHRAE30pct-state-STD2013 | state | NM | 0.093 | 0.62 | ASHRAE30pct-state-3B_OfficeSmall_STD2013_NM-Lubbock-TX.table.csv.gz | Small Office | Lubbock International Ap TX USA TMY3 WMO#=722670 | Electricity | 1566.6667 | 4950 | 12805.5557 | 3413.8889 | 13413.889 | 0 | 6166.6667 | 0 | 0 | 0 | 0 | 5002.7778 | 0 | 0 | 47319.4448 | 0 | 47319.4448 | 0 | 0 | 145.7 | 460.35 | 1190.9167 | 317.4917 | 1247.4917 | 0 | 573.5 | 0 | 0 | 0 | 0 | 465.2583 | 0 | 0 | 4400.7084 | 0 | 4400.7084 | 0 | 0 | 5.347 | 16.8942 | 43.705 | 11.6515 | 45.7812 | 0 | 21.0466 | 0 | 0 | 0 | 0 | 17.0743 | 0 | 0 | 161.4998 | 0 | 161.4998 | 0 | 0 | 7.9435 | 2.1177 | 8.3208 | 3.8253 | 0 | 0 | 3.0706 | 0.97183 | 3.1033 | 0 | 0 | 29.3529 | 29.3529 | 29.3529 | 2
NM_3B_SO_2010_NG | 3B | SO | NG | 530 | ASHRAE30pct-state-3B | OfficeSmall | STD2010 | NM-Lubbock-TX | Zone3B | Zone3B(NM-Lubbock-TX) | ASHRAE30pct-state-STD2010 | state | NM | 0.093 | 0.62 | ASHRAE30pct-state-3B_OfficeSmall_STD2010_NM-Lubbock-TX.table.csv.gz | Small Office | Lubbock International Ap TX USA TMY3 WMO#=722670 | Natural Gas | 1516.5074 | 0 | 0 | 0 | 0 | 0 | 0 | 0 | 0 | 0 | 0 | 0 | 0 | 0 | 1516.5074 | 0 | 1516.5074 | 0 | 0 | 9.4023 | 0 | 0 | 0 | 0 | 0 | 0 | 0 | 0 | 0 | 0 | 0 | 0 | 0 | 9.4023 | 0 | 9.4023 | 0 | 0 | 1.5165 | 0 | 0 | 0 | 0 | 0 | 0 | 0 | 0 | 0 | 0 | 0 | 0 | 0 | 1.5165 | 0 | 1.5165 | 0 | 0 | 0 | 0 | 0 | 0 | 0 | 0 | 0 | 0.27563 | 0 | 0 | 0 | 0.27563 | 0.27563 | 0.27563 | 1
NM_3B_SO_2013_NG | 3B | SO | NG | 566 | ASHRAE30pct-state-3B | OfficeSmall | STD2013 | NM-Lubbock-TX | Zone3B | Zone3B(NM-Lubbock-TX) | ASHRAE30pct-state-STD2013 | state | NM | 0.093 | 0.62 | ASHRAE30pct-state-3B_OfficeSmall_STD2013_NM-Lubbock-TX.table.csv.gz | Small Office | Lubbock International Ap TX USA TMY3 WMO#=722670 | Natural Gas | 1933.5469 | 0 | 0 | 0 | 0 | 0 | 0 | 0 | 0 | 0 | 0 | 0 | 0 | 0 | 1933.5469 | 0 | 1933.5469 | 0 | 0 | 11.988 | 0 | 0 | 0 | 0 | 0 | 0 | 0 | 0 | 0 | 0 | 0 | 0 | 0 | 11.988 | 0 | 11.988 | 0 | 0 | 1.9335 | 0 | 0 | 0 | 0 | 0 | 0 | 0 | 0 | 0 | 0 | 0 | 0 | 0 | 1.9335 | 0 | 1.9335 | 0 | 0 | 0 | 0 | 0 | 0 | 0 | 0 | 0 | 0.35143 | 0 | 0 | 0 | 0.35143 | 0.35143 | 0.35143 | 2
NV_3B_SO_2010_EL | 3B | SO | EL | 535 | ASHRAE30pct-state-3B | OfficeSmall | STD2010 | NV-LasVegas-NV | Zone3B | Zone3B(NV-LasVegas-NV) | ASHRAE30pct-state-STD2010 | state | NV | 0.0886 | 0.73 | ASHRAE30pct-state-3B_OfficeSmall_STD2010_NV-LasVegas-NV.table.csv.gz | Small Office | Las Vegas Mccarran Intl Ap NV USA TMY3 WMO#=723860 | Electricity | 497.2222 | 7872.2223 | 14925.0001 | 3425 | 13663.889 | 0 | 6836.1112 | 0 | 0 | 0 | 0 | 5002.7778 | 0 | 0 | 52219.4449 | 0 | 52222.2226 | -2.7778 | -2.7778 | 44.0539 | 697.4789 | 1322.355 | 303.455 | 1210.6206 | 0 | 605.6794 | 0 | 0 | 0 | 0 | 443.2461 | 0 | 0 | 4626.6428 | 0 | 4626.8889 | -0.24611 | -0.24611 | 1.697 | 26.8677 | 50.9386 | 11.6894 | 46.6344 | 0 | 23.3314 | 0 | 0 | 0 | 0 | 17.0743 | 0 | 0 | 178.2233 | 0 | 178.2328 | -0.0094805 | -0.0094805 | 9.2582 | 2.1246 | 8.4742 | 4.2405 | 0 | 0 | 4.8833 | 0.30843 | 3.1033 | 0 | 0 | 32.3942 | 32.3925 | 32.3925 | 1
NV_3B_SO_2013_EL | 3B | SO | EL | 571 | ASHRAE30pct-state-3B | OfficeSmall | STD2013 | NV-LasVegas-NV | Zone3B | Zone3B(NV-LasVegas-NV) | ASHRAE30pct-state-STD2013 | state | NV | 0.0886 | 0.73 | ASHRAE30pct-state-3B_OfficeSmall_STD2013_NV-LasVegas-NV.table.csv.gz | Small Office | Las Vegas Mccarran Intl Ap NV USA TMY3 WMO#=723860 | Electricity | 561.1111 | 6838.8889 | 12786.1112 | 3425 | 13413.889 | 0 | 6433.3334 | 0 | 0 | 0 | 0 | 5002.7778 | 0 | 0 | 48458.3337 | 0 | 48461.1115 | -2.7778 | -2.7778 | 49.7144 | 605.9256 | 1132.8495 | 303.455 | 1188.4706 | 0 | 569.9933 | 0 | 0 | 0 | 0 | 443.2461 | 0 | 0 | 4293.4084 | 0 | 4293.6545 | -0.24611 | -0.24611 | 1.9151 | 23.3409 | 43.6386 | 11.6894 | 45.7812 | 0 | 21.9568 | 0 | 0 | 0 | 0 | 17.0743 | 0 | 0 | 165.3868 | 0 | 165.3963 | -0.0094805 | -0.0094805 | 7.9314 | 2.1246 | 8.3191 | 3.9907 | 0 | 0 | 4.2423 | 0.34807 | 3.1033 | 0 | 0 | 30.0611 | 30.0594 | 30.0594 | 2
NV_3B_SO_2010_NG | 3B | SO | NG | 536 | ASHRAE30pct-state-3B | OfficeSmall | STD2010 | NV-LasVegas-NV | Zone3B | Zone3B(NV-LasVegas-NV) | ASHRAE30pct-state-STD2010 | state | NV | 0.0886 | 0.73 | ASHRAE30pct-state-3B_OfficeSmall_STD2010_NV-LasVegas-NV.table.csv.gz | Small Office | Las Vegas Mccarran Intl Ap NV USA TMY3 WMO#=723860 | Natural Gas | 85.3035 | 0 | 0 | 0 | 0 | 0 | 0 | 0 | 0 | 0 | 0 | 0 | 0 | 0 | 85.3035 | 0 | 85.3035 | 0 | 0 | 0.62272 | 0 | 0 | 0 | 0 | 0 | 0 | 0 | 0 | 0 | 0 | 0 | 0 | 0 | 0.62272 | 0 | 0.62272 | 0 | 0 | 0.085304 | 0 | 0 | 0 | 0 | 0 | 0 | 0 | 0 | 0 | 0 | 0 | 0 | 0 | 0.085304 | 0 | 0.085304 | 0 | 0 | 0 | 0 | 0 | 0 | 0 | 0 | 0 | 0.015504 | 0 | 0 | 0 | 0.015504 | 0.015504 | 0.015504 | 1
NV_3B_SO_2013_NG | 3B | SO | NG | 572 | ASHRAE30pct-state-3B | OfficeSmall | STD2013 | NV-LasVegas-NV | Zone3B | Zone3B(NV-LasVegas-NV) | ASHRAE30pct-state-STD2013 | state | NV | 0.0886 | 0.73 | ASHRAE30pct-state-3B_OfficeSmall_STD2013_NV-LasVegas-NV.table.csv.gz | Small Office | Las Vegas Mccarran Intl Ap NV USA TMY3 WMO#=723860 | Natural Gas | 123.2162 | 0 | 0 | 0 | 0 | 0 | 0 | 0 | 0 | 0 | 0 | 0 | 0 | 0 | 123.2162 | 0 | 123.2162 | 0 | 0 | 0.89948 | 0 | 0 | 0 | 0 | 0 | 0 | 0 | 0 | 0 | 0 | 0 | 0 | 0 | 0.89948 | 0 | 0.89948 | 0 | 0 | 0.12322 | 0 | 0 | 0 | 0 | 0 | 0 | 0 | 0 | 0 | 0 | 0 | 0 | 0 | 0.12322 | 0 | 0.12322 | 0 | 0 | 0 | 0 | 0 | 0 | 0 | 0 | 0 | 0.022395 | 0 | 0 | 0 | 0.022395 | 0.022395 | 0.022395 | 2
TX_3B_SO_2010_EL | 3B | SO | EL | 541 | ASHRAE30pct-state-3B | OfficeSmall | STD2010 | TX-ElPaso-TX | Zone3B | Zone3B(TX-ElPaso-TX) | ASHRAE30pct-state-STD2010 | state | TX | 0.0817 | 0.67 | ASHRAE30pct-state-3B_OfficeSmall_STD2010_TX-ElPaso-TX.table.csv.gz | Small Office | El Paso International Ap Ut TX USA TMY3 WMO#=722700 | Electricity | 600 | 6508.3334 | 14916.6668 | 3413.8889 | 13663.889 | 0 | 6719.4445 | 0 | 0 | 0 | 0 | 5002.7778 | 0 | 0 | 50825.0004 | 0 | 50825.0004 | -7.276e-12 | -7.276e-12 | 49.02 | 531.7308 | 1218.6917 | 278.9147 | 1116.3397 | 0 | 548.9786 | 0 | 0 | 0 | 0 | 408.7269 | 0 | 0 | 4152.4025 | 0 | 4152.4025 | -5.9445e-13 | -5.9445e-13 | 2.0478 | 22.2127 | 50.9101 | 11.6515 | 46.6344 | 0 | 22.9333 | 0 | 0 | 0 | 0 | 17.0743 | 0 | 0 | 173.4642 | 0 | 173.4642 | -2.4833e-14 | -2.4833e-14 | 9.253 | 2.1177 | 8.4759 | 4.1682 | 0 | 0 | 4.0372 | 0.37219 | 3.1033 | 0 | 0 | 31.5275 | 31.5275 | 31.5275 | 1
TX_3B_SO_2013_EL | 3B | SO | EL | 577 | ASHRAE30pct-state-3B | OfficeSmall | STD2013 | TX-ElPaso-TX | Zone3B | Zone3B(TX-ElPaso-TX) | ASHRAE30pct-state-STD2013 | state | TX | 0.0817 | 0.67 | ASHRAE30pct-state-3B_OfficeSmall_STD2013_TX-ElPaso-TX.table.csv.gz | Small Office | El Paso International Ap Ut TX USA TMY3 WMO#=722700 | Electricity | 661.1111 | 5586.1112 | 12763.889 | 3413.8889 | 13413.889 | 0 | 6297.2223 | 0 | 0 | 0 | 0 | 5002.7778 | 0 | 0 | 47141.667 | 0 | 47138.8893 | 2.7778 | 2.7778 | 54.0128 | 456.3853 | 1042.8097 | 278.9147 | 1095.9147 | 0 | 514.4831 | 0 | 0 | 0 | 0 | 408.7269 | 0 | 0 | 3851.4742 | 0 | 3851.2473 | 0.22694 | 0.22694 | 2.2564 | 19.0652 | 43.5628 | 11.6515 | 45.7812 | 0 | 21.4922 | 0 | 0 | 0 | 0 | 17.0743 | 0 | 0 | 160.893 | 0 | 160.8836 | 0.0094805 | 0.0094805 | 7.9176 | 2.1177 | 8.3225 | 3.9063 | 0 | 0 | 3.4651 | 0.4101 | 3.1033 | 0 | 0 | 29.2409 | 29.2426 | 29.2426 | 2
TX_3B_SO_2010_NG | 3B | SO | NG | 542 | ASHRAE30pct-state-3B | OfficeSmall | STD2010 | TX-ElPaso-TX | Zone3B | Zone3B(TX-ElPaso-TX) | ASHRAE30pct-state-STD2010 | state | TX | 0.0817 | 0.67 | ASHRAE30pct-state-3B_OfficeSmall_STD2010_TX-ElPaso-TX.table.csv.gz | Small Office | El Paso International Ap Ut TX USA TMY3 WMO#=722700 | Natural Gas | 199.0416 | 0 | 0 | 0 | 0 | 0 | 0 | 0 | 0 | 0 | 0 | 0 | 0 | 0 | 199.0416 | 0 | 199.0416 | 0 | 0 | 1.3336 | 0 | 0 | 0 | 0 | 0 | 0 | 0 | 0 | 0 | 0 | 0 | 0 | 0 | 1.3336 | 0 | 1.3336 | 0 | 0 | 0.19904 | 0 | 0 | 0 | 0 | 0 | 0 | 0 | 0 | 0 | 0 | 0 | 0 | 0 | 0.19904 | 0 | 0.19904 | 0 | 0 | 0 | 0 | 0 | 0 | 0 | 0 | 0 | 0.036176 | 0 | 0 | 0 | 0.036176 | 0.036176 | 0.036176 | 1
TX_3B_SO_2013_NG | 3B | SO | NG | 578 | ASHRAE30pct-state-3B | OfficeSmall | STD2013 | TX-ElPaso-TX | Zone3B | Zone3B(TX-ElPaso-TX) | ASHRAE30pct-state-STD2013 | state | TX | 0.0817 | 0.67 | ASHRAE30pct-state-3B_OfficeSmall_STD2013_TX-ElPaso-TX.table.csv.gz | Small Office | El Paso International Ap Ut TX USA TMY3 WMO#=722700 | Natural Gas | 303.3015 | 0 | 0 | 0 | 0 | 0 | 0 | 0 | 0 | 0 | 0 | 0 | 0 | 0 | 303.3015 | 0 | 303.3015 | 0 | 0 | 2.0321 | 0 | 0 | 0 | 0 | 0 | 0 | 0 | 0 | 0 | 0 | 0 | 0 | 0 | 2.0321 | 0 | 2.0321 | 0 | 0 | 0.3033 | 0 | 0 | 0 | 0 | 0 | 0 | 0 | 0 | 0 | 0 | 0 | 0 | 0 | 0.3033 | 0 | 0.3033 | 0 | 0 | 0 | 0 | 0 | 0 | 0 | 0 | 0 | 0.055126 | 0 | 0 | 0 | 0.055126 | 0.055126 | 0.055126 | 2
UT_3B_SO_2010_EL | 3B | SO | EL | 547 | ASHRAE30pct-state-3B | OfficeSmall | STD2010 | UT-SaintGeorge-UT | Zone3B | Zone3B(UT-SaintGeorge-UT) | ASHRAE30pct-state-STD2010 | state | UT | 0.0805 | 0.69 | ASHRAE30pct-state-3B_OfficeSmall_STD2010_UT-SaintGeorge-UT.table.csv.gz | Small Office | Saint George Awos UT USA TMY3 WMO#=724754 | Electricity | 666.6667 | 6752.7778 | 14930.5557 | 3408.3334 | 13663.889 | 0 | 6972.2223 | 0 | 0 | 0 | 0 | 5002.7778 | 0 | 0 | 51397.2226 | 0 | 51397.2226 | 0 | 0 | 53.6667 | 543.5986 | 1201.9097 | 274.3708 | 1099.9431 | 0 | 561.2639 | 0 | 0 | 0 | 0 | 402.7236 | 0 | 0 | 4137.4764 | 0 | 4137.4764 | 0 | 0 | 2.2753 | 23.047 | 50.9575 | 11.6325 | 46.6344 | 0 | 23.796 | 0 | 0 | 0 | 0 | 17.0743 | 0 | 0 | 175.4171 | 0 | 175.4171 | 0 | 0 | 9.2616 | 2.1142 | 8.4759 | 4.325 | 0 | 0 | 4.1888 | 0.41354 | 3.1033 | 0 | 0 | 31.8824 | 31.8824 | 31.8824 | 1
UT_3B_SO_2013_EL | 3B | SO | EL | 583 | ASHRAE30pct-state-3B | OfficeSmall | STD2013 | UT-SaintGeorge-UT | Zone3B | Zone3B(UT-SaintGeorge-UT) | ASHRAE30pct-state-STD2013 | state | UT | 0.0805 | 0.69 | ASHRAE30pct-state-3B_OfficeSmall_STD2013_UT-SaintGeorge-UT.table.csv.gz | Small Office | Saint George Awos UT USA TMY3 WMO#=724754 | Electricity | 752.7778 | 5819.4445 | 12794.4445 | 3408.3334 | 13413.889 | 0 | 6555.5556 | 0 | 0 | 0 | 0 | 5002.7778 | 0 | 0 | 47747.2226 | 0 | 47747.2226 | 0 | 0 | 60.5986 | 468.4653 | 1029.9528 | 274.3708 | 1079.8181 | 0 | 527.7222 | 0 | 0 | 0 | 0 | 402.7236 | 0 | 0 | 3843.6514 | 0 | 3843.6514 | 0 | 0 | 2.5692 | 19.8616 | 43.667 | 11.6325 | 45.7812 | 0 | 22.3739 | 0 | 0 | 0 | 0 | 17.0743 | 0 | 0 | 162.9598 | 0 | 162.9598 | 0 | 0 | 7.9366 | 2.1142 | 8.3208 | 4.0665 | 0 | 0 | 3.6099 | 0.46696 | 3.1033 | 0 | 0 | 29.6183 | 29.6183 | 29.6183 | 2
UT_3B_SO_2010_NG | 3B | SO | NG | 548 | ASHRAE30pct-state-3B | OfficeSmall | STD2010 | UT-SaintGeorge-UT | Zone3B | Zone3B(UT-SaintGeorge-UT) | ASHRAE30pct-state-STD2010 | state | UT | 0.0805 | 0.69 | ASHRAE30pct-state-3B_OfficeSmall_STD2010_UT-SaintGeorge-UT.table.csv.gz | Small Office | Saint George Awos UT USA TMY3 WMO#=724754 | Natural Gas | 151.6507 | 0 | 0 | 0 | 0 | 0 | 0 | 0 | 0 | 0 | 0 | 0 | 0 | 0 | 151.6507 | 0 | 151.6507 | 0 | 0 | 1.0464 | 0 | 0 | 0 | 0 | 0 | 0 | 0 | 0 | 0 | 0 | 0 | 0 | 0 | 1.0464 | 0 | 1.0464 | 0 | 0 | 0.15165 | 0 | 0 | 0 | 0 | 0 | 0 | 0 | 0 | 0 | 0 | 0 | 0 | 0 | 0.15165 | 0 | 0.15165 | 0 | 0 | 0 | 0 | 0 | 0 | 0 | 0 | 0 | 0.027563 | 0 | 0 | 0 | 0.027563 | 0.027563 | 0.027563 | 1
UT_3B_SO_2013_NG | 3B | SO | NG | 584 | ASHRAE30pct-state-3B | OfficeSmall | STD2013 | UT-SaintGeorge-UT | Zone3B | Zone3B(UT-SaintGeorge-UT) | ASHRAE30pct-state-STD2013 | state | UT | 0.0805 | 0.69 | ASHRAE30pct-state-3B_OfficeSmall_STD2013_UT-SaintGeorge-UT.table.csv.gz | Small Office | Saint George Awos UT USA TMY3 WMO#=724754 | Natural Gas | 227.4761 | 0 | 0 | 0 | 0 | 0 | 0 | 0 | 0 | 0 | 0 | 0 | 0 | 0 | 227.4761 | 0 | 227.4761 | 0 | 0 | 1.5696 | 0 | 0 | 0 | 0 | 0 | 0 | 0 | 0 | 0 | 0 | 0 | 0 | 0 | 1.5696 | 0 | 1.5696 | 0 | 0 | 0.22748 | 0 | 0 | 0 | 0 | 0 | 0 | 0 | 0 | 0 | 0 | 0 | 0 | 0 | 0.22748 | 0 | 0.22748 | 0 | 0 | 0 | 0 | 0 | 0 | 0 | 0 | 0 | 0.041344 | 0 | 0 | 0 | 0.041344 | 0.041344 | 0.041344 | 2
CA_3C_SO_2010_EL | 3C | SO | EL | 595 | ASHRAE30pct-state-3C | OfficeSmall | STD2010 | CA-SanFrancisco-CA | Zone3C | Zone3C(CA-SanFrancisco-CA) | ASHRAE30pct-state-STD2010 | state | CA | 0.136 | 0.7 | ASHRAE30pct-state-3C_OfficeSmall_STD2010_CA-SanFrancisco-CA.table.csv.gz | Small Office | San Francisco Intl Ap CA USA TMY3 WMO#=724940 | Electricity | 316.6667 | 3005.5556 | 14925.0001 | 3413.8889 | 13663.889 | 0 | 5277.7778 | 0 | 0 | 0 | 0 | 5002.7778 | 0 | 0 | 45605.5559 | 0 | 45605.5559 | 0 | 0 | 43.0667 | 408.7556 | 2029.8 | 464.2889 | 1858.2889 | 0 | 717.7778 | 0 | 0 | 0 | 0 | 680.3778 | 0 | 0 | 6202.3556 | 0 | 6202.3556 | 0 | 0 | 1.0808 | 10.2579 | 50.9386 | 11.6515 | 46.6344 | 0 | 18.0129 | 0 | 0 | 0 | 0 | 17.0743 | 0 | 0 | 155.6503 | 0 | 155.6503 | 0 | 0 | 9.2582 | 2.1177 | 8.4759 | 3.2739 | 0 | 0 | 1.8644 | 0.19643 | 3.1033 | 0 | 0 | 28.2898 | 28.2898 | 28.2898 | 1
CA_3C_SO_2013_EL | 3C | SO | EL | 601 | ASHRAE30pct-state-3C | OfficeSmall | STD2013 | CA-SanFrancisco-CA | Zone3C | Zone3C(CA-SanFrancisco-CA) | ASHRAE30pct-state-STD2013 | state | CA | 0.136 | 0.7 | ASHRAE30pct-state-3C_OfficeSmall_STD2013_CA-SanFrancisco-CA.table.csv.gz | Small Office | San Francisco Intl Ap CA USA TMY3 WMO#=724940 | Electricity | 383.3333 | 2047.2222 | 12788.889 | 3413.8889 | 13413.889 | 0 | 4755.5556 | 0 | 0 | 0 | 0 | 5002.7778 | 0 | 0 | 41805.5559 | 0 | 41805.5559 | 7.276e-12 | 7.276e-12 | 52.1333 | 278.4222 | 1739.2889 | 464.2889 | 1824.2889 | 0 | 646.7556 | 0 | 0 | 0 | 0 | 680.3778 | 0 | 0 | 5685.5556 | 0 | 5685.5556 | 9.8953e-13 | 9.8953e-13 | 1.3083 | 6.9871 | 43.6481 | 11.6515 | 45.7812 | 0 | 16.2306 | 0 | 0 | 0 | 0 | 17.0743 | 0 | 0 | 142.6811 | 0 | 142.6811 | 2.4833e-14 | 2.4833e-14 | 7.9331 | 2.1177 | 8.3208 | 2.9499 | 0 | 0 | 1.2699 | 0.23779 | 3.1033 | 0 | 0 | 25.9326 | 25.9326 | 25.9326 | 2
CA_3C_SO_2010_NG | 3C | SO | NG | 596 | ASHRAE30pct-state-3C | OfficeSmall | STD2010 | CA-SanFrancisco-CA | Zone3C | Zone3C(CA-SanFrancisco-CA) | ASHRAE30pct-state-STD2010 | state | CA | 0.136 | 0.7 | ASHRAE30pct-state-3C_OfficeSmall_STD2010_CA-SanFrancisco-CA.table.csv.gz | Small Office | San Francisco Intl Ap CA USA TMY3 WMO#=724940 | Natural Gas | 9.4782 | 0 | 0 | 0 | 0 | 0 | 0 | 0 | 0 | 0 | 0 | 0 | 0 | 0 | 9.4782 | 0 | 9.4782 | 0 | 0 | 0.066347 | 0 | 0 | 0 | 0 | 0 | 0 | 0 | 0 | 0 | 0 | 0 | 0 | 0 | 0.066347 | 0 | 0.066347 | 0 | 0 | 0.0094782 | 0 | 0 | 0 | 0 | 0 | 0 | 0 | 0 | 0 | 0 | 0 | 0 | 0 | 0.0094782 | 0 | 0.0094782 | 0 | 0 | 0 | 0 | 0 | 0 | 0 | 0 | 0 | 0.0017227 | 0 | 0 | 0 | 0.0017227 | 0.0017227 | 0.0017227 | 1
CA_3C_SO_2013_NG | 3C | SO | NG | 602 | ASHRAE30pct-state-3C | OfficeSmall | STD2013 | CA-SanFrancisco-CA | Zone3C | Zone3C(CA-SanFrancisco-CA) | ASHRAE30pct-state-STD2013 | state | CA | 0.136 | 0.7 | ASHRAE30pct-state-3C_OfficeSmall_STD2013_CA-SanFrancisco-CA.table.csv.gz | Small Office | San Francisco Intl Ap CA USA TMY3 WMO#=724940 | Natural Gas | 18.9563 | 0 | 0 | 0 | 0 | 0 | 0 | 0 | 0 | 0 | 0 | 0 | 0 | 0 | 18.9563 | 0 | 18.9563 | 0 | 0 | 0.13269 | 0 | 0 | 0 | 0 | 0 | 0 | 0 | 0 | 0 | 0 | 0 | 0 | 0 | 0.13269 | 0 | 0.13269 | 0 | 0 | 0.018956 | 0 | 0 | 0 | 0 | 0 | 0 | 0 | 0 | 0 | 0 | 0 | 0 | 0 | 0.018956 | 0 | 0.018956 | 0 | 0 | 0 | 0 | 0 | 0 | 0 | 0 | 0 | 0.0034454 | 0 | 0 | 0 | 0.0034454 | 0.0034454 | 0.0034454 | 2
AR_4A_SO_2010_EL | 4A | SO | EL | 715 | ASHRAE30pct-state-4A | OfficeSmall | STD2010 | AR-Springfield-MO | Zone4A | Zone4A(AR-Springfield-MO) | ASHRAE30pct-state-STD2010 | state | AR | 0.0768 | 0.77 | ASHRAE30pct-state-4A_OfficeSmall_STD2010_AR-Springfield-MO.table.csv.gz | Small Office | Springfield Regional Arpt MO USA TMY3 WMO#=724400 | Electricity | 1908.3333 | 6463.8889 | 14786.1112 | 3411.1111 | 13663.889 | 0 | 6513.8889 | 0 | 0 | 0 | 0 | 5002.7778 | 0 | 0 | 51752.7782 | 0 | 51750.0004 | 2.7778 | 2.7778 | 146.56 | 496.4267 | 1135.5733 | 261.9733 | 1049.3867 | 0 | 500.2667 | 0 | 0 | 0 | 0 | 384.2133 | 0 | 0 | 3974.6134 | 0 | 3974.4 | 0.21333 | 0.21333 | 6.5131 | 22.0611 | 50.4645 | 11.642 | 46.6344 | 0 | 22.2317 | 0 | 0 | 0 | 0 | 17.0743 | 0 | 0 | 176.6306 | 0 | 176.6211 | 0.0094805 | 0.0094805 | 9.172 | 2.116 | 8.4776 | 4.0407 | 0 | 0 | 4.0096 | 1.1838 | 3.1033 | 0 | 0 | 32.1013 | 32.103 | 32.103 | 1
AR_4A_SO_2013_EL | 4A | SO | EL | 823 | ASHRAE30pct-state-4A | OfficeSmall | STD2013 | AR-Springfield-MO | Zone4A | Zone4A(AR-Springfield-MO) | ASHRAE30pct-state-STD2013 | state | AR | 0.0768 | 0.77 | ASHRAE30pct-state-4A_OfficeSmall_STD2013_AR-Springfield-MO.table.csv.gz | Small Office | Springfield Regional Arpt MO USA TMY3 WMO#=724400 | Electricity | 1525 | 4638.8889 | 12552.7779 | 3411.1111 | 13413.889 | 0 | 5580.5556 | 0 | 0 | 0 | 0 | 5002.7778 | 0 | 0 | 46122.2226 | 0 | 46125.0004 | -2.7778 | -2.7778 | 117.12 | 356.2667 | 964.0533 | 261.9733 | 1030.1867 | 0 | 428.5867 | 0 | 0 | 0 | 0 | 384.2133 | 0 | 0 | 3542.1867 | 0 | 3542.4 | -0.21333 | -0.21333 | 5.2048 | 15.8324 | 42.8422 | 11.642 | 45.7812 | 0 | 19.0463 | 0 | 0 | 0 | 0 | 17.0743 | 0 | 0 | 157.4137 | 0 | 157.4232 | -0.0094805 | -0.0094805 | 7.7867 | 2.116 | 8.3191 | 3.4617 | 0 | 0 | 2.8776 | 0.94598 | 3.1033 | 0 | 0 | 28.612 | 28.6103 | 28.6103 | 2
AR_4A_SO_2010_NG | 4A | SO | NG | 716 | ASHRAE30pct-state-4A | OfficeSmall | STD2010 | AR-Springfield-MO | Zone4A | Zone4A(AR-Springfield-MO) | ASHRAE30pct-state-STD2010 | state | AR | 0.0768 | 0.77 | ASHRAE30pct-state-4A_OfficeSmall_STD2010_AR-Springfield-MO.table.csv.gz | Small Office | Springfield Regional Arpt MO USA TMY3 WMO#=724400 | Natural Gas | 3743.8776 | 0 | 0 | 0 | 0 | 0 | 0 | 0 | 0 | 0 | 0 | 0 | 0 | 0 | 3743.8776 | 0 | 3743.8776 | 0 | 0 | 28.8279 | 0 | 0 | 0 | 0 | 0 | 0 | 0 | 0 | 0 | 0 | 0 | 0 | 0 | 28.8279 | 0 | 28.8279 | 0 | 0 | 3.7439 | 0 | 0 | 0 | 0 | 0 | 0 | 0 | 0 | 0 | 0 | 0 | 0 | 0 | 3.7439 | 0 | 3.7439 | 0 | 0 | 0 | 0 | 0 | 0 | 0 | 0 | 0 | 0.68046 | 0 | 0 | 0 | 0.68046 | 0.68046 | 0.68046 | 1
AR_4A_SO_2013_NG | 4A | SO | NG | 824 | ASHRAE30pct-state-4A | OfficeSmall | STD2013 | AR-Springfield-MO | Zone4A | Zone4A(AR-Springfield-MO) | ASHRAE30pct-state-STD2013 | state | AR | 0.0768 | 0.77 | ASHRAE30pct-state-4A_OfficeSmall_STD2013_AR-Springfield-MO.table.csv.gz | Small Office | Springfield Regional Arpt MO USA TMY3 WMO#=724400 | Natural Gas | 2767.626 | 0 | 0 | 0 | 0 | 0 | 0 | 0 | 0 | 0 | 0 | 0 | 0 | 0 | 2767.626 | 0 | 2767.626 | 0 | 0 | 21.3107 | 0 | 0 | 0 | 0 | 0 | 0 | 0 | 0 | 0 | 0 | 0 | 0 | 0 | 21.3107 | 0 | 21.3107 | 0 | 0 | 2.7676 | 0 | 0 | 0 | 0 | 0 | 0 | 0 | 0 | 0 | 0 | 0 | 0 | 0 | 2.7676 | 0 | 2.7676 | 0 | 0 | 0 | 0 | 0 | 0 | 0 | 0 | 0 | 0.50302 | 0 | 0 | 0 | 0.50302 | 0.50302 | 0.50302 | 2
DC_4A_SO_2010_EL | 4A | SO | EL | 721 | ASHRAE30pct-state-4A | OfficeSmall | STD2010 | DC-Baltimore-MD | Zone4A | Zone4A(DC-Baltimore-MD) | ASHRAE30pct-state-STD2010 | state | DC | 0.12 | 1.12 | ASHRAE30pct-state-4A_OfficeSmall_STD2010_DC-Baltimore-MD.table.csv.gz | Small Office | Baltimore Blt Washngtn IntL MD USA TMY3 WMO#=724060 | Electricity | 1894.4445 | 6130.5556 | 14791.6668 | 3413.8889 | 13663.889 | 0 | 6127.7778 | 0 | 0 | 0 | 0 | 5002.7778 | 0 | 0 | 51025.0004 | 0 | 51025.0004 | 0 | 0 | 227.3333 | 735.6667 | 1775 | 409.6667 | 1639.6667 | 0 | 735.3333 | 0 | 0 | 0 | 0 | 600.3333 | 0 | 0 | 6123 | 0 | 6123 | 0 | 0 | 6.4657 | 20.9234 | 50.4835 | 11.6515 | 46.6344 | 0 | 20.9139 | 0 | 0 | 0 | 0 | 17.0743 | 0 | 0 | 174.1467 | 0 | 174.1467 | 0 | 0 | 9.1755 | 2.1177 | 8.4759 | 3.8011 | 0 | 0 | 3.8029 | 1.1752 | 3.1033 | 0 | 0 | 31.6515 | 31.6515 | 31.6515 | 1
DC_4A_SO_2013_EL | 4A | SO | EL | 829 | ASHRAE30pct-state-4A | OfficeSmall | STD2013 | DC-Baltimore-MD | Zone4A | Zone4A(DC-Baltimore-MD) | ASHRAE30pct-state-STD2013 | state | DC | 0.12 | 1.12 | ASHRAE30pct-state-4A_OfficeSmall_STD2013_DC-Baltimore-MD.table.csv.gz | Small Office | Baltimore Blt Washngtn IntL MD USA TMY3 WMO#=724060 | Electricity | 1508.3333 | 4419.4445 | 12561.1112 | 3413.8889 | 13413.889 | 0 | 5261.1112 | 0 | 0 | 0 | 0 | 5002.7778 | 0 | 0 | 45583.3337 | 0 | 45580.5559 | 2.7778 | 2.7778 | 181 | 530.3333 | 1507.3333 | 409.6667 | 1609.6667 | 0 | 631.3333 | 0 | 0 | 0 | 0 | 600.3333 | 0 | 0 | 5470 | 0 | 5469.6667 | 0.33333 | 0.33333 | 5.1479 | 15.0834 | 42.8707 | 11.6515 | 45.7812 | 0 | 17.956 | 0 | 0 | 0 | 0 | 17.0743 | 0 | 0 | 155.5745 | 0 | 155.565 | 0.0094805 | 0.0094805 | 7.7918 | 2.1177 | 8.3225 | 3.2635 | 0 | 0 | 2.7414 | 0.93564 | 3.1033 | 0 | 0 | 28.2743 | 28.276 | 28.276 | 2
DC_4A_SO_2010_NG | 4A | SO | NG | 722 | ASHRAE30pct-state-4A | OfficeSmall | STD2010 | DC-Baltimore-MD | Zone4A | Zone4A(DC-Baltimore-MD) | ASHRAE30pct-state-STD2010 | state | DC | 0.12 | 1.12 | ASHRAE30pct-state-4A_OfficeSmall_STD2010_DC-Baltimore-MD.table.csv.gz | Small Office | Baltimore Blt Washngtn IntL MD USA TMY3 WMO#=724060 | Natural Gas | 2037.8068 | 0 | 0 | 0 | 0 | 0 | 0 | 0 | 0 | 0 | 0 | 0 | 0 | 0 | 2037.8068 | 0 | 2037.8068 | 0 | 0 | 22.8234 | 0 | 0 | 0 | 0 | 0 | 0 | 0 | 0 | 0 | 0 | 0 | 0 | 0 | 22.8234 | 0 | 22.8234 | 0 | 0 | 2.0378 | 0 | 0 | 0 | 0 | 0 | 0 | 0 | 0 | 0 | 0 | 0 | 0 | 0 | 2.0378 | 0 | 2.0378 | 0 | 0 | 0 | 0 | 0 | 0 | 0 | 0 | 0 | 0.37038 | 0 | 0 | 0 | 0.37038 | 0.37038 | 0.37038 | 1
DC_4A_SO_2013_NG | 4A | SO | NG | 830 | ASHRAE30pct-state-4A | OfficeSmall | STD2013 | DC-Baltimore-MD | Zone4A | Zone4A(DC-Baltimore-MD) | ASHRAE30pct-state-STD2013 | state | DC | 0.12 | 1.12 | ASHRAE30pct-state-4A_OfficeSmall_STD2013_DC-Baltimore-MD.table.csv.gz | Small Office | Baltimore Blt Washngtn IntL MD USA TMY3 WMO#=724060 | Natural Gas | 1450.1602 | 0 | 0 | 0 | 0 | 0 | 0 | 0 | 0 | 0 | 0 | 0 | 0 | 0 | 1450.1602 | 0 | 1450.1602 | 0 | 0 | 16.2418 | 0 | 0 | 0 | 0 | 0 | 0 | 0 | 0 | 0 | 0 | 0 | 0 | 0 | 16.2418 | 0 | 16.2418 | 0 | 0 | 1.4502 | 0 | 0 | 0 | 0 | 0 | 0 | 0 | 0 | 0 | 0 | 0 | 0 | 0 | 1.4502 | 0 | 1.4502 | 0 | 0 | 0 | 0 | 0 | 0 | 0 | 0 | 0 | 0.26357 | 0 | 0 | 0 | 0.26357 | 0.26357 | 0.26357 | 2
DE_4A_SO_2010_EL | 4A | SO | EL | 727 | ASHRAE30pct-state-4A | OfficeSmall | STD2010 | DE-Wilmington-DE | Zone4A | Zone4A(DE-Wilmington-DE) | ASHRAE30pct-state-STD2010 | state | DE | 0.1011 | 1.3 | ASHRAE30pct-state-4A_OfficeSmall_STD2010_DE-Wilmington-DE.table.csv.gz | Small Office | Wilmington New Castle Cnty Ap DE USA TMY3 WMO#=724089 | Electricity | 2175 | 5716.6667 | 14783.3335 | 3416.6667 | 13663.889 | 0 | 6069.4445 | 0 | 0 | 0 | 0 | 5002.7778 | 0 | 0 | 50830.556 | 0 | 50827.7782 | 2.7778 | 2.7778 | 219.8925 | 577.955 | 1494.595 | 345.425 | 1381.4192 | 0 | 613.6208 | 0 | 0 | 0 | 0 | 505.7808 | 0 | 0 | 5138.9692 | 0 | 5138.6884 | 0.28083 | 0.28083 | 7.4232 | 19.5108 | 50.4551 | 11.661 | 46.6344 | 0 | 20.7148 | 0 | 0 | 0 | 0 | 17.0743 | 0 | 0 | 173.4831 | 0 | 173.4736 | 0.0094805 | 0.0094805 | 9.1703 | 2.1194 | 8.4776 | 3.765 | 0 | 0 | 3.5461 | 1.3492 | 3.1033 | 0 | 0 | 31.5292 | 31.5309 | 31.5309 | 1
DE_4A_SO_2013_EL | 4A | SO | EL | 835 | ASHRAE30pct-state-4A | OfficeSmall | STD2013 | DE-Wilmington-DE | Zone4A | Zone4A(DE-Wilmington-DE) | ASHRAE30pct-state-STD2013 | state | DE | 0.1011 | 1.3 | ASHRAE30pct-state-4A_OfficeSmall_STD2013_DE-Wilmington-DE.table.csv.gz | Small Office | Wilmington New Castle Cnty Ap DE USA TMY3 WMO#=724089 | Electricity | 1741.6667 | 4127.7778 | 12552.7779 | 3416.6667 | 13413.889 | 0 | 5230.5556 | 0 | 0 | 0 | 0 | 5002.7778 | 0 | 0 | 45486.1115 | 0 | 45486.1115 | 0 | 0 | 176.0825 | 417.3183 | 1269.0858 | 345.425 | 1356.1442 | 0 | 528.8092 | 0 | 0 | 0 | 0 | 505.7808 | 0 | 0 | 4598.6459 | 0 | 4598.6459 | 0 | 0 | 5.9443 | 14.088 | 42.8422 | 11.661 | 45.7812 | 0 | 17.8517 | 0 | 0 | 0 | 0 | 17.0743 | 0 | 0 | 155.2427 | 0 | 155.2427 | 0 | 0 | 7.7867 | 2.1194 | 8.3208 | 3.2446 | 0 | 0 | 2.5605 | 1.0804 | 3.1033 | 0 | 0 | 28.2157 | 28.2157 | 28.2157 | 2
DE_4A_SO_2010_NG | 4A | SO | NG | 728 | ASHRAE30pct-state-4A | OfficeSmall | STD2010 | DE-Wilmington-DE | Zone4A | Zone4A(DE-Wilmington-DE) | ASHRAE30pct-state-STD2010 | state | DE | 0.1011 | 1.3 | ASHRAE30pct-state-4A_OfficeSmall_STD2010_DE-Wilmington-DE.table.csv.gz | Small Office | Wilmington New Castle Cnty Ap DE USA TMY3 WMO#=724089 | Natural Gas | 3080.4056 | 0 | 0 | 0 | 0 | 0 | 0 | 0 | 0 | 0 | 0 | 0 | 0 | 0 | 3080.4056 | 0 | 3080.4056 | 0 | 0 | 40.0453 | 0 | 0 | 0 | 0 | 0 | 0 | 0 | 0 | 0 | 0 | 0 | 0 | 0 | 40.0453 | 0 | 40.0453 | 0 | 0 | 3.0804 | 0 | 0 | 0 | 0 | 0 | 0 | 0 | 0 | 0 | 0 | 0 | 0 | 0 | 3.0804 | 0 | 3.0804 | 0 | 0 | 0 | 0 | 0 | 0 | 0 | 0 | 0 | 0.55987 | 0 | 0 | 0 | 0.55987 | 0.55987 | 0.55987 | 1
DE_4A_SO_2013_NG | 4A | SO | NG | 836 | ASHRAE30pct-state-4A | OfficeSmall | STD2013 | DE-Wilmington-DE | Zone4A | Zone4A(DE-Wilmington-DE) | ASHRAE30pct-state-STD2013 | state | DE | 0.1011 | 1.3 | ASHRAE30pct-state-4A_OfficeSmall_STD2013_DE-Wilmington-DE.table.csv.gz | Small Office | Wilmington New Castle Cnty Ap DE USA TMY3 WMO#=724089 | Natural Gas | 2123.1103 | 0 | 0 | 0 | 0 | 0 | 0 | 0 | 0 | 0 | 0 | 0 | 0 | 0 | 2123.1103 | 0 | 2123.1103 | 0 | 0 | 27.6004 | 0 | 0 | 0 | 0 | 0 | 0 | 0 | 0 | 0 | 0 | 0 | 0 | 0 | 27.6004 | 0 | 27.6004 | 0 | 0 | 2.1231 | 0 | 0 | 0 | 0 | 0 | 0 | 0 | 0 | 0 | 0 | 0 | 0 | 0 | 2.1231 | 0 | 2.1231 | 0 | 0 | 0 | 0 | 0 | 0 | 0 | 0 | 0 | 0.38588 | 0 | 0 | 0 | 0.38588 | 0.38588 | 0.38588 | 2
GA_4A_SO_2010_EL | 4A | SO | EL | 733 | ASHRAE30pct-state-4A | OfficeSmall | STD2010 | GA-Chattanooga-TN | Zone4A | Zone4A(GA-Chattanooga-TN) | ASHRAE30pct-state-STD2010 | state | GA | 0.0947 | 0.94 | ASHRAE30pct-state-4A_OfficeSmall_STD2010_GA-Chattanooga-TN.table.csv.gz | Small Office | Chattanooga Lovell Field Ap TN USA TMY3 WMO#=723240 | Electricity | 1011.1111 | 7275.0001 | 14788.889 | 3413.8889 | 13663.889 | 0 | 6277.7778 | 0 | 0 | 0 | 0 | 5002.7778 | 0 | 0 | 51433.3337 | 0 | 51433.3337 | 0 | 0 | 95.7522 | 688.9425 | 1400.5078 | 323.2953 | 1293.9703 | 0 | 594.5056 | 0 | 0 | 0 | 0 | 473.7631 | 0 | 0 | 4870.7367 | 0 | 4870.7367 | 0 | 0 | 3.4509 | 24.8293 | 50.474 | 11.6515 | 46.6344 | 0 | 21.4259 | 0 | 0 | 0 | 0 | 17.0743 | 0 | 0 | 175.5404 | 0 | 175.5404 | 0 | 0 | 9.1738 | 2.1177 | 8.4759 | 3.8942 | 0 | 0 | 4.5128 | 0.62721 | 3.1033 | 0 | 0 | 31.9048 | 31.9048 | 31.9048 | 1
GA_4A_SO_2013_EL | 4A | SO | EL | 841 | ASHRAE30pct-state-4A | OfficeSmall | STD2013 | GA-Chattanooga-TN | Zone4A | Zone4A(GA-Chattanooga-TN) | ASHRAE30pct-state-STD2013 | state | GA | 0.0947 | 0.94 | ASHRAE30pct-state-4A_OfficeSmall_STD2013_GA-Chattanooga-TN.table.csv.gz | Small Office | Chattanooga Lovell Field Ap TN USA TMY3 WMO#=723240 | Electricity | 777.7778 | 5230.5556 | 12552.7779 | 3413.8889 | 13413.889 | 0 | 5325 | 0 | 0 | 0 | 0 | 5002.7778 | 0 | 0 | 45716.667 | 0 | 45716.667 | 0 | 0 | 73.6556 | 495.3336 | 1188.7481 | 323.2953 | 1270.2953 | 0 | 504.2775 | 0 | 0 | 0 | 0 | 473.7631 | 0 | 0 | 4329.3684 | 0 | 4329.3684 | 0 | 0 | 2.6545 | 17.8517 | 42.8422 | 11.6515 | 45.7812 | 0 | 18.1741 | 0 | 0 | 0 | 0 | 17.0743 | 0 | 0 | 156.0296 | 0 | 156.0296 | 0 | 0 | 7.7867 | 2.1177 | 8.3208 | 3.3032 | 0 | 0 | 3.2446 | 0.48247 | 3.1033 | 0 | 0 | 28.3587 | 28.3587 | 28.3587 | 2
GA_4A_SO_2010_NG | 4A | SO | NG | 734 | ASHRAE30pct-state-4A | OfficeSmall | STD2010 | GA-Chattanooga-TN | Zone4A | Zone4A(GA-Chattanooga-TN) | ASHRAE30pct-state-STD2010 | state | GA | 0.0947 | 0.94 | ASHRAE30pct-state-4A_OfficeSmall_STD2010_GA-Chattanooga-TN.table.csv.gz | Small Office | Chattanooga Lovell Field Ap TN USA TMY3 WMO#=723240 | Natural Gas | 464.4304 | 0 | 0 | 0 | 0 | 0 | 0 | 0 | 0 | 0 | 0 | 0 | 0 | 0 | 464.4304 | 0 | 464.4304 | 0 | 0 | 4.3656 | 0 | 0 | 0 | 0 | 0 | 0 | 0 | 0 | 0 | 0 | 0 | 0 | 0 | 4.3656 | 0 | 4.3656 | 0 | 0 | 0.46443 | 0 | 0 | 0 | 0 | 0 | 0 | 0 | 0 | 0 | 0 | 0 | 0 | 0 | 0.46443 | 0 | 0.46443 | 0 | 0 | 0 | 0 | 0 | 0 | 0 | 0 | 0 | 0.084411 | 0 | 0 | 0 | 0.084411 | 0.084411 | 0.084411 | 1
GA_4A_SO_2013_NG | 4A | SO | NG | 842 | ASHRAE30pct-state-4A | OfficeSmall | STD2013 | GA-Chattanooga-TN | Zone4A | Zone4A(GA-Chattanooga-TN) | ASHRAE30pct-state-STD2013 | state | GA | 0.0947 | 0.94 | ASHRAE30pct-state-4A_OfficeSmall_STD2013_GA-Chattanooga-TN.table.csv.gz | Small Office | Chattanooga Lovell Field Ap TN USA TMY3 WMO#=723240 | Natural Gas | 303.3015 | 0 | 0 | 0 | 0 | 0 | 0 | 0 | 0 | 0 | 0 | 0 | 0 | 0 | 303.3015 | 0 | 303.3015 | 0 | 0 | 2.851 | 0 | 0 | 0 | 0 | 0 | 0 | 0 | 0 | 0 | 0 | 0 | 0 | 0 | 2.851 | 0 | 2.851 | 0 | 0 | 0.3033 | 0 | 0 | 0 | 0 | 0 | 0 | 0 | 0 | 0 | 0 | 0 | 0 | 0 | 0.3033 | 0 | 0.3033 | 0 | 0 | 0 | 0 | 0 | 0 | 0 | 0 | 0 | 0.055126 | 0 | 0 | 0 | 0.055126 | 0.055126 | 0.055126 | 2
IL_4A_SO_2010_EL | 4A | SO | EL | 739 | ASHRAE30pct-state-4A | OfficeSmall | STD2010 | IL-StLouis-MO | Zone4A | Zone4A(IL-StLouis-MO) | ASHRAE30pct-state-STD2010 | state | IL | 0.0819 | 0.76 | ASHRAE30pct-state-4A_OfficeSmall_STD2010_IL-StLouis-MO.table.csv.gz | Small Office | St Louis Lambert IntL Arpt MO USA TMY3 WMO#=724340 | Electricity | 2130.5556 | 6775.0001 | 14786.1112 | 3416.6667 | 13663.889 | 0 | 6508.3334 | 0 | 0 | 0 | 0 | 5002.7778 | 0 | 0 | 52283.3338 | 0 | 52283.3338 | 0 | 0 | 174.4925 | 554.8725 | 1210.9825 | 279.825 | 1119.0725 | 0 | 533.0325 | 0 | 0 | 0 | 0 | 409.7275 | 0 | 0 | 4282.005 | 0 | 4282.005 | 0 | 0 | 7.2715 | 23.1229 | 50.4645 | 11.661 | 46.6344 | 0 | 22.2127 | 0 | 0 | 0 | 0 | 17.0743 | 0 | 0 | 178.4414 | 0 | 178.4414 | 0 | 0 | 9.172 | 2.1194 | 8.4759 | 4.0372 | 0 | 0 | 4.2026 | 1.3216 | 3.1033 | 0 | 0 | 32.4321 | 32.4321 | 32.4321 | 1
IL_4A_SO_2013_EL | 4A | SO | EL | 847 | ASHRAE30pct-state-4A | OfficeSmall | STD2013 | IL-StLouis-MO | Zone4A | Zone4A(IL-StLouis-MO) | ASHRAE30pct-state-STD2013 | state | IL | 0.0819 | 0.76 | ASHRAE30pct-state-4A_OfficeSmall_STD2013_IL-StLouis-MO.table.csv.gz | Small Office | St Louis Lambert IntL Arpt MO USA TMY3 WMO#=724340 | Electricity | 1702.7778 | 4783.3334 | 12552.7779 | 3416.6667 | 13413.889 | 0 | 5550 | 0 | 0 | 0 | 0 | 5002.7778 | 0 | 0 | 46425.0004 | 0 | 46422.2226 | 2.7778 | 2.7778 | 139.4575 | 391.755 | 1028.0725 | 279.825 | 1098.5975 | 0 | 454.545 | 0 | 0 | 0 | 0 | 409.7275 | 0 | 0 | 3802.2075 | 0 | 3801.98 | 0.2275 | 0.2275 | 5.8115 | 16.3254 | 42.8422 | 11.661 | 45.7812 | 0 | 18.942 | 0 | 0 | 0 | 0 | 17.0743 | 0 | 0 | 158.4471 | 0 | 158.4376 | 0.0094805 | 0.0094805 | 7.7867 | 2.1194 | 8.3225 | 3.4427 | 0 | 0 | 2.9672 | 1.0563 | 3.1033 | 0 | 0 | 28.7964 | 28.7981 | 28.7981 | 2
IL_4A_SO_2010_NG | 4A | SO | NG | 740 | ASHRAE30pct-state-4A | OfficeSmall | STD2010 | IL-StLouis-MO | Zone4A | Zone4A(IL-StLouis-MO) | ASHRAE30pct-state-STD2010 | state | IL | 0.0819 | 0.76 | ASHRAE30pct-state-4A_OfficeSmall_STD2010_IL-StLouis-MO.table.csv.gz | Small Office | St Louis Lambert IntL Arpt MO USA TMY3 WMO#=724340 | Natural Gas | 4767.5201 | 0 | 0 | 0 | 0 | 0 | 0 | 0 | 0 | 0 | 0 | 0 | 0 | 0 | 4767.5201 | 0 | 4767.5201 | 0 | 0 | 36.2332 | 0 | 0 | 0 | 0 | 0 | 0 | 0 | 0 | 0 | 0 | 0 | 0 | 0 | 36.2332 | 0 | 36.2332 | 0 | 0 | 4.7675 | 0 | 0 | 0 | 0 | 0 | 0 | 0 | 0 | 0 | 0 | 0 | 0 | 0 | 4.7675 | 0 | 4.7675 | 0 | 0 | 0 | 0 | 0 | 0 | 0 | 0 | 0 | 0.86651 | 0 | 0 | 0 | 0.86651 | 0.86651 | 0.86651 | 1
IL_4A_SO_2013_NG | 4A | SO | NG | 848 | ASHRAE30pct-state-4A | OfficeSmall | STD2013 | IL-StLouis-MO | Zone4A | Zone4A(IL-StLouis-MO) | ASHRAE30pct-state-STD2013 | state | IL | 0.0819 | 0.76 | ASHRAE30pct-state-4A_OfficeSmall_STD2013_IL-StLouis-MO.table.csv.gz | Small Office | St Louis Lambert IntL Arpt MO USA TMY3 WMO#=724340 | Natural Gas | 3649.0959 | 0 | 0 | 0 | 0 | 0 | 0 | 0 | 0 | 0 | 0 | 0 | 0 | 0 | 3649.0959 | 0 | 3649.0959 | 0 | 0 | 27.7331 | 0 | 0 | 0 | 0 | 0 | 0 | 0 | 0 | 0 | 0 | 0 | 0 | 0 | 27.7331 | 0 | 27.7331 | 0 | 0 | 3.6491 | 0 | 0 | 0 | 0 | 0 | 0 | 0 | 0 | 0 | 0 | 0 | 0 | 0 | 3.6491 | 0 | 3.6491 | 0 | 0 | 0 | 0 | 0 | 0 | 0 | 0 | 0 | 0.66323 | 0 | 0 | 0 | 0.66323 | 0.66323 | 0.66323 | 2
IN_4A_SO_2010_EL | 4A | SO | EL | 745 | ASHRAE30pct-state-4A | OfficeSmall | STD2010 | IN-Evansville-IN | Zone4A | Zone4A(IN-Evansville-IN) | ASHRAE30pct-state-STD2010 | state | IN | 0.0907 | 0.75 | ASHRAE30pct-state-4A_OfficeSmall_STD2010_IN-Evansville-IN.table.csv.gz | Small Office | Evansville Regional Ap IN USA TMY3 WMO#=724320 | Electricity | 1986.1111 | 6802.7778 | 14791.6668 | 3422.2222 | 13663.889 | 0 | 6247.2223 | 0 | 0 | 0 | 0 | 5002.7778 | 0 | 0 | 51919.4449 | 0 | 51916.6671 | 2.7778 | 2.7778 | 180.1403 | 617.0119 | 1341.6042 | 310.3956 | 1239.3147 | 0 | 566.6231 | 0 | 0 | 0 | 0 | 453.7519 | 0 | 0 | 4709.0936 | 0 | 4708.8417 | 0.25194 | 0.25194 | 6.7785 | 23.2177 | 50.4835 | 11.6799 | 46.6344 | 0 | 21.3216 | 0 | 0 | 0 | 0 | 17.0743 | 0 | 0 | 177.1995 | 0 | 177.19 | 0.0094805 | 0.0094805 | 9.1755 | 2.1229 | 8.4776 | 3.8752 | 0 | 0 | 4.2199 | 1.232 | 3.1033 | 0 | 0 | 32.2046 | 32.2064 | 32.2064 | 1
IN_4A_SO_2013_EL | 4A | SO | EL | 853 | ASHRAE30pct-state-4A | OfficeSmall | STD2013 | IN-Evansville-IN | Zone4A | Zone4A(IN-Evansville-IN) | ASHRAE30pct-state-STD2013 | state | IN | 0.0907 | 0.75 | ASHRAE30pct-state-4A_OfficeSmall_STD2013_IN-Evansville-IN.table.csv.gz | Small Office | Evansville Regional Ap IN USA TMY3 WMO#=724320 | Electricity | 1583.3333 | 4938.8889 | 12566.6668 | 3422.2222 | 13413.889 | 0 | 5347.2223 | 0 | 0 | 0 | 0 | 5002.7778 | 0 | 0 | 46277.7781 | 0 | 46275.0004 | 2.7778 | 2.7778 | 143.6083 | 447.9572 | 1139.7967 | 310.3956 | 1216.6397 | 0 | 484.9931 | 0 | 0 | 0 | 0 | 453.7519 | 0 | 0 | 4197.3945 | 0 | 4197.1425 | 0.25194 | 0.25194 | 5.4039 | 16.8563 | 42.8896 | 11.6799 | 45.7812 | 0 | 18.2499 | 0 | 0 | 0 | 0 | 17.0743 | 0 | 0 | 157.9446 | 0 | 157.9351 | 0.0094805 | 0.0094805 | 7.7953 | 2.1229 | 8.3225 | 3.317 | 0 | 0 | 3.0637 | 0.98216 | 3.1033 | 0 | 0 | 28.705 | 28.7068 | 28.7068 | 2
IN_4A_SO_2010_NG | 4A | SO | NG | 746 | ASHRAE30pct-state-4A | OfficeSmall | STD2010 | IN-Evansville-IN | Zone4A | Zone4A(IN-Evansville-IN) | ASHRAE30pct-state-STD2010 | state | IN | 0.0907 | 0.75 | ASHRAE30pct-state-4A_OfficeSmall_STD2010_IN-Evansville-IN.table.csv.gz | Small Office | Evansville Regional Ap IN USA TMY3 WMO#=724320 | Natural Gas | 2208.4139 | 0 | 0 | 0 | 0 | 0 | 0 | 0 | 0 | 0 | 0 | 0 | 0 | 0 | 2208.4139 | 0 | 2208.4139 | 0 | 0 | 16.5631 | 0 | 0 | 0 | 0 | 0 | 0 | 0 | 0 | 0 | 0 | 0 | 0 | 0 | 16.5631 | 0 | 16.5631 | 0 | 0 | 2.2084 | 0 | 0 | 0 | 0 | 0 | 0 | 0 | 0 | 0 | 0 | 0 | 0 | 0 | 2.2084 | 0 | 2.2084 | 0 | 0 | 0 | 0 | 0 | 0 | 0 | 0 | 0 | 0.40138 | 0 | 0 | 0 | 0.40138 | 0.40138 | 0.40138 | 1
IN_4A_SO_2013_NG | 4A | SO | NG | 854 | ASHRAE30pct-state-4A | OfficeSmall | STD2013 | IN-Evansville-IN | Zone4A | Zone4A(IN-Evansville-IN) | ASHRAE30pct-state-STD2013 | state | IN | 0.0907 | 0.75 | ASHRAE30pct-state-4A_OfficeSmall_STD2013_IN-Evansville-IN.table.csv.gz | Small Office | Evansville Regional Ap IN USA TMY3 WMO#=724320 | Natural Gas | 1469.1165 | 0 | 0 | 0 | 0 | 0 | 0 | 0 | 0 | 0 | 0 | 0 | 0 | 0 | 1469.1165 | 0 | 1469.1165 | 0 | 0 | 11.0184 | 0 | 0 | 0 | 0 | 0 | 0 | 0 | 0 | 0 | 0 | 0 | 0 | 0 | 11.0184 | 0 | 11.0184 | 0 | 0 | 1.4691 | 0 | 0 | 0 | 0 | 0 | 0 | 0 | 0 | 0 | 0 | 0 | 0 | 0 | 1.4691 | 0 | 1.4691 | 0 | 0 | 0 | 0 | 0 | 0 | 0 | 0 | 0 | 0.26702 | 0 | 0 | 0 | 0.26702 | 0.26702 | 0.26702 | 2
KS_4A_SO_2010_EL | 4A | SO | EL | 751 | ASHRAE30pct-state-4A | OfficeSmall | STD2010 | KS-Topeka-KS | Zone4A | Zone4A(KS-Topeka-KS) | ASHRAE30pct-state-STD2010 | state | KS | 0.0913 | 0.86 | ASHRAE30pct-state-4A_OfficeSmall_STD2010_KS-Topeka-KS.table.csv.gz | Small Office | Topeka Municipal Ap KS USA TMY3 WMO#=724560 | Electricity | 2297.2222 | 6725.0001 | 14788.889 | 3411.1111 | 13663.889 | 0 | 6630.5556 | 0 | 0 | 0 | 0 | 5002.7778 | 0 | 0 | 52522.2226 | 0 | 52519.4449 | 2.7778 | 2.7778 | 209.7364 | 613.9925 | 1350.2256 | 311.4344 | 1247.5131 | 0 | 605.3697 | 0 | 0 | 0 | 0 | 456.7536 | 0 | 0 | 4795.2789 | 0 | 4795.0253 | 0.25361 | 0.25361 | 7.8403 | 22.9522 | 50.474 | 11.642 | 46.6344 | 0 | 22.6299 | 0 | 0 | 0 | 0 | 17.0743 | 0 | 0 | 179.2567 | 0 | 179.2472 | 0.0094805 | 0.0094805 | 9.1738 | 2.116 | 8.4776 | 4.113 | 0 | 0 | 4.1716 | 1.425 | 3.1033 | 0 | 0 | 32.5786 | 32.5803 | 32.5803 | 1
KS_4A_SO_2013_EL | 4A | SO | EL | 859 | ASHRAE30pct-state-4A | OfficeSmall | STD2013 | KS-Topeka-KS | Zone4A | Zone4A(KS-Topeka-KS) | ASHRAE30pct-state-STD2013 | state | KS | 0.0913 | 0.86 | ASHRAE30pct-state-4A_OfficeSmall_STD2013_KS-Topeka-KS.table.csv.gz | Small Office | Topeka Municipal Ap KS USA TMY3 WMO#=724560 | Electricity | 1841.6667 | 4772.2223 | 12552.7779 | 3411.1111 | 13413.889 | 0 | 5669.4445 | 0 | 0 | 0 | 0 | 5002.7778 | 0 | 0 | 46666.667 | 0 | 46663.8893 | 2.7778 | 2.7778 | 168.1442 | 435.7039 | 1146.0686 | 311.4344 | 1224.6881 | 0 | 517.6203 | 0 | 0 | 0 | 0 | 456.7536 | 0 | 0 | 4260.6667 | 0 | 4260.4131 | 0.25361 | 0.25361 | 6.2856 | 16.2874 | 42.8422 | 11.642 | 45.7812 | 0 | 19.3496 | 0 | 0 | 0 | 0 | 17.0743 | 0 | 0 | 159.2719 | 0 | 159.2624 | 0.0094805 | 0.0094805 | 7.7867 | 2.116 | 8.3225 | 3.5168 | 0 | 0 | 2.9603 | 1.1424 | 3.1033 | 0 | 0 | 28.9463 | 28.948 | 28.948 | 2
KS_4A_SO_2010_NG | 4A | SO | NG | 752 | ASHRAE30pct-state-4A | OfficeSmall | STD2010 | KS-Topeka-KS | Zone4A | Zone4A(KS-Topeka-KS) | ASHRAE30pct-state-STD2010 | state | KS | 0.0913 | 0.86 | ASHRAE30pct-state-4A_OfficeSmall_STD2010_KS-Topeka-KS.table.csv.gz | Small Office | Topeka Municipal Ap KS USA TMY3 WMO#=724560 | Natural Gas | 4056.6573 | 0 | 0 | 0 | 0 | 0 | 0 | 0 | 0 | 0 | 0 | 0 | 0 | 0 | 4056.6573 | 0 | 4056.6573 | 0 | 0 | 34.8873 | 0 | 0 | 0 | 0 | 0 | 0 | 0 | 0 | 0 | 0 | 0 | 0 | 0 | 34.8873 | 0 | 34.8873 | 0 | 0 | 4.0567 | 0 | 0 | 0 | 0 | 0 | 0 | 0 | 0 | 0 | 0 | 0 | 0 | 0 | 4.0567 | 0 | 4.0567 | 0 | 0 | 0 | 0 | 0 | 0 | 0 | 0 | 0 | 0.73731 | 0 | 0 | 0 | 0.73731 | 0.73731 | 0.73731 | 1
KS_4A_SO_2013_NG | 4A | SO | NG | 860 | ASHRAE30pct-state-4A | OfficeSmall | STD2013 | KS-Topeka-KS | Zone4A | Zone4A(KS-Topeka-KS) | ASHRAE30pct-state-STD2013 | state | KS | 0.0913 | 0.86 | ASHRAE30pct-state-4A_OfficeSmall_STD2013_KS-Topeka-KS.table.csv.gz | Small Office | Topeka Municipal Ap KS USA TMY3 WMO#=724560 | Natural Gas | 2938.2331 | 0 | 0 | 0 | 0 | 0 | 0 | 0 | 0 | 0 | 0 | 0 | 0 | 0 | 2938.2331 | 0 | 2938.2331 | 0 | 0 | 25.2688 | 0 | 0 | 0 | 0 | 0 | 0 | 0 | 0 | 0 | 0 | 0 | 0 | 0 | 25.2688 | 0 | 25.2688 | 0 | 0 | 2.9382 | 0 | 0 | 0 | 0 | 0 | 0 | 0 | 0 | 0 | 0 | 0 | 0 | 0 | 2.9382 | 0 | 2.9382 | 0 | 0 | 0 | 0 | 0 | 0 | 0 | 0 | 0 | 0.53403 | 0 | 0 | 0 | 0.53403 | 0.53403 | 0.53403 | 2
KY_4A_SO_2010_EL | 4A | SO | EL | 757 | ASHRAE30pct-state-4A | OfficeSmall | STD2010 | KY-Lexington-KY | Zone4A | Zone4A(KY-Lexington-KY) | ASHRAE30pct-state-STD2010 | state | KY | 0.0866 | 0.81 | ASHRAE30pct-state-4A_OfficeSmall_STD2010_KY-Lexington-KY.table.csv.gz | Small Office | Lexington Bluegrass Ap KY USA TMY3 WMO#=724220 | Electricity | 2191.6667 | 5958.3334 | 14786.1112 | 3411.1111 | 13663.889 | 0 | 6261.1112 | 0 | 0 | 0 | 0 | 5002.7778 | 0 | 0 | 51275.0004 | 0 | 51275.0004 | 0 | 0 | 189.7983 | 515.9917 | 1280.4772 | 295.4022 | 1183.2928 | 0 | 542.2122 | 0 | 0 | 0 | 0 | 433.2406 | 0 | 0 | 4440.415 | 0 | 4440.415 | 0 | 0 | 7.4801 | 20.3356 | 50.4645 | 11.642 | 46.6344 | 0 | 21.369 | 0 | 0 | 0 | 0 | 17.0743 | 0 | 0 | 175 | 0 | 175 | 0 | 0 | 9.172 | 2.116 | 8.4759 | 3.8839 | 0 | 0 | 3.696 | 1.3595 | 3.1033 | 0 | 0 | 31.8066 | 31.8066 | 31.8066 | 1
KY_4A_SO_2013_EL | 4A | SO | EL | 865 | ASHRAE30pct-state-4A | OfficeSmall | STD2013 | KY-Lexington-KY | Zone4A | Zone4A(KY-Lexington-KY) | ASHRAE30pct-state-STD2013 | state | KY | 0.0866 | 0.81 | ASHRAE30pct-state-4A_OfficeSmall_STD2013_KY-Lexington-KY.table.csv.gz | Small Office | Lexington Bluegrass Ap KY USA TMY3 WMO#=724220 | Electricity | 1769.4445 | 4313.8889 | 12552.7779 | 3411.1111 | 13413.889 | 0 | 5402.7778 | 0 | 0 | 0 | 0 | 5002.7778 | 0 | 0 | 45866.667 | 0 | 45866.667 | 0 | 0 | 153.2339 | 373.5828 | 1087.0706 | 295.4022 | 1161.6428 | 0 | 467.8806 | 0 | 0 | 0 | 0 | 433.2406 | 0 | 0 | 3972.0534 | 0 | 3972.0534 | 0 | 0 | 6.0391 | 14.7232 | 42.8422 | 11.642 | 45.7812 | 0 | 18.4395 | 0 | 0 | 0 | 0 | 17.0743 | 0 | 0 | 156.5415 | 0 | 156.5415 | 0 | 0 | 7.7867 | 2.116 | 8.3208 | 3.3514 | 0 | 0 | 2.676 | 1.0976 | 3.1033 | 0 | 0 | 28.4517 | 28.4517 | 28.4517 | 2
KY_4A_SO_2010_NG | 4A | SO | NG | 758 | ASHRAE30pct-state-4A | OfficeSmall | STD2010 | KY-Lexington-KY | Zone4A | Zone4A(KY-Lexington-KY) | ASHRAE30pct-state-STD2010 | state | KY | 0.0866 | 0.81 | ASHRAE30pct-state-4A_OfficeSmall_STD2010_KY-Lexington-KY.table.csv.gz | Small Office | Lexington Bluegrass Ap KY USA TMY3 WMO#=724220 | Natural Gas | 3781.7903 | 0 | 0 | 0 | 0 | 0 | 0 | 0 | 0 | 0 | 0 | 0 | 0 | 0 | 3781.7903 | 0 | 3781.7903 | 0 | 0 | 30.6325 | 0 | 0 | 0 | 0 | 0 | 0 | 0 | 0 | 0 | 0 | 0 | 0 | 0 | 30.6325 | 0 | 30.6325 | 0 | 0 | 3.7818 | 0 | 0 | 0 | 0 | 0 | 0 | 0 | 0 | 0 | 0 | 0 | 0 | 0 | 3.7818 | 0 | 3.7818 | 0 | 0 | 0 | 0 | 0 | 0 | 0 | 0 | 0 | 0.68735 | 0 | 0 | 0 | 0.68735 | 0.68735 | 0.68735 | 1
KY_4A_SO_2013_NG | 4A | SO | NG | 866 | ASHRAE30pct-state-4A | OfficeSmall | STD2013 | KY-Lexington-KY | Zone4A | Zone4A(KY-Lexington-KY) | ASHRAE30pct-state-STD2013 | state | KY | 0.0866 | 0.81 | ASHRAE30pct-state-4A_OfficeSmall_STD2013_KY-Lexington-KY.table.csv.gz | Small Office | Lexington Bluegrass Ap KY USA TMY3 WMO#=724220 | Natural Gas | 2815.0168 | 0 | 0 | 0 | 0 | 0 | 0 | 0 | 0 | 0 | 0 | 0 | 0 | 0 | 2815.0168 | 0 | 2815.0168 | 0 | 0 | 22.8016 | 0 | 0 | 0 | 0 | 0 | 0 | 0 | 0 | 0 | 0 | 0 | 0 | 0 | 22.8016 | 0 | 22.8016 | 0 | 0 | 2.815 | 0 | 0 | 0 | 0 | 0 | 0 | 0 | 0 | 0 | 0 | 0 | 0 | 0 | 2.815 | 0 | 2.815 | 0 | 0 | 0 | 0 | 0 | 0 | 0 | 0 | 0 | 0.51164 | 0 | 0 | 0 | 0.51164 | 0.51164 | 0.51164 | 2
MD_4A_SO_2010_EL | 4A | SO | EL | 763 | ASHRAE30pct-state-4A | OfficeSmall | STD2010 | MD-Baltimore-MD | Zone4A | Zone4A(MD-Baltimore-MD) | ASHRAE30pct-state-STD2010 | state | MD | 0.1052 | 0.99 | ASHRAE30pct-state-4A_OfficeSmall_STD2010_MD-Baltimore-MD.table.csv.gz | Small Office | Baltimore Blt Washngtn IntL MD USA TMY3 WMO#=724060 | Electricity | 1894.4445 | 6130.5556 | 14791.6668 | 3413.8889 | 13663.889 | 0 | 6127.7778 | 0 | 0 | 0 | 0 | 5002.7778 | 0 | 0 | 51025.0004 | 0 | 51025.0004 | 0 | 0 | 199.2956 | 644.9344 | 1556.0833 | 359.1411 | 1437.4411 | 0 | 644.6422 | 0 | 0 | 0 | 0 | 526.2922 | 0 | 0 | 5367.83 | 0 | 5367.83 | 0 | 0 | 6.4657 | 20.9234 | 50.4835 | 11.6515 | 46.6344 | 0 | 20.9139 | 0 | 0 | 0 | 0 | 17.0743 | 0 | 0 | 174.1467 | 0 | 174.1467 | 0 | 0 | 9.1755 | 2.1177 | 8.4759 | 3.8011 | 0 | 0 | 3.8029 | 1.1752 | 3.1033 | 0 | 0 | 31.6515 | 31.6515 | 31.6515 | 1
MD_4A_SO_2013_EL | 4A | SO | EL | 871 | ASHRAE30pct-state-4A | OfficeSmall | STD2013 | MD-Baltimore-MD | Zone4A | Zone4A(MD-Baltimore-MD) | ASHRAE30pct-state-STD2013 | state | MD | 0.1052 | 0.99 | ASHRAE30pct-state-4A_OfficeSmall_STD2013_MD-Baltimore-MD.table.csv.gz | Small Office | Baltimore Blt Washngtn IntL MD USA TMY3 WMO#=724060 | Electricity | 1508.3333 | 4419.4445 | 12561.1112 | 3413.8889 | 13413.889 | 0 | 5261.1112 | 0 | 0 | 0 | 0 | 5002.7778 | 0 | 0 | 45583.3337 | 0 | 45580.5559 | 2.7778 | 2.7778 | 158.6767 | 464.9256 | 1321.4289 | 359.1411 | 1411.1411 | 0 | 553.4689 | 0 | 0 | 0 | 0 | 526.2922 | 0 | 0 | 4795.3667 | 0 | 4795.0745 | 0.29222 | 0.29222 | 5.1479 | 15.0834 | 42.8707 | 11.6515 | 45.7812 | 0 | 17.956 | 0 | 0 | 0 | 0 | 17.0743 | 0 | 0 | 155.5745 | 0 | 155.565 | 0.0094805 | 0.0094805 | 7.7918 | 2.1177 | 8.3225 | 3.2635 | 0 | 0 | 2.7414 | 0.93564 | 3.1033 | 0 | 0 | 28.2743 | 28.276 | 28.276 | 2
MD_4A_SO_2010_NG | 4A | SO | NG | 764 | ASHRAE30pct-state-4A | OfficeSmall | STD2010 | MD-Baltimore-MD | Zone4A | Zone4A(MD-Baltimore-MD) | ASHRAE30pct-state-STD2010 | state | MD | 0.1052 | 0.99 | ASHRAE30pct-state-4A_OfficeSmall_STD2010_MD-Baltimore-MD.table.csv.gz | Small Office | Baltimore Blt Washngtn IntL MD USA TMY3 WMO#=724060 | Natural Gas | 2037.8068 | 0 | 0 | 0 | 0 | 0 | 0 | 0 | 0 | 0 | 0 | 0 | 0 | 0 | 2037.8068 | 0 | 2037.8068 | 0 | 0 | 20.1743 | 0 | 0 | 0 | 0 | 0 | 0 | 0 | 0 | 0 | 0 | 0 | 0 | 0 | 20.1743 | 0 | 20.1743 | 0 | 0 | 2.0378 | 0 | 0 | 0 | 0 | 0 | 0 | 0 | 0 | 0 | 0 | 0 | 0 | 0 | 2.0378 | 0 | 2.0378 | 0 | 0 | 0 | 0 | 0 | 0 | 0 | 0 | 0 | 0.37038 | 0 | 0 | 0 | 0.37038 | 0.37038 | 0.37038 | 1
MD_4A_SO_2013_NG | 4A | SO | NG | 872 | ASHRAE30pct-state-4A | OfficeSmall | STD2013 | MD-Baltimore-MD | Zone4A | Zone4A(MD-Baltimore-MD) | ASHRAE30pct-state-STD2013 | state | MD | 0.1052 | 0.99 | ASHRAE30pct-state-4A_OfficeSmall_STD2013_MD-Baltimore-MD.table.csv.gz | Small Office | Baltimore Blt Washngtn IntL MD USA TMY3 WMO#=724060 | Natural Gas | 1450.1602 | 0 | 0 | 0 | 0 | 0 | 0 | 0 | 0 | 0 | 0 | 0 | 0 | 0 | 1450.1602 | 0 | 1450.1602 | 0 | 0 | 14.3566 | 0 | 0 | 0 | 0 | 0 | 0 | 0 | 0 | 0 | 0 | 0 | 0 | 0 | 14.3566 | 0 | 14.3566 | 0 | 0 | 1.4502 | 0 | 0 | 0 | 0 | 0 | 0 | 0 | 0 | 0 | 0 | 0 | 0 | 0 | 1.4502 | 0 | 1.4502 | 0 | 0 | 0 | 0 | 0 | 0 | 0 | 0 | 0 | 0.26357 | 0 | 0 | 0 | 0.26357 | 0.26357 | 0.26357 | 2
MO_4A_SO_2010_EL | 4A | SO | EL | 769 | ASHRAE30pct-state-4A | OfficeSmall | STD2010 | MO-StLouis-MO | Zone4A | Zone4A(MO-StLouis-MO) | ASHRAE30pct-state-STD2010 | state | MO | 0.0816 | 0.95 | ASHRAE30pct-state-4A_OfficeSmall_STD2010_MO-StLouis-MO.table.csv.gz | Small Office | St Louis Lambert IntL Arpt MO USA TMY3 WMO#=724340 | Electricity | 2130.5556 | 6775.0001 | 14786.1112 | 3416.6667 | 13663.889 | 0 | 6508.3334 | 0 | 0 | 0 | 0 | 5002.7778 | 0 | 0 | 52283.3338 | 0 | 52283.3338 | 0 | 0 | 173.8533 | 552.84 | 1206.5467 | 278.8 | 1114.9733 | 0 | 531.08 | 0 | 0 | 0 | 0 | 408.2267 | 0 | 0 | 4266.32 | 0 | 4266.32 | 0 | 0 | 7.2715 | 23.1229 | 50.4645 | 11.661 | 46.6344 | 0 | 22.2127 | 0 | 0 | 0 | 0 | 17.0743 | 0 | 0 | 178.4414 | 0 | 178.4414 | 0 | 0 | 9.172 | 2.1194 | 8.4759 | 4.0372 | 0 | 0 | 4.2026 | 1.3216 | 3.1033 | 0 | 0 | 32.4321 | 32.4321 | 32.4321 | 1
MO_4A_SO_2013_EL | 4A | SO | EL | 877 | ASHRAE30pct-state-4A | OfficeSmall | STD2013 | MO-StLouis-MO | Zone4A | Zone4A(MO-StLouis-MO) | ASHRAE30pct-state-STD2013 | state | MO | 0.0816 | 0.95 | ASHRAE30pct-state-4A_OfficeSmall_STD2013_MO-StLouis-MO.table.csv.gz | Small Office | St Louis Lambert IntL Arpt MO USA TMY3 WMO#=724340 | Electricity | 1702.7778 | 4783.3334 | 12552.7779 | 3416.6667 | 13413.889 | 0 | 5550 | 0 | 0 | 0 | 0 | 5002.7778 | 0 | 0 | 46425.0004 | 0 | 46422.2226 | 2.7778 | 2.7778 | 138.9467 | 390.32 | 1024.3067 | 278.8 | 1094.5733 | 0 | 452.88 | 0 | 0 | 0 | 0 | 408.2267 | 0 | 0 | 3788.28 | 0 | 3788.0534 | 0.22667 | 0.22667 | 5.8115 | 16.3254 | 42.8422 | 11.661 | 45.7812 | 0 | 18.942 | 0 | 0 | 0 | 0 | 17.0743 | 0 | 0 | 158.4471 | 0 | 158.4376 | 0.0094805 | 0.0094805 | 7.7867 | 2.1194 | 8.3225 | 3.4427 | 0 | 0 | 2.9672 | 1.0563 | 3.1033 | 0 | 0 | 28.7964 | 28.7981 | 28.7981 | 2
MO_4A_SO_2010_NG | 4A | SO | NG | 770 | ASHRAE30pct-state-4A | OfficeSmall | STD2010 | MO-StLouis-MO | Zone4A | Zone4A(MO-StLouis-MO) | ASHRAE30pct-state-STD2010 | state | MO | 0.0816 | 0.95 | ASHRAE30pct-state-4A_OfficeSmall_STD2010_MO-StLouis-MO.table.csv.gz | Small Office | St Louis Lambert IntL Arpt MO USA TMY3 WMO#=724340 | Natural Gas | 4767.5201 | 0 | 0 | 0 | 0 | 0 | 0 | 0 | 0 | 0 | 0 | 0 | 0 | 0 | 4767.5201 | 0 | 4767.5201 | 0 | 0 | 45.2914 | 0 | 0 | 0 | 0 | 0 | 0 | 0 | 0 | 0 | 0 | 0 | 0 | 0 | 45.2914 | 0 | 45.2914 | 0 | 0 | 4.7675 | 0 | 0 | 0 | 0 | 0 | 0 | 0 | 0 | 0 | 0 | 0 | 0 | 0 | 4.7675 | 0 | 4.7675 | 0 | 0 | 0 | 0 | 0 | 0 | 0 | 0 | 0 | 0.86651 | 0 | 0 | 0 | 0.86651 | 0.86651 | 0.86651 | 1
MO_4A_SO_2013_NG | 4A | SO | NG | 878 | ASHRAE30pct-state-4A | OfficeSmall | STD2013 | MO-StLouis-MO | Zone4A | Zone4A(MO-StLouis-MO) | ASHRAE30pct-state-STD2013 | state | MO | 0.0816 | 0.95 | ASHRAE30pct-state-4A_OfficeSmall_STD2013_MO-StLouis-MO.table.csv.gz | Small Office | St Louis Lambert IntL Arpt MO USA TMY3 WMO#=724340 | Natural Gas | 3649.0959 | 0 | 0 | 0 | 0 | 0 | 0 | 0 | 0 | 0 | 0 | 0 | 0 | 0 | 3649.0959 | 0 | 3649.0959 | 0 | 0 | 34.6664 | 0 | 0 | 0 | 0 | 0 | 0 | 0 | 0 | 0 | 0 | 0 | 0 | 0 | 34.6664 | 0 | 34.6664 | 0 | 0 | 3.6491 | 0 | 0 | 0 | 0 | 0 | 0 | 0 | 0 | 0 | 0 | 0 | 0 | 0 | 3.6491 | 0 | 3.6491 | 0 | 0 | 0 | 0 | 0 | 0 | 0 | 0 | 0 | 0.66323 | 0 | 0 | 0 | 0.66323 | 0.66323 | 0.66323 | 2
NC_4A_SO_2010_EL | 4A | SO | EL | 775 | ASHRAE30pct-state-4A | OfficeSmall | STD2010 | NC-Raleigh-NC | Zone4A | Zone4A(NC-Raleigh-NC) | ASHRAE30pct-state-STD2010 | state | NC | 0.0861 | 0.84 | ASHRAE30pct-state-4A_OfficeSmall_STD2010_NC-Raleigh-NC.table.csv.gz | Small Office | Raleigh Durham International NC USA TMY3 WMO#=723060 | Electricity | 1263.8889 | 7258.3334 | 14766.6668 | 3411.1111 | 13663.889 | 0 | 6158.3334 | 0 | 0 | 0 | 0 | 5002.7778 | 0 | 0 | 51527.7782 | 0 | 51525.0004 | 2.7778 | 2.7778 | 108.8208 | 624.9425 | 1271.41 | 293.6967 | 1176.4608 | 0 | 530.2325 | 0 | 0 | 0 | 0 | 430.7392 | 0 | 0 | 4436.5417 | 0 | 4436.3025 | 0.23917 | 0.23917 | 4.3136 | 24.7725 | 50.3982 | 11.642 | 46.6344 | 0 | 21.0182 | 0 | 0 | 0 | 0 | 17.0743 | 0 | 0 | 175.8627 | 0 | 175.8532 | 0.0094805 | 0.0094805 | 9.16 | 2.116 | 8.4776 | 3.8201 | 0 | 0 | 4.5024 | 0.78401 | 3.1033 | 0 | 0 | 31.9617 | 31.9634 | 31.9634 | 1
NC_4A_SO_2013_EL | 4A | SO | EL | 883 | ASHRAE30pct-state-4A | OfficeSmall | STD2013 | NC-Raleigh-NC | Zone4A | Zone4A(NC-Raleigh-NC) | ASHRAE30pct-state-STD2013 | state | NC | 0.0861 | 0.84 | ASHRAE30pct-state-4A_OfficeSmall_STD2013_NC-Raleigh-NC.table.csv.gz | Small Office | Raleigh Durham International NC USA TMY3 WMO#=723060 | Electricity | 983.3333 | 5308.3334 | 12519.4445 | 3411.1111 | 13413.889 | 0 | 5258.3334 | 0 | 0 | 0 | 0 | 5002.7778 | 0 | 0 | 45900.0004 | 0 | 45897.2226 | 2.7778 | 2.7778 | 84.665 | 457.0475 | 1077.9242 | 293.6967 | 1154.9358 | 0 | 452.7425 | 0 | 0 | 0 | 0 | 430.7392 | 0 | 0 | 3951.99 | 0 | 3951.7509 | 0.23917 | 0.23917 | 3.3561 | 18.1172 | 42.7285 | 11.642 | 45.7812 | 0 | 17.9465 | 0 | 0 | 0 | 0 | 17.0743 | 0 | 0 | 156.6553 | 0 | 156.6458 | 0.0094805 | 0.0094805 | 7.766 | 2.116 | 8.3225 | 3.2618 | 0 | 0 | 3.2928 | 0.60998 | 3.1033 | 0 | 0 | 28.4707 | 28.4724 | 28.4724 | 2
NC_4A_SO_2010_NG | 4A | SO | NG | 776 | ASHRAE30pct-state-4A | OfficeSmall | STD2010 | NC-Raleigh-NC | Zone4A | Zone4A(NC-Raleigh-NC) | ASHRAE30pct-state-STD2010 | state | NC | 0.0861 | 0.84 | ASHRAE30pct-state-4A_OfficeSmall_STD2010_NC-Raleigh-NC.table.csv.gz | Small Office | Raleigh Durham International NC USA TMY3 WMO#=723060 | Natural Gas | 729.8192 | 0 | 0 | 0 | 0 | 0 | 0 | 0 | 0 | 0 | 0 | 0 | 0 | 0 | 729.8192 | 0 | 729.8192 | 0 | 0 | 6.1305 | 0 | 0 | 0 | 0 | 0 | 0 | 0 | 0 | 0 | 0 | 0 | 0 | 0 | 6.1305 | 0 | 6.1305 | 0 | 0 | 0.72982 | 0 | 0 | 0 | 0 | 0 | 0 | 0 | 0 | 0 | 0 | 0 | 0 | 0 | 0.72982 | 0 | 0.72982 | 0 | 0 | 0 | 0 | 0 | 0 | 0 | 0 | 0 | 0.13265 | 0 | 0 | 0 | 0.13265 | 0.13265 | 0.13265 | 1
NC_4A_SO_2013_NG | 4A | SO | NG | 884 | ASHRAE30pct-state-4A | OfficeSmall | STD2013 | NC-Raleigh-NC | Zone4A | Zone4A(NC-Raleigh-NC) | ASHRAE30pct-state-STD2013 | state | NC | 0.0861 | 0.84 | ASHRAE30pct-state-4A_OfficeSmall_STD2013_NC-Raleigh-NC.table.csv.gz | Small Office | Raleigh Durham International NC USA TMY3 WMO#=723060 | Natural Gas | 473.9086 | 0 | 0 | 0 | 0 | 0 | 0 | 0 | 0 | 0 | 0 | 0 | 0 | 0 | 473.9086 | 0 | 473.9086 | 0 | 0 | 3.9808 | 0 | 0 | 0 | 0 | 0 | 0 | 0 | 0 | 0 | 0 | 0 | 0 | 0 | 3.9808 | 0 | 3.9808 | 0 | 0 | 0.47391 | 0 | 0 | 0 | 0 | 0 | 0 | 0 | 0 | 0 | 0 | 0 | 0 | 0 | 0.47391 | 0 | 0.47391 | 0 | 0 | 0 | 0 | 0 | 0 | 0 | 0 | 0 | 0.086134 | 0 | 0 | 0 | 0.086134 | 0.086134 | 0.086134 | 2
NJ_4A_SO_2010_EL | 4A | SO | EL | 781 | ASHRAE30pct-state-4A | OfficeSmall | STD2010 | NJ-Newark-NJ | Zone4A | Zone4A(NJ-Newark-NJ) | ASHRAE30pct-state-STD2010 | state | NJ | 0.1283 | 0.84 | ASHRAE30pct-state-4A_OfficeSmall_STD2010_NJ-Newark-NJ.table.csv.gz | Small Office | Newark International Arpt NJ USA TMY3 WMO#=725020 | Electricity | 2355.5556 | 5788.8889 | 14783.3335 | 3422.2222 | 13663.889 | 0 | 6208.3334 | 0 | 0 | 0 | 0 | 5002.7778 | 0 | 0 | 51227.7782 | 0 | 51225.0004 | 2.7778 | 2.7778 | 302.2178 | 742.7145 | 1896.7017 | 439.0711 | 1753.077 | 0 | 796.5292 | 0 | 0 | 0 | 0 | 641.8564 | 0 | 0 | 6572.5239 | 0 | 6572.1676 | 0.35639 | 0.35639 | 8.0394 | 19.7573 | 50.4551 | 11.6799 | 46.6344 | 0 | 21.1888 | 0 | 0 | 0 | 0 | 17.0743 | 0 | 0 | 174.8388 | 0 | 174.8293 | 0.0094805 | 0.0094805 | 9.1703 | 2.1229 | 8.4776 | 3.8511 | 0 | 0 | 3.5909 | 1.4612 | 3.1033 | 0 | 0 | 31.7756 | 31.7773 | 31.7773 | 1
NJ_4A_SO_2013_EL | 4A | SO | EL | 889 | ASHRAE30pct-state-4A | OfficeSmall | STD2013 | NJ-Newark-NJ | Zone4A | Zone4A(NJ-Newark-NJ) | ASHRAE30pct-state-STD2013 | state | NJ | 0.1283 | 0.84 | ASHRAE30pct-state-4A_OfficeSmall_STD2013_NJ-Newark-NJ.table.csv.gz | Small Office | Newark International Arpt NJ USA TMY3 WMO#=725020 | Electricity | 1905.5556 | 4191.6667 | 12550.0001 | 3422.2222 | 13413.889 | 0 | 5366.6667 | 0 | 0 | 0 | 0 | 5002.7778 | 0 | 0 | 45850.0004 | 0 | 45852.7781 | -2.7778 | -2.7778 | 244.4828 | 537.7908 | 1610.165 | 439.0711 | 1721.002 | 0 | 688.5433 | 0 | 0 | 0 | 0 | 641.8564 | 0 | 0 | 5882.555 | 0 | 5882.9114 | -0.35639 | -0.35639 | 6.5036 | 14.306 | 42.8328 | 11.6799 | 45.7812 | 0 | 18.3163 | 0 | 0 | 0 | 0 | 17.0743 | 0 | 0 | 156.4846 | 0 | 156.4941 | -0.0094805 | -0.0094805 | 7.7849 | 2.1229 | 8.3191 | 3.329 | 0 | 0 | 2.6002 | 1.182 | 3.1033 | 0 | 0 | 28.4431 | 28.4414 | 28.4414 | 2
NJ_4A_SO_2010_NG | 4A | SO | NG | 782 | ASHRAE30pct-state-4A | OfficeSmall | STD2010 | NJ-Newark-NJ | Zone4A | Zone4A(NJ-Newark-NJ) | ASHRAE30pct-state-STD2010 | state | NJ | 0.1283 | 0.84 | ASHRAE30pct-state-4A_OfficeSmall_STD2010_NJ-Newark-NJ.table.csv.gz | Small Office | Newark International Arpt NJ USA TMY3 WMO#=725020 | Natural Gas | 3421.6198 | 0 | 0 | 0 | 0 | 0 | 0 | 0 | 0 | 0 | 0 | 0 | 0 | 0 | 3421.6198 | 0 | 3421.6198 | 0 | 0 | 28.7416 | 0 | 0 | 0 | 0 | 0 | 0 | 0 | 0 | 0 | 0 | 0 | 0 | 0 | 28.7416 | 0 | 28.7416 | 0 | 0 | 3.4216 | 0 | 0 | 0 | 0 | 0 | 0 | 0 | 0 | 0 | 0 | 0 | 0 | 0 | 3.4216 | 0 | 3.4216 | 0 | 0 | 0 | 0 | 0 | 0 | 0 | 0 | 0 | 0.62189 | 0 | 0 | 0 | 0.62189 | 0.62189 | 0.62189 | 1
NJ_4A_SO_2013_NG | 4A | SO | NG | 890 | ASHRAE30pct-state-4A | OfficeSmall | STD2013 | NJ-Newark-NJ | Zone4A | Zone4A(NJ-Newark-NJ) | ASHRAE30pct-state-STD2013 | state | NJ | 0.1283 | 0.84 | ASHRAE30pct-state-4A_OfficeSmall_STD2013_NJ-Newark-NJ.table.csv.gz | Small Office | Newark International Arpt NJ USA TMY3 WMO#=725020 | Natural Gas | 2549.6281 | 0 | 0 | 0 | 0 | 0 | 0 | 0 | 0 | 0 | 0 | 0 | 0 | 0 | 2549.6281 | 0 | 2549.6281 | 0 | 0 | 21.4169 | 0 | 0 | 0 | 0 | 0 | 0 | 0 | 0 | 0 | 0 | 0 | 0 | 0 | 21.4169 | 0 | 21.4169 | 0 | 0 | 2.5496 | 0 | 0 | 0 | 0 | 0 | 0 | 0 | 0 | 0 | 0 | 0 | 0 | 0 | 2.5496 | 0 | 2.5496 | 0 | 0 | 0 | 0 | 0 | 0 | 0 | 0 | 0 | 0.4634 | 0 | 0 | 0 | 0.4634 | 0.4634 | 0.4634 | 2
NY_4A_SO_2010_EL | 4A | SO | EL | 787 | ASHRAE30pct-state-4A | OfficeSmall | STD2010 | NY-NewYork-NY | Zone4A | Zone4A(NY-NewYork-NY) | ASHRAE30pct-state-STD2010 | state | NY | 0.1508 | 0.73 | ASHRAE30pct-state-4A_OfficeSmall_STD2010_NY-NewYork-NY.table.csv.gz | Small Office | New York J F Kennedy IntL Ar NY USA TMY3 WMO#=744860 | Electricity | 2027.7778 | 5591.6667 | 14791.6668 | 3419.4445 | 13663.889 | 0 | 6000 | 0 | 0 | 0 | 0 | 5002.7778 | 0 | 0 | 50497.2226 | 0 | 50497.2226 | 0 | 0 | 305.7889 | 843.2233 | 2230.5834 | 515.6522 | 2060.5145 | 0 | 904.8 | 0 | 0 | 0 | 0 | 754.4189 | 0 | 0 | 7614.9812 | 0 | 7614.9812 | 0 | 0 | 6.9207 | 19.0842 | 50.4835 | 11.6705 | 46.6344 | 0 | 20.4778 | 0 | 0 | 0 | 0 | 17.0743 | 0 | 0 | 172.3455 | 0 | 172.3455 | 0 | 0 | 9.1755 | 2.1211 | 8.4759 | 3.7219 | 0 | 0 | 3.4686 | 1.2579 | 3.1033 | 0 | 0 | 31.3241 | 31.3241 | 31.3241 | 1
NY_4A_SO_2013_EL | 4A | SO | EL | 895 | ASHRAE30pct-state-4A | OfficeSmall | STD2013 | NY-NewYork-NY | Zone4A | Zone4A(NY-NewYork-NY) | ASHRAE30pct-state-STD2013 | state | NY | 0.1508 | 0.73 | ASHRAE30pct-state-4A_OfficeSmall_STD2013_NY-NewYork-NY.table.csv.gz | Small Office | New York J F Kennedy IntL Ar NY USA TMY3 WMO#=744860 | Electricity | 1591.6667 | 4075 | 12563.889 | 3419.4445 | 13413.889 | 0 | 5188.8889 | 0 | 0 | 0 | 0 | 5002.7778 | 0 | 0 | 45255.5559 | 0 | 45255.5559 | 0 | 0 | 240.0233 | 614.51 | 1894.6345 | 515.6522 | 2022.8145 | 0 | 782.4845 | 0 | 0 | 0 | 0 | 754.4189 | 0 | 0 | 6824.5378 | 0 | 6824.5378 | 0 | 0 | 5.4323 | 13.9078 | 42.8802 | 11.6705 | 45.7812 | 0 | 17.7095 | 0 | 0 | 0 | 0 | 17.0743 | 0 | 0 | 154.4558 | 0 | 154.4558 | 0 | 0 | 7.7936 | 2.1211 | 8.3208 | 3.2187 | 0 | 0 | 2.5278 | 0.98733 | 3.1033 | 0 | 0 | 28.0727 | 28.0727 | 28.0727 | 2
NY_4A_SO_2010_NG | 4A | SO | NG | 788 | ASHRAE30pct-state-4A | OfficeSmall | STD2010 | NY-NewYork-NY | Zone4A | Zone4A(NY-NewYork-NY) | ASHRAE30pct-state-STD2010 | state | NY | 0.1508 | 0.73 | ASHRAE30pct-state-4A_OfficeSmall_STD2010_NY-NewYork-NY.table.csv.gz | Small Office | New York J F Kennedy IntL Ar NY USA TMY3 WMO#=744860 | Natural Gas | 1677.6363 | 0 | 0 | 0 | 0 | 0 | 0 | 0 | 0 | 0 | 0 | 0 | 0 | 0 | 1677.6363 | 0 | 1677.6363 | 0 | 0 | 12.2467 | 0 | 0 | 0 | 0 | 0 | 0 | 0 | 0 | 0 | 0 | 0 | 0 | 0 | 12.2467 | 0 | 12.2467 | 0 | 0 | 1.6776 | 0 | 0 | 0 | 0 | 0 | 0 | 0 | 0 | 0 | 0 | 0 | 0 | 0 | 1.6776 | 0 | 1.6776 | 0 | 0 | 0 | 0 | 0 | 0 | 0 | 0 | 0 | 0.30491 | 0 | 0 | 0 | 0.30491 | 0.30491 | 0.30491 | 1
NY_4A_SO_2013_NG | 4A | SO | NG | 896 | ASHRAE30pct-state-4A | OfficeSmall | STD2013 | NY-NewYork-NY | Zone4A | Zone4A(NY-NewYork-NY) | ASHRAE30pct-state-STD2013 | state | NY | 0.1508 | 0.73 | ASHRAE30pct-state-4A_OfficeSmall_STD2013_NY-NewYork-NY.table.csv.gz | Small Office | New York J F Kennedy IntL Ar NY USA TMY3 WMO#=744860 | Natural Gas | 1213.2059 | 0 | 0 | 0 | 0 | 0 | 0 | 0 | 0 | 0 | 0 | 0 | 0 | 0 | 1213.2059 | 0 | 1213.2059 | 0 | 0 | 8.8564 | 0 | 0 | 0 | 0 | 0 | 0 | 0 | 0 | 0 | 0 | 0 | 0 | 0 | 8.8564 | 0 | 8.8564 | 0 | 0 | 1.2132 | 0 | 0 | 0 | 0 | 0 | 0 | 0 | 0 | 0 | 0 | 0 | 0 | 0 | 1.2132 | 0 | 1.2132 | 0 | 0 | 0 | 0 | 0 | 0 | 0 | 0 | 0 | 0.2205 | 0 | 0 | 0 | 0.2205 | 0.2205 | 0.2205 | 2
OH_4A_SO_2010_EL | 4A | SO | EL | 793 | ASHRAE30pct-state-4A | OfficeSmall | STD2010 | OH-Cincinnati-KY | Zone4A | Zone4A(OH-Cincinnati-KY) | ASHRAE30pct-state-STD2010 | state | OH | 0.0947 | 0.7 | ASHRAE30pct-state-4A_OfficeSmall_STD2010_OH-Cincinnati-KY.table.csv.gz | Small Office | Cincinnati Northern Ky Ap KY USA TMY3 WMO#=724210 | Electricity | 2502.7778 | 5488.8889 | 14797.2223 | 3408.3334 | 13663.889 | 0 | 6297.2223 | 0 | 0 | 0 | 0 | 5002.7778 | 0 | 0 | 51161.1115 | 0 | 51161.1115 | 0 | 0 | 237.0131 | 519.7978 | 1401.297 | 322.7692 | 1293.9703 | 0 | 596.3469 | 0 | 0 | 0 | 0 | 473.7631 | 0 | 0 | 4844.9573 | 0 | 4844.9573 | 0 | 0 | 8.5419 | 18.7334 | 50.5025 | 11.6325 | 46.6344 | 0 | 21.4922 | 0 | 0 | 0 | 0 | 17.0743 | 0 | 0 | 174.6113 | 0 | 174.6113 | 0 | 0 | 9.1789 | 2.1142 | 8.4759 | 3.9063 | 0 | 0 | 3.4048 | 1.5525 | 3.1033 | 0 | 0 | 31.736 | 31.736 | 31.736 | 1
OH_4A_SO_2013_EL | 4A | SO | EL | 901 | ASHRAE30pct-state-4A | OfficeSmall | STD2013 | OH-Cincinnati-KY | Zone4A | Zone4A(OH-Cincinnati-KY) | ASHRAE30pct-state-STD2013 | state | OH | 0.0947 | 0.7 | ASHRAE30pct-state-4A_OfficeSmall_STD2013_OH-Cincinnati-KY.table.csv.gz | Small Office | Cincinnati Northern Ky Ap KY USA TMY3 WMO#=724210 | Electricity | 2016.6667 | 3916.6667 | 12572.2223 | 3408.3334 | 13413.889 | 0 | 5422.2223 | 0 | 0 | 0 | 0 | 5002.7778 | 0 | 0 | 45750.0004 | 0 | 45752.7781 | -2.7778 | -2.7778 | 190.9783 | 370.9083 | 1190.5895 | 322.7692 | 1270.2953 | 0 | 513.4844 | 0 | 0 | 0 | 0 | 473.7631 | 0 | 0 | 4332.525 | 0 | 4332.7881 | -0.26306 | -0.26306 | 6.8828 | 13.3675 | 42.9086 | 11.6325 | 45.7812 | 0 | 18.5059 | 0 | 0 | 0 | 0 | 17.0743 | 0 | 0 | 156.1433 | 0 | 156.1528 | -0.0094805 | -0.0094805 | 7.7987 | 2.1142 | 8.3191 | 3.3635 | 0 | 0 | 2.4296 | 1.251 | 3.1033 | 0 | 0 | 28.3811 | 28.3794 | 28.3794 | 2
OH_4A_SO_2010_NG | 4A | SO | NG | 794 | ASHRAE30pct-state-4A | OfficeSmall | STD2010 | OH-Cincinnati-KY | Zone4A | Zone4A(OH-Cincinnati-KY) | ASHRAE30pct-state-STD2010 | state | OH | 0.0947 | 0.7 | ASHRAE30pct-state-4A_OfficeSmall_STD2010_OH-Cincinnati-KY.table.csv.gz | Small Office | Cincinnati Northern Ky Ap KY USA TMY3 WMO#=724210 | Natural Gas | 4483.175 | 0 | 0 | 0 | 0 | 0 | 0 | 0 | 0 | 0 | 0 | 0 | 0 | 0 | 4483.175 | 0 | 4483.175 | 0 | 0 | 31.3822 | 0 | 0 | 0 | 0 | 0 | 0 | 0 | 0 | 0 | 0 | 0 | 0 | 0 | 31.3822 | 0 | 31.3822 | 0 | 0 | 4.4832 | 0 | 0 | 0 | 0 | 0 | 0 | 0 | 0 | 0 | 0 | 0 | 0 | 0 | 4.4832 | 0 | 4.4832 | 0 | 0 | 0 | 0 | 0 | 0 | 0 | 0 | 0 | 0.81483 | 0 | 0 | 0 | 0.81483 | 0.81483 | 0.81483 | 1
OH_4A_SO_2013_NG | 4A | SO | NG | 902 | ASHRAE30pct-state-4A | OfficeSmall | STD2013 | OH-Cincinnati-KY | Zone4A | Zone4A(OH-Cincinnati-KY) | ASHRAE30pct-state-STD2013 | state | OH | 0.0947 | 0.7 | ASHRAE30pct-state-4A_OfficeSmall_STD2013_OH-Cincinnati-KY.table.csv.gz | Small Office | Cincinnati Northern Ky Ap KY USA TMY3 WMO#=724210 | Natural Gas | 3184.6655 | 0 | 0 | 0 | 0 | 0 | 0 | 0 | 0 | 0 | 0 | 0 | 0 | 0 | 3184.6655 | 0 | 3184.6655 | 0 | 0 | 22.2927 | 0 | 0 | 0 | 0 | 0 | 0 | 0 | 0 | 0 | 0 | 0 | 0 | 0 | 22.2927 | 0 | 22.2927 | 0 | 0 | 3.1847 | 0 | 0 | 0 | 0 | 0 | 0 | 0 | 0 | 0 | 0 | 0 | 0 | 0 | 3.1847 | 0 | 3.1847 | 0 | 0 | 0 | 0 | 0 | 0 | 0 | 0 | 0 | 0.57882 | 0 | 0 | 0 | 0.57882 | 0.57882 | 0.57882 | 2
PA_4A_SO_2010_EL | 4A | SO | EL | 799 | ASHRAE30pct-state-4A | OfficeSmall | STD2010 | PA-Philadelphia-PA | Zone4A | Zone4A(PA-Philadelphia-PA) | ASHRAE30pct-state-STD2010 | state | PA | 0.0937 | 1 | ASHRAE30pct-state-4A_OfficeSmall_STD2010_PA-Philadelphia-PA.table.csv.gz | Small Office | Philadelphia International Ap PA USA TMY3 WMO#=724080 | Electricity | 2155.5556 | 5961.1112 | 14783.3335 | 3416.6667 | 13663.889 | 0 | 6097.2223 | 0 | 0 | 0 | 0 | 5002.7778 | 0 | 0 | 51077.7782 | 0 | 51080.556 | -2.7778 | -2.7778 | 201.9756 | 558.5561 | 1385.1983 | 320.1417 | 1280.3064 | 0 | 571.3097 | 0 | 0 | 0 | 0 | 468.7603 | 0 | 0 | 4785.9878 | 0 | 4786.2481 | -0.26028 | -0.26028 | 7.3568 | 20.3451 | 50.4551 | 11.661 | 46.6344 | 0 | 20.8096 | 0 | 0 | 0 | 0 | 17.0743 | 0 | 0 | 174.3269 | 0 | 174.3364 | -0.0094805 | -0.0094805 | 9.1703 | 2.1194 | 8.4742 | 3.7822 | 0 | 0 | 3.6978 | 1.3371 | 3.1033 | 0 | 0 | 31.686 | 31.6843 | 31.6843 | 1
PA_4A_SO_2013_EL | 4A | SO | EL | 907 | ASHRAE30pct-state-4A | OfficeSmall | STD2013 | PA-Philadelphia-PA | Zone4A | Zone4A(PA-Philadelphia-PA) | ASHRAE30pct-state-STD2013 | state | PA | 0.0937 | 1 | ASHRAE30pct-state-4A_OfficeSmall_STD2013_PA-Philadelphia-PA.table.csv.gz | Small Office | Philadelphia International Ap PA USA TMY3 WMO#=724080 | Electricity | 1730.5556 | 4333.3334 | 12552.7779 | 3416.6667 | 13413.889 | 0 | 5266.6667 | 0 | 0 | 0 | 0 | 5002.7778 | 0 | 0 | 45713.8893 | 0 | 45716.667 | -2.7778 | -2.7778 | 162.1531 | 406.0333 | 1176.1953 | 320.1417 | 1256.8814 | 0 | 493.4867 | 0 | 0 | 0 | 0 | 468.7603 | 0 | 0 | 4283.3914 | 0 | 4283.6517 | -0.26028 | -0.26028 | 5.9063 | 14.7895 | 42.8422 | 11.661 | 45.7812 | 0 | 17.975 | 0 | 0 | 0 | 0 | 17.0743 | 0 | 0 | 156.0201 | 0 | 156.0296 | -0.0094805 | -0.0094805 | 7.7867 | 2.1194 | 8.3191 | 3.267 | 0 | 0 | 2.688 | 1.0735 | 3.1033 | 0 | 0 | 28.3587 | 28.357 | 28.357 | 2
PA_4A_SO_2010_NG | 4A | SO | NG | 800 | ASHRAE30pct-state-4A | OfficeSmall | STD2010 | PA-Philadelphia-PA | Zone4A | Zone4A(PA-Philadelphia-PA) | ASHRAE30pct-state-STD2010 | state | PA | 0.0937 | 1 | ASHRAE30pct-state-4A_OfficeSmall_STD2010_PA-Philadelphia-PA.table.csv.gz | Small Office | Philadelphia International Ap PA USA TMY3 WMO#=724080 | Natural Gas | 2227.3702 | 0 | 0 | 0 | 0 | 0 | 0 | 0 | 0 | 0 | 0 | 0 | 0 | 0 | 2227.3702 | 0 | 2227.3702 | 0 | 0 | 22.2737 | 0 | 0 | 0 | 0 | 0 | 0 | 0 | 0 | 0 | 0 | 0 | 0 | 0 | 22.2737 | 0 | 22.2737 | 0 | 0 | 2.2274 | 0 | 0 | 0 | 0 | 0 | 0 | 0 | 0 | 0 | 0 | 0 | 0 | 0 | 2.2274 | 0 | 2.2274 | 0 | 0 | 0 | 0 | 0 | 0 | 0 | 0 | 0 | 0.40483 | 0 | 0 | 0 | 0.40483 | 0.40483 | 0.40483 | 1
PA_4A_SO_2013_NG | 4A | SO | NG | 908 | ASHRAE30pct-state-4A | OfficeSmall | STD2013 | PA-Philadelphia-PA | Zone4A | Zone4A(PA-Philadelphia-PA) | ASHRAE30pct-state-STD2013 | state | PA | 0.0937 | 1 | ASHRAE30pct-state-4A_OfficeSmall_STD2013_PA-Philadelphia-PA.table.csv.gz | Small Office | Philadelphia International Ap PA USA TMY3 WMO#=724080 | Natural Gas | 1620.7673 | 0 | 0 | 0 | 0 | 0 | 0 | 0 | 0 | 0 | 0 | 0 | 0 | 0 | 1620.7673 | 0 | 1620.7673 | 0 | 0 | 16.2077 | 0 | 0 | 0 | 0 | 0 | 0 | 0 | 0 | 0 | 0 | 0 | 0 | 0 | 16.2077 | 0 | 16.2077 | 0 | 0 | 1.6208 | 0 | 0 | 0 | 0 | 0 | 0 | 0 | 0 | 0 | 0 | 0 | 0 | 0 | 1.6208 | 0 | 1.6208 | 0 | 0 | 0 | 0 | 0 | 0 | 0 | 0 | 0 | 0.29458 | 0 | 0 | 0 | 0.29458 | 0.29458 | 0.29458 | 2
TN_4A_SO_2010_EL | 4A | SO | EL | 805 | ASHRAE30pct-state-4A | OfficeSmall | STD2010 | TN-Nashville-TN | Zone4A | Zone4A(TN-Nashville-TN) | ASHRAE30pct-state-STD2010 | state | TN | 0.1029 | 0.81 | ASHRAE30pct-state-4A_OfficeSmall_STD2010_TN-Nashville-TN.table.csv.gz | Small Office | Nashville International Ap TN USA TMY3 WMO#=723270 | Electricity | 1408.3333 | 7530.5556 | 14775.0001 | 3422.2222 | 13663.889 | 0 | 6283.3334 | 0 | 0 | 0 | 0 | 5002.7778 | 0 | 0 | 52086.1115 | 0 | 52086.1115 | 0 | 0 | 144.9175 | 774.8942 | 1520.3475 | 352.1467 | 1406.0142 | 0 | 646.555 | 0 | 0 | 0 | 0 | 514.7858 | 0 | 0 | 5359.6609 | 0 | 5359.6609 | 0 | 0 | 4.8066 | 25.7016 | 50.4266 | 11.6799 | 46.6344 | 0 | 21.4448 | 0 | 0 | 0 | 0 | 17.0743 | 0 | 0 | 177.7683 | 0 | 177.7683 | 0 | 0 | 9.1651 | 2.1229 | 8.4759 | 3.8976 | 0 | 0 | 4.6713 | 0.87361 | 3.1033 | 0 | 0 | 32.3098 | 32.3098 | 32.3098 | 1
TN_4A_SO_2013_EL | 4A | SO | EL | 913 | ASHRAE30pct-state-4A | OfficeSmall | STD2013 | TN-Nashville-TN | Zone4A | Zone4A(TN-Nashville-TN) | ASHRAE30pct-state-STD2013 | state | TN | 0.1029 | 0.81 | ASHRAE30pct-state-4A_OfficeSmall_STD2013_TN-Nashville-TN.table.csv.gz | Small Office | Nashville International Ap TN USA TMY3 WMO#=723270 | Electricity | 1119.4445 | 5466.6667 | 12533.3334 | 3422.2222 | 13413.889 | 0 | 5350 | 0 | 0 | 0 | 0 | 5002.7778 | 0 | 0 | 46311.1115 | 0 | 46308.3337 | 2.7778 | 2.7778 | 115.1908 | 562.52 | 1289.68 | 352.1467 | 1380.2892 | 0 | 550.515 | 0 | 0 | 0 | 0 | 514.7858 | 0 | 0 | 4765.4134 | 0 | 4765.1275 | 0.28583 | 0.28583 | 3.8206 | 18.6576 | 42.7759 | 11.6799 | 45.7812 | 0 | 18.2594 | 0 | 0 | 0 | 0 | 17.0743 | 0 | 0 | 158.0584 | 0 | 158.0489 | 0.0094805 | 0.0094805 | 7.7746 | 2.1229 | 8.3225 | 3.3187 | 0 | 0 | 3.3911 | 0.69441 | 3.1033 | 0 | 0 | 28.7257 | 28.7274 | 28.7274 | 2
TN_4A_SO_2010_NG | 4A | SO | NG | 806 | ASHRAE30pct-state-4A | OfficeSmall | STD2010 | TN-Nashville-TN | Zone4A | Zone4A(TN-Nashville-TN) | ASHRAE30pct-state-STD2010 | state | TN | 0.1029 | 0.81 | ASHRAE30pct-state-4A_OfficeSmall_STD2010_TN-Nashville-TN.table.csv.gz | Small Office | Nashville International Ap TN USA TMY3 WMO#=723270 | Natural Gas | 1270.0749 | 0 | 0 | 0 | 0 | 0 | 0 | 0 | 0 | 0 | 0 | 0 | 0 | 0 | 1270.0749 | 0 | 1270.0749 | 0 | 0 | 10.2876 | 0 | 0 | 0 | 0 | 0 | 0 | 0 | 0 | 0 | 0 | 0 | 0 | 0 | 10.2876 | 0 | 10.2876 | 0 | 0 | 1.2701 | 0 | 0 | 0 | 0 | 0 | 0 | 0 | 0 | 0 | 0 | 0 | 0 | 0 | 1.2701 | 0 | 1.2701 | 0 | 0 | 0 | 0 | 0 | 0 | 0 | 0 | 0 | 0.23084 | 0 | 0 | 0 | 0.23084 | 0.23084 | 0.23084 | 1
TN_4A_SO_2013_NG | 4A | SO | NG | 914 | ASHRAE30pct-state-4A | OfficeSmall | STD2013 | TN-Nashville-TN | Zone4A | Zone4A(TN-Nashville-TN) | ASHRAE30pct-state-STD2013 | state | TN | 0.1029 | 0.81 | ASHRAE30pct-state-4A_OfficeSmall_STD2013_TN-Nashville-TN.table.csv.gz | Small Office | Nashville International Ap TN USA TMY3 WMO#=723270 | Natural Gas | 881.4699 | 0 | 0 | 0 | 0 | 0 | 0 | 0 | 0 | 0 | 0 | 0 | 0 | 0 | 881.4699 | 0 | 881.4699 | 0 | 0 | 7.1399 | 0 | 0 | 0 | 0 | 0 | 0 | 0 | 0 | 0 | 0 | 0 | 0 | 0 | 7.1399 | 0 | 7.1399 | 0 | 0 | 0.88147 | 0 | 0 | 0 | 0 | 0 | 0 | 0 | 0 | 0 | 0 | 0 | 0 | 0 | 0.88147 | 0 | 0.88147 | 0 | 0 | 0 | 0 | 0 | 0 | 0 | 0 | 0 | 0.16021 | 0 | 0 | 0 | 0.16021 | 0.16021 | 0.16021 | 2
VA_4A_SO_2010_EL | 4A | SO | EL | 811 | ASHRAE30pct-state-4A | OfficeSmall | STD2010 | VA-Richmond-VA | Zone4A | Zone4A(VA-Richmond-VA) | ASHRAE30pct-state-STD2010 | state | VA | 0.0811 | 0.86 | ASHRAE30pct-state-4A_OfficeSmall_STD2010_VA-Richmond-VA.table.csv.gz | Small Office | Richmond International Ap VA USA TMY3 WMO#=724010 | Electricity | 1425 | 6933.3334 | 14772.2223 | 3413.8889 | 13663.889 | 0 | 6172.2223 | 0 | 0 | 0 | 0 | 5002.7778 | 0 | 0 | 51386.1115 | 0 | 51383.3337 | 2.7778 | 2.7778 | 115.5675 | 562.2933 | 1198.0272 | 276.8664 | 1108.1414 | 0 | 500.5672 | 0 | 0 | 0 | 0 | 405.7253 | 0 | 0 | 4167.4136 | 0 | 4167.1884 | 0.22528 | 0.22528 | 4.8635 | 23.6633 | 50.4171 | 11.6515 | 46.6344 | 0 | 21.0656 | 0 | 0 | 0 | 0 | 17.0743 | 0 | 0 | 175.3792 | 0 | 175.3697 | 0.0094805 | 0.0094805 | 9.1634 | 2.1177 | 8.4776 | 3.8287 | 0 | 0 | 4.3008 | 0.88395 | 3.1033 | 0 | 0 | 31.8738 | 31.8755 | 31.8755 | 1
VA_4A_SO_2013_EL | 4A | SO | EL | 919 | ASHRAE30pct-state-4A | OfficeSmall | STD2013 | VA-Richmond-VA | Zone4A | Zone4A(VA-Richmond-VA) | ASHRAE30pct-state-STD2013 | state | VA | 0.0811 | 0.86 | ASHRAE30pct-state-4A_OfficeSmall_STD2013_VA-Richmond-VA.table.csv.gz | Small Office | Richmond International Ap VA USA TMY3 WMO#=724010 | Electricity | 1130.5556 | 5000 | 12525.0001 | 3413.8889 | 13413.889 | 0 | 5263.8889 | 0 | 0 | 0 | 0 | 5002.7778 | 0 | 0 | 45750.0004 | 0 | 45750.0004 | 0 | 0 | 91.6881 | 405.5 | 1015.7775 | 276.8664 | 1087.8664 | 0 | 426.9014 | 0 | 0 | 0 | 0 | 405.7253 | 0 | 0 | 3710.325 | 0 | 3710.325 | 0 | 0 | 3.8586 | 17.0648 | 42.7474 | 11.6515 | 45.7812 | 0 | 17.9655 | 0 | 0 | 0 | 0 | 17.0743 | 0 | 0 | 156.1433 | 0 | 156.1433 | 0 | 0 | 7.7694 | 2.1177 | 8.3208 | 3.2653 | 0 | 0 | 3.1016 | 0.7013 | 3.1033 | 0 | 0 | 28.3794 | 28.3794 | 28.3794 | 2
VA_4A_SO_2010_NG | 4A | SO | NG | 812 | ASHRAE30pct-state-4A | OfficeSmall | STD2010 | VA-Richmond-VA | Zone4A | Zone4A(VA-Richmond-VA) | ASHRAE30pct-state-STD2010 | state | VA | 0.0811 | 0.86 | ASHRAE30pct-state-4A_OfficeSmall_STD2010_VA-Richmond-VA.table.csv.gz | Small Office | Richmond International Ap VA USA TMY3 WMO#=724010 | Natural Gas | 1071.0333 | 0 | 0 | 0 | 0 | 0 | 0 | 0 | 0 | 0 | 0 | 0 | 0 | 0 | 1071.0333 | 0 | 1071.0333 | 0 | 0 | 9.2109 | 0 | 0 | 0 | 0 | 0 | 0 | 0 | 0 | 0 | 0 | 0 | 0 | 0 | 9.2109 | 0 | 9.2109 | 0 | 0 | 1.071 | 0 | 0 | 0 | 0 | 0 | 0 | 0 | 0 | 0 | 0 | 0 | 0 | 0 | 1.071 | 0 | 1.071 | 0 | 0 | 0 | 0 | 0 | 0 | 0 | 0 | 0 | 0.19466 | 0 | 0 | 0 | 0.19466 | 0.19466 | 0.19466 | 1
VA_4A_SO_2013_NG | 4A | SO | NG | 920 | ASHRAE30pct-state-4A | OfficeSmall | STD2013 | VA-Richmond-VA | Zone4A | Zone4A(VA-Richmond-VA) | ASHRAE30pct-state-STD2013 | state | VA | 0.0811 | 0.86 | ASHRAE30pct-state-4A_OfficeSmall_STD2013_VA-Richmond-VA.table.csv.gz | Small Office | Richmond International Ap VA USA TMY3 WMO#=724010 | Natural Gas | 720.341 | 0 | 0 | 0 | 0 | 0 | 0 | 0 | 0 | 0 | 0 | 0 | 0 | 0 | 720.341 | 0 | 720.341 | 0 | 0 | 6.1949 | 0 | 0 | 0 | 0 | 0 | 0 | 0 | 0 | 0 | 0 | 0 | 0 | 0 | 6.1949 | 0 | 6.1949 | 0 | 0 | 0.72034 | 0 | 0 | 0 | 0 | 0 | 0 | 0 | 0 | 0 | 0 | 0 | 0 | 0 | 0.72034 | 0 | 0.72034 | 0 | 0 | 0 | 0 | 0 | 0 | 0 | 0 | 0 | 0.13092 | 0 | 0 | 0 | 0.13092 | 0.13092 | 0.13092 | 2
WV_4A_SO_2010_EL | 4A | SO | EL | 817 | ASHRAE30pct-state-4A | OfficeSmall | STD2010 | WV-Charleston-WV | Zone4A | Zone4A(WV-Charleston-WV) | ASHRAE30pct-state-STD2010 | state | WV | 0.0842 | 0.92 | ASHRAE30pct-state-4A_OfficeSmall_STD2010_WV-Charleston-WV.table.csv.gz | Small Office | Charleston Yeager Arpt WV USA TMY3 WMO#=724140 | Electricity | 1772.2222 | 5855.5556 | 14791.6668 | 3408.3334 | 13663.889 | 0 | 6252.7778 | 0 | 0 | 0 | 0 | 5002.7778 | 0 | 0 | 50750.0004 | 0 | 50747.2226 | 2.7778 | 2.7778 | 149.2211 | 493.0378 | 1245.4583 | 286.9817 | 1150.4995 | 0 | 526.4839 | 0 | 0 | 0 | 0 | 421.2339 | 0 | 0 | 4273.15 | 0 | 4272.9161 | 0.23389 | 0.23389 | 6.0485 | 19.9848 | 50.4835 | 11.6325 | 46.6344 | 0 | 21.3405 | 0 | 0 | 0 | 0 | 17.0743 | 0 | 0 | 173.2082 | 0 | 173.1987 | 0.0094805 | 0.0094805 | 9.1755 | 2.1142 | 8.4776 | 3.8787 | 0 | 0 | 3.6323 | 1.0993 | 3.1033 | 0 | 0 | 31.4792 | 31.4809 | 31.4809 | 1
WV_4A_SO_2013_EL | 4A | SO | EL | 925 | ASHRAE30pct-state-4A | OfficeSmall | STD2013 | WV-Charleston-WV | Zone4A | Zone4A(WV-Charleston-WV) | ASHRAE30pct-state-STD2013 | state | WV | 0.0842 | 0.92 | ASHRAE30pct-state-4A_OfficeSmall_STD2013_WV-Charleston-WV.table.csv.gz | Small Office | Charleston Yeager Arpt WV USA TMY3 WMO#=724140 | Electricity | 1413.8889 | 4230.5556 | 12555.5557 | 3408.3334 | 13413.889 | 0 | 5391.6667 | 0 | 0 | 0 | 0 | 5002.7778 | 0 | 0 | 45419.4448 | 0 | 45416.667 | 2.7778 | 2.7778 | 119.0494 | 356.2128 | 1057.1778 | 286.9817 | 1129.4495 | 0 | 453.9783 | 0 | 0 | 0 | 0 | 421.2339 | 0 | 0 | 3824.3173 | 0 | 3824.0834 | 0.23389 | 0.23389 | 4.8256 | 14.4388 | 42.8517 | 11.6325 | 45.7812 | 0 | 18.4016 | 0 | 0 | 0 | 0 | 17.0743 | 0 | 0 | 155.0152 | 0 | 155.0057 | 0.0094805 | 0.0094805 | 7.7884 | 2.1142 | 8.3225 | 3.3445 | 0 | 0 | 2.6243 | 0.87706 | 3.1033 | 0 | 0 | 28.1726 | 28.1743 | 28.1743 | 2
WV_4A_SO_2010_NG | 4A | SO | NG | 818 | ASHRAE30pct-state-4A | OfficeSmall | STD2010 | WV-Charleston-WV | Zone4A | Zone4A(WV-Charleston-WV) | ASHRAE30pct-state-STD2010 | state | WV | 0.0842 | 0.92 | ASHRAE30pct-state-4A_OfficeSmall_STD2010_WV-Charleston-WV.table.csv.gz | Small Office | Charleston Yeager Arpt WV USA TMY3 WMO#=724140 | Natural Gas | 5402.5576 | 0 | 0 | 0 | 0 | 0 | 0 | 0 | 0 | 0 | 0 | 0 | 0 | 0 | 5402.5576 | 0 | 5402.5576 | 0 | 0 | 49.7035 | 0 | 0 | 0 | 0 | 0 | 0 | 0 | 0 | 0 | 0 | 0 | 0 | 0 | 49.7035 | 0 | 49.7035 | 0 | 0 | 5.4026 | 0 | 0 | 0 | 0 | 0 | 0 | 0 | 0 | 0 | 0 | 0 | 0 | 0 | 5.4026 | 0 | 5.4026 | 0 | 0 | 0 | 0 | 0 | 0 | 0 | 0 | 0 | 0.98193 | 0 | 0 | 0 | 0.98193 | 0.98193 | 0.98193 | 1
WV_4A_SO_2013_NG | 4A | SO | NG | 926 | ASHRAE30pct-state-4A | OfficeSmall | STD2013 | WV-Charleston-WV | Zone4A | Zone4A(WV-Charleston-WV) | ASHRAE30pct-state-STD2013 | state | WV | 0.0842 | 0.92 | ASHRAE30pct-state-4A_OfficeSmall_STD2013_WV-Charleston-WV.table.csv.gz | Small Office | Charleston Yeager Arpt WV USA TMY3 WMO#=724140 | Natural Gas | 4198.8298 | 0 | 0 | 0 | 0 | 0 | 0 | 0 | 0 | 0 | 0 | 0 | 0 | 0 | 4198.8298 | 0 | 4198.8298 | 0 | 0 | 38.6292 | 0 | 0 | 0 | 0 | 0 | 0 | 0 | 0 | 0 | 0 | 0 | 0 | 0 | 38.6292 | 0 | 38.6292 | 0 | 0 | 4.1988 | 0 | 0 | 0 | 0 | 0 | 0 | 0 | 0 | 0 | 0 | 0 | 0 | 0 | 4.1988 | 0 | 4.1988 | 0 | 0 | 0 | 0 | 0 | 0 | 0 | 0 | 0 | 0.76315 | 0 | 0 | 0 | 0.76315 | 0.76315 | 0.76315 | 2
AZ_4B_SO_2010_EL | 4B | SO | EL | 967 | ASHRAE30pct-state-4B | OfficeSmall | STD2010 | AZ-Prescott-AZ | Zone4B | Zone4B(AZ-Prescott-AZ) | ASHRAE30pct-state-STD2010 | state | AZ | 0.0954 | 0.95 | ASHRAE30pct-state-4B_OfficeSmall_STD2010_AZ-Prescott-AZ.table.csv.gz | Small Office | Prescott Love Field AZ USA TMY3 WMO#=723723 | Electricity | 1125 | 6447.2223 | 14783.3335 | 3413.8889 | 13663.889 | 0 | 7400.0001 | 0 | 0 | 0 | 0 | 5002.7778 | 0 | 0 | 51836.1115 | 0 | 51836.1115 | 0 | 0 | 107.325 | 615.065 | 1410.33 | 325.685 | 1303.535 | 0 | 705.96 | 0 | 0 | 0 | 0 | 477.265 | 0 | 0 | 4945.165 | 0 | 4945.165 | 0 | 0 | 3.8396 | 22.0042 | 50.4551 | 11.6515 | 46.6344 | 0 | 25.256 | 0 | 0 | 0 | 0 | 17.0743 | 0 | 0 | 176.915 | 0 | 176.915 | 0 | 0 | 9.1703 | 2.1177 | 8.4759 | 4.5903 | 0 | 0 | 3.9993 | 0.69785 | 3.1033 | 0 | 0 | 32.1547 | 32.1547 | 32.1547 | 1
AZ_4B_SO_2013_EL | 4B | SO | EL | 1003 | ASHRAE30pct-state-4B | OfficeSmall | STD2013 | AZ-Prescott-AZ | Zone4B | Zone4B(AZ-Prescott-AZ) | ASHRAE30pct-state-STD2013 | state | AZ | 0.0954 | 0.95 | ASHRAE30pct-state-4B_OfficeSmall_STD2013_AZ-Prescott-AZ.table.csv.gz | Small Office | Prescott Love Field AZ USA TMY3 WMO#=723723 | Electricity | 880.5556 | 4519.4445 | 12547.2223 | 3413.8889 | 13413.889 | 0 | 6347.2223 | 0 | 0 | 0 | 0 | 5002.7778 | 0 | 0 | 46125.0004 | 0 | 46125.0004 | 0 | 0 | 84.005 | 431.155 | 1197.005 | 325.685 | 1279.685 | 0 | 605.525 | 0 | 0 | 0 | 0 | 477.265 | 0 | 0 | 4400.325 | 0 | 4400.325 | 0 | 0 | 3.0053 | 15.4247 | 42.8233 | 11.6515 | 45.7812 | 0 | 21.6629 | 0 | 0 | 0 | 0 | 17.0743 | 0 | 0 | 157.4232 | 0 | 157.4232 | 0 | 0 | 7.7832 | 2.1177 | 8.3208 | 3.9373 | 0 | 0 | 2.8035 | 0.54622 | 3.1033 | 0 | 0 | 28.612 | 28.612 | 28.612 | 2
AZ_4B_SO_2010_NG | 4B | SO | NG | 968 | ASHRAE30pct-state-4B | OfficeSmall | STD2010 | AZ-Prescott-AZ | Zone4B | Zone4B(AZ-Prescott-AZ) | ASHRAE30pct-state-STD2010 | state | AZ | 0.0954 | 0.95 | ASHRAE30pct-state-4B_OfficeSmall_STD2010_AZ-Prescott-AZ.table.csv.gz | Small Office | Prescott Love Field AZ USA TMY3 WMO#=723723 | Natural Gas | 511.8212 | 0 | 0 | 0 | 0 | 0 | 0 | 0 | 0 | 0 | 0 | 0 | 0 | 0 | 511.8212 | 0 | 511.8212 | 0 | 0 | 4.8623 | 0 | 0 | 0 | 0 | 0 | 0 | 0 | 0 | 0 | 0 | 0 | 0 | 0 | 4.8623 | 0 | 4.8623 | 0 | 0 | 0.51182 | 0 | 0 | 0 | 0 | 0 | 0 | 0 | 0 | 0 | 0 | 0 | 0 | 0 | 0.51182 | 0 | 0.51182 | 0 | 0 | 0 | 0 | 0 | 0 | 0 | 0 | 0 | 0.093025 | 0 | 0 | 0 | 0.093025 | 0.093025 | 0.093025 | 1
AZ_4B_SO_2013_NG | 4B | SO | NG | 1004 | ASHRAE30pct-state-4B | OfficeSmall | STD2013 | AZ-Prescott-AZ | Zone4B | Zone4B(AZ-Prescott-AZ) | ASHRAE30pct-state-STD2013 | state | AZ | 0.0954 | 0.95 | ASHRAE30pct-state-4B_OfficeSmall_STD2013_AZ-Prescott-AZ.table.csv.gz | Small Office | Prescott Love Field AZ USA TMY3 WMO#=723723 | Natural Gas | 331.736 | 0 | 0 | 0 | 0 | 0 | 0 | 0 | 0 | 0 | 0 | 0 | 0 | 0 | 331.736 | 0 | 331.736 | 0 | 0 | 3.1515 | 0 | 0 | 0 | 0 | 0 | 0 | 0 | 0 | 0 | 0 | 0 | 0 | 0 | 3.1515 | 0 | 3.1515 | 0 | 0 | 0.33174 | 0 | 0 | 0 | 0 | 0 | 0 | 0 | 0 | 0 | 0 | 0 | 0 | 0 | 0.33174 | 0 | 0.33174 | 0 | 0 | 0 | 0 | 0 | 0 | 0 | 0 | 0 | 0.060294 | 0 | 0 | 0 | 0.060294 | 0.060294 | 0.060294 | 2
CA_4B_SO_2010_EL | 4B | SO | EL | 973 | ASHRAE30pct-state-4B | OfficeSmall | STD2010 | CA-Sacramento-CA | Zone4B | Zone4B(CA-Sacramento-CA) | ASHRAE30pct-state-STD2010 | state | CA | 0.136 | 0.7 | ASHRAE30pct-state-4B_OfficeSmall_STD2010_CA-Sacramento-CA.table.csv.gz | Small Office | Sacramento Metropolitan Ap CA USA TMY3 WMO#=724839 | Electricity | 500 | 7066.6667 | 14769.4446 | 3413.8889 | 13663.889 | 0 | 6497.2223 | 0 | 0 | 0 | 0 | 5002.7778 | 0 | 0 | 50916.6671 | 0 | 50913.8893 | 2.7778 | 2.7778 | 68 | 961.0667 | 2008.6445 | 464.2889 | 1858.2889 | 0 | 883.6222 | 0 | 0 | 0 | 0 | 680.3778 | 0 | 0 | 6924.6667 | 0 | 6924.2889 | 0.37778 | 0.37778 | 1.7065 | 24.1183 | 50.4077 | 11.6515 | 46.6344 | 0 | 22.1748 | 0 | 0 | 0 | 0 | 17.0743 | 0 | 0 | 173.777 | 0 | 173.7675 | 0.0094805 | 0.0094805 | 9.1617 | 2.1177 | 8.4776 | 4.0303 | 0 | 0 | 4.3836 | 0.31016 | 3.1033 | 0 | 0 | 31.5826 | 31.5843 | 31.5843 | 1
CA_4B_SO_2013_EL | 4B | SO | EL | 1009 | ASHRAE30pct-state-4B | OfficeSmall | STD2013 | CA-Sacramento-CA | Zone4B | Zone4B(CA-Sacramento-CA) | ASHRAE30pct-state-STD2013 | state | CA | 0.136 | 0.7 | ASHRAE30pct-state-4B_OfficeSmall_STD2013_CA-Sacramento-CA.table.csv.gz | Small Office | Sacramento Metropolitan Ap CA USA TMY3 WMO#=724839 | Electricity | 355.5556 | 5000 | 12527.7779 | 3413.8889 | 13413.889 | 0 | 5558.3334 | 0 | 0 | 0 | 0 | 5002.7778 | 0 | 0 | 45269.4448 | 0 | 45272.2226 | -2.7778 | -2.7778 | 48.3556 | 680 | 1703.7778 | 464.2889 | 1824.2889 | 0 | 755.9333 | 0 | 0 | 0 | 0 | 680.3778 | 0 | 0 | 6156.6445 | 0 | 6157.0223 | -0.37778 | -0.37778 | 1.2135 | 17.0648 | 42.7569 | 11.6515 | 45.7812 | 0 | 18.9704 | 0 | 0 | 0 | 0 | 17.0743 | 0 | 0 | 154.5032 | 0 | 154.5127 | -0.0094805 | -0.0094805 | 7.7712 | 2.1177 | 8.3191 | 3.4479 | 0 | 0 | 3.1016 | 0.22056 | 3.1033 | 0 | 0 | 28.083 | 28.0813 | 28.0813 | 2
CA_4B_SO_2010_NG | 4B | SO | NG | 974 | ASHRAE30pct-state-4B | OfficeSmall | STD2010 | CA-Sacramento-CA | Zone4B | Zone4B(CA-Sacramento-CA) | ASHRAE30pct-state-STD2010 | state | CA | 0.136 | 0.7 | ASHRAE30pct-state-4B_OfficeSmall_STD2010_CA-Sacramento-CA.table.csv.gz | Small Office | Sacramento Metropolitan Ap CA USA TMY3 WMO#=724839 | Natural Gas | 75.8254 | 0 | 0 | 0 | 0 | 0 | 0 | 0 | 0 | 0 | 0 | 0 | 0 | 0 | 75.8254 | 0 | 75.8254 | 0 | 0 | 0.53078 | 0 | 0 | 0 | 0 | 0 | 0 | 0 | 0 | 0 | 0 | 0 | 0 | 0 | 0.53078 | 0 | 0.53078 | 0 | 0 | 0.075825 | 0 | 0 | 0 | 0 | 0 | 0 | 0 | 0 | 0 | 0 | 0 | 0 | 0 | 0.075825 | 0 | 0.075825 | 0 | 0 | 0 | 0 | 0 | 0 | 0 | 0 | 0 | 0.013781 | 0 | 0 | 0 | 0.013781 | 0.013781 | 0.013781 | 1
CA_4B_SO_2013_NG | 4B | SO | NG | 1010 | ASHRAE30pct-state-4B | OfficeSmall | STD2013 | CA-Sacramento-CA | Zone4B | Zone4B(CA-Sacramento-CA) | ASHRAE30pct-state-STD2013 | state | CA | 0.136 | 0.7 | ASHRAE30pct-state-4B_OfficeSmall_STD2013_CA-Sacramento-CA.table.csv.gz | Small Office | Sacramento Metropolitan Ap CA USA TMY3 WMO#=724839 | Natural Gas | 37.9127 | 0 | 0 | 0 | 0 | 0 | 0 | 0 | 0 | 0 | 0 | 0 | 0 | 0 | 37.9127 | 0 | 37.9127 | 0 | 0 | 0.26539 | 0 | 0 | 0 | 0 | 0 | 0 | 0 | 0 | 0 | 0 | 0 | 0 | 0 | 0.26539 | 0 | 0.26539 | 0 | 0 | 0.037913 | 0 | 0 | 0 | 0 | 0 | 0 | 0 | 0 | 0 | 0 | 0 | 0 | 0 | 0.037913 | 0 | 0.037913 | 0 | 0 | 0 | 0 | 0 | 0 | 0 | 0 | 0 | 0.0068907 | 0 | 0 | 0 | 0.0068907 | 0.0068907 | 0.0068907 | 2
CO_4B_SO_2010_EL | 4B | SO | EL | 979 | ASHRAE30pct-state-4B | OfficeSmall | STD2010 | CO-Trinidad-CO | Zone4B | Zone4B(CO-Trinidad-CO) | ASHRAE30pct-state-STD2010 | state | CO | 0.0934 | 0.73 | ASHRAE30pct-state-4B_OfficeSmall_STD2010_CO-Trinidad-CO.table.csv.gz | Small Office | Trinidad Las Animas County Ap CO USA TMY3 WMO#=724645 | Electricity | 1847.2222 | 5638.8889 | 14788.889 | 3419.4445 | 13663.889 | 0 | 7416.6667 | 0 | 0 | 0 | 0 | 5002.7778 | 0 | 0 | 51780.556 | 0 | 51777.7782 | 2.7778 | 2.7778 | 172.5306 | 526.6722 | 1381.2822 | 319.3761 | 1276.2072 | 0 | 692.7167 | 0 | 0 | 0 | 0 | 467.2594 | 0 | 0 | 4836.3039 | 0 | 4836.0445 | 0.25944 | 0.25944 | 6.3045 | 19.2454 | 50.474 | 11.6705 | 46.6344 | 0 | 25.3129 | 0 | 0 | 0 | 0 | 17.0743 | 0 | 0 | 176.7254 | 0 | 176.716 | 0.0094805 | 0.0094805 | 9.1738 | 2.1211 | 8.4776 | 4.6007 | 0 | 0 | 3.4979 | 1.1459 | 3.1033 | 0 | 0 | 32.1185 | 32.1202 | 32.1202 | 1
CO_4B_SO_2013_EL | 4B | SO | EL | 1015 | ASHRAE30pct-state-4B | OfficeSmall | STD2013 | CO-Trinidad-CO | Zone4B | Zone4B(CO-Trinidad-CO) | ASHRAE30pct-state-STD2013 | state | CO | 0.0934 | 0.73 | ASHRAE30pct-state-4B_OfficeSmall_STD2013_CO-Trinidad-CO.table.csv.gz | Small Office | Trinidad Las Animas County Ap CO USA TMY3 WMO#=724645 | Electricity | 1475 | 4083.3334 | 12561.1112 | 3419.4445 | 13413.889 | 0 | 6455.5556 | 0 | 0 | 0 | 0 | 5002.7778 | 0 | 0 | 46411.1115 | 0 | 46411.1115 | 7.276e-12 | 7.276e-12 | 137.765 | 381.3833 | 1173.2078 | 319.3761 | 1252.8572 | 0 | 602.9489 | 0 | 0 | 0 | 0 | 467.2594 | 0 | 0 | 4334.7978 | 0 | 4334.7978 | 6.7957e-13 | 6.7957e-13 | 5.0341 | 13.9363 | 42.8707 | 11.6705 | 45.7812 | 0 | 22.0326 | 0 | 0 | 0 | 0 | 17.0743 | 0 | 0 | 158.3997 | 0 | 158.3997 | 2.4833e-14 | 2.4833e-14 | 7.7918 | 2.1211 | 8.3208 | 4.0045 | 0 | 0 | 2.5329 | 0.91496 | 3.1033 | 0 | 0 | 28.7895 | 28.7895 | 28.7895 | 2
CO_4B_SO_2010_NG | 4B | SO | NG | 980 | ASHRAE30pct-state-4B | OfficeSmall | STD2010 | CO-Trinidad-CO | Zone4B | Zone4B(CO-Trinidad-CO) | ASHRAE30pct-state-STD2010 | state | CO | 0.0934 | 0.73 | ASHRAE30pct-state-4B_OfficeSmall_STD2010_CO-Trinidad-CO.table.csv.gz | Small Office | Trinidad Las Animas County Ap CO USA TMY3 WMO#=724645 | Natural Gas | 3089.8838 | 0 | 0 | 0 | 0 | 0 | 0 | 0 | 0 | 0 | 0 | 0 | 0 | 0 | 3089.8838 | 0 | 3089.8838 | 0 | 0 | 22.5562 | 0 | 0 | 0 | 0 | 0 | 0 | 0 | 0 | 0 | 0 | 0 | 0 | 0 | 22.5562 | 0 | 22.5562 | 0 | 0 | 3.0899 | 0 | 0 | 0 | 0 | 0 | 0 | 0 | 0 | 0 | 0 | 0 | 0 | 0 | 3.0899 | 0 | 3.0899 | 0 | 0 | 0 | 0 | 0 | 0 | 0 | 0 | 0 | 0.56159 | 0 | 0 | 0 | 0.56159 | 0.56159 | 0.56159 | 1
CO_4B_SO_2013_NG | 4B | SO | NG | 1016 | ASHRAE30pct-state-4B | OfficeSmall | STD2013 | CO-Trinidad-CO | Zone4B | Zone4B(CO-Trinidad-CO) | ASHRAE30pct-state-STD2013 | state | CO | 0.0934 | 0.73 | ASHRAE30pct-state-4B_OfficeSmall_STD2013_CO-Trinidad-CO.table.csv.gz | Small Office | Trinidad Las Animas County Ap CO USA TMY3 WMO#=724645 | Natural Gas | 2303.1956 | 0 | 0 | 0 | 0 | 0 | 0 | 0 | 0 | 0 | 0 | 0 | 0 | 0 | 2303.1956 | 0 | 2303.1956 | 0 | 0 | 16.8133 | 0 | 0 | 0 | 0 | 0 | 0 | 0 | 0 | 0 | 0 | 0 | 0 | 0 | 16.8133 | 0 | 16.8133 | 0 | 0 | 2.3032 | 0 | 0 | 0 | 0 | 0 | 0 | 0 | 0 | 0 | 0 | 0 | 0 | 0 | 2.3032 | 0 | 2.3032 | 0 | 0 | 0 | 0 | 0 | 0 | 0 | 0 | 0 | 0.41861 | 0 | 0 | 0 | 0.41861 | 0.41861 | 0.41861 | 2
NM_4B_SO_2010_EL | 4B | SO | EL | 985 | ASHRAE30pct-state-4B | OfficeSmall | STD2010 | NM-Albuquerque-NM | Zone4B | Zone4B(NM-Albuquerque-NM) | ASHRAE30pct-state-STD2010 | state | NM | 0.093 | 0.62 | ASHRAE30pct-state-4B_OfficeSmall_STD2010_NM-Albuquerque-NM.table.csv.gz | Small Office | Albuquerque Intl Arpt Isis NM USA TMY3 WMO#=723650 | Electricity | 1188.8889 | 6625.0001 | 14775.0001 | 3411.1111 | 13663.889 | 0 | 7536.1112 | 0 | 0 | 0 | 0 | 5002.7778 | 0 | 0 | 52202.7782 | 0 | 52202.7782 | 0 | 0 | 110.5667 | 616.125 | 1374.075 | 317.2333 | 1270.7417 | 0 | 700.8583 | 0 | 0 | 0 | 0 | 465.2583 | 0 | 0 | 4854.8584 | 0 | 4854.8584 | 0 | 0 | 4.0576 | 22.6109 | 50.4266 | 11.642 | 46.6344 | 0 | 25.7205 | 0 | 0 | 0 | 0 | 17.0743 | 0 | 0 | 178.1665 | 0 | 178.1665 | 0 | 0 | 9.1651 | 2.116 | 8.4759 | 4.6748 | 0 | 0 | 4.1096 | 0.73748 | 3.1033 | 0 | 0 | 32.3821 | 32.3821 | 32.3821 | 1
NM_4B_SO_2013_EL | 4B | SO | EL | 1021 | ASHRAE30pct-state-4B | OfficeSmall | STD2013 | NM-Albuquerque-NM | Zone4B | Zone4B(NM-Albuquerque-NM) | ASHRAE30pct-state-STD2013 | state | NM | 0.093 | 0.62 | ASHRAE30pct-state-4B_OfficeSmall_STD2013_NM-Albuquerque-NM.table.csv.gz | Small Office | Albuquerque Intl Arpt Isis NM USA TMY3 WMO#=723650 | Electricity | 927.7778 | 4663.8889 | 12533.3334 | 3411.1111 | 13413.889 | 0 | 6463.8889 | 0 | 0 | 0 | 0 | 5002.7778 | 0 | 0 | 46416.667 | 0 | 46416.667 | 0 | 0 | 86.2833 | 433.7417 | 1165.6 | 317.2333 | 1247.4917 | 0 | 601.1417 | 0 | 0 | 0 | 0 | 465.2583 | 0 | 0 | 4316.75 | 0 | 4316.75 | 0 | 0 | 3.1665 | 15.9177 | 42.7759 | 11.642 | 45.7812 | 0 | 22.0611 | 0 | 0 | 0 | 0 | 17.0743 | 0 | 0 | 158.4186 | 0 | 158.4186 | 0 | 0 | 7.7746 | 2.116 | 8.3208 | 4.0096 | 0 | 0 | 2.8931 | 0.57551 | 3.1033 | 0 | 0 | 28.7929 | 28.7929 | 28.7929 | 2
NM_4B_SO_2010_NG | 4B | SO | NG | 986 | ASHRAE30pct-state-4B | OfficeSmall | STD2010 | NM-Albuquerque-NM | Zone4B | Zone4B(NM-Albuquerque-NM) | ASHRAE30pct-state-STD2010 | state | NM | 0.093 | 0.62 | ASHRAE30pct-state-4B_OfficeSmall_STD2010_NM-Albuquerque-NM.table.csv.gz | Small Office | Albuquerque Intl Arpt Isis NM USA TMY3 WMO#=723650 | Natural Gas | 398.0832 | 0 | 0 | 0 | 0 | 0 | 0 | 0 | 0 | 0 | 0 | 0 | 0 | 0 | 398.0832 | 0 | 398.0832 | 0 | 0 | 2.4681 | 0 | 0 | 0 | 0 | 0 | 0 | 0 | 0 | 0 | 0 | 0 | 0 | 0 | 2.4681 | 0 | 2.4681 | 0 | 0 | 0.39808 | 0 | 0 | 0 | 0 | 0 | 0 | 0 | 0 | 0 | 0 | 0 | 0 | 0 | 0.39808 | 0 | 0.39808 | 0 | 0 | 0 | 0 | 0 | 0 | 0 | 0 | 0 | 0.072352 | 0 | 0 | 0 | 0.072352 | 0.072352 | 0.072352 | 1
NM_4B_SO_2013_NG | 4B | SO | NG | 1022 | ASHRAE30pct-state-4B | OfficeSmall | STD2013 | NM-Albuquerque-NM | Zone4B | Zone4B(NM-Albuquerque-NM) | ASHRAE30pct-state-STD2013 | state | NM | 0.093 | 0.62 | ASHRAE30pct-state-4B_OfficeSmall_STD2013_NM-Albuquerque-NM.table.csv.gz | Small Office | Albuquerque Intl Arpt Isis NM USA TMY3 WMO#=723650 | Natural Gas | 236.9543 | 0 | 0 | 0 | 0 | 0 | 0 | 0 | 0 | 0 | 0 | 0 | 0 | 0 | 236.9543 | 0 | 236.9543 | 0 | 0 | 1.4691 | 0 | 0 | 0 | 0 | 0 | 0 | 0 | 0 | 0 | 0 | 0 | 0 | 0 | 1.4691 | 0 | 1.4691 | 0 | 0 | 0.23695 | 0 | 0 | 0 | 0 | 0 | 0 | 0 | 0 | 0 | 0 | 0 | 0 | 0 | 0.23695 | 0 | 0.23695 | 0 | 0 | 0 | 0 | 0 | 0 | 0 | 0 | 0 | 0.043067 | 0 | 0 | 0 | 0.043067 | 0.043067 | 0.043067 | 2
OK_4B_SO_2010_EL | 4B | SO | EL | 991 | ASHRAE30pct-state-4B | OfficeSmall | STD2010 | OK-Amarillo-TX | Zone4B | Zone4B(OK-Amarillo-TX) | ASHRAE30pct-state-STD2010 | state | OK | 0.0726 | 0.87 | ASHRAE30pct-state-4B_OfficeSmall_STD2010_OK-Amarillo-TX.table.csv.gz | Small Office | Amarillo International Ap Can TX USA TMY3 WMO#=723630 | Electricity | 1552.7778 | 6908.3334 | 14777.7779 | 3411.1111 | 13663.889 | 0 | 7291.6667 | 0 | 0 | 0 | 0 | 5002.7778 | 0 | 0 | 52611.1115 | 0 | 52608.3338 | 2.7778 | 2.7778 | 112.7317 | 501.545 | 1072.8667 | 247.6467 | 991.9983 | 0 | 529.375 | 0 | 0 | 0 | 0 | 363.2017 | 0 | 0 | 3819.5667 | 0 | 3819.365 | 0.20167 | 0.20167 | 5.2996 | 23.5779 | 50.4361 | 11.642 | 46.6344 | 0 | 24.8862 | 0 | 0 | 0 | 0 | 17.0743 | 0 | 0 | 179.5601 | 0 | 179.5506 | 0.0094805 | 0.0094805 | 9.1669 | 2.116 | 8.4776 | 4.5231 | 0 | 0 | 4.2853 | 0.96321 | 3.1033 | 0 | 0 | 32.6337 | 32.6354 | 32.6354 | 1
OK_4B_SO_2013_EL | 4B | SO | EL | 1027 | ASHRAE30pct-state-4B | OfficeSmall | STD2013 | OK-Amarillo-TX | Zone4B | Zone4B(OK-Amarillo-TX) | ASHRAE30pct-state-STD2013 | state | OK | 0.0726 | 0.87 | ASHRAE30pct-state-4B_OfficeSmall_STD2013_OK-Amarillo-TX.table.csv.gz | Small Office | Amarillo International Ap Can TX USA TMY3 WMO#=723630 | Electricity | 1227.7778 | 4725 | 12536.1112 | 3411.1111 | 13413.889 | 0 | 6180.5556 | 0 | 0 | 0 | 0 | 5002.7778 | 0 | 0 | 46494.4448 | 0 | 46497.2226 | -2.7778 | -2.7778 | 89.1367 | 343.035 | 910.1217 | 247.6467 | 973.8483 | 0 | 448.7083 | 0 | 0 | 0 | 0 | 363.2017 | 0 | 0 | 3375.4967 | 0 | 3375.6984 | -0.20167 | -0.20167 | 4.1904 | 16.1263 | 42.7854 | 11.642 | 45.7812 | 0 | 21.094 | 0 | 0 | 0 | 0 | 17.0743 | 0 | 0 | 158.6841 | 0 | 158.6936 | -0.0094805 | -0.0094805 | 7.7763 | 2.116 | 8.3191 | 3.8339 | 0 | 0 | 2.931 | 0.76161 | 3.1033 | 0 | 0 | 28.8429 | 28.8412 | 28.8412 | 2
OK_4B_SO_2010_NG | 4B | SO | NG | 992 | ASHRAE30pct-state-4B | OfficeSmall | STD2010 | OK-Amarillo-TX | Zone4B | Zone4B(OK-Amarillo-TX) | ASHRAE30pct-state-STD2010 | state | OK | 0.0726 | 0.87 | ASHRAE30pct-state-4B_OfficeSmall_STD2010_OK-Amarillo-TX.table.csv.gz | Small Office | Amarillo International Ap Can TX USA TMY3 WMO#=723630 | Natural Gas | 957.2953 | 0 | 0 | 0 | 0 | 0 | 0 | 0 | 0 | 0 | 0 | 0 | 0 | 0 | 957.2953 | 0 | 957.2953 | 0 | 0 | 8.3285 | 0 | 0 | 0 | 0 | 0 | 0 | 0 | 0 | 0 | 0 | 0 | 0 | 0 | 8.3285 | 0 | 8.3285 | 0 | 0 | 0.9573 | 0 | 0 | 0 | 0 | 0 | 0 | 0 | 0 | 0 | 0 | 0 | 0 | 0 | 0.9573 | 0 | 0.9573 | 0 | 0 | 0 | 0 | 0 | 0 | 0 | 0 | 0 | 0.17399 | 0 | 0 | 0 | 0.17399 | 0.17399 | 0.17399 | 1
OK_4B_SO_2013_NG | 4B | SO | NG | 1028 | ASHRAE30pct-state-4B | OfficeSmall | STD2013 | OK-Amarillo-TX | Zone4B | Zone4B(OK-Amarillo-TX) | ASHRAE30pct-state-STD2013 | state | OK | 0.0726 | 0.87 | ASHRAE30pct-state-4B_OfficeSmall_STD2013_OK-Amarillo-TX.table.csv.gz | Small Office | Amarillo International Ap Can TX USA TMY3 WMO#=723630 | Natural Gas | 682.4283 | 0 | 0 | 0 | 0 | 0 | 0 | 0 | 0 | 0 | 0 | 0 | 0 | 0 | 682.4283 | 0 | 682.4283 | 0 | 0 | 5.9371 | 0 | 0 | 0 | 0 | 0 | 0 | 0 | 0 | 0 | 0 | 0 | 0 | 0 | 5.9371 | 0 | 5.9371 | 0 | 0 | 0.68243 | 0 | 0 | 0 | 0 | 0 | 0 | 0 | 0 | 0 | 0 | 0 | 0 | 0 | 0.68243 | 0 | 0.68243 | 0 | 0 | 0 | 0 | 0 | 0 | 0 | 0 | 0 | 0.12403 | 0 | 0 | 0 | 0.12403 | 0.12403 | 0.12403 | 2
TX_4B_SO_2010_EL | 4B | SO | EL | 997 | ASHRAE30pct-state-4B | OfficeSmall | STD2010 | TX-Amarillo-TX | Zone4B | Zone4B(TX-Amarillo-TX) | ASHRAE30pct-state-STD2010 | state | TX | 0.0817 | 0.67 | ASHRAE30pct-state-4B_OfficeSmall_STD2010_TX-Amarillo-TX.table.csv.gz | Small Office | Amarillo International Ap Can TX USA TMY3 WMO#=723630 | Electricity | 1552.7778 | 6908.3334 | 14777.7779 | 3411.1111 | 13663.889 | 0 | 7291.6667 | 0 | 0 | 0 | 0 | 5002.7778 | 0 | 0 | 52611.1115 | 0 | 52608.3338 | 2.7778 | 2.7778 | 126.8619 | 564.4108 | 1207.3445 | 278.6878 | 1116.3397 | 0 | 595.7292 | 0 | 0 | 0 | 0 | 408.7269 | 0 | 0 | 4298.3278 | 0 | 4298.1009 | 0.22694 | 0.22694 | 5.2996 | 23.5779 | 50.4361 | 11.642 | 46.6344 | 0 | 24.8862 | 0 | 0 | 0 | 0 | 17.0743 | 0 | 0 | 179.5601 | 0 | 179.5506 | 0.0094805 | 0.0094805 | 9.1669 | 2.116 | 8.4776 | 4.5231 | 0 | 0 | 4.2853 | 0.96321 | 3.1033 | 0 | 0 | 32.6337 | 32.6354 | 32.6354 | 1
TX_4B_SO_2013_EL | 4B | SO | EL | 1033 | ASHRAE30pct-state-4B | OfficeSmall | STD2013 | TX-Amarillo-TX | Zone4B | Zone4B(TX-Amarillo-TX) | ASHRAE30pct-state-STD2013 | state | TX | 0.0817 | 0.67 | ASHRAE30pct-state-4B_OfficeSmall_STD2013_TX-Amarillo-TX.table.csv.gz | Small Office | Amarillo International Ap Can TX USA TMY3 WMO#=723630 | Electricity | 1227.7778 | 4725 | 12536.1112 | 3411.1111 | 13413.889 | 0 | 6180.5556 | 0 | 0 | 0 | 0 | 5002.7778 | 0 | 0 | 46494.4448 | 0 | 46497.2226 | -2.7778 | -2.7778 | 100.3094 | 386.0325 | 1024.2003 | 278.6878 | 1095.9147 | 0 | 504.9514 | 0 | 0 | 0 | 0 | 408.7269 | 0 | 0 | 3798.5961 | 0 | 3798.8231 | -0.22694 | -0.22694 | 4.1904 | 16.1263 | 42.7854 | 11.642 | 45.7812 | 0 | 21.094 | 0 | 0 | 0 | 0 | 17.0743 | 0 | 0 | 158.6841 | 0 | 158.6936 | -0.0094805 | -0.0094805 | 7.7763 | 2.116 | 8.3191 | 3.8339 | 0 | 0 | 2.931 | 0.76161 | 3.1033 | 0 | 0 | 28.8429 | 28.8412 | 28.8412 | 2
TX_4B_SO_2010_NG | 4B | SO | NG | 998 | ASHRAE30pct-state-4B | OfficeSmall | STD2010 | TX-Amarillo-TX | Zone4B | Zone4B(TX-Amarillo-TX) | ASHRAE30pct-state-STD2010 | state | TX | 0.0817 | 0.67 | ASHRAE30pct-state-4B_OfficeSmall_STD2010_TX-Amarillo-TX.table.csv.gz | Small Office | Amarillo International Ap Can TX USA TMY3 WMO#=723630 | Natural Gas | 957.2953 | 0 | 0 | 0 | 0 | 0 | 0 | 0 | 0 | 0 | 0 | 0 | 0 | 0 | 957.2953 | 0 | 957.2953 | 0 | 0 | 6.4139 | 0 | 0 | 0 | 0 | 0 | 0 | 0 | 0 | 0 | 0 | 0 | 0 | 0 | 6.4139 | 0 | 6.4139 | 0 | 0 | 0.9573 | 0 | 0 | 0 | 0 | 0 | 0 | 0 | 0 | 0 | 0 | 0 | 0 | 0 | 0.9573 | 0 | 0.9573 | 0 | 0 | 0 | 0 | 0 | 0 | 0 | 0 | 0 | 0.17399 | 0 | 0 | 0 | 0.17399 | 0.17399 | 0.17399 | 1
TX_4B_SO_2013_NG | 4B | SO | NG | 1034 | ASHRAE30pct-state-4B | OfficeSmall | STD2013 | TX-Amarillo-TX | Zone4B | Zone4B(TX-Amarillo-TX) | ASHRAE30pct-state-STD2013 | state | TX | 0.0817 | 0.67 | ASHRAE30pct-state-4B_OfficeSmall_STD2013_TX-Amarillo-TX.table.csv.gz | Small Office | Amarillo International Ap Can TX USA TMY3 WMO#=723630 | Natural Gas | 682.4283 | 0 | 0 | 0 | 0 | 0 | 0 | 0 | 0 | 0 | 0 | 0 | 0 | 0 | 682.4283 | 0 | 682.4283 | 0 | 0 | 4.5723 | 0 | 0 | 0 | 0 | 0 | 0 | 0 | 0 | 0 | 0 | 0 | 0 | 0 | 4.5723 | 0 | 4.5723 | 0 | 0 | 0.68243 | 0 | 0 | 0 | 0 | 0 | 0 | 0 | 0 | 0 | 0 | 0 | 0 | 0 | 0.68243 | 0 | 0.68243 | 0 | 0 | 0 | 0 | 0 | 0 | 0 | 0 | 0 | 0.12403 | 0 | 0 | 0 | 0.12403 | 0.12403 | 0.12403 | 2
CA_4C_SO_2010_EL | 4C | SO | EL | 1057 | ASHRAE30pct-state-4C | OfficeSmall | STD2010 | CA-Arcata-CA | Zone4C | Zone4C(CA-Arcata-CA) | ASHRAE30pct-state-STD2010 | state | CA | 0.136 | 0.7 | ASHRAE30pct-state-4C_OfficeSmall_STD2010_CA-Arcata-CA.table.csv.gz | Small Office | Arcata Airport CA USA TMY3 WMO#=725945 | Electricity | 630.5556 | 2186.1111 | 14802.7779 | 3411.1111 | 13663.889 | 0 | 5222.2223 | 0 | 0 | 0 | 0 | 5002.7778 | 0 | 0 | 44919.4448 | 0 | 44919.4448 | 0 | 0 | 85.7556 | 297.3111 | 2013.1778 | 463.9111 | 1858.2889 | 0 | 710.2222 | 0 | 0 | 0 | 0 | 680.3778 | 0 | 0 | 6109.0445 | 0 | 6109.0445 | 0 | 0 | 2.1521 | 7.4611 | 50.5214 | 11.642 | 46.6344 | 0 | 17.8233 | 0 | 0 | 0 | 0 | 17.0743 | 0 | 0 | 153.3087 | 0 | 153.3087 | 0 | 0 | 9.1824 | 2.116 | 8.4759 | 3.2394 | 0 | 0 | 1.3561 | 0.39114 | 3.1033 | 0 | 0 | 27.8642 | 27.8642 | 27.8642 | 1
CA_4C_SO_2013_EL | 4C | SO | EL | 1075 | ASHRAE30pct-state-4C | OfficeSmall | STD2013 | CA-Arcata-CA | Zone4C | Zone4C(CA-Arcata-CA) | ASHRAE30pct-state-STD2013 | state | CA | 0.136 | 0.7 | ASHRAE30pct-state-4C_OfficeSmall_STD2013_CA-Arcata-CA.table.csv.gz | Small Office | Arcata Airport CA USA TMY3 WMO#=725945 | Electricity | 444.4444 | 1805.5556 | 12586.1112 | 3411.1111 | 13413.889 | 0 | 4877.7778 | 0 | 0 | 0 | 0 | 5002.7778 | 0 | 0 | 41538.8892 | 0 | 41541.667 | -2.7778 | -2.7778 | 60.4444 | 245.5556 | 1711.7111 | 463.9111 | 1824.2889 | 0 | 663.3778 | 0 | 0 | 0 | 0 | 680.3778 | 0 | 0 | 5649.2889 | 0 | 5649.6667 | -0.37778 | -0.37778 | 1.5169 | 6.1623 | 42.956 | 11.642 | 45.7812 | 0 | 16.6477 | 0 | 0 | 0 | 0 | 17.0743 | 0 | 0 | 141.7709 | 0 | 141.7804 | -0.0094805 | -0.0094805 | 7.8073 | 2.116 | 8.3191 | 3.0258 | 0 | 0 | 1.12 | 0.2757 | 3.1033 | 0 | 0 | 25.7689 | 25.7672 | 25.7672 | 2
CA_4C_SO_2010_NG | 4C | SO | NG | 1058 | ASHRAE30pct-state-4C | OfficeSmall | STD2010 | CA-Arcata-CA | Zone4C | Zone4C(CA-Arcata-CA) | ASHRAE30pct-state-STD2010 | state | CA | 0.136 | 0.7 | ASHRAE30pct-state-4C_OfficeSmall_STD2010_CA-Arcata-CA.table.csv.gz | Small Office | Arcata Airport CA USA TMY3 WMO#=725945 | Natural Gas | 161.1289 | 0 | 0 | 0 | 0 | 0 | 0 | 0 | 0 | 0 | 0 | 0 | 0 | 0 | 161.1289 | 0 | 161.1289 | 0 | 0 | 1.1279 | 0 | 0 | 0 | 0 | 0 | 0 | 0 | 0 | 0 | 0 | 0 | 0 | 0 | 1.1279 | 0 | 1.1279 | 0 | 0 | 0.16113 | 0 | 0 | 0 | 0 | 0 | 0 | 0 | 0 | 0 | 0 | 0 | 0 | 0 | 0.16113 | 0 | 0.16113 | 0 | 0 | 0 | 0 | 0 | 0 | 0 | 0 | 0 | 0.029286 | 0 | 0 | 0 | 0.029286 | 0.029286 | 0.029286 | 1
CA_4C_SO_2013_NG | 4C | SO | NG | 1076 | ASHRAE30pct-state-4C | OfficeSmall | STD2013 | CA-Arcata-CA | Zone4C | Zone4C(CA-Arcata-CA) | ASHRAE30pct-state-STD2013 | state | CA | 0.136 | 0.7 | ASHRAE30pct-state-4C_OfficeSmall_STD2013_CA-Arcata-CA.table.csv.gz | Small Office | Arcata Airport CA USA TMY3 WMO#=725945 | Natural Gas | 75.8254 | 0 | 0 | 0 | 0 | 0 | 0 | 0 | 0 | 0 | 0 | 0 | 0 | 0 | 75.8254 | 0 | 75.8254 | 0 | 0 | 0.53078 | 0 | 0 | 0 | 0 | 0 | 0 | 0 | 0 | 0 | 0 | 0 | 0 | 0 | 0.53078 | 0 | 0.53078 | 0 | 0 | 0.075825 | 0 | 0 | 0 | 0 | 0 | 0 | 0 | 0 | 0 | 0 | 0 | 0 | 0 | 0.075825 | 0 | 0.075825 | 0 | 0 | 0 | 0 | 0 | 0 | 0 | 0 | 0 | 0.013781 | 0 | 0 | 0 | 0.013781 | 0.013781 | 0.013781 | 2
OR_4C_SO_2010_EL | 4C | SO | EL | 1063 | ASHRAE30pct-state-4C | OfficeSmall | STD2010 | OR-Portland-OR | Zone4C | Zone4C(OR-Portland-OR) | ASHRAE30pct-state-STD2010 | state | OR | 0.0834 | 0.92 | ASHRAE30pct-state-4C_OfficeSmall_STD2010_OR-Portland-OR.table.csv.gz | Small Office | Portland International Ap OR USA TMY3 WMO#=726980 | Electricity | 1119.4445 | 3680.5556 | 14830.5557 | 3416.6667 | 13663.889 | 0 | 6438.8889 | 0 | 0 | 0 | 0 | 5002.7778 | 0 | 0 | 48152.7782 | 0 | 48152.7782 | 0 | 0 | 93.3617 | 306.9583 | 1236.8683 | 284.95 | 1139.5683 | 0 | 537.0033 | 0 | 0 | 0 | 0 | 417.2317 | 0 | 0 | 4015.9417 | 0 | 4015.9417 | 0 | 0 | 3.8206 | 12.5616 | 50.6162 | 11.661 | 46.6344 | 0 | 21.9757 | 0 | 0 | 0 | 0 | 17.0743 | 0 | 0 | 164.3439 | 0 | 164.3439 | 0 | 0 | 9.1996 | 2.1194 | 8.4759 | 3.9941 | 0 | 0 | 2.2831 | 0.69441 | 3.1033 | 0 | 0 | 29.8699 | 29.8699 | 29.8699 | 1
OR_4C_SO_2013_EL | 4C | SO | EL | 1081 | ASHRAE30pct-state-4C | OfficeSmall | STD2013 | OR-Portland-OR | Zone4C | Zone4C(OR-Portland-OR) | ASHRAE30pct-state-STD2013 | state | OR | 0.0834 | 0.92 | ASHRAE30pct-state-4C_OfficeSmall_STD2013_OR-Portland-OR.table.csv.gz | Small Office | Portland International Ap OR USA TMY3 WMO#=726980 | Electricity | 825 | 2663.8889 | 12638.889 | 3416.6667 | 13413.889 | 0 | 5786.1112 | 0 | 0 | 0 | 0 | 5002.7778 | 0 | 0 | 43747.2226 | 0 | 43747.2226 | 0 | 0 | 68.805 | 222.1683 | 1054.0833 | 284.95 | 1118.7183 | 0 | 482.5617 | 0 | 0 | 0 | 0 | 417.2317 | 0 | 0 | 3648.5184 | 0 | 3648.5184 | 0 | 0 | 2.8157 | 9.0918 | 43.1361 | 11.661 | 45.7812 | 0 | 19.7478 | 0 | 0 | 0 | 0 | 17.0743 | 0 | 0 | 149.3079 | 0 | 149.3079 | 0 | 0 | 7.8401 | 2.1194 | 8.3208 | 3.5892 | 0 | 0 | 1.6524 | 0.51176 | 3.1033 | 0 | 0 | 27.137 | 27.137 | 27.137 | 2
OR_4C_SO_2010_NG | 4C | SO | NG | 1064 | ASHRAE30pct-state-4C | OfficeSmall | STD2010 | OR-Portland-OR | Zone4C | Zone4C(OR-Portland-OR) | ASHRAE30pct-state-STD2010 | state | OR | 0.0834 | 0.92 | ASHRAE30pct-state-4C_OfficeSmall_STD2010_OR-Portland-OR.table.csv.gz | Small Office | Portland International Ap OR USA TMY3 WMO#=726980 | Natural Gas | 170.6071 | 0 | 0 | 0 | 0 | 0 | 0 | 0 | 0 | 0 | 0 | 0 | 0 | 0 | 170.6071 | 0 | 170.6071 | 0 | 0 | 1.5696 | 0 | 0 | 0 | 0 | 0 | 0 | 0 | 0 | 0 | 0 | 0 | 0 | 0 | 1.5696 | 0 | 1.5696 | 0 | 0 | 0.17061 | 0 | 0 | 0 | 0 | 0 | 0 | 0 | 0 | 0 | 0 | 0 | 0 | 0 | 0.17061 | 0 | 0.17061 | 0 | 0 | 0 | 0 | 0 | 0 | 0 | 0 | 0 | 0.031008 | 0 | 0 | 0 | 0.031008 | 0.031008 | 0.031008 | 1
OR_4C_SO_2013_NG | 4C | SO | NG | 1082 | ASHRAE30pct-state-4C | OfficeSmall | STD2013 | OR-Portland-OR | Zone4C | Zone4C(OR-Portland-OR) | ASHRAE30pct-state-STD2013 | state | OR | 0.0834 | 0.92 | ASHRAE30pct-state-4C_OfficeSmall_STD2013_OR-Portland-OR.table.csv.gz | Small Office | Portland International Ap OR USA TMY3 WMO#=726980 | Natural Gas | 104.2599 | 0 | 0 | 0 | 0 | 0 | 0 | 0 | 0 | 0 | 0 | 0 | 0 | 0 | 104.2599 | 0 | 104.2599 | 0 | 0 | 0.95919 | 0 | 0 | 0 | 0 | 0 | 0 | 0 | 0 | 0 | 0 | 0 | 0 | 0 | 0.95919 | 0 | 0.95919 | 0 | 0 | 0.10426 | 0 | 0 | 0 | 0 | 0 | 0 | 0 | 0 | 0 | 0 | 0 | 0 | 0 | 0.10426 | 0 | 0.10426 | 0 | 0 | 0 | 0 | 0 | 0 | 0 | 0 | 0 | 0.018949 | 0 | 0 | 0 | 0.018949 | 0.018949 | 0.018949 | 2
WA_4C_SO_2010_EL | 4C | SO | EL | 1069 | ASHRAE30pct-state-4C | OfficeSmall | STD2010 | WA-Seattle-WA | Zone4C | Zone4C(WA-Seattle-WA) | ASHRAE30pct-state-STD2010 | state | WA | 0.0767 | 0.96 | ASHRAE30pct-state-4C_OfficeSmall_STD2010_WA-Seattle-WA.table.csv.gz | Small Office | Seattle Seattle Tacoma Intl A WA USA TMY3 WMO#=727930 | Electricity | 1130.5556 | 2977.7778 | 14844.4446 | 3419.4445 | 13663.889 | 0 | 6219.4445 | 0 | 0 | 0 | 0 | 5002.7778 | 0 | 0 | 47258.3337 | 0 | 47258.3337 | 0 | 0 | 86.7136 | 228.3956 | 1138.5689 | 262.2714 | 1048.0203 | 0 | 477.0314 | 0 | 0 | 0 | 0 | 383.7131 | 0 | 0 | 3624.7142 | 0 | 3624.7142 | 0 | 0 | 3.8586 | 10.1631 | 50.6636 | 11.6705 | 46.6344 | 0 | 21.2268 | 0 | 0 | 0 | 0 | 17.0743 | 0 | 0 | 161.2912 | 0 | 161.2912 | 0 | 0 | 9.2082 | 2.1211 | 8.4759 | 3.858 | 0 | 0 | 1.8472 | 0.7013 | 3.1033 | 0 | 0 | 29.315 | 29.315 | 29.315 | 1
WA_4C_SO_2013_EL | 4C | SO | EL | 1087 | ASHRAE30pct-state-4C | OfficeSmall | STD2013 | WA-Seattle-WA | Zone4C | Zone4C(WA-Seattle-WA) | ASHRAE30pct-state-STD2013 | state | WA | 0.0767 | 0.96 | ASHRAE30pct-state-4C_OfficeSmall_STD2013_WA-Seattle-WA.table.csv.gz | Small Office | Seattle Seattle Tacoma Intl A WA USA TMY3 WMO#=727930 | Electricity | 827.7778 | 2269.4445 | 12666.6668 | 3419.4445 | 13413.889 | 0 | 5683.3334 | 0 | 0 | 0 | 0 | 5002.7778 | 0 | 0 | 43283.3337 | 0 | 43283.3337 | 0 | 0 | 63.4906 | 174.0664 | 971.5333 | 262.2714 | 1028.8453 | 0 | 435.9117 | 0 | 0 | 0 | 0 | 383.7131 | 0 | 0 | 3319.8317 | 0 | 3319.8317 | 0 | 0 | 2.8252 | 7.7455 | 43.2309 | 11.6705 | 45.7812 | 0 | 19.397 | 0 | 0 | 0 | 0 | 17.0743 | 0 | 0 | 147.7247 | 0 | 147.7247 | 0 | 0 | 7.8573 | 2.1211 | 8.3208 | 3.5255 | 0 | 0 | 1.4078 | 0.51348 | 3.1033 | 0 | 0 | 26.8493 | 26.8493 | 26.8493 | 2
WA_4C_SO_2010_NG | 4C | SO | NG | 1070 | ASHRAE30pct-state-4C | OfficeSmall | STD2010 | WA-Seattle-WA | Zone4C | Zone4C(WA-Seattle-WA) | ASHRAE30pct-state-STD2010 | state | WA | 0.0767 | 0.96 | ASHRAE30pct-state-4C_OfficeSmall_STD2010_WA-Seattle-WA.table.csv.gz | Small Office | Seattle Seattle Tacoma Intl A WA USA TMY3 WMO#=727930 | Natural Gas | 199.0416 | 0 | 0 | 0 | 0 | 0 | 0 | 0 | 0 | 0 | 0 | 0 | 0 | 0 | 199.0416 | 0 | 199.0416 | 0 | 0 | 1.9108 | 0 | 0 | 0 | 0 | 0 | 0 | 0 | 0 | 0 | 0 | 0 | 0 | 0 | 1.9108 | 0 | 1.9108 | 0 | 0 | 0.19904 | 0 | 0 | 0 | 0 | 0 | 0 | 0 | 0 | 0 | 0 | 0 | 0 | 0 | 0.19904 | 0 | 0.19904 | 0 | 0 | 0 | 0 | 0 | 0 | 0 | 0 | 0 | 0.036176 | 0 | 0 | 0 | 0.036176 | 0.036176 | 0.036176 | 1
WA_4C_SO_2013_NG | 4C | SO | NG | 1088 | ASHRAE30pct-state-4C | OfficeSmall | STD2013 | WA-Seattle-WA | Zone4C | Zone4C(WA-Seattle-WA) | ASHRAE30pct-state-STD2013 | state | WA | 0.0767 | 0.96 | ASHRAE30pct-state-4C_OfficeSmall_STD2013_WA-Seattle-WA.table.csv.gz | Small Office | Seattle Seattle Tacoma Intl A WA USA TMY3 WMO#=727930 | Natural Gas | 113.7381 | 0 | 0 | 0 | 0 | 0 | 0 | 0 | 0 | 0 | 0 | 0 | 0 | 0 | 113.7381 | 0 | 113.7381 | 0 | 0 | 1.0919 | 0 | 0 | 0 | 0 | 0 | 0 | 0 | 0 | 0 | 0 | 0 | 0 | 0 | 1.0919 | 0 | 1.0919 | 0 | 0 | 0.11374 | 0 | 0 | 0 | 0 | 0 | 0 | 0 | 0 | 0 | 0 | 0 | 0 | 0 | 0.11374 | 0 | 0.11374 | 0 | 0 | 0 | 0 | 0 | 0 | 0 | 0 | 0 | 0.020672 | 0 | 0 | 0 | 0.020672 | 0.020672 | 0.020672 | 2
CT_5A_SO_2010_EL | 5A | SO | EL | 1207 | ASHRAE30pct-state-5A | OfficeSmall | STD2010 | CT-HartfordBradley-CT | Zone5A | Zone5A(CT-HartfordBradley-CT) | ASHRAE30pct-state-STD2010 | state | CT | 0.147 | 0.82 | ASHRAE30pct-state-5A_OfficeSmall_STD2010_CT-HartfordBradley-CT.table.csv.gz | Small Office | Hartford Bradley Intl Ap CT USA TMY3 WMO#=725080 | Electricity | 2666.6667 | 4533.3334 | 14786.1112 | 3425 | 13663.889 | 0 | 5836.1112 | 0 | 0 | 0 | 0 | 5002.7778 | 0 | 0 | 49911.1115 | 0 | 49913.8893 | -2.7778 | -2.7778 | 392 | 666.4 | 2173.5584 | 503.475 | 2008.5917 | 0 | 857.9083 | 0 | 0 | 0 | 0 | 735.4083 | 0 | 0 | 7336.9334 | 0 | 7337.3417 | -0.40833 | -0.40833 | 9.1013 | 15.4721 | 50.4645 | 11.6894 | 46.6344 | 0 | 19.9185 | 0 | 0 | 0 | 0 | 17.0743 | 0 | 0 | 170.3451 | 0 | 170.3546 | -0.0094805 | -0.0094805 | 9.172 | 2.1246 | 8.4742 | 3.6202 | 0 | 0 | 2.8121 | 1.6542 | 3.1033 | 0 | 0 | 30.9623 | 30.9606 | 30.9606 | 1
CT_5A_SO_2013_EL | 5A | SO | EL | 1321 | ASHRAE30pct-state-5A | OfficeSmall | STD2013 | CT-HartfordBradley-CT | Zone5A | Zone5A(CT-HartfordBradley-CT) | ASHRAE30pct-state-STD2013 | state | CT | 0.147 | 0.82 | ASHRAE30pct-state-5A_OfficeSmall_STD2013_CT-HartfordBradley-CT.table.csv.gz | Small Office | Hartford Bradley Intl Ap CT USA TMY3 WMO#=725080 | Electricity | 2194.4445 | 3377.7778 | 12555.5557 | 3425 | 13413.889 | 0 | 5194.4445 | 0 | 0 | 0 | 0 | 5002.7778 | 0 | 0 | 45166.667 | 0 | 45163.8893 | 2.7778 | 2.7778 | 322.5833 | 496.5333 | 1845.6667 | 503.475 | 1971.8417 | 0 | 763.5833 | 0 | 0 | 0 | 0 | 735.4083 | 0 | 0 | 6639.5001 | 0 | 6639.0917 | 0.40833 | 0.40833 | 7.4896 | 11.5283 | 42.8517 | 11.6894 | 45.7812 | 0 | 17.7285 | 0 | 0 | 0 | 0 | 17.0743 | 0 | 0 | 154.1524 | 0 | 154.143 | 0.0094805 | 0.0094805 | 7.7884 | 2.1246 | 8.3225 | 3.2222 | 0 | 0 | 2.0953 | 1.3612 | 3.1033 | 0 | 0 | 28.0158 | 28.0175 | 28.0175 | 2
CT_5A_SO_2010_NG | 5A | SO | NG | 1208 | ASHRAE30pct-state-5A | OfficeSmall | STD2010 | CT-HartfordBradley-CT | Zone5A | Zone5A(CT-HartfordBradley-CT) | ASHRAE30pct-state-STD2010 | state | CT | 0.147 | 0.82 | ASHRAE30pct-state-5A_OfficeSmall_STD2010_CT-HartfordBradley-CT.table.csv.gz | Small Office | Hartford Bradley Intl Ap CT USA TMY3 WMO#=725080 | Natural Gas | 2833.9732 | 0 | 0 | 0 | 0 | 0 | 0 | 0 | 0 | 0 | 0 | 0 | 0 | 0 | 2833.9732 | 0 | 2833.9732 | 0 | 0 | 23.2386 | 0 | 0 | 0 | 0 | 0 | 0 | 0 | 0 | 0 | 0 | 0 | 0 | 0 | 23.2386 | 0 | 23.2386 | 0 | 0 | 2.834 | 0 | 0 | 0 | 0 | 0 | 0 | 0 | 0 | 0 | 0 | 0 | 0 | 0 | 2.834 | 0 | 2.834 | 0 | 0 | 0 | 0 | 0 | 0 | 0 | 0 | 0 | 0.51508 | 0 | 0 | 0 | 0.51508 | 0.51508 | 0.51508 | 1
CT_5A_SO_2013_NG | 5A | SO | NG | 1322 | ASHRAE30pct-state-5A | OfficeSmall | STD2013 | CT-HartfordBradley-CT | Zone5A | Zone5A(CT-HartfordBradley-CT) | ASHRAE30pct-state-STD2013 | state | CT | 0.147 | 0.82 | ASHRAE30pct-state-5A_OfficeSmall_STD2013_CT-HartfordBradley-CT.table.csv.gz | Small Office | Hartford Bradley Intl Ap CT USA TMY3 WMO#=725080 | Natural Gas | 2056.7632 | 0 | 0 | 0 | 0 | 0 | 0 | 0 | 0 | 0 | 0 | 0 | 0 | 0 | 2056.7632 | 0 | 2056.7632 | 0 | 0 | 16.8655 | 0 | 0 | 0 | 0 | 0 | 0 | 0 | 0 | 0 | 0 | 0 | 0 | 0 | 16.8655 | 0 | 16.8655 | 0 | 0 | 2.0568 | 0 | 0 | 0 | 0 | 0 | 0 | 0 | 0 | 0 | 0 | 0 | 0 | 0 | 2.0568 | 0 | 2.0568 | 0 | 0 | 0 | 0 | 0 | 0 | 0 | 0 | 0 | 0.37382 | 0 | 0 | 0 | 0.37382 | 0.37382 | 0.37382 | 2
IA_5A_SO_2010_EL | 5A | SO | EL | 1213 | ASHRAE30pct-state-5A | OfficeSmall | STD2010 | IA-DesMoines-IA | Zone5A | Zone5A(IA-DesMoines-IA) | ASHRAE30pct-state-STD2010 | state | IA | 0.08 | 0.7 | ASHRAE30pct-state-5A_OfficeSmall_STD2010_IA-DesMoines-IA.table.csv.gz | Small Office | Des Moines Intl Ap IA USA TMY3 WMO#=725460 | Electricity | 2863.8889 | 5688.8889 | 14780.5557 | 3413.8889 | 13663.889 | 0 | 6366.6667 | 0 | 0 | 0 | 0 | 5002.7778 | 0 | 0 | 51777.7782 | 0 | 51780.556 | -2.7778 | -2.7778 | 229.1111 | 455.1111 | 1182.4445 | 273.1111 | 1093.1111 | 0 | 509.3333 | 0 | 0 | 0 | 0 | 400.2222 | 0 | 0 | 4142.2223 | 0 | 4142.4445 | -0.22222 | -0.22222 | 9.7744 | 19.416 | 50.4456 | 11.6515 | 46.6344 | 0 | 21.7292 | 0 | 0 | 0 | 0 | 17.0743 | 0 | 0 | 176.716 | 0 | 176.7254 | -0.0094805 | -0.0094805 | 9.1686 | 2.1177 | 8.4742 | 3.9493 | 0 | 0 | 3.5289 | 1.7765 | 3.1033 | 0 | 0 | 32.1202 | 32.1185 | 32.1185 | 1
IA_5A_SO_2013_EL | 5A | SO | EL | 1327 | ASHRAE30pct-state-5A | OfficeSmall | STD2013 | IA-DesMoines-IA | Zone5A | Zone5A(IA-DesMoines-IA) | ASHRAE30pct-state-STD2013 | state | IA | 0.08 | 0.7 | ASHRAE30pct-state-5A_OfficeSmall_STD2013_IA-DesMoines-IA.table.csv.gz | Small Office | Des Moines Intl Ap IA USA TMY3 WMO#=725460 | Electricity | 2363.8889 | 4075 | 12544.4445 | 3413.8889 | 13413.889 | 0 | 5538.8889 | 0 | 0 | 0 | 0 | 5002.7778 | 0 | 0 | 46350.0004 | 0 | 46352.7781 | -2.7778 | -2.7778 | 189.1111 | 326 | 1003.5556 | 273.1111 | 1073.1111 | 0 | 443.1111 | 0 | 0 | 0 | 0 | 400.2222 | 0 | 0 | 3708 | 0 | 3708.2223 | -0.22222 | -0.22222 | 8.0679 | 13.9078 | 42.8138 | 11.6515 | 45.7812 | 0 | 18.9041 | 0 | 0 | 0 | 0 | 17.0743 | 0 | 0 | 158.1911 | 0 | 158.2006 | -0.0094805 | -0.0094805 | 7.7815 | 2.1177 | 8.3191 | 3.4359 | 0 | 0 | 2.5278 | 1.4664 | 3.1033 | 0 | 0 | 28.7533 | 28.7516 | 28.7516 | 2
IA_5A_SO_2010_NG | 5A | SO | NG | 1214 | ASHRAE30pct-state-5A | OfficeSmall | STD2010 | IA-DesMoines-IA | Zone5A | Zone5A(IA-DesMoines-IA) | ASHRAE30pct-state-STD2010 | state | IA | 0.08 | 0.7 | ASHRAE30pct-state-5A_OfficeSmall_STD2010_IA-DesMoines-IA.table.csv.gz | Small Office | Des Moines Intl Ap IA USA TMY3 WMO#=725460 | Natural Gas | 10994.6786 | 0 | 0 | 0 | 0 | 0 | 0 | 0 | 0 | 0 | 0 | 0 | 0 | 0 | 10994.6786 | 0 | 10994.6786 | 0 | 0 | 76.9628 | 0 | 0 | 0 | 0 | 0 | 0 | 0 | 0 | 0 | 0 | 0 | 0 | 0 | 76.9628 | 0 | 76.9628 | 0 | 0 | 10.9947 | 0 | 0 | 0 | 0 | 0 | 0 | 0 | 0 | 0 | 0 | 0 | 0 | 0 | 10.9947 | 0 | 10.9947 | 0 | 0 | 0 | 0 | 0 | 0 | 0 | 0 | 0 | 1.9983 | 0 | 0 | 0 | 1.9983 | 1.9983 | 1.9983 | 1
IA_5A_SO_2013_NG | 5A | SO | NG | 1328 | ASHRAE30pct-state-5A | OfficeSmall | STD2013 | IA-DesMoines-IA | Zone5A | Zone5A(IA-DesMoines-IA) | ASHRAE30pct-state-STD2013 | state | IA | 0.08 | 0.7 | ASHRAE30pct-state-5A_OfficeSmall_STD2013_IA-DesMoines-IA.table.csv.gz | Small Office | Des Moines Intl Ap IA USA TMY3 WMO#=725460 | Natural Gas | 8757.8302 | 0 | 0 | 0 | 0 | 0 | 0 | 0 | 0 | 0 | 0 | 0 | 0 | 0 | 8757.8302 | 0 | 8757.8302 | 0 | 0 | 61.3048 | 0 | 0 | 0 | 0 | 0 | 0 | 0 | 0 | 0 | 0 | 0 | 0 | 0 | 61.3048 | 0 | 61.3048 | 0 | 0 | 8.7578 | 0 | 0 | 0 | 0 | 0 | 0 | 0 | 0 | 0 | 0 | 0 | 0 | 0 | 8.7578 | 0 | 8.7578 | 0 | 0 | 0 | 0 | 0 | 0 | 0 | 0 | 0 | 1.5918 | 0 | 0 | 0 | 1.5918 | 1.5918 | 1.5918 | 2
IL_5A_SO_2010_EL | 5A | SO | EL | 1219 | ASHRAE30pct-state-5A | OfficeSmall | STD2010 | IL-Peoria-IL | Zone5A | Zone5A(IL-Peoria-IL) | ASHRAE30pct-state-STD2010 | state | IL | 0.0819 | 0.76 | ASHRAE30pct-state-5A_OfficeSmall_STD2010_IL-Peoria-IL.table.csv.gz | Small Office | Peoria Greater Peoria Ap IL USA TMY3 WMO#=725320 | Electricity | 2700 | 5261.1112 | 14786.1112 | 3419.4445 | 13663.889 | 0 | 6183.3334 | 0 | 0 | 0 | 0 | 5002.7778 | 0 | 0 | 51013.8893 | 0 | 51016.6671 | -2.7778 | -2.7778 | 221.13 | 430.885 | 1210.9825 | 280.0525 | 1119.0725 | 0 | 506.415 | 0 | 0 | 0 | 0 | 409.7275 | 0 | 0 | 4178.0375 | 0 | 4178.265 | -0.2275 | -0.2275 | 9.215 | 17.956 | 50.4645 | 11.6705 | 46.6344 | 0 | 21.1035 | 0 | 0 | 0 | 0 | 17.0743 | 0 | 0 | 174.1088 | 0 | 174.1183 | -0.0094805 | -0.0094805 | 9.172 | 2.1211 | 8.4742 | 3.8356 | 0 | 0 | 3.2635 | 1.6748 | 3.1033 | 0 | 0 | 31.6464 | 31.6446 | 31.6446 | 1
IL_5A_SO_2013_EL | 5A | SO | EL | 1333 | ASHRAE30pct-state-5A | OfficeSmall | STD2013 | IL-Peoria-IL | Zone5A | Zone5A(IL-Peoria-IL) | ASHRAE30pct-state-STD2013 | state | IL | 0.0819 | 0.76 | ASHRAE30pct-state-5A_OfficeSmall_STD2013_IL-Peoria-IL.table.csv.gz | Small Office | Peoria Greater Peoria Ap IL USA TMY3 WMO#=725320 | Electricity | 2233.3334 | 3869.4445 | 12552.7779 | 3419.4445 | 13413.889 | 0 | 5402.7778 | 0 | 0 | 0 | 0 | 5002.7778 | 0 | 0 | 45894.4448 | 0 | 45894.4448 | 0 | 0 | 182.91 | 316.9075 | 1028.0725 | 280.0525 | 1098.5975 | 0 | 442.4875 | 0 | 0 | 0 | 0 | 409.7275 | 0 | 0 | 3758.755 | 0 | 3758.755 | 0 | 0 | 7.6223 | 13.2063 | 42.8422 | 11.6705 | 45.7812 | 0 | 18.4395 | 0 | 0 | 0 | 0 | 17.0743 | 0 | 0 | 156.6363 | 0 | 156.6363 | 0 | 0 | 7.7867 | 2.1211 | 8.3208 | 3.3514 | 0 | 0 | 2.4003 | 1.3854 | 3.1033 | 0 | 0 | 28.469 | 28.469 | 28.469 | 2
IL_5A_SO_2010_NG | 5A | SO | NG | 1220 | ASHRAE30pct-state-5A | OfficeSmall | STD2010 | IL-Peoria-IL | Zone5A | Zone5A(IL-Peoria-IL) | ASHRAE30pct-state-STD2010 | state | IL | 0.0819 | 0.76 | ASHRAE30pct-state-5A_OfficeSmall_STD2010_IL-Peoria-IL.table.csv.gz | Small Office | Peoria Greater Peoria Ap IL USA TMY3 WMO#=725320 | Natural Gas | 10407.032 | 0 | 0 | 0 | 0 | 0 | 0 | 0 | 0 | 0 | 0 | 0 | 0 | 0 | 10407.032 | 0 | 10407.032 | 0 | 0 | 79.0934 | 0 | 0 | 0 | 0 | 0 | 0 | 0 | 0 | 0 | 0 | 0 | 0 | 0 | 79.0934 | 0 | 79.0934 | 0 | 0 | 10.407 | 0 | 0 | 0 | 0 | 0 | 0 | 0 | 0 | 0 | 0 | 0 | 0 | 0 | 10.407 | 0 | 10.407 | 0 | 0 | 0 | 0 | 0 | 0 | 0 | 0 | 0 | 1.8915 | 0 | 0 | 0 | 1.8915 | 1.8915 | 1.8915 | 1
IL_5A_SO_2013_NG | 5A | SO | NG | 1334 | ASHRAE30pct-state-5A | OfficeSmall | STD2013 | IL-Peoria-IL | Zone5A | Zone5A(IL-Peoria-IL) | ASHRAE30pct-state-STD2013 | state | IL | 0.0819 | 0.76 | ASHRAE30pct-state-5A_OfficeSmall_STD2013_IL-Peoria-IL.table.csv.gz | Small Office | Peoria Greater Peoria Ap IL USA TMY3 WMO#=725320 | Natural Gas | 8160.7054 | 0 | 0 | 0 | 0 | 0 | 0 | 0 | 0 | 0 | 0 | 0 | 0 | 0 | 8160.7054 | 0 | 8160.7054 | 0 | 0 | 62.0214 | 0 | 0 | 0 | 0 | 0 | 0 | 0 | 0 | 0 | 0 | 0 | 0 | 0 | 62.0214 | 0 | 62.0214 | 0 | 0 | 8.1607 | 0 | 0 | 0 | 0 | 0 | 0 | 0 | 0 | 0 | 0 | 0 | 0 | 0 | 8.1607 | 0 | 8.1607 | 0 | 0 | 0 | 0 | 0 | 0 | 0 | 0 | 0 | 1.4832 | 0 | 0 | 0 | 1.4832 | 1.4832 | 1.4832 | 2
IN_5A_SO_2010_EL | 5A | SO | EL | 1225 | ASHRAE30pct-state-5A | OfficeSmall | STD2010 | IN-Indianapolis-IN | Zone5A | Zone5A(IN-Indianapolis-IN) | ASHRAE30pct-state-STD2010 | state | IN | 0.0907 | 0.75 | ASHRAE30pct-state-5A_OfficeSmall_STD2010_IN-Indianapolis-IN.table.csv.gz | Small Office | Indianapolis Intl Ap IN USA TMY3 WMO#=724380 | Electricity | 2808.3334 | 5533.3334 | 14777.7779 | 3411.1111 | 13663.889 | 0 | 6088.8889 | 0 | 0 | 0 | 0 | 5002.7778 | 0 | 0 | 51286.1115 | 0 | 51286.1115 | 0 | 0 | 254.7158 | 501.8733 | 1340.3445 | 309.3878 | 1239.3147 | 0 | 552.2622 | 0 | 0 | 0 | 0 | 453.7519 | 0 | 0 | 4651.6503 | 0 | 4651.6503 | 0 | 0 | 9.5848 | 18.8851 | 50.4361 | 11.642 | 46.6344 | 0 | 20.7812 | 0 | 0 | 0 | 0 | 17.0743 | 0 | 0 | 175.0379 | 0 | 175.0379 | 0 | 0 | 9.1669 | 2.116 | 8.4759 | 3.777 | 0 | 0 | 3.4324 | 1.742 | 3.1033 | 0 | 0 | 31.8135 | 31.8135 | 31.8135 | 1
IN_5A_SO_2013_EL | 5A | SO | EL | 1339 | ASHRAE30pct-state-5A | OfficeSmall | STD2013 | IN-Indianapolis-IN | Zone5A | Zone5A(IN-Indianapolis-IN) | ASHRAE30pct-state-STD2013 | state | IN | 0.0907 | 0.75 | ASHRAE30pct-state-5A_OfficeSmall_STD2013_IN-Indianapolis-IN.table.csv.gz | Small Office | Indianapolis Intl Ap IN USA TMY3 WMO#=724380 | Electricity | 2336.1111 | 3991.6667 | 12536.1112 | 3411.1111 | 13413.889 | 0 | 5311.1112 | 0 | 0 | 0 | 0 | 5002.7778 | 0 | 0 | 46000.0004 | 0 | 46002.7781 | -2.7778 | -2.7778 | 211.8853 | 362.0442 | 1137.0253 | 309.3878 | 1216.6397 | 0 | 481.7178 | 0 | 0 | 0 | 0 | 453.7519 | 0 | 0 | 4172.2 | 0 | 4172.452 | -0.25194 | -0.25194 | 7.9731 | 13.6234 | 42.7854 | 11.642 | 45.7812 | 0 | 18.1267 | 0 | 0 | 0 | 0 | 17.0743 | 0 | 0 | 156.9966 | 0 | 157.0061 | -0.0094805 | -0.0094805 | 7.7763 | 2.116 | 8.3191 | 3.2946 | 0 | 0 | 2.4761 | 1.4491 | 3.1033 | 0 | 0 | 28.5362 | 28.5345 | 28.5345 | 2
IN_5A_SO_2010_NG | 5A | SO | NG | 1226 | ASHRAE30pct-state-5A | OfficeSmall | STD2010 | IN-Indianapolis-IN | Zone5A | Zone5A(IN-Indianapolis-IN) | ASHRAE30pct-state-STD2010 | state | IN | 0.0907 | 0.75 | ASHRAE30pct-state-5A_OfficeSmall_STD2010_IN-Indianapolis-IN.table.csv.gz | Small Office | Indianapolis Intl Ap IN USA TMY3 WMO#=724380 | Natural Gas | 8776.7865 | 0 | 0 | 0 | 0 | 0 | 0 | 0 | 0 | 0 | 0 | 0 | 0 | 0 | 8776.7865 | 0 | 8776.7865 | 0 | 0 | 65.8259 | 0 | 0 | 0 | 0 | 0 | 0 | 0 | 0 | 0 | 0 | 0 | 0 | 0 | 65.8259 | 0 | 65.8259 | 0 | 0 | 8.7768 | 0 | 0 | 0 | 0 | 0 | 0 | 0 | 0 | 0 | 0 | 0 | 0 | 0 | 8.7768 | 0 | 8.7768 | 0 | 0 | 0 | 0 | 0 | 0 | 0 | 0 | 0 | 1.5952 | 0 | 0 | 0 | 1.5952 | 1.5952 | 1.5952 | 1
IN_5A_SO_2013_NG | 5A | SO | NG | 1340 | ASHRAE30pct-state-5A | OfficeSmall | STD2013 | IN-Indianapolis-IN | Zone5A | Zone5A(IN-Indianapolis-IN) | ASHRAE30pct-state-STD2013 | state | IN | 0.0907 | 0.75 | ASHRAE30pct-state-5A_OfficeSmall_STD2013_IN-Indianapolis-IN.table.csv.gz | Small Office | Indianapolis Intl Ap IN USA TMY3 WMO#=724380 | Natural Gas | 6975.934 | 0 | 0 | 0 | 0 | 0 | 0 | 0 | 0 | 0 | 0 | 0 | 0 | 0 | 6975.934 | 0 | 6975.934 | 0 | 0 | 52.3195 | 0 | 0 | 0 | 0 | 0 | 0 | 0 | 0 | 0 | 0 | 0 | 0 | 0 | 52.3195 | 0 | 52.3195 | 0 | 0 | 6.9759 | 0 | 0 | 0 | 0 | 0 | 0 | 0 | 0 | 0 | 0 | 0 | 0 | 0 | 6.9759 | 0 | 6.9759 | 0 | 0 | 0 | 0 | 0 | 0 | 0 | 0 | 0 | 1.2679 | 0 | 0 | 0 | 1.2679 | 1.2679 | 1.2679 | 2
KS_5A_SO_2010_EL | 5A | SO | EL | 1231 | ASHRAE30pct-state-5A | OfficeSmall | STD2010 | KS-Goodland-KS | Zone5A | Zone5A(KS-Goodland-KS) | ASHRAE30pct-state-STD2010 | state | KS | 0.0913 | 0.86 | ASHRAE30pct-state-5A_OfficeSmall_STD2010_KS-Goodland-KS.table.csv.gz | Small Office | Goodland Renner Field KS USA TMY3 WMO#=724650 | Electricity | 2133.3334 | 5525 | 14786.1112 | 3425 | 13663.889 | 0 | 7000.0001 | 0 | 0 | 0 | 0 | 5002.7778 | 0 | 0 | 51538.8893 | 0 | 51536.1115 | 2.7778 | 2.7778 | 194.7733 | 504.4325 | 1349.972 | 312.7025 | 1247.5131 | 0 | 639.1 | 0 | 0 | 0 | 0 | 456.7536 | 0 | 0 | 4705.5006 | 0 | 4705.247 | 0.25361 | 0.25361 | 7.281 | 18.8567 | 50.4645 | 11.6894 | 46.6344 | 0 | 23.8908 | 0 | 0 | 0 | 0 | 17.0743 | 0 | 0 | 175.9006 | 0 | 175.8912 | 0.0094805 | 0.0094805 | 9.172 | 2.1246 | 8.4776 | 4.3422 | 0 | 0 | 3.4272 | 1.3233 | 3.1033 | 0 | 0 | 31.9686 | 31.9703 | 31.9703 | 1
KS_5A_SO_2013_EL | 5A | SO | EL | 1345 | ASHRAE30pct-state-5A | OfficeSmall | STD2013 | KS-Goodland-KS | Zone5A | Zone5A(KS-Goodland-KS) | ASHRAE30pct-state-STD2013 | state | KS | 0.0913 | 0.86 | ASHRAE30pct-state-5A_OfficeSmall_STD2013_KS-Goodland-KS.table.csv.gz | Small Office | Goodland Renner Field KS USA TMY3 WMO#=724650 | Electricity | 1736.1111 | 4055.5556 | 12561.1112 | 3425 | 13413.889 | 0 | 6113.8889 | 0 | 0 | 0 | 0 | 5002.7778 | 0 | 0 | 46308.3337 | 0 | 46308.3337 | 0 | 0 | 158.5069 | 370.2722 | 1146.8295 | 312.7025 | 1224.6881 | 0 | 558.1981 | 0 | 0 | 0 | 0 | 456.7536 | 0 | 0 | 4227.9509 | 0 | 4227.9509 | 0 | 0 | 5.9253 | 13.8415 | 42.8707 | 11.6894 | 45.7812 | 0 | 20.8665 | 0 | 0 | 0 | 0 | 17.0743 | 0 | 0 | 158.0489 | 0 | 158.0489 | 0 | 0 | 7.7918 | 2.1246 | 8.3208 | 3.7925 | 0 | 0 | 2.5157 | 1.0769 | 3.1033 | 0 | 0 | 28.7257 | 28.7257 | 28.7257 | 2
KS_5A_SO_2010_NG | 5A | SO | NG | 1232 | ASHRAE30pct-state-5A | OfficeSmall | STD2010 | KS-Goodland-KS | Zone5A | Zone5A(KS-Goodland-KS) | ASHRAE30pct-state-STD2010 | state | KS | 0.0913 | 0.86 | ASHRAE30pct-state-5A_OfficeSmall_STD2010_KS-Goodland-KS.table.csv.gz | Small Office | Goodland Renner Field KS USA TMY3 WMO#=724650 | Natural Gas | 7449.8426 | 0 | 0 | 0 | 0 | 0 | 0 | 0 | 0 | 0 | 0 | 0 | 0 | 0 | 7449.8426 | 0 | 7449.8426 | 0 | 0 | 64.0686 | 0 | 0 | 0 | 0 | 0 | 0 | 0 | 0 | 0 | 0 | 0 | 0 | 0 | 64.0686 | 0 | 64.0686 | 0 | 0 | 7.4498 | 0 | 0 | 0 | 0 | 0 | 0 | 0 | 0 | 0 | 0 | 0 | 0 | 0 | 7.4498 | 0 | 7.4498 | 0 | 0 | 0 | 0 | 0 | 0 | 0 | 0 | 0 | 1.354 | 0 | 0 | 0 | 1.354 | 1.354 | 1.354 | 1
KS_5A_SO_2013_NG | 5A | SO | NG | 1346 | ASHRAE30pct-state-5A | OfficeSmall | STD2013 | KS-Goodland-KS | Zone5A | Zone5A(KS-Goodland-KS) | ASHRAE30pct-state-STD2013 | state | KS | 0.0913 | 0.86 | ASHRAE30pct-state-5A_OfficeSmall_STD2013_KS-Goodland-KS.table.csv.gz | Small Office | Goodland Renner Field KS USA TMY3 WMO#=724650 | Natural Gas | 5772.2063 | 0 | 0 | 0 | 0 | 0 | 0 | 0 | 0 | 0 | 0 | 0 | 0 | 0 | 5772.2063 | 0 | 5772.2063 | 0 | 0 | 49.641 | 0 | 0 | 0 | 0 | 0 | 0 | 0 | 0 | 0 | 0 | 0 | 0 | 0 | 49.641 | 0 | 49.641 | 0 | 0 | 5.7722 | 0 | 0 | 0 | 0 | 0 | 0 | 0 | 0 | 0 | 0 | 0 | 0 | 0 | 5.7722 | 0 | 5.7722 | 0 | 0 | 0 | 0 | 0 | 0 | 0 | 0 | 0 | 1.0491 | 0 | 0 | 0 | 1.0491 | 1.0491 | 1.0491 | 2
MA_5A_SO_2010_EL | 5A | SO | EL | 1237 | ASHRAE30pct-state-5A | OfficeSmall | STD2010 | MA-BostonLogan-MA | Zone5A | Zone5A(MA-BostonLogan-MA) | ASHRAE30pct-state-STD2010 | state | MA | 0.1397 | 1.01 | ASHRAE30pct-state-5A_OfficeSmall_STD2010_MA-BostonLogan-MA.table.csv.gz | Small Office | Boston Logan IntL Arpt MA USA TMY3 WMO#=725090 | Electricity | 2677.7778 | 4291.6667 | 14788.889 | 3430.5556 | 13663.889 | 0 | 5825 | 0 | 0 | 0 | 0 | 5002.7778 | 0 | 0 | 49683.3337 | 0 | 49680.556 | 2.7778 | 2.7778 | 374.0856 | 599.5458 | 2066.0078 | 479.2486 | 1908.8453 | 0 | 813.7525 | 0 | 0 | 0 | 0 | 698.8881 | 0 | 0 | 6940.7617 | 0 | 6940.3737 | 0.38806 | 0.38806 | 9.1392 | 14.6473 | 50.474 | 11.7084 | 46.6344 | 0 | 19.8805 | 0 | 0 | 0 | 0 | 17.0743 | 0 | 0 | 169.5677 | 0 | 169.5582 | 0.0094805 | 0.0094805 | 9.1738 | 2.128 | 8.4776 | 3.6133 | 0 | 0 | 2.6622 | 1.6611 | 3.1033 | 0 | 0 | 30.8176 | 30.8193 | 30.8193 | 1
MA_5A_SO_2013_EL | 5A | SO | EL | 1351 | ASHRAE30pct-state-5A | OfficeSmall | STD2013 | MA-BostonLogan-MA | Zone5A | Zone5A(MA-BostonLogan-MA) | ASHRAE30pct-state-STD2013 | state | MA | 0.1397 | 1.01 | ASHRAE30pct-state-5A_OfficeSmall_STD2013_MA-BostonLogan-MA.table.csv.gz | Small Office | Boston Logan IntL Arpt MA USA TMY3 WMO#=725090 | Electricity | 2213.8889 | 3180.5556 | 12563.889 | 3430.5556 | 13413.889 | 0 | 5186.1112 | 0 | 0 | 0 | 0 | 5002.7778 | 0 | 0 | 44994.4448 | 0 | 44991.667 | 2.7778 | 2.7778 | 309.2803 | 444.3236 | 1755.1753 | 479.2486 | 1873.9203 | 0 | 724.4997 | 0 | 0 | 0 | 0 | 698.8881 | 0 | 0 | 6285.7239 | 0 | 6285.3359 | 0.38806 | 0.38806 | 7.5559 | 10.8551 | 42.8802 | 11.7084 | 45.7812 | 0 | 17.7 | 0 | 0 | 0 | 0 | 17.0743 | 0 | 0 | 153.5646 | 0 | 153.5552 | 0.0094805 | 0.0094805 | 7.7936 | 2.128 | 8.3225 | 3.217 | 0 | 0 | 1.9729 | 1.3733 | 3.1033 | 0 | 0 | 27.909 | 27.9107 | 27.9107 | 2
MA_5A_SO_2010_NG | 5A | SO | NG | 1238 | ASHRAE30pct-state-5A | OfficeSmall | STD2010 | MA-BostonLogan-MA | Zone5A | Zone5A(MA-BostonLogan-MA) | ASHRAE30pct-state-STD2010 | state | MA | 0.1397 | 1.01 | ASHRAE30pct-state-5A_OfficeSmall_STD2010_MA-BostonLogan-MA.table.csv.gz | Small Office | Boston Logan IntL Arpt MA USA TMY3 WMO#=725090 | Natural Gas | 3923.9629 | 0 | 0 | 0 | 0 | 0 | 0 | 0 | 0 | 0 | 0 | 0 | 0 | 0 | 3923.9629 | 0 | 3923.9629 | 0 | 0 | 39.632 | 0 | 0 | 0 | 0 | 0 | 0 | 0 | 0 | 0 | 0 | 0 | 0 | 0 | 39.632 | 0 | 39.632 | 0 | 0 | 3.924 | 0 | 0 | 0 | 0 | 0 | 0 | 0 | 0 | 0 | 0 | 0 | 0 | 0 | 3.924 | 0 | 3.924 | 0 | 0 | 0 | 0 | 0 | 0 | 0 | 0 | 0 | 0.71319 | 0 | 0 | 0 | 0.71319 | 0.71319 | 0.71319 | 1
MA_5A_SO_2013_NG | 5A | SO | NG | 1352 | ASHRAE30pct-state-5A | OfficeSmall | STD2013 | MA-BostonLogan-MA | Zone5A | Zone5A(MA-BostonLogan-MA) | ASHRAE30pct-state-STD2013 | state | MA | 0.1397 | 1.01 | ASHRAE30pct-state-5A_OfficeSmall_STD2013_MA-BostonLogan-MA.table.csv.gz | Small Office | Boston Logan IntL Arpt MA USA TMY3 WMO#=725090 | Natural Gas | 3004.5803 | 0 | 0 | 0 | 0 | 0 | 0 | 0 | 0 | 0 | 0 | 0 | 0 | 0 | 3004.5803 | 0 | 3004.5803 | 0 | 0 | 30.3463 | 0 | 0 | 0 | 0 | 0 | 0 | 0 | 0 | 0 | 0 | 0 | 0 | 0 | 30.3463 | 0 | 30.3463 | 0 | 0 | 3.0046 | 0 | 0 | 0 | 0 | 0 | 0 | 0 | 0 | 0 | 0 | 0 | 0 | 0 | 3.0046 | 0 | 3.0046 | 0 | 0 | 0 | 0 | 0 | 0 | 0 | 0 | 0 | 0.54609 | 0 | 0 | 0 | 0.54609 | 0.54609 | 0.54609 | 2
MD_5A_SO_2010_EL | 5A | SO | EL | 1243 | ASHRAE30pct-state-5A | OfficeSmall | STD2010 | MD-Harrisburg-PA | Zone5A | Zone5A(MD-Harrisburg-PA) | ASHRAE30pct-state-STD2010 | state | MD | 0.1052 | 0.99 | ASHRAE30pct-state-5A_OfficeSmall_STD2010_MD-Harrisburg-PA.table.csv.gz | Small Office | Middletown Harrisburg Intl Ap PA USA TMY3 WMO#=725115 | Electricity | 3069.4445 | 5205.5556 | 14811.1112 | 3416.6667 | 13663.889 | 0 | 6027.7778 | 0 | 0 | 0 | 0 | 5002.7778 | 0 | 0 | 51197.2226 | 0 | 51197.2226 | 7.276e-12 | 7.276e-12 | 322.9056 | 547.6244 | 1558.1289 | 359.4333 | 1437.4411 | 0 | 634.1222 | 0 | 0 | 0 | 0 | 526.2922 | 0 | 0 | 5385.9478 | 0 | 5385.9478 | 7.6543e-13 | 7.6543e-13 | 10.4759 | 17.7664 | 50.5499 | 11.661 | 46.6344 | 0 | 20.5726 | 0 | 0 | 0 | 0 | 17.0743 | 0 | 0 | 174.7345 | 0 | 174.7345 | 2.4833e-14 | 2.4833e-14 | 9.1875 | 2.1194 | 8.4759 | 3.7391 | 0 | 0 | 3.2291 | 1.904 | 3.1033 | 0 | 0 | 31.7584 | 31.7584 | 31.7584 | 1
MD_5A_SO_2013_EL | 5A | SO | EL | 1357 | ASHRAE30pct-state-5A | OfficeSmall | STD2013 | MD-Harrisburg-PA | Zone5A | Zone5A(MD-Harrisburg-PA) | ASHRAE30pct-state-STD2013 | state | MD | 0.1052 | 0.99 | ASHRAE30pct-state-5A_OfficeSmall_STD2013_MD-Harrisburg-PA.table.csv.gz | Small Office | Middletown Harrisburg Intl Ap PA USA TMY3 WMO#=725115 | Electricity | 2538.8889 | 3741.6667 | 12611.1112 | 3416.6667 | 13413.889 | 0 | 5272.2223 | 0 | 0 | 0 | 0 | 5002.7778 | 0 | 0 | 45994.4448 | 0 | 45997.2226 | -2.7778 | -2.7778 | 267.0911 | 393.6233 | 1326.6889 | 359.4333 | 1411.1411 | 0 | 554.6378 | 0 | 0 | 0 | 0 | 526.2922 | 0 | 0 | 4838.6156 | 0 | 4838.9078 | -0.29222 | -0.29222 | 8.6651 | 12.7702 | 43.0413 | 11.661 | 45.7812 | 0 | 17.9939 | 0 | 0 | 0 | 0 | 17.0743 | 0 | 0 | 156.9776 | 0 | 156.9871 | -0.0094805 | -0.0094805 | 7.8229 | 2.1194 | 8.3191 | 3.2704 | 0 | 0 | 2.321 | 1.5749 | 3.1033 | 0 | 0 | 28.5327 | 28.531 | 28.531 | 2
MD_5A_SO_2010_NG | 5A | SO | NG | 1244 | ASHRAE30pct-state-5A | OfficeSmall | STD2010 | MD-Harrisburg-PA | Zone5A | Zone5A(MD-Harrisburg-PA) | ASHRAE30pct-state-STD2010 | state | MD | 0.1052 | 0.99 | ASHRAE30pct-state-5A_OfficeSmall_STD2010_MD-Harrisburg-PA.table.csv.gz | Small Office | Middletown Harrisburg Intl Ap PA USA TMY3 WMO#=725115 | Natural Gas | 5829.0753 | 0 | 0 | 0 | 0 | 0 | 0 | 0 | 0 | 0 | 0 | 0 | 0 | 0 | 5829.0753 | 0 | 5829.0753 | 0 | 0 | 57.7078 | 0 | 0 | 0 | 0 | 0 | 0 | 0 | 0 | 0 | 0 | 0 | 0 | 0 | 57.7078 | 0 | 57.7078 | 0 | 0 | 5.8291 | 0 | 0 | 0 | 0 | 0 | 0 | 0 | 0 | 0 | 0 | 0 | 0 | 0 | 5.8291 | 0 | 5.8291 | 0 | 0 | 0 | 0 | 0 | 0 | 0 | 0 | 0 | 1.0594 | 0 | 0 | 0 | 1.0594 | 1.0594 | 1.0594 | 1
MD_5A_SO_2013_NG | 5A | SO | NG | 1358 | ASHRAE30pct-state-5A | OfficeSmall | STD2013 | MD-Harrisburg-PA | Zone5A | Zone5A(MD-Harrisburg-PA) | ASHRAE30pct-state-STD2013 | state | MD | 0.1052 | 0.99 | ASHRAE30pct-state-5A_OfficeSmall_STD2013_MD-Harrisburg-PA.table.csv.gz | Small Office | Middletown Harrisburg Intl Ap PA USA TMY3 WMO#=725115 | Natural Gas | 4454.7405 | 0 | 0 | 0 | 0 | 0 | 0 | 0 | 0 | 0 | 0 | 0 | 0 | 0 | 4454.7405 | 0 | 4454.7405 | 0 | 0 | 44.1019 | 0 | 0 | 0 | 0 | 0 | 0 | 0 | 0 | 0 | 0 | 0 | 0 | 0 | 44.1019 | 0 | 44.1019 | 0 | 0 | 4.4547 | 0 | 0 | 0 | 0 | 0 | 0 | 0 | 0 | 0 | 0 | 0 | 0 | 0 | 4.4547 | 0 | 4.4547 | 0 | 0 | 0 | 0 | 0 | 0 | 0 | 0 | 0 | 0.80966 | 0 | 0 | 0 | 0.80966 | 0.80966 | 0.80966 | 2
MI_5A_SO_2010_EL | 5A | SO | EL | 1249 | ASHRAE30pct-state-5A | OfficeSmall | STD2010 | MI-Lansing-MI | Zone5A | Zone5A(MI-Lansing-MI) | ASHRAE30pct-state-STD2010 | state | MI | 0.1095 | 0.82 | ASHRAE30pct-state-5A_OfficeSmall_STD2010_MI-Lansing-MI.table.csv.gz | Small Office | Lansing Capital City Arpt MI USA TMY3 WMO#=725390 | Electricity | 3608.3334 | 4408.3334 | 14808.3335 | 3405.5556 | 13663.889 | 0 | 6058.3334 | 0 | 0 | 0 | 0 | 5002.7778 | 0 | 0 | 50955.556 | 0 | 50955.556 | 0 | 0 | 395.1125 | 482.7125 | 1621.5125 | 372.9083 | 1496.1958 | 0 | 663.3875 | 0 | 0 | 0 | 0 | 547.8042 | 0 | 0 | 5579.6334 | 0 | 5579.6334 | 0 | 0 | 12.3151 | 15.0455 | 50.5404 | 11.6231 | 46.6344 | 0 | 20.6769 | 0 | 0 | 0 | 0 | 17.0743 | 0 | 0 | 173.9097 | 0 | 173.9097 | 0 | 0 | 9.1858 | 2.1125 | 8.4759 | 3.7581 | 0 | 0 | 2.7346 | 2.2383 | 3.1033 | 0 | 0 | 31.6085 | 31.6085 | 31.6085 | 1
MI_5A_SO_2013_EL | 5A | SO | EL | 1363 | ASHRAE30pct-state-5A | OfficeSmall | STD2013 | MI-Lansing-MI | Zone5A | Zone5A(MI-Lansing-MI) | ASHRAE30pct-state-STD2013 | state | MI | 0.1095 | 0.82 | ASHRAE30pct-state-5A_OfficeSmall_STD2013_MI-Lansing-MI.table.csv.gz | Small Office | Lansing Capital City Arpt MI USA TMY3 WMO#=725390 | Electricity | 2980.5556 | 3225 | 12591.6668 | 3405.5556 | 13413.889 | 0 | 5352.7778 | 0 | 0 | 0 | 0 | 5002.7778 | 0 | 0 | 45975.0004 | 0 | 45972.2226 | 2.7778 | 2.7778 | 326.3708 | 353.1375 | 1378.7875 | 372.9083 | 1468.8208 | 0 | 586.1292 | 0 | 0 | 0 | 0 | 547.8042 | 0 | 0 | 5034.2625 | 0 | 5033.9584 | 0.30417 | 0.30417 | 10.1725 | 11.0068 | 42.975 | 11.6231 | 45.7812 | 0 | 18.2689 | 0 | 0 | 0 | 0 | 17.0743 | 0 | 0 | 156.9113 | 0 | 156.9018 | 0.0094805 | 0.0094805 | 7.8108 | 2.1125 | 8.3225 | 3.3204 | 0 | 0 | 2.0005 | 1.8489 | 3.1033 | 0 | 0 | 28.5172 | 28.5189 | 28.5189 | 2
MI_5A_SO_2010_NG | 5A | SO | NG | 1250 | ASHRAE30pct-state-5A | OfficeSmall | STD2010 | MI-Lansing-MI | Zone5A | Zone5A(MI-Lansing-MI) | ASHRAE30pct-state-STD2010 | state | MI | 0.1095 | 0.82 | ASHRAE30pct-state-5A_OfficeSmall_STD2010_MI-Lansing-MI.table.csv.gz | Small Office | Lansing Capital City Arpt MI USA TMY3 WMO#=725390 | Natural Gas | 8975.8281 | 0 | 0 | 0 | 0 | 0 | 0 | 0 | 0 | 0 | 0 | 0 | 0 | 0 | 8975.8281 | 0 | 8975.8281 | 0 | 0 | 73.6018 | 0 | 0 | 0 | 0 | 0 | 0 | 0 | 0 | 0 | 0 | 0 | 0 | 0 | 73.6018 | 0 | 73.6018 | 0 | 0 | 8.9758 | 0 | 0 | 0 | 0 | 0 | 0 | 0 | 0 | 0 | 0 | 0 | 0 | 0 | 8.9758 | 0 | 8.9758 | 0 | 0 | 0 | 0 | 0 | 0 | 0 | 0 | 0 | 1.6314 | 0 | 0 | 0 | 1.6314 | 1.6314 | 1.6314 | 1
MI_5A_SO_2013_NG | 5A | SO | NG | 1364 | ASHRAE30pct-state-5A | OfficeSmall | STD2013 | MI-Lansing-MI | Zone5A | Zone5A(MI-Lansing-MI) | ASHRAE30pct-state-STD2013 | state | MI | 0.1095 | 0.82 | ASHRAE30pct-state-5A_OfficeSmall_STD2013_MI-Lansing-MI.table.csv.gz | Small Office | Lansing Capital City Arpt MI USA TMY3 WMO#=725390 | Natural Gas | 7156.0193 | 0 | 0 | 0 | 0 | 0 | 0 | 0 | 0 | 0 | 0 | 0 | 0 | 0 | 7156.0193 | 0 | 7156.0193 | 0 | 0 | 58.6794 | 0 | 0 | 0 | 0 | 0 | 0 | 0 | 0 | 0 | 0 | 0 | 0 | 0 | 58.6794 | 0 | 58.6794 | 0 | 0 | 7.156 | 0 | 0 | 0 | 0 | 0 | 0 | 0 | 0 | 0 | 0 | 0 | 0 | 0 | 7.156 | 0 | 7.156 | 0 | 0 | 0 | 0 | 0 | 0 | 0 | 0 | 0 | 1.3006 | 0 | 0 | 0 | 1.3006 | 1.3006 | 1.3006 | 2
MO_5A_SO_2010_EL | 5A | SO | EL | 1255 | ASHRAE30pct-state-5A | OfficeSmall | STD2010 | MO-Kirksville-MO | Zone5A | Zone5A(MO-Kirksville-MO) | ASHRAE30pct-state-STD2010 | state | MO | 0.0816 | 0.95 | ASHRAE30pct-state-5A_OfficeSmall_STD2010_MO-Kirksville-MO.table.csv.gz | Small Office | Kirksville Regional Ap MO USA TMY3 WMO#=724455 | Electricity | 2847.2222 | 5486.1112 | 14816.6668 | 3413.8889 | 13663.889 | 0 | 6375.0001 | 0 | 0 | 0 | 0 | 5002.7778 | 0 | 0 | 51602.7782 | 0 | 51605.556 | -2.7778 | -2.7778 | 232.3333 | 447.6667 | 1209.04 | 278.5733 | 1114.9733 | 0 | 520.2 | 0 | 0 | 0 | 0 | 408.2267 | 0 | 0 | 4210.7867 | 0 | 4211.0134 | -0.22667 | -0.22667 | 9.7175 | 18.7239 | 50.5688 | 11.6515 | 46.6344 | 0 | 21.7577 | 0 | 0 | 0 | 0 | 17.0743 | 0 | 0 | 176.1187 | 0 | 176.1282 | -0.0094805 | -0.0094805 | 9.191 | 2.1177 | 8.4742 | 3.9545 | 0 | 0 | 3.4031 | 1.7662 | 3.1033 | 0 | 0 | 32.0117 | 32.0099 | 32.0099 | 1
MO_5A_SO_2013_EL | 5A | SO | EL | 1369 | ASHRAE30pct-state-5A | OfficeSmall | STD2013 | MO-Kirksville-MO | Zone5A | Zone5A(MO-Kirksville-MO) | ASHRAE30pct-state-STD2013 | state | MO | 0.0816 | 0.95 | ASHRAE30pct-state-5A_OfficeSmall_STD2013_MO-Kirksville-MO.table.csv.gz | Small Office | Kirksville Regional Ap MO USA TMY3 WMO#=724455 | Electricity | 2375 | 4022.2223 | 12613.889 | 3413.8889 | 13413.889 | 0 | 5538.8889 | 0 | 0 | 0 | 0 | 5002.7778 | 0 | 0 | 46380.5559 | 0 | 46380.5559 | 0 | 0 | 193.8 | 328.2133 | 1029.2933 | 278.5733 | 1094.5733 | 0 | 451.9733 | 0 | 0 | 0 | 0 | 408.2267 | 0 | 0 | 3784.6534 | 0 | 3784.6534 | 0 | 0 | 8.1058 | 13.7277 | 43.0508 | 11.6515 | 45.7812 | 0 | 18.9041 | 0 | 0 | 0 | 0 | 17.0743 | 0 | 0 | 158.2954 | 0 | 158.2954 | 0 | 0 | 7.8246 | 2.1177 | 8.3208 | 3.4359 | 0 | 0 | 2.495 | 1.4732 | 3.1033 | 0 | 0 | 28.7705 | 28.7705 | 28.7705 | 2
MO_5A_SO_2010_NG | 5A | SO | NG | 1256 | ASHRAE30pct-state-5A | OfficeSmall | STD2010 | MO-Kirksville-MO | Zone5A | Zone5A(MO-Kirksville-MO) | ASHRAE30pct-state-STD2010 | state | MO | 0.0816 | 0.95 | ASHRAE30pct-state-5A_OfficeSmall_STD2010_MO-Kirksville-MO.table.csv.gz | Small Office | Kirksville Regional Ap MO USA TMY3 WMO#=724455 | Natural Gas | 15022.9014 | 0 | 0 | 0 | 0 | 0 | 0 | 0 | 0 | 0 | 0 | 0 | 0 | 0 | 15022.9014 | 0 | 15022.9014 | 0 | 0 | 142.7176 | 0 | 0 | 0 | 0 | 0 | 0 | 0 | 0 | 0 | 0 | 0 | 0 | 0 | 142.7176 | 0 | 142.7176 | 0 | 0 | 15.0229 | 0 | 0 | 0 | 0 | 0 | 0 | 0 | 0 | 0 | 0 | 0 | 0 | 0 | 15.0229 | 0 | 15.0229 | 0 | 0 | 0 | 0 | 0 | 0 | 0 | 0 | 0 | 2.7304 | 0 | 0 | 0 | 2.7304 | 2.7304 | 2.7304 | 1
MO_5A_SO_2013_NG | 5A | SO | NG | 1370 | ASHRAE30pct-state-5A | OfficeSmall | STD2013 | MO-Kirksville-MO | Zone5A | Zone5A(MO-Kirksville-MO) | ASHRAE30pct-state-STD2013 | state | MO | 0.0816 | 0.95 | ASHRAE30pct-state-5A_OfficeSmall_STD2013_MO-Kirksville-MO.table.csv.gz | Small Office | Kirksville Regional Ap MO USA TMY3 WMO#=724455 | Natural Gas | 12065.7119 | 0 | 0 | 0 | 0 | 0 | 0 | 0 | 0 | 0 | 0 | 0 | 0 | 0 | 12065.7119 | 0 | 12065.7119 | 0 | 0 | 114.6243 | 0 | 0 | 0 | 0 | 0 | 0 | 0 | 0 | 0 | 0 | 0 | 0 | 0 | 114.6243 | 0 | 114.6243 | 0 | 0 | 12.0657 | 0 | 0 | 0 | 0 | 0 | 0 | 0 | 0 | 0 | 0 | 0 | 0 | 0 | 12.0657 | 0 | 12.0657 | 0 | 0 | 0 | 0 | 0 | 0 | 0 | 0 | 0 | 2.193 | 0 | 0 | 0 | 2.193 | 2.193 | 2.193 | 2
NC_5A_SO_2010_EL | 5A | SO | EL | 1261 | ASHRAE30pct-state-5A | OfficeSmall | STD2010 | NC-Elkins-WV | Zone5A | Zone5A(NC-Elkins-WV) | ASHRAE30pct-state-STD2010 | state | NC | 0.0861 | 0.84 | ASHRAE30pct-state-5A_OfficeSmall_STD2010_NC-Elkins-WV.table.csv.gz | Small Office | Elkins Elkins Randolph Co Arp WV USA TMY3 WMO#=724170 | Electricity | 2350 | 4052.7778 | 14805.5557 | 3411.1111 | 13663.889 | 0 | 5888.8889 | 0 | 0 | 0 | 0 | 5002.7778 | 0 | 0 | 49177.7782 | 0 | 49175.0004 | 2.7778 | 2.7778 | 202.335 | 348.9442 | 1274.7583 | 293.6967 | 1176.4608 | 0 | 507.0333 | 0 | 0 | 0 | 0 | 430.7392 | 0 | 0 | 4234.2067 | 0 | 4233.9675 | 0.23917 | 0.23917 | 8.0205 | 13.832 | 50.5309 | 11.642 | 46.6344 | 0 | 20.0986 | 0 | 0 | 0 | 0 | 17.0743 | 0 | 0 | 167.8422 | 0 | 167.8328 | 0.0094805 | 0.0094805 | 9.1841 | 2.116 | 8.4776 | 3.653 | 0 | 0 | 2.514 | 1.4577 | 3.1033 | 0 | 0 | 30.504 | 30.5057 | 30.5057 | 1
NC_5A_SO_2013_EL | 5A | SO | EL | 1375 | ASHRAE30pct-state-5A | OfficeSmall | STD2013 | NC-Elkins-WV | Zone5A | Zone5A(NC-Elkins-WV) | ASHRAE30pct-state-STD2013 | state | NC | 0.0861 | 0.84 | ASHRAE30pct-state-5A_OfficeSmall_STD2013_NC-Elkins-WV.table.csv.gz | Small Office | Elkins Elkins Randolph Co Arp WV USA TMY3 WMO#=724170 | Electricity | 1916.6667 | 3063.8889 | 12588.889 | 3411.1111 | 13413.889 | 0 | 5277.7778 | 0 | 0 | 0 | 0 | 5002.7778 | 0 | 0 | 44675.0004 | 0 | 44675.0004 | 0 | 0 | 165.025 | 263.8008 | 1083.9033 | 293.6967 | 1154.9358 | 0 | 454.4167 | 0 | 0 | 0 | 0 | 430.7392 | 0 | 0 | 3846.5175 | 0 | 3846.5175 | 0 | 0 | 6.5415 | 10.457 | 42.9655 | 11.642 | 45.7812 | 0 | 18.0129 | 0 | 0 | 0 | 0 | 17.0743 | 0 | 0 | 152.4744 | 0 | 152.4744 | 0 | 0 | 7.8091 | 2.116 | 8.3208 | 3.2739 | 0 | 0 | 1.9006 | 1.1889 | 3.1033 | 0 | 0 | 27.7125 | 27.7125 | 27.7125 | 2
NC_5A_SO_2010_NG | 5A | SO | NG | 1262 | ASHRAE30pct-state-5A | OfficeSmall | STD2010 | NC-Elkins-WV | Zone5A | Zone5A(NC-Elkins-WV) | ASHRAE30pct-state-STD2010 | state | NC | 0.0861 | 0.84 | ASHRAE30pct-state-5A_OfficeSmall_STD2010_NC-Elkins-WV.table.csv.gz | Small Office | Elkins Elkins Randolph Co Arp WV USA TMY3 WMO#=724170 | Natural Gas | 6596.8072 | 0 | 0 | 0 | 0 | 0 | 0 | 0 | 0 | 0 | 0 | 0 | 0 | 0 | 6596.8072 | 0 | 6596.8072 | 0 | 0 | 55.4132 | 0 | 0 | 0 | 0 | 0 | 0 | 0 | 0 | 0 | 0 | 0 | 0 | 0 | 55.4132 | 0 | 55.4132 | 0 | 0 | 6.5968 | 0 | 0 | 0 | 0 | 0 | 0 | 0 | 0 | 0 | 0 | 0 | 0 | 0 | 6.5968 | 0 | 6.5968 | 0 | 0 | 0 | 0 | 0 | 0 | 0 | 0 | 0 | 1.199 | 0 | 0 | 0 | 1.199 | 1.199 | 1.199 | 1
NC_5A_SO_2013_NG | 5A | SO | NG | 1376 | ASHRAE30pct-state-5A | OfficeSmall | STD2013 | NC-Elkins-WV | Zone5A | Zone5A(NC-Elkins-WV) | ASHRAE30pct-state-STD2013 | state | NC | 0.0861 | 0.84 | ASHRAE30pct-state-5A_OfficeSmall_STD2013_NC-Elkins-WV.table.csv.gz | Small Office | Elkins Elkins Randolph Co Arp WV USA TMY3 WMO#=724170 | Natural Gas | 5269.8632 | 0 | 0 | 0 | 0 | 0 | 0 | 0 | 0 | 0 | 0 | 0 | 0 | 0 | 5269.8632 | 0 | 5269.8632 | 0 | 0 | 44.2669 | 0 | 0 | 0 | 0 | 0 | 0 | 0 | 0 | 0 | 0 | 0 | 0 | 0 | 44.2669 | 0 | 44.2669 | 0 | 0 | 5.2699 | 0 | 0 | 0 | 0 | 0 | 0 | 0 | 0 | 0 | 0 | 0 | 0 | 0 | 5.2699 | 0 | 5.2699 | 0 | 0 | 0 | 0 | 0 | 0 | 0 | 0 | 0 | 0.95781 | 0 | 0 | 0 | 0.95781 | 0.95781 | 0.95781 | 2
NE_5A_SO_2010_EL | 5A | SO | EL | 1267 | ASHRAE30pct-state-5A | OfficeSmall | STD2010 | NE-Omaha-NE | Zone5A | Zone5A(NE-Omaha-NE) | ASHRAE30pct-state-STD2010 | state | NE | 0.084 | 0.6 | ASHRAE30pct-state-5A_OfficeSmall_STD2010_NE-Omaha-NE.table.csv.gz | Small Office | Omaha Eppley Airfield NE USA TMY3 WMO#=725500 | Electricity | 2933.3334 | 6091.6667 | 14802.7779 | 3411.1111 | 13663.889 | 0 | 6391.6667 | 0 | 0 | 0 | 0 | 5002.7778 | 0 | 0 | 52300.0004 | 0 | 52297.2226 | 2.7778 | 2.7778 | 246.4 | 511.7 | 1243.4333 | 286.5333 | 1147.7667 | 0 | 536.9 | 0 | 0 | 0 | 0 | 420.2333 | 0 | 0 | 4393.2 | 0 | 4392.9667 | 0.23333 | 0.23333 | 10.0114 | 20.7907 | 50.5214 | 11.642 | 46.6344 | 0 | 21.8146 | 0 | 0 | 0 | 0 | 17.0743 | 0 | 0 | 178.4983 | 0 | 178.4888 | 0.0094805 | 0.0094805 | 9.1824 | 2.116 | 8.4776 | 3.9648 | 0 | 0 | 3.7787 | 1.8196 | 3.1033 | 0 | 0 | 32.4407 | 32.4424 | 32.4424 | 1
NE_5A_SO_2013_EL | 5A | SO | EL | 1381 | ASHRAE30pct-state-5A | OfficeSmall | STD2013 | NE-Omaha-NE | Zone5A | Zone5A(NE-Omaha-NE) | ASHRAE30pct-state-STD2013 | state | NE | 0.084 | 0.6 | ASHRAE30pct-state-5A_OfficeSmall_STD2013_NE-Omaha-NE.table.csv.gz | Small Office | Omaha Eppley Airfield NE USA TMY3 WMO#=725500 | Electricity | 2411.1111 | 4422.2223 | 12588.889 | 3411.1111 | 13413.889 | 0 | 5547.2223 | 0 | 0 | 0 | 0 | 5002.7778 | 0 | 0 | 46797.2226 | 0 | 46797.2226 | 0 | 0 | 202.5333 | 371.4667 | 1057.4667 | 286.5333 | 1126.7667 | 0 | 465.9667 | 0 | 0 | 0 | 0 | 420.2333 | 0 | 0 | 3930.9667 | 0 | 3930.9667 | 0 | 0 | 8.229 | 15.0929 | 42.9655 | 11.642 | 45.7812 | 0 | 18.9325 | 0 | 0 | 0 | 0 | 17.0743 | 0 | 0 | 159.7175 | 0 | 159.7175 | 0 | 0 | 7.8091 | 2.116 | 8.3208 | 3.441 | 0 | 0 | 2.7432 | 1.4956 | 3.1033 | 0 | 0 | 29.029 | 29.029 | 29.029 | 2
NE_5A_SO_2010_NG | 5A | SO | NG | 1268 | ASHRAE30pct-state-5A | OfficeSmall | STD2010 | NE-Omaha-NE | Zone5A | Zone5A(NE-Omaha-NE) | ASHRAE30pct-state-STD2010 | state | NE | 0.084 | 0.6 | ASHRAE30pct-state-5A_OfficeSmall_STD2010_NE-Omaha-NE.table.csv.gz | Small Office | Omaha Eppley Airfield NE USA TMY3 WMO#=725500 | Natural Gas | 7212.8883 | 0 | 0 | 0 | 0 | 0 | 0 | 0 | 0 | 0 | 0 | 0 | 0 | 0 | 7212.8883 | 0 | 7212.8883 | 0 | 0 | 43.2773 | 0 | 0 | 0 | 0 | 0 | 0 | 0 | 0 | 0 | 0 | 0 | 0 | 0 | 43.2773 | 0 | 43.2773 | 0 | 0 | 7.2129 | 0 | 0 | 0 | 0 | 0 | 0 | 0 | 0 | 0 | 0 | 0 | 0 | 0 | 7.2129 | 0 | 7.2129 | 0 | 0 | 0 | 0 | 0 | 0 | 0 | 0 | 0 | 1.311 | 0 | 0 | 0 | 1.311 | 1.311 | 1.311 | 1
NE_5A_SO_2013_NG | 5A | SO | NG | 1382 | ASHRAE30pct-state-5A | OfficeSmall | STD2013 | NE-Omaha-NE | Zone5A | Zone5A(NE-Omaha-NE) | ASHRAE30pct-state-STD2013 | state | NE | 0.084 | 0.6 | ASHRAE30pct-state-5A_OfficeSmall_STD2013_NE-Omaha-NE.table.csv.gz | Small Office | Omaha Eppley Airfield NE USA TMY3 WMO#=725500 | Natural Gas | 5601.5992 | 0 | 0 | 0 | 0 | 0 | 0 | 0 | 0 | 0 | 0 | 0 | 0 | 0 | 5601.5992 | 0 | 5601.5992 | 0 | 0 | 33.6096 | 0 | 0 | 0 | 0 | 0 | 0 | 0 | 0 | 0 | 0 | 0 | 0 | 0 | 33.6096 | 0 | 33.6096 | 0 | 0 | 5.6016 | 0 | 0 | 0 | 0 | 0 | 0 | 0 | 0 | 0 | 0 | 0 | 0 | 0 | 5.6016 | 0 | 5.6016 | 0 | 0 | 0 | 0 | 0 | 0 | 0 | 0 | 0 | 1.0181 | 0 | 0 | 0 | 1.0181 | 1.0181 | 1.0181 | 2
NH_5A_SO_2010_EL | 5A | SO | EL | 1273 | ASHRAE30pct-state-5A | OfficeSmall | STD2010 | NH-Manchester-NH | Zone5A | Zone5A(NH-Manchester-NH) | ASHRAE30pct-state-STD2010 | state | NH | 0.134 | 1.17 | ASHRAE30pct-state-5A_OfficeSmall_STD2010_NH-Manchester-NH.table.csv.gz | Small Office | Manchester Airport NH USA TMY3 WMO#=743945 | Electricity | 2405.5556 | 4047.2223 | 14819.4446 | 3430.5556 | 13663.889 | 0 | 5944.4445 | 0 | 0 | 0 | 0 | 5002.7778 | 0 | 0 | 49313.8893 | 0 | 49313.8893 | 0 | 0 | 322.3444 | 542.3278 | 1985.8056 | 459.6944 | 1830.9611 | 0 | 796.5556 | 0 | 0 | 0 | 0 | 670.3722 | 0 | 0 | 6608.0612 | 0 | 6608.0612 | 0 | 0 | 8.2101 | 13.813 | 50.5783 | 11.7084 | 46.6344 | 0 | 20.2882 | 0 | 0 | 0 | 0 | 17.0743 | 0 | 0 | 168.3068 | 0 | 168.3068 | 0 | 0 | 9.1927 | 2.128 | 8.4759 | 3.6874 | 0 | 0 | 2.5105 | 1.4922 | 3.1033 | 0 | 0 | 30.5901 | 30.5901 | 30.5901 | 1
NH_5A_SO_2013_EL | 5A | SO | EL | 1387 | ASHRAE30pct-state-5A | OfficeSmall | STD2013 | NH-Manchester-NH | Zone5A | Zone5A(NH-Manchester-NH) | ASHRAE30pct-state-STD2013 | state | NH | 0.134 | 1.17 | ASHRAE30pct-state-5A_OfficeSmall_STD2013_NH-Manchester-NH.table.csv.gz | Small Office | Manchester Airport NH USA TMY3 WMO#=743945 | Electricity | 1980.5556 | 2969.4445 | 12625.0001 | 3430.5556 | 13413.889 | 0 | 5258.3334 | 0 | 0 | 0 | 0 | 5002.7778 | 0 | 0 | 44683.3337 | 0 | 44680.5559 | 2.7778 | 2.7778 | 265.3944 | 397.9056 | 1691.75 | 459.6944 | 1797.4611 | 0 | 704.6167 | 0 | 0 | 0 | 0 | 670.3722 | 0 | 0 | 5987.5667 | 0 | 5987.1945 | 0.37222 | 0.37222 | 6.7596 | 10.1346 | 43.0887 | 11.7084 | 45.7812 | 0 | 17.9465 | 0 | 0 | 0 | 0 | 17.0743 | 0 | 0 | 152.5028 | 0 | 152.4934 | 0.0094805 | 0.0094805 | 7.8315 | 2.128 | 8.3225 | 3.2618 | 0 | 0 | 1.842 | 1.2286 | 3.1033 | 0 | 0 | 27.716 | 27.7177 | 27.7177 | 2
NH_5A_SO_2010_NG | 5A | SO | NG | 1274 | ASHRAE30pct-state-5A | OfficeSmall | STD2010 | NH-Manchester-NH | Zone5A | Zone5A(NH-Manchester-NH) | ASHRAE30pct-state-STD2010 | state | NH | 0.134 | 1.17 | ASHRAE30pct-state-5A_OfficeSmall_STD2010_NH-Manchester-NH.table.csv.gz | Small Office | Manchester Airport NH USA TMY3 WMO#=743945 | Natural Gas | 5885.9443 | 0 | 0 | 0 | 0 | 0 | 0 | 0 | 0 | 0 | 0 | 0 | 0 | 0 | 5885.9443 | 0 | 5885.9443 | 0 | 0 | 68.8655 | 0 | 0 | 0 | 0 | 0 | 0 | 0 | 0 | 0 | 0 | 0 | 0 | 0 | 68.8655 | 0 | 68.8655 | 0 | 0 | 5.8859 | 0 | 0 | 0 | 0 | 0 | 0 | 0 | 0 | 0 | 0 | 0 | 0 | 0 | 5.8859 | 0 | 5.8859 | 0 | 0 | 0 | 0 | 0 | 0 | 0 | 0 | 0 | 1.0698 | 0 | 0 | 0 | 1.0698 | 1.0698 | 1.0698 | 1
NH_5A_SO_2013_NG | 5A | SO | NG | 1388 | ASHRAE30pct-state-5A | OfficeSmall | STD2013 | NH-Manchester-NH | Zone5A | Zone5A(NH-Manchester-NH) | ASHRAE30pct-state-STD2013 | state | NH | 0.134 | 1.17 | ASHRAE30pct-state-5A_OfficeSmall_STD2013_NH-Manchester-NH.table.csv.gz | Small Office | Manchester Airport NH USA TMY3 WMO#=743945 | Natural Gas | 4445.2623 | 0 | 0 | 0 | 0 | 0 | 0 | 0 | 0 | 0 | 0 | 0 | 0 | 0 | 4445.2623 | 0 | 4445.2623 | 0 | 0 | 52.0096 | 0 | 0 | 0 | 0 | 0 | 0 | 0 | 0 | 0 | 0 | 0 | 0 | 0 | 52.0096 | 0 | 52.0096 | 0 | 0 | 4.4453 | 0 | 0 | 0 | 0 | 0 | 0 | 0 | 0 | 0 | 0 | 0 | 0 | 0 | 4.4453 | 0 | 4.4453 | 0 | 0 | 0 | 0 | 0 | 0 | 0 | 0 | 0 | 0.80794 | 0 | 0 | 0 | 0.80794 | 0.80794 | 0.80794 | 2
NJ_5A_SO_2010_EL | 5A | SO | EL | 1279 | ASHRAE30pct-state-5A | OfficeSmall | STD2010 | NJ-Allentown-PA | Zone5A | Zone5A(NJ-Allentown-PA) | ASHRAE30pct-state-STD2010 | state | NJ | 0.1283 | 0.84 | ASHRAE30pct-state-5A_OfficeSmall_STD2010_NJ-Allentown-PA.table.csv.gz | Small Office | Allentown Lehigh Valley Intl PA USA TMY3 WMO#=725170 | Electricity | 2647.2222 | 4708.3334 | 14783.3335 | 3416.6667 | 13663.889 | 0 | 5850 | 0 | 0 | 0 | 0 | 5002.7778 | 0 | 0 | 50075.0004 | 0 | 50072.2226 | 2.7778 | 2.7778 | 339.6386 | 604.0792 | 1896.7017 | 438.3583 | 1753.077 | 0 | 750.555 | 0 | 0 | 0 | 0 | 641.8564 | 0 | 0 | 6424.6226 | 0 | 6424.2662 | 0.35639 | 0.35639 | 9.0349 | 16.0694 | 50.4551 | 11.661 | 46.6344 | 0 | 19.9659 | 0 | 0 | 0 | 0 | 17.0743 | 0 | 0 | 170.9044 | 0 | 170.8949 | 0.0094805 | 0.0094805 | 9.1703 | 2.1194 | 8.4776 | 3.6288 | 0 | 0 | 2.9206 | 1.6421 | 3.1033 | 0 | 0 | 31.0605 | 31.0622 | 31.0622 | 1
NJ_5A_SO_2013_EL | 5A | SO | EL | 1393 | ASHRAE30pct-state-5A | OfficeSmall | STD2013 | NJ-Allentown-PA | Zone5A | Zone5A(NJ-Allentown-PA) | ASHRAE30pct-state-STD2013 | state | NJ | 0.1283 | 0.84 | ASHRAE30pct-state-5A_OfficeSmall_STD2013_NJ-Allentown-PA.table.csv.gz | Small Office | Allentown Lehigh Valley Intl PA USA TMY3 WMO#=725170 | Electricity | 2186.1111 | 3491.6667 | 12547.2223 | 3416.6667 | 13413.889 | 0 | 5188.8889 | 0 | 0 | 0 | 0 | 5002.7778 | 0 | 0 | 45247.2226 | 0 | 45247.2226 | 0 | 0 | 280.4781 | 447.9808 | 1609.8086 | 438.3583 | 1721.002 | 0 | 665.7344 | 0 | 0 | 0 | 0 | 641.8564 | 0 | 0 | 5805.2187 | 0 | 5805.2187 | 0 | 0 | 7.4611 | 11.917 | 42.8233 | 11.661 | 45.7812 | 0 | 17.7095 | 0 | 0 | 0 | 0 | 17.0743 | 0 | 0 | 154.4274 | 0 | 154.4274 | 0 | 0 | 7.7832 | 2.1194 | 8.3208 | 3.2187 | 0 | 0 | 2.1659 | 1.3561 | 3.1033 | 0 | 0 | 28.0675 | 28.0675 | 28.0675 | 2
NJ_5A_SO_2010_NG | 5A | SO | NG | 1280 | ASHRAE30pct-state-5A | OfficeSmall | STD2010 | NJ-Allentown-PA | Zone5A | Zone5A(NJ-Allentown-PA) | ASHRAE30pct-state-STD2010 | state | NJ | 0.1283 | 0.84 | ASHRAE30pct-state-5A_OfficeSmall_STD2010_NJ-Allentown-PA.table.csv.gz | Small Office | Allentown Lehigh Valley Intl PA USA TMY3 WMO#=725170 | Natural Gas | 4075.6136 | 0 | 0 | 0 | 0 | 0 | 0 | 0 | 0 | 0 | 0 | 0 | 0 | 0 | 4075.6136 | 0 | 4075.6136 | 0 | 0 | 34.2352 | 0 | 0 | 0 | 0 | 0 | 0 | 0 | 0 | 0 | 0 | 0 | 0 | 0 | 34.2352 | 0 | 34.2352 | 0 | 0 | 4.0756 | 0 | 0 | 0 | 0 | 0 | 0 | 0 | 0 | 0 | 0 | 0 | 0 | 0 | 4.0756 | 0 | 4.0756 | 0 | 0 | 0 | 0 | 0 | 0 | 0 | 0 | 0 | 0.74075 | 0 | 0 | 0 | 0.74075 | 0.74075 | 0.74075 | 1
NJ_5A_SO_2013_NG | 5A | SO | NG | 1394 | ASHRAE30pct-state-5A | OfficeSmall | STD2013 | NJ-Allentown-PA | Zone5A | Zone5A(NJ-Allentown-PA) | ASHRAE30pct-state-STD2013 | state | NJ | 0.1283 | 0.84 | ASHRAE30pct-state-5A_OfficeSmall_STD2013_NJ-Allentown-PA.table.csv.gz | Small Office | Allentown Lehigh Valley Intl PA USA TMY3 WMO#=725170 | Natural Gas | 3127.7965 | 0 | 0 | 0 | 0 | 0 | 0 | 0 | 0 | 0 | 0 | 0 | 0 | 0 | 3127.7965 | 0 | 3127.7965 | 0 | 0 | 26.2735 | 0 | 0 | 0 | 0 | 0 | 0 | 0 | 0 | 0 | 0 | 0 | 0 | 0 | 26.2735 | 0 | 26.2735 | 0 | 0 | 3.1278 | 0 | 0 | 0 | 0 | 0 | 0 | 0 | 0 | 0 | 0 | 0 | 0 | 0 | 3.1278 | 0 | 3.1278 | 0 | 0 | 0 | 0 | 0 | 0 | 0 | 0 | 0 | 0.56848 | 0 | 0 | 0 | 0.56848 | 0.56848 | 0.56848 | 2
NY_5A_SO_2010_EL | 5A | SO | EL | 1285 | ASHRAE30pct-state-5A | OfficeSmall | STD2010 | NY-Albany-NY | Zone5A | Zone5A(NY-Albany-NY) | ASHRAE30pct-state-STD2010 | state | NY | 0.1508 | 0.73 | ASHRAE30pct-state-5A_OfficeSmall_STD2010_NY-Albany-NY.table.csv.gz | Small Office | Albany County Ap NY USA TMY3 WMO#=725180 | Electricity | 3252.7778 | 4158.3334 | 14780.5557 | 3425 | 13663.889 | 0 | 5808.3334 | 0 | 0 | 0 | 0 | 5002.7778 | 0 | 0 | 50088.8893 | 0 | 50091.6671 | -2.7778 | -2.7778 | 490.5189 | 627.0767 | 2228.9078 | 516.49 | 2060.5145 | 0 | 875.8967 | 0 | 0 | 0 | 0 | 754.4189 | 0 | 0 | 7553.4045 | 0 | 7553.8234 | -0.41889 | -0.41889 | 11.1016 | 14.1923 | 50.4456 | 11.6894 | 46.6344 | 0 | 19.8237 | 0 | 0 | 0 | 0 | 17.0743 | 0 | 0 | 170.9518 | 0 | 170.9613 | -0.0094805 | -0.0094805 | 9.1686 | 2.1246 | 8.4742 | 3.603 | 0 | 0 | 2.5795 | 2.0177 | 3.1033 | 0 | 0 | 31.0726 | 31.0709 | 31.0709 | 1
NY_5A_SO_2013_EL | 5A | SO | EL | 1399 | ASHRAE30pct-state-5A | OfficeSmall | STD2013 | NY-Albany-NY | Zone5A | Zone5A(NY-Albany-NY) | ASHRAE30pct-state-STD2013 | state | NY | 0.1508 | 0.73 | ASHRAE30pct-state-5A_OfficeSmall_STD2013_NY-Albany-NY.table.csv.gz | Small Office | Albany County Ap NY USA TMY3 WMO#=725180 | Electricity | 2708.3334 | 3077.7778 | 12550.0001 | 3425 | 13413.889 | 0 | 5152.7778 | 0 | 0 | 0 | 0 | 5002.7778 | 0 | 0 | 45327.7781 | 0 | 45330.5559 | -2.7778 | -2.7778 | 408.4167 | 464.1289 | 1892.54 | 516.49 | 2022.8145 | 0 | 777.0389 | 0 | 0 | 0 | 0 | 754.4189 | 0 | 0 | 6835.4289 | 0 | 6835.8478 | -0.41889 | -0.41889 | 9.2435 | 10.5044 | 42.8328 | 11.6894 | 45.7812 | 0 | 17.5863 | 0 | 0 | 0 | 0 | 17.0743 | 0 | 0 | 154.7023 | 0 | 154.7118 | -0.0094805 | -0.0094805 | 7.7849 | 2.1246 | 8.3191 | 3.1963 | 0 | 0 | 1.9092 | 1.68 | 3.1033 | 0 | 0 | 28.1192 | 28.1175 | 28.1175 | 2
NY_5A_SO_2010_NG | 5A | SO | NG | 1286 | ASHRAE30pct-state-5A | OfficeSmall | STD2010 | NY-Albany-NY | Zone5A | Zone5A(NY-Albany-NY) | ASHRAE30pct-state-STD2010 | state | NY | 0.1508 | 0.73 | ASHRAE30pct-state-5A_OfficeSmall_STD2010_NY-Albany-NY.table.csv.gz | Small Office | Albany County Ap NY USA TMY3 WMO#=725180 | Natural Gas | 6454.6346 | 0 | 0 | 0 | 0 | 0 | 0 | 0 | 0 | 0 | 0 | 0 | 0 | 0 | 6454.6346 | 0 | 6454.6346 | 0 | 0 | 47.1188 | 0 | 0 | 0 | 0 | 0 | 0 | 0 | 0 | 0 | 0 | 0 | 0 | 0 | 47.1188 | 0 | 47.1188 | 0 | 0 | 6.4546 | 0 | 0 | 0 | 0 | 0 | 0 | 0 | 0 | 0 | 0 | 0 | 0 | 0 | 6.4546 | 0 | 6.4546 | 0 | 0 | 0 | 0 | 0 | 0 | 0 | 0 | 0 | 1.1731 | 0 | 0 | 0 | 1.1731 | 1.1731 | 1.1731 | 1
NY_5A_SO_2013_NG | 5A | SO | NG | 1400 | ASHRAE30pct-state-5A | OfficeSmall | STD2013 | NY-Albany-NY | Zone5A | Zone5A(NY-Albany-NY) | ASHRAE30pct-state-STD2013 | state | NY | 0.1508 | 0.73 | ASHRAE30pct-state-5A_OfficeSmall_STD2013_NY-Albany-NY.table.csv.gz | Small Office | Albany County Ap NY USA TMY3 WMO#=725180 | Natural Gas | 4881.2582 | 0 | 0 | 0 | 0 | 0 | 0 | 0 | 0 | 0 | 0 | 0 | 0 | 0 | 4881.2582 | 0 | 4881.2582 | 0 | 0 | 35.6332 | 0 | 0 | 0 | 0 | 0 | 0 | 0 | 0 | 0 | 0 | 0 | 0 | 0 | 35.6332 | 0 | 35.6332 | 0 | 0 | 4.8813 | 0 | 0 | 0 | 0 | 0 | 0 | 0 | 0 | 0 | 0 | 0 | 0 | 0 | 4.8813 | 0 | 4.8813 | 0 | 0 | 0 | 0 | 0 | 0 | 0 | 0 | 0 | 0.88718 | 0 | 0 | 0 | 0.88718 | 0.88718 | 0.88718 | 2
OH_5A_SO_2010_EL | 5A | SO | EL | 1291 | ASHRAE30pct-state-5A | OfficeSmall | STD2010 | OH-Columbus-OH | Zone5A | Zone5A(OH-Columbus-OH) | ASHRAE30pct-state-STD2010 | state | OH | 0.0947 | 0.7 | ASHRAE30pct-state-5A_OfficeSmall_STD2010_OH-Columbus-OH.table.csv.gz | Small Office | Columbus Port Columbus Intl A OH USA TMY3 WMO#=724280 | Electricity | 2511.1111 | 4727.7778 | 14800.0001 | 3408.3334 | 13663.889 | 0 | 6022.2223 | 0 | 0 | 0 | 0 | 5002.7778 | 0 | 0 | 50133.3337 | 0 | 50136.1115 | -2.7778 | -2.7778 | 237.8022 | 447.7206 | 1401.56 | 322.7692 | 1293.9703 | 0 | 570.3044 | 0 | 0 | 0 | 0 | 473.7631 | 0 | 0 | 4747.6267 | 0 | 4747.8898 | -0.26306 | -0.26306 | 8.5703 | 16.1358 | 50.5119 | 11.6325 | 46.6344 | 0 | 20.5537 | 0 | 0 | 0 | 0 | 17.0743 | 0 | 0 | 171.1035 | 0 | 171.113 | -0.0094805 | -0.0094805 | 9.1807 | 2.1142 | 8.4742 | 3.7357 | 0 | 0 | 2.9327 | 1.5577 | 3.1033 | 0 | 0 | 31.1001 | 31.0984 | 31.0984 | 1
OH_5A_SO_2013_EL | 5A | SO | EL | 1405 | ASHRAE30pct-state-5A | OfficeSmall | STD2013 | OH-Columbus-OH | Zone5A | Zone5A(OH-Columbus-OH) | ASHRAE30pct-state-STD2013 | state | OH | 0.0947 | 0.7 | ASHRAE30pct-state-5A_OfficeSmall_STD2013_OH-Columbus-OH.table.csv.gz | Small Office | Columbus Port Columbus Intl A OH USA TMY3 WMO#=724280 | Electricity | 2052.7778 | 3488.8889 | 12575.0001 | 3408.3334 | 13413.889 | 0 | 5305.5556 | 0 | 0 | 0 | 0 | 5002.7778 | 0 | 0 | 45247.2226 | 0 | 45247.2226 | 0 | 0 | 194.3981 | 330.3978 | 1190.8525 | 322.7692 | 1270.2953 | 0 | 502.4361 | 0 | 0 | 0 | 0 | 473.7631 | 0 | 0 | 4284.912 | 0 | 4284.912 | 0 | 0 | 7.0061 | 11.9075 | 42.9181 | 11.6325 | 45.7812 | 0 | 18.1077 | 0 | 0 | 0 | 0 | 17.0743 | 0 | 0 | 154.4274 | 0 | 154.4274 | 0 | 0 | 7.8005 | 2.1142 | 8.3208 | 3.2911 | 0 | 0 | 2.1642 | 1.2734 | 3.1033 | 0 | 0 | 28.0675 | 28.0675 | 28.0675 | 2
OH_5A_SO_2010_NG | 5A | SO | NG | 1292 | ASHRAE30pct-state-5A | OfficeSmall | STD2010 | OH-Columbus-OH | Zone5A | Zone5A(OH-Columbus-OH) | ASHRAE30pct-state-STD2010 | state | OH | 0.0947 | 0.7 | ASHRAE30pct-state-5A_OfficeSmall_STD2010_OH-Columbus-OH.table.csv.gz | Small Office | Columbus Port Columbus Intl A OH USA TMY3 WMO#=724280 | Natural Gas | 4833.8673 | 0 | 0 | 0 | 0 | 0 | 0 | 0 | 0 | 0 | 0 | 0 | 0 | 0 | 4833.8673 | 0 | 4833.8673 | 0 | 0 | 33.8371 | 0 | 0 | 0 | 0 | 0 | 0 | 0 | 0 | 0 | 0 | 0 | 0 | 0 | 33.8371 | 0 | 33.8371 | 0 | 0 | 4.8339 | 0 | 0 | 0 | 0 | 0 | 0 | 0 | 0 | 0 | 0 | 0 | 0 | 0 | 4.8339 | 0 | 4.8339 | 0 | 0 | 0 | 0 | 0 | 0 | 0 | 0 | 0 | 0.87857 | 0 | 0 | 0 | 0.87857 | 0.87857 | 0.87857 | 1
OH_5A_SO_2013_NG | 5A | SO | NG | 1406 | ASHRAE30pct-state-5A | OfficeSmall | STD2013 | OH-Columbus-OH | Zone5A | Zone5A(OH-Columbus-OH) | ASHRAE30pct-state-STD2013 | state | OH | 0.0947 | 0.7 | ASHRAE30pct-state-5A_OfficeSmall_STD2013_OH-Columbus-OH.table.csv.gz | Small Office | Columbus Port Columbus Intl A OH USA TMY3 WMO#=724280 | Natural Gas | 3611.1832 | 0 | 0 | 0 | 0 | 0 | 0 | 0 | 0 | 0 | 0 | 0 | 0 | 0 | 3611.1832 | 0 | 3611.1832 | 0 | 0 | 25.2783 | 0 | 0 | 0 | 0 | 0 | 0 | 0 | 0 | 0 | 0 | 0 | 0 | 0 | 25.2783 | 0 | 25.2783 | 0 | 0 | 3.6112 | 0 | 0 | 0 | 0 | 0 | 0 | 0 | 0 | 0 | 0 | 0 | 0 | 0 | 3.6112 | 0 | 3.6112 | 0 | 0 | 0 | 0 | 0 | 0 | 0 | 0 | 0 | 0.65634 | 0 | 0 | 0 | 0.65634 | 0.65634 | 0.65634 | 2
PA_5A_SO_2010_EL | 5A | SO | EL | 1297 | ASHRAE30pct-state-5A | OfficeSmall | STD2010 | PA-Harrisburg-PA | Zone5A | Zone5A(PA-Harrisburg-PA) | ASHRAE30pct-state-STD2010 | state | PA | 0.0937 | 1 | ASHRAE30pct-state-5A_OfficeSmall_STD2010_PA-Harrisburg-PA.table.csv.gz | Small Office | Middletown Harrisburg Intl Ap PA USA TMY3 WMO#=725115 | Electricity | 3069.4445 | 5205.5556 | 14811.1112 | 3416.6667 | 13663.889 | 0 | 6027.7778 | 0 | 0 | 0 | 0 | 5002.7778 | 0 | 0 | 51197.2226 | 0 | 51197.2226 | 7.276e-12 | 7.276e-12 | 287.6069 | 487.7606 | 1387.8011 | 320.1417 | 1280.3064 | 0 | 564.8028 | 0 | 0 | 0 | 0 | 468.7603 | 0 | 0 | 4797.1798 | 0 | 4797.1798 | 6.8176e-13 | 6.8176e-13 | 10.4759 | 17.7664 | 50.5499 | 11.661 | 46.6344 | 0 | 20.5726 | 0 | 0 | 0 | 0 | 17.0743 | 0 | 0 | 174.7345 | 0 | 174.7345 | 2.4833e-14 | 2.4833e-14 | 9.1875 | 2.1194 | 8.4759 | 3.7391 | 0 | 0 | 3.2291 | 1.904 | 3.1033 | 0 | 0 | 31.7584 | 31.7584 | 31.7584 | 1
PA_5A_SO_2013_EL | 5A | SO | EL | 1411 | ASHRAE30pct-state-5A | OfficeSmall | STD2013 | PA-Harrisburg-PA | Zone5A | Zone5A(PA-Harrisburg-PA) | ASHRAE30pct-state-STD2013 | state | PA | 0.0937 | 1 | ASHRAE30pct-state-5A_OfficeSmall_STD2013_PA-Harrisburg-PA.table.csv.gz | Small Office | Middletown Harrisburg Intl Ap PA USA TMY3 WMO#=725115 | Electricity | 2538.8889 | 3741.6667 | 12611.1112 | 3416.6667 | 13413.889 | 0 | 5272.2223 | 0 | 0 | 0 | 0 | 5002.7778 | 0 | 0 | 45994.4448 | 0 | 45997.2226 | -2.7778 | -2.7778 | 237.8939 | 350.5942 | 1181.6611 | 320.1417 | 1256.8814 | 0 | 494.0072 | 0 | 0 | 0 | 0 | 468.7603 | 0 | 0 | 4309.6795 | 0 | 4309.9398 | -0.26028 | -0.26028 | 8.6651 | 12.7702 | 43.0413 | 11.661 | 45.7812 | 0 | 17.9939 | 0 | 0 | 0 | 0 | 17.0743 | 0 | 0 | 156.9776 | 0 | 156.9871 | -0.0094805 | -0.0094805 | 7.8229 | 2.1194 | 8.3191 | 3.2704 | 0 | 0 | 2.321 | 1.5749 | 3.1033 | 0 | 0 | 28.5327 | 28.531 | 28.531 | 2
PA_5A_SO_2010_NG | 5A | SO | NG | 1298 | ASHRAE30pct-state-5A | OfficeSmall | STD2010 | PA-Harrisburg-PA | Zone5A | Zone5A(PA-Harrisburg-PA) | ASHRAE30pct-state-STD2010 | state | PA | 0.0937 | 1 | ASHRAE30pct-state-5A_OfficeSmall_STD2010_PA-Harrisburg-PA.table.csv.gz | Small Office | Middletown Harrisburg Intl Ap PA USA TMY3 WMO#=725115 | Natural Gas | 5829.0753 | 0 | 0 | 0 | 0 | 0 | 0 | 0 | 0 | 0 | 0 | 0 | 0 | 0 | 5829.0753 | 0 | 5829.0753 | 0 | 0 | 58.2908 | 0 | 0 | 0 | 0 | 0 | 0 | 0 | 0 | 0 | 0 | 0 | 0 | 0 | 58.2908 | 0 | 58.2908 | 0 | 0 | 5.8291 | 0 | 0 | 0 | 0 | 0 | 0 | 0 | 0 | 0 | 0 | 0 | 0 | 0 | 5.8291 | 0 | 5.8291 | 0 | 0 | 0 | 0 | 0 | 0 | 0 | 0 | 0 | 1.0594 | 0 | 0 | 0 | 1.0594 | 1.0594 | 1.0594 | 1
PA_5A_SO_2013_NG | 5A | SO | NG | 1412 | ASHRAE30pct-state-5A | OfficeSmall | STD2013 | PA-Harrisburg-PA | Zone5A | Zone5A(PA-Harrisburg-PA) | ASHRAE30pct-state-STD2013 | state | PA | 0.0937 | 1 | ASHRAE30pct-state-5A_OfficeSmall_STD2013_PA-Harrisburg-PA.table.csv.gz | Small Office | Middletown Harrisburg Intl Ap PA USA TMY3 WMO#=725115 | Natural Gas | 4454.7405 | 0 | 0 | 0 | 0 | 0 | 0 | 0 | 0 | 0 | 0 | 0 | 0 | 0 | 4454.7405 | 0 | 4454.7405 | 0 | 0 | 44.5474 | 0 | 0 | 0 | 0 | 0 | 0 | 0 | 0 | 0 | 0 | 0 | 0 | 0 | 44.5474 | 0 | 44.5474 | 0 | 0 | 4.4547 | 0 | 0 | 0 | 0 | 0 | 0 | 0 | 0 | 0 | 0 | 0 | 0 | 0 | 4.4547 | 0 | 4.4547 | 0 | 0 | 0 | 0 | 0 | 0 | 0 | 0 | 0 | 0.80966 | 0 | 0 | 0 | 0.80966 | 0.80966 | 0.80966 | 2
RI_5A_SO_2010_EL | 5A | SO | EL | 1303 | ASHRAE30pct-state-5A | OfficeSmall | STD2010 | RI-Providence-RI | Zone5A | Zone5A(RI-Providence-RI) | ASHRAE30pct-state-STD2010 | state | RI | 0.1204 | 1.33 | ASHRAE30pct-state-5A_OfficeSmall_STD2010_RI-Providence-RI.table.csv.gz | Small Office | Providence T F Green State Ar RI USA TMY3 WMO#=725070 | Electricity | 2700 | 4425 | 14797.2223 | 3427.7778 | 13663.889 | 0 | 5719.4445 | 0 | 0 | 0 | 0 | 5002.7778 | 0 | 0 | 49736.1115 | 0 | 49736.1115 | 0 | 0 | 325.08 | 532.77 | 1781.5856 | 412.7044 | 1645.1322 | 0 | 688.6211 | 0 | 0 | 0 | 0 | 602.3344 | 0 | 0 | 5988.2278 | 0 | 5988.2278 | 0 | 0 | 9.215 | 15.1024 | 50.5025 | 11.6989 | 46.6344 | 0 | 19.5203 | 0 | 0 | 0 | 0 | 17.0743 | 0 | 0 | 169.7478 | 0 | 169.7478 | 0 | 0 | 9.1789 | 2.1263 | 8.4759 | 3.5479 | 0 | 0 | 2.7449 | 1.6748 | 3.1033 | 0 | 0 | 30.852 | 30.852 | 30.852 | 1
RI_5A_SO_2013_EL | 5A | SO | EL | 1417 | ASHRAE30pct-state-5A | OfficeSmall | STD2013 | RI-Providence-RI | Zone5A | Zone5A(RI-Providence-RI) | ASHRAE30pct-state-STD2013 | state | RI | 0.1204 | 1.33 | ASHRAE30pct-state-5A_OfficeSmall_STD2013_RI-Providence-RI.table.csv.gz | Small Office | Providence T F Green State Ar RI USA TMY3 WMO#=725070 | Electricity | 2225 | 3297.2222 | 12572.2223 | 3427.7778 | 13413.889 | 0 | 5091.6667 | 0 | 0 | 0 | 0 | 5002.7778 | 0 | 0 | 45027.7781 | 0 | 45030.5559 | -2.7778 | -2.7778 | 267.89 | 396.9856 | 1513.6956 | 412.7044 | 1615.0322 | 0 | 613.0367 | 0 | 0 | 0 | 0 | 602.3344 | 0 | 0 | 5421.3445 | 0 | 5421.6789 | -0.33444 | -0.33444 | 7.5939 | 11.2533 | 42.9086 | 11.6989 | 45.7812 | 0 | 17.3777 | 0 | 0 | 0 | 0 | 17.0743 | 0 | 0 | 153.6784 | 0 | 153.6879 | -0.0094805 | -0.0094805 | 7.7987 | 2.1263 | 8.3191 | 3.1584 | 0 | 0 | 2.0453 | 1.3802 | 3.1033 | 0 | 0 | 27.9331 | 27.9314 | 27.9314 | 2
RI_5A_SO_2010_NG | 5A | SO | NG | 1304 | ASHRAE30pct-state-5A | OfficeSmall | STD2010 | RI-Providence-RI | Zone5A | Zone5A(RI-Providence-RI) | ASHRAE30pct-state-STD2010 | state | RI | 0.1204 | 1.33 | ASHRAE30pct-state-5A_OfficeSmall_STD2010_RI-Providence-RI.table.csv.gz | Small Office | Providence T F Green State Ar RI USA TMY3 WMO#=725070 | Natural Gas | 2871.8859 | 0 | 0 | 0 | 0 | 0 | 0 | 0 | 0 | 0 | 0 | 0 | 0 | 0 | 2871.8859 | 0 | 2871.8859 | 0 | 0 | 38.1961 | 0 | 0 | 0 | 0 | 0 | 0 | 0 | 0 | 0 | 0 | 0 | 0 | 0 | 38.1961 | 0 | 38.1961 | 0 | 0 | 2.8719 | 0 | 0 | 0 | 0 | 0 | 0 | 0 | 0 | 0 | 0 | 0 | 0 | 0 | 2.8719 | 0 | 2.8719 | 0 | 0 | 0 | 0 | 0 | 0 | 0 | 0 | 0 | 0.52197 | 0 | 0 | 0 | 0.52197 | 0.52197 | 0.52197 | 1
RI_5A_SO_2013_NG | 5A | SO | NG | 1418 | ASHRAE30pct-state-5A | OfficeSmall | STD2013 | RI-Providence-RI | Zone5A | Zone5A(RI-Providence-RI) | ASHRAE30pct-state-STD2013 | state | RI | 0.1204 | 1.33 | ASHRAE30pct-state-5A_OfficeSmall_STD2013_RI-Providence-RI.table.csv.gz | Small Office | Providence T F Green State Ar RI USA TMY3 WMO#=725070 | Natural Gas | 2113.6322 | 0 | 0 | 0 | 0 | 0 | 0 | 0 | 0 | 0 | 0 | 0 | 0 | 0 | 2113.6322 | 0 | 2113.6322 | 0 | 0 | 28.1113 | 0 | 0 | 0 | 0 | 0 | 0 | 0 | 0 | 0 | 0 | 0 | 0 | 0 | 28.1113 | 0 | 28.1113 | 0 | 0 | 2.1136 | 0 | 0 | 0 | 0 | 0 | 0 | 0 | 0 | 0 | 0 | 0 | 0 | 0 | 2.1136 | 0 | 2.1136 | 0 | 0 | 0 | 0 | 0 | 0 | 0 | 0 | 0 | 0.38416 | 0 | 0 | 0 | 0.38416 | 0.38416 | 0.38416 | 2
SD_5A_SO_2010_EL | 5A | SO | EL | 1309 | ASHRAE30pct-state-5A | OfficeSmall | STD2010 | SD-SiouxCity-IA | Zone5A | Zone5A(SD-SiouxCity-IA) | ASHRAE30pct-state-STD2010 | state | SD | 0.0801 | 0.63 | ASHRAE30pct-state-5A_OfficeSmall_STD2010_SD-SiouxCity-IA.table.csv.gz | Small Office | Sioux City Sioux Gateway Ap IA USA TMY3 WMO#=725570 | Electricity | 3241.6667 | 5336.1112 | 14794.4446 | 3411.1111 | 13663.889 | 0 | 6472.2223 | 0 | 0 | 0 | 0 | 5002.7778 | 0 | 0 | 51925.0004 | 0 | 51922.2226 | 2.7778 | 2.7778 | 259.6575 | 427.4225 | 1185.035 | 273.23 | 1094.4775 | 0 | 518.425 | 0 | 0 | 0 | 0 | 400.7225 | 0 | 0 | 4159.1925 | 0 | 4158.97 | 0.2225 | 0.2225 | 11.0637 | 18.212 | 50.493 | 11.642 | 46.6344 | 0 | 22.0895 | 0 | 0 | 0 | 0 | 17.0743 | 0 | 0 | 177.2184 | 0 | 177.2089 | 0.0094805 | 0.0094805 | 9.1772 | 2.116 | 8.4776 | 4.0148 | 0 | 0 | 3.3101 | 2.0109 | 3.1033 | 0 | 0 | 32.2081 | 32.2098 | 32.2098 | 1
SD_5A_SO_2013_EL | 5A | SO | EL | 1423 | ASHRAE30pct-state-5A | OfficeSmall | STD2013 | SD-SiouxCity-IA | Zone5A | Zone5A(SD-SiouxCity-IA) | ASHRAE30pct-state-STD2013 | state | SD | 0.0801 | 0.63 | ASHRAE30pct-state-5A_OfficeSmall_STD2013_SD-SiouxCity-IA.table.csv.gz | Small Office | Sioux City Sioux Gateway Ap IA USA TMY3 WMO#=725570 | Electricity | 2675 | 3786.1111 | 12569.4445 | 3411.1111 | 13413.889 | 0 | 5613.8889 | 0 | 0 | 0 | 0 | 5002.7778 | 0 | 0 | 46472.2226 | 0 | 46472.2226 | 0 | 0 | 214.2675 | 303.2675 | 1006.8125 | 273.23 | 1074.4525 | 0 | 449.6725 | 0 | 0 | 0 | 0 | 400.7225 | 0 | 0 | 3722.425 | 0 | 3722.425 | 0 | 0 | 9.1297 | 12.9219 | 42.8991 | 11.642 | 45.7812 | 0 | 19.16 | 0 | 0 | 0 | 0 | 17.0743 | 0 | 0 | 158.6083 | 0 | 158.6083 | 0 | 0 | 7.797 | 2.116 | 8.3208 | 3.4824 | 0 | 0 | 2.3486 | 1.6593 | 3.1033 | 0 | 0 | 28.8274 | 28.8274 | 28.8274 | 2
SD_5A_SO_2010_NG | 5A | SO | NG | 1310 | ASHRAE30pct-state-5A | OfficeSmall | STD2010 | SD-SiouxCity-IA | Zone5A | Zone5A(SD-SiouxCity-IA) | ASHRAE30pct-state-STD2010 | state | SD | 0.0801 | 0.63 | ASHRAE30pct-state-5A_OfficeSmall_STD2010_SD-SiouxCity-IA.table.csv.gz | Small Office | Sioux City Sioux Gateway Ap IA USA TMY3 WMO#=725570 | Natural Gas | 13023.0072 | 0 | 0 | 0 | 0 | 0 | 0 | 0 | 0 | 0 | 0 | 0 | 0 | 0 | 13023.0072 | 0 | 13023.0072 | 0 | 0 | 82.0449 | 0 | 0 | 0 | 0 | 0 | 0 | 0 | 0 | 0 | 0 | 0 | 0 | 0 | 82.0449 | 0 | 82.0449 | 0 | 0 | 13.023 | 0 | 0 | 0 | 0 | 0 | 0 | 0 | 0 | 0 | 0 | 0 | 0 | 0 | 13.023 | 0 | 13.023 | 0 | 0 | 0 | 0 | 0 | 0 | 0 | 0 | 0 | 2.367 | 0 | 0 | 0 | 2.367 | 2.367 | 2.367 | 1
SD_5A_SO_2013_NG | 5A | SO | NG | 1424 | ASHRAE30pct-state-5A | OfficeSmall | STD2013 | SD-SiouxCity-IA | Zone5A | Zone5A(SD-SiouxCity-IA) | ASHRAE30pct-state-STD2013 | state | SD | 0.0801 | 0.63 | ASHRAE30pct-state-5A_OfficeSmall_STD2013_SD-SiouxCity-IA.table.csv.gz | Small Office | Sioux City Sioux Gateway Ap IA USA TMY3 WMO#=725570 | Natural Gas | 10435.4665 | 0 | 0 | 0 | 0 | 0 | 0 | 0 | 0 | 0 | 0 | 0 | 0 | 0 | 10435.4665 | 0 | 10435.4665 | 0 | 0 | 65.7434 | 0 | 0 | 0 | 0 | 0 | 0 | 0 | 0 | 0 | 0 | 0 | 0 | 0 | 65.7434 | 0 | 65.7434 | 0 | 0 | 10.4355 | 0 | 0 | 0 | 0 | 0 | 0 | 0 | 0 | 0 | 0 | 0 | 0 | 0 | 10.4355 | 0 | 10.4355 | 0 | 0 | 0 | 0 | 0 | 0 | 0 | 0 | 0 | 1.8967 | 0 | 0 | 0 | 1.8967 | 1.8967 | 1.8967 | 2
WV_5A_SO_2010_EL | 5A | SO | EL | 1315 | ASHRAE30pct-state-5A | OfficeSmall | STD2010 | WV-Elkins-WV | Zone5A | Zone5A(WV-Elkins-WV) | ASHRAE30pct-state-STD2010 | state | WV | 0.0842 | 0.92 | ASHRAE30pct-state-5A_OfficeSmall_STD2010_WV-Elkins-WV.table.csv.gz | Small Office | Elkins Elkins Randolph Co Arp WV USA TMY3 WMO#=724170 | Electricity | 2350 | 4052.7778 | 14805.5557 | 3411.1111 | 13663.889 | 0 | 5888.8889 | 0 | 0 | 0 | 0 | 5002.7778 | 0 | 0 | 49177.7782 | 0 | 49175.0004 | 2.7778 | 2.7778 | 197.87 | 341.2439 | 1246.6278 | 287.2156 | 1150.4995 | 0 | 495.8444 | 0 | 0 | 0 | 0 | 421.2339 | 0 | 0 | 4140.7689 | 0 | 4140.535 | 0.23389 | 0.23389 | 8.0205 | 13.832 | 50.5309 | 11.642 | 46.6344 | 0 | 20.0986 | 0 | 0 | 0 | 0 | 17.0743 | 0 | 0 | 167.8422 | 0 | 167.8328 | 0.0094805 | 0.0094805 | 9.1841 | 2.116 | 8.4776 | 3.653 | 0 | 0 | 2.514 | 1.4577 | 3.1033 | 0 | 0 | 30.504 | 30.5057 | 30.5057 | 1
WV_5A_SO_2013_EL | 5A | SO | EL | 1429 | ASHRAE30pct-state-5A | OfficeSmall | STD2013 | WV-Elkins-WV | Zone5A | Zone5A(WV-Elkins-WV) | ASHRAE30pct-state-STD2013 | state | WV | 0.0842 | 0.92 | ASHRAE30pct-state-5A_OfficeSmall_STD2013_WV-Elkins-WV.table.csv.gz | Small Office | Elkins Elkins Randolph Co Arp WV USA TMY3 WMO#=724170 | Electricity | 1916.6667 | 3063.8889 | 12588.889 | 3411.1111 | 13413.889 | 0 | 5277.7778 | 0 | 0 | 0 | 0 | 5002.7778 | 0 | 0 | 44675.0004 | 0 | 44675.0004 | 0 | 0 | 161.3833 | 257.9794 | 1059.9845 | 287.2156 | 1129.4495 | 0 | 444.3889 | 0 | 0 | 0 | 0 | 421.2339 | 0 | 0 | 3761.635 | 0 | 3761.635 | 0 | 0 | 6.5415 | 10.457 | 42.9655 | 11.642 | 45.7812 | 0 | 18.0129 | 0 | 0 | 0 | 0 | 17.0743 | 0 | 0 | 152.4744 | 0 | 152.4744 | 0 | 0 | 7.8091 | 2.116 | 8.3208 | 3.2739 | 0 | 0 | 1.9006 | 1.1889 | 3.1033 | 0 | 0 | 27.7125 | 27.7125 | 27.7125 | 2
WV_5A_SO_2010_NG | 5A | SO | NG | 1316 | ASHRAE30pct-state-5A | OfficeSmall | STD2010 | WV-Elkins-WV | Zone5A | Zone5A(WV-Elkins-WV) | ASHRAE30pct-state-STD2010 | state | WV | 0.0842 | 0.92 | ASHRAE30pct-state-5A_OfficeSmall_STD2010_WV-Elkins-WV.table.csv.gz | Small Office | Elkins Elkins Randolph Co Arp WV USA TMY3 WMO#=724170 | Natural Gas | 6596.8072 | 0 | 0 | 0 | 0 | 0 | 0 | 0 | 0 | 0 | 0 | 0 | 0 | 0 | 6596.8072 | 0 | 6596.8072 | 0 | 0 | 60.6906 | 0 | 0 | 0 | 0 | 0 | 0 | 0 | 0 | 0 | 0 | 0 | 0 | 0 | 60.6906 | 0 | 60.6906 | 0 | 0 | 6.5968 | 0 | 0 | 0 | 0 | 0 | 0 | 0 | 0 | 0 | 0 | 0 | 0 | 0 | 6.5968 | 0 | 6.5968 | 0 | 0 | 0 | 0 | 0 | 0 | 0 | 0 | 0 | 1.199 | 0 | 0 | 0 | 1.199 | 1.199 | 1.199 | 1
WV_5A_SO_2013_NG | 5A | SO | NG | 1430 | ASHRAE30pct-state-5A | OfficeSmall | STD2013 | WV-Elkins-WV | Zone5A | Zone5A(WV-Elkins-WV) | ASHRAE30pct-state-STD2013 | state | WV | 0.0842 | 0.92 | ASHRAE30pct-state-5A_OfficeSmall_STD2013_WV-Elkins-WV.table.csv.gz | Small Office | Elkins Elkins Randolph Co Arp WV USA TMY3 WMO#=724170 | Natural Gas | 5269.8632 | 0 | 0 | 0 | 0 | 0 | 0 | 0 | 0 | 0 | 0 | 0 | 0 | 0 | 5269.8632 | 0 | 5269.8632 | 0 | 0 | 48.4827 | 0 | 0 | 0 | 0 | 0 | 0 | 0 | 0 | 0 | 0 | 0 | 0 | 0 | 48.4827 | 0 | 48.4827 | 0 | 0 | 5.2699 | 0 | 0 | 0 | 0 | 0 | 0 | 0 | 0 | 0 | 0 | 0 | 0 | 0 | 5.2699 | 0 | 5.2699 | 0 | 0 | 0 | 0 | 0 | 0 | 0 | 0 | 0 | 0.95781 | 0 | 0 | 0 | 0.95781 | 0.95781 | 0.95781 | 2
AZ_5B_SO_2010_EL | 5B | SO | EL | 1495 | ASHRAE30pct-state-5B | OfficeSmall | STD2010 | AZ-Winslow-AZ | Zone5B | Zone5B(AZ-Winslow-AZ) | ASHRAE30pct-state-STD2010 | state | AZ | 0.0954 | 0.95 | ASHRAE30pct-state-5B_OfficeSmall_STD2010_AZ-Winslow-AZ.table.csv.gz | Small Office | Winslow Municipal Ap AZ USA TMY3 WMO#=723740 | Electricity | 1322.2222 | 6358.3334 | 14791.6668 | 3413.8889 | 13663.889 | 0 | 7175.0001 | 0 | 0 | 0 | 0 | 5002.7778 | 0 | 0 | 51725.0004 | 0 | 51727.7782 | -2.7778 | -2.7778 | 126.14 | 606.585 | 1411.125 | 325.685 | 1303.535 | 0 | 684.495 | 0 | 0 | 0 | 0 | 477.265 | 0 | 0 | 4934.565 | 0 | 4934.83 | -0.265 | -0.265 | 4.5127 | 21.7008 | 50.4835 | 11.6515 | 46.6344 | 0 | 24.4881 | 0 | 0 | 0 | 0 | 17.0743 | 0 | 0 | 176.5358 | 0 | 176.5453 | -0.0094805 | -0.0094805 | 9.1755 | 2.1177 | 8.4742 | 4.4508 | 0 | 0 | 3.9442 | 0.82019 | 3.1033 | 0 | 0 | 32.0875 | 32.0858 | 32.0858 | 1
AZ_5B_SO_2013_EL | 5B | SO | EL | 1555 | ASHRAE30pct-state-5B | OfficeSmall | STD2013 | AZ-Winslow-AZ | Zone5B | Zone5B(AZ-Winslow-AZ) | ASHRAE30pct-state-STD2013 | state | AZ | 0.0954 | 0.95 | ASHRAE30pct-state-5B_OfficeSmall_STD2013_AZ-Winslow-AZ.table.csv.gz | Small Office | Winslow Municipal Ap AZ USA TMY3 WMO#=723740 | Electricity | 1061.1111 | 4536.1111 | 12561.1112 | 3413.8889 | 13413.889 | 0 | 6233.3334 | 0 | 0 | 0 | 0 | 5002.7778 | 0 | 0 | 46219.4448 | 0 | 46222.2226 | -2.7778 | -2.7778 | 101.23 | 432.745 | 1198.33 | 325.685 | 1279.685 | 0 | 594.66 | 0 | 0 | 0 | 0 | 477.265 | 0 | 0 | 4409.335 | 0 | 4409.6 | -0.265 | -0.265 | 3.6215 | 15.4816 | 42.8707 | 11.6515 | 45.7812 | 0 | 21.2742 | 0 | 0 | 0 | 0 | 17.0743 | 0 | 0 | 157.7455 | 0 | 157.755 | -0.0094805 | -0.0094805 | 7.7918 | 2.1177 | 8.3191 | 3.8666 | 0 | 0 | 2.8138 | 0.65822 | 3.1033 | 0 | 0 | 28.6723 | 28.6706 | 28.6706 | 2
AZ_5B_SO_2010_NG | 5B | SO | NG | 1496 | ASHRAE30pct-state-5B | OfficeSmall | STD2010 | AZ-Winslow-AZ | Zone5B | Zone5B(AZ-Winslow-AZ) | ASHRAE30pct-state-STD2010 | state | AZ | 0.0954 | 0.95 | ASHRAE30pct-state-5B_OfficeSmall_STD2010_AZ-Winslow-AZ.table.csv.gz | Small Office | Winslow Municipal Ap AZ USA TMY3 WMO#=723740 | Natural Gas | 758.2537 | 0 | 0 | 0 | 0 | 0 | 0 | 0 | 0 | 0 | 0 | 0 | 0 | 0 | 758.2537 | 0 | 758.2537 | 0 | 0 | 7.2034 | 0 | 0 | 0 | 0 | 0 | 0 | 0 | 0 | 0 | 0 | 0 | 0 | 0 | 7.2034 | 0 | 7.2034 | 0 | 0 | 0.75825 | 0 | 0 | 0 | 0 | 0 | 0 | 0 | 0 | 0 | 0 | 0 | 0 | 0 | 0.75825 | 0 | 0.75825 | 0 | 0 | 0 | 0 | 0 | 0 | 0 | 0 | 0 | 0.13781 | 0 | 0 | 0 | 0.13781 | 0.13781 | 0.13781 | 1
AZ_5B_SO_2013_NG | 5B | SO | NG | 1556 | ASHRAE30pct-state-5B | OfficeSmall | STD2013 | AZ-Winslow-AZ | Zone5B | Zone5B(AZ-Winslow-AZ) | ASHRAE30pct-state-STD2013 | state | AZ | 0.0954 | 0.95 | ASHRAE30pct-state-5B_OfficeSmall_STD2013_AZ-Winslow-AZ.table.csv.gz | Small Office | Winslow Municipal Ap AZ USA TMY3 WMO#=723740 | Natural Gas | 521.2994 | 0 | 0 | 0 | 0 | 0 | 0 | 0 | 0 | 0 | 0 | 0 | 0 | 0 | 521.2994 | 0 | 521.2994 | 0 | 0 | 4.9523 | 0 | 0 | 0 | 0 | 0 | 0 | 0 | 0 | 0 | 0 | 0 | 0 | 0 | 4.9523 | 0 | 4.9523 | 0 | 0 | 0.5213 | 0 | 0 | 0 | 0 | 0 | 0 | 0 | 0 | 0 | 0 | 0 | 0 | 0 | 0.5213 | 0 | 0.5213 | 0 | 0 | 0 | 0 | 0 | 0 | 0 | 0 | 0 | 0.094747 | 0 | 0 | 0 | 0.094747 | 0.094747 | 0.094747 | 2
CA_5B_SO_2010_EL | 5B | SO | EL | 1501 | ASHRAE30pct-state-5B | OfficeSmall | STD2010 | CA-Reno-NV | Zone5B | Zone5B(CA-Reno-NV) | ASHRAE30pct-state-STD2010 | state | CA | 0.136 | 0.7 | ASHRAE30pct-state-5B_OfficeSmall_STD2010_CA-Reno-NV.table.csv.gz | Small Office | Reno Tahoe International Ap NV USA TMY3 WMO#=724880 | Electricity | 1777.7778 | 5194.4445 | 14780.5557 | 3416.6667 | 13663.889 | 0 | 6916.6667 | 0 | 0 | 0 | 0 | 5002.7778 | 0 | 0 | 50752.7782 | 0 | 50752.7782 | 0 | 0 | 241.7778 | 706.4445 | 2010.1556 | 464.6667 | 1858.2889 | 0 | 940.6667 | 0 | 0 | 0 | 0 | 680.3778 | 0 | 0 | 6902.3778 | 0 | 6902.3778 | 0 | 0 | 6.0675 | 17.7285 | 50.4456 | 11.661 | 46.6344 | 0 | 23.6064 | 0 | 0 | 0 | 0 | 17.0743 | 0 | 0 | 173.2177 | 0 | 173.2177 | 0 | 0 | 9.1686 | 2.1194 | 8.4759 | 4.2905 | 0 | 0 | 3.2222 | 1.1028 | 3.1033 | 0 | 0 | 31.4827 | 31.4827 | 31.4827 | 1
CA_5B_SO_2013_EL | 5B | SO | EL | 1561 | ASHRAE30pct-state-5B | OfficeSmall | STD2013 | CA-Reno-NV | Zone5B | Zone5B(CA-Reno-NV) | ASHRAE30pct-state-STD2013 | state | CA | 0.136 | 0.7 | ASHRAE30pct-state-5B_OfficeSmall_STD2013_CA-Reno-NV.table.csv.gz | Small Office | Reno Tahoe International Ap NV USA TMY3 WMO#=724880 | Electricity | 1438.8889 | 3727.7778 | 12552.7779 | 3416.6667 | 13413.889 | 0 | 6100 | 0 | 0 | 0 | 0 | 5002.7778 | 0 | 0 | 45652.7781 | 0 | 45652.7781 | 7.276e-12 | 7.276e-12 | 195.6889 | 506.9778 | 1707.1778 | 464.6667 | 1824.2889 | 0 | 829.6 | 0 | 0 | 0 | 0 | 680.3778 | 0 | 0 | 6208.7778 | 0 | 6208.7778 | 9.8953e-13 | 9.8953e-13 | 4.9109 | 12.7228 | 42.8422 | 11.661 | 45.7812 | 0 | 20.8191 | 0 | 0 | 0 | 0 | 17.0743 | 0 | 0 | 155.8115 | 0 | 155.8115 | 2.4833e-14 | 2.4833e-14 | 7.7867 | 2.1194 | 8.3208 | 3.7839 | 0 | 0 | 2.3124 | 0.89256 | 3.1033 | 0 | 0 | 28.3191 | 28.3191 | 28.3191 | 2
CA_5B_SO_2010_NG | 5B | SO | NG | 1502 | ASHRAE30pct-state-5B | OfficeSmall | STD2010 | CA-Reno-NV | Zone5B | Zone5B(CA-Reno-NV) | ASHRAE30pct-state-STD2010 | state | CA | 0.136 | 0.7 | ASHRAE30pct-state-5B_OfficeSmall_STD2010_CA-Reno-NV.table.csv.gz | Small Office | Reno Tahoe International Ap NV USA TMY3 WMO#=724880 | Natural Gas | 1554.4201 | 0 | 0 | 0 | 0 | 0 | 0 | 0 | 0 | 0 | 0 | 0 | 0 | 0 | 1554.4201 | 0 | 1554.4201 | 0 | 0 | 10.8809 | 0 | 0 | 0 | 0 | 0 | 0 | 0 | 0 | 0 | 0 | 0 | 0 | 0 | 10.8809 | 0 | 10.8809 | 0 | 0 | 1.5544 | 0 | 0 | 0 | 0 | 0 | 0 | 0 | 0 | 0 | 0 | 0 | 0 | 0 | 1.5544 | 0 | 1.5544 | 0 | 0 | 0 | 0 | 0 | 0 | 0 | 0 | 0 | 0.28252 | 0 | 0 | 0 | 0.28252 | 0.28252 | 0.28252 | 1
CA_5B_SO_2013_NG | 5B | SO | NG | 1562 | ASHRAE30pct-state-5B | OfficeSmall | STD2013 | CA-Reno-NV | Zone5B | Zone5B(CA-Reno-NV) | ASHRAE30pct-state-STD2013 | state | CA | 0.136 | 0.7 | ASHRAE30pct-state-5B_OfficeSmall_STD2013_CA-Reno-NV.table.csv.gz | Small Office | Reno Tahoe International Ap NV USA TMY3 WMO#=724880 | Natural Gas | 1099.4679 | 0 | 0 | 0 | 0 | 0 | 0 | 0 | 0 | 0 | 0 | 0 | 0 | 0 | 1099.4679 | 0 | 1099.4679 | 0 | 0 | 7.6963 | 0 | 0 | 0 | 0 | 0 | 0 | 0 | 0 | 0 | 0 | 0 | 0 | 0 | 7.6963 | 0 | 7.6963 | 0 | 0 | 1.0995 | 0 | 0 | 0 | 0 | 0 | 0 | 0 | 0 | 0 | 0 | 0 | 0 | 0 | 1.0995 | 0 | 1.0995 | 0 | 0 | 0 | 0 | 0 | 0 | 0 | 0 | 0 | 0.19983 | 0 | 0 | 0 | 0.19983 | 0.19983 | 0.19983 | 2
CO_5B_SO_2010_EL | 5B | SO | EL | 1507 | ASHRAE30pct-state-5B | OfficeSmall | STD2010 | CO-ColoradoSprings-CO | Zone5B | Zone5B(CO-ColoradoSprings-CO) | ASHRAE30pct-state-STD2010 | state | CO | 0.0934 | 0.73 | ASHRAE30pct-state-5B_OfficeSmall_STD2010_CO-ColoradoSprings-CO.table.csv.gz | Small Office | Colorado Springs Muni Ap CO USA TMY3 WMO#=724660 | Electricity | 2047.2222 | 4508.3334 | 14780.5557 | 3416.6667 | 13663.889 | 0 | 7063.8889 | 0 | 0 | 0 | 0 | 5002.7778 | 0 | 0 | 50486.1115 | 0 | 50483.3337 | 2.7778 | 2.7778 | 191.2106 | 421.0783 | 1380.5039 | 319.1167 | 1276.2072 | 0 | 659.7672 | 0 | 0 | 0 | 0 | 467.2594 | 0 | 0 | 4715.4028 | 0 | 4715.1434 | 0.25944 | 0.25944 | 6.9871 | 15.3868 | 50.4456 | 11.661 | 46.6344 | 0 | 24.1088 | 0 | 0 | 0 | 0 | 17.0743 | 0 | 0 | 172.3075 | 0 | 172.2981 | 0.0094805 | 0.0094805 | 9.1686 | 2.1194 | 8.4776 | 4.3818 | 0 | 0 | 2.7966 | 1.2699 | 3.1033 | 0 | 0 | 31.3155 | 31.3173 | 31.3173 | 1
CO_5B_SO_2013_EL | 5B | SO | EL | 1567 | ASHRAE30pct-state-5B | OfficeSmall | STD2013 | CO-ColoradoSprings-CO | Zone5B | Zone5B(CO-ColoradoSprings-CO) | ASHRAE30pct-state-STD2013 | state | CO | 0.0934 | 0.73 | ASHRAE30pct-state-5B_OfficeSmall_STD2013_CO-ColoradoSprings-CO.table.csv.gz | Small Office | Colorado Springs Muni Ap CO USA TMY3 WMO#=724660 | Electricity | 1680.5556 | 3361.1111 | 12544.4445 | 3416.6667 | 13413.889 | 0 | 6300.0001 | 0 | 0 | 0 | 0 | 5002.7778 | 0 | 0 | 45722.2226 | 0 | 45719.4448 | 2.7778 | 2.7778 | 156.9639 | 313.9278 | 1171.6511 | 319.1167 | 1252.8572 | 0 | 588.42 | 0 | 0 | 0 | 0 | 467.2594 | 0 | 0 | 4270.4556 | 0 | 4270.1961 | 0.25944 | 0.25944 | 5.7357 | 11.4714 | 42.8138 | 11.661 | 45.7812 | 0 | 21.5017 | 0 | 0 | 0 | 0 | 17.0743 | 0 | 0 | 156.0485 | 0 | 156.039 | 0.0094805 | 0.0094805 | 7.7815 | 2.1194 | 8.3225 | 3.908 | 0 | 0 | 2.0849 | 1.0425 | 3.1033 | 0 | 0 | 28.3604 | 28.3621 | 28.3621 | 2
CO_5B_SO_2010_NG | 5B | SO | NG | 1508 | ASHRAE30pct-state-5B | OfficeSmall | STD2010 | CO-ColoradoSprings-CO | Zone5B | Zone5B(CO-ColoradoSprings-CO) | ASHRAE30pct-state-STD2010 | state | CO | 0.0934 | 0.73 | ASHRAE30pct-state-5B_OfficeSmall_STD2010_CO-ColoradoSprings-CO.table.csv.gz | Small Office | Colorado Springs Muni Ap CO USA TMY3 WMO#=724660 | Natural Gas | 2805.5387 | 0 | 0 | 0 | 0 | 0 | 0 | 0 | 0 | 0 | 0 | 0 | 0 | 0 | 2805.5387 | 0 | 2805.5387 | 0 | 0 | 20.4804 | 0 | 0 | 0 | 0 | 0 | 0 | 0 | 0 | 0 | 0 | 0 | 0 | 0 | 20.4804 | 0 | 20.4804 | 0 | 0 | 2.8055 | 0 | 0 | 0 | 0 | 0 | 0 | 0 | 0 | 0 | 0 | 0 | 0 | 0 | 2.8055 | 0 | 2.8055 | 0 | 0 | 0 | 0 | 0 | 0 | 0 | 0 | 0 | 0.50991 | 0 | 0 | 0 | 0.50991 | 0.50991 | 0.50991 | 1
CO_5B_SO_2013_NG | 5B | SO | NG | 1568 | ASHRAE30pct-state-5B | OfficeSmall | STD2013 | CO-ColoradoSprings-CO | Zone5B | Zone5B(CO-ColoradoSprings-CO) | ASHRAE30pct-state-STD2013 | state | CO | 0.0934 | 0.73 | ASHRAE30pct-state-5B_OfficeSmall_STD2013_CO-ColoradoSprings-CO.table.csv.gz | Small Office | Colorado Springs Muni Ap CO USA TMY3 WMO#=724660 | Natural Gas | 2104.154 | 0 | 0 | 0 | 0 | 0 | 0 | 0 | 0 | 0 | 0 | 0 | 0 | 0 | 2104.154 | 0 | 2104.154 | 0 | 0 | 15.3603 | 0 | 0 | 0 | 0 | 0 | 0 | 0 | 0 | 0 | 0 | 0 | 0 | 0 | 15.3603 | 0 | 15.3603 | 0 | 0 | 2.1042 | 0 | 0 | 0 | 0 | 0 | 0 | 0 | 0 | 0 | 0 | 0 | 0 | 0 | 2.1042 | 0 | 2.1042 | 0 | 0 | 0 | 0 | 0 | 0 | 0 | 0 | 0 | 0.38243 | 0 | 0 | 0 | 0.38243 | 0.38243 | 0.38243 | 2
ID_5B_SO_2010_EL | 5B | SO | EL | 1513 | ASHRAE30pct-state-5B | OfficeSmall | STD2010 | ID-Boise-ID | Zone5B | Zone5B(ID-Boise-ID) | ASHRAE30pct-state-STD2010 | state | ID | 0.0683 | 0.73 | ASHRAE30pct-state-5B_OfficeSmall_STD2010_ID-Boise-ID.table.csv.gz | Small Office | Boise Air Terminal Uo ID USA TMY3 WMO#=726810 | Electricity | 1950 | 4708.3334 | 14808.3335 | 3405.5556 | 13663.889 | 0 | 6858.3334 | 0 | 0 | 0 | 0 | 5002.7778 | 0 | 0 | 50397.2226 | 0 | 50397.2226 | 0 | 0 | 133.185 | 321.5792 | 1011.4092 | 232.5994 | 933.2436 | 0 | 468.4242 | 0 | 0 | 0 | 0 | 341.6897 | 0 | 0 | 3442.1303 | 0 | 3442.1303 | 0 | 0 | 6.6553 | 16.0694 | 50.5404 | 11.6231 | 46.6344 | 0 | 23.4073 | 0 | 0 | 0 | 0 | 17.0743 | 0 | 0 | 172.0042 | 0 | 172.0042 | 0 | 0 | 9.1858 | 2.1125 | 8.4759 | 4.2543 | 0 | 0 | 2.9206 | 1.2096 | 3.1033 | 0 | 0 | 31.2621 | 31.2621 | 31.2621 | 1
ID_5B_SO_2013_EL | 5B | SO | EL | 1573 | ASHRAE30pct-state-5B | OfficeSmall | STD2013 | ID-Boise-ID | Zone5B | Zone5B(ID-Boise-ID) | ASHRAE30pct-state-STD2013 | state | ID | 0.0683 | 0.73 | ASHRAE30pct-state-5B_OfficeSmall_STD2013_ID-Boise-ID.table.csv.gz | Small Office | Boise Air Terminal Uo ID USA TMY3 WMO#=726810 | Electricity | 1572.2222 | 3225 | 12605.5557 | 3405.5556 | 13413.889 | 0 | 6030.5556 | 0 | 0 | 0 | 0 | 5002.7778 | 0 | 0 | 45252.7781 | 0 | 45255.5559 | -2.7778 | -2.7778 | 107.3828 | 220.2675 | 860.9595 | 232.5994 | 916.1686 | 0 | 411.8869 | 0 | 0 | 0 | 0 | 341.6897 | 0 | 0 | 3090.7647 | 0 | 3090.9545 | -0.18972 | -0.18972 | 5.3659 | 11.0068 | 43.0224 | 11.6231 | 45.7812 | 0 | 20.5821 | 0 | 0 | 0 | 0 | 17.0743 | 0 | 0 | 154.4463 | 0 | 154.4558 | -0.0094805 | -0.0094805 | 7.8194 | 2.1125 | 8.3191 | 3.7408 | 0 | 0 | 2.0005 | 0.97527 | 3.1033 | 0 | 0 | 28.0727 | 28.0709 | 28.0709 | 2
ID_5B_SO_2010_NG | 5B | SO | NG | 1514 | ASHRAE30pct-state-5B | OfficeSmall | STD2010 | ID-Boise-ID | Zone5B | Zone5B(ID-Boise-ID) | ASHRAE30pct-state-STD2010 | state | ID | 0.0683 | 0.73 | ASHRAE30pct-state-5B_OfficeSmall_STD2010_ID-Boise-ID.table.csv.gz | Small Office | Boise Air Terminal Uo ID USA TMY3 WMO#=726810 | Natural Gas | 1232.1623 | 0 | 0 | 0 | 0 | 0 | 0 | 0 | 0 | 0 | 0 | 0 | 0 | 0 | 1232.1623 | 0 | 1232.1623 | 0 | 0 | 8.9948 | 0 | 0 | 0 | 0 | 0 | 0 | 0 | 0 | 0 | 0 | 0 | 0 | 0 | 8.9948 | 0 | 8.9948 | 0 | 0 | 1.2322 | 0 | 0 | 0 | 0 | 0 | 0 | 0 | 0 | 0 | 0 | 0 | 0 | 0 | 1.2322 | 0 | 1.2322 | 0 | 0 | 0 | 0 | 0 | 0 | 0 | 0 | 0 | 0.22395 | 0 | 0 | 0 | 0.22395 | 0.22395 | 0.22395 | 1
ID_5B_SO_2013_NG | 5B | SO | NG | 1574 | ASHRAE30pct-state-5B | OfficeSmall | STD2013 | ID-Boise-ID | Zone5B | Zone5B(ID-Boise-ID) | ASHRAE30pct-state-STD2013 | state | ID | 0.0683 | 0.73 | ASHRAE30pct-state-5B_OfficeSmall_STD2013_ID-Boise-ID.table.csv.gz | Small Office | Boise Air Terminal Uo ID USA TMY3 WMO#=726810 | Natural Gas | 900.4263 | 0 | 0 | 0 | 0 | 0 | 0 | 0 | 0 | 0 | 0 | 0 | 0 | 0 | 900.4263 | 0 | 900.4263 | 0 | 0 | 6.5731 | 0 | 0 | 0 | 0 | 0 | 0 | 0 | 0 | 0 | 0 | 0 | 0 | 0 | 6.5731 | 0 | 6.5731 | 0 | 0 | 0.90043 | 0 | 0 | 0 | 0 | 0 | 0 | 0 | 0 | 0 | 0 | 0 | 0 | 0 | 0.90043 | 0 | 0.90043 | 0 | 0 | 0 | 0 | 0 | 0 | 0 | 0 | 0 | 0.16365 | 0 | 0 | 0 | 0.16365 | 0.16365 | 0.16365 | 2
NM_5B_SO_2010_EL | 5B | SO | EL | 1519 | ASHRAE30pct-state-5B | OfficeSmall | STD2010 | NM-Winslow-AZ | Zone5B | Zone5B(NM-Winslow-AZ) | ASHRAE30pct-state-STD2010 | state | NM | 0.093 | 0.62 | ASHRAE30pct-state-5B_OfficeSmall_STD2010_NM-Winslow-AZ.table.csv.gz | Small Office | Winslow Municipal Ap AZ USA TMY3 WMO#=723740 | Electricity | 1322.2222 | 6358.3334 | 14791.6668 | 3413.8889 | 13663.889 | 0 | 7175.0001 | 0 | 0 | 0 | 0 | 5002.7778 | 0 | 0 | 51725.0004 | 0 | 51727.7782 | -2.7778 | -2.7778 | 122.9667 | 591.325 | 1375.625 | 317.4917 | 1270.7417 | 0 | 667.275 | 0 | 0 | 0 | 0 | 465.2583 | 0 | 0 | 4810.425 | 0 | 4810.6834 | -0.25833 | -0.25833 | 4.5127 | 21.7008 | 50.4835 | 11.6515 | 46.6344 | 0 | 24.4881 | 0 | 0 | 0 | 0 | 17.0743 | 0 | 0 | 176.5358 | 0 | 176.5453 | -0.0094805 | -0.0094805 | 9.1755 | 2.1177 | 8.4742 | 4.4508 | 0 | 0 | 3.9442 | 0.82019 | 3.1033 | 0 | 0 | 32.0875 | 32.0858 | 32.0858 | 1
NM_5B_SO_2013_EL | 5B | SO | EL | 1579 | ASHRAE30pct-state-5B | OfficeSmall | STD2013 | NM-Winslow-AZ | Zone5B | Zone5B(NM-Winslow-AZ) | ASHRAE30pct-state-STD2013 | state | NM | 0.093 | 0.62 | ASHRAE30pct-state-5B_OfficeSmall_STD2013_NM-Winslow-AZ.table.csv.gz | Small Office | Winslow Municipal Ap AZ USA TMY3 WMO#=723740 | Electricity | 1061.1111 | 4536.1111 | 12561.1112 | 3413.8889 | 13413.889 | 0 | 6233.3334 | 0 | 0 | 0 | 0 | 5002.7778 | 0 | 0 | 46219.4448 | 0 | 46222.2226 | -2.7778 | -2.7778 | 98.6833 | 421.8583 | 1168.1833 | 317.4917 | 1247.4917 | 0 | 579.7 | 0 | 0 | 0 | 0 | 465.2583 | 0 | 0 | 4298.4084 | 0 | 4298.6667 | -0.25833 | -0.25833 | 3.6215 | 15.4816 | 42.8707 | 11.6515 | 45.7812 | 0 | 21.2742 | 0 | 0 | 0 | 0 | 17.0743 | 0 | 0 | 157.7455 | 0 | 157.755 | -0.0094805 | -0.0094805 | 7.7918 | 2.1177 | 8.3191 | 3.8666 | 0 | 0 | 2.8138 | 0.65822 | 3.1033 | 0 | 0 | 28.6723 | 28.6706 | 28.6706 | 2
NM_5B_SO_2010_NG | 5B | SO | NG | 1520 | ASHRAE30pct-state-5B | OfficeSmall | STD2010 | NM-Winslow-AZ | Zone5B | Zone5B(NM-Winslow-AZ) | ASHRAE30pct-state-STD2010 | state | NM | 0.093 | 0.62 | ASHRAE30pct-state-5B_OfficeSmall_STD2010_NM-Winslow-AZ.table.csv.gz | Small Office | Winslow Municipal Ap AZ USA TMY3 WMO#=723740 | Natural Gas | 758.2537 | 0 | 0 | 0 | 0 | 0 | 0 | 0 | 0 | 0 | 0 | 0 | 0 | 0 | 758.2537 | 0 | 758.2537 | 0 | 0 | 4.7012 | 0 | 0 | 0 | 0 | 0 | 0 | 0 | 0 | 0 | 0 | 0 | 0 | 0 | 4.7012 | 0 | 4.7012 | 0 | 0 | 0.75825 | 0 | 0 | 0 | 0 | 0 | 0 | 0 | 0 | 0 | 0 | 0 | 0 | 0 | 0.75825 | 0 | 0.75825 | 0 | 0 | 0 | 0 | 0 | 0 | 0 | 0 | 0 | 0.13781 | 0 | 0 | 0 | 0.13781 | 0.13781 | 0.13781 | 1
NM_5B_SO_2013_NG | 5B | SO | NG | 1580 | ASHRAE30pct-state-5B | OfficeSmall | STD2013 | NM-Winslow-AZ | Zone5B | Zone5B(NM-Winslow-AZ) | ASHRAE30pct-state-STD2013 | state | NM | 0.093 | 0.62 | ASHRAE30pct-state-5B_OfficeSmall_STD2013_NM-Winslow-AZ.table.csv.gz | Small Office | Winslow Municipal Ap AZ USA TMY3 WMO#=723740 | Natural Gas | 521.2994 | 0 | 0 | 0 | 0 | 0 | 0 | 0 | 0 | 0 | 0 | 0 | 0 | 0 | 521.2994 | 0 | 521.2994 | 0 | 0 | 3.2321 | 0 | 0 | 0 | 0 | 0 | 0 | 0 | 0 | 0 | 0 | 0 | 0 | 0 | 3.2321 | 0 | 3.2321 | 0 | 0 | 0.5213 | 0 | 0 | 0 | 0 | 0 | 0 | 0 | 0 | 0 | 0 | 0 | 0 | 0 | 0.5213 | 0 | 0.5213 | 0 | 0 | 0 | 0 | 0 | 0 | 0 | 0 | 0 | 0.094747 | 0 | 0 | 0 | 0.094747 | 0.094747 | 0.094747 | 2
NV_5B_SO_2010_EL | 5B | SO | EL | 1525 | ASHRAE30pct-state-5B | OfficeSmall | STD2010 | NV-Reno-NV | Zone5B | Zone5B(NV-Reno-NV) | ASHRAE30pct-state-STD2010 | state | NV | 0.0886 | 0.73 | ASHRAE30pct-state-5B_OfficeSmall_STD2010_NV-Reno-NV.table.csv.gz | Small Office | Reno Tahoe International Ap NV USA TMY3 WMO#=724880 | Electricity | 1777.7778 | 5194.4445 | 14780.5557 | 3416.6667 | 13663.889 | 0 | 6916.6667 | 0 | 0 | 0 | 0 | 5002.7778 | 0 | 0 | 50752.7782 | 0 | 50752.7782 | 0 | 0 | 157.5111 | 460.2278 | 1309.5572 | 302.7167 | 1210.6206 | 0 | 612.8167 | 0 | 0 | 0 | 0 | 443.2461 | 0 | 0 | 4496.6961 | 0 | 4496.6961 | 0 | 0 | 6.0675 | 17.7285 | 50.4456 | 11.661 | 46.6344 | 0 | 23.6064 | 0 | 0 | 0 | 0 | 17.0743 | 0 | 0 | 173.2177 | 0 | 173.2177 | 0 | 0 | 9.1686 | 2.1194 | 8.4759 | 4.2905 | 0 | 0 | 3.2222 | 1.1028 | 3.1033 | 0 | 0 | 31.4827 | 31.4827 | 31.4827 | 1
NV_5B_SO_2013_EL | 5B | SO | EL | 1585 | ASHRAE30pct-state-5B | OfficeSmall | STD2013 | NV-Reno-NV | Zone5B | Zone5B(NV-Reno-NV) | ASHRAE30pct-state-STD2013 | state | NV | 0.0886 | 0.73 | ASHRAE30pct-state-5B_OfficeSmall_STD2013_NV-Reno-NV.table.csv.gz | Small Office | Reno Tahoe International Ap NV USA TMY3 WMO#=724880 | Electricity | 1438.8889 | 3727.7778 | 12552.7779 | 3416.6667 | 13413.889 | 0 | 6100 | 0 | 0 | 0 | 0 | 5002.7778 | 0 | 0 | 45652.7781 | 0 | 45652.7781 | 7.276e-12 | 7.276e-12 | 127.4856 | 330.2811 | 1112.1761 | 302.7167 | 1188.4706 | 0 | 540.46 | 0 | 0 | 0 | 0 | 443.2461 | 0 | 0 | 4044.8361 | 0 | 4044.8361 | 6.4465e-13 | 6.4465e-13 | 4.9109 | 12.7228 | 42.8422 | 11.661 | 45.7812 | 0 | 20.8191 | 0 | 0 | 0 | 0 | 17.0743 | 0 | 0 | 155.8115 | 0 | 155.8115 | 2.4833e-14 | 2.4833e-14 | 7.7867 | 2.1194 | 8.3208 | 3.7839 | 0 | 0 | 2.3124 | 0.89256 | 3.1033 | 0 | 0 | 28.3191 | 28.3191 | 28.3191 | 2
NV_5B_SO_2010_NG | 5B | SO | NG | 1526 | ASHRAE30pct-state-5B | OfficeSmall | STD2010 | NV-Reno-NV | Zone5B | Zone5B(NV-Reno-NV) | ASHRAE30pct-state-STD2010 | state | NV | 0.0886 | 0.73 | ASHRAE30pct-state-5B_OfficeSmall_STD2010_NV-Reno-NV.table.csv.gz | Small Office | Reno Tahoe International Ap NV USA TMY3 WMO#=724880 | Natural Gas | 1554.4201 | 0 | 0 | 0 | 0 | 0 | 0 | 0 | 0 | 0 | 0 | 0 | 0 | 0 | 1554.4201 | 0 | 1554.4201 | 0 | 0 | 11.3473 | 0 | 0 | 0 | 0 | 0 | 0 | 0 | 0 | 0 | 0 | 0 | 0 | 0 | 11.3473 | 0 | 11.3473 | 0 | 0 | 1.5544 | 0 | 0 | 0 | 0 | 0 | 0 | 0 | 0 | 0 | 0 | 0 | 0 | 0 | 1.5544 | 0 | 1.5544 | 0 | 0 | 0 | 0 | 0 | 0 | 0 | 0 | 0 | 0.28252 | 0 | 0 | 0 | 0.28252 | 0.28252 | 0.28252 | 1
NV_5B_SO_2013_NG | 5B | SO | NG | 1586 | ASHRAE30pct-state-5B | OfficeSmall | STD2013 | NV-Reno-NV | Zone5B | Zone5B(NV-Reno-NV) | ASHRAE30pct-state-STD2013 | state | NV | 0.0886 | 0.73 | ASHRAE30pct-state-5B_OfficeSmall_STD2013_NV-Reno-NV.table.csv.gz | Small Office | Reno Tahoe International Ap NV USA TMY3 WMO#=724880 | Natural Gas | 1099.4679 | 0 | 0 | 0 | 0 | 0 | 0 | 0 | 0 | 0 | 0 | 0 | 0 | 0 | 1099.4679 | 0 | 1099.4679 | 0 | 0 | 8.0261 | 0 | 0 | 0 | 0 | 0 | 0 | 0 | 0 | 0 | 0 | 0 | 0 | 0 | 8.0261 | 0 | 8.0261 | 0 | 0 | 1.0995 | 0 | 0 | 0 | 0 | 0 | 0 | 0 | 0 | 0 | 0 | 0 | 0 | 0 | 1.0995 | 0 | 1.0995 | 0 | 0 | 0 | 0 | 0 | 0 | 0 | 0 | 0 | 0.19983 | 0 | 0 | 0 | 0.19983 | 0.19983 | 0.19983 | 2
OR_5B_SO_2010_EL | 5B | SO | EL | 1531 | ASHRAE30pct-state-5B | OfficeSmall | STD2010 | OR-Redmond-OR | Zone5B | Zone5B(OR-Redmond-OR) | ASHRAE30pct-state-STD2010 | state | OR | 0.0834 | 0.92 | ASHRAE30pct-state-5B_OfficeSmall_STD2010_OR-Redmond-OR.table.csv.gz | Small Office | Redmond Roberts Field OR USA TMY3 WMO#=726835 | Electricity | 2247.2222 | 3813.8889 | 14780.5557 | 3416.6667 | 13663.889 | 0 | 6511.1112 | 0 | 0 | 0 | 0 | 5002.7778 | 0 | 0 | 49438.8893 | 0 | 49436.1115 | 2.7778 | 2.7778 | 187.4183 | 318.0783 | 1232.6983 | 284.95 | 1139.5683 | 0 | 543.0267 | 0 | 0 | 0 | 0 | 417.2317 | 0 | 0 | 4123.2034 | 0 | 4122.9717 | 0.23167 | 0.23167 | 7.6697 | 13.0167 | 50.4456 | 11.661 | 46.6344 | 0 | 22.2222 | 0 | 0 | 0 | 0 | 17.0743 | 0 | 0 | 168.7334 | 0 | 168.7239 | 0.0094805 | 0.0094805 | 9.1686 | 2.1194 | 8.4776 | 4.0389 | 0 | 0 | 2.3658 | 1.394 | 3.1033 | 0 | 0 | 30.6659 | 30.6676 | 30.6676 | 1
OR_5B_SO_2013_EL | 5B | SO | EL | 1591 | ASHRAE30pct-state-5B | OfficeSmall | STD2013 | OR-Redmond-OR | Zone5B | Zone5B(OR-Redmond-OR) | ASHRAE30pct-state-STD2013 | state | OR | 0.0834 | 0.92 | ASHRAE30pct-state-5B_OfficeSmall_STD2013_OR-Redmond-OR.table.csv.gz | Small Office | Redmond Roberts Field OR USA TMY3 WMO#=726835 | Electricity | 1830.5556 | 2788.8889 | 12555.5557 | 3416.6667 | 13413.889 | 0 | 5861.1112 | 0 | 0 | 0 | 0 | 5002.7778 | 0 | 0 | 44869.4448 | 0 | 44869.4448 | 0 | 0 | 152.6683 | 232.5933 | 1047.1333 | 284.95 | 1118.7183 | 0 | 488.8167 | 0 | 0 | 0 | 0 | 417.2317 | 0 | 0 | 3742.1117 | 0 | 3742.1117 | 0 | 0 | 6.2476 | 9.5184 | 42.8517 | 11.661 | 45.7812 | 0 | 20.0038 | 0 | 0 | 0 | 0 | 17.0743 | 0 | 0 | 153.138 | 0 | 153.138 | 0 | 0 | 7.7884 | 2.1194 | 8.3208 | 3.6357 | 0 | 0 | 1.73 | 1.1355 | 3.1033 | 0 | 0 | 27.8332 | 27.8332 | 27.8332 | 2
OR_5B_SO_2010_NG | 5B | SO | NG | 1532 | ASHRAE30pct-state-5B | OfficeSmall | STD2010 | OR-Redmond-OR | Zone5B | Zone5B(OR-Redmond-OR) | ASHRAE30pct-state-STD2010 | state | OR | 0.0834 | 0.92 | ASHRAE30pct-state-5B_OfficeSmall_STD2010_OR-Redmond-OR.table.csv.gz | Small Office | Redmond Roberts Field OR USA TMY3 WMO#=726835 | Natural Gas | 1241.6404 | 0 | 0 | 0 | 0 | 0 | 0 | 0 | 0 | 0 | 0 | 0 | 0 | 0 | 1241.6404 | 0 | 1241.6404 | 0 | 0 | 11.4231 | 0 | 0 | 0 | 0 | 0 | 0 | 0 | 0 | 0 | 0 | 0 | 0 | 0 | 11.4231 | 0 | 11.4231 | 0 | 0 | 1.2416 | 0 | 0 | 0 | 0 | 0 | 0 | 0 | 0 | 0 | 0 | 0 | 0 | 0 | 1.2416 | 0 | 1.2416 | 0 | 0 | 0 | 0 | 0 | 0 | 0 | 0 | 0 | 0.22567 | 0 | 0 | 0 | 0.22567 | 0.22567 | 0.22567 | 1
OR_5B_SO_2013_NG | 5B | SO | NG | 1592 | ASHRAE30pct-state-5B | OfficeSmall | STD2013 | OR-Redmond-OR | Zone5B | Zone5B(OR-Redmond-OR) | ASHRAE30pct-state-STD2013 | state | OR | 0.0834 | 0.92 | ASHRAE30pct-state-5B_OfficeSmall_STD2013_OR-Redmond-OR.table.csv.gz | Small Office | Redmond Roberts Field OR USA TMY3 WMO#=726835 | Natural Gas | 815.1227 | 0 | 0 | 0 | 0 | 0 | 0 | 0 | 0 | 0 | 0 | 0 | 0 | 0 | 815.1227 | 0 | 815.1227 | 0 | 0 | 7.4991 | 0 | 0 | 0 | 0 | 0 | 0 | 0 | 0 | 0 | 0 | 0 | 0 | 0 | 7.4991 | 0 | 7.4991 | 0 | 0 | 0.81512 | 0 | 0 | 0 | 0 | 0 | 0 | 0 | 0 | 0 | 0 | 0 | 0 | 0 | 0.81512 | 0 | 0.81512 | 0 | 0 | 0 | 0 | 0 | 0 | 0 | 0 | 0 | 0.14815 | 0 | 0 | 0 | 0.14815 | 0.14815 | 0.14815 | 2
UT_5B_SO_2010_EL | 5B | SO | EL | 1537 | ASHRAE30pct-state-5B | OfficeSmall | STD2010 | UT-SaltLakeCity-UT | Zone5B | Zone5B(UT-SaltLakeCity-UT) | ASHRAE30pct-state-STD2010 | state | UT | 0.0805 | 0.69 | ASHRAE30pct-state-5B_OfficeSmall_STD2010_UT-SaltLakeCity-UT.table.csv.gz | Small Office | Salt Lake City IntL Arpt Isis UT USA TMY3 WMO#=725720 | Electricity | 1897.2222 | 5430.5556 | 14777.7779 | 3411.1111 | 13663.889 | 0 | 7211.1112 | 0 | 0 | 0 | 0 | 5002.7778 | 0 | 0 | 51397.2226 | 0 | 51394.4449 | 2.7778 | 2.7778 | 152.7264 | 437.1597 | 1189.6111 | 274.5944 | 1099.9431 | 0 | 580.4944 | 0 | 0 | 0 | 0 | 402.7236 | 0 | 0 | 4137.4764 | 0 | 4137.2528 | 0.22361 | 0.22361 | 6.4752 | 18.5343 | 50.4361 | 11.642 | 46.6344 | 0 | 24.6113 | 0 | 0 | 0 | 0 | 17.0743 | 0 | 0 | 175.4171 | 0 | 175.4076 | 0.0094805 | 0.0094805 | 9.1669 | 2.116 | 8.4776 | 4.4732 | 0 | 0 | 3.3687 | 1.1769 | 3.1033 | 0 | 0 | 31.8807 | 31.8824 | 31.8824 | 1
UT_5B_SO_2013_EL | 5B | SO | EL | 1597 | ASHRAE30pct-state-5B | OfficeSmall | STD2013 | UT-SaltLakeCity-UT | Zone5B | Zone5B(UT-SaltLakeCity-UT) | ASHRAE30pct-state-STD2013 | state | UT | 0.0805 | 0.69 | ASHRAE30pct-state-5B_OfficeSmall_STD2013_UT-SaltLakeCity-UT.table.csv.gz | Small Office | Salt Lake City IntL Arpt Isis UT USA TMY3 WMO#=725720 | Electricity | 1533.3333 | 3805.5556 | 12544.4445 | 3411.1111 | 13413.889 | 0 | 6313.8889 | 0 | 0 | 0 | 0 | 5002.7778 | 0 | 0 | 46022.2226 | 0 | 46025.0004 | -2.7778 | -2.7778 | 123.4333 | 306.3472 | 1009.8278 | 274.5944 | 1079.8181 | 0 | 508.2681 | 0 | 0 | 0 | 0 | 402.7236 | 0 | 0 | 3704.7889 | 0 | 3705.0125 | -0.22361 | -0.22361 | 5.2332 | 12.9882 | 42.8138 | 11.642 | 45.7812 | 0 | 21.5491 | 0 | 0 | 0 | 0 | 17.0743 | 0 | 0 | 157.0724 | 0 | 157.0819 | -0.0094805 | -0.0094805 | 7.7815 | 2.116 | 8.3191 | 3.9166 | 0 | 0 | 2.3606 | 0.95115 | 3.1033 | 0 | 0 | 28.55 | 28.5482 | 28.5482 | 2
UT_5B_SO_2010_NG | 5B | SO | NG | 1538 | ASHRAE30pct-state-5B | OfficeSmall | STD2010 | UT-SaltLakeCity-UT | Zone5B | Zone5B(UT-SaltLakeCity-UT) | ASHRAE30pct-state-STD2010 | state | UT | 0.0805 | 0.69 | ASHRAE30pct-state-5B_OfficeSmall_STD2010_UT-SaltLakeCity-UT.table.csv.gz | Small Office | Salt Lake City IntL Arpt Isis UT USA TMY3 WMO#=725720 | Natural Gas | 900.4263 | 0 | 0 | 0 | 0 | 0 | 0 | 0 | 0 | 0 | 0 | 0 | 0 | 0 | 900.4263 | 0 | 900.4263 | 0 | 0 | 6.2129 | 0 | 0 | 0 | 0 | 0 | 0 | 0 | 0 | 0 | 0 | 0 | 0 | 0 | 6.2129 | 0 | 6.2129 | 0 | 0 | 0.90043 | 0 | 0 | 0 | 0 | 0 | 0 | 0 | 0 | 0 | 0 | 0 | 0 | 0 | 0.90043 | 0 | 0.90043 | 0 | 0 | 0 | 0 | 0 | 0 | 0 | 0 | 0 | 0.16365 | 0 | 0 | 0 | 0.16365 | 0.16365 | 0.16365 | 1
UT_5B_SO_2013_NG | 5B | SO | NG | 1598 | ASHRAE30pct-state-5B | OfficeSmall | STD2013 | UT-SaltLakeCity-UT | Zone5B | Zone5B(UT-SaltLakeCity-UT) | ASHRAE30pct-state-STD2013 | state | UT | 0.0805 | 0.69 | ASHRAE30pct-state-5B_OfficeSmall_STD2013_UT-SaltLakeCity-UT.table.csv.gz | Small Office | Salt Lake City IntL Arpt Isis UT USA TMY3 WMO#=725720 | Natural Gas | 625.5593 | 0 | 0 | 0 | 0 | 0 | 0 | 0 | 0 | 0 | 0 | 0 | 0 | 0 | 625.5593 | 0 | 625.5593 | 0 | 0 | 4.3164 | 0 | 0 | 0 | 0 | 0 | 0 | 0 | 0 | 0 | 0 | 0 | 0 | 0 | 4.3164 | 0 | 4.3164 | 0 | 0 | 0.62556 | 0 | 0 | 0 | 0 | 0 | 0 | 0 | 0 | 0 | 0 | 0 | 0 | 0 | 0.62556 | 0 | 0.62556 | 0 | 0 | 0 | 0 | 0 | 0 | 0 | 0 | 0 | 0.1137 | 0 | 0 | 0 | 0.1137 | 0.1137 | 0.1137 | 2
WA_5B_SO_2010_EL | 5B | SO | EL | 1543 | ASHRAE30pct-state-5B | OfficeSmall | STD2010 | WA-Spokane-WA | Zone5B | Zone5B(WA-Spokane-WA) | ASHRAE30pct-state-STD2010 | state | WA | 0.0767 | 0.96 | ASHRAE30pct-state-5B_OfficeSmall_STD2010_WA-Spokane-WA.table.csv.gz | Small Office | Spokane International Ap Chen WA USA TMY3 WMO#=727850 | Electricity | 2944.4445 | 3775 | 14813.889 | 3430.5556 | 13663.889 | 0 | 6741.6667 | 0 | 0 | 0 | 0 | 5002.7778 | 0 | 0 | 50375.0004 | 0 | 50372.2226 | 2.7778 | 2.7778 | 225.8389 | 289.5425 | 1136.2253 | 263.1236 | 1048.0203 | 0 | 517.0858 | 0 | 0 | 0 | 0 | 383.7131 | 0 | 0 | 3863.7625 | 0 | 3863.5495 | 0.21306 | 0.21306 | 10.0493 | 12.884 | 50.5593 | 11.7084 | 46.6344 | 0 | 23.0091 | 0 | 0 | 0 | 0 | 17.0743 | 0 | 0 | 171.9283 | 0 | 171.9188 | 0.0094805 | 0.0094805 | 9.1893 | 2.128 | 8.4776 | 4.182 | 0 | 0 | 2.3417 | 1.8265 | 3.1033 | 0 | 0 | 31.2466 | 31.2483 | 31.2483 | 1
WA_5B_SO_2013_EL | 5B | SO | EL | 1603 | ASHRAE30pct-state-5B | OfficeSmall | STD2013 | WA-Spokane-WA | Zone5B | Zone5B(WA-Spokane-WA) | ASHRAE30pct-state-STD2013 | state | WA | 0.0767 | 0.96 | ASHRAE30pct-state-5B_OfficeSmall_STD2013_WA-Spokane-WA.table.csv.gz | Small Office | Spokane International Ap Chen WA USA TMY3 WMO#=727850 | Electricity | 2402.7778 | 2736.1111 | 12608.3334 | 3430.5556 | 13413.889 | 0 | 6061.1112 | 0 | 0 | 0 | 0 | 5002.7778 | 0 | 0 | 45658.3337 | 0 | 45655.5559 | 2.7778 | 2.7778 | 184.2931 | 209.8597 | 967.0592 | 263.1236 | 1028.8453 | 0 | 464.8872 | 0 | 0 | 0 | 0 | 383.7131 | 0 | 0 | 3501.9942 | 0 | 3501.7811 | 0.21306 | 0.21306 | 8.2006 | 9.3383 | 43.0319 | 11.7084 | 45.7812 | 0 | 20.6864 | 0 | 0 | 0 | 0 | 17.0743 | 0 | 0 | 155.8305 | 0 | 155.821 | 0.0094805 | 0.0094805 | 7.8211 | 2.128 | 8.3225 | 3.7598 | 0 | 0 | 1.6972 | 1.4905 | 3.1033 | 0 | 0 | 28.3208 | 28.3225 | 28.3225 | 2
WA_5B_SO_2010_NG | 5B | SO | NG | 1544 | ASHRAE30pct-state-5B | OfficeSmall | STD2010 | WA-Spokane-WA | Zone5B | Zone5B(WA-Spokane-WA) | ASHRAE30pct-state-STD2010 | state | WA | 0.0767 | 0.96 | ASHRAE30pct-state-5B_OfficeSmall_STD2010_WA-Spokane-WA.table.csv.gz | Small Office | Spokane International Ap Chen WA USA TMY3 WMO#=727850 | Natural Gas | 1573.3764 | 0 | 0 | 0 | 0 | 0 | 0 | 0 | 0 | 0 | 0 | 0 | 0 | 0 | 1573.3764 | 0 | 1573.3764 | 0 | 0 | 15.1044 | 0 | 0 | 0 | 0 | 0 | 0 | 0 | 0 | 0 | 0 | 0 | 0 | 0 | 15.1044 | 0 | 15.1044 | 0 | 0 | 1.5734 | 0 | 0 | 0 | 0 | 0 | 0 | 0 | 0 | 0 | 0 | 0 | 0 | 0 | 1.5734 | 0 | 1.5734 | 0 | 0 | 0 | 0 | 0 | 0 | 0 | 0 | 0 | 0.28596 | 0 | 0 | 0 | 0.28596 | 0.28596 | 0.28596 | 1
WA_5B_SO_2013_NG | 5B | SO | NG | 1604 | ASHRAE30pct-state-5B | OfficeSmall | STD2013 | WA-Spokane-WA | Zone5B | Zone5B(WA-Spokane-WA) | ASHRAE30pct-state-STD2013 | state | WA | 0.0767 | 0.96 | ASHRAE30pct-state-5B_OfficeSmall_STD2013_WA-Spokane-WA.table.csv.gz | Small Office | Spokane International Ap Chen WA USA TMY3 WMO#=727850 | Natural Gas | 1033.1207 | 0 | 0 | 0 | 0 | 0 | 0 | 0 | 0 | 0 | 0 | 0 | 0 | 0 | 1033.1207 | 0 | 1033.1207 | 0 | 0 | 9.918 | 0 | 0 | 0 | 0 | 0 | 0 | 0 | 0 | 0 | 0 | 0 | 0 | 0 | 9.918 | 0 | 9.918 | 0 | 0 | 1.0331 | 0 | 0 | 0 | 0 | 0 | 0 | 0 | 0 | 0 | 0 | 0 | 0 | 0 | 1.0331 | 0 | 1.0331 | 0 | 0 | 0 | 0 | 0 | 0 | 0 | 0 | 0 | 0.18777 | 0 | 0 | 0 | 0.18777 | 0.18777 | 0.18777 | 2
WY_5B_SO_2010_EL | 5B | SO | EL | 1549 | ASHRAE30pct-state-5B | OfficeSmall | STD2010 | WY-Scottsbluff-NE | Zone5B | Zone5B(WY-Scottsbluff-NE) | ASHRAE30pct-state-STD2010 | state | WY | 0.0823 | 0.68 | ASHRAE30pct-state-5B_OfficeSmall_STD2010_WY-Scottsbluff-NE.table.csv.gz | Small Office | Scottsbluff W B Heilig Field NE USA TMY3 WMO#=725660 | Electricity | 2297.2222 | 5008.3334 | 14775.0001 | 3422.2222 | 13663.889 | 0 | 7086.1112 | 0 | 0 | 0 | 0 | 5002.7778 | 0 | 0 | 51258.3337 | 0 | 51255.556 | 2.7778 | 2.7778 | 189.0614 | 412.1858 | 1215.9825 | 281.6489 | 1124.5381 | 0 | 583.1869 | 0 | 0 | 0 | 0 | 411.7286 | 0 | 0 | 4218.5609 | 0 | 4218.3323 | 0.22861 | 0.22861 | 7.8403 | 17.0933 | 50.4266 | 11.6799 | 46.6344 | 0 | 24.1847 | 0 | 0 | 0 | 0 | 17.0743 | 0 | 0 | 174.9431 | 0 | 174.9336 | 0.0094805 | 0.0094805 | 9.1651 | 2.1229 | 8.4776 | 4.3956 | 0 | 0 | 3.1067 | 1.425 | 3.1033 | 0 | 0 | 31.7946 | 31.7963 | 31.7963 | 1
WY_5B_SO_2013_EL | 5B | SO | EL | 1609 | ASHRAE30pct-state-5B | OfficeSmall | STD2013 | WY-Scottsbluff-NE | Zone5B | Zone5B(WY-Scottsbluff-NE) | ASHRAE30pct-state-STD2013 | state | WY | 0.0823 | 0.68 | ASHRAE30pct-state-5B_OfficeSmall_STD2013_WY-Scottsbluff-NE.table.csv.gz | Small Office | Scottsbluff W B Heilig Field NE USA TMY3 WMO#=725660 | Electricity | 1900 | 3644.4445 | 12538.889 | 3422.2222 | 13413.889 | 0 | 6227.7778 | 0 | 0 | 0 | 0 | 5002.7778 | 0 | 0 | 46152.7781 | 0 | 46150.0004 | 2.7778 | 2.7778 | 156.37 | 299.9378 | 1031.9506 | 281.6489 | 1103.9631 | 0 | 512.5461 | 0 | 0 | 0 | 0 | 411.7286 | 0 | 0 | 3798.3736 | 0 | 3798.145 | 0.22861 | 0.22861 | 6.4846 | 12.4384 | 42.7948 | 11.6799 | 45.7812 | 0 | 21.2552 | 0 | 0 | 0 | 0 | 17.0743 | 0 | 0 | 157.518 | 0 | 157.5085 | 0.0094805 | 0.0094805 | 7.7781 | 2.1229 | 8.3225 | 3.8632 | 0 | 0 | 2.2607 | 1.1786 | 3.1033 | 0 | 0 | 28.6275 | 28.6292 | 28.6292 | 2
WY_5B_SO_2010_NG | 5B | SO | NG | 1550 | ASHRAE30pct-state-5B | OfficeSmall | STD2010 | WY-Scottsbluff-NE | Zone5B | Zone5B(WY-Scottsbluff-NE) | ASHRAE30pct-state-STD2010 | state | WY | 0.0823 | 0.68 | ASHRAE30pct-state-5B_OfficeSmall_STD2010_WY-Scottsbluff-NE.table.csv.gz | Small Office | Scottsbluff W B Heilig Field NE USA TMY3 WMO#=725660 | Natural Gas | 7468.7989 | 0 | 0 | 0 | 0 | 0 | 0 | 0 | 0 | 0 | 0 | 0 | 0 | 0 | 7468.7989 | 0 | 7468.7989 | 0 | 0 | 50.7878 | 0 | 0 | 0 | 0 | 0 | 0 | 0 | 0 | 0 | 0 | 0 | 0 | 0 | 50.7878 | 0 | 50.7878 | 0 | 0 | 7.4688 | 0 | 0 | 0 | 0 | 0 | 0 | 0 | 0 | 0 | 0 | 0 | 0 | 0 | 7.4688 | 0 | 7.4688 | 0 | 0 | 0 | 0 | 0 | 0 | 0 | 0 | 0 | 1.3575 | 0 | 0 | 0 | 1.3575 | 1.3575 | 1.3575 | 1
WY_5B_SO_2013_NG | 5B | SO | NG | 1610 | ASHRAE30pct-state-5B | OfficeSmall | STD2013 | WY-Scottsbluff-NE | Zone5B | Zone5B(WY-Scottsbluff-NE) | ASHRAE30pct-state-STD2013 | state | WY | 0.0823 | 0.68 | ASHRAE30pct-state-5B_OfficeSmall_STD2013_WY-Scottsbluff-NE.table.csv.gz | Small Office | Scottsbluff W B Heilig Field NE USA TMY3 WMO#=725660 | Natural Gas | 5791.1626 | 0 | 0 | 0 | 0 | 0 | 0 | 0 | 0 | 0 | 0 | 0 | 0 | 0 | 5791.1626 | 0 | 5791.1626 | 0 | 0 | 39.3799 | 0 | 0 | 0 | 0 | 0 | 0 | 0 | 0 | 0 | 0 | 0 | 0 | 0 | 39.3799 | 0 | 39.3799 | 0 | 0 | 5.7912 | 0 | 0 | 0 | 0 | 0 | 0 | 0 | 0 | 0 | 0 | 0 | 0 | 0 | 5.7912 | 0 | 5.7912 | 0 | 0 | 0 | 0 | 0 | 0 | 0 | 0 | 0 | 1.0526 | 0 | 0 | 0 | 1.0526 | 1.0526 | 1.0526 | 2
IA_6A_SO_2010_EL | 6A | SO | EL | 1681 | ASHRAE30pct-state-6A | OfficeSmall | STD2010 | IA-MasonCity-IA | Zone6A | Zone6A(IA-MasonCity-IA) | ASHRAE30pct-state-STD2010 | state | IA | 0.08 | 0.7 | ASHRAE30pct-state-6A_OfficeSmall_STD2010_IA-MasonCity-IA.table.csv.gz | Small Office | Mason City Municipal Arpt IA USA TMY3 WMO#=725485 | Electricity | 3152.7778 | 4491.6667 | 14791.6668 | 3413.8889 | 13663.889 | 0 | 6241.6667 | 0 | 0 | 0 | 0 | 5002.7778 | 0 | 0 | 50758.3337 | 0 | 50758.3337 | 0 | 0 | 252.2222 | 359.3333 | 1183.3333 | 273.1111 | 1093.1111 | 0 | 499.3333 | 0 | 0 | 0 | 0 | 400.2222 | 0 | 0 | 4060.6667 | 0 | 4060.6667 | 0 | 0 | 10.7603 | 15.3299 | 50.4835 | 11.6515 | 46.6344 | 0 | 21.3026 | 0 | 0 | 0 | 0 | 17.0743 | 0 | 0 | 173.2366 | 0 | 173.2366 | 0 | 0 | 9.1755 | 2.1177 | 8.4759 | 3.8718 | 0 | 0 | 2.7862 | 1.9557 | 3.1033 | 0 | 0 | 31.4861 | 31.4861 | 31.4861 | 1
IA_6A_SO_2013_EL | 6A | SO | EL | 1747 | ASHRAE30pct-state-6A | OfficeSmall | STD2013 | IA-MasonCity-IA | Zone6A | Zone6A(IA-MasonCity-IA) | ASHRAE30pct-state-STD2013 | state | IA | 0.08 | 0.7 | ASHRAE30pct-state-6A_OfficeSmall_STD2013_IA-MasonCity-IA.table.csv.gz | Small Office | Mason City Municipal Arpt IA USA TMY3 WMO#=725485 | Electricity | 2927.7778 | 3294.4445 | 12563.889 | 3413.8889 | 13413.889 | 0 | 5622.2223 | 0 | 0 | 0 | 0 | 5002.7778 | 0 | 0 | 46238.8893 | 0 | 46238.8893 | 0 | 0 | 234.2222 | 263.5556 | 1005.1111 | 273.1111 | 1073.1111 | 0 | 449.7778 | 0 | 0 | 0 | 0 | 400.2222 | 0 | 0 | 3699.1111 | 0 | 3699.1111 | 0 | 0 | 9.9924 | 11.2438 | 42.8802 | 11.6515 | 45.7812 | 0 | 19.1885 | 0 | 0 | 0 | 0 | 17.0743 | 0 | 0 | 157.8119 | 0 | 157.8119 | 0 | 0 | 7.7936 | 2.1177 | 8.3208 | 3.4875 | 0 | 0 | 2.0436 | 1.8161 | 3.1033 | 0 | 0 | 28.6826 | 28.6826 | 28.6826 | 2
IA_6A_SO_2010_NG | 6A | SO | NG | 1682 | ASHRAE30pct-state-6A | OfficeSmall | STD2010 | IA-MasonCity-IA | Zone6A | Zone6A(IA-MasonCity-IA) | ASHRAE30pct-state-STD2010 | state | IA | 0.08 | 0.7 | ASHRAE30pct-state-6A_OfficeSmall_STD2010_IA-MasonCity-IA.table.csv.gz | Small Office | Mason City Municipal Arpt IA USA TMY3 WMO#=725485 | Natural Gas | 19288.0784 | 0 | 0 | 0 | 0 | 0 | 0 | 0 | 0 | 0 | 0 | 0 | 0 | 0 | 19288.0784 | 0 | 19288.0784 | 0 | 0 | 135.0165 | 0 | 0 | 0 | 0 | 0 | 0 | 0 | 0 | 0 | 0 | 0 | 0 | 0 | 135.0165 | 0 | 135.0165 | 0 | 0 | 19.2881 | 0 | 0 | 0 | 0 | 0 | 0 | 0 | 0 | 0 | 0 | 0 | 0 | 0 | 19.2881 | 0 | 19.2881 | 0 | 0 | 0 | 0 | 0 | 0 | 0 | 0 | 0 | 3.5056 | 0 | 0 | 0 | 3.5056 | 3.5056 | 3.5056 | 1
IA_6A_SO_2013_NG | 6A | SO | NG | 1748 | ASHRAE30pct-state-6A | OfficeSmall | STD2013 | IA-MasonCity-IA | Zone6A | Zone6A(IA-MasonCity-IA) | ASHRAE30pct-state-STD2013 | state | IA | 0.08 | 0.7 | ASHRAE30pct-state-6A_OfficeSmall_STD2013_IA-MasonCity-IA.table.csv.gz | Small Office | Mason City Municipal Arpt IA USA TMY3 WMO#=725485 | Natural Gas | 17411.4005 | 0 | 0 | 0 | 0 | 0 | 0 | 0 | 0 | 0 | 0 | 0 | 0 | 0 | 17411.4005 | 0 | 17411.4005 | 0 | 0 | 121.8798 | 0 | 0 | 0 | 0 | 0 | 0 | 0 | 0 | 0 | 0 | 0 | 0 | 0 | 121.8798 | 0 | 121.8798 | 0 | 0 | 17.4114 | 0 | 0 | 0 | 0 | 0 | 0 | 0 | 0 | 0 | 0 | 0 | 0 | 0 | 17.4114 | 0 | 17.4114 | 0 | 0 | 0 | 0 | 0 | 0 | 0 | 0 | 0 | 3.1646 | 0 | 0 | 0 | 3.1646 | 3.1646 | 3.1646 | 2
ME_6A_SO_2010_EL | 6A | SO | EL | 1687 | ASHRAE30pct-state-6A | OfficeSmall | STD2010 | ME-Portland-ME | Zone6A | Zone6A(ME-Portland-ME) | ASHRAE30pct-state-STD2010 | state | ME | 0.1158 | 1.03 | ASHRAE30pct-state-6A_OfficeSmall_STD2010_ME-Portland-ME.table.csv.gz | Small Office | Portland Intl Jetport ME USA TMY3 WMO#=726060 | Electricity | 2983.3334 | 3291.6667 | 14794.4446 | 3433.3334 | 13663.889 | 0 | 5463.8889 | 0 | 0 | 0 | 0 | 5002.7778 | 0 | 0 | 48633.3337 | 0 | 48633.3337 | 0 | 0 | 345.47 | 381.175 | 1713.1967 | 397.58 | 1582.2783 | 0 | 632.7183 | 0 | 0 | 0 | 0 | 579.3217 | 0 | 0 | 5631.74 | 0 | 5631.74 | 0 | 0 | 10.182 | 11.2344 | 50.493 | 11.7179 | 46.6344 | 0 | 18.6481 | 0 | 0 | 0 | 0 | 17.0743 | 0 | 0 | 165.9841 | 0 | 165.9841 | 0 | 0 | 9.1772 | 2.1297 | 8.4759 | 3.3893 | 0 | 0 | 2.0419 | 1.8506 | 3.1033 | 0 | 0 | 30.1679 | 30.1679 | 30.1679 | 1
ME_6A_SO_2013_EL | 6A | SO | EL | 1753 | ASHRAE30pct-state-6A | OfficeSmall | STD2013 | ME-Portland-ME | Zone6A | Zone6A(ME-Portland-ME) | ASHRAE30pct-state-STD2013 | state | ME | 0.1158 | 1.03 | ASHRAE30pct-state-6A_OfficeSmall_STD2013_ME-Portland-ME.table.csv.gz | Small Office | Portland Intl Jetport ME USA TMY3 WMO#=726060 | Electricity | 2755.5556 | 2486.1111 | 12575.0001 | 3433.3334 | 13413.889 | 0 | 5002.7778 | 0 | 0 | 0 | 0 | 5002.7778 | 0 | 0 | 44672.2226 | 0 | 44669.4448 | 2.7778 | 2.7778 | 319.0933 | 287.8917 | 1456.185 | 397.58 | 1553.3283 | 0 | 579.3217 | 0 | 0 | 0 | 0 | 579.3217 | 0 | 0 | 5173.0434 | 0 | 5172.7217 | 0.32167 | 0.32167 | 9.4046 | 8.485 | 42.9181 | 11.7179 | 45.7812 | 0 | 17.0743 | 0 | 0 | 0 | 0 | 17.0743 | 0 | 0 | 152.4649 | 0 | 152.4554 | 0.0094805 | 0.0094805 | 7.8005 | 2.1297 | 8.3225 | 3.1033 | 0 | 0 | 1.5422 | 1.7093 | 3.1033 | 0 | 0 | 27.7091 | 27.7108 | 27.7108 | 2
ME_6A_SO_2010_NG | 6A | SO | NG | 1688 | ASHRAE30pct-state-6A | OfficeSmall | STD2010 | ME-Portland-ME | Zone6A | Zone6A(ME-Portland-ME) | ASHRAE30pct-state-STD2010 | state | ME | 0.1158 | 1.03 | ASHRAE30pct-state-6A_OfficeSmall_STD2010_ME-Portland-ME.table.csv.gz | Small Office | Portland Intl Jetport ME USA TMY3 WMO#=726060 | Natural Gas | 7781.5786 | 0 | 0 | 0 | 0 | 0 | 0 | 0 | 0 | 0 | 0 | 0 | 0 | 0 | 7781.5786 | 0 | 7781.5786 | 0 | 0 | 80.1503 | 0 | 0 | 0 | 0 | 0 | 0 | 0 | 0 | 0 | 0 | 0 | 0 | 0 | 80.1503 | 0 | 80.1503 | 0 | 0 | 7.7816 | 0 | 0 | 0 | 0 | 0 | 0 | 0 | 0 | 0 | 0 | 0 | 0 | 0 | 7.7816 | 0 | 7.7816 | 0 | 0 | 0 | 0 | 0 | 0 | 0 | 0 | 0 | 1.4143 | 0 | 0 | 0 | 1.4143 | 1.4143 | 1.4143 | 1
ME_6A_SO_2013_NG | 6A | SO | NG | 1754 | ASHRAE30pct-state-6A | OfficeSmall | STD2013 | ME-Portland-ME | Zone6A | Zone6A(ME-Portland-ME) | ASHRAE30pct-state-STD2013 | state | ME | 0.1158 | 1.03 | ASHRAE30pct-state-6A_OfficeSmall_STD2013_ME-Portland-ME.table.csv.gz | Small Office | Portland Intl Jetport ME USA TMY3 WMO#=726060 | Natural Gas | 6975.934 | 0 | 0 | 0 | 0 | 0 | 0 | 0 | 0 | 0 | 0 | 0 | 0 | 0 | 6975.934 | 0 | 6975.934 | 0 | 0 | 71.8521 | 0 | 0 | 0 | 0 | 0 | 0 | 0 | 0 | 0 | 0 | 0 | 0 | 0 | 71.8521 | 0 | 71.8521 | 0 | 0 | 6.9759 | 0 | 0 | 0 | 0 | 0 | 0 | 0 | 0 | 0 | 0 | 0 | 0 | 0 | 6.9759 | 0 | 6.9759 | 0 | 0 | 0 | 0 | 0 | 0 | 0 | 0 | 0 | 1.2679 | 0 | 0 | 0 | 1.2679 | 1.2679 | 1.2679 | 2
MI_6A_SO_2010_EL | 6A | SO | EL | 1693 | ASHRAE30pct-state-6A | OfficeSmall | STD2010 | MI-AlpenaCounty-MI | Zone6A | Zone6A(MI-AlpenaCounty-MI) | ASHRAE30pct-state-STD2010 | state | MI | 0.1095 | 0.82 | ASHRAE30pct-state-6A_OfficeSmall_STD2010_MI-AlpenaCounty-MI.table.csv.gz | Small Office | Alpena County Regional Ap MI USA TMY3 WMO#=726390 | Electricity | 3808.3334 | 3380.5556 | 14808.3335 | 3408.3334 | 13663.889 | 0 | 5797.2223 | 0 | 0 | 0 | 0 | 5002.7778 | 0 | 0 | 49875.0004 | 0 | 49869.4448 | 5.5556 | 5.5556 | 417.0125 | 370.1708 | 1621.5125 | 373.2125 | 1496.1958 | 0 | 634.7958 | 0 | 0 | 0 | 0 | 547.8042 | 0 | 0 | 5461.3125 | 0 | 5460.7042 | 0.60833 | 0.60833 | 12.9977 | 11.5377 | 50.5404 | 11.6325 | 46.6344 | 0 | 19.7857 | 0 | 0 | 0 | 0 | 17.0743 | 0 | 0 | 170.2218 | 0 | 170.2029 | 0.018961 | 0.018961 | 9.1858 | 2.1142 | 8.4794 | 3.5961 | 0 | 0 | 2.097 | 2.3624 | 3.1033 | 0 | 0 | 30.9347 | 30.9382 | 30.9382 | 1
MI_6A_SO_2013_EL | 6A | SO | EL | 1759 | ASHRAE30pct-state-6A | OfficeSmall | STD2013 | MI-AlpenaCounty-MI | Zone6A | Zone6A(MI-AlpenaCounty-MI) | ASHRAE30pct-state-STD2013 | state | MI | 0.1095 | 0.82 | ASHRAE30pct-state-6A_OfficeSmall_STD2013_MI-AlpenaCounty-MI.table.csv.gz | Small Office | Alpena County Regional Ap MI USA TMY3 WMO#=726390 | Electricity | 3522.2223 | 2497.2222 | 12597.2223 | 3408.3334 | 13413.889 | 0 | 5288.8889 | 0 | 0 | 0 | 0 | 5002.7778 | 0 | 0 | 45730.5559 | 0 | 45730.5559 | 0 | 0 | 385.6833 | 273.4458 | 1379.3958 | 373.2125 | 1468.8208 | 0 | 579.1333 | 0 | 0 | 0 | 0 | 547.8042 | 0 | 0 | 5007.4959 | 0 | 5007.4959 | 0 | 0 | 12.0212 | 8.5229 | 42.9939 | 11.6325 | 45.7812 | 0 | 18.0508 | 0 | 0 | 0 | 0 | 17.0743 | 0 | 0 | 156.077 | 0 | 156.077 | 0 | 0 | 7.8142 | 2.1142 | 8.3208 | 3.2808 | 0 | 0 | 1.5491 | 2.1849 | 3.1033 | 0 | 0 | 28.3673 | 28.3673 | 28.3673 | 2
MI_6A_SO_2010_NG | 6A | SO | NG | 1694 | ASHRAE30pct-state-6A | OfficeSmall | STD2010 | MI-AlpenaCounty-MI | Zone6A | Zone6A(MI-AlpenaCounty-MI) | ASHRAE30pct-state-STD2010 | state | MI | 0.1095 | 0.82 | ASHRAE30pct-state-6A_OfficeSmall_STD2010_MI-AlpenaCounty-MI.table.csv.gz | Small Office | Alpena County Regional Ap MI USA TMY3 WMO#=726390 | Natural Gas | 9032.6972 | 0 | 0 | 0 | 0 | 0 | 0 | 0 | 0 | 0 | 0 | 0 | 0 | 0 | 9032.6972 | 0 | 9032.6972 | 0 | 0 | 74.0681 | 0 | 0 | 0 | 0 | 0 | 0 | 0 | 0 | 0 | 0 | 0 | 0 | 0 | 74.0681 | 0 | 74.0681 | 0 | 0 | 9.0327 | 0 | 0 | 0 | 0 | 0 | 0 | 0 | 0 | 0 | 0 | 0 | 0 | 0 | 9.0327 | 0 | 9.0327 | 0 | 0 | 0 | 0 | 0 | 0 | 0 | 0 | 0 | 1.6417 | 0 | 0 | 0 | 1.6417 | 1.6417 | 1.6417 | 1
MI_6A_SO_2013_NG | 6A | SO | NG | 1760 | ASHRAE30pct-state-6A | OfficeSmall | STD2013 | MI-AlpenaCounty-MI | Zone6A | Zone6A(MI-AlpenaCounty-MI) | ASHRAE30pct-state-STD2013 | state | MI | 0.1095 | 0.82 | ASHRAE30pct-state-6A_OfficeSmall_STD2013_MI-AlpenaCounty-MI.table.csv.gz | Small Office | Alpena County Regional Ap MI USA TMY3 WMO#=726390 | Natural Gas | 8075.4019 | 0 | 0 | 0 | 0 | 0 | 0 | 0 | 0 | 0 | 0 | 0 | 0 | 0 | 8075.4019 | 0 | 8075.4019 | 0 | 0 | 66.2183 | 0 | 0 | 0 | 0 | 0 | 0 | 0 | 0 | 0 | 0 | 0 | 0 | 0 | 66.2183 | 0 | 66.2183 | 0 | 0 | 8.0754 | 0 | 0 | 0 | 0 | 0 | 0 | 0 | 0 | 0 | 0 | 0 | 0 | 0 | 8.0754 | 0 | 8.0754 | 0 | 0 | 0 | 0 | 0 | 0 | 0 | 0 | 0 | 1.4677 | 0 | 0 | 0 | 1.4677 | 1.4677 | 1.4677 | 2
MN_6A_SO_2010_EL | 6A | SO | EL | 1699 | ASHRAE30pct-state-6A | OfficeSmall | STD2010 | MN-MinneapolisStPaul-MN | Zone6A | Zone6A(MN-MinneapolisStPaul-MN) | ASHRAE30pct-state-STD2010 | state | MN | 0.0886 | 0.62 | ASHRAE30pct-state-6A_OfficeSmall_STD2010_MN-MinneapolisStPaul-MN.table.csv.gz | Small Office | Minneapolis St Paul IntL Arp MN USA TMY3 WMO#=726580 | Electricity | 3172.2222 | 4327.7778 | 14802.7779 | 3416.6667 | 13663.889 | 0 | 6138.8889 | 0 | 0 | 0 | 0 | 5002.7778 | 0 | 0 | 50525.0004 | 0 | 50525.0004 | 0 | 0 | 281.0589 | 383.4411 | 1311.5261 | 302.7167 | 1210.6206 | 0 | 543.9056 | 0 | 0 | 0 | 0 | 443.2461 | 0 | 0 | 4476.515 | 0 | 4476.515 | 0 | 0 | 10.8267 | 14.7706 | 50.5214 | 11.661 | 46.6344 | 0 | 20.9518 | 0 | 0 | 0 | 0 | 17.0743 | 0 | 0 | 172.4403 | 0 | 172.4403 | 0 | 0 | 9.1824 | 2.1194 | 8.4759 | 3.808 | 0 | 0 | 2.6846 | 1.9678 | 3.1033 | 0 | 0 | 31.3414 | 31.3414 | 31.3414 | 1
MN_6A_SO_2013_EL | 6A | SO | EL | 1765 | ASHRAE30pct-state-6A | OfficeSmall | STD2013 | MN-MinneapolisStPaul-MN | Zone6A | Zone6A(MN-MinneapolisStPaul-MN) | ASHRAE30pct-state-STD2013 | state | MN | 0.0886 | 0.62 | ASHRAE30pct-state-6A_OfficeSmall_STD2013_MN-MinneapolisStPaul-MN.table.csv.gz | Small Office | Minneapolis St Paul IntL Arp MN USA TMY3 WMO#=726580 | Electricity | 2930.5556 | 3141.6667 | 12588.889 | 3416.6667 | 13413.889 | 0 | 5533.3334 | 0 | 0 | 0 | 0 | 5002.7778 | 0 | 0 | 46025.0004 | 0 | 46027.7781 | -2.7778 | -2.7778 | 259.6472 | 278.3517 | 1115.3756 | 302.7167 | 1188.4706 | 0 | 490.2533 | 0 | 0 | 0 | 0 | 443.2461 | 0 | 0 | 4077.815 | 0 | 4078.0611 | -0.24611 | -0.24611 | 10.0019 | 10.7224 | 42.9655 | 11.661 | 45.7812 | 0 | 18.8851 | 0 | 0 | 0 | 0 | 17.0743 | 0 | 0 | 157.0819 | 0 | 157.0914 | -0.0094805 | -0.0094805 | 7.8091 | 2.1194 | 8.3191 | 3.4324 | 0 | 0 | 1.9488 | 1.8179 | 3.1033 | 0 | 0 | 28.5517 | 28.55 | 28.55 | 2
MN_6A_SO_2010_NG | 6A | SO | NG | 1700 | ASHRAE30pct-state-6A | OfficeSmall | STD2010 | MN-MinneapolisStPaul-MN | Zone6A | Zone6A(MN-MinneapolisStPaul-MN) | ASHRAE30pct-state-STD2010 | state | MN | 0.0886 | 0.62 | ASHRAE30pct-state-6A_OfficeSmall_STD2010_MN-MinneapolisStPaul-MN.table.csv.gz | Small Office | Minneapolis St Paul IntL Arp MN USA TMY3 WMO#=726580 | Natural Gas | 15506.2881 | 0 | 0 | 0 | 0 | 0 | 0 | 0 | 0 | 0 | 0 | 0 | 0 | 0 | 15506.2881 | 0 | 15506.2881 | 0 | 0 | 96.139 | 0 | 0 | 0 | 0 | 0 | 0 | 0 | 0 | 0 | 0 | 0 | 0 | 0 | 96.139 | 0 | 96.139 | 0 | 0 | 15.5063 | 0 | 0 | 0 | 0 | 0 | 0 | 0 | 0 | 0 | 0 | 0 | 0 | 0 | 15.5063 | 0 | 15.5063 | 0 | 0 | 0 | 0 | 0 | 0 | 0 | 0 | 0 | 2.8183 | 0 | 0 | 0 | 2.8183 | 2.8183 | 2.8183 | 1
MN_6A_SO_2013_NG | 6A | SO | NG | 1766 | ASHRAE30pct-state-6A | OfficeSmall | STD2013 | MN-MinneapolisStPaul-MN | Zone6A | Zone6A(MN-MinneapolisStPaul-MN) | ASHRAE30pct-state-STD2013 | state | MN | 0.0886 | 0.62 | ASHRAE30pct-state-6A_OfficeSmall_STD2013_MN-MinneapolisStPaul-MN.table.csv.gz | Small Office | Minneapolis St Paul IntL Arp MN USA TMY3 WMO#=726580 | Natural Gas | 14046.6497 | 0 | 0 | 0 | 0 | 0 | 0 | 0 | 0 | 0 | 0 | 0 | 0 | 0 | 14046.6497 | 0 | 14046.6497 | 0 | 0 | 87.0892 | 0 | 0 | 0 | 0 | 0 | 0 | 0 | 0 | 0 | 0 | 0 | 0 | 0 | 87.0892 | 0 | 87.0892 | 0 | 0 | 14.0466 | 0 | 0 | 0 | 0 | 0 | 0 | 0 | 0 | 0 | 0 | 0 | 0 | 0 | 14.0466 | 0 | 14.0466 | 0 | 0 | 0 | 0 | 0 | 0 | 0 | 0 | 0 | 2.553 | 0 | 0 | 0 | 2.553 | 2.553 | 2.553 | 2
ND_6A_SO_2010_EL | 6A | SO | EL | 1705 | ASHRAE30pct-state-6A | OfficeSmall | STD2010 | ND-Bismarck-ND | Zone6A | Zone6A(ND-Bismarck-ND) | ASHRAE30pct-state-STD2010 | state | ND | 0.0798 | 0.59 | ASHRAE30pct-state-6A_OfficeSmall_STD2010_ND-Bismarck-ND.table.csv.gz | Small Office | Bismarck Municipal Arpt Isis ND USA TMY3 WMO#=727640 | Electricity | 2972.2222 | 4072.2223 | 14802.7779 | 3436.1111 | 13663.889 | 0 | 6519.4445 | 0 | 0 | 0 | 0 | 5002.7778 | 0 | 0 | 50472.2226 | 0 | 50469.4448 | 2.7778 | 2.7778 | 237.1833 | 324.9633 | 1181.2617 | 274.2017 | 1090.3783 | 0 | 520.2517 | 0 | 0 | 0 | 0 | 399.2217 | 0 | 0 | 4027.6834 | 0 | 4027.4617 | 0.22167 | 0.22167 | 10.1441 | 13.8984 | 50.5214 | 11.7273 | 46.6344 | 0 | 22.2507 | 0 | 0 | 0 | 0 | 17.0743 | 0 | 0 | 172.2601 | 0 | 172.2507 | 0.0094805 | 0.0094805 | 9.1824 | 2.1315 | 8.4776 | 4.0441 | 0 | 0 | 2.5261 | 1.8437 | 3.1033 | 0 | 0 | 31.3069 | 31.3086 | 31.3086 | 1
ND_6A_SO_2013_EL | 6A | SO | EL | 1771 | ASHRAE30pct-state-6A | OfficeSmall | STD2013 | ND-Bismarck-ND | Zone6A | Zone6A(ND-Bismarck-ND) | ASHRAE30pct-state-STD2013 | state | ND | 0.0798 | 0.59 | ASHRAE30pct-state-6A_OfficeSmall_STD2013_ND-Bismarck-ND.table.csv.gz | Small Office | Bismarck Municipal Arpt Isis ND USA TMY3 WMO#=727640 | Electricity | 2750 | 2963.8889 | 12594.4445 | 3436.1111 | 13413.889 | 0 | 5894.4445 | 0 | 0 | 0 | 0 | 5002.7778 | 0 | 0 | 46058.3337 | 0 | 46055.5559 | 2.7778 | 2.7778 | 219.45 | 236.5183 | 1005.0367 | 274.2017 | 1070.4283 | 0 | 470.3767 | 0 | 0 | 0 | 0 | 399.2217 | 0 | 0 | 3675.455 | 0 | 3675.2334 | 0.22167 | 0.22167 | 9.3857 | 10.1157 | 42.9844 | 11.7273 | 45.7812 | 0 | 20.1176 | 0 | 0 | 0 | 0 | 17.0743 | 0 | 0 | 157.1957 | 0 | 157.1862 | 0.0094805 | 0.0094805 | 7.8125 | 2.1315 | 8.3225 | 3.6564 | 0 | 0 | 1.8385 | 1.7059 | 3.1033 | 0 | 0 | 28.5689 | 28.5706 | 28.5706 | 2
ND_6A_SO_2010_NG | 6A | SO | NG | 1706 | ASHRAE30pct-state-6A | OfficeSmall | STD2010 | ND-Bismarck-ND | Zone6A | Zone6A(ND-Bismarck-ND) | ASHRAE30pct-state-STD2010 | state | ND | 0.0798 | 0.59 | ASHRAE30pct-state-6A_OfficeSmall_STD2010_ND-Bismarck-ND.table.csv.gz | Small Office | Bismarck Municipal Arpt Isis ND USA TMY3 WMO#=727640 | Natural Gas | 23031.956 | 0 | 0 | 0 | 0 | 0 | 0 | 0 | 0 | 0 | 0 | 0 | 0 | 0 | 23031.956 | 0 | 23031.956 | 0 | 0 | 135.8885 | 0 | 0 | 0 | 0 | 0 | 0 | 0 | 0 | 0 | 0 | 0 | 0 | 0 | 135.8885 | 0 | 135.8885 | 0 | 0 | 23.032 | 0 | 0 | 0 | 0 | 0 | 0 | 0 | 0 | 0 | 0 | 0 | 0 | 0 | 23.032 | 0 | 23.032 | 0 | 0 | 0 | 0 | 0 | 0 | 0 | 0 | 0 | 4.1861 | 0 | 0 | 0 | 4.1861 | 4.1861 | 4.1861 | 1
ND_6A_SO_2013_NG | 6A | SO | NG | 1772 | ASHRAE30pct-state-6A | OfficeSmall | STD2013 | ND-Bismarck-ND | Zone6A | Zone6A(ND-Bismarck-ND) | ASHRAE30pct-state-STD2013 | state | ND | 0.0798 | 0.59 | ASHRAE30pct-state-6A_OfficeSmall_STD2013_ND-Bismarck-ND.table.csv.gz | Small Office | Bismarck Municipal Arpt Isis ND USA TMY3 WMO#=727640 | Natural Gas | 20880.4112 | 0 | 0 | 0 | 0 | 0 | 0 | 0 | 0 | 0 | 0 | 0 | 0 | 0 | 20880.4112 | 0 | 20880.4112 | 0 | 0 | 123.1944 | 0 | 0 | 0 | 0 | 0 | 0 | 0 | 0 | 0 | 0 | 0 | 0 | 0 | 123.1944 | 0 | 123.1944 | 0 | 0 | 20.8804 | 0 | 0 | 0 | 0 | 0 | 0 | 0 | 0 | 0 | 0 | 0 | 0 | 0 | 20.8804 | 0 | 20.8804 | 0 | 0 | 0 | 0 | 0 | 0 | 0 | 0 | 0 | 3.7951 | 0 | 0 | 0 | 3.7951 | 3.7951 | 3.7951 | 2
NH_6A_SO_2010_EL | 6A | SO | EL | 1711 | ASHRAE30pct-state-6A | OfficeSmall | STD2010 | NH-Concord-NH | Zone6A | Zone6A(NH-Concord-NH) | ASHRAE30pct-state-STD2010 | state | NH | 0.134 | 1.17 | ASHRAE30pct-state-6A_OfficeSmall_STD2010_NH-Concord-NH.table.csv.gz | Small Office | Concord Municipal Arpt NH USA TMY3 WMO#=726050 | Electricity | 2963.8889 | 3863.8889 | 14797.2223 | 3430.5556 | 13663.889 | 0 | 5652.7778 | 0 | 0 | 0 | 0 | 5002.7778 | 0 | 0 | 49372.2226 | 0 | 49375.0004 | -2.7778 | -2.7778 | 397.1611 | 517.7611 | 1982.8278 | 459.6944 | 1830.9611 | 0 | 757.4722 | 0 | 0 | 0 | 0 | 670.3722 | 0 | 0 | 6615.8778 | 0 | 6616.2501 | -0.37222 | -0.37222 | 10.1157 | 13.1873 | 50.5025 | 11.7084 | 46.6344 | 0 | 19.2928 | 0 | 0 | 0 | 0 | 17.0743 | 0 | 0 | 168.5059 | 0 | 168.5153 | -0.0094805 | -0.0094805 | 9.1789 | 2.128 | 8.4742 | 3.5065 | 0 | 0 | 2.3968 | 1.8385 | 3.1033 | 0 | 0 | 30.628 | 30.6263 | 30.6263 | 1
NH_6A_SO_2013_EL | 6A | SO | EL | 1777 | ASHRAE30pct-state-6A | OfficeSmall | STD2013 | NH-Concord-NH | Zone6A | Zone6A(NH-Concord-NH) | ASHRAE30pct-state-STD2013 | state | NH | 0.134 | 1.17 | ASHRAE30pct-state-6A_OfficeSmall_STD2013_NH-Concord-NH.table.csv.gz | Small Office | Concord Municipal Arpt NH USA TMY3 WMO#=726050 | Electricity | 2736.1111 | 2888.8889 | 12575.0001 | 3430.5556 | 13413.889 | 0 | 5147.2223 | 0 | 0 | 0 | 0 | 5002.7778 | 0 | 0 | 45197.2226 | 0 | 45194.4448 | 2.7778 | 2.7778 | 366.6389 | 387.1111 | 1685.05 | 459.6944 | 1797.4611 | 0 | 689.7278 | 0 | 0 | 0 | 0 | 670.3722 | 0 | 0 | 6056.4278 | 0 | 6056.0556 | 0.37222 | 0.37222 | 9.3383 | 9.8597 | 42.9181 | 11.7084 | 45.7812 | 0 | 17.5673 | 0 | 0 | 0 | 0 | 17.0743 | 0 | 0 | 154.2567 | 0 | 154.2472 | 0.0094805 | 0.0094805 | 7.8005 | 2.128 | 8.3225 | 3.1929 | 0 | 0 | 1.792 | 1.6972 | 3.1033 | 0 | 0 | 28.0348 | 28.0365 | 28.0365 | 2
NH_6A_SO_2010_NG | 6A | SO | NG | 1712 | ASHRAE30pct-state-6A | OfficeSmall | STD2010 | NH-Concord-NH | Zone6A | Zone6A(NH-Concord-NH) | ASHRAE30pct-state-STD2010 | state | NH | 0.134 | 1.17 | ASHRAE30pct-state-6A_OfficeSmall_STD2010_NH-Concord-NH.table.csv.gz | Small Office | Concord Municipal Arpt NH USA TMY3 WMO#=726050 | Natural Gas | 7866.8821 | 0 | 0 | 0 | 0 | 0 | 0 | 0 | 0 | 0 | 0 | 0 | 0 | 0 | 7866.8821 | 0 | 7866.8821 | 0 | 0 | 92.0425 | 0 | 0 | 0 | 0 | 0 | 0 | 0 | 0 | 0 | 0 | 0 | 0 | 0 | 92.0425 | 0 | 92.0425 | 0 | 0 | 7.8669 | 0 | 0 | 0 | 0 | 0 | 0 | 0 | 0 | 0 | 0 | 0 | 0 | 0 | 7.8669 | 0 | 7.8669 | 0 | 0 | 0 | 0 | 0 | 0 | 0 | 0 | 0 | 1.4298 | 0 | 0 | 0 | 1.4298 | 1.4298 | 1.4298 | 1
NH_6A_SO_2013_NG | 6A | SO | NG | 1778 | ASHRAE30pct-state-6A | OfficeSmall | STD2013 | NH-Concord-NH | Zone6A | Zone6A(NH-Concord-NH) | ASHRAE30pct-state-STD2013 | state | NH | 0.134 | 1.17 | ASHRAE30pct-state-6A_OfficeSmall_STD2013_NH-Concord-NH.table.csv.gz | Small Office | Concord Municipal Arpt NH USA TMY3 WMO#=726050 | Natural Gas | 7013.8467 | 0 | 0 | 0 | 0 | 0 | 0 | 0 | 0 | 0 | 0 | 0 | 0 | 0 | 7013.8467 | 0 | 7013.8467 | 0 | 0 | 82.062 | 0 | 0 | 0 | 0 | 0 | 0 | 0 | 0 | 0 | 0 | 0 | 0 | 0 | 82.062 | 0 | 82.062 | 0 | 0 | 7.0138 | 0 | 0 | 0 | 0 | 0 | 0 | 0 | 0 | 0 | 0 | 0 | 0 | 0 | 7.0138 | 0 | 7.0138 | 0 | 0 | 0 | 0 | 0 | 0 | 0 | 0 | 0 | 1.2748 | 0 | 0 | 0 | 1.2748 | 1.2748 | 1.2748 | 2
NY_6A_SO_2010_EL | 6A | SO | EL | 1717 | ASHRAE30pct-state-6A | OfficeSmall | STD2010 | NY-Binghamton-NY | Zone6A | Zone6A(NY-Binghamton-NY) | ASHRAE30pct-state-STD2010 | state | NY | 0.1508 | 0.73 | ASHRAE30pct-state-6A_OfficeSmall_STD2010_NY-Binghamton-NY.table.csv.gz | Small Office | Binghamton Edwin A Link Field NY USA TMY3 WMO#=725150 | Electricity | 2950 | 3388.8889 | 14802.7779 | 3419.4445 | 13663.889 | 0 | 5811.1112 | 0 | 0 | 0 | 0 | 5002.7778 | 0 | 0 | 49041.6671 | 0 | 49038.8893 | 2.7778 | 2.7778 | 444.86 | 511.0444 | 2232.2589 | 515.6522 | 2060.5145 | 0 | 876.3156 | 0 | 0 | 0 | 0 | 754.4189 | 0 | 0 | 7395.4834 | 0 | 7395.0645 | 0.41889 | 0.41889 | 10.0683 | 11.5662 | 50.5214 | 11.6705 | 46.6344 | 0 | 19.8331 | 0 | 0 | 0 | 0 | 17.0743 | 0 | 0 | 167.3777 | 0 | 167.3682 | 0.0094805 | 0.0094805 | 9.1824 | 2.1211 | 8.4776 | 3.6047 | 0 | 0 | 2.1022 | 1.8299 | 3.1033 | 0 | 0 | 30.4195 | 30.4212 | 30.4212 | 1
NY_6A_SO_2013_EL | 6A | SO | EL | 1783 | ASHRAE30pct-state-6A | OfficeSmall | STD2013 | NY-Binghamton-NY | Zone6A | Zone6A(NY-Binghamton-NY) | ASHRAE30pct-state-STD2013 | state | NY | 0.1508 | 0.73 | ASHRAE30pct-state-6A_OfficeSmall_STD2013_NY-Binghamton-NY.table.csv.gz | Small Office | Binghamton Edwin A Link Field NY USA TMY3 WMO#=725150 | Electricity | 2716.6667 | 2516.6667 | 12583.3334 | 3419.4445 | 13413.889 | 0 | 5305.5556 | 0 | 0 | 0 | 0 | 5002.7778 | 0 | 0 | 44958.3337 | 0 | 44958.3337 | 0 | 0 | 409.6733 | 379.5133 | 1897.5667 | 515.6522 | 2022.8145 | 0 | 800.0778 | 0 | 0 | 0 | 0 | 754.4189 | 0 | 0 | 6779.7167 | 0 | 6779.7167 | 0 | 0 | 9.2719 | 8.5893 | 42.9465 | 11.6705 | 45.7812 | 0 | 18.1077 | 0 | 0 | 0 | 0 | 17.0743 | 0 | 0 | 153.4414 | 0 | 153.4414 | 0 | 0 | 7.8056 | 2.1211 | 8.3208 | 3.2911 | 0 | 0 | 1.5611 | 1.6852 | 3.1033 | 0 | 0 | 27.8883 | 27.8883 | 27.8883 | 2
NY_6A_SO_2010_NG | 6A | SO | NG | 1718 | ASHRAE30pct-state-6A | OfficeSmall | STD2010 | NY-Binghamton-NY | Zone6A | Zone6A(NY-Binghamton-NY) | ASHRAE30pct-state-STD2010 | state | NY | 0.1508 | 0.73 | ASHRAE30pct-state-6A_OfficeSmall_STD2010_NY-Binghamton-NY.table.csv.gz | Small Office | Binghamton Edwin A Link Field NY USA TMY3 WMO#=725150 | Natural Gas | 4265.177 | 0 | 0 | 0 | 0 | 0 | 0 | 0 | 0 | 0 | 0 | 0 | 0 | 0 | 4265.177 | 0 | 4265.177 | 0 | 0 | 31.1358 | 0 | 0 | 0 | 0 | 0 | 0 | 0 | 0 | 0 | 0 | 0 | 0 | 0 | 31.1358 | 0 | 31.1358 | 0 | 0 | 4.2652 | 0 | 0 | 0 | 0 | 0 | 0 | 0 | 0 | 0 | 0 | 0 | 0 | 0 | 4.2652 | 0 | 4.2652 | 0 | 0 | 0 | 0 | 0 | 0 | 0 | 0 | 0 | 0.7752 | 0 | 0 | 0 | 0.7752 | 0.7752 | 0.7752 | 1
NY_6A_SO_2013_NG | 6A | SO | NG | 1784 | ASHRAE30pct-state-6A | OfficeSmall | STD2013 | NY-Binghamton-NY | Zone6A | Zone6A(NY-Binghamton-NY) | ASHRAE30pct-state-STD2013 | state | NY | 0.1508 | 0.73 | ASHRAE30pct-state-6A_OfficeSmall_STD2013_NY-Binghamton-NY.table.csv.gz | Small Office | Binghamton Edwin A Link Field NY USA TMY3 WMO#=725150 | Natural Gas | 3705.9649 | 0 | 0 | 0 | 0 | 0 | 0 | 0 | 0 | 0 | 0 | 0 | 0 | 0 | 3705.9649 | 0 | 3705.9649 | 0 | 0 | 27.0535 | 0 | 0 | 0 | 0 | 0 | 0 | 0 | 0 | 0 | 0 | 0 | 0 | 0 | 27.0535 | 0 | 27.0535 | 0 | 0 | 3.706 | 0 | 0 | 0 | 0 | 0 | 0 | 0 | 0 | 0 | 0 | 0 | 0 | 0 | 3.706 | 0 | 3.706 | 0 | 0 | 0 | 0 | 0 | 0 | 0 | 0 | 0 | 0.67357 | 0 | 0 | 0 | 0.67357 | 0.67357 | 0.67357 | 2
PA_6A_SO_2010_EL | 6A | SO | EL | 1723 | ASHRAE30pct-state-6A | OfficeSmall | STD2010 | PA-Bradford-PA | Zone6A | Zone6A(PA-Bradford-PA) | ASHRAE30pct-state-STD2010 | state | PA | 0.0937 | 1 | ASHRAE30pct-state-6A_OfficeSmall_STD2010_PA-Bradford-PA.table.csv.gz | Small Office | Bradford Regional Ap PA USA TMY3 WMO#=725266 | Electricity | 3244.4445 | 3058.3334 | 14786.1112 | 3413.8889 | 13663.889 | 0 | 5727.7778 | 0 | 0 | 0 | 0 | 5002.7778 | 0 | 0 | 48900.0004 | 0 | 48897.2226 | 2.7778 | 2.7778 | 304.0044 | 286.5658 | 1385.4586 | 319.8814 | 1280.3064 | 0 | 536.6928 | 0 | 0 | 0 | 0 | 468.7603 | 0 | 0 | 4581.93 | 0 | 4581.6698 | 0.26028 | 0.26028 | 11.0732 | 10.438 | 50.4645 | 11.6515 | 46.6344 | 0 | 19.5487 | 0 | 0 | 0 | 0 | 17.0743 | 0 | 0 | 166.8942 | 0 | 166.8847 | 0.0094805 | 0.0094805 | 9.172 | 2.1177 | 8.4776 | 3.553 | 0 | 0 | 1.8971 | 2.0126 | 3.1033 | 0 | 0 | 30.3316 | 30.3334 | 30.3334 | 1
PA_6A_SO_2013_EL | 6A | SO | EL | 1789 | ASHRAE30pct-state-6A | OfficeSmall | STD2013 | PA-Bradford-PA | Zone6A | Zone6A(PA-Bradford-PA) | ASHRAE30pct-state-STD2013 | state | PA | 0.0937 | 1 | ASHRAE30pct-state-6A_OfficeSmall_STD2013_PA-Bradford-PA.table.csv.gz | Small Office | Bradford Regional Ap PA USA TMY3 WMO#=725266 | Electricity | 3005.5556 | 2302.7778 | 12558.3334 | 3413.8889 | 13413.889 | 0 | 5266.6667 | 0 | 0 | 0 | 0 | 5002.7778 | 0 | 0 | 44963.8892 | 0 | 44963.8892 | 0 | 0 | 281.6206 | 215.7703 | 1176.7158 | 319.8814 | 1256.8814 | 0 | 493.4867 | 0 | 0 | 0 | 0 | 468.7603 | 0 | 0 | 4213.1164 | 0 | 4213.1164 | 0 | 0 | 10.2579 | 7.8593 | 42.8612 | 11.6515 | 45.7812 | 0 | 17.975 | 0 | 0 | 0 | 0 | 17.0743 | 0 | 0 | 153.4604 | 0 | 153.4604 | 0 | 0 | 7.7901 | 2.1177 | 8.3208 | 3.267 | 0 | 0 | 1.4284 | 1.8644 | 3.1033 | 0 | 0 | 27.8917 | 27.8917 | 27.8917 | 2
PA_6A_SO_2010_NG | 6A | SO | NG | 1724 | ASHRAE30pct-state-6A | OfficeSmall | STD2010 | PA-Bradford-PA | Zone6A | Zone6A(PA-Bradford-PA) | ASHRAE30pct-state-STD2010 | state | PA | 0.0937 | 1 | ASHRAE30pct-state-6A_OfficeSmall_STD2010_PA-Bradford-PA.table.csv.gz | Small Office | Bradford Regional Ap PA USA TMY3 WMO#=725266 | Natural Gas | 13477.9594 | 0 | 0 | 0 | 0 | 0 | 0 | 0 | 0 | 0 | 0 | 0 | 0 | 0 | 13477.9594 | 0 | 13477.9594 | 0 | 0 | 134.7796 | 0 | 0 | 0 | 0 | 0 | 0 | 0 | 0 | 0 | 0 | 0 | 0 | 0 | 134.7796 | 0 | 134.7796 | 0 | 0 | 13.478 | 0 | 0 | 0 | 0 | 0 | 0 | 0 | 0 | 0 | 0 | 0 | 0 | 0 | 13.478 | 0 | 13.478 | 0 | 0 | 0 | 0 | 0 | 0 | 0 | 0 | 0 | 2.4496 | 0 | 0 | 0 | 2.4496 | 2.4496 | 2.4496 | 1
PA_6A_SO_2013_NG | 6A | SO | NG | 1790 | ASHRAE30pct-state-6A | OfficeSmall | STD2013 | PA-Bradford-PA | Zone6A | Zone6A(PA-Bradford-PA) | ASHRAE30pct-state-STD2013 | state | PA | 0.0937 | 1 | ASHRAE30pct-state-6A_OfficeSmall_STD2013_PA-Bradford-PA.table.csv.gz | Small Office | Bradford Regional Ap PA USA TMY3 WMO#=725266 | Natural Gas | 12293.188 | 0 | 0 | 0 | 0 | 0 | 0 | 0 | 0 | 0 | 0 | 0 | 0 | 0 | 12293.188 | 0 | 12293.188 | 0 | 0 | 122.9319 | 0 | 0 | 0 | 0 | 0 | 0 | 0 | 0 | 0 | 0 | 0 | 0 | 0 | 122.9319 | 0 | 122.9319 | 0 | 0 | 12.2932 | 0 | 0 | 0 | 0 | 0 | 0 | 0 | 0 | 0 | 0 | 0 | 0 | 0 | 12.2932 | 0 | 12.2932 | 0 | 0 | 0 | 0 | 0 | 0 | 0 | 0 | 0 | 2.2343 | 0 | 0 | 0 | 2.2343 | 2.2343 | 2.2343 | 2
SD_6A_SO_2010_EL | 6A | SO | EL | 1729 | ASHRAE30pct-state-6A | OfficeSmall | STD2010 | SD-Pierre-SD | Zone6A | Zone6A(SD-Pierre-SD) | ASHRAE30pct-state-STD2010 | state | SD | 0.0801 | 0.63 | ASHRAE30pct-state-6A_OfficeSmall_STD2010_SD-Pierre-SD.table.csv.gz | Small Office | Pierre Municipal Ap SD USA TMY3 WMO#=726686 | Electricity | 2688.8889 | 4847.2223 | 14786.1112 | 3436.1111 | 13663.889 | 0 | 6669.4445 | 0 | 0 | 0 | 0 | 5002.7778 | 0 | 0 | 51091.6671 | 0 | 51094.4449 | -2.7778 | -2.7778 | 215.38 | 388.2625 | 1184.3675 | 275.2325 | 1094.4775 | 0 | 534.2225 | 0 | 0 | 0 | 0 | 400.7225 | 0 | 0 | 4092.4425 | 0 | 4092.665 | -0.2225 | -0.2225 | 9.1771 | 16.5434 | 50.4645 | 11.7273 | 46.6344 | 0 | 22.7626 | 0 | 0 | 0 | 0 | 17.0743 | 0 | 0 | 174.3743 | 0 | 174.3838 | -0.0094805 | -0.0094805 | 9.172 | 2.1315 | 8.4742 | 4.1372 | 0 | 0 | 3.0068 | 1.668 | 3.1033 | 0 | 0 | 31.6946 | 31.6929 | 31.6929 | 1
SD_6A_SO_2013_EL | 6A | SO | EL | 1795 | ASHRAE30pct-state-6A | OfficeSmall | STD2013 | SD-Pierre-SD | Zone6A | Zone6A(SD-Pierre-SD) | ASHRAE30pct-state-STD2013 | state | SD | 0.0801 | 0.63 | ASHRAE30pct-state-6A_OfficeSmall_STD2013_SD-Pierre-SD.table.csv.gz | Small Office | Pierre Municipal Ap SD USA TMY3 WMO#=726686 | Electricity | 2475 | 3447.2222 | 12566.6668 | 3436.1111 | 13413.889 | 0 | 5955.5556 | 0 | 0 | 0 | 0 | 5002.7778 | 0 | 0 | 46297.2226 | 0 | 46297.2226 | 0 | 0 | 198.2475 | 276.1225 | 1006.59 | 275.2325 | 1074.4525 | 0 | 477.04 | 0 | 0 | 0 | 0 | 400.7225 | 0 | 0 | 3708.4075 | 0 | 3708.4075 | 0 | 0 | 8.4471 | 11.7653 | 42.8896 | 11.7273 | 45.7812 | 0 | 20.3261 | 0 | 0 | 0 | 0 | 17.0743 | 0 | 0 | 158.011 | 0 | 158.011 | 0 | 0 | 7.7953 | 2.1315 | 8.3208 | 3.6943 | 0 | 0 | 2.1384 | 1.5353 | 3.1033 | 0 | 0 | 28.7188 | 28.7188 | 28.7188 | 2
SD_6A_SO_2010_NG | 6A | SO | NG | 1730 | ASHRAE30pct-state-6A | OfficeSmall | STD2010 | SD-Pierre-SD | Zone6A | Zone6A(SD-Pierre-SD) | ASHRAE30pct-state-STD2010 | state | SD | 0.0801 | 0.63 | ASHRAE30pct-state-6A_OfficeSmall_STD2010_SD-Pierre-SD.table.csv.gz | Small Office | Pierre Municipal Ap SD USA TMY3 WMO#=726686 | Natural Gas | 14852.2943 | 0 | 0 | 0 | 0 | 0 | 0 | 0 | 0 | 0 | 0 | 0 | 0 | 0 | 14852.2943 | 0 | 14852.2943 | 0 | 0 | 93.5695 | 0 | 0 | 0 | 0 | 0 | 0 | 0 | 0 | 0 | 0 | 0 | 0 | 0 | 93.5695 | 0 | 93.5695 | 0 | 0 | 14.8523 | 0 | 0 | 0 | 0 | 0 | 0 | 0 | 0 | 0 | 0 | 0 | 0 | 0 | 14.8523 | 0 | 14.8523 | 0 | 0 | 0 | 0 | 0 | 0 | 0 | 0 | 0 | 2.6994 | 0 | 0 | 0 | 2.6994 | 2.6994 | 2.6994 | 1
SD_6A_SO_2013_NG | 6A | SO | NG | 1796 | ASHRAE30pct-state-6A | OfficeSmall | STD2013 | SD-Pierre-SD | Zone6A | Zone6A(SD-Pierre-SD) | ASHRAE30pct-state-STD2013 | state | SD | 0.0801 | 0.63 | ASHRAE30pct-state-6A_OfficeSmall_STD2013_SD-Pierre-SD.table.csv.gz | Small Office | Pierre Municipal Ap SD USA TMY3 WMO#=726686 | Natural Gas | 13515.8721 | 0 | 0 | 0 | 0 | 0 | 0 | 0 | 0 | 0 | 0 | 0 | 0 | 0 | 13515.8721 | 0 | 13515.8721 | 0 | 0 | 85.15 | 0 | 0 | 0 | 0 | 0 | 0 | 0 | 0 | 0 | 0 | 0 | 0 | 0 | 85.15 | 0 | 85.15 | 0 | 0 | 13.5159 | 0 | 0 | 0 | 0 | 0 | 0 | 0 | 0 | 0 | 0 | 0 | 0 | 0 | 13.5159 | 0 | 13.5159 | 0 | 0 | 0 | 0 | 0 | 0 | 0 | 0 | 0 | 2.4565 | 0 | 0 | 0 | 2.4565 | 2.4565 | 2.4565 | 2
VT_6A_SO_2010_EL | 6A | SO | EL | 1735 | ASHRAE30pct-state-6A | OfficeSmall | STD2010 | VT-Burlington-VT | Zone6A | Zone6A(VT-Burlington-VT) | ASHRAE30pct-state-STD2010 | state | VT | 0.143 | 1.18 | ASHRAE30pct-state-6A_OfficeSmall_STD2010_VT-Burlington-VT.table.csv.gz | Small Office | Burlington International Ap VT USA TMY3 WMO#=726170 | Electricity | 3088.8889 | 3622.2223 | 14805.5557 | 3427.7778 | 13663.889 | 0 | 5672.2223 | 0 | 0 | 0 | 0 | 5002.7778 | 0 | 0 | 49283.3337 | 0 | 49283.3337 | 0 | 0 | 441.7111 | 517.9778 | 2117.1945 | 490.1722 | 1953.9361 | 0 | 811.1278 | 0 | 0 | 0 | 0 | 715.3972 | 0 | 0 | 7047.5167 | 0 | 7047.5167 | 0 | 0 | 10.5423 | 12.3625 | 50.5309 | 11.6989 | 46.6344 | 0 | 19.3591 | 0 | 0 | 0 | 0 | 17.0743 | 0 | 0 | 168.2025 | 0 | 168.2025 | 0 | 0 | 9.1841 | 2.1263 | 8.4759 | 3.5186 | 0 | 0 | 2.2469 | 1.9161 | 3.1033 | 0 | 0 | 30.5712 | 30.5712 | 30.5712 | 1
VT_6A_SO_2013_EL | 6A | SO | EL | 1801 | ASHRAE30pct-state-6A | OfficeSmall | STD2013 | VT-Burlington-VT | Zone6A | Zone6A(VT-Burlington-VT) | ASHRAE30pct-state-STD2013 | state | VT | 0.143 | 1.18 | ASHRAE30pct-state-6A_OfficeSmall_STD2013_VT-Burlington-VT.table.csv.gz | Small Office | Burlington International Ap VT USA TMY3 WMO#=726170 | Electricity | 2855.5556 | 2705.5556 | 12591.6668 | 3427.7778 | 13413.889 | 0 | 5163.8889 | 0 | 0 | 0 | 0 | 5002.7778 | 0 | 0 | 45161.1115 | 0 | 45161.1115 | 0 | 0 | 408.3444 | 386.8944 | 1800.6083 | 490.1722 | 1918.1861 | 0 | 738.4361 | 0 | 0 | 0 | 0 | 715.3972 | 0 | 0 | 6458.0389 | 0 | 6458.0389 | 0 | 0 | 9.7459 | 9.234 | 42.975 | 11.6989 | 45.7812 | 0 | 17.6242 | 0 | 0 | 0 | 0 | 17.0743 | 0 | 0 | 154.1335 | 0 | 154.1335 | 0 | 0 | 7.8108 | 2.1263 | 8.3208 | 3.2032 | 0 | 0 | 1.6783 | 1.7713 | 3.1033 | 0 | 0 | 28.0141 | 28.0141 | 28.0141 | 2
VT_6A_SO_2010_NG | 6A | SO | NG | 1736 | ASHRAE30pct-state-6A | OfficeSmall | STD2010 | VT-Burlington-VT | Zone6A | Zone6A(VT-Burlington-VT) | ASHRAE30pct-state-STD2010 | state | VT | 0.143 | 1.18 | ASHRAE30pct-state-6A_OfficeSmall_STD2010_VT-Burlington-VT.table.csv.gz | Small Office | Burlington International Ap VT USA TMY3 WMO#=726170 | Natural Gas | 10833.5497 | 0 | 0 | 0 | 0 | 0 | 0 | 0 | 0 | 0 | 0 | 0 | 0 | 0 | 10833.5497 | 0 | 10833.5497 | 0 | 0 | 127.8359 | 0 | 0 | 0 | 0 | 0 | 0 | 0 | 0 | 0 | 0 | 0 | 0 | 0 | 127.8359 | 0 | 127.8359 | 0 | 0 | 10.8335 | 0 | 0 | 0 | 0 | 0 | 0 | 0 | 0 | 0 | 0 | 0 | 0 | 0 | 10.8335 | 0 | 10.8335 | 0 | 0 | 0 | 0 | 0 | 0 | 0 | 0 | 0 | 1.969 | 0 | 0 | 0 | 1.969 | 1.969 | 1.969 | 1
VT_6A_SO_2013_NG | 6A | SO | NG | 1802 | ASHRAE30pct-state-6A | OfficeSmall | STD2013 | VT-Burlington-VT | Zone6A | Zone6A(VT-Burlington-VT) | ASHRAE30pct-state-STD2013 | state | VT | 0.143 | 1.18 | ASHRAE30pct-state-6A_OfficeSmall_STD2013_VT-Burlington-VT.table.csv.gz | Small Office | Burlington International Ap VT USA TMY3 WMO#=726170 | Natural Gas | 9904.6889 | 0 | 0 | 0 | 0 | 0 | 0 | 0 | 0 | 0 | 0 | 0 | 0 | 0 | 9904.6889 | 0 | 9904.6889 | 0 | 0 | 116.8753 | 0 | 0 | 0 | 0 | 0 | 0 | 0 | 0 | 0 | 0 | 0 | 0 | 0 | 116.8753 | 0 | 116.8753 | 0 | 0 | 9.9047 | 0 | 0 | 0 | 0 | 0 | 0 | 0 | 0 | 0 | 0 | 0 | 0 | 0 | 9.9047 | 0 | 9.9047 | 0 | 0 | 0 | 0 | 0 | 0 | 0 | 0 | 0 | 1.8002 | 0 | 0 | 0 | 1.8002 | 1.8002 | 1.8002 | 2
WI_6A_SO_2010_EL | 6A | SO | EL | 1741 | ASHRAE30pct-state-6A | OfficeSmall | STD2010 | WI-Madison-WI | Zone6A | Zone6A(WI-Madison-WI) | ASHRAE30pct-state-STD2010 | state | WI | 0.1054 | 0.72 | ASHRAE30pct-state-6A_OfficeSmall_STD2010_WI-Madison-WI.table.csv.gz | Small Office | Madison Dane Co Regional Arpt WI USA TMY3 WMO#=726410 | Electricity | 2880.5556 | 4383.3334 | 14783.3335 | 3422.2222 | 13663.889 | 0 | 5963.8889 | 0 | 0 | 0 | 0 | 5002.7778 | 0 | 0 | 50100.0004 | 0 | 50100.0004 | 7.276e-12 | 7.276e-12 | 303.6106 | 462.0033 | 1558.1633 | 360.7022 | 1440.1739 | 0 | 628.5939 | 0 | 0 | 0 | 0 | 527.2928 | 0 | 0 | 5280.54 | 0 | 5280.54 | 7.6689e-13 | 7.6689e-13 | 9.8312 | 14.9602 | 50.4551 | 11.6799 | 46.6344 | 0 | 20.3546 | 0 | 0 | 0 | 0 | 17.0743 | 0 | 0 | 170.9897 | 0 | 170.9897 | 2.4833e-14 | 2.4833e-14 | 9.1703 | 2.1229 | 8.4759 | 3.6995 | 0 | 0 | 2.719 | 1.7868 | 3.1033 | 0 | 0 | 31.0777 | 31.0777 | 31.0777 | 1
WI_6A_SO_2013_EL | 6A | SO | EL | 1807 | ASHRAE30pct-state-6A | OfficeSmall | STD2013 | WI-Madison-WI | Zone6A | Zone6A(WI-Madison-WI) | ASHRAE30pct-state-STD2013 | state | WI | 0.1054 | 0.72 | ASHRAE30pct-state-6A_OfficeSmall_STD2013_WI-Madison-WI.table.csv.gz | Small Office | Madison Dane Co Regional Arpt WI USA TMY3 WMO#=726410 | Electricity | 2669.4445 | 3255.5556 | 12558.3334 | 3422.2222 | 13413.889 | 0 | 5383.3334 | 0 | 0 | 0 | 0 | 5002.7778 | 0 | 0 | 45705.5559 | 0 | 45705.5559 | 0 | 0 | 281.3594 | 343.1356 | 1323.6483 | 360.7022 | 1413.8239 | 0 | 567.4033 | 0 | 0 | 0 | 0 | 527.2928 | 0 | 0 | 4817.3656 | 0 | 4817.3656 | 0 | 0 | 9.1107 | 11.1111 | 42.8612 | 11.6799 | 45.7812 | 0 | 18.3731 | 0 | 0 | 0 | 0 | 17.0743 | 0 | 0 | 155.9916 | 0 | 155.9916 | 0 | 0 | 7.7901 | 2.1229 | 8.3208 | 3.3394 | 0 | 0 | 2.0195 | 1.6559 | 3.1033 | 0 | 0 | 28.3518 | 28.3518 | 28.3518 | 2
WI_6A_SO_2010_NG | 6A | SO | NG | 1742 | ASHRAE30pct-state-6A | OfficeSmall | STD2010 | WI-Madison-WI | Zone6A | Zone6A(WI-Madison-WI) | ASHRAE30pct-state-STD2010 | state | WI | 0.1054 | 0.72 | ASHRAE30pct-state-6A_OfficeSmall_STD2010_WI-Madison-WI.table.csv.gz | Small Office | Madison Dane Co Regional Arpt WI USA TMY3 WMO#=726410 | Natural Gas | 16349.8453 | 0 | 0 | 0 | 0 | 0 | 0 | 0 | 0 | 0 | 0 | 0 | 0 | 0 | 16349.8453 | 0 | 16349.8453 | 0 | 0 | 117.7189 | 0 | 0 | 0 | 0 | 0 | 0 | 0 | 0 | 0 | 0 | 0 | 0 | 0 | 117.7189 | 0 | 117.7189 | 0 | 0 | 16.3498 | 0 | 0 | 0 | 0 | 0 | 0 | 0 | 0 | 0 | 0 | 0 | 0 | 0 | 16.3498 | 0 | 16.3498 | 0 | 0 | 0 | 0 | 0 | 0 | 0 | 0 | 0 | 2.9716 | 0 | 0 | 0 | 2.9716 | 2.9716 | 2.9716 | 1
WI_6A_SO_2013_NG | 6A | SO | NG | 1808 | ASHRAE30pct-state-6A | OfficeSmall | STD2013 | WI-Madison-WI | Zone6A | Zone6A(WI-Madison-WI) | ASHRAE30pct-state-STD2013 | state | WI | 0.1054 | 0.72 | ASHRAE30pct-state-6A_OfficeSmall_STD2013_WI-Madison-WI.table.csv.gz | Small Office | Madison Dane Co Regional Arpt WI USA TMY3 WMO#=726410 | Natural Gas | 14795.4252 | 0 | 0 | 0 | 0 | 0 | 0 | 0 | 0 | 0 | 0 | 0 | 0 | 0 | 14795.4252 | 0 | 14795.4252 | 0 | 0 | 106.5271 | 0 | 0 | 0 | 0 | 0 | 0 | 0 | 0 | 0 | 0 | 0 | 0 | 0 | 106.5271 | 0 | 106.5271 | 0 | 0 | 14.7954 | 0 | 0 | 0 | 0 | 0 | 0 | 0 | 0 | 0 | 0 | 0 | 0 | 0 | 14.7954 | 0 | 14.7954 | 0 | 0 | 0 | 0 | 0 | 0 | 0 | 0 | 0 | 2.6891 | 0 | 0 | 0 | 2.6891 | 2.6891 | 2.6891 | 2
CA_6B_SO_2010_EL | 6B | SO | EL | 1855 | ASHRAE30pct-state-6B | OfficeSmall | STD2010 | CA-Eagle-CA | Zone6B | Zone6B(CA-Eagle-CA) | ASHRAE30pct-state-STD2010 | state | CA | 0.136 | 0.7 | ASHRAE30pct-state-6B_OfficeSmall_STD2010_CA-Eagle-CA.table.csv.gz | Small Office | Eagle County Ap CO USA TMY3 WMO#=724675 | Electricity | 2386.1111 | 3488.8889 | 14777.7779 | 3416.6667 | 13663.889 | 0 | 6686.1112 | 0 | 0 | 0 | 0 | 5002.7778 | 0 | 0 | 49425.0004 | 0 | 49422.2226 | 2.7778 | 2.7778 | 324.5111 | 474.4889 | 2009.7778 | 464.6667 | 1858.2889 | 0 | 909.3111 | 0 | 0 | 0 | 0 | 680.3778 | 0 | 0 | 6721.8001 | 0 | 6721.4223 | 0.37778 | 0.37778 | 8.1437 | 11.9075 | 50.4361 | 11.661 | 46.6344 | 0 | 22.8195 | 0 | 0 | 0 | 0 | 17.0743 | 0 | 0 | 168.686 | 0 | 168.6765 | 0.0094805 | 0.0094805 | 9.1669 | 2.1194 | 8.4776 | 4.1475 | 0 | 0 | 2.1642 | 1.4801 | 3.1033 | 0 | 0 | 30.6573 | 30.659 | 30.659 | 1
CA_6B_SO_2013_EL | 6B | SO | EL | 1897 | ASHRAE30pct-state-6B | OfficeSmall | STD2013 | CA-Eagle-CA | Zone6B | Zone6B(CA-Eagle-CA) | ASHRAE30pct-state-STD2013 | state | CA | 0.136 | 0.7 | ASHRAE30pct-state-6B_OfficeSmall_STD2013_CA-Eagle-CA.table.csv.gz | Small Office | Eagle County Ap CO USA TMY3 WMO#=724675 | Electricity | 2175 | 2566.6667 | 12547.2223 | 3416.6667 | 13413.889 | 0 | 6122.2223 | 0 | 0 | 0 | 0 | 5002.7778 | 0 | 0 | 45244.4448 | 0 | 45244.4448 | 0 | 0 | 295.8 | 349.0667 | 1706.4222 | 464.6667 | 1824.2889 | 0 | 832.6222 | 0 | 0 | 0 | 0 | 680.3778 | 0 | 0 | 6153.2445 | 0 | 6153.2445 | 0 | 0 | 7.4232 | 8.76 | 42.8233 | 11.661 | 45.7812 | 0 | 20.895 | 0 | 0 | 0 | 0 | 17.0743 | 0 | 0 | 154.4179 | 0 | 154.4179 | 0 | 0 | 7.7832 | 2.1194 | 8.3208 | 3.7977 | 0 | 0 | 1.5921 | 1.3492 | 3.1033 | 0 | 0 | 28.0658 | 28.0658 | 28.0658 | 2
CA_6B_SO_2010_NG | 6B | SO | NG | 1856 | ASHRAE30pct-state-6B | OfficeSmall | STD2010 | CA-Eagle-CA | Zone6B | Zone6B(CA-Eagle-CA) | ASHRAE30pct-state-STD2010 | state | CA | 0.136 | 0.7 | ASHRAE30pct-state-6B_OfficeSmall_STD2010_CA-Eagle-CA.table.csv.gz | Small Office | Eagle County Ap CO USA TMY3 WMO#=724675 | Natural Gas | 7307.67 | 0 | 0 | 0 | 0 | 0 | 0 | 0 | 0 | 0 | 0 | 0 | 0 | 0 | 7307.67 | 0 | 7307.67 | 0 | 0 | 51.1537 | 0 | 0 | 0 | 0 | 0 | 0 | 0 | 0 | 0 | 0 | 0 | 0 | 0 | 51.1537 | 0 | 51.1537 | 0 | 0 | 7.3077 | 0 | 0 | 0 | 0 | 0 | 0 | 0 | 0 | 0 | 0 | 0 | 0 | 0 | 7.3077 | 0 | 7.3077 | 0 | 0 | 0 | 0 | 0 | 0 | 0 | 0 | 0 | 1.3282 | 0 | 0 | 0 | 1.3282 | 1.3282 | 1.3282 | 1
CA_6B_SO_2013_NG | 6B | SO | NG | 1898 | ASHRAE30pct-state-6B | OfficeSmall | STD2013 | CA-Eagle-CA | Zone6B | Zone6B(CA-Eagle-CA) | ASHRAE30pct-state-STD2013 | state | CA | 0.136 | 0.7 | ASHRAE30pct-state-6B_OfficeSmall_STD2013_CA-Eagle-CA.table.csv.gz | Small Office | Eagle County Ap CO USA TMY3 WMO#=724675 | Natural Gas | 6397.7656 | 0 | 0 | 0 | 0 | 0 | 0 | 0 | 0 | 0 | 0 | 0 | 0 | 0 | 6397.7656 | 0 | 6397.7656 | 0 | 0 | 44.7844 | 0 | 0 | 0 | 0 | 0 | 0 | 0 | 0 | 0 | 0 | 0 | 0 | 0 | 44.7844 | 0 | 44.7844 | 0 | 0 | 6.3978 | 0 | 0 | 0 | 0 | 0 | 0 | 0 | 0 | 0 | 0 | 0 | 0 | 0 | 6.3978 | 0 | 6.3978 | 0 | 0 | 0 | 0 | 0 | 0 | 0 | 0 | 0 | 1.1628 | 0 | 0 | 0 | 1.1628 | 1.1628 | 1.1628 | 2
CO_6B_SO_2010_EL | 6B | SO | EL | 1861 | ASHRAE30pct-state-6B | OfficeSmall | STD2010 | CO-EagleCounty-CO | Zone6B | Zone6B(CO-EagleCounty-CO) | ASHRAE30pct-state-STD2010 | state | CO | 0.0934 | 0.73 | ASHRAE30pct-state-6B_OfficeSmall_STD2010_CO-EagleCounty-CO.table.csv.gz | Small Office | Eagle County Ap CO USA TMY3 WMO#=724675 | Electricity | 2386.1111 | 3488.8889 | 14777.7779 | 3416.6667 | 13663.889 | 0 | 6686.1112 | 0 | 0 | 0 | 0 | 5002.7778 | 0 | 0 | 49425.0004 | 0 | 49422.2226 | 2.7778 | 2.7778 | 222.8628 | 325.8622 | 1380.2445 | 319.1167 | 1276.2072 | 0 | 624.4828 | 0 | 0 | 0 | 0 | 467.2594 | 0 | 0 | 4616.295 | 0 | 4616.0356 | 0.25944 | 0.25944 | 8.1437 | 11.9075 | 50.4361 | 11.661 | 46.6344 | 0 | 22.8195 | 0 | 0 | 0 | 0 | 17.0743 | 0 | 0 | 168.686 | 0 | 168.6765 | 0.0094805 | 0.0094805 | 9.1669 | 2.1194 | 8.4776 | 4.1475 | 0 | 0 | 2.1642 | 1.4801 | 3.1033 | 0 | 0 | 30.6573 | 30.659 | 30.659 | 1
CO_6B_SO_2013_EL | 6B | SO | EL | 1903 | ASHRAE30pct-state-6B | OfficeSmall | STD2013 | CO-EagleCounty-CO | Zone6B | Zone6B(CO-EagleCounty-CO) | ASHRAE30pct-state-STD2013 | state | CO | 0.0934 | 0.73 | ASHRAE30pct-state-6B_OfficeSmall_STD2013_CO-EagleCounty-CO.table.csv.gz | Small Office | Eagle County Ap CO USA TMY3 WMO#=724675 | Electricity | 2175 | 2566.6667 | 12547.2223 | 3416.6667 | 13413.889 | 0 | 6122.2223 | 0 | 0 | 0 | 0 | 5002.7778 | 0 | 0 | 45244.4448 | 0 | 45244.4448 | 0 | 0 | 203.145 | 239.7267 | 1171.9106 | 319.1167 | 1252.8572 | 0 | 571.8156 | 0 | 0 | 0 | 0 | 467.2594 | 0 | 0 | 4225.8311 | 0 | 4225.8311 | 0 | 0 | 7.4232 | 8.76 | 42.8233 | 11.661 | 45.7812 | 0 | 20.895 | 0 | 0 | 0 | 0 | 17.0743 | 0 | 0 | 154.4179 | 0 | 154.4179 | 0 | 0 | 7.7832 | 2.1194 | 8.3208 | 3.7977 | 0 | 0 | 1.5921 | 1.3492 | 3.1033 | 0 | 0 | 28.0658 | 28.0658 | 28.0658 | 2
CO_6B_SO_2010_NG | 6B | SO | NG | 1862 | ASHRAE30pct-state-6B | OfficeSmall | STD2010 | CO-EagleCounty-CO | Zone6B | Zone6B(CO-EagleCounty-CO) | ASHRAE30pct-state-STD2010 | state | CO | 0.0934 | 0.73 | ASHRAE30pct-state-6B_OfficeSmall_STD2010_CO-EagleCounty-CO.table.csv.gz | Small Office | Eagle County Ap CO USA TMY3 WMO#=724675 | Natural Gas | 7307.67 | 0 | 0 | 0 | 0 | 0 | 0 | 0 | 0 | 0 | 0 | 0 | 0 | 0 | 7307.67 | 0 | 7307.67 | 0 | 0 | 53.346 | 0 | 0 | 0 | 0 | 0 | 0 | 0 | 0 | 0 | 0 | 0 | 0 | 0 | 53.346 | 0 | 53.346 | 0 | 0 | 7.3077 | 0 | 0 | 0 | 0 | 0 | 0 | 0 | 0 | 0 | 0 | 0 | 0 | 0 | 7.3077 | 0 | 7.3077 | 0 | 0 | 0 | 0 | 0 | 0 | 0 | 0 | 0 | 1.3282 | 0 | 0 | 0 | 1.3282 | 1.3282 | 1.3282 | 1
CO_6B_SO_2013_NG | 6B | SO | NG | 1904 | ASHRAE30pct-state-6B | OfficeSmall | STD2013 | CO-EagleCounty-CO | Zone6B | Zone6B(CO-EagleCounty-CO) | ASHRAE30pct-state-STD2013 | state | CO | 0.0934 | 0.73 | ASHRAE30pct-state-6B_OfficeSmall_STD2013_CO-EagleCounty-CO.table.csv.gz | Small Office | Eagle County Ap CO USA TMY3 WMO#=724675 | Natural Gas | 6397.7656 | 0 | 0 | 0 | 0 | 0 | 0 | 0 | 0 | 0 | 0 | 0 | 0 | 0 | 6397.7656 | 0 | 6397.7656 | 0 | 0 | 46.7037 | 0 | 0 | 0 | 0 | 0 | 0 | 0 | 0 | 0 | 0 | 0 | 0 | 0 | 46.7037 | 0 | 46.7037 | 0 | 0 | 6.3978 | 0 | 0 | 0 | 0 | 0 | 0 | 0 | 0 | 0 | 0 | 0 | 0 | 0 | 6.3978 | 0 | 6.3978 | 0 | 0 | 0 | 0 | 0 | 0 | 0 | 0 | 0 | 1.1628 | 0 | 0 | 0 | 1.1628 | 1.1628 | 1.1628 | 2
ID_6B_SO_2010_EL | 6B | SO | EL | 1867 | ASHRAE30pct-state-6B | OfficeSmall | STD2010 | ID-Pocatello-ID | Zone6B | Zone6B(ID-Pocatello-ID) | ASHRAE30pct-state-STD2010 | state | ID | 0.0683 | 0.73 | ASHRAE30pct-state-6B_OfficeSmall_STD2010_ID-Pocatello-ID.table.csv.gz | Small Office | Pocatello Regional Ap ID USA TMY3 WMO#=725780 | Electricity | 2702.7778 | 4152.7778 | 14797.2223 | 3408.3334 | 13663.889 | 0 | 6802.7778 | 0 | 0 | 0 | 0 | 5002.7778 | 0 | 0 | 50527.7782 | 0 | 50530.556 | -2.7778 | -2.7778 | 184.5997 | 283.6347 | 1010.6503 | 232.7892 | 933.2436 | 0 | 464.6297 | 0 | 0 | 0 | 0 | 341.6897 | 0 | 0 | 3451.0472 | 0 | 3451.237 | -0.18972 | -0.18972 | 9.2245 | 14.1733 | 50.5025 | 11.6325 | 46.6344 | 0 | 23.2177 | 0 | 0 | 0 | 0 | 17.0743 | 0 | 0 | 172.4497 | 0 | 172.4592 | -0.0094805 | -0.0094805 | 9.1789 | 2.1142 | 8.4742 | 4.2199 | 0 | 0 | 2.576 | 1.6766 | 3.1033 | 0 | 0 | 31.3448 | 31.3431 | 31.3431 | 1
ID_6B_SO_2013_EL | 6B | SO | EL | 1909 | ASHRAE30pct-state-6B | OfficeSmall | STD2013 | ID-Pocatello-ID | Zone6B | Zone6B(ID-Pocatello-ID) | ASHRAE30pct-state-STD2013 | state | ID | 0.0683 | 0.73 | ASHRAE30pct-state-6B_OfficeSmall_STD2013_ID-Pocatello-ID.table.csv.gz | Small Office | Pocatello Regional Ap ID USA TMY3 WMO#=725780 | Electricity | 2475 | 2952.7778 | 12583.3334 | 3408.3334 | 13413.889 | 0 | 6158.3334 | 0 | 0 | 0 | 0 | 5002.7778 | 0 | 0 | 45991.667 | 0 | 45994.4448 | -2.7778 | -2.7778 | 169.0425 | 201.6747 | 859.4417 | 232.7892 | 916.1686 | 0 | 420.6142 | 0 | 0 | 0 | 0 | 341.6897 | 0 | 0 | 3141.2309 | 0 | 3141.4206 | -0.18972 | -0.18972 | 8.4471 | 10.0777 | 42.9465 | 11.6325 | 45.7812 | 0 | 21.0182 | 0 | 0 | 0 | 0 | 17.0743 | 0 | 0 | 156.9681 | 0 | 156.9776 | -0.0094805 | -0.0094805 | 7.8056 | 2.1142 | 8.3191 | 3.8201 | 0 | 0 | 1.8317 | 1.5353 | 3.1033 | 0 | 0 | 28.531 | 28.5293 | 28.5293 | 2
ID_6B_SO_2010_NG | 6B | SO | NG | 1868 | ASHRAE30pct-state-6B | OfficeSmall | STD2010 | ID-Pocatello-ID | Zone6B | Zone6B(ID-Pocatello-ID) | ASHRAE30pct-state-STD2010 | state | ID | 0.0683 | 0.73 | ASHRAE30pct-state-6B_OfficeSmall_STD2010_ID-Pocatello-ID.table.csv.gz | Small Office | Pocatello Regional Ap ID USA TMY3 WMO#=725780 | Natural Gas | 5212.9942 | 0 | 0 | 0 | 0 | 0 | 0 | 0 | 0 | 0 | 0 | 0 | 0 | 0 | 5212.9942 | 0 | 5212.9942 | 0 | 0 | 38.0549 | 0 | 0 | 0 | 0 | 0 | 0 | 0 | 0 | 0 | 0 | 0 | 0 | 0 | 38.0549 | 0 | 38.0549 | 0 | 0 | 5.213 | 0 | 0 | 0 | 0 | 0 | 0 | 0 | 0 | 0 | 0 | 0 | 0 | 0 | 5.213 | 0 | 5.213 | 0 | 0 | 0 | 0 | 0 | 0 | 0 | 0 | 0 | 0.94747 | 0 | 0 | 0 | 0.94747 | 0.94747 | 0.94747 | 1
ID_6B_SO_2013_NG | 6B | SO | NG | 1910 | ASHRAE30pct-state-6B | OfficeSmall | STD2013 | ID-Pocatello-ID | Zone6B | Zone6B(ID-Pocatello-ID) | ASHRAE30pct-state-STD2013 | state | ID | 0.0683 | 0.73 | ASHRAE30pct-state-6B_OfficeSmall_STD2013_ID-Pocatello-ID.table.csv.gz | Small Office | Pocatello Regional Ap ID USA TMY3 WMO#=725780 | Natural Gas | 4729.6074 | 0 | 0 | 0 | 0 | 0 | 0 | 0 | 0 | 0 | 0 | 0 | 0 | 0 | 4729.6074 | 0 | 4729.6074 | 0 | 0 | 34.5261 | 0 | 0 | 0 | 0 | 0 | 0 | 0 | 0 | 0 | 0 | 0 | 0 | 0 | 34.5261 | 0 | 34.5261 | 0 | 0 | 4.7296 | 0 | 0 | 0 | 0 | 0 | 0 | 0 | 0 | 0 | 0 | 0 | 0 | 0 | 4.7296 | 0 | 4.7296 | 0 | 0 | 0 | 0 | 0 | 0 | 0 | 0 | 0 | 0.85962 | 0 | 0 | 0 | 0.85962 | 0.85962 | 0.85962 | 2
MT_6B_SO_2010_EL | 6B | SO | EL | 1873 | ASHRAE30pct-state-6B | OfficeSmall | STD2010 | MT-Helena-MT | Zone6B | Zone6B(MT-Helena-MT) | ASHRAE30pct-state-STD2010 | state | MT | 0.0916 | 0.78 | ASHRAE30pct-state-6B_OfficeSmall_STD2010_MT-Helena-MT.table.csv.gz | Small Office | Helena Regional Airport MT USA TMY3 WMO#=727720 | Electricity | 2747.2222 | 3441.6667 | 14800.0001 | 3411.1111 | 13663.889 | 0 | 6800.0001 | 0 | 0 | 0 | 0 | 5002.7778 | 0 | 0 | 49869.4448 | 0 | 49866.6671 | 2.7778 | 2.7778 | 251.6456 | 315.2567 | 1355.68 | 312.4578 | 1251.6122 | 0 | 622.88 | 0 | 0 | 0 | 0 | 458.2544 | 0 | 0 | 4568.0411 | 0 | 4567.7867 | 0.25444 | 0.25444 | 9.3762 | 11.7463 | 50.5119 | 11.642 | 46.6344 | 0 | 23.2082 | 0 | 0 | 0 | 0 | 17.0743 | 0 | 0 | 170.2029 | 0 | 170.1934 | 0.0094805 | 0.0094805 | 9.1807 | 2.116 | 8.4776 | 4.2181 | 0 | 0 | 2.1349 | 1.7041 | 3.1033 | 0 | 0 | 30.933 | 30.9347 | 30.9347 | 1
MT_6B_SO_2013_EL | 6B | SO | EL | 1915 | ASHRAE30pct-state-6B | OfficeSmall | STD2013 | MT-Helena-MT | Zone6B | Zone6B(MT-Helena-MT) | ASHRAE30pct-state-STD2013 | state | MT | 0.0916 | 0.78 | ASHRAE30pct-state-6B_OfficeSmall_STD2013_MT-Helena-MT.table.csv.gz | Small Office | Helena Regional Airport MT USA TMY3 WMO#=727720 | Electricity | 2513.8889 | 2461.1111 | 12586.1112 | 3411.1111 | 13413.889 | 0 | 6205.5556 | 0 | 0 | 0 | 0 | 5002.7778 | 0 | 0 | 45597.2226 | 0 | 45594.4448 | 2.7778 | 2.7778 | 230.2722 | 225.4378 | 1152.8878 | 312.4578 | 1228.7122 | 0 | 568.4289 | 0 | 0 | 0 | 0 | 458.2544 | 0 | 0 | 4176.7056 | 0 | 4176.4511 | 0.25444 | 0.25444 | 8.5798 | 8.3997 | 42.956 | 11.642 | 45.7812 | 0 | 21.1794 | 0 | 0 | 0 | 0 | 17.0743 | 0 | 0 | 155.6219 | 0 | 155.6124 | 0.0094805 | 0.0094805 | 7.8073 | 2.116 | 8.3225 | 3.8494 | 0 | 0 | 1.5267 | 1.5594 | 3.1033 | 0 | 0 | 28.2829 | 28.2846 | 28.2846 | 2
MT_6B_SO_2010_NG | 6B | SO | NG | 1874 | ASHRAE30pct-state-6B | OfficeSmall | STD2010 | MT-Helena-MT | Zone6B | Zone6B(MT-Helena-MT) | ASHRAE30pct-state-STD2010 | state | MT | 0.0916 | 0.78 | ASHRAE30pct-state-6B_OfficeSmall_STD2010_MT-Helena-MT.table.csv.gz | Small Office | Helena Regional Airport MT USA TMY3 WMO#=727720 | Natural Gas | 5705.8591 | 0 | 0 | 0 | 0 | 0 | 0 | 0 | 0 | 0 | 0 | 0 | 0 | 0 | 5705.8591 | 0 | 5705.8591 | 0 | 0 | 44.5057 | 0 | 0 | 0 | 0 | 0 | 0 | 0 | 0 | 0 | 0 | 0 | 0 | 0 | 44.5057 | 0 | 44.5057 | 0 | 0 | 5.7059 | 0 | 0 | 0 | 0 | 0 | 0 | 0 | 0 | 0 | 0 | 0 | 0 | 0 | 5.7059 | 0 | 5.7059 | 0 | 0 | 0 | 0 | 0 | 0 | 0 | 0 | 0 | 1.0371 | 0 | 0 | 0 | 1.0371 | 1.0371 | 1.0371 | 1
MT_6B_SO_2013_NG | 6B | SO | NG | 1916 | ASHRAE30pct-state-6B | OfficeSmall | STD2013 | MT-Helena-MT | Zone6B | Zone6B(MT-Helena-MT) | ASHRAE30pct-state-STD2013 | state | MT | 0.0916 | 0.78 | ASHRAE30pct-state-6B_OfficeSmall_STD2013_MT-Helena-MT.table.csv.gz | Small Office | Helena Regional Airport MT USA TMY3 WMO#=727720 | Natural Gas | 5023.4307 | 0 | 0 | 0 | 0 | 0 | 0 | 0 | 0 | 0 | 0 | 0 | 0 | 0 | 5023.4307 | 0 | 5023.4307 | 0 | 0 | 39.1828 | 0 | 0 | 0 | 0 | 0 | 0 | 0 | 0 | 0 | 0 | 0 | 0 | 0 | 39.1828 | 0 | 39.1828 | 0 | 0 | 5.0234 | 0 | 0 | 0 | 0 | 0 | 0 | 0 | 0 | 0 | 0 | 0 | 0 | 0 | 5.0234 | 0 | 5.0234 | 0 | 0 | 0 | 0 | 0 | 0 | 0 | 0 | 0 | 0.91302 | 0 | 0 | 0 | 0.91302 | 0.91302 | 0.91302 | 2
UT_6B_SO_2010_EL | 6B | SO | EL | 1879 | ASHRAE30pct-state-6B | OfficeSmall | STD2010 | UT-Vernal-UT | Zone6B | Zone6B(UT-Vernal-UT) | ASHRAE30pct-state-STD2010 | state | UT | 0.0805 | 0.69 | ASHRAE30pct-state-6B_OfficeSmall_STD2010_UT-Vernal-UT.table.csv.gz | Small Office | Vernal UT USA TMY3 WMO#=725705 | Electricity | 2202.7778 | 4550 | 14783.3335 | 3413.8889 | 13663.889 | 0 | 6866.6667 | 0 | 0 | 0 | 0 | 5002.7778 | 0 | 0 | 50483.3337 | 0 | 50483.3337 | 7.276e-12 | 7.276e-12 | 177.3236 | 366.275 | 1190.0583 | 274.8181 | 1099.9431 | 0 | 552.7667 | 0 | 0 | 0 | 0 | 402.7236 | 0 | 0 | 4063.9084 | 0 | 4063.9084 | 5.8571e-13 | 5.8571e-13 | 7.518 | 15.529 | 50.4551 | 11.6515 | 46.6344 | 0 | 23.4357 | 0 | 0 | 0 | 0 | 17.0743 | 0 | 0 | 172.2981 | 0 | 172.2981 | 2.4833e-14 | 2.4833e-14 | 9.1703 | 2.1177 | 8.4759 | 4.2595 | 0 | 0 | 2.8224 | 1.3664 | 3.1033 | 0 | 0 | 31.3155 | 31.3155 | 31.3155 | 1
UT_6B_SO_2013_EL | 6B | SO | EL | 1921 | ASHRAE30pct-state-6B | OfficeSmall | STD2013 | UT-Vernal-UT | Zone6B | Zone6B(UT-Vernal-UT) | ASHRAE30pct-state-STD2013 | state | UT | 0.0805 | 0.69 | ASHRAE30pct-state-6B_OfficeSmall_STD2013_UT-Vernal-UT.table.csv.gz | Small Office | Vernal UT USA TMY3 WMO#=725705 | Electricity | 2005.5556 | 3294.4445 | 12561.1112 | 3413.8889 | 13413.889 | 0 | 6236.1112 | 0 | 0 | 0 | 0 | 5002.7778 | 0 | 0 | 45925.0004 | 0 | 45927.7781 | -2.7778 | -2.7778 | 161.4472 | 265.2028 | 1011.1695 | 274.8181 | 1079.8181 | 0 | 502.0069 | 0 | 0 | 0 | 0 | 402.7236 | 0 | 0 | 3696.9625 | 0 | 3697.1861 | -0.22361 | -0.22361 | 6.8449 | 11.2438 | 42.8707 | 11.6515 | 45.7812 | 0 | 21.2837 | 0 | 0 | 0 | 0 | 17.0743 | 0 | 0 | 156.7406 | 0 | 156.7501 | -0.0094805 | -0.0094805 | 7.7918 | 2.1177 | 8.3191 | 3.8683 | 0 | 0 | 2.0436 | 1.2441 | 3.1033 | 0 | 0 | 28.4897 | 28.4879 | 28.4879 | 2
UT_6B_SO_2010_NG | 6B | SO | NG | 1880 | ASHRAE30pct-state-6B | OfficeSmall | STD2010 | UT-Vernal-UT | Zone6B | Zone6B(UT-Vernal-UT) | ASHRAE30pct-state-STD2010 | state | UT | 0.0805 | 0.69 | ASHRAE30pct-state-6B_OfficeSmall_STD2010_UT-Vernal-UT.table.csv.gz | Small Office | Vernal UT USA TMY3 WMO#=725705 | Natural Gas | 2369.5428 | 0 | 0 | 0 | 0 | 0 | 0 | 0 | 0 | 0 | 0 | 0 | 0 | 0 | 2369.5428 | 0 | 2369.5428 | 0 | 0 | 16.3498 | 0 | 0 | 0 | 0 | 0 | 0 | 0 | 0 | 0 | 0 | 0 | 0 | 0 | 16.3498 | 0 | 16.3498 | 0 | 0 | 2.3695 | 0 | 0 | 0 | 0 | 0 | 0 | 0 | 0 | 0 | 0 | 0 | 0 | 0 | 2.3695 | 0 | 2.3695 | 0 | 0 | 0 | 0 | 0 | 0 | 0 | 0 | 0 | 0.43067 | 0 | 0 | 0 | 0.43067 | 0.43067 | 0.43067 | 1
UT_6B_SO_2013_NG | 6B | SO | NG | 1922 | ASHRAE30pct-state-6B | OfficeSmall | STD2013 | UT-Vernal-UT | Zone6B | Zone6B(UT-Vernal-UT) | ASHRAE30pct-state-STD2013 | state | UT | 0.0805 | 0.69 | ASHRAE30pct-state-6B_OfficeSmall_STD2013_UT-Vernal-UT.table.csv.gz | Small Office | Vernal UT USA TMY3 WMO#=725705 | Natural Gas | 2066.2413 | 0 | 0 | 0 | 0 | 0 | 0 | 0 | 0 | 0 | 0 | 0 | 0 | 0 | 2066.2413 | 0 | 2066.2413 | 0 | 0 | 14.2571 | 0 | 0 | 0 | 0 | 0 | 0 | 0 | 0 | 0 | 0 | 0 | 0 | 0 | 14.2571 | 0 | 14.2571 | 0 | 0 | 2.0662 | 0 | 0 | 0 | 0 | 0 | 0 | 0 | 0 | 0 | 0 | 0 | 0 | 0 | 2.0662 | 0 | 2.0662 | 0 | 0 | 0 | 0 | 0 | 0 | 0 | 0 | 0 | 0.37554 | 0 | 0 | 0 | 0.37554 | 0.37554 | 0.37554 | 2
WA_6B_SO_2010_EL | 6B | SO | EL | 1885 | ASHRAE30pct-state-6B | OfficeSmall | STD2010 | WA-Kalispell-MT | Zone6B | Zone6B(WA-Kalispell-MT) | ASHRAE30pct-state-STD2010 | state | WA | 0.0767 | 0.96 | ASHRAE30pct-state-6B_OfficeSmall_STD2010_WA-Kalispell-MT.table.csv.gz | Small Office | Kalispell Glacier Pk IntL Ar MT USA TMY3 WMO#=727790 | Electricity | 3386.1111 | 3227.7778 | 14819.4446 | 3411.1111 | 13663.889 | 0 | 6472.2223 | 0 | 0 | 0 | 0 | 5002.7778 | 0 | 0 | 49983.3337 | 0 | 49983.3337 | 0 | 0 | 259.7147 | 247.5706 | 1136.6514 | 261.6322 | 1048.0203 | 0 | 496.4194 | 0 | 0 | 0 | 0 | 383.7131 | 0 | 0 | 3833.7217 | 0 | 3833.7217 | 0 | 0 | 11.5567 | 11.0163 | 50.5783 | 11.642 | 46.6344 | 0 | 22.0895 | 0 | 0 | 0 | 0 | 17.0743 | 0 | 0 | 170.5916 | 0 | 170.5916 | 0 | 0 | 9.1927 | 2.116 | 8.4759 | 4.0148 | 0 | 0 | 2.0022 | 2.1005 | 3.1033 | 0 | 0 | 31.0054 | 31.0054 | 31.0054 | 1
WA_6B_SO_2013_EL | 6B | SO | EL | 1927 | ASHRAE30pct-state-6B | OfficeSmall | STD2013 | WA-Kalispell-MT | Zone6B | Zone6B(WA-Kalispell-MT) | ASHRAE30pct-state-STD2013 | state | WA | 0.0767 | 0.96 | ASHRAE30pct-state-6B_OfficeSmall_STD2013_WA-Kalispell-MT.table.csv.gz | Small Office | Kalispell Glacier Pk IntL Ar MT USA TMY3 WMO#=727790 | Electricity | 3091.6667 | 2313.8889 | 12619.4445 | 3411.1111 | 13413.889 | 0 | 5952.7778 | 0 | 0 | 0 | 0 | 5002.7778 | 0 | 0 | 45802.7781 | 0 | 45805.5559 | -2.7778 | -2.7778 | 237.1308 | 177.4753 | 967.9114 | 261.6322 | 1028.8453 | 0 | 456.5781 | 0 | 0 | 0 | 0 | 383.7131 | 0 | 0 | 3513.0731 | 0 | 3513.2861 | -0.21306 | -0.21306 | 10.5518 | 7.8972 | 43.0698 | 11.642 | 45.7812 | 0 | 20.3166 | 0 | 0 | 0 | 0 | 17.0743 | 0 | 0 | 156.3235 | 0 | 156.3329 | -0.0094805 | -0.0094805 | 7.828 | 2.116 | 8.3191 | 3.6926 | 0 | 0 | 1.4353 | 1.9178 | 3.1033 | 0 | 0 | 28.4138 | 28.4121 | 28.4121 | 2
WA_6B_SO_2010_NG | 6B | SO | NG | 1886 | ASHRAE30pct-state-6B | OfficeSmall | STD2010 | WA-Kalispell-MT | Zone6B | Zone6B(WA-Kalispell-MT) | ASHRAE30pct-state-STD2010 | state | WA | 0.0767 | 0.96 | ASHRAE30pct-state-6B_OfficeSmall_STD2010_WA-Kalispell-MT.table.csv.gz | Small Office | Kalispell Glacier Pk IntL Ar MT USA TMY3 WMO#=727790 | Natural Gas | 4123.0045 | 0 | 0 | 0 | 0 | 0 | 0 | 0 | 0 | 0 | 0 | 0 | 0 | 0 | 4123.0045 | 0 | 4123.0045 | 0 | 0 | 39.5808 | 0 | 0 | 0 | 0 | 0 | 0 | 0 | 0 | 0 | 0 | 0 | 0 | 0 | 39.5808 | 0 | 39.5808 | 0 | 0 | 4.123 | 0 | 0 | 0 | 0 | 0 | 0 | 0 | 0 | 0 | 0 | 0 | 0 | 0 | 4.123 | 0 | 4.123 | 0 | 0 | 0 | 0 | 0 | 0 | 0 | 0 | 0 | 0.74936 | 0 | 0 | 0 | 0.74936 | 0.74936 | 0.74936 | 1
WA_6B_SO_2013_NG | 6B | SO | NG | 1928 | ASHRAE30pct-state-6B | OfficeSmall | STD2013 | WA-Kalispell-MT | Zone6B | Zone6B(WA-Kalispell-MT) | ASHRAE30pct-state-STD2013 | state | WA | 0.0767 | 0.96 | ASHRAE30pct-state-6B_OfficeSmall_STD2013_WA-Kalispell-MT.table.csv.gz | Small Office | Kalispell Glacier Pk IntL Ar MT USA TMY3 WMO#=727790 | Natural Gas | 3668.0523 | 0 | 0 | 0 | 0 | 0 | 0 | 0 | 0 | 0 | 0 | 0 | 0 | 0 | 3668.0523 | 0 | 3668.0523 | 0 | 0 | 35.2133 | 0 | 0 | 0 | 0 | 0 | 0 | 0 | 0 | 0 | 0 | 0 | 0 | 0 | 35.2133 | 0 | 35.2133 | 0 | 0 | 3.6681 | 0 | 0 | 0 | 0 | 0 | 0 | 0 | 0 | 0 | 0 | 0 | 0 | 0 | 3.6681 | 0 | 3.6681 | 0 | 0 | 0 | 0 | 0 | 0 | 0 | 0 | 0 | 0.66668 | 0 | 0 | 0 | 0.66668 | 0.66668 | 0.66668 | 2
WY_6B_SO_2010_EL | 6B | SO | EL | 1891 | ASHRAE30pct-state-6B | OfficeSmall | STD2010 | WY-Cheyenne-WY | Zone6B | Zone6B(WY-Cheyenne-WY) | ASHRAE30pct-state-STD2010 | state | WY | 0.0823 | 0.68 | ASHRAE30pct-state-6B_OfficeSmall_STD2010_WY-Cheyenne-WY.table.csv.gz | Small Office | Cheyenne Municipal Arpt WY USA TMY3 WMO#=725640 | Electricity | 2416.6667 | 3530.5556 | 14780.5557 | 3422.2222 | 13663.889 | 0 | 6880.5556 | 0 | 0 | 0 | 0 | 5002.7778 | 0 | 0 | 49697.2226 | 0 | 49697.2226 | 0 | 0 | 198.8917 | 290.5647 | 1216.4397 | 281.6489 | 1124.5381 | 0 | 566.2697 | 0 | 0 | 0 | 0 | 411.7286 | 0 | 0 | 4090.0814 | 0 | 4090.0814 | 0 | 0 | 8.248 | 12.0497 | 50.4456 | 11.6799 | 46.6344 | 0 | 23.4831 | 0 | 0 | 0 | 0 | 17.0743 | 0 | 0 | 169.6151 | 0 | 169.6151 | 0 | 0 | 9.1686 | 2.1229 | 8.4759 | 4.2681 | 0 | 0 | 2.1901 | 1.4991 | 3.1033 | 0 | 0 | 30.8279 | 30.8279 | 30.8279 | 1
WY_6B_SO_2013_EL | 6B | SO | EL | 1933 | ASHRAE30pct-state-6B | OfficeSmall | STD2013 | WY-Cheyenne-WY | Zone6B | Zone6B(WY-Cheyenne-WY) | ASHRAE30pct-state-STD2013 | state | WY | 0.0823 | 0.68 | ASHRAE30pct-state-6B_OfficeSmall_STD2013_WY-Cheyenne-WY.table.csv.gz | Small Office | Cheyenne Municipal Arpt WY USA TMY3 WMO#=725640 | Electricity | 2213.8889 | 2636.1111 | 12552.7779 | 3422.2222 | 13413.889 | 0 | 6305.5556 | 0 | 0 | 0 | 0 | 5002.7778 | 0 | 0 | 45547.2226 | 0 | 45547.2226 | 0 | 0 | 182.2031 | 216.9519 | 1033.0936 | 281.6489 | 1103.9631 | 0 | 518.9472 | 0 | 0 | 0 | 0 | 411.7286 | 0 | 0 | 3748.5364 | 0 | 3748.5364 | 0 | 0 | 7.5559 | 8.997 | 42.8422 | 11.6799 | 45.7812 | 0 | 21.5207 | 0 | 0 | 0 | 0 | 17.0743 | 0 | 0 | 155.4513 | 0 | 155.4513 | 0 | 0 | 7.7867 | 2.1229 | 8.3208 | 3.9114 | 0 | 0 | 1.6352 | 1.3733 | 3.1033 | 0 | 0 | 28.2536 | 28.2536 | 28.2536 | 2
WY_6B_SO_2010_NG | 6B | SO | NG | 1892 | ASHRAE30pct-state-6B | OfficeSmall | STD2010 | WY-Cheyenne-WY | Zone6B | Zone6B(WY-Cheyenne-WY) | ASHRAE30pct-state-STD2010 | state | WY | 0.0823 | 0.68 | ASHRAE30pct-state-6B_OfficeSmall_STD2010_WY-Cheyenne-WY.table.csv.gz | Small Office | Cheyenne Municipal Arpt WY USA TMY3 WMO#=725640 | Natural Gas | 4397.8714 | 0 | 0 | 0 | 0 | 0 | 0 | 0 | 0 | 0 | 0 | 0 | 0 | 0 | 4397.8714 | 0 | 4397.8714 | 0 | 0 | 29.9055 | 0 | 0 | 0 | 0 | 0 | 0 | 0 | 0 | 0 | 0 | 0 | 0 | 0 | 29.9055 | 0 | 29.9055 | 0 | 0 | 4.3979 | 0 | 0 | 0 | 0 | 0 | 0 | 0 | 0 | 0 | 0 | 0 | 0 | 0 | 4.3979 | 0 | 4.3979 | 0 | 0 | 0 | 0 | 0 | 0 | 0 | 0 | 0 | 0.79932 | 0 | 0 | 0 | 0.79932 | 0.79932 | 0.79932 | 1
WY_6B_SO_2013_NG | 6B | SO | NG | 1934 | ASHRAE30pct-state-6B | OfficeSmall | STD2013 | WY-Cheyenne-WY | Zone6B | Zone6B(WY-Cheyenne-WY) | ASHRAE30pct-state-STD2013 | state | WY | 0.0823 | 0.68 | ASHRAE30pct-state-6B_OfficeSmall_STD2013_WY-Cheyenne-WY.table.csv.gz | Small Office | Cheyenne Municipal Arpt WY USA TMY3 WMO#=725640 | Natural Gas | 3905.0065 | 0 | 0 | 0 | 0 | 0 | 0 | 0 | 0 | 0 | 0 | 0 | 0 | 0 | 3905.0065 | 0 | 3905.0065 | 0 | 0 | 26.554 | 0 | 0 | 0 | 0 | 0 | 0 | 0 | 0 | 0 | 0 | 0 | 0 | 0 | 26.554 | 0 | 26.554 | 0 | 0 | 3.905 | 0 | 0 | 0 | 0 | 0 | 0 | 0 | 0 | 0 | 0 | 0 | 0 | 0 | 3.905 | 0 | 3.905 | 0 | 0 | 0 | 0 | 0 | 0 | 0 | 0 | 0 | 0.70974 | 0 | 0 | 0 | 0.70974 | 0.70974 | 0.70974 | 2
AK_7_SO_2010_EL | 7 | SO | EL | 1987 | ASHRAE30pct-state-7 | OfficeSmall | STD2010 | AK-Anchorage-AK | Zone7 | Zone7(AK-Anchorage-AK) | ASHRAE30pct-state-STD2010 | state | AK | 0.1479 | 0.81 | ASHRAE30pct-state-7_OfficeSmall_STD2010_AK-Anchorage-AK.table.csv.gz | Small Office | Anchorage Intl Ap AK USA TMY3 WMO#=702730 | Electricity | 4961.1112 | 1508.3333 | 14908.3335 | 3416.6667 | 13663.889 | 0 | 5622.2223 | 0 | 0 | 0 | 0 | 5002.7778 | 0 | 0 | 49083.3337 | 0 | 49083.3337 | 0 | 0 | 733.7483 | 223.0825 | 2204.9425 | 505.325 | 2020.8892 | 0 | 831.5267 | 0 | 0 | 0 | 0 | 739.9108 | 0 | 0 | 7259.4251 | 0 | 7259.4251 | 0 | 0 | 16.9321 | 5.1479 | 50.8817 | 11.661 | 46.6344 | 0 | 19.1885 | 0 | 0 | 0 | 0 | 17.0743 | 0 | 0 | 167.5199 | 0 | 167.5199 | 0 | 0 | 9.2479 | 2.1194 | 8.4759 | 3.4875 | 0 | 0 | 0.93564 | 3.0774 | 3.1033 | 0 | 0 | 30.4471 | 30.4471 | 30.4471 | 1
AK_7_SO_2013_EL | 7 | SO | EL | 2035 | ASHRAE30pct-state-7 | OfficeSmall | STD2013 | AK-Anchorage-AK | Zone7 | Zone7(AK-Anchorage-AK) | ASHRAE30pct-state-STD2013 | state | AK | 0.1479 | 0.81 | ASHRAE30pct-state-7_OfficeSmall_STD2013_AK-Anchorage-AK.table.csv.gz | Small Office | Anchorage Intl Ap AK USA TMY3 WMO#=702730 | Electricity | 4480.5556 | 1183.3333 | 12586.1112 | 3416.6667 | 13413.889 | 0 | 5491.6667 | 0 | 0 | 0 | 0 | 5002.7778 | 0 | 0 | 45577.7781 | 0 | 45575.0004 | 2.7778 | 2.7778 | 662.6742 | 175.015 | 1861.4858 | 505.325 | 1983.9142 | 0 | 812.2175 | 0 | 0 | 0 | 0 | 739.9108 | 0 | 0 | 6740.9534 | 0 | 6740.5426 | 0.41083 | 0.41083 | 15.292 | 4.0387 | 42.956 | 11.661 | 45.7812 | 0 | 18.7429 | 0 | 0 | 0 | 0 | 17.0743 | 0 | 0 | 155.5555 | 0 | 155.5461 | 0.0094805 | 0.0094805 | 7.8073 | 2.1194 | 8.3225 | 3.4066 | 0 | 0 | 0.73404 | 2.7794 | 3.1033 | 0 | 0 | 28.2708 | 28.2725 | 28.2725 | 2
AK_7_SO_2010_NG | 7 | SO | NG | 1988 | ASHRAE30pct-state-7 | OfficeSmall | STD2010 | AK-Anchorage-AK | Zone7 | Zone7(AK-Anchorage-AK) | ASHRAE30pct-state-STD2010 | state | AK | 0.1479 | 0.81 | ASHRAE30pct-state-7_OfficeSmall_STD2010_AK-Anchorage-AK.table.csv.gz | Small Office | Anchorage Intl Ap AK USA TMY3 WMO#=702730 | Natural Gas | 19325.9911 | 0 | 0 | 0 | 0 | 0 | 0 | 0 | 0 | 0 | 0 | 0 | 0 | 0 | 19325.9911 | 0 | 19325.9911 | 0 | 0 | 156.5405 | 0 | 0 | 0 | 0 | 0 | 0 | 0 | 0 | 0 | 0 | 0 | 0 | 0 | 156.5405 | 0 | 156.5405 | 0 | 0 | 19.326 | 0 | 0 | 0 | 0 | 0 | 0 | 0 | 0 | 0 | 0 | 0 | 0 | 0 | 19.326 | 0 | 19.326 | 0 | 0 | 0 | 0 | 0 | 0 | 0 | 0 | 0 | 3.5125 | 0 | 0 | 0 | 3.5125 | 3.5125 | 3.5125 | 1
AK_7_SO_2013_NG | 7 | SO | NG | 2036 | ASHRAE30pct-state-7 | OfficeSmall | STD2013 | AK-Anchorage-AK | Zone7 | Zone7(AK-Anchorage-AK) | ASHRAE30pct-state-STD2013 | state | AK | 0.1479 | 0.81 | ASHRAE30pct-state-7_OfficeSmall_STD2013_AK-Anchorage-AK.table.csv.gz | Small Office | Anchorage Intl Ap AK USA TMY3 WMO#=702730 | Natural Gas | 16454.1052 | 0 | 0 | 0 | 0 | 0 | 0 | 0 | 0 | 0 | 0 | 0 | 0 | 0 | 16454.1052 | 0 | 16454.1052 | 0 | 0 | 133.2783 | 0 | 0 | 0 | 0 | 0 | 0 | 0 | 0 | 0 | 0 | 0 | 0 | 0 | 133.2783 | 0 | 133.2783 | 0 | 0 | 16.4541 | 0 | 0 | 0 | 0 | 0 | 0 | 0 | 0 | 0 | 0 | 0 | 0 | 0 | 16.4541 | 0 | 16.4541 | 0 | 0 | 0 | 0 | 0 | 0 | 0 | 0 | 0 | 2.9906 | 0 | 0 | 0 | 2.9906 | 2.9906 | 2.9906 | 2
CO_7_SO_2010_EL | 7 | SO | EL | 1993 | ASHRAE30pct-state-7 | OfficeSmall | STD2010 | CO-GunnisonCounty-CO | Zone7 | Zone7(CO-GunnisonCounty-CO) | ASHRAE30pct-state-STD2010 | state | CO | 0.0934 | 0.73 | ASHRAE30pct-state-7_OfficeSmall_STD2010_CO-GunnisonCounty-CO.table.csv.gz | Small Office | Gunnison Co Awos CO USA TMY3 WMO#=724677 | Electricity | 2558.3334 | 2883.3334 | 14794.4446 | 3413.8889 | 13663.889 | 0 | 6530.5556 | 0 | 0 | 0 | 0 | 5002.7778 | 0 | 0 | 48847.2226 | 0 | 48847.2226 | 0 | 0 | 238.9483 | 269.3033 | 1381.8011 | 318.8572 | 1276.2072 | 0 | 609.9539 | 0 | 0 | 0 | 0 | 467.2594 | 0 | 0 | 4562.3306 | 0 | 4562.3306 | 0 | 0 | 8.7315 | 9.8407 | 50.493 | 11.6515 | 46.6344 | 0 | 22.2886 | 0 | 0 | 0 | 0 | 17.0743 | 0 | 0 | 166.7141 | 0 | 166.7141 | 0 | 0 | 9.1772 | 2.1177 | 8.4759 | 4.051 | 0 | 0 | 1.7886 | 1.587 | 3.1033 | 0 | 0 | 30.3006 | 30.3006 | 30.3006 | 1
CO_7_SO_2013_EL | 7 | SO | EL | 2041 | ASHRAE30pct-state-7 | OfficeSmall | STD2013 | CO-GunnisonCounty-CO | Zone7 | Zone7(CO-GunnisonCounty-CO) | ASHRAE30pct-state-STD2013 | state | CO | 0.0934 | 0.73 | ASHRAE30pct-state-7_OfficeSmall_STD2013_CO-GunnisonCounty-CO.table.csv.gz | Small Office | Gunnison Co Awos CO USA TMY3 WMO#=724677 | Electricity | 2250 | 2280.5556 | 12308.3334 | 3413.8889 | 13413.889 | 0 | 6130.5556 | 0 | 0 | 0 | 0 | 5002.7778 | 0 | 0 | 44800.0004 | 0 | 44800.0004 | 0 | 0 | 210.15 | 213.0039 | 1149.5983 | 318.8572 | 1252.8572 | 0 | 572.5939 | 0 | 0 | 0 | 0 | 467.2594 | 0 | 0 | 4184.32 | 0 | 4184.32 | 0 | 0 | 7.6792 | 7.7835 | 42.008 | 11.6515 | 45.7812 | 0 | 20.9234 | 0 | 0 | 0 | 0 | 17.0743 | 0 | 0 | 152.901 | 0 | 152.901 | 0 | 0 | 7.635 | 2.1177 | 8.3208 | 3.8029 | 0 | 0 | 1.4147 | 1.3957 | 3.1033 | 0 | 0 | 27.7901 | 27.7901 | 27.7901 | 2
CO_7_SO_2010_NG | 7 | SO | NG | 1994 | ASHRAE30pct-state-7 | OfficeSmall | STD2010 | CO-GunnisonCounty-CO | Zone7 | Zone7(CO-GunnisonCounty-CO) | ASHRAE30pct-state-STD2010 | state | CO | 0.0934 | 0.73 | ASHRAE30pct-state-7_OfficeSmall_STD2010_CO-GunnisonCounty-CO.table.csv.gz | Small Office | Gunnison Co Awos CO USA TMY3 WMO#=724677 | Natural Gas | 10757.7243 | 0 | 0 | 0 | 0 | 0 | 0 | 0 | 0 | 0 | 0 | 0 | 0 | 0 | 10757.7243 | 0 | 10757.7243 | 0 | 0 | 78.5314 | 0 | 0 | 0 | 0 | 0 | 0 | 0 | 0 | 0 | 0 | 0 | 0 | 0 | 78.5314 | 0 | 78.5314 | 0 | 0 | 10.7577 | 0 | 0 | 0 | 0 | 0 | 0 | 0 | 0 | 0 | 0 | 0 | 0 | 0 | 10.7577 | 0 | 10.7577 | 0 | 0 | 0 | 0 | 0 | 0 | 0 | 0 | 0 | 1.9552 | 0 | 0 | 0 | 1.9552 | 1.9552 | 1.9552 | 1
CO_7_SO_2013_NG | 7 | SO | NG | 2042 | ASHRAE30pct-state-7 | OfficeSmall | STD2013 | CO-GunnisonCounty-CO | Zone7 | Zone7(CO-GunnisonCounty-CO) | ASHRAE30pct-state-STD2013 | state | CO | 0.0934 | 0.73 | ASHRAE30pct-state-7_OfficeSmall_STD2013_CO-GunnisonCounty-CO.table.csv.gz | Small Office | Gunnison Co Awos CO USA TMY3 WMO#=724677 | Natural Gas | 8881.0464 | 0 | 0 | 0 | 0 | 0 | 0 | 0 | 0 | 0 | 0 | 0 | 0 | 0 | 8881.0464 | 0 | 8881.0464 | 0 | 0 | 64.8316 | 0 | 0 | 0 | 0 | 0 | 0 | 0 | 0 | 0 | 0 | 0 | 0 | 0 | 64.8316 | 0 | 64.8316 | 0 | 0 | 8.881 | 0 | 0 | 0 | 0 | 0 | 0 | 0 | 0 | 0 | 0 | 0 | 0 | 0 | 8.881 | 0 | 8.881 | 0 | 0 | 0 | 0 | 0 | 0 | 0 | 0 | 0 | 1.6141 | 0 | 0 | 0 | 1.6141 | 1.6141 | 1.6141 | 2
ME_7_SO_2010_EL | 7 | SO | EL | 1999 | ASHRAE30pct-state-7 | OfficeSmall | STD2010 | ME-Caribou-ME | Zone7 | Zone7(ME-Caribou-ME) | ASHRAE30pct-state-STD2010 | state | ME | 0.1158 | 1.03 | ASHRAE30pct-state-7_OfficeSmall_STD2010_ME-Caribou-ME.table.csv.gz | Small Office | Caribou Municipal Arpt ME USA TMY3 WMO#=727120 | Electricity | 3777.7778 | 2566.6667 | 14836.1112 | 3444.4445 | 13663.889 | 0 | 5736.1112 | 0 | 0 | 0 | 0 | 5002.7778 | 0 | 0 | 49030.5559 | 0 | 49027.7782 | 2.7778 | 2.7778 | 437.4667 | 297.22 | 1718.0217 | 398.8667 | 1582.2783 | 0 | 664.2417 | 0 | 0 | 0 | 0 | 579.3217 | 0 | 0 | 5677.7384 | 0 | 5677.4167 | 0.32167 | 0.32167 | 12.8934 | 8.76 | 50.6352 | 11.7558 | 46.6344 | 0 | 19.5772 | 0 | 0 | 0 | 0 | 17.0743 | 0 | 0 | 167.3398 | 0 | 167.3303 | 0.0094805 | 0.0094805 | 9.2031 | 2.1366 | 8.4776 | 3.5582 | 0 | 0 | 1.5921 | 2.3434 | 3.1033 | 0 | 0 | 30.4126 | 30.4144 | 30.4144 | 1
ME_7_SO_2013_EL | 7 | SO | EL | 2047 | ASHRAE30pct-state-7 | OfficeSmall | STD2013 | ME-Caribou-ME | Zone7 | Zone7(ME-Caribou-ME) | ASHRAE30pct-state-STD2013 | state | ME | 0.1158 | 1.03 | ASHRAE30pct-state-7_OfficeSmall_STD2013_ME-Caribou-ME.table.csv.gz | Small Office | Caribou Municipal Arpt ME USA TMY3 WMO#=727120 | Electricity | 3397.2222 | 2000 | 12397.2223 | 3444.4445 | 13413.889 | 0 | 5361.1112 | 0 | 0 | 0 | 0 | 5002.7778 | 0 | 0 | 45016.667 | 0 | 45016.667 | 0 | 0 | 393.3983 | 231.6 | 1435.5983 | 398.8667 | 1553.3283 | 0 | 620.8167 | 0 | 0 | 0 | 0 | 579.3217 | 0 | 0 | 5212.93 | 0 | 5212.93 | 0 | 0 | 11.5946 | 6.8259 | 42.3113 | 11.7558 | 45.7812 | 0 | 18.2973 | 0 | 0 | 0 | 0 | 17.0743 | 0 | 0 | 153.6405 | 0 | 153.6405 | 0 | 0 | 7.6902 | 2.1366 | 8.3208 | 3.3256 | 0 | 0 | 1.2406 | 2.1073 | 3.1033 | 0 | 0 | 27.9245 | 27.9245 | 27.9245 | 2
ME_7_SO_2010_NG | 7 | SO | NG | 2000 | ASHRAE30pct-state-7 | OfficeSmall | STD2010 | ME-Caribou-ME | Zone7 | Zone7(ME-Caribou-ME) | ASHRAE30pct-state-STD2010 | state | ME | 0.1158 | 1.03 | ASHRAE30pct-state-7_OfficeSmall_STD2010_ME-Caribou-ME.table.csv.gz | Small Office | Caribou Municipal Arpt ME USA TMY3 WMO#=727120 | Natural Gas | 23098.3032 | 0 | 0 | 0 | 0 | 0 | 0 | 0 | 0 | 0 | 0 | 0 | 0 | 0 | 23098.3032 | 0 | 23098.3032 | 0 | 0 | 237.9125 | 0 | 0 | 0 | 0 | 0 | 0 | 0 | 0 | 0 | 0 | 0 | 0 | 0 | 237.9125 | 0 | 237.9125 | 0 | 0 | 23.0983 | 0 | 0 | 0 | 0 | 0 | 0 | 0 | 0 | 0 | 0 | 0 | 0 | 0 | 23.0983 | 0 | 23.0983 | 0 | 0 | 0 | 0 | 0 | 0 | 0 | 0 | 0 | 4.1982 | 0 | 0 | 0 | 4.1982 | 4.1982 | 4.1982 | 1
ME_7_SO_2013_NG | 7 | SO | NG | 2048 | ASHRAE30pct-state-7 | OfficeSmall | STD2013 | ME-Caribou-ME | Zone7 | Zone7(ME-Caribou-ME) | ASHRAE30pct-state-STD2013 | state | ME | 0.1158 | 1.03 | ASHRAE30pct-state-7_OfficeSmall_STD2013_ME-Caribou-ME.table.csv.gz | Small Office | Caribou Municipal Arpt ME USA TMY3 WMO#=727120 | Natural Gas | 19828.3342 | 0 | 0 | 0 | 0 | 0 | 0 | 0 | 0 | 0 | 0 | 0 | 0 | 0 | 19828.3342 | 0 | 19828.3342 | 0 | 0 | 204.2318 | 0 | 0 | 0 | 0 | 0 | 0 | 0 | 0 | 0 | 0 | 0 | 0 | 0 | 204.2318 | 0 | 204.2318 | 0 | 0 | 19.8283 | 0 | 0 | 0 | 0 | 0 | 0 | 0 | 0 | 0 | 0 | 0 | 0 | 0 | 19.8283 | 0 | 19.8283 | 0 | 0 | 0 | 0 | 0 | 0 | 0 | 0 | 0 | 3.6038 | 0 | 0 | 0 | 3.6038 | 3.6038 | 3.6038 | 2
MI_7_SO_2010_EL | 7 | SO | EL | 2005 | ASHRAE30pct-state-7 | OfficeSmall | STD2010 | MI-SaultSteMarie-MI | Zone7 | Zone7(MI-SaultSteMarie-MI) | ASHRAE30pct-state-STD2010 | state | MI | 0.1095 | 0.82 | ASHRAE30pct-state-7_OfficeSmall_STD2010_MI-SaultSteMarie-MI.table.csv.gz | Small Office | Sault Ste Marie Sanderson Fie MI USA TMY3 WMO#=727340 | Electricity | 3755.5556 | 2558.3334 | 14819.4446 | 3408.3334 | 13663.889 | 0 | 5652.7778 | 0 | 0 | 0 | 0 | 5002.7778 | 0 | 0 | 48861.1115 | 0 | 48861.1115 | 0 | 0 | 411.2333 | 280.1375 | 1622.7292 | 373.2125 | 1496.1958 | 0 | 618.9792 | 0 | 0 | 0 | 0 | 547.8042 | 0 | 0 | 5350.2917 | 0 | 5350.2917 | 0 | 0 | 12.8176 | 8.7315 | 50.5783 | 11.6325 | 46.6344 | 0 | 19.2928 | 0 | 0 | 0 | 0 | 17.0743 | 0 | 0 | 166.7615 | 0 | 166.7615 | 0 | 0 | 9.1927 | 2.1142 | 8.4759 | 3.5065 | 0 | 0 | 1.587 | 2.3296 | 3.1033 | 0 | 0 | 30.3092 | 30.3092 | 30.3092 | 1
MI_7_SO_2013_EL | 7 | SO | EL | 2053 | ASHRAE30pct-state-7 | OfficeSmall | STD2013 | MI-SaultSteMarie-MI | Zone7 | Zone7(MI-SaultSteMarie-MI) | ASHRAE30pct-state-STD2013 | state | MI | 0.1095 | 0.82 | ASHRAE30pct-state-7_OfficeSmall_STD2013_MI-SaultSteMarie-MI.table.csv.gz | Small Office | Sault Ste Marie Sanderson Fie MI USA TMY3 WMO#=727340 | Electricity | 3380.5556 | 1952.7778 | 12350.0001 | 3408.3334 | 13413.889 | 0 | 5272.2223 | 0 | 0 | 0 | 0 | 5002.7778 | 0 | 0 | 44780.5559 | 0 | 44780.5559 | 7.276e-12 | 7.276e-12 | 370.1708 | 213.8292 | 1352.325 | 373.2125 | 1468.8208 | 0 | 577.3083 | 0 | 0 | 0 | 0 | 547.8042 | 0 | 0 | 4903.4709 | 0 | 4903.4709 | 7.9672e-13 | 7.9672e-13 | 11.5377 | 6.6648 | 42.1502 | 11.6325 | 45.7812 | 0 | 17.9939 | 0 | 0 | 0 | 0 | 17.0743 | 0 | 0 | 152.8346 | 0 | 152.8346 | 2.4833e-14 | 2.4833e-14 | 7.6609 | 2.1142 | 8.3208 | 3.2704 | 0 | 0 | 1.2113 | 2.097 | 3.1033 | 0 | 0 | 27.778 | 27.778 | 27.778 | 2
MI_7_SO_2010_NG | 7 | SO | NG | 2006 | ASHRAE30pct-state-7 | OfficeSmall | STD2010 | MI-SaultSteMarie-MI | Zone7 | Zone7(MI-SaultSteMarie-MI) | ASHRAE30pct-state-STD2010 | state | MI | 0.1095 | 0.82 | ASHRAE30pct-state-7_OfficeSmall_STD2010_MI-SaultSteMarie-MI.table.csv.gz | Small Office | Sault Ste Marie Sanderson Fie MI USA TMY3 WMO#=727340 | Natural Gas | 18245.4796 | 0 | 0 | 0 | 0 | 0 | 0 | 0 | 0 | 0 | 0 | 0 | 0 | 0 | 18245.4796 | 0 | 18245.4796 | 0 | 0 | 149.6129 | 0 | 0 | 0 | 0 | 0 | 0 | 0 | 0 | 0 | 0 | 0 | 0 | 0 | 149.6129 | 0 | 149.6129 | 0 | 0 | 18.2455 | 0 | 0 | 0 | 0 | 0 | 0 | 0 | 0 | 0 | 0 | 0 | 0 | 0 | 18.2455 | 0 | 18.2455 | 0 | 0 | 0 | 0 | 0 | 0 | 0 | 0 | 0 | 3.3162 | 0 | 0 | 0 | 3.3162 | 3.3162 | 3.3162 | 1
MI_7_SO_2013_NG | 7 | SO | NG | 2054 | ASHRAE30pct-state-7 | OfficeSmall | STD2013 | MI-SaultSteMarie-MI | Zone7 | Zone7(MI-SaultSteMarie-MI) | ASHRAE30pct-state-STD2013 | state | MI | 0.1095 | 0.82 | ASHRAE30pct-state-7_OfficeSmall_STD2013_MI-SaultSteMarie-MI.table.csv.gz | Small Office | Sault Ste Marie Sanderson Fie MI USA TMY3 WMO#=727340 | Natural Gas | 15629.5043 | 0 | 0 | 0 | 0 | 0 | 0 | 0 | 0 | 0 | 0 | 0 | 0 | 0 | 15629.5043 | 0 | 15629.5043 | 0 | 0 | 128.1619 | 0 | 0 | 0 | 0 | 0 | 0 | 0 | 0 | 0 | 0 | 0 | 0 | 0 | 128.1619 | 0 | 128.1619 | 0 | 0 | 15.6295 | 0 | 0 | 0 | 0 | 0 | 0 | 0 | 0 | 0 | 0 | 0 | 0 | 0 | 15.6295 | 0 | 15.6295 | 0 | 0 | 0 | 0 | 0 | 0 | 0 | 0 | 0 | 2.8407 | 0 | 0 | 0 | 2.8407 | 2.8407 | 2.8407 | 2
MN_7_SO_2010_EL | 7 | SO | EL | 2011 | ASHRAE30pct-state-7 | OfficeSmall | STD2010 | MN-Duluth-MN | Zone7 | Zone7(MN-Duluth-MN) | ASHRAE30pct-state-STD2010 | state | MN | 0.0886 | 0.62 | ASHRAE30pct-state-7_OfficeSmall_STD2010_MN-Duluth-MN.table.csv.gz | Small Office | Duluth International Arpt MN USA TMY3 WMO#=727450 | Electricity | 3658.3334 | 2763.8889 | 14813.889 | 3419.4445 | 13663.889 | 0 | 5986.1112 | 0 | 0 | 0 | 0 | 5002.7778 | 0 | 0 | 49305.556 | 0 | 49308.3337 | -2.7778 | -2.7778 | 324.1283 | 244.8806 | 1312.5106 | 302.9628 | 1210.6206 | 0 | 530.3694 | 0 | 0 | 0 | 0 | 443.2461 | 0 | 0 | 4368.4723 | 0 | 4368.7184 | -0.24611 | -0.24611 | 12.4858 | 9.4331 | 50.5593 | 11.6705 | 46.6344 | 0 | 20.4304 | 0 | 0 | 0 | 0 | 17.0743 | 0 | 0 | 168.2783 | 0 | 168.2878 | -0.0094805 | -0.0094805 | 9.1893 | 2.1211 | 8.4742 | 3.7133 | 0 | 0 | 1.7145 | 2.2693 | 3.1033 | 0 | 0 | 30.5867 | 30.5849 | 30.5849 | 1
MN_7_SO_2013_EL | 7 | SO | EL | 2059 | ASHRAE30pct-state-7 | OfficeSmall | STD2013 | MN-Duluth-MN | Zone7 | Zone7(MN-Duluth-MN) | ASHRAE30pct-state-STD2013 | state | MN | 0.0886 | 0.62 | ASHRAE30pct-state-7_OfficeSmall_STD2013_MN-Duluth-MN.table.csv.gz | Small Office | Duluth International Arpt MN USA TMY3 WMO#=727450 | Electricity | 3263.8889 | 2155.5556 | 12350.0001 | 3419.4445 | 13413.889 | 0 | 5591.6667 | 0 | 0 | 0 | 0 | 5002.7778 | 0 | 0 | 45197.2226 | 0 | 45197.2226 | 0 | 0 | 289.1806 | 190.9822 | 1094.21 | 302.9628 | 1188.4706 | 0 | 495.4217 | 0 | 0 | 0 | 0 | 443.2461 | 0 | 0 | 4004.4739 | 0 | 4004.4739 | 0 | 0 | 11.1396 | 7.3568 | 42.1502 | 11.6705 | 45.7812 | 0 | 19.0842 | 0 | 0 | 0 | 0 | 17.0743 | 0 | 0 | 154.2567 | 0 | 154.2567 | 0 | 0 | 7.6609 | 2.1211 | 8.3208 | 3.4686 | 0 | 0 | 1.3371 | 2.0246 | 3.1033 | 0 | 0 | 28.0365 | 28.0365 | 28.0365 | 2
MN_7_SO_2010_NG | 7 | SO | NG | 2012 | ASHRAE30pct-state-7 | OfficeSmall | STD2010 | MN-Duluth-MN | Zone7 | Zone7(MN-Duluth-MN) | ASHRAE30pct-state-STD2010 | state | MN | 0.0886 | 0.62 | ASHRAE30pct-state-7_OfficeSmall_STD2010_MN-Duluth-MN.table.csv.gz | Small Office | Duluth International Arpt MN USA TMY3 WMO#=727450 | Natural Gas | 26064.9708 | 0 | 0 | 0 | 0 | 0 | 0 | 0 | 0 | 0 | 0 | 0 | 0 | 0 | 26064.9708 | 0 | 26064.9708 | 0 | 0 | 161.6028 | 0 | 0 | 0 | 0 | 0 | 0 | 0 | 0 | 0 | 0 | 0 | 0 | 0 | 161.6028 | 0 | 161.6028 | 0 | 0 | 26.065 | 0 | 0 | 0 | 0 | 0 | 0 | 0 | 0 | 0 | 0 | 0 | 0 | 0 | 26.065 | 0 | 26.065 | 0 | 0 | 0 | 0 | 0 | 0 | 0 | 0 | 0 | 4.7374 | 0 | 0 | 0 | 4.7374 | 4.7374 | 4.7374 | 1
MN_7_SO_2013_NG | 7 | SO | NG | 2060 | ASHRAE30pct-state-7 | OfficeSmall | STD2013 | MN-Duluth-MN | Zone7 | Zone7(MN-Duluth-MN) | ASHRAE30pct-state-STD2013 | state | MN | 0.0886 | 0.62 | ASHRAE30pct-state-7_OfficeSmall_STD2013_MN-Duluth-MN.table.csv.gz | Small Office | Duluth International Arpt MN USA TMY3 WMO#=727450 | Natural Gas | 22567.5256 | 0 | 0 | 0 | 0 | 0 | 0 | 0 | 0 | 0 | 0 | 0 | 0 | 0 | 22567.5256 | 0 | 22567.5256 | 0 | 0 | 139.9187 | 0 | 0 | 0 | 0 | 0 | 0 | 0 | 0 | 0 | 0 | 0 | 0 | 0 | 139.9187 | 0 | 139.9187 | 0 | 0 | 22.5675 | 0 | 0 | 0 | 0 | 0 | 0 | 0 | 0 | 0 | 0 | 0 | 0 | 0 | 22.5675 | 0 | 22.5675 | 0 | 0 | 0 | 0 | 0 | 0 | 0 | 0 | 0 | 4.1017 | 0 | 0 | 0 | 4.1017 | 4.1017 | 4.1017 | 2
ND_7_SO_2010_EL | 7 | SO | EL | 2017 | ASHRAE30pct-state-7 | OfficeSmall | STD2010 | ND-Minot-ND | Zone7 | Zone7(ND-Minot-ND) | ASHRAE30pct-state-STD2010 | state | ND | 0.0798 | 0.59 | ASHRAE30pct-state-7_OfficeSmall_STD2010_ND-Minot-ND.table.csv.gz | Small Office | Minot Faa Ap ND USA TMY3 WMO#=727676 | Electricity | 3230.5556 | 3547.2223 | 14797.2223 | 3405.5556 | 13663.889 | 0 | 6602.7778 | 0 | 0 | 0 | 0 | 5002.7778 | 0 | 0 | 50250.0004 | 0 | 50250.0004 | 0 | 0 | 257.7983 | 283.0683 | 1180.8183 | 271.7633 | 1090.3783 | 0 | 526.9017 | 0 | 0 | 0 | 0 | 399.2217 | 0 | 0 | 4009.95 | 0 | 4009.95 | 0 | 0 | 11.0258 | 12.1066 | 50.5025 | 11.6231 | 46.6344 | 0 | 22.5351 | 0 | 0 | 0 | 0 | 17.0743 | 0 | 0 | 171.5017 | 0 | 171.5017 | 0 | 0 | 9.1789 | 2.1125 | 8.4759 | 4.0958 | 0 | 0 | 2.2004 | 2.004 | 3.1033 | 0 | 0 | 31.1708 | 31.1708 | 31.1708 | 1
ND_7_SO_2013_EL | 7 | SO | EL | 2065 | ASHRAE30pct-state-7 | OfficeSmall | STD2013 | ND-Minot-ND | Zone7 | Zone7(ND-Minot-ND) | ASHRAE30pct-state-STD2013 | state | ND | 0.0798 | 0.59 | ASHRAE30pct-state-7_OfficeSmall_STD2013_ND-Minot-ND.table.csv.gz | Small Office | Minot Faa Ap ND USA TMY3 WMO#=727676 | Electricity | 2866.6667 | 2588.8889 | 12341.6668 | 3405.5556 | 13413.889 | 0 | 6063.8889 | 0 | 0 | 0 | 0 | 5002.7778 | 0 | 0 | 45688.8893 | 0 | 45683.3337 | 5.5556 | 5.5556 | 228.76 | 206.5933 | 984.865 | 271.7633 | 1070.4283 | 0 | 483.8983 | 0 | 0 | 0 | 0 | 399.2217 | 0 | 0 | 3645.9734 | 0 | 3645.53 | 0.44333 | 0.44333 | 9.7838 | 8.8358 | 42.1217 | 11.6231 | 45.7812 | 0 | 20.6959 | 0 | 0 | 0 | 0 | 17.0743 | 0 | 0 | 155.9348 | 0 | 155.9158 | 0.018961 | 0.018961 | 7.6557 | 2.1125 | 8.3243 | 3.7615 | 0 | 0 | 1.6059 | 1.7782 | 3.1033 | 0 | 0 | 28.338 | 28.3415 | 28.3415 | 2
ND_7_SO_2010_NG | 7 | SO | NG | 2018 | ASHRAE30pct-state-7 | OfficeSmall | STD2010 | ND-Minot-ND | Zone7 | Zone7(ND-Minot-ND) | ASHRAE30pct-state-STD2010 | state | ND | 0.0798 | 0.59 | ASHRAE30pct-state-7_OfficeSmall_STD2010_ND-Minot-ND.table.csv.gz | Small Office | Minot Faa Ap ND USA TMY3 WMO#=727676 | Natural Gas | 28083.8213 | 0 | 0 | 0 | 0 | 0 | 0 | 0 | 0 | 0 | 0 | 0 | 0 | 0 | 28083.8213 | 0 | 28083.8213 | 0 | 0 | 165.6945 | 0 | 0 | 0 | 0 | 0 | 0 | 0 | 0 | 0 | 0 | 0 | 0 | 0 | 165.6945 | 0 | 165.6945 | 0 | 0 | 28.0838 | 0 | 0 | 0 | 0 | 0 | 0 | 0 | 0 | 0 | 0 | 0 | 0 | 0 | 28.0838 | 0 | 28.0838 | 0 | 0 | 0 | 0 | 0 | 0 | 0 | 0 | 0 | 5.1043 | 0 | 0 | 0 | 5.1043 | 5.1043 | 5.1043 | 1
ND_7_SO_2013_NG | 7 | SO | NG | 2066 | ASHRAE30pct-state-7 | OfficeSmall | STD2013 | ND-Minot-ND | Zone7 | Zone7(ND-Minot-ND) | ASHRAE30pct-state-STD2013 | state | ND | 0.0798 | 0.59 | ASHRAE30pct-state-7_OfficeSmall_STD2013_ND-Minot-ND.table.csv.gz | Small Office | Minot Faa Ap ND USA TMY3 WMO#=727676 | Natural Gas | 24415.769 | 0 | 0 | 0 | 0 | 0 | 0 | 0 | 0 | 0 | 0 | 0 | 0 | 0 | 24415.769 | 0 | 24415.769 | 0 | 0 | 144.053 | 0 | 0 | 0 | 0 | 0 | 0 | 0 | 0 | 0 | 0 | 0 | 0 | 0 | 144.053 | 0 | 144.053 | 0 | 0 | 24.4158 | 0 | 0 | 0 | 0 | 0 | 0 | 0 | 0 | 0 | 0 | 0 | 0 | 0 | 24.4158 | 0 | 24.4158 | 0 | 0 | 0 | 0 | 0 | 0 | 0 | 0 | 0 | 4.4376 | 0 | 0 | 0 | 4.4376 | 4.4376 | 4.4376 | 2
WI_7_SO_2010_EL | 7 | SO | EL | 2023 | ASHRAE30pct-state-7 | OfficeSmall | STD2010 | WI-Duluth-MN | Zone7 | Zone7(WI-Duluth-MN) | ASHRAE30pct-state-STD2010 | state | WI | 0.1054 | 0.72 | ASHRAE30pct-state-7_OfficeSmall_STD2010_WI-Duluth-MN.table.csv.gz | Small Office | Duluth International Arpt MN USA TMY3 WMO#=727450 | Electricity | 3658.3334 | 2763.8889 | 14813.889 | 3419.4445 | 13663.889 | 0 | 5986.1112 | 0 | 0 | 0 | 0 | 5002.7778 | 0 | 0 | 49305.556 | 0 | 49308.3337 | -2.7778 | -2.7778 | 385.5883 | 291.3139 | 1561.3839 | 360.4094 | 1440.1739 | 0 | 630.9361 | 0 | 0 | 0 | 0 | 527.2928 | 0 | 0 | 5196.8056 | 0 | 5197.0984 | -0.29278 | -0.29278 | 12.4858 | 9.4331 | 50.5593 | 11.6705 | 46.6344 | 0 | 20.4304 | 0 | 0 | 0 | 0 | 17.0743 | 0 | 0 | 168.2783 | 0 | 168.2878 | -0.0094805 | -0.0094805 | 9.1893 | 2.1211 | 8.4742 | 3.7133 | 0 | 0 | 1.7145 | 2.2693 | 3.1033 | 0 | 0 | 30.5867 | 30.5849 | 30.5849 | 1
WI_7_SO_2013_EL | 7 | SO | EL | 2071 | ASHRAE30pct-state-7 | OfficeSmall | STD2013 | WI-Duluth-MN | Zone7 | Zone7(WI-Duluth-MN) | ASHRAE30pct-state-STD2013 | state | WI | 0.1054 | 0.72 | ASHRAE30pct-state-7_OfficeSmall_STD2013_WI-Duluth-MN.table.csv.gz | Small Office | Duluth International Arpt MN USA TMY3 WMO#=727450 | Electricity | 3263.8889 | 2155.5556 | 12350.0001 | 3419.4445 | 13413.889 | 0 | 5591.6667 | 0 | 0 | 0 | 0 | 5002.7778 | 0 | 0 | 45197.2226 | 0 | 45197.2226 | 0 | 0 | 344.0139 | 227.1956 | 1301.69 | 360.4094 | 1413.8239 | 0 | 589.3617 | 0 | 0 | 0 | 0 | 527.2928 | 0 | 0 | 4763.7873 | 0 | 4763.7873 | 0 | 0 | 11.1396 | 7.3568 | 42.1502 | 11.6705 | 45.7812 | 0 | 19.0842 | 0 | 0 | 0 | 0 | 17.0743 | 0 | 0 | 154.2567 | 0 | 154.2567 | 0 | 0 | 7.6609 | 2.1211 | 8.3208 | 3.4686 | 0 | 0 | 1.3371 | 2.0246 | 3.1033 | 0 | 0 | 28.0365 | 28.0365 | 28.0365 | 2
WI_7_SO_2010_NG | 7 | SO | NG | 2024 | ASHRAE30pct-state-7 | OfficeSmall | STD2010 | WI-Duluth-MN | Zone7 | Zone7(WI-Duluth-MN) | ASHRAE30pct-state-STD2010 | state | WI | 0.1054 | 0.72 | ASHRAE30pct-state-7_OfficeSmall_STD2010_WI-Duluth-MN.table.csv.gz | Small Office | Duluth International Arpt MN USA TMY3 WMO#=727450 | Natural Gas | 26064.9708 | 0 | 0 | 0 | 0 | 0 | 0 | 0 | 0 | 0 | 0 | 0 | 0 | 0 | 26064.9708 | 0 | 26064.9708 | 0 | 0 | 187.6678 | 0 | 0 | 0 | 0 | 0 | 0 | 0 | 0 | 0 | 0 | 0 | 0 | 0 | 187.6678 | 0 | 187.6678 | 0 | 0 | 26.065 | 0 | 0 | 0 | 0 | 0 | 0 | 0 | 0 | 0 | 0 | 0 | 0 | 0 | 26.065 | 0 | 26.065 | 0 | 0 | 0 | 0 | 0 | 0 | 0 | 0 | 0 | 4.7374 | 0 | 0 | 0 | 4.7374 | 4.7374 | 4.7374 | 1
WI_7_SO_2013_NG | 7 | SO | NG | 2072 | ASHRAE30pct-state-7 | OfficeSmall | STD2013 | WI-Duluth-MN | Zone7 | Zone7(WI-Duluth-MN) | ASHRAE30pct-state-STD2013 | state | WI | 0.1054 | 0.72 | ASHRAE30pct-state-7_OfficeSmall_STD2013_WI-Duluth-MN.table.csv.gz | Small Office | Duluth International Arpt MN USA TMY3 WMO#=727450 | Natural Gas | 22567.5256 | 0 | 0 | 0 | 0 | 0 | 0 | 0 | 0 | 0 | 0 | 0 | 0 | 0 | 22567.5256 | 0 | 22567.5256 | 0 | 0 | 162.4862 | 0 | 0 | 0 | 0 | 0 | 0 | 0 | 0 | 0 | 0 | 0 | 0 | 0 | 162.4862 | 0 | 162.4862 | 0 | 0 | 22.5675 | 0 | 0 | 0 | 0 | 0 | 0 | 0 | 0 | 0 | 0 | 0 | 0 | 0 | 22.5675 | 0 | 22.5675 | 0 | 0 | 0 | 0 | 0 | 0 | 0 | 0 | 0 | 4.1017 | 0 | 0 | 0 | 4.1017 | 4.1017 | 4.1017 | 2
WY_7_SO_2010_EL | 7 | SO | EL | 2029 | ASHRAE30pct-state-7 | OfficeSmall | STD2010 | WY-JacksonHole-WY | Zone7 | Zone7(WY-JacksonHole-WY) | ASHRAE30pct-state-STD2010 | state | WY | 0.0823 | 0.68 | ASHRAE30pct-state-7_OfficeSmall_STD2010_WY-JacksonHole-WY.table.csv.gz | Small Office | Jackson Hole WY USA TMY3 WMO#=725776 | Electricity | 3350 | 2533.3334 | 14797.2223 | 3408.3334 | 13663.889 | 0 | 6725.0001 | 0 | 0 | 0 | 0 | 5002.7778 | 0 | 0 | 49483.3337 | 0 | 49480.556 | 2.7778 | 2.7778 | 275.705 | 208.4933 | 1217.8114 | 280.5058 | 1124.5381 | 0 | 553.4675 | 0 | 0 | 0 | 0 | 411.7286 | 0 | 0 | 4072.4784 | 0 | 4072.2498 | 0.22861 | 0.22861 | 11.4334 | 8.6462 | 50.5025 | 11.6325 | 46.6344 | 0 | 22.9522 | 0 | 0 | 0 | 0 | 17.0743 | 0 | 0 | 168.8851 | 0 | 168.8756 | 0.0094805 | 0.0094805 | 9.1789 | 2.1142 | 8.4776 | 4.1716 | 0 | 0 | 1.5715 | 2.0781 | 3.1033 | 0 | 0 | 30.6935 | 30.6952 | 30.6952 | 1
WY_7_SO_2013_EL | 7 | SO | EL | 2077 | ASHRAE30pct-state-7 | OfficeSmall | STD2013 | WY-JacksonHole-WY | Zone7 | Zone7(WY-JacksonHole-WY) | ASHRAE30pct-state-STD2013 | state | WY | 0.0823 | 0.68 | ASHRAE30pct-state-7_OfficeSmall_STD2013_WY-JacksonHole-WY.table.csv.gz | Small Office | Jackson Hole WY USA TMY3 WMO#=725776 | Electricity | 2938.8889 | 1941.6667 | 12327.7779 | 3408.3334 | 13413.889 | 0 | 6319.4445 | 0 | 0 | 0 | 0 | 5002.7778 | 0 | 0 | 45355.5559 | 0 | 45352.7781 | 2.7778 | 2.7778 | 241.8706 | 159.7992 | 1014.5761 | 280.5058 | 1103.9631 | 0 | 520.0903 | 0 | 0 | 0 | 0 | 411.7286 | 0 | 0 | 3732.7623 | 0 | 3732.5336 | 0.22861 | 0.22861 | 10.0303 | 6.6268 | 42.0743 | 11.6325 | 45.7812 | 0 | 21.5681 | 0 | 0 | 0 | 0 | 17.0743 | 0 | 0 | 154.7971 | 0 | 154.7876 | 0.0094805 | 0.0094805 | 7.6471 | 2.1142 | 8.3225 | 3.92 | 0 | 0 | 1.2044 | 1.823 | 3.1033 | 0 | 0 | 28.133 | 28.1347 | 28.1347 | 2
WY_7_SO_2010_NG | 7 | SO | NG | 2030 | ASHRAE30pct-state-7 | OfficeSmall | STD2010 | WY-JacksonHole-WY | Zone7 | Zone7(WY-JacksonHole-WY) | ASHRAE30pct-state-STD2010 | state | WY | 0.0823 | 0.68 | ASHRAE30pct-state-7_OfficeSmall_STD2010_WY-JacksonHole-WY.table.csv.gz | Small Office | Jackson Hole WY USA TMY3 WMO#=725776 | Natural Gas | 10625.0299 | 0 | 0 | 0 | 0 | 0 | 0 | 0 | 0 | 0 | 0 | 0 | 0 | 0 | 10625.0299 | 0 | 10625.0299 | 0 | 0 | 72.2502 | 0 | 0 | 0 | 0 | 0 | 0 | 0 | 0 | 0 | 0 | 0 | 0 | 0 | 72.2502 | 0 | 72.2502 | 0 | 0 | 10.625 | 0 | 0 | 0 | 0 | 0 | 0 | 0 | 0 | 0 | 0 | 0 | 0 | 0 | 10.625 | 0 | 10.625 | 0 | 0 | 0 | 0 | 0 | 0 | 0 | 0 | 0 | 1.9311 | 0 | 0 | 0 | 1.9311 | 1.9311 | 1.9311 | 1
WY_7_SO_2013_NG | 7 | SO | NG | 2078 | ASHRAE30pct-state-7 | OfficeSmall | STD2013 | WY-JacksonHole-WY | Zone7 | Zone7(WY-JacksonHole-WY) | ASHRAE30pct-state-STD2013 | state | WY | 0.0823 | 0.68 | ASHRAE30pct-state-7_OfficeSmall_STD2013_WY-JacksonHole-WY.table.csv.gz | Small Office | Jackson Hole WY USA TMY3 WMO#=725776 | Natural Gas | 8700.9612 | 0 | 0 | 0 | 0 | 0 | 0 | 0 | 0 | 0 | 0 | 0 | 0 | 0 | 8700.9612 | 0 | 8700.9612 | 0 | 0 | 59.1665 | 0 | 0 | 0 | 0 | 0 | 0 | 0 | 0 | 0 | 0 | 0 | 0 | 0 | 59.1665 | 0 | 59.1665 | 0 | 0 | 8.701 | 0 | 0 | 0 | 0 | 0 | 0 | 0 | 0 | 0 | 0 | 0 | 0 | 0 | 8.701 | 0 | 8.701 | 0 | 0 | 0 | 0 | 0 | 0 | 0 | 0 | 0 | 1.5814 | 0 | 0 | 0 | 1.5814 | 1.5814 | 1.5814 | 2
AK_8_SO_2010_EL | 8 | SO | EL | 2089 | ASHRAE30pct-state-8 | OfficeSmall | STD2010 | AK-Fairbanks-AK | Zone8 | Zone8(AK-Fairbanks-AK) | ASHRAE30pct-state-STD2010 | state | AK | 0.1479 | 0.81 | ASHRAE30pct-state-8_OfficeSmall_STD2010_AK-Fairbanks-AK.table.csv.gz | Small Office | Fairbanks Intl Arpt AK USA TMY3 WMO#=702610 | Electricity | 3241.6667 | 1938.8889 | 14886.1112 | 3438.8889 | 13663.889 | 0 | 6263.8889 | 0 | 0 | 0 | 0 | 5002.7778 | 0 | 0 | 48438.8893 | 0 | 48436.1115 | 2.7778 | 2.7778 | 479.4425 | 286.7617 | 2201.6559 | 508.6117 | 2020.8892 | 0 | 926.4292 | 0 | 0 | 0 | 0 | 739.9108 | 0 | 0 | 7164.1117 | 0 | 7163.7009 | 0.41083 | 0.41083 | 11.0637 | 6.6174 | 50.8058 | 11.7368 | 46.6344 | 0 | 21.3785 | 0 | 0 | 0 | 0 | 17.0743 | 0 | 0 | 165.3204 | 0 | 165.3109 | 0.0094805 | 0.0094805 | 9.2341 | 2.1332 | 8.4776 | 3.8856 | 0 | 0 | 1.2027 | 2.0109 | 3.1033 | 0 | 0 | 30.0456 | 30.0473 | 30.0473 | 1
AK_8_SO_2013_EL | 8 | SO | EL | 2095 | ASHRAE30pct-state-8 | OfficeSmall | STD2013 | AK-Fairbanks-AK | Zone8 | Zone8(AK-Fairbanks-AK) | ASHRAE30pct-state-STD2013 | state | AK | 0.1479 | 0.81 | ASHRAE30pct-state-8_OfficeSmall_STD2013_AK-Fairbanks-AK.table.csv.gz | Small Office | Fairbanks Intl Arpt AK USA TMY3 WMO#=702610 | Electricity | 3050 | 1550 | 12561.1112 | 3438.8889 | 13413.889 | 0 | 6016.6667 | 0 | 0 | 0 | 0 | 5002.7778 | 0 | 0 | 45033.3337 | 0 | 45033.3337 | 0 | 0 | 451.095 | 229.245 | 1857.7883 | 508.6117 | 1983.9142 | 0 | 889.865 | 0 | 0 | 0 | 0 | 739.9108 | 0 | 0 | 6660.4301 | 0 | 6660.4301 | 0 | 0 | 10.4096 | 5.2901 | 42.8707 | 11.7368 | 45.7812 | 0 | 20.5347 | 0 | 0 | 0 | 0 | 17.0743 | 0 | 0 | 153.6974 | 0 | 153.6974 | 0 | 0 | 7.7918 | 2.1332 | 8.3208 | 3.7322 | 0 | 0 | 0.96149 | 1.892 | 3.1033 | 0 | 0 | 27.9348 | 27.9348 | 27.9348 | 2
AK_8_SO_2010_NG | 8 | SO | NG | 2090 | ASHRAE30pct-state-8 | OfficeSmall | STD2010 | AK-Fairbanks-AK | Zone8 | Zone8(AK-Fairbanks-AK) | ASHRAE30pct-state-STD2010 | state | AK | 0.1479 | 0.81 | ASHRAE30pct-state-8_OfficeSmall_STD2010_AK-Fairbanks-AK.table.csv.gz | Small Office | Fairbanks Intl Arpt AK USA TMY3 WMO#=702610 | Natural Gas | 70223.7704 | 0 | 0 | 0 | 0 | 0 | 0 | 0 | 0 | 0 | 0 | 0 | 0 | 0 | 70223.7704 | 0 | 70223.7704 | 0 | 0 | 568.8125 | 0 | 0 | 0 | 0 | 0 | 0 | 0 | 0 | 0 | 0 | 0 | 0 | 0 | 568.8125 | 0 | 568.8125 | 0 | 0 | 70.2238 | 0 | 0 | 0 | 0 | 0 | 0 | 0 | 0 | 0 | 0 | 0 | 0 | 0 | 70.2238 | 0 | 70.2238 | 0 | 0 | 0 | 0 | 0 | 0 | 0 | 0 | 0 | 12.7633 | 0 | 0 | 0 | 12.7633 | 12.7633 | 12.7633 | 1
AK_8_SO_2013_NG | 8 | SO | NG | 2096 | ASHRAE30pct-state-8 | OfficeSmall | STD2013 | AK-Fairbanks-AK | Zone8 | Zone8(AK-Fairbanks-AK) | ASHRAE30pct-state-STD2013 | state | AK | 0.1479 | 0.81 | ASHRAE30pct-state-8_OfficeSmall_STD2013_AK-Fairbanks-AK.table.csv.gz | Small Office | Fairbanks Intl Arpt AK USA TMY3 WMO#=702610 | Natural Gas | 64224.0881 | 0 | 0 | 0 | 0 | 0 | 0 | 0 | 0 | 0 | 0 | 0 | 0 | 0 | 64224.0881 | 0 | 64224.0881 | 0 | 0 | 520.2151 | 0 | 0 | 0 | 0 | 0 | 0 | 0 | 0 | 0 | 0 | 0 | 0 | 0 | 520.2151 | 0 | 520.2151 | 0 | 0 | 64.2241 | 0 | 0 | 0 | 0 | 0 | 0 | 0 | 0 | 0 | 0 | 0 | 0 | 0 | 64.2241 | 0 | 64.2241 | 0 | 0 | 0 | 0 | 0 | 0 | 0 | 0 | 0 | 11.6729 | 0 | 0 | 0 | 11.6729 | 11.6729 | 11.6729 | 2
FL_1A_RS_2010_EL | 1A | RS | EL | 1155 | ASHRAE30pct-state-1A | RetailStandalone | STD2010 | FL-Miami-FL | Zone1A | Zone1A(FL-Miami-FL) | ASHRAE30pct-state-STD2010 | state | FL | 0.0976 | 1.01 | ASHRAE30pct-state-1A_RetailStandalone_STD2010_FL-Miami-FL.table.csv.gz | Stand-alone Retail | Miami Intl Ap FL USA TMY3 WMO#=722020 | Electricity | 0 | 140305.5567 | 121377.7787 | 17038.889 | 54063.8893 | 0 | 52500.0004 | 0 | 0 | 0 | 0 | 0 | 0 | 0 | 385286.1142 | 0 | 385286.1142 | 0 | 0 | 0 | 13693.8223 | 11846.4712 | 1662.9956 | 5276.6356 | 0 | 5124 | 0 | 0 | 0 | 0 | 0 | 0 | 0 | 37603.9247 | 0 | 37603.9247 | 0 | 0 | 0 | 478.8585 | 414.2586 | 58.1532 | 184.5184 | 0 | 179.1809 | 0 | 0 | 0 | 0 | 0 | 0 | 0 | 1314.9696 | 0 | 1314.9696 | 0 | 0 | 16.777 | 2.3551 | 7.4728 | 7.2566 | 0 | 0 | 19.3933 | 0 | 0 | 0 | 0 | 53.2549 | 53.2549 | 53.2549 | 1
FL_1A_RS_2013_EL | 1A | RS | EL | 1275 | ASHRAE30pct-state-1A | RetailStandalone | STD2013 | FL-Miami-FL | Zone1A | Zone1A(FL-Miami-FL) | ASHRAE30pct-state-STD2013 | state | FL | 0.0976 | 1.01 | ASHRAE30pct-state-1A_RetailStandalone_STD2013_FL-Miami-FL.table.csv.gz | Stand-alone Retail | Miami Intl Ap FL USA TMY3 WMO#=722020 | Electricity | 0 | 105794.4453 | 98530.5563 | 17038.889 | 53972.2227 | 0 | 33625.0003 | 0 | 0 | 0 | 7422.2223 | 0 | 0 | 0 | 316383.3359 | 0 | 316383.3359 | 5.8208e-11 | 5.8208e-11 | 0 | 10325.5379 | 9616.5823 | 1662.9956 | 5267.6889 | 0 | 3281.8 | 0 | 0 | 0 | 724.4089 | 0 | 0 | 0 | 30879.0136 | 0 | 30879.0136 | 5.6811e-12 | 5.6811e-12 | 0 | 361.0732 | 336.2817 | 58.1532 | 184.2055 | 0 | 114.7611 | 0 | 0 | 0 | 25.3318 | 0 | 0 | 0 | 1079.8065 | 0 | 1079.8065 | 1.9866e-13 | 1.9866e-13 | 13.6191 | 2.3551 | 7.4601 | 4.6477 | 0 | 1.0259 | 14.6231 | 0 | 0 | 0 | 0 | 43.731 | 43.731 | 43.731 | 2
FL_1A_RS_2010_NG | 1A | RS | NG | 1162 | ASHRAE30pct-state-1A | RetailStandalone | STD2010 | FL-Miami-FL | Zone1A | Zone1A(FL-Miami-FL) | ASHRAE30pct-state-STD2010 | state | FL | 0.0976 | 1.01 | ASHRAE30pct-state-1A_RetailStandalone_STD2010_FL-Miami-FL.table.csv.gz | Stand-alone Retail | Miami Intl Ap FL USA TMY3 WMO#=722020 | Natural Gas | 11686.5851 | 0 | 0 | 0 | 0 | 0 | 0 | 0 | 0 | 0 | 0 | 81351.1434 | 0 | 0 | 93037.7285 | 0 | 93037.7285 | 0 | 0 | 118.0345 | 0 | 0 | 0 | 0 | 0 | 0 | 0 | 0 | 0 | 0 | 821.6465 | 0 | 0 | 939.6811 | 0 | 939.6811 | 0 | 0 | 11.6866 | 0 | 0 | 0 | 0 | 0 | 0 | 0 | 0 | 0 | 0 | 81.3511 | 0 | 0 | 93.0377 | 0 | 93.0377 | 0 | 0 | 0 | 0 | 0 | 0 | 0 | 0 | 0 | 0.47329 | 3.2946 | 0 | 0 | 3.7679 | 3.7679 | 3.7679 | 1
FL_1A_RS_2013_NG | 1A | RS | NG | 1282 | ASHRAE30pct-state-1A | RetailStandalone | STD2013 | FL-Miami-FL | Zone1A | Zone1A(FL-Miami-FL) | ASHRAE30pct-state-STD2013 | state | FL | 0.0976 | 1.01 | ASHRAE30pct-state-1A_RetailStandalone_STD2013_FL-Miami-FL.table.csv.gz | Stand-alone Retail | Miami Intl Ap FL USA TMY3 WMO#=722020 | Natural Gas | 4786.4765 | 0 | 0 | 0 | 0 | 0 | 0 | 0 | 0 | 0 | 0 | 81351.1434 | 0 | 0 | 86137.6199 | 0 | 86137.6199 | 0 | 0 | 48.3434 | 0 | 0 | 0 | 0 | 0 | 0 | 0 | 0 | 0 | 0 | 821.6465 | 0 | 0 | 869.99 | 0 | 869.99 | 0 | 0 | 4.7865 | 0 | 0 | 0 | 0 | 0 | 0 | 0 | 0 | 0 | 0 | 81.3511 | 0 | 0 | 86.1376 | 0 | 86.1376 | 0 | 0 | 0 | 0 | 0 | 0 | 0 | 0 | 0 | 0.19385 | 3.2946 | 0 | 0 | 3.4885 | 3.4885 | 3.4885 | 2
HI_1A_RS_2010_EL | 1A | RS | EL | 1215 | ASHRAE30pct-state-1A | RetailStandalone | STD2010 | HI-Honolulu-HI | Zone1A | Zone1A(HI-Honolulu-HI) | ASHRAE30pct-state-STD2010 | state | HI | 0.3483 | 4.6 | ASHRAE30pct-state-1A_RetailStandalone_STD2010_HI-Honolulu-HI.table.csv.gz | Stand-alone Retail | Honolulu Intl Arpt HI USA TMY3 WMO#=911820 | Electricity | 0 | 132733.3344 | 122575.001 | 17047.2224 | 54063.8893 | 0 | 51905.556 | 0 | 0 | 0 | 0 | 0 | 0 | 0 | 378327.7808 | 0 | 378325.003 | 2.7778 | 2.7778 | 0 | 46231.0204 | 42692.8728 | 5937.5475 | 18830.4527 | 0 | 18078.7051 | 0 | 0 | 0 | 0 | 0 | 0 | 0 | 131771.5661 | 0 | 131770.5986 | 0.9675 | 0.9675 | 0 | 453.0148 | 418.3447 | 58.1816 | 184.5184 | 0 | 177.1521 | 0 | 0 | 0 | 0 | 0 | 0 | 0 | 1291.221 | 0 | 1291.2115 | 0.0094805 | 0.0094805 | 16.9425 | 2.3563 | 7.4732 | 7.1745 | 0 | 0 | 18.3466 | 0 | 0 | 0 | 0 | 52.2927 | 52.2931 | 52.2931 | 1
HI_1A_RS_2013_EL | 1A | RS | EL | 1335 | ASHRAE30pct-state-1A | RetailStandalone | STD2013 | HI-Honolulu-HI | Zone1A | Zone1A(HI-Honolulu-HI) | ASHRAE30pct-state-STD2013 | state | HI | 0.3483 | 4.6 | ASHRAE30pct-state-1A_RetailStandalone_STD2013_HI-Honolulu-HI.table.csv.gz | Stand-alone Retail | Honolulu Intl Arpt HI USA TMY3 WMO#=911820 | Electricity | 0 | 105141.6675 | 100247.223 | 17047.2224 | 53972.2227 | 0 | 40616.667 | 0 | 0 | 0 | 7422.2223 | 0 | 0 | 0 | 324447.2248 | 0 | 324447.2248 | 0 | 0 | 0 | 36620.8428 | 34916.1078 | 5937.5475 | 18798.5252 | 0 | 14146.7851 | 0 | 0 | 0 | 2585.16 | 0 | 0 | 0 | 113004.9684 | 0 | 113004.9684 | 0 | 0 | 0 | 358.8453 | 342.1407 | 58.1816 | 184.2055 | 0 | 138.6234 | 0 | 0 | 0 | 25.3318 | 0 | 0 | 0 | 1107.3283 | 0 | 1107.3283 | 0 | 0 | 13.8563 | 2.3563 | 7.4601 | 5.6141 | 0 | 1.0259 | 14.5329 | 0 | 0 | 0 | 0 | 44.8456 | 44.8456 | 44.8456 | 2
HI_1A_RS_2010_NG | 1A | RS | NG | 1222 | ASHRAE30pct-state-1A | RetailStandalone | STD2010 | HI-Honolulu-HI | Zone1A | Zone1A(HI-Honolulu-HI) | ASHRAE30pct-state-STD2010 | state | HI | 0.3483 | 4.6 | ASHRAE30pct-state-1A_RetailStandalone_STD2010_HI-Honolulu-HI.table.csv.gz | Stand-alone Retail | Honolulu Intl Arpt HI USA TMY3 WMO#=911820 | Natural Gas | 985.7298 | 0 | 0 | 0 | 0 | 0 | 0 | 0 | 0 | 0 | 0 | 81322.7089 | 0 | 0 | 82298.9605 | 0 | 82308.4387 | 0 | 0 | 45.3436 | 0 | 0 | 0 | 0 | 0 | 0 | 0 | 0 | 0 | 0 | 3740.8446 | 0 | 0 | 3785.7522 | 0 | 3786.1882 | 0 | 0 | 0.98573 | 0 | 0 | 0 | 0 | 0 | 0 | 0 | 0 | 0 | 0 | 81.3227 | 0 | 0 | 82.299 | 0 | 82.3084 | 0 | 0 | 0 | 0 | 0 | 0 | 0 | 0 | 0 | 0.039921 | 3.2935 | 0 | 0 | 3.3334 | 3.333 | 3.3334 | 1
HI_1A_RS_2013_NG | 1A | RS | NG | 1342 | ASHRAE30pct-state-1A | RetailStandalone | STD2013 | HI-Honolulu-HI | Zone1A | Zone1A(HI-Honolulu-HI) | ASHRAE30pct-state-STD2013 | state | HI | 0.3483 | 4.6 | ASHRAE30pct-state-1A_RetailStandalone_STD2013_HI-Honolulu-HI.table.csv.gz | Stand-alone Retail | Honolulu Intl Arpt HI USA TMY3 WMO#=911820 | Natural Gas | 748.7755 | 0 | 0 | 0 | 0 | 0 | 0 | 0 | 0 | 0 | 0 | 81313.2307 | 0 | 0 | 82071.4844 | 0 | 82062.0062 | 0 | 0 | 34.4437 | 0 | 0 | 0 | 0 | 0 | 0 | 0 | 0 | 0 | 0 | 3740.4086 | 0 | 0 | 3775.2883 | 0 | 3774.8523 | 0 | 0 | 0.74878 | 0 | 0 | 0 | 0 | 0 | 0 | 0 | 0 | 0 | 0 | 81.3132 | 0 | 0 | 82.0715 | 0 | 82.062 | 0 | 0 | 0 | 0 | 0 | 0 | 0 | 0 | 0 | 0.030325 | 3.2931 | 0 | 0 | 3.3234 | 3.3238 | 3.3234 | 2
AL_2A_RS_2010_EL | 2A | RS | EL | 1755 | ASHRAE30pct-state-2A | RetailStandalone | STD2010 | AL-Mobile-AL | Zone2A | Zone2A(AL-Mobile-AL) | ASHRAE30pct-state-STD2010 | state | AL | 0.1058 | 1.24 | ASHRAE30pct-state-2A_RetailStandalone_STD2010_AL-Mobile-AL.table.csv.gz | Stand-alone Retail | Mobile Regional Ap AL USA TMY3 WMO#=722230 | Electricity | 0 | 68044.445 | 124094.4454 | 17041.6668 | 54063.8893 | 0 | 58880.556 | 0 | 0 | 0 | 5750 | 0 | 0 | 0 | 327875.0026 | 0 | 327875.0026 | 0 | 0 | 0 | 7199.1023 | 13129.1923 | 1803.0083 | 5719.9595 | 0 | 6229.5628 | 0 | 0 | 0 | 608.35 | 0 | 0 | 0 | 34689.1753 | 0 | 34689.1753 | 0 | 0 | 0 | 232.2336 | 423.5305 | 58.1627 | 184.5184 | 0 | 200.9575 | 0 | 0 | 0 | 19.6246 | 0 | 0 | 0 | 1119.0272 | 0 | 1119.0272 | 0 | 0 | 17.1525 | 2.3555 | 7.4728 | 8.1386 | 0 | 0.79477 | 9.4052 | 0 | 0 | 0 | 0 | 45.3194 | 45.3194 | 45.3194 | 1
AL_2A_RS_2013_EL | 2A | RS | EL | 2115 | ASHRAE30pct-state-2A | RetailStandalone | STD2013 | AL-Mobile-AL | Zone2A | Zone2A(AL-Mobile-AL) | ASHRAE30pct-state-STD2013 | state | AL | 0.1058 | 1.24 | ASHRAE30pct-state-2A_RetailStandalone_STD2013_AL-Mobile-AL.table.csv.gz | Stand-alone Retail | Mobile Regional Ap AL USA TMY3 WMO#=722230 | Electricity | 0 | 59880.556 | 101919.4453 | 17041.6668 | 53972.2227 | 0 | 51875.0004 | 0 | 0 | 0 | 5772.2223 | 0 | 0 | 0 | 290461.1134 | 0 | 290461.1134 | 0 | 0 | 0 | 6335.3628 | 10783.0773 | 1803.0083 | 5710.2612 | 0 | 5488.375 | 0 | 0 | 0 | 610.7011 | 0 | 0 | 0 | 30730.7858 | 0 | 30730.7858 | 0 | 0 | 0 | 204.3705 | 347.8479 | 58.1627 | 184.2055 | 0 | 177.0478 | 0 | 0 | 0 | 19.7004 | 0 | 0 | 0 | 991.3348 | 0 | 991.3348 | 0 | 0 | 14.0875 | 2.3555 | 7.4601 | 7.1702 | 0 | 0.79785 | 8.2768 | 0 | 0 | 0 | 0 | 40.148 | 40.148 | 40.148 | 2
AL_2A_RS_2010_NG | 2A | RS | NG | 1762 | ASHRAE30pct-state-2A | RetailStandalone | STD2010 | AL-Mobile-AL | Zone2A | Zone2A(AL-Mobile-AL) | ASHRAE30pct-state-STD2010 | state | AL | 0.1058 | 1.24 | ASHRAE30pct-state-2A_RetailStandalone_STD2010_AL-Mobile-AL.table.csv.gz | Stand-alone Retail | Mobile Regional Ap AL USA TMY3 WMO#=722230 | Natural Gas | 66498.8491 | 0 | 0 | 0 | 0 | 0 | 0 | 0 | 0 | 0 | 0 | 84232.5075 | 0 | 0 | 150731.3566 | 0 | 150731.3566 | 0 | 0 | 824.5857 | 0 | 0 | 0 | 0 | 0 | 0 | 0 | 0 | 0 | 0 | 1044.4831 | 0 | 0 | 1869.0688 | 0 | 1869.0688 | 0 | 0 | 66.4988 | 0 | 0 | 0 | 0 | 0 | 0 | 0 | 0 | 0 | 0 | 84.2325 | 0 | 0 | 150.7314 | 0 | 150.7314 | 0 | 0 | 0 | 0 | 0 | 0 | 0 | 0 | 0 | 2.6931 | 3.4113 | 0 | 0 | 6.1045 | 6.1045 | 6.1045 | 1
AL_2A_RS_2013_NG | 2A | RS | NG | 2122 | ASHRAE30pct-state-2A | RetailStandalone | STD2013 | AL-Mobile-AL | Zone2A | Zone2A(AL-Mobile-AL) | ASHRAE30pct-state-STD2013 | state | AL | 0.1058 | 1.24 | ASHRAE30pct-state-2A_RetailStandalone_STD2013_AL-Mobile-AL.table.csv.gz | Stand-alone Retail | Mobile Regional Ap AL USA TMY3 WMO#=722230 | Natural Gas | 37400.8636 | 0 | 0 | 0 | 0 | 0 | 0 | 0 | 0 | 0 | 0 | 84232.5075 | 0 | 0 | 121633.371 | 0 | 121633.371 | 0 | 0 | 463.7707 | 0 | 0 | 0 | 0 | 0 | 0 | 0 | 0 | 0 | 0 | 1044.4831 | 0 | 0 | 1508.2538 | 0 | 1508.2538 | 0 | 0 | 37.4009 | 0 | 0 | 0 | 0 | 0 | 0 | 0 | 0 | 0 | 0 | 84.2325 | 0 | 0 | 121.6334 | 0 | 121.6334 | 0 | 0 | 0 | 0 | 0 | 0 | 0 | 0 | 0 | 1.5147 | 3.4113 | 0 | 0 | 4.926 | 4.926 | 4.926 | 2
FL_2A_RS_2010_EL | 2A | RS | EL | 1815 | ASHRAE30pct-state-2A | RetailStandalone | STD2010 | FL-Tampa-FL | Zone2A | Zone2A(FL-Tampa-FL) | ASHRAE30pct-state-STD2010 | state | FL | 0.0976 | 1.01 | ASHRAE30pct-state-2A_RetailStandalone_STD2010_FL-Tampa-FL.table.csv.gz | Stand-alone Retail | Tampa International Ap FL USA TMY3 WMO#=722110 | Electricity | 0 | 87891.6674 | 123741.6677 | 17013.889 | 54063.8893 | 0 | 60833.3338 | 0 | 0 | 0 | 5944.4445 | 0 | 0 | 0 | 349488.8917 | 0 | 349488.8917 | 0 | 0 | 0 | 8578.2267 | 12077.1868 | 1660.5556 | 5276.6356 | 0 | 5937.3334 | 0 | 0 | 0 | 580.1778 | 0 | 0 | 0 | 34110.1158 | 0 | 34110.1158 | 0 | 0 | 0 | 299.9715 | 422.3265 | 58.0679 | 184.5184 | 0 | 207.6223 | 0 | 0 | 0 | 20.2882 | 0 | 0 | 0 | 1192.7948 | 0 | 1192.7948 | 0 | 0 | 17.1038 | 2.3517 | 7.4728 | 8.4085 | 0 | 0.82165 | 12.1485 | 0 | 0 | 0 | 0 | 48.3069 | 48.3069 | 48.3069 | 1
FL_2A_RS_2013_EL | 2A | RS | EL | 2175 | ASHRAE30pct-state-2A | RetailStandalone | STD2013 | FL-Tampa-FL | Zone2A | Zone2A(FL-Tampa-FL) | ASHRAE30pct-state-STD2013 | state | FL | 0.0976 | 1.01 | ASHRAE30pct-state-2A_RetailStandalone_STD2013_FL-Tampa-FL.table.csv.gz | Stand-alone Retail | Tampa International Ap FL USA TMY3 WMO#=722110 | Electricity | 0 | 77850.0006 | 101333.3341 | 17013.889 | 53972.2227 | 0 | 53816.6671 | 0 | 0 | 0 | 5927.7778 | 0 | 0 | 0 | 309913.8914 | 0 | 309913.8914 | 0 | 0 | 0 | 7598.1601 | 9890.1334 | 1660.5556 | 5267.6889 | 0 | 5252.5067 | 0 | 0 | 0 | 578.5511 | 0 | 0 | 0 | 30247.5958 | 0 | 30247.5958 | 0 | 0 | 0 | 265.6996 | 345.8475 | 58.0679 | 184.2055 | 0 | 183.6746 | 0 | 0 | 0 | 20.2313 | 0 | 0 | 0 | 1057.7265 | 0 | 1057.7265 | 0 | 0 | 14.0065 | 2.3517 | 7.4601 | 7.4386 | 0 | 0.81935 | 10.7606 | 0 | 0 | 0 | 0 | 42.8368 | 42.8368 | 42.8368 | 2
FL_2A_RS_2010_NG | 2A | RS | NG | 1822 | ASHRAE30pct-state-2A | RetailStandalone | STD2010 | FL-Tampa-FL | Zone2A | Zone2A(FL-Tampa-FL) | ASHRAE30pct-state-STD2010 | state | FL | 0.0976 | 1.01 | ASHRAE30pct-state-2A_RetailStandalone_STD2010_FL-Tampa-FL.table.csv.gz | Stand-alone Retail | Tampa International Ap FL USA TMY3 WMO#=722110 | Natural Gas | 20321.1991 | 0 | 0 | 0 | 0 | 0 | 0 | 0 | 0 | 0 | 0 | 84166.1603 | 0 | 0 | 104487.3593 | 0 | 104487.3593 | 0 | 0 | 205.2441 | 0 | 0 | 0 | 0 | 0 | 0 | 0 | 0 | 0 | 0 | 850.0782 | 0 | 0 | 1055.3223 | 0 | 1055.3223 | 0 | 0 | 20.3212 | 0 | 0 | 0 | 0 | 0 | 0 | 0 | 0 | 0 | 0 | 84.1662 | 0 | 0 | 104.4874 | 0 | 104.4874 | 0 | 0 | 0 | 0 | 0 | 0 | 0 | 0 | 0 | 0.82299 | 3.4086 | 0 | 0 | 4.2316 | 4.2316 | 4.2316 | 1
FL_2A_RS_2013_NG | 2A | RS | NG | 2182 | ASHRAE30pct-state-2A | RetailStandalone | STD2013 | FL-Tampa-FL | Zone2A | Zone2A(FL-Tampa-FL) | ASHRAE30pct-state-STD2013 | state | FL | 0.0976 | 1.01 | ASHRAE30pct-state-2A_RetailStandalone_STD2013_FL-Tampa-FL.table.csv.gz | Stand-alone Retail | Tampa International Ap FL USA TMY3 WMO#=722110 | Natural Gas | 9544.5184 | 0 | 0 | 0 | 0 | 0 | 0 | 0 | 0 | 0 | 0 | 84166.1603 | 0 | 0 | 93710.6787 | 0 | 93710.6787 | 0 | 0 | 96.3996 | 0 | 0 | 0 | 0 | 0 | 0 | 0 | 0 | 0 | 0 | 850.0782 | 0 | 0 | 946.4779 | 0 | 946.4779 | 0 | 0 | 9.5445 | 0 | 0 | 0 | 0 | 0 | 0 | 0 | 0 | 0 | 0 | 84.1662 | 0 | 0 | 93.7107 | 0 | 93.7107 | 0 | 0 | 0 | 0 | 0 | 0 | 0 | 0 | 0 | 0.38654 | 3.4086 | 0 | 0 | 3.7952 | 3.7952 | 3.7952 | 2
GA_2A_RS_2010_EL | 2A | RS | EL | 1875 | ASHRAE30pct-state-2A | RetailStandalone | STD2010 | GA-Savannah-GA | Zone2A | Zone2A(GA-Savannah-GA) | ASHRAE30pct-state-STD2010 | state | GA | 0.0947 | 0.94 | ASHRAE30pct-state-2A_RetailStandalone_STD2010_GA-Savannah-GA.table.csv.gz | Stand-alone Retail | Savannah Intl Ap GA USA TMY3 WMO#=722070 | Electricity | 0 | 68302.7783 | 123488.8899 | 17033.3335 | 54063.8893 | 0 | 59277.7783 | 0 | 0 | 0 | 5722.2223 | 0 | 0 | 0 | 327886.1137 | 0 | 327888.8915 | -2.7778 | -2.7778 | 0 | 6468.2731 | 11694.3979 | 1613.0567 | 5119.8503 | 0 | 5613.6056 | 0 | 0 | 0 | 541.8944 | 0 | 0 | 0 | 31050.815 | 0 | 31051.078 | -0.26306 | -0.26306 | 0 | 233.1153 | 421.4638 | 58.1342 | 184.5184 | 0 | 202.3132 | 0 | 0 | 0 | 19.5298 | 0 | 0 | 0 | 1119.0651 | 0 | 1119.0746 | -0.0094805 | -0.0094805 | 17.0688 | 2.3544 | 7.4724 | 8.1935 | 0 | 0.79094 | 9.4409 | 0 | 0 | 0 | 0 | 45.3213 | 45.321 | 45.321 | 1
GA_2A_RS_2013_EL | 2A | RS | EL | 2235 | ASHRAE30pct-state-2A | RetailStandalone | STD2013 | GA-Savannah-GA | Zone2A | Zone2A(GA-Savannah-GA) | ASHRAE30pct-state-STD2013 | state | GA | 0.0947 | 0.94 | ASHRAE30pct-state-2A_RetailStandalone_STD2013_GA-Savannah-GA.table.csv.gz | Stand-alone Retail | Savannah Intl Ap GA USA TMY3 WMO#=722070 | Electricity | 0 | 60338.8894 | 101194.4453 | 17033.3335 | 53972.2227 | 0 | 50233.3337 | 0 | 0 | 0 | 5747.2223 | 0 | 0 | 0 | 288519.4468 | 0 | 288519.4468 | 0 | 0 | 0 | 5714.0928 | 9583.114 | 1613.0567 | 5111.1695 | 0 | 4757.0967 | 0 | 0 | 0 | 544.2619 | 0 | 0 | 0 | 27322.7916 | 0 | 27322.7916 | 0 | 0 | 0 | 205.9348 | 345.3735 | 58.1342 | 184.2055 | 0 | 171.4448 | 0 | 0 | 0 | 19.6151 | 0 | 0 | 0 | 984.7079 | 0 | 984.7079 | 0 | 0 | 13.9873 | 2.3544 | 7.4601 | 6.9433 | 0 | 0.79439 | 8.3401 | 0 | 0 | 0 | 0 | 39.8796 | 39.8796 | 39.8796 | 2
GA_2A_RS_2010_NG | 2A | RS | NG | 1882 | ASHRAE30pct-state-2A | RetailStandalone | STD2010 | GA-Savannah-GA | Zone2A | Zone2A(GA-Savannah-GA) | ASHRAE30pct-state-STD2010 | state | GA | 0.0947 | 0.94 | ASHRAE30pct-state-2A_RetailStandalone_STD2010_GA-Savannah-GA.table.csv.gz | Stand-alone Retail | Savannah Intl Ap GA USA TMY3 WMO#=722070 | Natural Gas | 68887.3483 | 0 | 0 | 0 | 0 | 0 | 0 | 0 | 0 | 0 | 0 | 84241.9856 | 0 | 0 | 153129.3339 | 0 | 153129.3339 | 0 | 0 | 647.5411 | 0 | 0 | 0 | 0 | 0 | 0 | 0 | 0 | 0 | 0 | 791.8747 | 0 | 0 | 1439.4157 | 0 | 1439.4157 | 0 | 0 | 68.8873 | 0 | 0 | 0 | 0 | 0 | 0 | 0 | 0 | 0 | 0 | 84.242 | 0 | 0 | 153.1293 | 0 | 153.1293 | 0 | 0 | 0 | 0 | 0 | 0 | 0 | 0 | 0 | 2.7899 | 3.4117 | 0 | 0 | 6.2016 | 6.2016 | 6.2016 | 1
GA_2A_RS_2013_NG | 2A | RS | NG | 2242 | ASHRAE30pct-state-2A | RetailStandalone | STD2013 | GA-Savannah-GA | Zone2A | Zone2A(GA-Savannah-GA) | ASHRAE30pct-state-STD2013 | state | GA | 0.0947 | 0.94 | ASHRAE30pct-state-2A_RetailStandalone_STD2013_GA-Savannah-GA.table.csv.gz | Stand-alone Retail | Savannah Intl Ap GA USA TMY3 WMO#=722070 | Natural Gas | 39050.0653 | 0 | 0 | 0 | 0 | 0 | 0 | 0 | 0 | 0 | 0 | 84232.5075 | 0 | 0 | 123282.5728 | 0 | 123282.5728 | 0 | 0 | 367.0706 | 0 | 0 | 0 | 0 | 0 | 0 | 0 | 0 | 0 | 0 | 791.7856 | 0 | 0 | 1158.8562 | 0 | 1158.8562 | 0 | 0 | 39.0501 | 0 | 0 | 0 | 0 | 0 | 0 | 0 | 0 | 0 | 0 | 84.2325 | 0 | 0 | 123.2826 | 0 | 123.2826 | 0 | 0 | 0 | 0 | 0 | 0 | 0 | 0 | 0 | 1.5815 | 3.4113 | 0 | 0 | 4.9928 | 4.9928 | 4.9928 | 2
LA_2A_RS_2010_EL | 2A | RS | EL | 1935 | ASHRAE30pct-state-2A | RetailStandalone | STD2010 | LA-BatonRouge-LA | Zone2A | Zone2A(LA-BatonRouge-LA) | ASHRAE30pct-state-STD2010 | state | LA | 0.0779 | 0.8 | ASHRAE30pct-state-2A_RetailStandalone_STD2010_LA-BatonRouge-LA.table.csv.gz | Stand-alone Retail | Baton Rouge Ryan Arpt LA USA TMY3 WMO#=722317 | Electricity | 0 | 70783.3339 | 124172.2232 | 17019.4446 | 54063.8893 | 0 | 59091.6671 | 0 | 0 | 0 | 5811.1112 | 0 | 0 | 0 | 330938.8915 | 0 | 330941.6693 | -2.7778 | -2.7778 | 0 | 5514.0217 | 9673.0162 | 1325.8147 | 4211.577 | 0 | 4603.2409 | 0 | 0 | 0 | 452.6856 | 0 | 0 | 0 | 25780.1397 | 0 | 25780.356 | -0.21639 | -0.21639 | 0 | 241.5813 | 423.7959 | 58.0868 | 184.5184 | 0 | 201.678 | 0 | 0 | 0 | 19.8331 | 0 | 0 | 0 | 1129.4842 | 0 | 1129.4937 | -0.0094805 | -0.0094805 | 17.1633 | 2.3525 | 7.4724 | 8.1677 | 0 | 0.80322 | 9.7838 | 0 | 0 | 0 | 0 | 45.7433 | 45.7429 | 45.7429 | 1
LA_2A_RS_2013_EL | 2A | RS | EL | 2295 | ASHRAE30pct-state-2A | RetailStandalone | STD2013 | LA-BatonRouge-LA | Zone2A | Zone2A(LA-BatonRouge-LA) | ASHRAE30pct-state-STD2013 | state | LA | 0.0779 | 0.8 | ASHRAE30pct-state-2A_RetailStandalone_STD2013_LA-BatonRouge-LA.table.csv.gz | Stand-alone Retail | Baton Rouge Ryan Arpt LA USA TMY3 WMO#=722317 | Electricity | 0 | 62530.5561 | 101805.5564 | 17019.4446 | 53972.2227 | 0 | 50430.556 | 0 | 0 | 0 | 5822.2223 | 0 | 0 | 0 | 291577.7801 | 0 | 291580.5579 | -2.7778 | -2.7778 | 0 | 4871.1303 | 7930.6528 | 1325.8147 | 4204.4361 | 0 | 3928.5403 | 0 | 0 | 0 | 453.5511 | 0 | 0 | 0 | 22713.9091 | 0 | 22714.1255 | -0.21639 | -0.21639 | 0 | 213.4148 | 347.4592 | 58.0868 | 184.2055 | 0 | 172.1179 | 0 | 0 | 0 | 19.8711 | 0 | 0 | 0 | 995.1459 | 0 | 995.1554 | -0.0094805 | -0.0094805 | 14.0717 | 2.3525 | 7.4597 | 6.9706 | 0 | 0.80476 | 8.6431 | 0 | 0 | 0 | 0 | 40.3027 | 40.3024 | 40.3024 | 2
LA_2A_RS_2010_NG | 2A | RS | NG | 1942 | ASHRAE30pct-state-2A | RetailStandalone | STD2010 | LA-BatonRouge-LA | Zone2A | Zone2A(LA-BatonRouge-LA) | ASHRAE30pct-state-STD2010 | state | LA | 0.0779 | 0.8 | ASHRAE30pct-state-2A_RetailStandalone_STD2010_LA-BatonRouge-LA.table.csv.gz | Stand-alone Retail | Baton Rouge Ryan Arpt LA USA TMY3 WMO#=722317 | Natural Gas | 73361.0451 | 0 | 0 | 0 | 0 | 0 | 0 | 0 | 0 | 0 | 0 | 84232.5075 | 0 | 0 | 157603.0307 | 0 | 157593.5525 | 0 | 0 | 586.8884 | 0 | 0 | 0 | 0 | 0 | 0 | 0 | 0 | 0 | 0 | 673.8601 | 0 | 0 | 1260.8242 | 0 | 1260.7484 | 0 | 0 | 73.361 | 0 | 0 | 0 | 0 | 0 | 0 | 0 | 0 | 0 | 0 | 84.2325 | 0 | 0 | 157.603 | 0 | 157.5936 | 0 | 0 | 0 | 0 | 0 | 0 | 0 | 0 | 0 | 2.971 | 3.4113 | 0 | 0 | 6.3824 | 6.3828 | 6.3824 | 1
LA_2A_RS_2013_NG | 2A | RS | NG | 2302 | ASHRAE30pct-state-2A | RetailStandalone | STD2013 | LA-BatonRouge-LA | Zone2A | Zone2A(LA-BatonRouge-LA) | ASHRAE30pct-state-STD2013 | state | LA | 0.0779 | 0.8 | ASHRAE30pct-state-2A_RetailStandalone_STD2013_LA-BatonRouge-LA.table.csv.gz | Stand-alone Retail | Baton Rouge Ryan Arpt LA USA TMY3 WMO#=722317 | Natural Gas | 41059.4376 | 0 | 0 | 0 | 0 | 0 | 0 | 0 | 0 | 0 | 0 | 84232.5075 | 0 | 0 | 125291.9451 | 0 | 125291.9451 | 0 | 0 | 328.4755 | 0 | 0 | 0 | 0 | 0 | 0 | 0 | 0 | 0 | 0 | 673.8601 | 0 | 0 | 1002.3356 | 0 | 1002.3356 | 0 | 0 | 41.0594 | 0 | 0 | 0 | 0 | 0 | 0 | 0 | 0 | 0 | 0 | 84.2325 | 0 | 0 | 125.2919 | 0 | 125.2919 | 0 | 0 | 0 | 0 | 0 | 0 | 0 | 0 | 0 | 1.6629 | 3.4113 | 0 | 0 | 5.0742 | 5.0742 | 5.0742 | 2
MS_2A_RS_2010_EL | 2A | RS | EL | 1995 | ASHRAE30pct-state-2A | RetailStandalone | STD2010 | MS-Mobile-AL | Zone2A | Zone2A(MS-Mobile-AL) | ASHRAE30pct-state-STD2010 | state | MS | 0.0928 | 0.72 | ASHRAE30pct-state-2A_RetailStandalone_STD2010_MS-Mobile-AL.table.csv.gz | Stand-alone Retail | Mobile Regional Ap AL USA TMY3 WMO#=722230 | Electricity | 0 | 68044.445 | 124094.4454 | 17041.6668 | 54063.8893 | 0 | 58880.556 | 0 | 0 | 0 | 5750 | 0 | 0 | 0 | 327875.0026 | 0 | 327875.0026 | 0 | 0 | 0 | 6314.5245 | 11515.9645 | 1581.4667 | 5017.1289 | 0 | 5464.1156 | 0 | 0 | 0 | 533.6 | 0 | 0 | 0 | 30426.8002 | 0 | 30426.8002 | 0 | 0 | 0 | 232.2336 | 423.5305 | 58.1627 | 184.5184 | 0 | 200.9575 | 0 | 0 | 0 | 19.6246 | 0 | 0 | 0 | 1119.0272 | 0 | 1119.0272 | 0 | 0 | 17.1525 | 2.3555 | 7.4728 | 8.1386 | 0 | 0.79477 | 9.4052 | 0 | 0 | 0 | 0 | 45.3194 | 45.3194 | 45.3194 | 1
MS_2A_RS_2013_EL | 2A | RS | EL | 2353 | ASHRAE30pct-state-2A | RetailStandalone | STD2013 | MS-Mobile-AL | Zone2A | Zone2A(MS-Mobile-AL) | ASHRAE30pct-state-STD2013 | state | MS | 0.0928 | 0.72 | ASHRAE30pct-state-2A_RetailStandalone_STD2013_MS-Mobile-AL.table.csv.gz | Stand-alone Retail | Mobile Regional Ap AL USA TMY3 WMO#=722230 | Electricity | 0 | 59880.556 | 101919.4453 | 17041.6668 | 53972.2227 | 0 | 51875.0004 | 0 | 0 | 0 | 5772.2223 | 0 | 0 | 0 | 290461.1134 | 0 | 290461.1134 | 0 | 0 | 0 | 5556.9156 | 9458.1245 | 1581.4667 | 5008.6223 | 0 | 4814 | 0 | 0 | 0 | 535.6622 | 0 | 0 | 0 | 26954.7913 | 0 | 26954.7913 | 0 | 0 | 0 | 204.3705 | 347.8479 | 58.1627 | 184.2055 | 0 | 177.0478 | 0 | 0 | 0 | 19.7004 | 0 | 0 | 0 | 991.3348 | 0 | 991.3348 | 0 | 0 | 14.0875 | 2.3555 | 7.4601 | 7.1702 | 0 | 0.79785 | 8.2768 | 0 | 0 | 0 | 0 | 40.148 | 40.148 | 40.148 | 2
MS_2A_RS_2010_NG | 2A | RS | NG | 2002 | ASHRAE30pct-state-2A | RetailStandalone | STD2010 | MS-Mobile-AL | Zone2A | Zone2A(MS-Mobile-AL) | ASHRAE30pct-state-STD2010 | state | MS | 0.0928 | 0.72 | ASHRAE30pct-state-2A_RetailStandalone_STD2010_MS-Mobile-AL.table.csv.gz | Stand-alone Retail | Mobile Regional Ap AL USA TMY3 WMO#=722230 | Natural Gas | 66498.8491 | 0 | 0 | 0 | 0 | 0 | 0 | 0 | 0 | 0 | 0 | 84232.5075 | 0 | 0 | 150731.3566 | 0 | 150731.3566 | 0 | 0 | 478.7917 | 0 | 0 | 0 | 0 | 0 | 0 | 0 | 0 | 0 | 0 | 606.4741 | 0 | 0 | 1085.2658 | 0 | 1085.2658 | 0 | 0 | 66.4988 | 0 | 0 | 0 | 0 | 0 | 0 | 0 | 0 | 0 | 0 | 84.2325 | 0 | 0 | 150.7314 | 0 | 150.7314 | 0 | 0 | 0 | 0 | 0 | 0 | 0 | 0 | 0 | 2.6931 | 3.4113 | 0 | 0 | 6.1045 | 6.1045 | 6.1045 | 1
MS_2A_RS_2013_NG | 2A | RS | NG | 2362 | ASHRAE30pct-state-2A | RetailStandalone | STD2013 | MS-Mobile-AL | Zone2A | Zone2A(MS-Mobile-AL) | ASHRAE30pct-state-STD2013 | state | MS | 0.0928 | 0.72 | ASHRAE30pct-state-2A_RetailStandalone_STD2013_MS-Mobile-AL.table.csv.gz | Stand-alone Retail | Mobile Regional Ap AL USA TMY3 WMO#=722230 | Natural Gas | 37400.8636 | 0 | 0 | 0 | 0 | 0 | 0 | 0 | 0 | 0 | 0 | 84232.5075 | 0 | 0 | 121633.371 | 0 | 121633.371 | 0 | 0 | 269.2862 | 0 | 0 | 0 | 0 | 0 | 0 | 0 | 0 | 0 | 0 | 606.4741 | 0 | 0 | 875.7603 | 0 | 875.7603 | 0 | 0 | 37.4009 | 0 | 0 | 0 | 0 | 0 | 0 | 0 | 0 | 0 | 0 | 84.2325 | 0 | 0 | 121.6334 | 0 | 121.6334 | 0 | 0 | 0 | 0 | 0 | 0 | 0 | 0 | 0 | 1.5147 | 3.4113 | 0 | 0 | 4.926 | 4.926 | 4.926 | 2
TX_2A_RS_2010_EL | 2A | RS | EL | 2055 | ASHRAE30pct-state-2A | RetailStandalone | STD2010 | TX-Houston-TX | Zone2A | Zone2A(TX-Houston-TX) | ASHRAE30pct-state-STD2010 | state | TX | 0.0817 | 0.67 | ASHRAE30pct-state-2A_RetailStandalone_STD2010_TX-Houston-TX.table.csv.gz | Stand-alone Retail | Houston Bush Intercontinental TX USA TMY3 WMO#=722430 | Electricity | 0 | 76016.6673 | 123516.6677 | 17030.5557 | 54063.8893 | 0 | 60366.6671 | 0 | 0 | 0 | 5800 | 0 | 0 | 0 | 336794.4471 | 0 | 336794.4471 | 0 | 0 | 0 | 6210.5617 | 10091.3117 | 1391.3964 | 4417.0198 | 0 | 4931.9567 | 0 | 0 | 0 | 473.86 | 0 | 0 | 0 | 27516.1063 | 0 | 27516.1063 | 0 | 0 | 0 | 259.4425 | 421.5586 | 58.1248 | 184.5184 | 0 | 206.0296 | 0 | 0 | 0 | 19.7952 | 0 | 0 | 0 | 1149.469 | 0 | 1149.469 | 0 | 0 | 17.0727 | 2.354 | 7.4728 | 8.344 | 0 | 0.80169 | 10.5071 | 0 | 0 | 0 | 0 | 46.5523 | 46.5523 | 46.5523 | 1
TX_2A_RS_2013_EL | 2A | RS | EL | 2413 | ASHRAE30pct-state-2A | RetailStandalone | STD2013 | TX-Houston-TX | Zone2A | Zone2A(TX-Houston-TX) | ASHRAE30pct-state-STD2013 | state | TX | 0.0817 | 0.67 | ASHRAE30pct-state-2A_RetailStandalone_STD2013_TX-Houston-TX.table.csv.gz | Stand-alone Retail | Houston Bush Intercontinental TX USA TMY3 WMO#=722430 | Electricity | 0 | 66722.2228 | 101038.8897 | 17030.5557 | 53972.2227 | 0 | 53505.556 | 0 | 0 | 0 | 5786.1112 | 0 | 0 | 0 | 298050.0024 | 0 | 298055.5579 | -5.5556 | -5.5556 | 0 | 5451.2056 | 8254.8773 | 1391.3964 | 4409.5306 | 0 | 4371.4039 | 0 | 0 | 0 | 472.7253 | 0 | 0 | 0 | 24350.6852 | 0 | 24351.1391 | -0.45389 | -0.45389 | 0 | 227.7209 | 344.8426 | 58.1248 | 184.2055 | 0 | 182.6128 | 0 | 0 | 0 | 19.7478 | 0 | 0 | 0 | 1017.2354 | 0 | 1017.2544 | -0.018961 | -0.018961 | 13.9658 | 2.354 | 7.4594 | 7.3956 | 0 | 0.79977 | 9.2225 | 0 | 0 | 0 | 0 | 41.1977 | 41.197 | 41.197 | 2
TX_2A_RS_2010_NG | 2A | RS | NG | 2062 | ASHRAE30pct-state-2A | RetailStandalone | STD2010 | TX-Houston-TX | Zone2A | Zone2A(TX-Houston-TX) | ASHRAE30pct-state-STD2010 | state | TX | 0.0817 | 0.67 | ASHRAE30pct-state-2A_RetailStandalone_STD2010_TX-Houston-TX.table.csv.gz | Stand-alone Retail | Houston Bush Intercontinental TX USA TMY3 WMO#=722430 | Natural Gas | 51921.4218 | 0 | 0 | 0 | 0 | 0 | 0 | 0 | 0 | 0 | 0 | 84213.5511 | 0 | 0 | 136134.9729 | 0 | 136134.9729 | 0 | 0 | 347.8735 | 0 | 0 | 0 | 0 | 0 | 0 | 0 | 0 | 0 | 0 | 564.2308 | 0 | 0 | 912.1043 | 0 | 912.1043 | 0 | 0 | 51.9214 | 0 | 0 | 0 | 0 | 0 | 0 | 0 | 0 | 0 | 0 | 84.2136 | 0 | 0 | 136.135 | 0 | 136.135 | 0 | 0 | 0 | 0 | 0 | 0 | 0 | 0 | 0 | 2.1028 | 3.4106 | 0 | 0 | 5.5133 | 5.5133 | 5.5133 | 1
TX_2A_RS_2013_NG | 2A | RS | NG | 2422 | ASHRAE30pct-state-2A | RetailStandalone | STD2013 | TX-Houston-TX | Zone2A | Zone2A(TX-Houston-TX) | ASHRAE30pct-state-STD2013 | state | TX | 0.0817 | 0.67 | ASHRAE30pct-state-2A_RetailStandalone_STD2013_TX-Houston-TX.table.csv.gz | Stand-alone Retail | Houston Bush Intercontinental TX USA TMY3 WMO#=722430 | Natural Gas | 26889.5717 | 0 | 0 | 0 | 0 | 0 | 0 | 0 | 0 | 0 | 0 | 84213.5511 | 0 | 0 | 111103.1228 | 0 | 111103.1228 | 0 | 0 | 180.1601 | 0 | 0 | 0 | 0 | 0 | 0 | 0 | 0 | 0 | 0 | 564.2308 | 0 | 0 | 744.3909 | 0 | 744.3909 | 0 | 0 | 26.8896 | 0 | 0 | 0 | 0 | 0 | 0 | 0 | 0 | 0 | 0 | 84.2136 | 0 | 0 | 111.1031 | 0 | 111.1031 | 0 | 0 | 0 | 0 | 0 | 0 | 0 | 0 | 0 | 1.089 | 3.4106 | 0 | 0 | 4.4996 | 4.4996 | 4.4996 | 2
AZ_2B_RS_2010_EL | 2B | RS | EL | 2653 | ASHRAE30pct-state-2B | RetailStandalone | STD2010 | AZ-Phoenix-AZ | Zone2B | Zone2B(AZ-Phoenix-AZ) | ASHRAE30pct-state-STD2010 | state | AZ | 0.0954 | 0.95 | ASHRAE30pct-state-2B_RetailStandalone_STD2010_AZ-Phoenix-AZ.table.csv.gz | Stand-alone Retail | Phoenix Sky Harbor Intl Ap AZ USA TMY3 WMO#=722780 | Electricity | 0 | 94691.6674 | 124700.001 | 17025.0001 | 54063.8893 | 0 | 66750.0005 | 0 | 0 | 0 | 0 | 0 | 0 | 0 | 357227.7806 | 0 | 357230.5584 | -2.7778 | -2.7778 | 0 | 9033.5851 | 11896.3801 | 1624.185 | 5157.695 | 0 | 6367.9501 | 0 | 0 | 0 | 0 | 0 | 0 | 0 | 34079.5303 | 0 | 34079.7953 | -0.265 | -0.265 | 0 | 323.1797 | 425.5972 | 58.1058 | 184.5184 | 0 | 227.8157 | 0 | 0 | 0 | 0 | 0 | 0 | 0 | 1219.2073 | 0 | 1219.2168 | -0.0094805 | -0.0094805 | 17.2362 | 2.3532 | 7.4724 | 9.2263 | 0 | 0 | 13.0884 | 0 | 0 | 0 | 0 | 49.377 | 49.3766 | 49.3766 | 1
AZ_2B_RS_2013_EL | 2B | RS | EL | 2833 | ASHRAE30pct-state-2B | RetailStandalone | STD2013 | AZ-Phoenix-AZ | Zone2B | Zone2B(AZ-Phoenix-AZ) | ASHRAE30pct-state-STD2013 | state | AZ | 0.0954 | 0.95 | ASHRAE30pct-state-2B_RetailStandalone_STD2013_AZ-Phoenix-AZ.table.csv.gz | Stand-alone Retail | Phoenix Sky Harbor Intl Ap AZ USA TMY3 WMO#=722780 | Electricity | 0 | 87322.2229 | 103358.3342 | 17025.0001 | 53972.2227 | 0 | 66172.2228 | 0 | 0 | 0 | 0 | 0 | 0 | 0 | 327847.2248 | 0 | 327850.0026 | -2.7778 | -2.7778 | 0 | 8330.5401 | 9860.3851 | 1624.185 | 5148.95 | 0 | 6312.8301 | 0 | 0 | 0 | 0 | 0 | 0 | 0 | 31276.6253 | 0 | 31276.8903 | -0.265 | -0.265 | 0 | 298.028 | 352.7588 | 58.1058 | 184.2055 | 0 | 225.8437 | 0 | 0 | 0 | 0 | 0 | 0 | 0 | 1118.9324 | 0 | 1118.9419 | -0.0094805 | -0.0094805 | 14.2864 | 2.3532 | 7.4597 | 9.1464 | 0 | 0 | 12.0698 | 0 | 0 | 0 | 0 | 45.316 | 45.3156 | 45.3156 | 2
AZ_2B_RS_2010_NG | 2B | RS | NG | 2662 | ASHRAE30pct-state-2B | RetailStandalone | STD2010 | AZ-Phoenix-AZ | Zone2B | Zone2B(AZ-Phoenix-AZ) | ASHRAE30pct-state-STD2010 | state | AZ | 0.0954 | 0.95 | ASHRAE30pct-state-2B_RetailStandalone_STD2010_AZ-Phoenix-AZ.table.csv.gz | Stand-alone Retail | Phoenix Sky Harbor Intl Ap AZ USA TMY3 WMO#=722780 | Natural Gas | 49106.405 | 0 | 0 | 0 | 0 | 0 | 0 | 0 | 0 | 0 | 0 | 82516.9585 | 0 | 0 | 131623.3635 | 0 | 131623.3635 | 0 | 0 | 466.5108 | 0 | 0 | 0 | 0 | 0 | 0 | 0 | 0 | 0 | 0 | 783.9111 | 0 | 0 | 1250.422 | 0 | 1250.422 | 0 | 0 | 49.1064 | 0 | 0 | 0 | 0 | 0 | 0 | 0 | 0 | 0 | 0 | 82.517 | 0 | 0 | 131.6234 | 0 | 131.6234 | 0 | 0 | 0 | 0 | 0 | 0 | 0 | 0 | 0 | 1.9888 | 3.3418 | 0 | 0 | 5.3306 | 5.3306 | 5.3306 | 1
AZ_2B_RS_2013_NG | 2B | RS | NG | 2842 | ASHRAE30pct-state-2B | RetailStandalone | STD2013 | AZ-Phoenix-AZ | Zone2B | Zone2B(AZ-Phoenix-AZ) | ASHRAE30pct-state-STD2013 | state | AZ | 0.0954 | 0.95 | ASHRAE30pct-state-2B_RetailStandalone_STD2013_AZ-Phoenix-AZ.table.csv.gz | Stand-alone Retail | Phoenix Sky Harbor Intl Ap AZ USA TMY3 WMO#=722780 | Natural Gas | 34803.8446 | 0 | 0 | 0 | 0 | 0 | 0 | 0 | 0 | 0 | 0 | 82507.4803 | 0 | 0 | 117320.8031 | 0 | 117311.3249 | 0 | 0 | 330.6365 | 0 | 0 | 0 | 0 | 0 | 0 | 0 | 0 | 0 | 0 | 783.8211 | 0 | 0 | 1114.5476 | 0 | 1114.4576 | 0 | 0 | 34.8038 | 0 | 0 | 0 | 0 | 0 | 0 | 0 | 0 | 0 | 0 | 82.5075 | 0 | 0 | 117.3208 | 0 | 117.3113 | 0 | 0 | 0 | 0 | 0 | 0 | 0 | 0 | 0 | 1.4095 | 3.3415 | 0 | 0 | 4.751 | 4.7514 | 4.751 | 2
CA_2B_RS_2010_EL | 2B | RS | EL | 2713 | ASHRAE30pct-state-2B | RetailStandalone | STD2010 | CA-Tucson-AZ | Zone2B | Zone2B(CA-Tucson-AZ) | ASHRAE30pct-state-STD2010 | state | CA | 0.136 | 0.7 | ASHRAE30pct-state-2B_RetailStandalone_STD2010_CA-Tucson-AZ.table.csv.gz | Stand-alone Retail | Tucson International Ap AZ USA TMY3 WMO#=722740 | Electricity | 0 | 71233.3339 | 126155.5566 | 17033.3335 | 54063.8893 | 0 | 69344.445 | 0 | 0 | 0 | 0 | 0 | 0 | 0 | 337833.336 | 0 | 337830.5583 | 2.7778 | 2.7778 | 0 | 9687.7334 | 17157.1557 | 2316.5334 | 7352.6889 | 0 | 9430.8445 | 0 | 0 | 0 | 0 | 0 | 0 | 0 | 45945.3337 | 0 | 45944.9559 | 0.37778 | 0.37778 | 0 | 243.1172 | 430.565 | 58.1342 | 184.5184 | 0 | 236.6704 | 0 | 0 | 0 | 0 | 0 | 0 | 0 | 1153.0147 | 0 | 1153.0052 | 0.0094805 | 0.0094805 | 17.4374 | 2.3544 | 7.4732 | 9.5849 | 0 | 0 | 9.846 | 0 | 0 | 0 | 0 | 46.6955 | 46.6959 | 46.6959 | 1
CA_2B_RS_2013_EL | 2B | RS | EL | 2893 | ASHRAE30pct-state-2B | RetailStandalone | STD2013 | CA-Tucson-AZ | Zone2B | Zone2B(CA-Tucson-AZ) | ASHRAE30pct-state-STD2013 | state | CA | 0.136 | 0.7 | ASHRAE30pct-state-2B_RetailStandalone_STD2013_CA-Tucson-AZ.table.csv.gz | Stand-alone Retail | Tucson International Ap AZ USA TMY3 WMO#=722740 | Electricity | 0 | 64558.3338 | 104466.6675 | 17033.3335 | 53972.2227 | 0 | 66733.3339 | 0 | 0 | 0 | 0 | 0 | 0 | 0 | 306761.1136 | 0 | 306763.8913 | -2.7778 | -2.7778 | 0 | 8779.9334 | 14207.4668 | 2316.5334 | 7340.2223 | 0 | 9075.7334 | 0 | 0 | 0 | 0 | 0 | 0 | 0 | 41719.5114 | 0 | 41719.8892 | -0.37778 | -0.37778 | 0 | 220.3356 | 356.5415 | 58.1342 | 184.2055 | 0 | 227.7588 | 0 | 0 | 0 | 0 | 0 | 0 | 0 | 1046.9662 | 0 | 1046.9757 | -0.0094805 | -0.0094805 | 14.4396 | 2.3544 | 7.4597 | 9.224 | 0 | 0 | 8.9234 | 0 | 0 | 0 | 0 | 42.4014 | 42.401 | 42.401 | 2
CA_2B_RS_2010_NG | 2B | RS | NG | 2722 | ASHRAE30pct-state-2B | RetailStandalone | STD2010 | CA-Tucson-AZ | Zone2B | Zone2B(CA-Tucson-AZ) | ASHRAE30pct-state-STD2010 | state | CA | 0.136 | 0.7 | ASHRAE30pct-state-2B_RetailStandalone_STD2010_CA-Tucson-AZ.table.csv.gz | Stand-alone Retail | Tucson International Ap AZ USA TMY3 WMO#=722740 | Natural Gas | 70745.0698 | 0 | 0 | 0 | 0 | 0 | 0 | 0 | 0 | 0 | 0 | 82554.8712 | 0 | 0 | 153309.4192 | 0 | 153299.941 | 0 | 0 | 495.2155 | 0 | 0 | 0 | 0 | 0 | 0 | 0 | 0 | 0 | 0 | 577.8841 | 0 | 0 | 1073.1659 | 0 | 1073.0996 | 0 | 0 | 70.7451 | 0 | 0 | 0 | 0 | 0 | 0 | 0 | 0 | 0 | 0 | 82.5549 | 0 | 0 | 153.3094 | 0 | 153.2999 | 0 | 0 | 0 | 0 | 0 | 0 | 0 | 0 | 0 | 2.8651 | 3.3434 | 0 | 0 | 6.2085 | 6.2089 | 6.2085 | 1
CA_2B_RS_2013_NG | 2B | RS | NG | 2902 | ASHRAE30pct-state-2B | RetailStandalone | STD2013 | CA-Tucson-AZ | Zone2B | Zone2B(CA-Tucson-AZ) | ASHRAE30pct-state-STD2013 | state | CA | 0.136 | 0.7 | ASHRAE30pct-state-2B_RetailStandalone_STD2013_CA-Tucson-AZ.table.csv.gz | Stand-alone Retail | Tucson International Ap AZ USA TMY3 WMO#=722740 | Natural Gas | 54926.0021 | 0 | 0 | 0 | 0 | 0 | 0 | 0 | 0 | 0 | 0 | 82564.3493 | 0 | 0 | 137490.3514 | 0 | 137490.3514 | 0 | 0 | 384.482 | 0 | 0 | 0 | 0 | 0 | 0 | 0 | 0 | 0 | 0 | 577.9504 | 0 | 0 | 962.4325 | 0 | 962.4325 | 0 | 0 | 54.926 | 0 | 0 | 0 | 0 | 0 | 0 | 0 | 0 | 0 | 0 | 82.5643 | 0 | 0 | 137.4904 | 0 | 137.4904 | 0 | 0 | 0 | 0 | 0 | 0 | 0 | 0 | 0 | 2.2244 | 3.3438 | 0 | 0 | 5.5682 | 5.5682 | 5.5682 | 2
TX_2B_RS_2010_EL | 2B | RS | EL | 2773 | ASHRAE30pct-state-2B | RetailStandalone | STD2010 | TX-SanAntonio-TX | Zone2B | Zone2B(TX-SanAntonio-TX) | ASHRAE30pct-state-STD2010 | state | TX | 0.0817 | 0.67 | ASHRAE30pct-state-2B_RetailStandalone_STD2010_TX-SanAntonio-TX.table.csv.gz | Stand-alone Retail | San Antonio Intl Ap TX USA TMY3 WMO#=722530 | Electricity | 0 | 81055.5562 | 122711.1121 | 17016.6668 | 54063.8893 | 0 | 64083.3338 | 0 | 0 | 0 | 0 | 0 | 0 | 0 | 338927.7805 | 0 | 338930.5583 | -2.7778 | -2.7778 | 0 | 6622.2389 | 10025.4979 | 1390.2617 | 4417.0198 | 0 | 5235.6084 | 0 | 0 | 0 | 0 | 0 | 0 | 0 | 27690.3997 | 0 | 27690.6266 | -0.22694 | -0.22694 | 0 | 276.6401 | 418.8092 | 58.0774 | 184.5184 | 0 | 218.7144 | 0 | 0 | 0 | 0 | 0 | 0 | 0 | 1156.75 | 0 | 1156.7595 | -0.0094805 | -0.0094805 | 16.9613 | 2.3521 | 7.4724 | 8.8577 | 0 | 0 | 11.2036 | 0 | 0 | 0 | 0 | 46.8475 | 46.8472 | 46.8472 | 1
TX_2B_RS_2013_EL | 2B | RS | EL | 2953 | ASHRAE30pct-state-2B | RetailStandalone | STD2013 | TX-SanAntonio-TX | Zone2B | Zone2B(TX-SanAntonio-TX) | ASHRAE30pct-state-STD2013 | state | TX | 0.0817 | 0.67 | ASHRAE30pct-state-2B_RetailStandalone_STD2013_TX-SanAntonio-TX.table.csv.gz | Stand-alone Retail | San Antonio Intl Ap TX USA TMY3 WMO#=722530 | Electricity | 0 | 74458.3339 | 100275.0008 | 17016.6668 | 53972.2227 | 0 | 60247.2227 | 0 | 0 | 0 | 0 | 0 | 0 | 0 | 305969.4469 | 0 | 305969.4469 | 0 | 0 | 0 | 6083.2459 | 8192.4676 | 1390.2617 | 4409.5306 | 0 | 4922.1981 | 0 | 0 | 0 | 0 | 0 | 0 | 0 | 24997.7038 | 0 | 24997.7038 | 0 | 0 | 0 | 254.124 | 342.2355 | 58.0774 | 184.2055 | 0 | 205.6219 | 0 | 0 | 0 | 0 | 0 | 0 | 0 | 1044.2642 | 0 | 1044.2642 | 0 | 0 | 13.8602 | 2.3521 | 7.4601 | 8.3275 | 0 | 0 | 10.2918 | 0 | 0 | 0 | 0 | 42.2916 | 42.2916 | 42.2916 | 2
TX_2B_RS_2010_NG | 2B | RS | NG | 2782 | ASHRAE30pct-state-2B | RetailStandalone | STD2010 | TX-SanAntonio-TX | Zone2B | Zone2B(TX-SanAntonio-TX) | ASHRAE30pct-state-STD2010 | state | TX | 0.0817 | 0.67 | ASHRAE30pct-state-2B_RetailStandalone_STD2010_TX-SanAntonio-TX.table.csv.gz | Stand-alone Retail | San Antonio Intl Ap TX USA TMY3 WMO#=722530 | Natural Gas | 87872.1252 | 0 | 0 | 0 | 0 | 0 | 0 | 0 | 0 | 0 | 0 | 82554.8712 | 0 | 0 | 170426.9963 | 0 | 170426.9963 | 0 | 0 | 588.7432 | 0 | 0 | 0 | 0 | 0 | 0 | 0 | 0 | 0 | 0 | 553.1176 | 0 | 0 | 1141.8609 | 0 | 1141.8609 | 0 | 0 | 87.8721 | 0 | 0 | 0 | 0 | 0 | 0 | 0 | 0 | 0 | 0 | 82.5549 | 0 | 0 | 170.427 | 0 | 170.427 | 0 | 0 | 0 | 0 | 0 | 0 | 0 | 0 | 0 | 3.5587 | 3.3434 | 0 | 0 | 6.9021 | 6.9021 | 6.9021 | 1
TX_2B_RS_2013_NG | 2B | RS | NG | 2962 | ASHRAE30pct-state-2B | RetailStandalone | STD2013 | TX-SanAntonio-TX | Zone2B | Zone2B(TX-SanAntonio-TX) | ASHRAE30pct-state-STD2013 | state | TX | 0.0817 | 0.67 | ASHRAE30pct-state-2B_RetailStandalone_STD2013_TX-SanAntonio-TX.table.csv.gz | Stand-alone Retail | San Antonio Intl Ap TX USA TMY3 WMO#=722530 | Natural Gas | 66802.1506 | 0 | 0 | 0 | 0 | 0 | 0 | 0 | 0 | 0 | 0 | 82554.8712 | 0 | 0 | 149366.4999 | 0 | 149357.0218 | 0 | 0 | 447.5744 | 0 | 0 | 0 | 0 | 0 | 0 | 0 | 0 | 0 | 0 | 553.1176 | 0 | 0 | 1000.7555 | 0 | 1000.692 | 0 | 0 | 66.8022 | 0 | 0 | 0 | 0 | 0 | 0 | 0 | 0 | 0 | 0 | 82.5549 | 0 | 0 | 149.3665 | 0 | 149.357 | 0 | 0 | 0 | 0 | 0 | 0 | 0 | 0 | 0 | 2.7054 | 3.3434 | 0 | 0 | 6.0488 | 6.0492 | 6.0488 | 2
AL_3A_RS_2010_EL | 3A | RS | EL | 3613 | ASHRAE30pct-state-3A | RetailStandalone | STD2010 | AL-Birmingham-AL | Zone3A | Zone3A(AL-Birmingham-AL) | ASHRAE30pct-state-STD2010 | state | AL | 0.1058 | 1.24 | ASHRAE30pct-state-3A_RetailStandalone_STD2010_AL-Birmingham-AL.table.csv.gz | Stand-alone Retail | Birmingham Municipal Ap AL USA TMY3 WMO#=722280 | Electricity | 0 | 56072.2227 | 124308.3343 | 17063.889 | 54063.8893 | 0 | 61519.4449 | 0 | 0 | 0 | 5527.7778 | 0 | 0 | 0 | 318558.3359 | 0 | 318555.5581 | 2.7778 | 2.7778 | 0 | 5932.4412 | 13151.8218 | 1805.3595 | 5719.9595 | 0 | 6508.7573 | 0 | 0 | 0 | 584.8389 | 0 | 0 | 0 | 33703.4719 | 0 | 33703.178 | 0.29389 | 0.29389 | 0 | 191.3728 | 424.2605 | 58.2385 | 184.5184 | 0 | 209.964 | 0 | 0 | 0 | 18.8661 | 0 | 0 | 0 | 1087.2297 | 0 | 1087.2202 | 0.0094805 | 0.0094805 | 17.1821 | 2.3586 | 7.4732 | 8.5033 | 0 | 0.76406 | 7.7504 | 0 | 0 | 0 | 0 | 44.0313 | 44.0317 | 44.0317 | 1
AL_3A_RS_2013_EL | 3A | RS | EL | 4213 | ASHRAE30pct-state-3A | RetailStandalone | STD2013 | AL-Birmingham-AL | Zone3A | Zone3A(AL-Birmingham-AL) | ASHRAE30pct-state-STD2013 | state | AL | 0.1058 | 1.24 | ASHRAE30pct-state-3A_RetailStandalone_STD2013_AL-Birmingham-AL.table.csv.gz | Stand-alone Retail | Birmingham Municipal Ap AL USA TMY3 WMO#=722280 | Electricity | 0 | 49311.1115 | 101991.6675 | 17063.889 | 53972.2227 | 0 | 51241.6671 | 0 | 0 | 0 | 5588.8889 | 0 | 0 | 0 | 279166.6689 | 0 | 279169.4467 | -2.7778 | -2.7778 | 0 | 5217.1156 | 10790.7184 | 1805.3595 | 5710.2612 | 0 | 5421.3684 | 0 | 0 | 0 | 591.3044 | 0 | 0 | 0 | 29535.8336 | 0 | 29536.1275 | -0.29389 | -0.29389 | 0 | 168.2973 | 348.0944 | 58.2385 | 184.2055 | 0 | 174.8862 | 0 | 0 | 0 | 19.0747 | 0 | 0 | 0 | 952.7872 | 0 | 952.7967 | -0.0094805 | -0.0094805 | 14.0975 | 2.3586 | 7.4597 | 7.0827 | 0 | 0.77251 | 6.8159 | 0 | 0 | 0 | 0 | 38.5873 | 38.5869 | 38.5869 | 2
AL_3A_RS_2010_NG | 3A | RS | NG | 3622 | ASHRAE30pct-state-3A | RetailStandalone | STD2010 | AL-Birmingham-AL | Zone3A | Zone3A(AL-Birmingham-AL) | ASHRAE30pct-state-STD2010 | state | AL | 0.1058 | 1.24 | ASHRAE30pct-state-3A_RetailStandalone_STD2010_AL-Birmingham-AL.table.csv.gz | Stand-alone Retail | Birmingham Municipal Ap AL USA TMY3 WMO#=722280 | Natural Gas | 69010.5645 | 0 | 0 | 0 | 0 | 0 | 0 | 0 | 0 | 0 | 0 | 86440.9213 | 0 | 0 | 155460.964 | 0 | 155451.4859 | 0 | 0 | 855.731 | 0 | 0 | 0 | 0 | 0 | 0 | 0 | 0 | 0 | 0 | 1071.8674 | 0 | 0 | 1927.716 | 0 | 1927.5984 | 0 | 0 | 69.0106 | 0 | 0 | 0 | 0 | 0 | 0 | 0 | 0 | 0 | 0 | 86.4409 | 0 | 0 | 155.461 | 0 | 155.4515 | 0 | 0 | 0 | 0 | 0 | 0 | 0 | 0 | 0 | 2.7949 | 3.5008 | 0 | 0 | 6.2956 | 6.296 | 6.2956 | 1
AL_3A_RS_2013_NG | 3A | RS | NG | 4222 | ASHRAE30pct-state-3A | RetailStandalone | STD2013 | AL-Birmingham-AL | Zone3A | Zone3A(AL-Birmingham-AL) | ASHRAE30pct-state-STD2013 | state | AL | 0.1058 | 1.24 | ASHRAE30pct-state-3A_RetailStandalone_STD2013_AL-Birmingham-AL.table.csv.gz | Stand-alone Retail | Birmingham Municipal Ap AL USA TMY3 WMO#=722280 | Natural Gas | 44907.5751 | 0 | 0 | 0 | 0 | 0 | 0 | 0 | 0 | 0 | 0 | 86450.3995 | 0 | 0 | 131367.4528 | 0 | 131357.9747 | 0 | 0 | 556.8539 | 0 | 0 | 0 | 0 | 0 | 0 | 0 | 0 | 0 | 0 | 1071.985 | 0 | 0 | 1628.9564 | 0 | 1628.8389 | 0 | 0 | 44.9076 | 0 | 0 | 0 | 0 | 0 | 0 | 0 | 0 | 0 | 0 | 86.4504 | 0 | 0 | 131.3675 | 0 | 131.358 | 0 | 0 | 0 | 0 | 0 | 0 | 0 | 0 | 0 | 1.8187 | 3.5012 | 0 | 0 | 5.3199 | 5.3202 | 5.3199 | 2
AR_3A_RS_2010_EL | 3A | RS | EL | 3673 | ASHRAE30pct-state-3A | RetailStandalone | STD2010 | AR-Little-Rock-AR | Zone3A | Zone3A(AR-Little-Rock-AR) | ASHRAE30pct-state-STD2010 | state | AR | 0.0768 | 0.77 | ASHRAE30pct-state-3A_RetailStandalone_STD2010_AR-Little-Rock-AR.table.csv.gz | Stand-alone Retail | Little Rock Adams Field AR USA TMY3 WMO#=723403 | Electricity | 0 | 58780.556 | 123125.001 | 17019.4446 | 54063.8893 | 0 | 58455.556 | 0 | 0 | 0 | 5597.2223 | 0 | 0 | 0 | 317038.8914 | 0 | 317041.6692 | -2.7778 | -2.7778 | 0 | 4514.3467 | 9456.0001 | 1307.0933 | 4152.1067 | 0 | 4489.3867 | 0 | 0 | 0 | 429.8667 | 0 | 0 | 0 | 24348.5869 | 0 | 24348.8002 | -0.21333 | -0.21333 | 0 | 200.6162 | 420.2218 | 58.0868 | 184.5184 | 0 | 199.507 | 0 | 0 | 0 | 19.1031 | 0 | 0 | 0 | 1082.0439 | 0 | 1082.0534 | -0.0094805 | -0.0094805 | 17.0185 | 2.3525 | 7.4724 | 8.0798 | 0 | 0.77366 | 8.1247 | 0 | 0 | 0 | 0 | 43.822 | 43.8216 | 43.8216 | 1
AR_3A_RS_2013_EL | 3A | RS | EL | 4273 | ASHRAE30pct-state-3A | RetailStandalone | STD2013 | AR-Little-Rock-AR | Zone3A | Zone3A(AR-Little-Rock-AR) | ASHRAE30pct-state-STD2013 | state | AR | 0.0768 | 0.77 | ASHRAE30pct-state-3A_RetailStandalone_STD2013_AR-Little-Rock-AR.table.csv.gz | Stand-alone Retail | Little Rock Adams Field AR USA TMY3 WMO#=723403 | Electricity | 0 | 52038.8893 | 101369.4453 | 17019.4446 | 53972.2227 | 0 | 50508.3337 | 0 | 0 | 0 | 5227.7778 | 0 | 0 | 0 | 280136.1134 | 0 | 280136.1134 | 0 | 0 | 0 | 3996.5867 | 7785.1734 | 1307.0933 | 4145.0667 | 0 | 3879.04 | 0 | 0 | 0 | 401.4933 | 0 | 0 | 0 | 21514.4535 | 0 | 21514.4535 | 0 | 0 | 0 | 177.6071 | 345.9708 | 58.0868 | 184.2055 | 0 | 172.3834 | 0 | 0 | 0 | 17.8422 | 0 | 0 | 0 | 956.0959 | 0 | 956.0959 | 0 | 0 | 14.0115 | 2.3525 | 7.4601 | 6.9813 | 0 | 0.72259 | 7.1929 | 0 | 0 | 0 | 0 | 38.7209 | 38.7209 | 38.7209 | 2
AR_3A_RS_2010_NG | 3A | RS | NG | 3682 | ASHRAE30pct-state-3A | RetailStandalone | STD2010 | AR-Little-Rock-AR | Zone3A | Zone3A(AR-Little-Rock-AR) | ASHRAE30pct-state-STD2010 | state | AR | 0.0768 | 0.77 | ASHRAE30pct-state-3A_RetailStandalone_STD2010_AR-Little-Rock-AR.table.csv.gz | Stand-alone Retail | Little Rock Adams Field AR USA TMY3 WMO#=723403 | Natural Gas | 116439.3332 | 0 | 0 | 0 | 0 | 0 | 0 | 0 | 0 | 0 | 0 | 86478.834 | 0 | 0 | 202908.689 | 0 | 202918.1672 | 0 | 0 | 896.5829 | 0 | 0 | 0 | 0 | 0 | 0 | 0 | 0 | 0 | 0 | 665.887 | 0 | 0 | 1562.3969 | 0 | 1562.4699 | 0 | 0 | 116.4393 | 0 | 0 | 0 | 0 | 0 | 0 | 0 | 0 | 0 | 0 | 86.4788 | 0 | 0 | 202.9087 | 0 | 202.9182 | 0 | 0 | 0 | 0 | 0 | 0 | 0 | 0 | 0 | 4.7157 | 3.5023 | 0 | 0 | 8.218 | 8.2176 | 8.218 | 1
AR_3A_RS_2013_NG | 3A | RS | NG | 4282 | ASHRAE30pct-state-3A | RetailStandalone | STD2013 | AR-Little-Rock-AR | Zone3A | Zone3A(AR-Little-Rock-AR) | ASHRAE30pct-state-STD2013 | state | AR | 0.0768 | 0.77 | ASHRAE30pct-state-3A_RetailStandalone_STD2013_AR-Little-Rock-AR.table.csv.gz | Stand-alone Retail | Little Rock Adams Field AR USA TMY3 WMO#=723403 | Natural Gas | 79597.6817 | 0 | 0 | 0 | 0 | 0 | 0 | 0 | 0 | 0 | 0 | 86469.3559 | 0 | 0 | 166067.0376 | 0 | 166067.0376 | 0 | 0 | 612.9021 | 0 | 0 | 0 | 0 | 0 | 0 | 0 | 0 | 0 | 0 | 665.814 | 0 | 0 | 1278.7162 | 0 | 1278.7162 | 0 | 0 | 79.5977 | 0 | 0 | 0 | 0 | 0 | 0 | 0 | 0 | 0 | 0 | 86.4694 | 0 | 0 | 166.067 | 0 | 166.067 | 0 | 0 | 0 | 0 | 0 | 0 | 0 | 0 | 0 | 3.2236 | 3.5019 | 0 | 0 | 6.7255 | 6.7255 | 6.7255 | 2
GA_3A_RS_2010_EL | 3A | RS | EL | 3733 | ASHRAE30pct-state-3A | RetailStandalone | STD2010 | GA-Atlanta-GA | Zone3A | Zone3A(GA-Atlanta-GA) | ASHRAE30pct-state-STD2010 | state | GA | 0.0947 | 0.94 | ASHRAE30pct-state-3A_RetailStandalone_STD2010_GA-Atlanta-GA.table.csv.gz | Stand-alone Retail | Atlanta Hartsfield Intl Ap GA USA TMY3 WMO#=722190 | Electricity | 0 | 52502.7782 | 122622.2232 | 17025.0001 | 54063.8893 | 0 | 60938.8894 | 0 | 0 | 0 | 5430.5556 | 0 | 0 | 0 | 312583.3358 | 0 | 312583.3358 | 0 | 0 | 0 | 4972.0131 | 11612.3245 | 1612.2675 | 5119.8503 | 0 | 5770.9128 | 0 | 0 | 0 | 514.2736 | 0 | 0 | 0 | 29601.6419 | 0 | 29601.6419 | 0 | 0 | 0 | 179.1904 | 418.5058 | 58.1058 | 184.5184 | 0 | 207.9825 | 0 | 0 | 0 | 18.5343 | 0 | 0 | 0 | 1066.8372 | 0 | 1066.8372 | 0 | 0 | 16.949 | 2.3532 | 7.4728 | 8.4231 | 0 | 0.75062 | 7.257 | 0 | 0 | 0 | 0 | 43.2058 | 43.2058 | 43.2058 | 1
GA_3A_RS_2013_EL | 3A | RS | EL | 4333 | ASHRAE30pct-state-3A | RetailStandalone | STD2013 | GA-Atlanta-GA | Zone3A | Zone3A(GA-Atlanta-GA) | ASHRAE30pct-state-STD2013 | state | GA | 0.0947 | 0.94 | ASHRAE30pct-state-3A_RetailStandalone_STD2013_GA-Atlanta-GA.table.csv.gz | Stand-alone Retail | Atlanta Hartsfield Intl Ap GA USA TMY3 WMO#=722190 | Electricity | 0 | 46413.8893 | 100563.8897 | 17025.0001 | 53972.2227 | 0 | 49308.3337 | 0 | 0 | 0 | 5502.7778 | 0 | 0 | 0 | 272786.1133 | 0 | 272786.1133 | 0 | 0 | 0 | 4395.3953 | 9523.4004 | 1612.2675 | 5111.1695 | 0 | 4669.4992 | 0 | 0 | 0 | 521.1131 | 0 | 0 | 0 | 25832.8449 | 0 | 25832.8449 | 0 | 0 | 0 | 158.4092 | 343.2214 | 58.1058 | 184.2055 | 0 | 168.2878 | 0 | 0 | 0 | 18.7808 | 0 | 0 | 0 | 931.0105 | 0 | 931.0105 | 0 | 0 | 13.9001 | 2.3532 | 7.4601 | 6.8155 | 0 | 0.7606 | 6.4154 | 0 | 0 | 0 | 0 | 37.7049 | 37.7049 | 37.7049 | 2
GA_3A_RS_2010_NG | 3A | RS | NG | 3742 | ASHRAE30pct-state-3A | RetailStandalone | STD2010 | GA-Atlanta-GA | Zone3A | Zone3A(GA-Atlanta-GA) | ASHRAE30pct-state-STD2010 | state | GA | 0.0947 | 0.94 | ASHRAE30pct-state-3A_RetailStandalone_STD2010_GA-Atlanta-GA.table.csv.gz | Stand-alone Retail | Atlanta Hartsfield Intl Ap GA USA TMY3 WMO#=722190 | Natural Gas | 85644.755 | 0 | 0 | 0 | 0 | 0 | 0 | 0 | 0 | 0 | 0 | 86459.8777 | 0 | 0 | 172104.6326 | 0 | 172104.6326 | 0 | 0 | 805.0607 | 0 | 0 | 0 | 0 | 0 | 0 | 0 | 0 | 0 | 0 | 812.7229 | 0 | 0 | 1617.7835 | 0 | 1617.7835 | 0 | 0 | 85.6448 | 0 | 0 | 0 | 0 | 0 | 0 | 0 | 0 | 0 | 0 | 86.4599 | 0 | 0 | 172.1046 | 0 | 172.1046 | 0 | 0 | 0 | 0 | 0 | 0 | 0 | 0 | 0 | 3.4685 | 3.5015 | 0 | 0 | 6.9701 | 6.9701 | 6.9701 | 1
GA_3A_RS_2013_NG | 3A | RS | NG | 4342 | ASHRAE30pct-state-3A | RetailStandalone | STD2013 | GA-Atlanta-GA | Zone3A | Zone3A(GA-Atlanta-GA) | ASHRAE30pct-state-STD2013 | state | GA | 0.0947 | 0.94 | ASHRAE30pct-state-3A_RetailStandalone_STD2013_GA-Atlanta-GA.table.csv.gz | Stand-alone Retail | Atlanta Hartsfield Intl Ap GA USA TMY3 WMO#=722190 | Natural Gas | 60375.9505 | 0 | 0 | 0 | 0 | 0 | 0 | 0 | 0 | 0 | 0 | 86459.8777 | 0 | 0 | 146835.8282 | 0 | 146835.8282 | 0 | 0 | 567.5339 | 0 | 0 | 0 | 0 | 0 | 0 | 0 | 0 | 0 | 0 | 812.7229 | 0 | 0 | 1380.2568 | 0 | 1380.2568 | 0 | 0 | 60.376 | 0 | 0 | 0 | 0 | 0 | 0 | 0 | 0 | 0 | 0 | 86.4599 | 0 | 0 | 146.8358 | 0 | 146.8358 | 0 | 0 | 0 | 0 | 0 | 0 | 0 | 0 | 0 | 2.4452 | 3.5015 | 0 | 0 | 5.9467 | 5.9467 | 5.9467 | 2
LA_3A_RS_2010_EL | 3A | RS | EL | 3793 | ASHRAE30pct-state-3A | RetailStandalone | STD2010 | LA-Shreveport-LA | Zone3A | Zone3A(LA-Shreveport-LA) | ASHRAE30pct-state-STD2010 | state | LA | 0.0779 | 0.8 | ASHRAE30pct-state-3A_RetailStandalone_STD2010_LA-Shreveport-LA.table.csv.gz | Stand-alone Retail | Shreveport Regional Arpt LA USA TMY3 WMO#=722480 | Electricity | 0 | 64836.1116 | 122755.5565 | 17027.7779 | 54063.8893 | 0 | 58105.556 | 0 | 0 | 0 | 5675 | 0 | 0 | 0 | 322463.8915 | 0 | 322463.8915 | 0 | 0 | 0 | 5050.7331 | 9562.6579 | 1326.4639 | 4211.577 | 0 | 4526.4228 | 0 | 0 | 0 | 442.0825 | 0 | 0 | 0 | 25119.9371 | 0 | 25119.9371 | 0 | 0 | 0 | 221.2836 | 418.9609 | 58.1153 | 184.5184 | 0 | 198.3125 | 0 | 0 | 0 | 19.3686 | 0 | 0 | 0 | 1100.5593 | 0 | 1100.5593 | 0 | 0 | 16.9675 | 2.3536 | 7.4728 | 8.0314 | 0 | 0.78441 | 8.9618 | 0 | 0 | 0 | 0 | 44.5715 | 44.5715 | 44.5715 | 1
LA_3A_RS_2013_EL | 3A | RS | EL | 4393 | ASHRAE30pct-state-3A | RetailStandalone | STD2013 | LA-Shreveport-LA | Zone3A | Zone3A(LA-Shreveport-LA) | ASHRAE30pct-state-STD2013 | state | LA | 0.0779 | 0.8 | ASHRAE30pct-state-3A_RetailStandalone_STD2013_LA-Shreveport-LA.table.csv.gz | Stand-alone Retail | Shreveport Regional Arpt LA USA TMY3 WMO#=722480 | Electricity | 0 | 57327.7782 | 100894.4453 | 17027.7779 | 53972.2227 | 0 | 52991.6671 | 0 | 0 | 0 | 5683.3334 | 0 | 0 | 0 | 287897.2245 | 0 | 287897.2245 | 0 | 0 | 0 | 4465.8339 | 7859.6773 | 1326.4639 | 4204.4361 | 0 | 4128.0509 | 0 | 0 | 0 | 442.7317 | 0 | 0 | 0 | 22427.1938 | 0 | 22427.1938 | 0 | 0 | 0 | 195.6579 | 344.3496 | 58.1153 | 184.2055 | 0 | 180.8589 | 0 | 0 | 0 | 19.397 | 0 | 0 | 0 | 982.5843 | 0 | 982.5843 | 0 | 0 | 13.9458 | 2.3536 | 7.4601 | 7.3246 | 0 | 0.78556 | 7.9239 | 0 | 0 | 0 | 0 | 39.7936 | 39.7936 | 39.7936 | 2
LA_3A_RS_2010_NG | 3A | RS | NG | 3802 | ASHRAE30pct-state-3A | RetailStandalone | STD2010 | LA-Shreveport-LA | Zone3A | Zone3A(LA-Shreveport-LA) | ASHRAE30pct-state-STD2010 | state | LA | 0.0779 | 0.8 | ASHRAE30pct-state-3A_RetailStandalone_STD2010_LA-Shreveport-LA.table.csv.gz | Stand-alone Retail | Shreveport Regional Arpt LA USA TMY3 WMO#=722480 | Natural Gas | 70005.7725 | 0 | 0 | 0 | 0 | 0 | 0 | 0 | 0 | 0 | 0 | 86440.9213 | 0 | 0 | 156446.6938 | 0 | 156446.6938 | 0 | 0 | 560.0462 | 0 | 0 | 0 | 0 | 0 | 0 | 0 | 0 | 0 | 0 | 691.5274 | 0 | 0 | 1251.5736 | 0 | 1251.5736 | 0 | 0 | 70.0058 | 0 | 0 | 0 | 0 | 0 | 0 | 0 | 0 | 0 | 0 | 86.4409 | 0 | 0 | 156.4467 | 0 | 156.4467 | 0 | 0 | 0 | 0 | 0 | 0 | 0 | 0 | 0 | 2.8352 | 3.5008 | 0 | 0 | 6.3359 | 6.3359 | 6.3359 | 1
LA_3A_RS_2013_NG | 3A | RS | NG | 4402 | ASHRAE30pct-state-3A | RetailStandalone | STD2013 | LA-Shreveport-LA | Zone3A | Zone3A(LA-Shreveport-LA) | ASHRAE30pct-state-STD2013 | state | LA | 0.0779 | 0.8 | ASHRAE30pct-state-3A_RetailStandalone_STD2013_LA-Shreveport-LA.table.csv.gz | Stand-alone Retail | Shreveport Regional Arpt LA USA TMY3 WMO#=722480 | Natural Gas | 44917.0533 | 0 | 0 | 0 | 0 | 0 | 0 | 0 | 0 | 0 | 0 | 86431.4432 | 0 | 0 | 131348.4965 | 0 | 131348.4965 | 0 | 0 | 359.3364 | 0 | 0 | 0 | 0 | 0 | 0 | 0 | 0 | 0 | 0 | 691.4515 | 0 | 0 | 1050.788 | 0 | 1050.788 | 0 | 0 | 44.9171 | 0 | 0 | 0 | 0 | 0 | 0 | 0 | 0 | 0 | 0 | 86.4314 | 0 | 0 | 131.3485 | 0 | 131.3485 | 0 | 0 | 0 | 0 | 0 | 0 | 0 | 0 | 0 | 1.8191 | 3.5004 | 0 | 0 | 5.3195 | 5.3195 | 5.3195 | 2
MS_3A_RS_2010_EL | 3A | RS | EL | 3853 | ASHRAE30pct-state-3A | RetailStandalone | STD2010 | MS-Jackson-MS | Zone3A | Zone3A(MS-Jackson-MS) | ASHRAE30pct-state-STD2010 | state | MS | 0.0928 | 0.72 | ASHRAE30pct-state-3A_RetailStandalone_STD2010_MS-Jackson-MS.table.csv.gz | Stand-alone Retail | Jackson International Ap MS USA TMY3 WMO#=722350 | Electricity | 0 | 62177.7783 | 123538.8899 | 17016.6668 | 54063.8893 | 0 | 56697.2227 | 0 | 0 | 0 | 5186.1112 | 0 | 0 | 0 | 318683.3359 | 0 | 318680.5581 | 2.7778 | 2.7778 | 0 | 5770.0978 | 11464.409 | 1579.1467 | 5017.1289 | 0 | 5261.5023 | 0 | 0 | 0 | 481.2711 | 0 | 0 | 0 | 29573.8136 | 0 | 29573.5558 | 0.25778 | 0.25778 | 0 | 212.2108 | 421.6344 | 58.0774 | 184.5184 | 0 | 193.5059 | 0 | 0 | 0 | 17.7 | 0 | 0 | 0 | 1087.6563 | 0 | 1087.6469 | 0.0094805 | 0.0094805 | 17.0757 | 2.3521 | 7.4732 | 7.8368 | 0 | 0.71683 | 8.5943 | 0 | 0 | 0 | 0 | 44.0486 | 44.0489 | 44.0489 | 1
MS_3A_RS_2013_EL | 3A | RS | EL | 4453 | ASHRAE30pct-state-3A | RetailStandalone | STD2013 | MS-Jackson-MS | Zone3A | Zone3A(MS-Jackson-MS) | ASHRAE30pct-state-STD2013 | state | MS | 0.0928 | 0.72 | ASHRAE30pct-state-3A_RetailStandalone_STD2013_MS-Jackson-MS.table.csv.gz | Stand-alone Retail | Jackson International Ap MS USA TMY3 WMO#=722350 | Electricity | 0 | 55580.556 | 101413.8897 | 17016.6668 | 53972.2227 | 0 | 51513.8893 | 0 | 0 | 0 | 5686.1112 | 0 | 0 | 0 | 285180.5578 | 0 | 285183.3356 | -2.7778 | -2.7778 | 0 | 5157.8756 | 9411.209 | 1579.1467 | 5008.6223 | 0 | 4780.4889 | 0 | 0 | 0 | 527.6711 | 0 | 0 | 0 | 26464.7558 | 0 | 26465.0135 | -0.25778 | -0.25778 | 0 | 189.6947 | 346.1225 | 58.0774 | 184.2055 | 0 | 175.8153 | 0 | 0 | 0 | 19.4065 | 0 | 0 | 0 | 973.3124 | 0 | 973.3219 | -0.0094805 | -0.0094805 | 14.0176 | 2.3521 | 7.4597 | 7.1203 | 0 | 0.78594 | 7.6824 | 0 | 0 | 0 | 0 | 39.4185 | 39.4181 | 39.4181 | 2
MS_3A_RS_2010_NG | 3A | RS | NG | 3862 | ASHRAE30pct-state-3A | RetailStandalone | STD2010 | MS-Jackson-MS | Zone3A | Zone3A(MS-Jackson-MS) | ASHRAE30pct-state-STD2010 | state | MS | 0.0928 | 0.72 | ASHRAE30pct-state-3A_RetailStandalone_STD2010_MS-Jackson-MS.table.csv.gz | Stand-alone Retail | Jackson International Ap MS USA TMY3 WMO#=722350 | Natural Gas | 69474.9949 | 0 | 0 | 0 | 0 | 0 | 0 | 0 | 0 | 0 | 0 | 86440.9213 | 0 | 0 | 155925.3944 | 0 | 155915.9162 | 0 | 0 | 500.22 | 0 | 0 | 0 | 0 | 0 | 0 | 0 | 0 | 0 | 0 | 622.3746 | 0 | 0 | 1122.6628 | 0 | 1122.5946 | 0 | 0 | 69.475 | 0 | 0 | 0 | 0 | 0 | 0 | 0 | 0 | 0 | 0 | 86.4409 | 0 | 0 | 155.9254 | 0 | 155.9159 | 0 | 0 | 0 | 0 | 0 | 0 | 0 | 0 | 0 | 2.8137 | 3.5008 | 0 | 0 | 6.3144 | 6.3148 | 6.3144 | 1
MS_3A_RS_2013_NG | 3A | RS | NG | 4462 | ASHRAE30pct-state-3A | RetailStandalone | STD2013 | MS-Jackson-MS | Zone3A | Zone3A(MS-Jackson-MS) | ASHRAE30pct-state-STD2013 | state | MS | 0.0928 | 0.72 | ASHRAE30pct-state-3A_RetailStandalone_STD2013_MS-Jackson-MS.table.csv.gz | Stand-alone Retail | Jackson International Ap MS USA TMY3 WMO#=722350 | Natural Gas | 42035.6893 | 0 | 0 | 0 | 0 | 0 | 0 | 0 | 0 | 0 | 0 | 86440.9213 | 0 | 0 | 128476.6106 | 0 | 128476.6106 | 0 | 0 | 302.657 | 0 | 0 | 0 | 0 | 0 | 0 | 0 | 0 | 0 | 0 | 622.3746 | 0 | 0 | 925.0316 | 0 | 925.0316 | 0 | 0 | 42.0357 | 0 | 0 | 0 | 0 | 0 | 0 | 0 | 0 | 0 | 0 | 86.4409 | 0 | 0 | 128.4766 | 0 | 128.4766 | 0 | 0 | 0 | 0 | 0 | 0 | 0 | 0 | 0 | 1.7024 | 3.5008 | 0 | 0 | 5.2032 | 5.2032 | 5.2032 | 2
NC_3A_RS_2010_EL | 3A | RS | EL | 3913 | ASHRAE30pct-state-3A | RetailStandalone | STD2010 | NC-Charlotte-NC | Zone3A | Zone3A(NC-Charlotte-NC) | ASHRAE30pct-state-STD2010 | state | NC | 0.0861 | 0.84 | ASHRAE30pct-state-3A_RetailStandalone_STD2010_NC-Charlotte-NC.table.csv.gz | Stand-alone Retail | Charlotte Douglas Intl Arpt NC USA TMY3 WMO#=723140 | Electricity | 0 | 49377.7782 | 123455.5565 | 17019.4446 | 54063.8893 | 0 | 60569.4449 | 0 | 0 | 0 | 5441.6667 | 0 | 0 | 0 | 309927.7803 | 0 | 309927.7803 | 0 | 0 | 0 | 4251.4267 | 10629.5234 | 1465.3742 | 4654.9009 | 0 | 5215.0292 | 0 | 0 | 0 | 468.5275 | 0 | 0 | 0 | 26684.7819 | 0 | 26684.7819 | 0 | 0 | 0 | 168.5248 | 421.35 | 58.0868 | 184.5184 | 0 | 206.7216 | 0 | 0 | 0 | 18.5722 | 0 | 0 | 0 | 1057.7739 | 0 | 1057.7739 | 0 | 0 | 17.0642 | 2.3525 | 7.4728 | 8.372 | 0 | 0.75216 | 6.8251 | 0 | 0 | 0 | 0 | 42.8387 | 42.8387 | 42.8387 | 1
NC_3A_RS_2013_EL | 3A | RS | EL | 4513 | ASHRAE30pct-state-3A | RetailStandalone | STD2013 | NC-Charlotte-NC | Zone3A | Zone3A(NC-Charlotte-NC) | ASHRAE30pct-state-STD2013 | state | NC | 0.0861 | 0.84 | ASHRAE30pct-state-3A_RetailStandalone_STD2013_NC-Charlotte-NC.table.csv.gz | Stand-alone Retail | Charlotte Douglas Intl Arpt NC USA TMY3 WMO#=723140 | Electricity | 0 | 43830.5559 | 101672.223 | 17019.4446 | 53972.2227 | 0 | 48797.2226 | 0 | 0 | 0 | 5547.2223 | 0 | 0 | 0 | 270838.8911 | 0 | 270838.8911 | 0 | 0 | 0 | 3773.8109 | 8753.9784 | 1465.3742 | 4647.0084 | 0 | 4201.4409 | 0 | 0 | 0 | 477.6158 | 0 | 0 | 0 | 23319.2285 | 0 | 23319.2285 | 0 | 0 | 0 | 149.5923 | 347.0041 | 58.0868 | 184.2055 | 0 | 166.5434 | 0 | 0 | 0 | 18.9325 | 0 | 0 | 0 | 924.3647 | 0 | 924.3647 | 0 | 0 | 14.0533 | 2.3525 | 7.4601 | 6.7448 | 0 | 0.76675 | 6.0583 | 0 | 0 | 0 | 0 | 37.4358 | 37.4358 | 37.4358 | 2
NC_3A_RS_2010_NG | 3A | RS | NG | 3922 | ASHRAE30pct-state-3A | RetailStandalone | STD2010 | NC-Charlotte-NC | Zone3A | Zone3A(NC-Charlotte-NC) | ASHRAE30pct-state-STD2010 | state | NC | 0.0861 | 0.84 | ASHRAE30pct-state-3A_RetailStandalone_STD2010_NC-Charlotte-NC.table.csv.gz | Stand-alone Retail | Charlotte Douglas Intl Arpt NC USA TMY3 WMO#=723140 | Natural Gas | 91578.0901 | 0 | 0 | 0 | 0 | 0 | 0 | 0 | 0 | 0 | 0 | 86459.8777 | 0 | 0 | 178037.9678 | 0 | 178037.9678 | 0 | 0 | 769.256 | 0 | 0 | 0 | 0 | 0 | 0 | 0 | 0 | 0 | 0 | 726.263 | 0 | 0 | 1495.5189 | 0 | 1495.5189 | 0 | 0 | 91.5781 | 0 | 0 | 0 | 0 | 0 | 0 | 0 | 0 | 0 | 0 | 86.4599 | 0 | 0 | 178.038 | 0 | 178.038 | 0 | 0 | 0 | 0 | 0 | 0 | 0 | 0 | 0 | 3.7088 | 3.5015 | 0 | 0 | 7.2104 | 7.2104 | 7.2104 | 1
NC_3A_RS_2013_NG | 3A | RS | NG | 4522 | ASHRAE30pct-state-3A | RetailStandalone | STD2013 | NC-Charlotte-NC | Zone3A | Zone3A(NC-Charlotte-NC) | ASHRAE30pct-state-STD2013 | state | NC | 0.0861 | 0.84 | ASHRAE30pct-state-3A_RetailStandalone_STD2013_NC-Charlotte-NC.table.csv.gz | Stand-alone Retail | Charlotte Douglas Intl Arpt NC USA TMY3 WMO#=723140 | Natural Gas | 62499.0609 | 0 | 0 | 0 | 0 | 0 | 0 | 0 | 0 | 0 | 0 | 86469.3559 | 0 | 0 | 148958.9386 | 0 | 148968.4168 | 0 | 0 | 524.9921 | 0 | 0 | 0 | 0 | 0 | 0 | 0 | 0 | 0 | 0 | 726.3426 | 0 | 0 | 1251.2551 | 0 | 1251.3347 | 0 | 0 | 62.4991 | 0 | 0 | 0 | 0 | 0 | 0 | 0 | 0 | 0 | 0 | 86.4694 | 0 | 0 | 148.9589 | 0 | 148.9684 | 0 | 0 | 0 | 0 | 0 | 0 | 0 | 0 | 0 | 2.5311 | 3.5019 | 0 | 0 | 6.0331 | 6.0327 | 6.0331 | 2
OK_3A_RS_2010_EL | 3A | RS | EL | 3973 | ASHRAE30pct-state-3A | RetailStandalone | STD2010 | OK-Oklahoma-OK | Zone3A | Zone3A(OK-Oklahoma-OK) | ASHRAE30pct-state-STD2010 | state | OK | 0.0726 | 0.87 | ASHRAE30pct-state-3A_RetailStandalone_STD2010_OK-Oklahoma-OK.table.csv.gz | Stand-alone Retail | Oklahoma City Will Rogers Wor OK USA TMY3 WMO#=723530 | Electricity | 0 | 54202.7782 | 124238.8899 | 17013.889 | 54063.8893 | 0 | 65602.7783 | 0 | 0 | 0 | 5138.8889 | 0 | 0 | 0 | 320261.1137 | 0 | 320261.1137 | 0 | 0 | 0 | 3935.1217 | 9019.7434 | 1235.2083 | 3925.0384 | 0 | 4762.7617 | 0 | 0 | 0 | 373.0833 | 0 | 0 | 0 | 23250.9569 | 0 | 23250.9569 | 0 | 0 | 0 | 184.9924 | 424.0235 | 58.0679 | 184.5184 | 0 | 223.9002 | 0 | 0 | 0 | 17.5389 | 0 | 0 | 0 | 1093.0413 | 0 | 1093.0413 | 0 | 0 | 17.1725 | 2.3517 | 7.4728 | 9.0677 | 0 | 0.71031 | 7.492 | 0 | 0 | 0 | 0 | 44.267 | 44.267 | 44.267 | 1
OK_3A_RS_2013_EL | 3A | RS | EL | 4573 | ASHRAE30pct-state-3A | RetailStandalone | STD2013 | OK-Oklahoma-OK | Zone3A | Zone3A(OK-Oklahoma-OK) | ASHRAE30pct-state-STD2013 | state | OK | 0.0726 | 0.87 | ASHRAE30pct-state-3A_RetailStandalone_STD2013_OK-Oklahoma-OK.table.csv.gz | Stand-alone Retail | Oklahoma City Will Rogers Wor OK USA TMY3 WMO#=723530 | Electricity | 0 | 48338.8893 | 102477.7786 | 17013.889 | 53972.2227 | 0 | 51922.2226 | 0 | 0 | 0 | 5661.1112 | 0 | 0 | 0 | 279388.8911 | 0 | 279386.1133 | 2.7778 | 2.7778 | 0 | 3509.4034 | 7439.8867 | 1235.2083 | 3918.3834 | 0 | 3769.5534 | 0 | 0 | 0 | 410.9967 | 0 | 0 | 0 | 20283.6335 | 0 | 20283.4318 | 0.20167 | 0.20167 | 0 | 164.9791 | 349.7535 | 58.0679 | 184.2055 | 0 | 177.2089 | 0 | 0 | 0 | 19.3212 | 0 | 0 | 0 | 953.5456 | 0 | 953.5361 | 0.0094805 | 0.0094805 | 14.1646 | 2.3517 | 7.4605 | 7.1768 | 0 | 0.78249 | 6.6815 | 0 | 0 | 0 | 0 | 38.6172 | 38.6176 | 38.6176 | 2
OK_3A_RS_2010_NG | 3A | RS | NG | 3982 | ASHRAE30pct-state-3A | RetailStandalone | STD2010 | OK-Oklahoma-OK | Zone3A | Zone3A(OK-Oklahoma-OK) | ASHRAE30pct-state-STD2010 | state | OK | 0.0726 | 0.87 | ASHRAE30pct-state-3A_RetailStandalone_STD2010_OK-Oklahoma-OK.table.csv.gz | Stand-alone Retail | Oklahoma City Will Rogers Wor OK USA TMY3 WMO#=723530 | Natural Gas | 130068.9434 | 0 | 0 | 0 | 0 | 0 | 0 | 0 | 0 | 0 | 0 | 86488.3122 | 0 | 0 | 216557.2556 | 0 | 216557.2556 | 0 | 0 | 1131.5998 | 0 | 0 | 0 | 0 | 0 | 0 | 0 | 0 | 0 | 0 | 752.4483 | 0 | 0 | 1884.0481 | 0 | 1884.0481 | 0 | 0 | 130.0689 | 0 | 0 | 0 | 0 | 0 | 0 | 0 | 0 | 0 | 0 | 86.4883 | 0 | 0 | 216.5573 | 0 | 216.5573 | 0 | 0 | 0 | 0 | 0 | 0 | 0 | 0 | 0 | 5.2677 | 3.5027 | 0 | 0 | 8.7703 | 8.7703 | 8.7703 | 1
OK_3A_RS_2013_NG | 3A | RS | NG | 4582 | ASHRAE30pct-state-3A | RetailStandalone | STD2013 | OK-Oklahoma-OK | Zone3A | Zone3A(OK-Oklahoma-OK) | ASHRAE30pct-state-STD2013 | state | OK | 0.0726 | 0.87 | ASHRAE30pct-state-3A_RetailStandalone_STD2013_OK-Oklahoma-OK.table.csv.gz | Stand-alone Retail | Oklahoma City Will Rogers Wor OK USA TMY3 WMO#=723530 | Natural Gas | 96819.5188 | 0 | 0 | 0 | 0 | 0 | 0 | 0 | 0 | 0 | 0 | 86497.7904 | 0 | 0 | 183317.3092 | 0 | 183317.3092 | 0 | 0 | 842.3298 | 0 | 0 | 0 | 0 | 0 | 0 | 0 | 0 | 0 | 0 | 752.5308 | 0 | 0 | 1594.8606 | 0 | 1594.8606 | 0 | 0 | 96.8195 | 0 | 0 | 0 | 0 | 0 | 0 | 0 | 0 | 0 | 0 | 86.4978 | 0 | 0 | 183.3173 | 0 | 183.3173 | 0 | 0 | 0 | 0 | 0 | 0 | 0 | 0 | 0 | 3.9211 | 3.5031 | 0 | 0 | 7.4242 | 7.4242 | 7.4242 | 2
SC_3A_RS_2010_EL | 3A | RS | EL | 4033 | ASHRAE30pct-state-3A | RetailStandalone | STD2010 | SC-Columbia-SC | Zone3A | Zone3A(SC-Columbia-SC) | ASHRAE30pct-state-STD2010 | state | SC | 0.0957 | 0.85 | ASHRAE30pct-state-3A_RetailStandalone_STD2010_SC-Columbia-SC.table.csv.gz | Stand-alone Retail | Columbia Metro Arpt SC USA TMY3 WMO#=723100 | Electricity | 0 | 58294.4449 | 123783.3343 | 17011.1112 | 54063.8893 | 0 | 60794.4449 | 0 | 0 | 0 | 5613.8889 | 0 | 0 | 0 | 319561.1137 | 0 | 319561.1137 | 0 | 0 | 0 | 5578.7784 | 11846.0651 | 1627.9633 | 5173.9142 | 0 | 5818.0284 | 0 | 0 | 0 | 537.2492 | 0 | 0 | 0 | 30581.9986 | 0 | 30581.9986 | 0 | 0 | 0 | 198.9571 | 422.4687 | 58.0584 | 184.5184 | 0 | 207.4896 | 0 | 0 | 0 | 19.16 | 0 | 0 | 0 | 1090.6522 | 0 | 1090.6522 | 0 | 0 | 17.1095 | 2.3513 | 7.4728 | 8.4031 | 0 | 0.77596 | 8.0576 | 0 | 0 | 0 | 0 | 44.1703 | 44.1703 | 44.1703 | 1
SC_3A_RS_2013_EL | 3A | RS | EL | 4633 | ASHRAE30pct-state-3A | RetailStandalone | STD2013 | SC-Columbia-SC | Zone3A | Zone3A(SC-Columbia-SC) | ASHRAE30pct-state-STD2013 | state | SC | 0.0957 | 0.85 | ASHRAE30pct-state-3A_RetailStandalone_STD2013_SC-Columbia-SC.table.csv.gz | Stand-alone Retail | Columbia Metro Arpt SC USA TMY3 WMO#=723100 | Electricity | 0 | 51761.1115 | 101680.5564 | 17011.1112 | 53972.2227 | 0 | 49227.7782 | 0 | 0 | 0 | 5675 | 0 | 0 | 0 | 279325.0022 | 0 | 279327.78 | -2.7778 | -2.7778 | 0 | 4953.5384 | 9730.8292 | 1627.9633 | 5165.1417 | 0 | 4711.0984 | 0 | 0 | 0 | 543.0975 | 0 | 0 | 0 | 26731.4027 | 0 | 26731.6685 | -0.26583 | -0.26583 | 0 | 176.6591 | 347.0326 | 58.0584 | 184.2055 | 0 | 168.0129 | 0 | 0 | 0 | 19.3686 | 0 | 0 | 0 | 953.3276 | 0 | 953.3371 | -0.0094805 | -0.0094805 | 14.0545 | 2.3513 | 7.4597 | 6.8043 | 0 | 0.78441 | 7.1545 | 0 | 0 | 0 | 0 | 38.6091 | 38.6088 | 38.6088 | 2
SC_3A_RS_2010_NG | 3A | RS | NG | 4042 | ASHRAE30pct-state-3A | RetailStandalone | STD2010 | SC-Columbia-SC | Zone3A | Zone3A(SC-Columbia-SC) | ASHRAE30pct-state-STD2010 | state | SC | 0.0957 | 0.85 | ASHRAE30pct-state-3A_RetailStandalone_STD2010_SC-Columbia-SC.table.csv.gz | Stand-alone Retail | Columbia Metro Arpt SC USA TMY3 WMO#=723100 | Natural Gas | 70678.7226 | 0 | 0 | 0 | 0 | 0 | 0 | 0 | 0 | 0 | 0 | 86440.9213 | 0 | 0 | 157119.644 | 0 | 157119.644 | 0 | 0 | 600.7691 | 0 | 0 | 0 | 0 | 0 | 0 | 0 | 0 | 0 | 0 | 734.7478 | 0 | 0 | 1335.517 | 0 | 1335.517 | 0 | 0 | 70.6787 | 0 | 0 | 0 | 0 | 0 | 0 | 0 | 0 | 0 | 0 | 86.4409 | 0 | 0 | 157.1196 | 0 | 157.1196 | 0 | 0 | 0 | 0 | 0 | 0 | 0 | 0 | 0 | 2.8624 | 3.5008 | 0 | 0 | 6.3632 | 6.3632 | 6.3632 | 1
SC_3A_RS_2013_NG | 3A | RS | NG | 4642 | ASHRAE30pct-state-3A | RetailStandalone | STD2013 | SC-Columbia-SC | Zone3A | Zone3A(SC-Columbia-SC) | ASHRAE30pct-state-STD2013 | state | SC | 0.0957 | 0.85 | ASHRAE30pct-state-3A_RetailStandalone_STD2013_SC-Columbia-SC.table.csv.gz | Stand-alone Retail | Columbia Metro Arpt SC USA TMY3 WMO#=723100 | Natural Gas | 49011.6233 | 0 | 0 | 0 | 0 | 0 | 0 | 0 | 0 | 0 | 0 | 86440.9213 | 0 | 0 | 135462.0228 | 0 | 135452.5446 | 0 | 0 | 416.5988 | 0 | 0 | 0 | 0 | 0 | 0 | 0 | 0 | 0 | 0 | 734.7478 | 0 | 0 | 1151.4272 | 0 | 1151.3466 | 0 | 0 | 49.0116 | 0 | 0 | 0 | 0 | 0 | 0 | 0 | 0 | 0 | 0 | 86.4409 | 0 | 0 | 135.462 | 0 | 135.4525 | 0 | 0 | 0 | 0 | 0 | 0 | 0 | 0 | 0 | 1.9849 | 3.5008 | 0 | 0 | 5.4857 | 5.4861 | 5.4857 | 2
TN_3A_RS_2010_EL | 3A | RS | EL | 4093 | ASHRAE30pct-state-3A | RetailStandalone | STD2010 | TN-Memphis-TN | Zone3A | Zone3A(TN-Memphis-TN) | ASHRAE30pct-state-STD2010 | state | TN | 0.1029 | 0.81 | ASHRAE30pct-state-3A_RetailStandalone_STD2010_TN-Memphis-TN.table.csv.gz | Stand-alone Retail | Memphis International Ap TN USA TMY3 WMO#=723340 | Electricity | 0 | 57877.7782 | 123836.1121 | 17036.1112 | 54063.8893 | 0 | 58461.1116 | 0 | 0 | 0 | 5483.3334 | 0 | 0 | 0 | 316761.1136 | 0 | 316758.3359 | 2.7778 | 2.7778 | 0 | 5955.6234 | 12742.7359 | 1753.0158 | 5563.1742 | 0 | 6015.6484 | 0 | 0 | 0 | 564.235 | 0 | 0 | 0 | 32594.7186 | 0 | 32594.4328 | 0.28583 | 0.28583 | 0 | 197.5351 | 422.6488 | 58.1437 | 184.5184 | 0 | 199.526 | 0 | 0 | 0 | 18.7144 | 0 | 0 | 0 | 1081.0959 | 0 | 1081.0864 | 0.0094805 | 0.0094805 | 17.1168 | 2.3548 | 7.4732 | 8.0806 | 0 | 0.75792 | 8 | 0 | 0 | 0 | 0 | 43.7829 | 43.7832 | 43.7832 | 1
TN_3A_RS_2013_EL | 3A | RS | EL | 4693 | ASHRAE30pct-state-3A | RetailStandalone | STD2013 | TN-Memphis-TN | Zone3A | Zone3A(TN-Memphis-TN) | ASHRAE30pct-state-STD2013 | state | TN | 0.1029 | 0.81 | ASHRAE30pct-state-3A_RetailStandalone_STD2013_TN-Memphis-TN.table.csv.gz | Stand-alone Retail | Memphis International Ap TN USA TMY3 WMO#=723340 | Electricity | 0 | 51188.8893 | 101883.3341 | 17036.1112 | 53972.2227 | 0 | 49886.1115 | 0 | 0 | 0 | 5538.8889 | 0 | 0 | 0 | 279502.78 | 0 | 279505.5578 | -2.7778 | -2.7778 | 0 | 5267.3367 | 10483.7951 | 1753.0158 | 5553.7417 | 0 | 5133.2809 | 0 | 0 | 0 | 569.9517 | 0 | 0 | 0 | 28760.8361 | 0 | 28761.1219 | -0.28583 | -0.28583 | 0 | 174.7061 | 347.7247 | 58.1437 | 184.2055 | 0 | 170.2598 | 0 | 0 | 0 | 18.9041 | 0 | 0 | 0 | 953.9343 | 0 | 953.9438 | -0.0094805 | -0.0094805 | 14.0825 | 2.3548 | 7.4597 | 6.8953 | 0 | 0.76559 | 7.0754 | 0 | 0 | 0 | 0 | 38.6337 | 38.6333 | 38.6333 | 2
TN_3A_RS_2010_NG | 3A | RS | NG | 4102 | ASHRAE30pct-state-3A | RetailStandalone | STD2010 | TN-Memphis-TN | Zone3A | Zone3A(TN-Memphis-TN) | ASHRAE30pct-state-STD2010 | state | TN | 0.1029 | 0.81 | ASHRAE30pct-state-3A_RetailStandalone_STD2010_TN-Memphis-TN.table.csv.gz | Stand-alone Retail | Memphis International Ap TN USA TMY3 WMO#=723340 | Natural Gas | 104999.1806 | 0 | 0 | 0 | 0 | 0 | 0 | 0 | 0 | 0 | 0 | 86469.3559 | 0 | 0 | 191478.0146 | 0 | 191468.5364 | 0 | 0 | 850.4934 | 0 | 0 | 0 | 0 | 0 | 0 | 0 | 0 | 0 | 0 | 700.4018 | 0 | 0 | 1550.9719 | 0 | 1550.8951 | 0 | 0 | 104.9992 | 0 | 0 | 0 | 0 | 0 | 0 | 0 | 0 | 0 | 0 | 86.4694 | 0 | 0 | 191.478 | 0 | 191.4685 | 0 | 0 | 0 | 0 | 0 | 0 | 0 | 0 | 0 | 4.2524 | 3.5019 | 0 | 0 | 7.7543 | 7.7547 | 7.7543 | 1
TN_3A_RS_2013_NG | 3A | RS | NG | 4702 | ASHRAE30pct-state-3A | RetailStandalone | STD2013 | TN-Memphis-TN | Zone3A | Zone3A(TN-Memphis-TN) | ASHRAE30pct-state-STD2013 | state | TN | 0.1029 | 0.81 | ASHRAE30pct-state-3A_RetailStandalone_STD2013_TN-Memphis-TN.table.csv.gz | Stand-alone Retail | Memphis International Ap TN USA TMY3 WMO#=723340 | Natural Gas | 70858.8079 | 0 | 0 | 0 | 0 | 0 | 0 | 0 | 0 | 0 | 0 | 86469.3559 | 0 | 0 | 157328.1637 | 0 | 157328.1637 | 0 | 0 | 573.9563 | 0 | 0 | 0 | 0 | 0 | 0 | 0 | 0 | 0 | 0 | 700.4018 | 0 | 0 | 1274.3581 | 0 | 1274.3581 | 0 | 0 | 70.8588 | 0 | 0 | 0 | 0 | 0 | 0 | 0 | 0 | 0 | 0 | 86.4694 | 0 | 0 | 157.3282 | 0 | 157.3282 | 0 | 0 | 0 | 0 | 0 | 0 | 0 | 0 | 0 | 2.8697 | 3.5019 | 0 | 0 | 6.3716 | 6.3716 | 6.3716 | 2
TX_3A_RS_2010_EL | 3A | RS | EL | 4153 | ASHRAE30pct-state-3A | RetailStandalone | STD2010 | TX-FortWorthAlliance-TX | Zone3A | Zone3A(TX-FortWorthAlliance-TX) | ASHRAE30pct-state-STD2010 | state | TX | 0.0817 | 0.67 | ASHRAE30pct-state-3A_RetailStandalone_STD2010_TX-FortWorthAlliance-TX.table.csv.gz | Stand-alone Retail | Fort Worth Alliance TX USA TMY3 WMO#=722594 | Electricity | 0 | 63216.6672 | 124886.1121 | 17019.4446 | 54063.8893 | 0 | 64925.0005 | 0 | 0 | 0 | 5769.4445 | 0 | 0 | 0 | 329880.5582 | 0 | 329880.5582 | 0 | 0 | 0 | 5164.8017 | 10203.1954 | 1390.4886 | 4417.0198 | 0 | 5304.3725 | 0 | 0 | 0 | 471.3636 | 0 | 0 | 0 | 26951.2416 | 0 | 26951.2416 | 0 | 0 | 0 | 215.7565 | 426.2324 | 58.0868 | 184.5184 | 0 | 221.587 | 0 | 0 | 0 | 19.6909 | 0 | 0 | 0 | 1125.8721 | 0 | 1125.8721 | 0 | 0 | 17.262 | 2.3525 | 7.4728 | 8.974 | 0 | 0.79746 | 8.7379 | 0 | 0 | 0 | 0 | 45.5966 | 45.5966 | 45.5966 | 1
TX_3A_RS_2013_EL | 3A | RS | EL | 4753 | ASHRAE30pct-state-3A | RetailStandalone | STD2013 | TX-FortWorthAlliance-TX | Zone3A | Zone3A(TX-FortWorthAlliance-TX) | ASHRAE30pct-state-STD2013 | state | TX | 0.0817 | 0.67 | ASHRAE30pct-state-3A_RetailStandalone_STD2013_TX-FortWorthAlliance-TX.table.csv.gz | Stand-alone Retail | Fort Worth Alliance TX USA TMY3 WMO#=722594 | Electricity | 0 | 55991.6671 | 103105.5564 | 17019.4446 | 53972.2227 | 0 | 52655.556 | 0 | 0 | 0 | 5825 | 0 | 0 | 0 | 288569.4468 | 0 | 288569.4468 | 0 | 0 | 0 | 4574.5192 | 8423.724 | 1390.4886 | 4409.5306 | 0 | 4301.9589 | 0 | 0 | 0 | 475.9025 | 0 | 0 | 0 | 23576.1238 | 0 | 23576.1238 | 0 | 0 | 0 | 191.0978 | 351.8961 | 58.0868 | 184.2055 | 0 | 179.7118 | 0 | 0 | 0 | 19.8805 | 0 | 0 | 0 | 984.8786 | 0 | 984.8786 | 0 | 0 | 14.2514 | 2.3525 | 7.4601 | 7.2781 | 0 | 0.80514 | 7.7393 | 0 | 0 | 0 | 0 | 39.8865 | 39.8865 | 39.8865 | 2
TX_3A_RS_2010_NG | 3A | RS | NG | 4162 | ASHRAE30pct-state-3A | RetailStandalone | STD2010 | TX-FortWorthAlliance-TX | Zone3A | Zone3A(TX-FortWorthAlliance-TX) | ASHRAE30pct-state-STD2010 | state | TX | 0.0817 | 0.67 | ASHRAE30pct-state-3A_RetailStandalone_STD2010_TX-FortWorthAlliance-TX.table.csv.gz | Stand-alone Retail | Fort Worth Alliance TX USA TMY3 WMO#=722594 | Natural Gas | 80716.1059 | 0 | 0 | 0 | 0 | 0 | 0 | 0 | 0 | 0 | 0 | 86440.9213 | 0 | 0 | 167166.5055 | 0 | 167157.0273 | 0 | 0 | 540.7979 | 0 | 0 | 0 | 0 | 0 | 0 | 0 | 0 | 0 | 0 | 579.1542 | 0 | 0 | 1120.0156 | 0 | 1119.9521 | 0 | 0 | 80.7161 | 0 | 0 | 0 | 0 | 0 | 0 | 0 | 0 | 0 | 0 | 86.4409 | 0 | 0 | 167.1665 | 0 | 167.157 | 0 | 0 | 0 | 0 | 0 | 0 | 0 | 0 | 0 | 3.2689 | 3.5008 | 0 | 0 | 6.7697 | 6.7701 | 6.7697 | 1
TX_3A_RS_2013_NG | 3A | RS | NG | 4762 | ASHRAE30pct-state-3A | RetailStandalone | STD2013 | TX-FortWorthAlliance-TX | Zone3A | Zone3A(TX-FortWorthAlliance-TX) | ASHRAE30pct-state-STD2013 | state | TX | 0.0817 | 0.67 | ASHRAE30pct-state-3A_RetailStandalone_STD2013_TX-FortWorthAlliance-TX.table.csv.gz | Stand-alone Retail | Fort Worth Alliance TX USA TMY3 WMO#=722594 | Natural Gas | 55523.1269 | 0 | 0 | 0 | 0 | 0 | 0 | 0 | 0 | 0 | 0 | 86450.3995 | 0 | 0 | 141973.5264 | 0 | 141973.5264 | 0 | 0 | 372.005 | 0 | 0 | 0 | 0 | 0 | 0 | 0 | 0 | 0 | 0 | 579.2177 | 0 | 0 | 951.2226 | 0 | 951.2226 | 0 | 0 | 55.5231 | 0 | 0 | 0 | 0 | 0 | 0 | 0 | 0 | 0 | 0 | 86.4504 | 0 | 0 | 141.9735 | 0 | 141.9735 | 0 | 0 | 0 | 0 | 0 | 0 | 0 | 0 | 0 | 2.2486 | 3.5012 | 0 | 0 | 5.7498 | 5.7498 | 5.7498 | 2
AZ_3B_RS_2010_EL | 3B | RS | EL | 5173 | ASHRAE30pct-state-3B | RetailStandalone | STD2010 | AZ-Kingman-AZ | Zone3B | Zone3B(AZ-Kingman-AZ) | ASHRAE30pct-state-STD2010 | state | AZ | 0.0954 | 0.95 | ASHRAE30pct-state-3B_RetailStandalone_STD2010_AZ-Kingman-AZ.table.csv.gz | Stand-alone Retail | Kingman Amos AZ USA TMY3 WMO#=723700 | Electricity | 0 | 58402.7782 | 127238.8899 | 17013.889 | 54063.8893 | 0 | 65547.2227 | 0 | 0 | 0 | 0 | 0 | 0 | 0 | 322266.6692 | 0 | 322266.6692 | 0 | 0 | 0 | 5571.625 | 12138.5901 | 1623.125 | 5157.695 | 0 | 6253.2051 | 0 | 0 | 0 | 0 | 0 | 0 | 0 | 30744.2402 | 0 | 30744.2402 | 0 | 0 | 0 | 199.3269 | 434.2624 | 58.0679 | 184.5184 | 0 | 223.7106 | 0 | 0 | 0 | 0 | 0 | 0 | 0 | 1099.8862 | 0 | 1099.8862 | 0 | 0 | 17.5872 | 2.3517 | 7.4728 | 9.06 | 0 | 0 | 8.0725 | 0 | 0 | 0 | 0 | 44.5442 | 44.5442 | 44.5442 | 1
AZ_3B_RS_2013_EL | 3B | RS | EL | 5533 | ASHRAE30pct-state-3B | RetailStandalone | STD2013 | AZ-Kingman-AZ | Zone3B | Zone3B(AZ-Kingman-AZ) | ASHRAE30pct-state-STD2013 | state | AZ | 0.0954 | 0.95 | ASHRAE30pct-state-3B_RetailStandalone_STD2013_AZ-Kingman-AZ.table.csv.gz | Stand-alone Retail | Kingman Amos AZ USA TMY3 WMO#=723700 | Electricity | 0 | 53722.2227 | 105916.6675 | 17013.889 | 53972.2227 | 0 | 61075.0005 | 0 | 0 | 0 | 0 | 0 | 0 | 0 | 291702.7801 | 0 | 291700.0023 | 2.7778 | 2.7778 | 0 | 5125.1 | 10104.4501 | 1623.125 | 5148.95 | 0 | 5826.555 | 0 | 0 | 0 | 0 | 0 | 0 | 0 | 27828.4452 | 0 | 27828.1802 | 0.265 | 0.265 | 0 | 183.3523 | 361.4903 | 58.0679 | 184.2055 | 0 | 208.4471 | 0 | 0 | 0 | 0 | 0 | 0 | 0 | 995.5725 | 0 | 995.5631 | 0.0094805 | 0.0094805 | 14.64 | 2.3517 | 7.4605 | 8.4419 | 0 | 0 | 7.4256 | 0 | 0 | 0 | 0 | 40.3193 | 40.3196 | 40.3196 | 2
AZ_3B_RS_2010_NG | 3B | RS | NG | 5182 | ASHRAE30pct-state-3B | RetailStandalone | STD2010 | AZ-Kingman-AZ | Zone3B | Zone3B(AZ-Kingman-AZ) | ASHRAE30pct-state-STD2010 | state | AZ | 0.0954 | 0.95 | ASHRAE30pct-state-3B_RetailStandalone_STD2010_AZ-Kingman-AZ.table.csv.gz | Stand-alone Retail | Kingman Amos AZ USA TMY3 WMO#=723700 | Natural Gas | 123993.4356 | 0 | 0 | 0 | 0 | 0 | 0 | 0 | 0 | 0 | 0 | 85711.1022 | 0 | 0 | 209714.016 | 0 | 209704.5378 | 0 | 0 | 1177.9376 | 0 | 0 | 0 | 0 | 0 | 0 | 0 | 0 | 0 | 0 | 814.2555 | 0 | 0 | 1992.2832 | 0 | 1992.1931 | 0 | 0 | 123.9934 | 0 | 0 | 0 | 0 | 0 | 0 | 0 | 0 | 0 | 0 | 85.7111 | 0 | 0 | 209.714 | 0 | 209.7045 | 0 | 0 | 0 | 0 | 0 | 0 | 0 | 0 | 0 | 5.0216 | 3.4712 | 0 | 0 | 8.4928 | 8.4932 | 8.4928 | 1
AZ_3B_RS_2013_NG | 3B | RS | NG | 5542 | ASHRAE30pct-state-3B | RetailStandalone | STD2013 | AZ-Kingman-AZ | Zone3B | Zone3B(AZ-Kingman-AZ) | ASHRAE30pct-state-STD2013 | state | AZ | 0.0954 | 0.95 | ASHRAE30pct-state-3B_RetailStandalone_STD2013_AZ-Kingman-AZ.table.csv.gz | Stand-alone Retail | Kingman Amos AZ USA TMY3 WMO#=723700 | Natural Gas | 107103.3346 | 0 | 0 | 0 | 0 | 0 | 0 | 0 | 0 | 0 | 0 | 85720.5803 | 0 | 0 | 192823.9149 | 0 | 192823.9149 | 0 | 0 | 1017.4817 | 0 | 0 | 0 | 0 | 0 | 0 | 0 | 0 | 0 | 0 | 814.3455 | 0 | 0 | 1831.8272 | 0 | 1831.8272 | 0 | 0 | 107.1033 | 0 | 0 | 0 | 0 | 0 | 0 | 0 | 0 | 0 | 0 | 85.7206 | 0 | 0 | 192.8239 | 0 | 192.8239 | 0 | 0 | 0 | 0 | 0 | 0 | 0 | 0 | 0 | 4.3376 | 3.4716 | 0 | 0 | 7.8092 | 7.8092 | 7.8092 | 2
CA_3B_RS_2010_EL | 3B | RS | EL | 5233 | ASHRAE30pct-state-3B | RetailStandalone | STD2010 | CA-LosAngeles-CA | Zone3B | Zone3B(CA-LosAngeles-CA) | ASHRAE30pct-state-STD2010 | state | CA | 0.136 | 0.7 | ASHRAE30pct-state-3B_RetailStandalone_STD2010_CA-LosAngeles-CA.table.csv.gz | Stand-alone Retail | Los Angeles Intl Arpt CA USA TMY3 WMO#=722950 | Electricity | 0 | 22208.3335 | 123636.1121 | 17038.889 | 54063.8893 | 0 | 48572.2226 | 0 | 0 | 0 | 0 | 0 | 0 | 0 | 265516.6688 | 0 | 265519.4466 | -2.7778 | -2.7778 | 0 | 3020.3334 | 16814.5112 | 2317.2889 | 7352.6889 | 0 | 6605.8223 | 0 | 0 | 0 | 0 | 0 | 0 | 0 | 36110.267 | 0 | 36110.6447 | -0.37778 | -0.37778 | 0 | 75.7964 | 421.9662 | 58.1532 | 184.5184 | 0 | 165.7755 | 0 | 0 | 0 | 0 | 0 | 0 | 0 | 906.2002 | 0 | 906.2096 | -0.0094805 | -0.0094805 | 17.0892 | 2.3551 | 7.4724 | 6.7137 | 0 | 0 | 3.0697 | 0 | 0 | 0 | 0 | 36.7005 | 36.7002 | 36.7002 | 1
CA_3B_RS_2013_EL | 3B | RS | EL | 5593 | ASHRAE30pct-state-3B | RetailStandalone | STD2013 | CA-LosAngeles-CA | Zone3B | Zone3B(CA-LosAngeles-CA) | ASHRAE30pct-state-STD2013 | state | CA | 0.136 | 0.7 | ASHRAE30pct-state-3B_RetailStandalone_STD2013_CA-LosAngeles-CA.table.csv.gz | Stand-alone Retail | Los Angeles Intl Arpt CA USA TMY3 WMO#=722950 | Electricity | 0 | 18944.4446 | 101602.7786 | 17038.889 | 53972.2227 | 0 | 52483.3338 | 0 | 0 | 0 | 0 | 0 | 0 | 0 | 244038.8908 | 0 | 244041.6686 | -2.7778 | -2.7778 | 0 | 2576.4445 | 13817.9779 | 2317.2889 | 7340.2223 | 0 | 7137.7334 | 0 | 0 | 0 | 0 | 0 | 0 | 0 | 33189.2892 | 0 | 33189.6669 | -0.37778 | -0.37778 | 0 | 64.6568 | 346.7671 | 58.1532 | 184.2055 | 0 | 179.124 | 0 | 0 | 0 | 0 | 0 | 0 | 0 | 832.8972 | 0 | 832.9066 | -0.0094805 | -0.0094805 | 14.0437 | 2.3551 | 7.4597 | 7.2543 | 0 | 0 | 2.6185 | 0 | 0 | 0 | 0 | 33.7318 | 33.7315 | 33.7315 | 2
CA_3B_RS_2010_NG | 3B | RS | NG | 5242 | ASHRAE30pct-state-3B | RetailStandalone | STD2010 | CA-LosAngeles-CA | Zone3B | Zone3B(CA-LosAngeles-CA) | ASHRAE30pct-state-STD2010 | state | CA | 0.136 | 0.7 | ASHRAE30pct-state-3B_RetailStandalone_STD2010_CA-LosAngeles-CA.table.csv.gz | Stand-alone Retail | Los Angeles Intl Arpt CA USA TMY3 WMO#=722950 | Natural Gas | 34235.1544 | 0 | 0 | 0 | 0 | 0 | 0 | 0 | 0 | 0 | 0 | 85673.1895 | 0 | 0 | 119908.3439 | 0 | 119908.3439 | 0 | 0 | 239.6461 | 0 | 0 | 0 | 0 | 0 | 0 | 0 | 0 | 0 | 0 | 599.7123 | 0 | 0 | 839.3584 | 0 | 839.3584 | 0 | 0 | 34.2352 | 0 | 0 | 0 | 0 | 0 | 0 | 0 | 0 | 0 | 0 | 85.6732 | 0 | 0 | 119.9083 | 0 | 119.9083 | 0 | 0 | 0 | 0 | 0 | 0 | 0 | 0 | 0 | 1.3865 | 3.4697 | 0 | 0 | 4.8562 | 4.8562 | 4.8562 | 1
CA_3B_RS_2013_NG | 3B | RS | NG | 5602 | ASHRAE30pct-state-3B | RetailStandalone | STD2013 | CA-LosAngeles-CA | Zone3B | Zone3B(CA-LosAngeles-CA) | ASHRAE30pct-state-STD2013 | state | CA | 0.136 | 0.7 | ASHRAE30pct-state-3B_RetailStandalone_STD2013_CA-LosAngeles-CA.table.csv.gz | Stand-alone Retail | Los Angeles Intl Arpt CA USA TMY3 WMO#=722950 | Natural Gas | 21363.7979 | 0 | 0 | 0 | 0 | 0 | 0 | 0 | 0 | 0 | 0 | 85682.6676 | 0 | 0 | 107036.9874 | 0 | 107046.4655 | 0 | 0 | 149.5466 | 0 | 0 | 0 | 0 | 0 | 0 | 0 | 0 | 0 | 0 | 599.7787 | 0 | 0 | 749.2589 | 0 | 749.3253 | 0 | 0 | 21.3638 | 0 | 0 | 0 | 0 | 0 | 0 | 0 | 0 | 0 | 0 | 85.6827 | 0 | 0 | 107.037 | 0 | 107.0465 | 0 | 0 | 0 | 0 | 0 | 0 | 0 | 0 | 0 | 0.86521 | 3.4701 | 0 | 0 | 4.3353 | 4.3349 | 4.3353 | 2
NM_3B_RS_2010_EL | 3B | RS | EL | 5293 | ASHRAE30pct-state-3B | RetailStandalone | STD2010 | NM-Lubbock-TX | Zone3B | Zone3B(NM-Lubbock-TX) | ASHRAE30pct-state-STD2010 | state | NM | 0.093 | 0.62 | ASHRAE30pct-state-3B_RetailStandalone_STD2010_NM-Lubbock-TX.table.csv.gz | Stand-alone Retail | Lubbock International Ap TX USA TMY3 WMO#=722670 | Electricity | 0 | 47975.0004 | 126047.2232 | 17027.7779 | 54063.8893 | 0 | 64008.3338 | 0 | 0 | 0 | 0 | 0 | 0 | 0 | 309122.2247 | 0 | 309122.2247 | 0 | 0 | 0 | 4461.675 | 11722.3918 | 1583.5833 | 5027.9417 | 0 | 5952.775 | 0 | 0 | 0 | 0 | 0 | 0 | 0 | 28748.3669 | 0 | 28748.3669 | 0 | 0 | 0 | 163.7372 | 430.1953 | 58.1153 | 184.5184 | 0 | 218.4585 | 0 | 0 | 0 | 0 | 0 | 0 | 0 | 1055.0246 | 0 | 1055.0246 | 0 | 0 | 17.4225 | 2.3536 | 7.4728 | 8.8473 | 0 | 0 | 6.6312 | 0 | 0 | 0 | 0 | 42.7274 | 42.7274 | 42.7274 | 1
NM_3B_RS_2013_EL | 3B | RS | EL | 5653 | ASHRAE30pct-state-3B | RetailStandalone | STD2013 | NM-Lubbock-TX | Zone3B | Zone3B(NM-Lubbock-TX) | ASHRAE30pct-state-STD2013 | state | NM | 0.093 | 0.62 | ASHRAE30pct-state-3B_RetailStandalone_STD2013_NM-Lubbock-TX.table.csv.gz | Stand-alone Retail | Lubbock International Ap TX USA TMY3 WMO#=722670 | Electricity | 0 | 43772.2226 | 103938.8897 | 17027.7779 | 53972.2227 | 0 | 57691.6671 | 0 | 0 | 0 | 0 | 0 | 0 | 0 | 276400.0022 | 0 | 276402.78 | -2.7778 | -2.7778 | 0 | 4070.8167 | 9666.3167 | 1583.5833 | 5019.4167 | 0 | 5365.325 | 0 | 0 | 0 | 0 | 0 | 0 | 0 | 25705.2002 | 0 | 25705.4585 | -0.25833 | -0.25833 | 0 | 149.3932 | 354.7402 | 58.1153 | 184.2055 | 0 | 196.8999 | 0 | 0 | 0 | 0 | 0 | 0 | 0 | 943.3446 | 0 | 943.3541 | -0.0094805 | -0.0094805 | 14.3666 | 2.3536 | 7.4597 | 7.9742 | 0 | 0 | 6.0503 | 0 | 0 | 0 | 0 | 38.2048 | 38.2045 | 38.2045 | 2
NM_3B_RS_2010_NG | 3B | RS | NG | 5302 | ASHRAE30pct-state-3B | RetailStandalone | STD2010 | NM-Lubbock-TX | Zone3B | Zone3B(NM-Lubbock-TX) | ASHRAE30pct-state-STD2010 | state | NM | 0.093 | 0.62 | ASHRAE30pct-state-3B_RetailStandalone_STD2010_NM-Lubbock-TX.table.csv.gz | Stand-alone Retail | Lubbock International Ap TX USA TMY3 WMO#=722670 | Natural Gas | 200728.7097 | 0 | 0 | 0 | 0 | 0 | 0 | 0 | 0 | 0 | 0 | 85749.0148 | 0 | 0 | 286477.7245 | 0 | 286477.7245 | 0 | 0 | 1244.518 | 0 | 0 | 0 | 0 | 0 | 0 | 0 | 0 | 0 | 0 | 531.6439 | 0 | 0 | 1776.1619 | 0 | 1776.1619 | 0 | 0 | 200.7287 | 0 | 0 | 0 | 0 | 0 | 0 | 0 | 0 | 0 | 0 | 85.749 | 0 | 0 | 286.4777 | 0 | 286.4777 | 0 | 0 | 0 | 0 | 0 | 0 | 0 | 0 | 0 | 8.1293 | 3.4727 | 0 | 0 | 11.602 | 11.602 | 11.602 | 1
NM_3B_RS_2013_NG | 3B | RS | NG | 5662 | ASHRAE30pct-state-3B | RetailStandalone | STD2013 | NM-Lubbock-TX | Zone3B | Zone3B(NM-Lubbock-TX) | ASHRAE30pct-state-STD2013 | state | NM | 0.093 | 0.62 | ASHRAE30pct-state-3B_RetailStandalone_STD2013_NM-Lubbock-TX.table.csv.gz | Stand-alone Retail | Lubbock International Ap TX USA TMY3 WMO#=722670 | Natural Gas | 180616.0304 | 0 | 0 | 0 | 0 | 0 | 0 | 0 | 0 | 0 | 0 | 85758.493 | 0 | 0 | 266374.5234 | 0 | 266374.5234 | 0 | 0 | 1119.8194 | 0 | 0 | 0 | 0 | 0 | 0 | 0 | 0 | 0 | 0 | 531.7027 | 0 | 0 | 1651.522 | 0 | 1651.522 | 0 | 0 | 180.616 | 0 | 0 | 0 | 0 | 0 | 0 | 0 | 0 | 0 | 0 | 85.7585 | 0 | 0 | 266.3745 | 0 | 266.3745 | 0 | 0 | 0 | 0 | 0 | 0 | 0 | 0 | 0 | 7.3148 | 3.4731 | 0 | 0 | 10.7879 | 10.7879 | 10.7879 | 2
NV_3B_RS_2010_EL | 3B | RS | EL | 5353 | ASHRAE30pct-state-3B | RetailStandalone | STD2010 | NV-LasVegas-NV | Zone3B | Zone3B(NV-LasVegas-NV) | ASHRAE30pct-state-STD2010 | state | NV | 0.0886 | 0.73 | ASHRAE30pct-state-3B_RetailStandalone_STD2010_NV-LasVegas-NV.table.csv.gz | Stand-alone Retail | Las Vegas Mccarran Intl Ap NV USA TMY3 WMO#=723860 | Electricity | 0 | 69863.8894 | 126469.4455 | 17083.3335 | 54063.8893 | 0 | 63994.445 | 0 | 0 | 0 | 0 | 0 | 0 | 0 | 331472.2249 | 0 | 331475.0027 | -2.7778 | -2.7778 | 0 | 6189.9406 | 11205.1929 | 1513.5833 | 4790.0606 | 0 | 5669.9078 | 0 | 0 | 0 | 0 | 0 | 0 | 0 | 29368.4391 | 0 | 29368.6852 | -0.24611 | -0.24611 | 0 | 238.4433 | 431.6363 | 58.3049 | 184.5184 | 0 | 218.4111 | 0 | 0 | 0 | 0 | 0 | 0 | 0 | 1131.3044 | 0 | 1131.3139 | -0.0094805 | -0.0094805 | 17.4808 | 2.3613 | 7.4724 | 8.8454 | 0 | 0 | 9.6567 | 0 | 0 | 0 | 0 | 45.817 | 45.8166 | 45.8166 | 1
NV_3B_RS_2013_EL | 3B | RS | EL | 5713 | ASHRAE30pct-state-3B | RetailStandalone | STD2013 | NV-LasVegas-NV | Zone3B | Zone3B(NV-LasVegas-NV) | ASHRAE30pct-state-STD2013 | state | NV | 0.0886 | 0.73 | ASHRAE30pct-state-3B_RetailStandalone_STD2013_NV-LasVegas-NV.table.csv.gz | Stand-alone Retail | Las Vegas Mccarran Intl Ap NV USA TMY3 WMO#=723860 | Electricity | 0 | 64700.0005 | 104991.6675 | 17083.3335 | 53972.2227 | 0 | 62002.7783 | 0 | 0 | 0 | 0 | 0 | 0 | 0 | 302747.2246 | 0 | 302750.0024 | -2.7778 | -2.7778 | 0 | 5732.42 | 9302.2617 | 1513.5833 | 4781.9389 | 0 | 5493.4462 | 0 | 0 | 0 | 0 | 0 | 0 | 0 | 26823.4041 | 0 | 26823.6502 | -0.24611 | -0.24611 | 0 | 220.8191 | 358.3333 | 58.3049 | 184.2055 | 0 | 211.6136 | 0 | 0 | 0 | 0 | 0 | 0 | 0 | 1033.2669 | 0 | 1033.2764 | -0.0094805 | -0.0094805 | 14.5121 | 2.3613 | 7.4597 | 8.5701 | 0 | 0 | 8.9429 | 0 | 0 | 0 | 0 | 41.8466 | 41.8462 | 41.8462 | 2
NV_3B_RS_2010_NG | 3B | RS | NG | 5362 | ASHRAE30pct-state-3B | RetailStandalone | STD2010 | NV-LasVegas-NV | Zone3B | Zone3B(NV-LasVegas-NV) | ASHRAE30pct-state-STD2010 | state | NV | 0.0886 | 0.73 | ASHRAE30pct-state-3B_RetailStandalone_STD2010_NV-LasVegas-NV.table.csv.gz | Stand-alone Retail | Las Vegas Mccarran Intl Ap NV USA TMY3 WMO#=723860 | Natural Gas | 87000.1334 | 0 | 0 | 0 | 0 | 0 | 0 | 0 | 0 | 0 | 0 | 85692.1458 | 0 | 0 | 172692.2793 | 0 | 172692.2793 | 0 | 0 | 635.101 | 0 | 0 | 0 | 0 | 0 | 0 | 0 | 0 | 0 | 0 | 625.5527 | 0 | 0 | 1260.6536 | 0 | 1260.6536 | 0 | 0 | 87.0001 | 0 | 0 | 0 | 0 | 0 | 0 | 0 | 0 | 0 | 0 | 85.6921 | 0 | 0 | 172.6923 | 0 | 172.6923 | 0 | 0 | 0 | 0 | 0 | 0 | 0 | 0 | 0 | 3.5234 | 3.4704 | 0 | 0 | 6.9939 | 6.9939 | 6.9939 | 1
NV_3B_RS_2013_NG | 3B | RS | NG | 5722 | ASHRAE30pct-state-3B | RetailStandalone | STD2013 | NV-LasVegas-NV | Zone3B | Zone3B(NV-LasVegas-NV) | ASHRAE30pct-state-STD2013 | state | NV | 0.0886 | 0.73 | ASHRAE30pct-state-3B_RetailStandalone_STD2013_NV-LasVegas-NV.table.csv.gz | Stand-alone Retail | Las Vegas Mccarran Intl Ap NV USA TMY3 WMO#=723860 | Natural Gas | 73237.8289 | 0 | 0 | 0 | 0 | 0 | 0 | 0 | 0 | 0 | 0 | 85692.1458 | 0 | 0 | 158920.4965 | 0 | 158929.9747 | 0 | 0 | 534.6362 | 0 | 0 | 0 | 0 | 0 | 0 | 0 | 0 | 0 | 0 | 625.5527 | 0 | 0 | 1160.1196 | 0 | 1160.1888 | 0 | 0 | 73.2378 | 0 | 0 | 0 | 0 | 0 | 0 | 0 | 0 | 0 | 0 | 85.6921 | 0 | 0 | 158.9205 | 0 | 158.93 | 0 | 0 | 0 | 0 | 0 | 0 | 0 | 0 | 0 | 2.9661 | 3.4704 | 0 | 0 | 6.4365 | 6.4361 | 6.4365 | 2
TX_3B_RS_2010_EL | 3B | RS | EL | 5413 | ASHRAE30pct-state-3B | RetailStandalone | STD2010 | TX-ElPaso-TX | Zone3B | Zone3B(TX-ElPaso-TX) | ASHRAE30pct-state-STD2010 | state | TX | 0.0817 | 0.67 | ASHRAE30pct-state-3B_RetailStandalone_STD2010_TX-ElPaso-TX.table.csv.gz | Stand-alone Retail | El Paso International Ap Ut TX USA TMY3 WMO#=722700 | Electricity | 0 | 53586.1115 | 125283.3343 | 17025.0001 | 54063.8893 | 0 | 66186.1116 | 0 | 0 | 0 | 0 | 0 | 0 | 0 | 316147.2248 | 0 | 316144.447 | 2.7778 | 2.7778 | 0 | 4377.9853 | 10235.6484 | 1390.9425 | 4417.0198 | 0 | 5407.4053 | 0 | 0 | 0 | 0 | 0 | 0 | 0 | 25829.2283 | 0 | 25829.0013 | 0.22694 | 0.22694 | 0 | 182.8877 | 427.5881 | 58.1058 | 184.5184 | 0 | 225.8911 | 0 | 0 | 0 | 0 | 0 | 0 | 0 | 1079.0007 | 0 | 1078.9912 | 0.0094805 | 0.0094805 | 17.3169 | 2.3532 | 7.4732 | 9.1484 | 0 | 0 | 7.4068 | 0 | 0 | 0 | 0 | 43.698 | 43.6984 | 43.6984 | 1
TX_3B_RS_2013_EL | 3B | RS | EL | 5773 | ASHRAE30pct-state-3B | RetailStandalone | STD2013 | TX-ElPaso-TX | Zone3B | Zone3B(TX-ElPaso-TX) | ASHRAE30pct-state-STD2013 | state | TX | 0.0817 | 0.67 | ASHRAE30pct-state-3B_RetailStandalone_STD2013_TX-ElPaso-TX.table.csv.gz | Stand-alone Retail | El Paso International Ap Ut TX USA TMY3 WMO#=722700 | Electricity | 0 | 48961.1115 | 103694.4453 | 17025.0001 | 53972.2227 | 0 | 65619.445 | 0 | 0 | 0 | 0 | 0 | 0 | 0 | 289272.2245 | 0 | 289272.2245 | 0 | 0 | 0 | 4000.1228 | 8471.8362 | 1390.9425 | 4409.5306 | 0 | 5361.1087 | 0 | 0 | 0 | 0 | 0 | 0 | 0 | 23633.5407 | 0 | 23633.5407 | 0 | 0 | 0 | 167.1028 | 353.9059 | 58.1058 | 184.2055 | 0 | 223.9571 | 0 | 0 | 0 | 0 | 0 | 0 | 0 | 987.2771 | 0 | 987.2771 | 0 | 0 | 14.3328 | 2.3532 | 7.4601 | 9.07 | 0 | 0 | 6.7675 | 0 | 0 | 0 | 0 | 39.9837 | 39.9837 | 39.9837 | 2
TX_3B_RS_2010_NG | 3B | RS | NG | 5422 | ASHRAE30pct-state-3B | RetailStandalone | STD2010 | TX-ElPaso-TX | Zone3B | Zone3B(TX-ElPaso-TX) | ASHRAE30pct-state-STD2010 | state | TX | 0.0817 | 0.67 | ASHRAE30pct-state-3B_RetailStandalone_STD2010_TX-ElPaso-TX.table.csv.gz | Stand-alone Retail | El Paso International Ap Ut TX USA TMY3 WMO#=722700 | Natural Gas | 80801.4095 | 0 | 0 | 0 | 0 | 0 | 0 | 0 | 0 | 0 | 0 | 85682.6676 | 0 | 0 | 166484.0771 | 0 | 166484.0771 | 0 | 0 | 541.3694 | 0 | 0 | 0 | 0 | 0 | 0 | 0 | 0 | 0 | 0 | 574.0739 | 0 | 0 | 1115.4433 | 0 | 1115.4433 | 0 | 0 | 80.8014 | 0 | 0 | 0 | 0 | 0 | 0 | 0 | 0 | 0 | 0 | 85.6827 | 0 | 0 | 166.4841 | 0 | 166.4841 | 0 | 0 | 0 | 0 | 0 | 0 | 0 | 0 | 0 | 3.2724 | 3.4701 | 0 | 0 | 6.7424 | 6.7424 | 6.7424 | 1
TX_3B_RS_2013_NG | 3B | RS | NG | 5782 | ASHRAE30pct-state-3B | RetailStandalone | STD2013 | TX-ElPaso-TX | Zone3B | Zone3B(TX-ElPaso-TX) | ASHRAE30pct-state-STD2013 | state | TX | 0.0817 | 0.67 | ASHRAE30pct-state-3B_RetailStandalone_STD2013_TX-ElPaso-TX.table.csv.gz | Stand-alone Retail | El Paso International Ap Ut TX USA TMY3 WMO#=722700 | Natural Gas | 66896.9323 | 0 | 0 | 0 | 0 | 0 | 0 | 0 | 0 | 0 | 0 | 85692.1458 | 0 | 0 | 152589.0781 | 0 | 152589.0781 | 0 | 0 | 448.2094 | 0 | 0 | 0 | 0 | 0 | 0 | 0 | 0 | 0 | 0 | 574.1374 | 0 | 0 | 1022.3468 | 0 | 1022.3468 | 0 | 0 | 66.8969 | 0 | 0 | 0 | 0 | 0 | 0 | 0 | 0 | 0 | 0 | 85.6921 | 0 | 0 | 152.5891 | 0 | 152.5891 | 0 | 0 | 0 | 0 | 0 | 0 | 0 | 0 | 0 | 2.7093 | 3.4704 | 0 | 0 | 6.1797 | 6.1797 | 6.1797 | 2
UT_3B_RS_2010_EL | 3B | RS | EL | 5473 | ASHRAE30pct-state-3B | RetailStandalone | STD2010 | UT-SaintGeorge-UT | Zone3B | Zone3B(UT-SaintGeorge-UT) | ASHRAE30pct-state-STD2010 | state | UT | 0.0805 | 0.69 | ASHRAE30pct-state-3B_RetailStandalone_STD2010_UT-SaintGeorge-UT.table.csv.gz | Stand-alone Retail | Saint George Awos UT USA TMY3 WMO#=724754 | Electricity | 0 | 60375.0005 | 126236.1121 | 17005.5557 | 54063.8893 | 0 | 67133.3339 | 0 | 0 | 0 | 0 | 0 | 0 | 0 | 324813.8915 | 0 | 324813.8915 | 0 | 0 | 0 | 4860.1875 | 10162.007 | 1368.9472 | 4352.1431 | 0 | 5404.2334 | 0 | 0 | 0 | 0 | 0 | 0 | 0 | 26147.5183 | 0 | 26147.5183 | 0 | 0 | 0 | 206.058 | 430.8399 | 58.0394 | 184.5184 | 0 | 229.124 | 0 | 0 | 0 | 0 | 0 | 0 | 0 | 1108.5797 | 0 | 1108.5797 | 0 | 0 | 17.4486 | 2.3505 | 7.4728 | 9.2793 | 0 | 0 | 8.3451 | 0 | 0 | 0 | 0 | 44.8963 | 44.8963 | 44.8963 | 1
UT_3B_RS_2013_EL | 3B | RS | EL | 5833 | ASHRAE30pct-state-3B | RetailStandalone | STD2013 | UT-SaintGeorge-UT | Zone3B | Zone3B(UT-SaintGeorge-UT) | ASHRAE30pct-state-STD2013 | state | UT | 0.0805 | 0.69 | ASHRAE30pct-state-3B_RetailStandalone_STD2013_UT-SaintGeorge-UT.table.csv.gz | Stand-alone Retail | Saint George Awos UT USA TMY3 WMO#=724754 | Electricity | 0 | 55694.4449 | 104980.5564 | 17005.5557 | 53972.2227 | 0 | 60766.6672 | 0 | 0 | 0 | 0 | 0 | 0 | 0 | 292419.4468 | 0 | 292419.4468 | 5.8208e-11 | 5.8208e-11 | 0 | 4483.4028 | 8450.9348 | 1368.9472 | 4344.7639 | 0 | 4891.7167 | 0 | 0 | 0 | 0 | 0 | 0 | 0 | 23539.7655 | 0 | 23539.7655 | 4.6857e-12 | 4.6857e-12 | 0 | 190.0834 | 358.2954 | 58.0394 | 184.2055 | 0 | 207.3948 | 0 | 0 | 0 | 0 | 0 | 0 | 0 | 998.0185 | 0 | 998.0185 | 1.9866e-13 | 1.9866e-13 | 14.5106 | 2.3505 | 7.4601 | 8.3993 | 0 | 0 | 7.6982 | 0 | 0 | 0 | 0 | 40.4187 | 40.4187 | 40.4187 | 2
UT_3B_RS_2010_NG | 3B | RS | NG | 5482 | ASHRAE30pct-state-3B | RetailStandalone | STD2010 | UT-SaintGeorge-UT | Zone3B | Zone3B(UT-SaintGeorge-UT) | ASHRAE30pct-state-STD2010 | state | UT | 0.0805 | 0.69 | ASHRAE30pct-state-3B_RetailStandalone_STD2010_UT-SaintGeorge-UT.table.csv.gz | Stand-alone Retail | Saint George Awos UT USA TMY3 WMO#=724754 | Natural Gas | 122533.7973 | 0 | 0 | 0 | 0 | 0 | 0 | 0 | 0 | 0 | 0 | 85692.1458 | 0 | 0 | 208225.9431 | 0 | 208225.9431 | 0 | 0 | 845.4832 | 0 | 0 | 0 | 0 | 0 | 0 | 0 | 0 | 0 | 0 | 591.2758 | 0 | 0 | 1436.759 | 0 | 1436.759 | 0 | 0 | 122.5338 | 0 | 0 | 0 | 0 | 0 | 0 | 0 | 0 | 0 | 0 | 85.6921 | 0 | 0 | 208.2259 | 0 | 208.2259 | 0 | 0 | 0 | 0 | 0 | 0 | 0 | 0 | 0 | 4.9625 | 3.4704 | 0 | 0 | 8.4329 | 8.4329 | 8.4329 | 1
UT_3B_RS_2013_NG | 3B | RS | NG | 5842 | ASHRAE30pct-state-3B | RetailStandalone | STD2013 | UT-SaintGeorge-UT | Zone3B | Zone3B(UT-SaintGeorge-UT) | ASHRAE30pct-state-STD2013 | state | UT | 0.0805 | 0.69 | ASHRAE30pct-state-3B_RetailStandalone_STD2013_UT-SaintGeorge-UT.table.csv.gz | Stand-alone Retail | Saint George Awos UT USA TMY3 WMO#=724754 | Natural Gas | 106316.6464 | 0 | 0 | 0 | 0 | 0 | 0 | 0 | 0 | 0 | 0 | 85701.624 | 0 | 0 | 192018.2703 | 0 | 192018.2703 | 0 | 0 | 733.5849 | 0 | 0 | 0 | 0 | 0 | 0 | 0 | 0 | 0 | 0 | 591.3412 | 0 | 0 | 1324.9261 | 0 | 1324.9261 | 0 | 0 | 106.3166 | 0 | 0 | 0 | 0 | 0 | 0 | 0 | 0 | 0 | 0 | 85.7016 | 0 | 0 | 192.0183 | 0 | 192.0183 | 0 | 0 | 0 | 0 | 0 | 0 | 0 | 0 | 0 | 4.3057 | 3.4708 | 0 | 0 | 7.7765 | 7.7765 | 7.7765 | 2
CA_3C_RS_2010_EL | 3C | RS | EL | 5953 | ASHRAE30pct-state-3C | RetailStandalone | STD2010 | CA-SanFrancisco-CA | Zone3C | Zone3C(CA-SanFrancisco-CA) | ASHRAE30pct-state-STD2010 | state | CA | 0.136 | 0.7 | ASHRAE30pct-state-3C_RetailStandalone_STD2010_CA-SanFrancisco-CA.table.csv.gz | Stand-alone Retail | San Francisco Intl Ap CA USA TMY3 WMO#=724940 | Electricity | 0 | 9186.1112 | 124241.6677 | 17027.7779 | 54063.8893 | 0 | 46241.667 | 0 | 0 | 0 | 0 | 0 | 0 | 0 | 250761.1131 | 0 | 250761.1131 | 0 | 0 | 0 | 1249.3111 | 16896.8668 | 2315.7778 | 7352.6889 | 0 | 6288.8667 | 0 | 0 | 0 | 0 | 0 | 0 | 0 | 34103.5114 | 0 | 34103.5114 | 0 | 0 | 0 | 31.3519 | 424.033 | 58.1153 | 184.5184 | 0 | 157.8214 | 0 | 0 | 0 | 0 | 0 | 0 | 0 | 855.8399 | 0 | 855.8399 | 0 | 0 | 17.1729 | 2.3536 | 7.4728 | 6.3916 | 0 | 0 | 1.2697 | 0 | 0 | 0 | 0 | 34.6606 | 34.6606 | 34.6606 | 1
CA_3C_RS_2013_EL | 3C | RS | EL | 6013 | ASHRAE30pct-state-3C | RetailStandalone | STD2013 | CA-SanFrancisco-CA | Zone3C | Zone3C(CA-SanFrancisco-CA) | ASHRAE30pct-state-STD2013 | state | CA | 0.136 | 0.7 | ASHRAE30pct-state-3C_RetailStandalone_STD2013_CA-SanFrancisco-CA.table.csv.gz | Stand-alone Retail | San Francisco Intl Ap CA USA TMY3 WMO#=724940 | Electricity | 0 | 8597.2223 | 102605.5564 | 17027.7779 | 53972.2227 | 0 | 40908.3337 | 0 | 0 | 0 | 0 | 0 | 0 | 0 | 223108.3351 | 0 | 223111.1129 | -2.7778 | -2.7778 | 0 | 1169.2222 | 13954.3557 | 2315.7778 | 7340.2223 | 0 | 5563.5334 | 0 | 0 | 0 | 0 | 0 | 0 | 0 | 30342.7336 | 0 | 30343.1114 | -0.37778 | -0.37778 | 0 | 29.3421 | 350.1896 | 58.1153 | 184.2055 | 0 | 139.6189 | 0 | 0 | 0 | 0 | 0 | 0 | 0 | 761.4618 | 0 | 761.4713 | -0.0094805 | -0.0094805 | 14.1823 | 2.3536 | 7.4597 | 5.6544 | 0 | 0 | 1.1883 | 0 | 0 | 0 | 0 | 30.8388 | 30.8384 | 30.8384 | 2
CA_3C_RS_2010_NG | 3C | RS | NG | 5962 | ASHRAE30pct-state-3C | RetailStandalone | STD2010 | CA-SanFrancisco-CA | Zone3C | Zone3C(CA-SanFrancisco-CA) | ASHRAE30pct-state-STD2010 | state | CA | 0.136 | 0.7 | ASHRAE30pct-state-3C_RetailStandalone_STD2010_CA-SanFrancisco-CA.table.csv.gz | Stand-alone Retail | San Francisco Intl Ap CA USA TMY3 WMO#=724940 | Natural Gas | 100866.6979 | 0 | 0 | 0 | 0 | 0 | 0 | 0 | 0 | 0 | 0 | 88867.3332 | 0 | 0 | 189743.5093 | 0 | 189734.0311 | 0 | 0 | 706.0669 | 0 | 0 | 0 | 0 | 0 | 0 | 0 | 0 | 0 | 0 | 622.0713 | 0 | 0 | 1328.2046 | 0 | 1328.1382 | 0 | 0 | 100.8667 | 0 | 0 | 0 | 0 | 0 | 0 | 0 | 0 | 0 | 0 | 88.8673 | 0 | 0 | 189.7435 | 0 | 189.734 | 0 | 0 | 0 | 0 | 0 | 0 | 0 | 0 | 0 | 4.085 | 3.599 | 0 | 0 | 7.684 | 7.6844 | 7.684 | 1
CA_3C_RS_2013_NG | 3C | RS | NG | 6022 | ASHRAE30pct-state-3C | RetailStandalone | STD2013 | CA-SanFrancisco-CA | Zone3C | Zone3C(CA-SanFrancisco-CA) | ASHRAE30pct-state-STD2013 | state | CA | 0.136 | 0.7 | ASHRAE30pct-state-3C_RetailStandalone_STD2013_CA-SanFrancisco-CA.table.csv.gz | Stand-alone Retail | San Francisco Intl Ap CA USA TMY3 WMO#=724940 | Natural Gas | 76394.0599 | 0 | 0 | 0 | 0 | 0 | 0 | 0 | 0 | 0 | 0 | 88876.8113 | 0 | 0 | 165270.8712 | 0 | 165270.8712 | 0 | 0 | 534.7584 | 0 | 0 | 0 | 0 | 0 | 0 | 0 | 0 | 0 | 0 | 622.1377 | 0 | 0 | 1156.8961 | 0 | 1156.8961 | 0 | 0 | 76.3941 | 0 | 0 | 0 | 0 | 0 | 0 | 0 | 0 | 0 | 0 | 88.8768 | 0 | 0 | 165.2709 | 0 | 165.2709 | 0 | 0 | 0 | 0 | 0 | 0 | 0 | 0 | 0 | 3.0939 | 3.5994 | 0 | 0 | 6.6933 | 6.6933 | 6.6933 | 2
AR_4A_RS_2010_EL | 4A | RS | EL | 7153 | ASHRAE30pct-state-4A | RetailStandalone | STD2010 | AR-Springfield-MO | Zone4A | Zone4A(AR-Springfield-MO) | ASHRAE30pct-state-STD2010 | state | AR | 0.0768 | 0.77 | ASHRAE30pct-state-4A_RetailStandalone_STD2010_AR-Springfield-MO.table.csv.gz | Stand-alone Retail | Springfield Regional Arpt MO USA TMY3 WMO#=724400 | Electricity | 0 | 44555.5559 | 122780.5565 | 17011.1112 | 54063.8893 | 0 | 64794.445 | 0 | 0 | 0 | 5027.7778 | 0 | 0 | 0 | 308233.3358 | 0 | 308233.3358 | 0 | 0 | 0 | 3421.8667 | 9429.5467 | 1306.4533 | 4152.1067 | 0 | 4976.2134 | 0 | 0 | 0 | 386.1333 | 0 | 0 | 0 | 23672.3202 | 0 | 23672.3202 | 0 | 0 | 0 | 152.0667 | 419.0462 | 58.0584 | 184.5184 | 0 | 221.1414 | 0 | 0 | 0 | 17.1596 | 0 | 0 | 0 | 1051.9908 | 0 | 1051.9908 | 0 | 0 | 16.9709 | 2.3513 | 7.4728 | 8.956 | 0 | 0.69495 | 6.1585 | 0 | 0 | 0 | 0 | 42.6045 | 42.6045 | 42.6045 | 1
AR_4A_RS_2013_EL | 4A | RS | EL | 8233 | ASHRAE30pct-state-4A | RetailStandalone | STD2013 | AR-Springfield-MO | Zone4A | Zone4A(AR-Springfield-MO) | ASHRAE30pct-state-STD2013 | state | AR | 0.0768 | 0.77 | ASHRAE30pct-state-4A_RetailStandalone_STD2013_AR-Springfield-MO.table.csv.gz | Stand-alone Retail | Springfield Regional Arpt MO USA TMY3 WMO#=724400 | Electricity | 0 | 39322.2225 | 102636.1119 | 17011.1112 | 53972.2227 | 0 | 51608.3337 | 0 | 0 | 0 | 5063.8889 | 0 | 0 | 0 | 269611.1133 | 0 | 269613.891 | -2.7778 | -2.7778 | 0 | 3019.9467 | 7882.4534 | 1306.4533 | 4145.0667 | 0 | 3963.52 | 0 | 0 | 0 | 388.9067 | 0 | 0 | 0 | 20706.1335 | 0 | 20706.3468 | -0.21333 | -0.21333 | 0 | 134.2055 | 350.2939 | 58.0584 | 184.2055 | 0 | 176.1376 | 0 | 0 | 0 | 17.2829 | 0 | 0 | 0 | 920.1744 | 0 | 920.1839 | -0.0094805 | -0.0094805 | 14.1865 | 2.3513 | 7.4597 | 7.1334 | 0 | 0.69994 | 5.4352 | 0 | 0 | 0 | 0 | 37.2665 | 37.2661 | 37.2661 | 2
AR_4A_RS_2010_NG | 4A | RS | NG | 7162 | ASHRAE30pct-state-4A | RetailStandalone | STD2010 | AR-Springfield-MO | Zone4A | Zone4A(AR-Springfield-MO) | ASHRAE30pct-state-STD2010 | state | AR | 0.0768 | 0.77 | ASHRAE30pct-state-4A_RetailStandalone_STD2010_AR-Springfield-MO.table.csv.gz | Stand-alone Retail | Springfield Regional Arpt MO USA TMY3 WMO#=724400 | Natural Gas | 163697.4948 | 0 | 0 | 0 | 0 | 0 | 0 | 0 | 0 | 0 | 0 | 89189.591 | 0 | 0 | 252896.564 | 0 | 252887.0858 | 0 | 0 | 1260.4707 | 0 | 0 | 0 | 0 | 0 | 0 | 0 | 0 | 0 | 0 | 686.7599 | 0 | 0 | 1947.3035 | 0 | 1947.2306 | 0 | 0 | 163.6975 | 0 | 0 | 0 | 0 | 0 | 0 | 0 | 0 | 0 | 0 | 89.1896 | 0 | 0 | 252.8966 | 0 | 252.8871 | 0 | 0 | 0 | 0 | 0 | 0 | 0 | 0 | 0 | 6.6296 | 3.6121 | 0 | 0 | 10.2417 | 10.242 | 10.2417 | 1
AR_4A_RS_2013_NG | 4A | RS | NG | 8242 | ASHRAE30pct-state-4A | RetailStandalone | STD2013 | AR-Springfield-MO | Zone4A | Zone4A(AR-Springfield-MO) | ASHRAE30pct-state-STD2013 | state | AR | 0.0768 | 0.77 | ASHRAE30pct-state-4A_RetailStandalone_STD2013_AR-Springfield-MO.table.csv.gz | Stand-alone Retail | Springfield Regional Arpt MO USA TMY3 WMO#=724400 | Natural Gas | 100146.3569 | 0 | 0 | 0 | 0 | 0 | 0 | 0 | 0 | 0 | 0 | 89189.591 | 0 | 0 | 189335.9479 | 0 | 189335.9479 | 0 | 0 | 771.1269 | 0 | 0 | 0 | 0 | 0 | 0 | 0 | 0 | 0 | 0 | 686.7599 | 0 | 0 | 1457.8868 | 0 | 1457.8868 | 0 | 0 | 100.1464 | 0 | 0 | 0 | 0 | 0 | 0 | 0 | 0 | 0 | 0 | 89.1896 | 0 | 0 | 189.3359 | 0 | 189.3359 | 0 | 0 | 0 | 0 | 0 | 0 | 0 | 0 | 0 | 4.0558 | 3.6121 | 0 | 0 | 7.6679 | 7.6679 | 7.6679 | 2
DC_4A_RS_2010_EL | 4A | RS | EL | 7213 | ASHRAE30pct-state-4A | RetailStandalone | STD2010 | DC-Baltimore-MD | Zone4A | Zone4A(DC-Baltimore-MD) | ASHRAE30pct-state-STD2010 | state | DC | 0.12 | 1.12 | ASHRAE30pct-state-4A_RetailStandalone_STD2010_DC-Baltimore-MD.table.csv.gz | Stand-alone Retail | Baltimore Blt Washngtn IntL MD USA TMY3 WMO#=724060 | Electricity | 0 | 41822.2226 | 122902.7788 | 17033.3335 | 54063.8893 | 0 | 61613.8894 | 0 | 0 | 0 | 5172.2223 | 0 | 0 | 0 | 302608.3358 | 0 | 302608.3358 | 0 | 0 | 0 | 5018.6667 | 14748.3335 | 2044 | 6487.6667 | 0 | 7393.6667 | 0 | 0 | 0 | 620.6667 | 0 | 0 | 0 | 36313.0003 | 0 | 36313.0003 | 0 | 0 | 0 | 142.7379 | 419.4634 | 58.1342 | 184.5184 | 0 | 210.2863 | 0 | 0 | 0 | 17.6526 | 0 | 0 | 0 | 1032.7929 | 0 | 1032.7929 | 0 | 0 | 16.9878 | 2.3544 | 7.4728 | 8.5164 | 0 | 0.71491 | 5.7807 | 0 | 0 | 0 | 0 | 41.827 | 41.827 | 41.827 | 1
DC_4A_RS_2013_EL | 4A | RS | EL | 8293 | ASHRAE30pct-state-4A | RetailStandalone | STD2013 | DC-Baltimore-MD | Zone4A | Zone4A(DC-Baltimore-MD) | ASHRAE30pct-state-STD2013 | state | DC | 0.12 | 1.12 | ASHRAE30pct-state-4A_RetailStandalone_STD2013_DC-Baltimore-MD.table.csv.gz | Stand-alone Retail | Baltimore Blt Washngtn IntL MD USA TMY3 WMO#=724060 | Electricity | 0 | 37255.5559 | 102888.8897 | 17033.3335 | 53972.2227 | 0 | 48041.6671 | 0 | 0 | 0 | 5691.6667 | 0 | 0 | 0 | 264880.5577 | 0 | 264883.3355 | -2.7778 | -2.7778 | 0 | 4470.6667 | 12346.6668 | 2044 | 6476.6667 | 0 | 5765 | 0 | 0 | 0 | 683 | 0 | 0 | 0 | 31785.6669 | 0 | 31786.0003 | -0.33333 | -0.33333 | 0 | 127.1521 | 351.1566 | 58.1342 | 184.2055 | 0 | 163.9647 | 0 | 0 | 0 | 19.4255 | 0 | 0 | 0 | 904.0291 | 0 | 904.0386 | -0.0094805 | -0.0094805 | 14.2215 | 2.3544 | 7.4597 | 6.6404 | 0 | 0.78671 | 5.1495 | 0 | 0 | 0 | 0 | 36.6126 | 36.6122 | 36.6122 | 2
DC_4A_RS_2010_NG | 4A | RS | NG | 7222 | ASHRAE30pct-state-4A | RetailStandalone | STD2010 | DC-Baltimore-MD | Zone4A | Zone4A(DC-Baltimore-MD) | ASHRAE30pct-state-STD2010 | state | DC | 0.12 | 1.12 | ASHRAE30pct-state-4A_RetailStandalone_STD2010_DC-Baltimore-MD.table.csv.gz | Stand-alone Retail | Baltimore Blt Washngtn IntL MD USA TMY3 WMO#=724060 | Natural Gas | 164711.6591 | 0 | 0 | 0 | 0 | 0 | 0 | 0 | 0 | 0 | 0 | 89199.0692 | 0 | 0 | 253910.7283 | 0 | 253910.7283 | 0 | 0 | 1844.7706 | 0 | 0 | 0 | 0 | 0 | 0 | 0 | 0 | 0 | 0 | 999.0296 | 0 | 0 | 2843.8002 | 0 | 2843.8002 | 0 | 0 | 164.7117 | 0 | 0 | 0 | 0 | 0 | 0 | 0 | 0 | 0 | 0 | 89.1991 | 0 | 0 | 253.9107 | 0 | 253.9107 | 0 | 0 | 0 | 0 | 0 | 0 | 0 | 0 | 0 | 6.6706 | 3.6125 | 0 | 0 | 10.2831 | 10.2831 | 10.2831 | 1
DC_4A_RS_2013_NG | 4A | RS | NG | 8302 | ASHRAE30pct-state-4A | RetailStandalone | STD2013 | DC-Baltimore-MD | Zone4A | Zone4A(DC-Baltimore-MD) | ASHRAE30pct-state-STD2013 | state | DC | 0.12 | 1.12 | ASHRAE30pct-state-4A_RetailStandalone_STD2013_DC-Baltimore-MD.table.csv.gz | Stand-alone Retail | Baltimore Blt Washngtn IntL MD USA TMY3 WMO#=724060 | Natural Gas | 98298.1135 | 0 | 0 | 0 | 0 | 0 | 0 | 0 | 0 | 0 | 0 | 89199.0692 | 0 | 0 | 187497.1827 | 0 | 187497.1827 | 0 | 0 | 1100.9389 | 0 | 0 | 0 | 0 | 0 | 0 | 0 | 0 | 0 | 0 | 999.0296 | 0 | 0 | 2099.9684 | 0 | 2099.9684 | 0 | 0 | 98.2981 | 0 | 0 | 0 | 0 | 0 | 0 | 0 | 0 | 0 | 0 | 89.1991 | 0 | 0 | 187.4972 | 0 | 187.4972 | 0 | 0 | 0 | 0 | 0 | 0 | 0 | 0 | 0 | 3.981 | 3.6125 | 0 | 0 | 7.5934 | 7.5934 | 7.5934 | 2
DE_4A_RS_2010_EL | 4A | RS | EL | 7273 | ASHRAE30pct-state-4A | RetailStandalone | STD2010 | DE-Wilmington-DE | Zone4A | Zone4A(DE-Wilmington-DE) | ASHRAE30pct-state-STD2010 | state | DE | 0.1011 | 1.3 | ASHRAE30pct-state-4A_RetailStandalone_STD2010_DE-Wilmington-DE.table.csv.gz | Stand-alone Retail | Wilmington New Castle Cnty Ap DE USA TMY3 WMO#=724089 | Electricity | 0 | 39922.2225 | 122825.001 | 17044.4446 | 54063.8893 | 0 | 61422.2227 | 0 | 0 | 0 | 5705.5556 | 0 | 0 | 0 | 300983.3357 | 0 | 300983.3357 | 0 | 0 | 0 | 4036.1367 | 12417.6076 | 1723.1933 | 5465.8592 | 0 | 6209.7867 | 0 | 0 | 0 | 576.8317 | 0 | 0 | 0 | 30429.4152 | 0 | 30429.4152 | 0 | 0 | 0 | 136.2533 | 419.1979 | 58.1722 | 184.5184 | 0 | 209.6321 | 0 | 0 | 0 | 19.4729 | 0 | 0 | 0 | 1027.2468 | 0 | 1027.2468 | 0 | 0 | 16.9771 | 2.3559 | 7.4728 | 8.4899 | 0 | 0.78863 | 5.5181 | 0 | 0 | 0 | 0 | 41.6024 | 41.6024 | 41.6024 | 1
DE_4A_RS_2013_EL | 4A | RS | EL | 8353 | ASHRAE30pct-state-4A | RetailStandalone | STD2013 | DE-Wilmington-DE | Zone4A | Zone4A(DE-Wilmington-DE) | ASHRAE30pct-state-STD2013 | state | DE | 0.1011 | 1.3 | ASHRAE30pct-state-4A_RetailStandalone_STD2013_DE-Wilmington-DE.table.csv.gz | Stand-alone Retail | Wilmington New Castle Cnty Ap DE USA TMY3 WMO#=724089 | Electricity | 0 | 35155.5558 | 102505.5564 | 17044.4446 | 53972.2227 | 0 | 47358.3337 | 0 | 0 | 0 | 5772.2223 | 0 | 0 | 0 | 261808.3354 | 0 | 261808.3354 | 0 | 0 | 0 | 3554.2267 | 10363.3117 | 1723.1933 | 5456.5917 | 0 | 4787.9275 | 0 | 0 | 0 | 583.5717 | 0 | 0 | 0 | 26468.8227 | 0 | 26468.8227 | 0 | 0 | 0 | 119.9848 | 349.8483 | 58.1722 | 184.2055 | 0 | 161.6325 | 0 | 0 | 0 | 19.7004 | 0 | 0 | 0 | 893.5437 | 0 | 893.5437 | 0 | 0 | 14.1685 | 2.3559 | 7.4601 | 6.5459 | 0 | 0.79785 | 4.8593 | 0 | 0 | 0 | 0 | 36.1876 | 36.1876 | 36.1876 | 2
DE_4A_RS_2010_NG | 4A | RS | NG | 7282 | ASHRAE30pct-state-4A | RetailStandalone | STD2010 | DE-Wilmington-DE | Zone4A | Zone4A(DE-Wilmington-DE) | ASHRAE30pct-state-STD2010 | state | DE | 0.1011 | 1.3 | ASHRAE30pct-state-4A_RetailStandalone_STD2010_DE-Wilmington-DE.table.csv.gz | Stand-alone Retail | Wilmington New Castle Cnty Ap DE USA TMY3 WMO#=724089 | Natural Gas | 191525.4054 | 0 | 0 | 0 | 0 | 0 | 0 | 0 | 0 | 0 | 0 | 89218.0255 | 0 | 0 | 280733.9528 | 0 | 280743.4309 | 0 | 0 | 2489.8303 | 0 | 0 | 0 | 0 | 0 | 0 | 0 | 0 | 0 | 0 | 1159.8343 | 0 | 0 | 3649.5414 | 0 | 3649.6646 | 0 | 0 | 191.5254 | 0 | 0 | 0 | 0 | 0 | 0 | 0 | 0 | 0 | 0 | 89.218 | 0 | 0 | 280.734 | 0 | 280.7434 | 0 | 0 | 0 | 0 | 0 | 0 | 0 | 0 | 0 | 7.7566 | 3.6132 | 0 | 0 | 11.3698 | 11.3694 | 11.3698 | 1
DE_4A_RS_2013_NG | 4A | RS | NG | 8362 | ASHRAE30pct-state-4A | RetailStandalone | STD2013 | DE-Wilmington-DE | Zone4A | Zone4A(DE-Wilmington-DE) | ASHRAE30pct-state-STD2013 | state | DE | 0.1011 | 1.3 | ASHRAE30pct-state-4A_RetailStandalone_STD2013_DE-Wilmington-DE.table.csv.gz | Stand-alone Retail | Wilmington New Castle Cnty Ap DE USA TMY3 WMO#=724089 | Natural Gas | 112572.2393 | 0 | 0 | 0 | 0 | 0 | 0 | 0 | 0 | 0 | 0 | 89208.5473 | 0 | 0 | 201780.7867 | 0 | 201780.7867 | 0 | 0 | 1463.4391 | 0 | 0 | 0 | 0 | 0 | 0 | 0 | 0 | 0 | 0 | 1159.7111 | 0 | 0 | 2623.1502 | 0 | 2623.1502 | 0 | 0 | 112.5722 | 0 | 0 | 0 | 0 | 0 | 0 | 0 | 0 | 0 | 0 | 89.2085 | 0 | 0 | 201.7808 | 0 | 201.7808 | 0 | 0 | 0 | 0 | 0 | 0 | 0 | 0 | 0 | 4.5591 | 3.6129 | 0 | 0 | 8.1719 | 8.1719 | 8.1719 | 2
GA_4A_RS_2010_EL | 4A | RS | EL | 7333 | ASHRAE30pct-state-4A | RetailStandalone | STD2010 | GA-Chattanooga-TN | Zone4A | Zone4A(GA-Chattanooga-TN) | ASHRAE30pct-state-STD2010 | state | GA | 0.0947 | 0.94 | ASHRAE30pct-state-4A_RetailStandalone_STD2010_GA-Chattanooga-TN.table.csv.gz | Stand-alone Retail | Chattanooga Lovell Field Ap TN USA TMY3 WMO#=723240 | Electricity | 0 | 53205.556 | 122580.5565 | 17025.0001 | 54063.8893 | 0 | 62688.8894 | 0 | 0 | 0 | 5052.7778 | 0 | 0 | 0 | 314616.6692 | 0 | 314616.6692 | 0 | 0 | 0 | 5038.5662 | 11608.3787 | 1612.2675 | 5119.8503 | 0 | 5936.6378 | 0 | 0 | 0 | 478.4981 | 0 | 0 | 0 | 29794.1986 | 0 | 29794.1986 | 0 | 0 | 0 | 181.5889 | 418.3636 | 58.1058 | 184.5184 | 0 | 213.9552 | 0 | 0 | 0 | 17.245 | 0 | 0 | 0 | 1073.7769 | 0 | 1073.7769 | 0 | 0 | 16.9433 | 2.3532 | 7.4728 | 8.665 | 0 | 0.6984 | 7.3542 | 0 | 0 | 0 | 0 | 43.4868 | 43.4868 | 43.4868 | 1
GA_4A_RS_2013_EL | 4A | RS | EL | 8413 | ASHRAE30pct-state-4A | RetailStandalone | STD2013 | GA-Chattanooga-TN | Zone4A | Zone4A(GA-Chattanooga-TN) | ASHRAE30pct-state-STD2013 | state | GA | 0.0947 | 0.94 | ASHRAE30pct-state-4A_RetailStandalone_STD2013_GA-Chattanooga-TN.table.csv.gz | Stand-alone Retail | Chattanooga Lovell Field Ap TN USA TMY3 WMO#=723240 | Electricity | 0 | 46675.0004 | 102119.4453 | 17025.0001 | 53972.2227 | 0 | 50122.2226 | 0 | 0 | 0 | 5552.7778 | 0 | 0 | 0 | 275463.8911 | 0 | 275466.6689 | -2.7778 | -2.7778 | 0 | 4420.1225 | 9670.7115 | 1612.2675 | 5111.1695 | 0 | 4746.5745 | 0 | 0 | 0 | 525.8481 | 0 | 0 | 0 | 26086.4305 | 0 | 26086.6935 | -0.26306 | -0.26306 | 0 | 159.3003 | 348.5305 | 58.1058 | 184.2055 | 0 | 171.0656 | 0 | 0 | 0 | 18.9515 | 0 | 0 | 0 | 940.1497 | 0 | 940.1592 | -0.0094805 | -0.0094805 | 14.1151 | 2.3532 | 7.4597 | 6.928 | 0 | 0.76751 | 6.4515 | 0 | 0 | 0 | 0 | 38.0755 | 38.0751 | 38.0751 | 2
GA_4A_RS_2010_NG | 4A | RS | NG | 7342 | ASHRAE30pct-state-4A | RetailStandalone | STD2010 | GA-Chattanooga-TN | Zone4A | Zone4A(GA-Chattanooga-TN) | ASHRAE30pct-state-STD2010 | state | GA | 0.0947 | 0.94 | ASHRAE30pct-state-4A_RetailStandalone_STD2010_GA-Chattanooga-TN.table.csv.gz | Stand-alone Retail | Chattanooga Lovell Field Ap TN USA TMY3 WMO#=723240 | Natural Gas | 91379.0485 | 0 | 0 | 0 | 0 | 0 | 0 | 0 | 0 | 0 | 0 | 89142.2001 | 0 | 0 | 180521.2487 | 0 | 180521.2487 | 0 | 0 | 858.9631 | 0 | 0 | 0 | 0 | 0 | 0 | 0 | 0 | 0 | 0 | 837.9367 | 0 | 0 | 1696.8997 | 0 | 1696.8997 | 0 | 0 | 91.379 | 0 | 0 | 0 | 0 | 0 | 0 | 0 | 0 | 0 | 0 | 89.1422 | 0 | 0 | 180.5212 | 0 | 180.5212 | 0 | 0 | 0 | 0 | 0 | 0 | 0 | 0 | 0 | 3.7008 | 3.6102 | 0 | 0 | 7.3109 | 7.3109 | 7.3109 | 1
GA_4A_RS_2013_NG | 4A | RS | NG | 8422 | ASHRAE30pct-state-4A | RetailStandalone | STD2013 | GA-Chattanooga-TN | Zone4A | Zone4A(GA-Chattanooga-TN) | ASHRAE30pct-state-STD2013 | state | GA | 0.0947 | 0.94 | ASHRAE30pct-state-4A_RetailStandalone_STD2013_GA-Chattanooga-TN.table.csv.gz | Stand-alone Retail | Chattanooga Lovell Field Ap TN USA TMY3 WMO#=723240 | Natural Gas | 48623.0183 | 0 | 0 | 0 | 0 | 0 | 0 | 0 | 0 | 0 | 0 | 89132.722 | 0 | 0 | 137765.2184 | 0 | 137755.7402 | 0 | 0 | 457.0564 | 0 | 0 | 0 | 0 | 0 | 0 | 0 | 0 | 0 | 0 | 837.8476 | 0 | 0 | 1294.9931 | 0 | 1294.904 | 0 | 0 | 48.623 | 0 | 0 | 0 | 0 | 0 | 0 | 0 | 0 | 0 | 0 | 89.1327 | 0 | 0 | 137.7652 | 0 | 137.7557 | 0 | 0 | 0 | 0 | 0 | 0 | 0 | 0 | 0 | 1.9692 | 3.6098 | 0 | 0 | 5.579 | 5.5793 | 5.579 | 2
IL_4A_RS_2010_EL | 4A | RS | EL | 7393 | ASHRAE30pct-state-4A | RetailStandalone | STD2010 | IL-StLouis-MO | Zone4A | Zone4A(IL-StLouis-MO) | ASHRAE30pct-state-STD2010 | state | IL | 0.0819 | 0.76 | ASHRAE30pct-state-4A_RetailStandalone_STD2010_IL-StLouis-MO.table.csv.gz | Stand-alone Retail | St Louis Lambert IntL Arpt MO USA TMY3 WMO#=724340 | Electricity | 0 | 50272.2226 | 123450.001 | 17050.0001 | 54063.8893 | 0 | 63036.1116 | 0 | 0 | 0 | 0 | 0 | 0 | 0 | 307872.2247 | 0 | 307872.2247 | 5.8208e-11 | 5.8208e-11 | 0 | 4117.295 | 10110.5551 | 1396.395 | 4427.8325 | 0 | 5162.6575 | 0 | 0 | 0 | 0 | 0 | 0 | 0 | 25214.7352 | 0 | 25214.7352 | 4.7672e-12 | 4.7672e-12 | 0 | 171.5775 | 421.331 | 58.1911 | 184.5184 | 0 | 215.1403 | 0 | 0 | 0 | 0 | 0 | 0 | 0 | 1050.7584 | 0 | 1050.7584 | 1.9866e-13 | 1.9866e-13 | 17.0635 | 2.3567 | 7.4728 | 8.713 | 0 | 0 | 6.9487 | 0 | 0 | 0 | 0 | 42.5546 | 42.5546 | 42.5546 | 1
IL_4A_RS_2013_EL | 4A | RS | EL | 8473 | ASHRAE30pct-state-4A | RetailStandalone | STD2013 | IL-StLouis-MO | Zone4A | Zone4A(IL-StLouis-MO) | ASHRAE30pct-state-STD2013 | state | IL | 0.0819 | 0.76 | ASHRAE30pct-state-4A_RetailStandalone_STD2013_IL-StLouis-MO.table.csv.gz | Stand-alone Retail | St Louis Lambert IntL Arpt MO USA TMY3 WMO#=724340 | Electricity | 0 | 41925.0003 | 103033.3342 | 17050.0001 | 53972.2227 | 0 | 48694.4448 | 0 | 0 | 0 | 5727.7778 | 0 | 0 | 0 | 270402.7799 | 0 | 270402.7799 | 0 | 0 | 0 | 3433.6575 | 8438.4301 | 1396.395 | 4420.325 | 0 | 3988.075 | 0 | 0 | 0 | 469.105 | 0 | 0 | 0 | 22145.9877 | 0 | 22145.9877 | 0 | 0 | 0 | 143.0887 | 351.6496 | 58.1911 | 184.2055 | 0 | 166.1926 | 0 | 0 | 0 | 19.5487 | 0 | 0 | 0 | 922.8763 | 0 | 922.8763 | 0 | 0 | 14.2414 | 2.3567 | 7.4601 | 6.7306 | 0 | 0.7917 | 5.7949 | 0 | 0 | 0 | 0 | 37.3755 | 37.3755 | 37.3755 | 2
IL_4A_RS_2010_NG | 4A | RS | NG | 7402 | ASHRAE30pct-state-4A | RetailStandalone | STD2010 | IL-StLouis-MO | Zone4A | Zone4A(IL-StLouis-MO) | ASHRAE30pct-state-STD2010 | state | IL | 0.0819 | 0.76 | ASHRAE30pct-state-4A_RetailStandalone_STD2010_IL-StLouis-MO.table.csv.gz | Stand-alone Retail | St Louis Lambert IntL Arpt MO USA TMY3 WMO#=724340 | Natural Gas | 376662.5235 | 0 | 0 | 0 | 0 | 0 | 0 | 0 | 0 | 0 | 0 | 89218.0255 | 0 | 0 | 465880.549 | 0 | 465880.549 | 0 | 0 | 2862.6352 | 0 | 0 | 0 | 0 | 0 | 0 | 0 | 0 | 0 | 0 | 678.057 | 0 | 0 | 3540.6922 | 0 | 3540.6922 | 0 | 0 | 376.6625 | 0 | 0 | 0 | 0 | 0 | 0 | 0 | 0 | 0 | 0 | 89.218 | 0 | 0 | 465.8805 | 0 | 465.8805 | 0 | 0 | 0 | 0 | 0 | 0 | 0 | 0 | 0 | 15.2544 | 3.6132 | 0 | 0 | 18.8677 | 18.8677 | 18.8677 | 1
IL_4A_RS_2013_NG | 4A | RS | NG | 8482 | ASHRAE30pct-state-4A | RetailStandalone | STD2013 | IL-StLouis-MO | Zone4A | Zone4A(IL-StLouis-MO) | ASHRAE30pct-state-STD2013 | state | IL | 0.0819 | 0.76 | ASHRAE30pct-state-4A_RetailStandalone_STD2013_IL-StLouis-MO.table.csv.gz | Stand-alone Retail | St Louis Lambert IntL Arpt MO USA TMY3 WMO#=724340 | Natural Gas | 124164.0427 | 0 | 0 | 0 | 0 | 0 | 0 | 0 | 0 | 0 | 0 | 89199.0692 | 0 | 0 | 213363.1119 | 0 | 213363.1119 | 0 | 0 | 943.6467 | 0 | 0 | 0 | 0 | 0 | 0 | 0 | 0 | 0 | 0 | 677.9129 | 0 | 0 | 1621.5597 | 0 | 1621.5597 | 0 | 0 | 124.164 | 0 | 0 | 0 | 0 | 0 | 0 | 0 | 0 | 0 | 0 | 89.1991 | 0 | 0 | 213.3631 | 0 | 213.3631 | 0 | 0 | 0 | 0 | 0 | 0 | 0 | 0 | 0 | 5.0285 | 3.6125 | 0 | 0 | 8.641 | 8.641 | 8.641 | 2
IN_4A_RS_2010_EL | 4A | RS | EL | 7453 | ASHRAE30pct-state-4A | RetailStandalone | STD2010 | IN-Evansville-IN | Zone4A | Zone4A(IN-Evansville-IN) | ASHRAE30pct-state-STD2010 | state | IN | 0.0907 | 0.75 | ASHRAE30pct-state-4A_RetailStandalone_STD2010_IN-Evansville-IN.table.csv.gz | Stand-alone Retail | Evansville Regional Ap IN USA TMY3 WMO#=724320 | Electricity | 0 | 48597.2226 | 123433.3343 | 17077.7779 | 54063.8893 | 0 | 59658.3338 | 0 | 0 | 0 | 5661.1112 | 0 | 0 | 0 | 308494.4469 | 0 | 308491.6691 | 2.7778 | 2.7778 | 0 | 4407.7681 | 11195.4034 | 1548.9545 | 4903.5948 | 0 | 5411.0109 | 0 | 0 | 0 | 513.4628 | 0 | 0 | 0 | 27980.4463 | 0 | 27980.1944 | 0.25194 | 0.25194 | 0 | 165.8608 | 421.2741 | 58.2859 | 184.5184 | 0 | 203.612 | 0 | 0 | 0 | 19.3212 | 0 | 0 | 0 | 1052.882 | 0 | 1052.8725 | 0.0094805 | 0.0094805 | 17.0612 | 2.3605 | 7.4732 | 8.2461 | 0 | 0.78249 | 6.7172 | 0 | 0 | 0 | 0 | 42.6402 | 42.6406 | 42.6406 | 1
IN_4A_RS_2013_EL | 4A | RS | EL | 8533 | ASHRAE30pct-state-4A | RetailStandalone | STD2013 | IN-Evansville-IN | Zone4A | Zone4A(IN-Evansville-IN) | ASHRAE30pct-state-STD2013 | state | IN | 0.0907 | 0.75 | ASHRAE30pct-state-4A_RetailStandalone_STD2013_IN-Evansville-IN.table.csv.gz | Stand-alone Retail | Evansville Regional Ap IN USA TMY3 WMO#=724320 | Electricity | 0 | 43188.8892 | 102991.6675 | 17077.7779 | 53972.2227 | 0 | 48002.7782 | 0 | 0 | 0 | 5672.2223 | 0 | 0 | 0 | 270905.5577 | 0 | 270905.5577 | 0 | 0 | 0 | 3917.2323 | 9341.3442 | 1548.9545 | 4895.2806 | 0 | 4353.852 | 0 | 0 | 0 | 514.4706 | 0 | 0 | 0 | 24571.1341 | 0 | 24571.1341 | 0 | 0 | 0 | 147.4023 | 351.5074 | 58.2859 | 184.2055 | 0 | 163.832 | 0 | 0 | 0 | 19.3591 | 0 | 0 | 0 | 924.5923 | 0 | 924.5923 | 0 | 0 | 14.2357 | 2.3605 | 7.4601 | 6.635 | 0 | 0.78402 | 5.9696 | 0 | 0 | 0 | 0 | 37.445 | 37.445 | 37.445 | 2
IN_4A_RS_2010_NG | 4A | RS | NG | 7462 | ASHRAE30pct-state-4A | RetailStandalone | STD2010 | IN-Evansville-IN | Zone4A | Zone4A(IN-Evansville-IN) | ASHRAE30pct-state-STD2010 | state | IN | 0.0907 | 0.75 | ASHRAE30pct-state-4A_RetailStandalone_STD2010_IN-Evansville-IN.table.csv.gz | Stand-alone Retail | Evansville Regional Ap IN USA TMY3 WMO#=724320 | Natural Gas | 169953.0878 | 0 | 0 | 0 | 0 | 0 | 0 | 0 | 0 | 0 | 0 | 89199.0692 | 0 | 0 | 259152.157 | 0 | 259152.157 | 0 | 0 | 1274.6482 | 0 | 0 | 0 | 0 | 0 | 0 | 0 | 0 | 0 | 0 | 668.993 | 0 | 0 | 1943.6412 | 0 | 1943.6412 | 0 | 0 | 169.9531 | 0 | 0 | 0 | 0 | 0 | 0 | 0 | 0 | 0 | 0 | 89.1991 | 0 | 0 | 259.1522 | 0 | 259.1522 | 0 | 0 | 0 | 0 | 0 | 0 | 0 | 0 | 0 | 6.8829 | 3.6125 | 0 | 0 | 10.4954 | 10.4954 | 10.4954 | 1
IN_4A_RS_2013_NG | 4A | RS | NG | 8542 | ASHRAE30pct-state-4A | RetailStandalone | STD2013 | IN-Evansville-IN | Zone4A | Zone4A(IN-Evansville-IN) | ASHRAE30pct-state-STD2013 | state | IN | 0.0907 | 0.75 | ASHRAE30pct-state-4A_RetailStandalone_STD2013_IN-Evansville-IN.table.csv.gz | Stand-alone Retail | Evansville Regional Ap IN USA TMY3 WMO#=724320 | Natural Gas | 101463.8227 | 0 | 0 | 0 | 0 | 0 | 0 | 0 | 0 | 0 | 0 | 89180.1128 | 0 | 0 | 190643.9355 | 0 | 190643.9355 | 0 | 0 | 760.9787 | 0 | 0 | 0 | 0 | 0 | 0 | 0 | 0 | 0 | 0 | 668.8508 | 0 | 0 | 1429.8295 | 0 | 1429.8295 | 0 | 0 | 101.4638 | 0 | 0 | 0 | 0 | 0 | 0 | 0 | 0 | 0 | 0 | 89.1801 | 0 | 0 | 190.6439 | 0 | 190.6439 | 0 | 0 | 0 | 0 | 0 | 0 | 0 | 0 | 0 | 4.1092 | 3.6117 | 0 | 0 | 7.7209 | 7.7209 | 7.7209 | 2
KS_4A_RS_2010_EL | 4A | RS | EL | 7513 | ASHRAE30pct-state-4A | RetailStandalone | STD2010 | KS-Topeka-KS | Zone4A | Zone4A(KS-Topeka-KS) | ASHRAE30pct-state-STD2010 | state | KS | 0.0913 | 0.86 | ASHRAE30pct-state-4A_RetailStandalone_STD2010_KS-Topeka-KS.table.csv.gz | Stand-alone Retail | Topeka Municipal Ap KS USA TMY3 WMO#=724560 | Electricity | 0 | 46252.7781 | 124088.8899 | 17016.6668 | 54063.8893 | 0 | 61377.7783 | 0 | 0 | 0 | 5527.7778 | 0 | 0 | 0 | 308325.0025 | 0 | 308327.7802 | -2.7778 | -2.7778 | 0 | 4222.8786 | 11329.3156 | 1553.6217 | 4936.0331 | 0 | 5603.7912 | 0 | 0 | 0 | 504.6861 | 0 | 0 | 0 | 28150.0727 | 0 | 28150.3263 | -0.25361 | -0.25361 | 0 | 157.8593 | 423.5115 | 58.0774 | 184.5184 | 0 | 209.4805 | 0 | 0 | 0 | 18.8661 | 0 | 0 | 0 | 1052.3037 | 0 | 1052.3132 | -0.0094805 | -0.0094805 | 17.1518 | 2.3521 | 7.4724 | 8.4837 | 0 | 0.76406 | 6.3931 | 0 | 0 | 0 | 0 | 42.6176 | 42.6172 | 42.6172 | 1
KS_4A_RS_2013_EL | 4A | RS | EL | 8593 | ASHRAE30pct-state-4A | RetailStandalone | STD2013 | KS-Topeka-KS | Zone4A | Zone4A(KS-Topeka-KS) | ASHRAE30pct-state-STD2013 | state | KS | 0.0913 | 0.86 | ASHRAE30pct-state-4A_RetailStandalone_STD2013_KS-Topeka-KS.table.csv.gz | Stand-alone Retail | Topeka Municipal Ap KS USA TMY3 WMO#=724560 | Electricity | 0 | 40994.4448 | 103750.0008 | 17016.6668 | 53972.2227 | 0 | 49852.7782 | 0 | 0 | 0 | 5519.4445 | 0 | 0 | 0 | 271105.5577 | 0 | 271105.5577 | 0 | 0 | 0 | 3742.7928 | 9472.3751 | 1553.6217 | 4927.6639 | 0 | 4551.5586 | 0 | 0 | 0 | 503.9253 | 0 | 0 | 0 | 24751.9374 | 0 | 24751.9374 | 0 | 0 | 0 | 139.9128 | 354.0955 | 58.0774 | 184.2055 | 0 | 170.146 | 0 | 0 | 0 | 18.8377 | 0 | 0 | 0 | 925.2749 | 0 | 925.2749 | 0 | 0 | 14.3405 | 2.3521 | 7.4601 | 6.8907 | 0 | 0.76291 | 5.6663 | 0 | 0 | 0 | 0 | 37.4727 | 37.4727 | 37.4727 | 2
KS_4A_RS_2010_NG | 4A | RS | NG | 7522 | ASHRAE30pct-state-4A | RetailStandalone | STD2010 | KS-Topeka-KS | Zone4A | Zone4A(KS-Topeka-KS) | ASHRAE30pct-state-STD2010 | state | KS | 0.0913 | 0.86 | ASHRAE30pct-state-4A_RetailStandalone_STD2010_KS-Topeka-KS.table.csv.gz | Stand-alone Retail | Topeka Municipal Ap KS USA TMY3 WMO#=724560 | Natural Gas | 190994.6279 | 0 | 0 | 0 | 0 | 0 | 0 | 0 | 0 | 0 | 0 | 89208.5473 | 0 | 0 | 280203.1752 | 0 | 280203.1752 | 0 | 0 | 1642.5538 | 0 | 0 | 0 | 0 | 0 | 0 | 0 | 0 | 0 | 0 | 767.1935 | 0 | 0 | 2409.7473 | 0 | 2409.7473 | 0 | 0 | 190.9946 | 0 | 0 | 0 | 0 | 0 | 0 | 0 | 0 | 0 | 0 | 89.2085 | 0 | 0 | 280.2032 | 0 | 280.2032 | 0 | 0 | 0 | 0 | 0 | 0 | 0 | 0 | 0 | 7.7351 | 3.6129 | 0 | 0 | 11.3479 | 11.3479 | 11.3479 | 1
KS_4A_RS_2013_NG | 4A | RS | NG | 8602 | ASHRAE30pct-state-4A | RetailStandalone | STD2013 | KS-Topeka-KS | Zone4A | Zone4A(KS-Topeka-KS) | ASHRAE30pct-state-STD2013 | state | KS | 0.0913 | 0.86 | ASHRAE30pct-state-4A_RetailStandalone_STD2013_KS-Topeka-KS.table.csv.gz | Stand-alone Retail | Topeka Municipal Ap KS USA TMY3 WMO#=724560 | Natural Gas | 125870.1135 | 0 | 0 | 0 | 0 | 0 | 0 | 0 | 0 | 0 | 0 | 89199.0692 | 0 | 0 | 215059.7045 | 0 | 215069.1827 | 0 | 0 | 1082.483 | 0 | 0 | 0 | 0 | 0 | 0 | 0 | 0 | 0 | 0 | 767.112 | 0 | 0 | 1849.5135 | 0 | 1849.595 | 0 | 0 | 125.8701 | 0 | 0 | 0 | 0 | 0 | 0 | 0 | 0 | 0 | 0 | 89.1991 | 0 | 0 | 215.0597 | 0 | 215.0692 | 0 | 0 | 0 | 0 | 0 | 0 | 0 | 0 | 0 | 5.0976 | 3.6125 | 0 | 0 | 8.7101 | 8.7097 | 8.7101 | 2
KY_4A_RS_2010_EL | 4A | RS | EL | 7573 | ASHRAE30pct-state-4A | RetailStandalone | STD2010 | KY-Lexington-KY | Zone4A | Zone4A(KY-Lexington-KY) | ASHRAE30pct-state-STD2010 | state | KY | 0.0866 | 0.81 | ASHRAE30pct-state-4A_RetailStandalone_STD2010_KY-Lexington-KY.table.csv.gz | Stand-alone Retail | Lexington Bluegrass Ap KY USA TMY3 WMO#=724220 | Electricity | 0 | 41561.1114 | 122688.8899 | 17011.1112 | 54063.8893 | 0 | 62008.3338 | 0 | 0 | 0 | 5572.2223 | 0 | 0 | 0 | 302905.558 | 0 | 302905.558 | 0 | 0 | 0 | 3599.1923 | 10624.8579 | 1473.1622 | 4681.9328 | 0 | 5369.9217 | 0 | 0 | 0 | 482.5544 | 0 | 0 | 0 | 26231.6213 | 0 | 26231.6213 | 0 | 0 | 0 | 141.8468 | 418.7334 | 58.0584 | 184.5184 | 0 | 211.6325 | 0 | 0 | 0 | 19.0178 | 0 | 0 | 0 | 1033.8073 | 0 | 1033.8073 | 0 | 0 | 16.9583 | 2.3513 | 7.4728 | 8.5709 | 0 | 0.7702 | 5.7446 | 0 | 0 | 0 | 0 | 41.8681 | 41.8681 | 41.8681 | 1
KY_4A_RS_2013_EL | 4A | RS | EL | 8653 | ASHRAE30pct-state-4A | RetailStandalone | STD2013 | KY-Lexington-KY | Zone4A | Zone4A(KY-Lexington-KY) | ASHRAE30pct-state-STD2013 | state | KY | 0.0866 | 0.81 | ASHRAE30pct-state-4A_RetailStandalone_STD2013_KY-Lexington-KY.table.csv.gz | Stand-alone Retail | Lexington Bluegrass Ap KY USA TMY3 WMO#=724220 | Electricity | 0 | 36672.2225 | 101994.4453 | 17011.1112 | 53972.2227 | 0 | 48969.4448 | 0 | 0 | 0 | 5594.4445 | 0 | 0 | 0 | 264213.891 | 0 | 264213.891 | 5.8208e-11 | 5.8208e-11 | 0 | 3175.8145 | 8832.719 | 1473.1622 | 4673.9945 | 0 | 4240.7539 | 0 | 0 | 0 | 484.4789 | 0 | 0 | 0 | 22880.923 | 0 | 22880.923 | 5.0408e-12 | 5.0408e-12 | 0 | 125.1612 | 348.1039 | 58.0584 | 184.2055 | 0 | 167.1312 | 0 | 0 | 0 | 19.0937 | 0 | 0 | 0 | 901.7538 | 0 | 901.7538 | 1.9866e-13 | 1.9866e-13 | 14.0978 | 2.3513 | 7.4601 | 6.7686 | 0 | 0.77327 | 5.0689 | 0 | 0 | 0 | 0 | 36.5201 | 36.5201 | 36.5201 | 2
KY_4A_RS_2010_NG | 4A | RS | NG | 7582 | ASHRAE30pct-state-4A | RetailStandalone | STD2010 | KY-Lexington-KY | Zone4A | Zone4A(KY-Lexington-KY) | ASHRAE30pct-state-STD2010 | state | KY | 0.0866 | 0.81 | ASHRAE30pct-state-4A_RetailStandalone_STD2010_KY-Lexington-KY.table.csv.gz | Stand-alone Retail | Lexington Bluegrass Ap KY USA TMY3 WMO#=724220 | Natural Gas | 185980.6753 | 0 | 0 | 0 | 0 | 0 | 0 | 0 | 0 | 0 | 0 | 89199.0692 | 0 | 0 | 275179.7444 | 0 | 275179.7444 | 0 | 0 | 1506.4435 | 0 | 0 | 0 | 0 | 0 | 0 | 0 | 0 | 0 | 0 | 722.5125 | 0 | 0 | 2228.9559 | 0 | 2228.9559 | 0 | 0 | 185.9807 | 0 | 0 | 0 | 0 | 0 | 0 | 0 | 0 | 0 | 0 | 89.1991 | 0 | 0 | 275.1797 | 0 | 275.1797 | 0 | 0 | 0 | 0 | 0 | 0 | 0 | 0 | 0 | 7.532 | 3.6125 | 0 | 0 | 11.1445 | 11.1445 | 11.1445 | 1
KY_4A_RS_2013_NG | 4A | RS | NG | 8662 | ASHRAE30pct-state-4A | RetailStandalone | STD2013 | KY-Lexington-KY | Zone4A | Zone4A(KY-Lexington-KY) | ASHRAE30pct-state-STD2013 | state | KY | 0.0866 | 0.81 | ASHRAE30pct-state-4A_RetailStandalone_STD2013_KY-Lexington-KY.table.csv.gz | Stand-alone Retail | Lexington Bluegrass Ap KY USA TMY3 WMO#=724220 | Natural Gas | 117870.537 | 0 | 0 | 0 | 0 | 0 | 0 | 0 | 0 | 0 | 0 | 89199.0692 | 0 | 0 | 207069.6062 | 0 | 207069.6062 | 0 | 0 | 954.7514 | 0 | 0 | 0 | 0 | 0 | 0 | 0 | 0 | 0 | 0 | 722.5125 | 0 | 0 | 1677.2638 | 0 | 1677.2638 | 0 | 0 | 117.8705 | 0 | 0 | 0 | 0 | 0 | 0 | 0 | 0 | 0 | 0 | 89.1991 | 0 | 0 | 207.0696 | 0 | 207.0696 | 0 | 0 | 0 | 0 | 0 | 0 | 0 | 0 | 0 | 4.7736 | 3.6125 | 0 | 0 | 8.3861 | 8.3861 | 8.3861 | 2
MD_4A_RS_2010_EL | 4A | RS | EL | 7633 | ASHRAE30pct-state-4A | RetailStandalone | STD2010 | MD-Baltimore-MD | Zone4A | Zone4A(MD-Baltimore-MD) | ASHRAE30pct-state-STD2010 | state | MD | 0.1052 | 0.99 | ASHRAE30pct-state-4A_RetailStandalone_STD2010_MD-Baltimore-MD.table.csv.gz | Stand-alone Retail | Baltimore Blt Washngtn IntL MD USA TMY3 WMO#=724060 | Electricity | 0 | 41822.2226 | 122902.7788 | 17033.3335 | 54063.8893 | 0 | 61613.8894 | 0 | 0 | 0 | 5172.2223 | 0 | 0 | 0 | 302608.3358 | 0 | 302608.3358 | 0 | 0 | 0 | 4399.6978 | 12929.3723 | 1791.9067 | 5687.5212 | 0 | 6481.7812 | 0 | 0 | 0 | 544.1178 | 0 | 0 | 0 | 31834.3969 | 0 | 31834.3969 | 0 | 0 | 0 | 142.7379 | 419.4634 | 58.1342 | 184.5184 | 0 | 210.2863 | 0 | 0 | 0 | 17.6526 | 0 | 0 | 0 | 1032.7929 | 0 | 1032.7929 | 0 | 0 | 16.9878 | 2.3544 | 7.4728 | 8.5164 | 0 | 0.71491 | 5.7807 | 0 | 0 | 0 | 0 | 41.827 | 41.827 | 41.827 | 1
MD_4A_RS_2013_EL | 4A | RS | EL | 8713 | ASHRAE30pct-state-4A | RetailStandalone | STD2013 | MD-Baltimore-MD | Zone4A | Zone4A(MD-Baltimore-MD) | ASHRAE30pct-state-STD2013 | state | MD | 0.1052 | 0.99 | ASHRAE30pct-state-4A_RetailStandalone_STD2013_MD-Baltimore-MD.table.csv.gz | Stand-alone Retail | Baltimore Blt Washngtn IntL MD USA TMY3 WMO#=724060 | Electricity | 0 | 37255.5559 | 102888.8897 | 17033.3335 | 53972.2227 | 0 | 48041.6671 | 0 | 0 | 0 | 5691.6667 | 0 | 0 | 0 | 264880.5577 | 0 | 264883.3355 | -2.7778 | -2.7778 | 0 | 3919.2845 | 10823.9112 | 1791.9067 | 5677.8778 | 0 | 5053.9834 | 0 | 0 | 0 | 598.7633 | 0 | 0 | 0 | 27865.4347 | 0 | 27865.7269 | -0.29222 | -0.29222 | 0 | 127.1521 | 351.1566 | 58.1342 | 184.2055 | 0 | 163.9647 | 0 | 0 | 0 | 19.4255 | 0 | 0 | 0 | 904.0291 | 0 | 904.0386 | -0.0094805 | -0.0094805 | 14.2215 | 2.3544 | 7.4597 | 6.6404 | 0 | 0.78671 | 5.1495 | 0 | 0 | 0 | 0 | 36.6126 | 36.6122 | 36.6122 | 2
MD_4A_RS_2010_NG | 4A | RS | NG | 7642 | ASHRAE30pct-state-4A | RetailStandalone | STD2010 | MD-Baltimore-MD | Zone4A | Zone4A(MD-Baltimore-MD) | ASHRAE30pct-state-STD2010 | state | MD | 0.1052 | 0.99 | ASHRAE30pct-state-4A_RetailStandalone_STD2010_MD-Baltimore-MD.table.csv.gz | Stand-alone Retail | Baltimore Blt Washngtn IntL MD USA TMY3 WMO#=724060 | Natural Gas | 164711.6591 | 0 | 0 | 0 | 0 | 0 | 0 | 0 | 0 | 0 | 0 | 89199.0692 | 0 | 0 | 253910.7283 | 0 | 253910.7283 | 0 | 0 | 1630.6454 | 0 | 0 | 0 | 0 | 0 | 0 | 0 | 0 | 0 | 0 | 883.0708 | 0 | 0 | 2513.7162 | 0 | 2513.7162 | 0 | 0 | 164.7117 | 0 | 0 | 0 | 0 | 0 | 0 | 0 | 0 | 0 | 0 | 89.1991 | 0 | 0 | 253.9107 | 0 | 253.9107 | 0 | 0 | 0 | 0 | 0 | 0 | 0 | 0 | 0 | 6.6706 | 3.6125 | 0 | 0 | 10.2831 | 10.2831 | 10.2831 | 1
MD_4A_RS_2013_NG | 4A | RS | NG | 8722 | ASHRAE30pct-state-4A | RetailStandalone | STD2013 | MD-Baltimore-MD | Zone4A | Zone4A(MD-Baltimore-MD) | ASHRAE30pct-state-STD2013 | state | MD | 0.1052 | 0.99 | ASHRAE30pct-state-4A_RetailStandalone_STD2013_MD-Baltimore-MD.table.csv.gz | Stand-alone Retail | Baltimore Blt Washngtn IntL MD USA TMY3 WMO#=724060 | Natural Gas | 98298.1135 | 0 | 0 | 0 | 0 | 0 | 0 | 0 | 0 | 0 | 0 | 89199.0692 | 0 | 0 | 187497.1827 | 0 | 187497.1827 | 0 | 0 | 973.1513 | 0 | 0 | 0 | 0 | 0 | 0 | 0 | 0 | 0 | 0 | 883.0708 | 0 | 0 | 1856.2221 | 0 | 1856.2221 | 0 | 0 | 98.2981 | 0 | 0 | 0 | 0 | 0 | 0 | 0 | 0 | 0 | 0 | 89.1991 | 0 | 0 | 187.4972 | 0 | 187.4972 | 0 | 0 | 0 | 0 | 0 | 0 | 0 | 0 | 0 | 3.981 | 3.6125 | 0 | 0 | 7.5934 | 7.5934 | 7.5934 | 2
MO_4A_RS_2010_EL | 4A | RS | EL | 7693 | ASHRAE30pct-state-4A | RetailStandalone | STD2010 | MO-StLouis-MO | Zone4A | Zone4A(MO-StLouis-MO) | ASHRAE30pct-state-STD2010 | state | MO | 0.0816 | 0.95 | ASHRAE30pct-state-4A_RetailStandalone_STD2010_MO-StLouis-MO.table.csv.gz | Stand-alone Retail | St Louis Lambert IntL Arpt MO USA TMY3 WMO#=724340 | Electricity | 0 | 50272.2226 | 123450.001 | 17050.0001 | 54063.8893 | 0 | 63036.1116 | 0 | 0 | 0 | 0 | 0 | 0 | 0 | 307872.2247 | 0 | 307872.2247 | 5.8208e-11 | 5.8208e-11 | 0 | 4102.2134 | 10073.5201 | 1391.28 | 4411.6134 | 0 | 5143.7467 | 0 | 0 | 0 | 0 | 0 | 0 | 0 | 25122.3735 | 0 | 25122.3735 | 4.7497e-12 | 4.7497e-12 | 0 | 171.5775 | 421.331 | 58.1911 | 184.5184 | 0 | 215.1403 | 0 | 0 | 0 | 0 | 0 | 0 | 0 | 1050.7584 | 0 | 1050.7584 | 1.9866e-13 | 1.9866e-13 | 17.0635 | 2.3567 | 7.4728 | 8.713 | 0 | 0 | 6.9487 | 0 | 0 | 0 | 0 | 42.5546 | 42.5546 | 42.5546 | 1
MO_4A_RS_2013_EL | 4A | RS | EL | 8773 | ASHRAE30pct-state-4A | RetailStandalone | STD2013 | MO-StLouis-MO | Zone4A | Zone4A(MO-StLouis-MO) | ASHRAE30pct-state-STD2013 | state | MO | 0.0816 | 0.95 | ASHRAE30pct-state-4A_RetailStandalone_STD2013_MO-StLouis-MO.table.csv.gz | Stand-alone Retail | St Louis Lambert IntL Arpt MO USA TMY3 WMO#=724340 | Electricity | 0 | 41925.0003 | 103033.3342 | 17050.0001 | 53972.2227 | 0 | 48694.4448 | 0 | 0 | 0 | 5727.7778 | 0 | 0 | 0 | 270402.7799 | 0 | 270402.7799 | 0 | 0 | 0 | 3421.08 | 8407.5201 | 1391.28 | 4404.1334 | 0 | 3973.4667 | 0 | 0 | 0 | 467.3867 | 0 | 0 | 0 | 22064.8668 | 0 | 22064.8668 | 0 | 0 | 0 | 143.0887 | 351.6496 | 58.1911 | 184.2055 | 0 | 166.1926 | 0 | 0 | 0 | 19.5487 | 0 | 0 | 0 | 922.8763 | 0 | 922.8763 | 0 | 0 | 14.2414 | 2.3567 | 7.4601 | 6.7306 | 0 | 0.7917 | 5.7949 | 0 | 0 | 0 | 0 | 37.3755 | 37.3755 | 37.3755 | 2
MO_4A_RS_2010_NG | 4A | RS | NG | 7702 | ASHRAE30pct-state-4A | RetailStandalone | STD2010 | MO-StLouis-MO | Zone4A | Zone4A(MO-StLouis-MO) | ASHRAE30pct-state-STD2010 | state | MO | 0.0816 | 0.95 | ASHRAE30pct-state-4A_RetailStandalone_STD2010_MO-StLouis-MO.table.csv.gz | Stand-alone Retail | St Louis Lambert IntL Arpt MO USA TMY3 WMO#=724340 | Natural Gas | 376662.5235 | 0 | 0 | 0 | 0 | 0 | 0 | 0 | 0 | 0 | 0 | 89218.0255 | 0 | 0 | 465880.549 | 0 | 465880.549 | 0 | 0 | 3578.294 | 0 | 0 | 0 | 0 | 0 | 0 | 0 | 0 | 0 | 0 | 847.5712 | 0 | 0 | 4425.8652 | 0 | 4425.8652 | 0 | 0 | 376.6625 | 0 | 0 | 0 | 0 | 0 | 0 | 0 | 0 | 0 | 0 | 89.218 | 0 | 0 | 465.8805 | 0 | 465.8805 | 0 | 0 | 0 | 0 | 0 | 0 | 0 | 0 | 0 | 15.2544 | 3.6132 | 0 | 0 | 18.8677 | 18.8677 | 18.8677 | 1
MO_4A_RS_2013_NG | 4A | RS | NG | 8782 | ASHRAE30pct-state-4A | RetailStandalone | STD2013 | MO-StLouis-MO | Zone4A | Zone4A(MO-StLouis-MO) | ASHRAE30pct-state-STD2013 | state | MO | 0.0816 | 0.95 | ASHRAE30pct-state-4A_RetailStandalone_STD2013_MO-StLouis-MO.table.csv.gz | Stand-alone Retail | St Louis Lambert IntL Arpt MO USA TMY3 WMO#=724340 | Natural Gas | 124164.0427 | 0 | 0 | 0 | 0 | 0 | 0 | 0 | 0 | 0 | 0 | 89199.0692 | 0 | 0 | 213363.1119 | 0 | 213363.1119 | 0 | 0 | 1179.5584 | 0 | 0 | 0 | 0 | 0 | 0 | 0 | 0 | 0 | 0 | 847.3912 | 0 | 0 | 2026.9496 | 0 | 2026.9496 | 0 | 0 | 124.164 | 0 | 0 | 0 | 0 | 0 | 0 | 0 | 0 | 0 | 0 | 89.1991 | 0 | 0 | 213.3631 | 0 | 213.3631 | 0 | 0 | 0 | 0 | 0 | 0 | 0 | 0 | 0 | 5.0285 | 3.6125 | 0 | 0 | 8.641 | 8.641 | 8.641 | 2
NC_4A_RS_2010_EL | 4A | RS | EL | 7753 | ASHRAE30pct-state-4A | RetailStandalone | STD2010 | NC-Raleigh-NC | Zone4A | Zone4A(NC-Raleigh-NC) | ASHRAE30pct-state-STD2010 | state | NC | 0.0861 | 0.84 | ASHRAE30pct-state-4A_RetailStandalone_STD2010_NC-Raleigh-NC.table.csv.gz | Stand-alone Retail | Raleigh Durham International NC USA TMY3 WMO#=723060 | Electricity | 0 | 51419.4449 | 121338.8899 | 17019.4446 | 54063.8893 | 0 | 56811.1116 | 0 | 0 | 0 | 5577.7778 | 0 | 0 | 0 | 306230.558 | 0 | 306230.558 | 0 | 0 | 0 | 4427.2142 | 10447.2784 | 1465.3742 | 4654.9009 | 0 | 4891.4367 | 0 | 0 | 0 | 480.2467 | 0 | 0 | 0 | 26366.451 | 0 | 26366.451 | 0 | 0 | 0 | 175.493 | 414.1259 | 58.0868 | 184.5184 | 0 | 193.8946 | 0 | 0 | 0 | 19.0368 | 0 | 0 | 0 | 1045.1554 | 0 | 1045.1554 | 0 | 0 | 16.7717 | 2.3525 | 7.4728 | 7.8525 | 0 | 0.77097 | 7.1073 | 0 | 0 | 0 | 0 | 42.3277 | 42.3277 | 42.3277 | 1
NC_4A_RS_2013_EL | 4A | RS | EL | 8833 | ASHRAE30pct-state-4A | RetailStandalone | STD2013 | NC-Raleigh-NC | Zone4A | Zone4A(NC-Raleigh-NC) | ASHRAE30pct-state-STD2013 | state | NC | 0.0861 | 0.84 | ASHRAE30pct-state-4A_RetailStandalone_STD2013_NC-Raleigh-NC.table.csv.gz | Stand-alone Retail | Raleigh Durham International NC USA TMY3 WMO#=723060 | Electricity | 0 | 45597.2226 | 101147.223 | 17019.4446 | 53972.2227 | 0 | 49286.1115 | 0 | 0 | 0 | 5608.3334 | 0 | 0 | 0 | 272630.5577 | 0 | 272630.5577 | 0 | 0 | 0 | 3925.9209 | 8708.7759 | 1465.3742 | 4647.0084 | 0 | 4243.5342 | 0 | 0 | 0 | 482.8775 | 0 | 0 | 0 | 23473.491 | 0 | 23473.491 | 0 | 0 | 0 | 155.6219 | 345.2123 | 58.0868 | 184.2055 | 0 | 168.212 | 0 | 0 | 0 | 19.1411 | 0 | 0 | 0 | 930.4796 | 0 | 930.4796 | 0 | 0 | 13.9807 | 2.3525 | 7.4601 | 6.8124 | 0 | 0.77519 | 6.3025 | 0 | 0 | 0 | 0 | 37.6834 | 37.6834 | 37.6834 | 2
NC_4A_RS_2010_NG | 4A | RS | NG | 7762 | ASHRAE30pct-state-4A | RetailStandalone | STD2010 | NC-Raleigh-NC | Zone4A | Zone4A(NC-Raleigh-NC) | ASHRAE30pct-state-STD2010 | state | NC | 0.0861 | 0.84 | ASHRAE30pct-state-4A_RetailStandalone_STD2010_NC-Raleigh-NC.table.csv.gz | Stand-alone Retail | Raleigh Durham International NC USA TMY3 WMO#=723060 | Natural Gas | 103624.8457 | 0 | 0 | 0 | 0 | 0 | 0 | 0 | 0 | 0 | 0 | 89161.1565 | 0 | 0 | 192786.0022 | 0 | 192786.0022 | 0 | 0 | 870.4487 | 0 | 0 | 0 | 0 | 0 | 0 | 0 | 0 | 0 | 0 | 748.9537 | 0 | 0 | 1619.4024 | 0 | 1619.4024 | 0 | 0 | 103.6248 | 0 | 0 | 0 | 0 | 0 | 0 | 0 | 0 | 0 | 0 | 89.1612 | 0 | 0 | 192.786 | 0 | 192.786 | 0 | 0 | 0 | 0 | 0 | 0 | 0 | 0 | 0 | 4.1967 | 3.6109 | 0 | 0 | 7.8076 | 7.8076 | 7.8076 | 1
NC_4A_RS_2013_NG | 4A | RS | NG | 8842 | ASHRAE30pct-state-4A | RetailStandalone | STD2013 | NC-Raleigh-NC | Zone4A | Zone4A(NC-Raleigh-NC) | ASHRAE30pct-state-STD2013 | state | NC | 0.0861 | 0.84 | ASHRAE30pct-state-4A_RetailStandalone_STD2013_NC-Raleigh-NC.table.csv.gz | Stand-alone Retail | Raleigh Durham International NC USA TMY3 WMO#=723060 | Natural Gas | 52973.4988 | 0 | 0 | 0 | 0 | 0 | 0 | 0 | 0 | 0 | 0 | 89151.6783 | 0 | 0 | 142125.1771 | 0 | 142125.1771 | 0 | 0 | 444.9774 | 0 | 0 | 0 | 0 | 0 | 0 | 0 | 0 | 0 | 0 | 748.8741 | 0 | 0 | 1193.8515 | 0 | 1193.8515 | 0 | 0 | 52.9735 | 0 | 0 | 0 | 0 | 0 | 0 | 0 | 0 | 0 | 0 | 89.1517 | 0 | 0 | 142.1252 | 0 | 142.1252 | 0 | 0 | 0 | 0 | 0 | 0 | 0 | 0 | 0 | 2.1454 | 3.6105 | 0 | 0 | 5.7559 | 5.7559 | 5.7559 | 2
NJ_4A_RS_2010_EL | 4A | RS | EL | 7813 | ASHRAE30pct-state-4A | RetailStandalone | STD2010 | NJ-Newark-NJ | Zone4A | Zone4A(NJ-Newark-NJ) | ASHRAE30pct-state-STD2010 | state | NJ | 0.1283 | 0.84 | ASHRAE30pct-state-4A_RetailStandalone_STD2010_NJ-Newark-NJ.table.csv.gz | Stand-alone Retail | Newark International Arpt NJ USA TMY3 WMO#=725020 | Electricity | 0 | 37358.3336 | 122686.1121 | 17069.4446 | 54063.8893 | 0 | 58111.1116 | 0 | 0 | 0 | 5161.1112 | 0 | 0 | 0 | 294447.2246 | 0 | 294450.0024 | -2.7778 | -2.7778 | 0 | 4793.0742 | 15740.6282 | 2190.0097 | 6936.397 | 0 | 7455.6556 | 0 | 0 | 0 | 662.1706 | 0 | 0 | 0 | 37777.5789 | 0 | 37777.9353 | -0.35639 | -0.35639 | 0 | 127.5028 | 418.7239 | 58.2575 | 184.5184 | 0 | 198.3314 | 0 | 0 | 0 | 17.6147 | 0 | 0 | 0 | 1004.9392 | 0 | 1004.9487 | -0.0094805 | -0.0094805 | 16.9579 | 2.3594 | 7.4724 | 8.0322 | 0 | 0.71338 | 5.1637 | 0 | 0 | 0 | 0 | 40.6994 | 40.699 | 40.699 | 1
NJ_4A_RS_2013_EL | 4A | RS | EL | 8893 | ASHRAE30pct-state-4A | RetailStandalone | STD2013 | NJ-Newark-NJ | Zone4A | Zone4A(NJ-Newark-NJ) | ASHRAE30pct-state-STD2013 | state | NJ | 0.1283 | 0.84 | ASHRAE30pct-state-4A_RetailStandalone_STD2013_NJ-Newark-NJ.table.csv.gz | Stand-alone Retail | Newark International Arpt NJ USA TMY3 WMO#=725020 | Electricity | 0 | 33677.778 | 102483.3342 | 17069.4446 | 53972.2227 | 0 | 46144.4448 | 0 | 0 | 0 | 5638.8889 | 0 | 0 | 0 | 258986.1132 | 0 | 258986.1132 | 0 | 0 | 0 | 4320.8589 | 13148.6118 | 2190.0097 | 6924.6362 | 0 | 5920.3323 | 0 | 0 | 0 | 723.4695 | 0 | 0 | 0 | 33227.9183 | 0 | 33227.9183 | 0 | 0 | 0 | 114.9412 | 349.7724 | 58.2575 | 184.2055 | 0 | 157.4896 | 0 | 0 | 0 | 19.2454 | 0 | 0 | 0 | 883.9116 | 0 | 883.9116 | 0 | 0 | 14.1654 | 2.3594 | 7.4601 | 6.3782 | 0 | 0.77942 | 4.655 | 0 | 0 | 0 | 0 | 35.7975 | 35.7975 | 35.7975 | 2
NJ_4A_RS_2010_NG | 4A | RS | NG | 7822 | ASHRAE30pct-state-4A | RetailStandalone | STD2010 | NJ-Newark-NJ | Zone4A | Zone4A(NJ-Newark-NJ) | ASHRAE30pct-state-STD2010 | state | NJ | 0.1283 | 0.84 | ASHRAE30pct-state-4A_RetailStandalone_STD2010_NJ-Newark-NJ.table.csv.gz | Stand-alone Retail | Newark International Arpt NJ USA TMY3 WMO#=725020 | Natural Gas | 206358.7434 | 0 | 0 | 0 | 0 | 0 | 0 | 0 | 0 | 0 | 0 | 89227.5037 | 0 | 0 | 295586.247 | 0 | 295586.247 | 0 | 0 | 1733.4134 | 0 | 0 | 0 | 0 | 0 | 0 | 0 | 0 | 0 | 0 | 749.511 | 0 | 0 | 2482.9245 | 0 | 2482.9245 | 0 | 0 | 206.3587 | 0 | 0 | 0 | 0 | 0 | 0 | 0 | 0 | 0 | 0 | 89.2275 | 0 | 0 | 295.5862 | 0 | 295.5862 | 0 | 0 | 0 | 0 | 0 | 0 | 0 | 0 | 0 | 8.3573 | 3.6136 | 0 | 0 | 11.9709 | 11.9709 | 11.9709 | 1
NJ_4A_RS_2013_NG | 4A | RS | NG | 8902 | ASHRAE30pct-state-4A | RetailStandalone | STD2013 | NJ-Newark-NJ | Zone4A | Zone4A(NJ-Newark-NJ) | ASHRAE30pct-state-STD2013 | state | NJ | 0.1283 | 0.84 | ASHRAE30pct-state-4A_RetailStandalone_STD2013_NJ-Newark-NJ.table.csv.gz | Stand-alone Retail | Newark International Arpt NJ USA TMY3 WMO#=725020 | Natural Gas | 126998.0159 | 0 | 0 | 0 | 0 | 0 | 0 | 0 | 0 | 0 | 0 | 89218.0255 | 0 | 0 | 216206.5632 | 0 | 216216.0414 | 0 | 0 | 1066.7833 | 0 | 0 | 0 | 0 | 0 | 0 | 0 | 0 | 0 | 0 | 749.4314 | 0 | 0 | 1816.1351 | 0 | 1816.2147 | 0 | 0 | 126.998 | 0 | 0 | 0 | 0 | 0 | 0 | 0 | 0 | 0 | 0 | 89.218 | 0 | 0 | 216.2066 | 0 | 216.216 | 0 | 0 | 0 | 0 | 0 | 0 | 0 | 0 | 0 | 5.1433 | 3.6132 | 0 | 0 | 8.7565 | 8.7561 | 8.7565 | 2
NY_4A_RS_2010_EL | 4A | RS | EL | 7873 | ASHRAE30pct-state-4A | RetailStandalone | STD2010 | NY-NewYork-NY | Zone4A | Zone4A(NY-NewYork-NY) | ASHRAE30pct-state-STD2010 | state | NY | 0.1508 | 0.73 | ASHRAE30pct-state-4A_RetailStandalone_STD2010_NY-NewYork-NY.table.csv.gz | Stand-alone Retail | New York J F Kennedy IntL Ar NY USA TMY3 WMO#=744860 | Electricity | 0 | 36952.7781 | 123250.001 | 17063.889 | 54063.8893 | 0 | 61336.1116 | 0 | 0 | 0 | 5597.2223 | 0 | 0 | 0 | 298261.1135 | 0 | 298263.8913 | -2.7778 | -2.7778 | 0 | 5572.4789 | 18586.1001 | 2573.2345 | 8152.8345 | 0 | 9249.4856 | 0 | 0 | 0 | 844.0611 | 0 | 0 | 0 | 44977.7759 | 0 | 44978.1948 | -0.41889 | -0.41889 | 0 | 126.1187 | 420.6484 | 58.2385 | 184.5184 | 0 | 209.3382 | 0 | 0 | 0 | 19.1031 | 0 | 0 | 0 | 1017.9559 | 0 | 1017.9654 | -0.0094805 | -0.0094805 | 17.0358 | 2.3586 | 7.4724 | 8.478 | 0 | 0.77366 | 5.1077 | 0 | 0 | 0 | 0 | 41.2265 | 41.2261 | 41.2261 | 1
NY_4A_RS_2013_EL | 4A | RS | EL | 8953 | ASHRAE30pct-state-4A | RetailStandalone | STD2013 | NY-NewYork-NY | Zone4A | Zone4A(NY-NewYork-NY) | ASHRAE30pct-state-STD2013 | state | NY | 0.1508 | 0.73 | ASHRAE30pct-state-4A_RetailStandalone_STD2013_NY-NewYork-NY.table.csv.gz | Stand-alone Retail | New York J F Kennedy IntL Ar NY USA TMY3 WMO#=744860 | Electricity | 0 | 32377.778 | 103041.6675 | 17063.889 | 53972.2227 | 0 | 47175.0004 | 0 | 0 | 0 | 5647.2223 | 0 | 0 | 0 | 259275.0021 | 0 | 259277.7799 | -2.7778 | -2.7778 | 0 | 4882.5689 | 15538.6835 | 2573.2345 | 8139.0112 | 0 | 7113.9901 | 0 | 0 | 0 | 851.6011 | 0 | 0 | 0 | 39098.6703 | 0 | 39099.0892 | -0.41889 | -0.41889 | 0 | 110.5044 | 351.678 | 58.2385 | 184.2055 | 0 | 161.0068 | 0 | 0 | 0 | 19.2738 | 0 | 0 | 0 | 884.8975 | 0 | 884.907 | -0.0094805 | -0.0094805 | 14.2426 | 2.3586 | 7.4597 | 6.5206 | 0 | 0.78057 | 4.4753 | 0 | 0 | 0 | 0 | 35.8378 | 35.8374 | 35.8374 | 2
NY_4A_RS_2010_NG | 4A | RS | NG | 7882 | ASHRAE30pct-state-4A | RetailStandalone | STD2010 | NY-NewYork-NY | Zone4A | Zone4A(NY-NewYork-NY) | ASHRAE30pct-state-STD2010 | state | NY | 0.1508 | 0.73 | ASHRAE30pct-state-4A_RetailStandalone_STD2010_NY-NewYork-NY.table.csv.gz | Stand-alone Retail | New York J F Kennedy IntL Ar NY USA TMY3 WMO#=744860 | Natural Gas | 185307.7251 | 0 | 0 | 0 | 0 | 0 | 0 | 0 | 0 | 0 | 0 | 89227.5037 | 0 | 0 | 274535.2288 | 0 | 274535.2288 | 0 | 0 | 1352.7464 | 0 | 0 | 0 | 0 | 0 | 0 | 0 | 0 | 0 | 0 | 651.3608 | 0 | 0 | 2004.1072 | 0 | 2004.1072 | 0 | 0 | 185.3077 | 0 | 0 | 0 | 0 | 0 | 0 | 0 | 0 | 0 | 0 | 89.2275 | 0 | 0 | 274.5352 | 0 | 274.5352 | 0 | 0 | 0 | 0 | 0 | 0 | 0 | 0 | 0 | 7.5048 | 3.6136 | 0 | 0 | 11.1184 | 11.1184 | 11.1184 | 1
NY_4A_RS_2013_NG | 4A | RS | NG | 8962 | ASHRAE30pct-state-4A | RetailStandalone | STD2013 | NY-NewYork-NY | Zone4A | Zone4A(NY-NewYork-NY) | ASHRAE30pct-state-STD2013 | state | NY | 0.1508 | 0.73 | ASHRAE30pct-state-4A_RetailStandalone_STD2013_NY-NewYork-NY.table.csv.gz | Stand-alone Retail | New York J F Kennedy IntL Ar NY USA TMY3 WMO#=744860 | Natural Gas | 105871.1723 | 0 | 0 | 0 | 0 | 0 | 0 | 0 | 0 | 0 | 0 | 89227.5037 | 0 | 0 | 195098.676 | 0 | 195098.676 | 0 | 0 | 772.8596 | 0 | 0 | 0 | 0 | 0 | 0 | 0 | 0 | 0 | 0 | 651.3608 | 0 | 0 | 1424.2203 | 0 | 1424.2203 | 0 | 0 | 105.8712 | 0 | 0 | 0 | 0 | 0 | 0 | 0 | 0 | 0 | 0 | 89.2275 | 0 | 0 | 195.0987 | 0 | 195.0987 | 0 | 0 | 0 | 0 | 0 | 0 | 0 | 0 | 0 | 4.2877 | 3.6136 | 0 | 0 | 7.9013 | 7.9013 | 7.9013 | 2
OH_4A_RS_2010_EL | 4A | RS | EL | 7933 | ASHRAE30pct-state-4A | RetailStandalone | STD2010 | OH-Cincinnati-KY | Zone4A | Zone4A(OH-Cincinnati-KY) | ASHRAE30pct-state-STD2010 | state | OH | 0.0947 | 0.7 | ASHRAE30pct-state-4A_RetailStandalone_STD2010_OH-Cincinnati-KY.table.csv.gz | Stand-alone Retail | Cincinnati Northern Ky Ap KY USA TMY3 WMO#=724210 | Electricity | 0 | 38452.7781 | 123111.1121 | 16994.4446 | 54063.8893 | 0 | 62194.4449 | 0 | 0 | 0 | 5658.3334 | 0 | 0 | 0 | 300472.2246 | 0 | 300475.0024 | -2.7778 | -2.7778 | 0 | 3641.4781 | 11658.6223 | 1609.3739 | 5119.8503 | 0 | 5889.8139 | 0 | 0 | 0 | 535.8442 | 0 | 0 | 0 | 28454.7197 | 0 | 28454.9827 | -0.26306 | -0.26306 | 0 | 131.2381 | 420.1744 | 58.0015 | 184.5184 | 0 | 212.2677 | 0 | 0 | 0 | 19.3117 | 0 | 0 | 0 | 1025.5024 | 0 | 1025.5119 | -0.0094805 | -0.0094805 | 17.0166 | 2.349 | 7.4724 | 8.5966 | 0 | 0.7821 | 5.315 | 0 | 0 | 0 | 0 | 41.5322 | 41.5318 | 41.5318 | 1
OH_4A_RS_2013_EL | 4A | RS | EL | 9013 | ASHRAE30pct-state-4A | RetailStandalone | STD2013 | OH-Cincinnati-KY | Zone4A | Zone4A(OH-Cincinnati-KY) | ASHRAE30pct-state-STD2013 | state | OH | 0.0947 | 0.7 | ASHRAE30pct-state-4A_RetailStandalone_STD2013_OH-Cincinnati-KY.table.csv.gz | Stand-alone Retail | Cincinnati Northern Ky Ap KY USA TMY3 WMO#=724210 | Electricity | 0 | 33919.4447 | 102541.6675 | 16994.4446 | 53972.2227 | 0 | 48022.2226 | 0 | 0 | 0 | 5675 | 0 | 0 | 0 | 261125.0021 | 0 | 261125.0021 | 0 | 0 | 0 | 3212.1714 | 9710.6959 | 1609.3739 | 5111.1695 | 0 | 4547.7045 | 0 | 0 | 0 | 537.4225 | 0 | 0 | 0 | 24728.5377 | 0 | 24728.5377 | 0 | 0 | 0 | 115.766 | 349.9715 | 58.0015 | 184.2055 | 0 | 163.8984 | 0 | 0 | 0 | 19.3686 | 0 | 0 | 0 | 891.2115 | 0 | 891.2115 | 0 | 0 | 14.1735 | 2.349 | 7.4601 | 6.6377 | 0 | 0.78441 | 4.6884 | 0 | 0 | 0 | 0 | 36.0931 | 36.0931 | 36.0931 | 2
OH_4A_RS_2010_NG | 4A | RS | NG | 7942 | ASHRAE30pct-state-4A | RetailStandalone | STD2010 | OH-Cincinnati-KY | Zone4A | Zone4A(OH-Cincinnati-KY) | ASHRAE30pct-state-STD2010 | state | OH | 0.0947 | 0.7 | ASHRAE30pct-state-4A_RetailStandalone_STD2010_OH-Cincinnati-KY.table.csv.gz | Stand-alone Retail | Cincinnati Northern Ky Ap KY USA TMY3 WMO#=724210 | Natural Gas | 210178.4464 | 0 | 0 | 0 | 0 | 0 | 0 | 0 | 0 | 0 | 0 | 89218.0255 | 0 | 0 | 299396.4719 | 0 | 299396.4719 | 0 | 0 | 1471.2491 | 0 | 0 | 0 | 0 | 0 | 0 | 0 | 0 | 0 | 0 | 624.5262 | 0 | 0 | 2095.7753 | 0 | 2095.7753 | 0 | 0 | 210.1784 | 0 | 0 | 0 | 0 | 0 | 0 | 0 | 0 | 0 | 0 | 89.218 | 0 | 0 | 299.3965 | 0 | 299.3965 | 0 | 0 | 0 | 0 | 0 | 0 | 0 | 0 | 0 | 8.512 | 3.6132 | 0 | 0 | 12.1252 | 12.1252 | 12.1252 | 1
OH_4A_RS_2013_NG | 4A | RS | NG | 9022 | ASHRAE30pct-state-4A | RetailStandalone | STD2013 | OH-Cincinnati-KY | Zone4A | Zone4A(OH-Cincinnati-KY) | ASHRAE30pct-state-STD2013 | state | OH | 0.0947 | 0.7 | ASHRAE30pct-state-4A_RetailStandalone_STD2013_OH-Cincinnati-KY.table.csv.gz | Stand-alone Retail | Cincinnati Northern Ky Ap KY USA TMY3 WMO#=724210 | Natural Gas | 134751.16 | 0 | 0 | 0 | 0 | 0 | 0 | 0 | 0 | 0 | 0 | 89208.5473 | 0 | 0 | 223959.7073 | 0 | 223959.7073 | 0 | 0 | 943.2581 | 0 | 0 | 0 | 0 | 0 | 0 | 0 | 0 | 0 | 0 | 624.4598 | 0 | 0 | 1567.718 | 0 | 1567.718 | 0 | 0 | 134.7512 | 0 | 0 | 0 | 0 | 0 | 0 | 0 | 0 | 0 | 0 | 89.2085 | 0 | 0 | 223.9597 | 0 | 223.9597 | 0 | 0 | 0 | 0 | 0 | 0 | 0 | 0 | 0 | 5.4573 | 3.6129 | 0 | 0 | 9.0701 | 9.0701 | 9.0701 | 2
PA_4A_RS_2010_EL | 4A | RS | EL | 7993 | ASHRAE30pct-state-4A | RetailStandalone | STD2010 | PA-Philadelphia-PA | Zone4A | Zone4A(PA-Philadelphia-PA) | ASHRAE30pct-state-STD2010 | state | PA | 0.0937 | 1 | ASHRAE30pct-state-4A_RetailStandalone_STD2010_PA-Philadelphia-PA.table.csv.gz | Stand-alone Retail | Philadelphia International Ap PA USA TMY3 WMO#=724080 | Electricity | 0 | 39763.8892 | 123150.001 | 17041.6668 | 54063.8893 | 0 | 57244.4449 | 0 | 0 | 0 | 5533.3334 | 0 | 0 | 0 | 296797.2246 | 0 | 296797.2246 | 0 | 0 | 0 | 3725.8764 | 11539.1551 | 1596.8042 | 5065.7864 | 0 | 5363.8045 | 0 | 0 | 0 | 518.4733 | 0 | 0 | 0 | 27809.8999 | 0 | 27809.8999 | 0 | 0 | 0 | 135.7129 | 420.3071 | 58.1627 | 184.5184 | 0 | 195.3735 | 0 | 0 | 0 | 18.8851 | 0 | 0 | 0 | 1012.9597 | 0 | 1012.9597 | 0 | 0 | 17.022 | 2.3555 | 7.4728 | 7.9124 | 0 | 0.76483 | 5.4962 | 0 | 0 | 0 | 0 | 41.0238 | 41.0238 | 41.0238 | 1
PA_4A_RS_2013_EL | 4A | RS | EL | 9073 | ASHRAE30pct-state-4A | RetailStandalone | STD2013 | PA-Philadelphia-PA | Zone4A | Zone4A(PA-Philadelphia-PA) | ASHRAE30pct-state-STD2013 | state | PA | 0.0937 | 1 | ASHRAE30pct-state-4A_RetailStandalone_STD2013_PA-Philadelphia-PA.table.csv.gz | Stand-alone Retail | Philadelphia International Ap PA USA TMY3 WMO#=724080 | Electricity | 0 | 35250.0003 | 102863.8897 | 17041.6668 | 53972.2227 | 0 | 47697.2226 | 0 | 0 | 0 | 5577.7778 | 0 | 0 | 0 | 262400.0021 | 0 | 262402.7799 | -2.7778 | -2.7778 | 0 | 3302.925 | 9638.3465 | 1596.8042 | 5057.1973 | 0 | 4469.2298 | 0 | 0 | 0 | 522.6378 | 0 | 0 | 0 | 24586.8802 | 0 | 24587.1405 | -0.26028 | -0.26028 | 0 | 120.3072 | 351.0713 | 58.1627 | 184.2055 | 0 | 162.7891 | 0 | 0 | 0 | 19.0368 | 0 | 0 | 0 | 895.5631 | 0 | 895.5726 | -0.0094805 | -0.0094805 | 14.218 | 2.3555 | 7.4597 | 6.5928 | 0 | 0.77097 | 4.8723 | 0 | 0 | 0 | 0 | 36.2697 | 36.2694 | 36.2694 | 2
PA_4A_RS_2010_NG | 4A | RS | NG | 8002 | ASHRAE30pct-state-4A | RetailStandalone | STD2010 | PA-Philadelphia-PA | Zone4A | Zone4A(PA-Philadelphia-PA) | ASHRAE30pct-state-STD2010 | state | PA | 0.0937 | 1 | ASHRAE30pct-state-4A_RetailStandalone_STD2010_PA-Philadelphia-PA.table.csv.gz | Stand-alone Retail | Philadelphia International Ap PA USA TMY3 WMO#=724080 | Natural Gas | 189222.2098 | 0 | 0 | 0 | 0 | 0 | 0 | 0 | 0 | 0 | 0 | 89218.0255 | 0 | 0 | 278440.2353 | 0 | 278440.2353 | 0 | 0 | 1892.2221 | 0 | 0 | 0 | 0 | 0 | 0 | 0 | 0 | 0 | 0 | 892.1803 | 0 | 0 | 2784.4024 | 0 | 2784.4024 | 0 | 0 | 189.2222 | 0 | 0 | 0 | 0 | 0 | 0 | 0 | 0 | 0 | 0 | 89.218 | 0 | 0 | 278.4402 | 0 | 278.4402 | 0 | 0 | 0 | 0 | 0 | 0 | 0 | 0 | 0 | 7.6633 | 3.6132 | 0 | 0 | 11.2765 | 11.2765 | 11.2765 | 1
PA_4A_RS_2013_NG | 4A | RS | NG | 9082 | ASHRAE30pct-state-4A | RetailStandalone | STD2013 | PA-Philadelphia-PA | Zone4A | Zone4A(PA-Philadelphia-PA) | ASHRAE30pct-state-STD2013 | state | PA | 0.0937 | 1 | ASHRAE30pct-state-4A_RetailStandalone_STD2013_PA-Philadelphia-PA.table.csv.gz | Stand-alone Retail | Philadelphia International Ap PA USA TMY3 WMO#=724080 | Natural Gas | 110979.9066 | 0 | 0 | 0 | 0 | 0 | 0 | 0 | 0 | 0 | 0 | 89208.5473 | 0 | 0 | 200188.4539 | 0 | 200188.4539 | 0 | 0 | 1109.7991 | 0 | 0 | 0 | 0 | 0 | 0 | 0 | 0 | 0 | 0 | 892.0855 | 0 | 0 | 2001.8845 | 0 | 2001.8845 | 0 | 0 | 110.9799 | 0 | 0 | 0 | 0 | 0 | 0 | 0 | 0 | 0 | 0 | 89.2085 | 0 | 0 | 200.1885 | 0 | 200.1885 | 0 | 0 | 0 | 0 | 0 | 0 | 0 | 0 | 0 | 4.4946 | 3.6129 | 0 | 0 | 8.1074 | 8.1074 | 8.1074 | 2
TN_4A_RS_2010_EL | 4A | RS | EL | 8053 | ASHRAE30pct-state-4A | RetailStandalone | STD2010 | TN-Nashville-TN | Zone4A | Zone4A(TN-Nashville-TN) | ASHRAE30pct-state-STD2010 | state | TN | 0.1029 | 0.81 | ASHRAE30pct-state-4A_RetailStandalone_STD2010_TN-Nashville-TN.table.csv.gz | Stand-alone Retail | Nashville International Ap TN USA TMY3 WMO#=723270 | Electricity | 0 | 53352.7782 | 122408.3343 | 17077.7779 | 54063.8893 | 0 | 59680.556 | 0 | 0 | 0 | 5158.3334 | 0 | 0 | 0 | 311741.6692 | 0 | 311741.6692 | 0 | 0 | 0 | 5490.0009 | 12595.8176 | 1757.3033 | 5563.1742 | 0 | 6141.1292 | 0 | 0 | 0 | 530.7925 | 0 | 0 | 0 | 32078.2178 | 0 | 32078.2178 | 0 | 0 | 0 | 182.0914 | 417.7759 | 58.2859 | 184.5184 | 0 | 203.6879 | 0 | 0 | 0 | 17.6052 | 0 | 0 | 0 | 1063.9647 | 0 | 1063.9647 | 0 | 0 | 16.9195 | 2.3605 | 7.4728 | 8.2491 | 0 | 0.71299 | 7.3745 | 0 | 0 | 0 | 0 | 43.0894 | 43.0894 | 43.0894 | 1
TN_4A_RS_2013_EL | 4A | RS | EL | 9133 | ASHRAE30pct-state-4A | RetailStandalone | STD2013 | TN-Nashville-TN | Zone4A | Zone4A(TN-Nashville-TN) | ASHRAE30pct-state-STD2013 | state | TN | 0.1029 | 0.81 | ASHRAE30pct-state-4A_RetailStandalone_STD2013_TN-Nashville-TN.table.csv.gz | Stand-alone Retail | Nashville International Ap TN USA TMY3 WMO#=723270 | Electricity | 0 | 47855.5559 | 101872.223 | 17077.7779 | 53972.2227 | 0 | 51036.1115 | 0 | 0 | 0 | 5672.2223 | 0 | 0 | 0 | 277486.1133 | 0 | 277486.1133 | -5.8208e-11 | -5.8208e-11 | 0 | 4924.3367 | 10482.6518 | 1757.3033 | 5553.7417 | 0 | 5251.6159 | 0 | 0 | 0 | 583.6717 | 0 | 0 | 0 | 28553.3211 | 0 | 28553.3211 | -5.9896e-12 | -5.9896e-12 | 0 | 163.3295 | 347.6867 | 58.2859 | 184.2055 | 0 | 174.1847 | 0 | 0 | 0 | 19.3591 | 0 | 0 | 0 | 947.0515 | 0 | 947.0515 | -1.9866e-13 | -1.9866e-13 | 14.0809 | 2.3605 | 7.4601 | 7.0543 | 0 | 0.78402 | 6.6147 | 0 | 0 | 0 | 0 | 38.3546 | 38.3546 | 38.3546 | 2
TN_4A_RS_2010_NG | 4A | RS | NG | 8062 | ASHRAE30pct-state-4A | RetailStandalone | STD2010 | TN-Nashville-TN | Zone4A | Zone4A(TN-Nashville-TN) | ASHRAE30pct-state-STD2010 | state | TN | 0.1029 | 0.81 | ASHRAE30pct-state-4A_RetailStandalone_STD2010_TN-Nashville-TN.table.csv.gz | Stand-alone Retail | Nashville International Ap TN USA TMY3 WMO#=723270 | Natural Gas | 121424.8512 | 0 | 0 | 0 | 0 | 0 | 0 | 0 | 0 | 0 | 0 | 89170.6346 | 0 | 0 | 210595.4859 | 0 | 210595.4859 | 0 | 0 | 983.5413 | 0 | 0 | 0 | 0 | 0 | 0 | 0 | 0 | 0 | 0 | 722.2821 | 0 | 0 | 1705.8234 | 0 | 1705.8234 | 0 | 0 | 121.4249 | 0 | 0 | 0 | 0 | 0 | 0 | 0 | 0 | 0 | 0 | 89.1706 | 0 | 0 | 210.5955 | 0 | 210.5955 | 0 | 0 | 0 | 0 | 0 | 0 | 0 | 0 | 0 | 4.9176 | 3.6113 | 0 | 0 | 8.5289 | 8.5289 | 8.5289 | 1
TN_4A_RS_2013_NG | 4A | RS | NG | 9142 | ASHRAE30pct-state-4A | RetailStandalone | STD2013 | TN-Nashville-TN | Zone4A | Zone4A(TN-Nashville-TN) | ASHRAE30pct-state-STD2013 | state | TN | 0.1029 | 0.81 | ASHRAE30pct-state-4A_RetailStandalone_STD2013_TN-Nashville-TN.table.csv.gz | Stand-alone Retail | Nashville International Ap TN USA TMY3 WMO#=723270 | Natural Gas | 66214.504 | 0 | 0 | 0 | 0 | 0 | 0 | 0 | 0 | 0 | 0 | 89151.6783 | 0 | 0 | 155366.1823 | 0 | 155366.1823 | 0 | 0 | 536.3375 | 0 | 0 | 0 | 0 | 0 | 0 | 0 | 0 | 0 | 0 | 722.1286 | 0 | 0 | 1258.4661 | 0 | 1258.4661 | 0 | 0 | 66.2145 | 0 | 0 | 0 | 0 | 0 | 0 | 0 | 0 | 0 | 0 | 89.1517 | 0 | 0 | 155.3662 | 0 | 155.3662 | 0 | 0 | 0 | 0 | 0 | 0 | 0 | 0 | 0 | 2.6816 | 3.6105 | 0 | 0 | 6.2922 | 6.2922 | 6.2922 | 2
VA_4A_RS_2010_EL | 4A | RS | EL | 8113 | ASHRAE30pct-state-4A | RetailStandalone | STD2010 | VA-Richmond-VA | Zone4A | Zone4A(VA-Richmond-VA) | ASHRAE30pct-state-STD2010 | state | VA | 0.0811 | 0.86 | ASHRAE30pct-state-4A_RetailStandalone_STD2010_VA-Richmond-VA.table.csv.gz | Stand-alone Retail | Richmond International Ap VA USA TMY3 WMO#=724010 | Electricity | 0 | 49472.2226 | 122069.4454 | 17027.7779 | 54063.8893 | 0 | 57436.1116 | 0 | 0 | 0 | 5625 | 0 | 0 | 0 | 305694.4469 | 0 | 305694.4469 | 5.8208e-11 | 5.8208e-11 | 0 | 4012.1973 | 9899.832 | 1380.9528 | 4384.5814 | 0 | 4658.0686 | 0 | 0 | 0 | 456.1875 | 0 | 0 | 0 | 24791.8196 | 0 | 24791.8196 | 4.7206e-12 | 4.7206e-12 | 0 | 168.8472 | 416.6192 | 58.1153 | 184.5184 | 0 | 196.0277 | 0 | 0 | 0 | 19.198 | 0 | 0 | 0 | 1043.3257 | 0 | 1043.3257 | 1.9866e-13 | 1.9866e-13 | 16.8726 | 2.3536 | 7.4728 | 7.9389 | 0 | 0.7775 | 6.8381 | 0 | 0 | 0 | 0 | 42.2536 | 42.2536 | 42.2536 | 1
VA_4A_RS_2013_EL | 4A | RS | EL | 9193 | ASHRAE30pct-state-4A | RetailStandalone | STD2013 | VA-Richmond-VA | Zone4A | Zone4A(VA-Richmond-VA) | ASHRAE30pct-state-STD2013 | state | VA | 0.0811 | 0.86 | ASHRAE30pct-state-4A_RetailStandalone_STD2013_VA-Richmond-VA.table.csv.gz | Stand-alone Retail | Richmond International Ap VA USA TMY3 WMO#=724010 | Electricity | 0 | 43925.0004 | 101888.8897 | 17027.7779 | 53972.2227 | 0 | 47247.2226 | 0 | 0 | 0 | 5650 | 0 | 0 | 0 | 269711.1133 | 0 | 269711.1133 | 0 | 0 | 0 | 3562.3175 | 8263.189 | 1380.9528 | 4377.1473 | 0 | 3831.7498 | 0 | 0 | 0 | 458.215 | 0 | 0 | 0 | 21873.5713 | 0 | 21873.5713 | 0 | 0 | 0 | 149.9147 | 347.7436 | 58.1153 | 184.2055 | 0 | 161.2533 | 0 | 0 | 0 | 19.2833 | 0 | 0 | 0 | 920.5157 | 0 | 920.5157 | 0 | 0 | 14.0833 | 2.3536 | 7.4601 | 6.5306 | 0 | 0.78095 | 6.0714 | 0 | 0 | 0 | 0 | 37.2799 | 37.2799 | 37.2799 | 2
VA_4A_RS_2010_NG | 4A | RS | NG | 8122 | ASHRAE30pct-state-4A | RetailStandalone | STD2010 | VA-Richmond-VA | Zone4A | Zone4A(VA-Richmond-VA) | ASHRAE30pct-state-STD2010 | state | VA | 0.0811 | 0.86 | ASHRAE30pct-state-4A_RetailStandalone_STD2010_VA-Richmond-VA.table.csv.gz | Stand-alone Retail | Richmond International Ap VA USA TMY3 WMO#=724010 | Natural Gas | 125291.9451 | 0 | 0 | 0 | 0 | 0 | 0 | 0 | 0 | 0 | 0 | 89180.1128 | 0 | 0 | 214462.5797 | 0 | 214472.0579 | 0 | 0 | 1077.5107 | 0 | 0 | 0 | 0 | 0 | 0 | 0 | 0 | 0 | 0 | 766.949 | 0 | 0 | 1844.3782 | 0 | 1844.4597 | 0 | 0 | 125.2919 | 0 | 0 | 0 | 0 | 0 | 0 | 0 | 0 | 0 | 0 | 89.1801 | 0 | 0 | 214.4626 | 0 | 214.4721 | 0 | 0 | 0 | 0 | 0 | 0 | 0 | 0 | 0 | 5.0742 | 3.6117 | 0 | 0 | 8.6859 | 8.6855 | 8.6859 | 1
VA_4A_RS_2013_NG | 4A | RS | NG | 9202 | ASHRAE30pct-state-4A | RetailStandalone | STD2013 | VA-Richmond-VA | Zone4A | Zone4A(VA-Richmond-VA) | ASHRAE30pct-state-STD2013 | state | VA | 0.0811 | 0.86 | ASHRAE30pct-state-4A_RetailStandalone_STD2013_VA-Richmond-VA.table.csv.gz | Stand-alone Retail | Richmond International Ap VA USA TMY3 WMO#=724010 | Natural Gas | 70214.2922 | 0 | 0 | 0 | 0 | 0 | 0 | 0 | 0 | 0 | 0 | 89161.1565 | 0 | 0 | 159375.4487 | 0 | 159375.4487 | 0 | 0 | 603.8429 | 0 | 0 | 0 | 0 | 0 | 0 | 0 | 0 | 0 | 0 | 766.7859 | 0 | 0 | 1370.6289 | 0 | 1370.6289 | 0 | 0 | 70.2143 | 0 | 0 | 0 | 0 | 0 | 0 | 0 | 0 | 0 | 0 | 89.1612 | 0 | 0 | 159.3754 | 0 | 159.3754 | 0 | 0 | 0 | 0 | 0 | 0 | 0 | 0 | 0 | 2.8436 | 3.6109 | 0 | 0 | 6.4545 | 6.4545 | 6.4545 | 2
WV_4A_RS_2010_EL | 4A | RS | EL | 8173 | ASHRAE30pct-state-4A | RetailStandalone | STD2010 | WV-Charleston-WV | Zone4A | Zone4A(WV-Charleston-WV) | ASHRAE30pct-state-STD2010 | state | WV | 0.0842 | 0.92 | ASHRAE30pct-state-4A_RetailStandalone_STD2010_WV-Charleston-WV.table.csv.gz | Stand-alone Retail | Charleston Yeager Arpt WV USA TMY3 WMO#=724140 | Electricity | 0 | 41727.7781 | 122291.6676 | 17000.0001 | 54063.8893 | 0 | 62152.7783 | 0 | 0 | 0 | 5550 | 0 | 0 | 0 | 302783.3358 | 0 | 302786.1135 | -2.7778 | -2.7778 | 0 | 3513.4789 | 10296.9584 | 1431.4 | 4552.1795 | 0 | 5233.2639 | 0 | 0 | 0 | 467.31 | 0 | 0 | 0 | 25494.3569 | 0 | 25494.5908 | -0.23389 | -0.23389 | 0 | 142.4156 | 417.3777 | 58.0205 | 184.5184 | 0 | 212.1255 | 0 | 0 | 0 | 18.942 | 0 | 0 | 0 | 1033.3901 | 0 | 1033.3996 | -0.0094805 | -0.0094805 | 16.9034 | 2.3498 | 7.4724 | 8.5909 | 0 | 0.76713 | 5.7677 | 0 | 0 | 0 | 0 | 41.8516 | 41.8512 | 41.8512 | 1
WV_4A_RS_2013_EL | 4A | RS | EL | 9253 | ASHRAE30pct-state-4A | RetailStandalone | STD2013 | WV-Charleston-WV | Zone4A | Zone4A(WV-Charleston-WV) | ASHRAE30pct-state-STD2013 | state | WV | 0.0842 | 0.92 | ASHRAE30pct-state-4A_RetailStandalone_STD2013_WV-Charleston-WV.table.csv.gz | Stand-alone Retail | Charleston Yeager Arpt WV USA TMY3 WMO#=724140 | Electricity | 0 | 36747.2225 | 101813.8897 | 17000.0001 | 53972.2227 | 0 | 49058.3337 | 0 | 0 | 0 | 5544.4445 | 0 | 0 | 0 | 264136.1132 | 0 | 264136.1132 | 0 | 0 | 0 | 3094.1161 | 8572.7295 | 1431.4 | 4544.4611 | 0 | 4130.7117 | 0 | 0 | 0 | 466.8422 | 0 | 0 | 0 | 22240.2607 | 0 | 22240.2607 | 0 | 0 | 0 | 125.4171 | 347.4876 | 58.0205 | 184.2055 | 0 | 167.4346 | 0 | 0 | 0 | 18.923 | 0 | 0 | 0 | 901.4884 | 0 | 901.4884 | 0 | 0 | 14.0729 | 2.3498 | 7.4601 | 6.7809 | 0 | 0.76636 | 5.0793 | 0 | 0 | 0 | 0 | 36.5093 | 36.5093 | 36.5093 | 2
WV_4A_RS_2010_NG | 4A | RS | NG | 8182 | ASHRAE30pct-state-4A | RetailStandalone | STD2010 | WV-Charleston-WV | Zone4A | Zone4A(WV-Charleston-WV) | ASHRAE30pct-state-STD2010 | state | WV | 0.0842 | 0.92 | ASHRAE30pct-state-4A_RetailStandalone_STD2010_WV-Charleston-WV.table.csv.gz | Stand-alone Retail | Charleston Yeager Arpt WV USA TMY3 WMO#=724140 | Natural Gas | 171355.8571 | 0 | 0 | 0 | 0 | 0 | 0 | 0 | 0 | 0 | 0 | 89189.591 | 0 | 0 | 260545.4481 | 0 | 260545.4481 | 0 | 0 | 1576.4739 | 0 | 0 | 0 | 0 | 0 | 0 | 0 | 0 | 0 | 0 | 820.5442 | 0 | 0 | 2397.0181 | 0 | 2397.0181 | 0 | 0 | 171.3559 | 0 | 0 | 0 | 0 | 0 | 0 | 0 | 0 | 0 | 0 | 89.1896 | 0 | 0 | 260.5454 | 0 | 260.5454 | 0 | 0 | 0 | 0 | 0 | 0 | 0 | 0 | 0 | 6.9397 | 3.6121 | 0 | 0 | 10.5518 | 10.5518 | 10.5518 | 1
WV_4A_RS_2013_NG | 4A | RS | NG | 9262 | ASHRAE30pct-state-4A | RetailStandalone | STD2013 | WV-Charleston-WV | Zone4A | Zone4A(WV-Charleston-WV) | ASHRAE30pct-state-STD2013 | state | WV | 0.0842 | 0.92 | ASHRAE30pct-state-4A_RetailStandalone_STD2013_WV-Charleston-WV.table.csv.gz | Stand-alone Retail | Charleston Yeager Arpt WV USA TMY3 WMO#=724140 | Natural Gas | 100961.4796 | 0 | 0 | 0 | 0 | 0 | 0 | 0 | 0 | 0 | 0 | 89180.1128 | 0 | 0 | 190141.5924 | 0 | 190141.5924 | 0 | 0 | 928.8456 | 0 | 0 | 0 | 0 | 0 | 0 | 0 | 0 | 0 | 0 | 820.457 | 0 | 0 | 1749.3027 | 0 | 1749.3027 | 0 | 0 | 100.9615 | 0 | 0 | 0 | 0 | 0 | 0 | 0 | 0 | 0 | 0 | 89.1801 | 0 | 0 | 190.1416 | 0 | 190.1416 | 0 | 0 | 0 | 0 | 0 | 0 | 0 | 0 | 0 | 4.0888 | 3.6117 | 0 | 0 | 7.7005 | 7.7005 | 7.7005 | 2
AZ_4B_RS_2010_EL | 4B | RS | EL | 9673 | ASHRAE30pct-state-4B | RetailStandalone | STD2010 | AZ-Prescott-AZ | Zone4B | Zone4B(AZ-Prescott-AZ) | ASHRAE30pct-state-STD2010 | state | AZ | 0.0954 | 0.95 | ASHRAE30pct-state-4B_RetailStandalone_STD2010_AZ-Prescott-AZ.table.csv.gz | Stand-alone Retail | Prescott Love Field AZ USA TMY3 WMO#=723723 | Electricity | 0 | 40227.7781 | 124983.3343 | 17022.2224 | 54063.8893 | 0 | 70522.2228 | 0 | 0 | 0 | 0 | 0 | 0 | 0 | 306819.4469 | 0 | 306819.4469 | 0 | 0 | 0 | 3837.73 | 11923.4101 | 1623.92 | 5157.695 | 0 | 6727.8201 | 0 | 0 | 0 | 0 | 0 | 0 | 0 | 29270.5752 | 0 | 29270.5752 | 0 | 0 | 0 | 137.2962 | 426.5642 | 58.0963 | 184.5184 | 0 | 240.6902 | 0 | 0 | 0 | 0 | 0 | 0 | 0 | 1047.1653 | 0 | 1047.1653 | 0 | 0 | 17.2754 | 2.3528 | 7.4728 | 9.7477 | 0 | 0 | 5.5603 | 0 | 0 | 0 | 0 | 42.4091 | 42.4091 | 42.4091 | 1
AZ_4B_RS_2013_EL | 4B | RS | EL | 10033 | ASHRAE30pct-state-4B | RetailStandalone | STD2013 | AZ-Prescott-AZ | Zone4B | Zone4B(AZ-Prescott-AZ) | ASHRAE30pct-state-STD2013 | state | AZ | 0.0954 | 0.95 | ASHRAE30pct-state-4B_RetailStandalone_STD2013_AZ-Prescott-AZ.table.csv.gz | Stand-alone Retail | Prescott Love Field AZ USA TMY3 WMO#=723723 | Electricity | 0 | 34980.5558 | 104750.0008 | 17022.2224 | 53972.2227 | 0 | 67727.7783 | 0 | 0 | 0 | 0 | 0 | 0 | 0 | 278455.5578 | 0 | 278452.78 | 2.7778 | 2.7778 | 0 | 3337.145 | 9993.1501 | 1623.92 | 5148.95 | 0 | 6461.2301 | 0 | 0 | 0 | 0 | 0 | 0 | 0 | 26564.6602 | 0 | 26564.3952 | 0.265 | 0.265 | 0 | 119.3876 | 357.5085 | 58.0963 | 184.2055 | 0 | 231.1528 | 0 | 0 | 0 | 0 | 0 | 0 | 0 | 950.3602 | 0 | 950.3507 | 0.0094805 | 0.0094805 | 14.4787 | 2.3528 | 7.4605 | 9.3614 | 0 | 0 | 4.8351 | 0 | 0 | 0 | 0 | 38.4882 | 38.4886 | 38.4886 | 2
AZ_4B_RS_2010_NG | 4B | RS | NG | 9682 | ASHRAE30pct-state-4B | RetailStandalone | STD2010 | AZ-Prescott-AZ | Zone4B | Zone4B(AZ-Prescott-AZ) | ASHRAE30pct-state-STD2010 | state | AZ | 0.0954 | 0.95 | ASHRAE30pct-state-4B_RetailStandalone_STD2010_AZ-Prescott-AZ.table.csv.gz | Stand-alone Retail | Prescott Love Field AZ USA TMY3 WMO#=723723 | Natural Gas | 159394.4051 | 0 | 0 | 0 | 0 | 0 | 0 | 0 | 0 | 0 | 0 | 88763.0733 | 0 | 0 | 248166.9565 | 0 | 248157.4784 | 0 | 0 | 1514.2468 | 0 | 0 | 0 | 0 | 0 | 0 | 0 | 0 | 0 | 0 | 843.2492 | 0 | 0 | 2357.5861 | 0 | 2357.496 | 0 | 0 | 159.3944 | 0 | 0 | 0 | 0 | 0 | 0 | 0 | 0 | 0 | 0 | 88.7631 | 0 | 0 | 248.167 | 0 | 248.1575 | 0 | 0 | 0 | 0 | 0 | 0 | 0 | 0 | 0 | 6.4553 | 3.5948 | 0 | 0 | 10.0501 | 10.0505 | 10.0501 | 1
AZ_4B_RS_2013_NG | 4B | RS | NG | 10042 | ASHRAE30pct-state-4B | RetailStandalone | STD2013 | AZ-Prescott-AZ | Zone4B | Zone4B(AZ-Prescott-AZ) | ASHRAE30pct-state-STD2013 | state | AZ | 0.0954 | 0.95 | ASHRAE30pct-state-4B_RetailStandalone_STD2013_AZ-Prescott-AZ.table.csv.gz | Stand-alone Retail | Prescott Love Field AZ USA TMY3 WMO#=723723 | Natural Gas | 119244.8719 | 0 | 0 | 0 | 0 | 0 | 0 | 0 | 0 | 0 | 0 | 88753.5951 | 0 | 0 | 207998.467 | 0 | 207998.467 | 0 | 0 | 1132.8263 | 0 | 0 | 0 | 0 | 0 | 0 | 0 | 0 | 0 | 0 | 843.1592 | 0 | 0 | 1975.9854 | 0 | 1975.9854 | 0 | 0 | 119.2449 | 0 | 0 | 0 | 0 | 0 | 0 | 0 | 0 | 0 | 0 | 88.7536 | 0 | 0 | 207.9985 | 0 | 207.9985 | 0 | 0 | 0 | 0 | 0 | 0 | 0 | 0 | 0 | 4.8293 | 3.5944 | 0 | 0 | 8.4237 | 8.4237 | 8.4237 | 2
CA_4B_RS_2010_EL | 4B | RS | EL | 9733 | ASHRAE30pct-state-4B | RetailStandalone | STD2010 | CA-Sacramento-CA | Zone4B | Zone4B(CA-Sacramento-CA) | ASHRAE30pct-state-STD2010 | state | CA | 0.136 | 0.7 | ASHRAE30pct-state-4B_RetailStandalone_STD2010_CA-Sacramento-CA.table.csv.gz | Stand-alone Retail | Sacramento Metropolitan Ap CA USA TMY3 WMO#=724839 | Electricity | 0 | 48361.1115 | 123425.001 | 17030.5557 | 54063.8893 | 0 | 60397.2227 | 0 | 0 | 0 | 0 | 0 | 0 | 0 | 303280.558 | 0 | 303277.7802 | 2.7778 | 2.7778 | 0 | 6577.1112 | 16785.8001 | 2316.1556 | 7352.6889 | 0 | 8214.0223 | 0 | 0 | 0 | 0 | 0 | 0 | 0 | 41246.1559 | 0 | 41245.7781 | 0.37778 | 0.37778 | 0 | 165.055 | 421.2457 | 58.1248 | 184.5184 | 0 | 206.1338 | 0 | 0 | 0 | 0 | 0 | 0 | 0 | 1035.0871 | 0 | 1035.0777 | 0.0094805 | 0.0094805 | 17.06 | 2.354 | 7.4732 | 8.3482 | 0 | 0 | 6.6846 | 0 | 0 | 0 | 0 | 41.9196 | 41.9199 | 41.9199 | 1
CA_4B_RS_2013_EL | 4B | RS | EL | 10093 | ASHRAE30pct-state-4B | RetailStandalone | STD2013 | CA-Sacramento-CA | Zone4B | Zone4B(CA-Sacramento-CA) | ASHRAE30pct-state-STD2013 | state | CA | 0.136 | 0.7 | ASHRAE30pct-state-4B_RetailStandalone_STD2013_CA-Sacramento-CA.table.csv.gz | Stand-alone Retail | Sacramento Metropolitan Ap CA USA TMY3 WMO#=724839 | Electricity | 0 | 41641.667 | 103633.3342 | 17030.5557 | 53972.2227 | 0 | 54175.0004 | 0 | 0 | 0 | 0 | 0 | 0 | 0 | 270452.7799 | 0 | 270452.7799 | 0 | 0 | 0 | 5663.2667 | 14094.1334 | 2316.1556 | 7340.2223 | 0 | 7367.8001 | 0 | 0 | 0 | 0 | 0 | 0 | 0 | 36781.5781 | 0 | 36781.5781 | 0 | 0 | 0 | 142.1217 | 353.6974 | 58.1248 | 184.2055 | 0 | 184.8976 | 0 | 0 | 0 | 0 | 0 | 0 | 0 | 923.047 | 0 | 923.047 | 0 | 0 | 14.3244 | 2.354 | 7.4601 | 7.4882 | 0 | 0 | 5.7558 | 0 | 0 | 0 | 0 | 37.3824 | 37.3824 | 37.3824 | 2
CA_4B_RS_2010_NG | 4B | RS | NG | 9742 | ASHRAE30pct-state-4B | RetailStandalone | STD2010 | CA-Sacramento-CA | Zone4B | Zone4B(CA-Sacramento-CA) | ASHRAE30pct-state-STD2010 | state | CA | 0.136 | 0.7 | ASHRAE30pct-state-4B_RetailStandalone_STD2010_CA-Sacramento-CA.table.csv.gz | Stand-alone Retail | Sacramento Metropolitan Ap CA USA TMY3 WMO#=724839 | Natural Gas | 116666.8093 | 0 | 0 | 0 | 0 | 0 | 0 | 0 | 0 | 0 | 0 | 88734.6388 | 0 | 0 | 205401.4481 | 0 | 205401.4481 | 0 | 0 | 816.6677 | 0 | 0 | 0 | 0 | 0 | 0 | 0 | 0 | 0 | 0 | 621.1425 | 0 | 0 | 1437.8101 | 0 | 1437.8101 | 0 | 0 | 116.6668 | 0 | 0 | 0 | 0 | 0 | 0 | 0 | 0 | 0 | 0 | 88.7346 | 0 | 0 | 205.4014 | 0 | 205.4014 | 0 | 0 | 0 | 0 | 0 | 0 | 0 | 0 | 0 | 4.7249 | 3.5937 | 0 | 0 | 8.3185 | 8.3185 | 8.3185 | 1
CA_4B_RS_2013_NG | 4B | RS | NG | 10102 | ASHRAE30pct-state-4B | RetailStandalone | STD2013 | CA-Sacramento-CA | Zone4B | Zone4B(CA-Sacramento-CA) | ASHRAE30pct-state-STD2013 | state | CA | 0.136 | 0.7 | ASHRAE30pct-state-4B_RetailStandalone_STD2013_CA-Sacramento-CA.table.csv.gz | Stand-alone Retail | Sacramento Metropolitan Ap CA USA TMY3 WMO#=724839 | Natural Gas | 88440.8155 | 0 | 0 | 0 | 0 | 0 | 0 | 0 | 0 | 0 | 0 | 88734.6388 | 0 | 0 | 177175.4542 | 0 | 177175.4542 | 0 | 0 | 619.0857 | 0 | 0 | 0 | 0 | 0 | 0 | 0 | 0 | 0 | 0 | 621.1425 | 0 | 0 | 1240.2282 | 0 | 1240.2282 | 0 | 0 | 88.4408 | 0 | 0 | 0 | 0 | 0 | 0 | 0 | 0 | 0 | 0 | 88.7346 | 0 | 0 | 177.1755 | 0 | 177.1755 | 0 | 0 | 0 | 0 | 0 | 0 | 0 | 0 | 0 | 3.5818 | 3.5937 | 0 | 0 | 7.1754 | 7.1754 | 7.1754 | 2
CO_4B_RS_2010_EL | 4B | RS | EL | 9793 | ASHRAE30pct-state-4B | RetailStandalone | STD2010 | CO-Trinidad-CO | Zone4B | Zone4B(CO-Trinidad-CO) | ASHRAE30pct-state-STD2010 | state | CO | 0.0934 | 0.73 | ASHRAE30pct-state-4B_RetailStandalone_STD2010_CO-Trinidad-CO.table.csv.gz | Stand-alone Retail | Trinidad Las Animas County Ap CO USA TMY3 WMO#=724645 | Electricity | 0 | 32697.2225 | 124713.8899 | 17055.5557 | 54063.8893 | 0 | 70669.445 | 0 | 0 | 0 | 0 | 0 | 0 | 0 | 299197.2246 | 0 | 299200.0024 | -2.7778 | -2.7778 | 0 | 3053.9206 | 11648.2773 | 1592.9889 | 5049.5673 | 0 | 6600.5262 | 0 | 0 | 0 | 0 | 0 | 0 | 0 | 27945.0208 | 0 | 27945.2802 | -0.25944 | -0.25944 | 0 | 111.5946 | 425.6446 | 58.2101 | 184.5184 | 0 | 241.1926 | 0 | 0 | 0 | 0 | 0 | 0 | 0 | 1021.1509 | 0 | 1021.1603 | -0.0094805 | -0.0094805 | 17.2382 | 2.3574 | 7.4724 | 9.768 | 0 | 0 | 4.5195 | 0 | 0 | 0 | 0 | 41.3559 | 41.3555 | 41.3555 | 1
CO_4B_RS_2013_EL | 4B | RS | EL | 10153 | ASHRAE30pct-state-4B | RetailStandalone | STD2013 | CO-Trinidad-CO | Zone4B | Zone4B(CO-Trinidad-CO) | ASHRAE30pct-state-STD2013 | state | CO | 0.0934 | 0.73 | ASHRAE30pct-state-4B_RetailStandalone_STD2013_CO-Trinidad-CO.table.csv.gz | Stand-alone Retail | Trinidad Las Animas County Ap CO USA TMY3 WMO#=724645 | Electricity | 0 | 28788.8891 | 104825.0008 | 17055.5557 | 53972.2227 | 0 | 62211.1116 | 0 | 0 | 0 | 0 | 0 | 0 | 0 | 266852.7799 | 0 | 266852.7799 | 0 | 0 | 0 | 2688.8822 | 9790.6551 | 1592.9889 | 5041.0056 | 0 | 5810.5178 | 0 | 0 | 0 | 0 | 0 | 0 | 0 | 24924.0496 | 0 | 24924.0496 | 0 | 0 | 0 | 98.2556 | 357.7645 | 58.2101 | 184.2055 | 0 | 212.3246 | 0 | 0 | 0 | 0 | 0 | 0 | 0 | 910.7603 | 0 | 910.7603 | 0 | 0 | 14.4891 | 2.3574 | 7.4601 | 8.5989 | 0 | 0 | 3.9792 | 0 | 0 | 0 | 0 | 36.8848 | 36.8848 | 36.8848 | 2
CO_4B_RS_2010_NG | 4B | RS | NG | 9802 | ASHRAE30pct-state-4B | RetailStandalone | STD2010 | CO-Trinidad-CO | Zone4B | Zone4B(CO-Trinidad-CO) | ASHRAE30pct-state-STD2010 | state | CO | 0.0934 | 0.73 | ASHRAE30pct-state-4B_RetailStandalone_STD2010_CO-Trinidad-CO.table.csv.gz | Stand-alone Retail | Trinidad Las Animas County Ap CO USA TMY3 WMO#=724645 | Natural Gas | 248365.9981 | 0 | 0 | 0 | 0 | 0 | 0 | 0 | 0 | 0 | 0 | 88810.4641 | 0 | 0 | 337176.4623 | 0 | 337176.4623 | 0 | 0 | 1813.0718 | 0 | 0 | 0 | 0 | 0 | 0 | 0 | 0 | 0 | 0 | 648.3164 | 0 | 0 | 2461.3882 | 0 | 2461.3882 | 0 | 0 | 248.366 | 0 | 0 | 0 | 0 | 0 | 0 | 0 | 0 | 0 | 0 | 88.8105 | 0 | 0 | 337.1765 | 0 | 337.1765 | 0 | 0 | 0 | 0 | 0 | 0 | 0 | 0 | 0 | 10.0586 | 3.5967 | 0 | 0 | 13.6553 | 13.6553 | 13.6553 | 1
CO_4B_RS_2013_NG | 4B | RS | NG | 10162 | ASHRAE30pct-state-4B | RetailStandalone | STD2013 | CO-Trinidad-CO | Zone4B | Zone4B(CO-Trinidad-CO) | ASHRAE30pct-state-STD2013 | state | CO | 0.0934 | 0.73 | ASHRAE30pct-state-4B_RetailStandalone_STD2013_CO-Trinidad-CO.table.csv.gz | Stand-alone Retail | Trinidad Las Animas County Ap CO USA TMY3 WMO#=724645 | Natural Gas | 198833.0754 | 0 | 0 | 0 | 0 | 0 | 0 | 0 | 0 | 0 | 0 | 88810.4641 | 0 | 0 | 287643.5396 | 0 | 287643.5396 | 0 | 0 | 1451.4815 | 0 | 0 | 0 | 0 | 0 | 0 | 0 | 0 | 0 | 0 | 648.3164 | 0 | 0 | 2099.7978 | 0 | 2099.7978 | 0 | 0 | 198.8331 | 0 | 0 | 0 | 0 | 0 | 0 | 0 | 0 | 0 | 0 | 88.8105 | 0 | 0 | 287.6435 | 0 | 287.6435 | 0 | 0 | 0 | 0 | 0 | 0 | 0 | 0 | 0 | 8.0525 | 3.5967 | 0 | 0 | 11.6493 | 11.6493 | 11.6493 | 2
NM_4B_RS_2010_EL | 4B | RS | EL | 9853 | ASHRAE30pct-state-4B | RetailStandalone | STD2010 | NM-Albuquerque-NM | Zone4B | Zone4B(NM-Albuquerque-NM) | ASHRAE30pct-state-STD2010 | state | NM | 0.093 | 0.62 | ASHRAE30pct-state-4B_RetailStandalone_STD2010_NM-Albuquerque-NM.table.csv.gz | Stand-alone Retail | Albuquerque Intl Arpt Isis NM USA TMY3 WMO#=723650 | Electricity | 0 | 40461.1114 | 123322.2232 | 17019.4446 | 54063.8893 | 0 | 71163.8895 | 0 | 0 | 0 | 0 | 0 | 0 | 0 | 306030.558 | 0 | 306030.558 | 0 | 0 | 0 | 3762.8834 | 11468.9668 | 1582.8083 | 5027.9417 | 0 | 6618.2417 | 0 | 0 | 0 | 0 | 0 | 0 | 0 | 28460.8419 | 0 | 28460.8419 | 0 | 0 | 0 | 138.0925 | 420.8949 | 58.0868 | 184.5184 | 0 | 242.8801 | 0 | 0 | 0 | 0 | 0 | 0 | 0 | 1044.4728 | 0 | 1044.4728 | 0 | 0 | 17.0458 | 2.3525 | 7.4728 | 9.8364 | 0 | 0 | 5.5926 | 0 | 0 | 0 | 0 | 42.3 | 42.3 | 42.3 | 1
NM_4B_RS_2013_EL | 4B | RS | EL | 10213 | ASHRAE30pct-state-4B | RetailStandalone | STD2013 | NM-Albuquerque-NM | Zone4B | Zone4B(NM-Albuquerque-NM) | ASHRAE30pct-state-STD2013 | state | NM | 0.093 | 0.62 | ASHRAE30pct-state-4B_RetailStandalone_STD2013_NM-Albuquerque-NM.table.csv.gz | Stand-alone Retail | Albuquerque Intl Arpt Isis NM USA TMY3 WMO#=723650 | Electricity | 0 | 35305.5558 | 103486.1119 | 17019.4446 | 53972.2227 | 0 | 64444.445 | 0 | 0 | 0 | 0 | 0 | 0 | 0 | 274227.78 | 0 | 274227.78 | 0 | 0 | 0 | 3283.4167 | 9624.2084 | 1582.8083 | 5019.4167 | 0 | 5993.3334 | 0 | 0 | 0 | 0 | 0 | 0 | 0 | 25503.1835 | 0 | 25503.1835 | 0 | 0 | 0 | 120.4968 | 353.1949 | 58.0868 | 184.2055 | 0 | 219.9469 | 0 | 0 | 0 | 0 | 0 | 0 | 0 | 935.9309 | 0 | 935.9309 | 0 | 0 | 14.304 | 2.3525 | 7.4601 | 8.9076 | 0 | 0 | 4.88 | 0 | 0 | 0 | 0 | 37.9042 | 37.9042 | 37.9042 | 2
NM_4B_RS_2010_NG | 4B | RS | NG | 9862 | ASHRAE30pct-state-4B | RetailStandalone | STD2010 | NM-Albuquerque-NM | Zone4B | Zone4B(NM-Albuquerque-NM) | ASHRAE30pct-state-STD2010 | state | NM | 0.093 | 0.62 | ASHRAE30pct-state-4B_RetailStandalone_STD2010_NM-Albuquerque-NM.table.csv.gz | Stand-alone Retail | Albuquerque Intl Arpt Isis NM USA TMY3 WMO#=723650 | Natural Gas | 164711.6591 | 0 | 0 | 0 | 0 | 0 | 0 | 0 | 0 | 0 | 0 | 88763.0733 | 0 | 0 | 253474.7324 | 0 | 253474.7324 | 0 | 0 | 1021.2123 | 0 | 0 | 0 | 0 | 0 | 0 | 0 | 0 | 0 | 0 | 550.3311 | 0 | 0 | 1571.5433 | 0 | 1571.5433 | 0 | 0 | 164.7117 | 0 | 0 | 0 | 0 | 0 | 0 | 0 | 0 | 0 | 0 | 88.7631 | 0 | 0 | 253.4747 | 0 | 253.4747 | 0 | 0 | 0 | 0 | 0 | 0 | 0 | 0 | 0 | 6.6706 | 3.5948 | 0 | 0 | 10.2655 | 10.2655 | 10.2655 | 1
NM_4B_RS_2013_NG | 4B | RS | NG | 10222 | ASHRAE30pct-state-4B | RetailStandalone | STD2013 | NM-Albuquerque-NM | Zone4B | Zone4B(NM-Albuquerque-NM) | ASHRAE30pct-state-STD2013 | state | NM | 0.093 | 0.62 | ASHRAE30pct-state-4B_RetailStandalone_STD2013_NM-Albuquerque-NM.table.csv.gz | Stand-alone Retail | Albuquerque Intl Arpt Isis NM USA TMY3 WMO#=723650 | Natural Gas | 125633.1593 | 0 | 0 | 0 | 0 | 0 | 0 | 0 | 0 | 0 | 0 | 88763.0733 | 0 | 0 | 214396.2325 | 0 | 214396.2325 | 0 | 0 | 778.9256 | 0 | 0 | 0 | 0 | 0 | 0 | 0 | 0 | 0 | 0 | 550.3311 | 0 | 0 | 1329.2566 | 0 | 1329.2566 | 0 | 0 | 125.6332 | 0 | 0 | 0 | 0 | 0 | 0 | 0 | 0 | 0 | 0 | 88.7631 | 0 | 0 | 214.3962 | 0 | 214.3962 | 0 | 0 | 0 | 0 | 0 | 0 | 0 | 0 | 0 | 5.088 | 3.5948 | 0 | 0 | 8.6828 | 8.6828 | 8.6828 | 2
OK_4B_RS_2010_EL | 4B | RS | EL | 9913 | ASHRAE30pct-state-4B | RetailStandalone | STD2010 | OK-Amarillo-TX | Zone4B | Zone4B(OK-Amarillo-TX) | ASHRAE30pct-state-STD2010 | state | OK | 0.0726 | 0.87 | ASHRAE30pct-state-4B_RetailStandalone_STD2010_OK-Amarillo-TX.table.csv.gz | Stand-alone Retail | Amarillo International Ap Can TX USA TMY3 WMO#=723630 | Electricity | 0 | 47019.4448 | 124366.6677 | 17005.5557 | 54063.8893 | 0 | 70288.8895 | 0 | 0 | 0 | 0 | 0 | 0 | 0 | 312744.4469 | 0 | 312744.4469 | 0 | 0 | 0 | 3413.6117 | 9029.0201 | 1234.6033 | 3925.0384 | 0 | 5102.9734 | 0 | 0 | 0 | 0 | 0 | 0 | 0 | 22705.2468 | 0 | 22705.2468 | 0 | 0 | 0 | 160.4759 | 424.4596 | 58.0394 | 184.5184 | 0 | 239.8938 | 0 | 0 | 0 | 0 | 0 | 0 | 0 | 1067.3871 | 0 | 1067.3871 | 0 | 0 | 17.1902 | 2.3505 | 7.4728 | 9.7154 | 0 | 0 | 6.4991 | 0 | 0 | 0 | 0 | 43.2281 | 43.2281 | 43.2281 | 1
OK_4B_RS_2013_EL | 4B | RS | EL | 10273 | ASHRAE30pct-state-4B | RetailStandalone | STD2013 | OK-Amarillo-TX | Zone4B | Zone4B(OK-Amarillo-TX) | ASHRAE30pct-state-STD2013 | state | OK | 0.0726 | 0.87 | ASHRAE30pct-state-4B_RetailStandalone_STD2013_OK-Amarillo-TX.table.csv.gz | Stand-alone Retail | Amarillo International Ap Can TX USA TMY3 WMO#=723630 | Electricity | 0 | 40261.1114 | 103975.0008 | 17005.5557 | 53972.2227 | 0 | 60527.7783 | 0 | 0 | 0 | 0 | 0 | 0 | 0 | 275741.6689 | 0 | 275741.6689 | 0 | 0 | 0 | 2922.9567 | 7548.5851 | 1234.6033 | 3918.3834 | 0 | 4394.3167 | 0 | 0 | 0 | 0 | 0 | 0 | 0 | 20018.8452 | 0 | 20018.8452 | 0 | 0 | 0 | 137.4099 | 354.8635 | 58.0394 | 184.2055 | 0 | 206.5794 | 0 | 0 | 0 | 0 | 0 | 0 | 0 | 941.0978 | 0 | 941.0978 | 0 | 0 | 14.3716 | 2.3505 | 7.4601 | 8.3662 | 0 | 0 | 5.565 | 0 | 0 | 0 | 0 | 38.1135 | 38.1135 | 38.1135 | 2
OK_4B_RS_2010_NG | 4B | RS | NG | 9922 | ASHRAE30pct-state-4B | RetailStandalone | STD2010 | OK-Amarillo-TX | Zone4B | Zone4B(OK-Amarillo-TX) | ASHRAE30pct-state-STD2010 | state | OK | 0.0726 | 0.87 | ASHRAE30pct-state-4B_RetailStandalone_STD2010_OK-Amarillo-TX.table.csv.gz | Stand-alone Retail | Amarillo International Ap Can TX USA TMY3 WMO#=723630 | Natural Gas | 221950.335 | 0 | 0 | 0 | 0 | 0 | 0 | 0 | 0 | 0 | 0 | 88782.0296 | 0 | 0 | 310722.8864 | 0 | 310732.3646 | 0 | 0 | 1930.9679 | 0 | 0 | 0 | 0 | 0 | 0 | 0 | 0 | 0 | 0 | 772.4037 | 0 | 0 | 2703.2891 | 0 | 2703.3716 | 0 | 0 | 221.9503 | 0 | 0 | 0 | 0 | 0 | 0 | 0 | 0 | 0 | 0 | 88.782 | 0 | 0 | 310.7229 | 0 | 310.7324 | 0 | 0 | 0 | 0 | 0 | 0 | 0 | 0 | 0 | 8.9888 | 3.5956 | 0 | 0 | 12.5843 | 12.5839 | 12.5843 | 1
OK_4B_RS_2013_NG | 4B | RS | NG | 10282 | ASHRAE30pct-state-4B | RetailStandalone | STD2013 | OK-Amarillo-TX | Zone4B | Zone4B(OK-Amarillo-TX) | ASHRAE30pct-state-STD2013 | state | OK | 0.0726 | 0.87 | ASHRAE30pct-state-4B_RetailStandalone_STD2013_OK-Amarillo-TX.table.csv.gz | Stand-alone Retail | Amarillo International Ap Can TX USA TMY3 WMO#=723630 | Natural Gas | 179943.0802 | 0 | 0 | 0 | 0 | 0 | 0 | 0 | 0 | 0 | 0 | 88782.0296 | 0 | 0 | 268725.1099 | 0 | 268725.1099 | 0 | 0 | 1565.5048 | 0 | 0 | 0 | 0 | 0 | 0 | 0 | 0 | 0 | 0 | 772.4037 | 0 | 0 | 2337.9085 | 0 | 2337.9085 | 0 | 0 | 179.9431 | 0 | 0 | 0 | 0 | 0 | 0 | 0 | 0 | 0 | 0 | 88.782 | 0 | 0 | 268.7251 | 0 | 268.7251 | 0 | 0 | 0 | 0 | 0 | 0 | 0 | 0 | 0 | 7.2875 | 3.5956 | 0 | 0 | 10.8831 | 10.8831 | 10.8831 | 2
TX_4B_RS_2010_EL | 4B | RS | EL | 9973 | ASHRAE30pct-state-4B | RetailStandalone | STD2010 | TX-Amarillo-TX | Zone4B | Zone4B(TX-Amarillo-TX) | ASHRAE30pct-state-STD2010 | state | TX | 0.0817 | 0.67 | ASHRAE30pct-state-4B_RetailStandalone_STD2010_TX-Amarillo-TX.table.csv.gz | Stand-alone Retail | Amarillo International Ap Can TX USA TMY3 WMO#=723630 | Electricity | 0 | 47019.4448 | 124366.6677 | 17005.5557 | 54063.8893 | 0 | 70288.8895 | 0 | 0 | 0 | 0 | 0 | 0 | 0 | 312744.4469 | 0 | 312744.4469 | 0 | 0 | 0 | 3841.4886 | 10160.7567 | 1389.3539 | 4417.0198 | 0 | 5742.6023 | 0 | 0 | 0 | 0 | 0 | 0 | 0 | 25551.2213 | 0 | 25551.2213 | 0 | 0 | 0 | 160.4759 | 424.4596 | 58.0394 | 184.5184 | 0 | 239.8938 | 0 | 0 | 0 | 0 | 0 | 0 | 0 | 1067.3871 | 0 | 1067.3871 | 0 | 0 | 17.1902 | 2.3505 | 7.4728 | 9.7154 | 0 | 0 | 6.4991 | 0 | 0 | 0 | 0 | 43.2281 | 43.2281 | 43.2281 | 1
TX_4B_RS_2013_EL | 4B | RS | EL | 10333 | ASHRAE30pct-state-4B | RetailStandalone | STD2013 | TX-Amarillo-TX | Zone4B | Zone4B(TX-Amarillo-TX) | ASHRAE30pct-state-STD2013 | state | TX | 0.0817 | 0.67 | ASHRAE30pct-state-4B_RetailStandalone_STD2013_TX-Amarillo-TX.table.csv.gz | Stand-alone Retail | Amarillo International Ap Can TX USA TMY3 WMO#=723630 | Electricity | 0 | 40261.1114 | 103975.0008 | 17005.5557 | 53972.2227 | 0 | 60527.7783 | 0 | 0 | 0 | 0 | 0 | 0 | 0 | 275741.6689 | 0 | 275741.6689 | 0 | 0 | 0 | 3289.3328 | 8494.7576 | 1389.3539 | 4409.5306 | 0 | 4945.1195 | 0 | 0 | 0 | 0 | 0 | 0 | 0 | 22528.0943 | 0 | 22528.0943 | 0 | 0 | 0 | 137.4099 | 354.8635 | 58.0394 | 184.2055 | 0 | 206.5794 | 0 | 0 | 0 | 0 | 0 | 0 | 0 | 941.0978 | 0 | 941.0978 | 0 | 0 | 14.3716 | 2.3505 | 7.4601 | 8.3662 | 0 | 0 | 5.565 | 0 | 0 | 0 | 0 | 38.1135 | 38.1135 | 38.1135 | 2
TX_4B_RS_2010_NG | 4B | RS | NG | 9982 | ASHRAE30pct-state-4B | RetailStandalone | STD2010 | TX-Amarillo-TX | Zone4B | Zone4B(TX-Amarillo-TX) | ASHRAE30pct-state-STD2010 | state | TX | 0.0817 | 0.67 | ASHRAE30pct-state-4B_RetailStandalone_STD2010_TX-Amarillo-TX.table.csv.gz | Stand-alone Retail | Amarillo International Ap Can TX USA TMY3 WMO#=723630 | Natural Gas | 221950.335 | 0 | 0 | 0 | 0 | 0 | 0 | 0 | 0 | 0 | 0 | 88782.0296 | 0 | 0 | 310722.8864 | 0 | 310732.3646 | 0 | 0 | 1487.0672 | 0 | 0 | 0 | 0 | 0 | 0 | 0 | 0 | 0 | 0 | 594.8396 | 0 | 0 | 2081.8433 | 0 | 2081.9068 | 0 | 0 | 221.9503 | 0 | 0 | 0 | 0 | 0 | 0 | 0 | 0 | 0 | 0 | 88.782 | 0 | 0 | 310.7229 | 0 | 310.7324 | 0 | 0 | 0 | 0 | 0 | 0 | 0 | 0 | 0 | 8.9888 | 3.5956 | 0 | 0 | 12.5843 | 12.5839 | 12.5843 | 1
TX_4B_RS_2013_NG | 4B | RS | NG | 10342 | ASHRAE30pct-state-4B | RetailStandalone | STD2013 | TX-Amarillo-TX | Zone4B | Zone4B(TX-Amarillo-TX) | ASHRAE30pct-state-STD2013 | state | TX | 0.0817 | 0.67 | ASHRAE30pct-state-4B_RetailStandalone_STD2013_TX-Amarillo-TX.table.csv.gz | Stand-alone Retail | Amarillo International Ap Can TX USA TMY3 WMO#=723630 | Natural Gas | 179943.0802 | 0 | 0 | 0 | 0 | 0 | 0 | 0 | 0 | 0 | 0 | 88782.0296 | 0 | 0 | 268725.1099 | 0 | 268725.1099 | 0 | 0 | 1205.6186 | 0 | 0 | 0 | 0 | 0 | 0 | 0 | 0 | 0 | 0 | 594.8396 | 0 | 0 | 1800.4582 | 0 | 1800.4582 | 0 | 0 | 179.9431 | 0 | 0 | 0 | 0 | 0 | 0 | 0 | 0 | 0 | 0 | 88.782 | 0 | 0 | 268.7251 | 0 | 268.7251 | 0 | 0 | 0 | 0 | 0 | 0 | 0 | 0 | 0 | 7.2875 | 3.5956 | 0 | 0 | 10.8831 | 10.8831 | 10.8831 | 2
CA_4C_RS_2010_EL | 4C | RS | EL | 10573 | ASHRAE30pct-state-4C | RetailStandalone | STD2010 | CA-Arcata-CA | Zone4C | Zone4C(CA-Arcata-CA) | ASHRAE30pct-state-STD2010 | state | CA | 0.136 | 0.7 | ASHRAE30pct-state-4C_RetailStandalone_STD2010_CA-Arcata-CA.table.csv.gz | Stand-alone Retail | Arcata Airport CA USA TMY3 WMO#=725945 | Electricity | 0 | 3241.6667 | 123141.6677 | 17016.6668 | 54063.8893 | 0 | 46786.1115 | 0 | 0 | 0 | 0 | 0 | 0 | 0 | 244250.002 | 0 | 244250.002 | 0 | 0 | 0 | 440.8667 | 16747.2668 | 2314.2667 | 7352.6889 | 0 | 6362.9112 | 0 | 0 | 0 | 0 | 0 | 0 | 0 | 33218.0003 | 0 | 33218.0003 | 0 | 0 | 0 | 11.0637 | 420.2787 | 58.0774 | 184.5184 | 0 | 159.6795 | 0 | 0 | 0 | 0 | 0 | 0 | 0 | 833.6177 | 0 | 833.6177 | 0 | 0 | 17.0208 | 2.3521 | 7.4728 | 6.4669 | 0 | 0 | 0.44807 | 0 | 0 | 0 | 0 | 33.7606 | 33.7606 | 33.7606 | 1
CA_4C_RS_2013_EL | 4C | RS | EL | 10753 | ASHRAE30pct-state-4C | RetailStandalone | STD2013 | CA-Arcata-CA | Zone4C | Zone4C(CA-Arcata-CA) | ASHRAE30pct-state-STD2013 | state | CA | 0.136 | 0.7 | ASHRAE30pct-state-4C_RetailStandalone_STD2013_CA-Arcata-CA.table.csv.gz | Stand-alone Retail | Arcata Airport CA USA TMY3 WMO#=725945 | Electricity | 0 | 3236.1111 | 102994.4453 | 17016.6668 | 53972.2227 | 0 | 46011.1115 | 0 | 0 | 0 | 0 | 0 | 0 | 0 | 223227.7796 | 0 | 223230.5573 | -2.7778 | -2.7778 | 0 | 440.1111 | 14007.2446 | 2314.2667 | 7340.2223 | 0 | 6257.5112 | 0 | 0 | 0 | 0 | 0 | 0 | 0 | 30358.978 | 0 | 30359.3558 | -0.37778 | -0.37778 | 0 | 11.0447 | 351.5168 | 58.0774 | 184.2055 | 0 | 157.0345 | 0 | 0 | 0 | 0 | 0 | 0 | 0 | 761.8695 | 0 | 761.879 | -0.0094805 | -0.0094805 | 14.2361 | 2.3521 | 7.4597 | 6.3597 | 0 | 0 | 0.4473 | 0 | 0 | 0 | 0 | 30.8553 | 30.8549 | 30.8549 | 2
CA_4C_RS_2010_NG | 4C | RS | NG | 10582 | ASHRAE30pct-state-4C | RetailStandalone | STD2010 | CA-Arcata-CA | Zone4C | Zone4C(CA-Arcata-CA) | ASHRAE30pct-state-STD2010 | state | CA | 0.136 | 0.7 | ASHRAE30pct-state-4C_RetailStandalone_STD2010_CA-Arcata-CA.table.csv.gz | Stand-alone Retail | Arcata Airport CA USA TMY3 WMO#=725945 | Natural Gas | 179203.7829 | 0 | 0 | 0 | 0 | 0 | 0 | 0 | 0 | 0 | 0 | 90355.406 | 0 | 0 | 269549.7108 | 0 | 269559.1889 | 0 | 0 | 1254.4265 | 0 | 0 | 0 | 0 | 0 | 0 | 0 | 0 | 0 | 0 | 632.4878 | 0 | 0 | 1886.848 | 0 | 1886.9143 | 0 | 0 | 179.2038 | 0 | 0 | 0 | 0 | 0 | 0 | 0 | 0 | 0 | 0 | 90.3554 | 0 | 0 | 269.5497 | 0 | 269.5592 | 0 | 0 | 0 | 0 | 0 | 0 | 0 | 0 | 0 | 7.2576 | 3.6593 | 0 | 0 | 10.9169 | 10.9165 | 10.9169 | 1
CA_4C_RS_2013_NG | 4C | RS | NG | 10762 | ASHRAE30pct-state-4C | RetailStandalone | STD2013 | CA-Arcata-CA | Zone4C | Zone4C(CA-Arcata-CA) | ASHRAE30pct-state-STD2013 | state | CA | 0.136 | 0.7 | ASHRAE30pct-state-4C_RetailStandalone_STD2013_CA-Arcata-CA.table.csv.gz | Stand-alone Retail | Arcata Airport CA USA TMY3 WMO#=725945 | Natural Gas | 112430.0668 | 0 | 0 | 0 | 0 | 0 | 0 | 0 | 0 | 0 | 0 | 90345.9279 | 0 | 0 | 202775.9947 | 0 | 202775.9947 | 0 | 0 | 787.0105 | 0 | 0 | 0 | 0 | 0 | 0 | 0 | 0 | 0 | 0 | 632.4215 | 0 | 0 | 1419.432 | 0 | 1419.432 | 0 | 0 | 112.4301 | 0 | 0 | 0 | 0 | 0 | 0 | 0 | 0 | 0 | 0 | 90.3459 | 0 | 0 | 202.776 | 0 | 202.776 | 0 | 0 | 0 | 0 | 0 | 0 | 0 | 0 | 0 | 4.5533 | 3.6589 | 0 | 0 | 8.2122 | 8.2122 | 8.2122 | 2
OR_4C_RS_2010_EL | 4C | RS | EL | 10633 | ASHRAE30pct-state-4C | RetailStandalone | STD2010 | OR-Portland-OR | Zone4C | Zone4C(OR-Portland-OR) | ASHRAE30pct-state-STD2010 | state | OR | 0.0834 | 0.92 | ASHRAE30pct-state-4C_RetailStandalone_STD2010_OR-Portland-OR.table.csv.gz | Stand-alone Retail | Portland International Ap OR USA TMY3 WMO#=726980 | Electricity | 0 | 18458.3335 | 123519.4454 | 17047.2224 | 54063.8893 | 0 | 58013.8894 | 0 | 0 | 0 | 0 | 0 | 0 | 0 | 271105.5577 | 0 | 271102.7799 | 2.7778 | 2.7778 | 0 | 1539.425 | 10301.5217 | 1421.7383 | 4508.9284 | 0 | 4838.3584 | 0 | 0 | 0 | 0 | 0 | 0 | 0 | 22610.2035 | 0 | 22609.9718 | 0.23167 | 0.23167 | 0 | 62.9977 | 421.568 | 58.1816 | 184.5184 | 0 | 197.9996 | 0 | 0 | 0 | 0 | 0 | 0 | 0 | 925.2749 | 0 | 925.2654 | 0.0094805 | 0.0094805 | 17.0731 | 2.3563 | 7.4732 | 8.0188 | 0 | 0 | 2.5513 | 0 | 0 | 0 | 0 | 37.4723 | 37.4727 | 37.4727 | 1
OR_4C_RS_2013_EL | 4C | RS | EL | 10813 | ASHRAE30pct-state-4C | RetailStandalone | STD2013 | OR-Portland-OR | Zone4C | Zone4C(OR-Portland-OR) | ASHRAE30pct-state-STD2013 | state | OR | 0.0834 | 0.92 | ASHRAE30pct-state-4C_RetailStandalone_STD2013_OR-Portland-OR.table.csv.gz | Stand-alone Retail | Portland International Ap OR USA TMY3 WMO#=726980 | Electricity | 0 | 16277.7779 | 103641.6675 | 17047.2224 | 53972.2227 | 0 | 51008.3337 | 0 | 0 | 0 | 0 | 0 | 0 | 0 | 241947.2242 | 0 | 241947.2242 | 0 | 0 | 0 | 1357.5667 | 8643.7151 | 1421.7383 | 4501.2834 | 0 | 4254.095 | 0 | 0 | 0 | 0 | 0 | 0 | 0 | 20178.3985 | 0 | 20178.3985 | 0 | 0 | 0 | 55.5556 | 353.7258 | 58.1816 | 184.2055 | 0 | 174.0899 | 0 | 0 | 0 | 0 | 0 | 0 | 0 | 825.7584 | 0 | 825.7584 | 0 | 0 | 14.3255 | 2.3563 | 7.4601 | 7.0505 | 0 | 0 | 2.2499 | 0 | 0 | 0 | 0 | 33.4423 | 33.4423 | 33.4423 | 2
OR_4C_RS_2010_NG | 4C | RS | NG | 10642 | ASHRAE30pct-state-4C | RetailStandalone | STD2010 | OR-Portland-OR | Zone4C | Zone4C(OR-Portland-OR) | ASHRAE30pct-state-STD2010 | state | OR | 0.0834 | 0.92 | ASHRAE30pct-state-4C_RetailStandalone_STD2010_OR-Portland-OR.table.csv.gz | Stand-alone Retail | Portland International Ap OR USA TMY3 WMO#=726980 | Natural Gas | 243607.9562 | 0 | 0 | 0 | 0 | 0 | 0 | 0 | 0 | 0 | 0 | 90345.9279 | 0 | 0 | 333963.3622 | 0 | 333953.8841 | 0 | 0 | 2241.1932 | 0 | 0 | 0 | 0 | 0 | 0 | 0 | 0 | 0 | 0 | 831.1825 | 0 | 0 | 3072.4629 | 0 | 3072.3757 | 0 | 0 | 243.608 | 0 | 0 | 0 | 0 | 0 | 0 | 0 | 0 | 0 | 0 | 90.3459 | 0 | 0 | 333.9634 | 0 | 333.9539 | 0 | 0 | 0 | 0 | 0 | 0 | 0 | 0 | 0 | 9.8659 | 3.6589 | 0 | 0 | 13.5248 | 13.5252 | 13.5248 | 1
OR_4C_RS_2013_NG | 4C | RS | NG | 10822 | ASHRAE30pct-state-4C | RetailStandalone | STD2013 | OR-Portland-OR | Zone4C | Zone4C(OR-Portland-OR) | ASHRAE30pct-state-STD2013 | state | OR | 0.0834 | 0.92 | ASHRAE30pct-state-4C_RetailStandalone_STD2013_OR-Portland-OR.table.csv.gz | Stand-alone Retail | Portland International Ap OR USA TMY3 WMO#=726980 | Natural Gas | 182426.3611 | 0 | 0 | 0 | 0 | 0 | 0 | 0 | 0 | 0 | 0 | 90345.9279 | 0 | 0 | 272772.289 | 0 | 272772.289 | 0 | 0 | 1678.3225 | 0 | 0 | 0 | 0 | 0 | 0 | 0 | 0 | 0 | 0 | 831.1825 | 0 | 0 | 2509.5051 | 0 | 2509.5051 | 0 | 0 | 182.4264 | 0 | 0 | 0 | 0 | 0 | 0 | 0 | 0 | 0 | 0 | 90.3459 | 0 | 0 | 272.7723 | 0 | 272.7723 | 0 | 0 | 0 | 0 | 0 | 0 | 0 | 0 | 0 | 7.3881 | 3.6589 | 0 | 0 | 11.047 | 11.047 | 11.047 | 2
WA_4C_RS_2010_EL | 4C | RS | EL | 10693 | ASHRAE30pct-state-4C | RetailStandalone | STD2010 | WA-Seattle-WA | Zone4C | Zone4C(WA-Seattle-WA) | ASHRAE30pct-state-STD2010 | state | WA | 0.0767 | 0.96 | ASHRAE30pct-state-4C_RetailStandalone_STD2010_WA-Seattle-WA.table.csv.gz | Stand-alone Retail | Seattle Seattle Tacoma Intl A WA USA TMY3 WMO#=727930 | Electricity | 0 | 11055.5556 | 124466.6677 | 17061.1112 | 54063.8893 | 0 | 56055.556 | 0 | 0 | 0 | 0 | 0 | 0 | 0 | 262702.7799 | 0 | 262702.7799 | 0 | 0 | 0 | 847.9611 | 9546.5934 | 1308.5872 | 4146.7003 | 0 | 4299.4611 | 0 | 0 | 0 | 0 | 0 | 0 | 0 | 20149.3032 | 0 | 20149.3032 | 0 | 0 | 0 | 37.7323 | 424.8009 | 58.229 | 184.5184 | 0 | 191.3159 | 0 | 0 | 0 | 0 | 0 | 0 | 0 | 896.5964 | 0 | 896.5964 | 0 | 0 | 17.204 | 2.3582 | 7.4728 | 7.7481 | 0 | 0 | 1.5281 | 0 | 0 | 0 | 0 | 36.3112 | 36.3112 | 36.3112 | 1
WA_4C_RS_2013_EL | 4C | RS | EL | 10873 | ASHRAE30pct-state-4C | RetailStandalone | STD2013 | WA-Seattle-WA | Zone4C | Zone4C(WA-Seattle-WA) | ASHRAE30pct-state-STD2013 | state | WA | 0.0767 | 0.96 | ASHRAE30pct-state-4C_RetailStandalone_STD2013_WA-Seattle-WA.table.csv.gz | Stand-alone Retail | Seattle Seattle Tacoma Intl A WA USA TMY3 WMO#=727930 | Electricity | 0 | 9855.5556 | 104627.7786 | 17061.1112 | 53972.2227 | 0 | 49119.4448 | 0 | 0 | 0 | 0 | 0 | 0 | 0 | 234636.113 | 0 | 234636.113 | 0 | 0 | 0 | 755.9211 | 8024.9506 | 1308.5872 | 4139.6695 | 0 | 3767.4614 | 0 | 0 | 0 | 0 | 0 | 0 | 0 | 17996.5899 | 0 | 17996.5899 | 0 | 0 | 0 | 33.6367 | 357.0914 | 58.229 | 184.2055 | 0 | 167.6431 | 0 | 0 | 0 | 0 | 0 | 0 | 0 | 800.8058 | 0 | 800.8058 | 0 | 0 | 14.4618 | 2.3582 | 7.4601 | 6.7894 | 0 | 0 | 1.3623 | 0 | 0 | 0 | 0 | 32.4318 | 32.4318 | 32.4318 | 2
WA_4C_RS_2010_NG | 4C | RS | NG | 10702 | ASHRAE30pct-state-4C | RetailStandalone | STD2010 | WA-Seattle-WA | Zone4C | Zone4C(WA-Seattle-WA) | ASHRAE30pct-state-STD2010 | state | WA | 0.0767 | 0.96 | ASHRAE30pct-state-4C_RetailStandalone_STD2010_WA-Seattle-WA.table.csv.gz | Stand-alone Retail | Seattle Seattle Tacoma Intl A WA USA TMY3 WMO#=727930 | Natural Gas | 266232.3508 | 0 | 0 | 0 | 0 | 0 | 0 | 0 | 0 | 0 | 0 | 90374.3624 | 0 | 0 | 356597.2351 | 0 | 356606.7132 | 0 | 0 | 2555.8306 | 0 | 0 | 0 | 0 | 0 | 0 | 0 | 0 | 0 | 0 | 867.5939 | 0 | 0 | 3423.3335 | 0 | 3423.4244 | 0 | 0 | 266.2324 | 0 | 0 | 0 | 0 | 0 | 0 | 0 | 0 | 0 | 0 | 90.3744 | 0 | 0 | 356.5972 | 0 | 356.6067 | 0 | 0 | 0 | 0 | 0 | 0 | 0 | 0 | 0 | 10.7821 | 3.6601 | 0 | 0 | 14.4422 | 14.4418 | 14.4422 | 1
WA_4C_RS_2013_NG | 4C | RS | NG | 10882 | ASHRAE30pct-state-4C | RetailStandalone | STD2013 | WA-Seattle-WA | Zone4C | Zone4C(WA-Seattle-WA) | ASHRAE30pct-state-STD2013 | state | WA | 0.0767 | 0.96 | ASHRAE30pct-state-4C_RetailStandalone_STD2013_WA-Seattle-WA.table.csv.gz | Stand-alone Retail | Seattle Seattle Tacoma Intl A WA USA TMY3 WMO#=727930 | Natural Gas | 196217.1002 | 0 | 0 | 0 | 0 | 0 | 0 | 0 | 0 | 0 | 0 | 90374.3624 | 0 | 0 | 286581.9844 | 0 | 286591.4626 | 0 | 0 | 1883.6842 | 0 | 0 | 0 | 0 | 0 | 0 | 0 | 0 | 0 | 0 | 867.5939 | 0 | 0 | 2751.1871 | 0 | 2751.278 | 0 | 0 | 196.2171 | 0 | 0 | 0 | 0 | 0 | 0 | 0 | 0 | 0 | 0 | 90.3744 | 0 | 0 | 286.582 | 0 | 286.5915 | 0 | 0 | 0 | 0 | 0 | 0 | 0 | 0 | 0 | 7.9466 | 3.6601 | 0 | 0 | 11.6067 | 11.6063 | 11.6067 | 2
CT_5A_RS_2010_EL | 5A | RS | EL | 12073 | ASHRAE30pct-state-5A | RetailStandalone | STD2010 | CT-HartfordBradley-CT | Zone5A | Zone5A(CT-HartfordBradley-CT) | ASHRAE30pct-state-STD2010 | state | CT | 0.147 | 0.82 | ASHRAE30pct-state-5A_RetailStandalone_STD2010_CT-HartfordBradley-CT.table.csv.gz | Stand-alone Retail | Hartford Bradley Intl Ap CT USA TMY3 WMO#=725080 | Electricity | 0 | 28644.4447 | 123641.6677 | 17094.4446 | 54063.8893 | 0 | 60511.1116 | 0 | 0 | 0 | 4711.1111 | 0 | 0 | 0 | 288666.669 | 0 | 288666.669 | 0 | 0 | 0 | 4210.7334 | 18175.3251 | 2512.8834 | 7947.3917 | 0 | 8895.1334 | 0 | 0 | 0 | 692.5333 | 0 | 0 | 0 | 42434.0003 | 0 | 42434.0003 | 0 | 0 | 0 | 97.7626 | 421.9852 | 58.3428 | 184.5184 | 0 | 206.5225 | 0 | 0 | 0 | 16.0789 | 0 | 0 | 0 | 985.2104 | 0 | 985.2104 | 0 | 0 | 17.09 | 2.3628 | 7.4728 | 8.3639 | 0 | 0.65118 | 3.9593 | 0 | 0 | 0 | 0 | 39.9 | 39.9 | 39.9 | 1
CT_5A_RS_2013_EL | 5A | RS | EL | 13213 | ASHRAE30pct-state-5A | RetailStandalone | STD2013 | CT-HartfordBradley-CT | Zone5A | Zone5A(CT-HartfordBradley-CT) | ASHRAE30pct-state-STD2013 | state | CT | 0.147 | 0.82 | ASHRAE30pct-state-5A_RetailStandalone_STD2013_CT-HartfordBradley-CT.table.csv.gz | Stand-alone Retail | Hartford Bradley Intl Ap CT USA TMY3 WMO#=725080 | Electricity | 0 | 26025.0002 | 103077.7786 | 17094.4446 | 53972.2227 | 0 | 46111.1115 | 0 | 0 | 0 | 5258.3334 | 0 | 0 | 0 | 251536.1131 | 0 | 251538.8909 | -2.7778 | -2.7778 | 0 | 3825.675 | 15152.4335 | 2512.8834 | 7933.9167 | 0 | 6778.3334 | 0 | 0 | 0 | 772.975 | 0 | 0 | 0 | 36975.8086 | 0 | 36976.217 | -0.40833 | -0.40833 | 0 | 88.8225 | 351.8013 | 58.3428 | 184.2055 | 0 | 157.3758 | 0 | 0 | 0 | 17.9465 | 0 | 0 | 0 | 858.485 | 0 | 858.4944 | -0.0094805 | -0.0094805 | 14.2476 | 2.3628 | 7.4597 | 6.3736 | 0 | 0.72682 | 3.5972 | 0 | 0 | 0 | 0 | 34.7681 | 34.7677 | 34.7677 | 2
CT_5A_RS_2010_NG | 5A | RS | NG | 12082 | ASHRAE30pct-state-5A | RetailStandalone | STD2010 | CT-HartfordBradley-CT | Zone5A | Zone5A(CT-HartfordBradley-CT) | ASHRAE30pct-state-STD2010 | state | CT | 0.147 | 0.82 | ASHRAE30pct-state-5A_RetailStandalone_STD2010_CT-HartfordBradley-CT.table.csv.gz | Stand-alone Retail | Hartford Bradley Intl Ap CT USA TMY3 WMO#=725080 | Natural Gas | 223144.5846 | 0 | 0 | 0 | 0 | 0 | 0 | 0 | 0 | 0 | 0 | 91104.1816 | 0 | 0 | 314248.7661 | 0 | 314248.7661 | 0 | 0 | 1829.7856 | 0 | 0 | 0 | 0 | 0 | 0 | 0 | 0 | 0 | 0 | 747.0543 | 0 | 0 | 2576.8399 | 0 | 2576.8399 | 0 | 0 | 223.1446 | 0 | 0 | 0 | 0 | 0 | 0 | 0 | 0 | 0 | 0 | 91.1042 | 0 | 0 | 314.2488 | 0 | 314.2488 | 0 | 0 | 0 | 0 | 0 | 0 | 0 | 0 | 0 | 9.0371 | 3.6896 | 0 | 0 | 12.7267 | 12.7267 | 12.7267 | 1
CT_5A_RS_2013_NG | 5A | RS | NG | 13222 | ASHRAE30pct-state-5A | RetailStandalone | STD2013 | CT-HartfordBradley-CT | Zone5A | Zone5A(CT-HartfordBradley-CT) | ASHRAE30pct-state-STD2013 | state | CT | 0.147 | 0.82 | ASHRAE30pct-state-5A_RetailStandalone_STD2013_CT-HartfordBradley-CT.table.csv.gz | Stand-alone Retail | Hartford Bradley Intl Ap CT USA TMY3 WMO#=725080 | Natural Gas | 134343.5986 | 0 | 0 | 0 | 0 | 0 | 0 | 0 | 0 | 0 | 0 | 91094.7034 | 0 | 0 | 225438.302 | 0 | 225438.302 | 0 | 0 | 1101.6175 | 0 | 0 | 0 | 0 | 0 | 0 | 0 | 0 | 0 | 0 | 746.9766 | 0 | 0 | 1848.5941 | 0 | 1848.5941 | 0 | 0 | 134.3436 | 0 | 0 | 0 | 0 | 0 | 0 | 0 | 0 | 0 | 0 | 91.0947 | 0 | 0 | 225.4383 | 0 | 225.4383 | 0 | 0 | 0 | 0 | 0 | 0 | 0 | 0 | 0 | 5.4408 | 3.6892 | 0 | 0 | 9.13 | 9.13 | 9.13 | 2
IA_5A_RS_2010_EL | 5A | RS | EL | 12133 | ASHRAE30pct-state-5A | RetailStandalone | STD2010 | IA-DesMoines-IA | Zone5A | Zone5A(IA-DesMoines-IA) | ASHRAE30pct-state-STD2010 | state | IA | 0.08 | 0.7 | ASHRAE30pct-state-5A_RetailStandalone_STD2010_IA-DesMoines-IA.table.csv.gz | Stand-alone Retail | Des Moines Intl Ap IA USA TMY3 WMO#=725460 | Electricity | 0 | 39866.667 | 123516.6677 | 17022.2224 | 54063.8893 | 0 | 61958.3338 | 0 | 0 | 0 | 5425 | 0 | 0 | 0 | 301852.7802 | 0 | 301852.7802 | 0 | 0 | 0 | 3189.3334 | 9881.3334 | 1361.7778 | 4325.1111 | 0 | 4956.6667 | 0 | 0 | 0 | 434 | 0 | 0 | 0 | 24148.2224 | 0 | 24148.2224 | 0 | 0 | 0 | 136.0637 | 421.5586 | 58.0963 | 184.5184 | 0 | 211.4619 | 0 | 0 | 0 | 18.5154 | 0 | 0 | 0 | 1030.2142 | 0 | 1030.2142 | 0 | 0 | 17.0727 | 2.3528 | 7.4728 | 8.564 | 0 | 0.74985 | 5.5104 | 0 | 0 | 0 | 0 | 41.7226 | 41.7226 | 41.7226 | 1
IA_5A_RS_2013_EL | 5A | RS | EL | 13273 | ASHRAE30pct-state-5A | RetailStandalone | STD2013 | IA-DesMoines-IA | Zone5A | Zone5A(IA-DesMoines-IA) | ASHRAE30pct-state-STD2013 | state | IA | 0.08 | 0.7 | ASHRAE30pct-state-5A_RetailStandalone_STD2013_IA-DesMoines-IA.table.csv.gz | Stand-alone Retail | Des Moines Intl Ap IA USA TMY3 WMO#=725460 | Electricity | 0 | 35594.4447 | 103405.5564 | 17022.2224 | 53972.2227 | 0 | 47255.5559 | 0 | 0 | 0 | 5477.7778 | 0 | 0 | 0 | 262727.7799 | 0 | 262727.7799 | 0 | 0 | 0 | 2847.5556 | 8272.4445 | 1361.7778 | 4317.7778 | 0 | 3780.4445 | 0 | 0 | 0 | 438.2222 | 0 | 0 | 0 | 21018.2224 | 0 | 21018.2224 | 0 | 0 | 0 | 121.4827 | 352.92 | 58.0963 | 184.2055 | 0 | 161.2817 | 0 | 0 | 0 | 18.6955 | 0 | 0 | 0 | 896.6818 | 0 | 896.6818 | 0 | 0 | 14.2929 | 2.3528 | 7.4601 | 6.5317 | 0 | 0.75715 | 4.9199 | 0 | 0 | 0 | 0 | 36.3147 | 36.3147 | 36.3147 | 2
IA_5A_RS_2010_NG | 5A | RS | NG | 12142 | ASHRAE30pct-state-5A | RetailStandalone | STD2010 | IA-DesMoines-IA | Zone5A | Zone5A(IA-DesMoines-IA) | ASHRAE30pct-state-STD2010 | state | IA | 0.08 | 0.7 | ASHRAE30pct-state-5A_RetailStandalone_STD2010_IA-DesMoines-IA.table.csv.gz | Stand-alone Retail | Des Moines Intl Ap IA USA TMY3 WMO#=725460 | Natural Gas | 286591.4626 | 0 | 0 | 0 | 0 | 0 | 0 | 0 | 0 | 0 | 0 | 91123.1379 | 0 | 0 | 377714.6005 | 0 | 377714.6005 | 0 | 0 | 2006.1402 | 0 | 0 | 0 | 0 | 0 | 0 | 0 | 0 | 0 | 0 | 637.862 | 0 | 0 | 2644.0022 | 0 | 2644.0022 | 0 | 0 | 286.5915 | 0 | 0 | 0 | 0 | 0 | 0 | 0 | 0 | 0 | 0 | 91.1231 | 0 | 0 | 377.7146 | 0 | 377.7146 | 0 | 0 | 0 | 0 | 0 | 0 | 0 | 0 | 0 | 11.6067 | 3.6904 | 0 | 0 | 15.297 | 15.297 | 15.297 | 1
IA_5A_RS_2013_NG | 5A | RS | NG | 13282 | ASHRAE30pct-state-5A | RetailStandalone | STD2013 | IA-DesMoines-IA | Zone5A | Zone5A(IA-DesMoines-IA) | ASHRAE30pct-state-STD2013 | state | IA | 0.08 | 0.7 | ASHRAE30pct-state-5A_RetailStandalone_STD2013_IA-DesMoines-IA.table.csv.gz | Stand-alone Retail | Des Moines Intl Ap IA USA TMY3 WMO#=725460 | Natural Gas | 182568.5337 | 0 | 0 | 0 | 0 | 0 | 0 | 0 | 0 | 0 | 0 | 91104.1816 | 0 | 0 | 273672.7152 | 0 | 273672.7152 | 0 | 0 | 1277.9797 | 0 | 0 | 0 | 0 | 0 | 0 | 0 | 0 | 0 | 0 | 637.7293 | 0 | 0 | 1915.709 | 0 | 1915.709 | 0 | 0 | 182.5685 | 0 | 0 | 0 | 0 | 0 | 0 | 0 | 0 | 0 | 0 | 91.1042 | 0 | 0 | 273.6727 | 0 | 273.6727 | 0 | 0 | 0 | 0 | 0 | 0 | 0 | 0 | 0 | 7.3938 | 3.6896 | 0 | 0 | 11.0835 | 11.0835 | 11.0835 | 2
IL_5A_RS_2010_EL | 5A | RS | EL | 12193 | ASHRAE30pct-state-5A | RetailStandalone | STD2010 | IL-Peoria-IL | Zone5A | Zone5A(IL-Peoria-IL) | ASHRAE30pct-state-STD2010 | state | IL | 0.0819 | 0.76 | ASHRAE30pct-state-5A_RetailStandalone_STD2010_IL-Peoria-IL.table.csv.gz | Stand-alone Retail | Peoria Greater Peoria Ap IL USA TMY3 WMO#=725320 | Electricity | 0 | 36116.667 | 122941.6677 | 17061.1112 | 54063.8893 | 0 | 60011.1116 | 0 | 0 | 0 | 5341.6667 | 0 | 0 | 0 | 295538.8913 | 0 | 295536.1135 | 2.7778 | 2.7778 | 0 | 2957.955 | 10068.9226 | 1397.305 | 4427.8325 | 0 | 4914.91 | 0 | 0 | 0 | 437.4825 | 0 | 0 | 0 | 24204.6352 | 0 | 24204.4077 | 0.2275 | 0.2275 | 0 | 123.2651 | 419.5961 | 58.229 | 184.5184 | 0 | 204.8161 | 0 | 0 | 0 | 18.2309 | 0 | 0 | 0 | 1008.6651 | 0 | 1008.6556 | 0.0094805 | 0.0094805 | 16.9932 | 2.3582 | 7.4732 | 8.2948 | 0 | 0.73833 | 4.9921 | 0 | 0 | 0 | 0 | 40.8495 | 40.8499 | 40.8499 | 1
IL_5A_RS_2013_EL | 5A | RS | EL | 13333 | ASHRAE30pct-state-5A | RetailStandalone | STD2013 | IL-Peoria-IL | Zone5A | Zone5A(IL-Peoria-IL) | ASHRAE30pct-state-STD2013 | state | IL | 0.0819 | 0.76 | ASHRAE30pct-state-5A_RetailStandalone_STD2013_IL-Peoria-IL.table.csv.gz | Stand-alone Retail | Peoria Greater Peoria Ap IL USA TMY3 WMO#=725320 | Electricity | 0 | 32483.3336 | 102711.1119 | 17061.1112 | 53972.2227 | 0 | 46341.667 | 0 | 0 | 0 | 5405.5556 | 0 | 0 | 0 | 257977.7798 | 0 | 257975.0021 | 2.7778 | 2.7778 | 0 | 2660.385 | 8412.0401 | 1397.305 | 4420.325 | 0 | 3795.3825 | 0 | 0 | 0 | 442.715 | 0 | 0 | 0 | 21128.3802 | 0 | 21128.1527 | 0.2275 | 0.2275 | 0 | 110.8646 | 350.5498 | 58.229 | 184.2055 | 0 | 158.1627 | 0 | 0 | 0 | 18.449 | 0 | 0 | 0 | 880.4702 | 0 | 880.4607 | 0.0094805 | 0.0094805 | 14.1969 | 2.3582 | 7.4605 | 6.4054 | 0 | 0.74716 | 4.4899 | 0 | 0 | 0 | 0 | 35.6577 | 35.6581 | 35.6581 | 2
IL_5A_RS_2010_NG | 5A | RS | NG | 12202 | ASHRAE30pct-state-5A | RetailStandalone | STD2010 | IL-Peoria-IL | Zone5A | Zone5A(IL-Peoria-IL) | ASHRAE30pct-state-STD2010 | state | IL | 0.0819 | 0.76 | ASHRAE30pct-state-5A_RetailStandalone_STD2010_IL-Peoria-IL.table.csv.gz | Stand-alone Retail | Peoria Greater Peoria Ap IL USA TMY3 WMO#=725320 | Natural Gas | 270431.1807 | 0 | 0 | 0 | 0 | 0 | 0 | 0 | 0 | 0 | 0 | 91113.6597 | 0 | 0 | 361544.8404 | 0 | 361544.8404 | 0 | 0 | 2055.277 | 0 | 0 | 0 | 0 | 0 | 0 | 0 | 0 | 0 | 0 | 692.4638 | 0 | 0 | 2747.7408 | 0 | 2747.7408 | 0 | 0 | 270.4312 | 0 | 0 | 0 | 0 | 0 | 0 | 0 | 0 | 0 | 0 | 91.1137 | 0 | 0 | 361.5448 | 0 | 361.5448 | 0 | 0 | 0 | 0 | 0 | 0 | 0 | 0 | 0 | 10.9522 | 3.69 | 0 | 0 | 14.6422 | 14.6422 | 14.6422 | 1
IL_5A_RS_2013_NG | 5A | RS | NG | 13342 | ASHRAE30pct-state-5A | RetailStandalone | STD2013 | IL-Peoria-IL | Zone5A | Zone5A(IL-Peoria-IL) | ASHRAE30pct-state-STD2013 | state | IL | 0.0819 | 0.76 | ASHRAE30pct-state-5A_RetailStandalone_STD2013_IL-Peoria-IL.table.csv.gz | Stand-alone Retail | Peoria Greater Peoria Ap IL USA TMY3 WMO#=725320 | Natural Gas | 177194.4106 | 0 | 0 | 0 | 0 | 0 | 0 | 0 | 0 | 0 | 0 | 91104.1816 | 0 | 0 | 268298.5922 | 0 | 268298.5922 | 0 | 0 | 1346.6775 | 0 | 0 | 0 | 0 | 0 | 0 | 0 | 0 | 0 | 0 | 692.3918 | 0 | 0 | 2039.0693 | 0 | 2039.0693 | 0 | 0 | 177.1944 | 0 | 0 | 0 | 0 | 0 | 0 | 0 | 0 | 0 | 0 | 91.1042 | 0 | 0 | 268.2986 | 0 | 268.2986 | 0 | 0 | 0 | 0 | 0 | 0 | 0 | 0 | 0 | 7.1762 | 3.6896 | 0 | 0 | 10.8658 | 10.8658 | 10.8658 | 2
IN_5A_RS_2010_EL | 5A | RS | EL | 12253 | ASHRAE30pct-state-5A | RetailStandalone | STD2010 | IN-Indianapolis-IN | Zone5A | Zone5A(IN-Indianapolis-IN) | ASHRAE30pct-state-STD2010 | state | IN | 0.0907 | 0.75 | ASHRAE30pct-state-5A_RetailStandalone_STD2010_IN-Indianapolis-IN.table.csv.gz | Stand-alone Retail | Indianapolis Intl Ap IN USA TMY3 WMO#=724380 | Electricity | 0 | 38616.667 | 122622.2232 | 17008.3335 | 54063.8893 | 0 | 62166.6672 | 0 | 0 | 0 | 5252.7778 | 0 | 0 | 0 | 299727.7802 | 0 | 299730.558 | -2.7778 | -2.7778 | 0 | 3502.5317 | 11121.8356 | 1542.6558 | 4903.5948 | 0 | 5638.5167 | 0 | 0 | 0 | 476.4269 | 0 | 0 | 0 | 27185.3097 | 0 | 27185.5616 | -0.25194 | -0.25194 | 0 | 131.7975 | 418.5058 | 58.0489 | 184.5184 | 0 | 212.1729 | 0 | 0 | 0 | 17.9276 | 0 | 0 | 0 | 1022.9616 | 0 | 1022.9711 | -0.0094805 | -0.0094805 | 16.949 | 2.3509 | 7.4724 | 8.5928 | 0 | 0.72605 | 5.3377 | 0 | 0 | 0 | 0 | 41.4293 | 41.4289 | 41.4289 | 1
IN_5A_RS_2013_EL | 5A | RS | EL | 13393 | ASHRAE30pct-state-5A | RetailStandalone | STD2013 | IN-Indianapolis-IN | Zone5A | Zone5A(IN-Indianapolis-IN) | ASHRAE30pct-state-STD2013 | state | IN | 0.0907 | 0.75 | ASHRAE30pct-state-5A_RetailStandalone_STD2013_IN-Indianapolis-IN.table.csv.gz | Stand-alone Retail | Indianapolis Intl Ap IN USA TMY3 WMO#=724380 | Electricity | 0 | 34183.3336 | 101891.6675 | 17008.3335 | 53972.2227 | 0 | 47852.7782 | 0 | 0 | 0 | 5319.4445 | 0 | 0 | 0 | 260225.0021 | 0 | 260227.7799 | -2.7778 | -2.7778 | 0 | 3100.4284 | 9241.5742 | 1542.6558 | 4895.2806 | 0 | 4340.247 | 0 | 0 | 0 | 482.4736 | 0 | 0 | 0 | 23602.4077 | 0 | 23602.6596 | -0.25194 | -0.25194 | 0 | 116.6667 | 347.7531 | 58.0489 | 184.2055 | 0 | 163.32 | 0 | 0 | 0 | 18.1551 | 0 | 0 | 0 | 888.1399 | 0 | 888.1493 | -0.0094805 | -0.0094805 | 14.0836 | 2.3509 | 7.4597 | 6.6143 | 0 | 0.73526 | 4.7249 | 0 | 0 | 0 | 0 | 35.9691 | 35.9687 | 35.9687 | 2
IN_5A_RS_2010_NG | 5A | RS | NG | 12262 | ASHRAE30pct-state-5A | RetailStandalone | STD2010 | IN-Indianapolis-IN | Zone5A | Zone5A(IN-Indianapolis-IN) | ASHRAE30pct-state-STD2010 | state | IN | 0.0907 | 0.75 | ASHRAE30pct-state-5A_RetailStandalone_STD2010_IN-Indianapolis-IN.table.csv.gz | Stand-alone Retail | Indianapolis Intl Ap IN USA TMY3 WMO#=724380 | Natural Gas | 252128.8321 | 0 | 0 | 0 | 0 | 0 | 0 | 0 | 0 | 0 | 0 | 91094.7034 | 0 | 0 | 343223.5355 | 0 | 343223.5355 | 0 | 0 | 1890.9662 | 0 | 0 | 0 | 0 | 0 | 0 | 0 | 0 | 0 | 0 | 683.2103 | 0 | 0 | 2574.1765 | 0 | 2574.1765 | 0 | 0 | 252.1288 | 0 | 0 | 0 | 0 | 0 | 0 | 0 | 0 | 0 | 0 | 91.0947 | 0 | 0 | 343.2235 | 0 | 343.2235 | 0 | 0 | 0 | 0 | 0 | 0 | 0 | 0 | 0 | 10.211 | 3.6892 | 0 | 0 | 13.9002 | 13.9002 | 13.9002 | 1
IN_5A_RS_2013_NG | 5A | RS | NG | 13402 | ASHRAE30pct-state-5A | RetailStandalone | STD2013 | IN-Indianapolis-IN | Zone5A | Zone5A(IN-Indianapolis-IN) | ASHRAE30pct-state-STD2013 | state | IN | 0.0907 | 0.75 | ASHRAE30pct-state-5A_RetailStandalone_STD2013_IN-Indianapolis-IN.table.csv.gz | Stand-alone Retail | Indianapolis Intl Ap IN USA TMY3 WMO#=724380 | Natural Gas | 168332.3205 | 0 | 0 | 0 | 0 | 0 | 0 | 0 | 0 | 0 | 0 | 91085.2252 | 0 | 0 | 259417.5457 | 0 | 259417.5457 | 0 | 0 | 1262.4924 | 0 | 0 | 0 | 0 | 0 | 0 | 0 | 0 | 0 | 0 | 683.1392 | 0 | 0 | 1945.6316 | 0 | 1945.6316 | 0 | 0 | 168.3323 | 0 | 0 | 0 | 0 | 0 | 0 | 0 | 0 | 0 | 0 | 91.0852 | 0 | 0 | 259.4175 | 0 | 259.4175 | 0 | 0 | 0 | 0 | 0 | 0 | 0 | 0 | 0 | 6.8173 | 3.6889 | 0 | 0 | 10.5061 | 10.5061 | 10.5061 | 2
KS_5A_RS_2010_EL | 5A | RS | EL | 12313 | ASHRAE30pct-state-5A | RetailStandalone | STD2010 | KS-Goodland-KS | Zone5A | Zone5A(KS-Goodland-KS) | ASHRAE30pct-state-STD2010 | state | KS | 0.0913 | 0.86 | ASHRAE30pct-state-5A_RetailStandalone_STD2010_KS-Goodland-KS.table.csv.gz | Stand-alone Retail | Goodland Renner Field KS USA TMY3 WMO#=724650 | Electricity | 0 | 35983.3336 | 125700.001 | 17088.889 | 54063.8893 | 0 | 71216.6672 | 0 | 0 | 0 | 0 | 0 | 0 | 0 | 304052.7802 | 0 | 304052.7802 | 0 | 0 | 0 | 3285.2784 | 11476.4101 | 1560.2156 | 4936.0331 | 0 | 6502.0817 | 0 | 0 | 0 | 0 | 0 | 0 | 0 | 27760.0188 | 0 | 27760.0188 | 0 | 0 | 0 | 122.81 | 429.0102 | 58.3238 | 184.5184 | 0 | 243.0603 | 0 | 0 | 0 | 0 | 0 | 0 | 0 | 1037.7227 | 0 | 1037.7227 | 0 | 0 | 17.3745 | 2.3621 | 7.4728 | 9.8437 | 0 | 0 | 4.9737 | 0 | 0 | 0 | 0 | 42.0267 | 42.0267 | 42.0267 | 1
KS_5A_RS_2013_EL | 5A | RS | EL | 13453 | ASHRAE30pct-state-5A | RetailStandalone | STD2013 | KS-Goodland-KS | Zone5A | Zone5A(KS-Goodland-KS) | ASHRAE30pct-state-STD2013 | state | KS | 0.0913 | 0.86 | ASHRAE30pct-state-5A_RetailStandalone_STD2013_KS-Goodland-KS.table.csv.gz | Stand-alone Retail | Goodland Renner Field KS USA TMY3 WMO#=724650 | Electricity | 0 | 31761.1114 | 105419.4453 | 17088.889 | 53972.2227 | 0 | 63708.3338 | 0 | 0 | 0 | 0 | 0 | 0 | 0 | 271950.0022 | 0 | 271950.0022 | 0 | 0 | 0 | 2899.7895 | 9624.7954 | 1560.2156 | 4927.6639 | 0 | 5816.5709 | 0 | 0 | 0 | 0 | 0 | 0 | 0 | 24829.0352 | 0 | 24829.0352 | 0 | 0 | 0 | 108.3997 | 359.7933 | 58.3238 | 184.2055 | 0 | 217.4346 | 0 | 0 | 0 | 0 | 0 | 0 | 0 | 928.1569 | 0 | 928.1569 | 0 | 0 | 14.5712 | 2.3621 | 7.4601 | 8.8059 | 0 | 0 | 4.3901 | 0 | 0 | 0 | 0 | 37.5894 | 37.5894 | 37.5894 | 2
KS_5A_RS_2010_NG | 5A | RS | NG | 12322 | ASHRAE30pct-state-5A | RetailStandalone | STD2010 | KS-Goodland-KS | Zone5A | Zone5A(KS-Goodland-KS) | ASHRAE30pct-state-STD2010 | state | KS | 0.0913 | 0.86 | ASHRAE30pct-state-5A_RetailStandalone_STD2010_KS-Goodland-KS.table.csv.gz | Stand-alone Retail | Goodland Renner Field KS USA TMY3 WMO#=724650 | Natural Gas | 367070.6142 | 0 | 0 | 0 | 0 | 0 | 0 | 0 | 0 | 0 | 0 | 91113.6597 | 0 | 0 | 458174.7958 | 0 | 458184.274 | 0 | 0 | 3156.8073 | 0 | 0 | 0 | 0 | 0 | 0 | 0 | 0 | 0 | 0 | 783.5775 | 0 | 0 | 3940.3032 | 0 | 3940.3848 | 0 | 0 | 367.0706 | 0 | 0 | 0 | 0 | 0 | 0 | 0 | 0 | 0 | 0 | 91.1137 | 0 | 0 | 458.1748 | 0 | 458.1843 | 0 | 0 | 0 | 0 | 0 | 0 | 0 | 0 | 0 | 14.866 | 3.69 | 0 | 0 | 18.556 | 18.5556 | 18.556 | 1
KS_5A_RS_2013_NG | 5A | RS | NG | 13462 | ASHRAE30pct-state-5A | RetailStandalone | STD2013 | KS-Goodland-KS | Zone5A | Zone5A(KS-Goodland-KS) | ASHRAE30pct-state-STD2013 | state | KS | 0.0913 | 0.86 | ASHRAE30pct-state-5A_RetailStandalone_STD2013_KS-Goodland-KS.table.csv.gz | Stand-alone Retail | Goodland Renner Field KS USA TMY3 WMO#=724650 | Natural Gas | 293017.6626 | 0 | 0 | 0 | 0 | 0 | 0 | 0 | 0 | 0 | 0 | 91104.1816 | 0 | 0 | 384121.8442 | 0 | 384121.8442 | 0 | 0 | 2519.9519 | 0 | 0 | 0 | 0 | 0 | 0 | 0 | 0 | 0 | 0 | 783.496 | 0 | 0 | 3303.4479 | 0 | 3303.4479 | 0 | 0 | 293.0177 | 0 | 0 | 0 | 0 | 0 | 0 | 0 | 0 | 0 | 0 | 91.1042 | 0 | 0 | 384.1218 | 0 | 384.1218 | 0 | 0 | 0 | 0 | 0 | 0 | 0 | 0 | 0 | 11.8669 | 3.6896 | 0 | 0 | 15.5565 | 15.5565 | 15.5565 | 2
MA_5A_RS_2010_EL | 5A | RS | EL | 12373 | ASHRAE30pct-state-5A | RetailStandalone | STD2010 | MA-BostonLogan-MA | Zone5A | Zone5A(MA-BostonLogan-MA) | ASHRAE30pct-state-STD2010 | state | MA | 0.1397 | 1.01 | ASHRAE30pct-state-5A_RetailStandalone_STD2010_MA-BostonLogan-MA.table.csv.gz | Stand-alone Retail | Boston Logan IntL Arpt MA USA TMY3 WMO#=725090 | Electricity | 0 | 26775.0002 | 124144.4454 | 17122.2224 | 54063.8893 | 0 | 60983.3338 | 0 | 0 | 0 | 5080.5556 | 0 | 0 | 0 | 288169.4467 | 0 | 288169.4467 | 0 | 0 | 0 | 3740.4675 | 17342.979 | 2391.9745 | 7552.7253 | 0 | 8519.3717 | 0 | 0 | 0 | 709.7536 | 0 | 0 | 0 | 40257.2717 | 0 | 40257.2717 | 0 | 0 | 0 | 91.3822 | 423.7011 | 58.4376 | 184.5184 | 0 | 208.1342 | 0 | 0 | 0 | 17.3398 | 0 | 0 | 0 | 983.5134 | 0 | 983.5134 | 0 | 0 | 17.1595 | 2.3667 | 7.4728 | 8.4292 | 0 | 0.70224 | 3.7009 | 0 | 0 | 0 | 0 | 39.8313 | 39.8313 | 39.8313 | 1
MA_5A_RS_2013_EL | 5A | RS | EL | 13513 | ASHRAE30pct-state-5A | RetailStandalone | STD2013 | MA-BostonLogan-MA | Zone5A | Zone5A(MA-BostonLogan-MA) | ASHRAE30pct-state-STD2013 | state | MA | 0.1397 | 1.01 | ASHRAE30pct-state-5A_RetailStandalone_STD2013_MA-BostonLogan-MA.table.csv.gz | Stand-alone Retail | Boston Logan IntL Arpt MA USA TMY3 WMO#=725090 | Electricity | 0 | 23611.1113 | 103675.0008 | 17122.2224 | 53972.2227 | 0 | 45858.3337 | 0 | 0 | 0 | 5172.2223 | 0 | 0 | 0 | 249408.3353 | 0 | 249411.1131 | -2.7778 | -2.7778 | 0 | 3298.4722 | 14483.3976 | 2391.9745 | 7539.9195 | 0 | 6406.4092 | 0 | 0 | 0 | 722.5595 | 0 | 0 | 0 | 34842.3444 | 0 | 34842.7325 | -0.38806 | -0.38806 | 0 | 80.584 | 353.8396 | 58.4376 | 184.2055 | 0 | 156.5131 | 0 | 0 | 0 | 17.6526 | 0 | 0 | 0 | 851.2229 | 0 | 851.2324 | -0.0094805 | -0.0094805 | 14.3301 | 2.3667 | 7.4597 | 6.3386 | 0 | 0.71491 | 3.2636 | 0 | 0 | 0 | 0 | 34.474 | 34.4736 | 34.4736 | 2
MA_5A_RS_2010_NG | 5A | RS | NG | 12382 | ASHRAE30pct-state-5A | RetailStandalone | STD2010 | MA-BostonLogan-MA | Zone5A | Zone5A(MA-BostonLogan-MA) | ASHRAE30pct-state-STD2010 | state | MA | 0.1397 | 1.01 | ASHRAE30pct-state-5A_RetailStandalone_STD2010_MA-BostonLogan-MA.table.csv.gz | Stand-alone Retail | Boston Logan IntL Arpt MA USA TMY3 WMO#=725090 | Natural Gas | 228679.8365 | 0 | 0 | 0 | 0 | 0 | 0 | 0 | 0 | 0 | 0 | 91123.1379 | 0 | 0 | 319802.9745 | 0 | 319802.9745 | 0 | 0 | 2309.6663 | 0 | 0 | 0 | 0 | 0 | 0 | 0 | 0 | 0 | 0 | 920.3437 | 0 | 0 | 3230.01 | 0 | 3230.01 | 0 | 0 | 228.6798 | 0 | 0 | 0 | 0 | 0 | 0 | 0 | 0 | 0 | 0 | 91.1231 | 0 | 0 | 319.803 | 0 | 319.803 | 0 | 0 | 0 | 0 | 0 | 0 | 0 | 0 | 0 | 9.2613 | 3.6904 | 0 | 0 | 12.9517 | 12.9517 | 12.9517 | 1
MA_5A_RS_2013_NG | 5A | RS | NG | 13522 | ASHRAE30pct-state-5A | RetailStandalone | STD2013 | MA-BostonLogan-MA | Zone5A | Zone5A(MA-BostonLogan-MA) | ASHRAE30pct-state-STD2013 | state | MA | 0.1397 | 1.01 | ASHRAE30pct-state-5A_RetailStandalone_STD2013_MA-BostonLogan-MA.table.csv.gz | Stand-alone Retail | Boston Logan IntL Arpt MA USA TMY3 WMO#=725090 | Natural Gas | 137793.6529 | 0 | 0 | 0 | 0 | 0 | 0 | 0 | 0 | 0 | 0 | 91113.6597 | 0 | 0 | 228916.7908 | 0 | 228907.3127 | 0 | 0 | 1391.7159 | 0 | 0 | 0 | 0 | 0 | 0 | 0 | 0 | 0 | 0 | 920.248 | 0 | 0 | 2312.0596 | 0 | 2311.9639 | 0 | 0 | 137.7937 | 0 | 0 | 0 | 0 | 0 | 0 | 0 | 0 | 0 | 0 | 91.1137 | 0 | 0 | 228.9168 | 0 | 228.9073 | 0 | 0 | 0 | 0 | 0 | 0 | 0 | 0 | 0 | 5.5805 | 3.69 | 0 | 0 | 9.2705 | 9.2709 | 9.2705 | 2
MD_5A_RS_2010_EL | 5A | RS | EL | 12433 | ASHRAE30pct-state-5A | RetailStandalone | STD2010 | MD-Harrisburg-PA | Zone5A | Zone5A(MD-Harrisburg-PA) | ASHRAE30pct-state-STD2010 | state | MD | 0.1052 | 0.99 | ASHRAE30pct-state-5A_RetailStandalone_STD2010_MD-Harrisburg-PA.table.csv.gz | Stand-alone Retail | Middletown Harrisburg Intl Ap PA USA TMY3 WMO#=725115 | Electricity | 0 | 36183.3336 | 122411.1121 | 17038.889 | 54063.8893 | 0 | 62080.5561 | 0 | 0 | 0 | 5361.1112 | 0 | 0 | 0 | 297138.8913 | 0 | 297138.8913 | 0 | 0 | 0 | 3806.4867 | 12877.649 | 1792.4911 | 5687.5212 | 0 | 6530.8745 | 0 | 0 | 0 | 563.9889 | 0 | 0 | 0 | 31259.0114 | 0 | 31259.0114 | 0 | 0 | 0 | 123.4926 | 417.7853 | 58.1532 | 184.5184 | 0 | 211.879 | 0 | 0 | 0 | 18.2973 | 0 | 0 | 0 | 1014.1258 | 0 | 1014.1258 | 0 | 0 | 16.9199 | 2.3551 | 7.4728 | 8.5809 | 0 | 0.74102 | 5.0013 | 0 | 0 | 0 | 0 | 41.071 | 41.071 | 41.071 | 1
MD_5A_RS_2013_EL | 5A | RS | EL | 13573 | ASHRAE30pct-state-5A | RetailStandalone | STD2013 | MD-Harrisburg-PA | Zone5A | Zone5A(MD-Harrisburg-PA) | ASHRAE30pct-state-STD2013 | state | MD | 0.1052 | 0.99 | ASHRAE30pct-state-5A_RetailStandalone_STD2013_MD-Harrisburg-PA.table.csv.gz | Stand-alone Retail | Middletown Harrisburg Intl Ap PA USA TMY3 WMO#=725115 | Electricity | 0 | 32019.4447 | 102486.1119 | 17038.889 | 53972.2227 | 0 | 47386.1115 | 0 | 0 | 0 | 5436.1112 | 0 | 0 | 0 | 258338.891 | 0 | 258338.891 | 0 | 0 | 0 | 3368.4456 | 10781.539 | 1792.4911 | 5677.8778 | 0 | 4985.0189 | 0 | 0 | 0 | 571.8789 | 0 | 0 | 0 | 27177.2513 | 0 | 27177.2513 | 0 | 0 | 0 | 109.2814 | 349.7819 | 58.1532 | 184.2055 | 0 | 161.7273 | 0 | 0 | 0 | 18.5533 | 0 | 0 | 0 | 881.7026 | 0 | 881.7026 | 0 | 0 | 14.1658 | 2.3551 | 7.4601 | 6.5498 | 0 | 0.75139 | 4.4258 | 0 | 0 | 0 | 0 | 35.708 | 35.708 | 35.708 | 2
MD_5A_RS_2010_NG | 5A | RS | NG | 12442 | ASHRAE30pct-state-5A | RetailStandalone | STD2010 | MD-Harrisburg-PA | Zone5A | Zone5A(MD-Harrisburg-PA) | ASHRAE30pct-state-STD2010 | state | MD | 0.1052 | 0.99 | ASHRAE30pct-state-5A_RetailStandalone_STD2010_MD-Harrisburg-PA.table.csv.gz | Stand-alone Retail | Middletown Harrisburg Intl Ap PA USA TMY3 WMO#=725115 | Natural Gas | 260118.9304 | 0 | 0 | 0 | 0 | 0 | 0 | 0 | 0 | 0 | 0 | 91104.1816 | 0 | 0 | 351232.5902 | 0 | 351223.112 | 0 | 0 | 2575.1774 | 0 | 0 | 0 | 0 | 0 | 0 | 0 | 0 | 0 | 0 | 901.9314 | 0 | 0 | 3477.2026 | 0 | 3477.1088 | 0 | 0 | 260.1189 | 0 | 0 | 0 | 0 | 0 | 0 | 0 | 0 | 0 | 0 | 91.1042 | 0 | 0 | 351.2326 | 0 | 351.2231 | 0 | 0 | 0 | 0 | 0 | 0 | 0 | 0 | 0 | 10.5345 | 3.6896 | 0 | 0 | 14.2242 | 14.2246 | 14.2242 | 1
MD_5A_RS_2013_NG | 5A | RS | NG | 13582 | ASHRAE30pct-state-5A | RetailStandalone | STD2013 | MD-Harrisburg-PA | Zone5A | Zone5A(MD-Harrisburg-PA) | ASHRAE30pct-state-STD2013 | state | MD | 0.1052 | 0.99 | ASHRAE30pct-state-5A_RetailStandalone_STD2013_MD-Harrisburg-PA.table.csv.gz | Stand-alone Retail | Middletown Harrisburg Intl Ap PA USA TMY3 WMO#=725115 | Natural Gas | 156342.4339 | 0 | 0 | 0 | 0 | 0 | 0 | 0 | 0 | 0 | 0 | 91104.1816 | 0 | 0 | 247446.6155 | 0 | 247446.6155 | 0 | 0 | 1547.7901 | 0 | 0 | 0 | 0 | 0 | 0 | 0 | 0 | 0 | 0 | 901.9314 | 0 | 0 | 2449.7215 | 0 | 2449.7215 | 0 | 0 | 156.3424 | 0 | 0 | 0 | 0 | 0 | 0 | 0 | 0 | 0 | 0 | 91.1042 | 0 | 0 | 247.4466 | 0 | 247.4466 | 0 | 0 | 0 | 0 | 0 | 0 | 0 | 0 | 0 | 6.3317 | 3.6896 | 0 | 0 | 10.0213 | 10.0213 | 10.0213 | 2
MI_5A_RS_2010_EL | 5A | RS | EL | 12493 | ASHRAE30pct-state-5A | RetailStandalone | STD2010 | MI-Lansing-MI | Zone5A | Zone5A(MI-Lansing-MI) | ASHRAE30pct-state-STD2010 | state | MI | 0.1095 | 0.82 | ASHRAE30pct-state-5A_RetailStandalone_STD2010_MI-Lansing-MI.table.csv.gz | Stand-alone Retail | Lansing Capital City Arpt MI USA TMY3 WMO#=725390 | Electricity | 0 | 28025.0002 | 123202.7788 | 16991.6668 | 54063.8893 | 0 | 61230.556 | 0 | 0 | 0 | 5266.6667 | 0 | 0 | 0 | 288775.0023 | 0 | 288780.5579 | -5.5556 | -5.5556 | 0 | 3068.7375 | 13490.7043 | 1860.5875 | 5919.9959 | 0 | 6704.7459 | 0 | 0 | 0 | 576.7 | 0 | 0 | 0 | 31620.8628 | 0 | 31621.4711 | -0.60833 | -0.60833 | 0 | 95.6485 | 420.4873 | 57.992 | 184.5184 | 0 | 208.978 | 0 | 0 | 0 | 17.975 | 0 | 0 | 0 | 985.5801 | 0 | 985.5991 | -0.018961 | -0.018961 | 17.0293 | 2.3486 | 7.472 | 8.4634 | 0 | 0.72797 | 3.8737 | 0 | 0 | 0 | 0 | 39.9157 | 39.915 | 39.915 | 1
MI_5A_RS_2013_EL | 5A | RS | EL | 13633 | ASHRAE30pct-state-5A | RetailStandalone | STD2013 | MI-Lansing-MI | Zone5A | Zone5A(MI-Lansing-MI) | ASHRAE30pct-state-STD2013 | state | MI | 0.1095 | 0.82 | ASHRAE30pct-state-5A_RetailStandalone_STD2013_MI-Lansing-MI.table.csv.gz | Stand-alone Retail | Lansing Capital City Arpt MI USA TMY3 WMO#=725390 | Electricity | 0 | 24866.6669 | 102761.1119 | 16991.6668 | 53972.2227 | 0 | 46025.0004 | 0 | 0 | 0 | 5319.4445 | 0 | 0 | 0 | 249933.3353 | 0 | 249936.1131 | -2.7778 | -2.7778 | 0 | 2722.9 | 11252.3418 | 1860.5875 | 5909.9584 | 0 | 5039.7375 | 0 | 0 | 0 | 582.4792 | 0 | 0 | 0 | 27367.7002 | 0 | 27368.0044 | -0.30417 | -0.30417 | 0 | 84.8692 | 350.7205 | 57.992 | 184.2055 | 0 | 157.0819 | 0 | 0 | 0 | 18.1551 | 0 | 0 | 0 | 853.0147 | 0 | 853.0242 | -0.0094805 | -0.0094805 | 14.2038 | 2.3486 | 7.4597 | 6.3617 | 0 | 0.73526 | 3.4371 | 0 | 0 | 0 | 0 | 34.5466 | 34.5462 | 34.5462 | 2
MI_5A_RS_2010_NG | 5A | RS | NG | 12502 | ASHRAE30pct-state-5A | RetailStandalone | STD2010 | MI-Lansing-MI | Zone5A | Zone5A(MI-Lansing-MI) | ASHRAE30pct-state-STD2010 | state | MI | 0.1095 | 0.82 | ASHRAE30pct-state-5A_RetailStandalone_STD2010_MI-Lansing-MI.table.csv.gz | Stand-alone Retail | Lansing Capital City Arpt MI USA TMY3 WMO#=725390 | Natural Gas | 307642.4808 | 0 | 0 | 0 | 0 | 0 | 0 | 0 | 0 | 0 | 0 | 91142.0943 | 0 | 0 | 398775.0969 | 0 | 398784.5751 | 0 | 0 | 2522.6683 | 0 | 0 | 0 | 0 | 0 | 0 | 0 | 0 | 0 | 0 | 747.3652 | 0 | 0 | 3269.9558 | 0 | 3270.0335 | 0 | 0 | 307.6425 | 0 | 0 | 0 | 0 | 0 | 0 | 0 | 0 | 0 | 0 | 91.1421 | 0 | 0 | 398.7751 | 0 | 398.7846 | 0 | 0 | 0 | 0 | 0 | 0 | 0 | 0 | 0 | 12.4592 | 3.6912 | 0 | 0 | 16.1504 | 16.15 | 16.1504 | 1
MI_5A_RS_2013_NG | 5A | RS | NG | 13642 | ASHRAE30pct-state-5A | RetailStandalone | STD2013 | MI-Lansing-MI | Zone5A | Zone5A(MI-Lansing-MI) | ASHRAE30pct-state-STD2013 | state | MI | 0.1095 | 0.82 | ASHRAE30pct-state-5A_RetailStandalone_STD2013_MI-Lansing-MI.table.csv.gz | Stand-alone Retail | Lansing Capital City Arpt MI USA TMY3 WMO#=725390 | Natural Gas | 203733.2899 | 0 | 0 | 0 | 0 | 0 | 0 | 0 | 0 | 0 | 0 | 91132.6161 | 0 | 0 | 294865.906 | 0 | 294865.906 | 0 | 0 | 1670.613 | 0 | 0 | 0 | 0 | 0 | 0 | 0 | 0 | 0 | 0 | 747.2875 | 0 | 0 | 2417.9004 | 0 | 2417.9004 | 0 | 0 | 203.7333 | 0 | 0 | 0 | 0 | 0 | 0 | 0 | 0 | 0 | 0 | 91.1326 | 0 | 0 | 294.8659 | 0 | 294.8659 | 0 | 0 | 0 | 0 | 0 | 0 | 0 | 0 | 0 | 8.251 | 3.6908 | 0 | 0 | 11.9418 | 11.9418 | 11.9418 | 2
MO_5A_RS_2010_EL | 5A | RS | EL | 12553 | ASHRAE30pct-state-5A | RetailStandalone | STD2010 | MO-Kirksville-MO | Zone5A | Zone5A(MO-Kirksville-MO) | ASHRAE30pct-state-STD2010 | state | MO | 0.0816 | 0.95 | ASHRAE30pct-state-5A_RetailStandalone_STD2010_MO-Kirksville-MO.table.csv.gz | Stand-alone Retail | Kirksville Regional Ap MO USA TMY3 WMO#=724455 | Electricity | 0 | 38200.0003 | 123669.4454 | 17027.7779 | 54063.8893 | 0 | 61291.6672 | 0 | 0 | 0 | 5244.4445 | 0 | 0 | 0 | 299497.2246 | 0 | 299497.2246 | 0 | 0 | 0 | 3117.12 | 10091.4267 | 1389.4667 | 4411.6134 | 0 | 5001.4 | 0 | 0 | 0 | 427.9467 | 0 | 0 | 0 | 24438.9735 | 0 | 24438.9735 | 0 | 0 | 0 | 130.3754 | 422.08 | 58.1153 | 184.5184 | 0 | 209.1866 | 0 | 0 | 0 | 17.8991 | 0 | 0 | 0 | 1022.1747 | 0 | 1022.1747 | 0 | 0 | 17.0938 | 2.3536 | 7.4728 | 8.4718 | 0 | 0.7249 | 5.2801 | 0 | 0 | 0 | 0 | 41.397 | 41.397 | 41.397 | 1
MO_5A_RS_2013_EL | 5A | RS | EL | 13693 | ASHRAE30pct-state-5A | RetailStandalone | STD2013 | MO-Kirksville-MO | Zone5A | Zone5A(MO-Kirksville-MO) | ASHRAE30pct-state-STD2013 | state | MO | 0.0816 | 0.95 | ASHRAE30pct-state-5A_RetailStandalone_STD2013_MO-Kirksville-MO.table.csv.gz | Stand-alone Retail | Kirksville Regional Ap MO USA TMY3 WMO#=724455 | Electricity | 0 | 34294.4447 | 103625.0008 | 17027.7779 | 53972.2227 | 0 | 47800.0004 | 0 | 0 | 0 | 5291.6667 | 0 | 0 | 0 | 262008.3354 | 0 | 262011.1132 | -2.7778 | -2.7778 | 0 | 2798.4267 | 8455.8001 | 1389.4667 | 4404.1334 | 0 | 3900.48 | 0 | 0 | 0 | 431.8 | 0 | 0 | 0 | 21379.8802 | 0 | 21380.1068 | -0.22667 | -0.22667 | 0 | 117.0459 | 353.6689 | 58.1153 | 184.2055 | 0 | 163.1399 | 0 | 0 | 0 | 18.0603 | 0 | 0 | 0 | 894.2263 | 0 | 894.2358 | -0.0094805 | -0.0094805 | 14.3232 | 2.3536 | 7.4597 | 6.607 | 0 | 0.73142 | 4.7402 | 0 | 0 | 0 | 0 | 36.2156 | 36.2152 | 36.2152 | 2
MO_5A_RS_2010_NG | 5A | RS | NG | 12562 | ASHRAE30pct-state-5A | RetailStandalone | STD2010 | MO-Kirksville-MO | Zone5A | Zone5A(MO-Kirksville-MO) | ASHRAE30pct-state-STD2010 | state | MO | 0.0816 | 0.95 | ASHRAE30pct-state-5A_RetailStandalone_STD2010_MO-Kirksville-MO.table.csv.gz | Stand-alone Retail | Kirksville Regional Ap MO USA TMY3 WMO#=724455 | Natural Gas | 310893.4935 | 0 | 0 | 0 | 0 | 0 | 0 | 0 | 0 | 0 | 0 | 91113.6597 | 0 | 0 | 402007.1533 | 0 | 402007.1533 | 0 | 0 | 2953.4882 | 0 | 0 | 0 | 0 | 0 | 0 | 0 | 0 | 0 | 0 | 865.5798 | 0 | 0 | 3819.068 | 0 | 3819.068 | 0 | 0 | 310.8935 | 0 | 0 | 0 | 0 | 0 | 0 | 0 | 0 | 0 | 0 | 91.1137 | 0 | 0 | 402.0072 | 0 | 402.0072 | 0 | 0 | 0 | 0 | 0 | 0 | 0 | 0 | 0 | 12.5909 | 3.69 | 0 | 0 | 16.2809 | 16.2809 | 16.2809 | 1
MO_5A_RS_2013_NG | 5A | RS | NG | 13702 | ASHRAE30pct-state-5A | RetailStandalone | STD2013 | MO-Kirksville-MO | Zone5A | Zone5A(MO-Kirksville-MO) | ASHRAE30pct-state-STD2013 | state | MO | 0.0816 | 0.95 | ASHRAE30pct-state-5A_RetailStandalone_STD2013_MO-Kirksville-MO.table.csv.gz | Stand-alone Retail | Kirksville Regional Ap MO USA TMY3 WMO#=724455 | Natural Gas | 208595.5918 | 0 | 0 | 0 | 0 | 0 | 0 | 0 | 0 | 0 | 0 | 91104.1816 | 0 | 0 | 299699.7733 | 0 | 299699.7733 | 0 | 0 | 1981.6581 | 0 | 0 | 0 | 0 | 0 | 0 | 0 | 0 | 0 | 0 | 865.4897 | 0 | 0 | 2847.1478 | 0 | 2847.1478 | 0 | 0 | 208.5956 | 0 | 0 | 0 | 0 | 0 | 0 | 0 | 0 | 0 | 0 | 91.1042 | 0 | 0 | 299.6998 | 0 | 299.6998 | 0 | 0 | 0 | 0 | 0 | 0 | 0 | 0 | 0 | 8.4479 | 3.6896 | 0 | 0 | 12.1375 | 12.1375 | 12.1375 | 2
NC_5A_RS_2010_EL | 5A | RS | EL | 12613 | ASHRAE30pct-state-5A | RetailStandalone | STD2010 | NC-Elkins-WV | Zone5A | Zone5A(NC-Elkins-WV) | ASHRAE30pct-state-STD2010 | state | NC | 0.0861 | 0.84 | ASHRAE30pct-state-5A_RetailStandalone_STD2010_NC-Elkins-WV.table.csv.gz | Stand-alone Retail | Elkins Elkins Randolph Co Arp WV USA TMY3 WMO#=724170 | Electricity | 0 | 26619.4447 | 122441.6676 | 17008.3335 | 54063.8893 | 0 | 60236.1116 | 0 | 0 | 0 | 4866.6667 | 0 | 0 | 0 | 285238.8912 | 0 | 285236.1134 | 2.7778 | 2.7778 | 0 | 2291.9342 | 10542.2276 | 1464.4175 | 4654.9009 | 0 | 5186.3292 | 0 | 0 | 0 | 419.02 | 0 | 0 | 0 | 24559.0685 | 0 | 24558.8294 | 0.23917 | 0.23917 | 0 | 90.8513 | 417.8896 | 58.0489 | 184.5184 | 0 | 205.584 | 0 | 0 | 0 | 16.6098 | 0 | 0 | 0 | 973.5115 | 0 | 973.502 | 0.0094805 | 0.0094805 | 16.9241 | 2.3509 | 7.4732 | 8.3259 | 0 | 0.67268 | 3.6794 | 0 | 0 | 0 | 0 | 39.4258 | 39.4262 | 39.4262 | 1
NC_5A_RS_2013_EL | 5A | RS | EL | 13753 | ASHRAE30pct-state-5A | RetailStandalone | STD2013 | NC-Elkins-WV | Zone5A | Zone5A(NC-Elkins-WV) | ASHRAE30pct-state-STD2013 | state | NC | 0.0861 | 0.84 | ASHRAE30pct-state-5A_RetailStandalone_STD2013_NC-Elkins-WV.table.csv.gz | Stand-alone Retail | Elkins Elkins Randolph Co Arp WV USA TMY3 WMO#=724170 | Electricity | 0 | 23625.0002 | 102083.3341 | 17008.3335 | 53972.2227 | 0 | 46708.3337 | 0 | 0 | 0 | 4900 | 0 | 0 | 0 | 248297.2242 | 0 | 248297.2242 | 0 | 0 | 0 | 2034.1125 | 8789.3751 | 1464.4175 | 4647.0084 | 0 | 4021.5875 | 0 | 0 | 0 | 421.89 | 0 | 0 | 0 | 21378.391 | 0 | 21378.391 | 0 | 0 | 0 | 80.6314 | 348.4073 | 58.0489 | 184.2055 | 0 | 159.4141 | 0 | 0 | 0 | 16.7235 | 0 | 0 | 0 | 847.4307 | 0 | 847.4307 | 0 | 0 | 14.1101 | 2.3509 | 7.4601 | 6.4561 | 0 | 0.67729 | 3.2655 | 0 | 0 | 0 | 0 | 34.3201 | 34.3201 | 34.3201 | 2
NC_5A_RS_2010_NG | 5A | RS | NG | 12622 | ASHRAE30pct-state-5A | RetailStandalone | STD2010 | NC-Elkins-WV | Zone5A | Zone5A(NC-Elkins-WV) | ASHRAE30pct-state-STD2010 | state | NC | 0.0861 | 0.84 | ASHRAE30pct-state-5A_RetailStandalone_STD2010_NC-Elkins-WV.table.csv.gz | Stand-alone Retail | Elkins Elkins Randolph Co Arp WV USA TMY3 WMO#=724170 | Natural Gas | 204046.0696 | 0 | 0 | 0 | 0 | 0 | 0 | 0 | 0 | 0 | 0 | 91094.7034 | 0 | 0 | 295140.773 | 0 | 295140.773 | 0 | 0 | 1713.987 | 0 | 0 | 0 | 0 | 0 | 0 | 0 | 0 | 0 | 0 | 765.1955 | 0 | 0 | 2479.1825 | 0 | 2479.1825 | 0 | 0 | 204.0461 | 0 | 0 | 0 | 0 | 0 | 0 | 0 | 0 | 0 | 0 | 91.0947 | 0 | 0 | 295.1408 | 0 | 295.1408 | 0 | 0 | 0 | 0 | 0 | 0 | 0 | 0 | 0 | 8.2637 | 3.6892 | 0 | 0 | 11.9529 | 11.9529 | 11.9529 | 1
NC_5A_RS_2013_NG | 5A | RS | NG | 13762 | ASHRAE30pct-state-5A | RetailStandalone | STD2013 | NC-Elkins-WV | Zone5A | Zone5A(NC-Elkins-WV) | ASHRAE30pct-state-STD2013 | state | NC | 0.0861 | 0.84 | ASHRAE30pct-state-5A_RetailStandalone_STD2013_NC-Elkins-WV.table.csv.gz | Stand-alone Retail | Elkins Elkins Randolph Co Arp WV USA TMY3 WMO#=724170 | Natural Gas | 122325.2775 | 0 | 0 | 0 | 0 | 0 | 0 | 0 | 0 | 0 | 0 | 91085.2252 | 0 | 0 | 213410.5027 | 0 | 213410.5027 | 0 | 0 | 1027.5323 | 0 | 0 | 0 | 0 | 0 | 0 | 0 | 0 | 0 | 0 | 765.1159 | 0 | 0 | 1792.6482 | 0 | 1792.6482 | 0 | 0 | 122.3253 | 0 | 0 | 0 | 0 | 0 | 0 | 0 | 0 | 0 | 0 | 91.0852 | 0 | 0 | 213.4105 | 0 | 213.4105 | 0 | 0 | 0 | 0 | 0 | 0 | 0 | 0 | 0 | 4.954 | 3.6889 | 0 | 0 | 8.6429 | 8.6429 | 8.6429 | 2
NE_5A_RS_2010_EL | 5A | RS | EL | 12673 | ASHRAE30pct-state-5A | RetailStandalone | STD2010 | NE-Omaha-NE | Zone5A | Zone5A(NE-Omaha-NE) | ASHRAE30pct-state-STD2010 | state | NE | 0.084 | 0.6 | ASHRAE30pct-state-5A_RetailStandalone_STD2010_NE-Omaha-NE.table.csv.gz | Stand-alone Retail | Omaha Eppley Airfield NE USA TMY3 WMO#=725500 | Electricity | 0 | 43052.7781 | 123813.8899 | 17011.1112 | 54063.8893 | 0 | 62091.6672 | 0 | 0 | 0 | 5472.2223 | 0 | 0 | 0 | 305505.558 | 0 | 305505.558 | 0 | 0 | 0 | 3616.4334 | 10400.3667 | 1428.9333 | 4541.3667 | 0 | 5215.7 | 0 | 0 | 0 | 459.6667 | 0 | 0 | 0 | 25662.4669 | 0 | 25662.4669 | 0 | 0 | 0 | 146.9378 | 422.573 | 58.0584 | 184.5184 | 0 | 211.9169 | 0 | 0 | 0 | 18.6765 | 0 | 0 | 0 | 1042.681 | 0 | 1042.681 | 0 | 0 | 17.1138 | 2.3513 | 7.4728 | 8.5824 | 0 | 0.75638 | 5.9508 | 0 | 0 | 0 | 0 | 42.2275 | 42.2275 | 42.2275 | 1
NE_5A_RS_2013_EL | 5A | RS | EL | 13813 | ASHRAE30pct-state-5A | RetailStandalone | STD2013 | NE-Omaha-NE | Zone5A | Zone5A(NE-Omaha-NE) | ASHRAE30pct-state-STD2013 | state | NE | 0.084 | 0.6 | ASHRAE30pct-state-5A_RetailStandalone_STD2013_NE-Omaha-NE.table.csv.gz | Stand-alone Retail | Omaha Eppley Airfield NE USA TMY3 WMO#=725500 | Electricity | 0 | 38627.7781 | 103658.3342 | 17011.1112 | 53972.2227 | 0 | 48577.7782 | 0 | 0 | 0 | 5538.8889 | 0 | 0 | 0 | 267386.1133 | 0 | 267386.1133 | 0 | 0 | 0 | 3244.7334 | 8707.3001 | 1428.9333 | 4533.6667 | 0 | 4080.5334 | 0 | 0 | 0 | 465.2667 | 0 | 0 | 0 | 22460.4335 | 0 | 22460.4335 | 0 | 0 | 0 | 131.8354 | 353.7827 | 58.0584 | 184.2055 | 0 | 165.7945 | 0 | 0 | 0 | 18.9041 | 0 | 0 | 0 | 912.5805 | 0 | 912.5805 | 0 | 0 | 14.3278 | 2.3513 | 7.4601 | 6.7145 | 0 | 0.76559 | 5.3392 | 0 | 0 | 0 | 0 | 36.9585 | 36.9585 | 36.9585 | 2
NE_5A_RS_2010_NG | 5A | RS | NG | 12682 | ASHRAE30pct-state-5A | RetailStandalone | STD2010 | NE-Omaha-NE | Zone5A | Zone5A(NE-Omaha-NE) | ASHRAE30pct-state-STD2010 | state | NE | 0.084 | 0.6 | ASHRAE30pct-state-5A_RetailStandalone_STD2010_NE-Omaha-NE.table.csv.gz | Stand-alone Retail | Omaha Eppley Airfield NE USA TMY3 WMO#=725500 | Natural Gas | 260270.5812 | 0 | 0 | 0 | 0 | 0 | 0 | 0 | 0 | 0 | 0 | 91113.6597 | 0 | 0 | 351374.7627 | 0 | 351384.2409 | 0 | 0 | 1561.6235 | 0 | 0 | 0 | 0 | 0 | 0 | 0 | 0 | 0 | 0 | 546.682 | 0 | 0 | 2108.2486 | 0 | 2108.3054 | 0 | 0 | 260.2706 | 0 | 0 | 0 | 0 | 0 | 0 | 0 | 0 | 0 | 0 | 91.1137 | 0 | 0 | 351.3748 | 0 | 351.3842 | 0 | 0 | 0 | 0 | 0 | 0 | 0 | 0 | 0 | 10.5407 | 3.69 | 0 | 0 | 14.2307 | 14.2303 | 14.2307 | 1
NE_5A_RS_2013_NG | 5A | RS | NG | 13822 | ASHRAE30pct-state-5A | RetailStandalone | STD2013 | NE-Omaha-NE | Zone5A | Zone5A(NE-Omaha-NE) | ASHRAE30pct-state-STD2013 | state | NE | 0.084 | 0.6 | ASHRAE30pct-state-5A_RetailStandalone_STD2013_NE-Omaha-NE.table.csv.gz | Stand-alone Retail | Omaha Eppley Airfield NE USA TMY3 WMO#=725500 | Natural Gas | 171886.6347 | 0 | 0 | 0 | 0 | 0 | 0 | 0 | 0 | 0 | 0 | 91094.7034 | 0 | 0 | 262981.3381 | 0 | 262981.3381 | 0 | 0 | 1031.3198 | 0 | 0 | 0 | 0 | 0 | 0 | 0 | 0 | 0 | 0 | 546.5682 | 0 | 0 | 1577.888 | 0 | 1577.888 | 0 | 0 | 171.8866 | 0 | 0 | 0 | 0 | 0 | 0 | 0 | 0 | 0 | 0 | 91.0947 | 0 | 0 | 262.9813 | 0 | 262.9813 | 0 | 0 | 0 | 0 | 0 | 0 | 0 | 0 | 0 | 6.9612 | 3.6892 | 0 | 0 | 10.6505 | 10.6505 | 10.6505 | 2
NH_5A_RS_2010_EL | 5A | RS | EL | 12733 | ASHRAE30pct-state-5A | RetailStandalone | STD2010 | NH-Manchester-NH | Zone5A | Zone5A(NH-Manchester-NH) | ASHRAE30pct-state-STD2010 | state | NH | 0.134 | 1.17 | ASHRAE30pct-state-5A_RetailStandalone_STD2010_NH-Manchester-NH.table.csv.gz | Stand-alone Retail | Manchester Airport NH USA TMY3 WMO#=743945 | Electricity | 0 | 25738.8891 | 125172.2232 | 17122.2224 | 54063.8893 | 0 | 61902.7783 | 0 | 0 | 0 | 4797.2223 | 0 | 0 | 0 | 288800.0023 | 0 | 288797.2245 | 2.7778 | 2.7778 | 0 | 3449.0111 | 16773.0779 | 2294.3778 | 7244.5612 | 0 | 8294.9723 | 0 | 0 | 0 | 642.8278 | 0 | 0 | 0 | 38699.2003 | 0 | 38698.8281 | 0.37222 | 0.37222 | 0 | 87.846 | 427.2089 | 58.4376 | 184.5184 | 0 | 211.2723 | 0 | 0 | 0 | 16.3728 | 0 | 0 | 0 | 985.6655 | 0 | 985.656 | 0.0094805 | 0.0094805 | 17.3015 | 2.3667 | 7.4732 | 8.5563 | 0 | 0.66308 | 3.5577 | 0 | 0 | 0 | 0 | 39.918 | 39.9184 | 39.9184 | 1
NH_5A_RS_2013_EL | 5A | RS | EL | 13873 | ASHRAE30pct-state-5A | RetailStandalone | STD2013 | NH-Manchester-NH | Zone5A | Zone5A(NH-Manchester-NH) | ASHRAE30pct-state-STD2013 | state | NH | 0.134 | 1.17 | ASHRAE30pct-state-5A_RetailStandalone_STD2013_NH-Manchester-NH.table.csv.gz | Stand-alone Retail | Manchester Airport NH USA TMY3 WMO#=743945 | Electricity | 0 | 23800.0002 | 104969.4453 | 17122.2224 | 53972.2227 | 0 | 45919.4448 | 0 | 0 | 0 | 5408.3334 | 0 | 0 | 0 | 251191.6687 | 0 | 251191.6687 | 0 | 0 | 0 | 3189.2 | 14065.9057 | 2294.3778 | 7232.2778 | 0 | 6153.2056 | 0 | 0 | 0 | 724.7167 | 0 | 0 | 0 | 33659.6836 | 0 | 33659.6836 | 0 | 0 | 0 | 81.2287 | 358.2575 | 58.4376 | 184.2055 | 0 | 156.7216 | 0 | 0 | 0 | 18.4585 | 0 | 0 | 0 | 857.3094 | 0 | 857.3094 | 0 | 0 | 14.5091 | 2.3667 | 7.4601 | 6.3471 | 0 | 0.74755 | 3.2897 | 0 | 0 | 0 | 0 | 34.7201 | 34.7201 | 34.7201 | 2
NH_5A_RS_2010_NG | 5A | RS | NG | 12742 | ASHRAE30pct-state-5A | RetailStandalone | STD2010 | NH-Manchester-NH | Zone5A | Zone5A(NH-Manchester-NH) | ASHRAE30pct-state-STD2010 | state | NH | 0.134 | 1.17 | ASHRAE30pct-state-5A_RetailStandalone_STD2010_NH-Manchester-NH.table.csv.gz | Stand-alone Retail | Manchester Airport NH USA TMY3 WMO#=743945 | Natural Gas | 240385.378 | 0 | 0 | 0 | 0 | 0 | 0 | 0 | 0 | 0 | 0 | 91113.6597 | 0 | 0 | 331508.5159 | 0 | 331499.0377 | 0 | 0 | 2812.5089 | 0 | 0 | 0 | 0 | 0 | 0 | 0 | 0 | 0 | 0 | 1066.0298 | 0 | 0 | 3878.6496 | 0 | 3878.5387 | 0 | 0 | 240.3854 | 0 | 0 | 0 | 0 | 0 | 0 | 0 | 0 | 0 | 0 | 91.1137 | 0 | 0 | 331.5085 | 0 | 331.499 | 0 | 0 | 0 | 0 | 0 | 0 | 0 | 0 | 0 | 9.7354 | 3.69 | 0 | 0 | 13.4254 | 13.4257 | 13.4254 | 1
NH_5A_RS_2013_NG | 5A | RS | NG | 13882 | ASHRAE30pct-state-5A | RetailStandalone | STD2013 | NH-Manchester-NH | Zone5A | Zone5A(NH-Manchester-NH) | ASHRAE30pct-state-STD2013 | state | NH | 0.134 | 1.17 | ASHRAE30pct-state-5A_RetailStandalone_STD2013_NH-Manchester-NH.table.csv.gz | Stand-alone Retail | Manchester Airport NH USA TMY3 WMO#=743945 | Natural Gas | 139831.4597 | 0 | 0 | 0 | 0 | 0 | 0 | 0 | 0 | 0 | 0 | 91104.1816 | 0 | 0 | 230935.6413 | 0 | 230935.6413 | 0 | 0 | 1636.0281 | 0 | 0 | 0 | 0 | 0 | 0 | 0 | 0 | 0 | 0 | 1065.9189 | 0 | 0 | 2701.947 | 0 | 2701.947 | 0 | 0 | 139.8315 | 0 | 0 | 0 | 0 | 0 | 0 | 0 | 0 | 0 | 0 | 91.1042 | 0 | 0 | 230.9356 | 0 | 230.9356 | 0 | 0 | 0 | 0 | 0 | 0 | 0 | 0 | 0 | 5.663 | 3.6896 | 0 | 0 | 9.3527 | 9.3527 | 9.3527 | 2
NJ_5A_RS_2010_EL | 5A | RS | EL | 12793 | ASHRAE30pct-state-5A | RetailStandalone | STD2010 | NJ-Allentown-PA | Zone5A | Zone5A(NJ-Allentown-PA) | ASHRAE30pct-state-STD2010 | state | NJ | 0.1283 | 0.84 | ASHRAE30pct-state-5A_RetailStandalone_STD2010_NJ-Allentown-PA.table.csv.gz | Stand-alone Retail | Allentown Lehigh Valley Intl PA USA TMY3 WMO#=725170 | Electricity | 0 | 30427.778 | 122522.2232 | 17044.4446 | 54063.8893 | 0 | 60275.0005 | 0 | 0 | 0 | 4708.3334 | 0 | 0 | 0 | 289038.8912 | 0 | 289041.669 | -2.7778 | -2.7778 | 0 | 3903.8839 | 15719.6012 | 2186.8022 | 6936.397 | 0 | 7733.2826 | 0 | 0 | 0 | 604.0792 | 0 | 0 | 0 | 37083.6897 | 0 | 37084.0461 | -0.35639 | -0.35639 | 0 | 103.8491 | 418.1645 | 58.1722 | 184.5184 | 0 | 205.7167 | 0 | 0 | 0 | 16.0694 | 0 | 0 | 0 | 986.4808 | 0 | 986.4903 | -0.0094805 | -0.0094805 | 16.9352 | 2.3559 | 7.4724 | 8.3313 | 0 | 0.65079 | 4.2058 | 0 | 0 | 0 | 0 | 39.9518 | 39.9514 | 39.9514 | 1
NJ_5A_RS_2013_EL | 5A | RS | EL | 13933 | ASHRAE30pct-state-5A | RetailStandalone | STD2013 | NJ-Allentown-PA | Zone5A | Zone5A(NJ-Allentown-PA) | ASHRAE30pct-state-STD2013 | state | NJ | 0.1283 | 0.84 | ASHRAE30pct-state-5A_RetailStandalone_STD2013_NJ-Allentown-PA.table.csv.gz | Stand-alone Retail | Allentown Lehigh Valley Intl PA USA TMY3 WMO#=725170 | Electricity | 0 | 27552.778 | 102261.1119 | 17044.4446 | 53972.2227 | 0 | 46975.0004 | 0 | 0 | 0 | 5222.2223 | 0 | 0 | 0 | 253025.002 | 0 | 253027.7798 | -2.7778 | -2.7778 | 0 | 3535.0214 | 13120.1007 | 2186.8022 | 6924.6362 | 0 | 6026.8925 | 0 | 0 | 0 | 670.0111 | 0 | 0 | 0 | 32463.1078 | 0 | 32463.4641 | -0.35639 | -0.35639 | 0 | 94.0368 | 349.014 | 58.1722 | 184.2055 | 0 | 160.3242 | 0 | 0 | 0 | 17.8233 | 0 | 0 | 0 | 863.5665 | 0 | 863.576 | -0.0094805 | -0.0094805 | 14.1347 | 2.3559 | 7.4597 | 6.493 | 0 | 0.72182 | 3.8084 | 0 | 0 | 0 | 0 | 34.9739 | 34.9735 | 34.9735 | 2
NJ_5A_RS_2010_NG | 5A | RS | NG | 12802 | ASHRAE30pct-state-5A | RetailStandalone | STD2010 | NJ-Allentown-PA | Zone5A | Zone5A(NJ-Allentown-PA) | ASHRAE30pct-state-STD2010 | state | NJ | 0.1283 | 0.84 | ASHRAE30pct-state-5A_RetailStandalone_STD2010_NJ-Allentown-PA.table.csv.gz | Stand-alone Retail | Allentown Lehigh Valley Intl PA USA TMY3 WMO#=725170 | Natural Gas | 221514.3391 | 0 | 0 | 0 | 0 | 0 | 0 | 0 | 0 | 0 | 0 | 91094.7034 | 0 | 0 | 312609.0425 | 0 | 312609.0425 | 0 | 0 | 1860.7204 | 0 | 0 | 0 | 0 | 0 | 0 | 0 | 0 | 0 | 0 | 765.1955 | 0 | 0 | 2625.916 | 0 | 2625.916 | 0 | 0 | 221.5143 | 0 | 0 | 0 | 0 | 0 | 0 | 0 | 0 | 0 | 0 | 91.0947 | 0 | 0 | 312.609 | 0 | 312.609 | 0 | 0 | 0 | 0 | 0 | 0 | 0 | 0 | 0 | 8.9711 | 3.6892 | 0 | 0 | 12.6603 | 12.6603 | 12.6603 | 1
NJ_5A_RS_2013_NG | 5A | RS | NG | 13942 | ASHRAE30pct-state-5A | RetailStandalone | STD2013 | NJ-Allentown-PA | Zone5A | Zone5A(NJ-Allentown-PA) | ASHRAE30pct-state-STD2013 | state | NJ | 0.1283 | 0.84 | ASHRAE30pct-state-5A_RetailStandalone_STD2013_NJ-Allentown-PA.table.csv.gz | Stand-alone Retail | Allentown Lehigh Valley Intl PA USA TMY3 WMO#=725170 | Natural Gas | 137101.7464 | 0 | 0 | 0 | 0 | 0 | 0 | 0 | 0 | 0 | 0 | 91094.7034 | 0 | 0 | 228186.9716 | 0 | 228196.4498 | 0 | 0 | 1151.6547 | 0 | 0 | 0 | 0 | 0 | 0 | 0 | 0 | 0 | 0 | 765.1955 | 0 | 0 | 1916.7706 | 0 | 1916.8502 | 0 | 0 | 137.1017 | 0 | 0 | 0 | 0 | 0 | 0 | 0 | 0 | 0 | 0 | 91.0947 | 0 | 0 | 228.187 | 0 | 228.1964 | 0 | 0 | 0 | 0 | 0 | 0 | 0 | 0 | 0 | 5.5525 | 3.6892 | 0 | 0 | 9.2417 | 9.2413 | 9.2417 | 2
NY_5A_RS_2010_EL | 5A | RS | EL | 12853 | ASHRAE30pct-state-5A | RetailStandalone | STD2010 | NY-Albany-NY | Zone5A | Zone5A(NY-Albany-NY) | ASHRAE30pct-state-STD2010 | state | NY | 0.1508 | 0.73 | ASHRAE30pct-state-5A_RetailStandalone_STD2010_NY-Albany-NY.table.csv.gz | Stand-alone Retail | Albany County Ap NY USA TMY3 WMO#=725180 | Electricity | 0 | 25755.5558 | 122805.5565 | 17083.3335 | 54063.8893 | 0 | 60925.0005 | 0 | 0 | 0 | 5130.5556 | 0 | 0 | 0 | 285763.8912 | 0 | 285763.8912 | 0 | 0 | 0 | 3883.9378 | 18519.0779 | 2576.1667 | 8152.8345 | 0 | 9187.4901 | 0 | 0 | 0 | 773.6878 | 0 | 0 | 0 | 43093.1948 | 0 | 43093.1948 | 0 | 0 | 0 | 87.9029 | 419.1316 | 58.3049 | 184.5184 | 0 | 207.9351 | 0 | 0 | 0 | 17.5104 | 0 | 0 | 0 | 975.3033 | 0 | 975.3033 | 0 | 0 | 16.9744 | 2.3613 | 7.4728 | 8.4212 | 0 | 0.70915 | 3.56 | 0 | 0 | 0 | 0 | 39.4988 | 39.4988 | 39.4988 | 1
NY_5A_RS_2013_EL | 5A | RS | EL | 13993 | ASHRAE30pct-state-5A | RetailStandalone | STD2013 | NY-Albany-NY | Zone5A | Zone5A(NY-Albany-NY) | ASHRAE30pct-state-STD2013 | state | NY | 0.1508 | 0.73 | ASHRAE30pct-state-5A_RetailStandalone_STD2013_NY-Albany-NY.table.csv.gz | Stand-alone Retail | Albany County Ap NY USA TMY3 WMO#=725180 | Electricity | 0 | 22927.778 | 102358.3342 | 17083.3335 | 53972.2227 | 0 | 45069.4448 | 0 | 0 | 0 | 5211.1112 | 0 | 0 | 0 | 246619.4464 | 0 | 246622.2242 | -2.7778 | -2.7778 | 0 | 3457.5089 | 15435.6368 | 2576.1667 | 8139.0112 | 0 | 6796.4723 | 0 | 0 | 0 | 785.8356 | 0 | 0 | 0 | 37190.2125 | 0 | 37190.6314 | -0.41889 | -0.41889 | 0 | 78.2518 | 349.3458 | 58.3049 | 184.2055 | 0 | 153.8206 | 0 | 0 | 0 | 17.7854 | 0 | 0 | 0 | 841.7045 | 0 | 841.714 | -0.0094805 | -0.0094805 | 14.1481 | 2.3613 | 7.4597 | 6.2296 | 0 | 0.72029 | 3.1691 | 0 | 0 | 0 | 0 | 34.0885 | 34.0881 | 34.0881 | 2
NY_5A_RS_2010_NG | 5A | RS | NG | 12862 | ASHRAE30pct-state-5A | RetailStandalone | STD2010 | NY-Albany-NY | Zone5A | Zone5A(NY-Albany-NY) | ASHRAE30pct-state-STD2010 | state | NY | 0.1508 | 0.73 | ASHRAE30pct-state-5A_RetailStandalone_STD2010_NY-Albany-NY.table.csv.gz | Stand-alone Retail | Albany County Ap NY USA TMY3 WMO#=725180 | Natural Gas | 282203.0693 | 0 | 0 | 0 | 0 | 0 | 0 | 0 | 0 | 0 | 0 | 91123.1379 | 0 | 0 | 373326.2072 | 0 | 373326.2072 | 0 | 0 | 2060.0824 | 0 | 0 | 0 | 0 | 0 | 0 | 0 | 0 | 0 | 0 | 665.1989 | 0 | 0 | 2725.2813 | 0 | 2725.2813 | 0 | 0 | 282.2031 | 0 | 0 | 0 | 0 | 0 | 0 | 0 | 0 | 0 | 0 | 91.1231 | 0 | 0 | 373.3262 | 0 | 373.3262 | 0 | 0 | 0 | 0 | 0 | 0 | 0 | 0 | 0 | 11.4289 | 3.6904 | 0 | 0 | 15.1193 | 15.1193 | 15.1193 | 1
NY_5A_RS_2013_NG | 5A | RS | NG | 14002 | ASHRAE30pct-state-5A | RetailStandalone | STD2013 | NY-Albany-NY | Zone5A | Zone5A(NY-Albany-NY) | ASHRAE30pct-state-STD2013 | state | NY | 0.1508 | 0.73 | ASHRAE30pct-state-5A_RetailStandalone_STD2013_NY-Albany-NY.table.csv.gz | Stand-alone Retail | Albany County Ap NY USA TMY3 WMO#=725180 | Natural Gas | 173706.4436 | 0 | 0 | 0 | 0 | 0 | 0 | 0 | 0 | 0 | 0 | 91123.1379 | 0 | 0 | 264829.5815 | 0 | 264829.5815 | 0 | 0 | 1268.057 | 0 | 0 | 0 | 0 | 0 | 0 | 0 | 0 | 0 | 0 | 665.1989 | 0 | 0 | 1933.2559 | 0 | 1933.2559 | 0 | 0 | 173.7064 | 0 | 0 | 0 | 0 | 0 | 0 | 0 | 0 | 0 | 0 | 91.1231 | 0 | 0 | 264.8296 | 0 | 264.8296 | 0 | 0 | 0 | 0 | 0 | 0 | 0 | 0 | 0 | 7.0349 | 3.6904 | 0 | 0 | 10.7253 | 10.7253 | 10.7253 | 2
OH_5A_RS_2010_EL | 5A | RS | EL | 12913 | ASHRAE30pct-state-5A | RetailStandalone | STD2010 | OH-Columbus-OH | Zone5A | Zone5A(OH-Columbus-OH) | ASHRAE30pct-state-STD2010 | state | OH | 0.0947 | 0.7 | ASHRAE30pct-state-5A_RetailStandalone_STD2010_OH-Columbus-OH.table.csv.gz | Stand-alone Retail | Columbus Port Columbus Intl A OH USA TMY3 WMO#=724280 | Electricity | 0 | 31986.1114 | 122783.3343 | 16994.4446 | 54063.8893 | 0 | 61647.2227 | 0 | 0 | 0 | 4986.1112 | 0 | 0 | 0 | 292461.1135 | 0 | 292461.1135 | 0 | 0 | 0 | 3029.0847 | 11627.5818 | 1609.3739 | 5119.8503 | 0 | 5837.992 | 0 | 0 | 0 | 472.1847 | 0 | 0 | 0 | 27696.0674 | 0 | 27696.0674 | 0 | 0 | 0 | 109.1676 | 419.0557 | 58.0015 | 184.5184 | 0 | 210.4001 | 0 | 0 | 0 | 17.0174 | 0 | 0 | 0 | 998.1607 | 0 | 998.1607 | 0 | 0 | 16.9713 | 2.349 | 7.4728 | 8.521 | 0 | 0.68919 | 4.4212 | 0 | 0 | 0 | 0 | 40.4245 | 40.4245 | 40.4245 | 1
OH_5A_RS_2013_EL | 5A | RS | EL | 14053 | ASHRAE30pct-state-5A | RetailStandalone | STD2013 | OH-Columbus-OH | Zone5A | Zone5A(OH-Columbus-OH) | ASHRAE30pct-state-STD2013 | state | OH | 0.0947 | 0.7 | ASHRAE30pct-state-5A_RetailStandalone_STD2013_OH-Columbus-OH.table.csv.gz | Stand-alone Retail | Columbus Port Columbus Intl A OH USA TMY3 WMO#=724280 | Electricity | 0 | 28166.6669 | 102291.6675 | 16994.4446 | 53972.2227 | 0 | 45308.3337 | 0 | 0 | 0 | 5094.4445 | 0 | 0 | 0 | 251827.7798 | 0 | 251827.7798 | 0 | 0 | 0 | 2667.3834 | 9687.0209 | 1609.3739 | 5111.1695 | 0 | 4290.6992 | 0 | 0 | 0 | 482.4439 | 0 | 0 | 0 | 23848.0907 | 0 | 23848.0907 | 0 | 0 | 0 | 96.132 | 349.1183 | 58.0015 | 184.2055 | 0 | 154.6359 | 0 | 0 | 0 | 17.3872 | 0 | 0 | 0 | 859.4804 | 0 | 859.4804 | 0 | 0 | 14.1389 | 2.349 | 7.4601 | 6.2626 | 0 | 0.70416 | 3.8932 | 0 | 0 | 0 | 0 | 34.8081 | 34.8081 | 34.8081 | 2
OH_5A_RS_2010_NG | 5A | RS | NG | 12922 | ASHRAE30pct-state-5A | RetailStandalone | STD2010 | OH-Columbus-OH | Zone5A | Zone5A(OH-Columbus-OH) | ASHRAE30pct-state-STD2010 | state | OH | 0.0947 | 0.7 | ASHRAE30pct-state-5A_RetailStandalone_STD2010_OH-Columbus-OH.table.csv.gz | Stand-alone Retail | Columbus Port Columbus Intl A OH USA TMY3 WMO#=724280 | Natural Gas | 215381.9623 | 0 | 0 | 0 | 0 | 0 | 0 | 0 | 0 | 0 | 0 | 91085.2252 | 0 | 0 | 306467.1876 | 0 | 306467.1876 | 0 | 0 | 1507.6737 | 0 | 0 | 0 | 0 | 0 | 0 | 0 | 0 | 0 | 0 | 637.5966 | 0 | 0 | 2145.2703 | 0 | 2145.2703 | 0 | 0 | 215.382 | 0 | 0 | 0 | 0 | 0 | 0 | 0 | 0 | 0 | 0 | 91.0852 | 0 | 0 | 306.4672 | 0 | 306.4672 | 0 | 0 | 0 | 0 | 0 | 0 | 0 | 0 | 0 | 8.7227 | 3.6889 | 0 | 0 | 12.4116 | 12.4116 | 12.4116 | 1
OH_5A_RS_2013_NG | 5A | RS | NG | 14062 | ASHRAE30pct-state-5A | RetailStandalone | STD2013 | OH-Columbus-OH | Zone5A | Zone5A(OH-Columbus-OH) | ASHRAE30pct-state-STD2013 | state | OH | 0.0947 | 0.7 | ASHRAE30pct-state-5A_RetailStandalone_STD2013_OH-Columbus-OH.table.csv.gz | Stand-alone Retail | Columbus Port Columbus Intl A OH USA TMY3 WMO#=724280 | Natural Gas | 129320.1679 | 0 | 0 | 0 | 0 | 0 | 0 | 0 | 0 | 0 | 0 | 91075.7471 | 0 | 0 | 220395.9149 | 0 | 220395.9149 | 0 | 0 | 905.2412 | 0 | 0 | 0 | 0 | 0 | 0 | 0 | 0 | 0 | 0 | 637.5302 | 0 | 0 | 1542.7714 | 0 | 1542.7714 | 0 | 0 | 129.3202 | 0 | 0 | 0 | 0 | 0 | 0 | 0 | 0 | 0 | 0 | 91.0757 | 0 | 0 | 220.3959 | 0 | 220.3959 | 0 | 0 | 0 | 0 | 0 | 0 | 0 | 0 | 0 | 5.2373 | 3.6885 | 0 | 0 | 8.9258 | 8.9258 | 8.9258 | 2
PA_5A_RS_2010_EL | 5A | RS | EL | 12973 | ASHRAE30pct-state-5A | RetailStandalone | STD2010 | PA-Harrisburg-PA | Zone5A | Zone5A(PA-Harrisburg-PA) | ASHRAE30pct-state-STD2010 | state | PA | 0.0937 | 1 | ASHRAE30pct-state-5A_RetailStandalone_STD2010_PA-Harrisburg-PA.table.csv.gz | Stand-alone Retail | Middletown Harrisburg Intl Ap PA USA TMY3 WMO#=725115 | Electricity | 0 | 36183.3336 | 122411.1121 | 17038.889 | 54063.8893 | 0 | 62080.5561 | 0 | 0 | 0 | 5361.1112 | 0 | 0 | 0 | 297138.8913 | 0 | 297138.8913 | 0 | 0 | 0 | 3390.3784 | 11469.9212 | 1596.5439 | 5065.7864 | 0 | 5816.9481 | 0 | 0 | 0 | 502.3361 | 0 | 0 | 0 | 27841.9141 | 0 | 27841.9141 | 0 | 0 | 0 | 123.4926 | 417.7853 | 58.1532 | 184.5184 | 0 | 211.879 | 0 | 0 | 0 | 18.2973 | 0 | 0 | 0 | 1014.1258 | 0 | 1014.1258 | 0 | 0 | 16.9199 | 2.3551 | 7.4728 | 8.5809 | 0 | 0.74102 | 5.0013 | 0 | 0 | 0 | 0 | 41.071 | 41.071 | 41.071 | 1
PA_5A_RS_2013_EL | 5A | RS | EL | 14113 | ASHRAE30pct-state-5A | RetailStandalone | STD2013 | PA-Harrisburg-PA | Zone5A | Zone5A(PA-Harrisburg-PA) | ASHRAE30pct-state-STD2013 | state | PA | 0.0937 | 1 | ASHRAE30pct-state-5A_RetailStandalone_STD2013_PA-Harrisburg-PA.table.csv.gz | Stand-alone Retail | Middletown Harrisburg Intl Ap PA USA TMY3 WMO#=725115 | Electricity | 0 | 32019.4447 | 102486.1119 | 17038.889 | 53972.2227 | 0 | 47386.1115 | 0 | 0 | 0 | 5436.1112 | 0 | 0 | 0 | 258338.891 | 0 | 258338.891 | 0 | 0 | 0 | 3000.222 | 9602.9487 | 1596.5439 | 5057.1973 | 0 | 4440.0786 | 0 | 0 | 0 | 509.3636 | 0 | 0 | 0 | 24206.3541 | 0 | 24206.3541 | 0 | 0 | 0 | 109.2814 | 349.7819 | 58.1532 | 184.2055 | 0 | 161.7273 | 0 | 0 | 0 | 18.5533 | 0 | 0 | 0 | 881.7026 | 0 | 881.7026 | 0 | 0 | 14.1658 | 2.3551 | 7.4601 | 6.5498 | 0 | 0.75139 | 4.4258 | 0 | 0 | 0 | 0 | 35.708 | 35.708 | 35.708 | 2
PA_5A_RS_2010_NG | 5A | RS | NG | 12982 | ASHRAE30pct-state-5A | RetailStandalone | STD2010 | PA-Harrisburg-PA | Zone5A | Zone5A(PA-Harrisburg-PA) | ASHRAE30pct-state-STD2010 | state | PA | 0.0937 | 1 | ASHRAE30pct-state-5A_RetailStandalone_STD2010_PA-Harrisburg-PA.table.csv.gz | Stand-alone Retail | Middletown Harrisburg Intl Ap PA USA TMY3 WMO#=725115 | Natural Gas | 260118.9304 | 0 | 0 | 0 | 0 | 0 | 0 | 0 | 0 | 0 | 0 | 91104.1816 | 0 | 0 | 351232.5902 | 0 | 351223.112 | 0 | 0 | 2601.1893 | 0 | 0 | 0 | 0 | 0 | 0 | 0 | 0 | 0 | 0 | 911.0418 | 0 | 0 | 3512.3259 | 0 | 3512.2311 | 0 | 0 | 260.1189 | 0 | 0 | 0 | 0 | 0 | 0 | 0 | 0 | 0 | 0 | 91.1042 | 0 | 0 | 351.2326 | 0 | 351.2231 | 0 | 0 | 0 | 0 | 0 | 0 | 0 | 0 | 0 | 10.5345 | 3.6896 | 0 | 0 | 14.2242 | 14.2246 | 14.2242 | 1
PA_5A_RS_2013_NG | 5A | RS | NG | 14122 | ASHRAE30pct-state-5A | RetailStandalone | STD2013 | PA-Harrisburg-PA | Zone5A | Zone5A(PA-Harrisburg-PA) | ASHRAE30pct-state-STD2013 | state | PA | 0.0937 | 1 | ASHRAE30pct-state-5A_RetailStandalone_STD2013_PA-Harrisburg-PA.table.csv.gz | Stand-alone Retail | Middletown Harrisburg Intl Ap PA USA TMY3 WMO#=725115 | Natural Gas | 156342.4339 | 0 | 0 | 0 | 0 | 0 | 0 | 0 | 0 | 0 | 0 | 91104.1816 | 0 | 0 | 247446.6155 | 0 | 247446.6155 | 0 | 0 | 1563.4243 | 0 | 0 | 0 | 0 | 0 | 0 | 0 | 0 | 0 | 0 | 911.0418 | 0 | 0 | 2474.4662 | 0 | 2474.4662 | 0 | 0 | 156.3424 | 0 | 0 | 0 | 0 | 0 | 0 | 0 | 0 | 0 | 0 | 91.1042 | 0 | 0 | 247.4466 | 0 | 247.4466 | 0 | 0 | 0 | 0 | 0 | 0 | 0 | 0 | 0 | 6.3317 | 3.6896 | 0 | 0 | 10.0213 | 10.0213 | 10.0213 | 2
RI_5A_RS_2010_EL | 5A | RS | EL | 13033 | ASHRAE30pct-state-5A | RetailStandalone | STD2010 | RI-Providence-RI | Zone5A | Zone5A(RI-Providence-RI) | ASHRAE30pct-state-STD2010 | state | RI | 0.1204 | 1.33 | ASHRAE30pct-state-5A_RetailStandalone_STD2010_RI-Providence-RI.table.csv.gz | Stand-alone Retail | Providence T F Green State Ar RI USA TMY3 WMO#=725070 | Electricity | 0 | 28319.4447 | 124091.6677 | 17102.7779 | 54063.8893 | 0 | 60052.7783 | 0 | 0 | 0 | 5088.8889 | 0 | 0 | 0 | 288719.4468 | 0 | 288719.4468 | 0 | 0 | 0 | 3409.6611 | 14940.6368 | 2059.1745 | 6509.2923 | 0 | 7230.3545 | 0 | 0 | 0 | 612.7022 | 0 | 0 | 0 | 34761.8214 | 0 | 34761.8214 | 0 | 0 | 0 | 96.6534 | 423.521 | 58.3713 | 184.5184 | 0 | 204.9583 | 0 | 0 | 0 | 17.3682 | 0 | 0 | 0 | 985.3905 | 0 | 985.3905 | 0 | 0 | 17.1522 | 2.364 | 7.4728 | 8.3006 | 0 | 0.70339 | 3.9144 | 0 | 0 | 0 | 0 | 39.9073 | 39.9073 | 39.9073 | 1
RI_5A_RS_2013_EL | 5A | RS | EL | 14173 | ASHRAE30pct-state-5A | RetailStandalone | STD2013 | RI-Providence-RI | Zone5A | Zone5A(RI-Providence-RI) | ASHRAE30pct-state-STD2013 | state | RI | 0.1204 | 1.33 | ASHRAE30pct-state-5A_RetailStandalone_STD2013_RI-Providence-RI.table.csv.gz | Stand-alone Retail | Providence T F Green State Ar RI USA TMY3 WMO#=725070 | Electricity | 0 | 25250.0002 | 103563.8897 | 17102.7779 | 53972.2227 | 0 | 46377.7781 | 0 | 0 | 0 | 5186.1112 | 0 | 0 | 0 | 251452.7798 | 0 | 251452.7798 | 0 | 0 | 0 | 3040.1 | 12469.0923 | 2059.1745 | 6498.2556 | 0 | 5583.8845 | 0 | 0 | 0 | 624.4078 | 0 | 0 | 0 | 30274.9147 | 0 | 30274.9147 | 0 | 0 | 0 | 86.1775 | 353.4603 | 58.3713 | 184.2055 | 0 | 158.2859 | 0 | 0 | 0 | 17.7 | 0 | 0 | 0 | 858.2005 | 0 | 858.2005 | 0 | 0 | 14.3148 | 2.364 | 7.4601 | 6.4104 | 0 | 0.71683 | 3.4901 | 0 | 0 | 0 | 0 | 34.7562 | 34.7562 | 34.7562 | 2
RI_5A_RS_2010_NG | 5A | RS | NG | 13042 | ASHRAE30pct-state-5A | RetailStandalone | STD2010 | RI-Providence-RI | Zone5A | Zone5A(RI-Providence-RI) | ASHRAE30pct-state-STD2010 | state | RI | 0.1204 | 1.33 | ASHRAE30pct-state-5A_RetailStandalone_STD2010_RI-Providence-RI.table.csv.gz | Stand-alone Retail | Providence T F Green State Ar RI USA TMY3 WMO#=725070 | Natural Gas | 217343.9438 | 0 | 0 | 0 | 0 | 0 | 0 | 0 | 0 | 0 | 0 | 91113.6597 | 0 | 0 | 308457.6035 | 0 | 308457.6035 | 0 | 0 | 2890.6745 | 0 | 0 | 0 | 0 | 0 | 0 | 0 | 0 | 0 | 0 | 1211.8117 | 0 | 0 | 4102.4861 | 0 | 4102.4861 | 0 | 0 | 217.3439 | 0 | 0 | 0 | 0 | 0 | 0 | 0 | 0 | 0 | 0 | 91.1137 | 0 | 0 | 308.4576 | 0 | 308.4576 | 0 | 0 | 0 | 0 | 0 | 0 | 0 | 0 | 0 | 8.8022 | 3.69 | 0 | 0 | 12.4922 | 12.4922 | 12.4922 | 1
RI_5A_RS_2013_NG | 5A | RS | NG | 14182 | ASHRAE30pct-state-5A | RetailStandalone | STD2013 | RI-Providence-RI | Zone5A | Zone5A(RI-Providence-RI) | ASHRAE30pct-state-STD2013 | state | RI | 0.1204 | 1.33 | ASHRAE30pct-state-5A_RetailStandalone_STD2013_RI-Providence-RI.table.csv.gz | Stand-alone Retail | Providence T F Green State Ar RI USA TMY3 WMO#=725070 | Natural Gas | 128315.4817 | 0 | 0 | 0 | 0 | 0 | 0 | 0 | 0 | 0 | 0 | 91104.1816 | 0 | 0 | 219419.6633 | 0 | 219419.6633 | 0 | 0 | 1706.5959 | 0 | 0 | 0 | 0 | 0 | 0 | 0 | 0 | 0 | 0 | 1211.6856 | 0 | 0 | 2918.2815 | 0 | 2918.2815 | 0 | 0 | 128.3155 | 0 | 0 | 0 | 0 | 0 | 0 | 0 | 0 | 0 | 0 | 91.1042 | 0 | 0 | 219.4197 | 0 | 219.4197 | 0 | 0 | 0 | 0 | 0 | 0 | 0 | 0 | 0 | 5.1966 | 3.6896 | 0 | 0 | 8.8863 | 8.8863 | 8.8863 | 2
SD_5A_RS_2010_EL | 5A | RS | EL | 13093 | ASHRAE30pct-state-5A | RetailStandalone | STD2010 | SD-SiouxCity-IA | Zone5A | Zone5A(SD-SiouxCity-IA) | ASHRAE30pct-state-STD2010 | state | SD | 0.0801 | 0.63 | ASHRAE30pct-state-5A_RetailStandalone_STD2010_SD-SiouxCity-IA.table.csv.gz | Stand-alone Retail | Sioux City Sioux Gateway Ap IA USA TMY3 WMO#=725570 | Electricity | 0 | 36188.8892 | 124255.5565 | 17008.3335 | 54063.8893 | 0 | 66316.6672 | 0 | 0 | 0 | 5272.2223 | 0 | 0 | 0 | 303108.3358 | 0 | 303105.558 | 2.7778 | 2.7778 | 0 | 2898.73 | 9952.8701 | 1362.3675 | 4330.5175 | 0 | 5311.965 | 0 | 0 | 0 | 422.305 | 0 | 0 | 0 | 24278.9777 | 0 | 24278.7552 | 0.2225 | 0.2225 | 0 | 123.5116 | 424.0804 | 58.0489 | 184.5184 | 0 | 226.3367 | 0 | 0 | 0 | 17.9939 | 0 | 0 | 0 | 1034.4994 | 0 | 1034.4899 | 0.0094805 | 0.0094805 | 17.1748 | 2.3509 | 7.4732 | 9.1664 | 0 | 0.72874 | 5.0021 | 0 | 0 | 0 | 0 | 41.8958 | 41.8961 | 41.8961 | 1
SD_5A_RS_2013_EL | 5A | RS | EL | 14233 | ASHRAE30pct-state-5A | RetailStandalone | STD2013 | SD-SiouxCity-IA | Zone5A | Zone5A(SD-SiouxCity-IA) | ASHRAE30pct-state-STD2013 | state | SD | 0.0801 | 0.63 | ASHRAE30pct-state-5A_RetailStandalone_STD2013_SD-SiouxCity-IA.table.csv.gz | Stand-alone Retail | Sioux City Sioux Gateway Ap IA USA TMY3 WMO#=725570 | Electricity | 0 | 31608.3336 | 104063.8897 | 17008.3335 | 53972.2227 | 0 | 47127.7782 | 0 | 0 | 0 | 4913.8889 | 0 | 0 | 0 | 258694.4465 | 0 | 258694.4465 | 0 | 0 | 0 | 2531.8275 | 8335.5176 | 1362.3675 | 4323.175 | 0 | 3774.935 | 0 | 0 | 0 | 393.6025 | 0 | 0 | 0 | 20721.4252 | 0 | 20721.4252 | 0 | 0 | 0 | 107.8783 | 355.1668 | 58.0489 | 184.2055 | 0 | 160.8456 | 0 | 0 | 0 | 16.771 | 0 | 0 | 0 | 882.9161 | 0 | 882.9161 | 0 | 0 | 14.3839 | 2.3509 | 7.4601 | 6.5141 | 0 | 0.67921 | 4.369 | 0 | 0 | 0 | 0 | 35.7572 | 35.7572 | 35.7572 | 2
SD_5A_RS_2010_NG | 5A | RS | NG | 13102 | ASHRAE30pct-state-5A | RetailStandalone | STD2010 | SD-SiouxCity-IA | Zone5A | Zone5A(SD-SiouxCity-IA) | ASHRAE30pct-state-STD2010 | state | SD | 0.0801 | 0.63 | ASHRAE30pct-state-5A_RetailStandalone_STD2010_SD-SiouxCity-IA.table.csv.gz | Stand-alone Retail | Sioux City Sioux Gateway Ap IA USA TMY3 WMO#=725570 | Natural Gas | 317888.3839 | 0 | 0 | 0 | 0 | 0 | 0 | 0 | 0 | 0 | 0 | 91123.1379 | 0 | 0 | 409011.5218 | 0 | 409011.5218 | 0 | 0 | 2002.6968 | 0 | 0 | 0 | 0 | 0 | 0 | 0 | 0 | 0 | 0 | 574.0758 | 0 | 0 | 2576.7726 | 0 | 2576.7726 | 0 | 0 | 317.8884 | 0 | 0 | 0 | 0 | 0 | 0 | 0 | 0 | 0 | 0 | 91.1231 | 0 | 0 | 409.0115 | 0 | 409.0115 | 0 | 0 | 0 | 0 | 0 | 0 | 0 | 0 | 0 | 12.8741 | 3.6904 | 0 | 0 | 16.5645 | 16.5645 | 16.5645 | 1
SD_5A_RS_2013_NG | 5A | RS | NG | 14242 | ASHRAE30pct-state-5A | RetailStandalone | STD2013 | SD-SiouxCity-IA | Zone5A | Zone5A(SD-SiouxCity-IA) | ASHRAE30pct-state-STD2013 | state | SD | 0.0801 | 0.63 | ASHRAE30pct-state-5A_RetailStandalone_STD2013_SD-SiouxCity-IA.table.csv.gz | Stand-alone Retail | Sioux City Sioux Gateway Ap IA USA TMY3 WMO#=725570 | Natural Gas | 218509.7588 | 0 | 0 | 0 | 0 | 0 | 0 | 0 | 0 | 0 | 0 | 91123.1379 | 0 | 0 | 309623.4186 | 0 | 309632.8968 | 0 | 0 | 1376.6115 | 0 | 0 | 0 | 0 | 0 | 0 | 0 | 0 | 0 | 0 | 574.0758 | 0 | 0 | 1950.6275 | 0 | 1950.6872 | 0 | 0 | 218.5098 | 0 | 0 | 0 | 0 | 0 | 0 | 0 | 0 | 0 | 0 | 91.1231 | 0 | 0 | 309.6234 | 0 | 309.6329 | 0 | 0 | 0 | 0 | 0 | 0 | 0 | 0 | 0 | 8.8494 | 3.6904 | 0 | 0 | 12.5398 | 12.5394 | 12.5398 | 2
WV_5A_RS_2010_EL | 5A | RS | EL | 13153 | ASHRAE30pct-state-5A | RetailStandalone | STD2010 | WV-Elkins-WV | Zone5A | Zone5A(WV-Elkins-WV) | ASHRAE30pct-state-STD2010 | state | WV | 0.0842 | 0.92 | ASHRAE30pct-state-5A_RetailStandalone_STD2010_WV-Elkins-WV.table.csv.gz | Stand-alone Retail | Elkins Elkins Randolph Co Arp WV USA TMY3 WMO#=724170 | Electricity | 0 | 26619.4447 | 122441.6676 | 17008.3335 | 54063.8893 | 0 | 60236.1116 | 0 | 0 | 0 | 4866.6667 | 0 | 0 | 0 | 285238.8912 | 0 | 285236.1134 | 2.7778 | 2.7778 | 0 | 2241.3572 | 10309.5884 | 1432.1017 | 4552.1795 | 0 | 5071.8806 | 0 | 0 | 0 | 409.7733 | 0 | 0 | 0 | 24017.1146 | 0 | 24016.8807 | 0.23389 | 0.23389 | 0 | 90.8513 | 417.8896 | 58.0489 | 184.5184 | 0 | 205.584 | 0 | 0 | 0 | 16.6098 | 0 | 0 | 0 | 973.5115 | 0 | 973.502 | 0.0094805 | 0.0094805 | 16.9241 | 2.3509 | 7.4732 | 8.3259 | 0 | 0.67268 | 3.6794 | 0 | 0 | 0 | 0 | 39.4258 | 39.4262 | 39.4262 | 1
WV_5A_RS_2013_EL | 5A | RS | EL | 14293 | ASHRAE30pct-state-5A | RetailStandalone | STD2013 | WV-Elkins-WV | Zone5A | Zone5A(WV-Elkins-WV) | ASHRAE30pct-state-STD2013 | state | WV | 0.0842 | 0.92 | ASHRAE30pct-state-5A_RetailStandalone_STD2013_WV-Elkins-WV.table.csv.gz | Stand-alone Retail | Elkins Elkins Randolph Co Arp WV USA TMY3 WMO#=724170 | Electricity | 0 | 23625.0002 | 102083.3341 | 17008.3335 | 53972.2227 | 0 | 46708.3337 | 0 | 0 | 0 | 4900 | 0 | 0 | 0 | 248297.2242 | 0 | 248297.2242 | 0 | 0 | 0 | 1989.225 | 8595.4167 | 1432.1017 | 4544.4611 | 0 | 3932.8417 | 0 | 0 | 0 | 412.58 | 0 | 0 | 0 | 20906.6263 | 0 | 20906.6263 | 0 | 0 | 0 | 80.6314 | 348.4073 | 58.0489 | 184.2055 | 0 | 159.4141 | 0 | 0 | 0 | 16.7235 | 0 | 0 | 0 | 847.4307 | 0 | 847.4307 | 0 | 0 | 14.1101 | 2.3509 | 7.4601 | 6.4561 | 0 | 0.67729 | 3.2655 | 0 | 0 | 0 | 0 | 34.3201 | 34.3201 | 34.3201 | 2
WV_5A_RS_2010_NG | 5A | RS | NG | 13162 | ASHRAE30pct-state-5A | RetailStandalone | STD2010 | WV-Elkins-WV | Zone5A | Zone5A(WV-Elkins-WV) | ASHRAE30pct-state-STD2010 | state | WV | 0.0842 | 0.92 | ASHRAE30pct-state-5A_RetailStandalone_STD2010_WV-Elkins-WV.table.csv.gz | Stand-alone Retail | Elkins Elkins Randolph Co Arp WV USA TMY3 WMO#=724170 | Natural Gas | 204046.0696 | 0 | 0 | 0 | 0 | 0 | 0 | 0 | 0 | 0 | 0 | 91094.7034 | 0 | 0 | 295140.773 | 0 | 295140.773 | 0 | 0 | 1877.2238 | 0 | 0 | 0 | 0 | 0 | 0 | 0 | 0 | 0 | 0 | 838.0713 | 0 | 0 | 2715.2951 | 0 | 2715.2951 | 0 | 0 | 204.0461 | 0 | 0 | 0 | 0 | 0 | 0 | 0 | 0 | 0 | 0 | 91.0947 | 0 | 0 | 295.1408 | 0 | 295.1408 | 0 | 0 | 0 | 0 | 0 | 0 | 0 | 0 | 0 | 8.2637 | 3.6892 | 0 | 0 | 11.9529 | 11.9529 | 11.9529 | 1
WV_5A_RS_2013_NG | 5A | RS | NG | 14302 | ASHRAE30pct-state-5A | RetailStandalone | STD2013 | WV-Elkins-WV | Zone5A | Zone5A(WV-Elkins-WV) | ASHRAE30pct-state-STD2013 | state | WV | 0.0842 | 0.92 | ASHRAE30pct-state-5A_RetailStandalone_STD2013_WV-Elkins-WV.table.csv.gz | Stand-alone Retail | Elkins Elkins Randolph Co Arp WV USA TMY3 WMO#=724170 | Natural Gas | 122325.2775 | 0 | 0 | 0 | 0 | 0 | 0 | 0 | 0 | 0 | 0 | 91085.2252 | 0 | 0 | 213410.5027 | 0 | 213410.5027 | 0 | 0 | 1125.3926 | 0 | 0 | 0 | 0 | 0 | 0 | 0 | 0 | 0 | 0 | 837.9841 | 0 | 0 | 1963.3766 | 0 | 1963.3766 | 0 | 0 | 122.3253 | 0 | 0 | 0 | 0 | 0 | 0 | 0 | 0 | 0 | 0 | 91.0852 | 0 | 0 | 213.4105 | 0 | 213.4105 | 0 | 0 | 0 | 0 | 0 | 0 | 0 | 0 | 0 | 4.954 | 3.6889 | 0 | 0 | 8.6429 | 8.6429 | 8.6429 | 2
AZ_5B_RS_2010_EL | 5B | RS | EL | 14953 | ASHRAE30pct-state-5B | RetailStandalone | STD2010 | AZ-Winslow-AZ | Zone5B | Zone5B(AZ-Winslow-AZ) | ASHRAE30pct-state-STD2010 | state | AZ | 0.0954 | 0.95 | ASHRAE30pct-state-5B_RetailStandalone_STD2010_AZ-Winslow-AZ.table.csv.gz | Stand-alone Retail | Winslow Municipal Ap AZ USA TMY3 WMO#=723740 | Electricity | 0 | 43691.667 | 124922.2232 | 17019.4446 | 54063.8893 | 0 | 71772.2228 | 0 | 0 | 0 | 0 | 0 | 0 | 0 | 311472.2247 | 0 | 311469.4469 | 2.7778 | 2.7778 | 0 | 4168.185 | 11917.5801 | 1623.655 | 5157.695 | 0 | 6847.0701 | 0 | 0 | 0 | 0 | 0 | 0 | 0 | 29714.4502 | 0 | 29714.1852 | 0.265 | 0.265 | 0 | 149.1183 | 426.3557 | 58.0868 | 184.5184 | 0 | 244.9564 | 0 | 0 | 0 | 0 | 0 | 0 | 0 | 1063.045 | 0 | 1063.0356 | 0.0094805 | 0.0094805 | 17.267 | 2.3525 | 7.4732 | 9.9205 | 0 | 0 | 6.0391 | 0 | 0 | 0 | 0 | 43.0518 | 43.0522 | 43.0522 | 1
AZ_5B_RS_2013_EL | 5B | RS | EL | 15553 | ASHRAE30pct-state-5B | RetailStandalone | STD2013 | AZ-Winslow-AZ | Zone5B | Zone5B(AZ-Winslow-AZ) | ASHRAE30pct-state-STD2013 | state | AZ | 0.0954 | 0.95 | ASHRAE30pct-state-5B_RetailStandalone_STD2013_AZ-Winslow-AZ.table.csv.gz | Stand-alone Retail | Winslow Municipal Ap AZ USA TMY3 WMO#=723740 | Electricity | 0 | 38030.5559 | 104997.2231 | 17019.4446 | 53972.2227 | 0 | 67069.445 | 0 | 0 | 0 | 0 | 0 | 0 | 0 | 281091.6689 | 0 | 281088.8911 | 2.7778 | 2.7778 | 0 | 3628.115 | 10016.7351 | 1623.655 | 5148.95 | 0 | 6398.4251 | 0 | 0 | 0 | 0 | 0 | 0 | 0 | 26816.1452 | 0 | 26815.8802 | 0.265 | 0.265 | 0 | 129.7971 | 358.3523 | 58.0868 | 184.2055 | 0 | 228.9059 | 0 | 0 | 0 | 0 | 0 | 0 | 0 | 959.3572 | 0 | 959.3477 | 0.0094805 | 0.0094805 | 14.5129 | 2.3525 | 7.4605 | 9.2704 | 0 | 0 | 5.2566 | 0 | 0 | 0 | 0 | 38.8526 | 38.853 | 38.853 | 2
AZ_5B_RS_2010_NG | 5B | RS | NG | 14962 | ASHRAE30pct-state-5B | RetailStandalone | STD2010 | AZ-Winslow-AZ | Zone5B | Zone5B(AZ-Winslow-AZ) | ASHRAE30pct-state-STD2010 | state | AZ | 0.0954 | 0.95 | ASHRAE30pct-state-5B_RetailStandalone_STD2010_AZ-Winslow-AZ.table.csv.gz | Stand-alone Retail | Winslow Municipal Ap AZ USA TMY3 WMO#=723740 | Natural Gas | 175981.2047 | 0 | 0 | 0 | 0 | 0 | 0 | 0 | 0 | 0 | 0 | 90706.0984 | 0 | 0 | 266687.3031 | 0 | 266687.3031 | 0 | 0 | 1671.8214 | 0 | 0 | 0 | 0 | 0 | 0 | 0 | 0 | 0 | 0 | 861.7079 | 0 | 0 | 2533.5294 | 0 | 2533.5294 | 0 | 0 | 175.9812 | 0 | 0 | 0 | 0 | 0 | 0 | 0 | 0 | 0 | 0 | 90.7061 | 0 | 0 | 266.6873 | 0 | 266.6873 | 0 | 0 | 0 | 0 | 0 | 0 | 0 | 0 | 0 | 7.1271 | 3.6735 | 0 | 0 | 10.8006 | 10.8006 | 10.8006 | 1
AZ_5B_RS_2013_NG | 5B | RS | NG | 15562 | ASHRAE30pct-state-5B | RetailStandalone | STD2013 | AZ-Winslow-AZ | Zone5B | Zone5B(AZ-Winslow-AZ) | ASHRAE30pct-state-STD2013 | state | AZ | 0.0954 | 0.95 | ASHRAE30pct-state-5B_RetailStandalone_STD2013_AZ-Winslow-AZ.table.csv.gz | Stand-alone Retail | Winslow Municipal Ap AZ USA TMY3 WMO#=723740 | Natural Gas | 131803.4487 | 0 | 0 | 0 | 0 | 0 | 0 | 0 | 0 | 0 | 0 | 90706.0984 | 0 | 0 | 222509.5471 | 0 | 222509.5471 | 0 | 0 | 1252.1328 | 0 | 0 | 0 | 0 | 0 | 0 | 0 | 0 | 0 | 0 | 861.7079 | 0 | 0 | 2113.8407 | 0 | 2113.8407 | 0 | 0 | 131.8034 | 0 | 0 | 0 | 0 | 0 | 0 | 0 | 0 | 0 | 0 | 90.7061 | 0 | 0 | 222.5095 | 0 | 222.5095 | 0 | 0 | 0 | 0 | 0 | 0 | 0 | 0 | 0 | 5.3379 | 3.6735 | 0 | 0 | 9.0114 | 9.0114 | 9.0114 | 2
CA_5B_RS_2010_EL | 5B | RS | EL | 15013 | ASHRAE30pct-state-5B | RetailStandalone | STD2010 | CA-Reno-NV | Zone5B | Zone5B(CA-Reno-NV) | ASHRAE30pct-state-STD2010 | state | CA | 0.136 | 0.7 | ASHRAE30pct-state-5B_RetailStandalone_STD2010_CA-Reno-NV.table.csv.gz | Stand-alone Retail | Reno Tahoe International Ap NV USA TMY3 WMO#=724880 | Electricity | 0 | 33650.0003 | 125158.3343 | 17038.889 | 54063.8893 | 0 | 68536.1117 | 0 | 0 | 0 | 0 | 0 | 0 | 0 | 298447.2246 | 0 | 298447.2246 | -5.8208e-11 | -5.8208e-11 | 0 | 4576.4 | 17021.5335 | 2317.2889 | 7352.6889 | 0 | 9320.9112 | 0 | 0 | 0 | 0 | 0 | 0 | 0 | 40588.8225 | 0 | 40588.8225 | -7.9162e-12 | -7.9162e-12 | 0 | 114.8464 | 427.1615 | 58.1532 | 184.5184 | 0 | 233.9116 | 0 | 0 | 0 | 0 | 0 | 0 | 0 | 1018.5911 | 0 | 1018.5911 | -1.9866e-13 | -1.9866e-13 | 17.2996 | 2.3551 | 7.4728 | 9.4732 | 0 | 0 | 4.6512 | 0 | 0 | 0 | 0 | 41.2519 | 41.2519 | 41.2519 | 1
CA_5B_RS_2013_EL | 5B | RS | EL | 15613 | ASHRAE30pct-state-5B | RetailStandalone | STD2013 | CA-Reno-NV | Zone5B | Zone5B(CA-Reno-NV) | ASHRAE30pct-state-STD2013 | state | CA | 0.136 | 0.7 | ASHRAE30pct-state-5B_RetailStandalone_STD2013_CA-Reno-NV.table.csv.gz | Stand-alone Retail | Reno Tahoe International Ap NV USA TMY3 WMO#=724880 | Electricity | 0 | 29486.1113 | 105055.5564 | 17038.889 | 53972.2227 | 0 | 60169.4449 | 0 | 0 | 0 | 0 | 0 | 0 | 0 | 265722.2243 | 0 | 265722.2243 | 0 | 0 | 0 | 4010.1111 | 14287.5557 | 2317.2889 | 7340.2223 | 0 | 8183.0445 | 0 | 0 | 0 | 0 | 0 | 0 | 0 | 36138.2225 | 0 | 36138.2225 | 0 | 0 | 0 | 100.6352 | 358.5514 | 58.1532 | 184.2055 | 0 | 205.3565 | 0 | 0 | 0 | 0 | 0 | 0 | 0 | 906.9017 | 0 | 906.9017 | 0 | 0 | 14.521 | 2.3551 | 7.4601 | 8.3167 | 0 | 0 | 4.0756 | 0 | 0 | 0 | 0 | 36.7286 | 36.7286 | 36.7286 | 2
CA_5B_RS_2010_NG | 5B | RS | NG | 15022 | ASHRAE30pct-state-5B | RetailStandalone | STD2010 | CA-Reno-NV | Zone5B | Zone5B(CA-Reno-NV) | ASHRAE30pct-state-STD2010 | state | CA | 0.136 | 0.7 | ASHRAE30pct-state-5B_RetailStandalone_STD2010_CA-Reno-NV.table.csv.gz | Stand-alone Retail | Reno Tahoe International Ap NV USA TMY3 WMO#=724880 | Natural Gas | 260886.6623 | 0 | 0 | 0 | 0 | 0 | 0 | 0 | 0 | 0 | 0 | 90744.0111 | 0 | 0 | 351630.6733 | 0 | 351630.6733 | 0 | 0 | 1826.2066 | 0 | 0 | 0 | 0 | 0 | 0 | 0 | 0 | 0 | 0 | 635.2081 | 0 | 0 | 2461.4147 | 0 | 2461.4147 | 0 | 0 | 260.8867 | 0 | 0 | 0 | 0 | 0 | 0 | 0 | 0 | 0 | 0 | 90.744 | 0 | 0 | 351.6307 | 0 | 351.6307 | 0 | 0 | 0 | 0 | 0 | 0 | 0 | 0 | 0 | 10.5656 | 3.675 | 0 | 0 | 14.2407 | 14.2407 | 14.2407 | 1
CA_5B_RS_2013_NG | 5B | RS | NG | 15622 | ASHRAE30pct-state-5B | RetailStandalone | STD2013 | CA-Reno-NV | Zone5B | Zone5B(CA-Reno-NV) | ASHRAE30pct-state-STD2013 | state | CA | 0.136 | 0.7 | ASHRAE30pct-state-5B_RetailStandalone_STD2013_CA-Reno-NV.table.csv.gz | Stand-alone Retail | Reno Tahoe International Ap NV USA TMY3 WMO#=724880 | Natural Gas | 202017.741 | 0 | 0 | 0 | 0 | 0 | 0 | 0 | 0 | 0 | 0 | 90734.5329 | 0 | 0 | 292752.2739 | 0 | 292752.2739 | 0 | 0 | 1414.1242 | 0 | 0 | 0 | 0 | 0 | 0 | 0 | 0 | 0 | 0 | 635.1417 | 0 | 0 | 2049.2659 | 0 | 2049.2659 | 0 | 0 | 202.0177 | 0 | 0 | 0 | 0 | 0 | 0 | 0 | 0 | 0 | 0 | 90.7345 | 0 | 0 | 292.7523 | 0 | 292.7523 | 0 | 0 | 0 | 0 | 0 | 0 | 0 | 0 | 0 | 8.1815 | 3.6747 | 0 | 0 | 11.8562 | 11.8562 | 11.8562 | 2
CO_5B_RS_2010_EL | 5B | RS | EL | 15073 | ASHRAE30pct-state-5B | RetailStandalone | STD2010 | CO-ColoradoSprings-CO | Zone5B | Zone5B(CO-ColoradoSprings-CO) | ASHRAE30pct-state-STD2010 | state | CO | 0.0934 | 0.73 | ASHRAE30pct-state-5B_RetailStandalone_STD2010_CO-ColoradoSprings-CO.table.csv.gz | Stand-alone Retail | Colorado Springs Muni Ap CO USA TMY3 WMO#=724660 | Electricity | 0 | 25172.2224 | 124919.4454 | 17041.6668 | 54063.8893 | 0 | 70091.6672 | 0 | 0 | 0 | 0 | 0 | 0 | 0 | 291288.8912 | 0 | 291288.8912 | 0 | 0 | 0 | 2351.0856 | 11667.4762 | 1591.6917 | 5049.5673 | 0 | 6546.5617 | 0 | 0 | 0 | 0 | 0 | 0 | 0 | 27206.3824 | 0 | 27206.3824 | 0 | 0 | 0 | 85.912 | 426.3462 | 58.1627 | 184.5184 | 0 | 239.2207 | 0 | 0 | 0 | 0 | 0 | 0 | 0 | 994.16 | 0 | 994.16 | 0 | 0 | 17.2666 | 2.3555 | 7.4728 | 9.6882 | 0 | 0 | 3.4793 | 0 | 0 | 0 | 0 | 40.2624 | 40.2624 | 40.2624 | 1
CO_5B_RS_2013_EL | 5B | RS | EL | 15673 | ASHRAE30pct-state-5B | RetailStandalone | STD2013 | CO-ColoradoSprings-CO | Zone5B | Zone5B(CO-ColoradoSprings-CO) | ASHRAE30pct-state-STD2013 | state | CO | 0.0934 | 0.73 | ASHRAE30pct-state-5B_RetailStandalone_STD2013_CO-ColoradoSprings-CO.table.csv.gz | Stand-alone Retail | Colorado Springs Muni Ap CO USA TMY3 WMO#=724660 | Electricity | 0 | 22097.2224 | 104769.4453 | 17041.6668 | 53972.2227 | 0 | 65280.5561 | 0 | 0 | 0 | 0 | 0 | 0 | 0 | 263161.1132 | 0 | 263161.1132 | -5.8208e-11 | -5.8208e-11 | 0 | 2063.8806 | 9785.4662 | 1591.6917 | 5041.0056 | 0 | 6097.2039 | 0 | 0 | 0 | 0 | 0 | 0 | 0 | 24579.248 | 0 | 24579.248 | -5.4366e-12 | -5.4366e-12 | 0 | 75.4171 | 357.5749 | 58.1627 | 184.2055 | 0 | 222.8005 | 0 | 0 | 0 | 0 | 0 | 0 | 0 | 898.1607 | 0 | 898.1607 | -1.9866e-13 | -1.9866e-13 | 14.4814 | 2.3555 | 7.4601 | 9.0232 | 0 | 0 | 3.0543 | 0 | 0 | 0 | 0 | 36.3746 | 36.3746 | 36.3746 | 2
CO_5B_RS_2010_NG | 5B | RS | NG | 15082 | ASHRAE30pct-state-5B | RetailStandalone | STD2010 | CO-ColoradoSprings-CO | Zone5B | Zone5B(CO-ColoradoSprings-CO) | ASHRAE30pct-state-STD2010 | state | CO | 0.0934 | 0.73 | ASHRAE30pct-state-5B_RetailStandalone_STD2010_CO-ColoradoSprings-CO.table.csv.gz | Stand-alone Retail | Colorado Springs Muni Ap CO USA TMY3 WMO#=724660 | Natural Gas | 293330.4423 | 0 | 0 | 0 | 0 | 0 | 0 | 0 | 0 | 0 | 0 | 90772.4456 | 0 | 0 | 384102.8879 | 0 | 384102.8879 | 0 | 0 | 2141.3122 | 0 | 0 | 0 | 0 | 0 | 0 | 0 | 0 | 0 | 0 | 662.6389 | 0 | 0 | 2803.9511 | 0 | 2803.9511 | 0 | 0 | 293.3304 | 0 | 0 | 0 | 0 | 0 | 0 | 0 | 0 | 0 | 0 | 90.7724 | 0 | 0 | 384.1029 | 0 | 384.1029 | 0 | 0 | 0 | 0 | 0 | 0 | 0 | 0 | 0 | 11.8796 | 3.6762 | 0 | 0 | 15.5558 | 15.5558 | 15.5558 | 1
CO_5B_RS_2013_NG | 5B | RS | NG | 15682 | ASHRAE30pct-state-5B | RetailStandalone | STD2013 | CO-ColoradoSprings-CO | Zone5B | Zone5B(CO-ColoradoSprings-CO) | ASHRAE30pct-state-STD2013 | state | CO | 0.0934 | 0.73 | ASHRAE30pct-state-5B_RetailStandalone_STD2013_CO-ColoradoSprings-CO.table.csv.gz | Stand-alone Retail | Colorado Springs Muni Ap CO USA TMY3 WMO#=724660 | Natural Gas | 224765.3518 | 0 | 0 | 0 | 0 | 0 | 0 | 0 | 0 | 0 | 0 | 90762.9674 | 0 | 0 | 315528.3192 | 0 | 315528.3192 | 0 | 0 | 1640.7871 | 0 | 0 | 0 | 0 | 0 | 0 | 0 | 0 | 0 | 0 | 662.5697 | 0 | 0 | 2303.3567 | 0 | 2303.3567 | 0 | 0 | 224.7654 | 0 | 0 | 0 | 0 | 0 | 0 | 0 | 0 | 0 | 0 | 90.763 | 0 | 0 | 315.5283 | 0 | 315.5283 | 0 | 0 | 0 | 0 | 0 | 0 | 0 | 0 | 0 | 9.1028 | 3.6758 | 0 | 0 | 12.7786 | 12.7786 | 12.7786 | 2
ID_5B_RS_2010_EL | 5B | RS | EL | 15133 | ASHRAE30pct-state-5B | RetailStandalone | STD2010 | ID-Boise-ID | Zone5B | Zone5B(ID-Boise-ID) | ASHRAE30pct-state-STD2010 | state | ID | 0.0683 | 0.73 | ASHRAE30pct-state-5B_RetailStandalone_STD2010_ID-Boise-ID.table.csv.gz | Stand-alone Retail | Boise Air Terminal Uo ID USA TMY3 WMO#=726810 | Electricity | 0 | 28577.778 | 125263.8899 | 16988.889 | 54063.8893 | 0 | 67083.3339 | 0 | 0 | 0 | 0 | 0 | 0 | 0 | 291977.7801 | 0 | 291977.7801 | 0 | 0 | 0 | 1951.8622 | 8555.5237 | 1160.3411 | 3692.5636 | 0 | 4581.7917 | 0 | 0 | 0 | 0 | 0 | 0 | 0 | 19942.0824 | 0 | 19942.0824 | 0 | 0 | 0 | 97.5351 | 427.5218 | 57.9826 | 184.5184 | 0 | 228.9533 | 0 | 0 | 0 | 0 | 0 | 0 | 0 | 996.5111 | 0 | 996.5111 | 0 | 0 | 17.3142 | 2.3482 | 7.4728 | 9.2724 | 0 | 0 | 3.9501 | 0 | 0 | 0 | 0 | 40.3577 | 40.3577 | 40.3577 | 1
ID_5B_RS_2013_EL | 5B | RS | EL | 15733 | ASHRAE30pct-state-5B | RetailStandalone | STD2013 | ID-Boise-ID | Zone5B | Zone5B(ID-Boise-ID) | ASHRAE30pct-state-STD2013 | state | ID | 0.0683 | 0.73 | ASHRAE30pct-state-5B_RetailStandalone_STD2013_ID-Boise-ID.table.csv.gz | Stand-alone Retail | Boise Air Terminal Uo ID USA TMY3 WMO#=726810 | Electricity | 0 | 24850.0002 | 105086.112 | 16988.889 | 53972.2227 | 0 | 55844.4449 | 0 | 0 | 0 | 0 | 0 | 0 | 0 | 256738.8909 | 0 | 256741.6687 | -2.7778 | -2.7778 | 0 | 1697.255 | 7177.3814 | 1160.3411 | 3686.3028 | 0 | 3814.1756 | 0 | 0 | 0 | 0 | 0 | 0 | 0 | 17535.2663 | 0 | 17535.456 | -0.18972 | -0.18972 | 0 | 84.8123 | 358.6556 | 57.9826 | 184.2055 | 0 | 190.5954 | 0 | 0 | 0 | 0 | 0 | 0 | 0 | 876.2419 | 0 | 876.2514 | -0.0094805 | -0.0094805 | 14.5252 | 2.3482 | 7.4597 | 7.7189 | 0 | 0 | 3.4348 | 0 | 0 | 0 | 0 | 35.4873 | 35.4869 | 35.4869 | 2
ID_5B_RS_2010_NG | 5B | RS | NG | 15142 | ASHRAE30pct-state-5B | RetailStandalone | STD2010 | ID-Boise-ID | Zone5B | Zone5B(ID-Boise-ID) | ASHRAE30pct-state-STD2010 | state | ID | 0.0683 | 0.73 | ASHRAE30pct-state-5B_RetailStandalone_STD2010_ID-Boise-ID.table.csv.gz | Stand-alone Retail | Boise Air Terminal Uo ID USA TMY3 WMO#=726810 | Natural Gas | 320997.224 | 0 | 0 | 0 | 0 | 0 | 0 | 0 | 0 | 0 | 0 | 90762.9674 | 0 | 0 | 411760.1914 | 0 | 411760.1914 | 0 | 0 | 2343.2797 | 0 | 0 | 0 | 0 | 0 | 0 | 0 | 0 | 0 | 0 | 662.5697 | 0 | 0 | 3005.8494 | 0 | 3005.8494 | 0 | 0 | 320.9972 | 0 | 0 | 0 | 0 | 0 | 0 | 0 | 0 | 0 | 0 | 90.763 | 0 | 0 | 411.7602 | 0 | 411.7602 | 0 | 0 | 0 | 0 | 0 | 0 | 0 | 0 | 0 | 13 | 3.6758 | 0 | 0 | 16.6759 | 16.6759 | 16.6759 | 1
ID_5B_RS_2013_NG | 5B | RS | NG | 15742 | ASHRAE30pct-state-5B | RetailStandalone | STD2013 | ID-Boise-ID | Zone5B | Zone5B(ID-Boise-ID) | ASHRAE30pct-state-STD2013 | state | ID | 0.0683 | 0.73 | ASHRAE30pct-state-5B_RetailStandalone_STD2013_ID-Boise-ID.table.csv.gz | Stand-alone Retail | Boise Air Terminal Uo ID USA TMY3 WMO#=726810 | Natural Gas | 264545.2364 | 0 | 0 | 0 | 0 | 0 | 0 | 0 | 0 | 0 | 0 | 90753.4892 | 0 | 0 | 355298.7256 | 0 | 355298.7256 | 0 | 0 | 1931.1802 | 0 | 0 | 0 | 0 | 0 | 0 | 0 | 0 | 0 | 0 | 662.5005 | 0 | 0 | 2593.6807 | 0 | 2593.6807 | 0 | 0 | 264.5452 | 0 | 0 | 0 | 0 | 0 | 0 | 0 | 0 | 0 | 0 | 90.7535 | 0 | 0 | 355.2987 | 0 | 355.2987 | 0 | 0 | 0 | 0 | 0 | 0 | 0 | 0 | 0 | 10.7138 | 3.6754 | 0 | 0 | 14.3892 | 14.3892 | 14.3892 | 2
NM_5B_RS_2010_EL | 5B | RS | EL | 15193 | ASHRAE30pct-state-5B | RetailStandalone | STD2010 | NM-Winslow-AZ | Zone5B | Zone5B(NM-Winslow-AZ) | ASHRAE30pct-state-STD2010 | state | NM | 0.093 | 0.62 | ASHRAE30pct-state-5B_RetailStandalone_STD2010_NM-Winslow-AZ.table.csv.gz | Stand-alone Retail | Winslow Municipal Ap AZ USA TMY3 WMO#=723740 | Electricity | 0 | 43691.667 | 124922.2232 | 17019.4446 | 54063.8893 | 0 | 71772.2228 | 0 | 0 | 0 | 0 | 0 | 0 | 0 | 311472.2247 | 0 | 311469.4469 | 2.7778 | 2.7778 | 0 | 4063.325 | 11617.7668 | 1582.8083 | 5027.9417 | 0 | 6674.8167 | 0 | 0 | 0 | 0 | 0 | 0 | 0 | 28966.9169 | 0 | 28966.6586 | 0.25833 | 0.25833 | 0 | 149.1183 | 426.3557 | 58.0868 | 184.5184 | 0 | 244.9564 | 0 | 0 | 0 | 0 | 0 | 0 | 0 | 1063.045 | 0 | 1063.0356 | 0.0094805 | 0.0094805 | 17.267 | 2.3525 | 7.4732 | 9.9205 | 0 | 0 | 6.0391 | 0 | 0 | 0 | 0 | 43.0518 | 43.0522 | 43.0522 | 1
NM_5B_RS_2013_EL | 5B | RS | EL | 15793 | ASHRAE30pct-state-5B | RetailStandalone | STD2013 | NM-Winslow-AZ | Zone5B | Zone5B(NM-Winslow-AZ) | ASHRAE30pct-state-STD2013 | state | NM | 0.093 | 0.62 | ASHRAE30pct-state-5B_RetailStandalone_STD2013_NM-Winslow-AZ.table.csv.gz | Stand-alone Retail | Winslow Municipal Ap AZ USA TMY3 WMO#=723740 | Electricity | 0 | 38030.5559 | 104997.2231 | 17019.4446 | 53972.2227 | 0 | 67069.445 | 0 | 0 | 0 | 0 | 0 | 0 | 0 | 281091.6689 | 0 | 281088.8911 | 2.7778 | 2.7778 | 0 | 3536.8417 | 9764.7417 | 1582.8083 | 5019.4167 | 0 | 6237.4584 | 0 | 0 | 0 | 0 | 0 | 0 | 0 | 26141.5252 | 0 | 26141.2669 | 0.25833 | 0.25833 | 0 | 129.7971 | 358.3523 | 58.0868 | 184.2055 | 0 | 228.9059 | 0 | 0 | 0 | 0 | 0 | 0 | 0 | 959.3572 | 0 | 959.3477 | 0.0094805 | 0.0094805 | 14.5129 | 2.3525 | 7.4605 | 9.2704 | 0 | 0 | 5.2566 | 0 | 0 | 0 | 0 | 38.8526 | 38.853 | 38.853 | 2
NM_5B_RS_2010_NG | 5B | RS | NG | 15202 | ASHRAE30pct-state-5B | RetailStandalone | STD2010 | NM-Winslow-AZ | Zone5B | Zone5B(NM-Winslow-AZ) | ASHRAE30pct-state-STD2010 | state | NM | 0.093 | 0.62 | ASHRAE30pct-state-5B_RetailStandalone_STD2010_NM-Winslow-AZ.table.csv.gz | Stand-alone Retail | Winslow Municipal Ap AZ USA TMY3 WMO#=723740 | Natural Gas | 175981.2047 | 0 | 0 | 0 | 0 | 0 | 0 | 0 | 0 | 0 | 0 | 90706.0984 | 0 | 0 | 266687.3031 | 0 | 266687.3031 | 0 | 0 | 1091.0835 | 0 | 0 | 0 | 0 | 0 | 0 | 0 | 0 | 0 | 0 | 562.3778 | 0 | 0 | 1653.4613 | 0 | 1653.4613 | 0 | 0 | 175.9812 | 0 | 0 | 0 | 0 | 0 | 0 | 0 | 0 | 0 | 0 | 90.7061 | 0 | 0 | 266.6873 | 0 | 266.6873 | 0 | 0 | 0 | 0 | 0 | 0 | 0 | 0 | 0 | 7.1271 | 3.6735 | 0 | 0 | 10.8006 | 10.8006 | 10.8006 | 1
NM_5B_RS_2013_NG | 5B | RS | NG | 15802 | ASHRAE30pct-state-5B | RetailStandalone | STD2013 | NM-Winslow-AZ | Zone5B | Zone5B(NM-Winslow-AZ) | ASHRAE30pct-state-STD2013 | state | NM | 0.093 | 0.62 | ASHRAE30pct-state-5B_RetailStandalone_STD2013_NM-Winslow-AZ.table.csv.gz | Stand-alone Retail | Winslow Municipal Ap AZ USA TMY3 WMO#=723740 | Natural Gas | 131803.4487 | 0 | 0 | 0 | 0 | 0 | 0 | 0 | 0 | 0 | 0 | 90706.0984 | 0 | 0 | 222509.5471 | 0 | 222509.5471 | 0 | 0 | 817.1814 | 0 | 0 | 0 | 0 | 0 | 0 | 0 | 0 | 0 | 0 | 562.3778 | 0 | 0 | 1379.5592 | 0 | 1379.5592 | 0 | 0 | 131.8034 | 0 | 0 | 0 | 0 | 0 | 0 | 0 | 0 | 0 | 0 | 90.7061 | 0 | 0 | 222.5095 | 0 | 222.5095 | 0 | 0 | 0 | 0 | 0 | 0 | 0 | 0 | 0 | 5.3379 | 3.6735 | 0 | 0 | 9.0114 | 9.0114 | 9.0114 | 2
NV_5B_RS_2010_EL | 5B | RS | EL | 15253 | ASHRAE30pct-state-5B | RetailStandalone | STD2010 | NV-Reno-NV | Zone5B | Zone5B(NV-Reno-NV) | ASHRAE30pct-state-STD2010 | state | NV | 0.0886 | 0.73 | ASHRAE30pct-state-5B_RetailStandalone_STD2010_NV-Reno-NV.table.csv.gz | Stand-alone Retail | Reno Tahoe International Ap NV USA TMY3 WMO#=724880 | Electricity | 0 | 33650.0003 | 125158.3343 | 17038.889 | 54063.8893 | 0 | 68536.1117 | 0 | 0 | 0 | 0 | 0 | 0 | 0 | 298447.2246 | 0 | 298447.2246 | -5.8208e-11 | -5.8208e-11 | 0 | 2981.39 | 11089.0284 | 1509.6456 | 4790.0606 | 0 | 6072.2995 | 0 | 0 | 0 | 0 | 0 | 0 | 0 | 26442.4241 | 0 | 26442.4241 | -5.1572e-12 | -5.1572e-12 | 0 | 114.8464 | 427.1615 | 58.1532 | 184.5184 | 0 | 233.9116 | 0 | 0 | 0 | 0 | 0 | 0 | 0 | 1018.5911 | 0 | 1018.5911 | -1.9866e-13 | -1.9866e-13 | 17.2996 | 2.3551 | 7.4728 | 9.4732 | 0 | 0 | 4.6512 | 0 | 0 | 0 | 0 | 41.2519 | 41.2519 | 41.2519 | 1
NV_5B_RS_2013_EL | 5B | RS | EL | 15853 | ASHRAE30pct-state-5B | RetailStandalone | STD2013 | NV-Reno-NV | Zone5B | Zone5B(NV-Reno-NV) | ASHRAE30pct-state-STD2013 | state | NV | 0.0886 | 0.73 | ASHRAE30pct-state-5B_RetailStandalone_STD2013_NV-Reno-NV.table.csv.gz | Stand-alone Retail | Reno Tahoe International Ap NV USA TMY3 WMO#=724880 | Electricity | 0 | 29486.1113 | 105055.5564 | 17038.889 | 53972.2227 | 0 | 60169.4449 | 0 | 0 | 0 | 0 | 0 | 0 | 0 | 265722.2243 | 0 | 265722.2243 | 0 | 0 | 0 | 2612.4695 | 9307.9223 | 1509.6456 | 4781.9389 | 0 | 5331.0128 | 0 | 0 | 0 | 0 | 0 | 0 | 0 | 23542.9891 | 0 | 23542.9891 | 0 | 0 | 0 | 100.6352 | 358.5514 | 58.1532 | 184.2055 | 0 | 205.3565 | 0 | 0 | 0 | 0 | 0 | 0 | 0 | 906.9017 | 0 | 906.9017 | 0 | 0 | 14.521 | 2.3551 | 7.4601 | 8.3167 | 0 | 0 | 4.0756 | 0 | 0 | 0 | 0 | 36.7286 | 36.7286 | 36.7286 | 2
NV_5B_RS_2010_NG | 5B | RS | NG | 15262 | ASHRAE30pct-state-5B | RetailStandalone | STD2010 | NV-Reno-NV | Zone5B | Zone5B(NV-Reno-NV) | ASHRAE30pct-state-STD2010 | state | NV | 0.0886 | 0.73 | ASHRAE30pct-state-5B_RetailStandalone_STD2010_NV-Reno-NV.table.csv.gz | Stand-alone Retail | Reno Tahoe International Ap NV USA TMY3 WMO#=724880 | Natural Gas | 260886.6623 | 0 | 0 | 0 | 0 | 0 | 0 | 0 | 0 | 0 | 0 | 90744.0111 | 0 | 0 | 351630.6733 | 0 | 351630.6733 | 0 | 0 | 1904.4726 | 0 | 0 | 0 | 0 | 0 | 0 | 0 | 0 | 0 | 0 | 662.4313 | 0 | 0 | 2566.9039 | 0 | 2566.9039 | 0 | 0 | 260.8867 | 0 | 0 | 0 | 0 | 0 | 0 | 0 | 0 | 0 | 0 | 90.744 | 0 | 0 | 351.6307 | 0 | 351.6307 | 0 | 0 | 0 | 0 | 0 | 0 | 0 | 0 | 0 | 10.5656 | 3.675 | 0 | 0 | 14.2407 | 14.2407 | 14.2407 | 1
NV_5B_RS_2013_NG | 5B | RS | NG | 15862 | ASHRAE30pct-state-5B | RetailStandalone | STD2013 | NV-Reno-NV | Zone5B | Zone5B(NV-Reno-NV) | ASHRAE30pct-state-STD2013 | state | NV | 0.0886 | 0.73 | ASHRAE30pct-state-5B_RetailStandalone_STD2013_NV-Reno-NV.table.csv.gz | Stand-alone Retail | Reno Tahoe International Ap NV USA TMY3 WMO#=724880 | Natural Gas | 202017.741 | 0 | 0 | 0 | 0 | 0 | 0 | 0 | 0 | 0 | 0 | 90734.5329 | 0 | 0 | 292752.2739 | 0 | 292752.2739 | 0 | 0 | 1474.7295 | 0 | 0 | 0 | 0 | 0 | 0 | 0 | 0 | 0 | 0 | 662.3621 | 0 | 0 | 2137.0916 | 0 | 2137.0916 | 0 | 0 | 202.0177 | 0 | 0 | 0 | 0 | 0 | 0 | 0 | 0 | 0 | 0 | 90.7345 | 0 | 0 | 292.7523 | 0 | 292.7523 | 0 | 0 | 0 | 0 | 0 | 0 | 0 | 0 | 0 | 8.1815 | 3.6747 | 0 | 0 | 11.8562 | 11.8562 | 11.8562 | 2
OR_5B_RS_2010_EL | 5B | RS | EL | 15313 | ASHRAE30pct-state-5B | RetailStandalone | STD2010 | OR-Redmond-OR | Zone5B | Zone5B(OR-Redmond-OR) | ASHRAE30pct-state-STD2010 | state | OR | 0.0834 | 0.92 | ASHRAE30pct-state-5B_RetailStandalone_STD2010_OR-Redmond-OR.table.csv.gz | Stand-alone Retail | Redmond Roberts Field OR USA TMY3 WMO#=726835 | Electricity | 0 | 19716.6668 | 123852.7788 | 17050.0001 | 54063.8893 | 0 | 63472.2227 | 0 | 0 | 0 | 0 | 0 | 0 | 0 | 278158.3356 | 0 | 278155.5578 | 2.7778 | 2.7778 | 0 | 1644.37 | 10329.3217 | 1421.97 | 4508.9284 | 0 | 5293.5834 | 0 | 0 | 0 | 0 | 0 | 0 | 0 | 23198.4052 | 0 | 23198.1735 | 0.23167 | 0.23167 | 0 | 67.2924 | 422.7057 | 58.1911 | 184.5184 | 0 | 216.6287 | 0 | 0 | 0 | 0 | 0 | 0 | 0 | 949.3458 | 0 | 949.3363 | 0.0094805 | 0.0094805 | 17.1191 | 2.3567 | 7.4732 | 8.7732 | 0 | 0 | 2.7253 | 0 | 0 | 0 | 0 | 38.4471 | 38.4475 | 38.4475 | 1
OR_5B_RS_2013_EL | 5B | RS | EL | 15913 | ASHRAE30pct-state-5B | RetailStandalone | STD2013 | OR-Redmond-OR | Zone5B | Zone5B(OR-Redmond-OR) | ASHRAE30pct-state-STD2013 | state | OR | 0.0834 | 0.92 | ASHRAE30pct-state-5B_RetailStandalone_STD2013_OR-Redmond-OR.table.csv.gz | Stand-alone Retail | Redmond Roberts Field OR USA TMY3 WMO#=726835 | Electricity | 0 | 17461.1113 | 103952.7786 | 17050.0001 | 53972.2227 | 0 | 53016.6671 | 0 | 0 | 0 | 0 | 0 | 0 | 0 | 245452.7797 | 0 | 245452.7797 | 0 | 0 | 0 | 1456.2567 | 8669.6617 | 1421.97 | 4501.2834 | 0 | 4421.59 | 0 | 0 | 0 | 0 | 0 | 0 | 0 | 20470.7618 | 0 | 20470.7618 | 0 | 0 | 0 | 59.5942 | 354.7876 | 58.1911 | 184.2055 | 0 | 180.9442 | 0 | 0 | 0 | 0 | 0 | 0 | 0 | 837.7227 | 0 | 837.7227 | 0 | 0 | 14.3685 | 2.3567 | 7.4601 | 7.3281 | 0 | 0 | 2.4135 | 0 | 0 | 0 | 0 | 33.9269 | 33.9269 | 33.9269 | 2
OR_5B_RS_2010_NG | 5B | RS | NG | 15322 | ASHRAE30pct-state-5B | RetailStandalone | STD2010 | OR-Redmond-OR | Zone5B | Zone5B(OR-Redmond-OR) | ASHRAE30pct-state-STD2010 | state | OR | 0.0834 | 0.92 | ASHRAE30pct-state-5B_RetailStandalone_STD2010_OR-Redmond-OR.table.csv.gz | Stand-alone Retail | Redmond Roberts Field OR USA TMY3 WMO#=726835 | Natural Gas | 344294.5688 | 0 | 0 | 0 | 0 | 0 | 0 | 0 | 0 | 0 | 0 | 90791.4019 | 0 | 0 | 435085.9708 | 0 | 435085.9708 | 0 | 0 | 3167.51 | 0 | 0 | 0 | 0 | 0 | 0 | 0 | 0 | 0 | 0 | 835.2809 | 0 | 0 | 4002.7909 | 0 | 4002.7909 | 0 | 0 | 344.2946 | 0 | 0 | 0 | 0 | 0 | 0 | 0 | 0 | 0 | 0 | 90.7914 | 0 | 0 | 435.086 | 0 | 435.086 | 0 | 0 | 0 | 0 | 0 | 0 | 0 | 0 | 0 | 13.9436 | 3.677 | 0 | 0 | 17.6205 | 17.6205 | 17.6205 | 1
OR_5B_RS_2013_NG | 5B | RS | NG | 15922 | ASHRAE30pct-state-5B | RetailStandalone | STD2013 | OR-Redmond-OR | Zone5B | Zone5B(OR-Redmond-OR) | ASHRAE30pct-state-STD2013 | state | OR | 0.0834 | 0.92 | ASHRAE30pct-state-5B_RetailStandalone_STD2013_OR-Redmond-OR.table.csv.gz | Stand-alone Retail | Redmond Roberts Field OR USA TMY3 WMO#=726835 | Natural Gas | 269549.7108 | 0 | 0 | 0 | 0 | 0 | 0 | 0 | 0 | 0 | 0 | 90781.9238 | 0 | 0 | 360331.6345 | 0 | 360331.6345 | 0 | 0 | 2479.8573 | 0 | 0 | 0 | 0 | 0 | 0 | 0 | 0 | 0 | 0 | 835.1937 | 0 | 0 | 3315.051 | 0 | 3315.051 | 0 | 0 | 269.5497 | 0 | 0 | 0 | 0 | 0 | 0 | 0 | 0 | 0 | 0 | 90.7819 | 0 | 0 | 360.3316 | 0 | 360.3316 | 0 | 0 | 0 | 0 | 0 | 0 | 0 | 0 | 0 | 10.9165 | 3.6766 | 0 | 0 | 14.5931 | 14.5931 | 14.5931 | 2
UT_5B_RS_2010_EL | 5B | RS | EL | 15373 | ASHRAE30pct-state-5B | RetailStandalone | STD2010 | UT-SaltLakeCity-UT | Zone5B | Zone5B(UT-SaltLakeCity-UT) | ASHRAE30pct-state-STD2010 | state | UT | 0.0805 | 0.69 | ASHRAE30pct-state-5B_RetailStandalone_STD2010_UT-SaltLakeCity-UT.table.csv.gz | Stand-alone Retail | Salt Lake City IntL Arpt Isis UT USA TMY3 WMO#=725720 | Electricity | 0 | 34819.4447 | 123947.2232 | 17011.1112 | 54063.8893 | 0 | 71386.1117 | 0 | 0 | 0 | 0 | 0 | 0 | 0 | 301225.0024 | 0 | 301227.7802 | -2.7778 | -2.7778 | 0 | 2802.9653 | 9977.7515 | 1369.3945 | 4352.1431 | 0 | 5746.582 | 0 | 0 | 0 | 0 | 0 | 0 | 0 | 24248.6127 | 0 | 24248.8363 | -0.22361 | -0.22361 | 0 | 118.8377 | 423.028 | 58.0584 | 184.5184 | 0 | 243.6386 | 0 | 0 | 0 | 0 | 0 | 0 | 0 | 1028.0716 | 0 | 1028.0811 | -0.0094805 | -0.0094805 | 17.1322 | 2.3513 | 7.4724 | 9.8671 | 0 | 0 | 4.8128 | 0 | 0 | 0 | 0 | 41.6362 | 41.6358 | 41.6358 | 1
UT_5B_RS_2013_EL | 5B | RS | EL | 15973 | ASHRAE30pct-state-5B | RetailStandalone | STD2013 | UT-SaltLakeCity-UT | Zone5B | Zone5B(UT-SaltLakeCity-UT) | ASHRAE30pct-state-STD2013 | state | UT | 0.0805 | 0.69 | ASHRAE30pct-state-5B_RetailStandalone_STD2013_UT-SaltLakeCity-UT.table.csv.gz | Stand-alone Retail | Salt Lake City IntL Arpt Isis UT USA TMY3 WMO#=725720 | Electricity | 0 | 30208.3336 | 103788.8897 | 17011.1112 | 53972.2227 | 0 | 60483.3338 | 0 | 0 | 0 | 0 | 0 | 0 | 0 | 265463.891 | 0 | 265463.891 | 0 | 0 | 0 | 2431.7709 | 8355.0056 | 1369.3945 | 4344.7639 | 0 | 4868.9084 | 0 | 0 | 0 | 0 | 0 | 0 | 0 | 21369.8432 | 0 | 21369.8432 | 0 | 0 | 0 | 103.1001 | 354.2283 | 58.0584 | 184.2055 | 0 | 206.4277 | 0 | 0 | 0 | 0 | 0 | 0 | 0 | 906.02 | 0 | 906.02 | 0 | 0 | 14.3459 | 2.3513 | 7.4601 | 8.3601 | 0 | 0 | 4.1754 | 0 | 0 | 0 | 0 | 36.6929 | 36.6929 | 36.6929 | 2
UT_5B_RS_2010_NG | 5B | RS | NG | 15382 | ASHRAE30pct-state-5B | RetailStandalone | STD2010 | UT-SaltLakeCity-UT | Zone5B | Zone5B(UT-SaltLakeCity-UT) | ASHRAE30pct-state-STD2010 | state | UT | 0.0805 | 0.69 | ASHRAE30pct-state-5B_RetailStandalone_STD2010_UT-SaltLakeCity-UT.table.csv.gz | Stand-alone Retail | Salt Lake City IntL Arpt Isis UT USA TMY3 WMO#=725720 | Natural Gas | 285738.4272 | 0 | 0 | 0 | 0 | 0 | 0 | 0 | 0 | 0 | 0 | 90753.4892 | 0 | 0 | 376491.9164 | 0 | 376491.9164 | 0 | 0 | 1971.5951 | 0 | 0 | 0 | 0 | 0 | 0 | 0 | 0 | 0 | 0 | 626.1991 | 0 | 0 | 2597.7942 | 0 | 2597.7942 | 0 | 0 | 285.7384 | 0 | 0 | 0 | 0 | 0 | 0 | 0 | 0 | 0 | 0 | 90.7535 | 0 | 0 | 376.4919 | 0 | 376.4919 | 0 | 0 | 0 | 0 | 0 | 0 | 0 | 0 | 0 | 11.5721 | 3.6754 | 0 | 0 | 15.2475 | 15.2475 | 15.2475 | 1
UT_5B_RS_2013_NG | 5B | RS | NG | 15982 | ASHRAE30pct-state-5B | RetailStandalone | STD2013 | UT-SaltLakeCity-UT | Zone5B | Zone5B(UT-SaltLakeCity-UT) | ASHRAE30pct-state-STD2013 | state | UT | 0.0805 | 0.69 | ASHRAE30pct-state-5B_RetailStandalone_STD2013_UT-SaltLakeCity-UT.table.csv.gz | Stand-alone Retail | Salt Lake City IntL Arpt Isis UT USA TMY3 WMO#=725720 | Natural Gas | 221808.1624 | 0 | 0 | 0 | 0 | 0 | 0 | 0 | 0 | 0 | 0 | 90753.4892 | 0 | 0 | 312561.6517 | 0 | 312561.6517 | 0 | 0 | 1530.4763 | 0 | 0 | 0 | 0 | 0 | 0 | 0 | 0 | 0 | 0 | 626.1991 | 0 | 0 | 2156.6754 | 0 | 2156.6754 | 0 | 0 | 221.8082 | 0 | 0 | 0 | 0 | 0 | 0 | 0 | 0 | 0 | 0 | 90.7535 | 0 | 0 | 312.5617 | 0 | 312.5617 | 0 | 0 | 0 | 0 | 0 | 0 | 0 | 0 | 0 | 8.983 | 3.6754 | 0 | 0 | 12.6584 | 12.6584 | 12.6584 | 2
WA_5B_RS_2010_EL | 5B | RS | EL | 15433 | ASHRAE30pct-state-5B | RetailStandalone | STD2010 | WA-Spokane-WA | Zone5B | Zone5B(WA-Spokane-WA) | ASHRAE30pct-state-STD2010 | state | WA | 0.0767 | 0.96 | ASHRAE30pct-state-5B_RetailStandalone_STD2010_WA-Spokane-WA.table.csv.gz | Stand-alone Retail | Spokane International Ap Chen WA USA TMY3 WMO#=727850 | Electricity | 0 | 19533.3335 | 125488.8899 | 17130.5557 | 54063.8893 | 0 | 66825.0005 | 0 | 0 | 0 | 0 | 0 | 0 | 0 | 283041.6689 | 0 | 283041.6689 | 0 | 0 | 0 | 1498.2067 | 9624.9979 | 1313.9136 | 4146.7003 | 0 | 5125.4775 | 0 | 0 | 0 | 0 | 0 | 0 | 0 | 21709.296 | 0 | 21709.296 | 0 | 0 | 0 | 66.6667 | 428.2897 | 58.4661 | 184.5184 | 0 | 228.0717 | 0 | 0 | 0 | 0 | 0 | 0 | 0 | 966.0124 | 0 | 966.0124 | 0 | 0 | 17.3453 | 2.3678 | 7.4728 | 9.2367 | 0 | 0 | 2.6999 | 0 | 0 | 0 | 0 | 39.1225 | 39.1225 | 39.1225 | 1
WA_5B_RS_2013_EL | 5B | RS | EL | 16033 | ASHRAE30pct-state-5B | RetailStandalone | STD2013 | WA-Spokane-WA | Zone5B | Zone5B(WA-Spokane-WA) | ASHRAE30pct-state-STD2013 | state | WA | 0.0767 | 0.96 | ASHRAE30pct-state-5B_RetailStandalone_STD2013_WA-Spokane-WA.table.csv.gz | Stand-alone Retail | Spokane International Ap Chen WA USA TMY3 WMO#=727850 | Electricity | 0 | 17275.0001 | 105355.5564 | 17130.5557 | 53972.2227 | 0 | 56227.7782 | 0 | 0 | 0 | 0 | 0 | 0 | 0 | 249958.3353 | 0 | 249961.1131 | -2.7778 | -2.7778 | 0 | 1324.9925 | 8080.7712 | 1313.9136 | 4139.6695 | 0 | 4312.6706 | 0 | 0 | 0 | 0 | 0 | 0 | 0 | 19171.8043 | 0 | 19172.0174 | -0.21306 | -0.21306 | 0 | 58.959 | 359.5752 | 58.4661 | 184.2055 | 0 | 191.9037 | 0 | 0 | 0 | 0 | 0 | 0 | 0 | 853.1 | 0 | 853.1095 | -0.0094805 | -0.0094805 | 14.5624 | 2.3678 | 7.4597 | 7.7719 | 0 | 0 | 2.3878 | 0 | 0 | 0 | 0 | 34.55 | 34.5497 | 34.5497 | 2
WA_5B_RS_2010_NG | 5B | RS | NG | 15442 | ASHRAE30pct-state-5B | RetailStandalone | STD2010 | WA-Spokane-WA | Zone5B | Zone5B(WA-Spokane-WA) | ASHRAE30pct-state-STD2010 | state | WA | 0.0767 | 0.96 | ASHRAE30pct-state-5B_RetailStandalone_STD2010_WA-Spokane-WA.table.csv.gz | Stand-alone Retail | Spokane International Ap Chen WA USA TMY3 WMO#=727850 | Natural Gas | 438043.1602 | 0 | 0 | 0 | 0 | 0 | 0 | 0 | 0 | 0 | 0 | 90810.3583 | 0 | 0 | 528853.5184 | 0 | 528853.5184 | 0 | 0 | 4205.2143 | 0 | 0 | 0 | 0 | 0 | 0 | 0 | 0 | 0 | 0 | 871.7794 | 0 | 0 | 5076.9938 | 0 | 5076.9938 | 0 | 0 | 438.0432 | 0 | 0 | 0 | 0 | 0 | 0 | 0 | 0 | 0 | 0 | 90.8104 | 0 | 0 | 528.8535 | 0 | 528.8535 | 0 | 0 | 0 | 0 | 0 | 0 | 0 | 0 | 0 | 17.7403 | 3.6777 | 0 | 0 | 21.418 | 21.418 | 21.418 | 1
WA_5B_RS_2013_NG | 5B | RS | NG | 16042 | ASHRAE30pct-state-5B | RetailStandalone | STD2013 | WA-Spokane-WA | Zone5B | Zone5B(WA-Spokane-WA) | ASHRAE30pct-state-STD2013 | state | WA | 0.0767 | 0.96 | ASHRAE30pct-state-5B_RetailStandalone_STD2013_WA-Spokane-WA.table.csv.gz | Stand-alone Retail | Spokane International Ap Chen WA USA TMY3 WMO#=727850 | Natural Gas | 360767.6304 | 0 | 0 | 0 | 0 | 0 | 0 | 0 | 0 | 0 | 0 | 90800.8801 | 0 | 0 | 451568.5105 | 0 | 451568.5105 | 0 | 0 | 3463.3693 | 0 | 0 | 0 | 0 | 0 | 0 | 0 | 0 | 0 | 0 | 871.6884 | 0 | 0 | 4335.0577 | 0 | 4335.0577 | 0 | 0 | 360.7676 | 0 | 0 | 0 | 0 | 0 | 0 | 0 | 0 | 0 | 0 | 90.8009 | 0 | 0 | 451.5685 | 0 | 451.5685 | 0 | 0 | 0 | 0 | 0 | 0 | 0 | 0 | 0 | 14.6107 | 3.6773 | 0 | 0 | 18.288 | 18.288 | 18.288 | 2
WY_5B_RS_2010_EL | 5B | RS | EL | 15493 | ASHRAE30pct-state-5B | RetailStandalone | STD2010 | WY-Scottsbluff-NE | Zone5B | Zone5B(WY-Scottsbluff-NE) | ASHRAE30pct-state-STD2010 | state | WY | 0.0823 | 0.68 | ASHRAE30pct-state-5B_RetailStandalone_STD2010_WY-Scottsbluff-NE.table.csv.gz | Stand-alone Retail | Scottsbluff W B Heilig Field NE USA TMY3 WMO#=725660 | Electricity | 0 | 31744.4447 | 124097.2232 | 17080.5557 | 54063.8893 | 0 | 71866.6672 | 0 | 0 | 0 | 0 | 0 | 0 | 0 | 298852.7802 | 0 | 298852.7802 | 0 | 0 | 0 | 2612.5678 | 10213.2015 | 1405.7297 | 4449.4581 | 0 | 5914.6267 | 0 | 0 | 0 | 0 | 0 | 0 | 0 | 24595.5838 | 0 | 24595.5838 | 0 | 0 | 0 | 108.3428 | 423.54 | 58.2954 | 184.5184 | 0 | 245.2787 | 0 | 0 | 0 | 0 | 0 | 0 | 0 | 1019.9753 | 0 | 1019.9753 | 0 | 0 | 17.1529 | 2.3609 | 7.4728 | 9.9335 | 0 | 0 | 4.3878 | 0 | 0 | 0 | 0 | 41.3079 | 41.3079 | 41.3079 | 1
WY_5B_RS_2013_EL | 5B | RS | EL | 16093 | ASHRAE30pct-state-5B | RetailStandalone | STD2013 | WY-Scottsbluff-NE | Zone5B | Zone5B(WY-Scottsbluff-NE) | ASHRAE30pct-state-STD2013 | state | WY | 0.0823 | 0.68 | ASHRAE30pct-state-5B_RetailStandalone_STD2013_WY-Scottsbluff-NE.table.csv.gz | Stand-alone Retail | Scottsbluff W B Heilig Field NE USA TMY3 WMO#=725660 | Electricity | 0 | 28319.4447 | 104044.4453 | 17080.5557 | 53972.2227 | 0 | 62180.5561 | 0 | 0 | 0 | 0 | 0 | 0 | 0 | 265594.4466 | 0 | 265597.2243 | -2.7778 | -2.7778 | 0 | 2330.6903 | 8562.8578 | 1405.7297 | 4441.9139 | 0 | 5117.4598 | 0 | 0 | 0 | 0 | 0 | 0 | 0 | 21858.423 | 0 | 21858.6516 | -0.22861 | -0.22861 | 0 | 96.6534 | 355.1005 | 58.2954 | 184.2055 | 0 | 212.2203 | 0 | 0 | 0 | 0 | 0 | 0 | 0 | 906.4656 | 0 | 906.4751 | -0.0094805 | -0.0094805 | 14.3812 | 2.3609 | 7.4597 | 8.5947 | 0 | 0 | 3.9144 | 0 | 0 | 0 | 0 | 36.7113 | 36.7109 | 36.7109 | 2
WY_5B_RS_2010_NG | 5B | RS | NG | 15502 | ASHRAE30pct-state-5B | RetailStandalone | STD2010 | WY-Scottsbluff-NE | Zone5B | Zone5B(WY-Scottsbluff-NE) | ASHRAE30pct-state-STD2010 | state | WY | 0.0823 | 0.68 | ASHRAE30pct-state-5B_RetailStandalone_STD2010_WY-Scottsbluff-NE.table.csv.gz | Stand-alone Retail | Scottsbluff W B Heilig Field NE USA TMY3 WMO#=725660 | Natural Gas | 403988.0911 | 0 | 0 | 0 | 0 | 0 | 0 | 0 | 0 | 0 | 0 | 90791.4019 | 0 | 0 | 494770.0148 | 0 | 494779.493 | 0 | 0 | 2747.119 | 0 | 0 | 0 | 0 | 0 | 0 | 0 | 0 | 0 | 0 | 617.3815 | 0 | 0 | 3364.4361 | 0 | 3364.5006 | 0 | 0 | 403.9881 | 0 | 0 | 0 | 0 | 0 | 0 | 0 | 0 | 0 | 0 | 90.7914 | 0 | 0 | 494.77 | 0 | 494.7795 | 0 | 0 | 0 | 0 | 0 | 0 | 0 | 0 | 0 | 16.3611 | 3.677 | 0 | 0 | 20.038 | 20.0377 | 20.038 | 1
WY_5B_RS_2013_NG | 5B | RS | NG | 16102 | ASHRAE30pct-state-5B | RetailStandalone | STD2013 | WY-Scottsbluff-NE | Zone5B | Zone5B(WY-Scottsbluff-NE) | ASHRAE30pct-state-STD2013 | state | WY | 0.0823 | 0.68 | ASHRAE30pct-state-5B_RetailStandalone_STD2013_WY-Scottsbluff-NE.table.csv.gz | Stand-alone Retail | Scottsbluff W B Heilig Field NE USA TMY3 WMO#=725660 | Natural Gas | 325688.9188 | 0 | 0 | 0 | 0 | 0 | 0 | 0 | 0 | 0 | 0 | 90781.9238 | 0 | 0 | 416470.8425 | 0 | 416470.8425 | 0 | 0 | 2214.6846 | 0 | 0 | 0 | 0 | 0 | 0 | 0 | 0 | 0 | 0 | 617.3171 | 0 | 0 | 2832.0017 | 0 | 2832.0017 | 0 | 0 | 325.6889 | 0 | 0 | 0 | 0 | 0 | 0 | 0 | 0 | 0 | 0 | 90.7819 | 0 | 0 | 416.4708 | 0 | 416.4708 | 0 | 0 | 0 | 0 | 0 | 0 | 0 | 0 | 0 | 13.1901 | 3.6766 | 0 | 0 | 16.8666 | 16.8666 | 16.8666 | 2
IA_6A_RS_2010_EL | 6A | RS | EL | 16813 | ASHRAE30pct-state-6A | RetailStandalone | STD2010 | IA-MasonCity-IA | Zone6A | Zone6A(IA-MasonCity-IA) | ASHRAE30pct-state-STD2010 | state | IA | 0.08 | 0.7 | ASHRAE30pct-state-6A_RetailStandalone_STD2010_IA-MasonCity-IA.table.csv.gz | Stand-alone Retail | Mason City Municipal Arpt IA USA TMY3 WMO#=725485 | Electricity | 0 | 29255.5558 | 129952.7788 | 17027.7779 | 54063.8893 | 0 | 65163.8894 | 0 | 0 | 0 | 4830.5556 | 0 | 0 | 0 | 300294.4468 | 0 | 300294.4468 | 0 | 0 | 0 | 2340.4445 | 10396.2223 | 1362.2222 | 4325.1111 | 0 | 5213.1112 | 0 | 0 | 0 | 386.4444 | 0 | 0 | 0 | 24023.5557 | 0 | 24023.5557 | 0 | 0 | 0 | 99.8483 | 443.5248 | 58.1153 | 184.5184 | 0 | 222.4023 | 0 | 0 | 0 | 16.4865 | 0 | 0 | 0 | 1024.8956 | 0 | 1024.8956 | 0 | 0 | 17.9623 | 2.3536 | 7.4728 | 9.0071 | 0 | 0.66769 | 4.0438 | 0 | 0 | 0 | 0 | 41.5072 | 41.5072 | 41.5072 | 1
IA_6A_RS_2013_EL | 6A | RS | EL | 17473 | ASHRAE30pct-state-6A | RetailStandalone | STD2013 | IA-MasonCity-IA | Zone6A | Zone6A(IA-MasonCity-IA) | ASHRAE30pct-state-STD2013 | state | IA | 0.08 | 0.7 | ASHRAE30pct-state-6A_RetailStandalone_STD2013_IA-MasonCity-IA.table.csv.gz | Stand-alone Retail | Mason City Municipal Arpt IA USA TMY3 WMO#=725485 | Electricity | 0 | 26494.4447 | 111172.2231 | 17027.7779 | 53972.2227 | 0 | 47677.7782 | 0 | 0 | 0 | 4861.1111 | 0 | 0 | 0 | 261205.5576 | 0 | 261205.5576 | 0 | 0 | 0 | 2119.5556 | 8893.7778 | 1362.2222 | 4317.7778 | 0 | 3814.2223 | 0 | 0 | 0 | 388.8889 | 0 | 0 | 0 | 20896.4446 | 0 | 20896.4446 | 0 | 0 | 0 | 90.4247 | 379.4274 | 58.1153 | 184.2055 | 0 | 162.7228 | 0 | 0 | 0 | 16.5908 | 0 | 0 | 0 | 891.4865 | 0 | 891.4865 | 0 | 0 | 15.3664 | 2.3536 | 7.4601 | 6.5901 | 0 | 0.67191 | 3.6621 | 0 | 0 | 0 | 0 | 36.1043 | 36.1043 | 36.1043 | 2
IA_6A_RS_2010_NG | 6A | RS | NG | 16822 | ASHRAE30pct-state-6A | RetailStandalone | STD2010 | IA-MasonCity-IA | Zone6A | Zone6A(IA-MasonCity-IA) | ASHRAE30pct-state-STD2010 | state | IA | 0.08 | 0.7 | ASHRAE30pct-state-6A_RetailStandalone_STD2010_IA-MasonCity-IA.table.csv.gz | Stand-alone Retail | Mason City Municipal Arpt IA USA TMY3 WMO#=725485 | Natural Gas | 361326.8425 | 0 | 0 | 0 | 0 | 0 | 0 | 0 | 0 | 0 | 0 | 92800.7742 | 0 | 0 | 454137.0949 | 0 | 454127.6167 | 0 | 0 | 2529.2879 | 0 | 0 | 0 | 0 | 0 | 0 | 0 | 0 | 0 | 0 | 649.6054 | 0 | 0 | 3178.9597 | 0 | 3178.8933 | 0 | 0 | 361.3268 | 0 | 0 | 0 | 0 | 0 | 0 | 0 | 0 | 0 | 0 | 92.8008 | 0 | 0 | 454.1371 | 0 | 454.1276 | 0 | 0 | 0 | 0 | 0 | 0 | 0 | 0 | 0 | 14.6334 | 3.7583 | 0 | 0 | 18.3917 | 18.3921 | 18.3917 | 1
IA_6A_RS_2013_NG | 6A | RS | NG | 17482 | ASHRAE30pct-state-6A | RetailStandalone | STD2013 | IA-MasonCity-IA | Zone6A | Zone6A(IA-MasonCity-IA) | ASHRAE30pct-state-STD2013 | state | IA | 0.08 | 0.7 | ASHRAE30pct-state-6A_RetailStandalone_STD2013_IA-MasonCity-IA.table.csv.gz | Stand-alone Retail | Mason City Municipal Arpt IA USA TMY3 WMO#=725485 | Natural Gas | 249342.2498 | 0 | 0 | 0 | 0 | 0 | 0 | 0 | 0 | 0 | 0 | 92800.7742 | 0 | 0 | 342133.5458 | 0 | 342143.024 | 0 | 0 | 1745.3957 | 0 | 0 | 0 | 0 | 0 | 0 | 0 | 0 | 0 | 0 | 649.6054 | 0 | 0 | 2394.9348 | 0 | 2395.0012 | 0 | 0 | 249.3422 | 0 | 0 | 0 | 0 | 0 | 0 | 0 | 0 | 0 | 0 | 92.8008 | 0 | 0 | 342.1335 | 0 | 342.143 | 0 | 0 | 0 | 0 | 0 | 0 | 0 | 0 | 0 | 10.0981 | 3.7583 | 0 | 0 | 13.8564 | 13.856 | 13.8564 | 2
ME_6A_RS_2010_EL | 6A | RS | EL | 16873 | ASHRAE30pct-state-6A | RetailStandalone | STD2010 | ME-Portland-ME | Zone6A | Zone6A(ME-Portland-ME) | ASHRAE30pct-state-STD2010 | state | ME | 0.1158 | 1.03 | ASHRAE30pct-state-6A_RetailStandalone_STD2010_ME-Portland-ME.table.csv.gz | Stand-alone Retail | Portland Intl Jetport ME USA TMY3 WMO#=726060 | Electricity | 0 | 18691.6668 | 130038.8899 | 17136.1112 | 54063.8893 | 0 | 58919.4449 | 0 | 0 | 0 | 5116.6667 | 0 | 0 | 0 | 283963.8912 | 0 | 283966.6689 | -2.7778 | -2.7778 | 0 | 2164.495 | 15058.5035 | 1984.3617 | 6260.5984 | 0 | 6822.8717 | 0 | 0 | 0 | 592.51 | 0 | 0 | 0 | 32883.0186 | 0 | 32883.3403 | -0.32167 | -0.32167 | 0 | 63.7941 | 443.8187 | 58.485 | 184.5184 | 0 | 201.0902 | 0 | 0 | 0 | 17.463 | 0 | 0 | 0 | 969.16 | 0 | 969.1694 | -0.0094805 | -0.0094805 | 17.9742 | 2.3686 | 7.4724 | 8.1439 | 0 | 0.70723 | 2.5836 | 0 | 0 | 0 | 0 | 39.2503 | 39.25 | 39.25 | 1
ME_6A_RS_2013_EL | 6A | RS | EL | 17533 | ASHRAE30pct-state-6A | RetailStandalone | STD2013 | ME-Portland-ME | Zone6A | Zone6A(ME-Portland-ME) | ASHRAE30pct-state-STD2013 | state | ME | 0.1158 | 1.03 | ASHRAE30pct-state-6A_RetailStandalone_STD2013_ME-Portland-ME.table.csv.gz | Stand-alone Retail | Portland Intl Jetport ME USA TMY3 WMO#=726060 | Electricity | 0 | 16744.4446 | 111380.5564 | 17136.1112 | 53972.2227 | 0 | 43316.667 | 0 | 0 | 0 | 5169.4445 | 0 | 0 | 0 | 247716.6686 | 0 | 247719.4464 | -2.7778 | -2.7778 | 0 | 1939.0067 | 12897.8684 | 1984.3617 | 6249.9834 | 0 | 5016.07 | 0 | 0 | 0 | 598.6217 | 0 | 0 | 0 | 28685.5902 | 0 | 28685.9119 | -0.32167 | -0.32167 | 0 | 57.1483 | 380.1384 | 58.485 | 184.2055 | 0 | 147.8384 | 0 | 0 | 0 | 17.6432 | 0 | 0 | 0 | 845.4493 | 0 | 845.4588 | -0.0094805 | -0.0094805 | 15.3952 | 2.3686 | 7.4597 | 5.9873 | 0 | 0.71453 | 2.3144 | 0 | 0 | 0 | 0 | 34.2402 | 34.2398 | 34.2398 | 2
ME_6A_RS_2010_NG | 6A | RS | NG | 16882 | ASHRAE30pct-state-6A | RetailStandalone | STD2010 | ME-Portland-ME | Zone6A | Zone6A(ME-Portland-ME) | ASHRAE30pct-state-STD2010 | state | ME | 0.1158 | 1.03 | ASHRAE30pct-state-6A_RetailStandalone_STD2010_ME-Portland-ME.table.csv.gz | Stand-alone Retail | Portland Intl Jetport ME USA TMY3 WMO#=726060 | Natural Gas | 279511.2687 | 0 | 0 | 0 | 0 | 0 | 0 | 0 | 0 | 0 | 0 | 92800.7742 | 0 | 0 | 372312.0429 | 0 | 372312.0429 | 0 | 0 | 2878.9661 | 0 | 0 | 0 | 0 | 0 | 0 | 0 | 0 | 0 | 0 | 955.848 | 0 | 0 | 3834.814 | 0 | 3834.814 | 0 | 0 | 279.5113 | 0 | 0 | 0 | 0 | 0 | 0 | 0 | 0 | 0 | 0 | 92.8008 | 0 | 0 | 372.312 | 0 | 372.312 | 0 | 0 | 0 | 0 | 0 | 0 | 0 | 0 | 0 | 11.3199 | 3.7583 | 0 | 0 | 15.0782 | 15.0782 | 15.0782 | 1
ME_6A_RS_2013_NG | 6A | RS | NG | 17542 | ASHRAE30pct-state-6A | RetailStandalone | STD2013 | ME-Portland-ME | Zone6A | Zone6A(ME-Portland-ME) | ASHRAE30pct-state-STD2013 | state | ME | 0.1158 | 1.03 | ASHRAE30pct-state-6A_RetailStandalone_STD2013_ME-Portland-ME.table.csv.gz | Stand-alone Retail | Portland Intl Jetport ME USA TMY3 WMO#=726060 | Natural Gas | 165536.26 | 0 | 0 | 0 | 0 | 0 | 0 | 0 | 0 | 0 | 0 | 92800.7742 | 0 | 0 | 258337.0342 | 0 | 258337.0342 | 0 | 0 | 1705.0235 | 0 | 0 | 0 | 0 | 0 | 0 | 0 | 0 | 0 | 0 | 955.848 | 0 | 0 | 2660.8715 | 0 | 2660.8715 | 0 | 0 | 165.5363 | 0 | 0 | 0 | 0 | 0 | 0 | 0 | 0 | 0 | 0 | 92.8008 | 0 | 0 | 258.337 | 0 | 258.337 | 0 | 0 | 0 | 0 | 0 | 0 | 0 | 0 | 0 | 6.704 | 3.7583 | 0 | 0 | 10.4624 | 10.4624 | 10.4624 | 2
MI_6A_RS_2010_EL | 6A | RS | EL | 16933 | ASHRAE30pct-state-6A | RetailStandalone | STD2010 | MI-AlpenaCounty-MI | Zone6A | Zone6A(MI-AlpenaCounty-MI) | ASHRAE30pct-state-STD2010 | state | MI | 0.1095 | 0.82 | ASHRAE30pct-state-6A_RetailStandalone_STD2010_MI-AlpenaCounty-MI.table.csv.gz | Stand-alone Retail | Alpena County Regional Ap MI USA TMY3 WMO#=726390 | Electricity | 0 | 19905.5557 | 130130.5566 | 17005.5557 | 54063.8893 | 0 | 59763.8894 | 0 | 0 | 0 | 5177.7778 | 0 | 0 | 0 | 286047.2245 | 0 | 286047.2245 | 0 | 0 | 0 | 2179.6584 | 14249.2959 | 1862.1083 | 5919.9959 | 0 | 6544.1459 | 0 | 0 | 0 | 566.9667 | 0 | 0 | 0 | 31322.1711 | 0 | 31322.1711 | 0 | 0 | 0 | 67.937 | 444.1316 | 58.0394 | 184.5184 | 0 | 203.9723 | 0 | 0 | 0 | 17.6716 | 0 | 0 | 0 | 976.2703 | 0 | 976.2703 | 0 | 0 | 17.9869 | 2.3505 | 7.4728 | 8.2607 | 0 | 0.71568 | 2.7514 | 0 | 0 | 0 | 0 | 39.5379 | 39.5379 | 39.5379 | 1
MI_6A_RS_2013_EL | 6A | RS | EL | 17593 | ASHRAE30pct-state-6A | RetailStandalone | STD2013 | MI-AlpenaCounty-MI | Zone6A | Zone6A(MI-AlpenaCounty-MI) | ASHRAE30pct-state-STD2013 | state | MI | 0.1095 | 0.82 | ASHRAE30pct-state-6A_RetailStandalone_STD2013_MI-AlpenaCounty-MI.table.csv.gz | Stand-alone Retail | Alpena County Regional Ap MI USA TMY3 WMO#=726390 | Electricity | 0 | 17961.1113 | 111319.4453 | 17005.5557 | 53972.2227 | 0 | 44216.667 | 0 | 0 | 0 | 5211.1112 | 0 | 0 | 0 | 249686.1131 | 0 | 249686.1131 | 0 | 0 | 0 | 1966.7417 | 12189.4793 | 1862.1083 | 5909.9584 | 0 | 4841.725 | 0 | 0 | 0 | 570.6167 | 0 | 0 | 0 | 27340.6294 | 0 | 27340.6294 | 0 | 0 | 0 | 61.3007 | 379.9298 | 58.0394 | 184.2055 | 0 | 150.9101 | 0 | 0 | 0 | 17.7854 | 0 | 0 | 0 | 852.171 | 0 | 852.171 | 0 | 0 | 15.3868 | 2.3505 | 7.4601 | 6.1117 | 0 | 0.72029 | 2.4826 | 0 | 0 | 0 | 0 | 34.512 | 34.512 | 34.512 | 2
MI_6A_RS_2010_NG | 6A | RS | NG | 16942 | ASHRAE30pct-state-6A | RetailStandalone | STD2010 | MI-AlpenaCounty-MI | Zone6A | Zone6A(MI-AlpenaCounty-MI) | ASHRAE30pct-state-STD2010 | state | MI | 0.1095 | 0.82 | ASHRAE30pct-state-6A_RetailStandalone_STD2010_MI-AlpenaCounty-MI.table.csv.gz | Stand-alone Retail | Alpena County Regional Ap MI USA TMY3 WMO#=726390 | Natural Gas | 329868.7923 | 0 | 0 | 0 | 0 | 0 | 0 | 0 | 0 | 0 | 0 | 92810.2524 | 0 | 0 | 422679.0447 | 0 | 422679.0447 | 0 | 0 | 2704.9241 | 0 | 0 | 0 | 0 | 0 | 0 | 0 | 0 | 0 | 0 | 761.0441 | 0 | 0 | 3465.9682 | 0 | 3465.9682 | 0 | 0 | 329.8688 | 0 | 0 | 0 | 0 | 0 | 0 | 0 | 0 | 0 | 0 | 92.8103 | 0 | 0 | 422.679 | 0 | 422.679 | 0 | 0 | 0 | 0 | 0 | 0 | 0 | 0 | 0 | 13.3593 | 3.7587 | 0 | 0 | 17.1181 | 17.1181 | 17.1181 | 1
MI_6A_RS_2013_NG | 6A | RS | NG | 17602 | ASHRAE30pct-state-6A | RetailStandalone | STD2013 | MI-AlpenaCounty-MI | Zone6A | Zone6A(MI-AlpenaCounty-MI) | ASHRAE30pct-state-STD2013 | state | MI | 0.1095 | 0.82 | ASHRAE30pct-state-6A_RetailStandalone_STD2013_MI-AlpenaCounty-MI.table.csv.gz | Stand-alone Retail | Alpena County Regional Ap MI USA TMY3 WMO#=726390 | Natural Gas | 216216.0414 | 0 | 0 | 0 | 0 | 0 | 0 | 0 | 0 | 0 | 0 | 92800.7742 | 0 | 0 | 309016.8156 | 0 | 309016.8156 | 0 | 0 | 1772.9715 | 0 | 0 | 0 | 0 | 0 | 0 | 0 | 0 | 0 | 0 | 760.9663 | 0 | 0 | 2533.9379 | 0 | 2533.9379 | 0 | 0 | 216.216 | 0 | 0 | 0 | 0 | 0 | 0 | 0 | 0 | 0 | 0 | 92.8008 | 0 | 0 | 309.0168 | 0 | 309.0168 | 0 | 0 | 0 | 0 | 0 | 0 | 0 | 0 | 0 | 8.7565 | 3.7583 | 0 | 0 | 12.5149 | 12.5149 | 12.5149 | 2
MN_6A_RS_2010_EL | 6A | RS | EL | 16993 | ASHRAE30pct-state-6A | RetailStandalone | STD2010 | MN-MinneapolisStPaul-MN | Zone6A | Zone6A(MN-MinneapolisStPaul-MN) | ASHRAE30pct-state-STD2010 | state | MN | 0.0886 | 0.62 | ASHRAE30pct-state-6A_RetailStandalone_STD2010_MN-MinneapolisStPaul-MN.table.csv.gz | Stand-alone Retail | Minneapolis St Paul IntL Arp MN USA TMY3 WMO#=726580 | Electricity | 0 | 28416.6669 | 130188.8899 | 17047.2224 | 54063.8893 | 0 | 65402.7783 | 0 | 0 | 0 | 5305.5556 | 0 | 0 | 0 | 300425.0024 | 0 | 300425.0024 | 5.8208e-11 | 5.8208e-11 | 0 | 2517.7167 | 11534.7356 | 1510.3839 | 4790.0606 | 0 | 5794.6862 | 0 | 0 | 0 | 470.0722 | 0 | 0 | 0 | 26617.6552 | 0 | 26617.6552 | 5.1572e-12 | 5.1572e-12 | 0 | 96.9852 | 444.3306 | 58.1816 | 184.5184 | 0 | 223.2177 | 0 | 0 | 0 | 18.1077 | 0 | 0 | 0 | 1025.3412 | 0 | 1025.3412 | 1.9866e-13 | 1.9866e-13 | 17.9949 | 2.3563 | 7.4728 | 9.0401 | 0 | 0.73334 | 3.9278 | 0 | 0 | 0 | 0 | 41.5252 | 41.5252 | 41.5252 | 1
MN_6A_RS_2013_EL | 6A | RS | EL | 17653 | ASHRAE30pct-state-6A | RetailStandalone | STD2013 | MN-MinneapolisStPaul-MN | Zone6A | Zone6A(MN-MinneapolisStPaul-MN) | ASHRAE30pct-state-STD2013 | state | MN | 0.0886 | 0.62 | ASHRAE30pct-state-6A_RetailStandalone_STD2013_MN-MinneapolisStPaul-MN.table.csv.gz | Stand-alone Retail | Minneapolis St Paul IntL Arp MN USA TMY3 WMO#=726580 | Electricity | 0 | 25444.4446 | 111516.6676 | 17047.2224 | 53972.2227 | 0 | 48605.5559 | 0 | 0 | 0 | 5355.5556 | 0 | 0 | 0 | 261938.891 | 0 | 261941.6688 | -2.7778 | -2.7778 | 0 | 2254.3778 | 9880.3767 | 1510.3839 | 4781.9389 | 0 | 4306.4523 | 0 | 0 | 0 | 474.5022 | 0 | 0 | 0 | 23207.7857 | 0 | 23208.0319 | -0.24611 | -0.24611 | 0 | 86.8411 | 380.6029 | 58.1816 | 184.2055 | 0 | 165.8893 | 0 | 0 | 0 | 18.2783 | 0 | 0 | 0 | 893.9893 | 0 | 893.9988 | -0.0094805 | -0.0094805 | 15.414 | 2.3563 | 7.4597 | 6.7183 | 0 | 0.74025 | 3.517 | 0 | 0 | 0 | 0 | 36.206 | 36.2056 | 36.2056 | 2
MN_6A_RS_2010_NG | 6A | RS | NG | 17002 | ASHRAE30pct-state-6A | RetailStandalone | STD2010 | MN-MinneapolisStPaul-MN | Zone6A | Zone6A(MN-MinneapolisStPaul-MN) | ASHRAE30pct-state-STD2010 | state | MN | 0.0886 | 0.62 | ASHRAE30pct-state-6A_RetailStandalone_STD2010_MN-MinneapolisStPaul-MN.table.csv.gz | Stand-alone Retail | Minneapolis St Paul IntL Arp MN USA TMY3 WMO#=726580 | Natural Gas | 340218.9552 | 0 | 0 | 0 | 0 | 0 | 0 | 0 | 0 | 0 | 0 | 92800.7742 | 0 | 0 | 433019.7294 | 0 | 433019.7294 | 0 | 0 | 2109.3575 | 0 | 0 | 0 | 0 | 0 | 0 | 0 | 0 | 0 | 0 | 575.3648 | 0 | 0 | 2684.7223 | 0 | 2684.7223 | 0 | 0 | 340.219 | 0 | 0 | 0 | 0 | 0 | 0 | 0 | 0 | 0 | 0 | 92.8008 | 0 | 0 | 433.0197 | 0 | 433.0197 | 0 | 0 | 0 | 0 | 0 | 0 | 0 | 0 | 0 | 13.7785 | 3.7583 | 0 | 0 | 17.5368 | 17.5368 | 17.5368 | 1
MN_6A_RS_2013_NG | 6A | RS | NG | 17662 | ASHRAE30pct-state-6A | RetailStandalone | STD2013 | MN-MinneapolisStPaul-MN | Zone6A | Zone6A(MN-MinneapolisStPaul-MN) | ASHRAE30pct-state-STD2013 | state | MN | 0.0886 | 0.62 | ASHRAE30pct-state-6A_RetailStandalone_STD2013_MN-MinneapolisStPaul-MN.table.csv.gz | Stand-alone Retail | Minneapolis St Paul IntL Arp MN USA TMY3 WMO#=726580 | Natural Gas | 247778.3515 | 0 | 0 | 0 | 0 | 0 | 0 | 0 | 0 | 0 | 0 | 92791.296 | 0 | 0 | 340569.6476 | 0 | 340569.6476 | 0 | 0 | 1536.2258 | 0 | 0 | 0 | 0 | 0 | 0 | 0 | 0 | 0 | 0 | 575.306 | 0 | 0 | 2111.5318 | 0 | 2111.5318 | 0 | 0 | 247.7784 | 0 | 0 | 0 | 0 | 0 | 0 | 0 | 0 | 0 | 0 | 92.7913 | 0 | 0 | 340.5696 | 0 | 340.5696 | 0 | 0 | 0 | 0 | 0 | 0 | 0 | 0 | 0 | 10.0348 | 3.7579 | 0 | 0 | 13.7927 | 13.7927 | 13.7927 | 2
ND_6A_RS_2010_EL | 6A | RS | EL | 17053 | ASHRAE30pct-state-6A | RetailStandalone | STD2010 | ND-Bismarck-ND | Zone6A | Zone6A(ND-Bismarck-ND) | ASHRAE30pct-state-STD2010 | state | ND | 0.0798 | 0.59 | ASHRAE30pct-state-6A_RetailStandalone_STD2010_ND-Bismarck-ND.table.csv.gz | Stand-alone Retail | Bismarck Municipal Arpt Isis ND USA TMY3 WMO#=727640 | Electricity | 0 | 24411.1113 | 130644.4455 | 17155.5557 | 54063.8893 | 0 | 73913.8895 | 0 | 0 | 0 | 5297.2223 | 0 | 0 | 0 | 305486.1136 | 0 | 305486.1136 | 0 | 0 | 0 | 1948.0067 | 10425.4268 | 1369.0133 | 4314.2984 | 0 | 5898.3284 | 0 | 0 | 0 | 422.7183 | 0 | 0 | 0 | 24377.7919 | 0 | 24377.7919 | 0 | 0 | 0 | 83.3144 | 445.8854 | 58.5514 | 184.5184 | 0 | 252.2658 | 0 | 0 | 0 | 18.0793 | 0 | 0 | 0 | 1042.6146 | 0 | 1042.6146 | 0 | 0 | 18.0579 | 2.3713 | 7.4728 | 10.2165 | 0 | 0.73219 | 3.3741 | 0 | 0 | 0 | 0 | 42.2248 | 42.2248 | 42.2248 | 1
ND_6A_RS_2013_EL | 6A | RS | EL | 17713 | ASHRAE30pct-state-6A | RetailStandalone | STD2013 | ND-Bismarck-ND | Zone6A | Zone6A(ND-Bismarck-ND) | ASHRAE30pct-state-STD2013 | state | ND | 0.0798 | 0.59 | ASHRAE30pct-state-6A_RetailStandalone_STD2013_ND-Bismarck-ND.table.csv.gz | Stand-alone Retail | Bismarck Municipal Arpt Isis ND USA TMY3 WMO#=727640 | Electricity | 0 | 22038.8891 | 111927.7787 | 17155.5557 | 53972.2227 | 0 | 51505.556 | 0 | 0 | 0 | 5350 | 0 | 0 | 0 | 261947.2243 | 0 | 261950.0021 | -2.7778 | -2.7778 | 0 | 1758.7033 | 8931.8367 | 1369.0133 | 4306.9834 | 0 | 4110.1434 | 0 | 0 | 0 | 426.93 | 0 | 0 | 0 | 20903.3885 | 0 | 20903.6102 | -0.22167 | -0.22167 | 0 | 75.218 | 382.006 | 58.5514 | 184.2055 | 0 | 175.7869 | 0 | 0 | 0 | 18.2594 | 0 | 0 | 0 | 894.0178 | 0 | 894.0272 | -0.0094805 | -0.0094805 | 15.4708 | 2.3713 | 7.4597 | 7.1192 | 0 | 0.73949 | 3.0463 | 0 | 0 | 0 | 0 | 36.2072 | 36.2068 | 36.2068 | 2
ND_6A_RS_2010_NG | 6A | RS | NG | 17062 | ASHRAE30pct-state-6A | RetailStandalone | STD2010 | ND-Bismarck-ND | Zone6A | Zone6A(ND-Bismarck-ND) | ASHRAE30pct-state-STD2010 | state | ND | 0.0798 | 0.59 | ASHRAE30pct-state-6A_RetailStandalone_STD2010_ND-Bismarck-ND.table.csv.gz | Stand-alone Retail | Bismarck Municipal Arpt Isis ND USA TMY3 WMO#=727640 | Natural Gas | 353876.9999 | 0 | 0 | 0 | 0 | 0 | 0 | 0 | 0 | 0 | 0 | 92810.2524 | 0 | 0 | 446687.2523 | 0 | 446687.2523 | 0 | 0 | 2087.8743 | 0 | 0 | 0 | 0 | 0 | 0 | 0 | 0 | 0 | 0 | 547.5805 | 0 | 0 | 2635.4548 | 0 | 2635.4548 | 0 | 0 | 353.877 | 0 | 0 | 0 | 0 | 0 | 0 | 0 | 0 | 0 | 0 | 92.8103 | 0 | 0 | 446.6873 | 0 | 446.6873 | 0 | 0 | 0 | 0 | 0 | 0 | 0 | 0 | 0 | 14.3316 | 3.7587 | 0 | 0 | 18.0904 | 18.0904 | 18.0904 | 1
ND_6A_RS_2013_NG | 6A | RS | NG | 17722 | ASHRAE30pct-state-6A | RetailStandalone | STD2013 | ND-Bismarck-ND | Zone6A | Zone6A(ND-Bismarck-ND) | ASHRAE30pct-state-STD2013 | state | ND | 0.0798 | 0.59 | ASHRAE30pct-state-6A_RetailStandalone_STD2013_ND-Bismarck-ND.table.csv.gz | Stand-alone Retail | Bismarck Municipal Arpt Isis ND USA TMY3 WMO#=727640 | Natural Gas | 281387.9466 | 0 | 0 | 0 | 0 | 0 | 0 | 0 | 0 | 0 | 0 | 92800.7742 | 0 | 0 | 374188.7208 | 0 | 374188.7208 | 0 | 0 | 1660.1889 | 0 | 0 | 0 | 0 | 0 | 0 | 0 | 0 | 0 | 0 | 547.5246 | 0 | 0 | 2207.7135 | 0 | 2207.7135 | 0 | 0 | 281.3879 | 0 | 0 | 0 | 0 | 0 | 0 | 0 | 0 | 0 | 0 | 92.8008 | 0 | 0 | 374.1887 | 0 | 374.1887 | 0 | 0 | 0 | 0 | 0 | 0 | 0 | 0 | 0 | 11.3959 | 3.7583 | 0 | 0 | 15.1542 | 15.1542 | 15.1542 | 2
NH_6A_RS_2010_EL | 6A | RS | EL | 17113 | ASHRAE30pct-state-6A | RetailStandalone | STD2010 | NH-Concord-NH | Zone6A | Zone6A(NH-Concord-NH) | ASHRAE30pct-state-STD2010 | state | NH | 0.134 | 1.17 | ASHRAE30pct-state-6A_RetailStandalone_STD2010_NH-Concord-NH.table.csv.gz | Stand-alone Retail | Concord Municipal Arpt NH USA TMY3 WMO#=726050 | Electricity | 0 | 23613.8891 | 129866.6677 | 17119.4446 | 54063.8893 | 0 | 60386.1116 | 0 | 0 | 0 | 5172.2223 | 0 | 0 | 0 | 290222.2245 | 0 | 290222.2245 | 0 | 0 | 0 | 3164.2611 | 17402.1335 | 2294.0056 | 7244.5612 | 0 | 8091.739 | 0 | 0 | 0 | 693.0778 | 0 | 0 | 0 | 38889.7781 | 0 | 38889.7781 | 0 | 0 | 0 | 80.5935 | 443.2309 | 58.4281 | 184.5184 | 0 | 206.0959 | 0 | 0 | 0 | 17.6526 | 0 | 0 | 0 | 990.5195 | 0 | 990.5195 | 0 | 0 | 17.9504 | 2.3663 | 7.4728 | 8.3467 | 0 | 0.71491 | 3.264 | 0 | 0 | 0 | 0 | 40.115 | 40.115 | 40.115 | 1
NH_6A_RS_2013_EL | 6A | RS | EL | 17773 | ASHRAE30pct-state-6A | RetailStandalone | STD2013 | NH-Concord-NH | Zone6A | Zone6A(NH-Concord-NH) | ASHRAE30pct-state-STD2013 | state | NH | 0.134 | 1.17 | ASHRAE30pct-state-6A_RetailStandalone_STD2013_NH-Concord-NH.table.csv.gz | Stand-alone Retail | Concord Municipal Arpt NH USA TMY3 WMO#=726050 | Electricity | 0 | 21258.3335 | 111197.2231 | 17119.4446 | 53972.2227 | 0 | 47605.5559 | 0 | 0 | 0 | 5213.8889 | 0 | 0 | 0 | 256366.6687 | 0 | 256366.6687 | 0 | 0 | 0 | 2848.6167 | 14900.4279 | 2294.0056 | 7232.2778 | 0 | 6379.1445 | 0 | 0 | 0 | 698.6611 | 0 | 0 | 0 | 34353.1336 | 0 | 34353.1336 | 0 | 0 | 0 | 72.554 | 379.5127 | 58.4281 | 184.2055 | 0 | 162.4763 | 0 | 0 | 0 | 17.7948 | 0 | 0 | 0 | 874.9715 | 0 | 874.9715 | 0 | 0 | 15.3699 | 2.3663 | 7.4601 | 6.5801 | 0 | 0.72067 | 2.9384 | 0 | 0 | 0 | 0 | 35.4354 | 35.4354 | 35.4354 | 2
NH_6A_RS_2010_NG | 6A | RS | NG | 17122 | ASHRAE30pct-state-6A | RetailStandalone | STD2010 | NH-Concord-NH | Zone6A | Zone6A(NH-Concord-NH) | ASHRAE30pct-state-STD2010 | state | NH | 0.134 | 1.17 | ASHRAE30pct-state-6A_RetailStandalone_STD2010_NH-Concord-NH.table.csv.gz | Stand-alone Retail | Concord Municipal Arpt NH USA TMY3 WMO#=726050 | Natural Gas | 268582.9373 | 0 | 0 | 0 | 0 | 0 | 0 | 0 | 0 | 0 | 0 | 92781.8179 | 0 | 0 | 361364.7552 | 0 | 361364.7552 | 0 | 0 | 3142.4204 | 0 | 0 | 0 | 0 | 0 | 0 | 0 | 0 | 0 | 0 | 1085.5473 | 0 | 0 | 4227.9676 | 0 | 4227.9676 | 0 | 0 | 268.5829 | 0 | 0 | 0 | 0 | 0 | 0 | 0 | 0 | 0 | 0 | 92.7818 | 0 | 0 | 361.3648 | 0 | 361.3648 | 0 | 0 | 0 | 0 | 0 | 0 | 0 | 0 | 0 | 10.8773 | 3.7576 | 0 | 0 | 14.6349 | 14.6349 | 14.6349 | 1
NH_6A_RS_2013_NG | 6A | RS | NG | 17782 | ASHRAE30pct-state-6A | RetailStandalone | STD2013 | NH-Concord-NH | Zone6A | Zone6A(NH-Concord-NH) | ASHRAE30pct-state-STD2013 | state | NH | 0.134 | 1.17 | ASHRAE30pct-state-6A_RetailStandalone_STD2013_NH-Concord-NH.table.csv.gz | Stand-alone Retail | Concord Municipal Arpt NH USA TMY3 WMO#=726050 | Natural Gas | 194738.5055 | 0 | 0 | 0 | 0 | 0 | 0 | 0 | 0 | 0 | 0 | 92772.3397 | 0 | 0 | 287510.8452 | 0 | 287510.8452 | 0 | 0 | 2278.4405 | 0 | 0 | 0 | 0 | 0 | 0 | 0 | 0 | 0 | 0 | 1085.4364 | 0 | 0 | 3363.8769 | 0 | 3363.8769 | 0 | 0 | 194.7385 | 0 | 0 | 0 | 0 | 0 | 0 | 0 | 0 | 0 | 0 | 92.7723 | 0 | 0 | 287.5108 | 0 | 287.5108 | 0 | 0 | 0 | 0 | 0 | 0 | 0 | 0 | 0 | 7.8867 | 3.7572 | 0 | 0 | 11.6439 | 11.6439 | 11.6439 | 2
NY_6A_RS_2010_EL | 6A | RS | EL | 17173 | ASHRAE30pct-state-6A | RetailStandalone | STD2010 | NY-Binghamton-NY | Zone6A | Zone6A(NY-Binghamton-NY) | ASHRAE30pct-state-STD2010 | state | NY | 0.1508 | 0.73 | ASHRAE30pct-state-6A_RetailStandalone_STD2010_NY-Binghamton-NY.table.csv.gz | Stand-alone Retail | Binghamton Edwin A Link Field NY USA TMY3 WMO#=725150 | Electricity | 0 | 18991.6668 | 129922.2233 | 17055.5557 | 54063.8893 | 0 | 60552.7783 | 0 | 0 | 0 | 4491.6667 | 0 | 0 | 0 | 285077.7801 | 0 | 285077.7801 | 0 | 0 | 0 | 2863.9434 | 19592.2713 | 2571.9778 | 8152.8345 | 0 | 9131.359 | 0 | 0 | 0 | 677.3433 | 0 | 0 | 0 | 42989.7292 | 0 | 42989.7292 | 0 | 0 | 0 | 64.818 | 443.4205 | 58.2101 | 184.5184 | 0 | 206.6648 | 0 | 0 | 0 | 15.3299 | 0 | 0 | 0 | 972.9616 | 0 | 972.9616 | 0 | 0 | 17.9581 | 2.3574 | 7.4728 | 8.3697 | 0 | 0.62085 | 2.6251 | 0 | 0 | 0 | 0 | 39.4039 | 39.4039 | 39.4039 | 1
NY_6A_RS_2013_EL | 6A | RS | EL | 17833 | ASHRAE30pct-state-6A | RetailStandalone | STD2013 | NY-Binghamton-NY | Zone6A | Zone6A(NY-Binghamton-NY) | ASHRAE30pct-state-STD2013 | state | NY | 0.1508 | 0.73 | ASHRAE30pct-state-6A_RetailStandalone_STD2013_NY-Binghamton-NY.table.csv.gz | Stand-alone Retail | Binghamton Edwin A Link Field NY USA TMY3 WMO#=725150 | Electricity | 0 | 18016.6668 | 111041.6676 | 17055.5557 | 53972.2227 | 0 | 46266.667 | 0 | 0 | 0 | 5075 | 0 | 0 | 0 | 251427.7798 | 0 | 251427.7798 | 0 | 0 | 0 | 2716.9134 | 16745.0835 | 2571.9778 | 8139.0112 | 0 | 6977.0134 | 0 | 0 | 0 | 765.31 | 0 | 0 | 0 | 37915.3092 | 0 | 37915.3092 | 0 | 0 | 0 | 61.4903 | 378.9818 | 58.2101 | 184.2055 | 0 | 157.9067 | 0 | 0 | 0 | 17.3208 | 0 | 0 | 0 | 858.1152 | 0 | 858.1152 | 0 | 0 | 15.3484 | 2.3574 | 7.4601 | 6.3951 | 0 | 0.70147 | 2.4903 | 0 | 0 | 0 | 0 | 34.7528 | 34.7528 | 34.7528 | 2
NY_6A_RS_2010_NG | 6A | RS | NG | 17182 | ASHRAE30pct-state-6A | RetailStandalone | STD2010 | NY-Binghamton-NY | Zone6A | Zone6A(NY-Binghamton-NY) | ASHRAE30pct-state-STD2010 | state | NY | 0.1508 | 0.73 | ASHRAE30pct-state-6A_RetailStandalone_STD2010_NY-Binghamton-NY.table.csv.gz | Stand-alone Retail | Binghamton Edwin A Link Field NY USA TMY3 WMO#=725150 | Natural Gas | 257834.6912 | 0 | 0 | 0 | 0 | 0 | 0 | 0 | 0 | 0 | 0 | 92791.296 | 0 | 0 | 350625.9872 | 0 | 350625.9872 | 0 | 0 | 1882.1932 | 0 | 0 | 0 | 0 | 0 | 0 | 0 | 0 | 0 | 0 | 677.3765 | 0 | 0 | 2559.5697 | 0 | 2559.5697 | 0 | 0 | 257.8347 | 0 | 0 | 0 | 0 | 0 | 0 | 0 | 0 | 0 | 0 | 92.7913 | 0 | 0 | 350.626 | 0 | 350.626 | 0 | 0 | 0 | 0 | 0 | 0 | 0 | 0 | 0 | 10.442 | 3.7579 | 0 | 0 | 14.2 | 14.2 | 14.2 | 1
NY_6A_RS_2013_NG | 6A | RS | NG | 17842 | ASHRAE30pct-state-6A | RetailStandalone | STD2013 | NY-Binghamton-NY | Zone6A | Zone6A(NY-Binghamton-NY) | ASHRAE30pct-state-STD2013 | state | NY | 0.1508 | 0.73 | ASHRAE30pct-state-6A_RetailStandalone_STD2013_NY-Binghamton-NY.table.csv.gz | Stand-alone Retail | Binghamton Edwin A Link Field NY USA TMY3 WMO#=725150 | Natural Gas | 165526.7818 | 0 | 0 | 0 | 0 | 0 | 0 | 0 | 0 | 0 | 0 | 92791.296 | 0 | 0 | 258308.5997 | 0 | 258318.0779 | 0 | 0 | 1208.3455 | 0 | 0 | 0 | 0 | 0 | 0 | 0 | 0 | 0 | 0 | 677.3765 | 0 | 0 | 1885.6528 | 0 | 1885.722 | 0 | 0 | 165.5268 | 0 | 0 | 0 | 0 | 0 | 0 | 0 | 0 | 0 | 0 | 92.7913 | 0 | 0 | 258.3086 | 0 | 258.3181 | 0 | 0 | 0 | 0 | 0 | 0 | 0 | 0 | 0 | 6.7037 | 3.7579 | 0 | 0 | 10.4616 | 10.4612 | 10.4616 | 2
PA_6A_RS_2010_EL | 6A | RS | EL | 17233 | ASHRAE30pct-state-6A | RetailStandalone | STD2010 | PA-Bradford-PA | Zone6A | Zone6A(PA-Bradford-PA) | ASHRAE30pct-state-STD2010 | state | PA | 0.0937 | 1 | ASHRAE30pct-state-6A_RetailStandalone_STD2010_PA-Bradford-PA.table.csv.gz | Stand-alone Retail | Bradford Regional Ap PA USA TMY3 WMO#=725266 | Electricity | 0 | 16725.0001 | 129380.5566 | 17027.7779 | 54063.8893 | 0 | 59838.8894 | 0 | 0 | 0 | 4891.6667 | 0 | 0 | 0 | 281927.78 | 0 | 281927.78 | 0 | 0 | 0 | 1567.1325 | 12122.9582 | 1595.5028 | 5065.7864 | 0 | 5606.9039 | 0 | 0 | 0 | 458.3492 | 0 | 0 | 0 | 26416.633 | 0 | 26416.633 | 0 | 0 | 0 | 57.0819 | 441.5718 | 58.1153 | 184.5184 | 0 | 204.2283 | 0 | 0 | 0 | 16.6951 | 0 | 0 | 0 | 962.2108 | 0 | 962.2108 | 0 | 0 | 17.8832 | 2.3536 | 7.4728 | 8.271 | 0 | 0.67613 | 2.3118 | 0 | 0 | 0 | 0 | 38.9685 | 38.9685 | 38.9685 | 1
PA_6A_RS_2013_EL | 6A | RS | EL | 17893 | ASHRAE30pct-state-6A | RetailStandalone | STD2013 | PA-Bradford-PA | Zone6A | Zone6A(PA-Bradford-PA) | ASHRAE30pct-state-STD2013 | state | PA | 0.0937 | 1 | ASHRAE30pct-state-6A_RetailStandalone_STD2013_PA-Bradford-PA.table.csv.gz | Stand-alone Retail | Bradford Regional Ap PA USA TMY3 WMO#=725266 | Electricity | 0 | 15538.889 | 110536.112 | 17027.7779 | 53972.2227 | 0 | 46788.8893 | 0 | 0 | 0 | 4938.8889 | 0 | 0 | 0 | 248802.7798 | 0 | 248802.7798 | 0 | 0 | 0 | 1455.9939 | 10357.2337 | 1595.5028 | 5057.1973 | 0 | 4384.1189 | 0 | 0 | 0 | 462.7739 | 0 | 0 | 0 | 23312.8205 | 0 | 23312.8205 | 0 | 0 | 0 | 53.0337 | 377.2563 | 58.1153 | 184.2055 | 0 | 159.689 | 0 | 0 | 0 | 16.8563 | 0 | 0 | 0 | 849.1562 | 0 | 849.1562 | 0 | 0 | 15.2785 | 2.3536 | 7.4601 | 6.4672 | 0 | 0.68266 | 2.1478 | 0 | 0 | 0 | 0 | 34.3899 | 34.3899 | 34.3899 | 2
PA_6A_RS_2010_NG | 6A | RS | NG | 17242 | ASHRAE30pct-state-6A | RetailStandalone | STD2010 | PA-Bradford-PA | Zone6A | Zone6A(PA-Bradford-PA) | ASHRAE30pct-state-STD2010 | state | PA | 0.0937 | 1 | ASHRAE30pct-state-6A_RetailStandalone_STD2010_PA-Bradford-PA.table.csv.gz | Stand-alone Retail | Bradford Regional Ap PA USA TMY3 WMO#=725266 | Natural Gas | 304761.1168 | 0 | 0 | 0 | 0 | 0 | 0 | 0 | 0 | 0 | 0 | 92810.2524 | 0 | 0 | 397571.3692 | 0 | 397571.3692 | 0 | 0 | 3047.6112 | 0 | 0 | 0 | 0 | 0 | 0 | 0 | 0 | 0 | 0 | 928.1025 | 0 | 0 | 3975.7137 | 0 | 3975.7137 | 0 | 0 | 304.7611 | 0 | 0 | 0 | 0 | 0 | 0 | 0 | 0 | 0 | 0 | 92.8103 | 0 | 0 | 397.5714 | 0 | 397.5714 | 0 | 0 | 0 | 0 | 0 | 0 | 0 | 0 | 0 | 12.3425 | 3.7587 | 0 | 0 | 16.1012 | 16.1012 | 16.1012 | 1
PA_6A_RS_2013_NG | 6A | RS | NG | 17902 | ASHRAE30pct-state-6A | RetailStandalone | STD2013 | PA-Bradford-PA | Zone6A | Zone6A(PA-Bradford-PA) | ASHRAE30pct-state-STD2013 | state | PA | 0.0937 | 1 | ASHRAE30pct-state-6A_RetailStandalone_STD2013_PA-Bradford-PA.table.csv.gz | Stand-alone Retail | Bradford Regional Ap PA USA TMY3 WMO#=725266 | Natural Gas | 189914.1163 | 0 | 0 | 0 | 0 | 0 | 0 | 0 | 0 | 0 | 0 | 92800.7742 | 0 | 0 | 282714.8906 | 0 | 282714.8906 | 0 | 0 | 1899.1412 | 0 | 0 | 0 | 0 | 0 | 0 | 0 | 0 | 0 | 0 | 928.0077 | 0 | 0 | 2827.1489 | 0 | 2827.1489 | 0 | 0 | 189.9141 | 0 | 0 | 0 | 0 | 0 | 0 | 0 | 0 | 0 | 0 | 92.8008 | 0 | 0 | 282.7149 | 0 | 282.7149 | 0 | 0 | 0 | 0 | 0 | 0 | 0 | 0 | 0 | 7.6913 | 3.7583 | 0 | 0 | 11.4497 | 11.4497 | 11.4497 | 2
SD_6A_RS_2010_EL | 6A | RS | EL | 17293 | ASHRAE30pct-state-6A | RetailStandalone | STD2010 | SD-Pierre-SD | Zone6A | Zone6A(SD-Pierre-SD) | ASHRAE30pct-state-STD2010 | state | SD | 0.0801 | 0.63 | ASHRAE30pct-state-6A_RetailStandalone_STD2010_SD-Pierre-SD.table.csv.gz | Stand-alone Retail | Pierre Municipal Ap SD USA TMY3 WMO#=726686 | Electricity | 0 | 32016.6669 | 130250.001 | 17144.4446 | 54063.8893 | 0 | 70997.2228 | 0 | 0 | 0 | 0 | 0 | 0 | 0 | 304472.2247 | 0 | 304472.2247 | 0 | 0 | 0 | 2564.535 | 10433.0251 | 1373.27 | 4330.5175 | 0 | 5686.8775 | 0 | 0 | 0 | 0 | 0 | 0 | 0 | 24388.2252 | 0 | 24388.2252 | 0 | 0 | 0 | 109.2719 | 444.5392 | 58.5135 | 184.5184 | 0 | 242.3113 | 0 | 0 | 0 | 0 | 0 | 0 | 0 | 1039.1543 | 0 | 1039.1543 | 0 | 0 | 18.0034 | 2.3697 | 7.4728 | 9.8134 | 0 | 0 | 4.4254 | 0 | 0 | 0 | 0 | 42.0847 | 42.0847 | 42.0847 | 1
SD_6A_RS_2013_EL | 6A | RS | EL | 17953 | ASHRAE30pct-state-6A | RetailStandalone | STD2013 | SD-Pierre-SD | Zone6A | Zone6A(SD-Pierre-SD) | ASHRAE30pct-state-STD2013 | state | SD | 0.0801 | 0.63 | ASHRAE30pct-state-6A_RetailStandalone_STD2013_SD-Pierre-SD.table.csv.gz | Stand-alone Retail | Pierre Municipal Ap SD USA TMY3 WMO#=726686 | Electricity | 0 | 28069.4447 | 111577.7787 | 17144.4446 | 53972.2227 | 0 | 50725.0004 | 0 | 0 | 0 | 5383.3334 | 0 | 0 | 0 | 266872.2244 | 0 | 266872.2244 | 0 | 0 | 0 | 2248.3625 | 8937.3801 | 1373.27 | 4323.175 | 0 | 4063.0725 | 0 | 0 | 0 | 431.205 | 0 | 0 | 0 | 21376.4652 | 0 | 21376.4652 | 0 | 0 | 0 | 95.8001 | 380.8115 | 58.5135 | 184.2055 | 0 | 173.1229 | 0 | 0 | 0 | 18.3731 | 0 | 0 | 0 | 910.8266 | 0 | 910.8266 | 0 | 0 | 15.4225 | 2.3697 | 7.4601 | 7.0113 | 0 | 0.74409 | 3.8798 | 0 | 0 | 0 | 0 | 36.8875 | 36.8875 | 36.8875 | 2
SD_6A_RS_2010_NG | 6A | RS | NG | 17302 | ASHRAE30pct-state-6A | RetailStandalone | STD2010 | SD-Pierre-SD | Zone6A | Zone6A(SD-Pierre-SD) | ASHRAE30pct-state-STD2010 | state | SD | 0.0801 | 0.63 | ASHRAE30pct-state-6A_RetailStandalone_STD2010_SD-Pierre-SD.table.csv.gz | Stand-alone Retail | Pierre Municipal Ap SD USA TMY3 WMO#=726686 | Natural Gas | 550340.5326 | 0 | 0 | 0 | 0 | 0 | 0 | 0 | 0 | 0 | 0 | 92791.296 | 0 | 0 | 643131.8286 | 0 | 643131.8286 | 0 | 0 | 3467.1454 | 0 | 0 | 0 | 0 | 0 | 0 | 0 | 0 | 0 | 0 | 584.5852 | 0 | 0 | 4051.7305 | 0 | 4051.7305 | 0 | 0 | 550.3405 | 0 | 0 | 0 | 0 | 0 | 0 | 0 | 0 | 0 | 0 | 92.7913 | 0 | 0 | 643.1318 | 0 | 643.1318 | 0 | 0 | 0 | 0 | 0 | 0 | 0 | 0 | 0 | 22.2882 | 3.7579 | 0 | 0 | 26.0462 | 26.0462 | 26.0462 | 1
SD_6A_RS_2013_NG | 6A | RS | NG | 17962 | ASHRAE30pct-state-6A | RetailStandalone | STD2013 | SD-Pierre-SD | Zone6A | Zone6A(SD-Pierre-SD) | ASHRAE30pct-state-STD2013 | state | SD | 0.0801 | 0.63 | ASHRAE30pct-state-6A_RetailStandalone_STD2013_SD-Pierre-SD.table.csv.gz | Stand-alone Retail | Pierre Municipal Ap SD USA TMY3 WMO#=726686 | Natural Gas | 217770.4615 | 0 | 0 | 0 | 0 | 0 | 0 | 0 | 0 | 0 | 0 | 92781.8179 | 0 | 0 | 310552.2794 | 0 | 310552.2794 | 0 | 0 | 1371.9539 | 0 | 0 | 0 | 0 | 0 | 0 | 0 | 0 | 0 | 0 | 584.5255 | 0 | 0 | 1956.4794 | 0 | 1956.4794 | 0 | 0 | 217.7705 | 0 | 0 | 0 | 0 | 0 | 0 | 0 | 0 | 0 | 0 | 92.7818 | 0 | 0 | 310.5523 | 0 | 310.5523 | 0 | 0 | 0 | 0 | 0 | 0 | 0 | 0 | 0 | 8.8195 | 3.7576 | 0 | 0 | 12.577 | 12.577 | 12.577 | 2
VT_6A_RS_2010_EL | 6A | RS | EL | 17353 | ASHRAE30pct-state-6A | RetailStandalone | STD2010 | VT-Burlington-VT | Zone6A | Zone6A(VT-Burlington-VT) | ASHRAE30pct-state-STD2010 | state | VT | 0.143 | 1.18 | ASHRAE30pct-state-6A_RetailStandalone_STD2010_VT-Burlington-VT.table.csv.gz | Stand-alone Retail | Burlington International Ap VT USA TMY3 WMO#=726170 | Electricity | 0 | 21044.4446 | 130147.2233 | 17105.5557 | 54063.8893 | 0 | 61491.6672 | 0 | 0 | 0 | 5030.5556 | 0 | 0 | 0 | 288883.3356 | 0 | 288883.3356 | 0 | 0 | 0 | 3009.3556 | 18611.0529 | 2446.0945 | 7731.1362 | 0 | 8793.3084 | 0 | 0 | 0 | 719.3695 | 0 | 0 | 0 | 41310.317 | 0 | 41310.317 | 0 | 0 | 0 | 71.824 | 444.1884 | 58.3807 | 184.5184 | 0 | 209.8692 | 0 | 0 | 0 | 17.1691 | 0 | 0 | 0 | 985.9499 | 0 | 985.9499 | 0 | 0 | 17.9892 | 2.3644 | 7.4728 | 8.4995 | 0 | 0.69533 | 2.9088 | 0 | 0 | 0 | 0 | 39.9299 | 39.9299 | 39.9299 | 1
VT_6A_RS_2013_EL | 6A | RS | EL | 18013 | ASHRAE30pct-state-6A | RetailStandalone | STD2013 | VT-Burlington-VT | Zone6A | Zone6A(VT-Burlington-VT) | ASHRAE30pct-state-STD2013 | state | VT | 0.143 | 1.18 | ASHRAE30pct-state-6A_RetailStandalone_STD2013_VT-Burlington-VT.table.csv.gz | Stand-alone Retail | Burlington International Ap VT USA TMY3 WMO#=726170 | Electricity | 0 | 18805.5557 | 111300.0009 | 17105.5557 | 53972.2227 | 0 | 45933.3337 | 0 | 0 | 0 | 5075 | 0 | 0 | 0 | 252188.8909 | 0 | 252191.6687 | -2.7778 | -2.7778 | 0 | 2689.1945 | 15915.9001 | 2446.0945 | 7718.0278 | 0 | 6568.4667 | 0 | 0 | 0 | 725.725 | 0 | 0 | 0 | 36063.0114 | 0 | 36063.4086 | -0.39722 | -0.39722 | 0 | 64.1828 | 379.8635 | 58.3807 | 184.2055 | 0 | 156.769 | 0 | 0 | 0 | 17.3208 | 0 | 0 | 0 | 860.7129 | 0 | 860.7223 | -0.0094805 | -0.0094805 | 15.3841 | 2.3644 | 7.4597 | 6.349 | 0 | 0.70147 | 2.5993 | 0 | 0 | 0 | 0 | 34.8583 | 34.858 | 34.858 | 2
VT_6A_RS_2010_NG | 6A | RS | NG | 17362 | ASHRAE30pct-state-6A | RetailStandalone | STD2010 | VT-Burlington-VT | Zone6A | Zone6A(VT-Burlington-VT) | ASHRAE30pct-state-STD2010 | state | VT | 0.143 | 1.18 | ASHRAE30pct-state-6A_RetailStandalone_STD2010_VT-Burlington-VT.table.csv.gz | Stand-alone Retail | Burlington International Ap VT USA TMY3 WMO#=726170 | Natural Gas | 298723.5217 | 0 | 0 | 0 | 0 | 0 | 0 | 0 | 0 | 0 | 0 | 92800.7742 | 0 | 0 | 391524.2959 | 0 | 391524.2959 | 0 | 0 | 3524.9376 | 0 | 0 | 0 | 0 | 0 | 0 | 0 | 0 | 0 | 0 | 1095.0491 | 0 | 0 | 4619.9867 | 0 | 4619.9867 | 0 | 0 | 298.7235 | 0 | 0 | 0 | 0 | 0 | 0 | 0 | 0 | 0 | 0 | 92.8008 | 0 | 0 | 391.5243 | 0 | 391.5243 | 0 | 0 | 0 | 0 | 0 | 0 | 0 | 0 | 0 | 12.098 | 3.7583 | 0 | 0 | 15.8563 | 15.8563 | 15.8563 | 1
VT_6A_RS_2013_NG | 6A | RS | NG | 18022 | ASHRAE30pct-state-6A | RetailStandalone | STD2013 | VT-Burlington-VT | Zone6A | Zone6A(VT-Burlington-VT) | ASHRAE30pct-state-STD2013 | state | VT | 0.143 | 1.18 | ASHRAE30pct-state-6A_RetailStandalone_STD2013_VT-Burlington-VT.table.csv.gz | Stand-alone Retail | Burlington International Ap VT USA TMY3 WMO#=726170 | Natural Gas | 204036.5914 | 0 | 0 | 0 | 0 | 0 | 0 | 0 | 0 | 0 | 0 | 92791.296 | 0 | 0 | 296827.8875 | 0 | 296827.8875 | 0 | 0 | 2407.6318 | 0 | 0 | 0 | 0 | 0 | 0 | 0 | 0 | 0 | 0 | 1094.9373 | 0 | 0 | 3502.5691 | 0 | 3502.5691 | 0 | 0 | 204.0366 | 0 | 0 | 0 | 0 | 0 | 0 | 0 | 0 | 0 | 0 | 92.7913 | 0 | 0 | 296.8279 | 0 | 296.8279 | 0 | 0 | 0 | 0 | 0 | 0 | 0 | 0 | 0 | 8.2633 | 3.7579 | 0 | 0 | 12.0212 | 12.0212 | 12.0212 | 2
WI_6A_RS_2010_EL | 6A | RS | EL | 17413 | ASHRAE30pct-state-6A | RetailStandalone | STD2010 | WI-Madison-WI | Zone6A | Zone6A(WI-Madison-WI) | ASHRAE30pct-state-STD2010 | state | WI | 0.1054 | 0.72 | ASHRAE30pct-state-6A_RetailStandalone_STD2010_WI-Madison-WI.table.csv.gz | Stand-alone Retail | Madison Dane Co Regional Arpt WI USA TMY3 WMO#=726410 | Electricity | 0 | 29694.4447 | 129891.6677 | 17080.5557 | 54063.8893 | 0 | 63913.8894 | 0 | 0 | 0 | 5297.2223 | 0 | 0 | 0 | 299941.6691 | 0 | 299941.6691 | -5.8208e-11 | -5.8208e-11 | 0 | 3129.7945 | 13690.5818 | 1800.2906 | 5698.3339 | 0 | 6736.5239 | 0 | 0 | 0 | 558.3272 | 0 | 0 | 0 | 31613.8519 | 0 | 31613.8519 | -6.1351e-12 | -6.1351e-12 | 0 | 101.3462 | 443.3162 | 58.2954 | 184.5184 | 0 | 218.1361 | 0 | 0 | 0 | 18.0793 | 0 | 0 | 0 | 1023.6916 | 0 | 1023.6916 | -1.9866e-13 | -1.9866e-13 | 17.9538 | 2.3609 | 7.4728 | 8.8343 | 0 | 0.73219 | 4.1044 | 0 | 0 | 0 | 0 | 41.4584 | 41.4584 | 41.4584 | 1
WI_6A_RS_2013_EL | 6A | RS | EL | 18073 | ASHRAE30pct-state-6A | RetailStandalone | STD2013 | WI-Madison-WI | Zone6A | Zone6A(WI-Madison-WI) | ASHRAE30pct-state-STD2013 | state | WI | 0.1054 | 0.72 | ASHRAE30pct-state-6A_RetailStandalone_STD2013_WI-Madison-WI.table.csv.gz | Stand-alone Retail | Madison Dane Co Regional Arpt WI USA TMY3 WMO#=726410 | Electricity | 0 | 26636.1113 | 111016.6676 | 17080.5557 | 53972.2227 | 0 | 48352.7782 | 0 | 0 | 0 | 5350 | 0 | 0 | 0 | 262411.1132 | 0 | 262408.3354 | 2.7778 | 2.7778 | 0 | 2807.4461 | 11701.1568 | 1800.2906 | 5688.6723 | 0 | 5096.3828 | 0 | 0 | 0 | 563.89 | 0 | 0 | 0 | 27658.1313 | 0 | 27657.8386 | 0.29278 | 0.29278 | 0 | 90.9082 | 378.8964 | 58.2954 | 184.2055 | 0 | 165.0265 | 0 | 0 | 0 | 18.2594 | 0 | 0 | 0 | 895.601 | 0 | 895.5915 | 0.0094805 | 0.0094805 | 15.3449 | 2.3609 | 7.4605 | 6.6834 | 0 | 0.73949 | 3.6817 | 0 | 0 | 0 | 0 | 36.2705 | 36.2709 | 36.2709 | 2
WI_6A_RS_2010_NG | 6A | RS | NG | 17422 | ASHRAE30pct-state-6A | RetailStandalone | STD2010 | WI-Madison-WI | Zone6A | Zone6A(WI-Madison-WI) | ASHRAE30pct-state-STD2010 | state | WI | 0.1054 | 0.72 | ASHRAE30pct-state-6A_RetailStandalone_STD2010_WI-Madison-WI.table.csv.gz | Stand-alone Retail | Madison Dane Co Regional Arpt WI USA TMY3 WMO#=726410 | Natural Gas | 327404.4678 | 0 | 0 | 0 | 0 | 0 | 0 | 0 | 0 | 0 | 0 | 92791.296 | 0 | 0 | 420195.7638 | 0 | 420195.7638 | 0 | 0 | 2357.3122 | 0 | 0 | 0 | 0 | 0 | 0 | 0 | 0 | 0 | 0 | 668.0973 | 0 | 0 | 3025.4095 | 0 | 3025.4095 | 0 | 0 | 327.4045 | 0 | 0 | 0 | 0 | 0 | 0 | 0 | 0 | 0 | 0 | 92.7913 | 0 | 0 | 420.1958 | 0 | 420.1958 | 0 | 0 | 0 | 0 | 0 | 0 | 0 | 0 | 0 | 13.2595 | 3.7579 | 0 | 0 | 17.0175 | 17.0175 | 17.0175 | 1
WI_6A_RS_2013_NG | 6A | RS | NG | 18082 | ASHRAE30pct-state-6A | RetailStandalone | STD2013 | WI-Madison-WI | Zone6A | Zone6A(WI-Madison-WI) | ASHRAE30pct-state-STD2013 | state | WI | 0.1054 | 0.72 | ASHRAE30pct-state-6A_RetailStandalone_STD2013_WI-Madison-WI.table.csv.gz | Stand-alone Retail | Madison Dane Co Regional Arpt WI USA TMY3 WMO#=726410 | Natural Gas | 247361.312 | 0 | 0 | 0 | 0 | 0 | 0 | 0 | 0 | 0 | 0 | 92781.8179 | 0 | 0 | 340143.1299 | 0 | 340143.1299 | 0 | 0 | 1781.0014 | 0 | 0 | 0 | 0 | 0 | 0 | 0 | 0 | 0 | 0 | 668.0291 | 0 | 0 | 2449.0305 | 0 | 2449.0305 | 0 | 0 | 247.3613 | 0 | 0 | 0 | 0 | 0 | 0 | 0 | 0 | 0 | 0 | 92.7818 | 0 | 0 | 340.1431 | 0 | 340.1431 | 0 | 0 | 0 | 0 | 0 | 0 | 0 | 0 | 0 | 10.0179 | 3.7576 | 0 | 0 | 13.7754 | 13.7754 | 13.7754 | 2
CA_6B_RS_2010_EL | 6B | RS | EL | 18553 | ASHRAE30pct-state-6B | RetailStandalone | STD2010 | CA-Eagle-CA | Zone6B | Zone6B(CA-Eagle-CA) | ASHRAE30pct-state-STD2010 | state | CA | 0.136 | 0.7 | ASHRAE30pct-state-6B_RetailStandalone_STD2010_CA-Eagle-CA.table.csv.gz | Stand-alone Retail | Eagle County Ap CO USA TMY3 WMO#=724675 | Electricity | 0 | 18566.6668 | 130347.2233 | 17036.1112 | 54063.8893 | 0 | 68366.6672 | 0 | 0 | 0 | 0 | 0 | 0 | 0 | 288383.3356 | 0 | 288380.5579 | 2.7778 | 2.7778 | 0 | 2525.0667 | 17727.2224 | 2316.9111 | 7352.6889 | 0 | 9297.8667 | 0 | 0 | 0 | 0 | 0 | 0 | 0 | 39220.1336 | 0 | 39219.7559 | 0.37778 | 0.37778 | 0 | 63.3675 | 444.871 | 58.1437 | 184.5184 | 0 | 233.3333 | 0 | 0 | 0 | 0 | 0 | 0 | 0 | 984.2434 | 0 | 984.2339 | 0.0094805 | 0.0094805 | 18.0168 | 2.3548 | 7.4732 | 9.4498 | 0 | 0 | 2.5663 | 0 | 0 | 0 | 0 | 39.8604 | 39.8608 | 39.8608 | 1
CA_6B_RS_2013_EL | 6B | RS | EL | 18973 | ASHRAE30pct-state-6B | RetailStandalone | STD2013 | CA-Eagle-CA | Zone6B | Zone6B(CA-Eagle-CA) | ASHRAE30pct-state-STD2013 | state | CA | 0.136 | 0.7 | ASHRAE30pct-state-6B_RetailStandalone_STD2013_CA-Eagle-CA.table.csv.gz | Stand-alone Retail | Eagle County Ap CO USA TMY3 WMO#=724675 | Electricity | 0 | 16497.2224 | 111638.8898 | 17036.1112 | 53972.2227 | 0 | 57527.7782 | 0 | 0 | 0 | 0 | 0 | 0 | 0 | 256669.4465 | 0 | 256672.2243 | -2.7778 | -2.7778 | 0 | 2243.6222 | 15182.889 | 2316.9111 | 7340.2223 | 0 | 7823.7778 | 0 | 0 | 0 | 0 | 0 | 0 | 0 | 34907.0447 | 0 | 34907.4225 | -0.37778 | -0.37778 | 0 | 56.3045 | 381.0201 | 58.1437 | 184.2055 | 0 | 196.3405 | 0 | 0 | 0 | 0 | 0 | 0 | 0 | 876.0049 | 0 | 876.0143 | -0.0094805 | -0.0094805 | 15.4309 | 2.3548 | 7.4597 | 7.9516 | 0 | 0 | 2.2803 | 0 | 0 | 0 | 0 | 35.4777 | 35.4773 | 35.4773 | 2
CA_6B_RS_2010_NG | 6B | RS | NG | 18562 | ASHRAE30pct-state-6B | RetailStandalone | STD2010 | CA-Eagle-CA | Zone6B | Zone6B(CA-Eagle-CA) | ASHRAE30pct-state-STD2010 | state | CA | 0.136 | 0.7 | ASHRAE30pct-state-6B_RetailStandalone_STD2010_CA-Eagle-CA.table.csv.gz | Stand-alone Retail | Eagle County Ap CO USA TMY3 WMO#=724675 | Natural Gas | 380880.3097 | 0 | 0 | 0 | 0 | 0 | 0 | 0 | 0 | 0 | 0 | 93028.2503 | 0 | 0 | 473908.56 | 0 | 473908.56 | 0 | 0 | 2666.1622 | 0 | 0 | 0 | 0 | 0 | 0 | 0 | 0 | 0 | 0 | 651.1978 | 0 | 0 | 3317.3599 | 0 | 3317.3599 | 0 | 0 | 380.8803 | 0 | 0 | 0 | 0 | 0 | 0 | 0 | 0 | 0 | 0 | 93.0283 | 0 | 0 | 473.9086 | 0 | 473.9086 | 0 | 0 | 0 | 0 | 0 | 0 | 0 | 0 | 0 | 15.4253 | 3.7675 | 0 | 0 | 19.1928 | 19.1928 | 19.1928 | 1
CA_6B_RS_2013_NG | 6B | RS | NG | 18982 | ASHRAE30pct-state-6B | RetailStandalone | STD2013 | CA-Eagle-CA | Zone6B | Zone6B(CA-Eagle-CA) | ASHRAE30pct-state-STD2013 | state | CA | 0.136 | 0.7 | ASHRAE30pct-state-6B_RetailStandalone_STD2013_CA-Eagle-CA.table.csv.gz | Stand-alone Retail | Eagle County Ap CO USA TMY3 WMO#=724675 | Natural Gas | 327669.8566 | 0 | 0 | 0 | 0 | 0 | 0 | 0 | 0 | 0 | 0 | 93018.7722 | 0 | 0 | 420688.6287 | 0 | 420688.6287 | 0 | 0 | 2293.689 | 0 | 0 | 0 | 0 | 0 | 0 | 0 | 0 | 0 | 0 | 651.1314 | 0 | 0 | 2944.8204 | 0 | 2944.8204 | 0 | 0 | 327.6699 | 0 | 0 | 0 | 0 | 0 | 0 | 0 | 0 | 0 | 0 | 93.0188 | 0 | 0 | 420.6886 | 0 | 420.6886 | 0 | 0 | 0 | 0 | 0 | 0 | 0 | 0 | 0 | 13.2703 | 3.7672 | 0 | 0 | 17.0374 | 17.0374 | 17.0374 | 2
CO_6B_RS_2010_EL | 6B | RS | EL | 18613 | ASHRAE30pct-state-6B | RetailStandalone | STD2010 | CO-EagleCounty-CO | Zone6B | Zone6B(CO-EagleCounty-CO) | ASHRAE30pct-state-STD2010 | state | CO | 0.0934 | 0.73 | ASHRAE30pct-state-6B_RetailStandalone_STD2010_CO-EagleCounty-CO.table.csv.gz | Stand-alone Retail | Eagle County Ap CO USA TMY3 WMO#=724675 | Electricity | 0 | 18566.6668 | 130347.2233 | 17036.1112 | 54063.8893 | 0 | 68366.6672 | 0 | 0 | 0 | 0 | 0 | 0 | 0 | 288383.3356 | 0 | 288380.5579 | 2.7778 | 2.7778 | 0 | 1734.1267 | 12174.4307 | 1591.1728 | 5049.5673 | 0 | 6385.4467 | 0 | 0 | 0 | 0 | 0 | 0 | 0 | 26935.0035 | 0 | 26934.7441 | 0.25944 | 0.25944 | 0 | 63.3675 | 444.871 | 58.1437 | 184.5184 | 0 | 233.3333 | 0 | 0 | 0 | 0 | 0 | 0 | 0 | 984.2434 | 0 | 984.2339 | 0.0094805 | 0.0094805 | 18.0168 | 2.3548 | 7.4732 | 9.4498 | 0 | 0 | 2.5663 | 0 | 0 | 0 | 0 | 39.8604 | 39.8608 | 39.8608 | 1
CO_6B_RS_2013_EL | 6B | RS | EL | 19033 | ASHRAE30pct-state-6B | RetailStandalone | STD2013 | CO-EagleCounty-CO | Zone6B | Zone6B(CO-EagleCounty-CO) | ASHRAE30pct-state-STD2013 | state | CO | 0.0934 | 0.73 | ASHRAE30pct-state-6B_RetailStandalone_STD2013_CO-EagleCounty-CO.table.csv.gz | Stand-alone Retail | Eagle County Ap CO USA TMY3 WMO#=724675 | Electricity | 0 | 16497.2224 | 111638.8898 | 17036.1112 | 53972.2227 | 0 | 57527.7782 | 0 | 0 | 0 | 0 | 0 | 0 | 0 | 256669.4465 | 0 | 256672.2243 | -2.7778 | -2.7778 | 0 | 1540.8406 | 10427.0723 | 1591.1728 | 5041.0056 | 0 | 5373.0945 | 0 | 0 | 0 | 0 | 0 | 0 | 0 | 23972.9263 | 0 | 23973.1857 | -0.25944 | -0.25944 | 0 | 56.3045 | 381.0201 | 58.1437 | 184.2055 | 0 | 196.3405 | 0 | 0 | 0 | 0 | 0 | 0 | 0 | 876.0049 | 0 | 876.0143 | -0.0094805 | -0.0094805 | 15.4309 | 2.3548 | 7.4597 | 7.9516 | 0 | 0 | 2.2803 | 0 | 0 | 0 | 0 | 35.4777 | 35.4773 | 35.4773 | 2
CO_6B_RS_2010_NG | 6B | RS | NG | 18622 | ASHRAE30pct-state-6B | RetailStandalone | STD2010 | CO-EagleCounty-CO | Zone6B | Zone6B(CO-EagleCounty-CO) | ASHRAE30pct-state-STD2010 | state | CO | 0.0934 | 0.73 | ASHRAE30pct-state-6B_RetailStandalone_STD2010_CO-EagleCounty-CO.table.csv.gz | Stand-alone Retail | Eagle County Ap CO USA TMY3 WMO#=724675 | Natural Gas | 380880.3097 | 0 | 0 | 0 | 0 | 0 | 0 | 0 | 0 | 0 | 0 | 93028.2503 | 0 | 0 | 473908.56 | 0 | 473908.56 | 0 | 0 | 2780.4263 | 0 | 0 | 0 | 0 | 0 | 0 | 0 | 0 | 0 | 0 | 679.1062 | 0 | 0 | 3459.5325 | 0 | 3459.5325 | 0 | 0 | 380.8803 | 0 | 0 | 0 | 0 | 0 | 0 | 0 | 0 | 0 | 0 | 93.0283 | 0 | 0 | 473.9086 | 0 | 473.9086 | 0 | 0 | 0 | 0 | 0 | 0 | 0 | 0 | 0 | 15.4253 | 3.7675 | 0 | 0 | 19.1928 | 19.1928 | 19.1928 | 1
CO_6B_RS_2013_NG | 6B | RS | NG | 19042 | ASHRAE30pct-state-6B | RetailStandalone | STD2013 | CO-EagleCounty-CO | Zone6B | Zone6B(CO-EagleCounty-CO) | ASHRAE30pct-state-STD2013 | state | CO | 0.0934 | 0.73 | ASHRAE30pct-state-6B_RetailStandalone_STD2013_CO-EagleCounty-CO.table.csv.gz | Stand-alone Retail | Eagle County Ap CO USA TMY3 WMO#=724675 | Natural Gas | 327669.8566 | 0 | 0 | 0 | 0 | 0 | 0 | 0 | 0 | 0 | 0 | 93018.7722 | 0 | 0 | 420688.6287 | 0 | 420688.6287 | 0 | 0 | 2391.99 | 0 | 0 | 0 | 0 | 0 | 0 | 0 | 0 | 0 | 0 | 679.037 | 0 | 0 | 3071.027 | 0 | 3071.027 | 0 | 0 | 327.6699 | 0 | 0 | 0 | 0 | 0 | 0 | 0 | 0 | 0 | 0 | 93.0188 | 0 | 0 | 420.6886 | 0 | 420.6886 | 0 | 0 | 0 | 0 | 0 | 0 | 0 | 0 | 0 | 13.2703 | 3.7672 | 0 | 0 | 17.0374 | 17.0374 | 17.0374 | 2
ID_6B_RS_2010_EL | 6B | RS | EL | 18673 | ASHRAE30pct-state-6B | RetailStandalone | STD2010 | ID-Pocatello-ID | Zone6B | Zone6B(ID-Pocatello-ID) | ASHRAE30pct-state-STD2010 | state | ID | 0.0683 | 0.73 | ASHRAE30pct-state-6B_RetailStandalone_STD2010_ID-Pocatello-ID.table.csv.gz | Stand-alone Retail | Pocatello Regional Ap ID USA TMY3 WMO#=725780 | Electricity | 0 | 24800.0002 | 129980.5566 | 16994.4446 | 54063.8893 | 0 | 67638.8894 | 0 | 0 | 0 | 0 | 0 | 0 | 0 | 293475.0023 | 0 | 293477.7801 | -2.7778 | -2.7778 | 0 | 1693.84 | 8877.672 | 1160.7206 | 3692.5636 | 0 | 4619.7361 | 0 | 0 | 0 | 0 | 0 | 0 | 0 | 20044.3427 | 0 | 20044.5324 | -0.18972 | -0.18972 | 0 | 84.6416 | 443.6196 | 58.0015 | 184.5184 | 0 | 230.8494 | 0 | 0 | 0 | 0 | 0 | 0 | 0 | 1001.6211 | 0 | 1001.6306 | -0.0094805 | -0.0094805 | 17.9661 | 2.349 | 7.4724 | 9.3492 | 0 | 0 | 3.4279 | 0 | 0 | 0 | 0 | 40.565 | 40.5646 | 40.5646 | 1
ID_6B_RS_2013_EL | 6B | RS | EL | 19093 | ASHRAE30pct-state-6B | RetailStandalone | STD2013 | ID-Pocatello-ID | Zone6B | Zone6B(ID-Pocatello-ID) | ASHRAE30pct-state-STD2013 | state | ID | 0.0683 | 0.73 | ASHRAE30pct-state-6B_RetailStandalone_STD2013_ID-Pocatello-ID.table.csv.gz | Stand-alone Retail | Pocatello Regional Ap ID USA TMY3 WMO#=725780 | Electricity | 0 | 22138.8891 | 111502.7787 | 16994.4446 | 53972.2227 | 0 | 52833.3338 | 0 | 0 | 0 | 5361.1112 | 0 | 0 | 0 | 262800.0021 | 0 | 262802.7799 | -2.7778 | -2.7778 | 0 | 1512.0861 | 7615.6398 | 1160.7206 | 3686.3028 | 0 | 3608.5167 | 0 | 0 | 0 | 366.1639 | 0 | 0 | 0 | 17949.2401 | 0 | 17949.4299 | -0.18972 | -0.18972 | 0 | 75.5593 | 380.5555 | 58.0015 | 184.2055 | 0 | 180.3185 | 0 | 0 | 0 | 18.2973 | 0 | 0 | 0 | 896.9283 | 0 | 896.9377 | -0.0094805 | -0.0094805 | 15.4121 | 2.349 | 7.4597 | 7.3027 | 0 | 0.74102 | 3.0601 | 0 | 0 | 0 | 0 | 36.325 | 36.3247 | 36.3247 | 2
ID_6B_RS_2010_NG | 6B | RS | NG | 18682 | ASHRAE30pct-state-6B | RetailStandalone | STD2010 | ID-Pocatello-ID | Zone6B | Zone6B(ID-Pocatello-ID) | ASHRAE30pct-state-STD2010 | state | ID | 0.0683 | 0.73 | ASHRAE30pct-state-6B_RetailStandalone_STD2010_ID-Pocatello-ID.table.csv.gz | Stand-alone Retail | Pocatello Regional Ap ID USA TMY3 WMO#=725780 | Natural Gas | 407172.7566 | 0 | 0 | 0 | 0 | 0 | 0 | 0 | 0 | 0 | 0 | 93028.2503 | 0 | 0 | 500201.0069 | 0 | 500201.0069 | 0 | 0 | 2972.3611 | 0 | 0 | 0 | 0 | 0 | 0 | 0 | 0 | 0 | 0 | 679.1062 | 0 | 0 | 3651.4674 | 0 | 3651.4674 | 0 | 0 | 407.1728 | 0 | 0 | 0 | 0 | 0 | 0 | 0 | 0 | 0 | 0 | 93.0283 | 0 | 0 | 500.201 | 0 | 500.201 | 0 | 0 | 0 | 0 | 0 | 0 | 0 | 0 | 0 | 16.4901 | 3.7675 | 0 | 0 | 20.2576 | 20.2576 | 20.2576 | 1
ID_6B_RS_2013_NG | 6B | RS | NG | 19102 | ASHRAE30pct-state-6B | RetailStandalone | STD2013 | ID-Pocatello-ID | Zone6B | Zone6B(ID-Pocatello-ID) | ASHRAE30pct-state-STD2013 | state | ID | 0.0683 | 0.73 | ASHRAE30pct-state-6B_RetailStandalone_STD2013_ID-Pocatello-ID.table.csv.gz | Stand-alone Retail | Pocatello Regional Ap ID USA TMY3 WMO#=725780 | Natural Gas | 141082.5783 | 0 | 0 | 0 | 0 | 0 | 0 | 0 | 0 | 0 | 0 | 93018.7722 | 0 | 0 | 234101.3505 | 0 | 234101.3505 | 0 | 0 | 1029.9028 | 0 | 0 | 0 | 0 | 0 | 0 | 0 | 0 | 0 | 0 | 679.037 | 0 | 0 | 1708.9399 | 0 | 1708.9399 | 0 | 0 | 141.0826 | 0 | 0 | 0 | 0 | 0 | 0 | 0 | 0 | 0 | 0 | 93.0188 | 0 | 0 | 234.1014 | 0 | 234.1014 | 0 | 0 | 0 | 0 | 0 | 0 | 0 | 0 | 0 | 5.7137 | 3.7672 | 0 | 0 | 9.4809 | 9.4809 | 9.4809 | 2
MT_6B_RS_2010_EL | 6B | RS | EL | 18733 | ASHRAE30pct-state-6B | RetailStandalone | STD2010 | MT-Helena-MT | Zone6B | Zone6B(MT-Helena-MT) | ASHRAE30pct-state-STD2010 | state | MT | 0.0916 | 0.78 | ASHRAE30pct-state-6B_RetailStandalone_STD2010_MT-Helena-MT.table.csv.gz | Stand-alone Retail | Helena Regional Airport MT USA TMY3 WMO#=727720 | Electricity | 0 | 17127.7779 | 130094.4455 | 17022.2224 | 54063.8893 | 0 | 68358.3339 | 0 | 0 | 0 | 0 | 0 | 0 | 0 | 286663.8912 | 0 | 286666.669 | -2.7778 | -2.7778 | 0 | 1568.9045 | 11916.6512 | 1559.2356 | 4952.2523 | 0 | 6261.6234 | 0 | 0 | 0 | 0 | 0 | 0 | 0 | 26258.4124 | 0 | 26258.6669 | -0.25444 | -0.25444 | 0 | 58.4566 | 444.0083 | 58.0963 | 184.5184 | 0 | 233.3049 | 0 | 0 | 0 | 0 | 0 | 0 | 0 | 978.375 | 0 | 978.3845 | -0.0094805 | -0.0094805 | 17.9819 | 2.3528 | 7.4724 | 9.4486 | 0 | 0 | 2.3674 | 0 | 0 | 0 | 0 | 39.6235 | 39.6232 | 39.6232 | 1
MT_6B_RS_2013_EL | 6B | RS | EL | 19153 | ASHRAE30pct-state-6B | RetailStandalone | STD2013 | MT-Helena-MT | Zone6B | Zone6B(MT-Helena-MT) | ASHRAE30pct-state-STD2013 | state | MT | 0.0916 | 0.78 | ASHRAE30pct-state-6B_RetailStandalone_STD2013_MT-Helena-MT.table.csv.gz | Stand-alone Retail | Helena Regional Airport MT USA TMY3 WMO#=727720 | Electricity | 0 | 16702.7779 | 111625.0009 | 17022.2224 | 53972.2227 | 0 | 59855.556 | 0 | 0 | 0 | 5027.7778 | 0 | 0 | 0 | 264205.5577 | 0 | 264205.5577 | 0 | 0 | 0 | 1529.9745 | 10224.8501 | 1559.2356 | 4943.8556 | 0 | 5482.7689 | 0 | 0 | 0 | 460.5444 | 0 | 0 | 0 | 24201.2291 | 0 | 24201.2291 | 0 | 0 | 0 | 57.0061 | 380.9727 | 58.0963 | 184.2055 | 0 | 204.2852 | 0 | 0 | 0 | 17.1596 | 0 | 0 | 0 | 901.7254 | 0 | 901.7254 | 0 | 0 | 15.429 | 2.3528 | 7.4601 | 8.2733 | 0 | 0.69495 | 2.3087 | 0 | 0 | 0 | 0 | 36.5189 | 36.5189 | 36.5189 | 2
MT_6B_RS_2010_NG | 6B | RS | NG | 18742 | ASHRAE30pct-state-6B | RetailStandalone | STD2010 | MT-Helena-MT | Zone6B | Zone6B(MT-Helena-MT) | ASHRAE30pct-state-STD2010 | state | MT | 0.0916 | 0.78 | ASHRAE30pct-state-6B_RetailStandalone_STD2010_MT-Helena-MT.table.csv.gz | Stand-alone Retail | Helena Regional Airport MT USA TMY3 WMO#=727720 | Natural Gas | 455757.8622 | 0 | 0 | 0 | 0 | 0 | 0 | 0 | 0 | 0 | 0 | 93037.7285 | 0 | 0 | 548795.5907 | 0 | 548795.5907 | 0 | 0 | 3554.9113 | 0 | 0 | 0 | 0 | 0 | 0 | 0 | 0 | 0 | 0 | 725.6943 | 0 | 0 | 4280.6056 | 0 | 4280.6056 | 0 | 0 | 455.7579 | 0 | 0 | 0 | 0 | 0 | 0 | 0 | 0 | 0 | 0 | 93.0377 | 0 | 0 | 548.7956 | 0 | 548.7956 | 0 | 0 | 0 | 0 | 0 | 0 | 0 | 0 | 0 | 18.4577 | 3.7679 | 0 | 0 | 22.2256 | 22.2256 | 22.2256 | 1
MT_6B_RS_2013_NG | 6B | RS | NG | 19162 | ASHRAE30pct-state-6B | RetailStandalone | STD2013 | MT-Helena-MT | Zone6B | Zone6B(MT-Helena-MT) | ASHRAE30pct-state-STD2013 | state | MT | 0.0916 | 0.78 | ASHRAE30pct-state-6B_RetailStandalone_STD2013_MT-Helena-MT.table.csv.gz | Stand-alone Retail | Helena Regional Airport MT USA TMY3 WMO#=727720 | Natural Gas | 130599.721 | 0 | 0 | 0 | 0 | 0 | 0 | 0 | 0 | 0 | 0 | 93028.2503 | 0 | 0 | 223627.9713 | 0 | 223627.9713 | 0 | 0 | 1018.6778 | 0 | 0 | 0 | 0 | 0 | 0 | 0 | 0 | 0 | 0 | 725.6204 | 0 | 0 | 1744.2982 | 0 | 1744.2982 | 0 | 0 | 130.5997 | 0 | 0 | 0 | 0 | 0 | 0 | 0 | 0 | 0 | 0 | 93.0283 | 0 | 0 | 223.628 | 0 | 223.628 | 0 | 0 | 0 | 0 | 0 | 0 | 0 | 0 | 0 | 5.2892 | 3.7675 | 0 | 0 | 9.0567 | 9.0567 | 9.0567 | 2
UT_6B_RS_2010_EL | 6B | RS | EL | 18793 | ASHRAE30pct-state-6B | RetailStandalone | STD2010 | UT-Vernal-UT | Zone6B | Zone6B(UT-Vernal-UT) | ASHRAE30pct-state-STD2010 | state | UT | 0.0805 | 0.69 | ASHRAE30pct-state-6B_RetailStandalone_STD2010_UT-Vernal-UT.table.csv.gz | Stand-alone Retail | Vernal UT USA TMY3 WMO#=725705 | Electricity | 0 | 27044.4447 | 130222.2233 | 17022.2224 | 54063.8893 | 0 | 67833.3339 | 0 | 0 | 0 | 0 | 0 | 0 | 0 | 296186.1135 | 0 | 296186.1135 | 0 | 0 | 0 | 2177.0778 | 10482.889 | 1370.2889 | 4352.1431 | 0 | 5460.5834 | 0 | 0 | 0 | 0 | 0 | 0 | 0 | 23842.9821 | 0 | 23842.9821 | 0 | 0 | 0 | 92.3019 | 444.4444 | 58.0963 | 184.5184 | 0 | 231.5131 | 0 | 0 | 0 | 0 | 0 | 0 | 0 | 1010.874 | 0 | 1010.874 | 0 | 0 | 17.9995 | 2.3528 | 7.4728 | 9.376 | 0 | 0 | 3.7381 | 0 | 0 | 0 | 0 | 40.9393 | 40.9393 | 40.9393 | 1
UT_6B_RS_2013_EL | 6B | RS | EL | 19213 | ASHRAE30pct-state-6B | RetailStandalone | STD2013 | UT-Vernal-UT | Zone6B | Zone6B(UT-Vernal-UT) | ASHRAE30pct-state-STD2013 | state | UT | 0.0805 | 0.69 | ASHRAE30pct-state-6B_RetailStandalone_STD2013_UT-Vernal-UT.table.csv.gz | Stand-alone Retail | Vernal UT USA TMY3 WMO#=725705 | Electricity | 0 | 24219.4446 | 111613.8898 | 17022.2224 | 53972.2227 | 0 | 59305.556 | 0 | 0 | 0 | 0 | 0 | 0 | 0 | 266133.3355 | 0 | 266133.3355 | 0 | 0 | 0 | 1949.6653 | 8984.9181 | 1370.2889 | 4344.7639 | 0 | 4774.0973 | 0 | 0 | 0 | 0 | 0 | 0 | 0 | 21423.7335 | 0 | 21423.7335 | 0 | 0 | 0 | 82.6602 | 380.9347 | 58.0963 | 184.2055 | 0 | 202.408 | 0 | 0 | 0 | 0 | 0 | 0 | 0 | 908.3048 | 0 | 908.3048 | 0 | 0 | 15.4275 | 2.3528 | 7.4601 | 8.1973 | 0 | 0 | 3.3477 | 0 | 0 | 0 | 0 | 36.7854 | 36.7854 | 36.7854 | 2
UT_6B_RS_2010_NG | 6B | RS | NG | 18802 | ASHRAE30pct-state-6B | RetailStandalone | STD2010 | UT-Vernal-UT | Zone6B | Zone6B(UT-Vernal-UT) | ASHRAE30pct-state-STD2010 | state | UT | 0.0805 | 0.69 | ASHRAE30pct-state-6B_RetailStandalone_STD2010_UT-Vernal-UT.table.csv.gz | Stand-alone Retail | Vernal UT USA TMY3 WMO#=725705 | Natural Gas | 323347.8105 | 0 | 0 | 0 | 0 | 0 | 0 | 0 | 0 | 0 | 0 | 92999.8158 | 0 | 0 | 416347.6263 | 0 | 416347.6263 | 0 | 0 | 2231.0999 | 0 | 0 | 0 | 0 | 0 | 0 | 0 | 0 | 0 | 0 | 641.6987 | 0 | 0 | 2872.7986 | 0 | 2872.7986 | 0 | 0 | 323.3478 | 0 | 0 | 0 | 0 | 0 | 0 | 0 | 0 | 0 | 0 | 92.9998 | 0 | 0 | 416.3476 | 0 | 416.3476 | 0 | 0 | 0 | 0 | 0 | 0 | 0 | 0 | 0 | 13.0952 | 3.7664 | 0 | 0 | 16.8616 | 16.8616 | 16.8616 | 1
UT_6B_RS_2013_NG | 6B | RS | NG | 19222 | ASHRAE30pct-state-6B | RetailStandalone | STD2013 | UT-Vernal-UT | Zone6B | Zone6B(UT-Vernal-UT) | ASHRAE30pct-state-STD2013 | state | UT | 0.0805 | 0.69 | ASHRAE30pct-state-6B_RetailStandalone_STD2013_UT-Vernal-UT.table.csv.gz | Stand-alone Retail | Vernal UT USA TMY3 WMO#=725705 | Natural Gas | 268402.852 | 0 | 0 | 0 | 0 | 0 | 0 | 0 | 0 | 0 | 0 | 92990.3376 | 0 | 0 | 361393.1897 | 0 | 361393.1897 | 0 | 0 | 1851.9797 | 0 | 0 | 0 | 0 | 0 | 0 | 0 | 0 | 0 | 0 | 641.6333 | 0 | 0 | 2493.613 | 0 | 2493.613 | 0 | 0 | 268.4029 | 0 | 0 | 0 | 0 | 0 | 0 | 0 | 0 | 0 | 0 | 92.9903 | 0 | 0 | 361.3932 | 0 | 361.3932 | 0 | 0 | 0 | 0 | 0 | 0 | 0 | 0 | 0 | 10.87 | 3.766 | 0 | 0 | 14.636 | 14.636 | 14.636 | 2
WA_6B_RS_2010_EL | 6B | RS | EL | 18853 | ASHRAE30pct-state-6B | RetailStandalone | STD2010 | WA-Kalispell-MT | Zone6B | Zone6B(WA-Kalispell-MT) | ASHRAE30pct-state-STD2010 | state | WA | 0.0767 | 0.96 | ASHRAE30pct-state-6B_RetailStandalone_STD2010_WA-Kalispell-MT.table.csv.gz | Stand-alone Retail | Kalispell Glacier Pk IntL Ar MT USA TMY3 WMO#=727790 | Electricity | 0 | 17347.2224 | 130372.2233 | 17008.3335 | 54063.8893 | 0 | 65030.5561 | 0 | 0 | 0 | 5266.6667 | 0 | 0 | 0 | 289088.8912 | 0 | 289088.8912 | 5.8208e-11 | 5.8208e-11 | 0 | 1330.532 | 9999.5495 | 1304.5392 | 4146.7003 | 0 | 4987.8437 | 0 | 0 | 0 | 403.9533 | 0 | 0 | 0 | 22173.118 | 0 | 22173.118 | 4.4645e-12 | 4.4645e-12 | 0 | 59.2055 | 444.9564 | 58.0489 | 184.5184 | 0 | 221.9473 | 0 | 0 | 0 | 17.975 | 0 | 0 | 0 | 986.6514 | 0 | 986.6514 | 1.9866e-13 | 1.9866e-13 | 18.0203 | 2.3509 | 7.4728 | 8.9886 | 0 | 0.72797 | 2.3978 | 0 | 0 | 0 | 0 | 39.9583 | 39.9583 | 39.9583 | 1
WA_6B_RS_2013_EL | 6B | RS | EL | 19273 | ASHRAE30pct-state-6B | RetailStandalone | STD2013 | WA-Kalispell-MT | Zone6B | Zone6B(WA-Kalispell-MT) | ASHRAE30pct-state-STD2013 | state | WA | 0.0767 | 0.96 | ASHRAE30pct-state-6B_RetailStandalone_STD2013_WA-Kalispell-MT.table.csv.gz | Stand-alone Retail | Kalispell Glacier Pk IntL Ar MT USA TMY3 WMO#=727790 | Electricity | 0 | 15305.5557 | 111727.7787 | 17008.3335 | 53972.2227 | 0 | 47788.8893 | 0 | 0 | 0 | 5322.2223 | 0 | 0 | 0 | 251125.002 | 0 | 251125.002 | 0 | 0 | 0 | 1173.9361 | 8569.5206 | 1304.5392 | 4139.6695 | 0 | 3665.4078 | 0 | 0 | 0 | 408.2144 | 0 | 0 | 0 | 19261.2877 | 0 | 19261.2877 | 0 | 0 | 0 | 52.2374 | 381.3234 | 58.0489 | 184.2055 | 0 | 163.102 | 0 | 0 | 0 | 18.1646 | 0 | 0 | 0 | 857.0818 | 0 | 857.0818 | 0 | 0 | 15.4432 | 2.3509 | 7.4601 | 6.6055 | 0 | 0.73565 | 2.1156 | 0 | 0 | 0 | 0 | 34.7109 | 34.7109 | 34.7109 | 2
WA_6B_RS_2010_NG | 6B | RS | NG | 18862 | ASHRAE30pct-state-6B | RetailStandalone | STD2010 | WA-Kalispell-MT | Zone6B | Zone6B(WA-Kalispell-MT) | ASHRAE30pct-state-STD2010 | state | WA | 0.0767 | 0.96 | ASHRAE30pct-state-6B_RetailStandalone_STD2010_WA-Kalispell-MT.table.csv.gz | Stand-alone Retail | Kalispell Glacier Pk IntL Ar MT USA TMY3 WMO#=727790 | Natural Gas | 245494.1123 | 0 | 0 | 0 | 0 | 0 | 0 | 0 | 0 | 0 | 0 | 93037.7285 | 0 | 0 | 338531.8408 | 0 | 338531.8408 | 0 | 0 | 2356.7435 | 0 | 0 | 0 | 0 | 0 | 0 | 0 | 0 | 0 | 0 | 893.1622 | 0 | 0 | 3249.9057 | 0 | 3249.9057 | 0 | 0 | 245.4941 | 0 | 0 | 0 | 0 | 0 | 0 | 0 | 0 | 0 | 0 | 93.0377 | 0 | 0 | 338.5318 | 0 | 338.5318 | 0 | 0 | 0 | 0 | 0 | 0 | 0 | 0 | 0 | 9.9423 | 3.7679 | 0 | 0 | 13.7102 | 13.7102 | 13.7102 | 1
WA_6B_RS_2013_NG | 6B | RS | NG | 19282 | ASHRAE30pct-state-6B | RetailStandalone | STD2013 | WA-Kalispell-MT | Zone6B | Zone6B(WA-Kalispell-MT) | ASHRAE30pct-state-STD2013 | state | WA | 0.0767 | 0.96 | ASHRAE30pct-state-6B_RetailStandalone_STD2013_WA-Kalispell-MT.table.csv.gz | Stand-alone Retail | Kalispell Glacier Pk IntL Ar MT USA TMY3 WMO#=727790 | Natural Gas | 155764.2655 | 0 | 0 | 0 | 0 | 0 | 0 | 0 | 0 | 0 | 0 | 93028.2503 | 0 | 0 | 248792.5158 | 0 | 248792.5158 | 0 | 0 | 1495.3369 | 0 | 0 | 0 | 0 | 0 | 0 | 0 | 0 | 0 | 0 | 893.0712 | 0 | 0 | 2388.4082 | 0 | 2388.4082 | 0 | 0 | 155.7643 | 0 | 0 | 0 | 0 | 0 | 0 | 0 | 0 | 0 | 0 | 93.0283 | 0 | 0 | 248.7925 | 0 | 248.7925 | 0 | 0 | 0 | 0 | 0 | 0 | 0 | 0 | 0 | 6.3083 | 3.7675 | 0 | 0 | 10.0758 | 10.0758 | 10.0758 | 2
WY_6B_RS_2010_EL | 6B | RS | EL | 18913 | ASHRAE30pct-state-6B | RetailStandalone | STD2010 | WY-Cheyenne-WY | Zone6B | Zone6B(WY-Cheyenne-WY) | ASHRAE30pct-state-STD2010 | state | WY | 0.0823 | 0.68 | ASHRAE30pct-state-6B_RetailStandalone_STD2010_WY-Cheyenne-WY.table.csv.gz | Stand-alone Retail | Cheyenne Municipal Arpt WY USA TMY3 WMO#=725640 | Electricity | 0 | 17997.2224 | 130600.001 | 17069.4446 | 54063.8893 | 0 | 69508.3339 | 0 | 0 | 0 | 0 | 0 | 0 | 0 | 289238.8912 | 0 | 289238.8912 | 0 | 0 | 0 | 1481.1714 | 10748.3801 | 1404.8153 | 4449.4581 | 0 | 5720.5359 | 0 | 0 | 0 | 0 | 0 | 0 | 0 | 23804.3607 | 0 | 23804.3607 | 0 | 0 | 0 | 61.424 | 445.7338 | 58.2575 | 184.5184 | 0 | 237.2298 | 0 | 0 | 0 | 0 | 0 | 0 | 0 | 987.1634 | 0 | 987.1634 | 0 | 0 | 18.0517 | 2.3594 | 7.4728 | 9.6076 | 0 | 0 | 2.4876 | 0 | 0 | 0 | 0 | 39.9791 | 39.9791 | 39.9791 | 1
WY_6B_RS_2013_EL | 6B | RS | EL | 19333 | ASHRAE30pct-state-6B | RetailStandalone | STD2013 | WY-Cheyenne-WY | Zone6B | Zone6B(WY-Cheyenne-WY) | ASHRAE30pct-state-STD2013 | state | WY | 0.0823 | 0.68 | ASHRAE30pct-state-6B_RetailStandalone_STD2013_WY-Cheyenne-WY.table.csv.gz | Stand-alone Retail | Cheyenne Municipal Arpt WY USA TMY3 WMO#=725640 | Electricity | 0 | 16072.2224 | 111866.6676 | 17069.4446 | 53972.2227 | 0 | 59188.8894 | 0 | 0 | 0 | 0 | 0 | 0 | 0 | 258169.4465 | 0 | 258169.4465 | 0 | 0 | 0 | 1322.7439 | 9206.6267 | 1404.8153 | 4441.9139 | 0 | 4871.2456 | 0 | 0 | 0 | 0 | 0 | 0 | 0 | 21247.3454 | 0 | 21247.3454 | 0 | 0 | 0 | 54.854 | 381.7975 | 58.2575 | 184.2055 | 0 | 202.0098 | 0 | 0 | 0 | 0 | 0 | 0 | 0 | 881.1243 | 0 | 881.1243 | 0 | 0 | 15.4624 | 2.3594 | 7.4601 | 8.1812 | 0 | 0 | 2.2215 | 0 | 0 | 0 | 0 | 35.6846 | 35.6846 | 35.6846 | 2
WY_6B_RS_2010_NG | 6B | RS | NG | 18922 | ASHRAE30pct-state-6B | RetailStandalone | STD2010 | WY-Cheyenne-WY | Zone6B | Zone6B(WY-Cheyenne-WY) | ASHRAE30pct-state-STD2010 | state | WY | 0.0823 | 0.68 | ASHRAE30pct-state-6B_RetailStandalone_STD2010_WY-Cheyenne-WY.table.csv.gz | Stand-alone Retail | Cheyenne Municipal Arpt WY USA TMY3 WMO#=725640 | Natural Gas | 366255.4915 | 0 | 0 | 0 | 0 | 0 | 0 | 0 | 0 | 0 | 0 | 93047.2067 | 0 | 0 | 459302.6982 | 0 | 459302.6982 | 0 | 0 | 2490.5373 | 0 | 0 | 0 | 0 | 0 | 0 | 0 | 0 | 0 | 0 | 632.721 | 0 | 0 | 3123.2583 | 0 | 3123.2583 | 0 | 0 | 366.2555 | 0 | 0 | 0 | 0 | 0 | 0 | 0 | 0 | 0 | 0 | 93.0472 | 0 | 0 | 459.3027 | 0 | 459.3027 | 0 | 0 | 0 | 0 | 0 | 0 | 0 | 0 | 0 | 14.833 | 3.7683 | 0 | 0 | 18.6013 | 18.6013 | 18.6013 | 1
WY_6B_RS_2013_NG | 6B | RS | NG | 19342 | ASHRAE30pct-state-6B | RetailStandalone | STD2013 | WY-Cheyenne-WY | Zone6B | Zone6B(WY-Cheyenne-WY) | ASHRAE30pct-state-STD2013 | state | WY | 0.0823 | 0.68 | ASHRAE30pct-state-6B_RetailStandalone_STD2013_WY-Cheyenne-WY.table.csv.gz | Stand-alone Retail | Cheyenne Municipal Arpt WY USA TMY3 WMO#=725640 | Natural Gas | 297898.9208 | 0 | 0 | 0 | 0 | 0 | 0 | 0 | 0 | 0 | 0 | 93047.2067 | 0 | 0 | 390936.6493 | 0 | 390946.1275 | 0 | 0 | 2025.7127 | 0 | 0 | 0 | 0 | 0 | 0 | 0 | 0 | 0 | 0 | 632.721 | 0 | 0 | 2658.3692 | 0 | 2658.4337 | 0 | 0 | 297.8989 | 0 | 0 | 0 | 0 | 0 | 0 | 0 | 0 | 0 | 0 | 93.0472 | 0 | 0 | 390.9366 | 0 | 390.9461 | 0 | 0 | 0 | 0 | 0 | 0 | 0 | 0 | 0 | 12.0646 | 3.7683 | 0 | 0 | 15.8329 | 15.8325 | 15.8329 | 2
AK_7_RS_2010_EL | 7 | RS | EL | 19873 | ASHRAE30pct-state-7 | RetailStandalone | STD2010 | AK-Anchorage-AK | Zone7 | Zone7(AK-Anchorage-AK) | ASHRAE30pct-state-STD2010 | state | AK | 0.1479 | 0.81 | ASHRAE30pct-state-7_RetailStandalone_STD2010_AK-Anchorage-AK.table.csv.gz | Stand-alone Retail | Anchorage Intl Ap AK USA TMY3 WMO#=702730 | Electricity | 0 | 3386.1111 | 127597.2232 | 17058.3335 | 54063.8893 | 0 | 58683.3338 | 0 | 0 | 0 | 5388.8889 | 0 | 0 | 0 | 266177.7799 | 0 | 266177.7799 | 0 | 0 | 0 | 500.8058 | 18871.6293 | 2522.9275 | 7996.0492 | 0 | 8679.2651 | 0 | 0 | 0 | 797.0167 | 0 | 0 | 0 | 39367.6936 | 0 | 39367.6936 | 0 | 0 | 0 | 11.5567 | 435.4854 | 58.2196 | 184.5184 | 0 | 200.2844 | 0 | 0 | 0 | 18.3921 | 0 | 0 | 0 | 908.4565 | 0 | 908.4565 | 0 | 0 | 17.6367 | 2.3578 | 7.4728 | 8.1113 | 0 | 0.74486 | 0.46803 | 0 | 0 | 0 | 0 | 36.7915 | 36.7915 | 36.7915 | 1
AK_7_RS_2013_EL | 7 | RS | EL | 20353 | ASHRAE30pct-state-7 | RetailStandalone | STD2013 | AK-Anchorage-AK | Zone7 | Zone7(AK-Anchorage-AK) | ASHRAE30pct-state-STD2013 | state | AK | 0.1479 | 0.81 | ASHRAE30pct-state-7_RetailStandalone_STD2013_AK-Anchorage-AK.table.csv.gz | Stand-alone Retail | Anchorage Intl Ap AK USA TMY3 WMO#=702730 | Electricity | 0 | 3577.7778 | 112708.3342 | 17058.3335 | 53972.2227 | 0 | 39275.0003 | 0 | 0 | 0 | 5452.7778 | 0 | 0 | 0 | 232047.2241 | 0 | 232044.4463 | 2.7778 | 2.7778 | 0 | 529.1533 | 16669.5626 | 2522.9275 | 7982.4917 | 0 | 5808.7725 | 0 | 0 | 0 | 806.4658 | 0 | 0 | 0 | 34319.7844 | 0 | 34319.3736 | 0.41083 | 0.41083 | 0 | 12.2108 | 384.6701 | 58.2196 | 184.2055 | 0 | 134.0444 | 0 | 0 | 0 | 18.6102 | 0 | 0 | 0 | 791.97 | 0 | 791.9605 | 0.0094805 | 0.0094805 | 15.5787 | 2.3578 | 7.4605 | 5.4287 | 0 | 0.75369 | 0.49453 | 0 | 0 | 0 | 0 | 32.0736 | 32.074 | 32.074 | 2
AK_7_RS_2010_NG | 7 | RS | NG | 19882 | ASHRAE30pct-state-7 | RetailStandalone | STD2010 | AK-Anchorage-AK | Zone7 | Zone7(AK-Anchorage-AK) | ASHRAE30pct-state-STD2010 | state | AK | 0.1479 | 0.81 | ASHRAE30pct-state-7_RetailStandalone_STD2010_AK-Anchorage-AK.table.csv.gz | Stand-alone Retail | Anchorage Intl Ap AK USA TMY3 WMO#=702730 | Natural Gas | 469690.7738 | 0 | 0 | 0 | 0 | 0 | 0 | 0 | 0 | 0 | 0 | 95492.5748 | 0 | 0 | 565183.3487 | 0 | 565183.3487 | 0 | 0 | 3804.4953 | 0 | 0 | 0 | 0 | 0 | 0 | 0 | 0 | 0 | 0 | 773.4899 | 0 | 0 | 4577.9851 | 0 | 4577.9851 | 0 | 0 | 469.6908 | 0 | 0 | 0 | 0 | 0 | 0 | 0 | 0 | 0 | 0 | 95.4926 | 0 | 0 | 565.1833 | 0 | 565.1833 | 0 | 0 | 0 | 0 | 0 | 0 | 0 | 0 | 0 | 19.022 | 3.8673 | 0 | 0 | 22.8893 | 22.8893 | 22.8893 | 1
AK_7_RS_2013_NG | 7 | RS | NG | 20362 | ASHRAE30pct-state-7 | RetailStandalone | STD2013 | AK-Anchorage-AK | Zone7 | Zone7(AK-Anchorage-AK) | ASHRAE30pct-state-STD2013 | state | AK | 0.1479 | 0.81 | ASHRAE30pct-state-7_RetailStandalone_STD2013_AK-Anchorage-AK.table.csv.gz | Stand-alone Retail | Anchorage Intl Ap AK USA TMY3 WMO#=702730 | Natural Gas | 335233.4372 | 0 | 0 | 0 | 0 | 0 | 0 | 0 | 0 | 0 | 0 | 95473.6185 | 0 | 0 | 430707.0557 | 0 | 430707.0557 | 0 | 0 | 2715.3908 | 0 | 0 | 0 | 0 | 0 | 0 | 0 | 0 | 0 | 0 | 773.3363 | 0 | 0 | 3488.7272 | 0 | 3488.7272 | 0 | 0 | 335.2334 | 0 | 0 | 0 | 0 | 0 | 0 | 0 | 0 | 0 | 0 | 95.4736 | 0 | 0 | 430.7071 | 0 | 430.7071 | 0 | 0 | 0 | 0 | 0 | 0 | 0 | 0 | 0 | 13.5766 | 3.8666 | 0 | 0 | 17.4432 | 17.4432 | 17.4432 | 2
CO_7_RS_2010_EL | 7 | RS | EL | 19933 | ASHRAE30pct-state-7 | RetailStandalone | STD2010 | CO-GunnisonCounty-CO | Zone7 | Zone7(CO-GunnisonCounty-CO) | ASHRAE30pct-state-STD2010 | state | CO | 0.0934 | 0.73 | ASHRAE30pct-state-7_RetailStandalone_STD2010_CO-GunnisonCounty-CO.table.csv.gz | Stand-alone Retail | Gunnison Co Awos CO USA TMY3 WMO#=724677 | Electricity | 0 | 12363.889 | 126397.2232 | 17022.2224 | 54063.8893 | 0 | 68038.8894 | 0 | 0 | 0 | 0 | 0 | 0 | 0 | 277888.8911 | 0 | 277886.1133 | 2.7778 | 2.7778 | 0 | 1154.7872 | 11805.5006 | 1589.8756 | 5049.5673 | 0 | 6354.8323 | 0 | 0 | 0 | 0 | 0 | 0 | 0 | 25954.8224 | 0 | 25954.563 | 0.25944 | 0.25944 | 0 | 42.1976 | 431.3898 | 58.0963 | 184.5184 | 0 | 232.2146 | 0 | 0 | 0 | 0 | 0 | 0 | 0 | 948.4262 | 0 | 948.4167 | 0.0094805 | 0.0094805 | 17.4708 | 2.3528 | 7.4732 | 9.4044 | 0 | 0 | 1.709 | 0 | 0 | 0 | 0 | 38.4099 | 38.4103 | 38.4103 | 1
CO_7_RS_2013_EL | 7 | RS | EL | 20413 | ASHRAE30pct-state-7 | RetailStandalone | STD2013 | CO-GunnisonCounty-CO | Zone7 | Zone7(CO-GunnisonCounty-CO) | ASHRAE30pct-state-STD2013 | state | CO | 0.0934 | 0.73 | ASHRAE30pct-state-7_RetailStandalone_STD2013_CO-GunnisonCounty-CO.table.csv.gz | Stand-alone Retail | Gunnison Co Awos CO USA TMY3 WMO#=724677 | Electricity | 0 | 12466.6668 | 112036.112 | 17022.2224 | 53972.2227 | 0 | 53683.3338 | 0 | 0 | 0 | 4569.4445 | 0 | 0 | 0 | 253750.002 | 0 | 253750.002 | 0 | 0 | 0 | 1164.3867 | 10464.1729 | 1589.8756 | 5041.0056 | 0 | 5014.0234 | 0 | 0 | 0 | 426.7861 | 0 | 0 | 0 | 23700.2502 | 0 | 23700.2502 | 0 | 0 | 0 | 42.5483 | 382.3758 | 58.0963 | 184.2055 | 0 | 183.2196 | 0 | 0 | 0 | 15.5954 | 0 | 0 | 0 | 866.0409 | 0 | 866.0409 | 0 | 0 | 15.4858 | 2.3528 | 7.4601 | 7.4202 | 0 | 0.6316 | 1.7232 | 0 | 0 | 0 | 0 | 35.0737 | 35.0737 | 35.0737 | 2
CO_7_RS_2010_NG | 7 | RS | NG | 19942 | ASHRAE30pct-state-7 | RetailStandalone | STD2010 | CO-GunnisonCounty-CO | Zone7 | Zone7(CO-GunnisonCounty-CO) | ASHRAE30pct-state-STD2010 | state | CO | 0.0934 | 0.73 | ASHRAE30pct-state-7_RetailStandalone_STD2010_CO-GunnisonCounty-CO.table.csv.gz | Stand-alone Retail | Gunnison Co Awos CO USA TMY3 WMO#=724677 | Natural Gas | 429664.4568 | 0 | 0 | 0 | 0 | 0 | 0 | 0 | 0 | 0 | 0 | 95426.2276 | 0 | 0 | 525081.2063 | 0 | 525090.6845 | 0 | 0 | 3136.5505 | 0 | 0 | 0 | 0 | 0 | 0 | 0 | 0 | 0 | 0 | 696.6115 | 0 | 0 | 3833.0928 | 0 | 3833.162 | 0 | 0 | 429.6645 | 0 | 0 | 0 | 0 | 0 | 0 | 0 | 0 | 0 | 0 | 95.4262 | 0 | 0 | 525.0812 | 0 | 525.0907 | 0 | 0 | 0 | 0 | 0 | 0 | 0 | 0 | 0 | 17.401 | 3.8647 | 0 | 0 | 21.2656 | 21.2652 | 21.2656 | 1
CO_7_RS_2013_NG | 7 | RS | NG | 20422 | ASHRAE30pct-state-7 | RetailStandalone | STD2013 | CO-GunnisonCounty-CO | Zone7 | Zone7(CO-GunnisonCounty-CO) | ASHRAE30pct-state-STD2013 | state | CO | 0.0934 | 0.73 | ASHRAE30pct-state-7_RetailStandalone_STD2013_CO-GunnisonCounty-CO.table.csv.gz | Stand-alone Retail | Gunnison Co Awos CO USA TMY3 WMO#=724677 | Natural Gas | 144106.1149 | 0 | 0 | 0 | 0 | 0 | 0 | 0 | 0 | 0 | 0 | 95397.7931 | 0 | 0 | 239503.9081 | 0 | 239503.9081 | 0 | 0 | 1051.9746 | 0 | 0 | 0 | 0 | 0 | 0 | 0 | 0 | 0 | 0 | 696.4039 | 0 | 0 | 1748.3785 | 0 | 1748.3785 | 0 | 0 | 144.1061 | 0 | 0 | 0 | 0 | 0 | 0 | 0 | 0 | 0 | 0 | 95.3978 | 0 | 0 | 239.5039 | 0 | 239.5039 | 0 | 0 | 0 | 0 | 0 | 0 | 0 | 0 | 0 | 5.8361 | 3.8635 | 0 | 0 | 9.6997 | 9.6997 | 9.6997 | 2
ME_7_RS_2010_EL | 7 | RS | EL | 19993 | ASHRAE30pct-state-7 | RetailStandalone | STD2010 | ME-Caribou-ME | Zone7 | Zone7(ME-Caribou-ME) | ASHRAE30pct-state-STD2010 | state | ME | 0.1158 | 1.03 | ASHRAE30pct-state-7_RetailStandalone_STD2010_ME-Caribou-ME.table.csv.gz | Stand-alone Retail | Caribou Municipal Arpt ME USA TMY3 WMO#=727120 | Electricity | 0 | 13983.3334 | 125875.001 | 17202.7779 | 54063.8893 | 0 | 62952.7783 | 0 | 0 | 0 | 5383.3334 | 0 | 0 | 0 | 279463.8911 | 0 | 279461.1133 | 2.7778 | 2.7778 | 0 | 1619.27 | 14576.3251 | 1992.0817 | 6260.5984 | 0 | 7289.9317 | 0 | 0 | 0 | 623.39 | 0 | 0 | 0 | 32361.9186 | 0 | 32361.5969 | 0.32167 | 0.32167 | 0 | 47.7247 | 429.6075 | 58.7125 | 184.5184 | 0 | 214.8559 | 0 | 0 | 0 | 18.3731 | 0 | 0 | 0 | 953.8016 | 0 | 953.7921 | 0.0094805 | 0.0094805 | 17.3987 | 2.3778 | 7.4732 | 8.7014 | 0 | 0.74409 | 1.9328 | 0 | 0 | 0 | 0 | 38.6276 | 38.628 | 38.628 | 1
ME_7_RS_2013_EL | 7 | RS | EL | 20473 | ASHRAE30pct-state-7 | RetailStandalone | STD2013 | ME-Caribou-ME | Zone7 | Zone7(ME-Caribou-ME) | ASHRAE30pct-state-STD2013 | state | ME | 0.1158 | 1.03 | ASHRAE30pct-state-7_RetailStandalone_STD2013_ME-Caribou-ME.table.csv.gz | Stand-alone Retail | Caribou Municipal Arpt ME USA TMY3 WMO#=727120 | Electricity | 0 | 12208.3334 | 111605.5564 | 17202.7779 | 53972.2227 | 0 | 44152.7781 | 0 | 0 | 0 | 5011.1112 | 0 | 0 | 0 | 244152.7797 | 0 | 244152.7797 | -2.9104e-11 | -2.9104e-11 | 0 | 1413.725 | 12923.9234 | 1992.0817 | 6249.9834 | 0 | 5112.8917 | 0 | 0 | 0 | 580.2867 | 0 | 0 | 0 | 28272.8919 | 0 | 28272.8919 | -3.3702e-12 | -3.3702e-12 | 0 | 41.6667 | 380.9063 | 58.7125 | 184.2055 | 0 | 150.6921 | 0 | 0 | 0 | 17.1028 | 0 | 0 | 0 | 833.2859 | 0 | 833.2859 | -9.933e-14 | -9.933e-14 | 15.4263 | 2.3778 | 7.4601 | 6.1029 | 0 | 0.69264 | 1.6875 | 0 | 0 | 0 | 0 | 33.7472 | 33.7472 | 33.7472 | 2
ME_7_RS_2010_NG | 7 | RS | NG | 20002 | ASHRAE30pct-state-7 | RetailStandalone | STD2010 | ME-Caribou-ME | Zone7 | Zone7(ME-Caribou-ME) | ASHRAE30pct-state-STD2010 | state | ME | 0.1158 | 1.03 | ASHRAE30pct-state-7_RetailStandalone_STD2010_ME-Caribou-ME.table.csv.gz | Stand-alone Retail | Caribou Municipal Arpt ME USA TMY3 WMO#=727120 | Natural Gas | 426422.9223 | 0 | 0 | 0 | 0 | 0 | 0 | 0 | 0 | 0 | 0 | 95473.6185 | 0 | 0 | 521906.019 | 0 | 521896.5408 | 0 | 0 | 4392.1561 | 0 | 0 | 0 | 0 | 0 | 0 | 0 | 0 | 0 | 0 | 983.3783 | 0 | 0 | 5375.632 | 0 | 5375.5344 | 0 | 0 | 426.4229 | 0 | 0 | 0 | 0 | 0 | 0 | 0 | 0 | 0 | 0 | 95.4736 | 0 | 0 | 521.906 | 0 | 521.8965 | 0 | 0 | 0 | 0 | 0 | 0 | 0 | 0 | 0 | 17.2697 | 3.8666 | 0 | 0 | 21.1363 | 21.1366 | 21.1363 | 1
ME_7_RS_2013_NG | 7 | RS | NG | 20482 | ASHRAE30pct-state-7 | RetailStandalone | STD2013 | ME-Caribou-ME | Zone7 | Zone7(ME-Caribou-ME) | ASHRAE30pct-state-STD2013 | state | ME | 0.1158 | 1.03 | ASHRAE30pct-state-7_RetailStandalone_STD2013_ME-Caribou-ME.table.csv.gz | Stand-alone Retail | Caribou Municipal Arpt ME USA TMY3 WMO#=727120 | Natural Gas | 279662.9194 | 0 | 0 | 0 | 0 | 0 | 0 | 0 | 0 | 0 | 0 | 95464.1403 | 0 | 0 | 375136.5379 | 0 | 375127.0598 | 0 | 0 | 2880.5281 | 0 | 0 | 0 | 0 | 0 | 0 | 0 | 0 | 0 | 0 | 983.2806 | 0 | 0 | 3863.9063 | 0 | 3863.8087 | 0 | 0 | 279.6629 | 0 | 0 | 0 | 0 | 0 | 0 | 0 | 0 | 0 | 0 | 95.4641 | 0 | 0 | 375.1365 | 0 | 375.1271 | 0 | 0 | 0 | 0 | 0 | 0 | 0 | 0 | 0 | 11.3261 | 3.8662 | 0 | 0 | 15.1923 | 15.1926 | 15.1923 | 2
MI_7_RS_2010_EL | 7 | RS | EL | 20053 | ASHRAE30pct-state-7 | RetailStandalone | STD2010 | MI-SaultSteMarie-MI | Zone7 | Zone7(MI-SaultSteMarie-MI) | ASHRAE30pct-state-STD2010 | state | MI | 0.1095 | 0.82 | ASHRAE30pct-state-7_RetailStandalone_STD2010_MI-SaultSteMarie-MI.table.csv.gz | Stand-alone Retail | Sault Ste Marie Sanderson Fie MI USA TMY3 WMO#=727340 | Electricity | 0 | 13625.0001 | 125241.6677 | 16997.2224 | 54063.8893 | 0 | 59505.556 | 0 | 0 | 0 | 5211.1112 | 0 | 0 | 0 | 274644.4466 | 0 | 274644.4466 | 0 | 0 | 0 | 1491.9375 | 13713.9626 | 1861.1958 | 5919.9959 | 0 | 6515.8584 | 0 | 0 | 0 | 570.6167 | 0 | 0 | 0 | 30073.5669 | 0 | 30073.5669 | 0 | 0 | 0 | 46.5017 | 427.4459 | 58.011 | 184.5184 | 0 | 203.0906 | 0 | 0 | 0 | 17.7854 | 0 | 0 | 0 | 937.353 | 0 | 937.353 | 0 | 0 | 17.3111 | 2.3494 | 7.4728 | 8.225 | 0 | 0.72029 | 1.8833 | 0 | 0 | 0 | 0 | 37.9618 | 37.9618 | 37.9618 | 1
MI_7_RS_2013_EL | 7 | RS | EL | 20533 | ASHRAE30pct-state-7 | RetailStandalone | STD2013 | MI-SaultSteMarie-MI | Zone7 | Zone7(MI-SaultSteMarie-MI) | ASHRAE30pct-state-STD2013 | state | MI | 0.1095 | 0.82 | ASHRAE30pct-state-7_RetailStandalone_STD2013_MI-SaultSteMarie-MI.table.csv.gz | Stand-alone Retail | Sault Ste Marie Sanderson Fie MI USA TMY3 WMO#=727340 | Electricity | 0 | 11602.7779 | 111358.3342 | 16997.2224 | 53972.2227 | 0 | 44230.5559 | 0 | 0 | 0 | 4797.2223 | 0 | 0 | 0 | 242955.5575 | 0 | 242958.3353 | -2.7778 | -2.7778 | 0 | 1270.5042 | 12193.7376 | 1861.1958 | 5909.9584 | 0 | 4843.2459 | 0 | 0 | 0 | 525.2958 | 0 | 0 | 0 | 26603.6335 | 0 | 26603.9377 | -0.30417 | -0.30417 | 0 | 39.5999 | 380.0625 | 58.011 | 184.2055 | 0 | 150.9575 | 0 | 0 | 0 | 16.3728 | 0 | 0 | 0 | 829.1998 | 0 | 829.2093 | -0.0094805 | -0.0094805 | 15.3921 | 2.3494 | 7.4597 | 6.1136 | 0 | 0.66308 | 1.6038 | 0 | 0 | 0 | 0 | 33.5821 | 33.5817 | 33.5817 | 2
MI_7_RS_2010_NG | 7 | RS | NG | 20062 | ASHRAE30pct-state-7 | RetailStandalone | STD2010 | MI-SaultSteMarie-MI | Zone7 | Zone7(MI-SaultSteMarie-MI) | ASHRAE30pct-state-STD2010 | state | MI | 0.1095 | 0.82 | ASHRAE30pct-state-7_RetailStandalone_STD2010_MI-SaultSteMarie-MI.table.csv.gz | Stand-alone Retail | Sault Ste Marie Sanderson Fie MI USA TMY3 WMO#=727340 | Natural Gas | 387420.2478 | 0 | 0 | 0 | 0 | 0 | 0 | 0 | 0 | 0 | 0 | 95454.6622 | 0 | 0 | 482874.91 | 0 | 482874.91 | 0 | 0 | 3176.846 | 0 | 0 | 0 | 0 | 0 | 0 | 0 | 0 | 0 | 0 | 782.7282 | 0 | 0 | 3959.5743 | 0 | 3959.5743 | 0 | 0 | 387.4202 | 0 | 0 | 0 | 0 | 0 | 0 | 0 | 0 | 0 | 0 | 95.4547 | 0 | 0 | 482.8749 | 0 | 482.8749 | 0 | 0 | 0 | 0 | 0 | 0 | 0 | 0 | 0 | 15.6901 | 3.8658 | 0 | 0 | 19.5559 | 19.5559 | 19.5559 | 1
MI_7_RS_2013_NG | 7 | RS | NG | 20542 | ASHRAE30pct-state-7 | RetailStandalone | STD2013 | MI-SaultSteMarie-MI | Zone7 | Zone7(MI-SaultSteMarie-MI) | ASHRAE30pct-state-STD2013 | state | MI | 0.1095 | 0.82 | ASHRAE30pct-state-7_RetailStandalone_STD2013_MI-SaultSteMarie-MI.table.csv.gz | Stand-alone Retail | Sault Ste Marie Sanderson Fie MI USA TMY3 WMO#=727340 | Natural Gas | 276554.0793 | 0 | 0 | 0 | 0 | 0 | 0 | 0 | 0 | 0 | 0 | 95445.184 | 0 | 0 | 372008.7414 | 0 | 371999.2633 | 0 | 0 | 2267.7435 | 0 | 0 | 0 | 0 | 0 | 0 | 0 | 0 | 0 | 0 | 782.6505 | 0 | 0 | 3050.4717 | 0 | 3050.394 | 0 | 0 | 276.5541 | 0 | 0 | 0 | 0 | 0 | 0 | 0 | 0 | 0 | 0 | 95.4452 | 0 | 0 | 372.0087 | 0 | 371.9993 | 0 | 0 | 0 | 0 | 0 | 0 | 0 | 0 | 0 | 11.2001 | 3.8654 | 0 | 0 | 15.0656 | 15.066 | 15.0656 | 2
MN_7_RS_2010_EL | 7 | RS | EL | 20113 | ASHRAE30pct-state-7 | RetailStandalone | STD2010 | MN-Duluth-MN | Zone7 | Zone7(MN-Duluth-MN) | ASHRAE30pct-state-STD2010 | state | MN | 0.0886 | 0.62 | ASHRAE30pct-state-7_RetailStandalone_STD2010_MN-Duluth-MN.table.csv.gz | Stand-alone Retail | Duluth International Arpt MN USA TMY3 WMO#=727450 | Electricity | 0 | 13811.1112 | 125713.8899 | 17063.889 | 54063.8893 | 0 | 70052.7783 | 0 | 0 | 0 | 5100 | 0 | 0 | 0 | 285805.5578 | 0 | 285805.5578 | 0 | 0 | 0 | 1223.6645 | 11138.2506 | 1511.8606 | 4790.0606 | 0 | 6206.6762 | 0 | 0 | 0 | 451.86 | 0 | 0 | 0 | 25322.3724 | 0 | 25322.3724 | 0 | 0 | 0 | 47.1369 | 429.0576 | 58.2385 | 184.5184 | 0 | 239.088 | 0 | 0 | 0 | 17.4061 | 0 | 0 | 0 | 975.4455 | 0 | 975.4455 | 0 | 0 | 17.3764 | 2.3586 | 7.4728 | 9.6828 | 0 | 0.70493 | 1.909 | 0 | 0 | 0 | 0 | 39.5045 | 39.5045 | 39.5045 | 1
MN_7_RS_2013_EL | 7 | RS | EL | 20593 | ASHRAE30pct-state-7 | RetailStandalone | STD2013 | MN-Duluth-MN | Zone7 | Zone7(MN-Duluth-MN) | ASHRAE30pct-state-STD2013 | state | MN | 0.0886 | 0.62 | ASHRAE30pct-state-7_RetailStandalone_STD2013_MN-Duluth-MN.table.csv.gz | Stand-alone Retail | Duluth International Arpt MN USA TMY3 WMO#=727450 | Electricity | 0 | 12605.5557 | 111775.0009 | 17063.889 | 53972.2227 | 0 | 46694.4448 | 0 | 0 | 0 | 5119.4445 | 0 | 0 | 0 | 247230.5575 | 0 | 247230.5575 | 0 | 0 | 0 | 1116.8522 | 9903.2651 | 1511.8606 | 4781.9389 | 0 | 4137.1278 | 0 | 0 | 0 | 453.5828 | 0 | 0 | 0 | 21904.6274 | 0 | 21904.6274 | 0 | 0 | 0 | 43.0224 | 381.4846 | 58.2385 | 184.2055 | 0 | 159.3667 | 0 | 0 | 0 | 17.4725 | 0 | 0 | 0 | 843.7902 | 0 | 843.7902 | 0 | 0 | 15.4497 | 2.3586 | 7.4601 | 6.4542 | 0 | 0.70762 | 1.7424 | 0 | 0 | 0 | 0 | 34.1726 | 34.1726 | 34.1726 | 2
MN_7_RS_2010_NG | 7 | RS | NG | 20122 | ASHRAE30pct-state-7 | RetailStandalone | STD2010 | MN-Duluth-MN | Zone7 | Zone7(MN-Duluth-MN) | ASHRAE30pct-state-STD2010 | state | MN | 0.0886 | 0.62 | ASHRAE30pct-state-7_RetailStandalone_STD2010_MN-Duluth-MN.table.csv.gz | Stand-alone Retail | Duluth International Arpt MN USA TMY3 WMO#=727450 | Natural Gas | 412110.8838 | 0 | 0 | 0 | 0 | 0 | 0 | 0 | 0 | 0 | 0 | 95473.6185 | 0 | 0 | 507584.5023 | 0 | 507584.5023 | 0 | 0 | 2555.0875 | 0 | 0 | 0 | 0 | 0 | 0 | 0 | 0 | 0 | 0 | 591.9364 | 0 | 0 | 3147.0239 | 0 | 3147.0239 | 0 | 0 | 412.1109 | 0 | 0 | 0 | 0 | 0 | 0 | 0 | 0 | 0 | 0 | 95.4736 | 0 | 0 | 507.5845 | 0 | 507.5845 | 0 | 0 | 0 | 0 | 0 | 0 | 0 | 0 | 0 | 16.6901 | 3.8666 | 0 | 0 | 20.5566 | 20.5566 | 20.5566 | 1
MN_7_RS_2013_NG | 7 | RS | NG | 20602 | ASHRAE30pct-state-7 | RetailStandalone | STD2013 | MN-Duluth-MN | Zone7 | Zone7(MN-Duluth-MN) | ASHRAE30pct-state-STD2013 | state | MN | 0.0886 | 0.62 | ASHRAE30pct-state-7_RetailStandalone_STD2013_MN-Duluth-MN.table.csv.gz | Stand-alone Retail | Duluth International Arpt MN USA TMY3 WMO#=727450 | Natural Gas | 307102.2251 | 0 | 0 | 0 | 0 | 0 | 0 | 0 | 0 | 0 | 0 | 95454.6622 | 0 | 0 | 402566.3654 | 0 | 402556.8872 | 0 | 0 | 1904.0338 | 0 | 0 | 0 | 0 | 0 | 0 | 0 | 0 | 0 | 0 | 591.8189 | 0 | 0 | 2495.9115 | 0 | 2495.8527 | 0 | 0 | 307.1022 | 0 | 0 | 0 | 0 | 0 | 0 | 0 | 0 | 0 | 0 | 95.4547 | 0 | 0 | 402.5664 | 0 | 402.5569 | 0 | 0 | 0 | 0 | 0 | 0 | 0 | 0 | 0 | 12.4373 | 3.8658 | 0 | 0 | 16.3031 | 16.3035 | 16.3031 | 2
ND_7_RS_2010_EL | 7 | RS | EL | 20173 | ASHRAE30pct-state-7 | RetailStandalone | STD2010 | ND-Minot-ND | Zone7 | Zone7(ND-Minot-ND) | ASHRAE30pct-state-STD2010 | state | ND | 0.0798 | 0.59 | ASHRAE30pct-state-7_RetailStandalone_STD2010_ND-Minot-ND.table.csv.gz | Stand-alone Retail | Minot Faa Ap ND USA TMY3 WMO#=727676 | Electricity | 0 | 20563.8891 | 126022.2232 | 16991.6668 | 54063.8893 | 0 | 72766.6672 | 0 | 0 | 0 | 5275 | 0 | 0 | 0 | 295686.1135 | 0 | 295683.3357 | 2.7778 | 2.7778 | 0 | 1640.9983 | 10056.5734 | 1355.935 | 4314.2984 | 0 | 5806.78 | 0 | 0 | 0 | 420.945 | 0 | 0 | 0 | 23595.7519 | 0 | 23595.5302 | 0.22167 | 0.22167 | 0 | 70.1839 | 430.1099 | 57.992 | 184.5184 | 0 | 248.3504 | 0 | 0 | 0 | 18.0034 | 0 | 0 | 0 | 1009.1675 | 0 | 1009.1581 | 0.0094805 | 0.0094805 | 17.419 | 2.3486 | 7.4732 | 10.0579 | 0 | 0.72912 | 2.8424 | 0 | 0 | 0 | 0 | 40.8698 | 40.8702 | 40.8702 | 1
ND_7_RS_2013_EL | 7 | RS | EL | 20653 | ASHRAE30pct-state-7 | RetailStandalone | STD2013 | ND-Minot-ND | Zone7 | Zone7(ND-Minot-ND) | ASHRAE30pct-state-STD2013 | state | ND | 0.0798 | 0.59 | ASHRAE30pct-state-7_RetailStandalone_STD2013_ND-Minot-ND.table.csv.gz | Stand-alone Retail | Minot Faa Ap ND USA TMY3 WMO#=727676 | Electricity | 0 | 18069.4446 | 111908.3342 | 16991.6668 | 53972.2227 | 0 | 51286.1115 | 0 | 0 | 0 | 4925 | 0 | 0 | 0 | 257147.2243 | 0 | 257152.7798 | -5.5556 | -5.5556 | 0 | 1441.9417 | 8930.2851 | 1355.935 | 4306.9834 | 0 | 4092.6317 | 0 | 0 | 0 | 393.015 | 0 | 0 | 0 | 20520.3485 | 0 | 20520.7918 | -0.44333 | -0.44333 | 0 | 61.6705 | 381.9397 | 57.992 | 184.2055 | 0 | 175.0379 | 0 | 0 | 0 | 16.8089 | 0 | 0 | 0 | 877.6355 | 0 | 877.6545 | -0.018961 | -0.018961 | 15.4682 | 2.3486 | 7.4594 | 7.0889 | 0 | 0.68074 | 2.4976 | 0 | 0 | 0 | 0 | 35.5441 | 35.5433 | 35.5433 | 2
ND_7_RS_2010_NG | 7 | RS | NG | 20182 | ASHRAE30pct-state-7 | RetailStandalone | STD2010 | ND-Minot-ND | Zone7 | Zone7(ND-Minot-ND) | ASHRAE30pct-state-STD2010 | state | ND | 0.0798 | 0.59 | ASHRAE30pct-state-7_RetailStandalone_STD2010_ND-Minot-ND.table.csv.gz | Stand-alone Retail | Minot Faa Ap ND USA TMY3 WMO#=727676 | Natural Gas | 403997.5692 | 0 | 0 | 0 | 0 | 0 | 0 | 0 | 0 | 0 | 0 | 95454.6622 | 0 | 0 | 499452.2314 | 0 | 499452.2314 | 0 | 0 | 2383.5857 | 0 | 0 | 0 | 0 | 0 | 0 | 0 | 0 | 0 | 0 | 563.1825 | 0 | 0 | 2946.7682 | 0 | 2946.7682 | 0 | 0 | 403.9976 | 0 | 0 | 0 | 0 | 0 | 0 | 0 | 0 | 0 | 0 | 95.4547 | 0 | 0 | 499.4522 | 0 | 499.4522 | 0 | 0 | 0 | 0 | 0 | 0 | 0 | 0 | 0 | 16.3615 | 3.8658 | 0 | 0 | 20.2273 | 20.2273 | 20.2273 | 1
ND_7_RS_2013_NG | 7 | RS | NG | 20662 | ASHRAE30pct-state-7 | RetailStandalone | STD2013 | ND-Minot-ND | Zone7 | Zone7(ND-Minot-ND) | ASHRAE30pct-state-STD2013 | state | ND | 0.0798 | 0.59 | ASHRAE30pct-state-7_RetailStandalone_STD2013_ND-Minot-ND.table.csv.gz | Stand-alone Retail | Minot Faa Ap ND USA TMY3 WMO#=727676 | Natural Gas | 320731.8352 | 0 | 0 | 0 | 0 | 0 | 0 | 0 | 0 | 0 | 0 | 95445.184 | 0 | 0 | 416177.0192 | 0 | 416177.0192 | 0 | 0 | 1892.3178 | 0 | 0 | 0 | 0 | 0 | 0 | 0 | 0 | 0 | 0 | 563.1266 | 0 | 0 | 2455.4444 | 0 | 2455.4444 | 0 | 0 | 320.7318 | 0 | 0 | 0 | 0 | 0 | 0 | 0 | 0 | 0 | 0 | 95.4452 | 0 | 0 | 416.177 | 0 | 416.177 | 0 | 0 | 0 | 0 | 0 | 0 | 0 | 0 | 0 | 12.9893 | 3.8654 | 0 | 0 | 16.8547 | 16.8547 | 16.8547 | 2
WI_7_RS_2010_EL | 7 | RS | EL | 20233 | ASHRAE30pct-state-7 | RetailStandalone | STD2010 | WI-Duluth-MN | Zone7 | Zone7(WI-Duluth-MN) | ASHRAE30pct-state-STD2010 | state | WI | 0.1054 | 0.72 | ASHRAE30pct-state-7_RetailStandalone_STD2010_WI-Duluth-MN.table.csv.gz | Stand-alone Retail | Duluth International Arpt MN USA TMY3 WMO#=727450 | Electricity | 0 | 13811.1112 | 125713.8899 | 17063.889 | 54063.8893 | 0 | 70052.7783 | 0 | 0 | 0 | 5100 | 0 | 0 | 0 | 285805.5578 | 0 | 285805.5578 | 0 | 0 | 0 | 1455.6911 | 13250.244 | 1798.5339 | 5698.3339 | 0 | 7383.5628 | 0 | 0 | 0 | 537.54 | 0 | 0 | 0 | 30123.9058 | 0 | 30123.9058 | 0 | 0 | 0 | 47.1369 | 429.0576 | 58.2385 | 184.5184 | 0 | 239.088 | 0 | 0 | 0 | 17.4061 | 0 | 0 | 0 | 975.4455 | 0 | 975.4455 | 0 | 0 | 17.3764 | 2.3586 | 7.4728 | 9.6828 | 0 | 0.70493 | 1.909 | 0 | 0 | 0 | 0 | 39.5045 | 39.5045 | 39.5045 | 1
WI_7_RS_2013_EL | 7 | RS | EL | 20713 | ASHRAE30pct-state-7 | RetailStandalone | STD2013 | WI-Duluth-MN | Zone7 | Zone7(WI-Duluth-MN) | ASHRAE30pct-state-STD2013 | state | WI | 0.1054 | 0.72 | ASHRAE30pct-state-7_RetailStandalone_STD2013_WI-Duluth-MN.table.csv.gz | Stand-alone Retail | Duluth International Arpt MN USA TMY3 WMO#=727450 | Electricity | 0 | 12605.5557 | 111775.0009 | 17063.889 | 53972.2227 | 0 | 46694.4448 | 0 | 0 | 0 | 5119.4445 | 0 | 0 | 0 | 247230.5575 | 0 | 247230.5575 | 0 | 0 | 0 | 1328.6256 | 11781.0851 | 1798.5339 | 5688.6723 | 0 | 4921.5945 | 0 | 0 | 0 | 539.5894 | 0 | 0 | 0 | 26058.1008 | 0 | 26058.1008 | 0 | 0 | 0 | 43.0224 | 381.4846 | 58.2385 | 184.2055 | 0 | 159.3667 | 0 | 0 | 0 | 17.4725 | 0 | 0 | 0 | 843.7902 | 0 | 843.7902 | 0 | 0 | 15.4497 | 2.3586 | 7.4601 | 6.4542 | 0 | 0.70762 | 1.7424 | 0 | 0 | 0 | 0 | 34.1726 | 34.1726 | 34.1726 | 2
WI_7_RS_2010_NG | 7 | RS | NG | 20242 | ASHRAE30pct-state-7 | RetailStandalone | STD2010 | WI-Duluth-MN | Zone7 | Zone7(WI-Duluth-MN) | ASHRAE30pct-state-STD2010 | state | WI | 0.1054 | 0.72 | ASHRAE30pct-state-7_RetailStandalone_STD2010_WI-Duluth-MN.table.csv.gz | Stand-alone Retail | Duluth International Arpt MN USA TMY3 WMO#=727450 | Natural Gas | 412110.8838 | 0 | 0 | 0 | 0 | 0 | 0 | 0 | 0 | 0 | 0 | 95473.6185 | 0 | 0 | 507584.5023 | 0 | 507584.5023 | 0 | 0 | 2967.1984 | 0 | 0 | 0 | 0 | 0 | 0 | 0 | 0 | 0 | 0 | 687.4101 | 0 | 0 | 3654.6084 | 0 | 3654.6084 | 0 | 0 | 412.1109 | 0 | 0 | 0 | 0 | 0 | 0 | 0 | 0 | 0 | 0 | 95.4736 | 0 | 0 | 507.5845 | 0 | 507.5845 | 0 | 0 | 0 | 0 | 0 | 0 | 0 | 0 | 0 | 16.6901 | 3.8666 | 0 | 0 | 20.5566 | 20.5566 | 20.5566 | 1
WI_7_RS_2013_NG | 7 | RS | NG | 20722 | ASHRAE30pct-state-7 | RetailStandalone | STD2013 | WI-Duluth-MN | Zone7 | Zone7(WI-Duluth-MN) | ASHRAE30pct-state-STD2013 | state | WI | 0.1054 | 0.72 | ASHRAE30pct-state-7_RetailStandalone_STD2013_WI-Duluth-MN.table.csv.gz | Stand-alone Retail | Duluth International Arpt MN USA TMY3 WMO#=727450 | Natural Gas | 307102.2251 | 0 | 0 | 0 | 0 | 0 | 0 | 0 | 0 | 0 | 0 | 95454.6622 | 0 | 0 | 402566.3654 | 0 | 402556.8872 | 0 | 0 | 2211.136 | 0 | 0 | 0 | 0 | 0 | 0 | 0 | 0 | 0 | 0 | 687.2736 | 0 | 0 | 2898.4778 | 0 | 2898.4096 | 0 | 0 | 307.1022 | 0 | 0 | 0 | 0 | 0 | 0 | 0 | 0 | 0 | 0 | 95.4547 | 0 | 0 | 402.5664 | 0 | 402.5569 | 0 | 0 | 0 | 0 | 0 | 0 | 0 | 0 | 0 | 12.4373 | 3.8658 | 0 | 0 | 16.3031 | 16.3035 | 16.3031 | 2
WY_7_RS_2010_EL | 7 | RS | EL | 20293 | ASHRAE30pct-state-7 | RetailStandalone | STD2010 | WY-JacksonHole-WY | Zone7 | Zone7(WY-JacksonHole-WY) | ASHRAE30pct-state-STD2010 | state | WY | 0.0823 | 0.68 | ASHRAE30pct-state-7_RetailStandalone_STD2010_WY-JacksonHole-WY.table.csv.gz | Stand-alone Retail | Jackson Hole WY USA TMY3 WMO#=725776 | Electricity | 0 | 10963.889 | 125805.5566 | 17005.5557 | 54063.8893 | 0 | 68386.1117 | 0 | 0 | 0 | 0 | 0 | 0 | 0 | 276227.78 | 0 | 276225.0022 | 2.7778 | 2.7778 | 0 | 902.3281 | 10353.7973 | 1399.5572 | 4449.4581 | 0 | 5628.177 | 0 | 0 | 0 | 0 | 0 | 0 | 0 | 22733.5463 | 0 | 22733.3177 | 0.22861 | 0.22861 | 0 | 37.4194 | 429.3705 | 58.0394 | 184.5184 | 0 | 233.3997 | 0 | 0 | 0 | 0 | 0 | 0 | 0 | 942.7569 | 0 | 942.7474 | 0.0094805 | 0.0094805 | 17.3891 | 2.3505 | 7.4732 | 9.4524 | 0 | 0 | 1.5154 | 0 | 0 | 0 | 0 | 38.1803 | 38.1807 | 38.1807 | 1
WY_7_RS_2013_EL | 7 | RS | EL | 20773 | ASHRAE30pct-state-7 | RetailStandalone | STD2013 | WY-JacksonHole-WY | Zone7 | Zone7(WY-JacksonHole-WY) | ASHRAE30pct-state-STD2013 | state | WY | 0.0823 | 0.68 | ASHRAE30pct-state-7_RetailStandalone_STD2013_WY-JacksonHole-WY.table.csv.gz | Stand-alone Retail | Jackson Hole WY USA TMY3 WMO#=725776 | Electricity | 0 | 11191.6668 | 111547.2231 | 17005.5557 | 53972.2227 | 0 | 51658.3337 | 0 | 0 | 0 | 5122.2223 | 0 | 0 | 0 | 250497.2242 | 0 | 250497.2242 | 0 | 0 | 0 | 921.0742 | 9180.3365 | 1399.5572 | 4441.9139 | 0 | 4251.4809 | 0 | 0 | 0 | 421.5589 | 0 | 0 | 0 | 20615.9216 | 0 | 20615.9216 | 0 | 0 | 0 | 38.1968 | 380.7072 | 58.0394 | 184.2055 | 0 | 176.3083 | 0 | 0 | 0 | 17.482 | 0 | 0 | 0 | 854.9393 | 0 | 854.9393 | 0 | 0 | 15.4182 | 2.3505 | 7.4601 | 7.1403 | 0 | 0.708 | 1.5469 | 0 | 0 | 0 | 0 | 34.6241 | 34.6241 | 34.6241 | 2
WY_7_RS_2010_NG | 7 | RS | NG | 20302 | ASHRAE30pct-state-7 | RetailStandalone | STD2010 | WY-JacksonHole-WY | Zone7 | Zone7(WY-JacksonHole-WY) | ASHRAE30pct-state-STD2010 | state | WY | 0.0823 | 0.68 | ASHRAE30pct-state-7_RetailStandalone_STD2010_WY-JacksonHole-WY.table.csv.gz | Stand-alone Retail | Jackson Hole WY USA TMY3 WMO#=725776 | Natural Gas | 514721.5652 | 0 | 0 | 0 | 0 | 0 | 0 | 0 | 0 | 0 | 0 | 95473.6185 | 0 | 0 | 610195.1837 | 0 | 610195.1837 | 0 | 0 | 3500.1066 | 0 | 0 | 0 | 0 | 0 | 0 | 0 | 0 | 0 | 0 | 649.2206 | 0 | 0 | 4149.3272 | 0 | 4149.3272 | 0 | 0 | 514.7216 | 0 | 0 | 0 | 0 | 0 | 0 | 0 | 0 | 0 | 0 | 95.4736 | 0 | 0 | 610.1952 | 0 | 610.1952 | 0 | 0 | 0 | 0 | 0 | 0 | 0 | 0 | 0 | 20.8457 | 3.8666 | 0 | 0 | 24.7123 | 24.7123 | 24.7123 | 1
WY_7_RS_2013_NG | 7 | RS | NG | 20782 | ASHRAE30pct-state-7 | RetailStandalone | STD2013 | WY-JacksonHole-WY | Zone7 | Zone7(WY-JacksonHole-WY) | ASHRAE30pct-state-STD2013 | state | WY | 0.0823 | 0.68 | ASHRAE30pct-state-7_RetailStandalone_STD2013_WY-JacksonHole-WY.table.csv.gz | Stand-alone Retail | Jackson Hole WY USA TMY3 WMO#=725776 | Natural Gas | 178208.5749 | 0 | 0 | 0 | 0 | 0 | 0 | 0 | 0 | 0 | 0 | 95445.184 | 0 | 0 | 273653.7589 | 0 | 273653.7589 | 0 | 0 | 1211.8183 | 0 | 0 | 0 | 0 | 0 | 0 | 0 | 0 | 0 | 0 | 649.0273 | 0 | 0 | 1860.8456 | 0 | 1860.8456 | 0 | 0 | 178.2086 | 0 | 0 | 0 | 0 | 0 | 0 | 0 | 0 | 0 | 0 | 95.4452 | 0 | 0 | 273.6538 | 0 | 273.6538 | 0 | 0 | 0 | 0 | 0 | 0 | 0 | 0 | 0 | 7.2173 | 3.8654 | 0 | 0 | 11.0827 | 11.0827 | 11.0827 | 2
AK_8_RS_2010_EL | 8 | RS | EL | 20893 | ASHRAE30pct-state-8 | RetailStandalone | STD2010 | AK-Fairbanks-AK | Zone8 | Zone8(AK-Fairbanks-AK) | ASHRAE30pct-state-STD2010 | state | AK | 0.1479 | 0.81 | ASHRAE30pct-state-8_RetailStandalone_STD2010_AK-Fairbanks-AK.table.csv.gz | Stand-alone Retail | Fairbanks Intl Arpt AK USA TMY3 WMO#=702610 | Electricity | 0 | 7313.8889 | 131677.7788 | 17183.3335 | 54063.8893 | 0 | 81947.2229 | 0 | 0 | 0 | 5325 | 0 | 0 | 0 | 297508.3357 | 0 | 297511.1135 | -2.7778 | -2.7778 | 0 | 1081.7242 | 19475.1435 | 2541.415 | 7996.0492 | 0 | 12119.9943 | 0 | 0 | 0 | 787.5675 | 0 | 0 | 0 | 44001.4829 | 0 | 44001.8937 | -0.41083 | -0.41083 | 0 | 24.9621 | 449.4122 | 58.6462 | 184.5184 | 0 | 279.6833 | 0 | 0 | 0 | 18.1741 | 0 | 0 | 0 | 1015.3867 | 0 | 1015.3962 | -0.0094805 | -0.0094805 | 18.2007 | 2.3751 | 7.4724 | 11.3269 | 0 | 0.73603 | 1.0109 | 0 | 0 | 0 | 0 | 41.1225 | 41.1221 | 41.1221 | 1
AK_8_RS_2013_EL | 8 | RS | EL | 20953 | ASHRAE30pct-state-8 | RetailStandalone | STD2013 | AK-Fairbanks-AK | Zone8 | Zone8(AK-Fairbanks-AK) | ASHRAE30pct-state-STD2013 | state | AK | 0.1479 | 0.81 | ASHRAE30pct-state-8_RetailStandalone_STD2013_AK-Fairbanks-AK.table.csv.gz | Stand-alone Retail | Fairbanks Intl Arpt AK USA TMY3 WMO#=702610 | Electricity | 0 | 7347.2223 | 112952.7787 | 17183.3335 | 53972.2227 | 0 | 41350.0003 | 0 | 0 | 0 | 5419.4445 | 0 | 0 | 0 | 238222.2241 | 0 | 238225.0019 | -2.7778 | -2.7778 | 0 | 1086.6542 | 16705.716 | 2541.415 | 7982.4917 | 0 | 6115.665 | 0 | 0 | 0 | 801.5358 | 0 | 0 | 0 | 35233.0669 | 0 | 35233.4778 | -0.41083 | -0.41083 | 0 | 25.0758 | 385.5043 | 58.6462 | 184.2055 | 0 | 141.1263 | 0 | 0 | 0 | 18.4964 | 0 | 0 | 0 | 813.0451 | 0 | 813.0545 | -0.0094805 | -0.0094805 | 15.6125 | 2.3751 | 7.4597 | 5.7155 | 0 | 0.74908 | 1.0155 | 0 | 0 | 0 | 0 | 32.9279 | 32.9275 | 32.9275 | 2
AK_8_RS_2010_NG | 8 | RS | NG | 20902 | ASHRAE30pct-state-8 | RetailStandalone | STD2010 | AK-Fairbanks-AK | Zone8 | Zone8(AK-Fairbanks-AK) | ASHRAE30pct-state-STD2010 | state | AK | 0.1479 | 0.81 | ASHRAE30pct-state-8_RetailStandalone_STD2010_AK-Fairbanks-AK.table.csv.gz | Stand-alone Retail | Fairbanks Intl Arpt AK USA TMY3 WMO#=702610 | Natural Gas | 828411.1192 | 0 | 0 | 0 | 0 | 0 | 0 | 0 | 0 | 0 | 0 | 98753.0657 | 0 | 0 | 927154.7068 | 0 | 927164.185 | 0 | 0 | 6710.1301 | 0 | 0 | 0 | 0 | 0 | 0 | 0 | 0 | 0 | 0 | 799.8998 | 0 | 0 | 7509.9531 | 0 | 7510.0299 | 0 | 0 | 828.4111 | 0 | 0 | 0 | 0 | 0 | 0 | 0 | 0 | 0 | 0 | 98.7531 | 0 | 0 | 927.1547 | 0 | 927.1642 | 0 | 0 | 0 | 0 | 0 | 0 | 0 | 0 | 0 | 33.5498 | 3.9994 | 0 | 0 | 37.5492 | 37.5488 | 37.5492 | 1
AK_8_RS_2013_NG | 8 | RS | NG | 20962 | ASHRAE30pct-state-8 | RetailStandalone | STD2013 | AK-Fairbanks-AK | Zone8 | Zone8(AK-Fairbanks-AK) | ASHRAE30pct-state-STD2013 | state | AK | 0.1479 | 0.81 | ASHRAE30pct-state-8_RetailStandalone_STD2013_AK-Fairbanks-AK.table.csv.gz | Stand-alone Retail | Fairbanks Intl Arpt AK USA TMY3 WMO#=702610 | Natural Gas | 636117.9819 | 0 | 0 | 0 | 0 | 0 | 0 | 0 | 0 | 0 | 0 | 98705.6749 | 0 | 0 | 734823.6568 | 0 | 734823.6568 | 0 | 0 | 5152.5557 | 0 | 0 | 0 | 0 | 0 | 0 | 0 | 0 | 0 | 0 | 799.516 | 0 | 0 | 5952.0716 | 0 | 5952.0716 | 0 | 0 | 636.118 | 0 | 0 | 0 | 0 | 0 | 0 | 0 | 0 | 0 | 0 | 98.7057 | 0 | 0 | 734.8237 | 0 | 734.8237 | 0 | 0 | 0 | 0 | 0 | 0 | 0 | 0 | 0 | 25.7621 | 3.9975 | 0 | 0 | 29.7596 | 29.7596 | 29.7596 | 2
FL_1A_PS_2010_EL | 1A | PS | EL | 1156 | ASHRAE30pct-state-1A | SchoolPrimary | STD2010 | FL-Miami-FL | Zone1A | Zone1A(FL-Miami-FL) | ASHRAE30pct-state-STD2010 | state | FL | 0.0976 | 1.01 | ASHRAE30pct-state-1A_SchoolPrimary_STD2010_FL-Miami-FL.table.csv.gz | Primary School | Miami Intl Ap FL USA TMY3 WMO#=722020 | Electricity | 0 | 418786.1145 | 225897.224 | 12733.3334 | 355925.0028 | 0 | 122997.2232 | 63.8889 | 0 | 0 | 50508.3337 | 7175.0001 | 17786.1113 | 0 | 1219336.1209 | 0 | 1211872.2319 | 7463.8889 | 7463.8889 | 0 | 40873.5248 | 22047.5691 | 1242.7733 | 34738.2803 | 0 | 12004.529 | 6.2356 | 0 | 0 | 4929.6134 | 700.28 | 1735.9245 | 0 | 119007.2054 | 0 | 118278.7298 | 728.4756 | 728.4756 | 0 | 1429.304 | 770.9802 | 43.4585 | 1214.761 | 0 | 419.7857 | 0.21805 | 0 | 0 | 172.3834 | 24.4881 | 60.7034 | 0 | 4161.5564 | 0 | 4136.0824 | 25.474 | 25.474 | 10.4244 | 0.5876 | 16.7692 | 5.6759 | 0.0029483 | 2.3308 | 19.3256 | 0 | 0.3311 | 0 | 0.82077 | 55.924 | 56.2684 | 56.2684 | 1
FL_1A_PS_2013_EL | 1A | PS | EL | 1276 | ASHRAE30pct-state-1A | SchoolPrimary | STD2013 | FL-Miami-FL | Zone1A | Zone1A(FL-Miami-FL) | ASHRAE30pct-state-STD2013 | state | FL | 0.0976 | 1.01 | ASHRAE30pct-state-1A_SchoolPrimary_STD2013_FL-Miami-FL.table.csv.gz | Primary School | Miami Intl Ap FL USA TMY3 WMO#=722020 | Electricity | 0 | 311613.8914 | 196116.6682 | 12733.3334 | 317797.2248 | 0 | 93866.6674 | 50 | 0 | 0 | 36913.8892 | 7175.0001 | 17994.4446 | 0 | 1000983.3413 | 0 | 994261.1191 | 6722.2223 | 6722.2223 | 0 | 30413.5158 | 19140.9868 | 1242.7733 | 31017.0091 | 0 | 9161.3867 | 4.88 | 0 | 0 | 3602.7956 | 700.28 | 1756.2578 | 0 | 97695.9741 | 0 | 97039.8852 | 656.0889 | 656.0889 | 0 | 1063.5286 | 669.3401 | 43.4585 | 1084.6321 | 0 | 320.364 | 0.17065 | 0 | 0 | 125.986 | 24.4881 | 61.4145 | 0 | 3416.3251 | 0 | 3393.3824 | 22.9427 | 22.9427 | 9.0502 | 0.5876 | 14.9755 | 4.3316 | 0.0023073 | 1.7035 | 14.38 | 0 | 0.3311 | 0 | 0.83039 | 45.8819 | 46.1921 | 46.1921 | 2
FL_1A_PS_2010_NG | 1A | PS | NG | 1163 | ASHRAE30pct-state-1A | SchoolPrimary | STD2010 | FL-Miami-FL | Zone1A | Zone1A(FL-Miami-FL) | ASHRAE30pct-state-STD2010 | state | FL | 0.0976 | 1.01 | ASHRAE30pct-state-1A_SchoolPrimary_STD2010_FL-Miami-FL.table.csv.gz | Primary School | Miami Intl Ap FL USA TMY3 WMO#=722020 | Natural Gas | 139869.3724 | 0 | 0 | 0 | 342190.4148 | 0 | 0 | 0 | 0 | 0 | 0 | 85313.019 | 0 | 0 | 567372.8062 | 0 | 567372.8062 | 0 | 0 | 1412.6807 | 0 | 0 | 0 | 3456.1232 | 0 | 0 | 0 | 0 | 0 | 0 | 861.6615 | 0 | 0 | 5730.4653 | 0 | 5730.4653 | 0 | 0 | 139.8694 | 0 | 0 | 0 | 342.1904 | 0 | 0 | 0 | 0 | 0 | 0 | 85.313 | 0 | 0 | 567.3728 | 0 | 567.3728 | 0 | 0 | 0 | 0 | 4.6268 | 0 | 0 | 0 | 0 | 1.8912 | 1.1535 | 0 | 0 | 7.6715 | 7.6715 | 7.6715 | 1
FL_1A_PS_2013_NG | 1A | PS | NG | 1283 | ASHRAE30pct-state-1A | SchoolPrimary | STD2013 | FL-Miami-FL | Zone1A | Zone1A(FL-Miami-FL) | ASHRAE30pct-state-STD2013 | state | FL | 0.0976 | 1.01 | ASHRAE30pct-state-1A_SchoolPrimary_STD2013_FL-Miami-FL.table.csv.gz | Primary School | Miami Intl Ap FL USA TMY3 WMO#=722020 | Natural Gas | 129329.646 | 0 | 0 | 0 | 342190.4148 | 0 | 0 | 0 | 0 | 0 | 0 | 85265.6281 | 0 | 0 | 556776.2108 | 0 | 556785.689 | 0 | 0 | 1306.2294 | 0 | 0 | 0 | 3456.1232 | 0 | 0 | 0 | 0 | 0 | 0 | 861.1828 | 0 | 0 | 5623.4397 | 0 | 5623.5355 | 0 | 0 | 129.3296 | 0 | 0 | 0 | 342.1904 | 0 | 0 | 0 | 0 | 0 | 0 | 85.2656 | 0 | 0 | 556.7762 | 0 | 556.7857 | 0 | 0 | 0 | 0 | 4.6268 | 0 | 0 | 0 | 0 | 1.7487 | 1.1529 | 0 | 0 | 7.5283 | 7.5282 | 7.5283 | 2
HI_1A_PS_2010_EL | 1A | PS | EL | 1216 | ASHRAE30pct-state-1A | SchoolPrimary | STD2010 | HI-Honolulu-HI | Zone1A | Zone1A(HI-Honolulu-HI) | ASHRAE30pct-state-STD2010 | state | HI | 0.3483 | 4.6 | ASHRAE30pct-state-1A_SchoolPrimary_STD2010_HI-Honolulu-HI.table.csv.gz | Primary School | Honolulu Intl Arpt HI USA TMY3 WMO#=911820 | Electricity | 0 | 425213.8923 | 226963.8907 | 12738.889 | 355925.0028 | 0 | 139352.7789 | 55.5556 | 0 | 0 | 49077.7782 | 7175.0001 | 17713.889 | 0 | 1241686.121 | 0 | 1234216.6765 | 7469.4445 | 7469.4445 | 0 | 148101.9987 | 79051.5231 | 4436.955 | 123968.6785 | 0 | 48536.5729 | 19.35 | 0 | 0 | 17093.7901 | 2499.0525 | 6169.7475 | 0 | 432479.276 | 0 | 429877.6684 | 2601.6075 | 2601.6075 | 0 | 1451.2418 | 774.6207 | 43.4774 | 1214.761 | 0 | 475.6067 | 0.18961 | 0 | 0 | 167.5009 | 24.4881 | 60.457 | 0 | 4237.8362 | 0 | 4212.3433 | 25.493 | 25.493 | 10.4737 | 0.58786 | 16.7695 | 6.4307 | 0.0025637 | 2.2648 | 19.6222 | 0 | 0.3311 | 0 | 0.81744 | 56.9551 | 57.2998 | 57.2998 | 1
HI_1A_PS_2013_EL | 1A | PS | EL | 1336 | ASHRAE30pct-state-1A | SchoolPrimary | STD2013 | HI-Honolulu-HI | Zone1A | Zone1A(HI-Honolulu-HI) | ASHRAE30pct-state-STD2013 | state | HI | 0.3483 | 4.6 | ASHRAE30pct-state-1A_SchoolPrimary_STD2013_HI-Honolulu-HI.table.csv.gz | Primary School | Honolulu Intl Arpt HI USA TMY3 WMO#=911820 | Electricity | 0 | 315619.447 | 197005.5571 | 12738.889 | 317797.2248 | 0 | 99672.223 | 44.4444 | 0 | 0 | 35608.3336 | 7175.0001 | 17716.6668 | 0 | 1010102.7859 | 0 | 1003377.7858 | 6725.0001 | 6725.0001 | 0 | 109930.2534 | 68617.0355 | 4436.955 | 110688.7734 | 0 | 34715.8353 | 15.48 | 0 | 0 | 12402.3826 | 2499.0525 | 6170.715 | 0 | 351818.8003 | 0 | 349476.4828 | 2342.3175 | 2342.3175 | 0 | 1077.1994 | 672.3739 | 43.4774 | 1084.6321 | 0 | 340.1782 | 0.15169 | 0 | 0 | 121.5301 | 24.4881 | 60.4664 | 0 | 3447.4495 | 0 | 3424.4973 | 22.9522 | 22.9522 | 9.0912 | 0.58786 | 14.9757 | 4.5996 | 0.002051 | 1.6432 | 14.5648 | 0 | 0.3311 | 0 | 0.81757 | 46.3026 | 46.613 | 46.613 | 2
HI_1A_PS_2010_NG | 1A | PS | NG | 1223 | ASHRAE30pct-state-1A | SchoolPrimary | STD2010 | HI-Honolulu-HI | Zone1A | Zone1A(HI-Honolulu-HI) | ASHRAE30pct-state-STD2010 | state | HI | 0.3483 | 4.6 | ASHRAE30pct-state-1A_SchoolPrimary_STD2010_HI-Honolulu-HI.table.csv.gz | Primary School | Honolulu Intl Arpt HI USA TMY3 WMO#=911820 | Natural Gas | 101719.7333 | 0 | 0 | 0 | 342190.4148 | 0 | 0 | 0 | 0 | 0 | 0 | 85237.1936 | 0 | 0 | 529147.3418 | 0 | 529147.3418 | 0 | 0 | 4679.1077 | 0 | 0 | 0 | 15740.7591 | 0 | 0 | 0 | 0 | 0 | 0 | 3920.9109 | 0 | 0 | 24340.7777 | 0 | 24340.7777 | 0 | 0 | 101.7197 | 0 | 0 | 0 | 342.1904 | 0 | 0 | 0 | 0 | 0 | 0 | 85.2372 | 0 | 0 | 529.1473 | 0 | 529.1473 | 0 | 0 | 0 | 0 | 4.6268 | 0 | 0 | 0 | 0 | 1.3754 | 1.1525 | 0 | 0 | 7.1546 | 7.1546 | 7.1546 | 1
HI_1A_PS_2013_NG | 1A | PS | NG | 1343 | ASHRAE30pct-state-1A | SchoolPrimary | STD2013 | HI-Honolulu-HI | Zone1A | Zone1A(HI-Honolulu-HI) | ASHRAE30pct-state-STD2013 | state | HI | 0.3483 | 4.6 | ASHRAE30pct-state-1A_SchoolPrimary_STD2013_HI-Honolulu-HI.table.csv.gz | Primary School | Honolulu Intl Arpt HI USA TMY3 WMO#=911820 | Natural Gas | 60186.3871 | 0 | 0 | 0 | 342190.4148 | 0 | 0 | 0 | 0 | 0 | 0 | 85218.2373 | 0 | 0 | 487585.561 | 0 | 487595.0392 | 0 | 0 | 2768.5738 | 0 | 0 | 0 | 15740.7591 | 0 | 0 | 0 | 0 | 0 | 0 | 3920.0389 | 0 | 0 | 22428.9358 | 0 | 22429.3718 | 0 | 0 | 60.1864 | 0 | 0 | 0 | 342.1904 | 0 | 0 | 0 | 0 | 0 | 0 | 85.2182 | 0 | 0 | 487.5856 | 0 | 487.595 | 0 | 0 | 0 | 0 | 4.6268 | 0 | 0 | 0 | 0 | 0.81378 | 1.1522 | 0 | 0 | 6.5928 | 6.5926 | 6.5928 | 2
AL_2A_PS_2010_EL | 2A | PS | EL | 1756 | ASHRAE30pct-state-2A | SchoolPrimary | STD2010 | AL-Mobile-AL | Zone2A | Zone2A(AL-Mobile-AL) | ASHRAE30pct-state-STD2010 | state | AL | 0.1058 | 1.24 | ASHRAE30pct-state-2A_SchoolPrimary_STD2010_AL-Mobile-AL.table.csv.gz | Primary School | Mobile Regional Ap AL USA TMY3 WMO#=722230 | Electricity | 0 | 263194.4465 | 229255.5574 | 12736.1112 | 355925.0028 | 0 | 105966.6675 | 163.8889 | 0 | 0 | 30852.778 | 7175.0001 | 17630.5557 | 0 | 1030366.6749 | 0 | 1022900.0082 | 7466.6667 | 7466.6667 | 0 | 27845.9724 | 24255.238 | 1347.4806 | 37656.8653 | 0 | 11211.2734 | 17.3394 | 0 | 0 | 3264.2239 | 759.115 | 1865.3128 | 0 | 109012.7942 | 0 | 108222.8209 | 789.9733 | 789.9733 | 0 | 898.2745 | 782.4421 | 43.468 | 1214.761 | 0 | 361.661 | 0.55935 | 0 | 0 | 105.2996 | 24.4881 | 60.1725 | 0 | 3516.6095 | 0 | 3491.126 | 25.4835 | 25.4835 | 10.5794 | 0.58773 | 16.7694 | 4.89 | 0.0075629 | 1.4238 | 12.1456 | 0 | 0.3311 | 0 | 0.81359 | 47.2035 | 47.5481 | 47.5481 | 1
AL_2A_PS_2013_EL | 2A | PS | EL | 2116 | ASHRAE30pct-state-2A | SchoolPrimary | STD2013 | AL-Mobile-AL | Zone2A | Zone2A(AL-Mobile-AL) | ASHRAE30pct-state-STD2013 | state | AL | 0.1058 | 1.24 | ASHRAE30pct-state-2A_SchoolPrimary_STD2013_AL-Mobile-AL.table.csv.gz | Primary School | Mobile Regional Ap AL USA TMY3 WMO#=722230 | Electricity | 0 | 213530.5573 | 199811.1127 | 12736.1112 | 317797.2248 | 0 | 88450.0007 | 108.3333 | 0 | 0 | 27333.3336 | 7175.0001 | 17802.7779 | 0 | 891469.4516 | 0 | 884744.4515 | 6725.0001 | 6725.0001 | 0 | 22591.533 | 21140.0157 | 1347.4806 | 33622.9464 | 0 | 9358.0101 | 11.4617 | 0 | 0 | 2891.8667 | 759.115 | 1883.5339 | 0 | 94317.468 | 0 | 93605.963 | 711.505 | 711.505 | 0 | 728.7732 | 681.9491 | 43.468 | 1084.6321 | 0 | 301.8771 | 0.36974 | 0 | 0 | 93.2878 | 24.4881 | 60.7603 | 0 | 3042.5576 | 0 | 3019.6054 | 22.9522 | 22.9522 | 9.2206 | 0.58773 | 14.9757 | 4.0817 | 0.0049992 | 1.2613 | 9.8537 | 0 | 0.3311 | 0 | 0.82154 | 40.8281 | 41.1384 | 41.1384 | 2
AL_2A_PS_2010_NG | 2A | PS | NG | 1763 | ASHRAE30pct-state-2A | SchoolPrimary | STD2010 | AL-Mobile-AL | Zone2A | Zone2A(AL-Mobile-AL) | ASHRAE30pct-state-STD2010 | state | AL | 0.1058 | 1.24 | ASHRAE30pct-state-2A_SchoolPrimary_STD2010_AL-Mobile-AL.table.csv.gz | Primary School | Mobile Regional Ap AL USA TMY3 WMO#=722230 | Natural Gas | 464961.1664 | 0 | 0 | 0 | 342190.4148 | 0 | 0 | 0 | 0 | 0 | 0 | 96212.9159 | 0 | 0 | 903364.4971 | 0 | 903364.4971 | 0 | 0 | 5765.5185 | 0 | 0 | 0 | 4243.1611 | 0 | 0 | 0 | 0 | 0 | 0 | 1193.0402 | 0 | 0 | 11201.7198 | 0 | 11201.7198 | 0 | 0 | 464.9612 | 0 | 0 | 0 | 342.1904 | 0 | 0 | 0 | 0 | 0 | 0 | 96.2129 | 0 | 0 | 903.3645 | 0 | 903.3645 | 0 | 0 | 0 | 0 | 4.6268 | 0 | 0 | 0 | 0 | 6.2867 | 1.3009 | 0 | 0 | 12.2144 | 12.2144 | 12.2144 | 1
AL_2A_PS_2013_NG | 2A | PS | NG | 2123 | ASHRAE30pct-state-2A | SchoolPrimary | STD2013 | AL-Mobile-AL | Zone2A | Zone2A(AL-Mobile-AL) | ASHRAE30pct-state-STD2013 | state | AL | 0.1058 | 1.24 | ASHRAE30pct-state-2A_SchoolPrimary_STD2013_AL-Mobile-AL.table.csv.gz | Primary School | Mobile Regional Ap AL USA TMY3 WMO#=722230 | Natural Gas | 477595.5686 | 0 | 0 | 0 | 342190.4148 | 0 | 0 | 0 | 0 | 0 | 0 | 96222.394 | 0 | 0 | 916008.3775 | 0 | 916008.3775 | 0 | 0 | 5922.1851 | 0 | 0 | 0 | 4243.1611 | 0 | 0 | 0 | 0 | 0 | 0 | 1193.1577 | 0 | 0 | 11358.5039 | 0 | 11358.5039 | 0 | 0 | 477.5956 | 0 | 0 | 0 | 342.1904 | 0 | 0 | 0 | 0 | 0 | 0 | 96.2224 | 0 | 0 | 916.0084 | 0 | 916.0084 | 0 | 0 | 0 | 0 | 4.6268 | 0 | 0 | 0 | 0 | 6.4576 | 1.301 | 0 | 0 | 12.3854 | 12.3854 | 12.3854 | 2
FL_2A_PS_2010_EL | 2A | PS | EL | 1816 | ASHRAE30pct-state-2A | SchoolPrimary | STD2010 | FL-Tampa-FL | Zone2A | Zone2A(FL-Tampa-FL) | ASHRAE30pct-state-STD2010 | state | FL | 0.0976 | 1.01 | ASHRAE30pct-state-2A_SchoolPrimary_STD2010_FL-Tampa-FL.table.csv.gz | Primary School | Tampa International Ap FL USA TMY3 WMO#=722110 | Electricity | 0 | 327444.4471 | 228219.4463 | 12716.6668 | 355925.0028 | 0 | 109833.3342 | 86.1111 | 0 | 0 | 32305.5558 | 7175.0001 | 17738.889 | 0 | 1098908.3421 | 0 | 1091444.4532 | 7463.8889 | 7463.8889 | 0 | 31958.578 | 22274.218 | 1241.1467 | 34738.2803 | 0 | 10719.7334 | 8.4044 | 0 | 0 | 3153.0222 | 700.28 | 1731.3156 | 0 | 107253.4542 | 0 | 106524.9786 | 728.4756 | 728.4756 | 0 | 1117.5577 | 778.9059 | 43.4016 | 1214.761 | 0 | 374.8578 | 0.29389 | 0 | 0 | 110.2579 | 24.4881 | 60.5423 | 0 | 3750.5401 | 0 | 3725.0661 | 25.474 | 25.474 | 10.5316 | 0.58683 | 16.7692 | 5.0685 | 0.0039737 | 1.4908 | 15.1105 | 0 | 0.3311 | 0 | 0.81859 | 50.3666 | 50.7111 | 50.7111 | 1
FL_2A_PS_2013_EL | 2A | PS | EL | 2176 | ASHRAE30pct-state-2A | SchoolPrimary | STD2013 | FL-Tampa-FL | Zone2A | Zone2A(FL-Tampa-FL) | ASHRAE30pct-state-STD2013 | state | FL | 0.0976 | 1.01 | ASHRAE30pct-state-2A_SchoolPrimary_STD2013_FL-Tampa-FL.table.csv.gz | Primary School | Tampa International Ap FL USA TMY3 WMO#=722110 | Electricity | 0 | 263011.1132 | 197800.0016 | 12716.6668 | 317797.2248 | 0 | 90605.5563 | 63.8889 | 0 | 0 | 28791.6669 | 7175.0001 | 17933.3335 | 0 | 942619.452 | 0 | 935894.4519 | 6725.0001 | 6725.0001 | 0 | 25669.8846 | 19305.2802 | 1241.1467 | 31017.0091 | 0 | 8843.1023 | 6.2356 | 0 | 0 | 2810.0667 | 700.28 | 1750.2933 | 0 | 91999.6585 | 0 | 91343.2985 | 656.36 | 656.36 | 0 | 897.6488 | 675.0853 | 43.4016 | 1084.6321 | 0 | 309.234 | 0.21805 | 0 | 0 | 98.2651 | 24.4881 | 61.2059 | 0 | 3217.131 | 0 | 3194.1788 | 22.9522 | 22.9522 | 9.1278 | 0.58683 | 14.9757 | 4.1812 | 0.0029483 | 1.3286 | 12.1371 | 0 | 0.3311 | 0 | 0.82757 | 43.1885 | 43.4988 | 43.4988 | 2
FL_2A_PS_2010_NG | 2A | PS | NG | 1823 | ASHRAE30pct-state-2A | SchoolPrimary | STD2010 | FL-Tampa-FL | Zone2A | Zone2A(FL-Tampa-FL) | ASHRAE30pct-state-STD2010 | state | FL | 0.0976 | 1.01 | ASHRAE30pct-state-2A_SchoolPrimary_STD2010_FL-Tampa-FL.table.csv.gz | Primary School | Tampa International Ap FL USA TMY3 WMO#=722110 | Natural Gas | 266308.1762 | 0 | 0 | 0 | 342190.4148 | 0 | 0 | 0 | 0 | 0 | 0 | 96099.1778 | 0 | 0 | 704597.7688 | 0 | 704597.7688 | 0 | 0 | 2689.7126 | 0 | 0 | 0 | 3456.1232 | 0 | 0 | 0 | 0 | 0 | 0 | 970.6017 | 0 | 0 | 7116.4375 | 0 | 7116.4375 | 0 | 0 | 266.3082 | 0 | 0 | 0 | 342.1904 | 0 | 0 | 0 | 0 | 0 | 0 | 96.0992 | 0 | 0 | 704.5978 | 0 | 704.5978 | 0 | 0 | 0 | 0 | 4.6268 | 0 | 0 | 0 | 0 | 3.6008 | 1.2994 | 0 | 0 | 9.5269 | 9.5269 | 9.5269 | 1
FL_2A_PS_2013_NG | 2A | PS | NG | 2183 | ASHRAE30pct-state-2A | SchoolPrimary | STD2013 | FL-Tampa-FL | Zone2A | Zone2A(FL-Tampa-FL) | ASHRAE30pct-state-STD2013 | state | FL | 0.0976 | 1.01 | ASHRAE30pct-state-2A_SchoolPrimary_STD2013_FL-Tampa-FL.table.csv.gz | Primary School | Tampa International Ap FL USA TMY3 WMO#=722110 | Natural Gas | 280942.4725 | 0 | 0 | 0 | 342190.4148 | 0 | 0 | 0 | 0 | 0 | 0 | 96108.656 | 0 | 0 | 719241.5433 | 0 | 719241.5433 | 0 | 0 | 2837.519 | 0 | 0 | 0 | 3456.1232 | 0 | 0 | 0 | 0 | 0 | 0 | 970.6974 | 0 | 0 | 7264.3396 | 0 | 7264.3396 | 0 | 0 | 280.9425 | 0 | 0 | 0 | 342.1904 | 0 | 0 | 0 | 0 | 0 | 0 | 96.1087 | 0 | 0 | 719.2415 | 0 | 719.2415 | 0 | 0 | 0 | 0 | 4.6268 | 0 | 0 | 0 | 0 | 3.7986 | 1.2995 | 0 | 0 | 9.7249 | 9.7249 | 9.7249 | 2
GA_2A_PS_2010_EL | 2A | PS | EL | 1876 | ASHRAE30pct-state-2A | SchoolPrimary | STD2010 | GA-Savannah-GA | Zone2A | Zone2A(GA-Savannah-GA) | ASHRAE30pct-state-STD2010 | state | GA | 0.0947 | 0.94 | ASHRAE30pct-state-2A_SchoolPrimary_STD2010_GA-Savannah-GA.table.csv.gz | Primary School | Savannah Intl Ap GA USA TMY3 WMO#=722070 | Electricity | 0 | 264502.7799 | 229358.3352 | 12727.7779 | 355925.0028 | 0 | 107141.6675 | 161.1111 | 0 | 0 | 30963.8891 | 7175.0001 | 17613.889 | 0 | 1033038.8972 | 0 | 1025569.4526 | 7469.4445 | 7469.4445 | 0 | 25048.4133 | 21720.2343 | 1205.3206 | 33706.0978 | 0 | 10146.3159 | 15.2572 | 0 | 0 | 2932.2803 | 679.4725 | 1668.0353 | 0 | 97828.7836 | 0 | 97121.4272 | 707.3564 | 707.3564 | 0 | 902.7398 | 782.7929 | 43.4395 | 1214.761 | 0 | 365.6712 | 0.54987 | 0 | 0 | 105.6788 | 24.4881 | 60.1157 | 0 | 3525.7297 | 0 | 3500.2367 | 25.493 | 25.493 | 10.5841 | 0.58735 | 16.7695 | 4.9442 | 0.0074348 | 1.4289 | 12.2059 | 0 | 0.3311 | 0 | 0.81282 | 47.3267 | 47.6714 | 47.6714 | 1
GA_2A_PS_2013_EL | 2A | PS | EL | 2236 | ASHRAE30pct-state-2A | SchoolPrimary | STD2013 | GA-Savannah-GA | Zone2A | Zone2A(GA-Savannah-GA) | ASHRAE30pct-state-STD2013 | state | GA | 0.0947 | 0.94 | ASHRAE30pct-state-2A_SchoolPrimary_STD2013_GA-Savannah-GA.table.csv.gz | Primary School | Savannah Intl Ap GA USA TMY3 WMO#=722070 | Electricity | 0 | 212366.6684 | 199944.446 | 12727.7779 | 317797.2248 | 0 | 89288.8896 | 111.1111 | 0 | 0 | 27436.1113 | 7175.0001 | 17775.0001 | 0 | 891347.2294 | 0 | 884622.2293 | 6725.0001 | 6725.0001 | 0 | 20111.1235 | 18934.739 | 1205.3206 | 30095.3972 | 0 | 8455.6578 | 10.5222 | 0 | 0 | 2598.1997 | 679.4725 | 1683.2925 | 0 | 84410.5826 | 0 | 83773.7251 | 636.8575 | 636.8575 | 0 | 724.8009 | 682.4042 | 43.4395 | 1084.6321 | 0 | 304.7402 | 0.37922 | 0 | 0 | 93.6386 | 24.4881 | 60.6655 | 0 | 3042.1405 | 0 | 3019.1882 | 22.9522 | 22.9522 | 9.2268 | 0.58735 | 14.9757 | 4.1204 | 0.0051274 | 1.2661 | 9.8 | 0 | 0.3311 | 0 | 0.82026 | 40.8225 | 41.1328 | 41.1328 | 2
GA_2A_PS_2010_NG | 2A | PS | NG | 1883 | ASHRAE30pct-state-2A | SchoolPrimary | STD2010 | GA-Savannah-GA | Zone2A | Zone2A(GA-Savannah-GA) | ASHRAE30pct-state-STD2010 | state | GA | 0.0947 | 0.94 | ASHRAE30pct-state-2A_SchoolPrimary_STD2010_GA-Savannah-GA.table.csv.gz | Primary School | Savannah Intl Ap GA USA TMY3 WMO#=722070 | Natural Gas | 484969.5858 | 0 | 0 | 0 | 342190.4148 | 0 | 0 | 0 | 0 | 0 | 0 | 96203.4377 | 0 | 0 | 923363.4383 | 0 | 923363.4383 | 0 | 0 | 4558.7141 | 0 | 0 | 0 | 3216.5899 | 0 | 0 | 0 | 0 | 0 | 0 | 904.3123 | 0 | 0 | 8679.6163 | 0 | 8679.6163 | 0 | 0 | 484.9696 | 0 | 0 | 0 | 342.1904 | 0 | 0 | 0 | 0 | 0 | 0 | 96.2034 | 0 | 0 | 923.3634 | 0 | 923.3634 | 0 | 0 | 0 | 0 | 4.6268 | 0 | 0 | 0 | 0 | 6.5573 | 1.3008 | 0 | 0 | 12.4848 | 12.4848 | 12.4848 | 1
GA_2A_PS_2013_NG | 2A | PS | NG | 2243 | ASHRAE30pct-state-2A | SchoolPrimary | STD2013 | GA-Savannah-GA | Zone2A | Zone2A(GA-Savannah-GA) | ASHRAE30pct-state-STD2013 | state | GA | 0.0947 | 0.94 | ASHRAE30pct-state-2A_SchoolPrimary_STD2013_GA-Savannah-GA.table.csv.gz | Primary School | Savannah Intl Ap GA USA TMY3 WMO#=722070 | Natural Gas | 498807.7157 | 0 | 0 | 0 | 342190.4148 | 0 | 0 | 0 | 0 | 0 | 0 | 96231.8722 | 0 | 0 | 937230.0028 | 0 | 937230.0028 | 0 | 0 | 4688.7925 | 0 | 0 | 0 | 3216.5899 | 0 | 0 | 0 | 0 | 0 | 0 | 904.5796 | 0 | 0 | 8809.962 | 0 | 8809.962 | 0 | 0 | 498.8077 | 0 | 0 | 0 | 342.1904 | 0 | 0 | 0 | 0 | 0 | 0 | 96.2319 | 0 | 0 | 937.23 | 0 | 937.23 | 0 | 0 | 0 | 0 | 4.6268 | 0 | 0 | 0 | 0 | 6.7444 | 1.3012 | 0 | 0 | 12.6723 | 12.6723 | 12.6723 | 2
LA_2A_PS_2010_EL | 2A | PS | EL | 1936 | ASHRAE30pct-state-2A | SchoolPrimary | STD2010 | LA-BatonRouge-LA | Zone2A | Zone2A(LA-BatonRouge-LA) | ASHRAE30pct-state-STD2010 | state | LA | 0.0779 | 0.8 | ASHRAE30pct-state-2A_SchoolPrimary_STD2010_LA-BatonRouge-LA.table.csv.gz | Primary School | Baton Rouge Ryan Arpt LA USA TMY3 WMO#=722317 | Electricity | 0 | 271127.7799 | 229433.3352 | 12719.4445 | 355925.0028 | 0 | 106877.7786 | 169.4444 | 0 | 0 | 31027.778 | 7175.0001 | 17644.4446 | 0 | 1039569.4528 | 0 | 1032100.0083 | 7469.4445 | 7469.4445 | 0 | 21120.8541 | 17872.8568 | 990.8447 | 27726.5577 | 0 | 8325.779 | 13.1997 | 0 | 0 | 2417.0639 | 558.9325 | 1374.5022 | 0 | 80982.4604 | 0 | 80400.5906 | 581.8697 | 581.8697 | 0 | 925.3507 | 783.0489 | 43.4111 | 1214.761 | 0 | 364.7705 | 0.57831 | 0 | 0 | 105.8968 | 24.4881 | 60.2199 | 0 | 3548.0183 | 0 | 3522.5253 | 25.493 | 25.493 | 10.5876 | 0.58696 | 16.7695 | 4.9321 | 0.0078193 | 1.4318 | 12.5117 | 0 | 0.3311 | 0 | 0.81423 | 47.6281 | 47.9728 | 47.9728 | 1
LA_2A_PS_2013_EL | 2A | PS | EL | 2296 | ASHRAE30pct-state-2A | SchoolPrimary | STD2013 | LA-BatonRouge-LA | Zone2A | Zone2A(LA-BatonRouge-LA) | ASHRAE30pct-state-STD2013 | state | LA | 0.0779 | 0.8 | ASHRAE30pct-state-2A_SchoolPrimary_STD2013_LA-BatonRouge-LA.table.csv.gz | Primary School | Baton Rouge Ryan Arpt LA USA TMY3 WMO#=722317 | Electricity | 0 | 219636.1129 | 200338.8905 | 12719.4445 | 317797.2248 | 0 | 88830.5563 | 113.8889 | 0 | 0 | 27527.778 | 7175.0001 | 17813.889 | 0 | 898675.0072 | 0 | 891952.7849 | 6722.2223 | 6722.2223 | 0 | 17109.6532 | 15606.3996 | 990.8447 | 24756.4038 | 0 | 6919.9003 | 8.8719 | 0 | 0 | 2144.4139 | 558.9325 | 1387.702 | 0 | 70006.7831 | 0 | 69483.1219 | 523.6611 | 523.6611 | 0 | 749.6112 | 683.7504 | 43.4111 | 1084.6321 | 0 | 303.1759 | 0.3887 | 0 | 0 | 93.9515 | 24.4881 | 60.7983 | 0 | 3067.1499 | 0 | 3044.2072 | 22.9427 | 22.9427 | 9.245 | 0.58696 | 14.9755 | 4.0992 | 0.0052556 | 1.2703 | 10.1355 | 0 | 0.3311 | 0 | 0.82205 | 41.1607 | 41.4709 | 41.4709 | 2
LA_2A_PS_2010_NG | 2A | PS | NG | 1943 | ASHRAE30pct-state-2A | SchoolPrimary | STD2010 | LA-BatonRouge-LA | Zone2A | Zone2A(LA-BatonRouge-LA) | ASHRAE30pct-state-STD2010 | state | LA | 0.0779 | 0.8 | ASHRAE30pct-state-2A_SchoolPrimary_STD2010_LA-BatonRouge-LA.table.csv.gz | Primary School | Baton Rouge Ryan Arpt LA USA TMY3 WMO#=722317 | Natural Gas | 480505.3672 | 0 | 0 | 0 | 342190.4148 | 0 | 0 | 0 | 0 | 0 | 0 | 96212.9159 | 0 | 0 | 918908.6978 | 0 | 918908.6978 | 0 | 0 | 3844.0429 | 0 | 0 | 0 | 2737.5233 | 0 | 0 | 0 | 0 | 0 | 0 | 769.7033 | 0 | 0 | 7351.2696 | 0 | 7351.2696 | 0 | 0 | 480.5054 | 0 | 0 | 0 | 342.1904 | 0 | 0 | 0 | 0 | 0 | 0 | 96.2129 | 0 | 0 | 918.9087 | 0 | 918.9087 | 0 | 0 | 0 | 0 | 4.6268 | 0 | 0 | 0 | 0 | 6.4969 | 1.3009 | 0 | 0 | 12.4246 | 12.4246 | 12.4246 | 1
LA_2A_PS_2013_NG | 2A | PS | NG | 2303 | ASHRAE30pct-state-2A | SchoolPrimary | STD2013 | LA-BatonRouge-LA | Zone2A | Zone2A(LA-BatonRouge-LA) | ASHRAE30pct-state-STD2013 | state | LA | 0.0779 | 0.8 | ASHRAE30pct-state-2A_SchoolPrimary_STD2013_LA-BatonRouge-LA.table.csv.gz | Primary School | Baton Rouge Ryan Arpt LA USA TMY3 WMO#=722317 | Natural Gas | 498002.0712 | 0 | 0 | 0 | 342190.4148 | 0 | 0 | 0 | 0 | 0 | 0 | 96203.4377 | 0 | 0 | 936395.9237 | 0 | 936395.9237 | 0 | 0 | 3984.0166 | 0 | 0 | 0 | 2737.5233 | 0 | 0 | 0 | 0 | 0 | 0 | 769.6275 | 0 | 0 | 7491.1674 | 0 | 7491.1674 | 0 | 0 | 498.0021 | 0 | 0 | 0 | 342.1904 | 0 | 0 | 0 | 0 | 0 | 0 | 96.2034 | 0 | 0 | 936.3959 | 0 | 936.3959 | 0 | 0 | 0 | 0 | 4.6268 | 0 | 0 | 0 | 0 | 6.7335 | 1.3008 | 0 | 0 | 12.661 | 12.661 | 12.661 | 2
MS_2A_PS_2010_EL | 2A | PS | EL | 1996 | ASHRAE30pct-state-2A | SchoolPrimary | STD2010 | MS-Mobile-AL | Zone2A | Zone2A(MS-Mobile-AL) | ASHRAE30pct-state-STD2010 | state | MS | 0.0928 | 0.72 | ASHRAE30pct-state-2A_SchoolPrimary_STD2010_MS-Mobile-AL.table.csv.gz | Primary School | Mobile Regional Ap AL USA TMY3 WMO#=722230 | Electricity | 0 | 263194.4465 | 229255.5574 | 12736.1112 | 355925.0028 | 0 | 105966.6675 | 163.8889 | 0 | 0 | 30852.778 | 7175.0001 | 17630.5557 | 0 | 1030366.6749 | 0 | 1022900.0082 | 7466.6667 | 7466.6667 | 0 | 24424.4446 | 21274.9157 | 1181.9111 | 33029.8403 | 0 | 9833.7067 | 15.2089 | 0 | 0 | 2863.1378 | 665.84 | 1636.1156 | 0 | 95618.0274 | 0 | 94925.1208 | 692.9067 | 692.9067 | 0 | 898.2745 | 782.4421 | 43.468 | 1214.761 | 0 | 361.661 | 0.55935 | 0 | 0 | 105.2996 | 24.4881 | 60.1725 | 0 | 3516.6095 | 0 | 3491.126 | 25.4835 | 25.4835 | 10.5794 | 0.58773 | 16.7694 | 4.89 | 0.0075629 | 1.4238 | 12.1456 | 0 | 0.3311 | 0 | 0.81359 | 47.2035 | 47.5481 | 47.5481 | 1
MS_2A_PS_2013_EL | 2A | PS | EL | 2354 | ASHRAE30pct-state-2A | SchoolPrimary | STD2013 | MS-Mobile-AL | Zone2A | Zone2A(MS-Mobile-AL) | ASHRAE30pct-state-STD2013 | state | MS | 0.0928 | 0.72 | ASHRAE30pct-state-2A_SchoolPrimary_STD2013_MS-Mobile-AL.table.csv.gz | Primary School | Mobile Regional Ap AL USA TMY3 WMO#=722230 | Electricity | 0 | 213530.5573 | 199811.1127 | 12736.1112 | 317797.2248 | 0 | 88450.0007 | 108.3333 | 0 | 0 | 27333.3336 | 7175.0001 | 17802.7779 | 0 | 891469.4516 | 0 | 884744.4515 | 6725.0001 | 6725.0001 | 0 | 19815.6357 | 18542.4713 | 1181.9111 | 29491.5825 | 0 | 8208.1601 | 10.0533 | 0 | 0 | 2536.5334 | 665.84 | 1652.0978 | 0 | 82728.3651 | 0 | 82104.2851 | 624.08 | 624.08 | 0 | 728.7732 | 681.9491 | 43.468 | 1084.6321 | 0 | 301.8771 | 0.36974 | 0 | 0 | 93.2878 | 24.4881 | 60.7603 | 0 | 3042.5576 | 0 | 3019.6054 | 22.9522 | 22.9522 | 9.2206 | 0.58773 | 14.9757 | 4.0817 | 0.0049992 | 1.2613 | 9.8537 | 0 | 0.3311 | 0 | 0.82154 | 40.8281 | 41.1384 | 41.1384 | 2
MS_2A_PS_2010_NG | 2A | PS | NG | 2003 | ASHRAE30pct-state-2A | SchoolPrimary | STD2010 | MS-Mobile-AL | Zone2A | Zone2A(MS-Mobile-AL) | ASHRAE30pct-state-STD2010 | state | MS | 0.0928 | 0.72 | ASHRAE30pct-state-2A_SchoolPrimary_STD2010_MS-Mobile-AL.table.csv.gz | Primary School | Mobile Regional Ap AL USA TMY3 WMO#=722230 | Natural Gas | 464961.1664 | 0 | 0 | 0 | 342190.4148 | 0 | 0 | 0 | 0 | 0 | 0 | 96212.9159 | 0 | 0 | 903364.4971 | 0 | 903364.4971 | 0 | 0 | 3347.7204 | 0 | 0 | 0 | 2463.771 | 0 | 0 | 0 | 0 | 0 | 0 | 692.733 | 0 | 0 | 6504.2244 | 0 | 6504.2244 | 0 | 0 | 464.9612 | 0 | 0 | 0 | 342.1904 | 0 | 0 | 0 | 0 | 0 | 0 | 96.2129 | 0 | 0 | 903.3645 | 0 | 903.3645 | 0 | 0 | 0 | 0 | 4.6268 | 0 | 0 | 0 | 0 | 6.2867 | 1.3009 | 0 | 0 | 12.2144 | 12.2144 | 12.2144 | 1
MS_2A_PS_2013_NG | 2A | PS | NG | 2363 | ASHRAE30pct-state-2A | SchoolPrimary | STD2013 | MS-Mobile-AL | Zone2A | Zone2A(MS-Mobile-AL) | ASHRAE30pct-state-STD2013 | state | MS | 0.0928 | 0.72 | ASHRAE30pct-state-2A_SchoolPrimary_STD2013_MS-Mobile-AL.table.csv.gz | Primary School | Mobile Regional Ap AL USA TMY3 WMO#=722230 | Natural Gas | 477595.5686 | 0 | 0 | 0 | 342190.4148 | 0 | 0 | 0 | 0 | 0 | 0 | 96222.394 | 0 | 0 | 916008.3775 | 0 | 916008.3775 | 0 | 0 | 3438.6881 | 0 | 0 | 0 | 2463.771 | 0 | 0 | 0 | 0 | 0 | 0 | 692.8012 | 0 | 0 | 6595.2603 | 0 | 6595.2603 | 0 | 0 | 477.5956 | 0 | 0 | 0 | 342.1904 | 0 | 0 | 0 | 0 | 0 | 0 | 96.2224 | 0 | 0 | 916.0084 | 0 | 916.0084 | 0 | 0 | 0 | 0 | 4.6268 | 0 | 0 | 0 | 0 | 6.4576 | 1.301 | 0 | 0 | 12.3854 | 12.3854 | 12.3854 | 2
TX_2A_PS_2010_EL | 2A | PS | EL | 2056 | ASHRAE30pct-state-2A | SchoolPrimary | STD2010 | TX-Houston-TX | Zone2A | Zone2A(TX-Houston-TX) | ASHRAE30pct-state-STD2010 | state | TX | 0.0817 | 0.67 | ASHRAE30pct-state-2A_SchoolPrimary_STD2010_TX-Houston-TX.table.csv.gz | Primary School | Houston Bush Intercontinental TX USA TMY3 WMO#=722430 | Electricity | 0 | 284930.5578 | 228694.4463 | 12727.7779 | 355925.0028 | 0 | 106658.3342 | 144.4444 | 0 | 0 | 31430.5558 | 7175.0001 | 17663.889 | 0 | 1052811.1195 | 0 | 1045350.0084 | 7461.1112 | 7461.1112 | 0 | 23278.8266 | 18684.3363 | 1039.8595 | 29079.0727 | 0 | 8713.9859 | 11.8011 | 0 | 0 | 2567.8764 | 586.1975 | 1443.1397 | 0 | 86014.6685 | 0 | 85405.0957 | 609.5728 | 609.5728 | 0 | 972.4592 | 780.5271 | 43.4395 | 1214.761 | 0 | 364.0216 | 0.49298 | 0 | 0 | 107.2715 | 24.4881 | 60.2863 | 0 | 3593.2117 | 0 | 3567.7472 | 25.4645 | 25.4645 | 10.5535 | 0.58735 | 16.7691 | 4.9219 | 0.0066656 | 1.4504 | 13.1486 | 0 | 0.3311 | 0 | 0.81513 | 48.2395 | 48.5838 | 48.5838 | 1
TX_2A_PS_2013_EL | 2A | PS | EL | 2414 | ASHRAE30pct-state-2A | SchoolPrimary | STD2013 | TX-Houston-TX | Zone2A | Zone2A(TX-Houston-TX) | ASHRAE30pct-state-STD2013 | state | TX | 0.0817 | 0.67 | ASHRAE30pct-state-2A_SchoolPrimary_STD2013_TX-Houston-TX.table.csv.gz | Primary School | Houston Bush Intercontinental TX USA TMY3 WMO#=722430 | Electricity | 0 | 228888.8907 | 199141.6683 | 12727.7779 | 317797.2248 | 0 | 89063.8896 | 86.1111 | 0 | 0 | 27816.6669 | 7175.0001 | 17833.3335 | 0 | 907255.5628 | 0 | 900530.5628 | 6725.0001 | 6725.0001 | 0 | 18700.2224 | 16269.8743 | 1039.8595 | 25964.0333 | 0 | 7276.5198 | 7.0353 | 0 | 0 | 2272.6217 | 586.1975 | 1456.9833 | 0 | 74122.7795 | 0 | 73573.347 | 549.4325 | 549.4325 | 0 | 781.1907 | 679.6643 | 43.4395 | 1084.6321 | 0 | 303.9723 | 0.29389 | 0 | 0 | 94.9374 | 24.4881 | 60.8646 | 0 | 3096.4351 | 0 | 3073.4829 | 22.9522 | 22.9522 | 9.1897 | 0.58735 | 14.9757 | 4.11 | 0.0039737 | 1.2836 | 10.5625 | 0 | 0.3311 | 0 | 0.82295 | 41.5566 | 41.8669 | 41.8669 | 2
TX_2A_PS_2010_NG | 2A | PS | NG | 2063 | ASHRAE30pct-state-2A | SchoolPrimary | STD2010 | TX-Houston-TX | Zone2A | Zone2A(TX-Houston-TX) | ASHRAE30pct-state-STD2010 | state | TX | 0.0817 | 0.67 | ASHRAE30pct-state-2A_SchoolPrimary_STD2010_TX-Houston-TX.table.csv.gz | Primary School | Houston Bush Intercontinental TX USA TMY3 WMO#=722430 | Natural Gas | 422868.6081 | 0 | 0 | 0 | 342190.4148 | 0 | 0 | 0 | 0 | 0 | 0 | 96193.9595 | 0 | 0 | 861252.9824 | 0 | 861252.9824 | 0 | 0 | 2833.2197 | 0 | 0 | 0 | 2292.6758 | 0 | 0 | 0 | 0 | 0 | 0 | 644.4995 | 0 | 0 | 5770.395 | 0 | 5770.395 | 0 | 0 | 422.8686 | 0 | 0 | 0 | 342.1904 | 0 | 0 | 0 | 0 | 0 | 0 | 96.194 | 0 | 0 | 861.253 | 0 | 861.253 | 0 | 0 | 0 | 0 | 4.6268 | 0 | 0 | 0 | 0 | 5.7176 | 1.3006 | 0 | 0 | 11.645 | 11.645 | 11.645 | 1
TX_2A_PS_2013_NG | 2A | PS | NG | 2423 | ASHRAE30pct-state-2A | SchoolPrimary | STD2013 | TX-Houston-TX | Zone2A | Zone2A(TX-Houston-TX) | ASHRAE30pct-state-STD2013 | state | TX | 0.0817 | 0.67 | ASHRAE30pct-state-2A_SchoolPrimary_STD2013_TX-Houston-TX.table.csv.gz | Primary School | Houston Bush Intercontinental TX USA TMY3 WMO#=722430 | Natural Gas | 433038.6858 | 0 | 0 | 0 | 342190.4148 | 0 | 0 | 0 | 0 | 0 | 0 | 96193.9595 | 0 | 0 | 871423.0601 | 0 | 871423.0601 | 0 | 0 | 2901.3592 | 0 | 0 | 0 | 2292.6758 | 0 | 0 | 0 | 0 | 0 | 0 | 644.4995 | 0 | 0 | 5838.5345 | 0 | 5838.5345 | 0 | 0 | 433.0387 | 0 | 0 | 0 | 342.1904 | 0 | 0 | 0 | 0 | 0 | 0 | 96.194 | 0 | 0 | 871.4231 | 0 | 871.4231 | 0 | 0 | 0 | 0 | 4.6268 | 0 | 0 | 0 | 0 | 5.8551 | 1.3006 | 0 | 0 | 11.7825 | 11.7825 | 11.7825 | 2
AZ_2B_PS_2010_EL | 2B | PS | EL | 2654 | ASHRAE30pct-state-2B | SchoolPrimary | STD2010 | AZ-Phoenix-AZ | Zone2B | Zone2B(AZ-Phoenix-AZ) | ASHRAE30pct-state-STD2010 | state | AZ | 0.0954 | 0.95 | ASHRAE30pct-state-2B_SchoolPrimary_STD2010_AZ-Phoenix-AZ.table.csv.gz | Primary School | Phoenix Sky Harbor Intl Ap AZ USA TMY3 WMO#=722780 | Electricity | 0 | 289272.2245 | 230319.4463 | 12722.2223 | 355925.0028 | 0 | 108533.3342 | 88.8889 | 0 | 0 | 24997.2224 | 7175.0001 | 17316.6668 | 0 | 1053819.4529 | 0 | 1046350.0084 | 7469.4445 | 7469.4445 | 0 | 27596.5702 | 21972.4752 | 1213.7 | 33955.2453 | 0 | 10354.0801 | 8.48 | 0 | 0 | 2384.735 | 684.495 | 1652.01 | 0 | 100534.3758 | 0 | 99821.7908 | 712.585 | 712.585 | 0 | 987.2771 | 786.0731 | 43.4206 | 1214.761 | 0 | 370.4209 | 0.30338 | 0 | 0 | 85.3147 | 24.4881 | 59.1012 | 0 | 3596.6531 | 0 | 3571.1601 | 25.493 | 25.493 | 10.6285 | 0.58709 | 16.7695 | 5.0085 | 0.0041019 | 1.1535 | 13.349 | 0 | 0.3311 | 0 | 0.79911 | 48.2857 | 48.6304 | 48.6304 | 1
AZ_2B_PS_2013_EL | 2B | PS | EL | 2834 | ASHRAE30pct-state-2B | SchoolPrimary | STD2013 | AZ-Phoenix-AZ | Zone2B | Zone2B(AZ-Phoenix-AZ) | ASHRAE30pct-state-STD2013 | state | AZ | 0.0954 | 0.95 | ASHRAE30pct-state-2B_SchoolPrimary_STD2013_AZ-Phoenix-AZ.table.csv.gz | Primary School | Phoenix Sky Harbor Intl Ap AZ USA TMY3 WMO#=722780 | Electricity | 0 | 250922.2242 | 199208.3349 | 12722.2223 | 317797.2248 | 0 | 94700.0008 | 75 | 0 | 0 | 24963.8891 | 7175.0001 | 17311.1112 | 0 | 931600.0075 | 0 | 924875.0074 | 6725.0001 | 6725.0001 | 0 | 23937.9802 | 19004.4752 | 1213.7 | 30317.8552 | 0 | 9034.3801 | 7.155 | 0 | 0 | 2381.555 | 684.495 | 1651.48 | 0 | 88874.6407 | 0 | 88233.0757 | 641.565 | 641.565 | 0 | 856.3898 | 679.8919 | 43.4206 | 1084.6321 | 0 | 323.2082 | 0.25597 | 0 | 0 | 85.201 | 24.4881 | 59.0823 | 0 | 3179.5219 | 0 | 3156.5697 | 22.9522 | 22.9522 | 9.1928 | 0.58709 | 14.9757 | 4.3701 | 0.003461 | 1.152 | 11.5793 | 0 | 0.3311 | 0 | 0.79885 | 42.68 | 42.9903 | 42.9903 | 2
AZ_2B_PS_2010_NG | 2B | PS | NG | 2663 | ASHRAE30pct-state-2B | SchoolPrimary | STD2010 | AZ-Phoenix-AZ | Zone2B | Zone2B(AZ-Phoenix-AZ) | ASHRAE30pct-state-STD2010 | state | AZ | 0.0954 | 0.95 | ASHRAE30pct-state-2B_SchoolPrimary_STD2010_AZ-Phoenix-AZ.table.csv.gz | Primary School | Phoenix Sky Harbor Intl Ap AZ USA TMY3 WMO#=722780 | Natural Gas | 212983.985 | 0 | 0 | 0 | 342190.4148 | 0 | 0 | 0 | 0 | 0 | 0 | 91435.9176 | 0 | 0 | 646610.3174 | 0 | 646610.3174 | 0 | 0 | 2023.3479 | 0 | 0 | 0 | 3250.8089 | 0 | 0 | 0 | 0 | 0 | 0 | 868.6412 | 0 | 0 | 6142.798 | 0 | 6142.798 | 0 | 0 | 212.984 | 0 | 0 | 0 | 342.1904 | 0 | 0 | 0 | 0 | 0 | 0 | 91.4359 | 0 | 0 | 646.6103 | 0 | 646.6103 | 0 | 0 | 0 | 0 | 4.6268 | 0 | 0 | 0 | 0 | 2.8798 | 1.2363 | 0 | 0 | 8.7428 | 8.7428 | 8.7428 | 1
AZ_2B_PS_2013_NG | 2B | PS | NG | 2843 | ASHRAE30pct-state-2B | SchoolPrimary | STD2013 | AZ-Phoenix-AZ | Zone2B | Zone2B(AZ-Phoenix-AZ) | ASHRAE30pct-state-STD2013 | state | AZ | 0.0954 | 0.95 | ASHRAE30pct-state-2B_SchoolPrimary_STD2013_AZ-Phoenix-AZ.table.csv.gz | Primary School | Phoenix Sky Harbor Intl Ap AZ USA TMY3 WMO#=722780 | Natural Gas | 187174.9249 | 0 | 0 | 0 | 342190.4148 | 0 | 0 | 0 | 0 | 0 | 0 | 91454.8739 | 0 | 0 | 620820.2136 | 0 | 620820.2136 | 0 | 0 | 1778.1618 | 0 | 0 | 0 | 3250.8089 | 0 | 0 | 0 | 0 | 0 | 0 | 868.8213 | 0 | 0 | 5897.792 | 0 | 5897.792 | 0 | 0 | 187.1749 | 0 | 0 | 0 | 342.1904 | 0 | 0 | 0 | 0 | 0 | 0 | 91.4549 | 0 | 0 | 620.8202 | 0 | 620.8202 | 0 | 0 | 0 | 0 | 4.6268 | 0 | 0 | 0 | 0 | 2.5308 | 1.2366 | 0 | 0 | 8.3941 | 8.3941 | 8.3941 | 2
CA_2B_PS_2010_EL | 2B | PS | EL | 2714 | ASHRAE30pct-state-2B | SchoolPrimary | STD2010 | CA-Tucson-AZ | Zone2B | Zone2B(CA-Tucson-AZ) | ASHRAE30pct-state-STD2010 | state | CA | 0.136 | 0.7 | ASHRAE30pct-state-2B_SchoolPrimary_STD2010_CA-Tucson-AZ.table.csv.gz | Primary School | Tucson International Ap AZ USA TMY3 WMO#=722740 | Electricity | 0 | 228736.1129 | 231411.113 | 12730.5557 | 355925.0028 | 0 | 104841.6675 | 108.3333 | 0 | 0 | 24972.2224 | 7175.0001 | 17311.1112 | 0 | 990680.5635 | 0 | 983211.119 | 7469.4445 | 7469.4445 | 0 | 31108.1114 | 31471.9114 | 1731.3556 | 48405.8004 | 0 | 14258.4668 | 14.7333 | 0 | 0 | 3396.2222 | 975.8 | 2354.3111 | 0 | 134732.5566 | 0 | 133716.7122 | 1015.8445 | 1015.8445 | 0 | 780.6693 | 789.799 | 43.449 | 1214.761 | 0 | 357.8214 | 0.36974 | 0 | 0 | 85.2294 | 24.4881 | 59.0823 | 0 | 3381.1621 | 0 | 3355.6691 | 25.493 | 25.493 | 10.6789 | 0.58747 | 16.7695 | 4.8381 | 0.0049992 | 1.1524 | 10.5554 | 0 | 0.3311 | 0 | 0.79885 | 45.372 | 45.7167 | 45.7167 | 1
CA_2B_PS_2013_EL | 2B | PS | EL | 2894 | ASHRAE30pct-state-2B | SchoolPrimary | STD2013 | CA-Tucson-AZ | Zone2B | Zone2B(CA-Tucson-AZ) | ASHRAE30pct-state-STD2013 | state | CA | 0.136 | 0.7 | ASHRAE30pct-state-2B_SchoolPrimary_STD2013_CA-Tucson-AZ.table.csv.gz | Primary School | Tucson International Ap AZ USA TMY3 WMO#=722740 | Electricity | 0 | 200091.6683 | 200886.1127 | 12730.5557 | 317797.2248 | 0 | 92713.8896 | 88.8889 | 0 | 0 | 24836.1113 | 7175.0001 | 17305.5557 | 0 | 880350.007 | 0 | 873625.007 | 6725.0001 | 6725.0001 | 0 | 27212.4669 | 27320.5113 | 1731.3556 | 43220.4226 | 0 | 12609.089 | 12.0889 | 0 | 0 | 3377.7111 | 975.8 | 2353.5556 | 0 | 119727.601 | 0 | 118813.001 | 914.6 | 914.6 | 0 | 682.9067 | 685.6181 | 43.449 | 1084.6321 | 0 | 316.4296 | 0.30338 | 0 | 0 | 84.7649 | 24.4881 | 59.0633 | 0 | 3004.6073 | 0 | 2981.6551 | 22.9522 | 22.9522 | 9.2702 | 0.58747 | 14.9757 | 4.2784 | 0.0041019 | 1.1461 | 9.2336 | 0 | 0.3311 | 0 | 0.7986 | 40.315 | 40.6253 | 40.6253 | 2
CA_2B_PS_2010_NG | 2B | PS | NG | 2723 | ASHRAE30pct-state-2B | SchoolPrimary | STD2010 | CA-Tucson-AZ | Zone2B | Zone2B(CA-Tucson-AZ) | ASHRAE30pct-state-STD2010 | state | CA | 0.136 | 0.7 | ASHRAE30pct-state-2B_SchoolPrimary_STD2010_CA-Tucson-AZ.table.csv.gz | Primary School | Tucson International Ap AZ USA TMY3 WMO#=722740 | Natural Gas | 271710.7338 | 0 | 0 | 0 | 342190.4148 | 0 | 0 | 0 | 0 | 0 | 0 | 91502.2648 | 0 | 0 | 705403.4134 | 0 | 705403.4134 | 0 | 0 | 1901.9751 | 0 | 0 | 0 | 2395.3329 | 0 | 0 | 0 | 0 | 0 | 0 | 640.5159 | 0 | 0 | 4937.8239 | 0 | 4937.8239 | 0 | 0 | 271.7107 | 0 | 0 | 0 | 342.1904 | 0 | 0 | 0 | 0 | 0 | 0 | 91.5023 | 0 | 0 | 705.4034 | 0 | 705.4034 | 0 | 0 | 0 | 0 | 4.6268 | 0 | 0 | 0 | 0 | 3.6738 | 1.2372 | 0 | 0 | 9.5378 | 9.5378 | 9.5378 | 1
CA_2B_PS_2013_NG | 2B | PS | NG | 2903 | ASHRAE30pct-state-2B | SchoolPrimary | STD2013 | CA-Tucson-AZ | Zone2B | Zone2B(CA-Tucson-AZ) | ASHRAE30pct-state-STD2013 | state | CA | 0.136 | 0.7 | ASHRAE30pct-state-2B_SchoolPrimary_STD2013_CA-Tucson-AZ.table.csv.gz | Primary School | Tucson International Ap AZ USA TMY3 WMO#=722740 | Natural Gas | 243607.9562 | 0 | 0 | 0 | 342190.4148 | 0 | 0 | 0 | 0 | 0 | 0 | 91530.6993 | 0 | 0 | 677329.0703 | 0 | 677329.0703 | 0 | 0 | 1705.2557 | 0 | 0 | 0 | 2395.3329 | 0 | 0 | 0 | 0 | 0 | 0 | 640.7149 | 0 | 0 | 4741.3035 | 0 | 4741.3035 | 0 | 0 | 243.608 | 0 | 0 | 0 | 342.1904 | 0 | 0 | 0 | 0 | 0 | 0 | 91.5307 | 0 | 0 | 677.3291 | 0 | 677.3291 | 0 | 0 | 0 | 0 | 4.6268 | 0 | 0 | 0 | 0 | 3.2938 | 1.2376 | 0 | 0 | 9.1582 | 9.1582 | 9.1582 | 2
TX_2B_PS_2010_EL | 2B | PS | EL | 2774 | ASHRAE30pct-state-2B | SchoolPrimary | STD2010 | TX-SanAntonio-TX | Zone2B | Zone2B(TX-SanAntonio-TX) | ASHRAE30pct-state-STD2010 | state | TX | 0.0817 | 0.67 | ASHRAE30pct-state-2B_SchoolPrimary_STD2010_TX-SanAntonio-TX.table.csv.gz | Primary School | San Antonio Intl Ap TX USA TMY3 WMO#=722530 | Electricity | 0 | 273150.0022 | 228366.6685 | 12716.6668 | 355925.0028 | 0 | 103000.0008 | 127.7778 | 0 | 0 | 25258.3335 | 7177.7778 | 17452.7779 | 0 | 1030638.8971 | 0 | 1023175.0082 | 7463.8889 | 7463.8889 | 0 | 22316.3552 | 18657.5568 | 1038.9517 | 29079.0727 | 0 | 8415.1001 | 10.4394 | 0 | 0 | 2063.6058 | 586.4244 | 1425.892 | 0 | 84203.1979 | 0 | 83593.3982 | 609.7997 | 609.7997 | 0 | 932.2525 | 779.4084 | 43.4016 | 1214.761 | 0 | 351.5358 | 0.4361 | 0 | 0 | 86.2059 | 24.4975 | 59.5658 | 0 | 3517.5386 | 0 | 3492.0646 | 25.474 | 25.474 | 10.5384 | 0.58683 | 16.7692 | 4.7531 | 0.0058965 | 1.1656 | 12.605 | 0 | 0.33123 | 0 | 0.80539 | 47.2162 | 47.5607 | 47.5607 | 1
TX_2B_PS_2013_EL | 2B | PS | EL | 2954 | ASHRAE30pct-state-2B | SchoolPrimary | STD2013 | TX-SanAntonio-TX | Zone2B | Zone2B(TX-SanAntonio-TX) | ASHRAE30pct-state-STD2013 | state | TX | 0.0817 | 0.67 | ASHRAE30pct-state-2B_SchoolPrimary_STD2013_TX-SanAntonio-TX.table.csv.gz | Primary School | San Antonio Intl Ap TX USA TMY3 WMO#=722530 | Electricity | 0 | 234747.2241 | 198227.7794 | 12716.6668 | 317797.2248 | 0 | 88344.4452 | 97.2222 | 0 | 0 | 23000.0002 | 7177.7778 | 17450.0001 | 0 | 906280.5628 | 0 | 899558.3405 | 6722.2223 | 6722.2223 | 0 | 19178.8482 | 16195.2096 | 1038.9517 | 25964.0333 | 0 | 7217.7412 | 7.9431 | 0 | 0 | 1879.1 | 586.4244 | 1425.665 | 0 | 74043.122 | 0 | 73493.9164 | 549.2056 | 549.2056 | 0 | 801.185 | 676.5453 | 43.4016 | 1084.6321 | 0 | 301.5169 | 0.33182 | 0 | 0 | 78.4983 | 24.4975 | 59.5563 | 0 | 3093.1075 | 0 | 3070.1647 | 22.9427 | 22.9427 | 9.1476 | 0.58683 | 14.9755 | 4.0768 | 0.0044865 | 1.0614 | 10.8328 | 0 | 0.33123 | 0 | 0.80526 | 41.5117 | 41.8219 | 41.8219 | 2
TX_2B_PS_2010_NG | 2B | PS | NG | 2783 | ASHRAE30pct-state-2B | SchoolPrimary | STD2010 | TX-SanAntonio-TX | Zone2B | Zone2B(TX-SanAntonio-TX) | ASHRAE30pct-state-STD2010 | state | TX | 0.0817 | 0.67 | ASHRAE30pct-state-2B_SchoolPrimary_STD2010_TX-SanAntonio-TX.table.csv.gz | Primary School | San Antonio Intl Ap TX USA TMY3 WMO#=722530 | Natural Gas | 275549.3931 | 0 | 0 | 0 | 342190.4148 | 0 | 0 | 0 | 0 | 0 | 0 | 91473.8303 | 0 | 0 | 709213.6382 | 0 | 709213.6382 | 0 | 0 | 1846.1809 | 0 | 0 | 0 | 2292.6758 | 0 | 0 | 0 | 0 | 0 | 0 | 612.8747 | 0 | 0 | 4751.7314 | 0 | 4751.7314 | 0 | 0 | 275.5494 | 0 | 0 | 0 | 342.1904 | 0 | 0 | 0 | 0 | 0 | 0 | 91.4738 | 0 | 0 | 709.2136 | 0 | 709.2136 | 0 | 0 | 0 | 0 | 4.6268 | 0 | 0 | 0 | 0 | 3.7257 | 1.2368 | 0 | 0 | 9.5893 | 9.5893 | 9.5893 | 1
TX_2B_PS_2013_NG | 2B | PS | NG | 2963 | ASHRAE30pct-state-2B | SchoolPrimary | STD2013 | TX-SanAntonio-TX | Zone2B | Zone2B(TX-SanAntonio-TX) | ASHRAE30pct-state-STD2013 | state | TX | 0.0817 | 0.67 | ASHRAE30pct-state-2B_SchoolPrimary_STD2013_TX-SanAntonio-TX.table.csv.gz | Primary School | San Antonio Intl Ap TX USA TMY3 WMO#=722530 | Natural Gas | 234442.5646 | 0 | 0 | 0 | 342190.4148 | 0 | 0 | 0 | 0 | 0 | 0 | 91502.2648 | 0 | 0 | 668125.7661 | 0 | 668135.2442 | 0 | 0 | 1570.7652 | 0 | 0 | 0 | 2292.6758 | 0 | 0 | 0 | 0 | 0 | 0 | 613.0652 | 0 | 0 | 4476.4426 | 0 | 4476.5061 | 0 | 0 | 234.4426 | 0 | 0 | 0 | 342.1904 | 0 | 0 | 0 | 0 | 0 | 0 | 91.5023 | 0 | 0 | 668.1258 | 0 | 668.1352 | 0 | 0 | 0 | 0 | 4.6268 | 0 | 0 | 0 | 0 | 3.1699 | 1.2372 | 0 | 0 | 9.0339 | 9.0337 | 9.0339 | 2
AL_3A_PS_2010_EL | 3A | PS | EL | 3614 | ASHRAE30pct-state-3A | SchoolPrimary | STD2010 | AL-Birmingham-AL | Zone3A | Zone3A(AL-Birmingham-AL) | ASHRAE30pct-state-STD2010 | state | AL | 0.1058 | 1.24 | ASHRAE30pct-state-3A_SchoolPrimary_STD2010_AL-Birmingham-AL.table.csv.gz | Primary School | Birmingham Municipal Ap AL USA TMY3 WMO#=722280 | Electricity | 0 | 210452.7795 | 223344.4462 | 12750.0001 | 355925.0028 | 0 | 102844.4453 | 183.3333 | 0 | 0 | 28255.5558 | 7175.0001 | 17527.7779 | 0 | 965925.0077 | 0 | 958458.341 | 7466.6667 | 7466.6667 | 0 | 22265.9041 | 23629.8424 | 1348.95 | 37656.8653 | 0 | 10880.9423 | 19.3967 | 0 | 0 | 2989.4378 | 759.115 | 1854.4389 | 0 | 102194.8658 | 0 | 101404.8925 | 789.9733 | 789.9733 | 0 | 718.2688 | 762.2677 | 43.5154 | 1214.761 | 0 | 351.0049 | 0.62571 | 0 | 0 | 96.4353 | 24.4881 | 59.8218 | 0 | 3296.6721 | 0 | 3271.1886 | 25.4835 | 25.4835 | 10.3066 | 0.58837 | 16.7694 | 4.7459 | 0.0084602 | 1.3039 | 9.7117 | 0 | 0.3311 | 0 | 0.80885 | 44.2298 | 44.5743 | 44.5743 | 1
AL_3A_PS_2013_EL | 3A | PS | EL | 4214 | ASHRAE30pct-state-3A | SchoolPrimary | STD2013 | AL-Birmingham-AL | Zone3A | Zone3A(AL-Birmingham-AL) | ASHRAE30pct-state-STD2013 | state | AL | 0.1058 | 1.24 | ASHRAE30pct-state-3A_SchoolPrimary_STD2013_AL-Birmingham-AL.table.csv.gz | Primary School | Birmingham Municipal Ap AL USA TMY3 WMO#=722280 | Electricity | 0 | 178227.7792 | 199802.7794 | 12750.0001 | 317797.2248 | 0 | 88852.7785 | 147.2222 | 0 | 0 | 26908.3335 | 7175.0001 | 17669.4446 | 0 | 856052.7846 | 0 | 849330.5624 | 6722.2223 | 6722.2223 | 0 | 18856.499 | 21139.1341 | 1348.95 | 33622.9464 | 0 | 9400.624 | 15.5761 | 0 | 0 | 2846.9017 | 759.115 | 1869.4272 | 0 | 90570.3846 | 0 | 89859.1735 | 711.2111 | 711.2111 | 0 | 608.2859 | 681.9207 | 43.5154 | 1084.6321 | 0 | 303.2518 | 0.50246 | 0 | 0 | 91.8373 | 24.4881 | 60.3053 | 0 | 2921.6816 | 0 | 2898.7389 | 22.9427 | 22.9427 | 9.2203 | 0.58837 | 14.9755 | 4.1003 | 0.0067938 | 1.2417 | 8.2246 | 0 | 0.3311 | 0 | 0.81539 | 39.1939 | 39.5041 | 39.5041 | 2
AL_3A_PS_2010_NG | 3A | PS | NG | 3623 | ASHRAE30pct-state-3A | SchoolPrimary | STD2010 | AL-Birmingham-AL | Zone3A | Zone3A(AL-Birmingham-AL) | ASHRAE30pct-state-STD2010 | state | AL | 0.1058 | 1.24 | ASHRAE30pct-state-3A_SchoolPrimary_STD2010_AL-Birmingham-AL.table.csv.gz | Primary School | Birmingham Municipal Ap AL USA TMY3 WMO#=722280 | Natural Gas | 558975.1465 | 0 | 0 | 0 | 342190.4148 | 0 | 0 | 0 | 0 | 0 | 0 | 104174.5797 | 0 | 0 | 1005340.141 | 0 | 1005340.141 | 0 | 0 | 6931.2918 | 0 | 0 | 0 | 4243.1611 | 0 | 0 | 0 | 0 | 0 | 0 | 1291.7648 | 0 | 0 | 12466.2177 | 0 | 12466.2177 | 0 | 0 | 558.9751 | 0 | 0 | 0 | 342.1904 | 0 | 0 | 0 | 0 | 0 | 0 | 104.1746 | 0 | 0 | 1005.3401 | 0 | 1005.3401 | 0 | 0 | 0 | 0 | 4.6268 | 0 | 0 | 0 | 0 | 7.5579 | 1.4085 | 0 | 0 | 13.5932 | 13.5932 | 13.5932 | 1
AL_3A_PS_2013_NG | 3A | PS | NG | 4223 | ASHRAE30pct-state-3A | SchoolPrimary | STD2013 | AL-Birmingham-AL | Zone3A | Zone3A(AL-Birmingham-AL) | ASHRAE30pct-state-STD2013 | state | AL | 0.1058 | 1.24 | ASHRAE30pct-state-3A_SchoolPrimary_STD2013_AL-Birmingham-AL.table.csv.gz | Primary School | Birmingham Municipal Ap AL USA TMY3 WMO#=722280 | Natural Gas | 636667.7158 | 0 | 0 | 0 | 342190.4148 | 0 | 0 | 0 | 0 | 0 | 0 | 104165.1015 | 0 | 0 | 1083023.2322 | 0 | 1083023.2322 | 0 | 0 | 7894.6797 | 0 | 0 | 0 | 4243.1611 | 0 | 0 | 0 | 0 | 0 | 0 | 1291.6473 | 0 | 0 | 13429.4881 | 0 | 13429.4881 | 0 | 0 | 636.6677 | 0 | 0 | 0 | 342.1904 | 0 | 0 | 0 | 0 | 0 | 0 | 104.1651 | 0 | 0 | 1083.0232 | 0 | 1083.0232 | 0 | 0 | 0 | 0 | 4.6268 | 0 | 0 | 0 | 0 | 8.6084 | 1.4084 | 0 | 0 | 14.6436 | 14.6436 | 14.6436 | 2
AR_3A_PS_2010_EL | 3A | PS | EL | 3674 | ASHRAE30pct-state-3A | SchoolPrimary | STD2010 | AR-Little-Rock-AR | Zone3A | Zone3A(AR-Little-Rock-AR) | ASHRAE30pct-state-STD2010 | state | AR | 0.0768 | 0.77 | ASHRAE30pct-state-3A_SchoolPrimary_STD2010_AR-Little-Rock-AR.table.csv.gz | Primary School | Little Rock Adams Field AR USA TMY3 WMO#=723403 | Electricity | 0 | 211536.1128 | 223516.6685 | 12719.4445 | 355925.0028 | 0 | 105066.6675 | 272.2222 | 0 | 0 | 29152.778 | 7175.0001 | 17541.6668 | 0 | 970372.23 | 0 | 962905.5633 | 7466.6667 | 7466.6667 | 0 | 16245.9735 | 17166.0801 | 976.8533 | 27335.0402 | 0 | 8069.1201 | 20.9067 | 0 | 0 | 2238.9334 | 551.04 | 1347.2 | 0 | 74524.5873 | 0 | 73951.1473 | 573.44 | 573.44 | 0 | 721.9662 | 762.8555 | 43.4111 | 1214.761 | 0 | 358.5893 | 0.92909 | 0 | 0 | 99.4975 | 24.4881 | 59.8692 | 0 | 3311.8503 | 0 | 3286.3668 | 25.4835 | 25.4835 | 10.3146 | 0.58696 | 16.7694 | 4.8485 | 0.012562 | 1.3453 | 9.7617 | 0 | 0.3311 | 0 | 0.80949 | 44.435 | 44.7795 | 44.7795 | 1
AR_3A_PS_2013_EL | 3A | PS | EL | 4274 | ASHRAE30pct-state-3A | SchoolPrimary | STD2013 | AR-Little-Rock-AR | Zone3A | Zone3A(AR-Little-Rock-AR) | ASHRAE30pct-state-STD2013 | state | AR | 0.0768 | 0.77 | ASHRAE30pct-state-3A_SchoolPrimary_STD2013_AR-Little-Rock-AR.table.csv.gz | Primary School | Little Rock Adams Field AR USA TMY3 WMO#=723403 | Electricity | 0 | 176902.7792 | 199994.446 | 12719.4445 | 317797.2248 | 0 | 90150.0007 | 186.1111 | 0 | 0 | 27719.4447 | 7177.7778 | 17680.5557 | 0 | 857052.7846 | 0 | 850327.7846 | 6725.0001 | 6725.0001 | 0 | 13586.1334 | 15359.5735 | 976.8533 | 24406.8269 | 0 | 6923.5201 | 14.2933 | 0 | 0 | 2128.8534 | 551.2533 | 1357.8667 | 0 | 65821.6539 | 0 | 65305.1739 | 516.48 | 516.48 | 0 | 603.7637 | 682.5748 | 43.4111 | 1084.6321 | 0 | 307.6792 | 0.63519 | 0 | 0 | 94.6056 | 24.4975 | 60.3432 | 0 | 2925.0946 | 0 | 2902.1424 | 22.9522 | 22.9522 | 9.2291 | 0.58696 | 14.9757 | 4.1601 | 0.0085884 | 1.2792 | 8.1635 | 0 | 0.33123 | 0 | 0.8159 | 39.2399 | 39.5502 | 39.5502 | 2
AR_3A_PS_2010_NG | 3A | PS | NG | 3683 | ASHRAE30pct-state-3A | SchoolPrimary | STD2010 | AR-Little-Rock-AR | Zone3A | Zone3A(AR-Little-Rock-AR) | ASHRAE30pct-state-STD2010 | state | AR | 0.0768 | 0.77 | ASHRAE30pct-state-3A_SchoolPrimary_STD2010_AR-Little-Rock-AR.table.csv.gz | Primary School | Little Rock Adams Field AR USA TMY3 WMO#=723403 | Natural Gas | 689508.5203 | 0 | 0 | 0 | 342190.4148 | 0 | 0 | 0 | 0 | 0 | 0 | 104184.0578 | 0 | 0 | 1135882.993 | 0 | 1135882.993 | 0 | 0 | 5309.2156 | 0 | 0 | 0 | 2634.8662 | 0 | 0 | 0 | 0 | 0 | 0 | 802.2172 | 0 | 0 | 8746.299 | 0 | 8746.299 | 0 | 0 | 689.5085 | 0 | 0 | 0 | 342.1904 | 0 | 0 | 0 | 0 | 0 | 0 | 104.1841 | 0 | 0 | 1135.883 | 0 | 1135.883 | 0 | 0 | 0 | 0 | 4.6268 | 0 | 0 | 0 | 0 | 9.3228 | 1.4087 | 0 | 0 | 15.3583 | 15.3583 | 15.3583 | 1
AR_3A_PS_2013_NG | 3A | PS | NG | 4283 | ASHRAE30pct-state-3A | SchoolPrimary | STD2013 | AR-Little-Rock-AR | Zone3A | Zone3A(AR-Little-Rock-AR) | ASHRAE30pct-state-STD2013 | state | AR | 0.0768 | 0.77 | ASHRAE30pct-state-3A_SchoolPrimary_STD2013_AR-Little-Rock-AR.table.csv.gz | Primary School | Little Rock Adams Field AR USA TMY3 WMO#=723403 | Natural Gas | 750121.4251 | 0 | 0 | 0 | 342190.4148 | 0 | 0 | 0 | 0 | 0 | 0 | 104193.536 | 0 | 0 | 1196505.3759 | 0 | 1196505.3759 | 0 | 0 | 5775.935 | 0 | 0 | 0 | 2634.8662 | 0 | 0 | 0 | 0 | 0 | 0 | 802.2902 | 0 | 0 | 9213.0914 | 0 | 9213.0914 | 0 | 0 | 750.1214 | 0 | 0 | 0 | 342.1904 | 0 | 0 | 0 | 0 | 0 | 0 | 104.1935 | 0 | 0 | 1196.5054 | 0 | 1196.5054 | 0 | 0 | 0 | 0 | 4.6268 | 0 | 0 | 0 | 0 | 10.1424 | 1.4088 | 0 | 0 | 16.178 | 16.178 | 16.178 | 2
GA_3A_PS_2010_EL | 3A | PS | EL | 3734 | ASHRAE30pct-state-3A | SchoolPrimary | STD2010 | GA-Atlanta-GA | Zone3A | Zone3A(GA-Atlanta-GA) | ASHRAE30pct-state-STD2010 | state | GA | 0.0947 | 0.94 | ASHRAE30pct-state-3A_SchoolPrimary_STD2010_GA-Atlanta-GA.table.csv.gz | Primary School | Atlanta Hartsfield Intl Ap GA USA TMY3 WMO#=722190 | Electricity | 0 | 201497.2238 | 223316.6685 | 12722.2223 | 355925.0028 | 0 | 105591.6675 | 208.3333 | 0 | 0 | 28275.0002 | 7177.7778 | 17491.6668 | 0 | 959666.6743 | 0 | 952205.5632 | 7461.1112 | 7461.1112 | 0 | 19081.7871 | 21148.0885 | 1204.7945 | 33706.0978 | 0 | 9999.5309 | 19.7292 | 0 | 0 | 2677.6425 | 679.7356 | 1656.4608 | 0 | 90880.4341 | 0 | 90173.8668 | 706.5672 | 706.5672 | 0 | 687.7038 | 762.1729 | 43.4206 | 1214.761 | 0 | 360.3811 | 0.71104 | 0 | 0 | 96.5017 | 24.4975 | 59.6985 | 0 | 3275.3126 | 0 | 3249.8481 | 25.4645 | 25.4645 | 10.3053 | 0.58709 | 16.7691 | 4.8727 | 0.0096139 | 1.3048 | 9.2984 | 0 | 0.33123 | 0 | 0.80718 | 43.9412 | 44.2855 | 44.2855 | 1
GA_3A_PS_2013_EL | 3A | PS | EL | 4334 | ASHRAE30pct-state-3A | SchoolPrimary | STD2013 | GA-Atlanta-GA | Zone3A | Zone3A(GA-Atlanta-GA) | ASHRAE30pct-state-STD2013 | state | GA | 0.0947 | 0.94 | ASHRAE30pct-state-3A_SchoolPrimary_STD2013_GA-Atlanta-GA.table.csv.gz | Primary School | Atlanta Hartsfield Intl Ap GA USA TMY3 WMO#=722190 | Electricity | 0 | 168475.0013 | 199594.446 | 12722.2223 | 317797.2248 | 0 | 90961.1118 | 150 | 0 | 0 | 26827.778 | 7177.7778 | 17630.5557 | 0 | 848061.1179 | 0 | 841336.1178 | 6725.0001 | 6725.0001 | 0 | 15954.5826 | 18901.594 | 1204.7945 | 30095.3972 | 0 | 8614.0173 | 14.205 | 0 | 0 | 2540.5906 | 679.7356 | 1669.6136 | 0 | 80311.3879 | 0 | 79674.5304 | 636.8575 | 636.8575 | 0 | 575 | 681.2097 | 43.4206 | 1084.6321 | 0 | 310.4475 | 0.51195 | 0 | 0 | 91.5624 | 24.4975 | 60.1725 | 0 | 2894.4063 | 0 | 2871.4541 | 22.9522 | 22.9522 | 9.2106 | 0.58709 | 14.9757 | 4.1976 | 0.006922 | 1.238 | 7.7746 | 0 | 0.33123 | 0 | 0.81359 | 38.8249 | 39.1353 | 39.1353 | 2
GA_3A_PS_2010_NG | 3A | PS | NG | 3743 | ASHRAE30pct-state-3A | SchoolPrimary | STD2010 | GA-Atlanta-GA | Zone3A | Zone3A(GA-Atlanta-GA) | ASHRAE30pct-state-STD2010 | state | GA | 0.0947 | 0.94 | ASHRAE30pct-state-3A_SchoolPrimary_STD2010_GA-Atlanta-GA.table.csv.gz | Primary School | Atlanta Hartsfield Intl Ap GA USA TMY3 WMO#=722190 | Natural Gas | 579590.1689 | 0 | 0 | 0 | 342190.4148 | 0 | 0 | 0 | 0 | 0 | 0 | 104184.0578 | 0 | 0 | 1025964.6415 | 0 | 1025964.6415 | 0 | 0 | 5448.1476 | 0 | 0 | 0 | 3216.5899 | 0 | 0 | 0 | 0 | 0 | 0 | 979.3301 | 0 | 0 | 9644.0676 | 0 | 9644.0676 | 0 | 0 | 579.5902 | 0 | 0 | 0 | 342.1904 | 0 | 0 | 0 | 0 | 0 | 0 | 104.1841 | 0 | 0 | 1025.9646 | 0 | 1025.9646 | 0 | 0 | 0 | 0 | 4.6268 | 0 | 0 | 0 | 0 | 7.8366 | 1.4087 | 0 | 0 | 13.8721 | 13.8721 | 13.8721 | 1
GA_3A_PS_2013_NG | 3A | PS | NG | 4343 | ASHRAE30pct-state-3A | SchoolPrimary | STD2013 | GA-Atlanta-GA | Zone3A | Zone3A(GA-Atlanta-GA) | ASHRAE30pct-state-STD2013 | state | GA | 0.0947 | 0.94 | ASHRAE30pct-state-3A_SchoolPrimary_STD2013_GA-Atlanta-GA.table.csv.gz | Primary School | Atlanta Hartsfield Intl Ap GA USA TMY3 WMO#=722190 | Natural Gas | 650534.2803 | 0 | 0 | 0 | 342190.4148 | 0 | 0 | 0 | 0 | 0 | 0 | 104193.536 | 0 | 0 | 1096918.2311 | 0 | 1096918.2311 | 0 | 0 | 6115.0222 | 0 | 0 | 0 | 3216.5899 | 0 | 0 | 0 | 0 | 0 | 0 | 979.4192 | 0 | 0 | 10311.0314 | 0 | 10311.0314 | 0 | 0 | 650.5343 | 0 | 0 | 0 | 342.1904 | 0 | 0 | 0 | 0 | 0 | 0 | 104.1935 | 0 | 0 | 1096.9182 | 0 | 1096.9182 | 0 | 0 | 0 | 0 | 4.6268 | 0 | 0 | 0 | 0 | 8.7959 | 1.4088 | 0 | 0 | 14.8314 | 14.8314 | 14.8314 | 2
LA_3A_PS_2010_EL | 3A | PS | EL | 3794 | ASHRAE30pct-state-3A | SchoolPrimary | STD2010 | LA-Shreveport-LA | Zone3A | Zone3A(LA-Shreveport-LA) | ASHRAE30pct-state-STD2010 | state | LA | 0.0779 | 0.8 | ASHRAE30pct-state-3A_SchoolPrimary_STD2010_LA-Shreveport-LA.table.csv.gz | Primary School | Shreveport Regional Arpt LA USA TMY3 WMO#=722480 | Electricity | 0 | 238711.113 | 223225.0018 | 12725.0001 | 355925.0028 | 0 | 105361.112 | 175 | 0 | 0 | 29261.1113 | 7175.0001 | 17588.889 | 0 | 997611.1191 | 0 | 990147.2301 | 7463.8889 | 7463.8889 | 0 | 18595.5957 | 17389.2276 | 991.2775 | 27726.5577 | 0 | 8207.6306 | 13.6325 | 0 | 0 | 2279.4406 | 558.9325 | 1370.1745 | 0 | 77713.9062 | 0 | 77132.4692 | 581.4369 | 581.4369 | 0 | 814.7136 | 761.86 | 43.43 | 1214.761 | 0 | 359.5942 | 0.59727 | 0 | 0 | 99.8673 | 24.4881 | 60.0303 | 0 | 3404.8158 | 0 | 3379.3418 | 25.474 | 25.474 | 10.3011 | 0.58722 | 16.7692 | 4.8621 | 0.0080757 | 1.3503 | 11.0157 | 0 | 0.3311 | 0 | 0.81167 | 45.6921 | 46.0365 | 46.0365 | 1
LA_3A_PS_2013_EL | 3A | PS | EL | 4394 | ASHRAE30pct-state-3A | SchoolPrimary | STD2013 | LA-Shreveport-LA | Zone3A | Zone3A(LA-Shreveport-LA) | ASHRAE30pct-state-STD2013 | state | LA | 0.0779 | 0.8 | ASHRAE30pct-state-3A_SchoolPrimary_STD2013_LA-Shreveport-LA.table.csv.gz | Primary School | Shreveport Regional Arpt LA USA TMY3 WMO#=722480 | Electricity | 0 | 200663.8905 | 199372.2238 | 12725.0001 | 317797.2248 | 0 | 90027.7785 | 138.8889 | 0 | 0 | 27855.5558 | 7175.0001 | 17741.6668 | 0 | 880219.4515 | 0 | 873497.2292 | 6722.2223 | 6722.2223 | 0 | 15631.7171 | 15531.0962 | 991.2775 | 24756.4038 | 0 | 7013.1639 | 10.8194 | 0 | 0 | 2169.9478 | 558.9325 | 1382.0758 | 0 | 68569.0953 | 0 | 68045.4342 | 523.6611 | 523.6611 | 0 | 684.8596 | 680.4512 | 43.43 | 1084.6321 | 0 | 307.262 | 0.47402 | 0 | 0 | 95.0701 | 24.4881 | 60.5518 | 0 | 3004.1617 | 0 | 2981.219 | 22.9427 | 22.9427 | 9.2004 | 0.58722 | 14.9755 | 4.1545 | 0.0064093 | 1.2854 | 9.26 | 0 | 0.3311 | 0 | 0.81872 | 40.3091 | 40.6193 | 40.6193 | 2
LA_3A_PS_2010_NG | 3A | PS | NG | 3803 | ASHRAE30pct-state-3A | SchoolPrimary | STD2010 | LA-Shreveport-LA | Zone3A | Zone3A(LA-Shreveport-LA) | ASHRAE30pct-state-STD2010 | state | LA | 0.0779 | 0.8 | ASHRAE30pct-state-3A_SchoolPrimary_STD2010_LA-Shreveport-LA.table.csv.gz | Primary School | Shreveport Regional Arpt LA USA TMY3 WMO#=722480 | Natural Gas | 519109.9585 | 0 | 0 | 0 | 342190.4148 | 0 | 0 | 0 | 0 | 0 | 0 | 104127.1888 | 0 | 0 | 965418.0839 | 0 | 965427.5621 | 0 | 0 | 4152.8797 | 0 | 0 | 0 | 2737.5233 | 0 | 0 | 0 | 0 | 0 | 0 | 833.0175 | 0 | 0 | 7723.3447 | 0 | 7723.4205 | 0 | 0 | 519.11 | 0 | 0 | 0 | 342.1904 | 0 | 0 | 0 | 0 | 0 | 0 | 104.1272 | 0 | 0 | 965.4181 | 0 | 965.4276 | 0 | 0 | 0 | 0 | 4.6268 | 0 | 0 | 0 | 0 | 7.0189 | 1.4079 | 0 | 0 | 13.0536 | 13.0534 | 13.0536 | 1
LA_3A_PS_2013_NG | 3A | PS | NG | 4403 | ASHRAE30pct-state-3A | SchoolPrimary | STD2013 | LA-Shreveport-LA | Zone3A | Zone3A(LA-Shreveport-LA) | ASHRAE30pct-state-STD2013 | state | LA | 0.0779 | 0.8 | ASHRAE30pct-state-3A_SchoolPrimary_STD2013_LA-Shreveport-LA.table.csv.gz | Primary School | Shreveport Regional Arpt LA USA TMY3 WMO#=722480 | Natural Gas | 584594.6433 | 0 | 0 | 0 | 342190.4148 | 0 | 0 | 0 | 0 | 0 | 0 | 104146.1451 | 0 | 0 | 1030931.2033 | 0 | 1030931.2033 | 0 | 0 | 4676.7571 | 0 | 0 | 0 | 2737.5233 | 0 | 0 | 0 | 0 | 0 | 0 | 833.1692 | 0 | 0 | 8247.4496 | 0 | 8247.4496 | 0 | 0 | 584.5946 | 0 | 0 | 0 | 342.1904 | 0 | 0 | 0 | 0 | 0 | 0 | 104.1461 | 0 | 0 | 1030.9312 | 0 | 1030.9312 | 0 | 0 | 0 | 0 | 4.6268 | 0 | 0 | 0 | 0 | 7.9043 | 1.4082 | 0 | 0 | 13.9392 | 13.9392 | 13.9392 | 2
MS_3A_PS_2010_EL | 3A | PS | EL | 3854 | ASHRAE30pct-state-3A | SchoolPrimary | STD2010 | MS-Jackson-MS | Zone3A | Zone3A(MS-Jackson-MS) | ASHRAE30pct-state-STD2010 | state | MS | 0.0928 | 0.72 | ASHRAE30pct-state-3A_SchoolPrimary_STD2010_MS-Jackson-MS.table.csv.gz | Primary School | Jackson International Ap MS USA TMY3 WMO#=722350 | Electricity | 0 | 229033.3352 | 223161.1129 | 12716.6668 | 355925.0028 | 0 | 102955.5564 | 166.6667 | 0 | 0 | 28361.1113 | 7175.0001 | 17577.7779 | 0 | 984536.119 | 0 | 977072.23 | 7463.8889 | 7463.8889 | 0 | 21254.2935 | 20709.3513 | 1180.1067 | 33029.8403 | 0 | 9554.2756 | 15.4667 | 0 | 0 | 2631.9111 | 665.84 | 1631.2178 | 0 | 91364.9518 | 0 | 90672.3029 | 692.6489 | 692.6489 | 0 | 781.6837 | 761.642 | 43.4016 | 1214.761 | 0 | 351.3841 | 0.56883 | 0 | 0 | 96.7956 | 24.4881 | 59.9924 | 0 | 3360.1913 | 0 | 3334.7172 | 25.474 | 25.474 | 10.2982 | 0.58683 | 16.7692 | 4.7511 | 0.0076911 | 1.3088 | 10.5691 | 0 | 0.3311 | 0 | 0.81116 | 45.0887 | 45.4332 | 45.4332 | 1
MS_3A_PS_2013_EL | 3A | PS | EL | 4454 | ASHRAE30pct-state-3A | SchoolPrimary | STD2013 | MS-Jackson-MS | Zone3A | Zone3A(MS-Jackson-MS) | ASHRAE30pct-state-STD2013 | state | MS | 0.0928 | 0.72 | ASHRAE30pct-state-3A_SchoolPrimary_STD2013_MS-Jackson-MS.table.csv.gz | Primary School | Jackson International Ap MS USA TMY3 WMO#=722350 | Electricity | 0 | 195338.8905 | 199700.0016 | 12716.6668 | 317797.2248 | 0 | 89200.0007 | 133.3333 | 0 | 0 | 27108.3336 | 7175.0001 | 17730.5557 | 0 | 873625.007 | 0 | 866900.0069 | 6725.0001 | 6725.0001 | 0 | 18127.449 | 18532.1601 | 1180.1067 | 29491.5825 | 0 | 8277.7601 | 12.3733 | 0 | 0 | 2515.6534 | 665.84 | 1645.3956 | 0 | 81072.4006 | 0 | 80448.3206 | 624.08 | 624.08 | 0 | 666.6856 | 681.5699 | 43.4016 | 1084.6321 | 0 | 304.4368 | 0.45506 | 0 | 0 | 92.5199 | 24.4881 | 60.5138 | 0 | 2981.6551 | 0 | 2958.7028 | 22.9522 | 22.9522 | 9.2155 | 0.58683 | 14.9757 | 4.1163 | 0.0061529 | 1.251 | 9.0143 | 0 | 0.3311 | 0 | 0.81821 | 40.0046 | 40.315 | 40.315 | 2
MS_3A_PS_2010_NG | 3A | PS | NG | 3863 | ASHRAE30pct-state-3A | SchoolPrimary | STD2010 | MS-Jackson-MS | Zone3A | Zone3A(MS-Jackson-MS) | ASHRAE30pct-state-STD2010 | state | MS | 0.0928 | 0.72 | ASHRAE30pct-state-3A_SchoolPrimary_STD2010_MS-Jackson-MS.table.csv.gz | Primary School | Jackson International Ap MS USA TMY3 WMO#=722350 | Natural Gas | 526967.3624 | 0 | 0 | 0 | 342190.4148 | 0 | 0 | 0 | 0 | 0 | 0 | 104136.667 | 0 | 0 | 973294.4442 | 0 | 973294.4442 | 0 | 0 | 3794.165 | 0 | 0 | 0 | 2463.771 | 0 | 0 | 0 | 0 | 0 | 0 | 749.784 | 0 | 0 | 7007.72 | 0 | 7007.72 | 0 | 0 | 526.9674 | 0 | 0 | 0 | 342.1904 | 0 | 0 | 0 | 0 | 0 | 0 | 104.1367 | 0 | 0 | 973.2944 | 0 | 973.2944 | 0 | 0 | 0 | 0 | 4.6268 | 0 | 0 | 0 | 0 | 7.1251 | 1.408 | 0 | 0 | 13.1599 | 13.1599 | 13.1599 | 1
MS_3A_PS_2013_NG | 3A | PS | NG | 4463 | ASHRAE30pct-state-3A | SchoolPrimary | STD2013 | MS-Jackson-MS | Zone3A | Zone3A(MS-Jackson-MS) | ASHRAE30pct-state-STD2013 | state | MS | 0.0928 | 0.72 | ASHRAE30pct-state-3A_SchoolPrimary_STD2013_MS-Jackson-MS.table.csv.gz | Primary School | Jackson International Ap MS USA TMY3 WMO#=722350 | Natural Gas | 603721.5928 | 0 | 0 | 0 | 342190.4148 | 0 | 0 | 0 | 0 | 0 | 0 | 104136.667 | 0 | 0 | 1050048.6746 | 0 | 1050048.6746 | 0 | 0 | 4346.7955 | 0 | 0 | 0 | 2463.771 | 0 | 0 | 0 | 0 | 0 | 0 | 749.784 | 0 | 0 | 7560.3505 | 0 | 7560.3505 | 0 | 0 | 603.7216 | 0 | 0 | 0 | 342.1904 | 0 | 0 | 0 | 0 | 0 | 0 | 104.1367 | 0 | 0 | 1050.0487 | 0 | 1050.0487 | 0 | 0 | 0 | 0 | 4.6268 | 0 | 0 | 0 | 0 | 8.1629 | 1.408 | 0 | 0 | 14.1977 | 14.1977 | 14.1977 | 2
NC_3A_PS_2010_EL | 3A | PS | EL | 3914 | ASHRAE30pct-state-3A | SchoolPrimary | STD2010 | NC-Charlotte-NC | Zone3A | Zone3A(NC-Charlotte-NC) | ASHRAE30pct-state-STD2010 | state | NC | 0.0861 | 0.84 | ASHRAE30pct-state-3A_SchoolPrimary_STD2010_NC-Charlotte-NC.table.csv.gz | Primary School | Charlotte Douglas Intl Arpt NC USA TMY3 WMO#=723140 | Electricity | 0 | 189175.0015 | 224122.224 | 12719.4445 | 355925.0028 | 0 | 103602.7786 | 211.1111 | 0 | 0 | 28083.3336 | 7177.7778 | 17480.5557 | 0 | 945958.3409 | 0 | 938497.2297 | 7461.1112 | 7461.1112 | 0 | 16287.9676 | 19296.9235 | 1095.1442 | 30645.1427 | 0 | 8920.1992 | 18.1767 | 0 | 0 | 2417.975 | 618.0067 | 1505.0758 | 0 | 81447.0132 | 0 | 80804.6115 | 642.4017 | 642.4017 | 0 | 645.6484 | 764.9222 | 43.4111 | 1214.761 | 0 | 353.5931 | 0.72052 | 0 | 0 | 95.8475 | 24.4975 | 59.6606 | 0 | 3228.5265 | 0 | 3203.062 | 25.4645 | 25.4645 | 10.3425 | 0.58696 | 16.7691 | 4.7809 | 0.0097421 | 1.296 | 8.7298 | 0 | 0.33123 | 0 | 0.80667 | 43.3086 | 43.6529 | 43.6529 | 1
NC_3A_PS_2013_EL | 3A | PS | EL | 4514 | ASHRAE30pct-state-3A | SchoolPrimary | STD2013 | NC-Charlotte-NC | Zone3A | Zone3A(NC-Charlotte-NC) | ASHRAE30pct-state-STD2013 | state | NC | 0.0861 | 0.84 | ASHRAE30pct-state-3A_SchoolPrimary_STD2013_NC-Charlotte-NC.table.csv.gz | Primary School | Charlotte Douglas Intl Arpt NC USA TMY3 WMO#=723140 | Electricity | 0 | 157522.2235 | 200663.8905 | 12719.4445 | 317797.2248 | 0 | 89119.4452 | 166.6667 | 0 | 0 | 26608.3335 | 7177.7778 | 17613.889 | 0 | 836113.8956 | 0 | 829388.8955 | 6725.0001 | 6725.0001 | 0 | 13562.6634 | 17277.161 | 1095.1442 | 27362.3411 | 0 | 7673.1842 | 14.35 | 0 | 0 | 2290.9775 | 618.0067 | 1516.5558 | 0 | 71989.4064 | 0 | 71410.3839 | 579.0225 | 579.0225 | 0 | 537.6185 | 684.8596 | 43.4111 | 1084.6321 | 0 | 304.1619 | 0.56883 | 0 | 0 | 90.8134 | 24.4975 | 60.1157 | 0 | 2853.6308 | 0 | 2830.6786 | 22.9522 | 22.9522 | 9.26 | 0.58696 | 14.9757 | 4.1126 | 0.0076911 | 1.2279 | 7.2691 | 0 | 0.33123 | 0 | 0.81282 | 38.2736 | 38.584 | 38.584 | 2
NC_3A_PS_2010_NG | 3A | PS | NG | 3923 | ASHRAE30pct-state-3A | SchoolPrimary | STD2010 | NC-Charlotte-NC | Zone3A | Zone3A(NC-Charlotte-NC) | ASHRAE30pct-state-STD2010 | state | NC | 0.0861 | 0.84 | ASHRAE30pct-state-3A_SchoolPrimary_STD2010_NC-Charlotte-NC.table.csv.gz | Primary School | Charlotte Douglas Intl Arpt NC USA TMY3 WMO#=723140 | Natural Gas | 619597.5295 | 0 | 0 | 0 | 342190.4148 | 0 | 0 | 0 | 0 | 0 | 0 | 104203.0142 | 0 | 0 | 1065990.9585 | 0 | 1065990.9585 | 0 | 0 | 5204.6192 | 0 | 0 | 0 | 2874.3995 | 0 | 0 | 0 | 0 | 0 | 0 | 875.3053 | 0 | 0 | 8954.3241 | 0 | 8954.3241 | 0 | 0 | 619.5975 | 0 | 0 | 0 | 342.1904 | 0 | 0 | 0 | 0 | 0 | 0 | 104.203 | 0 | 0 | 1065.991 | 0 | 1065.991 | 0 | 0 | 0 | 0 | 4.6268 | 0 | 0 | 0 | 0 | 8.3776 | 1.4089 | 0 | 0 | 14.4133 | 14.4133 | 14.4133 | 1
NC_3A_PS_2013_NG | 3A | PS | NG | 4523 | ASHRAE30pct-state-3A | SchoolPrimary | STD2013 | NC-Charlotte-NC | Zone3A | Zone3A(NC-Charlotte-NC) | ASHRAE30pct-state-STD2013 | state | NC | 0.0861 | 0.84 | ASHRAE30pct-state-3A_SchoolPrimary_STD2013_NC-Charlotte-NC.table.csv.gz | Primary School | Charlotte Douglas Intl Arpt NC USA TMY3 WMO#=723140 | Natural Gas | 698740.259 | 0 | 0 | 0 | 342190.4148 | 0 | 0 | 0 | 0 | 0 | 0 | 104193.536 | 0 | 0 | 1145114.7317 | 0 | 1145124.2099 | 0 | 0 | 5869.4182 | 0 | 0 | 0 | 2874.3995 | 0 | 0 | 0 | 0 | 0 | 0 | 875.2257 | 0 | 0 | 9618.9637 | 0 | 9619.0434 | 0 | 0 | 698.7403 | 0 | 0 | 0 | 342.1904 | 0 | 0 | 0 | 0 | 0 | 0 | 104.1935 | 0 | 0 | 1145.1147 | 0 | 1145.1242 | 0 | 0 | 0 | 0 | 4.6268 | 0 | 0 | 0 | 0 | 9.4477 | 1.4088 | 0 | 0 | 15.4832 | 15.4831 | 15.4832 | 2
OK_3A_PS_2010_EL | 3A | PS | EL | 3974 | ASHRAE30pct-state-3A | SchoolPrimary | STD2010 | OK-Oklahoma-OK | Zone3A | Zone3A(OK-Oklahoma-OK) | ASHRAE30pct-state-STD2010 | state | OK | 0.0726 | 0.87 | ASHRAE30pct-state-3A_SchoolPrimary_STD2010_OK-Oklahoma-OK.table.csv.gz | Primary School | Oklahoma City Will Rogers Wor OK USA TMY3 WMO#=723530 | Electricity | 0 | 208275.0017 | 223905.5573 | 12716.6668 | 355925.0028 | 0 | 113225.0009 | 333.3333 | 0 | 0 | 30377.778 | 7177.7778 | 17463.889 | 0 | 976858.3411 | 0 | 969400.0078 | 7458.3334 | 7458.3334 | 0 | 15120.7651 | 16255.5435 | 923.23 | 25840.1552 | 0 | 8220.1351 | 24.2 | 0 | 0 | 2205.4267 | 521.1067 | 1267.8783 | 0 | 70919.9156 | 0 | 70378.4406 | 541.475 | 541.475 | 0 | 710.8361 | 764.1827 | 43.4016 | 1214.761 | 0 | 386.4334 | 1.1377 | 0 | 0 | 103.6784 | 24.4975 | 59.6037 | 0 | 3333.9872 | 0 | 3308.5322 | 25.4551 | 25.4551 | 10.3325 | 0.58683 | 16.769 | 5.225 | 0.015382 | 1.4018 | 9.6112 | 0 | 0.33123 | 0 | 0.8059 | 44.7347 | 45.0789 | 45.0789 | 1
OK_3A_PS_2013_EL | 3A | PS | EL | 4574 | ASHRAE30pct-state-3A | SchoolPrimary | STD2013 | OK-Oklahoma-OK | Zone3A | Zone3A(OK-Oklahoma-OK) | ASHRAE30pct-state-STD2013 | state | OK | 0.0726 | 0.87 | ASHRAE30pct-state-3A_SchoolPrimary_STD2013_OK-Oklahoma-OK.table.csv.gz | Primary School | Oklahoma City Will Rogers Wor OK USA TMY3 WMO#=723530 | Electricity | 0 | 174536.1125 | 200050.0016 | 12716.6668 | 317797.2248 | 0 | 93447.223 | 275 | 0 | 0 | 27830.5558 | 7177.7778 | 17463.889 | 0 | 858019.4513 | 0 | 851294.4513 | 6725.0001 | 6725.0001 | 0 | 12671.3218 | 14523.6301 | 923.23 | 23072.0785 | 0 | 6784.2684 | 19.965 | 0 | 0 | 2020.4983 | 521.1067 | 1267.8783 | 0 | 62292.2122 | 0 | 61803.9772 | 488.235 | 488.235 | 0 | 595.6863 | 682.7645 | 43.4016 | 1084.6321 | 0 | 318.9325 | 0.93857 | 0 | 0 | 94.9848 | 24.4975 | 59.6037 | 0 | 2928.3938 | 0 | 2905.4416 | 22.9522 | 22.9522 | 9.2317 | 0.58683 | 14.9757 | 4.3123 | 0.01269 | 1.2843 | 8.0543 | 0 | 0.33123 | 0 | 0.8059 | 39.2845 | 39.5948 | 39.5948 | 2
OK_3A_PS_2010_NG | 3A | PS | NG | 3983 | ASHRAE30pct-state-3A | SchoolPrimary | STD2010 | OK-Oklahoma-OK | Zone3A | Zone3A(OK-Oklahoma-OK) | ASHRAE30pct-state-STD2010 | state | OK | 0.0726 | 0.87 | ASHRAE30pct-state-3A_SchoolPrimary_STD2010_OK-Oklahoma-OK.table.csv.gz | Primary School | Oklahoma City Will Rogers Wor OK USA TMY3 WMO#=723530 | Natural Gas | 735174.3491 | 0 | 0 | 0 | 342190.4148 | 0 | 0 | 0 | 0 | 0 | 0 | 104212.4923 | 0 | 0 | 1181577.2563 | 0 | 1181577.2563 | 0 | 0 | 6396.0168 | 0 | 0 | 0 | 2977.0566 | 0 | 0 | 0 | 0 | 0 | 0 | 906.6487 | 0 | 0 | 10279.7221 | 0 | 10279.7221 | 0 | 0 | 735.1743 | 0 | 0 | 0 | 342.1904 | 0 | 0 | 0 | 0 | 0 | 0 | 104.2125 | 0 | 0 | 1181.5773 | 0 | 1181.5773 | 0 | 0 | 0 | 0 | 4.6268 | 0 | 0 | 0 | 0 | 9.9403 | 1.4091 | 0 | 0 | 15.9761 | 15.9761 | 15.9761 | 1
OK_3A_PS_2013_NG | 3A | PS | NG | 4583 | ASHRAE30pct-state-3A | SchoolPrimary | STD2013 | OK-Oklahoma-OK | Zone3A | Zone3A(OK-Oklahoma-OK) | ASHRAE30pct-state-STD2013 | state | OK | 0.0726 | 0.87 | ASHRAE30pct-state-3A_SchoolPrimary_STD2013_OK-Oklahoma-OK.table.csv.gz | Primary School | Oklahoma City Will Rogers Wor OK USA TMY3 WMO#=723530 | Natural Gas | 675092.2219 | 0 | 0 | 0 | 342190.4148 | 0 | 0 | 0 | 0 | 0 | 0 | 104212.4923 | 0 | 0 | 1121495.1291 | 0 | 1121495.1291 | 0 | 0 | 5873.3023 | 0 | 0 | 0 | 2977.0566 | 0 | 0 | 0 | 0 | 0 | 0 | 906.6487 | 0 | 0 | 9757.0076 | 0 | 9757.0076 | 0 | 0 | 675.0922 | 0 | 0 | 0 | 342.1904 | 0 | 0 | 0 | 0 | 0 | 0 | 104.2125 | 0 | 0 | 1121.4951 | 0 | 1121.4951 | 0 | 0 | 0 | 0 | 4.6268 | 0 | 0 | 0 | 0 | 9.1279 | 1.4091 | 0 | 0 | 15.1637 | 15.1637 | 15.1637 | 2
SC_3A_PS_2010_EL | 3A | PS | EL | 4034 | ASHRAE30pct-state-3A | SchoolPrimary | STD2010 | SC-Columbia-SC | Zone3A | Zone3A(SC-Columbia-SC) | ASHRAE30pct-state-STD2010 | state | SC | 0.0957 | 0.85 | ASHRAE30pct-state-3A_SchoolPrimary_STD2010_SC-Columbia-SC.table.csv.gz | Primary School | Columbia Metro Arpt SC USA TMY3 WMO#=723100 | Electricity | 0 | 216805.5573 | 223855.5573 | 12713.889 | 355925.0028 | 0 | 103530.5564 | 191.6667 | 0 | 0 | 28616.6669 | 7175.0001 | 17536.1113 | 0 | 973813.8967 | 0 | 966350.0077 | 7463.8889 | 7463.8889 | 0 | 20748.2918 | 21422.9768 | 1216.7192 | 34062.0228 | 0 | 9907.8742 | 18.3425 | 0 | 0 | 2738.615 | 686.6475 | 1678.2058 | 0 | 93193.9899 | 0 | 92479.6957 | 714.2942 | 714.2942 | 0 | 739.9506 | 764.0121 | 43.3921 | 1214.761 | 0 | 353.3466 | 0.65415 | 0 | 0 | 97.6678 | 24.4881 | 59.8502 | 0 | 3323.5966 | 0 | 3298.1226 | 25.474 | 25.474 | 10.3302 | 0.5867 | 16.7692 | 4.7776 | 0.0088448 | 1.3206 | 10.0049 | 0 | 0.3311 | 0 | 0.80923 | 44.5939 | 44.9384 | 44.9384 | 1
SC_3A_PS_2013_EL | 3A | PS | EL | 4634 | ASHRAE30pct-state-3A | SchoolPrimary | STD2013 | SC-Columbia-SC | Zone3A | Zone3A(SC-Columbia-SC) | ASHRAE30pct-state-STD2013 | state | SC | 0.0957 | 0.85 | ASHRAE30pct-state-3A_SchoolPrimary_STD2013_SC-Columbia-SC.table.csv.gz | Primary School | Columbia Metro Arpt SC USA TMY3 WMO#=723100 | Electricity | 0 | 182263.8903 | 200350.0016 | 12713.889 | 317797.2248 | 0 | 89191.6674 | 138.8889 | 0 | 0 | 27261.1113 | 7177.7778 | 17686.1113 | 0 | 861305.5624 | 0 | 854580.5624 | 6725.0001 | 6725.0001 | 0 | 17442.6543 | 19173.4952 | 1216.7192 | 30413.1944 | 0 | 8535.6426 | 13.2917 | 0 | 0 | 2608.8884 | 686.9133 | 1692.5608 | 0 | 82426.9423 | 0 | 81783.3598 | 643.5825 | 643.5825 | 0 | 622.061 | 683.7883 | 43.3921 | 1084.6321 | 0 | 304.4084 | 0.47402 | 0 | 0 | 93.0413 | 24.4975 | 60.3621 | 0 | 2939.6092 | 0 | 2916.657 | 22.9522 | 22.9522 | 9.2455 | 0.5867 | 14.9757 | 4.1159 | 0.0064093 | 1.258 | 8.4109 | 0 | 0.33123 | 0 | 0.81616 | 39.4361 | 39.7465 | 39.7465 | 2
SC_3A_PS_2010_NG | 3A | PS | NG | 4043 | ASHRAE30pct-state-3A | SchoolPrimary | STD2010 | SC-Columbia-SC | Zone3A | Zone3A(SC-Columbia-SC) | ASHRAE30pct-state-STD2010 | state | SC | 0.0957 | 0.85 | ASHRAE30pct-state-3A_SchoolPrimary_STD2010_SC-Columbia-SC.table.csv.gz | Primary School | Columbia Metro Arpt SC USA TMY3 WMO#=723100 | Natural Gas | 572936.4927 | 0 | 0 | 0 | 342190.4148 | 0 | 0 | 0 | 0 | 0 | 0 | 104146.1451 | 0 | 0 | 1019273.0527 | 0 | 1019273.0527 | 0 | 0 | 4869.9602 | 0 | 0 | 0 | 2908.6185 | 0 | 0 | 0 | 0 | 0 | 0 | 885.2422 | 0 | 0 | 8663.8209 | 0 | 8663.8209 | 0 | 0 | 572.9365 | 0 | 0 | 0 | 342.1904 | 0 | 0 | 0 | 0 | 0 | 0 | 104.1461 | 0 | 0 | 1019.2731 | 0 | 1019.2731 | 0 | 0 | 0 | 0 | 4.6268 | 0 | 0 | 0 | 0 | 7.7467 | 1.4082 | 0 | 0 | 13.7816 | 13.7816 | 13.7816 | 1
SC_3A_PS_2013_NG | 3A | PS | NG | 4643 | ASHRAE30pct-state-3A | SchoolPrimary | STD2013 | SC-Columbia-SC | Zone3A | Zone3A(SC-Columbia-SC) | ASHRAE30pct-state-STD2013 | state | SC | 0.0957 | 0.85 | ASHRAE30pct-state-3A_SchoolPrimary_STD2013_SC-Columbia-SC.table.csv.gz | Primary School | Columbia Metro Arpt SC USA TMY3 WMO#=723100 | Natural Gas | 646297.5378 | 0 | 0 | 0 | 342190.4148 | 0 | 0 | 0 | 0 | 0 | 0 | 104174.5797 | 0 | 0 | 1092662.5323 | 0 | 1092662.5323 | 0 | 0 | 5493.5291 | 0 | 0 | 0 | 2908.6185 | 0 | 0 | 0 | 0 | 0 | 0 | 885.4839 | 0 | 0 | 9287.6315 | 0 | 9287.6315 | 0 | 0 | 646.2975 | 0 | 0 | 0 | 342.1904 | 0 | 0 | 0 | 0 | 0 | 0 | 104.1746 | 0 | 0 | 1092.6625 | 0 | 1092.6625 | 0 | 0 | 0 | 0 | 4.6268 | 0 | 0 | 0 | 0 | 8.7386 | 1.4085 | 0 | 0 | 14.7739 | 14.7739 | 14.7739 | 2
TN_3A_PS_2010_EL | 3A | PS | EL | 4094 | ASHRAE30pct-state-3A | SchoolPrimary | STD2010 | TN-Memphis-TN | Zone3A | Zone3A(TN-Memphis-TN) | ASHRAE30pct-state-STD2010 | state | TN | 0.1029 | 0.81 | ASHRAE30pct-state-3A_SchoolPrimary_STD2010_TN-Memphis-TN.table.csv.gz | Primary School | Memphis International Ap TN USA TMY3 WMO#=723340 | Electricity | 0 | 208600.0017 | 223855.5573 | 12730.5557 | 355925.0028 | 0 | 107427.7786 | 258.3333 | 0 | 0 | 28675.0002 | 7175.0001 | 17513.889 | 0 | 969627.7855 | 0 | 962161.1188 | 7466.6667 | 7466.6667 | 0 | 21464.9402 | 23034.7369 | 1309.9742 | 36624.6828 | 0 | 11054.3184 | 26.5825 | 0 | 0 | 2950.6575 | 738.3075 | 1802.1792 | 0 | 99774.6991 | 0 | 99006.3791 | 768.32 | 768.32 | 0 | 711.9453 | 764.0121 | 43.449 | 1214.761 | 0 | 366.6477 | 0.88168 | 0 | 0 | 97.8669 | 24.4881 | 59.7744 | 0 | 3309.3096 | 0 | 3283.8261 | 25.4835 | 25.4835 | 10.3302 | 0.58747 | 16.7694 | 4.9574 | 0.011921 | 1.3233 | 9.6262 | 0 | 0.3311 | 0 | 0.80821 | 44.4006 | 44.7452 | 44.7452 | 1
TN_3A_PS_2013_EL | 3A | PS | EL | 4694 | ASHRAE30pct-state-3A | SchoolPrimary | STD2013 | TN-Memphis-TN | Zone3A | Zone3A(TN-Memphis-TN) | ASHRAE30pct-state-STD2013 | state | TN | 0.1029 | 0.81 | ASHRAE30pct-state-3A_SchoolPrimary_STD2013_TN-Memphis-TN.table.csv.gz | Primary School | Memphis International Ap TN USA TMY3 WMO#=723340 | Electricity | 0 | 173330.5569 | 200597.2238 | 12730.5557 | 317797.2248 | 0 | 92019.4452 | 197.2222 | 0 | 0 | 27225.0002 | 7177.7778 | 17652.7779 | 0 | 855450.0068 | 0 | 848727.7846 | 6722.2223 | 6722.2223 | 0 | 17835.7143 | 20641.4543 | 1309.9742 | 32701.3344 | 0 | 9468.8009 | 20.2942 | 0 | 0 | 2801.4525 | 738.5933 | 1816.4708 | 0 | 88025.8057 | 0 | 87334.089 | 691.7167 | 691.7167 | 0 | 591.5718 | 684.6321 | 43.449 | 1084.6321 | 0 | 314.0595 | 0.67311 | 0 | 0 | 92.9181 | 24.4975 | 60.2484 | 0 | 2919.6244 | 0 | 2896.6816 | 22.9427 | 22.9427 | 9.2569 | 0.58747 | 14.9755 | 4.2464 | 0.0091012 | 1.2563 | 7.9986 | 0 | 0.33123 | 0 | 0.81462 | 39.166 | 39.4763 | 39.4763 | 2
TN_3A_PS_2010_NG | 3A | PS | NG | 4103 | ASHRAE30pct-state-3A | SchoolPrimary | STD2010 | TN-Memphis-TN | Zone3A | Zone3A(TN-Memphis-TN) | ASHRAE30pct-state-STD2010 | state | TN | 0.1029 | 0.81 | ASHRAE30pct-state-3A_SchoolPrimary_STD2010_TN-Memphis-TN.table.csv.gz | Primary School | Memphis International Ap TN USA TMY3 WMO#=723340 | Natural Gas | 655415.5385 | 0 | 0 | 0 | 342190.4148 | 0 | 0 | 0 | 0 | 0 | 0 | 104174.5797 | 0 | 0 | 1101780.533 | 0 | 1101780.533 | 0 | 0 | 5308.8659 | 0 | 0 | 0 | 2771.7424 | 0 | 0 | 0 | 0 | 0 | 0 | 843.8141 | 0 | 0 | 8924.4223 | 0 | 8924.4223 | 0 | 0 | 655.4155 | 0 | 0 | 0 | 342.1904 | 0 | 0 | 0 | 0 | 0 | 0 | 104.1746 | 0 | 0 | 1101.7805 | 0 | 1101.7805 | 0 | 0 | 0 | 0 | 4.6268 | 0 | 0 | 0 | 0 | 8.8619 | 1.4085 | 0 | 0 | 14.8972 | 14.8972 | 14.8972 | 1
TN_3A_PS_2013_NG | 3A | PS | NG | 4703 | ASHRAE30pct-state-3A | SchoolPrimary | STD2013 | TN-Memphis-TN | Zone3A | Zone3A(TN-Memphis-TN) | ASHRAE30pct-state-STD2013 | state | TN | 0.1029 | 0.81 | ASHRAE30pct-state-3A_SchoolPrimary_STD2013_TN-Memphis-TN.table.csv.gz | Primary School | Memphis International Ap TN USA TMY3 WMO#=723340 | Natural Gas | 709384.2453 | 0 | 0 | 0 | 342190.4148 | 0 | 0 | 0 | 0 | 0 | 0 | 104184.0578 | 0 | 0 | 1155758.718 | 0 | 1155758.718 | 0 | 0 | 5746.0124 | 0 | 0 | 0 | 2771.7424 | 0 | 0 | 0 | 0 | 0 | 0 | 843.8909 | 0 | 0 | 9361.6456 | 0 | 9361.6456 | 0 | 0 | 709.3842 | 0 | 0 | 0 | 342.1904 | 0 | 0 | 0 | 0 | 0 | 0 | 104.1841 | 0 | 0 | 1155.7587 | 0 | 1155.7587 | 0 | 0 | 0 | 0 | 4.6268 | 0 | 0 | 0 | 0 | 9.5916 | 1.4087 | 0 | 0 | 15.627 | 15.627 | 15.627 | 2
TX_3A_PS_2010_EL | 3A | PS | EL | 4154 | ASHRAE30pct-state-3A | SchoolPrimary | STD2010 | TX-FortWorthAlliance-TX | Zone3A | Zone3A(TX-FortWorthAlliance-TX) | ASHRAE30pct-state-STD2010 | state | TX | 0.0817 | 0.67 | ASHRAE30pct-state-3A_SchoolPrimary_STD2010_TX-FortWorthAlliance-TX.table.csv.gz | Primary School | Fort Worth Alliance TX USA TMY3 WMO#=722594 | Electricity | 0 | 229941.6685 | 224905.5574 | 12719.4445 | 355925.0028 | 0 | 107416.6675 | 216.6667 | 0 | 0 | 30452.778 | 7175.0001 | 17536.1113 | 0 | 993755.5635 | 0 | 986288.8968 | 7466.6667 | 7466.6667 | 0 | 18786.2343 | 18374.784 | 1039.1786 | 29079.0727 | 0 | 8775.9417 | 17.7017 | 0 | 0 | 2487.992 | 586.1975 | 1432.7003 | 0 | 81189.8295 | 0 | 80579.8029 | 610.0267 | 610.0267 | 0 | 784.7838 | 767.5957 | 43.4111 | 1214.761 | 0 | 366.6098 | 0.73948 | 0 | 0 | 103.9344 | 24.4881 | 59.8502 | 0 | 3391.6569 | 0 | 3366.1734 | 25.4835 | 25.4835 | 10.3787 | 0.58696 | 16.7694 | 4.9569 | 0.0099985 | 1.4053 | 10.6111 | 0 | 0.3311 | 0 | 0.80923 | 45.514 | 45.8586 | 45.8586 | 1
TX_3A_PS_2013_EL | 3A | PS | EL | 4754 | ASHRAE30pct-state-3A | SchoolPrimary | STD2013 | TX-FortWorthAlliance-TX | Zone3A | Zone3A(TX-FortWorthAlliance-TX) | ASHRAE30pct-state-STD2013 | state | TX | 0.0817 | 0.67 | ASHRAE30pct-state-3A_SchoolPrimary_STD2013_TX-FortWorthAlliance-TX.table.csv.gz | Primary School | Fort Worth Alliance TX USA TMY3 WMO#=722594 | Electricity | 0 | 194252.7793 | 201938.8905 | 12719.4445 | 317797.2248 | 0 | 88375.0007 | 180.5556 | 0 | 0 | 27844.4447 | 7175.0001 | 17536.1113 | 0 | 874541.6737 | 0 | 867819.4514 | 6722.2223 | 6722.2223 | 0 | 15870.4521 | 16498.4074 | 1039.1786 | 25964.0333 | 0 | 7220.2376 | 14.7514 | 0 | 0 | 2274.8911 | 586.1975 | 1432.7003 | 0 | 71450.0547 | 0 | 70900.8492 | 549.2056 | 549.2056 | 0 | 662.9787 | 689.2112 | 43.4111 | 1084.6321 | 0 | 301.6211 | 0.61623 | 0 | 0 | 95.0322 | 24.4881 | 59.8502 | 0 | 2984.7836 | 0 | 2961.8409 | 22.9427 | 22.9427 | 9.3188 | 0.58696 | 14.9755 | 4.0782 | 0.0083321 | 1.2849 | 8.9641 | 0 | 0.3311 | 0 | 0.80923 | 40.0471 | 40.3573 | 40.3573 | 2
TX_3A_PS_2010_NG | 3A | PS | NG | 4163 | ASHRAE30pct-state-3A | SchoolPrimary | STD2010 | TX-FortWorthAlliance-TX | Zone3A | Zone3A(TX-FortWorthAlliance-TX) | ASHRAE30pct-state-STD2010 | state | TX | 0.0817 | 0.67 | ASHRAE30pct-state-3A_SchoolPrimary_STD2010_TX-FortWorthAlliance-TX.table.csv.gz | Primary School | Fort Worth Alliance TX USA TMY3 WMO#=722594 | Natural Gas | 582395.7076 | 0 | 0 | 0 | 342190.4148 | 0 | 0 | 0 | 0 | 0 | 0 | 104155.6233 | 0 | 0 | 1028751.2239 | 0 | 1028741.7457 | 0 | 0 | 3902.0512 | 0 | 0 | 0 | 2292.6758 | 0 | 0 | 0 | 0 | 0 | 0 | 697.8427 | 0 | 0 | 6892.6332 | 0 | 6892.5697 | 0 | 0 | 582.3957 | 0 | 0 | 0 | 342.1904 | 0 | 0 | 0 | 0 | 0 | 0 | 104.1556 | 0 | 0 | 1028.7512 | 0 | 1028.7417 | 0 | 0 | 0 | 0 | 4.6268 | 0 | 0 | 0 | 0 | 7.8746 | 1.4083 | 0 | 0 | 13.9096 | 13.9098 | 13.9096 | 1
TX_3A_PS_2013_NG | 3A | PS | NG | 4763 | ASHRAE30pct-state-3A | SchoolPrimary | STD2013 | TX-FortWorthAlliance-TX | Zone3A | Zone3A(TX-FortWorthAlliance-TX) | ASHRAE30pct-state-STD2013 | state | TX | 0.0817 | 0.67 | ASHRAE30pct-state-3A_SchoolPrimary_STD2013_TX-FortWorthAlliance-TX.table.csv.gz | Primary School | Fort Worth Alliance TX USA TMY3 WMO#=722594 | Natural Gas | 536199.1011 | 0 | 0 | 0 | 342190.4148 | 0 | 0 | 0 | 0 | 0 | 0 | 104155.6233 | 0 | 0 | 982545.1393 | 0 | 982545.1393 | 0 | 0 | 3592.534 | 0 | 0 | 0 | 2292.6758 | 0 | 0 | 0 | 0 | 0 | 0 | 697.8427 | 0 | 0 | 6583.0524 | 0 | 6583.0524 | 0 | 0 | 536.1991 | 0 | 0 | 0 | 342.1904 | 0 | 0 | 0 | 0 | 0 | 0 | 104.1556 | 0 | 0 | 982.5451 | 0 | 982.5451 | 0 | 0 | 0 | 0 | 4.6268 | 0 | 0 | 0 | 0 | 7.25 | 1.4083 | 0 | 0 | 13.285 | 13.285 | 13.285 | 2
AZ_3B_PS_2010_EL | 3B | PS | EL | 5174 | ASHRAE30pct-state-3B | SchoolPrimary | STD2010 | AZ-Kingman-AZ | Zone3B | Zone3B(AZ-Kingman-AZ) | ASHRAE30pct-state-STD2010 | state | AZ | 0.0954 | 0.95 | ASHRAE30pct-state-3B_SchoolPrimary_STD2010_AZ-Kingman-AZ.table.csv.gz | Primary School | Kingman Amos AZ USA TMY3 WMO#=723700 | Electricity | 0 | 167888.8902 | 226419.4463 | 12716.6668 | 355925.0028 | 0 | 106847.2231 | 172.2222 | 0 | 0 | 25380.5558 | 7177.7778 | 17258.3335 | 0 | 927250.0074 | 0 | 919786.1185 | 7463.8889 | 7463.8889 | 0 | 16016.6001 | 21600.4152 | 1213.17 | 33955.2453 | 0 | 10193.2251 | 16.43 | 0 | 0 | 2421.305 | 684.76 | 1646.445 | 0 | 88459.6507 | 0 | 87747.5957 | 712.055 | 712.055 | 0 | 572.9996 | 772.7626 | 43.4016 | 1214.761 | 0 | 364.6663 | 0.58779 | 0 | 0 | 86.6231 | 24.4975 | 58.9022 | 0 | 3164.6755 | 0 | 3139.2015 | 25.474 | 25.474 | 10.4485 | 0.58683 | 16.7692 | 4.9307 | 0.0079475 | 1.1712 | 7.7475 | 0 | 0.33123 | 0 | 0.79642 | 42.4452 | 42.7896 | 42.7896 | 1
AZ_3B_PS_2013_EL | 3B | PS | EL | 5534 | ASHRAE30pct-state-3B | SchoolPrimary | STD2013 | AZ-Kingman-AZ | Zone3B | Zone3B(AZ-Kingman-AZ) | ASHRAE30pct-state-STD2013 | state | AZ | 0.0954 | 0.95 | ASHRAE30pct-state-3B_SchoolPrimary_STD2013_AZ-Kingman-AZ.table.csv.gz | Primary School | Kingman Amos AZ USA TMY3 WMO#=723700 | Electricity | 0 | 148477.779 | 202436.1127 | 12716.6668 | 317797.2248 | 0 | 69877.7783 | 308.3333 | 0 | 0 | 0 | 7177.7778 | 17252.7779 | 0 | 782769.4507 | 0 | 776044.4507 | 6725.0001 | 6725.0001 | 0 | 14164.7801 | 19312.4052 | 1213.17 | 30317.8552 | 0 | 6666.3401 | 29.415 | 0 | 0 | 0 | 684.76 | 1645.915 | 0 | 74676.2056 | 0 | 74034.6406 | 641.565 | 641.565 | 0 | 506.7501 | 690.9082 | 43.4016 | 1084.6321 | 0 | 238.4907 | 1.0523 | 0 | 0 | 0 | 24.4975 | 58.8832 | 0 | 2671.5679 | 0 | 2648.6157 | 22.9522 | 22.9522 | 9.3418 | 0.58683 | 14.9757 | 3.2246 | 0.014229 | 0 | 6.8518 | 0 | 0.33123 | 0 | 0.79616 | 35.8119 | 36.1223 | 36.1223 | 2
AZ_3B_PS_2010_NG | 3B | PS | NG | 5183 | ASHRAE30pct-state-3B | SchoolPrimary | STD2010 | AZ-Kingman-AZ | Zone3B | Zone3B(AZ-Kingman-AZ) | ASHRAE30pct-state-STD2010 | state | AZ | 0.0954 | 0.95 | ASHRAE30pct-state-3B_SchoolPrimary_STD2010_AZ-Kingman-AZ.table.csv.gz | Primary School | Kingman Amos AZ USA TMY3 WMO#=723700 | Natural Gas | 351706.4987 | 0 | 0 | 0 | 342190.4148 | 0 | 0 | 0 | 0 | 0 | 0 | 101672.3425 | 0 | 0 | 795569.256 | 0 | 795569.256 | 0 | 0 | 3341.2117 | 0 | 0 | 0 | 3250.8089 | 0 | 0 | 0 | 0 | 0 | 0 | 965.8873 | 0 | 0 | 7557.9079 | 0 | 7557.9079 | 0 | 0 | 351.7065 | 0 | 0 | 0 | 342.1904 | 0 | 0 | 0 | 0 | 0 | 0 | 101.6723 | 0 | 0 | 795.5693 | 0 | 795.5693 | 0 | 0 | 0 | 0 | 4.6268 | 0 | 0 | 0 | 0 | 4.7554 | 1.3747 | 0 | 0 | 10.7569 | 10.7569 | 10.7569 | 1
AZ_3B_PS_2013_NG | 3B | PS | NG | 5543 | ASHRAE30pct-state-3B | SchoolPrimary | STD2013 | AZ-Kingman-AZ | Zone3B | Zone3B(AZ-Kingman-AZ) | ASHRAE30pct-state-STD2013 | state | AZ | 0.0954 | 0.95 | ASHRAE30pct-state-3B_SchoolPrimary_STD2013_AZ-Kingman-AZ.table.csv.gz | Primary School | Kingman Amos AZ USA TMY3 WMO#=723700 | Natural Gas | 480495.889 | 0 | 0 | 0 | 342190.4148 | 0 | 0 | 0 | 0 | 0 | 0 | 101700.777 | 0 | 0 | 924387.0808 | 0 | 924387.0808 | 0 | 0 | 4564.7109 | 0 | 0 | 0 | 3250.8089 | 0 | 0 | 0 | 0 | 0 | 0 | 966.1574 | 0 | 0 | 8781.6773 | 0 | 8781.6773 | 0 | 0 | 480.4959 | 0 | 0 | 0 | 342.1904 | 0 | 0 | 0 | 0 | 0 | 0 | 101.7008 | 0 | 0 | 924.3871 | 0 | 924.3871 | 0 | 0 | 0 | 0 | 4.6268 | 0 | 0 | 0 | 0 | 6.4968 | 1.3751 | 0 | 0 | 12.4986 | 12.4986 | 12.4986 | 2
CA_3B_PS_2010_EL | 3B | PS | EL | 5234 | ASHRAE30pct-state-3B | SchoolPrimary | STD2010 | CA-LosAngeles-CA | Zone3B | Zone3B(CA-LosAngeles-CA) | ASHRAE30pct-state-STD2010 | state | CA | 0.136 | 0.7 | ASHRAE30pct-state-3B_SchoolPrimary_STD2010_CA-LosAngeles-CA.table.csv.gz | Primary School | Los Angeles Intl Arpt CA USA TMY3 WMO#=722950 | Electricity | 0 | 152569.4457 | 222733.3351 | 12730.5557 | 355925.0028 | 0 | 102625.0008 | 63.8889 | 0 | 0 | 21283.3335 | 7177.7778 | 17377.7779 | 0 | 899947.2294 | 0 | 892486.1183 | 7461.1112 | 7461.1112 | 0 | 20749.4446 | 30291.7336 | 1731.3556 | 48405.8004 | 0 | 13957.0001 | 8.6889 | 0 | 0 | 2894.5334 | 976.1778 | 2363.3778 | 0 | 122392.8232 | 0 | 121378.1121 | 1014.7111 | 1014.7111 | 0 | 520.7148 | 760.182 | 43.449 | 1214.761 | 0 | 350.2559 | 0.21805 | 0 | 0 | 72.6394 | 24.4975 | 59.3098 | 0 | 3071.492 | 0 | 3046.0275 | 25.4645 | 25.4645 | 10.2784 | 0.58747 | 16.7691 | 4.7358 | 0.0029483 | 0.98216 | 7.0406 | 0 | 0.33123 | 0 | 0.80193 | 41.1854 | 41.5297 | 41.5297 | 1
CA_3B_PS_2013_EL | 3B | PS | EL | 5594 | ASHRAE30pct-state-3B | SchoolPrimary | STD2013 | CA-LosAngeles-CA | Zone3B | Zone3B(CA-LosAngeles-CA) | ASHRAE30pct-state-STD2013 | state | CA | 0.136 | 0.7 | ASHRAE30pct-state-3B_SchoolPrimary_STD2013_CA-LosAngeles-CA.table.csv.gz | Primary School | Los Angeles Intl Arpt CA USA TMY3 WMO#=722950 | Electricity | 0 | 107905.5564 | 198311.1127 | 12730.5557 | 317797.2248 | 0 | 66408.3339 | 72.2222 | 0 | 0 | 0 | 7177.7778 | 17377.7779 | 0 | 734502.7837 | 0 | 727780.5614 | 6722.2223 | 6722.2223 | 0 | 14675.1557 | 26970.3113 | 1731.3556 | 43220.4226 | 0 | 9031.5334 | 9.8222 | 0 | 0 | 0 | 976.1778 | 2363.3778 | 0 | 99892.3786 | 0 | 98978.1563 | 914.2222 | 914.2222 | 0 | 368.2783 | 676.8297 | 43.449 | 1084.6321 | 0 | 226.6496 | 0.24649 | 0 | 0 | 0 | 24.4975 | 59.3098 | 0 | 2506.8352 | 0 | 2483.8925 | 22.9427 | 22.9427 | 9.1514 | 0.58747 | 14.9755 | 3.0645 | 0.0033328 | 0 | 4.9795 | 0 | 0.33123 | 0 | 0.80193 | 33.5847 | 33.8949 | 33.8949 | 2
CA_3B_PS_2010_NG | 3B | PS | NG | 5243 | ASHRAE30pct-state-3B | SchoolPrimary | STD2010 | CA-LosAngeles-CA | Zone3B | Zone3B(CA-LosAngeles-CA) | ASHRAE30pct-state-STD2010 | state | CA | 0.136 | 0.7 | ASHRAE30pct-state-3B_SchoolPrimary_STD2010_CA-LosAngeles-CA.table.csv.gz | Primary School | Los Angeles Intl Arpt CA USA TMY3 WMO#=722950 | Natural Gas | 259246.9387 | 0 | 0 | 0 | 342190.4148 | 0 | 0 | 0 | 0 | 0 | 0 | 101634.4298 | 0 | 0 | 703071.7833 | 0 | 703071.7833 | 0 | 0 | 1814.7286 | 0 | 0 | 0 | 2395.3329 | 0 | 0 | 0 | 0 | 0 | 0 | 711.441 | 0 | 0 | 4921.5025 | 0 | 4921.5025 | 0 | 0 | 259.2469 | 0 | 0 | 0 | 342.1904 | 0 | 0 | 0 | 0 | 0 | 0 | 101.6344 | 0 | 0 | 703.0718 | 0 | 703.0718 | 0 | 0 | 0 | 0 | 4.6268 | 0 | 0 | 0 | 0 | 3.5053 | 1.3742 | 0 | 0 | 9.5062 | 9.5062 | 9.5062 | 1
CA_3B_PS_2013_NG | 3B | PS | NG | 5603 | ASHRAE30pct-state-3B | SchoolPrimary | STD2013 | CA-LosAngeles-CA | Zone3B | Zone3B(CA-LosAngeles-CA) | ASHRAE30pct-state-STD2013 | state | CA | 0.136 | 0.7 | ASHRAE30pct-state-3B_SchoolPrimary_STD2013_CA-LosAngeles-CA.table.csv.gz | Primary School | Los Angeles Intl Arpt CA USA TMY3 WMO#=722950 | Natural Gas | 254782.72 | 0 | 0 | 0 | 342190.4148 | 0 | 0 | 0 | 0 | 0 | 0 | 101662.8643 | 0 | 0 | 698635.9992 | 0 | 698635.9992 | 0 | 0 | 1783.479 | 0 | 0 | 0 | 2395.3329 | 0 | 0 | 0 | 0 | 0 | 0 | 711.6401 | 0 | 0 | 4890.452 | 0 | 4890.452 | 0 | 0 | 254.7827 | 0 | 0 | 0 | 342.1904 | 0 | 0 | 0 | 0 | 0 | 0 | 101.6629 | 0 | 0 | 698.636 | 0 | 698.636 | 0 | 0 | 0 | 0 | 4.6268 | 0 | 0 | 0 | 0 | 3.4449 | 1.3746 | 0 | 0 | 9.4463 | 9.4463 | 9.4463 | 2
NM_3B_PS_2010_EL | 3B | PS | EL | 5294 | ASHRAE30pct-state-3B | SchoolPrimary | STD2010 | NM-Lubbock-TX | Zone3B | Zone3B(NM-Lubbock-TX) | ASHRAE30pct-state-STD2010 | state | NM | 0.093 | 0.62 | ASHRAE30pct-state-3B_SchoolPrimary_STD2010_NM-Lubbock-TX.table.csv.gz | Primary School | Lubbock International Ap TX USA TMY3 WMO#=722670 | Electricity | 0 | 168277.7791 | 224547.224 | 12725.0001 | 355925.0028 | 0 | 108711.112 | 244.4444 | 0 | 0 | 25419.4446 | 7177.7778 | 17325.0001 | 0 | 927816.6741 | 0 | 920352.7851 | 7463.8889 | 7463.8889 | 0 | 15649.8335 | 20882.8918 | 1183.425 | 33101.0253 | 0 | 10110.1334 | 22.7333 | 0 | 0 | 2364.0084 | 667.5333 | 1611.225 | 0 | 86286.9507 | 0 | 85592.809 | 694.1417 | 694.1417 | 0 | 574.3268 | 766.3727 | 43.43 | 1214.761 | 0 | 371.0277 | 0.83428 | 0 | 0 | 86.7558 | 24.4975 | 59.1297 | 0 | 3166.6095 | 0 | 3141.1355 | 25.474 | 25.474 | 10.3621 | 0.58722 | 16.7692 | 5.0167 | 0.01128 | 1.173 | 7.7655 | 0 | 0.33123 | 0 | 0.79949 | 42.4713 | 42.8157 | 42.8157 | 1
NM_3B_PS_2013_EL | 3B | PS | EL | 5654 | ASHRAE30pct-state-3B | SchoolPrimary | STD2013 | NM-Lubbock-TX | Zone3B | Zone3B(NM-Lubbock-TX) | ASHRAE30pct-state-STD2013 | state | NM | 0.093 | 0.62 | ASHRAE30pct-state-3B_SchoolPrimary_STD2013_NM-Lubbock-TX.table.csv.gz | Primary School | Lubbock International Ap TX USA TMY3 WMO#=722670 | Electricity | 0 | 137483.3344 | 200594.446 | 12725.0001 | 317797.2248 | 0 | 63791.6672 | 472.2222 | 0 | 0 | 0 | 7177.7778 | 17319.4446 | 0 | 764086.1172 | 0 | 757361.1172 | 6725.0001 | 6725.0001 | 0 | 12785.9501 | 18655.2835 | 1183.425 | 29555.1419 | 0 | 5932.625 | 43.9167 | 0 | 0 | 0 | 667.5333 | 1610.7083 | 0 | 71060.0089 | 0 | 70434.5839 | 625.425 | 625.425 | 0 | 469.2264 | 684.6226 | 43.43 | 1084.6321 | 0 | 217.719 | 1.6117 | 0 | 0 | 0 | 24.4975 | 59.1107 | 0 | 2607.8022 | 0 | 2584.85 | 22.9522 | 22.9522 | 9.2568 | 0.58722 | 14.9757 | 2.9438 | 0.021792 | 0 | 6.3444 | 0 | 0.33123 | 0 | 0.79924 | 34.9498 | 35.2601 | 35.2601 | 2
NM_3B_PS_2010_NG | 3B | PS | NG | 5303 | ASHRAE30pct-state-3B | SchoolPrimary | STD2010 | NM-Lubbock-TX | Zone3B | Zone3B(NM-Lubbock-TX) | ASHRAE30pct-state-STD2010 | state | NM | 0.093 | 0.62 | ASHRAE30pct-state-3B_SchoolPrimary_STD2010_NM-Lubbock-TX.table.csv.gz | Primary School | Lubbock International Ap TX USA TMY3 WMO#=722670 | Natural Gas | 429446.4589 | 0 | 0 | 0 | 342190.4148 | 0 | 0 | 0 | 0 | 0 | 0 | 101748.1678 | 0 | 0 | 873385.0416 | 0 | 873385.0416 | 0 | 0 | 2662.568 | 0 | 0 | 0 | 2121.5806 | 0 | 0 | 0 | 0 | 0 | 0 | 630.8386 | 0 | 0 | 5414.9873 | 0 | 5414.9873 | 0 | 0 | 429.4465 | 0 | 0 | 0 | 342.1904 | 0 | 0 | 0 | 0 | 0 | 0 | 101.7482 | 0 | 0 | 873.385 | 0 | 873.385 | 0 | 0 | 0 | 0 | 4.6268 | 0 | 0 | 0 | 0 | 5.8065 | 1.3757 | 0 | 0 | 11.809 | 11.809 | 11.809 | 1
NM_3B_PS_2013_NG | 3B | PS | NG | 5663 | ASHRAE30pct-state-3B | SchoolPrimary | STD2013 | NM-Lubbock-TX | Zone3B | Zone3B(NM-Lubbock-TX) | ASHRAE30pct-state-STD2013 | state | NM | 0.093 | 0.62 | ASHRAE30pct-state-3B_SchoolPrimary_STD2013_NM-Lubbock-TX.table.csv.gz | Primary School | Lubbock International Ap TX USA TMY3 WMO#=722670 | Natural Gas | 625720.4281 | 0 | 0 | 0 | 342190.4148 | 0 | 0 | 0 | 0 | 0 | 0 | 101738.6897 | 0 | 0 | 1069649.5326 | 0 | 1069649.5326 | 0 | 0 | 3879.4667 | 0 | 0 | 0 | 2121.5806 | 0 | 0 | 0 | 0 | 0 | 0 | 630.7799 | 0 | 0 | 6631.8271 | 0 | 6631.8271 | 0 | 0 | 625.7204 | 0 | 0 | 0 | 342.1904 | 0 | 0 | 0 | 0 | 0 | 0 | 101.7387 | 0 | 0 | 1069.6495 | 0 | 1069.6495 | 0 | 0 | 0 | 0 | 4.6268 | 0 | 0 | 0 | 0 | 8.4604 | 1.3756 | 0 | 0 | 14.4627 | 14.4627 | 14.4627 | 2
NV_3B_PS_2010_EL | 3B | PS | EL | 5354 | ASHRAE30pct-state-3B | SchoolPrimary | STD2010 | NV-LasVegas-NV | Zone3B | Zone3B(NV-LasVegas-NV) | ASHRAE30pct-state-STD2010 | state | NV | 0.0886 | 0.73 | ASHRAE30pct-state-3B_SchoolPrimary_STD2010_NV-LasVegas-NV.table.csv.gz | Primary School | Las Vegas Mccarran Intl Ap NV USA TMY3 WMO#=723860 | Electricity | 0 | 196108.3349 | 226155.5574 | 12761.1112 | 355925.0028 | 0 | 101202.7786 | 122.2222 | 0 | 0 | 25402.778 | 7177.7778 | 17252.7779 | 0 | 949575.0076 | 0 | 942108.3409 | 7466.6667 | 7466.6667 | 0 | 17375.1985 | 20037.3824 | 1130.6345 | 31534.9553 | 0 | 8966.5662 | 10.8289 | 0 | 0 | 2250.6861 | 635.9511 | 1528.5961 | 0 | 84132.3457 | 0 | 83470.799 | 661.5467 | 661.5467 | 0 | 669.3117 | 771.8619 | 43.5533 | 1214.761 | 0 | 345.4019 | 0.41714 | 0 | 0 | 86.6989 | 24.4975 | 58.8832 | 0 | 3240.8701 | 0 | 3215.3866 | 25.4835 | 25.4835 | 10.4363 | 0.58888 | 16.7694 | 4.6702 | 0.0056402 | 1.1723 | 9.0498 | 0 | 0.33123 | 0 | 0.79616 | 43.4753 | 43.8198 | 43.8198 | 1
NV_3B_PS_2013_EL | 3B | PS | EL | 5714 | ASHRAE30pct-state-3B | SchoolPrimary | STD2013 | NV-LasVegas-NV | Zone3B | Zone3B(NV-LasVegas-NV) | ASHRAE30pct-state-STD2013 | state | NV | 0.0886 | 0.73 | ASHRAE30pct-state-3B_SchoolPrimary_STD2013_NV-LasVegas-NV.table.csv.gz | Primary School | Las Vegas Mccarran Intl Ap NV USA TMY3 WMO#=723860 | Electricity | 0 | 178361.1125 | 202169.4461 | 12761.1112 | 317797.2248 | 0 | 70752.7783 | 197.2222 | 0 | 0 | 0 | 7177.7778 | 17250.0001 | 0 | 813191.6732 | 0 | 806466.6731 | 6725.0001 | 6725.0001 | 0 | 15802.7946 | 17912.2129 | 1130.6345 | 28156.8341 | 0 | 6268.6962 | 17.4739 | 0 | 0 | 0 | 635.9511 | 1528.35 | 0 | 72048.7822 | 0 | 71452.9472 | 595.835 | 595.835 | 0 | 608.7409 | 689.9981 | 43.5533 | 1084.6321 | 0 | 241.477 | 0.67311 | 0 | 0 | 0 | 24.4975 | 58.8737 | 0 | 2775.398 | 0 | 2752.4458 | 22.9522 | 22.9522 | 9.3295 | 0.58888 | 14.9757 | 3.265 | 0.0091012 | 0 | 8.2308 | 0 | 0.33123 | 0 | 0.79603 | 37.2158 | 37.5262 | 37.5262 | 2
NV_3B_PS_2010_NG | 3B | PS | NG | 5363 | ASHRAE30pct-state-3B | SchoolPrimary | STD2010 | NV-LasVegas-NV | Zone3B | Zone3B(NV-LasVegas-NV) | ASHRAE30pct-state-STD2010 | state | NV | 0.0886 | 0.73 | ASHRAE30pct-state-3B_SchoolPrimary_STD2010_NV-LasVegas-NV.table.csv.gz | Primary School | Las Vegas Mccarran Intl Ap NV USA TMY3 WMO#=723860 | Natural Gas | 295899.0267 | 0 | 0 | 0 | 342190.4148 | 0 | 0 | 0 | 0 | 0 | 0 | 101624.9516 | 0 | 0 | 739714.3931 | 0 | 739714.3931 | 0 | 0 | 2160.0629 | 0 | 0 | 0 | 2497.99 | 0 | 0 | 0 | 0 | 0 | 0 | 741.8621 | 0 | 0 | 5399.9151 | 0 | 5399.9151 | 0 | 0 | 295.899 | 0 | 0 | 0 | 342.1904 | 0 | 0 | 0 | 0 | 0 | 0 | 101.625 | 0 | 0 | 739.7144 | 0 | 739.7144 | 0 | 0 | 0 | 0 | 4.6268 | 0 | 0 | 0 | 0 | 4.0009 | 1.3741 | 0 | 0 | 10.0017 | 10.0017 | 10.0017 | 1
NV_3B_PS_2013_NG | 3B | PS | NG | 5723 | ASHRAE30pct-state-3B | SchoolPrimary | STD2013 | NV-LasVegas-NV | Zone3B | Zone3B(NV-LasVegas-NV) | ASHRAE30pct-state-STD2013 | state | NV | 0.0886 | 0.73 | ASHRAE30pct-state-3B_SchoolPrimary_STD2013_NV-LasVegas-NV.table.csv.gz | Primary School | Las Vegas Mccarran Intl Ap NV USA TMY3 WMO#=723860 | Natural Gas | 361999.7926 | 0 | 0 | 0 | 342190.4148 | 0 | 0 | 0 | 0 | 0 | 0 | 101634.4298 | 0 | 0 | 805824.6373 | 0 | 805824.6373 | 0 | 0 | 2642.5985 | 0 | 0 | 0 | 2497.99 | 0 | 0 | 0 | 0 | 0 | 0 | 741.9313 | 0 | 0 | 5882.5199 | 0 | 5882.5199 | 0 | 0 | 361.9998 | 0 | 0 | 0 | 342.1904 | 0 | 0 | 0 | 0 | 0 | 0 | 101.6344 | 0 | 0 | 805.8246 | 0 | 805.8246 | 0 | 0 | 0 | 0 | 4.6268 | 0 | 0 | 0 | 0 | 4.8946 | 1.3742 | 0 | 0 | 10.8956 | 10.8956 | 10.8956 | 2
TX_3B_PS_2010_EL | 3B | PS | EL | 5414 | ASHRAE30pct-state-3B | SchoolPrimary | STD2010 | TX-ElPaso-TX | Zone3B | Zone3B(TX-ElPaso-TX) | ASHRAE30pct-state-STD2010 | state | TX | 0.0817 | 0.67 | ASHRAE30pct-state-3B_SchoolPrimary_STD2010_TX-ElPaso-TX.table.csv.gz | Primary School | El Paso International Ap Ut TX USA TMY3 WMO#=722700 | Electricity | 0 | 173958.3347 | 223611.1129 | 12722.2223 | 355925.0028 | 0 | 108747.2231 | 138.8889 | 0 | 0 | 25377.778 | 7177.7778 | 17302.7779 | 0 | 932427.7852 | 0 | 924961.1185 | 7466.6667 | 7466.6667 | 0 | 14212.3959 | 18269.0279 | 1039.4056 | 29079.0727 | 0 | 8884.6481 | 11.3472 | 0 | 0 | 2073.3645 | 586.4244 | 1413.637 | 0 | 76179.3501 | 0 | 75569.3234 | 610.0267 | 610.0267 | 0 | 593.7144 | 763.1778 | 43.4206 | 1214.761 | 0 | 371.1509 | 0.47402 | 0 | 0 | 86.6136 | 24.4975 | 59.0538 | 0 | 3182.3471 | 0 | 3156.8636 | 25.4835 | 25.4835 | 10.3189 | 0.58709 | 16.7694 | 5.0183 | 0.0064093 | 1.1711 | 8.0276 | 0 | 0.33123 | 0 | 0.79847 | 42.684 | 43.0285 | 43.0285 | 1
TX_3B_PS_2013_EL | 3B | PS | EL | 5774 | ASHRAE30pct-state-3B | SchoolPrimary | STD2013 | TX-ElPaso-TX | Zone3B | Zone3B(TX-ElPaso-TX) | ASHRAE30pct-state-STD2013 | state | TX | 0.0817 | 0.67 | ASHRAE30pct-state-3B_SchoolPrimary_STD2013_TX-ElPaso-TX.table.csv.gz | Primary School | El Paso International Ap Ut TX USA TMY3 WMO#=722700 | Electricity | 0 | 144891.6678 | 198883.3349 | 12722.2223 | 317797.2248 | 0 | 68444.445 | 225 | 0 | 0 | 0 | 7177.7778 | 17300.0001 | 0 | 774166.6729 | 0 | 767441.6728 | 6725.0001 | 6725.0001 | 0 | 11837.6493 | 16248.7685 | 1039.4056 | 25964.0333 | 0 | 5591.9112 | 18.3825 | 0 | 0 | 0 | 586.4244 | 1413.41 | 0 | 63249.4172 | 0 | 62699.9847 | 549.4325 | 549.4325 | 0 | 494.5108 | 678.7827 | 43.4206 | 1084.6321 | 0 | 233.5988 | 0.76792 | 0 | 0 | 0 | 24.4975 | 59.0444 | 0 | 2642.2069 | 0 | 2619.2546 | 22.9522 | 22.9522 | 9.1778 | 0.58709 | 14.9757 | 3.1585 | 0.010383 | 0 | 6.6863 | 0 | 0.33123 | 0 | 0.79834 | 35.415 | 35.7253 | 35.7253 | 2
TX_3B_PS_2010_NG | 3B | PS | NG | 5423 | ASHRAE30pct-state-3B | SchoolPrimary | STD2010 | TX-ElPaso-TX | Zone3B | Zone3B(TX-ElPaso-TX) | ASHRAE30pct-state-STD2010 | state | TX | 0.0817 | 0.67 | ASHRAE30pct-state-3B_SchoolPrimary_STD2010_TX-ElPaso-TX.table.csv.gz | Primary School | El Paso International Ap Ut TX USA TMY3 WMO#=722700 | Natural Gas | 310817.6682 | 0 | 0 | 0 | 342190.4148 | 0 | 0 | 0 | 0 | 0 | 0 | 101624.9516 | 0 | 0 | 754642.5128 | 0 | 754633.0346 | 0 | 0 | 2082.4784 | 0 | 0 | 0 | 2292.6758 | 0 | 0 | 0 | 0 | 0 | 0 | 680.8872 | 0 | 0 | 5056.1048 | 0 | 5056.0413 | 0 | 0 | 310.8177 | 0 | 0 | 0 | 342.1904 | 0 | 0 | 0 | 0 | 0 | 0 | 101.625 | 0 | 0 | 754.6425 | 0 | 754.633 | 0 | 0 | 0 | 0 | 4.6268 | 0 | 0 | 0 | 0 | 4.2026 | 1.3741 | 0 | 0 | 10.2034 | 10.2035 | 10.2034 | 1
TX_3B_PS_2013_NG | 3B | PS | NG | 5783 | ASHRAE30pct-state-3B | SchoolPrimary | STD2013 | TX-ElPaso-TX | Zone3B | Zone3B(TX-ElPaso-TX) | ASHRAE30pct-state-STD2013 | state | TX | 0.0817 | 0.67 | ASHRAE30pct-state-3B_SchoolPrimary_STD2013_TX-ElPaso-TX.table.csv.gz | Primary School | El Paso International Ap Ut TX USA TMY3 WMO#=722700 | Natural Gas | 396215.9907 | 0 | 0 | 0 | 342190.4148 | 0 | 0 | 0 | 0 | 0 | 0 | 101653.3861 | 0 | 0 | 840059.7916 | 0 | 840059.7916 | 0 | 0 | 2654.6471 | 0 | 0 | 0 | 2292.6758 | 0 | 0 | 0 | 0 | 0 | 0 | 681.0777 | 0 | 0 | 5628.4006 | 0 | 5628.4006 | 0 | 0 | 396.216 | 0 | 0 | 0 | 342.1904 | 0 | 0 | 0 | 0 | 0 | 0 | 101.6534 | 0 | 0 | 840.0598 | 0 | 840.0598 | 0 | 0 | 0 | 0 | 4.6268 | 0 | 0 | 0 | 0 | 5.3572 | 1.3745 | 0 | 0 | 11.3585 | 11.3585 | 11.3585 | 2
UT_3B_PS_2010_EL | 3B | PS | EL | 5474 | ASHRAE30pct-state-3B | SchoolPrimary | STD2010 | UT-SaintGeorge-UT | Zone3B | Zone3B(UT-SaintGeorge-UT) | ASHRAE30pct-state-STD2010 | state | UT | 0.0805 | 0.69 | ASHRAE30pct-state-3B_SchoolPrimary_STD2010_UT-SaintGeorge-UT.table.csv.gz | Primary School | Saint George Awos UT USA TMY3 WMO#=724754 | Electricity | 0 | 168372.2236 | 225863.8907 | 12708.3334 | 355925.0028 | 0 | 103605.5564 | 161.1111 | 0 | 0 | 25233.3335 | 7177.7778 | 17247.2224 | 0 | 923763.8963 | 0 | 916294.4518 | 7469.4445 | 7469.4445 | 0 | 13553.964 | 18182.0432 | 1023.0208 | 28651.9627 | 0 | 8340.2473 | 12.9694 | 0 | 0 | 2031.2833 | 577.8111 | 1388.4014 | 0 | 74362.9937 | 0 | 73761.7034 | 601.2903 | 601.2903 | 0 | 574.6492 | 770.8665 | 43.3731 | 1214.761 | 0 | 353.6026 | 0.54987 | 0 | 0 | 86.1206 | 24.4975 | 58.8642 | 0 | 3152.7775 | 0 | 3127.2846 | 25.493 | 25.493 | 10.4229 | 0.58645 | 16.7695 | 4.7811 | 0.0074348 | 1.1644 | 7.7698 | 0 | 0.33123 | 0 | 0.7959 | 42.284 | 42.6287 | 42.6287 | 1
UT_3B_PS_2013_EL | 3B | PS | EL | 5834 | ASHRAE30pct-state-3B | SchoolPrimary | STD2013 | UT-SaintGeorge-UT | Zone3B | Zone3B(UT-SaintGeorge-UT) | ASHRAE30pct-state-STD2013 | state | UT | 0.0805 | 0.69 | ASHRAE30pct-state-3B_SchoolPrimary_STD2013_UT-SaintGeorge-UT.table.csv.gz | Primary School | Saint George Awos UT USA TMY3 WMO#=724754 | Electricity | 0 | 151119.4457 | 201636.1127 | 12708.3334 | 317797.2248 | 0 | 68641.6672 | 302.7778 | 0 | 0 | 0 | 7177.7778 | 17241.6668 | 0 | 783352.784 | 0 | 776625.0062 | 6727.7778 | 6727.7778 | 0 | 12165.1154 | 16231.7071 | 1023.0208 | 25582.6766 | 0 | 5525.6542 | 24.3736 | 0 | 0 | 0 | 577.8111 | 1387.9542 | 0 | 63059.8991 | 0 | 62518.313 | 541.5861 | 541.5861 | 0 | 515.766 | 688.1778 | 43.3731 | 1084.6321 | 0 | 234.2719 | 1.0334 | 0 | 0 | 0 | 24.4975 | 58.8453 | 0 | 2673.5588 | 0 | 2650.5971 | 22.9617 | 22.9617 | 9.3049 | 0.58645 | 14.9758 | 3.1676 | 0.013972 | 0 | 6.9737 | 0 | 0.33123 | 0 | 0.79565 | 35.8387 | 36.1492 | 36.1492 | 2
UT_3B_PS_2010_NG | 3B | PS | NG | 5483 | ASHRAE30pct-state-3B | SchoolPrimary | STD2010 | UT-SaintGeorge-UT | Zone3B | Zone3B(UT-SaintGeorge-UT) | ASHRAE30pct-state-STD2010 | state | UT | 0.0805 | 0.69 | ASHRAE30pct-state-3B_SchoolPrimary_STD2010_UT-SaintGeorge-UT.table.csv.gz | Primary School | Saint George Awos UT USA TMY3 WMO#=724754 | Natural Gas | 351810.7586 | 0 | 0 | 0 | 342190.4148 | 0 | 0 | 0 | 0 | 0 | 0 | 101662.8643 | 0 | 0 | 795664.0377 | 0 | 795664.0377 | 0 | 0 | 2427.4942 | 0 | 0 | 0 | 2361.1139 | 0 | 0 | 0 | 0 | 0 | 0 | 701.4738 | 0 | 0 | 5490.0819 | 0 | 5490.0819 | 0 | 0 | 351.8108 | 0 | 0 | 0 | 342.1904 | 0 | 0 | 0 | 0 | 0 | 0 | 101.6629 | 0 | 0 | 795.664 | 0 | 795.664 | 0 | 0 | 0 | 0 | 4.6268 | 0 | 0 | 0 | 0 | 4.7568 | 1.3746 | 0 | 0 | 10.7582 | 10.7582 | 10.7582 | 1
UT_3B_PS_2013_NG | 3B | PS | NG | 5843 | ASHRAE30pct-state-3B | SchoolPrimary | STD2013 | UT-SaintGeorge-UT | Zone3B | Zone3B(UT-SaintGeorge-UT) | ASHRAE30pct-state-STD2013 | state | UT | 0.0805 | 0.69 | ASHRAE30pct-state-3B_SchoolPrimary_STD2013_UT-SaintGeorge-UT.table.csv.gz | Primary School | Saint George Awos UT USA TMY3 WMO#=724754 | Natural Gas | 480268.4129 | 0 | 0 | 0 | 342190.4148 | 0 | 0 | 0 | 0 | 0 | 0 | 101672.3425 | 0 | 0 | 924131.1702 | 0 | 924131.1702 | 0 | 0 | 3313.852 | 0 | 0 | 0 | 2361.1139 | 0 | 0 | 0 | 0 | 0 | 0 | 701.5392 | 0 | 0 | 6376.5051 | 0 | 6376.5051 | 0 | 0 | 480.2684 | 0 | 0 | 0 | 342.1904 | 0 | 0 | 0 | 0 | 0 | 0 | 101.6723 | 0 | 0 | 924.1312 | 0 | 924.1312 | 0 | 0 | 0 | 0 | 4.6268 | 0 | 0 | 0 | 0 | 6.4937 | 1.3747 | 0 | 0 | 12.4952 | 12.4952 | 12.4952 | 2
CA_3C_PS_2010_EL | 3C | PS | EL | 5954 | ASHRAE30pct-state-3C | SchoolPrimary | STD2010 | CA-SanFrancisco-CA | Zone3C | Zone3C(CA-SanFrancisco-CA) | ASHRAE30pct-state-STD2010 | state | CA | 0.136 | 0.7 | ASHRAE30pct-state-3C_SchoolPrimary_STD2010_CA-SanFrancisco-CA.table.csv.gz | Primary School | San Francisco Intl Ap CA USA TMY3 WMO#=724940 | Electricity | 0 | 91108.3341 | 224311.1129 | 12725.0001 | 355925.0028 | 0 | 106572.2231 | 102.7778 | 0 | 0 | 21297.2224 | 7177.7778 | 17297.2224 | 0 | 843980.5623 | 0 | 836516.6734 | 7463.8889 | 7463.8889 | 0 | 12390.7334 | 30506.3114 | 1730.6 | 48405.8004 | 0 | 14493.8223 | 13.9778 | 0 | 0 | 2896.4222 | 976.1778 | 2352.4222 | 0 | 114781.3565 | 0 | 113766.2676 | 1015.0889 | 1015.0889 | 0 | 310.9499 | 765.5669 | 43.43 | 1214.761 | 0 | 363.7277 | 0.35078 | 0 | 0 | 72.6868 | 24.4975 | 59.0349 | 0 | 2880.4795 | 0 | 2855.0055 | 25.474 | 25.474 | 10.3512 | 0.58722 | 16.7692 | 4.918 | 0.0047429 | 0.9828 | 4.2044 | 0 | 0.33123 | 0 | 0.79821 | 38.6025 | 38.947 | 38.947 | 1
CA_3C_PS_2013_EL | 3C | PS | EL | 6014 | ASHRAE30pct-state-3C | SchoolPrimary | STD2013 | CA-SanFrancisco-CA | Zone3C | Zone3C(CA-SanFrancisco-CA) | ASHRAE30pct-state-STD2013 | state | CA | 0.136 | 0.7 | ASHRAE30pct-state-3C_SchoolPrimary_STD2013_CA-SanFrancisco-CA.table.csv.gz | Primary School | San Francisco Intl Ap CA USA TMY3 WMO#=724940 | Electricity | 0 | 50352.7782 | 200238.8905 | 12725.0001 | 317797.2248 | 0 | 62313.8894 | 191.6667 | 0 | 0 | 0 | 7177.7778 | 17294.4446 | 0 | 674813.8943 | 0 | 668091.672 | 6722.2223 | 6722.2223 | 0 | 6847.9778 | 27232.4891 | 1730.6 | 43220.4226 | 0 | 8474.689 | 26.0667 | 0 | 0 | 0 | 976.1778 | 2352.0445 | 0 | 91774.6896 | 0 | 90860.4674 | 914.2222 | 914.2222 | 0 | 171.8525 | 683.4091 | 43.43 | 1084.6321 | 0 | 212.6754 | 0.65415 | 0 | 0 | 0 | 24.4975 | 59.0254 | 0 | 2303.1189 | 0 | 2280.1762 | 22.9427 | 22.9427 | 9.2404 | 0.58722 | 14.9755 | 2.8756 | 0.0088448 | 0 | 2.3236 | 0 | 0.33123 | 0 | 0.79808 | 30.8303 | 31.1405 | 31.1405 | 2
CA_3C_PS_2010_NG | 3C | PS | NG | 5963 | ASHRAE30pct-state-3C | SchoolPrimary | STD2010 | CA-SanFrancisco-CA | Zone3C | Zone3C(CA-SanFrancisco-CA) | ASHRAE30pct-state-STD2010 | state | CA | 0.136 | 0.7 | ASHRAE30pct-state-3C_SchoolPrimary_STD2010_CA-SanFrancisco-CA.table.csv.gz | Primary School | San Francisco Intl Ap CA USA TMY3 WMO#=724940 | Natural Gas | 413077.6572 | 0 | 0 | 0 | 342190.4148 | 0 | 0 | 0 | 0 | 0 | 0 | 110306.9564 | 0 | 0 | 865575.0285 | 0 | 865575.0285 | 0 | 0 | 2891.5436 | 0 | 0 | 0 | 2395.3329 | 0 | 0 | 0 | 0 | 0 | 0 | 772.1487 | 0 | 0 | 6059.0252 | 0 | 6059.0252 | 0 | 0 | 413.0777 | 0 | 0 | 0 | 342.1904 | 0 | 0 | 0 | 0 | 0 | 0 | 110.307 | 0 | 0 | 865.575 | 0 | 865.575 | 0 | 0 | 0 | 0 | 4.6268 | 0 | 0 | 0 | 0 | 5.5852 | 1.4915 | 0 | 0 | 11.7034 | 11.7034 | 11.7034 | 1
CA_3C_PS_2013_NG | 3C | PS | NG | 6023 | ASHRAE30pct-state-3C | SchoolPrimary | STD2013 | CA-SanFrancisco-CA | Zone3C | Zone3C(CA-SanFrancisco-CA) | ASHRAE30pct-state-STD2013 | state | CA | 0.136 | 0.7 | ASHRAE30pct-state-3C_SchoolPrimary_STD2013_CA-SanFrancisco-CA.table.csv.gz | Primary School | San Francisco Intl Ap CA USA TMY3 WMO#=724940 | Natural Gas | 477984.1736 | 0 | 0 | 0 | 342190.4148 | 0 | 0 | 0 | 0 | 0 | 0 | 110306.9564 | 0 | 0 | 930472.0667 | 0 | 930481.5449 | 0 | 0 | 3345.8892 | 0 | 0 | 0 | 2395.3329 | 0 | 0 | 0 | 0 | 0 | 0 | 772.1487 | 0 | 0 | 6513.3045 | 0 | 6513.3708 | 0 | 0 | 477.9842 | 0 | 0 | 0 | 342.1904 | 0 | 0 | 0 | 0 | 0 | 0 | 110.307 | 0 | 0 | 930.4721 | 0 | 930.4815 | 0 | 0 | 0 | 0 | 4.6268 | 0 | 0 | 0 | 0 | 6.4628 | 1.4915 | 0 | 0 | 12.581 | 12.5809 | 12.581 | 2
AR_4A_PS_2010_EL | 4A | PS | EL | 7154 | ASHRAE30pct-state-4A | SchoolPrimary | STD2010 | AR-Springfield-MO | Zone4A | Zone4A(AR-Springfield-MO) | ASHRAE30pct-state-STD2010 | state | AR | 0.0768 | 0.77 | ASHRAE30pct-state-4A_SchoolPrimary_STD2010_AR-Springfield-MO.table.csv.gz | Primary School | Springfield Regional Arpt MO USA TMY3 WMO#=724400 | Electricity | 0 | 172341.668 | 219133.3351 | 12713.889 | 355925.0028 | 0 | 113272.2231 | 475 | 0 | 0 | 30783.3336 | 7177.7778 | 17427.7779 | 0 | 936711.1186 | 0 | 929250.0074 | 7461.1112 | 7461.1112 | 0 | 13235.8401 | 16829.4401 | 976.4267 | 27335.0402 | 0 | 8699.3067 | 36.48 | 0 | 0 | 2364.16 | 551.2533 | 1338.4533 | 0 | 71939.4139 | 0 | 71366.4006 | 573.0133 | 573.0133 | 0 | 588.1968 | 747.8953 | 43.3921 | 1214.761 | 0 | 386.5946 | 1.6212 | 0 | 0 | 105.0626 | 24.4975 | 59.4805 | 0 | 3196.966 | 0 | 3171.5015 | 25.4645 | 25.4645 | 10.1123 | 0.5867 | 16.7691 | 5.2271 | 0.02192 | 1.4206 | 7.953 | 0 | 0.33123 | 0 | 0.80424 | 42.8819 | 43.2262 | 43.2262 | 1
AR_4A_PS_2013_EL | 4A | PS | EL | 8234 | ASHRAE30pct-state-4A | SchoolPrimary | STD2013 | AR-Springfield-MO | Zone4A | Zone4A(AR-Springfield-MO) | ASHRAE30pct-state-STD2013 | state | AR | 0.0768 | 0.77 | ASHRAE30pct-state-4A_SchoolPrimary_STD2013_AR-Springfield-MO.table.csv.gz | Primary School | Springfield Regional Arpt MO USA TMY3 WMO#=724400 | Electricity | 0 | 146691.6678 | 191477.7793 | 12713.889 | 317797.2248 | 0 | 96777.7786 | 397.2222 | 0 | 0 | 28063.8891 | 7177.7778 | 17422.2224 | 0 | 825238.8955 | 0 | 818519.451 | 6719.4445 | 6719.4445 | 0 | 11265.9201 | 14705.4935 | 976.4267 | 24406.8269 | 0 | 7432.5334 | 30.5067 | 0 | 0 | 2155.3067 | 551.2533 | 1338.0267 | 0 | 63378.3472 | 0 | 62862.2938 | 516.0533 | 516.0533 | 0 | 500.6541 | 653.5077 | 43.3921 | 1084.6321 | 0 | 330.2996 | 1.3557 | 0 | 0 | 95.7812 | 24.4975 | 59.4615 | 0 | 2816.5148 | 0 | 2793.5815 | 22.9333 | 22.9333 | 8.8361 | 0.5867 | 14.9754 | 4.466 | 0.018331 | 1.2951 | 6.7693 | 0 | 0.33123 | 0 | 0.80398 | 37.772 | 38.0821 | 38.0821 | 2
AR_4A_PS_2010_NG | 4A | PS | NG | 7163 | ASHRAE30pct-state-4A | SchoolPrimary | STD2010 | AR-Springfield-MO | Zone4A | Zone4A(AR-Springfield-MO) | ASHRAE30pct-state-STD2010 | state | AR | 0.0768 | 0.77 | ASHRAE30pct-state-4A_SchoolPrimary_STD2010_AR-Springfield-MO.table.csv.gz | Primary School | Springfield Regional Arpt MO USA TMY3 WMO#=724400 | Natural Gas | 762367.2223 | 0 | 0 | 0 | 342190.4148 | 0 | 0 | 0 | 0 | 0 | 0 | 113396.8402 | 0 | 0 | 1217954.4774 | 0 | 1217954.4774 | 0 | 0 | 5870.2276 | 0 | 0 | 0 | 2634.8662 | 0 | 0 | 0 | 0 | 0 | 0 | 873.1557 | 0 | 0 | 9378.2495 | 0 | 9378.2495 | 0 | 0 | 762.3672 | 0 | 0 | 0 | 342.1904 | 0 | 0 | 0 | 0 | 0 | 0 | 113.3968 | 0 | 0 | 1217.9545 | 0 | 1217.9545 | 0 | 0 | 0 | 0 | 4.6268 | 0 | 0 | 0 | 0 | 10.308 | 1.5332 | 0 | 0 | 16.468 | 16.468 | 16.468 | 1
AR_4A_PS_2013_NG | 4A | PS | NG | 8243 | ASHRAE30pct-state-4A | SchoolPrimary | STD2013 | AR-Springfield-MO | Zone4A | Zone4A(AR-Springfield-MO) | ASHRAE30pct-state-STD2013 | state | AR | 0.0768 | 0.77 | ASHRAE30pct-state-4A_SchoolPrimary_STD2013_AR-Springfield-MO.table.csv.gz | Primary School | Springfield Regional Arpt MO USA TMY3 WMO#=724400 | Natural Gas | 695754.6351 | 0 | 0 | 0 | 342190.4148 | 0 | 0 | 0 | 0 | 0 | 0 | 113339.9712 | 0 | 0 | 1151285.0212 | 0 | 1151285.0212 | 0 | 0 | 5357.3107 | 0 | 0 | 0 | 2634.8662 | 0 | 0 | 0 | 0 | 0 | 0 | 872.7178 | 0 | 0 | 8864.8947 | 0 | 8864.8947 | 0 | 0 | 695.7546 | 0 | 0 | 0 | 342.1904 | 0 | 0 | 0 | 0 | 0 | 0 | 113.34 | 0 | 0 | 1151.285 | 0 | 1151.285 | 0 | 0 | 0 | 0 | 4.6268 | 0 | 0 | 0 | 0 | 9.4073 | 1.5325 | 0 | 0 | 15.5665 | 15.5665 | 15.5665 | 2
DC_4A_PS_2010_EL | 4A | PS | EL | 7214 | ASHRAE30pct-state-4A | SchoolPrimary | STD2010 | DC-Baltimore-MD | Zone4A | Zone4A(DC-Baltimore-MD) | ASHRAE30pct-state-STD2010 | state | DC | 0.12 | 1.12 | ASHRAE30pct-state-4A_SchoolPrimary_STD2010_DC-Baltimore-MD.table.csv.gz | Primary School | Baltimore Blt Washngtn IntL MD USA TMY3 WMO#=724060 | Electricity | 0 | 159066.6679 | 219813.8906 | 12727.7779 | 355925.0028 | 0 | 110380.5564 | 416.6667 | 0 | 0 | 30333.3336 | 7177.7778 | 17413.889 | 0 | 920716.674 | 0 | 913255.5629 | 7461.1112 | 7461.1112 | 0 | 19088.0002 | 26377.6669 | 1527.3333 | 42711.0003 | 0 | 13245.6668 | 50 | 0 | 0 | 3640 | 861.3333 | 2089.6667 | 0 | 110486.0009 | 0 | 109590.6675 | 895.3333 | 895.3333 | 0 | 542.8896 | 750.218 | 43.4395 | 1214.761 | 0 | 376.7254 | 1.4221 | 0 | 0 | 103.5267 | 24.4975 | 59.4331 | 0 | 3142.3775 | 0 | 3116.9129 | 25.4645 | 25.4645 | 10.1437 | 0.58735 | 16.7691 | 5.0937 | 0.019228 | 1.3998 | 7.3404 | 0 | 0.33123 | 0 | 0.80359 | 42.1438 | 42.4881 | 42.4881 | 1
DC_4A_PS_2013_EL | 4A | PS | EL | 8294 | ASHRAE30pct-state-4A | SchoolPrimary | STD2013 | DC-Baltimore-MD | Zone4A | Zone4A(DC-Baltimore-MD) | ASHRAE30pct-state-STD2013 | state | DC | 0.12 | 1.12 | ASHRAE30pct-state-4A_SchoolPrimary_STD2013_DC-Baltimore-MD.table.csv.gz | Primary School | Baltimore Blt Washngtn IntL MD USA TMY3 WMO#=724060 | Electricity | 0 | 135130.5566 | 192461.1127 | 12727.7779 | 317797.2248 | 0 | 94891.6674 | 352.7778 | 0 | 0 | 28141.6669 | 7177.7778 | 17513.889 | 0 | 812916.6732 | 0 | 806194.4509 | 6722.2223 | 6722.2223 | 0 | 16215.6668 | 23095.3335 | 1527.3333 | 38135.667 | 0 | 11387.0001 | 42.3333 | 0 | 0 | 3377 | 861.3333 | 2101.6667 | 0 | 97550.0008 | 0 | 96743.3341 | 806.6667 | 806.6667 | 0 | 461.1964 | 656.8638 | 43.4395 | 1084.6321 | 0 | 323.8623 | 1.204 | 0 | 0 | 96.0466 | 24.4975 | 59.7744 | 0 | 2774.4594 | 0 | 2751.5167 | 22.9427 | 22.9427 | 8.8815 | 0.58735 | 14.9755 | 4.3789 | 0.01628 | 1.2986 | 6.2358 | 0 | 0.33123 | 0 | 0.80821 | 37.2033 | 37.5135 | 37.5135 | 2
DC_4A_PS_2010_NG | 4A | PS | NG | 7223 | ASHRAE30pct-state-4A | SchoolPrimary | STD2010 | DC-Baltimore-MD | Zone4A | Zone4A(DC-Baltimore-MD) | ASHRAE30pct-state-STD2010 | state | DC | 0.12 | 1.12 | ASHRAE30pct-state-4A_SchoolPrimary_STD2010_DC-Baltimore-MD.table.csv.gz | Primary School | Baltimore Blt Washngtn IntL MD USA TMY3 WMO#=724060 | Natural Gas | 774053.8074 | 0 | 0 | 0 | 342190.4148 | 0 | 0 | 0 | 0 | 0 | 0 | 113434.7529 | 0 | 0 | 1229678.9751 | 0 | 1229678.9751 | 0 | 0 | 8669.4026 | 0 | 0 | 0 | 3832.5326 | 0 | 0 | 0 | 0 | 0 | 0 | 1270.4692 | 0 | 0 | 13772.4045 | 0 | 13772.4045 | 0 | 0 | 774.0538 | 0 | 0 | 0 | 342.1904 | 0 | 0 | 0 | 0 | 0 | 0 | 113.4348 | 0 | 0 | 1229.679 | 0 | 1229.679 | 0 | 0 | 0 | 0 | 4.6268 | 0 | 0 | 0 | 0 | 10.466 | 1.5338 | 0 | 0 | 16.6265 | 16.6265 | 16.6265 | 1
DC_4A_PS_2013_NG | 4A | PS | NG | 8303 | ASHRAE30pct-state-4A | SchoolPrimary | STD2013 | DC-Baltimore-MD | Zone4A | Zone4A(DC-Baltimore-MD) | ASHRAE30pct-state-STD2013 | state | DC | 0.12 | 1.12 | ASHRAE30pct-state-4A_SchoolPrimary_STD2013_DC-Baltimore-MD.table.csv.gz | Primary School | Baltimore Blt Washngtn IntL MD USA TMY3 WMO#=724060 | Natural Gas | 874588.7693 | 0 | 0 | 0 | 342190.4148 | 0 | 0 | 0 | 0 | 0 | 0 | 113349.4494 | 0 | 0 | 1330128.6335 | 0 | 1330128.6335 | 0 | 0 | 9795.3942 | 0 | 0 | 0 | 3832.5326 | 0 | 0 | 0 | 0 | 0 | 0 | 1269.5138 | 0 | 0 | 14897.4407 | 0 | 14897.4407 | 0 | 0 | 874.5888 | 0 | 0 | 0 | 342.1904 | 0 | 0 | 0 | 0 | 0 | 0 | 113.3494 | 0 | 0 | 1330.1286 | 0 | 1330.1286 | 0 | 0 | 0 | 0 | 4.6268 | 0 | 0 | 0 | 0 | 11.8253 | 1.5326 | 0 | 0 | 17.9847 | 17.9847 | 17.9847 | 2
DE_4A_PS_2010_EL | 4A | PS | EL | 7274 | ASHRAE30pct-state-4A | SchoolPrimary | STD2010 | DE-Wilmington-DE | Zone4A | Zone4A(DE-Wilmington-DE) | ASHRAE30pct-state-STD2010 | state | DE | 0.1011 | 1.3 | ASHRAE30pct-state-4A_SchoolPrimary_STD2010_DE-Wilmington-DE.table.csv.gz | Primary School | Wilmington New Castle Cnty Ap DE USA TMY3 WMO#=724089 | Electricity | 0 | 147616.6678 | 219250.0018 | 12736.1112 | 355925.0028 | 0 | 110941.6676 | 469.4444 | 0 | 0 | 30080.5558 | 7177.7778 | 17402.7779 | 0 | 909061.1184 | 0 | 901600.0072 | 7461.1112 | 7461.1112 | 0 | 14924.0451 | 22166.1752 | 1287.6208 | 35984.0178 | 0 | 11216.2026 | 47.4608 | 0 | 0 | 3041.1442 | 725.6733 | 1759.4208 | 0 | 91906.0791 | 0 | 91151.7607 | 754.3183 | 754.3183 | 0 | 503.8111 | 748.2935 | 43.468 | 1214.761 | 0 | 378.6405 | 1.6022 | 0 | 0 | 102.664 | 24.4975 | 59.3951 | 0 | 3102.5974 | 0 | 3077.1329 | 25.4645 | 25.4645 | 10.1177 | 0.58773 | 16.7691 | 5.1196 | 0.021663 | 1.3881 | 6.812 | 0 | 0.33123 | 0 | 0.80308 | 41.6059 | 41.9502 | 41.9502 | 1
DE_4A_PS_2013_EL | 4A | PS | EL | 8354 | ASHRAE30pct-state-4A | SchoolPrimary | STD2013 | DE-Wilmington-DE | Zone4A | Zone4A(DE-Wilmington-DE) | ASHRAE30pct-state-STD2013 | state | DE | 0.1011 | 1.3 | ASHRAE30pct-state-4A_SchoolPrimary_STD2013_DE-Wilmington-DE.table.csv.gz | Primary School | Wilmington New Castle Cnty Ap DE USA TMY3 WMO#=724089 | Electricity | 0 | 121675.001 | 191888.8904 | 12736.1112 | 317797.2248 | 0 | 95597.223 | 388.8889 | 0 | 0 | 27894.4447 | 7177.7778 | 17511.1113 | 0 | 799386.1175 | 0 | 792666.673 | 6719.4445 | 6719.4445 | 0 | 12301.3426 | 19399.9668 | 1287.6208 | 32129.2994 | 0 | 9664.8792 | 39.3167 | 0 | 0 | 2820.1284 | 725.6733 | 1770.3733 | 0 | 80817.9365 | 0 | 80138.6006 | 679.3358 | 679.3358 | 0 | 415.273 | 654.9108 | 43.468 | 1084.6321 | 0 | 326.2704 | 1.3273 | 0 | 0 | 95.2029 | 24.4975 | 59.7649 | 0 | 2728.28 | 0 | 2705.3468 | 22.9333 | 22.9333 | 8.8551 | 0.58773 | 14.9754 | 4.4115 | 0.017946 | 1.2872 | 5.6149 | 0 | 0.33123 | 0 | 0.80808 | 36.579 | 36.8891 | 36.8891 | 2
DE_4A_PS_2010_NG | 4A | PS | NG | 7283 | ASHRAE30pct-state-4A | SchoolPrimary | STD2010 | DE-Wilmington-DE | Zone4A | Zone4A(DE-Wilmington-DE) | ASHRAE30pct-state-STD2010 | state | DE | 0.1011 | 1.3 | ASHRAE30pct-state-4A_SchoolPrimary_STD2010_DE-Wilmington-DE.table.csv.gz | Primary School | Wilmington New Castle Cnty Ap DE USA TMY3 WMO#=724089 | Natural Gas | 832913.2505 | 0 | 0 | 0 | 342190.4148 | 0 | 0 | 0 | 0 | 0 | 0 | 113463.1874 | 0 | 0 | 1288557.3746 | 0 | 1288566.8528 | 0 | 0 | 10827.8723 | 0 | 0 | 0 | 4448.4754 | 0 | 0 | 0 | 0 | 0 | 0 | 1475.0214 | 0 | 0 | 16751.2459 | 0 | 16751.3691 | 0 | 0 | 832.9133 | 0 | 0 | 0 | 342.1904 | 0 | 0 | 0 | 0 | 0 | 0 | 113.4632 | 0 | 0 | 1288.5574 | 0 | 1288.5669 | 0 | 0 | 0 | 0 | 4.6268 | 0 | 0 | 0 | 0 | 11.2618 | 1.5341 | 0 | 0 | 17.4227 | 17.4226 | 17.4227 | 1
DE_4A_PS_2013_NG | 4A | PS | NG | 8363 | ASHRAE30pct-state-4A | SchoolPrimary | STD2013 | DE-Wilmington-DE | Zone4A | Zone4A(DE-Wilmington-DE) | ASHRAE30pct-state-STD2013 | state | DE | 0.1011 | 1.3 | ASHRAE30pct-state-4A_SchoolPrimary_STD2013_DE-Wilmington-DE.table.csv.gz | Primary School | Wilmington New Castle Cnty Ap DE USA TMY3 WMO#=724089 | Natural Gas | 925306.4634 | 0 | 0 | 0 | 342190.4148 | 0 | 0 | 0 | 0 | 0 | 0 | 113368.4057 | 0 | 0 | 1380865.284 | 0 | 1380865.284 | 0 | 0 | 12028.984 | 0 | 0 | 0 | 4448.4754 | 0 | 0 | 0 | 0 | 0 | 0 | 1473.7893 | 0 | 0 | 17951.2487 | 0 | 17951.2487 | 0 | 0 | 925.3065 | 0 | 0 | 0 | 342.1904 | 0 | 0 | 0 | 0 | 0 | 0 | 113.3684 | 0 | 0 | 1380.8653 | 0 | 1380.8653 | 0 | 0 | 0 | 0 | 4.6268 | 0 | 0 | 0 | 0 | 12.5111 | 1.5329 | 0 | 0 | 18.6707 | 18.6707 | 18.6707 | 2
GA_4A_PS_2010_EL | 4A | PS | EL | 7334 | ASHRAE30pct-state-4A | SchoolPrimary | STD2010 | GA-Chattanooga-TN | Zone4A | Zone4A(GA-Chattanooga-TN) | ASHRAE30pct-state-STD2010 | state | GA | 0.0947 | 0.94 | ASHRAE30pct-state-4A_SchoolPrimary_STD2010_GA-Chattanooga-TN.table.csv.gz | Primary School | Chattanooga Lovell Field Ap TN USA TMY3 WMO#=723240 | Electricity | 0 | 198352.7794 | 218905.5573 | 12722.2223 | 355925.0028 | 0 | 111602.7787 | 250 | 0 | 0 | 30655.5558 | 7175.0001 | 17508.3335 | 0 | 960563.8966 | 0 | 953097.2298 | 7466.6667 | 7466.6667 | 0 | 18784.0082 | 20730.3563 | 1204.7945 | 33706.0978 | 0 | 10568.7831 | 23.675 | 0 | 0 | 2903.0811 | 679.4725 | 1658.0392 | 0 | 90965.401 | 0 | 90258.3077 | 707.0933 | 707.0933 | 0 | 676.9719 | 747.1179 | 43.4206 | 1214.761 | 0 | 380.8968 | 0.85324 | 0 | 0 | 104.6265 | 24.4881 | 59.7554 | 0 | 3278.3748 | 0 | 3252.8913 | 25.4835 | 25.4835 | 10.1018 | 0.58709 | 16.7694 | 5.1501 | 0.011537 | 1.4147 | 9.1533 | 0 | 0.3311 | 0 | 0.80795 | 43.9824 | 44.3269 | 44.3269 | 1
GA_4A_PS_2013_EL | 4A | PS | EL | 8414 | ASHRAE30pct-state-4A | SchoolPrimary | STD2013 | GA-Chattanooga-TN | Zone4A | Zone4A(GA-Chattanooga-TN) | ASHRAE30pct-state-STD2013 | state | GA | 0.0947 | 0.94 | ASHRAE30pct-state-4A_SchoolPrimary_STD2013_GA-Chattanooga-TN.table.csv.gz | Primary School | Chattanooga Lovell Field Ap TN USA TMY3 WMO#=723240 | Electricity | 0 | 166466.668 | 191127.7793 | 12722.2223 | 317797.2248 | 0 | 92722.223 | 205.5556 | 0 | 0 | 27236.1113 | 7175.0001 | 17505.5557 | 0 | 839683.3401 | 0 | 832958.34 | 6725.0001 | 6725.0001 | 0 | 15764.3935 | 18099.8007 | 1204.7945 | 30095.3972 | 0 | 8780.7945 | 19.4661 | 0 | 0 | 2579.2597 | 679.4725 | 1657.7761 | 0 | 79518.0123 | 0 | 78881.1548 | 636.8575 | 636.8575 | 0 | 568.1456 | 652.3132 | 43.4206 | 1084.6321 | 0 | 316.4581 | 0.70155 | 0 | 0 | 92.956 | 24.4881 | 59.7459 | 0 | 2865.8132 | 0 | 2842.861 | 22.9522 | 22.9522 | 8.8199 | 0.58709 | 14.9757 | 4.2788 | 0.0094857 | 1.2569 | 7.6819 | 0 | 0.3311 | 0 | 0.80782 | 38.4383 | 38.7487 | 38.7487 | 2
GA_4A_PS_2010_NG | 4A | PS | NG | 7343 | ASHRAE30pct-state-4A | SchoolPrimary | STD2010 | GA-Chattanooga-TN | Zone4A | Zone4A(GA-Chattanooga-TN) | ASHRAE30pct-state-STD2010 | state | GA | 0.0947 | 0.94 | ASHRAE30pct-state-4A_SchoolPrimary_STD2010_GA-Chattanooga-TN.table.csv.gz | Primary School | Chattanooga Lovell Field Ap TN USA TMY3 WMO#=723240 | Natural Gas | 562083.9867 | 0 | 0 | 0 | 342190.4148 | 0 | 0 | 0 | 0 | 0 | 0 | 113321.0149 | 0 | 0 | 1017604.8945 | 0 | 1017595.4164 | 0 | 0 | 5283.5895 | 0 | 0 | 0 | 3216.5899 | 0 | 0 | 0 | 0 | 0 | 0 | 1065.2175 | 0 | 0 | 9565.486 | 0 | 9565.3969 | 0 | 0 | 562.084 | 0 | 0 | 0 | 342.1904 | 0 | 0 | 0 | 0 | 0 | 0 | 113.321 | 0 | 0 | 1017.6049 | 0 | 1017.5954 | 0 | 0 | 0 | 0 | 4.6268 | 0 | 0 | 0 | 0 | 7.5999 | 1.5322 | 0 | 0 | 13.7589 | 13.759 | 13.7589 | 1
GA_4A_PS_2013_NG | 4A | PS | NG | 8423 | ASHRAE30pct-state-4A | SchoolPrimary | STD2013 | GA-Chattanooga-TN | Zone4A | Zone4A(GA-Chattanooga-TN) | ASHRAE30pct-state-STD2013 | state | GA | 0.0947 | 0.94 | ASHRAE30pct-state-4A_SchoolPrimary_STD2013_GA-Chattanooga-TN.table.csv.gz | Primary School | Chattanooga Lovell Field Ap TN USA TMY3 WMO#=723240 | Natural Gas | 520417.9461 | 0 | 0 | 0 | 342190.4148 | 0 | 0 | 0 | 0 | 0 | 0 | 113273.624 | 0 | 0 | 975881.9849 | 0 | 975881.9849 | 0 | 0 | 4891.9287 | 0 | 0 | 0 | 3216.5899 | 0 | 0 | 0 | 0 | 0 | 0 | 1064.7721 | 0 | 0 | 9173.2907 | 0 | 9173.2907 | 0 | 0 | 520.4179 | 0 | 0 | 0 | 342.1904 | 0 | 0 | 0 | 0 | 0 | 0 | 113.2736 | 0 | 0 | 975.882 | 0 | 975.882 | 0 | 0 | 0 | 0 | 4.6268 | 0 | 0 | 0 | 0 | 7.0366 | 1.5316 | 0 | 0 | 13.1949 | 13.1949 | 13.1949 | 2
IL_4A_PS_2010_EL | 4A | PS | EL | 7394 | ASHRAE30pct-state-4A | SchoolPrimary | STD2010 | IL-StLouis-MO | Zone4A | Zone4A(IL-StLouis-MO) | ASHRAE30pct-state-STD2010 | state | IL | 0.0819 | 0.76 | ASHRAE30pct-state-4A_SchoolPrimary_STD2010_IL-StLouis-MO.table.csv.gz | Primary School | St Louis Lambert IntL Arpt MO USA TMY3 WMO#=724340 | Electricity | 0 | 172197.2236 | 219422.224 | 12738.889 | 355925.0028 | 0 | 115036.112 | 536.1111 | 0 | 0 | 30938.8891 | 7177.7778 | 17408.3335 | 0 | 938847.2297 | 0 | 931380.563 | 7466.6667 | 7466.6667 | 0 | 14102.9526 | 17970.6801 | 1043.315 | 29150.2577 | 0 | 9421.4576 | 43.9075 | 0 | 0 | 2533.895 | 587.86 | 1425.7425 | 0 | 76891.5881 | 0 | 76280.0681 | 611.52 | 611.52 | 0 | 587.7038 | 748.8812 | 43.4774 | 1214.761 | 0 | 392.6147 | 1.8297 | 0 | 0 | 105.5935 | 24.4975 | 59.4141 | 0 | 3204.2565 | 0 | 3178.773 | 25.4835 | 25.4835 | 10.1256 | 0.58786 | 16.7694 | 5.3085 | 0.02474 | 1.4277 | 7.9463 | 0 | 0.33123 | 0 | 0.80334 | 42.9802 | 43.3248 | 43.3248 | 1
IL_4A_PS_2013_EL | 4A | PS | EL | 8474 | ASHRAE30pct-state-4A | SchoolPrimary | STD2013 | IL-StLouis-MO | Zone4A | Zone4A(IL-StLouis-MO) | ASHRAE30pct-state-STD2013 | state | IL | 0.0819 | 0.76 | ASHRAE30pct-state-4A_SchoolPrimary_STD2013_IL-StLouis-MO.table.csv.gz | Primary School | St Louis Lambert IntL Arpt MO USA TMY3 WMO#=724340 | Electricity | 0 | 144938.89 | 191986.1126 | 12738.889 | 317797.2248 | 0 | 97277.7786 | 450 | 0 | 0 | 28125.0002 | 7177.7778 | 17402.7779 | 0 | 824613.8955 | 0 | 817894.451 | 6719.4445 | 6719.4445 | 0 | 11870.4951 | 15723.6626 | 1043.315 | 26027.5927 | 0 | 7967.0501 | 36.855 | 0 | 0 | 2303.4375 | 587.86 | 1425.2875 | 0 | 67535.878 | 0 | 66985.5555 | 550.3225 | 550.3225 | 0 | 494.6719 | 655.2427 | 43.4774 | 1084.6321 | 0 | 332.006 | 1.5358 | 0 | 0 | 95.9898 | 24.4975 | 59.3951 | 0 | 2814.3817 | 0 | 2791.4484 | 22.9333 | 22.9333 | 8.8595 | 0.58786 | 14.9754 | 4.4891 | 0.020766 | 1.2979 | 6.6885 | 0 | 0.33123 | 0 | 0.80308 | 37.7432 | 38.0533 | 38.0533 | 2
IL_4A_PS_2010_NG | 4A | PS | NG | 7403 | ASHRAE30pct-state-4A | SchoolPrimary | STD2010 | IL-StLouis-MO | Zone4A | Zone4A(IL-StLouis-MO) | ASHRAE30pct-state-STD2010 | state | IL | 0.0819 | 0.76 | ASHRAE30pct-state-4A_SchoolPrimary_STD2010_IL-StLouis-MO.table.csv.gz | Primary School | St Louis Lambert IntL Arpt MO USA TMY3 WMO#=724340 | Natural Gas | 824079.595 | 0 | 0 | 0 | 342190.4148 | 0 | 0 | 0 | 0 | 0 | 0 | 113425.2748 | 0 | 0 | 1279695.2846 | 0 | 1279695.2846 | 0 | 0 | 6263.0049 | 0 | 0 | 0 | 2600.6472 | 0 | 0 | 0 | 0 | 0 | 0 | 862.0321 | 0 | 0 | 9725.6842 | 0 | 9725.6842 | 0 | 0 | 824.0796 | 0 | 0 | 0 | 342.1904 | 0 | 0 | 0 | 0 | 0 | 0 | 113.4253 | 0 | 0 | 1279.6953 | 0 | 1279.6953 | 0 | 0 | 0 | 0 | 4.6268 | 0 | 0 | 0 | 0 | 11.1424 | 1.5336 | 0 | 0 | 17.3028 | 17.3028 | 17.3028 | 1
IL_4A_PS_2013_NG | 4A | PS | NG | 8483 | ASHRAE30pct-state-4A | SchoolPrimary | STD2013 | IL-StLouis-MO | Zone4A | Zone4A(IL-StLouis-MO) | ASHRAE30pct-state-STD2013 | state | IL | 0.0819 | 0.76 | ASHRAE30pct-state-4A_SchoolPrimary_STD2013_IL-StLouis-MO.table.csv.gz | Primary School | St Louis Lambert IntL Arpt MO USA TMY3 WMO#=724340 | Natural Gas | 751846.4523 | 0 | 0 | 0 | 342190.4148 | 0 | 0 | 0 | 0 | 0 | 0 | 113368.4057 | 0 | 0 | 1207395.7947 | 0 | 1207405.2728 | 0 | 0 | 5714.033 | 0 | 0 | 0 | 2600.6472 | 0 | 0 | 0 | 0 | 0 | 0 | 861.5999 | 0 | 0 | 9176.208 | 0 | 9176.2801 | 0 | 0 | 751.8465 | 0 | 0 | 0 | 342.1904 | 0 | 0 | 0 | 0 | 0 | 0 | 113.3684 | 0 | 0 | 1207.3958 | 0 | 1207.4053 | 0 | 0 | 0 | 0 | 4.6268 | 0 | 0 | 0 | 0 | 10.1657 | 1.5329 | 0 | 0 | 16.3253 | 16.3252 | 16.3253 | 2
IN_4A_PS_2010_EL | 4A | PS | EL | 7454 | ASHRAE30pct-state-4A | SchoolPrimary | STD2010 | IN-Evansville-IN | Zone4A | Zone4A(IN-Evansville-IN) | ASHRAE30pct-state-STD2010 | state | IN | 0.0907 | 0.75 | ASHRAE30pct-state-4A_SchoolPrimary_STD2010_IN-Evansville-IN.table.csv.gz | Primary School | Evansville Regional Ap IN USA TMY3 WMO#=724320 | Electricity | 0 | 180094.4459 | 219661.1129 | 12758.3334 | 355925.0028 | 0 | 113277.7787 | 450 | 0 | 0 | 30652.778 | 7177.7778 | 17450.0001 | 0 | 944908.3409 | 0 | 937447.2297 | 7461.1112 | 7461.1112 | 0 | 16334.5662 | 19923.2629 | 1157.1808 | 32282.3978 | 0 | 10274.2945 | 40.815 | 0 | 0 | 2780.207 | 651.0244 | 1582.715 | 0 | 85703.1865 | 0 | 85026.4637 | 676.7228 | 676.7228 | 0 | 614.6568 | 749.6966 | 43.5438 | 1214.761 | 0 | 386.6135 | 1.5358 | 0 | 0 | 104.617 | 24.4975 | 59.5563 | 0 | 3224.9429 | 0 | 3199.4783 | 25.4645 | 25.4645 | 10.1367 | 0.58876 | 16.7691 | 5.2274 | 0.020766 | 1.4145 | 8.3108 | 0 | 0.33123 | 0 | 0.80526 | 43.2602 | 43.6045 | 43.6045 | 1
IN_4A_PS_2013_EL | 4A | PS | EL | 8534 | ASHRAE30pct-state-4A | SchoolPrimary | STD2013 | IN-Evansville-IN | Zone4A | Zone4A(IN-Evansville-IN) | ASHRAE30pct-state-STD2013 | state | IN | 0.0907 | 0.75 | ASHRAE30pct-state-4A_SchoolPrimary_STD2013_IN-Evansville-IN.table.csv.gz | Primary School | Evansville Regional Ap IN USA TMY3 WMO#=724320 | Electricity | 0 | 152722.2234 | 192438.8904 | 12758.3334 | 317797.2248 | 0 | 94886.1119 | 380.5556 | 0 | 0 | 27388.8891 | 7177.7778 | 17441.6668 | 0 | 829713.8955 | 0 | 822991.6733 | 6722.2223 | 6722.2223 | 0 | 13851.9057 | 17454.2074 | 1157.1808 | 28824.2083 | 0 | 8606.1703 | 34.5164 | 0 | 0 | 2484.1722 | 651.0244 | 1581.9592 | 0 | 75255.0503 | 0 | 74645.3448 | 609.7056 | 609.7056 | 0 | 521.2362 | 656.788 | 43.5438 | 1084.6321 | 0 | 323.8434 | 1.2988 | 0 | 0 | 93.4774 | 24.4975 | 59.5279 | 0 | 2831.7878 | 0 | 2808.8451 | 22.9427 | 22.9427 | 8.8804 | 0.58876 | 14.9755 | 4.3787 | 0.017561 | 1.2639 | 7.0476 | 0 | 0.33123 | 0 | 0.80488 | 37.9784 | 38.2886 | 38.2886 | 2
IN_4A_PS_2010_NG | 4A | PS | NG | 7463 | ASHRAE30pct-state-4A | SchoolPrimary | STD2010 | IN-Evansville-IN | Zone4A | Zone4A(IN-Evansville-IN) | ASHRAE30pct-state-STD2010 | state | IN | 0.0907 | 0.75 | ASHRAE30pct-state-4A_SchoolPrimary_STD2010_IN-Evansville-IN.table.csv.gz | Primary School | Evansville Regional Ap IN USA TMY3 WMO#=724320 | Natural Gas | 766679.7902 | 0 | 0 | 0 | 342190.4148 | 0 | 0 | 0 | 0 | 0 | 0 | 113415.7966 | 0 | 0 | 1222286.0016 | 0 | 1222286.0016 | 0 | 0 | 5750.0984 | 0 | 0 | 0 | 2566.4281 | 0 | 0 | 0 | 0 | 0 | 0 | 850.6185 | 0 | 0 | 9167.145 | 0 | 9167.145 | 0 | 0 | 766.6798 | 0 | 0 | 0 | 342.1904 | 0 | 0 | 0 | 0 | 0 | 0 | 113.4158 | 0 | 0 | 1222.286 | 0 | 1222.286 | 0 | 0 | 0 | 0 | 4.6268 | 0 | 0 | 0 | 0 | 10.3663 | 1.5335 | 0 | 0 | 16.5265 | 16.5265 | 16.5265 | 1
IN_4A_PS_2013_NG | 4A | PS | NG | 8543 | ASHRAE30pct-state-4A | SchoolPrimary | STD2013 | IN-Evansville-IN | Zone4A | Zone4A(IN-Evansville-IN) | ASHRAE30pct-state-STD2013 | state | IN | 0.0907 | 0.75 | ASHRAE30pct-state-4A_SchoolPrimary_STD2013_IN-Evansville-IN.table.csv.gz | Primary School | Evansville Regional Ap IN USA TMY3 WMO#=724320 | Natural Gas | 694958.4687 | 0 | 0 | 0 | 342190.4148 | 0 | 0 | 0 | 0 | 0 | 0 | 113330.493 | 0 | 0 | 1150488.8548 | 0 | 1150479.3766 | 0 | 0 | 5212.1885 | 0 | 0 | 0 | 2566.4281 | 0 | 0 | 0 | 0 | 0 | 0 | 849.9787 | 0 | 0 | 8628.6664 | 0 | 8628.5953 | 0 | 0 | 694.9585 | 0 | 0 | 0 | 342.1904 | 0 | 0 | 0 | 0 | 0 | 0 | 113.3305 | 0 | 0 | 1150.4889 | 0 | 1150.4794 | 0 | 0 | 0 | 0 | 4.6268 | 0 | 0 | 0 | 0 | 9.3965 | 1.5323 | 0 | 0 | 15.5556 | 15.5558 | 15.5556 | 2
KS_4A_PS_2010_EL | 4A | PS | EL | 7514 | ASHRAE30pct-state-4A | SchoolPrimary | STD2010 | KS-Topeka-KS | Zone4A | Zone4A(KS-Topeka-KS) | ASHRAE30pct-state-STD2010 | state | KS | 0.0913 | 0.86 | ASHRAE30pct-state-4A_SchoolPrimary_STD2010_KS-Topeka-KS.table.csv.gz | Primary School | Topeka Municipal Ap KS USA TMY3 WMO#=724560 | Electricity | 0 | 171902.7792 | 219869.4462 | 12716.6668 | 355925.0028 | 0 | 111311.112 | 508.3333 | 0 | 0 | 30794.4447 | 7177.7778 | 17425.0001 | 0 | 935094.4519 | 0 | 927630.563 | 7463.8889 | 7463.8889 | 0 | 15694.7237 | 20074.0804 | 1161.0317 | 32495.9528 | 0 | 10162.7045 | 46.4108 | 0 | 0 | 2811.5328 | 655.3311 | 1590.9025 | 0 | 85374.1235 | 0 | 84692.6704 | 681.4531 | 681.4531 | 0 | 586.6989 | 750.4076 | 43.4016 | 1214.761 | 0 | 379.9014 | 1.7349 | 0 | 0 | 105.1005 | 24.4975 | 59.471 | 0 | 3191.4484 | 0 | 3165.9744 | 25.474 | 25.474 | 10.1463 | 0.58683 | 16.7692 | 5.1366 | 0.023458 | 1.4211 | 7.9328 | 0 | 0.33123 | 0 | 0.80411 | 42.8072 | 43.1516 | 43.1516 | 1
KS_4A_PS_2013_EL | 4A | PS | EL | 8594 | ASHRAE30pct-state-4A | SchoolPrimary | STD2013 | KS-Topeka-KS | Zone4A | Zone4A(KS-Topeka-KS) | ASHRAE30pct-state-STD2013 | state | KS | 0.0913 | 0.86 | ASHRAE30pct-state-4A_SchoolPrimary_STD2013_KS-Topeka-KS.table.csv.gz | Primary School | Topeka Municipal Ap KS USA TMY3 WMO#=724560 | Electricity | 0 | 145752.7789 | 192319.446 | 12716.6668 | 317797.2248 | 0 | 96186.1119 | 438.8889 | 0 | 0 | 28419.4447 | 7177.7778 | 17422.2224 | 0 | 824952.7844 | 0 | 818230.5621 | 6722.2223 | 6722.2223 | 0 | 13307.2287 | 17558.7654 | 1161.0317 | 29014.8866 | 0 | 8781.792 | 40.0706 | 0 | 0 | 2594.6953 | 655.3311 | 1590.6489 | 0 | 75318.1892 | 0 | 74704.4503 | 613.7389 | 613.7389 | 0 | 497.4497 | 656.3803 | 43.4016 | 1084.6321 | 0 | 328.2802 | 1.4979 | 0 | 0 | 96.9947 | 24.4975 | 59.4615 | 0 | 2815.5383 | 0 | 2792.5955 | 22.9427 | 22.9427 | 8.8749 | 0.58683 | 14.9755 | 4.4387 | 0.020253 | 1.3115 | 6.726 | 0 | 0.33123 | 0 | 0.80398 | 37.7587 | 38.0689 | 38.0689 | 2
KS_4A_PS_2010_NG | 4A | PS | NG | 7523 | ASHRAE30pct-state-4A | SchoolPrimary | STD2010 | KS-Topeka-KS | Zone4A | Zone4A(KS-Topeka-KS) | ASHRAE30pct-state-STD2010 | state | KS | 0.0913 | 0.86 | ASHRAE30pct-state-4A_SchoolPrimary_STD2010_KS-Topeka-KS.table.csv.gz | Primary School | Topeka Municipal Ap KS USA TMY3 WMO#=724560 | Natural Gas | 819634.3327 | 0 | 0 | 0 | 342190.4148 | 0 | 0 | 0 | 0 | 0 | 0 | 113453.7093 | 0 | 0 | 1275268.9786 | 0 | 1275278.4568 | 0 | 0 | 7048.8553 | 0 | 0 | 0 | 2942.8376 | 0 | 0 | 0 | 0 | 0 | 0 | 975.7019 | 0 | 0 | 10967.3132 | 0 | 10967.3947 | 0 | 0 | 819.6343 | 0 | 0 | 0 | 342.1904 | 0 | 0 | 0 | 0 | 0 | 0 | 113.4537 | 0 | 0 | 1275.269 | 0 | 1275.2785 | 0 | 0 | 0 | 0 | 4.6268 | 0 | 0 | 0 | 0 | 11.0823 | 1.534 | 0 | 0 | 17.243 | 17.2429 | 17.243 | 1
KS_4A_PS_2013_NG | 4A | PS | NG | 8603 | ASHRAE30pct-state-4A | SchoolPrimary | STD2013 | KS-Topeka-KS | Zone4A | Zone4A(KS-Topeka-KS) | ASHRAE30pct-state-STD2013 | state | KS | 0.0913 | 0.86 | ASHRAE30pct-state-4A_SchoolPrimary_STD2013_KS-Topeka-KS.table.csv.gz | Primary School | Topeka Municipal Ap KS USA TMY3 WMO#=724560 | Natural Gas | 747296.9301 | 0 | 0 | 0 | 342190.4148 | 0 | 0 | 0 | 0 | 0 | 0 | 113349.4494 | 0 | 0 | 1202836.7943 | 0 | 1202836.7943 | 0 | 0 | 6426.7536 | 0 | 0 | 0 | 2942.8376 | 0 | 0 | 0 | 0 | 0 | 0 | 974.8053 | 0 | 0 | 10344.3964 | 0 | 10344.3964 | 0 | 0 | 747.2969 | 0 | 0 | 0 | 342.1904 | 0 | 0 | 0 | 0 | 0 | 0 | 113.3494 | 0 | 0 | 1202.8368 | 0 | 1202.8368 | 0 | 0 | 0 | 0 | 4.6268 | 0 | 0 | 0 | 0 | 10.1042 | 1.5326 | 0 | 0 | 16.2636 | 16.2636 | 16.2636 | 2
KY_4A_PS_2010_EL | 4A | PS | EL | 7574 | ASHRAE30pct-state-4A | SchoolPrimary | STD2010 | KY-Lexington-KY | Zone4A | Zone4A(KY-Lexington-KY) | ASHRAE30pct-state-STD2010 | state | KY | 0.0866 | 0.81 | ASHRAE30pct-state-4A_SchoolPrimary_STD2010_KY-Lexington-KY.table.csv.gz | Primary School | Lexington Bluegrass Ap KY USA TMY3 WMO#=724220 | Electricity | 0 | 163225.0013 | 218922.224 | 12713.889 | 355925.0028 | 0 | 111394.4453 | 511.1111 | 0 | 0 | 30744.4447 | 7177.7778 | 17436.1113 | 0 | 925508.3407 | 0 | 918050.0073 | 7458.3334 | 7458.3334 | 0 | 14135.2851 | 18958.6646 | 1101.0228 | 30823.1052 | 0 | 9646.759 | 44.2622 | 0 | 0 | 2662.4689 | 621.5956 | 1509.9672 | 0 | 80149.0223 | 0 | 79503.1306 | 645.8917 | 645.8917 | 0 | 557.0819 | 747.1748 | 43.3921 | 1214.761 | 0 | 380.1858 | 1.7444 | 0 | 0 | 104.9298 | 24.4975 | 59.5089 | 0 | 3158.7313 | 0 | 3133.2762 | 25.4551 | 25.4551 | 10.1026 | 0.5867 | 16.769 | 5.1405 | 0.023586 | 1.4188 | 7.5323 | 0 | 0.33123 | 0 | 0.80462 | 42.365 | 42.7092 | 42.7092 | 1
KY_4A_PS_2013_EL | 4A | PS | EL | 8654 | ASHRAE30pct-state-4A | SchoolPrimary | STD2013 | KY-Lexington-KY | Zone4A | Zone4A(KY-Lexington-KY) | ASHRAE30pct-state-STD2013 | state | KY | 0.0866 | 0.81 | ASHRAE30pct-state-4A_SchoolPrimary_STD2013_KY-Lexington-KY.table.csv.gz | Primary School | Lexington Bluegrass Ap KY USA TMY3 WMO#=724220 | Electricity | 0 | 138616.6678 | 191408.3349 | 12713.889 | 317797.2248 | 0 | 93866.6674 | 430.5556 | 0 | 0 | 27611.1113 | 7177.7778 | 17427.7779 | 0 | 813772.2287 | 0 | 807050.0065 | 6722.2223 | 6722.2223 | 0 | 12004.2034 | 16575.9618 | 1101.0228 | 27521.2397 | 0 | 8128.8534 | 37.2861 | 0 | 0 | 2391.1222 | 621.5956 | 1509.2456 | 0 | 70472.675 | 0 | 69890.5306 | 582.1444 | 582.1444 | 0 | 473.0944 | 653.2707 | 43.3921 | 1084.6321 | 0 | 320.364 | 1.4695 | 0 | 0 | 94.2359 | 24.4975 | 59.4805 | 0 | 2777.3794 | 0 | 2754.4367 | 22.9427 | 22.9427 | 8.8329 | 0.5867 | 14.9755 | 4.3316 | 0.019869 | 1.2742 | 6.3967 | 0 | 0.33123 | 0 | 0.80424 | 37.2428 | 37.553 | 37.553 | 2
KY_4A_PS_2010_NG | 4A | PS | NG | 7583 | ASHRAE30pct-state-4A | SchoolPrimary | STD2010 | KY-Lexington-KY | Zone4A | Zone4A(KY-Lexington-KY) | ASHRAE30pct-state-STD2010 | state | KY | 0.0866 | 0.81 | ASHRAE30pct-state-4A_SchoolPrimary_STD2010_KY-Lexington-KY.table.csv.gz | Primary School | Lexington Bluegrass Ap KY USA TMY3 WMO#=724220 | Natural Gas | 797825.0608 | 0 | 0 | 0 | 342190.4148 | 0 | 0 | 0 | 0 | 0 | 0 | 113415.7966 | 0 | 0 | 1253431.2722 | 0 | 1253431.2722 | 0 | 0 | 6462.383 | 0 | 0 | 0 | 2771.7424 | 0 | 0 | 0 | 0 | 0 | 0 | 918.668 | 0 | 0 | 10152.7933 | 0 | 10152.7933 | 0 | 0 | 797.8251 | 0 | 0 | 0 | 342.1904 | 0 | 0 | 0 | 0 | 0 | 0 | 113.4158 | 0 | 0 | 1253.4313 | 0 | 1253.4313 | 0 | 0 | 0 | 0 | 4.6268 | 0 | 0 | 0 | 0 | 10.7874 | 1.5335 | 0 | 0 | 16.9477 | 16.9477 | 16.9477 | 1
KY_4A_PS_2013_NG | 4A | PS | NG | 8663 | ASHRAE30pct-state-4A | SchoolPrimary | STD2013 | KY-Lexington-KY | Zone4A | Zone4A(KY-Lexington-KY) | ASHRAE30pct-state-STD2013 | state | KY | 0.0866 | 0.81 | ASHRAE30pct-state-4A_SchoolPrimary_STD2013_KY-Lexington-KY.table.csv.gz | Primary School | Lexington Bluegrass Ap KY USA TMY3 WMO#=724220 | Natural Gas | 736302.2515 | 0 | 0 | 0 | 342190.4148 | 0 | 0 | 0 | 0 | 0 | 0 | 113377.8839 | 0 | 0 | 1191870.5502 | 0 | 1191870.5502 | 0 | 0 | 5964.0482 | 0 | 0 | 0 | 2771.7424 | 0 | 0 | 0 | 0 | 0 | 0 | 918.3609 | 0 | 0 | 9654.1515 | 0 | 9654.1515 | 0 | 0 | 736.3023 | 0 | 0 | 0 | 342.1904 | 0 | 0 | 0 | 0 | 0 | 0 | 113.3779 | 0 | 0 | 1191.8706 | 0 | 1191.8706 | 0 | 0 | 0 | 0 | 4.6268 | 0 | 0 | 0 | 0 | 9.9555 | 1.533 | 0 | 0 | 16.1153 | 16.1153 | 16.1153 | 2
MD_4A_PS_2010_EL | 4A | PS | EL | 7634 | ASHRAE30pct-state-4A | SchoolPrimary | STD2010 | MD-Baltimore-MD | Zone4A | Zone4A(MD-Baltimore-MD) | ASHRAE30pct-state-STD2010 | state | MD | 0.1052 | 0.99 | ASHRAE30pct-state-4A_SchoolPrimary_STD2010_MD-Baltimore-MD.table.csv.gz | Primary School | Baltimore Blt Washngtn IntL MD USA TMY3 WMO#=724060 | Electricity | 0 | 159066.6679 | 219813.8906 | 12727.7779 | 355925.0028 | 0 | 110380.5564 | 416.6667 | 0 | 0 | 30333.3336 | 7177.7778 | 17413.889 | 0 | 920716.674 | 0 | 913255.5629 | 7461.1112 | 7461.1112 | 0 | 16733.8135 | 23124.4213 | 1338.9622 | 37443.3103 | 0 | 11612.0345 | 43.8333 | 0 | 0 | 3191.0667 | 755.1022 | 1831.9411 | 0 | 96859.3941 | 0 | 96074.4852 | 784.9089 | 784.9089 | 0 | 542.8896 | 750.218 | 43.4395 | 1214.761 | 0 | 376.7254 | 1.4221 | 0 | 0 | 103.5267 | 24.4975 | 59.4331 | 0 | 3142.3775 | 0 | 3116.9129 | 25.4645 | 25.4645 | 10.1437 | 0.58735 | 16.7691 | 5.0937 | 0.019228 | 1.3998 | 7.3404 | 0 | 0.33123 | 0 | 0.80359 | 42.1438 | 42.4881 | 42.4881 | 1
MD_4A_PS_2013_EL | 4A | PS | EL | 8714 | ASHRAE30pct-state-4A | SchoolPrimary | STD2013 | MD-Baltimore-MD | Zone4A | Zone4A(MD-Baltimore-MD) | ASHRAE30pct-state-STD2013 | state | MD | 0.1052 | 0.99 | ASHRAE30pct-state-4A_SchoolPrimary_STD2013_MD-Baltimore-MD.table.csv.gz | Primary School | Baltimore Blt Washngtn IntL MD USA TMY3 WMO#=724060 | Electricity | 0 | 135130.5566 | 192461.1127 | 12727.7779 | 317797.2248 | 0 | 94891.6674 | 352.7778 | 0 | 0 | 28141.6669 | 7177.7778 | 17513.889 | 0 | 812916.6732 | 0 | 806194.4509 | 6722.2223 | 6722.2223 | 0 | 14215.7346 | 20246.9091 | 1338.9622 | 33432.268 | 0 | 9982.6034 | 37.1122 | 0 | 0 | 2960.5034 | 755.1022 | 1842.4611 | 0 | 85518.834 | 0 | 84811.6562 | 707.1778 | 707.1778 | 0 | 461.1964 | 656.8638 | 43.4395 | 1084.6321 | 0 | 323.8623 | 1.204 | 0 | 0 | 96.0466 | 24.4975 | 59.7744 | 0 | 2774.4594 | 0 | 2751.5167 | 22.9427 | 22.9427 | 8.8815 | 0.58735 | 14.9755 | 4.3789 | 0.01628 | 1.2986 | 6.2358 | 0 | 0.33123 | 0 | 0.80821 | 37.2033 | 37.5135 | 37.5135 | 2
MD_4A_PS_2010_NG | 4A | PS | NG | 7643 | ASHRAE30pct-state-4A | SchoolPrimary | STD2010 | MD-Baltimore-MD | Zone4A | Zone4A(MD-Baltimore-MD) | ASHRAE30pct-state-STD2010 | state | MD | 0.1052 | 0.99 | ASHRAE30pct-state-4A_SchoolPrimary_STD2010_MD-Baltimore-MD.table.csv.gz | Primary School | Baltimore Blt Washngtn IntL MD USA TMY3 WMO#=724060 | Natural Gas | 774053.8074 | 0 | 0 | 0 | 342190.4148 | 0 | 0 | 0 | 0 | 0 | 0 | 113434.7529 | 0 | 0 | 1229678.9751 | 0 | 1229678.9751 | 0 | 0 | 7663.1327 | 0 | 0 | 0 | 3387.6851 | 0 | 0 | 0 | 0 | 0 | 0 | 1123.0041 | 0 | 0 | 12173.8219 | 0 | 12173.8219 | 0 | 0 | 774.0538 | 0 | 0 | 0 | 342.1904 | 0 | 0 | 0 | 0 | 0 | 0 | 113.4348 | 0 | 0 | 1229.679 | 0 | 1229.679 | 0 | 0 | 0 | 0 | 4.6268 | 0 | 0 | 0 | 0 | 10.466 | 1.5338 | 0 | 0 | 16.6265 | 16.6265 | 16.6265 | 1
MD_4A_PS_2013_NG | 4A | PS | NG | 8723 | ASHRAE30pct-state-4A | SchoolPrimary | STD2013 | MD-Baltimore-MD | Zone4A | Zone4A(MD-Baltimore-MD) | ASHRAE30pct-state-STD2013 | state | MD | 0.1052 | 0.99 | ASHRAE30pct-state-4A_SchoolPrimary_STD2013_MD-Baltimore-MD.table.csv.gz | Primary School | Baltimore Blt Washngtn IntL MD USA TMY3 WMO#=724060 | Natural Gas | 874588.7693 | 0 | 0 | 0 | 342190.4148 | 0 | 0 | 0 | 0 | 0 | 0 | 113349.4494 | 0 | 0 | 1330128.6335 | 0 | 1330128.6335 | 0 | 0 | 8658.4288 | 0 | 0 | 0 | 3387.6851 | 0 | 0 | 0 | 0 | 0 | 0 | 1122.1595 | 0 | 0 | 13168.2735 | 0 | 13168.2735 | 0 | 0 | 874.5888 | 0 | 0 | 0 | 342.1904 | 0 | 0 | 0 | 0 | 0 | 0 | 113.3494 | 0 | 0 | 1330.1286 | 0 | 1330.1286 | 0 | 0 | 0 | 0 | 4.6268 | 0 | 0 | 0 | 0 | 11.8253 | 1.5326 | 0 | 0 | 17.9847 | 17.9847 | 17.9847 | 2
MO_4A_PS_2010_EL | 4A | PS | EL | 7694 | ASHRAE30pct-state-4A | SchoolPrimary | STD2010 | MO-StLouis-MO | Zone4A | Zone4A(MO-StLouis-MO) | ASHRAE30pct-state-STD2010 | state | MO | 0.0816 | 0.95 | ASHRAE30pct-state-4A_SchoolPrimary_STD2010_MO-StLouis-MO.table.csv.gz | Primary School | St Louis Lambert IntL Arpt MO USA TMY3 WMO#=724340 | Electricity | 0 | 172197.2236 | 219422.224 | 12738.889 | 355925.0028 | 0 | 115036.112 | 536.1111 | 0 | 0 | 30938.8891 | 7177.7778 | 17408.3335 | 0 | 938847.2297 | 0 | 931380.563 | 7466.6667 | 7466.6667 | 0 | 14051.2934 | 17904.8535 | 1039.4933 | 29043.4802 | 0 | 9386.9467 | 43.7467 | 0 | 0 | 2524.6134 | 585.7067 | 1420.52 | 0 | 76609.9339 | 0 | 76000.6539 | 609.28 | 609.28 | 0 | 587.7038 | 748.8812 | 43.4774 | 1214.761 | 0 | 392.6147 | 1.8297 | 0 | 0 | 105.5935 | 24.4975 | 59.4141 | 0 | 3204.2565 | 0 | 3178.773 | 25.4835 | 25.4835 | 10.1256 | 0.58786 | 16.7694 | 5.3085 | 0.02474 | 1.4277 | 7.9463 | 0 | 0.33123 | 0 | 0.80334 | 42.9802 | 43.3248 | 43.3248 | 1
MO_4A_PS_2013_EL | 4A | PS | EL | 8774 | ASHRAE30pct-state-4A | SchoolPrimary | STD2013 | MO-StLouis-MO | Zone4A | Zone4A(MO-StLouis-MO) | ASHRAE30pct-state-STD2013 | state | MO | 0.0816 | 0.95 | ASHRAE30pct-state-4A_SchoolPrimary_STD2013_MO-StLouis-MO.table.csv.gz | Primary School | St Louis Lambert IntL Arpt MO USA TMY3 WMO#=724340 | Electricity | 0 | 144938.89 | 191986.1126 | 12738.889 | 317797.2248 | 0 | 97277.7786 | 450 | 0 | 0 | 28125.0002 | 7177.7778 | 17402.7779 | 0 | 824613.8955 | 0 | 817894.451 | 6719.4445 | 6719.4445 | 0 | 11827.0134 | 15666.0668 | 1039.4933 | 25932.2535 | 0 | 7937.8667 | 36.72 | 0 | 0 | 2295 | 585.7067 | 1420.0667 | 0 | 67288.4939 | 0 | 66740.1872 | 548.3067 | 548.3067 | 0 | 494.6719 | 655.2427 | 43.4774 | 1084.6321 | 0 | 332.006 | 1.5358 | 0 | 0 | 95.9898 | 24.4975 | 59.3951 | 0 | 2814.3817 | 0 | 2791.4484 | 22.9333 | 22.9333 | 8.8595 | 0.58786 | 14.9754 | 4.4891 | 0.020766 | 1.2979 | 6.6885 | 0 | 0.33123 | 0 | 0.80308 | 37.7432 | 38.0533 | 38.0533 | 2
MO_4A_PS_2010_NG | 4A | PS | NG | 7703 | ASHRAE30pct-state-4A | SchoolPrimary | STD2010 | MO-StLouis-MO | Zone4A | Zone4A(MO-StLouis-MO) | ASHRAE30pct-state-STD2010 | state | MO | 0.0816 | 0.95 | ASHRAE30pct-state-4A_SchoolPrimary_STD2010_MO-StLouis-MO.table.csv.gz | Primary School | St Louis Lambert IntL Arpt MO USA TMY3 WMO#=724340 | Natural Gas | 824079.595 | 0 | 0 | 0 | 342190.4148 | 0 | 0 | 0 | 0 | 0 | 0 | 113425.2748 | 0 | 0 | 1279695.2846 | 0 | 1279695.2846 | 0 | 0 | 7828.7562 | 0 | 0 | 0 | 3250.8089 | 0 | 0 | 0 | 0 | 0 | 0 | 1077.5401 | 0 | 0 | 12157.1052 | 0 | 12157.1052 | 0 | 0 | 824.0796 | 0 | 0 | 0 | 342.1904 | 0 | 0 | 0 | 0 | 0 | 0 | 113.4253 | 0 | 0 | 1279.6953 | 0 | 1279.6953 | 0 | 0 | 0 | 0 | 4.6268 | 0 | 0 | 0 | 0 | 11.1424 | 1.5336 | 0 | 0 | 17.3028 | 17.3028 | 17.3028 | 1
MO_4A_PS_2013_NG | 4A | PS | NG | 8783 | ASHRAE30pct-state-4A | SchoolPrimary | STD2013 | MO-StLouis-MO | Zone4A | Zone4A(MO-StLouis-MO) | ASHRAE30pct-state-STD2013 | state | MO | 0.0816 | 0.95 | ASHRAE30pct-state-4A_SchoolPrimary_STD2013_MO-StLouis-MO.table.csv.gz | Primary School | St Louis Lambert IntL Arpt MO USA TMY3 WMO#=724340 | Natural Gas | 751846.4523 | 0 | 0 | 0 | 342190.4148 | 0 | 0 | 0 | 0 | 0 | 0 | 113368.4057 | 0 | 0 | 1207395.7947 | 0 | 1207405.2728 | 0 | 0 | 7142.5413 | 0 | 0 | 0 | 3250.8089 | 0 | 0 | 0 | 0 | 0 | 0 | 1076.9999 | 0 | 0 | 11470.26 | 0 | 11470.3501 | 0 | 0 | 751.8465 | 0 | 0 | 0 | 342.1904 | 0 | 0 | 0 | 0 | 0 | 0 | 113.3684 | 0 | 0 | 1207.3958 | 0 | 1207.4053 | 0 | 0 | 0 | 0 | 4.6268 | 0 | 0 | 0 | 0 | 10.1657 | 1.5329 | 0 | 0 | 16.3253 | 16.3252 | 16.3253 | 2
NC_4A_PS_2010_EL | 4A | PS | EL | 7754 | ASHRAE30pct-state-4A | SchoolPrimary | STD2010 | NC-Raleigh-NC | Zone4A | Zone4A(NC-Raleigh-NC) | ASHRAE30pct-state-STD2010 | state | NC | 0.0861 | 0.84 | ASHRAE30pct-state-4A_SchoolPrimary_STD2010_NC-Raleigh-NC.table.csv.gz | Primary School | Raleigh Durham International NC USA TMY3 WMO#=723060 | Electricity | 0 | 195286.1127 | 219272.224 | 12719.4445 | 355925.0028 | 0 | 111844.4453 | 280.5556 | 0 | 0 | 30711.1114 | 7177.7778 | 17500.0001 | 0 | 958177.7854 | 0 | 950716.6743 | 7461.1112 | 7461.1112 | 0 | 16814.1343 | 18879.3385 | 1095.1442 | 30645.1427 | 0 | 9629.8067 | 24.1558 | 0 | 0 | 2644.2267 | 618.0067 | 1506.75 | 0 | 82499.1073 | 0 | 81856.7057 | 642.4017 | 642.4017 | 0 | 666.5054 | 748.3693 | 43.4111 | 1214.761 | 0 | 381.7216 | 0.95753 | 0 | 0 | 104.8161 | 24.4975 | 59.727 | 0 | 3270.2311 | 0 | 3244.7665 | 25.4645 | 25.4645 | 10.1187 | 0.58696 | 16.7691 | 5.1613 | 0.012947 | 1.4172 | 9.0118 | 0 | 0.33123 | 0 | 0.80757 | 43.8725 | 44.2168 | 44.2168 | 1
NC_4A_PS_2013_EL | 4A | PS | EL | 8834 | ASHRAE30pct-state-4A | SchoolPrimary | STD2013 | NC-Raleigh-NC | Zone4A | Zone4A(NC-Raleigh-NC) | ASHRAE30pct-state-STD2013 | state | NC | 0.0861 | 0.84 | ASHRAE30pct-state-4A_SchoolPrimary_STD2013_NC-Raleigh-NC.table.csv.gz | Primary School | Raleigh Durham International NC USA TMY3 WMO#=723060 | Electricity | 0 | 162430.5569 | 191200.0015 | 12719.4445 | 317797.2248 | 0 | 93005.5563 | 236.1111 | 0 | 0 | 27288.8891 | 7175.0001 | 17500.0001 | 0 | 836075.0067 | 0 | 829352.7844 | 6722.2223 | 6722.2223 | 0 | 13985.2709 | 16462.3201 | 1095.1442 | 27362.3411 | 0 | 8007.7784 | 20.3292 | 0 | 0 | 2349.5734 | 617.7675 | 1506.75 | 0 | 71986.0581 | 0 | 71407.2747 | 578.7833 | 578.7833 | 0 | 554.3705 | 652.5597 | 43.4111 | 1084.6321 | 0 | 317.4251 | 0.80584 | 0 | 0 | 93.1361 | 24.4881 | 59.727 | 0 | 2853.4981 | 0 | 2830.5553 | 22.9427 | 22.9427 | 8.8233 | 0.58696 | 14.9755 | 4.2919 | 0.010896 | 1.2593 | 7.4956 | 0 | 0.3311 | 0 | 0.80757 | 38.272 | 38.5822 | 38.5822 | 2
NC_4A_PS_2010_NG | 4A | PS | NG | 7763 | ASHRAE30pct-state-4A | SchoolPrimary | STD2010 | NC-Raleigh-NC | Zone4A | Zone4A(NC-Raleigh-NC) | ASHRAE30pct-state-STD2010 | state | NC | 0.0861 | 0.84 | ASHRAE30pct-state-4A_SchoolPrimary_STD2010_NC-Raleigh-NC.table.csv.gz | Primary School | Raleigh Durham International NC USA TMY3 WMO#=723060 | Natural Gas | 610318.3999 | 0 | 0 | 0 | 342190.4148 | 0 | 0 | 0 | 0 | 0 | 0 | 113330.493 | 0 | 0 | 1065848.786 | 0 | 1065839.3078 | 0 | 0 | 5126.6746 | 0 | 0 | 0 | 2874.3995 | 0 | 0 | 0 | 0 | 0 | 0 | 951.9761 | 0 | 0 | 8953.1298 | 0 | 8953.0502 | 0 | 0 | 610.3184 | 0 | 0 | 0 | 342.1904 | 0 | 0 | 0 | 0 | 0 | 0 | 113.3305 | 0 | 0 | 1065.8488 | 0 | 1065.8393 | 0 | 0 | 0 | 0 | 4.6268 | 0 | 0 | 0 | 0 | 8.2521 | 1.5323 | 0 | 0 | 14.4112 | 14.4113 | 14.4112 | 1
NC_4A_PS_2013_NG | 4A | PS | NG | 8843 | ASHRAE30pct-state-4A | SchoolPrimary | STD2013 | NC-Raleigh-NC | Zone4A | Zone4A(NC-Raleigh-NC) | ASHRAE30pct-state-STD2013 | state | NC | 0.0861 | 0.84 | ASHRAE30pct-state-4A_SchoolPrimary_STD2013_NC-Raleigh-NC.table.csv.gz | Primary School | Raleigh Durham International NC USA TMY3 WMO#=723060 | Natural Gas | 559885.051 | 0 | 0 | 0 | 342190.4148 | 0 | 0 | 0 | 0 | 0 | 0 | 113273.624 | 0 | 0 | 1015349.0898 | 0 | 1015349.0898 | 0 | 0 | 4703.0344 | 0 | 0 | 0 | 2874.3995 | 0 | 0 | 0 | 0 | 0 | 0 | 951.4984 | 0 | 0 | 8528.9324 | 0 | 8528.9324 | 0 | 0 | 559.8851 | 0 | 0 | 0 | 342.1904 | 0 | 0 | 0 | 0 | 0 | 0 | 113.2736 | 0 | 0 | 1015.3491 | 0 | 1015.3491 | 0 | 0 | 0 | 0 | 4.6268 | 0 | 0 | 0 | 0 | 7.5702 | 1.5316 | 0 | 0 | 13.7285 | 13.7285 | 13.7285 | 2
NJ_4A_PS_2010_EL | 4A | PS | EL | 7814 | ASHRAE30pct-state-4A | SchoolPrimary | STD2010 | NJ-Newark-NJ | Zone4A | Zone4A(NJ-Newark-NJ) | ASHRAE30pct-state-STD2010 | state | NJ | 0.1283 | 0.84 | ASHRAE30pct-state-4A_SchoolPrimary_STD2010_NJ-Newark-NJ.table.csv.gz | Primary School | Newark International Arpt NJ USA TMY3 WMO#=725020 | Electricity | 0 | 148536.1123 | 219697.224 | 12752.7779 | 355925.0028 | 0 | 111219.4453 | 519.4444 | 0 | 0 | 30380.5558 | 7177.7778 | 17383.3335 | 0 | 911055.5628 | 0 | 903591.6739 | 7463.8889 | 7463.8889 | 0 | 19057.1832 | 28187.1538 | 1636.1814 | 45665.1779 | 0 | 14269.4548 | 66.6447 | 0 | 0 | 3897.8253 | 920.9089 | 2230.2817 | 0 | 116888.4287 | 0 | 115930.8118 | 957.617 | 957.617 | 0 | 506.9491 | 749.8198 | 43.5248 | 1214.761 | 0 | 379.5885 | 1.7728 | 0 | 0 | 103.6879 | 24.4975 | 59.3288 | 0 | 3109.4044 | 0 | 3083.9304 | 25.474 | 25.474 | 10.1383 | 0.5885 | 16.7692 | 5.1324 | 0.023971 | 1.402 | 6.8545 | 0 | 0.33123 | 0 | 0.80218 | 41.6978 | 42.0423 | 42.0423 | 1
NJ_4A_PS_2013_EL | 4A | PS | EL | 8894 | ASHRAE30pct-state-4A | SchoolPrimary | STD2013 | NJ-Newark-NJ | Zone4A | Zone4A(NJ-Newark-NJ) | ASHRAE30pct-state-STD2013 | state | NJ | 0.1283 | 0.84 | ASHRAE30pct-state-4A_SchoolPrimary_STD2013_NJ-Newark-NJ.table.csv.gz | Primary School | Newark International Arpt NJ USA TMY3 WMO#=725020 | Electricity | 0 | 125230.5566 | 192347.2238 | 12752.7779 | 317797.2248 | 0 | 95275.0008 | 447.2222 | 0 | 0 | 28275.0002 | 7177.7778 | 17483.3335 | 0 | 803505.562 | 0 | 796786.1175 | 6719.4445 | 6719.4445 | 0 | 16067.0804 | 24678.1488 | 1636.1814 | 40773.3839 | 0 | 12223.7826 | 57.3786 | 0 | 0 | 3627.6825 | 920.9089 | 2243.1117 | 0 | 103089.7636 | 0 | 102227.6589 | 862.1047 | 862.1047 | 0 | 427.408 | 656.4751 | 43.5248 | 1084.6321 | 0 | 325.1706 | 1.5264 | 0 | 0 | 96.5017 | 24.4975 | 59.6701 | 0 | 2742.3396 | 0 | 2719.4063 | 22.9333 | 22.9333 | 8.8762 | 0.5885 | 14.9754 | 4.3966 | 0.020638 | 1.3048 | 5.779 | 0 | 0.33123 | 0 | 0.8068 | 36.7691 | 37.0792 | 37.0792 | 2
NJ_4A_PS_2010_NG | 4A | PS | NG | 7823 | ASHRAE30pct-state-4A | SchoolPrimary | STD2010 | NJ-Newark-NJ | Zone4A | Zone4A(NJ-Newark-NJ) | ASHRAE30pct-state-STD2010 | state | NJ | 0.1283 | 0.84 | ASHRAE30pct-state-4A_SchoolPrimary_STD2010_NJ-Newark-NJ.table.csv.gz | Primary School | Newark International Arpt NJ USA TMY3 WMO#=725020 | Natural Gas | 874200.1643 | 0 | 0 | 0 | 342190.4148 | 0 | 0 | 0 | 0 | 0 | 0 | 113453.7093 | 0 | 0 | 1329853.7666 | 0 | 1329844.2884 | 0 | 0 | 7343.2814 | 0 | 0 | 0 | 2874.3995 | 0 | 0 | 0 | 0 | 0 | 0 | 953.0112 | 0 | 0 | 11170.7716 | 0 | 11170.692 | 0 | 0 | 874.2002 | 0 | 0 | 0 | 342.1904 | 0 | 0 | 0 | 0 | 0 | 0 | 113.4537 | 0 | 0 | 1329.8538 | 0 | 1329.8443 | 0 | 0 | 0 | 0 | 4.6268 | 0 | 0 | 0 | 0 | 11.8201 | 1.534 | 0 | 0 | 17.9808 | 17.981 | 17.9808 | 1
NJ_4A_PS_2013_NG | 4A | PS | NG | 8903 | ASHRAE30pct-state-4A | SchoolPrimary | STD2013 | NJ-Newark-NJ | Zone4A | Zone4A(NJ-Newark-NJ) | ASHRAE30pct-state-STD2013 | state | NJ | 0.1283 | 0.84 | ASHRAE30pct-state-4A_SchoolPrimary_STD2013_NJ-Newark-NJ.table.csv.gz | Primary School | Newark International Arpt NJ USA TMY3 WMO#=725020 | Natural Gas | 954603.4906 | 0 | 0 | 0 | 342190.4148 | 0 | 0 | 0 | 0 | 0 | 0 | 113368.4057 | 0 | 0 | 1410152.833 | 0 | 1410162.3111 | 0 | 0 | 8018.6693 | 0 | 0 | 0 | 2874.3995 | 0 | 0 | 0 | 0 | 0 | 0 | 952.2946 | 0 | 0 | 11845.2838 | 0 | 11845.3634 | 0 | 0 | 954.6035 | 0 | 0 | 0 | 342.1904 | 0 | 0 | 0 | 0 | 0 | 0 | 113.3684 | 0 | 0 | 1410.1528 | 0 | 1410.1623 | 0 | 0 | 0 | 0 | 4.6268 | 0 | 0 | 0 | 0 | 12.9072 | 1.5329 | 0 | 0 | 19.0668 | 19.0667 | 19.0668 | 2
NY_4A_PS_2010_EL | 4A | PS | EL | 7874 | ASHRAE30pct-state-4A | SchoolPrimary | STD2010 | NY-NewYork-NY | Zone4A | Zone4A(NY-NewYork-NY) | ASHRAE30pct-state-STD2010 | state | NY | 0.1508 | 0.73 | ASHRAE30pct-state-4A_SchoolPrimary_STD2010_NY-NewYork-NY.table.csv.gz | Primary School | New York J F Kennedy IntL Ar NY USA TMY3 WMO#=744860 | Electricity | 0 | 143011.1123 | 219969.4462 | 12747.2223 | 355925.0028 | 0 | 109722.2231 | 466.6667 | 0 | 0 | 29661.1113 | 7177.7778 | 17422.2224 | 0 | 903563.8961 | 0 | 896102.7849 | 7461.1112 | 7461.1112 | 0 | 21566.0757 | 33171.3925 | 1922.2811 | 53673.4904 | 0 | 16546.1112 | 70.3733 | 0 | 0 | 4472.8956 | 1082.4089 | 2627.2711 | 0 | 136257.4355 | 0 | 135132.3 | 1125.1356 | 1125.1356 | 0 | 488.0925 | 750.7489 | 43.5059 | 1214.761 | 0 | 374.4785 | 1.5927 | 0 | 0 | 101.2325 | 24.4975 | 59.4615 | 0 | 3083.8356 | 0 | 3058.371 | 25.4645 | 25.4645 | 10.1509 | 0.58824 | 16.7691 | 5.0633 | 0.021535 | 1.3688 | 6.5995 | 0 | 0.33123 | 0 | 0.80398 | 41.3522 | 41.6966 | 41.6966 | 1
NY_4A_PS_2013_EL | 4A | PS | EL | 8954 | ASHRAE30pct-state-4A | SchoolPrimary | STD2013 | NY-NewYork-NY | Zone4A | Zone4A(NY-NewYork-NY) | ASHRAE30pct-state-STD2013 | state | NY | 0.1508 | 0.73 | ASHRAE30pct-state-4A_SchoolPrimary_STD2013_NY-NewYork-NY.table.csv.gz | Primary School | New York J F Kennedy IntL Ar NY USA TMY3 WMO#=744860 | Electricity | 0 | 117986.1121 | 193044.446 | 12747.2223 | 317797.2248 | 0 | 94816.6674 | 372.2222 | 0 | 0 | 27494.4447 | 7177.7778 | 17525.0001 | 0 | 795683.3397 | 0 | 788961.1174 | 6722.2223 | 6722.2223 | 0 | 17792.3057 | 29111.1025 | 1922.2811 | 47923.8215 | 0 | 14298.3534 | 56.1311 | 0 | 0 | 4146.1623 | 1082.4089 | 2642.77 | 0 | 119989.0476 | 0 | 118975.3365 | 1013.7111 | 1013.7111 | 0 | 402.6829 | 658.8547 | 43.5059 | 1084.6321 | 0 | 323.6063 | 1.2704 | 0 | 0 | 93.8377 | 24.4975 | 59.8123 | 0 | 2715.6426 | 0 | 2692.6998 | 22.9427 | 22.9427 | 8.9084 | 0.58824 | 14.9755 | 4.3755 | 0.017177 | 1.2688 | 5.4447 | 0 | 0.33123 | 0 | 0.80872 | 36.408 | 36.7182 | 36.7182 | 2
NY_4A_PS_2010_NG | 4A | PS | NG | 7883 | ASHRAE30pct-state-4A | SchoolPrimary | STD2010 | NY-NewYork-NY | Zone4A | Zone4A(NY-NewYork-NY) | ASHRAE30pct-state-STD2010 | state | NY | 0.1508 | 0.73 | ASHRAE30pct-state-4A_SchoolPrimary_STD2010_NY-NewYork-NY.table.csv.gz | Primary School | New York J F Kennedy IntL Ar NY USA TMY3 WMO#=744860 | Natural Gas | 803038.0549 | 0 | 0 | 0 | 342190.4148 | 0 | 0 | 0 | 0 | 0 | 0 | 113453.7093 | 0 | 0 | 1258682.179 | 0 | 1258682.179 | 0 | 0 | 5862.1778 | 0 | 0 | 0 | 2497.99 | 0 | 0 | 0 | 0 | 0 | 0 | 828.2121 | 0 | 0 | 9188.3799 | 0 | 9188.3799 | 0 | 0 | 803.0381 | 0 | 0 | 0 | 342.1904 | 0 | 0 | 0 | 0 | 0 | 0 | 113.4537 | 0 | 0 | 1258.6822 | 0 | 1258.6822 | 0 | 0 | 0 | 0 | 4.6268 | 0 | 0 | 0 | 0 | 10.8579 | 1.534 | 0 | 0 | 17.0186 | 17.0186 | 17.0186 | 1
NY_4A_PS_2013_NG | 4A | PS | NG | 8963 | ASHRAE30pct-state-4A | SchoolPrimary | STD2013 | NY-NewYork-NY | Zone4A | Zone4A(NY-NewYork-NY) | ASHRAE30pct-state-STD2013 | state | NY | 0.1508 | 0.73 | ASHRAE30pct-state-4A_SchoolPrimary_STD2013_NY-NewYork-NY.table.csv.gz | Primary School | New York J F Kennedy IntL Ar NY USA TMY3 WMO#=744860 | Natural Gas | 905629.78 | 0 | 0 | 0 | 342190.4148 | 0 | 0 | 0 | 0 | 0 | 0 | 113387.3621 | 0 | 0 | 1361207.5569 | 0 | 1361207.5569 | 0 | 0 | 6611.0974 | 0 | 0 | 0 | 2497.99 | 0 | 0 | 0 | 0 | 0 | 0 | 827.7277 | 0 | 0 | 9936.8152 | 0 | 9936.8152 | 0 | 0 | 905.6298 | 0 | 0 | 0 | 342.1904 | 0 | 0 | 0 | 0 | 0 | 0 | 113.3874 | 0 | 0 | 1361.2076 | 0 | 1361.2076 | 0 | 0 | 0 | 0 | 4.6268 | 0 | 0 | 0 | 0 | 12.245 | 1.5331 | 0 | 0 | 18.4049 | 18.4049 | 18.4049 | 2
OH_4A_PS_2010_EL | 4A | PS | EL | 7934 | ASHRAE30pct-state-4A | SchoolPrimary | STD2010 | OH-Cincinnati-KY | Zone4A | Zone4A(OH-Cincinnati-KY) | ASHRAE30pct-state-STD2010 | state | OH | 0.0947 | 0.7 | ASHRAE30pct-state-4A_SchoolPrimary_STD2010_OH-Cincinnati-KY.table.csv.gz | Primary School | Cincinnati Northern Ky Ap KY USA TMY3 WMO#=724210 | Electricity | 0 | 146008.3345 | 219305.5573 | 12700.0001 | 355925.0028 | 0 | 113683.3342 | 575 | 0 | 0 | 30569.4447 | 7177.7778 | 17402.7779 | 0 | 910811.1184 | 0 | 903347.2294 | 7463.8889 | 7463.8889 | 0 | 13826.9893 | 20768.2363 | 1202.69 | 33706.0978 | 0 | 10765.8118 | 54.4525 | 0 | 0 | 2894.9264 | 679.7356 | 1648.0431 | 0 | 86253.8129 | 0 | 85546.9826 | 706.8303 | 706.8303 | 0 | 498.3219 | 748.4831 | 43.3447 | 1214.761 | 0 | 387.9977 | 1.9625 | 0 | 0 | 104.3326 | 24.4975 | 59.3951 | 0 | 3108.5701 | 0 | 3083.0961 | 25.474 | 25.474 | 10.1202 | 0.58606 | 16.7692 | 5.2461 | 0.026534 | 1.4107 | 6.7378 | 0 | 0.33123 | 0 | 0.80308 | 41.6866 | 42.031 | 42.031 | 1
OH_4A_PS_2013_EL | 4A | PS | EL | 9014 | ASHRAE30pct-state-4A | SchoolPrimary | STD2013 | OH-Cincinnati-KY | Zone4A | Zone4A(OH-Cincinnati-KY) | ASHRAE30pct-state-STD2013 | state | OH | 0.0947 | 0.7 | ASHRAE30pct-state-4A_SchoolPrimary_STD2013_OH-Cincinnati-KY.table.csv.gz | Primary School | Cincinnati Northern Ky Ap KY USA TMY3 WMO#=724210 | Electricity | 0 | 123133.3343 | 192027.7793 | 12700.0001 | 317797.2248 | 0 | 95752.7785 | 480.5556 | 0 | 0 | 27480.5558 | 7177.7778 | 17397.2224 | 0 | 800672.2286 | 0 | 793947.2286 | 6725.0001 | 6725.0001 | 0 | 11660.7268 | 18185.0307 | 1202.69 | 30095.3972 | 0 | 9067.7881 | 45.5086 | 0 | 0 | 2602.4086 | 679.7356 | 1647.517 | 0 | 75823.6601 | 0 | 75186.8025 | 636.8575 | 636.8575 | 0 | 420.2503 | 655.3849 | 43.3447 | 1084.6321 | 0 | 326.8013 | 1.6401 | 0 | 0 | 93.7903 | 24.4975 | 59.3762 | 0 | 2732.6695 | 0 | 2709.7173 | 22.9522 | 22.9522 | 8.8615 | 0.58606 | 14.9757 | 4.4187 | 0.022176 | 1.2681 | 5.6822 | 0 | 0.33123 | 0 | 0.80283 | 36.6381 | 36.9484 | 36.9484 | 2
OH_4A_PS_2010_NG | 4A | PS | NG | 7943 | ASHRAE30pct-state-4A | SchoolPrimary | STD2010 | OH-Cincinnati-KY | Zone4A | Zone4A(OH-Cincinnati-KY) | ASHRAE30pct-state-STD2010 | state | OH | 0.0947 | 0.7 | ASHRAE30pct-state-4A_SchoolPrimary_STD2010_OH-Cincinnati-KY.table.csv.gz | Primary School | Cincinnati Northern Ky Ap KY USA TMY3 WMO#=724210 | Natural Gas | 871726.3616 | 0 | 0 | 0 | 342190.4148 | 0 | 0 | 0 | 0 | 0 | 0 | 113472.6656 | 0 | 0 | 1327379.9639 | 0 | 1327389.442 | 0 | 0 | 6102.0845 | 0 | 0 | 0 | 2395.3329 | 0 | 0 | 0 | 0 | 0 | 0 | 794.3087 | 0 | 0 | 9291.6597 | 0 | 9291.7261 | 0 | 0 | 871.7264 | 0 | 0 | 0 | 342.1904 | 0 | 0 | 0 | 0 | 0 | 0 | 113.4727 | 0 | 0 | 1327.38 | 0 | 1327.3894 | 0 | 0 | 0 | 0 | 4.6268 | 0 | 0 | 0 | 0 | 11.7866 | 1.5343 | 0 | 0 | 17.9476 | 17.9475 | 17.9476 | 1
OH_4A_PS_2013_NG | 4A | PS | NG | 9023 | ASHRAE30pct-state-4A | SchoolPrimary | STD2013 | OH-Cincinnati-KY | Zone4A | Zone4A(OH-Cincinnati-KY) | ASHRAE30pct-state-STD2013 | state | OH | 0.0947 | 0.7 | ASHRAE30pct-state-4A_SchoolPrimary_STD2013_OH-Cincinnati-KY.table.csv.gz | Primary School | Cincinnati Northern Ky Ap KY USA TMY3 WMO#=724210 | Natural Gas | 794820.4805 | 0 | 0 | 0 | 342190.4148 | 0 | 0 | 0 | 0 | 0 | 0 | 113415.7966 | 0 | 0 | 1250417.2137 | 0 | 1250426.6919 | 0 | 0 | 5563.7434 | 0 | 0 | 0 | 2395.3329 | 0 | 0 | 0 | 0 | 0 | 0 | 793.9106 | 0 | 0 | 8752.9205 | 0 | 8752.9868 | 0 | 0 | 794.8205 | 0 | 0 | 0 | 342.1904 | 0 | 0 | 0 | 0 | 0 | 0 | 113.4158 | 0 | 0 | 1250.4172 | 0 | 1250.4267 | 0 | 0 | 0 | 0 | 4.6268 | 0 | 0 | 0 | 0 | 10.7468 | 1.5335 | 0 | 0 | 16.907 | 16.9069 | 16.907 | 2
PA_4A_PS_2010_EL | 4A | PS | EL | 7994 | ASHRAE30pct-state-4A | SchoolPrimary | STD2010 | PA-Philadelphia-PA | Zone4A | Zone4A(PA-Philadelphia-PA) | ASHRAE30pct-state-STD2010 | state | PA | 0.0937 | 1 | ASHRAE30pct-state-4A_SchoolPrimary_STD2010_PA-Philadelphia-PA.table.csv.gz | Primary School | Philadelphia International Ap PA USA TMY3 WMO#=724080 | Electricity | 0 | 154461.1123 | 219841.6684 | 12733.3334 | 355925.0028 | 0 | 109358.3342 | 477.7778 | 0 | 0 | 30130.5558 | 7177.7778 | 17408.3335 | 0 | 914975.0073 | 0 | 907513.8961 | 7461.1112 | 7461.1112 | 0 | 14473.0062 | 20599.1643 | 1193.1133 | 33350.1728 | 0 | 10246.8759 | 44.7678 | 0 | 0 | 2823.2331 | 672.5578 | 1631.1608 | 0 | 85733.1582 | 0 | 85034.0521 | 699.1061 | 699.1061 | 0 | 527.171 | 750.3128 | 43.4585 | 1214.761 | 0 | 373.2366 | 1.6306 | 0 | 0 | 102.8347 | 24.4975 | 59.4141 | 0 | 3122.7813 | 0 | 3097.3168 | 25.4645 | 25.4645 | 10.145 | 0.5876 | 16.7691 | 5.0465 | 0.022048 | 1.3904 | 7.1279 | 0 | 0.33123 | 0 | 0.80334 | 41.8788 | 42.2231 | 42.2231 | 1
PA_4A_PS_2013_EL | 4A | PS | EL | 9074 | ASHRAE30pct-state-4A | SchoolPrimary | STD2013 | PA-Philadelphia-PA | Zone4A | Zone4A(PA-Philadelphia-PA) | ASHRAE30pct-state-STD2013 | state | PA | 0.0937 | 1 | ASHRAE30pct-state-4A_SchoolPrimary_STD2013_PA-Philadelphia-PA.table.csv.gz | Primary School | Philadelphia International Ap PA USA TMY3 WMO#=724080 | Electricity | 0 | 131005.5566 | 192500.0015 | 12733.3334 | 317797.2248 | 0 | 95227.7785 | 411.1111 | 0 | 0 | 27888.8891 | 7177.7778 | 17511.1113 | 0 | 808972.2287 | 0 | 802252.7842 | 6719.4445 | 6719.4445 | 0 | 12275.2207 | 18037.2501 | 1193.1133 | 29777.6 | 0 | 8922.8428 | 38.5211 | 0 | 0 | 2613.1889 | 672.5578 | 1640.7911 | 0 | 75800.6978 | 0 | 75171.0859 | 629.6119 | 629.6119 | 0 | 447.1179 | 656.9965 | 43.4585 | 1084.6321 | 0 | 325.0095 | 1.4031 | 0 | 0 | 95.1839 | 24.4975 | 59.7649 | 0 | 2760.9971 | 0 | 2738.0639 | 22.9333 | 22.9333 | 8.8833 | 0.5876 | 14.9754 | 4.3945 | 0.018971 | 1.287 | 6.0455 | 0 | 0.33123 | 0 | 0.80808 | 37.0214 | 37.3315 | 37.3315 | 2
PA_4A_PS_2010_NG | 4A | PS | NG | 8003 | ASHRAE30pct-state-4A | SchoolPrimary | STD2010 | PA-Philadelphia-PA | Zone4A | Zone4A(PA-Philadelphia-PA) | ASHRAE30pct-state-STD2010 | state | PA | 0.0937 | 1 | ASHRAE30pct-state-4A_SchoolPrimary_STD2010_PA-Philadelphia-PA.table.csv.gz | Primary School | Philadelphia International Ap PA USA TMY3 WMO#=724080 | Natural Gas | 823766.8153 | 0 | 0 | 0 | 342190.4148 | 0 | 0 | 0 | 0 | 0 | 0 | 113434.7529 | 0 | 0 | 1279382.5049 | 0 | 1279391.9831 | 0 | 0 | 8237.6682 | 0 | 0 | 0 | 3421.9041 | 0 | 0 | 0 | 0 | 0 | 0 | 1134.3475 | 0 | 0 | 12793.825 | 0 | 12793.9198 | 0 | 0 | 823.7668 | 0 | 0 | 0 | 342.1904 | 0 | 0 | 0 | 0 | 0 | 0 | 113.4348 | 0 | 0 | 1279.3825 | 0 | 1279.392 | 0 | 0 | 0 | 0 | 4.6268 | 0 | 0 | 0 | 0 | 11.1382 | 1.5338 | 0 | 0 | 17.2987 | 17.2985 | 17.2987 | 1
PA_4A_PS_2013_NG | 4A | PS | NG | 9083 | ASHRAE30pct-state-4A | SchoolPrimary | STD2013 | PA-Philadelphia-PA | Zone4A | Zone4A(PA-Philadelphia-PA) | ASHRAE30pct-state-STD2013 | state | PA | 0.0937 | 1 | ASHRAE30pct-state-4A_SchoolPrimary_STD2013_PA-Philadelphia-PA.table.csv.gz | Primary School | Philadelphia International Ap PA USA TMY3 WMO#=724080 | Natural Gas | 917212.1052 | 0 | 0 | 0 | 342190.4148 | 0 | 0 | 0 | 0 | 0 | 0 | 113377.8839 | 0 | 0 | 1372780.4039 | 0 | 1372780.4039 | 0 | 0 | 9172.1211 | 0 | 0 | 0 | 3421.9041 | 0 | 0 | 0 | 0 | 0 | 0 | 1133.7788 | 0 | 0 | 13727.804 | 0 | 13727.804 | 0 | 0 | 917.2121 | 0 | 0 | 0 | 342.1904 | 0 | 0 | 0 | 0 | 0 | 0 | 113.3779 | 0 | 0 | 1372.7804 | 0 | 1372.7804 | 0 | 0 | 0 | 0 | 4.6268 | 0 | 0 | 0 | 0 | 12.4016 | 1.533 | 0 | 0 | 18.5614 | 18.5614 | 18.5614 | 2
TN_4A_PS_2010_EL | 4A | PS | EL | 8054 | ASHRAE30pct-state-4A | SchoolPrimary | STD2010 | TN-Nashville-TN | Zone4A | Zone4A(TN-Nashville-TN) | ASHRAE30pct-state-STD2010 | state | TN | 0.1029 | 0.81 | ASHRAE30pct-state-4A_SchoolPrimary_STD2010_TN-Nashville-TN.table.csv.gz | Primary School | Nashville International Ap TN USA TMY3 WMO#=723270 | Electricity | 0 | 200997.2238 | 219405.5573 | 12758.3334 | 355925.0028 | 0 | 113602.7787 | 311.1111 | 0 | 0 | 30769.4447 | 7177.7778 | 17480.5557 | 0 | 965888.8966 | 0 | 958427.7854 | 7461.1112 | 7461.1112 | 0 | 20682.6143 | 22576.8318 | 1312.8325 | 36624.6828 | 0 | 11689.7259 | 32.0133 | 0 | 0 | 3166.1759 | 738.5933 | 1798.7492 | 0 | 99389.9675 | 0 | 98622.2191 | 767.7483 | 767.7483 | 0 | 685.9973 | 748.8244 | 43.5438 | 1214.761 | 0 | 387.7228 | 1.0618 | 0 | 0 | 105.0152 | 24.4975 | 59.6606 | 0 | 3296.5489 | 0 | 3271.0843 | 25.4645 | 25.4645 | 10.1249 | 0.58876 | 16.7691 | 5.2424 | 0.014357 | 1.4199 | 9.2754 | 0 | 0.33123 | 0 | 0.80667 | 44.2283 | 44.5727 | 44.5727 | 1
TN_4A_PS_2013_EL | 4A | PS | EL | 9134 | ASHRAE30pct-state-4A | SchoolPrimary | STD2013 | TN-Nashville-TN | Zone4A | Zone4A(TN-Nashville-TN) | ASHRAE30pct-state-STD2013 | state | TN | 0.1029 | 0.81 | ASHRAE30pct-state-4A_SchoolPrimary_STD2013_TN-Nashville-TN.table.csv.gz | Primary School | Nashville International Ap TN USA TMY3 WMO#=723270 | Electricity | 0 | 170186.1125 | 191652.7793 | 12758.3334 | 317797.2248 | 0 | 94461.1119 | 263.8889 | 0 | 0 | 27436.1113 | 7175.0001 | 17480.5557 | 0 | 845930.5623 | 0 | 839211.1178 | 6719.4445 | 6719.4445 | 0 | 17512.151 | 19721.071 | 1312.8325 | 32701.3344 | 0 | 9720.0484 | 27.1542 | 0 | 0 | 2823.1759 | 738.3075 | 1798.7492 | 0 | 87046.2549 | 0 | 86354.824 | 691.4308 | 691.4308 | 0 | 580.8399 | 654.105 | 43.5438 | 1084.6321 | 0 | 322.3928 | 0.90064 | 0 | 0 | 93.6386 | 24.4881 | 59.6606 | 0 | 2887.1348 | 0 | 2864.2015 | 22.9333 | 22.9333 | 8.8442 | 0.58876 | 14.9754 | 4.3591 | 0.012178 | 1.2661 | 7.8535 | 0 | 0.3311 | 0 | 0.80667 | 38.7269 | 39.037 | 39.037 | 2
TN_4A_PS_2010_NG | 4A | PS | NG | 8063 | ASHRAE30pct-state-4A | SchoolPrimary | STD2010 | TN-Nashville-TN | Zone4A | Zone4A(TN-Nashville-TN) | ASHRAE30pct-state-STD2010 | state | TN | 0.1029 | 0.81 | ASHRAE30pct-state-4A_SchoolPrimary_STD2010_TN-Nashville-TN.table.csv.gz | Primary School | Nashville International Ap TN USA TMY3 WMO#=723270 | Natural Gas | 619028.8392 | 0 | 0 | 0 | 342190.4148 | 0 | 0 | 0 | 0 | 0 | 0 | 113339.9712 | 0 | 0 | 1074549.7471 | 0 | 1074559.2253 | 0 | 0 | 5014.1336 | 0 | 0 | 0 | 2771.7424 | 0 | 0 | 0 | 0 | 0 | 0 | 918.0538 | 0 | 0 | 8703.853 | 0 | 8703.9297 | 0 | 0 | 619.0288 | 0 | 0 | 0 | 342.1904 | 0 | 0 | 0 | 0 | 0 | 0 | 113.34 | 0 | 0 | 1074.5497 | 0 | 1074.5592 | 0 | 0 | 0 | 0 | 4.6268 | 0 | 0 | 0 | 0 | 8.3699 | 1.5325 | 0 | 0 | 14.5291 | 14.529 | 14.5291 | 1
TN_4A_PS_2013_NG | 4A | PS | NG | 9143 | ASHRAE30pct-state-4A | SchoolPrimary | STD2013 | TN-Nashville-TN | Zone4A | Zone4A(TN-Nashville-TN) | ASHRAE30pct-state-STD2013 | state | TN | 0.1029 | 0.81 | ASHRAE30pct-state-4A_SchoolPrimary_STD2013_TN-Nashville-TN.table.csv.gz | Primary School | Nashville International Ap TN USA TMY3 WMO#=723270 | Natural Gas | 566036.3841 | 0 | 0 | 0 | 342190.4148 | 0 | 0 | 0 | 0 | 0 | 0 | 113273.624 | 0 | 0 | 1021500.4229 | 0 | 1021500.4229 | 0 | 0 | 4584.8947 | 0 | 0 | 0 | 2771.7424 | 0 | 0 | 0 | 0 | 0 | 0 | 917.5164 | 0 | 0 | 8274.1534 | 0 | 8274.1534 | 0 | 0 | 566.0364 | 0 | 0 | 0 | 342.1904 | 0 | 0 | 0 | 0 | 0 | 0 | 113.2736 | 0 | 0 | 1021.5004 | 0 | 1021.5004 | 0 | 0 | 0 | 0 | 4.6268 | 0 | 0 | 0 | 0 | 7.6534 | 1.5316 | 0 | 0 | 13.8117 | 13.8117 | 13.8117 | 2
VA_4A_PS_2010_EL | 4A | PS | EL | 8114 | ASHRAE30pct-state-4A | SchoolPrimary | STD2010 | VA-Richmond-VA | Zone4A | Zone4A(VA-Richmond-VA) | ASHRAE30pct-state-STD2010 | state | VA | 0.0811 | 0.86 | ASHRAE30pct-state-4A_SchoolPrimary_STD2010_VA-Richmond-VA.table.csv.gz | Primary School | Richmond International Ap VA USA TMY3 WMO#=724010 | Electricity | 0 | 184691.6681 | 219136.1129 | 12725.0001 | 355925.0028 | 0 | 111283.3342 | 316.6667 | 0 | 0 | 30430.5558 | 7177.7778 | 17472.2224 | 0 | 946619.452 | 0 | 939158.3408 | 7461.1112 | 7461.1112 | 0 | 14978.4943 | 17771.9388 | 1031.9975 | 28865.5177 | 0 | 9025.0784 | 25.6817 | 0 | 0 | 2467.9181 | 582.1178 | 1416.9972 | 0 | 76770.8376 | 0 | 76165.7414 | 605.0961 | 605.0961 | 0 | 630.3469 | 747.9048 | 43.43 | 1214.761 | 0 | 379.8066 | 1.0808 | 0 | 0 | 103.8585 | 24.4975 | 59.6322 | 0 | 3230.7828 | 0 | 3205.3183 | 25.4645 | 25.4645 | 10.1124 | 0.58722 | 16.7691 | 5.1354 | 0.014613 | 1.4043 | 8.5229 | 0 | 0.33123 | 0 | 0.80629 | 43.3391 | 43.6834 | 43.6834 | 1
VA_4A_PS_2013_EL | 4A | PS | EL | 9194 | ASHRAE30pct-state-4A | SchoolPrimary | STD2013 | VA-Richmond-VA | Zone4A | Zone4A(VA-Richmond-VA) | ASHRAE30pct-state-STD2013 | state | VA | 0.0811 | 0.86 | ASHRAE30pct-state-4A_SchoolPrimary_STD2013_VA-Richmond-VA.table.csv.gz | Primary School | Richmond International Ap VA USA TMY3 WMO#=724010 | Electricity | 0 | 156419.4457 | 191161.1126 | 12725.0001 | 317797.2248 | 0 | 92936.1119 | 266.6667 | 0 | 0 | 27077.778 | 7175.0001 | 17469.4446 | 0 | 829752.7844 | 0 | 823027.7844 | 6725.0001 | 6725.0001 | 0 | 12685.617 | 15503.1662 | 1031.9975 | 25773.3549 | 0 | 7537.1187 | 21.6267 | 0 | 0 | 2196.0078 | 581.8925 | 1416.772 | 0 | 67292.9508 | 0 | 66747.5533 | 545.3975 | 545.3975 | 0 | 533.8547 | 652.427 | 43.43 | 1084.6321 | 0 | 317.1881 | 0.91013 | 0 | 0 | 92.4156 | 24.4881 | 59.6227 | 0 | 2831.9205 | 0 | 2808.9683 | 22.9522 | 22.9522 | 8.8215 | 0.58722 | 14.9757 | 4.2887 | 0.012306 | 1.2496 | 7.2183 | 0 | 0.3311 | 0 | 0.80616 | 37.9801 | 38.2904 | 38.2904 | 2
VA_4A_PS_2010_NG | 4A | PS | NG | 8123 | ASHRAE30pct-state-4A | SchoolPrimary | STD2010 | VA-Richmond-VA | Zone4A | Zone4A(VA-Richmond-VA) | ASHRAE30pct-state-STD2010 | state | VA | 0.0811 | 0.86 | ASHRAE30pct-state-4A_SchoolPrimary_STD2010_VA-Richmond-VA.table.csv.gz | Primary School | Richmond International Ap VA USA TMY3 WMO#=724010 | Natural Gas | 655804.1435 | 0 | 0 | 0 | 342190.4148 | 0 | 0 | 0 | 0 | 0 | 0 | 113377.8839 | 0 | 0 | 1111362.9641 | 0 | 1111372.4422 | 0 | 0 | 5639.9156 | 0 | 0 | 0 | 2942.8376 | 0 | 0 | 0 | 0 | 0 | 0 | 975.0498 | 0 | 0 | 9557.7215 | 0 | 9557.803 | 0 | 0 | 655.8041 | 0 | 0 | 0 | 342.1904 | 0 | 0 | 0 | 0 | 0 | 0 | 113.3779 | 0 | 0 | 1111.363 | 0 | 1111.3724 | 0 | 0 | 0 | 0 | 4.6268 | 0 | 0 | 0 | 0 | 8.8671 | 1.533 | 0 | 0 | 15.0269 | 15.0267 | 15.0269 | 1
VA_4A_PS_2013_NG | 4A | PS | NG | 9203 | ASHRAE30pct-state-4A | SchoolPrimary | STD2013 | VA-Richmond-VA | Zone4A | Zone4A(VA-Richmond-VA) | ASHRAE30pct-state-STD2013 | state | VA | 0.0811 | 0.86 | ASHRAE30pct-state-4A_SchoolPrimary_STD2013_VA-Richmond-VA.table.csv.gz | Primary School | Richmond International Ap VA USA TMY3 WMO#=724010 | Natural Gas | 607873.0317 | 0 | 0 | 0 | 342190.4148 | 0 | 0 | 0 | 0 | 0 | 0 | 113302.0585 | 0 | 0 | 1063365.5051 | 0 | 1063365.5051 | 0 | 0 | 5227.7081 | 0 | 0 | 0 | 2942.8376 | 0 | 0 | 0 | 0 | 0 | 0 | 974.3977 | 0 | 0 | 9144.9433 | 0 | 9144.9433 | 0 | 0 | 607.873 | 0 | 0 | 0 | 342.1904 | 0 | 0 | 0 | 0 | 0 | 0 | 113.3021 | 0 | 0 | 1063.3655 | 0 | 1063.3655 | 0 | 0 | 0 | 0 | 4.6268 | 0 | 0 | 0 | 0 | 8.2191 | 1.532 | 0 | 0 | 14.3778 | 14.3778 | 14.3778 | 2
WV_4A_PS_2010_EL | 4A | PS | EL | 8174 | ASHRAE30pct-state-4A | SchoolPrimary | STD2010 | WV-Charleston-WV | Zone4A | Zone4A(WV-Charleston-WV) | ASHRAE30pct-state-STD2010 | state | WV | 0.0842 | 0.92 | ASHRAE30pct-state-4A_SchoolPrimary_STD2010_WV-Charleston-WV.table.csv.gz | Primary School | Charleston Yeager Arpt WV USA TMY3 WMO#=724140 | Electricity | 0 | 161755.5568 | 219130.5573 | 12705.5557 | 355925.0028 | 0 | 112175.0009 | 455.5556 | 0 | 0 | 30538.8891 | 7177.7778 | 17419.4446 | 0 | 924741.6741 | 0 | 917283.3407 | 7458.3334 | 7458.3334 | 0 | 13619.8179 | 18450.7929 | 1069.8078 | 29968.8852 | 0 | 9445.1351 | 38.3578 | 0 | 0 | 2571.3745 | 604.3689 | 1466.7172 | 0 | 77863.249 | 0 | 77235.2573 | 627.9917 | 627.9917 | 0 | 552.0667 | 747.8858 | 43.3637 | 1214.761 | 0 | 382.8498 | 1.5548 | 0 | 0 | 104.2283 | 24.4975 | 59.452 | 0 | 3156.1147 | 0 | 3130.6596 | 25.4551 | 25.4551 | 10.1122 | 0.58632 | 16.769 | 5.1765 | 0.021022 | 1.4093 | 7.4645 | 0 | 0.33123 | 0 | 0.80385 | 42.3297 | 42.6738 | 42.6738 | 1
WV_4A_PS_2013_EL | 4A | PS | EL | 9254 | ASHRAE30pct-state-4A | SchoolPrimary | STD2013 | WV-Charleston-WV | Zone4A | Zone4A(WV-Charleston-WV) | ASHRAE30pct-state-STD2013 | state | WV | 0.0842 | 0.92 | ASHRAE30pct-state-4A_SchoolPrimary_STD2013_WV-Charleston-WV.table.csv.gz | Primary School | Charleston Yeager Arpt WV USA TMY3 WMO#=724140 | Electricity | 0 | 136816.6678 | 191561.1126 | 12705.5557 | 317797.2248 | 0 | 93891.6674 | 386.1111 | 0 | 0 | 27372.2224 | 7177.7778 | 17416.6668 | 0 | 811844.4509 | 0 | 805125.0064 | 6719.4445 | 6719.4445 | 0 | 11519.9634 | 16129.4457 | 1069.8078 | 26758.5263 | 0 | 7905.6784 | 32.5106 | 0 | 0 | 2304.7411 | 604.3689 | 1466.4833 | 0 | 68357.3028 | 0 | 67791.5255 | 565.7772 | 565.7772 | 0 | 466.951 | 653.7921 | 43.3637 | 1084.6321 | 0 | 320.4494 | 1.3178 | 0 | 0 | 93.4205 | 24.4975 | 59.4425 | 0 | 2770.7999 | 0 | 2747.8667 | 22.9333 | 22.9333 | 8.8399 | 0.58632 | 14.9754 | 4.3328 | 0.017818 | 1.2631 | 6.3136 | 0 | 0.33123 | 0 | 0.80372 | 37.1539 | 37.464 | 37.464 | 2
WV_4A_PS_2010_NG | 4A | PS | NG | 8183 | ASHRAE30pct-state-4A | SchoolPrimary | STD2010 | WV-Charleston-WV | Zone4A | Zone4A(WV-Charleston-WV) | ASHRAE30pct-state-STD2010 | state | WV | 0.0842 | 0.92 | ASHRAE30pct-state-4A_SchoolPrimary_STD2010_WV-Charleston-WV.table.csv.gz | Primary School | Charleston Yeager Arpt WV USA TMY3 WMO#=724140 | Natural Gas | 795559.7778 | 0 | 0 | 0 | 342190.4148 | 0 | 0 | 0 | 0 | 0 | 0 | 113406.3184 | 0 | 0 | 1251156.5111 | 0 | 1251156.5111 | 0 | 0 | 7319.15 | 0 | 0 | 0 | 3148.1518 | 0 | 0 | 0 | 0 | 0 | 0 | 1043.3381 | 0 | 0 | 11510.6399 | 0 | 11510.6399 | 0 | 0 | 795.5598 | 0 | 0 | 0 | 342.1904 | 0 | 0 | 0 | 0 | 0 | 0 | 113.4063 | 0 | 0 | 1251.1565 | 0 | 1251.1565 | 0 | 0 | 0 | 0 | 4.6268 | 0 | 0 | 0 | 0 | 10.7568 | 1.5334 | 0 | 0 | 16.9169 | 16.9169 | 16.9169 | 1
WV_4A_PS_2013_NG | 4A | PS | NG | 9263 | ASHRAE30pct-state-4A | SchoolPrimary | STD2013 | WV-Charleston-WV | Zone4A | Zone4A(WV-Charleston-WV) | ASHRAE30pct-state-STD2013 | state | WV | 0.0842 | 0.92 | ASHRAE30pct-state-4A_SchoolPrimary_STD2013_WV-Charleston-WV.table.csv.gz | Primary School | Charleston Yeager Arpt WV USA TMY3 WMO#=724140 | Natural Gas | 734207.5757 | 0 | 0 | 0 | 342190.4148 | 0 | 0 | 0 | 0 | 0 | 0 | 113349.4494 | 0 | 0 | 1189737.9617 | 0 | 1189747.4399 | 0 | 0 | 6754.7097 | 0 | 0 | 0 | 3148.1518 | 0 | 0 | 0 | 0 | 0 | 0 | 1042.8149 | 0 | 0 | 10945.5892 | 0 | 10945.6764 | 0 | 0 | 734.2076 | 0 | 0 | 0 | 342.1904 | 0 | 0 | 0 | 0 | 0 | 0 | 113.3494 | 0 | 0 | 1189.738 | 0 | 1189.7474 | 0 | 0 | 0 | 0 | 4.6268 | 0 | 0 | 0 | 0 | 9.9272 | 1.5326 | 0 | 0 | 16.0866 | 16.0865 | 16.0866 | 2
AZ_4B_PS_2010_EL | 4B | PS | EL | 9674 | ASHRAE30pct-state-4B | SchoolPrimary | STD2010 | AZ-Prescott-AZ | Zone4B | Zone4B(AZ-Prescott-AZ) | ASHRAE30pct-state-STD2010 | state | AZ | 0.0954 | 0.95 | ASHRAE30pct-state-4B_SchoolPrimary_STD2010_AZ-Prescott-AZ.table.csv.gz | Primary School | Prescott Love Field AZ USA TMY3 WMO#=723723 | Electricity | 0 | 140508.3345 | 219958.3351 | 12722.2223 | 355925.0028 | 0 | 115333.3343 | 219.4444 | 0 | 0 | 24380.5558 | 7177.7778 | 17269.4446 | 0 | 900952.785 | 0 | 893494.4516 | 7458.3334 | 7458.3334 | 0 | 13404.4951 | 20984.0252 | 1213.7 | 33955.2453 | 0 | 11002.8001 | 20.935 | 0 | 0 | 2325.905 | 684.76 | 1647.505 | 0 | 85950.8957 | 0 | 85239.3707 | 711.525 | 711.525 | 0 | 479.5506 | 750.711 | 43.4206 | 1214.761 | 0 | 393.6291 | 0.74896 | 0 | 0 | 83.2101 | 24.4975 | 58.9401 | 0 | 3074.9239 | 0 | 3049.4689 | 25.4551 | 25.4551 | 10.1504 | 0.58709 | 16.769 | 5.3223 | 0.010127 | 1.1251 | 6.484 | 0 | 0.33123 | 0 | 0.79693 | 41.2319 | 41.5761 | 41.5761 | 1
AZ_4B_PS_2013_EL | 4B | PS | EL | 10034 | ASHRAE30pct-state-4B | SchoolPrimary | STD2013 | AZ-Prescott-AZ | Zone4B | Zone4B(AZ-Prescott-AZ) | ASHRAE30pct-state-STD2013 | state | AZ | 0.0954 | 0.95 | ASHRAE30pct-state-4B_SchoolPrimary_STD2013_AZ-Prescott-AZ.table.csv.gz | Primary School | Prescott Love Field AZ USA TMY3 WMO#=723723 | Electricity | 0 | 103966.6675 | 191569.446 | 12722.2223 | 317797.2248 | 0 | 73761.1117 | 350 | 0 | 0 | 0 | 7177.7778 | 17266.6668 | 0 | 731330.5614 | 0 | 724611.1169 | 6719.4445 | 6719.4445 | 0 | 9918.4201 | 18275.7251 | 1213.7 | 30317.8552 | 0 | 7036.8101 | 33.39 | 0 | 0 | 0 | 684.76 | 1647.24 | 0 | 69768.9356 | 0 | 69127.9006 | 641.035 | 641.035 | 0 | 354.835 | 653.8206 | 43.4206 | 1084.6321 | 0 | 251.7444 | 1.1945 | 0 | 0 | 0 | 24.4975 | 58.9306 | 0 | 2496.0085 | 0 | 2473.0753 | 22.9333 | 22.9333 | 8.8403 | 0.58709 | 14.9754 | 3.4038 | 0.016151 | 0 | 4.7977 | 0 | 0.33123 | 0 | 0.7968 | 33.4385 | 33.7485 | 33.7485 | 2
AZ_4B_PS_2010_NG | 4B | PS | NG | 9683 | ASHRAE30pct-state-4B | SchoolPrimary | STD2010 | AZ-Prescott-AZ | Zone4B | Zone4B(AZ-Prescott-AZ) | ASHRAE30pct-state-STD2010 | state | AZ | 0.0954 | 0.95 | ASHRAE30pct-state-4B_SchoolPrimary_STD2010_AZ-Prescott-AZ.table.csv.gz | Primary School | Prescott Love Field AZ USA TMY3 WMO#=723723 | Natural Gas | 449085.2296 | 0 | 0 | 0 | 342190.4148 | 0 | 0 | 0 | 0 | 0 | 0 | 111899.2892 | 0 | 0 | 903174.9336 | 0 | 903174.9336 | 0 | 0 | 4266.3097 | 0 | 0 | 0 | 3250.8089 | 0 | 0 | 0 | 0 | 0 | 0 | 1063.0432 | 0 | 0 | 8580.1619 | 0 | 8580.1619 | 0 | 0 | 449.0852 | 0 | 0 | 0 | 342.1904 | 0 | 0 | 0 | 0 | 0 | 0 | 111.8993 | 0 | 0 | 903.1749 | 0 | 903.1749 | 0 | 0 | 0 | 0 | 4.6268 | 0 | 0 | 0 | 0 | 6.0721 | 1.513 | 0 | 0 | 12.2118 | 12.2118 | 12.2118 | 1
AZ_4B_PS_2013_NG | 4B | PS | NG | 10043 | ASHRAE30pct-state-4B | SchoolPrimary | STD2013 | AZ-Prescott-AZ | Zone4B | Zone4B(AZ-Prescott-AZ) | ASHRAE30pct-state-STD2013 | state | AZ | 0.0954 | 0.95 | ASHRAE30pct-state-4B_SchoolPrimary_STD2013_AZ-Prescott-AZ.table.csv.gz | Primary School | Prescott Love Field AZ USA TMY3 WMO#=723723 | Natural Gas | 609816.0568 | 0 | 0 | 0 | 342190.4148 | 0 | 0 | 0 | 0 | 0 | 0 | 111813.9856 | 0 | 0 | 1063820.4573 | 0 | 1063820.4573 | 0 | 0 | 5793.2525 | 0 | 0 | 0 | 3250.8089 | 0 | 0 | 0 | 0 | 0 | 0 | 1062.2329 | 0 | 0 | 10106.2943 | 0 | 10106.2943 | 0 | 0 | 609.8161 | 0 | 0 | 0 | 342.1904 | 0 | 0 | 0 | 0 | 0 | 0 | 111.814 | 0 | 0 | 1063.8205 | 0 | 1063.8205 | 0 | 0 | 0 | 0 | 4.6268 | 0 | 0 | 0 | 0 | 8.2453 | 1.5118 | 0 | 0 | 14.3839 | 14.3839 | 14.3839 | 2
CA_4B_PS_2010_EL | 4B | PS | EL | 9734 | ASHRAE30pct-state-4B | SchoolPrimary | STD2010 | CA-Sacramento-CA | Zone4B | Zone4B(CA-Sacramento-CA) | ASHRAE30pct-state-STD2010 | state | CA | 0.136 | 0.7 | ASHRAE30pct-state-4B_SchoolPrimary_STD2010_CA-Sacramento-CA.table.csv.gz | Primary School | Sacramento Metropolitan Ap CA USA TMY3 WMO#=724839 | Electricity | 0 | 180283.3348 | 218419.4462 | 12727.7779 | 355925.0028 | 0 | 114536.112 | 152.7778 | 0 | 0 | 25433.3335 | 7177.7778 | 17313.889 | 0 | 939427.7853 | 0 | 931969.4519 | 7458.3334 | 7458.3334 | 0 | 24518.5335 | 29705.0447 | 1730.9778 | 48405.8004 | 0 | 15576.9112 | 20.7778 | 0 | 0 | 3458.9334 | 976.1778 | 2354.6889 | 0 | 127762.1788 | 0 | 126747.8455 | 1014.3333 | 1014.3333 | 0 | 615.3014 | 745.4588 | 43.4395 | 1214.761 | 0 | 390.9082 | 0.52143 | 0 | 0 | 86.8032 | 24.4975 | 59.0918 | 0 | 3206.2379 | 0 | 3180.7828 | 25.4551 | 25.4551 | 10.0794 | 0.58735 | 16.769 | 5.2855 | 0.0070502 | 1.1737 | 8.3195 | 0 | 0.33123 | 0 | 0.79898 | 43.0074 | 43.3516 | 43.3516 | 1
CA_4B_PS_2013_EL | 4B | PS | EL | 10094 | ASHRAE30pct-state-4B | SchoolPrimary | STD2013 | CA-Sacramento-CA | Zone4B | Zone4B(CA-Sacramento-CA) | ASHRAE30pct-state-STD2013 | state | CA | 0.136 | 0.7 | ASHRAE30pct-state-4B_SchoolPrimary_STD2013_CA-Sacramento-CA.table.csv.gz | Primary School | Sacramento Metropolitan Ap CA USA TMY3 WMO#=724839 | Electricity | 0 | 136569.4455 | 190691.6682 | 12727.7779 | 317797.2248 | 0 | 68194.445 | 225 | 0 | 0 | 0 | 7177.7778 | 17308.3335 | 0 | 757411.1172 | 0 | 750691.6727 | 6719.4445 | 6719.4445 | 0 | 18573.4446 | 25934.0669 | 1730.9778 | 43220.4226 | 0 | 9274.4445 | 30.6 | 0 | 0 | 0 | 976.1778 | 2353.9334 | 0 | 103007.9119 | 0 | 102094.0675 | 913.8445 | 913.8445 | 0 | 466.1073 | 650.8248 | 43.4395 | 1084.6321 | 0 | 232.7455 | 0.76792 | 0 | 0 | 0 | 24.4975 | 59.0728 | 0 | 2585.0207 | 0 | 2562.0874 | 22.9333 | 22.9333 | 8.7998 | 0.58735 | 14.9754 | 3.147 | 0.010383 | 0 | 6.3022 | 0 | 0.33123 | 0 | 0.79872 | 34.642 | 34.9521 | 34.9521 | 2
CA_4B_PS_2010_NG | 4B | PS | NG | 9743 | ASHRAE30pct-state-4B | SchoolPrimary | STD2010 | CA-Sacramento-CA | Zone4B | Zone4B(CA-Sacramento-CA) | ASHRAE30pct-state-STD2010 | state | CA | 0.136 | 0.7 | ASHRAE30pct-state-4B_SchoolPrimary_STD2010_CA-Sacramento-CA.table.csv.gz | Primary School | Sacramento Metropolitan Ap CA USA TMY3 WMO#=724839 | Natural Gas | 428593.4235 | 0 | 0 | 0 | 342190.4148 | 0 | 0 | 0 | 0 | 0 | 0 | 111823.4638 | 0 | 0 | 882607.3021 | 0 | 882607.3021 | 0 | 0 | 3000.154 | 0 | 0 | 0 | 2395.3329 | 0 | 0 | 0 | 0 | 0 | 0 | 782.7642 | 0 | 0 | 6178.2511 | 0 | 6178.2511 | 0 | 0 | 428.5934 | 0 | 0 | 0 | 342.1904 | 0 | 0 | 0 | 0 | 0 | 0 | 111.8235 | 0 | 0 | 882.6073 | 0 | 882.6073 | 0 | 0 | 0 | 0 | 4.6268 | 0 | 0 | 0 | 0 | 5.795 | 1.512 | 0 | 0 | 11.9337 | 11.9337 | 11.9337 | 1
CA_4B_PS_2013_NG | 4B | PS | NG | 10103 | ASHRAE30pct-state-4B | SchoolPrimary | STD2013 | CA-Sacramento-CA | Zone4B | Zone4B(CA-Sacramento-CA) | ASHRAE30pct-state-STD2013 | state | CA | 0.136 | 0.7 | ASHRAE30pct-state-4B_SchoolPrimary_STD2013_CA-Sacramento-CA.table.csv.gz | Primary School | Sacramento Metropolitan Ap CA USA TMY3 WMO#=724839 | Natural Gas | 489538.0643 | 0 | 0 | 0 | 342190.4148 | 0 | 0 | 0 | 0 | 0 | 0 | 111785.5511 | 0 | 0 | 943514.0303 | 0 | 943514.0303 | 0 | 0 | 3426.7665 | 0 | 0 | 0 | 2395.3329 | 0 | 0 | 0 | 0 | 0 | 0 | 782.4989 | 0 | 0 | 6604.5982 | 0 | 6604.5982 | 0 | 0 | 489.5381 | 0 | 0 | 0 | 342.1904 | 0 | 0 | 0 | 0 | 0 | 0 | 111.7856 | 0 | 0 | 943.514 | 0 | 943.514 | 0 | 0 | 0 | 0 | 4.6268 | 0 | 0 | 0 | 0 | 6.619 | 1.5115 | 0 | 0 | 12.7573 | 12.7573 | 12.7573 | 2
CO_4B_PS_2010_EL | 4B | PS | EL | 9794 | ASHRAE30pct-state-4B | SchoolPrimary | STD2010 | CO-Trinidad-CO | Zone4B | Zone4B(CO-Trinidad-CO) | ASHRAE30pct-state-STD2010 | state | CO | 0.0934 | 0.73 | ASHRAE30pct-state-4B_SchoolPrimary_STD2010_CO-Trinidad-CO.table.csv.gz | Primary School | Trinidad Las Animas County Ap CO USA TMY3 WMO#=724645 | Electricity | 0 | 118658.3343 | 220444.4462 | 12744.4445 | 355925.0028 | 0 | 113452.7787 | 413.8889 | 0 | 0 | 24005.5557 | 7177.7778 | 17238.889 | 0 | 877519.4515 | 0 | 870061.1181 | 7458.3334 | 7458.3334 | 0 | 11082.6884 | 20589.5113 | 1190.3311 | 33243.3953 | 0 | 10596.4895 | 38.6572 | 0 | 0 | 2242.1189 | 670.4044 | 1610.1122 | 0 | 81960.3168 | 0 | 81263.7084 | 696.6083 | 696.6083 | 0 | 404.9772 | 752.3701 | 43.4964 | 1214.761 | 0 | 387.2108 | 1.4126 | 0 | 0 | 81.9302 | 24.4975 | 58.8358 | 0 | 2994.9467 | 0 | 2969.4916 | 25.4551 | 25.4551 | 10.1728 | 0.58811 | 16.769 | 5.2355 | 0.0191 | 1.1078 | 5.4757 | 0 | 0.33123 | 0 | 0.79552 | 40.1505 | 40.4947 | 40.4947 | 1
CO_4B_PS_2013_EL | 4B | PS | EL | 10154 | ASHRAE30pct-state-4B | SchoolPrimary | STD2013 | CO-Trinidad-CO | Zone4B | Zone4B(CO-Trinidad-CO) | ASHRAE30pct-state-STD2013 | state | CO | 0.0934 | 0.73 | ASHRAE30pct-state-4B_SchoolPrimary_STD2013_CO-Trinidad-CO.table.csv.gz | Primary School | Trinidad Las Animas County Ap CO USA TMY3 WMO#=724645 | Electricity | 0 | 89930.5563 | 192913.8904 | 12744.4445 | 317797.2248 | 0 | 71666.6672 | 591.6667 | 0 | 0 | 0 | 7177.7778 | 17244.4446 | 0 | 716786.1168 | 0 | 710066.6723 | 6719.4445 | 6719.4445 | 0 | 8399.514 | 18018.1574 | 1190.3311 | 29682.2608 | 0 | 6693.6667 | 55.2617 | 0 | 0 | 0 | 670.4044 | 1610.6311 | 0 | 66947.8233 | 0 | 66320.2272 | 627.5961 | 627.5961 | 0 | 306.9302 | 658.4091 | 43.4964 | 1084.6321 | 0 | 244.5961 | 2.0193 | 0 | 0 | 0 | 24.4975 | 58.8548 | 0 | 2446.3688 | 0 | 2423.4355 | 22.9333 | 22.9333 | 8.9024 | 0.58811 | 14.9754 | 3.3072 | 0.027304 | 0 | 4.15 | 0 | 0.33123 | 0 | 0.79578 | 32.7673 | 33.0774 | 33.0774 | 2
CO_4B_PS_2010_NG | 4B | PS | NG | 9803 | ASHRAE30pct-state-4B | SchoolPrimary | STD2010 | CO-Trinidad-CO | Zone4B | Zone4B(CO-Trinidad-CO) | ASHRAE30pct-state-STD2010 | state | CO | 0.0934 | 0.73 | ASHRAE30pct-state-4B_SchoolPrimary_STD2010_CO-Trinidad-CO.table.csv.gz | Primary School | Trinidad Las Animas County Ap CO USA TMY3 WMO#=724645 | Natural Gas | 582746.3999 | 0 | 0 | 0 | 342190.4148 | 0 | 0 | 0 | 0 | 0 | 0 | 111965.6364 | 0 | 0 | 1036902.4511 | 0 | 1036902.4511 | 0 | 0 | 4254.0487 | 0 | 0 | 0 | 2497.99 | 0 | 0 | 0 | 0 | 0 | 0 | 817.3491 | 0 | 0 | 7569.3879 | 0 | 7569.3879 | 0 | 0 | 582.7464 | 0 | 0 | 0 | 342.1904 | 0 | 0 | 0 | 0 | 0 | 0 | 111.9656 | 0 | 0 | 1036.9025 | 0 | 1036.9025 | 0 | 0 | 0 | 0 | 4.6268 | 0 | 0 | 0 | 0 | 7.8793 | 1.5139 | 0 | 0 | 14.02 | 14.02 | 14.02 | 1
CO_4B_PS_2013_NG | 4B | PS | NG | 10163 | ASHRAE30pct-state-4B | SchoolPrimary | STD2013 | CO-Trinidad-CO | Zone4B | Zone4B(CO-Trinidad-CO) | ASHRAE30pct-state-STD2013 | state | CO | 0.0934 | 0.73 | ASHRAE30pct-state-4B_SchoolPrimary_STD2013_CO-Trinidad-CO.table.csv.gz | Primary School | Trinidad Las Animas County Ap CO USA TMY3 WMO#=724645 | Natural Gas | 828951.375 | 0 | 0 | 0 | 342190.4148 | 0 | 0 | 0 | 0 | 0 | 0 | 111870.8547 | 0 | 0 | 1283012.6445 | 0 | 1283012.6445 | 0 | 0 | 6051.345 | 0 | 0 | 0 | 2497.99 | 0 | 0 | 0 | 0 | 0 | 0 | 816.6572 | 0 | 0 | 9365.9923 | 0 | 9365.9923 | 0 | 0 | 828.9514 | 0 | 0 | 0 | 342.1904 | 0 | 0 | 0 | 0 | 0 | 0 | 111.8709 | 0 | 0 | 1283.0126 | 0 | 1283.0126 | 0 | 0 | 0 | 0 | 4.6268 | 0 | 0 | 0 | 0 | 11.2083 | 1.5126 | 0 | 0 | 17.3476 | 17.3476 | 17.3476 | 2
NM_4B_PS_2010_EL | 4B | PS | EL | 9854 | ASHRAE30pct-state-4B | SchoolPrimary | STD2010 | NM-Albuquerque-NM | Zone4B | Zone4B(NM-Albuquerque-NM) | ASHRAE30pct-state-STD2010 | state | NM | 0.093 | 0.62 | ASHRAE30pct-state-4B_SchoolPrimary_STD2010_NM-Albuquerque-NM.table.csv.gz | Primary School | Albuquerque Intl Arpt Isis NM USA TMY3 WMO#=723650 | Electricity | 0 | 137825.0011 | 219891.6684 | 12719.4445 | 355925.0028 | 0 | 116161.112 | 241.6667 | 0 | 0 | 23869.4446 | 7177.7778 | 17269.4446 | 0 | 898538.8961 | 0 | 891080.5627 | 7458.3334 | 7458.3334 | 0 | 12817.7251 | 20449.9252 | 1182.9083 | 33101.0253 | 0 | 10802.9834 | 22.475 | 0 | 0 | 2219.8584 | 667.5333 | 1606.0583 | 0 | 83564.1173 | 0 | 82870.4923 | 693.625 | 693.625 | 0 | 470.3925 | 750.4834 | 43.4111 | 1214.761 | 0 | 396.4543 | 0.8248 | 0 | 0 | 81.4657 | 24.4975 | 58.9401 | 0 | 3066.6854 | 0 | 3041.2303 | 25.4551 | 25.4551 | 10.1473 | 0.58696 | 16.769 | 5.3605 | 0.011152 | 1.1015 | 6.3602 | 0 | 0.33123 | 0 | 0.79693 | 41.1205 | 41.4647 | 41.4647 | 1
NM_4B_PS_2013_EL | 4B | PS | EL | 10214 | ASHRAE30pct-state-4B | SchoolPrimary | STD2013 | NM-Albuquerque-NM | Zone4B | Zone4B(NM-Albuquerque-NM) | ASHRAE30pct-state-STD2013 | state | NM | 0.093 | 0.62 | ASHRAE30pct-state-4B_SchoolPrimary_STD2013_NM-Albuquerque-NM.table.csv.gz | Primary School | Albuquerque Intl Arpt Isis NM USA TMY3 WMO#=723650 | Electricity | 0 | 99900.0008 | 191661.1126 | 12719.4445 | 317797.2248 | 0 | 74997.2228 | 383.3333 | 0 | 0 | 0 | 7177.7778 | 17269.4446 | 0 | 728622.2281 | 0 | 721905.5613 | 6716.6667 | 6716.6667 | 0 | 9290.7001 | 17824.4835 | 1182.9083 | 29555.1419 | 0 | 6974.7417 | 35.65 | 0 | 0 | 0 | 667.5333 | 1606.0583 | 0 | 67761.8672 | 0 | 67137.2172 | 624.65 | 624.65 | 0 | 340.9556 | 654.1334 | 43.4111 | 1084.6321 | 0 | 255.9632 | 1.3083 | 0 | 0 | 0 | 24.4975 | 58.9401 | 0 | 2486.7651 | 0 | 2463.8413 | 22.9238 | 22.9238 | 8.8445 | 0.58696 | 14.9753 | 3.4609 | 0.01769 | 0 | 4.6101 | 0 | 0.33123 | 0 | 0.79693 | 33.3136 | 33.6236 | 33.6236 | 2
NM_4B_PS_2010_NG | 4B | PS | NG | 9863 | ASHRAE30pct-state-4B | SchoolPrimary | STD2010 | NM-Albuquerque-NM | Zone4B | Zone4B(NM-Albuquerque-NM) | ASHRAE30pct-state-STD2010 | state | NM | 0.093 | 0.62 | ASHRAE30pct-state-4B_SchoolPrimary_STD2010_NM-Albuquerque-NM.table.csv.gz | Primary School | Albuquerque Intl Arpt Isis NM USA TMY3 WMO#=723650 | Natural Gas | 433057.6421 | 0 | 0 | 0 | 342190.4148 | 0 | 0 | 0 | 0 | 0 | 0 | 111889.811 | 0 | 0 | 887137.868 | 0 | 887137.868 | 0 | 0 | 2684.9574 | 0 | 0 | 0 | 2121.5806 | 0 | 0 | 0 | 0 | 0 | 0 | 693.7168 | 0 | 0 | 5500.2548 | 0 | 5500.2548 | 0 | 0 | 433.0576 | 0 | 0 | 0 | 342.1904 | 0 | 0 | 0 | 0 | 0 | 0 | 111.8898 | 0 | 0 | 887.1379 | 0 | 887.1379 | 0 | 0 | 0 | 0 | 4.6268 | 0 | 0 | 0 | 0 | 5.8554 | 1.5129 | 0 | 0 | 11.995 | 11.995 | 11.995 | 1
NM_4B_PS_2013_NG | 4B | PS | NG | 10223 | ASHRAE30pct-state-4B | SchoolPrimary | STD2013 | NM-Albuquerque-NM | Zone4B | Zone4B(NM-Albuquerque-NM) | ASHRAE30pct-state-STD2013 | state | NM | 0.093 | 0.62 | ASHRAE30pct-state-4B_SchoolPrimary_STD2013_NM-Albuquerque-NM.table.csv.gz | Primary School | Albuquerque Intl Arpt Isis NM USA TMY3 WMO#=723650 | Natural Gas | 614905.8348 | 0 | 0 | 0 | 342190.4148 | 0 | 0 | 0 | 0 | 0 | 0 | 111785.5511 | 0 | 0 | 1068881.8007 | 0 | 1068881.8007 | 0 | 0 | 3812.4162 | 0 | 0 | 0 | 2121.5806 | 0 | 0 | 0 | 0 | 0 | 0 | 693.0704 | 0 | 0 | 6627.0672 | 0 | 6627.0672 | 0 | 0 | 614.9058 | 0 | 0 | 0 | 342.1904 | 0 | 0 | 0 | 0 | 0 | 0 | 111.7856 | 0 | 0 | 1068.8818 | 0 | 1068.8818 | 0 | 0 | 0 | 0 | 4.6268 | 0 | 0 | 0 | 0 | 8.3141 | 1.5115 | 0 | 0 | 14.4524 | 14.4524 | 14.4524 | 2
OK_4B_PS_2010_EL | 4B | PS | EL | 9914 | ASHRAE30pct-state-4B | SchoolPrimary | STD2010 | OK-Amarillo-TX | Zone4B | Zone4B(OK-Amarillo-TX) | ASHRAE30pct-state-STD2010 | state | OK | 0.0726 | 0.87 | ASHRAE30pct-state-4B_SchoolPrimary_STD2010_OK-Amarillo-TX.table.csv.gz | Primary School | Amarillo International Ap Can TX USA TMY3 WMO#=723630 | Electricity | 0 | 169711.1125 | 219402.7795 | 12708.3334 | 355925.0028 | 0 | 113036.112 | 283.3333 | 0 | 0 | 25061.1113 | 7177.7778 | 17313.889 | 0 | 928086.1185 | 0 | 920619.4518 | 7466.6667 | 7466.6667 | 0 | 12321.0268 | 15928.6418 | 922.625 | 25840.1552 | 0 | 8206.4217 | 20.57 | 0 | 0 | 1819.4367 | 521.1067 | 1256.9883 | 0 | 67379.0522 | 0 | 66836.9722 | 542.08 | 542.08 | 0 | 579.2188 | 748.8149 | 43.3731 | 1214.761 | 0 | 385.7887 | 0.96701 | 0 | 0 | 85.5328 | 24.4975 | 59.0918 | 0 | 3167.5292 | 0 | 3142.0456 | 25.4835 | 25.4835 | 10.1247 | 0.58645 | 16.7694 | 5.2163 | 0.013075 | 1.1565 | 7.8316 | 0 | 0.33123 | 0 | 0.79898 | 42.4836 | 42.8282 | 42.8282 | 1
OK_4B_PS_2013_EL | 4B | PS | EL | 10274 | ASHRAE30pct-state-4B | SchoolPrimary | STD2013 | OK-Amarillo-TX | Zone4B | Zone4B(OK-Amarillo-TX) | ASHRAE30pct-state-STD2013 | state | OK | 0.0726 | 0.87 | ASHRAE30pct-state-4B_SchoolPrimary_STD2013_OK-Amarillo-TX.table.csv.gz | Primary School | Amarillo International Ap Can TX USA TMY3 WMO#=723630 | Electricity | 0 | 126702.7788 | 191005.5571 | 12708.3334 | 317797.2248 | 0 | 68075.0005 | 516.6667 | 0 | 0 | 0 | 7177.7778 | 17308.3335 | 0 | 748011.1171 | 0 | 741291.6726 | 6719.4445 | 6719.4445 | 0 | 9198.6217 | 13867.0034 | 922.625 | 23072.0785 | 0 | 4942.245 | 37.51 | 0 | 0 | 0 | 521.1067 | 1256.585 | 0 | 54305.6071 | 0 | 53817.7754 | 487.8317 | 487.8317 | 0 | 432.4327 | 651.896 | 43.3731 | 1084.6321 | 0 | 232.3379 | 1.7634 | 0 | 0 | 0 | 24.4975 | 59.0728 | 0 | 2552.9388 | 0 | 2530.0055 | 22.9333 | 22.9333 | 8.8143 | 0.58645 | 14.9754 | 3.1414 | 0.023842 | 0 | 5.8469 | 0 | 0.33123 | 0 | 0.79872 | 34.2082 | 34.5183 | 34.5183 | 2
OK_4B_PS_2010_NG | 4B | PS | NG | 9923 | ASHRAE30pct-state-4B | SchoolPrimary | STD2010 | OK-Amarillo-TX | Zone4B | Zone4B(OK-Amarillo-TX) | ASHRAE30pct-state-STD2010 | state | OK | 0.0726 | 0.87 | ASHRAE30pct-state-4B_SchoolPrimary_STD2010_OK-Amarillo-TX.table.csv.gz | Primary School | Amarillo International Ap Can TX USA TMY3 WMO#=723630 | Natural Gas | 481121.4483 | 0 | 0 | 0 | 342190.4148 | 0 | 0 | 0 | 0 | 0 | 0 | 111927.7237 | 0 | 0 | 935239.5868 | 0 | 935239.5868 | 0 | 0 | 4185.7566 | 0 | 0 | 0 | 2977.0566 | 0 | 0 | 0 | 0 | 0 | 0 | 973.7712 | 0 | 0 | 8136.5844 | 0 | 8136.5844 | 0 | 0 | 481.1214 | 0 | 0 | 0 | 342.1904 | 0 | 0 | 0 | 0 | 0 | 0 | 111.9277 | 0 | 0 | 935.2396 | 0 | 935.2396 | 0 | 0 | 0 | 0 | 4.6268 | 0 | 0 | 0 | 0 | 6.5052 | 1.5134 | 0 | 0 | 12.6454 | 12.6454 | 12.6454 | 1
OK_4B_PS_2013_NG | 4B | PS | NG | 10283 | ASHRAE30pct-state-4B | SchoolPrimary | STD2013 | OK-Amarillo-TX | Zone4B | Zone4B(OK-Amarillo-TX) | ASHRAE30pct-state-STD2013 | state | OK | 0.0726 | 0.87 | ASHRAE30pct-state-4B_SchoolPrimary_STD2013_OK-Amarillo-TX.table.csv.gz | Primary School | Amarillo International Ap Can TX USA TMY3 WMO#=723630 | Natural Gas | 713677.8568 | 0 | 0 | 0 | 342190.4148 | 0 | 0 | 0 | 0 | 0 | 0 | 111804.5075 | 0 | 0 | 1167672.7792 | 0 | 1167672.7792 | 0 | 0 | 6208.9974 | 0 | 0 | 0 | 2977.0566 | 0 | 0 | 0 | 0 | 0 | 0 | 972.6992 | 0 | 0 | 10158.7532 | 0 | 10158.7532 | 0 | 0 | 713.6779 | 0 | 0 | 0 | 342.1904 | 0 | 0 | 0 | 0 | 0 | 0 | 111.8045 | 0 | 0 | 1167.6728 | 0 | 1167.6728 | 0 | 0 | 0 | 0 | 4.6268 | 0 | 0 | 0 | 0 | 9.6496 | 1.5117 | 0 | 0 | 15.7881 | 15.7881 | 15.7881 | 2
TX_4B_PS_2010_EL | 4B | PS | EL | 9974 | ASHRAE30pct-state-4B | SchoolPrimary | STD2010 | TX-Amarillo-TX | Zone4B | Zone4B(TX-Amarillo-TX) | ASHRAE30pct-state-STD2010 | state | TX | 0.0817 | 0.67 | ASHRAE30pct-state-4B_SchoolPrimary_STD2010_TX-Amarillo-TX.table.csv.gz | Primary School | Amarillo International Ap Can TX USA TMY3 WMO#=723630 | Electricity | 0 | 169711.1125 | 219402.7795 | 12708.3334 | 355925.0028 | 0 | 113036.112 | 283.3333 | 0 | 0 | 25061.1113 | 7177.7778 | 17313.889 | 0 | 928086.1185 | 0 | 920619.4518 | 7466.6667 | 7466.6667 | 0 | 13865.3979 | 17925.2071 | 1038.2708 | 29079.0727 | 0 | 9235.0504 | 23.1483 | 0 | 0 | 2047.4928 | 586.4244 | 1414.5447 | 0 | 75824.6359 | 0 | 75214.6092 | 610.0267 | 610.0267 | 0 | 579.2188 | 748.8149 | 43.3731 | 1214.761 | 0 | 385.7887 | 0.96701 | 0 | 0 | 85.5328 | 24.4975 | 59.0918 | 0 | 3167.5292 | 0 | 3142.0456 | 25.4835 | 25.4835 | 10.1247 | 0.58645 | 16.7694 | 5.2163 | 0.013075 | 1.1565 | 7.8316 | 0 | 0.33123 | 0 | 0.79898 | 42.4836 | 42.8282 | 42.8282 | 1
TX_4B_PS_2013_EL | 4B | PS | EL | 10334 | ASHRAE30pct-state-4B | SchoolPrimary | STD2013 | TX-Amarillo-TX | Zone4B | Zone4B(TX-Amarillo-TX) | ASHRAE30pct-state-STD2013 | state | TX | 0.0817 | 0.67 | ASHRAE30pct-state-4B_SchoolPrimary_STD2013_TX-Amarillo-TX.table.csv.gz | Primary School | Amarillo International Ap Can TX USA TMY3 WMO#=723630 | Electricity | 0 | 126702.7788 | 191005.5571 | 12708.3334 | 317797.2248 | 0 | 68075.0005 | 516.6667 | 0 | 0 | 0 | 7177.7778 | 17308.3335 | 0 | 748011.1171 | 0 | 741291.6726 | 6719.4445 | 6719.4445 | 0 | 10351.617 | 15605.154 | 1038.2708 | 25964.0333 | 0 | 5561.7275 | 42.2117 | 0 | 0 | 0 | 586.4244 | 1414.0908 | 0 | 61112.5083 | 0 | 60563.5297 | 548.9786 | 548.9786 | 0 | 432.4327 | 651.896 | 43.3731 | 1084.6321 | 0 | 232.3379 | 1.7634 | 0 | 0 | 0 | 24.4975 | 59.0728 | 0 | 2552.9388 | 0 | 2530.0055 | 22.9333 | 22.9333 | 8.8143 | 0.58645 | 14.9754 | 3.1414 | 0.023842 | 0 | 5.8469 | 0 | 0.33123 | 0 | 0.79872 | 34.2082 | 34.5183 | 34.5183 | 2
TX_4B_PS_2010_NG | 4B | PS | NG | 9983 | ASHRAE30pct-state-4B | SchoolPrimary | STD2010 | TX-Amarillo-TX | Zone4B | Zone4B(TX-Amarillo-TX) | ASHRAE30pct-state-STD2010 | state | TX | 0.0817 | 0.67 | ASHRAE30pct-state-4B_SchoolPrimary_STD2010_TX-Amarillo-TX.table.csv.gz | Primary School | Amarillo International Ap Can TX USA TMY3 WMO#=723630 | Natural Gas | 481121.4483 | 0 | 0 | 0 | 342190.4148 | 0 | 0 | 0 | 0 | 0 | 0 | 111927.7237 | 0 | 0 | 935239.5868 | 0 | 935239.5868 | 0 | 0 | 3223.5137 | 0 | 0 | 0 | 2292.6758 | 0 | 0 | 0 | 0 | 0 | 0 | 749.9157 | 0 | 0 | 6266.1052 | 0 | 6266.1052 | 0 | 0 | 481.1214 | 0 | 0 | 0 | 342.1904 | 0 | 0 | 0 | 0 | 0 | 0 | 111.9277 | 0 | 0 | 935.2396 | 0 | 935.2396 | 0 | 0 | 0 | 0 | 4.6268 | 0 | 0 | 0 | 0 | 6.5052 | 1.5134 | 0 | 0 | 12.6454 | 12.6454 | 12.6454 | 1
TX_4B_PS_2013_NG | 4B | PS | NG | 10343 | ASHRAE30pct-state-4B | SchoolPrimary | STD2013 | TX-Amarillo-TX | Zone4B | Zone4B(TX-Amarillo-TX) | ASHRAE30pct-state-STD2013 | state | TX | 0.0817 | 0.67 | ASHRAE30pct-state-4B_SchoolPrimary_STD2013_TX-Amarillo-TX.table.csv.gz | Primary School | Amarillo International Ap Can TX USA TMY3 WMO#=723630 | Natural Gas | 713677.8568 | 0 | 0 | 0 | 342190.4148 | 0 | 0 | 0 | 0 | 0 | 0 | 111804.5075 | 0 | 0 | 1167672.7792 | 0 | 1167672.7792 | 0 | 0 | 4781.6416 | 0 | 0 | 0 | 2292.6758 | 0 | 0 | 0 | 0 | 0 | 0 | 749.0902 | 0 | 0 | 7823.4076 | 0 | 7823.4076 | 0 | 0 | 713.6779 | 0 | 0 | 0 | 342.1904 | 0 | 0 | 0 | 0 | 0 | 0 | 111.8045 | 0 | 0 | 1167.6728 | 0 | 1167.6728 | 0 | 0 | 0 | 0 | 4.6268 | 0 | 0 | 0 | 0 | 9.6496 | 1.5117 | 0 | 0 | 15.7881 | 15.7881 | 15.7881 | 2
CA_4C_PS_2010_EL | 4C | PS | EL | 10574 | ASHRAE30pct-state-4C | SchoolPrimary | STD2010 | CA-Arcata-CA | Zone4C | Zone4C(CA-Arcata-CA) | ASHRAE30pct-state-STD2010 | state | CA | 0.136 | 0.7 | ASHRAE30pct-state-4C_SchoolPrimary_STD2010_CA-Arcata-CA.table.csv.gz | Primary School | Arcata Airport CA USA TMY3 WMO#=725945 | Electricity | 0 | 47627.7782 | 219797.224 | 12716.6668 | 355925.0028 | 0 | 110275.0009 | 150 | 0 | 0 | 21755.5557 | 7177.7778 | 17283.3335 | 0 | 800172.2286 | 0 | 792708.3397 | 7463.8889 | 7463.8889 | 0 | 6477.3778 | 29892.4225 | 1729.4667 | 48405.8004 | 0 | 14997.4001 | 20.4 | 0 | 0 | 2958.7556 | 976.1778 | 2350.5334 | 0 | 108823.4231 | 0 | 107808.3342 | 1015.0889 | 1015.0889 | 0 | 162.5521 | 750.1611 | 43.4016 | 1214.761 | 0 | 376.3652 | 0.51195 | 0 | 0 | 74.251 | 24.4975 | 58.9875 | 0 | 2730.963 | 0 | 2705.489 | 25.474 | 25.474 | 10.1429 | 0.58683 | 16.7692 | 5.0888 | 0.006922 | 1.0039 | 2.1979 | 0 | 0.33123 | 0 | 0.79757 | 36.5809 | 36.9254 | 36.9254 | 1
CA_4C_PS_2013_EL | 4C | PS | EL | 10754 | ASHRAE30pct-state-4C | SchoolPrimary | STD2013 | CA-Arcata-CA | Zone4C | Zone4C(CA-Arcata-CA) | ASHRAE30pct-state-STD2013 | state | CA | 0.136 | 0.7 | ASHRAE30pct-state-4C_SchoolPrimary_STD2013_CA-Arcata-CA.table.csv.gz | Primary School | Arcata Airport CA USA TMY3 WMO#=725945 | Electricity | 0 | 21816.6668 | 192750.0015 | 12716.6668 | 317797.2248 | 0 | 62905.5561 | 438.8889 | 0 | 0 | 0 | 7177.7778 | 17283.3335 | 0 | 639608.3385 | 0 | 632886.1162 | 6722.2223 | 6722.2223 | 0 | 2967.0667 | 26214.0002 | 1729.4667 | 43220.4226 | 0 | 8555.1556 | 59.6889 | 0 | 0 | 0 | 976.1778 | 2350.5334 | 0 | 86986.734 | 0 | 86072.5118 | 914.2222 | 914.2222 | 0 | 74.4596 | 657.8498 | 43.4016 | 1084.6321 | 0 | 214.6947 | 1.4979 | 0 | 0 | 0 | 24.4975 | 58.9875 | 0 | 2182.9634 | 0 | 2160.0207 | 22.9427 | 22.9427 | 8.8948 | 0.58683 | 14.9755 | 2.9029 | 0.020253 | 0 | 1.0068 | 0 | 0.33123 | 0 | 0.79757 | 29.2057 | 29.5159 | 29.5159 | 2
CA_4C_PS_2010_NG | 4C | PS | NG | 10583 | ASHRAE30pct-state-4C | SchoolPrimary | STD2010 | CA-Arcata-CA | Zone4C | Zone4C(CA-Arcata-CA) | ASHRAE30pct-state-STD2010 | state | CA | 0.136 | 0.7 | ASHRAE30pct-state-4C_SchoolPrimary_STD2010_CA-Arcata-CA.table.csv.gz | Primary School | Arcata Airport CA USA TMY3 WMO#=725945 | Natural Gas | 530152.0279 | 0 | 0 | 0 | 342190.4148 | 0 | 0 | 0 | 0 | 0 | 0 | 115823.2521 | 0 | 0 | 988165.6948 | 0 | 988165.6948 | 0 | 0 | 3711.0642 | 0 | 0 | 0 | 2395.3329 | 0 | 0 | 0 | 0 | 0 | 0 | 810.7628 | 0 | 0 | 6917.1599 | 0 | 6917.1599 | 0 | 0 | 530.152 | 0 | 0 | 0 | 342.1904 | 0 | 0 | 0 | 0 | 0 | 0 | 115.8233 | 0 | 0 | 988.1657 | 0 | 988.1657 | 0 | 0 | 0 | 0 | 4.6268 | 0 | 0 | 0 | 0 | 7.1682 | 1.566 | 0 | 0 | 13.361 | 13.361 | 13.361 | 1
CA_4C_PS_2013_NG | 4C | PS | NG | 10763 | ASHRAE30pct-state-4C | SchoolPrimary | STD2013 | CA-Arcata-CA | Zone4C | Zone4C(CA-Arcata-CA) | ASHRAE30pct-state-STD2013 | state | CA | 0.136 | 0.7 | ASHRAE30pct-state-4C_SchoolPrimary_STD2013_CA-Arcata-CA.table.csv.gz | Primary School | Arcata Airport CA USA TMY3 WMO#=725945 | Natural Gas | 793303.9731 | 0 | 0 | 0 | 342190.4148 | 0 | 0 | 0 | 0 | 0 | 0 | 115747.4267 | 0 | 0 | 1251232.3365 | 0 | 1251241.8146 | 0 | 0 | 5553.1278 | 0 | 0 | 0 | 2395.3329 | 0 | 0 | 0 | 0 | 0 | 0 | 810.232 | 0 | 0 | 8758.6264 | 0 | 8758.6927 | 0 | 0 | 793.304 | 0 | 0 | 0 | 342.1904 | 0 | 0 | 0 | 0 | 0 | 0 | 115.7474 | 0 | 0 | 1251.2323 | 0 | 1251.2418 | 0 | 0 | 0 | 0 | 4.6268 | 0 | 0 | 0 | 0 | 10.7263 | 1.565 | 0 | 0 | 16.918 | 16.9179 | 16.918 | 2
OR_4C_PS_2010_EL | 4C | PS | EL | 10634 | ASHRAE30pct-state-4C | SchoolPrimary | STD2010 | OR-Portland-OR | Zone4C | Zone4C(OR-Portland-OR) | ASHRAE30pct-state-STD2010 | state | OR | 0.0834 | 0.92 | ASHRAE30pct-state-4C_SchoolPrimary_STD2010_OR-Portland-OR.table.csv.gz | Primary School | Portland International Ap OR USA TMY3 WMO#=726980 | Electricity | 0 | 98186.1119 | 221355.5573 | 12736.1112 | 355925.0028 | 0 | 107808.3342 | 311.1111 | 0 | 0 | 25397.2224 | 7177.7778 | 17272.2224 | 0 | 853633.3402 | 0 | 846169.4512 | 7463.8889 | 7463.8889 | 0 | 8188.7217 | 18461.0535 | 1062.1917 | 29684.1452 | 0 | 8991.2151 | 25.9467 | 0 | 0 | 2118.1284 | 598.6267 | 1440.5033 | 0 | 71193.0206 | 0 | 70570.5322 | 622.4883 | 622.4883 | 0 | 335.1062 | 755.4797 | 43.468 | 1214.761 | 0 | 367.9465 | 1.0618 | 0 | 0 | 86.6799 | 24.4975 | 58.9496 | 0 | 2913.4241 | 0 | 2887.9501 | 25.474 | 25.474 | 10.2148 | 0.58773 | 16.7692 | 4.975 | 0.014357 | 1.172 | 4.531 | 0 | 0.33123 | 0 | 0.79706 | 39.048 | 39.3924 | 39.3924 | 1
OR_4C_PS_2013_EL | 4C | PS | EL | 10814 | ASHRAE30pct-state-4C | SchoolPrimary | STD2013 | OR-Portland-OR | Zone4C | Zone4C(OR-Portland-OR) | ASHRAE30pct-state-STD2013 | state | OR | 0.0834 | 0.92 | ASHRAE30pct-state-4C_SchoolPrimary_STD2013_OR-Portland-OR.table.csv.gz | Primary School | Portland International Ap OR USA TMY3 WMO#=726980 | Electricity | 0 | 66038.8894 | 195544.446 | 12736.1112 | 317797.2248 | 0 | 57938.8894 | 591.6667 | 0 | 0 | 0 | 7177.7778 | 17266.6668 | 0 | 681813.8943 | 0 | 675091.6721 | 6722.2223 | 6722.2223 | 0 | 5507.6434 | 16308.4068 | 1062.1917 | 26504.2885 | 0 | 4832.1034 | 49.345 | 0 | 0 | 0 | 598.6267 | 1440.04 | 0 | 56863.2788 | 0 | 56302.6455 | 560.6333 | 560.6333 | 0 | 225.3887 | 667.3871 | 43.468 | 1084.6321 | 0 | 197.7436 | 2.0193 | 0 | 0 | 0 | 24.4975 | 58.9306 | 0 | 2327.0097 | 0 | 2304.0669 | 22.9427 | 22.9427 | 9.0237 | 0.58773 | 14.9755 | 2.6737 | 0.027304 | 0 | 3.0475 | 0 | 0.33123 | 0 | 0.7968 | 31.1533 | 31.4635 | 31.4635 | 2
OR_4C_PS_2010_NG | 4C | PS | NG | 10643 | ASHRAE30pct-state-4C | SchoolPrimary | STD2010 | OR-Portland-OR | Zone4C | Zone4C(OR-Portland-OR) | ASHRAE30pct-state-STD2010 | state | OR | 0.0834 | 0.92 | ASHRAE30pct-state-4C_SchoolPrimary_STD2010_OR-Portland-OR.table.csv.gz | Primary School | Portland International Ap OR USA TMY3 WMO#=726980 | Natural Gas | 617645.0262 | 0 | 0 | 0 | 342190.4148 | 0 | 0 | 0 | 0 | 0 | 0 | 115832.7302 | 0 | 0 | 1075668.1713 | 0 | 1075668.1713 | 0 | 0 | 5682.3342 | 0 | 0 | 0 | 3148.1518 | 0 | 0 | 0 | 0 | 0 | 0 | 1065.6611 | 0 | 0 | 9896.1472 | 0 | 9896.1472 | 0 | 0 | 617.645 | 0 | 0 | 0 | 342.1904 | 0 | 0 | 0 | 0 | 0 | 0 | 115.8327 | 0 | 0 | 1075.6682 | 0 | 1075.6682 | 0 | 0 | 0 | 0 | 4.6268 | 0 | 0 | 0 | 0 | 8.3512 | 1.5662 | 0 | 0 | 14.5441 | 14.5441 | 14.5441 | 1
OR_4C_PS_2013_NG | 4C | PS | NG | 10823 | ASHRAE30pct-state-4C | SchoolPrimary | STD2013 | OR-Portland-OR | Zone4C | Zone4C(OR-Portland-OR) | ASHRAE30pct-state-STD2013 | state | OR | 0.0834 | 0.92 | ASHRAE30pct-state-4C_SchoolPrimary_STD2013_OR-Portland-OR.table.csv.gz | Primary School | Portland International Ap OR USA TMY3 WMO#=726980 | Natural Gas | 867973.0058 | 0 | 0 | 0 | 342190.4148 | 0 | 0 | 0 | 0 | 0 | 0 | 115747.4267 | 0 | 0 | 1325910.8473 | 0 | 1325910.8473 | 0 | 0 | 7985.3517 | 0 | 0 | 0 | 3148.1518 | 0 | 0 | 0 | 0 | 0 | 0 | 1064.8763 | 0 | 0 | 12198.3798 | 0 | 12198.3798 | 0 | 0 | 867.973 | 0 | 0 | 0 | 342.1904 | 0 | 0 | 0 | 0 | 0 | 0 | 115.7474 | 0 | 0 | 1325.9108 | 0 | 1325.9108 | 0 | 0 | 0 | 0 | 4.6268 | 0 | 0 | 0 | 0 | 11.7359 | 1.565 | 0 | 0 | 17.9276 | 17.9276 | 17.9276 | 2
WA_4C_PS_2010_EL | 4C | PS | EL | 10694 | ASHRAE30pct-state-4C | SchoolPrimary | STD2010 | WA-Seattle-WA | Zone4C | Zone4C(WA-Seattle-WA) | ASHRAE30pct-state-STD2010 | state | WA | 0.0767 | 0.96 | ASHRAE30pct-state-4C_SchoolPrimary_STD2010_WA-Seattle-WA.table.csv.gz | Primary School | Seattle Seattle Tacoma Intl A WA USA TMY3 WMO#=727930 | Electricity | 0 | 76063.8895 | 222347.224 | 12744.4445 | 355925.0028 | 0 | 115338.8898 | 308.3333 | 0 | 0 | 25313.8891 | 7177.7778 | 17255.5557 | 0 | 839941.6734 | 0 | 832475.0067 | 7466.6667 | 7466.6667 | 0 | 5834.1003 | 17054.0321 | 977.4989 | 27299.4477 | 0 | 8846.4928 | 23.6492 | 0 | 0 | 1941.5753 | 550.5356 | 1323.5011 | 0 | 64423.5263 | 0 | 63850.833 | 572.6933 | 572.6933 | 0 | 259.6037 | 758.8642 | 43.4964 | 1214.761 | 0 | 393.6481 | 1.0523 | 0 | 0 | 86.3955 | 24.4975 | 58.8927 | 0 | 2866.6949 | 0 | 2841.2114 | 25.4835 | 25.4835 | 10.2606 | 0.58811 | 16.7694 | 5.3225 | 0.014229 | 1.1682 | 3.5101 | 0 | 0.33123 | 0 | 0.79629 | 38.416 | 38.7606 | 38.7606 | 1
WA_4C_PS_2013_EL | 4C | PS | EL | 10874 | ASHRAE30pct-state-4C | SchoolPrimary | STD2013 | WA-Seattle-WA | Zone4C | Zone4C(WA-Seattle-WA) | ASHRAE30pct-state-STD2013 | state | WA | 0.0767 | 0.96 | ASHRAE30pct-state-4C_SchoolPrimary_STD2013_WA-Seattle-WA.table.csv.gz | Primary School | Seattle Seattle Tacoma Intl A WA USA TMY3 WMO#=727930 | Electricity | 0 | 43152.7781 | 197263.8905 | 12744.4445 | 317797.2248 | 0 | 57102.7782 | 619.4444 | 0 | 0 | 0 | 7177.7778 | 17250.0001 | 0 | 659833.3386 | 0 | 653108.3386 | 6725.0001 | 6725.0001 | 0 | 3309.8181 | 15130.1404 | 977.4989 | 24375.0471 | 0 | 4379.7831 | 47.5114 | 0 | 0 | 0 | 550.5356 | 1323.075 | 0 | 50609.2171 | 0 | 50093.4096 | 515.8075 | 515.8075 | 0 | 147.2791 | 673.2555 | 43.4964 | 1084.6321 | 0 | 194.89 | 2.1141 | 0 | 0 | 0 | 24.4975 | 58.8737 | 0 | 2251.9907 | 0 | 2229.0385 | 22.9522 | 22.9522 | 9.1031 | 0.58811 | 14.9757 | 2.6351 | 0.028585 | 0 | 1.9914 | 0 | 0.33123 | 0 | 0.79603 | 30.1388 | 30.4492 | 30.4492 | 2
WA_4C_PS_2010_NG | 4C | PS | NG | 10703 | ASHRAE30pct-state-4C | SchoolPrimary | STD2010 | WA-Seattle-WA | Zone4C | Zone4C(WA-Seattle-WA) | ASHRAE30pct-state-STD2010 | state | WA | 0.0767 | 0.96 | ASHRAE30pct-state-4C_SchoolPrimary_STD2010_WA-Seattle-WA.table.csv.gz | Primary School | Seattle Seattle Tacoma Intl A WA USA TMY3 WMO#=727930 | Natural Gas | 635426.0754 | 0 | 0 | 0 | 342190.4148 | 0 | 0 | 0 | 0 | 0 | 0 | 115851.6866 | 0 | 0 | 1093468.1768 | 0 | 1093468.1768 | 0 | 0 | 6100.0903 | 0 | 0 | 0 | 3285.028 | 0 | 0 | 0 | 0 | 0 | 0 | 1112.1762 | 0 | 0 | 10497.2945 | 0 | 10497.2945 | 0 | 0 | 635.4261 | 0 | 0 | 0 | 342.1904 | 0 | 0 | 0 | 0 | 0 | 0 | 115.8517 | 0 | 0 | 1093.4682 | 0 | 1093.4682 | 0 | 0 | 0 | 0 | 4.6268 | 0 | 0 | 0 | 0 | 8.5916 | 1.5664 | 0 | 0 | 14.7848 | 14.7848 | 14.7848 | 1
WA_4C_PS_2013_NG | 4C | PS | NG | 10883 | ASHRAE30pct-state-4C | SchoolPrimary | STD2013 | WA-Seattle-WA | Zone4C | Zone4C(WA-Seattle-WA) | ASHRAE30pct-state-STD2013 | state | WA | 0.0767 | 0.96 | ASHRAE30pct-state-4C_SchoolPrimary_STD2013_WA-Seattle-WA.table.csv.gz | Primary School | Seattle Seattle Tacoma Intl A WA USA TMY3 WMO#=727930 | Natural Gas | 910833.296 | 0 | 0 | 0 | 342190.4148 | 0 | 0 | 0 | 0 | 0 | 0 | 115775.8612 | 0 | 0 | 1368799.572 | 0 | 1368799.572 | 0 | 0 | 8743.9996 | 0 | 0 | 0 | 3285.028 | 0 | 0 | 0 | 0 | 0 | 0 | 1111.4483 | 0 | 0 | 13140.4759 | 0 | 13140.4759 | 0 | 0 | 910.8333 | 0 | 0 | 0 | 342.1904 | 0 | 0 | 0 | 0 | 0 | 0 | 115.7759 | 0 | 0 | 1368.7996 | 0 | 1368.7996 | 0 | 0 | 0 | 0 | 4.6268 | 0 | 0 | 0 | 0 | 12.3154 | 1.5654 | 0 | 0 | 18.5075 | 18.5075 | 18.5075 | 2
CT_5A_PS_2010_EL | 5A | PS | EL | 12074 | ASHRAE30pct-state-5A | SchoolPrimary | STD2010 | CT-HartfordBradley-CT | Zone5A | Zone5A(CT-HartfordBradley-CT) | ASHRAE30pct-state-STD2010 | state | CT | 0.147 | 0.82 | ASHRAE30pct-state-5A_SchoolPrimary_STD2010_CT-HartfordBradley-CT.table.csv.gz | Primary School | Hartford Bradley Intl Ap CT USA TMY3 WMO#=725080 | Electricity | 0 | 119552.7787 | 219908.3351 | 12769.4445 | 355925.0028 | 0 | 106622.2231 | 627.7778 | 0 | 0 | 29577.778 | 7177.7778 | 17347.2224 | 0 | 876969.4515 | 0 | 869508.3403 | 7461.1112 | 7461.1112 | 0 | 17574.2585 | 32326.5253 | 1877.1083 | 52320.9754 | 0 | 15673.4668 | 92.2833 | 0 | 0 | 4347.9334 | 1055.1333 | 2550.0417 | 0 | 128914.5094 | 0 | 127817.726 | 1096.7833 | 1096.7833 | 0 | 408.0299 | 750.5403 | 43.5817 | 1214.761 | 0 | 363.8983 | 2.1426 | 0 | 0 | 100.948 | 24.4975 | 59.2055 | 0 | 2993.0696 | 0 | 2967.605 | 25.4645 | 25.4645 | 10.1481 | 0.58927 | 16.7691 | 4.9203 | 0.02897 | 1.3649 | 5.517 | 0 | 0.33123 | 0 | 0.80052 | 40.125 | 40.4693 | 40.4693 | 1
CT_5A_PS_2013_EL | 5A | PS | EL | 13214 | ASHRAE30pct-state-5A | SchoolPrimary | STD2013 | CT-HartfordBradley-CT | Zone5A | Zone5A(CT-HartfordBradley-CT) | ASHRAE30pct-state-STD2013 | state | CT | 0.147 | 0.82 | ASHRAE30pct-state-5A_SchoolPrimary_STD2013_CT-HartfordBradley-CT.table.csv.gz | Primary School | Hartford Bradley Intl Ap CT USA TMY3 WMO#=725080 | Electricity | 0 | 100111.1119 | 192802.7793 | 12769.4445 | 317797.2248 | 0 | 93580.5563 | 544.4444 | 0 | 0 | 27444.4447 | 7177.7778 | 17425.0001 | 0 | 776375.0062 | 0 | 769652.7839 | 6722.2223 | 6722.2223 | 0 | 14716.3335 | 28342.0086 | 1877.1083 | 46716.192 | 0 | 13756.3418 | 80.0333 | 0 | 0 | 4034.3334 | 1055.1333 | 2561.475 | 0 | 114127.1259 | 0 | 113138.9592 | 988.1667 | 988.1667 | 0 | 341.6761 | 658.0299 | 43.5817 | 1084.6321 | 0 | 319.3875 | 1.8582 | 0 | 0 | 93.667 | 24.4975 | 59.471 | 0 | 2649.7438 | 0 | 2626.8011 | 22.9427 | 22.9427 | 8.8972 | 0.58927 | 14.9755 | 4.3184 | 0.025124 | 1.2665 | 4.6198 | 0 | 0.33123 | 0 | 0.80411 | 35.517 | 35.8272 | 35.8272 | 2
CT_5A_PS_2010_NG | 5A | PS | NG | 12083 | ASHRAE30pct-state-5A | SchoolPrimary | STD2010 | CT-HartfordBradley-CT | Zone5A | Zone5A(CT-HartfordBradley-CT) | ASHRAE30pct-state-STD2010 | state | CT | 0.147 | 0.82 | ASHRAE30pct-state-5A_SchoolPrimary_STD2010_CT-HartfordBradley-CT.table.csv.gz | Primary School | Hartford Bradley Intl Ap CT USA TMY3 WMO#=725080 | Natural Gas | 972375.0616 | 0 | 0 | 0 | 342190.4148 | 0 | 0 | 0 | 0 | 0 | 0 | 119870.4312 | 0 | 0 | 1434445.3858 | 0 | 1434435.9076 | 0 | 0 | 7973.4755 | 0 | 0 | 0 | 2805.9614 | 0 | 0 | 0 | 0 | 0 | 0 | 982.9375 | 0 | 0 | 11762.4522 | 0 | 11762.3744 | 0 | 0 | 972.3751 | 0 | 0 | 0 | 342.1904 | 0 | 0 | 0 | 0 | 0 | 0 | 119.8704 | 0 | 0 | 1434.4454 | 0 | 1434.4359 | 0 | 0 | 0 | 0 | 4.6268 | 0 | 0 | 0 | 0 | 13.1475 | 1.6208 | 0 | 0 | 19.395 | 19.3951 | 19.395 | 1
CT_5A_PS_2013_NG | 5A | PS | NG | 13223 | ASHRAE30pct-state-5A | SchoolPrimary | STD2013 | CT-HartfordBradley-CT | Zone5A | Zone5A(CT-HartfordBradley-CT) | ASHRAE30pct-state-STD2013 | state | CT | 0.147 | 0.82 | ASHRAE30pct-state-5A_SchoolPrimary_STD2013_CT-HartfordBradley-CT.table.csv.gz | Primary School | Hartford Bradley Intl Ap CT USA TMY3 WMO#=725080 | Natural Gas | 1061469.8709 | 0 | 0 | 0 | 342190.4148 | 0 | 0 | 0 | 0 | 0 | 0 | 119785.1276 | 0 | 0 | 1523445.4133 | 0 | 1523445.4133 | 0 | 0 | 8704.0529 | 0 | 0 | 0 | 2805.9614 | 0 | 0 | 0 | 0 | 0 | 0 | 982.238 | 0 | 0 | 12492.2524 | 0 | 12492.2524 | 0 | 0 | 1061.4699 | 0 | 0 | 0 | 342.1904 | 0 | 0 | 0 | 0 | 0 | 0 | 119.7851 | 0 | 0 | 1523.4454 | 0 | 1523.4454 | 0 | 0 | 0 | 0 | 4.6268 | 0 | 0 | 0 | 0 | 14.3521 | 1.6196 | 0 | 0 | 20.5985 | 20.5985 | 20.5985 | 2
IA_5A_PS_2010_EL | 5A | PS | EL | 12134 | ASHRAE30pct-state-5A | SchoolPrimary | STD2010 | IA-DesMoines-IA | Zone5A | Zone5A(IA-DesMoines-IA) | ASHRAE30pct-state-STD2010 | state | IA | 0.08 | 0.7 | ASHRAE30pct-state-5A_SchoolPrimary_STD2010_IA-DesMoines-IA.table.csv.gz | Primary School | Des Moines Intl Ap IA USA TMY3 WMO#=725460 | Electricity | 0 | 147208.3345 | 219536.1129 | 12719.4445 | 355925.0028 | 0 | 112008.3342 | 786.1111 | 0 | 0 | 30741.6669 | 7177.7778 | 17355.5557 | 0 | 910922.2295 | 0 | 903458.3406 | 7463.8889 | 7463.8889 | 0 | 11776.6668 | 17562.889 | 1017.5556 | 28474.0002 | 0 | 8960.6667 | 62.8889 | 0 | 0 | 2459.3334 | 574.2222 | 1388.4445 | 0 | 72873.7784 | 0 | 72276.6672 | 597.1111 | 597.1111 | 0 | 502.4175 | 749.2699 | 43.4111 | 1214.761 | 0 | 382.281 | 2.683 | 0 | 0 | 104.9204 | 24.4975 | 59.234 | 0 | 3108.9493 | 0 | 3083.4753 | 25.474 | 25.474 | 10.1309 | 0.58696 | 16.7692 | 5.1688 | 0.036276 | 1.4186 | 6.7932 | 0 | 0.33123 | 0 | 0.8009 | 41.6917 | 42.0361 | 42.0361 | 1
IA_5A_PS_2013_EL | 5A | PS | EL | 13274 | ASHRAE30pct-state-5A | SchoolPrimary | STD2013 | IA-DesMoines-IA | Zone5A | Zone5A(IA-DesMoines-IA) | ASHRAE30pct-state-STD2013 | state | IA | 0.08 | 0.7 | ASHRAE30pct-state-5A_SchoolPrimary_STD2013_IA-DesMoines-IA.table.csv.gz | Primary School | Des Moines Intl Ap IA USA TMY3 WMO#=725460 | Electricity | 0 | 123441.6677 | 191886.1126 | 12719.4445 | 317797.2248 | 0 | 95722.223 | 661.1111 | 0 | 0 | 27988.8891 | 7177.7778 | 17352.7779 | 0 | 801463.8953 | 0 | 794747.2286 | 6716.6667 | 6716.6667 | 0 | 9875.3334 | 15350.889 | 1017.5556 | 25423.778 | 0 | 7657.7778 | 52.8889 | 0 | 0 | 2239.1111 | 574.2222 | 1388.2222 | 0 | 64117.1116 | 0 | 63579.7783 | 537.3333 | 537.3333 | 0 | 421.3026 | 654.9014 | 43.4111 | 1084.6321 | 0 | 326.697 | 2.2564 | 0 | 0 | 95.5252 | 24.4975 | 59.2245 | 0 | 2735.3714 | 0 | 2712.4477 | 22.9238 | 22.9238 | 8.8549 | 0.58696 | 14.9753 | 4.4173 | 0.030508 | 1.2916 | 5.6964 | 0 | 0.33123 | 0 | 0.80077 | 36.675 | 36.985 | 36.985 | 2
IA_5A_PS_2010_NG | 5A | PS | NG | 12143 | ASHRAE30pct-state-5A | SchoolPrimary | STD2010 | IA-DesMoines-IA | Zone5A | Zone5A(IA-DesMoines-IA) | ASHRAE30pct-state-STD2010 | state | IA | 0.08 | 0.7 | ASHRAE30pct-state-5A_SchoolPrimary_STD2010_IA-DesMoines-IA.table.csv.gz | Primary School | Des Moines Intl Ap IA USA TMY3 WMO#=725460 | Natural Gas | 1048086.6931 | 0 | 0 | 0 | 342190.4148 | 0 | 0 | 0 | 0 | 0 | 0 | 119898.8657 | 0 | 0 | 1510175.9736 | 0 | 1510175.9736 | 0 | 0 | 7336.6069 | 0 | 0 | 0 | 2395.3329 | 0 | 0 | 0 | 0 | 0 | 0 | 839.2921 | 0 | 0 | 10571.2318 | 0 | 10571.2318 | 0 | 0 | 1048.0867 | 0 | 0 | 0 | 342.1904 | 0 | 0 | 0 | 0 | 0 | 0 | 119.8989 | 0 | 0 | 1510.176 | 0 | 1510.176 | 0 | 0 | 0 | 0 | 4.6268 | 0 | 0 | 0 | 0 | 14.1712 | 1.6212 | 0 | 0 | 20.4191 | 20.4191 | 20.4191 | 1
IA_5A_PS_2013_NG | 5A | PS | NG | 13283 | ASHRAE30pct-state-5A | SchoolPrimary | STD2013 | IA-DesMoines-IA | Zone5A | Zone5A(IA-DesMoines-IA) | ASHRAE30pct-state-STD2013 | state | IA | 0.08 | 0.7 | ASHRAE30pct-state-5A_SchoolPrimary_STD2013_IA-DesMoines-IA.table.csv.gz | Primary School | Des Moines Intl Ap IA USA TMY3 WMO#=725460 | Natural Gas | 939220.4187 | 0 | 0 | 0 | 342190.4148 | 0 | 0 | 0 | 0 | 0 | 0 | 119804.084 | 0 | 0 | 1401205.4394 | 0 | 1401214.9175 | 0 | 0 | 6574.5429 | 0 | 0 | 0 | 2395.3329 | 0 | 0 | 0 | 0 | 0 | 0 | 838.6286 | 0 | 0 | 9808.4381 | 0 | 9808.5044 | 0 | 0 | 939.2204 | 0 | 0 | 0 | 342.1904 | 0 | 0 | 0 | 0 | 0 | 0 | 119.8041 | 0 | 0 | 1401.2054 | 0 | 1401.2149 | 0 | 0 | 0 | 0 | 4.6268 | 0 | 0 | 0 | 0 | 12.6992 | 1.6199 | 0 | 0 | 18.9458 | 18.9457 | 18.9458 | 2
IL_5A_PS_2010_EL | 5A | PS | EL | 12194 | ASHRAE30pct-state-5A | SchoolPrimary | STD2010 | IL-Peoria-IL | Zone5A | Zone5A(IL-Peoria-IL) | ASHRAE30pct-state-STD2010 | state | IL | 0.0819 | 0.76 | ASHRAE30pct-state-5A_SchoolPrimary_STD2010_IL-Peoria-IL.table.csv.gz | Primary School | Peoria Greater Peoria Ap IL USA TMY3 WMO#=725320 | Electricity | 0 | 138766.6678 | 219494.4462 | 12747.2223 | 355925.0028 | 0 | 111336.112 | 705.5556 | 0 | 0 | 30375.0002 | 7177.7778 | 17372.2224 | 0 | 901366.6739 | 0 | 893900.0072 | 7466.6667 | 7466.6667 | 0 | 11364.9901 | 17976.5951 | 1043.9975 | 29150.2577 | 0 | 9118.4276 | 57.785 | 0 | 0 | 2487.7125 | 587.86 | 1422.785 | 0 | 73821.9306 | 0 | 73210.4106 | 611.52 | 611.52 | 0 | 473.6063 | 749.1277 | 43.5059 | 1214.761 | 0 | 379.9867 | 2.408 | 0 | 0 | 103.6689 | 24.4975 | 59.2909 | 0 | 3076.3365 | 0 | 3050.853 | 25.4835 | 25.4835 | 10.129 | 0.58824 | 16.7694 | 5.1378 | 0.032559 | 1.4017 | 6.4036 | 0 | 0.33123 | 0 | 0.80167 | 41.2506 | 41.5952 | 41.5952 | 1
IL_5A_PS_2013_EL | 5A | PS | EL | 13334 | ASHRAE30pct-state-5A | SchoolPrimary | STD2013 | IL-Peoria-IL | Zone5A | Zone5A(IL-Peoria-IL) | ASHRAE30pct-state-STD2013 | state | IL | 0.0819 | 0.76 | ASHRAE30pct-state-5A_SchoolPrimary_STD2013_IL-Peoria-IL.table.csv.gz | Primary School | Peoria Greater Peoria Ap IL USA TMY3 WMO#=725320 | Electricity | 0 | 117033.3343 | 192222.2238 | 12747.2223 | 317797.2248 | 0 | 94802.7785 | 583.3333 | 0 | 0 | 27294.4447 | 7177.7778 | 17372.2224 | 0 | 793752.7841 | 0 | 787030.5619 | 6722.2223 | 6722.2223 | 0 | 9585.0301 | 15743.0001 | 1043.9975 | 26027.5927 | 0 | 7764.3476 | 47.775 | 0 | 0 | 2235.415 | 587.86 | 1422.785 | 0 | 65008.353 | 0 | 64457.803 | 550.55 | 550.55 | 0 | 399.4311 | 656.0485 | 43.5059 | 1084.6321 | 0 | 323.5589 | 1.9909 | 0 | 0 | 93.1551 | 24.4975 | 59.2909 | 0 | 2709.0536 | 0 | 2686.1109 | 22.9427 | 22.9427 | 8.8704 | 0.58824 | 14.9755 | 4.3748 | 0.026919 | 1.2596 | 5.4007 | 0 | 0.33123 | 0 | 0.80167 | 36.3189 | 36.6291 | 36.6291 | 2
IL_5A_PS_2010_NG | 5A | PS | NG | 12203 | ASHRAE30pct-state-5A | SchoolPrimary | STD2010 | IL-Peoria-IL | Zone5A | Zone5A(IL-Peoria-IL) | ASHRAE30pct-state-STD2010 | state | IL | 0.0819 | 0.76 | ASHRAE30pct-state-5A_SchoolPrimary_STD2010_IL-Peoria-IL.table.csv.gz | Primary School | Peoria Greater Peoria Ap IL USA TMY3 WMO#=725320 | Natural Gas | 1030675.2926 | 0 | 0 | 0 | 342190.4148 | 0 | 0 | 0 | 0 | 0 | 0 | 119898.8657 | 0 | 0 | 1492774.0513 | 0 | 1492764.5731 | 0 | 0 | 7833.1322 | 0 | 0 | 0 | 2600.6472 | 0 | 0 | 0 | 0 | 0 | 0 | 911.2314 | 0 | 0 | 11345.0828 | 0 | 11345.0108 | 0 | 0 | 1030.6753 | 0 | 0 | 0 | 342.1904 | 0 | 0 | 0 | 0 | 0 | 0 | 119.8989 | 0 | 0 | 1492.7741 | 0 | 1492.7646 | 0 | 0 | 0 | 0 | 4.6268 | 0 | 0 | 0 | 0 | 13.9358 | 1.6212 | 0 | 0 | 20.1837 | 20.1838 | 20.1837 | 1
IL_5A_PS_2013_NG | 5A | PS | NG | 13343 | ASHRAE30pct-state-5A | SchoolPrimary | STD2013 | IL-Peoria-IL | Zone5A | Zone5A(IL-Peoria-IL) | ASHRAE30pct-state-STD2013 | state | IL | 0.0819 | 0.76 | ASHRAE30pct-state-5A_SchoolPrimary_STD2013_IL-Peoria-IL.table.csv.gz | Primary School | Peoria Greater Peoria Ap IL USA TMY3 WMO#=725320 | Natural Gas | 928813.3867 | 0 | 0 | 0 | 342190.4148 | 0 | 0 | 0 | 0 | 0 | 0 | 119785.1276 | 0 | 0 | 1390798.4074 | 0 | 1390788.9292 | 0 | 0 | 7058.9817 | 0 | 0 | 0 | 2600.6472 | 0 | 0 | 0 | 0 | 0 | 0 | 910.367 | 0 | 0 | 10570.0679 | 0 | 10569.9959 | 0 | 0 | 928.8134 | 0 | 0 | 0 | 342.1904 | 0 | 0 | 0 | 0 | 0 | 0 | 119.7851 | 0 | 0 | 1390.7984 | 0 | 1390.7889 | 0 | 0 | 0 | 0 | 4.6268 | 0 | 0 | 0 | 0 | 12.5585 | 1.6196 | 0 | 0 | 18.8049 | 18.805 | 18.8049 | 2
IN_5A_PS_2010_EL | 5A | PS | EL | 12254 | ASHRAE30pct-state-5A | SchoolPrimary | STD2010 | IN-Indianapolis-IN | Zone5A | Zone5A(IN-Indianapolis-IN) | ASHRAE30pct-state-STD2010 | state | IN | 0.0907 | 0.75 | ASHRAE30pct-state-5A_SchoolPrimary_STD2010_IN-Indianapolis-IN.table.csv.gz | Primary School | Indianapolis Intl Ap IN USA TMY3 WMO#=724380 | Electricity | 0 | 150850.0012 | 218811.1129 | 12711.1112 | 355925.0028 | 0 | 110238.8898 | 702.7778 | 0 | 0 | 30086.1114 | 7177.7778 | 17377.7779 | 0 | 911341.674 | 0 | 903880.5628 | 7461.1112 | 7461.1112 | 0 | 13682.0951 | 19846.1679 | 1152.8978 | 32282.3978 | 0 | 9998.6673 | 63.7419 | 0 | 0 | 2728.8103 | 651.0244 | 1576.1645 | 0 | 82658.6898 | 0 | 81981.967 | 676.7228 | 676.7228 | 0 | 514.8464 | 746.7955 | 43.3826 | 1214.761 | 0 | 376.2419 | 2.3986 | 0 | 0 | 102.683 | 24.4975 | 59.3098 | 0 | 3110.3809 | 0 | 3084.9163 | 25.4645 | 25.4645 | 10.0974 | 0.58658 | 16.7691 | 5.0872 | 0.032431 | 1.3884 | 6.9612 | 0 | 0.33123 | 0 | 0.80193 | 41.7112 | 42.0555 | 42.0555 | 1
IN_5A_PS_2013_EL | 5A | PS | EL | 13394 | ASHRAE30pct-state-5A | SchoolPrimary | STD2013 | IN-Indianapolis-IN | Zone5A | Zone5A(IN-Indianapolis-IN) | ASHRAE30pct-state-STD2013 | state | IN | 0.0907 | 0.75 | ASHRAE30pct-state-5A_SchoolPrimary_STD2013_IN-Indianapolis-IN.table.csv.gz | Primary School | Indianapolis Intl Ap IN USA TMY3 WMO#=724380 | Electricity | 0 | 125688.8899 | 190994.446 | 12711.1112 | 317797.2248 | 0 | 93361.1119 | 583.3333 | 0 | 0 | 26847.2224 | 7177.7778 | 17372.2224 | 0 | 799255.5619 | 0 | 792533.3397 | 6722.2223 | 6722.2223 | 0 | 11399.9823 | 17323.1962 | 1152.8978 | 28824.2083 | 0 | 8467.8528 | 52.9083 | 0 | 0 | 2435.0431 | 651.0244 | 1575.6606 | 0 | 72492.4795 | 0 | 71882.7739 | 609.7056 | 609.7056 | 0 | 428.9723 | 651.8581 | 43.3826 | 1084.6321 | 0 | 318.6386 | 1.9909 | 0 | 0 | 91.6287 | 24.4975 | 59.2909 | 0 | 2727.8345 | 0 | 2704.8917 | 22.9427 | 22.9427 | 8.8138 | 0.58658 | 14.9755 | 4.3083 | 0.026919 | 1.2389 | 5.8001 | 0 | 0.33123 | 0 | 0.80167 | 36.5729 | 36.8831 | 36.8831 | 2
IN_5A_PS_2010_NG | 5A | PS | NG | 12263 | ASHRAE30pct-state-5A | SchoolPrimary | STD2010 | IN-Indianapolis-IN | Zone5A | Zone5A(IN-Indianapolis-IN) | ASHRAE30pct-state-STD2010 | state | IN | 0.0907 | 0.75 | ASHRAE30pct-state-5A_SchoolPrimary_STD2010_IN-Indianapolis-IN.table.csv.gz | Primary School | Indianapolis Intl Ap IN USA TMY3 WMO#=724380 | Natural Gas | 994004.2483 | 0 | 0 | 0 | 342190.4148 | 0 | 0 | 0 | 0 | 0 | 0 | 119879.9093 | 0 | 0 | 1456074.5724 | 0 | 1456074.5724 | 0 | 0 | 7455.0319 | 0 | 0 | 0 | 2566.4281 | 0 | 0 | 0 | 0 | 0 | 0 | 899.0993 | 0 | 0 | 10920.5593 | 0 | 10920.5593 | 0 | 0 | 994.0042 | 0 | 0 | 0 | 342.1904 | 0 | 0 | 0 | 0 | 0 | 0 | 119.8799 | 0 | 0 | 1456.0746 | 0 | 1456.0746 | 0 | 0 | 0 | 0 | 4.6268 | 0 | 0 | 0 | 0 | 13.4399 | 1.6209 | 0 | 0 | 19.6876 | 19.6876 | 19.6876 | 1
IN_5A_PS_2013_NG | 5A | PS | NG | 13403 | ASHRAE30pct-state-5A | SchoolPrimary | STD2013 | IN-Indianapolis-IN | Zone5A | Zone5A(IN-Indianapolis-IN) | ASHRAE30pct-state-STD2013 | state | IN | 0.0907 | 0.75 | ASHRAE30pct-state-5A_SchoolPrimary_STD2013_IN-Indianapolis-IN.table.csv.gz | Primary School | Indianapolis Intl Ap IN USA TMY3 WMO#=724380 | Natural Gas | 896075.7834 | 0 | 0 | 0 | 342190.4148 | 0 | 0 | 0 | 0 | 0 | 0 | 119785.1276 | 0 | 0 | 1358051.3259 | 0 | 1358051.3259 | 0 | 0 | 6720.5684 | 0 | 0 | 0 | 2566.4281 | 0 | 0 | 0 | 0 | 0 | 0 | 898.3885 | 0 | 0 | 10185.3849 | 0 | 10185.3849 | 0 | 0 | 896.0758 | 0 | 0 | 0 | 342.1904 | 0 | 0 | 0 | 0 | 0 | 0 | 119.7851 | 0 | 0 | 1358.0513 | 0 | 1358.0513 | 0 | 0 | 0 | 0 | 4.6268 | 0 | 0 | 0 | 0 | 12.1158 | 1.6196 | 0 | 0 | 18.3622 | 18.3622 | 18.3622 | 2
KS_5A_PS_2010_EL | 5A | PS | EL | 12314 | ASHRAE30pct-state-5A | SchoolPrimary | STD2010 | KS-Goodland-KS | Zone5A | Zone5A(KS-Goodland-KS) | ASHRAE30pct-state-STD2010 | state | KS | 0.0913 | 0.86 | ASHRAE30pct-state-5A_SchoolPrimary_STD2010_KS-Goodland-KS.table.csv.gz | Primary School | Goodland Renner Field KS USA TMY3 WMO#=724650 | Electricity | 0 | 135733.3344 | 220294.4462 | 12766.6668 | 355925.0028 | 0 | 105436.112 | 486.1111 | 0 | 0 | 29997.2225 | 7177.7778 | 17311.1112 | 0 | 892594.4516 | 0 | 885127.7849 | 7466.6667 | 7466.6667 | 0 | 12392.4534 | 20112.8829 | 1165.5967 | 32495.9528 | 0 | 9626.317 | 44.3819 | 0 | 0 | 2738.7464 | 655.3311 | 1580.5045 | 0 | 81493.8734 | 0 | 80812.1668 | 681.7067 | 681.7067 | 0 | 463.2537 | 751.8581 | 43.5722 | 1214.761 | 0 | 359.8502 | 1.6591 | 0 | 0 | 102.3796 | 24.4975 | 59.0823 | 0 | 3046.3972 | 0 | 3020.9137 | 25.4835 | 25.4835 | 10.1659 | 0.58914 | 16.7694 | 4.8655 | 0.022432 | 1.3843 | 6.2637 | 0 | 0.33123 | 0 | 0.79885 | 40.8458 | 41.1904 | 41.1904 | 1
KS_5A_PS_2013_EL | 5A | PS | EL | 13454 | ASHRAE30pct-state-5A | SchoolPrimary | STD2013 | KS-Goodland-KS | Zone5A | Zone5A(KS-Goodland-KS) | ASHRAE30pct-state-STD2013 | state | KS | 0.0913 | 0.86 | ASHRAE30pct-state-5A_SchoolPrimary_STD2013_KS-Goodland-KS.table.csv.gz | Primary School | Goodland Renner Field KS USA TMY3 WMO#=724650 | Electricity | 0 | 119172.2232 | 192486.1127 | 12766.6668 | 317797.2248 | 0 | 100319.4452 | 438.8889 | 0 | 0 | 30025.0002 | 7177.7778 | 17316.6668 | 0 | 804219.4509 | 0 | 797500.0064 | 6719.4445 | 6719.4445 | 0 | 10880.424 | 17573.9821 | 1165.5967 | 29014.8866 | 0 | 9159.1654 | 40.0706 | 0 | 0 | 2741.2825 | 655.3311 | 1581.0117 | 0 | 73425.2359 | 0 | 72811.7506 | 613.4853 | 613.4853 | 0 | 406.7311 | 656.9491 | 43.5722 | 1084.6321 | 0 | 342.3872 | 1.4979 | 0 | 0 | 102.4744 | 24.4975 | 59.1012 | 0 | 2744.7761 | 0 | 2721.8428 | 22.9333 | 22.9333 | 8.8826 | 0.58914 | 14.9754 | 4.6294 | 0.020253 | 1.3856 | 5.4994 | 0 | 0.33123 | 0 | 0.79911 | 36.802 | 37.1121 | 37.1121 | 2
KS_5A_PS_2010_NG | 5A | PS | NG | 12323 | ASHRAE30pct-state-5A | SchoolPrimary | STD2010 | KS-Goodland-KS | Zone5A | Zone5A(KS-Goodland-KS) | ASHRAE30pct-state-STD2010 | state | KS | 0.0913 | 0.86 | ASHRAE30pct-state-5A_SchoolPrimary_STD2010_KS-Goodland-KS.table.csv.gz | Primary School | Goodland Renner Field KS USA TMY3 WMO#=724650 | Natural Gas | 830297.2753 | 0 | 0 | 0 | 342190.4148 | 0 | 0 | 0 | 0 | 0 | 0 | 119841.9967 | 0 | 0 | 1292329.6868 | 0 | 1292329.6868 | 0 | 0 | 7140.5566 | 0 | 0 | 0 | 2942.8376 | 0 | 0 | 0 | 0 | 0 | 0 | 1030.6412 | 0 | 0 | 11114.0353 | 0 | 11114.0353 | 0 | 0 | 830.2973 | 0 | 0 | 0 | 342.1904 | 0 | 0 | 0 | 0 | 0 | 0 | 119.842 | 0 | 0 | 1292.3297 | 0 | 1292.3297 | 0 | 0 | 0 | 0 | 4.6268 | 0 | 0 | 0 | 0 | 11.2265 | 1.6204 | 0 | 0 | 17.4736 | 17.4736 | 17.4736 | 1
KS_5A_PS_2013_NG | 5A | PS | NG | 13463 | ASHRAE30pct-state-5A | SchoolPrimary | STD2013 | KS-Goodland-KS | Zone5A | Zone5A(KS-Goodland-KS) | ASHRAE30pct-state-STD2013 | state | KS | 0.0913 | 0.86 | ASHRAE30pct-state-5A_SchoolPrimary_STD2013_KS-Goodland-KS.table.csv.gz | Primary School | Goodland Renner Field KS USA TMY3 WMO#=724650 | Natural Gas | 755580.8517 | 0 | 0 | 0 | 342190.4148 | 0 | 0 | 0 | 0 | 0 | 0 | 119747.2149 | 0 | 0 | 1217518.4815 | 0 | 1217518.4815 | 0 | 0 | 6497.9953 | 0 | 0 | 0 | 2942.8376 | 0 | 0 | 0 | 0 | 0 | 0 | 1029.826 | 0 | 0 | 10470.6589 | 0 | 10470.6589 | 0 | 0 | 755.5809 | 0 | 0 | 0 | 342.1904 | 0 | 0 | 0 | 0 | 0 | 0 | 119.7472 | 0 | 0 | 1217.5185 | 0 | 1217.5185 | 0 | 0 | 0 | 0 | 4.6268 | 0 | 0 | 0 | 0 | 10.2162 | 1.6191 | 0 | 0 | 16.4621 | 16.4621 | 16.4621 | 2
MA_5A_PS_2010_EL | 5A | PS | EL | 12374 | ASHRAE30pct-state-5A | SchoolPrimary | STD2010 | MA-BostonLogan-MA | Zone5A | Zone5A(MA-BostonLogan-MA) | ASHRAE30pct-state-STD2010 | state | MA | 0.1397 | 1.01 | ASHRAE30pct-state-5A_SchoolPrimary_STD2010_MA-BostonLogan-MA.table.csv.gz | Primary School | Boston Logan IntL Arpt MA USA TMY3 WMO#=725090 | Electricity | 0 | 109158.3342 | 220175.0018 | 12788.889 | 355925.0028 | 0 | 108441.6675 | 627.7778 | 0 | 0 | 29333.3336 | 7177.7778 | 17350.0001 | 0 | 868438.8958 | 0 | 860977.7847 | 7461.1112 | 7461.1112 | 0 | 15249.4193 | 30758.4477 | 1786.6078 | 49722.7229 | 0 | 15149.301 | 87.7006 | 0 | 0 | 4097.8667 | 1002.7356 | 2423.795 | 0 | 121320.9137 | 0 | 120278.5965 | 1042.3172 | 1042.3172 | 0 | 372.554 | 751.4505 | 43.6481 | 1214.761 | 0 | 370.108 | 2.1426 | 0 | 0 | 100.1138 | 24.4975 | 59.215 | 0 | 2963.955 | 0 | 2938.4905 | 25.4645 | 25.4645 | 10.1604 | 0.59017 | 16.7691 | 5.0042 | 0.02897 | 1.3536 | 5.0373 | 0 | 0.33123 | 0 | 0.80065 | 39.7313 | 40.0757 | 40.0757 | 1
MA_5A_PS_2013_EL | 5A | PS | EL | 13514 | ASHRAE30pct-state-5A | SchoolPrimary | STD2013 | MA-BostonLogan-MA | Zone5A | Zone5A(MA-BostonLogan-MA) | ASHRAE30pct-state-STD2013 | state | MA | 0.1397 | 1.01 | ASHRAE30pct-state-5A_SchoolPrimary_STD2013_MA-BostonLogan-MA.table.csv.gz | Primary School | Boston Logan IntL Arpt MA USA TMY3 WMO#=725090 | Electricity | 0 | 89186.1118 | 193288.8904 | 12788.889 | 317797.2248 | 0 | 94700.0008 | 502.7778 | 0 | 0 | 27063.8891 | 7177.7778 | 17438.889 | 0 | 766661.1172 | 0 | 759944.4505 | 6716.6667 | 6716.6667 | 0 | 12459.2998 | 27002.458 | 1786.6078 | 44396.2723 | 0 | 13229.5901 | 70.2381 | 0 | 0 | 3780.8253 | 1002.7356 | 2436.2128 | 0 | 107102.5581 | 0 | 106164.2397 | 938.3183 | 938.3183 | 0 | 304.3894 | 659.689 | 43.6481 | 1084.6321 | 0 | 323.2082 | 1.716 | 0 | 0 | 92.3682 | 24.4975 | 59.5184 | 0 | 2616.5906 | 0 | 2593.6669 | 22.9238 | 22.9238 | 8.9197 | 0.59017 | 14.9753 | 4.3701 | 0.023202 | 1.2489 | 4.1157 | 0 | 0.33123 | 0 | 0.80475 | 35.069 | 35.3789 | 35.3789 | 2
MA_5A_PS_2010_NG | 5A | PS | NG | 12383 | ASHRAE30pct-state-5A | SchoolPrimary | STD2010 | MA-BostonLogan-MA | Zone5A | Zone5A(MA-BostonLogan-MA) | ASHRAE30pct-state-STD2010 | state | MA | 0.1397 | 1.01 | ASHRAE30pct-state-5A_SchoolPrimary_STD2010_MA-BostonLogan-MA.table.csv.gz | Primary School | Boston Logan IntL Arpt MA USA TMY3 WMO#=725090 | Natural Gas | 994032.6828 | 0 | 0 | 0 | 342190.4148 | 0 | 0 | 0 | 0 | 0 | 0 | 119889.3875 | 0 | 0 | 1456112.4851 | 0 | 1456112.4851 | 0 | 0 | 10039.7301 | 0 | 0 | 0 | 3456.1232 | 0 | 0 | 0 | 0 | 0 | 0 | 1210.8828 | 0 | 0 | 14706.7361 | 0 | 14706.7361 | 0 | 0 | 994.0327 | 0 | 0 | 0 | 342.1904 | 0 | 0 | 0 | 0 | 0 | 0 | 119.8894 | 0 | 0 | 1456.1125 | 0 | 1456.1125 | 0 | 0 | 0 | 0 | 4.6268 | 0 | 0 | 0 | 0 | 13.4403 | 1.621 | 0 | 0 | 19.6881 | 19.6881 | 19.6881 | 1
MA_5A_PS_2013_NG | 5A | PS | NG | 13523 | ASHRAE30pct-state-5A | SchoolPrimary | STD2013 | MA-BostonLogan-MA | Zone5A | Zone5A(MA-BostonLogan-MA) | ASHRAE30pct-state-STD2013 | state | MA | 0.1397 | 1.01 | ASHRAE30pct-state-5A_SchoolPrimary_STD2013_MA-BostonLogan-MA.table.csv.gz | Primary School | Boston Logan IntL Arpt MA USA TMY3 WMO#=725090 | Natural Gas | 1077364.764 | 0 | 0 | 0 | 342190.4148 | 0 | 0 | 0 | 0 | 0 | 0 | 119785.1276 | 0 | 0 | 1539340.3064 | 0 | 1539340.3064 | 0 | 0 | 10881.3841 | 0 | 0 | 0 | 3456.1232 | 0 | 0 | 0 | 0 | 0 | 0 | 1209.8298 | 0 | 0 | 15547.3371 | 0 | 15547.3371 | 0 | 0 | 1077.3648 | 0 | 0 | 0 | 342.1904 | 0 | 0 | 0 | 0 | 0 | 0 | 119.7851 | 0 | 0 | 1539.3403 | 0 | 1539.3403 | 0 | 0 | 0 | 0 | 4.6268 | 0 | 0 | 0 | 0 | 14.5671 | 1.6196 | 0 | 0 | 20.8134 | 20.8134 | 20.8134 | 2
MD_5A_PS_2010_EL | 5A | PS | EL | 12434 | ASHRAE30pct-state-5A | SchoolPrimary | STD2010 | MD-Harrisburg-PA | Zone5A | Zone5A(MD-Harrisburg-PA) | ASHRAE30pct-state-STD2010 | state | MD | 0.1052 | 0.99 | ASHRAE30pct-state-5A_SchoolPrimary_STD2010_MD-Harrisburg-PA.table.csv.gz | Primary School | Middletown Harrisburg Intl Ap PA USA TMY3 WMO#=725115 | Electricity | 0 | 139416.6678 | 220294.4462 | 12733.3334 | 355925.0028 | 0 | 108802.7786 | 652.7778 | 0 | 0 | 30108.3336 | 7177.7778 | 17388.889 | 0 | 899963.8961 | 0 | 892500.0071 | 7463.8889 | 7463.8889 | 0 | 14666.6335 | 23174.9757 | 1339.5467 | 37443.3103 | 0 | 11446.0523 | 68.6722 | 0 | 0 | 3167.3967 | 755.1022 | 1829.3111 | 0 | 94676.2019 | 0 | 93891.0008 | 785.2011 | 785.2011 | 0 | 475.8248 | 751.8581 | 43.4585 | 1214.761 | 0 | 371.3405 | 2.2279 | 0 | 0 | 102.7588 | 24.4975 | 59.3477 | 0 | 3071.5489 | 0 | 3046.0749 | 25.474 | 25.474 | 10.1659 | 0.5876 | 16.7692 | 5.0209 | 0.030124 | 1.3894 | 6.4336 | 0 | 0.33123 | 0 | 0.80244 | 41.186 | 41.5304 | 41.5304 | 1
MD_5A_PS_2013_EL | 5A | PS | EL | 13574 | ASHRAE30pct-state-5A | SchoolPrimary | STD2013 | MD-Harrisburg-PA | Zone5A | Zone5A(MD-Harrisburg-PA) | ASHRAE30pct-state-STD2013 | state | MD | 0.1052 | 0.99 | ASHRAE30pct-state-5A_SchoolPrimary_STD2013_MD-Harrisburg-PA.table.csv.gz | Primary School | Middletown Harrisburg Intl Ap PA USA TMY3 WMO#=725115 | Electricity | 0 | 117136.112 | 194175.0016 | 12733.3334 | 317797.2248 | 0 | 94316.6674 | 555.5556 | 0 | 0 | 27847.2224 | 7177.7778 | 17486.1113 | 0 | 795944.4508 | 0 | 789225.0063 | 6719.4445 | 6719.4445 | 0 | 12322.719 | 20427.2102 | 1339.5467 | 33432.268 | 0 | 9922.1134 | 58.4444 | 0 | 0 | 2929.5278 | 755.1022 | 1839.5389 | 0 | 83733.3562 | 0 | 83026.4707 | 706.8856 | 706.8856 | 0 | 399.7819 | 662.7133 | 43.4585 | 1084.6321 | 0 | 321.8999 | 1.8961 | 0 | 0 | 95.0417 | 24.4975 | 59.6796 | 0 | 2716.5337 | 0 | 2693.6005 | 22.9333 | 22.9333 | 8.9605 | 0.5876 | 14.9754 | 4.3524 | 0.025637 | 1.2851 | 5.4055 | 0 | 0.33123 | 0 | 0.80693 | 36.4202 | 36.7303 | 36.7303 | 2
MD_5A_PS_2010_NG | 5A | PS | NG | 12443 | ASHRAE30pct-state-5A | SchoolPrimary | STD2010 | MD-Harrisburg-PA | Zone5A | Zone5A(MD-Harrisburg-PA) | ASHRAE30pct-state-STD2010 | state | MD | 0.1052 | 0.99 | ASHRAE30pct-state-5A_SchoolPrimary_STD2010_MD-Harrisburg-PA.table.csv.gz | Primary School | Middletown Harrisburg Intl Ap PA USA TMY3 WMO#=725115 | Natural Gas | 1015965.1709 | 0 | 0 | 0 | 342190.4148 | 0 | 0 | 0 | 0 | 0 | 0 | 119898.8657 | 0 | 0 | 1478054.4514 | 0 | 1478054.4514 | 0 | 0 | 10058.0552 | 0 | 0 | 0 | 3387.6851 | 0 | 0 | 0 | 0 | 0 | 0 | 1186.9988 | 0 | 0 | 14632.7391 | 0 | 14632.7391 | 0 | 0 | 1015.9652 | 0 | 0 | 0 | 342.1904 | 0 | 0 | 0 | 0 | 0 | 0 | 119.8989 | 0 | 0 | 1478.0545 | 0 | 1478.0545 | 0 | 0 | 0 | 0 | 4.6268 | 0 | 0 | 0 | 0 | 13.7369 | 1.6212 | 0 | 0 | 19.9848 | 19.9848 | 19.9848 | 1
MD_5A_PS_2013_NG | 5A | PS | NG | 13583 | ASHRAE30pct-state-5A | SchoolPrimary | STD2013 | MD-Harrisburg-PA | Zone5A | Zone5A(MD-Harrisburg-PA) | ASHRAE30pct-state-STD2013 | state | MD | 0.1052 | 0.99 | ASHRAE30pct-state-5A_SchoolPrimary_STD2013_MD-Harrisburg-PA.table.csv.gz | Primary School | Middletown Harrisburg Intl Ap PA USA TMY3 WMO#=725115 | Natural Gas | 1081222.3796 | 0 | 0 | 0 | 342190.4148 | 0 | 0 | 0 | 0 | 0 | 0 | 119804.084 | 0 | 0 | 1543216.8784 | 0 | 1543216.8784 | 0 | 0 | 10704.1016 | 0 | 0 | 0 | 3387.6851 | 0 | 0 | 0 | 0 | 0 | 0 | 1186.0604 | 0 | 0 | 15277.8471 | 0 | 15277.8471 | 0 | 0 | 1081.2224 | 0 | 0 | 0 | 342.1904 | 0 | 0 | 0 | 0 | 0 | 0 | 119.8041 | 0 | 0 | 1543.2169 | 0 | 1543.2169 | 0 | 0 | 0 | 0 | 4.6268 | 0 | 0 | 0 | 0 | 14.6192 | 1.6199 | 0 | 0 | 20.8658 | 20.8658 | 20.8658 | 2
MI_5A_PS_2010_EL | 5A | PS | EL | 12494 | ASHRAE30pct-state-5A | SchoolPrimary | STD2010 | MI-Lansing-MI | Zone5A | Zone5A(MI-Lansing-MI) | ASHRAE30pct-state-STD2010 | state | MI | 0.1095 | 0.82 | ASHRAE30pct-state-5A_SchoolPrimary_STD2010_MI-Lansing-MI.table.csv.gz | Primary School | Lansing Capital City Arpt MI USA TMY3 WMO#=725390 | Electricity | 0 | 115955.5565 | 219780.5573 | 12697.2223 | 355925.0028 | 0 | 109491.6675 | 825 | 0 | 0 | 29902.778 | 7180.5556 | 17333.3335 | 0 | 876555.5626 | 0 | 869091.6736 | 7463.8889 | 7463.8889 | 0 | 12697.1334 | 24065.971 | 1390.3458 | 38973.7878 | 0 | 11989.3376 | 90.3375 | 0 | 0 | 3274.3542 | 786.2708 | 1898 | 0 | 95982.8341 | 0 | 95165.5383 | 817.2958 | 817.2958 | 0 | 395.7527 | 750.1042 | 43.3352 | 1214.761 | 0 | 373.6917 | 2.8157 | 0 | 0 | 102.0573 | 24.507 | 59.1581 | 0 | 2991.657 | 0 | 2966.1829 | 25.474 | 25.474 | 10.1422 | 0.58594 | 16.7692 | 5.0527 | 0.038071 | 1.3799 | 5.351 | 0 | 0.33136 | 0 | 0.79988 | 40.1058 | 40.4502 | 40.4502 | 1
MI_5A_PS_2013_EL | 5A | PS | EL | 13634 | ASHRAE30pct-state-5A | SchoolPrimary | STD2013 | MI-Lansing-MI | Zone5A | Zone5A(MI-Lansing-MI) | ASHRAE30pct-state-STD2013 | state | MI | 0.1095 | 0.82 | ASHRAE30pct-state-5A_SchoolPrimary_STD2013_MI-Lansing-MI.table.csv.gz | Primary School | Lansing Capital City Arpt MI USA TMY3 WMO#=725390 | Electricity | 0 | 99255.5563 | 193030.5571 | 12697.2223 | 317797.2248 | 0 | 93447.223 | 697.2222 | 0 | 0 | 26963.8891 | 7177.7778 | 17336.1112 | 0 | 775122.2284 | 0 | 768402.7839 | 6719.4445 | 6719.4445 | 0 | 10868.4834 | 21136.846 | 1390.3458 | 34798.7961 | 0 | 10232.4709 | 76.3458 | 0 | 0 | 2952.5459 | 785.9667 | 1898.3042 | 0 | 84875.884 | 0 | 84140.1048 | 735.7792 | 735.7792 | 0 | 338.7561 | 658.8073 | 43.3352 | 1084.6321 | 0 | 318.9325 | 2.3796 | 0 | 0 | 92.0269 | 24.4975 | 59.1676 | 0 | 2645.4681 | 0 | 2622.5349 | 22.9333 | 22.9333 | 8.9077 | 0.58594 | 14.9754 | 4.3123 | 0.032175 | 1.2443 | 4.5803 | 0 | 0.33123 | 0 | 0.80001 | 35.4593 | 35.7694 | 35.7694 | 2
MI_5A_PS_2010_NG | 5A | PS | NG | 12503 | ASHRAE30pct-state-5A | SchoolPrimary | STD2010 | MI-Lansing-MI | Zone5A | Zone5A(MI-Lansing-MI) | ASHRAE30pct-state-STD2010 | state | MI | 0.1095 | 0.82 | ASHRAE30pct-state-5A_SchoolPrimary_STD2010_MI-Lansing-MI.table.csv.gz | Primary School | Lansing Capital City Arpt MI USA TMY3 WMO#=725390 | Natural Gas | 1146849.237 | 0 | 0 | 0 | 342190.4148 | 0 | 0 | 0 | 0 | 0 | 0 | 119965.2129 | 0 | 0 | 1609004.8647 | 0 | 1609004.8647 | 0 | 0 | 9404.1637 | 0 | 0 | 0 | 2805.9614 | 0 | 0 | 0 | 0 | 0 | 0 | 983.7147 | 0 | 0 | 13193.8399 | 0 | 13193.8399 | 0 | 0 | 1146.8492 | 0 | 0 | 0 | 342.1904 | 0 | 0 | 0 | 0 | 0 | 0 | 119.9652 | 0 | 0 | 1609.0049 | 0 | 1609.0049 | 0 | 0 | 0 | 0 | 4.6268 | 0 | 0 | 0 | 0 | 15.5066 | 1.6221 | 0 | 0 | 21.7554 | 21.7554 | 21.7554 | 1
MI_5A_PS_2013_NG | 5A | PS | NG | 13643 | ASHRAE30pct-state-5A | SchoolPrimary | STD2013 | MI-Lansing-MI | Zone5A | Zone5A(MI-Lansing-MI) | ASHRAE30pct-state-STD2013 | state | MI | 0.1095 | 0.82 | ASHRAE30pct-state-5A_SchoolPrimary_STD2013_MI-Lansing-MI.table.csv.gz | Primary School | Lansing Capital City Arpt MI USA TMY3 WMO#=725390 | Natural Gas | 1032011.7148 | 0 | 0 | 0 | 342190.4148 | 0 | 0 | 0 | 0 | 0 | 0 | 119851.4748 | 0 | 0 | 1494063.0826 | 0 | 1494053.6044 | 0 | 0 | 8462.4961 | 0 | 0 | 0 | 2805.9614 | 0 | 0 | 0 | 0 | 0 | 0 | 982.7821 | 0 | 0 | 12251.3173 | 0 | 12251.2396 | 0 | 0 | 1032.0117 | 0 | 0 | 0 | 342.1904 | 0 | 0 | 0 | 0 | 0 | 0 | 119.8515 | 0 | 0 | 1494.0631 | 0 | 1494.0536 | 0 | 0 | 0 | 0 | 4.6268 | 0 | 0 | 0 | 0 | 13.9538 | 1.6205 | 0 | 0 | 20.2011 | 20.2012 | 20.2011 | 2
MO_5A_PS_2010_EL | 5A | PS | EL | 12554 | ASHRAE30pct-state-5A | SchoolPrimary | STD2010 | MO-Kirksville-MO | Zone5A | Zone5A(MO-Kirksville-MO) | ASHRAE30pct-state-STD2010 | state | MO | 0.0816 | 0.95 | ASHRAE30pct-state-5A_SchoolPrimary_STD2010_MO-Kirksville-MO.table.csv.gz | Primary School | Kirksville Regional Ap MO USA TMY3 WMO#=724455 | Electricity | 0 | 148044.4456 | 220277.7795 | 12722.2223 | 355925.0028 | 0 | 108286.112 | 791.6667 | 0 | 0 | 30325.0002 | 7177.7778 | 17391.6668 | 0 | 908405.5628 | 0 | 900941.6739 | 7463.8889 | 7463.8889 | 0 | 12080.4268 | 17974.6668 | 1038.1333 | 29043.4802 | 0 | 8836.1467 | 64.6 | 0 | 0 | 2474.52 | 585.7067 | 1419.16 | 0 | 74125.8939 | 0 | 73516.8406 | 609.0533 | 609.0533 | 0 | 505.2711 | 751.8012 | 43.4206 | 1214.761 | 0 | 369.5771 | 2.7019 | 0 | 0 | 103.4983 | 24.4975 | 59.3572 | 0 | 3100.36 | 0 | 3074.886 | 25.474 | 25.474 | 10.1651 | 0.58709 | 16.7692 | 4.9971 | 0.036533 | 1.3994 | 6.8318 | 0 | 0.33123 | 0 | 0.80257 | 41.5755 | 41.92 | 41.92 | 1
MO_5A_PS_2013_EL | 5A | PS | EL | 13694 | ASHRAE30pct-state-5A | SchoolPrimary | STD2013 | MO-Kirksville-MO | Zone5A | Zone5A(MO-Kirksville-MO) | ASHRAE30pct-state-STD2013 | state | MO | 0.0816 | 0.95 | ASHRAE30pct-state-5A_SchoolPrimary_STD2013_MO-Kirksville-MO.table.csv.gz | Primary School | Kirksville Regional Ap MO USA TMY3 WMO#=724455 | Electricity | 0 | 125886.1121 | 193866.6682 | 12722.2223 | 317797.2248 | 0 | 93258.3341 | 675 | 0 | 0 | 27430.5558 | 7177.7778 | 17391.6668 | 0 | 802930.562 | 0 | 796205.5619 | 6725.0001 | 6725.0001 | 0 | 10272.3067 | 15819.5201 | 1038.1333 | 25932.2535 | 0 | 7609.8801 | 55.08 | 0 | 0 | 2238.3334 | 585.7067 | 1419.16 | 0 | 65519.1339 | 0 | 64970.3739 | 548.76 | 548.76 | 0 | 429.6454 | 661.6609 | 43.4206 | 1084.6321 | 0 | 318.2878 | 2.3038 | 0 | 0 | 93.6196 | 24.4975 | 59.3572 | 0 | 2740.3771 | 0 | 2717.4249 | 22.9522 | 22.9522 | 8.9463 | 0.58709 | 14.9757 | 4.3036 | 0.031149 | 1.2658 | 5.8092 | 0 | 0.33123 | 0 | 0.80257 | 36.7423 | 37.0527 | 37.0527 | 2
MO_5A_PS_2010_NG | 5A | PS | NG | 12563 | ASHRAE30pct-state-5A | SchoolPrimary | STD2010 | MO-Kirksville-MO | Zone5A | Zone5A(MO-Kirksville-MO) | ASHRAE30pct-state-STD2010 | state | MO | 0.0816 | 0.95 | ASHRAE30pct-state-5A_SchoolPrimary_STD2010_MO-Kirksville-MO.table.csv.gz | Primary School | Kirksville Regional Ap MO USA TMY3 WMO#=724455 | Natural Gas | 1107334.7413 | 0 | 0 | 0 | 342190.4148 | 0 | 0 | 0 | 0 | 0 | 0 | 119917.822 | 0 | 0 | 1569442.9782 | 0 | 1569442.9782 | 0 | 0 | 10519.68 | 0 | 0 | 0 | 3250.8089 | 0 | 0 | 0 | 0 | 0 | 0 | 1139.2193 | 0 | 0 | 14909.7083 | 0 | 14909.7083 | 0 | 0 | 1107.3347 | 0 | 0 | 0 | 342.1904 | 0 | 0 | 0 | 0 | 0 | 0 | 119.9178 | 0 | 0 | 1569.443 | 0 | 1569.443 | 0 | 0 | 0 | 0 | 4.6268 | 0 | 0 | 0 | 0 | 14.9723 | 1.6214 | 0 | 0 | 21.2204 | 21.2204 | 21.2204 | 1
MO_5A_PS_2013_NG | 5A | PS | NG | 13703 | ASHRAE30pct-state-5A | SchoolPrimary | STD2013 | MO-Kirksville-MO | Zone5A | Zone5A(MO-Kirksville-MO) | ASHRAE30pct-state-STD2013 | state | MO | 0.0816 | 0.95 | ASHRAE30pct-state-5A_SchoolPrimary_STD2013_MO-Kirksville-MO.table.csv.gz | Primary School | Kirksville Regional Ap MO USA TMY3 WMO#=724455 | Natural Gas | 986118.4098 | 0 | 0 | 0 | 342190.4148 | 0 | 0 | 0 | 0 | 0 | 0 | 119813.5621 | 0 | 0 | 1448112.9086 | 0 | 1448122.3868 | 0 | 0 | 9368.1249 | 0 | 0 | 0 | 3250.8089 | 0 | 0 | 0 | 0 | 0 | 0 | 1138.2288 | 0 | 0 | 13757.0726 | 0 | 13757.1627 | 0 | 0 | 986.1184 | 0 | 0 | 0 | 342.1904 | 0 | 0 | 0 | 0 | 0 | 0 | 119.8136 | 0 | 0 | 1448.1129 | 0 | 1448.1224 | 0 | 0 | 0 | 0 | 4.6268 | 0 | 0 | 0 | 0 | 13.3333 | 1.62 | 0 | 0 | 19.5801 | 19.5799 | 19.5801 | 2
NC_5A_PS_2010_EL | 5A | PS | EL | 12614 | ASHRAE30pct-state-5A | SchoolPrimary | STD2010 | NC-Elkins-WV | Zone5A | Zone5A(NC-Elkins-WV) | ASHRAE30pct-state-STD2010 | state | NC | 0.0861 | 0.84 | ASHRAE30pct-state-5A_SchoolPrimary_STD2010_NC-Elkins-WV.table.csv.gz | Primary School | Elkins Elkins Randolph Co Arp WV USA TMY3 WMO#=724170 | Electricity | 0 | 116736.112 | 219575.0018 | 12711.1112 | 355925.0028 | 0 | 107547.2231 | 588.8889 | 0 | 0 | 29586.1113 | 7177.7778 | 17358.3335 | 0 | 874669.4514 | 0 | 867205.5625 | 7463.8889 | 7463.8889 | 0 | 10050.9792 | 18905.4077 | 1094.4267 | 30645.1427 | 0 | 9259.8159 | 50.7033 | 0 | 0 | 2547.3642 | 618.0067 | 1494.5525 | 0 | 75309.0398 | 0 | 74666.3989 | 642.6408 | 642.6408 | 0 | 398.4167 | 749.4027 | 43.3826 | 1214.761 | 0 | 367.0553 | 2.0099 | 0 | 0 | 100.9765 | 24.4975 | 59.2435 | 0 | 2985.2197 | 0 | 2959.7457 | 25.474 | 25.474 | 10.1327 | 0.58658 | 16.7692 | 4.963 | 0.027175 | 1.3653 | 5.387 | 0 | 0.33123 | 0 | 0.80103 | 40.0187 | 40.3632 | 40.3632 | 1
NC_5A_PS_2013_EL | 5A | PS | EL | 13754 | ASHRAE30pct-state-5A | SchoolPrimary | STD2013 | NC-Elkins-WV | Zone5A | Zone5A(NC-Elkins-WV) | ASHRAE30pct-state-STD2013 | state | NC | 0.0861 | 0.84 | ASHRAE30pct-state-5A_SchoolPrimary_STD2013_NC-Elkins-WV.table.csv.gz | Primary School | Elkins Elkins Randolph Co Arp WV USA TMY3 WMO#=724170 | Electricity | 0 | 98186.1119 | 192711.1127 | 12711.1112 | 317797.2248 | 0 | 91522.223 | 480.5556 | 0 | 0 | 26330.5558 | 7177.7778 | 17358.3335 | 0 | 770997.2284 | 0 | 764275.0061 | 6722.2223 | 6722.2223 | 0 | 8453.8242 | 16592.4268 | 1094.4267 | 27362.3411 | 0 | 7880.0634 | 41.3758 | 0 | 0 | 2267.0609 | 618.0067 | 1494.5525 | 0 | 66382.8614 | 0 | 65804.078 | 578.7833 | 578.7833 | 0 | 335.1062 | 657.7171 | 43.3826 | 1084.6321 | 0 | 312.3625 | 1.6401 | 0 | 0 | 89.8654 | 24.4975 | 59.2435 | 0 | 2631.3896 | 0 | 2608.4469 | 22.9427 | 22.9427 | 8.893 | 0.58658 | 14.9755 | 4.2235 | 0.022176 | 1.2151 | 4.531 | 0 | 0.33123 | 0 | 0.80103 | 35.2688 | 35.579 | 35.579 | 2
NC_5A_PS_2010_NG | 5A | PS | NG | 12623 | ASHRAE30pct-state-5A | SchoolPrimary | STD2010 | NC-Elkins-WV | Zone5A | Zone5A(NC-Elkins-WV) | ASHRAE30pct-state-STD2010 | state | NC | 0.0861 | 0.84 | ASHRAE30pct-state-5A_SchoolPrimary_STD2010_NC-Elkins-WV.table.csv.gz | Primary School | Elkins Elkins Randolph Co Arp WV USA TMY3 WMO#=724170 | Natural Gas | 957162.5968 | 0 | 0 | 0 | 342190.4148 | 0 | 0 | 0 | 0 | 0 | 0 | 119898.8657 | 0 | 0 | 1419242.3991 | 0 | 1419251.8773 | 0 | 0 | 8040.1658 | 0 | 0 | 0 | 2874.3995 | 0 | 0 | 0 | 0 | 0 | 0 | 1007.1505 | 0 | 0 | 11921.6362 | 0 | 11921.7158 | 0 | 0 | 957.1626 | 0 | 0 | 0 | 342.1904 | 0 | 0 | 0 | 0 | 0 | 0 | 119.8989 | 0 | 0 | 1419.2424 | 0 | 1419.2519 | 0 | 0 | 0 | 0 | 4.6268 | 0 | 0 | 0 | 0 | 12.9418 | 1.6212 | 0 | 0 | 19.1897 | 19.1896 | 19.1897 | 1
NC_5A_PS_2013_NG | 5A | PS | NG | 13763 | ASHRAE30pct-state-5A | SchoolPrimary | STD2013 | NC-Elkins-WV | Zone5A | Zone5A(NC-Elkins-WV) | ASHRAE30pct-state-STD2013 | state | NC | 0.0861 | 0.84 | ASHRAE30pct-state-5A_SchoolPrimary_STD2013_NC-Elkins-WV.table.csv.gz | Primary School | Elkins Elkins Randolph Co Arp WV USA TMY3 WMO#=724170 | Natural Gas | 877337.439 | 0 | 0 | 0 | 342190.4148 | 0 | 0 | 0 | 0 | 0 | 0 | 119813.5621 | 0 | 0 | 1339341.4159 | 0 | 1339341.4159 | 0 | 0 | 7369.6345 | 0 | 0 | 0 | 2874.3995 | 0 | 0 | 0 | 0 | 0 | 0 | 1006.4339 | 0 | 0 | 11250.4679 | 0 | 11250.4679 | 0 | 0 | 877.3374 | 0 | 0 | 0 | 342.1904 | 0 | 0 | 0 | 0 | 0 | 0 | 119.8136 | 0 | 0 | 1339.3414 | 0 | 1339.3414 | 0 | 0 | 0 | 0 | 4.6268 | 0 | 0 | 0 | 0 | 11.8625 | 1.62 | 0 | 0 | 18.1092 | 18.1092 | 18.1092 | 2
NE_5A_PS_2010_EL | 5A | PS | EL | 12674 | ASHRAE30pct-state-5A | SchoolPrimary | STD2010 | NE-Omaha-NE | Zone5A | Zone5A(NE-Omaha-NE) | ASHRAE30pct-state-STD2010 | state | NE | 0.084 | 0.6 | ASHRAE30pct-state-5A_SchoolPrimary_STD2010_NE-Omaha-NE.table.csv.gz | Primary School | Omaha Eppley Airfield NE USA TMY3 WMO#=725500 | Electricity | 0 | 160822.2235 | 220263.8907 | 12711.1112 | 355925.0028 | 0 | 109016.6675 | 702.7778 | 0 | 0 | 30738.8891 | 7177.7778 | 17411.1113 | 0 | 922236.1185 | 0 | 914769.4518 | 7466.6667 | 7466.6667 | 0 | 13509.0668 | 18502.1668 | 1067.7333 | 29897.7002 | 0 | 9157.4001 | 59.0333 | 0 | 0 | 2582.0667 | 602.9333 | 1462.5333 | 0 | 77467.834 | 0 | 76840.6339 | 627.2 | 627.2 | 0 | 548.8813 | 751.7538 | 43.3826 | 1214.761 | 0 | 372.0705 | 2.3986 | 0 | 0 | 104.9109 | 24.4975 | 59.4236 | 0 | 3147.5633 | 0 | 3122.0798 | 25.4835 | 25.4835 | 10.1645 | 0.58658 | 16.7694 | 5.0308 | 0.032431 | 1.4185 | 7.4214 | 0 | 0.33123 | 0 | 0.80347 | 42.2137 | 42.5582 | 42.5582 | 1
NE_5A_PS_2013_EL | 5A | PS | EL | 13814 | ASHRAE30pct-state-5A | SchoolPrimary | STD2013 | NE-Omaha-NE | Zone5A | Zone5A(NE-Omaha-NE) | ASHRAE30pct-state-STD2013 | state | NE | 0.084 | 0.6 | ASHRAE30pct-state-5A_SchoolPrimary_STD2013_NE-Omaha-NE.table.csv.gz | Primary School | Omaha Eppley Airfield NE USA TMY3 WMO#=725500 | Electricity | 0 | 135547.2233 | 193641.6682 | 12711.1112 | 317797.2248 | 0 | 94730.5563 | 602.7778 | 0 | 0 | 28213.8891 | 7177.7778 | 17405.5557 | 0 | 814552.7843 | 0 | 807827.7842 | 6725.0001 | 6725.0001 | 0 | 11385.9668 | 16265.9001 | 1067.7333 | 26694.9669 | 0 | 7957.3667 | 50.6333 | 0 | 0 | 2369.9667 | 602.9333 | 1462.0667 | 0 | 68422.4339 | 0 | 67857.5339 | 564.9 | 564.9 | 0 | 462.6185 | 660.893 | 43.3826 | 1084.6321 | 0 | 323.3125 | 2.0573 | 0 | 0 | 96.2931 | 24.4975 | 59.4046 | 0 | 2780.0434 | 0 | 2757.0912 | 22.9522 | 22.9522 | 8.9359 | 0.58658 | 14.9757 | 4.3715 | 0.027816 | 1.302 | 6.2551 | 0 | 0.33123 | 0 | 0.80321 | 37.2786 | 37.589 | 37.589 | 2