NE_5A_PS_2010_NG | 5A | PS | NG | 12683 | ASHRAE30pct-state-5A | SchoolPrimary | STD2010 | NE-Omaha-NE | Zone5A | Zone5A(NE-Omaha-NE) | ASHRAE30pct-state-STD2010 | state | NE | 0.084 | 0.6 | ASHRAE30pct-state-5A_SchoolPrimary_STD2010_NE-Omaha-NE.table.csv.gz | Primary School | Omaha Eppley Airfield NE USA TMY3 WMO#=725500 | Natural Gas | 964498.7013 | 0 | 0 | 0 | 342190.4148 | 0 | 0 | 0 | 0 | 0 | 0 | 119889.3875 | 0 | 0 | 1426587.9818 | 0 | 1426578.5037 | 0 | 0 | 5786.9922 | 0 | 0 | 0 | 2053.1425 | 0 | 0 | 0 | 0 | 0 | 0 | 719.3363 | 0 | 0 | 8559.5279 | 0 | 8559.471 | 0 | 0 | 964.4987 | 0 | 0 | 0 | 342.1904 | 0 | 0 | 0 | 0 | 0 | 0 | 119.8894 | 0 | 0 | 1426.588 | 0 | 1426.5785 | 0 | 0 | 0 | 0 | 4.6268 | 0 | 0 | 0 | 0 | 13.041 | 1.621 | 0 | 0 | 19.2888 | 19.2889 | 19.2888 | 1
NE_5A_PS_2013_NG | 5A | PS | NG | 13823 | ASHRAE30pct-state-5A | SchoolPrimary | STD2013 | NE-Omaha-NE | Zone5A | Zone5A(NE-Omaha-NE) | ASHRAE30pct-state-STD2013 | state | NE | 0.084 | 0.6 | ASHRAE30pct-state-5A_SchoolPrimary_STD2013_NE-Omaha-NE.table.csv.gz | Primary School | Omaha Eppley Airfield NE USA TMY3 WMO#=725500 | Natural Gas | 870209.8542 | 0 | 0 | 0 | 342190.4148 | 0 | 0 | 0 | 0 | 0 | 0 | 119794.6058 | 0 | 0 | 1332185.3967 | 0 | 1332194.8748 | 0 | 0 | 5221.2591 | 0 | 0 | 0 | 2053.1425 | 0 | 0 | 0 | 0 | 0 | 0 | 718.7676 | 0 | 0 | 7993.1124 | 0 | 7993.1692 | 0 | 0 | 870.2099 | 0 | 0 | 0 | 342.1904 | 0 | 0 | 0 | 0 | 0 | 0 | 119.7946 | 0 | 0 | 1332.1854 | 0 | 1332.1949 | 0 | 0 | 0 | 0 | 4.6268 | 0 | 0 | 0 | 0 | 11.7661 | 1.6197 | 0 | 0 | 18.0126 | 18.0125 | 18.0126 | 2
NH_5A_PS_2010_EL | 5A | PS | EL | 12734 | ASHRAE30pct-state-5A | SchoolPrimary | STD2010 | NH-Manchester-NH | Zone5A | Zone5A(NH-Manchester-NH) | ASHRAE30pct-state-STD2010 | state | NH | 0.134 | 1.17 | ASHRAE30pct-state-5A_SchoolPrimary_STD2010_NH-Manchester-NH.table.csv.gz | Primary School | Manchester Airport NH USA TMY3 WMO#=743945 | Electricity | 0 | 103436.1119 | 220888.8907 | 12788.889 | 355925.0028 | 0 | 108075.0009 | 638.8889 | 0 | 0 | 29761.1113 | 7177.7778 | 17352.7779 | 0 | 863508.3402 | 0 | 856044.4513 | 7463.8889 | 7463.8889 | 0 | 13860.439 | 29599.1113 | 1713.7111 | 47693.9504 | 0 | 14482.0501 | 85.6111 | 0 | 0 | 3987.9889 | 961.8222 | 2325.2722 | 0 | 115710.1176 | 0 | 114709.9565 | 1000.1611 | 1000.1611 | 0 | 353.0242 | 753.8869 | 43.6481 | 1214.761 | 0 | 368.8566 | 2.1805 | 0 | 0 | 101.5738 | 24.4975 | 59.2245 | 0 | 2947.1272 | 0 | 2921.6532 | 25.474 | 25.474 | 10.1933 | 0.59017 | 16.7692 | 4.9873 | 0.029483 | 1.3734 | 4.7732 | 0 | 0.33123 | 0 | 0.80077 | 39.5037 | 39.8481 | 39.8481 | 1
NH_5A_PS_2013_EL | 5A | PS | EL | 13874 | ASHRAE30pct-state-5A | SchoolPrimary | STD2013 | NH-Manchester-NH | Zone5A | Zone5A(NH-Manchester-NH) | ASHRAE30pct-state-STD2013 | state | NH | 0.134 | 1.17 | ASHRAE30pct-state-5A_SchoolPrimary_STD2013_NH-Manchester-NH.table.csv.gz | Primary School | Manchester Airport NH USA TMY3 WMO#=743945 | Electricity | 0 | 86622.2229 | 195069.446 | 12788.889 | 317797.2248 | 0 | 95125.0008 | 538.8889 | 0 | 0 | 27716.6669 | 7177.7778 | 17430.5557 | 0 | 766986.1172 | 0 | 760266.6727 | 6719.4445 | 6719.4445 | 0 | 11607.3779 | 26139.3058 | 1713.7111 | 42584.8281 | 0 | 12746.7501 | 72.2111 | 0 | 0 | 3714.0334 | 961.8222 | 2335.6945 | 0 | 102776.1397 | 0 | 101875.7341 | 900.4056 | 900.4056 | 0 | 295.639 | 665.766 | 43.6481 | 1084.6321 | 0 | 324.6587 | 1.8392 | 0 | 0 | 94.5961 | 24.4975 | 59.4899 | 0 | 2617.6998 | 0 | 2594.7666 | 22.9333 | 22.9333 | 9.0018 | 0.59017 | 14.9754 | 4.3897 | 0.024868 | 1.279 | 3.9973 | 0 | 0.33123 | 0 | 0.80436 | 35.0839 | 35.3939 | 35.3939 | 2
NH_5A_PS_2010_NG | 5A | PS | NG | 12743 | ASHRAE30pct-state-5A | SchoolPrimary | STD2010 | NH-Manchester-NH | Zone5A | Zone5A(NH-Manchester-NH) | ASHRAE30pct-state-STD2010 | state | NH | 0.134 | 1.17 | ASHRAE30pct-state-5A_SchoolPrimary_STD2010_NH-Manchester-NH.table.csv.gz | Primary School | Manchester Airport NH USA TMY3 WMO#=743945 | Natural Gas | 1007700.2056 | 0 | 0 | 0 | 342190.4148 | 0 | 0 | 0 | 0 | 0 | 0 | 119946.2565 | 0 | 0 | 1469836.877 | 0 | 1469836.877 | 0 | 0 | 11790.0924 | 0 | 0 | 0 | 4003.6279 | 0 | 0 | 0 | 0 | 0 | 0 | 1403.3712 | 0 | 0 | 17197.0915 | 0 | 17197.0915 | 0 | 0 | 1007.7002 | 0 | 0 | 0 | 342.1904 | 0 | 0 | 0 | 0 | 0 | 0 | 119.9463 | 0 | 0 | 1469.8369 | 0 | 1469.8369 | 0 | 0 | 0 | 0 | 4.6268 | 0 | 0 | 0 | 0 | 13.6251 | 1.6218 | 0 | 0 | 19.8737 | 19.8737 | 19.8737 | 1
NH_5A_PS_2013_NG | 5A | PS | NG | 13883 | ASHRAE30pct-state-5A | SchoolPrimary | STD2013 | NH-Manchester-NH | Zone5A | Zone5A(NH-Manchester-NH) | ASHRAE30pct-state-STD2013 | state | NH | 0.134 | 1.17 | ASHRAE30pct-state-5A_SchoolPrimary_STD2013_NH-Manchester-NH.table.csv.gz | Primary School | Manchester Airport NH USA TMY3 WMO#=743945 | Natural Gas | 1107135.6997 | 0 | 0 | 0 | 342190.4148 | 0 | 0 | 0 | 0 | 0 | 0 | 119823.0403 | 0 | 0 | 1569149.1548 | 0 | 1569149.1548 | 0 | 0 | 12953.4877 | 0 | 0 | 0 | 4003.6279 | 0 | 0 | 0 | 0 | 0 | 0 | 1401.9296 | 0 | 0 | 18359.0451 | 0 | 18359.0451 | 0 | 0 | 1107.1357 | 0 | 0 | 0 | 342.1904 | 0 | 0 | 0 | 0 | 0 | 0 | 119.823 | 0 | 0 | 1569.1492 | 0 | 1569.1492 | 0 | 0 | 0 | 0 | 4.6268 | 0 | 0 | 0 | 0 | 14.9696 | 1.6201 | 0 | 0 | 21.2165 | 21.2165 | 21.2165 | 2
NJ_5A_PS_2010_EL | 5A | PS | EL | 12794 | ASHRAE30pct-state-5A | SchoolPrimary | STD2010 | NJ-Allentown-PA | Zone5A | Zone5A(NJ-Allentown-PA) | ASHRAE30pct-state-STD2010 | state | NJ | 0.1283 | 0.84 | ASHRAE30pct-state-5A_SchoolPrimary_STD2010_NJ-Allentown-PA.table.csv.gz | Primary School | Allentown Lehigh Valley Intl PA USA TMY3 WMO#=725170 | Electricity | 0 | 127338.8899 | 219547.224 | 12736.1112 | 355925.0028 | 0 | 107677.7786 | 597.2222 | 0 | 0 | 29655.5558 | 7177.7778 | 17361.1113 | 0 | 885475.0071 | 0 | 878016.6737 | 7458.3334 | 7458.3334 | 0 | 16337.5796 | 28167.9088 | 1634.0431 | 45665.1779 | 0 | 13815.059 | 76.6236 | 0 | 0 | 3804.8078 | 920.9089 | 2227.4306 | 0 | 113606.4434 | 0 | 112649.5392 | 956.9042 | 956.9042 | 0 | 434.6037 | 749.3079 | 43.468 | 1214.761 | 0 | 367.5009 | 2.0383 | 0 | 0 | 101.2135 | 24.4975 | 59.2529 | 0 | 3022.0987 | 0 | 2996.6437 | 25.4551 | 25.4551 | 10.1314 | 0.58773 | 16.769 | 4.969 | 0.02756 | 1.3685 | 5.8763 | 0 | 0.33123 | 0 | 0.80116 | 40.5176 | 40.8618 | 40.8618 | 1
NJ_5A_PS_2013_EL | 5A | PS | EL | 13934 | ASHRAE30pct-state-5A | SchoolPrimary | STD2013 | NJ-Allentown-PA | Zone5A | Zone5A(NJ-Allentown-PA) | ASHRAE30pct-state-STD2013 | state | NJ | 0.1283 | 0.84 | ASHRAE30pct-state-5A_SchoolPrimary_STD2013_NJ-Allentown-PA.table.csv.gz | Primary School | Allentown Lehigh Valley Intl PA USA TMY3 WMO#=725170 | Electricity | 0 | 104911.112 | 192058.3349 | 12736.1112 | 317797.2248 | 0 | 94547.223 | 497.2222 | 0 | 0 | 27372.2224 | 7177.7778 | 17447.2224 | 0 | 781263.8951 | 0 | 774544.4506 | 6719.4445 | 6719.4445 | 0 | 13460.0957 | 24641.0844 | 1634.0431 | 40773.3839 | 0 | 12130.4087 | 63.7936 | 0 | 0 | 3511.8561 | 920.9089 | 2238.4786 | 0 | 100236.1577 | 0 | 99374.053 | 862.1047 | 862.1047 | 0 | 358.0584 | 655.4891 | 43.468 | 1084.6321 | 0 | 322.6867 | 1.697 | 0 | 0 | 93.4205 | 24.4975 | 59.5468 | 0 | 2666.4295 | 0 | 2643.4962 | 22.9333 | 22.9333 | 8.8629 | 0.58773 | 14.9754 | 4.363 | 0.022945 | 1.2631 | 4.8413 | 0 | 0.33123 | 0 | 0.80513 | 35.7427 | 36.0528 | 36.0528 | 2
NJ_5A_PS_2010_NG | 5A | PS | NG | 12803 | ASHRAE30pct-state-5A | SchoolPrimary | STD2010 | NJ-Allentown-PA | Zone5A | Zone5A(NJ-Allentown-PA) | ASHRAE30pct-state-STD2010 | state | NJ | 0.1283 | 0.84 | ASHRAE30pct-state-5A_SchoolPrimary_STD2010_NJ-Allentown-PA.table.csv.gz | Primary School | Allentown Lehigh Valley Intl PA USA TMY3 WMO#=725170 | Natural Gas | 938234.6889 | 0 | 0 | 0 | 342190.4148 | 0 | 0 | 0 | 0 | 0 | 0 | 119870.4312 | 0 | 0 | 1400295.5349 | 0 | 1400295.5349 | 0 | 0 | 7881.1714 | 0 | 0 | 0 | 2874.3995 | 0 | 0 | 0 | 0 | 0 | 0 | 1006.9116 | 0 | 0 | 11762.4825 | 0 | 11762.4825 | 0 | 0 | 938.2347 | 0 | 0 | 0 | 342.1904 | 0 | 0 | 0 | 0 | 0 | 0 | 119.8704 | 0 | 0 | 1400.2955 | 0 | 1400.2955 | 0 | 0 | 0 | 0 | 4.6268 | 0 | 0 | 0 | 0 | 12.6859 | 1.6208 | 0 | 0 | 18.9334 | 18.9334 | 18.9334 | 1
NJ_5A_PS_2013_NG | 5A | PS | NG | 13943 | ASHRAE30pct-state-5A | SchoolPrimary | STD2013 | NJ-Allentown-PA | Zone5A | Zone5A(NJ-Allentown-PA) | ASHRAE30pct-state-STD2013 | state | NJ | 0.1283 | 0.84 | ASHRAE30pct-state-5A_SchoolPrimary_STD2013_NJ-Allentown-PA.table.csv.gz | Primary School | Allentown Lehigh Valley Intl PA USA TMY3 WMO#=725170 | Natural Gas | 1030049.7333 | 0 | 0 | 0 | 342190.4148 | 0 | 0 | 0 | 0 | 0 | 0 | 119775.6495 | 0 | 0 | 1492015.7976 | 0 | 1492015.7976 | 0 | 0 | 8652.4178 | 0 | 0 | 0 | 2874.3995 | 0 | 0 | 0 | 0 | 0 | 0 | 1006.1155 | 0 | 0 | 12532.9327 | 0 | 12532.9327 | 0 | 0 | 1030.0497 | 0 | 0 | 0 | 342.1904 | 0 | 0 | 0 | 0 | 0 | 0 | 119.7756 | 0 | 0 | 1492.0158 | 0 | 1492.0158 | 0 | 0 | 0 | 0 | 4.6268 | 0 | 0 | 0 | 0 | 13.9273 | 1.6195 | 0 | 0 | 20.1736 | 20.1736 | 20.1736 | 2
NY_5A_PS_2010_EL | 5A | PS | EL | 12854 | ASHRAE30pct-state-5A | SchoolPrimary | STD2010 | NY-Albany-NY | Zone5A | Zone5A(NY-Albany-NY) | ASHRAE30pct-state-STD2010 | state | NY | 0.1508 | 0.73 | ASHRAE30pct-state-5A_SchoolPrimary_STD2010_NY-Albany-NY.table.csv.gz | Primary School | Albany County Ap NY USA TMY3 WMO#=725180 | Electricity | 0 | 109050.0009 | 219738.8906 | 12761.1112 | 355925.0028 | 0 | 107786.112 | 744.4445 | 0 | 0 | 29277.778 | 7177.7778 | 17327.7779 | 0 | 867252.7847 | 0 | 859788.8958 | 7463.8889 | 7463.8889 | 0 | 16444.7401 | 33136.6247 | 1924.3756 | 53673.4904 | 0 | 16254.1457 | 112.2622 | 0 | 0 | 4415.0889 | 1082.4089 | 2613.0289 | 0 | 130781.7199 | 0 | 129656.1655 | 1125.5545 | 1125.5545 | 0 | 372.1843 | 749.962 | 43.5533 | 1214.761 | 0 | 367.8707 | 2.5408 | 0 | 0 | 99.9241 | 24.4975 | 59.1392 | 0 | 2959.9069 | 0 | 2934.4328 | 25.474 | 25.474 | 10.1402 | 0.58888 | 16.7692 | 4.974 | 0.034354 | 1.3511 | 5.0323 | 0 | 0.33123 | 0 | 0.79962 | 39.6765 | 40.0209 | 40.0209 | 1
NY_5A_PS_2013_EL | 5A | PS | EL | 13994 | ASHRAE30pct-state-5A | SchoolPrimary | STD2013 | NY-Albany-NY | Zone5A | Zone5A(NY-Albany-NY) | ASHRAE30pct-state-STD2013 | state | NY | 0.1508 | 0.73 | ASHRAE30pct-state-5A_SchoolPrimary_STD2013_NY-Albany-NY.table.csv.gz | Primary School | Albany County Ap NY USA TMY3 WMO#=725180 | Electricity | 0 | 90719.4452 | 192469.446 | 12761.1112 | 317797.2248 | 0 | 94605.5563 | 619.4444 | 0 | 0 | 27166.6669 | 7177.7778 | 17411.1113 | 0 | 767450.0061 | 0 | 760727.7839 | 6722.2223 | 6722.2223 | 0 | 13680.4923 | 29024.3925 | 1924.3756 | 47923.8215 | 0 | 14266.5179 | 93.4122 | 0 | 0 | 4096.7334 | 1082.4089 | 2625.5956 | 0 | 115731.4609 | 0 | 114717.7498 | 1013.7111 | 1013.7111 | 0 | 309.6227 | 656.8923 | 43.5533 | 1084.6321 | 0 | 322.8858 | 2.1141 | 0 | 0 | 92.719 | 24.4975 | 59.4236 | 0 | 2619.2831 | 0 | 2596.3403 | 22.9427 | 22.9427 | 8.8818 | 0.58888 | 14.9755 | 4.3657 | 0.028585 | 1.2537 | 4.1864 | 0 | 0.33123 | 0 | 0.80347 | 35.1051 | 35.4153 | 35.4153 | 2
NY_5A_PS_2010_NG | 5A | PS | NG | 12863 | ASHRAE30pct-state-5A | SchoolPrimary | STD2010 | NY-Albany-NY | Zone5A | Zone5A(NY-Albany-NY) | ASHRAE30pct-state-STD2010 | state | NY | 0.1508 | 0.73 | ASHRAE30pct-state-5A_SchoolPrimary_STD2010_NY-Albany-NY.table.csv.gz | Primary School | Albany County Ap NY USA TMY3 WMO#=725180 | Natural Gas | 1085696.0764 | 0 | 0 | 0 | 342190.4148 | 0 | 0 | 0 | 0 | 0 | 0 | 119917.822 | 0 | 0 | 1547794.8351 | 0 | 1547804.3133 | 0 | 0 | 7925.5814 | 0 | 0 | 0 | 2497.99 | 0 | 0 | 0 | 0 | 0 | 0 | 875.4001 | 0 | 0 | 11298.9023 | 0 | 11298.9715 | 0 | 0 | 1085.6961 | 0 | 0 | 0 | 342.1904 | 0 | 0 | 0 | 0 | 0 | 0 | 119.9178 | 0 | 0 | 1547.7948 | 0 | 1547.8043 | 0 | 0 | 0 | 0 | 4.6268 | 0 | 0 | 0 | 0 | 14.6797 | 1.6214 | 0 | 0 | 20.9279 | 20.9277 | 20.9279 | 1
NY_5A_PS_2013_NG | 5A | PS | NG | 14003 | ASHRAE30pct-state-5A | SchoolPrimary | STD2013 | NY-Albany-NY | Zone5A | Zone5A(NY-Albany-NY) | ASHRAE30pct-state-STD2013 | state | NY | 0.1508 | 0.73 | ASHRAE30pct-state-5A_SchoolPrimary_STD2013_NY-Albany-NY.table.csv.gz | Primary School | Albany County Ap NY USA TMY3 WMO#=725180 | Natural Gas | 1156952.9675 | 0 | 0 | 0 | 342190.4148 | 0 | 0 | 0 | 0 | 0 | 0 | 119823.0403 | 0 | 0 | 1618966.4227 | 0 | 1618966.4227 | 0 | 0 | 8445.7567 | 0 | 0 | 0 | 2497.99 | 0 | 0 | 0 | 0 | 0 | 0 | 874.7082 | 0 | 0 | 11818.4549 | 0 | 11818.4549 | 0 | 0 | 1156.953 | 0 | 0 | 0 | 342.1904 | 0 | 0 | 0 | 0 | 0 | 0 | 119.823 | 0 | 0 | 1618.9664 | 0 | 1618.9664 | 0 | 0 | 0 | 0 | 4.6268 | 0 | 0 | 0 | 0 | 15.6432 | 1.6201 | 0 | 0 | 21.8901 | 21.8901 | 21.8901 | 2
OH_5A_PS_2010_EL | 5A | PS | EL | 12914 | ASHRAE30pct-state-5A | SchoolPrimary | STD2010 | OH-Columbus-OH | Zone5A | Zone5A(OH-Columbus-OH) | ASHRAE30pct-state-STD2010 | state | OH | 0.0947 | 0.7 | ASHRAE30pct-state-5A_SchoolPrimary_STD2010_OH-Columbus-OH.table.csv.gz | Primary School | Columbus Port Columbus Intl A OH USA TMY3 WMO#=724280 | Electricity | 0 | 132508.3344 | 219427.7795 | 12702.7779 | 355925.0028 | 0 | 107938.8898 | 591.6667 | 0 | 0 | 29777.778 | 7177.7778 | 17377.7779 | 0 | 890888.896 | 0 | 883427.7848 | 7461.1112 | 7461.1112 | 0 | 12548.5393 | 20779.8107 | 1202.9531 | 33706.0978 | 0 | 10221.8129 | 56.0308 | 0 | 0 | 2819.9556 | 679.7356 | 1645.6756 | 0 | 84367.1785 | 0 | 83660.6112 | 706.5672 | 706.5672 | 0 | 452.2468 | 748.9002 | 43.3542 | 1214.761 | 0 | 368.3921 | 2.0193 | 0 | 0 | 101.6306 | 24.4975 | 59.3098 | 0 | 3040.5762 | 0 | 3015.1116 | 25.4645 | 25.4645 | 10.1259 | 0.58619 | 16.7691 | 4.981 | 0.027304 | 1.3741 | 6.1148 | 0 | 0.33123 | 0 | 0.80193 | 40.7673 | 41.1116 | 41.1116 | 1
OH_5A_PS_2013_EL | 5A | PS | EL | 14054 | ASHRAE30pct-state-5A | SchoolPrimary | STD2013 | OH-Columbus-OH | Zone5A | Zone5A(OH-Columbus-OH) | ASHRAE30pct-state-STD2013 | state | OH | 0.0947 | 0.7 | ASHRAE30pct-state-5A_SchoolPrimary_STD2013_OH-Columbus-OH.table.csv.gz | Primary School | Columbus Port Columbus Intl A OH USA TMY3 WMO#=724280 | Electricity | 0 | 111533.3342 | 192358.3349 | 12702.7779 | 317797.2248 | 0 | 91841.6674 | 491.6667 | 0 | 0 | 26638.8891 | 7177.7778 | 17375.0001 | 0 | 784638.8952 | 0 | 777916.6729 | 6722.2223 | 6722.2223 | 0 | 10562.2068 | 18216.3343 | 1202.9531 | 30095.3972 | 0 | 8697.4059 | 46.5608 | 0 | 0 | 2522.7028 | 679.7356 | 1645.4125 | 0 | 74305.3034 | 0 | 73668.7089 | 636.5944 | 636.5944 | 0 | 380.6598 | 656.513 | 43.3542 | 1084.6321 | 0 | 313.4528 | 1.678 | 0 | 0 | 90.9177 | 24.4975 | 59.3003 | 0 | 2677.9482 | 0 | 2655.0055 | 22.9427 | 22.9427 | 8.8767 | 0.58619 | 14.9755 | 4.2382 | 0.022689 | 1.2293 | 5.1469 | 0 | 0.33123 | 0 | 0.8018 | 35.8983 | 36.2086 | 36.2086 | 2
OH_5A_PS_2010_NG | 5A | PS | NG | 12923 | ASHRAE30pct-state-5A | SchoolPrimary | STD2010 | OH-Columbus-OH | Zone5A | Zone5A(OH-Columbus-OH) | ASHRAE30pct-state-STD2010 | state | OH | 0.0947 | 0.7 | ASHRAE30pct-state-5A_SchoolPrimary_STD2010_OH-Columbus-OH.table.csv.gz | Primary School | Columbus Port Columbus Intl A OH USA TMY3 WMO#=724280 | Natural Gas | 919012.9577 | 0 | 0 | 0 | 342190.4148 | 0 | 0 | 0 | 0 | 0 | 0 | 119889.3875 | 0 | 0 | 1381092.7601 | 0 | 1381092.7601 | 0 | 0 | 6433.0907 | 0 | 0 | 0 | 2395.3329 | 0 | 0 | 0 | 0 | 0 | 0 | 839.2257 | 0 | 0 | 9667.6493 | 0 | 9667.6493 | 0 | 0 | 919.013 | 0 | 0 | 0 | 342.1904 | 0 | 0 | 0 | 0 | 0 | 0 | 119.8894 | 0 | 0 | 1381.0928 | 0 | 1381.0928 | 0 | 0 | 0 | 0 | 4.6268 | 0 | 0 | 0 | 0 | 12.426 | 1.621 | 0 | 0 | 18.6738 | 18.6738 | 18.6738 | 1
OH_5A_PS_2013_NG | 5A | PS | NG | 14063 | ASHRAE30pct-state-5A | SchoolPrimary | STD2013 | OH-Columbus-OH | Zone5A | Zone5A(OH-Columbus-OH) | ASHRAE30pct-state-STD2013 | state | OH | 0.0947 | 0.7 | ASHRAE30pct-state-5A_SchoolPrimary_STD2013_OH-Columbus-OH.table.csv.gz | Primary School | Columbus Port Columbus Intl A OH USA TMY3 WMO#=724280 | Natural Gas | 834306.5417 | 0 | 0 | 0 | 342190.4148 | 0 | 0 | 0 | 0 | 0 | 0 | 119775.6495 | 0 | 0 | 1296272.606 | 0 | 1296272.606 | 0 | 0 | 5840.1458 | 0 | 0 | 0 | 2395.3329 | 0 | 0 | 0 | 0 | 0 | 0 | 838.4295 | 0 | 0 | 9073.9082 | 0 | 9073.9082 | 0 | 0 | 834.3065 | 0 | 0 | 0 | 342.1904 | 0 | 0 | 0 | 0 | 0 | 0 | 119.7756 | 0 | 0 | 1296.2726 | 0 | 1296.2726 | 0 | 0 | 0 | 0 | 4.6268 | 0 | 0 | 0 | 0 | 11.2807 | 1.6195 | 0 | 0 | 17.5269 | 17.5269 | 17.5269 | 2
PA_5A_PS_2010_EL | 5A | PS | EL | 12974 | ASHRAE30pct-state-5A | SchoolPrimary | STD2010 | PA-Harrisburg-PA | Zone5A | Zone5A(PA-Harrisburg-PA) | ASHRAE30pct-state-STD2010 | state | PA | 0.0937 | 1 | ASHRAE30pct-state-5A_SchoolPrimary_STD2010_PA-Harrisburg-PA.table.csv.gz | Primary School | Middletown Harrisburg Intl Ap PA USA TMY3 WMO#=725115 | Electricity | 0 | 139416.6678 | 220294.4462 | 12733.3334 | 355925.0028 | 0 | 108802.7786 | 652.7778 | 0 | 0 | 30108.3336 | 7177.7778 | 17388.889 | 0 | 899963.8961 | 0 | 892500.0071 | 7463.8889 | 7463.8889 | 0 | 13063.3418 | 20641.5896 | 1193.1133 | 33350.1728 | 0 | 10194.8204 | 61.1653 | 0 | 0 | 2821.1509 | 672.5578 | 1629.3389 | 0 | 84326.6171 | 0 | 83627.2507 | 699.3664 | 699.3664 | 0 | 475.8248 | 751.8581 | 43.4585 | 1214.761 | 0 | 371.3405 | 2.2279 | 0 | 0 | 102.7588 | 24.4975 | 59.3477 | 0 | 3071.5489 | 0 | 3046.0749 | 25.474 | 25.474 | 10.1659 | 0.5876 | 16.7692 | 5.0209 | 0.030124 | 1.3894 | 6.4336 | 0 | 0.33123 | 0 | 0.80244 | 41.186 | 41.5304 | 41.5304 | 1
PA_5A_PS_2013_EL | 5A | PS | EL | 14114 | ASHRAE30pct-state-5A | SchoolPrimary | STD2013 | PA-Harrisburg-PA | Zone5A | Zone5A(PA-Harrisburg-PA) | ASHRAE30pct-state-STD2013 | state | PA | 0.0937 | 1 | ASHRAE30pct-state-5A_SchoolPrimary_STD2013_PA-Harrisburg-PA.table.csv.gz | Primary School | Middletown Harrisburg Intl Ap PA USA TMY3 WMO#=725115 | Electricity | 0 | 117136.112 | 194175.0016 | 12733.3334 | 317797.2248 | 0 | 94316.6674 | 555.5556 | 0 | 0 | 27847.2224 | 7177.7778 | 17486.1113 | 0 | 795944.4508 | 0 | 789225.0063 | 6719.4445 | 6719.4445 | 0 | 10975.6537 | 18194.1976 | 1193.1133 | 29777.6 | 0 | 8837.4717 | 52.0556 | 0 | 0 | 2609.2847 | 672.5578 | 1638.4486 | 0 | 74579.995 | 0 | 73950.3831 | 629.6119 | 629.6119 | 0 | 399.7819 | 662.7133 | 43.4585 | 1084.6321 | 0 | 321.8999 | 1.8961 | 0 | 0 | 95.0417 | 24.4975 | 59.6796 | 0 | 2716.5337 | 0 | 2693.6005 | 22.9333 | 22.9333 | 8.9605 | 0.5876 | 14.9754 | 4.3524 | 0.025637 | 1.2851 | 5.4055 | 0 | 0.33123 | 0 | 0.80693 | 36.4202 | 36.7303 | 36.7303 | 2
PA_5A_PS_2010_NG | 5A | PS | NG | 12983 | ASHRAE30pct-state-5A | SchoolPrimary | STD2010 | PA-Harrisburg-PA | Zone5A | Zone5A(PA-Harrisburg-PA) | ASHRAE30pct-state-STD2010 | state | PA | 0.0937 | 1 | ASHRAE30pct-state-5A_SchoolPrimary_STD2010_PA-Harrisburg-PA.table.csv.gz | Primary School | Middletown Harrisburg Intl Ap PA USA TMY3 WMO#=725115 | Natural Gas | 1015965.1709 | 0 | 0 | 0 | 342190.4148 | 0 | 0 | 0 | 0 | 0 | 0 | 119898.8657 | 0 | 0 | 1478054.4514 | 0 | 1478054.4514 | 0 | 0 | 10159.6517 | 0 | 0 | 0 | 3421.9041 | 0 | 0 | 0 | 0 | 0 | 0 | 1198.9887 | 0 | 0 | 14780.5445 | 0 | 14780.5445 | 0 | 0 | 1015.9652 | 0 | 0 | 0 | 342.1904 | 0 | 0 | 0 | 0 | 0 | 0 | 119.8989 | 0 | 0 | 1478.0545 | 0 | 1478.0545 | 0 | 0 | 0 | 0 | 4.6268 | 0 | 0 | 0 | 0 | 13.7369 | 1.6212 | 0 | 0 | 19.9848 | 19.9848 | 19.9848 | 1
PA_5A_PS_2013_NG | 5A | PS | NG | 14123 | ASHRAE30pct-state-5A | SchoolPrimary | STD2013 | PA-Harrisburg-PA | Zone5A | Zone5A(PA-Harrisburg-PA) | ASHRAE30pct-state-STD2013 | state | PA | 0.0937 | 1 | ASHRAE30pct-state-5A_SchoolPrimary_STD2013_PA-Harrisburg-PA.table.csv.gz | Primary School | Middletown Harrisburg Intl Ap PA USA TMY3 WMO#=725115 | Natural Gas | 1081222.3796 | 0 | 0 | 0 | 342190.4148 | 0 | 0 | 0 | 0 | 0 | 0 | 119804.084 | 0 | 0 | 1543216.8784 | 0 | 1543216.8784 | 0 | 0 | 10812.2238 | 0 | 0 | 0 | 3421.9041 | 0 | 0 | 0 | 0 | 0 | 0 | 1198.0408 | 0 | 0 | 15432.1688 | 0 | 15432.1688 | 0 | 0 | 1081.2224 | 0 | 0 | 0 | 342.1904 | 0 | 0 | 0 | 0 | 0 | 0 | 119.8041 | 0 | 0 | 1543.2169 | 0 | 1543.2169 | 0 | 0 | 0 | 0 | 4.6268 | 0 | 0 | 0 | 0 | 14.6192 | 1.6199 | 0 | 0 | 20.8658 | 20.8658 | 20.8658 | 2
RI_5A_PS_2010_EL | 5A | PS | EL | 13034 | ASHRAE30pct-state-5A | SchoolPrimary | STD2010 | RI-Providence-RI | Zone5A | Zone5A(RI-Providence-RI) | ASHRAE30pct-state-STD2010 | state | RI | 0.1204 | 1.33 | ASHRAE30pct-state-5A_SchoolPrimary_STD2010_RI-Providence-RI.table.csv.gz | Primary School | Providence T F Green State Ar RI USA TMY3 WMO#=725070 | Electricity | 0 | 116647.2232 | 219919.4462 | 12775.0001 | 355925.0028 | 0 | 106727.7786 | 608.3333 | 0 | 0 | 29091.6669 | 7177.7778 | 17363.889 | 0 | 873694.4514 | 0 | 866236.118 | 7458.3334 | 7458.3334 | 0 | 14044.3257 | 26478.3013 | 1538.11 | 42853.3703 | 0 | 12850.0245 | 73.2433 | 0 | 0 | 3502.6367 | 864.2045 | 2090.6122 | 0 | 105192.812 | 0 | 104294.8286 | 897.9833 | 897.9833 | 0 | 398.1134 | 750.5783 | 43.6007 | 1214.761 | 0 | 364.2586 | 2.0762 | 0 | 0 | 99.289 | 24.4975 | 59.2624 | 0 | 2981.8921 | 0 | 2956.437 | 25.4551 | 25.4551 | 10.1486 | 0.58952 | 16.769 | 4.9251 | 0.028073 | 1.3425 | 5.3829 | 0 | 0.33123 | 0 | 0.80129 | 39.974 | 40.3182 | 40.3182 | 1
RI_5A_PS_2013_EL | 5A | PS | EL | 14174 | ASHRAE30pct-state-5A | SchoolPrimary | STD2013 | RI-Providence-RI | Zone5A | Zone5A(RI-Providence-RI) | ASHRAE30pct-state-STD2013 | state | RI | 0.1204 | 1.33 | ASHRAE30pct-state-5A_SchoolPrimary_STD2013_RI-Providence-RI.table.csv.gz | Primary School | Providence T F Green State Ar RI USA TMY3 WMO#=725070 | Electricity | 0 | 95077.7785 | 192947.2238 | 12775.0001 | 317797.2248 | 0 | 93230.5563 | 469.4444 | 0 | 0 | 26877.778 | 7177.7778 | 17455.5557 | 0 | 770530.5617 | 0 | 763808.3394 | 6722.2223 | 6722.2223 | 0 | 11447.3645 | 23230.8457 | 1538.11 | 38262.7859 | 0 | 11224.959 | 56.5211 | 0 | 0 | 3236.0845 | 864.2045 | 2101.6489 | 0 | 92771.8796 | 0 | 91962.5241 | 809.3556 | 809.3556 | 0 | 324.4975 | 658.5229 | 43.6007 | 1084.6321 | 0 | 318.193 | 1.6022 | 0 | 0 | 91.733 | 24.4975 | 59.5753 | 0 | 2629.7969 | 0 | 2606.8542 | 22.9427 | 22.9427 | 8.9039 | 0.58952 | 14.9755 | 4.3023 | 0.021663 | 1.2403 | 4.3875 | 0 | 0.33123 | 0 | 0.80552 | 35.2473 | 35.5575 | 35.5575 | 2
RI_5A_PS_2010_NG | 5A | PS | NG | 13043 | ASHRAE30pct-state-5A | SchoolPrimary | STD2010 | RI-Providence-RI | Zone5A | Zone5A(RI-Providence-RI) | ASHRAE30pct-state-STD2010 | state | RI | 0.1204 | 1.33 | ASHRAE30pct-state-5A_SchoolPrimary_STD2010_RI-Providence-RI.table.csv.gz | Primary School | Providence T F Green State Ar RI USA TMY3 WMO#=725070 | Natural Gas | 974071.6542 | 0 | 0 | 0 | 342190.4148 | 0 | 0 | 0 | 0 | 0 | 0 | 119879.9093 | 0 | 0 | 1436141.9784 | 0 | 1436141.9784 | 0 | 0 | 12955.153 | 0 | 0 | 0 | 4551.1325 | 0 | 0 | 0 | 0 | 0 | 0 | 1594.4028 | 0 | 0 | 19100.6883 | 0 | 19100.6883 | 0 | 0 | 974.0717 | 0 | 0 | 0 | 342.1904 | 0 | 0 | 0 | 0 | 0 | 0 | 119.8799 | 0 | 0 | 1436.142 | 0 | 1436.142 | 0 | 0 | 0 | 0 | 4.6268 | 0 | 0 | 0 | 0 | 13.1704 | 1.6209 | 0 | 0 | 19.4181 | 19.4181 | 19.4181 | 1
RI_5A_PS_2013_NG | 5A | PS | NG | 14183 | ASHRAE30pct-state-5A | SchoolPrimary | STD2013 | RI-Providence-RI | Zone5A | Zone5A(RI-Providence-RI) | ASHRAE30pct-state-STD2013 | state | RI | 0.1204 | 1.33 | ASHRAE30pct-state-5A_SchoolPrimary_STD2013_RI-Providence-RI.table.csv.gz | Primary School | Providence T F Green State Ar RI USA TMY3 WMO#=725070 | Natural Gas | 1067971.8963 | 0 | 0 | 0 | 342190.4148 | 0 | 0 | 0 | 0 | 0 | 0 | 119794.6058 | 0 | 0 | 1529956.9169 | 0 | 1529956.9169 | 0 | 0 | 14204.0262 | 0 | 0 | 0 | 4551.1325 | 0 | 0 | 0 | 0 | 0 | 0 | 1593.2683 | 0 | 0 | 20348.427 | 0 | 20348.427 | 0 | 0 | 1067.9719 | 0 | 0 | 0 | 342.1904 | 0 | 0 | 0 | 0 | 0 | 0 | 119.7946 | 0 | 0 | 1529.9569 | 0 | 1529.9569 | 0 | 0 | 0 | 0 | 4.6268 | 0 | 0 | 0 | 0 | 14.4401 | 1.6197 | 0 | 0 | 20.6866 | 20.6866 | 20.6866 | 2
SD_5A_PS_2010_EL | 5A | PS | EL | 13094 | ASHRAE30pct-state-5A | SchoolPrimary | STD2010 | SD-SiouxCity-IA | Zone5A | Zone5A(SD-SiouxCity-IA) | ASHRAE30pct-state-STD2010 | state | SD | 0.0801 | 0.63 | ASHRAE30pct-state-5A_SchoolPrimary_STD2010_SD-SiouxCity-IA.table.csv.gz | Primary School | Sioux City Sioux Gateway Ap IA USA TMY3 WMO#=725570 | Electricity | 0 | 138463.89 | 220127.7795 | 12711.1112 | 355925.0028 | 0 | 112163.8898 | 830.5556 | 0 | 0 | 30538.8891 | 7180.5556 | 17330.5557 | 0 | 902736.1183 | 0 | 895272.2294 | 7463.8889 | 7463.8889 | 0 | 11090.9576 | 17632.2351 | 1018.16 | 28509.5927 | 0 | 8984.3276 | 66.5275 | 0 | 0 | 2446.165 | 575.1625 | 1388.1775 | 0 | 72309.1631 | 0 | 71711.3056 | 597.8575 | 597.8575 | 0 | 472.573 | 751.2893 | 43.3826 | 1214.761 | 0 | 382.8119 | 2.8347 | 0 | 0 | 104.2283 | 24.507 | 59.1486 | 0 | 3081.0104 | 0 | 3055.5364 | 25.474 | 25.474 | 10.1582 | 0.58658 | 16.7692 | 5.176 | 0.038327 | 1.4093 | 6.3897 | 0 | 0.33136 | 0 | 0.79975 | 41.3139 | 41.6584 | 41.6584 | 1
SD_5A_PS_2013_EL | 5A | PS | EL | 14234 | ASHRAE30pct-state-5A | SchoolPrimary | STD2013 | SD-SiouxCity-IA | Zone5A | Zone5A(SD-SiouxCity-IA) | ASHRAE30pct-state-STD2013 | state | SD | 0.0801 | 0.63 | ASHRAE30pct-state-5A_SchoolPrimary_STD2013_SD-SiouxCity-IA.table.csv.gz | Primary School | Sioux City Sioux Gateway Ap IA USA TMY3 WMO#=725570 | Electricity | 0 | 116605.5565 | 192672.2238 | 12711.1112 | 317797.2248 | 0 | 97183.3341 | 722.2222 | 0 | 0 | 28036.1113 | 7177.7778 | 17333.3335 | 0 | 796961.1175 | 0 | 790238.8952 | 6722.2223 | 6722.2223 | 0 | 9340.1051 | 15433.0451 | 1018.16 | 25455.5577 | 0 | 7784.3851 | 57.85 | 0 | 0 | 2245.6925 | 574.94 | 1388.4 | 0 | 63836.5855 | 0 | 63298.1355 | 538.45 | 538.45 | 0 | 397.9711 | 657.5843 | 43.3826 | 1084.6321 | 0 | 331.6837 | 2.4649 | 0 | 0 | 95.6864 | 24.4975 | 59.1581 | 0 | 2720.0036 | 0 | 2697.0609 | 22.9427 | 22.9427 | 8.8912 | 0.58658 | 14.9755 | 4.4847 | 0.033328 | 1.2938 | 5.381 | 0 | 0.33123 | 0 | 0.79988 | 36.467 | 36.7772 | 36.7772 | 2
SD_5A_PS_2010_NG | 5A | PS | NG | 13103 | ASHRAE30pct-state-5A | SchoolPrimary | STD2010 | SD-SiouxCity-IA | Zone5A | Zone5A(SD-SiouxCity-IA) | ASHRAE30pct-state-STD2010 | state | SD | 0.0801 | 0.63 | ASHRAE30pct-state-5A_SchoolPrimary_STD2010_SD-SiouxCity-IA.table.csv.gz | Primary School | Sioux City Sioux Gateway Ap IA USA TMY3 WMO#=725570 | Natural Gas | 1131238.6891 | 0 | 0 | 0 | 342190.4148 | 0 | 0 | 0 | 0 | 0 | 0 | 119908.3439 | 0 | 0 | 1593337.4477 | 0 | 1593337.4477 | 0 | 0 | 7126.8037 | 0 | 0 | 0 | 2155.7996 | 0 | 0 | 0 | 0 | 0 | 0 | 755.4226 | 0 | 0 | 10038.0259 | 0 | 10038.0259 | 0 | 0 | 1131.2387 | 0 | 0 | 0 | 342.1904 | 0 | 0 | 0 | 0 | 0 | 0 | 119.9083 | 0 | 0 | 1593.3374 | 0 | 1593.3374 | 0 | 0 | 0 | 0 | 4.6268 | 0 | 0 | 0 | 0 | 15.2955 | 1.6213 | 0 | 0 | 21.5435 | 21.5435 | 21.5435 | 1
SD_5A_PS_2013_NG | 5A | PS | NG | 14243 | ASHRAE30pct-state-5A | SchoolPrimary | STD2013 | SD-SiouxCity-IA | Zone5A | Zone5A(SD-SiouxCity-IA) | ASHRAE30pct-state-STD2013 | state | SD | 0.0801 | 0.63 | ASHRAE30pct-state-5A_SchoolPrimary_STD2013_SD-SiouxCity-IA.table.csv.gz | Primary School | Sioux City Sioux Gateway Ap IA USA TMY3 WMO#=725570 | Natural Gas | 1004828.3198 | 0 | 0 | 0 | 342190.4148 | 0 | 0 | 0 | 0 | 0 | 0 | 119813.5621 | 0 | 0 | 1466822.8186 | 0 | 1466832.2967 | 0 | 0 | 6330.4184 | 0 | 0 | 0 | 2155.7996 | 0 | 0 | 0 | 0 | 0 | 0 | 754.8254 | 0 | 0 | 9240.9838 | 0 | 9241.0435 | 0 | 0 | 1004.8283 | 0 | 0 | 0 | 342.1904 | 0 | 0 | 0 | 0 | 0 | 0 | 119.8136 | 0 | 0 | 1466.8228 | 0 | 1466.8323 | 0 | 0 | 0 | 0 | 4.6268 | 0 | 0 | 0 | 0 | 13.5863 | 1.62 | 0 | 0 | 19.833 | 19.8329 | 19.833 | 2
WV_5A_PS_2010_EL | 5A | PS | EL | 13154 | ASHRAE30pct-state-5A | SchoolPrimary | STD2010 | WV-Elkins-WV | Zone5A | Zone5A(WV-Elkins-WV) | ASHRAE30pct-state-STD2010 | state | WV | 0.0842 | 0.92 | ASHRAE30pct-state-5A_SchoolPrimary_STD2010_WV-Elkins-WV.table.csv.gz | Primary School | Elkins Elkins Randolph Co Arp WV USA TMY3 WMO#=724170 | Electricity | 0 | 116736.112 | 219575.0018 | 12711.1112 | 355925.0028 | 0 | 107547.2231 | 588.8889 | 0 | 0 | 29586.1113 | 7177.7778 | 17358.3335 | 0 | 874669.4514 | 0 | 867205.5625 | 7463.8889 | 7463.8889 | 0 | 9829.1806 | 18488.2151 | 1070.2756 | 29968.8852 | 0 | 9055.4762 | 49.5844 | 0 | 0 | 2491.1506 | 604.3689 | 1461.5717 | 0 | 73647.1678 | 0 | 73018.7084 | 628.4594 | 628.4594 | 0 | 398.4167 | 749.4027 | 43.3826 | 1214.761 | 0 | 367.0553 | 2.0099 | 0 | 0 | 100.9765 | 24.4975 | 59.2435 | 0 | 2985.2197 | 0 | 2959.7457 | 25.474 | 25.474 | 10.1327 | 0.58658 | 16.7692 | 4.963 | 0.027175 | 1.3653 | 5.387 | 0 | 0.33123 | 0 | 0.80103 | 40.0187 | 40.3632 | 40.3632 | 1
WV_5A_PS_2013_EL | 5A | PS | EL | 14294 | ASHRAE30pct-state-5A | SchoolPrimary | STD2013 | WV-Elkins-WV | Zone5A | Zone5A(WV-Elkins-WV) | ASHRAE30pct-state-STD2013 | state | WV | 0.0842 | 0.92 | ASHRAE30pct-state-5A_SchoolPrimary_STD2013_WV-Elkins-WV.table.csv.gz | Primary School | Elkins Elkins Randolph Co Arp WV USA TMY3 WMO#=724170 | Electricity | 0 | 98186.1119 | 192711.1127 | 12711.1112 | 317797.2248 | 0 | 91522.223 | 480.5556 | 0 | 0 | 26330.5558 | 7177.7778 | 17358.3335 | 0 | 770997.2284 | 0 | 764275.0061 | 6722.2223 | 6722.2223 | 0 | 8267.2706 | 16226.2757 | 1070.2756 | 26758.5263 | 0 | 7706.1712 | 40.4628 | 0 | 0 | 2217.0328 | 604.3689 | 1461.5717 | 0 | 64917.9666 | 0 | 64351.9555 | 566.0111 | 566.0111 | 0 | 335.1062 | 657.7171 | 43.3826 | 1084.6321 | 0 | 312.3625 | 1.6401 | 0 | 0 | 89.8654 | 24.4975 | 59.2435 | 0 | 2631.3896 | 0 | 2608.4469 | 22.9427 | 22.9427 | 8.893 | 0.58658 | 14.9755 | 4.2235 | 0.022176 | 1.2151 | 4.531 | 0 | 0.33123 | 0 | 0.80103 | 35.2688 | 35.579 | 35.579 | 2
WV_5A_PS_2010_NG | 5A | PS | NG | 13163 | ASHRAE30pct-state-5A | SchoolPrimary | STD2010 | WV-Elkins-WV | Zone5A | Zone5A(WV-Elkins-WV) | ASHRAE30pct-state-STD2010 | state | WV | 0.0842 | 0.92 | ASHRAE30pct-state-5A_SchoolPrimary_STD2010_WV-Elkins-WV.table.csv.gz | Primary School | Elkins Elkins Randolph Co Arp WV USA TMY3 WMO#=724170 | Natural Gas | 957162.5968 | 0 | 0 | 0 | 342190.4148 | 0 | 0 | 0 | 0 | 0 | 0 | 119898.8657 | 0 | 0 | 1419242.3991 | 0 | 1419251.8773 | 0 | 0 | 8805.8959 | 0 | 0 | 0 | 3148.1518 | 0 | 0 | 0 | 0 | 0 | 0 | 1103.0696 | 0 | 0 | 13057.0301 | 0 | 13057.1173 | 0 | 0 | 957.1626 | 0 | 0 | 0 | 342.1904 | 0 | 0 | 0 | 0 | 0 | 0 | 119.8989 | 0 | 0 | 1419.2424 | 0 | 1419.2519 | 0 | 0 | 0 | 0 | 4.6268 | 0 | 0 | 0 | 0 | 12.9418 | 1.6212 | 0 | 0 | 19.1897 | 19.1896 | 19.1897 | 1
WV_5A_PS_2013_NG | 5A | PS | NG | 14303 | ASHRAE30pct-state-5A | SchoolPrimary | STD2013 | WV-Elkins-WV | Zone5A | Zone5A(WV-Elkins-WV) | ASHRAE30pct-state-STD2013 | state | WV | 0.0842 | 0.92 | ASHRAE30pct-state-5A_SchoolPrimary_STD2013_WV-Elkins-WV.table.csv.gz | Primary School | Elkins Elkins Randolph Co Arp WV USA TMY3 WMO#=724170 | Natural Gas | 877337.439 | 0 | 0 | 0 | 342190.4148 | 0 | 0 | 0 | 0 | 0 | 0 | 119813.5621 | 0 | 0 | 1339341.4159 | 0 | 1339341.4159 | 0 | 0 | 8071.5044 | 0 | 0 | 0 | 3148.1518 | 0 | 0 | 0 | 0 | 0 | 0 | 1102.2848 | 0 | 0 | 12321.941 | 0 | 12321.941 | 0 | 0 | 877.3374 | 0 | 0 | 0 | 342.1904 | 0 | 0 | 0 | 0 | 0 | 0 | 119.8136 | 0 | 0 | 1339.3414 | 0 | 1339.3414 | 0 | 0 | 0 | 0 | 4.6268 | 0 | 0 | 0 | 0 | 11.8625 | 1.62 | 0 | 0 | 18.1092 | 18.1092 | 18.1092 | 2
AZ_5B_PS_2010_EL | 5B | PS | EL | 14954 | ASHRAE30pct-state-5B | SchoolPrimary | STD2010 | AZ-Winslow-AZ | Zone5B | Zone5B(AZ-Winslow-AZ) | ASHRAE30pct-state-STD2010 | state | AZ | 0.0954 | 0.95 | ASHRAE30pct-state-5B_SchoolPrimary_STD2010_AZ-Winslow-AZ.table.csv.gz | Primary School | Winslow Municipal Ap AZ USA TMY3 WMO#=723740 | Electricity | 0 | 144336.1123 | 220763.8907 | 12719.4445 | 355925.0028 | 0 | 114433.3342 | 272.2222 | 0 | 0 | 24438.8891 | 7177.7778 | 17263.889 | 0 | 904794.4517 | 0 | 897330.5627 | 7463.8889 | 7463.8889 | 0 | 13769.6651 | 21060.8752 | 1213.435 | 33955.2453 | 0 | 10916.9401 | 25.97 | 0 | 0 | 2331.47 | 684.76 | 1646.975 | 0 | 86317.3907 | 0 | 85605.3357 | 712.055 | 712.055 | 0 | 492.6147 | 753.4603 | 43.4111 | 1214.761 | 0 | 390.5574 | 0.92909 | 0 | 0 | 83.4092 | 24.4975 | 58.9211 | 0 | 3088.0354 | 0 | 3062.5614 | 25.474 | 25.474 | 10.1875 | 0.58696 | 16.7692 | 5.2807 | 0.012562 | 1.1278 | 6.6606 | 0 | 0.33123 | 0 | 0.79667 | 41.4089 | 41.7533 | 41.7533 | 1
AZ_5B_PS_2013_EL | 5B | PS | EL | 15554 | ASHRAE30pct-state-5B | SchoolPrimary | STD2013 | AZ-Winslow-AZ | Zone5B | Zone5B(AZ-Winslow-AZ) | ASHRAE30pct-state-STD2013 | state | AZ | 0.0954 | 0.95 | ASHRAE30pct-state-5B_SchoolPrimary_STD2013_AZ-Winslow-AZ.table.csv.gz | Primary School | Winslow Municipal Ap AZ USA TMY3 WMO#=723740 | Electricity | 0 | 109094.4453 | 192677.7793 | 12719.4445 | 317797.2248 | 0 | 73861.1117 | 436.1111 | 0 | 0 | 0 | 7177.7778 | 17261.1112 | 0 | 737747.2281 | 0 | 731025.0058 | 6722.2223 | 6722.2223 | 0 | 10407.6101 | 18381.4601 | 1213.435 | 30317.8552 | 0 | 7046.3501 | 41.605 | 0 | 0 | 0 | 684.76 | 1646.71 | 0 | 70381.0856 | 0 | 69739.7856 | 641.3 | 641.3 | 0 | 372.336 | 657.6033 | 43.4111 | 1084.6321 | 0 | 252.0857 | 1.4884 | 0 | 0 | 0 | 24.4975 | 58.9116 | 0 | 2517.9084 | 0 | 2494.9657 | 22.9427 | 22.9427 | 8.8915 | 0.58696 | 14.9755 | 3.4085 | 0.020125 | 0 | 5.0344 | 0 | 0.33123 | 0 | 0.79654 | 33.7344 | 34.0447 | 34.0447 | 2
AZ_5B_PS_2010_NG | 5B | PS | NG | 14963 | ASHRAE30pct-state-5B | SchoolPrimary | STD2010 | AZ-Winslow-AZ | Zone5B | Zone5B(AZ-Winslow-AZ) | ASHRAE30pct-state-STD2010 | state | AZ | 0.0954 | 0.95 | ASHRAE30pct-state-5B_SchoolPrimary_STD2010_AZ-Winslow-AZ.table.csv.gz | Primary School | Winslow Municipal Ap AZ USA TMY3 WMO#=723740 | Natural Gas | 464856.9065 | 0 | 0 | 0 | 342190.4148 | 0 | 0 | 0 | 0 | 0 | 0 | 118552.9654 | 0 | 0 | 925600.2867 | 0 | 925600.2867 | 0 | 0 | 4416.1406 | 0 | 0 | 0 | 3250.8089 | 0 | 0 | 0 | 0 | 0 | 0 | 1126.2532 | 0 | 0 | 8793.2027 | 0 | 8793.2027 | 0 | 0 | 464.8569 | 0 | 0 | 0 | 342.1904 | 0 | 0 | 0 | 0 | 0 | 0 | 118.553 | 0 | 0 | 925.6003 | 0 | 925.6003 | 0 | 0 | 0 | 0 | 4.6268 | 0 | 0 | 0 | 0 | 6.2853 | 1.603 | 0 | 0 | 12.515 | 12.515 | 12.515 | 1
AZ_5B_PS_2013_NG | 5B | PS | NG | 15563 | ASHRAE30pct-state-5B | SchoolPrimary | STD2013 | AZ-Winslow-AZ | Zone5B | Zone5B(AZ-Winslow-AZ) | ASHRAE30pct-state-STD2013 | state | AZ | 0.0954 | 0.95 | ASHRAE30pct-state-5B_SchoolPrimary_STD2013_AZ-Winslow-AZ.table.csv.gz | Primary School | Winslow Municipal Ap AZ USA TMY3 WMO#=723740 | Natural Gas | 674333.9682 | 0 | 0 | 0 | 342190.4148 | 0 | 0 | 0 | 0 | 0 | 0 | 118458.1837 | 0 | 0 | 1134982.5667 | 0 | 1134982.5667 | 0 | 0 | 6406.1727 | 0 | 0 | 0 | 3250.8089 | 0 | 0 | 0 | 0 | 0 | 0 | 1125.3527 | 0 | 0 | 10782.3344 | 0 | 10782.3344 | 0 | 0 | 674.334 | 0 | 0 | 0 | 342.1904 | 0 | 0 | 0 | 0 | 0 | 0 | 118.4582 | 0 | 0 | 1134.9826 | 0 | 1134.9826 | 0 | 0 | 0 | 0 | 4.6268 | 0 | 0 | 0 | 0 | 9.1177 | 1.6017 | 0 | 0 | 15.3461 | 15.3461 | 15.3461 | 2
CA_5B_PS_2010_EL | 5B | PS | EL | 15014 | ASHRAE30pct-state-5B | SchoolPrimary | STD2010 | CA-Reno-NV | Zone5B | Zone5B(CA-Reno-NV) | ASHRAE30pct-state-STD2010 | state | CA | 0.136 | 0.7 | ASHRAE30pct-state-5B_SchoolPrimary_STD2010_CA-Reno-NV.table.csv.gz | Primary School | Reno Tahoe International Ap NV USA TMY3 WMO#=724880 | Electricity | 0 | 111052.7787 | 220105.5573 | 12730.5557 | 355925.0028 | 0 | 106822.2231 | 350 | 0 | 0 | 24558.3335 | 7177.7778 | 17216.6668 | 0 | 863405.5625 | 0 | 855938.8957 | 7466.6667 | 7466.6667 | 0 | 15103.1779 | 29934.3558 | 1731.3556 | 48405.8004 | 0 | 14527.8223 | 47.6 | 0 | 0 | 3339.9334 | 976.1778 | 2341.4667 | 0 | 117423.1565 | 0 | 116407.6898 | 1015.4667 | 1015.4667 | 0 | 379.0197 | 751.2134 | 43.449 | 1214.761 | 0 | 364.5809 | 1.1945 | 0 | 0 | 83.8168 | 24.4975 | 58.76 | 0 | 2946.7764 | 0 | 2921.2929 | 25.4835 | 25.4835 | 10.1572 | 0.58747 | 16.7694 | 4.9295 | 0.016151 | 1.1333 | 5.1247 | 0 | 0.33123 | 0 | 0.79449 | 39.4988 | 39.8434 | 39.8434 | 1
CA_5B_PS_2013_EL | 5B | PS | EL | 15614 | ASHRAE30pct-state-5B | SchoolPrimary | STD2013 | CA-Reno-NV | Zone5B | Zone5B(CA-Reno-NV) | ASHRAE30pct-state-STD2013 | state | CA | 0.136 | 0.7 | ASHRAE30pct-state-5B_SchoolPrimary_STD2013_CA-Reno-NV.table.csv.gz | Primary School | Reno Tahoe International Ap NV USA TMY3 WMO#=724880 | Electricity | 0 | 86413.8896 | 192066.6682 | 12730.5557 | 317797.2248 | 0 | 69688.8894 | 591.6667 | 0 | 0 | 0 | 7177.7778 | 17216.6668 | 0 | 710402.7835 | 0 | 703683.339 | 6719.4445 | 6719.4445 | 0 | 11752.289 | 26121.0669 | 1731.3556 | 43220.4226 | 0 | 9477.689 | 80.4667 | 0 | 0 | 0 | 976.1778 | 2341.4667 | 0 | 96614.7786 | 0 | 95700.9341 | 913.8445 | 913.8445 | 0 | 294.9279 | 655.5176 | 43.449 | 1084.6321 | 0 | 237.846 | 2.0193 | 0 | 0 | 0 | 24.4975 | 58.76 | 0 | 2424.5827 | 0 | 2401.6494 | 22.9333 | 22.9333 | 8.8633 | 0.58747 | 14.9754 | 3.2159 | 0.027304 | 0 | 3.9877 | 0 | 0.33123 | 0 | 0.79449 | 32.4727 | 32.7828 | 32.7828 | 2
CA_5B_PS_2010_NG | 5B | PS | NG | 15023 | ASHRAE30pct-state-5B | SchoolPrimary | STD2010 | CA-Reno-NV | Zone5B | Zone5B(CA-Reno-NV) | ASHRAE30pct-state-STD2010 | state | CA | 0.136 | 0.7 | ASHRAE30pct-state-5B_SchoolPrimary_STD2010_CA-Reno-NV.table.csv.gz | Primary School | Reno Tahoe International Ap NV USA TMY3 WMO#=724880 | Natural Gas | 595807.3198 | 0 | 0 | 0 | 342190.4148 | 0 | 0 | 0 | 0 | 0 | 0 | 118647.7471 | 0 | 0 | 1056645.4817 | 0 | 1056645.4817 | 0 | 0 | 4170.6512 | 0 | 0 | 0 | 2395.3329 | 0 | 0 | 0 | 0 | 0 | 0 | 830.5342 | 0 | 0 | 7396.5184 | 0 | 7396.5184 | 0 | 0 | 595.8073 | 0 | 0 | 0 | 342.1904 | 0 | 0 | 0 | 0 | 0 | 0 | 118.6477 | 0 | 0 | 1056.6455 | 0 | 1056.6455 | 0 | 0 | 0 | 0 | 4.6268 | 0 | 0 | 0 | 0 | 8.0559 | 1.6042 | 0 | 0 | 14.2869 | 14.2869 | 14.2869 | 1
CA_5B_PS_2013_NG | 5B | PS | NG | 15623 | ASHRAE30pct-state-5B | SchoolPrimary | STD2013 | CA-Reno-NV | Zone5B | Zone5B(CA-Reno-NV) | ASHRAE30pct-state-STD2013 | state | CA | 0.136 | 0.7 | ASHRAE30pct-state-5B_SchoolPrimary_STD2013_CA-Reno-NV.table.csv.gz | Primary School | Reno Tahoe International Ap NV USA TMY3 WMO#=724880 | Natural Gas | 853926.3561 | 0 | 0 | 0 | 342190.4148 | 0 | 0 | 0 | 0 | 0 | 0 | 118562.4435 | 0 | 0 | 1314679.2145 | 0 | 1314679.2145 | 0 | 0 | 5977.4845 | 0 | 0 | 0 | 2395.3329 | 0 | 0 | 0 | 0 | 0 | 0 | 829.9371 | 0 | 0 | 9202.7545 | 0 | 9202.7545 | 0 | 0 | 853.9264 | 0 | 0 | 0 | 342.1904 | 0 | 0 | 0 | 0 | 0 | 0 | 118.5624 | 0 | 0 | 1314.6792 | 0 | 1314.6792 | 0 | 0 | 0 | 0 | 4.6268 | 0 | 0 | 0 | 0 | 11.5459 | 1.6031 | 0 | 0 | 17.7758 | 17.7758 | 17.7758 | 2
CO_5B_PS_2010_EL | 5B | PS | EL | 15074 | ASHRAE30pct-state-5B | SchoolPrimary | STD2010 | CO-ColoradoSprings-CO | Zone5B | Zone5B(CO-ColoradoSprings-CO) | ASHRAE30pct-state-STD2010 | state | CO | 0.0934 | 0.73 | ASHRAE30pct-state-5B_SchoolPrimary_STD2010_CO-ColoradoSprings-CO.table.csv.gz | Primary School | Colorado Springs Muni Ap CO USA TMY3 WMO#=724660 | Electricity | 0 | 96672.223 | 220213.8907 | 12733.3334 | 355925.0028 | 0 | 110955.5564 | 466.6667 | 0 | 0 | 24030.5557 | 7177.7778 | 17233.3335 | 0 | 852869.4513 | 0 | 845408.3401 | 7461.1112 | 7461.1112 | 0 | 9029.1856 | 20567.9774 | 1189.2933 | 33243.3953 | 0 | 10363.249 | 43.5867 | 0 | 0 | 2244.4539 | 670.4044 | 1609.5933 | 0 | 79658.0067 | 0 | 78961.139 | 696.8678 | 696.8678 | 0 | 329.9393 | 751.5832 | 43.4585 | 1214.761 | 0 | 378.6879 | 1.5927 | 0 | 0 | 82.0155 | 24.4975 | 58.8168 | 0 | 2910.817 | 0 | 2885.3525 | 25.4645 | 25.4645 | 10.1622 | 0.5876 | 16.7691 | 5.1202 | 0.021535 | 1.1089 | 4.4611 | 0 | 0.33123 | 0 | 0.79526 | 39.0129 | 39.3572 | 39.3572 | 1
CO_5B_PS_2013_EL | 5B | PS | EL | 15674 | ASHRAE30pct-state-5B | SchoolPrimary | STD2013 | CO-ColoradoSprings-CO | Zone5B | Zone5B(CO-ColoradoSprings-CO) | ASHRAE30pct-state-STD2013 | state | CO | 0.0934 | 0.73 | ASHRAE30pct-state-5B_SchoolPrimary_STD2013_CO-ColoradoSprings-CO.table.csv.gz | Primary School | Colorado Springs Muni Ap CO USA TMY3 WMO#=724660 | Electricity | 0 | 68191.6672 | 192408.3349 | 12733.3334 | 317797.2248 | 0 | 68794.445 | 708.3333 | 0 | 0 | 0 | 7177.7778 | 17233.3335 | 0 | 691769.45 | 0 | 685044.4499 | 6725.0001 | 6725.0001 | 0 | 6369.1017 | 17970.9385 | 1189.2933 | 29682.2608 | 0 | 6425.4012 | 66.1583 | 0 | 0 | 0 | 670.4044 | 1609.5933 | 0 | 64611.2666 | 0 | 63983.1516 | 628.115 | 628.115 | 0 | 232.736 | 656.6837 | 43.4585 | 1084.6321 | 0 | 234.7933 | 2.4175 | 0 | 0 | 0 | 24.4975 | 58.8168 | 0 | 2360.9877 | 0 | 2338.0355 | 22.9522 | 22.9522 | 8.879 | 0.5876 | 14.9757 | 3.1746 | 0.032687 | 0 | 3.1468 | 0 | 0.33123 | 0 | 0.79526 | 31.6126 | 31.9229 | 31.9229 | 2
CO_5B_PS_2010_NG | 5B | PS | NG | 15083 | ASHRAE30pct-state-5B | SchoolPrimary | STD2010 | CO-ColoradoSprings-CO | Zone5B | Zone5B(CO-ColoradoSprings-CO) | ASHRAE30pct-state-STD2010 | state | CO | 0.0934 | 0.73 | ASHRAE30pct-state-5B_SchoolPrimary_STD2010_CO-ColoradoSprings-CO.table.csv.gz | Primary School | Colorado Springs Muni Ap CO USA TMY3 WMO#=724660 | Natural Gas | 633028.0981 | 0 | 0 | 0 | 342190.4148 | 0 | 0 | 0 | 0 | 0 | 0 | 118676.1816 | 0 | 0 | 1093894.6945 | 0 | 1093894.6945 | 0 | 0 | 4621.1051 | 0 | 0 | 0 | 2497.99 | 0 | 0 | 0 | 0 | 0 | 0 | 866.3361 | 0 | 0 | 7985.4313 | 0 | 7985.4313 | 0 | 0 | 633.0281 | 0 | 0 | 0 | 342.1904 | 0 | 0 | 0 | 0 | 0 | 0 | 118.6762 | 0 | 0 | 1093.8947 | 0 | 1093.8947 | 0 | 0 | 0 | 0 | 4.6268 | 0 | 0 | 0 | 0 | 8.5592 | 1.6046 | 0 | 0 | 14.7906 | 14.7906 | 14.7906 | 1
CO_5B_PS_2013_NG | 5B | PS | NG | 15683 | ASHRAE30pct-state-5B | SchoolPrimary | STD2013 | CO-ColoradoSprings-CO | Zone5B | Zone5B(CO-ColoradoSprings-CO) | ASHRAE30pct-state-STD2013 | state | CO | 0.0934 | 0.73 | ASHRAE30pct-state-5B_SchoolPrimary_STD2013_CO-ColoradoSprings-CO.table.csv.gz | Primary School | Colorado Springs Muni Ap CO USA TMY3 WMO#=724660 | Natural Gas | 922614.6628 | 0 | 0 | 0 | 342190.4148 | 0 | 0 | 0 | 0 | 0 | 0 | 118581.3999 | 0 | 0 | 1383386.4775 | 0 | 1383386.4775 | 0 | 0 | 6735.087 | 0 | 0 | 0 | 2497.99 | 0 | 0 | 0 | 0 | 0 | 0 | 865.6442 | 0 | 0 | 10098.7213 | 0 | 10098.7213 | 0 | 0 | 922.6147 | 0 | 0 | 0 | 342.1904 | 0 | 0 | 0 | 0 | 0 | 0 | 118.5814 | 0 | 0 | 1383.3865 | 0 | 1383.3865 | 0 | 0 | 0 | 0 | 4.6268 | 0 | 0 | 0 | 0 | 12.4747 | 1.6033 | 0 | 0 | 18.7048 | 18.7048 | 18.7048 | 2
ID_5B_PS_2010_EL | 5B | PS | EL | 15134 | ASHRAE30pct-state-5B | SchoolPrimary | STD2010 | ID-Boise-ID | Zone5B | Zone5B(ID-Boise-ID) | ASHRAE30pct-state-STD2010 | state | ID | 0.0683 | 0.73 | ASHRAE30pct-state-5B_SchoolPrimary_STD2010_ID-Boise-ID.table.csv.gz | Primary School | Boise Air Terminal Uo ID USA TMY3 WMO#=726810 | Electricity | 0 | 100008.3341 | 221030.5573 | 12694.4445 | 355925.0028 | 0 | 101686.1119 | 402.7778 | 0 | 0 | 24722.2224 | 7177.7778 | 17216.6668 | 0 | 848327.7846 | 0 | 840863.8956 | 7463.8889 | 7463.8889 | 0 | 6830.5692 | 15096.3871 | 867.0306 | 24309.6777 | 0 | 6945.1614 | 27.5097 | 0 | 0 | 1688.5278 | 490.2422 | 1175.8983 | 0 | 57940.7877 | 0 | 57431.0041 | 509.7836 | 509.7836 | 0 | 341.3253 | 754.3704 | 43.3257 | 1214.761 | 0 | 347.0515 | 1.3747 | 0 | 0 | 84.3762 | 24.4975 | 58.76 | 0 | 2895.3164 | 0 | 2869.8424 | 25.474 | 25.474 | 10.1998 | 0.58581 | 16.7692 | 4.6925 | 0.018587 | 1.1409 | 4.6151 | 0 | 0.33123 | 0 | 0.79449 | 38.8032 | 39.1476 | 39.1476 | 1
ID_5B_PS_2013_EL | 5B | PS | EL | 15734 | ASHRAE30pct-state-5B | SchoolPrimary | STD2013 | ID-Boise-ID | Zone5B | Zone5B(ID-Boise-ID) | ASHRAE30pct-state-STD2013 | state | ID | 0.0683 | 0.73 | ASHRAE30pct-state-5B_SchoolPrimary_STD2013_ID-Boise-ID.table.csv.gz | Primary School | Boise Air Terminal Uo ID USA TMY3 WMO#=726810 | Electricity | 0 | 76311.1117 | 194066.6682 | 12694.4445 | 317797.2248 | 0 | 62172.2227 | 716.6667 | 0 | 0 | 0 | 7177.7778 | 17208.3335 | 0 | 694866.6722 | 0 | 688144.4499 | 6722.2223 | 6722.2223 | 0 | 5212.0489 | 13254.7534 | 867.0306 | 21705.5505 | 0 | 4246.3628 | 48.9483 | 0 | 0 | 0 | 490.2422 | 1175.3292 | 0 | 47459.3937 | 0 | 47000.2659 | 459.1278 | 459.1278 | 0 | 260.4475 | 662.3435 | 43.3257 | 1084.6321 | 0 | 212.1919 | 2.446 | 0 | 0 | 0 | 24.4975 | 58.7315 | 0 | 2371.5584 | 0 | 2348.6157 | 22.9427 | 22.9427 | 8.9556 | 0.58581 | 14.9755 | 2.869 | 0.033072 | 0 | 3.5215 | 0 | 0.33123 | 0 | 0.79411 | 31.7556 | 32.0659 | 32.0659 | 2
ID_5B_PS_2010_NG | 5B | PS | NG | 15143 | ASHRAE30pct-state-5B | SchoolPrimary | STD2010 | ID-Boise-ID | Zone5B | Zone5B(ID-Boise-ID) | ASHRAE30pct-state-STD2010 | state | ID | 0.0683 | 0.73 | ASHRAE30pct-state-5B_SchoolPrimary_STD2010_ID-Boise-ID.table.csv.gz | Primary School | Boise Air Terminal Uo ID USA TMY3 WMO#=726810 | Natural Gas | 639482.7327 | 0 | 0 | 0 | 342190.4148 | 0 | 0 | 0 | 0 | 0 | 0 | 118657.2253 | 0 | 0 | 1100320.8946 | 0 | 1100330.3728 | 0 | 0 | 4668.2239 | 0 | 0 | 0 | 2497.99 | 0 | 0 | 0 | 0 | 0 | 0 | 866.1977 | 0 | 0 | 8032.3425 | 0 | 8032.4117 | 0 | 0 | 639.4827 | 0 | 0 | 0 | 342.1904 | 0 | 0 | 0 | 0 | 0 | 0 | 118.6572 | 0 | 0 | 1100.3209 | 0 | 1100.3304 | 0 | 0 | 0 | 0 | 4.6268 | 0 | 0 | 0 | 0 | 8.6464 | 1.6044 | 0 | 0 | 14.8776 | 14.8774 | 14.8776 | 1
ID_5B_PS_2013_NG | 5B | PS | NG | 15743 | ASHRAE30pct-state-5B | SchoolPrimary | STD2013 | ID-Boise-ID | Zone5B | Zone5B(ID-Boise-ID) | ASHRAE30pct-state-STD2013 | state | ID | 0.0683 | 0.73 | ASHRAE30pct-state-5B_SchoolPrimary_STD2013_ID-Boise-ID.table.csv.gz | Primary School | Boise Air Terminal Uo ID USA TMY3 WMO#=726810 | Natural Gas | 971787.415 | 0 | 0 | 0 | 342190.4148 | 0 | 0 | 0 | 0 | 0 | 0 | 118562.4435 | 0 | 0 | 1432549.7515 | 0 | 1432540.2733 | 0 | 0 | 7094.0481 | 0 | 0 | 0 | 2497.99 | 0 | 0 | 0 | 0 | 0 | 0 | 865.5058 | 0 | 0 | 10457.6132 | 0 | 10457.544 | 0 | 0 | 971.7874 | 0 | 0 | 0 | 342.1904 | 0 | 0 | 0 | 0 | 0 | 0 | 118.5624 | 0 | 0 | 1432.5498 | 0 | 1432.5403 | 0 | 0 | 0 | 0 | 4.6268 | 0 | 0 | 0 | 0 | 13.1395 | 1.6031 | 0 | 0 | 19.3694 | 19.3695 | 19.3694 | 2
NM_5B_PS_2010_EL | 5B | PS | EL | 15194 | ASHRAE30pct-state-5B | SchoolPrimary | STD2010 | NM-Winslow-AZ | Zone5B | Zone5B(NM-Winslow-AZ) | ASHRAE30pct-state-STD2010 | state | NM | 0.093 | 0.62 | ASHRAE30pct-state-5B_SchoolPrimary_STD2010_NM-Winslow-AZ.table.csv.gz | Primary School | Winslow Municipal Ap AZ USA TMY3 WMO#=723740 | Electricity | 0 | 144336.1123 | 220763.8907 | 12719.4445 | 355925.0028 | 0 | 114433.3342 | 272.2222 | 0 | 0 | 24438.8891 | 7177.7778 | 17263.889 | 0 | 904794.4517 | 0 | 897330.5627 | 7463.8889 | 7463.8889 | 0 | 13423.2584 | 20531.0418 | 1182.9083 | 33101.0253 | 0 | 10642.3001 | 25.3167 | 0 | 0 | 2272.8167 | 667.5333 | 1605.5417 | 0 | 84145.884 | 0 | 83451.7423 | 694.1417 | 694.1417 | 0 | 492.6147 | 753.4603 | 43.4111 | 1214.761 | 0 | 390.5574 | 0.92909 | 0 | 0 | 83.4092 | 24.4975 | 58.9211 | 0 | 3088.0354 | 0 | 3062.5614 | 25.474 | 25.474 | 10.1875 | 0.58696 | 16.7692 | 5.2807 | 0.012562 | 1.1278 | 6.6606 | 0 | 0.33123 | 0 | 0.79667 | 41.4089 | 41.7533 | 41.7533 | 1
NM_5B_PS_2013_EL | 5B | PS | EL | 15794 | ASHRAE30pct-state-5B | SchoolPrimary | STD2013 | NM-Winslow-AZ | Zone5B | Zone5B(NM-Winslow-AZ) | ASHRAE30pct-state-STD2013 | state | NM | 0.093 | 0.62 | ASHRAE30pct-state-5B_SchoolPrimary_STD2013_NM-Winslow-AZ.table.csv.gz | Primary School | Winslow Municipal Ap AZ USA TMY3 WMO#=723740 | Electricity | 0 | 109094.4453 | 192677.7793 | 12719.4445 | 317797.2248 | 0 | 73861.1117 | 436.1111 | 0 | 0 | 0 | 7177.7778 | 17261.1112 | 0 | 737747.2281 | 0 | 731025.0058 | 6722.2223 | 6722.2223 | 0 | 10145.7834 | 17919.0335 | 1182.9083 | 29555.1419 | 0 | 6869.0834 | 40.5583 | 0 | 0 | 0 | 667.5333 | 1605.2833 | 0 | 68610.4922 | 0 | 67985.3255 | 625.1667 | 625.1667 | 0 | 372.336 | 657.6033 | 43.4111 | 1084.6321 | 0 | 252.0857 | 1.4884 | 0 | 0 | 0 | 24.4975 | 58.9116 | 0 | 2517.9084 | 0 | 2494.9657 | 22.9427 | 22.9427 | 8.8915 | 0.58696 | 14.9755 | 3.4085 | 0.020125 | 0 | 5.0344 | 0 | 0.33123 | 0 | 0.79654 | 33.7344 | 34.0447 | 34.0447 | 2
NM_5B_PS_2010_NG | 5B | PS | NG | 15203 | ASHRAE30pct-state-5B | SchoolPrimary | STD2010 | NM-Winslow-AZ | Zone5B | Zone5B(NM-Winslow-AZ) | ASHRAE30pct-state-STD2010 | state | NM | 0.093 | 0.62 | ASHRAE30pct-state-5B_SchoolPrimary_STD2010_NM-Winslow-AZ.table.csv.gz | Primary School | Winslow Municipal Ap AZ USA TMY3 WMO#=723740 | Natural Gas | 464856.9065 | 0 | 0 | 0 | 342190.4148 | 0 | 0 | 0 | 0 | 0 | 0 | 118552.9654 | 0 | 0 | 925600.2867 | 0 | 925600.2867 | 0 | 0 | 2882.1128 | 0 | 0 | 0 | 2121.5806 | 0 | 0 | 0 | 0 | 0 | 0 | 735.0284 | 0 | 0 | 5738.7218 | 0 | 5738.7218 | 0 | 0 | 464.8569 | 0 | 0 | 0 | 342.1904 | 0 | 0 | 0 | 0 | 0 | 0 | 118.553 | 0 | 0 | 925.6003 | 0 | 925.6003 | 0 | 0 | 0 | 0 | 4.6268 | 0 | 0 | 0 | 0 | 6.2853 | 1.603 | 0 | 0 | 12.515 | 12.515 | 12.515 | 1
NM_5B_PS_2013_NG | 5B | PS | NG | 15803 | ASHRAE30pct-state-5B | SchoolPrimary | STD2013 | NM-Winslow-AZ | Zone5B | Zone5B(NM-Winslow-AZ) | ASHRAE30pct-state-STD2013 | state | NM | 0.093 | 0.62 | ASHRAE30pct-state-5B_SchoolPrimary_STD2013_NM-Winslow-AZ.table.csv.gz | Primary School | Winslow Municipal Ap AZ USA TMY3 WMO#=723740 | Natural Gas | 674333.9682 | 0 | 0 | 0 | 342190.4148 | 0 | 0 | 0 | 0 | 0 | 0 | 118458.1837 | 0 | 0 | 1134982.5667 | 0 | 1134982.5667 | 0 | 0 | 4180.8706 | 0 | 0 | 0 | 2121.5806 | 0 | 0 | 0 | 0 | 0 | 0 | 734.4407 | 0 | 0 | 7036.8919 | 0 | 7036.8919 | 0 | 0 | 674.334 | 0 | 0 | 0 | 342.1904 | 0 | 0 | 0 | 0 | 0 | 0 | 118.4582 | 0 | 0 | 1134.9826 | 0 | 1134.9826 | 0 | 0 | 0 | 0 | 4.6268 | 0 | 0 | 0 | 0 | 9.1177 | 1.6017 | 0 | 0 | 15.3461 | 15.3461 | 15.3461 | 2
NV_5B_PS_2010_EL | 5B | PS | EL | 15254 | ASHRAE30pct-state-5B | SchoolPrimary | STD2010 | NV-Reno-NV | Zone5B | Zone5B(NV-Reno-NV) | ASHRAE30pct-state-STD2010 | state | NV | 0.0886 | 0.73 | ASHRAE30pct-state-5B_SchoolPrimary_STD2010_NV-Reno-NV.table.csv.gz | Primary School | Reno Tahoe International Ap NV USA TMY3 WMO#=724880 | Electricity | 0 | 111052.7787 | 220105.5573 | 12730.5557 | 355925.0028 | 0 | 106822.2231 | 350 | 0 | 0 | 24558.3335 | 7177.7778 | 17216.6668 | 0 | 863405.5625 | 0 | 855938.8957 | 7466.6667 | 7466.6667 | 0 | 9839.2762 | 19501.3524 | 1127.9272 | 31534.9553 | 0 | 9464.449 | 31.01 | 0 | 0 | 2175.8684 | 635.9511 | 1525.3967 | 0 | 76497.7328 | 0 | 75836.1862 | 661.5467 | 661.5467 | 0 | 379.0197 | 751.2134 | 43.449 | 1214.761 | 0 | 364.5809 | 1.1945 | 0 | 0 | 83.8168 | 24.4975 | 58.76 | 0 | 2946.7764 | 0 | 2921.2929 | 25.4835 | 25.4835 | 10.1572 | 0.58747 | 16.7694 | 4.9295 | 0.016151 | 1.1333 | 5.1247 | 0 | 0.33123 | 0 | 0.79449 | 39.4988 | 39.8434 | 39.8434 | 1
NV_5B_PS_2013_EL | 5B | PS | EL | 15854 | ASHRAE30pct-state-5B | SchoolPrimary | STD2013 | NV-Reno-NV | Zone5B | Zone5B(NV-Reno-NV) | ASHRAE30pct-state-STD2013 | state | NV | 0.0886 | 0.73 | ASHRAE30pct-state-5B_SchoolPrimary_STD2013_NV-Reno-NV.table.csv.gz | Primary School | Reno Tahoe International Ap NV USA TMY3 WMO#=724880 | Electricity | 0 | 86413.8896 | 192066.6682 | 12730.5557 | 317797.2248 | 0 | 69688.8894 | 591.6667 | 0 | 0 | 0 | 7177.7778 | 17216.6668 | 0 | 710402.7835 | 0 | 703683.339 | 6719.4445 | 6719.4445 | 0 | 7656.2706 | 17017.1068 | 1127.9272 | 28156.8341 | 0 | 6174.4356 | 52.4217 | 0 | 0 | 0 | 635.9511 | 1525.3967 | 0 | 62941.6866 | 0 | 62346.3438 | 595.3428 | 595.3428 | 0 | 294.9279 | 655.5176 | 43.449 | 1084.6321 | 0 | 237.846 | 2.0193 | 0 | 0 | 0 | 24.4975 | 58.76 | 0 | 2424.5827 | 0 | 2401.6494 | 22.9333 | 22.9333 | 8.8633 | 0.58747 | 14.9754 | 3.2159 | 0.027304 | 0 | 3.9877 | 0 | 0.33123 | 0 | 0.79449 | 32.4727 | 32.7828 | 32.7828 | 2
NV_5B_PS_2010_NG | 5B | PS | NG | 15263 | ASHRAE30pct-state-5B | SchoolPrimary | STD2010 | NV-Reno-NV | Zone5B | Zone5B(NV-Reno-NV) | ASHRAE30pct-state-STD2010 | state | NV | 0.0886 | 0.73 | ASHRAE30pct-state-5B_SchoolPrimary_STD2010_NV-Reno-NV.table.csv.gz | Primary School | Reno Tahoe International Ap NV USA TMY3 WMO#=724880 | Natural Gas | 595807.3198 | 0 | 0 | 0 | 342190.4148 | 0 | 0 | 0 | 0 | 0 | 0 | 118647.7471 | 0 | 0 | 1056645.4817 | 0 | 1056645.4817 | 0 | 0 | 4349.3934 | 0 | 0 | 0 | 2497.99 | 0 | 0 | 0 | 0 | 0 | 0 | 866.1286 | 0 | 0 | 7713.512 | 0 | 7713.512 | 0 | 0 | 595.8073 | 0 | 0 | 0 | 342.1904 | 0 | 0 | 0 | 0 | 0 | 0 | 118.6477 | 0 | 0 | 1056.6455 | 0 | 1056.6455 | 0 | 0 | 0 | 0 | 4.6268 | 0 | 0 | 0 | 0 | 8.0559 | 1.6042 | 0 | 0 | 14.2869 | 14.2869 | 14.2869 | 1
NV_5B_PS_2013_NG | 5B | PS | NG | 15863 | ASHRAE30pct-state-5B | SchoolPrimary | STD2013 | NV-Reno-NV | Zone5B | Zone5B(NV-Reno-NV) | ASHRAE30pct-state-STD2013 | state | NV | 0.0886 | 0.73 | ASHRAE30pct-state-5B_SchoolPrimary_STD2013_NV-Reno-NV.table.csv.gz | Primary School | Reno Tahoe International Ap NV USA TMY3 WMO#=724880 | Natural Gas | 853926.3561 | 0 | 0 | 0 | 342190.4148 | 0 | 0 | 0 | 0 | 0 | 0 | 118562.4435 | 0 | 0 | 1314679.2145 | 0 | 1314679.2145 | 0 | 0 | 6233.6624 | 0 | 0 | 0 | 2497.99 | 0 | 0 | 0 | 0 | 0 | 0 | 865.5058 | 0 | 0 | 9597.1583 | 0 | 9597.1583 | 0 | 0 | 853.9264 | 0 | 0 | 0 | 342.1904 | 0 | 0 | 0 | 0 | 0 | 0 | 118.5624 | 0 | 0 | 1314.6792 | 0 | 1314.6792 | 0 | 0 | 0 | 0 | 4.6268 | 0 | 0 | 0 | 0 | 11.5459 | 1.6031 | 0 | 0 | 17.7758 | 17.7758 | 17.7758 | 2
OR_5B_PS_2010_EL | 5B | PS | EL | 15314 | ASHRAE30pct-state-5B | SchoolPrimary | STD2010 | OR-Redmond-OR | Zone5B | Zone5B(OR-Redmond-OR) | ASHRAE30pct-state-STD2010 | state | OR | 0.0834 | 0.92 | ASHRAE30pct-state-5B_SchoolPrimary_STD2010_OR-Redmond-OR.table.csv.gz | Primary School | Redmond Roberts Field OR USA TMY3 WMO#=726835 | Electricity | 0 | 80836.1118 | 220436.1129 | 12738.889 | 355925.0028 | 0 | 108836.112 | 411.1111 | 0 | 0 | 24733.3335 | 7177.7778 | 17208.3335 | 0 | 835769.4511 | 0 | 828302.7844 | 7466.6667 | 7466.6667 | 0 | 6741.7317 | 18384.3718 | 1062.4233 | 29684.1452 | 0 | 9076.9317 | 34.2867 | 0 | 0 | 2062.76 | 598.6267 | 1435.175 | 0 | 69703.1722 | 0 | 69080.4522 | 622.72 | 622.72 | 0 | 275.8911 | 752.3416 | 43.4774 | 1214.761 | 0 | 371.4543 | 1.4031 | 0 | 0 | 84.4141 | 24.4975 | 58.7315 | 0 | 2852.4552 | 0 | 2826.9717 | 25.4835 | 25.4835 | 10.1724 | 0.58786 | 16.7694 | 5.0224 | 0.018971 | 1.1414 | 3.7303 | 0 | 0.33123 | 0 | 0.79411 | 38.2235 | 38.5681 | 38.5681 | 1
OR_5B_PS_2013_EL | 5B | PS | EL | 15914 | ASHRAE30pct-state-5B | SchoolPrimary | STD2013 | OR-Redmond-OR | Zone5B | Zone5B(OR-Redmond-OR) | ASHRAE30pct-state-STD2013 | state | OR | 0.0834 | 0.92 | ASHRAE30pct-state-5B_SchoolPrimary_STD2013_OR-Redmond-OR.table.csv.gz | Primary School | Redmond Roberts Field OR USA TMY3 WMO#=726835 | Electricity | 0 | 58238.8894 | 192727.7793 | 12738.889 | 317797.2248 | 0 | 63419.445 | 802.7778 | 0 | 0 | 0 | 7177.7778 | 17197.2224 | 0 | 676819.4499 | 0 | 670100.0054 | 6719.4445 | 6719.4445 | 0 | 4857.1234 | 16073.4968 | 1062.4233 | 26504.2885 | 0 | 5289.1817 | 66.9517 | 0 | 0 | 0 | 598.6267 | 1434.2483 | 0 | 56446.7421 | 0 | 55886.3404 | 560.4017 | 560.4017 | 0 | 198.7675 | 657.7739 | 43.4774 | 1084.6321 | 0 | 216.4486 | 2.7399 | 0 | 0 | 0 | 24.4975 | 58.6936 | 0 | 2309.9638 | 0 | 2287.0305 | 22.9333 | 22.9333 | 8.8938 | 0.58786 | 14.9754 | 2.9266 | 0.037046 | 0 | 2.6875 | 0 | 0.33123 | 0 | 0.7936 | 30.923 | 31.233 | 31.233 | 2
OR_5B_PS_2010_NG | 5B | PS | NG | 15323 | ASHRAE30pct-state-5B | SchoolPrimary | STD2010 | OR-Redmond-OR | Zone5B | Zone5B(OR-Redmond-OR) | ASHRAE30pct-state-STD2010 | state | OR | 0.0834 | 0.92 | ASHRAE30pct-state-5B_SchoolPrimary_STD2010_OR-Redmond-OR.table.csv.gz | Primary School | Redmond Roberts Field OR USA TMY3 WMO#=726835 | Natural Gas | 700057.7248 | 0 | 0 | 0 | 342190.4148 | 0 | 0 | 0 | 0 | 0 | 0 | 118704.6161 | 0 | 0 | 1160952.7558 | 0 | 1160952.7558 | 0 | 0 | 6440.5311 | 0 | 0 | 0 | 3148.1518 | 0 | 0 | 0 | 0 | 0 | 0 | 1092.0825 | 0 | 0 | 10680.7654 | 0 | 10680.7654 | 0 | 0 | 700.0577 | 0 | 0 | 0 | 342.1904 | 0 | 0 | 0 | 0 | 0 | 0 | 118.7046 | 0 | 0 | 1160.9528 | 0 | 1160.9528 | 0 | 0 | 0 | 0 | 4.6268 | 0 | 0 | 0 | 0 | 9.4655 | 1.605 | 0 | 0 | 15.6972 | 15.6972 | 15.6972 | 1
OR_5B_PS_2013_NG | 5B | PS | NG | 15923 | ASHRAE30pct-state-5B | SchoolPrimary | STD2013 | OR-Redmond-OR | Zone5B | Zone5B(OR-Redmond-OR) | ASHRAE30pct-state-STD2013 | state | OR | 0.0834 | 0.92 | ASHRAE30pct-state-5B_SchoolPrimary_STD2013_OR-Redmond-OR.table.csv.gz | Primary School | Redmond Roberts Field OR USA TMY3 WMO#=726835 | Natural Gas | 1080814.8183 | 0 | 0 | 0 | 342190.4148 | 0 | 0 | 0 | 0 | 0 | 0 | 118628.7907 | 0 | 0 | 1541624.5457 | 0 | 1541634.0239 | 0 | 0 | 9943.4963 | 0 | 0 | 0 | 3148.1518 | 0 | 0 | 0 | 0 | 0 | 0 | 1091.3849 | 0 | 0 | 14182.9458 | 0 | 14183.033 | 0 | 0 | 1080.8148 | 0 | 0 | 0 | 342.1904 | 0 | 0 | 0 | 0 | 0 | 0 | 118.6288 | 0 | 0 | 1541.6245 | 0 | 1541.634 | 0 | 0 | 0 | 0 | 4.6268 | 0 | 0 | 0 | 0 | 14.6137 | 1.604 | 0 | 0 | 20.8444 | 20.8443 | 20.8444 | 2
UT_5B_PS_2010_EL | 5B | PS | EL | 15374 | ASHRAE30pct-state-5B | SchoolPrimary | STD2010 | UT-SaltLakeCity-UT | Zone5B | Zone5B(UT-SaltLakeCity-UT) | ASHRAE30pct-state-STD2010 | state | UT | 0.0805 | 0.69 | ASHRAE30pct-state-5B_SchoolPrimary_STD2010_UT-SaltLakeCity-UT.table.csv.gz | Primary School | Salt Lake City IntL Arpt Isis UT USA TMY3 WMO#=725720 | Electricity | 0 | 118097.2232 | 219455.5573 | 12713.889 | 355925.0028 | 0 | 105694.4453 | 388.8889 | 0 | 0 | 24680.5558 | 7177.7778 | 17230.5557 | 0 | 868830.5625 | 0 | 861363.8958 | 7466.6667 | 7466.6667 | 0 | 9506.8265 | 17666.1724 | 1023.4681 | 28651.9627 | 0 | 8508.4028 | 31.3056 | 0 | 0 | 1986.7847 | 577.8111 | 1387.0597 | 0 | 69940.8603 | 0 | 69339.7936 | 601.0667 | 601.0667 | 0 | 403.0622 | 748.995 | 43.3921 | 1214.761 | 0 | 360.7319 | 1.3273 | 0 | 0 | 84.234 | 24.4975 | 58.8074 | 0 | 2965.2918 | 0 | 2939.8083 | 25.4835 | 25.4835 | 10.1272 | 0.5867 | 16.7694 | 4.8775 | 0.017946 | 1.1389 | 5.4498 | 0 | 0.33123 | 0 | 0.79513 | 39.7492 | 40.0937 | 40.0937 | 1
UT_5B_PS_2013_EL | 5B | PS | EL | 15974 | ASHRAE30pct-state-5B | SchoolPrimary | STD2013 | UT-SaltLakeCity-UT | Zone5B | Zone5B(UT-SaltLakeCity-UT) | ASHRAE30pct-state-STD2013 | state | UT | 0.0805 | 0.69 | ASHRAE30pct-state-5B_SchoolPrimary_STD2013_UT-SaltLakeCity-UT.table.csv.gz | Primary School | Salt Lake City IntL Arpt Isis UT USA TMY3 WMO#=725720 | Electricity | 0 | 88538.8896 | 191666.6682 | 12713.889 | 317797.2248 | 0 | 65494.445 | 661.1111 | 0 | 0 | 0 | 7177.7778 | 17225.0001 | 0 | 707994.4501 | 0 | 701275.0056 | 6719.4445 | 6719.4445 | 0 | 7127.3806 | 15429.1668 | 1023.4681 | 25582.6766 | 0 | 5272.3028 | 53.2194 | 0 | 0 | 0 | 577.8111 | 1386.6125 | 0 | 56993.5532 | 0 | 56452.638 | 540.9153 | 540.9153 | 0 | 302.1805 | 654.1524 | 43.3921 | 1084.6321 | 0 | 223.5305 | 2.2564 | 0 | 0 | 0 | 24.4975 | 58.7884 | 0 | 2416.3631 | 0 | 2393.4299 | 22.9333 | 22.9333 | 8.8448 | 0.5867 | 14.9754 | 3.0224 | 0.030508 | 0 | 4.0858 | 0 | 0.33123 | 0 | 0.79488 | 32.3616 | 32.6717 | 32.6717 | 2
UT_5B_PS_2010_NG | 5B | PS | NG | 15383 | ASHRAE30pct-state-5B | SchoolPrimary | STD2010 | UT-SaltLakeCity-UT | Zone5B | Zone5B(UT-SaltLakeCity-UT) | ASHRAE30pct-state-STD2010 | state | UT | 0.0805 | 0.69 | ASHRAE30pct-state-5B_SchoolPrimary_STD2010_UT-SaltLakeCity-UT.table.csv.gz | Primary School | Salt Lake City IntL Arpt Isis UT USA TMY3 WMO#=725720 | Natural Gas | 590821.8018 | 0 | 0 | 0 | 342190.4148 | 0 | 0 | 0 | 0 | 0 | 0 | 118666.7034 | 0 | 0 | 1051669.4418 | 0 | 1051678.92 | 0 | 0 | 4076.6704 | 0 | 0 | 0 | 2361.1139 | 0 | 0 | 0 | 0 | 0 | 0 | 818.8003 | 0 | 0 | 7256.5191 | 0 | 7256.5845 | 0 | 0 | 590.8218 | 0 | 0 | 0 | 342.1904 | 0 | 0 | 0 | 0 | 0 | 0 | 118.6667 | 0 | 0 | 1051.6694 | 0 | 1051.6789 | 0 | 0 | 0 | 0 | 4.6268 | 0 | 0 | 0 | 0 | 7.9885 | 1.6045 | 0 | 0 | 14.2198 | 14.2196 | 14.2198 | 1
UT_5B_PS_2013_NG | 5B | PS | NG | 15983 | ASHRAE30pct-state-5B | SchoolPrimary | STD2013 | UT-SaltLakeCity-UT | Zone5B | Zone5B(UT-SaltLakeCity-UT) | ASHRAE30pct-state-STD2013 | state | UT | 0.0805 | 0.69 | ASHRAE30pct-state-5B_SchoolPrimary_STD2013_UT-SaltLakeCity-UT.table.csv.gz | Primary School | Salt Lake City IntL Arpt Isis UT USA TMY3 WMO#=725720 | Natural Gas | 883365.5558 | 0 | 0 | 0 | 342190.4148 | 0 | 0 | 0 | 0 | 0 | 0 | 118543.4872 | 0 | 0 | 1344099.4579 | 0 | 1344099.4579 | 0 | 0 | 6095.2223 | 0 | 0 | 0 | 2361.1139 | 0 | 0 | 0 | 0 | 0 | 0 | 817.9501 | 0 | 0 | 9274.2863 | 0 | 9274.2863 | 0 | 0 | 883.3656 | 0 | 0 | 0 | 342.1904 | 0 | 0 | 0 | 0 | 0 | 0 | 118.5435 | 0 | 0 | 1344.0995 | 0 | 1344.0995 | 0 | 0 | 0 | 0 | 4.6268 | 0 | 0 | 0 | 0 | 11.944 | 1.6028 | 0 | 0 | 18.1736 | 18.1736 | 18.1736 | 2
WA_5B_PS_2010_EL | 5B | PS | EL | 15434 | ASHRAE30pct-state-5B | SchoolPrimary | STD2010 | WA-Spokane-WA | Zone5B | Zone5B(WA-Spokane-WA) | ASHRAE30pct-state-STD2010 | state | WA | 0.0767 | 0.96 | ASHRAE30pct-state-5B_SchoolPrimary_STD2010_WA-Spokane-WA.table.csv.gz | Primary School | Spokane International Ap Chen WA USA TMY3 WMO#=727850 | Electricity | 0 | 78375.0006 | 221105.5573 | 12791.6668 | 355925.0028 | 0 | 103608.3342 | 625 | 0 | 0 | 24783.3335 | 7177.7778 | 17205.5557 | 0 | 829063.8955 | 0 | 821597.2288 | 7466.6667 | 7466.6667 | 0 | 6011.3625 | 16958.7962 | 981.1208 | 27299.4477 | 0 | 7946.7592 | 47.9375 | 0 | 0 | 1900.8817 | 550.5356 | 1319.6661 | 0 | 63589.2008 | 0 | 63016.5074 | 572.6933 | 572.6933 | 0 | 267.4914 | 754.6264 | 43.6576 | 1214.761 | 0 | 353.612 | 2.1331 | 0 | 0 | 84.5847 | 24.4975 | 58.722 | 0 | 2829.5694 | 0 | 2804.0859 | 25.4835 | 25.4835 | 10.2033 | 0.59029 | 16.7694 | 4.7812 | 0.028842 | 1.1437 | 3.6168 | 0 | 0.33123 | 0 | 0.79398 | 37.9141 | 38.2586 | 38.2586 | 1
WA_5B_PS_2013_EL | 5B | PS | EL | 16034 | ASHRAE30pct-state-5B | SchoolPrimary | STD2013 | WA-Spokane-WA | Zone5B | Zone5B(WA-Spokane-WA) | ASHRAE30pct-state-STD2013 | state | WA | 0.0767 | 0.96 | ASHRAE30pct-state-5B_SchoolPrimary_STD2013_WA-Spokane-WA.table.csv.gz | Primary School | Spokane International Ap Chen WA USA TMY3 WMO#=727850 | Electricity | 0 | 57022.2227 | 194644.446 | 12791.6668 | 317797.2248 | 0 | 60633.3338 | 1044.4445 | 0 | 0 | 0 | 7177.7778 | 17188.889 | 0 | 675019.4498 | 0 | 668300.0053 | 6719.4445 | 6719.4445 | 0 | 4373.6045 | 14929.229 | 981.1208 | 24375.0471 | 0 | 4650.5767 | 80.1089 | 0 | 0 | 0 | 550.5356 | 1318.3878 | 0 | 51773.9918 | 0 | 51258.6104 | 515.3814 | 515.3814 | 0 | 194.6151 | 664.3155 | 43.6576 | 1084.6321 | 0 | 206.9397 | 3.5647 | 0 | 0 | 0 | 24.4975 | 58.6651 | 0 | 2303.8205 | 0 | 2280.8872 | 22.9333 | 22.9333 | 8.9822 | 0.59029 | 14.9754 | 2.798 | 0.048198 | 0 | 2.6314 | 0 | 0.33123 | 0 | 0.79321 | 30.8399 | 31.15 | 31.15 | 2
WA_5B_PS_2010_NG | 5B | PS | NG | 15443 | ASHRAE30pct-state-5B | SchoolPrimary | STD2010 | WA-Spokane-WA | Zone5B | Zone5B(WA-Spokane-WA) | ASHRAE30pct-state-STD2010 | state | WA | 0.0767 | 0.96 | ASHRAE30pct-state-5B_SchoolPrimary_STD2010_WA-Spokane-WA.table.csv.gz | Primary School | Spokane International Ap Chen WA USA TMY3 WMO#=727850 | Natural Gas | 782460.9452 | 0 | 0 | 0 | 342190.4148 | 0 | 0 | 0 | 0 | 0 | 0 | 118742.5288 | 0 | 0 | 1243393.8889 | 0 | 1243393.8889 | 0 | 0 | 7511.6251 | 0 | 0 | 0 | 3285.028 | 0 | 0 | 0 | 0 | 0 | 0 | 1139.9283 | 0 | 0 | 11936.5813 | 0 | 11936.5813 | 0 | 0 | 782.4609 | 0 | 0 | 0 | 342.1904 | 0 | 0 | 0 | 0 | 0 | 0 | 118.7425 | 0 | 0 | 1243.3939 | 0 | 1243.3939 | 0 | 0 | 0 | 0 | 4.6268 | 0 | 0 | 0 | 0 | 10.5797 | 1.6055 | 0 | 0 | 16.8119 | 16.8119 | 16.8119 | 1
WA_5B_PS_2013_NG | 5B | PS | NG | 16043 | ASHRAE30pct-state-5B | SchoolPrimary | STD2013 | WA-Spokane-WA | Zone5B | Zone5B(WA-Spokane-WA) | ASHRAE30pct-state-STD2013 | state | WA | 0.0767 | 0.96 | ASHRAE30pct-state-5B_SchoolPrimary_STD2013_WA-Spokane-WA.table.csv.gz | Primary School | Spokane International Ap Chen WA USA TMY3 WMO#=727850 | Natural Gas | 1217584.8287 | 0 | 0 | 0 | 342190.4148 | 0 | 0 | 0 | 0 | 0 | 0 | 118647.7471 | 0 | 0 | 1678422.9906 | 0 | 1678422.9906 | 0 | 0 | 11688.8144 | 0 | 0 | 0 | 3285.028 | 0 | 0 | 0 | 0 | 0 | 0 | 1139.0184 | 0 | 0 | 16112.8607 | 0 | 16112.8607 | 0 | 0 | 1217.5848 | 0 | 0 | 0 | 342.1904 | 0 | 0 | 0 | 0 | 0 | 0 | 118.6477 | 0 | 0 | 1678.423 | 0 | 1678.423 | 0 | 0 | 0 | 0 | 4.6268 | 0 | 0 | 0 | 0 | 16.463 | 1.6042 | 0 | 0 | 22.694 | 22.694 | 22.694 | 2
WY_5B_PS_2010_EL | 5B | PS | EL | 15494 | ASHRAE30pct-state-5B | SchoolPrimary | STD2010 | WY-Scottsbluff-NE | Zone5B | Zone5B(WY-Scottsbluff-NE) | ASHRAE30pct-state-STD2010 | state | WY | 0.0823 | 0.68 | ASHRAE30pct-state-5B_SchoolPrimary_STD2010_WY-Scottsbluff-NE.table.csv.gz | Primary School | Scottsbluff W B Heilig Field NE USA TMY3 WMO#=725660 | Electricity | 0 | 116525.0009 | 219966.6684 | 12761.1112 | 355925.0028 | 0 | 105463.8897 | 544.4444 | 0 | 0 | 24869.4446 | 7177.7778 | 17236.1112 | 0 | 867936.1181 | 0 | 860469.4513 | 7466.6667 | 7466.6667 | 0 | 9590.0076 | 18103.2568 | 1050.2395 | 29292.6277 | 0 | 8679.6781 | 44.8078 | 0 | 0 | 2046.7553 | 590.7311 | 1418.532 | 0 | 71431.1425 | 0 | 70816.6358 | 614.5067 | 614.5067 | 0 | 397.6962 | 750.7394 | 43.5533 | 1214.761 | 0 | 359.945 | 1.8582 | 0 | 0 | 84.8786 | 24.4975 | 58.8263 | 0 | 2962.2391 | 0 | 2936.7556 | 25.4835 | 25.4835 | 10.1508 | 0.58888 | 16.7694 | 4.8668 | 0.025124 | 1.1476 | 5.3773 | 0 | 0.33123 | 0 | 0.79539 | 39.7079 | 40.0524 | 40.0524 | 1
WY_5B_PS_2013_EL | 5B | PS | EL | 16094 | ASHRAE30pct-state-5B | SchoolPrimary | STD2013 | WY-Scottsbluff-NE | Zone5B | Zone5B(WY-Scottsbluff-NE) | ASHRAE30pct-state-STD2013 | state | WY | 0.0823 | 0.68 | ASHRAE30pct-state-5B_SchoolPrimary_STD2013_WY-Scottsbluff-NE.table.csv.gz | Primary School | Scottsbluff W B Heilig Field NE USA TMY3 WMO#=725660 | Electricity | 0 | 88330.5563 | 192175.0015 | 12761.1112 | 317797.2248 | 0 | 63480.5561 | 977.7778 | 0 | 0 | 0 | 7177.7778 | 17230.5557 | 0 | 706652.7834 | 0 | 699930.5612 | 6722.2223 | 6722.2223 | 0 | 7269.6048 | 15816.0026 | 1050.2395 | 26154.7116 | 0 | 5224.4498 | 80.4711 | 0 | 0 | 0 | 590.7311 | 1418.0747 | 0 | 58157.5241 | 0 | 57604.2852 | 553.2389 | 553.2389 | 0 | 301.4695 | 655.8873 | 43.5533 | 1084.6321 | 0 | 216.6572 | 3.3371 | 0 | 0 | 0 | 24.4975 | 58.8074 | 0 | 2411.784 | 0 | 2388.8413 | 22.9427 | 22.9427 | 8.8683 | 0.58888 | 14.9755 | 2.9294 | 0.045121 | 0 | 4.0762 | 0 | 0.33123 | 0 | 0.79513 | 32.2995 | 32.6097 | 32.6097 | 2
WY_5B_PS_2010_NG | 5B | PS | NG | 15503 | ASHRAE30pct-state-5B | SchoolPrimary | STD2010 | WY-Scottsbluff-NE | Zone5B | Zone5B(WY-Scottsbluff-NE) | ASHRAE30pct-state-STD2010 | state | WY | 0.0823 | 0.68 | ASHRAE30pct-state-5B_SchoolPrimary_STD2010_WY-Scottsbluff-NE.table.csv.gz | Primary School | Scottsbluff W B Heilig Field NE USA TMY3 WMO#=725660 | Natural Gas | 759827.0724 | 0 | 0 | 0 | 342190.4148 | 0 | 0 | 0 | 0 | 0 | 0 | 118723.5725 | 0 | 0 | 1220741.0597 | 0 | 1220741.0597 | 0 | 0 | 5166.8241 | 0 | 0 | 0 | 2326.8948 | 0 | 0 | 0 | 0 | 0 | 0 | 807.3203 | 0 | 0 | 8301.0392 | 0 | 8301.0392 | 0 | 0 | 759.8271 | 0 | 0 | 0 | 342.1904 | 0 | 0 | 0 | 0 | 0 | 0 | 118.7236 | 0 | 0 | 1220.7411 | 0 | 1220.7411 | 0 | 0 | 0 | 0 | 4.6268 | 0 | 0 | 0 | 0 | 10.2736 | 1.6053 | 0 | 0 | 16.5056 | 16.5056 | 16.5056 | 1
WY_5B_PS_2013_NG | 5B | PS | NG | 16103 | ASHRAE30pct-state-5B | SchoolPrimary | STD2013 | WY-Scottsbluff-NE | Zone5B | Zone5B(WY-Scottsbluff-NE) | ASHRAE30pct-state-STD2013 | state | WY | 0.0823 | 0.68 | ASHRAE30pct-state-5B_SchoolPrimary_STD2013_WY-Scottsbluff-NE.table.csv.gz | Primary School | Scottsbluff W B Heilig Field NE USA TMY3 WMO#=725660 | Natural Gas | 1148640.6114 | 0 | 0 | 0 | 342190.4148 | 0 | 0 | 0 | 0 | 0 | 0 | 118619.3126 | 0 | 0 | 1609450.3388 | 0 | 1609450.3388 | 0 | 0 | 7810.7562 | 0 | 0 | 0 | 2326.8948 | 0 | 0 | 0 | 0 | 0 | 0 | 806.6113 | 0 | 0 | 10944.2623 | 0 | 10944.2623 | 0 | 0 | 1148.6406 | 0 | 0 | 0 | 342.1904 | 0 | 0 | 0 | 0 | 0 | 0 | 118.6193 | 0 | 0 | 1609.4503 | 0 | 1609.4503 | 0 | 0 | 0 | 0 | 4.6268 | 0 | 0 | 0 | 0 | 15.5308 | 1.6039 | 0 | 0 | 21.7614 | 21.7614 | 21.7614 | 2
IA_6A_PS_2010_EL | 6A | PS | EL | 16814 | ASHRAE30pct-state-6A | SchoolPrimary | STD2010 | IA-MasonCity-IA | Zone6A | Zone6A(IA-MasonCity-IA) | ASHRAE30pct-state-STD2010 | state | IA | 0.08 | 0.7 | ASHRAE30pct-state-6A_SchoolPrimary_STD2010_IA-MasonCity-IA.table.csv.gz | Primary School | Mason City Municipal Arpt IA USA TMY3 WMO#=725485 | Electricity | 0 | 119452.7787 | 219794.4462 | 12722.2223 | 355925.0028 | 0 | 111986.112 | 997.2222 | 0 | 0 | 30305.5558 | 7180.5556 | 17308.3335 | 0 | 883136.1182 | 0 | 875672.2292 | 7463.8889 | 7463.8889 | 0 | 9556.2223 | 17583.5557 | 1017.7778 | 28474.0002 | 0 | 8958.889 | 79.7778 | 0 | 0 | 2424.4445 | 574.4444 | 1384.6667 | 0 | 70650.8895 | 0 | 70053.7783 | 597.1111 | 597.1111 | 0 | 407.6886 | 750.1516 | 43.4206 | 1214.761 | 0 | 382.2051 | 3.4035 | 0 | 0 | 103.4319 | 24.507 | 59.0728 | 0 | 3014.1162 | 0 | 2988.6422 | 25.474 | 25.474 | 10.1428 | 0.58709 | 16.7692 | 5.1678 | 0.046019 | 1.3985 | 5.5124 | 0 | 0.33136 | 0 | 0.79872 | 40.4094 | 40.7539 | 40.7539 | 1
IA_6A_PS_2013_EL | 6A | PS | EL | 17474 | ASHRAE30pct-state-6A | SchoolPrimary | STD2013 | IA-MasonCity-IA | Zone6A | Zone6A(IA-MasonCity-IA) | ASHRAE30pct-state-STD2013 | state | IA | 0.08 | 0.7 | ASHRAE30pct-state-6A_SchoolPrimary_STD2013_IA-MasonCity-IA.table.csv.gz | Primary School | Mason City Municipal Arpt IA USA TMY3 WMO#=725485 | Electricity | 0 | 101738.8897 | 192705.5571 | 12722.2223 | 317797.2248 | 0 | 96147.223 | 838.8889 | 0 | 0 | 27425.0002 | 7177.7778 | 17316.6668 | 0 | 780594.4507 | 0 | 773869.4506 | 6725.0001 | 6725.0001 | 0 | 8139.1112 | 15416.4446 | 1017.7778 | 25423.778 | 0 | 7691.7778 | 67.1111 | 0 | 0 | 2194 | 574.2222 | 1385.3333 | 0 | 62447.5561 | 0 | 61909.5561 | 538 | 538 | 0 | 347.2317 | 657.6981 | 43.4206 | 1084.6321 | 0 | 328.1475 | 2.8631 | 0 | 0 | 93.6007 | 24.4975 | 59.1012 | 0 | 2664.1447 | 0 | 2641.1924 | 22.9522 | 22.9522 | 8.8927 | 0.58709 | 14.9757 | 4.4369 | 0.038712 | 1.2656 | 4.6949 | 0 | 0.33123 | 0 | 0.79911 | 35.7116 | 36.0219 | 36.0219 | 2
IA_6A_PS_2010_NG | 6A | PS | NG | 16823 | ASHRAE30pct-state-6A | SchoolPrimary | STD2010 | IA-MasonCity-IA | Zone6A | Zone6A(IA-MasonCity-IA) | ASHRAE30pct-state-STD2010 | state | IA | 0.08 | 0.7 | ASHRAE30pct-state-6A_SchoolPrimary_STD2010_IA-MasonCity-IA.table.csv.gz | Primary School | Mason City Municipal Arpt IA USA TMY3 WMO#=725485 | Natural Gas | 1308205.6235 | 0 | 0 | 0 | 342190.4148 | 0 | 0 | 0 | 0 | 0 | 0 | 125386.7268 | 0 | 0 | 1775773.287 | 0 | 1775782.7652 | 0 | 0 | 9157.4394 | 0 | 0 | 0 | 2395.3329 | 0 | 0 | 0 | 0 | 0 | 0 | 877.7071 | 0 | 0 | 12430.413 | 0 | 12430.4794 | 0 | 0 | 1308.2056 | 0 | 0 | 0 | 342.1904 | 0 | 0 | 0 | 0 | 0 | 0 | 125.3867 | 0 | 0 | 1775.7733 | 0 | 1775.7828 | 0 | 0 | 0 | 0 | 4.6268 | 0 | 0 | 0 | 0 | 17.6883 | 1.6954 | 0 | 0 | 24.0104 | 24.0102 | 24.0104 | 1
IA_6A_PS_2013_NG | 6A | PS | NG | 17483 | ASHRAE30pct-state-6A | SchoolPrimary | STD2013 | IA-MasonCity-IA | Zone6A | Zone6A(IA-MasonCity-IA) | ASHRAE30pct-state-STD2013 | state | IA | 0.08 | 0.7 | ASHRAE30pct-state-6A_SchoolPrimary_STD2013_IA-MasonCity-IA.table.csv.gz | Primary School | Mason City Municipal Arpt IA USA TMY3 WMO#=725485 | Natural Gas | 1156118.8885 | 0 | 0 | 0 | 342190.4148 | 0 | 0 | 0 | 0 | 0 | 0 | 125291.9451 | 0 | 0 | 1623601.2484 | 0 | 1623601.2484 | 0 | 0 | 8092.8322 | 0 | 0 | 0 | 2395.3329 | 0 | 0 | 0 | 0 | 0 | 0 | 877.0436 | 0 | 0 | 11365.2087 | 0 | 11365.2087 | 0 | 0 | 1156.1189 | 0 | 0 | 0 | 342.1904 | 0 | 0 | 0 | 0 | 0 | 0 | 125.2919 | 0 | 0 | 1623.6012 | 0 | 1623.6012 | 0 | 0 | 0 | 0 | 4.6268 | 0 | 0 | 0 | 0 | 15.6319 | 1.6941 | 0 | 0 | 21.9527 | 21.9527 | 21.9527 | 2
ME_6A_PS_2010_EL | 6A | PS | EL | 16874 | ASHRAE30pct-state-6A | SchoolPrimary | STD2010 | ME-Portland-ME | Zone6A | Zone6A(ME-Portland-ME) | ASHRAE30pct-state-STD2010 | state | ME | 0.1158 | 1.03 | ASHRAE30pct-state-6A_SchoolPrimary_STD2010_ME-Portland-ME.table.csv.gz | Primary School | Portland Intl Jetport ME USA TMY3 WMO#=726060 | Electricity | 0 | 82066.6673 | 220230.5573 | 12797.2223 | 355925.0028 | 0 | 106113.8897 | 811.1111 | 0 | 0 | 28538.8891 | 7180.5556 | 17294.4446 | 0 | 838419.4512 | 0 | 830958.34 | 7461.1112 | 7461.1112 | 0 | 9503.3201 | 25502.6985 | 1481.9183 | 41216.1153 | 0 | 12287.9884 | 93.9267 | 0 | 0 | 3304.8034 | 831.5083 | 2002.6967 | 0 | 97088.9724 | 0 | 96224.9758 | 863.9967 | 863.9967 | 0 | 280.091 | 751.6401 | 43.6765 | 1214.761 | 0 | 362.1634 | 2.7683 | 0 | 0 | 97.4023 | 24.507 | 59.0254 | 0 | 2861.4996 | 0 | 2836.0351 | 25.4645 | 25.4645 | 10.1629 | 0.59055 | 16.7691 | 4.8968 | 0.03743 | 1.317 | 3.7871 | 0 | 0.33136 | 0 | 0.79808 | 38.346 | 38.6904 | 38.6904 | 1
ME_6A_PS_2013_EL | 6A | PS | EL | 17534 | ASHRAE30pct-state-6A | SchoolPrimary | STD2013 | ME-Portland-ME | Zone6A | Zone6A(ME-Portland-ME) | ASHRAE30pct-state-STD2013 | state | ME | 0.1158 | 1.03 | ASHRAE30pct-state-6A_SchoolPrimary_STD2013_ME-Portland-ME.table.csv.gz | Primary School | Portland Intl Jetport ME USA TMY3 WMO#=726060 | Electricity | 0 | 67980.5561 | 193458.3349 | 12797.2223 | 317797.2248 | 0 | 93683.3341 | 408.3333 | 0 | 0 | 26372.2224 | 7177.7778 | 17372.2224 | 0 | 743766.6726 | 0 | 737047.2281 | 6719.4445 | 6719.4445 | 0 | 7872.1484 | 22402.4752 | 1481.9183 | 36800.9186 | 0 | 10848.5301 | 47.285 | 0 | 0 | 3053.9034 | 831.1867 | 2011.7033 | 0 | 86128.1807 | 0 | 85350.069 | 778.1117 | 778.1117 | 0 | 232.0155 | 660.2673 | 43.6765 | 1084.6321 | 0 | 319.7383 | 1.3936 | 0 | 0 | 90.0076 | 24.4975 | 59.2909 | 0 | 2538.4526 | 0 | 2515.5193 | 22.9333 | 22.9333 | 8.9275 | 0.59055 | 14.9754 | 4.3232 | 0.018843 | 1.217 | 3.1371 | 0 | 0.33123 | 0 | 0.80167 | 34.0123 | 34.3224 | 34.3224 | 2
ME_6A_PS_2010_NG | 6A | PS | NG | 16883 | ASHRAE30pct-state-6A | SchoolPrimary | STD2010 | ME-Portland-ME | Zone6A | Zone6A(ME-Portland-ME) | ASHRAE30pct-state-STD2010 | state | ME | 0.1158 | 1.03 | ASHRAE30pct-state-6A_SchoolPrimary_STD2010_ME-Portland-ME.table.csv.gz | Primary School | Portland Intl Jetport ME USA TMY3 WMO#=726060 | Natural Gas | 1188439.4523 | 0 | 0 | 0 | 342190.4148 | 0 | 0 | 0 | 0 | 0 | 0 | 125358.2923 | 0 | 0 | 1655988.1594 | 0 | 1655988.1594 | 0 | 0 | 12240.9264 | 0 | 0 | 0 | 3524.5613 | 0 | 0 | 0 | 0 | 0 | 0 | 1291.1904 | 0 | 0 | 17056.678 | 0 | 17056.678 | 0 | 0 | 1188.4395 | 0 | 0 | 0 | 342.1904 | 0 | 0 | 0 | 0 | 0 | 0 | 125.3583 | 0 | 0 | 1655.9882 | 0 | 1655.9882 | 0 | 0 | 0 | 0 | 4.6268 | 0 | 0 | 0 | 0 | 16.0689 | 1.695 | 0 | 0 | 22.3906 | 22.3906 | 22.3906 | 1
ME_6A_PS_2013_NG | 6A | PS | NG | 17543 | ASHRAE30pct-state-6A | SchoolPrimary | STD2013 | ME-Portland-ME | Zone6A | Zone6A(ME-Portland-ME) | ASHRAE30pct-state-STD2013 | state | ME | 0.1158 | 1.03 | ASHRAE30pct-state-6A_SchoolPrimary_STD2013_ME-Portland-ME.table.csv.gz | Primary School | Portland Intl Jetport ME USA TMY3 WMO#=726060 | Natural Gas | 1283211.6861 | 0 | 0 | 0 | 342190.4148 | 0 | 0 | 0 | 0 | 0 | 0 | 125272.9888 | 0 | 0 | 1750675.0897 | 0 | 1750675.0897 | 0 | 0 | 13217.0804 | 0 | 0 | 0 | 3524.5613 | 0 | 0 | 0 | 0 | 0 | 0 | 1290.3118 | 0 | 0 | 18031.9534 | 0 | 18031.9534 | 0 | 0 | 1283.2117 | 0 | 0 | 0 | 342.1904 | 0 | 0 | 0 | 0 | 0 | 0 | 125.273 | 0 | 0 | 1750.6751 | 0 | 1750.6751 | 0 | 0 | 0 | 0 | 4.6268 | 0 | 0 | 0 | 0 | 17.3503 | 1.6938 | 0 | 0 | 23.6709 | 23.6709 | 23.6709 | 2
MI_6A_PS_2010_EL | 6A | PS | EL | 16934 | ASHRAE30pct-state-6A | SchoolPrimary | STD2010 | MI-AlpenaCounty-MI | Zone6A | Zone6A(MI-AlpenaCounty-MI) | ASHRAE30pct-state-STD2010 | state | MI | 0.1095 | 0.82 | ASHRAE30pct-state-6A_SchoolPrimary_STD2010_MI-AlpenaCounty-MI.table.csv.gz | Primary School | Alpena County Regional Ap MI USA TMY3 WMO#=726390 | Electricity | 0 | 87025.0007 | 220175.0018 | 12708.3334 | 355925.0028 | 0 | 107930.5564 | 972.2222 | 0 | 0 | 29513.8891 | 7180.5556 | 17288.889 | 0 | 846183.3401 | 0 | 838719.4512 | 7463.8889 | 7463.8889 | 0 | 9529.2376 | 24109.1627 | 1391.5625 | 38973.7878 | 0 | 11818.3959 | 106.4583 | 0 | 0 | 3231.7709 | 786.2708 | 1893.1333 | 0 | 92657.0757 | 0 | 91839.7799 | 817.2958 | 817.2958 | 0 | 297.0136 | 751.4505 | 43.3731 | 1214.761 | 0 | 368.3636 | 3.3182 | 0 | 0 | 100.73 | 24.507 | 59.0064 | 0 | 2887.9975 | 0 | 2862.5235 | 25.474 | 25.474 | 10.1604 | 0.58645 | 16.7692 | 4.9806 | 0.044865 | 1.362 | 4.0159 | 0 | 0.33136 | 0 | 0.79783 | 38.7042 | 39.0486 | 39.0486 | 1
MI_6A_PS_2013_EL | 6A | PS | EL | 17594 | ASHRAE30pct-state-6A | SchoolPrimary | STD2013 | MI-AlpenaCounty-MI | Zone6A | Zone6A(MI-AlpenaCounty-MI) | ASHRAE30pct-state-STD2013 | state | MI | 0.1095 | 0.82 | ASHRAE30pct-state-6A_SchoolPrimary_STD2013_MI-AlpenaCounty-MI.table.csv.gz | Primary School | Alpena County Regional Ap MI USA TMY3 WMO#=726390 | Electricity | 0 | 73822.2228 | 193280.5571 | 12708.3334 | 317797.2248 | 0 | 95427.7785 | 825 | 0 | 0 | 27444.4447 | 7177.7778 | 17363.889 | 0 | 752566.6727 | 0 | 745847.2282 | 6719.4445 | 6719.4445 | 0 | 8083.5334 | 21164.221 | 1391.5625 | 34798.7961 | 0 | 10449.3418 | 90.3375 | 0 | 0 | 3005.1667 | 785.9667 | 1901.3458 | 0 | 82406.0507 | 0 | 81670.2715 | 735.7792 | 735.7792 | 0 | 251.953 | 659.6605 | 43.3731 | 1084.6321 | 0 | 325.692 | 2.8157 | 0 | 0 | 93.667 | 24.4975 | 59.2624 | 0 | 2568.4867 | 0 | 2545.5535 | 22.9333 | 22.9333 | 8.9193 | 0.58645 | 14.9754 | 4.4037 | 0.038071 | 1.2665 | 3.4067 | 0 | 0.33123 | 0 | 0.80129 | 34.4184 | 34.7285 | 34.7285 | 2
MI_6A_PS_2010_NG | 6A | PS | NG | 16943 | ASHRAE30pct-state-6A | SchoolPrimary | STD2010 | MI-AlpenaCounty-MI | Zone6A | Zone6A(MI-AlpenaCounty-MI) | ASHRAE30pct-state-STD2010 | state | MI | 0.1095 | 0.82 | ASHRAE30pct-state-6A_SchoolPrimary_STD2010_MI-AlpenaCounty-MI.table.csv.gz | Primary School | Alpena County Regional Ap MI USA TMY3 WMO#=726390 | Natural Gas | 1269515.7287 | 0 | 0 | 0 | 342190.4148 | 0 | 0 | 0 | 0 | 0 | 0 | 125367.7705 | 0 | 0 | 1737073.914 | 0 | 1737073.914 | 0 | 0 | 10410.029 | 0 | 0 | 0 | 2805.9614 | 0 | 0 | 0 | 0 | 0 | 0 | 1028.0157 | 0 | 0 | 14244.0061 | 0 | 14244.0061 | 0 | 0 | 1269.5157 | 0 | 0 | 0 | 342.1904 | 0 | 0 | 0 | 0 | 0 | 0 | 125.3678 | 0 | 0 | 1737.0739 | 0 | 1737.0739 | 0 | 0 | 0 | 0 | 4.6268 | 0 | 0 | 0 | 0 | 17.1651 | 1.6951 | 0 | 0 | 23.487 | 23.487 | 23.487 | 1
MI_6A_PS_2013_NG | 6A | PS | NG | 17603 | ASHRAE30pct-state-6A | SchoolPrimary | STD2013 | MI-AlpenaCounty-MI | Zone6A | Zone6A(MI-AlpenaCounty-MI) | ASHRAE30pct-state-STD2013 | state | MI | 0.1095 | 0.82 | ASHRAE30pct-state-6A_SchoolPrimary_STD2013_MI-AlpenaCounty-MI.table.csv.gz | Primary School | Alpena County Regional Ap MI USA TMY3 WMO#=726390 | Natural Gas | 1336128.3159 | 0 | 0 | 0 | 342190.4148 | 0 | 0 | 0 | 0 | 0 | 0 | 125291.9451 | 0 | 0 | 1803610.6758 | 0 | 1803610.6758 | 0 | 0 | 10956.2522 | 0 | 0 | 0 | 2805.9614 | 0 | 0 | 0 | 0 | 0 | 0 | 1027.3939 | 0 | 0 | 14789.6075 | 0 | 14789.6075 | 0 | 0 | 1336.1283 | 0 | 0 | 0 | 342.1904 | 0 | 0 | 0 | 0 | 0 | 0 | 125.2919 | 0 | 0 | 1803.6107 | 0 | 1803.6107 | 0 | 0 | 0 | 0 | 4.6268 | 0 | 0 | 0 | 0 | 18.0658 | 1.6941 | 0 | 0 | 24.3866 | 24.3866 | 24.3866 | 2
MN_6A_PS_2010_EL | 6A | PS | EL | 16994 | ASHRAE30pct-state-6A | SchoolPrimary | STD2010 | MN-MinneapolisStPaul-MN | Zone6A | Zone6A(MN-MinneapolisStPaul-MN) | ASHRAE30pct-state-STD2010 | state | MN | 0.0886 | 0.62 | ASHRAE30pct-state-6A_SchoolPrimary_STD2010_MN-MinneapolisStPaul-MN.table.csv.gz | Primary School | Minneapolis St Paul IntL Arp MN USA TMY3 WMO#=726580 | Electricity | 0 | 111655.5564 | 220975.0018 | 12736.1112 | 355925.0028 | 0 | 112500.0009 | 977.7778 | 0 | 0 | 30422.2225 | 7180.5556 | 17283.3335 | 0 | 877116.6737 | 0 | 869655.5625 | 7461.1112 | 7461.1112 | 0 | 9892.6823 | 19578.3852 | 1128.4195 | 31534.9553 | 0 | 9967.5001 | 86.6311 | 0 | 0 | 2695.4089 | 636.1972 | 1531.3033 | 0 | 77712.5373 | 0 | 77051.4828 | 661.0544 | 661.0544 | 0 | 381.077 | 754.1808 | 43.468 | 1214.761 | 0 | 383.959 | 3.3371 | 0 | 0 | 103.8301 | 24.507 | 58.9875 | 0 | 2993.572 | 0 | 2968.1075 | 25.4645 | 25.4645 | 10.1973 | 0.58773 | 16.7691 | 5.1915 | 0.045121 | 1.4039 | 5.1525 | 0 | 0.33136 | 0 | 0.79757 | 40.1318 | 40.4761 | 40.4761 | 1
MN_6A_PS_2013_EL | 6A | PS | EL | 17654 | ASHRAE30pct-state-6A | SchoolPrimary | STD2013 | MN-MinneapolisStPaul-MN | Zone6A | Zone6A(MN-MinneapolisStPaul-MN) | ASHRAE30pct-state-STD2013 | state | MN | 0.0886 | 0.62 | ASHRAE30pct-state-6A_SchoolPrimary_STD2013_MN-MinneapolisStPaul-MN.table.csv.gz | Primary School | Minneapolis St Paul IntL Arp MN USA TMY3 WMO#=726580 | Electricity | 0 | 93408.3341 | 194311.1127 | 12736.1112 | 317797.2248 | 0 | 97575.0008 | 863.8889 | 0 | 0 | 28700.0002 | 7177.7778 | 17363.889 | 0 | 776652.784 | 0 | 769933.3395 | 6719.4445 | 6719.4445 | 0 | 8275.9784 | 17215.9646 | 1128.4195 | 28156.8341 | 0 | 8645.1451 | 76.5406 | 0 | 0 | 2542.82 | 635.9511 | 1538.4406 | 0 | 68811.4367 | 0 | 68216.0939 | 595.3428 | 595.3428 | 0 | 318.7997 | 663.1778 | 43.468 | 1084.6321 | 0 | 333.0205 | 2.9484 | 0 | 0 | 97.9522 | 24.4975 | 59.2624 | 0 | 2650.6919 | 0 | 2627.7586 | 22.9333 | 22.9333 | 8.9668 | 0.58773 | 14.9754 | 4.5028 | 0.039866 | 1.3244 | 4.3105 | 0 | 0.33123 | 0 | 0.80129 | 35.5299 | 35.84 | 35.84 | 2
MN_6A_PS_2010_NG | 6A | PS | NG | 17003 | ASHRAE30pct-state-6A | SchoolPrimary | STD2010 | MN-MinneapolisStPaul-MN | Zone6A | Zone6A(MN-MinneapolisStPaul-MN) | ASHRAE30pct-state-STD2010 | state | MN | 0.0886 | 0.62 | ASHRAE30pct-state-6A_SchoolPrimary_STD2010_MN-MinneapolisStPaul-MN.table.csv.gz | Primary School | Minneapolis St Paul IntL Arp MN USA TMY3 WMO#=726580 | Natural Gas | 1294244.2774 | 0 | 0 | 0 | 342190.4148 | 0 | 0 | 0 | 0 | 0 | 0 | 125367.7705 | 0 | 0 | 1761802.4627 | 0 | 1761802.4627 | 0 | 0 | 8024.3145 | 0 | 0 | 0 | 2121.5806 | 0 | 0 | 0 | 0 | 0 | 0 | 777.2802 | 0 | 0 | 10923.1753 | 0 | 10923.1753 | 0 | 0 | 1294.2443 | 0 | 0 | 0 | 342.1904 | 0 | 0 | 0 | 0 | 0 | 0 | 125.3678 | 0 | 0 | 1761.8025 | 0 | 1761.8025 | 0 | 0 | 0 | 0 | 4.6268 | 0 | 0 | 0 | 0 | 17.4995 | 1.6951 | 0 | 0 | 23.8213 | 23.8213 | 23.8213 | 1
MN_6A_PS_2013_NG | 6A | PS | NG | 17663 | ASHRAE30pct-state-6A | SchoolPrimary | STD2013 | MN-MinneapolisStPaul-MN | Zone6A | Zone6A(MN-MinneapolisStPaul-MN) | ASHRAE30pct-state-STD2013 | state | MN | 0.0886 | 0.62 | ASHRAE30pct-state-6A_SchoolPrimary_STD2013_MN-MinneapolisStPaul-MN.table.csv.gz | Primary School | Minneapolis St Paul IntL Arp MN USA TMY3 WMO#=726580 | Natural Gas | 1304641.8312 | 0 | 0 | 0 | 342190.4148 | 0 | 0 | 0 | 0 | 0 | 0 | 125244.5542 | 0 | 0 | 1772086.2784 | 0 | 1772076.8002 | 0 | 0 | 8088.7794 | 0 | 0 | 0 | 2121.5806 | 0 | 0 | 0 | 0 | 0 | 0 | 776.5162 | 0 | 0 | 10986.9349 | 0 | 10986.8762 | 0 | 0 | 1304.6418 | 0 | 0 | 0 | 342.1904 | 0 | 0 | 0 | 0 | 0 | 0 | 125.2446 | 0 | 0 | 1772.0863 | 0 | 1772.0768 | 0 | 0 | 0 | 0 | 4.6268 | 0 | 0 | 0 | 0 | 17.6401 | 1.6934 | 0 | 0 | 23.9603 | 23.9604 | 23.9603 | 2
ND_6A_PS_2010_EL | 6A | PS | EL | 17054 | ASHRAE30pct-state-6A | SchoolPrimary | STD2010 | ND-Bismarck-ND | Zone6A | Zone6A(ND-Bismarck-ND) | ASHRAE30pct-state-STD2010 | state | ND | 0.0798 | 0.59 | ASHRAE30pct-state-6A_SchoolPrimary_STD2010_ND-Bismarck-ND.table.csv.gz | Primary School | Bismarck Municipal Arpt Isis ND USA TMY3 WMO#=727640 | Electricity | 0 | 100208.3341 | 221566.6684 | 12808.3334 | 355925.0028 | 0 | 107855.5564 | 1027.7778 | 0 | 0 | 30458.3336 | 7180.5556 | 17233.3335 | 0 | 861727.7847 | 0 | 854263.8957 | 7463.8889 | 7463.8889 | 0 | 7996.6251 | 17681.0201 | 1022.105 | 28402.8152 | 0 | 8606.8734 | 82.0167 | 0 | 0 | 2430.575 | 573.0083 | 1375.22 | 0 | 68765.8772 | 0 | 68170.2589 | 595.6183 | 595.6183 | 0 | 342.0079 | 756.2002 | 43.7144 | 1214.761 | 0 | 368.1077 | 3.5078 | 0 | 0 | 103.9533 | 24.507 | 58.8168 | 0 | 2941.0502 | 0 | 2915.5762 | 25.474 | 25.474 | 10.2246 | 0.59106 | 16.7692 | 4.9772 | 0.047429 | 1.4056 | 4.6243 | 0 | 0.33136 | 0 | 0.79526 | 39.4215 | 39.766 | 39.766 | 1
ND_6A_PS_2013_EL | 6A | PS | EL | 17714 | ASHRAE30pct-state-6A | SchoolPrimary | STD2013 | ND-Bismarck-ND | Zone6A | Zone6A(ND-Bismarck-ND) | ASHRAE30pct-state-STD2013 | state | ND | 0.0798 | 0.59 | ASHRAE30pct-state-6A_SchoolPrimary_STD2013_ND-Bismarck-ND.table.csv.gz | Primary School | Bismarck Municipal Arpt Isis ND USA TMY3 WMO#=727640 | Electricity | 0 | 87652.7785 | 195002.7793 | 12808.3334 | 317797.2248 | 0 | 99130.5563 | 913.8889 | 0 | 0 | 28936.1113 | 7180.5556 | 17247.2224 | 0 | 773391.6729 | 0 | 766669.4506 | 6722.2223 | 6722.2223 | 0 | 6994.6917 | 15561.2218 | 1022.105 | 25360.2185 | 0 | 7910.6184 | 72.9283 | 0 | 0 | 2309.1017 | 573.0083 | 1376.3283 | 0 | 61716.6555 | 0 | 61180.2222 | 536.4333 | 536.4333 | 0 | 299.1562 | 665.5384 | 43.7144 | 1084.6321 | 0 | 338.3295 | 3.1191 | 0 | 0 | 98.7581 | 24.507 | 58.8642 | 0 | 2639.5618 | 0 | 2616.6191 | 22.9427 | 22.9427 | 8.9987 | 0.59106 | 14.9755 | 4.5746 | 0.042173 | 1.3353 | 4.0449 | 0 | 0.33136 | 0 | 0.7959 | 35.3793 | 35.6895 | 35.6895 | 2
ND_6A_PS_2010_NG | 6A | PS | NG | 17063 | ASHRAE30pct-state-6A | SchoolPrimary | STD2010 | ND-Bismarck-ND | Zone6A | Zone6A(ND-Bismarck-ND) | ASHRAE30pct-state-STD2010 | state | ND | 0.0798 | 0.59 | ASHRAE30pct-state-6A_SchoolPrimary_STD2010_ND-Bismarck-ND.table.csv.gz | Primary School | Bismarck Municipal Arpt Isis ND USA TMY3 WMO#=727640 | Natural Gas | 1399433.0213 | 0 | 0 | 0 | 342190.4148 | 0 | 0 | 0 | 0 | 0 | 0 | 125424.6395 | 0 | 0 | 1867048.0757 | 0 | 1867048.0757 | 0 | 0 | 8256.6548 | 0 | 0 | 0 | 2018.9234 | 0 | 0 | 0 | 0 | 0 | 0 | 740.0054 | 0 | 0 | 11015.5836 | 0 | 11015.5836 | 0 | 0 | 1399.433 | 0 | 0 | 0 | 342.1904 | 0 | 0 | 0 | 0 | 0 | 0 | 125.4246 | 0 | 0 | 1867.0481 | 0 | 1867.0481 | 0 | 0 | 0 | 0 | 4.6268 | 0 | 0 | 0 | 0 | 18.9217 | 1.6959 | 0 | 0 | 25.2444 | 25.2444 | 25.2444 | 1
ND_6A_PS_2013_NG | 6A | PS | NG | 17723 | ASHRAE30pct-state-6A | SchoolPrimary | STD2013 | ND-Bismarck-ND | Zone6A | Zone6A(ND-Bismarck-ND) | ASHRAE30pct-state-STD2013 | state | ND | 0.0798 | 0.59 | ASHRAE30pct-state-6A_SchoolPrimary_STD2013_ND-Bismarck-ND.table.csv.gz | Primary School | Bismarck Municipal Arpt Isis ND USA TMY3 WMO#=727640 | Natural Gas | 1244180.5771 | 0 | 0 | 0 | 342190.4148 | 0 | 0 | 0 | 0 | 0 | 0 | 125282.4669 | 0 | 0 | 1711662.937 | 0 | 1711653.4588 | 0 | 0 | 7340.6654 | 0 | 0 | 0 | 2018.9234 | 0 | 0 | 0 | 0 | 0 | 0 | 739.1666 | 0 | 0 | 10098.8113 | 0 | 10098.7554 | 0 | 0 | 1244.1806 | 0 | 0 | 0 | 342.1904 | 0 | 0 | 0 | 0 | 0 | 0 | 125.2825 | 0 | 0 | 1711.6629 | 0 | 1711.6535 | 0 | 0 | 0 | 0 | 4.6268 | 0 | 0 | 0 | 0 | 16.8226 | 1.6939 | 0 | 0 | 23.1433 | 23.1434 | 23.1433 | 2
NH_6A_PS_2010_EL | 6A | PS | EL | 17114 | ASHRAE30pct-state-6A | SchoolPrimary | STD2010 | NH-Concord-NH | Zone6A | Zone6A(NH-Concord-NH) | ASHRAE30pct-state-STD2010 | state | NH | 0.134 | 1.17 | ASHRAE30pct-state-6A_SchoolPrimary_STD2010_NH-Concord-NH.table.csv.gz | Primary School | Concord Municipal Arpt NH USA TMY3 WMO#=726050 | Electricity | 0 | 103063.8897 | 220355.5573 | 12786.1112 | 355925.0028 | 0 | 107480.5564 | 808.3333 | 0 | 0 | 29416.6669 | 7180.5556 | 17311.1112 | 0 | 861788.8958 | 0 | 854327.7846 | 7461.1112 | 7461.1112 | 0 | 13810.5612 | 29527.6447 | 1713.3389 | 47693.9504 | 0 | 14402.3946 | 108.3167 | 0 | 0 | 3941.8334 | 962.1945 | 2319.6889 | 0 | 115479.712 | 0 | 114479.9231 | 999.7889 | 999.7889 | 0 | 351.7539 | 752.0667 | 43.6386 | 1214.761 | 0 | 366.8278 | 2.7588 | 0 | 0 | 100.3982 | 24.507 | 59.0823 | 0 | 2941.2588 | 0 | 2915.7942 | 25.4645 | 25.4645 | 10.1687 | 0.59004 | 16.7691 | 4.9599 | 0.037302 | 1.3575 | 4.7561 | 0 | 0.33136 | 0 | 0.79885 | 39.4245 | 39.7688 | 39.7688 | 1
NH_6A_PS_2013_EL | 6A | PS | EL | 17774 | ASHRAE30pct-state-6A | SchoolPrimary | STD2013 | NH-Concord-NH | Zone6A | Zone6A(NH-Concord-NH) | ASHRAE30pct-state-STD2013 | state | NH | 0.134 | 1.17 | ASHRAE30pct-state-6A_SchoolPrimary_STD2013_NH-Concord-NH.table.csv.gz | Primary School | Concord Municipal Arpt NH USA TMY3 WMO#=726050 | Electricity | 0 | 85744.4451 | 193605.5571 | 12786.1112 | 317797.2248 | 0 | 94658.3341 | 683.3333 | 0 | 0 | 27269.4447 | 7177.7778 | 17383.3335 | 0 | 763827.7839 | 0 | 757105.5616 | 6722.2223 | 6722.2223 | 0 | 11489.7556 | 25943.1447 | 1713.3389 | 42584.8281 | 0 | 12684.2168 | 91.5667 | 0 | 0 | 3654.1056 | 961.8222 | 2329.3667 | 0 | 102352.923 | 0 | 101452.1453 | 900.7778 | 900.7778 | 0 | 292.6431 | 660.7698 | 43.6386 | 1084.6321 | 0 | 323.066 | 2.3322 | 0 | 0 | 93.0698 | 24.4975 | 59.3288 | 0 | 2606.9205 | 0 | 2583.9778 | 22.9427 | 22.9427 | 8.9343 | 0.59004 | 14.9755 | 4.3682 | 0.031534 | 1.2584 | 3.9568 | 0 | 0.33123 | 0 | 0.80218 | 34.938 | 35.2482 | 35.2482 | 2
NH_6A_PS_2010_NG | 6A | PS | NG | 17123 | ASHRAE30pct-state-6A | SchoolPrimary | STD2010 | NH-Concord-NH | Zone6A | Zone6A(NH-Concord-NH) | ASHRAE30pct-state-STD2010 | state | NH | 0.134 | 1.17 | ASHRAE30pct-state-6A_SchoolPrimary_STD2010_NH-Concord-NH.table.csv.gz | Primary School | Concord Municipal Arpt NH USA TMY3 WMO#=726050 | Natural Gas | 1144328.0435 | 0 | 0 | 0 | 342190.4148 | 0 | 0 | 0 | 0 | 0 | 0 | 125329.8578 | 0 | 0 | 1611848.3161 | 0 | 1611848.3161 | 0 | 0 | 13388.6381 | 0 | 0 | 0 | 4003.6279 | 0 | 0 | 0 | 0 | 0 | 0 | 1466.3593 | 0 | 0 | 18858.6253 | 0 | 18858.6253 | 0 | 0 | 1144.328 | 0 | 0 | 0 | 342.1904 | 0 | 0 | 0 | 0 | 0 | 0 | 125.3299 | 0 | 0 | 1611.8483 | 0 | 1611.8483 | 0 | 0 | 0 | 0 | 4.6268 | 0 | 0 | 0 | 0 | 15.4725 | 1.6946 | 0 | 0 | 21.7938 | 21.7938 | 21.7938 | 1
NH_6A_PS_2013_NG | 6A | PS | NG | 17783 | ASHRAE30pct-state-6A | SchoolPrimary | STD2013 | NH-Concord-NH | Zone6A | Zone6A(NH-Concord-NH) | ASHRAE30pct-state-STD2013 | state | NH | 0.134 | 1.17 | ASHRAE30pct-state-6A_SchoolPrimary_STD2013_NH-Concord-NH.table.csv.gz | Primary School | Concord Municipal Arpt NH USA TMY3 WMO#=726050 | Natural Gas | 1231404.0023 | 0 | 0 | 0 | 342190.4148 | 0 | 0 | 0 | 0 | 0 | 0 | 125225.5979 | 0 | 0 | 1698820.015 | 0 | 1698820.015 | 0 | 0 | 14407.4268 | 0 | 0 | 0 | 4003.6279 | 0 | 0 | 0 | 0 | 0 | 0 | 1465.1395 | 0 | 0 | 19876.1942 | 0 | 19876.1942 | 0 | 0 | 1231.404 | 0 | 0 | 0 | 342.1904 | 0 | 0 | 0 | 0 | 0 | 0 | 125.2256 | 0 | 0 | 1698.82 | 0 | 1698.82 | 0 | 0 | 0 | 0 | 4.6268 | 0 | 0 | 0 | 0 | 16.6498 | 1.6932 | 0 | 0 | 22.9698 | 22.9698 | 22.9698 | 2
NY_6A_PS_2010_EL | 6A | PS | EL | 17174 | ASHRAE30pct-state-6A | SchoolPrimary | STD2010 | NY-Binghamton-NY | Zone6A | Zone6A(NY-Binghamton-NY) | ASHRAE30pct-state-STD2010 | state | NY | 0.1508 | 0.73 | ASHRAE30pct-state-6A_SchoolPrimary_STD2010_NY-Binghamton-NY.table.csv.gz | Primary School | Binghamton Edwin A Link Field NY USA TMY3 WMO#=725150 | Electricity | 0 | 89405.5563 | 219761.1129 | 12744.4445 | 355925.0028 | 0 | 109233.3342 | 719.4445 | 0 | 0 | 29577.778 | 7177.7778 | 17325.0001 | 0 | 849333.3401 | 0 | 841869.4512 | 7463.8889 | 7463.8889 | 0 | 13482.3579 | 33139.9758 | 1921.8622 | 53673.4904 | 0 | 16472.3868 | 108.4922 | 0 | 0 | 4460.3289 | 1082.4089 | 2612.61 | 0 | 128079.4677 | 0 | 126953.9132 | 1125.5545 | 1125.5545 | 0 | 305.1384 | 750.0379 | 43.4964 | 1214.761 | 0 | 372.81 | 2.4554 | 0 | 0 | 100.948 | 24.4975 | 59.1297 | 0 | 2898.7484 | 0 | 2873.2743 | 25.474 | 25.474 | 10.1413 | 0.58811 | 16.7692 | 5.0408 | 0.0332 | 1.3649 | 4.1258 | 0 | 0.33123 | 0 | 0.79949 | 38.8496 | 39.194 | 39.194 | 1
NY_6A_PS_2013_EL | 6A | PS | EL | 17834 | ASHRAE30pct-state-6A | SchoolPrimary | STD2013 | NY-Binghamton-NY | Zone6A | Zone6A(NY-Binghamton-NY) | ASHRAE30pct-state-STD2013 | state | NY | 0.1508 | 0.73 | ASHRAE30pct-state-6A_SchoolPrimary_STD2013_NY-Binghamton-NY.table.csv.gz | Primary School | Binghamton Edwin A Link Field NY USA TMY3 WMO#=725150 | Electricity | 0 | 75213.8895 | 192875.0015 | 12744.4445 | 317797.2248 | 0 | 94491.6674 | 602.7778 | 0 | 0 | 27408.3336 | 7177.7778 | 17400.0001 | 0 | 752430.5616 | 0 | 745711.1171 | 6719.4445 | 6719.4445 | 0 | 11342.2545 | 29085.5502 | 1921.8622 | 47923.8215 | 0 | 14249.3434 | 90.8989 | 0 | 0 | 4133.1767 | 1082.4089 | 2623.92 | 0 | 113466.5287 | 0 | 112453.2365 | 1013.2922 | 1013.2922 | 0 | 256.7027 | 658.2764 | 43.4964 | 1084.6321 | 0 | 322.4971 | 2.0573 | 0 | 0 | 93.5438 | 24.4975 | 59.3857 | 0 | 2568.0222 | 0 | 2545.0889 | 22.9333 | 22.9333 | 8.9006 | 0.58811 | 14.9754 | 4.3605 | 0.027816 | 1.2648 | 3.4709 | 0 | 0.33123 | 0 | 0.80295 | 34.4122 | 34.7222 | 34.7222 | 2
NY_6A_PS_2010_NG | 6A | PS | NG | 17183 | ASHRAE30pct-state-6A | SchoolPrimary | STD2010 | NY-Binghamton-NY | Zone6A | Zone6A(NY-Binghamton-NY) | ASHRAE30pct-state-STD2010 | state | NY | 0.1508 | 0.73 | ASHRAE30pct-state-6A_SchoolPrimary_STD2010_NY-Binghamton-NY.table.csv.gz | Primary School | Binghamton Edwin A Link Field NY USA TMY3 WMO#=725150 | Natural Gas | 1036220.0228 | 0 | 0 | 0 | 342190.4148 | 0 | 0 | 0 | 0 | 0 | 0 | 125348.8141 | 0 | 0 | 1503759.2517 | 0 | 1503759.2517 | 0 | 0 | 7564.4062 | 0 | 0 | 0 | 2497.99 | 0 | 0 | 0 | 0 | 0 | 0 | 915.0463 | 0 | 0 | 10977.4425 | 0 | 10977.4425 | 0 | 0 | 1036.22 | 0 | 0 | 0 | 342.1904 | 0 | 0 | 0 | 0 | 0 | 0 | 125.3488 | 0 | 0 | 1503.7593 | 0 | 1503.7593 | 0 | 0 | 0 | 0 | 4.6268 | 0 | 0 | 0 | 0 | 14.0107 | 1.6948 | 0 | 0 | 20.3323 | 20.3323 | 20.3323 | 1
NY_6A_PS_2013_NG | 6A | PS | NG | 17843 | ASHRAE30pct-state-6A | SchoolPrimary | STD2013 | NY-Binghamton-NY | Zone6A | Zone6A(NY-Binghamton-NY) | ASHRAE30pct-state-STD2013 | state | NY | 0.1508 | 0.73 | ASHRAE30pct-state-6A_SchoolPrimary_STD2013_NY-Binghamton-NY.table.csv.gz | Primary School | Binghamton Edwin A Link Field NY USA TMY3 WMO#=725150 | Natural Gas | 1115997.7898 | 0 | 0 | 0 | 342190.4148 | 0 | 0 | 0 | 0 | 0 | 0 | 125244.5542 | 0 | 0 | 1583432.7588 | 0 | 1583432.7588 | 0 | 0 | 8146.7839 | 0 | 0 | 0 | 2497.99 | 0 | 0 | 0 | 0 | 0 | 0 | 914.2852 | 0 | 0 | 11559.0591 | 0 | 11559.0591 | 0 | 0 | 1115.9978 | 0 | 0 | 0 | 342.1904 | 0 | 0 | 0 | 0 | 0 | 0 | 125.2446 | 0 | 0 | 1583.4328 | 0 | 1583.4328 | 0 | 0 | 0 | 0 | 4.6268 | 0 | 0 | 0 | 0 | 15.0894 | 1.6934 | 0 | 0 | 21.4096 | 21.4096 | 21.4096 | 2
PA_6A_PS_2010_EL | 6A | PS | EL | 17234 | ASHRAE30pct-state-6A | SchoolPrimary | STD2010 | PA-Bradford-PA | Zone6A | Zone6A(PA-Bradford-PA) | ASHRAE30pct-state-STD2010 | state | PA | 0.0937 | 1 | ASHRAE30pct-state-6A_SchoolPrimary_STD2010_PA-Bradford-PA.table.csv.gz | Primary School | Bradford Regional Ap PA USA TMY3 WMO#=725266 | Electricity | 0 | 80747.2229 | 219327.7795 | 12725.0001 | 355925.0028 | 0 | 108522.2231 | 911.1111 | 0 | 0 | 29200.0002 | 7180.5556 | 17275.0001 | 0 | 839275.0067 | 0 | 831813.8955 | 7461.1112 | 7461.1112 | 0 | 7566.0148 | 20551.0129 | 1192.3325 | 33350.1728 | 0 | 10168.5323 | 85.3711 | 0 | 0 | 2736.04 | 672.8181 | 1618.6675 | 0 | 78640.0681 | 0 | 77940.962 | 699.1061 | 699.1061 | 0 | 275.5878 | 748.5589 | 43.43 | 1214.761 | 0 | 370.383 | 3.1096 | 0 | 0 | 99.6587 | 24.507 | 58.959 | 0 | 2864.4196 | 0 | 2838.955 | 25.4645 | 25.4645 | 10.1213 | 0.58722 | 16.7691 | 5.008 | 0.042045 | 1.3475 | 3.7262 | 0 | 0.33136 | 0 | 0.79719 | 38.3855 | 38.7298 | 38.7298 | 1
PA_6A_PS_2013_EL | 6A | PS | EL | 17894 | ASHRAE30pct-state-6A | SchoolPrimary | STD2013 | PA-Bradford-PA | Zone6A | Zone6A(PA-Bradford-PA) | ASHRAE30pct-state-STD2013 | state | PA | 0.0937 | 1 | ASHRAE30pct-state-6A_SchoolPrimary_STD2013_PA-Bradford-PA.table.csv.gz | Primary School | Bradford Regional Ap PA USA TMY3 WMO#=725266 | Electricity | 0 | 68011.1117 | 192047.2238 | 12725.0001 | 317797.2248 | 0 | 95075.0008 | 769.4445 | 0 | 0 | 27108.3336 | 7177.7778 | 17350.0001 | 0 | 744780.5615 | 0 | 738061.117 | 6719.4445 | 6719.4445 | 0 | 6372.6412 | 17994.8249 | 1192.3325 | 29777.6 | 0 | 8908.5276 | 72.0969 | 0 | 0 | 2540.0509 | 672.5578 | 1625.695 | 0 | 69785.9386 | 0 | 69156.3267 | 629.6119 | 629.6119 | 0 | 232.1198 | 655.4512 | 43.43 | 1084.6321 | 0 | 324.488 | 2.6261 | 0 | 0 | 92.5199 | 24.4975 | 59.215 | 0 | 2541.913 | 0 | 2518.9797 | 22.9333 | 22.9333 | 8.8624 | 0.58722 | 14.9754 | 4.3874 | 0.035507 | 1.251 | 3.1385 | 0 | 0.33123 | 0 | 0.80065 | 34.0591 | 34.3692 | 34.3692 | 2
PA_6A_PS_2010_NG | 6A | PS | NG | 17243 | ASHRAE30pct-state-6A | SchoolPrimary | STD2010 | PA-Bradford-PA | Zone6A | Zone6A(PA-Bradford-PA) | ASHRAE30pct-state-STD2010 | state | PA | 0.0937 | 1 | ASHRAE30pct-state-6A_SchoolPrimary_STD2010_PA-Bradford-PA.table.csv.gz | Primary School | Bradford Regional Ap PA USA TMY3 WMO#=725266 | Natural Gas | 1231186.0044 | 0 | 0 | 0 | 342190.4148 | 0 | 0 | 0 | 0 | 0 | 0 | 125386.7268 | 0 | 0 | 1698763.146 | 0 | 1698763.146 | 0 | 0 | 12311.86 | 0 | 0 | 0 | 3421.9041 | 0 | 0 | 0 | 0 | 0 | 0 | 1253.8673 | 0 | 0 | 16987.6315 | 0 | 16987.6315 | 0 | 0 | 1231.186 | 0 | 0 | 0 | 342.1904 | 0 | 0 | 0 | 0 | 0 | 0 | 125.3867 | 0 | 0 | 1698.7631 | 0 | 1698.7631 | 0 | 0 | 0 | 0 | 4.6268 | 0 | 0 | 0 | 0 | 16.6469 | 1.6954 | 0 | 0 | 22.969 | 22.969 | 22.969 | 1
PA_6A_PS_2013_NG | 6A | PS | NG | 17903 | ASHRAE30pct-state-6A | SchoolPrimary | STD2013 | PA-Bradford-PA | Zone6A | Zone6A(PA-Bradford-PA) | ASHRAE30pct-state-STD2013 | state | PA | 0.0937 | 1 | ASHRAE30pct-state-6A_SchoolPrimary_STD2013_PA-Bradford-PA.table.csv.gz | Primary School | Bradford Regional Ap PA USA TMY3 WMO#=725266 | Natural Gas | 1313447.0522 | 0 | 0 | 0 | 342190.4148 | 0 | 0 | 0 | 0 | 0 | 0 | 125282.4669 | 0 | 0 | 1780919.934 | 0 | 1780919.934 | 0 | 0 | 13134.4705 | 0 | 0 | 0 | 3421.9041 | 0 | 0 | 0 | 0 | 0 | 0 | 1252.8247 | 0 | 0 | 17809.1993 | 0 | 17809.1993 | 0 | 0 | 1313.4471 | 0 | 0 | 0 | 342.1904 | 0 | 0 | 0 | 0 | 0 | 0 | 125.2825 | 0 | 0 | 1780.9199 | 0 | 1780.9199 | 0 | 0 | 0 | 0 | 4.6268 | 0 | 0 | 0 | 0 | 17.7591 | 1.6939 | 0 | 0 | 24.0798 | 24.0798 | 24.0798 | 2
SD_6A_PS_2010_EL | 6A | PS | EL | 17294 | ASHRAE30pct-state-6A | SchoolPrimary | STD2010 | SD-Pierre-SD | Zone6A | Zone6A(SD-Pierre-SD) | ASHRAE30pct-state-STD2010 | state | SD | 0.0801 | 0.63 | ASHRAE30pct-state-6A_SchoolPrimary_STD2010_SD-Pierre-SD.table.csv.gz | Primary School | Pierre Municipal Ap SD USA TMY3 WMO#=726686 | Electricity | 0 | 121319.4454 | 220711.1129 | 12802.7779 | 355925.0028 | 0 | 105072.2231 | 758.3333 | 0 | 0 | 30311.1114 | 7180.5556 | 17280.5557 | 0 | 878822.2293 | 0 | 871361.1181 | 7461.1112 | 7461.1112 | 0 | 9717.6876 | 17678.9601 | 1025.5025 | 28509.5927 | 0 | 8416.2851 | 60.7425 | 0 | 0 | 2427.92 | 575.1625 | 1384.1725 | 0 | 70393.6606 | 0 | 69796.0256 | 597.635 | 597.635 | 0 | 414.0595 | 753.2802 | 43.6955 | 1214.761 | 0 | 358.6082 | 2.5882 | 0 | 0 | 103.4509 | 24.507 | 58.978 | 0 | 2999.393 | 0 | 2973.9285 | 25.4645 | 25.4645 | 10.1851 | 0.59081 | 16.7691 | 4.8487 | 0.034995 | 1.3988 | 5.5985 | 0 | 0.33136 | 0 | 0.79744 | 40.2105 | 40.5548 | 40.5548 | 1
SD_6A_PS_2013_EL | 6A | PS | EL | 17954 | ASHRAE30pct-state-6A | SchoolPrimary | STD2013 | SD-Pierre-SD | Zone6A | Zone6A(SD-Pierre-SD) | ASHRAE30pct-state-STD2013 | state | SD | 0.0801 | 0.63 | ASHRAE30pct-state-6A_SchoolPrimary_STD2013_SD-Pierre-SD.table.csv.gz | Primary School | Pierre Municipal Ap SD USA TMY3 WMO#=726686 | Electricity | 0 | 105738.8897 | 193613.8904 | 12802.7779 | 317797.2248 | 0 | 99766.6675 | 766.6667 | 0 | 0 | 29427.778 | 7177.7778 | 17286.1112 | 0 | 791105.5619 | 0 | 784377.7841 | 6727.7778 | 6727.7778 | 0 | 8469.6851 | 15508.4726 | 1025.5025 | 25455.5577 | 0 | 7991.3101 | 61.41 | 0 | 0 | 2357.165 | 574.94 | 1384.6175 | 0 | 63367.5555 | 0 | 62828.6605 | 538.895 | 538.895 | 0 | 360.8836 | 660.7982 | 43.6955 | 1084.6321 | 0 | 340.5005 | 2.6166 | 0 | 0 | 100.4361 | 24.4975 | 58.997 | 0 | 2700.0188 | 0 | 2677.0571 | 22.9617 | 22.9617 | 8.9347 | 0.59081 | 14.9758 | 4.6039 | 0.035379 | 1.358 | 4.8795 | 0 | 0.33123 | 0 | 0.7977 | 36.1965 | 36.507 | 36.507 | 2
SD_6A_PS_2010_NG | 6A | PS | NG | 17303 | ASHRAE30pct-state-6A | SchoolPrimary | STD2010 | SD-Pierre-SD | Zone6A | Zone6A(SD-Pierre-SD) | ASHRAE30pct-state-STD2010 | state | SD | 0.0801 | 0.63 | ASHRAE30pct-state-6A_SchoolPrimary_STD2010_SD-Pierre-SD.table.csv.gz | Primary School | Pierre Municipal Ap SD USA TMY3 WMO#=726686 | Natural Gas | 1222323.9143 | 0 | 0 | 0 | 342190.4148 | 0 | 0 | 0 | 0 | 0 | 0 | 125348.8141 | 0 | 0 | 1689863.1432 | 0 | 1689863.1432 | 0 | 0 | 7700.6407 | 0 | 0 | 0 | 2155.7996 | 0 | 0 | 0 | 0 | 0 | 0 | 789.6975 | 0 | 0 | 10646.1378 | 0 | 10646.1378 | 0 | 0 | 1222.3239 | 0 | 0 | 0 | 342.1904 | 0 | 0 | 0 | 0 | 0 | 0 | 125.3488 | 0 | 0 | 1689.8631 | 0 | 1689.8631 | 0 | 0 | 0 | 0 | 4.6268 | 0 | 0 | 0 | 0 | 16.527 | 1.6948 | 0 | 0 | 22.8486 | 22.8486 | 22.8486 | 1
SD_6A_PS_2013_NG | 6A | PS | NG | 17963 | ASHRAE30pct-state-6A | SchoolPrimary | STD2013 | SD-Pierre-SD | Zone6A | Zone6A(SD-Pierre-SD) | ASHRAE30pct-state-STD2013 | state | SD | 0.0801 | 0.63 | ASHRAE30pct-state-6A_SchoolPrimary_STD2013_SD-Pierre-SD.table.csv.gz | Primary School | Pierre Municipal Ap SD USA TMY3 WMO#=726686 | Natural Gas | 1104491.2899 | 0 | 0 | 0 | 342190.4148 | 0 | 0 | 0 | 0 | 0 | 0 | 125244.5542 | 0 | 0 | 1571926.259 | 0 | 1571926.259 | 0 | 0 | 6958.2951 | 0 | 0 | 0 | 2155.7996 | 0 | 0 | 0 | 0 | 0 | 0 | 789.0407 | 0 | 0 | 9903.1354 | 0 | 9903.1354 | 0 | 0 | 1104.4913 | 0 | 0 | 0 | 342.1904 | 0 | 0 | 0 | 0 | 0 | 0 | 125.2446 | 0 | 0 | 1571.9263 | 0 | 1571.9263 | 0 | 0 | 0 | 0 | 4.6268 | 0 | 0 | 0 | 0 | 14.9338 | 1.6934 | 0 | 0 | 21.254 | 21.254 | 21.254 | 2
VT_6A_PS_2010_EL | 6A | PS | EL | 17354 | ASHRAE30pct-state-6A | SchoolPrimary | STD2010 | VT-Burlington-VT | Zone6A | Zone6A(VT-Burlington-VT) | ASHRAE30pct-state-STD2010 | state | VT | 0.143 | 1.18 | ASHRAE30pct-state-6A_SchoolPrimary_STD2010_VT-Burlington-VT.table.csv.gz | Primary School | Burlington International Ap VT USA TMY3 WMO#=726170 | Electricity | 0 | 95300.0008 | 220641.6684 | 12777.7779 | 355925.0028 | 0 | 107063.8897 | 888.8889 | 0 | 0 | 29277.778 | 7180.5556 | 17294.4446 | 0 | 853811.1179 | 0 | 846350.0068 | 7461.1112 | 7461.1112 | 0 | 13627.9001 | 31551.7586 | 1827.2222 | 50897.2754 | 0 | 15310.1362 | 127.1111 | 0 | 0 | 4186.7223 | 1026.8195 | 2473.1056 | 0 | 122094.9899 | 0 | 121028.051 | 1066.9389 | 1066.9389 | 0 | 325.2559 | 753.0432 | 43.6102 | 1214.761 | 0 | 365.4057 | 3.0338 | 0 | 0 | 99.9241 | 24.507 | 59.0254 | 0 | 2914.0309 | 0 | 2888.5663 | 25.4645 | 25.4645 | 10.1819 | 0.58965 | 16.7691 | 4.9407 | 0.041019 | 1.3511 | 4.3978 | 0 | 0.33136 | 0 | 0.79808 | 39.0563 | 39.4006 | 39.4006 | 1
VT_6A_PS_2013_EL | 6A | PS | EL | 18014 | ASHRAE30pct-state-6A | SchoolPrimary | STD2013 | VT-Burlington-VT | Zone6A | Zone6A(VT-Burlington-VT) | ASHRAE30pct-state-STD2013 | state | VT | 0.143 | 1.18 | ASHRAE30pct-state-6A_SchoolPrimary_STD2013_VT-Burlington-VT.table.csv.gz | Primary School | Burlington International Ap VT USA TMY3 WMO#=726170 | Electricity | 0 | 79455.5562 | 194155.5571 | 12777.7779 | 317797.2248 | 0 | 93436.1119 | 730.5556 | 0 | 0 | 27111.1113 | 7177.7778 | 17369.4446 | 0 | 756736.1172 | 0 | 750011.1171 | 6725.0001 | 6725.0001 | 0 | 11362.1445 | 27764.2447 | 1827.2222 | 45445.0031 | 0 | 13361.364 | 104.4694 | 0 | 0 | 3876.8889 | 1026.4222 | 2483.8306 | 0 | 108213.2648 | 0 | 107251.5897 | 961.675 | 961.675 | 0 | 271.1794 | 662.6469 | 43.6102 | 1084.6321 | 0 | 318.8946 | 2.4934 | 0 | 0 | 92.5294 | 24.4975 | 59.2814 | 0 | 2582.7169 | 0 | 2559.7647 | 22.9522 | 22.9522 | 8.9597 | 0.58965 | 14.9757 | 4.3118 | 0.033713 | 1.2511 | 3.6666 | 0 | 0.33123 | 0 | 0.80154 | 34.6106 | 34.9209 | 34.9209 | 2
VT_6A_PS_2010_NG | 6A | PS | NG | 17363 | ASHRAE30pct-state-6A | SchoolPrimary | STD2010 | VT-Burlington-VT | Zone6A | Zone6A(VT-Burlington-VT) | ASHRAE30pct-state-STD2010 | state | VT | 0.143 | 1.18 | ASHRAE30pct-state-6A_SchoolPrimary_STD2010_VT-Burlington-VT.table.csv.gz | Primary School | Burlington International Ap VT USA TMY3 WMO#=726170 | Natural Gas | 1212229.662 | 0 | 0 | 0 | 342190.4148 | 0 | 0 | 0 | 0 | 0 | 0 | 125358.2923 | 0 | 0 | 1679778.3691 | 0 | 1679778.3691 | 0 | 0 | 14304.31 | 0 | 0 | 0 | 4037.8469 | 0 | 0 | 0 | 0 | 0 | 0 | 1479.2278 | 0 | 0 | 19821.3848 | 0 | 19821.3848 | 0 | 0 | 1212.2297 | 0 | 0 | 0 | 342.1904 | 0 | 0 | 0 | 0 | 0 | 0 | 125.3583 | 0 | 0 | 1679.7784 | 0 | 1679.7784 | 0 | 0 | 0 | 0 | 4.6268 | 0 | 0 | 0 | 0 | 16.3906 | 1.695 | 0 | 0 | 22.7123 | 22.7123 | 22.7123 | 1
VT_6A_PS_2013_NG | 6A | PS | NG | 18023 | ASHRAE30pct-state-6A | SchoolPrimary | STD2013 | VT-Burlington-VT | Zone6A | Zone6A(VT-Burlington-VT) | ASHRAE30pct-state-STD2013 | state | VT | 0.143 | 1.18 | ASHRAE30pct-state-6A_SchoolPrimary_STD2013_VT-Burlington-VT.table.csv.gz | Primary School | Burlington International Ap VT USA TMY3 WMO#=726170 | Natural Gas | 1282434.476 | 0 | 0 | 0 | 342190.4148 | 0 | 0 | 0 | 0 | 0 | 0 | 125263.5106 | 0 | 0 | 1749897.8796 | 0 | 1749888.4015 | 0 | 0 | 15132.7268 | 0 | 0 | 0 | 4037.8469 | 0 | 0 | 0 | 0 | 0 | 0 | 1478.1094 | 0 | 0 | 20648.795 | 0 | 20648.6831 | 0 | 0 | 1282.4345 | 0 | 0 | 0 | 342.1904 | 0 | 0 | 0 | 0 | 0 | 0 | 125.2635 | 0 | 0 | 1749.8979 | 0 | 1749.8884 | 0 | 0 | 0 | 0 | 4.6268 | 0 | 0 | 0 | 0 | 17.3398 | 1.6937 | 0 | 0 | 23.6602 | 23.6604 | 23.6602 | 2
WI_6A_PS_2010_EL | 6A | PS | EL | 17414 | ASHRAE30pct-state-6A | SchoolPrimary | STD2010 | WI-Madison-WI | Zone6A | Zone6A(WI-Madison-WI) | ASHRAE30pct-state-STD2010 | state | WI | 0.1054 | 0.72 | ASHRAE30pct-state-6A_SchoolPrimary_STD2010_WI-Madison-WI.table.csv.gz | Primary School | Madison Dane Co Regional Arpt WI USA TMY3 WMO#=726410 | Electricity | 0 | 116005.5565 | 220127.7795 | 12761.1112 | 355925.0028 | 0 | 110588.8898 | 936.1111 | 0 | 0 | 29925.0002 | 7180.5556 | 17330.5557 | 0 | 878241.6737 | 0 | 870780.5625 | 7461.1112 | 7461.1112 | 0 | 12226.9857 | 23201.468 | 1345.0211 | 37514.4953 | 0 | 11656.069 | 98.6661 | 0 | 0 | 3154.095 | 756.8306 | 1826.6406 | 0 | 92566.6724 | 0 | 91780.2713 | 786.4011 | 786.4011 | 0 | 395.9234 | 751.2893 | 43.5533 | 1214.761 | 0 | 377.4365 | 3.1949 | 0 | 0 | 102.1331 | 24.507 | 59.1486 | 0 | 2997.4116 | 0 | 2971.9471 | 25.4645 | 25.4645 | 10.1582 | 0.58888 | 16.7691 | 5.1033 | 0.043199 | 1.3809 | 5.3533 | 0 | 0.33136 | 0 | 0.79975 | 40.1837 | 40.528 | 40.528 | 1
WI_6A_PS_2013_EL | 6A | PS | EL | 18074 | ASHRAE30pct-state-6A | SchoolPrimary | STD2013 | WI-Madison-WI | Zone6A | Zone6A(WI-Madison-WI) | ASHRAE30pct-state-STD2013 | state | WI | 0.1054 | 0.72 | ASHRAE30pct-state-6A_SchoolPrimary_STD2013_WI-Madison-WI.table.csv.gz | Primary School | Madison Dane Co Regional Arpt WI USA TMY3 WMO#=726410 | Electricity | 0 | 97858.3341 | 193016.6682 | 12761.1112 | 317797.2248 | 0 | 97530.5563 | 783.3333 | 0 | 0 | 27983.3336 | 7177.7778 | 17427.7779 | 0 | 779052.784 | 0 | 772336.1173 | 6716.6667 | 6716.6667 | 0 | 10314.2684 | 20343.9568 | 1345.0211 | 33495.8275 | 0 | 10279.7206 | 82.5633 | 0 | 0 | 2949.4434 | 756.5378 | 1836.8878 | 0 | 82112.1634 | 0 | 81404.2268 | 707.9367 | 707.9367 | 0 | 333.9875 | 658.7599 | 43.5533 | 1084.6321 | 0 | 332.8688 | 2.6735 | 0 | 0 | 95.5062 | 24.4975 | 59.4805 | 0 | 2658.883 | 0 | 2635.9592 | 22.9238 | 22.9238 | 8.9071 | 0.58888 | 14.9753 | 4.5007 | 0.036148 | 1.2913 | 4.5158 | 0 | 0.33123 | 0 | 0.80424 | 35.6408 | 35.9508 | 35.9508 | 2
WI_6A_PS_2010_NG | 6A | PS | NG | 17423 | ASHRAE30pct-state-6A | SchoolPrimary | STD2010 | WI-Madison-WI | Zone6A | Zone6A(WI-Madison-WI) | ASHRAE30pct-state-STD2010 | state | WI | 0.1054 | 0.72 | ASHRAE30pct-state-6A_SchoolPrimary_STD2010_WI-Madison-WI.table.csv.gz | Primary School | Madison Dane Co Regional Arpt WI USA TMY3 WMO#=726410 | Natural Gas | 1253819.8772 | 0 | 0 | 0 | 342190.4148 | 0 | 0 | 0 | 0 | 0 | 0 | 125329.8578 | 0 | 0 | 1721349.628 | 0 | 1721340.1498 | 0 | 0 | 9027.5031 | 0 | 0 | 0 | 2463.771 | 0 | 0 | 0 | 0 | 0 | 0 | 902.375 | 0 | 0 | 12393.7173 | 0 | 12393.6491 | 0 | 0 | 1253.8199 | 0 | 0 | 0 | 342.1904 | 0 | 0 | 0 | 0 | 0 | 0 | 125.3299 | 0 | 0 | 1721.3496 | 0 | 1721.3401 | 0 | 0 | 0 | 0 | 4.6268 | 0 | 0 | 0 | 0 | 16.9529 | 1.6946 | 0 | 0 | 23.2742 | 23.2744 | 23.2742 | 1
WI_6A_PS_2013_NG | 6A | PS | NG | 18083 | ASHRAE30pct-state-6A | SchoolPrimary | STD2013 | WI-Madison-WI | Zone6A | Zone6A(WI-Madison-WI) | ASHRAE30pct-state-STD2013 | state | WI | 0.1054 | 0.72 | ASHRAE30pct-state-6A_SchoolPrimary_STD2013_WI-Madison-WI.table.csv.gz | Primary School | Madison Dane Co Regional Arpt WI USA TMY3 WMO#=726410 | Natural Gas | 1298803.2777 | 0 | 0 | 0 | 342190.4148 | 0 | 0 | 0 | 0 | 0 | 0 | 125254.0324 | 0 | 0 | 1766247.7249 | 0 | 1766247.7249 | 0 | 0 | 9351.3836 | 0 | 0 | 0 | 2463.771 | 0 | 0 | 0 | 0 | 0 | 0 | 901.829 | 0 | 0 | 12716.9836 | 0 | 12716.9836 | 0 | 0 | 1298.8033 | 0 | 0 | 0 | 342.1904 | 0 | 0 | 0 | 0 | 0 | 0 | 125.254 | 0 | 0 | 1766.2477 | 0 | 1766.2477 | 0 | 0 | 0 | 0 | 4.6268 | 0 | 0 | 0 | 0 | 17.5611 | 1.6936 | 0 | 0 | 23.8814 | 23.8814 | 23.8814 | 2
CA_6B_PS_2010_EL | 6B | PS | EL | 18554 | ASHRAE30pct-state-6B | SchoolPrimary | STD2010 | CA-Eagle-CA | Zone6B | Zone6B(CA-Eagle-CA) | ASHRAE30pct-state-STD2010 | state | CA | 0.136 | 0.7 | ASHRAE30pct-state-6B_SchoolPrimary_STD2010_CA-Eagle-CA.table.csv.gz | Primary School | Eagle County Ap CO USA TMY3 WMO#=724675 | Electricity | 0 | 68275.0005 | 220113.8906 | 12730.5557 | 355925.0028 | 0 | 110513.8898 | 658.3333 | 0 | 0 | 28572.2225 | 7180.5556 | 17094.4446 | 0 | 828527.7844 | 0 | 821063.8955 | 7463.8889 | 7463.8889 | 0 | 9285.4001 | 29935.4891 | 1731.3556 | 48405.8004 | 0 | 15029.889 | 89.5333 | 0 | 0 | 3885.8223 | 976.5556 | 2324.8445 | 0 | 112679.7787 | 0 | 111664.6898 | 1015.0889 | 1015.0889 | 0 | 233.0205 | 751.2419 | 43.449 | 1214.761 | 0 | 377.1805 | 2.2469 | 0 | 0 | 97.5161 | 24.507 | 58.3428 | 0 | 2827.7396 | 0 | 2802.2656 | 25.474 | 25.474 | 10.1575 | 0.58747 | 16.7692 | 5.0999 | 0.03038 | 1.3185 | 3.1507 | 0 | 0.33136 | 0 | 0.78885 | 37.8894 | 38.2339 | 38.2339 | 1
CA_6B_PS_2013_EL | 6B | PS | EL | 18974 | ASHRAE30pct-state-6B | SchoolPrimary | STD2013 | CA-Eagle-CA | Zone6B | Zone6B(CA-Eagle-CA) | ASHRAE30pct-state-STD2013 | state | CA | 0.136 | 0.7 | ASHRAE30pct-state-6B_SchoolPrimary_STD2013_CA-Eagle-CA.table.csv.gz | Primary School | Eagle County Ap CO USA TMY3 WMO#=724675 | Electricity | 0 | 60072.2227 | 192152.7793 | 12730.5557 | 317797.2248 | 0 | 100491.6675 | 575 | 0 | 0 | 29188.8891 | 7180.5556 | 17088.889 | 0 | 744000.006 | 0 | 737277.7837 | 6722.2223 | 6722.2223 | 0 | 8169.8223 | 26132.778 | 1731.3556 | 43220.4226 | 0 | 13666.8668 | 78.2 | 0 | 0 | 3969.6889 | 976.5556 | 2324.0889 | 0 | 101184.0008 | 0 | 100269.7786 | 914.2222 | 914.2222 | 0 | 205.0246 | 655.8115 | 43.449 | 1084.6321 | 0 | 342.9749 | 1.9625 | 0 | 0 | 99.6208 | 24.507 | 58.3238 | 0 | 2539.249 | 0 | 2516.3062 | 22.9427 | 22.9427 | 8.8672 | 0.58747 | 14.9755 | 4.6374 | 0.026534 | 1.347 | 2.7721 | 0 | 0.33136 | 0 | 0.7886 | 34.023 | 34.3332 | 34.3332 | 2
CA_6B_PS_2010_NG | 6B | PS | NG | 18563 | ASHRAE30pct-state-6B | SchoolPrimary | STD2010 | CA-Eagle-CA | Zone6B | Zone6B(CA-Eagle-CA) | ASHRAE30pct-state-STD2010 | state | CA | 0.136 | 0.7 | ASHRAE30pct-state-6B_SchoolPrimary_STD2010_CA-Eagle-CA.table.csv.gz | Primary School | Eagle County Ap CO USA TMY3 WMO#=724675 | Natural Gas | 872702.6132 | 0 | 0 | 0 | 342190.4148 | 0 | 0 | 0 | 0 | 0 | 0 | 126021.7643 | 0 | 0 | 1340924.2705 | 0 | 1340914.7923 | 0 | 0 | 6108.9183 | 0 | 0 | 0 | 2395.3329 | 0 | 0 | 0 | 0 | 0 | 0 | 882.1523 | 0 | 0 | 9386.4699 | 0 | 9386.4035 | 0 | 0 | 872.7026 | 0 | 0 | 0 | 342.1904 | 0 | 0 | 0 | 0 | 0 | 0 | 126.0218 | 0 | 0 | 1340.9243 | 0 | 1340.9148 | 0 | 0 | 0 | 0 | 4.6268 | 0 | 0 | 0 | 0 | 11.7998 | 1.7039 | 0 | 0 | 18.1305 | 18.1306 | 18.1305 | 1
CA_6B_PS_2013_NG | 6B | PS | NG | 18983 | ASHRAE30pct-state-6B | SchoolPrimary | STD2013 | CA-Eagle-CA | Zone6B | Zone6B(CA-Eagle-CA) | ASHRAE30pct-state-STD2013 | state | CA | 0.136 | 0.7 | ASHRAE30pct-state-6B_SchoolPrimary_STD2013_CA-Eagle-CA.table.csv.gz | Primary School | Eagle County Ap CO USA TMY3 WMO#=724675 | Natural Gas | 803796.3086 | 0 | 0 | 0 | 342190.4148 | 0 | 0 | 0 | 0 | 0 | 0 | 125908.0262 | 0 | 0 | 1271894.7497 | 0 | 1271894.7497 | 0 | 0 | 5626.5742 | 0 | 0 | 0 | 2395.3329 | 0 | 0 | 0 | 0 | 0 | 0 | 881.3562 | 0 | 0 | 8903.2632 | 0 | 8903.2632 | 0 | 0 | 803.7963 | 0 | 0 | 0 | 342.1904 | 0 | 0 | 0 | 0 | 0 | 0 | 125.908 | 0 | 0 | 1271.8947 | 0 | 1271.8947 | 0 | 0 | 0 | 0 | 4.6268 | 0 | 0 | 0 | 0 | 10.8681 | 1.7024 | 0 | 0 | 17.1973 | 17.1973 | 17.1973 | 2
CO_6B_PS_2010_EL | 6B | PS | EL | 18614 | ASHRAE30pct-state-6B | SchoolPrimary | STD2010 | CO-EagleCounty-CO | Zone6B | Zone6B(CO-EagleCounty-CO) | ASHRAE30pct-state-STD2010 | state | CO | 0.0934 | 0.73 | ASHRAE30pct-state-6B_SchoolPrimary_STD2010_CO-EagleCounty-CO.table.csv.gz | Primary School | Eagle County Ap CO USA TMY3 WMO#=724675 | Electricity | 0 | 68275.0005 | 220113.8906 | 12730.5557 | 355925.0028 | 0 | 110513.8898 | 658.3333 | 0 | 0 | 28572.2225 | 7180.5556 | 17094.4446 | 0 | 828527.7844 | 0 | 821063.8955 | 7463.8889 | 7463.8889 | 0 | 6376.8851 | 20558.6374 | 1189.0339 | 33243.3953 | 0 | 10321.9973 | 61.4883 | 0 | 0 | 2668.6456 | 670.6639 | 1596.6211 | 0 | 77384.4951 | 0 | 76687.3678 | 697.1272 | 697.1272 | 0 | 233.0205 | 751.2419 | 43.449 | 1214.761 | 0 | 377.1805 | 2.2469 | 0 | 0 | 97.5161 | 24.507 | 58.3428 | 0 | 2827.7396 | 0 | 2802.2656 | 25.474 | 25.474 | 10.1575 | 0.58747 | 16.7692 | 5.0999 | 0.03038 | 1.3185 | 3.1507 | 0 | 0.33136 | 0 | 0.78885 | 37.8894 | 38.2339 | 38.2339 | 1
CO_6B_PS_2013_EL | 6B | PS | EL | 19034 | ASHRAE30pct-state-6B | SchoolPrimary | STD2013 | CO-EagleCounty-CO | Zone6B | Zone6B(CO-EagleCounty-CO) | ASHRAE30pct-state-STD2013 | state | CO | 0.0934 | 0.73 | ASHRAE30pct-state-6B_SchoolPrimary_STD2013_CO-EagleCounty-CO.table.csv.gz | Primary School | Eagle County Ap CO USA TMY3 WMO#=724675 | Electricity | 0 | 60072.2227 | 192152.7793 | 12730.5557 | 317797.2248 | 0 | 100491.6675 | 575 | 0 | 0 | 29188.8891 | 7180.5556 | 17088.889 | 0 | 744000.006 | 0 | 737277.7837 | 6722.2223 | 6722.2223 | 0 | 5610.7456 | 17947.0696 | 1189.0339 | 29682.2608 | 0 | 9385.9217 | 53.705 | 0 | 0 | 2726.2422 | 670.6639 | 1596.1022 | 0 | 69489.6006 | 0 | 68861.745 | 627.8556 | 627.8556 | 0 | 205.0246 | 655.8115 | 43.449 | 1084.6321 | 0 | 342.9749 | 1.9625 | 0 | 0 | 99.6208 | 24.507 | 58.3238 | 0 | 2539.249 | 0 | 2516.3062 | 22.9427 | 22.9427 | 8.8672 | 0.58747 | 14.9755 | 4.6374 | 0.026534 | 1.347 | 2.7721 | 0 | 0.33136 | 0 | 0.7886 | 34.023 | 34.3332 | 34.3332 | 2
CO_6B_PS_2010_NG | 6B | PS | NG | 18623 | ASHRAE30pct-state-6B | SchoolPrimary | STD2010 | CO-EagleCounty-CO | Zone6B | Zone6B(CO-EagleCounty-CO) | ASHRAE30pct-state-STD2010 | state | CO | 0.0934 | 0.73 | ASHRAE30pct-state-6B_SchoolPrimary_STD2010_CO-EagleCounty-CO.table.csv.gz | Primary School | Eagle County Ap CO USA TMY3 WMO#=724675 | Natural Gas | 872702.6132 | 0 | 0 | 0 | 342190.4148 | 0 | 0 | 0 | 0 | 0 | 0 | 126021.7643 | 0 | 0 | 1340924.2705 | 0 | 1340914.7923 | 0 | 0 | 6370.7291 | 0 | 0 | 0 | 2497.99 | 0 | 0 | 0 | 0 | 0 | 0 | 919.9589 | 0 | 0 | 9788.7472 | 0 | 9788.678 | 0 | 0 | 872.7026 | 0 | 0 | 0 | 342.1904 | 0 | 0 | 0 | 0 | 0 | 0 | 126.0218 | 0 | 0 | 1340.9243 | 0 | 1340.9148 | 0 | 0 | 0 | 0 | 4.6268 | 0 | 0 | 0 | 0 | 11.7998 | 1.7039 | 0 | 0 | 18.1305 | 18.1306 | 18.1305 | 1
CO_6B_PS_2013_NG | 6B | PS | NG | 19043 | ASHRAE30pct-state-6B | SchoolPrimary | STD2013 | CO-EagleCounty-CO | Zone6B | Zone6B(CO-EagleCounty-CO) | ASHRAE30pct-state-STD2013 | state | CO | 0.0934 | 0.73 | ASHRAE30pct-state-6B_SchoolPrimary_STD2013_CO-EagleCounty-CO.table.csv.gz | Primary School | Eagle County Ap CO USA TMY3 WMO#=724675 | Natural Gas | 803796.3086 | 0 | 0 | 0 | 342190.4148 | 0 | 0 | 0 | 0 | 0 | 0 | 125908.0262 | 0 | 0 | 1271894.7497 | 0 | 1271894.7497 | 0 | 0 | 5867.7131 | 0 | 0 | 0 | 2497.99 | 0 | 0 | 0 | 0 | 0 | 0 | 919.1286 | 0 | 0 | 9284.8317 | 0 | 9284.8317 | 0 | 0 | 803.7963 | 0 | 0 | 0 | 342.1904 | 0 | 0 | 0 | 0 | 0 | 0 | 125.908 | 0 | 0 | 1271.8947 | 0 | 1271.8947 | 0 | 0 | 0 | 0 | 4.6268 | 0 | 0 | 0 | 0 | 10.8681 | 1.7024 | 0 | 0 | 17.1973 | 17.1973 | 17.1973 | 2
ID_6B_PS_2010_EL | 6B | PS | EL | 18674 | ASHRAE30pct-state-6B | SchoolPrimary | STD2010 | ID-Pocatello-ID | Zone6B | Zone6B(ID-Pocatello-ID) | ASHRAE30pct-state-STD2010 | state | ID | 0.0683 | 0.73 | ASHRAE30pct-state-6B_SchoolPrimary_STD2010_ID-Pocatello-ID.table.csv.gz | Primary School | Pocatello Regional Ap ID USA TMY3 WMO#=725780 | Electricity | 0 | 90752.7785 | 220552.7795 | 12700.0001 | 355925.0028 | 0 | 99775.0008 | 625 | 0 | 0 | 29680.5558 | 7177.7778 | 17225.0001 | 0 | 841877.7845 | 0 | 834413.8956 | 7463.8889 | 7463.8889 | 0 | 6198.4148 | 15063.7548 | 867.41 | 24309.6777 | 0 | 6814.6326 | 42.6875 | 0 | 0 | 2027.182 | 490.2422 | 1176.4675 | 0 | 57500.2527 | 0 | 56990.4691 | 509.7836 | 509.7836 | 0 | 309.7364 | 752.7398 | 43.3447 | 1214.761 | 0 | 340.529 | 2.1331 | 0 | 0 | 101.2988 | 24.4975 | 58.7884 | 0 | 2873.3028 | 0 | 2847.8288 | 25.474 | 25.474 | 10.1778 | 0.58606 | 16.7692 | 4.6043 | 0.028842 | 1.3697 | 4.1879 | 0 | 0.33123 | 0 | 0.79488 | 38.5055 | 38.8499 | 38.8499 | 1
ID_6B_PS_2013_EL | 6B | PS | EL | 19094 | ASHRAE30pct-state-6B | SchoolPrimary | STD2013 | ID-Pocatello-ID | Zone6B | Zone6B(ID-Pocatello-ID) | ASHRAE30pct-state-STD2013 | state | ID | 0.0683 | 0.73 | ASHRAE30pct-state-6B_SchoolPrimary_STD2013_ID-Pocatello-ID.table.csv.gz | Primary School | Pocatello Regional Ap ID USA TMY3 WMO#=725780 | Electricity | 0 | 80386.1118 | 192952.7793 | 12700.0001 | 317797.2248 | 0 | 99961.1119 | 569.4444 | 0 | 0 | 30291.6669 | 7177.7778 | 17227.7779 | 0 | 765783.3395 | 0 | 759063.895 | 6719.4445 | 6719.4445 | 0 | 5490.3714 | 13178.6748 | 867.41 | 21705.5505 | 0 | 6827.3439 | 38.8931 | 0 | 0 | 2068.9208 | 490.2422 | 1176.6572 | 0 | 52303.0021 | 0 | 51844.064 | 458.9381 | 458.9381 | 0 | 274.3553 | 658.5419 | 43.3447 | 1084.6321 | 0 | 341.1642 | 1.9435 | 0 | 0 | 103.3845 | 24.4975 | 58.7979 | 0 | 2613.5948 | 0 | 2590.6615 | 22.9333 | 22.9333 | 8.9041 | 0.58606 | 14.9754 | 4.6129 | 0.026278 | 1.3979 | 3.7096 | 0 | 0.33123 | 0 | 0.79501 | 35.0283 | 35.3384 | 35.3384 | 2
ID_6B_PS_2010_NG | 6B | PS | NG | 18683 | ASHRAE30pct-state-6B | SchoolPrimary | STD2010 | ID-Pocatello-ID | Zone6B | Zone6B(ID-Pocatello-ID) | ASHRAE30pct-state-STD2010 | state | ID | 0.0683 | 0.73 | ASHRAE30pct-state-6B_SchoolPrimary_STD2010_ID-Pocatello-ID.table.csv.gz | Primary School | Pocatello Regional Ap ID USA TMY3 WMO#=725780 | Natural Gas | 957693.3744 | 0 | 0 | 0 | 342190.4148 | 0 | 0 | 0 | 0 | 0 | 0 | 125993.3298 | 0 | 0 | 1425877.119 | 0 | 1425877.119 | 0 | 0 | 6991.1616 | 0 | 0 | 0 | 2497.99 | 0 | 0 | 0 | 0 | 0 | 0 | 919.7513 | 0 | 0 | 10408.903 | 0 | 10408.903 | 0 | 0 | 957.6934 | 0 | 0 | 0 | 342.1904 | 0 | 0 | 0 | 0 | 0 | 0 | 125.9933 | 0 | 0 | 1425.8771 | 0 | 1425.8771 | 0 | 0 | 0 | 0 | 4.6268 | 0 | 0 | 0 | 0 | 12.949 | 1.7036 | 0 | 0 | 19.2793 | 19.2793 | 19.2793 | 1
ID_6B_PS_2013_NG | 6B | PS | NG | 19103 | ASHRAE30pct-state-6B | SchoolPrimary | STD2013 | ID-Pocatello-ID | Zone6B | Zone6B(ID-Pocatello-ID) | ASHRAE30pct-state-STD2013 | state | ID | 0.0683 | 0.73 | ASHRAE30pct-state-6B_SchoolPrimary_STD2013_ID-Pocatello-ID.table.csv.gz | Primary School | Pocatello Regional Ap ID USA TMY3 WMO#=725780 | Natural Gas | 882493.5641 | 0 | 0 | 0 | 342190.4148 | 0 | 0 | 0 | 0 | 0 | 0 | 125908.0262 | 0 | 0 | 1350601.4833 | 0 | 1350592.0051 | 0 | 0 | 6442.203 | 0 | 0 | 0 | 2497.99 | 0 | 0 | 0 | 0 | 0 | 0 | 919.1286 | 0 | 0 | 9859.3908 | 0 | 9859.3216 | 0 | 0 | 882.4936 | 0 | 0 | 0 | 342.1904 | 0 | 0 | 0 | 0 | 0 | 0 | 125.908 | 0 | 0 | 1350.6015 | 0 | 1350.592 | 0 | 0 | 0 | 0 | 4.6268 | 0 | 0 | 0 | 0 | 11.9322 | 1.7024 | 0 | 0 | 18.2614 | 18.2615 | 18.2614 | 2
MT_6B_PS_2010_EL | 6B | PS | EL | 18734 | ASHRAE30pct-state-6B | SchoolPrimary | STD2010 | MT-Helena-MT | Zone6B | Zone6B(MT-Helena-MT) | ASHRAE30pct-state-STD2010 | state | MT | 0.0916 | 0.78 | ASHRAE30pct-state-6B_SchoolPrimary_STD2010_MT-Helena-MT.table.csv.gz | Primary School | Helena Regional Airport MT USA TMY3 WMO#=727720 | Electricity | 0 | 71977.7784 | 221177.7795 | 12719.4445 | 355925.0028 | 0 | 102263.8897 | 730.5556 | 0 | 0 | 29519.4447 | 7177.7778 | 17225.0001 | 0 | 826180.5622 | 0 | 818716.6732 | 7463.8889 | 7463.8889 | 0 | 6593.1645 | 20259.8846 | 1165.1011 | 32602.7303 | 0 | 9367.3723 | 66.9189 | 0 | 0 | 2703.9811 | 657.4844 | 1577.81 | 0 | 75678.1395 | 0 | 74994.4473 | 683.6922 | 683.6922 | 0 | 245.6579 | 754.8729 | 43.4111 | 1214.761 | 0 | 349.0235 | 2.4934 | 0 | 0 | 100.7489 | 24.4975 | 58.7884 | 0 | 2819.7286 | 0 | 2794.2546 | 25.474 | 25.474 | 10.2066 | 0.58696 | 16.7692 | 4.7191 | 0.033713 | 1.3622 | 3.3215 | 0 | 0.33123 | 0 | 0.79488 | 37.7811 | 38.1256 | 38.1256 | 1
MT_6B_PS_2013_EL | 6B | PS | EL | 19154 | ASHRAE30pct-state-6B | SchoolPrimary | STD2013 | MT-Helena-MT | Zone6B | Zone6B(MT-Helena-MT) | ASHRAE30pct-state-STD2013 | state | MT | 0.0916 | 0.78 | ASHRAE30pct-state-6B_SchoolPrimary_STD2013_MT-Helena-MT.table.csv.gz | Primary School | Helena Regional Airport MT USA TMY3 WMO#=727720 | Electricity | 0 | 61986.1116 | 194227.7793 | 12719.4445 | 317797.2248 | 0 | 100044.4452 | 711.1111 | 0 | 0 | 29788.8891 | 7177.7778 | 17219.4446 | 0 | 748391.6727 | 0 | 741672.2282 | 6719.4445 | 6719.4445 | 0 | 5677.9278 | 17791.2646 | 1165.1011 | 29110.2258 | 0 | 9164.0712 | 65.1378 | 0 | 0 | 2728.6622 | 657.4844 | 1577.3011 | 0 | 68552.6772 | 0 | 67937.1761 | 615.5011 | 615.5011 | 0 | 211.5567 | 662.8934 | 43.4111 | 1084.6321 | 0 | 341.4486 | 2.427 | 0 | 0 | 101.6686 | 24.4975 | 58.7694 | 0 | 2554.2376 | 0 | 2531.3043 | 22.9333 | 22.9333 | 8.963 | 0.58696 | 14.9754 | 4.6167 | 0.032815 | 1.3747 | 2.8605 | 0 | 0.33123 | 0 | 0.79462 | 34.2258 | 34.5359 | 34.5359 | 2
MT_6B_PS_2010_NG | 6B | PS | NG | 18743 | ASHRAE30pct-state-6B | SchoolPrimary | STD2010 | MT-Helena-MT | Zone6B | Zone6B(MT-Helena-MT) | ASHRAE30pct-state-STD2010 | state | MT | 0.0916 | 0.78 | ASHRAE30pct-state-6B_SchoolPrimary_STD2010_MT-Helena-MT.table.csv.gz | Primary School | Helena Regional Airport MT USA TMY3 WMO#=727720 | Natural Gas | 1041158.15 | 0 | 0 | 0 | 342190.4148 | 0 | 0 | 0 | 0 | 0 | 0 | 126031.2424 | 0 | 0 | 1509379.8073 | 0 | 1509379.8073 | 0 | 0 | 8121.0336 | 0 | 0 | 0 | 2669.0852 | 0 | 0 | 0 | 0 | 0 | 0 | 983.0437 | 0 | 0 | 11773.1625 | 0 | 11773.1625 | 0 | 0 | 1041.1581 | 0 | 0 | 0 | 342.1904 | 0 | 0 | 0 | 0 | 0 | 0 | 126.0312 | 0 | 0 | 1509.3798 | 0 | 1509.3798 | 0 | 0 | 0 | 0 | 4.6268 | 0 | 0 | 0 | 0 | 14.0775 | 1.7041 | 0 | 0 | 20.4083 | 20.4083 | 20.4083 | 1
MT_6B_PS_2013_NG | 6B | PS | NG | 19163 | ASHRAE30pct-state-6B | SchoolPrimary | STD2013 | MT-Helena-MT | Zone6B | Zone6B(MT-Helena-MT) | ASHRAE30pct-state-STD2013 | state | MT | 0.0916 | 0.78 | ASHRAE30pct-state-6B_SchoolPrimary_STD2013_MT-Helena-MT.table.csv.gz | Primary School | Helena Regional Airport MT USA TMY3 WMO#=727720 | Natural Gas | 971142.8993 | 0 | 0 | 0 | 342190.4148 | 0 | 0 | 0 | 0 | 0 | 0 | 125955.4171 | 0 | 0 | 1439288.7312 | 0 | 1439288.7312 | 0 | 0 | 7574.9146 | 0 | 0 | 0 | 2669.0852 | 0 | 0 | 0 | 0 | 0 | 0 | 982.4523 | 0 | 0 | 11226.4521 | 0 | 11226.4521 | 0 | 0 | 971.1429 | 0 | 0 | 0 | 342.1904 | 0 | 0 | 0 | 0 | 0 | 0 | 125.9554 | 0 | 0 | 1439.2887 | 0 | 1439.2887 | 0 | 0 | 0 | 0 | 4.6268 | 0 | 0 | 0 | 0 | 13.1308 | 1.703 | 0 | 0 | 19.4606 | 19.4606 | 19.4606 | 2
UT_6B_PS_2010_EL | 6B | PS | EL | 18794 | ASHRAE30pct-state-6B | SchoolPrimary | STD2010 | UT-Vernal-UT | Zone6B | Zone6B(UT-Vernal-UT) | ASHRAE30pct-state-STD2010 | state | UT | 0.0805 | 0.69 | ASHRAE30pct-state-6B_SchoolPrimary_STD2010_UT-Vernal-UT.table.csv.gz | Primary School | Vernal UT USA TMY3 WMO#=725705 | Electricity | 0 | 98347.223 | 220161.1129 | 12719.4445 | 355925.0028 | 0 | 104205.5564 | 527.7778 | 0 | 0 | 29061.1113 | 7180.5556 | 17113.889 | 0 | 852705.5624 | 0 | 845241.6734 | 7463.8889 | 7463.8889 | 0 | 7916.9515 | 17722.9696 | 1023.9153 | 28651.9627 | 0 | 8388.5473 | 42.4861 | 0 | 0 | 2339.4195 | 578.0347 | 1377.6681 | 0 | 68642.7978 | 0 | 68041.9547 | 600.8431 | 600.8431 | 0 | 335.656 | 751.4031 | 43.4111 | 1214.761 | 0 | 355.6503 | 1.8013 | 0 | 0 | 99.1847 | 24.507 | 58.4092 | 0 | 2910.2577 | 0 | 2884.7836 | 25.474 | 25.474 | 10.1597 | 0.58696 | 16.7692 | 4.8087 | 0.024355 | 1.3411 | 4.5384 | 0 | 0.33136 | 0 | 0.78975 | 39.0052 | 39.3496 | 39.3496 | 1
UT_6B_PS_2013_EL | 6B | PS | EL | 19214 | ASHRAE30pct-state-6B | SchoolPrimary | STD2013 | UT-Vernal-UT | Zone6B | Zone6B(UT-Vernal-UT) | ASHRAE30pct-state-STD2013 | state | UT | 0.0805 | 0.69 | ASHRAE30pct-state-6B_SchoolPrimary_STD2013_UT-Vernal-UT.table.csv.gz | Primary School | Vernal UT USA TMY3 WMO#=725705 | Electricity | 0 | 86863.8896 | 192327.7793 | 12719.4445 | 317797.2248 | 0 | 100652.7786 | 455.5556 | 0 | 0 | 30180.5558 | 7180.5556 | 17147.2224 | 0 | 772044.4506 | 0 | 765325.0061 | 6719.4445 | 6719.4445 | 0 | 6992.5431 | 15482.3862 | 1023.9153 | 25582.6766 | 0 | 8102.5487 | 36.6722 | 0 | 0 | 2429.5347 | 578.0347 | 1380.3514 | 0 | 62149.5783 | 0 | 61608.663 | 540.9153 | 540.9153 | 0 | 296.4638 | 656.4087 | 43.4111 | 1084.6321 | 0 | 343.5248 | 1.5548 | 0 | 0 | 103.0053 | 24.507 | 58.5229 | 0 | 2634.9638 | 0 | 2612.0305 | 22.9333 | 22.9333 | 8.8753 | 0.58696 | 14.9754 | 4.6448 | 0.021022 | 1.3927 | 4.0085 | 0 | 0.33136 | 0 | 0.79129 | 35.3173 | 35.6274 | 35.6274 | 2
UT_6B_PS_2010_NG | 6B | PS | NG | 18803 | ASHRAE30pct-state-6B | SchoolPrimary | STD2010 | UT-Vernal-UT | Zone6B | Zone6B(UT-Vernal-UT) | ASHRAE30pct-state-STD2010 | state | UT | 0.0805 | 0.69 | ASHRAE30pct-state-6B_SchoolPrimary_STD2010_UT-Vernal-UT.table.csv.gz | Primary School | Vernal UT USA TMY3 WMO#=725705 | Natural Gas | 764717.8088 | 0 | 0 | 0 | 342190.4148 | 0 | 0 | 0 | 0 | 0 | 0 | 125936.4607 | 0 | 0 | 1232844.6843 | 0 | 1232844.6843 | 0 | 0 | 5276.5529 | 0 | 0 | 0 | 2361.1139 | 0 | 0 | 0 | 0 | 0 | 0 | 868.9616 | 0 | 0 | 8506.6283 | 0 | 8506.6283 | 0 | 0 | 764.7178 | 0 | 0 | 0 | 342.1904 | 0 | 0 | 0 | 0 | 0 | 0 | 125.9365 | 0 | 0 | 1232.8447 | 0 | 1232.8447 | 0 | 0 | 0 | 0 | 4.6268 | 0 | 0 | 0 | 0 | 10.3398 | 1.7028 | 0 | 0 | 16.6693 | 16.6693 | 16.6693 | 1
UT_6B_PS_2013_NG | 6B | PS | NG | 19223 | ASHRAE30pct-state-6B | SchoolPrimary | STD2013 | UT-Vernal-UT | Zone6B | Zone6B(UT-Vernal-UT) | ASHRAE30pct-state-STD2013 | state | UT | 0.0805 | 0.69 | ASHRAE30pct-state-6B_SchoolPrimary_STD2013_UT-Vernal-UT.table.csv.gz | Primary School | Vernal UT USA TMY3 WMO#=725705 | Natural Gas | 714606.7176 | 0 | 0 | 0 | 342190.4148 | 0 | 0 | 0 | 0 | 0 | 0 | 125851.1572 | 0 | 0 | 1182638.8115 | 0 | 1182648.2897 | 0 | 0 | 4930.7864 | 0 | 0 | 0 | 2361.1139 | 0 | 0 | 0 | 0 | 0 | 0 | 868.373 | 0 | 0 | 8160.2078 | 0 | 8160.2732 | 0 | 0 | 714.6067 | 0 | 0 | 0 | 342.1904 | 0 | 0 | 0 | 0 | 0 | 0 | 125.8512 | 0 | 0 | 1182.6388 | 0 | 1182.6483 | 0 | 0 | 0 | 0 | 4.6268 | 0 | 0 | 0 | 0 | 9.6622 | 1.7016 | 0 | 0 | 15.9906 | 15.9905 | 15.9906 | 2
WA_6B_PS_2010_EL | 6B | PS | EL | 18854 | ASHRAE30pct-state-6B | SchoolPrimary | STD2010 | WA-Kalispell-MT | Zone6B | Zone6B(WA-Kalispell-MT) | ASHRAE30pct-state-STD2010 | state | WA | 0.0767 | 0.96 | ASHRAE30pct-state-6B_SchoolPrimary_STD2010_WA-Kalispell-MT.table.csv.gz | Primary School | Kalispell Glacier Pk IntL Ar MT USA TMY3 WMO#=727790 | Electricity | 0 | 71122.2228 | 220763.8907 | 12711.1112 | 355925.0028 | 0 | 104611.1119 | 794.4445 | 0 | 0 | 30030.5558 | 7177.7778 | 17250.0001 | 0 | 827850.0066 | 0 | 820386.1177 | 7463.8889 | 7463.8889 | 0 | 5455.0745 | 16932.5904 | 974.9422 | 27299.4477 | 0 | 8023.6723 | 60.9339 | 0 | 0 | 2303.3436 | 550.5356 | 1323.075 | 0 | 63496.0955 | 0 | 62923.6152 | 572.4803 | 572.4803 | 0 | 242.7379 | 753.4603 | 43.3826 | 1214.761 | 0 | 357.0345 | 2.7114 | 0 | 0 | 102.4934 | 24.4975 | 58.8737 | 0 | 2825.4264 | 0 | 2799.9524 | 25.474 | 25.474 | 10.1875 | 0.58658 | 16.7692 | 4.8275 | 0.036661 | 1.3858 | 3.2821 | 0 | 0.33123 | 0 | 0.79603 | 37.8582 | 38.2026 | 38.2026 | 1
WA_6B_PS_2013_EL | 6B | PS | EL | 19274 | ASHRAE30pct-state-6B | SchoolPrimary | STD2013 | WA-Kalispell-MT | Zone6B | Zone6B(WA-Kalispell-MT) | ASHRAE30pct-state-STD2013 | state | WA | 0.0767 | 0.96 | ASHRAE30pct-state-6B_SchoolPrimary_STD2013_WA-Kalispell-MT.table.csv.gz | Primary School | Kalispell Glacier Pk IntL Ar MT USA TMY3 WMO#=727790 | Electricity | 0 | 62261.1116 | 194338.8904 | 12711.1112 | 317797.2248 | 0 | 100108.3341 | 738.8889 | 0 | 0 | 29433.3336 | 7177.7778 | 17238.889 | 0 | 748522.2282 | 0 | 741805.5615 | 6716.6667 | 6716.6667 | 0 | 4775.4273 | 14905.7929 | 974.9422 | 24375.0471 | 0 | 7678.3092 | 56.6728 | 0 | 0 | 2257.5367 | 550.5356 | 1322.2228 | 0 | 57411.6549 | 0 | 56896.4866 | 515.1683 | 515.1683 | 0 | 212.4952 | 663.2726 | 43.3826 | 1084.6321 | 0 | 341.6666 | 2.5218 | 0 | 0 | 100.4551 | 24.4975 | 58.8358 | 0 | 2554.6832 | 0 | 2531.7594 | 22.9238 | 22.9238 | 8.9681 | 0.58658 | 14.9753 | 4.6197 | 0.034097 | 1.3583 | 2.8731 | 0 | 0.33123 | 0 | 0.79552 | 34.2319 | 34.5419 | 34.5419 | 2
WA_6B_PS_2010_NG | 6B | PS | NG | 18863 | ASHRAE30pct-state-6B | SchoolPrimary | STD2010 | WA-Kalispell-MT | Zone6B | Zone6B(WA-Kalispell-MT) | ASHRAE30pct-state-STD2010 | state | WA | 0.0767 | 0.96 | ASHRAE30pct-state-6B_SchoolPrimary_STD2010_WA-Kalispell-MT.table.csv.gz | Primary School | Kalispell Glacier Pk IntL Ar MT USA TMY3 WMO#=727790 | Natural Gas | 1128167.7616 | 0 | 0 | 0 | 342190.4148 | 0 | 0 | 0 | 0 | 0 | 0 | 126050.1988 | 0 | 0 | 1596408.3752 | 0 | 1596408.3752 | 0 | 0 | 10830.4105 | 0 | 0 | 0 | 3285.028 | 0 | 0 | 0 | 0 | 0 | 0 | 1210.0819 | 0 | 0 | 15325.5204 | 0 | 15325.5204 | 0 | 0 | 1128.1678 | 0 | 0 | 0 | 342.1904 | 0 | 0 | 0 | 0 | 0 | 0 | 126.0502 | 0 | 0 | 1596.4084 | 0 | 1596.4084 | 0 | 0 | 0 | 0 | 4.6268 | 0 | 0 | 0 | 0 | 15.254 | 1.7043 | 0 | 0 | 21.585 | 21.585 | 21.585 | 1
WA_6B_PS_2013_NG | 6B | PS | NG | 19283 | ASHRAE30pct-state-6B | SchoolPrimary | STD2013 | WA-Kalispell-MT | Zone6B | Zone6B(WA-Kalispell-MT) | ASHRAE30pct-state-STD2013 | state | WA | 0.0767 | 0.96 | ASHRAE30pct-state-6B_SchoolPrimary_STD2013_WA-Kalispell-MT.table.csv.gz | Primary School | Kalispell Glacier Pk IntL Ar MT USA TMY3 WMO#=727790 | Natural Gas | 1054020.0283 | 0 | 0 | 0 | 342190.4148 | 0 | 0 | 0 | 0 | 0 | 0 | 125983.8516 | 0 | 0 | 1522184.8165 | 0 | 1522194.2947 | 0 | 0 | 10118.5923 | 0 | 0 | 0 | 3285.028 | 0 | 0 | 0 | 0 | 0 | 0 | 1209.445 | 0 | 0 | 14612.9742 | 0 | 14613.0652 | 0 | 0 | 1054.02 | 0 | 0 | 0 | 342.1904 | 0 | 0 | 0 | 0 | 0 | 0 | 125.9839 | 0 | 0 | 1522.1848 | 0 | 1522.1943 | 0 | 0 | 0 | 0 | 4.6268 | 0 | 0 | 0 | 0 | 14.2514 | 1.7034 | 0 | 0 | 20.5816 | 20.5815 | 20.5816 | 2
WY_6B_PS_2010_EL | 6B | PS | EL | 18914 | ASHRAE30pct-state-6B | SchoolPrimary | STD2010 | WY-Cheyenne-WY | Zone6B | Zone6B(WY-Cheyenne-WY) | ASHRAE30pct-state-STD2010 | state | WY | 0.0823 | 0.68 | ASHRAE30pct-state-6B_SchoolPrimary_STD2010_WY-Cheyenne-WY.table.csv.gz | Primary School | Cheyenne Municipal Arpt WY USA TMY3 WMO#=725640 | Electricity | 0 | 72088.8895 | 220327.7795 | 12752.7779 | 355925.0028 | 0 | 107880.5564 | 611.1111 | 0 | 0 | 29016.6669 | 7180.5556 | 17091.6668 | 0 | 830338.8955 | 0 | 822875.0066 | 7463.8889 | 7463.8889 | 0 | 5932.9156 | 18132.9763 | 1049.5536 | 29292.6277 | 0 | 8878.5698 | 50.2944 | 0 | 0 | 2388.0717 | 590.9597 | 1406.6442 | 0 | 68336.8911 | 0 | 67722.613 | 614.2781 | 614.2781 | 0 | 246.0371 | 751.9719 | 43.5248 | 1214.761 | 0 | 368.193 | 2.0857 | 0 | 0 | 99.033 | 24.507 | 58.3333 | 0 | 2833.9209 | 0 | 2808.4469 | 25.474 | 25.474 | 10.1674 | 0.5885 | 16.7692 | 4.9783 | 0.028201 | 1.339 | 3.3267 | 0 | 0.33136 | 0 | 0.78873 | 37.973 | 38.3175 | 38.3175 | 1
WY_6B_PS_2013_EL | 6B | PS | EL | 19334 | ASHRAE30pct-state-6B | SchoolPrimary | STD2013 | WY-Cheyenne-WY | Zone6B | Zone6B(WY-Cheyenne-WY) | ASHRAE30pct-state-STD2013 | state | WY | 0.0823 | 0.68 | ASHRAE30pct-state-6B_SchoolPrimary_STD2013_WY-Cheyenne-WY.table.csv.gz | Primary School | Cheyenne Municipal Arpt WY USA TMY3 WMO#=725640 | Electricity | 0 | 62030.5561 | 192550.0015 | 12752.7779 | 317797.2248 | 0 | 102616.6675 | 541.6667 | 0 | 0 | 29933.3336 | 7180.5556 | 17094.4446 | 0 | 749213.8949 | 0 | 742497.2282 | 6716.6667 | 6716.6667 | 0 | 5105.1148 | 15846.8651 | 1049.5536 | 26154.7116 | 0 | 8445.3517 | 44.5792 | 0 | 0 | 2463.5134 | 590.9597 | 1406.8728 | 0 | 61660.3035 | 0 | 61107.5219 | 552.7817 | 552.7817 | 0 | 211.7084 | 657.1672 | 43.5248 | 1084.6321 | 0 | 350.2275 | 1.8487 | 0 | 0 | 102.1615 | 24.507 | 58.3428 | 0 | 2557.0438 | 0 | 2534.12 | 22.9238 | 22.9238 | 8.8856 | 0.5885 | 14.9753 | 4.7354 | 0.024996 | 1.3813 | 2.8625 | 0 | 0.33136 | 0 | 0.78885 | 34.2638 | 34.5738 | 34.5738 | 2
WY_6B_PS_2010_NG | 6B | PS | NG | 18923 | ASHRAE30pct-state-6B | SchoolPrimary | STD2010 | WY-Cheyenne-WY | Zone6B | Zone6B(WY-Cheyenne-WY) | ASHRAE30pct-state-STD2010 | state | WY | 0.0823 | 0.68 | ASHRAE30pct-state-6B_SchoolPrimary_STD2010_WY-Cheyenne-WY.table.csv.gz | Primary School | Cheyenne Municipal Arpt WY USA TMY3 WMO#=725640 | Natural Gas | 818108.3471 | 0 | 0 | 0 | 342190.4148 | 0 | 0 | 0 | 0 | 0 | 0 | 126012.2861 | 0 | 0 | 1286301.5699 | 0 | 1286311.0481 | 0 | 0 | 5563.1368 | 0 | 0 | 0 | 2326.8948 | 0 | 0 | 0 | 0 | 0 | 0 | 856.8835 | 0 | 0 | 8746.8507 | 0 | 8746.9151 | 0 | 0 | 818.1083 | 0 | 0 | 0 | 342.1904 | 0 | 0 | 0 | 0 | 0 | 0 | 126.0123 | 0 | 0 | 1286.3016 | 0 | 1286.311 | 0 | 0 | 0 | 0 | 4.6268 | 0 | 0 | 0 | 0 | 11.0616 | 1.7038 | 0 | 0 | 17.3922 | 17.3921 | 17.3922 | 1
WY_6B_PS_2013_NG | 6B | PS | NG | 19343 | ASHRAE30pct-state-6B | SchoolPrimary | STD2013 | WY-Cheyenne-WY | Zone6B | Zone6B(WY-Cheyenne-WY) | ASHRAE30pct-state-STD2013 | state | WY | 0.0823 | 0.68 | ASHRAE30pct-state-6B_SchoolPrimary_STD2013_WY-Cheyenne-WY.table.csv.gz | Primary School | Cheyenne Municipal Arpt WY USA TMY3 WMO#=725640 | Natural Gas | 749856.0363 | 0 | 0 | 0 | 342190.4148 | 0 | 0 | 0 | 0 | 0 | 0 | 125917.5044 | 0 | 0 | 1217963.9555 | 0 | 1217963.9555 | 0 | 0 | 5099.021 | 0 | 0 | 0 | 2326.8948 | 0 | 0 | 0 | 0 | 0 | 0 | 856.239 | 0 | 0 | 8282.1549 | 0 | 8282.1549 | 0 | 0 | 749.856 | 0 | 0 | 0 | 342.1904 | 0 | 0 | 0 | 0 | 0 | 0 | 125.9175 | 0 | 0 | 1217.964 | 0 | 1217.964 | 0 | 0 | 0 | 0 | 4.6268 | 0 | 0 | 0 | 0 | 10.1388 | 1.7025 | 0 | 0 | 16.4681 | 16.4681 | 16.4681 | 2
AK_7_PS_2010_EL | 7 | PS | EL | 19874 | ASHRAE30pct-state-7 | SchoolPrimary | STD2010 | AK-Anchorage-AK | Zone7 | Zone7(AK-Anchorage-AK) | ASHRAE30pct-state-STD2010 | state | AK | 0.1479 | 0.81 | ASHRAE30pct-state-7_SchoolPrimary_STD2010_AK-Anchorage-AK.table.csv.gz | Primary School | Anchorage Intl Ap AK USA TMY3 WMO#=702730 | Electricity | 0 | 26208.3335 | 225444.4462 | 12738.889 | 355925.0028 | 0 | 111902.7787 | 1013.8889 | 0 | 0 | 29733.3336 | 7180.5556 | 17233.3335 | 0 | 794847.2286 | 0 | 787380.5619 | 7466.6667 | 7466.6667 | 0 | 3876.2125 | 33343.2336 | 1884.0817 | 52641.3079 | 0 | 16550.421 | 149.9542 | 0 | 0 | 4397.56 | 1062.0042 | 2548.81 | 0 | 117557.9051 | 0 | 116453.5851 | 1104.32 | 1104.32 | 0 | 89.4482 | 769.4349 | 43.4774 | 1214.761 | 0 | 381.9207 | 3.4604 | 0 | 0 | 101.4789 | 24.507 | 58.8168 | 0 | 2712.789 | 0 | 2687.3054 | 25.4835 | 25.4835 | 10.4035 | 0.58786 | 16.7694 | 5.164 | 0.046788 | 1.3721 | 1.2094 | 0 | 0.33136 | 0 | 0.79526 | 36.3351 | 36.6796 | 36.6796 | 1
AK_7_PS_2013_EL | 7 | PS | EL | 20354 | ASHRAE30pct-state-7 | SchoolPrimary | STD2013 | AK-Anchorage-AK | Zone7 | Zone7(AK-Anchorage-AK) | ASHRAE30pct-state-STD2013 | state | AK | 0.1479 | 0.81 | ASHRAE30pct-state-7_SchoolPrimary_STD2013_AK-Anchorage-AK.table.csv.gz | Primary School | Anchorage Intl Ap AK USA TMY3 WMO#=702730 | Electricity | 0 | 23402.778 | 196572.2238 | 12738.889 | 317797.2248 | 0 | 97838.8897 | 872.2222 | 0 | 0 | 28677.778 | 7180.5556 | 17219.4446 | 0 | 709022.2279 | 0 | 702300.0056 | 6722.2223 | 6722.2223 | 0 | 3461.2709 | 29073.0319 | 1884.0817 | 47002.2095 | 0 | 14470.3718 | 129.0017 | 0 | 0 | 4241.4434 | 1062.0042 | 2546.7559 | 0 | 104864.3875 | 0 | 103870.1708 | 994.2167 | 994.2167 | 0 | 79.873 | 670.8949 | 43.4774 | 1084.6321 | 0 | 333.9211 | 2.9769 | 0 | 0 | 97.8764 | 24.507 | 58.7694 | 0 | 2419.8709 | 0 | 2396.9281 | 22.9427 | 22.9427 | 9.0712 | 0.58786 | 14.9755 | 4.5149 | 0.04025 | 1.3234 | 1.08 | 0 | 0.33136 | 0 | 0.79462 | 32.4089 | 32.7191 | 32.7191 | 2
AK_7_PS_2010_NG | 7 | PS | NG | 19883 | ASHRAE30pct-state-7 | SchoolPrimary | STD2010 | AK-Anchorage-AK | Zone7 | Zone7(AK-Anchorage-AK) | ASHRAE30pct-state-STD2010 | state | AK | 0.1479 | 0.81 | ASHRAE30pct-state-7_SchoolPrimary_STD2010_AK-Anchorage-AK.table.csv.gz | Primary School | Anchorage Intl Ap AK USA TMY3 WMO#=702730 | Natural Gas | 1891786.1025 | 0 | 0 | 0 | 342190.4148 | 0 | 0 | 0 | 0 | 0 | 0 | 134191.9478 | 0 | 0 | 2368168.4652 | 0 | 2368168.4652 | 0 | 0 | 15323.4674 | 0 | 0 | 0 | 2771.7424 | 0 | 0 | 0 | 0 | 0 | 0 | 1086.9548 | 0 | 0 | 19182.1646 | 0 | 19182.1646 | 0 | 0 | 1891.7861 | 0 | 0 | 0 | 342.1904 | 0 | 0 | 0 | 0 | 0 | 0 | 134.1919 | 0 | 0 | 2368.1685 | 0 | 2368.1685 | 0 | 0 | 0 | 0 | 4.6268 | 0 | 0 | 0 | 0 | 25.5788 | 1.8144 | 0 | 0 | 32.02 | 32.02 | 32.02 | 1
AK_7_PS_2013_NG | 7 | PS | NG | 20363 | ASHRAE30pct-state-7 | SchoolPrimary | STD2013 | AK-Anchorage-AK | Zone7 | Zone7(AK-Anchorage-AK) | ASHRAE30pct-state-STD2013 | state | AK | 0.1479 | 0.81 | ASHRAE30pct-state-7_SchoolPrimary_STD2013_AK-Anchorage-AK.table.csv.gz | Primary School | Anchorage Intl Ap AK USA TMY3 WMO#=702730 | Natural Gas | 1790000.022 | 0 | 0 | 0 | 342190.4148 | 0 | 0 | 0 | 0 | 0 | 0 | 134040.2971 | 0 | 0 | 2266240.2121 | 0 | 2266230.7339 | 0 | 0 | 14499.0002 | 0 | 0 | 0 | 2771.7424 | 0 | 0 | 0 | 0 | 0 | 0 | 1085.7264 | 0 | 0 | 18356.5457 | 0 | 18356.4689 | 0 | 0 | 1790 | 0 | 0 | 0 | 342.1904 | 0 | 0 | 0 | 0 | 0 | 0 | 134.0403 | 0 | 0 | 2266.2402 | 0 | 2266.2307 | 0 | 0 | 0 | 0 | 4.6268 | 0 | 0 | 0 | 0 | 24.2026 | 1.8124 | 0 | 0 | 30.6417 | 30.6418 | 30.6417 | 2
CO_7_PS_2010_EL | 7 | PS | EL | 19934 | ASHRAE30pct-state-7 | SchoolPrimary | STD2010 | CO-GunnisonCounty-CO | Zone7 | Zone7(CO-GunnisonCounty-CO) | ASHRAE30pct-state-STD2010 | state | CO | 0.0934 | 0.73 | ASHRAE30pct-state-7_SchoolPrimary_STD2010_CO-GunnisonCounty-CO.table.csv.gz | Primary School | Gunnison Co Awos CO USA TMY3 WMO#=724677 | Electricity | 0 | 51597.2226 | 219272.224 | 12719.4445 | 355925.0028 | 0 | 110197.2231 | 666.6667 | 0 | 0 | 28555.5558 | 7180.5556 | 17194.4446 | 0 | 810766.6732 | 0 | 803308.3398 | 7458.3334 | 7458.3334 | 0 | 4819.1806 | 20480.0257 | 1187.9961 | 33243.3953 | 0 | 10292.4206 | 62.2667 | 0 | 0 | 2667.0889 | 670.6639 | 1605.9611 | 0 | 75725.6073 | 0 | 75028.9989 | 696.6083 | 696.6083 | 0 | 176.0997 | 748.3693 | 43.4111 | 1214.761 | 0 | 376.0997 | 2.2753 | 0 | 0 | 97.4592 | 24.507 | 58.6841 | 0 | 2767.1215 | 0 | 2741.6665 | 25.4551 | 25.4551 | 10.1187 | 0.58696 | 16.769 | 5.0852 | 0.030765 | 1.3177 | 2.381 | 0 | 0.33136 | 0 | 0.79347 | 37.0701 | 37.4143 | 37.4143 | 1
CO_7_PS_2013_EL | 7 | PS | EL | 20414 | ASHRAE30pct-state-7 | SchoolPrimary | STD2013 | CO-GunnisonCounty-CO | Zone7 | Zone7(CO-GunnisonCounty-CO) | ASHRAE30pct-state-STD2013 | state | CO | 0.0934 | 0.73 | ASHRAE30pct-state-7_SchoolPrimary_STD2013_CO-GunnisonCounty-CO.table.csv.gz | Primary School | Gunnison Co Awos CO USA TMY3 WMO#=724677 | Electricity | 0 | 46772.2226 | 185536.1126 | 12719.4445 | 317797.2248 | 0 | 102616.6675 | 619.4444 | 0 | 0 | 29280.5558 | 7177.7778 | 17197.2224 | 0 | 726441.6725 | 0 | 719716.6724 | 6725.0001 | 6725.0001 | 0 | 4368.5256 | 17329.0729 | 1187.9961 | 29682.2608 | 0 | 9584.3967 | 57.8561 | 0 | 0 | 2734.8039 | 670.4044 | 1606.2206 | 0 | 67849.6522 | 0 | 67221.5372 | 628.115 | 628.115 | 0 | 159.6321 | 633.229 | 43.4111 | 1084.6321 | 0 | 350.2275 | 2.1141 | 0 | 0 | 99.9336 | 24.4975 | 58.6936 | 0 | 2479.3229 | 0 | 2456.3707 | 22.9522 | 22.9522 | 8.5619 | 0.58696 | 14.9757 | 4.7354 | 0.028585 | 1.3512 | 2.1584 | 0 | 0.33123 | 0 | 0.7936 | 33.2126 | 33.5229 | 33.5229 | 2
CO_7_PS_2010_NG | 7 | PS | NG | 19943 | ASHRAE30pct-state-7 | SchoolPrimary | STD2010 | CO-GunnisonCounty-CO | Zone7 | Zone7(CO-GunnisonCounty-CO) | ASHRAE30pct-state-STD2010 | state | CO | 0.0934 | 0.73 | ASHRAE30pct-state-7_SchoolPrimary_STD2010_CO-GunnisonCounty-CO.table.csv.gz | Primary School | Gunnison Co Awos CO USA TMY3 WMO#=724677 | Natural Gas | 1109818.0222 | 0 | 0 | 0 | 342190.4148 | 0 | 0 | 0 | 0 | 0 | 0 | 134030.8189 | 0 | 0 | 1586029.7778 | 0 | 1586039.2559 | 0 | 0 | 8101.6716 | 0 | 0 | 0 | 2497.99 | 0 | 0 | 0 | 0 | 0 | 0 | 978.425 | 0 | 0 | 11578.0174 | 0 | 11578.0866 | 0 | 0 | 1109.818 | 0 | 0 | 0 | 342.1904 | 0 | 0 | 0 | 0 | 0 | 0 | 134.0308 | 0 | 0 | 1586.0298 | 0 | 1586.0393 | 0 | 0 | 0 | 0 | 4.6268 | 0 | 0 | 0 | 0 | 15.0059 | 1.8122 | 0 | 0 | 21.4448 | 21.4447 | 21.4448 | 1
CO_7_PS_2013_NG | 7 | PS | NG | 20423 | ASHRAE30pct-state-7 | SchoolPrimary | STD2013 | CO-GunnisonCounty-CO | Zone7 | Zone7(CO-GunnisonCounty-CO) | ASHRAE30pct-state-STD2013 | state | CO | 0.0934 | 0.73 | ASHRAE30pct-state-7_SchoolPrimary_STD2013_CO-GunnisonCounty-CO.table.csv.gz | Primary School | Gunnison Co Awos CO USA TMY3 WMO#=724677 | Natural Gas | 1078795.9678 | 0 | 0 | 0 | 342190.4148 | 0 | 0 | 0 | 0 | 0 | 0 | 133879.1682 | 0 | 0 | 1554865.5508 | 0 | 1554865.5508 | 0 | 0 | 7875.2106 | 0 | 0 | 0 | 2497.99 | 0 | 0 | 0 | 0 | 0 | 0 | 977.3179 | 0 | 0 | 11350.5185 | 0 | 11350.5185 | 0 | 0 | 1078.796 | 0 | 0 | 0 | 342.1904 | 0 | 0 | 0 | 0 | 0 | 0 | 133.8792 | 0 | 0 | 1554.8656 | 0 | 1554.8656 | 0 | 0 | 0 | 0 | 4.6268 | 0 | 0 | 0 | 0 | 14.5864 | 1.8102 | 0 | 0 | 21.0233 | 21.0233 | 21.0233 | 2
ME_7_PS_2010_EL | 7 | PS | EL | 19994 | ASHRAE30pct-state-7 | SchoolPrimary | STD2010 | ME-Caribou-ME | Zone7 | Zone7(ME-Caribou-ME) | ASHRAE30pct-state-STD2010 | state | ME | 0.1158 | 1.03 | ASHRAE30pct-state-7_SchoolPrimary_STD2010_ME-Caribou-ME.table.csv.gz | Primary School | Caribou Municipal Arpt ME USA TMY3 WMO#=727120 | Electricity | 0 | 62833.3338 | 220552.7795 | 12841.6668 | 355925.0028 | 0 | 110094.4453 | 1158.3333 | 0 | 0 | 29980.5558 | 7180.5556 | 17286.1112 | 0 | 825319.451 | 0 | 817852.7843 | 7466.6667 | 7466.6667 | 0 | 7276.1001 | 25540.0119 | 1487.065 | 41216.1153 | 0 | 12748.9368 | 134.135 | 0 | 0 | 3471.7484 | 831.5083 | 2001.7317 | 0 | 95571.9924 | 0 | 94707.3524 | 864.64 | 864.64 | 0 | 214.4482 | 752.7398 | 43.8282 | 1214.761 | 0 | 375.7489 | 3.9534 | 0 | 0 | 102.3227 | 24.507 | 58.997 | 0 | 2816.7897 | 0 | 2791.3062 | 25.4835 | 25.4835 | 10.1778 | 0.5926 | 16.7694 | 5.0805 | 0.053453 | 1.3835 | 2.8996 | 0 | 0.33136 | 0 | 0.7977 | 37.7413 | 38.0858 | 38.0858 | 1
ME_7_PS_2013_EL | 7 | PS | EL | 20474 | ASHRAE30pct-state-7 | SchoolPrimary | STD2013 | ME-Caribou-ME | Zone7 | Zone7(ME-Caribou-ME) | ASHRAE30pct-state-STD2013 | state | ME | 0.1158 | 1.03 | ASHRAE30pct-state-7_SchoolPrimary_STD2013_ME-Caribou-ME.table.csv.gz | Primary School | Caribou Municipal Arpt ME USA TMY3 WMO#=727120 | Electricity | 0 | 54822.2227 | 189122.2237 | 12841.6668 | 317797.2248 | 0 | 96738.8897 | 1022.2222 | 0 | 0 | 27591.6669 | 7180.5556 | 17288.889 | 0 | 731125.0058 | 0 | 724405.5614 | 6719.4445 | 6719.4445 | 0 | 6348.4134 | 21900.3535 | 1487.065 | 36800.9186 | 0 | 11202.3634 | 118.3733 | 0 | 0 | 3195.115 | 831.5083 | 2002.0533 | 0 | 84664.2757 | 0 | 83886.164 | 778.1117 | 778.1117 | 0 | 187.1065 | 645.4683 | 43.8282 | 1084.6321 | 0 | 330.1668 | 3.4888 | 0 | 0 | 94.1695 | 24.507 | 59.0064 | 0 | 2495.307 | 0 | 2472.3737 | 22.9333 | 22.9333 | 8.7274 | 0.5926 | 14.9754 | 4.4642 | 0.047172 | 1.2733 | 2.5299 | 0 | 0.33136 | 0 | 0.79783 | 33.429 | 33.7391 | 33.7391 | 2
ME_7_PS_2010_NG | 7 | PS | NG | 20003 | ASHRAE30pct-state-7 | SchoolPrimary | STD2010 | ME-Caribou-ME | Zone7 | Zone7(ME-Caribou-ME) | ASHRAE30pct-state-STD2010 | state | ME | 0.1158 | 1.03 | ASHRAE30pct-state-7_SchoolPrimary_STD2010_ME-Caribou-ME.table.csv.gz | Primary School | Caribou Municipal Arpt ME USA TMY3 WMO#=727120 | Natural Gas | 1688337.1577 | 0 | 0 | 0 | 342190.4148 | 0 | 0 | 0 | 0 | 0 | 0 | 134154.0352 | 0 | 0 | 2164681.6077 | 0 | 2164681.6077 | 0 | 0 | 17389.8727 | 0 | 0 | 0 | 3524.5613 | 0 | 0 | 0 | 0 | 0 | 0 | 1381.7866 | 0 | 0 | 22296.2206 | 0 | 22296.2206 | 0 | 0 | 1688.3372 | 0 | 0 | 0 | 342.1904 | 0 | 0 | 0 | 0 | 0 | 0 | 134.154 | 0 | 0 | 2164.6816 | 0 | 2164.6816 | 0 | 0 | 0 | 0 | 4.6268 | 0 | 0 | 0 | 0 | 22.828 | 1.8139 | 0 | 0 | 29.2687 | 29.2687 | 29.2687 | 1
ME_7_PS_2013_NG | 7 | PS | NG | 20483 | ASHRAE30pct-state-7 | SchoolPrimary | STD2013 | ME-Caribou-ME | Zone7 | Zone7(ME-Caribou-ME) | ASHRAE30pct-state-STD2013 | state | ME | 0.1158 | 1.03 | ASHRAE30pct-state-7_SchoolPrimary_STD2013_ME-Caribou-ME.table.csv.gz | Primary School | Caribou Municipal Arpt ME USA TMY3 WMO#=727120 | Natural Gas | 1579736.2721 | 0 | 0 | 0 | 342190.4148 | 0 | 0 | 0 | 0 | 0 | 0 | 134011.8626 | 0 | 0 | 2055938.5495 | 0 | 2055938.5495 | 0 | 0 | 16271.2836 | 0 | 0 | 0 | 3524.5613 | 0 | 0 | 0 | 0 | 0 | 0 | 1380.3222 | 0 | 0 | 21176.1671 | 0 | 21176.1671 | 0 | 0 | 1579.7363 | 0 | 0 | 0 | 342.1904 | 0 | 0 | 0 | 0 | 0 | 0 | 134.0119 | 0 | 0 | 2055.9385 | 0 | 2055.9385 | 0 | 0 | 0 | 0 | 4.6268 | 0 | 0 | 0 | 0 | 21.3596 | 1.812 | 0 | 0 | 27.7984 | 27.7984 | 27.7984 | 2
MI_7_PS_2010_EL | 7 | PS | EL | 20054 | ASHRAE30pct-state-7 | SchoolPrimary | STD2010 | MI-SaultSteMarie-MI | Zone7 | Zone7(MI-SaultSteMarie-MI) | ASHRAE30pct-state-STD2010 | state | MI | 0.1095 | 0.82 | ASHRAE30pct-state-7_SchoolPrimary_STD2010_MI-SaultSteMarie-MI.table.csv.gz | Primary School | Sault Ste Marie Sanderson Fie MI USA TMY3 WMO#=727340 | Electricity | 0 | 64161.1116 | 218811.1129 | 12702.7779 | 355925.0028 | 0 | 109863.8898 | 1077.7778 | 0 | 0 | 29902.778 | 7180.5556 | 17336.1112 | 0 | 824419.451 | 0 | 816961.1176 | 7458.3334 | 7458.3334 | 0 | 7025.6417 | 23959.8169 | 1390.9542 | 38973.7878 | 0 | 12030.0959 | 118.0167 | 0 | 0 | 3274.3542 | 786.2708 | 1898.3042 | 0 | 90273.9299 | 0 | 89457.2424 | 816.6875 | 816.6875 | 0 | 218.9799 | 746.7955 | 43.3542 | 1214.761 | 0 | 374.962 | 3.6784 | 0 | 0 | 102.0573 | 24.507 | 59.1676 | 0 | 2813.718 | 0 | 2788.263 | 25.4551 | 25.4551 | 10.0974 | 0.58619 | 16.769 | 5.0699 | 0.049736 | 1.3799 | 2.9608 | 0 | 0.33136 | 0 | 0.80001 | 37.7001 | 38.0443 | 38.0443 | 1
MI_7_PS_2013_EL | 7 | PS | EL | 20534 | ASHRAE30pct-state-7 | SchoolPrimary | STD2013 | MI-SaultSteMarie-MI | Zone7 | Zone7(MI-SaultSteMarie-MI) | ASHRAE30pct-state-STD2013 | state | MI | 0.1095 | 0.82 | ASHRAE30pct-state-7_SchoolPrimary_STD2013_MI-SaultSteMarie-MI.table.csv.gz | Primary School | Sault Ste Marie Sanderson Fie MI USA TMY3 WMO#=727340 | Electricity | 0 | 55550.0004 | 186477.7793 | 12702.7779 | 317797.2248 | 0 | 96450.0008 | 925 | 0 | 0 | 27433.3336 | 7177.7778 | 17322.2224 | 0 | 728558.3392 | 0 | 721836.1169 | 6722.2223 | 6722.2223 | 0 | 6082.725 | 20419.3168 | 1390.9542 | 34798.7961 | 0 | 10561.2751 | 101.2875 | 0 | 0 | 3003.95 | 785.9667 | 1896.7833 | 0 | 79777.1381 | 0 | 79041.0548 | 736.0833 | 736.0833 | 0 | 189.5904 | 636.4429 | 43.3542 | 1084.6321 | 0 | 329.1809 | 3.157 | 0 | 0 | 93.6291 | 24.4975 | 59.1202 | 0 | 2486.547 | 0 | 2463.6043 | 22.9427 | 22.9427 | 8.6053 | 0.58619 | 14.9755 | 4.4509 | 0.042686 | 1.266 | 2.5635 | 0 | 0.33123 | 0 | 0.79936 | 33.3104 | 33.6206 | 33.6206 | 2
MI_7_PS_2010_NG | 7 | PS | NG | 20063 | ASHRAE30pct-state-7 | SchoolPrimary | STD2010 | MI-SaultSteMarie-MI | Zone7 | Zone7(MI-SaultSteMarie-MI) | ASHRAE30pct-state-STD2010 | state | MI | 0.1095 | 0.82 | ASHRAE30pct-state-7_SchoolPrimary_STD2010_MI-SaultSteMarie-MI.table.csv.gz | Primary School | Sault Ste Marie Sanderson Fie MI USA TMY3 WMO#=727340 | Natural Gas | 1604360.5609 | 0 | 0 | 0 | 342190.4148 | 0 | 0 | 0 | 0 | 0 | 0 | 134087.688 | 0 | 0 | 2080629.1855 | 0 | 2080638.6637 | 0 | 0 | 13155.7566 | 0 | 0 | 0 | 2805.9614 | 0 | 0 | 0 | 0 | 0 | 0 | 1099.519 | 0 | 0 | 17061.1593 | 0 | 17061.237 | 0 | 0 | 1604.3606 | 0 | 0 | 0 | 342.1904 | 0 | 0 | 0 | 0 | 0 | 0 | 134.0877 | 0 | 0 | 2080.6292 | 0 | 2080.6387 | 0 | 0 | 0 | 0 | 4.6268 | 0 | 0 | 0 | 0 | 21.6926 | 1.813 | 0 | 0 | 28.1323 | 28.1322 | 28.1323 | 1
MI_7_PS_2013_NG | 7 | PS | NG | 20543 | ASHRAE30pct-state-7 | SchoolPrimary | STD2013 | MI-SaultSteMarie-MI | Zone7 | Zone7(MI-SaultSteMarie-MI) | ASHRAE30pct-state-STD2013 | state | MI | 0.1095 | 0.82 | ASHRAE30pct-state-7_SchoolPrimary_STD2013_MI-SaultSteMarie-MI.table.csv.gz | Primary School | Sault Ste Marie Sanderson Fie MI USA TMY3 WMO#=727340 | Natural Gas | 1523056.8083 | 0 | 0 | 0 | 342190.4148 | 0 | 0 | 0 | 0 | 0 | 0 | 133945.5154 | 0 | 0 | 1999192.7385 | 0 | 1999192.7385 | 0 | 0 | 12489.0658 | 0 | 0 | 0 | 2805.9614 | 0 | 0 | 0 | 0 | 0 | 0 | 1098.3532 | 0 | 0 | 16393.3805 | 0 | 16393.3805 | 0 | 0 | 1523.0568 | 0 | 0 | 0 | 342.1904 | 0 | 0 | 0 | 0 | 0 | 0 | 133.9455 | 0 | 0 | 1999.1927 | 0 | 1999.1927 | 0 | 0 | 0 | 0 | 4.6268 | 0 | 0 | 0 | 0 | 20.5933 | 1.8111 | 0 | 0 | 27.0311 | 27.0311 | 27.0311 | 2
MN_7_PS_2010_EL | 7 | PS | EL | 20114 | ASHRAE30pct-state-7 | SchoolPrimary | STD2010 | MN-Duluth-MN | Zone7 | Zone7(MN-Duluth-MN) | ASHRAE30pct-state-STD2010 | state | MN | 0.0886 | 0.62 | ASHRAE30pct-state-7_SchoolPrimary_STD2010_MN-Duluth-MN.table.csv.gz | Primary School | Duluth International Arpt MN USA TMY3 WMO#=727450 | Electricity | 0 | 69000.0006 | 219411.1129 | 12747.2223 | 355925.0028 | 0 | 111747.2231 | 1230.5556 | 0 | 0 | 30608.3336 | 7180.5556 | 17286.1112 | 0 | 832597.2289 | 0 | 825136.1177 | 7461.1112 | 7461.1112 | 0 | 6113.4 | 19439.8246 | 1129.4039 | 31534.9553 | 0 | 9900.804 | 109.0272 | 0 | 0 | 2711.8984 | 636.1972 | 1531.5495 | 0 | 73768.1145 | 0 | 73107.06 | 661.0544 | 661.0544 | 0 | 235.4949 | 748.8433 | 43.5059 | 1214.761 | 0 | 381.3898 | 4.1998 | 0 | 0 | 104.4653 | 24.507 | 58.997 | 0 | 2841.6285 | 0 | 2816.164 | 25.4645 | 25.4645 | 10.1251 | 0.58824 | 16.7691 | 5.1568 | 0.056786 | 1.4125 | 3.1841 | 0 | 0.33136 | 0 | 0.7977 | 38.0774 | 38.4217 | 38.4217 | 1
MN_7_PS_2013_EL | 7 | PS | EL | 20594 | ASHRAE30pct-state-7 | SchoolPrimary | STD2013 | MN-Duluth-MN | Zone7 | Zone7(MN-Duluth-MN) | ASHRAE30pct-state-STD2013 | state | MN | 0.0886 | 0.62 | ASHRAE30pct-state-7_SchoolPrimary_STD2013_MN-Duluth-MN.table.csv.gz | Primary School | Duluth International Arpt MN USA TMY3 WMO#=727450 | Electricity | 0 | 60352.7783 | 187027.7793 | 12747.2223 | 317797.2248 | 0 | 98461.1119 | 1025 | 0 | 0 | 27986.1113 | 7180.5556 | 17294.4446 | 0 | 736586.117 | 0 | 729872.2281 | 6713.8889 | 6713.8889 | 0 | 5347.2562 | 16570.6612 | 1129.4039 | 28156.8341 | 0 | 8723.6545 | 90.815 | 0 | 0 | 2479.5695 | 636.1972 | 1532.2878 | 0 | 65261.53 | 0 | 64666.6794 | 594.8506 | 594.8506 | 0 | 205.9822 | 638.32 | 43.5059 | 1084.6321 | 0 | 336.0447 | 3.4983 | 0 | 0 | 95.5157 | 24.507 | 59.0254 | 0 | 2513.9456 | 0 | 2491.0313 | 22.9143 | 22.9143 | 8.6307 | 0.58824 | 14.9751 | 4.5437 | 0.0473 | 1.2915 | 2.7851 | 0 | 0.33136 | 0 | 0.79808 | 33.6812 | 33.9911 | 33.9911 | 2
MN_7_PS_2010_NG | 7 | PS | NG | 20123 | ASHRAE30pct-state-7 | SchoolPrimary | STD2010 | MN-Duluth-MN | Zone7 | Zone7(MN-Duluth-MN) | ASHRAE30pct-state-STD2010 | state | MN | 0.0886 | 0.62 | ASHRAE30pct-state-7_SchoolPrimary_STD2010_MN-Duluth-MN.table.csv.gz | Primary School | Duluth International Arpt MN USA TMY3 WMO#=727450 | Natural Gas | 1708601.4877 | 0 | 0 | 0 | 342190.4148 | 0 | 0 | 0 | 0 | 0 | 0 | 134125.6007 | 0 | 0 | 2184917.5032 | 0 | 2184917.5032 | 0 | 0 | 10593.3292 | 0 | 0 | 0 | 2121.5806 | 0 | 0 | 0 | 0 | 0 | 0 | 831.5787 | 0 | 0 | 13546.4885 | 0 | 13546.4885 | 0 | 0 | 1708.6015 | 0 | 0 | 0 | 342.1904 | 0 | 0 | 0 | 0 | 0 | 0 | 134.1256 | 0 | 0 | 2184.9175 | 0 | 2184.9175 | 0 | 0 | 0 | 0 | 4.6268 | 0 | 0 | 0 | 0 | 23.102 | 1.8135 | 0 | 0 | 29.5423 | 29.5423 | 29.5423 | 1
MN_7_PS_2013_NG | 7 | PS | NG | 20603 | ASHRAE30pct-state-7 | SchoolPrimary | STD2013 | MN-Duluth-MN | Zone7 | Zone7(MN-Duluth-MN) | ASHRAE30pct-state-STD2013 | state | MN | 0.0886 | 0.62 | ASHRAE30pct-state-7_SchoolPrimary_STD2013_MN-Duluth-MN.table.csv.gz | Primary School | Duluth International Arpt MN USA TMY3 WMO#=727450 | Natural Gas | 1584209.9689 | 0 | 0 | 0 | 342190.4148 | 0 | 0 | 0 | 0 | 0 | 0 | 133964.4717 | 0 | 0 | 2060364.8555 | 0 | 2060364.8555 | 0 | 0 | 9822.1018 | 0 | 0 | 0 | 2121.5806 | 0 | 0 | 0 | 0 | 0 | 0 | 830.5797 | 0 | 0 | 12774.2621 | 0 | 12774.2621 | 0 | 0 | 1584.21 | 0 | 0 | 0 | 342.1904 | 0 | 0 | 0 | 0 | 0 | 0 | 133.9645 | 0 | 0 | 2060.3649 | 0 | 2060.3649 | 0 | 0 | 0 | 0 | 4.6268 | 0 | 0 | 0 | 0 | 21.4201 | 1.8113 | 0 | 0 | 27.8582 | 27.8582 | 27.8582 | 2
ND_7_PS_2010_EL | 7 | PS | EL | 20174 | ASHRAE30pct-state-7 | SchoolPrimary | STD2010 | ND-Minot-ND | Zone7 | Zone7(ND-Minot-ND) | ASHRAE30pct-state-STD2010 | state | ND | 0.0798 | 0.59 | ASHRAE30pct-state-7_SchoolPrimary_STD2010_ND-Minot-ND.table.csv.gz | Primary School | Minot Faa Ap ND USA TMY3 WMO#=727676 | Electricity | 0 | 87155.5563 | 219619.4462 | 12697.2223 | 355925.0028 | 0 | 108136.112 | 1219.4445 | 0 | 0 | 31297.2225 | 7180.5556 | 17255.5557 | 0 | 847950.0068 | 0 | 840486.1178 | 7463.8889 | 7463.8889 | 0 | 6955.0134 | 17525.6318 | 1013.2383 | 28402.8152 | 0 | 8629.2617 | 97.3117 | 0 | 0 | 2497.5184 | 573.0083 | 1376.9933 | 0 | 67666.4105 | 0 | 67070.7922 | 595.6183 | 595.6183 | 0 | 297.4592 | 749.5544 | 43.3352 | 1214.761 | 0 | 369.0652 | 4.1619 | 0 | 0 | 106.8165 | 24.507 | 58.8927 | 0 | 2894.0271 | 0 | 2868.5531 | 25.474 | 25.474 | 10.1347 | 0.58594 | 16.7692 | 4.9901 | 0.056273 | 1.4443 | 4.0219 | 0 | 0.33136 | 0 | 0.79629 | 38.7857 | 39.1302 | 39.1302 | 1
ND_7_PS_2013_EL | 7 | PS | EL | 20654 | ASHRAE30pct-state-7 | SchoolPrimary | STD2013 | ND-Minot-ND | Zone7 | Zone7(ND-Minot-ND) | ASHRAE30pct-state-STD2013 | state | ND | 0.0798 | 0.59 | ASHRAE30pct-state-7_SchoolPrimary_STD2013_ND-Minot-ND.table.csv.gz | Primary School | Minot Faa Ap ND USA TMY3 WMO#=727676 | Electricity | 0 | 76050.0006 | 186952.7793 | 12697.2223 | 317797.2248 | 0 | 99791.6675 | 1061.1111 | 0 | 0 | 29827.778 | 7180.5556 | 17272.2224 | 0 | 755347.2283 | 0 | 748630.5615 | 6716.6667 | 6716.6667 | 0 | 6068.79 | 14918.8318 | 1013.2383 | 25360.2185 | 0 | 7963.3751 | 84.6767 | 0 | 0 | 2380.2567 | 573.0083 | 1378.3233 | 0 | 60276.7088 | 0 | 59740.7188 | 535.99 | 535.99 | 0 | 259.5563 | 638.064 | 43.3352 | 1084.6321 | 0 | 340.5859 | 3.6215 | 0 | 0 | 101.8013 | 24.507 | 58.9496 | 0 | 2577.9767 | 0 | 2555.0529 | 22.9238 | 22.9238 | 8.6273 | 0.58594 | 14.9753 | 4.6051 | 0.048967 | 1.3765 | 3.5095 | 0 | 0.33136 | 0 | 0.79706 | 34.5469 | 34.8568 | 34.8568 | 2
ND_7_PS_2010_NG | 7 | PS | NG | 20183 | ASHRAE30pct-state-7 | SchoolPrimary | STD2010 | ND-Minot-ND | Zone7 | Zone7(ND-Minot-ND) | ASHRAE30pct-state-STD2010 | state | ND | 0.0798 | 0.59 | ASHRAE30pct-state-7_SchoolPrimary_STD2010_ND-Minot-ND.table.csv.gz | Primary School | Minot Faa Ap ND USA TMY3 WMO#=727676 | Natural Gas | 1681607.6561 | 0 | 0 | 0 | 342190.4148 | 0 | 0 | 0 | 0 | 0 | 0 | 134068.7316 | 0 | 0 | 2157866.8026 | 0 | 2157866.8026 | 0 | 0 | 9921.4852 | 0 | 0 | 0 | 2018.9234 | 0 | 0 | 0 | 0 | 0 | 0 | 791.0055 | 0 | 0 | 12731.4141 | 0 | 12731.4141 | 0 | 0 | 1681.6077 | 0 | 0 | 0 | 342.1904 | 0 | 0 | 0 | 0 | 0 | 0 | 134.0687 | 0 | 0 | 2157.8668 | 0 | 2157.8668 | 0 | 0 | 0 | 0 | 4.6268 | 0 | 0 | 0 | 0 | 22.737 | 1.8127 | 0 | 0 | 29.1765 | 29.1765 | 29.1765 | 1
ND_7_PS_2013_NG | 7 | PS | NG | 20663 | ASHRAE30pct-state-7 | SchoolPrimary | STD2013 | ND-Minot-ND | Zone7 | Zone7(ND-Minot-ND) | ASHRAE30pct-state-STD2013 | state | ND | 0.0798 | 0.59 | ASHRAE30pct-state-7_SchoolPrimary_STD2013_ND-Minot-ND.table.csv.gz | Primary School | Minot Faa Ap ND USA TMY3 WMO#=727676 | Natural Gas | 1535577.4725 | 0 | 0 | 0 | 342190.4148 | 0 | 0 | 0 | 0 | 0 | 0 | 133936.0372 | 0 | 0 | 2011703.9245 | 0 | 2011703.9245 | 0 | 0 | 9059.9071 | 0 | 0 | 0 | 2018.9234 | 0 | 0 | 0 | 0 | 0 | 0 | 790.2226 | 0 | 0 | 11869.0532 | 0 | 11869.0532 | 0 | 0 | 1535.5775 | 0 | 0 | 0 | 342.1904 | 0 | 0 | 0 | 0 | 0 | 0 | 133.936 | 0 | 0 | 2011.7039 | 0 | 2011.7039 | 0 | 0 | 0 | 0 | 4.6268 | 0 | 0 | 0 | 0 | 20.7626 | 1.8109 | 0 | 0 | 27.2003 | 27.2003 | 27.2003 | 2
WI_7_PS_2010_EL | 7 | PS | EL | 20234 | ASHRAE30pct-state-7 | SchoolPrimary | STD2010 | WI-Duluth-MN | Zone7 | Zone7(WI-Duluth-MN) | ASHRAE30pct-state-STD2010 | state | WI | 0.1054 | 0.72 | ASHRAE30pct-state-7_SchoolPrimary_STD2010_WI-Duluth-MN.table.csv.gz | Primary School | Duluth International Arpt MN USA TMY3 WMO#=727450 | Electricity | 0 | 69000.0006 | 219411.1129 | 12747.2223 | 355925.0028 | 0 | 111747.2231 | 1230.5556 | 0 | 0 | 30608.3336 | 7180.5556 | 17286.1112 | 0 | 832597.2289 | 0 | 825136.1177 | 7461.1112 | 7461.1112 | 0 | 7272.6001 | 23125.9313 | 1343.5572 | 37514.4953 | 0 | 11778.1573 | 129.7006 | 0 | 0 | 3226.1184 | 756.8306 | 1821.9561 | 0 | 87755.7479 | 0 | 86969.3468 | 786.4011 | 786.4011 | 0 | 235.4949 | 748.8433 | 43.5059 | 1214.761 | 0 | 381.3898 | 4.1998 | 0 | 0 | 104.4653 | 24.507 | 58.997 | 0 | 2841.6285 | 0 | 2816.164 | 25.4645 | 25.4645 | 10.1251 | 0.58824 | 16.7691 | 5.1568 | 0.056786 | 1.4125 | 3.1841 | 0 | 0.33136 | 0 | 0.7977 | 38.0774 | 38.4217 | 38.4217 | 1
WI_7_PS_2013_EL | 7 | PS | EL | 20714 | ASHRAE30pct-state-7 | SchoolPrimary | STD2013 | WI-Duluth-MN | Zone7 | Zone7(WI-Duluth-MN) | ASHRAE30pct-state-STD2013 | state | WI | 0.1054 | 0.72 | ASHRAE30pct-state-7_SchoolPrimary_STD2013_WI-Duluth-MN.table.csv.gz | Primary School | Duluth International Arpt MN USA TMY3 WMO#=727450 | Electricity | 0 | 60352.7783 | 187027.7793 | 12747.2223 | 317797.2248 | 0 | 98461.1119 | 1025 | 0 | 0 | 27986.1113 | 7180.5556 | 17294.4446 | 0 | 736586.117 | 0 | 729872.2281 | 6713.8889 | 6713.8889 | 0 | 6361.1828 | 19712.7279 | 1343.5572 | 33495.8275 | 0 | 10377.8012 | 108.035 | 0 | 0 | 2949.7361 | 756.8306 | 1822.8345 | 0 | 77636.1767 | 0 | 76928.5328 | 707.6439 | 707.6439 | 0 | 205.9822 | 638.32 | 43.5059 | 1084.6321 | 0 | 336.0447 | 3.4983 | 0 | 0 | 95.5157 | 24.507 | 59.0254 | 0 | 2513.9456 | 0 | 2491.0313 | 22.9143 | 22.9143 | 8.6307 | 0.58824 | 14.9751 | 4.5437 | 0.0473 | 1.2915 | 2.7851 | 0 | 0.33136 | 0 | 0.79808 | 33.6812 | 33.9911 | 33.9911 | 2
WI_7_PS_2010_NG | 7 | PS | NG | 20243 | ASHRAE30pct-state-7 | SchoolPrimary | STD2010 | WI-Duluth-MN | Zone7 | Zone7(WI-Duluth-MN) | ASHRAE30pct-state-STD2010 | state | WI | 0.1054 | 0.72 | ASHRAE30pct-state-7_SchoolPrimary_STD2010_WI-Duluth-MN.table.csv.gz | Primary School | Duluth International Arpt MN USA TMY3 WMO#=727450 | Natural Gas | 1708601.4877 | 0 | 0 | 0 | 342190.4148 | 0 | 0 | 0 | 0 | 0 | 0 | 134125.6007 | 0 | 0 | 2184917.5032 | 0 | 2184917.5032 | 0 | 0 | 12301.9307 | 0 | 0 | 0 | 2463.771 | 0 | 0 | 0 | 0 | 0 | 0 | 965.7043 | 0 | 0 | 15731.406 | 0 | 15731.406 | 0 | 0 | 1708.6015 | 0 | 0 | 0 | 342.1904 | 0 | 0 | 0 | 0 | 0 | 0 | 134.1256 | 0 | 0 | 2184.9175 | 0 | 2184.9175 | 0 | 0 | 0 | 0 | 4.6268 | 0 | 0 | 0 | 0 | 23.102 | 1.8135 | 0 | 0 | 29.5423 | 29.5423 | 29.5423 | 1
WI_7_PS_2013_NG | 7 | PS | NG | 20723 | ASHRAE30pct-state-7 | SchoolPrimary | STD2013 | WI-Duluth-MN | Zone7 | Zone7(WI-Duluth-MN) | ASHRAE30pct-state-STD2013 | state | WI | 0.1054 | 0.72 | ASHRAE30pct-state-7_SchoolPrimary_STD2013_WI-Duluth-MN.table.csv.gz | Primary School | Duluth International Arpt MN USA TMY3 WMO#=727450 | Natural Gas | 1584209.9689 | 0 | 0 | 0 | 342190.4148 | 0 | 0 | 0 | 0 | 0 | 0 | 133964.4717 | 0 | 0 | 2060364.8555 | 0 | 2060364.8555 | 0 | 0 | 11406.3118 | 0 | 0 | 0 | 2463.771 | 0 | 0 | 0 | 0 | 0 | 0 | 964.5442 | 0 | 0 | 14834.627 | 0 | 14834.627 | 0 | 0 | 1584.21 | 0 | 0 | 0 | 342.1904 | 0 | 0 | 0 | 0 | 0 | 0 | 133.9645 | 0 | 0 | 2060.3649 | 0 | 2060.3649 | 0 | 0 | 0 | 0 | 4.6268 | 0 | 0 | 0 | 0 | 21.4201 | 1.8113 | 0 | 0 | 27.8582 | 27.8582 | 27.8582 | 2
WY_7_PS_2010_EL | 7 | PS | EL | 20294 | ASHRAE30pct-state-7 | SchoolPrimary | STD2010 | WY-JacksonHole-WY | Zone7 | Zone7(WY-JacksonHole-WY) | ASHRAE30pct-state-STD2010 | state | WY | 0.0823 | 0.68 | ASHRAE30pct-state-7_SchoolPrimary_STD2010_WY-JacksonHole-WY.table.csv.gz | Primary School | Jackson Hole WY USA TMY3 WMO#=725776 | Electricity | 0 | 44947.2226 | 219283.3351 | 12708.3334 | 355925.0028 | 0 | 106386.112 | 866.6667 | 0 | 0 | 30250.0002 | 7180.5556 | 17208.3335 | 0 | 802219.4509 | 0 | 794755.5619 | 7463.8889 | 7463.8889 | 0 | 3699.1564 | 18047.0185 | 1045.8958 | 29292.6277 | 0 | 8755.577 | 71.3267 | 0 | 0 | 2489.575 | 590.9597 | 1416.2458 | 0 | 66022.6608 | 0 | 65408.3827 | 614.2781 | 614.2781 | 0 | 153.4035 | 748.4072 | 43.3731 | 1214.761 | 0 | 363.0925 | 2.9579 | 0 | 0 | 103.2423 | 24.507 | 58.7315 | 0 | 2737.9501 | 0 | 2712.4761 | 25.474 | 25.474 | 10.1192 | 0.58645 | 16.7692 | 4.9094 | 0.039994 | 1.3959 | 2.0742 | 0 | 0.33136 | 0 | 0.79411 | 36.6754 | 37.0198 | 37.0198 | 1
WY_7_PS_2013_EL | 7 | PS | EL | 20774 | ASHRAE30pct-state-7 | SchoolPrimary | STD2013 | WY-JacksonHole-WY | Zone7 | Zone7(WY-JacksonHole-WY) | ASHRAE30pct-state-STD2013 | state | WY | 0.0823 | 0.68 | ASHRAE30pct-state-7_SchoolPrimary_STD2013_WY-JacksonHole-WY.table.csv.gz | Primary School | Jackson Hole WY USA TMY3 WMO#=725776 | Electricity | 0 | 40894.4448 | 186450.0015 | 12708.3334 | 317797.2248 | 0 | 103586.1119 | 780.5556 | 0 | 0 | 30502.778 | 7177.7778 | 17208.3335 | 0 | 723825.0058 | 0 | 717105.5613 | 6719.4445 | 6719.4445 | 0 | 3365.6128 | 15344.8351 | 1045.8958 | 26154.7116 | 0 | 8525.137 | 64.2397 | 0 | 0 | 2510.3786 | 590.7311 | 1416.2458 | 0 | 59570.798 | 0 | 59017.7877 | 553.0103 | 553.0103 | 0 | 139.5715 | 636.3481 | 43.3731 | 1084.6321 | 0 | 353.5362 | 2.664 | 0 | 0 | 104.105 | 24.4975 | 58.7315 | 0 | 2470.3923 | 0 | 2447.4591 | 22.9333 | 22.9333 | 8.6041 | 0.58645 | 14.9754 | 4.7802 | 0.03602 | 1.4076 | 1.8871 | 0 | 0.33123 | 0 | 0.79411 | 33.0921 | 33.4022 | 33.4022 | 2
WY_7_PS_2010_NG | 7 | PS | NG | 20303 | ASHRAE30pct-state-7 | SchoolPrimary | STD2010 | WY-JacksonHole-WY | Zone7 | Zone7(WY-JacksonHole-WY) | ASHRAE30pct-state-STD2010 | state | WY | 0.0823 | 0.68 | ASHRAE30pct-state-7_SchoolPrimary_STD2010_WY-JacksonHole-WY.table.csv.gz | Primary School | Jackson Hole WY USA TMY3 WMO#=725776 | Natural Gas | 1263032.6596 | 0 | 0 | 0 | 342190.4148 | 0 | 0 | 0 | 0 | 0 | 0 | 134040.2971 | 0 | 0 | 1739272.8497 | 0 | 1739263.3715 | 0 | 0 | 8588.6221 | 0 | 0 | 0 | 2326.8948 | 0 | 0 | 0 | 0 | 0 | 0 | 911.474 | 0 | 0 | 11827.0554 | 0 | 11826.9909 | 0 | 0 | 1263.0327 | 0 | 0 | 0 | 342.1904 | 0 | 0 | 0 | 0 | 0 | 0 | 134.0403 | 0 | 0 | 1739.2728 | 0 | 1739.2634 | 0 | 0 | 0 | 0 | 4.6268 | 0 | 0 | 0 | 0 | 17.0775 | 1.8124 | 0 | 0 | 23.5166 | 23.5167 | 23.5166 | 1
WY_7_PS_2013_NG | 7 | PS | NG | 20783 | ASHRAE30pct-state-7 | SchoolPrimary | STD2013 | WY-JacksonHole-WY | Zone7 | Zone7(WY-JacksonHole-WY) | ASHRAE30pct-state-STD2013 | state | WY | 0.0823 | 0.68 | ASHRAE30pct-state-7_SchoolPrimary_STD2013_WY-JacksonHole-WY.table.csv.gz | Primary School | Jackson Hole WY USA TMY3 WMO#=725776 | Natural Gas | 1216352.6664 | 0 | 0 | 0 | 342190.4148 | 0 | 0 | 0 | 0 | 0 | 0 | 133926.5591 | 0 | 0 | 1692469.6403 | 0 | 1692469.6403 | 0 | 0 | 8271.1981 | 0 | 0 | 0 | 2326.8948 | 0 | 0 | 0 | 0 | 0 | 0 | 910.7006 | 0 | 0 | 11508.7936 | 0 | 11508.7936 | 0 | 0 | 1216.3527 | 0 | 0 | 0 | 342.1904 | 0 | 0 | 0 | 0 | 0 | 0 | 133.9266 | 0 | 0 | 1692.4696 | 0 | 1692.4696 | 0 | 0 | 0 | 0 | 4.6268 | 0 | 0 | 0 | 0 | 16.4463 | 1.8108 | 0 | 0 | 22.8839 | 22.8839 | 22.8839 | 2
AK_8_PS_2010_EL | 8 | PS | EL | 20894 | ASHRAE30pct-state-8 | SchoolPrimary | STD2010 | AK-Fairbanks-AK | Zone8 | Zone8(AK-Fairbanks-AK) | ASHRAE30pct-state-STD2010 | state | AK | 0.1479 | 0.81 | ASHRAE30pct-state-8_SchoolPrimary_STD2010_AK-Fairbanks-AK.table.csv.gz | Primary School | Fairbanks Intl Arpt AK USA TMY3 WMO#=702610 | Electricity | 0 | 40086.1114 | 227641.6685 | 12822.2223 | 355925.0028 | 0 | 119147.2232 | 2305.5556 | 0 | 0 | 31227.778 | 7186.1112 | 17094.4446 | 0 | 820902.7843 | 0 | 813436.1176 | 7466.6667 | 7466.6667 | 0 | 5928.7359 | 33668.2028 | 1896.4067 | 52641.3079 | 0 | 17621.8743 | 340.9917 | 0 | 0 | 4618.5884 | 1062.8258 | 2528.2684 | 0 | 121411.5218 | 0 | 120307.2018 | 1104.32 | 1104.32 | 0 | 136.8127 | 776.934 | 43.7618 | 1214.761 | 0 | 406.6458 | 7.8688 | 0 | 0 | 106.5794 | 24.526 | 58.3428 | 0 | 2801.7158 | 0 | 2776.2323 | 25.4835 | 25.4835 | 10.5049 | 0.5917 | 16.7694 | 5.4983 | 0.10639 | 1.4411 | 1.8498 | 0 | 0.33162 | 0 | 0.78885 | 37.5374 | 37.882 | 37.882 | 1
AK_8_PS_2013_EL | 8 | PS | EL | 20954 | ASHRAE30pct-state-8 | SchoolPrimary | STD2013 | AK-Fairbanks-AK | Zone8 | Zone8(AK-Fairbanks-AK) | ASHRAE30pct-state-STD2013 | state | AK | 0.1479 | 0.81 | ASHRAE30pct-state-8_SchoolPrimary_STD2013_AK-Fairbanks-AK.table.csv.gz | Primary School | Fairbanks Intl Arpt AK USA TMY3 WMO#=702610 | Electricity | 0 | 35158.3336 | 197883.3349 | 12822.2223 | 317797.2248 | 0 | 104408.3342 | 1808.3333 | 0 | 0 | 30036.1114 | 7183.3334 | 17141.6668 | 0 | 730963.8947 | 0 | 724238.8947 | 6725.0001 | 6725.0001 | 0 | 5199.9175 | 29266.9452 | 1896.4067 | 47002.2095 | 0 | 15441.9926 | 267.4525 | 0 | 0 | 4442.3409 | 1062.415 | 2535.2525 | 0 | 108109.56 | 0 | 107114.9325 | 994.6275 | 994.6275 | 0 | 119.9943 | 675.3697 | 43.7618 | 1084.6321 | 0 | 356.3424 | 6.1718 | 0 | 0 | 102.5123 | 24.5165 | 58.504 | 0 | 2494.7571 | 0 | 2471.8049 | 22.9522 | 22.9522 | 9.1317 | 0.5917 | 14.9757 | 4.8181 | 0.083449 | 1.3861 | 1.6224 | 0 | 0.33149 | 0 | 0.79103 | 33.4213 | 33.7316 | 33.7316 | 2
AK_8_PS_2010_NG | 8 | PS | NG | 20903 | ASHRAE30pct-state-8 | SchoolPrimary | STD2010 | AK-Fairbanks-AK | Zone8 | Zone8(AK-Fairbanks-AK) | ASHRAE30pct-state-STD2010 | state | AK | 0.1479 | 0.81 | ASHRAE30pct-state-8_SchoolPrimary_STD2010_AK-Fairbanks-AK.table.csv.gz | Primary School | Fairbanks Intl Arpt AK USA TMY3 WMO#=702610 | Natural Gas | 3244804.5195 | 0 | 0 | 0 | 342190.4148 | 0 | 0 | 0 | 0 | 0 | 0 | 144229.3312 | 0 | 0 | 3731224.2654 | 0 | 3731224.2654 | 0 | 0 | 26282.9166 | 0 | 0 | 0 | 2771.7424 | 0 | 0 | 0 | 0 | 0 | 0 | 1168.2576 | 0 | 0 | 30222.9166 | 0 | 30222.9166 | 0 | 0 | 3244.8045 | 0 | 0 | 0 | 342.1904 | 0 | 0 | 0 | 0 | 0 | 0 | 144.2293 | 0 | 0 | 3731.2243 | 0 | 3731.2243 | 0 | 0 | 0 | 0 | 4.6268 | 0 | 0 | 0 | 0 | 43.873 | 1.9501 | 0 | 0 | 50.4499 | 50.4499 | 50.4499 | 1
AK_8_PS_2013_NG | 8 | PS | NG | 20963 | ASHRAE30pct-state-8 | SchoolPrimary | STD2013 | AK-Fairbanks-AK | Zone8 | Zone8(AK-Fairbanks-AK) | ASHRAE30pct-state-STD2013 | state | AK | 0.1479 | 0.81 | ASHRAE30pct-state-8_SchoolPrimary_STD2013_AK-Fairbanks-AK.table.csv.gz | Primary School | Fairbanks Intl Arpt AK USA TMY3 WMO#=702610 | Natural Gas | 2899495.7863 | 0 | 0 | 0 | 342190.4148 | 0 | 0 | 0 | 0 | 0 | 0 | 144011.3332 | 0 | 0 | 3385697.5344 | 0 | 3385697.5344 | 0 | 0 | 23485.9159 | 0 | 0 | 0 | 2771.7424 | 0 | 0 | 0 | 0 | 0 | 0 | 1166.4918 | 0 | 0 | 27424.15 | 0 | 27424.15 | 0 | 0 | 2899.4958 | 0 | 0 | 0 | 342.1904 | 0 | 0 | 0 | 0 | 0 | 0 | 144.0113 | 0 | 0 | 3385.6975 | 0 | 3385.6975 | 0 | 0 | 0 | 0 | 4.6268 | 0 | 0 | 0 | 0 | 39.2041 | 1.9472 | 0 | 0 | 45.778 | 45.778 | 45.778 | 2

## Cost Eff Inputs
Commercial Energy Code Adoption Cost Effectiveness - Economic Analysis Parameters | [7 empty] | 1 | [6 empty] | For Scenario 2 energy Escalation
[8 empty] | 2 | Sc 3 uses a pre-tax discount rate determined from real estate industry surveys; Sc 1 uses the FEMP mandated rate fro federal energy projects | [6 empty] | Elec | Gas | [9 empty] | Input Variables for Scalar Ratio Calculations, for 90.1-2013 proposals
Economic Parameter |  |  | Scenario 1 | Scenario 2 | Scenario 3 |  |  | 3 | Sc 3 uses a surveyed inflation rate per Dept Commerce; Sc 1 from NIST is netted against a federal nominal rate and the mandated discount rate | [5 empty] | Sc1 UPV | 21.94 | 23.69 | [9 empty] | No. | Input Economic Variables - Linked | Heating | Cooling
Study Period – Years1 |  |  | 30 | 30 | 40 | Scenario 2 |  | 4 | Annual prices ASHRAE SSPC 90.1 used in development of 90.1-2016 are used | [17 empty] | 1 | Economic Life - Years (1 to 50 yrs) | 40 | 40
Nominal Discount Rate2 |  |  | 0.031 | 0.06 | 0.0934 | 0.081229 | Equivalent Nominal disc pre-tax impact | [7 empty] | Scenario | 1 | 2 | [9 empty] | 2 | Down Payment - $ | 0 | 0
Real Discount Rate2 |  |  | 0.03 | 0.040542 | 0.067982 | 1.0405 | 1 - (1+DiscN)/(1+infl) | [7 empty] | Disc | 0.03 | 0.040542 | [9 empty] | 3 | Fuel Escalation Rate - % | var | var
Inflation3 |  |  | -0.002 | 0.0187 | 0.0238 | 1.48 | [8 empty] | Infl | -0.002 | 0.0187 | [9 empty] | 4 | Discount Rate - % | 9.34 | 9.34
Electricity Price, per kWh4 |  |  | 0.1013 | 0.1013 | 0.1013 | Data Sources: | Scenario 1 | NIST Annual Supplement for 135, 2018 | [6 empty] | Net Disc | 0.032064 | 0.021441 | [9 empty] | 5 | Loan Interest Rate - % | 7 | 7
Natural Gas Price, per therm4 |  |  | 1 | 1 | 1 |  | Scenario 2 | NIST Annual Supplement for 135, 2018 & Other References | [18 empty] | 6 | Federal Tax Rate - % | 0 | 0
Electricity and Natural Gas Price Escalation5 |  |  | Uniform present value factors | Uniform PV factors | electricity 3.76%/year |  | Scenario 3 | ASHRAE 90.1 SSPC Workplan for 90.1-2016 | [18 empty] | 7 | State Tax Rate - % | 0 | 0
|  |  | Electric 21.94, Gas 23.69 | Electric 16.16, Gas 17.45 | natural gas 3.76%/year | [21 empty] | 8 | Combined State, Fed. Tax Rate - % | 0 | 0
Loan Interest Rate6 |  |  | NA | 0.06 | 0.07 |  | The combined tax rate is adjusted for the fact that state taxes are typically deductable from federal income | [19 empty] | 9 | Heating - Gas Price - $/Mbtu | 1
Federal Corporate Tax Rate7 |  |  | NA | 0.21 | NA 4 |  | While there is some allowance for federal taxes in state taxes, often it is capped, so effectively | [19 empty] | 10 | Cooling - Electric Price - $/kWh |  | 0.1013
State Corporate Tax Rate8 |  |  | NA | 0.065 | NA 4 |  | only the state tax needs to be adjusted
Property Tax Rate |  |  |  | 0 |  |  | Ptax net of Fed Benefit |  | 0 |  |  | Scenario 3 | [14 empty] | 11 | First Cost Scalar - S2
Factors above in italics are calculated for comparison purposes, but not used in the scenario. | [6 empty] | Pvalue Ptax net of Fed Benefit |  |  | 0 |  | Scalar Limit, 40 year life |  | Note: NISTIR 85-3273-33 was published in April 2018 | [7 empty] | UPV values below not used |  |  |  |  | 12 | Htg & Clg Scalars - Sh & Sc | 21.4 | 18.2
Scenario 3 energy escalation rates include inflation. | [11 empty] | 18.25 | [11 empty] | below not updated for 2018 |  |  | 13 | Scalar Ratio - SR | 21.4 | 18.2 | 18.25
PNNL Calculation | [5 empty] | Loan Payment on $1k: | 72.6489 | 30 | year term |  |  | Loan Payment on $1k: | Scenario 1 NIST 2018 Energy Price Indices and Discount Factors for Life-Cycle Cost Analysis – 2018 | [10 empty] | also not used in US analysis |  |  |  |  | 0.016918 | 0.98308
| 30 Years | 40 Year |  |  |  |  | Scenario 2 Present Value of Loan and Tax Impacts for $1,000 principal |  | Combined Tax Rate | 0.26135 |  |  | DOE Present Value of Single Future Amount, 3% Real Discount |  |  | DOE Present Value of Energy Costs with Escalation over Study Period, Commercial |  |  | DOE Present Value of Non-Energy Costs Escalating at Inflation Rate over Study Period, Commercial |  |  | DOE Present Value of Non-Energy Costs with no Escalation for Inflation over Study Period, Commercial |  | Scenario 2 Present Value of Energy Costs with Escalation over Study Period, Commercial |  |  |  | Life cycle cost LCC sheet calculation outline: | Note 'Name' indicates a worksheet name according to Excel naming protocol
Replacement Year | Residual Value Factors for Linear Pro-Rating of Initial Cost* |  |  |  | Scenario 2 Present Value of Single Future Amount, Scalar Real Discount | Scenario 2 Present Value of Single Future Amount, Scalar Nominal Discount | PV of Loan Payments | PV of Interest Payments | PV of Interest Deduction | PV of Depreciation Deduction | Scenario 3 Present Value of Single Future Amount, Scalar Real Discount | Scenario 3 Present Value of Single Future Amount, Scalar Nominal Discount | Year | UPV, NIST |  | Year | Electric UPV, NIST | Gas UPV, NIST | Year | UPV, NIST, DR=3.0% | Scenario 2, UPV, DR=4.1% | Year | UPV, NIST | Year | Electric UPV, NIST | Gas UPV, NIST | I. | LCCA Calculations - Scenario 1 (all costs in LCC calc are incremental costs for 90.1-2013 minus 90.1-2010) | see LCC_Results range at LCC!$B$43:$AF$49
1 | 0 | 0 |  |  | 0.96104 | 0.9434 | 68.5367 | 56.6038 | 14.7934 | 8.2186 | 0.93635 | 0.91458 | 1 | 0.971 |  | 1 | 0.98 | 1.01 | 1 | 0.971 | 0.96104 | 1 | 0.96 | 1 | 0.96995 | 0.99964 |  | A First cost, net present value equals incremental costs | 1. Values located in 'LCC' First Cost Row 44
2 | 0 | 0 |  |  | 0.92359 | 0.89 | 64.6573 | 52.7243 | 13.7795 | 7.7534 | 0.87674 | 0.83645 | 2 | 0.943 |  | 2 | 1.97 | 2.03 | 2 | 1.91 | 1.8846 | 2 | 1.89 | 2 | 1.9295 | 1.9882 |  | 1. First Cost in 'LCC' Row 44 | a. From 'LCC' Row 7 in 30 year cost listings on this sheet
3 | 0 | -0.66667 |  |  | 0.88761 | 0.83962 | 60.9974 | 49.0645 | 12.823 | 7.3145 | 0.82093 | 0.765 | 3 | 0.915 |  | 3 | 2.94 | 3.05 | 3 | 2.83 | 2.7722 | 3 | 2.78 | 3 | 2.852 | 2.9587 |  | 2. 'LCC' Row 7 First Cost Totals sections in 'Cost Est Summary 30 Year' | a. New Construction in Totals section of prototype/climate location cost tables in 'Cost Est Summary
4 | -0.5 | 0 |  |  | 0.85303 | 0.79209 | 57.5447 | 45.6118 | 11.9206 | 6.9005 | 0.76868 | 0.69965 | 4 | 0.888 |  | 4 | 3.87 | 4.07 | 4 | 3.72 | 3.6253 | 4 | 3.64 | 4 | 3.7176 | 3.9097 |  |  | Example: Small Office, climate zone 2A value 428.3
5 | 0 | 0 |  |  | 0.81979 | 0.74726 | 54.2875 | 42.3546 | 11.0694 | 6.5099 | 0.71975 | 0.63989 | 5 | 0.863 |  | 5 | 4.79 | 5.1 | 5 | 4.58 | 4.4451 | 5 | 4.46 | 5 | 4.5502 | 4.8446 |  |  | i. '=VLOOKUP($B7,Ttl_30_Sm_Off,7,FALSE)
6 | 0 | -0.33333 |  |  | 0.78785 | 0.70496 | 51.2146 | 39.2817 | 10.2663 | 6.1414 | 0.67393 | 0.58523 | 6 | 0.837 |  | 6 | 5.69 | 6.11 | 6 | 5.42 | 5.2329 | 6 | 5.25 | 6 | 5.3559 | 5.7512 |  |  | ii. $B7 is cost item, New Construction
7 | -0.71429 | -0.28571 |  |  | 0.75715 | 0.66506 | 48.3157 | 36.3827 | 9.5086 | 5.7938 | 0.63103 | 0.53524 | 7 | 0.813 |  | 7 | 6.58 | 7.1 | 7 | 6.23 | 5.9901 | 7 | 6.02 | 7 | 6.128 | 6.6123 |  |  | iii. Ttl_30_Sm_Off = 'Example 'Cost Est Summary 30 Year'!$N$77:$X$110
8 | -0.25 | 0 |  |  | 0.72765 | 0.62741 | 45.5808 | 33.6479 | 8.7939 | 5.4658 | 0.59087 | 0.48952 | 8 | 0.789 |  | 8 | 7.46 | 8.06 | 8 | 7.02 | 6.7177 | 8 | 6.75 | 8 | 6.88 | 7.4333 |  |  | iv. Column 7 is the climate zone 2A costs, and New Construction data is in cell T78
9 | -0.66667 | -0.55556 |  |  | 0.6993 | 0.5919 | 43.0008 | 31.0678 | 8.1196 | 5.1564 | 0.55325 | 0.4477 | 9 | 0.766 |  | 9 | 8.31 | 8.99 | 9 | 7.79 | 7.417 | 9 | 7.46 | 9 | 7.5864 | 8.2072 |  | 3. Total New Construction Cost in 'Cost Est Summary 30 Years' | a. Sum of HVAC, Lighting, and Envelope Power Other costs in same tables
10 | 0 | 0 |  |  | 0.67205 | 0.55839 | 40.5668 | 28.6338 | 7.4835 | 4.8645 | 0.51804 | 0.40946 | 10 | 0.744 |  | 10 | 9.15 | 9.9 | 10 | 8.53 | 8.0891 | 10 | 8.14 | 10 | 8.2652 | 8.9427 |  |  | Example: Small Office, climate zone 2A value 428.3 in cell T78 = C78+H78+O78
11 | -0.27273 | -0.36364 |  |  | 0.64587 | 0.52679 | 38.2705 | 26.3376 | 6.8833 | 4.5892 | 0.48506 | 0.37448 | 11 | 0.722 |  | 11 | 9.97 | 10.79 | 11 | 9.25 | 8.7349 | 11 | 8.79 | 11 | 8.9187 | 9.6523 |  | 4. New Construction Costs in C78, H78, and O7 | a. Looked up in: HVAC, Lighting, and Power Envelope
12 | -0.5 | -0.66667 |  |  | 0.62071 | 0.49697 | 36.1043 | 24.1713 | 6.3172 | 4.3294 | 0.45418 | 0.34249 | 12 | 0.701 |  | 12 | 10.78 | 11.65 | 12 | 9.95 | 9.3556 | 12 | 9.42 | 12 | 9.5452 | 10.3156 |  |  | i. 'HVAC <Prototype> Proto' cost summary tables by climate zone
13 | -0.69231 | -0.92308 |  |  | 0.59652 | 0.46884 | 34.0606 | 22.1277 | 5.7831 | 4.0844 | 0.42527 | 0.31324 | 13 | 0.681 |  | 13 | 11.56 | 12.48 | 13 | 10.63 | 9.9522 | 13 | 10.03 | 13 | 10.126 | 10.9318 |  |  | ii. 'Int Ltg LPD Proto' doesn't vary by climate zone, so results all in one prototype table
14 | -0.85714 | -0.14286 |  |  | 0.57328 | 0.4423 | 32.1327 | 20.1997 | 5.2792 | 3.8532 | 0.3982 | 0.28648 | 14 | 0.661 |  | 14 | 12.31 | 13.29 | 14 | 11.3 | 10.5254 | 14 | 10.61 | 14 | 10.6763 | 11.5263 |  |  | iii. 'Env Pow Other Comp Costs' doesn't vary by climate zone, so results all in one prototype table (one exception for small office 4A which includes vestibule)
15 | 0 | -0.33333 |  |  | 0.55094 | 0.41727 | 30.3139 | 18.3809 | 4.8039 | 3.6351 | 0.37286 | 0.26201 | 15 | 0.642 |  | 15 | 13.05 | 14.08 | 15 | 11.94 | 11.0764 | 15 | 11.17 | 15 | 11.1991 | 12.083 |  |  | b. Example: Small Office, climate zone 2A Mechanical Cost, value -2,129
16 | -0.125 | -0.5 |  |  | 0.52948 | 0.39365 | 28.598 | 16.665 | 4.3554 | 3.4293 | 0.34912 | 0.23963 | 16 | 0.623 |  | 16 | 13.76 | 14.85 | 16 | 12.56 | 11.6059 | 16 | 11.71 | 16 | 11.6944 | 12.6208 |  |  | i. =VLOOKUP($B78,M_Sm_Off_2A,8,FALSE)
17 | -0.23529 | -0.64706 |  |  | 0.50885 | 0.37136 | 26.9792 | 15.0463 | 3.9323 | 3.2352 | 0.3269 | 0.21916 | 17 | 0.605 |  | 17 | 14.45 | 15.59 | 17 | 13.17 | 12.1147 | 17 | 12.23 | 17 | 12.1535 | 13.1123 |  |  | ii. $B78 is cost item, New Construction
18 | -0.33333 | -0.77778 |  |  | 0.48902 | 0.35034 | 25.4521 | 13.5192 | 3.5332 | 3.0521 | 0.30609 | 0.20044 | 18 | 0.587 |  | 18 | 15.13 | 16.32 | 18 | 13.75 | 12.6037 | 18 | 12.73 | 18 | 12.6046 | 13.596 |  |  | iii. M_Sm_Off_2A is summary cost table in 'HVAC Small Office Proto'
19 | -0.42105 | -0.89474 |  |  | 0.46997 | 0.33051 | 24.0114 | 12.0785 | 3.1567 | 2.8793 | 0.28661 | 0.18331 | 19 | 0.57 |  | 19 | 15.79 | 17.03 | 19 | 14.32 | 13.0737 | 19 | 13.21 | 19 | 13.0189 | 14.0413 |  |  | iv. Column is the climate zone 2A small office incremental costs, and New Construction data is in cell O39
20 | -0.5 | 0 |  |  | 0.45166 | 0.3118 | 22.6523 | 10.7193 | 2.8015 | 2.7163 | 0.26836 | 0.16766 | 20 | 0.554 |  | 20 | 16.43 | 17.72 | 20 | 14.88 | 13.5253 | 20 | 13.67 | 20 | 13.3948 | 14.4465 |  | 5. New Construction incremental costs in summary tables in prototype cost summary sheets | a. Value in incremental costs column found from difference in 90.1-2013 and 90.1-2010 costs in summary cost sheets
21 | -0.57143 | -0.095238 |  |  | 0.43406 | 0.29416 | 21.3701 | 9.4371 | 2.4664 | 2.5626 | 0.25128 | 0.15333 | 21 | 0.538 |  | 21 | 17.06 | 18.39 | 21 | 15.42 | 13.9594 | 21 | 14.11 | 21 | 13.764 | 14.8371 |  |  | b. Example: Small Office, climate zone 2A Incremental cost cell O39, value -2,129
22 | -0.63636 | -0.18182 |  |  | 0.41715 | 0.27751 | 20.1604 | 8.2275 | 2.1503 | 2.4175 | 0.23528 | 0.14024 | 22 | 0.522 |  | 22 | 17.67 | 19.04 | 22 | 15.94 | 14.3766 | 22 | 14.54 | 22 | 14.1207 | 15.2155 |  |  | i. 90.1-2013 New Construction cell N39 - 90.1-2010 New Construction cell J39
23 | -0.69565 | -0.26087 |  |  | 0.40089 | 0.2618 | 19.0193 | 7.0864 | 1.852 | 2.2807 | 0.22031 | 0.12826 | 23 | 0.507 |  | 23 | 18.26 | 19.68 | 23 | 16.44 | 14.7775 | 23 | 14.95 | 23 | 14.4385 | 15.5614 |  | 6. New Construction 90.1-2013 and 90.1-2010 costs | a. Values are summed up from costs above, or to the left of the summary tables
24 | -0.75 | -0.33333 |  |  | 0.38527 | 0.24698 | 17.9427 | 6.0098 | 1.5707 | 2.1516 | 0.20628 | 0.1173 | 24 | 0.492 |  | 24 | 18.84 | 20.3 | 24 | 16.94 | 15.1627 | 24 | 15.35 | 24 | 14.7532 | 15.8965 |  |  | b. Example: Small Office, climate zone 2A Mechanical Cost, value -2,129
25 | -0.8 | -0.4 |  |  | 0.37026 | 0.233 | 16.9271 | 4.9942 | 1.3052 | 2.0298 | 0.19315 | 0.10728 | 25 | 0.478 |  | 25 | 19.4 | 20.9 | 25 | 17.41 | 15.533 | 25 | 15.73 | 25 | 15.0274 | 16.1893 |  |  | i. Sum for system level costs for 90.2010 Costs, Total New Construction, N11 to N31 (marked with x in hidden column a)
26 | -0.84615 | -0.46154 |  |  | 0.35584 | 0.21981 | 15.969 | 4.036 | 1.0548 | 1.9149 | 0.18086 | 0.098117 | 26 | 0.464 |  | 26 | 19.94 | 21.49 | 26 | 17.88 | 15.8888 | 26 | 16.1 | 26 | 15.2918 | 16.4805 |  |  | ii. Sum for system level costs for 90.2010 Costs, Total New Construction, J11 to J31 (marked with x in hidden column a)
27 | -0.88889 | -0.51852 |  |  | 0.34197 | 0.20737 | 15.0651 | 3.1321 | 0.81858 | 1.8065 | 0.16935 | 0.089736 | 27 | 0.45 |  | 27 | 20.47 | 22.06 | 27 | 18.83 | 16.2308 | 27 | 16.45 | 27 | 15.556 | 16.7643
28 | -0.92857 | -0.57143 |  |  | 0.32865 | 0.19563 | 14.2123 | 2.2794 | 0.59572 | 1.7043 | 0.15857 | 0.08207 | 28 | 0.437 |  | 28 | 20.97 | 22.61 | 28 | 18.76 | 16.5594 | 28 | 16.79 | 28 | 15.7706 | 17.004 |  | B. Replacement, net present value of each year of replacement costs | 1. Values located in 'LCC' First Cost Row 45
29 | -0.96552 | -0.62069 |  |  | 0.31584 | 0.18456 | 13.4078 | 1.4749 | 0.38547 | 1.6078 | 0.14847 | 0.07506 | 29 | 0.424 |  | 29 | 21.46 | 23.16 | 29 | 19.19 | 16.8753 | 29 | 17.11 | 29 | 15.9859 | 17.2522 |  |  | a. Value from DOE uniform present value factor for present value (UPV) of an annuity with same value every year, escalated by general inflation rate
30 | 0 | -0.66667 |  |  | 0.30354 | 0.17411 | 12.6489 | 0.71598 | 0.18712 | 1.5168 | 0.13902 | 0.068648 | 30 | 0.412 |  | 30 | 21.94 | 23.69 | 30 | 19.6 | 17.1788 | 30 | 17.43 | 30 | 16.1641 | 17.4534 |  |  | b. Example: Small Office, climate zone 2A Incremental cost cell C45, value 2,572
31 | -0.032258 | -0.70968 |  |  | 0.29171 | 0.16425 |  |  |  |  | 0.13017 | 0.062784 |  |  |  | i | 18.8804 | 20.8997 | [6 empty] | SC2_Elec_PVA_30 | SC2_Gas_PVA_30 |  |  | i. =SUMPRODUCT(C13:C42,DOE_PV_F), product of each year's replacement cost by present value factors for each year
32 | -0.0625 | -0.75 |  |  | 0.28035 | 0.15496 |  |  |  |  | 0.12189 | 0.057421 |  |  |  | 3 | 0.032922 | 0.02511 | [10 empty] | ii. DOE_PV_F = 'Cost Eff Inputs' O37, UPV for 30 years
33 | -0.090909 | -0.78788 |  |  | 0.26942 | 0.14619 |  |  |  |  | 0.11413 | 0.052516 |  |  |  | P/A = [(1+i)n-1]/[i(1+i)n] | [12 empty] | 2. Incremental replacement looked up by same process as new construction costs for each year of 30 years costs
34 | -0.11765 | -0.82353 |  |  | 0.25893 | 0.13791 |  |  |  |  | 0.10686 | 0.04803 |  |  |  | Table Ba-5. FEMP UPV* Discount Factors adjusted for fuel price escalation, by end-use sector and fuel type.
35 | -0.14286 | -0.85714 |  |  | 0.24884 | 0.13011 |  |  |  |  | 0.10006 | 0.043927
36 | -0.16667 | -0.88889 |  |  | 0.23914 | 0.12274 |  |  |  |  | 0.093691 | 0.040175 | [15 empty] | C. Maintenance, net present value of annual maintenance | 1. Values located in 'LCC' First Cost Row 46
37 | -0.18919 | -0.91892 |  |  | 0.22982 | 0.11579 |  |  |  |  | 0.087727 | 0.036743 | [16 empty] | a. Value from DOE uniform present value factor for present value (UPV) of an annuity with same value every year, escalated by general inflation rate
38 | -0.21053 | -0.94737 |  |  | 0.22087 | 0.10924 |  |  |  |  | 0.082143 | 0.033604 | [16 empty] | b. Example: Small Office, climate zone 2A Incremental cost cell C46, value 0
39 | -0.23077 | -0.97436 |  |  | 0.21226 | 0.10306 |  |  |  |  | 0.076914 | 0.030734 | [16 empty] | i. =C8*DOE_PVA_Maint
40 | -0.25 | 0 |  |  | 0.20399 | 0.097222 |  |  |  |  | 0.072018 | 0.028108 | [16 empty] | ii. DOE_PVA_Maint = 'Cost Eff Inputs' O37, UPV for 30 years
* Proportion of first cost as a credit for useful life remaining at year 30 | [6 empty] | SC2_PV_LoanP | SC2_PV_Int | SC2_PV_IntD | SC2_PV_Depr | [18 empty] | 2. Incremental annual maintenance looked up by same process as new construction costs
Note: Replacements with periods beyond analysis period | [5 empty] | Present Values per k$ | 1000 | 642.0119 | 167.7898 | 119.9146 |  | Present Values per k$
represent residual value at end of analysis period | [27 empty] | D. Incremental energy costs, present value annual cost | 1. Values located in 'LCC' First Cost Row 46
a. Value from DOE uniform present value factor for present value (UPV) of an annuity with varying escalation every year
b. Example: Small Office, climate zone 2A Incremental cost cell C47, value -17,246
i. =-C9*DOE_Electric_PVA_30-C10*DOE_Gas_PVA_30
ii. DOE_Electric_PVA_30 = 'Cost Eff Inputs' K37, UPV for 30 years
iii. DOE_Gas_PVA_30 = 'Cost Eff Inputs' L37, UPV for 30 years
2. Incremental annual maintenance looked up by same process as new construction costs
[28 empty] | E. Net Present Value | 1. Sum of present values for first cost, maintenance, replacements and energy
b. Example: Small Office, climate zone 2A Incremental cost cell C47, value -14,246
i. =SUM(C44:C47)
[27 empty] | II. | Scalar Method | Cost lookups very similar to LCC, except uses 'Cost Est Summary 40 Year'
see Scalar_Results range at 'Scalar'!$B$53:$AF$60
[28 empty] | A. First Cost as is | 1. 'Scalar' row 54
[28 empty] | B. Replacement NPV | 2. 'Scalar' row 55
a. net present value of the 'Scalar' costs over 40 years
i. =SUMPRODUCT(C13:C52,Sca_PV_F) , product of each year's replacement cost by present value factors for each year
ii. Sca_PV_F table for 40 years of present values at ='Cost Eff Inputs'!$D$8:$D$47
[28 empty] | C. Maintenance, just the annual amount | 1. 'Scalar' row 56
[28 empty] | D. Energy cost savings, just the annual amount | 1. 'Scalar' row 57
[28 empty] | E. Scalar Ratio | 1. 'Scalar' row 58
a. First Cost plus Replacement Cost NPV / (Energy Cost Savings - Maintenance Cost)
[28 empty] | F. Scalar Ratio Limit | 1. 'Scalar' row 59, from 90.1-2010 approved value
[28 empty] | G. Result, if scalar ratio is less than scalar ratio limit, is cost effective | 1. 'Scalar' row 60
[27 empty] | III. | Simple Payback | 1. 'Scalar' row 61

## LCC Sc 1
Commercial Energy Code Adoption Cost Effectiveness - LCC Savings Calculation - Scenario 1 | [9 empty] | US National
[26 empty] | 7 | 8 | 9 | 10 | 11
LCC of incremental costs for Scenario 1 without loans or taxes
| Small Office |  |  |  |  | Large Office |  |  |  |  | Standalone Retail |  |  |  |  | Primary School |  |  |  |  | Small Hotel |  |  |  |  | Mid-rise Apartment
| 2A Tampa FL | 3A Atlanta GA | 3B El Paso TX | 4A New York NY | 5A Buffalo NY | 2A Tampa FL | 3A Atlanta GA | 3B El Paso TX | 4A New York NY | 5A Buffalo NY | 2A Tampa FL | 3A Atlanta GA | 3B El Paso TX | 4A New York NY | 5A Buffalo NY | 2A Tampa FL | 3A Atlanta GA | 3B El Paso TX | 4A New York NY | 5A Buffalo NY | 2A Tampa FL | 3A Atlanta GA | 3B El Paso TX | 4A New York NY | 5A Buffalo NY | 2A Tampa FL | 3A Atlanta GA | 3B El Paso TX | 4A New York NY | 5A Buffalo NY
New Construction | 1197.3753 | 1111.4103 | 1042.9559 | 2178.2255 | 1177.4612 | 252564.1506 | 259401.06 | 190525.4231 | 345182.5706 | 217025.2134 | 20836.3616 | 21474.8849 | 20971.7676 | 22788.5862 | 20580.9462 | -126995.4045 | -122029.6226 | -115700.8633 | -94757.2144 | -122925.7807 | -108452.186 | -108217.244 | -107988.3378 | -104823.3769 | -106651.3718 | -18175.2345 | -17353.4277 | -17944.3502 | -12429.608 | -24614.2752
Maintenance | 0 | 0 | 0 | 0 | 0 | 647.2352 | 665.6616 | 0 | 645.024 | -0.24569 | 0 | 0 | 0 | 0 | 0 | 22.2383 | 8.4431 | 20.2441 | 7.3199 | 24.0698 | -0.28154 | 0 | 0 | 0 | 0 | 0 | 0 | 0 | 0 | 0
Electricity Cost Savings | 568.6869 | 556.0244 | 561.3708 | 532.1064 | 568.6869 | 34182.5597 | 29533.4525 | 18430.691 | 30004.7789 | 21906.4066 | 3175.1922 | 3100.6242 | 2784.0617 | 3007.2031 | 2717.6539 | 14495.1859 | 15207.3812 | 11330.9679 | 14466.2029 | 15079.9121 | 6457.5937 | 6199.2787 | 5629.1848 | 6818.6156 | 7603.972 | 1640.4972 | 1563.9595 | 1574.3708 | 1409.7583 | 1777.2522
Gas Cost Savings | 0 | -0.94782 | -0.37913 | -1.5165 | -6.1608 | 1655.173 | 9033.4554 | 317.5187 | 17890.8064 | 22571.5065 | -7.6773 | -40.8509 | -27.1076 | -81.7966 | -75.2567 | 35.0692 | 175.9149 | -50.3291 | 387.6572 | 564.2355 | 191.4591 | 90.5165 | 119.8989 | 38.1022 | 40.1874 | -6.1608 | -27.0128 | -3.033 | -18.8616 | 16.492
Total Energy Cost Savings | 568.6869 | 555.0766 | 560.9917 | 530.5899 | 562.5261 | 35837.7328 | 38566.9079 | 18748.2097 | 47895.5852 | 44477.913 | 3167.5149 | 3059.7733 | 2756.9541 | 2925.4065 | 2642.3972 | 14530.2552 | 15383.2961 | 11280.6388 | 14853.8601 | 15644.1476 | 6649.0527 | 6289.7952 | 5749.0836 | 6856.7179 | 7644.1595 | 1634.3364 | 1536.9467 | 1571.3378 | 1390.8968 | 1793.7443
Replacement | [26 empty] | MRA
1 | 0 | 0 | 0 | 0 | 0 | 0 | 0 | 0 | 0 | 0 | 0 | 0 | 0 | 0 | 0 | 0 | 0 | 0 | 0 | 0 | -2.7491 | -2.7491 | -2.7491 | -2.7491 | -2.7491 | 0 | 0 | 0 | 0 | 0
2 | 0 | 0 | 0 | 0 | 0 | 0 | 0 | 0 | 0 | 0 | 0 | 0 | 0 | 0 | 0 | -1132.2574 | -1132.2574 | -1132.2574 | -1132.2574 | -1132.2574 | -725.2112 | -725.2112 | -725.2112 | -725.2112 | -725.2112 | -460.6233 | -460.6233 | -460.6233 | -460.6233 | -460.6233
3 | -51.3451 | -51.3451 | -51.3451 | -51.3451 | -51.3451 | -3754.9196 | -3754.9196 | -3754.9196 | -3754.9196 | -3754.9196 | 0 | 0 | 0 | 0 | 0 | 0 | 0 | 0 | 0 | 0 | 3282.3207 | 3282.3207 | 3282.3207 | 3282.3207 | 3282.3207 | -291.1112 | -291.1112 | -291.1112 | -291.1112 | -291.1112
4 | 0 | 0 | 0 | 0 | 0 | 0 | 0 | 0 | 0 | 0 | -74658.5798 | -74658.5798 | -74658.5798 | -74658.5798 | -74658.5798 | -1132.2574 | -1132.2574 | -1132.2574 | -1132.2574 | -1132.2574 | -1051.7573 | -1051.7573 | -1051.7573 | -1051.7573 | -1051.7573 | -460.6233 | -460.6233 | -460.6233 | -460.6233 | -460.6233
5 | 0 | 0 | 0 | 0 | 0 | 0 | 0 | 0 | 0 | 0 | -8.2239 | -8.2239 | -8.2239 | -8.2239 | -8.2239 | -10368.9555 | -10368.9555 | -10368.9555 | -10368.9555 | -10368.9555 | -16279.1698 | -16279.1698 | -16279.1698 | -16279.1698 | -16279.1698 | 0 | 0 | 0 | 0 | 0
6 | -51.3451 | -51.3451 | -51.3451 | -51.3451 | -51.3451 | -3754.9196 | -3754.9196 | -3754.9196 | -3754.9196 | -3754.9196 | 0 | 0 | 0 | 0 | 0 | -1132.2574 | -1132.2574 | -1132.2574 | -1132.2574 | -1132.2574 | 12370.8174 | 12370.8174 | 12370.8174 | 12370.8174 | 12370.8174 | -751.7345 | -751.7345 | -751.7345 | -751.7345 | -751.7345
7 | 0 | 0 | 0 | 0 | 0 | 0 | 0 | 0 | 0 | 0 | 0 | 0 | 0 | 0 | 0 | 0 | 0 | 0 | 0 | 0 | -1396.3666 | -1396.3666 | -1396.3666 | -1396.3666 | -1396.3666 | 0 | 0 | 0 | 0 | 0
8 | 0 | 0 | 0 | 0 | 0 | 0 | 0 | 0 | 0 | 0 | -74658.5798 | -74658.5798 | -74658.5798 | -74658.5798 | -74658.5798 | -1132.2574 | -1132.2574 | -1132.2574 | -1132.2574 | -1132.2574 | -1051.7573 | -1051.7573 | -1051.7573 | -1051.7573 | -1051.7573 | -460.6233 | -460.6233 | -460.6233 | -460.6233 | -460.6233
9 | -51.3451 | -51.3451 | -51.3451 | -51.3451 | -51.3451 | -3754.9196 | -3754.9196 | -3754.9196 | -3754.9196 | -3754.9196 | 0 | 0 | 0 | 0 | 0 | 0 | 0 | 0 | 0 | 0 | 12224.7606 | 12224.7606 | 12224.7606 | 12224.7606 | 12224.7606 | -291.1112 | -291.1112 | -291.1112 | -291.1112 | -291.1112
10 | 26.5105 | 26.5105 | 26.5105 | 26.5105 | 26.5105 | 0 | 0 | 0 | 0 | 0 | -8499.754 | -8499.754 | -8499.754 | -8499.754 | -8499.754 | -56778.6052 | -56778.6052 | -56778.6052 | -56778.6052 | -56778.6052 | -17001.632 | -17001.632 | -17001.632 | -17001.632 | -17001.632 | -460.6233 | -460.6233 | -460.6233 | -460.6233 | -460.6233
11 | 0 | 0 | 0 | 0 | 0 | -64819.6813 | -64819.6813 | -64819.6813 | -64819.6813 | -64819.6813 | -8562.8841 | -8562.8841 | -8562.8841 | -8562.8841 | -8562.8841 | 0 | 0 | 0 | 0 | 0 | -8698.4561 | -8698.4561 | -8698.4561 | -8698.4561 | -8698.4561 | -6988.0783 | -6988.0783 | -6988.0783 | -6988.0783 | -6988.0783
12 | -51.3451 | -51.3451 | -51.3451 | -51.3451 | -51.3451 | -3754.9196 | -3754.9196 | -3754.9196 | -3754.9196 | -3754.9196 | -74658.5798 | -74658.5798 | -74658.5798 | -74658.5798 | -74658.5798 | -1132.2574 | -1132.2574 | -1132.2574 | -1132.2574 | -1132.2574 | 17392.0679 | 17392.0679 | 17392.0679 | 17392.0679 | 17392.0679 | -1514.3028 | -1514.3028 | -1514.3028 | -1514.3028 | -1514.3028
13 | 0 | 0 | 0 | 0 | 0 | 2520.3568 | 2520.3568 | 2520.3568 | 2520.3568 | 2520.3568 | 0 | 0 | 0 | 0 | 0 | 0 | 0 | 0 | 0 | 0 | -100.4095 | -100.4095 | -100.4095 | -100.4095 | -100.4095 | 0 | 0 | 0 | 0 | 0
14 | -3509.6581 | -3509.6581 | -3509.6581 | -3509.6581 | -3509.6581 | -9847.1627 | -9847.1627 | -9847.1627 | -9847.1627 | -9847.1627 | 120689.5258 | 120689.5258 | 120689.5258 | 120689.5258 | 120689.5258 | 210571.7134 | 210571.7134 | 210571.7134 | 210571.7134 | 210571.7134 | -35620.2983 | -35620.2983 | -35620.2983 | -35620.2983 | -35620.2983 | -460.6233 | -460.6233 | -460.6233 | -460.6233 | -460.6233
15 | 5050.1856 | 5044.8727 | 4963.3661 | 5133.0917 | 5028.6207 | 239201.1722 | 241422.1421 | 169717.2393 | 253769.8875 | 177769.0342 | -1532.7929 | -795.647 | -937.1354 | -671.5008 | -1506.2507 | -18878.5796 | -15683.1504 | -6366.5244 | -2454.1094 | -17343.6231 | 32473.2502 | 32476.2098 | 32762.9419 | 33098.8954 | 33334.4083 | -8387.9409 | -7625.8941 | -8508.649 | -5216.4323 | -17777.0171
16 | 0 | 0 | 0 | 0 | 0 | 0 | 0 | 0 | 0 | 0 | -74658.5798 | -74658.5798 | -74658.5798 | -74658.5798 | -74658.5798 | -1132.2574 | -1132.2574 | -1132.2574 | -1132.2574 | -1132.2574 | 1403.1301 | 1403.1301 | 1403.1301 | 1403.1301 | 1403.1301 | 5569.3523 | 5569.3523 | 5569.3523 | 5569.3523 | 5569.3523
17 | 0 | 0 | 0 | 0 | 0 | 0 | 0 | 0 | 0 | 0 | 0 | 0 | 0 | 0 | 0 | 0 | 0 | 0 | 0 | 0 | -721.7755 | -721.7755 | -721.7755 | -721.7755 | -721.7755 | 0 | 0 | 0 | 0 | 0
18 | 3203.0176 | 3203.0176 | 3203.0176 | 3203.0176 | 3203.0176 | 40427.5524 | 40427.5524 | 40427.5524 | 40427.5524 | 40427.5524 | 5631.3744 | 5631.3744 | 5631.3744 | 5631.3744 | 5631.3744 | 3168.3227 | 3168.3227 | 3168.3227 | 3168.3227 | 3168.3227 | 26700.6703 | 26700.6703 | 26700.6703 | 26700.6703 | 26700.6703 | 3843.97 | 3843.97 | 3843.97 | 3843.97 | 3843.97
19 | 0 | 0 | 0 | 0 | 0 | 0 | 0 | 0 | 0 | 0 | 0 | 0 | 0 | 0 | 0 | 0 | 0 | 0 | 0 | 0 | -2.7491 | -2.7491 | -2.7491 | -2.7491 | -2.7491 | 0 | 0 | 0 | 0 | 0
20 | 26.5105 | 26.5105 | 26.5105 | 26.5105 | 26.5105 | -15838.0816 | -12345.0511 | -10189.365 | -11956.2188 | -14308.1468 | -83158.3339 | -83158.3339 | -83158.3339 | -83158.3339 | -83158.3339 | -56875.7113 | -56924.5066 | -56928.3334 | -56856.4856 | -57005.0858 | -17328.178 | -17328.178 | -17328.178 | -17328.178 | -17328.178 | 533.0809 | 533.0809 | 533.0809 | 533.0809 | 533.0809
21 | -51.3451 | -51.3451 | -51.3451 | -51.3451 | -51.3451 | 2798.5604 | 2798.5604 | 2798.5604 | 2798.5604 | 2798.5604 | 0 | 0 | 0 | 0 | 0 | 0 | 0 | 0 | 0 | 0 | 1888.7031 | 1888.7031 | 1888.7031 | 1888.7031 | 1888.7031 | -291.1112 | -291.1112 | -291.1112 | -291.1112 | -291.1112
22 | 0 | 0 | 0 | 0 | 0 | -64819.6813 | -64819.6813 | -64819.6813 | -64819.6813 | -64819.6813 | -8562.8841 | -8562.8841 | -8562.8841 | -8562.8841 | -8562.8841 | -1132.2574 | -1132.2574 | -1132.2574 | -1132.2574 | -1132.2574 | -9420.9182 | -9420.9182 | -9420.9182 | -9420.9182 | -9420.9182 | -7448.7016 | -7448.7016 | -7448.7016 | -7448.7016 | -7448.7016
23 | -10613.4883 | -10613.4883 | -10613.4883 | -10613.4883 | -10613.4883 | -57150.6307 | -55680.1787 | -49502.1116 | -55745.8906 | -54890.8614 | -45222.3141 | -45222.3141 | -45222.3141 | -45222.3141 | -45222.3141 | -36517.662 | -36517.662 | -36517.662 | -36517.662 | -36517.662 | -1542.1267 | -1542.1267 | -1542.1267 | -1542.1267 | -1542.1267 | -4412.0548 | -4412.0548 | -4412.0548 | -4412.0548 | -4412.0548
24 | -51.3451 | -51.3451 | -51.3451 | -51.3451 | -51.3451 | -3754.9196 | -3754.9196 | -3754.9196 | -3754.9196 | -3754.9196 | -74658.5798 | -74658.5798 | -74658.5798 | -74658.5798 | -74658.5798 | -1132.2574 | -1132.2574 | -1132.2574 | -1132.2574 | -1132.2574 | 18478.0477 | 18478.0477 | 18478.0477 | 18478.0477 | 18478.0477 | -1514.3028 | -1514.3028 | -1514.3028 | -1514.3028 | -1514.3028
25 | 0 | 0 | 0 | 0 | 0 | 0 | 0 | 0 | 0 | 0 | -8.2239 | -8.2239 | -8.2239 | -8.2239 | -8.2239 | -10368.9555 | -10368.9555 | -10368.9555 | -10368.9555 | -10368.9555 | -16279.1698 | -16279.1698 | -16279.1698 | -16279.1698 | -16279.1698 | 0 | 0 | 0 | 0 | 0
26 | 0 | 0 | 0 | 0 | 0 | 2520.3568 | 2520.3568 | 2520.3568 | 2520.3568 | 2520.3568 | 0 | 0 | 0 | 0 | 0 | -1132.2574 | -1132.2574 | -1132.2574 | -1132.2574 | -1132.2574 | -822.8717 | -822.8717 | -822.8717 | -822.8717 | -822.8717 | -460.6233 | -460.6233 | -460.6233 | -460.6233 | -460.6233
27 | -51.3451 | -51.3451 | -51.3451 | -51.3451 | -51.3451 | -3754.9196 | -3754.9196 | -3754.9196 | -3754.9196 | -3754.9196 | 0 | 0 | 0 | 0 | 0 | 0 | 0 | 0 | 0 | 0 | 12224.7606 | 12224.7606 | 12224.7606 | 12224.7606 | 12224.7606 | -291.1112 | -291.1112 | -291.1112 | -291.1112 | -291.1112
28 | -3509.6581 | -3509.6581 | -3509.6581 | -3509.6581 | -3509.6581 | -9847.1627 | -9847.1627 | -9847.1627 | -9847.1627 | -9847.1627 | 46030.9459 | 46030.9459 | 46030.9459 | 46030.9459 | 46030.9459 | 210571.7134 | 210571.7134 | 210571.7134 | 210571.7134 | 210571.7134 | -35946.8444 | -35946.8444 | -35946.8444 | -35946.8444 | -35946.8444 | -460.6233 | -460.6233 | -460.6233 | -460.6233 | -460.6233
29 | 0 | 0 | 0 | 0 | 0 | 0 | 0 | 0 | 0 | 0 | 0 | 0 | 0 | 0 | 0 | 0 | 0 | 0 | 0 | 0 | -2.7491 | -2.7491 | -2.7491 | -2.7491 | -2.7491 | 0 | 0 | 0 | 0 | 0
30 | 8427.0222 | 8424.4063 | 8424.4063 | 8220.5406 | 8301.8926 | 31187.8454 | 28297.9977 | 22891.3033 | 11252.3366 | 18344.5113 | -39992.3638 | -40001.7123 | -40001.7123 | -40222.4791 | -40115.4124 | -160306.7248 | -160425.4862 | -160421.1898 | -162780.0028 | -161068.943 | 18751.2072 | 18732.1066 | 18732.1066 | 18094.5324 | 18604.8825 | 1077.765 | 997.4968 | 997.4968 | 182.9207 | 1126.9305
Life Cycle Costs (LCC)
First Cost | 1197.3753 | 1111.4103 | 1042.9559 | 2178.2255 | 1177.4612 | 252564.1506 | 259401.06 | 190525.4231 | 345182.5706 | 217025.2134 | 20836.3616 | 21474.8849 | 20971.7676 | 22788.5862 | 20580.9462 | -126995.4045 | -122029.6226 | -115700.8633 | -94757.2144 | -122925.7807 | -108452.186 | -108217.244 | -107988.3378 | -104823.3769 | -106651.3718 | -18175.2345 | -17353.4277 | -17944.3502 | -12429.608 | -24614.2752
Replacement, PV | -847.1797 | -851.6684 | -903.9956 | -879.0244 | -912.5778 | 49717.1965 | 52633.0999 | 8697.5243 | 53719.6373 | 6979.5971 | -261030.913 | -260561.5169 | -260652.3525 | -260572.7709 | -261064.5689 | 41642.6789 | 43618.1821 | 49599.1061 | 51178.8493 | 42242.4136 | -4145.2918 | -4151.2612 | -3967.1791 | -4014.1776 | -3652.714 | -15571.8728 | -15115.7093 | -15682.4379 | -13904.4402 | -21579.4035
Maintenance, PV | 0 | 0 | 0 | 0 | 0 | 12685.8099 | 13046.9683 | 0 | 12642.4709 | -4.8154 | 0 | 0 | 0 | 0 | 0 | 435.8714 | 165.4838 | 396.7837 | 143.4709 | 471.7689 | -5.5181 | 0 | 0 | 0 | 0 | 0 | 0 | 0 | 0 | 0
Energy Cost Increase | -12476.9917 | -12176.7226 | -12307.4947 | -11638.4882 | -12331.042 | -789176.4094 | -861966.5055 | -411891.379 | -1082138.0515 | -1015345.548 | -69481.8422 | -67059.9365 | -60440.1351 | -64040.2737 | -57842.4961 | -318855.1699 | -337817.3672 | -247409.1389 | -326572.0906 | -344220.0105 | -146215.2701 | -138156.5105 | -126344.7179 | -150503.0687 | -167783.1864 | -35846.5597 | -33673.3375 | -34469.8442 | -30483.2677 | -39383.61
LCC (net costs)* | -12126.7961 | -11916.9807 | -12168.5343 | -10339.2871 | -12066.1586 | -474209.2525 | -536885.3773 | -212668.4315 | -670593.3727 | -791345.553 | -309676.3936 | -306146.5685 | -300120.72 | -301824.4584 | -298326.1188 | -403772.0241 | -416063.3239 | -313114.1124 | -370006.9848 | -424431.6087 | -258818.2659 | -250525.0157 | -238300.2348 | -259340.6233 | -278087.2722 | -69593.667 | -66142.4746 | -68096.6323 | -56817.3159 | -85577.2887
LCC Cost Effective | Yes | Yes | Yes | Yes | Yes | Yes | Yes | Yes | Yes | Yes | Yes | Yes | Yes | Yes | Yes | Yes | Yes | Yes | Yes | Yes | Yes | Yes | Yes | Yes | Yes | Yes | Yes | Yes | Yes | Yes
* If LCC <=0 then the project is cost effective. In the report this indicator is shown as "Life Cycle Cost Net Savings," so the sign is reversed and cost effectiveness is indicated by LCC NPV Savings >= 0.
| Small Office |  |  |  |  | Large Office |  |  |  |  | Standalone Retail |  |  |  |  | Primary School |  |  |  |  | Small Hotel |  |  |  |  | Mid-rise Apartment
| 2A Tampa FL | 3A Atlanta GA | 3B El Paso TX | 4A New York NY | 5A Buffalo NY | 2A Tampa FL | 3A Atlanta GA | 3B El Paso TX | 4A New York NY | 5A Buffalo NY | 2A Tampa FL | 3A Atlanta GA | 3B El Paso TX | 4A New York NY | 5A Buffalo NY | 2A Tampa FL | 3A Atlanta GA | 3B El Paso TX | 4A New York NY | 5A Buffalo NY | 2A Tampa FL | 3A Atlanta GA | 3B El Paso TX | 4A New York NY | 5A Buffalo NY | 2A Tampa FL | 3A Atlanta GA | 3B El Paso TX | 4A New York NY | 5A Buffalo NY
Simple Payback | 2.1 | 2 | 1.9 | 4.1 | 2.1 | 6.9 | 6.6 | 10.2 | 7.1 | 4.9 | 6.6 | 7 | 7.6 | 7.8 | 7.8 | Immediate | Immediate | Immediate | Immediate | Immediate | Immediate | Immediate | Immediate | Immediate | Immediate | Immediate | Immediate | Immediate | Immediate | Immediate
LCC Net Savings/sf | 2.2 | 2.17 | 2.21 | 1.88 | 2.19 | 0.95 | 1.08 | 0.43 | 1.34 | 1.59 | 12.54 | 12.4 | 12.16 | 12.22 | 12.08 | 5.46 | 5.62 | 4.23 | 5 | 5.74 | 5.99 | 5.8 | 5.51 | 6 | 6.44 | 2.06 | 1.96 | 2.02 | 1.68 | 2.54
Floor area, sf | 5500 | 5500 | 5500 | 5500 | 5500 | 498640 | 498640 | 498640 | 498640 | 498640 | 24690 | 24690 | 24690 | 24690 | 24690 | 73970 | 73970 | 73970 | 73970 | 73970 | 43210 | 43210 | 43210 | 43210 | 43210 | 33740 | 33740 | 33740 | 33740 | 33740
Annual Energy Sav/sf | 0.103 | 0.101 | 0.102 | 0.096 | 0.102 | 0.072 | 0.077 | 0.038 | 0.096 | 0.089 | 0.128 | 0.124 | 0.112 | 0.118 | 0.107 | 0.196 | 0.208 | 0.153 | 0.201 | 0.211 | 0.154 | 0.146 | 0.133 | 0.159 | 0.177 | 0.048 | 0.046 | 0.047 | 0.041 | 0.053
SIR (savings to investment ratio) | 35.6286 | 46.8801 | 88.5684 | 8.9582 | 46.5527 | 2.5688 | 2.7206 | 2.0675 | 2.6811 | 4.5327 | Infinite | Infinite | Infinite | Infinite | Infinite | Infinite | Infinite | Infinite | Infinite | Infinite | Infinite | Infinite | Infinite | Infinite | Infinite | Infinite | Infinite | Infinite | Infinite | Infinite
| TRUE | TRUE | TRUE | TRUE | TRUE | TRUE | TRUE | TRUE | TRUE | TRUE | TRUE | TRUE | TRUE | TRUE | TRUE | TRUE | TRUE | TRUE | TRUE | TRUE | TRUE | TRUE | TRUE | TRUE | TRUE | TRUE | TRUE | TRUE | TRUE | TRUE
Local Cost Location Price Index of |  | 1 | IS NOT applied on this sheet below! It is applied on "Cost Est Summaray tab" and costs above and on LCC are taken from there!!! - Note that if Cost Est is updated or changed, below should be too!
[12 empty] | 1 | 2 | 3 | 4 | 5 | 6 | 7 | 8 | 9 | 10 | 11
Small Office |  |  | Mechanical |  |  |  |  | Lighting |  |  |  | 1: Small Office; 4: Envelope, Power and Other; 9: Total
| 2A Tampa FL | 3A Atlanta GA | 3B El Paso TX | 4A New York NY | 5A Buffalo NY | 2A Tampa FL | 3A Atlanta GA | 3B El Paso TX | 4A New York NY | 5A Buffalo NY |  |  | 2A Tampa FL | 3A Atlanta GA | 3B El Paso TX | 4A New York NY | 5A Buffalo NY | 2A Tampa FL | 3A Atlanta GA | 3B El Paso TX | 4A New York NY | 5A Buffalo NY
New Construction | -324.0629 | -413.1372 | -481.5916 | -169.8209 | -849.8475 | 1456.1897 | 1456.1897 | 1456.1897 | 1456.1897 | 1456.1897 |  | New Construction | 65.2485 | 68.3578 | 68.3578 | 891.8567 | 571.119 | 1197.3753 | 1111.4103 | 1042.9559 | 2178.2255 | 1177.4612
Maintenance | 0 | 0 | 0 | 0 | 0 | #N/A | #N/A | #N/A | #N/A | #N/A |  | Maintenance | 0 | 0 | 0 | 0 | 0 | #N/A | #N/A | #N/A | #N/A | #N/A
Replacement | [11 empty] | 1: Replacement; 7: 0; 8: 0; 9: 0; 10: 0; 11: 0
1 | 0 | 0 | 0 | 0 | 0 | 0 | 0 | 0 | 0 | 0 |  | Year 1 | 0 | 0 | 0 | 0 | 0 | 0 | 0 | 0 | 0 | 0
2 | 0 | 0 | 0 | 0 | 0 | 0 | 0 | 0 | 0 | 0 |  | 2 | 0 | 0 | 0 | 0 | 0 | 0 | 0 | 0 | 0 | 0
3 | 0 | 0 | 0 | 0 | 0 | -51.3451 | -51.3451 | -51.3451 | -51.3451 | -51.3451 |  | 3 | 0 | 0 | 0 | 0 | 0 | -51.3451 | -51.3451 | -51.3451 | -51.3451 | -51.3451
4 | 0 | 0 | 0 | 0 | 0 | 0 | 0 | 0 | 0 | 0 |  | 4 | 0 | 0 | 0 | 0 | 0 | 0 | 0 | 0 | 0 | 0
5 | 0 | 0 | 0 | 0 | 0 | 0 | 0 | 0 | 0 | 0 |  | 5 | 0 | 0 | 0 | 0 | 0 | 0 | 0 | 0 | 0 | 0
6 | 0 | 0 | 0 | 0 | 0 | -51.3451 | -51.3451 | -51.3451 | -51.3451 | -51.3451 |  | 6 | 0 | 0 | 0 | 0 | 0 | -51.3451 | -51.3451 | -51.3451 | -51.3451 | -51.3451
7 | 0 | 0 | 0 | 0 | 0 | 0 | 0 | 0 | 0 | 0 |  | 7 | 0 | 0 | 0 | 0 | 0 | 0 | 0 | 0 | 0 | 0
8 | 0 | 0 | 0 | 0 | 0 | 0 | 0 | 0 | 0 | 0 |  | 8 | 0 | 0 | 0 | 0 | 0 | 0 | 0 | 0 | 0 | 0
9 | 0 | 0 | 0 | 0 | 0 | -51.3451 | -51.3451 | -51.3451 | -51.3451 | -51.3451 |  | 9 | 0 | 0 | 0 | 0 | 0 | -51.3451 | -51.3451 | -51.3451 | -51.3451 | -51.3451
10 | 0 | 0 | 0 | 0 | 0 | 26.5105 | 26.5105 | 26.5105 | 26.5105 | 26.5105 |  | 10 | 0 | 0 | 0 | 0 | 0 | 26.5105 | 26.5105 | 26.5105 | 26.5105 | 26.5105
11 | 0 | 0 | 0 | 0 | 0 | 0 | 0 | 0 | 0 | 0 |  | 11 | 0 | 0 | 0 | 0 | 0 | 0 | 0 | 0 | 0 | 0
12 | 0 | 0 | 0 | 0 | 0 | -51.3451 | -51.3451 | -51.3451 | -51.3451 | -51.3451 |  | 12 | 0 | 0 | 0 | 0 | 0 | -51.3451 | -51.3451 | -51.3451 | -51.3451 | -51.3451
13 | 0 | 0 | 0 | 0 | 0 | 0 | 0 | 0 | 0 | 0 |  | 13 | 0 | 0 | 0 | 0 | 0 | 0 | 0 | 0 | 0 | 0
14 | 0 | 0 | 0 | 0 | 0 | -3509.6581 | -3509.6581 | -3509.6581 | -3509.6581 | -3509.6581 |  | 14 | 0 | 0 | 0 | 0 | 0 | -3509.6581 | -3509.6581 | -3509.6581 | -3509.6581 | -3509.6581
15 | -184.3617 | -189.6746 | -271.1811 | -101.4555 | -205.9266 | 5234.5473 | 5234.5473 | 5234.5473 | 5234.5473 | 5234.5473 |  | 15 | 0 | 0 | 0 | 0 | 0 | 5050.1856 | 5044.8727 | 4963.3661 | 5133.0917 | 5028.6207
16 | 0 | 0 | 0 | 0 | 0 | 0 | 0 | 0 | 0 | 0 |  | 16 | 0 | 0 | 0 | 0 | 0 | 0 | 0 | 0 | 0 | 0
17 | 0 | 0 | 0 | 0 | 0 | 0 | 0 | 0 | 0 | 0 |  | 17 | 0 | 0 | 0 | 0 | 0 | 0 | 0 | 0 | 0 | 0
18 | 0 | 0 | 0 | 0 | 0 | 3203.0176 | 3203.0176 | 3203.0176 | 3203.0176 | 3203.0176 |  | 18 | 0 | 0 | 0 | 0 | 0 | 3203.0176 | 3203.0176 | 3203.0176 | 3203.0176 | 3203.0176
19 | 0 | 0 | 0 | 0 | 0 | 0 | 0 | 0 | 0 | 0 |  | 19 | 0 | 0 | 0 | 0 | 0 | 0 | 0 | 0 | 0 | 0
20 | 0 | 0 | 0 | 0 | 0 | 26.5105 | 26.5105 | 26.5105 | 26.5105 | 26.5105 |  | 20 | 0 | 0 | 0 | 0 | 0 | 26.5105 | 26.5105 | 26.5105 | 26.5105 | 26.5105
21 | 0 | 0 | 0 | 0 | 0 | -51.3451 | -51.3451 | -51.3451 | -51.3451 | -51.3451 |  | 21 | 0 | 0 | 0 | 0 | 0 | -51.3451 | -51.3451 | -51.3451 | -51.3451 | -51.3451
22 | 0 | 0 | 0 | 0 | 0 | 0 | 0 | 0 | 0 | 0 |  | 22 | 0 | 0 | 0 | 0 | 0 | 0 | 0 | 0 | 0 | 0
23 | 0 | 0 | 0 | 0 | 0 | -10613.4883 | -10613.4883 | -10613.4883 | -10613.4883 | -10613.4883 |  | 23 | 0 | 0 | 0 | 0 | 0 | -10613.4883 | -10613.4883 | -10613.4883 | -10613.4883 | -10613.4883
24 | 0 | 0 | 0 | 0 | 0 | -51.3451 | -51.3451 | -51.3451 | -51.3451 | -51.3451 |  | 24 | 0 | 0 | 0 | 0 | 0 | -51.3451 | -51.3451 | -51.3451 | -51.3451 | -51.3451
25 | 0 | 0 | 0 | 0 | 0 | 0 | 0 | 0 | 0 | 0 |  | 25 | 0 | 0 | 0 | 0 | 0 | 0 | 0 | 0 | 0 | 0
26 | 0 | 0 | 0 | 0 | 0 | 0 | 0 | 0 | 0 | 0 |  | 26 | 0 | 0 | 0 | 0 | 0 | 0 | 0 | 0 | 0 | 0
27 | 0 | 0 | 0 | 0 | 0 | -51.3451 | -51.3451 | -51.3451 | -51.3451 | -51.3451 |  | 27 | 0 | 0 | 0 | 0 | 0 | -51.3451 | -51.3451 | -51.3451 | -51.3451 | -51.3451
28 | 0 | 0 | 0 | 0 | 0 | -3509.6581 | -3509.6581 | -3509.6581 | -3509.6581 | -3509.6581 |  | 28 | 0 | 0 | 0 | 0 | 0 | -3509.6581 | -3509.6581 | -3509.6581 | -3509.6581 | -3509.6581
29 | 0 | 0 | 0 | 0 | 0 | 0 | 0 | 0 | 0 | 0 |  | 29 | 0 | 0 | 0 | 0 | 0 | 0 | 0 | 0 | 0 | 0
30 | 0 | 0 | 0 | 0 | 0 | 8615.0666 | 8615.0666 | 8615.0666 | 8615.0666 | 8615.0666 |  | 30 | -188.0444 | -190.6603 | -190.6603 | -394.526 | -313.174 | 8427.0222 | 8424.4063 | 8424.4063 | 8220.5406 | 8301.8926
Large Office |  |  | Mechanical |  |  |  |  | Lighting |  |  |  | 1: Large Office; 4: Envelope, Power and Other; 9: Total
| 2A Tampa FL | 3A Atlanta GA | 3B El Paso TX | 4A New York NY | 5A Buffalo NY | 2A Tampa FL | 3A Atlanta GA | 3B El Paso TX | 4A New York NY | 5A Buffalo NY |  |  | 2A Tampa FL | 3A Atlanta GA | 3B El Paso TX | 4A New York NY | 5A Buffalo NY | 2A Tampa FL | 3A Atlanta GA | 3B El Paso TX | 4A New York NY | 5A Buffalo NY
New Construction | 9941.1777 | 16536.5632 | -52339.0736 | 34834.2134 | -68409.0072 | 241452.8236 | 241452.8236 | 241452.8236 | 241452.8236 | 241452.8236 |  | New Construction | 1170.1492 | 1411.6732 | 1411.6732 | 68895.5336 | 43981.3969 | 252564.1506 | 259401.06 | 190525.4231 | 345182.5706 | 217025.2134
Maintenance | 647.2352 | 665.6616 | 0 | 645.024 | -0.24569 | #N/A | #N/A | #N/A | #N/A | #N/A |  | Maintenance | 0 | 0 | 0 | 0 | 0 | #N/A | #N/A | #N/A | #N/A | #N/A
Replacement | [11 empty] | 1: Replacement; 7: 0; 8: 0; 9: 0; 10: 0; 11: 0
1 | 0 | 0 | 0 | 0 | 0 | 0 | 0 | 0 | 0 | 0 |  | Year 1 | 0 | 0 | 0 | 0 | 0 | 0 | 0 | 0 | 0 | 0
2 | 0 | 0 | 0 | 0 | 0 | 0 | 0 | 0 | 0 | 0 |  | 2 | 0 | 0 | 0 | 0 | 0 | 0 | 0 | 0 | 0 | 0
3 | 0 | 0 | 0 | 0 | 0 | -3754.9196 | -3754.9196 | -3754.9196 | -3754.9196 | -3754.9196 |  | 3 | 0 | 0 | 0 | 0 | 0 | -3754.9196 | -3754.9196 | -3754.9196 | -3754.9196 | -3754.9196
4 | 0 | 0 | 0 | 0 | 0 | 0 | 0 | 0 | 0 | 0 |  | 4 | 0 | 0 | 0 | 0 | 0 | 0 | 0 | 0 | 0 | 0
5 | 0 | 0 | 0 | 0 | 0 | 0 | 0 | 0 | 0 | 0 |  | 5 | 0 | 0 | 0 | 0 | 0 | 0 | 0 | 0 | 0 | 0
6 | 0 | 0 | 0 | 0 | 0 | -3754.9196 | -3754.9196 | -3754.9196 | -3754.9196 | -3754.9196 |  | 6 | 0 | 0 | 0 | 0 | 0 | -3754.9196 | -3754.9196 | -3754.9196 | -3754.9196 | -3754.9196
7 | 0 | 0 | 0 | 0 | 0 | 0 | 0 | 0 | 0 | 0 |  | 7 | 0 | 0 | 0 | 0 | 0 | 0 | 0 | 0 | 0 | 0
8 | 0 | 0 | 0 | 0 | 0 | 0 | 0 | 0 | 0 | 0 |  | 8 | 0 | 0 | 0 | 0 | 0 | 0 | 0 | 0 | 0 | 0
9 | 0 | 0 | 0 | 0 | 0 | -3754.9196 | -3754.9196 | -3754.9196 | -3754.9196 | -3754.9196 |  | 9 | 0 | 0 | 0 | 0 | 0 | -3754.9196 | -3754.9196 | -3754.9196 | -3754.9196 | -3754.9196
10 | 0 | 0 | 0 | 0 | 0 | 0 | 0 | 0 | 0 | 0 |  | 10 | 0 | 0 | 0 | 0 | 0 | 0 | 0 | 0 | 0 | 0
11 | 0 | 0 | 0 | 0 | 0 | -64819.6813 | -64819.6813 | -64819.6813 | -64819.6813 | -64819.6813 |  | 11 | 0 | 0 | 0 | 0 | 0 | -64819.6813 | -64819.6813 | -64819.6813 | -64819.6813 | -64819.6813
12 | 0 | 0 | 0 | 0 | 0 | -3754.9196 | -3754.9196 | -3754.9196 | -3754.9196 | -3754.9196 |  | 12 | 0 | 0 | 0 | 0 | 0 | -3754.9196 | -3754.9196 | -3754.9196 | -3754.9196 | -3754.9196
13 | 0 | 0 | 0 | 0 | 0 | 2520.3568 | 2520.3568 | 2520.3568 | 2520.3568 | 2520.3568 |  | 13 | 0 | 0 | 0 | 0 | 0 | 2520.3568 | 2520.3568 | 2520.3568 | 2520.3568 | 2520.3568
14 | 0 | 0 | 0 | 0 | 0 | -9847.1627 | -9847.1627 | -9847.1627 | -9847.1627 | -9847.1627 |  | 14 | 0 | 0 | 0 | 0 | 0 | -9847.1627 | -9847.1627 | -9847.1627 | -9847.1627 | -9847.1627
15 | 55306.9123 | 57527.8823 | -14177.0206 | 69875.6277 | -6125.2256 | 183894.2598 | 183894.2598 | 183894.2598 | 183894.2598 | 183894.2598 |  | 15 | 0 | 0 | 0 | 0 | 0 | 239201.1722 | 241422.1421 | 169717.2393 | 253769.8875 | 177769.0342
16 | 0 | 0 | 0 | 0 | 0 | 0 | 0 | 0 | 0 | 0 |  | 16 | 0 | 0 | 0 | 0 | 0 | 0 | 0 | 0 | 0 | 0
17 | 0 | 0 | 0 | 0 | 0 | 0 | 0 | 0 | 0 | 0 |  | 17 | 0 | 0 | 0 | 0 | 0 | 0 | 0 | 0 | 0 | 0
18 | 0 | 0 | 0 | 0 | 0 | 40427.5524 | 40427.5524 | 40427.5524 | 40427.5524 | 40427.5524 |  | 18 | 0 | 0 | 0 | 0 | 0 | 40427.5524 | 40427.5524 | 40427.5524 | 40427.5524 | 40427.5524
19 | 0 | 0 | 0 | 0 | 0 | 0 | 0 | 0 | 0 | 0 |  | 19 | 0 | 0 | 0 | 0 | 0 | 0 | 0 | 0 | 0 | 0
20 | -15838.0816 | -12345.0511 | -10189.365 | -11956.2188 | -14308.1468 | 0 | 0 | 0 | 0 | 0 |  | 20 | 0 | 0 | 0 | 0 | 0 | -15838.0816 | -12345.0511 | -10189.365 | -11956.2188 | -14308.1468
21 | 0 | 0 | 0 | 0 | 0 | 2798.5604 | 2798.5604 | 2798.5604 | 2798.5604 | 2798.5604 |  | 21 | 0 | 0 | 0 | 0 | 0 | 2798.5604 | 2798.5604 | 2798.5604 | 2798.5604 | 2798.5604
22 | 0 | 0 | 0 | 0 | 0 | -64819.6813 | -64819.6813 | -64819.6813 | -64819.6813 | -64819.6813 |  | 22 | 0 | 0 | 0 | 0 | 0 | -64819.6813 | -64819.6813 | -64819.6813 | -64819.6813 | -64819.6813
23 | -267.1529 | 1203.2991 | 7381.3662 | 1137.5872 | 1992.6164 | -56883.4778 | -56883.4778 | -56883.4778 | -56883.4778 | -56883.4778 |  | 23 | 0 | 0 | 0 | 0 | 0 | -57150.6307 | -55680.1787 | -49502.1116 | -55745.8906 | -54890.8614
24 | 0 | 0 | 0 | 0 | 0 | -3754.9196 | -3754.9196 | -3754.9196 | -3754.9196 | -3754.9196 |  | 24 | 0 | 0 | 0 | 0 | 0 | -3754.9196 | -3754.9196 | -3754.9196 | -3754.9196 | -3754.9196
25 | 0 | 0 | 0 | 0 | 0 | 0 | 0 | 0 | 0 | 0 |  | 25 | 0 | 0 | 0 | 0 | 0 | 0 | 0 | 0 | 0 | 0
26 | 0 | 0 | 0 | 0 | 0 | 2520.3568 | 2520.3568 | 2520.3568 | 2520.3568 | 2520.3568 |  | 26 | 0 | 0 | 0 | 0 | 0 | 2520.3568 | 2520.3568 | 2520.3568 | 2520.3568 | 2520.3568
27 | 0 | 0 | 0 | 0 | 0 | -3754.9196 | -3754.9196 | -3754.9196 | -3754.9196 | -3754.9196 |  | 27 | 0 | 0 | 0 | 0 | 0 | -3754.9196 | -3754.9196 | -3754.9196 | -3754.9196 | -3754.9196
28 | 0 | 0 | 0 | 0 | 0 | -9847.1627 | -9847.1627 | -9847.1627 | -9847.1627 | -9847.1627 |  | 28 | 0 | 0 | 0 | 0 | 0 | -9847.1627 | -9847.1627 | -9847.1627 | -9847.1627 | -9847.1627
29 | 0 | 0 | 0 | 0 | 0 | 0 | 0 | 0 | 0 | 0 |  | 29 | 0 | 0 | 0 | 0 | 0 | 0 | 0 | 0 | 0 | 0
30 | 6939.5491 | 4252.8996 | -1153.7948 | 3922.1502 | 4695.0912 | 37346.2252 | 37346.2252 | 37346.2252 | 37346.2252 | 37346.2252 |  | 30 | -13097.9289 | -13301.1271 | -13301.1271 | -30016.0388 | -23696.8051 | 31187.8454 | 28297.9977 | 22891.3033 | 11252.3366 | 18344.5113
Standalone Retail |  |  | Mechanical |  |  |  |  | Lighting |  |  |  | 1: Standalone Retail; 4: Envelope, Power and Other; 9: Total
| 2A Tampa FL | 3A Atlanta GA | 3B El Paso TX | 4A New York NY | 5A Buffalo NY | 2A Tampa FL | 3A Atlanta GA | 3B El Paso TX | 4A New York NY | 5A Buffalo NY |  |  | 2A Tampa FL | 3A Atlanta GA | 3B El Paso TX | 4A New York NY | 5A Buffalo NY | 2A Tampa FL | 3A Atlanta GA | 3B El Paso TX | 4A New York NY | 5A Buffalo NY
New Construction | -4077.7831 | -3465.9437 | -3969.061 | -3046.7397 | -4831.2545 | 23718.5458 | 23718.5458 | 23718.5458 | 23718.5458 | 23718.5458 |  | New Construction | 1195.5989 | 1222.2828 | 1222.2828 | 2116.7801 | 1693.6548 | 20836.3616 | 21474.8849 | 20971.7676 | 22788.5862 | 20580.9462
Maintenance | 0 | 0 | 0 | 0 | 0 | #N/A | #N/A | #N/A | #N/A | #N/A |  | Maintenance | 0 | 0 | 0 | 0 | 0 | #N/A | #N/A | #N/A | #N/A | #N/A
Replacement | [11 empty] | 1: Replacement; 7: 0; 8: 0; 9: 0; 10: 0; 11: 0
1 | 0 | 0 | 0 | 0 | 0 | 0 | 0 | 0 | 0 | 0 |  | Year 1 | 0 | 0 | 0 | 0 | 0 | 0 | 0 | 0 | 0 | 0
2 | 0 | 0 | 0 | 0 | 0 | 0 | 0 | 0 | 0 | 0 |  | 2 | 0 | 0 | 0 | 0 | 0 | 0 | 0 | 0 | 0 | 0
3 | 0 | 0 | 0 | 0 | 0 | 0 | 0 | 0 | 0 | 0 |  | 3 | 0 | 0 | 0 | 0 | 0 | 0 | 0 | 0 | 0 | 0
4 | 0 | 0 | 0 | 0 | 0 | -74658.5798 | -74658.5798 | -74658.5798 | -74658.5798 | -74658.5798 |  | 4 | 0 | 0 | 0 | 0 | 0 | -74658.5798 | -74658.5798 | -74658.5798 | -74658.5798 | -74658.5798
5 | 0 | 0 | 0 | 0 | 0 | -8.2239 | -8.2239 | -8.2239 | -8.2239 | -8.2239 |  | 5 | 0 | 0 | 0 | 0 | 0 | -8.2239 | -8.2239 | -8.2239 | -8.2239 | -8.2239
6 | 0 | 0 | 0 | 0 | 0 | 0 | 0 | 0 | 0 | 0 |  | 6 | 0 | 0 | 0 | 0 | 0 | 0 | 0 | 0 | 0 | 0
7 | 0 | 0 | 0 | 0 | 0 | 0 | 0 | 0 | 0 | 0 |  | 7 | 0 | 0 | 0 | 0 | 0 | 0 | 0 | 0 | 0 | 0
8 | 0 | 0 | 0 | 0 | 0 | -74658.5798 | -74658.5798 | -74658.5798 | -74658.5798 | -74658.5798 |  | 8 | 0 | 0 | 0 | 0 | 0 | -74658.5798 | -74658.5798 | -74658.5798 | -74658.5798 | -74658.5798
9 | 0 | 0 | 0 | 0 | 0 | 0 | 0 | 0 | 0 | 0 |  | 9 | 0 | 0 | 0 | 0 | 0 | 0 | 0 | 0 | 0 | 0
10 | 0 | 0 | 0 | 0 | 0 | -8499.754 | -8499.754 | -8499.754 | -8499.754 | -8499.754 |  | 10 | 0 | 0 | 0 | 0 | 0 | -8499.754 | -8499.754 | -8499.754 | -8499.754 | -8499.754
11 | 0 | 0 | 0 | 0 | 0 | -8562.8841 | -8562.8841 | -8562.8841 | -8562.8841 | -8562.8841 |  | 11 | 0 | 0 | 0 | 0 | 0 | -8562.8841 | -8562.8841 | -8562.8841 | -8562.8841 | -8562.8841
12 | 0 | 0 | 0 | 0 | 0 | -74658.5798 | -74658.5798 | -74658.5798 | -74658.5798 | -74658.5798 |  | 12 | 0 | 0 | 0 | 0 | 0 | -74658.5798 | -74658.5798 | -74658.5798 | -74658.5798 | -74658.5798
13 | 0 | 0 | 0 | 0 | 0 | 0 | 0 | 0 | 0 | 0 |  | 13 | 0 | 0 | 0 | 0 | 0 | 0 | 0 | 0 | 0 | 0
14 | 0 | 0 | 0 | 0 | 0 | 120689.5258 | 120689.5258 | 120689.5258 | 120689.5258 | 120689.5258 |  | 14 | 0 | 0 | 0 | 0 | 0 | 120689.5258 | 120689.5258 | 120689.5258 | 120689.5258 | 120689.5258
15 | -1524.569 | -787.423 | -928.9115 | -663.2768 | -1498.0267 | -8.2239 | -8.2239 | -8.2239 | -8.2239 | -8.2239 |  | 15 | 0 | 0 | 0 | 0 | 0 | -1532.7929 | -795.647 | -937.1354 | -671.5008 | -1506.2507
16 | 0 | 0 | 0 | 0 | 0 | -74658.5798 | -74658.5798 | -74658.5798 | -74658.5798 | -74658.5798 |  | 16 | 0 | 0 | 0 | 0 | 0 | -74658.5798 | -74658.5798 | -74658.5798 | -74658.5798 | -74658.5798
17 | 0 | 0 | 0 | 0 | 0 | 0 | 0 | 0 | 0 | 0 |  | 17 | 0 | 0 | 0 | 0 | 0 | 0 | 0 | 0 | 0 | 0
18 | 0 | 0 | 0 | 0 | 0 | 5631.3744 | 5631.3744 | 5631.3744 | 5631.3744 | 5631.3744 |  | 18 | 0 | 0 | 0 | 0 | 0 | 5631.3744 | 5631.3744 | 5631.3744 | 5631.3744 | 5631.3744
19 | 0 | 0 | 0 | 0 | 0 | 0 | 0 | 0 | 0 | 0 |  | 19 | 0 | 0 | 0 | 0 | 0 | 0 | 0 | 0 | 0 | 0
20 | 0 | 0 | 0 | 0 | 0 | -83158.3339 | -83158.3339 | -83158.3339 | -83158.3339 | -83158.3339 |  | 20 | 0 | 0 | 0 | 0 | 0 | -83158.3339 | -83158.3339 | -83158.3339 | -83158.3339 | -83158.3339
21 | 0 | 0 | 0 | 0 | 0 | 0 | 0 | 0 | 0 | 0 |  | 21 | 0 | 0 | 0 | 0 | 0 | 0 | 0 | 0 | 0 | 0
22 | 0 | 0 | 0 | 0 | 0 | -8562.8841 | -8562.8841 | -8562.8841 | -8562.8841 | -8562.8841 |  | 22 | 0 | 0 | 0 | 0 | 0 | -8562.8841 | -8562.8841 | -8562.8841 | -8562.8841 | -8562.8841
23 | 0 | 0 | 0 | 0 | 0 | -45222.3141 | -45222.3141 | -45222.3141 | -45222.3141 | -45222.3141 |  | 23 | 0 | 0 | 0 | 0 | 0 | -45222.3141 | -45222.3141 | -45222.3141 | -45222.3141 | -45222.3141
24 | 0 | 0 | 0 | 0 | 0 | -74658.5798 | -74658.5798 | -74658.5798 | -74658.5798 | -74658.5798 |  | 24 | 0 | 0 | 0 | 0 | 0 | -74658.5798 | -74658.5798 | -74658.5798 | -74658.5798 | -74658.5798
25 | 0 | 0 | 0 | 0 | 0 | -8.2239 | -8.2239 | -8.2239 | -8.2239 | -8.2239 |  | 25 | 0 | 0 | 0 | 0 | 0 | -8.2239 | -8.2239 | -8.2239 | -8.2239 | -8.2239
26 | 0 | 0 | 0 | 0 | 0 | 0 | 0 | 0 | 0 | 0 |  | 26 | 0 | 0 | 0 | 0 | 0 | 0 | 0 | 0 | 0 | 0
27 | 0 | 0 | 0 | 0 | 0 | 0 | 0 | 0 | 0 | 0 |  | 27 | 0 | 0 | 0 | 0 | 0 | 0 | 0 | 0 | 0 | 0
28 | 0 | 0 | 0 | 0 | 0 | 46030.9459 | 46030.9459 | 46030.9459 | 46030.9459 | 46030.9459 |  | 28 | 0 | 0 | 0 | 0 | 0 | 46030.9459 | 46030.9459 | 46030.9459 | 46030.9459 | 46030.9459
29 | 0 | 0 | 0 | 0 | 0 | 0 | 0 | 0 | 0 | 0 |  | 29 | 0 | 0 | 0 | 0 | 0 | 0 | 0 | 0 | 0 | 0
30 | 0 | 0 | 0 | 0 | 0 | -39319.9816 | -39319.9816 | -39319.9816 | -39319.9816 | -39319.9816 |  | 30 | -672.3821 | -681.7307 | -681.7307 | -902.4974 | -795.4308 | -39992.3638 | -40001.7123 | -40001.7123 | -40222.4791 | -40115.4124
Primary School |  |  | Mechanical |  |  |  |  | Lighting |  |  |  | 1: Primary School; 4: Envelope, Power and Other; 9: Total
| 2A Tampa FL | 3A Atlanta GA | 3B El Paso TX | 4A New York NY | 5A Buffalo NY | 2A Tampa FL | 3A Atlanta GA | 3B El Paso TX | 4A New York NY | 5A Buffalo NY |  |  | 2A Tampa FL | 3A Atlanta GA | 3B El Paso TX | 4A New York NY | 5A Buffalo NY | 2A Tampa FL | 3A Atlanta GA | 3B El Paso TX | 4A New York NY | 5A Buffalo NY
New Construction | -37499.4255 | -33141.6876 | -26812.9283 | -15101.9806 | -37158.0252 | -90553.8079 | -90553.8079 | -90553.8079 | -90553.8079 | -90553.8079 |  | New Construction | 1057.8289 | 1665.873 | 1665.873 | 10898.5741 | 4786.0524 | -126995.4045 | -122029.6226 | -115700.8633 | -94757.2144 | -122925.7807
Maintenance | 22.2383 | 8.4431 | 20.2441 | 7.3199 | 24.0698 | #N/A | #N/A | #N/A | #N/A | #N/A |  | Maintenance | 0 | 0 | 0 | 0 | 0 | #N/A | #N/A | #N/A | #N/A | #N/A
Replacement | [11 empty] | 1: Replacement; 7: 0; 8: 0; 9: 0; 10: 0; 11: 0
1 | 0 | 0 | 0 | 0 | 0 | 0 | 0 | 0 | 0 | 0 |  | Year 1 | 0 | 0 | 0 | 0 | 0 | 0 | 0 | 0 | 0 | 0
2 | 0 | 0 | 0 | 0 | 0 | -1132.2574 | -1132.2574 | -1132.2574 | -1132.2574 | -1132.2574 |  | 2 | 0 | 0 | 0 | 0 | 0 | -1132.2574 | -1132.2574 | -1132.2574 | -1132.2574 | -1132.2574
3 | 0 | 0 | 0 | 0 | 0 | 0 | 0 | 0 | 0 | 0 |  | 3 | 0 | 0 | 0 | 0 | 0 | 0 | 0 | 0 | 0 | 0
4 | 0 | 0 | 0 | 0 | 0 | -1132.2574 | -1132.2574 | -1132.2574 | -1132.2574 | -1132.2574 |  | 4 | 0 | 0 | 0 | 0 | 0 | -1132.2574 | -1132.2574 | -1132.2574 | -1132.2574 | -1132.2574
5 | 0 | 0 | 0 | 0 | 0 | -10368.9555 | -10368.9555 | -10368.9555 | -10368.9555 | -10368.9555 |  | 5 | 0 | 0 | 0 | 0 | 0 | -10368.9555 | -10368.9555 | -10368.9555 | -10368.9555 | -10368.9555
6 | 0 | 0 | 0 | 0 | 0 | -1132.2574 | -1132.2574 | -1132.2574 | -1132.2574 | -1132.2574 |  | 6 | 0 | 0 | 0 | 0 | 0 | -1132.2574 | -1132.2574 | -1132.2574 | -1132.2574 | -1132.2574
7 | 0 | 0 | 0 | 0 | 0 | 0 | 0 | 0 | 0 | 0 |  | 7 | 0 | 0 | 0 | 0 | 0 | 0 | 0 | 0 | 0 | 0
8 | 0 | 0 | 0 | 0 | 0 | -1132.2574 | -1132.2574 | -1132.2574 | -1132.2574 | -1132.2574 |  | 8 | 0 | 0 | 0 | 0 | 0 | -1132.2574 | -1132.2574 | -1132.2574 | -1132.2574 | -1132.2574
9 | 0 | 0 | 0 | 0 | 0 | 0 | 0 | 0 | 0 | 0 |  | 9 | 0 | 0 | 0 | 0 | 0 | 0 | 0 | 0 | 0 | 0
10 | 0 | 0 | 0 | 0 | 0 | -56778.6052 | -56778.6052 | -56778.6052 | -56778.6052 | -56778.6052 |  | 10 | 0 | 0 | 0 | 0 | 0 | -56778.6052 | -56778.6052 | -56778.6052 | -56778.6052 | -56778.6052
11 | 0 | 0 | 0 | 0 | 0 | 0 | 0 | 0 | 0 | 0 |  | 11 | 0 | 0 | 0 | 0 | 0 | 0 | 0 | 0 | 0 | 0
12 | 0 | 0 | 0 | 0 | 0 | -1132.2574 | -1132.2574 | -1132.2574 | -1132.2574 | -1132.2574 |  | 12 | 0 | 0 | 0 | 0 | 0 | -1132.2574 | -1132.2574 | -1132.2574 | -1132.2574 | -1132.2574
13 | 0 | 0 | 0 | 0 | 0 | 0 | 0 | 0 | 0 | 0 |  | 13 | 0 | 0 | 0 | 0 | 0 | 0 | 0 | 0 | 0 | 0
14 | 0 | 0 | 0 | 0 | 0 | 210571.7134 | 210571.7134 | 210571.7134 | 210571.7134 | 210571.7134 |  | 14 | 0 | 0 | 0 | 0 | 0 | 210571.7134 | 210571.7134 | 210571.7134 | 210571.7134 | 210571.7134
15 | -27010.2474 | -23814.8183 | -14498.1922 | -10585.7773 | -25475.291 | 8131.6679 | 8131.6679 | 8131.6679 | 8131.6679 | 8131.6679 |  | 15 | 0 | 0 | 0 | 0 | 0 | -18878.5796 | -15683.1504 | -6366.5244 | -2454.1094 | -17343.6231
16 | 0 | 0 | 0 | 0 | 0 | -1132.2574 | -1132.2574 | -1132.2574 | -1132.2574 | -1132.2574 |  | 16 | 0 | 0 | 0 | 0 | 0 | -1132.2574 | -1132.2574 | -1132.2574 | -1132.2574 | -1132.2574
17 | 0 | 0 | 0 | 0 | 0 | 0 | 0 | 0 | 0 | 0 |  | 17 | 0 | 0 | 0 | 0 | 0 | 0 | 0 | 0 | 0 | 0
18 | 0 | 0 | 0 | 0 | 0 | 3168.3227 | 3168.3227 | 3168.3227 | 3168.3227 | 3168.3227 |  | 18 | 0 | 0 | 0 | 0 | 0 | 3168.3227 | 3168.3227 | 3168.3227 | 3168.3227 | 3168.3227
19 | 0 | 0 | 0 | 0 | 0 | 0 | 0 | 0 | 0 | 0 |  | 19 | 0 | 0 | 0 | 0 | 0 | 0 | 0 | 0 | 0 | 0
20 | -97.1061 | -145.9014 | -149.7282 | -77.8804 | -226.4806 | -56778.6052 | -56778.6052 | -56778.6052 | -56778.6052 | -56778.6052 |  | 20 | 0 | 0 | 0 | 0 | 0 | -56875.7113 | -56924.5066 | -56928.3334 | -56856.4856 | -57005.0858
21 | 0 | 0 | 0 | 0 | 0 | 0 | 0 | 0 | 0 | 0 |  | 21 | 0 | 0 | 0 | 0 | 0 | 0 | 0 | 0 | 0 | 0
22 | 0 | 0 | 0 | 0 | 0 | -1132.2574 | -1132.2574 | -1132.2574 | -1132.2574 | -1132.2574 |  | 22 | 0 | 0 | 0 | 0 | 0 | -1132.2574 | -1132.2574 | -1132.2574 | -1132.2574 | -1132.2574
23 | 0 | 0 | 0 | 0 | 0 | -36517.662 | -36517.662 | -36517.662 | -36517.662 | -36517.662 |  | 23 | 0 | 0 | 0 | 0 | 0 | -36517.662 | -36517.662 | -36517.662 | -36517.662 | -36517.662
24 | 0 | 0 | 0 | 0 | 0 | -1132.2574 | -1132.2574 | -1132.2574 | -1132.2574 | -1132.2574 |  | 24 | 0 | 0 | 0 | 0 | 0 | -1132.2574 | -1132.2574 | -1132.2574 | -1132.2574 | -1132.2574
25 | 0 | 0 | 0 | 0 | 0 | -10368.9555 | -10368.9555 | -10368.9555 | -10368.9555 | -10368.9555 |  | 25 | 0 | 0 | 0 | 0 | 0 | -10368.9555 | -10368.9555 | -10368.9555 | -10368.9555 | -10368.9555
26 | 0 | 0 | 0 | 0 | 0 | -1132.2574 | -1132.2574 | -1132.2574 | -1132.2574 | -1132.2574 |  | 26 | 0 | 0 | 0 | 0 | 0 | -1132.2574 | -1132.2574 | -1132.2574 | -1132.2574 | -1132.2574
27 | 0 | 0 | 0 | 0 | 0 | 0 | 0 | 0 | 0 | 0 |  | 27 | 0 | 0 | 0 | 0 | 0 | 0 | 0 | 0 | 0 | 0
28 | 0 | 0 | 0 | 0 | 0 | 210571.7134 | 210571.7134 | 210571.7134 | 210571.7134 | 210571.7134 |  | 28 | 0 | 0 | 0 | 0 | 0 | 210571.7134 | 210571.7134 | 210571.7134 | 210571.7134 | 210571.7134
29 | 0 | 0 | 0 | 0 | 0 | 0 | 0 | 0 | 0 | 0 |  | 29 | 0 | 0 | 0 | 0 | 0 | 0 | 0 | 0 | 0 | 0
30 | 40.8243 | 95.6228 | 99.9193 | 19.2337 | 186.1102 | -157612.8102 | -157612.8102 | -157612.8102 | -157612.8102 | -157612.8102 |  | 30 | -2734.7388 | -2908.2989 | -2908.2989 | -5186.4263 | -3642.2429 | -160306.7248 | -160425.4862 | -160421.1898 | -162780.0028 | -161068.943
Small Hotel |  |  | Mechanical |  |  |  |  | Lighting |  |  |  | 1: Small Hotel; 4: Envelope, Power and Other; 9: Total
| 2A Tampa FL | 3A Atlanta GA | 3B El Paso TX | 4A New York NY | 5A Buffalo NY | 2A Tampa FL | 3A Atlanta GA | 3B El Paso TX | 4A New York NY | 5A Buffalo NY |  |  | 2A Tampa FL | 3A Atlanta GA | 3B El Paso TX | 4A New York NY | 5A Buffalo NY | 2A Tampa FL | 3A Atlanta GA | 3B El Paso TX | 4A New York NY | 5A Buffalo NY
New Construction | 49124.5395 | 49291.5561 | 49520.4623 | 50109.8676 | 50296.1287 | -157674.5982 | -157674.5982 | -157674.5982 | -157674.5982 | -157674.5982 |  | New Construction | 97.8727 | 165.7981 | 165.7981 | 2741.3536 | 727.0976 | -108452.186 | -108217.244 | -107988.3378 | -104823.3769 | -106651.3718
Maintenance | -0.28154 | 0 | 0 | 0 | 0 | #N/A | #N/A | #N/A | #N/A | #N/A |  | Maintenance | 0 | 0 | 0 | 0 | 0 | #N/A | #N/A | #N/A | #N/A | #N/A
Replacement | [11 empty] | 1: Replacement; 7: 0; 8: 0; 9: 0; 10: 0; 11: 0
1 | 0 | 0 | 0 | 0 | 0 | -2.7491 | -2.7491 | -2.7491 | -2.7491 | -2.7491 |  | Year 1 | 0 | 0 | 0 | 0 | 0 | -2.7491 | -2.7491 | -2.7491 | -2.7491 | -2.7491
2 | 0 | 0 | 0 | 0 | 0 | -725.2112 | -725.2112 | -725.2112 | -725.2112 | -725.2112 |  | 2 | 0 | 0 | 0 | 0 | 0 | -725.2112 | -725.2112 | -725.2112 | -725.2112 | -725.2112
3 | 0 | 0 | 0 | 0 | 0 | 3282.3207 | 3282.3207 | 3282.3207 | 3282.3207 | 3282.3207 |  | 3 | 0 | 0 | 0 | 0 | 0 | 3282.3207 | 3282.3207 | 3282.3207 | 3282.3207 | 3282.3207
4 | 0 | 0 | 0 | 0 | 0 | -1051.7573 | -1051.7573 | -1051.7573 | -1051.7573 | -1051.7573 |  | 4 | 0 | 0 | 0 | 0 | 0 | -1051.7573 | -1051.7573 | -1051.7573 | -1051.7573 | -1051.7573
5 | 0 | 0 | 0 | 0 | 0 | -16279.1698 | -16279.1698 | -16279.1698 | -16279.1698 | -16279.1698 |  | 5 | 0 | 0 | 0 | 0 | 0 | -16279.1698 | -16279.1698 | -16279.1698 | -16279.1698 | -16279.1698
6 | 0 | 0 | 0 | 0 | 0 | 12370.8174 | 12370.8174 | 12370.8174 | 12370.8174 | 12370.8174 |  | 6 | 0 | 0 | 0 | 0 | 0 | 12370.8174 | 12370.8174 | 12370.8174 | 12370.8174 | 12370.8174
7 | 0 | 0 | 0 | 0 | 0 | -1396.3666 | -1396.3666 | -1396.3666 | -1396.3666 | -1396.3666 |  | 7 | 0 | 0 | 0 | 0 | 0 | -1396.3666 | -1396.3666 | -1396.3666 | -1396.3666 | -1396.3666
8 | 0 | 0 | 0 | 0 | 0 | -1051.7573 | -1051.7573 | -1051.7573 | -1051.7573 | -1051.7573 |  | 8 | 0 | 0 | 0 | 0 | 0 | -1051.7573 | -1051.7573 | -1051.7573 | -1051.7573 | -1051.7573
9 | 0 | 0 | 0 | 0 | 0 | 12224.7606 | 12224.7606 | 12224.7606 | 12224.7606 | 12224.7606 |  | 9 | 0 | 0 | 0 | 0 | 0 | 12224.7606 | 12224.7606 | 12224.7606 | 12224.7606 | 12224.7606
10 | 0 | 0 | 0 | 0 | 0 | -17001.632 | -17001.632 | -17001.632 | -17001.632 | -17001.632 |  | 10 | 0 | 0 | 0 | 0 | 0 | -17001.632 | -17001.632 | -17001.632 | -17001.632 | -17001.632
11 | 0 | 0 | 0 | 0 | 0 | -8698.4561 | -8698.4561 | -8698.4561 | -8698.4561 | -8698.4561 |  | 11 | 0 | 0 | 0 | 0 | 0 | -8698.4561 | -8698.4561 | -8698.4561 | -8698.4561 | -8698.4561
12 | 0 | 0 | 0 | 0 | 0 | 17392.0679 | 17392.0679 | 17392.0679 | 17392.0679 | 17392.0679 |  | 12 | 0 | 0 | 0 | 0 | 0 | 17392.0679 | 17392.0679 | 17392.0679 | 17392.0679 | 17392.0679
13 | 0 | 0 | 0 | 0 | 0 | -100.4095 | -100.4095 | -100.4095 | -100.4095 | -100.4095 |  | 13 | 0 | 0 | 0 | 0 | 0 | -100.4095 | -100.4095 | -100.4095 | -100.4095 | -100.4095
14 | 0 | 0 | 0 | 0 | 0 | -35620.2983 | -35620.2983 | -35620.2983 | -35620.2983 | -35620.2983 |  | 14 | 0 | 0 | 0 | 0 | 0 | -35620.2983 | -35620.2983 | -35620.2983 | -35620.2983 | -35620.2983
15 | 45467.3502 | 45470.3098 | 45757.042 | 46092.9954 | 46328.5084 | -12994.1 | -12994.1 | -12994.1 | -12994.1 | -12994.1 |  | 15 | 0 | 0 | 0 | 0 | 0 | 32473.2502 | 32476.2098 | 32762.9419 | 33098.8954 | 33334.4083
16 | 0 | 0 | 0 | 0 | 0 | 1403.1301 | 1403.1301 | 1403.1301 | 1403.1301 | 1403.1301 |  | 16 | 0 | 0 | 0 | 0 | 0 | 1403.1301 | 1403.1301 | 1403.1301 | 1403.1301 | 1403.1301
17 | 0 | 0 | 0 | 0 | 0 | -721.7755 | -721.7755 | -721.7755 | -721.7755 | -721.7755 |  | 17 | 0 | 0 | 0 | 0 | 0 | -721.7755 | -721.7755 | -721.7755 | -721.7755 | -721.7755
18 | 0 | 0 | 0 | 0 | 0 | 26700.6703 | 26700.6703 | 26700.6703 | 26700.6703 | 26700.6703 |  | 18 | 0 | 0 | 0 | 0 | 0 | 26700.6703 | 26700.6703 | 26700.6703 | 26700.6703 | 26700.6703
19 | 0 | 0 | 0 | 0 | 0 | -2.7491 | -2.7491 | -2.7491 | -2.7491 | -2.7491 |  | 19 | 0 | 0 | 0 | 0 | 0 | -2.7491 | -2.7491 | -2.7491 | -2.7491 | -2.7491
20 | 0 | 0 | 0 | 0 | 0 | -17328.178 | -17328.178 | -17328.178 | -17328.178 | -17328.178 |  | 20 | 0 | 0 | 0 | 0 | 0 | -17328.178 | -17328.178 | -17328.178 | -17328.178 | -17328.178
21 | 0 | 0 | 0 | 0 | 0 | 1888.7031 | 1888.7031 | 1888.7031 | 1888.7031 | 1888.7031 |  | 21 | 0 | 0 | 0 | 0 | 0 | 1888.7031 | 1888.7031 | 1888.7031 | 1888.7031 | 1888.7031
22 | 0 | 0 | 0 | 0 | 0 | -9420.9182 | -9420.9182 | -9420.9182 | -9420.9182 | -9420.9182 |  | 22 | 0 | 0 | 0 | 0 | 0 | -9420.9182 | -9420.9182 | -9420.9182 | -9420.9182 | -9420.9182
23 | 0 | 0 | 0 | 0 | 0 | -1542.1267 | -1542.1267 | -1542.1267 | -1542.1267 | -1542.1267 |  | 23 | 0 | 0 | 0 | 0 | 0 | -1542.1267 | -1542.1267 | -1542.1267 | -1542.1267 | -1542.1267
24 | 0 | 0 | 0 | 0 | 0 | 18478.0477 | 18478.0477 | 18478.0477 | 18478.0477 | 18478.0477 |  | 24 | 0 | 0 | 0 | 0 | 0 | 18478.0477 | 18478.0477 | 18478.0477 | 18478.0477 | 18478.0477
25 | 0 | 0 | 0 | 0 | 0 | -16279.1698 | -16279.1698 | -16279.1698 | -16279.1698 | -16279.1698 |  | 25 | 0 | 0 | 0 | 0 | 0 | -16279.1698 | -16279.1698 | -16279.1698 | -16279.1698 | -16279.1698
26 | 0 | 0 | 0 | 0 | 0 | -822.8717 | -822.8717 | -822.8717 | -822.8717 | -822.8717 |  | 26 | 0 | 0 | 0 | 0 | 0 | -822.8717 | -822.8717 | -822.8717 | -822.8717 | -822.8717
27 | 0 | 0 | 0 | 0 | 0 | 12224.7606 | 12224.7606 | 12224.7606 | 12224.7606 | 12224.7606 |  | 27 | 0 | 0 | 0 | 0 | 0 | 12224.7606 | 12224.7606 | 12224.7606 | 12224.7606 | 12224.7606
28 | 0 | 0 | 0 | 0 | 0 | -35946.8444 | -35946.8444 | -35946.8444 | -35946.8444 | -35946.8444 |  | 28 | 0 | 0 | 0 | 0 | 0 | -35946.8444 | -35946.8444 | -35946.8444 | -35946.8444 | -35946.8444
29 | 0 | 0 | 0 | 0 | 0 | -2.7491 | -2.7491 | -2.7491 | -2.7491 | -2.7491 |  | 29 | 0 | 0 | 0 | 0 | 0 | -2.7491 | -2.7491 | -2.7491 | -2.7491 | -2.7491
30 | -1313.3787 | -1313.3787 | -1313.3787 | -1313.3787 | -1313.3787 | 20614.2985 | 20614.2985 | 20614.2985 | 20614.2985 | 20614.2985 |  | 30 | -549.7125 | -568.8131 | -568.8131 | -1206.3873 | -696.0372 | 18751.2072 | 18732.1066 | 18732.1066 | 18094.5324 | 18604.8825
Mid-rise Apartment |  |  | Mechanical |  |  |  |  | Lighting |  |  |  | 1: Mid-rise Apartment; 4: Envelope, Power and Other; 9: Total
| 2A Tampa FL | 3A Atlanta GA | 3B El Paso TX | 4A New York NY | 5A Buffalo NY | 2A Tampa FL | 3A Atlanta GA | 3B El Paso TX | 4A New York NY | 5A Buffalo NY |  |  | 2A Tampa FL | 3A Atlanta GA | 3B El Paso TX | 4A New York NY | 5A Buffalo NY | 2A Tampa FL | 3A Atlanta GA | 3B El Paso TX | 4A New York NY | 5A Buffalo NY
New Construction | 0 | 0 | 0 | 0 | 0 | -12738.8275 | -12738.8275 | -12738.8275 | -12738.8275 | -12738.8275 |  | New Construction | 0 | 313.3602 | 313.3602 | 3614.2927 | -119.8939 | -12738.8275 | -12425.4673 | -12425.4673 | -9124.5347 | -12858.7214
Maintenance | 0 | 0 | 0 | 0 | 0 | #N/A | #N/A | #N/A | #N/A | #N/A |  | Maintenance | 0 | 0 | 0 | 0 | 0 | #N/A | #N/A | #N/A | #N/A | #N/A
Replacement | [11 empty] | 1: Replacement; 7: 0; 8: 0; 9: 0; 10: 0; 11: 0
1 | 0 | 0 | 0 | 0 | 0 | 0 | 0 | 0 | 0 | 0 |  | Year 1 | 0 | 0 | 0 | 0 | 0 | 0 | 0 | 0 | 0 | 0
2 | 0 | 0 | 0 | 0 | 0 | -460.6233 | -460.6233 | -460.6233 | -460.6233 | -460.6233 |  | 2 | 0 | 0 | 0 | 0 | 0 | -460.6233 | -460.6233 | -460.6233 | -460.6233 | -460.6233
3 | 0 | 0 | 0 | 0 | 0 | -291.1112 | -291.1112 | -291.1112 | -291.1112 | -291.1112 |  | 3 | 0 | 0 | 0 | 0 | 0 | -291.1112 | -291.1112 | -291.1112 | -291.1112 | -291.1112
4 | 0 | 0 | 0 | 0 | 0 | -460.6233 | -460.6233 | -460.6233 | -460.6233 | -460.6233 |  | 4 | 0 | 0 | 0 | 0 | 0 | -460.6233 | -460.6233 | -460.6233 | -460.6233 | -460.6233
5 | 0 | 0 | 0 | 0 | 0 | 0 | 0 | 0 | 0 | 0 |  | 5 | 0 | 0 | 0 | 0 | 0 | 0 | 0 | 0 | 0 | 0
6 | 0 | 0 | 0 | 0 | 0 | -751.7345 | -751.7345 | -751.7345 | -751.7345 | -751.7345 |  | 6 | 0 | 0 | 0 | 0 | 0 | -751.7345 | -751.7345 | -751.7345 | -751.7345 | -751.7345
7 | 0 | 0 | 0 | 0 | 0 | 0 | 0 | 0 | 0 | 0 |  | 7 | 0 | 0 | 0 | 0 | 0 | 0 | 0 | 0 | 0 | 0
8 | 0 | 0 | 0 | 0 | 0 | -460.6233 | -460.6233 | -460.6233 | -460.6233 | -460.6233 |  | 8 | 0 | 0 | 0 | 0 | 0 | -460.6233 | -460.6233 | -460.6233 | -460.6233 | -460.6233
9 | 0 | 0 | 0 | 0 | 0 | -291.1112 | -291.1112 | -291.1112 | -291.1112 | -291.1112 |  | 9 | 0 | 0 | 0 | 0 | 0 | -291.1112 | -291.1112 | -291.1112 | -291.1112 | -291.1112
10 | 0 | 0 | 0 | 0 | 0 | -460.6233 | -460.6233 | -460.6233 | -460.6233 | -460.6233 |  | 10 | 0 | 0 | 0 | 0 | 0 | -460.6233 | -460.6233 | -460.6233 | -460.6233 | -460.6233
11 | 0 | 0 | 0 | 0 | 0 | -6988.0783 | -6988.0783 | -6988.0783 | -6988.0783 | -6988.0783 |  | 11 | 0 | 0 | 0 | 0 | 0 | -6988.0783 | -6988.0783 | -6988.0783 | -6988.0783 | -6988.0783
12 | 0 | 0 | 0 | 0 | 0 | -1514.3028 | -1514.3028 | -1514.3028 | -1514.3028 | -1514.3028 |  | 12 | 0 | 0 | 0 | 0 | 0 | -1514.3028 | -1514.3028 | -1514.3028 | -1514.3028 | -1514.3028
13 | 0 | 0 | 0 | 0 | 0 | 0 | 0 | 0 | 0 | 0 |  | 13 | 0 | 0 | 0 | 0 | 0 | 0 | 0 | 0 | 0 | 0
14 | 0 | 0 | 0 | 0 | 0 | -460.6233 | -460.6233 | -460.6233 | -460.6233 | -460.6233 |  | 14 | 0 | 0 | 0 | 0 | 0 | -460.6233 | -460.6233 | -460.6233 | -460.6233 | -460.6233
15 | 0 | 0 | 0 | 0 | 0 | -291.1112 | -291.1112 | -291.1112 | -291.1112 | -291.1112 |  | 15 | 0 | 0 | 0 | 0 | 0 | -291.1112 | -291.1112 | -291.1112 | -291.1112 | -291.1112
16 | 0 | 0 | 0 | 0 | 0 | 5569.3523 | 5569.3523 | 5569.3523 | 5569.3523 | 5569.3523 |  | 16 | 0 | 0 | 0 | 0 | 0 | 5569.3523 | 5569.3523 | 5569.3523 | 5569.3523 | 5569.3523
17 | 0 | 0 | 0 | 0 | 0 | 0 | 0 | 0 | 0 | 0 |  | 17 | 0 | 0 | 0 | 0 | 0 | 0 | 0 | 0 | 0 | 0
18 | 0 | 0 | 0 | 0 | 0 | 3843.97 | 3843.97 | 3843.97 | 3843.97 | 3843.97 |  | 18 | 0 | 0 | 0 | 0 | 0 | 3843.97 | 3843.97 | 3843.97 | 3843.97 | 3843.97
19 | 0 | 0 | 0 | 0 | 0 | 0 | 0 | 0 | 0 | 0 |  | 19 | 0 | 0 | 0 | 0 | 0 | 0 | 0 | 0 | 0 | 0
20 | 0 | 0 | 0 | 0 | 0 | 533.0809 | 533.0809 | 533.0809 | 533.0809 | 533.0809 |  | 20 | 0 | 0 | 0 | 0 | 0 | 533.0809 | 533.0809 | 533.0809 | 533.0809 | 533.0809
21 | 0 | 0 | 0 | 0 | 0 | -291.1112 | -291.1112 | -291.1112 | -291.1112 | -291.1112 |  | 21 | 0 | 0 | 0 | 0 | 0 | -291.1112 | -291.1112 | -291.1112 | -291.1112 | -291.1112
22 | 0 | 0 | 0 | 0 | 0 | -7448.7016 | -7448.7016 | -7448.7016 | -7448.7016 | -7448.7016 |  | 22 | 0 | 0 | 0 | 0 | 0 | -7448.7016 | -7448.7016 | -7448.7016 | -7448.7016 | -7448.7016
23 | 0 | 0 | 0 | 0 | 0 | -4412.0548 | -4412.0548 | -4412.0548 | -4412.0548 | -4412.0548 |  | 23 | 0 | 0 | 0 | 0 | 0 | -4412.0548 | -4412.0548 | -4412.0548 | -4412.0548 | -4412.0548
24 | 0 | 0 | 0 | 0 | 0 | -1514.3028 | -1514.3028 | -1514.3028 | -1514.3028 | -1514.3028 |  | 24 | 0 | 0 | 0 | 0 | 0 | -1514.3028 | -1514.3028 | -1514.3028 | -1514.3028 | -1514.3028
25 | 0 | 0 | 0 | 0 | 0 | 0 | 0 | 0 | 0 | 0 |  | 25 | 0 | 0 | 0 | 0 | 0 | 0 | 0 | 0 | 0 | 0
26 | 0 | 0 | 0 | 0 | 0 | -460.6233 | -460.6233 | -460.6233 | -460.6233 | -460.6233 |  | 26 | 0 | 0 | 0 | 0 | 0 | -460.6233 | -460.6233 | -460.6233 | -460.6233 | -460.6233
27 | 0 | 0 | 0 | 0 | 0 | -291.1112 | -291.1112 | -291.1112 | -291.1112 | -291.1112 |  | 27 | 0 | 0 | 0 | 0 | 0 | -291.1112 | -291.1112 | -291.1112 | -291.1112 | -291.1112
28 | 0 | 0 | 0 | 0 | 0 | -460.6233 | -460.6233 | -460.6233 | -460.6233 | -460.6233 |  | 28 | 0 | 0 | 0 | 0 | 0 | -460.6233 | -460.6233 | -460.6233 | -460.6233 | -460.6233
29 | 0 | 0 | 0 | 0 | 0 | 0 | 0 | 0 | 0 | 0 |  | 29 | 0 | 0 | 0 | 0 | 0 | 0 | 0 | 0 | 0 | 0
30 | 0 | 0 | 0 | 0 | 0 | 1943.5851 | 1943.5851 | 1943.5851 | 1943.5851 | 1943.5851 |  | 30 | -865.8202 | -946.0883 | -946.0883 | -1760.6645 | -816.6546 | 1077.765 | 997.4968 | 997.4968 | 182.9207 | 1126.9305

## LCC Sc 2 (hidden)
State Commercial Energy Code Adoption Cost Effectiveness - LCC Savings Calculation - Scenario 2 | [10 empty] | US National |  |  | Tax deduct override applied to savings: |  |  | 0 | 0 | vs. combined tax rate of: |  | 0.26135
[14 empty] | Note - S1 = W1 when using methodology for states for 90.1-2013 and later | [11 empty] | 7 | 8 | 9 | 10 | 11
LCC of incremental costs for Scenario 2 with loans and taxes |  |  |  |  | 0 0
| Small Office |  |  |  |  | Large Office |  |  |  |  | Standalone Retail |  |  |  |  | Primary School |  |  |  |  | Small Hotel |  |  |  |  | Mid-rise Apartment
| 2A Tampa FL | 3A Atlanta GA | 3B El Paso TX | 4A New York NY | 5A Buffalo NY | 2A Tampa FL | 3A Atlanta GA | 3B El Paso TX | 4A New York NY | 5A Buffalo NY | 2A Tampa FL | 3A Atlanta GA | 3B El Paso TX | 4A New York NY | 5A Buffalo NY | 2A Tampa FL | 3A Atlanta GA | 3B El Paso TX | 4A New York NY | 5A Buffalo NY | 2A Tampa FL | 3A Atlanta GA | 3B El Paso TX | 4A New York NY | 5A Buffalo NY | 2A Tampa FL | 3A Atlanta GA | 3B El Paso TX | 4A New York NY | 5A Buffalo NY
New Construction | 1197.3753 | 1111.4103 | 1042.9559 | 2178.2255 | 1177.4612 | 252564.1506 | 259401.06 | 190525.4231 | 345182.5706 | 217025.2134 | 20836.3616 | 21474.8849 | 20971.7676 | 22788.5862 | 20580.9462 | -126995.4045 | -122029.6226 | -115700.8633 | -94757.2144 | -122925.7807 | -108452.186 | -108217.244 | -107988.3378 | -104823.3769 | -106651.3718 | -18175.2345 | -17353.4277 | -17944.3502 | -12429.608 | -24614.2752
Maintenance | 0 | 0 | 0 | 0 | 0 | 647.2352 | 665.6616 | 0 | 645.024 | -0.24569 | 0 | 0 | 0 | 0 | 0 | 22.2383 | 8.4431 | 20.2441 | 7.3199 | 24.0698 | -0.28154 | 0 | 0 | 0 | 0 | 0 | 0 | 0 | 0 | 0
Electricity Cost Savings | 568.6869 | 556.0244 | 561.3708 | 532.1064 | 568.6869 | 34182.5597 | 29533.4525 | 18430.691 | 30004.7789 | 21906.4066 | 3175.1922 | 3100.6242 | 2784.0617 | 3007.2031 | 2717.6539 | 14495.1859 | 15207.3812 | 11330.9679 | 14466.2029 | 15079.9121 | 6457.5937 | 6199.2787 | 5629.1848 | 6818.6156 | 7603.972 | 1640.4972 | 1563.9595 | 1574.3708 | 1409.7583 | 1777.2522
Gas Cost Savings | 0 | -0.94782 | -0.37913 | -1.5165 | -6.1608 | 1655.173 | 9033.4554 | 317.5187 | 17890.8064 | 22571.5065 | -7.6773 | -40.8509 | -27.1076 | -81.7966 | -75.2567 | 35.0692 | 175.9149 | -50.3291 | 387.6572 | 564.2355 | 191.4591 | 90.5165 | 119.8989 | 38.1022 | 40.1874 | -6.1608 | -27.0128 | -3.033 | -18.8616 | 16.492
Total Energy Cost Savings | 568.6869 | 555.0766 | 560.9917 | 530.5899 | 562.5261 | 35837.7328 | 38566.9079 | 18748.2097 | 47895.5852 | 44477.913 | 3167.5149 | 3059.7733 | 2756.9541 | 2925.4065 | 2642.3972 | 14530.2552 | 15383.2961 | 11280.6388 | 14853.8601 | 15644.1476 | 6649.0527 | 6289.7952 | 5749.0836 | 6856.7179 | 7644.1595 | 1634.3364 | 1536.9467 | 1571.3378 | 1390.8968 | 1793.7443
Replacement
1 | 0 | 0 | 0 | 0 | 0 | 0 | 0 | 0 | 0 | 0 | 0 | 0 | 0 | 0 | 0 | 0 | 0 | 0 | 0 | 0 | -2.7491 | -2.7491 | -2.7491 | -2.7491 | -2.7491 | 0 | 0 | 0 | 0 | 0
2 | 0 | 0 | 0 | 0 | 0 | 0 | 0 | 0 | 0 | 0 | 0 | 0 | 0 | 0 | 0 | -1132.2574 | -1132.2574 | -1132.2574 | -1132.2574 | -1132.2574 | -725.2112 | -725.2112 | -725.2112 | -725.2112 | -725.2112 | -460.6233 | -460.6233 | -460.6233 | -460.6233 | -460.6233
3 | -51.3451 | -51.3451 | -51.3451 | -51.3451 | -51.3451 | -3754.9196 | -3754.9196 | -3754.9196 | -3754.9196 | -3754.9196 | 0 | 0 | 0 | 0 | 0 | 0 | 0 | 0 | 0 | 0 | 3282.3207 | 3282.3207 | 3282.3207 | 3282.3207 | 3282.3207 | -291.1112 | -291.1112 | -291.1112 | -291.1112 | -291.1112
4 | 0 | 0 | 0 | 0 | 0 | 0 | 0 | 0 | 0 | 0 | -74658.5798 | -74658.5798 | -74658.5798 | -74658.5798 | -74658.5798 | -1132.2574 | -1132.2574 | -1132.2574 | -1132.2574 | -1132.2574 | -1051.7573 | -1051.7573 | -1051.7573 | -1051.7573 | -1051.7573 | -460.6233 | -460.6233 | -460.6233 | -460.6233 | -460.6233
5 | 0 | 0 | 0 | 0 | 0 | 0 | 0 | 0 | 0 | 0 | -8.2239 | -8.2239 | -8.2239 | -8.2239 | -8.2239 | -10368.9555 | -10368.9555 | -10368.9555 | -10368.9555 | -10368.9555 | -16279.1698 | -16279.1698 | -16279.1698 | -16279.1698 | -16279.1698 | 0 | 0 | 0 | 0 | 0
6 | -51.3451 | -51.3451 | -51.3451 | -51.3451 | -51.3451 | -3754.9196 | -3754.9196 | -3754.9196 | -3754.9196 | -3754.9196 | 0 | 0 | 0 | 0 | 0 | -1132.2574 | -1132.2574 | -1132.2574 | -1132.2574 | -1132.2574 | 12370.8174 | 12370.8174 | 12370.8174 | 12370.8174 | 12370.8174 | -751.7345 | -751.7345 | -751.7345 | -751.7345 | -751.7345
7 | 0 | 0 | 0 | 0 | 0 | 0 | 0 | 0 | 0 | 0 | 0 | 0 | 0 | 0 | 0 | 0 | 0 | 0 | 0 | 0 | -1396.3666 | -1396.3666 | -1396.3666 | -1396.3666 | -1396.3666 | 0 | 0 | 0 | 0 | 0
8 | 0 | 0 | 0 | 0 | 0 | 0 | 0 | 0 | 0 | 0 | -74658.5798 | -74658.5798 | -74658.5798 | -74658.5798 | -74658.5798 | -1132.2574 | -1132.2574 | -1132.2574 | -1132.2574 | -1132.2574 | -1051.7573 | -1051.7573 | -1051.7573 | -1051.7573 | -1051.7573 | -460.6233 | -460.6233 | -460.6233 | -460.6233 | -460.6233
9 | -51.3451 | -51.3451 | -51.3451 | -51.3451 | -51.3451 | -3754.9196 | -3754.9196 | -3754.9196 | -3754.9196 | -3754.9196 | 0 | 0 | 0 | 0 | 0 | 0 | 0 | 0 | 0 | 0 | 12224.7606 | 12224.7606 | 12224.7606 | 12224.7606 | 12224.7606 | -291.1112 | -291.1112 | -291.1112 | -291.1112 | -291.1112
10 | 26.5105 | 26.5105 | 26.5105 | 26.5105 | 26.5105 | 0 | 0 | 0 | 0 | 0 | -8499.754 | -8499.754 | -8499.754 | -8499.754 | -8499.754 | -56778.6052 | -56778.6052 | -56778.6052 | -56778.6052 | -56778.6052 | -17001.632 | -17001.632 | -17001.632 | -17001.632 | -17001.632 | -460.6233 | -460.6233 | -460.6233 | -460.6233 | -460.6233
11 | 0 | 0 | 0 | 0 | 0 | -64819.6813 | -64819.6813 | -64819.6813 | -64819.6813 | -64819.6813 | -8562.8841 | -8562.8841 | -8562.8841 | -8562.8841 | -8562.8841 | 0 | 0 | 0 | 0 | 0 | -8698.4561 | -8698.4561 | -8698.4561 | -8698.4561 | -8698.4561 | -6988.0783 | -6988.0783 | -6988.0783 | -6988.0783 | -6988.0783
12 | -51.3451 | -51.3451 | -51.3451 | -51.3451 | -51.3451 | -3754.9196 | -3754.9196 | -3754.9196 | -3754.9196 | -3754.9196 | -74658.5798 | -74658.5798 | -74658.5798 | -74658.5798 | -74658.5798 | -1132.2574 | -1132.2574 | -1132.2574 | -1132.2574 | -1132.2574 | 17392.0679 | 17392.0679 | 17392.0679 | 17392.0679 | 17392.0679 | -1514.3028 | -1514.3028 | -1514.3028 | -1514.3028 | -1514.3028
13 | 0 | 0 | 0 | 0 | 0 | 2520.3568 | 2520.3568 | 2520.3568 | 2520.3568 | 2520.3568 | 0 | 0 | 0 | 0 | 0 | 0 | 0 | 0 | 0 | 0 | -100.4095 | -100.4095 | -100.4095 | -100.4095 | -100.4095 | 0 | 0 | 0 | 0 | 0
14 | -3509.6581 | -3509.6581 | -3509.6581 | -3509.6581 | -3509.6581 | -9847.1627 | -9847.1627 | -9847.1627 | -9847.1627 | -9847.1627 | 120689.5258 | 120689.5258 | 120689.5258 | 120689.5258 | 120689.5258 | 210571.7134 | 210571.7134 | 210571.7134 | 210571.7134 | 210571.7134 | -35620.2983 | -35620.2983 | -35620.2983 | -35620.2983 | -35620.2983 | -460.6233 | -460.6233 | -460.6233 | -460.6233 | -460.6233
15 | 5050.1856 | 5044.8727 | 4963.3661 | 5133.0917 | 5028.6207 | 239201.1722 | 241422.1421 | 169717.2393 | 253769.8875 | 177769.0342 | -1532.7929 | -795.647 | -937.1354 | -671.5008 | -1506.2507 | -18878.5796 | -15683.1504 | -6366.5244 | -2454.1094 | -17343.6231 | 32473.2502 | 32476.2098 | 32762.9419 | 33098.8954 | 33334.4083 | -8387.9409 | -7625.8941 | -8508.649 | -5216.4323 | -17777.0171
16 | 0 | 0 | 0 | 0 | 0 | 0 | 0 | 0 | 0 | 0 | -74658.5798 | -74658.5798 | -74658.5798 | -74658.5798 | -74658.5798 | -1132.2574 | -1132.2574 | -1132.2574 | -1132.2574 | -1132.2574 | 1403.1301 | 1403.1301 | 1403.1301 | 1403.1301 | 1403.1301 | 5569.3523 | 5569.3523 | 5569.3523 | 5569.3523 | 5569.3523
17 | 0 | 0 | 0 | 0 | 0 | 0 | 0 | 0 | 0 | 0 | 0 | 0 | 0 | 0 | 0 | 0 | 0 | 0 | 0 | 0 | -721.7755 | -721.7755 | -721.7755 | -721.7755 | -721.7755 | 0 | 0 | 0 | 0 | 0
18 | 3203.0176 | 3203.0176 | 3203.0176 | 3203.0176 | 3203.0176 | 40427.5524 | 40427.5524 | 40427.5524 | 40427.5524 | 40427.5524 | 5631.3744 | 5631.3744 | 5631.3744 | 5631.3744 | 5631.3744 | 3168.3227 | 3168.3227 | 3168.3227 | 3168.3227 | 3168.3227 | 26700.6703 | 26700.6703 | 26700.6703 | 26700.6703 | 26700.6703 | 3843.97 | 3843.97 | 3843.97 | 3843.97 | 3843.97
19 | 0 | 0 | 0 | 0 | 0 | 0 | 0 | 0 | 0 | 0 | 0 | 0 | 0 | 0 | 0 | 0 | 0 | 0 | 0 | 0 | -2.7491 | -2.7491 | -2.7491 | -2.7491 | -2.7491 | 0 | 0 | 0 | 0 | 0
20 | 26.5105 | 26.5105 | 26.5105 | 26.5105 | 26.5105 | -15838.0816 | -12345.0511 | -10189.365 | -11956.2188 | -14308.1468 | -83158.3339 | -83158.3339 | -83158.3339 | -83158.3339 | -83158.3339 | -56875.7113 | -56924.5066 | -56928.3334 | -56856.4856 | -57005.0858 | -17328.178 | -17328.178 | -17328.178 | -17328.178 | -17328.178 | 533.0809 | 533.0809 | 533.0809 | 533.0809 | 533.0809
21 | -51.3451 | -51.3451 | -51.3451 | -51.3451 | -51.3451 | 2798.5604 | 2798.5604 | 2798.5604 | 2798.5604 | 2798.5604 | 0 | 0 | 0 | 0 | 0 | 0 | 0 | 0 | 0 | 0 | 1888.7031 | 1888.7031 | 1888.7031 | 1888.7031 | 1888.7031 | -291.1112 | -291.1112 | -291.1112 | -291.1112 | -291.1112
22 | 0 | 0 | 0 | 0 | 0 | -64819.6813 | -64819.6813 | -64819.6813 | -64819.6813 | -64819.6813 | -8562.8841 | -8562.8841 | -8562.8841 | -8562.8841 | -8562.8841 | -1132.2574 | -1132.2574 | -1132.2574 | -1132.2574 | -1132.2574 | -9420.9182 | -9420.9182 | -9420.9182 | -9420.9182 | -9420.9182 | -7448.7016 | -7448.7016 | -7448.7016 | -7448.7016 | -7448.7016
23 | -10613.4883 | -10613.4883 | -10613.4883 | -10613.4883 | -10613.4883 | -57150.6307 | -55680.1787 | -49502.1116 | -55745.8906 | -54890.8614 | -45222.3141 | -45222.3141 | -45222.3141 | -45222.3141 | -45222.3141 | -36517.662 | -36517.662 | -36517.662 | -36517.662 | -36517.662 | -1542.1267 | -1542.1267 | -1542.1267 | -1542.1267 | -1542.1267 | -4412.0548 | -4412.0548 | -4412.0548 | -4412.0548 | -4412.0548
24 | -51.3451 | -51.3451 | -51.3451 | -51.3451 | -51.3451 | -3754.9196 | -3754.9196 | -3754.9196 | -3754.9196 | -3754.9196 | -74658.5798 | -74658.5798 | -74658.5798 | -74658.5798 | -74658.5798 | -1132.2574 | -1132.2574 | -1132.2574 | -1132.2574 | -1132.2574 | 18478.0477 | 18478.0477 | 18478.0477 | 18478.0477 | 18478.0477 | -1514.3028 | -1514.3028 | -1514.3028 | -1514.3028 | -1514.3028
25 | 0 | 0 | 0 | 0 | 0 | 0 | 0 | 0 | 0 | 0 | -8.2239 | -8.2239 | -8.2239 | -8.2239 | -8.2239 | -10368.9555 | -10368.9555 | -10368.9555 | -10368.9555 | -10368.9555 | -16279.1698 | -16279.1698 | -16279.1698 | -16279.1698 | -16279.1698 | 0 | 0 | 0 | 0 | 0
26 | 0 | 0 | 0 | 0 | 0 | 2520.3568 | 2520.3568 | 2520.3568 | 2520.3568 | 2520.3568 | 0 | 0 | 0 | 0 | 0 | -1132.2574 | -1132.2574 | -1132.2574 | -1132.2574 | -1132.2574 | -822.8717 | -822.8717 | -822.8717 | -822.8717 | -822.8717 | -460.6233 | -460.6233 | -460.6233 | -460.6233 | -460.6233
27 | -51.3451 | -51.3451 | -51.3451 | -51.3451 | -51.3451 | -3754.9196 | -3754.9196 | -3754.9196 | -3754.9196 | -3754.9196 | 0 | 0 | 0 | 0 | 0 | 0 | 0 | 0 | 0 | 0 | 12224.7606 | 12224.7606 | 12224.7606 | 12224.7606 | 12224.7606 | -291.1112 | -291.1112 | -291.1112 | -291.1112 | -291.1112
28 | -3509.6581 | -3509.6581 | -3509.6581 | -3509.6581 | -3509.6581 | -9847.1627 | -9847.1627 | -9847.1627 | -9847.1627 | -9847.1627 | 46030.9459 | 46030.9459 | 46030.9459 | 46030.9459 | 46030.9459 | 210571.7134 | 210571.7134 | 210571.7134 | 210571.7134 | 210571.7134 | -35946.8444 | -35946.8444 | -35946.8444 | -35946.8444 | -35946.8444 | -460.6233 | -460.6233 | -460.6233 | -460.6233 | -460.6233
29 | 0 | 0 | 0 | 0 | 0 | 0 | 0 | 0 | 0 | 0 | 0 | 0 | 0 | 0 | 0 | 0 | 0 | 0 | 0 | 0 | -2.7491 | -2.7491 | -2.7491 | -2.7491 | -2.7491 | 0 | 0 | 0 | 0 | 0
30 | 8427.0222 | 8424.4063 | 8424.4063 | 8220.5406 | 8301.8926 | 31187.8454 | 28297.9977 | 22891.3033 | 11252.3366 | 18344.5113 | -39992.3638 | -40001.7123 | -40001.7123 | -40222.4791 | -40115.4124 | -160306.7248 | -160425.4862 | -160421.1898 | -162780.0028 | -161068.943 | 18751.2072 | 18732.1066 | 18732.1066 | 18094.5324 | 18604.8825 | 1077.765 | 997.4968 | 997.4968 | 182.9207 | 1126.9305
LCC Savings
First Cost | 1197.3753 | 1111.4103 | 1042.9559 | 2178.2255 | 1177.4612 | 252564.1506 | 259401.06 | 190525.4231 | 345182.5706 | 217025.2134 | 20836.3616 | 21474.8849 | 20971.7676 | 22788.5862 | 20580.9462 | -126995.4045 | -122029.6226 | -115700.8633 | -94757.2144 | -122925.7807 | -108452.186 | -108217.244 | -107988.3378 | -104823.3769 | -106651.3718 | -18175.2345 | -17353.4277 | -17944.3502 | -12429.608 | -24614.2752
Replacement | -697.3581 | -701.0792 | -745.9847 | -714.3566 | -747.2207 | 42808.7575 | 45322.3543 | 7626.2916 | 47100.5249 | 6661.6491 | -229072.1109 | -228668.8232 | -228746.7753 | -228667.4369 | -229094.8376 | 35242.4866 | 36944.8983 | 42077.4033 | 43549.3816 | 35798.3648 | -3634.2148 | -3638.382 | -3480.4089 | -3488.8458 | -3204.1809 | -13460.0351 | -13064.5553 | -13550.9029 | -11984.3343 | -18617.9567
Maintenance | 0 | 0 | 0 | 0 | 0 | 11118.7442 | 11435.2891 | 0 | 11080.7588 | -4.2206 | 0 | 0 | 0 | 0 | 0 | 382.0286 | 145.0418 | 347.7694 | 125.7481 | 413.4917 | -4.8365 | 0 | 0 | 0 | 0 | 0 | 0 | 0 | 0 | 0
Property Tax (Net) | 0 | 0 | 0 | 0 | 0 | 0 | 0 | 0 | 0 | 0 | 0 | 0 | 0 | 0 | 0 | 0 | 0 | 0 | 0 | 0 | 0 | 0 | 0 | 0 | 0 | 0 | 0 | 0 | 0 | 0
Loan Payments | 1197.3753 | 1111.4103 | 1042.9559 | 2178.2255 | 1177.4612 | 252564.1506 | 259401.06 | 190525.4231 | 345182.5706 | 217025.2134 | 20836.3616 | 21474.8849 | 20971.7676 | 22788.5862 | 20580.9462 | -126995.4045 | -122029.6226 | -115700.8633 | -94757.2144 | -122925.7807 | -108452.186 | -108217.244 | -107988.3378 | -104823.3769 | -106651.3718 | -18175.2345 | -17353.4277 | -17944.3502 | -12429.608 | -24614.2752
Interest Tax Deduct | -200.9074 | -186.4833 | -174.9974 | -365.4841 | -197.566 | -42377.6934 | -43524.8572 | -31968.2265 | -57918.1215 | -36414.6215 | -3496.1294 | -3603.2671 | -3518.8491 | -3823.6928 | -3453.2733 | 21308.5361 | 20475.3284 | 19413.427 | 15899.296 | 20625.6947 | 18197.1728 | 18157.7519 | 18119.3438 | 17588.2956 | 17895.0145 | 3049.6193 | 2911.7285 | 3010.8793 | 2085.5617 | 4130.0248
Deprecation Tax Deduct | -143.5828 | -133.2743 | -125.0657 | -261.2011 | -141.1948 | -30286.1343 | -31105.9797 | -22846.7839 | -41392.437 | -26024.4961 | -2498.5844 | -2575.1527 | -2514.8216 | -2732.6847 | -2467.9564 | 15228.6058 | 14633.1359 | 13874.2251 | 11362.7754 | 14740.5984 | 13005.0027 | 12976.8298 | 12949.3806 | 12569.8555 | 12789.0588 | 2179.4764 | 2080.9297 | 2151.7899 | 1490.4917 | 2951.6115
Energy Cost Post Tax | -9192.3361 | -8971.115 | -9067.4604 | -8574.5746 | -9084.8088 | -581420.1855 | -635047.7783 | -303458.085 | -797257.6208 | -748048.7123 | -51190.26 | -49405.938 | -44528.8457 | -47181.2226 | -42615.0534 | -234914.3104 | -248884.5763 | -182276.9481 | -240599.6976 | -253601.6788 | -107723.0749 | -101785.8403 | -93083.5849 | -110882.0805 | -123613.086 | -26409.7015 | -24808.5953 | -25395.416 | -22458.3337 | -29015.5985
LCC (-Savings) | -9036.8091 | -8880.5416 | -9070.5522 | -7737.3908 | -8993.3291 | -347592.361 | -393519.9119 | -160121.3807 | -493204.325 | -586805.1881 | -265420.7231 | -262778.296 | -258337.5241 | -259616.4506 | -257050.1744 | -289748.0578 | -298715.7945 | -222264.9865 | -264419.7109 | -304949.31 | -188612.1365 | -182506.8846 | -173483.6073 | -189036.1522 | -202784.5654 | -52815.8755 | -50233.9201 | -51727.9998 | -43296.2226 | -65166.194
LCC Cost Effective | Yes | Yes | Yes | Yes | Yes | Yes | Yes | Yes | Yes | Yes | Yes | Yes | Yes | Yes | Yes | Yes | Yes | Yes | Yes | Yes | Yes | Yes | Yes | Yes | Yes | Yes | Yes | Yes | Yes | Yes
Simple Payback | 2.1 | 2 | 1.9 | 4.1 | 2.1 | 6.9 | 6.6 | 10.2 | 7.1 | 4.9 | 6.6 | 7 | 7.6 | 7.8 | 7.8 | Immediate | Immediate | Immediate | Immediate | Immediate | Immediate | Immediate | Immediate | Immediate | Immediate | Immediate | Immediate | Immediate | Immediate | Immediate
LCC Savings/sf | 1.64 | 1.61 | 1.65 | 1.41 | 1.64 | 0.7 | 0.79 | 0.32 | 0.99 | 1.18 | 10.75 | 10.64 | 10.46 | 10.52 | 10.41 | 3.92 | 4.04 | 3 | 3.57 | 4.12 | 4.37 | 4.22 | 4.01 | 4.37 | 4.69 | 1.57 | 1.49 | 1.53 | 1.28 | 1.93
Floor area, sf | 5500 | 5500 | 5500 | 5500 | 5500 | 498640 | 498640 | 498640 | 498640 | 498640 | 24690 | 24690 | 24690 | 24690 | 24690 | 73970 | 73970 | 73970 | 73970 | 73970 | 43210 | 43210 | 43210 | 43210 | 43210 | 33740 | 33740 | 33740 | 33740 | 33740
Energy Cost needs to be calculated from scenario 2 annual escalation (present value of an annuity), or calculate UPV for the scenario 2 escalation rate
If negtive 1st cost - do negative loan as this is a reductionof the loan effects | [30 empty] | min | avg | max
BCR | 8.5472 | 8.9903 | 9.697 | 4.5522 | 8.6379 | 2.3763 | 2.517 | 1.8404 | 2.4288 | 3.7039 | 13.7383 | 13.2365 | 13.3183 | 12.3924 | 13.4897 | [15 empty] | 1.8404 | 7.9644 | 13.7383
| TRUE | TRUE | TRUE | TRUE | TRUE | TRUE | TRUE | TRUE | TRUE | TRUE | TRUE | TRUE | TRUE | TRUE | TRUE | TRUE | TRUE | TRUE | TRUE | TRUE | TRUE | TRUE | TRUE | TRUE | TRUE | TRUE | TRUE | TRUE | TRUE | TRUE
State Cost Location Index |  | 1 | IS NOT applied on this sheet below! It is applied on "Cost Est Summaray tab" and costs above and on LCC are taken from there!!! - Note that if Cost Est is updated or changed, below should be too!
[12 empty] | 1 | 2 | 3 | 4 | 5 | 6 | 7 | 8 | 9 | 10 | 11
Small Office |  |  | Mechanical |  |  |  |  | Lighting |  |  |  | 1: Small Office; 4: Envelope, Power and Other; 9: Total
| 2A Tampa FL | 3A Atlanta GA | 3B El Paso TX | 4A New York NY | 5A Buffalo NY | 2A Tampa FL | 3A Atlanta GA | 3B El Paso TX | 4A New York NY | 5A Buffalo NY |  |  | 2A Tampa FL | 3A Atlanta GA | 3B El Paso TX | 4A New York NY | 5A Buffalo NY | 2A Tampa FL | 3A Atlanta GA | 3B El Paso TX | 4A New York NY | 5A Buffalo NY
New Construction | -324.0629 | -413.1372 | -481.5916 | -169.8209 | -849.8475 | 1456.1897 | 1456.1897 | 1456.1897 | 1456.1897 | 1456.1897 |  | New Construction | 65.2485 | 68.3578 | 68.3578 | 891.8567 | 571.119 | 1197.3753 | 1111.4103 | 1042.9559 | 2178.2255 | 1177.4612
Maintenance | 0 | 0 | 0 | 0 | 0 | #N/A | #N/A | #N/A | #N/A | #N/A |  | Maintenance | 0 | 0 | 0 | 0 | 0 | #N/A | #N/A | #N/A | #N/A | #N/A
Replacement | [11 empty] | 1: Replacement; 7: 0; 8: 0; 9: 0; 10: 0; 11: 0
1 | 0 | 0 | 0 | 0 | 0 | 0 | 0 | 0 | 0 | 0 |  | Year 1 | 0 | 0 | 0 | 0 | 0 | 0 | 0 | 0 | 0 | 0
2 | 0 | 0 | 0 | 0 | 0 | 0 | 0 | 0 | 0 | 0 |  | 2 | 0 | 0 | 0 | 0 | 0 | 0 | 0 | 0 | 0 | 0
3 | 0 | 0 | 0 | 0 | 0 | -51.3451 | -51.3451 | -51.3451 | -51.3451 | -51.3451 |  | 3 | 0 | 0 | 0 | 0 | 0 | -51.3451 | -51.3451 | -51.3451 | -51.3451 | -51.3451
4 | 0 | 0 | 0 | 0 | 0 | 0 | 0 | 0 | 0 | 0 |  | 4 | 0 | 0 | 0 | 0 | 0 | 0 | 0 | 0 | 0 | 0
5 | 0 | 0 | 0 | 0 | 0 | 0 | 0 | 0 | 0 | 0 |  | 5 | 0 | 0 | 0 | 0 | 0 | 0 | 0 | 0 | 0 | 0
6 | 0 | 0 | 0 | 0 | 0 | -51.3451 | -51.3451 | -51.3451 | -51.3451 | -51.3451 |  | 6 | 0 | 0 | 0 | 0 | 0 | -51.3451 | -51.3451 | -51.3451 | -51.3451 | -51.3451
7 | 0 | 0 | 0 | 0 | 0 | 0 | 0 | 0 | 0 | 0 |  | 7 | 0 | 0 | 0 | 0 | 0 | 0 | 0 | 0 | 0 | 0
8 | 0 | 0 | 0 | 0 | 0 | 0 | 0 | 0 | 0 | 0 |  | 8 | 0 | 0 | 0 | 0 | 0 | 0 | 0 | 0 | 0 | 0
9 | 0 | 0 | 0 | 0 | 0 | -51.3451 | -51.3451 | -51.3451 | -51.3451 | -51.3451 |  | 9 | 0 | 0 | 0 | 0 | 0 | -51.3451 | -51.3451 | -51.3451 | -51.3451 | -51.3451
10 | 0 | 0 | 0 | 0 | 0 | 26.5105 | 26.5105 | 26.5105 | 26.5105 | 26.5105 |  | 10 | 0 | 0 | 0 | 0 | 0 | 26.5105 | 26.5105 | 26.5105 | 26.5105 | 26.5105
11 | 0 | 0 | 0 | 0 | 0 | 0 | 0 | 0 | 0 | 0 |  | 11 | 0 | 0 | 0 | 0 | 0 | 0 | 0 | 0 | 0 | 0
12 | 0 | 0 | 0 | 0 | 0 | -51.3451 | -51.3451 | -51.3451 | -51.3451 | -51.3451 |  | 12 | 0 | 0 | 0 | 0 | 0 | -51.3451 | -51.3451 | -51.3451 | -51.3451 | -51.3451
13 | 0 | 0 | 0 | 0 | 0 | 0 | 0 | 0 | 0 | 0 |  | 13 | 0 | 0 | 0 | 0 | 0 | 0 | 0 | 0 | 0 | 0
14 | 0 | 0 | 0 | 0 | 0 | -3509.6581 | -3509.6581 | -3509.6581 | -3509.6581 | -3509.6581 |  | 14 | 0 | 0 | 0 | 0 | 0 | -3509.6581 | -3509.6581 | -3509.6581 | -3509.6581 | -3509.6581
15 | -184.3617 | -189.6746 | -271.1811 | -101.4555 | -205.9266 | 5234.5473 | 5234.5473 | 5234.5473 | 5234.5473 | 5234.5473 |  | 15 | 0 | 0 | 0 | 0 | 0 | 5050.1856 | 5044.8727 | 4963.3661 | 5133.0917 | 5028.6207
16 | 0 | 0 | 0 | 0 | 0 | 0 | 0 | 0 | 0 | 0 |  | 16 | 0 | 0 | 0 | 0 | 0 | 0 | 0 | 0 | 0 | 0
17 | 0 | 0 | 0 | 0 | 0 | 0 | 0 | 0 | 0 | 0 |  | 17 | 0 | 0 | 0 | 0 | 0 | 0 | 0 | 0 | 0 | 0
18 | 0 | 0 | 0 | 0 | 0 | 3203.0176 | 3203.0176 | 3203.0176 | 3203.0176 | 3203.0176 |  | 18 | 0 | 0 | 0 | 0 | 0 | 3203.0176 | 3203.0176 | 3203.0176 | 3203.0176 | 3203.0176
19 | 0 | 0 | 0 | 0 | 0 | 0 | 0 | 0 | 0 | 0 |  | 19 | 0 | 0 | 0 | 0 | 0 | 0 | 0 | 0 | 0 | 0
20 | 0 | 0 | 0 | 0 | 0 | 26.5105 | 26.5105 | 26.5105 | 26.5105 | 26.5105 |  | 20 | 0 | 0 | 0 | 0 | 0 | 26.5105 | 26.5105 | 26.5105 | 26.5105 | 26.5105
21 | 0 | 0 | 0 | 0 | 0 | -51.3451 | -51.3451 | -51.3451 | -51.3451 | -51.3451 |  | 21 | 0 | 0 | 0 | 0 | 0 | -51.3451 | -51.3451 | -51.3451 | -51.3451 | -51.3451
22 | 0 | 0 | 0 | 0 | 0 | 0 | 0 | 0 | 0 | 0 |  | 22 | 0 | 0 | 0 | 0 | 0 | 0 | 0 | 0 | 0 | 0
23 | 0 | 0 | 0 | 0 | 0 | -10613.4883 | -10613.4883 | -10613.4883 | -10613.4883 | -10613.4883 |  | 23 | 0 | 0 | 0 | 0 | 0 | -10613.4883 | -10613.4883 | -10613.4883 | -10613.4883 | -10613.4883
24 | 0 | 0 | 0 | 0 | 0 | -51.3451 | -51.3451 | -51.3451 | -51.3451 | -51.3451 |  | 24 | 0 | 0 | 0 | 0 | 0 | -51.3451 | -51.3451 | -51.3451 | -51.3451 | -51.3451
25 | 0 | 0 | 0 | 0 | 0 | 0 | 0 | 0 | 0 | 0 |  | 25 | 0 | 0 | 0 | 0 | 0 | 0 | 0 | 0 | 0 | 0
26 | 0 | 0 | 0 | 0 | 0 | 0 | 0 | 0 | 0 | 0 |  | 26 | 0 | 0 | 0 | 0 | 0 | 0 | 0 | 0 | 0 | 0
27 | 0 | 0 | 0 | 0 | 0 | -51.3451 | -51.3451 | -51.3451 | -51.3451 | -51.3451 |  | 27 | 0 | 0 | 0 | 0 | 0 | -51.3451 | -51.3451 | -51.3451 | -51.3451 | -51.3451
28 | 0 | 0 | 0 | 0 | 0 | -3509.6581 | -3509.6581 | -3509.6581 | -3509.6581 | -3509.6581 |  | 28 | 0 | 0 | 0 | 0 | 0 | -3509.6581 | -3509.6581 | -3509.6581 | -3509.6581 | -3509.6581
29 | 0 | 0 | 0 | 0 | 0 | 0 | 0 | 0 | 0 | 0 |  | 29 | 0 | 0 | 0 | 0 | 0 | 0 | 0 | 0 | 0 | 0
30 | 0 | 0 | 0 | 0 | 0 | 8615.0666 | 8615.0666 | 8615.0666 | 8615.0666 | 8615.0666 |  | 30 | -188.0444 | -190.6603 | -190.6603 | -394.526 | -313.174 | 8427.0222 | 8424.4063 | 8424.4063 | 8220.5406 | 8301.8926
Large Office |  |  | Mechanical |  |  |  |  | Lighting |  |  |  | 1: Large Office; 4: Envelope, Power and Other; 9: Total
| 2A Tampa FL | 3A Atlanta GA | 3B El Paso TX | 4A New York NY | 5A Buffalo NY | 2A Tampa FL | 3A Atlanta GA | 3B El Paso TX | 4A New York NY | 5A Buffalo NY |  |  | 2A Tampa FL | 3A Atlanta GA | 3B El Paso TX | 4A New York NY | 5A Buffalo NY | 2A Tampa FL | 3A Atlanta GA | 3B El Paso TX | 4A New York NY | 5A Buffalo NY
New Construction | 9941.1777 | 16536.5632 | -52339.0736 | 34834.2134 | -68409.0072 | 241452.8236 | 241452.8236 | 241452.8236 | 241452.8236 | 241452.8236 |  | New Construction | 1170.1492 | 1411.6732 | 1411.6732 | 68895.5336 | 43981.3969 | 252564.1506 | 259401.06 | 190525.4231 | 345182.5706 | 217025.2134
Maintenance | 647.2352 | 665.6616 | 0 | 645.024 | -0.24569 | #N/A | #N/A | #N/A | #N/A | #N/A |  | Maintenance | 0 | 0 | 0 | 0 | 0 | #N/A | #N/A | #N/A | #N/A | #N/A
Replacement | [11 empty] | 1: Replacement; 7: 0; 8: 0; 9: 0; 10: 0; 11: 0
1 | 0 | 0 | 0 | 0 | 0 | 0 | 0 | 0 | 0 | 0 |  | Year 1 | 0 | 0 | 0 | 0 | 0 | 0 | 0 | 0 | 0 | 0
2 | 0 | 0 | 0 | 0 | 0 | 0 | 0 | 0 | 0 | 0 |  | 2 | 0 | 0 | 0 | 0 | 0 | 0 | 0 | 0 | 0 | 0
3 | 0 | 0 | 0 | 0 | 0 | -3754.9196 | -3754.9196 | -3754.9196 | -3754.9196 | -3754.9196 |  | 3 | 0 | 0 | 0 | 0 | 0 | -3754.9196 | -3754.9196 | -3754.9196 | -3754.9196 | -3754.9196
4 | 0 | 0 | 0 | 0 | 0 | 0 | 0 | 0 | 0 | 0 |  | 4 | 0 | 0 | 0 | 0 | 0 | 0 | 0 | 0 | 0 | 0
5 | 0 | 0 | 0 | 0 | 0 | 0 | 0 | 0 | 0 | 0 |  | 5 | 0 | 0 | 0 | 0 | 0 | 0 | 0 | 0 | 0 | 0
6 | 0 | 0 | 0 | 0 | 0 | -3754.9196 | -3754.9196 | -3754.9196 | -3754.9196 | -3754.9196 |  | 6 | 0 | 0 | 0 | 0 | 0 | -3754.9196 | -3754.9196 | -3754.9196 | -3754.9196 | -3754.9196
7 | 0 | 0 | 0 | 0 | 0 | 0 | 0 | 0 | 0 | 0 |  | 7 | 0 | 0 | 0 | 0 | 0 | 0 | 0 | 0 | 0 | 0
8 | 0 | 0 | 0 | 0 | 0 | 0 | 0 | 0 | 0 | 0 |  | 8 | 0 | 0 | 0 | 0 | 0 | 0 | 0 | 0 | 0 | 0
9 | 0 | 0 | 0 | 0 | 0 | -3754.9196 | -3754.9196 | -3754.9196 | -3754.9196 | -3754.9196 |  | 9 | 0 | 0 | 0 | 0 | 0 | -3754.9196 | -3754.9196 | -3754.9196 | -3754.9196 | -3754.9196
10 | 0 | 0 | 0 | 0 | 0 | 0 | 0 | 0 | 0 | 0 |  | 10 | 0 | 0 | 0 | 0 | 0 | 0 | 0 | 0 | 0 | 0
11 | 0 | 0 | 0 | 0 | 0 | -64819.6813 | -64819.6813 | -64819.6813 | -64819.6813 | -64819.6813 |  | 11 | 0 | 0 | 0 | 0 | 0 | -64819.6813 | -64819.6813 | -64819.6813 | -64819.6813 | -64819.6813
12 | 0 | 0 | 0 | 0 | 0 | -3754.9196 | -3754.9196 | -3754.9196 | -3754.9196 | -3754.9196 |  | 12 | 0 | 0 | 0 | 0 | 0 | -3754.9196 | -3754.9196 | -3754.9196 | -3754.9196 | -3754.9196
13 | 0 | 0 | 0 | 0 | 0 | 2520.3568 | 2520.3568 | 2520.3568 | 2520.3568 | 2520.3568 |  | 13 | 0 | 0 | 0 | 0 | 0 | 2520.3568 | 2520.3568 | 2520.3568 | 2520.3568 | 2520.3568
14 | 0 | 0 | 0 | 0 | 0 | -9847.1627 | -9847.1627 | -9847.1627 | -9847.1627 | -9847.1627 |  | 14 | 0 | 0 | 0 | 0 | 0 | -9847.1627 | -9847.1627 | -9847.1627 | -9847.1627 | -9847.1627
15 | 55306.9123 | 57527.8823 | -14177.0206 | 69875.6277 | -6125.2256 | 183894.2598 | 183894.2598 | 183894.2598 | 183894.2598 | 183894.2598 |  | 15 | 0 | 0 | 0 | 0 | 0 | 239201.1722 | 241422.1421 | 169717.2393 | 253769.8875 | 177769.0342
16 | 0 | 0 | 0 | 0 | 0 | 0 | 0 | 0 | 0 | 0 |  | 16 | 0 | 0 | 0 | 0 | 0 | 0 | 0 | 0 | 0 | 0
17 | 0 | 0 | 0 | 0 | 0 | 0 | 0 | 0 | 0 | 0 |  | 17 | 0 | 0 | 0 | 0 | 0 | 0 | 0 | 0 | 0 | 0
18 | 0 | 0 | 0 | 0 | 0 | 40427.5524 | 40427.5524 | 40427.5524 | 40427.5524 | 40427.5524 |  | 18 | 0 | 0 | 0 | 0 | 0 | 40427.5524 | 40427.5524 | 40427.5524 | 40427.5524 | 40427.5524
19 | 0 | 0 | 0 | 0 | 0 | 0 | 0 | 0 | 0 | 0 |  | 19 | 0 | 0 | 0 | 0 | 0 | 0 | 0 | 0 | 0 | 0
20 | -15838.0816 | -12345.0511 | -10189.365 | -11956.2188 | -14308.1468 | 0 | 0 | 0 | 0 | 0 |  | 20 | 0 | 0 | 0 | 0 | 0 | -15838.0816 | -12345.0511 | -10189.365 | -11956.2188 | -14308.1468
21 | 0 | 0 | 0 | 0 | 0 | 2798.5604 | 2798.5604 | 2798.5604 | 2798.5604 | 2798.5604 |  | 21 | 0 | 0 | 0 | 0 | 0 | 2798.5604 | 2798.5604 | 2798.5604 | 2798.5604 | 2798.5604
22 | 0 | 0 | 0 | 0 | 0 | -64819.6813 | -64819.6813 | -64819.6813 | -64819.6813 | -64819.6813 |  | 22 | 0 | 0 | 0 | 0 | 0 | -64819.6813 | -64819.6813 | -64819.6813 | -64819.6813 | -64819.6813
23 | -267.1529 | 1203.2991 | 7381.3662 | 1137.5872 | 1992.6164 | -56883.4778 | -56883.4778 | -56883.4778 | -56883.4778 | -56883.4778 |  | 23 | 0 | 0 | 0 | 0 | 0 | -57150.6307 | -55680.1787 | -49502.1116 | -55745.8906 | -54890.8614
24 | 0 | 0 | 0 | 0 | 0 | -3754.9196 | -3754.9196 | -3754.9196 | -3754.9196 | -3754.9196 |  | 24 | 0 | 0 | 0 | 0 | 0 | -3754.9196 | -3754.9196 | -3754.9196 | -3754.9196 | -3754.9196
25 | 0 | 0 | 0 | 0 | 0 | 0 | 0 | 0 | 0 | 0 |  | 25 | 0 | 0 | 0 | 0 | 0 | 0 | 0 | 0 | 0 | 0
26 | 0 | 0 | 0 | 0 | 0 | 2520.3568 | 2520.3568 | 2520.3568 | 2520.3568 | 2520.3568 |  | 26 | 0 | 0 | 0 | 0 | 0 | 2520.3568 | 2520.3568 | 2520.3568 | 2520.3568 | 2520.3568
27 | 0 | 0 | 0 | 0 | 0 | -3754.9196 | -3754.9196 | -3754.9196 | -3754.9196 | -3754.9196 |  | 27 | 0 | 0 | 0 | 0 | 0 | -3754.9196 | -3754.9196 | -3754.9196 | -3754.9196 | -3754.9196
28 | 0 | 0 | 0 | 0 | 0 | -9847.1627 | -9847.1627 | -9847.1627 | -9847.1627 | -9847.1627 |  | 28 | 0 | 0 | 0 | 0 | 0 | -9847.1627 | -9847.1627 | -9847.1627 | -9847.1627 | -9847.1627
29 | 0 | 0 | 0 | 0 | 0 | 0 | 0 | 0 | 0 | 0 |  | 29 | 0 | 0 | 0 | 0 | 0 | 0 | 0 | 0 | 0 | 0
30 | 6939.5491 | 4252.8996 | -1153.7948 | 3922.1502 | 4695.0912 | 37346.2252 | 37346.2252 | 37346.2252 | 37346.2252 | 37346.2252 |  | 30 | -13097.9289 | -13301.1271 | -13301.1271 | -30016.0388 | -23696.8051 | 31187.8454 | 28297.9977 | 22891.3033 | 11252.3366 | 18344.5113
Standalone Retail |  |  | Mechanical |  |  |  |  | Lighting |  |  |  | 1: Standalone Retail; 4: Envelope, Power and Other; 9: Total
| 2A Tampa FL | 3A Atlanta GA | 3B El Paso TX | 4A New York NY | 5A Buffalo NY | 2A Tampa FL | 3A Atlanta GA | 3B El Paso TX | 4A New York NY | 5A Buffalo NY |  |  | 2A Tampa FL | 3A Atlanta GA | 3B El Paso TX | 4A New York NY | 5A Buffalo NY | 2A Tampa FL | 3A Atlanta GA | 3B El Paso TX | 4A New York NY | 5A Buffalo NY
New Construction | -4077.7831 | -3465.9437 | -3969.061 | -3046.7397 | -4831.2545 | 23718.5458 | 23718.5458 | 23718.5458 | 23718.5458 | 23718.5458 |  | New Construction | 1195.5989 | 1222.2828 | 1222.2828 | 2116.7801 | 1693.6548 | 20836.3616 | 21474.8849 | 20971.7676 | 22788.5862 | 20580.9462
Maintenance | 0 | 0 | 0 | 0 | 0 | #N/A | #N/A | #N/A | #N/A | #N/A |  | Maintenance | 0 | 0 | 0 | 0 | 0 | #N/A | #N/A | #N/A | #N/A | #N/A
Replacement | [11 empty] | 1: Replacement; 7: 0; 8: 0; 9: 0; 10: 0; 11: 0
1 | 0 | 0 | 0 | 0 | 0 | 0 | 0 | 0 | 0 | 0 |  | Year 1 | 0 | 0 | 0 | 0 | 0 | 0 | 0 | 0 | 0 | 0
2 | 0 | 0 | 0 | 0 | 0 | 0 | 0 | 0 | 0 | 0 |  | 2 | 0 | 0 | 0 | 0 | 0 | 0 | 0 | 0 | 0 | 0
3 | 0 | 0 | 0 | 0 | 0 | 0 | 0 | 0 | 0 | 0 |  | 3 | 0 | 0 | 0 | 0 | 0 | 0 | 0 | 0 | 0 | 0
4 | 0 | 0 | 0 | 0 | 0 | -74658.5798 | -74658.5798 | -74658.5798 | -74658.5798 | -74658.5798 |  | 4 | 0 | 0 | 0 | 0 | 0 | -74658.5798 | -74658.5798 | -74658.5798 | -74658.5798 | -74658.5798
5 | 0 | 0 | 0 | 0 | 0 | -8.2239 | -8.2239 | -8.2239 | -8.2239 | -8.2239 |  | 5 | 0 | 0 | 0 | 0 | 0 | -8.2239 | -8.2239 | -8.2239 | -8.2239 | -8.2239
6 | 0 | 0 | 0 | 0 | 0 | 0 | 0 | 0 | 0 | 0 |  | 6 | 0 | 0 | 0 | 0 | 0 | 0 | 0 | 0 | 0 | 0
7 | 0 | 0 | 0 | 0 | 0 | 0 | 0 | 0 | 0 | 0 |  | 7 | 0 | 0 | 0 | 0 | 0 | 0 | 0 | 0 | 0 | 0
8 | 0 | 0 | 0 | 0 | 0 | -74658.5798 | -74658.5798 | -74658.5798 | -74658.5798 | -74658.5798 |  | 8 | 0 | 0 | 0 | 0 | 0 | -74658.5798 | -74658.5798 | -74658.5798 | -74658.5798 | -74658.5798
9 | 0 | 0 | 0 | 0 | 0 | 0 | 0 | 0 | 0 | 0 |  | 9 | 0 | 0 | 0 | 0 | 0 | 0 | 0 | 0 | 0 | 0
10 | 0 | 0 | 0 | 0 | 0 | -8499.754 | -8499.754 | -8499.754 | -8499.754 | -8499.754 |  | 10 | 0 | 0 | 0 | 0 | 0 | -8499.754 | -8499.754 | -8499.754 | -8499.754 | -8499.754
11 | 0 | 0 | 0 | 0 | 0 | -8562.8841 | -8562.8841 | -8562.8841 | -8562.8841 | -8562.8841 |  | 11 | 0 | 0 | 0 | 0 | 0 | -8562.8841 | -8562.8841 | -8562.8841 | -8562.8841 | -8562.8841
12 | 0 | 0 | 0 | 0 | 0 | -74658.5798 | -74658.5798 | -74658.5798 | -74658.5798 | -74658.5798 |  | 12 | 0 | 0 | 0 | 0 | 0 | -74658.5798 | -74658.5798 | -74658.5798 | -74658.5798 | -74658.5798
13 | 0 | 0 | 0 | 0 | 0 | 0 | 0 | 0 | 0 | 0 |  | 13 | 0 | 0 | 0 | 0 | 0 | 0 | 0 | 0 | 0 | 0
14 | 0 | 0 | 0 | 0 | 0 | 120689.5258 | 120689.5258 | 120689.5258 | 120689.5258 | 120689.5258 |  | 14 | 0 | 0 | 0 | 0 | 0 | 120689.5258 | 120689.5258 | 120689.5258 | 120689.5258 | 120689.5258
15 | -1524.569 | -787.423 | -928.9115 | -663.2768 | -1498.0267 | -8.2239 | -8.2239 | -8.2239 | -8.2239 | -8.2239 |  | 15 | 0 | 0 | 0 | 0 | 0 | -1532.7929 | -795.647 | -937.1354 | -671.5008 | -1506.2507
16 | 0 | 0 | 0 | 0 | 0 | -74658.5798 | -74658.5798 | -74658.5798 | -74658.5798 | -74658.5798 |  | 16 | 0 | 0 | 0 | 0 | 0 | -74658.5798 | -74658.5798 | -74658.5798 | -74658.5798 | -74658.5798
17 | 0 | 0 | 0 | 0 | 0 | 0 | 0 | 0 | 0 | 0 |  | 17 | 0 | 0 | 0 | 0 | 0 | 0 | 0 | 0 | 0 | 0
18 | 0 | 0 | 0 | 0 | 0 | 5631.3744 | 5631.3744 | 5631.3744 | 5631.3744 | 5631.3744 |  | 18 | 0 | 0 | 0 | 0 | 0 | 5631.3744 | 5631.3744 | 5631.3744 | 5631.3744 | 5631.3744
19 | 0 | 0 | 0 | 0 | 0 | 0 | 0 | 0 | 0 | 0 |  | 19 | 0 | 0 | 0 | 0 | 0 | 0 | 0 | 0 | 0 | 0
20 | 0 | 0 | 0 | 0 | 0 | -83158.3339 | -83158.3339 | -83158.3339 | -83158.3339 | -83158.3339 |  | 20 | 0 | 0 | 0 | 0 | 0 | -83158.3339 | -83158.3339 | -83158.3339 | -83158.3339 | -83158.3339
21 | 0 | 0 | 0 | 0 | 0 | 0 | 0 | 0 | 0 | 0 |  | 21 | 0 | 0 | 0 | 0 | 0 | 0 | 0 | 0 | 0 | 0
22 | 0 | 0 | 0 | 0 | 0 | -8562.8841 | -8562.8841 | -8562.8841 | -8562.8841 | -8562.8841 |  | 22 | 0 | 0 | 0 | 0 | 0 | -8562.8841 | -8562.8841 | -8562.8841 | -8562.8841 | -8562.8841
23 | 0 | 0 | 0 | 0 | 0 | -45222.3141 | -45222.3141 | -45222.3141 | -45222.3141 | -45222.3141 |  | 23 | 0 | 0 | 0 | 0 | 0 | -45222.3141 | -45222.3141 | -45222.3141 | -45222.3141 | -45222.3141
24 | 0 | 0 | 0 | 0 | 0 | -74658.5798 | -74658.5798 | -74658.5798 | -74658.5798 | -74658.5798 |  | 24 | 0 | 0 | 0 | 0 | 0 | -74658.5798 | -74658.5798 | -74658.5798 | -74658.5798 | -74658.5798
25 | 0 | 0 | 0 | 0 | 0 | -8.2239 | -8.2239 | -8.2239 | -8.2239 | -8.2239 |  | 25 | 0 | 0 | 0 | 0 | 0 | -8.2239 | -8.2239 | -8.2239 | -8.2239 | -8.2239
26 | 0 | 0 | 0 | 0 | 0 | 0 | 0 | 0 | 0 | 0 |  | 26 | 0 | 0 | 0 | 0 | 0 | 0 | 0 | 0 | 0 | 0
27 | 0 | 0 | 0 | 0 | 0 | 0 | 0 | 0 | 0 | 0 |  | 27 | 0 | 0 | 0 | 0 | 0 | 0 | 0 | 0 | 0 | 0
28 | 0 | 0 | 0 | 0 | 0 | 46030.9459 | 46030.9459 | 46030.9459 | 46030.9459 | 46030.9459 |  | 28 | 0 | 0 | 0 | 0 | 0 | 46030.9459 | 46030.9459 | 46030.9459 | 46030.9459 | 46030.9459
29 | 0 | 0 | 0 | 0 | 0 | 0 | 0 | 0 | 0 | 0 |  | 29 | 0 | 0 | 0 | 0 | 0 | 0 | 0 | 0 | 0 | 0
30 | 0 | 0 | 0 | 0 | 0 | -39319.9816 | -39319.9816 | -39319.9816 | -39319.9816 | -39319.9816 |  | 30 | -672.3821 | -681.7307 | -681.7307 | -902.4974 | -795.4308 | -39992.3638 | -40001.7123 | -40001.7123 | -40222.4791 | -40115.4124
Primary School |  |  | Mechanical |  |  |  |  | Lighting |  |  |  | 1: Primary School; 4: Envelope, Power and Other; 9: Total
| 2A Tampa FL | 3A Atlanta GA | 3B El Paso TX | 4A New York NY | 5A Buffalo NY | 2A Tampa FL | 3A Atlanta GA | 3B El Paso TX | 4A New York NY | 5A Buffalo NY |  |  | 2A Tampa FL | 3A Atlanta GA | 3B El Paso TX | 4A New York NY | 5A Buffalo NY | 2A Tampa FL | 3A Atlanta GA | 3B El Paso TX | 4A New York NY | 5A Buffalo NY
New Construction | -37499.4255 | -33141.6876 | -26812.9283 | -15101.9806 | -37158.0252 | -90553.8079 | -90553.8079 | -90553.8079 | -90553.8079 | -90553.8079 |  | New Construction | 1057.8289 | 1665.873 | 1665.873 | 10898.5741 | 4786.0524 | -126995.4045 | -122029.6226 | -115700.8633 | -94757.2144 | -122925.7807
Maintenance | 22.2383 | 8.4431 | 20.2441 | 7.3199 | 24.0698 | #N/A | #N/A | #N/A | #N/A | #N/A |  | Maintenance | 0 | 0 | 0 | 0 | 0 | #N/A | #N/A | #N/A | #N/A | #N/A
Replacement | [11 empty] | 1: Replacement; 7: 0; 8: 0; 9: 0; 10: 0; 11: 0
1 | 0 | 0 | 0 | 0 | 0 | 0 | 0 | 0 | 0 | 0 |  | Year 1 | 0 | 0 | 0 | 0 | 0 | 0 | 0 | 0 | 0 | 0
2 | 0 | 0 | 0 | 0 | 0 | -1132.2574 | -1132.2574 | -1132.2574 | -1132.2574 | -1132.2574 |  | 2 | 0 | 0 | 0 | 0 | 0 | -1132.2574 | -1132.2574 | -1132.2574 | -1132.2574 | -1132.2574
3 | 0 | 0 | 0 | 0 | 0 | 0 | 0 | 0 | 0 | 0 |  | 3 | 0 | 0 | 0 | 0 | 0 | 0 | 0 | 0 | 0 | 0
4 | 0 | 0 | 0 | 0 | 0 | -1132.2574 | -1132.2574 | -1132.2574 | -1132.2574 | -1132.2574 |  | 4 | 0 | 0 | 0 | 0 | 0 | -1132.2574 | -1132.2574 | -1132.2574 | -1132.2574 | -1132.2574
5 | 0 | 0 | 0 | 0 | 0 | -10368.9555 | -10368.9555 | -10368.9555 | -10368.9555 | -10368.9555 |  | 5 | 0 | 0 | 0 | 0 | 0 | -10368.9555 | -10368.9555 | -10368.9555 | -10368.9555 | -10368.9555
6 | 0 | 0 | 0 | 0 | 0 | -1132.2574 | -1132.2574 | -1132.2574 | -1132.2574 | -1132.2574 |  | 6 | 0 | 0 | 0 | 0 | 0 | -1132.2574 | -1132.2574 | -1132.2574 | -1132.2574 | -1132.2574
7 | 0 | 0 | 0 | 0 | 0 | 0 | 0 | 0 | 0 | 0 |  | 7 | 0 | 0 | 0 | 0 | 0 | 0 | 0 | 0 | 0 | 0
8 | 0 | 0 | 0 | 0 | 0 | -1132.2574 | -1132.2574 | -1132.2574 | -1132.2574 | -1132.2574 |  | 8 | 0 | 0 | 0 | 0 | 0 | -1132.2574 | -1132.2574 | -1132.2574 | -1132.2574 | -1132.2574
9 | 0 | 0 | 0 | 0 | 0 | 0 | 0 | 0 | 0 | 0 |  | 9 | 0 | 0 | 0 | 0 | 0 | 0 | 0 | 0 | 0 | 0
10 | 0 | 0 | 0 | 0 | 0 | -56778.6052 | -56778.6052 | -56778.6052 | -56778.6052 | -56778.6052 |  | 10 | 0 | 0 | 0 | 0 | 0 | -56778.6052 | -56778.6052 | -56778.6052 | -56778.6052 | -56778.6052
11 | 0 | 0 | 0 | 0 | 0 | 0 | 0 | 0 | 0 | 0 |  | 11 | 0 | 0 | 0 | 0 | 0 | 0 | 0 | 0 | 0 | 0
12 | 0 | 0 | 0 | 0 | 0 | -1132.2574 | -1132.2574 | -1132.2574 | -1132.2574 | -1132.2574 |  | 12 | 0 | 0 | 0 | 0 | 0 | -1132.2574 | -1132.2574 | -1132.2574 | -1132.2574 | -1132.2574
13 | 0 | 0 | 0 | 0 | 0 | 0 | 0 | 0 | 0 | 0 |  | 13 | 0 | 0 | 0 | 0 | 0 | 0 | 0 | 0 | 0 | 0
14 | 0 | 0 | 0 | 0 | 0 | 210571.7134 | 210571.7134 | 210571.7134 | 210571.7134 | 210571.7134 |  | 14 | 0 | 0 | 0 | 0 | 0 | 210571.7134 | 210571.7134 | 210571.7134 | 210571.7134 | 210571.7134
15 | -27010.2474 | -23814.8183 | -14498.1922 | -10585.7773 | -25475.291 | 8131.6679 | 8131.6679 | 8131.6679 | 8131.6679 | 8131.6679 |  | 15 | 0 | 0 | 0 | 0 | 0 | -18878.5796 | -15683.1504 | -6366.5244 | -2454.1094 | -17343.6231
16 | 0 | 0 | 0 | 0 | 0 | -1132.2574 | -1132.2574 | -1132.2574 | -1132.2574 | -1132.2574 |  | 16 | 0 | 0 | 0 | 0 | 0 | -1132.2574 | -1132.2574 | -1132.2574 | -1132.2574 | -1132.2574
17 | 0 | 0 | 0 | 0 | 0 | 0 | 0 | 0 | 0 | 0 |  | 17 | 0 | 0 | 0 | 0 | 0 | 0 | 0 | 0 | 0 | 0
18 | 0 | 0 | 0 | 0 | 0 | 3168.3227 | 3168.3227 | 3168.3227 | 3168.3227 | 3168.3227 |  | 18 | 0 | 0 | 0 | 0 | 0 | 3168.3227 | 3168.3227 | 3168.3227 | 3168.3227 | 3168.3227
19 | 0 | 0 | 0 | 0 | 0 | 0 | 0 | 0 | 0 | 0 |  | 19 | 0 | 0 | 0 | 0 | 0 | 0 | 0 | 0 | 0 | 0
20 | -97.1061 | -145.9014 | -149.7282 | -77.8804 | -226.4806 | -56778.6052 | -56778.6052 | -56778.6052 | -56778.6052 | -56778.6052 |  | 20 | 0 | 0 | 0 | 0 | 0 | -56875.7113 | -56924.5066 | -56928.3334 | -56856.4856 | -57005.0858
21 | 0 | 0 | 0 | 0 | 0 | 0 | 0 | 0 | 0 | 0 |  | 21 | 0 | 0 | 0 | 0 | 0 | 0 | 0 | 0 | 0 | 0
22 | 0 | 0 | 0 | 0 | 0 | -1132.2574 | -1132.2574 | -1132.2574 | -1132.2574 | -1132.2574 |  | 22 | 0 | 0 | 0 | 0 | 0 | -1132.2574 | -1132.2574 | -1132.2574 | -1132.2574 | -1132.2574
23 | 0 | 0 | 0 | 0 | 0 | -36517.662 | -36517.662 | -36517.662 | -36517.662 | -36517.662 |  | 23 | 0 | 0 | 0 | 0 | 0 | -36517.662 | -36517.662 | -36517.662 | -36517.662 | -36517.662
24 | 0 | 0 | 0 | 0 | 0 | -1132.2574 | -1132.2574 | -1132.2574 | -1132.2574 | -1132.2574 |  | 24 | 0 | 0 | 0 | 0 | 0 | -1132.2574 | -1132.2574 | -1132.2574 | -1132.2574 | -1132.2574
25 | 0 | 0 | 0 | 0 | 0 | -10368.9555 | -10368.9555 | -10368.9555 | -10368.9555 | -10368.9555 |  | 25 | 0 | 0 | 0 | 0 | 0 | -10368.9555 | -10368.9555 | -10368.9555 | -10368.9555 | -10368.9555
26 | 0 | 0 | 0 | 0 | 0 | -1132.2574 | -1132.2574 | -1132.2574 | -1132.2574 | -1132.2574 |  | 26 | 0 | 0 | 0 | 0 | 0 | -1132.2574 | -1132.2574 | -1132.2574 | -1132.2574 | -1132.2574
27 | 0 | 0 | 0 | 0 | 0 | 0 | 0 | 0 | 0 | 0 |  | 27 | 0 | 0 | 0 | 0 | 0 | 0 | 0 | 0 | 0 | 0
28 | 0 | 0 | 0 | 0 | 0 | 210571.7134 | 210571.7134 | 210571.7134 | 210571.7134 | 210571.7134 |  | 28 | 0 | 0 | 0 | 0 | 0 | 210571.7134 | 210571.7134 | 210571.7134 | 210571.7134 | 210571.7134
29 | 0 | 0 | 0 | 0 | 0 | 0 | 0 | 0 | 0 | 0 |  | 29 | 0 | 0 | 0 | 0 | 0 | 0 | 0 | 0 | 0 | 0
30 | 40.8243 | 95.6228 | 99.9193 | 19.2337 | 186.1102 | -157612.8102 | -157612.8102 | -157612.8102 | -157612.8102 | -157612.8102 |  | 30 | -2734.7388 | -2908.2989 | -2908.2989 | -5186.4263 | -3642.2429 | -160306.7248 | -160425.4862 | -160421.1898 | -162780.0028 | -161068.943
Small Hotel |  |  | Mechanical |  |  |  |  | Lighting |  |  |  | 1: Small Hotel; 4: Envelope, Power and Other; 9: Total
| 2A Tampa FL | 3A Atlanta GA | 3B El Paso TX | 4A New York NY | 5A Buffalo NY | 2A Tampa FL | 3A Atlanta GA | 3B El Paso TX | 4A New York NY | 5A Buffalo NY |  |  | 2A Tampa FL | 3A Atlanta GA | 3B El Paso TX | 4A New York NY | 5A Buffalo NY | 2A Tampa FL | 3A Atlanta GA | 3B El Paso TX | 4A New York NY | 5A Buffalo NY
New Construction | 49124.5395 | 49291.5561 | 49520.4623 | 50109.8676 | 50296.1287 | -157674.5982 | -157674.5982 | -157674.5982 | -157674.5982 | -157674.5982 |  | New Construction | 97.8727 | 165.7981 | 165.7981 | 2741.3536 | 727.0976 | -108452.186 | -108217.244 | -107988.3378 | -104823.3769 | -106651.3718
Maintenance | -0.28154 | 0 | 0 | 0 | 0 | #N/A | #N/A | #N/A | #N/A | #N/A |  | Maintenance | 0 | 0 | 0 | 0 | 0 | #N/A | #N/A | #N/A | #N/A | #N/A
Replacement | [11 empty] | 1: Replacement; 7: 0; 8: 0; 9: 0; 10: 0; 11: 0
1 | 0 | 0 | 0 | 0 | 0 | -2.7491 | -2.7491 | -2.7491 | -2.7491 | -2.7491 |  | Year 1 | 0 | 0 | 0 | 0 | 0 | -2.7491 | -2.7491 | -2.7491 | -2.7491 | -2.7491
2 | 0 | 0 | 0 | 0 | 0 | -725.2112 | -725.2112 | -725.2112 | -725.2112 | -725.2112 |  | 2 | 0 | 0 | 0 | 0 | 0 | -725.2112 | -725.2112 | -725.2112 | -725.2112 | -725.2112
3 | 0 | 0 | 0 | 0 | 0 | 3282.3207 | 3282.3207 | 3282.3207 | 3282.3207 | 3282.3207 |  | 3 | 0 | 0 | 0 | 0 | 0 | 3282.3207 | 3282.3207 | 3282.3207 | 3282.3207 | 3282.3207
4 | 0 | 0 | 0 | 0 | 0 | -1051.7573 | -1051.7573 | -1051.7573 | -1051.7573 | -1051.7573 |  | 4 | 0 | 0 | 0 | 0 | 0 | -1051.7573 | -1051.7573 | -1051.7573 | -1051.7573 | -1051.7573
5 | 0 | 0 | 0 | 0 | 0 | -16279.1698 | -16279.1698 | -16279.1698 | -16279.1698 | -16279.1698 |  | 5 | 0 | 0 | 0 | 0 | 0 | -16279.1698 | -16279.1698 | -16279.1698 | -16279.1698 | -16279.1698
6 | 0 | 0 | 0 | 0 | 0 | 12370.8174 | 12370.8174 | 12370.8174 | 12370.8174 | 12370.8174 |  | 6 | 0 | 0 | 0 | 0 | 0 | 12370.8174 | 12370.8174 | 12370.8174 | 12370.8174 | 12370.8174
7 | 0 | 0 | 0 | 0 | 0 | -1396.3666 | -1396.3666 | -1396.3666 | -1396.3666 | -1396.3666 |  | 7 | 0 | 0 | 0 | 0 | 0 | -1396.3666 | -1396.3666 | -1396.3666 | -1396.3666 | -1396.3666
8 | 0 | 0 | 0 | 0 | 0 | -1051.7573 | -1051.7573 | -1051.7573 | -1051.7573 | -1051.7573 |  | 8 | 0 | 0 | 0 | 0 | 0 | -1051.7573 | -1051.7573 | -1051.7573 | -1051.7573 | -1051.7573
9 | 0 | 0 | 0 | 0 | 0 | 12224.7606 | 12224.7606 | 12224.7606 | 12224.7606 | 12224.7606 |  | 9 | 0 | 0 | 0 | 0 | 0 | 12224.7606 | 12224.7606 | 12224.7606 | 12224.7606 | 12224.7606
10 | 0 | 0 | 0 | 0 | 0 | -17001.632 | -17001.632 | -17001.632 | -17001.632 | -17001.632 |  | 10 | 0 | 0 | 0 | 0 | 0 | -17001.632 | -17001.632 | -17001.632 | -17001.632 | -17001.632
11 | 0 | 0 | 0 | 0 | 0 | -8698.4561 | -8698.4561 | -8698.4561 | -8698.4561 | -8698.4561 |  | 11 | 0 | 0 | 0 | 0 | 0 | -8698.4561 | -8698.4561 | -8698.4561 | -8698.4561 | -8698.4561
12 | 0 | 0 | 0 | 0 | 0 | 17392.0679 | 17392.0679 | 17392.0679 | 17392.0679 | 17392.0679 |  | 12 | 0 | 0 | 0 | 0 | 0 | 17392.0679 | 17392.0679 | 17392.0679 | 17392.0679 | 17392.0679
13 | 0 | 0 | 0 | 0 | 0 | -100.4095 | -100.4095 | -100.4095 | -100.4095 | -100.4095 |  | 13 | 0 | 0 | 0 | 0 | 0 | -100.4095 | -100.4095 | -100.4095 | -100.4095 | -100.4095
14 | 0 | 0 | 0 | 0 | 0 | -35620.2983 | -35620.2983 | -35620.2983 | -35620.2983 | -35620.2983 |  | 14 | 0 | 0 | 0 | 0 | 0 | -35620.2983 | -35620.2983 | -35620.2983 | -35620.2983 | -35620.2983
15 | 45467.3502 | 45470.3098 | 45757.042 | 46092.9954 | 46328.5084 | -12994.1 | -12994.1 | -12994.1 | -12994.1 | -12994.1 |  | 15 | 0 | 0 | 0 | 0 | 0 | 32473.2502 | 32476.2098 | 32762.9419 | 33098.8954 | 33334.4083
16 | 0 | 0 | 0 | 0 | 0 | 1403.1301 | 1403.1301 | 1403.1301 | 1403.1301 | 1403.1301 |  | 16 | 0 | 0 | 0 | 0 | 0 | 1403.1301 | 1403.1301 | 1403.1301 | 1403.1301 | 1403.1301
17 | 0 | 0 | 0 | 0 | 0 | -721.7755 | -721.7755 | -721.7755 | -721.7755 | -721.7755 |  | 17 | 0 | 0 | 0 | 0 | 0 | -721.7755 | -721.7755 | -721.7755 | -721.7755 | -721.7755
18 | 0 | 0 | 0 | 0 | 0 | 26700.6703 | 26700.6703 | 26700.6703 | 26700.6703 | 26700.6703 |  | 18 | 0 | 0 | 0 | 0 | 0 | 26700.6703 | 26700.6703 | 26700.6703 | 26700.6703 | 26700.6703
19 | 0 | 0 | 0 | 0 | 0 | -2.7491 | -2.7491 | -2.7491 | -2.7491 | -2.7491 |  | 19 | 0 | 0 | 0 | 0 | 0 | -2.7491 | -2.7491 | -2.7491 | -2.7491 | -2.7491
20 | 0 | 0 | 0 | 0 | 0 | -17328.178 | -17328.178 | -17328.178 | -17328.178 | -17328.178 |  | 20 | 0 | 0 | 0 | 0 | 0 | -17328.178 | -17328.178 | -17328.178 | -17328.178 | -17328.178
21 | 0 | 0 | 0 | 0 | 0 | 1888.7031 | 1888.7031 | 1888.7031 | 1888.7031 | 1888.7031 |  | 21 | 0 | 0 | 0 | 0 | 0 | 1888.7031 | 1888.7031 | 1888.7031 | 1888.7031 | 1888.7031
22 | 0 | 0 | 0 | 0 | 0 | -9420.9182 | -9420.9182 | -9420.9182 | -9420.9182 | -9420.9182 |  | 22 | 0 | 0 | 0 | 0 | 0 | -9420.9182 | -9420.9182 | -9420.9182 | -9420.9182 | -9420.9182
23 | 0 | 0 | 0 | 0 | 0 | -1542.1267 | -1542.1267 | -1542.1267 | -1542.1267 | -1542.1267 |  | 23 | 0 | 0 | 0 | 0 | 0 | -1542.1267 | -1542.1267 | -1542.1267 | -1542.1267 | -1542.1267
24 | 0 | 0 | 0 | 0 | 0 | 18478.0477 | 18478.0477 | 18478.0477 | 18478.0477 | 18478.0477 |  | 24 | 0 | 0 | 0 | 0 | 0 | 18478.0477 | 18478.0477 | 18478.0477 | 18478.0477 | 18478.0477
25 | 0 | 0 | 0 | 0 | 0 | -16279.1698 | -16279.1698 | -16279.1698 | -16279.1698 | -16279.1698 |  | 25 | 0 | 0 | 0 | 0 | 0 | -16279.1698 | -16279.1698 | -16279.1698 | -16279.1698 | -16279.1698
26 | 0 | 0 | 0 | 0 | 0 | -822.8717 | -822.8717 | -822.8717 | -822.8717 | -822.8717 |  | 26 | 0 | 0 | 0 | 0 | 0 | -822.8717 | -822.8717 | -822.8717 | -822.8717 | -822.8717
27 | 0 | 0 | 0 | 0 | 0 | 12224.7606 | 12224.7606 | 12224.7606 | 12224.7606 | 12224.7606 |  | 27 | 0 | 0 | 0 | 0 | 0 | 12224.7606 | 12224.7606 | 12224.7606 | 12224.7606 | 12224.7606
28 | 0 | 0 | 0 | 0 | 0 | -35946.8444 | -35946.8444 | -35946.8444 | -35946.8444 | -35946.8444 |  | 28 | 0 | 0 | 0 | 0 | 0 | -35946.8444 | -35946.8444 | -35946.8444 | -35946.8444 | -35946.8444
29 | 0 | 0 | 0 | 0 | 0 | -2.7491 | -2.7491 | -2.7491 | -2.7491 | -2.7491 |  | 29 | 0 | 0 | 0 | 0 | 0 | -2.7491 | -2.7491 | -2.7491 | -2.7491 | -2.7491
30 | -1313.3787 | -1313.3787 | -1313.3787 | -1313.3787 | -1313.3787 | 20614.2985 | 20614.2985 | 20614.2985 | 20614.2985 | 20614.2985 |  | 30 | -549.7125 | -568.8131 | -568.8131 | -1206.3873 | -696.0372 | 18751.2072 | 18732.1066 | 18732.1066 | 18094.5324 | 18604.8825
Mid-rise Apartment |  |  | Mechanical |  |  |  |  | Lighting |  |  |  | 1: Mid-rise Apartment; 4: Envelope, Power and Other; 9: Total
| 2A Tampa FL | 3A Atlanta GA | 3B El Paso TX | 4A New York NY | 5A Buffalo NY | 2A Tampa FL | 3A Atlanta GA | 3B El Paso TX | 4A New York NY | 5A Buffalo NY |  |  | 2A Tampa FL | 3A Atlanta GA | 3B El Paso TX | 4A New York NY | 5A Buffalo NY | 2A Tampa FL | 3A Atlanta GA | 3B El Paso TX | 4A New York NY | 5A Buffalo NY
New Construction | 0 | 0 | 0 | 0 | 0 | -12738.8275 | -12738.8275 | -12738.8275 | -12738.8275 | -12738.8275 |  | New Construction | 0 | 313.3602 | 313.3602 | 3614.2927 | -119.8939 | -12738.8275 | -12425.4673 | -12425.4673 | -9124.5347 | -12858.7214
Maintenance | 0 | 0 | 0 | 0 | 0 | #N/A | #N/A | #N/A | #N/A | #N/A |  | Maintenance | 0 | 0 | 0 | 0 | 0 | #N/A | #N/A | #N/A | #N/A | #N/A
Replacement | [11 empty] | 1: Replacement; 7: 0; 8: 0; 9: 0; 10: 0; 11: 0
1 | 0 | 0 | 0 | 0 | 0 | 0 | 0 | 0 | 0 | 0 |  | Year 1 | 0 | 0 | 0 | 0 | 0 | 0 | 0 | 0 | 0 | 0
2 | 0 | 0 | 0 | 0 | 0 | -460.6233 | -460.6233 | -460.6233 | -460.6233 | -460.6233 |  | 2 | 0 | 0 | 0 | 0 | 0 | -460.6233 | -460.6233 | -460.6233 | -460.6233 | -460.6233
3 | 0 | 0 | 0 | 0 | 0 | -291.1112 | -291.1112 | -291.1112 | -291.1112 | -291.1112 |  | 3 | 0 | 0 | 0 | 0 | 0 | -291.1112 | -291.1112 | -291.1112 | -291.1112 | -291.1112
4 | 0 | 0 | 0 | 0 | 0 | -460.6233 | -460.6233 | -460.6233 | -460.6233 | -460.6233 |  | 4 | 0 | 0 | 0 | 0 | 0 | -460.6233 | -460.6233 | -460.6233 | -460.6233 | -460.6233
5 | 0 | 0 | 0 | 0 | 0 | 0 | 0 | 0 | 0 | 0 |  | 5 | 0 | 0 | 0 | 0 | 0 | 0 | 0 | 0 | 0 | 0
6 | 0 | 0 | 0 | 0 | 0 | -751.7345 | -751.7345 | -751.7345 | -751.7345 | -751.7345 |  | 6 | 0 | 0 | 0 | 0 | 0 | -751.7345 | -751.7345 | -751.7345 | -751.7345 | -751.7345
7 | 0 | 0 | 0 | 0 | 0 | 0 | 0 | 0 | 0 | 0 |  | 7 | 0 | 0 | 0 | 0 | 0 | 0 | 0 | 0 | 0 | 0
8 | 0 | 0 | 0 | 0 | 0 | -460.6233 | -460.6233 | -460.6233 | -460.6233 | -460.6233 |  | 8 | 0 | 0 | 0 | 0 | 0 | -460.6233 | -460.6233 | -460.6233 | -460.6233 | -460.6233
9 | 0 | 0 | 0 | 0 | 0 | -291.1112 | -291.1112 | -291.1112 | -291.1112 | -291.1112 |  | 9 | 0 | 0 | 0 | 0 | 0 | -291.1112 | -291.1112 | -291.1112 | -291.1112 | -291.1112
10 | 0 | 0 | 0 | 0 | 0 | -460.6233 | -460.6233 | -460.6233 | -460.6233 | -460.6233 |  | 10 | 0 | 0 | 0 | 0 | 0 | -460.6233 | -460.6233 | -460.6233 | -460.6233 | -460.6233
11 | 0 | 0 | 0 | 0 | 0 | -6988.0783 | -6988.0783 | -6988.0783 | -6988.0783 | -6988.0783 |  | 11 | 0 | 0 | 0 | 0 | 0 | -6988.0783 | -6988.0783 | -6988.0783 | -6988.0783 | -6988.0783
12 | 0 | 0 | 0 | 0 | 0 | -1514.3028 | -1514.3028 | -1514.3028 | -1514.3028 | -1514.3028 |  | 12 | 0 | 0 | 0 | 0 | 0 | -1514.3028 | -1514.3028 | -1514.3028 | -1514.3028 | -1514.3028
13 | 0 | 0 | 0 | 0 | 0 | 0 | 0 | 0 | 0 | 0 |  | 13 | 0 | 0 | 0 | 0 | 0 | 0 | 0 | 0 | 0 | 0
14 | 0 | 0 | 0 | 0 | 0 | -460.6233 | -460.6233 | -460.6233 | -460.6233 | -460.6233 |  | 14 | 0 | 0 | 0 | 0 | 0 | -460.6233 | -460.6233 | -460.6233 | -460.6233 | -460.6233
15 | 0 | 0 | 0 | 0 | 0 | -291.1112 | -291.1112 | -291.1112 | -291.1112 | -291.1112 |  | 15 | 0 | 0 | 0 | 0 | 0 | -291.1112 | -291.1112 | -291.1112 | -291.1112 | -291.1112
16 | 0 | 0 | 0 | 0 | 0 | 5569.3523 | 5569.3523 | 5569.3523 | 5569.3523 | 5569.3523 |  | 16 | 0 | 0 | 0 | 0 | 0 | 5569.3523 | 5569.3523 | 5569.3523 | 5569.3523 | 5569.3523
17 | 0 | 0 | 0 | 0 | 0 | 0 | 0 | 0 | 0 | 0 |  | 17 | 0 | 0 | 0 | 0 | 0 | 0 | 0 | 0 | 0 | 0
18 | 0 | 0 | 0 | 0 | 0 | 3843.97 | 3843.97 | 3843.97 | 3843.97 | 3843.97 |  | 18 | 0 | 0 | 0 | 0 | 0 | 3843.97 | 3843.97 | 3843.97 | 3843.97 | 3843.97
19 | 0 | 0 | 0 | 0 | 0 | 0 | 0 | 0 | 0 | 0 |  | 19 | 0 | 0 | 0 | 0 | 0 | 0 | 0 | 0 | 0 | 0
20 | 0 | 0 | 0 | 0 | 0 | 533.0809 | 533.0809 | 533.0809 | 533.0809 | 533.0809 |  | 20 | 0 | 0 | 0 | 0 | 0 | 533.0809 | 533.0809 | 533.0809 | 533.0809 | 533.0809
21 | 0 | 0 | 0 | 0 | 0 | -291.1112 | -291.1112 | -291.1112 | -291.1112 | -291.1112 |  | 21 | 0 | 0 | 0 | 0 | 0 | -291.1112 | -291.1112 | -291.1112 | -291.1112 | -291.1112
22 | 0 | 0 | 0 | 0 | 0 | -7448.7016 | -7448.7016 | -7448.7016 | -7448.7016 | -7448.7016 |  | 22 | 0 | 0 | 0 | 0 | 0 | -7448.7016 | -7448.7016 | -7448.7016 | -7448.7016 | -7448.7016
23 | 0 | 0 | 0 | 0 | 0 | -4412.0548 | -4412.0548 | -4412.0548 | -4412.0548 | -4412.0548 |  | 23 | 0 | 0 | 0 | 0 | 0 | -4412.0548 | -4412.0548 | -4412.0548 | -4412.0548 | -4412.0548
24 | 0 | 0 | 0 | 0 | 0 | -1514.3028 | -1514.3028 | -1514.3028 | -1514.3028 | -1514.3028 |  | 24 | 0 | 0 | 0 | 0 | 0 | -1514.3028 | -1514.3028 | -1514.3028 | -1514.3028 | -1514.3028
25 | 0 | 0 | 0 | 0 | 0 | 0 | 0 | 0 | 0 | 0 |  | 25 | 0 | 0 | 0 | 0 | 0 | 0 | 0 | 0 | 0 | 0
26 | 0 | 0 | 0 | 0 | 0 | -460.6233 | -460.6233 | -460.6233 | -460.6233 | -460.6233 |  | 26 | 0 | 0 | 0 | 0 | 0 | -460.6233 | -460.6233 | -460.6233 | -460.6233 | -460.6233
27 | 0 | 0 | 0 | 0 | 0 | -291.1112 | -291.1112 | -291.1112 | -291.1112 | -291.1112 |  | 27 | 0 | 0 | 0 | 0 | 0 | -291.1112 | -291.1112 | -291.1112 | -291.1112 | -291.1112
28 | 0 | 0 | 0 | 0 | 0 | -460.6233 | -460.6233 | -460.6233 | -460.6233 | -460.6233 |  | 28 | 0 | 0 | 0 | 0 | 0 | -460.6233 | -460.6233 | -460.6233 | -460.6233 | -460.6233
29 | 0 | 0 | 0 | 0 | 0 | 0 | 0 | 0 | 0 | 0 |  | 29 | 0 | 0 | 0 | 0 | 0 | 0 | 0 | 0 | 0 | 0
30 | 0 | 0 | 0 | 0 | 0 | 1943.5851 | 1943.5851 | 1943.5851 | 1943.5851 | 1943.5851 |  | 30 | -865.8202 | -946.0883 | -946.0883 | -1760.6645 | -816.6546 | 1077.765 | 997.4968 | 997.4968 | 182.9207 | 1126.9305
Note on B52: Reid Hart: First cost not included because loan payments are included
Note on B60: Reid Hart: This formula needs to be updated to properly split costs and savings

## LCC Sc 3
Commercial Energy Code Adoption Cost Effectiveness - LCC Savings Calculation - Scenario 3 | [10 empty] | US National
[26 empty] | 7 | 8 | 9 | 10 | 11
Scalar method based on ASHRAE 90.1 method and economic factors; adjusted to include PV of replacement costs
| Small Office |  |  |  |  | Large Office |  |  |  |  | Standalone Retail |  |  |  |  | Primary School |  |  |  |  | Small Hotel |  |  |  |  | Mid-rise Apartment
| 2A Tampa FL | 3A Atlanta GA | 3B El Paso TX | 4A New York NY | 5A Buffalo NY | 2A Tampa FL | 3A Atlanta GA | 3B El Paso TX | 4A New York NY | 5A Buffalo NY | 2A Tampa FL | 3A Atlanta GA | 3B El Paso TX | 4A New York NY | 5A Buffalo NY | 2A Tampa FL | 3A Atlanta GA | 3B El Paso TX | 4A New York NY | 5A Buffalo NY | 2A Tampa FL | 3A Atlanta GA | 3B El Paso TX | 4A New York NY | 5A Buffalo NY | 2A Tampa FL | 3A Atlanta GA | 3B El Paso TX | 4A New York NY | 5A Buffalo NY
New Construction | 1197.3753 | 1111.4103 | 1042.9559 | 2178.2255 | 1177.4612 | 252564.1506 | 259401.06 | 190525.4231 | 345182.5706 | 217025.2134 | 20836.3616 | 21474.8849 | 20971.7676 | 22788.5862 | 20580.9462 | -126995.4045 | -122029.6226 | -115700.8633 | -94757.2144 | -122925.7807 | -108452.186 | -108217.244 | -107988.3378 | -104823.3769 | -106651.3718 | -18175.2345 | -17353.4277 | -17944.3502 | -12429.608 | -24614.2752
Maintenance | 0 | 0 | 0 | 0 | 0 | 647.2352 | 665.6616 | 0 | 645.024 | -0.24569 | 0 | 0 | 0 | 0 | 0 | 22.2383 | 8.4431 | 20.2441 | 7.3199 | 24.0698 | -0.28154 | 0 | 0 | 0 | 0 | 0 | 0 | 0 | 0 | 0 | 2039.7089
Electricity Cost Savings | 568.6869 | 556.0244 | 561.3708 | 532.1064 | 568.6869 | 34182.5597 | 29533.4525 | 18430.691 | 30004.7789 | 21906.4066 | 3175.1922 | 3100.6242 | 2784.0617 | 3007.2031 | 2717.6539 | 14495.1859 | 15207.3812 | 11330.9679 | 14466.2029 | 15079.9121 | 6457.5937 | 6199.2787 | 5629.1848 | 6818.6156 | 7603.972 | 1640.4972 | 1563.9595 | 1574.3708 | 1409.7583 | 1777.2522 | 262883.6321
Gas Cost Savings | 0 | -0.94782 | -0.37913 | -1.5165 | -6.1608 | 1655.173 | 9033.4554 | 317.5187 | 17890.8064 | 22571.5065 | -7.6773 | -40.8509 | -27.1076 | -81.7966 | -75.2567 | 35.0692 | 175.9149 | -50.3291 | 387.6572 | 564.2355 | 191.4591 | 90.5165 | 119.8989 | 38.1022 | 40.1874 | -6.1608 | -27.0128 | -3.033 | -18.8616 | 16.492 | 52780.9024
Total Energy Cost Savings | 568.6869 | 555.0766 | 560.9917 | 530.5899 | 562.5261 | 35837.7328 | 38566.9079 | 18748.2097 | 47895.5852 | 44477.913 | 3167.5149 | 3059.7733 | 2756.9541 | 2925.4065 | 2642.3972 | 14530.2552 | 15383.2961 | 11280.6388 | 14853.8601 | 15644.1476 | 6649.0527 | 6289.7952 | 5749.0836 | 6856.7179 | 7644.1595 | 1634.3364 | 1536.9467 | 1571.3378 | 1390.8968 | 1793.7443 | 315664.5345
Replacement
1 | 0 | 0 | 0 | 0 | 0 | 0 | 0 | 0 | 0 | 0 | 0 | 0 | 0 | 0 | 0 | 0 | 0 | 0 | 0 | 0 | -2.7491 | -2.7491 | -2.7491 | -2.7491 | -2.7491 | 0 | 0 | 0 | 0 | 0
2 | 0 | 0 | 0 | 0 | 0 | 0 | 0 | 0 | 0 | 0 | 0 | 0 | 0 | 0 | 0 | -1132.2574 | -1132.2574 | -1132.2574 | -1132.2574 | -1132.2574 | -725.2112 | -725.2112 | -725.2112 | -725.2112 | -725.2112 | -460.6233 | -460.6233 | -460.6233 | -460.6233 | -460.6233
3 | -51.3451 | -51.3451 | -51.3451 | -51.3451 | -51.3451 | -3754.9196 | -3754.9196 | -3754.9196 | -3754.9196 | -3754.9196 | 0 | 0 | 0 | 0 | 0 | 0 | 0 | 0 | 0 | 0 | 3282.3207 | 3282.3207 | 3282.3207 | 3282.3207 | 3282.3207 | -291.1112 | -291.1112 | -291.1112 | -291.1112 | -291.1112
4 | 0 | 0 | 0 | 0 | 0 | 0 | 0 | 0 | 0 | 0 | -74658.5798 | -74658.5798 | -74658.5798 | -74658.5798 | -74658.5798 | -1132.2574 | -1132.2574 | -1132.2574 | -1132.2574 | -1132.2574 | -1051.7573 | -1051.7573 | -1051.7573 | -1051.7573 | -1051.7573 | -460.6233 | -460.6233 | -460.6233 | -460.6233 | -460.6233
5 | 0 | 0 | 0 | 0 | 0 | 0 | 0 | 0 | 0 | 0 | -8.2239 | -8.2239 | -8.2239 | -8.2239 | -8.2239 | -10368.9555 | -10368.9555 | -10368.9555 | -10368.9555 | -10368.9555 | -16279.1698 | -16279.1698 | -16279.1698 | -16279.1698 | -16279.1698 | 0 | 0 | 0 | 0 | 0
6 | -51.3451 | -51.3451 | -51.3451 | -51.3451 | -51.3451 | -3754.9196 | -3754.9196 | -3754.9196 | -3754.9196 | -3754.9196 | 0 | 0 | 0 | 0 | 0 | -1132.2574 | -1132.2574 | -1132.2574 | -1132.2574 | -1132.2574 | 12370.8174 | 12370.8174 | 12370.8174 | 12370.8174 | 12370.8174 | -751.7345 | -751.7345 | -751.7345 | -751.7345 | -751.7345
7 | 0 | 0 | 0 | 0 | 0 | 0 | 0 | 0 | 0 | 0 | 0 | 0 | 0 | 0 | 0 | 0 | 0 | 0 | 0 | 0 | -1396.3666 | -1396.3666 | -1396.3666 | -1396.3666 | -1396.3666 | 0 | 0 | 0 | 0 | 0
8 | 0 | 0 | 0 | 0 | 0 | 0 | 0 | 0 | 0 | 0 | -74658.5798 | -74658.5798 | -74658.5798 | -74658.5798 | -74658.5798 | -1132.2574 | -1132.2574 | -1132.2574 | -1132.2574 | -1132.2574 | -1051.7573 | -1051.7573 | -1051.7573 | -1051.7573 | -1051.7573 | -460.6233 | -460.6233 | -460.6233 | -460.6233 | -460.6233
9 | -51.3451 | -51.3451 | -51.3451 | -51.3451 | -51.3451 | -3754.9196 | -3754.9196 | -3754.9196 | -3754.9196 | -3754.9196 | 0 | 0 | 0 | 0 | 0 | 0 | 0 | 0 | 0 | 0 | 12224.7606 | 12224.7606 | 12224.7606 | 12224.7606 | 12224.7606 | -291.1112 | -291.1112 | -291.1112 | -291.1112 | -291.1112
10 | 26.5105 | 26.5105 | 26.5105 | 26.5105 | 26.5105 | 0 | 0 | 0 | 0 | 0 | -8499.754 | -8499.754 | -8499.754 | -8499.754 | -8499.754 | -56778.6052 | -56778.6052 | -56778.6052 | -56778.6052 | -56778.6052 | -17001.632 | -17001.632 | -17001.632 | -17001.632 | -17001.632 | -460.6233 | -460.6233 | -460.6233 | -460.6233 | -460.6233
11 | 0 | 0 | 0 | 0 | 0 | -64819.6813 | -64819.6813 | -64819.6813 | -64819.6813 | -64819.6813 | -8562.8841 | -8562.8841 | -8562.8841 | -8562.8841 | -8562.8841 | 0 | 0 | 0 | 0 | 0 | -8698.4561 | -8698.4561 | -8698.4561 | -8698.4561 | -8698.4561 | -6988.0783 | -6988.0783 | -6988.0783 | -6988.0783 | -6988.0783
12 | -51.3451 | -51.3451 | -51.3451 | -51.3451 | -51.3451 | -3754.9196 | -3754.9196 | -3754.9196 | -3754.9196 | -3754.9196 | -74658.5798 | -74658.5798 | -74658.5798 | -74658.5798 | -74658.5798 | -1132.2574 | -1132.2574 | -1132.2574 | -1132.2574 | -1132.2574 | 17392.0679 | 17392.0679 | 17392.0679 | 17392.0679 | 17392.0679 | -1514.3028 | -1514.3028 | -1514.3028 | -1514.3028 | -1514.3028
13 | 0 | 0 | 0 | 0 | 0 | 2520.3568 | 2520.3568 | 2520.3568 | 2520.3568 | 2520.3568 | 0 | 0 | 0 | 0 | 0 | 0 | 0 | 0 | 0 | 0 | -100.4095 | -100.4095 | -100.4095 | -100.4095 | -100.4095 | 0 | 0 | 0 | 0 | 0
14 | -3509.6581 | -3509.6581 | -3509.6581 | -3509.6581 | -3509.6581 | -9847.1627 | -9847.1627 | -9847.1627 | -9847.1627 | -9847.1627 | 120689.5258 | 120689.5258 | 120689.5258 | 120689.5258 | 120689.5258 | 210571.7134 | 210571.7134 | 210571.7134 | 210571.7134 | 210571.7134 | -35620.2983 | -35620.2983 | -35620.2983 | -35620.2983 | -35620.2983 | -460.6233 | -460.6233 | -460.6233 | -460.6233 | -460.6233
15 | 5050.1856 | 5044.8727 | 4963.3661 | 5133.0917 | 5028.6207 | 239201.1722 | 241422.1421 | 169717.2393 | 253769.8875 | 177769.0342 | -1532.7929 | -795.647 | -937.1354 | -671.5008 | -1506.2507 | -18878.5796 | -15683.1504 | -6366.5244 | -2454.1094 | -17343.6231 | 32473.2502 | 32476.2098 | 32762.9419 | 33098.8954 | 33334.4083 | -8387.9409 | -7625.8941 | -8508.649 | -5216.4323 | -17777.0171
16 | 0 | 0 | 0 | 0 | 0 | 0 | 0 | 0 | 0 | 0 | -74658.5798 | -74658.5798 | -74658.5798 | -74658.5798 | -74658.5798 | -1132.2574 | -1132.2574 | -1132.2574 | -1132.2574 | -1132.2574 | 1403.1301 | 1403.1301 | 1403.1301 | 1403.1301 | 1403.1301 | 5569.3523 | 5569.3523 | 5569.3523 | 5569.3523 | 5569.3523
17 | 0 | 0 | 0 | 0 | 0 | 0 | 0 | 0 | 0 | 0 | 0 | 0 | 0 | 0 | 0 | 0 | 0 | 0 | 0 | 0 | -721.7755 | -721.7755 | -721.7755 | -721.7755 | -721.7755 | 0 | 0 | 0 | 0 | 0
18 | 3203.0176 | 3203.0176 | 3203.0176 | 3203.0176 | 3203.0176 | 40427.5524 | 40427.5524 | 40427.5524 | 40427.5524 | 40427.5524 | 5631.3744 | 5631.3744 | 5631.3744 | 5631.3744 | 5631.3744 | 3168.3227 | 3168.3227 | 3168.3227 | 3168.3227 | 3168.3227 | 26700.6703 | 26700.6703 | 26700.6703 | 26700.6703 | 26700.6703 | 3843.97 | 3843.97 | 3843.97 | 3843.97 | 3843.97
19 | 0 | 0 | 0 | 0 | 0 | 0 | 0 | 0 | 0 | 0 | 0 | 0 | 0 | 0 | 0 | 0 | 0 | 0 | 0 | 0 | -2.7491 | -2.7491 | -2.7491 | -2.7491 | -2.7491 | 0 | 0 | 0 | 0 | 0
20 | 26.5105 | 26.5105 | 26.5105 | 26.5105 | 26.5105 | -15838.0816 | -12345.0511 | -10189.365 | -11956.2188 | -14308.1468 | -83158.3339 | -83158.3339 | -83158.3339 | -83158.3339 | -83158.3339 | -56875.7113 | -56924.5066 | -56928.3334 | -56856.4856 | -57005.0858 | -17328.178 | -17328.178 | -17328.178 | -17328.178 | -17328.178 | 533.0809 | 533.0809 | 533.0809 | 533.0809 | 533.0809
21 | -51.3451 | -51.3451 | -51.3451 | -51.3451 | -51.3451 | 2798.5604 | 2798.5604 | 2798.5604 | 2798.5604 | 2798.5604 | 0 | 0 | 0 | 0 | 0 | 0 | 0 | 0 | 0 | 0 | 1888.7031 | 1888.7031 | 1888.7031 | 1888.7031 | 1888.7031 | -291.1112 | -291.1112 | -291.1112 | -291.1112 | -291.1112
22 | 0 | 0 | 0 | 0 | 0 | -64819.6813 | -64819.6813 | -64819.6813 | -64819.6813 | -64819.6813 | -8562.8841 | -8562.8841 | -8562.8841 | -8562.8841 | -8562.8841 | -1132.2574 | -1132.2574 | -1132.2574 | -1132.2574 | -1132.2574 | -9420.9182 | -9420.9182 | -9420.9182 | -9420.9182 | -9420.9182 | -7448.7016 | -7448.7016 | -7448.7016 | -7448.7016 | -7448.7016
23 | -10613.4883 | -10613.4883 | -10613.4883 | -10613.4883 | -10613.4883 | -57150.6307 | -55680.1787 | -49502.1116 | -55745.8906 | -54890.8614 | -45222.3141 | -45222.3141 | -45222.3141 | -45222.3141 | -45222.3141 | -36517.662 | -36517.662 | -36517.662 | -36517.662 | -36517.662 | -1542.1267 | -1542.1267 | -1542.1267 | -1542.1267 | -1542.1267 | -4412.0548 | -4412.0548 | -4412.0548 | -4412.0548 | -4412.0548
24 | -51.3451 | -51.3451 | -51.3451 | -51.3451 | -51.3451 | -3754.9196 | -3754.9196 | -3754.9196 | -3754.9196 | -3754.9196 | -74658.5798 | -74658.5798 | -74658.5798 | -74658.5798 | -74658.5798 | -1132.2574 | -1132.2574 | -1132.2574 | -1132.2574 | -1132.2574 | 18478.0477 | 18478.0477 | 18478.0477 | 18478.0477 | 18478.0477 | -1514.3028 | -1514.3028 | -1514.3028 | -1514.3028 | -1514.3028
25 | 0 | 0 | 0 | 0 | 0 | 0 | 0 | 0 | 0 | 0 | -8.2239 | -8.2239 | -8.2239 | -8.2239 | -8.2239 | -10368.9555 | -10368.9555 | -10368.9555 | -10368.9555 | -10368.9555 | -16279.1698 | -16279.1698 | -16279.1698 | -16279.1698 | -16279.1698 | 0 | 0 | 0 | 0 | 0
26 | 0 | 0 | 0 | 0 | 0 | 2520.3568 | 2520.3568 | 2520.3568 | 2520.3568 | 2520.3568 | 0 | 0 | 0 | 0 | 0 | -1132.2574 | -1132.2574 | -1132.2574 | -1132.2574 | -1132.2574 | -822.8717 | -822.8717 | -822.8717 | -822.8717 | -822.8717 | -460.6233 | -460.6233 | -460.6233 | -460.6233 | -460.6233
27 | -51.3451 | -51.3451 | -51.3451 | -51.3451 | -51.3451 | -3754.9196 | -3754.9196 | -3754.9196 | -3754.9196 | -3754.9196 | 0 | 0 | 0 | 0 | 0 | 0 | 0 | 0 | 0 | 0 | 12224.7606 | 12224.7606 | 12224.7606 | 12224.7606 | 12224.7606 | -291.1112 | -291.1112 | -291.1112 | -291.1112 | -291.1112
28 | -3509.6581 | -3509.6581 | -3509.6581 | -3509.6581 | -3509.6581 | -9847.1627 | -9847.1627 | -9847.1627 | -9847.1627 | -9847.1627 | 46030.9459 | 46030.9459 | 46030.9459 | 46030.9459 | 46030.9459 | 210571.7134 | 210571.7134 | 210571.7134 | 210571.7134 | 210571.7134 | -35946.8444 | -35946.8444 | -35946.8444 | -35946.8444 | -35946.8444 | -460.6233 | -460.6233 | -460.6233 | -460.6233 | -460.6233
29 | 0 | 0 | 0 | 0 | 0 | 0 | 0 | 0 | 0 | 0 | 0 | 0 | 0 | 0 | 0 | 0 | 0 | 0 | 0 | 0 | -2.7491 | -2.7491 | -2.7491 | -2.7491 | -2.7491 | 0 | 0 | 0 | 0 | 0
30 | 4791.8354 | 4644.0922 | 4562.5856 | 5017.1719 | 3915.6886 | 190152.6069 | 193084.0212 | 54379.2558 | 196149.7416 | 62386.5083 | -13505.7049 | -12768.559 | -13384.7814 | -12248.8012 | -14428.6305 | -140025.7855 | -77117.5737 | -71452.4383 | -53580.5304 | -82426.468 | 40197.2477 | 40473.1071 | 40759.8393 | 41641.5924 | 41877.1054 | -8848.5642 | -8086.5174 | -8969.2723 | -5677.0556 | -18237.6404
31 | 0 | 0 | 0 | 0 | 0 | 0 | 0 | 0 | 0 | 0 | 0 | 0 | 0 | 0 | 0 | 0 | 0 | 0 | 0 | 0 | -2.7491 | -2.7491 | -2.7491 | -2.7491 | -2.7491 | 0 | 0 | 0 | 0 | 0
32 | 0 | 0 | 0 | 0 | 0 | 0 | 0 | 0 | 0 | 0 | -74658.5798 | -74658.5798 | -74658.5798 | -74658.5798 | -74658.5798 | -1132.2574 | -1132.2574 | -1132.2574 | -1132.2574 | -1132.2574 | 1403.1301 | 1403.1301 | 1403.1301 | 1403.1301 | 1403.1301 | 5569.3523 | 5569.3523 | 5569.3523 | 5569.3523 | 5569.3523
33 | -51.3451 | -51.3451 | -51.3451 | -51.3451 | -51.3451 | -68574.6009 | -68574.6009 | -68574.6009 | -68574.6009 | -68574.6009 | -8562.8841 | -8562.8841 | -8562.8841 | -8562.8841 | -8562.8841 | 0 | 0 | 0 | 0 | 0 | -5413.3863 | -5413.3863 | -5413.3863 | -5413.3863 | -5413.3863 | -7279.1895 | -7279.1895 | -7279.1895 | -7279.1895 | -7279.1895
34 | 0 | 0 | 0 | 0 | 0 | 0 | 0 | 0 | 0 | 0 | 0 | 0 | 0 | 0 | 0 | -1132.2574 | -1132.2574 | -1132.2574 | -1132.2574 | -1132.2574 | -1444.2377 | -1444.2377 | -1444.2377 | -1444.2377 | -1444.2377 | -460.6233 | -460.6233 | -460.6233 | -460.6233 | -460.6233
35 | 4842.0427 | 4842.0427 | 4842.0427 | 4842.0427 | 4842.0427 | 65040.838 | 64461.3164 | 64678.775 | 65735.6371 | 64393.1781 | 35819.9808 | 35819.9808 | 35819.9808 | 35819.9808 | 35819.9808 | -9458.5575 | -9671.3637 | -9688.0449 | -9374.7136 | -10022.7478 | 1226.4168 | 1226.4168 | 1226.4168 | 1226.4168 | 1226.4168 | 4412.0548 | 4412.0548 | 4412.0548 | 4412.0548 | 4412.0548
36 | 3203.0176 | 3203.0176 | 3203.0176 | 3203.0176 | 3203.0176 | 40427.5524 | 40427.5524 | 40427.5524 | 40427.5524 | 40427.5524 | -69027.2055 | -69027.2055 | -69027.2055 | -69027.2055 | -69027.2055 | 3168.3227 | 3168.3227 | 3168.3227 | 3168.3227 | 3168.3227 | 31721.9208 | 31721.9208 | 31721.9208 | 31721.9208 | 31721.9208 | 3081.4017 | 3081.4017 | 3081.4017 | 3081.4017 | 3081.4017
37 | 0 | 0 | 0 | 0 | 0 | 0 | 0 | 0 | 0 | 0 | 0 | 0 | 0 | 0 | 0 | 0 | 0 | 0 | 0 | 0 | -2.7491 | -2.7491 | -2.7491 | -2.7491 | -2.7491 | 0 | 0 | 0 | 0 | 0
38 | 0 | 0 | 0 | 0 | 0 | 0 | 0 | 0 | 0 | 0 | 0 | 0 | 0 | 0 | 0 | -1132.2574 | -1132.2574 | -1132.2574 | -1132.2574 | -1132.2574 | -725.2112 | -725.2112 | -725.2112 | -725.2112 | -725.2112 | -460.6233 | -460.6233 | -460.6233 | -460.6233 | -460.6233
39 | -51.3451 | -51.3451 | -51.3451 | -51.3451 | -51.3451 | -1234.5628 | -1234.5628 | -1234.5628 | -1234.5628 | -1234.5628 | 0 | 0 | 0 | 0 | 0 | 0 | 0 | 0 | 0 | 0 | 3184.6602 | 3184.6602 | 3184.6602 | 3184.6602 | 3184.6602 | -291.1112 | -291.1112 | -291.1112 | -291.1112 | -291.1112
40 | -4887.7506 | -4791.0261 | -4763.8572 | -5010.3395 | -4310.841 | -98960.7085 | -100061.5247 | -33291.3783 | -99064.5559 | -34295.0567 | 144233.8162 | -37420.3069 | -220901.54 | -35142.0344 | -33967.0649 | 27819.2643 | -12871.9952 | -13528.9119 | -24407.9486 | -9585.0369 | -40915.5149 | -41098.4347 | -41194.0121 | -41669.863 | -41748.3673 | -3277.6994 | -3531.715 | -3237.4634 | -4334.869 | -148.0074
LCC Savings
First Cost | 1197.3753 | 1111.4103 | 1042.9559 | 2178.2255 | 1177.4612 | 252564.1506 | 259401.06 | 190525.4231 | 345182.5706 | 217025.2134 | 20836.3616 | 21474.8849 | 20971.7676 | 22788.5862 | 20580.9462 | -126995.4045 | -122029.6226 | -115700.8633 | -94757.2144 | -122925.7807 | -108452.186 | -108217.244 | -107988.3378 | -104823.3769 | -106651.3718 | -18175.2345 | -17353.4277 | -17944.3502 | -12429.608 | -24614.2752
Replacement , PV | -479.778 | -495.3325 | -535.0972 | -426.368 | -568.0738 | 45653.0672 | 48012.7804 | 8764.2677 | 53332.0888 | 10486.2384 | -167674.616 | -180379.6897 | -193732.0996 | -180097.0665 | -180626.7316 | 25608.8967 | 32581.0194 | 36792.3459 | 40002.8347 | 31403.7895 | -215.4272 | -189.1469 | -49.2585 | 164.3163 | 279.2162 | -10612.8028 | -10241.0222 | -10671.6928 | -9065.5155 | -15193.4615
Maintenance, Annual | 0 | 0 | 0 | 0 | 0 | 647.2352 | 665.6616 | 0 | 645.024 | -0.24569 | 0 | 0 | 0 | 0 | 0 | 22.2383 | 8.4431 | 20.2441 | 7.3199 | 24.0698 | -0.28154 | 0 | 0 | 0 | 0 | 0 | 0 | 0 | 0 | 0
Energy Savings, Annual | 568.6869 | 555.0766 | 560.9917 | 530.5899 | 562.5261 | 35837.7328 | 38566.9079 | 18748.2097 | 47895.5852 | 44477.913 | 3167.5149 | 3059.7733 | 2756.9541 | 2925.4065 | 2642.3972 | 14530.2552 | 15383.2961 | 11280.6388 | 14853.8601 | 15644.1476 | 6649.0527 | 6289.7952 | 5749.0836 | 6856.7179 | 7644.1595 | 1634.3364 | 1536.9467 | 1571.3378 | 1390.8968 | 1793.7443
Scalar Ratio | 1.2618 | 1.1099 | 0.90529 | 3.3017 | 1.0833 | 8.4744 | 8.1109 | 10.6298 | 8.4341 | 5.1151 | -46.3576 | -51.9335 | -62.6635 | -53.7732 | -60.5684 | -6.9883 | -5.8179 | -7.0076 | -3.688 | -5.8593 | -16.3426 | -17.2353 | -18.7921 | -15.2637 | -13.9155 | -17.6145 | -17.9541 | -18.2113 | -15.4541 | -22.1925
Scalar Ratio Limit | 18.25 | 18.25 | 18.25 | 18.25 | 18.25 | 18.25 | 18.25 | 18.25 | 18.25 | 18.25 | 18.25 | 18.25 | 18.25 | 18.25 | 18.25 | 18.25 | 18.25 | 18.25 | 18.25 | 18.25 | 18.25 | 18.25 | 18.25 | 18.25 | 18.25 | 18.25 | 18.25 | 18.25 | 18.25 | 18.25
Scalar Cost Effective | Yes | Yes | Yes | Yes | Yes | Yes | Yes | Yes | Yes | Yes | Yes | Yes | Yes | Yes | Yes | Yes | Yes | Yes | Yes | Yes | Yes | Yes | Yes | Yes | Yes | Yes | Yes | Yes | Yes | Yes
Simple Payback | 2.1055 | 2.0023 | 1.8591 | 4.1053 | 2.0932 | 7.1771 | 6.8441 | 10.1623 | 7.3054 | 4.8794 | 6.5781 | 7.0185 | 7.6069 | 7.7899 | 7.7887 | 0 | 0 | 0 | 0 | 0 | 0 | 0 | 0 | 0 | 0 | 0 | 0 | 0 | 0 | 0
LCC Savings/sf | 0 | 0 | 0 | 0 | 0 | 0 | 0 | 0 | 0 | 0 | 0 | 0 | 0 | 0 | 0 | 0 | 0 | 0 | 0 | 0 | 0 | 0 | 0 | 0 | 0 | 0 | 0 | 0 | 0 | 0
Floor area, sf | 5500 | 5500 | 5500 | 5500 | 5500 | 498640 | 498640 | 498640 | 498640 | 498640 | 24690 | 24690 | 24690 | 24690 | 24690 | 73970 | 73970 | 73970 | 73970 | 73970 | 43210 | 43210 | 43210 | 43210 | 43210 | 33740 | 33740 | 33740 | 33740 | 33740
Energy Cost needs to be calculated from scenario 2 annual escalation (present value of an annuity), or calculate UPV for the scenario 2 escalation rate
If negtive 1st cost - do negative loan as this is a reductionof the loan effects
BCR | 0.99895 | 0.999 | 0.99913 | 0.99848 | 0.99908 | 0.99997 | 0.99997 | 0.99994 | 0.99998 | 0.99998 | 1.0022 | 1.0024 | 1.003 | 1.0024 | 1.0029
| TRUE | TRUE | TRUE | TRUE | TRUE | TRUE | TRUE | TRUE | TRUE | TRUE | TRUE | TRUE | TRUE | TRUE | TRUE | TRUE | TRUE | TRUE | TRUE | TRUE | TRUE | TRUE | TRUE | TRUE | TRUE | TRUE | TRUE | TRUE | TRUE | TRUE
Proto |  |  | Small Office |  |  |  |  | Large Office |  |  |  |  | Standalone Retail |  |  |  |  | Primary School |  |  |  |  | Small Hotel |  |  |  |  | Mid-rise Apartment
CZ | 2A Tampa FL | 3A Atlanta GA | 3B El Paso TX | 4A New York NY | 5A Buffalo NY | 2A Tampa FL | 3A Atlanta GA | 3B El Paso TX | 4A New York NY | 5A Buffalo NY | 2A Tampa FL | 3A Atlanta GA | 3B El Paso TX | 4A New York NY | 5A Buffalo NY | 2A Tampa FL | 3A Atlanta GA | 3B El Paso TX | 4A New York NY | 5A Buffalo NY | 2A Tampa FL | 3A Atlanta GA | 3B El Paso TX | 4A New York NY | 5A Buffalo NY | 2A Tampa FL | 3A Atlanta GA | 3B El Paso TX | 4A New York NY | 5A Buffalo NY
Dollar Short | OK | OK | OK | OK | OK | OK | OK | OK | OK | OK | OK | OK | OK | OK | OK | OK | OK | OK | OK | OK | OK | OK | OK | OK | OK | OK | OK | OK | OK | OK
Buffer | 9660.9396 | 9514.0707 | 9730.24 | 7931.408 | 9656.7146 | 356663.6292 | 397782.3012 | 142865.1365 | 476471.1009 | 584208.4906 | 204645.4019 | 214745.667 | 223074.7447 | 210697.1482 | 208269.5349 | 367280.3312 | 370446.0834 | 285433.3545 | 326024.9077 | 377749.0221 | 229998.4852 | 223195.1532 | 212958.3726 | 229794.1616 | 245878.0655 | 58614.677 | 55643.7267 | 57292.9584 | 46878.9898 | 72543.5694 | Below not SF/type weighted
40 Y SR
Elec | 1 | 1.0017 | 1.0007 | 1.0029 | 1.011 | 0.95381 | 0.76577 | 0.98306 | 0.62646 | 0.49252 | 1.0024 | 1.0134 | 1.0098 | 1.028 | 1.0285 | 0.99759 | 0.98856 | 1.0045 | 0.9739 | 0.96393 | 0.97121 | 0.98561 | 0.97914 | 0.99444 | 0.99474 | 1.0038 | 1.0176 | 1.0019 | 1.0136 | 0.99081 | 0.83279 | 18.2
Gas | 0 | -0.0017075 | -0.00067582 | -0.0028582 | -0.010952 | 0.046185 | 0.23423 | 0.016936 | 0.37354 | 0.50748 | -0.0024238 | -0.013351 | -0.0098324 | -0.027961 | -0.02848 | 0.0024135 | 0.011435 | -0.0044615 | 0.026098 | 0.036067 | 0.028795 | 0.014391 | 0.020855 | 0.0055569 | 0.0052573 | -0.0037696 | -0.017576 | -0.0019302 | -0.013561 | 0.0091942 | 0.16721 | 21.4
SR | 18.2 | 18.1945 | 18.1978 | 18.1909 | 18.165 | 18.3478 | 18.9495 | 18.2542 | 19.3953 | 19.8239 | 18.1922 | 18.1573 | 18.1685 | 18.1105 | 18.1089 | 18.2077 | 18.2366 | 18.1857 | 18.2835 | 18.3154 | 18.2921 | 18.2461 | 18.2667 | 18.2178 | 18.2168 | 18.1879 | 18.1438 | 18.1938 | 18.1566 | 18.2294 | 19.8239 | 18.7351
Note: individual Bldg/CZ scalar ratios are calculated for information; however a weighted total single scalar ratio is used; calculated on the LCC_Summary tab and also shown on the Cost Eff Input tab

## LCC_Summary
|  |  | 1 | 2 | 3 | 4 |  | 1 | 2 | 3 | 4 |  | 1 | 2 | 3 | 4 |  | 1 | 2 | 3 | 4 |  | 1 | 2 | 3 | 4 |  | 1 | 2 | 3 | 4
|  | 0.037963 | 0.033569 | 0.015823 | 0.028112 | 0.029415 | 0.013189 | 0.016338 | 0.009487 | 0.034885 | 0.014664 | 0.079469 | 0.083834 | 0.041725 | 0.082571 | 0.11069 | 0.033062 | 0.031881 | 0.014874 | 0.029289 | 0.027312 | 0.010176 | 0.0090148 | 0.0037899 | 0.010876 | 0.0115 | 0.039502 | 0.027418 | 0.028732 | 0.052817 | 0.03802 | 1
| From LCC1: | [25 empty] | 7 | 8 | 9 | 10 | 11
|  | 5500 | 5500 | 5500 | 5500 | 5500 | 498640 | 498640 | 498640 | 498640 | 498640 | 24690 | 24690 | 24690 | 24690 | 24690 | 73970 | 73970 | 73970 | 73970 | 73970 | 43210 | 43210 | 43210 | 43210 | 43210 | 33740 | 33740 | 33740 | 33740 | 33740
|  | Small Office |  |  |  |  | Large Office |  |  |  |  | Standalone Retail |  |  |  |  | Primary School |  |  |  |  | Small Hotel |  |  |  |  | Mid-rise Apartment
|  | 2A Tampa FL | 3A Atlanta GA | 3B El Paso TX | 4A New York NY | 5A Buffalo NY | 2A Tampa FL | 3A Atlanta GA | 3B El Paso TX | 4A New York NY | 5A Buffalo NY | 2A Tampa FL | 3A Atlanta GA | 3B El Paso TX | 4A New York NY | 5A Buffalo NY | 2A Tampa FL | 3A Atlanta GA | 3B El Paso TX | 4A New York NY | 5A Buffalo NY | 2A Tampa FL | 3A Atlanta GA | 3B El Paso TX | 4A New York NY | 5A Buffalo NY | 2A Tampa FL | 3A Atlanta GA | 3B El Paso TX | 4A New York NY | 5A Buffalo NY
| New Construction | 1197.3753 | 1111.4103 | 1042.9559 | 2178.2255 | 1177.4612 | 252564.1506 | 259401.06 | 190525.4231 | 345182.5706 | 217025.2134 | 20836.3616 | 21474.8849 | 20971.7676 | 22788.5862 | 20580.9462 | -126995.4045 | -122029.6226 | -115700.8633 | -94757.2144 | -122925.7807 | -108452.186 | -108217.244 | -107988.3378 | -104823.3769 | -106651.3718 | -18175.2345 | -17353.4277 | -17944.3502 | -12429.608 | -24614.2752
| Maintenance | 0 | 0 | 0 | 0 | 0 | 647.2352 | 665.6616 | 0 | 645.024 | -0.24569 | 0 | 0 | 0 | 0 | 0 | 22.2383 | 8.4431 | 20.2441 | 7.3199 | 24.0698 | -0.28154 | 0 | 0 | 0 | 0 | 0 | 0 | 0 | 0 | 0 |  |  | Scalar
| Electricity Cost Savings | 568.6869 | 556.0244 | 561.3708 | 532.1064 | 568.6869 | 34182.5597 | 29533.4525 | 18430.691 | 30004.7789 | 21906.4066 | 3175.1922 | 3100.6242 | 2784.0617 | 3007.2031 | 2717.6539 | 14495.1859 | 15207.3812 | 11330.9679 | 14466.2029 | 15079.9121 | 6457.5937 | 6199.2787 | 5629.1848 | 6818.6156 | 7603.972 | 1640.4972 | 1563.9595 | 1574.3708 | 1409.7583 | 1777.2522 | 6302.1587 | 0.84654
| Gas Cost Savings | 0 | -0.94782 | -0.37913 | -1.5165 | -6.1608 | 1655.173 | 9033.4554 | 317.5187 | 17890.8064 | 22571.5065 | -7.6773 | -40.8509 | -27.1076 | -81.7966 | -75.2567 | 35.0692 | 175.9149 | -50.3291 | 387.6572 | 564.2355 | 191.4591 | 90.5165 | 119.8989 | 38.1022 | 40.1874 | -6.1608 | -27.0128 | -3.033 | -18.8616 | 16.492 | 1142.4548 | 0.15346
| Total Energy Cost Savings | 568.6869 | 555.0766 | 560.9917 | 530.5899 | 562.5261 | 35837.7328 | 38566.9079 | 18748.2097 | 47895.5852 | 44477.913 | 3167.5149 | 3059.7733 | 2756.9541 | 2925.4065 | 2642.3972 | 14530.2552 | 15383.2961 | 11280.6388 | 14853.8601 | 15644.1476 | 6649.0527 | 6289.7952 | 5749.0836 | 6856.7179 | 7644.1595 | 1634.3364 | 1536.9467 | 1571.3378 | 1390.8968 | 1793.7443
| EL$/sf | 0.1034 | 0.1011 | 0.10207 | 0.096747 | 0.1034 | 0.068552 | 0.059228 | 0.036962 | 0.060173 | 0.043932 | 0.1286 | 0.12558 | 0.11276 | 0.1218 | 0.11007 | 0.19596 | 0.20559 | 0.15318 | 0.19557 | 0.20387 | 0.14945 | 0.14347 | 0.13028 | 0.1578 | 0.17598 | 0.048622 | 0.046353 | 0.046662 | 0.041783 | 0.052675 | 0.10975 | 0.98308
| NG $/SF | 0 | -0.00017233 | -6.8932e-05 | -0.00027573 | -0.0011201 | 0.0033194 | 0.018116 | 0.00063677 | 0.035879 | 0.045266 | -0.00031095 | -0.0016546 | -0.0010979 | -0.0033129 | -0.0030481 | 0.0004741 | 0.0023782 | -0.0006804 | 0.0052407 | 0.0076279 | 0.0044309 | 0.0020948 | 0.0027748 | 0.00088179 | 0.00093005 | -0.0001826 | -0.00080062 | -8.9894e-05 | -0.00055903 | 0.0004888 | 0.0018887 | 0.016918
| Table 5.3. Annual Energy Cost Savings, 90.1-2016 Compared to 90.1-2013 | Table 5.3. Annual Energy Cost Savings, 90.1-2016 Compared to 90.1-2013
|  | Prototype |  | Climate Zone and Location
Prototype |  |  |  | 2A | 3A | 3B | 4A | 5A
Floor area |  |  |  | Tampa | Atlanta | El Paso | New York | Buffalo
|  | Small Office | Total | 568.6869 | 555.0766 | 560.9917 | 530.5899 | 562.5261
5500 |  |  | $/ft² | 0.1034 | 0.10092 | 0.102 | 0.096471 | 0.10228
|  | Large Office | Total | 35837.7328 | 38566.9079 | 18748.2097 | 47895.5852 | 44477.913
498640 |  |  | $/ft² | 0.071871 | 0.077344 | 0.037599 | 0.096052 | 0.089198
|  | Standalone Retail | Total | 3167.5149 | 3059.7733 | 2756.9541 | 2925.4065 | 2642.3972
24690 |  |  | $/ft² | 0.12829 | 0.12393 | 0.11166 | 0.11849 | 0.10702
|  | Primary School | Total | 14530.2552 | 15383.2961 | 11280.6388 | 14853.8601 | 15644.1476
73970 |  |  | $/ft² | 0.19643 | 0.20797 | 0.1525 | 0.20081 | 0.21149
|  | Small Hotel | Total | 6649.0527 | 6289.7952 | 5749.0836 | 6856.7179 | 7644.1595
43210 |  |  | $/ft² | 0.15388 | 0.14556 | 0.13305 | 0.15868 | 0.17691
|  | Mid-rise Apartment | Total | 1634.3364 | 1536.9467 | 1571.3378 | 1390.8968 | 1793.7443
33740 |  |  | $/ft² | 0.048439 | 0.045553 | 0.046572 | 0.041224 | 0.053164
From LCC1:
Life Cycle Costs (LCC)
| First Cost | 1197.3753 | 1111.4103 | 1042.9559 | 2178.2255 | 1177.4612 | 252564.1506 | 259401.06 | 190525.4231 | 345182.5706 | 217025.2134 | 20836.3616 | 21474.8849 | 20971.7676 | 22788.5862 | 20580.9462 | -126995.4045 | -122029.6226 | -115700.8633 | -94757.2144 | -122925.7807 | -108452.186 | -108217.244 | -107988.3378 | -104823.3769 | -106651.3718 | -18175.2345 | -17353.4277 | -17944.3502 | -12429.608 | -24614.2752
| Replacement, PV | -847.1797 | -851.6684 | -903.9956 | -879.0244 | -912.5778 | 49717.1965 | 52633.0999 | 8697.5243 | 53719.6373 | 6979.5971 | -261030.913 | -260561.5169 | -260652.3525 | -260572.7709 | -261064.5689 | 41642.6789 | 43618.1821 | 49599.1061 | 51178.8493 | 42242.4136 | -4145.2918 | -4151.2612 | -3967.1791 | -4014.1776 | -3652.714 | -15571.8728 | -15115.7093 | -15682.4379 | -13904.4402 | -21579.4035
| Maintenance, PV | 0 | 0 | 0 | 0 | 0 | 12685.8099 | 13046.9683 | 0 | 12642.4709 | -4.8154 | 0 | 0 | 0 | 0 | 0 | 435.8714 | 165.4838 | 396.7837 | 143.4709 | 471.7689 | -5.5181 | 0 | 0 | 0 | 0 | 0 | 0 | 0 | 0 | 0
| Energy Cost Increase | -12476.9917 | -12176.7226 | -12307.4947 | -11638.4882 | -12331.042 | -789176.4094 | -861966.5055 | -411891.379 | -1082138.0515 | -1015345.548 | -69481.8422 | -67059.9365 | -60440.1351 | -64040.2737 | -57842.4961 | -318855.1699 | -337817.3672 | -247409.1389 | -326572.0906 | -344220.0105 | -146215.2701 | -138156.5105 | -126344.7179 | -150503.0687 | -167783.1864 | -35846.5597 | -33673.3375 | -34469.8442 | -30483.2677 | -39383.61
| LCC (net costs)* | -12126.7961 | -11916.9807 | -12168.5343 | -10339.2871 | -12066.1586 | -474209.2525 | -536885.3773 | -212668.4315 | -670593.3727 | -791345.553 | -309676.3936 | -306146.5685 | -300120.72 | -301824.4584 | -298326.1188 | -403772.0241 | -416063.3239 | -313114.1124 | -370006.9848 | -424431.6087 | -258818.2659 | -250525.0157 | -238300.2348 | -259340.6233 | -278087.2722 | -69593.667 | -66142.4746 | -68096.6323 | -56817.3159 | -85577.2887
| LCC Cost Effective | Yes | Yes | Yes | Yes | Yes | Yes | Yes | Yes | Yes | Yes | Yes | Yes | Yes | Yes | Yes | Yes | Yes | Yes | Yes | Yes | Yes | Yes | Yes | Yes | Yes | Yes | Yes | Yes | Yes | Yes
* If LCC <=0 then the project is cost effective. In the report this indicator is shown as "Life Cycle Cost Net Savings," so the sign is reversed and cost effectiveness is indicated by LCC NPV Savings >= 0.
|  | Small Office |  |  |  |  | Large Office |  |  |  |  | Standalone Retail |  |  |  |  | Primary School |  |  |  |  | Small Hotel |  |  |  |  | Mid-rise Apartment
|  | 2A Tampa FL | 3A Atlanta GA | 3B El Paso TX | 4A New York NY | 5A Buffalo NY | 2A Tampa FL | 3A Atlanta GA | 3B El Paso TX | 4A New York NY | 5A Buffalo NY | 2A Tampa FL | 3A Atlanta GA | 3B El Paso TX | 4A New York NY | 5A Buffalo NY | 2A Tampa FL | 3A Atlanta GA | 3B El Paso TX | 4A New York NY | 5A Buffalo NY | 2A Tampa FL | 3A Atlanta GA | 3B El Paso TX | 4A New York NY | 5A Buffalo NY | 2A Tampa FL | 3A Atlanta GA | 3B El Paso TX | 4A New York NY | 5A Buffalo NY
| Simple Payback | 2.1 | 2 | 1.9 | 4.1 | 2.1 | 6.9 | 6.6 | 10.2 | 7.1 | 4.9 | 6.6 | 7 | 7.6 | 7.8 | 7.8 | Immediate | Immediate | Immediate | Immediate | Immediate | Immediate | Immediate | Immediate | Immediate | Immediate | Immediate | Immediate | Immediate | Immediate | Immediate
| LCC Net Savings/sf | 2.2 | 2.17 | 2.21 | 1.88 | 2.19 | 0.95 | 1.08 | 0.43 | 1.34 | 1.59 | 12.54 | 12.4 | 12.16 | 12.22 | 12.08 | 5.46 | 5.62 | 4.23 | 5 | 5.74 | 5.99 | 5.8 | 5.51 | 6 | 6.44 | 2.06 | 1.96 | 2.02 | 1.68 | 2.54
| Floor area, sf | 5500 | 5500 | 5500 | 5500 | 5500 | 498640 | 498640 | 498640 | 498640 | 498640 | 24690 | 24690 | 24690 | 24690 | 24690 | 73970 | 73970 | 73970 | 73970 | 73970 | 43210 | 43210 | 43210 | 43210 | 43210 | 33740 | 33740 | 33740 | 33740 | 33740
| Annual Energy Sav/sf | 0.103 | 0.101 | 0.102 | 0.096 | 0.102 | 0.072 | 0.077 | 0.038 | 0.096 | 0.089 | 0.128 | 0.124 | 0.112 | 0.118 | 0.107 | 0.196 | 0.208 | 0.153 | 0.201 | 0.211 | 0.154 | 0.146 | 0.133 | 0.159 | 0.177 | 0.048 | 0.046 | 0.047 | 0.041 | 0.053
| SIR (savings to investment ratio) | 35.6286 | 46.8801 | 88.5684 | 8.9582 | 46.5527 | 2.5688 | 2.7206 | 2.0675 | 2.6811 | 4.5327 | Infinite | Infinite | Infinite | Infinite | Infinite | Infinite | Infinite | Infinite | Infinite | Infinite | Infinite | Infinite | Infinite | Infinite | Infinite | Infinite | Infinite | Infinite | Infinite | Infinite
|  | TRUE | TRUE | TRUE | TRUE | TRUE | TRUE | TRUE | TRUE | TRUE | TRUE | TRUE | TRUE | TRUE | TRUE | TRUE | TRUE | TRUE | TRUE | TRUE | TRUE | TRUE | TRUE | TRUE | TRUE | TRUE | TRUE | TRUE | TRUE | TRUE | TRUE
From LCC3:
LCC Savings
| First Cost | 1197.3753 | 1111.4103 | 1042.9559 | 2178.2255 | 1177.4612 | 252564.1506 | 259401.06 | 190525.4231 | 345182.5706 | 217025.2134 | 20836.3616 | 21474.8849 | 20971.7676 | 22788.5862 | 20580.9462 | -126995.4045 | -122029.6226 | -115700.8633 | -94757.2144 | -122925.7807 | -108452.186 | -108217.244 | -107988.3378 | -104823.3769 | -106651.3718 | -18175.2345 | -17353.4277 | -17944.3502 | -12429.608 | -24614.2752
| Replacement , PV | -479.778 | -495.3325 | -535.0972 | -426.368 | -568.0738 | 45653.0672 | 48012.7804 | 8764.2677 | 53332.0888 | 10486.2384 | -167674.616 | -180379.6897 | -193732.0996 | -180097.0665 | -180626.7316 | 25608.8967 | 32581.0194 | 36792.3459 | 40002.8347 | 31403.7895 | -215.4272 | -189.1469 | -49.2585 | 164.3163 | 279.2162 | -10612.8028 | -10241.0222 | -10671.6928 | -9065.5155 | -15193.4615
| Maintenance, Annual | 0 | 0 | 0 | 0 | 0 | 647.2352 | 665.6616 | 0 | 645.024 | -0.24569 | 0 | 0 | 0 | 0 | 0 | 22.2383 | 8.4431 | 20.2441 | 7.3199 | 24.0698 | -0.28154 | 0 | 0 | 0 | 0 | 0 | 0 | 0 | 0 | 0
| Energy Savings, Annual | 568.6869 | 555.0766 | 560.9917 | 530.5899 | 562.5261 | 35837.7328 | 38566.9079 | 18748.2097 | 47895.5852 | 44477.913 | 3167.5149 | 3059.7733 | 2756.9541 | 2925.4065 | 2642.3972 | 14530.2552 | 15383.2961 | 11280.6388 | 14853.8601 | 15644.1476 | 6649.0527 | 6289.7952 | 5749.0836 | 6856.7179 | 7644.1595 | 1634.3364 | 1536.9467 | 1571.3378 | 1390.8968 | 1793.7443
| Scalar Ratio | 1.2618 | 1.1099 | 0.90529 | 3.3017 | 1.0833 | 8.4744 | 8.1109 | 10.6298 | 8.4341 | 5.1151 | -46.3576 | -51.9335 | -62.6635 | -53.7732 | -60.5684 | -6.9883 | -5.8179 | -7.0076 | -3.688 | -5.8593 | -16.3426 | -17.2353 | -18.7921 | -15.2637 | -13.9155 | -17.6145 | -17.9541 | -18.2113 | -15.4541 | -22.1925
| Scalar Ratio Limit | 18.25 | 18.25 | 18.25 | 18.25 | 18.25 | 18.25 | 18.25 | 18.25 | 18.25 | 18.25 | 18.25 | 18.25 | 18.25 | 18.25 | 18.25 | 18.25 | 18.25 | 18.25 | 18.25 | 18.25 | 18.25 | 18.25 | 18.25 | 18.25 | 18.25 | 18.25 | 18.25 | 18.25 | 18.25 | 18.25
| Scalar Cost Effective | Yes | Yes | Yes | Yes | Yes | Yes | Yes | Yes | Yes | Yes | Yes | Yes | Yes | Yes | Yes | Yes | Yes | Yes | Yes | Yes | Yes | Yes | Yes | Yes | Yes | Yes | Yes | Yes | Yes | Yes
| Simple Payback | 2.1055 | 2.0023 | 1.8591 | 4.1053 | 2.0932 | 7.1771 | 6.8441 | 10.1623 | 7.3054 | 4.8794 | 6.5781 | 7.0185 | 7.6069 | 7.7899 | 7.7887 | 0 | 0 | 0 | 0 | 0 | 0 | 0 | 0 | 0 | 0 | 0 | 0 | 0 | 0 | 0
Table 5.4. Cost-effectiveness Analysis Results
| Prototype Model | Climate Zone and Location
| Life Cycle Cost Net Savings, Total $ per Prototype Model | 2A Tampa | 3A Atlanta | 3B El Paso | 4A New York | 5A Buffalo
| Small Office | 12126.7961 | 11916.9807 | 12168.5343 | 10339.2871 | 12066.1586
| Large Office | 474209.2525 | 536885.3773 | 212668.4315 | 670593.3727 | 791345.553
| Standalone Retail | 309676.3936 | 306146.5685 | 300120.72 | 301824.4584 | 298326.1188
| Primary School | 403772.0241 | 416063.3239 | 313114.1124 | 370006.9848 | 424431.6087
| Small Hotel | 258818.2659 | 250525.0157 | 238300.2348 | 259340.6233 | 278087.2722
| Mid-rise Apartment | 69593.667 | 66142.4746 | 68096.6323 | 56817.3159 | 85577.2887
| Life Cycle Cost Net Savings, $/ft2 | 2A Tampa | 3A Atlanta | 3B El Paso | 4A New York | 5A Buffalo | Weighted
| Small Office | 2.2049 | 2.1667 | 2.2125 | 1.8799 | 2.1938 | 2.13 |  | 0.30883 | 5500
| Large Office | 0.95101 | 1.0767 | 0.4265 | 1.3448 | 1.587 | 1.1779 |  |  | 498640
| Standalone Retail | 12.5426 | 12.3996 | 12.1556 | 12.2246 | 12.0829 | 12.2765 |  |  | 24690
| Primary School | 5.4586 | 5.6248 | 4.233 | 5.0021 | 5.7379 | 5.3206 |  |  | 73970
| Small Hotel | 5.9898 | 5.7978 | 5.5149 | 6.0019 | 6.4357 | 6.0286 |  |  | 43210
| Mid-rise Apartment | 2.0626 | 1.9604 | 2.0183 | 1.684 | 2.5364 | 2.0294 |  |  | 33740
| Weighted Total | 6.634 | 7.0042 | 6.0146 | 5.9067 | 7.5659 | 6.6803
| Simple Payback Period (years) | 2A Tampa | 3A Atlanta | 3B El Paso | 4A New York | 5A Buffalo | Weighted
| Small Office | 2.1 | 2 | 1.9 | 4.1 | 2.1 | 2.4278
| Large Office | 6.9 | 6.6 | 10.2 | 7.1 | 4.9 | 6.8312 |  |  |  | 6.8312
| Standalone Retail | 6.6 | 7 | 7.6 | 7.8 | 7.8 | 7.344 |  |  |  | Instant
| Primary School | Immediate | Immediate | Immediate | Immediate | Immediate | Immediate
| Small Hotel | Immediate | Immediate | Immediate | Immediate | Immediate | Immediate
| Mid-rise Apartment | Immediate | Immediate | Immediate | Immediate | Immediate | Immediate
| Weighted Total | Immediate | Immediate | Immediate | 1.1001 | 0.13251 | 0.026691
| Scalar Ratio, Limit = 18.25 | 2A Tampa | 3A Atlanta | 3B El Paso | 4A New York | 5A Buffalo | Weighted |  | 18.25 | 1 | 2 | 3 | 4 | 5
| Small Office | 1.2618 | 1.1099 | 0.90529 | 3.3017 | 1.0833 | 1.5473 |  | 1 | 0.037963 | 0.033569 | 0.015823 | 0.028112 | 0.029415 | 0.14488
| Large Office | 8.4744 | 8.1109 | 10.6298 | 8.4341 | 5.1151 | 8.0661 |  | 2 | 0.013189 | 0.016338 | 0.009487 | 0.034885 | 0.014664 | 0.088562
| Standalone Retail | -46.3576 | -51.9335 | -62.6635 | -53.7732 | -60.5684 | -54.7262 |  | 3 | 0.079469 | 0.083834 | 0.041725 | 0.082571 | 0.11069 | 0.39829
| Primary School | -6.9883 | -5.8179 | -7.0076 | -3.688 | -5.8593 | -5.7822 |  | 4 | 0.033062 | 0.031881 | 0.014874 | 0.029289 | 0.027312 | 0.13642
| Small Hotel | -16.3426 | -17.2353 | -18.7921 | -15.2637 | -13.9155 | -15.8506 |  | 5 | 0.010176 | 0.0090148 | 0.0037899 | 0.010876 | 0.0115 | 0.045357
| Mid-rise Apartment | -17.6145 | -17.9541 | -18.2113 | -15.4541 | -22.1925 | -18.0779 |  | 6 | 0.039502 | 0.027418 | 0.028732 | 0.052817 | 0.03802 | 0.18649
| Weighted Total | -21.6417 | -24.8306 | -27.9483 | -21.5608 | -33.5115 | -25.7375 |  |  | 0.21336 | 0.20205 | 0.11443 | 0.23855 | 0.2316
1. Scalar ratio limit for an analysis period of 40 years.
Note: a negative scalar ratio indicates that the cost is negative. This occurs, for example, when there are net decreases in costs either from reductions in HVAC capacity or reductions in installed lighting due to lower LPDs.

## State Inputs (hidden)
State Commercial Energy Code Adoption Cost Effectiveness - State Selection and Inputs | [9 empty] | Cost-Effectiveness of ASHRAE Standard 90.1-2013 |  |  |  |  | State of US National |  |  | For 90.1 editions | [23 empty] | Income tax on savings override: | 0 | savings have income tax penalty in Scenario 2 if blank.
|  |  |  | Note: for output of states with CZ-7 (WI, CO) - first refresh PivTbl on EndUse tab, then manually sort 7 last | [13 empty] | BaseName | 90.1-2013 |  | From E+: | 0.1013 | 0.01 | (ASHRAE 2013 rates) |  |  | 5 | 6 | 7 | 8 | 9 | 10 |  |  |  | Weight | [5 empty] | Property tax override: | 0 | Use state property tax value if blank.
Select State | Abbreviation |  |  | After running those states, sort the pivot table by CZ A-Z Export 5 for CO, then manually edit | [13 empty] | TargetName | 90.1-2016 |  |  | TRUE | FALSE | [10 empty] | not used | State | Index
US National |  | Need lookup formula for abb | [18 empty] | means 2014 | EIA2014 | EIA2014 | 1/1/2014 | 1/1/2014 | Current Location Weighting Factors | [8 empty] | Order | Start
1 | 2 | 3 | 4 | 5 | 6 | 7 | 8 | 9 | 10 | 11 | 12 | 13 | 14 | 15 | 16 | 17 | 18 | 19 | 20 | 21 | 22 | 23 | 24 | 25 | 26 | 27 | 28 | 29 | 30 | 31 | 32 | 33 | 34 | 35 | 36 | 37 | 38 | 39 | 40 | 41 | 42 | 43 | 44 | 45 | 46 | 47 | 48 | 49 | 50 | 51 | 52 | 53 | 54 | 55 | 56 | 57 | 58 | 59 | 60 | 61 | 62 | 63
[6 empty] | Climate Zone |  |  |  |  | Climate Zone City |  |  |  |  | Modeled City |  |  |  |  | State Construction Cost Index / 100 | Energy Cost - Rate |  | State | State
State | Abbreviation | Base | Target | Comparison | CZ Qty. | 1 | 2 | 3 | 4 | 5 | 1 | 2 | 3 | 4 | 5 | 1 | 2 | 3 | 4 | 5 |  | Electric ($/kWh) | Natural Gas ($/therm) | Corp Income Tax | Sales Tax (includes average county and city | Current climate zone | Small Office | Large Office | Stand-Alone Retail | Primary School | Small Hotel | Mid-rise Apartment | All Building Types | Weight index+ |  |  | City out of state | 2010 State ERICA Release | Weighting state name order | Weighting match OK |  |  | Commercial property tax rate
Current Values | US | 2013 | 2016 | 90.1-2013 to 90.1-2016 | 5 | 2A | 3A | 3B | 4A | 5A | 0 | 0 | 0 | 0 | 0 | Tampa FL | Atlanta GA | El Paso TX | New York NY | Buffalo NY | 1 | 0.1013 | 1 | 0.065 | 0.05 | 2A | 0.037963 | 0.013189 | 0.079469 | 0.033062 | 0.010176 | 0.039502 | 0.21336 |  |  | 96 | 0 | 00000 |  |  | EL | Gas | 0
Alabama | AL | 2010 | 2013 | 90.1-2010 to 90.1-2013 | 2 | Climate Zone 1: 2A; Climate Zone 2: 3A; Modeled City 1: Mobile; Modeled City 2: Birmingham | 82.9 | 0.1084 | 1.15 | 0.065 | 0.0851 | 3A | 0.033569 | 0.016338 | 0.083834 | 0.031881 | 0.0090148 | 0.027418 | 0.20205 | 1 | 1 | 1 | FALSE |  | Alabama | TRUE | 0.1084 | 1.15 | 0.02
Arkansas | AR | 2010 | 2013 | 90.1-2010 to 90.1-2013 | 2 | Climate Zone 1: 3A; Climate Zone 2: 4A; Modeled City 1: Little Rock; Modeled City 2: Springfield MO | 80 | 0.0802 | 0.81 | 0.065 | 0.0919 | 3B | 0.015823 | 0.009487 | 0.041725 | 0.014874 | 0.0037899 | 0.028732 | 0.11443 | 2 | 2 | 6 | TRUE |  | Arkansas | TRUE | 0.0802 | 0.81 | 0.02
Colorado | CO | 2010 | 2013 | 90.1-2010 to 90.1-2013 | 4 | Climate Zone 1: 4B; Climate Zone 2: 5B; Climate Zone 3: 6B; Climate Zone 4: 7; Modeled City 1: Trinidad; Modeled City 2: Colorado Springs; Modeled City 3: Eagle County; Modeled City 4: Gunnison County | 92.2 | 0.102 | 0.7897 | 0.0463 | 0.0739 | 4A | 0.028112 | 0.034885 | 0.082571 | 0.029289 | 0.010876 | 0.052817 | 0.23855 | 3 | 3 | 11 | FALSE |  | Colorado | TRUE | 0.102 | 0.7897 | 0.02
Connecticut | CT | 2010 | 2013 | 90.1-2010 to 90.1-2013 | 1 | Climate Zone 1: 5A; Modeled City 1: Hartford Bradley | 110.4 | 0.1552 | 0.99855 | 0.075 | 0.0635 | 5A | 0.029415 | 0.014664 | 0.11069 | 0.027312 | 0.0115 | 0.03802 | 0.2316 | 4 | 4 | 16 | FALSE |  | Connecticut | TRUE | 0.1552 | 0.99855 | 0.02
Delaware | DE | 2010 | 2013 | 90.1-2010 to 90.1-2013 | 1 | Climate Zone 1: 4A; Modeled City 1: Wilmington | 103.1 | 0.106 | 1.109 | 0.087 | 0 |  | 0.14488 | 0.088562 | 0.39829 | 0.13642 | 0.045357 | 0.18649 | 1 |  | 5 | 21 | FALSE |  | Delaware | TRUE | 0.106 | 1.109 | 0.02
District of Columbia | DC | 2010 | 2013 | 90.1-2010 to 90.1-2013 | 1 | Climate Zone 1: 4A; Modeled City 1: Baltimore MD | 97.2 | 0.1222 | 1.1307 | 0.09975 | 0.0575 | [7 empty] | 1 |  | 6 | 26 | TRUE |  | District of Columbia | TRUE | 0.1222 | 1.1307 | 0.02
Georgia | GA | 2010 | 2013 | 90.1-2010 to 90.1-2013 | 3 | Climate Zone 1: 2A; Climate Zone 2: 3A; Climate Zone 3: 4A; Modeled City 1: Savannah; Modeled City 2: Atlanta; Modeled City 3: Chattanooga TN | 84 | 0.1028 | 0.944 | 0.06 | 0.0697 | [9 empty] | 7 | 31 | TRUE |  | Georgia | TRUE | 0.1028 | 0.944 | 0.02
Iowa | IA | 2010 | 2013 | 90.1-2010 to 90.1-2013 | 2 | Climate Zone 1: 5A; Climate Zone 2: 6A; Modeled City 1: Des Moines; Modeled City 2: Mason City | 90.4 | 0.0874 | 0.79165 | 0.12 | 0.0678 | [9 empty] | 8 | 36 | FALSE |  | Iowa | TRUE | 0.0874 | 0.79165 | 0.02
Kentucky | KY | 2010 | 2013 | 90.1-2010 to 90.1-2013 | 1 | Climate Zone 1: 4A; Modeled City 1: Lexington | 91.5 | 0.0934 | 0.88 | 0.06 | 0.06 | [9 empty] | 9 | 41 | FALSE |  | Kentucky | TRUE | 0.0934 | 0.88 | 0.02
Massachusetts | MA | 2010 | 2013 | 90.1-2010 to 90.1-2013 | 1 | Climate Zone 1: 5A; Modeled City 1: Boston | 113.1 | 0.1465 | 1.1909 | 0.08 | 0.0625 | [9 empty] | 10 | 46 | FALSE |  | Massachusetts | TRUE | 0.1465 | 1.1909 | 0.02
Montana | MT | 2010 | 2013 | 90.1-2010 to 90.1-2013 | 1 | Climate Zone 1: 6B; Modeled City 1: Helena | 90.7 | 0.096 | 0.8781 | 0.0675 | 0 | [9 empty] | 11 | 51 | FALSE |  | Montana | TRUE | 0.096 | 0.8781 | 0.02
Nebraska | NE | 2010 | 2013 | 90.1-2010 to 90.1-2013 | 1 | Climate Zone 1: 5A; Modeled City 1: Omaha | 90 | 0.0874 | 0.6304 | 0.0781 | 0.0679 | [9 empty] | 12 | 56 | FALSE |  | Nebraska | TRUE | 0.0874 | 0.6304 | 0.02
New Jersey | NJ | 2010 | 2013 | 90.1-2010 to 90.1-2013 | 2 | Climate Zone 1: 4A; Climate Zone 2: 5A; Modeled City 1: Newark; Modeled City 2: Allentown PA | 110.7 | 0.1319 | 0.98106 | 0.09 | 0.0697 | [9 empty] | 13 | 61 | TRUE |  | New Jersey | TRUE | 0.1319 | 0.98106 | 0.02
New York | NY | 2010 | 2013 | 90.1-2010 to 90.1-2013 | 3 | Climate Zone 1: 4A; Climate Zone 2: 5A; Climate Zone 3: 6A; Modeled City 1: New York; Modeled City 2: Albany; Modeled City 3: Binghamton | 127 | 0.1611 | 0.808 | 0.071 | 0.0847 | [9 empty] | 14 | 66 | FALSE | 24223 | New York | TRUE | 0.1611 | 0.808 | 0.0323
North Carolina | NC | 2010 | 2013 | 90.1-2010 to 90.1-2013 | 3 | Climate Zone 1: 3A; Climate Zone 2: 4A; Climate Zone 3: 5A; Modeled City 1: Charlotte; Modeled City 2: Raleigh; Modeled City 3: Elkins WV | 80.3 | 0.0877 | 0.88199 | 0.069 | 0.069 | [9 empty] | 15 | 71 | TRUE |  | North Carolina | TRUE | 0.0877 | 0.88199 | 0.02
Oklahoma | OK | 2010 | 2013 | 90.1-2010 to 90.1-2013 | 2 | Climate Zone 1: 3A; Climate Zone 2: 4B; Modeled City 1: Oklahoma; Modeled City 2: Amarillo TX | 82.5 | 0.0802 | 0.79748 | 0.06 | 0.0872 | [9 empty] | 16 | 76 | TRUE |  | Oklahoma | TRUE | 0.0802 | 0.79748 | 0.02
Rhode Island | RI | 2010 | 2013 | 90.1-2010 to 90.1-2013 | 1 | Climate Zone 1: 5A; Modeled City 1: Providence | 107.9 | 0.1292 | 1.252 | 0.09 | 0.07 | [9 empty] | 17 | 81 | FALSE |  | Rhode Island | TRUE | 0.1292 | 1.252 | 0.02
South Carolina | SC | 2010 | 2013 | 90.1-2010 to 90.1-2013 | 1 | Climate Zone 1: 3A; Modeled City 1: Columbia | 80.4 | 0.1019 | 0.9276 | 0.05 | 0.0719 | [9 empty] | 18 | 86 | FALSE |  | South Carolina | TRUE | 0.1019 | 0.9276 | 0.02
Texas | TX | 2010 | 2013 | 90.1-2010 to 90.1-2013 | 5 | 2A | 2B | 3A | 3B | 4B | [5 empty] | Houston | San Antonio | Fort Worth | El Paso | Amarillo | 82.4 | 0.0813 | 0.79068 | 0.01 | 0.0815 | [9 empty] | 19 | 91 | FALSE |  | Texas | TRUE | 0.0813 | 0.79068 | 0.02
US National | US | 2013 | 2016 | 90.1-2013 to 90.1-2016 | 5 | 2A | 3A | 3B | 4A | 5A | [5 empty] | Tampa FL | Atlanta GA | El Paso TX | New York NY | Buffalo NY | 100 | 0.1013 | 1 | 0.065 | 0.05 | [9 empty] | 20 | 96 | FALSE |  | US National | TRUE | 0.1013 | 1 | 0.0204
Utah | UT | 2010 | 2013 | 90.1-2010 to 90.1-2013 | 3 | Climate Zone 1: 3B; Climate Zone 2: 5B; Climate Zone 3: 6B; Modeled City 1: Saint George; Modeled City 2: Salt Lake City; Modeled City 3: Vernal | 86.1 | 0.0862 | 0.7489 | 0.05 | 0.0668 | [9 empty] | 21 | 101 | FALSE | 24222 | Utah | TRUE | 0.0862 | 0.7489 | 0.0144
Virginia | VA | 2010 | 2013 | 90.1-2010 to 90.1-2013 | 1 | Climate Zone 1: 4A; Modeled City 1: Richmond | 87.8 | 0.0822 | 0.88976 | 0.06 | 0.0563 | [9 empty] | 22 | 106 | FALSE |  | Virginia | TRUE | 0.0822 | 0.88976 | 0.02
Wisconsin | WI | 2010 | 2013 | 90.1-2010 to 90.1-2013 | 2 | Climate Zone 1: 6A; Climate Zone 2: 7; Modeled City 1: Madison; Modeled City 2: Duluth MN | 100.7 | 0.109 | 0.6867 | 0.079 | 0.0543 | [9 empty] | 23 | 111 | TRUE |  | Wisconsin | TRUE | 0.109 | 0.6867 | 0.02
California | CA | 2010 | 2013 | 90.1-2010 to 90.1-2013 | 7 | 2B | 3B | 3C | 4B | 5B | [5 empty] | Los Angeles | Tucson AZ | San Francisco | Sacramento | Reno | 108.8 | 0.1567 | 0.882 | 0.0884 | 0.0841 | [9 empty] | 24 | 116 | [6 empty] | 0.02
Arizona | AZ | 2010 | 2013 | 90.1-2010 to 90.1-2013 | 4 | Climate Zone 1: 2B; Climate Zone 2: 3B; Climate Zone 3: 4B; Climate Zone 4: 5B; Modeled City 1: Phoenix; Modeled City 2: Kingman; Modeled City 3: Prescott; Modeled City 4: Winslow | 88.2 | 0.1005 | 0.8509 | 0.065 | 0.0817 | [9 empty] | 25 | 121 | [6 empty] | 0.02
Florida | FL | 2010 | 2013 | 90.1-2010 to 90.1-2013 | 2 | Climate Zone 1: 1A; Climate Zone 2: 2A; Modeled City 1: Miami; Modeled City 2: Tampa | 86.1 | 0.0997 | 1.118 | 0.055 | 0.0662 | [9 empty] | 26 | 126 | [6 empty] | 0.02
Hawaii | HI | 2010 | 2013 | 90.1-2010 to 90.1-2013 | 1 | Climate Zone 1: 1A; Modeled City 1: Honolulu | 117.3 | 0.3432 | 3.922 | 0.064 | 0.0435 | [9 empty] | 27 | 131 | [6 empty] | 0.02 | Min | 80 | 0.0802 | 0.6304 | 0.01 | 0
Idaho | ID | 2010 | 2013 | 90.1-2010 to 90.1-2013 | 2 | Climate Zone 1: 5B; Climate Zone 2: 6B; Modeled City 1: Boise; Modeled City 2: Pocatello | 91.5 | 0.0779 | 0.7586 | 0.074 | 0.0603 | [9 empty] | 28 | 136 | [6 empty] | 0.02 | Q2 | 83.45 | 0.0874 | 0.79456 | 0.06 | 0.05875
Illinois | IL | 2010 | 2013 | 90.1-2010 to 90.1-2013 | 2 | Climate Zone 1: 4A; Climate Zone 2: 5A; Modeled City 1: St.Louis MO; Modeled City 2: Peoria | 114.3 | 0.0873 | 0.7353 | 0.095 | 0.0816 | [9 empty] | 29 | 141 | [6 empty] | 0.02 | Avg | 94.4043 | 0.10607 | 0.91596 | 0.069463 | 0.06353
Indiana | IN | 2010 | 2013 | 90.1-2010 to 90.1-2013 | 2 | Climate Zone 1: 4A; Climate Zone 2: 5A; Modeled City 1: Evansville; Modeled City 2: Indianapolis | 91.7 | 0.0983 | 0.7994 | 0.075 | 0.07 | [9 empty] | 30 | 146 | [6 empty] | 0.02 | Q3 | 101.9 | 0.1156 | 0.99928 | 0.0795 | 0.0729
Kansas | KS | 2010 | 2013 | 90.1-2010 to 90.1-2013 | 2 | Climate Zone 1: 4A; Climate Zone 2: 5A; Modeled City 1: Topeka; Modeled City 2: Goodland | 87.1 | 0.1003 | 0.9276 | 0.04 | 0.0815 | [9 empty] | 31 | 151 | [6 empty] | 0.02 | Max | 127 | 0.1611 | 1.252 | 0.12 | 0.0919
Louisiana | LA | 2010 | 2013 | 90.1-2010 to 90.1-2013 | 2 | Climate Zone 1: 2A; Climate Zone 2: 3A; Modeled City 1: Baton Rouge; Modeled City 2: Shreveport | 84.3 | 0.091 | 0.8742 | 0.08 | 0.0889 | [9 empty] | 32 | 156 | [6 empty] | 0.02
Maine | ME | 2010 | 2013 | 90.1-2010 to 90.1-2013 | 2 | Climate Zone 1: 6A; Climate Zone 2: 7; Modeled City 1: Portland; Modeled City 2: Caribou | 94.2 | 0.1174 | 1.2423 | 0.0893 | 0.055 | [9 empty] | 33 | 161 | [6 empty] | 0.02
Maryland | MD | 2010 | 2013 | 90.1-2010 to 90.1-2013 | 2 | Climate Zone 1: 4A; Climate Zone 2: 5A; Modeled City 1: Baltimore; Modeled City 2: Harrisburg PA | 91.8 | 0.1121 | 1.014 | 0.0825 | 0.0625 | [9 empty] | 34 | 166 | [6 empty] | 0.02
Michigan | MI | 2010 | 2013 | 90.1-2010 to 90.1-2013 | 3 | Climate Zone 1: 5A; Climate Zone 2: 6A; Climate Zone 3: 7; Modeled City 1: Lansing; Modeled City 2: Alpena County; Modeled City 3: Sault Ste Marie | 98.5 | 0.1094 | 0.801 | 0.06 | 0.06 | [9 empty] | 35 | 171 | [6 empty] | 0.02 | CZcount | States
Minnesota | MN | 2010 | 2013 | 90.1-2010 to 90.1-2013 | 2 | Climate Zone 1: 6A; Climate Zone 2: 7; Modeled City 1: Minneapolis-St.Paul; Modeled City 2: Duluth | 105.9 | 0.0961 | 0.666 | 0.098 | 0.0719 | [9 empty] | 36 | 176 | [6 empty] | 0.02 | 1 | 10
Mississippi | MS | 2010 | 2013 | 90.1-2010 to 90.1-2013 | 2 | Climate Zone 1: 2A; Climate Zone 2: 3A; Modeled City 1: Mobile AL; Modeled City 2: Jackson | 81.7 | 0.1089 | 0.812 | 0.05 | 0.07 | [9 empty] | 37 | 181 | [6 empty] | 0.02 | 2 | 6
Missouri | MO | 2010 | 2013 | 90.1-2010 to 90.1-2013 | 2 | Climate Zone 1: 4A; Climate Zone 2: 5A; Modeled City 1: St.Louis; Modeled City 2: Kirksville | 99.7 | 0.0882 | 0.869 | 0.0625 | 0.0758 | [9 empty] | 38 | 186 | [6 empty] | 0.02 | 3 | 4
Nevada | NV | 2010 | 2013 | 90.1-2010 to 90.1-2013 | 2 | Climate Zone 1: 3B; Climate Zone 2: 5B; Modeled City 1: Las.Vegas; Modeled City 2: Reno | 101.6 | 0.0966 | 0.642 | 0 | 0.0793 | [9 empty] | 39 | 191 | [6 empty] | 0.02 | 4 | 1
New Hampshire | NH | 2010 | 2013 | 90.1-2010 to 90.1-2013 | 2 | Climate Zone 1: 5A; Climate Zone 2: 6A; Modeled City 1: Manchester; Modeled City 2: Concord | 96.2 | 0.1441 | 1.178 | 0.085 | 0 | [9 empty] | 40 | 196 | [6 empty] | 0.02 | 5 | 2
New Mexico | NM | 2010 | 2013 | 90.1-2010 to 90.1-2013 | 3 | Climate Zone 1: 3B; Climate Zone 2: 4B; Climate Zone 3: 5B; Modeled City 1: Lubbock TX; Modeled City 2: Albuquerque; Modeled City 3: Winslow AZ | 87.7 | 0.1035 | 0.7557 | 0.073 | 0.0726 | [9 empty] | 41 | 201 | [6 empty] | 0.02
North Dakota | ND | 2010 | 2013 | 90.1-2010 to 90.1-2013 | 2 | Climate Zone 1: 6A; Climate Zone 2: 7; Modeled City 1: Bismarck; Modeled City 2: Minot | 84.6 | 0.0852 | 0.745 | 0.0453 | 0.0655 | [9 empty] | 42 | 206 | [6 empty] | 0.02
Ohio | OH | 2010 | 2013 | 90.1-2010 to 90.1-2013 | 2 | Climate Zone 1: 4A; Climate Zone 2: 5A; Modeled City 1: Cincinnati KY; Modeled City 2: Columbus | 95 | 0.098 | 0.6022 | 0 | 0.0711 | [9 empty] | 43 | 211 | [6 empty] | 0.02
Oregon | OR | 2010 | 2013 | 90.1-2010 to 90.1-2013 | 2 | Climate Zone 1: 4C; Climate Zone 2: 5B; Modeled City 1: Portland; Modeled City 2: Redmond | 99 | 0.0881 | 0.83536 | 0.076 | 0 | [9 empty] | 44 | 216 | [6 empty] | 0.02
Pennsylvania | PA | 2010 | 2013 | 90.1-2010 to 90.1-2013 | 3 | Climate Zone 1: 4A; Climate Zone 2: 5A; Climate Zone 3: 6A; Modeled City 1: Philadelphia; Modeled City 2: Harrisburg; Modeled City 3: Bradford | 107 | 0.0972 | 0.9859 | 0.0999 | 0.0634 | [9 empty] | 45 | 221 | [6 empty] | 0.02
South Dakota | SD | 2010 | 2013 | 90.1-2010 to 90.1-2013 | 2 | Climate Zone 1: 5A; Climate Zone 2: 6A; Modeled City 1: Sioux City IA; Modeled City 2: Pierre | 81.3 | 0.0874 | 0.75377 | 0 | 0.0583 | [9 empty] | 46 | 226 | [6 empty] | 0.02
Tennessee | TN | 2010 | 2013 | 90.1-2010 to 90.1-2013 | 2 | Climate Zone 1: 3A; Climate Zone 2: 4A; Modeled City 1: Memphis; Modeled City 2: Nashville | 85.6 | 0.1037 | 0.915 | 0.065 | 0.0945 | [9 empty] | 47 | 231 | [6 empty] | 0.02
Vermont | VT | 2010 | 2013 | 90.1-2010 to 90.1-2013 | 1 | Climate Zone 1: 6A; Modeled City 1: Burlington | 94 | 0.1461 | 0.8956 | 0.085 | 0.0614 | [9 empty] | 48 | 236 | [6 empty] | 0.02
Washington | WA | 2010 | 2013 | 90.1-2010 to 90.1-2013 | 3 | Climate Zone 1: 4C; Climate Zone 2: 5B; Climate Zone 3: 6B; Modeled City 1: Seattle; Modeled City 2: Spokane; Modeled City 3: Kalispell MT | 100.4 | 0.0793 | 0.879 | 0 | 0.0888 | [9 empty] | 49 | 241 | [6 empty] | 0.02
West Virginia | WV | 2010 | 2013 | 90.1-2010 to 90.1-2013 | 2 | Climate Zone 1: 4A; Climate Zone 2: 5A; Modeled City 1: Charleston; Modeled City 2: Elkins | 96.2 | 0.0799 | 0.8596 | 0.065 | 0.0607 | [9 empty] | 50 | 246 | [6 empty] | 0.02
Wyoming | WY | 2010 | 2013 | 90.1-2010 to 90.1-2013 | 3 | Climate Zone 1: 5B; Climate Zone 2: 6B; Climate Zone 3: 7; Modeled City 1: Scottsbluff NE; Modeled City 2: Cheyenne; Modeled City 3: Jackson Hole | 84.6 | 0.089 | 0.75377 | 0 | 0.0549 | [9 empty] | 51 | 251 | [6 empty] | 0.02
Alaska | AK | 2010 | 2013 | 90.1-2010 to 90.1-2013 | 2 | Climate Zone 1: 7; Climate Zone 2: 8; Modeled City 1: Anchorage; Modeled City 2: Fairbanks | 118.3 | 0.1718 | 0.81011 | 0.094 | 0.0169 | [9 empty] | 52 | 256 | [6 empty] | 0.02
[15 empty] | CZ | New cities | Old cities
[15 empty] | 0A | Ho Chi Minh City, Vietnam | NA
[15 empty] | 0B | Dubai, UAE | NA
[15 empty] | 1A | Honolulu HI | Miami FL
[15 empty] | 1B | New Deli, India | Riyadh
[15 empty] | 2A | Tampa FL | Houston TX
[15 empty] | 2B | Tucson AZ | Phoenix AZ
[15 empty] | 3A | Atlanta GA | Memphis TN
[15 empty] | 3B | El Paso TX | El Paso TX
[15 empty] | 3C | San Diego CA | San Francisco CA
[15 empty] | 4A | New York NY | Baltimore MD
[15 empty] | 4B | Albuquerque NM | Albuquerque NM
[15 empty] | 4C | Seattle WA | Salem OR
[15 empty] | 5A | Buffalo NY | Chicago IL
[15 empty] | 5B | Denver CO | Boise ID
[15 empty] | 5C | Port Angeles WA | Vancouver BC
[15 empty] | 6A | Rochester MN | Burlington VT
[15 empty] | 6B | Great Falls MT | Helena MT
[15 empty] | 7 | International Falls MN | Duluth MN
[15 empty] | 8 | Fairbanks AK | Fairbanks AK
Note on L6: Reid Hart: does not apear to be used
Note on V28: Reid Hart: 97.4 was carried forward previously. The Means "30 major city average" is 100
Note on W28: Reid Hart: Energy prices updated to 90.1 scalar values used for proposals to 90.1-2016

## StateReport(x) (hidden)
PNNL - 00000
Cost-Effectiveness of
ASHRAE Standard 90.1-2016
for the State of US National
| R Hart | M Halverson
| R Athalye | S Loper
| Y Xie | M Rosenberg
| J Zhuge | E Richman
April 2015
ASHRAE Standard 90.1-2016 Provides Cost-Effective Savings
for Commercial Buildings in the State of US National
Moving to the ANSI/ASHRAE/IES Standard 90.1-2016 version from the Base Code (90.1-2013) is cost-effective for all building types and climate zones in the State of US National. Table 1 shows the statewide economic impact of upgrading to 90.1-2016 in terms of the annual energy cost savings in dollars per square foot, the additional cost per square foot required by the upgrade, and the simple payback period in years. Average values are weighted averages for all building types considered in all climate zones in the state, based on weightings shown in Table 6.
Table 1. US National Average Savings and Cost Weighted by Climate Zone and Building Type
Weighted Cost Savings and Added Cost per Square Foot
Annual Cost Savings, $/ft2 |  |  |  | 0.11154
Added Construction Cost, $/ft2 |  |  |  | 0.0029772
State of US National Average Simple Payback, years |  |  |  | 0.026691
Table 2. US National Average LCC Results Weighted by Climate Zone and Building Type
Weighted Net Life Cycle Cost Savings, by Ownership Scenario
Scenario 1 (Publicly-Owned), $/ft2 |  |  |  | 6.6803
Scenario 2 (Privately-Owned), $/ft2 |  |  |  | 5.5181
Figure 1. Scenario 1: Net Life Cycle Cost Savings |  |  | Figure 2. Scenario 2: Net Life Cycle Cost Savings
The report provides analysis of two Life Cycle Cost (LCC) scenarios:
Scenario 1, representing publicly-owned buildings, considers initial costs, energy, maintenance and replacement costs without borrowing or taxes.
Scenario 2, representing privately-owned buildings, adds borrowing costs and tax impacts.
Table 2 shows the statewide weighted average LCC net present value of savings from both scenarios, that is, the remaining savings after initial and replacement costs have been paid for. Average values are weighted averages of all climate zones and building types in the state as shown in Table 6. Individual building type LCC results are shown in Figures 1 and 2.

## StateReport (2) (hidden)
PNNL - 00000
Cost-Effectiveness of
ASHRAE Standard 90.1-2016
for the State of US National
| R Hart | M Halverson
| R Athalye | S Loper
| Y Xie | M Rosenberg
| J Zhuge | E Richman
April 2015
ASHRAE Standard 90.1-2016 Provides Cost-Effective Savings
for Commercial Buildings in the State of US National
Moving to the ANSI/ASHRAE/IES Standard 90.1-2016 version from the Base Code (90.1-2013) is cost-effective for all building types and climate zones in the State of US National. Table 1 and Figure 1 show the statewide economic impact of upgrading to 90.1-2016 in terms of the annual energy cost savings in dollars per square foot, the additional cost per square foot required by the upgrade, and the simple payback period in years. Average values are weighted averages for all building types considered in all climate zones in the state, based on weightings shown in Table 6.
Table 1. US National Average Savings and Cost Weighted by Climate Zone and Building Type
Weighted Cost Savings and Added Cost per Square Foot
Annual Cost Savings, $/ft2 |  |  |  | 0.11154 | Annual Energy Savings | 0.11154 | #N/A
Added Construction Cost, $/ft2 |  |  |  | 0.0029772 | Added First Costs | 0.0029772 | #N/A
State of US National Average Simple Payback, years |  |  |  | 0.026691 | Average Simple Payback | #N/A | 0.026691
Table 2. US National Average LCC Results Weighted by Climate Zone and Building Type
Weighted Net Life Cycle Cost Savings, by Ownership Scenario
Scenario 1 (Publicly-Owned), $/ft2 |  |  |  | 6.6803 | Scenario 1: Publicly-Owned | 6.6803
Scenario 2 (Privately-Owned), $/ft2 |  |  |  | 5.5181 | Scenario 2: Privately-Owned | 5.5181
Figure 1. Statewide Weighted Costs and Savings |  |  | Figure 2. Net Life Cycle Cost Savings
The report provides analysis of two Life Cycle Cost (LCC) scenarios:
Scenario 1, representing publicly-owned buildings, considers initial costs, energy, maintenance and replacement costs without borrowing or taxes.
Scenario 2, representing privately-owned buildings, adds borrowing costs and tax impacts.
Table 2 shows the statewide weighted average LCC net present value of savings from both scenarios, that is, the remaining savings after initial and replacement costs have been paid for. Average values are weighted averages of all climate zones and building types in the state as shown in Table 6. Overall state weighted net LCC results are shown in Figures 2 for both scenarios.

## StateReport (3) (hidden)
PNNL - 00000
Cost-Effectiveness of
ASHRAE Standard 90.1-2016
for the State of US National
| R Hart | M Halverson
| R Athalye | S Loper
| Y Xie | M Rosenberg
| J Zhuge | E Richman
April 2015
ASHRAE Standard 90.1-2016 Provides Cost-Effective Savings
for Commercial Buildings in the State of US National
Moving to the ANSI/ASHRAE/IES Standard 90.1-2016 version from the Base Code (90.1-2013) is cost-effective for all building types and climate zones in the State of US National. Table 1 shows the statewide economic impact of upgrading to 90.1-2016 in terms of the annual energy cost savings in dollars per square foot, the additional cost per square foot required by the upgrade, and the simple payback period in years. Figure 1 compares annual energy cost savings, first cost for the upgrade, and net annualized LCC savings.The net annualized LCC savings per square foot is the annual energy savings net of an allowance to pay for the added cost under Scenario 1. Average values are weighted averages for all building types considered in all climate zones in the state, based on weightings shown in Table 6.
Table 1. US National Average Savings and Cost Weighted by Climate Zone and Building Type
Weighted Cost Savings and Added Cost per Square Foot
Annual Cost Savings, $/ft2 |  |  |  | 0.11154 | Annual Energy Savings | 0.11154 | #N/A
Added Construction Cost, $/ft2 |  |  |  | 0.0029772 | Added First Costs | 0.0029772 | #N/A
State of US National Average Simple Payback, years |  |  |  | 0.026691 | Annual Net LCC Savings | 0.34069 | #N/A
0.051
Table 2. US National Average LCC Results Weighted by Climate Zone and Building Type
Weighted Net Life Cycle Cost Savings, by Ownership Scenario
Scenario 1 (Publicly-Owned), $/ft2 |  |  |  | 6.6803 | Scenario 1: Publicly-Owned | 6.6803
Scenario 2 (Privately-Owned), $/ft2 |  |  |  | 5.5181 | Scenario 2: Privately-Owned | 5.5181
Figure 1. Statewide Weighted Costs and Savings |  |  | Figure 2. Overall Net Life Cycle Cost Savings
The report provides analysis of two Life Cycle Cost (LCC) scenarios:
Scenario 1, representing publicly-owned buildings, considers initial costs, energy, maintenance and replacement costs without borrowing or taxes.
Scenario 2, representing privately-owned buildings, adds borrowing costs and tax impacts.
Table 2 shows the statewide weighted average LCC net present value of savings from both scenarios; that is, the remaining savings after initial and replacement costs have been paid for. Overall values are weighted based on Table 6. Figure 2 shows overall state weighted net LCC results for both scenarios. When net LCC is positive, a proposed code is considered cost-effective.

## Instructions (hidden)
Setup:
Update state energy prices, HVAC data & Energy Savings
Update cost effectiveness inputs
Extrapolating State reports
| 1 | Select state on State Inputs tab
| 2 | On EndUse Tables tab, refresh pivot table to right (right-click on table)
| 3 | On developer tab select appropriate Export Macro: based on # of climate zones in state
|  |  | Export_1 | 1 CZ | should be OK
|  |  | Export_2 | 2 CZ | needs row deletions on Result Tables to be updated
|  |  | Export_3 | 3 CZ | Has been verified
|  |  | Export_4 | 4 CZ | needs to be created
|  |  | Export_5 | 5 CZ | should be OK
| 4 | Review results in new spreadsheet
| 5 | Rename spreadsheet with state abbreviation at beginning of filename (save as)
| 6 | With new spreadsheet selected, use the "Print_PDF" Macro
| 7 | You will have to select names for the three pdf files saved from the spreadsheet; usually add state abbreviation and 1,2,3
| 8 | Look over the pdf printouts to make sure the results aligned properly
| 9 | Using AcrobatPro, paste the pages into one document in order, removing blank pages where necessary.
| 10 | Insert disclaimer sheet into pdf after cover before first page
| 11 | Insert references sheet into pdf (references from spreadsheet will not have proper hyperlinks)
| 12 | Insert footers into pdf using the following:
Footers start on 3rd page
|  |  | Left | paste values from | $k$1 | StateInputs tab
|  |  | Center | Page #
|  |  | Right | paste values from | $p$1 | StateInputs tab

## StateReport (hidden)
PNNL - 00000
Cost-Effectiveness of
ASHRAE Standard 90.1-2016
for the State of US National
| R Hart | M Halverson
| R Athalye | S Loper
| Y Xie | M Rosenberg
| J Zhuge | E Richman
April 2015
ASHRAE Standard 90.1-2016 Provides Cost-Effective Savings
for Commercial Buildings in the State of US National | [6 empty] | Phrases to be insert at bookmarks on certain conditions:
Moving to the ANSI/ASHRAE/IES Standard 90.1-2016 version from the Base Code (90.1-2013) is cost-effective for all building types and climate zones in the State of US National. Table 1 shows the statewide economic impact of upgrading to 90.1-2016 in terms of the annual energy cost savings in dollars per square foot, the additional construction cost per square foot required by the upgrade, and the simple payback period in years. The results shown are weighted averages for all building types in all climate zones in the state, based on weightings shown in Table 6. |  |  |  |  | Cost effetiveness highlight: |  | for all building types and climate zones in
[5 empty] | Table call-out: |  | Tables 12.A through 12.E show
Tables 10.A and 10.B show
Tables 11.A and 11.B show
Table 10.A
Table 11.A
Table 1. US National Average Savings and Cost (Weighted by Climate Zone and Building Type) | [6 empty] | net of an allowance to pay for the added cost
US National Average Savings and Cost (Weighted by Climate Zone and Building Type)
Annual Cost Savings, $/ft2 |  |  |  | 0.11154 |  | Annual Energy Savings | 0.11154 | #N/A
Added Construction Cost, $/ft2 |  |  |  | 0.0029772 |  | Added First Costs | 0.0029772 | #N/A
State of US National Average Simple Payback, years |  |  |  | 0.026691 |  | Annual Net LCC Savings | 0.34069 | #N/A
0.051
—
Table 2. US National Average LCC Results (Weighted by Climate Zone and Building Type)
Weighted Net Life Cycle Cost Savings, by Ownership Scenario
Scenario 1 (Publicly-Owned), $/ft2 |  |  |  | 6.6803 |  | Scenario 1: Publicly-Owned | 6.6803
Scenario 2 (Privately-Owned), $/ft2 |  |  |  | 5.5181 |  | Scenario 2: Privately-Owned | 5.5181
Figure 1. Statewide Weighted Costs and Savings |  |  | Figure 2. Overall Net Life Cycle Cost Savings
The report provides analysis of two Life Cycle Cost (LCC) scenarios:
Scenario 1, representing publicly-owned buildings, considers initial costs, energy costs, maintenance costs, and replacement costs—without borrowing or taxes.
Scenario 2, representing privately-owned buildings, adds borrowing costs and tax impacts.
Table 2 shows the statewide weighted average LCC net present value of savings from both scenarios; that is, the remaining savings after initial and replacement costs have been paid for. Figure 1 compares annual energy cost savings, first cost for the upgrade, and net annualized LCC savings. The net annualized LCC savings per square foot is the annual energy savings net of an allowance to pay for the added cost under Scenario 1. Figure 2 shows overall state weighted net LCC results for both scenarios. When net LCC is positive, a proposed code is considered cost-effective.

## Result Tables (hidden)
3 CZ | 1 | 2 | 3 | 4 | 5 | 6
Cost-Effectiveness Results for Standard 90.1-2016 in the State of US National
Life Cycle Cost (LCC) savings is the primary measure DOE uses to assess the economic impact of building energy codes.
Table 3 shows that the value today of the total
LCC savings over 30 years for buildings in scenario 1
averages $6.68 per square foot for 90.1-2016.
Table 4 shows that the LCC savings over 30 years
averages $5.52 per square foot for scenario 2.
Table 5 shows that the primary benefit of ASHRAE
Standard 90.1-2016—annual energy cost savings—
averages $0.112 per square foot for both scenarios.
3 CZ: Table 1. LCC Savings (30 Years) from ASHRAE Standard 90.1-2013, Scenario 1 ($/ft2) |  | 0.37846 | 0.18649
Climate Zone | Small Office | Large Office | Stand-Alone Retail | Primary School | Small Hotel | Mid-Rise Apartment | All Building Types
2A | 2.2 | 0.95 | 12.54 | 5.46 | 5.99 | 2.06 | 6.634 | 1
3A | 2.17 | 1.08 | 12.4 | 5.62 | 5.8 | 1.96 | 7.0042 | 2
3B | 2.21 | 0.43 | 12.16 | 4.23 | 5.51 | 2.02 | 6.0146 | 3
4A | 1.88 | 1.34 | 12.22 | 5 | 6 | 1.68 | 5.9067 | 4
5A | 2.19 | 1.59 | 12.08 | 5.74 | 6.44 | 2.54 | 7.5659 | 5
State Average | 2.13 | 1.1779 | 12.2765 | 5.3206 | 6.0286 | 2.0294 | 6.6803 |  | 1.1779
0.43
Table 2. LCC Savings (30 Years) from ASHRAE Standard 90.1-2013, Scenario 2 ($/ft2)
Climate Zone | Small Office | Large Office | Stand-Alone Retail | Primary School | Small Hotel | Mid-Rise Apartment | All Building Types
2A | 1.64 | 0.7 | 10.75 | 3.92 | 4.37 | 1.57 | 5.4456 | 1
3A | 1.61 | 0.79 | 10.64 | 4.04 | 4.22 | 1.49 | 5.7739 | 2
3B | 1.65 | 0.32 | 10.46 | 3 | 4.01 | 1.53 | 4.9756 | 3
4A | 1.41 | 0.99 | 10.52 | 3.57 | 4.37 | 1.28 | 4.8733 | 4
5A | 1.64 | 1.18 | 10.41 | 4.12 | 4.69 | 1.93 | 6.2939 | 5
State Average | 1.5895 | 0.8696 | 10.5543 | 3.8126 | 4.3912 | 1.5433 | 5.5181 |  | 0.8696
0.32
Table 3. Annual Energy Cost Savings from ASHRAE Standard 90.1-2013, Scenarios 1 and 2 ($/ft2)
Climate Zone | Small Office | Large Office | Stand-Alone Retail | Primary School | Small Hotel | Mid-Rise Apartment | All Building Types
2A | 0.103 | 0.072 | 0.128 | 0.196 | 0.154 | 0.048 | 0.11706 | 1
3A | 0.101 | 0.077 | 0.124 | 0.208 | 0.146 | 0.046 | 0.12003 | 2
3B | 0.102 | 0.038 | 0.112 | 0.153 | 0.133 | 0.047 | 0.094186 | 3
4A | 0.096 | 0.096 | 0.118 | 0.201 | 0.159 | 0.041 | 0.1072 | 4
5A | 0.102 | 0.089 | 0.107 | 0.211 | 0.177 | 0.053 | 0.1121 | 5
State Average | 0.10087 | 0.081549 | 0.11757 | 0.19819 | 0.15769 | 0.046589 | 0.11154
Costs and Weightings for Standard 90.1-2016 in the State of US National
Weighting factors are for just the analyzed prototypes, not all prototypes
based on data from 2003-2007
DE had no apartments; MT had no large office
Table 4. Construction Weights by Building Type
Climate Zone | Small Office | Large Office | Stand-Alone Retail | Primary School | Small Hotel | Mid-Rise Apartment | All Building Types
2A | 0.037963 | 0.013189 | 0.079469 | 0.033062 | 0.010176 | 0.039502 | 0.21336 | 1
3A | 0.033569 | 0.016338 | 0.083834 | 0.031881 | 0.0090148 | 0.027418 | 0.20205 | 2
3B | 0.015823 | 0.009487 | 0.041725 | 0.014874 | 0.0037899 | 0.028732 | 0.11443 | 3
4A | 0.028112 | 0.034885 | 0.082571 | 0.029289 | 0.010876 | 0.052817 | 0.23855 | 4
5A | 0.029415 | 0.014664 | 0.11069 | 0.027312 | 0.0115 | 0.03802 | 0.2316 | 5
State Average | 0.14488 | 0.088562 | 0.39829 | 0.13642 | 0.045357 | 0.18649 | 1
Incremental Construction Cost
Cost estimates were developed for the differences between the Base Code and ASHRAE Standard 90.1-2016 as implemented in the six prototype models. Costs for the initial construction include material, labor, commissioning, construction equipment, overhead and profit. These costs were developed using a commercial cost estimation firm, engineering design consultants and RS Means 2012 and 2014 cost data (RS Means 2012a,b,c, 2014a,b,c; Hart et al. 2015). Table 7 shows incremental initial cost for individual building types in state-specific climate zones and weighted average costs by climate zone and building type for moving to ASHRAE Standard 90.1-2016 from the Base Code. The incremental cost may be negative for some building types and climate zones based on fewer lighting fixtures or the downsizing of heating, ventilating, and air-conditioning (HVAC) equipment resulting from reductions in heating and cooling loads due to improvements in ASHRAE Standard 90.1-2016, such as more efficient lighting systems and building thermal envelope.
Table 5. Incremental Construction Cost of ASHRAE Standard 90.1-2013 ($/ft2)
Climate Zone | Small Office | Large Office | Stand-Alone Retail | Primary School | Small Hotel | Mid-Rise Apartment | All Building Types
2A | 0.2177 | 0.50651 | 0.84392 | -1.7169 | -2.5099 | -0.53869 | -0.1011 | 1
3A | 0.20207 | 0.52022 | 0.86978 | -1.6497 | -2.5044 | -0.51433 | -0.0053124 | 2
3B | 0.18963 | 0.38209 | 0.8494 | -1.5642 | -2.4992 | -0.53184 | -0.052003 | 3
4A | 0.39604 | 0.69225 | 0.92299 | -1.281 | -2.4259 | -0.36839 | 0.11793 | 4
5A | 0.21408 | 0.43523 | 0.83357 | -1.6618 | -2.4682 | -0.72953 | 0.014855 | 5
State Average | 0.24488 | 0.55707 | 0.86345 | -1.5799 | -2.4772 | -0.52473 | 0.0029772
Table 6. Simple Payback from ASHRAE Standard 90.1-2016, Scenarios 1 and 2 (Years)
Climate Zone | Small Office | Large Office | Stand-Alone Retail | Primary School | Small Hotel | Mid-Rise Apartment | All Building Types
2A | 2.1 | 6.9 | 6.6 | Immediate | Immediate | Immediate | Immediate | 1
3A | 2 | 6.6 | 7 | Immediate | Immediate | Immediate | Immediate | 2
3B | 1.9 | 10.2 | 7.6 | Immediate | Immediate | Immediate | Immediate | 3
4A | 4.1 | 7.1 | 7.8 | Immediate | Immediate | Immediate | 1.1001 | 4
5A | 2.1 | 4.9 | 7.8 | Immediate | Immediate | Immediate | 0.13251 | 5
State Average | 2.4278 | 6.8312 | 7.344 | Immediate | Immediate | Immediate | 0.026691
Note on I19: Zheng, Feng (Richard): changed "state average" rows and "All building types" columns in Tables 3,4,5,7,8
Table 8 shows simple payback results in years. Simple payback is the number of years required for energy cost savings to exceed the incremental first costs of a new code. Simple payback is not used as a measure of cost-effectiveness as it does not account for the time value of money, the value of energy cost savings that occur after payback is achieved, or any maintenance or replacement costs that occur after the initial investment.
Savings are computed for two scenarios:
Scenario 1 (publicly-owned) includes costs for initial equipment and construction, energy, maintenance and replacement and does not include loans or taxes.
Scenario 2 (privately-owned) includes the same costs as scenario 1, plus the initial investment is financed through a loan amortized over 30 years with corresponding federal and state corporate income tax deductions for interest and depreciation.
Both scenarios include the residual value of equipment
with remaining useful life at the end of the 30 years. Totals for building types, climate zones, and the state overall are averages based on Table 6 weightings.
Factors such as inflation and discount rates are
different between the two scenarios, as described
in the Cost-Effectiveness Methodology section.
Construction Weighting of Results
Energy and economic impacts were determined and reported separately for each building type and climate zone. Cost-effectiveness results are also reported as averages for all prototypes and climate zones in the state. To determine these averages, results were combined across the different building types and climate zones using weighting factors shown in Table 6. These weighting factors are based on the floor area of new construction and major renovations for the six analyzed building prototypes in state-specific climate zones. The weighting factors were developed from construction start data from 2003 to 2007 based on an approach developed by Jarnagin and Bandyopadhyay (McGraw Hill Construction 2007, Jarnagin and Bandyopadhyay 2010).
The U.S. Department of Energy (DOE) provides estimates of energy and cost savings from code adoption at the National, Climate Zone, and State levels. For more information on how these estimates were developed, visit the DOE Building Energy Codes website: www.energycodes.gov/development/commercial
U.S Department of Energy
Energy Efficiency and Renewable Energy
BUILDING TECHNOLOGIES OFFICE
Building Energy Codes
For information on Building Energy
Codes, visit www.energycodes.gov
EERE Information Center
www.energy.gov/eere

## Result Tables 1CZ (hidden)
3 CZ | 1 | 2 | 3 | 4 | 5 | 6
Cost-Effectiveness Results for Standard 90.1-2016 in the State of US National
Life Cycle Cost (LCC) savings is the primary measure DOE uses to assess the economic impact of building energy codes.
Table 3 shows that the value today of the total
LCC savings over 30 years for buildings in scenario 1
average $6.63 per square foot for 90.1-2013.
Table 4 shows that the LCC savings over 30 years
average $5.45 per square foot for scenario 2.
Table 5 shows that the primary benefit of ASHRAE
Standard 90.1-2013, annual energy cost savings,
average $0.117 per square foot for both scenarios.
Table 1. LCC Savings (30 Years) from ASHRAE Standard 90.1-2013, Scenario 1 ($/ft2)
Climate Zone | Small Office | Large Office | Stand-Alone Retail | Primary School | Small Hotel | Mid-rise Apartment | All Building Types
Climate zone 2A | 2.2 | 0.95 | 12.54 | 5.46 | 5.99 | 2.06 | 6.634 | 1
0.95
Table 2. LCC Savings (30 Years) from ASHRAE Standard 90.1-2013, Scenario 2 ($/ft2)
Climate Zone | Small Office | Large Office | Stand-Alone Retail | Primary School | Small Hotel | Mid-rise Apartment | All Building Types
Climate zone 2A | 1.64 | 0.7 | 10.75 | 3.92 | 4.37 | 1.57 | 5.4456 | 1
Table 3. Annual Energy Cost Savings from ASHRAE Standard 90.1-2013, Scenarios 1 and 2 ($/ft2)
Climate Zone | Small Office | Large Office | Stand-Alone Retail | Primary School | Small Hotel | Mid-rise Apartment | All Building Types
Climate zone 2A | 0.103 | 0.072 | 0.128 | 0.196 | 0.154 | 0.048 | 0.11706 | 1
Costs and Weightings for Standard 90.1-2013 in the State of US National
Weighting factors are for just the analyzed prototypes, not all prototypes
based on data from 2003-2007
DE had no apartments; MT had no large office
Table 6. Construction Weights by Building Type
Climate Zone & Representative City | Small Office | Large Office | Stand-Alone Retail | Primary School | Small Hotel | Mid-rise Apartment | All Building Types
2A Tampa FL | 0.037963 | 0.013189 | 0.079469 | 0.033062 | 0.010176 | 0.039502 | 0.21336 | 1
Table 7. Incremental Construction Cost of ASHRAE 90.1-2013 ($/ft2)
Climate Zone & Representative City | Small Office | Large Office | Stand-Alone Retail | Primary School | Small Hotel | Mid-rise Apartment | All Building Types
2A Tampa FL | 0.2177 | 0.50651 | 0.84392 | -1.7169 | -2.5099 | -0.53869 | -0.1011 | 1
Table 8. Simple Payback from ASHRAE Standard 90.1-2013, Scenarios 1 and 2 (Years)
Climate Zone & Representative City | Small Office | Large Office | Stand-Alone Retail | Primary School | Small Hotel | Mid-rise Apartment | All Building Types
2A Tampa FL | 2.1 | 6.9 | 6.6 | Immediate | Immediate | Immediate | 0.026691 | 1
Table 8 shows simple payback results in years. Simple payback is the number of years required for energy cost savings to exceed the incremental first costs of a new code or code change proposals. Simple payback is not used as a measure of cost-effectiveness as it does not account for the time value of money, the value of energy cost savings that occur after payback is achieved, or any maintenance or replacement costs that occur after the initial investment.
Savings are computed for two scenarios:
Scenario 1 (publicly-owned) includes costs for initial equipment and construction, energy, maintenance and replacement and does not include loans or taxes.
Scenario 2 (privately-owned) includes the same costs as scenario 1 plus the initial investment is financed through a loan amortized over 30 years with corresponding tax deductions for interest and depreciation. Federal and state corporate income and local property taxes are accounted for.
Both scenarios include the residual value of equipment
with remaining useful life at the end of the 30 years. Totals for all building types in the state overall are averages based on Table 6 weightings.
Factors such as inflation and discount rates are
different between the two scenarios, as described
in the Cost-Effectiveness Methodology section.
Construction Weighting of Results
Energy and economic impacts were determined and reported separately for each building type. Cost-effectiveness results are also reported as an average for all analyzed building prototypes in the state. To determine these averages, results were combined across the different building types using weighting factors shown in Table 6. These weighting factors are based on the floor area of new construction and major renovations for the six analyzed building prototypes in the state. The weighting factors were developed from construction start data from 2003 to 2007 based on an approach developed by Jarnagin and Bandyopadhyay (McGraw Hill Construction 2007, Jarnagin and Bandyopadhyay 2009).
Incremental Construction Cost
Cost estimates were developed for the differences between the Base Code and ASHRAE Standard 90.1-2013 as implemented in the six prototype models. Costs for the initial construction include material, labor, commissioning, construction equipment, overhead and profit. These costs were developed using a commercial cost estimation firm, engineering design consultants and RS Means 2012 Cost Data (RS Means 2012a,b,c; 2004, Thornton et al. 2013).
Table 7 shows incremental initial cost for individual building types in the state and weighted average costs for all building types for moving to ASHRAE Standard 90.1-2013 from the Base Code. The incremental cost may be negative for some building types based on the downsizing of HVAC equipment resulting from reductions in heating and cooling loads due to improvements in ASHRAE Standard 90.1-2013, such as more efficient lighting systems and changes to the building thermal envelope.
The U.S. Department of Energy (DOE) provides estimates of energy and cost savings from code adoption at the National, Climate Zone, and State levels. For more information on how these estimates were developed, visit the DOE Building Energy Codes website: www.energycodes.gov/development/commercial
U.S Department of Energy
Energy Efficiency and Renewable Energy
BUILDING TECHNOLOGIES OFFICE
Building Energy Codes
For information on Building Energy
Codes, visit www.energycodes.gov
EERE Information Center
1-877-EERE-INFO (1-877-337-3463)
www.eere.energy.gov/informationcenter

## LCC Methodology (hidden)
| 1 | 2 | 3 | 4 | 5 | 6
Cost-Effectiveness Methodology for Standard 90.1 in the State of US National
LCC savings is the primary measure DOE uses to assess the cost-effectiveness of building energy codes.
This analysis demonstrates that for all building types in climate zones in the State of US National, ASHRAE Standard 90.1-2013 results in savings over the Base Code (ASHRAE Standard 90.1-2010).
Hence, ASHRAE Standard 90.1-2013 is cost-effective in the State of US National.
Table 9. Building Prototypes
| Building Prototype | Floor Area (ft²) | Number of Floors
| Small Office | 5500 | 1
| Large Office | 498640 | 13
| Stand-Alone Retail | 24690 | 1
| Primary School | 73970 | 1
| Small Hotel | 43210 | 4
| Mid-Rise Apartment | 33740 | 4
Figure 3. National Climate Zones
Table 10. LCC Economic Parameters
Economic Parameter |  | Scenario 1 | Scenario 2
Study Period – Years1 |  | 30 | 30
Nominal Discount Rate2 |  | 0.031 | 0.06
Real Discount Rate2 |  | 0.03 | 0.040542
Effective Inflation Rate3 |  | -0.002 | 0.0187
Electricity Prices4 | per kWh | 0.1013 | 0.1013
Natural Gas Prices4 | per therm | 1 | 1
Energy Price Escalation Factors5 |  | Uniform present value factors | Uniform present value factors
Electricity Price UPV5 |  | 21.94 | 16.1641
Natural Gas Price UPV5 |  | 23.69 | 17.4534
Loan Interest Rate6 |  | NA | 0.06
Federal Corporate Tax Rate7 |  | NA | 0.34
State Corporate Tax Rate8 |  | NA | 0.065
Combined Income Tax Impact9 |  | NA | 0.26135
State and Average Local Sales Tax10 |  | 0.05 | 0.05
Detailed Energy Use and Cost
On the following pages, specific detailed results for US National are included:
Table 11 shows the average energy rates used.
Tables 12.A and 12.B show the per square foot energy costs for 90.1-2013 and 90.1-2016 and the cost savings from 90.1-2016.
Tables 13.A and 13.B show the per square foot energy use for 90.1-2013 and 90.1-2016 and the energy use savings from 90.1-2016.
Tables 14.A through 14.E show the energy end use by energy type for each climate zone in the state.
5 | Tables 14.A through 14.E show
1 | Table 14 shows
2 | Tables 14.A through 14.B show
3 | Tables 14.A through 14.C show
4 | Tables 14.A through 14.D show
5 | Tables 14.A through 14.E show
5 | Tables 12.A and 12.B show |  | Table 12.A.
1 | Table 12 shows |  | Table 12.
2 | Table 12 shows |  | Table 12.
3 | Table 12 shows |  | Table 12.
4 | Tables 12.A and 12.B show |  | Table 12.A.
5 | Tables 12.A and 12.B show |  | Table 12.A.
5 | Tables 13.A and 13.B show |  | Table 13.A.
1 | Table 13 shows |  | Table 13.
2 | Table 13 shows |  | Table 13.
3 | Table 13 shows |  | Table 13.
4 | Tables 13.A and 13.B show |  | Table 13.A.
5 | Tables 13.A and 13.B show |  | Table 13.A.
The cost-effectiveness analysis compares the cost for new buildings meeting ASHRAE Standard 90.1-2013 compared to new buildings meeting a Base Code, ASHRAE Standard 90.1-2010 (ASHRAE 2013, ASHRAE 2010). The analysis includes energy savings estimates from building energy simulations and LCC and simple payback calculations using standard economic analysis parameters. The analysis builds on work documented in ANSI/ASHRAE/IES Standard 90.1-2013 Determination of Energy Savings: Quantitative Analysis (Halverson et al. 2014), and the cost-effectiveness analysis documented in National Cost-effectiveness of ANSI/ASHRAE/IES Standard 90.1-2013 (Hart et al. 2015).
Building Prototypes and Energy Modeling
The cost-effectiveness analysis uses six building types represented by six prototype building energy models. These six are a subset of 16 prototype building energy models and represent 80% of commercial floor space. These models provide coverage of the significant changes in ASHRAE Standard 90.1 from 2010 to 2013 and are used to show the impacts of the changes on energy savings. The prototypes represent common construction practice and include the primary conventional HVAC systems most commonly used in commercial buildings. More information on the prototype buildings and savings analysis can be found at: www.energycodes.gov/development/commercial/90.1_models.
Each prototype building is analyzed for each of the climate zones found within the state. Using the U.S. Department of Energy (DOE) EnergyPlus™ software, the six building prototypes summarized in Table 9 are simulated with characteristics meeting the requirements of the Base Code (ASHRAE Standard 90.1-2010) and then modified to meet the requirements of the next edition of the code (ASHRAE Standard 90.1-2013). The energy use and cost are then compared between the two sets of models.
Cost-Effectiveness
DOE uses standard economic Life Cycle Cost (LCC) cost-effectiveness analysis methods in comparing ASHRAE Standard 90.1-2013 and the Base Code. A detailed cost-effectiveness methodology has been established (Hart et al. 2015).
LCC Savings: LCC is the calculation of the present value of costs over a 30-year period including initial equipment and construction costs, energy savings, maintenance and replacement costs, and residual value of components at the end of the 30-year period. A separate LCC is determined for the Base Code and for ASHRAE Standard 90.1-2013. The LCC savings is the Base Code LCC minus the ASHRAE Standard 90.1-2013 LCC. Two cost scenarios are analyzed:
Scenario 1 includes the costs and savings listed above without borrowing or tax impacts.
Scenario 2 incudes the same costs as scenario 1 plus financing of the incremental first costs through increased borrowing with tax impacts including mortgage interest and depreciation deductions. Corporate tax rates are applied. Economic analysis factors such as discount rates are also different, as described in Table 10.
While not a true cost-effectiveness metric, simple payback is also calculated. Simple payback is the number of years required for accumulated annual energy cost savings to exceed the incremental first costs of a new code.
Cost-Effectiveness Method and Parameters
The DOE cost-effectiveness methodology accounts for the benefits of energy-efficient building construction over a multi-year analysis period, balancing initial costs against longer term energy savings. DOE evaluates energy codes and code proposals based on LCC analysis over a multi-year study period, accounting for energy savings, incremental investment for energy efficiency measures, and other economic impacts. The value of future savings and costs are discounted to a present value, with improvements deemed cost-effective when the net LCC savings (present value of savings minus cost) is positive.
The U.S. DOE Building Technologies Office (BTO) uses an LCC analysis similar to the method used for many federal building projects, as well as other public and private building projects (Fuller and Petersen 1995). The LCC analysis method consists of identifying costs (and revenues if any) and in what year they occur; then determining their value in today’s dollars (known as the present value). This method uses fundamental engineering economics relationships about the time value of money (money today is normally worth more than money tomorrow, which is why we pay interest on a loan and earn interest on savings). Future costs are discounted to the present based on a discount rate. The discount rate may reflect the interest rate at which money can be borrowed for projects with the same level of risk or the interest rate that can be earned on other conventional investments with similar risk.
The LCC for both scenarios includes incremental initial costs, repairs, maintenance and replacements. Scenario 2 also includes loan costs and tax impacts including mortgage interest and depreciation deductions. The residual value of equipment (or other component such as roof membrane) that has remaining useful life at end of the 30-year study period is also included for both scenarios. The residual value is calculated by multiplying the initial cost of the component by the years of useful life remaining for the component at year 30 divided by the total useful life, a simplified approach included in the Federal Energy Management Program (FEMP) LCC method (Fuller and Petersen 1995). The component in place at year 30 may be the original component if it has a longer than 30-year life or equipment that has already been replaced one or more times during the 30-year period that has a useful life that does not divide evenly into 30 years.
The financial and economic parameters used for the LCC calculations are shown in Table 10.
1 A 30-year study period captures most building components useful lives and is a commonly used study period for building project economic analysis. This period is consistent with previous and related national 90.1 cost-effectiveness analysis (Hart et al. 2015). It is also consistent with the cost-effectiveness analysis that was done for the residential energy code as described in multiple state reports and a summary report (DOE 2012). The federal building LCC method uses 25 years and the ASHRAE Standard 90.1 development process uses up to 40 years for building envelope code improvement analysis. Because of the time value of money, results are typically similar for any study periods of 20 years or more.
2 The scenario 1 real and nominal discount rates are from the National Institute of Standards and Technology (NIST) 2014 annual LCC update for the federal LCC method (Rushing et al. 2014). The scenario 2 nominal discount rate is assumed to be the marginal cost of capital, which is set equal to the loan interest rate (see footnote 6). The real discount rate for Scenario 2 is calculated from the nominal discount rate and inflation.
3 The scenario 1 effective inflation rate is from the NIST 2014 annual LCC update for the federal LCC method (Rushing et al. 2014). The scenario 2 inflation rate is the Producer Price Index for non-residential construction, June 1984 to June 2014 (Bureau of Labor Statistics 2015).
4 Scenario 1 and 2 electricity and natural gas prices are state average annual prices for 2014 from the United States Energy Information Agency (EIA) Electricity Power Monthly (EIA 2015a) and Natural Gas Monthly (EIA 2015b).
5 Scenario 1 energy price escalation rates are from the NIST 2014 annual update for the FEMP LCC method (Rushing et al. 2014). The NIST uniform present value (UPV) factors are multiplied by the first year annual energy cost to determine the present value of 30 years of energy costs and are based on a series of different annual escalation rates for 30 years. Scenario 2 UPV factors are based on NIST UPVs with an adjustment made for the scenario difference in discount rates.
6 The loan interest rate is estimated from multiple online sources listed in the references (Commercial Loan Direct 2015; Watts 2015).
7 The highest federal marginal corporate income tax rate is assumed to apply.
8 The highest marginal state corporate income tax rate is assumed to apply from the Federation of Tax Administrators (FTA 2015).
9 The combined tax impact is based on state tax being a deduction for federal tax, and is applied to depreciation and loan interest.
10 The state and average local sales tax is included in material costs in the cost estimate (Tax Foundation 2015).
Climate Zones
Climate zones are defined in ASHRAE Standard 90.1 and include eight primary climate zones, the hottest being climate zone 1 and the coldest being climate zone 8. Letters A, B, and C are applied in some cases to denote the level of moisture, with A indicating moist or humid, B indicating dry, and C indicating marine. Figure 3 shows the national climate zones. For this state analysis, savings is analyzed for each climate zone in the state using weather data from a selected city within the climate zone and state, or where necessary, a city in an adjoining state with more robust weather data.

## Energy Results (hidden)
State Commercial Energy Code Cost Effectiveness - Energy Cost Savings Results | [8 empty] | per square foot at right | [15 empty] | Table 11. Energy Rates for the State of US National, Average $ per unit
[26 empty] | Electricity | 0.1013 | kWh
[26 empty] | Gas | 1 | therm
Source: Energy Information Administration, annual average prices for 2014 (EIA 2015a,b)
Energy Cost | [5 empty] | G |  |  |  | J |  |  |  | M |  |  |  | P |  |  |  | S | S
Cost/therm | 1 |  | Energy Saving Results for ASHRAE Standard 90.1 in US National State | [21 empty] | Table 12.A. Energy Cost Saving Results for ASHRAE Standard 90.1 in the State of US National, $ per square foot | [12 empty] | Table 10.B. Energy Cost Saving Results for ASHRAE Standard 90.1 in the State of US National, $ per square foot
Cost/kWh | 0.1013 |  |  | 2A |  |  |  | 3A |  |  |  | 3B |  |  |  | 4A |  |  |  | 5A |  |  |  |  | Climate Zone: | 2A |  |  |  | 3A |  |  |  | 3B |  |  |  | Climate Zone: | 4A |  |  |  | 5A
|  |  |  | 2013 | 2016 | Savings |  | 2013 | 2016 | Savings |  | 2013 | 2016 | Savings |  | 2013 | 2016 | Savings |  | 2013 | 2016 | Savings |  |  | Code: | 90.1-2013 | 90.1-2016 | Savings |  | 90.1-2013 | 90.1-2016 | Savings |  | 90.1-2013 | 90.1-2016 | Savings |  | Code: | 90.1-2013 | 90.1-2016 | Savings |  | 90.1-2013 | 90.1-2016 | Savings
| SO |  | Small Office | [20 empty] | 5500 | Small Office | [12 empty] | Small Office
| SO |  | Electricity | 4940.3448 | 4371.6578 | 568.6869 | 0.11511 | 4690.4714 | 4134.447 | 556.0244 | 0.11854 | 4771.23 | 4209.8592 | 561.3708 | 0.11766 | 4577.3531 | 4045.2467 | 532.1064 | 0.11625 | 4563.565 | 3994.8781 | 568.6869 | 0.12461 | 5500 | Electricity | 0.898 | 0.795 | 0.103 | 0.1147 | 0.853 | 0.752 | 0.101 | 0.11841 | 0.867 | 0.765 | 0.102 | 0.11765 | Electricity | 0.832 | 0.735 | 0.097 | 0.11659 | 0.83 | 0.726 | 0.103 | 0.1241
| SO |  | Gas | 0.37913 | 0.37913 | 0 | 0 | 11.5634 | 12.5112 | -0.94782 | -0.081967 | 3.1278 | 3.5069 | -0.37913 | -0.12121 | 12.4164 | 13.9329 | -1.5165 | -0.12214 | 55.8264 | 61.9872 | -6.1608 | -0.11036 | 5500 | Gas | 0 | 0 | 0 | - | 0.002 | 0.002 | 0 | 0 | 0.001 | 0.001 | 0 | 0 | Gas | 0.002 | 0.003 | 0 | 0 | 0.01 | 0.011 | -0.001 | -0.1
| SO |  | Totals | 4940.7239 | 4372.0369 | 568.6869 | 0.1151 | 4702.0348 | 4146.9582 | 555.0766 | 0.11805 | 4774.3578 | 4213.3661 | 560.9917 | 0.1175 | 4589.7695 | 4059.1796 | 530.5899 | 0.1156 | 4619.3915 | 4056.8653 | 562.5261 | 0.12177 | 5500 | Totals | 0.898 | 0.795 | 0.103 | 0.1147 | 0.855 | 0.754 | 0.101 | 0.11813 | 0.868 | 0.766 | 0.102 | 0.11751 | Totals | 0.835 | 0.738 | 0.096 | 0.11497 | 0.84 | 0.738 | 0.102 | 0.12143
| LO |  | Large Office | [20 empty] | 498640 | Large Office | [12 empty] | Large Office
| LO |  | Electricity | 1049601.9495 | 1015419.3898 | 34182.5597 | 0.032567 | 995340.3227 | 965806.8702 | 29533.4525 | 0.029672 | 1024879.6843 | 1006448.9933 | 18430.691 | 0.017983 | 973070.0803 | 943065.3014 | 30004.7789 | 0.030835 | 942675.8592 | 920769.4526 | 21906.4066 | 0.023239 | 498640 | Electricity | 2.105 | 2.036 | 0.069 | 0.032779 | 1.996 | 1.937 | 0.059 | 0.029559 | 2.055 | 2.018 | 0.037 | 0.018005 | Electricity | 1.951 | 1.891 | 0.06 | 0.030753 | 1.89 | 1.847 | 0.044 | 0.02328
| LO |  | Gas | 7419.7968 | 5764.6237 | 1655.173 | 0.22308 | 23434.3992 | 14400.9438 | 9033.4554 | 0.38548 | 8580.8727 | 8263.354 | 317.5187 | 0.037003 | 43039.6172 | 25148.8108 | 17890.8064 | 0.41568 | 63821.2658 | 41249.7593 | 22571.5065 | 0.35367 | 498640 | Gas | 0.015 | 0.012 | 0.003 | 0.2 | 0.047 | 0.029 | 0.018 | 0.38298 | 0.017 | 0.017 | 0.001 | 0.058824 | Gas | 0.086 | 0.05 | 0.036 | 0.4186 | 0.128 | 0.083 | 0.045 | 0.35156
| LO |  | Totals | 1057021.7463 | 1021184.0135 | 35837.7328 | 0.033904 | 1018774.7219 | 980207.814 | 38566.9079 | 0.037856 | 1033460.557 | 1014712.3473 | 18748.2097 | 0.018141 | 1016109.6975 | 968214.1122 | 47895.5852 | 0.047136 | 1006497.125 | 962019.212 | 44477.913 | 0.044191 | 498640 | Totals | 2.12 | 2.048 | 0.072 | 0.033962 | 2.043 | 1.966 | 0.077 | 0.03769 | 2.073 | 2.035 | 0.038 | 0.018331 | Totals | 2.038 | 1.942 | 0.096 | 0.047105 | 2.018 | 1.929 | 0.089 | 0.044103
| RS |  | Standalone Retail | [20 empty] | 24690 | Stand-Alone Retail | [12 empty] | Standalone Retail
| RS |  | Electricity | 31209.4047 | 28034.2124 | 3175.1922 | 0.10174 | 27585.3972 | 24484.773 | 3100.6242 | 0.1124 | 28929.5919 | 26145.5302 | 2784.0617 | 0.096236 | 26144.9674 | 23137.7644 | 3007.2031 | 0.11502 | 24607.4585 | 21889.8046 | 2717.6539 | 0.11044 | 24690 | Electricity | 1.264 | 1.135 | 0.129 | 0.10206 | 1.117 | 0.992 | 0.126 | 0.1128 | 1.172 | 1.059 | 0.113 | 0.096416 | Electricity | 1.059 | 0.937 | 0.122 | 0.1152 | 0.997 | 0.887 | 0.11 | 0.11033
| RS |  | Gas | 945.0685 | 952.7458 | -7.6773 | -0.0081236 | 1488.0729 | 1528.9238 | -40.8509 | -0.027452 | 1567.5 | 1594.6075 | -27.1076 | -0.017294 | 2011.9314 | 2093.728 | -81.7966 | -0.040656 | 2805.7282 | 2880.9849 | -75.2567 | -0.026823 | 24690 | Gas | 0.038 | 0.039 | 0 | 0 | 0.06 | 0.062 | -0.002 | -0.033333 | 0.063 | 0.065 | -0.001 | -0.015873 | Gas | 0.081 | 0.085 | -0.003 | -0.037037 | 0.114 | 0.117 | -0.003 | -0.026316
| RS |  | Totals | 32154.4731 | 28986.9582 | 3167.5149 | 0.098509 | 29073.47 | 26013.6968 | 3059.7733 | 0.10524 | 30497.0919 | 27740.1377 | 2756.9541 | 0.090401 | 28156.8988 | 25231.4924 | 2925.4065 | 0.1039 | 27413.1868 | 24770.7895 | 2642.3972 | 0.096391 | 24690 | Totals | 1.302 | 1.174 | 0.128 | 0.09831 | 1.178 | 1.054 | 0.124 | 0.10526 | 1.235 | 1.124 | 0.112 | 0.090688 | Totals | 1.14 | 1.022 | 0.118 | 0.10351 | 1.11 | 1.003 | 0.107 | 0.096396
| PS |  | Primary School | [20 empty] | 73970 | Primary School | [12 empty] | Primary School
| PS |  | Electricity | 92501.8144 | 78006.6284 | 14495.1859 | 0.1567 | 84715.5023 | 69508.1211 | 15207.3812 | 0.17951 | 78207.8215 | 66876.8536 | 11330.9679 | 0.14488 | 79513.4659 | 65047.263 | 14466.2029 | 0.18193 | 75894.5234 | 60814.6113 | 15079.9121 | 0.1987 | 73970 | Electricity | 1.251 | 1.055 | 0.196 | 0.15667 | 1.145 | 0.94 | 0.206 | 0.17991 | 1.057 | 0.904 | 0.153 | 0.14475 | Electricity | 1.075 | 0.879 | 0.196 | 0.18233 | 1.026 | 0.822 | 0.204 | 0.19883
| PS |  | Gas | 6316.9168 | 6281.8475 | 35.0692 | 0.0055516 | 8799.6289 | 8623.7141 | 175.9149 | 0.019991 | 8739.3478 | 8789.6768 | -50.3291 | -0.0057589 | 10156.8083 | 9769.1511 | 387.6572 | 0.038167 | 12312.9026 | 11748.6671 | 564.2355 | 0.045825 | 73970 | Gas | 0.085 | 0.085 | 0 | 0 | 0.119 | 0.117 | 0.002 | 0.016807 | 0.118 | 0.119 | -0.001 | -0.0084746 | Gas | 0.137 | 0.132 | 0.005 | 0.036496 | 0.166 | 0.159 | 0.008 | 0.048193
| PS |  | Totals | 98818.7311 | 84288.4759 | 14530.2552 | 0.14704 | 93515.1313 | 78131.8352 | 15383.2961 | 0.1645 | 86947.1692 | 75666.5304 | 11280.6388 | 0.12974 | 89670.2742 | 74816.4141 | 14853.8601 | 0.16565 | 88207.426 | 72563.2784 | 15644.1476 | 0.17736 | 73970 | Totals | 1.336 | 1.139 | 0.196 | 0.14671 | 1.264 | 1.056 | 0.208 | 0.16456 | 1.175 | 1.023 | 0.153 | 0.13021 | Totals | 1.212 | 1.011 | 0.201 | 0.16584 | 1.192 | 0.981 | 0.211 | 0.17701
| SH |  | Small Hotel | [20 empty] | 43210 | Small Hotel | [12 empty] | Small Hotel
| SH |  | Electricity | 49757.1535 | 43299.5598 | 6457.5937 | 0.12978 | 46368.387 | 40169.1084 | 6199.2787 | 0.1337 | 45243.3943 | 39614.2095 | 5629.1848 | 0.12442 | 46289.8795 | 39471.2639 | 6818.6156 | 0.1473 | 47489.7218 | 39885.7498 | 7603.972 | 0.16012 | 43210 | Electricity | 1.152 | 1.002 | 0.149 | 0.12934 | 1.073 | 0.93 | 0.143 | 0.13327 | 1.047 | 0.917 | 0.13 | 0.12416 | Electricity | 1.071 | 0.913 | 0.158 | 0.14753 | 1.099 | 0.923 | 0.176 | 0.16015
| SH |  | Gas | 8834.0347 | 8642.5756 | 191.4591 | 0.021673 | 9616.4577 | 9525.9412 | 90.5165 | 0.0094127 | 9298.6546 | 9178.7558 | 119.8989 | 0.012894 | 10472.8105 | 10434.7082 | 38.1022 | 0.0036382 | 11315.6095 | 11275.422 | 40.1874 | 0.0035515 | 43210 | Gas | 0.204 | 0.2 | 0.004 | 0.019608 | 0.223 | 0.22 | 0.002 | 0.0089686 | 0.215 | 0.212 | 0.003 | 0.013953 | Gas | 0.242 | 0.241 | 0.001 | 0.0041322 | 0.262 | 0.261 | 0.001 | 0.0038168
| SH |  | Totals | 58591.1881 | 51942.1354 | 6649.0527 | 0.11348 | 55984.8448 | 49695.0496 | 6289.7952 | 0.11235 | 54542.0489 | 48792.9653 | 5749.0836 | 0.10541 | 56762.69 | 49905.9722 | 6856.7179 | 0.1208 | 58805.3312 | 51161.1718 | 7644.1595 | 0.12999 | 43210 | Totals | 1.356 | 1.202 | 0.154 | 0.11357 | 1.296 | 1.15 | 0.146 | 0.11265 | 1.262 | 1.129 | 0.133 | 0.10539 | Totals | 1.314 | 1.155 | 0.159 | 0.121 | 1.361 | 1.184 | 0.177 | 0.13005
| MA |  | Mid-rise Apartment | [20 empty] | 33740 | Mid-Rise Apartment | [12 empty] | Mid-Rise Apartment
| MA |  | Electricity | 40964.3134 | 39323.8161 | 1640.4972 | 0.040047 | 39268.9453 | 37704.9859 | 1563.9595 | 0.039827 | 41859.6928 | 40285.322 | 1574.3708 | 0.037611 | 41303.9498 | 39894.1914 | 1409.7583 | 0.034131 | 40829.5281 | 39052.2759 | 1777.2522 | 0.043529 | 33740 | Electricity | 1.214 | 1.165 | 0.049 | 0.040362 | 1.164 | 1.118 | 0.046 | 0.039519 | 1.241 | 1.194 | 0.047 | 0.037873 | Electricity | 1.224 | 1.182 | 0.042 | 0.034314 | 1.21 | 1.157 | 0.053 | 0.043802
| MA |  | Gas | 107.8616 | 114.0224 | -6.1608 | -0.057118 | 1154.8204 | 1181.8332 | -27.0128 | -0.023391 | 119.0458 | 122.0788 | -3.033 | -0.025478 | 1019.8512 | 1038.7128 | -18.8616 | -0.018494 | 1949.7546 | 1933.2626 | 16.492 | 0.0084585 | 33740 | Gas | 0.003 | 0.003 | 0 | 0 | 0.034 | 0.035 | -0.001 | -0.029412 | 0.004 | 0.004 | 0 | 0 | Gas | 0.03 | 0.031 | -0.001 | -0.033333 | 0.058 | 0.057 | 0 | 0
| MA |  | Totals | 41072.175 | 39437.8385 | 1634.3364 | 0.039792 | 40423.7657 | 38886.819 | 1536.9467 | 0.038021 | 41978.7387 | 40407.4008 | 1571.3378 | 0.037432 | 42323.801 | 40932.9042 | 1390.8968 | 0.032863 | 42779.2827 | 40985.5384 | 1793.7443 | 0.04193 | 33740 | Totals | 1.217 | 1.169 | 0.048 | 0.039441 | 1.198 | 1.153 | 0.046 | 0.038397 | 1.244 | 1.198 | 0.047 | 0.037781 | Totals | 1.254 | 1.213 | 0.041 | 0.032695 | 1.268 | 1.215 | 0.053 | 0.041798
Energy Use | [5 empty] | G |  |  |  | J |  |  |  | M |  |  |  | P |  |  |  | S
kBtu/kWh | 3.413 |  | Energy Use Saving Results for ASHRAE Standard 90.1 in US National State | [21 empty] | Table 13.A. Energy Use Saving Results for ASHRAE Standard 90.1 in the State of US National, Energy Use per Square Foot | [12 empty] | Table 11.B. Energy Use Saving Results for ASHRAE Standard 90.1 in the State of US National, Energy Use per Square Foot
kBtu/therm | 100 |  |  | 2A |  |  |  | 3A |  |  |  | 3B |  |  |  | 4A |  |  |  | 5A |  |  |  |  | Climate Zone: | 2A |  |  |  | 3A |  |  |  | 3B |  |  |  | Climate Zone: | 4A |  |  |  | 5A
|  |  |  | 2013 | 2016 | Savings |  | 2013 | 2016 | Savings |  | 2013 | 2016 | Savings |  | 2013 | 2016 | Savings |  | 2013 | 2016 | Savings |  |  | Code: | 90.1-2013 | 90.1-2016 | Savings |  | 90.1-2013 | 90.1-2016 | Savings |  | 90.1-2013 | 90.1-2016 | Savings |  | Code: | 90.1-2013 | 90.1-2016 | Savings |  | 90.1-2013 | 90.1-2016 | Savings
| SO |  | Small Office | [20 empty] | 5500 | Small Office | [12 empty] | Small Office
| SO |  | Electricity, kWh | 48769.4448 | 43155.5559 | 5613.8889 | 0.11511 | 46302.7781 | 40813.8892 | 5488.8889 | 0.11854 | 47100.0004 | 41558.3337 | 5541.6667 | 0.11766 | 45186.1115 | 39933.3337 | 5252.7778 | 0.11625 | 45050.0004 | 39436.1114 | 5613.8889 | 0.12461 | 5500 | Electricity, kWh/ft2 | 8.867 | 7.846 | 1.021 | 0.11515 | 8.419 | 7.421 | 0.998 | 0.11854 | 8.564 | 7.556 | 1.008 | 0.1177 | Electricity, kWh/ft2 | 8.216 | 7.261 | 0.955 | 0.11624 | 8.191 | 7.17 | 1.021 | 0.12465
| SO |  | Gas, therm | 0.37913 | 0.37913 | 0 | 0 | 11.5634 | 12.5112 | -0.94782 | -0.081967 | 3.1278 | 3.5069 | -0.37913 | -0.12121 | 12.4164 | 13.9329 | -1.5165 | -0.12214 | 55.8264 | 61.9872 | -6.1608 | -0.11036 | 5500 | Gas, therm/ft2 | 0 | 0 | 0 | - | 0.002 | 0.002 | 0 | 0 | 0.001 | 0.001 | 0 | 0 | Gas, therm/ft2 | 0.002 | 0.003 | 0 | 0 | 0.01 | 0.011 | -0.001 | -0.1
| SO |  | Totals, kBtu | 166488.0279 | 147327.825 | 19160.2029 | 0.11508 | 159187.7187 | 140548.9225 | 18638.7962 | 0.11709 | 161065.0809 | 142189.2851 | 18875.7958 | 0.11719 | 155461.8389 | 137685.7589 | 17776.08 | 0.11434 | 159338.2941 | 140794.1723 | 18544.1218 | 0.11638 | 5500 | Totals, kBtu/ft2 | 30.271 | 26.787 | 3.484 | 0.11509 | 28.943 | 25.554 | 3.389 | 0.11709 | 29.285 | 25.853 | 3.432 | 0.11719 | Totals, kBtu/ft2 | 28.266 | 25.034 | 3.232 | 0.11434 | 28.971 | 25.599 | 3.372 | 0.11639
| LO |  | Large Office | [20 empty] | 498640 | Large Office | [12 empty] | Large Office
| LO | Moving to the ANSI/ASHRAE/IES Standard 90.1-2016 version from the Base Code (90.1-2013) is cost-effective for all building types and climate zones in the State of US National. Table 1 shows the statewide economic impact of upgrading to 90.1-2016 in terms of the annual energy cost savings in dollars per square foot, the additional cost per square foot required by the upgrade, and the simple payback period in years. Figure 1 includes annual energy cost savings, first cost for the upgrade, and net annualized LCC savings per square foot for Scenario 2. Average values are weighted averages for all building types considered in all climate zones in the state, based on weightings shown in Table 6. | Electricity, kWh | 10361322.3051 | 10023883.4135 | 337438.8916 | 0.032567 | 9825669.523 | 9534125.0763 | 291544.4468 | 0.029672 | 10117272.3032 | 9935330.635 | 181941.6681 | 0.017983 | 9605825.0768 | 9309627.8523 | 296197.2246 | 0.030835 | 9305783.4078 | 9089530.6283 | 216252.7795 | 0.023239 | 498640 | Electricity, kWh/ft2 | 20.779 | 20.102 | 0.677 | 0.032581 | 19.705 | 19.12 | 0.585 | 0.029688 | 20.29 | 19.925 | 0.365 | 0.017989 | Electricity, kWh/ft2 | 19.264 | 18.67 | 0.594 | 0.030835 | 18.662 | 18.229 | 0.434 | 0.023256
| LO |  | Gas, therm | 7419.7968 | 5764.6237 | 1655.173 | 0.22308 | 23434.3992 | 14400.9438 | 9033.4554 | 0.38548 | 8580.8727 | 8263.354 | 317.5187 | 0.037003 | 43039.6172 | 25148.8108 | 17890.8064 | 0.41568 | 63821.2658 | 41249.7593 | 22571.5065 | 0.35367 | 498640 | Gas, therm/ft2 | 0.015 | 0.012 | 0.003 | 0.2 | 0.047 | 0.029 | 0.018 | 0.38298 | 0.017 | 0.017 | 0.001 | 0.058824 | Gas, therm/ft2 | 0.086 | 0.05 | 0.036 | 0.4186 | 0.128 | 0.083 | 0.045 | 0.35156
| LO |  | Totals, kBtu | 36105172.7034 | 34787976.4627 | 1317196.2407 | 0.036482 | 35878449.9987 | 33980063.2611 | 1898386.7376 | 0.052912 | 35388337.6439 | 34735618.8571 | 652718.7868 | 0.018444 | 37088642.7038 | 34288640.9369 | 2800001.7669 | 0.075495 | 38142765.3483 | 35147543.9659 | 2995221.3824 | 0.078527 | 498640 | Totals, kBtu/ft2 | 72.407 | 69.766 | 2.642 | 0.036488 | 71.953 | 68.145 | 3.807 | 0.05291 | 70.97 | 69.661 | 1.309 | 0.018444 | Totals, kBtu/ft2 | 74.38 | 68.764 | 5.615 | 0.075491 | 76.494 | 70.487 | 6.007 | 0.078529
| RS |  | Standalone Retail | [20 empty] | 24690 | Stand-Alone Retail | [12 empty] | Standalone Retail
| RS |  | Electricity, kWh | 308088.8914 | 276744.4467 | 31344.4447 | 0.10174 | 272313.8911 | 241705.5575 | 30608.3336 | 0.1124 | 285583.3356 | 258100.0021 | 27483.3336 | 0.096236 | 258094.4465 | 228408.3352 | 29686.1113 | 0.11502 | 242916.6686 | 216088.8906 | 26827.778 | 0.11044 | 24690 | Electricity, kWh/ft2 | 12.478 | 11.209 | 1.27 | 0.10178 | 11.029 | 9.79 | 1.24 | 0.11243 | 11.567 | 10.454 | 1.113 | 0.096222 | Electricity, kWh/ft2 | 10.453 | 9.251 | 1.202 | 0.11499 | 9.839 | 8.752 | 1.087 | 0.11048
| RS |  | Gas, therm | 945.0685 | 952.7458 | -7.6773 | -0.0081236 | 1488.0729 | 1528.9238 | -40.8509 | -0.027452 | 1567.5 | 1594.6075 | -27.1076 | -0.017294 | 2011.9314 | 2093.728 | -81.7966 | -0.040656 | 2805.7282 | 2880.9849 | -75.2567 | -0.026823 | 24690 | Gas, therm/ft2 | 0.038 | 0.039 | 0 | 0 | 0.06 | 0.062 | -0.002 | -0.033333 | 0.063 | 0.065 | -0.001 | -0.015873 | Gas, therm/ft2 | 0.081 | 0.085 | -0.003 | -0.037037 | 0.114 | 0.117 | -0.003 | -0.026316
| RS |  | Totals, kBtu | 1146014.2312 | 1039803.3733 | 106210.8579 | 0.092678 | 1078214.5981 | 977833.4473 | 100381.1507 | 0.093099 | 1131445.9198 | 1040356.0593 | 91089.8605 | 0.080507 | 1082069.486 | 988930.4497 | 93139.0363 | 0.086075 | 1109647.4138 | 1025609.8755 | 84037.5384 | 0.075734 | 24690 | Totals, kBtu/ft2 | 46.416 | 42.114 | 4.302 | 0.092684 | 43.67 | 39.604 | 4.066 | 0.093107 | 45.826 | 42.137 | 3.689 | 0.0805 | Totals, kBtu/ft2 | 43.826 | 40.054 | 3.772 | 0.086068 | 44.943 | 41.539 | 3.404 | 0.07574
| PS |  | Primary School | [20 empty] | 73970 | Primary School | [12 empty] | Primary School
| PS |  | Electricity, kWh | 913147.2295 | 770055.5617 | 143091.6678 | 0.1567 | 836283.34 | 686161.1166 | 150122.2234 | 0.17951 | 772041.6728 | 660186.1164 | 111855.5565 | 0.14488 | 784930.5618 | 642125.0051 | 142805.5567 | 0.18193 | 749205.5615 | 600341.6715 | 148863.8901 | 0.1987 | 73970 | Electricity, kWh/ft2 | 12.345 | 10.41 | 1.934 | 0.15666 | 11.306 | 9.276 | 2.03 | 0.17955 | 10.437 | 8.925 | 1.512 | 0.14487 | Electricity, kWh/ft2 | 10.611 | 8.681 | 1.931 | 0.18198 | 10.129 | 8.116 | 2.012 | 0.19864
| PS |  | Gas, therm | 6316.9168 | 6281.8475 | 35.0692 | 0.0055516 | 8799.6289 | 8623.7141 | 175.9149 | 0.019991 | 8739.3478 | 8789.6768 | -50.3291 | -0.0057589 | 10156.8083 | 9769.1511 | 387.6572 | 0.038167 | 12312.9026 | 11748.6671 | 564.2355 | 0.045825 | 73970 | Gas, therm/ft2 | 0.085 | 0.085 | 0 | 0 | 0.119 | 0.117 | 0.002 | 0.016807 | 0.118 | 0.119 | -0.001 | -0.0084746 | Gas, therm/ft2 | 0.137 | 0.132 | 0.005 | 0.036496 | 0.166 | 0.159 | 0.008 | 0.048193
| PS |  | Totals, kBtu | 3748263.1703 | 3256384.3848 | 491878.7856 | 0.13123 | 3734197.9319 | 3204239.2976 | 529958.6343 | 0.14192 | 3508913.0049 | 3132182.8997 | 376730.1053 | 0.10736 | 3694648.8333 | 3168487.7481 | 526161.0852 | 0.14241 | 3788328.8458 | 3223832.8358 | 564496.01 | 0.14901 | 73970 | Totals, kBtu/ft2 | 50.673 | 44.023 | 6.65 | 0.13123 | 50.483 | 43.318 | 7.165 | 0.14193 | 47.437 | 42.344 | 5.093 | 0.10736 | Totals, kBtu/ft2 | 49.948 | 42.835 | 7.113 | 0.14241 | 51.214 | 43.583 | 7.631 | 0.149
| SH |  | Small Hotel | [20 empty] | 43210 | Small Hotel | [12 empty] | Small Hotel
| SH |  | Electricity, kWh | 491186.115 | 427438.8923 | 63747.2227 | 0.12978 | 457733.337 | 396536.1143 | 61197.2227 | 0.1337 | 446627.7814 | 391058.3365 | 55569.4449 | 0.12442 | 456958.337 | 389647.2253 | 67311.1116 | 0.1473 | 468802.7815 | 393738.892 | 75063.8895 | 0.16012 | 43210 | Electricity, kWh/ft2 | 11.367 | 9.892 | 1.475 | 0.12976 | 10.593 | 9.177 | 1.416 | 0.13367 | 10.336 | 9.05 | 1.286 | 0.12442 | Electricity, kWh/ft2 | 10.575 | 9.018 | 1.558 | 0.14733 | 10.849 | 9.112 | 1.737 | 0.16011
| SH |  | Gas, therm | 8834.0347 | 8642.5756 | 191.4591 | 0.021673 | 9616.4577 | 9525.9412 | 90.5165 | 0.0094127 | 9298.6546 | 9178.7558 | 119.8989 | 0.012894 | 10472.8105 | 10434.7082 | 38.1022 | 0.0036382 | 11315.6095 | 11275.422 | 40.1874 | 0.0035515 | 43210 | Gas, therm/ft2 | 0.204 | 0.2 | 0.004 | 0.019608 | 0.223 | 0.22 | 0.002 | 0.0089686 | 0.215 | 0.212 | 0.003 | 0.013953 | Gas, therm/ft2 | 0.242 | 0.241 | 0.001 | 0.0041322 | 0.262 | 0.261 | 0.001 | 0.0038168
| SH |  | Totals, kBtu | 2559821.6792 | 2323106.5021 | 236715.177 | 0.092473 | 2523889.6509 | 2305971.8763 | 217917.7746 | 0.086342 | 2454206.0815 | 2252557.6795 | 201648.402 | 0.082164 | 2606879.8527 | 2373336.8038 | 233543.0489 | 0.089587 | 2731584.8402 | 2471373.0408 | 260211.7994 | 0.09526 | 43210 | Totals, kBtu/ft2 | 59.241 | 53.763 | 5.478 | 0.09247 | 58.41 | 53.367 | 5.043 | 0.086338 | 56.797 | 52.13 | 4.667 | 0.08217 | Totals, kBtu/ft2 | 60.33 | 54.926 | 5.405 | 0.089591 | 63.216 | 57.194 | 6.022 | 0.095261
| MA |  | Mid-rise Apartment | [20 empty] | 33740 | Mid-Rise Apartment | [12 empty] | Mid-Rise Apartment
| MA |  | Electricity, kWh | 404386.1143 | 388191.6698 | 16194.4446 | 0.040047 | 387650.0031 | 372211.1141 | 15438.889 | 0.039827 | 413225.0033 | 397683.3365 | 15541.6668 | 0.037611 | 407738.8922 | 393822.2254 | 13916.6668 | 0.034131 | 403055.5588 | 385511.1142 | 17544.4446 | 0.043529 | 33740 | Electricity, kWh/ft2 | 11.985 | 11.505 | 0.48 | 0.04005 | 11.489 | 11.032 | 0.458 | 0.039864 | 12.247 | 11.787 | 0.461 | 0.037642 | Electricity, kWh/ft2 | 12.085 | 11.672 | 0.412 | 0.034092 | 11.946 | 11.426 | 0.52 | 0.043529
| MA |  | Gas, therm | 107.8616 | 114.0224 | -6.1608 | -0.057118 | 1154.8204 | 1181.8332 | -27.0128 | -0.023391 | 119.0458 | 122.0788 | -3.033 | -0.025478 | 1019.8512 | 1038.7128 | -18.8616 | -0.018494 | 1949.7546 | 1933.2626 | 16.492 | 0.0084585 | 33740 | Gas, therm/ft2 | 0.003 | 0.003 | 0 | 0 | 0.034 | 0.035 | -0.001 | -0.029412 | 0.004 | 0.004 | 0 | 0 | Gas, therm/ft2 | 0.03 | 0.031 | -0.001 | -0.033333 | 0.058 | 0.057 | 0 | 0
| MA |  | Totals, kBtu | 1390955.9671 | 1336300.4089 | 54655.5582 | 0.039294 | 1438531.4985 | 1388539.8491 | 49991.6494 | 0.034752 | 1422241.5193 | 1369501.112 | 52740.4073 | 0.037083 | 1493597.961 | 1447986.5334 | 45611.4276 | 0.030538 | 1570604.0819 | 1509075.6907 | 61528.3912 | 0.039175 | 33740 | Totals, kBtu/ft2 | 41.226 | 39.606 | 1.62 | 0.039296 | 42.636 | 41.154 | 1.482 | 0.034759 | 42.153 | 40.59 | 1.563 | 0.037079 | Totals, kBtu/ft2 | 44.268 | 42.916 | 1.352 | 0.030541 | 46.55 | 44.727 | 1.824 | 0.039184

## EndUse Tables (hidden)
[8 empty] | Column Offset | 4 | 5 | 6 | 7 | 8 | 9 | 10 | 11 | 12 | 13 | 14 | 15 |  | 1 | 2 | 3 | 4 | 5 | 6 | 7 | 8 | 9 | 10 | 11 | 12 | 13 | 14 | 15 | 16 | 17 | 18 | 19 | 20 | 21 | 22 | 23 | 24 | 25 | 26 | 27 | 28 | 29 | 30 | 31 | 32 | 33 | 34 | 35 | 36 | 37 | 38 | 39 | 40 | 41 | 42 | 43 | 44 | 45 | 46 | 47 | 48 | 49 | 50 | 51 | 52 | 53 | 54 | 55 | 56 | 57 | 58 | 59 | 60 | 61 | 62 | 63
[8 empty] | Floor area, sf | 5500 | 5500 | 498640 | 498640 | 24690 | 24690 | 73970 | 73970 | 43210 | 43210 | 33740 | 33740 | sf
[8 empty] | Conversion divider | 1 | 100 | 1 | 100 | 1 | 100 | 1 | 100 | 1 | 100 | 1 | 100 |  | 1: Do not mess with; 5: CZ; 6: Prototype; 7: Fuel Type
[6 empty] | CZ | CZ offset | ASHRAE 90.1-2013 | [13 empty] | 1: Pivot table to right!!; 5: 2A; 17: 3A; 29: 3B; 41: 4A; 53: 5A
[6 empty] | 2A | 0 | Total Check | 0.00018182 | 1.8182e-06 | 0 | 2.0055e-08 | 0 | 4.0502e-07 | 0 | 1.3519e-07 | 0 | 2.3143e-07 | 0 | 2.9638e-07 |  | 1: Except must refresh; 5: SO; 7: LO; 9: RS; 11: PS; 13: SH; 15: MA; 17: SO; 19: LO; 21: RS; 23: PS; 25: SH; 27: MA; 29: SO; 31: LO; 33: RS; 35: PS; 37: SH; 39: MA; 41: SO; 43: LO; 45: RS; 47: PS; 49: SH; 51: MA; 53: SO; 55: LO; 57: RS; 59: PS; 61: SH; 63: MA
[6 empty] | 3A | 12 | Total Check | 0.00018182 | 1.8182e-06 | 0 | 2.0055e-08 | 0 | 4.0502e-07 | 0 | 1.3519e-07 | 0 | 2.3143e-07 | 0 | 2.9638e-07 |  | after state change |  | A.std.year | Data | EL | NG | EL | NG | EL | NG | EL | NG | EL | NG | EL | NG | EL | NG | EL | NG | EL | NG | EL | NG | EL | NG | EL | NG | EL | NG | EL | NG | EL | NG | EL | NG | EL | NG | EL | NG | EL | NG | EL | NG | EL | NG | EL | NG | EL | NG | EL | NG | EL | NG | EL | NG | EL | NG | EL | NG | EL | NG | EL | NG
[6 empty] | 3B | 24 | Total Check | 0.00018182 | 1.8182e-06 | 0 | 2.0055e-08 | 0 | 4.0502e-07 | 0 | 1.3519e-07 | 0 | 2.3143e-07 | 0 | 2.9638e-07 |  | 1: STD2013; 2: 1; 3: STD2013
[6 empty] | 4A | 36 | Total Check | 0.00018182 | 1.8182e-06 | 0 | 2.0055e-08 | 0 | 4.0502e-07 | 0 | 1.3519e-07 | 0 | 2.3143e-07 | -0.00028092 | 2.9638e-07 |  | Sum of B.htg | 2 |  | Sum of B.htg | 180.5556 | 37.9127 | 33.3333 | 288344.9242 | 0 | 11497.0217 | 0 | 196160.2312 | 3430.5556 | 6122.8986 | 0 | 10786.1588 | 1150 | 1156.3369 | 27.7778 | 1831637.6281 | 0 | 62262.1066 | 0 | 431721.22 | 22486.1113 | 32197.3476 | 0 | 115482.0379 | 675 | 312.7796 | 6752.7778 | 361175.1917 | 0 | 71133.6749 | 0 | 428839.8559 | 9900.0001 | 14312.0385 | 0 | 11904.583 | 1619.4445 | 1241.6404 | 1325 | 3745583.6948 | 0 | 111861.3765 | 0 | 558292.7182 | 49550.0004 | 72489.0533 | 0 | 101985.1221 | 2811.1111 | 5582.6428 | 1983.3333 | 5784063.453 | 0 | 188909.4302 | 0 | 766310.1415 | 80872.2229 | 111937.2019 | 0 | 194975.4598
[6 empty] | 5A | 48 | Total Check | 0.00018182 | 1.8182e-06 | 0 | 2.0055e-08 | 0 | 4.0502e-07 | 0 | 1.3519e-07 | 0 | 2.3143e-07 | 0 | 2.9638e-07 |  | Sum of B.clg | 3 |  | Sum of B.clg | 8677.7778 | 0 | 1986644.4603 | 0 | 77086.1117 | 0 | 245977.7797 | 0 | 146738.8901 | 0 | 71811.1117 | 0 | 5227.7778 | 0 | 1595163.9017 | 0 | 46822.2226 | 0 | 164544.4458 | 0 | 93450.0007 | 0 | 41425.0003 | 0 | 5616.6667 | 0 | 1370480.5665 | 0 | 49594.4448 | 0 | 144711.1123 | 0 | 92300.0007 | 0 | 48150.0004 | 0 | 4072.2223 | 0 | 1420480.5669 | 0 | 32594.4447 | 0 | 115827.7787 | 0 | 68325.0005 | 0 | 35877.7781 | 0 | 2705.5556 | 0 | 699427.7834 | 0 | 19925.0002 | 0 | 79002.7784 | 0 | 48627.7782 | 0 | 24552.778 | 0
[8 empty] | ASHRAE 90.1-2016 | [13 empty] | Sum of B.intLgt | 4 |  | Sum of B.intLgt | 12755.5557 | 0 | 945936.1187 | 0 | 99397.223 | 0 | 197750.0016 | 0 | 90794.4452 | 0 | 39194.4448 | 0 | 12783.3334 | 0 | 948691.6743 | 0 | 99705.5564 | 0 | 200027.7794 | 0 | 91175.0007 | 0 | 39194.4448 | 0 | 12763.889 | 0 | 946813.8965 | 0 | 102841.6675 | 0 | 199552.7794 | 0 | 91325.0007 | 0 | 39194.4448 | 0 | 12563.889 | 0 | 947816.6742 | 0 | 102183.3342 | 0 | 193330.5571 | 0 | 89411.1118 | 0 | 39194.4448 | 0 | 12605.5557 | 0 | 947272.2298 | 0 | 102213.8897 | 0 | 194105.5571 | 0 | 89541.6674 | 0 | 39194.4448 | 0
[6 empty] | 2A | 0 | Total Check | 0.00018182 | 1.8182e-06 | 0 | 2.0055e-08 | 0 | 4.0502e-07 | 0 | 1.3519e-07 | -0.00021935 | 2.3143e-07 | 0 | 2.9638e-07 |  | Sum of B.extLgt | 5 |  | Sum of B.extLgt | 3305.5556 | 0 | 188722.2237 | 0 | 16738.889 | 0 | 12311.1112 | 0 | 18275.0001 | 0 | 10944.4445 | 0 | 3305.5556 | 0 | 189116.6682 | 0 | 16750.0001 | 0 | 12319.4445 | 0 | 18305.5557 | 0 | 10963.889 | 0 | 3305.5556 | 0 | 188961.1126 | 0 | 16750.0001 | 0 | 12319.4445 | 0 | 18294.4446 | 0 | 10955.5556 | 0 | 3313.8889 | 0 | 189852.7793 | 0 | 16786.1112 | 0 | 12344.4445 | 0 | 18272.2224 | 0 | 10944.4445 | 0 | 3308.3334 | 0 | 189130.5571 | 0 | 16755.5557 | 0 | 12322.2223 | 0 | 18255.5557 | 0 | 10933.3334 | 0
[6 empty] | 3A | 12 | Total Check | 0.00018182 | 1.8182e-06 | 0 | 2.0055e-08 | 0 | 4.0502e-07 | 0 | 1.3519e-07 | -0.00021935 | 2.3143e-07 | 0 | 2.9638e-07 |  | Sum of B.intEqp | 6 |  | Sum of B.intEqp | 13413.889 | 0 | 5626841.7117 | 0 | 53972.2227 | 0 | 317797.2248 | 342190.4148 | 154908.3346 | 399495.4379 | 141969.4456 | 0 | 13413.889 | 0 | 5626841.7117 | 0 | 53972.2227 | 0 | 317797.2248 | 342190.4148 | 154908.3346 | 399495.4379 | 141969.4456 | 0 | 13413.889 | 0 | 5626841.7117 | 0 | 53972.2227 | 0 | 317797.2248 | 342190.4148 | 154908.3346 | 399495.4379 | 141969.4456 | 0 | 13413.889 | 0 | 5626841.7117 | 0 | 53972.2227 | 0 | 317797.2248 | 342190.4148 | 154908.3346 | 399495.4379 | 141969.4456 | 0 | 13413.889 | 0 | 5626841.7117 | 0 | 53972.2227 | 0 | 317797.2248 | 342190.4148 | 154908.3346 | 399495.4379 | 141969.4456 | 0
[6 empty] | 3B | 24 | Total Check | 0.00018182 | 1.8182e-06 | 0 | 2.0055e-08 | 0 | 4.0502e-07 | 0 | 1.3519e-07 | 0 | 2.3143e-07 | 0 | 2.9638e-07 |  | Sum of B.extEqp | 7 |  | Sum of B.extEqp | 0 | 0 | 528030.5598 | 0 | 0 | 0 | 0 | 0 | 0 | 0 | 0 | 0 | 0 | 0 | 528030.5598 | 0 | 0 | 0 | 0 | 0 | 0 | 0 | 0 | 0 | 0 | 0 | 528030.5598 | 0 | 0 | 0 | 0 | 0 | 0 | 0 | 0 | 0 | 0 | 0 | 528030.5598 | 0 | 0 | 0 | 0 | 0 | 0 | 0 | 0 | 0 | 0 | 0 | 528030.5598 | 0 | 0 | 0 | 0 | 0 | 0 | 0 | 0 | 0
[6 empty] | 4A | 36 | Total Check | 0.00018182 | 1.8182e-06 | 0 | 2.0055e-08 | 0 | 4.0502e-07 | 0 | 1.3519e-07 | 0 | 2.3143e-07 | -0.00028092 | 2.9638e-07 |  | Sum of B.fans | 8 |  | Sum of B.fans | 5430.5556 | 0 | 642713.894 | 0 | 55052.7782 | 0 | 83225.0007 | 0 | 76963.8895 | 0 | 51566.6671 | 0 | 5419.4445 | 0 | 638908.3384 | 0 | 49588.8893 | 0 | 86238.8896 | 0 | 77338.8895 | 0 | 53519.4449 | 0 | 6319.4445 | 0 | 725577.7836 | 0 | 62430.5561 | 0 | 65988.8894 | 0 | 79830.5562 | 0 | 62125.0005 | 0 | 5202.7778 | 0 | 640791.6718 | 0 | 46927.7782 | 0 | 89291.6674 | 0 | 76422.2228 | 0 | 56161.1116 | 0 | 5205.5556 | 0 | 642616.6718 | 0 | 44947.2226 | 0 | 89316.6674 | 0 | 76522.2228 | 0 | 55088.8893 | 0
[6 empty] | 5A | 48 | Total Check | 0.00018182 | 1.8182e-06 | 0 | 2.0055e-08 | 0 | 4.0502e-07 | 0 | 1.3519e-07 | 0 | 2.3143e-07 | 0 | 2.9638e-07 |  | Sum of B.pumps | 9 |  | Sum of B.pumps | 0 | 0 | 197350.0016 | 0 | 0 | 0 | 119.4444 | 0 | 72.2222 | 0 | 0 | 0 | 0 | 0 | 142422.2234 | 0 | 0 | 0 | 344.4444 | 0 | 72.2222 | 0 | 0 | 0 | 0 | 0 | 128200.001 | 0 | 0 | 0 | 486.1111 | 0 | 72.2222 | 0 | 0 | 0 | 0 | 0 | 121455.5565 | 0 | 0 | 0 | 588.8889 | 0 | 72.2222 | 0 | 0 | 0 | 0 | 0 | 104030.5564 | 0 | 0 | 0 | 711.1111 | 0 | 72.2222 | 0 | 0 | 0
[22 empty] | Sum of B.heatRej | 10 |  | Sum of B.heatRej | 0 | 0 | 204536.1127 | 0 | 0 | 0 | 0 | 0 | 0 | 0 | 0 | 0 | 0 | 0 | 119572.2232 | 0 | 0 | 0 | 0 | 0 | 0 | 0 | 0 | 0 | 0 | 0 | 71269.445 | 0 | 0 | 0 | 0 | 0 | 0 | 0 | 0 | 0 | 0 | 0 | 92580.5563 | 0 | 0 | 0 | 0 | 0 | 0 | 0 | 0 | 0 | 0 | 0 | 47158.3337 | 0 | 0 | 0 | 0 | 0 | 0 | 0 | 0 | 0
[22 empty] | Sum of B.humid | 11 |  | Sum of B.humid | 0 | 0 | 1241.6667 | 0 | 0 | 0 | 0 | 0 | 0 | 0 | 0 | 0 | 0 | 0 | 4738.8889 | 0 | 0 | 0 | 0 | 0 | 0 | 0 | 0 | 0 | 0 | 0 | 502169.4485 | 0 | 0 | 0 | 0 | 0 | 0 | 0 | 0 | 0 | 0 | 0 | 7708.3334 | 0 | 0 | 0 | 0 | 0 | 0 | 0 | 0 | 0 | 0 | 0 | 495297.2262 | 0 | 0 | 0 | 0 | 0 | 0 | 0 | 0 | 0
[22 empty] | Sum of B.heatRec | 12 |  | Sum of B.heatRec | 0 | 0 | 17097.2224 | 0 | 5844.4445 | 0 | 24652.778 | 0 | 0 | 0 | 0 | 0 | 0 | 0 | 9977.7779 | 0 | 5475 | 0 | 23777.778 | 0 | 0 | 0 | 0 | 0 | 0 | 0 | 0 | 0 | 0 | 0 | 0 | 0 | 0 | 0 | 13333.3334 | 0 | 0 | 0 | 6763.8889 | 0 | 5636.1112 | 0 | 24561.1113 | 0 | 0 | 0 | 13933.3334 | 0 | 0 | 0 | 1813.8889 | 0 | 5102.7778 | 0 | 24791.6669 | 0 | 0 | 0 | 13933.3334 | 0
[6 empty] | .A |  | Table 12.A. Annual Energy Usage for Buildings in the State of US National in Climate Zone 2A | [13 empty] | Sum of B.swh | 13 |  | Sum of B.swh | 5002.7778 | 0 | 0 | 453634.7518 | 0 | 83009.8234 | 7175.0001 | 93341.03 | 0 | 477785.132 | 88897.2229 | 0 | 5002.7778 | 0 | 0 | 511802.2885 | 0 | 86545.1812 | 7177.7778 | 106051.2576 | 0 | 529952.9863 | 100577.7786 | 0 | 5002.7778 | 0 | 0 | 496912.0815 | 0 | 85616.3204 | 7175.0001 | 102904.5047 | 0 | 516057.9873 | 97494.4452 | 0 | 5002.7778 | 0 | 0 | 558378.0217 | 0 | 89331.7636 | 7177.7778 | 115197.6928 | 0 | 575306.0355 | 109658.3342 | 0 | 5002.7778 | 0 | 0 | 598063.1245 | 0 | 91663.3937 | 7177.7778 | 122789.7079 | 0 | 620128.3071 | 117383.3343 | 0
[8 empty] | Energy | Small Office |  | Large Office |  | Stand-Alone Retail |  | Primary School |  | Small Hotel |  | Mid-Rise Apartment |  |  | Sum of B.refrg | 14 |  | Sum of B.refrg | 0 | 0 | 0 | 0 | 0 | 0 | 17413.889 | 0 | 0 | 0 | 0 | 0 | 0 | 0 | 0 | 0 | 0 | 0 | 17330.5557 | 0 | 0 | 0 | 0 | 0 | 0 | 0 | 0 | 0 | 0 | 0 | 17286.1112 | 0 | 0 | 0 | 0 | 0 | 0 | 0 | 0 | 0 | 0 | 0 | 17288.889 | 0 | 0 | 0 | 0 | 0 | 0 | 0 | 0 | 0 | 0 | 0 | 17258.3335 | 0 | 0 | 0 | 0 | 0
[8 empty] | End-Use | Electric | Gas | Electric | Gas | Electric | Gas | Electric | Gas | Electric | Gas | Electric | Gas |  | Sum of B.total | 15 |  | Sum of B.total | 48769.4448 | 37.9127 | 10361322.3051 | 741979.676 | 308088.8914 | 94506.845 | 913147.2295 | 631691.676 | 491186.115 | 883403.4685 | 404386.1143 | 10786.1588 | 46302.7781 | 1156.3369 | 9825669.523 | 2343439.9165 | 272313.8911 | 148807.2878 | 836283.34 | 879962.8924 | 457733.337 | 961645.7718 | 387650.0031 | 115482.0379 | 47100.0004 | 312.7796 | 10117272.3032 | 858087.2732 | 285583.3356 | 156749.9953 | 772041.6728 | 873934.7755 | 446627.7814 | 929865.4637 | 413225.0033 | 11904.583 | 45186.1115 | 1241.6404 | 9605825.0768 | 4303961.7166 | 258094.4465 | 201193.1401 | 784930.5618 | 1015680.8258 | 456958.337 | 1047281.0486 | 407738.8922 | 101985.1221 | 45050.0004 | 5582.6428 | 9305783.4078 | 6382126.5775 | 242916.6686 | 280572.8239 | 749205.5615 | 1231290.2642 | 468802.7815 | 1131560.9469 | 403055.5588 | 194975.4598
[5 empty] | Climate zone: | 2A |  |  | kWh/ | therms/ | kWh/ | therms/ | kWh/ | therms/ | kWh/ | therms/ | kWh/ | therms/ | kWh/ | therms/ |  | Sum of B.extEqp.rev | 16 |  | Sum of B.extEqp.rev | 1.7778 | 0 | 550204.56 | 0 | -3.7778 | 0 | 6724.0001 | 0 | 1.7778 | 0 | 1.7778 | 0 | -1 | 0 | 550207.3377 | 0 | -1 | 0 | 6724.0001 | 0 | -3.7778 | 0 | -1 | 0 | 1.7778 | 0 | 550204.56 | 0 | -6.5556 | 0 | 6724.0001 | 0 | -3.7778 | 0 | 1.7778 | 0 | -3.7778 | 0 | 550207.3377 | 0 | -6.5556 | 0 | 6721.2223 | 0 | -3.7778 | 0 | -1 | 0 | -3.7778 | 0 | 550210.1155 | 0 | -1 | 0 | 6721.2223 | 0 | 1.7778 | 0 | -1 | 0
[9 empty] | ft2·yr | ft2·yr | ft2·yr | ft2·yr | ft2·yr | ft2·yr | ft2·yr | ft2·yr | ft2·yr | ft2·yr | ft2·yr | ft2·yr |  | Sum of B.sum | 17 |  | Sum of B.sum | 48767.6671 | 38.9127 | 10339148.3049 | 741980.676 | 308092.6691 | 94507.845 | 906423.2295 | 631692.676 | 491184.3373 | 883404.4685 | 404384.3366 | 10787.1588 | 46303.7781 | 1157.3369 | 9803492.7451 | 2343440.9165 | 272314.8911 | 148808.2878 | 829559.34 | 879963.8924 | 457737.1148 | 961646.7718 | 387651.0031 | 115483.0379 | 47098.2226 | 313.7796 | 10095098.303 | 858088.2732 | 285589.8912 | 156750.9953 | 765317.6728 | 873935.7755 | 446631.5591 | 929866.4637 | 413223.2255 | 11905.583 | 45189.8893 | 1242.6404 | 9583648.2989 | 4303962.7166 | 258101.0021 | 201194.1401 | 778209.3396 | 1015681.8258 | 456962.1148 | 1047291.5267 | 407739.8922 | 101986.1221 | 45053.7781 | 5583.6428 | 9283603.852 | 6382127.5775 | 242917.6686 | 280573.8239 | 742484.3393 | 1231291.2642 | 468801.0038 | 1131561.9469 | 403056.5588 | 194976.4598
| End Uses |  | End Use Indices |  |  | ColOfst |  | ASHRAE 90.1-2013 | [13 empty] | 1: Std2016; 2: 18; 3: STD2016
htg | humid |  | 2 | 11 | 1 | 0 |  | Heating, Humidification | #VALUE! | 0.00032828 | 7.6032e-05 | 2.557e-05 | 11.6786 | 0 | 0.15543 | 0 | 4.5397 | 0.00079393 | 0.18147 | 0 |  | Sum of B.htg | 19 |  | Sum of B.htg | 197.2222 | 37.9127 | 436.1111 | 136533.0561 | 0 | 12264.7535 | 0 | 192956.6093 | 2255.5556 | 6009.1605 | 0 | 11402.24 | 1194.4445 | 1251.1186 | 744.4445 | 941855.3503 | 0 | 66347.1984 | 0 | 414451.9921 | 13919.4446 | 32187.8694 | 0 | 118183.3167 | 708.3333 | 350.6923 | 6669.4445 | 343185.6228 | 0 | 73844.4318 | 0 | 434147.6318 | 5808.3334 | 14122.4751 | 0 | 12207.8845 | 1719.4445 | 1393.2912 | 1166.6667 | 1970085.2748 | 0 | 120041.0382 | 0 | 519801.865 | 28736.1113 | 69882.5563 | 0 | 103871.2782 | 2950 | 6198.724 | 875 | 3540513.9827 | 0 | 196435.0981 | 0 | 710133.0208 | 49291.6671 | 108714.6237 | 0 | 193326.258
clg | heatRej |  | 3 | 10 | 1 | 0 |  | Cooling | #VALUE! | 0.015778 | 0 | 0.043943 | 0 | 0.031222 | 0 | 0.033254 | 0 | 0.033959 | 0 | 0.021284 |  | Sum of B.clg | 20 |  | Sum of B.clg | 8388.889 | 0 | 1729141.6805 | 0 | 73205.5561 | 0 | 218425.0017 | 0 | 126686.1121 | 0 | 69630.5561 | 0 | 5027.7778 | 0 | 1190227.7873 | 0 | 44227.7781 | 0 | 138505.5567 | 0 | 83736.1118 | 0 | 39966.667 | 0 | 5400 | 0 | 1366505.5665 | 0 | 47380.5559 | 0 | 137338.89 | 0 | 83675.0007 | 0 | 46469.4448 | 0 | 3936.1111 | 0 | 912544.4517 | 0 | 30694.4447 | 0 | 100047.223 | 0 | 64055.5561 | 0 | 34572.2225 | 0 | 2447.2222 | 0 | 683416.6721 | 0 | 18986.1113 | 0 | 62586.1116 | 0 | 47519.4448 | 0 | 22158.3335 | 0
fans | pumps | heatRec | 8 | 9 | 12 | 0 |  | Fans, Pumps, Heat Recovery | #VALUE! | 0.0098737 | 0 | 0.01719 | 0 | 0.024665 | 0 | 0.0146 | 0 | 0.017828 | 0 | 0.015284 |  | Sum of B.intLgt | 21 |  | Sum of B.intLgt | 9236.1112 | 0 | 877838.8959 | 0 | 80991.6673 | 0 | 99788.8897 | 0 | 80813.8895 | 0 | 30919.4447 | 0 | 9258.3334 | 0 | 880183.3404 | 0 | 81252.7784 | 0 | 102447.223 | 0 | 81183.334 | 0 | 30919.4447 | 0 | 9244.4445 | 0 | 878727.7848 | 0 | 83911.1118 | 0 | 103577.7786 | 0 | 81277.7784 | 0 | 30919.4447 | 0 | 9122.2223 | 0 | 880705.5626 | 0 | 83352.7784 | 0 | 99861.1119 | 0 | 80158.334 | 0 | 30919.4447 | 0 | 9144.4445 | 0 | 879861.1181 | 0 | 83377.7784 | 0 | 99244.4452 | 0 | 80283.334 | 0 | 30919.4447 | 0
intLgt | extLgt |  | 4 | 5 | 1 | 0 |  | Lighting, Interior & Exterior | #VALUE! | 0.029202 | 0 | 0.022755 | 0 | 0.047038 | 0 | 0.028398 | 0 | 0.025242 | 0 | 0.01486 |  | Sum of B.extLgt | 22 |  | Sum of B.extLgt | 1580.5556 | 0 | 95063.8896 | 0 | 10680.5556 | 0 | 7108.3334 | 0 | 12305.5557 | 0 | 7205.5556 | 0 | 1591.6667 | 0 | 96041.6674 | 0 | 10688.889 | 0 | 7130.5556 | 0 | 12325.0001 | 0 | 7216.6667 | 0 | 1566.6667 | 0 | 94416.6674 | 0 | 10686.1112 | 0 | 7086.1112 | 0 | 12316.6668 | 0 | 7211.1112 | 0 | 1580.5556 | 0 | 95619.4452 | 0 | 10741.6668 | 0 | 7125.0001 | 0 | 12302.7779 | 0 | 7202.7778 | 0 | 1591.6667 | 0 | 95938.8897 | 0 | 10705.5556 | 0 | 7125.0001 | 0 | 12291.6668 | 0 | 7197.2223 | 0
intEqp | extEqp.rev | refrg | 6 | 16 | 14 | 0 |  | Plugs, Refrigeration, Other | #VALUE! | 0.024392 | 0 | 0.12388 | 0 | 0.021858 | 0 | 0.046226 | 7.9192 | 0.035851 | 11.8404 | 0.042078 |  | Sum of B.intEqp | 23 |  | Sum of B.intEqp | 13413.889 | 0 | 5626841.7117 | 0 | 53972.2227 | 0 | 317797.2248 | 342190.4148 | 154908.3346 | 399495.4379 | 141969.4456 | 0 | 13413.889 | 0 | 5626841.7117 | 0 | 53972.2227 | 0 | 317797.2248 | 342190.4148 | 154908.3346 | 399495.4379 | 141969.4456 | 0 | 13413.889 | 0 | 5626841.7117 | 0 | 53972.2227 | 0 | 317797.2248 | 342190.4148 | 154908.3346 | 399495.4379 | 141969.4456 | 0 | 13413.889 | 0 | 5626841.7117 | 0 | 53972.2227 | 0 | 317797.2248 | 342190.4148 | 154908.3346 | 399495.4379 | 141969.4456 | 0 | 13413.889 | 0 | 5626841.7117 | 0 | 53972.2227 | 0 | 317797.2248 | 342190.4148 | 154908.3346 | 399495.4379 | 141969.4456 | 0
swh |  |  | 13 | 1 | 1 | 0 |  | Service Water Heating (SWH) | #VALUE! | 0.009096 | 0 | 0 | 18.3732 | 0 | 1.1222 | 0.00096999 | 2.1602 | 0 | 14.1608 | 0.026348 |  | Sum of B.extEqp | 24 |  | Sum of B.extEqp | 0 | 0 | 528030.5598 | 0 | 0 | 0 | 0 | 0 | 0 | 0 | 0 | 0 | 0 | 0 | 528030.5598 | 0 | 0 | 0 | 0 | 0 | 0 | 0 | 0 | 0 | 0 | 0 | 528030.5598 | 0 | 0 | 0 | 0 | 0 | 0 | 0 | 0 | 0 | 0 | 0 | 528030.5598 | 0 | 0 | 0 | 0 | 0 | 0 | 0 | 0 | 0 | 0 | 0 | 528030.5598 | 0 | 0 | 0 | 0 | 0 | 0 | 0 | 0 | 0
total |  |  | 15 | 1 | 1 | 0 |  | Total | #VALUE! | 0.088672 | 7.6032e-05 | 0.20779 | 30.0518 | 0.12478 | 1.2776 | 0.12345 | 14.6191 | 0.11367 | 26.1827 | 0.11985 |  | Sum of B.fans | 25 |  | Sum of B.fans | 5336.1112 | 0 | 638980.5607 | 0 | 51986.1115 | 0 | 71266.6672 | 0 | 50397.2226 | 0 | 49563.8893 | 0 | 5322.2223 | 0 | 635983.3384 | 0 | 46388.8893 | 0 | 65491.6672 | 0 | 50394.4448 | 0 | 51550.0004 | 0 | 6219.4445 | 0 | 722780.5613 | 0 | 62150.0005 | 0 | 64597.2227 | 0 | 53000.0004 | 0 | 60275.0005 | 0 | 5161.1112 | 0 | 637377.7829 | 0 | 44263.8892 | 0 | 64105.5561 | 0 | 49416.6671 | 0 | 54955.556 | 0 | 4886.1112 | 0 | 630441.6717 | 0 | 43836.1115 | 0 | 61152.7783 | 0 | 49369.4448 | 0 | 50730.556 | 0
[6 empty] | 0 |  | ASHRAE 90.1-2016 | [13 empty] | Sum of B.pumps | 26 |  | Sum of B.pumps | 0 | 0 | 181375.0015 | 0 | 0 | 0 | 122.2222 | 0 | 72.2222 | 0 | 0 | 0 | 0 | 0 | 131294.4455 | 0 | 0 | 0 | 375 | 0 | 72.2222 | 0 | 0 | 0 | 0 | 0 | 123108.3343 | 0 | 0 | 0 | 511.1111 | 0 | 72.2222 | 0 | 0 | 0 | 0 | 0 | 105705.5564 | 0 | 0 | 0 | 666.6667 | 0 | 72.2222 | 0 | 0 | 0 | 0 | 0 | 83975.0007 | 0 | 0 | 0 | 1061.1111 | 0 | 72.2222 | 0 | 0 | 0
shift: | 17 |  | 19 | 28 | 18 | 0 |  | Heating, Humidification | #VALUE! | 0.00035859 | 7.6032e-05 | 0.0023487 | 5.5299 | 0 | 0.16581 | 0 | 4.4656 | 0.000522 | 0.1781 | 0 |  | Sum of B.heatRej | 27 |  | Sum of B.heatRej | 0 | 0 | 197175.0016 | 0 | 0 | 0 | 0 | 0 | 0 | 0 | 0 | 0 | 0 | 0 | 107986.112 | 0 | 0 | 0 | 0 | 0 | 0 | 0 | 0 | 0 | 0 | 0 | 71177.7783 | 0 | 0 | 0 | 0 | 0 | 0 | 0 | 0 | 0 | 0 | 0 | 78338.8895 | 0 | 0 | 0 | 0 | 0 | 0 | 0 | 0 | 0 | 0 | 0 | 47711.1115 | 0 | 0 | 0 | 0 | 0 | 0 | 0 | 0 | 0
|  |  | 20 | 27 | 18 | 0 |  | Cooling | #VALUE! | 0.015253 | 0 | 0.038631 | 0 | 0.02965 | 0 | 0.029529 | 0 | 0.029319 | 0 | 0.020637 |  | Sum of B.humid | 28 |  | Sum of B.humid | 0 | 0 | 116677.7787 | 0 | 0 | 0 | 0 | 0 | 0 | 0 | 0 | 0 | 0 | 0 | 311636.1136 | 0 | 0 | 0 | 0 | 0 | 0 | 0 | 0 | 0 | 0 | 0 | 501808.3373 | 0 | 0 | 0 | 0 | 0 | 0 | 0 | 0 | 0 | 0 | 0 | 421363.8923 | 0 | 0 | 0 | 0 | 0 | 0 | 0 | 0 | 0 | 0 | 0 | 495358.3373 | 0 | 0 | 0 | 0 | 0 | 0 | 0 | 0 | 0
|  |  | 25 | 26 | 29 | 0 |  | Fans, Pumps, Heat Recovery | #VALUE! | 0.009702 | 0 | 0.016794 | 0 | 0.02345 | 0 | 0.013186 | 0 | 0.01168 | 0 | 0.01469 |  | Sum of B.heatRec | 29 |  | Sum of B.heatRec | 0 | 0 | 17052.7779 | 0 | 5911.1112 | 0 | 26150.0002 | 0 | 0 | 0 | 0 | 0 | 0 | 0 | 9880.5556 | 0 | 5177.7778 | 0 | 25094.4446 | 0 | 0 | 0 | 0 | 0 | 0 | 0 | 0 | 0 | 0 | 0 | 0 | 0 | 0 | 0 | 13333.3334 | 0 | 0 | 0 | 6661.1112 | 0 | 5380.5556 | 0 | 23238.8891 | 0 | 0 | 0 | 14536.1112 | 0 | 0 | 0 | 1813.8889 | 0 | 5211.1112 | 0 | 22125.0002 | 0 | 0 | 0 | 15136.1112 | 0
|  |  | 21 | 22 | 18 | 0 |  | Lighting, Interior & Exterior | #VALUE! | 0.019667 | 0 | 0.019511 | 0 | 0.037129 | 0 | 0.014451 | 0 | 0.02155 | 0 | 0.0113 |  | Sum of B.swh | 30 |  | Sum of B.swh | 5002.7778 | 0 | 0 | 439929.3162 | 0 | 83009.8234 | 7175.0001 | 93047.2067 | 0 | 458752.9643 | 88905.5563 | 0 | 5002.7778 | 0 | 0 | 498239.0255 | 0 | 86545.1812 | 7177.7778 | 105738.4779 | 0 | 520910.811 | 100588.8897 | 0 | 5002.7778 | 0 | 0 | 483149.7769 | 0 | 85625.7986 | 7175.0001 | 102629.6378 | 0 | 504248.186 | 97505.5563 | 0 | 5002.7778 | 0 | 0 | 544805.2806 | 0 | 89331.7636 | 7177.7778 | 114922.8258 | 0 | 574102.3078 | 109669.4453 | 0 | 5002.7778 | 0 | 0 | 584461.9489 | 0 | 91663.3937 | 7177.7778 | 122543.2754 | 0 | 619332.1407 | 117400.0009 | 0
|  |  | 23 | 33 | 31 | 0 |  | Plugs, Refrigeration, Other | #VALUE! | 0.024387 | 0 | 0.12374 | 0 | 0.021858 | 0 | 0.045967 | 7.9192 | 0.03585 | 11.8404 | 0.042076 |  | Sum of B.refrg | 31 |  | Sum of B.refrg | 0 | 0 | 0 | 0 | 0 | 0 | 17405.5557 | 0 | 0 | 0 | 0 | 0 | 0 | 0 | 0 | 0 | 0 | 0 | 17325.0001 | 0 | 0 | 0 | 0 | 0 | 0 | 0 | 0 | 0 | 0 | 0 | 17280.5557 | 0 | 0 | 0 | 0 | 0 | 0 | 0 | 0 | 0 | 0 | 0 | 17288.889 | 0 | 0 | 0 | 0 | 0 | 0 | 0 | 0 | 0 | 0 | 0 | 17252.7779 | 0 | 0 | 0 | 0 | 0
|  |  | 30 | 18 | 18 | 0 |  | Service Water Heating (SWH) | #VALUE! | 0.009096 | 0 | 0 | 17.8181 | 0 | 1.1222 | 0.00096999 | 2.1534 | 0 | 13.5967 | 0.02635 |  | Sum of B.total | 32 |  | Sum of B.total | 43155.5559 | 37.9127 | 10023883.4135 | 576462.3724 | 276744.4467 | 95274.5769 | 770055.5617 | 628184.7526 | 427438.8923 | 864257.5627 | 388191.6698 | 11402.24 | 40813.8892 | 1251.1186 | 9534125.0763 | 1440094.3758 | 241705.5575 | 152892.3796 | 686161.1166 | 862371.4066 | 396536.1143 | 952594.1183 | 372211.1141 | 118183.3167 | 41558.3337 | 350.6923 | 9935330.635 | 826335.3997 | 258100.0021 | 159460.7523 | 660186.1164 | 878967.6844 | 391058.3365 | 917875.5772 | 397683.3365 | 12207.8845 | 39933.3337 | 1393.2912 | 9309627.8523 | 2514881.0772 | 228408.3352 | 209372.8018 | 642125.0051 | 976915.1056 | 389647.2253 | 1043470.8238 | 393822.2254 | 103871.2782 | 39436.1114 | 6198.724 | 9089530.6283 | 4124975.9316 | 216088.8906 | 288098.4918 | 600341.6715 | 1174866.7111 | 393738.892 | 1127542.2023 | 385511.1142 | 193326.258
|  |  | 32 | 18 | 18 | 0 |  | Total | #VALUE! | 0.078465 | 7.6032e-05 | 0.20102 | 23.348 | 0.11209 | 1.288 | 0.1041 | 14.5379 | 0.098921 | 25.6152 | 0.11505 |  | Sum of B.extEqp.rev | 33 |  | Sum of B.extEqp.rev | -1 | 0 | 543299.0043 | 0 | -3.7778 | 0 | 4815.6667 | 0 | -1 | 0 | -3.7778 | 0 | 1.7778 | 0 | 543304.5599 | 0 | -3.7778 | 0 | 4815.6667 | 0 | -3.7778 | 0 | -1 | 0 | 1.7778 | 0 | 543293.4488 | 0 | -1 | 0 | 4821.2223 | 0 | -1 | 0 | -1 | 0 | -3.7778 | 0 | 543301.7821 | 0 | 1.7778 | 0 | 4815.6667 | 0 | -3.7778 | 0 | -3.7778 | 0 | -1 | 0 | 543296.2266 | 0 | -1 | 0 | 4818.4445 | 0 | 1.7778 | 0 | -1 | 0
[8 empty] | Total Savings | 1.0207 | 0.010207 | 0 | 0.0067672 | 6.7038 | 0.012695 | -0.010379 | 0.019345 | 0.08116 | 0.014753 | 0.56745 | 0.0047998 |  | Sum of B.sum | 34 |  | Sum of B.sum | 43156.5559 | 38.9127 | 10008614.969 | 576463.3724 | 276748.2244 | 95275.5769 | 765239.895 | 628195.2308 | 427439.8923 | 864258.5627 | 388195.4475 | 11403.24 | 40812.1114 | 1252.1186 | 9518851.0762 | 1440095.3758 | 241709.3353 | 152893.3796 | 681345.4499 | 862381.8848 | 396539.8921 | 952595.1183 | 372212.1141 | 118184.3167 | 41556.5559 | 351.6923 | 9920067.746 | 826336.3997 | 258101.0021 | 159471.2304 | 655364.8941 | 878968.6844 | 391059.3365 | 917867.099 | 397684.3365 | 12208.8845 | 39937.1114 | 1394.2912 | 9294356.6299 | 2514891.5554 | 228406.5574 | 209373.8018 | 637309.3384 | 976916.1056 | 389651.0031 | 1043481.3019 | 393826.0032 | 103872.2782 | 39437.1114 | 6199.724 | 9074264.9615 | 4124976.9316 | 216089.8906 | 288099.4918 | 595523.227 | 1174867.7111 | 393737.1143 | 1127543.2023 | 385512.1142 | 193327.258
| Moving to the ANSI/ASHRAE/IES Standard 90.1-2016 version from the Base Code (90.1-2013) is cost-effective for all building types and climate zones in the State of US National. Table 1 shows the statewide economic impact of upgrading to 90.1-2016 in terms of the annual energy cost savings in dollars per square foot, the additional cost per square foot required by the upgrade, and the simple payback period in years. Figure 1 includes annual energy cost savings, first cost for the upgrade, and net annualized LCC savings per square foot for Scenario 2. Average values are weighted averages for all building types considered in all climate zones in the state, based on weightings shown in Table 6. |  |  |  |  | B |  | Table 12.B. Annual Energy Usage for Buildings in the State of US National in Climate Zone 3A
[8 empty] | Energy | Small Office |  | Large Office |  | Stand-Alone Retail |  | Primary School |  | Small Hotel |  | Mid-Rise Apartment
[8 empty] | End-Use | Electric | Gas | Electric | Gas | Electric | Gas | Electric | Gas | Electric | Gas | Electric | Gas
[5 empty] | Climate zone: | 3A |  |  | kWh/ | therms/ | kWh/ | therms/ | kWh/ | therms/ | kWh/ | therms/ | kWh/ | therms/ | kWh/ | therms/
[9 empty] | ft2·yr | ft2·yr | ft2·yr | ft2·yr | ft2·yr | ft2·yr | ft2·yr | ft2·yr | ft2·yr | ft2·yr | ft2·yr | ft2·yr
|  |  | End Uses |  |  | ColOfst |  | ASHRAE 90.1-2013
|  |  | 2 | 11 | 1 | 12 |  | Heating, Humidification | 1.9611 | 0.0020909 | 0.002319 | 9.5593e-05 | 74.1854 | 0 | 0.84172 | 0 | 9.9912 | 0.0052039 | 0.95428 | 0
|  |  | 3 | 10 | 1 | 12 |  | Cooling | 0 | 0.0095051 | 0 | 0.034388 | 0 | 0.018964 | 0 | 0.022245 | 0 | 0.021627 | 0 | 0.012278
|  |  | 8 | 9 | 12 | 12 |  | Fans, Pumps, Heat Recovery | 0 | 0.0098535 | 0 | 0.015869 | 0 | 0.022302 | 0 | 0.01492 | 0 | 0.017915 | 0 | 0.015862
|  |  | 4 | 5 | 1 | 12 |  | Lighting, Interior & Exterior | 0 | 0.029253 | 0 | 0.022818 | 0 | 0.047167 | 0 | 0.028707 | 0 | 0.025337 | 0 | 0.014866
|  |  | 6 | 16 | 14 | 12 |  | Plugs, Refrigeration, Other | 0 | 0.024387 | 0 | 0.12388 | 0 | 0.02186 | 0 | 0.046215 | 7.9192 | 0.035849 | 11.8404 | 0.042077
|  |  | 13 | 1 | 1 | 12 |  | Service Water Heating (SWH) | 0 | 0.009096 | 0 | 0 | 20.7291 | 0 | 1.17 | 0.00097036 | 2.4543 | 0 | 15.707 | 0.02981
|  |  | 15 | 1 | 1 | 12 |  | Total | 1.9611 | 0.084187 | 0.002319 | 0.19705 | 94.9145 | 0.11029 | 2.0117 | 0.11306 | 20.3648 | 0.10593 | 28.5017 | 0.11489
[6 empty] | 12 |  | ASHRAE 90.1-2016
|  |  | 19 | 28 | 18 | 12 |  | Heating, Humidification | 2.0731 | 0.0021717 | 0.0025091 | 0.0062647 | 38.1472 | 0 | 0.89695 | 0 | 9.5916 | 0.0032213 | 0.954 | 0
|  |  | 20 | 27 | 18 | 12 |  | Cooling | 0 | 0.0091414 | 0 | 0.026035 | 0 | 0.017913 | 0 | 0.018725 | 0 | 0.019379 | 0 | 0.011845
|  |  | 25 | 26 | 29 | 12 |  | Fans, Pumps, Heat Recovery | 0 | 0.0096768 | 0 | 0.015586 | 0 | 0.020886 | 0 | 0.012297 | 0 | 0.011679 | 0 | 0.015279
|  |  | 21 | 22 | 18 | 12 |  | Lighting, Interior & Exterior | 0 | 0.019727 | 0 | 0.019578 | 0 | 0.037238 | 0 | 0.014814 | 0 | 0.02164 | 0 | 0.011303
|  |  | 23 | 33 | 31 | 12 |  | Plugs, Refrigeration, Other | 0 | 0.024392 | 0 | 0.12374 | 0 | 0.021858 | 0 | 0.045956 | 7.9192 | 0.035849 | 11.8404 | 0.042077
|  |  | 30 | 18 | 18 | 12 |  | Service Water Heating (SWH) | 0 | 0.009096 | 0 | 0 | 20.1798 | 0 | 1.17 | 0.00097036 | 2.4471 | 0 | 15.439 | 0.029813
|  |  | 32 | 18 | 18 | 12 |  | Total | 2.0731 | 0.074207 | 0.0025091 | 0.1912 | 58.327 | 0.097896 | 2.067 | 0.092762 | 19.9577 | 0.09177 | 28.2334 | 0.11032
[8 empty] | Total Savings | -0.11201 | 0.0099798 | -0.00019008 | 0.0058468 | 36.5875 | 0.012397 | -0.055226 | 0.020295 | 0.40712 | 0.014163 | 0.26828 | 0.0045758
[6 empty] | C |  | Table 12.C. Annual Energy Usage for Buildings in the State of US National in Climate Zone 3B
[8 empty] | Energy | Small Office |  | Large Office |  | Stand-Alone Retail |  | Primary School |  | Small Hotel |  | Mid-Rise Apartment
[8 empty] | End-Use | Electric | Gas | Electric | Gas | Electric | Gas | Electric | Gas | Electric | Gas | Electric | Gas
[5 empty] | Climate zone: | 3B |  |  | kWh/ | therms/ | kWh/ | therms/ | kWh/ | therms/ | kWh/ | therms/ | kWh/ | therms/ | kWh/ | therms/
[9 empty] | ft2·yr | ft2·yr | ft2·yr | ft2·yr | ft2·yr | ft2·yr | ft2·yr | ft2·yr | ft2·yr | ft2·yr | ft2·yr | ft2·yr
|  |  | End Uses |  |  | ColOfst |  | ASHRAE 90.1-2013
|  |  | 2 | 11 | 1 | 24 |  | Heating, Humidification | 20.9967 | 0.0012273 | 0.00062727 | 0.010206 | 14.6284 | 0 | 0.96166 | 0 | 9.9246 | 0.0022911 | 0.42419 | 0
|  |  | 3 | 10 | 1 | 24 |  | Cooling | 0 | 0.010212 | 0 | 0.028914 | 0 | 0.020087 | 0 | 0.019563 | 0 | 0.021361 | 0 | 0.014271
|  |  | 8 | 9 | 12 | 24 |  | Fans, Pumps, Heat Recovery | 0 | 0.01149 | 0 | 0.017122 | 0 | 0.025286 | 0 | 0.0089868 | 0 | 0.018492 | 0 | 0.022365
|  |  | 4 | 5 | 1 | 24 |  | Lighting, Interior & Exterior | 0 | 0.029217 | 0 | 0.022777 | 0 | 0.048437 | 0 | 0.028643 | 0 | 0.025369 | 0 | 0.014864
|  |  | 6 | 16 | 14 | 24 |  | Plugs, Refrigeration, Other | 0 | 0.024392 | 0 | 0.12388 | 0 | 0.021857 | 0 | 0.046209 | 7.9192 | 0.035849 | 11.8404 | 0.042078
|  |  | 13 | 1 | 1 | 24 |  | Service Water Heating (SWH) | 0 | 0.009096 | 0 | 0 | 20.126 | 0 | 1.1574 | 0.00096999 | 2.3815 | 0 | 15.2951 | 0.028896
|  |  | 15 | 1 | 1 | 24 |  | Total | 20.9967 | 0.085636 | 0.00062727 | 0.2029 | 34.7544 | 0.11567 | 2.1191 | 0.10437 | 20.2253 | 0.10336 | 27.5597 | 0.12247
[6 empty] | 24 |  | ASHRAE 90.1-2016
|  |  | 19 | 28 | 18 | 24 |  | Heating, Humidification | 21.4879 | 0.0012879 | 0.0007033 | 0.010197 | 13.8998 | 0 | 0.9983 | 0 | 10.0474 | 0.0013442 | 0.41857 | 0
|  |  | 20 | 27 | 18 | 24 |  | Cooling | 0 | 0.0098182 | 0 | 0.028832 | 0 | 0.01919 | 0 | 0.018567 | 0 | 0.019365 | 0 | 0.013773
|  |  | 25 | 26 | 29 | 24 |  | Fans, Pumps, Heat Recovery | 0 | 0.011308 | 0 | 0.016964 | 0 | 0.025172 | 0 | 0.008802 | 0 | 0.012282 | 0 | 0.021816
|  |  | 21 | 22 | 18 | 24 |  | Lighting, Interior & Exterior | 0 | 0.019657 | 0 | 0.019516 | 0 | 0.038314 | 0 | 0.014961 | 0 | 0.02166 | 0 | 0.011301
|  |  | 23 | 33 | 31 | 24 |  | Plugs, Refrigeration, Other | 0 | 0.024392 | 0 | 0.12374 | 0 | 0.02186 | 0 | 0.045951 | 7.9192 | 0.03585 | 11.8404 | 0.042077
|  |  | 30 | 18 | 18 | 24 |  | Service Water Heating (SWH) | 0 | 0.009096 | 0 | 0 | 19.5686 | 0 | 1.1576 | 0.00096999 | 2.3751 | 0 | 14.9451 | 0.028899
|  |  | 32 | 18 | 18 | 24 |  | Total | 21.4879 | 0.075561 | 0.0007033 | 0.19925 | 33.4684 | 0.10454 | 2.1557 | 0.089251 | 20.3418 | 0.090502 | 27.2044 | 0.11787
[8 empty] | Total Savings | -0.49114 | 0.010076 | -7.6032e-05 | 0.0036488 | 1.286 | 0.011131 | -0.036647 | 0.015122 | -0.11648 | 0.01286 | 0.35536 | 0.0046063
[6 empty] | D |  | Table 12.D. Annual Energy Usage for Buildings in the State of US National in Climate Zone 4A
[8 empty] | Energy | Small Office |  | Large Office |  | Stand-Alone Retail |  | Primary School |  | Small Hotel |  | Mid-Rise Apartment
[8 empty] | End-Use | Electric | Gas | Electric | Gas | Electric | Gas | Electric | Gas | Electric | Gas | Electric | Gas
[5 empty] | Climate zone: | 4A |  |  | kWh/ | therms/ | kWh/ | therms/ | kWh/ | therms/ | kWh/ | therms/ | kWh/ | therms/ | kWh/ | therms/
[9 empty] | ft2·yr | ft2·yr | ft2·yr | ft2·yr | ft2·yr | ft2·yr | ft2·yr | ft2·yr | ft2·yr | ft2·yr | ft2·yr | ft2·yr
|  |  | End Uses |  |  | ColOfst |  | ASHRAE 90.1-2013
|  |  | 2 | 11 | 1 | 36 |  | Heating, Humidification | 2.1645 | 0.0029444 | 0.0024901 | 0.00018116 | 151.7045 | 0 | 1.5123 | 0 | 12.9205 | 0.011467 | 2.1485 | 0
|  |  | 3 | 10 | 1 | 36 |  | Cooling | 0 | 0.007404 | 0 | 0.030344 | 0 | 0.013201 | 0 | 0.015659 | 0 | 0.015812 | 0 | 0.010634
|  |  | 8 | 9 | 12 | 36 |  | Fans, Pumps, Heat Recovery | 0 | 0.0094596 | 0 | 0.015422 | 0 | 0.02129 | 0 | 0.015471 | 0 | 0.017703 | 0 | 0.020775
|  |  | 4 | 5 | 1 | 36 |  | Lighting, Interior & Exterior | 0 | 0.028869 | 0 | 0.022815 | 0 | 0.048185 | 0 | 0.027805 | 0 | 0.024921 | 0 | 0.01486
|  |  | 6 | 16 | 14 | 36 |  | Plugs, Refrigeration, Other | 0 | 0.024382 | 0 | 0.12388 | 0 | 0.021857 | 0 | 0.046209 | 7.9192 | 0.035849 | 11.8404 | 0.042077
|  |  | 13 | 1 | 1 | 36 |  | Service Water Heating (SWH) | 0 | 0.009096 | 0 | 0 | 22.6156 | 0 | 1.2077 | 0.00097036 | 2.666 | 0 | 17.0512 | 0.032501
|  |  | 15 | 1 | 1 | 36 |  | Total | 2.1645 | 0.082157 | 0.0024901 | 0.19264 | 174.32 | 0.10453 | 2.7199 | 0.10611 | 23.5057 | 0.10575 | 31.0397 | 0.12085
[6 empty] | 36 |  | ASHRAE 90.1-2016
|  |  | 19 | 28 | 18 | 36 |  | Heating, Humidification | 2.2196 | 0.0031263 | 0.0027942 | 0.0084737 | 79.7928 | 0 | 1.6228 | 0 | 12.0297 | 0.0066503 | 2.0712 | 0
|  |  | 20 | 27 | 18 | 36 |  | Cooling | 0 | 0.0071566 | 0 | 0.019872 | 0 | 0.012432 | 0 | 0.013525 | 0 | 0.014824 | 0 | 0.010247
|  |  | 25 | 26 | 29 | 36 |  | Fans, Pumps, Heat Recovery | 0 | 0.0093838 | 0 | 0.015036 | 0 | 0.020107 | 0 | 0.011898 | 0 | 0.011453 | 0 | 0.020596
|  |  | 21 | 22 | 18 | 36 |  | Lighting, Interior & Exterior | 0 | 0.01946 | 0 | 0.01958 | 0 | 0.03811 | 0 | 0.014463 | 0 | 0.021398 | 0 | 0.011299
|  |  | 23 | 33 | 31 | 36 |  | Plugs, Refrigeration, Other | 0 | 0.024382 | 0 | 0.12374 | 0 | 0.021861 | 0 | 0.045951 | 7.9192 | 0.035849 | 11.8404 | 0.042076
|  |  | 30 | 18 | 18 | 36 |  | Service Water Heating (SWH) | 0 | 0.009096 | 0 | 0 | 22.0658 | 0 | 1.2077 | 0.00097036 | 2.6596 | 0 | 17.0155 | 0.032504
|  |  | 32 | 18 | 18 | 36 |  | Total | 2.2196 | 0.072606 | 0.0027942 | 0.1867 | 101.8583 | 0.09251 | 2.8305 | 0.086809 | 22.6085 | 0.090175 | 30.9268 | 0.11672
[8 empty] | Total Savings | -0.055146 | 0.0095505 | -0.00030413 | 0.0059401 | 72.4618 | 0.012024 | -0.11058 | 0.019306 | 0.89715 | 0.015578 | 0.11293 | 0.0041247
[6 empty] | E |  | Table 12.E. Annual Energy Usage for Buildings in the State of US National in Climate Zone 5A
[8 empty] | Energy | Small Office |  | Large Office |  | Stand-Alone Retail |  | Primary School |  | Small Hotel |  | Mid-Rise Apartment
[8 empty] | End-Use | Electric | Gas | Electric | Gas | Electric | Gas | Electric | Gas | Electric | Gas | Electric | Gas
[5 empty] | Climate zone: | 5A |  |  | kWh/ | therms/ | kWh/ | therms/ | kWh/ | therms/ | kWh/ | therms/ | kWh/ | therms/ | kWh/ | therms/
[9 empty] | ft2·yr | ft2·yr | ft2·yr | ft2·yr | ft2·yr | ft2·yr | ft2·yr | ft2·yr | ft2·yr | ft2·yr | ft2·yr | ft2·yr
|  |  | End Uses |  |  | ColOfst |  | ASHRAE 90.1-2013
|  |  | 2 | 11 | 1 | 48 |  | Heating, Humidification | 18.5427 | 0.0051111 | 0.011196 | 0.0099727 | 234.2675 | 0 | 2.5539 | 0 | 17.7346 | 0.018716 | 3.3176 | 0
|  |  | 3 | 10 | 1 | 48 |  | Cooling | 0 | 0.0049192 | 0 | 0.014972 | 0 | 0.0080701 | 0 | 0.01068 | 0 | 0.011254 | 0 | 0.0072771
|  |  | 8 | 9 | 12 | 48 |  | Fans, Pumps, Heat Recovery | 0 | 0.0094646 | 0 | 0.01501 | 0 | 0.020271 | 0 | 0.015522 | 0 | 0.017726 | 0 | 0.020457
|  |  | 4 | 5 | 1 | 48 |  | Lighting, Interior & Exterior | 0 | 0.028934 | 0 | 0.02279 | 0 | 0.048185 | 0 | 0.027907 | 0 | 0.024947 | 0 | 0.014857
|  |  | 6 | 16 | 14 | 48 |  | Plugs, Refrigeration, Other | 0 | 0.024382 | 0 | 0.12388 | 0 | 0.02186 | 0 | 0.046205 | 7.9192 | 0.035851 | 11.8404 | 0.042077
|  |  | 13 | 1 | 1 | 48 |  | Service Water Heating (SWH) | 0 | 0.009096 | 0 | 0 | 24.2229 | 0 | 1.2392 | 0.00097036 | 2.8417 | 0 | 18.3796 | 0.034791
|  |  | 15 | 1 | 1 | 48 |  | Total | 18.5427 | 0.081909 | 0.011196 | 0.18662 | 258.4903 | 0.098387 | 3.7931 | 0.10129 | 28.4955 | 0.10849 | 33.5377 | 0.11946
[6 empty] | 48 |  | ASHRAE 90.1-2016
|  |  | 19 | 28 | 18 | 48 |  | Heating, Humidification | 18.8857 | 0.0053636 | 0.012431 | 0.0099517 | 143.3987 | 0 | 2.6556 | 0 | 16.4345 | 0.011407 | 3.2221 | 0
|  |  | 20 | 27 | 18 | 48 |  | Cooling | 0 | 0.0044495 | 0 | 0.014662 | 0 | 0.0076898 | 0 | 0.008461 | 0 | 0.010997 | 0 | 0.0065674
|  |  | 25 | 26 | 29 | 48 |  | Fans, Pumps, Heat Recovery | 0 | 0.0088838 | 0 | 0.014364 | 0 | 0.019865 | 0 | 0.011402 | 0 | 0.011442 | 0 | 0.019522
|  |  | 21 | 22 | 18 | 48 |  | Lighting, Interior & Exterior | 0 | 0.01952 | 0 | 0.019569 | 0 | 0.038106 | 0 | 0.01438 | 0 | 0.021424 | 0 | 0.011297
|  |  | 23 | 33 | 31 | 48 |  | Plugs, Refrigeration, Other | 0 | 0.024387 | 0 | 0.12374 | 0 | 0.02186 | 0 | 0.045947 | 7.9192 | 0.035851 | 11.8404 | 0.042077
|  |  | 30 | 18 | 18 | 48 |  | Service Water Heating (SWH) | 0 | 0.009096 | 0 | 0 | 23.672 | 0 | 1.2392 | 0.00097036 | 2.836 | 0 | 18.356 | 0.034795
|  |  | 32 | 18 | 18 | 48 |  | Total | 18.8857 | 0.071702 | 0.012431 | 0.18229 | 167.0707 | 0.087521 | 3.8948 | 0.08116 | 27.1897 | 0.091122 | 33.4186 | 0.11426
[8 empty] | Total Savings | -0.34294 | 0.010207 | -0.0012355 | 0.0043369 | 91.4196 | 0.010866 | -0.10174 | 0.020125 | 1.3058 | 0.017372 | 0.11911 | 0.0051999

## _Summary (hidden)
Worksheet | StateReport | StateReport | StateReport | StateReport | State Inputs | State Inputs | State Inputs | State Inputs | State Inputs | Result Tables | Result Tables | Result Tables | Result Tables | Result Tables | Result Tables | Result Tables | Result Tables | Result Tables | Result Tables
Range | $G$51 | $G$52 | $G$63 | $G$64 | $G$8 | $H$8 | $I$8 | $J$8 | $K$8 | $I$20 | $I$21 | $I$22 | $I$23 | $I$24 | $I$30 | $I$31 | $I$32 | $I$33 | $I$34
Item Num | 1 | 2 | 3 | 4 | 5 | 6 | 7 | 8 | 9 | 10 | 11 | 12 | 13 | 14 | 15 | 16 | 17 | 18 | 19
Item Count | 19
State | Highlights |  |  |  | State Climate Zones |  |  |  |  | LCC Savings Scenario 1 |  |  |  |  | LCC Savings Scenario 2
| Annual Energy Cost Savings | Added Construction Cost | LCC Savings Scenario 1 | LCC Savings Scenario 2 | CZ 1 | CZ 2 | CZ 3 | CZ 4 | CZ 5 | CZ1 | CZ2 | CZ3 | CZ4 | CZ5 | CZ1 | CZ2 | CZ3 | CZ4 | CZ5
Alabama | 0.145 | -0.99358 | 3.3789 | 2.5645 | 2A | 3A | 0 | 0 | 0 | 6.0246 | 2.9531 | 0 | 0 | 0 | 4.2303 | 2.2964 | 0 | 0 | 0
Arkansas | 0.11588 | -0.16067 | 1.946 | 1.5604 | 3A | 4A | 0 | 0 | 0 | 2.2772 | 1.3389 | 0 | 0 | 0 | 1.7077 | 1.2904 | 0 | 0 | 0
Colorado | 0.10659 | 0.29316 | 1.6302 | 1.4354 | 4B | 5B | 6B | 7 | 0 | 2.0293 | 1.7172 | 0.89439 | 0.37119 | 0 | 1.9105 | 1.498 | 0.89839 | 0.53287 | 0
Connecticut | 0.19295 | -1.1713 | 4.5333 | 3.4794 | 5A | 0 | 0 | 0 | 0 | 4.5333 | 0 | 0 | 0 | 0 | 3.4794 | 0 | 0 | 0 | 0
Delaware | 0.14373 | -3.4191 | 5.9547 | 4.0478 | 4A | 0 | 0 | 0 | 0 | 5.9547 | 0 | 0 | 0 | 0 | 4.0478 | 0 | 0 | 0 | 0
District of Columbia | 0.053714 | -23.1645 | 24.3529 | 13.9202 | 4A | 0 | 0 | 0 | 0 | 24.3529 | 0 | 0 | 0 | 0 | 13.9202 | 0 | 0 | 0 | 0
Georgia | 0.12776 | -0.20713 | 2.3993 | 1.9543 | 2A | 3A | 4A | 0 | 0 | 3.2322 | 2.334 | 2.1393 | 0 | 0 | 2.6656 | 1.8818 | 1.9658 | 0 | 0
Iowa | 0.13115 | -1.2545 | 3.4936 | 2.5371 | 5A | 6A | 0 | 0 | 0 | 3.7346 | 1.9083 | 0 | 0 | 0 | 2.666 | 1.6888 | 0 | 0 | 0
Kentucky | 0.13949 | -0.019491 | 2.3649 | 1.9525 | 4A | 0 | 0 | 0 | 0 | 2.3649 | 0 | 0 | 0 | 0 | 1.9525 | 0 | 0 | 0 | 0
Massachusetts | 0.15073 | -2.9 | 5.6314 | 3.9417 | 5A | 0 | 0 | 0 | 0 | 5.6314 | 0 | 0 | 0 | 0 | 3.9417 | 0 | 0 | 0 | 0
Montana | 0.15082 | 0.48046 | 1.7037 | 1.4855 | 6B | 0 | 0 | 0 | 0 | 1.7037 | 0 | 0 | 0 | 0 | 1.4855 | 0 | 0 | 0 | 0
Nebraska | 0.12975 | -0.75994 | 2.8021 | 2.1109 | 5A | 0 | 0 | 0 | 0 | 2.8021 | 0 | 0 | 0 | 0 | 2.1109 | 0 | 0 | 0 | 0
New Jersey | 0.14315 | 0.074569 | 2.502 | 2.1123 | 4A | 5A | 0 | 0 | 0 | 2.904 | 1.6939 | 0 | 0 | 0 | 2.3321 | 1.6706 | 0 | 0 | 0
New York | 0.15385 | 0.59702 | 2.1162 | 1.9234 | 4A | 5A | 6A | 0 | 0 | 1.4178 | 3.247 | 3.3841 | 0 | 0 | 1.4331 | 2.7569 | 2.6897 | 0 | 0
North Carolina | 0.12491 | -1.2307 | 3.319 | 2.3679 | 3A | 4A | 5A | 0 | 0 | 4.1817 | 1.7111 | 2.1603 | 0 | 0 | 2.8342 | 1.4066 | 1.7431 | 0 | 0
Oklahoma | 0.11852 | -0.97019 | 2.7907 | 2.0668 | 3A | 4B | 0 | 0 | 0 | 2.7983 | 1.8941 | 0 | 0 | 0 | 2.0721 | 1.4539 | 0 | 0 | 0
Rhode Island | 0.1564 | -2.7314 | 5.3788 | 3.7382 | 5A | 0 | 0 | 0 | 0 | 5.3788 | 0 | 0 | 0 | 0 | 3.7382 | 0 | 0 | 0 | 0
South Carolina | 0.12975 | -0.97251 | 3.1106 | 2.3552 | 3A | 0 | 0 | 0 | 0 | 3.1106 | 0 | 0 | 0 | 0 | 2.3552 | 0 | 0 | 0 | 0
Texas | 0.10532 | -0.24034 | 1.9704 | 1.5859 | 2A | 2B | 3A | 3B | 4B | 2.5225 | 1.8665 | 2.1026 | 2.0172 | 1.9063 | 2.1421 | 1.5167 | 1.6695 | 1.5948 | 1.5667
US National | 0.13788 | 0.061542 | 2.3176 | 1.9495 | 2A | 3A | 3B | 4A | 5A | 3.1816 | 2.5978 | 2.5099 | 1.4831 | 2.1593 | 2.584 | 2.0736 | 1.9667 | 1.4019 | 1.8904
Utah | 0.10855 | 0.12834 | 1.9365 | 1.6581 | 3B | 5B | 6B | 0 | 0 | 2.7372 | 2.0068 | 0.74557 | 0 | 0 | 2.2295 | 1.7085 | 0.80557 | 0 | 0
Virginia | 0.087472 | -3.4406 | 5.0328 | 3.347 | 4A | 0 | 0 | 0 | 0 | 5.0328 | 0 | 0 | 0 | 0 | 3.347 | 0 | 0 | 0 | 0
Wisconsin | 0.13906 | -3.1085 | 5.2528 | 3.5371 | 6A | 7 | 0 | 0 | 0 | 5.3349 | 2.4286 | 0 | 0 | 0 | 3.5815 | 2.0105 | 0 | 0 | 0
California | 0.14385 | -0.42253 | 3.054 | 2.4514 | 2B | 3B | 3C | 4B | 5B | 3.9824 | 3.0793 | 2.962 | 2.581 | 2.6295 | 2.9483 | 2.4788 | 2.3411 | 2.3224 | 2.4503
Arizona | 0.12003 | -1.6785 | 3.6485 | 2.6118 | 2B | 3B | 4B | 5B | 0 | 3.8058 | 2.3759 | 2.0182 | 2.1087 | 0 | 2.708 | 1.7247 | 1.6444 | 1.8546 | 0
Florida | 0.15491 | -0.75532 | 3.5142 | 2.7611 | 1A | 2A | 0 | 0 | 0 | 6.3899 | 2.9028 | 0 | 0 | 0 | 4.5699 | 2.3765 | 0 | 0 | 0
Hawaii | 0.59257 | -0.00014919 | 11.4311 | 9.7124 | 1A | 0 | 0 | 0 | 0 | 11.4311 | 0 | 0 | 0 | 0 | 9.7124 | 0 | 0 | 0 | 0
Idaho | 0.10025 | -0.0063169 | 1.8373 | 1.5321 | 5B | 6B | 0 | 0 | 0 | 2.046 | 0.76274 | 0 | 0 | 0 | 1.673 | 0.80649 | 0 | 0 | 0
Illinois | 0.11013 | 0.64096 | 0.97255 | 0.94546 | 4A | 5A | 0 | 0 | 0 | 0.87239 | 0.98029 | 0 | 0 | 0 | 0.92821 | 0.94679 | 0 | 0 | 0
Indiana | 0.14388 | 0.57874 | 1.8885 | 1.7166 | 4A | 5A | 0 | 0 | 0 | 2.3785 | 1.8028 | 0 | 0 | 0 | 1.951 | 1.6756 | 0 | 0 | 0
Kansas | 0.14172 | -0.62599 | 3.0918 | 2.4283 | 4A | 5A | 0 | 0 | 0 | 3.1316 | 1.8291 | 0 | 0 | 0 | 2.4542 | 1.6059 | 0 | 0 | 0
Louisiana | 0.13708 | -1.517 | 3.7296 | 2.704 | 2A | 3A | 0 | 0 | 0 | 3.9764 | 2.451 | 0 | 0 | 0 | 2.8771 | 1.8075 | 0 | 0 | 0
Maine | 0.17467 | -0.55533 | 3.4581 | 2.7178 | 6A | 7 | 0 | 0 | 0 | 3.4654 | 3.1591 | 0 | 0 | 0 | 2.7186 | 2.6843 | 0 | 0 | 0
Maryland | 0.098398 | -4.5004 | 6.4201 | 4.1832 | 4A | 5A | 0 | 0 | 0 | 6.4242 | 0.90718 | 0 | 0 | 0 | 4.1852 | 1.3699 | 0 | 0 | 0
Michigan | 0.17164 | 0.038996 | 2.407 | 2.0477 | 5A | 6A | 7 | 0 | 0 | 2.4276 | 2.1904 | 0 | 0 | 0 | 2.0656 | 1.8596 | 0 | 0 | 0
Minnesota | 0.11283 | -4.1332 | 6.2988 | 3.9855 | 6A | 7 | 0 | 0 | 0 | 6.2988 | 0 | 0 | 0 | 0 | 3.9855 | 0 | 0 | 0 | 0
Mississippi | 0.14401 | -0.41858 | 2.8123 | 2.2447 | 2A | 3A | 0 | 0 | 0 | 3.4037 | 2.6789 | 0 | 0 | 0 | 2.7993 | 2.1197 | 0 | 0 | 0
Missouri | 0.15173 | -1.786 | 3.9755 | 2.8122 | 4A | 5A | 0 | 0 | 0 | 4.0395 | 1.9121 | 0 | 0 | 0 | 2.8492 | 1.6181 | 0 | 0 | 0
Nevada | 0.10283 | -1.2539 | 2.8153 | 2.0659 | 3B | 5B | 0 | 0 | 0 | 3.011 | 1.8663 | 0 | 0 | 0 | 2.1722 | 1.5499 | 0 | 0 | 0
New Hampshire | 0.20731 | -0.10545 | 3.588 | 2.9555 | 5A | 6A | 0 | 0 | 0 | 3.7335 | 3.3255 | 0 | 0 | 0 | 3.0928 | 2.708 | 0 | 0 | 0
New Mexico | 0.13735 | 0.19437 | 2.3085 | 2.0178 | 3B | 4B | 5B | 0 | 0 | 2.8315 | 2.0995 | 0 | 0 | 0 | 2.2397 | 1.9292 | 0 | 0 | 0
North Dakota | 0.14002 | 0.15657 | 1.9513 | 1.6267 | 6A | 7 | 0 | 0 | 0 | 2.6131 | 1.5879 | 0 | 0 | 0 | 2.0286 | 1.4061 | 0 | 0 | 0
Ohio | 0.14427 | -0.018216 | 2.3829 | 1.9631 | 4A | 5A | 0 | 0 | 0 | 5.9788 | 1.9105 | 0 | 0 | 0 | 4.1895 | 1.6706 | 0 | 0 | 0
Oregon | 0.097106 | -0.25258 | 1.8866 | 1.4948 | 4C | 5B | 0 | 0 | 0 | 1.9573 | 1.4524 | 0 | 0 | 0 | 1.5284 | 1.2883 | 0 | 0 | 0
Pennsylvania | 0.12978 | -1.7579 | 3.8598 | 2.7026 | 4A | 5A | 6A | 0 | 0 | 7.0525 | 1.8089 | 0 | 0 | 0 | 4.3974 | 1.6139 | 0 | 0 | 0
South Dakota | 0.1597 | 0.53649 | 2.0169 | 1.7668 | 5A | 6A | 0 | 0 | 0 | 2.5352 | 1.9735 | 0 | 0 | 0 | 2.1034 | 1.7386 | 0 | 0 | 0
Tennessee | 0.13065 | 0.24257 | 1.955 | 1.6843 | 3A | 4A | 0 | 0 | 0 | 3.1141 | 1.7186 | 0 | 0 | 0 | 2.358 | 1.5469 | 0 | 0 | 0
Vermont | 0.12991 | 0.60277 | 1.9678 | 1.8344 | 6A | 0 | 0 | 0 | 0 | 1.9678 | 0 | 0 | 0 | 0 | 1.8344 | 0 | 0 | 0 | 0
Washington | 0.074972 | -3.6753 | 5.0162 | 3.4245 | 4C | 5B | 6B | 0 | 0 | 5.5367 | 1.2105 | 1.4327 | 0 | 0 | 3.7475 | 1.0621 | 1.2227 | 0 | 0
West Virginia | 0.12975 | 0.29548 | 1.4727 | 1.2463 | 4A | 5A | 0 | 0 | 0 | 1.5125 | 1.4492 | 0 | 0 | 0 | 1.2916 | 1.2195 | 0 | 0 | 0
Wyoming | 0.10778 | 0.52823 | 1.3003 | 1.1872 | 5B | 6B | 7 | 0 | 0 | 2.1398 | 1.3962 | 0.54391 | 0 | 0 | 2.0123 | 1.225 | 0.80781 | 0 | 0
Alaska | 0.23106 | -5.5374 | 9.6673 | 6.5647 | 7 | 8 | 0 | 0 | 0 | 12.2261 | 5.182 | 0 | 0 | 0 | 7.6467 | 4.6679 | 0 | 0 | 0
Get Key Results for All States

## _PrintToWord (hidden)
Cross-Reference Table
| Work Folder | \\korea\comstd\90.1_cost_effectiveness\90.1_cost_effectiveness_2013_state\LinkedWordReport\Coded\
| Excel Workbook | #VALUE!
| Word Document | State_Template_wBookmarks v2015_10_14a.docx
| Total Number of Bookmars | 75
| Output Document Name Prefix | US
| Number of Climate Zones to Report | 5
Number | Bookmark | Start Char | End Char | Text | Item Type | Worksheet | Range | Copy/Paste As | Formating | Paste Value | Table | Worksheet | Ref Row | Ref Col
1 | b01_state_name | 67 | 74 | Arizona | Text | State Inputs | $A$4 | Value |  | US National | 1 | Result Tables | 19 | 2
2 | b02_state_name | 247 | 254 | Arizona | Text | State Inputs | $A$4 | Value |  | US National | 2 | Result Tables | 29 | 2
3 | b04_state_name | 1213 | 1220 | Arizona | Text | State Inputs | $A$4 | Value |  | US National | 3 | Result Tables | 39 | 2
4 | b05_t1_annual_cost_savings | 1788 | 1794 | $0.120 | Text | StateReport | $G$51 | Value | $0.000 | $0.112 | 4 | Result Tables | 64 | 2
5 | b06_t1_added_construction_cost | 1829 | 1837 | ($1.679) | Text | StateReport | $G$52 | Value | $0.000 | $0.003 | 5 | Result Tables | 83 | 2
6 | b07_t1_simple_payback | 1878 | 1887 | Immediate | Text | StateReport | $G$53 | Value | 0.0 | 0.0 | 6 | Result Tables | 97 | 2
7 | b10_f1 | 2609 | 2610 |  | Chart | StateReport | Chart 3 | Picture |  | Chart 3 | 10 | Energy Results | 6 | 30
8 | b11_f2 | 2660 | 2661 |  | Chart | StateReport | Chart 4 | Picture |  | Chart 4 | 11 | Energy Results | 35 | 30
9 | b12_state_name | 2771 | 2778 | Arizona | Text | State Inputs | $A$4 | Value |  | US National | 12.A | EndUse Tables | 19 | 10
10 | b13_public_LCC_savings | 3933 | 3938 | $3.64 | Text | Result Tables | $I$25 | Value | $0.00 | $6.68 | 12.B | EndUse Tables | 43 | 10
11 | b14_private_LCC_savings | 4311 | 4316 | $2.61 | Text | Result Tables | $I$35 | Value | $0.00 | $5.52 | 12.C | EndUse Tables | 67 | 10
12 | b15_energy_cost_savings | 4741 | 4747 | $0.120 | Text | Result Tables | $I$45 | Value | $0.000 | $0.112 | 12.D | EndUse Tables | 91 | 10
13 | b16_t3 | 4094 | 4095 |  | Table | Result Tables | $B$19:$I$25 | Picture |  | Table $B$19:$I$25 | 12.E | EndUse Tables | 115 | 10
14 | b17_t4 | 4457 | 4458 |  | Table | Result Tables | $B$29:$I$35 | Picture |  | Table $B$29:$I$35
15 | b18_t5 | 4884 | 4885 |  | Table | Result Tables | $B$39:$I$45 | Picture |  | Table $B$39:$I$45
16 | b20_t6 | 5762 | 5763 |  | Table | Result Tables | $B$64:$I$70 | Picture |  | Table $B$64:$I$70
17 | b21_t7 | 7260 | 7261 |  | Table | Result Tables | $B$83:$I$89 | Picture |  | Table $B$83:$I$89
18 | b22_t8 | 7848 | 7849 |  | Table | Result Tables | $B$97:$I$103 | Picture |  | Table $B$97:$I$103
19 | b26_t10_public_elec_price | 15560 | 15567 | $0.1005 | Text | LCC Methodology | $D$118 | Value | $0.0000 | $0.1013
20 | b27_t10_public_gas_price | 15609 | 15616 | $0.8509 | Text | LCC Methodology | $D$119 | Value | $0.0000 | $1.0000
21 | b28_t10_state_sales_tax | 15974 | 15979 | 8.17% | Text | LCC Methodology | $D$127 | Value | 0.00% | 5.00%
22 | b29_t10_private_elec_price | 15568 | 15575 | $0.1005 | Text | LCC Methodology | $E$118 | Value | $0.0000 | $0.1013
23 | b30_t10_private_gas_price | 15617 | 15624 | $0.8509 | Text | LCC Methodology | $E$119 | Value | $0.0000 | $1.0000
24 | b31_t10_state_corporate_tax | 15892 | 15897 | 6.50% | Text | LCC Methodology | $E$125 | Value | 0.00% | 6.50%
25 | b32_t10_state_combined_tax | 15930 | 15936 | 38.29% | Text | LCC Methodology | $E$126 | Value | 0.00% | 26.13%
26 | b33_t10_private_sales_tax | 15980 | 15985 | 8.17% | Text | LCC Methodology | $E$127 | Value | 0.00% | 5.00%
27 | b34_t11_state_elec_price | 19628 | 19635 | $0.1611 | Text | Energy Results | $AF$2 | Value | $0.0000 | $0.1013
28 | b35_t11_state_gas_price | 19645 | 19652 | $0.8080 | Text | Energy Results | $AF$3 | Value | $0.0000 | $1.0000
29 | b36_t11_state_name | 19588 | 19595 | Arizona | Text | State Inputs | $A$4 | Value |  | US National
30 | b37_t12_state_name | 19824 | 19831 | Arizona | Text | State Inputs | $A$4 | Value |  | US National
31 | b38_t12 | 19851 | 19852 |  | Table | Energy Results | $AD$7:$AP$32 | Picture |  | Table $AD$7:$AP$32
32 | b39_t13_state_name | 20030 | 20037 | Arizona | Text | State Inputs | $A$4 | Value |  | US National
33 | b40_t13 | 20066 | 20067 |  | Table | Energy Results | $AD$36:$AP$61 | Picture |  | Table $AD$36:$AP$61
34 | b41_t14a_state_name | 20230 | 20237 | Arizona | Text | State Inputs | $A$4 | Value |  | US National
35 | b42_t14a | 20257 | 20258 |  | Table | EndUse Tables | $J$20:$V$40 | Picture |  | Table $J$20:$V$40
36 | b43_t14b_state_name | 20310 | 20317 | Arizona | Text | State Inputs | $A$4 | Value |  | US National
37 | b44_t14b | 20337 | 20338 |  | Table | EndUse Tables | $J$44:$V$64 | Picture |  | Table $J$44:$V$64
38 | b45_t14c_state_name | 20390 | 20397 | Arizona | Text | State Inputs | $A$4 | Value |  | US National
39 | b46_t14c | 20417 | 20418 |  | Table | EndUse Tables | $J$68:$V$88 | Picture |  | Table $J$68:$V$88
40 | b47_t12_text_ref | 19436 | 19465 | Tables 12.A through 12.E show | Text | StateReport | $O$44 | Value |  | Tables 12.A through 12.E show
41 | b48_t14a_cz_name | 20254 | 20256 | 4A | Text | EndUse Tables | $H$22 | Value | #0 | 2A
42 | b49_t14b_cz_name | 20334 | 20336 | 5A | Text | EndUse Tables | $H$46 | Value | #0 | 3A
43 | b50_t14c_cz_name | 20414 | 20416 | 6A | Text | EndUse Tables | $H$70 | Value | #0 | 3B
44 | b51_t14d_state_name | 20470 | 20477 | Arizona | Text | State Inputs | $A$4 | Value |  | US National
45 | b52_t14d_cz_name | 20494 | 20496 | 6A | Text | EndUse Tables | $H$94 | Value | #0 | 4A
46 | b53_t14d | 20498 | 20499 |  | Table | EndUse Tables | $J$92:$V$112 | Picture |  | Table $J$92:$V$112
47 | b54_t14e_state_name | 20551 | 20558 | Arizona | Text | State Inputs | $A$4 | Value |  | US National
48 | b55_t14e_cz_name | 20575 | 20577 | 6A | Text | EndUse Tables | $H$118 | Value | #0 | 5A
49 | b56_t14e | 20579 | 20580 |  | Table | EndUse Tables | $J$116:$V$136 | Picture |  | Table $J$116:$V$136
50 | b57_cover_report_number | 6 | 11 | XXXXX | Text | State Inputs | $AM$8 | Value | 00000 | 00000
51 | b58_header_report_number | 5 | 10 | XXXXX | Text | State Inputs | $AM$8 | Value | 00000 | 00000
52 | b59_footer4_state_name | 86 | 93 | Arizona | Text | State Inputs | $A$4 | Value |  | US National
53 | b64_footer12_state_name | 85 | 92 | Arizona | Text | State Inputs | $A$4 | Value |  | US National
54 | b65_footer13_state_name | 86 | 93 | Arizona | Text | State Inputs | $A$4 | Value |  | US National
55 | b66_t10_public_const_cost_index | 16019 | 16024 | 0.882 | Text | State Inputs | $V$8 | Value | 0.000 | 1.000
56 | b67_t10_private_const_cost_index | 16025 | 16030 | 0.882 | Text | State Inputs | $V$8 | Value | 0.000 | 1.000
57 | b68_cond1_cost_eff | 1141 | 1212 | overall for the weighted average of building types and climate zones in | Text | StateReport | $O$43 | Value |  | for all building types and climate zones in
58 | b69_table1_footnote | 4096 | 4227 | Note: While the code upgrade is not cost-effective for some building types in some climate zones, it is cost-effective state-wide. | Text | Result Tables | $B$26 | Value
59 | b70_table2_footnote | 4459 | 4590 | Note: While the code upgrade is not cost-effective for some building types in some climate zones, it is cost-effective state-wide. | Text | Result Tables | $B$36 | Value
60 | b71_t10b | 19955 | 19956 |  | Table | Energy Results | $AQ$7:$AY$32 | Picture |  | Table $AQ$7:$AY$32
61 | b72_t10b_state_name | 19928 | 19935 | Arizona | Text | State Inputs | $A$4 | Value |  | US National
62 | b73_t10_name | 19751 | 19761 | Table 10.A | Text | StateReport | $O$47 | Value |  | Table 10.A
63 | b74_t10_text_ref | 19058 | 19098 | Table 10 shows | Text | StateReport | $O$45 | Value |  | Tables 10.A and 10.B show
64 | b75_t11_text_ref | 19245 | 19285 | Table 11 shows | Text | StateReport | $O$46 | Value |  | Tables 11.A and 11.B show
65 | b76_t11_name | 19958 | 19968 | Table 11.A | Text | StateReport | $O$48 | Value |  | Table 11.A
66 | b77_t11b_state_name | 20142 | 20149 | Arizona | Text | State Inputs | $A$4 | Value |  | US National
67 | b78_t11b | 20178 | 20179 |  | Table | Energy Results | $AQ$36:$AY$61 | Picture |  | Table $AQ$36:$AY$61
68 | b79_first_cost_conditional | 2390 | 2435 | net of an allowance to pay for the added cost | Text | StateReport | $O$49 | Value |  | net of an allowance to pay for the added cost
69 | Table_10B | 19853 | 19957 | Table 10.B. Energy Cost Saving Results for ASHRAE Standard 90.1-2013 in Arizona, $ per square foot  | Null
70 | Table_11B | 20068 | 20180 | Table 11.B. Energy Use Saving Results for ASHRAE Standard 90.1-2013 in Arizona, Energy Use per Square Foot  | Null
71 | Table_14A | 20181 | 20259 | Table 12.A. Annual Energy Usage for Buildings in Arizona in Climate Zone 4A  | Null
72 | Table_14B | 20259 | 20339 | Table 12.B. Annual Energy Usage for Buildings in Arizona in Climate Zone 5A  | Null
73 | Table_14C | 20339 | 20419 | Table 12.C. Annual Energy Usage for Buildings in Arizona in Climate Zone 6A  | Null
74 | Table_14D | 20419 | 20500 | Table 12.D. Annual Energy Usage for Buildings in Arizona in Climate Zone 6A  | Null
75 | Table_14E | 20500 | 20581 | Table 12.E. Annual Energy Usage for Buildings in Arizona in Climate Zone 6A  | Null
List Bookmarks from Word Document
Generate Word and PDF Reports for Current State
Generate Word and PDF Reports for All States

## first cost summary (hidden)
Comparison of Total Building Cost and Incremental Cost
Incremental Initial Construction Costs
[9 empty] | Prototype | Building First Cost | Incremental Cost for 90.1-2016
| Value | 2A | 3A | 3B | 4A | 5A |  |  |  |  | 2A | 3A | 3B | 4A | 5A | All
|  | Tampa FL | Atlanta GA | El Paso TX | New York NY | Buffalo NY |  |  |  |  | Tampa FL | Atlanta GA | El Paso TX | New York NY | Buffalo NY | CZ
Small Office | First Cost | 1197.3753 | 1111.4103 | 1042.9559 | 2178.2255 | 1177.4612 |  |  |  | $/ft2 | $/ft2 | $/ft2 | $/ft2 | $/ft2 | $/ft2 | $/ft2
| $/ft2 | 0.2177 | 0.20207 | 0.18963 | 0.39604 | 0.21408 |  | 5500 | Small Office | 132 | 0.2177 | 0.20207 | 0.18963 | 0.39604 | 0.21408 | 0.24488
Large Office | First Cost | 252564.1506 | 259401.06 | 190525.4231 | 345182.5706 | 217025.2134 |  |  |  |  | 0.0016493 | 0.0015309 | 0.0014366 | 0.0030003 | 0.0016218 | 0.0018552
| $/ft2 | 0.50651 | 0.52022 | 0.38209 | 0.69225 | 0.43523 |  | 498640 | Large Office | 166 | 0.50651 | 0.52022 | 0.38209 | 0.69225 | 0.43523 | 0.55707
Standalone Retail | First Cost | 20836.3616 | 21474.8849 | 20971.7676 | 22788.5862 | 20580.9462 |  |  |  |  | 0.0030512 | 0.0031338 | 0.0023017 | 0.0041702 | 0.0026219 | 0.0033559
| $/ft2 | 0.84392 | 0.86978 | 0.8494 | 0.92299 | 0.83357 |  | 24690 | Standalone Retail | 91 | 0.84392 | 0.86978 | 0.8494 | 0.92299 | 0.83357 | 0.86345
Primary School | First Cost | -126995.4045 | -122029.6226 | -115700.8633 | -94757.2144 | -122925.7807 |  |  |  |  | 0.0092738 | 0.009558 | 0.0093341 | 0.010143 | 0.0091602 | 0.0094885
| $/ft2 | -1.7169 | -1.6497 | -1.5642 | -1.281 | -1.6618 |  | 73970 | Primary School | 138 | -1.7169 | -1.6497 | -1.5642 | -1.281 | -1.6618 | -1.5799
Small Hotel | First Cost | -108452.186 | -108217.244 | -107988.3378 | -104823.3769 | -106651.3718 |  |  |  |  | -0.012441 | -0.011954 | -0.011334 | -0.0092828 | -0.012042 | -0.011449
| $/ft2 | -2.5099 | -2.5044 | -2.4992 | -2.4259 | -2.4682 |  | 43210 | Small Hotel | 111 | -2.5099 | -2.5044 | -2.4992 | -2.4259 | -2.4682 | -2.4772
Mid-rise Apartment | First Cost | -18175.2345 | -17353.4277 | -17944.3502 | -12429.608 | -24614.2752 |  |  |  |  | -0.022612 | -0.022563 | -0.022515 | -0.021855 | -0.022236 | -0.022317
| $/ft2 | -0.53869 | -0.51433 | -0.53184 | -0.36839 | -0.72953 |  | 33740 | Mid-rise Apartment | 117 | -0.53869 | -0.51433 | -0.53184 | -0.36839 | -0.72953 | -0.52473
[11 empty] | -0.0046041 | -0.004396 | -0.0045457 | -0.0031487 | -0.0062353 | -0.0044849
[9 empty] | All Building Types | 115.7499 | -0.1011 | -0.0053124 | -0.052003 | 0.11793 | 0.014855 | 0.0029772
Named area: |  | Floor Area Sq ft | [8 empty] | -0.00087347 | -4.5895e-05 | -0.00044927 | 0.0010188 | 0.00012833 | 2.5721e-05
Small Office | sfSO | 5500
Large Office | sfLO | 498640 | [7 empty] | Square foot costs are median SF costs from Means Building 2014, item 50 17
Standalone Retail | sfRS | 24690
Primary School | sfPS | 73970
Small Hotel | sfSH | 43210
Mid-rise Apartment | sfMA | 33740
Construction weighting Factors
[10 empty] | 1 | 2 | 3 | 4 | 5 | 6
| First Cost | 2A | 3A | 3B | 4A | 5A | Typ |  | 1 |  | 2A | 3A | 3B | 4A | 5A | All CZ
Small Office | $/ft2 | 0.2177 | 0.20207 | 0.18963 | 0.39604 | 0.21408 | 132 | 0.24488 | 2 | Small Office | 0.037963 | 0.033569 | 0.015823 | 0.028112 | 0.029415 | 0.14488
Large Office | $/ft2 | 0.50651 | 0.52022 | 0.38209 | 0.69225 | 0.43523 | 166 | 0.55707 | 3 | Large Office | 0.013189 | 0.016338 | 0.009487 | 0.034885 | 0.014664 | 0.088562
Standalone Retail | $/ft2 | 0.84392 | 0.86978 | 0.8494 | 0.92299 | 0.83357 | 91 | 0.86345 | 4 | Stand-Alone Retail | 0.079469 | 0.083834 | 0.041725 | 0.082571 | 0.11069 | 0.39829
Primary School | $/ft2 | -1.7169 | -1.6497 | -1.5642 | -1.281 | -1.6618 | 138 | -1.5799 | 5 | Primary School | 0.033062 | 0.031881 | 0.014874 | 0.029289 | 0.027312 | 0.13642
Small Hotel | $/ft2 | -2.5099 | -2.5044 | -2.4992 | -2.4259 | -2.4682 | 111 | -2.4772 | 6 | Small Hotel | 0.010176 | 0.0090148 | 0.0037899 | 0.010876 | 0.0115 | 0.045357
Mid-rise Apartment | $/ft2 | -0.53869 | -0.51433 | -0.53184 | -0.36839 | -0.72953 | 117 | -0.52473 | 7 | Mid-rise Apartment | 0.039502 | 0.027418 | 0.028732 | 0.052817 | 0.03802 | 0.18649
[7 empty] | All Build | 0.0029772 |  | All Build | 0.21336 | 0.20205 | 0.11443 | 0.23855 | 0.2316 | 1
Note on J35: Zheng, Feng (Richard): modified formula to output zero instead of #DIV/0! When S35:S40 contain zero vaues.

## Cost Eff Results (hidden)
Life cycle cost summary
Prototype |  | Climate Zone | [6 empty] | Scenario 1 | NPV > 0 | pass | 55 |  |  |  | Envelope reductions needed
|  | 2A Tampa | 3A Atlanta | 3B El Paso | 4A New York | 5A Buffalo |  |  |  |  | Out of | 55 |  |  | 2A | 3A | 3B | 4A | 5A
Life Cycle Cost Net Savings
Small Office | Total | 12100 | 11900 | 12200 | 10300 | 12100
| $/ft2 | 2.2 | 2.1636 | 2.2182 | 1.8727 | 2.2 |  | 5500
Large Office | Total | 470000 | 540000 | 210000 | 670000 | 790000
| $/ft2 | 0.94256 | 1.0829 | 0.42115 | 1.3437 | 1.5843 |  | 498640
Standalone Retail | Total | 310000 | 306100 | 300100 | 302000 | 298000
| $/ft2 | 12.5557 | 12.3977 | 12.1547 | 12.2317 | 12.0697 |  | 24690
Primary School | Total | 404000 | 416000 | 313000 | 370000 | 424000 |  |  | Lighting increase in food prep and library not included
| $/ft2 | 5.4617 | 5.6239 | 4.2314 | 5.002 | 5.7321 |  | 73970
Small Hotel | Total | 258820 | 251000 | 238000 | 259300 | 278000 |  |  | Lighting increase LPD in Hotel guest room not included
| $/ft2 | 5.9898 | 5.8088 | 5.508 | 6.0009 | 6.4337 |  | 43210
Mid-rise Apartment | Total | 69600 | 66100 | 68100 | 56800 | 85600 | [8 empty] | Weighted Partials | [6 empty] | Area weighted partials
| $/ft2 | 2.0628 | 1.9591 | 2.0184 | 1.6835 | 2.537 |  | 33740
Simple Payback, Years | [9 empty] | 2A | 3A | 3B | 4A | 5A | 2A | 3A | 3B | 4A | 5A |  | sf | 2A | 3A | 3B | 4A | 5A
Small Office |  | 2.1 | 2 | 1.9 | 4.1 | 2.1 |  |  | OfficeSmall | 0.03558 | 0.032196 | 0.015878 | 0.031291 | 0.030763 | 430.5178 | 383.1305 | 193.7095 | 322.3016 | 372.2309 |  | 5500 | 0.078276 | 0.06966 | 0.03522 | 0.0586 | 0.067678 | OfficeSmall | 2.1237
Large Office |  | 6.9 | 6.6 | 10.2 | 7.1 | 4.9 |  |  | OfficeLarge | 0.010893 | 0.014881 | 0.0095197 | 0.037854 | 0.01479 | 5119.6682 | 8035.6901 | 1999.1375 | 25362.3287 | 11683.9966 |  | 498640 | 0.010267 | 0.016115 | 0.0040092 | 0.050863 | 0.023432 | OfficeLarge | 1.1905
Standalone Retail |  | 6.6 | 7 | 7.6 | 7.8 | 7.8 |  |  | RetailStandalone | 0.07425 | 0.079784 | 0.041816 | 0.085129 | 0.11469 | 23017.3934 | 24421.7868 | 12548.8553 | 25709.0099 | 34178.9772 |  | 24690 | 0.93226 | 0.98914 | 0.50826 | 1.0413 | 1.3843 | RetailStandalone | 12.2709
Primary School |  | Immediate | Immediate | Immediate | Immediate | Immediate |  |  | SchoolPrimary | 0.031216 | 0.031585 | 0.014921 | 0.029929 | 0.030774 | 12611.2855 | 13139.5109 | 4670.4289 | 11073.6478 | 13048.3706 |  | 73970 | 0.17049 | 0.17763 | 0.06314 | 0.1497 | 0.1764 | SchoolPrimary | 5.3268
Small Hotel |  | Immediate | Immediate | Immediate | Immediate | Immediate |  |  | HotelSmall | 0.0096209 | 0.0089536 | 0.0038029 | 0.010519 | 0.012191 | 2490.0817 | 2247.3426 | 905.0991 | 2727.6558 | 3389.0008 |  | 43210 | 0.057627 | 0.05201 | 0.020947 | 0.063126 | 0.078431 | HotelSmall | 6.0358
Mid-rise Apartment |  | Immediate | Immediate | Immediate | Immediate | Immediate |  |  | ApartmentMidRise | 0.036579 | 0.027591 | 0.028831 | 0.05665 | 0.037517 | 2545.8687 | 1823.7816 | 1963.4193 | 3217.7247 | 3211.4518 |  | 33740 | 0.075456 | 0.054054 | 0.058193 | 0.095368 | 0.095182 | ApartmentMidRise | 2.0209
Scalar Ratio (Limit 18.25) | [8 empty] | Scenario 3 | 18.25 | <= Scalar Limit |  |  | 1 |  |  |  |  | Total Code NPV across 5 CZ & 6 building types: | 252843.4039 |  |  |  |  | Total Code NPV across 5 CZ & 6 building types: | 6.6571
Small Office |  | 1.2618 | 1.1099 | 0.90529 | 3.3017 | 1.0833 | [15 empty] | 2A | 3A | 3B | 4A | 5A
Large Office |  | 8.4744 | 8.1109 | 10.6298 | 8.4341 | 5.1151 | [15 empty] | 6.6841 | 6.9676 | 6.01 | 5.8039 | 7.583
Standalone Retail |  | -46.3576 | -51.9335 | -62.6635 | -53.7732 | -60.5684
Primary School |  | -6.9883 | -5.8179 | -7.0076 | -3.688 | -5.8593
Small Hotel |  | -16.3426 | -17.2353 | -18.7921 | -15.2637 | -13.9155
Mid-rise Apartment |  | -17.6145 | -17.9541 | -18.2113 | -15.4541 | -22.1925
First costs |  |  |  | HVAC |  |  |  |  | Lighting | [6 empty] | Envelope, Power, Other | [5 empty] | Total
|  | 2A | 3A | 3B | 4A | 5A | 2A | 3A | 3B | 4A | 5A |  |  | 2A | 3A | 3B | 4A | 5A | 2A | 3A | 3B | 4A | 5A |  |  | 0
Small Office |  | -324.0629 | -413.1372 | -481.5916 | -169.8209 | -849.8475 | 1456.1897 | 1456.1897 | 1456.1897 | 1456.1897 | 1456.1897 |  |  | 65.2485 | 68.3578 | 68.3578 | 891.8567 | 571.119 | 1197.3753 | 1111.4103 | 1042.9559 | 2178.2255 | 1177.4612 |  |  | 0
Large Office |  | 9941.1777 | 16536.5632 | -52339.0736 | 34834.2134 | -68409.0072 | 241452.8236 | 241452.8236 | 241452.8236 | 241452.8236 | 241452.8236 |  |  | 1170.1492 | 1411.6732 | 1411.6732 | 68895.5336 | 43981.3969 | 252564.1506 | 259401.06 | 190525.4231 | 345182.5706 | 217025.2134
Standalone Retail |  | -4077.7831 | -3465.9437 | -3969.061 | -3046.7397 | -4831.2545 | 23718.5458 | 23718.5458 | 23718.5458 | 23718.5458 | 23718.5458 |  |  | 1195.5989 | 1222.2828 | 1222.2828 | 2116.7801 | 1693.6548 | 20836.3616 | 21474.8849 | 20971.7676 | 22788.5862 | 20580.9462
Primary School |  | -37499.4255 | -33141.6876 | -26812.9283 | -15101.9806 | -37158.0252 | -90553.8079 | -90553.8079 | -90553.8079 | -90553.8079 | -90553.8079 |  |  | 1057.8289 | 1665.873 | 1665.873 | 10898.5741 | 4786.0524 | -126995.4045 | -122029.6226 | -115700.8633 | -94757.2144 | -122925.7807
Small Hotel |  | 49124.5395 | 49291.5561 | 49520.4623 | 50109.8676 | 50296.1287 | -157674.5982 | -157674.5982 | -157674.5982 | -157674.5982 | -157674.5982 |  |  | 97.8727 | 165.7981 | 165.7981 | 2741.3536 | 727.0976 | -108452.186 | -108217.244 | -107988.3378 | -104823.3769 | -106651.3718
Mid-rise Apartment |  | -5436.407 | -4927.9605 | -5518.8829 | -3305.0732 | -11755.5538 | -12738.8275 | -12738.8275 | -12738.8275 | -12738.8275 | -12738.8275 |  |  | 0 | 313.3602 | 313.3602 | 3614.2927 | -119.8939 | -18175.2345 | -17353.4277 | -17944.3502 | -12429.608 | -24614.2752
Annual Energy cost Savings (Table 5.3)
Prototype |  | Climate Zone
|  | 2A Tampa | 3A Atlanta | 3B El Paso | 4A New York | 5A Buffalo
Life Cycle Cost Net Savings
Small Office | Total | 568.6869 | 555.0766 | 560.9917 | 530.5899 | 562.5261
| $/ft2 | 0.1034 | 0.10092 | 0.102 | 0.096471 | 0.10228 |  | 5500
Large Office | Total | 35837.7328 | 38566.9079 | 18748.2097 | 47895.5852 | 44477.913
| $/ft2 | 0.071871 | 0.077344 | 0.037599 | 0.096052 | 0.089198 |  | 498640
Standalone Retail | Total | 3167.5149 | 3059.7733 | 2756.9541 | 2925.4065 | 2642.3972
| $/ft2 | 0.12829 | 0.12393 | 0.11166 | 0.11849 | 0.10702 |  | 24690
Primary School | Total | 14530.2552 | 15383.2961 | 11280.6388 | 14853.8601 | 15644.1476
| $/ft2 | 0.19643 | 0.20797 | 0.1525 | 0.20081 | 0.21149 |  | 73970
Small Hotel | Total | 6649.0527 | 6289.7952 | 5749.0836 | 6856.7179 | 7644.1595
| $/ft2 | 0.15388 | 0.14556 | 0.13305 | 0.15868 | 0.17691 |  | 43210
Mid-rise Apartment | Total | 1634.3364 | 1536.9467 | 1571.3378 | 1390.8968 | 1793.7443
| $/ft2 | 0.048439 | 0.045553 | 0.046572 | 0.041224 | 0.053164 |  | 33740

## Changes_QC (hidden)
90.1-2010-16 CE starts below at row 91
90.1-2010-13 CE starts below at row 56
| 90.1 2007-10 CE |  |  | Adjustments October/November 2013
Issue | National Fix | State Fix | By | Tab affected | Columns affected | Notes/Change
| 41577 | 41597 |  | LCC/Scalar | fix hiRise apartment was referenced to small office
| 41577 | 41597 |  | LCC | 4A/sm_Ofc wrong index on/@ 30 year
| 41577 | NA |  | Scalar | Test "Yes" replaced with formula
| 41577 |  |  | HVAC Costs Comp | U:AS/131:156 | Update Duct M&L costs & put formula in for hours
| 41577 | OK |  | Int Ltg LPD Proto | AP/AS/BI/BL | Ballast labor referred to Lamp Labor
| 41577 | OK |  | Int Ltg LPD Proto | AP/AS/BI/BL | Row 2-3 each 2007 space no material cost due to references
| 41578 | 41597 |  | Ext Lighting Proto | Repeated replacements incorrect at 20,28 years
| 41578 | 41597 |  | Other Prototype tabs | Check for above - seems to be a general problem
| 41578 | 41597 |  | costeffInputs | ResValue30 | Added explanation that replacements with periods beyond analysis period represent residual value remaining from the first cost
| 41582 | 41597 |  | Int Lighting Comp | U | Lamp replacement labor hours consistent with replacement multiplier
| 41582 | OK |  | Chicago first cost mechanical delta |  | Not changed; correct based on heat recovery requirements
| 41582 | OK |  | CHW Flow costs double |  | Not changed; correct based on change in pipe sizing criteria - added pipe & insulation costs
| 41586 | 41597 |  | Int Lighting Comp |  | Normalized to standard hours, moving added labor to replacement cost adjustments
| 41586 | OK |  | Int Ltg LPD Proto | AV/BO | Formulas added for ballast cost adjustments
| 41586 | 41597 |  | Int Ltg LPD Proto | AV/BO | Formulas adjusted to include added labor hours in all replacement cost adjustments
| 41586 | OK |  | Int Ltg LPD Proto | AV/BO | Material cost adjustments for replacements corrected for 2010
| 41586 | 41597 |  | Int Lighting Comp |  | Costs standardized to labor rate and adjustments made to match 2007 and 2010 tables
| 41589 | 41597 |  | Int Light space type |  | Retail adjusted to use same fixture types, exlcude wall wash add in 2010 for better consistency
| 41589 | OK |  | Int Ltg LPD Proto | AO | Ballast life referred to Lamp Life
| 41597 | 41597 |  | Int Lighting Comp |  | Ballast cost added for 18" task light
| 41597 | 41597 |  | Int Ltg LPD Space Type Comp | R | Lamp Costs added
| NA | 41602 |  | LCC |  | Envelope references still from state for CZ
| see LPD below | 41598 |  | LPD |  | For closed offices made consistent 2-lamp fixtures pre and post since no real change in LPD
| 41602 | 41598 |  | Light Comp |  | Reducing ballast hours so 1.65 replacement multiplier brings it back to 1, as ballast labor must be for replacement.
| NA | 41598 |  | Weightings |  | 0 lg ofice in MT and 0 apartments in DE indicate weights were not blended; placeholder at 0.001% to avoid % zero; revised text
| 41599 | NA |  | Envelope & power | $4K | Small office in Baltimore - Vestibule cost in small office, CZ 4A only
| 41599 | NA |  | Envelope & power | 232 | Elevator
|  | 41600 |  | Occ Sensor Proto |  | Cost included not used column; formula fixed
| NA | 41600 |  | Env Pow Other Comp Costs |  | Copy Green items column A in from Jian so gets flagged for first cost and replacement
| NA | 41600 |  | State Inputs |  | Texas 3A 3B zones swapped; checked others
| NA | 41600 |  | Env Pow Other Comp Costs |  | Jian checked multiple items to verify Brian had finished
| NA | 41600 |  | Env Pow Other Comp Costs |  | Error in reference for first cost/maint sm cz_5th instead revered to CZ_1st column; fixed all prototypes
| NA | 41601 |  | HVAC Data |  | IECC paste needs replacing with 90.1 - only Alabama small Hotel
| NA | 41601 |  | HVAC Comp/LO proto |  | Chilled Water piping cost curve fit
| NA | 41601 |  | HVAC Comp/LO proto |  | Heating Water piping cost curve fits added for large office and schools - Reheat data added to HVAC_Data
| NA | 41601 |  | HVAC Comp/PS proto |  | Heating Water piping cost curve fits added for large office and schools
| No longer issue-See LPD | 41601 |  | State Report/Result Tables |  | for many states small office (lesser mid-Apartments) are not cost effective - so added variable language
| OK | 41601 |  | Env Pow Other Comp Costs |  | Receptacle control still based on plug strips; convert to relays to match national
| 41601 | 41601 |  | Env Pow Other Comp Costs |  | Air barrier sealing had adders even though it is based on a quoted commissioning cost; moved to Cx
| 41601 | 41601 |  | HVAC Proto |  | Ductwork life corrected from 20 to 30 years, all prototypes
| NA | NA |  | HVAC SmOfc Proto |  | Greater mechanical reduction National as loads different, and National rounded to nearest half ton.
| OK | 41602 |  | Int Lighting Proto |  | Repeated replacements incorrect at 20,28 years - missed 2007 columns
| NA | OK |  | LCC Sc1 |  | Mid apt replacements not match on cost est summary and LCC 1; intentional - costs on Cost Est Summary used - warning added to LCC sheets
| 41602 | 41602 |  | Cost Est Summary |  | Vestibule replacement life was missing -so vestibule residual is missed; set at 40 years; on Nat sheet 30 year analysis not set up with residual for 4A - fixed
| 41602 | NA |  | PriSch Light |  | School not CE - receptacle labor OK increase; check light - lamp costs included now - change legit
| No longer issue-See LPD | OK |  | HVAC Proto |  | School not CE - National HVAC much greater than state - State method would show ductwork cost decrease
| OK | NA |  | HVAC Proto |  | School not CE - National HVAC much greater than state - ERV enhancemeent not active in National analysis
| see LPD below | OK |  | Apt Light |  | Nat: Mid-rise apartment; general cost increase; now some not CE; biggest increase in lighting; due to lamps included in first cost
| 41610 | 41602 |  | IntLtg Space/Proto |  | Look at changes in lighting where 2010 has ballast/fixture increase or 90.1 LSC design results in imbalanced costs relative to LPD change
| ?? | Hold for RFI |  | Cost Eff Inputs |  | Combined tax rate does not account for state tax deduction from federal taxes
| 90.1-2010-13 CE starts below at row 56 |  |  |  | Adjustments August/September 2014
A few unnoted changes/updates - would need to do a file compare as of 8/15
| 41876 |  |  | Int Lighting Comp | U&Y | Fixed some transfers not made by Ivy rows 47-52
| 41876 |  |  | Int Ltg Lpd Space . . . | N111:AJ121 | Values in col "o" typed in rather than copied, loss of precision
| 41877 |  |  | Int Ltg Lpd Space . . . | O146:147 | Value mismatch; updated to match Susal L values for 2013
| 41877 |  |  | Int Ltg Lpd Space . . . | see check | Reviewed cost changes with no LPD changes - revert to 2013 for both
| 41877 |  |  | Int Ltg LPD Proto . . . | see check | unused LPD space/fixture ref removed from LPD proto to get rid of #NA
| 41878 |  |  | Int Ltg LPD Proto . . . |  | discrepency in SF
| 41878 |  |  | Int Ltg LPD Proto . . . |  | Ballast replacement references are wrong-same as fixture costs; not sure where this was introduced, as the formulas were correct in the 2010 national and state spreadsheets.
| 41878 |  |  | LPD |  | Multiple lighting discrepencies fixed - final cross check requested
| Rahul |  |  |  |  | Foundation costs off
| 41884 |  |  |  |  | Appears not to be CE for many cases
| 41884 |  |  |  |  | Verified hidden sheets not in total
| 41884 |  |  |  |  | Added Scenario 3: Scalar | Roof deck insulation comparison
| 41884 |  |  | HVAC comp |  | Fixed CHW/CW piping | R | U |  | M | L
| 41886 |  |  | Daylighting |  | No formula for baseyear costs; added | 25.641 | 0.039 | 8" concrete slab, normal weight, XPSinsulation | 20.3286 | 9.1548 | 3BLORoof - Insulation Entirely Above Deck2013
| 41886 |  |  | Int Ltg LPD Proto . . . |  | Areas with increased LPD not included in cost effectiveness | 31.25 | 0.032 | 8" concrete slab, normal weight, XPSinsulation | 21.2505 | 9.2211 | 4ALORoof - Insulation Entirely Above Deck2013
| 41886 |  |  |  |  | Verified no new daylighting for large retail | 5.609 |  |  | 0.9219 | 0.066241
| 41886 |  |  | HVAC LG OFC | Duct airflow | Problems with inconsistent regresson formulas and 0 canceling out | Polyiso | 2" |  | 0.78 | 0.27 | Means 2012 Bldg 07 22 16.10
| 41886 |  |  | ENV_Comp |  | Inflation factors added | R-5 per | 3" |  | 1.23 | 0.3 | Means 2012
[5 empty] | To do items: | AQ: economizer | 3/4" | delta 1" |  | 0.45 | 0.03 | Means values are about half of the database!
[5 empty] | All done | Split/Furnace inflation labor & material
[6 empty] | VFDs by proto | XPS | 3" |  | 1.28 | 0.3 | Means 2012 Bldg 07 22 16.10
[6 empty] | Energy recovery | R-5 per | 4" |  | 1.7 | 0.3 | Means 2012
[6 empty] | cooling towers | inch | delta 1" |  | 0.42 | 0 | Means values are about half of the database!
[6 empty] | chiller eff | 40 psi
motor eff
several mechanical items in characterization
| 41918 |  |  | Inflation adjustments made to replacement costs
| 42096 |  |  | For the national level (90.1-2013) we left the refrigeration costs out. Primary School.
| 42117 |  |  | Export 3 macro has been updated; export 2 & sheet for 1 need new row deletions
Changes to 90.1-2016 Cost effectiveness:
Issue | National Fix | State Fix | By | Tab affected | Columns/area affected | Notes/Change
| 43307 |  | MM | State Inputs |  | Changed BaseName (cell T2) to 90.1-2013
| 43307 |  | MM | State Inputs |  | Changed TargetName (cell T3) to 90.1-2016
| 43307 |  | MM | State Inputs |  | These cells feed into named formulas BaseName and TargetName.
| 43307 |  | MM | Int Ltg LPD Space Type 90_1 All Tab |  | Inserted more rows for fixtures
| 43307 |  | MM | Int Ltg LPD Space Type 90_1 All Tab |  | Inserted new fixture list
| 43307 |  | MM | Int Ltg LPD Space Type 90_1 All Tab |  | Retained the LAST SET of fixture types, but changed those fixture types to ###-2013. This retains all of the OLD data as a reference point, but the formulas do not pull it.
| 43307 |  | MM | Int Ltg LPD Space Type 90_1 All Tab |  | Because of the other changes I made in State Inputs, it now says “90.1-2013 Look up Values” at the top
| 43307 |  | MM | Int Ltg LPD Space Type 90_1 All Tab |  | I copied the Fixture Watts/ft2 from 2013 below and compared and updated the set
| 43307 |  | MM | Int Ltg LPD Space Type 90_1 All Tab |  | Basically, as of now, both the top and bottom versions of this spreadsheet are identical values at this time
| 43307 |  | MM | Int Ltg LPD Space Type 90_1 All Tab |  | I also inserted a check into Int Ltg LPD column E to make sure individual LPD values sum to the space type LPD
| 43348 |  | PRH | HVAC Large Office Proto | K92 | Fixed missing material & project multiplier portions of HW formula for Base in first CA
| 43361 |  | PRH | Cost_Inflation |  | Updated to 2012-2018 & fixed text
| 43361 |  | PRH | Lighting tabs |  | Fixed lead lighting formulas to ref base/target 2013/2016
| 43361 |  | PRH | Lighting Occ Sensor tabs |  | Zeroed and Hid the Occ sensor tabs
| 43361 |  | PRH | Env Power tabs |  | Verified Envelope currently zeroed out - need to add doors & SHGC
| 43362 |  | PRH | Daylighting tabs |  | Zeroed and Hid the Daylighting tabs
| 43394 |  | PRH | Daylighting tabs |  | Added egress control
| 43394 |  | PRH | H Apt Proto |  | Fixed PTHP quantity control
| 43394 |  | PRH | H Comp |  | Removed old efficiency improvements; fixed some labor hours
| 43394 |  | PRH | Inflation |  | Updated inflation factors
| 43394 |  | PRH | LO_Proto |  | Fixed multipliers for MID
| 43395 |  | PRH | Crews |  | Crew labor data updated to 2018
| 43397 |  | PRH | Lite Comp |  | Added lumen data
| 43397 |  | PRH | HVAC data |  | Updated with 10/20 E+ outputs including radiant adjustment
| 43397 |  | PRH | Energy Data |  | Updated with 10/20 E+ outputs including radiant adjustment
| 43402 |  | PRH | Int Lite |  | Add Dwelling Unit
| 43402 |  | PRH | Lite Proto |  | Corrected all replacements that previously used SmOfc hours for all Proto
| 43486 |  | MT | HVAC Large Office Proto | Y24, AI24, BC24 | In climates 3A, 3B, 5A the equation for total new construction cost includes this term …*inf_mat_DUCT*0+… and the *0 should not be there, thus removed the errant 0