Office-Enclosed539 | Office-Enclosed539 | [9 empty] | n | [10 empty] | 539 |  | 950 |  |  | 539 |  | 950 | [11 empty] | #N/A | #N/A | #N/A | #N/A |  | #N/A | #N/A |  | #N/A |  | #N/A | #N/A | [10 empty] | #N/A | #N/A | #N/A | #N/A |  | #N/A | #N/A |  | #N/A | #N/A | #N/A | 0
Office-Enclosed537-2 | Office-Enclosed0 | [9 empty] | n | [10 empty] | 537-2 |  | 950 |  |  | 0 |  | 950 | [11 empty] | #N/A | #N/A | #N/A | #N/A |  | #N/A | #N/A |  | #N/A |  | #N/A | #N/A | [10 empty] | #N/A | #N/A | 0 | 0 |  | 0 | 0 |  | 0 | 0 | #N/A | 0
Office-Enclosed | Office-Enclosed537-1 | [9 empty] | n | [15 empty] | 537-1 |  | 950 | [33 empty] | #N/A |  | #N/A | #N/A |  | #N/A | #N/A |  | #N/A | #N/A | 0 | 0
Corridor/Transition | Corridor/Transition | [9 empty] | n | [8 empty] | Corridor/Transition | 0.553 |  | 8760 | 3345 | Corridor/Transition | 0.51612 |  | 8760 | 3345
Corridor/Transition530 | Corridor/Transition521 | [9 empty] | n | [8 empty] | replacement costs are for lamps |  | 530 |  | 3345 |  |  | 521 |  | 3345 |  | #N/A | #N/A |  | #N/A | #N/A |  | #N/A |  |  | #N/A | #N/A | #N/A | #N/A | #N/A |  | #N/A | #N/A |  | #N/A |  | #N/A | #N/A | #N/A | #N/A |  | #N/A | #N/A |  | #N/A |  |  | #N/A | #N/A | #N/A | #N/A | #N/A |  | #N/A | #N/A |  | #N/A | #N/A | #N/A | #N/A
Corridor/Transition537-2 | Corridor/Transition0 | [9 empty] | n | [10 empty] | 537-2 |  | 3345 |  |  | 0 |  | 3345 |  | #N/A | #N/A |  | #N/A | #N/A |  | #N/A |  |  | #N/A | #N/A | #N/A | #N/A | #N/A |  | #N/A | #N/A |  | #N/A |  | #N/A | #N/A | #N/A | #N/A |  | #N/A | #N/A |  | #N/A |  |  | #N/A | 0 | 0 | 0 | 0 |  | #N/A | #N/A |  | #N/A | #N/A | 0 | #N/A
Corridor/Transition0 | Corridor/Transition0 | [9 empty] | n | [10 empty] | 0 |  | 3345 |  |  | 0 |  | 3345 |  | 0 | 0 |  | 0 | 0 |  | 0 |  |  | 0 | 0 | 0 | 0 | 0 |  | 0 | 0 |  | 0 |  | 0 | 0 | #N/A | #N/A |  | #N/A | #N/A |  | #N/A |  |  | #N/A | 0 | 0 | 0 | 0 |  | #N/A | #N/A |  | #N/A | #N/A | 0 | #N/A
| Corridor/Transition527-2 | [9 empty] | n | [15 empty] | 0 |  | 3345 | [23 empty] | #N/A | #N/A |  | #N/A | #N/A |  | #N/A |  |  | #N/A | 0 | 0 | 0 | 0 |  | #N/A | #N/A |  | #N/A | #N/A | 0 | #N/A
Corridor/Transition530 | Corridor/Transition521 | [9 empty] | n | [8 empty] | ballast replacement |  | 530 |  | 3345 |  |  | 521 |  | 3345 | [11 empty] | #N/A | #N/A | #N/A | #N/A |  | #N/A | #N/A |  | #N/A |  | #N/A | #N/A | [10 empty] | #N/A | #N/A | #N/A | #N/A |  | #N/A | #N/A |  | #N/A | #N/A | #N/A | 0
Corridor/Transition537-2 | Corridor/Transition0 | [9 empty] | n | [10 empty] | 537-2 |  | 3345 |  |  | 0 |  | 3345 | [11 empty] | #N/A | #N/A | #N/A | #N/A |  | #N/A | #N/A |  | #N/A |  | #N/A | #N/A | [10 empty] | #N/A | #N/A | 0 | 0 |  | 0 | 0 |  | 0 | 0 | #N/A | 0
Corridor/Transition0 | Corridor/Transition0 | [9 empty] | n | [10 empty] | 0 |  | 3345 |  |  | 0 |  | 3345 | [11 empty] | 0 | 0 | 0 | 0 |  | 0 | 0 |  | 0 |  | 0 | 0 | [10 empty] | #N/A | #N/A | 0 | 0 |  | 0 | 0 |  | 0 | 0 | #N/A | 0
| Corridor/Transition527-2 | [9 empty] | n | [12 empty] | 2508 |  |  | 0 |  | 3345 | [33 empty] | #N/A | #N/A | 0 | 0 |  | 0 | 0 |  | 0 | 0 | #N/A | 0
[11 empty] | n | [8 empty] | Dwelling Units Average | 0.585 |  |  | 29450 | Dwelling Units Average | 0.46 |  |  | 29450
Averages of low and high end apartment | [10 empty] | n | [8 empty] | 50% of low end and high end for new construction and replacements |  | Average New Construction |  |  | 50% of low end and high end for new construction and replacements |  | Average New Construction | [12 empty] | #N/A | [21 empty] | #N/A | [11 empty] | #N/A
[11 empty] | n | [8 empty] | replacement costs are for lamps, 50% of each low-end |  | 501 |  |  | replacement costs are for lamps, 50% of each low-end |  | 501 | [14 empty] | #N/A | [9 empty] | #N/A | [11 empty] | #N/A | [8 empty] | #N/A
[11 empty] | n | [10 empty] | 700 |  |  |  |  | 700 | [14 empty] | #N/A | [9 empty] | #N/A | [11 empty] | #N/A | [8 empty] | #N/A
[11 empty] | n | [10 empty] | 530 |  |  |  |  | 530 | [14 empty] | #N/A | [9 empty] | #N/A | [11 empty] | #N/A | [8 empty] | #N/A
[11 empty] | n | [8 empty] | high-end |  | 505 |  |  | high-end |  | 505 | [14 empty] | #N/A | [9 empty] | #N/A | [11 empty] | #N/A | [8 empty] | #N/A
[11 empty] | n | [10 empty] | 501 |  |  |  |  | 501 | [14 empty] | #N/A | [9 empty] | #N/A | [11 empty] | #N/A | [8 empty] | #N/A
[11 empty] | n | [10 empty] | 500 |  |  |  |  | 500 | [14 empty] | #N/A | [9 empty] | #N/A | [11 empty] | #N/A | [8 empty] | #N/A
[11 empty] | n | [10 empty] | 700 |  |  |  |  | 700 | [14 empty] | #N/A | [9 empty] | #N/A | [11 empty] | #N/A | [8 empty] | #N/A
[11 empty] | n | [10 empty] | 530 |  |  |  |  | 530 | [14 empty] | #N/A | [9 empty] | #N/A | [11 empty] | #N/A | [8 empty] | #N/A
[11 empty] | n | [8 empty] | replacement costs are for ballasts, 50% of each low-end |  | 501 |  |  | replacement costs are for ballasts, 50% of each low-end |  | 501
[11 empty] | n | [10 empty] | 700 |  |  |  |  | 700 | [14 empty] | #N/A | [9 empty] | #N/A | [11 empty] | #N/A | [8 empty] | #N/A
[11 empty] | n | [10 empty] | 530 |  |  |  |  | 530 | [14 empty] | #N/A | [9 empty] | #N/A | [11 empty] | #N/A | [8 empty] | #N/A
[11 empty] | n | [8 empty] | high-end |  | 505 |  |  | high-end |  | 505 | [14 empty] | #N/A | [9 empty] | #N/A | [11 empty] | #N/A | [8 empty] | #N/A
[11 empty] | n | [10 empty] | 501 |  |  |  |  | 501 | [14 empty] | #N/A | [9 empty] | #N/A | [11 empty] | #N/A | [8 empty] | #N/A
[11 empty] | n | [10 empty] | 500 |  |  |  |  | 500 | [14 empty] | #N/A | [9 empty] | #N/A | [11 empty] | #N/A | [8 empty] | #N/A
[11 empty] | n | [10 empty] | 700 |  |  |  |  | 700 | [14 empty] | #N/A | [9 empty] | #N/A | [11 empty] | #N/A | [8 empty] | #N/A
[11 empty] | n | [10 empty] | 530 |  |  |  |  | 530 | [14 empty] | #N/A | [9 empty] | #N/A | [11 empty] | #N/A | [8 empty] | #N/A
[11 empty] | n | [30 empty] | #N/A | [9 empty] | #N/A | [11 empty] | #N/A | [8 empty] | #N/A
Dwelling Units | Dwelling Units | [18 empty] | Dwelling Units Low End | 0.39 |  | 2875 | 29450 | Dwelling Units Low End | 0.3 | sub-total | 2875 | 29450 | [10 empty] | #N/A | [21 empty] | #N/A
DwellingUnits501_Low | DwellingUnits501_Low | [18 empty] | replacement costs are for lamps |  | 501 |  | 29450 |  |  | 501 |  | 29450 |  | #N/A | #N/A |  | #N/A | #N/A |  | #N/A |  |  | #N/A | #N/A | #N/A | #N/A | #N/A |  | #N/A | #N/A |  | #N/A |  | #N/A | #N/A | #N/A | #N/A |  | #N/A | #N/A |  | #N/A |  |  | #N/A | #N/A | #N/A | #N/A | #N/A |  | #N/A | #N/A |  | #N/A | #N/A | #N/A | #N/A
DwellingUnits700_Low | DwellingUnits700_Low | [20 empty] | 700 |  | 29450 |  |  | 700 |  | 29450 |  | #N/A | #N/A |  | #N/A | #N/A |  | #N/A |  |  | #N/A | #N/A | #N/A | #N/A | #N/A |  | #N/A | #N/A |  | #N/A |  | #N/A | #N/A | #N/A | #N/A |  | #N/A | #N/A |  | #N/A |  |  | #N/A | #N/A | #N/A | #N/A | #N/A |  | #N/A | #N/A |  | #N/A | #N/A | #N/A | #N/A
DwellingUnits530_Low | DwellingUnits530_Low | [20 empty] | 530 |  | 29450 |  |  | 530 |  | 29450 |  | #N/A | #N/A |  | #N/A | #N/A |  | #N/A |  |  | #N/A | #N/A | #N/A | #N/A | #N/A |  | #N/A | #N/A |  | #N/A |  | #N/A | #N/A | #N/A | #N/A |  | #N/A | #N/A |  | #N/A |  |  | #N/A | #N/A | #N/A | #N/A | #N/A |  | #N/A | #N/A |  | #N/A | #N/A | #N/A | #N/A
[24 empty] | 29450 |  |  |  |  | 29450 | [43 empty] | 0
DwellingUnits501_Low | DwellingUnits501_Low | [18 empty] | ballast replacement |  | 501 |  | 29450 |  |  | 501 |  | 29450 | [11 empty] | #N/A | #N/A | #N/A | #N/A |  | #N/A | #N/A |  | #N/A |  | #N/A | #N/A | [10 empty] | #N/A | #N/A | #N/A | #N/A |  | #N/A | #N/A |  | #N/A | #N/A | #N/A | 0
DwellingUnits700_Low | DwellingUnits700_Low | [20 empty] | 700 |  | 29450 |  |  | 700 |  | 29450 | [11 empty] | #N/A | #N/A | #N/A | #N/A |  | #N/A | #N/A |  | #N/A |  | #N/A | #N/A | [10 empty] | #N/A | #N/A | #N/A | #N/A |  | #N/A | #N/A |  | #N/A | #N/A | #N/A | 0
DwellingUnits530_Low | DwellingUnits530_Low | [20 empty] | 530 |  | 29450 |  |  | 530 |  | 29450 | [11 empty] | #N/A | #N/A | #N/A | #N/A |  | #N/A | #N/A |  | #N/A |  | #N/A | #N/A | [10 empty] | #N/A | #N/A | #N/A | #N/A |  | #N/A | #N/A |  | #N/A | #N/A | #N/A | 0
Dwelling Units | Dwelling Units | [18 empty] | Dwelling Units High End | 0.78 |  | 2875 | 29450 | Dwelling Units High End | 0.62 |  | 2875 | 29450 | [10 empty] | #N/A | [21 empty] | #N/A | [10 empty] | 0
DwellingUnits505_High | DwellingUnits505_High | [18 empty] | replacement costs are for lamps |  | 505 |  | 29450 |  |  | 505 |  | 29450 |  | #N/A | #N/A |  | #N/A | #N/A |  | #N/A |  |  | #N/A | #N/A | #N/A | #N/A | #N/A |  | #N/A | #N/A |  | #N/A |  | #N/A | #N/A | #N/A | #N/A |  | #N/A | #N/A |  | #N/A |  |  | #N/A | #N/A | #N/A | #N/A | #N/A |  | #N/A | #N/A |  | #N/A | #N/A | #N/A | #N/A
DwellingUnits501_High | DwellingUnits500_High | [20 empty] | 501 |  | 29450 |  |  | 500 |  | 29450 |  | #N/A | #N/A |  | #N/A | #N/A |  | #N/A |  |  | #N/A | #N/A | #N/A | #N/A | #N/A |  | #N/A | #N/A |  | #N/A |  | #N/A | #N/A | #N/A | #N/A |  | #N/A | #N/A |  | #N/A |  |  | #N/A | #N/A | #N/A | #N/A | #N/A |  | #N/A | #N/A |  | #N/A | #N/A | #N/A | #N/A
DwellingUnits500_High | DwellingUnits700_High | [20 empty] | 500 |  | 29450 |  |  | 700 |  | 29450 |  | #N/A | #N/A |  | #N/A | #N/A |  | #N/A |  |  | #N/A | #N/A | #N/A | #N/A | #N/A |  | #N/A | #N/A |  | #N/A |  | #N/A | #N/A | #N/A | #N/A |  | #N/A | #N/A |  | #N/A |  |  | #N/A | #N/A | #N/A | #N/A | #N/A |  | #N/A | #N/A |  | #N/A | #N/A | #N/A | #N/A
DwellingUnits700_High | DwellingUnits701_High | [20 empty] | 700 |  | 29450 |  |  | 701 |  | 29450 |  | #N/A | #N/A |  | #N/A | #N/A |  | #N/A |  |  | #N/A | #N/A | #N/A | #N/A | #N/A |  | #N/A | #N/A |  | #N/A |  | #N/A | #N/A | #N/A | #N/A |  | #N/A | #N/A |  | #N/A |  |  | #N/A | #N/A | #N/A | #N/A | #N/A |  | #N/A | #N/A |  | #N/A | #N/A | #N/A | #N/A
DwellingUnits530_High | DwellingUnits530_High | [20 empty] | 530 |  | 29450 |  |  | 530 |  | 29450 |  | #N/A | #N/A |  | #N/A | #N/A |  | #N/A |  |  | #N/A | #N/A | #N/A | #N/A | #N/A |  | #N/A | #N/A |  | #N/A |  | #N/A | #N/A | #N/A | #N/A |  | #N/A | #N/A |  | #N/A |  |  | #N/A | #N/A | #N/A | #N/A | #N/A |  | #N/A | #N/A |  | #N/A | #N/A | #N/A | #N/A
DwellingUnits505_High | DwellingUnits505_High | [18 empty] | ballast replacement |  | 505 |  | 29450 |  |  | 505 |  | 29450 | [11 empty] | #N/A | #N/A | #N/A | #N/A |  | #N/A | #N/A |  | #N/A |  | #N/A | #N/A | [10 empty] | #N/A | #N/A | #N/A | #N/A |  | #N/A | #N/A |  | #N/A | #N/A | #N/A | 0
DwellingUnits501_High | DwellingUnits500_High | [20 empty] | 501 |  | 29450 |  |  | 500 |  | 29450 | [11 empty] | #N/A | #N/A | #N/A | #N/A |  | #N/A | #N/A |  | #N/A |  | #N/A | #N/A | [10 empty] | #N/A | #N/A | #N/A | #N/A |  | #N/A | #N/A |  | #N/A | #N/A | #N/A | 0
DwellingUnits500_High | DwellingUnits700_High | [20 empty] | 500 |  | 29450 |  |  | 700 |  | 29450 | [11 empty] | #N/A | #N/A | #N/A | #N/A |  | #N/A | #N/A |  | #N/A |  | #N/A | #N/A | [10 empty] | #N/A | #N/A | #N/A | #N/A |  | #N/A | #N/A |  | #N/A | #N/A | #N/A | 0
DwellingUnits700_High | DwellingUnits701_High | [20 empty] | 700 |  | 29450 |  |  | 701 |  | 29450 | [11 empty] | #N/A | #N/A | #N/A | #N/A |  | #N/A | #N/A |  | #N/A |  | #N/A | #N/A | [10 empty] | #N/A | #N/A | #N/A | #N/A |  | #N/A | #N/A |  | #N/A | #N/A | #N/A | 0
DwellingUnits530_High | DwellingUnits530_High | [20 empty] | 530 |  | 29450 |  |  | 530 |  | 29450 | [11 empty] | #N/A | #N/A | #N/A | #N/A |  | #N/A | #N/A |  | #N/A |  | #N/A | #N/A | [10 empty] | #N/A | #N/A | #N/A | #N/A |  | #N/A | #N/A |  | #N/A | #N/A | #N/A | 0
Note on AR472: Brian Thornton: subtotal low end 2009
Note on AR480: Brian Thornton: subtotal high end 2009
Note on BN472: Brian Thornton: subtotal low end 2009
Note on BN480: Brian Thornton: subtotal high end 2009

## Int Ltg LPD Proto NC IECC (hidden)
| #VALUE! | [18 empty] | State Commercial Energy Code Cost Effectiveness - Interior Lighting Power Density - IECC 2009 and IECC 2010 - Costs Totals for Each Prototype | [55 empty] | 90.1 Cost Effectiveness - Interior Lighting Power Density 90.1-07by and 90.1-07de Costs - Prototype
Summary
IECC 2012 has changes to interior lighting power allowances, generally significantly lower that for IECC 2009
The cost of interior lighting for the prototypes that meets the lighting power allowances for IECC 2009 and IECC 2012 are shown below.
Interior Lighting - Summary of Total New Construction, Maintenance, and Replacement Costs By Replacement Year by Prototype
[7 empty] | Cost Parameters | [30 empty] | #N/A
[20 empty] | 2009 IECC |  |  |  |  | 2012 IECC | [5 empty] | IECC 2009 Baseline Costs - without implementation of the addenda. | [21 empty] | IECC 2012 - costs with addendum | [21 empty] | Incremental Costs | Small Office | [7 empty] | Large Office | [7 empty] | Standalone Retail | [7 empty] | Primary School | [7 empty] | Small Hotel | [7 empty] | Mid-rise Apartment
|  | Related 90.1-07 Addenda and IECC 2012 Sections |  |  |  | Prototypes Affected | [5 empty] | Climate Location | [5 empty] | Name of Item | [12 empty] | New Construction Costs | [9 empty] | Replacement Costs | [11 empty] | New Construction Costs | [9 empty] | Replacement Costs | [12 empty] | IECC 2009 |  |  | IECC 2012 |  |  | Incremental Cost |  | IECC 2009 |  |  | IECC 2012 |  |  | Incremental Cost |  | IECC 2009 |  |  | IECC 2012 |  |  | Incremental Cost |  | IECC 2009 |  |  | IECC 2012 |  |  | Incremental Cost |  | IECC 2009 |  |  | IECC 2012 |  |  | Incremental Cost |  | IECC 2009 |  |  | IECC 2012 |  |  | Incremental Cost
2009 Lookup | 2012 Lookup | 90.1 Addenda | IECC 2009 Chapter(s) Affected | IECC 2012 Section(s) affected | Affected Items | Small Office | Large Office | Standalone Retail | Primary School | Small Hotel | Mid-rise Apartment | 2A Houston | 3A Memphis | 3B El Paso | 4A Baltimore | 5A Chicago | Not Used | Interior Lighting Power Density | Not Used | Costs to provide lighting fixtures, lamps and ballasts to meet space by space lighting power density (LPD) maximum allowed LPD values under IECC 2009. Fixtures, lamps and ballasts and quantities defined from 90.1 development interior lighting models and additional input from 90.1 Lighting Subcommittee. Costs are for equipment etc. at today's prices that just meet the IECC 2009 requirements. Costs by IECC 2009 Prototype and Lighting Space Type | IECC 2009 Allowed Maximum LPD W/ft2 | Fixture ID Numbers | Annual Full Load Equivalent Operating Hours for Space Type Lamp Life for Fixtures (Used to Calculate Replacement Life) | Area of Space Type In Prototype Models | Costs to provide lighting fixtures, lamps and ballasts to meet space by space maximum allowed LPD values under IECC 2012 Table 9.6.1. Fixtures, lamps and ballasts and quantities defined from 90.1 development interior lighting models and additional input from 90.1 Lighting Subcommittee. Costs by IECC 2012 Prototype and Lighting Space Type | IECC 2012 Allowed Maximum LPD W/ft2 | Fixture ID Numbers | Annual Full Load Equivalent (FLE) Operating Hours | Area of Space Type, ft2 | Not Used | Material Cost/ft2 | Material Subtotal Cost/ft2 × area for space type | Labor Crew Type Not Used | Labor Cost/ft2 | Labor Subtotal Cost/ft2 × Area | Construction Equipment Subtotal | Cost Adjustments | Not Used | Not Used | Total | Replacement Life (hours of operation/ component life) | Replacement Period (costs assigned to a 1 year period) | Material Cost/ft2 | Material Subtotal Cost/ft2 × area for space type | Labor Crew Type Not Used | Labor Cost/ft2 | Labor Subtotal Cost/ft2 × Area | Construction Equipment Subtotal | Cost Adjustments | Not Used | Subtotal | Total (adjusted for actual quantity of replacements in replacement period) | Material Cost/ft2 | Material Subtotal Cost/ft2 × area for space type | Labor Crew Type Not Used | Labor Cost/ft2 | Labor Subtotal Cost/ft2 × Area | Construction Equipment Subtotal | Cost Adjustments | Not Used | Not Used | Total | Replacement Life (hours of operation/ component life) | Replacement Period (costs assigned to a 1 year period) | Material Cost/ft2 | Material Subtotal Cost/ft2 × area for space type | Labor Crew Type Not Used | Labor Cost/ft2 | Labor Subtotal Cost/ft2 × Area | Construction Equipment Subtotal | Cost Adjustments | Incremental Added Design with OH&P | Subtotal | Total (adjusted for actual quantity of replacements in replacement period) | New Construction Costs 2010 minus 2007 | Category | All Costs, First Replacement Only | With Repeated Replacements | Category | Replacement First Year | With Repeated Replacements | 30 Year | 40 Year | Category | All Costs, First Replacement Only | With Repeated Replacements | Category | Replacement First Year | With Repeated Replacements | 30 Year | 40 Year | Category | All Costs, First Replacement Only | With Repeated Replacements | Category | Replacement First Year | With Repeated Replacements | 30 Year | 40 Year | Category | All Costs, First Replacement Only | With Repeated Replacements | Category | Replacement First Year | With Repeated Replacements | 30 Year | 40 Year | Category | All Costs, First Replacement Only | With Repeated Replacements | Category | Replacement First Year | With Repeated Replacements | 30 Year | 40 Year | Category | All Costs, First Replacement Only | With Repeated Replacements | Category | Replacement First Year | With Repeated Replacements | 30 Year | 40 Year
[6 empty] | n | [5 empty] | X | X | X | X | X |  | Small _Office_Interior_Lighting_LPD |  | Small Office |  |  | 3642 |  | Small Office |  |  | 3642 | [47 empty] | New Construction | 0 | 0 | New Construction | 0 | 0 | 0 | 0 | New Construction | 0 | 0 | New Construction | 0 | 0 | 0 | 0 | New Construction | 0 | 0 | New Construction | 0 | 0 | 0 | 0 | New Construction | 0 | 0 | New Construction | 0 | 0 | 0 | 0 | New Construction | 0 | 0 | New Construction | 0 | 0 | 0 | 0 | New Construction | 0 | 0 | New Construction | 0 | 0 | 0 | 0
Office - Open Plan (Including Other) | Office - Open Plan (Including Other) |  |  |  |  | n | [13 empty] | Office - Open Plan (Including Other) | 0.979 |  |  | 1100 | Office - Open Plan (Including Other) | 0.9555 |  |  | 1100 | [46 empty] | Maintenance | 0 | 0 | Maintenance | 0 | 0 | 0 | 0 | Maintenance | 0 | 0 | Maintenance | 0 | 0 | 0 | 0 | Maintenance | 0 | 0 | Maintenance | 0 | 0 | 0 | 0 | Maintenance | 0 | 0 | Maintenance | 0 | 0 | 0 | 0 | Maintenance | 0 | 0 | Maintenance | 0 | 0 | 0 | 0 | Maintenance | 0 | 0 | Maintenance | 0 | 0 | 0 | 0
Office - Open Plan (Including Other)535 | Office - Open Plan (Including Other)535 |  |  |  |  | n | [13 empty] | replacement costs shown are for lamps |  | 535 |  | 1100 |  |  | 535 |  | 1100 |  | #N/A | #N/A |  | #N/A | #N/A |  | #N/A |  |  | #N/A | #N/A | #N/A | #N/A | #N/A |  | #N/A | #N/A |  | #N/A |  | #N/A | #N/A | #N/A | #N/A |  | #N/A | #N/A |  | #N/A |  |  | #N/A | #N/A | #N/A | #N/A | #N/A |  | #N/A | #N/A |  | #N/A |  | #N/A | #N/A | #N/A | Replacement - Year |  |  | Replacement - Year |  |  | 0 | 0 | Replacement - Year |  |  | Replacement - Year |  |  | 0 | 0 | Replacement - Year |  |  | Replacement - Year |  |  | 0 | 0 | Replacement - Year |  |  | Replacement - Year |  |  | 0 | 0 | Replacement - Year |  |  | Replacement - Year |  |  | 0 | 0 | Replacement - Year |  |  | Replacement - Year |  |  | 0 | 0
Office - Open Plan (Including Other)539 | Office - Open Plan (Including Other)539 |  |  |  |  | n | [15 empty] | 539 |  | 1100 |  |  | 539 |  | 1100 |  | #N/A | #N/A |  | #N/A | #N/A |  | #N/A |  |  | #N/A | #N/A | #N/A | #N/A | #N/A |  | #N/A | #N/A |  | #N/A |  | #N/A | #N/A | #N/A | #N/A |  | #N/A | #N/A |  | #N/A |  |  | #N/A | #N/A | #N/A | #N/A | #N/A |  | #N/A | #N/A |  | #N/A |  | #N/A | #N/A | #N/A | 1 | 0 | 0 | 1 | 0 | 0 | 0 | 0 | 1 | 0 | 0 | 1 | 0 | 0 | 0 | 0 | 1 | 0 | 0 | 1 | 0 | 0 | 0 | 0 | 1 | 0 | 0 | 1 | 0 | 0 | 0 | 0 | 1 | 0 | 0 | 1 | 0 | 0 | 0 | 0 | 1 | 0 | 0 | 1 | 0 | 0 | 0 | 0
Office - Open Plan (Including Other)524 | Office - Open Plan (Including Other)0 |  |  |  |  | n | [15 empty] | 524 |  | 1100 |  |  | 0 |  | 1100 |  | 0.1289 | 141.7945 |  | 0.088409 | 97.2495 |  | 162.1248 |  |  | 401.1688 | 2.7457 | 3 | 0.045139 | 49.6526 |  | 0.0083377 | 9.1715 |  | 41.2482 |  | 100.0723 | 109.339 | #N/A | #N/A |  | #N/A | #N/A |  | #N/A |  |  | #N/A | 0 | 0 | 0 | 0 |  | #N/A | #N/A |  | #N/A |  | #N/A | 0 | #N/A | 2 | 0 | 0 | 2 | 0 | 0 | 0 | 0 | 2 | 0 | 0 | 2 | 0 | 0 | 0 | 0 | 2 | 0 | 0 | 2 | 0 | 0 | 0 | 0 | 2 | 0 | 0 | 2 | 0 | 0 | 0 | 0 | 2 | 0 | 0 | 2 | 0 | 0 | 0 | 0 | 2 | 0 | 0 | 2 | 0 | 0 | 0 | 0
Office - Open Plan (Including Other) | Office - Open Plan (Including Other)537-1 |  |  |  |  | n | [20 empty] | 537-1 |  | 1100 | [23 empty] | #N/A | #N/A |  | #N/A | #N/A |  | #N/A |  |  | #N/A | #N/A | #N/A | #N/A | #N/A |  | #N/A | #N/A |  | #N/A |  | #N/A | #N/A | #N/A | 3 | 0 | 0 | 3 | 0 | 0 | 0 | 0 | 3 | 0 | 0 | 3 | 0 | 0 | 0 | 0 | 3 | 0 | 0 | 3 | 0 | 0 | 0 | 0 | 3 | 0 | 0 | 3 | 0 | 0 | 0 | 0 | 3 | 0 | 0 | 3 | 0 | 0 | 0 | 0 | 3 | 0 | 0 | 3 | 0 | 0 | 0 | 0
Office - Open Plan (Including Other)535 | Office - Open Plan (Including Other)535 |  |  |  |  | n | [13 empty] | ballast replacement |  | 535 |  | 1100 |  |  | 535 |  | 1100 | [11 empty] | #N/A | #N/A | #N/A | #N/A |  | #N/A | #N/A |  | #N/A |  | #N/A | #N/A | [10 empty] | #N/A | #N/A | #N/A | #N/A |  | #N/A | #N/A |  | #N/A |  | #N/A | #N/A | 0 | 4 | 0 | 0 | 4 | 0 | 0 | 0 | 0 | 4 | 0 | 0 | 4 | 0 | 0 | 0 | 0 | 4 | 0 | 0 | 4 | 0 | 0 | 0 | 0 | 4 | 0 | 0 | 4 | 0 | 0 | 0 | 0 | 4 | 0 | 0 | 4 | 0 | 0 | 0 | 0 | 4 | 0 | 0 | 4 | 0 | 0 | 0 | 0
Office - Open Plan (Including Other)539 | Office - Open Plan (Including Other)539 |  |  |  |  | n | [15 empty] | 539 |  | 1100 |  |  | 539 |  | 1100 | [11 empty] | #N/A | #N/A | #N/A | #N/A |  | #N/A | #N/A |  | #N/A |  | #N/A | #N/A | [10 empty] | #N/A | #N/A | #N/A | #N/A |  | #N/A | #N/A |  | #N/A |  | #N/A | #N/A | 0 | 5 | 0 | 0 | 5 | 0 | 0 | 0 | 0 | 5 | 0 | 0 | 5 | 0 | 0 | 0 | 0 | 5 | 0 | 0 | 5 | 0 | 0 | 0 | 0 | 5 | 0 | 0 | 5 | 0 | 0 | 0 | 0 | 5 | 0 | 0 | 5 | 0 | 0 | 0 | 0 | 5 | 0 | 0 | 5 | 0 | 0 | 0 | 0
Office - Open Plan (Including Other)524 | Office - Open Plan (Including Other)0 |  |  |  |  | n | [15 empty] | 524 |  | 1100 |  |  | 0 |  | 1100 | [11 empty] | 13.7287 | 14 | 0 | 0 |  | 0 | 0 |  | 0 |  | 0 | 0 | [10 empty] | #N/A | #N/A | 0 | 0 |  | 0 | 0 |  | 0 |  | 0 | #N/A | 0 | 6 | 0 | 0 | 6 | 0 | 0 | 0 | 0 | 6 | 0 | 0 | 6 | 0 | 0 | 0 | 0 | 6 | 0 | 0 | 6 | 0 | 0 | 0 | 0 | 6 | 0 | 0 | 6 | 0 | 0 | 0 | 0 | 6 | 0 | 0 | 6 | 0 | 0 | 0 | 0 | 6 | 0 | 0 | 6 | 0 | 0 | 0 | 0
Office - Open Plan (Including Other) | Office - Open Plan (Including Other)537-1 |  |  |  |  | n | [20 empty] | 537-1 |  | 1100 | [33 empty] | #N/A | #N/A | #N/A | #N/A |  | #N/A | #N/A |  | #N/A |  | #N/A | #N/A | 0 | 7 | 0 | 0 | 7 | 0 | 0 | 0 | 0 | 7 | 0 | 0 | 7 | 0 | 0 | 0 | 0 | 7 | 0 | 0 | 7 | 0 | 0 | 0 | 0 | 7 | 0 | 0 | 7 | 0 | 0 | 0 | 0 | 7 | 0 | 0 | 7 | 0 | 0 | 0 | 0 | 7 | 0 | 0 | 7 | 0 | 0 | 0 | 0
Office-Enclosed | Office-Enclosed |  |  |  |  | n | [13 empty] | Office-Enclosed | 1.1 |  |  | 1595 | Office-Enclosed | 1.0822 |  |  | 1595 | [46 empty] | 8 | 0 | 0 | 8 | 0 | 0 | 0 | 0 | 8 | 0 | 0 | 8 | 0 | 0 | 0 | 0 | 8 | 0 | 0 | 8 | 0 | 0 | 0 | 0 | 8 | 0 | 0 | 8 | 0 | 0 | 0 | 0 | 8 | 0 | 0 | 8 | 0 | 0 | 0 | 0 | 8 | 0 | 0 | 8 | 0 | 0 | 0 | 0
Office-Enclosed535 | Office-Enclosed531 |  |  |  |  | n | [13 empty] | lamp replacement |  | 535 |  | 1595 |  |  | 531 |  | 1595 |  | #N/A | #N/A |  | #N/A | #N/A |  | #N/A |  |  | #N/A | #N/A | #N/A | #N/A | #N/A |  | #N/A | #N/A |  | #N/A |  | #N/A | #N/A | #N/A | #N/A |  | #N/A | #N/A |  | #N/A |  |  | #N/A | #N/A | #N/A | #N/A | #N/A |  | #N/A | #N/A |  | #N/A |  | #N/A | #N/A | #N/A | 9 | 0 | 0 | 9 | 0 | 0 | 0 | 0 | 9 | 0 | 0 | 9 | 0 | 0 | 0 | 0 | 9 | 0 | 0 | 9 | 0 | 0 | 0 | 0 | 9 | 0 | 0 | 9 | 0 | 0 | 0 | 0 | 9 | 0 | 0 | 9 | 0 | 0 | 0 | 0 | 9 | 0 | 0 | 9 | 0 | 0 | 0 | 0
Office-Enclosed539 | Office-Enclosed539 |  |  |  |  | n | [15 empty] | 539 |  | 1595 |  |  | 539 |  | 1595 |  | #N/A | #N/A |  | #N/A | #N/A |  | #N/A |  |  | #N/A | #N/A | #N/A | #N/A | #N/A |  | #N/A | #N/A |  | #N/A |  | #N/A | #N/A | #N/A | #N/A |  | #N/A | #N/A |  | #N/A |  |  | #N/A | #N/A | #N/A | #N/A | #N/A |  | #N/A | #N/A |  | #N/A |  | #N/A | #N/A | #N/A | 10 | 0 | 0 | 10 | 0 | 0 | 0 | 0 | 10 | 0 | 0 | 10 | 0 | 0 | 0 | 0 | 10 | 0 | 0 | 10 | 0 | 0 | 0 | 0 | 10 | 0 | 0 | 10 | 0 | 0 | 0 | 0 | 10 | 0 | 0 | 10 | 0 | 0 | 0 | 0 | 10 | 0 | 0 | 10 | 0 | 0 | 0 | 0
Office-Enclosed537-2 | Office-Enclosed0 |  |  |  |  | n | [15 empty] | 537-2 |  | 1595 |  |  | 0 |  | 1595 |  | #N/A | #N/A |  | #N/A | #N/A |  | #N/A |  |  | #N/A | #N/A | #N/A | #N/A | #N/A |  | #N/A | #N/A |  | #N/A |  | #N/A | #N/A | #N/A | #N/A |  | #N/A | #N/A |  | #N/A |  |  | #N/A | 0 | 0 | 0 | 0 |  | #N/A | #N/A |  | #N/A |  | #N/A | 0 | #N/A | 11 | 0 | 0 | 11 | 0 | 0 | 0 | 0 | 11 | 0 | 0 | 11 | 0 | 0 | 0 | 0 | 11 | 0 | 0 | 11 | 0 | 0 | 0 | 0 | 11 | 0 | 0 | 11 | 0 | 0 | 0 | 0 | 11 | 0 | 0 | 11 | 0 | 0 | 0 | 0 | 11 | 0 | 0 | 11 | 0 | 0 | 0 | 0
Office-Enclosed | Office-Enclosed537-1 |  |  |  |  | n | [20 empty] | 537-1 |  | 1595 | [23 empty] | #N/A | #N/A |  | #N/A | #N/A |  | #N/A |  |  | #N/A | #N/A | #N/A | #N/A | #N/A |  | #N/A | #N/A |  | #N/A |  | #N/A | #N/A | #N/A | 12 | 0 | 0 | 12 | 0 | 0 | 0 | 0 | 12 | 0 | 0 | 12 | 0 | 0 | 0 | 0 | 12 | 0 | 0 | 12 | 0 | 0 | 0 | 0 | 12 | 0 | 0 | 12 | 0 | 0 | 0 | 0 | 12 | 0 | 0 | 12 | 0 | 0 | 0 | 0 | 12 | 0 | 0 | 12 | 0 | 0 | 0 | 0
Office-Enclosed535 | Office-Enclosed531 |  |  |  |  | n | [13 empty] | ballast replacement |  | 535 |  | 1595 |  |  | 531 |  | 1595 | [11 empty] | #N/A | #N/A | #N/A | #N/A |  | #N/A | #N/A |  | #N/A |  | #N/A | #N/A | [10 empty] | #N/A | #N/A | #N/A | #N/A |  | #N/A | #N/A |  | #N/A |  | #N/A | #N/A | 0 | 13 | 0 | 0 | 13 | 0 | 0 | 0 | 0 | 13 | 0 | 0 | 13 | 0 | 0 | 0 | 0 | 13 | 0 | 0 | 13 | 0 | 0 | 0 | 0 | 13 | 0 | 0 | 13 | 0 | 0 | 0 | 0 | 13 | 0 | 0 | 13 | 0 | 0 | 0 | 0 | 13 | 0 | 0 | 13 | 0 | 0 | 0 | 0
Office-Enclosed539 | Office-Enclosed539 |  |  |  |  | n | [15 empty] | 539 |  | 1595 |  |  | 539 |  | 1595 | [11 empty] | #N/A | #N/A | #N/A | #N/A |  | #N/A | #N/A |  | #N/A |  | #N/A | #N/A | [10 empty] | #N/A | #N/A | #N/A | #N/A |  | #N/A | #N/A |  | #N/A |  | #N/A | #N/A | 0 | 14 | 0 | 0 | 14 | 0 | 0 | 0 | 0 | 14 | 0 | 0 | 14 | 0 | 0 | 0 | 0 | 14 | 0 | 0 | 14 | 0 | 0 | 0 | 0 | 14 | 0 | 0 | 14 | 0 | 0 | 0 | 0 | 14 | 0 | 0 | 14 | 0 | 0 | 0 | 0 | 14 | 0 | 0 | 14 | 0 | 0 | 0 | 0
Office-Enclosed537-2 | Office-Enclosed0 |  |  |  |  | n | [15 empty] | 537-2 |  | 1595 |  |  | 0 |  | 1595 | [11 empty] | #N/A | #N/A | #N/A | #N/A |  | #N/A | #N/A |  | #N/A |  | #N/A | #N/A | [10 empty] | #N/A | #N/A | 0 | 0 |  | 0 | 0 |  | 0 |  | 0 | #N/A | 0 | 15 | 0 | 0 | 15 | 0 | 0 | 0 | 0 | 15 | 0 | 0 | 15 | 0 | 0 | 0 | 0 | 15 | 0 | 0 | 15 | 0 | 0 | 0 | 0 | 15 | 0 | 0 | 15 | 0 | 0 | 0 | 0 | 15 | 0 | 0 | 15 | 0 | 0 | 0 | 0 | 15 | 0 | 0 | 15 | 0 | 0 | 0 | 0
Office-Enclosed | Office-Enclosed537-1 |  |  |  |  | n | [20 empty] | 537-1 |  | 1595 | [33 empty] | #N/A | #N/A | #N/A | #N/A |  | #N/A | #N/A |  | #N/A |  | #N/A | #N/A | 0 | 16 | 0 | 0 | 16 | 0 | 0 | 0 | 0 | 16 | 0 | 0 | 16 | 0 | 0 | 0 | 0 | 16 | 0 | 0 | 16 | 0 | 0 | 0 | 0 | 16 | 0 | 0 | 16 | 0 | 0 | 0 | 0 | 16 | 0 | 0 | 16 | 0 | 0 | 0 | 0 | 16 | 0 | 0 | 16 | 0 | 0 | 0 | 0
Conference/Meeting/Multipurpose | Conference/Meeting/Multipurpose |  |  |  |  | n | [13 empty] | Conference/Meeting/Multipurpose | 1.3 |  |  | 550 | Conference/Meeting/Multipurpose | 1.1992 |  |  | 550 | [46 empty] | 17 | 0 | 0 | 17 | 0 | 0 | 0 | 0 | 17 | 0 | 0 | 17 | 0 | 0 | 0 | 0 | 17 | 0 | 0 | 17 | 0 | 0 | 0 | 0 | 17 | 0 | 0 | 17 | 0 | 0 | 0 | 0 | 17 | 0 | 0 | 17 | 0 | 0 | 0 | 0 | 17 | 0 | 0 | 17 | 0 | 0 | 0 | 0
Conference/Meeting/Multipurpose535 | Conference/Meeting/Multipurpose535 |  |  |  |  | n | [13 empty] | lamp replacement |  | 535 |  | 550 |  |  | 535 |  | 550 |  | #N/A | #N/A |  | #N/A | #N/A |  | #N/A |  |  | #N/A | #N/A | #N/A | #N/A | #N/A |  | #N/A | #N/A |  | #N/A |  | #N/A | #N/A | #N/A | #N/A |  | #N/A | #N/A |  | #N/A |  |  | #N/A | #N/A | #N/A | #N/A | #N/A |  | #N/A | #N/A |  | #N/A |  | #N/A | #N/A | #N/A | 18 | 0 | 0 | 18 | 0 | 0 | 0 | 0 | 18 | 0 | 0 | 18 | 0 | 0 | 0 | 0 | 18 | 0 | 0 | 18 | 0 | 0 | 0 | 0 | 18 | 0 | 0 | 18 | 0 | 0 | 0 | 0 | 18 | 0 | 0 | 18 | 0 | 0 | 0 | 0 | 18 | 0 | 0 | 18 | 0 | 0 | 0 | 0
Conference/Meeting/Multipurpose537-1 | Conference/Meeting/Multipurpose511 |  |  |  |  | n | [15 empty] | 537-1 |  | 550 |  |  | 511 |  | 550 |  | 1.2016 | 660.8865 |  | 0.71352 | 392.4353 |  | 696.9101 |  |  | 1750.2319 | 9.8847 | 10 | 0.038866 | 21.3766 |  | 0.063425 | 34.8836 |  | 51.4906 |  | 107.7507 | 109.0078 | #N/A | #N/A |  | #N/A | #N/A |  | #N/A |  |  | #N/A | #N/A | #N/A | #N/A | #N/A |  | #N/A | #N/A |  | #N/A |  | #N/A | #N/A | #N/A | 19 | 0 | 0 | 19 | 0 | 0 | 0 | 0 | 19 | 0 | 0 | 19 | 0 | 0 | 0 | 0 | 19 | 0 | 0 | 19 | 0 | 0 | 0 | 0 | 19 | 0 | 0 | 19 | 0 | 0 | 0 | 0 | 19 | 0 | 0 | 19 | 0 | 0 | 0 | 0 | 19 | 0 | 0 | 19 | 0 | 0 | 0 | 0
Conference/Meeting/Multipurpose511 | Conference/Meeting/Multipurpose0 |  |  |  |  | n | [15 empty] | 511 |  | 550 |  |  | 0 |  | 550 |  | 0.14187 | 78.0268 |  | 0.2353 | 129.4133 |  | 162.4935 |  |  | 369.9336 | 1.1532 | 2 | 0.081799 | 44.9895 |  | 0.011134 | 6.1235 |  | 34.99 |  | 86.103 | 149.3272 | #N/A | #N/A |  | #N/A | #N/A |  | #N/A |  |  | #N/A | 0 | 0 | 0 | 0 |  | #N/A | #N/A |  | #N/A |  | #N/A | 0 | #N/A | 20 | 0 | 0 | 20 | 0 | 0 | 0 | 0 | 20 | 0 | 0 | 20 | 0 | 0 | 0 | 0 | 20 | 0 | 0 | 20 | 0 | 0 | 0 | 0 | 20 | 0 | 0 | 20 | 0 | 0 | 0 | 0 | 20 | 0 | 0 | 20 | 0 | 0 | 0 | 0 | 20 | 0 | 0 | 20 | 0 | 0 | 0 | 0
Conference/Meeting/Multipurpose | Conference/Meeting/Multipurpose527-1 |  |  |  |  | n | [20 empty] | 527-1 |  | 550 | [23 empty] | #N/A | #N/A |  | #N/A | #N/A |  | #N/A |  |  | #N/A | #N/A | #N/A | #N/A | #N/A |  | #N/A | #N/A |  | #N/A |  | #N/A | #N/A | #N/A | 21 | 0 | 0 | 21 | 0 | 0 | 0 | 0 | 21 | 0 | 0 | 21 | 0 | 0 | 0 | 0 | 21 | 0 | 0 | 21 | 0 | 0 | 0 | 0 | 21 | 0 | 0 | 21 | 0 | 0 | 0 | 0 | 21 | 0 | 0 | 21 | 0 | 0 | 0 | 0 | 21 | 0 | 0 | 21 | 0 | 0 | 0 | 0
Conference/Meeting/Multipurpose535 | Conference/Meeting/Multipurpose535 |  |  |  |  | n | [13 empty] | ballast replacement |  | 535 |  | 550 |  |  | 535 |  | 550 | [11 empty] | #N/A | #N/A | #N/A | #N/A |  | #N/A | #N/A |  | #N/A |  | #N/A | #N/A | [10 empty] | #N/A | #N/A | #N/A | #N/A |  | #N/A | #N/A |  | #N/A |  | #N/A | #N/A | 0 | 22 | 0 | 0 | 22 | 0 | 0 | 0 | 0 | 22 | 0 | 0 | 22 | 0 | 0 | 0 | 0 | 22 | 0 | 0 | 22 | 0 | 0 | 0 | 0 | 22 | 0 | 0 | 22 | 0 | 0 | 0 | 0 | 22 | 0 | 0 | 22 | 0 | 0 | 0 | 0 | 22 | 0 | 0 | 22 | 0 | 0 | 0 | 0
Conference/Meeting/Multipurpose537-1 | Conference/Meeting/Multipurpose511 |  |  |  |  | n | [15 empty] | 537-1 |  | 550 |  |  | 511 |  | 550 | [11 empty] | 13.7287 | 14 | 0.34806 | 191.4318 |  | 0.71352 | 392.4353 |  | 548.3927 |  | 1132.2598 | 1154.6333 | [10 empty] | #N/A | #N/A | #N/A | #N/A |  | #N/A | #N/A |  | #N/A |  | #N/A | #N/A | 0 | 23 | 0 | 0 | 23 | 0 | 0 | 0 | 0 | 23 | 0 | 0 | 23 | 0 | 0 | 0 | 0 | 23 | 0 | 0 | 23 | 0 | 0 | 0 | 0 | 23 | 0 | 0 | 23 | 0 | 0 | 0 | 0 | 23 | 0 | 0 | 23 | 0 | 0 | 0 | 0 | 23 | 0 | 0 | 23 | 0 | 0 | 0 | 0
Conference/Meeting/Multipurpose511 | Conference/Meeting/Multipurpose0 |  |  |  |  | n | [15 empty] | 511 |  | 550 |  |  | 0 |  | 550 | [11 empty] | 0 | 0 | 0 | 0 |  | 0 | 0 |  | 0 |  | 0 | 0 | [10 empty] | #N/A | #N/A | 0 | 0 |  | 0 | 0 |  | 0 |  | 0 | #N/A | 0 | 24 | 0 | 0 | 24 | 0 | 0 | 0 | 0 | 24 | 0 | 0 | 24 | 0 | 0 | 0 | 0 | 24 | 0 | 0 | 24 | 0 | 0 | 0 | 0 | 24 | 0 | 0 | 24 | 0 | 0 | 0 | 0 | 24 | 0 | 0 | 24 | 0 | 0 | 0 | 0 | 24 | 0 | 0 | 24 | 0 | 0 | 0 | 0
Conference/Meeting/Multipurpose | Conference/Meeting/Multipurpose527-1 |  |  |  |  | n | [20 empty] | 527-1 |  | 550 | [33 empty] | #N/A | #N/A | #N/A | #N/A |  | #N/A | #N/A |  | #N/A |  | #N/A | #N/A | 0 | 25 | 0 | 0 | 25 | 0 | 0 | 0 | 0 | 25 | 0 | 0 | 25 | 0 | 0 | 0 | 0 | 25 | 0 | 0 | 25 | 0 | 0 | 0 | 0 | 25 | 0 | 0 | 25 | 0 | 0 | 0 | 0 | 25 | 0 | 0 | 25 | 0 | 0 | 0 | 0 | 25 | 0 | 0 | 25 | 0 | 0 | 0 | 0
Corridor/Transition | Corridor/Transition |  |  |  |  | n | [13 empty] | Corridor/Transition | 0.5 |  |  | 660 | Corridor/Transition | 0.6435 |  |  | 660 | [46 empty] | 26 | 0 | 0 | 26 | 0 | 0 | 0 | 0 | 26 | 0 | 0 | 26 | 0 | 0 | 0 | 0 | 26 | 0 | 0 | 26 | 0 | 0 | 0 | 0 | 26 | 0 | 0 | 26 | 0 | 0 | 0 | 0 | 26 | 0 | 0 | 26 | 0 | 0 | 0 | 0 | 26 | 0 | 0 | 26 | 0 | 0 | 0 | 0
Corridor/Transition530 | Corridor/Transition521 |  |  |  |  | n | [13 empty] | replacement costs are for lamps |  | 530 |  | 660 |  |  | 521 |  | 660 |  | #N/A | #N/A |  | #N/A | #N/A |  | #N/A |  |  | #N/A | #N/A | #N/A | #N/A | #N/A |  | #N/A | #N/A |  | #N/A |  | #N/A | #N/A | #N/A | #N/A |  | #N/A | #N/A |  | #N/A |  |  | #N/A | #N/A | #N/A | #N/A | #N/A |  | #N/A | #N/A |  | #N/A |  | #N/A | #N/A | #N/A | 27 | 0 | 0 | 27 | 0 | 0 | 0 | 0 | 27 | 0 | 0 | 27 | 0 | 0 | 0 | 0 | 27 | 0 | 0 | 27 | 0 | 0 | 0 | 0 | 27 | 0 | 0 | 27 | 0 | 0 | 0 | 0 | 27 | 0 | 0 | 27 | 0 | 0 | 0 | 0 | 27 | 0 | 0 | 27 | 0 | 0 | 0 | 0
Corridor/Transition537-2 | Corridor/Transition0 |  |  |  |  | n | [15 empty] | 537-2 |  | 660 |  |  | 0 |  | 660 |  | #N/A | #N/A |  | #N/A | #N/A |  | #N/A |  |  | #N/A | #N/A | #N/A | #N/A | #N/A |  | #N/A | #N/A |  | #N/A |  | #N/A | #N/A | #N/A | #N/A |  | #N/A | #N/A |  | #N/A |  |  | #N/A | 0 | 0 | 0 | 0 |  | #N/A | #N/A |  | #N/A |  | #N/A | 0 | #N/A | 28 | 0 | 0 | 28 | 0 | 0 | 0 | 0 | 28 | 0 | 0 | 28 | 0 | 0 | 0 | 0 | 28 | 0 | 0 | 28 | 0 | 0 | 0 | 0 | 28 | 0 | 0 | 28 | 0 | 0 | 0 | 0 | 28 | 0 | 0 | 28 | 0 | 0 | 0 | 0 | 28 | 0 | 0 | 28 | 0 | 0 | 0 | 0
Corridor/Transition0 | Corridor/Transition0 |  |  |  |  | n | [15 empty] | 0 |  | 660 |  |  | 0 |  | 660 |  | 0 | 0 |  | 0 | 0 |  | 0 |  |  | 0 | 0 | 0 | 0 | 0 |  | 0 | 0 |  | 0 |  | 0 | 0 | #N/A | #N/A |  | #N/A | #N/A |  | #N/A |  |  | #N/A | 0 | 0 | 0 | 0 |  | #N/A | #N/A |  | #N/A |  | #N/A | 0 | #N/A | 29 | 0 | 0 | 29 | 0 | 0 | 0 | 0 | 29 | 0 | 0 | 29 | 0 | 0 | 0 | 0 | 29 | 0 | 0 | 29 | 0 | 0 | 0 | 0 | 29 | 0 | 0 | 29 | 0 | 0 | 0 | 0 | 29 | 0 | 0 | 29 | 0 | 0 | 0 | 0 | 29 | 0 | 0 | 29 | 0 | 0 | 0 | 0
Corridor/Transition | Corridor/Transition527-2 |  |  |  |  | n | [20 empty] | 0 |  | 660 | [23 empty] | #N/A | #N/A |  | #N/A | #N/A |  | #N/A |  |  | #N/A | 0 | 0 | 0 | 0 |  | #N/A | #N/A |  | #N/A |  | #N/A | 0 | #N/A | 30 | 0 | 0 | 30 | 0 | 0 | 0 | 0 | 30 | 0 | 0 | 30 | 0 | 0 | 0 | 0 | 30 | 0 | 0 | 30 | 0 | 0 | 0 | 0 | 30 | 0 | 0 | 30 | 0 | 0 | 0 | 0 | 30 | 0 | 0 | 30 | 0 | 0 | 0 | 0 | 30 | 0 | 0 | 30 | 0 | 0 | 0 | 0
Corridor/Transition530 | Corridor/Transition521 |  |  |  |  | n | [13 empty] | replacement costs are for ballasts |  | 530 |  | 660 |  |  | 521 |  | 660 | [11 empty] | #N/A | #N/A | #N/A | #N/A |  | #N/A | #N/A |  | #N/A |  | #N/A | #N/A | [10 empty] | #N/A | #N/A | #N/A | #N/A |  | #N/A | #N/A |  | #N/A |  | #N/A | #N/A | 0 | 31 | 0 | 0 | 31 | 0 | 0 |  | 0 | 31 | 0 | 0 | 31 | 0 | 0 |  | 0 | 31 | 0 | 0 | 31 | 0 | 0 |  | 0 | 31 | 0 | 0 | 31 | 0 | 0 |  | 0 | 31 | 0 | 0 | 31 | 0 | 0 |  | 0 | 31 | 0 | 0 | 31 | 0 | 0 |  | 0
Corridor/Transition537-2 | Corridor/Transition0 |  |  |  |  | n | [15 empty] | 537-2 |  | 660 |  |  | 0 |  | 660 | [11 empty] | #N/A | #N/A | #N/A | #N/A |  | #N/A | #N/A |  | #N/A |  | #N/A | #N/A | [10 empty] | #N/A | #N/A | 0 | 0 |  | 0 | 0 |  | 0 |  | 0 | #N/A | 0 | 32 | 0 | 0 | 32 | 0 | 0 |  | 0 | 32 | 0 | 0 | 32 | 0 | 0 |  | 0 | 32 | 0 | 0 | 32 | 0 | 0 |  | 0 | 32 | 0 | 0 | 32 | 0 | 0 |  | 0 | 32 | 0 | 0 | 32 | 0 | 0 |  | 0 | 32 | 0 | 0 | 32 | 0 | 0 |  | 0
Corridor/Transition0 | Corridor/Transition0 |  |  |  |  | n | [15 empty] | 0 |  | 660 |  |  | 0 |  | 660 | [11 empty] | 0 | 0 | 0 | 0 |  | 0 | 0 |  | 0 |  | 0 | 0 | [10 empty] | #N/A | #N/A | 0 | 0 |  | 0 | 0 |  | 0 |  | 0 | #N/A | 0 | 33 | 0 | 0 | 33 | 0 | 0 |  | 0 | 33 | 0 | 0 | 33 | 0 | 0 |  | 0 | 33 | 0 | 0 | 33 | 0 | 0 |  | 0 | 33 | 0 | 0 | 33 | 0 | 0 |  | 0 | 33 | 0 | 0 | 33 | 0 | 0 |  | 0 | 33 | 0 | 0 | 33 | 0 | 0 |  | 0
Corridor/Transition | Corridor/Transition527-2 |  |  |  |  | n | [20 empty] | 0 |  | 660 | [33 empty] | #N/A | #N/A | 0 | 0 |  | 0 | 0 |  | 0 |  | 0 | #N/A | 0 | 34 | 0 | 0 | 34 | 0 | 0 |  | 0 | 34 | 0 | 0 | 34 | 0 | 0 |  | 0 | 34 | 0 | 0 | 34 | 0 | 0 |  | 0 | 34 | 0 | 0 | 34 | 0 | 0 |  | 0 | 34 | 0 | 0 | 34 | 0 | 0 |  | 0 | 34 | 0 | 0 | 34 | 0 | 0 |  | 0
Conference/Meeting/Multipurpose | Conference/Meeting/Multipurpose |  |  |  |  | n | [13 empty] | Conference/Meeting/Multipurpose | 1.3 |  |  | 440 | Conference/Meeting/Multipurpose |  |  |  | 550 | [46 empty] | 35 | 0 | 0 | 35 | 0 | 0 |  | 0 | 35 | 0 | 0 | 35 | 0 | 0 |  | 0 | 35 | 0 | 0 | 35 | 0 | 0 |  | 0 | 35 | 0 | 0 | 35 | 0 | 0 |  | 0 | 35 | 0 | 0 | 35 | 0 | 0 |  | 0 | 35 | 0 | 0 | 35 | 0 | 0 |  | 0
Conference/Meeting/Multipurpose535 | Conference/Meeting/Multipurpose535 |  |  |  |  | n | [13 empty] | replacement costs are for lamps |  | 535 |  | 440 |  |  | 535 |  | 550 |  | #N/A | #N/A |  | #N/A | #N/A |  | #N/A |  |  | #N/A | #N/A | #N/A | #N/A | #N/A |  | #N/A | #N/A |  | #N/A |  | #N/A | #N/A | #N/A | #N/A |  | #N/A | #N/A |  | #N/A |  |  | #N/A | #N/A | #N/A | #N/A | #N/A |  | #N/A | #N/A |  | #N/A |  | #N/A | #N/A | #N/A | 36 | 0 | 0 | 36 | 0 | 0 |  | 0 | 36 | 0 | 0 | 36 | 0 | 0 |  | 0 | 36 | 0 | 0 | 36 | 0 | 0 |  | 0 | 36 | 0 | 0 | 36 | 0 | 0 |  | 0 | 36 | 0 | 0 | 36 | 0 | 0 |  | 0 | 36 | 0 | 0 | 36 | 0 | 0 |  | 0
Conference/Meeting/Multipurpose537-1 | Conference/Meeting/Multipurpose511 |  |  |  |  | n | [15 empty] | 537-1 |  | 440 |  |  | 511 |  | 550 |  | 1.2016 | 528.7092 |  | 0.71352 | 313.9482 |  | 557.5281 |  |  | 1400.1855 | 9.8847 | 10 | 0.038866 | 17.1012 |  | 0.063425 | 27.9069 |  | 41.1925 |  | 86.2006 | 87.2062 | #N/A | #N/A |  | #N/A | #N/A |  | #N/A |  |  | #N/A | #N/A | #N/A | #N/A | #N/A |  | #N/A | #N/A |  | #N/A |  | #N/A | #N/A | #N/A | 37 | 0 | 0 | 37 | 0 | 0 |  | 0 | 37 | 0 | 0 | 37 | 0 | 0 |  | 0 | 37 | 0 | 0 | 37 | 0 | 0 |  | 0 | 37 | 0 | 0 | 37 | 0 | 0 |  | 0 | 37 | 0 | 0 | 37 | 0 | 0 |  | 0 | 37 | 0 | 0 | 37 | 0 | 0 |  | 0
Conference/Meeting/Multipurpose511 | Conference/Meeting/Multipurpose0 |  |  |  |  | n | [15 empty] | 511 |  | 440 |  |  | 0 |  | 550 |  | 0.14187 | 62.4214 |  | 0.2353 | 103.5307 |  | 129.9948 |  |  | 295.9469 | 1.1532 | 2 | 0.081799 | 35.9916 |  | 0.011134 | 4.8988 |  | 27.992 |  | 68.8824 | 119.4618 | #N/A | #N/A |  | #N/A | #N/A |  | #N/A |  |  | #N/A | 0 | 0 | 0 | 0 |  | #N/A | #N/A |  | #N/A |  | #N/A | 0 | #N/A | 38 | 0 | 0 | 38 | 0 | 0 |  | 0 | 38 | 0 | 0 | 38 | 0 | 0 |  | 0 | 38 | 0 | 0 | 38 | 0 | 0 |  | 0 | 38 | 0 | 0 | 38 | 0 | 0 |  | 0 | 38 | 0 | 0 | 38 | 0 | 0 |  | 0 | 38 | 0 | 0 | 38 | 0 | 0 |  | 0
Conference/Meeting/Multipurpose | Conference/Meeting/Multipurpose527-1 |  |  |  |  | n | [17 empty] | 440 |  |  | 527-1 |  | 550 | [23 empty] | #N/A | #N/A |  | #N/A | #N/A |  | #N/A |  |  | #N/A | #N/A | #N/A | #N/A | #N/A |  | #N/A | #N/A |  | #N/A |  | #N/A | #N/A | #N/A | 39 | 0 | 0 | 39 | 0 | 0 |  | 0 | 39 | 0 | 0 | 39 | 0 | 0 |  | 0 | 39 | 0 | 0 | 39 | 0 | 0 |  | 0 | 39 | 0 | 0 | 39 | 0 | 0 |  | 0 | 39 | 0 | 0 | 39 | 0 | 0 |  | 0 | 39 | 0 | 0 | 39 | 0 | 0 |  | 0
Conference/Meeting/Multipurpose535 | Conference/Meeting/Multipurpose535 |  |  |  |  | n | [13 empty] | ballast replacement |  | 535 |  | 440 |  |  | 535 |  | 550 | [11 empty] | #N/A | #N/A | #N/A | #N/A |  | #N/A | #N/A |  | #N/A |  | #N/A | #N/A | [10 empty] | #N/A | #N/A | #N/A | #N/A |  | #N/A | #N/A |  | #N/A |  | #N/A | #N/A | 0 | 40 | 0 | 0 | 40 | 0 | 0 |  | 0 | 40 | 0 | 0 | 40 | 0 | 0 |  | 0 | 40 | 0 | 0 | 40 | 0 | 0 |  | 0 | 40 | 0 | 0 | 40 | 0 | 0 |  | 0 | 40 | 0 | 0 | 40 | 0 | 0 |  | 0 | 40 | 0 | 0 | 40 | 0 | 0 |  | 0
Conference/Meeting/Multipurpose537-1 | Conference/Meeting/Multipurpose511 |  |  |  |  | n | [15 empty] | 537-1 |  | 440 |  |  | 511 |  | 550 | [11 empty] | 13.7287 | 14 | 0.34806 | 153.1455 |  | 0.71352 | 313.9482 |  | 438.7142 |  | 905.8079 | 923.7066 | [10 empty] | #N/A | #N/A | #N/A | #N/A |  | #N/A | #N/A |  | #N/A |  | #N/A | #N/A | 0 | Residual Year 30 |  | 0 | Residual Year 30 |  | 0 |  | 0 | Residual Year 30 |  | 0 | Residual Year 30 |  | 0 |  | 0 | Residual Year 30 |  | 0 | Residual Year 30 |  | 0 |  | 0 | Residual Year 30 |  | 0 | Residual Year 30 |  | 0 |  | 0 | Residual Year 30 |  | 0 | Residual Year 30 |  | 0 |  | 0 | Residual Year 30 |  | 0 | Residual Year 30 |  | 0 |  | 0
Conference/Meeting/Multipurpose511 | Conference/Meeting/Multipurpose0 |  |  |  |  | n | [15 empty] | 511 |  | 440 |  |  | 0 |  | 550 | [11 empty] | 0 | 0 | 0 | 0 |  | 0 | 0 |  | 0 |  | 0 | 0 | [10 empty] | #N/A | #N/A | 0 | 0 |  | 0 | 0 |  | 0 |  | 0 | #N/A | 0 | Residual Year 40 |  | 0 | Residual Year 40 |  | 0 |  | 0 | Residual Year 40 |  | 0 | Residual Year 40 |  | 0 |  | 0 | Residual Year 40 |  | 0 | Residual Year 40 |  | 0 |  | 0 | Residual Year 40 |  | 0 | Residual Year 40 |  | 0 |  | 0 | Residual Year 40 |  | 0 | Residual Year 40 |  | 0 |  | 0 | Residual Year 40 |  | 0 | Residual Year 40 |  | 0 |  | 0
Conference/Meeting/Multipurpose | Conference/Meeting/Multipurpose527-1 |  |  |  |  | n | [17 empty] | 440 |  |  | 527-1 |  | 550 | [33 empty] | #N/A | #N/A | #N/A | #N/A |  | #N/A | #N/A |  | #N/A |  | #N/A | #N/A | 0
Storage | Storage |  |  |  |  | n | [13 empty] | Storage | 0.8 |  |  | 770 | Storage | 0.61425 |  |  | 770
Storage530 | Storage538 |  |  |  |  | n | [13 empty] | replacement costs are for lamps |  | 530 |  | 770 |  |  | 538 |  | 770 |  | #N/A | #N/A |  | #N/A | #N/A |  | #N/A |  |  | #N/A | #N/A | #N/A | #N/A | #N/A |  | #N/A | #N/A |  | #N/A |  | #N/A | #N/A | #N/A | #N/A |  | #N/A | #N/A |  | #N/A |  |  | #N/A | #N/A | #N/A | #N/A | #N/A |  | #N/A | #N/A |  | #N/A |  | #N/A | #N/A | #N/A
Storage553 | Storage0 |  |  |  |  | n | [15 empty] | 0 |  | 770 |  |  | 0 |  | 770 |  | 0 | 0 |  | 0 | 0 |  | 0 |  |  | 0 | 0 | 0 | 0 | 0 |  | 0 | 0 |  | 0 |  | 0 | 0 | #N/A | #N/A |  | #N/A | #N/A |  | #N/A |  |  | #N/A | 0 | 0 | 0 | 0 |  | #N/A | #N/A |  | #N/A |  | #N/A | 0 | #N/A
Storage0 | Storage0 |  |  |  |  | n | [15 empty] | 0 |  | 770 |  |  | 0 |  | 770 |  | 0 | 0 |  | 0 | 0 |  | 0 |  |  | 0 | 0 | 0 | 0 | 0 |  | 0 | 0 |  | 0 |  | 0 | 0 | #N/A | #N/A |  | #N/A | #N/A |  | #N/A |  |  | #N/A | 0 | 0 | 0 | 0 |  | #N/A | #N/A |  | #N/A |  | #N/A | 0 | #N/A
Storage | Storage0 |  |  |  |  | n | [20 empty] | 0 |  | 770 | [23 empty] | #N/A | #N/A |  | #N/A | #N/A |  | #N/A |  |  | #N/A | 0 | 0 | 0 | 0 |  | #N/A | #N/A |  | #N/A |  | #N/A | 0 | #N/A
Storage530 | Storage538 |  |  |  |  | n | [13 empty] | ballast replacement |  | 530 |  | 770 |  |  | 538 |  | 770 | [11 empty] | #N/A | #N/A | #N/A | #N/A |  | #N/A | #N/A |  | #N/A |  | #N/A | #N/A | [10 empty] | #N/A | #N/A | #N/A | #N/A |  | #N/A | #N/A |  | #N/A |  | #N/A | #N/A | 0
Storage553 | Storage0 |  |  |  |  | n | [15 empty] | 0 |  | 770 |  |  | 0 |  | 770 | [11 empty] | 0 | 0 | 0 | 0 |  | 0 | 0 |  | 0 |  | 0 | 0 | [10 empty] | #N/A | #N/A | 0 | 0 |  | 0 | 0 |  | 0 |  | 0 | #N/A | 0
Storage0 | Storage0 |  |  |  |  | n | [15 empty] | 0 |  | 770 |  |  | 0 |  | 770 | [11 empty] | 0 | 0 | 0 | 0 |  | 0 | 0 |  | 0 |  | 0 | 0 | [10 empty] | #N/A | #N/A | 0 | 0 |  | 0 | 0 |  | 0 |  | 0 | #N/A | 0
Storage | Storage0 |  |  |  |  | n | [20 empty] | 0 |  | 770 | [33 empty] | #N/A | #N/A | 0 | 0 |  | 0 | 0 |  | 0 |  | 0 | #N/A | 0
Restrooms | Restrooms |  |  |  |  | n | [13 empty] | Restrooms | 0.9 |  |  | 220 | Restrooms | 0.9555 |  |  | 220
Restrooms521 | Restrooms604 |  |  |  |  | n | [13 empty] | replacement costs are for lamps |  | 521 |  | 220 |  |  | 604 |  | 220 |  | #N/A | #N/A |  | #N/A | #N/A |  | #N/A |  |  | #N/A | #N/A | #N/A | #N/A | #N/A |  | #N/A | #N/A |  | #N/A |  | #N/A | #N/A | #N/A | #N/A |  | #N/A | #N/A |  | #N/A |  |  | #N/A | #N/A | #N/A | #N/A | #N/A |  | #N/A | #N/A |  | #N/A |  | #N/A | #N/A | #N/A
Restrooms537-1 | Restrooms520 |  |  |  |  | n | [15 empty] | 537-1 |  | 220 |  |  | 520 |  | 220 |  | 1.0833 | 238.3363 |  | 0.64329 | 141.5244 |  | 251.3275 |  |  | 631.1882 | 9.8847 | 10 | 0.035041 | 7.7091 |  | 0.057182 | 12.5801 |  | 18.5691 |  | 38.8583 | 39.3116 | #N/A | #N/A |  | #N/A | #N/A |  | #N/A |  |  | #N/A | #N/A | #N/A | #N/A | #N/A |  | #N/A | #N/A |  | #N/A |  | #N/A | #N/A | #N/A
Restrooms524 | Restrooms0 |  |  |  |  | n | [15 empty] | 524 |  | 220 |  |  | 0 |  | 220 |  | 0.27528 | 60.5614 |  | 0.1888 | 41.5359 |  | 69.2446 |  |  | 171.3419 | 2.7457 | 3 | 0.096395 | 21.207 |  | 0.017805 | 3.9172 |  | 17.6174 |  | 42.7415 | 46.6994 | #N/A | #N/A |  | #N/A | #N/A |  | #N/A |  |  | #N/A | 0 | 0 | 0 | 0 |  | #N/A | #N/A |  | #N/A |  | #N/A | 0 | #N/A
Restrooms | Restrooms534-2 |  |  |  |  | n | [20 empty] | 534-2 |  | 220 | [23 empty] | #N/A | #N/A |  | #N/A | #N/A |  | #N/A |  |  | #N/A | #N/A | #N/A | #N/A | #N/A |  | #N/A | #N/A |  | #N/A |  | #N/A | #N/A | #N/A
Restrooms521 | Restrooms604 |  |  |  |  | n | [13 empty] | ballast replacement |  | 521 |  | 220 |  |  | 604 |  | 220 | [11 empty] | #N/A | #N/A | #N/A | #N/A |  | #N/A | #N/A |  | #N/A |  | #N/A | #N/A | [10 empty] | #N/A | #N/A | #N/A | #N/A |  | #N/A | #N/A |  | #N/A |  | #N/A | #N/A | 0
Restrooms537-1 | Restrooms520 |  |  |  |  | n | [15 empty] | 537-1 |  | 220 |  |  | 520 |  | 220 | [11 empty] | 13.7287 | 14 | 0.3138 | 69.0363 |  | 0.64329 | 141.5244 |  | 197.7675 |  | 408.3282 | 416.3968 | [10 empty] | #N/A | #N/A | #N/A | #N/A |  | #N/A | #N/A |  | #N/A |  | #N/A | #N/A | 0
Restrooms524 | Restrooms0 |  |  |  |  | n | [15 empty] | 524 |  | 220 |  |  | 0 |  | 220 | [11 empty] | 13.7287 | 14 | 0 | 0 |  | 0 | 0 |  | 0 |  | 0 | 0 | [10 empty] | #N/A | #N/A | 0 | 0 |  | 0 | 0 |  | 0 |  | 0 | #N/A | 0
Restrooms | Restrooms534-2 |  |  |  |  | n | [20 empty] | 534-2 |  | 220 | [33 empty] | #N/A | #N/A | #N/A | #N/A |  | #N/A | #N/A |  | #N/A |  | #N/A | #N/A | 0
Lounge/Recreation - Break room | Lounge/Recreation - Break room |  |  |  |  | n | [13 empty] | Lounge/Recreation - Break room | 1.2 |  |  | 110 | Lounge/Recreation - Break room | 0.71175 |  |  | 110
Lounge/Recreation - Breakroom537-1 | Lounge/Recreation - Breakroom521 |  |  |  |  | n | [13 empty] | replacement costs are for lamps |  | 537-1 |  | 110 |  |  | 521 |  | 110 |  | 1.202 | 132.2253 |  | 0.71378 | 78.5156 |  | 139.4327 |  |  | 350.1736 | 9.8847 | 10 | 0.038881 | 4.2769 |  | 0.063448 | 6.9792 |  | 10.3019 |  | 21.558 | 21.8095 | #N/A | #N/A |  | #N/A | #N/A |  | #N/A |  |  | #N/A | #N/A | #N/A | #N/A | #N/A |  | #N/A | #N/A |  | #N/A |  | #N/A | #N/A | #N/A
Lounge/Recreation - Breakroom572 | Lounge/Recreation - Breakroom0 |  |  |  |  | n | [15 empty] | 0 |  | 110 |  |  | 0 |  | 110 |  | 0 | 0 |  | 0 | 0 |  | 0 |  |  | 0 | 0 | 0 | 0 | 0 |  | 0 | 0 |  | 0 |  | 0 | 0 | #N/A | #N/A |  | #N/A | #N/A |  | #N/A |  |  | #N/A | 0 | 0 | 0 | 0 |  | #N/A | #N/A |  | #N/A |  | #N/A | 0 | #N/A
Lounge/Recreation - Breakroom521 | Lounge/Recreation - Breakroom0 |  |  |  |  | n | [15 empty] | 521 |  | 110 |  |  | 0 |  | 110 |  | #N/A | #N/A |  | #N/A | #N/A |  | #N/A |  |  | #N/A | #N/A | #N/A | #N/A | #N/A |  | #N/A | #N/A |  | #N/A |  | #N/A | #N/A | #N/A | #N/A |  | #N/A | #N/A |  | #N/A |  |  | #N/A | 0 | 0 | 0 | 0 |  | #N/A | #N/A |  | #N/A |  | #N/A | 0 | #N/A
Lounge/Recreation - Break room | Lounge/Recreation - Breakroom527-2 |  |  |  |  | n | [17 empty] | 110 |  |  | 527-2 |  | 110 | [23 empty] | #N/A | #N/A |  | #N/A | #N/A |  | #N/A |  |  | #N/A | #N/A | #N/A | #N/A | #N/A |  | #N/A | #N/A |  | #N/A |  | #N/A | #N/A | #N/A
Lounge/Recreation - Breakroom537-1 | Lounge/Recreation - Breakroom521 |  |  |  |  | n | [13 empty] | ballast replacement |  | 537-1 |  | 110 |  |  | 521 |  | 110 | [11 empty] | 13.7287 | 14 | 0.34818 | 38.3003 |  | 0.71378 | 78.5156 |  | 109.7184 |  | 226.5342 | 231.0106 | [10 empty] | #N/A | #N/A | #N/A | #N/A |  | #N/A | #N/A |  | #N/A |  | #N/A | #N/A | 0
Lounge/Recreation - Breakroom572 | Lounge/Recreation - Breakroom0 |  |  |  |  | n | [15 empty] | 0 |  | 110 |  |  | 0 |  | 110 | [11 empty] | 0 | 0 | 0 | 0 |  | 0 | 0 |  | 0 |  | 0 | 0 | [10 empty] | #N/A | #N/A | 0 | 0 |  | 0 | 0 |  | 0 |  | 0 | #N/A | 0
Lounge/Recreation - Breakroom521 | Lounge/Recreation - Breakroom0 |  |  |  |  | n | [15 empty] | 521 |  | 110 |  |  | 0 |  | 110 | [11 empty] | #N/A | #N/A | #N/A | #N/A |  | #N/A | #N/A |  | #N/A |  | #N/A | #N/A | [10 empty] | #N/A | #N/A | 0 | 0 |  | 0 | 0 |  | 0 |  | 0 | #N/A | 0
Lounge/Recreation - Break room | Lounge/Recreation - Breakroom527-2 |  |  |  |  | n | [17 empty] | 110 |  |  | 527-2 |  | 110 | [33 empty] | #N/A | #N/A | #N/A | #N/A |  | #N/A | #N/A |  | #N/A |  | #N/A | #N/A | 0
Electrical/Mechanical | Electrical/Mechanical |  |  |  |  | n | [13 empty] | Electrical/Mechanical | 1.5 |  |  | 110 | Electrical/Mechanical | 0.92625 |  |  | 110
Electrical/Mechanical538 | Electrical/Mechanical538 |  |  |  |  | n | [13 empty] | replacement costs are for lamps |  | 538 |  | 110 |  |  | 538 |  | 110 |  | #N/A | #N/A |  | #N/A | #N/A |  | #N/A |  |  | #N/A | #N/A | #N/A | #N/A | #N/A |  | #N/A | #N/A |  | #N/A |  | #N/A | #N/A | #N/A | #N/A |  | #N/A | #N/A |  | #N/A |  |  | #N/A | #N/A | #N/A | #N/A | #N/A |  | #N/A | #N/A |  | #N/A |  | #N/A | #N/A | #N/A
Electrical/Mechanical0 | Electrical/Mechanical0 |  |  |  |  | n | [15 empty] | 0 |  | 110 |  |  | 0 |  | 110 |  | 0 | 0 |  | 0 | 0 |  | 0 |  |  | 0 | 0 | 0 | 0 | 0 |  | 0 | 0 |  | 0 |  | 0 | 0 | #N/A | #N/A |  | #N/A | #N/A |  | #N/A |  |  | #N/A | 0 | 0 | 0 | 0 |  | #N/A | #N/A |  | #N/A |  | #N/A | 0 | #N/A
Electrical/Mechanical0 | Electrical/Mechanical0 |  |  |  |  | n | [15 empty] | 0 |  | 110 |  |  | 0 |  | 110 |  | 0 | 0 |  | 0 | 0 |  | 0 |  |  | 0 | 0 | 0 | 0 | 0 |  | 0 | 0 |  | 0 |  | 0 | 0 | #N/A | #N/A |  | #N/A | #N/A |  | #N/A |  |  | #N/A | 0 | 0 | 0 | 0 |  | #N/A | #N/A |  | #N/A |  | #N/A | 0 | #N/A
Electrical/Mechanical | Electrical/Mechanical0 |  |  |  |  | n | [17 empty] | 110 |  |  | 0 |  | 110 | [23 empty] | #N/A | #N/A |  | #N/A | #N/A |  | #N/A |  |  | #N/A | 0 | 0 | 0 | 0 |  | #N/A | #N/A |  | #N/A |  | #N/A | 0 | #N/A
Electrical/Mechanical538 | Electrical/Mechanical538 |  |  |  |  | n | [13 empty] | ballast replacement |  | 538 |  | 110 |  |  | 538 |  | 110 | [11 empty] | #N/A | #N/A | #N/A | #N/A |  | #N/A | #N/A |  | #N/A |  | #N/A | #N/A | [10 empty] | #N/A | #N/A | #N/A | #N/A |  | #N/A | #N/A |  | #N/A |  | #N/A | #N/A | 0
Electrical/Mechanical0 | Electrical/Mechanical0 |  |  |  |  | n | [15 empty] | 0 |  | 110 |  |  | 0 |  | 110 | [11 empty] | 0 | 0 | 0 | 0 |  | 0 | 0 |  | 0 |  | 0 | 0 | [10 empty] | #N/A | #N/A | 0 | 0 |  | 0 | 0 |  | 0 |  | 0 | #N/A | 0
Electrical/Mechanical0 | Electrical/Mechanical0 |  |  |  |  | n | [15 empty] | 0 |  | 110 |  |  | 0 |  | 110 | [11 empty] | 0 | 0 | 0 | 0 |  | 0 | 0 |  | 0 |  | 0 | 0 | [10 empty] | #N/A | #N/A | 0 | 0 |  | 0 | 0 |  | 0 |  | 0 | #N/A | 0
Electrical/Mechanical | Electrical/Mechanical0 |  |  |  |  | n | [17 empty] | 110 |  |  | 0 |  | 110 | [33 empty] | #N/A | #N/A | 0 | 0 |  | 0 | 0 |  | 0 |  | 0 | #N/A | 0
Stairway | Stairway |  |  |  |  | n | [13 empty] | Stairway | 0.6 |  |  | 165 | Stairway | 0.67275 |  |  | 165
Stairway530 | Stairway530 |  |  |  |  | n | [13 empty] | replacement costs are for lamps |  | 530 |  | 165 |  |  | 530 |  | 165 |  | #N/A | #N/A |  | #N/A | #N/A |  | #N/A |  |  | #N/A | #N/A | #N/A | #N/A | #N/A |  | #N/A | #N/A |  | #N/A |  | #N/A | #N/A | #N/A | #N/A |  | #N/A | #N/A |  | #N/A |  |  | #N/A | #N/A | #N/A | #N/A | #N/A |  | #N/A | #N/A |  | #N/A |  | #N/A | #N/A | #N/A
Stairway0 | Stairway602 |  |  |  |  | n | [15 empty] | 0 |  | 165 |  |  | 602 |  | 165 |  | 0 | 0 |  | 0 | 0 |  | 0 |  |  | 0 | 0 | 0 | 0 | 0 |  | 0 | 0 |  | 0 |  | 0 | 0 | #N/A | #N/A |  | #N/A | #N/A |  | #N/A |  |  | #N/A | #N/A | #N/A | #N/A | #N/A |  | #N/A | #N/A |  | #N/A |  | #N/A | #N/A | #N/A
Stairway0 | Stairway0 |  |  |  |  | n | [15 empty] | 0 |  | 165 |  |  | 0 |  | 165 |  | 0 | 0 |  | 0 | 0 |  | 0 |  |  | 0 | 0 | 0 | 0 | 0 |  | 0 | 0 |  | 0 |  | 0 | 0 | #N/A | #N/A |  | #N/A | #N/A |  | #N/A |  |  | #N/A | 0 | 0 | 0 | 0 |  | #N/A | #N/A |  | #N/A |  | #N/A | 0 | #N/A
Stairway | Stairway0 |  |  |  |  | n | [17 empty] | 165 |  |  | 0 |  | 165 | [23 empty] | #N/A | #N/A |  | #N/A | #N/A |  | #N/A |  |  | #N/A | 0 | 0 | 0 | 0 |  | #N/A | #N/A |  | #N/A |  | #N/A | 0 | #N/A
Stairway530 | Stairway530 |  |  |  |  | n | [13 empty] | ballast replacement |  | 530 |  | 165 |  |  | 530 |  | 165 | [11 empty] | #N/A | #N/A | #N/A | #N/A |  | #N/A | #N/A |  | #N/A |  | #N/A | #N/A | [10 empty] | #N/A | #N/A | #N/A | #N/A |  | #N/A | #N/A |  | #N/A |  | #N/A | #N/A | 0
Stairway0 | Stairway602 |  |  |  |  | n | [15 empty] | 0 |  | 165 |  |  | 602 |  | 165 | [11 empty] | 0 | 0 | 0 | 0 |  | 0 | 0 |  | 0 |  | 0 | 0 | [10 empty] | #N/A | #N/A | #N/A | #N/A |  | #N/A | #N/A |  | #N/A |  | #N/A | #N/A | 0
Stairway0 | Stairway0 |  |  |  |  | n | [15 empty] | 0 |  | 165 |  |  | 0 |  | 165 | [11 empty] | 0 | 0 | 0 | 0 |  | 0 | 0 |  | 0 |  | 0 | 0 | [10 empty] | #N/A | #N/A | 0 | 0 |  | 0 | 0 |  | 0 |  | 0 | #N/A | 0
Stairway | Stairway0 |  |  |  |  | n | [17 empty] | 165 |  |  | 0 |  | 165 | [33 empty] | #N/A | #N/A | 0 | 0 |  | 0 | 0 |  | 0 |  | 0 | #N/A | 0
Lobby | Lobby |  |  |  |  | n | [13 empty] | Lobby | 1.3 |  |  | 330 | Lobby | 0.8775 |  |  | 330
Lobby534-2 | Lobby523 |  |  |  |  | n | [13 empty] | replacement costs are for lamps |  | 534-2 |  | 330 |  |  | 523 |  | 330 |  | 3.0412 | 1003.5935 |  | 0.46315 | 152.8407 |  | 630.4951 |  |  | 1786.9293 | 9.8847 | 10 | 0.026811 | 8.8475 |  | 0.043751 | 14.4378 |  | 21.3113 |  | 44.5966 | 45.1169 | #N/A | #N/A |  | #N/A | #N/A |  | #N/A |  |  | #N/A | #N/A | #N/A | #N/A | #N/A |  | #N/A | #N/A |  | #N/A |  | #N/A | #N/A | #N/A
Lobby523 | Lobby521 |  |  |  |  | n | [15 empty] | 523 |  | 330 |  |  | 521 |  | 330 |  | #N/A | #N/A |  | #N/A | #N/A |  | #N/A |  |  | #N/A | #N/A | #N/A | #N/A | #N/A |  | #N/A | #N/A |  | #N/A |  | #N/A | #N/A | #N/A | #N/A |  | #N/A | #N/A |  | #N/A |  |  | #N/A | #N/A | #N/A | #N/A | #N/A |  | #N/A | #N/A |  | #N/A |  | #N/A | #N/A | #N/A
Lobby521 | Lobby0 |  |  |  |  | n | [15 empty] | 521 |  | 330 |  |  | 0 |  | 330 |  | #N/A | #N/A |  | #N/A | #N/A |  | #N/A |  |  | #N/A | #N/A | #N/A | #N/A | #N/A |  | #N/A | #N/A |  | #N/A |  | #N/A | #N/A | #N/A | #N/A |  | #N/A | #N/A |  | #N/A |  |  | #N/A | 0 | 0 | 0 | 0 |  | #N/A | #N/A |  | #N/A |  | #N/A | 0 | #N/A
Lobby | Lobby534-2 |  |  |  |  | n | [17 empty] | 330 |  |  | 534-2 |  | 330 | [23 empty] | #N/A | #N/A |  | #N/A | #N/A |  | #N/A |  |  | #N/A | #N/A | #N/A | #N/A | #N/A |  | #N/A | #N/A |  | #N/A |  | #N/A | #N/A | #N/A
Lobby534-2 | Lobby523 |  |  |  |  | n | [13 empty] | ballast replacement |  | 534-2 |  | 330 |  |  | 523 |  | 330 | [11 empty] | 13.7287 | 14 | 0.24009 | 79.2311 |  | 0.49219 | 162.4237 |  | 226.9724 |  | 468.6272 | 477.8872 | [10 empty] | #N/A | #N/A | #N/A | #N/A |  | #N/A | #N/A |  | #N/A |  | #N/A | #N/A | 0
Lobby523 | Lobby521 |  |  |  |  | n | [15 empty] | 523 |  | 330 |  |  | 521 |  | 330 | [11 empty] | #N/A | #N/A | #N/A | #N/A |  | #N/A | #N/A |  | #N/A |  | #N/A | #N/A | [10 empty] | #N/A | #N/A | #N/A | #N/A |  | #N/A | #N/A |  | #N/A |  | #N/A | #N/A | 0
Lobby521 | Lobby0 |  |  |  |  | n | [15 empty] | 521 |  | 330 |  |  | 0 |  | 330 | [11 empty] | #N/A | #N/A | #N/A | #N/A |  | #N/A | #N/A |  | #N/A |  | #N/A | #N/A | [10 empty] | #N/A | #N/A | 0 | 0 |  | 0 | 0 |  | 0 |  | 0 | #N/A | 0
Lobby | Lobby534-2 |  |  |  |  | n | [20 empty] | 534-2 |  | 330 | [33 empty] | #N/A | #N/A | #N/A | #N/A |  | #N/A | #N/A |  | #N/A |  | #N/A | #N/A | 0
n
[18 empty] | Large_Office_Interior Lighting LPD |  | Large Office |  |  | 2938 |  | Large Office |  |  | 2938
Office - Open Plan (Including Other) | Office - Open Plan (Including Other) | [18 empty] | Office - Open Plan (Including Other) | 1.1 |  |  | 285144 | Office - Open Plan (Including Other) | 0.97216 |  |  | 285144 | [27 empty] | 0
Office - Open Plan (Including Other)535 | Office - Open Plan (Including Other)535 | [5 empty] | n | [12 empty] | replacement costs are for lamps |  | 535 |  | 285144 |  |  | 535 |  | 285144 |  | #N/A | #N/A |  | #N/A | #N/A |  | #N/A |  |  | #N/A | #N/A | #N/A | #N/A | #N/A |  | #N/A | #N/A |  | #N/A |  | #N/A | #N/A | #N/A | #N/A |  | #N/A | #N/A |  | #N/A |  |  | #N/A | #N/A | #N/A | #N/A | #N/A |  | #N/A | #N/A |  | #N/A |  | #N/A | #N/A | #N/A
Office - Open Plan (Including Other)539 | Office - Open Plan (Including Other)539 | [5 empty] | n | [14 empty] | 539 |  | 285144 |  |  | 539 |  | 285144 |  | #N/A | #N/A |  | #N/A | #N/A |  | #N/A |  |  | #N/A | #N/A | #N/A | #N/A | #N/A |  | #N/A | #N/A |  | #N/A |  | #N/A | #N/A | #N/A | #N/A |  | #N/A | #N/A |  | #N/A |  |  | #N/A | #N/A | #N/A | #N/A | #N/A |  | #N/A | #N/A |  | #N/A |  | #N/A | #N/A | #N/A
Office - Open Plan (Including Other)524 | Office - Open Plan (Including Other)0 | [5 empty] | n | [14 empty] | 524 |  | 285144 |  |  | 0 |  | 285144 |  | 0.1289 | 36756.2384 |  | 0.088409 | 25209.1966 |  | 42026.2788 |  |  | 103991.7138 | 2.7457 | 3 | 0.045139 | 12871.037 |  | 0.0083377 | 2377.4527 |  | 10692.4325 |  | 25940.9221 | 28343.0515 | #N/A | #N/A |  | #N/A | #N/A |  | #N/A |  |  | #N/A | 0 | 0 | 0 | 0 |  | #N/A | #N/A |  | #N/A |  | #N/A | 0 | #N/A
Office - Open Plan (Including Other) | Office - Open Plan (Including Other)537-1 | [5 empty] | n | [19 empty] | 537-1 |  | 285144 | [23 empty] | #N/A | #N/A |  | #N/A | #N/A |  | #N/A |  |  | #N/A | #N/A | #N/A | #N/A | #N/A |  | #N/A | #N/A |  | #N/A |  | #N/A | #N/A | #N/A
Office - Open Plan (Including Other)535 | Office - Open Plan (Including Other)535 | [5 empty] | n | [12 empty] | ballast replacement |  | 535 |  | 285144 |  |  | 535 |  | 285144 | [11 empty] | #N/A | #N/A | #N/A | #N/A |  | #N/A | #N/A |  | #N/A |  | #N/A | #N/A | [10 empty] | #N/A | #N/A | #N/A | #N/A |  | #N/A | #N/A |  | #N/A |  | #N/A | #N/A | 0
Office - Open Plan (Including Other)539 | Office - Open Plan (Including Other)539 | [5 empty] | n | [14 empty] | 539 |  | 285144 |  |  | 539 |  | 285144 | [11 empty] | #N/A | #N/A | #N/A | #N/A |  | #N/A | #N/A |  | #N/A |  | #N/A | #N/A | [10 empty] | #N/A | #N/A | #N/A | #N/A |  | #N/A | #N/A |  | #N/A |  | #N/A | #N/A | 0
Office - Open Plan (Including Other)524 | Office - Open Plan (Including Other)0 | [5 empty] | n | [14 empty] | 524 |  | 285144 |  |  | 0 |  | 285144 | [11 empty] | 13.7287 | 14 | 0 | 0 |  | 0 | 0 |  | 0 |  | 0 | 0 | [10 empty] | #N/A | #N/A | 0 | 0 |  | 0 | 0 |  | 0 |  | 0 | #N/A | 0
Office - Open Plan (Including Other) | Office - Open Plan (Including Other)537-1 | [5 empty] | n | [19 empty] | 537-1 |  | 285144 | [33 empty] | #N/A | #N/A | #N/A | #N/A |  | #N/A | #N/A |  | #N/A |  | #N/A | #N/A | 0
Office-Enclosed | Office-Enclosed | [5 empty] | n | [12 empty] | Office-Enclosed | 1.1 |  |  | 92363 | Office-Enclosed | 1.1011 |  |  | 92363 | [27 empty] | 0
Office-Enclosed535 | Office-Enclosed531 | [5 empty] | n | [12 empty] | replacement costs are for lamps |  | 535 |  | 92363 |  |  | 531 |  | 92363 |  | #N/A | #N/A |  | #N/A | #N/A |  | #N/A |  |  | #N/A | #N/A | #N/A | #N/A | #N/A |  | #N/A | #N/A |  | #N/A |  | #N/A | #N/A | #N/A | #N/A |  | #N/A | #N/A |  | #N/A |  |  | #N/A | #N/A | #N/A | #N/A | #N/A |  | #N/A | #N/A |  | #N/A |  | #N/A | #N/A | #N/A
Office-Enclosed539 | Office-Enclosed539 | [5 empty] | n | [14 empty] | 539 |  | 92363 |  |  | 539 |  | 92363 |  | #N/A | #N/A |  | #N/A | #N/A |  | #N/A |  |  | #N/A | #N/A | #N/A | #N/A | #N/A |  | #N/A | #N/A |  | #N/A |  | #N/A | #N/A | #N/A | #N/A |  | #N/A | #N/A |  | #N/A |  |  | #N/A | #N/A | #N/A | #N/A | #N/A |  | #N/A | #N/A |  | #N/A |  | #N/A | #N/A | #N/A
Office-Enclosed537-2 | Office-Enclosed0 | [5 empty] | n | [14 empty] | 537-2 |  | 92363 |  |  | 0 |  | 92363 |  | #N/A | #N/A |  | #N/A | #N/A |  | #N/A |  |  | #N/A | #N/A | #N/A | #N/A | #N/A |  | #N/A | #N/A |  | #N/A |  | #N/A | #N/A | #N/A | #N/A |  | #N/A | #N/A |  | #N/A |  |  | #N/A | 0 | 0 | 0 | 0 |  | #N/A | #N/A |  | #N/A |  | #N/A | 0 | #N/A
Office-Enclosed | Office-Enclosed537-1 | [5 empty] | n | [19 empty] | 537-1 |  | 92363 | [23 empty] | #N/A | #N/A |  | #N/A | #N/A |  | #N/A |  |  | #N/A | #N/A | #N/A | #N/A | #N/A |  | #N/A | #N/A |  | #N/A |  | #N/A | #N/A | #N/A
Office-Enclosed535 | Office-Enclosed531 | [5 empty] | n | [12 empty] | ballast replacement |  | 535 |  | 92363 |  |  | 531 |  | 92363 | [11 empty] | #N/A | #N/A | #N/A | #N/A |  | #N/A | #N/A |  | #N/A |  | #N/A | #N/A | [10 empty] | #N/A | #N/A | #N/A | #N/A |  | #N/A | #N/A |  | #N/A |  | #N/A | #N/A | 0
Office-Enclosed539 | Office-Enclosed539 | [5 empty] | n | [14 empty] | 539 |  | 92363 |  |  | 539 |  | 92363 | [11 empty] | #N/A | #N/A | #N/A | #N/A |  | #N/A | #N/A |  | #N/A |  | #N/A | #N/A | [10 empty] | #N/A | #N/A | #N/A | #N/A |  | #N/A | #N/A |  | #N/A |  | #N/A | #N/A | 0
Office-Enclosed537-2 | Office-Enclosed0 | [5 empty] | n | [14 empty] | 537-2 |  | 92363 |  |  | 0 |  | 92363 | [11 empty] | #N/A | #N/A | #N/A | #N/A |  | #N/A | #N/A |  | #N/A |  | #N/A | #N/A | [10 empty] | #N/A | #N/A | 0 | 0 |  | 0 | 0 |  | 0 |  | 0 | #N/A | 0
Office-Enclosed | Office-Enclosed537-1 | [5 empty] | n | [19 empty] | 537-1 |  | 92363 | [33 empty] | #N/A | #N/A | #N/A | #N/A |  | #N/A | #N/A |  | #N/A |  | #N/A | #N/A | 0
Conference/Meeting/Multipurpose | Conference/Meeting/Multipurpose | [5 empty] | n | [12 empty] | Conference/Meeting/Multipurpose | 1.3 |  |  | 9628 | Conference/Meeting/Multipurpose | 1.2202 |  |  | 9628
Conference/Meeting/Multipurpose535 | Conference/Meeting/Multipurpose535 | [5 empty] | n | [12 empty] | replacement costs are for lamps |  | 535 |  | 9628 |  |  | 535 |  | 9628 |  | #N/A | #N/A |  | #N/A | #N/A |  | #N/A |  |  | #N/A | #N/A | #N/A | #N/A | #N/A |  | #N/A | #N/A |  | #N/A |  | #N/A | #N/A | #N/A | #N/A |  | #N/A | #N/A |  | #N/A |  |  | #N/A | #N/A | #N/A | #N/A | #N/A |  | #N/A | #N/A |  | #N/A |  | #N/A | #N/A | #N/A
Conference/Meeting/Multipurpose537-1 | Conference/Meeting/Multipurpose511 | [5 empty] | n | [14 empty] | 537-1 |  | 9628 |  |  | 511 |  | 9628 |  | 1.2016 | 11569.1187 |  | 0.71352 | 6869.7577 |  | 12199.7285 |  |  | 30638.605 | 9.8847 | 10 | 0.038866 | 374.2063 |  | 0.063425 | 610.6528 |  | 901.3659 |  | 1886.225 | 1908.231 | #N/A | #N/A |  | #N/A | #N/A |  | #N/A |  |  | #N/A | #N/A | #N/A | #N/A | #N/A |  | #N/A | #N/A |  | #N/A |  | #N/A | #N/A | #N/A
Conference/Meeting/Multipurpose511 | Conference/Meeting/Multipurpose0 | [5 empty] | n | [14 empty] | 511 |  | 9628 |  |  | 0 |  | 9628 |  | 0.14187 | 1365.8941 |  | 0.2353 | 2265.4392 |  | 2844.5226 |  |  | 6475.8559 | 1.1532 | 2 | 0.081799 | 787.5624 |  | 0.011134 | 107.194 |  | 612.5157 |  | 1507.2721 | 2614.0404 | #N/A | #N/A |  | #N/A | #N/A |  | #N/A |  |  | #N/A | 0 | 0 | 0 | 0 |  | #N/A | #N/A |  | #N/A |  | #N/A | 0 | #N/A
Conference/Meeting/Multipurpose | Conference/Meeting/Multipurpose527-1 | [5 empty] | n | [19 empty] | 527-1 |  | 9628 | [23 empty] | #N/A | #N/A |  | #N/A | #N/A |  | #N/A |  |  | #N/A | #N/A | #N/A | #N/A | #N/A |  | #N/A | #N/A |  | #N/A |  | #N/A | #N/A | #N/A
Conference/Meeting/Multipurpose535 | Conference/Meeting/Multipurpose535 | [5 empty] | n | [12 empty] | ballast replacement |  | 535 |  | 9628 |  |  | 535 |  | 9628 | [11 empty] | #N/A | #N/A | #N/A | #N/A |  | #N/A | #N/A |  | #N/A |  | #N/A | #N/A | [10 empty] | #N/A | #N/A | #N/A | #N/A |  | #N/A | #N/A |  | #N/A |  | #N/A | #N/A | 0
Conference/Meeting/Multipurpose537-1 | Conference/Meeting/Multipurpose511 | [5 empty] | n | [14 empty] | 537-1 |  | 9628 |  |  | 511 |  | 9628 | [11 empty] | 13.7287 | 14 | 0.34806 | 3351.1013 |  | 0.71352 | 6869.7577 |  | 9599.8637 |  | 19820.7227 | 20212.3802 | [10 empty] | #N/A | #N/A | #N/A | #N/A |  | #N/A | #N/A |  | #N/A |  | #N/A | #N/A | 0
Conference/Meeting/Multipurpose511 | Conference/Meeting/Multipurpose0 | [5 empty] | n | [14 empty] | 511 |  | 9628 |  |  | 0 |  | 9628 | [11 empty] | 0 | 0 | 0 | 0 |  | 0 | 0 |  | 0 |  | 0 | 0 | [10 empty] | #N/A | #N/A | 0 | 0 |  | 0 | 0 |  | 0 |  | 0 | #N/A | 0
Conference/Meeting/Multipurpose | Conference/Meeting/Multipurpose527-1 | [5 empty] | n | [19 empty] | 527-1 |  | 9628 | [33 empty] | #N/A | #N/A | #N/A | #N/A |  | #N/A | #N/A |  | #N/A |  | #N/A | #N/A | 0
Corridor/Transition | Corridor/Transition | [5 empty] | n | [12 empty] | Corridor/Transition | 0.5 |  |  | 21304 | Corridor/Transition | 0.65472 |  |  | 21304
Corridor/Transition530 | Corridor/Transition521 | [5 empty] | n | [12 empty] | replacement costs are for lamps |  | 530 |  | 21304 |  |  | 521 |  | 21304 |  | #N/A | #N/A |  | #N/A | #N/A |  | #N/A |  |  | #N/A | #N/A | #N/A | #N/A | #N/A |  | #N/A | #N/A |  | #N/A |  | #N/A | #N/A | #N/A | #N/A |  | #N/A | #N/A |  | #N/A |  |  | #N/A | #N/A | #N/A | #N/A | #N/A |  | #N/A | #N/A |  | #N/A |  | #N/A | #N/A | #N/A
Corridor/Transition537-2 | Corridor/Transition0 | [5 empty] | n | [14 empty] | 537-2 |  | 21304 |  |  | 0 |  | 21304 |  | #N/A | #N/A |  | #N/A | #N/A |  | #N/A |  |  | #N/A | #N/A | #N/A | #N/A | #N/A |  | #N/A | #N/A |  | #N/A |  | #N/A | #N/A | #N/A | #N/A |  | #N/A | #N/A |  | #N/A |  |  | #N/A | 0 | 0 | 0 | 0 |  | #N/A | #N/A |  | #N/A |  | #N/A | 0 | #N/A
Corridor/Transition0 | Corridor/Transition0 | [5 empty] | n | [14 empty] | 0 |  | 21304 |  |  | 0 |  | 21304 |  | 0 | 0 |  | 0 | 0 |  | 0 |  |  | 0 | 0 | 0 | 0 | 0 |  | 0 | 0 |  | 0 |  | 0 | 0 | #N/A | #N/A |  | #N/A | #N/A |  | #N/A |  |  | #N/A | 0 | 0 | 0 | 0 |  | #N/A | #N/A |  | #N/A |  | #N/A | 0 | #N/A
Corridor/Transition | Corridor/Transition527-2 | [5 empty] | n | [19 empty] | 0 |  | 21304 | [23 empty] | #N/A | #N/A |  | #N/A | #N/A |  | #N/A |  |  | #N/A | 0 | 0 | 0 | 0 |  | #N/A | #N/A |  | #N/A |  | #N/A | 0 | #N/A
Corridor/Transition530 | Corridor/Transition521 | [5 empty] | n | [12 empty] | ballast replacement |  | 530 |  | 21304 |  |  | 521 |  | 21304 | [11 empty] | #N/A | #N/A | #N/A | #N/A |  | #N/A | #N/A |  | #N/A |  | #N/A | #N/A | [10 empty] | #N/A | #N/A | #N/A | #N/A |  | #N/A | #N/A |  | #N/A |  | #N/A | #N/A | 0
Corridor/Transition537-2 | Corridor/Transition0 | [5 empty] | n | [14 empty] | 537-2 |  | 21304 |  |  | 0 |  | 21304 | [11 empty] | #N/A | #N/A | #N/A | #N/A |  | #N/A | #N/A |  | #N/A |  | #N/A | #N/A | [10 empty] | #N/A | #N/A | 0 | 0 |  | 0 | 0 |  | 0 |  | 0 | #N/A | 0
Corridor/Transition0 | Corridor/Transition0 | [5 empty] | n | [14 empty] | 0 |  | 21304 |  |  | 0 |  | 21304 | [11 empty] | 0 | 0 | 0 | 0 |  | 0 | 0 |  | 0 |  | 0 | 0 | [10 empty] | #N/A | #N/A | 0 | 0 |  | 0 | 0 |  | 0 |  | 0 | #N/A | 0
Corridor/Transition | Corridor/Transition527-2 | [5 empty] | n | [19 empty] | 0 |  | 21304 | [33 empty] | #N/A | #N/A | 0 | 0 |  | 0 | 0 |  | 0 |  | 0 | #N/A | 0
Storage | Storage | [5 empty] | n | [12 empty] | Storage | 0.8 |  |  | 11866 | Storage | 0.62496 |  |  | 11866
Storage530 | Storage538 | [5 empty] | n | [12 empty] | replacement costs are for lamps |  | 530 |  | 11866 |  |  | 538 |  | 11866 |  | #N/A | #N/A |  | #N/A | #N/A |  | #N/A |  |  | #N/A | #N/A | #N/A | #N/A | #N/A |  | #N/A | #N/A |  | #N/A |  | #N/A | #N/A | #N/A | #N/A |  | #N/A | #N/A |  | #N/A |  |  | #N/A | #N/A | #N/A | #N/A | #N/A |  | #N/A | #N/A |  | #N/A |  | #N/A | #N/A | #N/A
Storage553 | Storage0 | [5 empty] | n | [14 empty] | 0 |  | 11866 |  |  | 0 |  | 11866 |  | 0 | 0 |  | 0 | 0 |  | 0 |  |  | 0 | 0 | 0 | 0 | 0 |  | 0 | 0 |  | 0 |  | 0 | 0 | #N/A | #N/A |  | #N/A | #N/A |  | #N/A |  |  | #N/A | 0 | 0 | 0 | 0 |  | #N/A | #N/A |  | #N/A |  | #N/A | 0 | #N/A
Storage0 | Storage0 | [5 empty] | n | [14 empty] | 0 |  | 11866 |  |  | 0 |  | 11866 |  | 0 | 0 |  | 0 | 0 |  | 0 |  |  | 0 | 0 | 0 | 0 | 0 |  | 0 | 0 |  | 0 |  | 0 | 0 | #N/A | #N/A |  | #N/A | #N/A |  | #N/A |  |  | #N/A | 0 | 0 | 0 | 0 |  | #N/A | #N/A |  | #N/A |  | #N/A | 0 | #N/A
Storage | Storage0 | [5 empty] | n | [19 empty] | 0 |  | 11866 | [23 empty] | #N/A | #N/A |  | #N/A | #N/A |  | #N/A |  |  | #N/A | 0 | 0 | 0 | 0 |  | #N/A | #N/A |  | #N/A |  | #N/A | 0 | #N/A
Storage530 | Storage538 | [5 empty] | n | [12 empty] | ballast replacement |  | 530 |  | 11866 |  |  | 538 |  | 11866 | [11 empty] | #N/A | #N/A | #N/A | #N/A |  | #N/A | #N/A |  | #N/A |  | #N/A | #N/A | [10 empty] | #N/A | #N/A | #N/A | #N/A |  | #N/A | #N/A |  | #N/A |  | #N/A | #N/A | 0
Storage553 | Storage0 | [5 empty] | n | [14 empty] | 0 |  | 11866 |  |  | 0 |  | 11866 | [11 empty] | 0 | 0 | 0 | 0 |  | 0 | 0 |  | 0 |  | 0 | 0 | [10 empty] | #N/A | #N/A | 0 | 0 |  | 0 | 0 |  | 0 |  | 0 | #N/A | 0
Storage0 | Storage0 | [5 empty] | n | [14 empty] | 0 |  | 11866 |  |  | 0 |  | 11866 | [11 empty] | 0 | 0 | 0 | 0 |  | 0 | 0 |  | 0 |  | 0 | 0 | [10 empty] | #N/A | #N/A | 0 | 0 |  | 0 | 0 |  | 0 |  | 0 | #N/A | 0
Storage | Storage0 | [5 empty] | n | [19 empty] | 0 |  | 11866 | [33 empty] | #N/A | #N/A | 0 | 0 |  | 0 | 0 |  | 0 |  | 0 | #N/A | 0
Restrooms | Restrooms | [5 empty] | n | [12 empty] | Restrooms | 0.9 |  |  | 15505 | Restrooms | 0.97216 |  |  | 15505
Restrooms521 | Restrooms604 | [5 empty] | n | [12 empty] | replacement costs are for lamps |  | 521 |  | 15505 |  |  | 604 |  | 15505 |  | #N/A | #N/A |  | #N/A | #N/A |  | #N/A |  |  | #N/A | #N/A | #N/A | #N/A | #N/A |  | #N/A | #N/A |  | #N/A |  | #N/A | #N/A | #N/A | #N/A |  | #N/A | #N/A |  | #N/A |  |  | #N/A | #N/A | #N/A | #N/A | #N/A |  | #N/A | #N/A |  | #N/A |  | #N/A | #N/A | #N/A
Restrooms537-1 | Restrooms520 | [5 empty] | n | [14 empty] | 537-1 |  | 15505 |  |  | 520 |  | 15505 |  | 1.0833 | 16797.2921 |  | 0.64329 | 9974.2538 |  | 17712.8793 |  |  | 44484.4251 | 9.8847 | 10 | 0.035041 | 543.313 |  | 0.057182 | 886.6114 |  | 1308.7001 |  | 2738.6245 | 2770.5752 | #N/A | #N/A |  | #N/A | #N/A |  | #N/A |  |  | #N/A | #N/A | #N/A | #N/A | #N/A |  | #N/A | #N/A |  | #N/A |  | #N/A | #N/A | #N/A
Restrooms524 | Restrooms0 | [5 empty] | n | [14 empty] | 524 |  | 15505 |  |  | 0 |  | 15505 |  | 0.27528 | 4268.2023 |  | 0.1888 | 2927.3385 |  | 4880.1691 |  |  | 12075.7099 | 2.7457 | 3 | 0.096395 | 1494.6086 |  | 0.017805 | 276.0742 |  | 1241.625 |  | 3012.3078 | 3291.2475 | #N/A | #N/A |  | #N/A | #N/A |  | #N/A |  |  | #N/A | 0 | 0 | 0 | 0 |  | #N/A | #N/A |  | #N/A |  | #N/A | 0 | #N/A
Restrooms | Restrooms534-2 | [5 empty] | n | [19 empty] | 534-2 |  | 15505 | [23 empty] | #N/A | #N/A |  | #N/A | #N/A |  | #N/A |  |  | #N/A | #N/A | #N/A | #N/A | #N/A |  | #N/A | #N/A |  | #N/A |  | #N/A | #N/A | #N/A
Restrooms521 | Restrooms604 | [5 empty] | n | [12 empty] | ballast replacement |  | 521 |  | 15505 |  |  | 604 |  | 15505 | [11 empty] | #N/A | #N/A | #N/A | #N/A |  | #N/A | #N/A |  | #N/A |  | #N/A | #N/A | [10 empty] | #N/A | #N/A | #N/A | #N/A |  | #N/A | #N/A |  | #N/A |  | #N/A | #N/A | 0
Restrooms537-1 | Restrooms520 | [5 empty] | n | [14 empty] | 537-1 |  | 15505 |  |  | 520 |  | 15505 | [11 empty] | 13.7287 | 14 | 0.3138 | 4865.4896 |  | 0.64329 | 9974.2538 |  | 13938.1156 |  | 28777.859 | 29346.5095 | [10 empty] | #N/A | #N/A | #N/A | #N/A |  | #N/A | #N/A |  | #N/A |  | #N/A | #N/A | 0
Restrooms524 | Restrooms0 | [5 empty] | n | [14 empty] | 524 |  | 15505 |  |  | 0 |  | 15505 | [11 empty] | 13.7287 | 14 | 0 | 0 |  | 0 | 0 |  | 0 |  | 0 | 0 | [10 empty] | #N/A | #N/A | 0 | 0 |  | 0 | 0 |  | 0 |  | 0 | #N/A | 0
Restrooms | Restrooms534-2 | [5 empty] | n | [19 empty] | 534-2 |  | 15505 | [33 empty] | #N/A | #N/A | #N/A | #N/A |  | #N/A | #N/A |  | #N/A |  | #N/A | #N/A | 0
Lounge/Recreation - Break room | Lounge/Recreation - Break room | [5 empty] | n | [12 empty] | Lounge/Recreation - Break room | 1.2 |  |  | 9530 | Lounge/Recreation - Break room | 0.72416 |  |  | 9530
Lounge/Recreation - Breakroom537-1 | Lounge/Recreation - Breakroom521 | [5 empty] | n | [12 empty] | replacement costs are for lamps |  | 537-1 |  | 9530 |  |  | 521 |  | 9530 |  | 1.202 | 11455.5216 |  | 0.71378 | 6802.3036 |  | 12079.9395 |  |  | 30337.7646 | 9.8847 | 10 | 0.038881 | 370.532 |  | 0.063448 | 604.6568 |  | 892.5154 |  | 1867.7042 | 1889.4941 | #N/A | #N/A |  | #N/A | #N/A |  | #N/A |  |  | #N/A | #N/A | #N/A | #N/A | #N/A |  | #N/A | #N/A |  | #N/A |  | #N/A | #N/A | #N/A
Lounge/Recreation - Breakroom572 | Lounge/Recreation - Breakroom0 | [5 empty] | n | [14 empty] | 0 |  | 9530 |  |  | 0 |  | 9530 |  | 0 | 0 |  | 0 | 0 |  | 0 |  |  | 0 | 0 | 0 | 0 | 0 |  | 0 | 0 |  | 0 |  | 0 | 0 | #N/A | #N/A |  | #N/A | #N/A |  | #N/A |  |  | #N/A | 0 | 0 | 0 | 0 |  | #N/A | #N/A |  | #N/A |  | #N/A | 0 | #N/A
Lounge/Recreation - Breakroom521 | Lounge/Recreation - Breakroom0 | [5 empty] | n | [14 empty] | 521 |  | 9530 |  |  | 0 |  | 9530 |  | #N/A | #N/A |  | #N/A | #N/A |  | #N/A |  |  | #N/A | #N/A | #N/A | #N/A | #N/A |  | #N/A | #N/A |  | #N/A |  | #N/A | #N/A | #N/A | #N/A |  | #N/A | #N/A |  | #N/A |  |  | #N/A | 0 | 0 | 0 | 0 |  | #N/A | #N/A |  | #N/A |  | #N/A | 0 | #N/A
Lounge/Recreation - Breakroom | Lounge/Recreation - Breakroom527-2 | [5 empty] | n | [19 empty] | 527-2 |  | 9530 | [23 empty] | #N/A | #N/A |  | #N/A | #N/A |  | #N/A |  |  | #N/A | #N/A | #N/A | #N/A | #N/A |  | #N/A | #N/A |  | #N/A |  | #N/A | #N/A | #N/A
Lounge/Recreation - Breakroom537-1 | Lounge/Recreation - Breakroom521 | [5 empty] | n | [12 empty] | ballast replacement |  | 537-1 |  | 9530 |  |  | 521 |  | 9530 | [11 empty] | 13.7287 | 14 | 0.34818 | 3318.1969 |  | 0.71378 | 6802.3036 |  | 9505.6027 |  | 19626.1031 | 20013.9149 | [10 empty] | #N/A | #N/A | #N/A | #N/A |  | #N/A | #N/A |  | #N/A |  | #N/A | #N/A | 0
Lounge/Recreation - Breakroom572 | Lounge/Recreation - Breakroom0 | [5 empty] | n | [14 empty] | 0 |  | 9530 |  |  | 0 |  | 9530 | [11 empty] | 0 | 0 | 0 | 0 |  | 0 | 0 |  | 0 |  | 0 | 0 | [10 empty] | #N/A | #N/A | 0 | 0 |  | 0 | 0 |  | 0 |  | 0 | #N/A | 0
Lounge/Recreation - Breakroom521 | Lounge/Recreation - Breakroom0 | [5 empty] | n | [14 empty] | 521 |  | 9530 |  |  | 0 |  | 9530 | [11 empty] | #N/A | #N/A | #N/A | #N/A |  | #N/A | #N/A |  | #N/A |  | #N/A | #N/A | [10 empty] | #N/A | #N/A | 0 | 0 |  | 0 | 0 |  | 0 |  | 0 | #N/A | 0
Lounge/Recreation - Breakroom | Lounge/Recreation - Breakroom527-2 | [5 empty] | n | [19 empty] | 527-2 |  | 9530 | [33 empty] | #N/A | #N/A | #N/A | #N/A |  | #N/A | #N/A |  | #N/A |  | #N/A | #N/A | 0
Electrical/Mechanical | Electrical/Mechanical | [5 empty] | n | [12 empty] | Electrical/Mechanical | 1.5 |  |  | 31023 | Electrical/Mechanical | 0.9424 |  |  | 31023
Electrical/Mechanical538 | Electrical/Mechanical538 | [5 empty] | n | [12 empty] | replacement costs are for lamps |  | 538 |  | 31023 |  |  | 538 |  | 31023 |  | #N/A | #N/A |  | #N/A | #N/A |  | #N/A |  |  | #N/A | #N/A | #N/A | #N/A | #N/A |  | #N/A | #N/A |  | #N/A |  | #N/A | #N/A | #N/A | #N/A |  | #N/A | #N/A |  | #N/A |  |  | #N/A | #N/A | #N/A | #N/A | #N/A |  | #N/A | #N/A |  | #N/A |  | #N/A | #N/A | #N/A
Electrical/Mechanical0 | Electrical/Mechanical0 | [5 empty] | n | [14 empty] | 0 |  | 31023 |  |  | 0 |  | 31023 |  | 0 | 0 |  | 0 | 0 |  | 0 |  |  | 0 | 0 | 0 | 0 | 0 |  | 0 | 0 |  | 0 |  | 0 | 0 | #N/A | #N/A |  | #N/A | #N/A |  | #N/A |  |  | #N/A | 0 | 0 | 0 | 0 |  | #N/A | #N/A |  | #N/A |  | #N/A | 0 | #N/A
Electrical/Mechanical0 | Electrical/Mechanical0 | [5 empty] | n | [14 empty] | 0 |  | 31023 |  |  | 0 |  | 31023 |  | 0 | 0 |  | 0 | 0 |  | 0 |  |  | 0 | 0 | 0 | 0 | 0 |  | 0 | 0 |  | 0 |  | 0 | 0 | #N/A | #N/A |  | #N/A | #N/A |  | #N/A |  |  | #N/A | 0 | 0 | 0 | 0 |  | #N/A | #N/A |  | #N/A |  | #N/A | 0 | #N/A
Electrical/Mechanical | Electrical/Mechanical0 | [5 empty] | n | [19 empty] | 0 |  | 31023 | [23 empty] | #N/A | #N/A |  | #N/A | #N/A |  | #N/A |  |  | #N/A | 0 | 0 | 0 | 0 |  | #N/A | #N/A |  | #N/A |  | #N/A | 0 | #N/A
Electrical/Mechanical538 | Electrical/Mechanical538 | [5 empty] | n | [12 empty] | ballast replacement |  | 538 |  | 31023 |  |  | 538 |  | 31023 | [11 empty] | #N/A | #N/A | #N/A | #N/A |  | #N/A | #N/A |  | #N/A |  | #N/A | #N/A | [10 empty] | #N/A | #N/A | #N/A | #N/A |  | #N/A | #N/A |  | #N/A |  | #N/A | #N/A | 0
Electrical/Mechanical0 | Electrical/Mechanical0 | [5 empty] | n | [14 empty] | 0 |  | 31023 |  |  | 0 |  | 31023 | [11 empty] | 0 | 0 | 0 | 0 |  | 0 | 0 |  | 0 |  | 0 | 0 | [10 empty] | #N/A | #N/A | 0 | 0 |  | 0 | 0 |  | 0 |  | 0 | #N/A | 0
Electrical/Mechanical0 | Electrical/Mechanical0 | [5 empty] | n | [14 empty] | 0 |  | 31023 |  |  | 0 |  | 31023 | [11 empty] | 0 | 0 | 0 | 0 |  | 0 | 0 |  | 0 |  | 0 | 0 | [10 empty] | #N/A | #N/A | 0 | 0 |  | 0 | 0 |  | 0 |  | 0 | #N/A | 0
Electrical/Mechanical | Electrical/Mechanical0 | [5 empty] | n | [19 empty] | 0 |  | 31023 | [33 empty] | #N/A | #N/A | 0 | 0 |  | 0 | 0 |  | 0 |  | 0 | #N/A | 0
Stairway | Stairway | [5 empty] | n | [12 empty] | Stairway | 0.6 |  |  | 8484 | Stairway | 0.68448 |  |  | 8484
Stairway530 | Stairway530 | [5 empty] | n | [12 empty] | replacement costs are for lamps |  | 530 |  | 8484 |  |  | 530 |  | 8484 |  | #N/A | #N/A |  | #N/A | #N/A |  | #N/A |  |  | #N/A | #N/A | #N/A | #N/A | #N/A |  | #N/A | #N/A |  | #N/A |  | #N/A | #N/A | #N/A | #N/A |  | #N/A | #N/A |  | #N/A |  |  | #N/A | #N/A | #N/A | #N/A | #N/A |  | #N/A | #N/A |  | #N/A |  | #N/A | #N/A | #N/A
Stairway0 | Stairway602 | [5 empty] | n | [14 empty] | 0 |  | 8484 |  |  | 602 |  | 8484 |  | 0 | 0 |  | 0 | 0 |  | 0 |  |  | 0 | 0 | 0 | 0 | 0 |  | 0 | 0 |  | 0 |  | 0 | 0 | #N/A | #N/A |  | #N/A | #N/A |  | #N/A |  |  | #N/A | #N/A | #N/A | #N/A | #N/A |  | #N/A | #N/A |  | #N/A |  | #N/A | #N/A | #N/A
Stairway0 | Stairway0 | [5 empty] | n | [14 empty] | 0 |  | 8484 |  |  | 0 |  | 8484 |  | 0 | 0 |  | 0 | 0 |  | 0 |  |  | 0 | 0 | 0 | 0 | 0 |  | 0 | 0 |  | 0 |  | 0 | 0 | #N/A | #N/A |  | #N/A | #N/A |  | #N/A |  |  | #N/A | 0 | 0 | 0 | 0 |  | #N/A | #N/A |  | #N/A |  | #N/A | 0 | #N/A
Stairway | Stairway0 | [5 empty] | n | [19 empty] | 0 |  | 8484 | [23 empty] | #N/A | #N/A |  | #N/A | #N/A |  | #N/A |  |  | #N/A | 0 | 0 | 0 | 0 |  | #N/A | #N/A |  | #N/A |  | #N/A | 0 | #N/A
Stairway530 | Stairway530 | [5 empty] | n | [12 empty] | ballast replacement |  | 530 |  | 8484 |  |  | 530 |  | 8484 | [11 empty] | #N/A | #N/A | #N/A | #N/A |  | #N/A | #N/A |  | #N/A |  | #N/A | #N/A | [10 empty] | #N/A | #N/A | #N/A | #N/A |  | #N/A | #N/A |  | #N/A |  | #N/A | #N/A | 0
Stairway0 | Stairway602 | [5 empty] | n | [14 empty] | 0 |  | 8484 |  |  | 602 |  | 8484 | [11 empty] | 0 | 0 | 0 | 0 |  | 0 | 0 |  | 0 |  | 0 | 0 | [10 empty] | #N/A | #N/A | #N/A | #N/A |  | #N/A | #N/A |  | #N/A |  | #N/A | #N/A | 0
Stairway0 | Stairway0 | [5 empty] | n | [14 empty] | 0 |  | 8484 |  |  | 0 |  | 8484 | [11 empty] | 0 | 0 | 0 | 0 |  | 0 | 0 |  | 0 |  | 0 | 0 | [10 empty] | #N/A | #N/A | 0 | 0 |  | 0 | 0 |  | 0 |  | 0 | #N/A | 0
Stairway | Stairway0 | [5 empty] | n | [19 empty] | 0 |  | 8484 | [33 empty] | #N/A | #N/A | 0 | 0 |  | 0 | 0 |  | 0 |  | 0 | #N/A | 0
Lobby | Lobby | [5 empty] | n | [12 empty] | Lobby | 1.3 |  |  | 13792 | Lobby | 0.8928 |  |  | 13792
Lobby534-2 | Lobby523 | [5 empty] | n | [12 empty] | replacement costs are for lamps |  | 534-2 |  | 13792 |  |  | 523 |  | 13792 |  | 3.0412 | 41944.1279 |  | 0.46315 | 6387.8147 |  | 26350.8728 |  |  | 74682.8154 | 9.8847 | 10 | 0.026811 | 369.7706 |  | 0.043751 | 603.4143 |  | 890.6815 |  | 1863.8664 | 1885.6115 | #N/A | #N/A |  | #N/A | #N/A |  | #N/A |  |  | #N/A | #N/A | #N/A | #N/A | #N/A |  | #N/A | #N/A |  | #N/A |  | #N/A | #N/A | #N/A
Lobby523 | Lobby521 | [5 empty] | n | [14 empty] | 523 |  | 13792 |  |  | 521 |  | 13792 |  | #N/A | #N/A |  | #N/A | #N/A |  | #N/A |  |  | #N/A | #N/A | #N/A | #N/A | #N/A |  | #N/A | #N/A |  | #N/A |  | #N/A | #N/A | #N/A | #N/A |  | #N/A | #N/A |  | #N/A |  |  | #N/A | #N/A | #N/A | #N/A | #N/A |  | #N/A | #N/A |  | #N/A |  | #N/A | #N/A | #N/A
Lobby521 | Lobby0 | [5 empty] | n | [14 empty] | 521 |  | 13792 |  |  | 0 |  | 13792 |  | #N/A | #N/A |  | #N/A | #N/A |  | #N/A |  |  | #N/A | #N/A | #N/A | #N/A | #N/A |  | #N/A | #N/A |  | #N/A |  | #N/A | #N/A | #N/A | #N/A |  | #N/A | #N/A |  | #N/A |  |  | #N/A | 0 | 0 | 0 | 0 |  | #N/A | #N/A |  | #N/A |  | #N/A | 0 | #N/A
Lobby | Lobby534-2 | [5 empty] | n | [19 empty] | 534-2 |  | 13792 | [23 empty] | #N/A | #N/A |  | #N/A | #N/A |  | #N/A |  |  | #N/A | #N/A | #N/A | #N/A | #N/A |  | #N/A | #N/A |  | #N/A |  | #N/A | #N/A | #N/A
Lobby534-2 | Lobby523 | [5 empty] | n | [12 empty] | ballast replacement |  | 534-2 |  | 13792 |  |  | 523 |  | 13792 | [11 empty] | 13.7287 | 14 | 0.24009 | 3311.3785 |  | 0.49219 | 6788.326 |  | 9486.0703 |  | 19585.7747 | 19972.7897 | [10 empty] | #N/A | #N/A | #N/A | #N/A |  | #N/A | #N/A |  | #N/A |  | #N/A | #N/A | 0
Lobby523 | Lobby521 | [5 empty] | n | [14 empty] | 523 |  | 13792 |  |  | 521 |  | 13792 | [11 empty] | #N/A | #N/A | #N/A | #N/A |  | #N/A | #N/A |  | #N/A |  | #N/A | #N/A | [10 empty] | #N/A | #N/A | #N/A | #N/A |  | #N/A | #N/A |  | #N/A |  | #N/A | #N/A | 0
Lobby521 | Lobby0 | [5 empty] | n | [14 empty] | 521 |  | 13792 |  |  | 0 |  | 13792 | [11 empty] | #N/A | #N/A | #N/A | #N/A |  | #N/A | #N/A |  | #N/A |  | #N/A | #N/A | [10 empty] | #N/A | #N/A | 0 | 0 |  | 0 | 0 |  | 0 |  | 0 | #N/A | 0
Lobby | Lobby534-2 | [5 empty] | n | [19 empty] | 534-2 |  | 13792 | [33 empty] | #N/A | #N/A | #N/A | #N/A |  | #N/A | #N/A |  | #N/A |  | #N/A | #N/A | 0
[18 empty] | Standalone_Retail_Interior Lighting LPD |  | Standalone Retail |  |  | 3613 |  | Standalone Retail |  |  | 3613 | [28 empty] | 0
Storage | Storage | [6 empty] | n | [11 empty] | Storage | 0.7752 |  |  | 4088 | Storage | 0.58716 |  |  | 4088 | [27 empty] | 0
Storage530 | Storage538 | [6 empty] | n | [11 empty] | replacement costs are for lamps |  | 530 |  | 4088 |  |  | 538 |  | 4088 |  | #N/A | #N/A |  | #N/A | #N/A |  | #N/A |  |  | #N/A | #N/A | #N/A | #N/A | #N/A |  | #N/A | #N/A |  | #N/A |  | #N/A | #N/A | #N/A | #N/A |  | #N/A | #N/A |  | #N/A |  |  | #N/A | #N/A | #N/A | #N/A | #N/A |  | #N/A | #N/A |  | #N/A |  | #N/A | #N/A | #N/A
Storage553 | Storage0 | [6 empty] | n | [13 empty] | 0 |  | 4088 |  |  | 0 |  | 4088 |  | 0 | 0 |  | 0 | 0 |  | 0 |  |  | 0 | 0 | 0 | 0 | 0 |  | 0 | 0 |  | 0 |  | 0 | 0 | #N/A | #N/A |  | #N/A | #N/A |  | #N/A |  |  | #N/A | 0 | 0 | 0 | 0 |  | #N/A | #N/A |  | #N/A |  | #N/A | 0 | #N/A
Storage0 | Storage0 | [6 empty] | n | [13 empty] | 0 |  | 4088 |  |  | 0 |  | 4088 |  | 0 | 0 |  | 0 | 0 |  | 0 |  |  | 0 | 0 | 0 | 0 | 0 |  | 0 | 0 |  | 0 |  | 0 | 0 | #N/A | #N/A |  | #N/A | #N/A |  | #N/A |  |  | #N/A | 0 | 0 | 0 | 0 |  | #N/A | #N/A |  | #N/A |  | #N/A | 0 | #N/A
Storage | Storage0 | [6 empty] | n | [18 empty] | 0 |  | 4088 | [23 empty] | #N/A | #N/A |  | #N/A | #N/A |  | #N/A |  |  | #N/A | 0 | 0 | 0 | 0 |  | #N/A | #N/A |  | #N/A |  | #N/A | 0 | #N/A
Storage530 | Storage538 | [6 empty] | n | [11 empty] | ballast replacement |  | 530 |  | 4088 |  |  | 538 |  | 4088 | [11 empty] | #N/A | #N/A | #N/A | #N/A |  | #N/A | #N/A |  | #N/A |  | #N/A | #N/A | [10 empty] | #N/A | #N/A | #N/A | #N/A |  | #N/A | #N/A |  | #N/A |  | #N/A | #N/A | 0
Storage553 | Storage0 | [6 empty] | n | [13 empty] | 0 |  | 4088 |  |  | 0 |  | 4088 | [11 empty] | 0 | 0 | 0 | 0 |  | 0 | 0 |  | 0 |  | 0 | 0 | [10 empty] | #N/A | #N/A | 0 | 0 |  | 0 | 0 |  | 0 |  | 0 | #N/A | 0
Storage0 | Storage0 | [6 empty] | n | [13 empty] | 0 |  | 4088 |  |  | 0 |  | 4088 | [11 empty] | 0 | 0 | 0 | 0 |  | 0 | 0 |  | 0 |  | 0 | 0 | [10 empty] | #N/A | #N/A | 0 | 0 |  | 0 | 0 |  | 0 |  | 0 | #N/A | 0
Storage | Storage0 | [6 empty] | n | [18 empty] | 0 |  | 4088 | [33 empty] | #N/A | #N/A | 0 | 0 |  | 0 | 0 |  | 0 |  | 0 | #N/A | 0
Retail - Sales Area | Retail - Sales Area | [6 empty] | n | [11 empty] | Retail - Sales Area | 1.6473 |  |  | 20467 | Retail - Sales Area | 1.5658 |  |  | 20467 | [27 empty] | 0
Retail - Sales Area535 | Retail - Sales Area535 | [6 empty] | n | [11 empty] | replacement costs are for lamps |  | 535 |  | 20467 |  |  | 535 |  | 20467 |  | #N/A | #N/A |  | #N/A | #N/A |  | #N/A |  |  | #N/A | #N/A | #N/A | #N/A | #N/A |  | #N/A | #N/A |  | #N/A |  | #N/A | #N/A | #N/A | #N/A |  | #N/A | #N/A |  | #N/A |  |  | #N/A | #N/A | #N/A | #N/A | #N/A |  | #N/A | #N/A |  | #N/A |  | #N/A | #N/A | #N/A
Retail - Sales Area541 | Retail - Sales Area541 | [6 empty] | n | [13 empty] | 541 |  | 20467 |  |  | 541 |  | 20467 |  | #N/A | #N/A |  | #N/A | #N/A |  | #N/A |  |  | #N/A | #N/A | #N/A | #N/A | #N/A |  | #N/A | #N/A |  | #N/A |  | #N/A | #N/A | #N/A | #N/A |  | #N/A | #N/A |  | #N/A |  |  | #N/A | #N/A | #N/A | #N/A | #N/A |  | #N/A | #N/A |  | #N/A |  | #N/A | #N/A | #N/A
Retail - Sales Area572 | Retail - Sales Area0 | [6 empty] | n | [13 empty] | 0 |  | 20467 |  |  | 0 |  | 20467 |  | 0 | 0 |  | 0 | 0 |  | 0 |  |  | 0 | 0 | 0 | 0 | 0 |  | 0 | 0 |  | 0 |  | 0 | 0 | #N/A | #N/A |  | #N/A | #N/A |  | #N/A |  |  | #N/A | 0 | 0 | 0 | 0 |  | #N/A | #N/A |  | #N/A |  | #N/A | 0 | #N/A
Retail - Sales Area | Retail - Sales Area537-1 | [6 empty] | n | [18 empty] | 537-1 |  | 20467 | [23 empty] | #N/A | #N/A |  | #N/A | #N/A |  | #N/A |  |  | #N/A | #N/A | #N/A | #N/A | #N/A |  | #N/A | #N/A |  | #N/A |  | #N/A | #N/A | #N/A
Retail - Sales Area535 | Retail - Sales Area535 | [6 empty] | n | [11 empty] | ballast replacement |  | 535 |  | 20467 |  |  | 535 |  | 20467 | [11 empty] | #N/A | #N/A | #N/A | #N/A |  | #N/A | #N/A |  | #N/A |  | #N/A | #N/A | [10 empty] | #N/A | #N/A | #N/A | #N/A |  | #N/A | #N/A |  | #N/A |  | #N/A | #N/A | 0
Retail - Sales Area541 | Retail - Sales Area541 | [6 empty] | n | [13 empty] | 541 |  | 20467 |  |  | 541 |  | 20467 | [11 empty] | #N/A | #N/A | #N/A | #N/A |  | #N/A | #N/A |  | #N/A |  | #N/A | #N/A | [10 empty] | #N/A | #N/A | #N/A | #N/A |  | #N/A | #N/A |  | #N/A |  | #N/A | #N/A | 0
Retail - Sales Area572 | Retail - Sales Area0 | [6 empty] | n | [13 empty] | 0 |  | 20467 |  |  | 0 |  | 20467 | [11 empty] | 0 | 0 | 0 | 0 |  | 0 | 0 |  | 0 |  | 0 | 0 | [10 empty] | #N/A | #N/A | 0 | 0 |  | 0 | 0 |  | 0 |  | 0 | #N/A | 0
Retail - Sales Area | Retail - Sales Area537-1 | [6 empty] | n | [18 empty] | 537-1 |  | 20467 | [33 empty] | #N/A | #N/A | #N/A | #N/A |  | #N/A | #N/A |  | #N/A |  | #N/A | #N/A | 0
Lobby | Lobby | [6 empty] | n | [11 empty] | Lobby | 1.2597 |  |  | 129 | Lobby | 0.8388 |  |  | 129 | [27 empty] | 0
Lobby534-2 | Lobby523 | [6 empty] | n | [11 empty] | replacement costs are for lamps |  | 534-2 |  | 129 |  |  | 523 |  | 129 |  | 3.113 | 401.5707 |  | 0.47408 | 61.1566 |  | 252.2818 |  |  | 715.009 | 9.8847 | 10 | 0.027443 | 3.5402 |  | 0.044783 | 5.7771 |  | 8.5273 |  | 17.8446 | 18.0527 | #N/A | #N/A |  | #N/A | #N/A |  | #N/A |  |  | #N/A | #N/A | #N/A | #N/A | #N/A |  | #N/A | #N/A |  | #N/A |  | #N/A | #N/A | #N/A
Lobby523 | Lobby521 | [6 empty] | n | [13 empty] | 523 |  | 129 |  |  | 521 |  | 129 |  | #N/A | #N/A |  | #N/A | #N/A |  | #N/A |  |  | #N/A | #N/A | #N/A | #N/A | #N/A |  | #N/A | #N/A |  | #N/A |  | #N/A | #N/A | #N/A | #N/A |  | #N/A | #N/A |  | #N/A |  |  | #N/A | #N/A | #N/A | #N/A | #N/A |  | #N/A | #N/A |  | #N/A |  | #N/A | #N/A | #N/A
Lobby521 | Lobby0 | [6 empty] | n | [13 empty] | 521 |  | 129 |  |  | 0 |  | 129 |  | #N/A | #N/A |  | #N/A | #N/A |  | #N/A |  |  | #N/A | #N/A | #N/A | #N/A | #N/A |  | #N/A | #N/A |  | #N/A |  | #N/A | #N/A | #N/A | #N/A |  | #N/A | #N/A |  | #N/A |  |  | #N/A | 0 | 0 | 0 | 0 |  | #N/A | #N/A |  | #N/A |  | #N/A | 0 | #N/A
Lobby | Lobby534-2 | [6 empty] | n | [18 empty] | 534-2 |  | 129 | [23 empty] | #N/A | #N/A |  | #N/A | #N/A |  | #N/A |  |  | #N/A | #N/A | #N/A | #N/A | #N/A |  | #N/A | #N/A |  | #N/A |  | #N/A | #N/A | #N/A
Lobby534-2 | Lobby523 | [6 empty] | n | [11 empty] | ballast replacement |  | 534-2 |  | 129 |  |  | 523 |  | 129 | [11 empty] | 13.7287 | 14 | 0.24576 | 31.7029 |  | 0.50381 | 64.991 |  | 90.8191 |  | 187.5131 | 191.2183 | [10 empty] | #N/A | #N/A | #N/A | #N/A |  | #N/A | #N/A |  | #N/A |  | #N/A | #N/A | 0
Lobby523 | Lobby521 | [6 empty] | n | [13 empty] | 523 |  | 129 |  |  | 521 |  | 129 | [11 empty] | #N/A | #N/A | #N/A | #N/A |  | #N/A | #N/A |  | #N/A |  | #N/A | #N/A | [10 empty] | #N/A | #N/A | #N/A | #N/A |  | #N/A | #N/A |  | #N/A |  | #N/A | #N/A | 0
Lobby521 | Lobby0 | [6 empty] | n | [13 empty] | 521 |  | 129 |  |  | 0 |  | 129 | [11 empty] | #N/A | #N/A | #N/A | #N/A |  | #N/A | #N/A |  | #N/A |  | #N/A | #N/A | [10 empty] | #N/A | #N/A | 0 | 0 |  | 0 | 0 |  | 0 |  | 0 | #N/A | 0
Lobby | Lobby534-2 | [6 empty] | n | [18 empty] | 534-2 |  | 129 | [33 empty] | #N/A | #N/A | #N/A | #N/A |  | #N/A | #N/A |  | #N/A |  | #N/A | #N/A | 0
0
[18 empty] | Primary_School_Interior Lighting LPD |  | Primary School |  |  | 3774 |  | Primary School |  |  | 3774 | [28 empty] | 0
Restrooms | Restrooms | [7 empty] | n | [10 empty] | Restrooms | 0.9099 |  |  | 2044 | Restrooms | 0.9212 |  |  | 2044 | [27 empty] | 0
Restrooms521 | Restrooms604 | [7 empty] | n | [10 empty] | replacement costs are for lamps |  | 521 |  | 2044 |  |  | 604 |  | 2044 |  | #N/A | #N/A |  | #N/A | #N/A |  | #N/A |  |  | #N/A | #N/A | #N/A | #N/A | #N/A |  | #N/A | #N/A |  | #N/A |  | #N/A | #N/A | #N/A | #N/A |  | #N/A | #N/A |  | #N/A |  |  | #N/A | #N/A | #N/A | #N/A | #N/A |  | #N/A | #N/A |  | #N/A |  | #N/A | #N/A | #N/A
Restrooms537-1 | Restrooms520 | [7 empty] | n | [12 empty] | 537-1 |  | 2044 |  |  | 520 |  | 2044 |  | 1.0042 | 2052.6379 |  | 0.59631 | 1218.859 |  | 2164.5231 |  |  | 5436.02 | 9.8847 | 10 | 0.032482 | 66.3931 |  | 0.053006 | 108.3444 |  | 159.9238 |  | 334.6613 | 338.5657 | #N/A | #N/A |  | #N/A | #N/A |  | #N/A |  |  | #N/A | #N/A | #N/A | #N/A | #N/A |  | #N/A | #N/A |  | #N/A |  | #N/A | #N/A | #N/A
Restrooms524 | Restrooms0 | [7 empty] | n | [12 empty] | 524 |  | 2044 |  |  | 0 |  | 2044 |  | 0.25517 | 521.5766 |  | 0.17501 | 357.7223 |  | 596.3592 |  |  | 1475.6581 | 2.7457 | 3 | 0.089355 | 182.642 |  | 0.016505 | 33.7364 |  | 151.7272 |  | 368.1056 | 402.1922 | #N/A | #N/A |  | #N/A | #N/A |  | #N/A |  |  | #N/A | 0 | 0 | 0 | 0 |  | #N/A | #N/A |  | #N/A |  | #N/A | 0 | #N/A
Restrooms | Restrooms534-2 | [7 empty] | n | [17 empty] | 534-2 |  | 2044 | [23 empty] | #N/A | #N/A |  | #N/A | #N/A |  | #N/A |  |  | #N/A | #N/A | #N/A | #N/A | #N/A |  | #N/A | #N/A |  | #N/A |  | #N/A | #N/A | #N/A
Restrooms521 | Restrooms604 | [7 empty] | n | [10 empty] | ballast replacement |  | 521 |  | 2044 |  |  | 604 |  | 2044 | [11 empty] | #N/A | #N/A | #N/A | #N/A |  | #N/A | #N/A |  | #N/A |  | #N/A | #N/A | [10 empty] | #N/A | #N/A | #N/A | #N/A |  | #N/A | #N/A |  | #N/A |  | #N/A | #N/A | 0
Restrooms537-1 | Restrooms520 | [7 empty] | n | [12 empty] | 537-1 |  | 2044 |  |  | 520 |  | 2044 | [11 empty] | 13.7287 | 14 | 0.29088 | 594.5654 |  | 0.59631 | 1218.859 |  | 1703.245 |  | 3516.6694 | 3586.1588 | [10 empty] | #N/A | #N/A | #N/A | #N/A |  | #N/A | #N/A |  | #N/A |  | #N/A | #N/A | 0
Restrooms524 | Restrooms0 | [7 empty] | n | [12 empty] | 524 |  | 2044 |  |  | 0 |  | 2044 | [11 empty] | 13.7287 | 14 | 0 | 0 |  | 0 | 0 |  | 0 |  | 0 | 0 | [10 empty] | #N/A | #N/A | 0 | 0 |  | 0 | 0 |  | 0 |  | 0 | #N/A | 0
Restrooms | Restrooms534-2 | [7 empty] | n | [17 empty] | 534-2 |  | 2044 | [33 empty] | #N/A | #N/A | #N/A | #N/A |  | #N/A | #N/A |  | #N/A |  | #N/A | #N/A | 0
Dining Area | Dining Area | [7 empty] | n | [10 empty] | Dining Area | 0.9099 |  |  | 3389 | Dining Area | 0.611 |  |  | 3389 | [27 empty] | 0
Dining Area531 | Dining Area535 | [7 empty] | n | [10 empty] | replacement costs are for lamps |  | 531 |  | 3389 |  |  | 535 |  | 3389 |  | #N/A | #N/A |  | #N/A | #N/A |  | #N/A |  |  | #N/A | #N/A | #N/A | #N/A | #N/A |  | #N/A | #N/A |  | #N/A |  | #N/A | #N/A | #N/A | #N/A |  | #N/A | #N/A |  | #N/A |  |  | #N/A | #N/A | #N/A | #N/A | #N/A |  | #N/A | #N/A |  | #N/A |  | #N/A | #N/A | #N/A
Dining Area524 | Dining Area521 | [7 empty] | n | [12 empty] | 524 |  | 3389 |  |  | 521 |  | 3389 |  | 0.39777 | 1348.0496 |  | 0.27281 | 924.5573 |  | 1541.3305 |  |  | 3813.9374 | 2.7457 | 3 | 0.13929 | 472.0504 |  | 0.025729 | 87.194 |  | 392.1492 |  | 951.3936 | 1039.4927 | #N/A | #N/A |  | #N/A | #N/A |  | #N/A |  |  | #N/A | #N/A | #N/A | #N/A | #N/A |  | #N/A | #N/A |  | #N/A |  | #N/A | #N/A | #N/A
Dining Area0 | Dining Area0 | [7 empty] | n | [12 empty] | 0 |  | 3389 |  |  | 0 |  | 3389 |  | 0 | 0 |  | 0 | 0 |  | 0 |  |  | 0 | 0 | 0 | 0 | 0 |  | 0 | 0 |  | 0 |  | 0 | 0 | #N/A | #N/A |  | #N/A | #N/A |  | #N/A |  |  | #N/A | 0 | 0 | 0 | 0 |  | #N/A | #N/A |  | #N/A |  | #N/A | 0 | #N/A
Dining Area | Dining Area537-1 | [7 empty] | n | [17 empty] | 537-1 |  | 3389 | [23 empty] | #N/A | #N/A |  | #N/A | #N/A |  | #N/A |  |  | #N/A | #N/A | #N/A | #N/A | #N/A |  | #N/A | #N/A |  | #N/A |  | #N/A | #N/A | #N/A
Dining Area531 | Dining Area535 | [7 empty] | n | [10 empty] | ballast replacement |  | 531 |  | 3389 |  |  | 535 |  | 3389 | [11 empty] | #N/A | #N/A | #N/A | #N/A |  | #N/A | #N/A |  | #N/A |  | #N/A | #N/A | [10 empty] | #N/A | #N/A | #N/A | #N/A |  | #N/A | #N/A |  | #N/A |  | #N/A | #N/A | 0
Dining Area524 | Dining Area521 | [7 empty] | n | [12 empty] | 524 |  | 3389 |  |  | 521 |  | 3389 | [11 empty] | 13.7287 | 14 | 0 | 0 |  | 0 | 0 |  | 0 |  | 0 | 0 | [10 empty] | #N/A | #N/A | #N/A | #N/A |  | #N/A | #N/A |  | #N/A |  | #N/A | #N/A | 0
Dining Area0 | Dining Area0 | [7 empty] | n | [12 empty] | 0 |  | 3389 |  |  | 0 |  | 3389 | [11 empty] | 0 | 0 | 0 | 0 |  | 0 | 0 |  | 0 |  | 0 | 0 | [10 empty] | #N/A | #N/A | 0 | 0 |  | 0 | 0 |  | 0 |  | 0 | #N/A | 0
Dining Area | Dining Area537-1 | [7 empty] | n | [17 empty] | 537-1 |  | 3389 | [33 empty] | #N/A | #N/A | #N/A | #N/A |  | #N/A | #N/A |  | #N/A |  | #N/A | #N/A | 0
Classroom/Lecture/Training | Classroom/Lecture/Training | [7 empty] | n | [10 empty] | Classroom/Lecture/Training | 1.4154 |  |  | 37187 | Classroom/Lecture/Training | 1.1656 |  |  | 37187 | [27 empty] | 0
Classroom/Lecture/Training535 | Classroom/Lecture/Training535 | [7 empty] | n | [10 empty] | replacement costs are for lamps |  | 535 |  | 37187 |  |  | 535 |  | 37187 |  | #N/A | #N/A |  | #N/A | #N/A |  | #N/A |  |  | #N/A | #N/A | #N/A | #N/A | #N/A |  | #N/A | #N/A |  | #N/A |  | #N/A | #N/A | #N/A | #N/A |  | #N/A | #N/A |  | #N/A |  |  | #N/A | #N/A | #N/A | #N/A | #N/A |  | #N/A | #N/A |  | #N/A |  | #N/A | #N/A | #N/A
Classroom/Lecture/Training537-2 | Classroom/Lecture/Training521 | [7 empty] | n | [12 empty] | 537-2 |  | 37187 |  |  | 521 |  | 37187 |  | #N/A | #N/A |  | #N/A | #N/A |  | #N/A |  |  | #N/A | #N/A | #N/A | #N/A | #N/A |  | #N/A | #N/A |  | #N/A |  | #N/A | #N/A | #N/A | #N/A |  | #N/A | #N/A |  | #N/A |  |  | #N/A | #N/A | #N/A | #N/A | #N/A |  | #N/A | #N/A |  | #N/A |  | #N/A | #N/A | #N/A
Classroom/Lecture/Training0 | Classroom/Lecture/Training0 | [7 empty] | n | [12 empty] | 0 |  | 37187 |  |  | 0 |  | 37187 |  | 0 | 0 |  | 0 | 0 |  | 0 |  |  | 0 | 0 | 0 | 0 | 0 |  | 0 | 0 |  | 0 |  | 0 | 0 | #N/A | #N/A |  | #N/A | #N/A |  | #N/A |  |  | #N/A | 0 | 0 | 0 | 0 |  | #N/A | #N/A |  | #N/A |  | #N/A | 0 | #N/A
Classroom/Lecture/Training | Classroom/Lecture/Training537-1 | [7 empty] | n | [17 empty] | 537-1 |  | 37187 | [23 empty] | #N/A | #N/A |  | #N/A | #N/A |  | #N/A |  |  | #N/A | #N/A | #N/A | #N/A | #N/A |  | #N/A | #N/A |  | #N/A |  | #N/A | #N/A | #N/A
Classroom/Lecture/Training535 | Classroom/Lecture/Training535 | [7 empty] | n | [10 empty] | ballast replacement |  | 535 |  | 37187 |  |  | 535 |  | 37187 | [11 empty] | #N/A | #N/A | #N/A | #N/A |  | #N/A | #N/A |  | #N/A |  | #N/A | #N/A | [10 empty] | #N/A | #N/A | #N/A | #N/A |  | #N/A | #N/A |  | #N/A |  | #N/A | #N/A | 0
Classroom/Lecture/Training537-2 | Classroom/Lecture/Training521 | [7 empty] | n | [12 empty] | 537-2 |  | 37187 |  |  | 521 |  | 37187 | [11 empty] | #N/A | #N/A | #N/A | #N/A |  | #N/A | #N/A |  | #N/A |  | #N/A | #N/A | [10 empty] | #N/A | #N/A | #N/A | #N/A |  | #N/A | #N/A |  | #N/A |  | #N/A | #N/A | 0
Classroom/Lecture/Training0 | Classroom/Lecture/Training0 | [7 empty] | n | [12 empty] | 0 |  | 37187 |  |  | 0 |  | 37187 | [11 empty] | 0 | 0 | 0 | 0 |  | 0 | 0 |  | 0 |  | 0 | 0 | [10 empty] | #N/A | #N/A | 0 | 0 |  | 0 | 0 |  | 0 |  | 0 | #N/A | 0
Classroom/Lecture/Training | Classroom/Lecture/Training537-1 | [7 empty] | n | [17 empty] | 537-1 |  | 37187 | [33 empty] | #N/A | #N/A | #N/A | #N/A |  | #N/A | #N/A |  | #N/A |  | #N/A | #N/A | 0
Corridor/Transition | Corridor/Transition | [7 empty] | n | [10 empty] | Corridor/Transition | 0.5055 |  |  | 12073 | Corridor/Transition | 0.6204 |  |  | 12073 | [27 empty] | 0
Corridor/Transition530 | Corridor/Transition521 | [7 empty] | n | [10 empty] | replacement costs are for lamps |  | 530 |  | 12073 |  |  | 521 |  | 12073 |  | #N/A | #N/A |  | #N/A | #N/A |  | #N/A |  |  | #N/A | #N/A | #N/A | #N/A | #N/A |  | #N/A | #N/A |  | #N/A |  | #N/A | #N/A | #N/A | #N/A |  | #N/A | #N/A |  | #N/A |  |  | #N/A | #N/A | #N/A | #N/A | #N/A |  | #N/A | #N/A |  | #N/A |  | #N/A | #N/A | #N/A
Corridor/Transition537-2 | Corridor/Transition0 | [7 empty] | n | [12 empty] | 537-2 |  | 12073 |  |  | 0 |  | 12073 |  | #N/A | #N/A |  | #N/A | #N/A |  | #N/A |  |  | #N/A | #N/A | #N/A | #N/A | #N/A |  | #N/A | #N/A |  | #N/A |  | #N/A | #N/A | #N/A | #N/A |  | #N/A | #N/A |  | #N/A |  |  | #N/A | 0 | 0 | 0 | 0 |  | #N/A | #N/A |  | #N/A |  | #N/A | 0 | #N/A
Corridor/Transition0 | Corridor/Transition0 | [7 empty] | n | [12 empty] | 0 |  | 12073 |  |  | 0 |  | 12073 |  | 0 | 0 |  | 0 | 0 |  | 0 |  |  | 0 | 0 | 0 | 0 | 0 |  | 0 | 0 |  | 0 |  | 0 | 0 | #N/A | #N/A |  | #N/A | #N/A |  | #N/A |  |  | #N/A | 0 | 0 | 0 | 0 |  | #N/A | #N/A |  | #N/A |  | #N/A | 0 | #N/A
Corridor/Transition | Corridor/Transition527-2 | [7 empty] | n | [17 empty] | 0 |  | 12073 | [23 empty] | #N/A | #N/A |  | #N/A | #N/A |  | #N/A |  |  | #N/A | 0 | 0 | 0 | 0 |  | #N/A | #N/A |  | #N/A |  | #N/A | 0 | #N/A
Corridor/Transition530 | Corridor/Transition521 | [7 empty] | n | [10 empty] | ballast replacement |  | 530 |  | 12073 |  |  | 521 |  | 12073 | [11 empty] | #N/A | #N/A | #N/A | #N/A |  | #N/A | #N/A |  | #N/A |  | #N/A | #N/A | [10 empty] | #N/A | #N/A | #N/A | #N/A |  | #N/A | #N/A |  | #N/A |  | #N/A | #N/A | 0
Corridor/Transition537-2 | Corridor/Transition0 | [7 empty] | n | [12 empty] | 537-2 |  | 12073 |  |  | 0 |  | 12073 | [11 empty] | #N/A | #N/A | #N/A | #N/A |  | #N/A | #N/A |  | #N/A |  | #N/A | #N/A | [10 empty] | #N/A | #N/A | 0 | 0 |  | 0 | 0 |  | 0 |  | 0 | #N/A | 0
Corridor/Transition0 | Corridor/Transition0 | [7 empty] | n | [12 empty] | 0 |  | 12073 |  |  | 0 |  | 12073 | [11 empty] | 0 | 0 | 0 | 0 |  | 0 | 0 |  | 0 |  | 0 | 0 | [10 empty] | #N/A | #N/A | 0 | 0 |  | 0 | 0 |  | 0 |  | 0 | #N/A | 0
Corridor/Transition | Corridor/Transition527-2 | [7 empty] | n | [17 empty] | 0 |  | 12073 | [33 empty] | #N/A | #N/A | 0 | 0 |  | 0 | 0 |  | 0 |  | 0 | #N/A | 0
Gymnasium/Fitness-Fitness Area | Gymnasium/Fitness-Fitness Area | [7 empty] | n | [10 empty] | Gymnasium/Fitness-Fitness Area | 0.9099 |  |  | 3841 | Gymnasium/Fitness-Fitness Area | 0.6768 |  |  | 3841 | [27 empty] | 0
Gymnasium/Fitness-Fitness Area535 | Gymnasium/Fitness-Fitness Area535 | [7 empty] | n | [10 empty] | replacement costs are for lamps |  | 535 |  | 3841 |  |  | 535 |  | 3841 |  | #N/A | #N/A |  | #N/A | #N/A |  | #N/A |  |  | #N/A | #N/A | #N/A | #N/A | #N/A |  | #N/A | #N/A |  | #N/A |  | #N/A | #N/A | #N/A | #N/A |  | #N/A | #N/A |  | #N/A |  |  | #N/A | #N/A | #N/A | #N/A | #N/A |  | #N/A | #N/A |  | #N/A |  | #N/A | #N/A | #N/A
Gymnasium/Fitness-Fitness Area0 | Gymnasium/Fitness-Fitness Area0 | [7 empty] | n | [12 empty] | 0 |  | 3841 |  |  | 0 |  | 3841 |  | 0 | 0 |  | 0 | 0 |  | 0 |  |  | 0 | 0 | 0 | 0 | 0 |  | 0 | 0 |  | 0 |  | 0 | 0 | #N/A | #N/A |  | #N/A | #N/A |  | #N/A |  |  | #N/A | 0 | 0 | 0 | 0 |  | #N/A | #N/A |  | #N/A |  | #N/A | 0 | #N/A
Gymnasium/Fitness-Fitness Area0 | Gymnasium/Fitness-Fitness Area0 | [7 empty] | n | [12 empty] | 0 |  | 3841 |  |  | 0 |  | 3841 |  | 0 | 0 |  | 0 | 0 |  | 0 |  |  | 0 | 0 | 0 | 0 | 0 |  | 0 | 0 |  | 0 |  | 0 | 0 | #N/A | #N/A |  | #N/A | #N/A |  | #N/A |  |  | #N/A | 0 | 0 | 0 | 0 |  | #N/A | #N/A |  | #N/A |  | #N/A | 0 | #N/A
Gymnasium/Fitness-Fitness Area | Gymnasium/Fitness-Fitness Area0 | [7 empty] | n | [17 empty] | 0 |  | 3841 | [23 empty] | #N/A | #N/A |  | #N/A | #N/A |  | #N/A |  |  | #N/A | 0 | 0 | 0 | 0 |  | #N/A | #N/A |  | #N/A |  | #N/A | 0 | #N/A
Gymnasium/Fitness-Fitness Area535 | Gymnasium/Fitness-Fitness Area535 | [7 empty] | n | [10 empty] | ballast replacement |  | 535 |  | 3841 |  |  | 535 |  | 3841 | [11 empty] | #N/A | #N/A | #N/A | #N/A |  | #N/A | #N/A |  | #N/A |  | #N/A | #N/A | [10 empty] | #N/A | #N/A | #N/A | #N/A |  | #N/A | #N/A |  | #N/A |  | #N/A | #N/A | 0
Gymnasium/Fitness-Fitness Area0 | Gymnasium/Fitness-Fitness Area0 | [7 empty] | n | [12 empty] | 0 |  | 3841 |  |  | 0 |  | 3841 | [11 empty] | 0 | 0 | 0 | 0 |  | 0 | 0 |  | 0 |  | 0 | 0 | [10 empty] | #N/A | #N/A | 0 | 0 |  | 0 | 0 |  | 0 |  | 0 | #N/A | 0
Gymnasium/Fitness-Fitness Area0 | Gymnasium/Fitness-Fitness Area0 | [7 empty] | n | [12 empty] | 0 |  | 3841 |  |  | 0 |  | 3841 | [11 empty] | 0 | 0 | 0 | 0 |  | 0 | 0 |  | 0 |  | 0 | 0 | [10 empty] | #N/A | #N/A | 0 | 0 |  | 0 | 0 |  | 0 |  | 0 | #N/A | 0
Gymnasium/Fitness-Fitness Area | Gymnasium/Fitness-Fitness Area0 | [7 empty] | n | [17 empty] | 0 |  | 3841 | [33 empty] | #N/A | #N/A | 0 | 0 |  | 0 | 0 |  | 0 |  | 0 | #N/A | 0
Food Preparation | Food Preparation | [7 empty] | n | [10 empty] | Food Preparation | 1.2132 |  |  | 1808 | Food Preparation | 0.9306 |  |  | 1808 | [27 empty] | 0
Food Preparation530 | Food Preparation530 | [7 empty] | n | [10 empty] | replacement costs are for lamps |  | 530 |  | 1808 |  |  | 530 |  | 1808 |  | #N/A | #N/A |  | #N/A | #N/A |  | #N/A |  |  | #N/A | #N/A | #N/A | #N/A | #N/A |  | #N/A | #N/A |  | #N/A |  | #N/A | #N/A | #N/A | #N/A |  | #N/A | #N/A |  | #N/A |  |  | #N/A | #N/A | #N/A | #N/A | #N/A |  | #N/A | #N/A |  | #N/A |  | #N/A | #N/A | #N/A
Food Preparation0 | Food Preparation0 | [7 empty] | n | [12 empty] | 0 |  | 1808 |  |  | 0 |  | 1808 |  | 0 | 0 |  | 0 | 0 |  | 0 |  |  | 0 | 0 | 0 | 0 | 0 |  | 0 | 0 |  | 0 |  | 0 | 0 | #N/A | #N/A |  | #N/A | #N/A |  | #N/A |  |  | #N/A | 0 | 0 | 0 | 0 |  | #N/A | #N/A |  | #N/A |  | #N/A | 0 | #N/A
Food Preparation0 | Food Preparation0 | [7 empty] | n | [12 empty] | 0 |  | 1808 |  |  | 0 |  | 1808 |  | 0 | 0 |  | 0 | 0 |  | 0 |  |  | 0 | 0 | 0 | 0 | 0 |  | 0 | 0 |  | 0 |  | 0 | 0 | #N/A | #N/A |  | #N/A | #N/A |  | #N/A |  |  | #N/A | 0 | 0 | 0 | 0 |  | #N/A | #N/A |  | #N/A |  | #N/A | 0 | #N/A
Food Preparation | Food Preparation0 | [7 empty] | n | [17 empty] | 0 |  | 1808 | [23 empty] | #N/A | #N/A |  | #N/A | #N/A |  | #N/A |  |  | #N/A | 0 | 0 | 0 | 0 |  | #N/A | #N/A |  | #N/A |  | #N/A | 0 | #N/A
Food Preparation530 | Food Preparation530 | [7 empty] | n | [10 empty] | ballast replacement |  | 530 |  | 1808 |  |  | 530 |  | 1808 | [11 empty] | #N/A | #N/A | #N/A | #N/A |  | #N/A | #N/A |  | #N/A |  | #N/A | #N/A | [10 empty] | #N/A | #N/A | #N/A | #N/A |  | #N/A | #N/A |  | #N/A |  | #N/A | #N/A | 0
Food Preparation0 | Food Preparation0 | [7 empty] | n | [12 empty] | 0 |  | 1808 |  |  | 0 |  | 1808 | [11 empty] | 0 | 0 | 0 | 0 |  | 0 | 0 |  | 0 |  | 0 | 0 | [10 empty] | #N/A | #N/A | 0 | 0 |  | 0 | 0 |  | 0 |  | 0 | #N/A | 0
Food Preparation0 | Food Preparation0 | [7 empty] | n | [12 empty] | 0 |  | 1808 |  |  | 0 |  | 1808 | [11 empty] | 0 | 0 | 0 | 0 |  | 0 | 0 |  | 0 |  | 0 | 0 | [10 empty] | #N/A | #N/A | 0 | 0 |  | 0 | 0 |  | 0 |  | 0 | #N/A | 0
Food Preparation | Food Preparation0 | [7 empty] | n | [17 empty] | 0 |  | 1808 | [33 empty] | #N/A | #N/A | 0 | 0 |  | 0 | 0 |  | 0 |  | 0 | #N/A | 0
Library | Library | [7 empty] | n | [10 empty] | Library | 1.2132 |  |  | 4293 | Library | 0.8742 |  |  | 4293 | [27 empty] | 0
Library535 | Library535 | [7 empty] | n | [10 empty] | replacement costs are for lamps |  | 535 |  | 4293 |  |  | 535 |  | 4293 |  | #N/A | #N/A |  | #N/A | #N/A |  | #N/A |  |  | #N/A | #N/A | #N/A | #N/A | #N/A |  | #N/A | #N/A |  | #N/A |  | #N/A | #N/A | #N/A | #N/A |  | #N/A | #N/A |  | #N/A |  |  | #N/A | #N/A | #N/A | #N/A | #N/A |  | #N/A | #N/A |  | #N/A |  | #N/A | #N/A | #N/A
Library520 | Library520 | [7 empty] | n | [12 empty] | 520 |  | 4293 |  |  | 520 |  | 4293 |  | #N/A | #N/A |  | #N/A | #N/A |  | #N/A |  |  | #N/A | #N/A | #N/A | #N/A | #N/A |  | #N/A | #N/A |  | #N/A |  | #N/A | #N/A | #N/A | #N/A |  | #N/A | #N/A |  | #N/A |  |  | #N/A | #N/A | #N/A | #N/A | #N/A |  | #N/A | #N/A |  | #N/A |  | #N/A | #N/A | #N/A
Library529 | Library0 | [7 empty] | n | [12 empty] | 529 |  | 4293 |  |  | 0 |  | 4293 |  | #N/A | #N/A |  | #N/A | #N/A |  | #N/A |  |  | #N/A | #N/A | #N/A | #N/A | #N/A |  | #N/A | #N/A |  | #N/A |  | #N/A | #N/A | #N/A | #N/A |  | #N/A | #N/A |  | #N/A |  |  | #N/A | 0 | 0 | 0 | 0 |  | #N/A | #N/A |  | #N/A |  | #N/A | 0 | #N/A
Library | Library0 | [7 empty] | n | [17 empty] | 0 |  | 4293 | [23 empty] | #N/A | #N/A |  | #N/A | #N/A |  | #N/A |  |  | #N/A | 0 | 0 | 0 | 0 |  | #N/A | #N/A |  | #N/A |  | #N/A | 0 | #N/A
Library535 | Library535 | [7 empty] | n | [10 empty] | ballast replacement |  | 535 |  | 4293 |  |  | 535 |  | 4293 | [11 empty] | #N/A | #N/A | #N/A | #N/A |  | #N/A | #N/A |  | #N/A |  | #N/A | #N/A | [10 empty] | #N/A | #N/A | #N/A | #N/A |  | #N/A | #N/A |  | #N/A |  | #N/A | #N/A | 0
Library520 | Library520 | [7 empty] | n | [12 empty] | 520 |  | 4293 |  |  | 520 |  | 4293 | [11 empty] | #N/A | #N/A | #N/A | #N/A |  | #N/A | #N/A |  | #N/A |  | #N/A | #N/A | [10 empty] | #N/A | #N/A | #N/A | #N/A |  | #N/A | #N/A |  | #N/A |  | #N/A | #N/A | 0
Library529 | Library0 | [7 empty] | n | [12 empty] | 529 |  | 4293 |  |  | 0 |  | 4293 | [11 empty] | #N/A | #N/A | #N/A | #N/A |  | #N/A | #N/A |  | #N/A |  | #N/A | #N/A | [10 empty] | #N/A | #N/A | 0 | 0 |  | 0 | 0 |  | 0 |  | 0 | #N/A | 0
Library | Library0 | [7 empty] | n | [17 empty] | 0 |  | 4293 | [33 empty] | #N/A | #N/A | 0 | 0 |  | 0 | 0 |  | 0 |  | 0 | #N/A | 0
Lobby | Lobby | [7 empty] | n | [10 empty] | Lobby | 1.3143 |  |  | 1840 | Lobby | 0.846 |  |  | 1840 | [27 empty] | 0
Lobby534-2 | Lobby523 | [7 empty] | n | [10 empty] | replacement costs are for lamps |  | 534-2 |  | 1840 |  |  | 523 |  | 1840 |  | 2.8191 | 5187.1127 |  | 0.42933 | 789.9631 |  | 3258.7386 |  |  | 9235.8144 | 9.8847 | 10 | 0.024852 | 45.7285 |  | 0.040556 | 74.6226 |  | 110.1481 |  | 230.4991 | 233.1883 | #N/A | #N/A |  | #N/A | #N/A |  | #N/A |  |  | #N/A | #N/A | #N/A | #N/A | #N/A |  | #N/A | #N/A |  | #N/A |  | #N/A | #N/A | #N/A
Lobby523 | Lobby521 | [7 empty] | n | [12 empty] | 523 |  | 1840 |  |  | 521 |  | 1840 |  | #N/A | #N/A |  | #N/A | #N/A |  | #N/A |  |  | #N/A | #N/A | #N/A | #N/A | #N/A |  | #N/A | #N/A |  | #N/A |  | #N/A | #N/A | #N/A | #N/A |  | #N/A | #N/A |  | #N/A |  |  | #N/A | #N/A | #N/A | #N/A | #N/A |  | #N/A | #N/A |  | #N/A |  | #N/A | #N/A | #N/A
Lobby521 | Lobby0 | [7 empty] | n | [12 empty] | 521 |  | 1840 |  |  | 0 |  | 1840 |  | #N/A | #N/A |  | #N/A | #N/A |  | #N/A |  |  | #N/A | #N/A | #N/A | #N/A | #N/A |  | #N/A | #N/A |  | #N/A |  | #N/A | #N/A | #N/A | #N/A |  | #N/A | #N/A |  | #N/A |  |  | #N/A | 0 | 0 | 0 | 0 |  | #N/A | #N/A |  | #N/A |  | #N/A | 0 | #N/A
Lobby | Lobby534-2 | [7 empty] | n | [17 empty] | 534-2 |  | 1840 | [23 empty] | #N/A | #N/A |  | #N/A | #N/A |  | #N/A |  |  | #N/A | #N/A | #N/A | #N/A | #N/A |  | #N/A | #N/A |  | #N/A |  | #N/A | #N/A | #N/A
Lobby534-2 | Lobby523 | [7 empty] | n | [10 empty] | ballast replacement |  | 534-2 |  | 1840 |  |  | 523 |  | 1840 | [11 empty] | 13.7287 | 14 | 0.22256 | 409.5089 |  | 0.45625 | 839.4932 |  | 1173.1157 |  | 2422.1179 | 2469.9789 | [10 empty] | #N/A | #N/A | #N/A | #N/A |  | #N/A | #N/A |  | #N/A |  | #N/A | #N/A | 0
Lobby523 | Lobby521 | [7 empty] | n | [12 empty] | 523 |  | 1840 |  |  | 521 |  | 1840 | [11 empty] | #N/A | #N/A | #N/A | #N/A |  | #N/A | #N/A |  | #N/A |  | #N/A | #N/A | [10 empty] | #N/A | #N/A | #N/A | #N/A |  | #N/A | #N/A |  | #N/A |  | #N/A | #N/A | 0
Lobby521 | Lobby0 | [7 empty] | n | [12 empty] | 521 |  | 1840 |  |  | 0 |  | 1840 | [11 empty] | #N/A | #N/A | #N/A | #N/A |  | #N/A | #N/A |  | #N/A |  | #N/A | #N/A | [10 empty] | #N/A | #N/A | 0 | 0 |  | 0 | 0 |  | 0 |  | 0 | #N/A | 0
Lobby | Lobby534-2 | [7 empty] | n | [17 empty] | 534-2 |  | 1840 | [33 empty] | #N/A | #N/A | #N/A | #N/A |  | #N/A | #N/A |  | #N/A |  | #N/A | #N/A | 0
Electrical/Mechanical | Electrical/Mechanical | [7 empty] | n | [10 empty] | Electrical/Mechanical | 1.5165 |  |  | 2712 | Electrical/Mechanical | 0.893 |  |  | 2712 | [27 empty] | 0
Electrical/Mechanical538 | Electrical/Mechanical538 | [7 empty] | n | [10 empty] | replacement costs are for lamps |  | 538 |  | 2712 |  |  | 538 |  | 2712 |  | #N/A | #N/A |  | #N/A | #N/A |  | #N/A |  |  | #N/A | #N/A | #N/A | #N/A | #N/A |  | #N/A | #N/A |  | #N/A |  | #N/A | #N/A | #N/A | #N/A |  | #N/A | #N/A |  | #N/A |  |  | #N/A | #N/A | #N/A | #N/A | #N/A |  | #N/A | #N/A |  | #N/A |  | #N/A | #N/A | #N/A
Electrical/Mechanical0 | Electrical/Mechanical0 | [7 empty] | n | [12 empty] | 0 |  | 2712 |  |  | 0 |  | 2712 |  | 0 | 0 |  | 0 | 0 |  | 0 |  |  | 0 | 0 | 0 | 0 | 0 |  | 0 | 0 |  | 0 |  | 0 | 0 | #N/A | #N/A |  | #N/A | #N/A |  | #N/A |  |  | #N/A | 0 | 0 | 0 | 0 |  | #N/A | #N/A |  | #N/A |  | #N/A | 0 | #N/A
Electrical/Mechanical0 | Electrical/Mechanical0 | [7 empty] | n | [12 empty] | 0 |  | 2712 |  |  | 0 |  | 2712 |  | 0 | 0 |  | 0 | 0 |  | 0 |  |  | 0 | 0 | 0 | 0 | 0 |  | 0 | 0 |  | 0 |  | 0 | 0 | #N/A | #N/A |  | #N/A | #N/A |  | #N/A |  |  | #N/A | 0 | 0 | 0 | 0 |  | #N/A | #N/A |  | #N/A |  | #N/A | 0 | #N/A
Electrical/Mechanical | Electrical/Mechanical0 | [7 empty] | n | [17 empty] | 0 |  | 2712 | [23 empty] | #N/A | #N/A |  | #N/A | #N/A |  | #N/A |  |  | #N/A | 0 | 0 | 0 | 0 |  | #N/A | #N/A |  | #N/A |  | #N/A | 0 | #N/A
Electrical/Mechanical538 | Electrical/Mechanical538 | [7 empty] | n | [10 empty] | ballast replacement |  | 538 |  | 2712 |  |  | 538 |  | 2712 | [11 empty] | #N/A | #N/A | #N/A | #N/A |  | #N/A | #N/A |  | #N/A |  | #N/A | #N/A | [10 empty] | #N/A | #N/A | #N/A | #N/A |  | #N/A | #N/A |  | #N/A |  | #N/A | #N/A | 0
Electrical/Mechanical0 | Electrical/Mechanical0 | [7 empty] | n | [12 empty] | 0 |  | 2712 |  |  | 0 |  | 2712 | [11 empty] | 0 | 0 | 0 | 0 |  | 0 | 0 |  | 0 |  | 0 | 0 | [10 empty] | #N/A | #N/A | 0 | 0 |  | 0 | 0 |  | 0 |  | 0 | #N/A | 0
Electrical/Mechanical0 | Electrical/Mechanical0 | [7 empty] | n | [12 empty] | 0 |  | 2712 |  |  | 0 |  | 2712 | [11 empty] | 0 | 0 | 0 | 0 |  | 0 | 0 |  | 0 |  | 0 | 0 | [10 empty] | #N/A | #N/A | 0 | 0 |  | 0 | 0 |  | 0 |  | 0 | #N/A | 0
Electrical/Mechanical | Electrical/Mechanical0 | [7 empty] | n | [17 empty] | 0 |  | 2712 | [33 empty] | #N/A | #N/A | 0 | 0 |  | 0 | 0 |  | 0 |  | 0 | #N/A | 0
Office-Enclosed | Office-Enclosed | [7 empty] | n | [10 empty] | Office-Enclosed | 1.1121 |  |  | 4745 | Office-Enclosed | 1.0434 |  |  | 4745 | [27 empty] | 0
Office-Enclosed535 | Office-Enclosed531 | [7 empty] | n | [10 empty] | replacement costs are for lamps |  | 535 |  | 4745 |  |  | 531 |  | 4745 |  | #N/A | #N/A |  | #N/A | #N/A |  | #N/A |  |  | #N/A | #N/A | #N/A | #N/A | #N/A |  | #N/A | #N/A |  | #N/A |  | #N/A | #N/A | #N/A | #N/A |  | #N/A | #N/A |  | #N/A |  |  | #N/A | #N/A | #N/A | #N/A | #N/A |  | #N/A | #N/A |  | #N/A |  | #N/A | #N/A | #N/A
Office-Enclosed539 | Office-Enclosed539 | [7 empty] | n | [12 empty] | 539 |  | 4745 |  |  | 539 |  | 4745 |  | #N/A | #N/A |  | #N/A | #N/A |  | #N/A |  |  | #N/A | #N/A | #N/A | #N/A | #N/A |  | #N/A | #N/A |  | #N/A |  | #N/A | #N/A | #N/A | #N/A |  | #N/A | #N/A |  | #N/A |  |  | #N/A | #N/A | #N/A | #N/A | #N/A |  | #N/A | #N/A |  | #N/A |  | #N/A | #N/A | #N/A
Office-Enclosed537-2 | Office-Enclosed0 | [7 empty] | n | [12 empty] | 537-2 |  | 4745 |  |  | 0 |  | 4745 |  | #N/A | #N/A |  | #N/A | #N/A |  | #N/A |  |  | #N/A | #N/A | #N/A | #N/A | #N/A |  | #N/A | #N/A |  | #N/A |  | #N/A | #N/A | #N/A | #N/A |  | #N/A | #N/A |  | #N/A |  |  | #N/A | 0 | 0 | 0 | 0 |  | #N/A | #N/A |  | #N/A |  | #N/A | 0 | #N/A
Office-Enclosed | Office-Enclosed537-1 | [7 empty] | n | [17 empty] | 537-1 |  | 4745 | [23 empty] | #N/A | #N/A |  | #N/A | #N/A |  | #N/A |  |  | #N/A | #N/A | #N/A | #N/A | #N/A |  | #N/A | #N/A |  | #N/A |  | #N/A | #N/A | #N/A
Office-Enclosed535 | Office-Enclosed531 | [7 empty] | n | [10 empty] | ballast replacement |  | 535 |  | 4745 |  |  | 531 |  | 4745 | [11 empty] | #N/A | #N/A | #N/A | #N/A |  | #N/A | #N/A |  | #N/A |  | #N/A | #N/A | [10 empty] | #N/A | #N/A | #N/A | #N/A |  | #N/A | #N/A |  | #N/A |  | #N/A | #N/A | 0
Office-Enclosed539 | Office-Enclosed539 | [7 empty] | n | [12 empty] | 539 |  | 4745 |  |  | 539 |  | 4745 | [11 empty] | #N/A | #N/A | #N/A | #N/A |  | #N/A | #N/A |  | #N/A |  | #N/A | #N/A | [10 empty] | #N/A | #N/A | #N/A | #N/A |  | #N/A | #N/A |  | #N/A |  | #N/A | #N/A | 0
Office-Enclosed537-2 | Office-Enclosed0 | [7 empty] | n | [12 empty] | 537-2 |  | 4745 |  |  | 0 |  | 4745 | [11 empty] | #N/A | #N/A | #N/A | #N/A |  | #N/A | #N/A |  | #N/A |  | #N/A | #N/A | [10 empty] | #N/A | #N/A | 0 | 0 |  | 0 | 0 |  | 0 |  | 0 | #N/A | 0
Office-Enclosed | Office-Enclosed537-1 | [7 empty] | n | [17 empty] | 537-1 |  | 4745 | [33 empty] | #N/A | #N/A | #N/A | #N/A |  | #N/A | #N/A |  | #N/A |  | #N/A | #N/A | 0
0
[18 empty] | Small_Hotel_Interior Lighting LPD |  | Small Hotel |  |  |  |  | Small Hotel
Highway Lodging Guest Rooms | Highway Lodging Guest Rooms | [8 empty] | n | [9 empty] | Highway Lodging Guest Rooms | 1.1 |  | 3588 | 27933 | Highway Lodging Guest Rooms | 0.75 |  | 3588 | 27933 | [27 empty] | 0
Highway Lodging Guest Rooms524 | Highway Lodging Guest Rooms529 | [8 empty] | n | [9 empty] | replacement costs are for lamps |  | 524 |  | 27933 |  |  | 529 |  | 27933 |  | 0.3851 | 10757.0452 |  | 0.26412 | 7377.6991 |  | 12299.3702 |  |  | 30434.1145 | 2.7457 | 3 | 0.13485 | 3766.8253 |  | 0.024909 | 695.783 |  | 3129.237 |  | 7591.8452 | 8294.8501 | #N/A | #N/A |  | #N/A | #N/A |  | #N/A |  |  | #N/A | #N/A | #N/A | #N/A | #N/A |  | #N/A | #N/A |  | #N/A |  | #N/A | #N/A | #N/A
Highway Lodging Guest Rooms520 | Highway Lodging Guest Rooms520 | [8 empty] | n | [11 empty] | 520 |  | 27933 |  |  | 520 |  | 27933 |  | #N/A | #N/A |  | #N/A | #N/A |  | #N/A |  |  | #N/A | #N/A | #N/A | #N/A | #N/A |  | #N/A | #N/A |  | #N/A |  | #N/A | #N/A | #N/A | #N/A |  | #N/A | #N/A |  | #N/A |  |  | #N/A | #N/A | #N/A | #N/A | #N/A |  | #N/A | #N/A |  | #N/A |  | #N/A | #N/A | #N/A
Highway Lodging Guest Rooms0 | Highway Lodging Guest Rooms0 | [8 empty] | n | [11 empty] | 0 |  | 27933 |  |  | 0 |  | 27933 |  | 0 | 0 |  | 0 | 0 |  | 0 |  |  | 0 | 0 | 0 | 0 | 0 |  | 0 | 0 |  | 0 |  | 0 | 0 | #N/A | #N/A |  | #N/A | #N/A |  | #N/A |  |  | #N/A | 0 | 0 | 0 | 0 |  | #N/A | #N/A |  | #N/A |  | #N/A | 0 | #N/A
Highway Lodging Guest Rooms | Highway Lodging Guest Rooms0 | [8 empty] | n | [16 empty] | 0 |  | 27933 | [23 empty] | #N/A | #N/A |  | #N/A | #N/A |  | #N/A |  |  | #N/A | 0 | 0 | 0 | 0 |  | #N/A | #N/A |  | #N/A |  | #N/A | 0 | #N/A
Highway Lodging Guest Rooms524 | Highway Lodging Guest Rooms529 | [8 empty] | n | [9 empty] | ballast replacement |  | 524 |  | 27933 |  |  | 529 |  | 27933 | [11 empty] | 13.7287 | 14 | 0 | 0 |  | 0 | 0 |  | 0 |  | 0 | 0 | [10 empty] | #N/A | #N/A | #N/A | #N/A |  | #N/A | #N/A |  | #N/A |  | #N/A | #N/A | 0
Highway Lodging Guest Rooms520 | Highway Lodging Guest Rooms520 | [8 empty] | n | [11 empty] | 520 |  | 27933 |  |  | 520 |  | 27933 | [11 empty] | #N/A | #N/A | #N/A | #N/A |  | #N/A | #N/A |  | #N/A |  | #N/A | #N/A | [10 empty] | #N/A | #N/A | #N/A | #N/A |  | #N/A | #N/A |  | #N/A |  | #N/A | #N/A | 0
Highway Lodging Guest Rooms0 | Highway Lodging Guest Rooms0 | [8 empty] | n | [11 empty] | 0 |  | 27933 |  |  | 0 |  | 27933 | [11 empty] | 0 | 0 | 0 | 0 |  | 0 | 0 |  | 0 |  | 0 | 0 | [10 empty] | #N/A | #N/A | 0 | 0 |  | 0 | 0 |  | 0 |  | 0 | #N/A | 0
Highway Lodging Guest Rooms | Highway Lodging Guest Rooms0 | [8 empty] | n | [16 empty] | 0 |  | 27933 | [33 empty] | #N/A | #N/A | 0 | 0 |  | 0 | 0 |  | 0 |  | 0 | #N/A | 0
Corridor/Transition | Corridor/Transition | [8 empty] | n | [9 empty] | Corridor/Transition | 0.6475 |  | 8760 | 5668 | Corridor/Transition | 0.74514 |  | 8760 | 5668 | [27 empty] | 0
Corridor/Transition530 | Corridor/Transition521 | [8 empty] | n | [9 empty] | replacement costs are for lamps |  | 530 |  | 5668 |  |  | 521 |  | 5668 |  | #N/A | #N/A |  | #N/A | #N/A |  | #N/A |  |  | #N/A | #N/A | #N/A | #N/A | #N/A |  | #N/A | #N/A |  | #N/A |  | #N/A | #N/A | #N/A | #N/A |  | #N/A | #N/A |  | #N/A |  |  | #N/A | #N/A | #N/A | #N/A | #N/A |  | #N/A | #N/A |  | #N/A |  | #N/A | #N/A | #N/A
Corridor/Transition537-2 | Corridor/Transition0 | [8 empty] | n | [11 empty] | 537-2 |  | 5668 |  |  | 0 |  | 5668 |  | #N/A | #N/A |  | #N/A | #N/A |  | #N/A |  |  | #N/A | #N/A | #N/A | #N/A | #N/A |  | #N/A | #N/A |  | #N/A |  | #N/A | #N/A | #N/A | #N/A |  | #N/A | #N/A |  | #N/A |  |  | #N/A | 0 | 0 | 0 | 0 |  | #N/A | #N/A |  | #N/A |  | #N/A | 0 | #N/A
Corridor/Transition0 | Corridor/Transition0 | [8 empty] | n | [11 empty] | 0 |  | 5668 |  |  | 0 |  | 5668 |  | 0 | 0 |  | 0 | 0 |  | 0 |  |  | 0 | 0 | 0 | 0 | 0 |  | 0 | 0 |  | 0 |  | 0 | 0 | #N/A | #N/A |  | #N/A | #N/A |  | #N/A |  |  | #N/A | 0 | 0 | 0 | 0 |  | #N/A | #N/A |  | #N/A |  | #N/A | 0 | #N/A
Corridor/Transition | Corridor/Transition527-2 | [8 empty] | n | [16 empty] | 0 |  | 5668 | [23 empty] | #N/A | #N/A |  | #N/A | #N/A |  | #N/A |  |  | #N/A | 0 | 0 | 0 | 0 |  | #N/A | #N/A |  | #N/A |  | #N/A | 0 | #N/A
Corridor/Transition530 | Corridor/Transition521 | [8 empty] | n | [9 empty] | ballast replacement |  | 530 |  | 5668 |  |  | 521 |  | 5668 | [11 empty] | #N/A | #N/A | #N/A | #N/A |  | #N/A | #N/A |  | #N/A |  | #N/A | #N/A | [10 empty] | #N/A | #N/A | #N/A | #N/A |  | #N/A | #N/A |  | #N/A |  | #N/A | #N/A | 0
Corridor/Transition537-2 | Corridor/Transition0 | [8 empty] | n | [11 empty] | 537-2 |  | 5668 |  |  | 0 |  | 5668 | [11 empty] | #N/A | #N/A | #N/A | #N/A |  | #N/A | #N/A |  | #N/A |  | #N/A | #N/A | [10 empty] | #N/A | #N/A | 0 | 0 |  | 0 | 0 |  | 0 |  | 0 | #N/A | 0
Corridor/Transition0 | Corridor/Transition0 | [8 empty] | n | [11 empty] | 0 |  | 5668 |  |  | 0 |  | 5668 | [11 empty] | 0 | 0 | 0 | 0 |  | 0 | 0 |  | 0 |  | 0 | 0 | [10 empty] | #N/A | #N/A | 0 | 0 |  | 0 | 0 |  | 0 |  | 0 | #N/A | 0
Corridor/Transition | Corridor/Transition527-2 | [8 empty] | n | [16 empty] | 0 |  | 5668 | [33 empty] | #N/A | #N/A | 0 | 0 |  | 0 | 0 |  | 0 |  | 0 | #N/A | 0
Stairway | Stairway | [8 empty] | n | [9 empty] | Stairway | 0.777 |  | 8760 | 1728 | Stairway | 0.77901 |  | 8760 | 1728
Stairway530 | Stairway530 | [8 empty] | n | [9 empty] | replacement costs are for lamps |  | 530 |  | 1728 |  |  | 530 |  | 1728 |  | #N/A | #N/A |  | #N/A | #N/A |  | #N/A |  |  | #N/A | #N/A | #N/A | #N/A | #N/A |  | #N/A | #N/A |  | #N/A |  | #N/A | #N/A | #N/A | #N/A |  | #N/A | #N/A |  | #N/A |  |  | #N/A | #N/A | #N/A | #N/A | #N/A |  | #N/A | #N/A |  | #N/A |  | #N/A | #N/A | #N/A
Stairway0 | Stairway602 | [8 empty] | n | [11 empty] | 0 |  | 1728 |  |  | 602 |  | 1728 |  | 0 | 0 |  | 0 | 0 |  | 0 |  |  | 0 | 0 | 0 | 0 | 0 |  | 0 | 0 |  | 0 |  | 0 | 0 | #N/A | #N/A |  | #N/A | #N/A |  | #N/A |  |  | #N/A | #N/A | #N/A | #N/A | #N/A |  | #N/A | #N/A |  | #N/A |  | #N/A | #N/A | #N/A
Stairway0 | Stairway0 | [8 empty] | n | [11 empty] | 0 |  | 1728 |  |  | 0 |  | 1728 |  | 0 | 0 |  | 0 | 0 |  | 0 |  |  | 0 | 0 | 0 | 0 | 0 |  | 0 | 0 |  | 0 |  | 0 | 0 | #N/A | #N/A |  | #N/A | #N/A |  | #N/A |  |  | #N/A | 0 | 0 | 0 | 0 |  | #N/A | #N/A |  | #N/A |  | #N/A | 0 | #N/A
Stairway | Stairway0 | [8 empty] | n | [16 empty] | 0 |  | 1728 | [23 empty] | #N/A | #N/A |  | #N/A | #N/A |  | #N/A |  |  | #N/A | 0 | 0 | 0 | 0 |  | #N/A | #N/A |  | #N/A |  | #N/A | 0 | #N/A
Stairway530 | Stairway530 | [8 empty] | n | [9 empty] | ballast replacement |  | 530 |  | 1728 |  |  | 530 |  | 1728 | [11 empty] | #N/A | #N/A | #N/A | #N/A |  | #N/A | #N/A |  | #N/A |  | #N/A | #N/A | [10 empty] | #N/A | #N/A | #N/A | #N/A |  | #N/A | #N/A |  | #N/A |  | #N/A | #N/A | 0
Stairway0 | Stairway602 | [8 empty] | n | [11 empty] | 0 |  | 1728 |  |  | 602 |  | 1728 | [11 empty] | 0 | 0 | 0 | 0 |  | 0 | 0 |  | 0 |  | 0 | 0 | [10 empty] | #N/A | #N/A | #N/A | #N/A |  | #N/A | #N/A |  | #N/A |  | #N/A | #N/A | 0
Stairway0 | Stairway0 | [8 empty] | n | [11 empty] | 0 |  | 1728 |  |  | 0 |  | 1728 | [11 empty] | 0 | 0 | 0 | 0 |  | 0 | 0 |  | 0 |  | 0 | 0 | [10 empty] | #N/A | #N/A | 0 | 0 |  | 0 | 0 |  | 0 |  | 0 | #N/A | 0
Stairway | Stairway0 | [8 empty] | n | [16 empty] | 0 |  | 1728 | [33 empty] | #N/A | #N/A | 0 | 0 |  | 0 | 0 |  | 0 |  | 0 | #N/A | 0
Lobby | Lobby - Hotel | [8 empty] | n | [9 empty] | Lobby - Hotel | 1.4245 |  | 7170 | 1755 | Lobby - Hotel | 1.1967 |  | 7170 | 1755
Lobby - Hotel535 | Lobby - Hotel572 | [8 empty] | n | [9 empty] | replacement costs are for lamps |  | 535 |  | 1755 |  |  | 572 |  | 1755 |  | #N/A | #N/A |  | #N/A | #N/A |  | #N/A |  |  | #N/A | #N/A | #N/A | #N/A | #N/A |  | #N/A | #N/A |  | #N/A |  | #N/A | #N/A | #N/A | #N/A |  | #N/A | #N/A |  | #N/A |  |  | #N/A | #N/A | #N/A | #N/A | #N/A |  | #N/A | #N/A |  | #N/A |  | #N/A | #N/A | #N/A
Lobby - Hotel572 | Lobby - Hotel0 | [8 empty] | n | [11 empty] | 572 |  | 1755 |  |  | 0 |  | 1755 |  | 0.48526 | 851.6306 |  | 1.0697 | 1877.2503 |  | 2222.2673 |  |  | 4951.1482 | 0.23339 | 1 | 0.37186 | 652.6116 |  | 0.40873 | 717.3233 |  | 1192.888 |  | 2562.8229 | 10980.9422 | #N/A | #N/A |  | #N/A | #N/A |  | #N/A |  |  | #N/A | 0 | 0 | 0 | 0 |  | #N/A | #N/A |  | #N/A |  | #N/A | 0 | #N/A
Lobby - Hotel524 | Lobby - Hotel0 | [8 empty] | n | [11 empty] | 524 |  | 1755 |  |  | 0 |  | 1755 |  | 0.35185 | 617.4931 |  | 0.24131 | 423.5065 |  | 706.0281 |  |  | 1747.0277 | 2.7457 | 3 | 0.12321 | 216.2293 |  | 0.022758 | 39.9404 |  | 179.6295 |  | 435.7992 | 476.1543 | #N/A | #N/A |  | #N/A | #N/A |  | #N/A |  |  | #N/A | 0 | 0 | 0 | 0 |  | #N/A | #N/A |  | #N/A |  | #N/A | 0 | #N/A
Lobby | Lobby - Hotel527-1 | [8 empty] | n | [16 empty] | 527-1 |  | 1755 | [23 empty] | #N/A | #N/A |  | #N/A | #N/A |  | #N/A |  |  | #N/A | #N/A |  | #N/A | #N/A |  | #N/A | #N/A |  | #N/A |  | #N/A | 0 | #N/A
Lobby - Hotel535 | Lobby - Hotel572 | [8 empty] | n | [9 empty] | ballast replacement |  | 535 |  | 1755 |  |  | 572 |  | 1755 | [11 empty] | #N/A | #N/A | #N/A | #N/A |  | #N/A | #N/A |  | #N/A |  | #N/A | #N/A | [10 empty] | #N/A | #N/A | #N/A | #N/A |  | #N/A | #N/A |  | #N/A |  | #N/A | #N/A | 0
Lobby - Hotel572 | Lobby - Hotel0 | [8 empty] | n | [11 empty] | 572 |  | 1755 |  |  | 0 |  | 1755 | [11 empty] | 0 | 0 | 0 | 0 |  | 0 | 0 |  | 0 |  | 0 | 0 | [10 empty] | #N/A | #N/A | 0 | 0 |  | 0 | 0 |  | 0 |  | 0 | #N/A | 0
Lobby - Hotel524 | Lobby - Hotel0 | [8 empty] | n | [11 empty] | 524 |  | 1755 |  |  | 0 |  | 1755 | [11 empty] | 13.7287 | 14 | 0 | 0 |  | 0 | 0 |  | 0 |  | 0 | 0 | [10 empty] | #N/A | #N/A | 0 | 0 |  | 0 | 0 |  | 0 |  | 0 | #N/A | 0
Lobby | Lobby - Hotel527-1 | [8 empty] | n | [16 empty] | 527-1 |  | 1755 | [33 empty] | #N/A |  | #N/A | #N/A |  | #N/A | #N/A |  | #N/A |  | #N/A | 0 | 0
Storage | Storage | [8 empty] | n | [9 empty] | Storage | 1.036 |  | 2148 | 1404 | Storage | 0.71127 |  | 2148 | 1404
Storage530 | Storage538 | [8 empty] | n | [9 empty] | replacement costs are for lamps |  | 530 |  | 1404 |  |  | 538 |  | 1404 |  | #N/A | #N/A |  | #N/A | #N/A |  | #N/A |  |  | #N/A | #N/A | #N/A | #N/A | #N/A |  | #N/A | #N/A |  | #N/A |  | #N/A | #N/A | #N/A | #N/A |  | #N/A | #N/A |  | #N/A |  |  | #N/A | #N/A | #N/A | #N/A | #N/A |  | #N/A | #N/A |  | #N/A |  | #N/A | #N/A | #N/A
Storage553 | Storage0 | [8 empty] | n | [11 empty] | 0 |  | 1404 |  |  | 0 |  | 1404 |  | 0 | 0 |  | 0 | 0 |  | 0 |  |  | 0 | 0 | 0 | 0 | 0 |  | 0 | 0 |  | 0 |  | 0 | 0 | #N/A | #N/A |  | #N/A | #N/A |  | #N/A |  |  | #N/A | 0 | 0 | 0 | 0 |  | #N/A | #N/A |  | #N/A |  | #N/A | 0 | #N/A
Storage0 | Storage0 | [8 empty] | n | [11 empty] | 0 |  | 1404 |  |  | 0 |  | 1404 |  | 0 | 0 |  | 0 | 0 |  | 0 |  |  | 0 | 0 | 0 | 0 | 0 |  | 0 | 0 |  | 0 |  | 0 | 0 | #N/A | #N/A |  | #N/A | #N/A |  | #N/A |  |  | #N/A | 0 | 0 | 0 | 0 |  | #N/A | #N/A |  | #N/A |  | #N/A | 0 | #N/A
Storage | Storage0 | [8 empty] | n | [16 empty] | 0 |  | 1404 | [23 empty] | #N/A | #N/A |  | #N/A | #N/A |  | #N/A |  |  | #N/A | 0 |  | 0 | 0 |  | #N/A | #N/A |  | #N/A |  | #N/A | 0 | #N/A
Storage530 | Storage538 | [8 empty] | n | [9 empty] | ballast replacement |  | 530 |  | 1404 |  |  | 538 |  | 1404 | [11 empty] | #N/A | #N/A | #N/A | #N/A |  | #N/A | #N/A |  | #N/A |  | #N/A | #N/A | [10 empty] | #N/A | #N/A | #N/A | #N/A |  | #N/A | #N/A |  | #N/A |  | #N/A | #N/A | 0
Storage553 | Storage0 | [8 empty] | n | [11 empty] | 0 |  | 1404 |  |  | 0 |  | 1404 | [11 empty] | 0 | 0 | 0 | 0 |  | 0 | 0 |  | 0 |  | 0 | 0 | [10 empty] | #N/A | #N/A | 0 | 0 |  | 0 | 0 |  | 0 |  | 0 | #N/A | 0
Storage0 | Storage0 | [8 empty] | n | [11 empty] | 0 |  | 1404 |  |  | 0 |  | 1404 | [11 empty] | 0 | 0 | 0 | 0 |  | 0 | 0 |  | 0 |  | 0 | 0 | [10 empty] | #N/A | #N/A | 0 | 0 |  | 0 | 0 |  | 0 |  | 0 | #N/A | 0
Storage | Storage0 | [8 empty] | n | [16 empty] | 0 |  | 1404 | [33 empty] | #N/A |  | 0 | 0 |  | 0 | 0 |  | 0 |  | 0 | 0 | 0
Office-Enclosed | Office-Enclosed | [8 empty] | n | [9 empty] | Office-Enclosed | 1.4245 |  | 5722 | 1404 | Office-Enclosed | 1.2532 |  | 5722 | 1404
Office-Enclosed535 | Office-Enclosed531 | [8 empty] | n | [9 empty] | replacement costs are for lamps |  | 535 |  | 1404 |  |  | 531 |  | 1404 |  | #N/A | #N/A |  | #N/A | #N/A |  | #N/A |  |  | #N/A | #N/A | #N/A | #N/A | #N/A |  | #N/A | #N/A |  | #N/A |  | #N/A | #N/A | #N/A | #N/A |  | #N/A | #N/A |  | #N/A |  |  | #N/A | #N/A | #N/A | #N/A | #N/A |  | #N/A | #N/A |  | #N/A |  | #N/A | #N/A | #N/A
Office-Enclosed539 | Office-Enclosed539 | [8 empty] | n | [11 empty] | 539 |  | 1404 |  |  | 539 |  | 1404 |  | #N/A | #N/A |  | #N/A | #N/A |  | #N/A |  |  | #N/A | #N/A | #N/A | #N/A | #N/A |  | #N/A | #N/A |  | #N/A |  | #N/A | #N/A | #N/A | #N/A |  | #N/A | #N/A |  | #N/A |  |  | #N/A | #N/A | #N/A | #N/A | #N/A |  | #N/A | #N/A |  | #N/A |  | #N/A | #N/A | #N/A
Office-Enclosed537-2 | Office-Enclosed0 | [8 empty] | n | [11 empty] | 537-2 |  | 1404 |  |  | 0 |  | 1404 |  | #N/A | #N/A |  | #N/A | #N/A |  | #N/A |  |  | #N/A | #N/A | #N/A | #N/A | #N/A |  | #N/A | #N/A |  | #N/A |  | #N/A | #N/A | #N/A | #N/A |  | #N/A | #N/A |  | #N/A |  |  | #N/A | 0 | 0 | 0 | 0 |  | #N/A | #N/A |  | #N/A |  | #N/A | 0 | #N/A
Office-Enclosed | Office-Enclosed537-1 | [8 empty] | n | [16 empty] | 537-1 |  | 1404 | [23 empty] | #N/A | #N/A |  | #N/A | #N/A |  | #N/A |  |  | #N/A | #N/A |  | #N/A | #N/A |  | #N/A | #N/A |  | #N/A |  | #N/A | 0 | #N/A
Office-Enclosed535 | Office-Enclosed531 | [8 empty] | n | [9 empty] | ballast replacement |  | 535 |  | 1404 |  |  | 531 |  | 1404 | [11 empty] | #N/A | #N/A | #N/A | #N/A |  | #N/A | #N/A |  | #N/A |  | #N/A | #N/A | [10 empty] | #N/A | #N/A | #N/A | #N/A |  | #N/A | #N/A |  | #N/A |  | #N/A | #N/A | 0
Office-Enclosed539 | Office-Enclosed539 | [8 empty] | n | [11 empty] | 539 |  | 1404 |  |  | 539 |  | 1404 | [11 empty] | #N/A | #N/A | #N/A | #N/A |  | #N/A | #N/A |  | #N/A |  | #N/A | #N/A | [10 empty] | #N/A | #N/A | #N/A | #N/A |  | #N/A | #N/A |  | #N/A |  | #N/A | #N/A | 0
Office-Enclosed537-2 | Office-Enclosed0 | [8 empty] | n | [11 empty] | 537-2 |  | 1404 |  |  | 0 |  | 1404 | [11 empty] | #N/A | #N/A | #N/A | #N/A |  | #N/A | #N/A |  | #N/A |  | #N/A | #N/A | [10 empty] | #N/A | #N/A | 0 | 0 |  | 0 | 0 |  | 0 |  | 0 | #N/A | 0
Office-Enclosed | Office-Enclosed537-1 | [8 empty] | n | [16 empty] | 537-1 |  | 1404 | [33 empty] | #N/A |  | #N/A | #N/A |  | #N/A | #N/A |  | #N/A |  | #N/A | 0 | 0
Hospital - Laundry-washing | Hospital - Laundry-washing | [8 empty] | n | [9 empty] | Hospital - Laundry/Washing | 0.777 |  | 3276 | 1053 | Hospital - Laundry/Washing | 0.6774 |  | 3276 | 1053
Hospital - Laundry-washing530 | Hospital - Laundry-washing530 | [8 empty] | n | [9 empty] | replacement costs are for lamps |  | 530 |  | 1053 |  |  | 530 |  | 1053 |  | #N/A | #N/A |  | #N/A | #N/A |  | #N/A |  |  | #N/A | #N/A | #N/A | #N/A | #N/A |  | #N/A | #N/A |  | #N/A |  | #N/A | #N/A | #N/A | #N/A |  | #N/A | #N/A |  | #N/A |  |  | #N/A | #N/A | #N/A | #N/A | #N/A |  | #N/A | #N/A |  | #N/A |  | #N/A | #N/A | #N/A
Hospital - Laundry-washing0 | Hospital - Laundry-washing0 | [8 empty] | n | [11 empty] | 0 |  | 1053 |  |  | 0 |  | 1053 |  | 0 | 0 |  | 0 | 0 |  | 0 |  |  | 0 | 0 | 0 | 0 | 0 |  | 0 | 0 |  | 0 |  | 0 | 0 | #N/A | #N/A |  | #N/A | #N/A |  | #N/A |  |  | #N/A | 0 | 0 | 0 | 0 |  | #N/A | #N/A |  | #N/A |  | #N/A | 0 | #N/A
Hospital - Laundry-washing0 | Hospital - Laundry-washing0 | [8 empty] | n | [11 empty] | 0 |  | 1053 |  |  | 0 |  | 1053 |  | 0 | 0 |  | 0 | 0 |  | 0 |  |  | 0 | 0 | 0 | 0 | 0 |  | 0 | 0 |  | 0 |  | 0 | 0 | #N/A | #N/A |  | #N/A | #N/A |  | #N/A |  |  | #N/A | 0 | 0 | 0 | 0 |  | #N/A | #N/A |  | #N/A |  | #N/A | 0 | #N/A
Hospital - Laundry-washing | Hospital - Laundry-washing0 | [8 empty] | n | [16 empty] | 0 |  | 1053 | [23 empty] | #N/A | #N/A |  | #N/A | #N/A |  | #N/A |  |  | #N/A | 0 |  | 0 | 0 |  | #N/A | #N/A |  | #N/A |  | #N/A | 0 | #N/A
Hospital - Laundry-washing530 | Hospital - Laundry-washing530 | [8 empty] | n | [9 empty] | ballast replacement |  | 530 |  | 1053 |  |  | 530 |  | 1053 | [11 empty] | #N/A | #N/A | #N/A | #N/A |  | #N/A | #N/A |  | #N/A |  | #N/A | #N/A | [10 empty] | #N/A | #N/A | #N/A | #N/A |  | #N/A | #N/A |  | #N/A |  | #N/A | #N/A | 0
Hospital - Laundry-washing0 | Hospital - Laundry-washing0 | [8 empty] | n | [11 empty] | 0 |  | 1053 |  |  | 0 |  | 1053 | [11 empty] | 0 | 0 | 0 | 0 |  | 0 | 0 |  | 0 |  | 0 | 0 | [10 empty] | #N/A | #N/A | 0 | 0 |  | 0 | 0 |  | 0 |  | 0 | #N/A | 0
Hospital - Laundry-washing0 | Hospital - Laundry-washing0 | [8 empty] | n | [11 empty] | 0 |  | 1053 |  |  | 0 |  | 1053 | [11 empty] | 0 | 0 | 0 | 0 |  | 0 | 0 |  | 0 |  | 0 | 0 | [10 empty] | #N/A | #N/A | 0 | 0 |  | 0 | 0 |  | 0 |  | 0 | #N/A | 0
Hospital - Laundry-washing | Hospital - Laundry-washing0 | [8 empty] | n | [16 empty] | 0 |  | 1053 | [33 empty] | #N/A |  | 0 | 0 |  | 0 | 0 |  | 0 |  | 0 | 0 | 0
Conference/Meeting/Multipurpose | Conference/Meeting/Multipurpose | [8 empty] | n | [9 empty] | Conference/Meeting/Multipurpose | 1.6835 |  | 4386 | 864 | Conference/Meeting/Multipurpose | 1.3887 |  | 4386 | 864
Conference/Meeting/Multipurpose535 | Conference/Meeting/Multipurpose535 | [8 empty] | n | [9 empty] | replacement costs are for lamps |  | 535 |  | 864 |  |  | 535 |  | 864 |  | #N/A | #N/A |  | #N/A | #N/A |  | #N/A |  |  | #N/A | #N/A | #N/A | #N/A | #N/A |  | #N/A | #N/A |  | #N/A |  | #N/A | #N/A | #N/A | #N/A |  | #N/A | #N/A |  | #N/A |  |  | #N/A | #N/A | #N/A | #N/A | #N/A |  | #N/A | #N/A |  | #N/A |  | #N/A | #N/A | #N/A
Conference/Meeting/Multipurpose537-1 | Conference/Meeting/Multipurpose511 | [8 empty] | n | [11 empty] | 537-1 |  | 864 |  |  | 511 |  | 864 |  | 1.8348 | 1585.2851 |  | 1.0895 | 941.3444 |  | 1671.6959 |  |  | 4198.3254 | 9.8847 | 10 | 0.059348 | 51.2765 |  | 0.096847 | 83.6761 |  | 123.5117 |  | 258.4643 | 261.4797 | #N/A | #N/A |  | #N/A | #N/A |  | #N/A |  |  | #N/A | #N/A | #N/A | #N/A | #N/A |  | #N/A | #N/A |  | #N/A |  | #N/A | #N/A | #N/A
Conference/Meeting/Multipurpose511 | Conference/Meeting/Multipurpose0 | [8 empty] | n | [11 empty] | 511 |  | 864 |  |  | 0 |  | 864 |  | 0.21663 | 187.1648 |  | 0.35929 | 310.427 |  | 389.7773 |  |  | 887.3691 | 1.1532 | 2 | 0.1249 | 107.9176 |  | 0.017001 | 14.6885 |  | 83.9314 |  | 206.5374 | 358.1949 | #N/A | #N/A |  | #N/A | #N/A |  | #N/A |  |  | #N/A | 0 | 0 | 0 | 0 |  | #N/A | #N/A |  | #N/A |  | #N/A | 0 | #N/A
Conference/Meeting/Multipurpose | Conference/Meeting/Multipurpose527-1 | [8 empty] | n | [18 empty] | 864 | [23 empty] | #N/A | #N/A |  | #N/A | #N/A |  | #N/A |  |  | #N/A | #N/A |  | #N/A | #N/A |  | #N/A | #N/A |  | #N/A |  | #N/A | 0 | #N/A
Conference/Meeting/Multipurpose535 | Conference/Meeting/Multipurpose535 | [8 empty] | n | [9 empty] | ballast replacement |  | 535 |  | 864 |  |  | 535 |  | 864 | [11 empty] | #N/A | #N/A | #N/A | #N/A |  | #N/A | #N/A |  | #N/A |  | #N/A | #N/A | [10 empty] | #N/A | #N/A | #N/A | #N/A |  | #N/A | #N/A |  | #N/A |  | #N/A | #N/A | 0
Conference/Meeting/Multipurpose537-1 | Conference/Meeting/Multipurpose511 | [8 empty] | n | [11 empty] | 537-1 |  | 864 |  |  | 511 |  | 864 | [11 empty] | 13.7287 | 14 | 0.53147 | 459.1924 |  | 1.0895 | 941.3444 |  | 1315.4434 |  | 2715.9802 | 2769.6479 | [10 empty] | #N/A | #N/A | #N/A | #N/A |  | #N/A | #N/A |  | #N/A |  | #N/A | #N/A | 0
Conference/Meeting/Multipurpose511 | Conference/Meeting/Multipurpose0 | [8 empty] | n | [11 empty] | 511 |  | 864 |  |  | 0 |  | 864 | [11 empty] | 0 | 0 | 0 | 0 |  | 0 | 0 |  | 0 |  | 0 | 0 | [10 empty] | #N/A | #N/A | 0 | 0 |  | 0 | 0 |  | 0 |  | 0 | #N/A | 0
Conference/Meeting/Multipurpose | Conference/Meeting/Multipurpose527-1 | [8 empty] | n | [16 empty] | 527-1 |  | 864 | [33 empty] | #N/A |  | #N/A | #N/A |  | #N/A | #N/A |  | #N/A |  | #N/A | 0 | 0
Restrooms | Restrooms | [8 empty] | n | [9 empty] | Restrooms | 1.1655 |  | 8760 | 351 | Restrooms | 1.1064 |  | 8760 | 351
Restrooms521 | Restrooms604 | [8 empty] | n | [9 empty] | replacement costs are for lamps |  | 521 |  | 351 |  |  | 604 |  | 351 |  | #N/A | #N/A |  | #N/A | #N/A |  | #N/A |  |  | #N/A | #N/A | #N/A | #N/A | #N/A |  | #N/A | #N/A |  | #N/A |  | #N/A | #N/A | #N/A | #N/A |  | #N/A | #N/A |  | #N/A |  |  | #N/A | #N/A | #N/A | #N/A | #N/A |  | #N/A | #N/A |  | #N/A |  | #N/A | #N/A | #N/A
Restrooms537-1 | Restrooms520 | [8 empty] | n | [11 empty] | 537-1 |  | 351 |  |  | 520 |  | 351 |  | 1.6542 | 580.6361 |  | 0.98229 | 344.7825 |  | 612.2855 |  |  | 1537.7041 | 9.8847 | 10 | 0.053507 | 18.7808 |  | 0.087315 | 30.6477 |  | 45.2382 |  | 94.6667 | 95.7712 | #N/A | #N/A |  | #N/A | #N/A |  | #N/A |  |  | #N/A | #N/A | #N/A | #N/A | #N/A |  | #N/A | #N/A |  | #N/A |  | #N/A | #N/A | #N/A
Restrooms524 | Restrooms0 | [8 empty] | n | [11 empty] | 524 |  | 351 |  |  | 0 |  | 351 |  | 0.42034 | 147.54 |  | 0.28829 | 101.19 |  | 168.694 |  |  | 417.4241 | 2.7457 | 3 | 0.14719 | 51.6645 |  | 0.027188 | 9.5431 |  | 42.9196 |  | 104.1272 | 113.7694 | #N/A | #N/A |  | #N/A | #N/A |  | #N/A |  |  | #N/A | 0 | 0 | 0 | 0 |  | #N/A | #N/A |  | #N/A |  | #N/A | 0 | #N/A
Restrooms | Restrooms534-2 | [8 empty] | n | [16 empty] | 534-2 |  | 351 | [23 empty] | #N/A | #N/A |  | #N/A | #N/A |  | #N/A |  |  | #N/A | #N/A |  | #N/A | #N/A |  | #N/A | #N/A |  | #N/A |  | #N/A | 0 | #N/A
Restrooms521 | Restrooms604 | [8 empty] | n | [9 empty] | ballast replacement |  | 521 |  | 351 |  |  | 604 |  | 351 | [11 empty] | #N/A | #N/A | #N/A | #N/A |  | #N/A | #N/A |  | #N/A |  | #N/A | #N/A | [10 empty] | #N/A | #N/A | #N/A | #N/A |  | #N/A | #N/A |  | #N/A |  | #N/A | #N/A | 0
Restrooms537-1 | Restrooms520 | [8 empty] | n | [11 empty] | 537-1 |  | 351 |  |  | 520 |  | 351 | [11 empty] | 13.7287 | 14 | 0.47916 | 168.1866 |  | 0.98229 | 344.7825 |  | 481.8023 |  | 994.7714 | 1014.4281 | [10 empty] | #N/A | #N/A | #N/A | #N/A |  | #N/A | #N/A |  | #N/A |  | #N/A | #N/A | 0
Restrooms524 | Restrooms0 | [8 empty] | n | [11 empty] | 524 |  | 351 |  |  | 0 |  | 351 | [11 empty] | 13.7287 | 14 | 0 | 0 |  | 0 | 0 |  | 0 |  | 0 | 0 | [10 empty] | #N/A | #N/A | 0 | 0 |  | 0 | 0 |  | 0 |  | 0 | #N/A | 0
Restrooms | Restrooms534-2 | [8 empty] | n | [16 empty] | 534-2 |  | 351 | [33 empty] | #N/A |  | #N/A | #N/A |  | #N/A | #N/A |  | #N/A |  | #N/A | 0 | 0
Gymnasium/Fitness-Fitness Area | Gymnasium/Fitness-Fitness Area | [8 empty] | n | [9 empty] | Gymnasium/Fitness-Fitness Area | 1.1655 |  | 5824 | 351 | Gymnasium/Fitness-Fitness Area | 0.81288 |  | 5824 | 351
Gymnasium/Fitness-Fitness Area535 | Gymnasium/Fitness-Fitness Area535 | [8 empty] | n | [9 empty] | replacement costs are for lamps |  | 535 |  | 351 |  |  | 535 |  | 351 |  | #N/A | #N/A |  | #N/A | #N/A |  | #N/A |  |  | #N/A | #N/A | #N/A | #N/A | #N/A |  | #N/A | #N/A |  | #N/A |  | #N/A | #N/A | #N/A | #N/A |  | #N/A | #N/A |  | #N/A |  |  | #N/A | #N/A | #N/A | #N/A | #N/A |  | #N/A | #N/A |  | #N/A |  | #N/A | #N/A | #N/A
Gymnasium/Fitness-Fitness Area0 | Gymnasium/Fitness-Fitness Area0 | [8 empty] | n | [11 empty] | 0 |  | 351 |  |  | 0 |  | 351 |  | 0 | 0 |  | 0 | 0 |  | 0 |  |  | 0 | 0 | 0 | 0 | 0 |  | 0 | 0 |  | 0 |  | 0 | 0 | #N/A | #N/A |  | #N/A | #N/A |  | #N/A |  |  | #N/A | 0 | 0 | 0 | 0 |  | #N/A | #N/A |  | #N/A |  | #N/A | 0 | #N/A
Gymnasium/Fitness-Fitness Area0 | Gymnasium/Fitness-Fitness Area0 | [8 empty] | n | [11 empty] | 0 |  | 351 |  |  | 0 |  | 351 |  | 0 | 0 |  | 0 | 0 |  | 0 |  |  | 0 | 0 | 0 | 0 | 0 |  | 0 | 0 |  | 0 |  | 0 | 0 | #N/A | #N/A |  | #N/A | #N/A |  | #N/A |  |  | #N/A | 0 | 0 | 0 | 0 |  | #N/A | #N/A |  | #N/A |  | #N/A | 0 | #N/A
Gymnasium/Fitness-Fitness Area | Gymnasium/Fitness-Fitness Area0 | [8 empty] | n | [16 empty] | 0 |  | 351 | [23 empty] | #N/A | #N/A |  | #N/A | #N/A |  | #N/A |  |  | #N/A | 0 |  | 0 | 0 |  | #N/A | #N/A |  | #N/A |  | #N/A | 0 | #N/A
Gymnasium/Fitness-Fitness Area535 | Gymnasium/Fitness-Fitness Area535 | [8 empty] | n | [9 empty] | ballast replacement |  | 535 |  | 351 |  |  | 535 |  | 351 | [11 empty] | #N/A | #N/A | #N/A | #N/A |  | #N/A | #N/A |  | #N/A |  | #N/A | #N/A | [10 empty] | #N/A | #N/A | #N/A | #N/A |  | #N/A | #N/A |  | #N/A |  | #N/A | #N/A | 0
Gymnasium/Fitness-Fitness Area0 | Gymnasium/Fitness-Fitness Area0 | [8 empty] | n | [11 empty] | 0 |  | 351 |  |  | 0 |  | 351 | [11 empty] | 0 | 0 | 0 | 0 |  | 0 | 0 |  | 0 |  | 0 | 0 | [10 empty] | #N/A | #N/A | 0 | 0 |  | 0 | 0 |  | 0 |  | 0 | #N/A | 0
Gymnasium/Fitness-Fitness Area0 | Gymnasium/Fitness-Fitness Area0 | [8 empty] | n | [11 empty] | 0 |  | 351 |  |  | 0 |  | 351 | [11 empty] | 0 | 0 | 0 | 0 |  | 0 | 0 |  | 0 |  | 0 | 0 | [10 empty] | #N/A | #N/A | 0 | 0 |  | 0 | 0 |  | 0 |  | 0 | #N/A | 0
Gymnasium/Fitness-Fitness Area | Gymnasium/Fitness-Fitness Area0 | [8 empty] | n | [16 empty] | 0 |  | 351 | [33 empty] | #N/A |  | 0 | 0 |  | 0 | 0 |  | 0 |  | 0 | 0 | 0
Lounge/Recreation - Breakroom | Lounge/Recreation - Breakroom | [8 empty] | n | [9 empty] | Lounge/Recreation - Break room | 1.554 |  | 4128 | 351 | Lounge/Recreation - Break room | 0.82417 |  | 4128 | 351
Lounge/Recreation - Breakroom537-1 | Lounge/Recreation - Breakroom521 | [8 empty] | n | [9 empty] | replacement costs are for lamps |  | 537-1 |  | 351 |  |  | 521 |  | 351 |  | 1.8355 | 644.2561 |  | 1.0899 | 382.5601 |  | 679.3732 |  |  | 1706.1894 | 9.8847 | 10 | 0.059369 | 20.8386 |  | 0.096883 | 34.0058 |  | 50.1949 |  | 105.0393 | 106.2647 | #N/A | #N/A |  | #N/A | #N/A |  | #N/A |  |  | #N/A | #N/A | #N/A | #N/A | #N/A |  | #N/A | #N/A |  | #N/A |  | #N/A | #N/A | #N/A
Lounge/Recreation - Breakroom572 | Lounge/Recreation - Breakroom0 | [8 empty] | n | [11 empty] | 0 |  | 351 |  |  | 0 |  | 351 |  | 0 | 0 |  | 0 | 0 |  | 0 |  |  | 0 | 0 | 0 | 0 | 0 |  | 0 | 0 |  | 0 |  | 0 | 0 | #N/A | #N/A |  | #N/A | #N/A |  | #N/A |  |  | #N/A | 0 | 0 | 0 | 0 |  | #N/A | #N/A |  | #N/A |  | #N/A | 0 | #N/A
Lounge/Recreation - Breakroom521 | Lounge/Recreation - Breakroom0 | [8 empty] | n | [11 empty] | 521 |  | 351 |  |  | 0 |  | 351 |  | #N/A | #N/A |  | #N/A | #N/A |  | #N/A |  |  | #N/A | #N/A | #N/A | #N/A | #N/A |  | #N/A | #N/A |  | #N/A |  | #N/A | #N/A | #N/A | #N/A |  | #N/A | #N/A |  | #N/A |  |  | #N/A | 0 | 0 | 0 | 0 |  | #N/A | #N/A |  | #N/A |  | #N/A | 0 | #N/A
Lounge/Recreation - Breakroom | Lounge/Recreation - Breakroom527-2 | [8 empty] | n | [16 empty] | 527-2 |  | 351 | [23 empty] | #N/A | #N/A |  | #N/A | #N/A |  | #N/A |  |  | #N/A | #N/A |  | #N/A | #N/A |  | #N/A | #N/A |  | #N/A |  | #N/A | 0 | #N/A
Lounge/Recreation - Breakroom537-1 | Lounge/Recreation - Breakroom521 | [8 empty] | n | [9 empty] | ballast replacement |  | 537-1 |  | 351 |  |  | 521 |  | 351 | [11 empty] | 13.7287 | 14 | 0.53167 | 186.6147 |  | 1.0899 | 382.5601 |  | 534.5931 |  | 1103.7679 | 1125.5783 | [10 empty] | #N/A | #N/A | #N/A | #N/A |  | #N/A | #N/A |  | #N/A |  | #N/A | #N/A | 0
Lounge/Recreation - Breakroom572 | Lounge/Recreation - Breakroom0 | [8 empty] | n | [11 empty] | 0 |  | 351 |  |  | 0 |  | 351 | [11 empty] | 0 | 0 | 0 | 0 |  | 0 | 0 |  | 0 |  | 0 | 0 | [10 empty] | #N/A | #N/A | 0 | 0 |  | 0 | 0 |  | 0 |  | 0 | #N/A | 0
Lounge/Recreation - Breakroom521 | Lounge/Recreation - Breakroom0 | [8 empty] | n | [11 empty] | 521 |  | 351 |  |  | 0 |  | 351 | [11 empty] | #N/A | #N/A | #N/A | #N/A |  | #N/A | #N/A |  | #N/A |  | #N/A | #N/A | [10 empty] | #N/A | #N/A | 0 | 0 |  | 0 | 0 |  | 0 |  | 0 | #N/A | 0
Lounge/Recreation - Breakroom | Lounge/Recreation - Breakroom527-2 | [8 empty] | n | [16 empty] | 527-2 |  | 351 | [33 empty] | #N/A |  | #N/A | #N/A |  | #N/A | #N/A |  | #N/A |  | #N/A | 0 | 0
Electrical/Mechanical | Electrical/Mechanical | [8 empty] | n | [9 empty] | Electrical/Mechanical | 1.9425 |  | 2148 | 351 | Electrical/Mechanical | 1.0725 |  | 2148 | 351
Electrical/Mechanical538 | Electrical/Mechanical538 | [8 empty] | n | [9 empty] | replacement costs are for lamps |  | 538 |  | 351 |  |  | 538 |  | 351 |  | #N/A | #N/A |  | #N/A | #N/A |  | #N/A |  |  | #N/A | #N/A | #N/A | #N/A | #N/A |  | #N/A | #N/A |  | #N/A |  | #N/A | #N/A | #N/A | #N/A |  | #N/A | #N/A |  | #N/A |  |  | #N/A | #N/A | #N/A | #N/A | #N/A |  | #N/A | #N/A |  | #N/A |  | #N/A | #N/A | #N/A
Electrical/Mechanical0 | Electrical/Mechanical0 | [8 empty] | n | [11 empty] | 0 |  | 351 |  |  | 0 |  | 351 |  | 0 | 0 |  | 0 | 0 |  | 0 |  |  | 0 | 0 | 0 | 0 | 0 |  | 0 | 0 |  | 0 |  | 0 | 0 | #N/A | #N/A |  | #N/A | #N/A |  | #N/A |  |  | #N/A | 0 | 0 | 0 | 0 |  | #N/A | #N/A |  | #N/A |  | #N/A | 0 | #N/A
Electrical/Mechanical0 | Electrical/Mechanical0 | [8 empty] | n | [11 empty] | 0 |  | 351 |  |  | 0 |  | 351 |  | 0 | 0 |  | 0 | 0 |  | 0 |  |  | 0 | 0 | 0 | 0 | 0 |  | 0 | 0 |  | 0 |  | 0 | 0 | #N/A | #N/A |  | #N/A | #N/A |  | #N/A |  |  | #N/A | 0 | 0 | 0 | 0 |  | #N/A | #N/A |  | #N/A |  | #N/A | 0 | #N/A
Electrical/Mechanical | Electrical/Mechanical0 | [8 empty] | n | [16 empty] | 0 |  | 351 | [23 empty] | #N/A | #N/A |  | #N/A | #N/A |  | #N/A |  |  | #N/A | 0 |  | 0 | 0 |  | #N/A | #N/A |  | #N/A |  | #N/A | 0 | #N/A
Electrical/Mechanical538 | Electrical/Mechanical538 | [8 empty] | n | [9 empty] | ballast replacement |  | 538 |  | 351 |  |  | 538 |  | 351 | [11 empty] | #N/A | #N/A | #N/A | #N/A |  | #N/A | #N/A |  | #N/A |  | #N/A | #N/A | [10 empty] | #N/A | #N/A | #N/A | #N/A |  | #N/A | #N/A |  | #N/A |  | #N/A | #N/A | 0
Electrical/Mechanical0 | Electrical/Mechanical0 | [8 empty] | n | [11 empty] | 0 |  | 351 |  |  | 0 |  | 351 | [11 empty] | 0 | 0 | 0 | 0 |  | 0 | 0 |  | 0 |  | 0 | 0 | [10 empty] | #N/A | #N/A | 0 | 0 |  | 0 | 0 |  | 0 |  | 0 | #N/A | 0
Electrical/Mechanical0 | Electrical/Mechanical0 | [8 empty] | n | [11 empty] | 0 |  | 351 |  |  | 0 |  | 351 | [11 empty] | 0 | 0 | 0 | 0 |  | 0 | 0 |  | 0 |  | 0 | 0 | [10 empty] | #N/A | #N/A | 0 | 0 |  | 0 | 0 |  | 0 |  | 0 | #N/A | 0
Electrical/Mechanical | Electrical/Mechanical0 | [8 empty] | n | [16 empty] | 0 |  | 351 | [33 empty] | #N/A |  | 0 | 0 |  | 0 | 0 |  | 0 |  | 0 | 0 | 0
[18 empty] | Mid-rise Apartment_Interior Lighting LPD |  | Mid-rise Apartment |  |  |  |  | Mid-rise Apartment
Office-Enclosed | Office-Enclosed | [9 empty] | n | [8 empty] | Office-Enclosed | 1.2166 |  | 3231 | 950 | Office-Enclosed | 0.86802 |  | 3231 | 950
Office-Enclosed535 | Office-Enclosed531 | [9 empty] | n | [8 empty] | replacement costs are for lamps |  | 535 |  | 950 |  |  | 531 |  | 950 |  | #N/A | #N/A |  | #N/A | #N/A |  | #N/A |  |  | #N/A | #N/A | #N/A | #N/A | #N/A |  | #N/A | #N/A |  | #N/A |  | #N/A | #N/A | #N/A | #N/A |  | #N/A | #N/A |  | #N/A |  |  | #N/A | #N/A | #N/A | #N/A | #N/A |  | #N/A | #N/A |  | #N/A |  | #N/A | #N/A | #N/A
Office-Enclosed539 | Office-Enclosed539 | [9 empty] | n | [10 empty] | 539 |  | 950 |  |  | 539 |  | 950 |  | #N/A | #N/A |  | #N/A | #N/A |  | #N/A |  |  | #N/A | #N/A | #N/A | #N/A | #N/A |  | #N/A | #N/A |  | #N/A |  | #N/A | #N/A | #N/A | #N/A |  | #N/A | #N/A |  | #N/A |  |  | #N/A | #N/A | #N/A | #N/A | #N/A |  | #N/A | #N/A |  | #N/A |  | #N/A | #N/A | #N/A
Office-Enclosed537-2 | Office-Enclosed0 | [9 empty] | n | [10 empty] | 537-2 |  | 950 |  |  | 0 |  | 950 |  | #N/A | #N/A |  | #N/A | #N/A |  | #N/A |  |  | #N/A | #N/A | #N/A | #N/A | #N/A |  | #N/A | #N/A |  | #N/A |  | #N/A | #N/A | #N/A | #N/A |  | #N/A | #N/A |  | #N/A |  |  | #N/A | 0 | 0 | 0 | 0 |  | #N/A | #N/A |  | #N/A |  | #N/A | 0 | #N/A
Office-Enclosed | Office-Enclosed537-1 | [9 empty] | n | [15 empty] | 537-1 |  | 950 | [23 empty] | #N/A | #N/A |  | #N/A | #N/A |  | #N/A |  |  | #N/A | #N/A | #N/A | #N/A | #N/A |  | #N/A | #N/A |  | #N/A |  | #N/A | #N/A | #N/A
Office-Enclosed535 | Office-Enclosed531 | [9 empty] | n | [8 empty] | ballast replacement |  | 535 |  | 950 |  |  | 531 |  | 950 | [11 empty] | #N/A | #N/A | #N/A | #N/A |  | #N/A | #N/A |  | #N/A |  | #N/A | #N/A | [10 empty] | #N/A | #N/A | #N/A | #N/A |  | #N/A | #N/A |  | #N/A |  | #N/A | #N/A | 0
Office-Enclosed539 | Office-Enclosed539 | [9 empty] | n | [10 empty] | 539 |  | 950 |  |  | 539 |  | 950 | [11 empty] | #N/A | #N/A | #N/A | #N/A |  | #N/A | #N/A |  | #N/A |  | #N/A | #N/A | [10 empty] | #N/A | #N/A | #N/A | #N/A |  | #N/A | #N/A |  | #N/A |  | #N/A | #N/A | 0
Office-Enclosed537-2 | Office-Enclosed0 | [9 empty] | n | [10 empty] | 537-2 |  | 950 |  |  | 0 |  | 950 | [11 empty] | #N/A | #N/A | #N/A | #N/A |  | #N/A | #N/A |  | #N/A |  | #N/A | #N/A | [10 empty] | #N/A | #N/A | 0 | 0 |  | 0 | 0 |  | 0 |  | 0 | #N/A | 0
Office-Enclosed | Office-Enclosed537-1 | [9 empty] | n | [15 empty] | 537-1 |  | 950 | [33 empty] | #N/A |  | #N/A | #N/A |  | #N/A | #N/A |  | #N/A |  | #N/A | 0 | 0
Corridor/Transition | Corridor/Transition | [9 empty] | n | [8 empty] | Corridor/Transition | 0.553 |  | 8760 | 3345 | Corridor/Transition | 0.51612 |  | 8760 | 3345
Corridor/Transition530 | Corridor/Transition521 | [9 empty] | n | [8 empty] | replacement costs are for lamps |  | 530 |  | 3345 |  |  | 521 |  | 3345 |  | #N/A | #N/A |  | #N/A | #N/A |  | #N/A |  |  | #N/A | #N/A | #N/A | #N/A | #N/A |  | #N/A | #N/A |  | #N/A |  | #N/A | #N/A | #N/A | #N/A |  | #N/A | #N/A |  | #N/A |  |  | #N/A | #N/A | #N/A | #N/A | #N/A |  | #N/A | #N/A |  | #N/A |  | #N/A | #N/A | #N/A
Corridor/Transition537-2 | Corridor/Transition0 | [9 empty] | n | [10 empty] | 537-2 |  | 3345 |  |  | 0 |  | 3345 |  | #N/A | #N/A |  | #N/A | #N/A |  | #N/A |  |  | #N/A | #N/A | #N/A | #N/A | #N/A |  | #N/A | #N/A |  | #N/A |  | #N/A | #N/A | #N/A | #N/A |  | #N/A | #N/A |  | #N/A |  |  | #N/A | 0 | 0 | 0 | 0 |  | #N/A | #N/A |  | #N/A |  | #N/A | 0 | #N/A
Corridor/Transition0 | Corridor/Transition0 | [9 empty] | n | [10 empty] | 0 |  | 3345 |  |  | 0 |  | 3345 |  | 0 | 0 |  | 0 | 0 |  | 0 |  |  | 0 | 0 | 0 | 0 | 0 |  | 0 | 0 |  | 0 |  | 0 | 0 | #N/A | #N/A |  | #N/A | #N/A |  | #N/A |  |  | #N/A | 0 | 0 | 0 | 0 |  | #N/A | #N/A |  | #N/A |  | #N/A | 0 | #N/A
| Corridor/Transition527-2 | [9 empty] | n | [15 empty] | 0 |  | 3345 | [23 empty] | #N/A | #N/A |  | #N/A | #N/A |  | #N/A |  |  | #N/A | 0 | 0 | 0 | 0 |  | #N/A | #N/A |  | #N/A |  | #N/A | 0 | #N/A
Corridor/Transition530 | Corridor/Transition521 | [9 empty] | n | [8 empty] | ballast replacement |  | 530 |  | 3345 |  |  | 521 |  | 3345 | [11 empty] | #N/A | #N/A | #N/A | #N/A |  | #N/A | #N/A |  | #N/A |  | #N/A | #N/A | [10 empty] | #N/A | #N/A | #N/A | #N/A |  | #N/A | #N/A |  | #N/A |  | #N/A | #N/A | 0
Corridor/Transition537-2 | Corridor/Transition0 | [9 empty] | n | [10 empty] | 537-2 |  | 3345 |  |  | 0 |  | 3345 | [11 empty] | #N/A | #N/A | #N/A | #N/A |  | #N/A | #N/A |  | #N/A |  | #N/A | #N/A | [10 empty] | #N/A | #N/A | 0 | 0 |  | 0 | 0 |  | 0 |  | 0 | #N/A | 0
Corridor/Transition0 | Corridor/Transition0 | [9 empty] | n | [10 empty] | 0 |  | 3345 |  |  | 0 |  | 3345 | [11 empty] | 0 | 0 | 0 | 0 |  | 0 | 0 |  | 0 |  | 0 | 0 | [10 empty] | #N/A | #N/A | 0 | 0 |  | 0 | 0 |  | 0 |  | 0 | #N/A | 0
| Corridor/Transition527-2 | [9 empty] | n | [12 empty] | 2508 |  |  | 0 |  | 3345 | [33 empty] | #N/A | #N/A | 0 | 0 |  | 0 | 0 |  | 0 |  | 0 | #N/A | 0
[11 empty] | n | [8 empty] | Dwelling Units Average | 0.585 |  |  | 29450 | Dwelling Units Average | 0.46 |  |  | 29450
Averages of low and high end apartment | [10 empty] | n | [8 empty] | 50% of low end and high end for new construction and replacements |  | Average New Construction |  |  | 50% of low end and high end for new construction and replacements |  | Average New Construction | [12 empty] | #N/A | [21 empty] | #N/A | [12 empty] | #N/A
[11 empty] | n | [8 empty] | replacement costs are for lamps, 50% of each low-end |  | 501 |  |  | replacement costs are for lamps, 50% of each low-end |  | 501 | [14 empty] | #N/A | [9 empty] | #N/A | [11 empty] | #N/A | [9 empty] | #N/A
[11 empty] | n | [10 empty] | 700 |  |  |  |  | 700 | [14 empty] | #N/A | [9 empty] | #N/A | [11 empty] | #N/A | [9 empty] | #N/A
[11 empty] | n | [10 empty] | 530 |  |  |  |  | 530 | [14 empty] | #N/A | [9 empty] | #N/A | [11 empty] | #N/A | [9 empty] | #N/A
[11 empty] | n | [8 empty] | high-end |  | 505 |  |  | high-end |  | 505 | [14 empty] | #N/A | [9 empty] | #N/A | [11 empty] | #N/A | [9 empty] | #N/A
[11 empty] | n | [10 empty] | 501 |  |  |  |  | 501 | [14 empty] | #N/A | [9 empty] | #N/A | [11 empty] | #N/A | [9 empty] | #N/A
[11 empty] | n | [10 empty] | 500 |  |  |  |  | 500 | [14 empty] | #N/A | [9 empty] | #N/A | [11 empty] | #N/A | [9 empty] | #N/A
[11 empty] | n | [10 empty] | 700 |  |  |  |  | 700 | [14 empty] | #N/A | [9 empty] | #N/A | [11 empty] | #N/A | [9 empty] | #N/A
[11 empty] | n | [10 empty] | 530 |  |  |  |  | 530 | [14 empty] | #N/A | [9 empty] | #N/A | [11 empty] | #N/A | [9 empty] | #N/A
[11 empty] | n | [8 empty] | replacement costs are for ballasts, 50% of each low-end |  | 501 |  |  | replacement costs are for ballasts, 50% of each low-end |  | 501
[11 empty] | n | [10 empty] | 700 |  |  |  |  | 700 | [14 empty] | #N/A | [9 empty] | #N/A | [11 empty] | #N/A | [9 empty] | #N/A
[11 empty] | n | [10 empty] | 530 |  |  |  |  | 530 | [14 empty] | #N/A | [9 empty] | #N/A | [11 empty] | #N/A | [9 empty] | #N/A
[11 empty] | n | [8 empty] | high-end |  | 505 |  |  | high-end |  | 505 | [14 empty] | #N/A | [9 empty] | #N/A | [11 empty] | #N/A | [9 empty] | #N/A
[11 empty] | n | [10 empty] | 501 |  |  |  |  | 501 | [14 empty] | #N/A | [9 empty] | #N/A | [11 empty] | #N/A | [9 empty] | #N/A
[11 empty] | n | [10 empty] | 500 |  |  |  |  | 500 | [14 empty] | #N/A | [9 empty] | #N/A | [11 empty] | #N/A | [9 empty] | #N/A
[11 empty] | n | [10 empty] | 700 |  |  |  |  | 700 | [14 empty] | #N/A | [9 empty] | #N/A | [11 empty] | #N/A | [9 empty] | #N/A
[11 empty] | n | [10 empty] | 530 |  |  |  |  | 530 | [14 empty] | #N/A | [9 empty] | #N/A | [11 empty] | #N/A | [9 empty] | #N/A
[11 empty] | n | [30 empty] | #N/A | [9 empty] | #N/A | [11 empty] | #N/A | [9 empty] | #N/A
Dwelling Units | Dwelling Units | [18 empty] | Dwelling Units Low End | 0.39 |  | 2875 | 29450 | Dwelling Units Low End | 0.3 | sub-total | 2875 | 29450 | [10 empty] | #N/A | [21 empty] | #N/A
DwellingUnits501_Low | DwellingUnits501_Low | [18 empty] | replacement costs are for lamps |  | 501 |  | 29450 |  |  | 501 |  | 29450 |  | #N/A | #N/A |  | #N/A | #N/A |  | #N/A |  |  | #N/A | #N/A | #N/A | #N/A | #N/A |  | #N/A | #N/A |  | #N/A |  | #N/A | #N/A | #N/A | #N/A |  | #N/A | #N/A |  | #N/A |  |  | #N/A | #N/A | #N/A | #N/A | #N/A |  | #N/A | #N/A |  | #N/A |  | #N/A | #N/A | #N/A
DwellingUnits700_Low | DwellingUnits700_Low | [20 empty] | 700 |  | 29450 |  |  | 700 |  | 29450 |  | #N/A | #N/A |  | #N/A | #N/A |  | #N/A |  |  | #N/A | #N/A | #N/A | #N/A | #N/A |  | #N/A | #N/A |  | #N/A |  | #N/A | #N/A | #N/A | #N/A |  | #N/A | #N/A |  | #N/A |  |  | #N/A | #N/A | #N/A | #N/A | #N/A |  | #N/A | #N/A |  | #N/A |  | #N/A | #N/A | #N/A
DwellingUnits530_Low | DwellingUnits530_Low | [20 empty] | 530 |  | 29450 |  |  | 530 |  | 29450 |  | #N/A | #N/A |  | #N/A | #N/A |  | #N/A |  |  | #N/A | #N/A | #N/A | #N/A | #N/A |  | #N/A | #N/A |  | #N/A |  | #N/A | #N/A | #N/A | #N/A |  | #N/A | #N/A |  | #N/A |  |  | #N/A | #N/A | #N/A | #N/A | #N/A |  | #N/A | #N/A |  | #N/A |  | #N/A | #N/A | #N/A
[24 empty] | 29450 |  |  |  |  | 29450 | [44 empty] | 0
DwellingUnits501_Low | DwellingUnits501_Low | [18 empty] | ballast replacement |  | 501 |  | 29450 |  |  | 501 |  | 29450 | [11 empty] | #N/A | #N/A | #N/A | #N/A |  | #N/A | #N/A |  | #N/A |  | #N/A | #N/A | [10 empty] | #N/A | #N/A | #N/A | #N/A |  | #N/A | #N/A |  | #N/A |  | #N/A | #N/A | 0
DwellingUnits700_Low | DwellingUnits700_Low | [20 empty] | 700 |  | 29450 |  |  | 700 |  | 29450 | [11 empty] | #N/A | #N/A | #N/A | #N/A |  | #N/A | #N/A |  | #N/A |  | #N/A | #N/A | [10 empty] | #N/A | #N/A | #N/A | #N/A |  | #N/A | #N/A |  | #N/A |  | #N/A | #N/A | 0
DwellingUnits530_Low | DwellingUnits530_Low | [20 empty] | 530 |  | 29450 |  |  | 530 |  | 29450 | [11 empty] | #N/A | #N/A | #N/A | #N/A |  | #N/A | #N/A |  | #N/A |  | #N/A | #N/A | [10 empty] | #N/A | #N/A | #N/A | #N/A |  | #N/A | #N/A |  | #N/A |  | #N/A | #N/A | 0
Dwelling Units | Dwelling Units | [18 empty] | Dwelling Units High End | 0.78 |  | 2875 | 29450 | Dwelling Units High End | 0.62 |  | 2875 | 29450 | [10 empty] | #N/A | [21 empty] | #N/A | [11 empty] | 0
DwellingUnits505_High | DwellingUnits505_High | [18 empty] | replacement costs are for lamps |  | 505 |  | 29450 |  |  | 505 |  | 29450 |  | #N/A | #N/A |  | #N/A | #N/A |  | #N/A |  |  | #N/A | #N/A | #N/A | #N/A | #N/A |  | #N/A | #N/A |  | #N/A |  | #N/A | #N/A | #N/A | #N/A |  | #N/A | #N/A |  | #N/A |  |  | #N/A | #N/A | #N/A | #N/A | #N/A |  | #N/A | #N/A |  | #N/A |  | #N/A | #N/A | #N/A
DwellingUnits501_High | DwellingUnits500_High | [20 empty] | 501 |  | 29450 |  |  | 500 |  | 29450 |  | #N/A | #N/A |  | #N/A | #N/A |  | #N/A |  |  | #N/A | #N/A | #N/A | #N/A | #N/A |  | #N/A | #N/A |  | #N/A |  | #N/A | #N/A | #N/A | #N/A |  | #N/A | #N/A |  | #N/A |  |  | #N/A | #N/A | #N/A | #N/A | #N/A |  | #N/A | #N/A |  | #N/A |  | #N/A | #N/A | #N/A
DwellingUnits500_High | DwellingUnits700_High | [20 empty] | 500 |  | 29450 |  |  | 700 |  | 29450 |  | #N/A | #N/A |  | #N/A | #N/A |  | #N/A |  |  | #N/A | #N/A | #N/A | #N/A | #N/A |  | #N/A | #N/A |  | #N/A |  | #N/A | #N/A | #N/A | #N/A |  | #N/A | #N/A |  | #N/A |  |  | #N/A | #N/A | #N/A | #N/A | #N/A |  | #N/A | #N/A |  | #N/A |  | #N/A | #N/A | #N/A
DwellingUnits700_High | DwellingUnits701_High | [20 empty] | 700 |  | 29450 |  |  | 701 |  | 29450 |  | #N/A | #N/A |  | #N/A | #N/A |  | #N/A |  |  | #N/A | #N/A | #N/A | #N/A | #N/A |  | #N/A | #N/A |  | #N/A |  | #N/A | #N/A | #N/A | #N/A |  | #N/A | #N/A |  | #N/A |  |  | #N/A | #N/A | #N/A | #N/A | #N/A |  | #N/A | #N/A |  | #N/A |  | #N/A | #N/A | #N/A
DwellingUnits530_High | DwellingUnits530_High | [20 empty] | 530 |  | 29450 |  |  | 530 |  | 29450 |  | #N/A | #N/A |  | #N/A | #N/A |  | #N/A |  |  | #N/A | #N/A | #N/A | #N/A | #N/A |  | #N/A | #N/A |  | #N/A |  | #N/A | #N/A | #N/A | #N/A |  | #N/A | #N/A |  | #N/A |  |  | #N/A | #N/A | #N/A | #N/A | #N/A |  | #N/A | #N/A |  | #N/A |  | #N/A | #N/A | #N/A
DwellingUnits505_High | DwellingUnits505_High | [18 empty] | ballast replacement |  | 505 |  | 29450 |  |  | 505 |  | 29450 | [11 empty] | #N/A | #N/A | #N/A | #N/A |  | #N/A | #N/A |  | #N/A |  | #N/A | #N/A | [10 empty] | #N/A | #N/A | #N/A | #N/A |  | #N/A | #N/A |  | #N/A |  | #N/A | #N/A | 0
DwellingUnits501_High | DwellingUnits500_High | [20 empty] | 501 |  | 29450 |  |  | 500 |  | 29450 | [11 empty] | #N/A | #N/A | #N/A | #N/A |  | #N/A | #N/A |  | #N/A |  | #N/A | #N/A | [10 empty] | #N/A | #N/A | #N/A | #N/A |  | #N/A | #N/A |  | #N/A |  | #N/A | #N/A | 0
DwellingUnits500_High | DwellingUnits700_High | [20 empty] | 500 |  | 29450 |  |  | 700 |  | 29450 | [11 empty] | #N/A | #N/A | #N/A | #N/A |  | #N/A | #N/A |  | #N/A |  | #N/A | #N/A | [10 empty] | #N/A | #N/A | #N/A | #N/A |  | #N/A | #N/A |  | #N/A |  | #N/A | #N/A | 0
DwellingUnits700_High | DwellingUnits701_High | [20 empty] | 700 |  | 29450 |  |  | 701 |  | 29450 | [11 empty] | #N/A | #N/A | #N/A | #N/A |  | #N/A | #N/A |  | #N/A |  | #N/A | #N/A | [10 empty] | #N/A | #N/A | #N/A | #N/A |  | #N/A | #N/A |  | #N/A |  | #N/A | #N/A | 0
DwellingUnits530_High | DwellingUnits530_High | [20 empty] | 530 |  | 29450 |  |  | 530 |  | 29450 | [11 empty] | #N/A | #N/A | #N/A | #N/A |  | #N/A | #N/A |  | #N/A |  | #N/A | #N/A | [10 empty] | #N/A | #N/A | #N/A | #N/A |  | #N/A | #N/A |  | #N/A |  | #N/A | #N/A | 0
Note on AR472: Brian Thornton: subtotal low end 2009
Note on AR480: Brian Thornton: subtotal high end 2009
Note on BN472: Brian Thornton: subtotal low end 2009
Note on BN480: Brian Thornton: subtotal high end 2009

## Int Ltg LPD Space Type 90_1 All
90.1 Cost Effectiveness - Interior Lighting Power Density - Fixture Costs per Square Foot for Each Space Type
90.1-2016 vs 90.1-2019
Interior lighting costs by space type and fixture type
Values come from "Int ighting Comp" worksheet in this workbook.
Interior Lighting Costs by Space Type, 90.1-2016
Entry=Blue | 90.1-2016 Lookup Values1 | 90.1-2016 Space Types2 | 90.1 Lighting Subcommittee Model Number3 | Space Type Lighting Power Allowance W/ft24 | Fixture ID Number5 | Fixture Type6 | Lamp Type17 | Lamp Wattage8 | Number of Lamps9 | Net Est. Fixture Lum/ft210 | Fixture Watts11 | Lamp Life Hours12 | Quantity of Fixtures/ft213 | Fixture Watts/ft214 | not used15 | not used16 | New_Fixture + Lamp Cost, $/ft2_17 | not used18 | not used19 | not used20 | Labor Cost $/ft221 | Not Used22 | Not Used23 | RepLmp_Lamp Cost $/ft224 | Not Used25 | Not Used26 | Not Used27 | Rep_Lmp_Labor Cost/ft228 | Not Used29 | Rep_Lmp_Total $/ft230 | RepBal_Ballast Life Hours31 | RepBal_Ballast Cost, $/ft232 | RepBal_Not Used33 | RepBal_Not Used34 | RepBal_Labor Cost/ft235 | Not Used36 | Not Used37 | case_data | Case | space
| 1 | 2 | 3 | 4 | 5 | 6 | 7 | 8 | 9 | 10 | 11 | 12 | 13 | 14 | 15 | 16 | 17 | 18 | 19 | 20 | 21 | 22 | 23 | 24 | 25 | 26 | 27 | 28 | 29 | 30 | 31 | 32 | 33 | 34 | 35 | 36 | 37 | x | x | x
|  | Space Type Lighting Descriptions and Cost Parameters | [14 empty] | New Construction Cost | [6 empty] | Lamp Replacement Cost | [6 empty] | Ballast Replacement Cost | [6 empty] | x | x | x
| 90.1-2016 Lookup Values | 90.1-2016 Space Types | 90.1 Lighting Subcommittee Model Number | Space Type Lighting Power Allowance W/ft2 | Fixture ID Number | Fixture Type | Lamp Type1 | Lamp Wattage | Number of Lamps | Net Est. Fixture Lum/ft2 | Fixture Watts | Lamp Life Hours | Quantity of Fixtures/ft2 | Fixture Watts/ft2 | not used | not used | Fixture + Lamp Cost, $/ft2 | not used | not used | not used | Labor Cost $/ft2 | Not Used | Not Used | Lamp Cost $/ft2 | Not Used | Not Used | Not Used | Labor Cost/ft2 | Not Used | Total $/ft2 | Ballast Life Hours | Ballast Cost, $/ft2 | Not Used | Not Used | Labor Cost/ft2 | Not Used | Not Used | x | x | x
2016 | Classroom/Lecture/Training | Classroom/Lecture/Training |  | 0.92 |  |  | 47.15 |  |  | 76.869 | [6 empty] | 5.4896 | [20 empty] | x | 2013 | Classroom/Lecture/Training
2016 | Classroom/Lecture/Training600_LED |  | 3.1 | 0.92 | 600_LED | LED | High Perf Lensed | 1 | 40 | 63.45 | 40 | 50000 | 0.017625 | 0.705 |  |  | 3.0385 |  |  |  | 1.6357 |  |  | 0.00705 |  |  |  | 0.010839 |  | 0.017889 | 50000 | 2.2736 |  |  | 1.6357 |  |  | 2013 | 2013 | Classroom/Lecture/Training
2016 | Classroom/Lecture/Training701 |  | 3.1 | Match? | 701 | LED | Downlight open | 1 | 12 | 4.284 | 12 | 50000 | 0.0058333 | 0.07 |  |  | 0.96289 |  |  |  | 0.35875 |  |  | 0.0007 |  |  |  | 0.0035875 |  | 0.0042875 | 50000 | 0.72164 |  |  | 0.35875 |  |  | 2013 | 2013 | Classroom/Lecture/Training
2016 | Classroom/Lecture/Training0 |  | 3.1 | Yes | 0 | 0 | NA | 0 | 0 | 0 | 0 | 0 | 0 | 0 |  |  | 0 |  |  |  | 0 |  |  | 0 |  |  |  | 0 |  | 0 | 0 | 0 |  |  | 0 |  |  | 2013 | 2013 | Classroom/Lecture/Training
2016 | Classroom/Lecture/Training703 |  | 3.1 |  | 703 | LED | Linear WW Open | 1 | 75 | 9.135 | 75 | 50000 | 0.0019333 | 0.145 |  |  | 1.4882 |  |  |  | 0.19024 |  |  | 0.00145 |  |  |  | 0.001189 |  | 0.002639 | 50000 | 1.1151 |  |  | 0.19024 |  |  | 2013 | 2013 | Classroom/Lecture/Training
2016 |  | Conference/Meeting/Multipurpose |  | 1.07 | [5 empty] | 55.2051 | [6 empty] | 7.2976 | [20 empty] | x | 2013 | Conference/Meeting/Multipurpose
2016 | Conference/Meeting/Multipurpose731 |  | 31 | 1.08 | 731 | LED | Narrow Linear | 1 | 40 | 35.64 | 40 | 50000 | 0.01125 | 0.45 |  |  | 4.302 |  |  |  | 0.90705 |  |  | 0.0045 |  |  |  | 0.0069188 |  | 0.011419 | 50000 | 3.2231 |  |  | 0.90705 |  |  | 2013 | 2013 | Conference/Meeting/Multipurpose
2016 | Conference/Meeting/Multipurpose511 |  | 31 | Match? | 511 | PAR30L | Downlight open - flood | 60 | 1 | 2.4651 | 60 | 4200 | 0.0073333 | 0.44 |  |  | 0.42871 |  |  |  | 0.451 |  |  | 0.15679 |  |  |  | 0.02134 |  | 0.17813 | 0 | 0 |  |  | 0 |  |  | 2013 | 2013 | Conference/Meeting/Multipurpose
2016 | Conference/Meeting/Multipurpose0 |  | 31 | Yes | 0 | 0 | NA | 0 | 0 | 0 | 0 | 0 | 0 | 0 |  |  | 0 |  |  |  | 0 |  |  | 0 |  |  |  | 0 |  | 0 | 0 | 0 |  |  | 0 |  |  | 2013 | 2013 | Conference/Meeting/Multipurpose
2016 | Conference/Meeting/Multipurpose727-1 |  | 31 |  | 727-1 | LED | WW Open | 1 | 20 | 17.1 | 20 | 50000 | 0.0095 | 0.19 |  |  | 2.5669 |  |  |  | 0.58425 |  |  | 0.0019 |  |  |  | 0.0058425 |  | 0.0077425 | 50000 | 1.9238 |  |  | 0.58425 |  |  | 2013 | 2013 | Conference/Meeting/Multipurpose
2016 |  | Corridor/Transition |  | 0.66 | [5 empty] | 40.896 | [6 empty] | 8.1008 | [20 empty] | x | 2013 | Corridor/Transition
2016 | Corridor/Transition701 |  | 2 | 0.66 | 701 | LED | Downlight open | 1 | 12 | 23.256 | 12 | 50000 | 0.031667 | 0.38 |  |  | 5.2271 |  |  |  | 1.9475 |  |  | 0.0038 |  |  |  | 0.019475 |  | 0.023275 | 50000 | 3.9175 |  |  | 1.9475 |  |  | 2013 | 2013 | Corridor/Transition
2016 | Corridor/Transition0 |  | 2 | Match? | 0 | 0 | NA | 0 | 0 | 0 | 0 | 0 | 0 | 0 |  |  | 0 |  |  |  | 0 |  |  | 0 |  |  |  | 0 |  | 0 | 0 | 0 |  |  | 0 |  |  | 2013 | 2013 | Corridor/Transition
2016 | Corridor/Transition0 |  | 2 | Yes | 0 | 0 | NA | 0 | 0 | 0 | 0 | 0 | 0 | 0 |  |  | 0 |  |  |  | 0 |  |  | 0 |  |  |  | 0 |  | 0 | 0 | 0 |  |  | 0 |  |  | 2013 | 2013 | Corridor/Transition
2016 | Corridor/Transition703 |  | 2 |  | 703 | LED | Linear WW Open | 1 | 75 | 17.64 | 75 | 50000 | 0.0037333 | 0.28 |  |  | 2.8737 |  |  |  | 0.36736 |  |  | 0.0028 |  |  |  | 0.002296 |  | 0.005096 | 50000 | 2.1532 |  |  | 0.36736 |  |  | 2013 | 2013 | Corridor/Transition
2016 |  | Dining Area |  | 0.63 | [5 empty] | 41.261 | [6 empty] | 4.1506 | [20 empty] | x | 2013 | Dining Area
2016 | Dining Area731 |  | 6 | 0.63 | 731 | LED | Narrow Linear | 1 | 40 | 12.672 | 40 | 50000 | 0.004 | 0.16 | 0.25397 | 0.16 | 1.5296 |  |  |  | 0.32251 |  |  | 0.0016 |  |  |  | 0.00246 |  | 0.00406 | 50000 | 1.146 |  |  | 0.32251 |  |  | 2013 | 2013 | Dining Area
2016 | Dining Area522 |  | 6 | Match? | 522 | LED | Downlight open | 1 | 18 | 8.505 | 18 | 50000 | 0.01 | 0.18 | 0.28571 | 0.18 | 1.5518 |  |  |  | 0.615 |  |  | 0.0018 |  |  |  | 0.00615 |  | 0.00795 | 0 | 1.1625 |  |  | 0.615 |  |  | 2013 | 2013 | Dining Area
2016 | Dining Area0 |  | 6 | Yes | 0 | 0 | NA | 0 | 0 | 0 | 0 | 0 | 0 | 0 | 0 | 0 | 0 |  |  |  | 0 |  |  | 0 |  |  |  | 0 |  | 0 | 0 | 0 |  |  | 0 |  |  | 2013 | 2013 | Dining Area
2016 | Dining Area537-1 |  | 6 |  | 537-1 | F32T8 - Bi-Pin Base | Linear WW Open | 32 | 1 | 20.084 | 29 | 36000 | 0.01 | 0.29 | 0.46032 | 0.29 | 1.0692 |  |  |  | 0.615 |  |  | 0.0335 |  |  |  | 0.054667 |  | 0.088167 | 50000 | 0.3 |  |  | 0.615 |  |  | 2013 | 2013 | Dining Area
2016 |  | Dwelling-Unit |  | 0.29 |  |  | "other lamps" not included |  |  | 8.9406 |  |  | 0.015759 |  |  | 48.3614 | 0.018133 | [20 empty] | x | 2013 | Dwelling-Unit
2016 | Dwelling-Unit301 |  | NA | 0.29 | 301 | A19 | Inc residential screw in lamp | 60 | 1 | 6.3568 | 60 | 1000 | 0.011772 | 0.09 | 0.74699 | 44.8193 | 0.010477 | 0.001519 | 0.011772 |  | 0 |  |  | 0.010477 |  |  |  | 0 |  | 0.010477 | 0 | 0 |  |  | 0 |  |  | 2013 | 2013 | Dwelling-Unit
2016 | Dwelling-Unit302 |  | NA | Match? | 302 | A19 | CFL residential screw in lamp | 14 | 1 | 2.5837 | 14 | 10000 | 0.0039873 | 0.2 | 0.25301 | 3.5422 | 0.0076555 | 0.01424 | 0.0039873 |  | 0 |  |  | 0.0076555 |  |  |  | 0 |  | 0.0076555 | 0 | 0 |  |  | 0 |  |  | 2013 | 2013 | Dwelling-Unit
2016 | Dwelling-Unit303 |  | NA | Yes | 303 | A19 | LEC residential screw in lamp | 9 | 1 | 0 | 9 | 15000 | 0 | 0 | 0 | 0 | 0 |  |  |  | 0 |  |  | 0 |  |  |  | 0 |  | 0 | 0 | 0 |  |  | 0 |  |  | 2013 | 2013 | Dwelling-Unit
2016 | Dwelling-Unit0 |  | NA |  | 0 | 0 | NA | 0 | 0 | 0 | 0 | 0 | 0 | 0 | 0 | 0 | 0 |  |  |  | 0 |  |  | 0 |  |  |  | 0 |  | 0 | 0 | 0 |  |  | 0 |  |  | 2013 | 2013 | Dwelling-Unit
2016 |  | Electrical/Mechanical |  | 0.43 | [5 empty] | 36.045 | [6 empty] | 4.0775 | [20 empty] | x | 2013 | Electrical/Mechanical
2016 | Electrical/Mechanical738 |  | 4 | 0.43 | 738 | LED | Linear Industrial | 1 | 38 | 23.805 | 38 | 50000 | 0.0060526 | 0.23 | 0.53488 | 0.23 | 1.5155 |  |  |  | 0.35027 |  |  | 0.0023 |  |  |  | 0.0037224 |  | 0.0060224 | 50000 | 1.1349 |  |  | 0.35027 |  |  | 2013 | 2013 | Electrical/Mechanical
2016 | Electrical/Mechanical739 |  | 4 | Match? | 739 | LED | Task | 1 | 10 | 12.24 | 10 | 50000 | 0.02 | 0.2 | 0.46512 | 0.2 | 2.562 |  |  |  | 0.6027 |  |  | 0.002 |  |  |  | 0.0123 |  | 0.0143 | 50000 | 1.92 |  |  | 0.6027 |  |  | 2013 | 2013 | Electrical/Mechanical
2016 | Electrical/Mechanical0 |  | 4 | Yes | 0 | 0 | NA | 0 | 0 | 0 | 0 | 0 | 0 | 0 | 0 | 0 | 0 |  |  |  | 0 |  |  | 0 |  |  |  | 0 |  | 0 | 0 | 0 |  |  | 0 |  |  | 2013 | 2013 | Electrical/Mechanical
2016 | Electrical/Mechanical0 |  | 4 |  | 0 | 0 | NA | 0 | 0 | 0 | 0 | 0 | 0 | 0 | 0 | 0 | 0 |  |  |  | 0 |  |  | 0 |  |  |  | 0 |  | 0 | 0 | 0 |  |  | 0 |  |  | 2013 | 2013 | Electrical/Mechanical
2016 |  | Food Preparation |  | 1.06 | [5 empty] | 85.248 | [6 empty] | 9.3639 | [20 empty] | x | 2013 | Food Preparation
2016 | Food Preparation731 |  | 8 | 1.06 | 731 | LED | Narrow Linear | 1 | 40 | 71.28 | 40 | 50000 | 0.0225 | 0.9 |  |  | 8.604 |  |  |  | 1.8141 |  |  | 0.009 |  |  |  | 0.013838 |  | 0.022838 | 50000 | 6.4463 |  |  | 1.8141 |  |  | 2013 | 2013 | Food Preparation
2016 | Food Preparation730 |  | 8 | Match? | 730 | LED | Linear Direct Lensed | 1 | 40 | 13.968 | 40.3 | 50000 | 0.0039702 | 0.16 |  |  | 0.7599 |  |  |  | 0.24417 |  |  | 0.0015881 |  |  |  | 0.0024417 |  | 0.0040298 | 50000 | 0.56873 |  |  | 0.24417 |  |  | 2013 | 2013 | Food Preparation
2016 | Food Preparation0 |  | 8 | Yes | 0 | 0 | NA | 0 | 0 | 0 | 0 | 0 | 0 | 0 |  |  | 0 |  |  |  | 0 |  |  | 0 |  |  |  | 0 |  | 0 | 0 | 0 |  |  | 0 |  |  | 2013 | 2013 | Food Preparation
2016 | Food Preparation0 |  | 8 |  | 0 | 0 | NA | 0 | 0 | 0 | 0 | 0 | 0 | 0 |  |  | 0 |  |  |  | 0 |  |  | 0 |  |  |  | 0 |  | 0 | 0 | 0 |  |  | 0 |  |  | 2013 | 2013 | Food Preparation
2016 |  | Gymnasium/Fitness-Fitness Area |  | 0.5 | [5 empty] | 45 | [6 empty] | 8.8116 | [20 empty] | x | 2013 | Gymnasium/Fitness-Fitness Area
2016 | Gymnasium/Fitness-Fitness Area735 |  | 126 | 0.5 | 735 | LED | Linear Dir/Ind | 1 | 38 | 45 | 38 | 50000 | 0.013158 | 0.5 |  |  | 8.8116 |  |  |  | 1.0609 |  |  | 0.005 |  |  |  | 0.0080921 |  | 0.013092 | 50000 | 6.6049 |  |  | 1.0609 |  |  | 2013 | 2013 | Gymnasium/Fitness-Fitness Area
2016 | Gymnasium/Fitness-Fitness Area0 |  | 126 | Match? | 0 | 0 | NA | 0 | 0 | 0 | 0 | 0 | 0 | 0 |  |  | 0 |  |  |  | 0 |  |  | 0 |  |  |  | 0 |  | 0 | 0 | 0 |  |  | 0 |  |  | 2013 | 2013 | Gymnasium/Fitness-Fitness Area
2016 | Gymnasium/Fitness-Fitness Area0 |  | 126 | Yes | 0 | 0 | NA | 0 | 0 | 0 | 0 | 0 | 0 | 0 |  |  | 0 |  |  |  | 0 |  |  | 0 |  |  |  | 0 |  | 0 | 0 | 0 |  |  | 0 |  |  | 2013 | 2013 | Gymnasium/Fitness-Fitness Area
2016 | Gymnasium/Fitness-Fitness Area0 |  | 126 |  | 0 | 0 | NA | 0 | 0 | 0 | 0 | 0 | 0 | 0 |  |  | 0 |  |  |  | 0 |  |  | 0 |  |  |  | 0 |  | 0 | 0 | 0 |  |  | 0 |  |  | 2013 | 2013 | Gymnasium/Fitness-Fitness Area
2016 |  | Highway Lodging Guest Rooms |  | 0.77 | [5 empty] | 19.3758 | [6 empty] | 2.7561 | [20 empty] | x | 2013 | Highway Lodging Guest Rooms
2016 | Highway Lodging Guest Rooms524 |  | 75.01 | 0.77 | 524 | Double Biax - 4 Pin | indirect Wall Scounce | 18 | 2 | 14.3358 | 39 | 10000 | 0.017692 | 0.69 |  |  | 2.142 |  |  |  | 1.0881 |  |  | 0.55554 |  |  |  | 0.10262 |  | 0.65815 | 50000 | 0 |  |  | 0 |  |  | 2013 | 2013 | Highway Lodging Guest Rooms
2016 | Highway Lodging Guest Rooms720 |  | 75.01 | Match? | 720 | LED | Downlight Lensed | 1 | 22 | 5.04 | 22 | 50000 | 0.0036364 | 0.08 |  |  | 0.61413 |  |  |  | 0.22364 |  |  | 0.0008 |  |  |  | 0.0022364 |  | 0.0030364 | 50000 | 0.46 |  |  | 0.22364 |  |  | 2013 | 2013 | Highway Lodging Guest Rooms
2016 | Highway Lodging Guest Rooms0 |  | 75.01 | Yes | 0 | 0 | NA | 0 | 0 | 0 | 0 | 0 | 0 | 0 |  |  | 0 |  |  |  | 0 |  |  | 0 |  |  |  | 0 |  | 0 | 0 | 0 |  |  | 0 |  |  | 2013 | 2013 | Highway Lodging Guest Rooms
2016 | Highway Lodging Guest Rooms0 |  | 75.01 |  | 0 | 0 | NA | 0 | 0 | 0 | 0 | 0 | 0 | 0 |  |  | 0 |  |  |  | 0 |  |  | 0 |  |  |  | 0 |  | 0 | 0 | 0 |  |  | 0 |  |  | 2013 | 2013 | Highway Lodging Guest Rooms
2016 |  | Laundry-Washing |  | 0.43 | [5 empty] | 37.539 | [6 empty] | 2.0422 | [20 empty] | x | 2013 | Laundry-Washing
2016 | Laundry-Washing730 |  | 82 | 0.43 | 730 | LED | Linear Direct Lensed | 1 | 40 | 37.539 | 40.3 | 50000 | 0.01067 | 0.43 |  |  | 2.0422 |  |  |  | 0.6562 |  |  | 0.004268 |  |  |  | 0.006562 |  | 0.01083 | 50000 | 1.5285 |  |  | 0.6562 |  |  | 2013 | 2013 | Laundry-Washing
2016 | Laundry-Washing0 |  | 82 | Match? | 0 | 0 | NA | 0 | 0 | 0 | 0 | 0 | 0 | 0 |  |  | 0 |  |  |  | 0 |  |  | 0 |  |  |  | 0 |  | 0 | 0 | 0 |  |  | 0 |  |  | 2013 | 2013 | Laundry-Washing
2016 | Laundry-Washing0 |  | 82 | Yes | 0 | 0 | NA | 0 | 0 | 0 | 0 | 0 | 0 | 0 |  |  | 0 |  |  |  | 0 |  |  | 0 |  |  |  | 0 |  | 0 | 0 | 0 |  |  | 0 |  |  | 2013 | 2013 | Laundry-Washing
2016 | Laundry-Washing0 |  | 82 |  | 0 | 0 | NA | 0 | 0 | 0 | 0 | 0 | 0 | 1.0077e-07 |  |  | 0 |  |  |  | 0 |  |  | 0 |  |  |  | 0 |  | 0 | 0 | 0 |  |  | 0 |  |  | 2013 | 2013 | Laundry-Washing
2016 |  | Library |  | 0.82 | [5 empty] | 65.16 | [6 empty] | 11.2681 | [20 empty] | x | 2013 | Library
2016 | Library735 |  | 19 | 0.82 | 735 | LED | Linear Dir/Ind | 1 | 38 | 45 | 38 | 50000 | 0.013158 | 0.5 |  |  | 8.8116 |  |  |  | 1.0609 |  |  | 0.005 |  |  |  | 0.0080921 |  | 0.013092 | 50000 | 6.6049 |  |  | 1.0609 |  |  | 2013 | 2013 | Library
2016 | Library720 |  | 19 | Match? | 720 | LED | Downlight Lensed | 1 | 22 | 20.16 | 22 | 50000 | 0.014545 | 0.32 |  |  | 2.4565 |  |  |  | 0.89455 |  |  | 0.0032 |  |  |  | 0.0089455 |  | 0.012145 | 50000 | 1.84 |  |  | 0.89455 |  |  | 2013 | 2013 | Library
2016 | Library0 |  | 19 | Yes | 0 | 0 | NA | 0 | 0 | 0 | 0 | 0 | 0 | 0 |  |  | 0 |  |  |  | 0 |  |  | 0 |  |  |  | 0 |  | 0 | 0 | 0 |  |  | 0 |  |  | 2013 | 2013 | Library
2016 | Library0 |  | 19 |  | 0 | 0 | NA | 0 | 0 | 0 | 0 | 0 | 0 | 0 |  |  | 0 |  |  |  | 0 |  |  | 0 |  |  |  | 0 |  | 0 | 0 | 0 |  |  | 0 |  |  | 2013 | 2013 | Library
2016 |  | Lounge/Recreation - Breakroom |  | 0.62 | [5 empty] | 42.1178 | [6 empty] | 10.6975 | [20 empty] | x | 2013 | Lounge/Recreation - Breakroom
2016 | Lounge/Recreation - Breakroom522 |  | 9 | 0.629 | 522 | LED | Downlight open | 1 | 18 | 16.0177 | 18 | 50000 | 0.018833 | 0.339 |  |  | 2.9226 |  |  |  | 1.1583 |  |  | 0.00339 |  |  |  | 0.011583 |  | 0.014972 | 0 | 2.1894 |  |  | 1.1583 |  |  | 2013 | 2013 | Lounge/Recreation - Breakroom
2016 | Lounge/Recreation - Breakroom0 |  | 9 | Match? | 0 | 0 | NA | 0 | 0 | 0 | 0 | 0 | 0 | 0 |  |  | 0 |  |  |  | 0 |  |  | 0 |  |  |  | 0 |  | 0 | 0 | 0 |  |  | 0 |  |  | 2013 | 2013 | Lounge/Recreation - Breakroom
2016 | Lounge/Recreation - Breakroom0 |  | 9 | Yes | 0 | 0 | NA | 0 | 0 | 0 | 0 | 0 | 0 | 0 |  |  | 0 |  |  |  | 0 |  |  | 0 |  |  |  | 0 |  | 0 | 0 | 0 |  |  | 0 |  |  | 2013 | 2013 | Lounge/Recreation - Breakroom
2016 | Lounge/Recreation - Breakroom727-2 |  | 9 |  | 727-2 | LED | WW Open | 1 | 25 | 26.1 | 25 | 50000 | 0.0116 | 0.29 |  |  | 7.7749 |  |  |  | 0.7134 |  |  | 0.0029 |  |  |  | 0.007134 |  | 0.010034 | 50000 | 5.829 |  |  | 0.7134 |  |  | 2013 | 2013 | Lounge/Recreation - Breakroom
2016 |  | Lobby |  | 1 | [5 empty] | 63.99 | [6 empty] | 13.1116 | [14 empty] | #N/A | [5 empty] | x | 2013 | Lobby
2016 | Lobby723 |  | 20.1 | 1 | 723 | LED | Indirect Pendant | 1 | 46 | 45.36 | 46 | 50000 | 0.015652 | 0.72 | 0.69 | 0.69 | 9.962 |  |  |  | 1.262 |  |  | 0.0072 |  |  |  | 0.0096261 |  | 0.016826 | 50000 | 7.4661 |  |  | 1.262 |  |  | 2013 | 2013 | Lobby
2016 | Lobby522 |  | 20.1 | Match? | 522 | LED | Downlight open | 1 | 18 | 5.67 | 18 | 50000 | 0.0066667 | 0.12 | 0.14 | 0.14 | 1.0345 |  |  |  | 0.41 |  |  | 0.0012 |  |  |  | 0.0041 |  | 0.0053 | 0 | 0.775 |  |  | 0.41 |  |  | 2013 | 2013 | Lobby
2016 | Lobby0 |  | 20.1 | Yes | 0 | 0 | NA | 0 | 0 | 0 | 0 | 0 | 0 | 0 | 0 | 0 | 0 |  |  |  | 0 |  |  | 0 |  |  |  | 0 |  | 0 | 0 | 0 |  |  | 0 |  |  | 2013 | 2013 | Lobby
2016 | Lobby534-2 |  | 20.1 |  | 534-2 | F32T8 - Bi-Pin Base | Linear Wall Cove | 32 | 1 | 12.96 | 29 | 36000 | 0.0055172 | 0.16 | 0.17 | 0.17 | 2.115 |  |  |  | 0.31929 |  |  | 0.018483 |  |  |  | 0.030161 |  | 0.048644 | 50000 | 0.16552 |  |  | 0.33931 |  |  | 2013 | 2013 | Lobby
2016 |  | Lobby - Hotel |  | 1.06 | [5 empty] | 29.79 | [6 empty] | 2.753 | [20 empty] | x | 2013 | Lobby - Hotel
2016 | Lobby - Hotel572 |  | 79 | 1.06 | 572 | PAR30 | Downlight open | 75 | 1 | 15.39 | 75 | 850 | 0.012 | 0.9 |  |  | 0.59136 |  |  |  | 0.738 |  |  | 0.25656 |  |  |  | 0.282 |  | 0.53856 | 0 | 0 |  |  | 0 |  |  | 2013 | 2013 | Lobby - Hotel
2016 | Lobby - Hotel0 |  | 79 | Match? | 0 | 0 | NA | 0 | 0 | 0 | 0 | 0 | 0 | 0 |  |  | 0 |  |  |  | 0 |  |  | 0 |  |  |  | 0 |  | 0 | 0 | 0 |  |  | 0 |  |  | 2013 | 2013 | Lobby - Hotel
2016 | Lobby - Hotel0 |  | 79 | Yes | 0 | 0 | NA | 0 | 0 | 0 | 0 | 0 | 0 | 0 |  |  | 0 |  |  |  | 0 |  |  | 0 |  |  |  | 0 |  | 0 | 0 | 0 |  |  | 0 |  |  | 2013 | 2013 | Lobby - Hotel
2016 | Lobby - Hotel727-1 |  | 79 |  | 727-1 | LED | WW Open | 1 | 20 | 14.4 | 20 | 50000 | 0.008 | 0.16 |  |  | 2.1616 |  |  |  | 0.492 |  |  | 0.0016 |  |  |  | 0.00492 |  | 0.00652 | 50000 | 1.62 |  |  | 0.492 |  |  | 2013 | 2013 | Lobby - Hotel
2016 |  | Office-BLDG-SO |  | 0.79 | [5 empty] | 69.6816 | [6 empty] | 13.5135 | [20 empty] | x | 2013 | Office-BLDG-SO
2016 | Office-BLDG-SO735 |  | 25 | 0.7932 | 735 | LED | Linear Dir/Ind | 1 | 38 | 65.7 | 38 | 50000 | 0.019211 | 0.73 | 0.92 | 0.7268 | 12.8649 |  |  |  | 1.5489 |  |  | 0.0073 |  |  |  | 0.011814 |  | 0.019114 | 50000 | 9.6432 |  |  | 1.5489 |  |  | 2013 | 2013 | Office-BLDG-SO
2016 | Office-BLDG-SO739 |  | 25 | Match? | 739 | LED | Task | 1 | 10 | 0 | 10 | 50000 | 0 | 0 | 0 | 0 | 0 |  |  |  | 0 |  |  | 0 |  |  |  | 0 |  | 0 | 50000 | 0 |  |  | 0 |  |  | 2013 | 2013 | Office-BLDG-SO
2016 | Office-BLDG-SO0 |  | 25 | Yes | 0 | 0 | NA | 0 | 0 | 0 | 0 | 0 | 0 | 0 | 0 | 0 | 0 |  |  |  | 0 |  |  | 0 |  |  |  | 0 |  | 0 | 0 | 0 |  |  | 0 |  |  | 2013 | 2013 | Office-BLDG-SO
2016 | Office-BLDG-SO703 |  | 25 |  | 703 | LED | Linear WW Open | 1 | 75 | 3.9816 | 75 | 50000 | 0.00084267 | 0.0632 | 0.08 | 0.0632 | 0.64864 |  |  |  | 0.082918 |  |  | 0.000632 |  |  |  | 0.00051824 |  | 0.0011502 | 50000 | 0.48601 |  |  | 0.082918 |  |  | 2013 | 2013 | Office-BLDG-SO
2016 |  | Office-BLDG-LO |  | 0.79 | [5 empty] | 69.6816 | [6 empty] | 13.5135 | [20 empty] | x | 2013 | Office-BLDG-LO
2016 | Office-BLDG-LO735 |  | 27 | 0.7932 | 735 | LED | Linear Dir/Ind | 1 | 38 | 65.7 | 38 | 50000 | 0.019211 | 0.73 | 0.92 | 0.7268 | 12.8649 |  |  |  | 1.5489 |  |  | 0.0073 |  |  |  | 0.011814 |  | 0.019114 | 50000 | 9.6432 |  |  | 1.5489 |  |  | 2013 | 2013 | Office-BLDG-LO | 2007 encl
2016 | Office-BLDG-LO739 |  | 27 | Match? | 739 | LED | Task | 1 | 10 | 0 | 10 | 50000 | 0 | 0 | 0 | 0 | 0 |  |  |  | 0 |  |  | 0 |  |  |  | 0 |  | 0 | 50000 | 0 |  |  | 0 |  |  | 2013 | 2013 | Office-BLDG-LO | 2010 encl
2016 | Office-BLDG-LO0 |  | 27 | Yes | 0 | 0 | NA | 0 | 0 | 0 | 0 | 0 | 0 | 0 | 0 | 0 | 0 |  |  |  | 0 |  |  | 0 |  |  |  | 0 |  | 0 | 0 | 0 |  |  | 0 |  |  | 2013 | 2013 | Office-BLDG-LO
2016 | Office-BLDG-LO703 |  | 27 |  | 703 | LED | Linear WW Open | 1 | 75 | 3.9816 | 75 | 50000 | 0.00084267 | 0.0632 | 0.08 | 0.0632 | 0.64864 |  |  |  | 0.082918 |  |  | 0.000632 |  |  |  | 0.00051824 |  | 0.0011502 | 50000 | 0.48601 |  |  | 0.082918 |  |  | 2013 | 2013 | Office-BLDG-LO
2016 |  | Office-Enclosed |  | 0.93 | [5 empty] | 78.021 | [6 empty] | 5.9056 | [20 empty] | x | 2013 | Office-Enclosed
2016 | Office-Enclosed700 |  | 25 | 0.93 | 700 | LED | Linear Rec Hi Perf Lensed | 1 | 36 | 62.109 | 36 | 50000 | 0.018611 | 0.67 | 0.68 | 0.6324 | 2.575 |  |  |  | 1.7272 |  |  | 0.0067 |  |  |  | 0.011446 |  | 0.018146 | 50000 | 1.9263 |  |  | 1.7272 |  |  | 2013 | 2013 | Office-Enclosed
2016 | Office-Enclosed739 |  | 25 | Match? | 739 | LED | Task | 1 | 10 | 15.912 | 10 | 50000 | 0.026 | 0.26 | 0.24 | 0.2232 | 3.3306 |  |  |  | 0.78351 |  |  | 0.0026 |  |  |  | 0.01599 |  | 0.01859 | 50000 | 2.496 |  |  | 0.78351 |  |  | 2013 | 2013 | Office-Enclosed
2016 | Office-Enclosed0 |  | 25 | Yes | 0 | 0 | NA | 0 | 0 | 0 | 0 | 0 | 0 | 0 | 0 | 0 | 0 |  |  |  | 0 |  |  | 0 |  |  |  | 0 |  | 0 | 0 | 0 |  |  | 0 |  |  | 2013 | 2013 | Office-Enclosed
2016 | Office-Enclosed0 |  | 25 |  | 0 | 0 | NA | 0 | 0 | 0 | 0 | 0 | 0 | 0 | 0 | 0 | 0 |  |  |  | 0 |  |  | 0 |  |  |  | 0 |  | 0 | 0 | 0 |  |  | 0 |  |  | 2013 | 2013 | Office-Enclosed
2016 |  | Office - Open Plan (Including Other) |  | 0.81 | [5 empty] | 64.26 | [6 empty] | 12.3752 | [20 empty] | x | 2013 | Office - Open Plan (Including Other)
2016 | Office - Open Plan (Including Other)735 |  | 27 | 0.81 | 735 | LED | Linear Dir/Ind | 1 | 38 | 45 | 38 | 50000 | 0.013158 | 0.5 | 0.6 | 0.486 | 8.8116 |  |  |  | 1.0609 |  |  | 0.005 |  |  |  | 0.0080921 |  | 0.013092 | 50000 | 6.6049 |  |  | 1.0609 |  |  | 2013 | 2013 | Office - Open Plan (Including Other) | 2007 encl
2016 | Office - Open Plan (Including Other)739 |  | 27 | Match? | 739 | LED | Task | 1 | 10 | 9.18 | 10 | 50000 | 0.015 | 0.15 | 0.2 | 0.162 | 1.9215 |  |  |  | 0.45203 |  |  | 0.0015 |  |  |  | 0.009225 |  | 0.010725 | 50000 | 1.44 |  |  | 0.45203 |  |  | 2013 | 2013 | Office - Open Plan (Including Other) | 2010 encl
2016 | Office - Open Plan (Including Other)0 |  | 27 | Yes | 0 | 0 | NA | 0 | 0 | 0 | 0 | 0 | 0 | 0 | 0 | 0 | 0 |  |  |  | 0 |  |  | 0 |  |  |  | 0 |  | 0 | 0 | 0 |  |  | 0 |  |  | 2013 | 2013 | Office - Open Plan (Including Other)
2016 | Office - Open Plan (Including Other)703 |  | 27 |  | 703 | LED | Linear WW Open | 1 | 75 | 10.08 | 75 | 50000 | 0.0021333 | 0.16 | 0.2 | 0.162 | 1.6421 |  |  |  | 0.20992 |  |  | 0.0016 |  |  |  | 0.001312 |  | 0.002912 | 50000 | 1.2304 |  |  | 0.20992 |  |  | 2013 | 2013 | Office - Open Plan (Including Other)
2016 |  | Office-Enclosed-whole-small |  | 0.878 | [5 empty] | 74.016 | [6 empty] | 5.5341 | [20 empty] | x | 2013 | Office-Enclosed-whole-small
2016 | Office-Enclosed700-whole-Small |  | 25 | 0.88 | 700 | LED | Linear Rec Hi Perf Lensed | 1 | 36 | 59.328 | 36 | 50000 | 0.017778 | 0.64 | 0.56818 | 0.5 | 2.4597 |  |  |  | 1.6498 |  |  | 0.0064 |  |  |  | 0.010933 |  | 0.017333 | 50000 | 1.84 |  |  | 1.6498 |  |  | 2013 | 2013 | Office-Enclosed-whole-small
2016 | Office-Enclosed739-whole-Small |  | 25 | Match? | 739 | LED | Task | 1 | 10 | 14.688 | 10 | 50000 | 0.024 | 0.24 | 0.15909 | 0.14 | 3.0744 |  |  |  | 0.72324 |  |  | 0.0024 |  |  |  | 0.01476 |  | 0.01716 | 50000 | 2.304 |  |  | 0.72324 |  |  | 2013 | 2013 | Office-Enclosed-whole-small
2016 | Office-Enclosed0-whole-Small |  | 25 | Yes | 0 | 0 | NA | 0 | 0 | 0 | 0 | 0 | 0 | 0 | 0 | 0 | 0 |  |  |  | 0 |  |  | 0 |  |  |  | 0 |  | 0 | 0 | 0 |  |  | 0 |  |  | 2013 | 2013 | Office-Enclosed-whole-small
2016 | Office-Enclosed0-whole-Small |  | 25 |  | 0 | 0 | NA | 0 | 0 | 0 | 0 | 0 | 0 | 0 | 0 | 0.18 | 0 |  |  |  | 0 |  |  | 0 |  |  |  | 0 |  | 0 | 0 | 0 |  |  | 0 |  |  | 2013 | 2013 | Office-Enclosed-whole-small
2016 |  | Office - Open Plan (Including Other)-whole-small |  | 0.81 | [5 empty] | 64.26 | [6 empty] | 12.3752 | [20 empty] | x | 2013 | Office - Open Plan (Including Other)-whole-small
2016 | Office - Open Plan (Including Other)735-whole-Small |  | 27 | 0.81 | 735 | LED | Linear Dir/Ind | 1 | 38 | 45 | 38 | 50000 | 0.013158 | 0.5 | 0.6 | 0.486 | 8.8116 |  |  |  | 1.0609 |  |  | 0.005 |  |  |  | 0.0080921 |  | 0.013092 | 50000 | 6.6049 |  |  | 1.0609 |  |  | 2013 | 2013 | Office - Open Plan (Including Other)-whole-small | 2007 encl
2016 | Office - Open Plan (Including Other)739-whole-Small |  | 27 | Match? | 739 | LED | Task | 1 | 10 | 9.18 | 10 | 50000 | 0.015 | 0.15 | 0.2 | 0.162 | 1.9215 |  |  |  | 0.45203 |  |  | 0.0015 |  |  |  | 0.009225 |  | 0.010725 | 50000 | 1.44 |  |  | 0.45203 |  |  | 2013 | 2013 | Office - Open Plan (Including Other)-whole-small | 2010 encl
2016 | Office - Open Plan (Including Other)0-whole-small |  | 27 | Yes | 0 | 0 | NA | 0 | 0 | 0 | 0 | 0 | 0 | 0 | 0 | 0 | 0 |  |  |  | 0 |  |  | 0 |  |  |  | 0 |  | 0 | 0 | 0 |  |  | 0 |  |  | 2013 | 2013 | Office - Open Plan (Including Other)-whole-small
2016 | Office - Open Plan (Including Other)703-whole-Small |  | 27 |  | 703 | LED | Linear WW Open | 1 | 75 | 10.08 | 75 | 50000 | 0.0021333 | 0.16 | 0.2 | 0.162 | 1.6421 |  |  |  | 0.20992 |  |  | 0.0016 |  |  |  | 0.001312 |  | 0.002912 | 50000 | 1.2304 |  |  | 0.20992 |  |  | 2013 | 2013 | Office - Open Plan (Including Other)-whole-small
2016 |  | Office-Enclosed-whole-large |  | 0.826 | [5 empty] | 69.696 | [6 empty] | 5.2523 | [20 empty] | x | 2013 | Office-Enclosed-whole-large
2016 | Office-Enclosed700-whole-Large |  | 25 | 0.83 | 700 | LED | Linear Rec Hi Perf Lensed | 1 | 36 | 55.62 | 36 | 50000 | 0.016667 | 0.6 |  |  | 2.306 |  |  |  | 1.5467 |  |  | 0.006 |  |  |  | 0.01025 |  | 0.01625 | 50000 | 1.725 |  |  | 1.5467 |  |  | 2013 | 2013 | Office-Enclosed-whole-large
2016 | Office-Enclosed739-whole-Large |  | 25 | Match? | 739 | LED | Task | 1 | 10 | 14.076 | 10 | 50000 | 0.023 | 0.23 |  |  | 2.9463 |  |  |  | 0.6931 |  |  | 0.0023 |  |  |  | 0.014145 |  | 0.016445 | 50000 | 2.208 |  |  | 0.6931 |  |  | 2013 | 2013 | Office-Enclosed-whole-large
2016 | Office-Enclosed0-whole-Large |  | 25 | Yes | 0 | 0 | NA | 0 | 0 | 0 | 0 | 0 | 0 | 0 |  |  | 0 |  |  |  | 0 |  |  | 0 |  |  |  | 0 |  | 0 | 0 | 0 |  |  | 0 |  |  | 2013 | 2013 | Office-Enclosed-whole-large
2016 | Office-Enclosed0-whole-Large |  | 25 |  | 0 | 0 | NA | 0 | 0 | 0 | 0 | 0 | 0 | 0 |  |  | 0 |  |  |  | 0 |  |  | 0 |  |  |  | 0 |  | 0 | 0 | 0 |  |  | 0 |  |  | 2013 | 2013 | Office-Enclosed-whole-large
2016 |  | Office - Open Plan (Including Other)-whole |  | 0.81 | [5 empty] | 64.26 | [6 empty] | 12.3752 | [20 empty] | x | 2013 | Office - Open Plan (Including Other)-whole
2016 | Office - Open Plan (Including Other)735-whole-Large |  | 27 | 0.81 | 735 | LED | Linear Dir/Ind | 1 | 38 | 45 | 38 | 50000 | 0.013158 | 0.5 | 0.6 | 0.486 | 8.8116 |  |  |  | 1.0609 |  |  | 0.005 |  |  |  | 0.0080921 |  | 0.013092 | 50000 | 6.6049 |  |  | 1.0609 |  |  | 2013 | 2013 | Office - Open Plan (Including Other)-whole | 2007 encl
2016 | Office - Open Plan (Including Other)739-whole-Large |  | 27 | Match? | 739 | LED | Task | 1 | 10 | 9.18 | 10 | 50000 | 0.015 | 0.15 | 0.2 | 0.162 | 1.9215 |  |  |  | 0.45203 |  |  | 0.0015 |  |  |  | 0.009225 |  | 0.010725 | 50000 | 1.44 |  |  | 0.45203 |  |  | 2013 | 2013 | Office - Open Plan (Including Other)-whole | 2010 encl
2016 | Office - Open Plan (Including Other)0-whole-Large |  | 27 | Yes | 0 | 0 | NA | 0 | 0 | 0 | 0 | 0 | 0 | 0 | 0 | 0 | 0 |  |  |  | 0 |  |  | 0 |  |  |  | 0 |  | 0 | 0 | 0 |  |  | 0 |  |  | 2013 | 2013 | Office - Open Plan (Including Other)-whole
2016 | Office - Open Plan (Including Other)703-whole-Large |  | 27 |  | 703 | LED | Linear WW Open | 1 | 75 | 10.08 | 75 | 50000 | 0.0021333 | 0.16 | 0.2 | 0.162 | 1.6421 |  |  |  | 0.20992 |  |  | 0.0016 |  |  |  | 0.001312 |  | 0.002912 | 50000 | 1.2304 |  |  | 0.20992 |  |  | 2013 | 2013 | Office - Open Plan (Including Other)-whole
2016 |  | Restrooms |  | 0.85 | [5 empty] | 61.1392 | [6 empty] | 9.7535 | [20 empty] | x | 2013 | Restrooms
2016 | Restrooms604 |  | 12 | 0.85 | 604 | F32T8 - Bi-Pin Base | Wall Mounted Linear Direct/Indirect | 32 | 1 | 24.2392 | 29 | 36000 | 0.012069 | 0.35 |  |  | 4.2525 |  |  |  | 0.3637 |  |  | 0.040431 |  |  |  | 0.065978 |  | 0.10641 | 50000 | 0.36207 |  |  | 0.74224 |  |  | 2013 | 2013 | Restrooms
2016 | Restrooms720 |  | 12 | Match? | 720 | LED | Downlight Lensed | 1 | 22 | 12.6 | 22 | 50000 | 0.0090909 | 0.2 |  |  | 1.5353 |  |  |  | 0.55909 |  |  | 0.002 |  |  |  | 0.0055909 |  | 0.0075909 | 50000 | 1.15 |  |  | 0.55909 |  |  | 2013 | 2013 | Restrooms
2016 | Restrooms0 |  | 12 | Yes | 0 | 0 | NA | 0 | 0 | 0 | 0 | 0 | 0 | 0 |  |  | 0 |  |  |  | 0 |  |  | 0 |  |  |  | 0 |  | 0 | 0 | 0 |  |  | 0 |  |  | 2013 | 2013 | Restrooms
2016 | Restrooms534-2 |  | 12 |  | 534-2 | F32T8 - Bi-Pin Base | Linear Wall Cove | 32 | 1 | 24.3 | 29 | 36000 | 0.010345 | 0.3 |  |  | 3.9657 |  |  |  | 0.59867 |  |  | 0.034655 |  |  |  | 0.056552 |  | 0.091208 | 50000 | 0.31034 |  |  | 0.63621 |  |  | 2013 | 2013 | Restrooms
2016 |  | Retail - Sales Area |  | 1.22 | [5 empty] | 104.607 | [6 empty] | 6.3381 | [20 empty] | x | 2013 | Retail - Sales Area
2016 | Retail - Sales Area700 |  | 97 | 1.21 | 700 | LED | Linear Rec Hi Perf Lensed | 1 | 36 | 67.671 | 36 | 50000 | 0.020278 | 0.73 | 0.6 | 0.732 | 2.8056 |  |  |  | 1.8818 |  |  | 0.0073 |  |  |  | 0.012471 |  | 0.019771 | 50000 | 2.0987 |  |  | 1.8818 |  |  | 2013 | 2013 | Retail - Sales Area
2016 | Retail - Sales Area741 |  | 97 | Match? | 741 | LED | Downlight open | 1 | 24 | 14.688 | 24 | 50000 | 0.01 | 0.24 | 0.2 | 0.244 | 1.6519 |  |  |  | 0.615 |  |  | 0.0024 |  |  |  | 0.00615 |  | 0.00855 | 50000 | 1.2371 |  |  | 0.615 |  |  | 2013 | 2013 | Retail - Sales Area
2016 | Retail - Sales Area0 |  | 97 | Yes | 0 | 0 | NA | 0 | 0 | 0 | 0 | 0 | 0 | 0 | 0 | 0 | 0 |  |  |  | 0 |  |  | 0 |  |  |  | 0 |  | 0 | 0 | 0 |  |  | 0 |  |  | 2013 | 2013 | Retail - Sales Area
2016 | Retail - Sales Area537-1_LED |  | 97 |  | 537-1_LED | LED | Wallgrazing direct distribution | 1 | 23 | 22.248 | 23 | 50000 | 0.010435 | 0.24 | 0.2 | 0.244 | 1.8806 |  |  |  | 0.96838 |  |  | 0.0024 |  |  |  | 6.4174e-07 |  | 0.0024006 | 50000 | 0.93908 |  |  | 0.96838 |  |  | 2013 | 2013 | Retail - Sales Area
2016 |  | Stairway |  | 0.58 | [5 empty] | 44.892 | [6 empty] | 5.37 | [20 empty] | x | 2013 | Stairway
2016 | Stairway731 |  | 11 | 0.58 | 731 | LED | Narrow Linear | 1 | 40 | 22.968 | 40 | 50000 | 0.00725 | 0.29 |  |  | 2.7724 |  |  |  | 0.58454 |  |  | 0.0029 |  |  |  | 0.0044588 |  | 0.0073587 | 50000 | 2.0771 |  |  | 0.58454 |  |  | 2013 | 2013 | Stairway
2016 | Stairway702 |  | 11 | Match? | 702 | LED | Linear Wall Cove | 1 | 19 | 21.924 | 19 | 50000 | 0.015263 | 0.29 |  |  | 2.5976 |  |  |  | 1.5019 |  |  | 0.0029 |  |  |  | 0.0093868 |  | 0.012287 | 50000 | 1.9461 |  |  | 1.5019 |  |  | 2013 | 2013 | Stairway
2016 | Stairway0 |  | 11 | Yes | 0 | 0 | NA | 0 | 0 | 0 | 0 | 0 | 0 | 0 |  |  | 0 |  |  |  | 0 |  |  | 0 |  |  |  | 0 |  | 0 | 0 | 0 |  |  | 0 |  |  | 2013 | 2013 | Stairway
2016 | Stairway0 |  | 11 |  | 0 | 0 | NA | 0 | 0 | 0 | 0 | 0 | 0 | 9.9928e-08 |  |  | 0 |  |  |  | 0 |  |  | 0 |  |  |  | 0 |  | 0 | 0 | 0 |  |  | 0 |  |  | 2013 | 2013 | Stairway
2016 |  | Storage |  | 0.46 |  |  | 20 |  |  | 47.61 | [6 empty] | 3.0309 | [20 empty] | x | 2013 | Storage
2016 | Storage738 |  | 41 | 0.46 | 738 | LED | Linear Industrial | 1 | 38 | 47.61 | 38 | 50000 | 0.012105 | 0.46 | 1 | 0.46 | 3.0309 |  |  |  | 0.70055 |  |  | 0.0046 |  |  |  | 0.0074447 |  | 0.012045 | 50000 | 2.2697 |  |  | 0.70055 |  |  | 2013 | 2013 | Storage
2016 | Storage0 |  | 41 | Match? | 0 | 0 | NA | 0 | 0 | 0 | 0 | 0 | 0 | 0 | 0 | 0 | 0 |  |  |  | 0 |  |  | 0 |  |  |  | 0 |  | 0 | 0 | 0 |  |  | 0 |  |  | 2013 | 2013 | Storage
2016 | Storage0 |  | 41 | Yes | 0 | 0 | NA | 0 | 0 | 0 | 0 | 0 | 0 | 0 | 0 | 0 | 0 |  |  |  | 0 |  |  | 0 |  |  |  | 0 |  | 0 | 0 | 0 |  |  | 0 |  |  | 2013 | 2013 | Storage
2016 | Storage0 |  | 41 |  | 0 | 0 | NA | 0 | 0 | 0 | 0 | 0 | 0 | 9.9297e-08 | 0 | 0 | 0 |  |  |  | 0 |  |  | 0 |  |  |  | 0 |  | 0 | 0 | 0 |  |  | 0 |  |  | 2013 | 2013 | Storage
|  | 1 FL linear fluorescent, CF compact fluorescent, MH metal halide | [35 empty] | x | x | x
|  | Interior Lighting Costs by Space Type, 90.1-2016 | [35 empty] | x | x | x
|  | Space Type Lighting Descriptions and Cost Parameters | [18 empty] | New Construction Cost |  |  | Lamp Replacement Cost | [6 empty] | Ballast Replacement Cost | [6 empty] | x | x | x
| 90.1-2019 Lookup Values | 90.1-2019 Space Types | Model Number | Lighting Power Allowance, LPD, W/ft2 | Fixtures - ID Number | Fixture type | Lamp Type | Lamp Wattage | Number of Lamps | Net Est. Fixture Lum/ft2 | Fixture Watts | Lamp Life, Hours | Quantity of Fixtures/ft2 | Fixture Watts/ft2 |  |  | Fixture + Lamp Cost, $/ft2 | not used | not used | not used | Labor Cost $/ft2 |  |  | Lamp Cost, $/ft2 | Labor Crew Type |  |  | Labor Cost/ft2 | Overhead and Profit, $/ft2 | Total $/ft2 | Ballast Life Hours | Ballast Cost, $/ft2 | Not Used | Not Used | Labor Cost/ft2 |  |  | x | x | x
| Classroom/Lecture/Training | Classroom/Lecture/Training |  | 0.71 |  |  | 47.15 |  |  | 68.985 | [6 empty] | 4.6769 | [13 empty] | 0 | 0 |  |  | 0 |  |  | x | 2016 | Classroom/Lecture/Training
2019 | Classroom/Lecture/TrainingTR701 |  | 3.1 | 0.71 | TR701 | LED | Linear Rec Hi Perf Lensed | 1 | 32 | 56.925 | 32 | 50000 | 0.017188 | 0.55 | 0.76 | 0.5396 | 2.3774 |  |  |  | 1.057 |  |  | 0.0055 |  |  |  | 0.01057 |  | 0.01607 | 50000 | 1.7789 |  |  | 1.057 |  |  | 2019 | 2019 | Classroom/Lecture/Training
2019 | Classroom/Lecture/TrainingDL706 |  | 3.1 | Match? | DL706 | LED | Downlight open | 1 | 12 | 5.508 | 12 | 50000 | 0.0075 | 0.09 | 0.07 | 0.0497 | 1.238 |  |  |  | 0.46125 |  |  | 0.0009 |  |  |  | 0.0046125 |  | 0.0055125 | 50000 | 0.92783 |  |  | 0.46125 |  |  | 2016 | 2016 | Classroom/Lecture/Training
2019 | Classroom/Lecture/Training0 |  | 3.1 | Yes | 0 | 0 | NA | 0 | 0 | 0 | 0 | 0 | 0 | 0 | 0 | 0 | 0 |  |  |  | 0 |  |  | 0 |  |  |  | 0 |  | 0 | 0 | 0 |  |  | 0 |  |  | 2016 | 2016 | Classroom/Lecture/Training
2019 | Classroom/Lecture/TrainingWW714 |  | 3.1 |  | WW714 | LED | Linear WW Open | 1 | 58 | 6.552 | 58 | 50000 | 0.0013793 | 0.08 | 0.17 | 0.1207 | 1.0615 |  |  |  | 0.13572 |  |  | 0.0008 |  |  |  | 0.00084828 |  | 0.0016483 | 50000 | 0.79552 |  |  | 0.13572 |  |  | 2016 | 2016 | Classroom/Lecture/Training
|  | Conference/Meeting/Multipurpose |  | 0.97 | [5 empty] | 70.704 | [6 empty] | 7.2964 | [20 empty] | x | 2016 | Conference/Meeting/Multipurpose
2019 | Conference/Meeting/MultipurposeTR704 |  | 31 | 0.96 | TR704 | LED | Linear Rec Hi Perf Lensed | 1 | 32 | 48.951 | 32 | 50000 | 0.015312 | 0.49 | 0.5 | 0.485 | 2.118 |  |  |  | 0.94172 |  |  | 0.0049 |  |  |  | 0.0094172 |  | 0.014317 | 50000 | 1.5848 |  |  | 0.94172 |  |  | 2016 | 2016 | Conference/Meeting/Multipurpose
2019 | Conference/Meeting/MultipurposeDL702 |  | 31 | Match? | DL702 | LED | Downlight small 90 CRI | 1 | 24 | 8.64 | 24 | 50000 | 0.0066667 | 0.16 | 0.19 | 0.1843 | 1.2021 |  |  |  | 0.41 |  |  | 0.0016 |  |  |  | 0.0041 |  | 0.0057 | 50000 | 0.9004 |  |  | 0.41 |  |  | 2016 | 2016 | Conference/Meeting/Multipurpose
2019 | Conference/Meeting/Multipurpose0 |  | 31 |  | 0 | 0 | NA | 0 | 0 | 0 | 0 | 0 | 0 | 0 | 0 | 0 | 0 |  |  |  | 0 |  |  | 0 |  |  |  | 0 |  | 0 | 0 | 0 |  |  | 0 |  |  | 2016 | 2016 | Conference/Meeting/Multipurpose
2019 | Conference/Meeting/MultipurposeWW704 |  | 31 |  | WW704 | LED | Linear WW Open | 1 | 60 | 13.113 | 60 | 50000 | 0.0051667 | 0.31 | 0.32 | 0.3104 | 3.9763 |  |  |  | 0.5084 |  |  | 0.0031 |  |  |  | 0.0031775 |  | 0.0062775 | 50000 | 2.9799 |  |  | 0.5084 |  |  | 2016 | 2016 | Conference/Meeting/Multipurpose
Input |  | Corridor/Transition |  | 0.41 | [5 empty] | 29.835 | [6 empty] | #N/A | [20 empty] | x | 2016 | Corridor/Transition
2019 | Corridor/TransitionDL706 |  | 2 | 0.41 | DL706 | LED | Downlight open | 1 | 12 | 14.688 | 12 | 50000 | 0.02 | 0.24 | 0.57576 | 0.23606 | 3.3013 |  |  |  | 1.23 |  |  | 0.0024 |  |  |  | 0.0123 |  | 0.0147 | 50000 | 2.4742 |  |  | 1.23 |  |  | 2016 | 2016 | Corridor/Transition
2019 | Corridor/Transition0 |  | 2 | Match? | 0 | 0 | NA | 0 | 0 | 0 | 0 | 0 | 0 | 0 | 0 | 0 | 0 |  |  |  | 0 |  |  | 0 |  |  |  | 0 |  | 0 | 0 | 0 |  |  | 0 |  |  | 2016 | 2016 | Corridor/Transition
2019 | Corridor/Transition0 |  | 2 | Yes | 0 | 0 | NA | 0 | 0 | 0 | 0 | 0 | 0 | 0 | 0 | 0 | 0 |  |  |  | 0 |  |  | 0 |  |  |  | 0 |  | 0 | 0 | 0 |  |  | 0 |  |  | 2016 | 2016 | Corridor/Transition
2019 | Corridor/TransitionWW708 |  | 2 |  | WW708 | LED | Linear WW Open | 1 | 53 | 15.147 | 53 | 50000 | 0.0032075 | 0.17 | 0.42424 | 0.17394 | 2.4683 |  |  |  | 0.31562 |  |  | 0.0017 |  |  |  | 0.0019726 |  | 0.0036726 | 50000 | 1.85 |  |  | 0.31562 |  |  | 2016 | 2016 | Corridor/Transition
Input |  | Dining Area |  | 0.43 | [5 empty] | 38.241 | [6 empty] | #N/A | [20 empty] | x | 2016 | Dining Area
2019 | Dining AreaTR704 |  | 6 | 0.43 | TR704 | LED | Linear Rec Hi Perf Lensed | 1 | 32 | 17.982 | 32 | 50000 | 0.005625 | 0.18 |  |  | 0.77805 |  |  |  | 0.34594 |  |  | 0.0018 |  |  |  | 0.0034594 |  | 0.0052594 | 50000 | 0.58219 |  |  | 0.34594 |  |  | 2016 | 2016 | Dining Area
2019 | Dining AreaDL707 |  | 6 | Match? | DL707 | LED | Downlight open | 1 | 8 | 9.612 | 8 | 50000 | 0.015 | 0.12 |  |  | 3.0613 |  |  |  | 0.9225 |  |  | 0.0012 |  |  |  | 0.009225 |  | 0.010425 | 50000 | 2.2951 |  |  | 0.9225 |  |  | 2016 | 2016 | Dining Area
2019 | Dining Area0 |  | 6 | Yes | 0 | 0 | NA | 0 | 0 | 0 | 0 | 0 | 0 | 0 |  |  | 0 |  |  |  | 0 |  |  | 0 |  |  |  | 0 |  | 0 | 0 | 0 |  |  | 0 |  |  | 2016 | 2016 | Dining Area
2019 | Dining AreaWW714 |  | 6 |  | WW714 | LED | Linear WW Open | 1 | 58 | 10.647 | 58 | 50000 | 0.0022414 | 0.13 |  |  | 1.7249 |  |  |  | 0.22055 |  |  | 0.0013 |  |  |  | 0.0013784 |  | 0.0026784 | 50000 | 1.2927 |  |  | 0.22055 |  |  | 2016 | 2016 | Dining Area
2019 |  | Dwelling-Unit |  | 0.2905 |  |  | "other lamps" not included |  |  | 10.0479 |  |  | 0.015759 |  |  | 18.4337 | 0.028693 | [20 empty] | x | 2013 | Dwelling-Unit
2019 | Dwelling-Unit301 |  | 6 | 0.2905 | 301 | A19 | Inc residential screw in lamp | 60 | 1 | 0.82024 | 60 | 1000 | 0.001519 | 0.091137 | 0.096386 | 5.7831 | 0.0013519 |  |  |  | 0 |  |  | 0.0013519 |  |  |  | 0 |  | 0.0013519 | 0 | 0 |  |  | 0 |  |  | 2013 | 2013 | Dwelling-Unit
2019 | Dwelling-Unit302 |  | 6 | Match? | 302 | A19 | CFL residential screw in lamp | 14 | 1 | 9.2276 | 14 | 10000 | 0.01424 | 0.19936 | 0.90361 | 12.6506 | 0.027341 |  |  |  | 0 |  |  | 0.027341 |  |  |  | 0 |  | 0.027341 | 0 | 0 |  |  | 0 |  |  | 2013 | 2013 | Dwelling-Unit
2019 | Dwelling-Unit303 |  | 6 | Yes | 303 | A19 | LEC residential screw in lamp | 9 | 1 | 0 | 9 | 15000 | 0 | 0 | 0 | 0 | 0 |  |  |  | 0 |  |  | 0 |  |  |  | 0 |  | 0 | 0 | 0 |  |  | 0 |  |  | 2013 | 2013 | Dwelling-Unit
2019 | Dwelling-Unit0 |  | 6 |  | 0 | 0 | NA | 0 | 0 | 0 | 0 | 0 | 0 | 0 | 0 | 0 | 0 |  |  |  | 0 |  |  | 0 |  |  |  | 0 |  | 0 | 0 | 0 |  |  | 0 |  |  | 2013 | 2013 | Dwelling-Unit
Input |  | Electrical/Mechanical |  | 0.43 | [5 empty] | 33.561 | [6 empty] | #N/A | [20 empty] | x | 2016 | Electrical/Mechanical
2019 | Electrical/MechanicalLB702 |  | 4 | 0.43 | LB702 | LED | Lowbay linear wrap | 1 | 37 | 21.321 | 37 | 50000 | 0.0062162 | 0.23 |  |  | 1.0653 |  |  |  | 0.35974 |  |  | 0.0023 |  |  |  | 0.003823 |  | 0.006123 | 50000 | 0.79723 |  |  | 0.35974 |  |  | 2016 | 2016 | Electrical/Mechanical
2019 | Electrical/MechanicalTL702 |  | 4 | Match? | TL702 | LED | Task | 1 | 10 | 12.24 | 10 | 50000 | 0.02 | 0.2 |  |  | 2.562 |  |  |  | 0.6027 |  |  | 0.002 |  |  |  | 0.0123 |  | 0.0143 | 50000 | 1.92 |  |  | 0.6027 |  |  | 2016 | 2016 | Electrical/Mechanical
2019 | Electrical/Mechanical0 |  | 4 | Yes | 0 | 0 | NA | 0 | 0 | 0 | 0 | 0 | 0 | 0 |  |  | 0 |  |  |  | 0 |  |  | 0 |  |  |  | 0 |  | 0 | 0 | 0 |  |  | 0 |  |  | 2016 | 2016 | Electrical/Mechanical
2019 | Electrical/Mechanical0 |  | 4 |  | 0 | 0 | NA | 0 | 0 | 0 | 0 | 0 | 0 | 0 |  |  | 0 |  |  |  | 0 |  |  | 0 |  |  |  | 0 |  | 0 | 0 | 0 |  |  | 0 |  |  | 2016 | 2016 | Electrical/Mechanical
2019 |  | Food Preparation |  | 1.09 | [5 empty] | 108.891 | [6 empty] | 4.645 | [20 empty] | x | 2016 | Food Preparation
2019 | Food PreparationTR704 |  | 8 | 1.09 | TR704 | LED | Linear Rec Hi Perf Lensed | 1 | 32 | 90.909 | 32 | 50000 | 0.028438 | 0.91 |  |  | 3.9335 |  |  |  | 1.7489 |  |  | 0.0091 |  |  |  | 0.017489 |  | 0.026589 | 50000 | 2.9433 |  |  | 1.7489 |  |  | 2016 | 2016 | Food Preparation
2019 | Food PreparationTR703 |  | 8 | Match? | TR703 | LED | Linear Rec Hi Perf Lensed | 1 | 35 | 17.982 | 35 | 50000 | 0.0051429 | 0.18 |  |  | 0.71151 |  |  |  | 0.31629 |  |  | 0.0018 |  |  |  | 0.0031629 |  | 0.0049629 | 50000 | 0.53229 |  |  | 0.31629 |  |  | 2016 | 2016 | Food Preparation
2019 | Food Preparation0 |  | 8 | Yes | 0 | 0 | NA | 0 | 0 | 0 | 0 | 0 | 0 | 0 |  |  | 0 |  |  |  | 0 |  |  | 0 |  |  |  | 0 |  | 0 | 0 | 0 |  |  | 0 |  |  | 2016 | 2016 | Food Preparation
2019 | Food Preparation0 |  | 8 |  | 0 | 0 | NA | 0 | 0 | 0 | 0 | 0 | 0 | 0 |  |  | 0 |  |  |  | 0 |  |  | 0 |  |  |  | 0 |  | 0 | 0 | 0 |  |  | 0 |  |  | 2016 | 2016 | Food Preparation
2019 |  | Gymnasium/Fitness-Fitness Area |  | 0.7 | [5 empty] | 69.3 | [6 empty] | #N/A | [20 empty] | x | 2016 | Gymnasium/Fitness-Fitness Area
2019 | Gymnasium/Fitness-Fitness AreaID701 |  | 126 | 0.7 | ID701 | LED | Linear Dir/Indir | 1 | 33 | 69.3 | 33 | 50000 | 0.021212 | 0.7 |  |  | 14.2043 |  |  |  | 1.7103 |  |  | 0.007 |  |  |  | 0.013045 |  | 0.020045 | 50000 | 10.648 |  |  | 1.7103 |  |  | 2016 | 2016 | Gymnasium/Fitness-Fitness Area
2019 | Gymnasium/Fitness-Fitness Area0 |  | 126 | Match? | 0 | 0 | NA | 0 | 0 | 0 | 0 | 0 | 0 | 0 |  |  | 0 |  |  |  | 0 |  |  | 0 |  |  |  | 0 |  | 0 | 0 | 0 |  |  | 0 |  |  | 2016 | 2016 | Gymnasium/Fitness-Fitness Area
2019 | Gymnasium/Fitness-Fitness Area0 |  | 126 | Yes | 0 | 0 | NA | 0 | 0 | 0 | 0 | 0 | 0 | 0 |  |  | 0 |  |  |  | 0 |  |  | 0 |  |  |  | 0 |  | 0 | 0 | 0 |  |  | 0 |  |  | 2016 | 2016 | Gymnasium/Fitness-Fitness Area
2019 | Gymnasium/Fitness-Fitness Area0 |  | 126 |  | 0 | 0 | NA | 0 | 0 | 0 | 0 | 0 | 0 | 0 |  |  | 0 |  |  |  | 0 |  |  | 0 |  |  |  | 0 |  | 0 | 0 | 0 |  |  | 0 |  |  | 2016 | 2016 | Gymnasium/Fitness-Fitness Area
2019 |  | Highway Lodging Guest Rooms |  | 0.41 | [5 empty] | 34.551 | [6 empty] | 5.1471 | [20 empty] | x | 2016 | Highway Lodging Guest Rooms
2019 | Highway Lodging Guest RoomsWW714 |  | 75.01 | 0.41 | WW714 | LED | Linear WW Open | 1 | 58 | 26.208 | 58 | 50000 | 0.0055172 | 0.32 | 0.77 | 0.3157 | 4.246 |  |  |  | 0.5429 |  |  | 0.0032 |  |  |  | 0.0033931 |  | 0.0065931 | 50000 | 3.1821 |  |  | 0.5429 |  |  | 2016 | 2016 | Highway Lodging Guest Rooms
2019 | Highway Lodging Guest RoomsDL703 |  | 75.01 | Match? | DL703 | LED | Downlight open or lensed | 1 | 23 | 8.343 | 23 | 50000 | 0.003913 | 0.09 | 0.23 | 0.0943 | 0.9011 |  |  |  | 0.24065 |  |  | 0.0009 |  |  |  | 0.0024065 |  | 0.0033065 | 50000 | 0.67515 |  |  | 0.24065 |  |  | 2016 | 2016 | Highway Lodging Guest Rooms
2019 | Highway Lodging Guest Rooms0 |  | 75.01 | Yes | 0 | 0 | NA | 0 | 0 | 0 | 0 | 0 | 0 | 0 | 0 | 0 | 0 |  |  |  | 0 |  |  | 0 |  |  |  | 0 |  | 0 | 0 | 0 |  |  | 0 |  |  | 2016 | 2016 | Highway Lodging Guest Rooms
2019 | Highway Lodging Guest Rooms0 |  | 75.01 |  | 0 | 0 | NA | 0 | 0 | 0 | 0 | 0 | 0 | 0 | 0 | 0 | 0 |  |  |  | 0 |  |  | 0 |  |  |  | 0 |  | 0 | 0 | 0 |  |  | 0 |  |  | 2016 | 2016 | Highway Lodging Guest Rooms
2019 |  | Laundry-Washing |  | 0.53 | [5 empty] | 52.947 | [6 empty] | #N/A | [20 empty] | x | 2016 | Laundry-Washing
2019 | Laundry-WashingTR703 |  | 82 | 0.53 | TR703 | LED | Linear Rec Hi Perf Lensed | 1 | 35 | 52.947 | 35 | 50000 | 0.015143 | 0.53 |  |  | 2.095 |  |  |  | 0.93129 |  |  | 0.0053 |  |  |  | 0.0093129 |  | 0.014613 | 50000 | 1.5673 |  |  | 0.93129 |  |  | 2016 | 2016 | Laundry-Washing
2019 | Laundry-Washing0 |  | 82 | Match? | 0 | 0 | NA | 0 | 0 | 0 | 0 | 0 | 0 | 0 |  |  | 0 |  |  |  | 0 |  |  | 0 |  |  |  | 0 |  | 0 | 0 | 0 |  |  | 0 |  |  | 2016 | 2016 | Laundry-Washing
2019 | Laundry-Washing0 |  | 82 | Yes | 0 | 0 | NA | 0 | 0 | 0 | 0 | 0 | 0 | 0 |  |  | 0 |  |  |  | 0 |  |  | 0 |  |  |  | 0 |  | 0 | 0 | 0 |  |  | 0 |  |  | 2016 | 2016 | Laundry-Washing
2019 | Laundry-Washing0 |  | 82 |  | 0 | 0 | NA | 0 | 0 | 0 | 0 | 0 | 0 | 1.0077e-07 |  |  | 0 |  |  |  | 0 |  |  | 0 |  |  |  | 0 |  | 0 | 0 | 0 |  |  | 0 |  |  | 2016 | 2016 | Laundry-Washing
2019 |  | Library |  | 0.96 | [5 empty] | 87.03 | [6 empty] | 15.7566 | [20 empty] | x | 2016 | Library
2019 | LibraryID701 |  | 19 | 0.95 | ID701 | LED | Linear Dir/Indir | 1 | 33 | 61.875 | 33 | 50000 | 0.018939 | 0.625 | 0.53 | 0.5088 | 12.6824 |  |  |  | 1.527 |  |  | 0.00625 |  |  |  | 0.011648 |  | 0.017898 | 50000 | 9.5071 |  |  | 1.527 |  |  | 2016 | 2016 | Library
2019 | LibraryDL709 |  | 19 | Match? | DL709 | LED | Downlight open | 1 | 21 | 25.155 | 21 | 50000 | 0.015476 | 0.325 | 0.37 | 0.3552 | 3.0742 |  |  |  | 0.95179 |  |  | 0.00325 |  |  |  | 0.0095179 |  | 0.012768 | 50000 | 2.3032 |  |  | 0.95179 |  |  | 2016 | 2016 | Library
2019 | Library0 |  | 19 | Yes | 0 | 0 | NA | 0 | 0 | 0 | 0 | 0 | 0 | 0 | 0 | 0 | 0 |  |  |  | 0 |  |  | 0 |  |  |  | 0 |  | 0 | 0 | 0 |  |  | 0 |  |  | 2016 | 2016 | Library
2019 | Library0 |  | 19 |  | 0 | 0 | NA | 0 | 0 | 0 | 0 | 0 | 0 | 0 | 0 | 0 | 0 |  |  |  | 0 |  |  | 0 |  |  |  | 0 |  | 0 | 0 | 0 |  |  | 0 |  |  | 2016 | 2016 | Library
2019 |  | Lounge/Recreation - Breakroom |  | 0.59 | [5 empty] | 44.604 | [6 empty] | #N/A | [20 empty] | x | 2016 | Lounge/Recreation - Breakroom
2019 | Lounge/Recreation - BreakroomDL707 |  | 9 | 0.56 | DL707 | LED | Downlight open | 1 | 8 | 22.428 | 8 | 50000 | 0.035 | 0.28 | 0.78571 | 0.44 | 7.1431 |  |  |  | 2.1525 |  |  | 0.0028 |  |  |  | 0.021525 |  | 0.024325 | 50000 | 5.3552 |  |  | 2.1525 |  |  | 2016 | 2016 | Lounge/Recreation - Breakroom
2019 | Lounge/Recreation - Breakroom0 |  | 9 | Match? | 0 | 0 | NA | 0 | 0 | 0 | 0 | 0 | 0 | 0 | 0 | 0 | 0 |  |  |  | 0 |  |  | 0 |  |  |  | 0 |  | 0 | 0 | 0 |  |  | 0 |  |  | 2016 | 2016 | Lounge/Recreation - Breakroom
2019 | Lounge/Recreation - Breakroom0 |  | 9 | No | 0 | 0 | NA | 0 | 0 | 0 | 0 | 0 | 0 | 0 | 0 | 0 | 0 |  |  |  | 0 |  |  | 0 |  |  |  | 0 |  | 0 | 0 | 0 |  |  | 0 |  |  | 2016 | 2016 | Lounge/Recreation - Breakroom
2019 | Lounge/Recreation - BreakroomWG702 |  | 9 |  | WG702 | LED | Wallgrazing direct distribution | 1 | 18 | 22.176 | 18 | 50000 | 0.015556 | 0.28 | 0.51786 | 0.29 | 2.8026 |  |  |  | 0.95667 |  |  | 0.0028 |  |  |  | 0.0095667 |  | 0.012367 | 50000 | 2.0999 |  |  | 0.95667 |  |  | 2016 | 2016 | Lounge/Recreation - Breakroom
2019 |  | Lobby |  | 0.84 | [5 empty] | 63.828 | [6 empty] | 11.6844 | [20 empty] | x | 2016 | Lobby
2019 | LobbyIP701 |  | 20.1 | 0.84 | IP701 | LED | indirect Pendant | 1 | 38 | 44.37 | 38 | 50000 | 0.015263 | 0.58 | 0.69 | 0.5796 | 9.7132 |  |  |  | 1.2306 |  |  | 0.0058 |  |  |  | 0.0093868 |  | 0.015187 | 50000 | 7.2805 |  |  | 1.2306 |  |  | 2016 | 2016 | Lobby
2019 | LobbyDL701 |  | 20.1 | Match? | DL701 | LED | Downlight small 90 CRI | 1 | 38 | 6.48 | 38 | 50000 | 0.0031579 | 0.12 | 0.14 | 0.1176 | 0.56987 |  |  |  | 0.19421 |  |  | 0.0012 |  |  |  | 0.0019421 |  | 0.0031421 | 50000 | 0.4265 |  |  | 0.19421 |  |  | 2016 | 2016 | Lobby
2019 | Lobby0 |  | 20.1 | Yes | 0 | 0 | NA | 0 | 0 | 0 | 0 | 0 | 0 | 0 | 0 | 0 | 0 |  |  |  | 0 |  |  | 0 |  |  |  | 0 |  | 0 | 0 | 0 |  |  | 0 |  |  | 2016 | 2016 | Lobby
2019 | LobbyWG701 |  | 20.1 |  | WG701 | LED | Wallgrazing direct distribution | 1 | 18 | 12.978 | 18 | 50000 | 0.0077778 | 0.14 | 0.17 | 0.1428 | 1.4013 |  |  |  | 0.47833 |  |  | 0.0014 |  |  |  | 0.0047833 |  | 0.0061833 | 50000 | 1.0499 |  |  | 0.47833 |  |  | 2016 | 2016 | Lobby
2019 | Lobby | Lobby - Hotel |  | 0.51 | [5 empty] | 30.51 | [6 empty] | 4.4573 | [20 empty] | x | 2016 | Lobby - Hotel
2019 | Lobby - HotelDL702 |  | 79 | 0.5 | DL702 | LED | Downlight small 90 CRI | 1 | 24 | 21.6 | 24 | 50000 | 0.016667 | 0.4 |  |  | 3.0053 |  |  |  | 1.025 |  |  | 0.004 |  |  |  | 0.01025 |  | 0.01425 | 50000 | 2.251 |  |  | 1.025 |  |  | 2016 | 2016 | Lobby - Hotel
2019 | Lobby - Hotel0 |  | 79 | Match? | 0 | 0 | NA | 0 | 0 | 0 | 0 | 0 | 0 | 0 |  |  | 0 |  |  |  | 0 |  |  | 0 |  |  |  | 0 |  | 0 | 0 | 0 |  |  | 0 |  |  | 2016 | 2016 | Lobby - Hotel
2019 | Lobby - Hotel0 |  | 79 | Yes | 0 | 0 | NA | 0 | 0 | 0 | 0 | 0 | 0 | 0 |  |  | 0 |  |  |  | 0 |  |  | 0 |  |  |  | 0 |  | 0 | 0 | 0 |  |  | 0 |  |  | 2016 | 2016 | Lobby - Hotel
2019 | Lobby - HotelWW703 |  | 79 |  | WW703 | LED | Linear WW Open | 1 | 53 | 8.91 | 53 | 50000 | 0.0018868 | 0.1 |  |  | 1.4519 |  |  |  | 0.18566 |  |  | 0.001 |  |  |  | 0.0011604 |  | 0.0021604 | 50000 | 1.0882 |  |  | 0.18566 |  |  | 2016 | 2016 | Lobby - Hotel
2019 |  | Office-BLDG-SO |  | 0.64 | [5 empty] | 62.0467 | [6 empty] | 12.4474 | [20 empty] | x | 2016 | Office-BLDG-SO
2019 | Office-BLDG-SOID701 |  | 25 | 0.64 | ID701 | LED | Linear Dir/Indir | 1 | 33 | 55.7568 | 33 | 50000 | 0.017067 | 0.5632 | 0.88 |  | 11.4284 |  |  |  | 1.376 |  |  | 0.005632 |  |  |  | 0.010496 |  | 0.016128 | 50000 | 8.567 |  |  | 1.376 |  |  | 2016 | 2016 | Office-BLDG-SO
2019 | Office-BLDG-SO0 |  | 25 | Match? | 0 | 0 | NA | 0 | 0 | 0 | 0 | 0 | 0 | 0 | 0 |  | 0 |  |  |  | 0 |  |  | 0 |  |  |  | 0 |  | 0 | 0 | 0 |  |  | 0 |  |  | 2016 | 2016 | Office-BLDG-SO
2019 | Office-BLDG-SO0 |  | 25 | Yes | 0 | 0 | NA | 0 | 0 | 0 | 0 | 0 | 0 | 0 | 0 |  | 0 |  |  |  | 0 |  |  | 0 |  |  |  | 0 |  | 0 | 0 | 0 |  |  | 0 |  |  | 2016 | 2016 | Office-BLDG-SO
2019 | Office-BLDG-SOWW714 |  | 25 |  | WW714 | LED | Linear WW Open | 1 | 58 | 6.2899 | 58 | 50000 | 0.0013241 | 0.0768 | 0.12 |  | 1.019 |  |  |  | 0.1303 |  |  | 0.000768 |  |  |  | 0.00081434 |  | 0.0015823 | 50000 | 0.7637 |  |  | 0.1303 |  |  | 2016 | 2016 | Office-BLDG-SO
2019 |  | Office-BLDG-LO |  | 0.64 | [5 empty] | 62.0467 | [6 empty] | #N/A | [20 empty] | x | 2016 | Office-BLDG-LO
2019 | Office-BLDG-LOID701 |  | 27 | 0.64 | ID701 | LED | Linear Dir/Indir | 1 | 33 | 55.7568 | 33 | 50000 | 0.017067 | 0.5632 | 0.88 |  | 11.4284 |  |  |  | 1.376 |  |  | 0.005632 |  |  |  | 0.010496 |  | 0.016128 | 50000 | 8.567 |  |  | 1.376 |  |  | 2016 | 2016 | Office-BLDG-LO
2019 | Office-BLDG-LO0 |  | 27 | Match? | 0 | 0 | NA | 0 | 0 | 0 | 0 | 0 | 0 | 0 | 0 |  | 0 |  |  |  | 0 |  |  | 0 |  |  |  | 0 |  | 0 | 0 | 0 |  |  | 0 |  |  | 2016 | 2016 | Office-BLDG-LO
2019 | Office-BLDG-LO0 |  | 27 | Yes | 0 | 0 | NA | 0 | 0 | 0 | 0 | 0 | 0 | 0 | 0 |  | 0 |  |  |  | 0 |  |  | 0 |  |  |  | 0 |  | 0 | 0 | 0 |  |  | 0 |  |  | 2016 | 2016 | Office-BLDG-LO
2019 | Office-BLDG-LOWW714 |  | 27 |  | WW714 | LED | Linear WW Open | 1 | 58 | 6.2899 | 58 | 50000 | 0.0013241 | 0.0768 | 0.12 |  | 1.019 |  |  |  | 0.1303 |  |  | 0.000768 |  |  |  | 0.00081434 |  | 0.0015823 | 50000 | 0.7637 |  |  | 0.1303 |  |  | 2016 | 2016 | Office-BLDG-LO
2019 |  | Office-Enclosed |  | 0.74 | [5 empty] | 76.59 | [6 empty] | 3.1987 | [20 empty] | x | 2016 | Office-Enclosed
2019 | Office-EnclosedTR701 |  | 25 | 0.74 | TR701 | LED | Linear Rec Hi Perf Lensed | 1 | 32 | 76.59 | 32 | 50000 | 0.023125 | 0.74 | 1 | 0.74 | 3.1987 |  |  |  | 1.4222 |  |  | 0.0074 |  |  |  | 0.014222 |  | 0.021622 | 50000 | 2.3934 |  |  | 1.4222 |  |  | 2016 | 2016 | Office-Enclosed
2019 | Office-Enclosed0 |  | 25 | Match? | 0 | 0 | NA | 0 | 0 | 0 | 0 | 0 | 0 | 0 | 0 | 0 | 0 |  |  |  | 0 |  |  | 0 |  |  |  | 0 |  | 0 | 0 | 0 |  |  | 0 |  |  | 2016 | 2016 | Office-Enclosed
2019 | Office-Enclosed0 |  | 25 | Yes | 0 | 0 | NA | 0 | 0 | 0 | 0 | 0 | 0 | 0 | 0 | 0 | 0 |  |  |  | 0 |  |  | 0 |  |  |  | 0 |  | 0 | 0 | 0 |  |  | 0 |  |  | 2016 | 2016 | Office-Enclosed
2019 | Office-Enclosed0 |  | 25 |  | 0 | 0 | NA | 0 | 0 | 0 | 0 | 0 | 0 | 0 | 0 | 0 | 0 |  |  |  | 0 |  |  | 0 |  |  |  | 0 |  | 0 | 0 | 0 |  |  | 0 |  |  | 2016 | 2016 | Office-Enclosed
2019 |  | Office - Open Plan (Including Other) |  | 0.61 | [5 empty] | 59.535 | [6 empty] | 0 | [20 empty] | x | 2016 | Office - Open Plan (Including Other)
2019 | Office - Open Plan (Including Other)ID701 |  | 27 | 0.61 | ID701 | LED | Linear Dir/Indir | 1 | 33 | 55.44 | 33 | 50000 | 0.01697 | 0.56 | 0.92 | 0.5612 | 11.3634 |  |  |  | 1.3682 |  |  | 0.0056 |  |  |  | 0.010436 |  | 0.016036 | 50000 | 8.5184 |  |  | 1.3682 |  |  | 2016 | 2016 | Office - Open Plan (Including Other)
2019 | Office - Open Plan (Including Other)TL702 |  | 27 | Match? | TL702 | LED | Task | 1 | 10 | 0 | 10 | 50000 | 0 | 0 | 0 | 0 | 0 |  |  |  | 0 |  |  | 0 |  |  |  | 0 |  | 0 | 50000 | 0 |  |  | 0 |  |  | 2016 | 2016 | Office - Open Plan (Including Other)
2019 | Office - Open Plan (Including Other)0 |  | 27 | Yes | 0 | 0 | NA | 0 | 0 | 0 | 0 | 0 | 0 | 0 | 0 | 0 | 0 |  |  |  | 0 |  |  | 0 |  |  |  | 0 |  | 0 | 0 | 0 |  |  | 0 |  |  | 2016 | 2016 | Office - Open Plan (Including Other)
2019 | Office - Open Plan (Including Other)WW714 |  | 27 |  | WW714 | LED | Linear WW Open | 1 | 58 | 4.095 | 58 | 50000 | 0.00086207 | 0.05 | 0.08 | 0.0488 | 0.66343 |  |  |  | 0.084828 |  |  | 0.0005 |  |  |  | 0.00053017 |  | 0.0010302 | 50000 | 0.4972 |  |  | 0.084828 |  |  | 2016 | 2016 | Office - Open Plan (Including Other)
Input |  | Office-Enclosed-whole |  | 0.74 | [5 empty] | 76.59 | [6 empty] | #N/A | [20 empty] | x | 2016 | Office-Enclosed-whole
2019 | Office-Enclosed731-whole-Small |  | 25 | 0.74 | TR701 | LED | Linear Rec Hi Perf Lensed | 1 | 32 | 76.59 | 32 | 50000 | 0.023125 | 0.74 | 0.92 | 0.6808 | 3.1987 |  |  |  | 1.4222 |  |  | 0.0074 |  |  |  | 0.014222 |  | 0.021622 | 50000 | 2.3934 |  |  | 1.4222 |  |  | 2016 | 2016 | Office-Enclosed-whole
2019 | Office-Enclosed0-whole-Small |  | 25 | Match? | 0 | 0 | NA | 0 | 0 | 0 | 0 | 0 | 0 | 0 | 0 | 0 | 0 |  |  |  | 0 |  |  | 0 |  |  |  | 0 |  | 0 | 0 | 0 |  |  | 0 |  |  | 2016 | 2016 | Office-Enclosed-whole
2019 | Office-Enclosed0-whole-Small |  | 25 | Yes | 0 | 0 | NA | 0 | 0 | 0 | 0 | 0 | 0 | 0 | 0 | 0 | 0 |  |  |  | 0 |  |  | 0 |  |  |  | 0 |  | 0 | 0 | 0 |  |  | 0 |  |  | 2016 | 2016 | Office-Enclosed-whole
2019 | Office-Enclosed0-whole-Small |  | 25 |  | 0 | 0 | NA | 0 | 0 | 0 | 0 | 0 | 0 | 0 | 0 | 0 | 0 |  |  |  | 0 |  |  | 0 |  |  |  | 0 |  | 0 | 0 | 0 |  |  | 0 |  |  | 2016 | 2016 | Office-Enclosed-whole
Input |  | Office - Open Plan (Including Other)-whole |  | 0.61 | [5 empty] | 59.535 | [6 empty] | #N/A | [20 empty] | x | 2016 | Office - Open Plan (Including Other)-whole
2019 | Office - Open Plan (Including Other)ID701-whole-small |  | 27 | 0.61 | ID701 | LED | Linear Dir/Indir | 1 | 33 | 55.44 | 33 | 50000 | 0.01697 | 0.56 | 0.92 | 0.5612 | 11.3634 |  |  |  | 1.3682 |  |  | 0.0056 |  |  |  | 0.010436 |  | 0.016036 | 50000 | 8.5184 |  |  | 1.3682 |  |  | 2016 | 2016 | Office - Open Plan (Including Other)-whole
2019 | Office - Open Plan (Including Other)0-whole-small |  | 27 | Match? | 0 | 0 | NA | 0 | 0 | 0 | 0 | 0 | 0 | 0 | 0 | 0 | 0 |  |  |  | 0 |  |  | 0 |  |  |  | 0 |  | 0 | 0 | 0 |  |  | 0 |  |  | 2016 | 2016 | Office - Open Plan (Including Other)-whole
2019 | Office - Open Plan (Including Other)0-whole-small |  | 27 | Yes | 0 | 0 | NA | 0 | 0 | 0 | 0 | 0 | 0 | 0 | 0 | 0 | 0 |  |  |  | 0 |  |  | 0 |  |  |  | 0 |  | 0 | 0 | 0 |  |  | 0 |  |  | 2016 | 2016 | Office - Open Plan (Including Other)-whole
2019 | Office - Open Plan (Including Other)WW714-whole-small |  | 27 |  | WW714 | LED | Linear WW Open | 1 | 58 | 4.095 | 58 | 50000 | 0.00086207 | 0.05 | 0.08 | 0.0488 | 0.66343 |  |  |  | 0.084828 |  |  | 0.0005 |  |  |  | 0.00053017 |  | 0.0010302 | 50000 | 0.4972 |  |  | 0.084828 |  |  | 2016 | 2016 | Office - Open Plan (Including Other)-whole
Input |  | Office-Enclosed-whole-large |  | 0.74 | [5 empty] | 76.59 | [6 empty] | #N/A | [20 empty] | x | 2016 | Office-Enclosed-whole-large
2019 | Office-EnclosedTR701-whole-large |  | 25 | 0.74 | TR701 | LED | Linear Rec Hi Perf Lensed | 1 | 32 | 76.59 | 32 | 50000 | 0.023125 | 0.74 | 1 | 0.74 | 3.1987 |  |  |  | 1.4222 |  |  | 0.0074 |  |  |  | 0.014222 |  | 0.021622 | 50000 | 2.3934 |  |  | 1.4222 |  |  | 2016 | 2016 | Office-Enclosed-whole-large
2019 | Office-Enclosed0-whole-large |  | 25 | Match? | 0 | 0 | NA | 0 | 0 | 0 | 0 | 0 | 0 | 0 | 0 | 0 | 0 |  |  |  | 0 |  |  | 0 |  |  |  | 0 |  | 0 | 0 | 0 |  |  | 0 |  |  | 2016 | 2016 | Office-Enclosed-whole-large
2019 | Office-Enclosed0-whole-large |  | 25 | Yes | 0 | 0 | NA | 0 | 0 | 0 | 0 | 0 | 0 | 0 | 0 | 0 | 0 |  |  |  | 0 |  |  | 0 |  |  |  | 0 |  | 0 | 0 | 0 |  |  | 0 |  |  | 2016 | 2016 | Office-Enclosed-whole-large
2019 | Office-Enclosed0-whole-large |  | 25 |  | 0 | 0 | NA | 0 | 0 | 0 | 0 | 0 | 0 | 0 | 0 | 0 | 0 |  |  |  | 0 |  |  | 0 |  |  |  | 0 |  | 0 | 0 | 0 |  |  | 0 |  |  | 2016 | 2016 | Office-Enclosed-whole-large
Input |  | Office - Open Plan (Including Other)-whole-large |  | 0.61 | [5 empty] | 59.535 | [6 empty] | #N/A | [20 empty] | x | 2016 | Office - Open Plan (Including Other)-whole-large
2019 | Office - Open Plan (Including Other)ID701-whole-large |  | 27 | 0.61 | ID701 | LED | Linear Dir/Indir | 1 | 33 | 55.44 | 33 | 50000 | 0.01697 | 0.56 | 0.92 | 0.5612 | 11.3634 |  |  |  | 1.3682 |  |  | 0.0056 |  |  |  | 0.010436 |  | 0.016036 | 50000 | 8.5184 |  |  | 1.3682 |  |  | 2016 | 2016 | Office - Open Plan (Including Other)-whole-large
2019 | Office - Open Plan (Including Other)TL702-whole-large |  | 27 | Match? | TL702 | LED | Task | 1 | 10 | 0 | 10 | 50000 | 0 | 0 | 0 | 0 | 0 |  |  |  | 0 |  |  | 0 |  |  |  | 0 |  | 0 | 50000 | 0 |  |  | 0 |  |  | 2016 | 2016 | Office - Open Plan (Including Other)-whole-large
2019 | Office - Open Plan (Including Other)0-whole-large |  | 27 | Yes | 0 | 0 | NA | 0 | 0 | 0 | 0 | 0 | 0 | 0 | 0 | 0 | 0 |  |  |  | 0 |  |  | 0 |  |  |  | 0 |  | 0 | 0 | 0 |  |  | 0 |  |  | 2016 | 2016 | Office - Open Plan (Including Other)-whole-large
2019 | Office - Open Plan (Including Other)WW714-whole-large |  | 27 |  | WW714 | LED | Linear WW Open | 1 | 58 | 4.095 | 58 | 50000 | 0.00086207 | 0.05 | 0.08 | 0.0488 | 0.66343 |  |  |  | 0.084828 |  |  | 0.0005 |  |  |  | 0.00053017 |  | 0.0010302 | 50000 | 0.4972 |  |  | 0.084828 |  |  | 2016 | 2016 | Office - Open Plan (Including Other)-whole-large
2019 |  | Restrooms |  | 0.63 | [5 empty] | 52.8716 | [6 empty] | #N/A | [20 empty] | x | 2016 | Restrooms
2019 | RestroomsDL709 |  | 12 | 0.63 | DL709 | LED | Downlight open | 1 | 21 | 28.7696 | 21 | 50000 | 0.0177 | 0.3717 | 0.59 | 0.3717 | 3.5159 |  |  |  | 1.0885 |  |  | 0.003717 |  |  |  | 0.010885 |  | 0.014602 | 50000 | 2.6341 |  |  | 1.0885 |  |  | 2016 | 2016 | Restrooms
2019 | Restrooms0 |  | 12 | Match? | 0 | 0 | NA | 0 | 0 | 0 | 0 | 0 | 0 | 0 | 0 | 0 | 0 |  |  |  | 0 |  |  | 0 |  |  |  | 0 |  | 0 | 0 | 0 |  |  | 0 |  |  | 2016 | 2016 | Restrooms
2019 | Restrooms0 |  | 12 | Yes | 0 | 0 | NA | 0 | 0 | 0 | 0 | 0 | 0 | 0 | 0 | 0 | 0 |  |  |  | 0 |  |  | 0 |  |  |  | 0 |  | 0 | 0 | 0 |  |  | 0 |  |  | 2016 | 2016 | Restrooms
2019 | RestroomsWG701 |  | 12 |  | WG701 | LED | Wallgrazing direct distribution | 1 | 18 | 24.102 | 18 | 50000 | 0.014444 | 0.26 | 0.41 | 0.2583 | 2.6025 |  |  |  | 0.88833 |  |  | 0.0026 |  |  |  | 0.0088833 |  | 0.011483 | 50000 | 1.9499 |  |  | 0.88833 |  |  | 2016 | 2016 | Restrooms
2019 |  | Retail - Sales Area |  | 1.05 | [5 empty] | 104.139 | [6 empty] | 6.9277 | [20 empty] | x | 2016 | Retail - Sales Area
2019 | Retail - Sales AreaTR701 |  | 97 | 1.05 | TR701 | LED | Linear Rec Hi Perf Lensed | 1 | 32 | 65.205 | 32 | 50000 | 0.019688 | 0.63 | 0.6 | 0.63 | 2.7232 |  |  |  | 1.2108 |  |  | 0.0063 |  |  |  | 0.012108 |  | 0.018408 | 50000 | 2.0377 |  |  | 1.2108 |  |  | 2016 | 2016 | Retail - Sales Area |  | 3312
2019 | Retail - Sales AreaDL703 |  | 97 | Match? | DL703 | LED | Downlight open or lensed | 1 | 23 | 19.467 | 23 | 50000 | 0.0091304 | 0.21 | 0.2 | 0.21 | 2.1026 |  |  |  | 0.56152 |  |  | 0.0021 |  |  |  | 0.0056152 |  | 0.0077152 | 50000 | 1.5753 |  |  | 0.56152 |  |  | 2016 | 2016 | Retail - Sales Area
2019 | Retail - Sales Area0 |  | 97 | Yes | 0 | 0 | NA | 0 | 0 | 0 | 0 | 0 | 0 | 0 | 0 | 0 | 0 |  |  |  | 0 |  |  | 0 |  |  |  | 0 |  | 0 | 0 | 0 |  |  | 0 |  |  | 2016 | 2016 | Retail - Sales Area
2019 | Retail - Sales AreaWG701 |  | 97 |  | WG701 | LED | Wallgrazing direct distribution | 1 | 18 | 19.467 | 18 | 50000 | 0.011667 | 0.21 | 0.2 | 0.21 | 2.102 |  |  |  | 0.7175 |  |  | 0.0021 |  |  |  | 0.007175 |  | 0.009275 | 50000 | 1.5749 |  |  | 0.7175 |  |  | 2016 | 2016 | Retail - Sales Area
2019 |  | Stairway |  | 0.49 | [5 empty] | 43.7355 | [6 empty] | #N/A | [20 empty] | x | 2016 | Stairway
2019 | StairwayTR703 |  | 11 | 0.484 | TR703 | LED | Linear Rec Hi Perf Lensed | 1 | 35 | 26.0739 | 35 | 50000 | 0.0074571 | 0.261 | 0.53719 | 0.26 | 1.0317 |  |  |  | 0.45861 |  |  | 0.00261 |  |  |  | 0.0045861 |  | 0.0071961 | 50000 | 0.77181 |  |  | 0.45861 |  |  | 2016 | 2016 | Stairway
2019 | StairwayWG703 |  | 11 | Match? | WG703 | LED | Wallgrazing direct distribution | 1 | 18 | 17.6616 | 18 | 50000 | 0.012389 | 0.223 | 0.59917 | 0.29 | 2.2321 |  |  |  | 0.76192 |  |  | 0.00223 |  |  |  | 0.0076192 |  | 0.0098492 | 50000 | 1.6724 |  |  | 0.76192 |  |  | 2016 | 2016 | Stairway
2019 | Stairway0 |  | 11 | Yes | 0 | 0 | NA | 0 | 0 | 0 | 0 | 0 | 0 | 0 | 0 | 0 | 0 |  |  |  | 0 |  |  | 0 |  |  |  | 0 |  | 0 | 0 | 0 |  |  | 0 |  |  | 2016 | 2016 | Stairway
2019 | Stairway0 |  | 11 |  | 0 | 0 | NA | 0 | 0 | 0 | 0 | 0 | 0 | 0 | 2.0646e-07 | 9.9928e-08 | 0 |  |  |  | 0 |  |  | 0 |  |  |  | 0 |  | 0 | 0 | 0 |  |  | 0 |  |  | 2016 | 2016 | Stairway
2019 | Storage Total | Storage |  | 0.38 |  |  | 20 |  |  | 35.226 | [6 empty] | 1.76 |  |  |  | 0.59436 |  |  | 0.0038 | [13 empty] | x | 2016 | Storage
2019 | StorageLB702 |  | 41 | 0.38 | LB702 | LED | Lowbay linear wrap | 1 | 37 | 35.226 | 37 | 50000 | 0.01027 | 0.38 | 1 | 0.38 | 1.76 |  |  |  | 0.59436 |  |  | 0.0038 |  |  |  | 0.0063162 |  | 0.010116 | 50000 | 1.3172 |  |  | 0.59436 |  |  | 2016 | 2016 | Storage
2019 | Storage0 |  | 41 | Match? | 0 | 0 | NA | 0 | 0 | 0 | 0 | 0 | 0 | 0 | 0 | 0 | 0 |  |  |  | 0 |  |  | 0 |  |  |  | 0 |  | 0 | 0 | 0 |  |  | 0 |  |  | 2016 | 2016 | Storage
2019 | Storage0 |  | 41 | Yes | 0 | 0 | NA | 0 | 0 | 0 | 0 | 0 | 0 | 0 | 0 | 0 | 0 |  |  |  | 0 |  |  | 0 |  |  |  | 0 |  | 0 | 0 | 0 |  |  | 0 |  |  | 2016 | 2016 | Storage
2019 | Storage0 |  | 41 |  | 0 | 0 | NA | 0 | 0 | 0 | 0 | 0 | 0 | 9.9297e-08 | 0 | 0 | 0 |  |  |  | 0 |  |  | 0 |  |  |  | 0 |  | 0 | 0 | 0 |  |  | 0 |  |  | 2016 | 2016 | Storage
1 FL linear fluorescent, CF compact fluorescent, MH metal halide
Where LSC design variations between 2016 and 2019 resulted in large cost anomolies, one of the designs was selected and LPD was adjusted to match requirements.

## Int Lighting Comp
90.1 Cost Effectiveness - Cost Estimate - Interior Lighting | [40 empty] | Lighting output factors
1 | 2 | 3 | 4 | 5 | 6 | 7 | 8 | 9 | 10 | 11 | 12 | 13 | 14 | 15 | 16 | 17 | 18 | 19 | 20 | 21 | 22 | 23 | 24 | 25 | 26 | 27 | 28 | 29 | [12 empty] | 1 | 2 | 3 | 6 | 7
[30 empty] | Note: ballast replacement hours from Means | [10 empty] | Type | lm/W | Lum/Lamp | L L Depr | Depr w/ dirt | 0.95
[30 empty] | are for retrofit conditions, since balasts are included | [10 empty] | INC | 12.6 |  | 0.83 | 0.7885
Labor cost/hour, electrical - general, RS Means 2020 |  |  | 61.5 | [26 empty] | with the fixture and adding a replacement multiplier | [10 empty] | PAR | 15 |  | 0.83 | 0.7885
[30 empty] | would be redundant. | [10 empty] | MR |  |  | 0.83 | 0.7885
Interior Lighting Fixture Costs - Used for both Target & Base Code | [29 empty] | So hours are divided by the multiplier that will be added | [10 empty] | CF | 65 |  | 0.9 | 0.855
[30 empty] | as a cost adjustment in the final prototype estimate. | [10 empty] | LED | 0 |  | 0.92 | 0.874
Description | [9 empty] | New Construction Costs | [8 empty] | Replacement Costs | [9 empty] | 1.65 | [11 empty] | FL | 90 | 2900 | 0.9 | 0.855
Fixture Type Code | Type of Lamp | Fixture Description Distribution Type | Lamp Description | Fixture Watts | Lamp Watts | Number of Lamps | Lamp Life hours | Ballast Description (ballast cost under replacement costs, for first cost, ballast included with fixture) | Ballast Life hours | Fixture Cost (ballast if any included) | Fixture Source | Fixture Label in Source | Lamp Cost (per lamp) | Lamp Source (Grainger 2018) | Lamp ID in Source (Grainger 2018) | Installation Labor RS Means 2020 Reference Number | Installation Labor Hours | Installation Labor Cost | Replace Labor RS Means Reference Number (section 26 61 23.10 if not shown) | Relamp Labor Hours | Relamp Labor Cost | Ballast / Driver Replacement Ballast Cost |  | Ballast ID in Source | Ballast Replace Labor RS Means Reference Number | Replace Ballast Labor Hours | Replace Ballast Labor Cost | Fixt Lumens Used | (Means) Replace Ballast Labor Hours | # Times Used in Cost Effectiveness Analysis | Raw Lum/Lamp | Ballast Factor | Luminaire Efficiency | 90.1 Efficacy | Eff icacy Based Source Lumens | Catalog Lumens | override Fixture lum | Lumen Depr | Fixt Lumens Used |  | MH | 80 |  | 0.7 | 0.665
[41 empty] | TH | 19.2 |  | 0.9 | 0.855
[41 empty] | CMH | 90 |  | 0.7 | 0.665
0 | NA | NA |  | 0 | 0 | 0 | 0 | NA | 0 | 0 |  |  | 0
301 | INC | Inc residential screw in lamp | A19 | 60 | 60 | 1 | 1000 | NA | 0 | 0 | NA |  | 0.89 | www.1000bulbs.com |  | repl by resident | 0 | 0 | repl by resident | 0 | 0 | 0 |  |  |  |  | 0 | 540 |  | 2 | 750 | 1 | 0.8 |  | 0 |  |  | 0.9 | 540
302 | CF | CFL residential screw in lamp | A19 | 14 | 14 | 1 | 10000 | NA | 0 | 0 | NA |  | 1.92 | www.1000bulbs.com | FC14 | repl by resident | 0 | 0 | repl by resident | 0 | 0 | 0 | 0 |  | 0 |  | 0 | 648 |  | 2 | 900 | 1 | 0.8 |  | 0 |  |  | 0.9 | 648
303 | LED | LEC residential screw in lamp | A19 | 9 | 9 | 1 | 15000 | NA | 0 | 0 | NA |  | 1.62 | www.1000bulbs.com | #N/A | repl by resident | 0 | 0 | repl by resident | 0 | 0 | 0 |  |  |  |  | 0 | 576 |  | 2 | 800 | 1 | 0.8 |  | 0 |  |  | 0.9 | 576
511 | PAR | Downlight open - flood | PAR30L | 60 | 60 | 1 | 4200 | NA | 0 | 37.08 | grainger.com | H7ICAT+4XA90 | 21.38 | grainger.com | 4HCK8 | 26 51 13.50-4470 | 1 | 61.5 | 1780 | 0.05 | 2.91 | 0 | #N/A | #N/A | #N/A | 0 | 0 | 336.15 |  | 1 | 900 | 0.83 | 0.5 |  | 0 |  |  | 0.9 | 336.15
522 | LED | Downlight open | LED | 18 | 1 | 1 | 50000 | NA | 0 | 155 | grainger.com | 45AY05 | 0.01 | #N/A | #N/A | 26 51 13.55-0100 | 1 | 61.5 | #N/A | 0.01 | 0.615 | 116.25 | Assumes 75% initial fixture cost | #N/A | Assumes same labor time | 1 | 61.5 | 850.5 |  | 3 | 0 | 1 | 0.874 | 52.5 | 945 |  |  | 0.9 | 850.5
524 | CF | indirect Wall Scounce | Double Biax - 4 Pin | 39 | 18 | 2 | 10000 | Programmed-Rapid Start Ballast | 50000 | 89.67 | goodmart.com | P7083-09EBWB | 15.7 | see above | 1PGX2 | 5600 | 1 | 61.5 | 0570 | 0.1 | 5.8 | 0 | 0 | 0 | 0 | 0 | 0 | 810.2835 |  | 1 | 585 | 0.9 | 0.855 |  | 0 |  |  | 0.9 | 810.2835
534-2 | FL | Linear Wall Cove | F32T8 - Bi-Pin Base | 29 | 32 | 1 | 36000 | Electronic Ballast - Program-Start 1 Lamp | 50000 | 380 | goodmart.com | 74IW-1T5HO-3I-UEB-SI | 3.35 | grainger.com | 4PL15 | 2200 | 0.941 | 57.8715 | 26 61 23.10-0180 | 0.08889 | 5.4667 | 30 | grainger.com | 6WXE9 | 26 51 13.50-7630 | 1 | 61.5 | 2349 | 1 | 2 | 2900 | 0.88 | 0.5 | 90 | 2610 |  |  | 0.9 | 2349
537-1 | FL | Linear WW Open | F32T8 - Bi-Pin Base | 29 | 32 | 1 | 36000 | Electronic Ballast - Program Start 1 Lamp | 50000 | 103.57 | Build.com | Elco ETC424W | 3.35 | grainger.com | 4PL15 | 3540 | 1 | 61.5 | 26 61 23.10-0180 | 0.08889 | 5.4667 | 30 | grainger.com | 6WXE9 | 26 51 13.50-7630 | 1 | 61.5 | 2008.395 | 1 | 1 | 2900 | 0.9 | 0.855 |  | 0 |  |  | 0.9 | 2008.395
537-1_LED | LED | Wallgrazing direct distribution | LED | 23 | 1 | 1 | 50000 | #N/A | 50000 | 179.99 | Elocity LED | WW-LG-RGBW-2 | 0.01 | #N/A | #N/A | 26 51 13.55-1000 | 1.509 | 92.8035 | #N/A | 1e-06 | 6.15e-05 | 89.995 | Assumes 75% initial fixture cost | #N/A | Assumes same labor time | 1.509 | 92.8035 | 2132.1 |  | 1 | 0 | 0.92 | 0.874 | 103 | 2369 |  |  | 0.9 | 2132.1
572 | TH | Downlight open | PAR30 | 75 | 75 | 1 | 850 | NA | 0 | 27.9 | grainger.com | 5TP94 | 21.38 | grainger.com | 4HCK8 | 26 51 13.50-4470 | 1 | 61.5 | 1700 | 0.4 | 23.5 | 0 | #N/A | #N/A | #N/A | 0 | 0 | 1282.5 |  | 1 | 1440 | 0.9 | 0.5 | 19 | 1425 |  |  | 0.9 | 1282.5
600 | FL | High Perf Lensed | F32T8 - Bi-Pin Base | 58 | 32 | 2 | 36000 | Electronic Ballast - Program-Start 2 Lamp | 50000 | 172 | grainger.com | 6HHG0 | 3.35 | grainger.com | 4PL15 | 26 51 13.50-3530 | 1.6 | 98.4 |  |  | 0.1 | 36.56 | grainger.com | 2DCX1 | 26 51 13.50-7630 | 1 | 61.5 | 4134.24 |  | 0 | 2900 | 0.9 | 0.88 |  | 0 |  |  | 0.9 | 4134.24
600_LED | LED | High Perf Lensed | LED | 40 | 1 | 1 | 50000 | #N/A | 50000 | 172 | grainger.com | 6HHG0 | 0.01 | #N/A | #N/A | 26 51 13.55-1000 | 1.509 | 92.8035 | #N/A | 0.01 | 0.615 | 129 | Assumes 75% initial fixture cost | #N/A | Assumes same labor time | 1.509 | 92.8035 | 3600 |  | 1 | 0 | 0.92 | 0.88 | 100 | 4000 |  |  | 0.9 | 3600
604 | FL | Wall Mounted Linear Direct/Indirect | F32T8 - Bi-Pin Base | 29 | 32 | 1 | 36000 | Electronic Ballast - Program-Start 1 Lamp | 50000 | 349 | goodmart.com | DUW-4-1T8-GEB10RS-120-LD | 3.35 | grainger.com | 4PL15 | 3540 | 0.49 | 30.135 | 26 61 23.10-0180 | 0.08889 | 5.4667 | 30 | grainger.com | 6WXE9 | 26 51 13.50-7630 | 1 | 61.5 | 2008.395 | 1 | 1 | 2900 | 0.9 | 0.855 |  |  |  |  | 0.9 | 2008.395
700 | LED | Linear Rec Hi Perf Lensed | LED | 36 | 1 | 1 | 50000 | #N/A | 50000 | 138 | RS-Means | 26.51-13.55-1000 | 0.01 | #N/A | #N/A | 26 51 13.55-1000 | 1.509 | 92.8035 | #N/A | 0.01 | 0.615 | 103.5 | Assumes 75% initial fixture cost | #N/A | Assumes same labor time | 1.509 | 92.8035 | 3337.2 |  | 4 | 0 | 1 | 1 | 103 | 3708 |  |  | 0.9 | 3337.2
701 | LED | Downlight open | LED | 12 | 1 | 1 | 50000 | #N/A | 50000 | 164.9468 | Grainger + efficacy & CRI function | --- | 0.01 | #N/A | #N/A | 26 51 13.55-0100 | 1 | 61.5 | #N/A | 0.01 | 0.615 | 123.7101 | Assumes 75% initial fixture cost | #N/A | Assumes same labor time | 1 | 61.5 | 734.4 |  | 2 | 0 | 1 | 1 | 68 | 816 |  |  | 0.9 | 734.4 | 164.9468
702 | LED | Linear Wall Cove | LED | 19 | 1 | 1 | 50000 | #N/A | 50000 | 170 | goodmart.com | NanoLume-6W-2700K-120-120V-W-S-24inch | 0.01 | #N/A | #N/A | 26 51 13.55-3565 | 1.6 | 98.4 | #N/A | 0.01 | 0.615 | 127.5 | Assumes 75% initial fixture cost | #N/A | Assumes same labor time | 1.6 | 98.4 | 1436.4 |  | 1 | 0 | 1 | 1 | 84 | 1596 |  |  | 0.9 | 1436.4
703 | LED | Linear WW Open | LED | 75 | 1 | 1 | 50000 | #N/A | 50000 | 769 | goodmart.com | C2X21LEDWWWH | 0.01 | #N/A | #N/A | 26 51 13.55-3565 | 1.6 | 98.4 | #N/A | 0.01 | 0.615 | 576.75 | Assumes 75% initial fixture cost | #N/A | Assumes same labor time | 1.6 | 98.4 | 4725 |  | 7 | 0 | 1 | 1 | 70 | 5250 |  |  | 0.9 | 4725
720 | LED | Downlight Lensed | LED | 22 | 1 | 1 | 50000 | #N/A | 50000 | 168.667 | Grainger + efficacy & CRI function | --- | 0.01 | #N/A | #N/A | 26 51 13.55-0100 | 1 | 61.5 | #N/A | 0.01 | 0.615 | 126.5002 | Assumes 75% initial fixture cost | #N/A | Assumes same labor time | 1 | 61.5 | 1386 |  | 3 | 0 | 1 | 1 | 70 | 1540 |  |  | 0.9 | 1386 | 168.667
723 | LED | Indirect Pendant | LED | 46 | 1 | 1 | 50000 | #N/A | 50000 | 636 | LBC Lighting | Contech CPL3 12" | 0.01 | #N/A | #N/A | 26 51 13.55-3010 | 1.311 | 80.6265 | #N/A | 0.01 | 0.615 | 477 | Assumes 75% initial fixture cost | #N/A | Assumes same labor time | 1.311 | 80.6265 | 2898 |  | 1 | 0 | 1 | 1 | 70 | 3220 |  |  | 0.9 | 2898
727-1 | LED | WW Open | LED | 20 | 1 | 1 | 50000 | #N/A | 50000 | 270 | goodmart.com | C4X420LEDWW30KCCLW | 0.01 | #N/A | #N/A | 26 51 13.55-3540 | 1 | 61.5 | #N/A | 0.01 | 0.615 | 202.5 | Assumes 75% initial fixture cost | #N/A | Assumes same labor time | 1 | 61.5 | 1800 |  | 2 | 0 | 1 | 1 | 100 | 2000 |  |  | 0.9 | 1800
727-2 | LED | WW Open | LED | 25 | 1 | 1 | 50000 | #N/A | 50000 | 670 | goodmart.com | 0.08.3KVHO.W33.1.18.1 | 0.01 | #N/A | #N/A | 26 51 13.55-3540 | 1 | 61.5 | #N/A | 0.01 | 0.615 | 502.5 | Assumes 75% initial fixture cost | #N/A | Assumes same labor time | 1 | 61.5 | 2250 |  | 1 | 0 | 1 | 1 | 100 | 2500 |  |  | 0.9 | 2250
730 | LED | Linear Direct Lensed | LED | 40.3 | 1 | 1 | 50000 | #N/A | 50000 | 191 | grainer.com | 45AZ95 | 0.01 | #N/A | #N/A | 26 51 13.55-0100 | 1 | 61.5 | #N/A | 0.01 | 0.615 | 143.25 | Assumes 75% initial fixture cost | #N/A | Assumes same labor time | 1 | 61.5 | 3518.19 |  | 2 | 0 | 1 | 1 | 97 | 3909.1 |  |  | 0.9 | 3518.19
731 | LED | Narrow Linear | LED | 40 | 1 | 1 | 50000 | #N/A | 50000 | 382 | Esimate - twice 730 |  | 0.01 | #N/A | #N/A | 26 51 13.55-3010 | 1.311 | 80.6265 | #N/A | 0.01 | 0.615 | 286.5 | Assumes 75% initial fixture cost | #N/A | Assumes same labor time | 1.311 | 80.6265 | 3168 |  | 4 | 0 | 1 | 1 | 88 | 3520 |  |  | 0.9 | 3168
735 | LED | Linear Dir/Ind | LED | 38 | 1 | 1 | 50000 | #N/A | 50000 | 669.3 | goodmart.com | CS14-38L-35K-10V | 0.01 | #N/A | #N/A | 26 51 13.55-3010 | 1.311 | 80.6265 | #N/A | 0.01 | 0.615 | 501.975 | Assumes 75% initial fixture cost | #N/A | Assumes same labor time | 1.311 | 80.6265 | 3420 |  | 7 | 0 | 1 | 1 | 100 | 3800 |  |  | 0.9 | 3420
738 | LED | Linear Industrial | LED | 38 | 1 | 1 | 50000 | #N/A | 50000 | 250 | grainer.com | 53CT75 | 0.01 | #N/A | #N/A | 26 51 13.55-2000 | 0.941 | 57.8715 | #N/A | 0.01 | 0.615 | 187.5 | Assumes 75% initial fixture cost | #N/A | Assumes same labor time | 0.941 | 57.8715 | 3933 |  | 2 | 0 | 1 | 1 | 115 | 4370 |  |  | 0.9 | 3933
739 | LED | Task | LED | 10 | 1 | 1 | 50000 | #N/A | 50000 | 128 | grainer.com | 39F141 | 0.01 | #N/A | #N/A |  | 0.49 | 30.135 | #N/A | 0.01 | 0.615 | 96 | Assumes 75% initial fixture cost | #N/A | Assumes same labor time | 0.49 | 30.135 | 612 |  | 9 | 0 | 1 | 1 | 68 | 680 |  |  | 0.9 | 612
741 | LED | Downlight open | LED | 24 | 1 | 1 | 50000 | #N/A | 50000 | 164.9468 | Grainger + efficacy & CRI function | --- | 0.01 | #N/A | #N/A | 26 51 13.55-0100 | 1 | 61.5 | #N/A | 0.01 | 0.615 | 123.7101 | Assumes 75% initial fixture cost | #N/A | Assumes same labor time | 1 | 61.5 | 1468.8 |  | 1 | 0 | 1 | 1 | 68 | 1632 |  |  | 0.9 | 1468.8 | 164.9468
DL701 | LED | Downlight small 90 CRI | LED | 38 | 1 | 1 | 50000 | #N/A | 50000 | 180.0792 | Grainger + efficacy & CRI function | --- | 0.01 | #N/A | #N/A | 26 51 13.55-0100 | 1 | 61.5 | #N/A | 0.01 | 0.615 | 135.0594 | Assumes 75% initial fixture cost | #N/A | Assumes same labor time | 1 | 61.5 | 2052 |  | 1 | 0 | 1 | 1 | 60 | 2280 |  |  | 0.9 | 2052 | 180.0792
DL702 | LED | Downlight small 90 CRI | LED | 24 | 1 | 1 | 50000 | #N/A | 50000 | 180.0792 | Grainger + efficacy & CRI function | --- | 0.01 | #N/A | #N/A | 26 51 13.55-0100 | 1 | 61.5 | #N/A | 0.01 | 0.615 | 135.0594 | Assumes 75% initial fixture cost | #N/A | Assumes same labor time | 1 | 61.5 | 1296 |  | 2 | 0 | 1 | 1 | 60 | 1440 |  |  | 0.9 | 1296 | 180.0792
DL703 | LED | Downlight open or lensed | LED | 23 | 1 | 1 | 50000 | #N/A | 50000 | 230.0503 | Grainger + efficacy & CRI function | --- | 0.01 | #N/A | #N/A | 26 51 13.55-0100 | 1 | 61.5 | #N/A | 0.01 | 0.615 | 172.5377 | Assumes 75% initial fixture cost | #N/A | Assumes same labor time | 1 | 61.5 | 2132.1 |  | 2 | 0 | 1 | 1 | 103 | 2369 |  |  | 0.9 | 2132.1 | 230.0503 | 20 | 1400 | 70 | 179 | 3000 K | 6" | 45AX90
DL706 | LED | Downlight open | LED | 12 | 1 | 1 | 50000 | #N/A | 50000 | 164.9468 | Grainger + efficacy & CRI function | --- | 0.01 | #N/A | #N/A | 26 51 13.55-0100 | 1 | 61.5 | #N/A | 0.01 | 0.615 | 123.7101 | Assumes 75% initial fixture cost | #N/A | Assumes same labor time | 1 | 61.5 | 734.4 |  | 2 | 0 | 1 | 1 | 68 | 816 |  |  | 0.9 | 734.4 | 164.9468 | 12 | 600 | 50 | 133 | 3000 K | 6" | 45AY26
DL707 | LED | Downlight open | LED | 8 | 1 | 1 | 50000 | #N/A | 50000 | 204.0089 | Grainger + efficacy & CRI function | --- | 0.01 | #N/A | #N/A | 26 51 13.55-0100 | 1 | 61.5 | #N/A | 0.01 | 0.615 | 153.0067 | Assumes 75% initial fixture cost | #N/A | Assumes same labor time | 1 | 61.5 | 640.8 |  | 2 | 0 | 1 | 1 | 89 | 712 |  |  | 0.9 | 640.8 | 204.0089 | 8.9 | 600 | 67.4157 | 152 | 3000 K | 6" | 45AY90
DL709 | LED | Downlight open | LED | 21 | 1 | 1 | 50000 | #N/A | 50000 | 198.4286 | Grainger + efficacy & CRI function | --- | 0.01 | #N/A | #N/A | 26 51 13.55-0100 | 1 | 61.5 | #N/A | 0.01 | 0.615 | 148.8214 | Assumes 75% initial fixture cost | #N/A | Assumes same labor time | 1 | 61.5 | 1625.4 |  | 2 | 0 | 1 | 1 | 86 | 1806 |  |  | 0.9 | 1625.4 | 198.4286
ID701 | LED | Linear Dir/Indir | LED | 33 | 1 | 1 | 50000 | #N/A | 50000 | 669.3 | goodmart.com | CS14-38L HE-35K-10V | 0.01 | #N/A | #N/A | 26 51 13.55-3010 | 1.311 | 80.6265 | #N/A | 0.01 | 0.615 | 501.975 | Assumes 75% initial fixture cost | #N/A | Assumes same labor time | 1.311 | 80.6265 | 3267 | 1 | 7 | 0 | 1 | 1 | 110 | 3630 |  |  | 0.9 | 3267
IP701 | LED | indirect Pendant | LED | 38 | 1 | 1 | 50000 | #N/A | 50000 | 636 | LBC Lighting | Contech CPL3 12" | 0.01 | #N/A | #N/A | 26 51 13.55-3010 | 1.311 | 80.6265 | #N/A | 0.01 | 0.615 | 477 | Assumes 75% initial fixture cost | #N/A | Assumes same labor time | 1.311 | 80.6265 | 2907 |  | 1 | 0 | 1 | 1 | 85 | 3230 |  |  | 0.9 | 2907
LB702 | LED | Lowbay linear wrap | LED | 37 | 1 | 1 | 50000 | #N/A | 50000 | 171 | RS-Means | 2651-13.55-3000 | 0.01 | #N/A | #N/A | 26 51 13.55-2000 | 0.941 | 57.8715 | #N/A | 0.01 | 0.615 | 128.25 | Assumes 75% initial fixture cost | #N/A | Assumes same labor time | 0.941 | 57.8715 | 3429.9 |  | 2 | 0 | 1 | 1 | 103 | 3811 |  |  | 0.9 | 3429.9
TL702 | LED | Task | LED | 10 | 1 | 1 | 50000 | #N/A | 50000 | 128 | grainer.com | 39F141 | 0.01 | #N/A | #N/A |  | 0.49 | 30.135 | #N/A | 0.01 | 0.615 | 96 | Assumes 75% initial fixture cost | #N/A | Assumes same labor time | 0.49 | 30.135 | 612 |  | 3 | 0 | 1 | 1 | 68 | 680 |  |  | 0.9 | 612
TR701 | LED | Linear Rec Hi Perf Lensed | LED | 32 | 1 | 1 | 50000 | #N/A | 50000 | 138 | RS-Means | 26.51-13.55-1000 | 0.01 | #N/A | #N/A | 26 51 13.55-0100 | 1 | 61.5 | #N/A | 0.01 | 0.615 | 103.5 | Assumes 75% initial fixture cost | #N/A | Assumes same labor time | 1 | 61.5 | 3312 |  | 5 | 0 | 1 | 1 | 115 | 3680 |  |  | 0.9 | 3312
TR703 | LED | Linear Rec Hi Perf Lensed | LED | 35 | 1 | 1 | 50000 | #N/A | 50000 | 138 | RS-Means | 26.51-13.55-1000 | 0.01 | #N/A | #N/A | 26 51 13.55-0100 | 1 | 61.5 | #N/A | 0.01 | 0.615 | 103.5 | Assumes 75% initial fixture cost | #N/A | Assumes same labor time | 1 | 61.5 | 3496.5 |  | 3 | 0 | 1 | 1 | 111 | 3885 |  |  | 0.9 | 3496.5
TR704 | LED | Linear Rec Hi Perf Lensed | LED | 32 | 1 | 1 | 50000 | #N/A | 50000 | 138 | RS-Means | 26.51-13.55-1000 | 0.01 | #N/A | #N/A | 26 51 13.55-0100 | 1 | 61.5 | #N/A | 0.01 | 0.615 | 103.5 | Assumes 75% initial fixture cost | #N/A | Assumes same labor time | 1 | 61.5 | 3196.8 |  | 3 | 0 | 1 | 1 | 111 | 3552 |  |  | 0.9 | 3196.8
WG701 | LED | Wallgrazing direct distribution | LED | 18 | 1 | 1 | 50000 | #N/A | 50000 | 179.99 | Elocity LED | WW-LG-RGBW-2 | 0.01 | #N/A | #N/A | 26 51 13.55-3540 | 1 | 61.5 | #N/A | 0.01 | 0.615 | 134.9925 | Assumes 75% initial fixture cost | #N/A | Assumes same labor time | 1 | 61.5 | 1668.6 |  | 3 | 0 | 1 | 1 | 103 | 1854 |  |  | 0.9 | 1668.6
WG702 | LED | Wallgrazing direct distribution | LED | 18 | 1 | 1 | 50000 | #N/A | 50000 | 179.99 | Elocity LED | WW-LG-RGBW-2 | 0.01 | #N/A | #N/A | 26 51 13.55-3540 | 1 | 61.5 | #N/A | 0.01 | 0.615 | 134.9925 | Assumes 75% initial fixture cost | #N/A | Assumes same labor time | 1 | 61.5 | 1425.6 |  | 1 | 0 | 1 | 1 | 88 | 1584 |  |  | 0.9 | 1425.6
WG703 | LED | Wallgrazing direct distribution | LED | 18 | 1 | 1 | 50000 | #N/A | 50000 | 179.99 | Elocity LED | WW-LG-RGBW-2 | 0.01 | #N/A | #N/A | 26 51 13.55-3540 | 1 | 61.5 | #N/A | 0.01 | 0.615 | 134.9925 | Assumes 75% initial fixture cost | #N/A | Assumes same labor time | 1 | 61.5 | 1425.6 |  | 1 | 0 | 1 | 1 | 88 | 1584 |  |  | 0.9 | 1425.6
WW703 | LED | Linear WW Open | LED | 53 | 1 | 1 | 50000 | #N/A | 50000 | 769 | goodmart.com | C2X21LEDWWWH | 0.01 | #N/A | #N/A | 26 51 13.55-3570 | 1.6 | 98.4 | #N/A | 0.01 | 0.615 | 576.75 | Assumes 75% initial fixture cost | #N/A | Assumes same labor time | 1.6 | 98.4 | 4722.3 |  | 1 | 0 | 1 | 1 | 99 | 5247 |  |  | 0.9 | 4722.3
WW704 | LED | Linear WW Open | LED | 60 | 1 | 1 | 50000 | #N/A | 50000 | 769 | goodmart.com | C2X21LEDWWWH | 0.01 | #N/A | #N/A | 26 51 13.55-3570 | 1.6 | 98.4 | #N/A | 0.01 | 0.615 | 576.75 | Assumes 75% initial fixture cost | #N/A | Assumes same labor time | 1.6 | 98.4 | 2538 |  | 1 | 0 | 1 | 1 | 47 | 2820 |  |  | 0.9 | 2538
WW708 | LED | Linear WW Open | LED | 53 | 1 | 1 | 50000 | #N/A | 50000 | 769 | goodmart.com | C2X21LEDWWWH | 0.01 | #N/A | #N/A | 26 51 13.55-3570 | 1.6 | 98.4 | #N/A | 0.01 | 0.615 | 576.75 | Assumes 75% initial fixture cost | #N/A | Assumes same labor time | 1.6 | 98.4 | 4722.3 |  | 1 | 0 | 1 | 1 | 99 | 5247 |  |  | 0.9 | 4722.3
WW714 | LED | Linear WW Open | LED | 58 | 1 | 1 | 50000 | #N/A | 50000 | 769 | goodmart.com | C2X21LEDWWWH | 0.01 | #N/A | #N/A | 26 51 13.55-3570 | 1.6 | 98.4 | #N/A | 0.01 | 0.615 | 576.75 | Assumes 75% initial fixture cost | #N/A | Assumes same labor time | 1.6 | 98.4 | 4750.2 |  | 8 | 0 | 1 | 1 | 91 | 5278 |  |  | 0.9 | 4750.2
759-1 | LED | Lowbay Lensed (Lin Ind - repl MH) | LED | 1 | 1 | 1 | 10 |  |  | 0.01 |  |  | 0.01 |  |  | 4010 | 2.959 | 181.9785 |  |  |  | 0.01 | [5 empty] | 0 |  | 0 | 0 | 0.92 | 0.874 |  | 0 |  |  | 0.9 | 0
599 | CF | Direct/Indirect | Triple Lamp - 4 Pin | 186 | 42 | 4 | 12000 | NA |  | 121 | RS Means 2014 | 2651-13.50-5520 | 34.3 | see above | 1PHA8 | 5510 | 1 | 53.5 | 1800 | 0.2 | 10.68 | 0 | [5 empty] | 1890.6615 |  | 0 | 682.5 | 0.9 | 0.855 |  |  |  |  | 0.9 | 1890.6615
[31 empty] | NA | 1
Note: to add more fixture types, insert rows above dark grey line
Each fixture must have a unique fixture type code or fixture ID in the first column.
Note: ballast replacement hours from Means
are for retrofit conditions, since balasts are included
with the fixture and adding a replacement multiplier
would be redundant.
So hours are divided by the multiplier that will be added
as a cost adjustment in the final prototype estimate.
Note on AM10: Reid Hart: If override entry exists, it has priority, then Efficacy, then if neither, lumen per lamp & ballast factor based
These costs are for the selected fixtures from 90.1 Lighting Subcommittee that are included in the lighting space types in the selected building prototype models analyzed for the cost-effectiveness project. These costs include lamps, ballasts, installation, and lamp replacements. 90.1 does not require specific lighting equipment; selections are based on information from Lighting Subcommittee experts.

## Int Ltg LPD Space Types SO (hidden)
| IECC Cost Effectiveness - Interior Lighting Power Density - Fixture Costs per Square Foot for Each Space Type - Small Office | [18 empty] | SMALL OFFICE
Adjustment Factors for LPD
| Interior lighting costs by space type and fixture type IECC 2009, North Carolina Base Code, and IECC 2012 tables. | [18 empty] | 2009 | 1
| 90.1-07 and 2010 in Int Ltg LPD Space Types 90_1 (same for all prototypes). Values come from "Int Ltg Comp" worksheet in this workbook. | [18 empty] | N. Carolina | 0.89
[20 empty] | 2012 | 0.975
Interior Lighting Costs by Space Type, 2009
1 | 2 | 3 | 4 | 5 | 6 | 7 | 8 | 9 | 10 | 11 | 12 | 13 | 14 | 15 | 16 | 17 | 18 | 19 | 20 | 21 | 22 | 23 | 24 | 25 | 26 | 27 | 28 | 29 | 30 | 31 | 32 | 33 | 34 | 35
| Space Type Lighting Descriptions and Cost Parameters | [14 empty] | New Construction Cost | [6 empty] | Lamp Replacement Cost | [6 empty] | Ballast Replacement Cost
IECC 2009 Lookup Values | 2009 Space Types | 90.1 Lighting Subcommittee Model Number | Space Type Lighting Power Allowance W/ft2 | Fixture ID Number | Fixture Type | Lamp Type1 | Lamp Wattage | Number of Lamps | Not Used | Fixture Watts | Lamp Life Hours | Quantity of Fixtures/ft2 | Fixture Watts/ft2 | not used | not used | Fixture Cost/ft2 | not used | not used | not used | Labor Cost $/ft2 | Not Used | Not Used | Lamp Cost $/ft2 | Not Used | Not Used | Not Used | Labor Cost/ft2 | Overhead and Profit, $/ft2 | Total $/ft2 | Ballast Life Hours | Ballast Cost, $/ft2 | Not Used | Not Used | Labor Cost/ft2 | Not Used | Not Used
Classroom/Lecture/Training | Classroom/Lecture/Training |  | 1.4
Classroom/Lecture/Training535 |  | 3.1 |  | 535 | #N/A | #N/A | #N/A | #N/A |  | #N/A | #N/A | #N/A | 1.1518 |  |  | #N/A |  |  |  | #N/A |  |  | #N/A |  |  |  | #N/A |  |  | #N/A | #N/A |  |  | #N/A
Classroom/Lecture/Training537-2 |  | 3.1 |  | 537-2 | #N/A | #N/A | #N/A | #N/A |  | #N/A | #N/A | #N/A | 0.24817 |  |  | #N/A |  |  |  | #N/A |  |  | #N/A |  |  |  | #N/A |  |  | #N/A | #N/A |  |  | #N/A
Classroom/Lecture/Training0 |  | 3.1 |  | 0 | NA | NA | 0 | 0 |  | 0 | 0 | 0 | 0 |  |  | 0 |  |  |  | 0 |  |  | 0 |  |  |  | 0 |  |  | 0 | 0 |  |  | 0
| Conference/Meeting/Multipurpose |  | 1.3
Conference/Meeting/Multipurpose535 |  | 31 |  | 535 | #N/A | #N/A | #N/A | #N/A |  | #N/A | #N/A | #N/A | 0.66403 |  |  | #N/A |  |  |  | #N/A |  |  | #N/A |  |  |  | #N/A |  |  | #N/A | #N/A |  |  | #N/A
Conference/Meeting/Multipurpose537-1 |  | 31 |  | 537-1 | Linear WW Open | FL | 32 | 1 |  | 29 | 36000 | 0.013036 | 0.37804 |  |  | 1.3501 |  |  |  | 0.80171 |  |  | 0.04367 |  |  |  | 0.071264 |  |  | 50000 | 0.39108 |  |  | 0.80171
Conference/Meeting/Multipurpose511 |  | 31 |  | 511 | Downlight open - flood | PAR | 60 | 1 |  | 60 | 4200 | 0.0042988 | 0.25793 |  |  | 0.1594 |  |  |  | 0.26438 |  |  | 0.091909 |  |  |  | 0.01251 |  |  | 0 | 0 |  |  | 0
| Corridor/Transition |  | 0.5
Corridor/Transition530 |  | 2 |  | 530 | #N/A | #N/A | #N/A | #N/A |  | #N/A | #N/A | #N/A | 0.28757 |  |  | #N/A |  |  |  | #N/A |  |  | #N/A |  |  |  | #N/A |  |  | #N/A | #N/A |  |  | #N/A
Corridor/Transition537-2 |  | 2 |  | 537-2 | #N/A | #N/A | #N/A | #N/A |  | #N/A | #N/A | #N/A | 0.21243 |  |  | #N/A |  |  |  | #N/A |  |  | #N/A |  |  |  | #N/A |  |  | #N/A | #N/A |  |  | #N/A
Corridor/Transition0 |  | 2 |  | 0 | NA | NA | 0 | 0 |  | 0 | 0 | 0 | 0 |  |  | 0 |  |  |  | 0 |  |  | 0 |  |  |  | 0 |  |  | 0 | 0 |  |  | 0
| Dining Area |  | 0.9
Dining Area531 |  | 6 |  | 531 | #N/A | #N/A | #N/A | #N/A |  | #N/A | #N/A | #N/A | 0.6903 |  |  | #N/A |  |  |  | #N/A |  |  | #N/A |  |  |  | #N/A |  |  | #N/A | #N/A |  |  | #N/A
Dining Area524 |  | 6 |  | 524 | indirect Wall Scounce | CF | 18 | 2 |  | 39 | 10000 | 0.0053769 | 0.2097 |  |  | 0.48215 |  |  |  | 0.33068 |  |  | 0.16884 |  |  |  | 0.031186 |  |  | 50000 | 0 |  |  | 0
Dining Area0 |  | 6
| Electrical/Mechanical |  | 1.5
Electrical/Mechanical538 |  | 4 |  | 538 | #N/A | #N/A | #N/A | #N/A |  | #N/A | #N/A | #N/A | 1.5 |  |  | #N/A |  |  |  | #N/A |  |  | #N/A |  |  |  | #N/A |  |  | #N/A | #N/A |  |  | #N/A
Electrical/Mechanical0 |  | 4 |  | 0 | NA | NA | 0 | 0 |  | 0 | 0 | 0 | 0 |  |  | 0 |  |  |  | 0 |  |  | 0 |  |  |  | 0 |  |  | 0 | 0 |  |  | 0
Electrical/Mechanical0 |  | 4 |  | 0 | NA | NA | 0 | 0 |  | 0 | 0 | 0 | 0 |  |  | 0 |  |  |  | 0 |  |  | 0 |  |  |  | 0 |  |  | 0 | 0 |  |  | 0
| Food Preparation |  | 1.2
Food Preparation530 |  | 8 |  | 530 | #N/A | #N/A | #N/A | #N/A |  | #N/A | #N/A | #N/A | 1.2 |  |  | #N/A |  |  |  | #N/A |  |  | #N/A |  |  |  | #N/A |  |  | #N/A | #N/A |  |  | #N/A
Food Preparation0 |  | 8 |  | 0 | NA | NA | 0 | 0 |  | 0 | 0 | 0 | 0 |  |  | 0 |  |  |  | 0 |  |  | 0 |  |  |  | 0 |  |  | 0 | 0 |  |  | 0
Food Preparation0 |  | 8 |  | 0 | NA | NA | 0 | 0 |  | 0 | 0 | 0 | 0 |  |  | 0 |  |  |  | 0 |  |  | 0 |  |  |  | 0 |  |  | 0 | 0 |  |  | 0
| Gymnasium/Fitness-Fitness Area |  | 0.9
Gymnasium/Fitness-Fitness Area535 |  | 126 |  | 535 | #N/A | #N/A | #N/A | #N/A |  | #N/A | #N/A | #N/A | 0.9 |  |  | #N/A |  |  |  | #N/A |  |  | #N/A |  |  |  | #N/A |  |  | #N/A | #N/A |  |  | #N/A
Gymnasium/Fitness-Fitness Area0 |  | 126 |  | 0 | NA | NA | 0 | 0 |  | 0 | 0 | 0 | 0 |  |  | 0 |  |  |  | 0 |  |  | 0 |  |  |  | 0 |  |  | 0 | 0 |  |  | 0
Gymnasium/Fitness-Fitness Area0 |  | 126 |  | 0 | NA | NA | 0 | 0 |  | 0 | 0 | 0 | 0 |  |  | 0 |  |  |  | 0 |  |  | 0 |  |  |  | 0 |  |  | 0 | 0 |  |  | 0
| Highway Lodging Guest Rooms |  | 1.1
Highway Lodging Guest Rooms524 |  | 75.01 |  | 524 | indirect Wall Scounce | CF | 18 | 2 |  | 39 | 10000 | 0.0042947 | 0.16749 |  |  | 0.3851 |  |  |  | 0.26412 |  |  | 0.13485 |  |  |  | 0.024909 |  |  | 50000 | 0 |  |  | 0
Highway Lodging Guest Rooms520 |  | 75.01 |  | 520 | #N/A | #N/A | #N/A | #N/A |  | #N/A | #N/A | #N/A | 0.93251 |  |  | #N/A |  |  |  | #N/A |  |  | #N/A |  |  |  | #N/A |  |  | #N/A | #N/A |  |  | #N/A
Highway Lodging Guest Rooms0 |  | 75.01 |  | 0 | NA | NA | 0 | 0 |  | 0 | 0 | 0 | 0 |  |  | 0 |  |  |  | 0 |  |  | 0 |  |  |  | 0 |  |  | 0 | 0 |  |  | 0
| Hospital - Laundry/Washing |  | 0.6
Hospital - Laundry-washing530 |  | 82 |  | 530 | #N/A | #N/A | #N/A | #N/A |  | #N/A | #N/A | #N/A | 0.6 |  |  | #N/A |  |  |  | #N/A |  |  | #N/A |  |  |  | #N/A |  |  | #N/A | #N/A |  |  | #N/A
Hospital - Laundry-washing0 |  | 82 |  | 0 | NA | NA | 0 | 0 |  | 0 | 0 | 0 | 0 |  |  | 0 |  |  |  | 0 |  |  | 0 |  |  |  | 0 |  |  | 0 | 0 |  |  | 0
Hospital - Laundry-washing0 |  | 82 |  | 0 | NA | NA | 0 | 0 |  | 0 | 0 | 0 | 0 |  |  | 0 |  |  |  | 0 |  |  | 0 |  |  |  | 0 |  |  | 0 | 0 |  |  | 0
| Library |  | 1.2
Library535 |  | 19 |  | 535 | #N/A | #N/A | #N/A | #N/A |  | #N/A | #N/A | #N/A | 0.61 |  |  | #N/A |  |  |  | #N/A |  |  | #N/A |  |  |  | #N/A |  |  | #N/A | #N/A |  |  | #N/A
Library520 |  | 19 |  | 520 | #N/A | #N/A | #N/A | #N/A |  | #N/A | #N/A | #N/A | 0.26 |  |  | #N/A |  |  |  | #N/A |  |  | #N/A |  |  |  | #N/A |  |  | #N/A | #N/A |  |  | #N/A
Library529 |  | 19 |  | 529 | #N/A | #N/A | #N/A | #N/A |  | #N/A | #N/A | #N/A | 0.32 |  |  | #N/A |  |  |  | #N/A |  |  | #N/A |  |  |  | #N/A |  |  | #N/A | #N/A |  |  | #N/A
| Lobby |  | 1.3
Lobby534-2 |  | 20.1 |  | 534-2 | Linear Wall Cove | FL | 32 | 1 |  | 29 | 36000 | 0.0089923 | 0.26078 |  |  | 3.4171 |  |  |  | 0.5204 |  |  | 0.030124 |  |  |  | 0.049158 |  |  | 50000 | 0.26977 |  |  | 0.55303
Lobby523 |  | 20.1 |  | 523 | #N/A | #N/A | #N/A | #N/A |  | #N/A | #N/A | #N/A | 0.9503 |  |  | #N/A |  |  |  | #N/A |  |  | #N/A |  |  |  | #N/A |  |  | #N/A | #N/A |  |  | #N/A
Lobby521 |  | 20.1 |  | 521 | #N/A | #N/A | #N/A | #N/A |  | #N/A | #N/A | #N/A | 0.088925 |  |  | #N/A |  |  |  | #N/A |  |  | #N/A |  |  |  | #N/A |  |  | #N/A | #N/A |  |  | #N/A
| Lobby - Hotel |  | 1.1 | [27 empty] | #N/A
Lobby - Hotel535 |  | 79 |  | 535 | #N/A | #N/A | #N/A | #N/A |  | #N/A | #N/A | #N/A | 0.027528 |  |  | #N/A |  |  |  | #N/A |  |  | #N/A |  |  |  | #N/A |  |  | #N/A | #N/A |  |  | #N/A
Lobby - Hotel572 |  | 79 |  | 572 | Downlight open | TH | 75 | 1 |  | 75 | 850 | 0.012798 | 0.95987 |  |  | 0.35707 |  |  |  | 0.78709 |  |  | 0.27363 |  |  |  | 0.30076 |  |  | 0 | 0 |  |  | 0
Lobby - Hotel524 |  | 79 |  | 524 | indirect Wall Scounce | CF | 18 | 2 |  | 39 | 10000 | 0.0028873 | 0.1126 |  |  | 0.2589 |  |  |  | 0.17757 |  |  | 0.09066 |  |  |  | 0.016746 |  |  | 50000 | 0 |  |  | 0
| Lounge/Recreation - Break room |  | 1.2
Lounge/Recreation - Breakroom537-1 |  | 9 |  | 537-1 | Linear WW Open | FL | 32 | 1 |  | 29 | 36000 | 0.013041 | 0.37818 |  |  | 1.3506 |  |  |  | 0.802 |  |  | 0.043686 |  |  |  | 0.07129 |  |  | 50000 | 0.39122 |  |  | 0.802
Lounge/Recreation - Breakroom572 |  | 9 |  | 0 | NA | NA | 0 | 0 |  | 0 | 0 | 0 | 0 |  |  | 0 |  |  |  | 0 |  |  | 0 |  |  |  | 0 |  |  | 0 | 0 |  |  | 0
Lounge/Recreation - Breakroom521 |  | 9 |  | 521 | #N/A | #N/A | #N/A | #N/A |  | #N/A | #N/A | #N/A | 0.82182 |  |  | #N/A |  |  |  | #N/A |  |  | #N/A |  |  |  | #N/A |  |  | #N/A | #N/A |  |  | #N/A
| Office-Enclosed |  | 1.1
Office-Enclosed535 |  | 25 |  | 535 | #N/A | #N/A | #N/A | #N/A |  | #N/A | #N/A | #N/A | 0.77644 |  |  | #N/A |  |  |  | #N/A |  |  | #N/A |  |  |  | #N/A |  |  | #N/A | #N/A |  |  | #N/A
Office-Enclosed539 |  | 25 |  | 539 | #N/A | #N/A | #N/A | #N/A |  | #N/A | #N/A | #N/A | 0.1228 |  |  | #N/A |  |  |  | #N/A |  |  | #N/A |  |  |  | #N/A |  |  | #N/A | #N/A |  |  | #N/A
Office-Enclosed537-2 |  | 25 |  | 537-2 | #N/A | #N/A | #N/A | #N/A |  | #N/A | #N/A | #N/A | 0.20075 |  |  | #N/A |  |  |  | #N/A |  |  | #N/A |  |  |  | #N/A |  |  | #N/A | #N/A |  |  | #N/A
| Office - Open Plan (Including Other) |  | 1.1
Office - Open Plan (Including Other)535 |  | 27 |  | 535 | #N/A | #N/A | #N/A | #N/A |  | #N/A | #N/A | #N/A | 0.88036 |  |  | #N/A |  |  |  | #N/A |  |  | #N/A |  |  |  | #N/A |  |  | #N/A | #N/A |  |  | #N/A
Office - Open Plan (Including Other)539 |  | 27 |  | 539 | #N/A | #N/A | #N/A | #N/A |  | #N/A | #N/A | #N/A | 0.15664 |  |  | #N/A |  |  |  | #N/A |  |  | #N/A |  |  |  | #N/A |  |  | #N/A | #N/A |  |  | #N/A
Office - Open Plan (Including Other)524 |  | 27 |  | 524 | indirect Wall Scounce | CF | 18 | 2 |  | 39 | 10000 | 0.0016152 | 0.062993 |  |  | 0.14484 |  |  |  | 0.099336 |  |  | 0.050718 |  |  |  | 0.0093682 |  |  | 50000 | 0 |  |  | 0
| Restrooms |  | 0.9
Restrooms521 |  | 12 |  | 521 | #N/A | #N/A | #N/A | #N/A |  | #N/A | #N/A | #N/A | 0.42464 |  |  | #N/A |  |  |  | #N/A |  |  | #N/A |  |  |  | #N/A |  |  | #N/A | #N/A |  |  | #N/A
Restrooms537-1 |  | 12 |  | 537-1 | Linear WW Open | FL | 32 | 1 |  | 29 | 36000 | 0.011753 | 0.34083 |  |  | 1.2172 |  |  |  | 0.7228 |  |  | 0.039372 |  |  |  | 0.06425 |  |  | 50000 | 0.35259 |  |  | 0.7228
Restrooms524 |  | 12 |  | 524 | indirect Wall Scounce | CF | 18 | 2 |  | 39 | 10000 | 0.0034493 | 0.13452 |  |  | 0.3093 |  |  |  | 0.21213 |  |  | 0.10831 |  |  |  | 0.020006 |  |  | 50000 | 0 |  |  | 0
| Retail - Sales Area |  | 1.7
Retail - Sales Area535 |  | 97 |  | 535 | #N/A | #N/A | #N/A | #N/A |  | #N/A | #N/A | #N/A | 0.95948 |  |  | #N/A |  |  |  | #N/A |  |  | #N/A |  |  |  | #N/A |  |  | #N/A | #N/A |  |  | #N/A
Retail - Sales Area541 |  | 97 |  | 541 | #N/A | #N/A | #N/A | #N/A |  | #N/A | #N/A | #N/A | 0.74052 |  |  | #N/A |  |  |  | #N/A |  |  | #N/A |  |  |  | #N/A |  |  | #N/A | #N/A |  |  | #N/A
Retail - Sales Area572 |  | 97 |  | 0 | NA | NA | 0 | 0 |  | 0 | 0 | 0 | 0 |  |  | 0 |  |  |  | 0 |  |  | 0 |  |  |  | 0 |  |  | 0 | 0 |  |  | 0
| Stairway |  | 0.6
Stairway530 |  | 11 |  | 530 | #N/A | #N/A | #N/A | #N/A |  | #N/A | #N/A | #N/A | 0.6 |  |  | #N/A |  |  |  | #N/A |  |  | #N/A |  |  |  | #N/A |  |  | #N/A | #N/A |  |  | #N/A
Stairway0 |  | 11 |  | 0 | NA | NA | 0 | 0 |  | 0 | 0 | 0 | 0 |  |  | 0 |  |  |  | 0 |  |  | 0 |  |  |  | 0 |  |  | 0 | 0 |  |  | 0
Stairway0 |  | 11 |  | 0 | NA | NA | 0 | 0 |  | 0 | 0 | 0 | 0 |  |  | 0 |  |  |  | 0 |  |  | 0 |  |  |  | 0 |  |  | 0 | 0 |  |  | 0
| Storage |  | 0.8
Storage530 |  | 41 |  | 530 | #N/A | #N/A | #N/A | #N/A |  | #N/A | #N/A | #N/A | 0.8 |  |  | #N/A |  |  |  | #N/A |  |  | #N/A |  |  |  | #N/A |  |  | #N/A | #N/A |  |  | #N/A
Storage553 |  | 41 |  | 0 | NA | NA | 0 | 0 |  | 0 | 0 | 0 | 0 |  |  | 0 |  |  |  | 0 |  |  | 0 |  |  |  | 0 |  |  | 0 | 0 |  |  | 0
Storage0 |  | 41 |  | 0 | NA | NA | 0 | 0 |  | 0 | 0 | 0 | 0 |  |  | 0 |  |  |  | 0 |  |  | 0 |  |  |  | 0 |  |  | 0 | 0 |  |  | 0
1 FL linear fluorescent, CF compact fluorescent, MH metal halide
Interior Lighting Costs by Space Type, North Carolina Base Code
| Space Type Lighting Descriptions and Cost Parameters | [14 empty] | New Construction Cost | [6 empty] | Lamp Replacement Cost | [6 empty] | Ballast Replacement Cost
North Carolina Base Code Lookup Values | 2009 Space Types | 90.1 Lighting Subcommittee Model Number | Space Type Lighting Power Allowance W/ft2 | Fixture ID Number | Fixture Type | Lamp Type1 | Lamp Wattage | Number of Lamps | Not Used | Fixture Watts | Lamp Life Hours | Quantity of Fixtures/ft2 | Fixture Watts/ft2 | not used | not used | Fixture Cost/ft2 | not used | not used | not used | Labor Cost $/ft2 | Not Used | Not Used | Lamp Cost $/ft2 | Not Used | Not Used | Not Used | Labor Cost/ft2 |  |  | Ballast Life Hours | Ballast Cost, $/ft2 | Not Used | Not Used | Labor Cost/ft2 | Not Used | Not Used
Classroom/Lecture/Training | Classroom/Lecture/Training |  | 1.246
Classroom/Lecture/Training535 |  | 3.1 |  | 535 | #N/A | #N/A | #N/A | #N/A |  | #N/A | #N/A | #N/A | 1.0251 |  |  | #N/A |  |  |  | #N/A |  |  | #N/A |  |  |  | #N/A |  |  | #N/A | #N/A |  |  | #N/A
Classroom/Lecture/Training537-2 |  | 3.1 |  | 537-2 | #N/A | #N/A | #N/A | #N/A |  | #N/A | #N/A | #N/A | 0.22088 |  |  | #N/A |  |  |  | #N/A |  |  | #N/A |  |  |  | #N/A |  |  | #N/A | #N/A |  |  | #N/A
Classroom/Lecture/Training0 |  | 3.1 |  | 0 | NA | NA | 0 | 0 |  | 0 | 0 | 0 | 0 |  |  | 0 |  |  |  | 0 |  |  | 0 |  |  |  | 0 |  |  | 0 | 0 |  |  | 0
| Conference/Meeting/Multipurpose |  | 1.157
Conference/Meeting/Multipurpose535 |  | 31 |  | 535 | #N/A | #N/A | #N/A | #N/A |  | #N/A | #N/A | #N/A | 0.59099 |  |  | #N/A |  |  |  | #N/A |  |  | #N/A |  |  |  | #N/A |  |  | #N/A | #N/A |  |  | #N/A
Conference/Meeting/Multipurpose537-1 |  | 31 |  | 537-1 | Linear WW Open | FL | 32 | 1 |  | 29 | 36000 | 0.011602 | 0.33646 |  |  | 1.2016 |  |  |  | 0.71352 |  |  | 0.038866 |  |  |  | 0.063425 |  |  | 50000 | 0.34806 |  |  | 0.71352
Conference/Meeting/Multipurpose511 |  | 31 |  | 511 | Downlight open - flood | PAR | 60 | 1 |  | 60 | 4200 | 0.003826 | 0.22956 |  |  | 0.14187 |  |  |  | 0.2353 |  |  | 0.081799 |  |  |  | 0.011134 |  |  | 0 | 0 |  |  | 0
| Corridor/Transition |  | 0.445
Corridor/Transition530 |  | 2 |  | 530 | #N/A | #N/A | #N/A | #N/A |  | #N/A | #N/A | #N/A | 0.25594 |  |  | #N/A |  |  |  | #N/A |  |  | #N/A |  |  |  | #N/A |  |  | #N/A | #N/A |  |  | #N/A
Corridor/Transition537-2 |  | 2 |  | 537-2 | #N/A | #N/A | #N/A | #N/A |  | #N/A | #N/A | #N/A | 0.18906 |  |  | #N/A |  |  |  | #N/A |  |  | #N/A |  |  |  | #N/A |  |  | #N/A | #N/A |  |  | #N/A
Corridor/Transition0 |  | 2 |  | 0 | NA | NA | 0 | 0 |  | 0 | 0 | 0 | 0 |  |  | 0 |  |  |  | 0 |  |  | 0 |  |  |  | 0 |  |  | 0 | 0 |  |  | 0
| Dining Area |  | 0.801
Dining Area531 |  | 6 |  | 531 | #N/A | #N/A | #N/A | #N/A |  | #N/A | #N/A | #N/A | 0.61437 |  |  | #N/A |  |  |  | #N/A |  |  | #N/A |  |  |  | #N/A |  |  | #N/A | #N/A |  |  | #N/A
Dining Area524 |  | 6 |  | 524 | indirect Wall Scounce | CF | 18 | 2 |  | 39 | 10000 | 0.0047855 | 0.18663 |  |  | 0.42911 |  |  |  | 0.29431 |  |  | 0.15026 |  |  |  | 0.027756 |  |  | 50000 | 0 |  |  | 0
Dining Area0 |  | 6
| Electrical/Mechanical |  | 1.335
Electrical/Mechanical538 |  | 4 |  | 538 | #N/A | #N/A | #N/A | #N/A |  | #N/A | #N/A | #N/A | 1.335 |  |  | #N/A |  |  |  | #N/A |  |  | #N/A |  |  |  | #N/A |  |  | #N/A | #N/A |  |  | #N/A
Electrical/Mechanical0 |  | 4 |  | 0 | NA | NA | 0 | 0 |  | 0 | 0 | 0 | 0 |  |  | 0 |  |  |  | 0 |  |  | 0 |  |  |  | 0 |  |  | 0 | 0 |  |  | 0
Electrical/Mechanical0 |  | 4 |  | 0 | NA | NA | 0 | 0 |  | 0 | 0 | 0 | 0 |  |  | 0 |  |  |  | 0 |  |  | 0 |  |  |  | 0 |  |  | 0 | 0 |  |  | 0
| Food Preparation |  | 1.068
Food Preparation530 |  | 8 |  | 530 | #N/A | #N/A | #N/A | #N/A |  | #N/A | #N/A | #N/A | 1.068 |  |  | #N/A |  |  |  | #N/A |  |  | #N/A |  |  |  | #N/A |  |  | #N/A | #N/A |  |  | #N/A
Food Preparation0 |  | 8 |  | 0 | NA | NA | 0 | 0 |  | 0 | 0 | 0 | 0 |  |  | 0 |  |  |  | 0 |  |  | 0 |  |  |  | 0 |  |  | 0 | 0 |  |  | 0
Food Preparation0 |  | 8 |  | 0 | NA | NA | 0 | 0 |  | 0 | 0 | 0 | 0 |  |  | 0 |  |  |  | 0 |  |  | 0 |  |  |  | 0 |  |  | 0 | 0 |  |  | 0
| Gymnasium/Fitness-Fitness Area |  | 0.801
Gymnasium/Fitness-Fitness Area535 |  | 126 |  | 535 | #N/A | #N/A | #N/A | #N/A |  | #N/A | #N/A | #N/A | 0.801 |  |  | #N/A |  |  |  | #N/A |  |  | #N/A |  |  |  | #N/A |  |  | #N/A | #N/A |  |  | #N/A
Gymnasium/Fitness-Fitness Area0 |  | 126 |  | 0 | NA | NA | 0 | 0 |  | 0 | 0 | 0 | 0 |  |  | 0 |  |  |  | 0 |  |  | 0 |  |  |  | 0 |  |  | 0 | 0 |  |  | 0
Gymnasium/Fitness-Fitness Area0 |  | 126 |  | 0 | NA | NA | 0 | 0 |  | 0 | 0 | 0 | 0 |  |  | 0 |  |  |  | 0 |  |  | 0 |  |  |  | 0 |  |  | 0 | 0 |  |  | 0
| Highway Lodging Guest Rooms |  | 0.979
Highway Lodging Guest Rooms524 |  | 75.01 |  | 524 | indirect Wall Scounce | CF | 18 | 2 |  | 39 | 10000 | 0.0038222 | 0.14907 |  |  | 0.34274 |  |  |  | 0.23507 |  |  | 0.12002 |  |  |  | 0.022169 |  |  | 50000 | 0 |  |  | 0
Highway Lodging Guest Rooms520 |  | 75.01 |  | 520 | #N/A | #N/A | #N/A | #N/A |  | #N/A | #N/A | #N/A | 0.82993 |  |  | #N/A |  |  |  | #N/A |  |  | #N/A |  |  |  | #N/A |  |  | #N/A | #N/A |  |  | #N/A
Highway Lodging Guest Rooms0 |  | 75.01 |  | 0 | NA | NA | 0 | 0 |  | 0 | 0 | 0 | 0 |  |  | 0 |  |  |  | 0 |  |  | 0 |  |  |  | 0 |  |  | 0 | 0 |  |  | 0
| Hospital - Laundry/Washing |  | 0.534
Hospital - Laundry-washing530 |  | 82 |  | 530 | #N/A | #N/A | #N/A | #N/A |  | #N/A | #N/A | #N/A | 0.534 |  |  | #N/A |  |  |  | #N/A |  |  | #N/A |  |  |  | #N/A |  |  | #N/A | #N/A |  |  | #N/A
Hospital - Laundry-washing0 |  | 82 |  | 0 | NA | NA | 0 | 0 |  | 0 | 0 | 0 | 0 |  |  | 0 |  |  |  | 0 |  |  | 0 |  |  |  | 0 |  |  | 0 | 0 |  |  | 0
Hospital - Laundry-washing0 |  | 82 |  | 0 | NA | NA | 0 | 0 |  | 0 | 0 | 0 | 0 |  |  | 0 |  |  |  | 0 |  |  | 0 |  |  |  | 0 |  |  | 0 | 0 |  |  | 0
| Library |  | 1.068
Library535 |  | 19 |  | 535 | #N/A | #N/A | #N/A | #N/A |  | #N/A | #N/A | #N/A | 0.5429 |  |  | #N/A |  |  |  | #N/A |  |  | #N/A |  |  |  | #N/A |  |  | #N/A | #N/A |  |  | #N/A
Library520 |  | 19 |  | 520 | #N/A | #N/A | #N/A | #N/A |  | #N/A | #N/A | #N/A | 0.2314 |  |  | #N/A |  |  |  | #N/A |  |  | #N/A |  |  |  | #N/A |  |  | #N/A | #N/A |  |  | #N/A
Library529 |  | 19 |  | 529 | #N/A | #N/A | #N/A | #N/A |  | #N/A | #N/A | #N/A | 0.2848 |  |  | #N/A |  |  |  | #N/A |  |  | #N/A |  |  |  | #N/A |  |  | #N/A | #N/A |  |  | #N/A
| Lobby |  | 1.157
Lobby534-2 |  | 20.1 |  | 534-2 | Linear Wall Cove | FL | 32 | 1 |  | 29 | 36000 | 0.0080031 | 0.23209 |  |  | 3.0412 |  |  |  | 0.46315 |  |  | 0.026811 |  |  |  | 0.043751 |  |  | 50000 | 0.24009 |  |  | 0.49219
Lobby523 |  | 20.1 |  | 523 | #N/A | #N/A | #N/A | #N/A |  | #N/A | #N/A | #N/A | 0.84577 |  |  | #N/A |  |  |  | #N/A |  |  | #N/A |  |  |  | #N/A |  |  | #N/A | #N/A |  |  | #N/A
Lobby521 |  | 20.1 |  | 521 | #N/A | #N/A | #N/A | #N/A |  | #N/A | #N/A | #N/A | 0.079143 |  |  | #N/A |  |  |  | #N/A |  |  | #N/A |  |  |  | #N/A |  |  | #N/A | #N/A |  |  | #N/A
| Lobby - Hotel |  | 0.979 | [27 empty] | #N/A
Lobby - Hotel535 |  | 79 |  | 535 | #N/A | #N/A | #N/A | #N/A |  | #N/A | #N/A | #N/A | 0.0245 |  |  | #N/A |  |  |  | #N/A |  |  | #N/A |  |  |  | #N/A |  |  | #N/A | #N/A |  |  | #N/A
Lobby - Hotel572 |  | 79 |  | 572 | Downlight open | TH | 75 | 1 |  | 75 | 850 | 0.01139 | 0.85428 |  |  | 0.31779 |  |  |  | 0.70051 |  |  | 0.24353 |  |  |  | 0.26768 |  |  | 0 | 0 |  |  | 0
Lobby - Hotel524 |  | 79 |  | 524 | indirect Wall Scounce | CF | 18 | 2 |  | 39 | 10000 | 0.0025697 | 0.10022 |  |  | 0.23042 |  |  |  | 0.15804 |  |  | 0.080688 |  |  |  | 0.014904 |  |  | 50000 | 0 |  |  | 0
| Lounge/Recreation - Break room |  | 1.068
Lounge/Recreation - Breakroom537-1 |  | 9 |  | 537-1 | Linear WW Open | FL | 32 | 1 |  | 29 | 36000 | 0.011606 | 0.33658 |  |  | 1.202 |  |  |  | 0.71378 |  |  | 0.038881 |  |  |  | 0.063448 |  |  | 50000 | 0.34818 |  |  | 0.71378
Lounge/Recreation - Breakroom572 |  | 9 |  | 0 | NA | NA | 0 | 0 |  | 0 | 0 | 0 | 0 |  |  | 0 |  |  |  | 0 |  |  | 0 |  |  |  | 0 |  |  | 0 | 0 |  |  | 0
Lounge/Recreation - Breakroom521 |  | 9 |  | 521 | #N/A | #N/A | #N/A | #N/A |  | #N/A | #N/A | #N/A | 0.73142 |  |  | #N/A |  |  |  | #N/A |  |  | #N/A |  |  |  | #N/A |  |  | #N/A | #N/A |  |  | #N/A
| Office-Enclosed |  | 0.979
Office-Enclosed535 |  | 25 |  | 535 | #N/A | #N/A | #N/A | #N/A |  | #N/A | #N/A | #N/A | 0.69103 |  |  | #N/A |  |  |  | #N/A |  |  | #N/A |  |  |  | #N/A |  |  | #N/A | #N/A |  |  | #N/A
Office-Enclosed539 |  | 25 |  | 539 | #N/A | #N/A | #N/A | #N/A |  | #N/A | #N/A | #N/A | 0.1093 |  |  | #N/A |  |  |  | #N/A |  |  | #N/A |  |  |  | #N/A |  |  | #N/A | #N/A |  |  | #N/A
Office-Enclosed537-2 |  | 25 |  | 537-2 | #N/A | #N/A | #N/A | #N/A |  | #N/A | #N/A | #N/A | 0.17867 |  |  | #N/A |  |  |  | #N/A |  |  | #N/A |  |  |  | #N/A |  |  | #N/A | #N/A |  |  | #N/A
| Office - Open Plan (Including Other) |  | 0.979
Office - Open Plan (Including Other)535 |  | 27 |  | 535 | #N/A | #N/A | #N/A | #N/A |  | #N/A | #N/A | #N/A | 0.78352 |  |  | #N/A |  |  |  | #N/A |  |  | #N/A |  |  |  | #N/A |  |  | #N/A | #N/A |  |  | #N/A
Office - Open Plan (Including Other)539 |  | 27 |  | 539 | #N/A | #N/A | #N/A | #N/A |  | #N/A | #N/A | #N/A | 0.13941 |  |  | #N/A |  |  |  | #N/A |  |  | #N/A |  |  |  | #N/A |  |  | #N/A | #N/A |  |  | #N/A
Office - Open Plan (Including Other)524 |  | 27 |  | 524 | indirect Wall Scounce | CF | 18 | 2 |  | 39 | 10000 | 0.0014375 | 0.056064 |  |  | 0.1289 |  |  |  | 0.088409 |  |  | 0.045139 |  |  |  | 0.0083377 |  |  | 50000 | 0 |  |  | 0
| Restrooms |  | 0.801
Restrooms521 |  | 12 |  | 521 | #N/A | #N/A | #N/A | #N/A |  | #N/A | #N/A | #N/A | 0.37793 |  |  | #N/A |  |  |  | #N/A |  |  | #N/A |  |  |  | #N/A |  |  | #N/A | #N/A |  |  | #N/A
Restrooms537-1 |  | 12 |  | 537-1 | Linear WW Open | FL | 32 | 1 |  | 29 | 36000 | 0.01046 | 0.30334 |  |  | 1.0833 |  |  |  | 0.64329 |  |  | 0.035041 |  |  |  | 0.057182 |  |  | 50000 | 0.3138 |  |  | 0.64329
Restrooms524 |  | 12 |  | 524 | indirect Wall Scounce | CF | 18 | 2 |  | 39 | 10000 | 0.0030699 | 0.11973 |  |  | 0.27528 |  |  |  | 0.1888 |  |  | 0.096395 |  |  |  | 0.017805 |  |  | 50000 | 0 |  |  | 0
| Retail - Sales Area |  | 1.513
Retail - Sales Area535 |  | 97 |  | 535 | #N/A | #N/A | #N/A | #N/A |  | #N/A | #N/A | #N/A | 0.85394 |  |  | #N/A |  |  |  | #N/A |  |  | #N/A |  |  |  | #N/A |  |  | #N/A | #N/A |  |  | #N/A
Retail - Sales Area541 |  | 97 |  | 541 | #N/A | #N/A | #N/A | #N/A |  | #N/A | #N/A | #N/A | 0.65906 |  |  | #N/A |  |  |  | #N/A |  |  | #N/A |  |  |  | #N/A |  |  | #N/A | #N/A |  |  | #N/A
Retail - Sales Area572 |  | 97 |  | 0 | NA | NA | 0 | 0 |  | 0 | 0 | 0 | 0 |  |  | 0 |  |  |  | 0 |  |  | 0 |  |  |  | 0 |  |  | 0 | 0 |  |  | 0
| Stairway |  | 0.534
Stairway530 |  | 11 |  | 530 | #N/A | #N/A | #N/A | #N/A |  | #N/A | #N/A | #N/A | 0.534 |  |  | #N/A |  |  |  | #N/A |  |  | #N/A |  |  |  | #N/A |  |  | #N/A | #N/A |  |  | #N/A
Stairway0 |  | 11 |  | 0 | NA | NA | 0 | 0 |  | 0 | 0 | 0 | 0 |  |  | 0 |  |  |  | 0 |  |  | 0 |  |  |  | 0 |  |  | 0 | 0 |  |  | 0
Stairway0 |  | 11 |  | 0 | NA | NA | 0 | 0 |  | 0 | 0 | 0 | 0 |  |  | 0 |  |  |  | 0 |  |  | 0 |  |  |  | 0 |  |  | 0 | 0 |  |  | 0
| Storage |  | 0.712
Storage530 |  | 41 |  | 530 | #N/A | #N/A | #N/A | #N/A |  | #N/A | #N/A | #N/A | 0.712 |  |  | #N/A |  |  |  | #N/A |  |  | #N/A |  |  |  | #N/A |  |  | #N/A | #N/A |  |  | #N/A
Storage553 |  | 41 |  | 0 | NA | NA | 0 | 0 |  | 0 | 0 | 0 | 0 |  |  | 0 |  |  |  | 0 |  |  | 0 |  |  |  | 0 |  |  | 0 | 0 |  |  | 0
Storage0 |  | 41 |  | 0 | NA | NA | 0 | 0 |  | 0 | 0 | 0 | 0 |  |  | 0 |  |  |  | 0 |  |  | 0 |  |  |  | 0 |  |  | 0 | 0 |  |  | 0
1 FL linear fluorescent, CF compact fluorescent, MH metal halide
Interior Lighting Costs by Space Type, 2012
| Space Type Lighting Descriptions and Cost Parameters | [18 empty] | New Construction Cost |  |  | Lamp Replacement Cost | [6 empty] | Ballast Replacement Cost
IECC 2012 Lookup Values | 2012 Space Types | Model Number | Lighting Power Allowance, LPD, W/ft2 | Fixtures - ID Number | Fixture type | Lamp Type | Lamp Wattage | Number of Lamps |  | Fixture Watts | Lamp Life, Hours | Quantity of Fixtures/ft2 | Fixture Watts/ft2 |  |  | Fixture Cost only, $/ft2 | not used | not used | not used | Labor Cost $/ft2 |  |  | Lamp Cost, $/ft2 | Labor Crew Type |  |  | Labor Cost/ft2 |  |  | Ballast Life Hours | Ballast Cost, $/ft2 | Not Used | Not Used | Labor Cost/ft2
Classroom/Lecture/Training | Classroom/Lecture/Training |  | 1.209 | [26 empty] | 0 | #N/A |  |  | 0
Classroom/Lecture/Training535 |  | 3.1 |  | 535 | #N/A | #N/A | #N/A | #N/A |  | #N/A | #N/A | #N/A | 0.90115 |  |  | #N/A |  |  |  | #N/A |  |  | #N/A |  |  |  | #N/A |  |  | #N/A | #N/A |  |  | #N/A
Classroom/Lecture/Training521 |  | 3.1 |  | 521 | #N/A | #N/A | #N/A | #N/A |  | #N/A | #N/A | #N/A | 0.1502 |  |  | #N/A |  |  |  | #N/A |  |  | #N/A |  |  |  | #N/A |  |  | #N/A | #N/A |  |  | #N/A
Classroom/Lecture/Training0 |  | 3.1 |  | 0 | NA | NA | 0 | 0 |  | 0 | 0 | 0 | 0 |  |  | #N/A |  |  |  | #N/A |  |  | #N/A |  |  |  | #N/A |  |  | #N/A | 0 |  |  | 0
Classroom/Lecture/Training537-1 |  | 3.1 |  | 537-1 | Linear WW Open | FL | 32 | #N/A |  | #N/A | #N/A | #N/A | 0.15766 |  |  | #N/A |  |  |  | #N/A |  |  | #N/A |  |  |  | #N/A |  |  | #N/A | #N/A |  |  | #N/A
| Conference/Meeting/Multipurpose |  | 1.1992
Conference/Meeting/Multipurpose535 |  | 31 |  | 535 | #N/A | #N/A | #N/A | #N/A |  | #N/A | #N/A | #N/A | 0.5892 |  |  | #N/A |  |  |  | #N/A |  |  | #N/A |  |  |  | #N/A |  |  | #N/A | #N/A |  |  | #N/A
Conference/Meeting/Multipurpose511 |  | 31 |  | 511 | Downlight open - flood | PAR | 60 | #N/A |  | #N/A | #N/A | #N/A | 0.4262 |  |  | #N/A |  |  |  | #N/A |  |  | #N/A |  |  |  | #N/A |  |  | #N/A | #N/A |  |  | #N/A
Conference/Meeting/Multipurpose0 |  | 31 |  | 0 | NA | NA | 0 | 0 |  | 0 | 0 | 0 | 0 |  |  | #N/A |  |  |  | #N/A |  |  | #N/A |  |  |  | #N/A |  |  | #N/A | 0 |  |  | 0
Conference/Meeting/Multipurpose527-1 |  | 31 |  | 527-1 | #N/A | #N/A | #N/A | #N/A |  | #N/A | #N/A | #N/A | 0.18385 |  |  | #N/A |  |  |  | #N/A |  |  | #N/A |  |  |  | #N/A |  |  | #N/A | #N/A |  |  | #N/A
| Corridor/Transition |  | 0.6435
Corridor/Transition521 |  | 2 |  | 521 | #N/A | #N/A | #N/A | #N/A |  | #N/A | #N/A | #N/A | 0.6435 |  |  | #N/A |  |  |  | #N/A |  |  | #N/A |  |  |  | #N/A |  |  | #N/A | #N/A |  |  | #N/A
Corridor/Transition0 |  | 2 |  | 0 | NA | NA | 0 | 0 |  | 0 | 0 | 0 | 0 |  |  | #N/A |  |  |  | #N/A |  |  | #N/A |  |  |  | #N/A |  |  | #N/A | 0 |  |  | 0
Corridor/Transition0 |  | 2 |  | 0 | NA | NA | 0 | 0 |  | 0 | 0 | 0 | 0 |  |  | #N/A |  |  |  | #N/A |  |  | #N/A |  |  |  | #N/A |  |  | #N/A | 0 |  |  | 0
Corridor/Transition527-2 |  | 2 |  | 0 | NA | NA | 0 | 0 |  | 0 | 0 | 0 | 9.818e-08 |  |  | #N/A |  |  |  | #N/A |  |  | #N/A |  |  |  | #N/A |  |  | #N/A | 0 |  |  | 0
| Dining Area |  | 0.63375
Dining Area535 |  | 6 |  | 535 | #N/A | #N/A | #N/A | #N/A |  | #N/A | #N/A | #N/A | 0.23392 |  |  | #N/A |  |  |  | #N/A |  |  | #N/A |  |  |  | #N/A |  |  | #N/A | #N/A |  |  | #N/A
Dining Area521 |  | 6 |  | 521 | #N/A | #N/A | #N/A | #N/A |  | #N/A | #N/A | #N/A | 0.11471 |  |  | #N/A |  |  |  | #N/A |  |  | #N/A |  |  |  | #N/A |  |  | #N/A | #N/A |  |  | #N/A
Dining Area0 |  | 6 |  | 0 | NA | NA | 0 | 0 |  | 0 | 0 | 0 | 0 |  |  | #N/A |  |  |  | #N/A |  |  | #N/A |  |  |  | #N/A |  |  | #N/A | 0 |  |  | 0
Dining Area537-1 |  | 6 |  | 537-1 | Linear WW Open | FL | 32 | #N/A |  | #N/A | #N/A | #N/A | 0.28512 |  |  | #N/A |  |  |  | #N/A |  |  | #N/A |  |  |  | #N/A |  |  | #N/A | #N/A |  |  | #N/A
| Electrical/Mechanical |  | 0.92625
Electrical/Mechanical538 |  | 4 |  | 538 | #N/A | #N/A | #N/A | #N/A |  | #N/A | #N/A | #N/A | 0.92625 |  |  | #N/A |  |  |  | #N/A |  |  | #N/A |  |  |  | #N/A |  |  | #N/A | #N/A |  |  | #N/A
Electrical/Mechanical0 |  | 4 |  | 0 | NA | NA | 0 | 0 |  | 0 | 0 | 0 | 0 |  |  | #N/A |  |  |  | #N/A |  |  | #N/A |  |  |  | #N/A |  |  | #N/A | 0 |  |  | 0
Electrical/Mechanical0 |  | 4 |  | 0 | NA | NA | 0 | 0 |  | 0 | 0 | 0 | 0 |  |  | #N/A |  |  |  | #N/A |  |  | #N/A |  |  |  | #N/A |  |  | #N/A | 0 |  |  | 0
Electrical/Mechanical0 |  | 4 |  | 0 | NA | NA | 0 | 0 |  | 0 | 0 | 0 | 9.7327e-08 |  |  | #N/A |  |  |  | #N/A |  |  | #N/A |  |  |  | #N/A |  |  | #N/A | 0 |  |  | 0
| Food Preparation |  | 0.96525
Food Preparation530 |  | 8 |  | 530 | #N/A | #N/A | #N/A | #N/A |  | #N/A | #N/A | #N/A | 0.96525 |  |  | #N/A |  |  |  | #N/A |  |  | #N/A |  |  |  | #N/A |  |  | #N/A | #N/A |  |  | #N/A
Food Preparation0 |  | 8 |  | 0 | NA | NA | 0 | 0 |  | 0 | 0 | 0 | 0 |  |  | #N/A |  |  |  | #N/A |  |  | #N/A |  |  |  | #N/A |  |  | #N/A | 0 |  |  | 0
Food Preparation0 |  | 8 |  | 0 | NA | NA | 0 | 0 |  | 0 | 0 | 0 | 0 |  |  | #N/A |  |  |  | #N/A |  |  | #N/A |  |  |  | #N/A |  |  | #N/A | 0 |  |  | 0
Food Preparation0 |  | 8 |  | 0 | NA | NA | 0 | 0 |  | 0 | 0 | 0 | 9.744e-08 |  |  | #N/A |  |  |  | #N/A |  |  | #N/A |  |  |  | #N/A |  |  | #N/A | 0 |  |  | 0
| Gymnasium/Fitness-Fitness Area |  | 0.702
Gymnasium/Fitness-Fitness Area535 |  | 126 |  | 535 | #N/A | #N/A | #N/A | #N/A |  | #N/A | #N/A | #N/A | 0.702 |  |  | #N/A |  |  |  | #N/A |  |  | #N/A |  |  |  | #N/A |  |  | #N/A | #N/A |  |  | #N/A
Gymnasium/Fitness-Fitness Area0 |  | 126 |  | 0 | NA | NA | 0 | 0 |  | 0 | 0 | 0 | 0 |  |  | #N/A |  |  |  | #N/A |  |  | #N/A |  |  |  | #N/A |  |  | #N/A | 0 |  |  | 0
Gymnasium/Fitness-Fitness Area0 |  | 126 |  | 0 | NA | NA | 0 | 0 |  | 0 | 0 | 0 | 0 |  |  | #N/A |  |  |  | #N/A |  |  | #N/A |  |  |  | #N/A |  |  | #N/A | 0 |  |  | 0
Gymnasium/Fitness-Fitness Area0 |  | 126 |  | 0 | NA | NA | 0 | 0 |  | 0 | 0 | 0 | 9.708e-08 |  |  | #N/A |  |  |  | #N/A |  |  | #N/A |  |  |  | #N/A |  |  | #N/A | 0 |  |  | 0
| Highway Lodging Guest Rooms |  | 0.73125
Highway Lodging Guest Rooms529 |  | 75.01 |  | 529 | #N/A | #N/A | #N/A | #N/A |  | #N/A | #N/A | #N/A | 0.41332 |  |  | #N/A |  |  |  | #N/A |  |  | #N/A |  |  |  | #N/A |  |  | #N/A | #N/A |  |  | #N/A
Highway Lodging Guest Rooms520 |  | 75.01 |  | 520 | #N/A | #N/A | #N/A | #N/A |  | #N/A | #N/A | #N/A | 0.31792 |  |  | #N/A |  |  |  | #N/A |  |  | #N/A |  |  |  | #N/A |  |  | #N/A | #N/A |  |  | #N/A
Highway Lodging Guest Rooms0 |  | 75.01 |  | 0 | NA | NA | 0 | 0 |  | 0 | 0 | 0 | 0 |  |  | #N/A |  |  |  | #N/A |  |  | #N/A |  |  |  | #N/A |  |  | #N/A | 0 |  |  | 0
Highway Lodging Guest Rooms0 |  | 75.01 |  | 0 | NA | NA | 0 | 0 |  | 0 | 0 | 0 | 9.7184e-08 |  |  | #N/A |  |  |  | #N/A |  |  | #N/A |  |  |  | #N/A |  |  | #N/A | 0 |  |  | 0
| Hospital - Laundry/Washing |  | 0.585
Hospital - Laundry-washing530 |  | 82 |  | 530 | #N/A | #N/A | #N/A | #N/A |  | #N/A | #N/A | #N/A | 0.585 |  |  | #N/A |  |  |  | #N/A |  |  | #N/A |  |  |  | #N/A |  |  | #N/A | #N/A |  |  | #N/A
Hospital - Laundry-washing0 |  | 82 |  | 0 | NA | NA | 0 | 0 |  | 0 | 0 | 0 | 0 |  |  | #N/A |  |  |  | #N/A |  |  | #N/A |  |  |  | #N/A |  |  | #N/A | 0 |  |  | 0
Hospital - Laundry-washing0 |  | 82 |  | 0 | NA | NA | 0 | 0 |  | 0 | 0 | 0 | 0 |  |  | #N/A |  |  |  | #N/A |  |  | #N/A |  |  |  | #N/A |  |  | #N/A | 0 |  |  | 0
Hospital - Laundry-washing0 |  | 82 |  | 0 | NA | NA | 0 | 0 |  | 0 | 0 | 0 | 9.8248e-08 |  |  | #N/A |  |  |  | #N/A |  |  | #N/A |  |  |  | #N/A |  |  | #N/A | 0 |  |  | 0
| Library |  | 0.90675
Library535 |  | 19 |  | 535 | #N/A | #N/A | #N/A | #N/A |  | #N/A | #N/A | #N/A | 0.38295 |  |  | #N/A |  |  |  | #N/A |  |  | #N/A |  |  |  | #N/A |  |  | #N/A | #N/A |  |  | #N/A
Library520 |  | 19 |  | 520 | #N/A | #N/A | #N/A | #N/A |  | #N/A | #N/A | #N/A | 0.5238 |  |  | #N/A |  |  |  | #N/A |  |  | #N/A |  |  |  | #N/A |  |  | #N/A | #N/A |  |  | #N/A
Library0 |  | 19 |  | 0 | NA | NA | 0 | 0 |  | 0 | 0 | 0 | 0 |  |  | #N/A |  |  |  | #N/A |  |  | #N/A |  |  |  | #N/A |  |  | #N/A | 0 |  |  | 0
Library0 |  | 19 |  | 0 | NA | NA | 0 | 0 |  | 0 | 0 | 0 | 9.7376e-08 |  |  | #N/A |  |  |  | #N/A |  |  | #N/A |  |  |  | #N/A |  |  | #N/A | 0 |  |  | 0
| Lounge/Recreation - Break room |  | 0.71175
Lounge/Recreation - Breakroom521 |  | 9 |  | 521 | #N/A | #N/A | #N/A | #N/A |  | #N/A | #N/A | #N/A | 0.4242 |  |  | #N/A |  |  |  | #N/A |  |  | #N/A |  |  |  | #N/A |  |  | #N/A | #N/A |  |  | #N/A
Lounge/Recreation - Breakroom0 |  | 9 |  | 0 | NA | NA | 0 | 0 |  | 0 | 0 | 0 | 0 |  |  | #N/A |  |  |  | #N/A |  |  | #N/A |  |  |  | #N/A |  |  | #N/A | 0 |  |  | 0
Lounge/Recreation - Breakroom0 |  | 9 |  | 0 | NA | NA | 0 | 0 |  | 0 | 0 | 0 | 0 |  |  | #N/A |  |  |  | #N/A |  |  | #N/A |  |  |  | #N/A |  |  | #N/A | 0 |  |  | 0
Lounge/Recreation - Breakroom527-2 |  | 9 |  | 527-2 | #N/A | #N/A | #N/A | #N/A |  | #N/A | #N/A | #N/A | 0.28755 |  |  | #N/A |  |  |  | #N/A |  |  | #N/A |  |  |  | #N/A |  |  | #N/A | #N/A |  |  | #N/A
| Lobby |  | 0.8775
Lobby523 |  | 20.1 |  | 523 | #N/A | #N/A | #N/A | #N/A |  | #N/A | #N/A | #N/A | 0.48944 |  |  | #N/A |  |  |  | #N/A |  |  | #N/A |  |  |  | #N/A |  |  | #N/A | #N/A |  |  | #N/A
Lobby521 |  | 20.1 |  | 521 | #N/A | #N/A | #N/A | #N/A |  | #N/A | #N/A | #N/A | 0.23067 |  |  | #N/A |  |  |  | #N/A |  |  | #N/A |  |  |  | #N/A |  |  | #N/A | #N/A |  |  | #N/A
Lobby0 |  | 20.1 |  | 0 | NA | NA | 0 | 0 |  | 0 | 0 | 0 | 0 |  |  | #N/A |  |  |  | #N/A |  |  | #N/A |  |  |  | #N/A |  |  | #N/A | 0 |  |  | 0
Lobby534-2 |  | 20.1 |  | 534-2 | Linear Wall Cove | FL | 32 | #N/A |  | #N/A | #N/A | #N/A | 0.15739 |  |  | #N/A |  |  |  | #N/A |  |  | #N/A |  |  |  | #N/A |  |  | #N/A | #N/A |  |  | #N/A
| Office-Enclosed |  | 1.0822
Office-Enclosed531 |  | 25 |  | 531 | #N/A | #N/A | #N/A | #N/A |  | #N/A | #N/A | #N/A | 0.65817 |  |  | #N/A |  |  |  | #N/A |  |  | #N/A |  |  |  | #N/A |  |  | #N/A | #N/A |  |  | #N/A
Office-Enclosed539 |  | 25 |  | 539 | #N/A | #N/A | #N/A | #N/A |  | #N/A | #N/A | #N/A | 0.18158 |  |  | #N/A |  |  |  | #N/A |  |  | #N/A |  |  |  | #N/A |  |  | #N/A | #N/A |  |  | #N/A
Office-Enclosed0 |  | 25 |  | 0 | NA | NA | 0 | 0 |  | 0 | 0 | 0 | 0 |  |  | #N/A |  |  |  | #N/A |  |  | #N/A |  |  |  | #N/A |  |  | #N/A | 0 |  |  | 0
Office-Enclosed537-1 |  | 25 |  | 537-1 | Linear WW Open | FL | 32 | #N/A |  | #N/A | #N/A | #N/A | 0.2425 |  |  | #N/A |  |  |  | #N/A |  |  | #N/A |  |  |  | #N/A |  |  | #N/A | #N/A |  |  | #N/A
| Office - Open Plan (Including Other) |  | 0.9555
Office - Open Plan (Including Other)535 |  | 27 |  | 535 | #N/A | #N/A | #N/A | #N/A |  | #N/A | #N/A | #N/A | 0.70389 |  |  | #N/A |  |  |  | #N/A |  |  | #N/A |  |  |  | #N/A |  |  | #N/A | #N/A |  |  | #N/A
Office - Open Plan (Including Other)539 |  | 27 |  | 539 | #N/A | #N/A | #N/A | #N/A |  | #N/A | #N/A | #N/A | 0.094598 |  |  | #N/A |  |  |  | #N/A |  |  | #N/A |  |  |  | #N/A |  |  | #N/A | #N/A |  |  | #N/A
Office - Open Plan (Including Other)0 |  | 27 |  | 0 | NA | NA | 0 | 0 |  | 0 | 0 | 0 | 0 |  |  | #N/A |  |  |  | #N/A |  |  | #N/A |  |  |  | #N/A |  |  | #N/A | 0 |  |  | 0
Office - Open Plan (Including Other)537-1 |  | 27 |  | 537-1 | Linear WW Open | FL | 32 | #N/A |  | #N/A | #N/A | #N/A | 0.15701 |  |  | #N/A |  |  |  | #N/A |  |  | #N/A |  |  |  | #N/A |  |  | #N/A | #N/A |  |  | #N/A
| Restrooms |  | 0.9555
Restrooms604 |  | 12 |  | 604 | Wall Mounted Linear Direct/Indirect | FL | 32 | #N/A |  | #N/A | #N/A | #N/A | 0.28117 |  |  | #N/A |  |  |  | #N/A |  |  | #N/A |  |  |  | #N/A |  |  | #N/A | #N/A |  |  | #N/A
Restrooms520 |  | 12 |  | 520 | #N/A | #N/A | #N/A | #N/A |  | #N/A | #N/A | #N/A | 0.43368 |  |  | #N/A |  |  |  | #N/A |  |  | #N/A |  |  |  | #N/A |  |  | #N/A | #N/A |  |  | #N/A
Restrooms0 |  | 12 |  | 0 | NA | NA | 0 | 0 |  | 0 | 0 | 0 | 0 |  |  | #N/A |  |  |  | #N/A |  |  | #N/A |  |  |  | #N/A |  |  | #N/A | 0 |  |  | 0
Restrooms534-2 |  | 12 |  | 534-2 | Linear Wall Cove | FL | 32 | #N/A |  | #N/A | #N/A | #N/A | 0.24065 |  |  | #N/A |  |  |  | #N/A |  |  | #N/A |  |  |  | #N/A |  |  | #N/A | #N/A |  |  | #N/A
| Retail - Sales Area |  | 1.638
Retail - Sales Area535 |  | 97 |  | 535 | #N/A | #N/A | #N/A | #N/A |  | #N/A | #N/A | #N/A | 0.99219 |  |  | #N/A |  |  |  | #N/A |  |  | #N/A |  |  |  | #N/A |  |  | #N/A | #N/A |  |  | #N/A
Retail - Sales Area541 |  | 97 |  | 541 | #N/A |  | #N/A | #N/A |  | #N/A | #N/A | #N/A | 0.4914 |  |  | #N/A |  |  |  | #N/A |  |  | #N/A |  |  |  | #N/A |  |  | #N/A | #N/A |  |  | #N/A
Retail - Sales Area0 |  | 97 |  | 0 | NA | NA | 0 | 0 |  | 0 | 0 | 0 | 0 |  |  | #N/A |  |  |  | #N/A |  |  | #N/A |  |  |  | #N/A |  |  | #N/A | 0 |  |  | 0
Retail - Sales Area537-1 |  | 97 |  | 537-1 | Linear WW Open | FL | 32 | #N/A |  | #N/A | #N/A | #N/A | 0.15441 |  |  | #N/A |  |  |  | #N/A |  |  | #N/A |  |  |  | #N/A |  |  | #N/A | #N/A |  |  | #N/A
| Stairway |  | 0.67275
Stairway530 |  | 11 |  | 530 | #N/A | #N/A | #N/A | #N/A |  | #N/A | #N/A | #N/A | 0.36296 |  |  | #N/A |  |  |  | #N/A |  |  | #N/A |  |  |  | #N/A |  |  | #N/A | #N/A |  |  | #N/A
Stairway602 |  | 11 |  | 602 | #N/A | #N/A | #N/A | #N/A |  | #N/A | #N/A | #N/A | 0.30979 |  |  | #N/A |  |  |  | #N/A |  |  | #N/A |  |  |  | #N/A |  |  | #N/A | #N/A |  |  | #N/A
Stairway0 |  | 11 |  | 0 | NA | NA | 0 | 0 |  | 0 | 0 | 0 | 0 |  |  | #N/A |  |  |  | #N/A |  |  | #N/A |  |  |  | #N/A |  |  | #N/A | 0 |  |  | 0
Stairway0 |  | 11 |  | 0 | NA | NA | 0 | 0 |  | 0 | 0 | 0 | 9.743e-08 |  |  | #N/A |  |  |  | #N/A |  |  | #N/A |  |  |  | #N/A |  |  | #N/A | 0 |  |  | 0
| Storage |  | 0.61425
Storage538 |  | 41 |  | 538 | #N/A | #N/A | #N/A | #N/A |  | #N/A | #N/A | #N/A | 0.61425 |  |  | #N/A |  |  |  | #N/A |  |  | #N/A |  |  |  | #N/A |  |  | #N/A | #N/A |  |  | #N/A
Storage0 |  | 41 |  | 0 | NA | NA | 0 | 0 |  | 0 | 0 | 0 | 0 |  |  | #N/A |  |  |  | #N/A |  |  | #N/A |  |  |  | #N/A |  |  | #N/A | 0 |  |  | 0
Storage0 |  | 41 |  | 0 | NA | NA | 0 | 0 |  | 0 | 0 | 0 | 0 |  |  | #N/A |  |  |  | #N/A |  |  | #N/A |  |  |  | #N/A |  |  | #N/A | 0 |  |  | 0
Storage0 |  | 41 |  | 0 | NA | NA | 0 | 0 |  | 0 | 0 | 0 | 9.6815e-08 |  |  | #N/A |  |  |  | #N/A |  |  | #N/A |  |  |  | #N/A |  |  | #N/A | 0 |  |  | 0
| Lobby - Hotel |  | 1.0335
Lobby - Hotel572 |  | 79 |  | 572 | Downlight open | TH | 75 | #N/A |  | #N/A | #N/A | #N/A | 0.87642 |  |  | #N/A |  |  |  | #N/A |  |  | #N/A |  |  |  | #N/A |  |  | #N/A | #N/A |  |  | #N/A
Lobby - Hotel0 |  | 79 |  | 0 | NA | NA | 0 | 0 |  | 0 | 0 | 0 | 0 |  |  | #N/A |  |  |  | #N/A |  |  | #N/A |  |  |  | #N/A |  |  | #N/A | 0 |  |  | 0
Lobby - Hotel0 |  | 79 |  | 0 | NA | NA | 0 | 0 |  | 0 | 0 | 0 | 0 |  |  | #N/A |  |  |  | #N/A |  |  | #N/A |  |  |  | #N/A |  |  | #N/A | 0 |  |  | 0
Lobby - Hotel527-1 |  | 79 |  | 527-1 | #N/A | #N/A | #N/A | #N/A |  | #N/A | #N/A | #N/A | 0.15708 |  |  | #N/A |  |  |  | #N/A |  |  | #N/A |  |  |  | #N/A |  |  | #N/A | #N/A |  |  | #N/A
1 FL linear fluorescent, CF compact fluorescent, MH metal halide

## Int Ltg LPD Space Types LO (hidden)
| IECC Cost Effectiveness - Interior Lighting Power Density - Fixture Costs per Square Foot for Each Space Type - Large Office | [18 empty] | LARGE OFFICE
Adjustment Factors for LPD
| Interior lighting costs by space type and fixture type IECC 2009, North Carolina Base Code, and IECC 2012 tables. | [18 empty] | 2009 | 1
| 90.1-07 and 2010 in Int Ltg LPD Space Types 90_1 (same for all prototypes). Values come from "Int Ltg Comp" worksheet in this workbook. | [18 empty] | N. Carolina | 0.89
[20 empty] | 2012 | 0.992
Interior Lighting Costs by Space Type, 2009
1 | 2 | 3 | 4 | 5 | 6 | 7 | 8 | 9 | 10 | 11 | 12 | 13 | 14 | 15 | 16 | 17 | 18 | 19 | 20 | 21 | 22 | 23 | 24 | 25 | 26 | 27 | 28 | 29 | 30 | 31 | 32 | 33 | 34 | 35
| Space Type Lighting Descriptions and Cost Parameters | [14 empty] | New Construction Cost | [6 empty] | Lamp Replacement Cost | [6 empty] | Ballast Replacement Cost
IECC 2009 Lookup Values | 2009 Space Types | 90.1 Lighting Subcommittee Model Number | Space Type Lighting Power Allowance W/ft2 | Fixture ID Number | Fixture Type | Lamp Type1 | Lamp Wattage | Number of Lamps | Not Used | Fixture Watts | Lamp Life Hours | Quantity of Fixtures/ft2 | Fixture Watts/ft2 | not used | not used | Fixture Cost/ft2 | not used | not used | not used | Labor Cost $/ft2 | Not Used | Not Used | Lamp Cost $/ft2 | Not Used | Not Used | Not Used | Labor Cost/ft2 | Not Used, $/ft2 | Total $/ft2 | Ballast Life Hours | Ballast Cost, $/ft2 | Not Used | Not Used | Labor Cost/ft2 | Not Used | Not Used
Classroom/Lecture/Training | Classroom/Lecture/Training |  | 1.4
Classroom/Lecture/Training535 |  | 3.1 |  | 535 | #N/A | #N/A | #N/A | #N/A |  | #N/A | #N/A | #N/A | 1.1518 |  |  | #N/A |  |  |  | #N/A |  |  | #N/A |  |  |  | #N/A |  | #N/A | #N/A | #N/A |  |  | #N/A
Classroom/Lecture/Training537-2 |  | 3.1 |  | 537-2 | #N/A | #N/A | #N/A | #N/A |  | #N/A | #N/A | #N/A | 0.24817 |  |  | #N/A |  |  |  | #N/A |  |  | #N/A |  |  |  | #N/A |  | #N/A | #N/A | #N/A |  |  | #N/A
Classroom/Lecture/Training0 |  | 3.1 |  | 0 | NA | NA | 0 | 0 |  | 0 | 0 | 0 | 0 |  |  | 0 |  |  |  | 0 |  |  | 0 |  |  |  | 0 |  | 0 | 0 | 0 |  |  | 0
| Conference/Meeting/Multipurpose |  | 1.3
Conference/Meeting/Multipurpose535 |  | 31 |  | 535 | #N/A | #N/A | #N/A | #N/A |  | #N/A | #N/A | #N/A | 0.66403 |  |  | #N/A |  |  |  | #N/A |  |  | #N/A |  |  |  | #N/A |  | #N/A | #N/A | #N/A |  |  | #N/A
Conference/Meeting/Multipurpose537-1 |  | 31 |  | 537-1 | Linear WW Open | FL | 32 | 1 |  | 29 | 36000 | 0.013036 | 0.37804 |  |  | 1.3501 |  |  |  | 0.80171 |  |  | 0.04367 |  |  |  | 0.071264 |  | 0.11493 | 50000 | 0.39108 |  |  | 0.80171
Conference/Meeting/Multipurpose511 |  | 31 |  | 511 | Downlight open - flood | PAR | 60 | 1 |  | 60 | 4200 | 0.0042988 | 0.25793 |  |  | 0.1594 |  |  |  | 0.26438 |  |  | 0.091909 |  |  |  | 0.01251 |  | 0.10442 | 0 | 0 |  |  | 0
| Corridor/Transition |  | 0.5
Corridor/Transition530 |  | 2 |  | 530 | #N/A | #N/A | #N/A | #N/A |  | #N/A | #N/A | #N/A | 0.28757 |  |  | #N/A |  |  |  | #N/A |  |  | #N/A |  |  |  | #N/A |  | #N/A | #N/A | #N/A |  |  | #N/A
Corridor/Transition537-2 |  | 2 |  | 537-2 | #N/A | #N/A | #N/A | #N/A |  | #N/A | #N/A | #N/A | 0.21243 |  |  | #N/A |  |  |  | #N/A |  |  | #N/A |  |  |  | #N/A |  | #N/A | #N/A | #N/A |  |  | #N/A
Corridor/Transition0 |  | 2 |  | 0 | NA | NA | 0 | 0 |  | 0 | 0 | 0 | 0 |  |  | 0 |  |  |  | 0 |  |  | 0 |  |  |  | 0 |  | 0 | 0 | 0 |  |  | 0
| Dining Area |  | 0.9
Dining Area531 |  | 6 |  | 531 | #N/A | #N/A | #N/A | #N/A |  | #N/A | #N/A | #N/A | 0.6903 |  |  | #N/A |  |  |  | #N/A |  |  | #N/A |  |  |  | #N/A |  | #N/A | #N/A | #N/A |  |  | #N/A
Dining Area524 |  | 6 |  | 524 | indirect Wall Scounce | CF | 18 | 2 |  | 39 | 10000 | 0.0053769 | 0.2097 |  |  | 0.48215 |  |  |  | 0.33068 |  |  | 0.16884 |  |  |  | 0.031186 |  | 0.20002 | 50000 | 0 |  |  | 0
Dining Area0 |  | 6
| Electrical/Mechanical |  | 1.5
Electrical/Mechanical538 |  | 4 |  | 538 | #N/A | #N/A | #N/A | #N/A |  | #N/A | #N/A | #N/A | 1.5 |  |  | #N/A |  |  |  | #N/A |  |  | #N/A |  |  |  | #N/A |  | #N/A | #N/A | #N/A |  |  | #N/A
Electrical/Mechanical0 |  | 4 |  | 0 | NA | NA | 0 | 0 |  | 0 | 0 | 0 | 0 |  |  | 0 |  |  |  | 0 |  |  | 0 |  |  |  | 0 |  | 0 | 0 | 0 |  |  | 0
Electrical/Mechanical0 |  | 4 |  | 0 | NA | NA | 0 | 0 |  | 0 | 0 | 0 | 0 |  |  | 0 |  |  |  | 0 |  |  | 0 |  |  |  | 0 |  | 0 | 0 | 0 |  |  | 0
| Food Preparation |  | 1.2
Food Preparation530 |  | 8 |  | 530 | #N/A | #N/A | #N/A | #N/A |  | #N/A | #N/A | #N/A | 1.2 |  |  | #N/A |  |  |  | #N/A |  |  | #N/A |  |  |  | #N/A |  | #N/A | #N/A | #N/A |  |  | #N/A
Food Preparation0 |  | 8 |  | 0 | NA | NA | 0 | 0 |  | 0 | 0 | 0 | 0 |  |  | 0 |  |  |  | 0 |  |  | 0 |  |  |  | 0 |  | 0 | 0 | 0 |  |  | 0
Food Preparation0 |  | 8 |  | 0 | NA | NA | 0 | 0 |  | 0 | 0 | 0 | 0 |  |  | 0 |  |  |  | 0 |  |  | 0 |  |  |  | 0 |  | 0 | 0 | 0 |  |  | 0
| Gymnasium/Fitness-Fitness Area |  | 0.9
Gymnasium/Fitness-Fitness Area535 |  | 126 |  | 535 | #N/A | #N/A | #N/A | #N/A |  | #N/A | #N/A | #N/A | 0.9 |  |  | #N/A |  |  |  | #N/A |  |  | #N/A |  |  |  | #N/A |  | #N/A | #N/A | #N/A |  |  | #N/A
Gymnasium/Fitness-Fitness Area0 |  | 126 |  | 0 | NA | NA | 0 | 0 |  | 0 | 0 | 0 | 0 |  |  | 0 |  |  |  | 0 |  |  | 0 |  |  |  | 0 |  | 0 | 0 | 0 |  |  | 0
Gymnasium/Fitness-Fitness Area0 |  | 126 |  | 0 | NA | NA | 0 | 0 |  | 0 | 0 | 0 | 0 |  |  | 0 |  |  |  | 0 |  |  | 0 |  |  |  | 0 |  | 0 | 0 | 0 |  |  | 0
| Highway Lodging Guest Rooms |  | 1.1
Highway Lodging Guest Rooms524 |  | 75.01 |  | 524 | indirect Wall Scounce | CF | 18 | 2 |  | 39 | 10000 | 0.0042947 | 0.16749 |  |  | 0.3851 |  |  |  | 0.26412 |  |  | 0.13485 |  |  |  | 0.024909 |  | 0.15976 | 50000 | 0 |  |  | 0
Highway Lodging Guest Rooms520 |  | 75.01 |  | 520 | #N/A | #N/A | #N/A | #N/A |  | #N/A | #N/A | #N/A | 0.93251 |  |  | #N/A |  |  |  | #N/A |  |  | #N/A |  |  |  | #N/A |  | #N/A | #N/A | #N/A |  |  | #N/A
Highway Lodging Guest Rooms0 |  | 75.01 |  | 0 | NA | NA | 0 | 0 |  | 0 | 0 | 0 | 0 |  |  | 0 |  |  |  | 0 |  |  | 0 |  |  |  | 0 |  | 0 | 0 | 0 |  |  | 0
| Hospital - Laundry/Washing |  | 0.6
Hospital - Laundry-washing530 |  | 82 |  | 530 | #N/A | #N/A | #N/A | #N/A |  | #N/A | #N/A | #N/A | 0.6 |  |  | #N/A |  |  |  | #N/A |  |  | #N/A |  |  |  | #N/A |  | #N/A | #N/A | #N/A |  |  | #N/A
Hospital - Laundry-washing0 |  | 82 |  | 0 | NA | NA | 0 | 0 |  | 0 | 0 | 0 | 0 |  |  | 0 |  |  |  | 0 |  |  | 0 |  |  |  | 0 |  | 0 | 0 | 0 |  |  | 0
Hospital - Laundry-washing0 |  | 82 |  | 0 | NA | NA | 0 | 0 |  | 0 | 0 | 0 | 0 |  |  | 0 |  |  |  | 0 |  |  | 0 |  |  |  | 0 |  | 0 | 0 | 0 |  |  | 0
| Library |  | 1.2
Library535 |  | 19 |  | 535 | #N/A | #N/A | #N/A | #N/A |  | #N/A | #N/A | #N/A | 0.61 |  |  | #N/A |  |  |  | #N/A |  |  | #N/A |  |  |  | #N/A |  | #N/A | #N/A | #N/A |  |  | #N/A
Library520 |  | 19 |  | 520 | #N/A | #N/A | #N/A | #N/A |  | #N/A | #N/A | #N/A | 0.26 |  |  | #N/A |  |  |  | #N/A |  |  | #N/A |  |  |  | #N/A |  | #N/A | #N/A | #N/A |  |  | #N/A
Library529 |  | 19 |  | 529 | #N/A | #N/A | #N/A | #N/A |  | #N/A | #N/A | #N/A | 0.32 |  |  | #N/A |  |  |  | #N/A |  |  | #N/A |  |  |  | #N/A |  | #N/A | #N/A | #N/A |  |  | #N/A
| Lobby |  | 1.3
Lobby534-2 |  | 20.1 |  | 534-2 | Linear Wall Cove | FL | 32 | 1 |  | 29 | 36000 | 0.0089923 | 0.26078 |  |  | 3.4171 |  |  |  | 0.5204 |  |  | 0.030124 |  |  |  | 0.049158 |  | 0.079283 | 50000 | 0.26977 |  |  | 0.55303
Lobby523 |  | 20.1 |  | 523 | #N/A | #N/A | #N/A | #N/A |  | #N/A | #N/A | #N/A | 0.9503 |  |  | #N/A |  |  |  | #N/A |  |  | #N/A |  |  |  | #N/A |  | #N/A | #N/A | #N/A |  |  | #N/A
Lobby521 |  | 20.1 |  | 521 | #N/A | #N/A | #N/A | #N/A |  | #N/A | #N/A | #N/A | 0.088925 |  |  | #N/A |  |  |  | #N/A |  |  | #N/A |  |  |  | #N/A |  | #N/A | #N/A | #N/A |  |  | #N/A
| Lobby - Hotel |  | 1.1 | [27 empty] | #N/A
Lobby - Hotel535 |  | 79 |  | 535 | #N/A | #N/A | #N/A | #N/A |  | #N/A | #N/A | #N/A | 0.027528 |  |  | #N/A |  |  |  | #N/A |  |  | #N/A |  |  |  | #N/A |  | #N/A | #N/A | #N/A |  |  | #N/A
Lobby - Hotel572 |  | 79 |  | 572 | Downlight open | TH | 75 | 1 |  | 75 | 850 | 0.012798 | 0.95987 |  |  | 0.35707 |  |  |  | 0.78709 |  |  | 0.27363 |  |  |  | 0.30076 |  | 0.57439 | 0 | 0 |  |  | 0
Lobby - Hotel524 |  | 79 |  | 524 | indirect Wall Scounce | CF | 18 | 2 |  | 39 | 10000 | 0.0028873 | 0.1126 |  |  | 0.2589 |  |  |  | 0.17757 |  |  | 0.09066 |  |  |  | 0.016746 |  | 0.10741 | 50000 | 0 |  |  | 0
| Lounge/Recreation - Break room |  | 1.2
Lounge/Recreation - Breakroom537-1 |  | 9 |  | 537-1 | Linear WW Open | FL | 32 | 1 |  | 29 | 36000 | 0.013041 | 0.37818 |  |  | 1.3506 |  |  |  | 0.802 |  |  | 0.043686 |  |  |  | 0.07129 |  | 0.11498 | 50000 | 0.39122 |  |  | 0.802
Lounge/Recreation - Breakroom572 |  | 9 |  | 0 | NA | NA | 0 | 0 |  | 0 | 0 | 0 | 0 |  |  | 0 |  |  |  | 0 |  |  | 0 |  |  |  | 0 |  | 0 | 0 | 0 |  |  | 0
Lounge/Recreation - Breakroom521 |  | 9 |  | 521 | #N/A | #N/A | #N/A | #N/A |  | #N/A | #N/A | #N/A | 0.82182 |  |  | #N/A |  |  |  | #N/A |  |  | #N/A |  |  |  | #N/A |  | #N/A | #N/A | #N/A |  |  | #N/A
| Office-Enclosed |  | 1.1
Office-Enclosed535 |  | 25 |  | 535 | #N/A | #N/A | #N/A | #N/A |  | #N/A | #N/A | #N/A | 0.77644 |  |  | #N/A |  |  |  | #N/A |  |  | #N/A |  |  |  | #N/A |  | #N/A | #N/A | #N/A |  |  | #N/A
Office-Enclosed539 |  | 25 |  | 539 | #N/A | #N/A | #N/A | #N/A |  | #N/A | #N/A | #N/A | 0.1228 |  |  | #N/A |  |  |  | #N/A |  |  | #N/A |  |  |  | #N/A |  | #N/A | #N/A | #N/A |  |  | #N/A
Office-Enclosed537-2 |  | 25 |  | 537-2 | #N/A | #N/A | #N/A | #N/A |  | #N/A | #N/A | #N/A | 0.20075 |  |  | #N/A |  |  |  | #N/A |  |  | #N/A |  |  |  | #N/A |  | #N/A | #N/A | #N/A |  |  | #N/A
| Office - Open Plan (Including Other) |  | 1.1
Office - Open Plan (Including Other)535 |  | 27 |  | 535 | #N/A | #N/A | #N/A | #N/A |  | #N/A | #N/A | #N/A | 0.88036 |  |  | #N/A |  |  |  | #N/A |  |  | #N/A |  |  |  | #N/A |  | #N/A | #N/A | #N/A |  |  | #N/A
Office - Open Plan (Including Other)539 |  | 27 |  | 539 | #N/A | #N/A | #N/A | #N/A |  | #N/A | #N/A | #N/A | 0.15664 |  |  | #N/A |  |  |  | #N/A |  |  | #N/A |  |  |  | #N/A |  | #N/A | #N/A | #N/A |  |  | #N/A
Office - Open Plan (Including Other)524 |  | 27 |  | 524 | indirect Wall Scounce | CF | 18 | 2 |  | 39 | 10000 | 0.0016152 | 0.062993 |  |  | 0.14484 |  |  |  | 0.099336 |  |  | 0.050718 |  |  |  | 0.0093682 |  | 0.060086 | 50000 | 0 |  |  | 0
| Restrooms |  | 0.9
Restrooms521 |  | 12 |  | 521 | #N/A | #N/A | #N/A | #N/A |  | #N/A | #N/A | #N/A | 0.42464 |  |  | #N/A |  |  |  | #N/A |  |  | #N/A |  |  |  | #N/A |  | #N/A | #N/A | #N/A |  |  | #N/A
Restrooms537-1 |  | 12 |  | 537-1 | Linear WW Open | FL | 32 | 1 |  | 29 | 36000 | 0.011753 | 0.34083 |  |  | 1.2172 |  |  |  | 0.7228 |  |  | 0.039372 |  |  |  | 0.06425 |  | 0.10362 | 50000 | 0.35259 |  |  | 0.7228
Restrooms524 |  | 12 |  | 524 | indirect Wall Scounce | CF | 18 | 2 |  | 39 | 10000 | 0.0034493 | 0.13452 |  |  | 0.3093 |  |  |  | 0.21213 |  |  | 0.10831 |  |  |  | 0.020006 |  | 0.12832 | 50000 | 0 |  |  | 0
| Retail - Sales Area |  | 1.7
Retail - Sales Area535 |  | 97 |  | 535 | #N/A | #N/A | #N/A | #N/A |  | #N/A | #N/A | #N/A | 0.95948 |  |  | #N/A |  |  |  | #N/A |  |  | #N/A |  |  |  | #N/A |  | #N/A | #N/A | #N/A |  |  | #N/A
Retail - Sales Area541 |  | 97 |  | 541 | #N/A | #N/A | #N/A | #N/A |  | #N/A | #N/A | #N/A | 0.74052 |  |  | #N/A |  |  |  | #N/A |  |  | #N/A |  |  |  | #N/A |  | #N/A | #N/A | #N/A |  |  | #N/A
Retail - Sales Area572 |  | 97 |  | 0 | NA | NA | 0 | 0 |  | 0 | 0 | 0 | 0 |  |  | 0 |  |  |  | 0 |  |  | 0 |  |  |  | 0 |  | 0 | 0 | 0 |  |  | 0
| Stairway |  | 0.6
Stairway530 |  | 11 |  | 530 | #N/A | #N/A | #N/A | #N/A |  | #N/A | #N/A | #N/A | 0.6 |  |  | #N/A |  |  |  | #N/A |  |  | #N/A |  |  |  | #N/A |  | #N/A | #N/A | #N/A |  |  | #N/A
Stairway0 |  | 11 |  | 0 | NA | NA | 0 | 0 |  | 0 | 0 | 0 | 0 |  |  | 0 |  |  |  | 0 |  |  | 0 |  |  |  | 0 |  | 0 | 0 | 0 |  |  | 0
Stairway0 |  | 11 |  | 0 | NA | NA | 0 | 0 |  | 0 | 0 | 0 | 0 |  |  | 0 |  |  |  | 0 |  |  | 0 |  |  |  | 0 |  | 0 | 0 | 0 |  |  | 0
| Storage |  | 0.8
Storage530 |  | 41 |  | 530 | #N/A | #N/A | #N/A | #N/A |  | #N/A | #N/A | #N/A | 0.8 |  |  | #N/A |  |  |  | #N/A |  |  | #N/A |  |  |  | #N/A |  | #N/A | #N/A | #N/A |  |  | #N/A
Storage553 |  | 41 |  | 0 | NA | NA | 0 | 0 |  | 0 | 0 | 0 | 0 |  |  | 0 |  |  |  | 0 |  |  | 0 |  |  |  | 0 |  | 0 | 0 | 0 |  |  | 0
Storage0 |  | 41 |  | 0 | NA | NA | 0 | 0 |  | 0 | 0 | 0 | 0 |  |  | 0 |  |  |  | 0 |  |  | 0 |  |  |  | 0 |  | 0 | 0 | 0 |  |  | 0
1 FL linear fluorescent, CF compact fluorescent, MH metal halide
Interior Lighting Costs by Space Type, North Carolina Base Code
| Space Type Lighting Descriptions and Cost Parameters | [14 empty] | New Construction Cost | [6 empty] | Lamp Replacement Cost | [6 empty] | Ballast Replacement Cost
North Carolina Base Code Lookup Values | 2009 Space Types | 90.1 Lighting Subcommittee Model Number | Space Type Lighting Power Allowance W/ft2 | Fixture ID Number | Fixture Type | Lamp Type1 | Lamp Wattage | Number of Lamps | Not Used | Fixture Watts | Lamp Life Hours | Quantity of Fixtures/ft2 | Fixture Watts/ft2 | not used | not used | Fixture Cost/ft2 | not used | not used | not used | Labor Cost $/ft2 | Not Used | Not Used | Lamp Cost $/ft2 | Not Used | Not Used | Not Used | Labor Cost/ft2 | Overhead and Profit, $/ft2 | Total $/ft2 | Ballast Life Hours | Ballast Cost, $/ft2 | Not Used | Not Used | Labor Cost/ft2 | Not Used | Not Used
Classroom/Lecture/Training | Classroom/Lecture/Training |  | 1.246
Classroom/Lecture/Training535 |  | 3.1 |  | 535 | #N/A | #N/A | #N/A | #N/A |  | #N/A | #N/A | #N/A | 1.0251 |  |  | #N/A |  |  |  | #N/A |  |  | #N/A |  |  |  | #N/A |  | #N/A | #N/A | #N/A |  |  | #N/A
Classroom/Lecture/Training537-2 |  | 3.1 |  | 537-2 | #N/A | #N/A | #N/A | #N/A |  | #N/A | #N/A | #N/A | 0.22088 |  |  | #N/A |  |  |  | #N/A |  |  | #N/A |  |  |  | #N/A |  | #N/A | #N/A | #N/A |  |  | #N/A
Classroom/Lecture/Training0 |  | 3.1 |  | 0 | NA | NA | 0 | 0 |  | 0 | 0 | 0 | 0 |  |  | 0 |  |  |  | 0 |  |  | 0 |  |  |  | 0 |  | 0 | 0 | 0 |  |  | 0
| Conference/Meeting/Multipurpose |  | 1.157
Conference/Meeting/Multipurpose535 |  | 31 |  | 535 | #N/A | #N/A | #N/A | #N/A |  | #N/A | #N/A | #N/A | 0.59099 |  |  | #N/A |  |  |  | #N/A |  |  | #N/A |  |  |  | #N/A |  | #N/A | #N/A | #N/A |  |  | #N/A
Conference/Meeting/Multipurpose537-1 |  | 31 |  | 537-1 | Linear WW Open | FL | 32 | 1 |  | 29 | 36000 | 0.011602 | 0.33646 |  |  | 1.2016 |  |  |  | 0.71352 |  |  | 0.038866 |  |  |  | 0.063425 |  | 0.10229 | 50000 | 0.34806 |  |  | 0.71352
Conference/Meeting/Multipurpose511 |  | 31 |  | 511 | Downlight open - flood | PAR | 60 | 1 |  | 60 | 4200 | 0.003826 | 0.22956 |  |  | 0.14187 |  |  |  | 0.2353 |  |  | 0.081799 |  |  |  | 0.011134 |  | 0.092933 | 0 | 0 |  |  | 0
| Corridor/Transition |  | 0.445
Corridor/Transition530 |  | 2 |  | 530 | #N/A | #N/A | #N/A | #N/A |  | #N/A | #N/A | #N/A | 0.25594 |  |  | #N/A |  |  |  | #N/A |  |  | #N/A |  |  |  | #N/A |  | #N/A | #N/A | #N/A |  |  | #N/A
Corridor/Transition537-2 |  | 2 |  | 537-2 | #N/A | #N/A | #N/A | #N/A |  | #N/A | #N/A | #N/A | 0.18906 |  |  | #N/A |  |  |  | #N/A |  |  | #N/A |  |  |  | #N/A |  | #N/A | #N/A | #N/A |  |  | #N/A
Corridor/Transition0 |  | 2 |  | 0 | NA | NA | 0 | 0 |  | 0 | 0 | 0 | 0 |  |  | 0 |  |  |  | 0 |  |  | 0 |  |  |  | 0 |  | 0 | 0 | 0 |  |  | 0
| Dining Area |  | 0.801
Dining Area531 |  | 6 |  | 531 | #N/A | #N/A | #N/A | #N/A |  | #N/A | #N/A | #N/A | 0.61437 |  |  | #N/A |  |  |  | #N/A |  |  | #N/A |  |  |  | #N/A |  | #N/A | #N/A | #N/A |  |  | #N/A
Dining Area524 |  | 6 |  | 524 | indirect Wall Scounce | CF | 18 | 2 |  | 39 | 10000 | 0.0047855 | 0.18663 |  |  | 0.42911 |  |  |  | 0.29431 |  |  | 0.15026 |  |  |  | 0.027756 |  | 0.17802 | 50000 | 0 |  |  | 0
Dining Area0 |  | 6
| Electrical/Mechanical |  | 1.335
Electrical/Mechanical538 |  | 4 |  | 538 | #N/A | #N/A | #N/A | #N/A |  | #N/A | #N/A | #N/A | 1.335 |  |  | #N/A |  |  |  | #N/A |  |  | #N/A |  |  |  | #N/A |  | #N/A | #N/A | #N/A |  |  | #N/A
Electrical/Mechanical0 |  | 4 |  | 0 | NA | NA | 0 | 0 |  | 0 | 0 | 0 | 0 |  |  | 0 |  |  |  | 0 |  |  | 0 |  |  |  | 0 |  | 0 | 0 | 0 |  |  | 0
Electrical/Mechanical0 |  | 4 |  | 0 | NA | NA | 0 | 0 |  | 0 | 0 | 0 | 0 |  |  | 0 |  |  |  | 0 |  |  | 0 |  |  |  | 0 |  | 0 | 0 | 0 |  |  | 0
| Food Preparation |  | 1.068
Food Preparation530 |  | 8 |  | 530 | #N/A | #N/A | #N/A | #N/A |  | #N/A | #N/A | #N/A | 1.068 |  |  | #N/A |  |  |  | #N/A |  |  | #N/A |  |  |  | #N/A |  | #N/A | #N/A | #N/A |  |  | #N/A
Food Preparation0 |  | 8 |  | 0 | NA | NA | 0 | 0 |  | 0 | 0 | 0 | 0 |  |  | 0 |  |  |  | 0 |  |  | 0 |  |  |  | 0 |  | 0 | 0 | 0 |  |  | 0
Food Preparation0 |  | 8 |  | 0 | NA | NA | 0 | 0 |  | 0 | 0 | 0 | 0 |  |  | 0 |  |  |  | 0 |  |  | 0 |  |  |  | 0 |  | 0 | 0 | 0 |  |  | 0
| Gymnasium/Fitness-Fitness Area |  | 0.801
Gymnasium/Fitness-Fitness Area535 |  | 126 |  | 535 | #N/A | #N/A | #N/A | #N/A |  | #N/A | #N/A | #N/A | 0.801 |  |  | #N/A |  |  |  | #N/A |  |  | #N/A |  |  |  | #N/A |  | #N/A | #N/A | #N/A |  |  | #N/A
Gymnasium/Fitness-Fitness Area0 |  | 126 |  | 0 | NA | NA | 0 | 0 |  | 0 | 0 | 0 | 0 |  |  | 0 |  |  |  | 0 |  |  | 0 |  |  |  | 0 |  | 0 | 0 | 0 |  |  | 0
Gymnasium/Fitness-Fitness Area0 |  | 126 |  | 0 | NA | NA | 0 | 0 |  | 0 | 0 | 0 | 0 |  |  | 0 |  |  |  | 0 |  |  | 0 |  |  |  | 0 |  | 0 | 0 | 0 |  |  | 0
| Highway Lodging Guest Rooms |  | 0.979
Highway Lodging Guest Rooms524 |  | 75.01 |  | 524 | indirect Wall Scounce | CF | 18 | 2 |  | 39 | 10000 | 0.0038222 | 0.14907 |  |  | 0.34274 |  |  |  | 0.23507 |  |  | 0.12002 |  |  |  | 0.022169 |  | 0.14219 | 50000 | 0 |  |  | 0
Highway Lodging Guest Rooms520 |  | 75.01 |  | 520 | #N/A | #N/A | #N/A | #N/A |  | #N/A | #N/A | #N/A | 0.82993 |  |  | #N/A |  |  |  | #N/A |  |  | #N/A |  |  |  | #N/A |  | #N/A | #N/A | #N/A |  |  | #N/A
Highway Lodging Guest Rooms0 |  | 75.01 |  | 0 | NA | NA | 0 | 0 |  | 0 | 0 | 0 | 0 |  |  | 0 |  |  |  | 0 |  |  | 0 |  |  |  | 0 |  | 0 | 0 | 0 |  |  | 0
| Hospital - Laundry/Washing |  | 0.534
Hospital - Laundry-washing530 |  | 82 |  | 530 | #N/A | #N/A | #N/A | #N/A |  | #N/A | #N/A | #N/A | 0.534 |  |  | #N/A |  |  |  | #N/A |  |  | #N/A |  |  |  | #N/A |  | #N/A | #N/A | #N/A |  |  | #N/A
Hospital - Laundry-washing0 |  | 82 |  | 0 | NA | NA | 0 | 0 |  | 0 | 0 | 0 | 0 |  |  | 0 |  |  |  | 0 |  |  | 0 |  |  |  | 0 |  | 0 | 0 | 0 |  |  | 0
Hospital - Laundry-washing0 |  | 82 |  | 0 | NA | NA | 0 | 0 |  | 0 | 0 | 0 | 0 |  |  | 0 |  |  |  | 0 |  |  | 0 |  |  |  | 0 |  | 0 | 0 | 0 |  |  | 0
| Library |  | 1.068
Library535 |  | 19 |  | 535 | #N/A | #N/A | #N/A | #N/A |  | #N/A | #N/A | #N/A | 0.5429 |  |  | #N/A |  |  |  | #N/A |  |  | #N/A |  |  |  | #N/A |  | #N/A | #N/A | #N/A |  |  | #N/A
Library520 |  | 19 |  | 520 | #N/A | #N/A | #N/A | #N/A |  | #N/A | #N/A | #N/A | 0.2314 |  |  | #N/A |  |  |  | #N/A |  |  | #N/A |  |  |  | #N/A |  | #N/A | #N/A | #N/A |  |  | #N/A
Library529 |  | 19 |  | 529 | #N/A | #N/A | #N/A | #N/A |  | #N/A | #N/A | #N/A | 0.2848 |  |  | #N/A |  |  |  | #N/A |  |  | #N/A |  |  |  | #N/A |  | #N/A | #N/A | #N/A |  |  | #N/A
| Lobby |  | 1.157
Lobby534-2 |  | 20.1 |  | 534-2 | Linear Wall Cove | FL | 32 | 1 |  | 29 | 36000 | 0.0080031 | 0.23209 |  |  | 3.0412 |  |  |  | 0.46315 |  |  | 0.026811 |  |  |  | 0.043751 |  | 0.070562 | 50000 | 0.24009 |  |  | 0.49219
Lobby523 |  | 20.1 |  | 523 | #N/A | #N/A | #N/A | #N/A |  | #N/A | #N/A | #N/A | 0.84577 |  |  | #N/A |  |  |  | #N/A |  |  | #N/A |  |  |  | #N/A |  | #N/A | #N/A | #N/A |  |  | #N/A
Lobby521 |  | 20.1 |  | 521 | #N/A | #N/A | #N/A | #N/A |  | #N/A | #N/A | #N/A | 0.079143 |  |  | #N/A |  |  |  | #N/A |  |  | #N/A |  |  |  | #N/A |  | #N/A | #N/A | #N/A |  |  | #N/A
| Lobby - Hotel |  | 0.979 | [27 empty] | #N/A
Lobby - Hotel535 |  | 79 |  | 535 | #N/A | #N/A | #N/A | #N/A |  | #N/A | #N/A | #N/A | 0.0245 |  |  | #N/A |  |  |  | #N/A |  |  | #N/A |  |  |  | #N/A |  | #N/A | #N/A | #N/A |  |  | #N/A
Lobby - Hotel572 |  | 79 |  | 572 | Downlight open | TH | 75 | 1 |  | 75 | 850 | 0.01139 | 0.85428 |  |  | 0.31779 |  |  |  | 0.70051 |  |  | 0.24353 |  |  |  | 0.26768 |  | 0.5112 | 0 | 0 |  |  | 0
Lobby - Hotel524 |  | 79 |  | 524 | indirect Wall Scounce | CF | 18 | 2 |  | 39 | 10000 | 0.0025697 | 0.10022 |  |  | 0.23042 |  |  |  | 0.15804 |  |  | 0.080688 |  |  |  | 0.014904 |  | 0.095592 | 50000 | 0 |  |  | 0
| Lounge/Recreation - Break room |  | 1.068
Lounge/Recreation - Breakroom537-1 |  | 9 |  | 537-1 | Linear WW Open | FL | 32 | 1 |  | 29 | 36000 | 0.011606 | 0.33658 |  |  | 1.202 |  |  |  | 0.71378 |  |  | 0.038881 |  |  |  | 0.063448 |  | 0.10233 | 50000 | 0.34818 |  |  | 0.71378
Lounge/Recreation - Breakroom572 |  | 9 |  | 0 | NA | NA | 0 | 0 |  | 0 | 0 | 0 | 0 |  |  | 0 |  |  |  | 0 |  |  | 0 |  |  |  | 0 |  | 0 | 0 | 0 |  |  | 0
Lounge/Recreation - Breakroom521 |  | 9 |  | 521 | #N/A | #N/A | #N/A | #N/A |  | #N/A | #N/A | #N/A | 0.73142 |  |  | #N/A |  |  |  | #N/A |  |  | #N/A |  |  |  | #N/A |  | #N/A | #N/A | #N/A |  |  | #N/A
| Office-Enclosed |  | 0.979
Office-Enclosed535 |  | 25 |  | 535 | #N/A | #N/A | #N/A | #N/A |  | #N/A | #N/A | #N/A | 0.69103 |  |  | #N/A |  |  |  | #N/A |  |  | #N/A |  |  |  | #N/A |  | #N/A | #N/A | #N/A |  |  | #N/A
Office-Enclosed539 |  | 25 |  | 539 | #N/A | #N/A | #N/A | #N/A |  | #N/A | #N/A | #N/A | 0.1093 |  |  | #N/A |  |  |  | #N/A |  |  | #N/A |  |  |  | #N/A |  | #N/A | #N/A | #N/A |  |  | #N/A
Office-Enclosed537-2 |  | 25 |  | 537-2 | #N/A | #N/A | #N/A | #N/A |  | #N/A | #N/A | #N/A | 0.17867 |  |  | #N/A |  |  |  | #N/A |  |  | #N/A |  |  |  | #N/A |  | #N/A | #N/A | #N/A |  |  | #N/A
| Office - Open Plan (Including Other) |  | 0.979
Office - Open Plan (Including Other)535 |  | 27 |  | 535 | #N/A | #N/A | #N/A | #N/A |  | #N/A | #N/A | #N/A | 0.78352 |  |  | #N/A |  |  |  | #N/A |  |  | #N/A |  |  |  | #N/A |  | #N/A | #N/A | #N/A |  |  | #N/A
Office - Open Plan (Including Other)539 |  | 27 |  | 539 | #N/A | #N/A | #N/A | #N/A |  | #N/A | #N/A | #N/A | 0.13941 |  |  | #N/A |  |  |  | #N/A |  |  | #N/A |  |  |  | #N/A |  | #N/A | #N/A | #N/A |  |  | #N/A
Office - Open Plan (Including Other)524 |  | 27 |  | 524 | indirect Wall Scounce | CF | 18 | 2 |  | 39 | 10000 | 0.0014375 | 0.056064 |  |  | 0.1289 |  |  |  | 0.088409 |  |  | 0.045139 |  |  |  | 0.0083377 |  | 0.053476 | 50000 | 0 |  |  | 0
| Restrooms |  | 0.801
Restrooms521 |  | 12 |  | 521 | #N/A | #N/A | #N/A | #N/A |  | #N/A | #N/A | #N/A | 0.37793 |  |  | #N/A |  |  |  | #N/A |  |  | #N/A |  |  |  | #N/A |  | #N/A | #N/A | #N/A |  |  | #N/A
Restrooms537-1 |  | 12 |  | 537-1 | Linear WW Open | FL | 32 | 1 |  | 29 | 36000 | 0.01046 | 0.30334 |  |  | 1.0833 |  |  |  | 0.64329 |  |  | 0.035041 |  |  |  | 0.057182 |  | 0.092223 | 50000 | 0.3138 |  |  | 0.64329
Restrooms524 |  | 12 |  | 524 | indirect Wall Scounce | CF | 18 | 2 |  | 39 | 10000 | 0.0030699 | 0.11973 |  |  | 0.27528 |  |  |  | 0.1888 |  |  | 0.096395 |  |  |  | 0.017805 |  | 0.1142 | 50000 | 0 |  |  | 0
| Retail - Sales Area |  | 1.513
Retail - Sales Area535 |  | 97 |  | 535 | #N/A | #N/A | #N/A | #N/A |  | #N/A | #N/A | #N/A | 0.85394 |  |  | #N/A |  |  |  | #N/A |  |  | #N/A |  |  |  | #N/A |  | #N/A | #N/A | #N/A |  |  | #N/A
Retail - Sales Area541 |  | 97 |  | 541 | #N/A | #N/A | #N/A | #N/A |  | #N/A | #N/A | #N/A | 0.65906 |  |  | #N/A |  |  |  | #N/A |  |  | #N/A |  |  |  | #N/A |  | #N/A | #N/A | #N/A |  |  | #N/A
Retail - Sales Area572 |  | 97 |  | 0 | NA | NA | 0 | 0 |  | 0 | 0 | 0 | 0 |  |  | 0 |  |  |  | 0 |  |  | 0 |  |  |  | 0 |  | 0 | 0 | 0 |  |  | 0
| Stairway |  | 0.534
Stairway530 |  | 11 |  | 530 | #N/A | #N/A | #N/A | #N/A |  | #N/A | #N/A | #N/A | 0.534 |  |  | #N/A |  |  |  | #N/A |  |  | #N/A |  |  |  | #N/A |  | #N/A | #N/A | #N/A |  |  | #N/A
Stairway0 |  | 11 |  | 0 | NA | NA | 0 | 0 |  | 0 | 0 | 0 | 0 |  |  | 0 |  |  |  | 0 |  |  | 0 |  |  |  | 0 |  | 0 | 0 | 0 |  |  | 0
Stairway0 |  | 11 |  | 0 | NA | NA | 0 | 0 |  | 0 | 0 | 0 | 0 |  |  | 0 |  |  |  | 0 |  |  | 0 |  |  |  | 0 |  | 0 | 0 | 0 |  |  | 0
| Storage |  | 0.712
Storage530 |  | 41 |  | 530 | #N/A | #N/A | #N/A | #N/A |  | #N/A | #N/A | #N/A | 0.712 |  |  | #N/A |  |  |  | #N/A |  |  | #N/A |  |  |  | #N/A |  | #N/A | #N/A | #N/A |  |  | #N/A
Storage553 |  | 41 |  | 0 | NA | NA | 0 | 0 |  | 0 | 0 | 0 | 0 |  |  | 0 |  |  |  | 0 |  |  | 0 |  |  |  | 0 |  | 0 | 0 | 0 |  |  | 0
Storage0 |  | 41 |  | 0 | NA | NA | 0 | 0 |  | 0 | 0 | 0 | 0 |  |  | 0 |  |  |  | 0 |  |  | 0 |  |  |  | 0 |  | 0 | 0 | 0 |  |  | 0
1 FL linear fluorescent, CF compact fluorescent, MH metal halide
Interior Lighting Costs by Space Type, 2012
| Space Type Lighting Descriptions and Cost Parameters | [18 empty] | New Construction Cost |  |  | Lamp Replacement Cost | [6 empty] | Ballast Replacement Cost
IECC 2012 Lookup Values | 2012 Space Types | Model Number | Lighting Power Allowance, LPD, W/ft2 | Fixtures - ID Number | Fixture type | Lamp Type | Lamp Wattage | Number of Lamps |  | Fixture Watts | Lamp Life, Hours | Quantity of Fixtures/ft2 | Fixture Watts/ft2 |  |  | Fixture Cost only, $/ft2 | not used | not used | not used | Labor Cost $/ft2 |  |  | Lamp Cost, $/ft2 | Labor Crew Type |  |  | Labor Cost/ft2 | Overhead and Profit, $/ft2 | Total $/ft2 | Ballast Life Hours | Ballast Cost, $/ft2 | Not Used | Not Used | Labor Cost/ft2
Classroom/Lecture/Training | Classroom/Lecture/Training |  | 1.2301 | [26 empty] | 0 | #N/A |  |  | 0
Classroom/Lecture/Training535 |  | 3.1 |  | 535 | #N/A | #N/A | #N/A | #N/A |  | #N/A | #N/A | #N/A | 0.91686 |  |  | #N/A |  |  |  | #N/A |  |  | #N/A |  |  |  | #N/A | #NAME? | #N/A | #N/A | #N/A |  |  | #N/A
Classroom/Lecture/Training521 |  | 3.1 |  | 521 | #N/A | #N/A | #N/A | #N/A |  | #N/A | #N/A | #N/A | 0.15281 |  |  | #N/A |  |  |  | #N/A |  |  | #N/A |  |  |  | #N/A | #NAME? | #N/A | #N/A | #N/A |  |  | #N/A
Classroom/Lecture/Training0 |  | 3.1 |  | 0 | NA | NA | 0 | 0 |  | 0 | 0 | 0 | 0 |  |  | #N/A |  |  |  | #N/A |  |  | #N/A |  |  |  | #N/A | #NAME? | #N/A | #N/A | 0 |  |  | 0
Classroom/Lecture/Training537-1 |  | 3.1 |  | 537-1 | Linear WW Open | FL | 32 | #N/A |  | #N/A | #N/A | #N/A | 0.16041 |  |  | #N/A |  |  |  | #N/A |  |  | #N/A |  |  |  | #N/A | #NAME? | #N/A | #N/A | #N/A |  |  | #N/A
| Conference/Meeting/Multipurpose |  | 1.2202
Conference/Meeting/Multipurpose535 |  | 31 |  | 535 | #N/A | #N/A | #N/A | #N/A |  | #N/A | #N/A | #N/A | 0.59947 |  |  | #N/A |  |  |  | #N/A |  |  | #N/A |  |  |  | #N/A | #NAME? | #N/A | #N/A | #N/A |  |  | #N/A
Conference/Meeting/Multipurpose511 |  | 31 |  | 511 | Downlight open - flood | PAR | 60 | #N/A |  | #N/A | #N/A | #N/A | 0.43363 |  |  | #N/A |  |  |  | #N/A |  |  | #N/A |  |  |  | #N/A | #NAME? | #N/A | #N/A | #N/A |  |  | #N/A
Conference/Meeting/Multipurpose0 |  | 31 |  | 0 | NA | NA | 0 | 0 |  | 0 | 0 | 0 | 0 |  |  | #N/A |  |  |  | #N/A |  |  | #N/A |  |  |  | #N/A | #NAME? | #N/A | #N/A | 0 |  |  | 0
Conference/Meeting/Multipurpose527-1 |  | 31 |  | 527-1 | #N/A | #N/A | #N/A | #N/A |  | #N/A | #N/A | #N/A | 0.18706 |  |  | #N/A |  |  |  | #N/A |  |  | #N/A |  |  |  | #N/A | #NAME? | #N/A | #N/A | #N/A |  |  | #N/A
| Corridor/Transition |  | 0.65472
Corridor/Transition521 |  | 2 |  | 521 | #N/A | #N/A | #N/A | #N/A |  | #N/A | #N/A | #N/A | 0.65472 |  |  | #N/A |  |  |  | #N/A |  |  | #N/A |  |  |  | #N/A | #NAME? | #N/A | #N/A | #N/A |  |  | #N/A
Corridor/Transition0 |  | 2 |  | 0 | NA | NA | 0 | 0 |  | 0 | 0 | 0 | 0 |  |  | #N/A |  |  |  | #N/A |  |  | #N/A |  |  |  | #N/A | #NAME? | #N/A | #N/A | 0 |  |  | 0
Corridor/Transition0 |  | 2 |  | 0 | NA | NA | 0 | 0 |  | 0 | 0 | 0 | 0 |  |  | #N/A |  |  |  | #N/A |  |  | #N/A |  |  |  | #N/A | #NAME? | #N/A | #N/A | 0 |  |  | 0
Corridor/Transition527-2 |  | 2 |  | 0 | NA | NA | 0 | 0 |  | 0 | 0 | 0 | 9.9891e-08 |  |  | #N/A |  |  |  | #N/A |  |  | #N/A |  |  |  | #N/A | #NAME? | #N/A | #N/A | 0 |  |  | 0
| Dining Area |  | 0.6448
Dining Area535 |  | 6 |  | 535 | #N/A | #N/A | #N/A | #N/A |  | #N/A | #N/A | #N/A | 0.238 |  |  | #N/A |  |  |  | #N/A |  |  | #N/A |  |  |  | #N/A | #NAME? | #N/A | #N/A | #N/A |  |  | #N/A
Dining Area521 |  | 6 |  | 521 | #N/A | #N/A | #N/A | #N/A |  | #N/A | #N/A | #N/A | 0.11671 |  |  | #N/A |  |  |  | #N/A |  |  | #N/A |  |  |  | #N/A | #NAME? | #N/A | #N/A | #N/A |  |  | #N/A
Dining Area0 |  | 6 |  | 0 | NA | NA | 0 | 0 |  | 0 | 0 | 0 | 0 |  |  | #N/A |  |  |  | #N/A |  |  | #N/A |  |  |  | #N/A | #NAME? | #N/A | #N/A | 0 |  |  | 0
Dining Area537-1 |  | 6 |  | 537-1 | Linear WW Open | FL | 32 | #N/A |  | #N/A | #N/A | #N/A | 0.29009 |  |  | #N/A |  |  |  | #N/A |  |  | #N/A |  |  |  | #N/A | #NAME? | #N/A | #N/A | #N/A |  |  | #N/A
| Electrical/Mechanical |  | 0.9424
Electrical/Mechanical538 |  | 4 |  | 538 | #N/A | #N/A | #N/A | #N/A |  | #N/A | #N/A | #N/A | 0.9424 |  |  | #N/A |  |  |  | #N/A |  |  | #N/A |  |  |  | #N/A | #NAME? | #N/A | #N/A | #N/A |  |  | #N/A
Electrical/Mechanical0 |  | 4 |  | 0 | NA | NA | 0 | 0 |  | 0 | 0 | 0 | 0 |  |  | #N/A |  |  |  | #N/A |  |  | #N/A |  |  |  | #N/A | #NAME? | #N/A | #N/A | 0 |  |  | 0
Electrical/Mechanical0 |  | 4 |  | 0 | NA | NA | 0 | 0 |  | 0 | 0 | 0 | 0 |  |  | #N/A |  |  |  | #N/A |  |  | #N/A |  |  |  | #N/A | #NAME? | #N/A | #N/A | 0 |  |  | 0
Electrical/Mechanical0 |  | 4 |  | 0 | NA | NA | 0 | 0 |  | 0 | 0 | 0 | 9.9024e-08 |  |  | #N/A |  |  |  | #N/A |  |  | #N/A |  |  |  | #N/A | #NAME? | #N/A | #N/A | 0 |  |  | 0
| Food Preparation |  | 0.98208
Food Preparation530 |  | 8 |  | 530 | #N/A | #N/A | #N/A | #N/A |  | #N/A | #N/A | #N/A | 0.98208 |  |  | #N/A |  |  |  | #N/A |  |  | #N/A |  |  |  | #N/A | #NAME? | #N/A | #N/A | #N/A |  |  | #N/A
Food Preparation0 |  | 8 |  | 0 | NA | NA | 0 | 0 |  | 0 | 0 | 0 | 0 |  |  | #N/A |  |  |  | #N/A |  |  | #N/A |  |  |  | #N/A | #NAME? | #N/A | #N/A | 0 |  |  | 0
Food Preparation0 |  | 8 |  | 0 | NA | NA | 0 | 0 |  | 0 | 0 | 0 | 0 |  |  | #N/A |  |  |  | #N/A |  |  | #N/A |  |  |  | #N/A | #NAME? | #N/A | #N/A | 0 |  |  | 0
Food Preparation0 |  | 8 |  | 0 | NA | NA | 0 | 0 |  | 0 | 0 | 0 | 9.9139e-08 |  |  | #N/A |  |  |  | #N/A |  |  | #N/A |  |  |  | #N/A | #NAME? | #N/A | #N/A | 0 |  |  | 0
| Gymnasium/Fitness-Fitness Area |  | 0.71424
Gymnasium/Fitness-Fitness Area535 |  | 126 |  | 535 | #N/A | #N/A | #N/A | #N/A |  | #N/A | #N/A | #N/A | 0.71424 |  |  | #N/A |  |  |  | #N/A |  |  | #N/A |  |  |  | #N/A | #NAME? | #N/A | #N/A | #N/A |  |  | #N/A
Gymnasium/Fitness-Fitness Area0 |  | 126 |  | 0 | NA | NA | 0 | 0 |  | 0 | 0 | 0 | 0 |  |  | #N/A |  |  |  | #N/A |  |  | #N/A |  |  |  | #N/A | #NAME? | #N/A | #N/A | 0 |  |  | 0
Gymnasium/Fitness-Fitness Area0 |  | 126 |  | 0 | NA | NA | 0 | 0 |  | 0 | 0 | 0 | 0 |  |  | #N/A |  |  |  | #N/A |  |  | #N/A |  |  |  | #N/A | #NAME? | #N/A | #N/A | 0 |  |  | 0
Gymnasium/Fitness-Fitness Area0 |  | 126 |  | 0 | NA | NA | 0 | 0 |  | 0 | 0 | 0 | 9.8773e-08 |  |  | #N/A |  |  |  | #N/A |  |  | #N/A |  |  |  | #N/A | #NAME? | #N/A | #N/A | 0 |  |  | 0
| Highway Lodging Guest Rooms |  | 0.744
Highway Lodging Guest Rooms529 |  | 75.01 |  | 529 | #N/A | #N/A | #N/A | #N/A |  | #N/A | #N/A | #N/A | 0.42053 |  |  | #N/A |  |  |  | #N/A |  |  | #N/A |  |  |  | #N/A | #NAME? | #N/A | #N/A | #N/A |  |  | #N/A
Highway Lodging Guest Rooms520 |  | 75.01 |  | 520 | #N/A | #N/A | #N/A | #N/A |  | #N/A | #N/A | #N/A | 0.32347 |  |  | #N/A |  |  |  | #N/A |  |  | #N/A |  |  |  | #N/A | #NAME? | #N/A | #N/A | #N/A |  |  | #N/A
Highway Lodging Guest Rooms0 |  | 75.01 |  | 0 | NA | NA | 0 | 0 |  | 0 | 0 | 0 | 0 |  |  | #N/A |  |  |  | #N/A |  |  | #N/A |  |  |  | #N/A | #NAME? | #N/A | #N/A | 0 |  |  | 0
Highway Lodging Guest Rooms0 |  | 75.01 |  | 0 | NA | NA | 0 | 0 |  | 0 | 0 | 0 | 9.8878e-08 |  |  | #N/A |  |  |  | #N/A |  |  | #N/A |  |  |  | #N/A | #NAME? | #N/A | #N/A | 0 |  |  | 0
| Hospital - Laundry/Washing |  | 0.5952
Hospital - Laundry-washing530 |  | 82 |  | 530 | #N/A | #N/A | #N/A | #N/A |  | #N/A | #N/A | #N/A | 0.5952 |  |  | #N/A |  |  |  | #N/A |  |  | #N/A |  |  |  | #N/A | #NAME? | #N/A | #N/A | #N/A |  |  | #N/A
Hospital - Laundry-washing0 |  | 82 |  | 0 | NA | NA | 0 | 0 |  | 0 | 0 | 0 | 0 |  |  | #N/A |  |  |  | #N/A |  |  | #N/A |  |  |  | #N/A | #NAME? | #N/A | #N/A | 0 |  |  | 0
Hospital - Laundry-washing0 |  | 82 |  | 0 | NA | NA | 0 | 0 |  | 0 | 0 | 0 | 0 |  |  | #N/A |  |  |  | #N/A |  |  | #N/A |  |  |  | #N/A | #NAME? | #N/A | #N/A | 0 |  |  | 0
Hospital - Laundry-washing0 |  | 82 |  | 0 | NA | NA | 0 | 0 |  | 0 | 0 | 0 | 9.9961e-08 |  |  | #N/A |  |  |  | #N/A |  |  | #N/A |  |  |  | #N/A | #NAME? | #N/A | #N/A | 0 |  |  | 0
| Library |  | 0.92256
Library535 |  | 19 |  | 535 | #N/A | #N/A | #N/A | #N/A |  | #N/A | #N/A | #N/A | 0.38963 |  |  | #N/A |  |  |  | #N/A |  |  | #N/A |  |  |  | #N/A | #NAME? | #N/A | #N/A | #N/A |  |  | #N/A
Library520 |  | 19 |  | 520 | #N/A | #N/A | #N/A | #N/A |  | #N/A | #N/A | #N/A | 0.53293 |  |  | #N/A |  |  |  | #N/A |  |  | #N/A |  |  |  | #N/A | #NAME? | #N/A | #N/A | #N/A |  |  | #N/A
Library0 |  | 19 |  | 0 | NA | NA | 0 | 0 |  | 0 | 0 | 0 | 0 |  |  | #N/A |  |  |  | #N/A |  |  | #N/A |  |  |  | #N/A | #NAME? | #N/A | #N/A | 0 |  |  | 0
Library0 |  | 19 |  | 0 | NA | NA | 0 | 0 |  | 0 | 0 | 0 | 9.9073e-08 |  |  | #N/A |  |  |  | #N/A |  |  | #N/A |  |  |  | #N/A | #NAME? | #N/A | #N/A | 0 |  |  | 0
| Lounge/Recreation - Break room |  | 0.72416
Lounge/Recreation - Breakroom521 |  | 9 |  | 521 | #N/A | #N/A | #N/A | #N/A |  | #N/A | #N/A | #N/A | 0.4316 |  |  | #N/A |  |  |  | #N/A |  |  | #N/A |  |  |  | #N/A | #NAME? | #N/A | #N/A | #N/A |  |  | #N/A
Lounge/Recreation - Breakroom0 |  | 9 |  | 0 | NA | NA | 0 | 0 |  | 0 | 0 | 0 | 0 |  |  | #N/A |  |  |  | #N/A |  |  | #N/A |  |  |  | #N/A | #NAME? | #N/A | #N/A | 0 |  |  | 0
Lounge/Recreation - Breakroom0 |  | 9 |  | 0 | NA | NA | 0 | 0 |  | 0 | 0 | 0 | 0 |  |  | #N/A |  |  |  | #N/A |  |  | #N/A |  |  |  | #N/A | #NAME? | #N/A | #N/A | 0 |  |  | 0
Lounge/Recreation - Breakroom527-2 |  | 9 |  | 527-2 | #N/A | #N/A | #N/A | #N/A |  | #N/A | #N/A | #N/A | 0.29256 |  |  | #N/A |  |  |  | #N/A |  |  | #N/A |  |  |  | #N/A | #NAME? | #N/A | #N/A | #N/A |  |  | #N/A
| Lobby |  | 0.8928
Lobby523 |  | 20.1 |  | 523 | #N/A | #N/A | #N/A | #N/A |  | #N/A | #N/A | #N/A | 0.49797 |  |  | #N/A |  |  |  | #N/A |  |  | #N/A |  |  |  | #N/A | #NAME? | #N/A | #N/A | #N/A |  |  | #N/A
Lobby521 |  | 20.1 |  | 521 | #N/A | #N/A | #N/A | #N/A |  | #N/A | #N/A | #N/A | 0.2347 |  |  | #N/A |  |  |  | #N/A |  |  | #N/A |  |  |  | #N/A | #NAME? | #N/A | #N/A | #N/A |  |  | #N/A
Lobby0 |  | 20.1 |  | 0 | NA | NA | 0 | 0 |  | 0 | 0 | 0 | 0 |  |  | #N/A |  |  |  | #N/A |  |  | #N/A |  |  |  | #N/A | #NAME? | #N/A | #N/A | 0 |  |  | 0
Lobby534-2 |  | 20.1 |  | 534-2 | Linear Wall Cove | FL | 32 | #N/A |  | #N/A | #N/A | #N/A | 0.16013 |  |  | #N/A |  |  |  | #N/A |  |  | #N/A |  |  |  | #N/A | #NAME? | #N/A | #N/A | #N/A |  |  | #N/A
| Office-Enclosed |  | 1.1011
Office-Enclosed531 |  | 25 |  | 531 | #N/A | #N/A | #N/A | #N/A |  | #N/A | #N/A | #N/A | 0.66965 |  |  | #N/A |  |  |  | #N/A |  |  | #N/A |  |  |  | #N/A | #NAME? | #N/A | #N/A | #N/A |  |  | #N/A
Office-Enclosed539 |  | 25 |  | 539 | #N/A | #N/A | #N/A | #N/A |  | #N/A | #N/A | #N/A | 0.18474 |  |  | #N/A |  |  |  | #N/A |  |  | #N/A |  |  |  | #N/A | #NAME? | #N/A | #N/A | #N/A |  |  | #N/A
Office-Enclosed0 |  | 25 |  | 0 | NA | NA | 0 | 0 |  | 0 | 0 | 0 | 0 |  |  | #N/A |  |  |  | #N/A |  |  | #N/A |  |  |  | #N/A | #NAME? | #N/A | #N/A | 0 |  |  | 0
Office-Enclosed537-1 |  | 25 |  | 537-1 | Linear WW Open | FL | 32 | #N/A |  | #N/A | #N/A | #N/A | 0.24673 |  |  | #N/A |  |  |  | #N/A |  |  | #N/A |  |  |  | #N/A | #NAME? | #N/A | #N/A | #N/A |  |  | #N/A
| Office - Open Plan (Including Other) |  | 0.97216
Office - Open Plan (Including Other)535 |  | 27 |  | 535 | #N/A | #N/A | #N/A | #N/A |  | #N/A | #N/A | #N/A | 0.71616 |  |  | #N/A |  |  |  | #N/A |  |  | #N/A |  |  |  | #N/A | #NAME? | #N/A | #N/A | #N/A |  |  | #N/A
Office - Open Plan (Including Other)539 |  | 27 |  | 539 | #N/A | #N/A | #N/A | #N/A |  | #N/A | #N/A | #N/A | 0.096248 |  |  | #N/A |  |  |  | #N/A |  |  | #N/A |  |  |  | #N/A | #NAME? | #N/A | #N/A | #N/A |  |  | #N/A
Office - Open Plan (Including Other)0 |  | 27 |  | 0 | NA | NA | 0 | 0 |  | 0 | 0 | 0 | 0 |  |  | #N/A |  |  |  | #N/A |  |  | #N/A |  |  |  | #N/A | #NAME? | #N/A | #N/A | 0 |  |  | 0
Office - Open Plan (Including Other)537-1 |  | 27 |  | 537-1 | Linear WW Open | FL | 32 | #N/A |  | #N/A | #N/A | #N/A | 0.15975 |  |  | #N/A |  |  |  | #N/A |  |  | #N/A |  |  |  | #N/A | #NAME? | #N/A | #N/A | #N/A |  |  | #N/A
| Restrooms |  | 0.97216
Restrooms604 |  | 12 |  | 604 | Wall Mounted Linear Direct/Indirect | FL | 32 | #N/A |  | #N/A | #N/A | #N/A | 0.28607 |  |  | #N/A |  |  |  | #N/A |  |  | #N/A |  |  |  | #N/A | #NAME? | #N/A | #N/A | #N/A |  |  | #N/A
Restrooms520 |  | 12 |  | 520 | #N/A | #N/A | #N/A | #N/A |  | #N/A | #N/A | #N/A | 0.44124 |  |  | #N/A |  |  |  | #N/A |  |  | #N/A |  |  |  | #N/A | #NAME? | #N/A | #N/A | #N/A |  |  | #N/A
Restrooms0 |  | 12 |  | 0 | NA | NA | 0 | 0 |  | 0 | 0 | 0 | 0 |  |  | #N/A |  |  |  | #N/A |  |  | #N/A |  |  |  | #N/A | #NAME? | #N/A | #N/A | 0 |  |  | 0
Restrooms534-2 |  | 12 |  | 534-2 | Linear Wall Cove | FL | 32 | #N/A |  | #N/A | #N/A | #N/A | 0.24485 |  |  | #N/A |  |  |  | #N/A |  |  | #N/A |  |  |  | #N/A | #NAME? | #N/A | #N/A | #N/A |  |  | #N/A
| Retail - Sales Area |  | 1.6666
Retail - Sales Area535 |  | 97 |  | 535 | #N/A | #N/A | #N/A | #N/A |  | #N/A | #N/A | #N/A | 1.0095 |  |  | #N/A |  |  |  | #N/A |  |  | #N/A |  |  |  | #N/A | #NAME? | #N/A | #N/A | #N/A |  |  | #N/A
Retail - Sales Area541 |  | 97 |  | 541 | #N/A |  | #N/A | #N/A |  | #N/A | #N/A | #N/A | 0.49997 |  |  | #N/A |  |  |  | #N/A |  |  | #N/A |  |  |  | #N/A | #NAME? | #N/A | #N/A | #N/A |  |  | #N/A
Retail - Sales Area0 |  | 97 |  | 0 | NA | NA | 0 | 0 |  | 0 | 0 | 0 | 0 |  |  | #N/A |  |  |  | #N/A |  |  | #N/A |  |  |  | #N/A | #NAME? | #N/A | #N/A | 0 |  |  | 0
Retail - Sales Area537-1 |  | 97 |  | 537-1 | Linear WW Open | FL | 32 | #N/A |  | #N/A | #N/A | #N/A | 0.1571 |  |  | #N/A |  |  |  | #N/A |  |  | #N/A |  |  |  | #N/A | #NAME? | #N/A | #N/A | #N/A |  |  | #N/A
| Stairway |  | 0.68448
Stairway530 |  | 11 |  | 530 | #N/A | #N/A | #N/A | #N/A |  | #N/A | #N/A | #N/A | 0.36928 |  |  | #N/A |  |  |  | #N/A |  |  | #N/A |  |  |  | #N/A | #NAME? | #N/A | #N/A | #N/A |  |  | #N/A
Stairway602 |  | 11 |  | 602 | #N/A | #N/A | #N/A | #N/A |  | #N/A | #N/A | #N/A | 0.3152 |  |  | #N/A |  |  |  | #N/A |  |  | #N/A |  |  |  | #N/A | #NAME? | #N/A | #N/A | #N/A |  |  | #N/A
Stairway0 |  | 11 |  | 0 | NA | NA | 0 | 0 |  | 0 | 0 | 0 | 0 |  |  | #N/A |  |  |  | #N/A |  |  | #N/A |  |  |  | #N/A | #NAME? | #N/A | #N/A | 0 |  |  | 0
Stairway0 |  | 11 |  | 0 | NA | NA | 0 | 0 |  | 0 | 0 | 0 | 9.9128e-08 |  |  | #N/A |  |  |  | #N/A |  |  | #N/A |  |  |  | #N/A | #NAME? | #N/A | #N/A | 0 |  |  | 0
| Storage |  | 0.62496
Storage538 |  | 41 |  | 538 | #N/A | #N/A | #N/A | #N/A |  | #N/A | #N/A | #N/A | 0.62496 |  |  | #N/A |  |  |  | #N/A |  |  | #N/A |  |  |  | #N/A | #NAME? | #N/A | #N/A | #N/A |  |  | #N/A
Storage0 |  | 41 |  | 0 | NA | NA | 0 | 0 |  | 0 | 0 | 0 | 0 |  |  | #N/A |  |  |  | #N/A |  |  | #N/A |  |  |  | #N/A | #NAME? | #N/A | #N/A | 0 |  |  | 0
Storage0 |  | 41 |  | 0 | NA | NA | 0 | 0 |  | 0 | 0 | 0 | 0 |  |  | #N/A |  |  |  | #N/A |  |  | #N/A |  |  |  | #N/A | #NAME? | #N/A | #N/A | 0 |  |  | 0
Storage0 |  | 41 |  | 0 | NA | NA | 0 | 0 |  | 0 | 0 | 0 | 9.8503e-08 |  |  | #N/A |  |  |  | #N/A |  |  | #N/A |  |  |  | #N/A | #NAME? | #N/A | #N/A | 0 |  |  | 0
| Lobby - Hotel |  | 1.0515
Lobby - Hotel572 |  | 79 |  | 572 | Downlight open | TH | 75 | #N/A |  | #N/A | #N/A | #N/A | 0.8917 |  |  | #N/A |  |  |  | #N/A |  |  | #N/A |  |  |  | #N/A | #NAME? | #N/A | #N/A | #N/A |  |  | #N/A
Lobby - Hotel0 |  | 79 |  | 0 | NA | NA | 0 | 0 |  | 0 | 0 | 0 | 0 |  |  | #N/A |  |  |  | #N/A |  |  | #N/A |  |  |  | #N/A | #NAME? | #N/A | #N/A | 0 |  |  | 0
Lobby - Hotel0 |  | 79 |  | 0 | NA | NA | 0 | 0 |  | 0 | 0 | 0 | 0 |  |  | #N/A |  |  |  | #N/A |  |  | #N/A |  |  |  | #N/A | #NAME? | #N/A | #N/A | 0 |  |  | 0
Lobby - Hotel527-1 |  | 79 |  | 527-1 | #N/A | #N/A | #N/A | #N/A |  | #N/A | #N/A | #N/A | 0.15982 |  |  | #N/A |  |  |  | #N/A |  |  | #N/A |  |  |  | #N/A | #NAME? | #N/A | #N/A | #N/A |  |  | #N/A
1 FL linear fluorescent, CF compact fluorescent, MH metal halide

## Int Ltg LPD IECC Space Types SR (hidden)
| IECC Cost Effectiveness - Interior Lighting Power Density - Fixture Costs per Square Foot for Each Space Type - Standalone Retail | [18 empty] | RETAIL STANDALONE
Adjustment Factors for LPD
| Interior lighting costs by space type and fixture type IECC 2009, North Carolina Base Code, and IECC 2012 tables. | [18 empty] | 2009 | 0.969
| 90.1-07 and 2010 in Int Ltg LPD Space Types 90_1 (same for all prototypes). Values come from "Int Ltg Comp" worksheet in this workbook. | [18 empty] | N. Carolina | 0.911
[20 empty] | 2012 | 0.932
Interior Lighting Costs by Space Type, 2009
1 | 2 | 3 | 4 | 5 | 6 | 7 | 8 | 9 | 10 | 11 | 12 | 13 | 14 | 15 | 16 | 17 | 18 | 19 | 20 | 21 | 22 | 23 | 24 | 25 | 26 | 27 | 28 | 29 | 30 | 31 | 32 | 33 | 34 | 35
| Space Type Lighting Descriptions and Cost Parameters | [14 empty] | New Construction Cost | [6 empty] | Lamp Replacement Cost | [6 empty] | Ballast Replacement Cost
IECC 2009 Lookup Values | 2009 Space Types | 90.1 Lighting Subcommittee Model Number | Space Type Lighting Power Allowance W/ft2 | Fixture ID Number | Fixture Type | Lamp Type1 | Lamp Wattage | Number of Lamps | Not Used | Fixture Watts | Lamp Life Hours | Quantity of Fixtures/ft2 | Fixture Watts/ft2 | not used | not used | Fixture Cost/ft2 | not used | not used | not used | Labor Cost $/ft2 | Not Used | Not Used | Lamp Cost $/ft2 | Not Used | Not Used | Not Used | Labor Cost/ft2 | Overhead and Profit, $/ft2 | Total $/ft2 | Ballast Life Hours | Ballast Cost, $/ft2 | Not Used | Not Used | Labor Cost/ft2 | Not Used | Not Used
Classroom/Lecture/Training | Classroom/Lecture/Training |  | 1.3566
Classroom/Lecture/Training535 |  | 3.1 |  | 535 | #N/A | #N/A | #N/A | #N/A |  | #N/A | #N/A | #N/A | 1.1161 |  |  | #N/A |  |  |  | #N/A |  |  | #N/A |  |  |  | #N/A |  | #N/A | #N/A | #N/A |  |  | #N/A
Classroom/Lecture/Training537-2 |  | 3.1 |  | 537-2 | #N/A | #N/A | #N/A | #N/A |  | #N/A | #N/A | #N/A | 0.24048 |  |  | #N/A |  |  |  | #N/A |  |  | #N/A |  |  |  | #N/A |  | #N/A | #N/A | #N/A |  |  | #N/A
Classroom/Lecture/Training0 |  | 3.1 |  | 0 | NA | NA | 0 | 0 |  | 0 | 0 | 0 | 0 |  |  | 0 |  |  |  | 0 |  |  | 0 |  |  |  | 0 |  | 0 | 0 | 0 |  |  | 0
| Conference/Meeting/Multipurpose |  | 1.2597
Conference/Meeting/Multipurpose535 |  | 31 |  | 535 | #N/A | #N/A | #N/A | #N/A |  | #N/A | #N/A | #N/A | 0.64344 |  |  | #N/A |  |  |  | #N/A |  |  | #N/A |  |  |  | #N/A |  | #N/A | #N/A | #N/A |  |  | #N/A
Conference/Meeting/Multipurpose537-1 |  | 31 |  | 537-1 | Linear WW Open | FL | 32 | 1 |  | 29 | 36000 | 0.012632 | 0.36632 |  |  | 1.3083 |  |  |  | 0.77685 |  |  | 0.042316 |  |  |  | 0.069055 |  | 0.11137 | 50000 | 0.37895 |  |  | 0.77685
Conference/Meeting/Multipurpose511 |  | 31 |  | 511 | Downlight open - flood | PAR | 60 | 1 |  | 60 | 4200 | 0.0041656 | 0.24993 |  |  | 0.15446 |  |  |  | 0.25618 |  |  | 0.08906 |  |  |  | 0.012122 |  | 0.10118 | 0 | 0 |  |  | 0
| Corridor/Transition |  | 0.4845
Corridor/Transition530 |  | 2 |  | 530 | #N/A | #N/A | #N/A | #N/A |  | #N/A | #N/A | #N/A | 0.27866 |  |  | #N/A |  |  |  | #N/A |  |  | #N/A |  |  |  | #N/A |  | #N/A | #N/A | #N/A |  |  | #N/A
Corridor/Transition537-2 |  | 2 |  | 537-2 | #N/A | #N/A | #N/A | #N/A |  | #N/A | #N/A | #N/A | 0.20584 |  |  | #N/A |  |  |  | #N/A |  |  | #N/A |  |  |  | #N/A |  | #N/A | #N/A | #N/A |  |  | #N/A
Corridor/Transition0 |  | 2 |  | 0 | NA | NA | 0 | 0 |  | 0 | 0 | 0 | 0 |  |  | 0 |  |  |  | 0 |  |  | 0 |  |  |  | 0 |  | 0 | 0 | 0 |  |  | 0
| Dining Area |  | 0.8721
Dining Area531 |  | 6 |  | 531 | #N/A | #N/A | #N/A | #N/A |  | #N/A | #N/A | #N/A | 0.6689 |  |  | #N/A |  |  |  | #N/A |  |  | #N/A |  |  |  | #N/A |  | #N/A | #N/A | #N/A |  |  | #N/A
Dining Area524 |  | 6 |  | 524 | indirect Wall Scounce | CF | 18 | 2 |  | 39 | 10000 | 0.0052102 | 0.2032 |  |  | 0.4672 |  |  |  | 0.32043 |  |  | 0.1636 |  |  |  | 0.030219 |  | 0.19382 | 50000 | 0 |  |  | 0
Dining Area0 |  | 6
| Electrical/Mechanical |  | 1.4535
Electrical/Mechanical538 |  | 4 |  | 538 | #N/A | #N/A | #N/A | #N/A |  | #N/A | #N/A | #N/A | 1.4535 |  |  | #N/A |  |  |  | #N/A |  |  | #N/A |  |  |  | #N/A |  | #N/A | #N/A | #N/A |  |  | #N/A
Electrical/Mechanical0 |  | 4 |  | 0 | NA | NA | 0 | 0 |  | 0 | 0 | 0 | 0 |  |  | 0 |  |  |  | 0 |  |  | 0 |  |  |  | 0 |  | 0 | 0 | 0 |  |  | 0
Electrical/Mechanical0 |  | 4 |  | 0 | NA | NA | 0 | 0 |  | 0 | 0 | 0 | 0 |  |  | 0 |  |  |  | 0 |  |  | 0 |  |  |  | 0 |  | 0 | 0 | 0 |  |  | 0
| Food Preparation |  | 1.1628
Food Preparation530 |  | 8 |  | 530 | #N/A | #N/A | #N/A | #N/A |  | #N/A | #N/A | #N/A | 1.1628 |  |  | #N/A |  |  |  | #N/A |  |  | #N/A |  |  |  | #N/A |  | #N/A | #N/A | #N/A |  |  | #N/A
Food Preparation0 |  | 8 |  | 0 | NA | NA | 0 | 0 |  | 0 | 0 | 0 | 0 |  |  | 0 |  |  |  | 0 |  |  | 0 |  |  |  | 0 |  | 0 | 0 | 0 |  |  | 0
Food Preparation0 |  | 8 |  | 0 | NA | NA | 0 | 0 |  | 0 | 0 | 0 | 0 |  |  | 0 |  |  |  | 0 |  |  | 0 |  |  |  | 0 |  | 0 | 0 | 0 |  |  | 0
| Gymnasium/Fitness-Fitness Area |  | 0.8721
Gymnasium/Fitness-Fitness Area535 |  | 126 |  | 535 | #N/A | #N/A | #N/A | #N/A |  | #N/A | #N/A | #N/A | 0.8721 |  |  | #N/A |  |  |  | #N/A |  |  | #N/A |  |  |  | #N/A |  | #N/A | #N/A | #N/A |  |  | #N/A
Gymnasium/Fitness-Fitness Area0 |  | 126 |  | 0 | NA | NA | 0 | 0 |  | 0 | 0 | 0 | 0 |  |  | 0 |  |  |  | 0 |  |  | 0 |  |  |  | 0 |  | 0 | 0 | 0 |  |  | 0
Gymnasium/Fitness-Fitness Area0 |  | 126 |  | 0 | NA | NA | 0 | 0 |  | 0 | 0 | 0 | 0 |  |  | 0 |  |  |  | 0 |  |  | 0 |  |  |  | 0 |  | 0 | 0 | 0 |  |  | 0
| Highway Lodging Guest Rooms |  | 1.0659
Highway Lodging Guest Rooms524 |  | 75.01 |  | 524 | indirect Wall Scounce | CF | 18 | 2 |  | 39 | 10000 | 0.0041615 | 0.1623 |  |  | 0.37316 |  |  |  | 0.25593 |  |  | 0.13067 |  |  |  | 0.024137 |  | 0.15481 | 50000 | 0 |  |  | 0
Highway Lodging Guest Rooms520 |  | 75.01 |  | 520 | #N/A | #N/A | #N/A | #N/A |  | #N/A | #N/A | #N/A | 0.9036 |  |  | #N/A |  |  |  | #N/A |  |  | #N/A |  |  |  | #N/A |  | #N/A | #N/A | #N/A |  |  | #N/A
Highway Lodging Guest Rooms0 |  | 75.01 |  | 0 | NA | NA | 0 | 0 |  | 0 | 0 | 0 | 0 |  |  | 0 |  |  |  | 0 |  |  | 0 |  |  |  | 0 |  | 0 | 0 | 0 |  |  | 0
| Hospital - Laundry/Washing |  | 0.5814
Hospital - Laundry-washing530 |  | 82 |  | 530 | #N/A | #N/A | #N/A | #N/A |  | #N/A | #N/A | #N/A | 0.5814 |  |  | #N/A |  |  |  | #N/A |  |  | #N/A |  |  |  | #N/A |  | #N/A | #N/A | #N/A |  |  | #N/A
Hospital - Laundry-washing0 |  | 82 |  | 0 | NA | NA | 0 | 0 |  | 0 | 0 | 0 | 0 |  |  | 0 |  |  |  | 0 |  |  | 0 |  |  |  | 0 |  | 0 | 0 | 0 |  |  | 0
Hospital - Laundry-washing0 |  | 82 |  | 0 | NA | NA | 0 | 0 |  | 0 | 0 | 0 | 0 |  |  | 0 |  |  |  | 0 |  |  | 0 |  |  |  | 0 |  | 0 | 0 | 0 |  |  | 0
| Library |  | 1.1628
Library535 |  | 19 |  | 535 | #N/A | #N/A | #N/A | #N/A |  | #N/A | #N/A | #N/A | 0.59109 |  |  | #N/A |  |  |  | #N/A |  |  | #N/A |  |  |  | #N/A |  | #N/A | #N/A | #N/A |  |  | #N/A
Library520 |  | 19 |  | 520 | #N/A | #N/A | #N/A | #N/A |  | #N/A | #N/A | #N/A | 0.25194 |  |  | #N/A |  |  |  | #N/A |  |  | #N/A |  |  |  | #N/A |  | #N/A | #N/A | #N/A |  |  | #N/A
Library529 |  | 19 |  | 529 | #N/A | #N/A | #N/A | #N/A |  | #N/A | #N/A | #N/A | 0.31008 |  |  | #N/A |  |  |  | #N/A |  |  | #N/A |  |  |  | #N/A |  | #N/A | #N/A | #N/A |  |  | #N/A
| Lobby |  | 1.2597
Lobby534-2 |  | 20.1 |  | 534-2 | Linear Wall Cove | FL | 32 | 1 |  | 29 | 36000 | 0.0087135 | 0.25269 |  |  | 3.3111 |  |  |  | 0.50427 |  |  | 0.02919 |  |  |  | 0.047635 |  | 0.076825 | 50000 | 0.26141 |  |  | 0.53588
Lobby523 |  | 20.1 |  | 523 | #N/A | #N/A | #N/A | #N/A |  | #N/A | #N/A | #N/A | 0.92084 |  |  | #N/A |  |  |  | #N/A |  |  | #N/A |  |  |  | #N/A |  | #N/A | #N/A | #N/A |  |  | #N/A
Lobby521 |  | 20.1 |  | 521 | #N/A | #N/A | #N/A | #N/A |  | #N/A | #N/A | #N/A | 0.086168 |  |  | #N/A |  |  |  | #N/A |  |  | #N/A |  |  |  | #N/A |  | #N/A | #N/A | #N/A |  |  | #N/A
| Lobby - Hotel |  | 1.0659 | [27 empty] | #N/A
Lobby - Hotel535 |  | 79 |  | 535 | #N/A | #N/A | #N/A | #N/A |  | #N/A | #N/A | #N/A | 0.026674 |  |  | #N/A |  |  |  | #N/A |  |  | #N/A |  |  |  | #N/A |  | #N/A | #N/A | #N/A |  |  | #N/A
Lobby - Hotel572 |  | 79 |  | 572 | Downlight open | TH | 75 | 1 |  | 75 | 850 | 0.012402 | 0.93011 |  |  | 0.346 |  |  |  | 0.76269 |  |  | 0.26514 |  |  |  | 0.29144 |  | 0.55658 | 0 | 0 |  |  | 0
Lobby - Hotel524 |  | 79 |  | 524 | indirect Wall Scounce | CF | 18 | 2 |  | 39 | 10000 | 0.0027978 | 0.10911 |  |  | 0.25088 |  |  |  | 0.17206 |  |  | 0.08785 |  |  |  | 0.016227 |  | 0.10408 | 50000 | 0 |  |  | 0
| Lounge/Recreation - Break room |  | 1.1628
Lounge/Recreation - Breakroom537-1 |  | 9 |  | 537-1 | Linear WW Open | FL | 32 | 1 |  | 29 | 36000 | 0.012636 | 0.36645 |  |  | 1.3087 |  |  |  | 0.77714 |  |  | 0.042332 |  |  |  | 0.06908 |  | 0.11141 | 50000 | 0.37909 |  |  | 0.77714
Lounge/Recreation - Breakroom572 |  | 9 |  | 0 | NA | NA | 0 | 0 |  | 0 | 0 | 0 | 0 |  |  | 0 |  |  |  | 0 |  |  | 0 |  |  |  | 0 |  | 0 | 0 | 0 |  |  | 0
Lounge/Recreation - Breakroom521 |  | 9 |  | 521 | #N/A | #N/A | #N/A | #N/A |  | #N/A | #N/A | #N/A | 0.79635 |  |  | #N/A |  |  |  | #N/A |  |  | #N/A |  |  |  | #N/A |  | #N/A | #N/A | #N/A |  |  | #N/A
| Office-Enclosed |  | 1.0659
Office-Enclosed535 |  | 25 |  | 535 | #N/A | #N/A | #N/A | #N/A |  | #N/A | #N/A | #N/A | 0.75237 |  |  | #N/A |  |  |  | #N/A |  |  | #N/A |  |  |  | #N/A |  | #N/A | #N/A | #N/A |  |  | #N/A
Office-Enclosed539 |  | 25 |  | 539 | #N/A | #N/A | #N/A | #N/A |  | #N/A | #N/A | #N/A | 0.119 |  |  | #N/A |  |  |  | #N/A |  |  | #N/A |  |  |  | #N/A |  | #N/A | #N/A | #N/A |  |  | #N/A
Office-Enclosed537-2 |  | 25 |  | 537-2 | #N/A | #N/A | #N/A | #N/A |  | #N/A | #N/A | #N/A | 0.19453 |  |  | #N/A |  |  |  | #N/A |  |  | #N/A |  |  |  | #N/A |  | #N/A | #N/A | #N/A |  |  | #N/A
| Office - Open Plan (Including Other) |  | 1.0659
Office - Open Plan (Including Other)535 |  | 27 |  | 535 | #N/A | #N/A | #N/A | #N/A |  | #N/A | #N/A | #N/A | 0.85307 |  |  | #N/A |  |  |  | #N/A |  |  | #N/A |  |  |  | #N/A |  | #N/A | #N/A | #N/A |  |  | #N/A
Office - Open Plan (Including Other)539 |  | 27 |  | 539 | #N/A | #N/A | #N/A | #N/A |  | #N/A | #N/A | #N/A | 0.15179 |  |  | #N/A |  |  |  | #N/A |  |  | #N/A |  |  |  | #N/A |  | #N/A | #N/A | #N/A |  |  | #N/A
Office - Open Plan (Including Other)524 |  | 27 |  | 524 | indirect Wall Scounce | CF | 18 | 2 |  | 39 | 10000 | 0.0015651 | 0.06104 |  |  | 0.14035 |  |  |  | 0.096256 |  |  | 0.049145 |  |  |  | 0.0090778 |  | 0.058223 | 50000 | 0 |  |  | 0
| Restrooms |  | 0.8721
Restrooms521 |  | 12 |  | 521 | #N/A | #N/A | #N/A | #N/A |  | #N/A | #N/A | #N/A | 0.41148 |  |  | #N/A |  |  |  | #N/A |  |  | #N/A |  |  |  | #N/A |  | #N/A | #N/A | #N/A |  |  | #N/A
Restrooms537-1 |  | 12 |  | 537-1 | Linear WW Open | FL | 32 | 1 |  | 29 | 36000 | 0.011389 | 0.33027 |  |  | 1.1795 |  |  |  | 0.70039 |  |  | 0.038152 |  |  |  | 0.062258 |  | 0.10041 | 50000 | 0.34166 |  |  | 0.70039
Restrooms524 |  | 12 |  | 524 | indirect Wall Scounce | CF | 18 | 2 |  | 39 | 10000 | 0.0033424 | 0.13035 |  |  | 0.29971 |  |  |  | 0.20556 |  |  | 0.10495 |  |  |  | 0.019386 |  | 0.12434 | 50000 | 0 |  |  | 0
| Retail - Sales Area |  | 1.6473
Retail - Sales Area535 |  | 97 |  | 535 | #N/A | #N/A | #N/A | #N/A |  | #N/A | #N/A | #N/A | 0.92974 |  |  | #N/A |  |  |  | #N/A |  |  | #N/A |  |  |  | #N/A |  | #N/A | #N/A | #N/A |  |  | #N/A
Retail - Sales Area541 |  | 97 |  | 541 | #N/A | #N/A | #N/A | #N/A |  | #N/A | #N/A | #N/A | 0.71756 |  |  | #N/A |  |  |  | #N/A |  |  | #N/A |  |  |  | #N/A |  | #N/A | #N/A | #N/A |  |  | #N/A
Retail - Sales Area572 |  | 97 |  | 0 | NA | NA | 0 | 0 |  | 0 | 0 | 0 | 0 |  |  | 0 |  |  |  | 0 |  |  | 0 |  |  |  | 0 |  | 0 | 0 | 0 |  |  | 0
| Stairway |  | 0.5814
Stairway530 |  | 11 |  | 530 | #N/A | #N/A | #N/A | #N/A |  | #N/A | #N/A | #N/A | 0.5814 |  |  | #N/A |  |  |  | #N/A |  |  | #N/A |  |  |  | #N/A |  | #N/A | #N/A | #N/A |  |  | #N/A
Stairway0 |  | 11 |  | 0 | NA | NA | 0 | 0 |  | 0 | 0 | 0 | 0 |  |  | 0 |  |  |  | 0 |  |  | 0 |  |  |  | 0 |  | 0 | 0 | 0 |  |  | 0
Stairway0 |  | 11 |  | 0 | NA | NA | 0 | 0 |  | 0 | 0 | 0 | 0 |  |  | 0 |  |  |  | 0 |  |  | 0 |  |  |  | 0 |  | 0 | 0 | 0 |  |  | 0
| Storage |  | 0.7752
Storage530 |  | 41 |  | 530 | #N/A | #N/A | #N/A | #N/A |  | #N/A | #N/A | #N/A | 0.7752 |  |  | #N/A |  |  |  | #N/A |  |  | #N/A |  |  |  | #N/A |  | #N/A | #N/A | #N/A |  |  | #N/A
Storage553 |  | 41 |  | 0 | NA | NA | 0 | 0 |  | 0 | 0 | 0 | 0 |  |  | 0 |  |  |  | 0 |  |  | 0 |  |  |  | 0 |  | 0 | 0 | 0 |  |  | 0
Storage0 |  | 41 |  | 0 | NA | NA | 0 | 0 |  | 0 | 0 | 0 | 0 |  |  | 0 |  |  |  | 0 |  |  | 0 |  |  |  | 0 |  | 0 | 0 | 0 |  |  | 0
1 FL linear fluorescent, CF compact fluorescent, MH metal halide
Interior Lighting Costs by Space Type, North Carolina Base Code
| Space Type Lighting Descriptions and Cost Parameters | [14 empty] | New Construction Cost | [6 empty] | Lamp Replacement Cost | [6 empty] | Ballast Replacement Cost
North Carolina Base Code Lookup Values | 2009 Space Types | 90.1 Lighting Subcommittee Model Number | Space Type Lighting Power Allowance W/ft2 | Fixture ID Number | Fixture Type | Lamp Type1 | Lamp Wattage | Number of Lamps | Not Used | Fixture Watts | Lamp Life Hours | Quantity of Fixtures/ft2 | Fixture Watts/ft2 | not used | not used | Fixture Cost/ft2 | not used | not used | not used | Labor Cost $/ft2 | Not Used | Not Used | Lamp Cost $/ft2 | Not Used | Not Used | Not Used | Labor Cost/ft2 |  | Total $/ft2 | Ballast Life Hours | Ballast Cost, $/ft2 | Not Used | Not Used | Labor Cost/ft2 | Not Used | Not Used
Classroom/Lecture/Training | Classroom/Lecture/Training |  | 1.2754
Classroom/Lecture/Training535 |  | 3.1 |  | 535 | #N/A | #N/A | #N/A | #N/A |  | #N/A | #N/A | #N/A | 1.0493 |  |  | #N/A |  |  |  | #N/A |  |  | #N/A |  |  |  | #N/A |  | #N/A | #N/A | #N/A |  |  | #N/A
Classroom/Lecture/Training537-2 |  | 3.1 |  | 537-2 | #N/A | #N/A | #N/A | #N/A |  | #N/A | #N/A | #N/A | 0.22609 |  |  | #N/A |  |  |  | #N/A |  |  | #N/A |  |  |  | #N/A |  | #N/A | #N/A | #N/A |  |  | #N/A
Classroom/Lecture/Training0 |  | 3.1 |  | 0 | NA | NA | 0 | 0 |  | 0 | 0 | 0 | 0 |  |  | 0 |  |  |  | 0 |  |  | 0 |  |  |  | 0 |  | 0 | 0 | 0 |  |  | 0
| Conference/Meeting/Multipurpose |  | 1.1843
Conference/Meeting/Multipurpose535 |  | 31 |  | 535 | #N/A | #N/A | #N/A | #N/A |  | #N/A | #N/A | #N/A | 0.60493 |  |  | #N/A |  |  |  | #N/A |  |  | #N/A |  |  |  | #N/A |  | #N/A | #N/A | #N/A |  |  | #N/A
Conference/Meeting/Multipurpose537-1 |  | 31 |  | 537-1 | Linear WW Open | FL | 32 | 1 |  | 29 | 36000 | 0.011876 | 0.34439 |  |  | 1.23 |  |  |  | 0.73035 |  |  | 0.039784 |  |  |  | 0.064921 |  | 0.1047 | 50000 | 0.35627 |  |  | 0.73035
Conference/Meeting/Multipurpose511 |  | 31 |  | 511 | Downlight open - flood | PAR | 60 | 1 |  | 60 | 4200 | 0.0039162 | 0.23497 |  |  | 0.14521 |  |  |  | 0.24085 |  |  | 0.083729 |  |  |  | 0.011396 |  | 0.095126 | 0 | 0 |  |  | 0
| Corridor/Transition |  | 0.4555
Corridor/Transition530 |  | 2 |  | 530 | #N/A | #N/A | #N/A | #N/A |  | #N/A | #N/A | #N/A | 0.26198 |  |  | #N/A |  |  |  | #N/A |  |  | #N/A |  |  |  | #N/A |  | #N/A | #N/A | #N/A |  |  | #N/A
Corridor/Transition537-2 |  | 2 |  | 537-2 | #N/A | #N/A | #N/A | #N/A |  | #N/A | #N/A | #N/A | 0.19352 |  |  | #N/A |  |  |  | #N/A |  |  | #N/A |  |  |  | #N/A |  | #N/A | #N/A | #N/A |  |  | #N/A
Corridor/Transition0 |  | 2 |  | 0 | NA | NA | 0 | 0 |  | 0 | 0 | 0 | 0 |  |  | 0 |  |  |  | 0 |  |  | 0 |  |  |  | 0 |  | 0 | 0 | 0 |  |  | 0
| Dining Area |  | 0.8199
Dining Area531 |  | 6 |  | 531 | #N/A | #N/A | #N/A | #N/A |  | #N/A | #N/A | #N/A | 0.62886 |  |  | #N/A |  |  |  | #N/A |  |  | #N/A |  |  |  | #N/A |  | #N/A | #N/A | #N/A |  |  | #N/A
Dining Area524 |  | 6 |  | 524 | indirect Wall Scounce | CF | 18 | 2 |  | 39 | 10000 | 0.0048984 | 0.19104 |  |  | 0.43924 |  |  |  | 0.30125 |  |  | 0.15381 |  |  |  | 0.028411 |  | 0.18222 | 50000 | 0 |  |  | 0
Dining Area0 |  | 6
| Electrical/Mechanical |  | 1.3665
Electrical/Mechanical538 |  | 4 |  | 538 | #N/A | #N/A | #N/A | #N/A |  | #N/A | #N/A | #N/A | 1.3665 |  |  | #N/A |  |  |  | #N/A |  |  | #N/A |  |  |  | #N/A |  | #N/A | #N/A | #N/A |  |  | #N/A
Electrical/Mechanical0 |  | 4 |  | 0 | NA | NA | 0 | 0 |  | 0 | 0 | 0 | 0 |  |  | 0 |  |  |  | 0 |  |  | 0 |  |  |  | 0 |  | 0 | 0 | 0 |  |  | 0
Electrical/Mechanical0 |  | 4 |  | 0 | NA | NA | 0 | 0 |  | 0 | 0 | 0 | 0 |  |  | 0 |  |  |  | 0 |  |  | 0 |  |  |  | 0 |  | 0 | 0 | 0 |  |  | 0
| Food Preparation |  | 1.0932
Food Preparation530 |  | 8 |  | 530 | #N/A | #N/A | #N/A | #N/A |  | #N/A | #N/A | #N/A | 1.0932 |  |  | #N/A |  |  |  | #N/A |  |  | #N/A |  |  |  | #N/A |  | #N/A | #N/A | #N/A |  |  | #N/A
Food Preparation0 |  | 8 |  | 0 | NA | NA | 0 | 0 |  | 0 | 0 | 0 | 0 |  |  | 0 |  |  |  | 0 |  |  | 0 |  |  |  | 0 |  | 0 | 0 | 0 |  |  | 0
Food Preparation0 |  | 8 |  | 0 | NA | NA | 0 | 0 |  | 0 | 0 | 0 | 0 |  |  | 0 |  |  |  | 0 |  |  | 0 |  |  |  | 0 |  | 0 | 0 | 0 |  |  | 0
| Gymnasium/Fitness-Fitness Area |  | 0.8199
Gymnasium/Fitness-Fitness Area535 |  | 126 |  | 535 | #N/A | #N/A | #N/A | #N/A |  | #N/A | #N/A | #N/A | 0.8199 |  |  | #N/A |  |  |  | #N/A |  |  | #N/A |  |  |  | #N/A |  | #N/A | #N/A | #N/A |  |  | #N/A
Gymnasium/Fitness-Fitness Area0 |  | 126 |  | 0 | NA | NA | 0 | 0 |  | 0 | 0 | 0 | 0 |  |  | 0 |  |  |  | 0 |  |  | 0 |  |  |  | 0 |  | 0 | 0 | 0 |  |  | 0
Gymnasium/Fitness-Fitness Area0 |  | 126 |  | 0 | NA | NA | 0 | 0 |  | 0 | 0 | 0 | 0 |  |  | 0 |  |  |  | 0 |  |  | 0 |  |  |  | 0 |  | 0 | 0 | 0 |  |  | 0
| Highway Lodging Guest Rooms |  | 1.0021
Highway Lodging Guest Rooms524 |  | 75.01 |  | 524 | indirect Wall Scounce | CF | 18 | 2 |  | 39 | 10000 | 0.0039124 | 0.15258 |  |  | 0.35083 |  |  |  | 0.24061 |  |  | 0.12285 |  |  |  | 0.022692 |  | 0.14554 | 50000 | 0 |  |  | 0
Highway Lodging Guest Rooms520 |  | 75.01 |  | 520 | #N/A | #N/A | #N/A | #N/A |  | #N/A | #N/A | #N/A | 0.84952 |  |  | #N/A |  |  |  | #N/A |  |  | #N/A |  |  |  | #N/A |  | #N/A | #N/A | #N/A |  |  | #N/A
Highway Lodging Guest Rooms0 |  | 75.01 |  | 0 | NA | NA | 0 | 0 |  | 0 | 0 | 0 | 0 |  |  | 0 |  |  |  | 0 |  |  | 0 |  |  |  | 0 |  | 0 | 0 | 0 |  |  | 0
| Hospital - Laundry/Washing |  | 0.5466
Hospital - Laundry-washing530 |  | 82 |  | 530 | #N/A | #N/A | #N/A | #N/A |  | #N/A | #N/A | #N/A | 0.5466 |  |  | #N/A |  |  |  | #N/A |  |  | #N/A |  |  |  | #N/A |  | #N/A | #N/A | #N/A |  |  | #N/A
Hospital - Laundry-washing0 |  | 82 |  | 0 | NA | NA | 0 | 0 |  | 0 | 0 | 0 | 0 |  |  | 0 |  |  |  | 0 |  |  | 0 |  |  |  | 0 |  | 0 | 0 | 0 |  |  | 0
Hospital - Laundry-washing0 |  | 82 |  | 0 | NA | NA | 0 | 0 |  | 0 | 0 | 0 | 0 |  |  | 0 |  |  |  | 0 |  |  | 0 |  |  |  | 0 |  | 0 | 0 | 0 |  |  | 0
| Library |  | 1.0932
Library535 |  | 19 |  | 535 | #N/A | #N/A | #N/A | #N/A |  | #N/A | #N/A | #N/A | 0.55571 |  |  | #N/A |  |  |  | #N/A |  |  | #N/A |  |  |  | #N/A |  | #N/A | #N/A | #N/A |  |  | #N/A
Library520 |  | 19 |  | 520 | #N/A | #N/A | #N/A | #N/A |  | #N/A | #N/A | #N/A | 0.23686 |  |  | #N/A |  |  |  | #N/A |  |  | #N/A |  |  |  | #N/A |  | #N/A | #N/A | #N/A |  |  | #N/A
Library529 |  | 19 |  | 529 | #N/A | #N/A | #N/A | #N/A |  | #N/A | #N/A | #N/A | 0.29152 |  |  | #N/A |  |  |  | #N/A |  |  | #N/A |  |  |  | #N/A |  | #N/A | #N/A | #N/A |  |  | #N/A
| Lobby |  | 1.1843
Lobby534-2 |  | 20.1 |  | 534-2 | Linear Wall Cove | FL | 32 | 1 |  | 29 | 36000 | 0.008192 | 0.23757 |  |  | 3.113 |  |  |  | 0.47408 |  |  | 0.027443 |  |  |  | 0.044783 |  | 0.072226 | 50000 | 0.24576 |  |  | 0.50381
Lobby523 |  | 20.1 |  | 523 | #N/A | #N/A | #N/A | #N/A |  | #N/A | #N/A | #N/A | 0.86572 |  |  | #N/A |  |  |  | #N/A |  |  | #N/A |  |  |  | #N/A |  | #N/A | #N/A | #N/A |  |  | #N/A
Lobby521 |  | 20.1 |  | 521 | #N/A | #N/A | #N/A | #N/A |  | #N/A | #N/A | #N/A | 0.08101 |  |  | #N/A |  |  |  | #N/A |  |  | #N/A |  |  |  | #N/A |  | #N/A | #N/A | #N/A |  |  | #N/A
| Lobby - Hotel |  | 1.0021 | [27 empty] | #N/A
Lobby - Hotel535 |  | 79 |  | 535 | #N/A | #N/A | #N/A | #N/A |  | #N/A | #N/A | #N/A | 0.025078 |  |  | #N/A |  |  |  | #N/A |  |  | #N/A |  |  |  | #N/A |  | #N/A | #N/A | #N/A |  |  | #N/A
Lobby - Hotel572 |  | 79 |  | 572 | Downlight open | TH | 75 | 1 |  | 75 | 850 | 0.011659 | 0.87444 |  |  | 0.32529 |  |  |  | 0.71704 |  |  | 0.24927 |  |  |  | 0.27399 |  | 0.52327 | 0 | 0 |  |  | 0
Lobby - Hotel524 |  | 79 |  | 524 | indirect Wall Scounce | CF | 18 | 2 |  | 39 | 10000 | 0.0026303 | 0.10258 |  |  | 0.23586 |  |  |  | 0.16176 |  |  | 0.082592 |  |  |  | 0.015256 |  | 0.097847 | 50000 | 0 |  |  | 0
| Lounge/Recreation - Break room |  | 1.0932
Lounge/Recreation - Breakroom537-1 |  | 9 |  | 537-1 | Linear WW Open | FL | 32 | 1 |  | 29 | 36000 | 0.01188 | 0.34452 |  |  | 1.2304 |  |  |  | 0.73062 |  |  | 0.039798 |  |  |  | 0.064945 |  | 0.10474 | 50000 | 0.3564 |  |  | 0.73062
Lounge/Recreation - Breakroom572 |  | 9 |  | 0 | NA | NA | 0 | 0 |  | 0 | 0 | 0 | 0 |  |  | 0 |  |  |  | 0 |  |  | 0 |  |  |  | 0 |  | 0 | 0 | 0 |  |  | 0
Lounge/Recreation - Breakroom521 |  | 9 |  | 521 | #N/A | #N/A | #N/A | #N/A |  | #N/A | #N/A | #N/A | 0.74868 |  |  | #N/A |  |  |  | #N/A |  |  | #N/A |  |  |  | #N/A |  | #N/A | #N/A | #N/A |  |  | #N/A
| Office-Enclosed |  | 1.0021
Office-Enclosed535 |  | 25 |  | 535 | #N/A | #N/A | #N/A | #N/A |  | #N/A | #N/A | #N/A | 0.70734 |  |  | #N/A |  |  |  | #N/A |  |  | #N/A |  |  |  | #N/A |  | #N/A | #N/A | #N/A |  |  | #N/A
Office-Enclosed539 |  | 25 |  | 539 | #N/A | #N/A | #N/A | #N/A |  | #N/A | #N/A | #N/A | 0.11187 |  |  | #N/A |  |  |  | #N/A |  |  | #N/A |  |  |  | #N/A |  | #N/A | #N/A | #N/A |  |  | #N/A
Office-Enclosed537-2 |  | 25 |  | 537-2 | #N/A | #N/A | #N/A | #N/A |  | #N/A | #N/A | #N/A | 0.18289 |  |  | #N/A |  |  |  | #N/A |  |  | #N/A |  |  |  | #N/A |  | #N/A | #N/A | #N/A |  |  | #N/A
| Office - Open Plan (Including Other) |  | 1.0021
Office - Open Plan (Including Other)535 |  | 27 |  | 535 | #N/A | #N/A | #N/A | #N/A |  | #N/A | #N/A | #N/A | 0.80201 |  |  | #N/A |  |  |  | #N/A |  |  | #N/A |  |  |  | #N/A |  | #N/A | #N/A | #N/A |  |  | #N/A
Office - Open Plan (Including Other)539 |  | 27 |  | 539 | #N/A | #N/A | #N/A | #N/A |  | #N/A | #N/A | #N/A | 0.1427 |  |  | #N/A |  |  |  | #N/A |  |  | #N/A |  |  |  | #N/A |  | #N/A | #N/A | #N/A |  |  | #N/A
Office - Open Plan (Including Other)524 |  | 27 |  | 524 | indirect Wall Scounce | CF | 18 | 2 |  | 39 | 10000 | 0.0014715 | 0.057387 |  |  | 0.13195 |  |  |  | 0.090495 |  |  | 0.046204 |  |  |  | 0.0085345 |  | 0.054738 | 50000 | 0 |  |  | 0
| Restrooms |  | 0.8199
Restrooms521 |  | 12 |  | 521 | #N/A | #N/A | #N/A | #N/A |  | #N/A | #N/A | #N/A | 0.38685 |  |  | #N/A |  |  |  | #N/A |  |  | #N/A |  |  |  | #N/A |  | #N/A | #N/A | #N/A |  |  | #N/A
Restrooms537-1 |  | 12 |  | 537-1 | Linear WW Open | FL | 32 | 1 |  | 29 | 36000 | 0.010707 | 0.3105 |  |  | 1.1089 |  |  |  | 0.65847 |  |  | 0.035868 |  |  |  | 0.058532 |  | 0.094399 | 50000 | 0.32121 |  |  | 0.65847
Restrooms524 |  | 12 |  | 524 | indirect Wall Scounce | CF | 18 | 2 |  | 39 | 10000 | 0.0031423 | 0.12255 |  |  | 0.28177 |  |  |  | 0.19325 |  |  | 0.09867 |  |  |  | 0.018226 |  | 0.1169 | 50000 | 0 |  |  | 0
| Retail - Sales Area |  | 1.5487
Retail - Sales Area535 |  | 97 |  | 535 | #N/A | #N/A | #N/A | #N/A |  | #N/A | #N/A | #N/A | 0.87409 |  |  | #N/A |  |  |  | #N/A |  |  | #N/A |  |  |  | #N/A |  | #N/A | #N/A | #N/A |  |  | #N/A
Retail - Sales Area541 |  | 97 |  | 541 | #N/A | #N/A | #N/A | #N/A |  | #N/A | #N/A | #N/A | 0.67461 |  |  | #N/A |  |  |  | #N/A |  |  | #N/A |  |  |  | #N/A |  | #N/A | #N/A | #N/A |  |  | #N/A
Retail - Sales Area572 |  | 97 |  | 0 | NA | NA | 0 | 0 |  | 0 | 0 | 0 | 0 |  |  | 0 |  |  |  | 0 |  |  | 0 |  |  |  | 0 |  | 0 | 0 | 0 |  |  | 0
| Stairway |  | 0.5466
Stairway530 |  | 11 |  | 530 | #N/A | #N/A | #N/A | #N/A |  | #N/A | #N/A | #N/A | 0.5466 |  |  | #N/A |  |  |  | #N/A |  |  | #N/A |  |  |  | #N/A |  | #N/A | #N/A | #N/A |  |  | #N/A
Stairway0 |  | 11 |  | 0 | NA | NA | 0 | 0 |  | 0 | 0 | 0 | 0 |  |  | 0 |  |  |  | 0 |  |  | 0 |  |  |  | 0 |  | 0 | 0 | 0 |  |  | 0
Stairway0 |  | 11 |  | 0 | NA | NA | 0 | 0 |  | 0 | 0 | 0 | 0 |  |  | 0 |  |  |  | 0 |  |  | 0 |  |  |  | 0 |  | 0 | 0 | 0 |  |  | 0
| Storage |  | 0.7288
Storage530 |  | 41 |  | 530 | #N/A | #N/A | #N/A | #N/A |  | #N/A | #N/A | #N/A | 0.7288 |  |  | #N/A |  |  |  | #N/A |  |  | #N/A |  |  |  | #N/A |  | #N/A | #N/A | #N/A |  |  | #N/A
Storage553 |  | 41 |  | 0 | NA | NA | 0 | 0 |  | 0 | 0 | 0 | 0 |  |  | 0 |  |  |  | 0 |  |  | 0 |  |  |  | 0 |  | 0 | 0 | 0 |  |  | 0
Storage0 |  | 41 |  | 0 | NA | NA | 0 | 0 |  | 0 | 0 | 0 | 0 |  |  | 0 |  |  |  | 0 |  |  | 0 |  |  |  | 0 |  | 0 | 0 | 0 |  |  | 0
1 FL linear fluorescent, CF compact fluorescent, MH metal halide
Interior Lighting Costs by Space Type, 2012
| Space Type Lighting Descriptions and Cost Parameters | [18 empty] | New Construction Cost |  |  | Lamp Replacement Cost | [6 empty] | Ballast Replacement Cost
IECC 2012 Lookup Values | 2012 Space Types | Model Number | Lighting Power Allowance, LPD, W/ft2 | Fixtures - ID Number | Fixture type | Lamp Type | Lamp Wattage | Number of Lamps |  | Fixture Watts | Lamp Life, Hours | Quantity of Fixtures/ft2 | Fixture Watts/ft2 |  |  | Fixture Cost only, $/ft2 | not used | not used | not used | Labor Cost $/ft2 |  |  | Lamp Cost, $/ft2 | Labor Crew Type |  |  | Labor Cost/ft2 |  | Total $/ft2 | Ballast Life Hours | Ballast Cost, $/ft2 | Not Used | Not Used | Labor Cost/ft2
Classroom/Lecture/Training | Classroom/Lecture/Training |  | 1.1557 | [26 empty] | 0 | #N/A |  |  | 0
Classroom/Lecture/Training535 |  | 3.1 |  | 535 | #N/A | #N/A | #N/A | #N/A |  | #N/A | #N/A | #N/A | 0.8614 |  |  | #N/A |  |  |  | #N/A |  |  | #N/A |  |  |  | #N/A |  | #N/A | #N/A | #N/A |  |  | #N/A
Classroom/Lecture/Training521 |  | 3.1 |  | 521 | #N/A | #N/A | #N/A | #N/A |  | #N/A | #N/A | #N/A | 0.14357 |  |  | #N/A |  |  |  | #N/A |  |  | #N/A |  |  |  | #N/A |  | #N/A | #N/A | #N/A |  |  | #N/A
Classroom/Lecture/Training0 |  | 3.1 |  | 0 | NA | NA | 0 | 0 |  | 0 | 0 | 0 | 0 |  |  | #N/A |  |  |  | #N/A |  |  | #N/A |  |  |  | #N/A |  | #N/A | #N/A | 0 |  |  | 0
Classroom/Lecture/Training537-1 |  | 3.1 |  | 537-1 | Linear WW Open | FL | 32 | #N/A |  | #N/A | #N/A | #N/A | 0.1507 |  |  | #N/A |  |  |  | #N/A |  |  | #N/A |  |  |  | #N/A |  | #N/A | #N/A | #N/A |  |  | #N/A
| Conference/Meeting/Multipurpose |  | 1.1464
Conference/Meeting/Multipurpose535 |  | 31 |  | 535 | #N/A | #N/A | #N/A | #N/A |  | #N/A | #N/A | #N/A | 0.56321 |  |  | #N/A |  |  |  | #N/A |  |  | #N/A |  |  |  | #N/A |  | #N/A | #N/A | #N/A |  |  | #N/A
Conference/Meeting/Multipurpose511 |  | 31 |  | 511 | Downlight open - flood | PAR | 60 | #N/A |  | #N/A | #N/A | #N/A | 0.40741 |  |  | #N/A |  |  |  | #N/A |  |  | #N/A |  |  |  | #N/A |  | #N/A | #N/A | #N/A |  |  | #N/A
Conference/Meeting/Multipurpose0 |  | 31 |  | 0 | NA | NA | 0 | 0 |  | 0 | 0 | 0 | 0 |  |  | #N/A |  |  |  | #N/A |  |  | #N/A |  |  |  | #N/A |  | #N/A | #N/A | 0 |  |  | 0
Conference/Meeting/Multipurpose527-1 |  | 31 |  | 527-1 | #N/A | #N/A | #N/A | #N/A |  | #N/A | #N/A | #N/A | 0.17574 |  |  | #N/A |  |  |  | #N/A |  |  | #N/A |  |  |  | #N/A |  | #N/A | #N/A | #N/A |  |  | #N/A
| Corridor/Transition |  | 0.61512
Corridor/Transition521 |  | 2 |  | 521 | #N/A | #N/A | #N/A | #N/A |  | #N/A | #N/A | #N/A | 0.61512 |  |  | #N/A |  |  |  | #N/A |  |  | #N/A |  |  |  | #N/A |  | #N/A | #N/A | #N/A |  |  | #N/A
Corridor/Transition0 |  | 2 |  | 0 | NA | NA | 0 | 0 |  | 0 | 0 | 0 | 0 |  |  | #N/A |  |  |  | #N/A |  |  | #N/A |  |  |  | #N/A |  | #N/A | #N/A | 0 |  |  | 0
Corridor/Transition0 |  | 2 |  | 0 | NA | NA | 0 | 0 |  | 0 | 0 | 0 | 0 |  |  | #N/A |  |  |  | #N/A |  |  | #N/A |  |  |  | #N/A |  | #N/A | #N/A | 0 |  |  | 0
Corridor/Transition527-2 |  | 2 |  | 0 | NA | NA | 0 | 0 |  | 0 | 0 | 0 | 9.385e-08 |  |  | #N/A |  |  |  | #N/A |  |  | #N/A |  |  |  | #N/A |  | #N/A | #N/A | 0 |  |  | 0
| Dining Area |  | 0.6058
Dining Area535 |  | 6 |  | 535 | #N/A | #N/A | #N/A | #N/A |  | #N/A | #N/A | #N/A | 0.2236 |  |  | #N/A |  |  |  | #N/A |  |  | #N/A |  |  |  | #N/A |  | #N/A | #N/A | #N/A |  |  | #N/A
Dining Area521 |  | 6 |  | 521 | #N/A | #N/A | #N/A | #N/A |  | #N/A | #N/A | #N/A | 0.10965 |  |  | #N/A |  |  |  | #N/A |  |  | #N/A |  |  |  | #N/A |  | #N/A | #N/A | #N/A |  |  | #N/A
Dining Area0 |  | 6 |  | 0 | NA | NA | 0 | 0 |  | 0 | 0 | 0 | 0 |  |  | #N/A |  |  |  | #N/A |  |  | #N/A |  |  |  | #N/A |  | #N/A | #N/A | 0 |  |  | 0
Dining Area537-1 |  | 6 |  | 537-1 | Linear WW Open | FL | 32 | #N/A |  | #N/A | #N/A | #N/A | 0.27255 |  |  | #N/A |  |  |  | #N/A |  |  | #N/A |  |  |  | #N/A |  | #N/A | #N/A | #N/A |  |  | #N/A
| Electrical/Mechanical |  | 0.8854
Electrical/Mechanical538 |  | 4 |  | 538 | #N/A | #N/A | #N/A | #N/A |  | #N/A | #N/A | #N/A | 0.8854 |  |  | #N/A |  |  |  | #N/A |  |  | #N/A |  |  |  | #N/A |  | #N/A | #N/A | #N/A |  |  | #N/A
Electrical/Mechanical0 |  | 4 |  | 0 | NA | NA | 0 | 0 |  | 0 | 0 | 0 | 0 |  |  | #N/A |  |  |  | #N/A |  |  | #N/A |  |  |  | #N/A |  | #N/A | #N/A | 0 |  |  | 0
Electrical/Mechanical0 |  | 4 |  | 0 | NA | NA | 0 | 0 |  | 0 | 0 | 0 | 0 |  |  | #N/A |  |  |  | #N/A |  |  | #N/A |  |  |  | #N/A |  | #N/A | #N/A | 0 |  |  | 0
Electrical/Mechanical0 |  | 4 |  | 0 | NA | NA | 0 | 0 |  | 0 | 0 | 0 | 9.3035e-08 |  |  | #N/A |  |  |  | #N/A |  |  | #N/A |  |  |  | #N/A |  | #N/A | #N/A | 0 |  |  | 0
| Food Preparation |  | 0.92268
Food Preparation530 |  | 8 |  | 530 | #N/A | #N/A | #N/A | #N/A |  | #N/A | #N/A | #N/A | 0.92268 |  |  | #N/A |  |  |  | #N/A |  |  | #N/A |  |  |  | #N/A |  | #N/A | #N/A | #N/A |  |  | #N/A
Food Preparation0 |  | 8 |  | 0 | NA | NA | 0 | 0 |  | 0 | 0 | 0 | 0 |  |  | #N/A |  |  |  | #N/A |  |  | #N/A |  |  |  | #N/A |  | #N/A | #N/A | 0 |  |  | 0
Food Preparation0 |  | 8 |  | 0 | NA | NA | 0 | 0 |  | 0 | 0 | 0 | 0 |  |  | #N/A |  |  |  | #N/A |  |  | #N/A |  |  |  | #N/A |  | #N/A | #N/A | 0 |  |  | 0
Food Preparation0 |  | 8 |  | 0 | NA | NA | 0 | 0 |  | 0 | 0 | 0 | 9.3143e-08 |  |  | #N/A |  |  |  | #N/A |  |  | #N/A |  |  |  | #N/A |  | #N/A | #N/A | 0 |  |  | 0
| Gymnasium/Fitness-Fitness Area |  | 0.67104
Gymnasium/Fitness-Fitness Area535 |  | 126 |  | 535 | #N/A | #N/A | #N/A | #N/A |  | #N/A | #N/A | #N/A | 0.67104 |  |  | #N/A |  |  |  | #N/A |  |  | #N/A |  |  |  | #N/A |  | #N/A | #N/A | #N/A |  |  | #N/A
Gymnasium/Fitness-Fitness Area0 |  | 126 |  | 0 | NA | NA | 0 | 0 |  | 0 | 0 | 0 | 0 |  |  | #N/A |  |  |  | #N/A |  |  | #N/A |  |  |  | #N/A |  | #N/A | #N/A | 0 |  |  | 0
Gymnasium/Fitness-Fitness Area0 |  | 126 |  | 0 | NA | NA | 0 | 0 |  | 0 | 0 | 0 | 0 |  |  | #N/A |  |  |  | #N/A |  |  | #N/A |  |  |  | #N/A |  | #N/A | #N/A | 0 |  |  | 0
Gymnasium/Fitness-Fitness Area0 |  | 126 |  | 0 | NA | NA | 0 | 0 |  | 0 | 0 | 0 | 9.2799e-08 |  |  | #N/A |  |  |  | #N/A |  |  | #N/A |  |  |  | #N/A |  | #N/A | #N/A | 0 |  |  | 0
| Highway Lodging Guest Rooms |  | 0.699
Highway Lodging Guest Rooms529 |  | 75.01 |  | 529 | #N/A | #N/A | #N/A | #N/A |  | #N/A | #N/A | #N/A | 0.3951 |  |  | #N/A |  |  |  | #N/A |  |  | #N/A |  |  |  | #N/A |  | #N/A | #N/A | #N/A |  |  | #N/A
Highway Lodging Guest Rooms520 |  | 75.01 |  | 520 | #N/A | #N/A | #N/A | #N/A |  | #N/A | #N/A | #N/A | 0.3039 |  |  | #N/A |  |  |  | #N/A |  |  | #N/A |  |  |  | #N/A |  | #N/A | #N/A | #N/A |  |  | #N/A
Highway Lodging Guest Rooms0 |  | 75.01 |  | 0 | NA | NA | 0 | 0 |  | 0 | 0 | 0 | 0 |  |  | #N/A |  |  |  | #N/A |  |  | #N/A |  |  |  | #N/A |  | #N/A | #N/A | 0 |  |  | 0
Highway Lodging Guest Rooms0 |  | 75.01 |  | 0 | NA | NA | 0 | 0 |  | 0 | 0 | 0 | 9.2898e-08 |  |  | #N/A |  |  |  | #N/A |  |  | #N/A |  |  |  | #N/A |  | #N/A | #N/A | 0 |  |  | 0
| Hospital - Laundry/Washing |  | 0.5592
Hospital - Laundry-washing530 |  | 82 |  | 530 | #N/A | #N/A | #N/A | #N/A |  | #N/A | #N/A | #N/A | 0.5592 |  |  | #N/A |  |  |  | #N/A |  |  | #N/A |  |  |  | #N/A |  | #N/A | #N/A | #N/A |  |  | #N/A
Hospital - Laundry-washing0 |  | 82 |  | 0 | NA | NA | 0 | 0 |  | 0 | 0 | 0 | 0 |  |  | #N/A |  |  |  | #N/A |  |  | #N/A |  |  |  | #N/A |  | #N/A | #N/A | 0 |  |  | 0
Hospital - Laundry-washing0 |  | 82 |  | 0 | NA | NA | 0 | 0 |  | 0 | 0 | 0 | 0 |  |  | #N/A |  |  |  | #N/A |  |  | #N/A |  |  |  | #N/A |  | #N/A | #N/A | 0 |  |  | 0
Hospital - Laundry-washing0 |  | 82 |  | 0 | NA | NA | 0 | 0 |  | 0 | 0 | 0 | 9.3915e-08 |  |  | #N/A |  |  |  | #N/A |  |  | #N/A |  |  |  | #N/A |  | #N/A | #N/A | 0 |  |  | 0
| Library |  | 0.86676
Library535 |  | 19 |  | 535 | #N/A | #N/A | #N/A | #N/A |  | #N/A | #N/A | #N/A | 0.36606 |  |  | #N/A |  |  |  | #N/A |  |  | #N/A |  |  |  | #N/A |  | #N/A | #N/A | #N/A |  |  | #N/A
Library520 |  | 19 |  | 520 | #N/A | #N/A | #N/A | #N/A |  | #N/A | #N/A | #N/A | 0.5007 |  |  | #N/A |  |  |  | #N/A |  |  | #N/A |  |  |  | #N/A |  | #N/A | #N/A | #N/A |  |  | #N/A
Library0 |  | 19 |  | 0 | NA | NA | 0 | 0 |  | 0 | 0 | 0 | 0 |  |  | #N/A |  |  |  | #N/A |  |  | #N/A |  |  |  | #N/A |  | #N/A | #N/A | 0 |  |  | 0
Library0 |  | 19 |  | 0 | NA | NA | 0 | 0 |  | 0 | 0 | 0 | 9.3081e-08 |  |  | #N/A |  |  |  | #N/A |  |  | #N/A |  |  |  | #N/A |  | #N/A | #N/A | 0 |  |  | 0
| Lounge/Recreation - Break room |  | 0.68036
Lounge/Recreation - Breakroom521 |  | 9 |  | 521 | #N/A | #N/A | #N/A | #N/A |  | #N/A | #N/A | #N/A | 0.40549 |  |  | #N/A |  |  |  | #N/A |  |  | #N/A |  |  |  | #N/A |  | #N/A | #N/A | #N/A |  |  | #N/A
Lounge/Recreation - Breakroom0 |  | 9 |  | 0 | NA | NA | 0 | 0 |  | 0 | 0 | 0 | 0 |  |  | #N/A |  |  |  | #N/A |  |  | #N/A |  |  |  | #N/A |  | #N/A | #N/A | 0 |  |  | 0
Lounge/Recreation - Breakroom0 |  | 9 |  | 0 | NA | NA | 0 | 0 |  | 0 | 0 | 0 | 0 |  |  | #N/A |  |  |  | #N/A |  |  | #N/A |  |  |  | #N/A |  | #N/A | #N/A | 0 |  |  | 0
Lounge/Recreation - Breakroom527-2 |  | 9 |  | 527-2 | #N/A | #N/A | #N/A | #N/A |  | #N/A | #N/A | #N/A | 0.27487 |  |  | #N/A |  |  |  | #N/A |  |  | #N/A |  |  |  | #N/A |  | #N/A | #N/A | #N/A |  |  | #N/A
| Lobby |  | 0.8388
Lobby523 |  | 20.1 |  | 523 | #N/A | #N/A | #N/A | #N/A |  | #N/A | #N/A | #N/A | 0.46786 |  |  | #N/A |  |  |  | #N/A |  |  | #N/A |  |  |  | #N/A |  | #N/A | #N/A | #N/A |  |  | #N/A
Lobby521 |  | 20.1 |  | 521 | #N/A | #N/A | #N/A | #N/A |  | #N/A | #N/A | #N/A | 0.2205 |  |  | #N/A |  |  |  | #N/A |  |  | #N/A |  |  |  | #N/A |  | #N/A | #N/A | #N/A |  |  | #N/A
Lobby0 |  | 20.1 |  | 0 | NA | NA | 0 | 0 |  | 0 | 0 | 0 | 0 |  |  | #N/A |  |  |  | #N/A |  |  | #N/A |  |  |  | #N/A |  | #N/A | #N/A | 0 |  |  | 0
Lobby534-2 |  | 20.1 |  | 534-2 | Linear Wall Cove | FL | 32 | #N/A |  | #N/A | #N/A | #N/A | 0.15044 |  |  | #N/A |  |  |  | #N/A |  |  | #N/A |  |  |  | #N/A |  | #N/A | #N/A | #N/A |  |  | #N/A
| Office-Enclosed |  | 1.0345
Office-Enclosed531 |  | 25 |  | 531 | #N/A | #N/A | #N/A | #N/A |  | #N/A | #N/A | #N/A | 0.62914 |  |  | #N/A |  |  |  | #N/A |  |  | #N/A |  |  |  | #N/A |  | #N/A | #N/A | #N/A |  |  | #N/A
Office-Enclosed539 |  | 25 |  | 539 | #N/A | #N/A | #N/A | #N/A |  | #N/A | #N/A | #N/A | 0.17357 |  |  | #N/A |  |  |  | #N/A |  |  | #N/A |  |  |  | #N/A |  | #N/A | #N/A | #N/A |  |  | #N/A
Office-Enclosed0 |  | 25 |  | 0 | NA | NA | 0 | 0 |  | 0 | 0 | 0 | 0 |  |  | #N/A |  |  |  | #N/A |  |  | #N/A |  |  |  | #N/A |  | #N/A | #N/A | 0 |  |  | 0
Office-Enclosed537-1 |  | 25 |  | 537-1 | Linear WW Open | FL | 32 | #N/A |  | #N/A | #N/A | #N/A | 0.23181 |  |  | #N/A |  |  |  | #N/A |  |  | #N/A |  |  |  | #N/A |  | #N/A | #N/A | #N/A |  |  | #N/A
| Office - Open Plan (Including Other) |  | 0.91336
Office - Open Plan (Including Other)535 |  | 27 |  | 535 | #N/A | #N/A | #N/A | #N/A |  | #N/A | #N/A | #N/A | 0.67285 |  |  | #N/A |  |  |  | #N/A |  |  | #N/A |  |  |  | #N/A |  | #N/A | #N/A | #N/A |  |  | #N/A
Office - Open Plan (Including Other)539 |  | 27 |  | 539 | #N/A | #N/A | #N/A | #N/A |  | #N/A | #N/A | #N/A | 0.090426 |  |  | #N/A |  |  |  | #N/A |  |  | #N/A |  |  |  | #N/A |  | #N/A | #N/A | #N/A |  |  | #N/A
Office - Open Plan (Including Other)0 |  | 27 |  | 0 | NA | NA | 0 | 0 |  | 0 | 0 | 0 | 0 |  |  | #N/A |  |  |  | #N/A |  |  | #N/A |  |  |  | #N/A |  | #N/A | #N/A | 0 |  |  | 0
Office - Open Plan (Including Other)537-1 |  | 27 |  | 537-1 | Linear WW Open | FL | 32 | #N/A |  | #N/A | #N/A | #N/A | 0.15009 |  |  | #N/A |  |  |  | #N/A |  |  | #N/A |  |  |  | #N/A |  | #N/A | #N/A | #N/A |  |  | #N/A
| Restrooms |  | 0.91336
Restrooms604 |  | 12 |  | 604 | Wall Mounted Linear Direct/Indirect | FL | 32 | #N/A |  | #N/A | #N/A | #N/A | 0.26877 |  |  | #N/A |  |  |  | #N/A |  |  | #N/A |  |  |  | #N/A |  | #N/A | #N/A | #N/A |  |  | #N/A
Restrooms520 |  | 12 |  | 520 | #N/A | #N/A | #N/A | #N/A |  | #N/A | #N/A | #N/A | 0.41455 |  |  | #N/A |  |  |  | #N/A |  |  | #N/A |  |  |  | #N/A |  | #N/A | #N/A | #N/A |  |  | #N/A
Restrooms0 |  | 12 |  | 0 | NA | NA | 0 | 0 |  | 0 | 0 | 0 | 0 |  |  | #N/A |  |  |  | #N/A |  |  | #N/A |  |  |  | #N/A |  | #N/A | #N/A | 0 |  |  | 0
Restrooms534-2 |  | 12 |  | 534-2 | Linear Wall Cove | FL | 32 | #N/A |  | #N/A | #N/A | #N/A | 0.23004 |  |  | #N/A |  |  |  | #N/A |  |  | #N/A |  |  |  | #N/A |  | #N/A | #N/A | #N/A |  |  | #N/A
| Retail - Sales Area |  | 1.5658
Retail - Sales Area535 |  | 97 |  | 535 | #N/A | #N/A | #N/A | #N/A |  | #N/A | #N/A | #N/A | 0.94843 |  |  | #N/A |  |  |  | #N/A |  |  | #N/A |  |  |  | #N/A |  | #N/A | #N/A | #N/A |  |  | #N/A
Retail - Sales Area541 |  | 97 |  | 541 | #N/A |  | #N/A | #N/A |  | #N/A | #N/A | #N/A | 0.46973 |  |  | #N/A |  |  |  | #N/A |  |  | #N/A |  |  |  | #N/A |  | #N/A | #N/A | #N/A |  |  | #N/A
Retail - Sales Area0 |  | 97 |  | 0 | NA | NA | 0 | 0 |  | 0 | 0 | 0 | 0 |  |  | #N/A |  |  |  | #N/A |  |  | #N/A |  |  |  | #N/A |  | #N/A | #N/A | 0 |  |  | 0
Retail - Sales Area537-1 |  | 97 |  | 537-1 | Linear WW Open | FL | 32 | #N/A |  | #N/A | #N/A | #N/A | 0.1476 |  |  | #N/A |  |  |  | #N/A |  |  | #N/A |  |  |  | #N/A |  | #N/A | #N/A | #N/A |  |  | #N/A
| Stairway |  | 0.64308
Stairway530 |  | 11 |  | 530 | #N/A | #N/A | #N/A | #N/A |  | #N/A | #N/A | #N/A | 0.34695 |  |  | #N/A |  |  |  | #N/A |  |  | #N/A |  |  |  | #N/A |  | #N/A | #N/A | #N/A |  |  | #N/A
Stairway602 |  | 11 |  | 602 | #N/A | #N/A | #N/A | #N/A |  | #N/A | #N/A | #N/A | 0.29613 |  |  | #N/A |  |  |  | #N/A |  |  | #N/A |  |  |  | #N/A |  | #N/A | #N/A | #N/A |  |  | #N/A
Stairway0 |  | 11 |  | 0 | NA | NA | 0 | 0 |  | 0 | 0 | 0 | 0 |  |  | #N/A |  |  |  | #N/A |  |  | #N/A |  |  |  | #N/A |  | #N/A | #N/A | 0 |  |  | 0
Stairway0 |  | 11 |  | 0 | NA | NA | 0 | 0 |  | 0 | 0 | 0 | 9.3133e-08 |  |  | #N/A |  |  |  | #N/A |  |  | #N/A |  |  |  | #N/A |  | #N/A | #N/A | 0 |  |  | 0
| Storage |  | 0.58716
Storage538 |  | 41 |  | 538 | #N/A | #N/A | #N/A | #N/A |  | #N/A | #N/A | #N/A | 0.58716 |  |  | #N/A |  |  |  | #N/A |  |  | #N/A |  |  |  | #N/A |  | #N/A | #N/A | #N/A |  |  | #N/A
Storage0 |  | 41 |  | 0 | NA | NA | 0 | 0 |  | 0 | 0 | 0 | 0 |  |  | #N/A |  |  |  | #N/A |  |  | #N/A |  |  |  | #N/A |  | #N/A | #N/A | 0 |  |  | 0
Storage0 |  | 41 |  | 0 | NA | NA | 0 | 0 |  | 0 | 0 | 0 | 0 |  |  | #N/A |  |  |  | #N/A |  |  | #N/A |  |  |  | #N/A |  | #N/A | #N/A | 0 |  |  | 0
Storage0 |  | 41 |  | 0 | NA | NA | 0 | 0 |  | 0 | 0 | 0 | 9.2545e-08 |  |  | #N/A |  |  |  | #N/A |  |  | #N/A |  |  |  | #N/A |  | #N/A | #N/A | 0 |  |  | 0
| Lobby - Hotel |  | 0.98792
Lobby - Hotel572 |  | 79 |  | 572 | Downlight open | TH | 75 | #N/A |  | #N/A | #N/A | #N/A | 0.83777 |  |  | #N/A |  |  |  | #N/A |  |  | #N/A |  |  |  | #N/A |  | #N/A | #N/A | #N/A |  |  | #N/A
Lobby - Hotel0 |  | 79 |  | 0 | NA | NA | 0 | 0 |  | 0 | 0 | 0 | 0 |  |  | #N/A |  |  |  | #N/A |  |  | #N/A |  |  |  | #N/A |  | #N/A | #N/A | 0 |  |  | 0
Lobby - Hotel0 |  | 79 |  | 0 | NA | NA | 0 | 0 |  | 0 | 0 | 0 | 0 |  |  | #N/A |  |  |  | #N/A |  |  | #N/A |  |  |  | #N/A |  | #N/A | #N/A | 0 |  |  | 0
Lobby - Hotel527-1 |  | 79 |  | 527-1 | #N/A | #N/A | #N/A | #N/A |  | #N/A | #N/A | #N/A | 0.15015 |  |  | #N/A |  |  |  | #N/A |  |  | #N/A |  |  |  | #N/A |  | #N/A | #N/A | #N/A |  |  | #N/A
1 FL linear fluorescent, CF compact fluorescent, MH metal halide

## Int Ltg LPD Space Types PS (hidden)
| IECC Cost Effectiveness - Interior Lighting Power Density - Fixture Costs per Square Foot for Each Space Type - Primary School | [18 empty] | PRIMARY SCHOOL
Adjustment Factors for LPD
| Interior lighting costs by space type and fixture type IECC 2009, North Carolina Base Code, and IECC 2012 tables. | [18 empty] | 2009 | 1.011
| 90.1-07 and 2010 in Int Ltg LPD Space Types 90_1 (same for all prototypes). Values come from "Int Ltg Comp" worksheet in this workbook. | [18 empty] | N. Carolina | 0.825
[20 empty] | 2012 | 0.94
Interior Lighting Costs by Space Type, 2009
1 | 2 | 3 | 4 | 5 | 6 | 7 | 8 | 9 | 10 | 11 | 12 | 13 | 14 | 15 | 16 | 17 | 18 | 19 | 20 | 21 | 22 | 23 | 24 | 25 | 26 | 27 | 28 | 30 | 31 | 32 | 33 | 34 | 35
| Space Type Lighting Descriptions and Cost Parameters | [14 empty] | New Construction Cost | [6 empty] | Lamp Replacement Cost | [5 empty] | Ballast Replacement Cost
IECC 2009 Lookup Values | 2009 Space Types | 90.1 Lighting Subcommittee Model Number | Space Type Lighting Power Allowance W/ft2 | Fixture ID Number | Fixture Type | Lamp Type1 | Lamp Wattage | Number of Lamps | Not Used | Fixture Watts | Lamp Life Hours | Quantity of Fixtures/ft2 | Fixture Watts/ft2 | not used | not used | Fixture Cost/ft2 | not used | not used | not used | Labor Cost $/ft2 | Not Used | Not Used | Lamp Cost $/ft2 | Not Used | Not Used | Not Used | Labor Cost/ft2 | Total $/ft2 | Ballast Life Hours | Ballast Cost, $/ft2 | Not Used | Not Used | Labor Cost/ft2 | Not Used | Not Used
Classroom/Lecture/Training | Classroom/Lecture/Training |  | 1.4154
Classroom/Lecture/Training535 |  | 3.1 |  | 535 | #N/A | #N/A | #N/A | #N/A |  | #N/A | #N/A | #N/A | 1.1645 |  |  | #N/A |  |  |  | #N/A |  |  | #N/A |  |  |  | #N/A | #N/A | #N/A | #N/A |  |  | #N/A
Classroom/Lecture/Training537-2 |  | 3.1 |  | 537-2 | #N/A | #N/A | #N/A | #N/A |  | #N/A | #N/A | #N/A | 0.2509 |  |  | #N/A |  |  |  | #N/A |  |  | #N/A |  |  |  | #N/A | #N/A | #N/A | #N/A |  |  | #N/A
Classroom/Lecture/Training0 |  | 3.1 |  | 0 | NA | NA | 0 | 0 |  | 0 | 0 | 0 | 0 |  |  | 0 |  |  |  | 0 |  |  | 0 |  |  |  | 0 | 0 | 0 | 0 |  |  | 0
| Conference/Meeting/Multipurpose |  | 1.3143
Conference/Meeting/Multipurpose535 |  | 31 |  | 535 | #N/A | #N/A | #N/A | #N/A |  | #N/A | #N/A | #N/A | 0.67133 |  |  | #N/A |  |  |  | #N/A |  |  | #N/A |  |  |  | #N/A | #N/A | #N/A | #N/A |  |  | #N/A
Conference/Meeting/Multipurpose537-1 |  | 31 |  | 537-1 | Linear WW Open | FL | 32 | 1 |  | 29 | 36000 | 0.013179 | 0.3822 |  |  | 1.365 |  |  |  | 0.81053 |  |  | 0.044151 |  |  |  | 0.072048 | 0.1162 | 50000 | 0.39538 |  |  | 0.81053
Conference/Meeting/Multipurpose511 |  | 31 |  | 511 | Downlight open - flood | PAR | 60 | 1 |  | 60 | 4200 | 0.0043461 | 0.26077 |  |  | 0.16115 |  |  |  | 0.26729 |  |  | 0.09292 |  |  |  | 0.012647 | 0.10557 | 0 | 0 |  |  | 0
| Corridor/Transition |  | 0.5055
Corridor/Transition530 |  | 2 |  | 530 | #N/A | #N/A | #N/A | #N/A |  | #N/A | #N/A | #N/A | 0.29073 |  |  | #N/A |  |  |  | #N/A |  |  | #N/A |  |  |  | #N/A | #N/A | #N/A | #N/A |  |  | #N/A
Corridor/Transition537-2 |  | 2 |  | 537-2 | #N/A | #N/A | #N/A | #N/A |  | #N/A | #N/A | #N/A | 0.21477 |  |  | #N/A |  |  |  | #N/A |  |  | #N/A |  |  |  | #N/A | #N/A | #N/A | #N/A |  |  | #N/A
Corridor/Transition0 |  | 2 |  | 0 | NA | NA | 0 | 0 |  | 0 | 0 | 0 | 0 |  |  | 0 |  |  |  | 0 |  |  | 0 |  |  |  | 0 | 0 | 0 | 0 |  |  | 0
| Dining Area |  | 0.9099
Dining Area531 |  | 6 |  | 531 | #N/A | #N/A | #N/A | #N/A |  | #N/A | #N/A | #N/A | 0.69789 |  |  | #N/A |  |  |  | #N/A |  |  | #N/A |  |  |  | #N/A | #N/A | #N/A | #N/A |  |  | #N/A
Dining Area524 |  | 6 |  | 524 | indirect Wall Scounce | CF | 18 | 2 |  | 39 | 10000 | 0.0054361 | 0.21201 |  |  | 0.48745 |  |  |  | 0.33432 |  |  | 0.17069 |  |  |  | 0.031529 | 0.20222 | 50000 | 0 |  |  | 0
Dining Area0 |  | 6
| Electrical/Mechanical |  | 1.5165
Electrical/Mechanical538 |  | 4 |  | 538 | #N/A | #N/A | #N/A | #N/A |  | #N/A | #N/A | #N/A | 1.5165 |  |  | #N/A |  |  |  | #N/A |  |  | #N/A |  |  |  | #N/A | #N/A | #N/A | #N/A |  |  | #N/A
Electrical/Mechanical0 |  | 4 |  | 0 | NA | NA | 0 | 0 |  | 0 | 0 | 0 | 0 |  |  | 0 |  |  |  | 0 |  |  | 0 |  |  |  | 0 | 0 | 0 | 0 |  |  | 0
Electrical/Mechanical0 |  | 4 |  | 0 | NA | NA | 0 | 0 |  | 0 | 0 | 0 | 0 |  |  | 0 |  |  |  | 0 |  |  | 0 |  |  |  | 0 | 0 | 0 | 0 |  |  | 0
| Food Preparation |  | 1.2132
Food Preparation530 |  | 8 |  | 530 | #N/A | #N/A | #N/A | #N/A |  | #N/A | #N/A | #N/A | 1.2132 |  |  | #N/A |  |  |  | #N/A |  |  | #N/A |  |  |  | #N/A | #N/A | #N/A | #N/A |  |  | #N/A
Food Preparation0 |  | 8 |  | 0 | NA | NA | 0 | 0 |  | 0 | 0 | 0 | 0 |  |  | 0 |  |  |  | 0 |  |  | 0 |  |  |  | 0 | 0 | 0 | 0 |  |  | 0
Food Preparation0 |  | 8 |  | 0 | NA | NA | 0 | 0 |  | 0 | 0 | 0 | 0 |  |  | 0 |  |  |  | 0 |  |  | 0 |  |  |  | 0 | 0 | 0 | 0 |  |  | 0
| Gymnasium/Fitness-Fitness Area |  | 0.9099
Gymnasium/Fitness-Fitness Area535 |  | 126 |  | 535 | #N/A | #N/A | #N/A | #N/A |  | #N/A | #N/A | #N/A | 0.9099 |  |  | #N/A |  |  |  | #N/A |  |  | #N/A |  |  |  | #N/A | #N/A | #N/A | #N/A |  |  | #N/A
Gymnasium/Fitness-Fitness Area0 |  | 126 |  | 0 | NA | NA | 0 | 0 |  | 0 | 0 | 0 | 0 |  |  | 0 |  |  |  | 0 |  |  | 0 |  |  |  | 0 | 0 | 0 | 0 |  |  | 0
Gymnasium/Fitness-Fitness Area0 |  | 126 |  | 0 | NA | NA | 0 | 0 |  | 0 | 0 | 0 | 0 |  |  | 0 |  |  |  | 0 |  |  | 0 |  |  |  | 0 | 0 | 0 | 0 |  |  | 0
| Highway Lodging Guest Rooms |  | 1.1121
Highway Lodging Guest Rooms524 |  | 75.01 |  | 524 | indirect Wall Scounce | CF | 18 | 2 |  | 39 | 10000 | 0.0043419 | 0.16933 |  |  | 0.38934 |  |  |  | 0.26703 |  |  | 0.13634 |  |  |  | 0.025183 | 0.16152 | 50000 | 0 |  |  | 0
Highway Lodging Guest Rooms520 |  | 75.01 |  | 520 | #N/A | #N/A | #N/A | #N/A |  | #N/A | #N/A | #N/A | 0.94277 |  |  | #N/A |  |  |  | #N/A |  |  | #N/A |  |  |  | #N/A | #N/A | #N/A | #N/A |  |  | #N/A
Highway Lodging Guest Rooms0 |  | 75.01 |  | 0 | NA | NA | 0 | 0 |  | 0 | 0 | 0 | 0 |  |  | 0 |  |  |  | 0 |  |  | 0 |  |  |  | 0 | 0 | 0 | 0 |  |  | 0
| Hospital - Laundry/Washing |  | 0.6066
Hospital - Laundry-washing530 |  | 82 |  | 530 | #N/A | #N/A | #N/A | #N/A |  | #N/A | #N/A | #N/A | 0.6066 |  |  | #N/A |  |  |  | #N/A |  |  | #N/A |  |  |  | #N/A | #N/A | #N/A | #N/A |  |  | #N/A
Hospital - Laundry-washing0 |  | 82 |  | 0 | NA | NA | 0 | 0 |  | 0 | 0 | 0 | 0 |  |  | 0 |  |  |  | 0 |  |  | 0 |  |  |  | 0 | 0 | 0 | 0 |  |  | 0
Hospital - Laundry-washing0 |  | 82 |  | 0 | NA | NA | 0 | 0 |  | 0 | 0 | 0 | 0 |  |  | 0 |  |  |  | 0 |  |  | 0 |  |  |  | 0 | 0 | 0 | 0 |  |  | 0
| Library |  | 1.2132
Library535 |  | 19 |  | 535 | #N/A | #N/A | #N/A | #N/A |  | #N/A | #N/A | #N/A | 0.61671 |  |  | #N/A |  |  |  | #N/A |  |  | #N/A |  |  |  | #N/A | #N/A | #N/A | #N/A |  |  | #N/A
Library520 |  | 19 |  | 520 | #N/A | #N/A | #N/A | #N/A |  | #N/A | #N/A | #N/A | 0.26286 |  |  | #N/A |  |  |  | #N/A |  |  | #N/A |  |  |  | #N/A | #N/A | #N/A | #N/A |  |  | #N/A
Library529 |  | 19 |  | 529 | #N/A | #N/A | #N/A | #N/A |  | #N/A | #N/A | #N/A | 0.32352 |  |  | #N/A |  |  |  | #N/A |  |  | #N/A |  |  |  | #N/A | #N/A | #N/A | #N/A |  |  | #N/A
| Lobby |  | 1.3143
Lobby534-2 |  | 20.1 |  | 534-2 | Linear Wall Cove | FL | 32 | 1 |  | 29 | 36000 | 0.0090912 | 0.26364 |  |  | 3.4547 |  |  |  | 0.52612 |  |  | 0.030456 |  |  |  | 0.049699 | 0.080155 | 50000 | 0.27274 |  |  | 0.55911
Lobby523 |  | 20.1 |  | 523 | #N/A | #N/A | #N/A | #N/A |  | #N/A | #N/A | #N/A | 0.96075 |  |  | #N/A |  |  |  | #N/A |  |  | #N/A |  |  |  | #N/A | #N/A | #N/A | #N/A |  |  | #N/A
Lobby521 |  | 20.1 |  | 521 | #N/A | #N/A | #N/A | #N/A |  | #N/A | #N/A | #N/A | 0.089903 |  |  | #N/A |  |  |  | #N/A |  |  | #N/A |  |  |  | #N/A | #N/A | #N/A | #N/A |  |  | #N/A
| Lobby - Hotel |  | 1.1121 | [26 empty] | #N/A
Lobby - Hotel535 |  | 79 |  | 535 | #N/A | #N/A | #N/A | #N/A |  | #N/A | #N/A | #N/A | 0.027831 |  |  | #N/A |  |  |  | #N/A |  |  | #N/A |  |  |  | #N/A | #N/A | #N/A | #N/A |  |  | #N/A
Lobby - Hotel572 |  | 79 |  | 572 | Downlight open | TH | 75 | 1 |  | 75 | 850 | 0.012939 | 0.97043 |  |  | 0.361 |  |  |  | 0.79575 |  |  | 0.27664 |  |  |  | 0.30407 | 0.5807 | 0 | 0 |  |  | 0
Lobby - Hotel524 |  | 79 |  | 524 | indirect Wall Scounce | CF | 18 | 2 |  | 39 | 10000 | 0.002919 | 0.11384 |  |  | 0.26175 |  |  |  | 0.17952 |  |  | 0.091658 |  |  |  | 0.01693 | 0.10859 | 50000 | 0 |  |  | 0
| Lounge/Recreation - Break room |  | 1.2132
Lounge/Recreation - Breakroom537-1 |  | 9 |  | 537-1 | Linear WW Open | FL | 32 | 1 |  | 29 | 36000 | 0.013184 | 0.38234 |  |  | 1.3655 |  |  |  | 0.81082 |  |  | 0.044167 |  |  |  | 0.072074 | 0.11624 | 50000 | 0.39552 |  |  | 0.81082
Lounge/Recreation - Breakroom572 |  | 9 |  | 0 | NA | NA | 0 | 0 |  | 0 | 0 | 0 | 0 |  |  | 0 |  |  |  | 0 |  |  | 0 |  |  |  | 0 | 0 | 0 | 0 |  |  | 0
Lounge/Recreation - Breakroom521 |  | 9 |  | 521 | #N/A | #N/A | #N/A | #N/A |  | #N/A | #N/A | #N/A | 0.83086 |  |  | #N/A |  |  |  | #N/A |  |  | #N/A |  |  |  | #N/A | #N/A | #N/A | #N/A |  |  | #N/A
| Office-Enclosed |  | 1.1121
Office-Enclosed535 |  | 25 |  | 535 | #N/A | #N/A | #N/A | #N/A |  | #N/A | #N/A | #N/A | 0.78498 |  |  | #N/A |  |  |  | #N/A |  |  | #N/A |  |  |  | #N/A | #N/A | #N/A | #N/A |  |  | #N/A
Office-Enclosed539 |  | 25 |  | 539 | #N/A | #N/A | #N/A | #N/A |  | #N/A | #N/A | #N/A | 0.12415 |  |  | #N/A |  |  |  | #N/A |  |  | #N/A |  |  |  | #N/A | #N/A | #N/A | #N/A |  |  | #N/A
Office-Enclosed537-2 |  | 25 |  | 537-2 | #N/A | #N/A | #N/A | #N/A |  | #N/A | #N/A | #N/A | 0.20296 |  |  | #N/A |  |  |  | #N/A |  |  | #N/A |  |  |  | #N/A | #N/A | #N/A | #N/A |  |  | #N/A
| Office - Open Plan (Including Other) |  | 1.1121
Office - Open Plan (Including Other)535 |  | 27 |  | 535 | #N/A | #N/A | #N/A | #N/A |  | #N/A | #N/A | #N/A | 0.89005 |  |  | #N/A |  |  |  | #N/A |  |  | #N/A |  |  |  | #N/A | #N/A | #N/A | #N/A |  |  | #N/A
Office - Open Plan (Including Other)539 |  | 27 |  | 539 | #N/A | #N/A | #N/A | #N/A |  | #N/A | #N/A | #N/A | 0.15837 |  |  | #N/A |  |  |  | #N/A |  |  | #N/A |  |  |  | #N/A | #N/A | #N/A | #N/A |  |  | #N/A
Office - Open Plan (Including Other)524 |  | 27 |  | 524 | indirect Wall Scounce | CF | 18 | 2 |  | 39 | 10000 | 0.001633 | 0.063686 |  |  | 0.14643 |  |  |  | 0.10043 |  |  | 0.051276 |  |  |  | 0.0094713 | 0.060747 | 50000 | 0 |  |  | 0
| Restrooms |  | 0.9099
Restrooms521 |  | 12 |  | 521 | #N/A | #N/A | #N/A | #N/A |  | #N/A | #N/A | #N/A | 0.42931 |  |  | #N/A |  |  |  | #N/A |  |  | #N/A |  |  |  | #N/A | #N/A | #N/A | #N/A |  |  | #N/A
Restrooms537-1 |  | 12 |  | 537-1 | Linear WW Open | FL | 32 | 1 |  | 29 | 36000 | 0.011882 | 0.34458 |  |  | 1.2306 |  |  |  | 0.73075 |  |  | 0.039805 |  |  |  | 0.064957 | 0.10476 | 50000 | 0.35646 |  |  | 0.73075
Restrooms524 |  | 12 |  | 524 | indirect Wall Scounce | CF | 18 | 2 |  | 39 | 10000 | 0.0034873 | 0.136 |  |  | 0.3127 |  |  |  | 0.21447 |  |  | 0.1095 |  |  |  | 0.020226 | 0.12973 | 50000 | 0 |  |  | 0
| Retail - Sales Area |  | 1.7187
Retail - Sales Area535 |  | 97 |  | 535 | #N/A | #N/A | #N/A | #N/A |  | #N/A | #N/A | #N/A | 0.97004 |  |  | #N/A |  |  |  | #N/A |  |  | #N/A |  |  |  | #N/A | #N/A | #N/A | #N/A |  |  | #N/A
Retail - Sales Area541 |  | 97 |  | 541 | #N/A | #N/A | #N/A | #N/A |  | #N/A | #N/A | #N/A | 0.74866 |  |  | #N/A |  |  |  | #N/A |  |  | #N/A |  |  |  | #N/A | #N/A | #N/A | #N/A |  |  | #N/A
Retail - Sales Area572 |  | 97 |  | 0 | NA | NA | 0 | 0 |  | 0 | 0 | 0 | 0 |  |  | 0 |  |  |  | 0 |  |  | 0 |  |  |  | 0 | 0 | 0 | 0 |  |  | 0
| Stairway |  | 0.6066
Stairway530 |  | 11 |  | 530 | #N/A | #N/A | #N/A | #N/A |  | #N/A | #N/A | #N/A | 0.6066 |  |  | #N/A |  |  |  | #N/A |  |  | #N/A |  |  |  | #N/A | #N/A | #N/A | #N/A |  |  | #N/A
Stairway0 |  | 11 |  | 0 | NA | NA | 0 | 0 |  | 0 | 0 | 0 | 0 |  |  | 0 |  |  |  | 0 |  |  | 0 |  |  |  | 0 | 0 | 0 | 0 |  |  | 0
Stairway0 |  | 11 |  | 0 | NA | NA | 0 | 0 |  | 0 | 0 | 0 | 0 |  |  | 0 |  |  |  | 0 |  |  | 0 |  |  |  | 0 | 0 | 0 | 0 |  |  | 0
| Storage |  | 0.8088
Storage530 |  | 41 |  | 530 | #N/A | #N/A | #N/A | #N/A |  | #N/A | #N/A | #N/A | 0.8088 |  |  | #N/A |  |  |  | #N/A |  |  | #N/A |  |  |  | #N/A | #N/A | #N/A | #N/A |  |  | #N/A
Storage553 |  | 41 |  | 0 | NA | NA | 0 | 0 |  | 0 | 0 | 0 | 0 |  |  | 0 |  |  |  | 0 |  |  | 0 |  |  |  | 0 | 0 | 0 | 0 |  |  | 0
Storage0 |  | 41 |  | 0 | NA | NA | 0 | 0 |  | 0 | 0 | 0 | 0 |  |  | 0 |  |  |  | 0 |  |  | 0 |  |  |  | 0 | 0 | 0 | 0 |  |  | 0
1 FL linear fluorescent, CF compact fluorescent, MH metal halide
Interior Lighting Costs by Space Type, North Carolina Base Code
| Space Type Lighting Descriptions and Cost Parameters | [14 empty] | New Construction Cost | [6 empty] | Lamp Replacement Cost | [5 empty] | Ballast Replacement Cost
North Carolina Base Code Lookup Values | 2009 Space Types | 90.1 Lighting Subcommittee Model Number | Space Type Lighting Power Allowance W/ft2 | Fixture ID Number | Fixture Type | Lamp Type1 | Lamp Wattage | Number of Lamps | Not Used | Fixture Watts | Lamp Life Hours | Quantity of Fixtures/ft2 | Fixture Watts/ft2 | not used | not used | Fixture Cost/ft2 | not used | not used | not used | Labor Cost $/ft2 | Not Used | Not Used | Lamp Cost $/ft2 | Not Used | Not Used | Not Used | Labor Cost/ft2 | Total $/ft2 | Ballast Life Hours | Ballast Cost, $/ft2 | Not Used | Not Used | Labor Cost/ft2 | Not Used | Not Used
Classroom/Lecture/Training | Classroom/Lecture/Training |  | 1.155
Classroom/Lecture/Training535 |  | 3.1 |  | 535 | #N/A | #N/A | #N/A | #N/A |  | #N/A | #N/A | #N/A | 0.95026 |  |  | #N/A |  |  |  | #N/A |  |  | #N/A |  |  |  | #N/A | #N/A | #N/A | #N/A |  |  | #N/A
Classroom/Lecture/Training537-2 |  | 3.1 |  | 537-2 | #N/A | #N/A | #N/A | #N/A |  | #N/A | #N/A | #N/A | 0.20474 |  |  | #N/A |  |  |  | #N/A |  |  | #N/A |  |  |  | #N/A | #N/A | #N/A | #N/A |  |  | #N/A
Classroom/Lecture/Training0 |  | 3.1 |  | 0 | NA | NA | 0 | 0 |  | 0 | 0 | 0 | 0 |  |  | 0 |  |  |  | 0 |  |  | 0 |  |  |  | 0 | 0 | 0 | 0 |  |  | 0
| Conference/Meeting/Multipurpose |  | 1.0725
Conference/Meeting/Multipurpose535 |  | 31 |  | 535 | #N/A | #N/A | #N/A | #N/A |  | #N/A | #N/A | #N/A | 0.54782 |  |  | #N/A |  |  |  | #N/A |  |  | #N/A |  |  |  | #N/A | #N/A | #N/A | #N/A |  |  | #N/A
Conference/Meeting/Multipurpose537-1 |  | 31 |  | 537-1 | Linear WW Open | FL | 32 | 1 |  | 29 | 36000 | 0.010755 | 0.31188 |  |  | 1.1139 |  |  |  | 0.66141 |  |  | 0.036028 |  |  |  | 0.058793 | 0.09482 | 50000 | 0.32264 |  |  | 0.66141
Conference/Meeting/Multipurpose511 |  | 31 |  | 511 | Downlight open - flood | PAR | 60 | 1 |  | 60 | 4200 | 0.0035465 | 0.21279 |  |  | 0.13151 |  |  |  | 0.21811 |  |  | 0.075825 |  |  |  | 0.01032 | 0.086146 | 0 | 0 |  |  | 0
| Corridor/Transition |  | 0.4125
Corridor/Transition530 |  | 2 |  | 530 | #N/A | #N/A | #N/A | #N/A |  | #N/A | #N/A | #N/A | 0.23725 |  |  | #N/A |  |  |  | #N/A |  |  | #N/A |  |  |  | #N/A | #N/A | #N/A | #N/A |  |  | #N/A
Corridor/Transition537-2 |  | 2 |  | 537-2 | #N/A | #N/A | #N/A | #N/A |  | #N/A | #N/A | #N/A | 0.17525 |  |  | #N/A |  |  |  | #N/A |  |  | #N/A |  |  |  | #N/A | #N/A | #N/A | #N/A |  |  | #N/A
Corridor/Transition0 |  | 2 |  | 0 | NA | NA | 0 | 0 |  | 0 | 0 | 0 | 0 |  |  | 0 |  |  |  | 0 |  |  | 0 |  |  |  | 0 | 0 | 0 | 0 |  |  | 0
| Dining Area |  | 0.7425
Dining Area531 |  | 6 |  | 531 | #N/A | #N/A | #N/A | #N/A |  | #N/A | #N/A | #N/A | 0.5695 |  |  | #N/A |  |  |  | #N/A |  |  | #N/A |  |  |  | #N/A | #N/A | #N/A | #N/A |  |  | #N/A
Dining Area524 |  | 6 |  | 524 | indirect Wall Scounce | CF | 18 | 2 |  | 39 | 10000 | 0.004436 | 0.173 |  |  | 0.39777 |  |  |  | 0.27281 |  |  | 0.13929 |  |  |  | 0.025729 | 0.16502 | 50000 | 0 |  |  | 0
Dining Area0 |  | 6
| Electrical/Mechanical |  | 1.2375
Electrical/Mechanical538 |  | 4 |  | 538 | #N/A | #N/A | #N/A | #N/A |  | #N/A | #N/A | #N/A | 1.2375 |  |  | #N/A |  |  |  | #N/A |  |  | #N/A |  |  |  | #N/A | #N/A | #N/A | #N/A |  |  | #N/A
Electrical/Mechanical0 |  | 4 |  | 0 | NA | NA | 0 | 0 |  | 0 | 0 | 0 | 0 |  |  | 0 |  |  |  | 0 |  |  | 0 |  |  |  | 0 | 0 | 0 | 0 |  |  | 0
Electrical/Mechanical0 |  | 4 |  | 0 | NA | NA | 0 | 0 |  | 0 | 0 | 0 | 0 |  |  | 0 |  |  |  | 0 |  |  | 0 |  |  |  | 0 | 0 | 0 | 0 |  |  | 0
| Food Preparation |  | 0.99
Food Preparation530 |  | 8 |  | 530 | #N/A | #N/A | #N/A | #N/A |  | #N/A | #N/A | #N/A | 0.99 |  |  | #N/A |  |  |  | #N/A |  |  | #N/A |  |  |  | #N/A | #N/A | #N/A | #N/A |  |  | #N/A
Food Preparation0 |  | 8 |  | 0 | NA | NA | 0 | 0 |  | 0 | 0 | 0 | 0 |  |  | 0 |  |  |  | 0 |  |  | 0 |  |  |  | 0 | 0 | 0 | 0 |  |  | 0
Food Preparation0 |  | 8 |  | 0 | NA | NA | 0 | 0 |  | 0 | 0 | 0 | 0 |  |  | 0 |  |  |  | 0 |  |  | 0 |  |  |  | 0 | 0 | 0 | 0 |  |  | 0
| Gymnasium/Fitness-Fitness Area |  | 0.7425
Gymnasium/Fitness-Fitness Area535 |  | 126 |  | 535 | #N/A | #N/A | #N/A | #N/A |  | #N/A | #N/A | #N/A | 0.7425 |  |  | #N/A |  |  |  | #N/A |  |  | #N/A |  |  |  | #N/A | #N/A | #N/A | #N/A |  |  | #N/A
Gymnasium/Fitness-Fitness Area0 |  | 126 |  | 0 | NA | NA | 0 | 0 |  | 0 | 0 | 0 | 0 |  |  | 0 |  |  |  | 0 |  |  | 0 |  |  |  | 0 | 0 | 0 | 0 |  |  | 0
Gymnasium/Fitness-Fitness Area0 |  | 126 |  | 0 | NA | NA | 0 | 0 |  | 0 | 0 | 0 | 0 |  |  | 0 |  |  |  | 0 |  |  | 0 |  |  |  | 0 | 0 | 0 | 0 |  |  | 0
| Highway Lodging Guest Rooms |  | 0.9075
Highway Lodging Guest Rooms524 |  | 75.01 |  | 524 | indirect Wall Scounce | CF | 18 | 2 |  | 39 | 10000 | 0.0035431 | 0.13818 |  |  | 0.31771 |  |  |  | 0.2179 |  |  | 0.11125 |  |  |  | 0.02055 | 0.1318 | 50000 | 0 |  |  | 0
Highway Lodging Guest Rooms520 |  | 75.01 |  | 520 | #N/A | #N/A | #N/A | #N/A |  | #N/A | #N/A | #N/A | 0.76932 |  |  | #N/A |  |  |  | #N/A |  |  | #N/A |  |  |  | #N/A | #N/A | #N/A | #N/A |  |  | #N/A
Highway Lodging Guest Rooms0 |  | 75.01 |  | 0 | NA | NA | 0 | 0 |  | 0 | 0 | 0 | 0 |  |  | 0 |  |  |  | 0 |  |  | 0 |  |  |  | 0 | 0 | 0 | 0 |  |  | 0
| Hospital - Laundry/Washing |  | 0.495
Hospital - Laundry-washing530 |  | 82 |  | 530 | #N/A | #N/A | #N/A | #N/A |  | #N/A | #N/A | #N/A | 0.495 |  |  | #N/A |  |  |  | #N/A |  |  | #N/A |  |  |  | #N/A | #N/A | #N/A | #N/A |  |  | #N/A
Hospital - Laundry-washing0 |  | 82 |  | 0 | NA | NA | 0 | 0 |  | 0 | 0 | 0 | 0 |  |  | 0 |  |  |  | 0 |  |  | 0 |  |  |  | 0 | 0 | 0 | 0 |  |  | 0
Hospital - Laundry-washing0 |  | 82 |  | 0 | NA | NA | 0 | 0 |  | 0 | 0 | 0 | 0 |  |  | 0 |  |  |  | 0 |  |  | 0 |  |  |  | 0 | 0 | 0 | 0 |  |  | 0
| Library |  | 0.99
Library535 |  | 19 |  | 535 | #N/A | #N/A | #N/A | #N/A |  | #N/A | #N/A | #N/A | 0.50325 |  |  | #N/A |  |  |  | #N/A |  |  | #N/A |  |  |  | #N/A | #N/A | #N/A | #N/A |  |  | #N/A
Library520 |  | 19 |  | 520 | #N/A | #N/A | #N/A | #N/A |  | #N/A | #N/A | #N/A | 0.2145 |  |  | #N/A |  |  |  | #N/A |  |  | #N/A |  |  |  | #N/A | #N/A | #N/A | #N/A |  |  | #N/A
Library529 |  | 19 |  | 529 | #N/A | #N/A | #N/A | #N/A |  | #N/A | #N/A | #N/A | 0.264 |  |  | #N/A |  |  |  | #N/A |  |  | #N/A |  |  |  | #N/A | #N/A | #N/A | #N/A |  |  | #N/A
| Lobby |  | 1.0725
Lobby534-2 |  | 20.1 |  | 534-2 | Linear Wall Cove | FL | 32 | 1 |  | 29 | 36000 | 0.0074186 | 0.21514 |  |  | 2.8191 |  |  |  | 0.42933 |  |  | 0.024852 |  |  |  | 0.040556 | 0.065408 | 50000 | 0.22256 |  |  | 0.45625
Lobby523 |  | 20.1 |  | 523 | #N/A | #N/A | #N/A | #N/A |  | #N/A | #N/A | #N/A | 0.784 |  |  | #N/A |  |  |  | #N/A |  |  | #N/A |  |  |  | #N/A | #N/A | #N/A | #N/A |  |  | #N/A
Lobby521 |  | 20.1 |  | 521 | #N/A | #N/A | #N/A | #N/A |  | #N/A | #N/A | #N/A | 0.073363 |  |  | #N/A |  |  |  | #N/A |  |  | #N/A |  |  |  | #N/A | #N/A | #N/A | #N/A |  |  | #N/A
| Lobby - Hotel |  | 0.9075 | [26 empty] | #N/A
Lobby - Hotel535 |  | 79 |  | 535 | #N/A | #N/A | #N/A | #N/A |  | #N/A | #N/A | #N/A | 0.02271 |  |  | #N/A |  |  |  | #N/A |  |  | #N/A |  |  |  | #N/A | #N/A | #N/A | #N/A |  |  | #N/A
Lobby - Hotel572 |  | 79 |  | 572 | Downlight open | TH | 75 | 1 |  | 75 | 850 | 0.010559 | 0.79189 |  |  | 0.29458 |  |  |  | 0.64935 |  |  | 0.22574 |  |  |  | 0.24813 | 0.47387 | 0 | 0 |  |  | 0
Lobby - Hotel524 |  | 79 |  | 524 | indirect Wall Scounce | CF | 18 | 2 |  | 39 | 10000 | 0.002382 | 0.092898 |  |  | 0.21359 |  |  |  | 0.14649 |  |  | 0.074795 |  |  |  | 0.013816 | 0.088611 | 50000 | 0 |  |  | 0
| Lounge/Recreation - Break room |  | 0.99
Lounge/Recreation - Breakroom537-1 |  | 9 |  | 537-1 | Linear WW Open | FL | 32 | 1 |  | 29 | 36000 | 0.010759 | 0.312 |  |  | 1.1143 |  |  |  | 0.66165 |  |  | 0.036041 |  |  |  | 0.058814 | 0.094855 | 50000 | 0.32276 |  |  | 0.66165
Lounge/Recreation - Breakroom572 |  | 9 |  | 0 | NA | NA | 0 | 0 |  | 0 | 0 | 0 | 0 |  |  | 0 |  |  |  | 0 |  |  | 0 |  |  |  | 0 | 0 | 0 | 0 |  |  | 0
Lounge/Recreation - Breakroom521 |  | 9 |  | 521 | #N/A | #N/A | #N/A | #N/A |  | #N/A | #N/A | #N/A | 0.678 |  |  | #N/A |  |  |  | #N/A |  |  | #N/A |  |  |  | #N/A | #N/A | #N/A | #N/A |  |  | #N/A
| Office-Enclosed |  | 0.9075
Office-Enclosed535 |  | 25 |  | 535 | #N/A | #N/A | #N/A | #N/A |  | #N/A | #N/A | #N/A | 0.64057 |  |  | #N/A |  |  |  | #N/A |  |  | #N/A |  |  |  | #N/A | #N/A | #N/A | #N/A |  |  | #N/A
Office-Enclosed539 |  | 25 |  | 539 | #N/A | #N/A | #N/A | #N/A |  | #N/A | #N/A | #N/A | 0.10131 |  |  | #N/A |  |  |  | #N/A |  |  | #N/A |  |  |  | #N/A | #N/A | #N/A | #N/A |  |  | #N/A
Office-Enclosed537-2 |  | 25 |  | 537-2 | #N/A | #N/A | #N/A | #N/A |  | #N/A | #N/A | #N/A | 0.16562 |  |  | #N/A |  |  |  | #N/A |  |  | #N/A |  |  |  | #N/A | #N/A | #N/A | #N/A |  |  | #N/A
| Office - Open Plan (Including Other) |  | 0.9075
Office - Open Plan (Including Other)535 |  | 27 |  | 535 | #N/A | #N/A | #N/A | #N/A |  | #N/A | #N/A | #N/A | 0.7263 |  |  | #N/A |  |  |  | #N/A |  |  | #N/A |  |  |  | #N/A | #N/A | #N/A | #N/A |  |  | #N/A
Office - Open Plan (Including Other)539 |  | 27 |  | 539 | #N/A | #N/A | #N/A | #N/A |  | #N/A | #N/A | #N/A | 0.12923 |  |  | #N/A |  |  |  | #N/A |  |  | #N/A |  |  |  | #N/A | #N/A | #N/A | #N/A |  |  | #N/A
Office - Open Plan (Including Other)524 |  | 27 |  | 524 | indirect Wall Scounce | CF | 18 | 2 |  | 39 | 10000 | 0.0013326 | 0.051969 |  |  | 0.11949 |  |  |  | 0.081952 |  |  | 0.041842 |  |  |  | 0.0077288 | 0.049571 | 50000 | 0 |  |  | 0
| Restrooms |  | 0.7425
Restrooms521 |  | 12 |  | 521 | #N/A | #N/A | #N/A | #N/A |  | #N/A | #N/A | #N/A | 0.35033 |  |  | #N/A |  |  |  | #N/A |  |  | #N/A |  |  |  | #N/A | #N/A | #N/A | #N/A |  |  | #N/A
Restrooms537-1 |  | 12 |  | 537-1 | Linear WW Open | FL | 32 | 1 |  | 29 | 36000 | 0.0096961 | 0.28119 |  |  | 1.0042 |  |  |  | 0.59631 |  |  | 0.032482 |  |  |  | 0.053006 | 0.085488 | 50000 | 0.29088 |  |  | 0.59631
Restrooms524 |  | 12 |  | 524 | indirect Wall Scounce | CF | 18 | 2 |  | 39 | 10000 | 0.0028457 | 0.11098 |  |  | 0.25517 |  |  |  | 0.17501 |  |  | 0.089355 |  |  |  | 0.016505 | 0.10586 | 50000 | 0 |  |  | 0
| Retail - Sales Area |  | 1.4025
Retail - Sales Area535 |  | 97 |  | 535 | #N/A | #N/A | #N/A | #N/A |  | #N/A | #N/A | #N/A | 0.79157 |  |  | #N/A |  |  |  | #N/A |  |  | #N/A |  |  |  | #N/A | #N/A | #N/A | #N/A |  |  | #N/A
Retail - Sales Area541 |  | 97 |  | 541 | #N/A | #N/A | #N/A | #N/A |  | #N/A | #N/A | #N/A | 0.61093 |  |  | #N/A |  |  |  | #N/A |  |  | #N/A |  |  |  | #N/A | #N/A | #N/A | #N/A |  |  | #N/A
Retail - Sales Area572 |  | 97 |  | 0 | NA | NA | 0 | 0 |  | 0 | 0 | 0 | 0 |  |  | 0 |  |  |  | 0 |  |  | 0 |  |  |  | 0 | 0 | 0 | 0 |  |  | 0
| Stairway |  | 0.495
Stairway530 |  | 11 |  | 530 | #N/A | #N/A | #N/A | #N/A |  | #N/A | #N/A | #N/A | 0.495 |  |  | #N/A |  |  |  | #N/A |  |  | #N/A |  |  |  | #N/A | #N/A | #N/A | #N/A |  |  | #N/A
Stairway0 |  | 11 |  | 0 | NA | NA | 0 | 0 |  | 0 | 0 | 0 | 0 |  |  | 0 |  |  |  | 0 |  |  | 0 |  |  |  | 0 | 0 | 0 | 0 |  |  | 0
Stairway0 |  | 11 |  | 0 | NA | NA | 0 | 0 |  | 0 | 0 | 0 | 0 |  |  | 0 |  |  |  | 0 |  |  | 0 |  |  |  | 0 | 0 | 0 | 0 |  |  | 0
| Storage |  | 0.66
Storage530 |  | 41 |  | 530 | #N/A | #N/A | #N/A | #N/A |  | #N/A | #N/A | #N/A | 0.66 |  |  | #N/A |  |  |  | #N/A |  |  | #N/A |  |  |  | #N/A | #N/A | #N/A | #N/A |  |  | #N/A
Storage553 |  | 41 |  | 0 | NA | NA | 0 | 0 |  | 0 | 0 | 0 | 0 |  |  | 0 |  |  |  | 0 |  |  | 0 |  |  |  | 0 | 0 | 0 | 0 |  |  | 0
Storage0 |  | 41 |  | 0 | NA | NA | 0 | 0 |  | 0 | 0 | 0 | 0 |  |  | 0 |  |  |  | 0 |  |  | 0 |  |  |  | 0 | 0 | 0 | 0 |  |  | 0
1 FL linear fluorescent, CF compact fluorescent, MH metal halide
Interior Lighting Costs by Space Type, 2012
| Space Type Lighting Descriptions and Cost Parameters | [18 empty] | New Construction Cost |  |  | Lamp Replacement Cost | [5 empty] | Ballast Replacement Cost
IECC 2012 Lookup Values | 2012 Space Types | Model Number | Lighting Power Allowance, LPD, W/ft2 | Fixtures - ID Number | Fixture type | Lamp Type | Lamp Wattage | Number of Lamps |  | Fixture Watts | Lamp Life, Hours | Quantity of Fixtures/ft2 | Fixture Watts/ft2 |  |  | Fixture Cost only, $/ft2 | not used | not used | not used | Labor Cost $/ft2 |  |  | Lamp Cost, $/ft2 | Labor Crew Type |  |  | Labor Cost/ft2 | Total $/ft2 | Ballast Life Hours | Ballast Cost, $/ft2 | Not Used | Not Used | Labor Cost/ft2
Classroom/Lecture/Training | Classroom/Lecture/Training |  | 1.1656 | [25 empty] | 0 | #N/A |  |  | 0
Classroom/Lecture/Training535 |  | 3.1 |  | 535 | #N/A | #N/A | #N/A | #N/A |  | #N/A | #N/A | #N/A | 0.8688 |  |  | #N/A |  |  |  | #N/A |  |  | #N/A |  |  |  | #N/A | #N/A | #N/A | #N/A |  |  | #N/A
Classroom/Lecture/Training521 |  | 3.1 |  | 521 | #N/A | #N/A | #N/A | #N/A |  | #N/A | #N/A | #N/A | 0.1448 |  |  | #N/A |  |  |  | #N/A |  |  | #N/A |  |  |  | #N/A | #N/A | #N/A | #N/A |  |  | #N/A
Classroom/Lecture/Training0 |  | 3.1 |  | 0 | NA | NA | 0 | 0 |  | 0 | 0 | 0 | 0 |  |  | #N/A |  |  |  | #N/A |  |  | #N/A |  |  |  | #N/A | #N/A | #N/A | 0 |  |  | 0
Classroom/Lecture/Training537-1 |  | 3.1 |  | 537-1 | Linear WW Open | FL | 32 | #N/A |  | #N/A | #N/A | #N/A | 0.152 |  |  | #N/A |  |  |  | #N/A |  |  | #N/A |  |  |  | #N/A | #N/A | #N/A | #N/A |  |  | #N/A
| Conference/Meeting/Multipurpose |  | 1.1562
Conference/Meeting/Multipurpose535 |  | 31 |  | 535 | #N/A | #N/A | #N/A | #N/A |  | #N/A | #N/A | #N/A | 0.56805 |  |  | #N/A |  |  |  | #N/A |  |  | #N/A |  |  |  | #N/A | #N/A | #N/A | #N/A |  |  | #N/A
Conference/Meeting/Multipurpose511 |  | 31 |  | 511 | Downlight open - flood | PAR | 60 | #N/A |  | #N/A | #N/A | #N/A | 0.4109 |  |  | #N/A |  |  |  | #N/A |  |  | #N/A |  |  |  | #N/A | #N/A | #N/A | #N/A |  |  | #N/A
Conference/Meeting/Multipurpose0 |  | 31 |  | 0 | NA | NA | 0 | 0 |  | 0 | 0 | 0 | 0 |  |  | #N/A |  |  |  | #N/A |  |  | #N/A |  |  |  | #N/A | #N/A | #N/A | 0 |  |  | 0
Conference/Meeting/Multipurpose527-1 |  | 31 |  | 527-1 | #N/A | #N/A | #N/A | #N/A |  | #N/A | #N/A | #N/A | 0.17725 |  |  | #N/A |  |  |  | #N/A |  |  | #N/A |  |  |  | #N/A | #N/A | #N/A | #N/A |  |  | #N/A
| Corridor/Transition |  | 0.6204
Corridor/Transition521 |  | 2 |  | 521 | #N/A | #N/A | #N/A | #N/A |  | #N/A | #N/A | #N/A | 0.6204 |  |  | #N/A |  |  |  | #N/A |  |  | #N/A |  |  |  | #N/A | #N/A | #N/A | #N/A |  |  | #N/A
Corridor/Transition0 |  | 2 |  | 0 | NA | NA | 0 | 0 |  | 0 | 0 | 0 | 0 |  |  | #N/A |  |  |  | #N/A |  |  | #N/A |  |  |  | #N/A | #N/A | #N/A | 0 |  |  | 0
Corridor/Transition0 |  | 2 |  | 0 | NA | NA | 0 | 0 |  | 0 | 0 | 0 | 0 |  |  | #N/A |  |  |  | #N/A |  |  | #N/A |  |  |  | #N/A | #N/A | #N/A | 0 |  |  | 0
Corridor/Transition527-2 |  | 2 |  | 0 | NA | NA | 0 | 0 |  | 0 | 0 | 0 | 9.4655e-08 |  |  | #N/A |  |  |  | #N/A |  |  | #N/A |  |  |  | #N/A | #N/A | #N/A | 0 |  |  | 0
| Dining Area |  | 0.611
Dining Area535 |  | 6 |  | 535 | #N/A | #N/A | #N/A | #N/A |  | #N/A | #N/A | #N/A | 0.22552 |  |  | #N/A |  |  |  | #N/A |  |  | #N/A |  |  |  | #N/A | #N/A | #N/A | #N/A |  |  | #N/A
Dining Area521 |  | 6 |  | 521 | #N/A | #N/A | #N/A | #N/A |  | #N/A | #N/A | #N/A | 0.11059 |  |  | #N/A |  |  |  | #N/A |  |  | #N/A |  |  |  | #N/A | #N/A | #N/A | #N/A |  |  | #N/A
Dining Area0 |  | 6 |  | 0 | NA | NA | 0 | 0 |  | 0 | 0 | 0 | 0 |  |  | #N/A |  |  |  | #N/A |  |  | #N/A |  |  |  | #N/A | #N/A | #N/A | 0 |  |  | 0
Dining Area537-1 |  | 6 |  | 537-1 | Linear WW Open | FL | 32 | #N/A |  | #N/A | #N/A | #N/A | 0.27489 |  |  | #N/A |  |  |  | #N/A |  |  | #N/A |  |  |  | #N/A | #N/A | #N/A | #N/A |  |  | #N/A
| Electrical/Mechanical |  | 0.893
Electrical/Mechanical538 |  | 4 |  | 538 | #N/A | #N/A | #N/A | #N/A |  | #N/A | #N/A | #N/A | 0.893 |  |  | #N/A |  |  |  | #N/A |  |  | #N/A |  |  |  | #N/A | #N/A | #N/A | #N/A |  |  | #N/A
Electrical/Mechanical0 |  | 4 |  | 0 | NA | NA | 0 | 0 |  | 0 | 0 | 0 | 0 |  |  | #N/A |  |  |  | #N/A |  |  | #N/A |  |  |  | #N/A | #N/A | #N/A | 0 |  |  | 0
Electrical/Mechanical0 |  | 4 |  | 0 | NA | NA | 0 | 0 |  | 0 | 0 | 0 | 0 |  |  | #N/A |  |  |  | #N/A |  |  | #N/A |  |  |  | #N/A | #N/A | #N/A | 0 |  |  | 0
Electrical/Mechanical0 |  | 4 |  | 0 | NA | NA | 0 | 0 |  | 0 | 0 | 0 | 9.3833e-08 |  |  | #N/A |  |  |  | #N/A |  |  | #N/A |  |  |  | #N/A | #N/A | #N/A | 0 |  |  | 0
| Food Preparation |  | 0.9306
Food Preparation530 |  | 8 |  | 530 | #N/A | #N/A | #N/A | #N/A |  | #N/A | #N/A | #N/A | 0.9306 |  |  | #N/A |  |  |  | #N/A |  |  | #N/A |  |  |  | #N/A | #N/A | #N/A | #N/A |  |  | #N/A
Food Preparation0 |  | 8 |  | 0 | NA | NA | 0 | 0 |  | 0 | 0 | 0 | 0 |  |  | #N/A |  |  |  | #N/A |  |  | #N/A |  |  |  | #N/A | #N/A | #N/A | 0 |  |  | 0
Food Preparation0 |  | 8 |  | 0 | NA | NA | 0 | 0 |  | 0 | 0 | 0 | 0 |  |  | #N/A |  |  |  | #N/A |  |  | #N/A |  |  |  | #N/A | #N/A | #N/A | 0 |  |  | 0
Food Preparation0 |  | 8 |  | 0 | NA | NA | 0 | 0 |  | 0 | 0 | 0 | 9.3942e-08 |  |  | #N/A |  |  |  | #N/A |  |  | #N/A |  |  |  | #N/A | #N/A | #N/A | 0 |  |  | 0
| Gymnasium/Fitness-Fitness Area |  | 0.6768
Gymnasium/Fitness-Fitness Area535 |  | 126 |  | 535 | #N/A | #N/A | #N/A | #N/A |  | #N/A | #N/A | #N/A | 0.6768 |  |  | #N/A |  |  |  | #N/A |  |  | #N/A |  |  |  | #N/A | #N/A | #N/A | #N/A |  |  | #N/A
Gymnasium/Fitness-Fitness Area0 |  | 126 |  | 0 | NA | NA | 0 | 0 |  | 0 | 0 | 0 | 0 |  |  | #N/A |  |  |  | #N/A |  |  | #N/A |  |  |  | #N/A | #N/A | #N/A | 0 |  |  | 0
Gymnasium/Fitness-Fitness Area0 |  | 126 |  | 0 | NA | NA | 0 | 0 |  | 0 | 0 | 0 | 0 |  |  | #N/A |  |  |  | #N/A |  |  | #N/A |  |  |  | #N/A | #N/A | #N/A | 0 |  |  | 0
Gymnasium/Fitness-Fitness Area0 |  | 126 |  | 0 | NA | NA | 0 | 0 |  | 0 | 0 | 0 | 9.3595e-08 |  |  | #N/A |  |  |  | #N/A |  |  | #N/A |  |  |  | #N/A | #N/A | #N/A | 0 |  |  | 0
| Highway Lodging Guest Rooms |  | 0.705
Highway Lodging Guest Rooms529 |  | 75.01 |  | 529 | #N/A | #N/A | #N/A | #N/A |  | #N/A | #N/A | #N/A | 0.39849 |  |  | #N/A |  |  |  | #N/A |  |  | #N/A |  |  |  | #N/A | #N/A | #N/A | #N/A |  |  | #N/A
Highway Lodging Guest Rooms520 |  | 75.01 |  | 520 | #N/A | #N/A | #N/A | #N/A |  | #N/A | #N/A | #N/A | 0.30651 |  |  | #N/A |  |  |  | #N/A |  |  | #N/A |  |  |  | #N/A | #N/A | #N/A | #N/A |  |  | #N/A
Highway Lodging Guest Rooms0 |  | 75.01 |  | 0 | NA | NA | 0 | 0 |  | 0 | 0 | 0 | 0 |  |  | #N/A |  |  |  | #N/A |  |  | #N/A |  |  |  | #N/A | #N/A | #N/A | 0 |  |  | 0
Highway Lodging Guest Rooms0 |  | 75.01 |  | 0 | NA | NA | 0 | 0 |  | 0 | 0 | 0 | 9.3695e-08 |  |  | #N/A |  |  |  | #N/A |  |  | #N/A |  |  |  | #N/A | #N/A | #N/A | 0 |  |  | 0
| Hospital - Laundry/Washing |  | 0.564
Hospital - Laundry-washing530 |  | 82 |  | 530 | #N/A | #N/A | #N/A | #N/A |  | #N/A | #N/A | #N/A | 0.564 |  |  | #N/A |  |  |  | #N/A |  |  | #N/A |  |  |  | #N/A | #N/A | #N/A | #N/A |  |  | #N/A
Hospital - Laundry-washing0 |  | 82 |  | 0 | NA | NA | 0 | 0 |  | 0 | 0 | 0 | 0 |  |  | #N/A |  |  |  | #N/A |  |  | #N/A |  |  |  | #N/A | #N/A | #N/A | 0 |  |  | 0
Hospital - Laundry-washing0 |  | 82 |  | 0 | NA | NA | 0 | 0 |  | 0 | 0 | 0 | 0 |  |  | #N/A |  |  |  | #N/A |  |  | #N/A |  |  |  | #N/A | #N/A | #N/A | 0 |  |  | 0
Hospital - Laundry-washing0 |  | 82 |  | 0 | NA | NA | 0 | 0 |  | 0 | 0 | 0 | 9.4721e-08 |  |  | #N/A |  |  |  | #N/A |  |  | #N/A |  |  |  | #N/A | #N/A | #N/A | 0 |  |  | 0
| Library |  | 0.8742
Library535 |  | 19 |  | 535 | #N/A | #N/A | #N/A | #N/A |  | #N/A | #N/A | #N/A | 0.3692 |  |  | #N/A |  |  |  | #N/A |  |  | #N/A |  |  |  | #N/A | #N/A | #N/A | #N/A |  |  | #N/A
Library520 |  | 19 |  | 520 | #N/A | #N/A | #N/A | #N/A |  | #N/A | #N/A | #N/A | 0.505 |  |  | #N/A |  |  |  | #N/A |  |  | #N/A |  |  |  | #N/A | #N/A | #N/A | #N/A |  |  | #N/A
Library0 |  | 19 |  | 0 | NA | NA | 0 | 0 |  | 0 | 0 | 0 | 0 |  |  | #N/A |  |  |  | #N/A |  |  | #N/A |  |  |  | #N/A | #N/A | #N/A | 0 |  |  | 0
Library0 |  | 19 |  | 0 | NA | NA | 0 | 0 |  | 0 | 0 | 0 | 9.388e-08 |  |  | #N/A |  |  |  | #N/A |  |  | #N/A |  |  |  | #N/A | #N/A | #N/A | 0 |  |  | 0
| Lounge/Recreation - Break room |  | 0.6862
Lounge/Recreation - Breakroom521 |  | 9 |  | 521 | #N/A | #N/A | #N/A | #N/A |  | #N/A | #N/A | #N/A | 0.40897 |  |  | #N/A |  |  |  | #N/A |  |  | #N/A |  |  |  | #N/A | #N/A | #N/A | #N/A |  |  | #N/A
Lounge/Recreation - Breakroom0 |  | 9 |  | 0 | NA | NA | 0 | 0 |  | 0 | 0 | 0 | 0 |  |  | #N/A |  |  |  | #N/A |  |  | #N/A |  |  |  | #N/A | #N/A | #N/A | 0 |  |  | 0
Lounge/Recreation - Breakroom0 |  | 9 |  | 0 | NA | NA | 0 | 0 |  | 0 | 0 | 0 | 0 |  |  | #N/A |  |  |  | #N/A |  |  | #N/A |  |  |  | #N/A | #N/A | #N/A | 0 |  |  | 0
Lounge/Recreation - Breakroom527-2 |  | 9 |  | 527-2 | #N/A | #N/A | #N/A | #N/A |  | #N/A | #N/A | #N/A | 0.27723 |  |  | #N/A |  |  |  | #N/A |  |  | #N/A |  |  |  | #N/A | #N/A | #N/A | #N/A |  |  | #N/A
| Lobby |  | 0.846
Lobby523 |  | 20.1 |  | 523 | #N/A | #N/A | #N/A | #N/A |  | #N/A | #N/A | #N/A | 0.47187 |  |  | #N/A |  |  |  | #N/A |  |  | #N/A |  |  |  | #N/A | #N/A | #N/A | #N/A |  |  | #N/A
Lobby521 |  | 20.1 |  | 521 | #N/A | #N/A | #N/A | #N/A |  | #N/A | #N/A | #N/A | 0.22239 |  |  | #N/A |  |  |  | #N/A |  |  | #N/A |  |  |  | #N/A | #N/A | #N/A | #N/A |  |  | #N/A
Lobby0 |  | 20.1 |  | 0 | NA | NA | 0 | 0 |  | 0 | 0 | 0 | 0 |  |  | #N/A |  |  |  | #N/A |  |  | #N/A |  |  |  | #N/A | #N/A | #N/A | 0 |  |  | 0
Lobby534-2 |  | 20.1 |  | 534-2 | Linear Wall Cove | FL | 32 | #N/A |  | #N/A | #N/A | #N/A | 0.15174 |  |  | #N/A |  |  |  | #N/A |  |  | #N/A |  |  |  | #N/A | #N/A | #N/A | #N/A |  |  | #N/A
| Office-Enclosed |  | 1.0434
Office-Enclosed531 |  | 25 |  | 531 | #N/A | #N/A | #N/A | #N/A |  | #N/A | #N/A | #N/A | 0.63454 |  |  | #N/A |  |  |  | #N/A |  |  | #N/A |  |  |  | #N/A | #N/A | #N/A | #N/A |  |  | #N/A
Office-Enclosed539 |  | 25 |  | 539 | #N/A | #N/A | #N/A | #N/A |  | #N/A | #N/A | #N/A | 0.17506 |  |  | #N/A |  |  |  | #N/A |  |  | #N/A |  |  |  | #N/A | #N/A | #N/A | #N/A |  |  | #N/A
Office-Enclosed0 |  | 25 |  | 0 | NA | NA | 0 | 0 |  | 0 | 0 | 0 | 0 |  |  | #N/A |  |  |  | #N/A |  |  | #N/A |  |  |  | #N/A | #N/A | #N/A | 0 |  |  | 0
Office-Enclosed537-1 |  | 25 |  | 537-1 | Linear WW Open | FL | 32 | #N/A |  | #N/A | #N/A | #N/A | 0.2338 |  |  | #N/A |  |  |  | #N/A |  |  | #N/A |  |  |  | #N/A | #N/A | #N/A | #N/A |  |  | #N/A
| Office - Open Plan (Including Other) |  | 0.9212
Office - Open Plan (Including Other)535 |  | 27 |  | 535 | #N/A | #N/A | #N/A | #N/A |  | #N/A | #N/A | #N/A | 0.67862 |  |  | #N/A |  |  |  | #N/A |  |  | #N/A |  |  |  | #N/A | #N/A | #N/A | #N/A |  |  | #N/A
Office - Open Plan (Including Other)539 |  | 27 |  | 539 | #N/A | #N/A | #N/A | #N/A |  | #N/A | #N/A | #N/A | 0.091203 |  |  | #N/A |  |  |  | #N/A |  |  | #N/A |  |  |  | #N/A | #N/A | #N/A | #N/A |  |  | #N/A
Office - Open Plan (Including Other)0 |  | 27 |  | 0 | NA | NA | 0 | 0 |  | 0 | 0 | 0 | 0 |  |  | #N/A |  |  |  | #N/A |  |  | #N/A |  |  |  | #N/A | #N/A | #N/A | 0 |  |  | 0
Office - Open Plan (Including Other)537-1 |  | 27 |  | 537-1 | Linear WW Open | FL | 32 | #N/A |  | #N/A | #N/A | #N/A | 0.15138 |  |  | #N/A |  |  |  | #N/A |  |  | #N/A |  |  |  | #N/A | #N/A | #N/A | #N/A |  |  | #N/A
| Restrooms |  | 0.9212
Restrooms604 |  | 12 |  | 604 | Wall Mounted Linear Direct/Indirect | FL | 32 | #N/A |  | #N/A | #N/A | #N/A | 0.27108 |  |  | #N/A |  |  |  | #N/A |  |  | #N/A |  |  |  | #N/A | #N/A | #N/A | #N/A |  |  | #N/A
Restrooms520 |  | 12 |  | 520 | #N/A | #N/A | #N/A | #N/A |  | #N/A | #N/A | #N/A | 0.41811 |  |  | #N/A |  |  |  | #N/A |  |  | #N/A |  |  |  | #N/A | #N/A | #N/A | #N/A |  |  | #N/A
Restrooms0 |  | 12 |  | 0 | NA | NA | 0 | 0 |  | 0 | 0 | 0 | 0 |  |  | #N/A |  |  |  | #N/A |  |  | #N/A |  |  |  | #N/A | #N/A | #N/A | 0 |  |  | 0
Restrooms534-2 |  | 12 |  | 534-2 | Linear Wall Cove | FL | 32 | #N/A |  | #N/A | #N/A | #N/A | 0.23201 |  |  | #N/A |  |  |  | #N/A |  |  | #N/A |  |  |  | #N/A | #N/A | #N/A | #N/A |  |  | #N/A
| Retail - Sales Area |  | 1.5792
Retail - Sales Area535 |  | 97 |  | 535 | #N/A | #N/A | #N/A | #N/A |  | #N/A | #N/A | #N/A | 0.95657 |  |  | #N/A |  |  |  | #N/A |  |  | #N/A |  |  |  | #N/A | #N/A | #N/A | #N/A |  |  | #N/A
Retail - Sales Area541 |  | 97 |  | 541 | #N/A |  | #N/A | #N/A |  | #N/A | #N/A | #N/A | 0.47376 |  |  | #N/A |  |  |  | #N/A |  |  | #N/A |  |  |  | #N/A | #N/A | #N/A | #N/A |  |  | #N/A
Retail - Sales Area0 |  | 97 |  | 0 | NA | NA | 0 | 0 |  | 0 | 0 | 0 | 0 |  |  | #N/A |  |  |  | #N/A |  |  | #N/A |  |  |  | #N/A | #N/A | #N/A | 0 |  |  | 0
Retail - Sales Area537-1 |  | 97 |  | 537-1 | Linear WW Open | FL | 32 | #N/A |  | #N/A | #N/A | #N/A | 0.14887 |  |  | #N/A |  |  |  | #N/A |  |  | #N/A |  |  |  | #N/A | #N/A | #N/A | #N/A |  |  | #N/A
| Stairway |  | 0.6486
Stairway530 |  | 11 |  | 530 | #N/A | #N/A | #N/A | #N/A |  | #N/A | #N/A | #N/A | 0.34993 |  |  | #N/A |  |  |  | #N/A |  |  | #N/A |  |  |  | #N/A | #N/A | #N/A | #N/A |  |  | #N/A
Stairway602 |  | 11 |  | 602 | #N/A | #N/A | #N/A | #N/A |  | #N/A | #N/A | #N/A | 0.29867 |  |  | #N/A |  |  |  | #N/A |  |  | #N/A |  |  |  | #N/A | #N/A | #N/A | #N/A |  |  | #N/A
Stairway0 |  | 11 |  | 0 | NA | NA | 0 | 0 |  | 0 | 0 | 0 | 0 |  |  | #N/A |  |  |  | #N/A |  |  | #N/A |  |  |  | #N/A | #N/A | #N/A | 0 |  |  | 0
Stairway0 |  | 11 |  | 0 | NA | NA | 0 | 0 |  | 0 | 0 | 0 | 9.3932e-08 |  |  | #N/A |  |  |  | #N/A |  |  | #N/A |  |  |  | #N/A | #N/A | #N/A | 0 |  |  | 0
| Storage |  | 0.5922
Storage538 |  | 41 |  | 538 | #N/A | #N/A | #N/A | #N/A |  | #N/A | #N/A | #N/A | 0.5922 |  |  | #N/A |  |  |  | #N/A |  |  | #N/A |  |  |  | #N/A | #N/A | #N/A | #N/A |  |  | #N/A
Storage0 |  | 41 |  | 0 | NA | NA | 0 | 0 |  | 0 | 0 | 0 | 0 |  |  | #N/A |  |  |  | #N/A |  |  | #N/A |  |  |  | #N/A | #N/A | #N/A | 0 |  |  | 0
Storage0 |  | 41 |  | 0 | NA | NA | 0 | 0 |  | 0 | 0 | 0 | 0 |  |  | #N/A |  |  |  | #N/A |  |  | #N/A |  |  |  | #N/A | #N/A | #N/A | 0 |  |  | 0
Storage0 |  | 41 |  | 0 | NA | NA | 0 | 0 |  | 0 | 0 | 0 | 9.3339e-08 |  |  | #N/A |  |  |  | #N/A |  |  | #N/A |  |  |  | #N/A | #N/A | #N/A | 0 |  |  | 0
| Lobby - Hotel |  | 0.9964
Lobby - Hotel572 |  | 79 |  | 572 | Downlight open | TH | 75 | #N/A |  | #N/A | #N/A | #N/A | 0.84496 |  |  | #N/A |  |  |  | #N/A |  |  | #N/A |  |  |  | #N/A | #N/A | #N/A | #N/A |  |  | #N/A
Lobby - Hotel0 |  | 79 |  | 0 | NA | NA | 0 | 0 |  | 0 | 0 | 0 | 0 |  |  | #N/A |  |  |  | #N/A |  |  | #N/A |  |  |  | #N/A | #N/A | #N/A | 0 |  |  | 0
Lobby - Hotel0 |  | 79 |  | 0 | NA | NA | 0 | 0 |  | 0 | 0 | 0 | 0 |  |  | #N/A |  |  |  | #N/A |  |  | #N/A |  |  |  | #N/A | #N/A | #N/A | 0 |  |  | 0
Lobby - Hotel527-1 |  | 79 |  | 527-1 | #N/A | #N/A | #N/A | #N/A |  | #N/A | #N/A | #N/A | 0.15144 |  |  | #N/A |  |  |  | #N/A |  |  | #N/A |  |  |  | #N/A | #N/A | #N/A | #N/A |  |  | #N/A
1 FL linear fluorescent, CF compact fluorescent, MH metal halide

## Int Ltg LPD Space Types SH (hidden)
| IECC Cost Effectiveness - Interior Lighting Power Density - Fixture Costs per Square Foot for Each Space Type - Small Hotel | [18 empty] | SMALL HOTEL
Adjustment Factors for LPD
| Interior lighting costs by space type and fixture type IECC 2009, North Carolina Base Code, and IECC 2012 tables. | [18 empty] | 2009 | 1.295
| 90.1-07 and 2010 in Int Ltg LPD Space Types 90_1 (same for all prototypes). Values come from "Int Ltg Comp" worksheet in this workbook. | [18 empty] | N. Carolina | 1.359
[20 empty] | 2012 | 1.129
Interior Lighting Costs by Space Type, 2009
1 | 2 | 3 | 4 | 5 | 6 | 7 | 8 | 9 | 10 | 11 | 12 | 13 | 14 | 15 | 16 | 17 | 18 | 19 | 20 | 21 | 22 | 23 | 24 | 25 | 26 | 27 | 28 | 31 | 32 | 33 | 34 | 35
| Space Type Lighting Descriptions and Cost Parameters | [14 empty] | New Construction Cost | [6 empty] | Lamp Replacement Cost |  |  |  |  | Ballast Replacement Cost
IECC 2009 Lookup Values | 2009 Space Types | 90.1 Lighting Subcommittee Model Number | Space Type Lighting Power Allowance W/ft2 | Fixture ID Number | Fixture Type | Lamp Type1 | Lamp Wattage | Number of Lamps | Not Used | Fixture Watts | Lamp Life Hours | Quantity of Fixtures/ft2 | Fixture Watts/ft2 | not used | not used | Fixture Cost/ft2 | not used | not used | not used | Labor Cost $/ft2 | Not Used | Not Used | Lamp Cost $/ft2 | Not Used | Not Used | Not Used | Labor Cost/ft2 | Ballast Life Hours | Ballast Cost, $/ft2 | Not Used | Not Used | Labor Cost/ft2 | Not Used | Not Used
Classroom/Lecture/Training | Classroom/Lecture/Training |  | 1.813
Classroom/Lecture/Training535 |  | 3.1 |  | 535 | #N/A | #N/A | #N/A | #N/A |  | #N/A | #N/A | #N/A | 1.4916 |  |  | #N/A |  |  |  | #N/A |  |  | #N/A |  |  |  | #N/A | #N/A | #N/A |  |  | #N/A
Classroom/Lecture/Training537-2 |  | 3.1 |  | 537-2 | #N/A | #N/A | #N/A | #N/A |  | #N/A | #N/A | #N/A | 0.32139 |  |  | #N/A |  |  |  | #N/A |  |  | #N/A |  |  |  | #N/A | #N/A | #N/A |  |  | #N/A
Classroom/Lecture/Training0 |  | 3.1 |  | 0 | NA | NA | 0 | 0 |  | 0 | 0 | 0 | 0 |  |  | 0 |  |  |  | 0 |  |  | 0 |  |  |  | 0 | 0 | 0 |  |  | 0
| Conference/Meeting/Multipurpose |  | 1.6835
Conference/Meeting/Multipurpose535 |  | 31 |  | 535 | #N/A | #N/A | #N/A | #N/A |  | #N/A | #N/A | #N/A | 0.85992 |  |  | #N/A |  |  |  | #N/A |  |  | #N/A |  |  |  | #N/A | #N/A | #N/A |  |  | #N/A
Conference/Meeting/Multipurpose537-1 |  | 31 |  | 537-1 | Linear WW Open | FL | 32 | 1 |  | 29 | 36000 | 0.016881 | 0.48956 |  |  | 1.7484 |  |  |  | 1.0382 |  |  | 0.056553 |  |  |  | 0.092286 | 50000 | 0.50644 |  |  | 1.0382
Conference/Meeting/Multipurpose511 |  | 31 |  | 511 | Downlight open - flood | PAR | 60 | 1 |  | 60 | 4200 | 0.005567 | 0.33402 |  |  | 0.20642 |  |  |  | 0.34237 |  |  | 0.11902 |  |  |  | 0.0162 | 0 | 0 |  |  | 0
| Corridor/Transition |  | 0.6475
Corridor/Transition530 |  | 2 |  | 530 | #N/A | #N/A | #N/A | #N/A |  | #N/A | #N/A | #N/A | 0.3724 |  |  | #N/A |  |  |  | #N/A |  |  | #N/A |  |  |  | #N/A | #N/A | #N/A |  |  | #N/A
Corridor/Transition537-2 |  | 2 |  | 537-2 | #N/A | #N/A | #N/A | #N/A |  | #N/A | #N/A | #N/A | 0.2751 |  |  | #N/A |  |  |  | #N/A |  |  | #N/A |  |  |  | #N/A | #N/A | #N/A |  |  | #N/A
Corridor/Transition0 |  | 2 |  | 0 | NA | NA | 0 | 0 |  | 0 | 0 | 0 | 0 |  |  | 0 |  |  |  | 0 |  |  | 0 |  |  |  | 0 | 0 | 0 |  |  | 0
| Dining Area |  | 1.1655
Dining Area531 |  | 6 |  | 531 | #N/A | #N/A | #N/A | #N/A |  | #N/A | #N/A | #N/A | 0.89394 |  |  | #N/A |  |  |  | #N/A |  |  | #N/A |  |  |  | #N/A | #N/A | #N/A |  |  | #N/A
Dining Area524 |  | 6 |  | 524 | indirect Wall Scounce | CF | 18 | 2 |  | 39 | 10000 | 0.0069631 | 0.27156 |  |  | 0.62438 |  |  |  | 0.42823 |  |  | 0.21864 |  |  |  | 0.040386 | 50000 | 0 |  |  | 0
Dining Area0 |  | 6
| Electrical/Mechanical |  | 1.9425
Electrical/Mechanical538 |  | 4 |  | 538 | #N/A | #N/A | #N/A | #N/A |  | #N/A | #N/A | #N/A | 1.9425 |  |  | #N/A |  |  |  | #N/A |  |  | #N/A |  |  |  | #N/A | #N/A | #N/A |  |  | #N/A
Electrical/Mechanical0 |  | 4 |  | 0 | NA | NA | 0 | 0 |  | 0 | 0 | 0 | 0 |  |  | 0 |  |  |  | 0 |  |  | 0 |  |  |  | 0 | 0 | 0 |  |  | 0
Electrical/Mechanical0 |  | 4 |  | 0 | NA | NA | 0 | 0 |  | 0 | 0 | 0 | 0 |  |  | 0 |  |  |  | 0 |  |  | 0 |  |  |  | 0 | 0 | 0 |  |  | 0
| Food Preparation |  | 1.554
Food Preparation530 |  | 8 |  | 530 | #N/A | #N/A | #N/A | #N/A |  | #N/A | #N/A | #N/A | 1.554 |  |  | #N/A |  |  |  | #N/A |  |  | #N/A |  |  |  | #N/A | #N/A | #N/A |  |  | #N/A
Food Preparation0 |  | 8 |  | 0 | NA | NA | 0 | 0 |  | 0 | 0 | 0 | 0 |  |  | 0 |  |  |  | 0 |  |  | 0 |  |  |  | 0 | 0 | 0 |  |  | 0
Food Preparation0 |  | 8 |  | 0 | NA | NA | 0 | 0 |  | 0 | 0 | 0 | 0 |  |  | 0 |  |  |  | 0 |  |  | 0 |  |  |  | 0 | 0 | 0 |  |  | 0
| Gymnasium/Fitness-Fitness Area |  | 1.1655
Gymnasium/Fitness-Fitness Area535 |  | 126 |  | 535 | #N/A | #N/A | #N/A | #N/A |  | #N/A | #N/A | #N/A | 1.1655 |  |  | #N/A |  |  |  | #N/A |  |  | #N/A |  |  |  | #N/A | #N/A | #N/A |  |  | #N/A
Gymnasium/Fitness-Fitness Area0 |  | 126 |  | 0 | NA | NA | 0 | 0 |  | 0 | 0 | 0 | 0 |  |  | 0 |  |  |  | 0 |  |  | 0 |  |  |  | 0 | 0 | 0 |  |  | 0
Gymnasium/Fitness-Fitness Area0 |  | 126 |  | 0 | NA | NA | 0 | 0 |  | 0 | 0 | 0 | 0 |  |  | 0 |  |  |  | 0 |  |  | 0 |  |  |  | 0 | 0 | 0 |  |  | 0
| Highway Lodging Guest Rooms |  | 1.1
Highway Lodging Guest Rooms524 |  | 75.01 |  | 524 | indirect Wall Scounce | CF | 18 | 2 |  | 39 | 10000 | 0.0042947 | 0.16749 |  |  | 0.3851 |  |  |  | 0.26412 |  |  | 0.13485 |  |  |  | 0.024909 | 50000 | 0 |  |  | 0
Highway Lodging Guest Rooms520 |  | 75.01 |  | 520 | #N/A | #N/A | #N/A | #N/A |  | #N/A | #N/A | #N/A | 0.93251 |  |  | #N/A |  |  |  | #N/A |  |  | #N/A |  |  |  | #N/A | #N/A | #N/A |  |  | #N/A
Highway Lodging Guest Rooms0 |  | 75.01 |  | 0 | NA | NA | 0 | 0 |  | 0 | 0 | 0 | 0 |  |  | 0 |  |  |  | 0 |  |  | 0 |  |  |  | 0 | 0 | 0 |  |  | 0
| Hospital - Laundry/Washing |  | 0.777
Hospital - Laundry-washing530 |  | 82 |  | 530 | #N/A | #N/A | #N/A | #N/A |  | #N/A | #N/A | #N/A | 0.777 |  |  | #N/A |  |  |  | #N/A |  |  | #N/A |  |  |  | #N/A | #N/A | #N/A |  |  | #N/A
Hospital - Laundry-washing0 |  | 82 |  | 0 | NA | NA | 0 | 0 |  | 0 | 0 | 0 | 0 |  |  | 0 |  |  |  | 0 |  |  | 0 |  |  |  | 0 | 0 | 0 |  |  | 0
Hospital - Laundry-washing0 |  | 82 |  | 0 | NA | NA | 0 | 0 |  | 0 | 0 | 0 | 0 |  |  | 0 |  |  |  | 0 |  |  | 0 |  |  |  | 0 | 0 | 0 |  |  | 0
| Library |  | 1.554
Library535 |  | 19 |  | 535 | #N/A | #N/A | #N/A | #N/A |  | #N/A | #N/A | #N/A | 0.78995 |  |  | #N/A |  |  |  | #N/A |  |  | #N/A |  |  |  | #N/A | #N/A | #N/A |  |  | #N/A
Library520 |  | 19 |  | 520 | #N/A | #N/A | #N/A | #N/A |  | #N/A | #N/A | #N/A | 0.3367 |  |  | #N/A |  |  |  | #N/A |  |  | #N/A |  |  |  | #N/A | #N/A | #N/A |  |  | #N/A
Library529 |  | 19 |  | 529 | #N/A | #N/A | #N/A | #N/A |  | #N/A | #N/A | #N/A | 0.4144 |  |  | #N/A |  |  |  | #N/A |  |  | #N/A |  |  |  | #N/A | #N/A | #N/A |  |  | #N/A
| Lobby |  | 1.6835
Lobby534-2 |  | 20.1 |  | 534-2 | Linear Wall Cove | FL | 32 | 1 |  | 29 | 36000 | 0.011645 | 0.33771 |  |  | 4.4251 |  |  |  | 0.67391 |  |  | 0.039011 |  |  |  | 0.06366 | 50000 | 0.34935 |  |  | 0.71617
Lobby523 |  | 20.1 |  | 523 | #N/A | #N/A | #N/A | #N/A |  | #N/A | #N/A | #N/A | 1.2306 |  |  | #N/A |  |  |  | #N/A |  |  | #N/A |  |  |  | #N/A | #N/A | #N/A |  |  | #N/A
Lobby521 |  | 20.1 |  | 521 | #N/A | #N/A | #N/A | #N/A |  | #N/A | #N/A | #N/A | 0.11516 |  |  | #N/A |  |  |  | #N/A |  |  | #N/A |  |  |  | #N/A | #N/A | #N/A |  |  | #N/A
| Lobby - Hotel |  | 1.4245 | [25 empty] | #N/A
Lobby - Hotel535 |  | 79 |  | 535 | #N/A | #N/A | #N/A | #N/A |  | #N/A | #N/A | #N/A | 0.035648 |  |  | #N/A |  |  |  | #N/A |  |  | #N/A |  |  |  | #N/A | #N/A | #N/A |  |  | #N/A
Lobby - Hotel572 |  | 79 |  | 572 | Downlight open | TH | 75 | 1 |  | 75 | 850 | 0.016574 | 1.243 |  |  | 0.46241 |  |  |  | 1.0193 |  |  | 0.35435 |  |  |  | 0.38948 | 0 | 0 |  |  | 0
Lobby - Hotel524 |  | 79 |  | 524 | indirect Wall Scounce | CF | 18 | 2 |  | 39 | 10000 | 0.003739 | 0.14582 |  |  | 0.33528 |  |  |  | 0.22995 |  |  | 0.11741 |  |  |  | 0.021686 | 50000 | 0 |  |  | 0
| Lounge/Recreation - Break room |  | 1.554
Lounge/Recreation - Breakroom537-1 |  | 9 |  | 537-1 | Linear WW Open | FL | 32 | 1 |  | 29 | 36000 | 0.016888 | 0.48974 |  |  | 1.749 |  |  |  | 1.0386 |  |  | 0.056573 |  |  |  | 0.09232 | 50000 | 0.50663 |  |  | 1.0386
Lounge/Recreation - Breakroom572 |  | 9 |  | 0 | NA | NA | 0 | 0 |  | 0 | 0 | 0 | 0 |  |  | 0 |  |  |  | 0 |  |  | 0 |  |  |  | 0 | 0 | 0 |  |  | 0
Lounge/Recreation - Breakroom521 |  | 9 |  | 521 | #N/A | #N/A | #N/A | #N/A |  | #N/A | #N/A | #N/A | 1.0643 |  |  | #N/A |  |  |  | #N/A |  |  | #N/A |  |  |  | #N/A | #N/A | #N/A |  |  | #N/A
| Office-Enclosed |  | 1.4245
Office-Enclosed535 |  | 25 |  | 535 | #N/A | #N/A | #N/A | #N/A |  | #N/A | #N/A | #N/A | 1.0055 |  |  | #N/A |  |  |  | #N/A |  |  | #N/A |  |  |  | #N/A | #N/A | #N/A |  |  | #N/A
Office-Enclosed539 |  | 25 |  | 539 | #N/A | #N/A | #N/A | #N/A |  | #N/A | #N/A | #N/A | 0.15903 |  |  | #N/A |  |  |  | #N/A |  |  | #N/A |  |  |  | #N/A | #N/A | #N/A |  |  | #N/A
Office-Enclosed537-2 |  | 25 |  | 537-2 | #N/A | #N/A | #N/A | #N/A |  | #N/A | #N/A | #N/A | 0.25997 |  |  | #N/A |  |  |  | #N/A |  |  | #N/A |  |  |  | #N/A | #N/A | #N/A |  |  | #N/A
| Office - Open Plan (Including Other) |  | 1.4245
Office - Open Plan (Including Other)535 |  | 27 |  | 535 | #N/A | #N/A | #N/A | #N/A |  | #N/A | #N/A | #N/A | 1.1401 |  |  | #N/A |  |  |  | #N/A |  |  | #N/A |  |  |  | #N/A | #N/A | #N/A |  |  | #N/A
Office - Open Plan (Including Other)539 |  | 27 |  | 539 | #N/A | #N/A | #N/A | #N/A |  | #N/A | #N/A | #N/A | 0.20286 |  |  | #N/A |  |  |  | #N/A |  |  | #N/A |  |  |  | #N/A | #N/A | #N/A |  |  | #N/A
Office - Open Plan (Including Other)524 |  | 27 |  | 524 | indirect Wall Scounce | CF | 18 | 2 |  | 39 | 10000 | 0.0020917 | 0.081576 |  |  | 0.18756 |  |  |  | 0.12864 |  |  | 0.065679 |  |  |  | 0.012132 | 50000 | 0 |  |  | 0
| Restrooms |  | 1.1655
Restrooms521 |  | 12 |  | 521 | #N/A | #N/A | #N/A | #N/A |  | #N/A | #N/A | #N/A | 0.54991 |  |  | #N/A |  |  |  | #N/A |  |  | #N/A |  |  |  | #N/A | #N/A | #N/A |  |  | #N/A
Restrooms537-1 |  | 12 |  | 537-1 | Linear WW Open | FL | 32 | 1 |  | 29 | 36000 | 0.01522 | 0.44138 |  |  | 1.5763 |  |  |  | 0.93603 |  |  | 0.050987 |  |  |  | 0.083203 | 50000 | 0.4566 |  |  | 0.93603
Restrooms524 |  | 12 |  | 524 | indirect Wall Scounce | CF | 18 | 2 |  | 39 | 10000 | 0.0044669 | 0.17421 |  |  | 0.40055 |  |  |  | 0.27471 |  |  | 0.14026 |  |  |  | 0.025908 | 50000 | 0 |  |  | 0
| Retail - Sales Area |  | 2.2015
Retail - Sales Area535 |  | 97 |  | 535 | #N/A | #N/A | #N/A | #N/A |  | #N/A | #N/A | #N/A | 1.2425 |  |  | #N/A |  |  |  | #N/A |  |  | #N/A |  |  |  | #N/A | #N/A | #N/A |  |  | #N/A
Retail - Sales Area541 |  | 97 |  | 541 | #N/A | #N/A | #N/A | #N/A |  | #N/A | #N/A | #N/A | 0.95897 |  |  | #N/A |  |  |  | #N/A |  |  | #N/A |  |  |  | #N/A | #N/A | #N/A |  |  | #N/A
Retail - Sales Area572 |  | 97 |  | 0 | NA | NA | 0 | 0 |  | 0 | 0 | 0 | 0 |  |  | 0 |  |  |  | 0 |  |  | 0 |  |  |  | 0 | 0 | 0 |  |  | 0
| Stairway |  | 0.777
Stairway530 |  | 11 |  | 530 | #N/A | #N/A | #N/A | #N/A |  | #N/A | #N/A | #N/A | 0.777 |  |  | #N/A |  |  |  | #N/A |  |  | #N/A |  |  |  | #N/A | #N/A | #N/A |  |  | #N/A
Stairway0 |  | 11 |  | 0 | NA | NA | 0 | 0 |  | 0 | 0 | 0 | 0 |  |  | 0 |  |  |  | 0 |  |  | 0 |  |  |  | 0 | 0 | 0 |  |  | 0
Stairway0 |  | 11 |  | 0 | NA | NA | 0 | 0 |  | 0 | 0 | 0 | 0 |  |  | 0 |  |  |  | 0 |  |  | 0 |  |  |  | 0 | 0 | 0 |  |  | 0
| Storage |  | 1.036
Storage530 |  | 41 |  | 530 | #N/A | #N/A | #N/A | #N/A |  | #N/A | #N/A | #N/A | 1.036 |  |  | #N/A |  |  |  | #N/A |  |  | #N/A |  |  |  | #N/A | #N/A | #N/A |  |  | #N/A
Storage553 |  | 41 |  | 0 | NA | NA | 0 | 0 |  | 0 | 0 | 0 | 0 |  |  | 0 |  |  |  | 0 |  |  | 0 |  |  |  | 0 | 0 | 0 |  |  | 0
Storage0 |  | 41 |  | 0 | NA | NA | 0 | 0 |  | 0 | 0 | 0 | 0 |  |  | 0 |  |  |  | 0 |  |  | 0 |  |  |  | 0 | 0 | 0 |  |  | 0
1 FL linear fluorescent, CF compact fluorescent, MH metal halide
Interior Lighting Costs by Space Type, North Carolina Base Code
| Space Type Lighting Descriptions and Cost Parameters | [14 empty] | New Construction Cost | [6 empty] | Lamp Replacement Cost |  |  |  |  | Ballast Replacement Cost
| 2009 Space Types | 90.1 Lighting Subcommittee Model Number | Space Type Lighting Power Allowance W/ft2 | Fixture ID Number | Fixture Type | Lamp Type1 | Lamp Wattage | Number of Lamps | Not Used | Fixture Watts | Lamp Life Hours | Quantity of Fixtures/ft2 | Fixture Watts/ft2 | not used | not used | Fixture Cost/ft2 | not used | not used | not used | Labor Cost $/ft2 | Not Used | Not Used | Lamp Cost $/ft2 | Not Used | Not Used | Not Used | Labor Cost/ft2 | Ballast Life Hours | Ballast Cost, $/ft2 | Not Used | Not Used | Labor Cost/ft2 | Not Used | Not Used
Classroom/Lecture/Training | Classroom/Lecture/Training |  | 1.9026
Classroom/Lecture/Training535 |  | 3.1 |  | 535 | #N/A | #N/A | #N/A | #N/A |  | #N/A | #N/A | #N/A | 1.5653 |  |  | #N/A |  |  |  | #N/A |  |  | #N/A |  |  |  | #N/A | #N/A | #N/A |  |  | #N/A
Classroom/Lecture/Training537-2 |  | 3.1 |  | 537-2 | #N/A | #N/A | #N/A | #N/A |  | #N/A | #N/A | #N/A | 0.33727 |  |  | #N/A |  |  |  | #N/A |  |  | #N/A |  |  |  | #N/A | #N/A | #N/A |  |  | #N/A
Classroom/Lecture/Training0 |  | 3.1 |  | 0 | NA | NA | 0 | 0 |  | 0 | 0 | 0 | 0 |  |  | 0 |  |  |  | 0 |  |  | 0 |  |  |  | 0 | 0 | 0 |  |  | 0
| Conference/Meeting/Multipurpose |  | 1.7667
Conference/Meeting/Multipurpose535 |  | 31 |  | 535 | #N/A | #N/A | #N/A | #N/A |  | #N/A | #N/A | #N/A | 0.90242 |  |  | #N/A |  |  |  | #N/A |  |  | #N/A |  |  |  | #N/A | #N/A | #N/A |  |  | #N/A
Conference/Meeting/Multipurpose537-1 |  | 31 |  | 537-1 | Linear WW Open | FL | 32 | 1 |  | 29 | 36000 | 0.017716 | 0.51376 |  |  | 1.8348 |  |  |  | 1.0895 |  |  | 0.059348 |  |  |  | 0.096847 | 50000 | 0.53147 |  |  | 1.0895
Conference/Meeting/Multipurpose511 |  | 31 |  | 511 | Downlight open - flood | PAR | 60 | 1 |  | 60 | 4200 | 0.0058421 | 0.35053 |  |  | 0.21663 |  |  |  | 0.35929 |  |  | 0.1249 |  |  |  | 0.017001 | 0 | 0 |  |  | 0
| Corridor/Transition |  | 0.6795
Corridor/Transition530 |  | 2 |  | 530 | #N/A | #N/A | #N/A | #N/A |  | #N/A | #N/A | #N/A | 0.39081 |  |  | #N/A |  |  |  | #N/A |  |  | #N/A |  |  |  | #N/A | #N/A | #N/A |  |  | #N/A
Corridor/Transition537-2 |  | 2 |  | 537-2 | #N/A | #N/A | #N/A | #N/A |  | #N/A | #N/A | #N/A | 0.28869 |  |  | #N/A |  |  |  | #N/A |  |  | #N/A |  |  |  | #N/A | #N/A | #N/A |  |  | #N/A
Corridor/Transition0 |  | 2 |  | 0 | NA | NA | 0 | 0 |  | 0 | 0 | 0 | 0 |  |  | 0 |  |  |  | 0 |  |  | 0 |  |  |  | 0 | 0 | 0 |  |  | 0
| Dining Area |  | 1.2231
Dining Area531 |  | 6 |  | 531 | #N/A | #N/A | #N/A | #N/A |  | #N/A | #N/A | #N/A | 0.93812 |  |  | #N/A |  |  |  | #N/A |  |  | #N/A |  |  |  | #N/A | #N/A | #N/A |  |  | #N/A
Dining Area524 |  | 6 |  | 524 | indirect Wall Scounce | CF | 18 | 2 |  | 39 | 10000 | 0.0073072 | 0.28498 |  |  | 0.65524 |  |  |  | 0.44939 |  |  | 0.22945 |  |  |  | 0.042382 | 50000 | 0 |  |  | 0
Dining Area0 |  | 6
| Electrical/Mechanical |  | 2.0385
Electrical/Mechanical538 |  | 4 |  | 538 | #N/A | #N/A | #N/A | #N/A |  | #N/A | #N/A | #N/A | 2.0385 |  |  | #N/A |  |  |  | #N/A |  |  | #N/A |  |  |  | #N/A | #N/A | #N/A |  |  | #N/A
Electrical/Mechanical0 |  | 4 |  | 0 | NA | NA | 0 | 0 |  | 0 | 0 | 0 | 0 |  |  | 0 |  |  |  | 0 |  |  | 0 |  |  |  | 0 | 0 | 0 |  |  | 0
Electrical/Mechanical0 |  | 4 |  | 0 | NA | NA | 0 | 0 |  | 0 | 0 | 0 | 0 |  |  | 0 |  |  |  | 0 |  |  | 0 |  |  |  | 0 | 0 | 0 |  |  | 0
| Food Preparation |  | 1.6308
Food Preparation530 |  | 8 |  | 530 | #N/A | #N/A | #N/A | #N/A |  | #N/A | #N/A | #N/A | 1.6308 |  |  | #N/A |  |  |  | #N/A |  |  | #N/A |  |  |  | #N/A | #N/A | #N/A |  |  | #N/A
Food Preparation0 |  | 8 |  | 0 | NA | NA | 0 | 0 |  | 0 | 0 | 0 | 0 |  |  | 0 |  |  |  | 0 |  |  | 0 |  |  |  | 0 | 0 | 0 |  |  | 0
Food Preparation0 |  | 8 |  | 0 | NA | NA | 0 | 0 |  | 0 | 0 | 0 | 0 |  |  | 0 |  |  |  | 0 |  |  | 0 |  |  |  | 0 | 0 | 0 |  |  | 0
| Gymnasium/Fitness-Fitness Area |  | 1.2231
Gymnasium/Fitness-Fitness Area535 |  | 126 |  | 535 | #N/A | #N/A | #N/A | #N/A |  | #N/A | #N/A | #N/A | 1.2231 |  |  | #N/A |  |  |  | #N/A |  |  | #N/A |  |  |  | #N/A | #N/A | #N/A |  |  | #N/A
Gymnasium/Fitness-Fitness Area0 |  | 126 |  | 0 | NA | NA | 0 | 0 |  | 0 | 0 | 0 | 0 |  |  | 0 |  |  |  | 0 |  |  | 0 |  |  |  | 0 | 0 | 0 |  |  | 0
Gymnasium/Fitness-Fitness Area0 |  | 126 |  | 0 | NA | NA | 0 | 0 |  | 0 | 0 | 0 | 0 |  |  | 0 |  |  |  | 0 |  |  | 0 |  |  |  | 0 | 0 | 0 |  |  | 0
| Highway Lodging Guest Rooms |  | 1.1
Highway Lodging Guest Rooms524 |  | 75.01 |  | 524 | indirect Wall Scounce | CF | 18 | 2 |  | 39 | 10000 | 0.0042947 | 0.16749 |  |  | 0.3851 |  |  |  | 0.26412 |  |  | 0.13485 |  |  |  | 0.024909 | 50000 | 0 |  |  | 0
Highway Lodging Guest Rooms520 |  | 75.01 |  | 520 | #N/A | #N/A | #N/A | #N/A |  | #N/A | #N/A | #N/A | 0.93251 |  |  | #N/A |  |  |  | #N/A |  |  | #N/A |  |  |  | #N/A | #N/A | #N/A |  |  | #N/A
Highway Lodging Guest Rooms0 |  | 75.01 |  | 0 | NA | NA | 0 | 0 |  | 0 | 0 | 0 | 0 |  |  | 0 |  |  |  | 0 |  |  | 0 |  |  |  | 0 | 0 | 0 |  |  | 0
| Hospital - Laundry/Washing |  | 0.8154
Hospital - Laundry-washing530 |  | 82 |  | 530 | #N/A | #N/A | #N/A | #N/A |  | #N/A | #N/A | #N/A | 0.8154 |  |  | #N/A |  |  |  | #N/A |  |  | #N/A |  |  |  | #N/A | #N/A | #N/A |  |  | #N/A
Hospital - Laundry-washing0 |  | 82 |  | 0 | NA | NA | 0 | 0 |  | 0 | 0 | 0 | 0 |  |  | 0 |  |  |  | 0 |  |  | 0 |  |  |  | 0 | 0 | 0 |  |  | 0
Hospital - Laundry-washing0 |  | 82 |  | 0 | NA | NA | 0 | 0 |  | 0 | 0 | 0 | 0 |  |  | 0 |  |  |  | 0 |  |  | 0 |  |  |  | 0 | 0 | 0 |  |  | 0
| Library |  | 1.6308
Library535 |  | 19 |  | 535 | #N/A | #N/A | #N/A | #N/A |  | #N/A | #N/A | #N/A | 0.82899 |  |  | #N/A |  |  |  | #N/A |  |  | #N/A |  |  |  | #N/A | #N/A | #N/A |  |  | #N/A
Library520 |  | 19 |  | 520 | #N/A | #N/A | #N/A | #N/A |  | #N/A | #N/A | #N/A | 0.35334 |  |  | #N/A |  |  |  | #N/A |  |  | #N/A |  |  |  | #N/A | #N/A | #N/A |  |  | #N/A
Library529 |  | 19 |  | 529 | #N/A | #N/A | #N/A | #N/A |  | #N/A | #N/A | #N/A | 0.43488 |  |  | #N/A |  |  |  | #N/A |  |  | #N/A |  |  |  | #N/A | #N/A | #N/A |  |  | #N/A
| Lobby |  | 1.7667
Lobby534-2 |  | 20.1 |  | 534-2 | Linear Wall Cove | FL | 32 | 1 |  | 29 | 36000 | 0.012221 | 0.3544 |  |  | 4.6438 |  |  |  | 0.70722 |  |  | 0.040939 |  |  |  | 0.066806 | 50000 | 0.36662 |  |  | 0.75156
Lobby523 |  | 20.1 |  | 523 | #N/A | #N/A | #N/A | #N/A |  | #N/A | #N/A | #N/A | 1.2915 |  |  | #N/A |  |  |  | #N/A |  |  | #N/A |  |  |  | #N/A | #N/A | #N/A |  |  | #N/A
Lobby521 |  | 20.1 |  | 521 | #N/A | #N/A | #N/A | #N/A |  | #N/A | #N/A | #N/A | 0.12085 |  |  | #N/A |  |  |  | #N/A |  |  | #N/A |  |  |  | #N/A | #N/A | #N/A |  |  | #N/A
| Lobby - Hotel |  | 1.4949 | [25 empty] | #N/A
Lobby - Hotel535 |  | 79 |  | 535 | #N/A | #N/A | #N/A | #N/A |  | #N/A | #N/A | #N/A | 0.03741 |  |  | #N/A |  |  |  | #N/A |  |  | #N/A |  |  |  | #N/A | #N/A | #N/A |  |  | #N/A
Lobby - Hotel572 |  | 79 |  | 572 | Downlight open | TH | 75 | 1 |  | 75 | 850 | 0.017393 | 1.3045 |  |  | 0.48526 |  |  |  | 1.0697 |  |  | 0.37186 |  |  |  | 0.40873 | 0 | 0 |  |  | 0
Lobby - Hotel524 |  | 79 |  | 524 | indirect Wall Scounce | CF | 18 | 2 |  | 39 | 10000 | 0.0039238 | 0.15303 |  |  | 0.35185 |  |  |  | 0.24131 |  |  | 0.12321 |  |  |  | 0.022758 | 50000 | 0 |  |  | 0
| Lounge/Recreation - Break room |  | 1.6308
Lounge/Recreation - Breakroom537-1 |  | 9 |  | 537-1 | Linear WW Open | FL | 32 | 1 |  | 29 | 36000 | 0.017722 | 0.51394 |  |  | 1.8355 |  |  |  | 1.0899 |  |  | 0.059369 |  |  |  | 0.096883 | 50000 | 0.53167 |  |  | 1.0899
Lounge/Recreation - Breakroom572 |  | 9 |  | 0 | NA | NA | 0 | 0 |  | 0 | 0 | 0 | 0 |  |  | 0 |  |  |  | 0 |  |  | 0 |  |  |  | 0 | 0 | 0 |  |  | 0
Lounge/Recreation - Breakroom521 |  | 9 |  | 521 | #N/A | #N/A | #N/A | #N/A |  | #N/A | #N/A | #N/A | 1.1169 |  |  | #N/A |  |  |  | #N/A |  |  | #N/A |  |  |  | #N/A | #N/A | #N/A |  |  | #N/A
| Office-Enclosed |  | 1.4949
Office-Enclosed535 |  | 25 |  | 535 | #N/A | #N/A | #N/A | #N/A |  | #N/A | #N/A | #N/A | 1.0552 |  |  | #N/A |  |  |  | #N/A |  |  | #N/A |  |  |  | #N/A | #N/A | #N/A |  |  | #N/A
Office-Enclosed539 |  | 25 |  | 539 | #N/A | #N/A | #N/A | #N/A |  | #N/A | #N/A | #N/A | 0.16689 |  |  | #N/A |  |  |  | #N/A |  |  | #N/A |  |  |  | #N/A | #N/A | #N/A |  |  | #N/A
Office-Enclosed537-2 |  | 25 |  | 537-2 | #N/A | #N/A | #N/A | #N/A |  | #N/A | #N/A | #N/A | 0.27282 |  |  | #N/A |  |  |  | #N/A |  |  | #N/A |  |  |  | #N/A | #N/A | #N/A |  |  | #N/A
| Office - Open Plan (Including Other) |  | 1.4949
Office - Open Plan (Including Other)535 |  | 27 |  | 535 | #N/A | #N/A | #N/A | #N/A |  | #N/A | #N/A | #N/A | 1.1964 |  |  | #N/A |  |  |  | #N/A |  |  | #N/A |  |  |  | #N/A | #N/A | #N/A |  |  | #N/A
Office - Open Plan (Including Other)539 |  | 27 |  | 539 | #N/A | #N/A | #N/A | #N/A |  | #N/A | #N/A | #N/A | 0.21288 |  |  | #N/A |  |  |  | #N/A |  |  | #N/A |  |  |  | #N/A | #N/A | #N/A |  |  | #N/A
Office - Open Plan (Including Other)524 |  | 27 |  | 524 | indirect Wall Scounce | CF | 18 | 2 |  | 39 | 10000 | 0.0021951 | 0.085608 |  |  | 0.19683 |  |  |  | 0.135 |  |  | 0.068925 |  |  |  | 0.012731 | 50000 | 0 |  |  | 0
| Restrooms |  | 1.2231
Restrooms521 |  | 12 |  | 521 | #N/A | #N/A | #N/A | #N/A |  | #N/A | #N/A | #N/A | 0.57709 |  |  | #N/A |  |  |  | #N/A |  |  | #N/A |  |  |  | #N/A | #N/A | #N/A |  |  | #N/A
Restrooms537-1 |  | 12 |  | 537-1 | Linear WW Open | FL | 32 | 1 |  | 29 | 36000 | 0.015972 | 0.46319 |  |  | 1.6542 |  |  |  | 0.98229 |  |  | 0.053507 |  |  |  | 0.087315 | 50000 | 0.47916 |  |  | 0.98229
Restrooms524 |  | 12 |  | 524 | indirect Wall Scounce | CF | 18 | 2 |  | 39 | 10000 | 0.0046877 | 0.18282 |  |  | 0.42034 |  |  |  | 0.28829 |  |  | 0.14719 |  |  |  | 0.027188 | 50000 | 0 |  |  | 0
| Retail - Sales Area |  | 2.3103
Retail - Sales Area535 |  | 97 |  | 535 | #N/A | #N/A | #N/A | #N/A |  | #N/A | #N/A | #N/A | 1.3039 |  |  | #N/A |  |  |  | #N/A |  |  | #N/A |  |  |  | #N/A | #N/A | #N/A |  |  | #N/A
Retail - Sales Area541 |  | 97 |  | 541 | #N/A | #N/A | #N/A | #N/A |  | #N/A | #N/A | #N/A | 1.0064 |  |  | #N/A |  |  |  | #N/A |  |  | #N/A |  |  |  | #N/A | #N/A | #N/A |  |  | #N/A
Retail - Sales Area572 |  | 97 |  | 0 | NA | NA | 0 | 0 |  | 0 | 0 | 0 | 0 |  |  | 0 |  |  |  | 0 |  |  | 0 |  |  |  | 0 | 0 | 0 |  |  | 0
| Stairway |  | 0.8154
Stairway530 |  | 11 |  | 530 | #N/A | #N/A | #N/A | #N/A |  | #N/A | #N/A | #N/A | 0.8154 |  |  | #N/A |  |  |  | #N/A |  |  | #N/A |  |  |  | #N/A | #N/A | #N/A |  |  | #N/A
Stairway0 |  | 11 |  | 0 | NA | NA | 0 | 0 |  | 0 | 0 | 0 | 0 |  |  | 0 |  |  |  | 0 |  |  | 0 |  |  |  | 0 | 0 | 0 |  |  | 0
Stairway0 |  | 11 |  | 0 | NA | NA | 0 | 0 |  | 0 | 0 | 0 | 0 |  |  | 0 |  |  |  | 0 |  |  | 0 |  |  |  | 0 | 0 | 0 |  |  | 0
| Storage |  | 1.0872
Storage530 |  | 41 |  | 530 | #N/A | #N/A | #N/A | #N/A |  | #N/A | #N/A | #N/A | 1.0872 |  |  | #N/A |  |  |  | #N/A |  |  | #N/A |  |  |  | #N/A | #N/A | #N/A |  |  | #N/A
Storage553 |  | 41 |  | 0 | NA | NA | 0 | 0 |  | 0 | 0 | 0 | 0 |  |  | 0 |  |  |  | 0 |  |  | 0 |  |  |  | 0 | 0 | 0 |  |  | 0
Storage0 |  | 41 |  | 0 | NA | NA | 0 | 0 |  | 0 | 0 | 0 | 0 |  |  | 0 |  |  |  | 0 |  |  | 0 |  |  |  | 0 | 0 | 0 |  |  | 0
1 FL linear fluorescent, CF compact fluorescent, MH metal halide
Interior Lighting Costs by Space Type, 2012
| Space Type Lighting Descriptions and Cost Parameters | [18 empty] | New Construction Cost |  |  | Lamp Replacement Cost |  |  |  |  | Ballast Replacement Cost
IECC 2012 Lookup Values | 2012 Space Types | Model Number | Lighting Power Allowance, LPD, W/ft2 | Fixtures - ID Number | Fixture type | Lamp Type | Lamp Wattage | Number of Lamps |  | Fixture Watts | Lamp Life, Hours | Quantity of Fixtures/ft2 | Fixture Watts/ft2 |  |  | Fixture Cost only, $/ft2 | not used | not used | not used | Labor Cost $/ft2 |  |  | Lamp Cost, $/ft2 | Labor Crew Type |  |  | Labor Cost/ft2 | Ballast Life Hours | Ballast Cost, $/ft2 | Not Used | Not Used | Labor Cost/ft2
Classroom/Lecture/Training | Classroom/Lecture/Training |  | 1.4 | [24 empty] | 0 | #N/A |  |  | 0
Classroom/Lecture/Training535 |  | 3.1 |  | 535 | #N/A | #N/A | #N/A | #N/A |  | #N/A | #N/A | #N/A | 1.0435 |  |  | #N/A |  |  |  | #N/A |  |  | #N/A |  |  |  | #N/A | #N/A | #N/A |  |  | #N/A
Classroom/Lecture/Training521 |  | 3.1 |  | 521 | #N/A | #N/A | #N/A | #N/A |  | #N/A | #N/A | #N/A | 0.17392 |  |  | #N/A |  |  |  | #N/A |  |  | #N/A |  |  |  | #N/A | #N/A | #N/A |  |  | #N/A
Classroom/Lecture/Training0 |  | 3.1 |  | 0 | NA | NA | 0 | 0 |  | 0 | 0 | 0 | 0 |  |  | #N/A |  |  |  | #N/A |  |  | #N/A |  |  |  | #N/A | #N/A | 0 |  |  | 0
Classroom/Lecture/Training537-1 |  | 3.1 |  | 537-1 | Linear WW Open | FL | 32 | #N/A |  | #N/A | #N/A | #N/A | 0.18256 |  |  | #N/A |  |  |  | #N/A |  |  | #N/A |  |  |  | #N/A | #N/A | #N/A |  |  | #N/A
| Conference/Meeting/Multipurpose |  | 1.3887
Conference/Meeting/Multipurpose535 |  | 31 |  | 535 | #N/A | #N/A | #N/A | #N/A |  | #N/A | #N/A | #N/A | 0.68226 |  |  | #N/A |  |  |  | #N/A |  |  | #N/A |  |  |  | #N/A | #N/A | #N/A |  |  | #N/A
Conference/Meeting/Multipurpose511 |  | 31 |  | 511 | Downlight open - flood | PAR | 60 | #N/A |  | #N/A | #N/A | #N/A | 0.49352 |  |  | #N/A |  |  |  | #N/A |  |  | #N/A |  |  |  | #N/A | #N/A | #N/A |  |  | #N/A
Conference/Meeting/Multipurpose0 |  | 31 |  | 0 | NA | NA | 0 | 0 |  | 0 | 0 | 0 | 0 |  |  | #N/A |  |  |  | #N/A |  |  | #N/A |  |  |  | #N/A | #N/A | 0 |  |  | 0
Conference/Meeting/Multipurpose527-1 |  | 31 |  | 527-1 | #N/A | #N/A | #N/A | #N/A |  | #N/A | #N/A | #N/A | 0.21289 |  |  | #N/A |  |  |  | #N/A |  |  | #N/A |  |  |  | #N/A | #N/A | #N/A |  |  | #N/A
| Corridor/Transition |  | 0.74514
Corridor/Transition521 |  | 2 |  | 521 | #N/A | #N/A | #N/A | #N/A |  | #N/A | #N/A | #N/A | 0.74514 |  |  | #N/A |  |  |  | #N/A |  |  | #N/A |  |  |  | #N/A | #N/A | #N/A |  |  | #N/A
Corridor/Transition0 |  | 2 |  | 0 | NA | NA | 0 | 0 |  | 0 | 0 | 0 | 0 |  |  | #N/A |  |  |  | #N/A |  |  | #N/A |  |  |  | #N/A | #N/A | 0 |  |  | 0
Corridor/Transition0 |  | 2 |  | 0 | NA | NA | 0 | 0 |  | 0 | 0 | 0 | 0 |  |  | #N/A |  |  |  | #N/A |  |  | #N/A |  |  |  | #N/A | #N/A | 0 |  |  | 0
Corridor/Transition527-2 |  | 2 |  | 0 | NA | NA | 0 | 0 |  | 0 | 0 | 0 | 1.1369e-07 |  |  | #N/A |  |  |  | #N/A |  |  | #N/A |  |  |  | #N/A | #N/A | 0 |  |  | 0
| Dining Area |  | 0.73385
Dining Area535 |  | 6 |  | 535 | #N/A | #N/A | #N/A | #N/A |  | #N/A | #N/A | #N/A | 0.27086 |  |  | #N/A |  |  |  | #N/A |  |  | #N/A |  |  |  | #N/A | #N/A | #N/A |  |  | #N/A
Dining Area521 |  | 6 |  | 521 | #N/A | #N/A | #N/A | #N/A |  | #N/A | #N/A | #N/A | 0.13283 |  |  | #N/A |  |  |  | #N/A |  |  | #N/A |  |  |  | #N/A | #N/A | #N/A |  |  | #N/A
Dining Area0 |  | 6 |  | 0 | NA | NA | 0 | 0 |  | 0 | 0 | 0 | 0 |  |  | #N/A |  |  |  | #N/A |  |  | #N/A |  |  |  | #N/A | #N/A | 0 |  |  | 0
Dining Area537-1 |  | 6 |  | 537-1 | Linear WW Open | FL | 32 | #N/A |  | #N/A | #N/A | #N/A | 0.33015 |  |  | #N/A |  |  |  | #N/A |  |  | #N/A |  |  |  | #N/A | #N/A | #N/A |  |  | #N/A
| Electrical/Mechanical |  | 1.0725
Electrical/Mechanical538 |  | 4 |  | 538 | #N/A | #N/A | #N/A | #N/A |  | #N/A | #N/A | #N/A | 1.0725 |  |  | #N/A |  |  |  | #N/A |  |  | #N/A |  |  |  | #N/A | #N/A | #N/A |  |  | #N/A
Electrical/Mechanical0 |  | 4 |  | 0 | NA | NA | 0 | 0 |  | 0 | 0 | 0 | 0 |  |  | #N/A |  |  |  | #N/A |  |  | #N/A |  |  |  | #N/A | #N/A | 0 |  |  | 0
Electrical/Mechanical0 |  | 4 |  | 0 | NA | NA | 0 | 0 |  | 0 | 0 | 0 | 0 |  |  | #N/A |  |  |  | #N/A |  |  | #N/A |  |  |  | #N/A | #N/A | 0 |  |  | 0
Electrical/Mechanical0 |  | 4 |  | 0 | NA | NA | 0 | 0 |  | 0 | 0 | 0 | 1.127e-07 |  |  | #N/A |  |  |  | #N/A |  |  | #N/A |  |  |  | #N/A | #N/A | 0 |  |  | 0
| Food Preparation |  | 1.1177
Food Preparation530 |  | 8 |  | 530 | #N/A | #N/A | #N/A | #N/A |  | #N/A | #N/A | #N/A | 1.1177 |  |  | #N/A |  |  |  | #N/A |  |  | #N/A |  |  |  | #N/A | #N/A | #N/A |  |  | #N/A
Food Preparation0 |  | 8 |  | 0 | NA | NA | 0 | 0 |  | 0 | 0 | 0 | 0 |  |  | #N/A |  |  |  | #N/A |  |  | #N/A |  |  |  | #N/A | #N/A | 0 |  |  | 0
Food Preparation0 |  | 8 |  | 0 | NA | NA | 0 | 0 |  | 0 | 0 | 0 | 0 |  |  | #N/A |  |  |  | #N/A |  |  | #N/A |  |  |  | #N/A | #N/A | 0 |  |  | 0
Food Preparation0 |  | 8 |  | 0 | NA | NA | 0 | 0 |  | 0 | 0 | 0 | 1.1283e-07 |  |  | #N/A |  |  |  | #N/A |  |  | #N/A |  |  |  | #N/A | #N/A | 0 |  |  | 0
| Gymnasium/Fitness-Fitness Area |  | 0.81288
Gymnasium/Fitness-Fitness Area535 |  | 126 |  | 535 | #N/A | #N/A | #N/A | #N/A |  | #N/A | #N/A | #N/A | 0.81288 |  |  | #N/A |  |  |  | #N/A |  |  | #N/A |  |  |  | #N/A | #N/A | #N/A |  |  | #N/A
Gymnasium/Fitness-Fitness Area0 |  | 126 |  | 0 | NA | NA | 0 | 0 |  | 0 | 0 | 0 | 0 |  |  | #N/A |  |  |  | #N/A |  |  | #N/A |  |  |  | #N/A | #N/A | 0 |  |  | 0
Gymnasium/Fitness-Fitness Area0 |  | 126 |  | 0 | NA | NA | 0 | 0 |  | 0 | 0 | 0 | 0 |  |  | #N/A |  |  |  | #N/A |  |  | #N/A |  |  |  | #N/A | #N/A | 0 |  |  | 0
Gymnasium/Fitness-Fitness Area0 |  | 126 |  | 0 | NA | NA | 0 | 0 |  | 0 | 0 | 0 | 1.1241e-07 |  |  | #N/A |  |  |  | #N/A |  |  | #N/A |  |  |  | #N/A | #N/A | 0 |  |  | 0
| Highway Lodging Guest Rooms |  | 0.75
Highway Lodging Guest Rooms529 |  | 75.01 |  | 529 | #N/A | #N/A | #N/A | #N/A |  | #N/A | #N/A | #N/A | 0.42392 |  |  | #N/A |  |  |  | #N/A |  |  | #N/A |  |  |  | #N/A | #N/A | #N/A |  |  | #N/A
Highway Lodging Guest Rooms520 |  | 75.01 |  | 520 | #N/A | #N/A | #N/A | #N/A |  | #N/A | #N/A | #N/A | 0.32608 |  |  | #N/A |  |  |  | #N/A |  |  | #N/A |  |  |  | #N/A | #N/A | #N/A |  |  | #N/A
Highway Lodging Guest Rooms0 |  | 75.01 |  | 0 | NA | NA | 0 | 0 |  | 0 | 0 | 0 | 0 |  |  | #N/A |  |  |  | #N/A |  |  | #N/A |  |  |  | #N/A | #N/A | 0 |  |  | 0
Highway Lodging Guest Rooms0 |  | 75.01 |  | 0 | NA | NA | 0 | 0 |  | 0 | 0 | 0 | 9.9676e-08 |  |  | #N/A |  |  |  | #N/A |  |  | #N/A |  |  |  | #N/A | #N/A | 0 |  |  | 0
| Hospital - Laundry/Washing |  | 0.6774
Hospital - Laundry-washing530 |  | 82 |  | 530 | #N/A | #N/A | #N/A | #N/A |  | #N/A | #N/A | #N/A | 0.6774 |  |  | #N/A |  |  |  | #N/A |  |  | #N/A |  |  |  | #N/A | #N/A | #N/A |  |  | #N/A
Hospital - Laundry-washing0 |  | 82 |  | 0 | NA | NA | 0 | 0 |  | 0 | 0 | 0 | 0 |  |  | #N/A |  |  |  | #N/A |  |  | #N/A |  |  |  | #N/A | #N/A | 0 |  |  | 0
Hospital - Laundry-washing0 |  | 82 |  | 0 | NA | NA | 0 | 0 |  | 0 | 0 | 0 | 0 |  |  | #N/A |  |  |  | #N/A |  |  | #N/A |  |  |  | #N/A | #N/A | 0 |  |  | 0
Hospital - Laundry-washing0 |  | 82 |  | 0 | NA | NA | 0 | 0 |  | 0 | 0 | 0 | 1.1377e-07 |  |  | #N/A |  |  |  | #N/A |  |  | #N/A |  |  |  | #N/A | #N/A | 0 |  |  | 0
| Library |  | 1.05
Library535 |  | 19 |  | 535 | #N/A | #N/A | #N/A | #N/A |  | #N/A | #N/A | #N/A | 0.44344 |  |  | #N/A |  |  |  | #N/A |  |  | #N/A |  |  |  | #N/A | #N/A | #N/A |  |  | #N/A
Library520 |  | 19 |  | 520 | #N/A | #N/A | #N/A | #N/A |  | #N/A | #N/A | #N/A | 0.60653 |  |  | #N/A |  |  |  | #N/A |  |  | #N/A |  |  |  | #N/A | #N/A | #N/A |  |  | #N/A
Library0 |  | 19 |  | 0 | NA | NA | 0 | 0 |  | 0 | 0 | 0 | 0 |  |  | #N/A |  |  |  | #N/A |  |  | #N/A |  |  |  | #N/A | #N/A | 0 |  |  | 0
Library0 |  | 19 |  | 0 | NA | NA | 0 | 0 |  | 0 | 0 | 0 | 1.1276e-07 |  |  | #N/A |  |  |  | #N/A |  |  | #N/A |  |  |  | #N/A | #N/A | 0 |  |  | 0
| Lounge/Recreation - Break room |  | 0.82417
Lounge/Recreation - Breakroom521 |  | 9 |  | 521 | #N/A | #N/A | #N/A | #N/A |  | #N/A | #N/A | #N/A | 0.4912 |  |  | #N/A |  |  |  | #N/A |  |  | #N/A |  |  |  | #N/A | #N/A | #N/A |  |  | #N/A
Lounge/Recreation - Breakroom0 |  | 9 |  | 0 | NA | NA | 0 | 0 |  | 0 | 0 | 0 | 0 |  |  | #N/A |  |  |  | #N/A |  |  | #N/A |  |  |  | #N/A | #N/A | 0 |  |  | 0
Lounge/Recreation - Breakroom0 |  | 9 |  | 0 | NA | NA | 0 | 0 |  | 0 | 0 | 0 | 0 |  |  | #N/A |  |  |  | #N/A |  |  | #N/A |  |  |  | #N/A | #N/A | 0 |  |  | 0
Lounge/Recreation - Breakroom527-2 |  | 9 |  | 527-2 | #N/A | #N/A | #N/A | #N/A |  | #N/A | #N/A | #N/A | 0.33297 |  |  | #N/A |  |  |  | #N/A |  |  | #N/A |  |  |  | #N/A | #N/A | #N/A |  |  | #N/A
| Lobby |  | 1.0161
Lobby523 |  | 20.1 |  | 523 | #N/A | #N/A | #N/A | #N/A |  | #N/A | #N/A | #N/A | 0.56675 |  |  | #N/A |  |  |  | #N/A |  |  | #N/A |  |  |  | #N/A | #N/A | #N/A |  |  | #N/A
Lobby521 |  | 20.1 |  | 521 | #N/A | #N/A | #N/A | #N/A |  | #N/A | #N/A | #N/A | 0.26711 |  |  | #N/A |  |  |  | #N/A |  |  | #N/A |  |  |  | #N/A | #N/A | #N/A |  |  | #N/A
Lobby0 |  | 20.1 |  | 0 | NA | NA | 0 | 0 |  | 0 | 0 | 0 | 0 |  |  | #N/A |  |  |  | #N/A |  |  | #N/A |  |  |  | #N/A | #N/A | 0 |  |  | 0
Lobby534-2 |  | 20.1 |  | 534-2 | Linear Wall Cove | FL | 32 | #N/A |  | #N/A | #N/A | #N/A | 0.18224 |  |  | #N/A |  |  |  | #N/A |  |  | #N/A |  |  |  | #N/A | #N/A | #N/A |  |  | #N/A
| Office-Enclosed |  | 1.2532
Office-Enclosed531 |  | 25 |  | 531 | #N/A | #N/A | #N/A | #N/A |  | #N/A | #N/A | #N/A | 0.76213 |  |  | #N/A |  |  |  | #N/A |  |  | #N/A |  |  |  | #N/A | #N/A | #N/A |  |  | #N/A
Office-Enclosed539 |  | 25 |  | 539 | #N/A | #N/A | #N/A | #N/A |  | #N/A | #N/A | #N/A | 0.21026 |  |  | #N/A |  |  |  | #N/A |  |  | #N/A |  |  |  | #N/A | #N/A | #N/A |  |  | #N/A
Office-Enclosed0 |  | 25 |  | 0 | NA | NA | 0 | 0 |  | 0 | 0 | 0 | 0 |  |  | #N/A |  |  |  | #N/A |  |  | #N/A |  |  |  | #N/A | #N/A | 0 |  |  | 0
Office-Enclosed537-1 |  | 25 |  | 537-1 | Linear WW Open | FL | 32 | #N/A |  | #N/A | #N/A | #N/A | 0.2808 |  |  | #N/A |  |  |  | #N/A |  |  | #N/A |  |  |  | #N/A | #N/A | #N/A |  |  | #N/A
| Office - Open Plan (Including Other) |  | 1.1064
Office - Open Plan (Including Other)535 |  | 27 |  | 535 | #N/A | #N/A | #N/A | #N/A |  | #N/A | #N/A | #N/A | 0.81507 |  |  | #N/A |  |  |  | #N/A |  |  | #N/A |  |  |  | #N/A | #N/A | #N/A |  |  | #N/A
Office - Open Plan (Including Other)539 |  | 27 |  | 539 | #N/A | #N/A | #N/A | #N/A |  | #N/A | #N/A | #N/A | 0.10954 |  |  | #N/A |  |  |  | #N/A |  |  | #N/A |  |  |  | #N/A | #N/A | #N/A |  |  | #N/A
Office - Open Plan (Including Other)0 |  | 27 |  | 0 | NA | NA | 0 | 0 |  | 0 | 0 | 0 | 0 |  |  | #N/A |  |  |  | #N/A |  |  | #N/A |  |  |  | #N/A | #N/A | 0 |  |  | 0
Office - Open Plan (Including Other)537-1 |  | 27 |  | 537-1 | Linear WW Open | FL | 32 | #N/A |  | #N/A | #N/A | #N/A | 0.18181 |  |  | #N/A |  |  |  | #N/A |  |  | #N/A |  |  |  | #N/A | #N/A | #N/A |  |  | #N/A
| Restrooms |  | 1.1064
Restrooms604 |  | 12 |  | 604 | Wall Mounted Linear Direct/Indirect | FL | 32 | #N/A |  | #N/A | #N/A | #N/A | 0.32558 |  |  | #N/A |  |  |  | #N/A |  |  | #N/A |  |  |  | #N/A | #N/A | #N/A |  |  | #N/A
Restrooms520 |  | 12 |  | 520 | #N/A | #N/A | #N/A | #N/A |  | #N/A | #N/A | #N/A | 0.50218 |  |  | #N/A |  |  |  | #N/A |  |  | #N/A |  |  |  | #N/A | #N/A | #N/A |  |  | #N/A
Restrooms0 |  | 12 |  | 0 | NA | NA | 0 | 0 |  | 0 | 0 | 0 | 0 |  |  | #N/A |  |  |  | #N/A |  |  | #N/A |  |  |  | #N/A | #N/A | 0 |  |  | 0
Restrooms534-2 |  | 12 |  | 534-2 | Linear Wall Cove | FL | 32 | #N/A |  | #N/A | #N/A | #N/A | 0.27866 |  |  | #N/A |  |  |  | #N/A |  |  | #N/A |  |  |  | #N/A | #N/A | #N/A |  |  | #N/A
| Retail - Sales Area |  | 1.8967
Retail - Sales Area535 |  | 97 |  | 535 | #N/A | #N/A | #N/A | #N/A |  | #N/A | #N/A | #N/A | 1.1489 |  |  | #N/A |  |  |  | #N/A |  |  | #N/A |  |  |  | #N/A | #N/A | #N/A |  |  | #N/A
Retail - Sales Area541 |  | 97 |  | 541 | #N/A |  | #N/A | #N/A |  | #N/A | #N/A | #N/A | 0.56902 |  |  | #N/A |  |  |  | #N/A |  |  | #N/A |  |  |  | #N/A | #N/A | #N/A |  |  | #N/A
Retail - Sales Area0 |  | 97 |  | 0 | NA | NA | 0 | 0 |  | 0 | 0 | 0 | 0 |  |  | #N/A |  |  |  | #N/A |  |  | #N/A |  |  |  | #N/A | #N/A | 0 |  |  | 0
Retail - Sales Area537-1 |  | 97 |  | 537-1 | Linear WW Open | FL | 32 | #N/A |  | #N/A | #N/A | #N/A | 0.1788 |  |  | #N/A |  |  |  | #N/A |  |  | #N/A |  |  |  | #N/A | #N/A | #N/A |  |  | #N/A
| Stairway |  | 0.77901
Stairway530 |  | 11 |  | 530 | #N/A | #N/A | #N/A | #N/A |  | #N/A | #N/A | #N/A | 0.42028 |  |  | #N/A |  |  |  | #N/A |  |  | #N/A |  |  |  | #N/A | #N/A | #N/A |  |  | #N/A
Stairway602 |  | 11 |  | 602 | #N/A | #N/A | #N/A | #N/A |  | #N/A | #N/A | #N/A | 0.35873 |  |  | #N/A |  |  |  | #N/A |  |  | #N/A |  |  |  | #N/A | #N/A | #N/A |  |  | #N/A
Stairway0 |  | 11 |  | 0 | NA | NA | 0 | 0 |  | 0 | 0 | 0 | 0 |  |  | #N/A |  |  |  | #N/A |  |  | #N/A |  |  |  | #N/A | #N/A | 0 |  |  | 0
Stairway0 |  | 11 |  | 0 | NA | NA | 0 | 0 |  | 0 | 0 | 0 | 1.1282e-07 |  |  | #N/A |  |  |  | #N/A |  |  | #N/A |  |  |  | #N/A | #N/A | 0 |  |  | 0
| Storage |  | 0.71127
Storage538 |  | 41 |  | 538 | #N/A | #N/A | #N/A | #N/A |  | #N/A | #N/A | #N/A | 0.71127 |  |  | #N/A |  |  |  | #N/A |  |  | #N/A |  |  |  | #N/A | #N/A | #N/A |  |  | #N/A
Storage0 |  | 41 |  | 0 | NA | NA | 0 | 0 |  | 0 | 0 | 0 | 0 |  |  | #N/A |  |  |  | #N/A |  |  | #N/A |  |  |  | #N/A | #N/A | 0 |  |  | 0
Storage0 |  | 41 |  | 0 | NA | NA | 0 | 0 |  | 0 | 0 | 0 | 0 |  |  | #N/A |  |  |  | #N/A |  |  | #N/A |  |  |  | #N/A | #N/A | 0 |  |  | 0
Storage0 |  | 41 |  | 0 | NA | NA | 0 | 0 |  | 0 | 0 | 0 | 1.1211e-07 |  |  | #N/A |  |  |  | #N/A |  |  | #N/A |  |  |  | #N/A | #N/A | 0 |  |  | 0
| Lobby - Hotel |  | 1.1967
Lobby - Hotel572 |  | 79 |  | 572 | Downlight open | TH | 75 | #N/A |  | #N/A | #N/A | #N/A | 1.0148 |  |  | #N/A |  |  |  | #N/A |  |  | #N/A |  |  |  | #N/A | #N/A | #N/A |  |  | #N/A
Lobby - Hotel0 |  | 79 |  | 0 | NA | NA | 0 | 0 |  | 0 | 0 | 0 | 0 |  |  | #N/A |  |  |  | #N/A |  |  | #N/A |  |  |  | #N/A | #N/A | 0 |  |  | 0
Lobby - Hotel0 |  | 79 |  | 0 | NA | NA | 0 | 0 |  | 0 | 0 | 0 | 0 |  |  | #N/A |  |  |  | #N/A |  |  | #N/A |  |  |  | #N/A | #N/A | 0 |  |  | 0
Lobby - Hotel527-1 |  | 79 |  | 527-1 | #N/A | #N/A | #N/A | #N/A |  | #N/A | #N/A | #N/A | 0.18189 |  |  | #N/A |  |  |  | #N/A |  |  | #N/A |  |  |  | #N/A | #N/A | #N/A |  |  | #N/A
1 FL linear fluorescent, CF compact fluorescent, MH metal halide

## Int Ltg LPD Space Types MA (hidden)
| IECC Cost Effectiveness - Interior Lighting Power Density - Fixture Costs per Square Foot for Each Space Type - Mid-rise Apartment | [18 empty] | MID-RISE APT.
Adjustment Factors for LPD
| Interior lighting costs by space type and fixture type IECC 2009, North Carolina Base Code, and IECC 2012 tables. | [18 empty] | 2009 | 1.106
| 90.1-07 and 2010 in Int Ltg LPD Space Types 90_1 (same for all prototypes). Values come from "Int Ltg Comp" worksheet in this workbook. | [18 empty] | N. Carolina | 0.838
[20 empty] | 2012 | 0.782
Interior Lighting Costs by Space Type, 2009
1 | 2 | 3 | 4 | 5 | 6 | 7 | 8 | 9 | 10 | 11 | 12 | 13 | 14 | 15 | 16 | 17 | 18 | 19 | 20 | 21 | 22 | 23 | 24 | 25 | 26 | 27 | 28 | 31 | 32 | 33 | 34 | 35
| Space Type Lighting Descriptions and Cost Parameters | [14 empty] | New Construction Cost | [6 empty] | Lamp Replacement Cost |  |  |  |  | Ballast Replacement Cost
IECC 2009 Lookup Values | 2009 Space Types | 90.1 Lighting Subcommittee Model Number | Space Type Lighting Power Allowance W/ft2 | Fixture ID Number | Fixture Type | Lamp Type1 | Lamp Wattage | Number of Lamps | Not Used | Fixture Watts | Lamp Life Hours | Quantity of Fixtures/ft2 | Fixture Watts/ft2 | not used | not used | Fixture Cost/ft2 | not used | not used | not used | Labor Cost $/ft2 | Not Used | Not Used | Lamp Cost $/ft2 | Not Used | Not Used | Not Used | Labor Cost/ft2 | Ballast Life Hours | Ballast Cost, $/ft2 | Not Used | Not Used | Labor Cost/ft2 | Not Used | Not Used
Classroom/Lecture/Training | Classroom/Lecture/Training |  | 1.5484
Classroom/Lecture/Training535 |  | 3.1 |  | 535 | #N/A | #N/A | #N/A | #N/A |  | #N/A | #N/A | #N/A | 1.2739 |  |  | #N/A |  |  |  | #N/A |  |  | #N/A |  |  |  | #N/A | #N/A | #N/A |  |  | #N/A
Classroom/Lecture/Training537-2 |  | 3.1 |  | 537-2 | #N/A | #N/A | #N/A | #N/A |  | #N/A | #N/A | #N/A | 0.27448 |  |  | #N/A |  |  |  | #N/A |  |  | #N/A |  |  |  | #N/A | #N/A | #N/A |  |  | #N/A
Classroom/Lecture/Training0 |  | 3.1 |  | 0 | NA | NA | 0 | 0 |  | 0 | 0 | 0 | 0 |  |  | 0 |  |  |  | 0 |  |  | 0 |  |  |  | 0 | 0 | 0 |  |  | 0
| Conference/Meeting/Multipurpose |  | 1.4378
Conference/Meeting/Multipurpose535 |  | 31 |  | 535 | #N/A | #N/A | #N/A | #N/A |  | #N/A | #N/A | #N/A | 0.73442 |  |  | #N/A |  |  |  | #N/A |  |  | #N/A |  |  |  | #N/A | #N/A | #N/A |  |  | #N/A
Conference/Meeting/Multipurpose537-1 |  | 31 |  | 537-1 | Linear WW Open | FL | 32 | 1 |  | 29 | 36000 | 0.014418 | 0.41811 |  |  | 1.4932 |  |  |  | 0.88669 |  |  | 0.048299 |  |  |  | 0.078818 | 50000 | 0.43253 |  |  | 0.88669
Conference/Meeting/Multipurpose511 |  | 31 |  | 511 | Downlight open - flood | PAR | 60 | 1 |  | 60 | 4200 | 0.0047545 | 0.28527 |  |  | 0.1763 |  |  |  | 0.2924 |  |  | 0.10165 |  |  |  | 0.013836 | 0 | 0 |  |  | 0
| Corridor/Transition |  | 0.553
Corridor/Transition530 |  | 2 |  | 530 | #N/A | #N/A | #N/A | #N/A |  | #N/A | #N/A | #N/A | 0.31805 |  |  | #N/A |  |  |  | #N/A |  |  | #N/A |  |  |  | #N/A | #N/A | #N/A |  |  | #N/A
Corridor/Transition537-2 |  | 2 |  | 537-2 | #N/A | #N/A | #N/A | #N/A |  | #N/A | #N/A | #N/A | 0.23495 |  |  | #N/A |  |  |  | #N/A |  |  | #N/A |  |  |  | #N/A | #N/A | #N/A |  |  | #N/A
Corridor/Transition0 |  | 2 |  | 0 | NA | NA | 0 | 0 |  | 0 | 0 | 0 | 0 |  |  | 0 |  |  |  | 0 |  |  | 0 |  |  |  | 0 | 0 | 0 |  |  | 0
| Dining Area |  | 0.9954
Dining Area531 |  | 6 |  | 531 | #N/A | #N/A | #N/A | #N/A |  | #N/A | #N/A | #N/A | 0.76347 |  |  | #N/A |  |  |  | #N/A |  |  | #N/A |  |  |  | #N/A | #N/A | #N/A |  |  | #N/A
Dining Area524 |  | 6 |  | 524 | indirect Wall Scounce | CF | 18 | 2 |  | 39 | 10000 | 0.0059469 | 0.23193 |  |  | 0.53326 |  |  |  | 0.36573 |  |  | 0.18673 |  |  |  | 0.034492 | 50000 | 0 |  |  | 0
Dining Area0 |  | 6
| Electrical/Mechanical |  | 1.659
Electrical/Mechanical538 |  | 4 |  | 538 | #N/A | #N/A | #N/A | #N/A |  | #N/A | #N/A | #N/A | 1.659 |  |  | #N/A |  |  |  | #N/A |  |  | #N/A |  |  |  | #N/A | #N/A | #N/A |  |  | #N/A
Electrical/Mechanical0 |  | 4 |  | 0 | NA | NA | 0 | 0 |  | 0 | 0 | 0 | 0 |  |  | 0 |  |  |  | 0 |  |  | 0 |  |  |  | 0 | 0 | 0 |  |  | 0
Electrical/Mechanical0 |  | 4 |  | 0 | NA | NA | 0 | 0 |  | 0 | 0 | 0 | 0 |  |  | 0 |  |  |  | 0 |  |  | 0 |  |  |  | 0 | 0 | 0 |  |  | 0
| Food Preparation |  | 1.3272
Food Preparation530 |  | 8 |  | 530 | #N/A | #N/A | #N/A | #N/A |  | #N/A | #N/A | #N/A | 1.3272 |  |  | #N/A |  |  |  | #N/A |  |  | #N/A |  |  |  | #N/A | #N/A | #N/A |  |  | #N/A
Food Preparation0 |  | 8 |  | 0 | NA | NA | 0 | 0 |  | 0 | 0 | 0 | 0 |  |  | 0 |  |  |  | 0 |  |  | 0 |  |  |  | 0 | 0 | 0 |  |  | 0
Food Preparation0 |  | 8 |  | 0 | NA | NA | 0 | 0 |  | 0 | 0 | 0 | 0 |  |  | 0 |  |  |  | 0 |  |  | 0 |  |  |  | 0 | 0 | 0 |  |  | 0
| Gymnasium/Fitness-Fitness Area |  | 0.9954
Gymnasium/Fitness-Fitness Area535 |  | 126 |  | 535 | #N/A | #N/A | #N/A | #N/A |  | #N/A | #N/A | #N/A | 0.9954 |  |  | #N/A |  |  |  | #N/A |  |  | #N/A |  |  |  | #N/A | #N/A | #N/A |  |  | #N/A
Gymnasium/Fitness-Fitness Area0 |  | 126 |  | 0 | NA | NA | 0 | 0 |  | 0 | 0 | 0 | 0 |  |  | 0 |  |  |  | 0 |  |  | 0 |  |  |  | 0 | 0 | 0 |  |  | 0
Gymnasium/Fitness-Fitness Area0 |  | 126 |  | 0 | NA | NA | 0 | 0 |  | 0 | 0 | 0 | 0 |  |  | 0 |  |  |  | 0 |  |  | 0 |  |  |  | 0 | 0 | 0 |  |  | 0
| Highway Lodging Guest Rooms |  | 1.2166
Highway Lodging Guest Rooms524 |  | 75.01 |  | 524 | indirect Wall Scounce | CF | 18 | 2 |  | 39 | 10000 | 0.0047499 | 0.18525 |  |  | 0.42592 |  |  |  | 0.29212 |  |  | 0.14915 |  |  |  | 0.027549 | 50000 | 0 |  |  | 0
Highway Lodging Guest Rooms520 |  | 75.01 |  | 520 | #N/A | #N/A | #N/A | #N/A |  | #N/A | #N/A | #N/A | 1.0314 |  |  | #N/A |  |  |  | #N/A |  |  | #N/A |  |  |  | #N/A | #N/A | #N/A |  |  | #N/A
Highway Lodging Guest Rooms0 |  | 75.01 |  | 0 | NA | NA | 0 | 0 |  | 0 | 0 | 0 | 0 |  |  | 0 |  |  |  | 0 |  |  | 0 |  |  |  | 0 | 0 | 0 |  |  | 0
| Hospital - Laundry/Washing |  | 0.6636
Hospital - Laundry-washing530 |  | 82 |  | 530 | #N/A | #N/A | #N/A | #N/A |  | #N/A | #N/A | #N/A | 0.6636 |  |  | #N/A |  |  |  | #N/A |  |  | #N/A |  |  |  | #N/A | #N/A | #N/A |  |  | #N/A
Hospital - Laundry-washing0 |  | 82 |  | 0 | NA | NA | 0 | 0 |  | 0 | 0 | 0 | 0 |  |  | 0 |  |  |  | 0 |  |  | 0 |  |  |  | 0 | 0 | 0 |  |  | 0
Hospital - Laundry-washing0 |  | 82 |  | 0 | NA | NA | 0 | 0 |  | 0 | 0 | 0 | 0 |  |  | 0 |  |  |  | 0 |  |  | 0 |  |  |  | 0 | 0 | 0 |  |  | 0
| Library |  | 1.3272
Library535 |  | 19 |  | 535 | #N/A | #N/A | #N/A | #N/A |  | #N/A | #N/A | #N/A | 0.67466 |  |  | #N/A |  |  |  | #N/A |  |  | #N/A |  |  |  | #N/A | #N/A | #N/A |  |  | #N/A
Library520 |  | 19 |  | 520 | #N/A | #N/A | #N/A | #N/A |  | #N/A | #N/A | #N/A | 0.28756 |  |  | #N/A |  |  |  | #N/A |  |  | #N/A |  |  |  | #N/A | #N/A | #N/A |  |  | #N/A
Library529 |  | 19 |  | 529 | #N/A | #N/A | #N/A | #N/A |  | #N/A | #N/A | #N/A | 0.35392 |  |  | #N/A |  |  |  | #N/A |  |  | #N/A |  |  |  | #N/A | #N/A | #N/A |  |  | #N/A
| Lobby |  | 1.4378
Lobby534-2 |  | 20.1 |  | 534-2 | Linear Wall Cove | FL | 32 | 1 |  | 29 | 36000 | 0.0099455 | 0.28842 |  |  | 3.7793 |  |  |  | 0.57556 |  |  | 0.033317 |  |  |  | 0.054369 | 50000 | 0.29836 |  |  | 0.61165
Lobby523 |  | 20.1 |  | 523 | #N/A | #N/A | #N/A | #N/A |  | #N/A | #N/A | #N/A | 1.051 |  |  | #N/A |  |  |  | #N/A |  |  | #N/A |  |  |  | #N/A | #N/A | #N/A |  |  | #N/A
Lobby521 |  | 20.1 |  | 521 | #N/A | #N/A | #N/A | #N/A |  | #N/A | #N/A | #N/A | 0.098351 |  |  | #N/A |  |  |  | #N/A |  |  | #N/A |  |  |  | #N/A | #N/A | #N/A |  |  | #N/A
| Lobby - Hotel |  | 1.2166 | [25 empty] | #N/A
Lobby - Hotel535 |  | 79 |  | 535 | #N/A | #N/A | #N/A | #N/A |  | #N/A | #N/A | #N/A | 0.030446 |  |  | #N/A |  |  |  | #N/A |  |  | #N/A |  |  |  | #N/A | #N/A | #N/A |  |  | #N/A
Lobby - Hotel572 |  | 79 |  | 572 | Downlight open | TH | 75 | 1 |  | 75 | 850 | 0.014155 | 1.0616 |  |  | 0.39492 |  |  |  | 0.87052 |  |  | 0.30263 |  |  |  | 0.33264 | 0 | 0 |  |  | 0
Lobby - Hotel524 |  | 79 |  | 524 | indirect Wall Scounce | CF | 18 | 2 |  | 39 | 10000 | 0.0031933 | 0.12454 |  |  | 0.28635 |  |  |  | 0.19639 |  |  | 0.10027 |  |  |  | 0.018521 | 50000 | 0 |  |  | 0
| Lounge/Recreation - Break room |  | 1.3272
Lounge/Recreation - Breakroom537-1 |  | 9 |  | 537-1 | Linear WW Open | FL | 32 | 1 |  | 29 | 36000 | 0.014423 | 0.41826 |  |  | 1.4938 |  |  |  | 0.88701 |  |  | 0.048317 |  |  |  | 0.078846 | 50000 | 0.43269 |  |  | 0.88701
Lounge/Recreation - Breakroom572 |  | 9 |  | 0 | NA | NA | 0 | 0 |  | 0 | 0 | 0 | 0 |  |  | 0 |  |  |  | 0 |  |  | 0 |  |  |  | 0 | 0 | 0 |  |  | 0
Lounge/Recreation - Breakroom521 |  | 9 |  | 521 | #N/A | #N/A | #N/A | #N/A |  | #N/A | #N/A | #N/A | 0.90894 |  |  | #N/A |  |  |  | #N/A |  |  | #N/A |  |  |  | #N/A | #N/A | #N/A |  |  | #N/A
| Office-Enclosed |  | 1.2166
Office-Enclosed535 |  | 25 |  | 535 | #N/A | #N/A | #N/A | #N/A |  | #N/A | #N/A | #N/A | 0.85875 |  |  | #N/A |  |  |  | #N/A |  |  | #N/A |  |  |  | #N/A | #N/A | #N/A |  |  | #N/A
Office-Enclosed539 |  | 25 |  | 539 | #N/A | #N/A | #N/A | #N/A |  | #N/A | #N/A | #N/A | 0.13582 |  |  | #N/A |  |  |  | #N/A |  |  | #N/A |  |  |  | #N/A | #N/A | #N/A |  |  | #N/A
Office-Enclosed537-2 |  | 25 |  | 537-2 | #N/A | #N/A | #N/A | #N/A |  | #N/A | #N/A | #N/A | 0.22203 |  |  | #N/A |  |  |  | #N/A |  |  | #N/A |  |  |  | #N/A | #N/A | #N/A |  |  | #N/A
| Office - Open Plan (Including Other) |  | 1.2166
Office - Open Plan (Including Other)535 |  | 27 |  | 535 | #N/A | #N/A | #N/A | #N/A |  | #N/A | #N/A | #N/A | 0.97368 |  |  | #N/A |  |  |  | #N/A |  |  | #N/A |  |  |  | #N/A | #N/A | #N/A |  |  | #N/A
Office - Open Plan (Including Other)539 |  | 27 |  | 539 | #N/A | #N/A | #N/A | #N/A |  | #N/A | #N/A | #N/A | 0.17325 |  |  | #N/A |  |  |  | #N/A |  |  | #N/A |  |  |  | #N/A | #N/A | #N/A |  |  | #N/A
Office - Open Plan (Including Other)524 |  | 27 |  | 524 | indirect Wall Scounce | CF | 18 | 2 |  | 39 | 10000 | 0.0017864 | 0.069671 |  |  | 0.16019 |  |  |  | 0.10987 |  |  | 0.056094 |  |  |  | 0.010361 | 50000 | 0 |  |  | 0
| Restrooms |  | 0.9954
Restrooms521 |  | 12 |  | 521 | #N/A | #N/A | #N/A | #N/A |  | #N/A | #N/A | #N/A | 0.46965 |  |  | #N/A |  |  |  | #N/A |  |  | #N/A |  |  |  | #N/A | #N/A | #N/A |  |  | #N/A
Restrooms537-1 |  | 12 |  | 537-1 | Linear WW Open | FL | 32 | 1 |  | 29 | 36000 | 0.012999 | 0.37696 |  |  | 1.3463 |  |  |  | 0.79942 |  |  | 0.043546 |  |  |  | 0.07106 | 50000 | 0.38996 |  |  | 0.79942
Restrooms524 |  | 12 |  | 524 | indirect Wall Scounce | CF | 18 | 2 |  | 39 | 10000 | 0.003815 | 0.14878 |  |  | 0.34209 |  |  |  | 0.23462 |  |  | 0.11979 |  |  |  | 0.022127 | 50000 | 0 |  |  | 0
| Retail - Sales Area |  | 1.8802
Retail - Sales Area535 |  | 97 |  | 535 | #N/A | #N/A | #N/A | #N/A |  | #N/A | #N/A | #N/A | 1.0612 |  |  | #N/A |  |  |  | #N/A |  |  | #N/A |  |  |  | #N/A | #N/A | #N/A |  |  | #N/A
Retail - Sales Area541 |  | 97 |  | 541 | #N/A | #N/A | #N/A | #N/A |  | #N/A | #N/A | #N/A | 0.81901 |  |  | #N/A |  |  |  | #N/A |  |  | #N/A |  |  |  | #N/A | #N/A | #N/A |  |  | #N/A
Retail - Sales Area572 |  | 97 |  | 0 | NA | NA | 0 | 0 |  | 0 | 0 | 0 | 0 |  |  | 0 |  |  |  | 0 |  |  | 0 |  |  |  | 0 | 0 | 0 |  |  | 0
| Stairway |  | 0.6636
Stairway530 |  | 11 |  | 530 | #N/A | #N/A | #N/A | #N/A |  | #N/A | #N/A | #N/A | 0.6636 |  |  | #N/A |  |  |  | #N/A |  |  | #N/A |  |  |  | #N/A | #N/A | #N/A |  |  | #N/A
Stairway0 |  | 11 |  | 0 | NA | NA | 0 | 0 |  | 0 | 0 | 0 | 0 |  |  | 0 |  |  |  | 0 |  |  | 0 |  |  |  | 0 | 0 | 0 |  |  | 0
Stairway0 |  | 11 |  | 0 | NA | NA | 0 | 0 |  | 0 | 0 | 0 | 0 |  |  | 0 |  |  |  | 0 |  |  | 0 |  |  |  | 0 | 0 | 0 |  |  | 0
| Storage |  | 0.8848
Storage530 |  | 41 |  | 530 | #N/A | #N/A | #N/A | #N/A |  | #N/A | #N/A | #N/A | 0.8848 |  |  | #N/A |  |  |  | #N/A |  |  | #N/A |  |  |  | #N/A | #N/A | #N/A |  |  | #N/A
Storage553 |  | 41 |  | 0 | NA | NA | 0 | 0 |  | 0 | 0 | 0 | 0 |  |  | 0 |  |  |  | 0 |  |  | 0 |  |  |  | 0 | 0 | 0 |  |  | 0
Storage0 |  | 41 |  | 0 | NA | NA | 0 | 0 |  | 0 | 0 | 0 | 0 |  |  | 0 |  |  |  | 0 |  |  | 0 |  |  |  | 0 | 0 | 0 |  |  | 0
| Dwelling Units Low End |  | 0.39
DwellingUnits530_Low |  |  |  | 530 | #N/A | #N/A | #N/A | #N/A |  | #N/A | #N/A | #N/A | 0.07 |  |  | #N/A |  |  |  | #N/A |  |  | #N/A |  |  |  | #N/A | #N/A | #N/A |  |  | #N/A
DwellingUnits501_Low |  |  |  | 501 | #N/A | #N/A | #N/A | #N/A |  | #N/A | #N/A | #N/A | 0.27 |  |  | #N/A |  |  |  | #N/A |  |  | #N/A |  |  |  | #N/A | #N/A | #N/A |  |  | #N/A
DwellingUnits700_Low |  |  |  | 700 | #N/A | #N/A | #N/A | #N/A |  | #N/A | #N/A | #N/A | 0.05 |  |  | #N/A |  |  |  | #N/A |  |  | #N/A |  |  |  | #N/A | #N/A | #N/A |  |  | #N/A
| Dwelling Units High End |  | 0.78
DwellingUnits505_High |  |  |  | 505 | #N/A | #N/A | #N/A | #N/A |  | #N/A | #N/A | #N/A | 0.23 |  |  | #N/A |  |  |  | #N/A |  |  | #N/A |  |  |  | #N/A | #N/A | #N/A |  |  | #N/A
DwellingUnits501_High |  |  |  | 501 | #N/A | #N/A | #N/A | #N/A |  | #N/A | #N/A | #N/A | 0.1 |  |  | #N/A |  |  |  | #N/A |  |  | #N/A |  |  |  | #N/A | #N/A | #N/A |  |  | #N/A
DwellingUnits500_High |  |  |  | 500 | #N/A | #N/A | #N/A | #N/A |  | #N/A | #N/A | #N/A | 0.22 |  |  | #N/A |  |  |  | #N/A |  |  | #N/A |  |  |  | #N/A | #N/A | #N/A |  |  | #N/A
DwellingUnits700_High |  |  |  | 700 | #N/A | #N/A | #N/A | #N/A |  | #N/A | #N/A | #N/A | 0.14 |  |  | #N/A |  |  |  | #N/A |  |  | #N/A |  |  |  | #N/A | #N/A | #N/A |  |  | #N/A
DwellingUnits530_High |  |  |  | 530 | #N/A | #N/A | #N/A | #N/A |  | #N/A | #N/A | #N/A | 0.09 |  |  | #N/A |  |  |  | #N/A |  |  | #N/A |  |  |  | #N/A | #N/A | #N/A |  |  | #N/A
1 FL linear fluorescent, CF compact fluorescent, MH metal halide
Interior Lighting Costs by Space Type, North Carolina Base Code
| Space Type Lighting Descriptions and Cost Parameters | [14 empty] | New Construction Cost | [6 empty] | Lamp Replacement Cost |  |  |  |  | Ballast Replacement Cost
North Carolina Base Code Lookup Values | NC Space Types | 90.1 Lighting Subcommittee Model Number | Space Type Lighting Power Allowance W/ft2 | Fixture ID Number | Fixture Type | Lamp Type1 | Lamp Wattage | Number of Lamps | Not Used | Fixture Watts | Lamp Life Hours | Quantity of Fixtures/ft2 | Fixture Watts/ft2 | not used | not used | Fixture Cost/ft2 | not used | not used | not used | Labor Cost $/ft2 | Not Used | Not Used | Lamp Cost $/ft2 | Not Used | Not Used | Not Used | Labor Cost/ft2 | Ballast Life Hours | Ballast Cost, $/ft2 | Not Used | Not Used | Labor Cost/ft2 | Not Used | Not Used
Classroom/Lecture/Training | Classroom/Lecture/Training |  | 1.1732
Classroom/Lecture/Training535 |  | 3.1 |  | 535 | #N/A | #N/A | #N/A | #N/A |  | #N/A | #N/A | #N/A | 0.96523 |  |  | #N/A |  |  |  | #N/A |  |  | #N/A |  |  |  | #N/A | #N/A | #N/A |  |  | #N/A
Classroom/Lecture/Training537-2 |  | 3.1 |  | 537-2 | #N/A | #N/A | #N/A | #N/A |  | #N/A | #N/A | #N/A | 0.20797 |  |  | #N/A |  |  |  | #N/A |  |  | #N/A |  |  |  | #N/A | #N/A | #N/A |  |  | #N/A
Classroom/Lecture/Training0 |  | 3.1 |  | 0 | NA | NA | 0 | 0 |  | 0 | 0 | 0 | 0 |  |  | 0 |  |  |  | 0 |  |  | 0 |  |  |  | 0 | 0 | 0 |  |  | 0
| Conference/Meeting/Multipurpose |  | 1.0894
Conference/Meeting/Multipurpose535 |  | 31 |  | 535 | #N/A | #N/A | #N/A | #N/A |  | #N/A | #N/A | #N/A | 0.55646 |  |  | #N/A |  |  |  | #N/A |  |  | #N/A |  |  |  | #N/A | #N/A | #N/A |  |  | #N/A
Conference/Meeting/Multipurpose537-1 |  | 31 |  | 537-1 | Linear WW Open | FL | 32 | 1 |  | 29 | 36000 | 0.010924 | 0.3168 |  |  | 1.1314 |  |  |  | 0.67183 |  |  | 0.036596 |  |  |  | 0.059719 | 50000 | 0.32772 |  |  | 0.67183
Conference/Meeting/Multipurpose511 |  | 31 |  | 511 | Downlight open - flood | PAR | 60 | 1 |  | 60 | 4200 | 0.0036024 | 0.21615 |  |  | 0.13358 |  |  |  | 0.22155 |  |  | 0.07702 |  |  |  | 0.010483 | 0 | 0 |  |  | 0
| Corridor/Transition |  | 0.419
Corridor/Transition530 |  | 2 |  | 530 | #N/A | #N/A | #N/A | #N/A |  | #N/A | #N/A | #N/A | 0.24098 |  |  | #N/A |  |  |  | #N/A |  |  | #N/A |  |  |  | #N/A | #N/A | #N/A |  |  | #N/A
Corridor/Transition537-2 |  | 2 |  | 537-2 | #N/A | #N/A | #N/A | #N/A |  | #N/A | #N/A | #N/A | 0.17802 |  |  | #N/A |  |  |  | #N/A |  |  | #N/A |  |  |  | #N/A | #N/A | #N/A |  |  | #N/A
Corridor/Transition0 |  | 2 |  | 0 | NA | NA | 0 | 0 |  | 0 | 0 | 0 | 0 |  |  | 0 |  |  |  | 0 |  |  | 0 |  |  |  | 0 | 0 | 0 |  |  | 0
| Dining Area |  | 0.7542
Dining Area531 |  | 6 |  | 531 | #N/A | #N/A | #N/A | #N/A |  | #N/A | #N/A | #N/A | 0.57847 |  |  | #N/A |  |  |  | #N/A |  |  | #N/A |  |  |  | #N/A | #N/A | #N/A |  |  | #N/A
Dining Area524 |  | 6 |  | 524 | indirect Wall Scounce | CF | 18 | 2 |  | 39 | 10000 | 0.0045059 | 0.17573 |  |  | 0.40404 |  |  |  | 0.27711 |  |  | 0.14148 |  |  |  | 0.026134 | 50000 | 0 |  |  | 0
Dining Area0 |  | 6
| Electrical/Mechanical |  | 1.257
Electrical/Mechanical538 |  | 4 |  | 538 | #N/A | #N/A | #N/A | #N/A |  | #N/A | #N/A | #N/A | 1.257 |  |  | #N/A |  |  |  | #N/A |  |  | #N/A |  |  |  | #N/A | #N/A | #N/A |  |  | #N/A
Electrical/Mechanical0 |  | 4 |  | 0 | NA | NA | 0 | 0 |  | 0 | 0 | 0 | 0 |  |  | 0 |  |  |  | 0 |  |  | 0 |  |  |  | 0 | 0 | 0 |  |  | 0
Electrical/Mechanical0 |  | 4 |  | 0 | NA | NA | 0 | 0 |  | 0 | 0 | 0 | 0 |  |  | 0 |  |  |  | 0 |  |  | 0 |  |  |  | 0 | 0 | 0 |  |  | 0
| Food Preparation |  | 1.0056
Food Preparation530 |  | 8 |  | 530 | #N/A | #N/A | #N/A | #N/A |  | #N/A | #N/A | #N/A | 1.0056 |  |  | #N/A |  |  |  | #N/A |  |  | #N/A |  |  |  | #N/A | #N/A | #N/A |  |  | #N/A
Food Preparation0 |  | 8 |  | 0 | NA | NA | 0 | 0 |  | 0 | 0 | 0 | 0 |  |  | 0 |  |  |  | 0 |  |  | 0 |  |  |  | 0 | 0 | 0 |  |  | 0
Food Preparation0 |  | 8 |  | 0 | NA | NA | 0 | 0 |  | 0 | 0 | 0 | 0 |  |  | 0 |  |  |  | 0 |  |  | 0 |  |  |  | 0 | 0 | 0 |  |  | 0
| Gymnasium/Fitness-Fitness Area |  | 0.7542
Gymnasium/Fitness-Fitness Area535 |  | 126 |  | 535 | #N/A | #N/A | #N/A | #N/A |  | #N/A | #N/A | #N/A | 0.7542 |  |  | #N/A |  |  |  | #N/A |  |  | #N/A |  |  |  | #N/A | #N/A | #N/A |  |  | #N/A
Gymnasium/Fitness-Fitness Area0 |  | 126 |  | 0 | NA | NA | 0 | 0 |  | 0 | 0 | 0 | 0 |  |  | 0 |  |  |  | 0 |  |  | 0 |  |  |  | 0 | 0 | 0 |  |  | 0
Gymnasium/Fitness-Fitness Area0 |  | 126 |  | 0 | NA | NA | 0 | 0 |  | 0 | 0 | 0 | 0 |  |  | 0 |  |  |  | 0 |  |  | 0 |  |  |  | 0 | 0 | 0 |  |  | 0
| Highway Lodging Guest Rooms |  | 0.9218
Highway Lodging Guest Rooms524 |  | 75.01 |  | 524 | indirect Wall Scounce | CF | 18 | 2 |  | 39 | 10000 | 0.0035989 | 0.14036 |  |  | 0.32272 |  |  |  | 0.22133 |  |  | 0.11301 |  |  |  | 0.020874 | 50000 | 0 |  |  | 0
Highway Lodging Guest Rooms520 |  | 75.01 |  | 520 | #N/A | #N/A | #N/A | #N/A |  | #N/A | #N/A | #N/A | 0.78144 |  |  | #N/A |  |  |  | #N/A |  |  | #N/A |  |  |  | #N/A | #N/A | #N/A |  |  | #N/A
Highway Lodging Guest Rooms0 |  | 75.01 |  | 0 | NA | NA | 0 | 0 |  | 0 | 0 | 0 | 0 |  |  | 0 |  |  |  | 0 |  |  | 0 |  |  |  | 0 | 0 | 0 |  |  | 0
| Hospital - Laundry/Washing |  | 0.5028
Hospital - Laundry-washing530 |  | 82 |  | 530 | #N/A | #N/A | #N/A | #N/A |  | #N/A | #N/A | #N/A | 0.5028 |  |  | #N/A |  |  |  | #N/A |  |  | #N/A |  |  |  | #N/A | #N/A | #N/A |  |  | #N/A
Hospital - Laundry-washing0 |  | 82 |  | 0 | NA | NA | 0 | 0 |  | 0 | 0 | 0 | 0 |  |  | 0 |  |  |  | 0 |  |  | 0 |  |  |  | 0 | 0 | 0 |  |  | 0
Hospital - Laundry-washing0 |  | 82 |  | 0 | NA | NA | 0 | 0 |  | 0 | 0 | 0 | 0 |  |  | 0 |  |  |  | 0 |  |  | 0 |  |  |  | 0 | 0 | 0 |  |  | 0
| Library |  | 1.0056
Library535 |  | 19 |  | 535 | #N/A | #N/A | #N/A | #N/A |  | #N/A | #N/A | #N/A | 0.51118 |  |  | #N/A |  |  |  | #N/A |  |  | #N/A |  |  |  | #N/A | #N/A | #N/A |  |  | #N/A
Library520 |  | 19 |  | 520 | #N/A | #N/A | #N/A | #N/A |  | #N/A | #N/A | #N/A | 0.21788 |  |  | #N/A |  |  |  | #N/A |  |  | #N/A |  |  |  | #N/A | #N/A | #N/A |  |  | #N/A
Library529 |  | 19 |  | 529 | #N/A | #N/A | #N/A | #N/A |  | #N/A | #N/A | #N/A | 0.26816 |  |  | #N/A |  |  |  | #N/A |  |  | #N/A |  |  |  | #N/A | #N/A | #N/A |  |  | #N/A
| Lobby |  | 1.0894
Lobby534-2 |  | 20.1 |  | 534-2 | Linear Wall Cove | FL | 32 | 1 |  | 29 | 36000 | 0.0075355 | 0.21853 |  |  | 2.8635 |  |  |  | 0.43609 |  |  | 0.025244 |  |  |  | 0.041195 | 50000 | 0.22607 |  |  | 0.46344
Lobby523 |  | 20.1 |  | 523 | #N/A | #N/A | #N/A | #N/A |  | #N/A | #N/A | #N/A | 0.79635 |  |  | #N/A |  |  |  | #N/A |  |  | #N/A |  |  |  | #N/A | #N/A | #N/A |  |  | #N/A
Lobby521 |  | 20.1 |  | 521 | #N/A | #N/A | #N/A | #N/A |  | #N/A | #N/A | #N/A | 0.074519 |  |  | #N/A |  |  |  | #N/A |  |  | #N/A |  |  |  | #N/A | #N/A | #N/A |  |  | #N/A
| Lobby - Hotel |  | 0.9218 | [25 empty] | #N/A
Lobby - Hotel535 |  | 79 |  | 535 | #N/A | #N/A | #N/A | #N/A |  | #N/A | #N/A | #N/A | 0.023068 |  |  | #N/A |  |  |  | #N/A |  |  | #N/A |  |  |  | #N/A | #N/A | #N/A |  |  | #N/A
Lobby - Hotel572 |  | 79 |  | 572 | Downlight open | TH | 75 | 1 |  | 75 | 850 | 0.010725 | 0.80437 |  |  | 0.29923 |  |  |  | 0.65958 |  |  | 0.2293 |  |  |  | 0.25204 | 0 | 0 |  |  | 0
Lobby - Hotel524 |  | 79 |  | 524 | indirect Wall Scounce | CF | 18 | 2 |  | 39 | 10000 | 0.0024195 | 0.094362 |  |  | 0.21696 |  |  |  | 0.1488 |  |  | 0.075973 |  |  |  | 0.014033 | 50000 | 0 |  |  | 0
| Lounge/Recreation - Break room |  | 1.0056
Lounge/Recreation - Breakroom537-1 |  | 9 |  | 537-1 | Linear WW Open | FL | 32 | 1 |  | 29 | 36000 | 0.010928 | 0.31691 |  |  | 1.1318 |  |  |  | 0.67207 |  |  | 0.036609 |  |  |  | 0.059741 | 50000 | 0.32784 |  |  | 0.67207
Lounge/Recreation - Breakroom572 |  | 9 |  | 0 | NA | NA | 0 | 0 |  | 0 | 0 | 0 | 0 |  |  | 0 |  |  |  | 0 |  |  | 0 |  |  |  | 0 | 0 | 0 |  |  | 0
Lounge/Recreation - Breakroom521 |  | 9 |  | 521 | #N/A | #N/A | #N/A | #N/A |  | #N/A | #N/A | #N/A | 0.68869 |  |  | #N/A |  |  |  | #N/A |  |  | #N/A |  |  |  | #N/A | #N/A | #N/A |  |  | #N/A
| Office-Enclosed |  | 0.9218
Office-Enclosed535 |  | 25 |  | 535 | #N/A | #N/A | #N/A | #N/A |  | #N/A | #N/A | #N/A | 0.65066 |  |  | #N/A |  |  |  | #N/A |  |  | #N/A |  |  |  | #N/A | #N/A | #N/A |  |  | #N/A
Office-Enclosed539 |  | 25 |  | 539 | #N/A | #N/A | #N/A | #N/A |  | #N/A | #N/A | #N/A | 0.10291 |  |  | #N/A |  |  |  | #N/A |  |  | #N/A |  |  |  | #N/A | #N/A | #N/A |  |  | #N/A
Office-Enclosed537-2 |  | 25 |  | 537-2 | #N/A | #N/A | #N/A | #N/A |  | #N/A | #N/A | #N/A | 0.16823 |  |  | #N/A |  |  |  | #N/A |  |  | #N/A |  |  |  | #N/A | #N/A | #N/A |  |  | #N/A
| Office - Open Plan (Including Other) |  | 0.9218
Office - Open Plan (Including Other)535 |  | 27 |  | 535 | #N/A | #N/A | #N/A | #N/A |  | #N/A | #N/A | #N/A | 0.73774 |  |  | #N/A |  |  |  | #N/A |  |  | #N/A |  |  |  | #N/A | #N/A | #N/A |  |  | #N/A
Office - Open Plan (Including Other)539 |  | 27 |  | 539 | #N/A | #N/A | #N/A | #N/A |  | #N/A | #N/A | #N/A | 0.13127 |  |  | #N/A |  |  |  | #N/A |  |  | #N/A |  |  |  | #N/A | #N/A | #N/A |  |  | #N/A
Office - Open Plan (Including Other)524 |  | 27 |  | 524 | indirect Wall Scounce | CF | 18 | 2 |  | 39 | 10000 | 0.0013535 | 0.052788 |  |  | 0.12137 |  |  |  | 0.083243 |  |  | 0.042501 |  |  |  | 0.0078506 | 50000 | 0 |  |  | 0
| Restrooms |  | 0.7542
Restrooms521 |  | 12 |  | 521 | #N/A | #N/A | #N/A | #N/A |  | #N/A | #N/A | #N/A | 0.35585 |  |  | #N/A |  |  |  | #N/A |  |  | #N/A |  |  |  | #N/A | #N/A | #N/A |  |  | #N/A
Restrooms537-1 |  | 12 |  | 537-1 | Linear WW Open | FL | 32 | 1 |  | 29 | 36000 | 0.0098489 | 0.28562 |  |  | 1.0201 |  |  |  | 0.60571 |  |  | 0.032994 |  |  |  | 0.053841 | 50000 | 0.29547 |  |  | 0.60571
Restrooms524 |  | 12 |  | 524 | indirect Wall Scounce | CF | 18 | 2 |  | 39 | 10000 | 0.0028905 | 0.11273 |  |  | 0.2592 |  |  |  | 0.17777 |  |  | 0.090763 |  |  |  | 0.016765 | 50000 | 0 |  |  | 0
| Retail - Sales Area |  | 1.4246
Retail - Sales Area535 |  | 97 |  | 535 | #N/A | #N/A | #N/A | #N/A |  | #N/A | #N/A | #N/A | 0.80405 |  |  | #N/A |  |  |  | #N/A |  |  | #N/A |  |  |  | #N/A | #N/A | #N/A |  |  | #N/A
Retail - Sales Area541 |  | 97 |  | 541 | #N/A | #N/A | #N/A | #N/A |  | #N/A | #N/A | #N/A | 0.62055 |  |  | #N/A |  |  |  | #N/A |  |  | #N/A |  |  |  | #N/A | #N/A | #N/A |  |  | #N/A
Retail - Sales Area572 |  | 97 |  | 0 | NA | NA | 0 | 0 |  | 0 | 0 | 0 | 0 |  |  | 0 |  |  |  | 0 |  |  | 0 |  |  |  | 0 | 0 | 0 |  |  | 0
| Stairway |  | 0.5028
Stairway530 |  | 11 |  | 530 | #N/A | #N/A | #N/A | #N/A |  | #N/A | #N/A | #N/A | 0.5028 |  |  | #N/A |  |  |  | #N/A |  |  | #N/A |  |  |  | #N/A | #N/A | #N/A |  |  | #N/A
Stairway0 |  | 11 |  | 0 | NA | NA | 0 | 0 |  | 0 | 0 | 0 | 0 |  |  | 0 |  |  |  | 0 |  |  | 0 |  |  |  | 0 | 0 | 0 |  |  | 0
Stairway0 |  | 11 |  | 0 | NA | NA | 0 | 0 |  | 0 | 0 | 0 | 0 |  |  | 0 |  |  |  | 0 |  |  | 0 |  |  |  | 0 | 0 | 0 |  |  | 0
| Storage |  | 0.6704
Storage530 |  | 41 |  | 530 | #N/A | #N/A | #N/A | #N/A |  | #N/A | #N/A | #N/A | 0.6704 |  |  | #N/A |  |  |  | #N/A |  |  | #N/A |  |  |  | #N/A | #N/A | #N/A |  |  | #N/A
Storage553 |  | 41 |  | 0 | NA | NA | 0 | 0 |  | 0 | 0 | 0 | 0 |  |  | 0 |  |  |  | 0 |  |  | 0 |  |  |  | 0 | 0 | 0 |  |  | 0
Storage0 |  | 41 |  | 0 | NA | NA | 0 | 0 |  | 0 | 0 | 0 | 0 |  |  | 0 |  |  |  | 0 |  |  | 0 |  |  |  | 0 | 0 | 0 |  |  | 0
| Dwelling Units Low End |  | 0.39
DwellingUnits530_Low |  |  |  | 530 | #N/A | #N/A | #N/A | #N/A |  | #N/A | #N/A | #N/A | 0.07 |  |  | #N/A |  |  |  | #N/A |  |  | #N/A |  |  |  | #N/A | #N/A | #N/A |  |  | #N/A
DwellingUnits501_Low |  |  |  | 501 | #N/A | #N/A | #N/A | #N/A |  | #N/A | #N/A | #N/A | 0.27 |  |  | #N/A |  |  |  | #N/A |  |  | #N/A |  |  |  | #N/A | #N/A | #N/A |  |  | #N/A
DwellingUnits700_Low |  |  |  | 700 | #N/A | #N/A | #N/A | #N/A |  | #N/A | #N/A | #N/A | 0.05 |  |  | #N/A |  |  |  | #N/A |  |  | #N/A |  |  |  | #N/A | #N/A | #N/A |  |  | #N/A
| Dwelling Units High End |  | 0.78
DwellingUnits505_High |  |  |  | 505 | #N/A | #N/A | #N/A | #N/A |  | #N/A | #N/A | #N/A | 0.23 |  |  | #N/A |  |  |  | #N/A |  |  | #N/A |  |  |  | #N/A | #N/A | #N/A |  |  | #N/A
DwellingUnits501_High |  |  |  | 501 | #N/A | #N/A | #N/A | #N/A |  | #N/A | #N/A | #N/A | 0.1 |  |  | #N/A |  |  |  | #N/A |  |  | #N/A |  |  |  | #N/A | #N/A | #N/A |  |  | #N/A
DwellingUnits500_High |  |  |  | 500 | #N/A | #N/A | #N/A | #N/A |  | #N/A | #N/A | #N/A | 0.22 |  |  | #N/A |  |  |  | #N/A |  |  | #N/A |  |  |  | #N/A | #N/A | #N/A |  |  | #N/A
DwellingUnits700_High |  |  |  | 700 | #N/A | #N/A | #N/A | #N/A |  | #N/A | #N/A | #N/A | 0.14 |  |  | #N/A |  |  |  | #N/A |  |  | #N/A |  |  |  | #N/A | #N/A | #N/A |  |  | #N/A
DwellingUnits530_High |  |  |  | 530 | #N/A | #N/A | #N/A | #N/A |  | #N/A | #N/A | #N/A | 0.09 |  |  | #N/A |  |  |  | #N/A |  |  | #N/A |  |  |  | #N/A | #N/A | #N/A |  |  | #N/A
1 FL linear fluorescent, CF compact fluorescent, MH metal halide
Interior Lighting Costs by Space Type, 2012
| Space Type Lighting Descriptions and Cost Parameters | [18 empty] | New Construction Cost |  |  | Lamp Replacement Cost |  |  |  |  | Ballast Replacement Cost
IECC 2012 Lookup Values | 2012 Space Types | Model Number | Lighting Power Allowance, LPD, W/ft2 | Fixtures - ID Number | Fixture type | Lamp Type | Lamp Wattage | Number of Lamps |  | Fixture Watts | Lamp Life, Hours | Quantity of Fixtures/ft2 | Fixture Watts/ft2 |  |  | Fixture Cost only, $/ft2 | not used | not used | not used | Labor Cost $/ft2 |  |  | Lamp Cost, $/ft2 | Labor Crew Type |  |  | Labor Cost/ft2 | Ballast Life Hours | Ballast Cost, $/ft2 | Not Used | Not Used | Labor Cost/ft2
Classroom/Lecture/Training | Classroom/Lecture/Training |  | 0.96968 | [24 empty] | 0 | #N/A |  |  | 0
Classroom/Lecture/Training535 |  | 3.1 |  | 535 | #N/A | #N/A | #N/A | #N/A |  | #N/A | #N/A | #N/A | 0.72277 |  |  | #N/A |  |  |  | #N/A |  |  | #N/A |  |  |  | #N/A | #N/A | #N/A |  |  | #N/A
Classroom/Lecture/Training521 |  | 3.1 |  | 521 | #N/A | #N/A | #N/A | #N/A |  | #N/A | #N/A | #N/A | 0.12046 |  |  | #N/A |  |  |  | #N/A |  |  | #N/A |  |  |  | #N/A | #N/A | #N/A |  |  | #N/A
Classroom/Lecture/Training0 |  | 3.1 |  | 0 | NA | NA | 0 | 0 |  | 0 | 0 | 0 | 0 |  |  | #N/A |  |  |  | #N/A |  |  | #N/A |  |  |  | #N/A | #N/A | 0 |  |  | 0
Classroom/Lecture/Training537-1 |  | 3.1 |  | 537-1 | Linear WW Open | FL | 32 | #N/A |  | #N/A | #N/A | #N/A | 0.12645 |  |  | #N/A |  |  |  | #N/A |  |  | #N/A |  |  |  | #N/A | #N/A | #N/A |  |  | #N/A
| Conference/Meeting/Multipurpose |  | 0.96186
Conference/Meeting/Multipurpose535 |  | 31 |  | 535 | #N/A | #N/A | #N/A | #N/A |  | #N/A | #N/A | #N/A | 0.47257 |  |  | #N/A |  |  |  | #N/A |  |  | #N/A |  |  |  | #N/A | #N/A | #N/A |  |  | #N/A
Conference/Meeting/Multipurpose511 |  | 31 |  | 511 | Downlight open - flood | PAR | 60 | #N/A |  | #N/A | #N/A | #N/A | 0.34184 |  |  | #N/A |  |  |  | #N/A |  |  | #N/A |  |  |  | #N/A | #N/A | #N/A |  |  | #N/A
Conference/Meeting/Multipurpose0 |  | 31 |  | 0 | NA | NA | 0 | 0 |  | 0 | 0 | 0 | 0 |  |  | #N/A |  |  |  | #N/A |  |  | #N/A |  |  |  | #N/A | #N/A | 0 |  |  | 0
Conference/Meeting/Multipurpose527-1 |  | 31 |  | 527-1 | #N/A | #N/A | #N/A | #N/A |  | #N/A | #N/A | #N/A | 0.14746 |  |  | #N/A |  |  |  | #N/A |  |  | #N/A |  |  |  | #N/A | #N/A | #N/A |  |  | #N/A
| Corridor/Transition |  | 0.51612
Corridor/Transition521 |  | 2 |  | 521 | #N/A | #N/A | #N/A | #N/A |  | #N/A | #N/A | #N/A | 0.51612 |  |  | #N/A |  |  |  | #N/A |  |  | #N/A |  |  |  | #N/A | #N/A | #N/A |  |  | #N/A
Corridor/Transition0 |  | 2 |  | 0 | NA | NA | 0 | 0 |  | 0 | 0 | 0 | 0 |  |  | #N/A |  |  |  | #N/A |  |  | #N/A |  |  |  | #N/A | #N/A | 0 |  |  | 0
Corridor/Transition0 |  | 2 |  | 0 | NA | NA | 0 | 0 |  | 0 | 0 | 0 | 0 |  |  | #N/A |  |  |  | #N/A |  |  | #N/A |  |  |  | #N/A | #N/A | 0 |  |  | 0
Corridor/Transition527-2 |  | 2 |  | 0 | NA | NA | 0 | 0 |  | 0 | 0 | 0 | 7.8745e-08 |  |  | #N/A |  |  |  | #N/A |  |  | #N/A |  |  |  | #N/A | #N/A | 0 |  |  | 0
| Dining Area |  | 0.5083
Dining Area535 |  | 6 |  | 535 | #N/A | #N/A | #N/A | #N/A |  | #N/A | #N/A | #N/A | 0.18761 |  |  | #N/A |  |  |  | #N/A |  |  | #N/A |  |  |  | #N/A | #N/A | #N/A |  |  | #N/A
Dining Area521 |  | 6 |  | 521 | #N/A | #N/A | #N/A | #N/A |  | #N/A | #N/A | #N/A | 0.092006 |  |  | #N/A |  |  |  | #N/A |  |  | #N/A |  |  |  | #N/A | #N/A | #N/A |  |  | #N/A
Dining Area0 |  | 6 |  | 0 | NA | NA | 0 | 0 |  | 0 | 0 | 0 | 0 |  |  | #N/A |  |  |  | #N/A |  |  | #N/A |  |  |  | #N/A | #N/A | 0 |  |  | 0
Dining Area537-1 |  | 6 |  | 537-1 | Linear WW Open | FL | 32 | #N/A |  | #N/A | #N/A | #N/A | 0.22868 |  |  | #N/A |  |  |  | #N/A |  |  | #N/A |  |  |  | #N/A | #N/A | #N/A |  |  | #N/A
| Electrical/Mechanical |  | 0.7429
Electrical/Mechanical538 |  | 4 |  | 538 | #N/A | #N/A | #N/A | #N/A |  | #N/A | #N/A | #N/A | 0.7429 |  |  | #N/A |  |  |  | #N/A |  |  | #N/A |  |  |  | #N/A | #N/A | #N/A |  |  | #N/A
Electrical/Mechanical0 |  | 4 |  | 0 | NA | NA | 0 | 0 |  | 0 | 0 | 0 | 0 |  |  | #N/A |  |  |  | #N/A |  |  | #N/A |  |  |  | #N/A | #N/A | 0 |  |  | 0
Electrical/Mechanical0 |  | 4 |  | 0 | NA | NA | 0 | 0 |  | 0 | 0 | 0 | 0 |  |  | #N/A |  |  |  | #N/A |  |  | #N/A |  |  |  | #N/A | #N/A | 0 |  |  | 0
Electrical/Mechanical0 |  | 4 |  | 0 | NA | NA | 0 | 0 |  | 0 | 0 | 0 | 7.8061e-08 |  |  | #N/A |  |  |  | #N/A |  |  | #N/A |  |  |  | #N/A | #N/A | 0 |  |  | 0
| Food Preparation |  | 0.77418
Food Preparation530 |  | 8 |  | 530 | #N/A | #N/A | #N/A | #N/A |  | #N/A | #N/A | #N/A | 0.77418 |  |  | #N/A |  |  |  | #N/A |  |  | #N/A |  |  |  | #N/A | #N/A | #N/A |  |  | #N/A
Food Preparation0 |  | 8 |  | 0 | NA | NA | 0 | 0 |  | 0 | 0 | 0 | 0 |  |  | #N/A |  |  |  | #N/A |  |  | #N/A |  |  |  | #N/A | #N/A | 0 |  |  | 0
Food Preparation0 |  | 8 |  | 0 | NA | NA | 0 | 0 |  | 0 | 0 | 0 | 0 |  |  | #N/A |  |  |  | #N/A |  |  | #N/A |  |  |  | #N/A | #N/A | 0 |  |  | 0
Food Preparation0 |  | 8 |  | 0 | NA | NA | 0 | 0 |  | 0 | 0 | 0 | 7.8152e-08 |  |  | #N/A |  |  |  | #N/A |  |  | #N/A |  |  |  | #N/A | #N/A | 0 |  |  | 0
| Gymnasium/Fitness-Fitness Area |  | 0.56304
Gymnasium/Fitness-Fitness Area535 |  | 126 |  | 535 | #N/A | #N/A | #N/A | #N/A |  | #N/A | #N/A | #N/A | 0.56304 |  |  | #N/A |  |  |  | #N/A |  |  | #N/A |  |  |  | #N/A | #N/A | #N/A |  |  | #N/A
Gymnasium/Fitness-Fitness Area0 |  | 126 |  | 0 | NA | NA | 0 | 0 |  | 0 | 0 | 0 | 0 |  |  | #N/A |  |  |  | #N/A |  |  | #N/A |  |  |  | #N/A | #N/A | 0 |  |  | 0
Gymnasium/Fitness-Fitness Area0 |  | 126 |  | 0 | NA | NA | 0 | 0 |  | 0 | 0 | 0 | 0 |  |  | #N/A |  |  |  | #N/A |  |  | #N/A |  |  |  | #N/A | #N/A | 0 |  |  | 0
Gymnasium/Fitness-Fitness Area0 |  | 126 |  | 0 | NA | NA | 0 | 0 |  | 0 | 0 | 0 | 7.7863e-08 |  |  | #N/A |  |  |  | #N/A |  |  | #N/A |  |  |  | #N/A | #N/A | 0 |  |  | 0
| Highway Lodging Guest Rooms |  | 0.5865
Highway Lodging Guest Rooms529 |  | 75.01 |  | 529 | #N/A | #N/A | #N/A | #N/A |  | #N/A | #N/A | #N/A | 0.33151 |  |  | #N/A |  |  |  | #N/A |  |  | #N/A |  |  |  | #N/A | #N/A | #N/A |  |  | #N/A
Highway Lodging Guest Rooms520 |  | 75.01 |  | 520 | #N/A | #N/A | #N/A | #N/A |  | #N/A | #N/A | #N/A | 0.25499 |  |  | #N/A |  |  |  | #N/A |  |  | #N/A |  |  |  | #N/A | #N/A | #N/A |  |  | #N/A
Highway Lodging Guest Rooms0 |  | 75.01 |  | 0 | NA | NA | 0 | 0 |  | 0 | 0 | 0 | 0 |  |  | #N/A |  |  |  | #N/A |  |  | #N/A |  |  |  | #N/A | #N/A | 0 |  |  | 0
Highway Lodging Guest Rooms0 |  | 75.01 |  | 0 | NA | NA | 0 | 0 |  | 0 | 0 | 0 | 7.7946e-08 |  |  | #N/A |  |  |  | #N/A |  |  | #N/A |  |  |  | #N/A | #N/A | 0 |  |  | 0
| Hospital - Laundry/Washing |  | 0.4692
Hospital - Laundry-washing530 |  | 82 |  | 530 | #N/A | #N/A | #N/A | #N/A |  | #N/A | #N/A | #N/A | 0.4692 |  |  | #N/A |  |  |  | #N/A |  |  | #N/A |  |  |  | #N/A | #N/A | #N/A |  |  | #N/A
Hospital - Laundry-washing0 |  | 82 |  | 0 | NA | NA | 0 | 0 |  | 0 | 0 | 0 | 0 |  |  | #N/A |  |  |  | #N/A |  |  | #N/A |  |  |  | #N/A | #N/A | 0 |  |  | 0
Hospital - Laundry-washing0 |  | 82 |  | 0 | NA | NA | 0 | 0 |  | 0 | 0 | 0 | 0 |  |  | #N/A |  |  |  | #N/A |  |  | #N/A |  |  |  | #N/A | #N/A | 0 |  |  | 0
Hospital - Laundry-washing0 |  | 82 |  | 0 | NA | NA | 0 | 0 |  | 0 | 0 | 0 | 7.88e-08 |  |  | #N/A |  |  |  | #N/A |  |  | #N/A |  |  |  | #N/A | #N/A | 0 |  |  | 0
| Library |  | 0.72726
Library535 |  | 19 |  | 535 | #N/A | #N/A | #N/A | #N/A |  | #N/A | #N/A | #N/A | 0.30715 |  |  | #N/A |  |  |  | #N/A |  |  | #N/A |  |  |  | #N/A | #N/A | #N/A |  |  | #N/A
Library520 |  | 19 |  | 520 | #N/A | #N/A | #N/A | #N/A |  | #N/A | #N/A | #N/A | 0.42011 |  |  | #N/A |  |  |  | #N/A |  |  | #N/A |  |  |  | #N/A | #N/A | #N/A |  |  | #N/A
Library0 |  | 19 |  | 0 | NA | NA | 0 | 0 |  | 0 | 0 | 0 | 0 |  |  | #N/A |  |  |  | #N/A |  |  | #N/A |  |  |  | #N/A | #N/A | 0 |  |  | 0
Library0 |  | 19 |  | 0 | NA | NA | 0 | 0 |  | 0 | 0 | 0 | 7.81e-08 |  |  | #N/A |  |  |  | #N/A |  |  | #N/A |  |  |  | #N/A | #N/A | 0 |  |  | 0
| Lounge/Recreation - Break room |  | 0.57086
Lounge/Recreation - Breakroom521 |  | 9 |  | 521 | #N/A | #N/A | #N/A | #N/A |  | #N/A | #N/A | #N/A | 0.34023 |  |  | #N/A |  |  |  | #N/A |  |  | #N/A |  |  |  | #N/A | #N/A | #N/A |  |  | #N/A
Lounge/Recreation - Breakroom0 |  | 9 |  | 0 | NA | NA | 0 | 0 |  | 0 | 0 | 0 | 0 |  |  | #N/A |  |  |  | #N/A |  |  | #N/A |  |  |  | #N/A | #N/A | 0 |  |  | 0
Lounge/Recreation - Breakroom0 |  | 9 |  | 0 | NA | NA | 0 | 0 |  | 0 | 0 | 0 | 0 |  |  | #N/A |  |  |  | #N/A |  |  | #N/A |  |  |  | #N/A | #N/A | 0 |  |  | 0
Lounge/Recreation - Breakroom527-2 |  | 9 |  | 527-2 | #N/A | #N/A | #N/A | #N/A |  | #N/A | #N/A | #N/A | 0.23063 |  |  | #N/A |  |  |  | #N/A |  |  | #N/A |  |  |  | #N/A | #N/A | #N/A |  |  | #N/A
| Lobby |  | 0.7038
Lobby523 |  | 20.1 |  | 523 | #N/A | #N/A | #N/A | #N/A |  | #N/A | #N/A | #N/A | 0.39256 |  |  | #N/A |  |  |  | #N/A |  |  | #N/A |  |  |  | #N/A | #N/A | #N/A |  |  | #N/A
Lobby521 |  | 20.1 |  | 521 | #N/A | #N/A | #N/A | #N/A |  | #N/A | #N/A | #N/A | 0.18501 |  |  | #N/A |  |  |  | #N/A |  |  | #N/A |  |  |  | #N/A | #N/A | #N/A |  |  | #N/A
Lobby0 |  | 20.1 |  | 0 | NA | NA | 0 | 0 |  | 0 | 0 | 0 | 0 |  |  | #N/A |  |  |  | #N/A |  |  | #N/A |  |  |  | #N/A | #N/A | 0 |  |  | 0
Lobby534-2 |  | 20.1 |  | 534-2 | Linear Wall Cove | FL | 32 | #N/A |  | #N/A | #N/A | #N/A | 0.12623 |  |  | #N/A |  |  |  | #N/A |  |  | #N/A |  |  |  | #N/A | #N/A | #N/A |  |  | #N/A
| Office-Enclosed |  | 0.86802
Office-Enclosed531 |  | 25 |  | 531 | #N/A | #N/A | #N/A | #N/A |  | #N/A | #N/A | #N/A | 0.52789 |  |  | #N/A |  |  |  | #N/A |  |  | #N/A |  |  |  | #N/A | #N/A | #N/A |  |  | #N/A
Office-Enclosed539 |  | 25 |  | 539 | #N/A | #N/A | #N/A | #N/A |  | #N/A | #N/A | #N/A | 0.14563 |  |  | #N/A |  |  |  | #N/A |  |  | #N/A |  |  |  | #N/A | #N/A | #N/A |  |  | #N/A
Office-Enclosed0 |  | 25 |  | 0 | NA | NA | 0 | 0 |  | 0 | 0 | 0 | 0 |  |  | #N/A |  |  |  | #N/A |  |  | #N/A |  |  |  | #N/A | #N/A | 0 |  |  | 0
Office-Enclosed537-1 |  | 25 |  | 537-1 | Linear WW Open | FL | 32 | #N/A |  | #N/A | #N/A | #N/A | 0.1945 |  |  | #N/A |  |  |  | #N/A |  |  | #N/A |  |  |  | #N/A | #N/A | #N/A |  |  | #N/A
| Office - Open Plan (Including Other) |  | 0.76636
Office - Open Plan (Including Other)535 |  | 27 |  | 535 | #N/A | #N/A | #N/A | #N/A |  | #N/A | #N/A | #N/A | 0.56456 |  |  | #N/A |  |  |  | #N/A |  |  | #N/A |  |  |  | #N/A | #N/A | #N/A |  |  | #N/A
Office - Open Plan (Including Other)539 |  | 27 |  | 539 | #N/A | #N/A | #N/A | #N/A |  | #N/A | #N/A | #N/A | 0.075873 |  |  | #N/A |  |  |  | #N/A |  |  | #N/A |  |  |  | #N/A | #N/A | #N/A |  |  | #N/A
Office - Open Plan (Including Other)0 |  | 27 |  | 0 | NA | NA | 0 | 0 |  | 0 | 0 | 0 | 0 |  |  | #N/A |  |  |  | #N/A |  |  | #N/A |  |  |  | #N/A | #N/A | 0 |  |  | 0
Office - Open Plan (Including Other)537-1 |  | 27 |  | 537-1 | Linear WW Open | FL | 32 | #N/A |  | #N/A | #N/A | #N/A | 0.12593 |  |  | #N/A |  |  |  | #N/A |  |  | #N/A |  |  |  | #N/A | #N/A | #N/A |  |  | #N/A
| Restrooms |  | 0.76636
Restrooms604 |  | 12 |  | 604 | Wall Mounted Linear Direct/Indirect | FL | 32 | #N/A |  | #N/A | #N/A | #N/A | 0.22551 |  |  | #N/A |  |  |  | #N/A |  |  | #N/A |  |  |  | #N/A | #N/A | #N/A |  |  | #N/A
Restrooms520 |  | 12 |  | 520 | #N/A | #N/A | #N/A | #N/A |  | #N/A | #N/A | #N/A | 0.34783 |  |  | #N/A |  |  |  | #N/A |  |  | #N/A |  |  |  | #N/A | #N/A | #N/A |  |  | #N/A
Restrooms0 |  | 12 |  | 0 | NA | NA | 0 | 0 |  | 0 | 0 | 0 | 0 |  |  | #N/A |  |  |  | #N/A |  |  | #N/A |  |  |  | #N/A | #N/A | 0 |  |  | 0
Restrooms534-2 |  | 12 |  | 534-2 | Linear Wall Cove | FL | 32 | #N/A |  | #N/A | #N/A | #N/A | 0.19301 |  |  | #N/A |  |  |  | #N/A |  |  | #N/A |  |  |  | #N/A | #N/A | #N/A |  |  | #N/A
| Retail - Sales Area |  | 1.3138
Retail - Sales Area535 |  | 97 |  | 535 | #N/A | #N/A | #N/A | #N/A |  | #N/A | #N/A | #N/A | 0.79579 |  |  | #N/A |  |  |  | #N/A |  |  | #N/A |  |  |  | #N/A | #N/A | #N/A |  |  | #N/A
Retail - Sales Area541 |  | 97 |  | 541 | #N/A |  | #N/A | #N/A |  | #N/A | #N/A | #N/A | 0.39413 |  |  | #N/A |  |  |  | #N/A |  |  | #N/A |  |  |  | #N/A | #N/A | #N/A |  |  | #N/A
Retail - Sales Area0 |  | 97 |  | 0 | NA | NA | 0 | 0 |  | 0 | 0 | 0 | 0 |  |  | #N/A |  |  |  | #N/A |  |  | #N/A |  |  |  | #N/A | #N/A | 0 |  |  | 0
Retail - Sales Area537-1 |  | 97 |  | 537-1 | Linear WW Open | FL | 32 | #N/A |  | #N/A | #N/A | #N/A | 0.12384 |  |  | #N/A |  |  |  | #N/A |  |  | #N/A |  |  |  | #N/A | #N/A | #N/A |  |  | #N/A
| Stairway |  | 0.53958
Stairway530 |  | 11 |  | 530 | #N/A | #N/A | #N/A | #N/A |  | #N/A | #N/A | #N/A | 0.29111 |  |  | #N/A |  |  |  | #N/A |  |  | #N/A |  |  |  | #N/A | #N/A | #N/A |  |  | #N/A
Stairway602 |  | 11 |  | 602 | #N/A | #N/A | #N/A | #N/A |  | #N/A | #N/A | #N/A | 0.24847 |  |  | #N/A |  |  |  | #N/A |  |  | #N/A |  |  |  | #N/A | #N/A | #N/A |  |  | #N/A
Stairway0 |  | 11 |  | 0 | NA | NA | 0 | 0 |  | 0 | 0 | 0 | 0 |  |  | #N/A |  |  |  | #N/A |  |  | #N/A |  |  |  | #N/A | #N/A | 0 |  |  | 0
Stairway0 |  | 11 |  | 0 | NA | NA | 0 | 0 |  | 0 | 0 | 0 | 7.8143e-08 |  |  | #N/A |  |  |  | #N/A |  |  | #N/A |  |  |  | #N/A | #N/A | 0 |  |  | 0
| Storage |  | 0.49266
Storage538 |  | 41 |  | 538 | #N/A | #N/A | #N/A | #N/A |  | #N/A | #N/A | #N/A | 0.49266 |  |  | #N/A |  |  |  | #N/A |  |  | #N/A |  |  |  | #N/A | #N/A | #N/A |  |  | #N/A
Storage0 |  | 41 |  | 0 | NA | NA | 0 | 0 |  | 0 | 0 | 0 | 0 |  |  | #N/A |  |  |  | #N/A |  |  | #N/A |  |  |  | #N/A | #N/A | 0 |  |  | 0
Storage0 |  | 41 |  | 0 | NA | NA | 0 | 0 |  | 0 | 0 | 0 | 0 |  |  | #N/A |  |  |  | #N/A |  |  | #N/A |  |  |  | #N/A | #N/A | 0 |  |  | 0
Storage0 |  | 41 |  | 0 | NA | NA | 0 | 0 |  | 0 | 0 | 0 | 7.765e-08 |  |  | #N/A |  |  |  | #N/A |  |  | #N/A |  |  |  | #N/A | #N/A | 0 |  |  | 0
| Lobby - Hotel |  | 0.82892
Lobby - Hotel572 |  | 79 |  | 572 | Downlight open | TH | 75 | #N/A |  | #N/A | #N/A | #N/A | 0.70293 |  |  | #N/A |  |  |  | #N/A |  |  | #N/A |  |  |  | #N/A | #N/A | #N/A |  |  | #N/A
Lobby - Hotel0 |  | 79 |  | 0 | NA | NA | 0 | 0 |  | 0 | 0 | 0 | 0 |  |  | #N/A |  |  |  | #N/A |  |  | #N/A |  |  |  | #N/A | #N/A | 0 |  |  | 0
Lobby - Hotel0 |  | 79 |  | 0 | NA | NA | 0 | 0 |  | 0 | 0 | 0 | 0 |  |  | #N/A |  |  |  | #N/A |  |  | #N/A |  |  |  | #N/A | #N/A | 0 |  |  | 0
Lobby - Hotel527-1 |  | 79 |  | 527-1 | #N/A | #N/A | #N/A | #N/A |  | #N/A | #N/A | #N/A | 0.12599 |  |  | #N/A |  |  |  | #N/A |  |  | #N/A |  |  |  | #N/A | #N/A | #N/A |  |  | #N/A
| Dwelling Units Low End |  | 0.3
DwellingUnits501_Low |  |  |  | 501 | #N/A | #N/A | #N/A | #N/A |  | #N/A | #N/A | #N/A | 0.13 |  |  | #N/A |  |  |  | #N/A |  |  | #N/A |  |  |  | #N/A | #N/A | #N/A |  |  | #N/A
DwellingUnits700_Low |  |  |  | 700 | #N/A | #N/A | #N/A | #N/A |  | #N/A | #N/A | #N/A | 0.1 |  |  | #N/A |  |  |  | #N/A |  |  | #N/A |  |  |  | #N/A | #N/A | #N/A |  |  | #N/A
DwellingUnits530_Low |  |  |  | 530 | #N/A | #N/A | #N/A | #N/A |  | #N/A | #N/A | #N/A | 0.07 |  |  | #N/A |  |  |  | #N/A |  |  | #N/A |  |  |  | #N/A | #N/A | #N/A |  |  | #N/A
| Dwelling Units High End |  | 0.62
DwellingUnits505_High |  |  |  | 505 | #N/A | #N/A | #N/A | #N/A |  | #N/A | #N/A | #N/A | 0.23 |  |  | #N/A |  |  |  | #N/A |  |  | #N/A |  |  |  | #N/A | #N/A | #N/A |  |  | #N/A
DwellingUnits500_High |  |  |  | 500 | #N/A | #N/A | #N/A | #N/A |  | #N/A | #N/A | #N/A | 0.08 |  |  | #N/A |  |  |  | #N/A |  |  | #N/A |  |  |  | #N/A | #N/A | #N/A |  |  | #N/A
DwellingUnits700_High |  |  |  | 700 | #N/A | #N/A | #N/A | #N/A |  | #N/A | #N/A | #N/A | 0.18 |  |  | #N/A |  |  |  | #N/A |  |  | #N/A |  |  |  | #N/A | #N/A | #N/A |  |  | #N/A
DwellingUnits701_High |  |  |  | 701 | #N/A | #N/A | #N/A | #N/A |  | #N/A | #N/A | #N/A | 0.04 |  |  | #N/A |  |  |  | #N/A |  |  | #N/A |  |  |  | #N/A | #N/A | #N/A |  |  | #N/A
DwellingUnits530_High |  |  |  | 530 | #N/A | #N/A | #N/A | #N/A |  | #N/A | #N/A | #N/A | 0.09 |  |  | #N/A |  |  |  | #N/A |  |  | #N/A |  |  |  | #N/A | #N/A | #N/A |  |  | #N/A
1 FL linear fluorescent, CF compact fluorescent, MH metal halide
Note on D87: Susan Loper: Refer to workbook Dwelling Units 4/22/13
Note on D290: Susan Loper: Refer to workbook - Dwelling Units 4/22/13
Dwelling Units - Dwelling units were added to IECC 2009, 2012 and NC. For 2009 and NC - 50% of lamps were INC and 50% were HE. For 2012 - 25% of lamps were INC and 75% were HE. INC lamps were replaced with CF to convert to HE.

## IntLtgCostCheck (hidden)
Note: Pivot Tables to right query spaces
"Refresh" (right click) both pivot tables to right after changes to update table below
Note: where LPA increases;
[9 empty] | space design/cost remains the same | [37 empty] | This pivot only captures the space totals
|  | Green indicates cost is low relative to LPD change, Red high | [9 empty] | Should match +/- 1% |  | Should match +/- 5%-10% | [18 empty] | Check of totals on the Int Ltg LPD Space Type 90_1 All tab
| Checking 2018oct24 | [32 empty] | Data | Case | [12 empty] | Data | Case
| Space | New cost/sf |  |  | Fixture LPD w/sf |  |  |  | Space LPA w/sf |  |  | Fixt LPD/Space LPA |  | Space net Lum/sf |  |  |  | Sp/Fx LPD |  |  | Space Type LPA W/ft2 |  | Fixture LPD W/ft2 |  |  | Cost $/ft2 |  |  | Lumen Compare |  |  |  |  | Sum of Space Type Lighting Power Allowance W/ft24 |  |  | Sum of Fixture Watts/ft214 |  |  | Sum of New_Fixture + Lamp Cost, $/ft2_17 |  |  | Count of 90.1-2013 Space Types2 |  |  |  |  | Sum of Space Type Lighting Power Allowance W/ft24 |  |  | Count of 90.1-2013 Space Types2
|  | 2016 | 2019 | dCost | 2016 | 2019 | dLPD | d$/dLPD | 2016 | 2019 | dLPA | 2016 | 2019 | 2016 | 2019 | dLum |  | 2010 | 2013 |  | 2013 | 2016 | 2013 | 2016 | dLPD | 2013 | 2016 | d$/dLPD | 2013 | 2016 |  |  | space | 2016 | 2013 | 2019 | 2016 | 2013 | 2019 | 2016 | 2013 | 2019 | 2016 | 2013 | 2019 |  | 90.1-2016 Space Types2 | 2013 | 2016 | 2019 | 2013 | 2016 | 2019
| Classroom/Lecture/Training | 17.4638 | 17.4236 | 0.9977 | 0.92 | 1.24 | 1.3478 | 0.74023 | 1.24 | 0.92 | 0.74194 | 0.74194 | 1.3478 | 1 | 1 | 1 |  | 1 | 10.8235 | Classroom/Lecture/Training | 0.92 | 0.71 | 0.71 | 0.17 | 4.5962 | 0.92 | 0.55 | 0.11966 | 1 | 1 |  |  | Classroom/Lecture/Training | 0.71 | 1.84 | 0.71 | 0.17 | 0.92 | 0.55 | 6.9764 | 10.9792 | 2.3774 | 1 | 1 |  |  | Classroom/Lecture/Training | 0.92 | 0.71 |  | 1 | 1
| Conference/Meeting/Multipurpose | 1.08 | 0 | 0 | 0 | 0.96 |  | #VALUE! | 1.07 | 0.97 | 0.90654 | 0 | 0.98969 | 0 | 1 | #DIV/0! |  | #DIV/0! | 2.2396 | Conference/Meeting/Multipurpose | 1.07 | 0.97 | 0 | 0.96 | 7.2976 | 1.08 | 0 | 0 | 0 | 1 |  |  | Conference/Meeting/Multipurpose | 1.93 | 2.15 |  | 0.96 | 1.08 |  | 14.5928 | 14.5952 |  | 1 | 1 |  |  | Conference/Meeting/Multipurpose | 1.07 | 0.97 |  | 1 | 1
| Corridor/Transition | 0.66 | 0 | 0 | 0 | 0.41 |  | #VALUE! | 0.66 | 0.41 | 0.62121 | 0 | 1 | 0 | 1 | #DIV/0! |  | #DIV/0! | 3.2195 | Corridor/Transition | 0.66 | 0.41 | 0 | 0.41 | 6.8675 | 0.66 | 0 | 0 | 0 | 1 |  |  | Corridor/Transition | 0.82 | 1.32 |  | 0.41 | 0.66 |  | #VALUE! | 16.2017 |  | 1 | 1 |  |  | Corridor/Transition | 0.66 | 0.41 |  | 1 | 1
| Dining Area | 0.63 | 0 | 0 | 0 | 0.43 |  | #VALUE! | 0.63 | 0.43 | 0.68254 | 0 | 1 | 0 | 1 | #DIV/0! |  | #DIV/0! | 2.9302 | Dining Area | 0.63 | 0.43 | 0 | 0.43 | 6.3549 | 0.63 | 0 | 0 | 0 | 1 |  |  | Dining Area | 0.86 | 1.26 |  | 0.43 | 0.63 |  | #VALUE! | 8.3012 |  | 1 | 1 |  |  | Dining Area | 0.63 | 0.43 |  | 1 | 1
| Electrical/Mechanical | 0.43 | 0 | 0 | 0 | 0.43 |  | #VALUE! | 0.43 | 0.43 | 1 | 0 | 1 | 0 | 1 | #DIV/0! |  | #DIV/0! | 2 | Electrical/Mechanical | 0.43 | 0.43 | 0 | 0.43 | 4.0775 | 0.43 | 0 | 0 | 0 | 1 |  |  | Electrical/Mechanical | 0.86 | 0.86 |  | 0.43 | 0.43 |  | #VALUE! | 8.1549 |  | 1 | 1 |  |  | Dwelling-Unit | 0.5805 |  |  | 2
| Food Preparation | 1.06 | 4.1599 | 3.9244 | 0 | 1.09 |  | #VALUE! | 1.06 | 1.09 | 1.0283 | 0 | 1 | 0 | 1 | #DIV/0! |  | #DIV/0! | 1.945 | Food Preparation | 1.06 | 1.09 | 0 | 1.09 | 9.3639 | 1.06 | 4.1599 | 0.44425 | 0 | 1 |  |  | Food Preparation | 2.18 | 2.12 |  | 1.09 | 1.06 |  | 9.29 | 18.7278 |  | 1 | 1 |  |  | Electrical/Mechanical | 0.43 | 0.43 |  | 1 | 1
| Gymnasium/Fitness-Fitness Area | 0.5 | 0 | 0 | 0 | 0.7 |  | #VALUE! | 0.5 | 0.7 | 1.4 | 0 | 1 | 0 | 1 | #DIV/0! |  | #DIV/0! | 1.4286 | Gymnasium/Fitness-Fitness Area | 0.5 | 0.7 | 0 | 0.7 | 4.6103 | 0.5 | 0 | 0 | 0 | 1 |  |  | Gymnasium/Fitness-Fitness Area | 1.4 | 1 |  | 0.7 | 0.5 |  | #VALUE! | 17.6232 |  | 1 | 1 |  |  | Food Preparation | 1.06 | 1.09 |  | 1 | 1
| Highway Lodging Guest Rooms | 0.77 | 0 | 0 | 0 | 0.41 |  | #VALUE! | 0.77 | 0.41 | 0.53247 | 0 | 1 | 0 | 1 | #DIV/0! |  | #DIV/0! | 3.7561 | Highway Lodging Guest Rooms | 0.77 | 0.41 | 0 | 0.41 | 2.409 | 0.77 | 0 | 0 | 0 | 1 |  |  | Highway Lodging Guest Rooms | 0.82 | 1.54 |  | 0.41 | 0.77 |  | 10.2941 | 5.5123 |  | 1 | 1 |  |  | Gymnasium/Fitness-Fitness Area | 0.5 | 0.7 |  | 1 | 1
| Library | 0.82 | 0 | 0 | 0 | 0.95 |  | #VALUE! | 0.82 | 0.96 | 1.1707 | 0 | 0.98958 | 0 | 1 | #DIV/0! |  | #DIV/0! | 1.7263 | Library | 0.82 | 0.96 | 0 | 0.95 | 5.9143 | 0.82 | 0 | 0 | 0 | 1 |  |  | Library | 1.91 | 1.64 |  | 0.95 | 0.82 |  | 31.5131 | 22.5362 |  | 1 | 1 |  |  | Highway Lodging Guest Rooms | 0.77 | 0.41 |  | 1 | 1
| Lobby | 1 | 0 | 0 | 0 | 0.84 |  | #VALUE! | 1 | 0.84 | 0.84 | 0 | 1 | 0 | 1 | #DIV/0! |  | #DIV/0! | 2.381 | Lobby | 1 | 0.84 | 0 | 0.84 | 10.6199 | 1 | 0 | 0 | 0 | 1 |  |  | Lobby | 1.68 | 2 |  | 0.84 | 1 |  | 23.3687 | 26.2231 |  | 1 | 1 |  |  | Laundry-Washing | 0.43 | 0.53 |  | 1 | 1
| Lobby - Hotel | 1.06 | 0 | 0 | 0 | 0.5 |  | #VALUE! | 1.06 | 0.51 | 0.48113 | 0 | 0.98039 | 0 | 1 | #DIV/0! |  | #DIV/0! | 4.24 | Lobby - Hotel | 1.06 | 0.51 | 0 | 0.5 | 2.753 | 1.06 | 0 | 0 | 0 | 1 |  |  | Lobby - Hotel | 1.01 | 2.12 |  | 0.5 | 1.06 |  | 8.9145 | 5.5059 |  | 1 | 1 |  |  | Library | 0.82 | 0.96 |  | 1 | 1
| Lounge/Recreation - Break room | #N/A | #N/A |  | #N/A | #N/A |  | #VALUE! | #N/A | #N/A | #N/A | #N/A | #N/A | #N/A | #N/A | #N/A |  | #DIV/0! | 2.6557 | Lounge/Recreation - Break room | #N/A | #N/A | #N/A | #N/A | 5.4144 | #N/A | #N/A | #N/A | #N/A | #N/A |  |  | Office - Open Plan (Including Other) | 1.22 | 1.62 |  | 0.61 | 0.81 |  | 12.0268 | 24.7504 |  | 1 | 1 |  |  | Lobby | 1 | 0.84 |  | 1 | 1
Flu-LED | Office - Open Plan (Including Other) | 0.81 | 0 | 0 | 0 | 0.61 |  | #VALUE! | 0.81 | 0.61 | 0.75309 | 0 | 1 | 0 | 1 | #DIV/0! |  | #DIV/0! | 2.5135 | Office - Open Plan (Including Other) | 0.81 | 0.61 | 0 | 0.61 | 8.1739 | 0.81 | 0 | 0 | 0 | 1 |  |  | Office-Enclosed | 1.48 | 1.86 |  | 0.74 | 0.93 |  | 6.3973 | 11.8113 |  | 1 | 1 |  |  | Lobby - Hotel | 1.06 | 0.51 |  | 1 | 1
Flu-LED | Office-Enclosed | 0.93 | 0 | 0 | 0 | 0.74 |  | #VALUE! | 0.93 | 0.74 | 0.7957 | 0 | 1 | 0 | 1 | #DIV/0! |  | #DIV/0! | 2.6912 | Office-Enclosed | 0.93 | 0.74 | 0 | 0.74 | 6.1849 | 0.93 | 0 | 0 | 0 | 1 |  |  | Restrooms | 1.26 | 1.7 |  | 0.6317 | 0.85 |  | #VALUE! | 19.5071 |  | 1 | 1 |  |  | Lounge/Recreation - Breakroom | 0.62 | 0.59 |  | 1 | 1
| Restrooms | 0.85 | 0 | 0 | 0 | 0.6317 |  | #VALUE! | 0.85 | 0.63 | 0.74118 | 0 | 1.0027 | 0 | 1 | #DIV/0! |  | #DIV/0! | 2.3143 | Restrooms | 0.85 | 0.63 | 0 | 0.6317 | 7.4616 | 0.85 | 0 | 0 | 0 | 1 |  |  | Retail - Sales Area | 2.1 | 2.43 |  | 1.05 | 1.21 |  | 13.8554 | 12.6761 |  | 1 | 1 |  |  | Office - Open Plan (Including Other) | 0.81 | 0.61 |  | 1 | 1
| Retail - Sales Area | 1.21 | 0 | 0 | 0 | 1.05 |  | #VALUE! | 1.22 | 1.05 | 0.86066 | 0 | 1 | 0 | 1 | #DIV/0! |  | #DIV/0! | 2.3967 | Retail - Sales Area | 1.22 | 1.05 | 0 | 1.05 | 6.9238 | 1.21 | 0 | 0 | 0 | 1 |  |  | Stairway | 0.974 | 1.16 |  | 0.484 | 0.58 |  | #VALUE! | 10.7401 |  | 1 | 1 |  |  | Office - Open Plan (Including Other)-whole | 0.81 | 0.61 |  | 1 | 1
| Stairway | 0.58 | 0 | 0 | 0 | 0.484 |  | #VALUE! | 0.58 | 0.49 | 0.84483 | 0 | 0.98776 | 0 | 1 | #DIV/0! |  | #DIV/0! | 2.4211 | Stairway | 0.58 | 0.49 | 0 | 0.484 | 5.3461 | 0.58 | 0 | 0 | 0 | 1 |  |  | Storage | 0.76 | 0.92 |  | 0.38 | 0.46 |  | 3.52 | 6.0618 |  | 1 | 1 |  |  | Office - Open Plan (Including Other)-whole-large |  | 0.61 |  |  | 1
| Storage | 0.46 | 2.0573 | 4.4723 | 0 | 0.38 |  | #VALUE! | 0.46 | 0.38 | 0.82609 | 0 | 1 | 0 | 1 | #DIV/0! |  | #DIV/0! | 2.6557 | Storage | 0.46 | 0.38 | 0 | 0.38 | 3.0309 | 0.46 | 2.0573 | 0.67876 | 0 | 1 |  |  | Office - Open Plan (Including Other)-whole | 1.22 | 1.62 |  | 0.61 | 0.81 |  | #VALUE! | 24.7504 |  | 1 | 1 |  |  | Office - Open Plan (Including Other)-whole-small | 0.81 |  |  | 1
| Office - Open Plan (Including Other)-whole | 0.81 | 0 | 0 | 0 | 0.61 |  | #VALUE! | 0.81 | 0.61 | 0.75309 | 0 | 1 | 0 | 1 | #DIV/0! |  | #DIV/0! | 1.6226 | Office - Open Plan (Including Other)-whole | 0.81 | 0.61 | 0 | 0.61 | 8.7794 | 0.81 | 0 | 0 | 0 | 1 |  |  | Laundry-Washing | 1.06 | 0.86 |  | 0.53 | 0.43 |  | #VALUE! | 4.0845 |  | 1 | 1 |  |  | Office-BLDG-LO | 0.79 | 0.64 |  | 1 | 1
| Laundry-Washing | 0.43 | 0 | 0 | 0 | 0.53 |  | #VALUE! | 0.43 | 0.53 | 1.2326 | 0 | 1 | 0 | 1 | #DIV/0! |  |  |  | Laundry-Washing | 0.43 | 0.53 | 0 | 0.53 | 2.0422 | 0.43 | 0 |  | 0 | 1 |  |  | Office-BLDG-SO | 1.28 | 1.5832 |  | 0.64 | 0.7932 |  | 24.8948 | 27.0271 |  | 1 | 1 |  |  | Office-BLDG-SO | 0.79 | 0.64 |  | 1 | 1
Flu-Flu | Office-BLDG-SO | 0.7932 | 0 | 0 | 0 | 0.64 |  | #VALUE! | 0.79 | 0.64 | 0.81013 | 0 | 1 | 0 | 1 | #DIV/0! |  |  |  | Office-BLDG-SO | 0.79 | 0.64 | 0 | 0.64 | 5.912 | 0.7932 | 0 |  | 0 | 1 |  |  | Office-BLDG-LO | 1.28 | 1.5832 |  | 0.64 | 0.7932 |  | #VALUE! | 27.0271 |  | 1 | 1 |  |  | Office-Enclosed | 0.93 | 0.74 |  | 1 | 1
Flu-Flu | Office-BLDG-LO | 0.7932 | 0 | 0 | 0 | 0.64 |  | #VALUE! | 0.79 | 0.64 | 0.81013 | 0 | 1 | 0 | 1 | #DIV/0! |  |  |  | Office-BLDG-LO | 0.79 | 0.64 | 0 | 0.64 | 5.912 | 0.7932 | 0 |  | 0 | 1 |  |  | Office-Enclosed-whole-small |  | 1.758 |  |  | 0.88 |  |  | 11.0683 |  |  | 1 |  |  | Office-Enclosed-whole |  | 0.74 |  |  | 1
| Office-Enclosed-whole-small | 0.88 | 0 | 0 | 0 | 0 |  | #VALUE! | 0.878 | 0 |  | 0 | #DIV/0! | 0 | 1 |  |  |  |  | Office-Enclosed-whole-small | 0.878 | 0 | 0 | 0 |  | 0.88 | 0 |  | 0 | 1 |  |  | Office - Open Plan (Including Other)-whole-small |  | 1.62 |  |  | 0.81 |  |  | 24.7504 |  |  | 1 |  |  | Office-Enclosed-whole-large | 0.826 | 0.74 |  | 1 | 1
| Office - Open Plan (Including Other)-whole-small | 0.81 | 0 | 0 | 0 | 0 |  | #VALUE! | 0.81 | 0 |  | 0 | #DIV/0! | 0 | 1 |  |  |  |  | Office - Open Plan (Including Other)-whole-small | 0.81 | 0 | 0 | 0 |  | 0.81 | 0 |  | 0 | 1 |  |  | Office-Enclosed-whole-large | 1.48 | 1.656 |  | 0.74 | 0.83 |  | #VALUE! | 10.5046 |  | 1 | 1 |  |  | Office-Enclosed-whole-small | 0.878 |  |  | 1
| Office-Enclosed-whole-large | 0.83 | 0 | 0 | 0 | 0.74 |  | #VALUE! | 0.826 | 0.74 |  | 0 | 1 | 0 | 1 |  |  |  |  | Office-Enclosed-whole-large | 0.826 | 0.74 | 0 | 0.74 | 5.4348 | 0.83 | 0 |  | 0 | 1 |  |  | Office - Open Plan (Including Other)-whole-large | 1.22 |  |  | 0.61 |  |  | #VALUE! |  |  | 1 |  |  |  | Restrooms | 0.85 | 0.63 |  | 1 | 1
| Office - Open Plan (Including Other)-whole-large | 0 | 0 |  | 0 | 0.61 |  | #VALUE! | 0 | 0.61 |  | #DIV/0! | 1 | 0 | 0 |  |  |  |  | Office - Open Plan (Including Other)-whole-large | 0 | 0.61 | 0 | 0.61 | 8.3555 | 0 | 0 |  | 0 | 0 |  |  | Lounge/Recreation - Breakroom | 1.15 | 1.249 |  | 0.56 | 0.629 |  | #VALUE! | 21.3949 |  | 1 | 1 |  |  | Retail - Sales Area | 1.22 | 1.05 |  | 1 | 1
| Grand Total | #N/A | #N/A |  | #N/A | #N/A |  | #VALUE! | #N/A | #N/A |  | #N/A | #N/A | #N/A | #N/A |  |  |  |  | Grand Total | #N/A | #N/A | #N/A | #N/A | 8.3555 | #N/A | #N/A |  | #N/A | #N/A |  |  | Total Result | 30.664 | 39.4694 | 0.71 | 15.1157 | 19.7454 | 0.55 | #VALUE! | 390.5148 | 2.3774 | 24 | 25 |  |  | Stairway | 0.58 | 0.49 |  | 1 | 1
| 0 | #N/A | #N/A |  | #N/A | #N/A |  | #VALUE! | #N/A | #N/A |  | #N/A | #N/A | #N/A | #N/A |  |  |  |  | 0 | #N/A | #N/A | #N/A | #N/A | 8.3555 | #N/A | #N/A |  | #N/A | #N/A | [12 empty] | #DIV/0! | #DIV/0! |  |  | Storage | 0.46 | 0.38 |  | 1 | 1
| 0 | 0 | 0 |  | 0 | 0 |  | #VALUE! | 0 | 0 |  | #DIV/0! | #DIV/0! | 0 | 0 | [27 empty] | #DIV/0! | #DIV/0! |  |  | (empty) | 20.3259 | 15.684 | 0.71
| 0 | 0 | 0 |  | 0 | 0 |  | #VALUE! | 0 | 0 |  | #DIV/0! | #DIV/0! | 0 | 0 | [31 empty] | Total Result | 40.6304 | 32.144 | 0.71 | 27 | 25
| Checking version 2014jul14n5SL3 | Round 1 | 41876
|  | New cost/sf |  |  | LPD w/sf
| Space | 2010 | 2013 | dCost | 2010 | 2013 | dLPD | d$/dLPD
| Highway Lodging Guest Rooms | 4.1071 | 4.1071 | 1 | 0.75 | 0.91 | 1.2133 | 0.82418
| Retail - Sales Area | 6.4741 | 4.9244 | 0.76063 | 1.68 | 1.42 | 0.84524 | 0.8999
| Food Preparation | 3.4769 | 4.2496 | 1.2222 | 0.99 | 1.21 | 1.2222 | 1
| Library | 4.0293 | 4.9392 | 1.2258 | 0.93 | 1.06 | 1.1398 | 1.0755
| Electrical/Mechanical | 1.9165 | 0.99295 | 0.51811 | 0.95 | 0.42 | 0.44211 | 1.1719
|  | New cost/sf |  |  | LPD w/sf
| Space | 2010 | 2013 | dCost | 2010 | 2013 | dLPD | d$/dLPD
| Classroom/Lecture/Training | 6.4506 | 6.1622 | 0.95529 | 1.24 | 1.24 | 1 | 0.95529 | Why Delta?
| Corridor/Transition | 2.0588 | 2.1596 | 1.049 | 0.66 | 0.66 | 1 | 1.049 | Why Delta?
| Lobby - Hotel | 0.74687 | 1.4267 | 1.9102 | 1.06 | 1.06 | 1 | 1.9102 | Why Delta?
| Lounge/Recreation - Break room | 3.2317 | 1.9192 | 0.59387 | 0.73 | 0.73 | 1 | 0.59387 | Why Delta?
| Office - Open Plan (Including Other) | 4.9776 | 4.5956 | 0.92325 | 0.98 | 0.98 | 1 | 0.92325 | Why Delta?
| Office-Enclosed | 5.123 | 5.1309 | 1.0015 | 1.11 | 1.11 | 1 | 1.0015 | Why Delta?
| Stairway | 2.4233 | 3.3134 | 1.3673 | 0.69 | 0.69 | 1 | 1.3673 | Why Delta?
|  | New cost/sf |  |  | LPD w/sf
| Space | 2010 | 2013 | dCost | 2010 | 2013 | dLPD | d$/dLPD
| Conference/Meeting/Multipurpose | 5.4214 | 5.4214 | 1 | 1.23 | 1.23 | 1 | 1
| Dining Area | 3.3865 | 3.3865 | 1 | 0.65 | 0.65 | 1 | 1
| Gymnasium/Fitness-Fitness Area | 3.6489 | 3.6489 | 1 | 0.72 | 0.72 | 1 | 1
| Hospital - Laundry/Washing | 2.1072 | 2.1072 | 1 | 0.6 | 0.6 | 1 | 1
| Lobby | 3.455 | 3.455 | 1 | 0.9 | 0.9 | 1 | 1
| Restrooms | 3.6893 | 3.6893 | 1 | 0.98 | 0.98 | 1 | 1
| Storage | 1.2709 | 1.2709 | 1 | 0.63 | 0.63 | 1 | 1
Check of fixture detail on the Int Ltg LPD Space Type 90_1 All tab
[31 empty] | 2010 |  |  | 2013
[31 empty] | case_data | Data
[31 empty] | 2013 |  | 2016 |  | 2019
[30 empty] | space | Sum of Number of Lamps9 | Sum of Fixture Watts/ft214 | Sum of Number of Lamps9 | Sum of Fixture Watts/ft214 | Sum of Number of Lamps9 | Sum of Fixture Watts/ft214 |  |  | Data
[30 empty] | Classroom/Lecture/Training | 127 | 0.92 | 70 | 0.17 | 32 | 0.55 | Proto | Space | Average of area2010 | Average of area2013 | Sum of LPD2010 | Sum of LPD2013 | Sum of Tot2010 | Sum of Tot2013
[30 empty] | Conference/Meeting/Multipurpose | 61 | 1.08 | 116 | 0.96 |  |  | LgOfc |  | 498600 | 498600 | 0.79 | 0.64 | 11579260.8433 | 10668902.0566
[30 empty] | Corridor/Transition | 87 | 0.66 | 65 | 0.41 |  |  |  | Office-BLDG-LO | 498600 | 498600 | 0.79 | 0.64 | 11579260.8433 | 10668902.0566
[30 empty] | Dining Area | 59 | 0.63 | 98 | 0.43 |  |  | MrApt |  | 11248.3333 | 11248.3333 | 1.88 | 1.4405 | 69144.7631 | 47156.228
[30 empty] | Electrical/Mechanical | 48 | 0.43 | 47 | 0.43 |  |  |  | Corridor/Transition | 3345 | 3345 | 0.66 | 0.41 | 55355.7581 | 38748.1227
[30 empty] | Food Preparation | 80 | 1.06 | 67 | 1.09 |  |  |  | Office-Enclosed | 950 | 950 | 0.93 | 0.74 | 12998.0404 | 7156.4762
[30 empty] | Gymnasium/Fitness-Fitness Area | 38 | 0.5 | 33 | 0.7 |  |  |  | Dwelling-Unit | 29450 | 29450 | 0.29 | 0.2905 | 790.9647 | 1251.6291
[30 empty] | Highway Lodging Guest Rooms | 24 | 0.77 | 81 | 0.41 |  |  | PriSch |  | 8478.875 | 8478.875 | 5.92 | 4.89 | 916122.7479 | 770565.3464
[30 empty] | Library | 60 | 0.82 | 54 | 0.95 |  |  |  | Classroom/Lecture/Training | 37187 | 37187 | 0.92 | 0.71 | 462053.5422 | 378500.4849
[30 empty] | Lobby | 65 | 1 | 94 | 0.84 |  |  |  | Corridor/Transition | 12073 | 12073 | 0.66 | 0.41 | 199793.742 | 139852.3424
[30 empty] | Lobby - Hotel | 21 | 1.06 | 77 | 0.5 |  |  |  | Dining Area | 3389 | 3389 | 0.63 | 0.43 | 31176.4298 | 37849.8358
[30 empty] | Office - Open Plan (Including Other) | 123 | 0.81 | 101 | 0.61 |  |  |  | Electrical/Mechanical | 2712 | 2712 | 0.43 | 0.43 | 21458.9476 | 19701.0106
[30 empty] | Office-Enclosed | 46 | 0.93 | 32 | 0.74 |  |  |  | Gymnasium/Fitness-Fitness Area | 3841 | 3841 | 0.5 | 0.7 | 58140.6325 | 93723.7128
[30 empty] | Restrooms | 24 | 0.85 | 39 | 0.6317 |  |  |  | Lobby | 1840 | 1840 | 1 | 0.84 | 42935.752 | 38727.4232
[30 empty] | Retail - Sales Area | 83 | 1.21 | 73 | 1.05 |  |  |  | Office-Enclosed | 4745 | 4745 | 0.93 | 0.74 | 64921.7913 | 35744.7153
[30 empty] | Stairway | 59 | 0.58 | 53 | 0.484 |  |  |  | Restrooms | 2044 | 2044 | 0.85 | 0.63 | 35641.9104 | 26465.8213
[30 empty] | Storage | 38 | 0.46 | 37 | 0.38 |  |  | SmHtl |  | 3601.0833 | 3601.0833 | 8.36 | 6.79 | 377768.7015 | 406437.254
[30 empty] | Office-Enclosed-whole |  |  | 32 | 0.74 |  |  |  | Conference/Meeting/Multipurpose | 864 | 864 | 1.07 | 0.97 | 12637.5368 | 12496.4622
[30 empty] | Office - Open Plan (Including Other)-whole | 123 | 0.81 | 91 | 0.61 |  |  |  | Corridor/Transition | 5668 | 5668 | 0.66 | 0.41 | 93798.6358 | 65657.5066
[30 empty] | Laundry-Washing | 40 | 0.43 | 35 | 0.53 |  |  |  | Electrical/Mechanical | 351 | 351 | 0.43 | 0.43 | 2777.3195 | 2549.7989
[30 empty] | Office-BLDG-SO | 123 | 0.7932 | 91 | 0.64 |  |  |  | Gymnasium/Fitness-Fitness Area | 351 | 351 | 0.5 | 0.7 | 5313.0336 | 8564.7027
[30 empty] | Office-BLDG-LO | 123 | 0.7932 | 91 | 0.64 |  |  |  | Highway Lodging Guest Rooms | 27933 | 27933 | 0.77 | 0.41 | 186049.2718 | 255974.4965
[30 empty] | Office-Enclosed-whole-small | 46 | 0.88 | [5 empty] | Lobby - Hotel | 1755 | 1755 | 1.06 | 0.51 | 11399.1367 | 15762.7729
[30 empty] | Office - Open Plan (Including Other)-whole-small | 123 | 0.81 | [5 empty] | Office-Enclosed | 1404 | 1404 | 0.93 | 0.74 | 19209.7355 | 10576.5185
[30 empty] | Office-Enclosed-whole-large | 46 | 0.83 | 32 | 0.74 |  |  |  | Restrooms | 351 | 351 | 0.85 | 0.63 | 6120.5042 | 4544.7668
[30 empty] | Office - Open Plan (Including Other)-whole-large |  |  | 101 | 0.61 |  |  |  | Stairway | 1728 | 1728 | 0.58 | 0.49 | 20830.9798 | 12499.1116
[30 empty] | Dwelling-Unit | 6 | 0.5805 | [5 empty] | Storage | 1404 | 1404 | 0.46 | 0.38 | 8236.3057 | 5300.2902
[30 empty] | Lounge/Recreation - Breakroom | 43 | 0.629 | 26 | 0.56 |  |  |  | Laundry-washing | 1053 | 1053 | 0.43 | 0.53 | 4543.3959 | 5195.0451
[30 empty] | Total Result | 1716 | 20.3259 | 1636 | 15.8557 | 32 | 0.55 |  | Lounge/Recreation - Breakroom | 351 | 351 | 0.62 | 0.59 | 6852.8462 | 7315.7819
[37 empty] | SmOfc |  | 5500 | 5500 | 0.79 | 0.64 | 127729.4835 | 117687.4475
[38 empty] | Office-BLDG-SO | 5500 | 5500 | 0.79 | 0.64 | 127729.4835 | 117687.4475
[37 empty] | SoRtl |  | 8228 | 8228 | 2.68 | 2.27 | 358532.6129 | 328325.5382
[38 empty] | Lobby | 129 | 129 | 1 | 0.84 | 3010.1696 | 2715.1291
[38 empty] | Retail - Sales Area | 20467 | 20467 | 1.22 | 1.05 | 331540.9494 | 310177.6551
[38 empty] | Storage | 4088 | 4088 | 0.46 | 0.38 | 23981.494 | 15432.7539
[37 empty] | (empty) |  | 23192.7273 | 23192.7273 | #VALUE! | #VALUE! | 9209821.0007 | 8203611.4558
[38 empty] | Conference/Meeting/Multipurpose | 5034 | 5034 | 2.14 | 1.94 | 147262.4075 | 145618.4968
[38 empty] | Corridor/Transition | 10982 | 10982 | 1.32 | 0.82 | 363477.9881 | 254428.63
[38 empty] | Electrical/Mechanical | 15566.5 | 15566.5 | 0.86 | 0.86 | 246342.705 | 226162.0811
[38 empty] | Food Preparation | 1808 | 1808 | 1.06 | 1.09 | 32390.8713 | 19778.1968
[38 empty] | Library | 4293 | 4293 | 0.82 | 0.96 | 88151.1334 | 121108.3917
[38 empty] | Lobby | 7061 | 7061 | 2 | 1.68 | 329531.8964 | 297232.9729
[38 empty] | Restrooms | 7862.5 | 7862.5 | 1.7 | 1.26 | 274202.075 | 203608.1411
[38 empty] | Stairway | 4324.5 | 4324.5 | 1.16 | 0.98 | 104263.3939 | 62560.6578
[38 empty] | Storage | 6318 | 6318 | 0.92 | 0.76 | 74126.7509 | 47702.6122
[38 empty] | #N/A | 4820 | 4820 | #VALUE! | #VALUE! | 188209.2241 | 200923.4687
(empty)
[38 empty] | Office - Open Plan (Including Other)-whole | 285144 | 285144 | 0.81 | 0.61 | 6192288.4728 | 5893952.61
[38 empty] | Office - Open Plan (Including Other)-whole-small | 1100 | 1100 | 0.81 | 0.61 | 23887.9811 | 22737.1008
[38 empty] | Office-Enclosed-whole-small | 1595 | 1595 | 0.878 | 0.74 | 20513.9626 | 12015.3469
[38 empty] | Office-Enclosed-whole-large | 92363 | 92363 | 0.826 | 0.74 | 1125172.1386 | 695782.749
[37 empty] | Total Result |  | 23676.26 | 23676.26 | #VALUE! | #VALUE! | 22638380.1529 | 20542685.3265
Below references pivot above that must be refreshed
Check of totals on the Int Ltg LPD Proto 90_1 tab
[37 empty] | Prototype/Space | Floor area 2010 | Floor area 2013 | LPD2010 | LPD2013 | Tot $ 2010 | Tot $ 2013 | Delta $ | Delta LPD
[37 empty] | LgOfc | 606347.5333 | 606347.5333 | 0.96749 | 0.87382 | 7612177.0796 | 7678975.5258 | 66798.4462 | -0.093661 | 0.0087752
[37 empty] | Office-BLDG-LO | 0 | 498600 | 498600 | 0.79 | 0.64 | 11579260.8433 | 11579260.2033 | -498599.21
[37 empty] | MrApt | Office-BLDG-LO | 498600 | 498600 | 0.79 | 0.64 | 11579260.8433 | 11579260.2033 | -498599.21 | 0.060444
[37 empty] | Corridor/Transition | 0 | 11248.3333 | 11248.3333 | 1.88 | 1.4405 | 69144.7631 | 69143.3226 | -11246.4533
[37 empty] | Office-Enclosed | Corridor/Transition | 3345 | 3345 | 0.66 | 0.41 | 55355.7581 | 55355.3481 | -3344.34
[37 empty] | Dwelling-Unit | Office-Enclosed | 950 | 950 | 0.93 | 0.74 | 12998.0404 | 12997.3004 | -949.07
[37 empty] | PriSch | Dwelling-Unit | 29450 | 29450 | 0.29 | 0.2905 | 790.9647 | 790.6742 | -29449.71 | -0.081724
[37 empty] | Classroom/Lecture/Training | 0 | 8478.875 | 8478.875 | 5.92 | 4.89 | 916122.7479 | 916117.8579 | -8472.955
[37 empty] | Corridor/Transition | Classroom/Lecture/Training | 37187 | 37187 | 0.92 | 0.71 | 462053.5422 | 462052.8322 | -37186.08
[37 empty] | Dining Area | Corridor/Transition | 12073 | 12073 | 0.66 | 0.41 | 199793.742 | 199793.332 | -12072.34
[37 empty] | Electrical/Mechanical | Dining Area | 3389 | 3389 | 0.63 | 0.43 | 31176.4298 | 31175.9998 | -3388.37
[37 empty] | Food Preparation | Electrical/Mechanical | 2712 | 2712 | 0.43 | 0.43 | 21458.9476 | 21458.5176 | -2711.57
[37 empty] | Gymnasium/Fitness-Fitness Area | Gymnasium/Fitness-Fitness Area | 3841 | 3841 | 0.5 | 0.7 | 58140.6325 | 58139.9325 | -3840.5
[37 empty] | Library | Lobby | 1840 | 1840 | 1 | 0.84 | 42935.752 | 42934.912 | -1839
[37 empty] | Lobby | Office-Enclosed | 4745 | 4745 | 0.93 | 0.74 | 64921.7913 | 64921.0513 | -4744.07
[37 empty] | Office-Enclosed | Restrooms | 2044 | 2044 | 0.85 | 0.63 | 35641.9104 | 35641.2804 | -2043.15
[37 empty] | Restrooms | 0 | 3601.0833 | 3601.0833 | 8.36 | 6.79 | 377768.7015 | 377761.9115 | -3592.7233
[37 empty] | SmHtl | Conference/Meeting/Multipurpose | 864 | 864 | 1.07 | 0.97 | 12637.5368 | 12636.5668 | -862.93 | -0.29163
[37 empty] | Conference/Meeting/Multipurpose | Corridor/Transition | 5668 | 5668 | 0.66 | 0.41 | 93798.6358 | 93798.2258 | -5667.34
[37 empty] | Corridor/Transition | Electrical/Mechanical | 351 | 351 | 0.43 | 0.43 | 2777.3195 | 2776.8895 | -350.57
[37 empty] | Electrical/Mechanical | Gymnasium/Fitness-Fitness Area | 351 | 351 | 0.5 | 0.7 | 5313.0336 | 5312.3336 | -350.5
[37 empty] | Gymnasium/Fitness-Fitness Area | Highway Lodging Guest Rooms | 27933 | 27933 | 0.77 | 0.41 | 186049.2718 | 186048.8618 | -27932.23
[37 empty] | Highway Lodging Guest Rooms | Lobby - Hotel | 1755 | 1755 | 1.06 | 0.51 | 11399.1367 | 11398.6267 | -1753.94 | -0.46165
[37 empty] | Lobby - Hotel | Office-Enclosed | 1404 | 1404 | 0.93 | 0.74 | 19209.7355 | 19208.9955 | -1403.07
[37 empty] | Lounge/Recreation - Break room | Restrooms | 351 | 351 | 0.85 | 0.63 | 6120.5042 | 6119.8742 | -350.15
[37 empty] | Office-Enclosed | Stairway | 1728 | 1728 | 0.58 | 0.49 | 20830.9798 | 20830.4898 | -1727.42
[37 empty] | Restrooms | Storage | 1404 | 1404 | 0.46 | 0.38 | 8236.3057 | 8235.9257 | -1403.54
[37 empty] | Stairway | Laundry-washing | 1053 | 1053 | 0.43 | 0.53 | 4543.3959 | 4542.8659 | -1052.57
[37 empty] | Storage | Lounge/Recreation - Breakroom | 351 | 351 | 0.62 | 0.59 | 6852.8462 | 6852.2562 | -350.38
[37 empty] | Laundry-washing | 0 | 5500 | 5500 | 0.79 | 0.64 | 127729.4835 | 127728.8435 | -5499.21
[37 empty] | SmOfc | Office-BLDG-SO | 5500 | 5500 | 0.79 | 0.64 | 127729.4835 | 127728.8435 | -5499.21 | 0.043726
[37 empty] | Office-BLDG-SO | 0 | 8228 | 8228 | 2.68 | 2.27 | 358532.6129 | 358530.3429 | -8225.32
[37 empty] | SoRtl | Lobby | 129 | 129 | 1 | 0.84 | 3010.1696 | 3009.3296 | -128 | 0.15992
[37 empty] | Lobby | Retail - Sales Area | 20467 | 20467 | 1.22 | 1.05 | 331540.9494 | 331539.8994 | -20465.78
[37 empty] | Retail - Sales Area | Storage | 4088 | 4088 | 0.46 | 0.38 | 23981.494 | 23981.114 | -4087.54
[37 empty] | Storage | 0 | 23192.7273 | 23192.7273 | #VALUE! | #VALUE! | 9209821.0007 | #VALUE! | #VALUE!
[37 empty] | Grand Total | Conference/Meeting/Multipurpose | 5034 | 5034 | 2.14 | 1.94 | 147262.4075 | 147260.4675 | -5031.86 | 0.011039
[37 empty] | 0 | Corridor/Transition | 10982 | 10982 | 1.32 | 0.82 | 363477.9881 | 363477.1681 | -10980.68
[37 empty] | 0 | Electrical/Mechanical | 15566.5 | 15566.5 | 0.86 | 0.86 | 246342.705 | 246341.845 | -15565.64
[37 empty] | 0 | Food Preparation | 1808 | 1808 | 1.06 | 1.09 | 32390.8713 | 32389.7813 | -1806.94
[37 empty] | 0 | Library | 4293 | 4293 | 0.82 | 0.96 | 88151.1334 | 88150.1734 | -4292.18
[37 empty] | 0 | Lobby | 7061 | 7061 | 2 | 1.68 | 329531.8964 | 329530.2164 | -7059
[37 empty] | 0 | Restrooms | 7862.5 | 7862.5 | 1.7 | 1.26 | 274202.075 | 274200.815 | -7860.8
[37 empty] | 0 | Stairway | 4324.5 | 4324.5 | 1.16 | 0.98 | 104263.3939 | 104262.4139 | -4323.34
[37 empty] | 0 | Storage | 6318 | 6318 | 0.92 | 0.76 | 74126.7509 | 74125.9909 | -6317.08
[37 empty] | 0 | #N/A | 4820 | 4820 | #VALUE! | #VALUE! | 188209.2241 | #VALUE! | #VALUE!
[37 empty] | 0 | (empty) | 0 | 0 | 0 | 0 | 0 | 0 | 0
[37 empty] | 0 | Office - Open Plan (Including Other)-whole | 285144 | 285144 | 0.81 | 0.61 | 6192288.4728 | 6192287.8628 | -285143.19
[37 empty] | 0 | Office - Open Plan (Including Other)-whole-small | 1100 | 1100 | 0.81 | 0.61 | 23887.9811 | 23887.3711 | -1099.19
[37 empty] | 0 | Office-Enclosed-whole-small | 1595 | 1595 | 0.878 | 0.74 | 20513.9626 | 20513.2226 | -1594.122
[37 empty] | 0 | Office-Enclosed-whole-large | 92363 | 92363 | 0.826 | 0.74 | 1125172.1386 | 1125171.3986 | -92362.174
[37 empty] | Total Result | 0 | 23676.26 | 23676.26 | #VALUE! | #VALUE! | 22638380.1529 | #VALUE! | #VALUE!
[37 empty] | 0 | 0 | 0 | 0 | 0 | 0 | 0 | 0 | 0
| Lobby - Hotel572 | 1 | 0.89889 | 1 | 0.89889
| Lounge/Recreation - Break room | 2 | 0.73 | 2 | 0.73 | [31 empty] | Total |  |  |  |  | 7662298.868 | 7746627.6774 | 84328.8094
| Lounge/Recreation - Breakroom0 | 0 | 0 | 0 | 0
| Lounge/Recreation - Breakroom521 | 1 | 0.43508 | 1 | 0.43508
| Lounge/Recreation - Breakroom527-2 | 1 | 0.29492 | 1 | 0.29492
| Office - Open Plan (Including Other) | 4 | 0.98104 | 4 | 0.98104
| Office - Open Plan (Including Other)0 | 0 | 0 | 0 | 0
| Office - Open Plan (Including Other)535 | 2 | 0.48 | 2 | 0.48
| Office - Open Plan (Including Other)537-1 | 1 | 0.16104 | 1 | 0.16104
| Office - Open Plan (Including Other)539 | 1 | 0.34 | 1 | 0.34
| Office-Enclosed | 4 | 1.1113 | 4 | 1.1113
| Office-Enclosed0 | 0 | 0 | 0 | 0
| Office-Enclosed531 | 2 | 0.67505 | 2 | 0.67505 | [11 empty] | 8/26/2014 missing
| Office-Enclosed537-1 | 1 | 0.25 | 1 | 0.25 | [11 empty] | Office-Enclosed537-2 | [15 empty] | Check of totals on the Int Ltg LPD Space Type 90_1 All tab
| Office-Enclosed539 | 1 | 0.18623 | 1 | 0.18623 | [11 empty] | Corridor/Transition530 | [16 empty] | Case | Data
| Restrooms | 3 | 0.98 | 3 | 0.98 | [11 empty] | Corridor/Transition537-2 | [16 empty] | 2013 |  | 2016 |  | 2019
| Restrooms0 | 0 | 0 | 0 | 0 | [11 empty] | Corridor/Transition527-2 | [15 empty] | space | Sum of Rep_Lmp_Total $/ft230 | Sum of RepBal_Ballast Cost, $/ft232 | Sum of Rep_Lmp_Total $/ft230 | Sum of RepBal_Ballast Cost, $/ft232 | Sum of Rep_Lmp_Total $/ft230 | Sum of RepBal_Ballast Cost, $/ft232 | Lamp repl 2016/2013 |  | Ballast repl 2016/2013
| Restrooms520 | 1 | 0.4448 | 1 | 0.4448 | [11 empty] | Lounge/Recreation - Breakroom537-1 | [15 empty] | Classroom/Lecture/Training | 0.024816 | 4.1103 | 0.0071608 | 1.7233 | 0.01607 | 1.7789 | 4.941% |  | 509.2%
| Restrooms534-2 | 1 | 0.24682 | 1 | 0.24682 | [11 empty] | Lobby - Hotel524 | [15 empty] | Conference/Meeting/Multipurpose | 0.19729 | 5.1469 | 0.026295 | 5.4651 |  |  | 13.33% |  | 106.2%
| Restrooms604 | 1 | 0.28838 | 1 | 0.28838 | [11 empty] | Lobby - Hotel537-1 | [15 empty] | Corridor/Transition | 0.028371 | 6.0707 | 0.018373 | 4.3242 |  |  | 64.76% |  | 71.23%
| Retail - Sales Area | 4 | 1.68 | 4 | 1.42 | [27 empty] | Dining Area | 0.10018 | 2.6085 | 0.018363 | 4.17 |  |  | 18.33% |  | 159.9%
| Retail - Sales Area0 | 0 | 0 | 0 | 0 | [27 empty] | Electrical/Mechanical | 0.020322 | 3.0549 | 0.020423 | 2.7172 |  |  | 100.5% |  | 88.95%
| Retail - Sales Area535 | 2 | 0.96 | 2 | 0.4 | [27 empty] | Food Preparation | 0.026867 | 7.015 | 0.031552 | 3.4756 |  |  | 117.4% |  | 49.54%
| Retail - Sales Area537-1 | 1 | 0 | 1 | 0.16 | [27 empty] | Gymnasium/Fitness-Fitness Area | 0.013092 | 6.6049 | 0.020045 | 10.648 |  |  | 153.1% |  | 161.2%
| Retail - Sales Area541 | 1 | 0.72 | 1 | 0.86 | [27 empty] | Highway Lodging Guest Rooms | 0.66119 | 0.46 | 0.0098996 | 3.8572 |  |  | 1.497% |  | 838.5%
| Stairway | 3 | 0.69 | 3 | 0.69 | [27 empty] | Library | 0.025238 | 8.4449 | 0.030666 | 11.8103 |  |  | 121.5% |  | 139.9%
| Stairway0 | 0 | 9.9928e-08 | 0 | 9.9928e-08 | [27 empty] | Lobby | 0.07077 | #VALUE! | 0.024512 | 8.757 |  |  | 34.64% |  | #VALUE!
| Stairway530 | 2 | 0.37 | 2 | 0.37 | [27 empty] | Lobby - Hotel | 0.54508 | 1.62 | 0.01641 | 3.3392 |  |  | 3.011% |  | 206.1%
| Stairway602 | 1 | 0.32 | 1 | 0.32 | [27 empty] | Office - Open Plan (Including Other) | 0.026729 | 9.2753 | 0.017067 | 9.0156 |  |  | 63.85% |  | 97.2%
| Storage | 2 | 0.63 | 2 | 0.63 | [27 empty] | Office-Enclosed | 0.036736 | 4.4223 | 0.021622 | 2.3934 |  |  | 58.86% |  | 54.12%
| Storage0 | 0 | 9.9297e-08 | 0 | 9.9297e-08 | [27 empty] | Restrooms | 0.20521 | 1.8224 | 0.026086 | 4.584 |  |  | 12.71% |  | 251.5%
| Storage538 | 2 | 0.63 | 2 | 0.63 | [27 empty] | Retail - Sales Area | 0.030721 | 4.2749 | 0.035398 | 5.1879 |  |  | 115.2% |  | 121.4%
[33 empty] | Stairway | 0.019646 | 4.0232 | 0.017045 | 2.4442 |  |  | 86.76% |  | 60.75%
[33 empty] | Storage | 0.012045 | 2.2697 | 0.010116 | 1.3172 |  |  | 83.99% |  | 58.03%
[33 empty] | Office - Open Plan (Including Other)-whole | 0.026729 | 9.2753 | 0.017067 | 9.0156 |  |  | 63.85% |  | 97.2%
[15 empty] | A match below indicates that the lookup can be found in the reference table. | [17 empty] | Laundry-Washing | 0.01083 | 1.5285 | 0.014613 | 1.5673 |  |  | 134.9% |  | 102.5%
[15 empty] | It does not guarantee that all relevant items are present. | [17 empty] | Office-BLDG-SO | 0.020265 | 10.1292 | 0.01771 | 9.3307 |  |  | 87.39% |  | 92.12%
[15 empty] | 62 | 62 | Office - Open Plan (Including Other) | Office - Open Plan (Including Other) | [14 empty] | Office-BLDG-LO | 0.020265 | 10.1292 | 0.01771 | 9.3307 |  |  | 87.39% |  | 0.92117
| 41877 | [7 empty] | Problem? | [5 empty] | 64 | 64 | Office - Open Plan (Including Other)535 | Office - Open Plan (Including Other)535 | [14 empty] | Office-Enclosed-whole-small | 0.034493 | 4.144 |  |  |  |  | 0% |  | 0
|  | 2010 |  | 2013 | [10 empty] | 66 | 66 | Office - Open Plan (Including Other)539 | Office - Open Plan (Including Other)539 | [14 empty] | Office - Open Plan (Including Other)-whole-small | 0.026729 | 9.2753 |  |  |  |  | 0% |  | 0%
| Row Labels | Sum of Number of Lamps9 | Sum of Fixture Watts/ft214 | Sum of Number of Lamps9 | Sum of Fixture Watts/ft214 |  | #N/A | #N/A | FALSE | FALSE |  |  |  |  | 63 | 63 | Office - Open Plan (Including Other)0 | Office - Open Plan (Including Other)0 | [14 empty] | Office-Enclosed-whole-large | 0.032695 | 3.933 | 0.021622 | 2.3934 |  |  | 66.13% |  | 60.86%
| Classroom/Lecture/Training | 4 | 1.2369 | 4 | 1.2369 |  | 241 | 241 | FALSE | FALSE |  |  |  |  | 65 | 65 | Office - Open Plan (Including Other)537-1 | Office - Open Plan (Including Other)537-1 | [14 empty] | Office - Open Plan (Including Other)-whole-large |  |  | 0.017067 | 9.0156 |  |  | #DIV/0! |  | #DIV/0!
| Classroom/Lecture/Training0 | 0 | 0 | 0 | 0 |  | 244 | 244 | FALSE | FALSE |  |  |  |  | 64 | 64 | Office - Open Plan (Including Other)535 | Office - Open Plan (Including Other)535 | [14 empty] | Lounge/Recreation - Breakroom | 0.025007 | 8.0184 | 0.036692 | 7.4551
| Classroom/Lecture/Training521 | 1 | 0.15367 | 1 | 0.15367 |  | 243 | 243 | FALSE | FALSE |  |  |  |  | 66 | 66 | Office - Open Plan (Including Other)539 | Office - Open Plan (Including Other)539 | [14 empty] | Total Result | 2.2413 | #VALUE! | 0.49351 | 133.3378 | 0.01607 | 1.7789
| Classroom/Lecture/Training535 | 2 | 0.92197 | 2 | 0.92197 |  | 242 | 242 | FALSE | FALSE |  |  |  |  | 63 | 63 | Office - Open Plan (Including Other)0 | Office - Open Plan (Including Other)0
| Classroom/Lecture/Training537-1 | 1 | 0.1613 | 1 | 0.1613 |  | 245 | 245 | FALSE | FALSE |  |  |  |  | 65 | 65 | Office - Open Plan (Including Other)537-1 | Office - Open Plan (Including Other)537-1
| Conference/Meeting/Multipurpose | 4 | 1.23 | 4 | 1.23 |  | 19 | 19 | FALSE | FALSE |  |  |  |  | 67 | 67 | Office-Enclosed | Office-Enclosed
| Conference/Meeting/Multipurpose0 | 0 | 0 | 0 | 0 |  | 22 | 22 | FALSE | FALSE |  |  |  |  | 69 | 69 | Office-Enclosed531 | Office-Enclosed531
| Conference/Meeting/Multipurpose511 | 1 | 0.43713 | 1 | 0.43713 |  | 21 | 21 | FALSE | FALSE |  |  |  |  | 71 | 71 | Office-Enclosed539 | Office-Enclosed539
| Conference/Meeting/Multipurpose527-1 | 1 | 0.18856 | 1 | 0.18856 |  | 23 | 23 | FALSE | FALSE |  |  |  |  | 70 | 68 | Office-Enclosed537-1 | Office-Enclosed0
| Conference/Meeting/Multipurpose535 | 2 | 0.6043 | 2 | 0.6043 |  | 20 | 20 | FALSE | FALSE |  |  |  |  | 68 | 70 | Office-Enclosed0 | Office-Enclosed537-1
| Corridor/Transition | 5 | 0.65543 | 1 | 0.65543 |  | 28 | 28 | FALSE | FALSE |  |  |  |  | 69 | 69 | Office-Enclosed531 | Office-Enclosed531
| Corridor/Transition0 | 4 | 0 | 0 | 0 |  | 30 | 30 | FALSE | FALSE |  |  |  |  | 71 | 71 | Office-Enclosed539 | Office-Enclosed539
| Corridor/Transition521 | 1 | 0.65543 | 1 | 0.65543 |  | 29 | 29 | FALSE | FALSE |  |  |  |  | 70 | 68 | Office-Enclosed537-1 | Office-Enclosed0
| Dining Area | 4 | 0.65 | 4 | 0.65 |  | 232 | 232 | FALSE | FALSE |  |  |  |  | 68 | 70 | Office-Enclosed0 | Office-Enclosed537-1
| Dining Area0 | 0 | 0 | 0 | 0 |  | 235 | 235 | FALSE | FALSE |  |  |  |  | 15 | 15 | Conference/Meeting/Multipurpose | Conference/Meeting/Multipurpose
| Dining Area521 | 1 | 0.11765 | 1 | 0.11765 |  | 234 | 234 | FALSE | FALSE |  |  |  |  | 19 | 19 | Conference/Meeting/Multipurpose535 | Conference/Meeting/Multipurpose535
| Dining Area535 | 2 | 0.23991 | 2 | 0.23991 |  | 233 | 233 | FALSE | FALSE |  |  |  |  | 17 | 17 | Conference/Meeting/Multipurpose511 | Conference/Meeting/Multipurpose511
| Dining Area537-1 | 1 | 0.29243 | 1 | 0.29243 |  | 236 | 236 | FALSE | FALSE |  |  |  |  | 16 | 16 | Conference/Meeting/Multipurpose0 | Conference/Meeting/Multipurpose0
| Electrical/Mechanical | 2 | 0.95 | 3 | 0.42 |  | 73 | 73 | FALSE | FALSE |  |  |  |  | 18 | 18 | Conference/Meeting/Multipurpose527-1 | Conference/Meeting/Multipurpose527-1
| Electrical/Mechanical0 | 0 | 0 | 0 | 0 |  | 75 | 76 | FALSE | FALSE |  |  |  |  | 19 | 19 | Conference/Meeting/Multipurpose535 | Conference/Meeting/Multipurpose535
| Electrical/Mechanical538 | 2 | 0.95 | 2 | 0.32 |  | 74 | 74 | FALSE | FALSE |  |  |  |  | 17 | 17 | Conference/Meeting/Multipurpose511 | Conference/Meeting/Multipurpose511
| Electrical/Mechanical539 |  |  | 1 | 0.1 |  | #N/A | 75 | FALSE | FALSE |  |  |  |  | 16 | 16 | Conference/Meeting/Multipurpose0 | Conference/Meeting/Multipurpose0
| Food Preparation | 2 | 0.99 | 4 | 1.21 |  | 268 | 268 | FALSE | FALSE |  |  |  |  | 18 | 18 | Conference/Meeting/Multipurpose527-1 | Conference/Meeting/Multipurpose527-1
| Food Preparation0 | 0 | 0 | 0 | 0 |  | 270 | 271 | FALSE | FALSE |  |  |  |  | 20 | 20 | Corridor/Transition | Corridor/Transition
| Food Preparation530 | 2 | 0.99 | 4 | 1.21 |  | 269 | 269 | FALSE | FALSE |  |  |  |  | 22 | 22 | Corridor/Transition521 | Corridor/Transition521
| Gymnasium/Fitness-Fitness Area | 2 | 0.72 | 2 | 0.72 |  | 259 | 259 | FALSE | FALSE |  |  |  |  | 21 | 21 | Corridor/Transition0 | Corridor/Transition0
| Gymnasium/Fitness-Fitness Area0 | 0 | 0 | 0 | 0 |  | 261 | 261 | FALSE | FALSE |  |  |  |  | 21 | 21 | Corridor/Transition0 | Corridor/Transition0
| Gymnasium/Fitness-Fitness Area535 | 2 | 0.72 | 2 | 0.72 |  | 260 | 260 | FALSE | FALSE |  |  |  |  | 21 | 21 | Corridor/Transition0 | Corridor/Transition0
| Highway Lodging Guest Rooms | 2 | 0.75 | 2 | 0.91 |  | 315 | 315 | FALSE | FALSE |  |  |  |  | 22 | 22 | Corridor/Transition521 | Corridor/Transition521
| Highway Lodging Guest Rooms0 | 0 | 0 | 0 | 0 |  | 318 | 318 | FALSE | FALSE |  |  |  |  | 21 | 21 | Corridor/Transition0 | Corridor/Transition0
| Highway Lodging Guest Rooms520 | 1 | 0.32608 | 1 | 0.38 |  | 317 | 317 | FALSE | FALSE |  |  |  |  | 21 | 21 | Corridor/Transition0 | Corridor/Transition0
| Highway Lodging Guest Rooms529 | 1 | 0.42392 | 1 | 0.53 |  | 316 | 316 | FALSE | FALSE |  |  |  |  | 21 | 21 | Corridor/Transition0 | Corridor/Transition0
| Hospital - Laundry/Washing | 2 | 0.6 | 2 | 0.6 |  | #N/A | #N/A | TRUE | TRUE |  |  |  |  | 15 | 15 | Conference/Meeting/Multipurpose | Conference/Meeting/Multipurpose
| Hospital - Laundry-washing0 | 0 | 1.0077e-07 | 0 | 1.0077e-07 |  | 371 | 371 | FALSE | FALSE |  |  |  |  | 19 | 19 | Conference/Meeting/Multipurpose535 | Conference/Meeting/Multipurpose535
| Hospital - Laundry-washing530 | 2 | 0.6 | 2 | 0.6 |  | 370 | 370 | FALSE | FALSE |  |  |  |  | 17 | 17 | Conference/Meeting/Multipurpose511 | Conference/Meeting/Multipurpose511
| Library | 3 | 0.93 | 3 | 1.06 |  | 277 | 277 | FALSE | FALSE |  |  |  |  | 16 | 16 | Conference/Meeting/Multipurpose0 | Conference/Meeting/Multipurpose0
| Library0 | 0 | 0 | 0 | 0 |  | 280 | 280 | FALSE | FALSE |  |  |  |  | 18 | 18 | Conference/Meeting/Multipurpose527-1 | Conference/Meeting/Multipurpose527-1
| Library520 | 1 | 0.53723 | 1 | 0.34 |  | 279 | 279 | FALSE | FALSE |  |  |  |  | 19 | 19 | Conference/Meeting/Multipurpose535 | Conference/Meeting/Multipurpose535
| Library535 | 2 | 0.39277 | 2 | 0.72 |  | 278 | 278 | FALSE | FALSE |  |  |  |  | 17 | 17 | Conference/Meeting/Multipurpose511 | Conference/Meeting/Multipurpose511
| Lobby | 3 | 0.9 | 3 | 0.9 |  | 91 | 91 | FALSE | FALSE |  |  |  |  | 16 | 16 | Conference/Meeting/Multipurpose0 | Conference/Meeting/Multipurpose0
| Lobby0 | 0 | 0 | 0 | 0 |  | 94 | 94 | FALSE | FALSE |  |  |  |  | 18 | 18 | Conference/Meeting/Multipurpose527-1 | Conference/Meeting/Multipurpose527-1
| Lobby521 | 1 | 0.23659 | 1 | 0.23659 |  | 93 | 93 | FALSE | FALSE |  |  |  |  | 86 | 86 | Storage | Storage
| Lobby523 | 1 | 0.50199 | 1 | 0.50199 |  | 92 | 92 | FALSE | FALSE |  |  |  |  | 88 | 88 | Storage538 | Storage538
| Lobby534-2 | 1 | 0.16142 | 1 | 0.16142 |  | 95 | 95 | FALSE | FALSE |  |  |  |  | 87 | 87 | Storage0 | Storage0
| Lobby - Hotel | 5 | 1.0589 | 2 | 1.0589 |  | 342 | 342 | FALSE | FALSE |  |  |  |  | 87 | 87 | Storage0 | Storage0
| Lobby - Hotel0 | 3 | 0 | 0 | 0 |  | 344 | 344 | FALSE | FALSE |  |  |  |  | 87 | 87 | Storage0 | Storage0
| Lobby - Hotel527-1 | 1 | 0.16 | 1 | 0.16 |  | 346 | 346 | FALSE | FALSE |  |  |  |  | 88 | 88 | Storage538 | Storage538
| Lobby - Hotel572 | 1 | 0.89889 | 1 | 0.89889 |  | 343 | 343 | FALSE | FALSE |  |  |  |  | 87 | 87 | Storage0 | Storage0
| Lounge/Recreation - Break room | 2 | 0.73 | 2 | 0.73 |  | 64 | 64 | FALSE | FALSE |  |  |  |  | 87 | 87 | Storage0 | Storage0
| Lounge/Recreation - Breakroom0 | 0 | 0 | 0 | 0 |  | 66 | 66 | FALSE | FALSE |  |  |  |  | 87 | 87 | Storage0 | Storage0
| Lounge/Recreation - Breakroom521 | 1 | 0.43508 | 1 | 0.43508 |  | 65 | 65 | FALSE | FALSE |  |  |  |  | 72 | 72 | Restrooms | Restrooms
| Lounge/Recreation - Breakroom527-2 | 1 | 0.29492 | 1 | 0.29492 |  | #N/A | 68 | TRUE | FALSE |  |  |  |  | 76 | 76 | Restrooms604 | Restrooms604
| Office - Open Plan (Including Other) | 4 | 0.98104 | 4 | 0.98104 |  | 1 | 1 | FALSE | FALSE |  |  |  |  | 74 | 74 | Restrooms520 | Restrooms520
| Office - Open Plan (Including Other)0 | 0 | 0 | 0 | 0 |  | 4 | 4 | FALSE | FALSE |  |  |  |  | 73 | 73 | Restrooms0 | Restrooms0
| Office - Open Plan (Including Other)535 | 2 | 0.48 | 2 | 0.48 |  | 2 | 2 | FALSE | FALSE |  |  |  |  | 75 | 75 | Restrooms534-2 | Restrooms534-2
| Office - Open Plan (Including Other)537-1 | 1 | 0.16104 | 1 | 0.16104 |  | 5 | 5 | FALSE | FALSE |  |  |  |  | 76 | 76 | Restrooms604 | Restrooms604
| Office - Open Plan (Including Other)539 | 1 | 0.34 | 1 | 0.34 |  | 3 | 3 | FALSE | FALSE |  |  |  |  | 74 | 74 | Restrooms520 | Restrooms520
| Office-Enclosed | 4 | 1.1113 | 4 | 1.1113 |  | 10 | 10 | FALSE | FALSE |  |  |  |  | 73 | 73 | Restrooms0 | Restrooms0
| Office-Enclosed0 | 0 | 0 | 0 | 0 |  | 14 | 13 | FALSE | FALSE |  |  |  |  | 75 | 75 | Restrooms534-2 | Restrooms534-2
| Office-Enclosed531 | 2 | 0.67505 | 2 | 0.67505 |  | 11 | 11 | FALSE | FALSE |  |  |  |  | 58 | 58 | Lounge/Recreation - Break room | Lounge/Recreation - Break room
| Office-Enclosed537-1 | 1 | 0.25 | 1 | 0.25 |  | 13 | 14 | FALSE | FALSE |  |  |  |  | 60 | 60 | Lounge/Recreation - Breakroom521 | Lounge/Recreation - Breakroom521
| Office-Enclosed539 | 1 | 0.18623 | 1 | 0.18623 |  | 12 | 12 | FALSE | FALSE |  |  |  |  | 59 | 59 | Lounge/Recreation - Breakroom0 | Lounge/Recreation - Breakroom0
| Restrooms | 3 | 0.98 | 3 | 0.98 |  | 55 | 55 | FALSE | FALSE |  |  |  |  | 59 | 59 | Lounge/Recreation - Breakroom0 | Lounge/Recreation - Breakroom0
| Restrooms0 | 0 | 0 | 0 | 0 |  | 58 | 58 | FALSE | FALSE |  |  |  |  | 59 | 61 | Lounge/Recreation - Breakroom0 | Lounge/Recreation - Breakroom527-2
| Restrooms520 | 1 | 0.4448 | 1 | 0.4448 |  | 57 | 57 | FALSE | FALSE |  |  |  |  | 60 | 60 | Lounge/Recreation - Breakroom521 | Lounge/Recreation - Breakroom521
| Restrooms534-2 | 1 | 0.24682 | 1 | 0.24682 |  | 59 | 59 | FALSE | FALSE |  |  |  |  | 59 | 59 | Lounge/Recreation - Breakroom0 | Lounge/Recreation - Breakroom0
| Restrooms604 | 1 | 0.28838 | 1 | 0.28838 |  | 56 | 56 | FALSE | FALSE |  |  |  |  | 59 | 59 | Lounge/Recreation - Breakroom0 | Lounge/Recreation - Breakroom0
| Retail - Sales Area | 4 | 1.68 | 4 | 1.42 |  | 203 | 203 | FALSE | FALSE |  |  |  |  | 59 | 61 | Lounge/Recreation - Breakroom0 | Lounge/Recreation - Breakroom527-2
| Retail - Sales Area0 | 0 | 0 | 0 | 0 |  | 206 | 206 | FALSE | FALSE |  |  |  |  | 28 | 28 | Electrical/Mechanical | Electrical/Mechanical
| Retail - Sales Area535 | 2 | 0.96 | 2 | 0.4 |  | 204 | 204 | FALSE | FALSE |  |  |  |  | 30 | 30 | Electrical/Mechanical538 | Electrical/Mechanical538
| Retail - Sales Area537-1 | 1 | 0 | 1 | 0.16 |  | 207 | 207 | FALSE | FALSE |  |  |  |  | 29 | 31 | Electrical/Mechanical0 | Electrical/Mechanical539
| Retail - Sales Area541 | 1 | 0.72 | 1 | 0.86 |  | 205 | 205 | FALSE | FALSE |  |  |  |  | 29 | 29 | Electrical/Mechanical0 | Electrical/Mechanical0
| Stairway | 3 | 0.69 | 3 | 0.69 |  | 82 | 82 | FALSE | FALSE |  |  |  |  | 29 | 29 | Electrical/Mechanical0 | Electrical/Mechanical0
| Stairway0 | 0 | 9.9928e-08 | 0 | 9.9928e-08 |  | 85 | 85 | FALSE | FALSE |  |  |  |  | 30 | 30 | Electrical/Mechanical538 | Electrical/Mechanical538
| Stairway530 | 2 | 0.37 | 2 | 0.37 |  | 83 | 83 | FALSE | FALSE |  |  |  |  | 29 | 31 | Electrical/Mechanical0 | Electrical/Mechanical539
| Stairway602 | 1 | 0.32 | 1 | 0.32 |  | 84 | 84 | FALSE | FALSE |  |  |  |  | 29 | 29 | Electrical/Mechanical0 | Electrical/Mechanical0
| Storage | 2 | 0.63 | 2 | 0.63 |  | 46 | 46 | FALSE | FALSE |  |  |  |  | 29 | 29 | Electrical/Mechanical0 | Electrical/Mechanical0
| Storage0 | 0 | 9.9297e-08 | 0 | 9.9297e-08 |  | 48 | 48 | FALSE | FALSE |  |  |  |  | 82 | 82 | Stairway | Stairway
| Storage538 | 2 | 0.63 | 2 | 0.63 |  | 47 | 47 | FALSE | FALSE |  |  |  |  | 84 | 84 | Stairway530 | Stairway530
| Storage538 | 2 | 0.63 | 2 | 0.63 |  | 47 | 47 | FALSE | FALSE |  |  |  |  | 85 | 85 | Stairway602 | Stairway602
[7 empty] | #N/A | #N/A | FALSE | FALSE |  |  |  |  | 83 | 83 | Stairway0 | Stairway0
[7 empty] | #N/A | #N/A | FALSE | FALSE |  |  |  |  | 83 | 83 | Stairway0 | Stairway0
[7 empty] | #N/A | #N/A | FALSE | FALSE |  |  |  |  | 84 | 84 | Stairway530 | Stairway530
[7 empty] | #N/A | #N/A | FALSE | FALSE |  |  |  |  | 85 | 85 | Stairway602 | Stairway602
[7 empty] | #N/A | #N/A | FALSE | FALSE |  |  |  |  | 83 | 83 | Stairway0 | Stairway0
[7 empty] | #N/A | #N/A | FALSE | FALSE |  |  |  |  | 83 | 83 | Stairway0 | Stairway0
[7 empty] | #N/A | #N/A | FALSE | FALSE |  |  |  |  | 49 | 49 | Lobby | Lobby
[7 empty] | #N/A | #N/A | FALSE | FALSE |  |  |  |  | 52 | 52 | Lobby523 | Lobby523
[7 empty] | #N/A | #N/A | FALSE | FALSE |  |  |  |  | 51 | 51 | Lobby521 | Lobby521
[7 empty] | #N/A | #N/A | FALSE | FALSE |  |  |  |  | 50 | 50 | Lobby0 | Lobby0
[7 empty] | #N/A | #N/A | FALSE | FALSE |  |  |  |  | 53 | 53 | Lobby534-2 | Lobby534-2
[7 empty] | #N/A | #N/A | FALSE | FALSE |  |  |  |  | 52 | 52 | Lobby523 | Lobby523
[7 empty] | #N/A | #N/A | FALSE | FALSE |  |  |  |  | 51 | 51 | Lobby521 | Lobby521
[7 empty] | #N/A | #N/A | FALSE | FALSE |  |  |  |  | 50 | 50 | Lobby0 | Lobby0
[15 empty] | 53 | 53 | Lobby534-2 | Lobby534-2
[15 empty] | 62 | 62 | Office - Open Plan (Including Other) | Office - Open Plan (Including Other)
[15 empty] | 64 | 64 | Office - Open Plan (Including Other)535 | Office - Open Plan (Including Other)535
[15 empty] | 66 | 66 | Office - Open Plan (Including Other)539 | Office - Open Plan (Including Other)539
[15 empty] | 63 | 63 | Office - Open Plan (Including Other)0 | Office - Open Plan (Including Other)0
[15 empty] | 65 | 65 | Office - Open Plan (Including Other)537-1 | Office - Open Plan (Including Other)537-1
[15 empty] | 64 | 64 | Office - Open Plan (Including Other)535 | Office - Open Plan (Including Other)535
[15 empty] | 66 | 66 | Office - Open Plan (Including Other)539 | Office - Open Plan (Including Other)539
[15 empty] | 63 | 63 | Office - Open Plan (Including Other)0 | Office - Open Plan (Including Other)0
[15 empty] | 65 | 65 | Office - Open Plan (Including Other)537-1 | Office - Open Plan (Including Other)537-1
[15 empty] | 67 | 67 | Office-Enclosed | Office-Enclosed
[15 empty] | 69 | 69 | Office-Enclosed531 | Office-Enclosed531
[15 empty] | 71 | 71 | Office-Enclosed539 | Office-Enclosed539
[15 empty] | 70 | 68 | Office-Enclosed537-1 | Office-Enclosed0
[15 empty] | 68 | 70 | Office-Enclosed0 | Office-Enclosed537-1
[15 empty] | 69 | 69 | Office-Enclosed531 | Office-Enclosed531
[15 empty] | 71 | 71 | Office-Enclosed539 | Office-Enclosed539
[15 empty] | 70 | 68 | Office-Enclosed537-1 | Office-Enclosed0
[15 empty] | 68 | 70 | Office-Enclosed0 | Office-Enclosed537-1
[15 empty] | 15 | 15 | Conference/Meeting/Multipurpose | Conference/Meeting/Multipurpose
[15 empty] | 19 | 19 | Conference/Meeting/Multipurpose535 | Conference/Meeting/Multipurpose535
[15 empty] | 17 | 17 | Conference/Meeting/Multipurpose511 | Conference/Meeting/Multipurpose511
[15 empty] | 16 | 16 | Conference/Meeting/Multipurpose0 | Conference/Meeting/Multipurpose0
[15 empty] | 18 | 18 | Conference/Meeting/Multipurpose527-1 | Conference/Meeting/Multipurpose527-1
[15 empty] | 19 | 19 | Conference/Meeting/Multipurpose535 | Conference/Meeting/Multipurpose535
[15 empty] | 17 | 17 | Conference/Meeting/Multipurpose511 | Conference/Meeting/Multipurpose511
[15 empty] | 16 | 16 | Conference/Meeting/Multipurpose0 | Conference/Meeting/Multipurpose0
[15 empty] | 18 | 18 | Conference/Meeting/Multipurpose527-1 | Conference/Meeting/Multipurpose527-1
[15 empty] | 20 | 20 | Corridor/Transition | Corridor/Transition
[15 empty] | 22 | 22 | Corridor/Transition521 | Corridor/Transition521
[15 empty] | 21 | 21 | Corridor/Transition0 | Corridor/Transition0
[15 empty] | 21 | 21 | Corridor/Transition0 | Corridor/Transition0
[15 empty] | 21 | 21 | Corridor/Transition0 | Corridor/Transition0
[15 empty] | 22 | 22 | Corridor/Transition521 | Corridor/Transition521
[15 empty] | 21 | 21 | Corridor/Transition0 | Corridor/Transition0
[15 empty] | 21 | 21 | Corridor/Transition0 | Corridor/Transition0
[15 empty] | 21 | 21 | Corridor/Transition0 | Corridor/Transition0
[15 empty] | 86 | 86 | Storage | Storage
[15 empty] | 88 | 88 | Storage538 | Storage538
[15 empty] | 87 | 87 | Storage0 | Storage0
[15 empty] | 87 | 87 | Storage0 | Storage0
[15 empty] | 87 | 87 | Storage0 | Storage0
[15 empty] | 88 | 88 | Storage538 | Storage538
[15 empty] | 87 | 87 | Storage0 | Storage0
[15 empty] | 87 | 87 | Storage0 | Storage0
[15 empty] | 87 | 87 | Storage0 | Storage0
[15 empty] | 72 | 72 | Restrooms | Restrooms
[15 empty] | 76 | 76 | Restrooms604 | Restrooms604
[15 empty] | 74 | 74 | Restrooms520 | Restrooms520
[15 empty] | 73 | 73 | Restrooms0 | Restrooms0
[15 empty] | 75 | 75 | Restrooms534-2 | Restrooms534-2
[15 empty] | 76 | 76 | Restrooms604 | Restrooms604
[15 empty] | 74 | 74 | Restrooms520 | Restrooms520
[15 empty] | 73 | 73 | Restrooms0 | Restrooms0
[15 empty] | 75 | 75 | Restrooms534-2 | Restrooms534-2
[15 empty] | 58 | 58 | Lounge/Recreation - Break room | Lounge/Recreation - Break room
[15 empty] | 60 | 60 | Lounge/Recreation - Breakroom521 | Lounge/Recreation - Breakroom521
[15 empty] | 59 | 59 | Lounge/Recreation - Breakroom0 | Lounge/Recreation - Breakroom0
[15 empty] | 59 | 59 | Lounge/Recreation - Breakroom0 | Lounge/Recreation - Breakroom0
[15 empty] | 59 | 61 | Lounge/Recreation - Breakroom0 | Lounge/Recreation - Breakroom527-2
[15 empty] | 60 | 60 | Lounge/Recreation - Breakroom521 | Lounge/Recreation - Breakroom521
[15 empty] | 59 | 59 | Lounge/Recreation - Breakroom0 | Lounge/Recreation - Breakroom0
[15 empty] | 59 | 59 | Lounge/Recreation - Breakroom0 | Lounge/Recreation - Breakroom0
[15 empty] | 59 | 61 | Lounge/Recreation - Breakroom0 | Lounge/Recreation - Breakroom527-2
[15 empty] | 28 | 28 | Electrical/Mechanical | Electrical/Mechanical
[15 empty] | 30 | 30 | Electrical/Mechanical538 | Electrical/Mechanical538
[15 empty] | 29 | 31 | Electrical/Mechanical0 | Electrical/Mechanical539
[15 empty] | 29 | 29 | Electrical/Mechanical0 | Electrical/Mechanical0
[15 empty] | 29 | 29 | Electrical/Mechanical0 | Electrical/Mechanical0
[15 empty] | 30 | 30 | Electrical/Mechanical538 | Electrical/Mechanical538
[15 empty] | 29 | 31 | Electrical/Mechanical0 | Electrical/Mechanical539
[15 empty] | 29 | 29 | Electrical/Mechanical0 | Electrical/Mechanical0
[15 empty] | 29 | 29 | Electrical/Mechanical0 | Electrical/Mechanical0
[15 empty] | 82 | 82 | Stairway | Stairway
[15 empty] | 84 | 84 | Stairway530 | Stairway530
[15 empty] | 85 | 85 | Stairway602 | Stairway602
[15 empty] | 83 | 83 | Stairway0 | Stairway0
[15 empty] | 83 | 83 | Stairway0 | Stairway0
[15 empty] | 84 | 84 | Stairway530 | Stairway530
[15 empty] | 85 | 85 | Stairway602 | Stairway602
[15 empty] | 83 | 83 | Stairway0 | Stairway0
[15 empty] | 83 | 83 | Stairway0 | Stairway0
[15 empty] | 49 | 49 | Lobby | Lobby
[15 empty] | 52 | 52 | Lobby523 | Lobby523
[15 empty] | 51 | 51 | Lobby521 | Lobby521
[15 empty] | 50 | 50 | Lobby0 | Lobby0
[15 empty] | 53 | 53 | Lobby534-2 | Lobby534-2
[15 empty] | 52 | 52 | Lobby523 | Lobby523
[15 empty] | 51 | 51 | Lobby521 | Lobby521
[15 empty] | 50 | 50 | Lobby0 | Lobby0
[15 empty] | 53 | 53 | Lobby534-2 | Lobby534-2
[15 empty] | 86 | 86 | Storage | Storage
[15 empty] | 88 | 88 | Storage538 | Storage538
[15 empty] | 87 | 87 | Storage0 | Storage0
[15 empty] | 87 | 87 | Storage0 | Storage0
[15 empty] | 87 | 87 | Storage0 | Storage0
[15 empty] | 88 | 88 | Storage538 | Storage538
[15 empty] | 87 | 87 | Storage0 | Storage0
[15 empty] | 87 | 87 | Storage0 | Storage0
[15 empty] | 87 | 87 | Storage0 | Storage0
[15 empty] | 77 | 77 | Retail - Sales Area | Retail - Sales Area
[15 empty] | 79 | 79 | Retail - Sales Area535 | Retail - Sales Area535
[15 empty] | 81 | 81 | Retail - Sales Area541 | Retail - Sales Area541
[15 empty] | 78 | 78 | Retail - Sales Area0 | Retail - Sales Area0
[15 empty] | 80 | 80 | Retail - Sales Area537-1 | Retail - Sales Area537-1
[15 empty] | 79 | 79 | Retail - Sales Area535 | Retail - Sales Area535
[15 empty] | 81 | 81 | Retail - Sales Area541 | Retail - Sales Area541
[15 empty] | 78 | 78 | Retail - Sales Area0 | Retail - Sales Area0
[15 empty] | 80 | 80 | Retail - Sales Area537-1 | Retail - Sales Area537-1
[15 empty] | 49 | 49 | Lobby | Lobby
[15 empty] | 52 | 52 | Lobby523 | Lobby523
[15 empty] | 51 | 51 | Lobby521 | Lobby521
[15 empty] | 50 | 50 | Lobby0 | Lobby0
[15 empty] | 53 | 53 | Lobby534-2 | Lobby534-2
[15 empty] | 52 | 52 | Lobby523 | Lobby523
[15 empty] | 51 | 51 | Lobby521 | Lobby521
[15 empty] | 50 | 50 | Lobby0 | Lobby0
[15 empty] | 53 | 53 | Lobby534-2 | Lobby534-2
[15 empty] | 72 | 72 | Restrooms | Restrooms
[15 empty] | 76 | 76 | Restrooms604 | Restrooms604
[15 empty] | 74 | 74 | Restrooms520 | Restrooms520
[15 empty] | 73 | 73 | Restrooms0 | Restrooms0
[15 empty] | 75 | 75 | Restrooms534-2 | Restrooms534-2
[15 empty] | 76 | 76 | Restrooms604 | Restrooms604
[15 empty] | 74 | 74 | Restrooms520 | Restrooms520
[15 empty] | 73 | 73 | Restrooms0 | Restrooms0
[15 empty] | 75 | 75 | Restrooms534-2 | Restrooms534-2
[15 empty] | 23 | 23 | Dining Area | Dining Area
[15 empty] | 26 | 26 | Dining Area535 | Dining Area535
[15 empty] | 25 | 25 | Dining Area521 | Dining Area521
[15 empty] | 24 | 24 | Dining Area0 | Dining Area0
[15 empty] | 27 | 27 | Dining Area537-1 | Dining Area537-1
[15 empty] | 26 | 26 | Dining Area535 | Dining Area535
[15 empty] | 25 | 25 | Dining Area521 | Dining Area521
[15 empty] | 24 | 24 | Dining Area0 | Dining Area0
[15 empty] | 27 | 27 | Dining Area537-1 | Dining Area537-1
[15 empty] | 10 | 10 | Classroom/Lecture/Training | Classroom/Lecture/Training
[15 empty] | 13 | 13 | Classroom/Lecture/Training535 | Classroom/Lecture/Training535
[15 empty] | 12 | 12 | Classroom/Lecture/Training521 | Classroom/Lecture/Training521
[15 empty] | 11 | 11 | Classroom/Lecture/Training0 | Classroom/Lecture/Training0
[15 empty] | 14 | 14 | Classroom/Lecture/Training537-1 | Classroom/Lecture/Training537-1
[15 empty] | 13 | 13 | Classroom/Lecture/Training535 | Classroom/Lecture/Training535
[15 empty] | 12 | 12 | Classroom/Lecture/Training521 | Classroom/Lecture/Training521
[15 empty] | 11 | 11 | Classroom/Lecture/Training0 | Classroom/Lecture/Training0
[15 empty] | 14 | 14 | Classroom/Lecture/Training537-1 | Classroom/Lecture/Training537-1
[15 empty] | 20 | 20 | Corridor/Transition | Corridor/Transition
[15 empty] | 22 | 22 | Corridor/Transition521 | Corridor/Transition521
[15 empty] | 21 | 21 | Corridor/Transition0 | Corridor/Transition0
[15 empty] | 21 | 21 | Corridor/Transition0 | Corridor/Transition0
[15 empty] | 21 | 21 | Corridor/Transition0 | Corridor/Transition0
[15 empty] | 22 | 22 | Corridor/Transition521 | Corridor/Transition521
[15 empty] | 21 | 21 | Corridor/Transition0 | Corridor/Transition0
[15 empty] | 21 | 21 | Corridor/Transition0 | Corridor/Transition0
[15 empty] | 21 | 21 | Corridor/Transition0 | Corridor/Transition0
[15 empty] | 35 | 35 | Gymnasium/Fitness-Fitness Area | Gymnasium/Fitness-Fitness Area
[15 empty] | 37 | 37 | Gymnasium/Fitness-Fitness Area535 | Gymnasium/Fitness-Fitness Area535
[15 empty] | 36 | 36 | Gymnasium/Fitness-Fitness Area0 | Gymnasium/Fitness-Fitness Area0
[15 empty] | 36 | 36 | Gymnasium/Fitness-Fitness Area0 | Gymnasium/Fitness-Fitness Area0
[15 empty] | 36 | 36 | Gymnasium/Fitness-Fitness Area0 | Gymnasium/Fitness-Fitness Area0
[15 empty] | 37 | 37 | Gymnasium/Fitness-Fitness Area535 | Gymnasium/Fitness-Fitness Area535
[15 empty] | 36 | 36 | Gymnasium/Fitness-Fitness Area0 | Gymnasium/Fitness-Fitness Area0
[15 empty] | 36 | 36 | Gymnasium/Fitness-Fitness Area0 | Gymnasium/Fitness-Fitness Area0
[15 empty] | 36 | 36 | Gymnasium/Fitness-Fitness Area0 | Gymnasium/Fitness-Fitness Area0
[15 empty] | 32 | 32 | Food Preparation | Food Preparation
[15 empty] | 34 | 34 | Food Preparation530 | Food Preparation530
[15 empty] | 33 | 34 | Food Preparation0 | Food Preparation530
[15 empty] | 33 | 33 | Food Preparation0 | Food Preparation0
[15 empty] | 33 | 33 | Food Preparation0 | Food Preparation0
[15 empty] | 34 | 34 | Food Preparation530 | Food Preparation530
[15 empty] | 33 | 34 | Food Preparation0 | Food Preparation530
[15 empty] | 33 | 33 | Food Preparation0 | Food Preparation0
[15 empty] | 33 | 33 | Food Preparation0 | Food Preparation0
[15 empty] | 45 | 45 | Library | Library
[15 empty] | 48 | 48 | Library535 | Library535
[15 empty] | 47 | 47 | Library520 | Library520
[15 empty] | 46 | 46 | Library0 | Library0
[15 empty] | 46 | 46 | Library0 | Library0
[15 empty] | 48 | 48 | Library535 | Library535
[15 empty] | 47 | 47 | Library520 | Library520
[15 empty] | 46 | 46 | Library0 | Library0
[15 empty] | 46 | 46 | Library0 | Library0
[15 empty] | 49 | 49 | Lobby | Lobby
[15 empty] | 52 | 52 | Lobby523 | Lobby523
[15 empty] | 51 | 51 | Lobby521 | Lobby521
[15 empty] | 50 | 50 | Lobby0 | Lobby0
[15 empty] | 53 | 53 | Lobby534-2 | Lobby534-2
[15 empty] | 52 | 52 | Lobby523 | Lobby523
[15 empty] | 51 | 51 | Lobby521 | Lobby521
[15 empty] | 50 | 50 | Lobby0 | Lobby0
[15 empty] | 53 | 53 | Lobby534-2 | Lobby534-2
[15 empty] | 28 | 28 | Electrical/Mechanical | Electrical/Mechanical
[15 empty] | 30 | 30 | Electrical/Mechanical538 | Electrical/Mechanical538
[15 empty] | 29 | 31 | Electrical/Mechanical0 | Electrical/Mechanical539
[15 empty] | 29 | 29 | Electrical/Mechanical0 | Electrical/Mechanical0
[15 empty] | 29 | 29 | Electrical/Mechanical0 | Electrical/Mechanical0
[15 empty] | 30 | 30 | Electrical/Mechanical538 | Electrical/Mechanical538
[15 empty] | 29 | 31 | Electrical/Mechanical0 | Electrical/Mechanical539
[15 empty] | 29 | 29 | Electrical/Mechanical0 | Electrical/Mechanical0
[15 empty] | 29 | 29 | Electrical/Mechanical0 | Electrical/Mechanical0
[15 empty] | 67 | 67 | Office-Enclosed | Office-Enclosed
[15 empty] | 69 | 69 | Office-Enclosed531 | Office-Enclosed531
[15 empty] | 71 | 71 | Office-Enclosed539 | Office-Enclosed539
[15 empty] | 70 | 68 | Office-Enclosed537-1 | Office-Enclosed0
[15 empty] | 68 | 70 | Office-Enclosed0 | Office-Enclosed537-1
[15 empty] | 69 | 69 | Office-Enclosed531 | Office-Enclosed531
[15 empty] | 71 | 71 | Office-Enclosed539 | Office-Enclosed539
[15 empty] | 70 | 68 | Office-Enclosed537-1 | Office-Enclosed0
[15 empty] | 68 | 70 | Office-Enclosed0 | Office-Enclosed537-1
[15 empty] | 38 | 38 | Highway Lodging Guest Rooms | Highway Lodging Guest Rooms
[15 empty] | 41 | 41 | Highway Lodging Guest Rooms529 | Highway Lodging Guest Rooms529
[15 empty] | 40 | 40 | Highway Lodging Guest Rooms520 | Highway Lodging Guest Rooms520
[15 empty] | 39 | 39 | Highway Lodging Guest Rooms0 | Highway Lodging Guest Rooms0
[15 empty] | 39 | 39 | Highway Lodging Guest Rooms0 | Highway Lodging Guest Rooms0
[15 empty] | 41 | 41 | Highway Lodging Guest Rooms529 | Highway Lodging Guest Rooms529
[15 empty] | 40 | 40 | Highway Lodging Guest Rooms520 | Highway Lodging Guest Rooms520
[15 empty] | 39 | 39 | Highway Lodging Guest Rooms0 | Highway Lodging Guest Rooms0
[15 empty] | 39 | 39 | Highway Lodging Guest Rooms0 | Highway Lodging Guest Rooms0
[15 empty] | 20 | 20 | Corridor/Transition | Corridor/Transition
[15 empty] | 22 | 22 | Corridor/Transition521 | Corridor/Transition521
[15 empty] | 21 | 21 | Corridor/Transition0 | Corridor/Transition0
[15 empty] | 21 | 21 | Corridor/Transition0 | Corridor/Transition0
[15 empty] | 21 | 21 | Corridor/Transition0 | Corridor/Transition0
[15 empty] | 22 | 22 | Corridor/Transition521 | Corridor/Transition521
[15 empty] | 21 | 21 | Corridor/Transition0 | Corridor/Transition0
[15 empty] | 21 | 21 | Corridor/Transition0 | Corridor/Transition0
[15 empty] | 21 | 21 | Corridor/Transition0 | Corridor/Transition0
[15 empty] | 82 | 82 | Stairway | Stairway
[15 empty] | 84 | 84 | Stairway530 | Stairway530
[15 empty] | 85 | 85 | Stairway602 | Stairway602
[15 empty] | 83 | 83 | Stairway0 | Stairway0
[15 empty] | 83 | 83 | Stairway0 | Stairway0
[15 empty] | 84 | 84 | Stairway530 | Stairway530
[15 empty] | 85 | 85 | Stairway602 | Stairway602
[15 empty] | 83 | 83 | Stairway0 | Stairway0
[15 empty] | 83 | 83 | Stairway0 | Stairway0
[15 empty] | 54 | 54 | Lobby - Hotel | Lobby - Hotel
[15 empty] | 57 | 57 | Lobby - Hotel572 | Lobby - Hotel572
[15 empty] | 55 | 55 | Lobby - Hotel0 | Lobby - Hotel0
[15 empty] | 55 | 55 | Lobby - Hotel0 | Lobby - Hotel0
[15 empty] | 56 | 56 | Lobby - Hotel527-1 | Lobby - Hotel527-1
[15 empty] | 57 | 57 | Lobby - Hotel572 | Lobby - Hotel572
[15 empty] | 55 | 55 | Lobby - Hotel0 | Lobby - Hotel0
[15 empty] | 55 | 55 | Lobby - Hotel0 | Lobby - Hotel0
[15 empty] | 56 | 56 | Lobby - Hotel527-1 | Lobby - Hotel527-1
[15 empty] | 86 | 86 | Storage | Storage
[15 empty] | 88 | 88 | Storage538 | Storage538
[15 empty] | 87 | 87 | Storage0 | Storage0
[15 empty] | 87 | 87 | Storage0 | Storage0
[15 empty] | 87 | 87 | Storage0 | Storage0
[15 empty] | 88 | 88 | Storage538 | Storage538
[15 empty] | 87 | 87 | Storage0 | Storage0
[15 empty] | 87 | 87 | Storage0 | Storage0
[15 empty] | 87 | 87 | Storage0 | Storage0
[15 empty] | 67 | 67 | Office-Enclosed | Office-Enclosed
[15 empty] | 69 | 69 | Office-Enclosed531 | Office-Enclosed531
[15 empty] | 71 | 71 | Office-Enclosed539 | Office-Enclosed539
[15 empty] | 70 | 68 | Office-Enclosed537-1 | Office-Enclosed0
[15 empty] | 68 | 70 | Office-Enclosed0 | Office-Enclosed537-1
[15 empty] | 69 | 69 | Office-Enclosed531 | Office-Enclosed531
[15 empty] | 71 | 71 | Office-Enclosed539 | Office-Enclosed539
[15 empty] | 70 | 68 | Office-Enclosed537-1 | Office-Enclosed0
[15 empty] | 68 | 70 | Office-Enclosed0 | Office-Enclosed537-1
[15 empty] | #N/A | #N/A | Hospital - Laundry-washing | Hospital - Laundry-washing
[15 empty] | 44 | 44 | Hospital - Laundry-washing530 | Hospital - Laundry-washing530
[15 empty] | 43 | 43 | Hospital - Laundry-washing0 | Hospital - Laundry-washing0
[15 empty] | 43 | 43 | Hospital - Laundry-washing0 | Hospital - Laundry-washing0
[15 empty] | 43 | 43 | Hospital - Laundry-washing0 | Hospital - Laundry-washing0
[15 empty] | 44 | 44 | Hospital - Laundry-washing530 | Hospital - Laundry-washing530
[15 empty] | 43 | 43 | Hospital - Laundry-washing0 | Hospital - Laundry-washing0
[15 empty] | 43 | 43 | Hospital - Laundry-washing0 | Hospital - Laundry-washing0
[15 empty] | 43 | 43 | Hospital - Laundry-washing0 | Hospital - Laundry-washing0
[15 empty] | 15 | 15 | Conference/Meeting/Multipurpose | Conference/Meeting/Multipurpose
[15 empty] | 19 | 19 | Conference/Meeting/Multipurpose535 | Conference/Meeting/Multipurpose535
[15 empty] | 17 | 17 | Conference/Meeting/Multipurpose511 | Conference/Meeting/Multipurpose511
[15 empty] | 16 | 16 | Conference/Meeting/Multipurpose0 | Conference/Meeting/Multipurpose0
[15 empty] | 18 | 18 | Conference/Meeting/Multipurpose527-1 | Conference/Meeting/Multipurpose527-1
[15 empty] | 19 | 19 | Conference/Meeting/Multipurpose535 | Conference/Meeting/Multipurpose535
[15 empty] | 17 | 17 | Conference/Meeting/Multipurpose511 | Conference/Meeting/Multipurpose511
[15 empty] | 16 | 16 | Conference/Meeting/Multipurpose0 | Conference/Meeting/Multipurpose0
[15 empty] | 18 | 18 | Conference/Meeting/Multipurpose527-1 | Conference/Meeting/Multipurpose527-1
[15 empty] | 72 | 72 | Restrooms | Restrooms
[15 empty] | 76 | 76 | Restrooms604 | Restrooms604
[15 empty] | 74 | 74 | Restrooms520 | Restrooms520
[15 empty] | 73 | 73 | Restrooms0 | Restrooms0
[15 empty] | 75 | 75 | Restrooms534-2 | Restrooms534-2
[15 empty] | 76 | 76 | Restrooms604 | Restrooms604
[15 empty] | 74 | 74 | Restrooms520 | Restrooms520
[15 empty] | 73 | 73 | Restrooms0 | Restrooms0
[15 empty] | 75 | 75 | Restrooms534-2 | Restrooms534-2
[15 empty] | 35 | 35 | Gymnasium/Fitness-Fitness Area | Gymnasium/Fitness-Fitness Area
[15 empty] | 37 | 37 | Gymnasium/Fitness-Fitness Area535 | Gymnasium/Fitness-Fitness Area535
[15 empty] | 36 | 36 | Gymnasium/Fitness-Fitness Area0 | Gymnasium/Fitness-Fitness Area0
[15 empty] | 36 | 36 | Gymnasium/Fitness-Fitness Area0 | Gymnasium/Fitness-Fitness Area0
[15 empty] | 36 | 36 | Gymnasium/Fitness-Fitness Area0 | Gymnasium/Fitness-Fitness Area0
[15 empty] | 37 | 37 | Gymnasium/Fitness-Fitness Area535 | Gymnasium/Fitness-Fitness Area535
[15 empty] | 36 | 36 | Gymnasium/Fitness-Fitness Area0 | Gymnasium/Fitness-Fitness Area0
[15 empty] | 36 | 36 | Gymnasium/Fitness-Fitness Area0 | Gymnasium/Fitness-Fitness Area0
[15 empty] | 36 | 36 | Gymnasium/Fitness-Fitness Area0 | Gymnasium/Fitness-Fitness Area0
[15 empty] | 58 | 58 | Lounge/Recreation - Break room | Lounge/Recreation - Break room
[15 empty] | 60 | 60 | Lounge/Recreation - Breakroom521 | Lounge/Recreation - Breakroom521
[15 empty] | 59 | 59 | Lounge/Recreation - Breakroom0 | Lounge/Recreation - Breakroom0
[15 empty] | 59 | 59 | Lounge/Recreation - Breakroom0 | Lounge/Recreation - Breakroom0
[15 empty] | 59 | 61 | Lounge/Recreation - Breakroom0 | Lounge/Recreation - Breakroom527-2
[15 empty] | 60 | 60 | Lounge/Recreation - Breakroom521 | Lounge/Recreation - Breakroom521
[15 empty] | 59 | 59 | Lounge/Recreation - Breakroom0 | Lounge/Recreation - Breakroom0
[15 empty] | 59 | 59 | Lounge/Recreation - Breakroom0 | Lounge/Recreation - Breakroom0
[15 empty] | 59 | 61 | Lounge/Recreation - Breakroom0 | Lounge/Recreation - Breakroom527-2
[15 empty] | 28 | 28 | Electrical/Mechanical | Electrical/Mechanical
[15 empty] | 30 | 30 | Electrical/Mechanical538 | Electrical/Mechanical538
[15 empty] | 29 | 31 | Electrical/Mechanical0 | Electrical/Mechanical539
[15 empty] | 29 | 29 | Electrical/Mechanical0 | Electrical/Mechanical0
[15 empty] | 29 | 29 | Electrical/Mechanical0 | Electrical/Mechanical0
[15 empty] | 30 | 30 | Electrical/Mechanical538 | Electrical/Mechanical538
[15 empty] | 29 | 29 | Electrical/Mechanical0 | Electrical/Mechanical0
[15 empty] | 29 | 29 | Electrical/Mechanical0 | Electrical/Mechanical0
[15 empty] | 29 | 29 | Electrical/Mechanical0 | Electrical/Mechanical0
[15 empty] | #N/A | #N/A
[15 empty] | #N/A | #N/A
[15 empty] | 67 | 67 | Office-Enclosed | Office-Enclosed
[15 empty] | 69 | 69 | Office-Enclosed531 | Office-Enclosed531
[15 empty] | 71 | 71 | Office-Enclosed539 | Office-Enclosed539
[15 empty] | 70 | 68 | Office-Enclosed537-1 | Office-Enclosed0
[15 empty] | 68 | 70 | Office-Enclosed0 | Office-Enclosed537-1
[15 empty] | 69 | 69 | Office-Enclosed531 | Office-Enclosed531
[15 empty] | 71 | 71 | Office-Enclosed539 | Office-Enclosed539
[15 empty] | 70 | 68 | Office-Enclosed537-1 | Office-Enclosed0
[15 empty] | 68 | 70 | Office-Enclosed0 | Office-Enclosed537-1
[15 empty] | 20 | 20 | Corridor/Transition | Corridor/Transition
[15 empty] | 22 | 22 | Corridor/Transition521 | Corridor/Transition521
[16 empty] | 21 | Corridor/Transition0 | Corridor/Transition0
[15 empty] | 21 | 21 | Corridor/Transition0 | Corridor/Transition0
[15 empty] | 21 | 21 | Corridor/Transition0 | Corridor/Transition0
[15 empty] | 22 | 22 | Corridor/Transition521 | Corridor/Transition521
[15 empty] | 21 | 21 | Corridor/Transition0 | Corridor/Transition0
[15 empty] | 21 | 21 | Corridor/Transition0 | Corridor/Transition0
[15 empty] | 21 | 21 | Corridor/Transition0 | Corridor/Transition0
Where LSC design variations between 2016 and 2019 resulted in large cost anomolies, one of the designs was selected and LPD was adjusted to match requirements. Adjustments from LSC noted in green on Space and Proto sheets.

## Int Ltg Occ Sens Methodology (hidden)
90.1 Cost Effectiveness - Interior Lighting Occupancy Sensor Cost Methodology
Both 90.1-2010 and 90.1-2013 include requirements for occupancy sensor controls for some space types. 90.1-2013 adds space types required to use occupancy sensors, and also requires a newer type of sensor, manual on/auto off (only turns off automatically must be switched on) for some space types, rather than conventional automatic on/off control.
For the cost estimate, several steps are taken.
The first step involved determining which space types require which sensors, and how many and what type of sensors. This is shown in the "In Ltg Occ Sensor Details" worksheet. Because spaces in the models vary in size and there are many spaces, developing a specific design for each modeled space was not practical. Instead, representative spaces and occupancy control types (such as for small bathrooms) were developed. These spaces were based on the range of spaces in the models, NC3 data (Richman et al. 2008, Thornton et al. 2011). For each representative space, the number and type of sensor were determined. These are determined based on the recommendations of the 90.1 lighting subcommittee lead.
Cost estimates for each type of occupancy sensor including equipment costs from Grainger catalog online, and labor costs from RS Means 2014 are determined. These are applied to the typical controlled spaces according to the number of sensors.
These costs are applied to the prototypes according to the space type areas in the prototypes. For each space type, the area is divided by the appropriate representative controlled space from the occupancy sensors detail sheet. This results in the number of controlled spaces. Costs per controlled space types are multiplied by the number of controlled spaces.
Commissioning Costs for Occupancy Sensors
Three documents were reviewed to determine incremental commissioning costs for occupancy/vacancy sensors. Energy Efficiency Factsheet (WSU 2005) states that building commissioning is between two to four percent of the construction cost of the system. Fimek (2011) states that lighting control start-up and commissioning is 6-7% but it does not specify what the percentage is against. This is assumed to be 7% of the cost of lighting controls including labor.
Peterson (1994) states a variety of estimates:
Northeast utility uses $0.20-0.67/ft2
Northwest utility uses 6% of total measured cost
Commissioning agents use 1-4% of total measured cost or $0.01-0.10/ft2
Based on these documents, the range of commissioning costs on lighting controls including labor is 1% to 7% with an average of 4%. The noted cost/ft2 range of $0.01 to $0.10 was applied to the prototypes used in theses analysis which resulted in a match of 4% with the $0.01/ft2 . This was considered confirmation that the average 4% value is reasonable for comparison purposes and 4% of the total costs was used for incremental commissioning cost of the controls.
Fimek, L. 2011. "Don’t Question Commissioning When It comes to Lighting Controls." http://www.controleng.com/single-article/dont-question-commissioning-when-it-comes-to-lighting-controls/049f2095d0.html. Accessed May 31, 2012.
Peterson, JC, and T Haasl. 1994. A Commissioning Cost-Effectiveness Case Study. http://eec.ucdavis.edu/ACEEE/1994-96/1994/VOL05/201.PDF. Accessed May 31, 2012.
Washington State University Extension Energy Program. 2005. Energy Efficiency Factsheet. SUEEEP98_018, revised October 2005.

## Int Ltg Occ Sens Results (hidden)
Commercial Energy Code Cost Effectiveness - Interior Lighting Occupancy Sensor Controls - Cost Estimate Summary
US National
Summary of Total New Construction, Maintenance, and Replacement Costs By Replacement Year by Prototype
Small Office | [7 empty] | Large Office | [7 empty] | Standalone Retail | [7 empty] | Primary School | [7 empty] | Small Hotel | [7 empty] | Mid-rise Apartment
Base Code | 2016 |  | Target Code | 2019 |  | Incremental Cost |  | Base Code | 2016 |  | Target Code | 2019 |  | Incremental Cost |  | Base Code | 2016 |  | Target Code | 2019 |  | Incremental Cost |  | Base Code | 2016 |  | Target Code | 2019 |  | Incremental Cost |  | Base Code | 2016 |  | Target Code | 2019 |  | Incremental Cost |  | Base Code | 2016 |  | Target Code | 2019 |  | Incremental Cost
Category | All Costs, First Replacement Only | With Repeated Replacements | Category | Replacement First Year | With Repeated Replacements | 30 Year | 40 Year | Category | All Costs, First Replacement Only | With Repeated Replacements | Category | Replacement First Year | With Repeated Replacements | 30 Year | 40 Year | Category | All Costs, First Replacement Only | With Repeated Replacements | Category | Replacement First Year | With Repeated Replacements | 30 Year | 40 Year | Category | All Costs, First Replacement Only | With Repeated Replacements | Category | Replacement First Year | With Repeated Replacements | 30 Year | 40 Year | Category | All Costs, First Replacement Only | With Repeated Replacements | Category | Replacement First Year | With Repeated Replacements | 30 Year | 40 Year | Category | All Costs, First Replacement Only | With Repeated Replacements | Category | Replacement First Year | With Repeated Replacements | 30 Year | 40 Year
New Construction | 0 | 0 | New Construction | 0 | 0 | 0 | 0 | New Construction | 0 | 0 | New Construction | 0 | 0 | 0 | 0 | New Construction | 0 | 0 | New Construction | 0 | 0 | 0 | 0 | New Construction | 0 | 0 | New Construction | 0 | 0 | 0 | 0 | New Construction | 0 | 0 | New Construction | 0 | 0 | 0 | 0 | New Construction | 0 | 0 | New Construction | 0 | 0 | 0 | 0
Maintenance | 0 | 0 | Maintenance | 0 | 0 | 0 | 0 | Maintenance | 0 | 0 | Maintenance | 0 | 0 | 0 | 0 | Maintenance | 0 | 0 | Maintenance | 0 | 0 | 0 | 0 | Maintenance | 0 | 0 | Maintenance | 0 | 0 | 0 | 0 | Maintenance | 0 | 0 | Maintenance | 0 | 0 | 0 | 0 | Maintenance | 0 | 0 | Maintenance | 0 | 0 | 0 | 0
Replacement - Year | 0 | 0 | Replacement - Year | 0 | 0 | 0 | 0 | Replacement - Year | 0 | 0 | Replacement - Year | 0 | 0 | 0 | 0 | Replacement - Year | 0 | 0 | Replacement - Year | 0 | 0 | 0 | 0 | Replacement - Year | 0 | 0 | Replacement - Year | 0 | 0 | 0 | 0 | Replacement - Year | 0 | 0 | Replacement - Year | 0 | 0 | 0 | 0 | Replacement - Year | 0 | 0 | Replacement - Year | 0 | 0 | 0 | 0
1 | 0 | 0 | 1 | 0 | 0 | 0 | 0 | 1 | 0 | 0 | 1 | 0 | 0 | 0 | 0 | 1 | 0 | 0 | 1 | 0 | 0 | 0 | 0 | 1 | 0 | 0 | 1 | 0 | 0 | 0 | 0 | 1 | 0 | 0 | 1 | 0 | 0 | 0 | 0 | 1 | 0 | 0 | 1 | 0 | 0 | 0 | 0
2 | 0 | 0 | 2 | 0 | 0 | 0 | 0 | 2 | 0 | 0 | 2 | 0 | 0 | 0 | 0 | 2 | 0 | 0 | 2 | 0 | 0 | 0 | 0 | 2 | 0 | 0 | 2 | 0 | 0 | 0 | 0 | 2 | 0 | 0 | 2 | 0 | 0 | 0 | 0 | 2 | 0 | 0 | 2 | 0 | 0 | 0 | 0
3 | 0 | 0 | 3 | 0 | 0 | 0 | 0 | 3 | 0 | 0 | 3 | 0 | 0 | 0 | 0 | 3 | 0 | 0 | 3 | 0 | 0 | 0 | 0 | 3 | 0 | 0 | 3 | 0 | 0 | 0 | 0 | 3 | 0 | 0 | 3 | 0 | 0 | 0 | 0 | 3 | 0 | 0 | 3 | 0 | 0 | 0 | 0
4 | 0 | 0 | 4 | 0 | 0 | 0 | 0 | 4 | 0 | 0 | 4 | 0 | 0 | 0 | 0 | 4 | 0 | 0 | 4 | 0 | 0 | 0 | 0 | 4 | 0 | 0 | 4 | 0 | 0 | 0 | 0 | 4 | 0 | 0 | 4 | 0 | 0 | 0 | 0 | 4 | 0 | 0 | 4 | 0 | 0 | 0 | 0
5 | 0 | 0 | 5 | 0 | 0 | 0 | 0 | 5 | 0 | 0 | 5 | 0 | 0 | 0 | 0 | 5 | 0 | 0 | 5 | 0 | 0 | 0 | 0 | 5 | 0 | 0 | 5 | 0 | 0 | 0 | 0 | 5 | 0 | 0 | 5 | 0 | 0 | 0 | 0 | 5 | 0 | 0 | 5 | 0 | 0 | 0 | 0
6 | 0 | 0 | 6 | 0 | 0 | 0 | 0 | 6 | 0 | 0 | 6 | 0 | 0 | 0 | 0 | 6 | 0 | 0 | 6 | 0 | 0 | 0 | 0 | 6 | 0 | 0 | 6 | 0 | 0 | 0 | 0 | 6 | 0 | 0 | 6 | 0 | 0 | 0 | 0 | 6 | 0 | 0 | 6 | 0 | 0 | 0 | 0
7 | 0 | 0 | 7 | 0 | 0 | 0 | 0 | 7 | 0 | 0 | 7 | 0 | 0 | 0 | 0 | 7 | 0 | 0 | 7 | 0 | 0 | 0 | 0 | 7 | 0 | 0 | 7 | 0 | 0 | 0 | 0 | 7 | 0 | 0 | 7 | 0 | 0 | 0 | 0 | 7 | 0 | 0 | 7 | 0 | 0 | 0 | 0
8 | 0 | 0 | 8 | 0 | 0 | 0 | 0 | 8 | 0 | 0 | 8 | 0 | 0 | 0 | 0 | 8 | 0 | 0 | 8 | 0 | 0 | 0 | 0 | 8 | 0 | 0 | 8 | 0 | 0 | 0 | 0 | 8 | 0 | 0 | 8 | 0 | 0 | 0 | 0 | 8 | 0 | 0 | 8 | 0 | 0 | 0 | 0
9 | 0 | 0 | 9 | 0 | 0 | 0 | 0 | 9 | 0 | 0 | 9 | 0 | 0 | 0 | 0 | 9 | 0 | 0 | 9 | 0 | 0 | 0 | 0 | 9 | 0 | 0 | 9 | 0 | 0 | 0 | 0 | 9 | 0 | 0 | 9 | 0 | 0 | 0 | 0 | 9 | 0 | 0 | 9 | 0 | 0 | 0 | 0
10 | 0 | 0 | 10 | 0 | 0 | 0 | 0 | 10 | 0 | 0 | 10 | 0 | 0 | 0 | 0 | 10 | 0 | 0 | 10 | 0 | 0 | 0 | 0 | 10 | 0 | 0 | 10 | 0 | 0 | 0 | 0 | 10 | 0 | 0 | 10 | 0 | 0 | 0 | 0 | 10 | 0 | 0 | 10 | 0 | 0 | 0 | 0
11 | 0 | 0 | 11 | 0 | 0 | 0 | 0 | 11 | 0 | 0 | 11 | 0 | 0 | 0 | 0 | 11 | 0 | 0 | 11 | 0 | 0 | 0 | 0 | 11 | 0 | 0 | 11 | 0 | 0 | 0 | 0 | 11 | 0 | 0 | 11 | 0 | 0 | 0 | 0 | 11 | 0 | 0 | 11 | 0 | 0 | 0 | 0
12 | 0 | 0 | 12 | 0 | 0 | 0 | 0 | 12 | 0 | 0 | 12 | 0 | 0 | 0 | 0 | 12 | 0 | 0 | 12 | 0 | 0 | 0 | 0 | 12 | 0 | 0 | 12 | 0 | 0 | 0 | 0 | 12 | 0 | 0 | 12 | 0 | 0 | 0 | 0 | 12 | 0 | 0 | 12 | 0 | 0 | 0 | 0
13 | 0 | 0 | 13 | 0 | 0 | 0 | 0 | 13 | 0 | 0 | 13 | 0 | 0 | 0 | 0 | 13 | 0 | 0 | 13 | 0 | 0 | 0 | 0 | 13 | 0 | 0 | 13 | 0 | 0 | 0 | 0 | 13 | 0 | 0 | 13 | 0 | 0 | 0 | 0 | 13 | 0 | 0 | 13 | 0 | 0 | 0 | 0
14 | 0 | 0 | 14 | 0 | 0 | 0 | 0 | 14 | 0 | 0 | 14 | 0 | 0 | 0 | 0 | 14 | 0 | 0 | 14 | 0 | 0 | 0 | 0 | 14 | 0 | 0 | 14 | 0 | 0 | 0 | 0 | 14 | 0 | 0 | 14 | 0 | 0 | 0 | 0 | 14 | 0 | 0 | 14 | 0 | 0 | 0 | 0
15 | 0 | 0 | 15 | 0 | 0 | 0 | 0 | 15 | 0 | 0 | 15 | 0 | 0 | 0 | 0 | 15 | 0 | 0 | 15 | 0 | 0 | 0 | 0 | 15 | 0 | 0 | 15 | 0 | 0 | 0 | 0 | 15 | 0 | 0 | 15 | 0 | 0 | 0 | 0 | 15 | 0 | 0 | 15 | 0 | 0 | 0 | 0
16 | 0 | 0 | 16 | 0 | 0 | 0 | 0 | 16 | 0 | 0 | 16 | 0 | 0 | 0 | 0 | 16 | 0 | 0 | 16 | 0 | 0 | 0 | 0 | 16 | 0 | 0 | 16 | 0 | 0 | 0 | 0 | 16 | 0 | 0 | 16 | 0 | 0 | 0 | 0 | 16 | 0 | 0 | 16 | 0 | 0 | 0 | 0
17 | 0 | 0 | 17 | 0 | 0 | 0 | 0 | 17 | 0 | 0 | 17 | 0 | 0 | 0 | 0 | 17 | 0 | 0 | 17 | 0 | 0 | 0 | 0 | 17 | 0 | 0 | 17 | 0 | 0 | 0 | 0 | 17 | 0 | 0 | 17 | 0 | 0 | 0 | 0 | 17 | 0 | 0 | 17 | 0 | 0 | 0 | 0
18 | 0 | 0 | 18 | 0 | 0 | 0 | 0 | 18 | 0 | 0 | 18 | 0 | 0 | 0 | 0 | 18 | 0 | 0 | 18 | 0 | 0 | 0 | 0 | 18 | 0 | 0 | 18 | 0 | 0 | 0 | 0 | 18 | 0 | 0 | 18 | 0 | 0 | 0 | 0 | 18 | 0 | 0 | 18 | 0 | 0 | 0 | 0
19 | 0 | 0 | 19 | 0 | 0 | 0 | 0 | 19 | 0 | 0 | 19 | 0 | 0 | 0 | 0 | 19 | 0 | 0 | 19 | 0 | 0 | 0 | 0 | 19 | 0 | 0 | 19 | 0 | 0 | 0 | 0 | 19 | 0 | 0 | 19 | 0 | 0 | 0 | 0 | 19 | 0 | 0 | 19 | 0 | 0 | 0 | 0
20 | 0 | 0 | 20 | 0 | 0 | 0 | 0 | 20 | 0 | 0 | 20 | 0 | 0 | 0 | 0 | 20 | 0 | 0 | 20 | 0 | 0 | 0 | 0 | 20 | 0 | 0 | 20 | 0 | 0 | 0 | 0 | 20 | 0 | 0 | 20 | 0 | 0 | 0 | 0 | 20 | 0 | 0 | 20 | 0 | 0 | 0 | 0
21 | 0 | 0 | 21 | 0 | 0 | 0 | 0 | 21 | 0 | 0 | 21 | 0 | 0 | 0 | 0 | 21 | 0 | 0 | 21 | 0 | 0 | 0 | 0 | 21 | 0 | 0 | 21 | 0 | 0 | 0 | 0 | 21 | 0 | 0 | 21 | 0 | 0 | 0 | 0 | 21 | 0 | 0 | 21 | 0 | 0 | 0 | 0
22 | 0 | 0 | 22 | 0 | 0 | 0 | 0 | 22 | 0 | 0 | 22 | 0 | 0 | 0 | 0 | 22 | 0 | 0 | 22 | 0 | 0 | 0 | 0 | 22 | 0 | 0 | 22 | 0 | 0 | 0 | 0 | 22 | 0 | 0 | 22 | 0 | 0 | 0 | 0 | 22 | 0 | 0 | 22 | 0 | 0 | 0 | 0
23 | 0 | 0 | 23 | 0 | 0 | 0 | 0 | 23 | 0 | 0 | 23 | 0 | 0 | 0 | 0 | 23 | 0 | 0 | 23 | 0 | 0 | 0 | 0 | 23 | 0 | 0 | 23 | 0 | 0 | 0 | 0 | 23 | 0 | 0 | 23 | 0 | 0 | 0 | 0 | 23 | 0 | 0 | 23 | 0 | 0 | 0 | 0
24 | 0 | 0 | 24 | 0 | 0 | 0 | 0 | 24 | 0 | 0 | 24 | 0 | 0 | 0 | 0 | 24 | 0 | 0 | 24 | 0 | 0 | 0 | 0 | 24 | 0 | 0 | 24 | 0 | 0 | 0 | 0 | 24 | 0 | 0 | 24 | 0 | 0 | 0 | 0 | 24 | 0 | 0 | 24 | 0 | 0 | 0 | 0
25 | 0 | 0 | 25 | 0 | 0 | 0 | 0 | 25 | 0 | 0 | 25 | 0 | 0 | 0 | 0 | 25 | 0 | 0 | 25 | 0 | 0 | 0 | 0 | 25 | 0 | 0 | 25 | 0 | 0 | 0 | 0 | 25 | 0 | 0 | 25 | 0 | 0 | 0 | 0 | 25 | 0 | 0 | 25 | 0 | 0 | 0 | 0
26 | 0 | 0 | 26 | 0 | 0 | 0 | 0 | 26 | 0 | 0 | 26 | 0 | 0 | 0 | 0 | 26 | 0 | 0 | 26 | 0 | 0 | 0 | 0 | 26 | 0 | 0 | 26 | 0 | 0 | 0 | 0 | 26 | 0 | 0 | 26 | 0 | 0 | 0 | 0 | 26 | 0 | 0 | 26 | 0 | 0 | 0 | 0
27 | 0 | 0 | 27 | 0 | 0 | 0 | 0 | 27 | 0 | 0 | 27 | 0 | 0 | 0 | 0 | 27 | 0 | 0 | 27 | 0 | 0 | 0 | 0 | 27 | 0 | 0 | 27 | 0 | 0 | 0 | 0 | 27 | 0 | 0 | 27 | 0 | 0 | 0 | 0 | 27 | 0 | 0 | 27 | 0 | 0 | 0 | 0
28 | 0 | 0 | 28 | 0 | 0 | 0 | 0 | 28 | 0 | 0 | 28 | 0 | 0 | 0 | 0 | 28 | 0 | 0 | 28 | 0 | 0 | 0 | 0 | 28 | 0 | 0 | 28 | 0 | 0 | 0 | 0 | 28 | 0 | 0 | 28 | 0 | 0 | 0 | 0 | 28 | 0 | 0 | 28 | 0 | 0 | 0 | 0
29 | 0 | 0 | 29 | 0 | 0 | 0 | 0 | 29 | 0 | 0 | 29 | 0 | 0 | 0 | 0 | 29 | 0 | 0 | 29 | 0 | 0 | 0 | 0 | 29 | 0 | 0 | 29 | 0 | 0 | 0 | 0 | 29 | 0 | 0 | 29 | 0 | 0 | 0 | 0 | 29 | 0 | 0 | 29 | 0 | 0 | 0 | 0
30 | 0 | 0 | 30 | 0 | 0 | 0 | 0 | 30 | 0 | 0 | 30 | 0 | 0 | 0 | 0 | 30 | 0 | 0 | 30 | 0 | 0 | 0 | 0 | 30 | 0 | 0 | 30 | 0 | 0 | 0 | 0 | 30 | 0 | 0 | 30 | 0 | 0 | 0 | 0 | 30 | 0 | 0 | 30 | 0 | 0 | 0 | 0
31 | 0 | 0 | 31 | 0 | 0 | 0 | 0 | 31 | 0 | 0 | 31 | 0 | 0 | 0 | 0 | 31 | 0 | 0 | 31 | 0 | 0 | 0 | 0 | 31 | 0 | 0 | 31 | 0 | 0 | 0 | 0 | 31 | 0 | 0 | 31 | 0 | 0 | 0 | 0 | 31 | 0 | 0 | 31 | 0 | 0 | 0 | 0
32 | 0 | 0 | 32 | 0 | 0 | 0 | 0 | 32 | 0 | 0 | 32 | 0 | 0 | 0 | 0 | 32 | 0 | 0 | 32 | 0 | 0 | 0 | 0 | 32 | 0 | 0 | 32 | 0 | 0 | 0 | 0 | 32 | 0 | 0 | 32 | 0 | 0 | 0 | 0 | 32 | 0 | 0 | 32 | 0 | 0 | 0 | 0
33 | 0 | 0 | 33 | 0 | 0 | 0 | 0 | 33 | 0 | 0 | 33 | 0 | 0 | 0 | 0 | 33 | 0 | 0 | 33 | 0 | 0 | 0 | 0 | 33 | 0 | 0 | 33 | 0 | 0 | 0 | 0 | 33 | 0 | 0 | 33 | 0 | 0 | 0 | 0 | 33 | 0 | 0 | 33 | 0 | 0 | 0 | 0
34 | 0 | 0 | 34 | 0 | 0 | 0 | 0 | 34 | 0 | 0 | 34 | 0 | 0 | 0 | 0 | 34 | 0 | 0 | 34 | 0 | 0 | 0 | 0 | 34 | 0 | 0 | 34 | 0 | 0 | 0 | 0 | 34 | 0 | 0 | 34 | 0 | 0 | 0 | 0 | 34 | 0 | 0 | 34 | 0 | 0 | 0 | 0
35 | 0 | 0 | 35 | 0 | 0 | 0 | 0 | 35 | 0 | 0 | 35 | 0 | 0 | 0 | 0 | 35 | 0 | 0 | 35 | 0 | 0 | 0 | 0 | 35 | 0 | 0 | 35 | 0 | 0 | 0 | 0 | 35 | 0 | 0 | 35 | 0 | 0 | 0 | 0 | 35 | 0 | 0 | 35 | 0 | 0 | 0 | 0
36 | 0 | 0 | 36 | 0 | 0 | 0 | 0 | 36 | 0 | 0 | 36 | 0 | 0 | 0 | 0 | 36 | 0 | 0 | 36 | 0 | 0 | 0 | 0 | 36 | 0 | 0 | 36 | 0 | 0 | 0 | 0 | 36 | 0 | 0 | 36 | 0 | 0 | 0 | 0 | 36 | 0 | 0 | 36 | 0 | 0 | 0 | 0
37 | 0 | 0 | 37 | 0 | 0 | 0 | 0 | 37 | 0 | 0 | 37 | 0 | 0 | 0 | 0 | 37 | 0 | 0 | 37 | 0 | 0 | 0 | 0 | 37 | 0 | 0 | 37 | 0 | 0 | 0 | 0 | 37 | 0 | 0 | 37 | 0 | 0 | 0 | 0 | 37 | 0 | 0 | 37 | 0 | 0 | 0 | 0
38 | 0 | 0 | 38 | 0 | 0 | 0 | 0 | 38 | 0 | 0 | 38 | 0 | 0 | 0 | 0 | 38 | 0 | 0 | 38 | 0 | 0 | 0 | 0 | 38 | 0 | 0 | 38 | 0 | 0 | 0 | 0 | 38 | 0 | 0 | 38 | 0 | 0 | 0 | 0 | 38 | 0 | 0 | 38 | 0 | 0 | 0 | 0
39 | 0 | 0 | 39 | 0 | 0 | 0 | 0 | 39 | 0 | 0 | 39 | 0 | 0 | 0 | 0 | 39 | 0 | 0 | 39 | 0 | 0 | 0 | 0 | 39 | 0 | 0 | 39 | 0 | 0 | 0 | 0 | 39 | 0 | 0 | 39 | 0 | 0 | 0 | 0 | 39 | 0 | 0 | 39 | 0 | 0 | 0 | 0
40 | 0 | 0 | 40 | 0 | 0 | 0 | 0 | 40 | 0 | 0 | 40 | 0 | 0 | 0 | 0 | 40 | 0 | 0 | 40 | 0 | 0 | 0 | 0 | 40 | 0 | 0 | 40 | 0 | 0 | 0 | 0 | 40 | 0 | 0 | 40 | 0 | 0 | 0 | 0 | 40 | 0 | 0 | 40 | 0 | 0 | 0 | 0
Residual Year 30 |  | 0 | Residual Year 30 |  | 0 |  | 0 | Residual Year 30 |  | 0 | Residual Year 30 |  | 0 |  | 0 | Residual Year 30 |  | 0 | Residual Year 30 |  | 0 |  | 0 | Residual Year 30 |  | 0 | Residual Year 30 |  | 0 |  | 0 | Residual Year 30 |  | 0 | Residual Year 30 |  | 0 |  | 0 | Residual Year 30 |  | 0 | Residual Year 30 |  | 0 |  | 0
Residual Year 40 |  | 0 | Residual Year 40 |  | 0 |  | 0 | Residual Year 40 |  | 0 | Residual Year 40 |  | 0 |  | 0 | Residual Year 40 |  | 0 | Residual Year 40 |  | 0 |  | 0 | Residual Year 40 |  | 0 | Residual Year 40 |  | 0 |  | 0 | Residual Year 40 |  | 0 | Residual Year 40 |  | 0 |  | 0 | Residual Year 40 |  | 0 | Residual Year 40 |  | 0 |  | 0

## Int Ltg Occ Sens Proto 90.1 (hidden)
[6 empty] | Commercial Energy Code Cost Effectiveness - Cost Estimate - Interior Lighting - Occupancy Control Addenda Cost Estimates 90.1-2010 and 90.1-2013 | [12 empty] | 90.1-2016 | [33 empty] | 90.1 Cost Effectiveness - Occupancy Sensor Controls - Prototype
[6 empty] | Multiple addenda to 90.1-2010 modify requirements for occupancy based controls. Costs are provided for added or changed occupancy controls, so there are no baseline costs shown. Occupancy sensors are used for the cost estimate to meet the occupancy controls requirements although other options are possible. The sensors are assumed to have a 15 year life as supported by members of the 90.1 lighting subcommittee. Commissioning costs are included and described in the methodology. | [46 empty] | Summary
[53 empty] | Named range | L2_Sm_Off_901 | [7 empty] | Named range | L2_Lg_Off_901 | [6 empty] | Named range | L2_St_Ret_901 | [6 empty] | Named range | L2_Pr_Sch_901 | [6 empty] | Named range | L2_Sm_Hot_901 | [6 empty] | Named range | L2_Mid_Apt_901
Interior Lighting - Summary of Total New Construction, Maintenance, and Replacement Costs By Replacement Year by Prototype
[6 empty] | Item and Addenda / Affected Prototype and Space Type |  | 90.1-2010 Description |  |  |  |  | 90.1-2013 Description | [7 empty] | 90.1-2016 | Baseline costs | [6 empty] | 90.1-2016 | [7 empty] | 90.1-2019 | [14 empty] | Incremental Costs | 1 | 2 | 3 | 4 | 5 | 6 | 7 | 8 | 9
Prototypes Affected | [17 empty] | Other Cost Parameters |  | New Construction Costs | New Construction Costs | [6 empty] | Maintenance Cost | Replacement Costs | [6 empty] | New Construction Costs | New Construction Costs | [5 empty] | Maintenance Costs (none) | Replacement Costs (none) | [8 empty] | Interior Lighting - Summary of Total New Construction, Maintenance, and Replacement Costs By Replacement Year by Prototype 1: Small Office | Large Office | [7 empty] | Standalone Retail | [7 empty] | Primary School | [7 empty] | Small Hotel | [7 empty] | Mid-rise Apartment
Small Office | Large Office | Standalone Retail | Primary School | Small Hotel | Mid-rise Apartment |  |  | Description of cost items | Not Used | Not Used | Space Type Area, ft2 | Number of controlled spaces of the space type | Description of Cost Items | Lookup Value | Not Used | Space Type Area, ft2 | Number of controlled spaces of the space type | Not Used | Not Used | Not Used | Material Subtotal | Not Used | Not Used | Labor Subtotal | Construction Equipment Subtotal | Cost Adjustments | Total | Annual Maintenance (none) | Replacement Life years | Material ($/UoM) | Material Subtotal | Labor Subtotal | Construction Equipment Subtotal | Cost Adjustments | Total | Not Used | Material Subtotal | Labor | Construction Equipment Subtotal | Cost Adjustments | Incremental Added Commis- sioning | Total Cost | Annual Maintenance Cost | Replacement Life (years) | Not Used | Material Subtotal | Labor Subtotal with replacement hours adjustment | Construction Equipment Subtotal | Cost Adjustments | Incremental Added Commis- sioning with OH&P | Total | New Construction Costs Target minus Base | Interior Lighting - Summary of Total New Construction, Maintenance, and Replacement Costs By Replacement Year by Prototype 1: 90.1-2016; Interior Lighting - Summary of Total New Construction, Maintenance, and Replacement Costs By Replacement Year by Prototype 5: 90.1-2019; Interior Lighting - Summary of Total New Construction, Maintenance, and Replacement Costs By Replacement Year by Prototype 8: Incremental Cost | 90.1-2016 |  |  | 90.1-2019 |  |  | Incremental Cost |  | 90.1-2016 |  |  | 90.1-2019 |  |  | Incremental Cost |  | 90.1-2016 |  |  | 90.1-2019 |  |  | Incremental Cost |  | 90.1-2016 |  |  | 90.1-2019 |  |  | Incremental Cost |  | 90.1-2016 |  |  | 90.1-2019 |  |  | Incremental Cost
[6 empty] | Automatic Lighting Shutoff Addenda 90.1-10by 90.1-2013 Section 9.4.1 | [46 empty] | Category | All Costs, First Replacement Only | With Repeated Replacements |  | Category | Replacement First Year | With Repeated Replacements | 30 Year | 40 Year | Category | All Costs, First Replacement Only | With Repeated Replacements | Category | Replacement First Year | With Repeated Replacements | 30 Year | 40 Year | Category | All Costs, First Replacement Only | With Repeated Replacements | Category | Replacement First Year | With Repeated Replacements | 30 Year | 40 Year | Category | All Costs, First Replacement Only | With Repeated Replacements | Category | Replacement First Year | With Repeated Replacements | 30 Year | 40 Year | Category | All Costs, First Replacement Only | With Repeated Replacements | Category | Replacement First Year | With Repeated Replacements | 30 Year | 40 Year | Category | All Costs, First Replacement Only | With Repeated Replacements | Category | Replacement First Year | With Repeated Replacements | 30 Year | 40 Year
[6 empty] | Small Office | [46 empty] | New Construction | 0 | 0 |  | New Construction | 0 | 0 | 0 | 0 | New Construction | 0 | 0 | New Construction | 0 | 0 | 0 | 0 | New Construction | 0 | 0 | New Construction | 0 | 0 | 0 | 0 | New Construction | 0 | 0 | New Construction | 0 | 0 | 0 | 0 | New Construction | 0 | 0 | New Construction | 0 | 0 | 0 | 0 | New Construction | 0 | 0 | New Construction | 0 | 0 | 0 | 0
0 | [5 empty] | Corridor - Other than hospital corridors | Corridor | [5 empty] | auto on/off |  |  | 660 | 2 | [19 empty] | 254.5 | 140.2461 |  | 257.8713 | 15.7898 | 668.4073 |  | 15 |  | 254.5 | 231.4061 |  | 412.4927 | 15.7898 | 914.1886 | 668.4073 | Maintenance | 0 | 0 |  | Maintenance | 0 | 0 | 0 | 0 | Maintenance | 0 | 0 | Maintenance | 0 | 0 | 0 | 0 | Maintenance | 0 | 0 | Maintenance | 0 | 0 | 0 | 0 | Maintenance | 0 | 0 | Maintenance | 0 | 0 | 0 | 0 | Maintenance | 0 | 0 | Maintenance | 0 | 0 | 0 | 0 | Maintenance | 0 | 0 | Maintenance | 0 | 0 | 0 | 0
0 | [5 empty] | Lobby - Other than in hotels and elevator lobbies | Lobby | [5 empty] | auto on/off |  |  | 330 | 1 | [19 empty] | 217.9 | 75.5219 |  | 177.7689 | 11.7369 | 482.9276 |  | 15 |  | 217.9 | 124.6111 |  | 273.0077 | 11.7369 | 627.2556 | 482.9276 | Interior Lighting - Summary of Total New Construction, Maintenance, and Replacement Costs By Replacement Year by Prototype 1: Replacement - Year; Interior Lighting - Summary of Total New Construction, Maintenance, and Replacement Costs By Replacement Year by Prototype 5: Replacement - Year; Interior Lighting - Summary of Total New Construction, Maintenance, and Replacement Costs By Replacement Year by Prototype 8: 0; Interior Lighting - Summary of Total New Construction, Maintenance, and Replacement Costs By Replacement Year by Prototype 9: 0 | Replacement - Year |  |  | Replacement - Year |  |  | 0 | 0 | Replacement - Year |  |  | Replacement - Year |  |  | 0 | 0 | Replacement - Year |  |  | Replacement - Year |  |  | 0 | 0 | Replacement - Year |  |  | Replacement - Year |  |  | 0 | 0 | Replacement - Year |  |  | Replacement - Year |  |  | 0 | 0
[53 empty] | 1 | 0 | 0 |  | 1 | 0 | 0 | 0 | 0 | 1 | 0 | 0 | 1 | 0 | 0 | 0 | 0 | 1 | 0 | 0 | 1 | 0 | 0 | 0 | 0 | 1 | 0 | 0 | 1 | 0 | 0 | 0 | 0 | 1 | 0 | 0 | 1 | 0 | 0 | 0 | 0 | 1 | 0 | 0 | 1 | 0 | 0 | 0 | 0
[6 empty] | Large Office | [46 empty] | 2 | 0 | 0 |  | 2 | 0 | 0 | 0 | 0 | 2 | 0 | 0 | 2 | 0 | 0 | 0 | 0 | 2 | 0 | 0 | 2 | 0 | 0 | 0 | 0 | 2 | 0 | 0 | 2 | 0 | 0 | 0 | 0 | 2 | 0 | 0 | 2 | 0 | 0 | 0 | 0 | 2 | 0 | 0 | 2 | 0 | 0 | 0 | 0
| 0 |  |  |  |  | Corridor - Other than hospital corridors | Corridor | [5 empty] | auto on/off |  |  | 21304 | 36 | [19 empty] | 4581 | 2524.4298 |  | 4641.6839 | 284.2172 | 12031.3309 |  | 15 |  | 4581 | 4165.3092 |  | 7424.868 | 284.2172 | 16455.3944 | 12031.3309 | 3 | 0 | 0 |  | 3 | 0 | 0 | 0 | 0 | 3 | 0 | 0 | 3 | 0 | 0 | 0 | 0 | 3 | 0 | 0 | 3 | 0 | 0 | 0 | 0 | 3 | 0 | 0 | 3 | 0 | 0 | 0 | 0 | 3 | 0 | 0 | 3 | 0 | 0 | 0 | 0 | 3 | 0 | 0 | 3 | 0 | 0 | 0 | 0
| 0 |  |  |  |  | Lobby - Other than in hotels and elevator lobbies | Lobby | [5 empty] | auto on/off |  |  | 11669 | 15 | [19 empty] | 3268.5 | 1132.8277 |  | 2666.5338 | 176.0531 | 7243.9147 |  | 15 |  | 3268.5 | 1869.1658 |  | 4095.1157 | 176.0531 | 9408.8346 | 7243.9147 | 4 | 0 | 0 |  | 4 | 0 | 0 | 0 | 0 | 4 | 0 | 0 | 4 | 0 | 0 | 0 | 0 | 4 | 0 | 0 | 4 | 0 | 0 | 0 | 0 | 4 | 0 | 0 | 4 | 0 | 0 | 0 | 0 | 4 | 0 | 0 | 4 | 0 | 0 | 0 | 0 | 4 | 0 | 0 | 4 | 0 | 0 | 0 | 0
| 0 |  |  |  |  | Storage - Larger than 1000 ft2 | Storage | [5 empty] | manual on/off |  |  | 7380 | 6 | [19 empty] | 1231.5 | 453.1311 |  | 1030.0904 | 67.3852 | 2782.1068 |  | 15 |  | 1231.5 | 747.6663 |  | 1590.2809 | 67.3852 | 3636.8324 | 2782.1068 | 5 | 0 | 0 |  | 5 | 0 | 0 | 0 | 0 | 5 | 0 | 0 | 5 | 0 | 0 | 0 | 0 | 5 | 0 | 0 | 5 | 0 | 0 | 0 | 0 | 5 | 0 | 0 | 5 | 0 | 0 | 0 | 0 | 5 | 0 | 0 | 5 | 0 | 0 | 0 | 0 | 5 | 0 | 0 | 5 | 0 | 0 | 0 | 0
[53 empty] | 6 | 0 | 0 |  | 6 | 0 | 0 | 0 | 0 | 6 | 0 | 0 | 6 | 0 | 0 | 0 | 0 | 6 | 0 | 0 | 6 | 0 | 0 | 0 | 0 | 6 | 0 | 0 | 6 | 0 | 0 | 0 | 0 | 6 | 0 | 0 | 6 | 0 | 0 | 0 | 0 | 6 | 0 | 0 | 6 | 0 | 0 | 0 | 0
[6 empty] | Standalone Retail | [46 empty] | 7 | 0 | 0 |  | 7 | 0 | 0 | 0 | 0 | 7 | 0 | 0 | 7 | 0 | 0 | 0 | 0 | 7 | 0 | 0 | 7 | 0 | 0 | 0 | 0 | 7 | 0 | 0 | 7 | 0 | 0 | 0 | 0 | 7 | 0 | 0 | 7 | 0 | 0 | 0 | 0 | 7 | 0 | 0 | 7 | 0 | 0 | 0 | 0
|  | 0 |  |  |  | Corridor - Other than hospital corridors | Corridor | [5 empty] | auto on/off |  |  | 249 | 1 | [19 empty] | 127.25 | 70.1231 |  | 128.9357 | 7.8949 | 334.2036 |  | 15 |  | 127.25 | 115.703 |  | 206.2463 | 7.8949 | 457.0943 | 334.2036 | 8 | 0 | 0 |  | 8 | 0 | 0 | 0 | 0 | 8 | 0 | 0 | 8 | 0 | 0 | 0 | 0 | 8 | 0 | 0 | 8 | 0 | 0 | 0 | 0 | 8 | 0 | 0 | 8 | 0 | 0 | 0 | 0 | 8 | 0 | 0 | 8 | 0 | 0 | 0 | 0 | 8 | 0 | 0 | 8 | 0 | 0 | 0 | 0
|  | 0 |  |  |  | Lobby - Other than in hotels and elevator lobbies | Lobby | [5 empty] | auto on/off |  |  | 1033 | 2 | [19 empty] | 435.8 | 151.0437 |  | 355.5378 | 23.4737 | 965.8553 |  | 15 |  | 435.8 | 249.2221 |  | 546.0154 | 23.4737 | 1254.5113 | 965.8553 | 9 | 0 | 0 |  | 9 | 0 | 0 | 0 | 0 | 9 | 0 | 0 | 9 | 0 | 0 | 0 | 0 | 9 | 0 | 0 | 9 | 0 | 0 | 0 | 0 | 9 | 0 | 0 | 9 | 0 | 0 | 0 | 0 | 9 | 0 | 0 | 9 | 0 | 0 | 0 | 0 | 9 | 0 | 0 | 9 | 0 | 0 | 0 | 0
|  | 0 |  |  |  | Storage - Larger than 1000 ft2 | Storage | [5 empty] | manual on/off |  |  | 1972 | 2 | [19 empty] | 410.5 | 151.0437 |  | 343.3635 | 22.4617 | 927.3689 |  | 15 |  | 410.5 | 249.2221 |  | 530.0936 | 22.4617 | 1212.2775 | 927.3689 | 10 | 0 | 0 |  | 10 | 0 | 0 | 0 | 0 | 10 | 0 | 0 | 10 | 0 | 0 | 0 | 0 | 10 | 0 | 0 | 10 | 0 | 0 | 0 | 0 | 10 | 0 | 0 | 10 | 0 | 0 | 0 | 0 | 10 | 0 | 0 | 10 | 0 | 0 | 0 | 0 | 10 | 0 | 0 | 10 | 0 | 0 | 0 | 0
[53 empty] | 11 | 0 | 0 |  | 11 | 0 | 0 | 0 | 0 | 11 | 0 | 0 | 11 | 0 | 0 | 0 | 0 | 11 | 0 | 0 | 11 | 0 | 0 | 0 | 0 | 11 | 0 | 0 | 11 | 0 | 0 | 0 | 0 | 11 | 0 | 0 | 11 | 0 | 0 | 0 | 0 | 11 | 0 | 0 | 11 | 0 | 0 | 0 | 0
[6 empty] | Primary School | [46 empty] | 12 | 0 | 0 |  | 12 | 0 | 0 | 0 | 0 | 12 | 0 | 0 | 12 | 0 | 0 | 0 | 0 | 12 | 0 | 0 | 12 | 0 | 0 | 0 | 0 | 12 | 0 | 0 | 12 | 0 | 0 | 0 | 0 | 12 | 0 | 0 | 12 | 0 | 0 | 0 | 0 | 12 | 0 | 0 | 12 | 0 | 0 | 0 | 0
|  |  | 0 |  |  | Corridor - Other than hospital corridors | Corridor | [5 empty] | auto on/off |  |  | 12648 | 22 | [19 empty] | 2799.5 | 1542.7071 |  | 2836.5846 | 173.6883 | 7352.48 |  | 15 |  | 2799.5 | 2545.4667 |  | 4537.4193 | 173.6883 | 10056.0743 | 7352.48 | 13 | 0 | 0 |  | 13 | 0 | 0 | 0 | 0 | 13 | 0 | 0 | 13 | 0 | 0 | 0 | 0 | 13 | 0 | 0 | 13 | 0 | 0 | 0 | 0 | 13 | 0 | 0 | 13 | 0 | 0 | 0 | 0 | 13 | 0 | 0 | 13 | 0 | 0 | 0 | 0 | 13 | 0 | 0 | 13 | 0 | 0 | 0 | 0
|  |  | 0 |  |  | Lab Classroom | Classroom/Lecture/Training | [5 empty] | Manual On/ Auto Off |  |  | 5400 | 6 | [19 empty] | 1231.5 | 453.1311 |  | 1030.0904 | 67.3852 | 2782.1068 |  | 15 |  | 1231.5 | 747.6663 |  | 1590.2809 | 67.3852 | 3636.8324 | 2782.1068 | 14 | 0 | 0 |  | 14 | 0 | 0 | 0 | 0 | 14 | 0 | 0 | 14 | 0 | 0 | 0 | 0 | 14 | 0 | 0 | 14 | 0 | 0 | 0 | 0 | 14 | 0 | 0 | 14 | 0 | 0 | 0 | 0 | 14 | 0 | 0 | 14 | 0 | 0 | 0 | 0 | 14 | 0 | 0 | 14 | 0 | 0 | 0 | 0
|  |  | 0 |  |  | Lobby - Other than in hotels and elevator lobbies | Lobby | [5 empty] | auto on/off |  |  | 1841 | 3 | [19 empty] | 653.7 | 226.5656 |  | 533.3068 | 35.2106 | 1448.7829 |  | 15 |  | 653.7 | 373.8332 |  | 819.0231 | 35.2106 | 1881.7669 | 1448.7829 | 15 | 0 | 0 |  | 15 | 0 | 0 | 0 | 0 | 15 | 0 | 0 | 15 | 0 | 0 | 0 | 0 | 15 | 0 | 0 | 15 | 0 | 0 | 0 | 0 | 15 | 0 | 0 | 15 | 0 | 0 | 0 | 0 | 15 | 0 | 0 | 15 | 0 | 0 | 0 | 0 | 15 | 0 | 0 | 15 | 0 | 0 | 0 | 0
|  |  | 0 |  |  | Library Stacks Area | Library Stacks | [8 empty] | 2148 | 3 | [35 empty] | 16 | 0 | 0 |  | 16 | 0 | 0 | 0 | 0 | 16 | 0 | 0 | 16 | 0 | 0 | 0 | 0 | 16 | 0 | 0 | 16 | 0 | 0 | 0 | 0 | 16 | 0 | 0 | 16 | 0 | 0 | 0 | 0 | 16 | 0 | 0 | 16 | 0 | 0 | 0 | 0 | 16 | 0 | 0 | 16 | 0 | 0 | 0 | 0
[53 empty] | 17 | 0 | 0 |  | 17 | 0 | 0 | 0 | 0 | 17 | 0 | 0 | 17 | 0 | 0 | 0 | 0 | 17 | 0 | 0 | 17 | 0 | 0 | 0 | 0 | 17 | 0 | 0 | 17 | 0 | 0 | 0 | 0 | 17 | 0 | 0 | 17 | 0 | 0 | 0 | 0 | 17 | 0 | 0 | 17 | 0 | 0 | 0 | 0
[6 empty] | Small Hotel | [46 empty] | 18 | 0 | 0 |  | 18 | 0 | 0 | 0 | 0 | 18 | 0 | 0 | 18 | 0 | 0 | 0 | 0 | 18 | 0 | 0 | 18 | 0 | 0 | 0 | 0 | 18 | 0 | 0 | 18 | 0 | 0 | 0 | 0 | 18 | 0 | 0 | 18 | 0 | 0 | 0 | 0 | 18 | 0 | 0 | 18 | 0 | 0 | 0 | 0
|  |  |  | 0 |  | Corridor - Other than hospital corridors | Corridor | [5 empty] | auto on/off |  |  | 5671 | 10 | [19 empty] | 1272.5 | 701.2305 |  | 1289.3566 | 78.9492 | 3342.0364 |  | 15 |  | 1272.5 | 1157.0303 |  | 2062.4633 | 78.9492 | 4570.9429 | 3342.0364 | 19 | 0 | 0 |  | 19 | 0 | 0 | 0 | 0 | 19 | 0 | 0 | 19 | 0 | 0 | 0 | 0 | 19 | 0 | 0 | 19 | 0 | 0 | 0 | 0 | 19 | 0 | 0 | 19 | 0 | 0 | 0 | 0 | 19 | 0 | 0 | 19 | 0 | 0 | 0 | 0 | 19 | 0 | 0 | 19 | 0 | 0 | 0 | 0
[45 empty] | 0 | [7 empty] | 20 | 0 | 0 |  | 20 | 0 | 0 | 0 | 0 | 20 | 0 | 0 | 20 | 0 | 0 | 0 | 0 | 20 | 0 | 0 | 20 | 0 | 0 | 0 | 0 | 20 | 0 | 0 | 20 | 0 | 0 | 0 | 0 | 20 | 0 | 0 | 20 | 0 | 0 | 0 | 0 | 20 | 0 | 0 | 20 | 0 | 0 | 0 | 0
[6 empty] | Mid-rise Apartment | [46 empty] | 21 | 0 | 0 |  | 21 | 0 | 0 | 0 | 0 | 21 | 0 | 0 | 21 | 0 | 0 | 0 | 0 | 21 | 0 | 0 | 21 | 0 | 0 | 0 | 0 | 21 | 0 | 0 | 21 | 0 | 0 | 0 | 0 | 21 | 0 | 0 | 21 | 0 | 0 | 0 | 0 | 21 | 0 | 0 | 21 | 0 | 0 | 0 | 0
[5 empty] | 0 | Corridor - Other than hospital corridors | Corridor | [5 empty] | auto on/off |  |  | 2508 | 5 | [19 empty] | 636.25 | 350.6153 |  | 644.6783 | 39.4746 | 1671.0182 |  | 15 |  | 636.25 | 578.5152 |  | 1031.2317 | 39.4746 | 2285.4714 | 1671.0182 | 22 | 0 | 0 |  | 22 | 0 | 0 | 0 | 0 | 22 | 0 | 0 | 22 | 0 | 0 | 0 | 0 | 22 | 0 | 0 | 22 | 0 | 0 | 0 | 0 | 22 | 0 | 0 | 22 | 0 | 0 | 0 | 0 | 22 | 0 | 0 | 22 | 0 | 0 | 0 | 0 | 22 | 0 | 0 | 22 | 0 | 0 | 0 | 0
[53 empty] | 23 | 0 | 0 |  | 23 | 0 | 0 | 0 | 0 | 23 | 0 | 0 | 23 | 0 | 0 | 0 | 0 | 23 | 0 | 0 | 23 | 0 | 0 | 0 | 0 | 23 | 0 | 0 | 23 | 0 | 0 | 0 | 0 | 23 | 0 | 0 | 23 | 0 | 0 | 0 | 0 | 23 | 0 | 0 | 23 | 0 | 0 | 0 | 0
[6 empty] | Hotel Guestroom Automatic Lighting Shutoff 90.1-2013 section 9.4.1.3 Addenda 90.1-10bc |  | Guestroom automatic lighting shut off not required |  |  |  |  | Guestroom lighting needs to be controlled automatically |  |  |  | No,. Of Guestrooms | [35 empty] | 24 | 0 | 0 |  | 24 | 0 | 0 | 0 | 0 | 24 | 0 | 0 | 24 | 0 | 0 | 0 | 0 | 24 | 0 | 0 | 24 | 0 | 0 | 0 | 0 | 24 | 0 | 0 | 24 | 0 | 0 | 0 | 0 | 24 | 0 | 0 | 24 | 0 | 0 | 0 | 0 | 24 | 0 | 0 | 24 | 0 | 0 | 0 | 0
|  |  |  | 0 |  | Small Hotel | Hotel Guestroom | [5 empty] | number of guestrooms |  |  |  | 78 | [19 empty] | 5906.55 | 5454.5049 |  | 8108.4909 | 454.4422 | 19923.988 |  | 15 |  | 5906.55 | 8999.9331 |  | 13530.8531 | 454.4422 | 28891.7784 | 19923.988 | 25 | 0 | 0 |  | 25 | 0 | 0 | 0 | 0 | 25 | 0 | 0 | 25 | 0 | 0 | 0 | 0 | 25 | 0 | 0 | 25 | 0 | 0 | 0 | 0 | 25 | 0 | 0 | 25 | 0 | 0 | 0 | 0 | 25 | 0 | 0 | 25 | 0 | 0 | 0 | 0 | 25 | 0 | 0 | 25 | 0 | 0 | 0 | 0
[53 empty] | 26 | 0 | 0 |  | 26 | 0 | 0 | 0 | 0 | 26 | 0 | 0 | 26 | 0 | 0 | 0 | 0 | 26 | 0 | 0 | 26 | 0 | 0 | 0 | 0 | 26 | 0 | 0 | 26 | 0 | 0 | 0 | 0 | 26 | 0 | 0 | 26 | 0 | 0 | 0 | 0 | 26 | 0 | 0 | 26 | 0 | 0 | 0 | 0
[53 empty] | 27 | 0 | 0 |  | 27 | 0 | 0 | 0 | 0 | 27 | 0 | 0 | 27 | 0 | 0 | 0 | 0 | 27 | 0 | 0 | 27 | 0 | 0 | 0 | 0 | 27 | 0 | 0 | 27 | 0 | 0 | 0 | 0 | 27 | 0 | 0 | 27 | 0 | 0 | 0 | 0 | 27 | 0 | 0 | 27 | 0 | 0 | 0 | 0
[53 empty] | 28 | 0 | 0 |  | 28 | 0 | 0 | 0 | 0 | 28 | 0 | 0 | 28 | 0 | 0 | 0 | 0 | 28 | 0 | 0 | 28 | 0 | 0 | 0 | 0 | 28 | 0 | 0 | 28 | 0 | 0 | 0 | 0 | 28 | 0 | 0 | 28 | 0 | 0 | 0 | 0 | 28 | 0 | 0 | 28 | 0 | 0 | 0 | 0
[53 empty] | 29 | 0 | 0 |  | 29 | 0 | 0 | 0 | 0 | 29 | 0 | 0 | 29 | 0 | 0 | 0 | 0 | 29 | 0 | 0 | 29 | 0 | 0 | 0 | 0 | 29 | 0 | 0 | 29 | 0 | 0 | 0 | 0 | 29 | 0 | 0 | 29 | 0 | 0 | 0 | 0 | 29 | 0 | 0 | 29 | 0 | 0 | 0 | 0
[53 empty] | 30 | 0 | 0 |  | 30 | 0 | 0 | 0 | 0 | 30 | 0 | 0 | 30 | 0 | 0 | 0 | 0 | 30 | 0 | 0 | 30 | 0 | 0 | 0 | 0 | 30 | 0 | 0 | 30 | 0 | 0 | 0 | 0 | 30 | 0 | 0 | 30 | 0 | 0 | 0 | 0 | 30 | 0 | 0 | 30 | 0 | 0 | 0 | 0
[53 empty] | 31 | 0 | 0 |  | 31 | 0 | 0 |  | 0 | 31 | 0 | 0 | 31 | 0 | 0 |  | 0 | 31 | 0 | 0 | 31 | 0 | 0 |  | 0 | 31 | 0 | 0 | 31 | 0 | 0 |  | 0 | 31 | 0 | 0 | 31 | 0 | 0 |  | 0 | 31 | 0 | 0 | 31 | 0 | 0 |  | 0
[53 empty] | 32 | 0 | 0 |  | 32 | 0 | 0 |  | 0 | 32 | 0 | 0 | 32 | 0 | 0 |  | 0 | 32 | 0 | 0 | 32 | 0 | 0 |  | 0 | 32 | 0 | 0 | 32 | 0 | 0 |  | 0 | 32 | 0 | 0 | 32 | 0 | 0 |  | 0 | 32 | 0 | 0 | 32 | 0 | 0 |  | 0
[53 empty] | 33 | 0 | 0 |  | 33 | 0 | 0 |  | 0 | 33 | 0 | 0 | 33 | 0 | 0 |  | 0 | 33 | 0 | 0 | 33 | 0 | 0 |  | 0 | 33 | 0 | 0 | 33 | 0 | 0 |  | 0 | 33 | 0 | 0 | 33 | 0 | 0 |  | 0 | 33 | 0 | 0 | 33 | 0 | 0 |  | 0
[53 empty] | 34 | 0 | 0 |  | 34 | 0 | 0 |  | 0 | 34 | 0 | 0 | 34 | 0 | 0 |  | 0 | 34 | 0 | 0 | 34 | 0 | 0 |  | 0 | 34 | 0 | 0 | 34 | 0 | 0 |  | 0 | 34 | 0 | 0 | 34 | 0 | 0 |  | 0 | 34 | 0 | 0 | 34 | 0 | 0 |  | 0
[53 empty] | 35 | 0 | 0 |  | 35 | 0 | 0 |  | 0 | 35 | 0 | 0 | 35 | 0 | 0 |  | 0 | 35 | 0 | 0 | 35 | 0 | 0 |  | 0 | 35 | 0 | 0 | 35 | 0 | 0 |  | 0 | 35 | 0 | 0 | 35 | 0 | 0 |  | 0 | 35 | 0 | 0 | 35 | 0 | 0 |  | 0
[53 empty] | 36 | 0 | 0 |  | 36 | 0 | 0 |  | 0 | 36 | 0 | 0 | 36 | 0 | 0 |  | 0 | 36 | 0 | 0 | 36 | 0 | 0 |  | 0 | 36 | 0 | 0 | 36 | 0 | 0 |  | 0 | 36 | 0 | 0 | 36 | 0 | 0 |  | 0 | 36 | 0 | 0 | 36 | 0 | 0 |  | 0
[53 empty] | 37 | 0 | 0 |  | 37 | 0 | 0 |  | 0 | 37 | 0 | 0 | 37 | 0 | 0 |  | 0 | 37 | 0 | 0 | 37 | 0 | 0 |  | 0 | 37 | 0 | 0 | 37 | 0 | 0 |  | 0 | 37 | 0 | 0 | 37 | 0 | 0 |  | 0 | 37 | 0 | 0 | 37 | 0 | 0 |  | 0
[53 empty] | 38 | 0 | 0 |  | 38 | 0 | 0 |  | 0 | 38 | 0 | 0 | 38 | 0 | 0 |  | 0 | 38 | 0 | 0 | 38 | 0 | 0 |  | 0 | 38 | 0 | 0 | 38 | 0 | 0 |  | 0 | 38 | 0 | 0 | 38 | 0 | 0 |  | 0 | 38 | 0 | 0 | 38 | 0 | 0 |  | 0
[53 empty] | 39 | 0 | 0 |  | 39 | 0 | 0 |  | 0 | 39 | 0 | 0 | 39 | 0 | 0 |  | 0 | 39 | 0 | 0 | 39 | 0 | 0 |  | 0 | 39 | 0 | 0 | 39 | 0 | 0 |  | 0 | 39 | 0 | 0 | 39 | 0 | 0 |  | 0 | 39 | 0 | 0 | 39 | 0 | 0 |  | 0
[53 empty] | 40 | 0 | 0 |  | 40 | 0 | 0 |  | 0 | 40 | 0 | 0 | 40 | 0 | 0 |  | 0 | 40 | 0 | 0 | 40 | 0 | 0 |  | 0 | 40 | 0 | 0 | 40 | 0 | 0 |  | 0 | 40 | 0 | 0 | 40 | 0 | 0 |  | 0 | 40 | 0 | 0 | 40 | 0 | 0 |  | 0
[53 empty] | Interior Lighting - Summary of Total New Construction, Maintenance, and Replacement Costs By Replacement Year by Prototype 1: Residual Year 30; Interior Lighting - Summary of Total New Construction, Maintenance, and Replacement Costs By Replacement Year by Prototype 3: 0; Interior Lighting - Summary of Total New Construction, Maintenance, and Replacement Costs By Replacement Year by Prototype 5: Residual Year 30; Interior Lighting - Summary of Total New Construction, Maintenance, and Replacement Costs By Replacement Year by Prototype 7: 0; Interior Lighting - Summary of Total New Construction, Maintenance, and Replacement Costs By Replacement Year by Prototype 9: 0 | Residual Year 30 |  | 0 | Residual Year 30 |  | 0 |  | 0 | Residual Year 30 |  | 0 | Residual Year 30 |  | 0 |  | 0 | Residual Year 30 |  | 0 | Residual Year 30 |  | 0 |  | 0 | Residual Year 30 |  | 0 | Residual Year 30 |  | 0 |  | 0 | Residual Year 30 |  | 0 | Residual Year 30 |  | 0 |  | 0
[53 empty] | Interior Lighting - Summary of Total New Construction, Maintenance, and Replacement Costs By Replacement Year by Prototype 1: Residual Year 40; Interior Lighting - Summary of Total New Construction, Maintenance, and Replacement Costs By Replacement Year by Prototype 3: 0; Interior Lighting - Summary of Total New Construction, Maintenance, and Replacement Costs By Replacement Year by Prototype 5: Residual Year 40; Interior Lighting - Summary of Total New Construction, Maintenance, and Replacement Costs By Replacement Year by Prototype 7: 0; Interior Lighting - Summary of Total New Construction, Maintenance, and Replacement Costs By Replacement Year by Prototype 9: 0 | Residual Year 40 |  | 0 | Residual Year 40 |  | 0 |  | 0 | Residual Year 40 |  | 0 | Residual Year 40 |  | 0 |  | 0 | Residual Year 40 |  | 0 | Residual Year 40 |  | 0 |  | 0 | Residual Year 40 |  | 0 | Residual Year 40 |  | 0 |  | 0 | Residual Year 40 |  | 0 | Residual Year 40 |  | 0 |  | 0

## Int Ltg Occ Sens Proto NC IECC (hidden)
[6 empty] | State Commercial Energy Code Cost Effectiveness - Cost Estimate - Interior Lighting - Occupancy Control Addenda Cost Estimates IECC 2009 (no costs), North Carolina Base Code, IECC 2012 | [12 empty] | 2007 | [35 empty] | 90.1 Cost Effectiveness - Interior Lighting Power Density 90.1-07by and 90.1-07de Costs - Prototype
Summary
[6 empty] | Occupancy sensors are used for the cost estimate to meet the occupancy controls requirements although other options are possible. The sensors are assumed to have a 30 year life as supported by members of the 90.1 lighting subcommittee, and no replacement costs are shown. Commissioning costs are included and described in the methodology. | [48 empty] | Named range | L2_Sm_Off_NC_IECC | [6 empty] | Named range | L2_Lg_Off_NC_IECC | [6 empty] | Named range | L2_St_Ret_NC_IECC | [6 empty] | Named range | L2_Pr_Sch_NC_IECC | [6 empty] | Named range | L2_Sm_Hot_NC_IECC | [6 empty] | Named range | L2_Mid_Apt_NC_IECC
Interior Lighting - Summary of Total New Construction, Maintenance, and Replacement Costs By Replacement Year by Prototype
[6 empty] | Item and Addenda / Affected Prototype and Space Type |  | NC Description |  |  |  |  | 2012 Description | [6 empty] | 90.1-2007 Baseline Costs | NC Costs | [16 empty] | 90.1-2010 - costs with addendum | 2012 - costs | [14 empty] | Incremental Costs
Prototypes Affected | [17 empty] | Other Cost Parameters |  | New Construction Costs | New Construction Costs | [7 empty] | Maintenance Cost | Replacement Costs | [7 empty] | New Construction Costs | New Construction Costs | [5 empty] | Maintenance Costs (none) | Replacement Costs | [8 empty] | Small Office | [7 empty] | Large Office | [7 empty] | Standalone Retail | [7 empty] | Primary School | [7 empty] | Small Hotel | [7 empty] | Mid-rise Apartment
Small Office | Large Office | Standalone Retail | Primary School | Small Hotel | Mid-rise Apartment |  |  | Description of cost items | Not Used | Not Used | Space Type Area, ft2 | Number of controlled spaces of the space type | Description of Cost Items | Lookup Value | Not Used | Space Type Area, ft2 | Number of controlled spaces of the space type | Not Used | Not Used | Not Used | Material Subtotal | Not Used | Not Used | Labor Subtotal | Construction Equipment Subtotal | Cost Adjustments | Commis- sioning with OH&P | Total | Annual Maintenance (none) | Replacement Life years | Material ($/UoM) | Material Subtotal | Labor Subtotal | Construction Equipment Subtotal | Cost Adjustments | Commis- sioning with OH&P | Total | Not Used | Material Subtotal | Labor | Construction Equipment Subtotal | Cost Adjustments | Commis- sioning with OH&P | Total Cost | Annual Maintenance Cost | Replacement Life (years) | Not Used | Material Subtotal | Labor Subtotal | Construction Equipment Subtotal | Cost Adjustments | Commis- sioning with OH&P | Total | New Construction Costs 2012 minus NC | North Carolina |  |  | 2012 |  |  | Incremental Cost |  | North Carolina |  |  | 2012 |  |  | Incremental Cost |  | North Carolina |  |  | 2012 |  |  | Incremental Cost |  | North Carolina |  |  | 2012 |  |  | Incremental Cost |  | North Carolina |  |  | 2012 |  |  | Incremental Cost |  | North Carolina |  |  | 2012 |  |  | Incremental Cost
[6 empty] | Automatic Lighting Shutoff | [48 empty] | Category | All Costs, First Replacement Only | With Repeated Replacements | Category | Replacement First Year | With Repeated Replacements | 30 Year | 40 Year | Category | All Costs, First Replacement Only | With Repeated Replacements | Category | Replacement First Year | With Repeated Replacements | 30 Year | 40 Year | Category | All Costs, First Replacement Only | With Repeated Replacements | Category | Replacement First Year | With Repeated Replacements | 30 Year | 40 Year | Category | All Costs, First Replacement Only | With Repeated Replacements | Category | Replacement First Year | With Repeated Replacements | 30 Year | 40 Year | Category | All Costs, First Replacement Only | With Repeated Replacements | Category | Replacement First Year | With Repeated Replacements | 30 Year | 40 Year | Category | All Costs, First Replacement Only | With Repeated Replacements | Category | Replacement First Year | With Repeated Replacements | 30 Year | 40 Year
[6 empty] | Small Office | [48 empty] | New Construction | 0 | 0 | New Construction | 0 | 0 | 0 | 0 | New Construction | 0 | 0 | New Construction | 0 | 0 | 0 | 0 | New Construction | 0 | 0 | New Construction | 0 | 0 | 0 | 0 | New Construction | 0 | 0 | New Construction | 0 | 0 | 0 | 0 | New Construction | 0 | 0 | New Construction | 0 | 0 | 0 | 0 | New Construction | 0 | 0 | New Construction | 0 | 0 | 0 | 0
n | [5 empty] | Office, Enclosed | Office, Enclosed | Manual On/Auto Off |  |  | 1595 | #N/A | Manual On/Auto Off |  |  | 1595 | #N/A |  |  |  | #N/A |  |  | #N/A |  | #N/A | #N/A | #N/A |  | 15 |  | #N/A | #N/A |  | #N/A | #N/A | #N/A |  | #N/A | #N/A |  | #N/A | #N/A | #N/A |  | 15 |  | #N/A | #N/A |  | #N/A | #N/A | #N/A | #N/A | Maintenance | 0 | 0 | Maintenance | 0 | 0 | 0 | 0 | Maintenance | 0 | 0 | Maintenance | 0 | 0 | 0 | 0 | Maintenance | 0 | 0 | Maintenance | 0 | 0 | 0 | 0 | Maintenance | 0 | 0 | Maintenance | 0 | 0 | 0 | 0 | Maintenance | 0 | 0 | Maintenance | 0 | 0 | 0 | 0 | Maintenance | 0 | 0 | Maintenance | 0 | 0 | 0 | 0
n | [5 empty] | Storage | Storage | Manual On/Auto Off |  |  | 770 | 1 | Manual On/Auto Off |  |  | 770 | 1 |  |  |  | 205.25 |  |  | 75.5219 |  | 211.5188 | 11.2309 | 503.5215 |  | 15 |  | 205.25 | 124.6111 |  | 265.0468 | 11.2309 | 606.1387 |  | 205.25 | 75.5219 |  | 171.6817 | 11.2309 | 463.6845 |  | 15 |  | 205.25 | 124.6111 |  | 265.0468 | 11.2309 | 606.1387 | -39.837 | Replacement - Year |  |  | Replacement - Year |  |  | 0 | 0 | Replacement - Year |  |  | Replacement - Year |  |  | 0 | 0 | Replacement - Year |  |  | Replacement - Year |  |  | 0 | 0 | Replacement - Year |  |  | Replacement - Year |  |  | 0 | 0 | Replacement - Year |  |  | Replacement - Year |  |  | 0 | 0 | Replacement - Year |  |  | Replacement - Year |  |  | 0 | 0
n | [5 empty] | Restrooms | Restrooms | [5 empty] | Auto On/Off |  |  | 220.0033 | #N/A | [21 empty] | #N/A | #N/A |  | #N/A | #N/A | #N/A |  | 15 |  | #N/A | #N/A |  | #N/A | #N/A | #N/A | #N/A | 1 | 0 | 0 | 1 | 0 | 0 | 0 | 0 | 1 | 0 | 0 | 1 | 0 | 0 | 0 | 0 | 1 | 0 | 0 | 1 | 0 | 0 | 0 | 0 | 1 | 0 | 0 | 1 | 0 | 0 | 0 | 0 | 1 | 0 | 0 | 1 | 0 | 0 | 0 | 0 | 1 | 0 | 0 | 1 | 0 | 0 | 0 | 0
[55 empty] | 2 | 0 | 0 | 2 | 0 | 0 | 0 | 0 | 2 | 0 | 0 | 2 | 0 | 0 | 0 | 0 | 2 | 0 | 0 | 2 | 0 | 0 | 0 | 0 | 2 | 0 | 0 | 2 | 0 | 0 | 0 | 0 | 2 | 0 | 0 | 2 | 0 | 0 | 0 | 0 | 2 | 0 | 0 | 2 | 0 | 0 | 0 | 0
[6 empty] | Large Office | [48 empty] | 3 | 0 | 0 | 3 | 0 | 0 | 0 | 0 | 3 | 0 | 0 | 3 | 0 | 0 | 0 | 0 | 3 | 0 | 0 | 3 | 0 | 0 | 0 | 0 | 3 | 0 | 0 | 3 | 0 | 0 | 0 | 0 | 3 | 0 | 0 | 3 | 0 | 0 | 0 | 0 | 3 | 0 | 0 | 3 | 0 | 0 | 0 | 0
| n |  |  |  |  | Office, Enclosed | Office, Enclosed | Manual On/Auto Off |  |  | 92363 | #N/A | Manual On/Auto Off |  |  | 92363 | #N/A |  |  |  | #N/A |  |  | #N/A |  | #N/A | #N/A | #N/A |  | 15 |  | #N/A | #N/A |  | #N/A | #N/A | #N/A |  | #N/A | #N/A |  | #N/A | #N/A | #N/A |  | 15 |  | #N/A | #N/A |  | #N/A | #N/A | #N/A | #N/A | 4 | 0 | 0 | 4 | 0 | 0 | 0 | 0 | 4 | 0 | 0 | 4 | 0 | 0 | 0 | 0 | 4 | 0 | 0 | 4 | 0 | 0 | 0 | 0 | 4 | 0 | 0 | 4 | 0 | 0 | 0 | 0 | 4 | 0 | 0 | 4 | 0 | 0 | 0 | 0 | 4 | 0 | 0 | 4 | 0 | 0 | 0 | 0
| n |  |  |  |  | Storage | Storage | Manual On/Auto Off |  |  | 4508 | 4 | Manual On/Auto Off |  |  | 4508 | 4 |  |  |  | 821 |  |  | 302.0874 |  | 846.0751 | 44.9235 | 2014.086 |  | 15 |  | 821 | 498.4442 |  | 1060.1872 | 44.9235 | 2424.555 |  | 821 | 302.0874 |  | 686.727 | 44.9235 | 1854.7379 |  | 15 |  | 821 | 498.4442 |  | 1060.1872 | 44.9235 | 2424.555 | -159.3481 | 5 | 0 | 0 | 5 | 0 | 0 | 0 | 0 | 5 | 0 | 0 | 5 | 0 | 0 | 0 | 0 | 5 | 0 | 0 | 5 | 0 | 0 | 0 | 0 | 5 | 0 | 0 | 5 | 0 | 0 | 0 | 0 | 5 | 0 | 0 | 5 | 0 | 0 | 0 | 0 | 5 | 0 | 0 | 5 | 0 | 0 | 0 | 0
| n |  |  |  |  | Restrooms | Restrooms | [5 empty] | Manual On/Auto Off |  |  | 15505 | #N/A | [21 empty] | #N/A | #N/A |  | #N/A | #N/A | #N/A |  | 15 |  | #N/A | #N/A |  | #N/A | #N/A | #N/A | #N/A | 6 | 0 | 0 | 6 | 0 | 0 | 0 | 0 | 6 | 0 | 0 | 6 | 0 | 0 | 0 | 0 | 6 | 0 | 0 | 6 | 0 | 0 | 0 | 0 | 6 | 0 | 0 | 6 | 0 | 0 | 0 | 0 | 6 | 0 | 0 | 6 | 0 | 0 | 0 | 0 | 6 | 0 | 0 | 6 | 0 | 0 | 0 | 0
[55 empty] | 7 | 0 | 0 | 7 | 0 | 0 | 0 | 0 | 7 | 0 | 0 | 7 | 0 | 0 | 0 | 0 | 7 | 0 | 0 | 7 | 0 | 0 | 0 | 0 | 7 | 0 | 0 | 7 | 0 | 0 | 0 | 0 | 7 | 0 | 0 | 7 | 0 | 0 | 0 | 0 | 7 | 0 | 0 | 7 | 0 | 0 | 0 | 0
[6 empty] | Standalone Retail | [48 empty] | 8 | 0 | 0 | 8 | 0 | 0 | 0 | 0 | 8 | 0 | 0 | 8 | 0 | 0 | 0 | 0 | 8 | 0 | 0 | 8 | 0 | 0 | 0 | 0 | 8 | 0 | 0 | 8 | 0 | 0 | 0 | 0 | 8 | 0 | 0 | 8 | 0 | 0 | 0 | 0 | 8 | 0 | 0 | 8 | 0 | 0 | 0 | 0
|  | n |  |  |  | Storage | Storage | Manual On/Auto Off |  |  | 420 | 1 | Manual On/Auto Off |  |  | 420 | 1 |  |  |  | 205.25 |  |  | 75.5219 |  | 211.5188 | 11.2309 | 503.5215 |  | 15 |  | 205.25 | 124.6111 |  | 265.0468 | 11.2309 | 606.1387 |  | 205.25 | 75.5219 |  | 171.6817 | 11.2309 | 463.6845 |  | 15 |  | 205.25 | 124.6111 |  | 265.0468 | 11.2309 | 606.1387 | -39.837 | 9 | 0 | 0 | 9 | 0 | 0 | 0 | 0 | 9 | 0 | 0 | 9 | 0 | 0 | 0 | 0 | 9 | 0 | 0 | 9 | 0 | 0 | 0 | 0 | 9 | 0 | 0 | 9 | 0 | 0 | 0 | 0 | 9 | 0 | 0 | 9 | 0 | 0 | 0 | 0 | 9 | 0 | 0 | 9 | 0 | 0 | 0 | 0
|  | n |  |  |  | Office, Enclosed | Storage | Manual On/Auto Off |  |  | 444 | 1 | Manual On/Auto Off |  |  | 444 | 1 |  |  |  | 205.25 |  |  | 75.5219 |  | 211.5188 | 11.2309 | 503.5215 |  | 15 |  | 205.25 | 124.6111 |  | 265.0468 | 11.2309 | 606.1387 |  | 205.25 | 75.5219 |  | 171.6817 | 11.2309 | 463.6845 |  | 15 |  | 205.25 | 124.6111 |  | 265.0468 | 11.2309 | 606.1387 | -39.837 | 10 | 0 | 0 | 10 | 0 | 0 | 0 | 0 | 10 | 0 | 0 | 10 | 0 | 0 | 0 | 0 | 10 | 0 | 0 | 10 | 0 | 0 | 0 | 0 | 10 | 0 | 0 | 10 | 0 | 0 | 0 | 0 | 10 | 0 | 0 | 10 | 0 | 0 | 0 | 0 | 10 | 0 | 0 | 10 | 0 | 0 | 0 | 0
|  | n |  |  |  | Restrooms | Storage | Manual On/Auto Off |  |  | 247 | 1 | Manual On/Auto Off |  |  | 247 | 1 |  |  |  | 205.25 |  |  | 75.5219 |  | 211.5188 | 11.2309 | 503.5215 |  | 15 |  | 205.25 | 124.6111 |  | 265.0468 | 11.2309 | 606.1387 |  | 205.25 | 75.5219 |  | 171.6817 | 11.2309 | 463.6845 |  | 15 |  | 205.25 | 124.6111 |  | 265.0468 | 11.2309 | 606.1387 | -39.837 | 11 | 0 | 0 | 11 | 0 | 0 | 0 | 0 | 11 | 0 | 0 | 11 | 0 | 0 | 0 | 0 | 11 | 0 | 0 | 11 | 0 | 0 | 0 | 0 | 11 | 0 | 0 | 11 | 0 | 0 | 0 | 0 | 11 | 0 | 0 | 11 | 0 | 0 | 0 | 0 | 11 | 0 | 0 | 11 | 0 | 0 | 0 | 0
[55 empty] | 12 | 0 | 0 | 12 | 0 | 0 | 0 | 0 | 12 | 0 | 0 | 12 | 0 | 0 | 0 | 0 | 12 | 0 | 0 | 12 | 0 | 0 | 0 | 0 | 12 | 0 | 0 | 12 | 0 | 0 | 0 | 0 | 12 | 0 | 0 | 12 | 0 | 0 | 0 | 0 | 12 | 0 | 0 | 12 | 0 | 0 | 0 | 0
[6 empty] | Primary School | [48 empty] | 13 | 0 | 0 | 13 | 0 | 0 | 0 | 0 | 13 | 0 | 0 | 13 | 0 | 0 | 0 | 0 | 13 | 0 | 0 | 13 | 0 | 0 | 0 | 0 | 13 | 0 | 0 | 13 | 0 | 0 | 0 | 0 | 13 | 0 | 0 | 13 | 0 | 0 | 0 | 0 | 13 | 0 | 0 | 13 | 0 | 0 | 0 | 0
|  |  | n |  |  | Restrooms | Restrooms | [5 empty] | Manual On/Auto Off |  |  | 2044 | #N/A | [21 empty] | #N/A | #N/A |  | #N/A | #N/A | #N/A |  | 15 |  | #N/A | #N/A |  | #N/A | #N/A | #N/A | #N/A | 14 | 0 | 0 | 14 | 0 | 0 | 0 | 0 | 14 | 0 | 0 | 14 | 0 | 0 | 0 | 0 | 14 | 0 | 0 | 14 | 0 | 0 | 0 | 0 | 14 | 0 | 0 | 14 | 0 | 0 | 0 | 0 | 14 | 0 | 0 | 14 | 0 | 0 | 0 | 0 | 14 | 0 | 0 | 14 | 0 | 0 | 0 | 0
|  |  | n |  |  | Classroom/Lecture/Training - K-12 | Classroom/Lecture/Training | Manual On/Auto Off |  |  | 37187 | 35 | Manual On/Auto Off |  |  | 37187 | 35 |  |  |  | 7183.75 |  |  | 2643.2647 |  | 7403.1569 | 393.0806 | 17623.2522 |  | 15 |  | 7183.75 | 4361.3868 |  | 9276.6384 | 393.0806 | 21214.8559 |  | 7183.75 | 2643.2647 |  | 6008.8609 | 393.0806 | 16228.9562 |  | 15 |  | 7183.75 | 4361.3868 |  | 9276.6384 | 393.0806 | 21214.8559 | -1394.296 | 15 | 0 | 0 | 15 | 0 | 0 | 0 | 0 | 15 | 0 | 0 | 15 | 0 | 0 | 0 | 0 | 15 | 0 | 0 | 15 | 0 | 0 | 0 | 0 | 15 | 0 | 0 | 15 | 0 | 0 | 0 | 0 | 15 | 0 | 0 | 15 | 0 | 0 | 0 | 0 | 15 | 0 | 0 | 15 | 0 | 0 | 0 | 0
|  |  | n |  |  | Office, Enclosed | Office, Enclosed | Manual On/Auto Off |  |  | 4745 | #N/A | Manual On/Auto Off |  |  | 4745 | #N/A |  |  |  | #N/A |  |  | #N/A |  | #N/A | #N/A | #N/A |  | 15 |  | #N/A | #N/A |  | #N/A | #N/A | #N/A |  | #N/A | #N/A |  | #N/A | #N/A | #N/A |  | 15 |  | #N/A | #N/A |  | #N/A | #N/A | #N/A | #N/A | 16 | 0 | 0 | 16 | 0 | 0 | 0 | 0 | 16 | 0 | 0 | 16 | 0 | 0 | 0 | 0 | 16 | 0 | 0 | 16 | 0 | 0 | 0 | 0 | 16 | 0 | 0 | 16 | 0 | 0 | 0 | 0 | 16 | 0 | 0 | 16 | 0 | 0 | 0 | 0 | 16 | 0 | 0 | 16 | 0 | 0 | 0 | 0
[55 empty] | 17 | 0 | 0 | 17 | 0 | 0 | 0 | 0 | 17 | 0 | 0 | 17 | 0 | 0 | 0 | 0 | 17 | 0 | 0 | 17 | 0 | 0 | 0 | 0 | 17 | 0 | 0 | 17 | 0 | 0 | 0 | 0 | 17 | 0 | 0 | 17 | 0 | 0 | 0 | 0 | 17 | 0 | 0 | 17 | 0 | 0 | 0 | 0
[6 empty] | Small Hotel | [48 empty] | 18 | 0 | 0 | 18 | 0 | 0 | 0 | 0 | 18 | 0 | 0 | 18 | 0 | 0 | 0 | 0 | 18 | 0 | 0 | 18 | 0 | 0 | 0 | 0 | 18 | 0 | 0 | 18 | 0 | 0 | 0 | 0 | 18 | 0 | 0 | 18 | 0 | 0 | 0 | 0 | 18 | 0 | 0 | 18 | 0 | 0 | 0 | 0
|  |  |  | n |  | Storage | Storage | Manual On/Auto Off |  |  | 1404 | 2 | Manual On/Auto Off |  |  | 1404 | 2 |  |  |  | 410.5 |  |  | 151.0437 |  | 423.0375 | 22.4617 | 1007.043 |  | 15 |  | 410.5 | 249.2221 |  | 530.0936 | 22.4617 | 1212.2775 |  | 410.5 | 151.0437 |  | 343.3635 | 22.4617 | 927.3689 |  | 15 |  | 410.5 | 249.2221 |  | 530.0936 | 22.4617 | 1212.2775 | -79.6741 | 19 | 0 | 0 | 19 | 0 | 0 | 0 | 0 | 19 | 0 | 0 | 19 | 0 | 0 | 0 | 0 | 19 | 0 | 0 | 19 | 0 | 0 | 0 | 0 | 19 | 0 | 0 | 19 | 0 | 0 | 0 | 0 | 19 | 0 | 0 | 19 | 0 | 0 | 0 | 0 | 19 | 0 | 0 | 19 | 0 | 0 | 0 | 0
|  |  |  | n |  | Office, Enclosed | Office, Enclosed | Manual On/Auto Off |  |  | 1404 | #N/A | Manual On/Auto Off |  |  | 1404 | #N/A |  |  |  | #N/A |  |  | #N/A |  | #N/A | #N/A | #N/A |  | 15 |  | #N/A | #N/A |  | #N/A | #N/A | #N/A |  | #N/A | #N/A |  | #N/A | #N/A | #N/A |  | 15 |  | #N/A | #N/A |  | #N/A | #N/A | #N/A | #N/A | 20 | 0 | 0 | 20 | 0 | 0 | 0 | 0 | 20 | 0 | 0 | 20 | 0 | 0 | 0 | 0 | 20 | 0 | 0 | 20 | 0 | 0 | 0 | 0 | 20 | 0 | 0 | 20 | 0 | 0 | 0 | 0 | 20 | 0 | 0 | 20 | 0 | 0 | 0 | 0 | 20 | 0 | 0 | 20 | 0 | 0 | 0 | 0
|  |  |  | n |  | Restrooms | Restrooms | [5 empty] | Manual On/Auto Off |  |  | 351 | #N/A | [8 empty] | 0 | [12 empty] | #N/A | #N/A |  | #N/A | #N/A | #N/A |  | 15 |  | #N/A | #N/A |  | #N/A | #N/A | #N/A | #N/A | 21 | 0 | 0 | 21 | 0 | 0 | 0 | 0 | 21 | 0 | 0 | 21 | 0 | 0 | 0 | 0 | 21 | 0 | 0 | 21 | 0 | 0 | 0 | 0 | 21 | 0 | 0 | 21 | 0 | 0 | 0 | 0 | 21 | 0 | 0 | 21 | 0 | 0 | 0 | 0 | 21 | 0 | 0 | 21 | 0 | 0 | 0 | 0
[31 empty] | 0 | [15 empty] | 0 | [7 empty] | 22 | 0 | 0 | 22 | 0 | 0 | 0 | 0 | 22 | 0 | 0 | 22 | 0 | 0 | 0 | 0 | 22 | 0 | 0 | 22 | 0 | 0 | 0 | 0 | 22 | 0 | 0 | 22 | 0 | 0 | 0 | 0 | 22 | 0 | 0 | 22 | 0 | 0 | 0 | 0 | 22 | 0 | 0 | 22 | 0 | 0 | 0 | 0
[6 empty] | Mid-rise Apartment | [48 empty] | 23 | 0 | 0 | 23 | 0 | 0 | 0 | 0 | 23 | 0 | 0 | 23 | 0 | 0 | 0 | 0 | 23 | 0 | 0 | 23 | 0 | 0 | 0 | 0 | 23 | 0 | 0 | 23 | 0 | 0 | 0 | 0 | 23 | 0 | 0 | 23 | 0 | 0 | 0 | 0 | 23 | 0 | 0 | 23 | 0 | 0 | 0 | 0
[5 empty] | n | Office, Enclosed | Office, Enclosed | Manual On/Auto Off |  |  | 950 | #N/A | Manual On/Auto Off |  |  | 950 | #N/A |  |  |  | #N/A |  |  | #N/A |  | #N/A | #N/A | #N/A |  | 15 |  | #N/A | #N/A |  | #N/A | #N/A | #N/A |  | #N/A | #N/A |  | #N/A | #N/A | #N/A |  | 15 |  | #N/A | #N/A |  | #N/A | #N/A | #N/A | #N/A | 24 | 0 | 0 | 24 | 0 | 0 | 0 | 0 | 24 | 0 | 0 | 24 | 0 | 0 | 0 | 0 | 24 | 0 | 0 | 24 | 0 | 0 | 0 | 0 | 24 | 0 | 0 | 24 | 0 | 0 | 0 | 0 | 24 | 0 | 0 | 24 | 0 | 0 | 0 | 0 | 24 | 0 | 0 | 24 | 0 | 0 | 0 | 0
[55 empty] | 25 | 0 | 0 | 25 | 0 | 0 | 0 | 0 | 25 | 0 | 0 | 25 | 0 | 0 | 0 | 0 | 25 | 0 | 0 | 25 | 0 | 0 | 0 | 0 | 25 | 0 | 0 | 25 | 0 | 0 | 0 | 0 | 25 | 0 | 0 | 25 | 0 | 0 | 0 | 0 | 25 | 0 | 0 | 25 | 0 | 0 | 0 | 0
[6 empty] | Occupancy Sensor Control Type Part of addenda 90.1-07aa 90.1-2010 section 9.4.1 |  | Type of automatic shut-off controls allows automatic on and off occupancy sensors. This section only includes those space types that have occupancy sensor controls in both the 90.1-2007 case and the 90.1-2010 case. |  |  |  |  | Type of automatic shut-off controls requires manual on/auto off occupancy sensors for these space types. This section only includes those space types that have occupancy sensor controls in both the 90.1-2007 case and the 90.1-2010 case. | [41 empty] | 26 | 0 | 0 | 26 | 0 | 0 | 0 | 0 | 26 | 0 | 0 | 26 | 0 | 0 | 0 | 0 | 26 | 0 | 0 | 26 | 0 | 0 | 0 | 0 | 26 | 0 | 0 | 26 | 0 | 0 | 0 | 0 | 26 | 0 | 0 | 26 | 0 | 0 | 0 | 0 | 26 | 0 | 0 | 26 | 0 | 0 | 0 | 0
n | [5 empty] | Small Office 2007 Conference/Meeting/ Multipurpose | 2007 Conference/Meeting/ Multipurpose | Auto on/off occupancy sensor control | 2007 Conference/Meeting/ Multipurpose |  | 440 | 1 | Manual On/Auto Off | 2010 Conference/Meeting/ Multipurpose |  | 440 | 1 |  |  |  | #N/A |  |  | #N/A |  | #N/A | #N/A | #N/A |  | 15 |  | #N/A | #N/A |  | #N/A |  | #N/A |  | #N/A | #N/A |  | #N/A | #N/A | #N/A |  | 15 |  | #N/A | #N/A |  | #N/A | #N/A | #N/A | #N/A | 27 | 0 | 0 | 27 | 0 | 0 | 0 | 0 | 27 | 0 | 0 | 27 | 0 | 0 | 0 | 0 | 27 | 0 | 0 | 27 | 0 | 0 | 0 | 0 | 27 | 0 | 0 | 27 | 0 | 0 | 0 | 0 | 27 | 0 | 0 | 27 | 0 | 0 | 0 | 0 | 27 | 0 | 0 | 27 | 0 | 0 | 0 | 0
[54 empty] | 0 | 28 | 0 | 0 | 28 | 0 | 0 | 0 | 0 | 28 | 0 | 0 | 28 | 0 | 0 | 0 | 0 | 28 | 0 | 0 | 28 | 0 | 0 | 0 | 0 | 28 | 0 | 0 | 28 | 0 | 0 | 0 | 0 | 28 | 0 | 0 | 28 | 0 | 0 | 0 | 0 | 28 | 0 | 0 | 28 | 0 | 0 | 0 | 0
| n |  |  |  |  | Large Office 2007 Conference/Meeting/ Multipurpose and employee lunch and break room | 2007 Conference/Meeting/ Multipurpose | Auto on/off occupancy sensor control | 2007 Conference/Meeting/ Multipurpose |  | 7726 | 24 | Manual On/Auto Off | 2010 Conference/Meeting/ Multipurpose |  | 7726 | 24 |  |  |  | #N/A |  |  | #N/A |  | #N/A | #N/A | #N/A |  | 15 |  | #N/A | #N/A |  | #N/A |  | #N/A |  | #N/A | #N/A |  | #N/A | #N/A | #N/A |  | 15 |  | #N/A | #N/A |  | #N/A | #N/A | #N/A | #N/A | 29 | 0 | 0 | 29 | 0 | 0 | 0 | 0 | 29 | 0 | 0 | 29 | 0 | 0 | 0 | 0 | 29 | 0 | 0 | 29 | 0 | 0 | 0 | 0 | 29 | 0 | 0 | 29 | 0 | 0 | 0 | 0 | 29 | 0 | 0 | 29 | 0 | 0 | 0 | 0 | 29 | 0 | 0 | 29 | 0 | 0 | 0 | 0
[54 empty] | 0 | 30 | 0 | 0 | 30 | 0 | 0 | 0 | 0 | 30 | 0 | 0 | 30 | 0 | 0 | 0 | 0 | 30 | 0 | 0 | 30 | 0 | 0 | 0 | 0 | 30 | 0 | 0 | 30 | 0 | 0 | 0 | 0 | 30 | 0 | 0 | 30 | 0 | 0 | 0 | 0 | 30 | 0 | 0 | 30 | 0 | 0 | 0 | 0
[6 empty] | Stairwell Automatic Lighting Shutoff 90.1-2010 section 9.4.1.4 Addenda 90.1-07cf |  | No automatic lighting controls required |  |  |  |  | Auto on/off occupancy sensors lighting controls required in stairwells |  |  |  | number of stair landings | [36 empty] | 0 | 31 | 0 | 0 | 31 | 0 | 0 |  | 0 | 31 | 0 | 0 | 31 | 0 | 0 |  | 0 | 31 | 0 | 0 | 31 | 0 | 0 |  | 0 | 31 | 0 | 0 | 31 | 0 | 0 |  | 0 | 31 | 0 | 0 | 31 | 0 | 0 |  | 0 | 31 | 0 | 0 | 31 | 0 | 0 |  | 0
n | [5 empty] | Small Office Stairs - Active | Stairs - Active |  |  |  |  | 1.5 | Prototype itself only has one floor. But savings included because NC3 data showed small office buildings with stairs. |  |  |  | 1.5 | [37 empty] | 32 | 0 | 0 | 32 | 0 | 0 |  | 0 | 32 | 0 | 0 | 32 | 0 | 0 |  | 0 | 32 | 0 | 0 | 32 | 0 | 0 |  | 0 | 32 | 0 | 0 | 32 | 0 | 0 |  | 0 | 32 | 0 | 0 | 32 | 0 | 0 |  | 0 | 32 | 0 | 0 | 32 | 0 | 0 |  | 0
| n |  |  |  |  | Large Office Stairs - Active | Stairs - Active |  |  |  |  | 26 | Stairwells not explicitly modeled but savings were included. Use two stairwells for costs, times 13 floors. |  |  |  | 26 | [37 empty] | 33 | 0 | 0 | 33 | 0 | 0 |  | 0 | 33 | 0 | 0 | 33 | 0 | 0 |  | 0 | 33 | 0 | 0 | 33 | 0 | 0 |  | 0 | 33 | 0 | 0 | 33 | 0 | 0 |  | 0 | 33 | 0 | 0 | 33 | 0 | 0 |  | 0 | 33 | 0 | 0 | 33 | 0 | 0 |  | 0
|  | n |  |  |  | Standalone Retail Stair - Active | Stairs - Active |  |  |  |  | 1.5 | Prototype itself only has one floor. But savings included because NC3 data showed small office buildings with stairs. |  |  |  | 1.5 | [37 empty] | 34 | 0 | 0 | 34 | 0 | 0 |  | 0 | 34 | 0 | 0 | 34 | 0 | 0 |  | 0 | 34 | 0 | 0 | 34 | 0 | 0 |  | 0 | 34 | 0 | 0 | 34 | 0 | 0 |  | 0 | 34 | 0 | 0 | 34 | 0 | 0 |  | 0 | 34 | 0 | 0 | 34 | 0 | 0 |  | 0
|  |  | n |  |  | Primary School Stairs - Active | Stairs - Active |  |  |  |  | 1.5 | Prototype itself only has one floor. But savings included because NC3 data showed small office buildings with stairs. |  |  |  | 1.5 | [37 empty] | 35 | 0 | 0 | 35 | 0 | 0 |  | 0 | 35 | 0 | 0 | 35 | 0 | 0 |  | 0 | 35 | 0 | 0 | 35 | 0 | 0 |  | 0 | 35 | 0 | 0 | 35 | 0 | 0 |  | 0 | 35 | 0 | 0 | 35 | 0 | 0 |  | 0 | 35 | 0 | 0 | 35 | 0 | 0 |  | 0
|  |  |  | n |  | Small Hotel Stairs - Active | Stairs - Active |  |  |  |  | 8 | Two stairwells, four floors |  |  |  | 8 | [37 empty] | 36 | 0 | 0 | 36 | 0 | 0 |  | 0 | 36 | 0 | 0 | 36 | 0 | 0 |  | 0 | 36 | 0 | 0 | 36 | 0 | 0 |  | 0 | 36 | 0 | 0 | 36 | 0 | 0 |  | 0 | 36 | 0 | 0 | 36 | 0 | 0 |  | 0 | 36 | 0 | 0 | 36 | 0 | 0 |  | 0
[5 empty] | n | Mid-rise Apartment Stairs - Active | Stairs - Active |  |  |  |  | 8 | Stairwells not explicitly modeled but savings were included. Use two stairwells for costs, times four floors. |  |  |  | 8 | [37 empty] | 37 | 0 | 0 | 37 | 0 | 0 |  | 0 | 37 | 0 | 0 | 37 | 0 | 0 |  | 0 | 37 | 0 | 0 | 37 | 0 | 0 |  | 0 | 37 | 0 | 0 | 37 | 0 | 0 |  | 0 | 37 | 0 | 0 | 37 | 0 | 0 |  | 0 | 37 | 0 | 0 | 37 | 0 | 0 |  | 0
[6 empty] | Hotel Guestroom Bathroom Automatic Lighting Shutoff 90.1-2010 section 9.4.1.4 Addenda 90.1-07cf |  | No automatic lighting controls required |  |  |  |  | Automatic lighting controls required in hotel guest rooms |  |  |  | No,. Of Bathrooms | [37 empty] | 38 | 0 | 0 | 38 | 0 | 0 |  | 0 | 38 | 0 | 0 | 38 | 0 | 0 |  | 0 | 38 | 0 | 0 | 38 | 0 | 0 |  | 0 | 38 | 0 | 0 | 38 | 0 | 0 |  | 0 | 38 | 0 | 0 | 38 | 0 | 0 |  | 0 | 38 | 0 | 0 | 38 | 0 | 0 |  | 0
|  |  |  | n |  | Small Hotel Hotel Guestroom, Bathroom | Hotel Guestroom, bathrooms | [5 empty] | number of bathrooms |  |  |  | 78 | [37 empty] | 39 | 0 | 0 | 39 | 0 | 0 |  | 0 | 39 | 0 | 0 | 39 | 0 | 0 |  | 0 | 39 | 0 | 0 | 39 | 0 | 0 |  | 0 | 39 | 0 | 0 | 39 | 0 | 0 |  | 0 | 39 | 0 | 0 | 39 | 0 | 0 |  | 0 | 39 | 0 | 0 | 39 | 0 | 0 |  | 0
[55 empty] | 40 | 0 | 0 | 40 | 0 | 0 |  | 0 | 40 | 0 | 0 | 40 | 0 | 0 |  | 0 | 40 | 0 | 0 | 40 | 0 | 0 |  | 0 | 40 | 0 | 0 | 40 | 0 | 0 |  | 0 | 40 | 0 | 0 | 40 | 0 | 0 |  | 0 | 40 | 0 | 0 | 40 | 0 | 0 |  | 0
[55 empty] | Residual Year 30 |  | 0 | Residual Year 30 |  | 0 |  | 0 | Residual Year 30 |  | 0 | Residual Year 30 |  | 0 |  | 0 | Residual Year 30 |  | 0 | Residual Year 30 |  | 0 |  | 0 | Residual Year 30 |  | 0 | Residual Year 30 |  | 0 |  | 0 | Residual Year 30 |  | 0 | Residual Year 30 |  | 0 |  | 0 | Residual Year 30 |  | 0 | Residual Year 30 |  | 0 |  | 0
[55 empty] | Residual Year 40 |  | 0 | Residual Year 40 |  | 0 |  | 0 | Residual Year 40 |  | 0 | Residual Year 40 |  | 0 |  | 0 | Residual Year 40 |  | 0 | Residual Year 40 |  | 0 |  | 0 | Residual Year 40 |  | 0 | Residual Year 40 |  | 0 |  | 0 | Residual Year 40 |  | 0 | Residual Year 40 |  | 0 |  | 0 | Residual Year 40 |  | 0 | Residual Year 40 |  | 0 |  | 0

## Int Ltg Occ Sensors Comp (hidden)
90.1-2013 Cost Effectiveness - Cost Estimate - Interior Lighting - Occupancy Control Addenda Cost Detail
Occupancy Sensor Cost Items by Addendum and 90.1 Lighting Space Type
90.1-10by | Adds spaces required to have occupancy sensors | [7 empty] | 2010 and 2013 Costs
90.1 Lighting Space Type | Qualifier | Not Used | Space Area for Design and Cost, ft2 | Assumed Dimensions | Occupancy Sensor Control Type | Sensor Equipment Type | Sensor Area Coverage ft2 | Qty of Sensors | Material | Not Used | Total Material Cost/ft2 | Labor Cost | Labor Cost/ft2 | Incremen- tal Commis-sioning Cost | Cost/ft2 | Notes
Classroom/Lecture/Training | Laboratory classroom |  | 1065 | 30 ft. by 35.5 ft. | Manual On/ Auto Off | ceiling mount - infrared | 1250 | 1 | 205.25 |  | 0.19272 | 75.5219 | 0.070913 | 11.2309 | 0.27418 | 30 students, industry standard 30 s.f. per student
Corridor | Other than hospital corridors |  | 600 | 6 ft. by 100 ft. | auto on/off | ceiling mount infrared | 678 | 1 | 127.25 |  | 0.21208 | 70.1231 | 0.11687 | 7.8949 | 0.34211 | web information
Storage | Larger than 1000 ft2 |  | 1250 | 25 ft. by 50 ft. | manual on/off | ceiling mount infrared | 1250 | 1 | 205.25 |  | 0.1642 | 75.5219 | 0.060417 | 11.2309 | 0.2336
Lobby | Other than in hotels and elevator lobbies |  | 800 | 25 ft. by 40 ft. | auto on/off | ceiling mount infrared and ultrasonic | 800 | 1 | 217.9 |  | 0.27237 | 75.5219 | 0.094402 | 11.7369 | 0.38145
Library Stacks | Stacks area only |  | 800 | 20 ft. by 40 ft. | auto on/off | ceiling mount infrared and ultrasonic | 800 | 1 | 217.9 |  | 0.27237 | 75.5219 | 0.094402 | 11.7369 | 0.38145
90.1-10bc | separate occupancy control for hotel guestroom
Hotel Guestroom | Adder for receptacle control - wiring for 2 switched receptacles per guestroom, 3 x 25 feet per receptacle (Means 2014, 26 05 19.90 0920) |  | 351 |  | Manual On/ Auto Off | wall mount - infrared | 600 | 1 | 75.725 |  | 0.21574 | 69.9296 | 0.19923 | 5.8262 | 0.43157
1. Richman, E.E., E. Rauch, J. Knappek, J. Phillips, K. Petty, and P. Lopez-Rangel. 2008 National Commercial Construction Characteristics and Compliance with Building Energy Codes: 1999-2007. 2008 ACEEE Summer Study on Energy Efficiency in Buildings. ACEEE Publications, Washington D.C.
Occupancy Sensor Costs by Type | [8 empty] | 11 |  | 13 | 14
Sensor Control Type | Sensor Equipment Type |  | Sensor Coverage, ft2 | Material Cost | Source | Label in Source |  | Labor Hours | Labor Cost RS Means 2012 | Not Used | Label in Source
auto on/off | wall mount infrared |  | 900 | 47.3 | Grainger 2014 | 25L182 |  | 0.333 | 20.4295 |  | 2661-13.10-0150
auto on/off | wall mount ultrasonic |  | 400 | 150.5 | Grainger 2014 | 11X349 |  | 0.333 | 20.4295 |  | 2661-13.10-0150
auto on/off | wall mount infrared and ultrasonic |  | 400 | 148.75 | Grainger 2014 | 6FAA1 |  | 0.333 | 20.4295 |  | 2661-13.10-0150
auto on/off | ceiling mount infrared |  | 678 | 127.25 | Grainger 2014 | 12H987, 6LFG0 (sensor + control) |  | 1.143 | 70.1231 |  | 2661-13.10-0100
auto on/off | ceiling mount ultrasonic |  | 500 | 201.2 | Grainger 2014 | 4TXU1, 6FJA2 |  | 1.143 | 70.1231 |  | 2661-13.10-0110
auto on/off | ceiling mount infrared and ultrasonic |  | 452 | 145.9 | Grainger 2014 | 6DXE6 |  | 1.231 | 75.5219 |  | 2661-13.10-0120
auto on/off | ceiling mount infrared and ultrasonic |  | 800 | 217.9 | Grainger 2014 | 16T959, 4AVK9 (sensor + power pack) |  | 1.231 | 75.5219 |  | 2661-13.10-0120
manual on/off | wall mount infrared |  | 600 | 62.3 | Grainger 2014 | 11X308 |  | 0.333 | 20.4295 |  | 2661-13.10-0150
manual on/off | wall mount infrared |  | 900 | 87.6 | Grainger 2014 | 36N342 |  | 0.333 | 20.4295 |  | 2661-13.10-0150
manual on/off | wall mount ultrasonic |  | 600 | 93.94 | www.westsidewholesale.com | WattStopper CU-250-I |  | 0.333 | 20.4295 |  | 2661-13.10-0150
manual on/off | wall mount infrared and ultrasonic |  | 400 | 190.5 | Grainger 2014 | 6FAA6 |  | 0.333 | 20.4295 |  | 2661-13.10-0150
manual on/off | ceiling mount infrared |  | 1250 | 205.25 | Grainger 2014 | 5PWR5, 6FLG0 (VAC Sensor + Control) |  | 1.231 | 75.5219 |  | 2661-13.10-0100
manual on/off | ceiling mount infrared |  | 678 | 127.25 | Grainger 2014 | 12H988, 6FLG0 |  | 1.231 | 75.5219 |  | 2661-13.10-0100

## Lighting Control Method (hidden)
90.1 Cost Effectiveness Analysis - Lighting Controls Addenda Cost Methodology
Addendum 90.1-10ay expanded the daylighting control requirements introduced in 90.1-2010 by requiring independent control of lights in the secondary sidelighted area, as well as requiring controls to turn general lighting completely off when sufficient daylight is available. The threshold for requiring controls was changed from an area threshold of 250 ft2 to a controlled power threshold of 150 W. This change results in some smaller private offices being included for daylight control in the 2013 models. These changes appear in Section 9.4.1.1 and Table 9.6.1 in 90.1-2013. There are no changes to controls in toplighted areas between 90.1-2010 and 90.1-2013.
Costs for material, labor and commissioning were developed by PNNL from data produced by a daylighting consultant. The cost estimate was based on a switchable wired photocontrol system.
In the Small Office and Large Office prototypes, one photosensor was included per perimeter zone (or per orientation) and per floor. In the Primary School and Small Hotel prototypes, one photosensor is included per space. The same photosensor is used to control both the primary and sidelighted areas, using a controller that can switch the two areas independently. One power pack is required per primary sidelighted area and one per secondary sidelighted area. The primary school multi-classroom pods are divided into separate classrooms based on the corner classroom area.
Labor is calculated based on the number of sensors and the number of fixtures to be wired to the controller. Five minutes installation per fixture was estimated. The number of fixtures in the daylighted areas was determined by using the fixtures per ft2 values developed for the 90.1 analysis as described in "Int Ltg LPD Space Type 90_1 All" worksheet in this workbook. The daylighted areas were multiplied by the quantity of fixtures per ft2 as determined for the interior lighting power allowance cost calculations.
Replacement and commissioning costs are included for both 90.1-2010 and 90.1-2013. Functional testing costs were estimated based on information provided by the daylighting consultant. Replacement costs involve only the cost of the photosensor and power pack; the lighting fixture types were based on fixture selection without daylighting. For new construction, ten minutes of commissioning were estimated for each fixture. The control wiring was not replaced during the study period of the 90.1 cost-effectiveness study. Functional testing, including calibration of photosensors, is a small cost that is included with two hours of installation per photosensor.

## Lighting Controls Proto (hidden)
[12 empty] | 90.1 Cost Effectiveness Analysis - Interior Lighting Egress Controls Cost Estimate | [46 empty] | Daylighting - Summary of Total New Construction, Maintenance, and Replacement Costs By Replacement Year by Prototype
For egress area occupancy sensor control, costs are provided per circuit for equipment and installation, as well as commissioning.
[12 empty] | Item and Addenda / Affected Prototype and Space Type | 90.1-2013 Description |  |  |  |  | 90.1-2016 Description | [5 empty] | 90.1-2016 Costs | [17 empty] | 90.1-2019 Costs | [15 empty] | Incremental Costs | Small Office | [7 empty] | Large Office | [7 empty] | Standalone Retail | [7 empty] | Primary School | [7 empty] | Small Hotel | [7 empty] | Mid-rise Apartment
Prototypes Affected | [5 empty] | Climate Location | [17 empty] | New Construction Costs | [9 empty] | Replacement Costs | [7 empty] | New Construction Costs | [8 empty] | Replacement Costs | [7 empty] | 90.1-2010 |  |  | 90.1-2013 |  |  | Incremental Cost |  | 90.1-2010 |  |  | 90.1-2013 |  |  | Incremental Cost |  | 90.1-2010 |  |  | 90.1-2013 |  |  | Incremental Cost |  | 90.1-2010 |  |  | 90.1-2013 |  |  | Incremental Cost |  | 90.1-2010 |  |  | 90.1-2013 |  |  | Incremental Cost |  | 90.1-2010 |  |  | 90.1-2013 |  |  | Incremental Cost
Small Office | Large Office | Standalone Retail | Primary School | Small Hotel | Mid-rise Apartment | 2A Houston | 3A Memphis | 3B El Paso | 4A Baltimore | 5A Chicago | Details under separate sheet |  | Description |  |  |  |  | Description |  | 4 | 0.5 |  |  | Material | Bare material per unit | Labor hours per unit | Labor | Construc-tion Equipment | Cost Adjustments |  | Incremental Added Commis- sioning | Total Cost | Main- tenance None | Measure Life years | Material | Labor Cost with replacement hour adjustment | Construc- tion Equipment | Cost Adjustments | Incremental Added Commis- sioning Including OH&P | Total Cost |  | Material | Bare material per unit | Labor hours per unit | Labor | Construc-tion Equipment | Cost Adjustments | Incremental Added Commis- sioning | Total Cost | Main- tenance None | Measure Life years | Material | Labor Cost with replacement hour adjustment | Construc- tion Equipment | Cost Adjustments | Incremental Added Commis- sioning Including OH&P | Total Cost | New Construc-tion Costs 2010 minus 2007 | Category | All Costs, First Replacement Only | With Repeated Replacements | Category | Replacement First Year | With Repeated Replacements | 30 Year | 40 Year | Category | All Costs, First Replacement Only | With Repeated Replacements | Category | Replacement First Year | With Repeated Replacements | 30 Year | 40 Year | Category | All Costs, First Replacement Only | With Repeated Replacements | Category | Replacement First Year | With Repeated Replacements | 30 Year | 40 Year | Category | All Costs, First Replacement Only | With Repeated Replacements | Category | Replacement First Year | With Repeated Replacements | 30 Year | 40 Year | Category | All Costs, First Replacement Only | With Repeated Replacements | Category | Replacement First Year | With Repeated Replacements | 30 Year | 40 Year | Category | All Costs, First Replacement Only | With Repeated Replacements | Category | Replacement First Year | With Repeated Replacements | 30 Year | 40 Year
[12 empty] | Daylighting Controls - Base Costs per Fixture and Sensor | Cost description same as 2013 (see to the right) |  |  |  |  | Cost items include sensors and powerpacks, wiring and commissioning. Switchable wired photocontrol systems are assumed. Wiring is CAT5. Cost of the wire is identified to be minimal according to source. | Toplit area ft2 | Quantity of fixtures | Quantity of sensors and controlled banks of lights | [23 empty] | 2 hours per sensor for installation. 5 min/fixture to run CAT5 wires. |  |  | 10 minutes per fixture for commissioning for each ballast |  |  |  |  | 2 hours per sensor for installation. The fixture wiring is assumed to be in place. |  |  | Test control of sensor, 30 minutes per sensor. Ballasts remain in place and don't need additional commissioning. |  |  | Scroll down for summary results! | [7 empty] | Scroll down for summary results! | [7 empty] | Scroll down for summary results! | [7 empty] | Scroll down for summary results! | [7 empty] | Scroll down for summary results!
[18 empty] | Costs per sensor including the cost of the daylight sensor, a powerpack per sensor, and wiring of the sensor. | 1 | 1 | 1 |  |  | 129.8925 | 129.8925 |  | 122.7 |  | 180.9696 |  |  | 563.4546 |  | 15 | 129.8925 | 202.455 |  | 302.5057 | 50 | 684.8532 |  | 129.8925 | 129.8925 |  | 122.7 |  | 180.9696 |  | 563.4546 |  | 15 | 129.8925 | 202.455 |  | 302.5057 | 50 | 684.8532
[18 empty] | Costs per light fixture include wiring ballasts to sensor control. | 1 | 1 | 1 |  |  | 30 | 30 |  | 5.1125 |  | 19.3721 |  | 16.6667 | 101.1512 | [9 empty] | 30 | 30 |  | 5.1125 |  | 19.3721 | 16.6667 | 101.1512
[12 empty] | Daylighting Controls, Sidelit Areas Addenda 90.1-10ay 90.1-2013 section 9.4.1 | General interior lighting must be separately controlled when the combined primary sidelighted area in an enclosed space equals or exceeds 250 ft2. Additionally, the multi-level photocontrol must be capable of lowering the design lighting power to at least 35%, with one intermediate step between 50% and 70%. Costs include photo sensors, controllers, and wiring to selectively activate and de-activate a subset of lamps to achieve the multi-level control. Costs are shown in this row on a cost/ft2 basis and below are applied to the affected areas. | Sidelit area ft2 | Quantity of fixtures | Quantity of sensors | Quantity of power packs required for secondary sidelighted area | - Addendum 90.1-10ay does not add daylighting control to new spaces in the prototypes below. - Addendum 90.1-10ay does add controls for the secondary sidelighted area. It is assumed that the same sensor can be used with extra commissioning for the fixtures in the secondary sidelighted area. A second power pack is needed for the secondary sidelighted area. - Addendum 90.1-10ay also requires lights to be turned all the way off, but it is assumed that controllers installed in the spaces for the 2010 requirement include the ability to turn the lights off completely. | Sidelit area ft2 | Quantity of fixtures | Quantity of sensors | Quantity of power packs required for secondary sidelighted area
0 | [5 empty] | 0 | 0 | 0 | 0 | 0 |  | Small_Office_Sidelighting_Control | Small office - number of fixtures calculated using table below (based on fixtures/ft2 from LPD calculations) - 1 sensor and controlled bank per orientation | 608 | 17 | 4 | 0 | Small office - number of fixtures calculated using table below (based on fixtures/ft2 from LPD calculations) - 1 sensor and controlled bank per orientation | 1053.89 | 25.4415 | 4 | 4 |  | 519.57 |  |  | 577.7125 |  | 807.7916 |  | 283.9 | 2188.9741 | 0 | 15 | 519.57 | 809.82 |  | 1210.023 | 200 | 2739.413 |  | 639.57 |  |  | 620.8697 |  | 907.2033 | 424.873 | 2592.5159 | 0 | 15 | 639.57 | 809.82 |  | 1285.5414 | 200 | 2934.9314 | 403.5419
| 0 |  |  |  |  | 0 | 0 | 0 | 0 | 0 |  | Large_Office_Sidelighting_Control | Large office - number of fixtures calculated using table below (based on fixtures/ft2 from LPD calculations) - 1 sensor per façade (primary) per floor = 1 x 4 x 10 = 40 | 62932 | 1668 | 40 | 0 | Large office - number of fixtures calculated using table below (based on fixtures/ft2 from LPD calculations) - 1 sensor per façade per floor = 1 x 4 x 10 = 40 | 69793 | 1684.8422 | 40 | 40 |  | 5195.7 |  |  | 13435.65 |  | 15472.1297 |  | 27855.6 | 61959.0797 | 0 | 15 | 5195.7 | 8098.2 |  | 12100.2296 | 2000 | 27394.1296 |  | 6395.7 |  |  | 13521.7558 |  | 16132.7038 | 28136.865 | 64187.0246 | 0 | 15 | 6395.7 | 8098.2 |  | 12855.4136 | 2000 | 29349.3136 | 2227.9449
|  |  | 0 |  |  | 0 | 0 | 0 | 0 | 0 |  | Primary_School_Sidelighting_Control | Primary School - control applied to selected classrooms, offices, lobby, cafeteria and library - number of fixtures calculated using table below (based on fixtures/ft2 from LPD calculations) - 1 sensor per classroom, lobby, office, café and library | 14952.66 | 379 | 73 | 0 | Primary School - control applied to selected classrooms, offices, lobby, cafeteria and library - number of fixtures calculated using table below (based on fixtures/ft2 from LPD calculations) - 1 sensor per classroom, lobby, office, café and library | 28678.81 | 722 | 73 | 73 |  | 9482.1525 |  |  | 10894.7375 |  | 15081.5501 |  | 6329.3 | 41787.7401 | 0 | 15 | 9482.1525 | 14779.215 |  | 22082.9189 | 3650 | 49994.2864 |  | 11672.1525 |  |  | 12648.325 |  | 17828.4458 | 12057.4 | 54206.3233 | 0 | 15 | 11672.1525 | 14779.215 |  | 23461.1297 | 3650 | 53562.4972 | 12418.5832
|  |  |  | 0 |  | 0 | 0 | 0 | 0 | 0 |  | Small_Hotel_Sidelighting_Control | Small Hotel - control applied to ground floor front lounge only. - number of fixtures calculated using table below (based on fixtures/ft2 from LPD calculations) | 423 | 9 | 1 | 0 | Small Hotel - Four spaces controlled (lounge, meeting room, office, laundry) - number of fixtures calculated using table below (based on fixtures/ft2 from LPD calculations) | 5076 | 65 | 4 | 4 |  | 129.8925 |  |  | 168.7125 |  | 225.3942 |  | 150.3 | 674.2992 | 0 | 15 | 129.8925 | 202.455 |  | 302.5057 | 50 | 684.8532 |  | 639.57 |  |  | 823.1125 |  | 1102.4663 | 1085.5 | 3650.6488 | 0 | 15 | 639.57 | 809.82 |  | 1285.5414 | 200 | 2934.9314 | 2976.3497
[12 empty] | Egress Occupancy Sensor Controls - Base Costs per Circuit with 4 Sensors per general egress area | Cost description same as 2013 (see to the right) |  |  |  |  | Cost items include sensors and powerpacks, wiring and commissioning. Switchable wired photocontrol systems are assumed. Wiring is CAT5. Cost of the wire is identified to be minimal according to source. | Egress number of circuits | Quantity of sensors per circuit | LV Wiring per circuit (3-wire), CLF | [26 empty] | 10 minutes per sensor for commissioning |  |  |  |  | 2 hours per sensor for installation. The fixture wiring is assumed to be in place. |  |  | 10 minutes per sensor for commissioning |  |  | Scroll down for summary results! | [7 empty] | Scroll down for summary results! | [7 empty] | Scroll down for summary results! | [7 empty] | Scroll down for summary results! | [7 empty] | Scroll down for summary results!
[18 empty] | Costs per ultrasonic occupancy sensor. |  | 4 |  |  | Sensor | 129.8925 | 129.8925 | 1.143 | 70.1231 |  |  |  | 5.75 |  |  | 15 | 129.8925 | [5 empty] | Sensor | 129.8925 | 129.8925 | 1.143 | 70.1231 |  |  | 16.6667 | 347.7177 |  | 15 | 129.8925 | 202.455 |  | 302.5057 | 50 | 684.8532
[18 empty] | Costs per powerpack and line voltage wiring per circuit. | 1 |  |  |  | Power Pack | 48 | 48 | 0.8 | 49.08 | [6 empty] | 15 | 48 | [5 empty] | Power Pack | 48 | 48 | 0.8 | 49.08 |  |  |  | 145.88 |  | 15 | 48 | 202.455 |  | 250.9692 | 50 | 551.4242
[18 empty] | Costs per low voltage wiring from sensors. |  |  | 2 |  | LV - 3- Wiring | 79 | 39.5 | 1.6 | 98.16 | [13 empty] | LV - 3- Wiring | 39.5 | 39.5 | 1.6 | 98.16 |  |  |  | 178.76
[12 empty] | Added Occupancy Sensor Controls for Egress Areas Addenda 90.1-13 ah 90.1-2016 section 9.4.1.1 | In 90.1-2013, egress controls are explictly exempt, so there are no special occupancy controls required for energy efficiency. Any base controls, fire alarm interconnection, or emergency power sources would be required in both 90.1-2013 and 90.1-2016, so their costs are not included here. | Egress areas | Quantity of sensors | Low voltage sensor wiring | Quantity of power packs required for egress circuits | 90.1-2016 ah requires egress areas to be controlled off when the building is unoccupied. Additional occupancy sensors will be required for the circuits that may have emergency backup power. Costs include occupancy sensors, controllers with relays, and wiring to turn off these lights when spaces are unoccupied. Costs are shown in this row on a cost/circut basis and below are applied to the estimated number of circuited egress areas in each prototype. | Egress areas | Quantity of sensors | Low voltage sensor wiring, CLF | Quantity of power packs required for egress circuits | [33 empty] | Cx per sensor; 10 minutes
0 | [5 empty] | X | X | X | X | X |  | Small_Office_Egress_Control | Small office | 2 | 0 | 0 | 0 | Small office | 2 | 8 | 4 | 2 |  | 0 |  |  | 0 |  | 0 |  | 0 | 0 | 0 | 15 | 0 | 0 |  | 0 | 0 | 0 |  | 1293.14 |  |  | 1051.7844 |  | 1637.7442 | 133.6 | 4116.2686 | 0 | 15 | 1293.14 | 1735.4443 |  | 2706.1689 | 133.6 | 5868.3532 | 4116.2686
| 0 |  |  |  |  | X | X | X | X | X |  | Large_Office_Egress_Control | Large office | 66 | 0 | 0 | 0 | Large office | 66 | 264 | 132 | 66 |  | 0 |  |  | 0 |  | 0 |  | 0 | 0 | 0 | 15 | 0 | 0 |  | 0 | 0 | 0 |  | 42673.62 |  |  | 34708.8852 |  | 54045.5581 | 4408.8 | 135836.8633 | 0 | 15 | 42673.62 | 57269.6606 |  | 89303.5749 | 4408.8 | 193655.6555 | 135836.8633
|  |  | 0 |  |  | X | X | X | X | X |  | Primary_School_Egress_Control | Primary School | 7 | 0 | 0 | 0 | Primary School | 7 | 28 | 14 | 7 |  | 0 |  |  | 0 |  | 0 |  | 0 | 0 | 0 | 15 | 0 | 0 |  | 0 | 0 | 0 |  | 4525.99 |  |  | 3681.2454 |  | 5732.1046 | 467.6 | 14406.94 | 0 | 15 | 4525.99 | 6074.0549 |  | 9471.5913 | 467.6 | 20539.2362 | 14406.94
| 0 |  |  |  |  | X | X | X | X | X |  | StandAlone_Retail_Egress_Control | Stand Alone Retail | 6 | 0 | 0 | 0 | Stand Alone Retail | 5 | 20 | 10 | 5 |  | 0 |  |  | 0 |  | 0 |  | 0 | 0 | 0 | 15 | 0 | 0 |  | 0 | 0 | 0 |  | 3232.85 |  |  | 2629.461 |  | 4094.3605 | 334 | 10290.6715 | 0 | 15 | 3232.85 | 4338.6106 |  | 6765.4223 | 334 | 14670.883 | 10290.6715
Matl
[18 empty] | Lighting controls inflation factor = 1 as prices are from Means 2018 | 1
[19 empty] | 2010 |  |  |  |  | 2013 | [34 empty] | Small Office | [7 empty] | Large Office | [7 empty] | Standalone Retail | [7 empty] | Primary School | [7 empty] | Small Hotel | [7 empty] | Mid-rise Apartment
[19 empty] | Quantity of fixtures/ft2 |  |  |  | Total | Quantity of fixtures/ft2 |  |  |  | Total | 2010 |  | 2013 | [27 empty] | 90.1-2010 |  |  | 90.1-2013 |  |  | Incremental Cost |  | 90.1-2010 |  |  | 90.1-2013 |  |  | Incremental Cost |  | 90.1-2010 |  |  | 90.1-2013 |  |  | Incremental Cost |  | 90.1-2010 |  |  | 90.1-2013 |  |  | Incremental Cost |  | 90.1-2010 |  |  | 90.1-2013 |  |  | Incremental Cost |  | 90.1-2010 |  |  | 90.1-2013 |  |  | Incremental Cost
[18 empty] | Prototype and Space | 1 | 2 | 3 | 4 | Fixtures/ft2 | 1 | 2 | 3 | 4 | Fixtures/ft2 | Area | Number of Fixtures | Area | Number of Fixtures | [26 empty] | Category | All Costs, First Replacement Only | With Repeated Replacements | Category | Replacement First Year | With Repeated Replacements | 30 Year | 40 Year | Category | All Costs, First Replacement Only | With Repeated Replacements | Category | Replacement First Year | With Repeated Replacements | 30 Year | 40 Year | Category | All Costs, First Replacement Only | With Repeated Replacements | Category | Replacement First Year | With Repeated Replacements | 30 Year | 40 Year | Category | All Costs, First Replacement Only | With Repeated Replacements | Category | Replacement First Year | With Repeated Replacements | 30 Year | 40 Year | Category | All Costs, First Replacement Only | With Repeated Replacements | Category | Replacement First Year | With Repeated Replacements | 30 Year | 40 Year | Category | All Costs, First Replacement Only | With Repeated Replacements | Category | Replacement First Year | With Repeated Replacements | 30 Year | 40 Year
[18 empty] | Small Office |  |  |  |  | 0.026496 |  |  |  |  | 0.024141 | [30 empty] | New Construction | 0 | 0 | New Construction | 0 | 0 | 0 | 0 | New Construction | 0 | 0 | New Construction | 0 | 0 | 0 | 0 | New Construction | 0 | 0 | New Construction | 0 | 0 | 0 | 0 | New Construction | 0 | 0 | New Construction | 0 | 0 | 0 | 0 | New Construction | 0 | 0 | New Construction | 0 | 0 | 0 | 0 | New Construction | 0 | 0 | New Construction | 0 | 0 | 0 | 0
[18 empty] | Conference | 0.0070186 | 0.0053309 | 0 | 0.0068987 | 0.019248 | 0.0063947 | 0.004857 | 0 | 0.0062855 | 0.017537 | [30 empty] | Maintenance | 0 | 0 | Maintenance | 0 | 0 | 0 | 0 | Maintenance | 0 | 0 | Maintenance | 0 | 0 | 0 | 0 | Maintenance | 0 | 0 | Maintenance | 0 | 0 | 0 | 0 | Maintenance | 0 | 0 | Maintenance | 0 | 0 | 0 | 0 | Maintenance | 0 | 0 | Maintenance | 0 | 0 | 0 | 0 | Maintenance | 0 | 0 | Maintenance | 0 | 0 | 0 | 0
[18 empty] | Office - enclosed | 0.011403 | 0.010067 | 0 | 0.0063345 | 0.027804 | 0.010389 | 0.0091719 | 0 | 0.0057714 | 0.025333 | [30 empty] | Replacement - Year |  |  | Replacement - Year |  |  | 0 | 0 | Replacement - Year |  |  | Replacement - Year |  |  | 0 | 0 | Replacement - Year |  |  | Replacement - Year |  |  | 0 | 0 | Replacement - Year |  |  | Replacement - Year |  |  | 0 | 0 | Replacement - Year |  |  | Replacement - Year |  |  | 0 | 0 | Replacement - Year |  |  | Replacement - Year |  |  | 0 | 0
[18 empty] | Office - open plan | 0.0069971 | 0.020816 | 0 | 0.0046216 | 0.032435 | 0.0063751 | 0.018966 | 0 | 0.0042108 | 0.029552 | [30 empty] | 1 | 0 | 0 | 1 | 0 | 0 | 0 | 0 | 1 | 0 | 0 | 1 | 0 | 0 | 0 | 0 | 1 | 0 | 0 | 1 | 0 | 0 | 0 | 0 | 1 | 0 | 0 | 1 | 0 | 0 | 0 | 0 | 1 | 0 | 0 | 1 | 0 | 0 | 0 | 0 | 1 | 0 | 0 | 1 | 0 | 0 | 0 | 0
[59 empty] | 2 | 0 | 0 | 2 | 0 | 0 | 0 | 0 | 2 | 0 | 0 | 2 | 0 | 0 | 0 | 0 | 2 | 0 | 0 | 2 | 0 | 0 | 0 | 0 | 2 | 0 | 0 | 2 | 0 | 0 | 0 | 0 | 2 | 0 | 0 | 2 | 0 | 0 | 0 | 0 | 2 | 0 | 0 | 2 | 0 | 0 | 0 | 0
[18 empty] | Large Office |  |  |  |  | 0.026496 |  |  |  |  | 0.024141 | [30 empty] | 3 | 0 | 0 | 3 | 0 | 0 | 0 | 0 | 3 | 0 | 0 | 3 | 0 | 0 | 0 | 0 | 3 | 0 | 0 | 3 | 0 | 0 | 0 | 0 | 3 | 0 | 0 | 3 | 0 | 0 | 0 | 0 | 3 | 0 | 0 | 3 | 0 | 0 | 0 | 0 | 3 | 0 | 0 | 3 | 0 | 0 | 0 | 0
[18 empty] | Conference | 0.0070186 | 0.0053309 | 0 | 0.0068987 | 0.019248 | 0.0063947 | 0.004857 | 0 | 0.0062855 | 0.017537 | [30 empty] | 4 | 0 | 0 | 4 | 0 | 0 | 0 | 0 | 4 | 0 | 0 | 4 | 0 | 0 | 0 | 0 | 4 | 0 | 0 | 4 | 0 | 0 | 0 | 0 | 4 | 0 | 0 | 4 | 0 | 0 | 0 | 0 | 4 | 0 | 0 | 4 | 0 | 0 | 0 | 0 | 4 | 0 | 0 | 4 | 0 | 0 | 0 | 0
[18 empty] | Office - enclosed | 0.011403 | 0.010067 | 0 | 0.0063345 | 0.027804 | 0.010389 | 0.0091719 | 0 | 0.0057714 | 0.025333 | [30 empty] | 5 | 0 | 0 | 5 | 0 | 0 | 0 | 0 | 5 | 0 | 0 | 5 | 0 | 0 | 0 | 0 | 5 | 0 | 0 | 5 | 0 | 0 | 0 | 0 | 5 | 0 | 0 | 5 | 0 | 0 | 0 | 0 | 5 | 0 | 0 | 5 | 0 | 0 | 0 | 0 | 5 | 0 | 0 | 5 | 0 | 0 | 0 | 0
[18 empty] | Office - open plan | 0.0069971 | 0.020816 | 0 | 0.0046216 | 0.032435 | 0.0063751 | 0.018966 | 0 | 0.0042108 | 0.029552 | [30 empty] | 6 | 0 | 0 | 6 | 0 | 0 | 0 | 0 | 6 | 0 | 0 | 6 | 0 | 0 | 0 | 0 | 6 | 0 | 0 | 6 | 0 | 0 | 0 | 0 | 6 | 0 | 0 | 6 | 0 | 0 | 0 | 0 | 6 | 0 | 0 | 6 | 0 | 0 | 0 | 0 | 6 | 0 | 0 | 6 | 0 | 0 | 0 | 0
[59 empty] | 7 | 0 | 0 | 7 | 0 | 0 | 0 | 0 | 7 | 0 | 0 | 7 | 0 | 0 | 0 | 0 | 7 | 0 | 0 | 7 | 0 | 0 | 0 | 0 | 7 | 0 | 0 | 7 | 0 | 0 | 0 | 0 | 7 | 0 | 0 | 7 | 0 | 0 | 0 | 0 | 7 | 0 | 0 | 7 | 0 | 0 | 0 | 0
[18 empty] | Small Hotel | [40 empty] | 8 | 0 | 0 | 8 | 0 | 0 | 0 | 0 | 8 | 0 | 0 | 8 | 0 | 0 | 0 | 0 | 8 | 0 | 0 | 8 | 0 | 0 | 0 | 0 | 8 | 0 | 0 | 8 | 0 | 0 | 0 | 0 | 8 | 0 | 0 | 8 | 0 | 0 | 0 | 0 | 8 | 0 | 0 | 8 | 0 | 0 | 0 | 0
[18 empty] | Lounge | 0.014503 | 0 | 0 | 0.0049154 | 0.019418 | 0.014503 | 0 | 0 | 0.0049154 | 0.019418 | 423 | 9 | 1023.75 | 20 | [26 empty] | 9 | 0 | 0 | 9 | 0 | 0 | 0 | 0 | 9 | 0 | 0 | 9 | 0 | 0 | 0 | 0 | 9 | 0 | 0 | 9 | 0 | 0 | 0 | 0 | 9 | 0 | 0 | 9 | 0 | 0 | 0 | 0 | 9 | 0 | 0 | 9 | 0 | 0 | 0 | 0 | 9 | 0 | 0 | 9 | 0 | 0 | 0 | 0
[18 empty] | Office enclosed | 0.014063 | 0.012416 | 0 | 0.0078125 | 0.034292 | 0.014063 | 0.012416 | 0 | 0.0078125 | 0.034292 | 0 | 0 | 732.375 | 26 | [26 empty] | 10 | 0 | 0 | 10 | 0 | 0 | 0 | 0 | 10 | 0 | 0 | 10 | 0 | 0 | 0 | 0 | 10 | 0 | 0 | 10 | 0 | 0 | 0 | 0 | 10 | 0 | 0 | 10 | 0 | 0 | 0 | 0 | 10 | 0 | 0 | 10 | 0 | 0 | 0 | 0 | 10 | 0 | 0 | 10 | 0 | 0 | 0 | 0
[18 empty] | Laundry | 0.010345 | 0 | 0 | 0 | 0.010345 | 0.010345 | 0 | 0 | 0 | 0.010345 | 0 | 0 | 549.2812 | 6 | [26 empty] | 11 | 0 | 0 | 11 | 0 | 0 | 0 | 0 | 11 | 0 | 0 | 11 | 0 | 0 | 0 | 0 | 11 | 0 | 0 | 11 | 0 | 0 | 0 | 0 | 11 | 0 | 0 | 11 | 0 | 0 | 0 | 0 | 11 | 0 | 0 | 11 | 0 | 0 | 0 | 0 | 11 | 0 | 0 | 11 | 0 | 0 | 0 | 0
[18 empty] | Conference | 0.0095921 | 0.0072855 | 0 | 0.0094282 | 0.026306 | 0.0095921 | 0.0072855 | 0 | 0.0094282 | 0.026306 | 0 | 0 | 484.3125 | 13 | [26 empty] | 12 | 0 | 0 | 12 | 0 | 0 | 0 | 0 | 12 | 0 | 0 | 12 | 0 | 0 | 0 | 0 | 12 | 0 | 0 | 12 | 0 | 0 | 0 | 0 | 12 | 0 | 0 | 12 | 0 | 0 | 0 | 0 | 12 | 0 | 0 | 12 | 0 | 0 | 0 | 0 | 12 | 0 | 0 | 12 | 0 | 0 | 0 | 0
[59 empty] | 13 | 0 | 0 | 13 | 0 | 0 | 0 | 0 | 13 | 0 | 0 | 13 | 0 | 0 | 0 | 0 | 13 | 0 | 0 | 13 | 0 | 0 | 0 | 0 | 13 | 0 | 0 | 13 | 0 | 0 | 0 | 0 | 13 | 0 | 0 | 13 | 0 | 0 | 0 | 0 | 13 | 0 | 0 | 13 | 0 | 0 | 0 | 0
[18 empty] | Primary School | [40 empty] | 14 | 0 | 0 | 14 | 0 | 0 | 0 | 0 | 14 | 0 | 0 | 14 | 0 | 0 | 0 | 0 | 14 | 0 | 0 | 14 | 0 | 0 | 0 | 0 | 14 | 0 | 0 | 14 | 0 | 0 | 0 | 0 | 14 | 0 | 0 | 14 | 0 | 0 | 0 | 0 | 14 | 0 | 0 | 14 | 0 | 0 | 0 | 0
[18 empty] | Classroom | 0.014634 | 0.0051222 | 0 | 0.0050406 | 0.024797 | 0.014634 | 0.0051222 | 0 | 0.0050406 | 0.024797 | 10961.66 | 272 | 21105.81 | 524 | [26 empty] | 15 | 0 | 0 | 15 | 0 | 0 | 0 | 0 | 15 | 0 | 0 | 15 | 0 | 0 | 0 | 0 | 15 | 0 | 0 | 15 | 0 | 0 | 0 | 0 | 15 | 0 | 0 | 15 | 0 | 0 | 0 | 0 | 15 | 0 | 0 | 15 | 0 | 0 | 0 | 0 | 15 | 0 | 0 | 15 | 0 | 0 | 0 | 0
[18 empty] | Computer Classroom | 0.014634 | 0.0051222 | 0 | 0.0050406 | 0.024797 | 0.014634 | 0.0051222 | 0 | 0.0050406 | 0.024797 | 487 | 13 | 973 | 25 | [26 empty] | 16 | 0 | 0 | 16 | 0 | 0 | 0 | 0 | 16 | 0 | 0 | 16 | 0 | 0 | 0 | 0 | 16 | 0 | 0 | 16 | 0 | 0 | 0 | 0 | 16 | 0 | 0 | 16 | 0 | 0 | 0 | 0 | 16 | 0 | 0 | 16 | 0 | 0 | 0 | 0 | 16 | 0 | 0 | 16 | 0 | 0 | 0 | 0
[18 empty] | Lobby | 0.016733 | 0.0078863 | 0 | 0.0053807 | 0.03 | 0.016733 | 0.0078863 | 0 | 0.0053807 | 0.03 | 514 | 16 | 1028 | 31 | [26 empty] | 17 | 0 | 0 | 17 | 0 | 0 | 0 | 0 | 17 | 0 | 0 | 17 | 0 | 0 | 0 | 0 | 17 | 0 | 0 | 17 | 0 | 0 | 0 | 0 | 17 | 0 | 0 | 17 | 0 | 0 | 0 | 0 | 17 | 0 | 0 | 17 | 0 | 0 | 0 | 0 | 17 | 0 | 0 | 17 | 0 | 0 | 0 | 0
[18 empty] | Offices | 0.014063 | 0.012416 | 0 | 0.0078125 | 0.034292 | 0.014063 | 0.012416 | 0 | 0.0078125 | 0.034292 | 1069 | 37 | 2002 | 69 | [26 empty] | 18 | 0 | 0 | 18 | 0 | 0 | 0 | 0 | 18 | 0 | 0 | 18 | 0 | 0 | 0 | 0 | 18 | 0 | 0 | 18 | 0 | 0 | 0 | 0 | 18 | 0 | 0 | 18 | 0 | 0 | 0 | 0 | 18 | 0 | 0 | 18 | 0 | 0 | 0 | 0 | 18 | 0 | 0 | 18 | 0 | 0 | 0 | 0
[18 empty] | Café | 0.0038082 | 0.0039218 | 0 | 0.0091385 | 0.016868 | 0.0038082 | 0.0039218 | 0 | 0.0091385 | 0.016868 | 906 | 16 | 1677 | 29 | [26 empty] | 19 | 0 | 0 | 19 | 0 | 0 | 0 | 0 | 19 | 0 | 0 | 19 | 0 | 0 | 0 | 0 | 19 | 0 | 0 | 19 | 0 | 0 | 0 | 0 | 19 | 0 | 0 | 19 | 0 | 0 | 0 | 0 | 19 | 0 | 0 | 19 | 0 | 0 | 0 | 0 | 19 | 0 | 0 | 19 | 0 | 0 | 0 | 0
[18 empty] | Library | 0.0062345 | 0.017908 | 0 | 0 | 0.024142 | 0.011429 | 0.011333 | 0 | 0 | 0.022762 | 1015 | 25 | 1893 | 44 | [26 empty] | 20 | 0 | 0 | 20 | 0 | 0 | 0 | 0 | 20 | 0 | 0 | 20 | 0 | 0 | 0 | 0 | 20 | 0 | 0 | 20 | 0 | 0 | 0 | 0 | 20 | 0 | 0 | 20 | 0 | 0 | 0 | 0 | 20 | 0 | 0 | 20 | 0 | 0 | 0 | 0 | 20 | 0 | 0 | 20 | 0 | 0 | 0 | 0
[59 empty] | 21 | 0 | 0 | 21 | 0 | 0 | 0 | 0 | 21 | 0 | 0 | 21 | 0 | 0 | 0 | 0 | 21 | 0 | 0 | 21 | 0 | 0 | 0 | 0 | 21 | 0 | 0 | 21 | 0 | 0 | 0 | 0 | 21 | 0 | 0 | 21 | 0 | 0 | 0 | 0 | 21 | 0 | 0 | 21 | 0 | 0 | 0 | 0
[59 empty] | 22 | 0 | 0 | 22 | 0 | 0 | 0 | 0 | 22 | 0 | 0 | 22 | 0 | 0 | 0 | 0 | 22 | 0 | 0 | 22 | 0 | 0 | 0 | 0 | 22 | 0 | 0 | 22 | 0 | 0 | 0 | 0 | 22 | 0 | 0 | 22 | 0 | 0 | 0 | 0 | 22 | 0 | 0 | 22 | 0 | 0 | 0 | 0
[59 empty] | 23 | 0 | 0 | 23 | 0 | 0 | 0 | 0 | 23 | 0 | 0 | 23 | 0 | 0 | 0 | 0 | 23 | 0 | 0 | 23 | 0 | 0 | 0 | 0 | 23 | 0 | 0 | 23 | 0 | 0 | 0 | 0 | 23 | 0 | 0 | 23 | 0 | 0 | 0 | 0 | 23 | 0 | 0 | 23 | 0 | 0 | 0 | 0
[59 empty] | 24 | 0 | 0 | 24 | 0 | 0 | 0 | 0 | 24 | 0 | 0 | 24 | 0 | 0 | 0 | 0 | 24 | 0 | 0 | 24 | 0 | 0 | 0 | 0 | 24 | 0 | 0 | 24 | 0 | 0 | 0 | 0 | 24 | 0 | 0 | 24 | 0 | 0 | 0 | 0 | 24 | 0 | 0 | 24 | 0 | 0 | 0 | 0
[59 empty] | 25 | 0 | 0 | 25 | 0 | 0 | 0 | 0 | 25 | 0 | 0 | 25 | 0 | 0 | 0 | 0 | 25 | 0 | 0 | 25 | 0 | 0 | 0 | 0 | 25 | 0 | 0 | 25 | 0 | 0 | 0 | 0 | 25 | 0 | 0 | 25 | 0 | 0 | 0 | 0 | 25 | 0 | 0 | 25 | 0 | 0 | 0 | 0
[59 empty] | 26 | 0 | 0 | 26 | 0 | 0 | 0 | 0 | 26 | 0 | 0 | 26 | 0 | 0 | 0 | 0 | 26 | 0 | 0 | 26 | 0 | 0 | 0 | 0 | 26 | 0 | 0 | 26 | 0 | 0 | 0 | 0 | 26 | 0 | 0 | 26 | 0 | 0 | 0 | 0 | 26 | 0 | 0 | 26 | 0 | 0 | 0 | 0
[59 empty] | 27 | 0 | 0 | 27 | 0 | 0 | 0 | 0 | 27 | 0 | 0 | 27 | 0 | 0 | 0 | 0 | 27 | 0 | 0 | 27 | 0 | 0 | 0 | 0 | 27 | 0 | 0 | 27 | 0 | 0 | 0 | 0 | 27 | 0 | 0 | 27 | 0 | 0 | 0 | 0 | 27 | 0 | 0 | 27 | 0 | 0 | 0 | 0
[59 empty] | 28 | 0 | 0 | 28 | 0 | 0 | 0 | 0 | 28 | 0 | 0 | 28 | 0 | 0 | 0 | 0 | 28 | 0 | 0 | 28 | 0 | 0 | 0 | 0 | 28 | 0 | 0 | 28 | 0 | 0 | 0 | 0 | 28 | 0 | 0 | 28 | 0 | 0 | 0 | 0 | 28 | 0 | 0 | 28 | 0 | 0 | 0 | 0
[59 empty] | 29 | 0 | 0 | 29 | 0 | 0 | 0 | 0 | 29 | 0 | 0 | 29 | 0 | 0 | 0 | 0 | 29 | 0 | 0 | 29 | 0 | 0 | 0 | 0 | 29 | 0 | 0 | 29 | 0 | 0 | 0 | 0 | 29 | 0 | 0 | 29 | 0 | 0 | 0 | 0 | 29 | 0 | 0 | 29 | 0 | 0 | 0 | 0
[59 empty] | 30 | 0 | 0 | 30 | 0 | 0 | 0 | 0 | 30 | 0 | 0 | 30 | 0 | 0 | 0 | 0 | 30 | 0 | 0 | 30 | 0 | 0 | 0 | 0 | 30 | 0 | 0 | 30 | 0 | 0 | 0 | 0 | 30 | 0 | 0 | 30 | 0 | 0 | 0 | 0 | 30 | 0 | 0 | 30 | 0 | 0 | 0 | 0
[59 empty] | 31 | 0 | 0 | 31 | 0 | 0 |  | 0 | 31 | 0 | 0 | 31 | 0 | 0 |  | 0 | 31 | 0 | 0 | 31 | 0 | 0 |  | 0 | 31 | 0 | 0 | 31 | 0 | 0 |  | 0 | 31 | 0 | 0 | 31 | 0 | 0 |  | 0 | 31 | 0 | 0 | 31 | 0 | 0 |  | 0
[59 empty] | 32 | 0 | 0 | 32 | 0 | 0 |  | 0 | 32 | 0 | 0 | 32 | 0 | 0 |  | 0 | 32 | 0 | 0 | 32 | 0 | 0 |  | 0 | 32 | 0 | 0 | 32 | 0 | 0 |  | 0 | 32 | 0 | 0 | 32 | 0 | 0 |  | 0 | 32 | 0 | 0 | 32 | 0 | 0 |  | 0
[59 empty] | 33 | 0 | 0 | 33 | 0 | 0 |  | 0 | 33 | 0 | 0 | 33 | 0 | 0 |  | 0 | 33 | 0 | 0 | 33 | 0 | 0 |  | 0 | 33 | 0 | 0 | 33 | 0 | 0 |  | 0 | 33 | 0 | 0 | 33 | 0 | 0 |  | 0 | 33 | 0 | 0 | 33 | 0 | 0 |  | 0
[59 empty] | 34 | 0 | 0 | 34 | 0 | 0 |  | 0 | 34 | 0 | 0 | 34 | 0 | 0 |  | 0 | 34 | 0 | 0 | 34 | 0 | 0 |  | 0 | 34 | 0 | 0 | 34 | 0 | 0 |  | 0 | 34 | 0 | 0 | 34 | 0 | 0 |  | 0 | 34 | 0 | 0 | 34 | 0 | 0 |  | 0
[59 empty] | 35 | 0 | 0 | 35 | 0 | 0 |  | 0 | 35 | 0 | 0 | 35 | 0 | 0 |  | 0 | 35 | 0 | 0 | 35 | 0 | 0 |  | 0 | 35 | 0 | 0 | 35 | 0 | 0 |  | 0 | 35 | 0 | 0 | 35 | 0 | 0 |  | 0 | 35 | 0 | 0 | 35 | 0 | 0 |  | 0
[59 empty] | 36 | 0 | 0 | 36 | 0 | 0 |  | 0 | 36 | 0 | 0 | 36 | 0 | 0 |  | 0 | 36 | 0 | 0 | 36 | 0 | 0 |  | 0 | 36 | 0 | 0 | 36 | 0 | 0 |  | 0 | 36 | 0 | 0 | 36 | 0 | 0 |  | 0 | 36 | 0 | 0 | 36 | 0 | 0 |  | 0
[59 empty] | 37 | 0 | 0 | 37 | 0 | 0 |  | 0 | 37 | 0 | 0 | 37 | 0 | 0 |  | 0 | 37 | 0 | 0 | 37 | 0 | 0 |  | 0 | 37 | 0 | 0 | 37 | 0 | 0 |  | 0 | 37 | 0 | 0 | 37 | 0 | 0 |  | 0 | 37 | 0 | 0 | 37 | 0 | 0 |  | 0
[59 empty] | 38 | 0 | 0 | 38 | 0 | 0 |  | 0 | 38 | 0 | 0 | 38 | 0 | 0 |  | 0 | 38 | 0 | 0 | 38 | 0 | 0 |  | 0 | 38 | 0 | 0 | 38 | 0 | 0 |  | 0 | 38 | 0 | 0 | 38 | 0 | 0 |  | 0 | 38 | 0 | 0 | 38 | 0 | 0 |  | 0
[59 empty] | 39 | 0 | 0 | 39 | 0 | 0 |  | 0 | 39 | 0 | 0 | 39 | 0 | 0 |  | 0 | 39 | 0 | 0 | 39 | 0 | 0 |  | 0 | 39 | 0 | 0 | 39 | 0 | 0 |  | 0 | 39 | 0 | 0 | 39 | 0 | 0 |  | 0 | 39 | 0 | 0 | 39 | 0 | 0 |  | 0
[59 empty] | 40 | 0 | 0 | 40 | 0 | 0 |  | 0 | 40 | 0 | 0 | 40 | 0 | 0 |  | 0 | 40 | 0 | 0 | 40 | 0 | 0 |  | 0 | 40 | 0 | 0 | 40 | 0 | 0 |  | 0 | 40 | 0 | 0 | 40 | 0 | 0 |  | 0 | 40 | 0 | 0 | 40 | 0 | 0 |  | 0
[59 empty] | Residual Year 30 |  | 0 | Residual Year 30 |  | 0 |  | 0 | Residual Year 30 |  | 0 | Residual Year 30 |  | 0 |  | 0 | Residual Year 30 |  | 0 | Residual Year 30 |  | 0 |  | 0 | Residual Year 30 |  | 0 | Residual Year 30 |  | 0 |  | 0 | Residual Year 30 |  | 0 | Residual Year 30 |  | 0 |  | 0 | Residual Year 30 |  | 0 | Residual Year 30 |  | 0 |  | 0
[59 empty] | Residual Year 40 |  | 0 | Residual Year 40 |  | 0 |  | 0 | Residual Year 40 |  | 0 | Residual Year 40 |  | 0 |  | 0 | Residual Year 40 |  | 0 | Residual Year 40 |  | 0 |  | 0 | Residual Year 40 |  | 0 | Residual Year 40 |  | 0 |  | 0 | Residual Year 40 |  | 0 | Residual Year 40 |  | 0 |  | 0 | Residual Year 40 |  | 0 | Residual Year 40 |  | 0 |  | 0

## Ext Ltg Methodology (hidden)
90.1 Cost Effectiveness - Exterior Lighting Cost Estimate Methodology
90.1-2007 section 9.4.3 and Table 9.4.5 require exterior lighting power to fall below a maximum power allowance which is the sum of various allowances by space area plus 5% additional power. 90.1-2010 provides similar exterior lighting requirements in section 9.4.3 and renumbered Table 9.4.3B. However, the allowances are defined for five exterior lighting zones related to the level of development of the surrounding areas of the building. The power allowance values vary in some cases between the zone types.
90.1-2007 section 9.4.1.3 requires controls to turn lights off when sufficient daylight is present or when the lighting is not required during nighttime hours. 90.1-2010 requires the same type of lighting controls as 90.1-2007 but also adds additional lighting control requirements. Exterior facade and landscape lighting is to be automatically turned off between business closing or midnight, whichever is later, and until 6:00 am or business opening, whichever is earlier. Exterior lighting not specified as facade or landscape lighting, including advertising signage, is to be automatically reduced to 30% of its peak power between midnight or within 1 hour of business closing, whichever is later, and until 6:00 am or business opening, whichever is earlier, and during any period activity is not detected for a time longer than 15 minutes.
The exterior lighting power allowances were calculated for the simulation work for each prototype for 90.1-2007 and 90.1-2010. For 90.1-2010 Each prototype was identified with one or two of these lighting zones. Those with two lighting zones were weighted 50% for each zone type. Most of the exterior lighting power for the prototype buildings come from parking, entrances, and facades. The area and quantities of these was defined to calculate the lighting power allowances. This portion of exterior lighting is included in the cost estimate.
Comprehensive lighting models used to develop the exterior lighting power allowances were not available for 90.1-2010 in a form compatible with defining the specific prototype exterior lighting for the cost estimate. Instead, a PNNL lighting expert utilized to lighting power allowance and the parking area, quantity of entrances and façade areas described above to developed sufficient equipment and installation detail for the cost estimate. The quantity of equipment as adjusted from standard lighting equipment developed to just match the maximum power allowance values from the two versions of Standard 90.1.
Costs for fixtures, lamps, ballasts and occupancy sensors were developed by PNNL from the current Grainger catalog and other online sources. Costs for parking lighting poles and electrical conduit in poured concrete were extracted from the RS Means Electrical Cost Data (RS Means 2012b). Replacement costs are estimated for lamps and ballasts and replacement lives are calculated from useful life of the products divided by the exterior lighting hours of operation extracted from the prototype model output reports. Costs for individual components were determined and total costs per prototype were calculated by multiplying the quantity of the components.
Parking
For each site, a lighting power density (LPD) value is provided per code for parking lots in watts per square foot (W/sq. ft). The allowed power density value was multiplied by the area of the site to determine the total allowed power for that application at the site.
Example (Small Office): 0.06 W/sq. ft (Zone 2 90.1-2010) × 8,100 sq. = 486 W
A typical fixture type was selected for the parking lot, with an appropriate type of lamp and ballast. The input power to the ballast was used to calculate the number of fixtures that could be installed within the allowed power values.
Example (Small Office): 100W pulse-start metal halide lamp with input power of 125 W. 3.89 fixtures with this lamp-ballast combination can be installed within the 486 W as calculated in step 1.
The average initial illuminance of the lighting system was calculated by taking the initial lumens of the lamp, multiplying by the fixture efficiency (the amount of light that actually leaves the fixture compared to that generated by the lamp) divided by the area of the parking. This was done to verify the reasonableness of the schematic design, although this is constrained to meet the maximum power allowance.
Example (Small Office): 8,500 lumens × 4 fixtures × 75% efficiency = 25,500 lumens. 25,500 lumens / 8,100 sq. ft = 3.1 footcandles [(fc) lumens / sq. ft]
A mounting height was selected for the fixtures. The mounting height affects the spacing of the fixtures. Because the cost of the pole is usually more expensive than the fixture, the goal in lighting design is to limit the number of poles on a site.
90.1-2010 includes a requirement to turn off lights after 15 minutes of inactivity (in addition to the time of day restriction). One occupancy sensor per pole is included in the costs.
Final costs were determined to circuit (provide power) to the poles and fixtures. Std. 90.1-2007 designs assume that all fixtures turn on and off at the same time. Std. 90.1-2010 designs assume a lighting curfew therefore have two circuits some lights can be extinguished at the designated curve. Sample layouts were created in MS Excel to approximate the amount of conduit needed in the parking lot. RS Means Electrical Cost Data 2012 costs for conduit in slab were used.
Entrances
The number of doors and the lighting power allowances were developed for the prototypes in earlier work as described above.
Door lighting cannot be generalized the same way that parking lot lighting can be. The metrics are different (W / lf and W/ sf, respectively). The height of the door also plays a role. Short doors (3 ft) are going to have a lower header than wide doors (e.g., 12 ft). As the door header height increases, larger light sources are needed. As light source increases (e.g., going from CFL to metal halide) increases the cost of both the fixture and the lamp.
Compact fluorescent lamps (CFLs) were selected as the light source over the doors. It was assumed that the fixtures over the doors were wallpacks/over door lights (a standard fixture for lighting over doors). It was assume one fixture per door and two lamps per fixture. The total power of the light fixture was calculated and then compared to the code allowed power.
The light source for the roll-up doors was assumed to be a metal halide (probe-start for Std. 90.1-2007 and pulse-start for Std. 90.1-2010). These are common lamps used in lighting loading areas.
Example (Small Office): 1 fixture with a 32 W CFL (36 W input power) x 2 lamps = 72 W input power. 72 W (fixture input power) / 90 W (code allowed) = 20% below code. The quantity of fixtures was increased to a fractional amount to account for the maximum allowed power.
All fixtures were assumed to be mounted in roughly the same place and controlled with an astronomical time clock. Therefore, there is no difference in wiring between the Std. 90.1-2007 and Std. 90.1-2010 designs in terms of wiring labor. Astronomical time clocks typically allow manual settings as well and are assumed to be adequate to meet the 90.1-2010 added controls requirements.
Facades
Façade lighting could be lighting an architectural feature, signage, or other elements. The light source, type of light fixture, and controls are going to be affected on the elements being lighted. The costs were developed based a generic façade area and maximum allowed lighting power as determined for the prototypes as described above.
Example (Small Office): A low ballast factor 1-lamp fluorescent fixtures (22.5 / fixture) × 2 fixtures = 45 W. 45 W (designed power value ) / 36 W (allowed power) = 24% over code, yet, the actual power differential is 9 W. The quantity of fixtures was increased to a fractional amount to account for the maximum allowed power.
Costs were determined similarly to the parking from the same sources.

## Ext Lighting Proto (hidden)
State Commercial Energy Code Cost Effectiveness - Exterior Lighting Power Allowance and Controls
[34 empty] | Exterior Lighting Operating Hours | [66 empty] | Exterior Lighting Summary by Prototype of Total New Construction, Maintenance, and Replacement Costs By Replacement Year
[19 empty] | Addendum 90.1-07i changes the exterior lighting power allowances in Tables 9.4.3B (9.4.3 in 90.1-2007). The addendum also introduces exterior lighting zone type in Table 9.4.3A, described in the methodology. One or more of zone types 2, 3 and 4 apply to the prototypes. Addendum 90.1-07cd adds exterior lighting control requirements in section 9.4.1.3. Exterior Façade and landscape lighting are turned off between business closing or midnight, whichever is later, and until 6 am or business opening, whichever is earlier. Other exterior lighting is reduced to 30% in the same time period or when no activity for more than 15 minutes. Exterior lighting operating hours per year are shown to the right and reflect addition of controls. | [14 empty] | 2013, all lights | 4365 | 4365
[34 empty] | 2016, façade lights | 2175 | 2175
[34 empty] | 2016, other lights | 2832 | 2832
[19 empty] | Base Code Description |  | 2016 | [16 empty] | Target Code Description | 2019 | [16 empty] | Base Code Costs | [20 empty] | 90.1-2016 - costs with addendum | Target Code costs | [22 empty] | Small Office | [7 empty] | Large Office | [7 empty] | Standalone Retail | [7 empty] | Primary School | [7 empty] | Small Hotel | [7 empty] | Mid-rise Apartment
| Related 90.1-13 Addenda and 90.1-2016 Sections |  |  |  | Prototypes Affected | [5 empty] | Climate Location | [5 empty] | Name of Item | [38 empty] | New Construction Costs | [8 empty] | Maintenance Cost | Replacement Costs (Lamps above; ballasts or drivers on line below) | [10 empty] | New Construction Costs | New Construction Costs | [8 empty] | Maintenance | Replacement Costs (Lamps above; ballasts or drivers on line below) | [10 empty] | Incremental Costs 2016 minus 2013 |  | 90.1-2016 |  |  | 90.1-2019 |  |  | Incremental Cost |  | 90.1-2016 |  |  | 90.1-2019 |  |  | Incremental Cost |  | 90.1-2016 |  |  | 90.1-2019 |  |  | Incremental Cost |  | 90.1-2016 |  |  | 90.1-2019 |  |  | Incremental Cost |  | 90.1-2016 |  |  | 90.1-2019 |  |  | Incremental Cost |  | 90.1-2016 |  |  | 90.1-2019 |  |  | Incremental Cost
| 90.1 Addenda | 90.1-2013 Chapter(s) Affected | 90.1-2016 Section(s) affected | Affected Items | Small Office | Large Office | Standalone Retail | Primary School | Small Hotel | Mid-rise Apartment | 2A Houston | 3A Memphis | 3B El Paso | 4A Baltimore | 5A Chicago | Not Used | Interior Lighting Power Density | Not Used | Costs to provide exterior lighting fixtures, lamps and ballasts, and parking poles and conduit and slab to meet the exterior lighting maximum power allowed under 90.1-2007 Table 9.4.3. Costs by prototype and area of the building. Parking doors and Façade lighting only are included in the prototypes. Only exterior with different power allowance between 2007 and 2010 are included. In some exterior lighting zones (in 2010) the allowances are the same as for 2007. For IECC, 2009 and 2012 costs are the same, so for this comparison, costs are set to zero. | Exterior Lighting Zone | Code Unit and Value for Power Allowance, e.g. area, ft2 | Base Site Allowance | Allocation of Base Site Allowance | Base Watts | Allowed W/ft2 or W/lf | Allowed Power W | Fixture Type | Input Power per Fixture W | Fixture Quantity | Lamps Per Fixture | Lamp Or Ballast Life | Pole Quantity | Length of Poles | Conduit in Slab ft |  | Cost Weighting Factor for Zones | Not Used | Costs to provide exterior lighting fixtures, lamps and ballasts, and parking poles and conduit and slab to meet the exterior lighting maximum power allowed under 90.1-2010 Table 9.4.3B. Costs by an area of the building. Parking doors and Façade lighting only are included in the prototypes. Only exterior lighting with different power allowance between 2007 and 2010 are included. In some exterior lighting zones (in 2010) the allowances are the same as for 2007. Control requirement costs for parking are reflected in additional in slab conduit for circuiting of lights and use of the same type of timeclock as in the 90.1-2007 case. Controls for façade is assumed to be provided by same time clock as in the 90.1-2007 case. | Exterior Lighting Zone | Code Unit and Value for Power Allowance, e.g. area, ft2 | Base Site Allowance | Allocation of Base Site Allowance | Base Watts | Allowed Power W/ft2 | Allowed Power W | Fixture Type | Input Power per Fixture W | Fixture Quantity | Lamps Per Fixture | Lamp or Ballast Life | Pole Quantity | Length of Poles | Conduit in Slab, ft | Cost Weighting Factor for Zones | Material Cost/ft2 | Material Subtotal | Labor Crew Type Not Used | Labor Hours/ft2 | Labor Subtotal | Construction Equipment Subtotal | Cost Adjustments | Not Used | Not Used | Total | Annual Main-tenance None | Replacement Life (years) | Material Cost/ft2 | Material Subtotal | Labor Crew Type Not Used | Labor Hours/ft2 | Labor Subtotal | Construction Equipment Subtotal | Cost Adjustments | Not Used | Not Used | Total | Material Cost/ft2 | Material Subtotal | Labor Crew Type Not Used | Labor Hours/ft2 | Labor Subtotal | Construction Equipment Subtotal | Cost Adjustments | Incremental Added Design with OH&P | Incremental Added Commis- sioning with OH&P | Total | Annual Maintenance Cost None | Replacement Life (years) | Material Cost/ft2 | Material Subtotal | Labor Crew Type Not Used | Labor Hours/ft2 | Labor Subtotal | Construction Equipment Subtotal | Cost Adjustments | Incremental Added Design with OH&P | Incremental Added Commis- sioning with OH&P | Total | New Construction Costs | Replacement Costs (may have different frequency) | Category | All Costs, First Replacement Only | With Repeated Replacements | Category | Replacement First Year | With Repeated Replacements | 30 Year | 40 Year | Category | All Costs, First Replacement Only | With Repeated Replacements | Category | Replacement First Year | With Repeated Replacements | 30 Year | 40 Year | Category | All Costs, First Replacement Only | With Repeated Replacements | Category | Replacement First Year | With Repeated Replacements | 30 Year | 40 Year | Category | All Costs, First Replacement Only | With Repeated Replacements | Category | Replacement First Year | With Repeated Replacements | 30 Year | 40 Year | Category | All Costs, First Replacement Only | With Repeated Replacements | Category | Replacement First Year | With Repeated Replacements | 30 Year | 40 Year | Category | All Costs, First Replacement Only | With Repeated Replacements | Category | Replacement First Year | With Repeated Replacements | 30 Year | 40 Year
[101 empty] | New Construction | 0 | 0 | New Construction | 0 | 0 | 0 | 0 | New Construction | 0 | 0 | New Construction | 0 | 0 | 0 | 0 | New Construction | 0 | 0 | New Construction | 0 | 0 | 0 | 0 | New Construction | 0 | 0 | New Construction | 0 | 0 | 0 | 0 | New Construction | 0 | 0 | New Construction | 0 | 0 | 0 | 0 | New Construction | 0 | 0 | New Construction | 0 | 0 | 0 | 0
[101 empty] | Maintenance | 0 | 0 | Maintenance | 0 | 0 | 0 | 0 | Maintenance | 0 | 0 | Maintenance | 0 | 0 | 0 | 0 | Maintenance | 0 | 0 | Maintenance | 0 | 0 | 0 | 0 | Maintenance | 0 | 0 | Maintenance | 0 | 0 | 0 | 0 | Maintenance | 0 | 0 | Maintenance | 0 | 0 | 0 | 0 | Maintenance | 0 | 0 | Maintenance | 0 | 0 | 0 | 0
[5 empty] | Scroll down to row 65 for space by space analysis; scroll right for 40 year cost tabulations by building type | [15 empty] | Scroll down to row 65 for space by space analysis; scroll right for 40 year cost tabulations by building type | [16 empty] | Scroll down to row 65 for space by space analysis; scroll right for 40 year cost tabulations by building type | [17 empty] | Scroll down to row 65 for space by space analysis; scroll right for 40 year cost tabulations by building type | [12 empty] | Scroll down to row 65 for space by space analysis; scroll right for 40 year cost tabulations by building type | [15 empty] | Scroll down to row 65 for space by space analysis; scroll right for 40 year cost tabulations by building type | [6 empty] | Scroll down to row 65 for space by space analysis; scroll right for 40 year cost tabulations by building type
[101 empty] | Replacement - Year |  |  | Replacement - Year |  |  | 0 | 0 | Replacement - Year |  |  | Replacement - Year |  |  | 0 | 0 | Replacement - Year |  |  | Replacement - Year |  |  | 0 | 0 | Replacement - Year |  |  | Replacement - Year |  |  | 0 | 0 | Replacement - Year |  |  | Replacement - Year |  |  | 0 | 0 | Replacement - Year |  |  | Replacement - Year |  |  | 0 | 0
[101 empty] | 1 | 0 | 0 | 1 | 0 | 0 | 0 | 0 | 1 | 0 | 0 | 1 | 0 | 0 | 0 | 0 | 1 | 0 | 0 | 1 | 0 | 0 | 0 | 0 | 1 | 0 | 0 | 1 | 0 | 0 | 0 | 0 | 1 | 0 | 0 | 1 | 0 | 0 | 0 | 0 | 1 | 0 | 0 | 1 | 0 | 0 | 0 | 0
[101 empty] | 2 | 0 | 0 | 2 | 0 | 0 | 0 | 0 | 2 | 0 | 0 | 2 | 0 | 0 | 0 | 0 | 2 | 0 | 0 | 2 | 0 | 0 | 0 | 0 | 2 | 0 | 0 | 2 | 0 | 0 | 0 | 0 | 2 | 0 | 0 | 2 | 0 | 0 | 0 | 0 | 2 | 0 | 0 | 2 | 0 | 0 | 0 | 0
[101 empty] | 3 | 0 | 0 | 3 | 0 | 0 | 0 | 0 | 3 | 0 | 0 | 3 | 0 | 0 | 0 | 0 | 3 | 0 | 0 | 3 | 0 | 0 | 0 | 0 | 3 | 0 | 0 | 3 | 0 | 0 | 0 | 0 | 3 | 0 | 0 | 3 | 0 | 0 | 0 | 0 | 3 | 0 | 0 | 3 | 0 | 0 | 0 | 0
[101 empty] | 4 | 0 | 0 | 4 | 0 | 0 | 0 | 0 | 4 | 0 | 0 | 4 | 0 | 0 | 0 | 0 | 4 | 0 | 0 | 4 | 0 | 0 | 0 | 0 | 4 | 0 | 0 | 4 | 0 | 0 | 0 | 0 | 4 | 0 | 0 | 4 | 0 | 0 | 0 | 0 | 4 | 0 | 0 | 4 | 0 | 0 | 0 | 0
[101 empty] | 5 | 0 | 0 | 5 | 0 | 0 | 0 | 0 | 5 | 0 | 0 | 5 | 0 | 0 | 0 | 0 | 5 | 0 | 0 | 5 | 0 | 0 | 0 | 0 | 5 | 0 | 0 | 5 | 0 | 0 | 0 | 0 | 5 | 0 | 0 | 5 | 0 | 0 | 0 | 0 | 5 | 0 | 0 | 5 | 0 | 0 | 0 | 0
[101 empty] | 6 | 0 | 0 | 6 | 0 | 0 | 0 | 0 | 6 | 0 | 0 | 6 | 0 | 0 | 0 | 0 | 6 | 0 | 0 | 6 | 0 | 0 | 0 | 0 | 6 | 0 | 0 | 6 | 0 | 0 | 0 | 0 | 6 | 0 | 0 | 6 | 0 | 0 | 0 | 0 | 6 | 0 | 0 | 6 | 0 | 0 | 0 | 0
[101 empty] | 7 | 0 | 0 | 7 | 0 | 0 | 0 | 0 | 7 | 0 | 0 | 7 | 0 | 0 | 0 | 0 | 7 | 0 | 0 | 7 | 0 | 0 | 0 | 0 | 7 | 0 | 0 | 7 | 0 | 0 | 0 | 0 | 7 | 0 | 0 | 7 | 0 | 0 | 0 | 0 | 7 | 0 | 0 | 7 | 0 | 0 | 0 | 0
[101 empty] | 8 | 0 | 0 | 8 | 0 | 0 | 0 | 0 | 8 | 0 | 0 | 8 | 0 | 0 | 0 | 0 | 8 | 0 | 0 | 8 | 0 | 0 | 0 | 0 | 8 | 0 | 0 | 8 | 0 | 0 | 0 | 0 | 8 | 0 | 0 | 8 | 0 | 0 | 0 | 0 | 8 | 0 | 0 | 8 | 0 | 0 | 0 | 0
[101 empty] | 9 | 0 | 0 | 9 | 0 | 0 | 0 | 0 | 9 | 0 | 0 | 9 | 0 | 0 | 0 | 0 | 9 | 0 | 0 | 9 | 0 | 0 | 0 | 0 | 9 | 0 | 0 | 9 | 0 | 0 | 0 | 0 | 9 | 0 | 0 | 9 | 0 | 0 | 0 | 0 | 9 | 0 | 0 | 9 | 0 | 0 | 0 | 0
[101 empty] | 10 | 0 | 0 | 10 | 0 | 0 | 0 | 0 | 10 | 0 | 0 | 10 | 0 | 0 | 0 | 0 | 10 | 0 | 0 | 10 | 0 | 0 | 0 | 0 | 10 | 0 | 0 | 10 | 0 | 0 | 0 | 0 | 10 | 0 | 0 | 10 | 0 | 0 | 0 | 0 | 10 | 0 | 0 | 10 | 0 | 0 | 0 | 0
[101 empty] | 11 | 0 | 0 | 11 | 0 | 0 | 0 | 0 | 11 | 0 | 0 | 11 | 0 | 0 | 0 | 0 | 11 | 0 | 0 | 11 | 0 | 0 | 0 | 0 | 11 | 0 | 0 | 11 | 0 | 0 | 0 | 0 | 11 | 0 | 0 | 11 | 0 | 0 | 0 | 0 | 11 | 0 | 0 | 11 | 0 | 0 | 0 | 0
[101 empty] | 12 | 0 | 0 | 12 | 0 | 0 | 0 | 0 | 12 | 0 | 0 | 12 | 0 | 0 | 0 | 0 | 12 | 0 | 0 | 12 | 0 | 0 | 0 | 0 | 12 | 0 | 0 | 12 | 0 | 0 | 0 | 0 | 12 | 0 | 0 | 12 | 0 | 0 | 0 | 0 | 12 | 0 | 0 | 12 | 0 | 0 | 0 | 0
[101 empty] | 13 | 0 | 0 | 13 | 0 | 0 | 0 | 0 | 13 | 0 | 0 | 13 | 0 | 0 | 0 | 0 | 13 | 0 | 0 | 13 | 0 | 0 | 0 | 0 | 13 | 0 | 0 | 13 | 0 | 0 | 0 | 0 | 13 | 0 | 0 | 13 | 0 | 0 | 0 | 0 | 13 | 0 | 0 | 13 | 0 | 0 | 0 | 0
[101 empty] | 14 | 0 | 0 | 14 | 0 | 0 | 0 | 0 | 14 | 0 | 0 | 14 | 0 | 0 | 0 | 0 | 14 | 0 | 0 | 14 | 0 | 0 | 0 | 0 | 14 | 0 | 0 | 14 | 0 | 0 | 0 | 0 | 14 | 0 | 0 | 14 | 0 | 0 | 0 | 0 | 14 | 0 | 0 | 14 | 0 | 0 | 0 | 0
[5 empty] | Scroll down to row 65 for space by space analysis; scroll right for 40 year cost tabulations by building type | [15 empty] | Scroll down to row 65 for space by space analysis; scroll right for 40 year cost tabulations by building type | [16 empty] | Scroll down to row 65 for space by space analysis; scroll right for 40 year cost tabulations by building type | [17 empty] | Scroll down to row 65 for space by space analysis; scroll right for 40 year cost tabulations by building type | [12 empty] | Scroll down to row 65 for space by space analysis; scroll right for 40 year cost tabulations by building type | [15 empty] | Scroll down to row 65 for space by space analysis; scroll right for 40 year cost tabulations by building type | [6 empty] | Scroll down to row 65 for space by space analysis; scroll right for 40 year cost tabulations by building type | [8 empty] | 15 | 0 | 0 | 15 | 0 | 0 | 0 | 0 | 15 | 0 | 0 | 15 | 0 | 0 | 0 | 0 | 15 | 0 | 0 | 15 | 0 | 0 | 0 | 0 | 15 | 0 | 0 | 15 | 0 | 0 | 0 | 0 | 15 | 0 | 0 | 15 | 0 | 0 | 0 | 0 | 15 | 0 | 0 | 15 | 0 | 0 | 0 | 0
[101 empty] | 16 | 0 | 0 | 16 | 0 | 0 | 0 | 0 | 16 | 0 | 0 | 16 | 0 | 0 | 0 | 0 | 16 | 0 | 0 | 16 | 0 | 0 | 0 | 0 | 16 | 0 | 0 | 16 | 0 | 0 | 0 | 0 | 16 | 0 | 0 | 16 | 0 | 0 | 0 | 0 | 16 | 0 | 0 | 16 | 0 | 0 | 0 | 0
[101 empty] | 17 | 0 | 0 | 17 | 0 | 0 | 0 | 0 | 17 | 0 | 0 | 17 | 0 | 0 | 0 | 0 | 17 | 0 | 0 | 17 | 0 | 0 | 0 | 0 | 17 | 0 | 0 | 17 | 0 | 0 | 0 | 0 | 17 | 0 | 0 | 17 | 0 | 0 | 0 | 0 | 17 | 0 | 0 | 17 | 0 | 0 | 0 | 0
[101 empty] | 18 | 0 | 0 | 18 | 0 | 0 | 0 | 0 | 18 | 0 | 0 | 18 | 0 | 0 | 0 | 0 | 18 | 0 | 0 | 18 | 0 | 0 | 0 | 0 | 18 | 0 | 0 | 18 | 0 | 0 | 0 | 0 | 18 | 0 | 0 | 18 | 0 | 0 | 0 | 0 | 18 | 0 | 0 | 18 | 0 | 0 | 0 | 0
[101 empty] | 19 | 0 | 0 | 19 | 0 | 0 | 0 | 0 | 19 | 0 | 0 | 19 | 0 | 0 | 0 | 0 | 19 | 0 | 0 | 19 | 0 | 0 | 0 | 0 | 19 | 0 | 0 | 19 | 0 | 0 | 0 | 0 | 19 | 0 | 0 | 19 | 0 | 0 | 0 | 0 | 19 | 0 | 0 | 19 | 0 | 0 | 0 | 0
[101 empty] | 20 | 0 | 0 | 20 | 0 | 0 | 0 | 0 | 20 | 0 | 0 | 20 | 0 | 0 | 0 | 0 | 20 | 0 | 0 | 20 | 0 | 0 | 0 | 0 | 20 | 0 | 0 | 20 | 0 | 0 | 0 | 0 | 20 | 0 | 0 | 20 | 0 | 0 | 0 | 0 | 20 | 0 | 0 | 20 | 0 | 0 | 0 | 0
[101 empty] | 21 | 0 | 0 | 21 | 0 | 0 | 0 | 0 | 21 | 0 | 0 | 21 | 0 | 0 | 0 | 0 | 21 | 0 | 0 | 21 | 0 | 0 | 0 | 0 | 21 | 0 | 0 | 21 | 0 | 0 | 0 | 0 | 21 | 0 | 0 | 21 | 0 | 0 | 0 | 0 | 21 | 0 | 0 | 21 | 0 | 0 | 0 | 0
[101 empty] | 22 | 0 | 0 | 22 | 0 | 0 | 0 | 0 | 22 | 0 | 0 | 22 | 0 | 0 | 0 | 0 | 22 | 0 | 0 | 22 | 0 | 0 | 0 | 0 | 22 | 0 | 0 | 22 | 0 | 0 | 0 | 0 | 22 | 0 | 0 | 22 | 0 | 0 | 0 | 0 | 22 | 0 | 0 | 22 | 0 | 0 | 0 | 0
[101 empty] | 23 | 0 | 0 | 23 | 0 | 0 | 0 | 0 | 23 | 0 | 0 | 23 | 0 | 0 | 0 | 0 | 23 | 0 | 0 | 23 | 0 | 0 | 0 | 0 | 23 | 0 | 0 | 23 | 0 | 0 | 0 | 0 | 23 | 0 | 0 | 23 | 0 | 0 | 0 | 0 | 23 | 0 | 0 | 23 | 0 | 0 | 0 | 0
[101 empty] | 24 | 0 | 0 | 24 | 0 | 0 | 0 | 0 | 24 | 0 | 0 | 24 | 0 | 0 | 0 | 0 | 24 | 0 | 0 | 24 | 0 | 0 | 0 | 0 | 24 | 0 | 0 | 24 | 0 | 0 | 0 | 0 | 24 | 0 | 0 | 24 | 0 | 0 | 0 | 0 | 24 | 0 | 0 | 24 | 0 | 0 | 0 | 0
[101 empty] | 25 | 0 | 0 | 25 | 0 | 0 | 0 | 0 | 25 | 0 | 0 | 25 | 0 | 0 | 0 | 0 | 25 | 0 | 0 | 25 | 0 | 0 | 0 | 0 | 25 | 0 | 0 | 25 | 0 | 0 | 0 | 0 | 25 | 0 | 0 | 25 | 0 | 0 | 0 | 0 | 25 | 0 | 0 | 25 | 0 | 0 | 0 | 0
[101 empty] | 26 | 0 | 0 | 26 | 0 | 0 | 0 | 0 | 26 | 0 | 0 | 26 | 0 | 0 | 0 | 0 | 26 | 0 | 0 | 26 | 0 | 0 | 0 | 0 | 26 | 0 | 0 | 26 | 0 | 0 | 0 | 0 | 26 | 0 | 0 | 26 | 0 | 0 | 0 | 0 | 26 | 0 | 0 | 26 | 0 | 0 | 0 | 0
[101 empty] | 27 | 0 | 0 | 27 | 0 | 0 | 0 | 0 | 27 | 0 | 0 | 27 | 0 | 0 | 0 | 0 | 27 | 0 | 0 | 27 | 0 | 0 | 0 | 0 | 27 | 0 | 0 | 27 | 0 | 0 | 0 | 0 | 27 | 0 | 0 | 27 | 0 | 0 | 0 | 0 | 27 | 0 | 0 | 27 | 0 | 0 | 0 | 0
[101 empty] | 28 | 0 | 0 | 28 | 0 | 0 | 0 | 0 | 28 | 0 | 0 | 28 | 0 | 0 | 0 | 0 | 28 | 0 | 0 | 28 | 0 | 0 | 0 | 0 | 28 | 0 | 0 | 28 | 0 | 0 | 0 | 0 | 28 | 0 | 0 | 28 | 0 | 0 | 0 | 0 | 28 | 0 | 0 | 28 | 0 | 0 | 0 | 0
[101 empty] | 29 | 0 | 0 | 29 | 0 | 0 | 0 | 0 | 29 | 0 | 0 | 29 | 0 | 0 | 0 | 0 | 29 | 0 | 0 | 29 | 0 | 0 | 0 | 0 | 29 | 0 | 0 | 29 | 0 | 0 | 0 | 0 | 29 | 0 | 0 | 29 | 0 | 0 | 0 | 0 | 29 | 0 | 0 | 29 | 0 | 0 | 0 | 0
[101 empty] | 30 | 0 | 0 | 30 | 0 | 0 | 0 | 0 | 30 | 0 | 0 | 30 | 0 | 0 | 0 | 0 | 30 | 0 | 0 | 30 | 0 | 0 | 0 | 0 | 30 | 0 | 0 | 30 | 0 | 0 | 0 | 0 | 30 | 0 | 0 | 30 | 0 | 0 | 0 | 0 | 30 | 0 | 0 | 30 | 0 | 0 | 0 | 0
[101 empty] | 31 | 0 | 0 | 31 | 0 | 0 |  | 0 | 31 | 0 | 0 | 31 | 0 | 0 |  | 0 | 31 | 0 | 0 | 31 | 0 | 0 |  | 0 | 31 | 0 | 0 | 31 | 0 | 0 |  | 0 | 31 | 0 | 0 | 31 | 0 | 0 |  | 0 | 31 | 0 | 0 | 31 | 0 | 0 |  | 0
[101 empty] | 32 | 0 | 0 | 32 | 0 | 0 |  | 0 | 32 | 0 | 0 | 32 | 0 | 0 |  | 0 | 32 | 0 | 0 | 32 | 0 | 0 |  | 0 | 32 | 0 | 0 | 32 | 0 | 0 |  | 0 | 32 | 0 | 0 | 32 | 0 | 0 |  | 0 | 32 | 0 | 0 | 32 | 0 | 0 |  | 0
[5 empty] | Scroll down to row 65 for space by space analysis; scroll right for 40 year cost tabulations by building type | [15 empty] | Scroll down to row 65 for space by space analysis; scroll right for 40 year cost tabulations by building type | [16 empty] | Scroll down to row 65 for space by space analysis; scroll right for 40 year cost tabulations by building type | [17 empty] | Scroll down to row 65 for space by space analysis; scroll right for 40 year cost tabulations by building type | [12 empty] | Scroll down to row 65 for space by space analysis; scroll right for 40 year cost tabulations by building type | [15 empty] | Scroll down to row 65 for space by space analysis; scroll right for 40 year cost tabulations by building type | [6 empty] | Scroll down to row 65 for space by space analysis; scroll right for 40 year cost tabulations by building type | [8 empty] | 33 | 0 | 0 | 33 | 0 | 0 |  | 0 | 33 | 0 | 0 | 33 | 0 | 0 |  | 0 | 33 | 0 | 0 | 33 | 0 | 0 |  | 0 | 33 | 0 | 0 | 33 | 0 | 0 |  | 0 | 33 | 0 | 0 | 33 | 0 | 0 |  | 0 | 33 | 0 | 0 | 33 | 0 | 0 |  | 0
[101 empty] | 34 | 0 | 0 | 34 | 0 | 0 |  | 0 | 34 | 0 | 0 | 34 | 0 | 0 |  | 0 | 34 | 0 | 0 | 34 | 0 | 0 |  | 0 | 34 | 0 | 0 | 34 | 0 | 0 |  | 0 | 34 | 0 | 0 | 34 | 0 | 0 |  | 0 | 34 | 0 | 0 | 34 | 0 | 0 |  | 0
[101 empty] | 35 | 0 | 0 | 35 | 0 | 0 |  | 0 | 35 | 0 | 0 | 35 | 0 | 0 |  | 0 | 35 | 0 | 0 | 35 | 0 | 0 |  | 0 | 35 | 0 | 0 | 35 | 0 | 0 |  | 0 | 35 | 0 | 0 | 35 | 0 | 0 |  | 0 | 35 | 0 | 0 | 35 | 0 | 0 |  | 0
[101 empty] | 36 | 0 | 0 | 36 | 0 | 0 |  | 0 | 36 | 0 | 0 | 36 | 0 | 0 |  | 0 | 36 | 0 | 0 | 36 | 0 | 0 |  | 0 | 36 | 0 | 0 | 36 | 0 | 0 |  | 0 | 36 | 0 | 0 | 36 | 0 | 0 |  | 0 | 36 | 0 | 0 | 36 | 0 | 0 |  | 0
[101 empty] | 37 | 0 | 0 | 37 | 0 | 0 |  | 0 | 37 | 0 | 0 | 37 | 0 | 0 |  | 0 | 37 | 0 | 0 | 37 | 0 | 0 |  | 0 | 37 | 0 | 0 | 37 | 0 | 0 |  | 0 | 37 | 0 | 0 | 37 | 0 | 0 |  | 0 | 37 | 0 | 0 | 37 | 0 | 0 |  | 0
[101 empty] | 38 | 0 | 0 | 38 | 0 | 0 |  | 0 | 38 | 0 | 0 | 38 | 0 | 0 |  | 0 | 38 | 0 | 0 | 38 | 0 | 0 |  | 0 | 38 | 0 | 0 | 38 | 0 | 0 |  | 0 | 38 | 0 | 0 | 38 | 0 | 0 |  | 0 | 38 | 0 | 0 | 38 | 0 | 0 |  | 0
[101 empty] | 39 | 0 | 0 | 39 | 0 | 0 |  | 0 | 39 | 0 | 0 | 39 | 0 | 0 |  | 0 | 39 | 0 | 0 | 39 | 0 | 0 |  | 0 | 39 | 0 | 0 | 39 | 0 | 0 |  | 0 | 39 | 0 | 0 | 39 | 0 | 0 |  | 0 | 39 | 0 | 0 | 39 | 0 | 0 |  | 0
[101 empty] | 40 | 0 | 0 | 40 | 0 | 0 |  | 0 | 40 | 0 | 0 | 40 | 0 | 0 |  | 0 | 40 | 0 | 0 | 40 | 0 | 0 |  | 0 | 40 | 0 | 0 | 40 | 0 | 0 |  | 0 | 40 | 0 | 0 | 40 | 0 | 0 |  | 0 | 40 | 0 | 0 | 40 | 0 | 0 |  | 0
[101 empty] | Residual Year 30 |  | 0 | Residual Year 30 |  | 0 |  | 0 | Residual Year 30 |  | 0 | Residual Year 30 |  | 0 |  | 0 | Residual Year 30 |  | 0 | Residual Year 30 |  | 0 |  | 0 | Residual Year 30 |  | 0 | Residual Year 30 |  | 0 |  | 0 | Residual Year 30 |  | 0 | Residual Year 30 |  | 0 |  | 0 | Residual Year 30 |  | 0 | Residual Year 30 |  | 0 |  | 0
[101 empty] | Residual Year 40 |  | 0 | Residual Year 40 |  | 0 |  | 0 | Residual Year 40 |  | 0 | Residual Year 40 |  | 0 |  | 0 | Residual Year 40 |  | 0 | Residual Year 40 |  | 0 |  | 0 | Residual Year 40 |  | 0 | Residual Year 40 |  | 0 |  | 0 | Residual Year 40 |  | 0 | Residual Year 40 |  | 0 |  | 0 | Residual Year 40 |  | 0 | Residual Year 40 |  | 0 |  | 0
[19 empty] | Base Code Description |  | 2016 | [16 empty] | Target Code Description | 2019 | [16 empty] | Base Code Costs | [20 empty] | 90.1-2016 - costs with addendum | Target Code costs
| Related 90.1-13 Addenda and 90.1-2016 Sections |  |  |  | Prototypes Affected | [5 empty] | Climate Location | [5 empty] | Name of Item | [38 empty] | New Construction Costs | [8 empty] | Maintenance Cost | Replacement Costs | [10 empty] | New Construction Costs | New Construction Costs | [8 empty] | Maintenance | Replacement Costs | [10 empty] | Incremental Costs 2016 minus 2013
| 90.1 Addenda | 90.1-2013 Chapter(s) Affected | 90.1-2016 Section(s) affected | Affected Items | Small Office | Large Office | Standalone Retail | Primary School | Small Hotel | Mid-rise Apartment | 2A Houston | 3A Memphis | 3B El Paso | 4A Baltimore | 5A Chicago | Not Used | Interior Lighting Power Density | Not Used | Costs to provide exterior lighting fixtures, lamps and ballasts, and parking poles and conduit and slab to meet the exterior lighting maximum power allowed under 90.1-2007 Table 9.4.3. Costs by prototype and area of the building. Parking doors and Façade lighting only are included in the prototypes. Only exterior with different power allowance between 2007 and 2010 are included. In some exterior lighting zones (in 2010) the allowances are the same as for 2007. For IECC, 2009 and 2012 costs are the same, so for this comparison, costs are set to zero. | Exterior Lighting Zone | Code Unit and Value for Power Allowance, e.g. area, ft2 | Base Site Allowance | Allocation of Base Site Allowance | Base Watts | Allowed W/ft2 or W/lf | Allowed Power W | Fixture Type | Input Power per Fixture W | Fixture Quantity | Lamps Per Fixture | Lamp Or Ballast Life | Pole Quantity | Length of Poles | Conduit in Slab ft |  | Cost Weighting Factor for Zones | Not Used | Costs to provide exterior lighting fixtures, lamps and ballasts, and parking poles and conduit and slab to meet the exterior lighting maximum power allowed under 90.1-2010 Table 9.4.3B. Costs by an area of the building. Parking doors and Façade lighting only are included in the prototypes. Only exterior lighting with different power allowance between 2007 and 2010 are included. In some exterior lighting zones (in 2010) the allowances are the same as for 2007. Control requirement costs for parking are reflected in additional in slab conduit for circuiting of lights and use of the same type of timeclock as in the 90.1-2007 case. Controls for façade is assumed to be provided by same time clock as in the 90.1-2007 case. | Exterior Lighting Zone | Code Unit and Value for Power Allowance, e.g. area, ft2 | Base Site Allowance | Allocation of Base Site Allowance | Base Watts | Allowed Power W/ft2 | Allowed Power W | Fixture Type | Input Power per Fixture W | Fixture Quantity | Lamps Per Fixture | Lamp or Ballast Life | Pole Quantity | Length of Poles | Conduit in Slab, ft | Cost Weighting Factor for Zones | Material Cost/ft2 | Material Subtotal | Labor Crew Type Not Used | Labor Hours/ft2 | Labor Subtotal | Construction Equipment Subtotal | Cost Adjustments | Not Used | Not Used | Total | Annual Main-tenance None | Replacement Life (years) | Material Cost/ft2 | Material Subtotal | Labor Crew Type Not Used | Labor Hours/ft2 | Labor Subtotal | Construction Equipment Subtotal | Cost Adjustments | Not Used | Not Used | Total | Material Cost/ft2 | Material Subtotal | Labor Crew Type Not Used | Labor Hours/ft2 | Labor Subtotal | Construction Equipment Subtotal | Cost Adjustments | Incremental Added Design with OH&P | Incremental Added Commis- sioning with OH&P | Total | Annual Maintenance Cost None | Replacement Life (years) | Material Cost/ft2 | Material Subtotal | Labor Crew Type Not Used | Labor Hours/ft2 | Labor Subtotal | Construction Equipment Subtotal | Cost Adjustments | Incremental Added Design with OH&P | Incremental Added Commis- sioning with OH&P | Total | New Construction Costs | Replacement Costs (may have different frequency)
[5 empty] | 0 | [5 empty] | X | X | X | X | X |  | Small _Office_Interior_Lighting_LPD |  | Small Office | [18 empty] | Small Office | [16 empty] | Small Office | [10 empty] | Small Office | [10 empty] | Small Office | [10 empty] | Small Office | [9 empty] | Small Office | 0 | 0
[5 empty] | 0 | [5 empty] | X | X | X | X | X
[5 empty] | 0 | [5 empty] | X | X | X | X | X |  |  |  | Zone 2 |  |  | 600 | 0 | 0 | [7 empty] | 0 |  |  |  | 1 |  |  |  |  | 400 | 0 | 0 | [8 empty] | 0
[5 empty] | 0 | [5 empty] | X | X | X | X | X |  |  |  | Zone 3 |  |  | 750 | 0 | 0 | [16 empty] | 500 | 0 | 0
[5 empty] | 0 | [5 empty] | X | X | X | X | X |  |  |  | Zone 4 |  |  | 1300 | 0 | 0 | [16 empty] | 900 | 0 | 0
[5 empty] | 0 | [5 empty] | X | X | X | X | X |  |  |  | Area required per space |  | 325 | [16 empty] | Area required per space |  | 325
[5 empty] | 0 | [5 empty] | X | X | X | X | X |  |  |  | # of Parking Spaces |  | 27.4154 | [16 empty] | # of Parking Spaces |  | 27.4154
[5 empty] | 0 | [5 empty] | X | X | X | X | X |  |  |  | # of spaces per fixture |  | 20 | [16 empty] | # of spaces per fixture |  | 20
[5 empty] | 0 | [5 empty] | X | X | X | X | X |  |  |  | # of Fixtures |  | 1.3708 | [16 empty] | # of Fixtures | 0 | 1.3708
[5 empty] | 0 | [5 empty] | X | X | X | X | X |  |  |  | Parking |  | area, ft2 | [16 empty] | Parking |  | area, ft2
[5 empty] | 0 | [5 empty] | X | X | X | X | X |  |  |  | includes lamp replacement | zone 2 | 8910 | 600 | 0 | 0 | 0.06 | 534.6 | LED-PK-85 LPW-6600 lm | 73 | 7.3233 | 1 | 100000 | 4 | 20 | 156.2143 |  | 0.5 |  | includes lamp replacement | zone 2 | 8910 | 400 | 0 | 0 | 0.04 | 356.4 | LED-PK-91 LPW-5600 lm | 59 | 6.0407 | 1 | 100000 | 4 | 20 | 280 | 0.5 |  | 4715.8105 |  |  | 1545.4256 | 96.5 | 3789.1299 | 1.6779 |  | 10146.866 |  | 23 |  | 0 |  |  | 0 |  | 0 |  |  | 0 |  | 4226.6 |  |  | 725.7436 | 96.5 | 2762.3286 |  |  | 7811.1722 |  | 35 |  | 0 |  |  | 0 |  | 0 |  |  | 0 | EXCLUDED
[5 empty] | 0 | [5 empty] | X | X | X | X | X |  |  |  | ballast replacement | [11 empty] | 100000 | [6 empty] | ballast replacement | [11 empty] | 50000 | [15 empty] | 23 |  | 1076.5233 |  |  | 1098.2628 |  | 1875.0497 |  |  | 4049.8358 | [11 empty] | 18 |  | 469.6627 |  |  | 305.7414 |  | 628.9559 |  |  | 1404.3599 |  | EXCLUDED
[5 empty] | 0 | [5 empty] | X | X | X | X | X |  |  |  |  | zone 3 | 8910 | 750 | 0 | 0 | 0.1 | 891 | LED-PK-85 LPW-6600 lm | 73 | 12.2055 | 1 | 100000 | 7 | 20 | 156 |  | 0.5 |  | " " | zone 3 | 8910 | 500 | 0 | 0 | 0.06 | 534.6 | LED-PK-91 LPW-5600 lm | 59 | 9.061 | 1 | 100000 | 7 | 20 | 280 | 0.5 |  | 8016.321 |  |  | 2543.9763 | 168.875 | 6362.2683 | 1.6864 |  | 17091.4406 |  | 23 |  | 0 |  |  | 0 |  | 0 |  |  | 0 |  | 6893.75 |  |  | 1118.4653 | 168.875 | 4445.7734 |  |  | 12626.8637 |  | 35 |  | 0 |  |  | 0 |  | 0 |  |  | 0 | EXCLUDED
[5 empty] | 0 | [5 empty] | X | X | X | X | X | [15 empty] | 100000 | [6 empty] | " " | [11 empty] | 50000 | [15 empty] | 23 |  | 1794.2055 |  |  | 1830.4379 |  | 3125.0829 |  |  | 6749.7263 | [11 empty] | 18 |  | 704.4941 |  |  | 458.612 |  | 943.4338 |  |  | 2106.5399 |  | EXCLUDED
[5 empty] | 0 | [5 empty] | X | X | X | X | X |  |  |  |  | zone 4 | 8910 | 1300 | 0 | 0 | 0.13 | 1158.3 | LED-PK-85 LPW-6600 lm | 73 | 15.8671 | 1 | 100000 | 8 | 20 | 156 |  | 0 |  | " " | zone 4 | 8910 | 900 | 0 | 0 | 0.08 | 712.8 | LED-PK-91 LPW-5600 lm | 59 | 12.0814 | 1 | 100000 | 8 | 20 | 280 | 0 |  | 0 |  |  | 0 | 0 | 0 |  |  | 0 |  | 23 |  | 0 |  |  | 0 |  | 0 |  |  | 0 |  | 0 |  |  | 0 | 0 | 0 |  |  | 0 |  | 35 |  | 0 |  |  | 0 |  | 0 |  |  | 0
[5 empty] | 0 | [5 empty] | X | X | X | X | X | [15 empty] | 100000 | [6 empty] | " " | [27 empty] | 23 |  | 0 |  |  | 0 |  | 0 |  |  | 0 | [11 empty] | 0 |  | 0 |  |  | 0 |  | 0 |  |  | 0
[5 empty] | 0 | [5 empty] | X | X | X | X | X
[5 empty] | 0 | [5 empty] | X | X | X | X | X |  |  |  | Doors |  | linear feet, ft | [16 empty] | Doors |  | linear feet, ft
[5 empty] | 0 | [5 empty] | X | X | X | X | X |  |  |  | Main Door includes lamp replacement | zone 2 | 3.3 | 600 | 0 | 0 | 20 | 66 | LED-Wall-97 LPW-2700 lm | 28 | 2.3571 | 1 | 60000 | 0 | 0 |  |  | 0.5 |  | includes lamp replacement | zone 2 | 3.3 | 400 | 0 | 0 | 14 | 46.2 | LED-Wall-103 LPW-2900 lm | 28 | 1.65 | 1 | 100000 | 0 | 0 |  | 0.5 |  | 408.9643 |  |  | 72.3054 | 0 | 266.6036 | 1.8052 |  | 747.8732 |  | 14 |  | 0 |  |  | 0 |  | 0 |  |  | 0 |  | 535.425 |  |  | 25.3069 | 0 | 282.08 |  |  | 842.8119 |  | 35 |  | 0 |  |  | 0 |  | 0 |  |  | 0 | EXCLUDED
[5 empty] | 0 | [5 empty] | X | X | X | X | X |  |  |  | ballast replacement | [11 empty] | 60000 | [6 empty] | ballast replacement | [11 empty] | 100000 | [15 empty] | 14 |  | 204.4821 |  |  | 119.3038 |  | 258.7765 |  |  | 582.5625 | [11 empty] | 35 |  | 267.7125 |  |  | 83.5127 |  | 259.5411 |  |  | 610.7663 |  | EXCLUDED
[5 empty] | 0 | [5 empty] | X | X | X | X | X |  |  |  | Other Doors - includes lamp replacement | zone 2 | 3.3 | 750 | 0 | 0 | 20 | 66 | LED-Wall-97 LPW-2700 lm | 28 | 2.3571 | 1 | 60000 | 0 | 0 |  |  | 0.5 |  | Other Doors - includes lamp replacement | zone 2 | 3.3 | 500 | 0 | 0 | 14 | 46.2 | LED-Wall-103 LPW-2900 lm | 28 | 1.65 | 1 | 100000 | 0 | 0 |  | 0.5 |  | 408.9643 |  |  | 72.3054 | 0 | 266.6036 | 1.8052 |  | 747.8732 |  | 14 |  | 0 |  |  | 0 |  | 0 |  |  | 0 |  | 535.425 |  |  | 25.3069 | 0 | 282.08 |  |  | 842.8119 |  | 35 |  | 0 |  |  | 0 |  | 0 |  |  | 0 | EXCLUDED
[5 empty] | 0 | [5 empty] | X | X | X | X | X |  |  |  | ballast replacement | [11 empty] | 60000 | [6 empty] | ballast replacement | [11 empty] | 100000 | [15 empty] | 14 |  | 204.4821 |  |  | 119.3038 |  | 258.7765 |  |  | 582.5625 | [11 empty] | 35 |  | 267.7125 |  |  | 83.5127 |  | 259.5411 |  |  | 610.7663 |  | EXCLUDED
[5 empty] | 0 | [5 empty] | X | X | X | X | X |  |  |  | Rool-up Door includes lamp replacement | zone 2 | 2.563 | 1300 | 0 | 0 | 20 | 51.26 | LED-Wall-97 LPW-2700 lm | 28 | 1.8307 | 1 | 60000 | 0 | 0 |  |  | 0.5 |  | Rool-up Door includes lamp replacement | zone 2 | 2.563 | 900 | 0 | 0 | 14 | 35.882 | LED-Wall-103 LPW-2900 lm | 28 | 1.2815 | 1 | 100000 | 0 | 0 |  | 0.5 |  | 317.6289 |  |  | 56.1572 | 0 | 207.0621 | 1.8052 |  | 580.8482 |  | 14 |  | 0 |  |  | 0 |  | 0 |  |  | 0 |  | 415.8467 |  |  | 19.655 | 0 | 219.0821 |  |  | 654.5839 |  | 35 |  | 0 |  |  | 0 |  | 0 |  |  | 0 | EXCLUDED
[5 empty] | 0 | [5 empty] | X | X | X | X | X |  |  |  | ballast replacement | [11 empty] | 60000 | [6 empty] | ballast replacement | [11 empty] | 100000 | [15 empty] | 14 |  | 158.8145 |  |  | 92.6593 |  | 200.9831 |  |  | 452.4568 | [11 empty] | 35 |  | 207.9234 |  |  | 64.8615 |  | 201.5769 |  |  | 474.3618 |  | EXCLUDED
[5 empty] | 0 | [5 empty] | X | X | X | X | X | [10 empty] | 183.26 | [18 empty] | 128.282
[5 empty] | 0 | [5 empty] | X | X | X | X | X |  |  |  | Main Door includes lamp replacement | zone 3 | 3.3 | 750 | 0 | 0 | 30 | 99 | LED-Wall-97 LPW-2700 lm | 28 | 3.5357 | 1 | 60000 | 0 | 0 |  |  | 0.5 |  | " " | zone 3 | 3.3 | 500 | 0 | 0 | 21 | 69.3 | LED-Wall-103 LPW-2900 lm | 28 | 2.475 | 1 | 100000 | 0 | 0 |  | 0.5 |  | 613.4464 |  |  | 108.458 | 0 | 399.9054 | 1.8052 |  | 1121.8098 |  | 14 |  | 0 |  |  | 0 |  | 0 |  |  | 0 |  | 803.1375 |  |  | 37.9603 | 0 | 423.12 |  |  | 1264.2178 |  | 35 |  | 0 |  |  | 0 |  | 0 |  |  | 0 | EXCLUDED
[5 empty] | 0 | [5 empty] | X | X | X | X | X |  |  |  | ballast replacement | [11 empty] | 60000 | [6 empty] | " " | [11 empty] | 100000 | [15 empty] | 14 |  | 306.7232 |  |  | 178.9558 |  | 388.1647 |  |  | 873.8437 | [11 empty] | 35 |  | 401.5688 |  |  | 125.269 |  | 389.3116 |  |  | 916.1494 |  | EXCLUDED
[5 empty] | 0 | [5 empty] | X | X | X | X | X |  |  |  | Other Doors - includes lamp replacement | Zone 3 | 3.3 | 600 | 0 | 0 | 30 | 99 | LED-Wall-97 LPW-2700 lm | 28 | 3.5357 | 1 | 60000 | 0 | 0 |  |  | 0.5 |  | Other Doors - includes lamp replacement | Zone 3 | 3.3 | 400 | 0 | 0 | 21 | 69.3 | LED-Wall-103 LPW-2900 lm | 28 | 2.475 | 1 | 100000 | 0 | 0 |  | 0.5 |  | 613.4464 |  |  | 108.458 | 0 | 399.9054 | 1.8052 |  | 1121.8098 |  | 14 |  | 0 |  |  | 0 |  | 0 |  |  | 0 |  | 803.1375 |  |  | 37.9603 | 0 | 423.12 |  |  | 1264.2178 |  | 35 |  | 0 |  |  | 0 |  | 0 |  |  | 0 | EXCLUDED
[5 empty] | 0 | [5 empty] | X | X | X | X | X |  |  |  | ballast replacement | [11 empty] | 60000 | [6 empty] | ballast replacement | [11 empty] | 100000 | [15 empty] | 14 |  | 306.7232 |  |  | 178.9558 |  | 388.1647 |  |  | 873.8437 | [11 empty] | 35 |  | 401.5688 |  |  | 125.269 |  | 389.3116 |  |  | 916.1494 |  | EXCLUDED
[5 empty] | 0 | [5 empty] | X | X | X | X | X |  |  |  | Rool-up Door includes lamp replacement | Zone 3 | 2.563 | 750 | 0 | 0 | 20 | 51.26 | LED-Wall-97 LPW-2700 lm | 28 | 1.8307 | 1 | 60000 | 0 | 0 |  |  | 0.5 |  | Rool-up Door includes lamp replacement | Zone 3 | 2.563 | 500 | 0 | 0 | 21 | 53.823 | LED-Wall-103 LPW-2900 lm | 28 | 1.9223 | 1 | 100000 | 0 | 0 |  | 0.5 |  | 317.6289 |  |  | 56.1572 | 0 | 207.0621 | 1.8052 |  | 580.8482 |  | 14 |  | 0 |  |  | 0 |  | 0 |  |  | 0 |  | 623.7701 |  |  | 29.4825 | 0 | 328.6232 |  |  | 981.8758 |  | 35 |  | 0 |  |  | 0 |  | 0 |  |  | 0 | EXCLUDED
[5 empty] | 0 | [5 empty] | X | X | X | X | X |  |  |  | ballast replacement | [11 empty] | 60000 | [6 empty] | ballast replacement | [11 empty] | 100000 | [15 empty] | 14 |  | 158.8145 |  |  | 92.6593 |  | 200.9831 |  |  | 452.4568 | [11 empty] | 35 |  | 311.8851 |  |  | 97.2923 |  | 302.3653 |  |  | 711.5427 |  | EXCLUDED
[5 empty] | 0 | [5 empty] | X | X | X | X | X | [10 empty] | 249.26 | [18 empty] | 192.423
[5 empty] | 0 | [5 empty] | X | X | X | X | X |  |  |  | Main Door includes lamp replacement | zone 4 | 3.3 | 1300 | 0 | 0 | 30 | 99 | LED-Wall-97 LPW-2700 lm | 28 | 3.5357 | 1 | 60000 | 0 | 0 |  |  | 0 |  | " " | zone 4 | 3.3 | 900 | 0 | 0 | 21 | 69.3 | LED-Wall-103 LPW-2900 lm | 28 | 2.475 | 1 | 100000 | 0 | 0 |  | 0 |  | 0 |  |  | 0 | 0 | 0 |  |  | 0 |  | 14 |  | 0 |  |  | 0 |  | 0 |  |  | 0 |  | 0 |  |  | 0 | 0 | 0 |  |  | 0 |  | 35 |  | 0 |  |  | 0 |  | 0 |  |  | 0
[5 empty] | 0 | [5 empty] | X | X | X | X | X |  |  |  | ballast replacement | [11 empty] | 60000 | [6 empty] | " " | [11 empty] | 100000 | [15 empty] | 14 |  | 0 |  |  | 0 |  | 0 |  |  | 0 | [11 empty] | 35 |  | 0 |  |  | 0 |  | 0 |  |  | 0
[5 empty] | 0 | [5 empty] | X | X | X | X | X |  |  |  | Other Doors - includes lamp replacement | Zone 4 | 3.3 | 750 | 0 | 0 | 30 | 99 | LED-Wall-97 LPW-2700 lm | 28 | 3.5357 | 1 | 60000 | 0 | 0 |  |  | 0 |  | Other Doors - includes lamp replacement | Zone 4 | 3.3 | 500 | 0 | 0 | 21 | 69.3 | LED-Wall-103 LPW-2900 lm | 28 | 2.475 | 1 | 100000 | 0 | 0 |  | 0 |  | 0 |  |  | 0 | 0 | 0 |  |  | 0 |  | 14 |  | 0 |  |  | 0 |  | 0 |  |  | 0 |  | 0 |  |  | 0 | 0 | 0 |  |  | 0 |  | 35 |  | 0 |  |  | 0 |  | 0 |  |  | 0
[5 empty] | 0 | [5 empty] | X | X | X | X | X |  |  |  | ballast replacement | [11 empty] | 60000 | [6 empty] | ballast replacement | [11 empty] | 100000 | [15 empty] | 14 |  | 0 |  |  | 0 |  | 0 |  |  | 0 | [11 empty] | 35 |  | 0 |  |  | 0 |  | 0 |  |  | 0
[5 empty] | 0 | [5 empty] | X | X | X | X | X |  |  |  | Rool-up Door includes lamp replacement | Zone 4 | 2.563 | 600 | 0 | 0 | 20 | 51.26 | LED-Wall-97 LPW-2700 lm | 28 | 1.8307 | 1 | 60000 | 0 | 0 |  |  | 0 |  | Rool-up Door includes lamp replacement | Zone 4 | 2.563 | 400 | 0 | 0 | 21 | 53.823 | LED-Wall-103 LPW-2900 lm | 28 | 1.9223 | 1 | 100000 | 0 | 0 |  | 0 |  | 0 |  |  | 0 | 0 | 0 |  |  | 0 |  | 14 |  | 0 |  |  | 0 |  | 0 |  |  | 0 |  | 0 |  |  | 0 | 0 | 0 |  |  | 0 |  | 35 |  | 0 |  |  | 0 |  | 0 |  |  | 0
[5 empty] | 0 | [5 empty] | X | X | X | X | X |  |  |  | ballast replacement | [11 empty] | 60000 | [6 empty] | ballast replacement | [11 empty] | 100000 | [15 empty] | 14 |  | 0 |  |  | 0 |  | 0 |  |  | 0 | [11 empty] | 35 |  | 0 |  |  | 0 |  | 0 |  |  | 0
[5 empty] | 0 | [5 empty] | X | X | X | X | X | [10 empty] | 249.26 | [18 empty] | 192.423
[5 empty] | 0 | [5 empty] | X | X | X | X | X
[5 empty] | 0 | [5 empty] | X | X | X | X | X
[5 empty] | 0 | [5 empty] | X | X | X | X | X |  |  |  | Façade |  | area, ft2 | [7 empty] | 0.85176 | [8 empty] | Façade |  | area, ft2
[5 empty] | 0 | [5 empty] | X | X | X | X | X |  |  |  | includes lamp replacement | zone 2 | 405 | 600 | 0 | 0 | 0.1 | 40.5 | LED-Flood-104 LPD-2600 lm | 25 | 1.62 | 1 | 100000 | 0 | 0 |  |  | 0.5 |  | includes lamp replacement | zone 2 | 405 | 400 | 0 | 0 | 0.1 | 40.5 | LED-Flood-104 LPD-2600 lm | 25 | 1.62 | 1 | 100000 | 0 | 0 |  | 0.5 |  | 214.65 |  |  | 49.6935 | 0 | 151.2681 | 1.7475 |  | 415.6116 |  | 23 |  | 0 |  |  | 0 |  | 0 |  |  | 0 |  | 214.65 |  |  | 24.8468 | 0 | 127.2788 |  |  | 366.7756 |  | 35 |  | 0 |  |  | 0 |  | 0 |  |  | 0 | EXCLUDED
[5 empty] | 0 | [5 empty] | X | X | X | X | X |  |  |  | ballast replacement | [11 empty] | 100000 | [6 empty] | ballast replacement | [11 empty] | 100000 | [15 empty] | 23 |  | 107.325 |  |  | 81.9943 |  | 156.9503 |  |  | 346.2696 | [11 empty] | 35 |  | 107.325 |  |  | 81.9943 |  | 156.9503 |  |  | 346.2696
[5 empty] | 0 | [5 empty] | X | X | X | X | X |  |  |  |  | zone 3 | 405 | 750 | 0 | 0 | 0.15 | 60.75 | LED-Flood-104 LPD-2600 lm | 25 | 2.43 | 1 | 100000 | 0 | 0 |  |  | 0.5 |  | " " | zone 3 | 405 | 500 | 0 | 0 | 0.15 | 60.75 | LED-Flood-104 LPD-2600 lm | 25 | 2.43 | 1 | 100000 | 0 | 0 |  | 0.5 |  | 321.975 |  |  | 74.5403 | 0 | 226.9021 | 1.7475 |  | 623.4173 |  | 23 |  | 0 |  |  | 0 |  | 0 |  |  | 0 |  | 321.975 |  |  | 37.2701 | 0 | 190.9182 |  |  | 550.1634 |  | 35 |  | 0 |  |  | 0 |  | 0 |  |  | 0 | EXCLUDED
[5 empty] | 0 | [5 empty] | X | X | X | X | X | [15 empty] | 100000 | [6 empty] | " " | [11 empty] | 100000 | [15 empty] | 23 |  | 160.9875 |  |  | 122.9914 |  | 235.4254 |  |  | 519.4044 | [11 empty] | 35 |  | 160.9875 |  |  | 122.9914 |  | 235.4254 |  |  | 519.4044
[5 empty] | 0 | [5 empty] | X | X | X | X | X |  |  |  |  | zone 4 | 405 | 1300 | 0 | 0 | 0.2 | 81 | LED-Flood-104 LPD-2600 lm | 25 | 3.24 | 1 | 100000 | 0 | 0 |  |  | 0 |  | " " | zone 4 | 405 | 900 | 0 | 0 | 0.2 | 81 | LED-Flood-104 LPD-2600 lm | 25 | 3.24 | 1 | 100000 | 0 | 0 |  | 0 |  | 0 |  |  | 0 | 0 | 0 |  |  | 0 |  | 23 |  | 0 |  |  | 0 |  | 0 |  |  | 0 |  | 0 |  |  | 0 | 0 | 0 |  |  | 0 |  | 35 |  | 0 |  |  | 0 |  | 0 |  |  | 0
[5 empty] | 0 | [5 empty] | X | X | X | X | X | [15 empty] | 100000 | [6 empty] | " " | [11 empty] | 100000 | [15 empty] | 23 |  | 0 |  |  | 0 |  | 0 |  |  | 0 | [11 empty] | 35 |  | 0 |  |  | 0 |  | 0 |  |  | 0
[5 empty] | 0 | [5 empty] | X | X | X | X | X
[6 empty] | 0 |  |  |  |  | X | X | X | X | X |  |  |  | Large Office | [18 empty] | Large Office | [16 empty] | Large Office | [10 empty] | Large Office | [10 empty] | Large Office | [10 empty] | Large Office | [9 empty] | Large Office | 0 | 0
[6 empty] | 0 |  |  |  |  | X | X | X | X | X
[6 empty] | 0 |  |  |  |  | X | X | X | X | X |  |  |  | Zone 2 |  |  | 600 | 0 | 0 | [7 empty] | 0 | [5 empty] | Zone 2 |  |  | 400 | 0 | 0
[6 empty] | 0 |  |  |  |  | X | X | X | X | X |  |  |  | Zone 3 |  |  | 750 | 0 | 0 | [13 empty] | Zone 3 |  |  | 500 | 0 | 0
[6 empty] | 0 |  |  |  |  | X | X | X | X | X |  |  |  | Zone 4 |  |  | 1300 | 0 | 0 | [13 empty] | Zone 4 |  |  | 900 | 0 | 0
[6 empty] | 0 |  |  |  |  | X | X | X | X | X |  |  |  | Area required per space |  | 325 | [16 empty] | Area required per space |  | 325
[6 empty] | 0 |  |  |  |  | X | X | X | X | X |  |  |  | # of Parking Spaces |  | 1000.2677 | [16 empty] | # of Parking Spaces |  | 1000.2677
[6 empty] | 0 |  |  |  |  | X | X | X | X | X |  |  |  | # of spaces per fixture |  | 20 | [16 empty] | # of spaces per fixture |  | 20
[6 empty] | 0 |  |  |  |  | X | X | X | X | X |  |  |  | # of Fixtures | 0 | 50.0134 | [16 empty] | # of Fixtures | 0 | 50.0134
[6 empty] | 0 |  |  |  |  | X | X | X | X | X |  |  |  | Parking |  | area, ft2 | [16 empty] | Parking |  | area, ft2
[6 empty] | 0 |  |  |  |  | X | X | X | X | X |  |  |  | includes lamp replacement | zone 2 | 325087 | 600 | 0 | 0 | 0.06 | 19505.22 | LED-PK-102 LPW-28700 lm | 281 | 69.4136 | 1 | 100000 | 18 | 35 | 2534.9504 |  | 0 |  | includes lamp replacement | zone 2 | 325087 | 400 | 0 | 0 | 0.04 | 13003.48 | LED-PK-107 LPW-30200 lm | 281 | 46.2757 | 1 | 100000 | 12 | 35 | 2534.9504 | 0 |  | 0 |  |  | 0 | 0 | 0 |  |  | 0 |  | 23 |  | 0 |  |  | 0 |  | 0 |  |  | 0 |  | 0 |  |  | 0 | 0 | 0 |  |  | 0 |  | 35 |  | 0 |  |  | 0 |  | 0 |  |  | 0
[6 empty] | 0 |  |  |  |  | X | X | X | X | X |  |  |  | ballast replacement | [11 empty] | 50000 | [6 empty] | ballast replacement | [27 empty] | 11 |  | 0 |  |  | 0 |  | 0 |  |  | 0 | [11 empty] | 0 |  | 0 |  |  | 0 |  | 0 |  |  | 0
[6 empty] | 0 |  |  |  |  | X | X | X | X | X |  |  |  |  | zone 3 | 325087 | 750 | 0 | 0 | 0.1 | 32508.7 | LED-PK-102 LPW-28700 lm | 281 | 115.6893 | 1 | 100000 | 29 | 35 | 2534.9504 |  | 0 |  | " " | zone 3 | 325087 | 500 | 0 | 0 | 0.06 | 19505.22 | LED-PK-107 LPW-30200 lm | 281 | 69.4136 | 1 | 100000 | 18 | 35 | 2534.9504 | 0 |  | 0 |  |  | 0 | 0 | 0 |  |  | 0 |  | 23 |  | 0 |  |  | 0 |  | 0 |  |  | 0 |  | 0 |  |  | 0 | 0 | 0 |  |  | 0 |  | 35 |  | 0 |  |  | 0 |  | 0 |  |  | 0
[6 empty] | 0 |  |  |  |  | X | X | X | X | X | [15 empty] | 50000 | [6 empty] | " " | [11 empty] | 50000 | [15 empty] | 11 |  | 0 |  |  | 0 |  | 0 |  |  | 0 | [11 empty] | 18 |  | 0 |  |  | 0 |  | 0 |  |  | 0
[6 empty] | 0 |  |  |  |  | X | X | X | X | X |  |  |  |  | zone 4 | 325087 | 1300 | 0 | 0 | 0.13 | 42261.31 | LED-PK-102 LPW-28700 lm | 281 | 150.3961 | 1 | 100000 | 38 | 35 | 2534.9504 |  | 1 |  | " " | zone 4 | 325087 | 900 | 0 | 0 | 0.08 | 26006.96 | LED-PK-107 LPW-30200 lm | 281 | 92.5515 | 1 | 100000 | 24 | 35 | 2534.9504 | 1 |  | 227301.3414 |  |  | 44777.1821 | 2232.5 | 153252.1975 | 1.7899 |  | 427563.2211 |  | 23 |  | 0 |  |  | 0 |  | 0 |  |  | 0 |  | 141977.9416 |  |  | 29580.4049 | 1410 | 97285.3915 |  |  | 270253.738 |  | 35 |  | 0 |  |  | 0 |  | 0 |  |  | 0 | EXCLUDED
[6 empty] | 0 |  |  |  |  | X | X | X | X | X | [15 empty] | 50000 | [6 empty] | " " | [11 empty] | 50000 | [15 empty] | 11 |  | 23386.5968 |  |  | 15224.2233 |  | 31318.5116 |  |  | 69929.3318 | [11 empty] | 18 |  | 14391.7519 |  |  | 9368.7528 |  | 19272.9302 |  |  | 43033.4349 |  | EXCLUDED
[6 empty] | 0 |  |  |  |  | X | X | X | X | X
[6 empty] | 0 |  |  |  |  | X | X | X | X | X |  |  |  | Doors |  | linear feet, ft | [16 empty] | Doors |  | linear feet, ft
[6 empty] | 0 |  |  |  |  | X | X | X | X | X |  |  |  | Main Door includes lamp replacement | zone 2 | 10.44 | 600 | 0 | 0 | 20 | 208.8 | LED-Wall-86 LPW-7700 lm | 83 | 2.5157 | 1 | 60000 | 0 | 0 |  |  | 0 |  | Main Door includes lamp replacement | zone 2 | 10.44 | 400 | 0 | 0 | 14 | 146.16 | LED-Wall-101 LPW-8000 lm | 83 | 1.761 | 1 | 60000 | 0 | 0 |  | 0 |  | 0 |  |  | 0 | 0 | 0 |  |  | 0 |  | 14 |  | 0 |  |  | 0 |  | 0 |  |  | 0 |  | 0 |  |  | 0 | 0 | 0 |  |  | 0 |  | 21 |  | 0 |  |  | 0 |  | 0 |  |  | 0
[6 empty] | 0 |  |  |  |  | X | X | X | X | X |  |  |  | ballast replacement | [11 empty] | 60000 | [6 empty] | ballast replacement | [11 empty] | 60000 | [15 empty] | 14 |  | 0 |  |  | 0 |  | 0 |  |  | 0 | [11 empty] | 21 |  | 0 |  |  | 0 |  | 0 |  |  | 0
[6 empty] | 0 |  |  |  |  | X | X | X | X | X |  |  |  | Other Doors - includes lamp replacement | zone 2 | 34.56 | 750 | 0 | 0 | 20 | 691.2 | LED-Wall-86 LPW-7700 lm | 83 | 8.3277 | 1 | 60000 | 0 | 0 |  |  | 0 |  | Other Doors - includes lamp replacement | zone 2 | 34.56 | 500 | 0 | 0 | 14 | 483.84 | LED-Wall-101 LPW-8000 lm | 83 | 5.8294 | 1 | 60000 | 0 | 0 |  | 0 |  | 0 |  |  | 0 | 0 | 0 |  |  | 0 |  | 14 |  | 0 |  |  | 0 |  | 0 |  |  | 0 |  | 0 |  |  | 0 | 0 | 0 |  |  | 0 |  | 21 |  | 0 |  |  | 0 |  | 0 |  |  | 0
[6 empty] | 0 |  |  |  |  | X | X | X | X | X |  |  |  | ballast replacement | [11 empty] | 60000 | [6 empty] | ballast replacement | [11 empty] | 60000 | [15 empty] | 14 |  | 0 |  |  | 0 |  | 0 |  |  | 0 | [11 empty] | 21 |  | 0 |  |  | 0 |  | 0 |  |  | 0
[6 empty] | 0 |  |  |  |  | X | X | X | X | X |  |  |  | Rool-up Door includes lamp replacement | zone 2 | 0.192 | 1300 | 0 | 0 | 20 | 3.84 | LED-Wall-86 LPW-7700 lm | 83 | 0.046265 | 1 | 60000 | 0 | 0 |  |  | 0 |  | Rool-up Door includes lamp replacement | zone 2 | 0.192 | 900 | 0 | 0 | 14 | 2.688 | LED-Wall-101 LPW-8000 lm | 83 | 0.032386 | 1 | 60000 | 0 | 0 |  | 0 |  | 0 |  |  | 0 | 0 | 0 |  |  | 0 |  | 14 |  | 0 |  |  | 0 |  | 0 |  |  | 0 |  | 0 |  |  | 0 | 0 | 0 |  |  | 0 |  | 21 |  | 0 |  |  | 0 |  | 0 |  |  | 0
[6 empty] | 0 |  |  |  |  | X | X | X | X | X |  |  |  | ballast replacement | [11 empty] | 60000 | [6 empty] | ballast replacement | [11 empty] | 60000 | [15 empty] | 14 |  | 0 |  |  | 0 |  | 0 |  |  | 0 | [11 empty] | 21 |  | 0 |  |  | 0 |  | 0 |  |  | 0
[6 empty] | 0 |  |  |  |  | X | X | X | X | X | [10 empty] | 903.84 | [18 empty] | 632.688
[6 empty] | 0 |  |  |  |  | X | X | X | X | X |  |  |  | Main Door includes lamp replacement | Zone 3 | 10.44 | 0 | 0 | 0 | 30 | 313.2 | LED-Wall-86 LPW-7700 lm | 83 | 3.7735 | 1 | 60000 | 0 | 0 |  |  | 0 |  | Main Door includes lamp replacement | Zone 3 | 10.44 | 0 | 0 | 0 | 21 | 219.24 | LED-Wall-101 LPW-8000 lm | 83 | 2.6414 | 1 | 60000 | 0 | 0 |  | 0 |  | 0 |  |  | 0 | 0 | 0 |  |  | 0 |  | 14 |  | 0 |  |  | 0 |  | 0 |  |  | 0 |  | 0 |  |  | 0 | 0 | 0 |  |  | 0 |  | 21 |  | 0 |  |  | 0 |  | 0 |  |  | 0
[6 empty] | 0 |  |  |  |  | X | X | X | X | X |  |  |  | ballast replacement | [11 empty] | 60000 | [6 empty] | ballast replacement | [11 empty] | 60000 | [15 empty] | 14 |  | 0 |  |  | 0 |  | 0 |  |  | 0 | [11 empty] | 21 |  | 0 |  |  | 0 |  | 0 |  |  | 0
[6 empty] | 0 |  |  |  |  | X | X | X | X | X |  |  |  | Other Doors - includes lamp replacement | Zone 3 | 34.56 | 600 | 0 | 0 | 30 | 1036.8 | LED-Wall-86 LPW-7700 lm | 83 | 12.4916 | 1 | 60000 | 0 | 0 |  |  | 0 |  | Other Doors - includes lamp replacement | Zone 3 | 34.56 | 400 | 0 | 0 | 21 | 725.76 | LED-Wall-101 LPW-8000 lm | 83 | 8.7441 | 1 | 60000 | 0 | 0 |  | 0 |  | 0 |  |  | 0 | 0 | 0 |  |  | 0 |  | 14 |  | 0 |  |  | 0 |  | 0 |  |  | 0 |  | 0 |  |  | 0 | 0 | 0 |  |  | 0 |  | 21 |  | 0 |  |  | 0 |  | 0 |  |  | 0
[6 empty] | 0 |  |  |  |  | X | X | X | X | X |  |  |  | ballast replacement | [11 empty] | 60000 | [6 empty] | ballast replacement | [11 empty] | 60000 | [15 empty] | 14 |  | 0 |  |  | 0 |  | 0 |  |  | 0 | [11 empty] | 21 |  | 0 |  |  | 0 |  | 0 |  |  | 0
[6 empty] | 0 |  |  |  |  | X | X | X | X | X |  |  |  | Rool-up Door includes lamp replacement | Zone 3 | 0.192 | 750 | 0 | 0 | 20 | 3.84 | LED-Wall-86 LPW-7700 lm | 83 | 0.046265 | 1 | 60000 | 0 | 0 |  |  | 0 |  | Rool-up Door includes lamp replacement | Zone 3 | 0.192 | 500 | 0 | 0 | 21 | 4.032 | LED-Wall-101 LPW-8000 lm | 83 | 0.048578 | 1 | 60000 | 0 | 0 |  | 0 |  | 0 |  |  | 0 | 0 | 0 |  |  | 0 |  | 14 |  | 0 |  |  | 0 |  | 0 |  |  | 0 |  | 0 |  |  | 0 | 0 | 0 |  |  | 0 |  | 21 |  | 0 |  |  | 0 |  | 0 |  |  | 0
[6 empty] | 0 |  |  |  |  | X | X | X | X | X |  |  |  | ballast replacement | [11 empty] | 60000 | [6 empty] | ballast replacement | [11 empty] | 60000 | [15 empty] | 14 |  | 0 |  |  | 0 |  | 0 |  |  | 0 | [11 empty] | 21 |  | 0 |  |  | 0 |  | 0 |  |  | 0
[6 empty] | 0 |  |  |  |  | X | X | X | X | X | [10 empty] | 1353.84 | [18 empty] | 949.032
[6 empty] | 0 |  |  |  |  | X | X | X | X | X |  |  |  | Main Door includes lamp replacement | Zone 4 | 10.44 | 1300 | 0 | 0 | 30 | 313.2 | LED-Wall-86 LPW-7700 lm | 83 | 3.7735 | 1 | 60000 | 0 | 0 |  |  | 1 |  | Main Door includes lamp replacement | Zone 4 | 10.44 | 900 | 0 | 0 | 21 | 219.24 | LED-Wall-101 LPW-8000 lm | 83 | 2.6414 | 1 | 60000 | 0 | 0 |  | 1 |  | 1973.5373 |  |  | 231.5039 | 0 | 1173.1804 | 1.8795 |  | 3378.2216 |  | 14 |  | 0 |  |  | 0 |  | 0 |  |  | 0 |  | 1282.4219 |  |  | 162.0527 | 0 | 773.5614 |  |  | 2218.036 |  | 21 |  | 0 |  |  | 0 |  | 0 |  |  | 0 | EXCLUDED
[6 empty] | 0 |  |  |  |  | X | X | X | X | X |  |  |  | ballast replacement | [11 empty] | 60000 | [6 empty] | ballast replacement | [11 empty] | 60000 | [15 empty] | 14 |  | 986.7687 |  |  | 381.9814 |  | 1037.5149 |  |  | 2406.2649 | [11 empty] | 21 |  | 641.211 |  |  | 267.387 |  | 695.092 |  |  | 1603.69 |  | EXCLUDED
[6 empty] | 0 |  |  |  |  | X | X | X | X | X |  |  |  | Other Doors - includes lamp replacement | Zone 4 | 34.56 | 0 | 0 | 0 | 30 | 1036.8 | LED-Wall-86 LPW-7700 lm | 83 | 12.4916 | 1 | 60000 | 0 | 0 |  |  | 1 |  | Other Doors - includes lamp replacement | Zone 4 | 34.56 | 0 | 0 | 0 | 21 | 725.76 | LED-Wall-101 LPW-8000 lm | 83 | 8.7441 | 1 | 60000 | 0 | 0 |  | 1 |  | 6533.0892 |  |  | 766.3576 | 0 | 3883.6316 | 1.8795 |  | 11183.0783 |  | 14 |  | 0 |  |  | 0 |  | 0 |  |  | 0 |  | 4245.2588 |  |  | 536.4503 | 0 | 2560.7549 |  |  | 7342.464 |  | 21 |  | 0 |  |  | 0 |  | 0 |  |  | 0 | EXCLUDED
[6 empty] | 0 |  |  |  |  | X | X | X | X | X |  |  |  | ballast replacement | [11 empty] | 60000 | [6 empty] | ballast replacement | [11 empty] | 60000 | [15 empty] | 14 |  | 3266.5446 |  |  | 1264.49 |  | 3434.5321 |  |  | 7965.5667 | [11 empty] | 21 |  | 2122.6294 |  |  | 885.143 |  | 2300.9943 |  |  | 5308.7667 |  | EXCLUDED
[6 empty] | 0 |  |  |  |  | X | X | X | X | X |  |  |  | Rool-up Door includes lamp replacement | Zone 4 | 0.192 | 600 | 0 | 0 | 20 | 3.84 | LED-Wall-86 LPW-7700 lm | 83 | 0.046265 | 1 | 60000 | 0 | 0 |  |  | 1 |  | Rool-up Door includes lamp replacement | Zone 4 | 0.192 | 400 | 0 | 0 | 21 | 4.032 | LED-Wall-101 LPW-8000 lm | 83 | 0.048578 | 1 | 60000 | 0 | 0 |  | 1 |  | 24.1966 |  |  | 2.8384 | 0 | 14.3838 | 1.8795 |  | 41.4188 |  | 14 |  | 0 |  |  | 0 |  | 0 |  |  | 0 |  | 23.5848 |  |  | 2.9803 | 0 | 14.2264 |  |  | 40.7915 |  | 21 |  | 0 |  |  | 0 |  | 0 |  |  | 0 | EXCLUDED
[6 empty] | 0 |  |  |  |  | X | X | X | X | X |  |  |  | ballast replacement | [11 empty] | 60000 | [6 empty] | ballast replacement | [11 empty] | 60000 | [15 empty] | 14 |  | 12.0983 |  |  | 4.6833 |  | 12.7205 |  |  | 29.5021 | [11 empty] | 21 |  | 11.7924 |  |  | 4.9175 |  | 12.7833 |  |  | 29.4931 |  | EXCLUDED
[6 empty] | 0 |  |  |  |  | X | X | X | X | X | [10 empty] | 1353.84 | [18 empty] | 949.032
[6 empty] | 0 |  |  |  |  | X | X | X | X | X
[6 empty] | 0 |  |  |  |  | X | X | X | X | X |  |  |  | Façade |  | area, ft2 | [16 empty] | Façade |  | area, ft2
[6 empty] | 0 |  |  |  |  | X | X | X | X | X |  |  |  | includes lamp replacement | zone 2 | 14319 | 600 | 0 | 0 | 0.1 | 1431.9 | LED-FLD-134 LPW-5600 lm | 39 | 36.7154 | 1 | 100000 | 0 | 0 |  |  | 0 |  | includes lamp replacement | zone 2 | 14319 | 400 | 0 | 0 | 0.1 | 1431.9 | LED-FLD-134 LPW-5600 lm | 39 | 36.7154 | 1 | 100000 | 0 | 0 |  | 0 |  | 0 |  |  | 0 | 0 | 0 |  |  | 0 |  | 23 |  | 0 |  |  | 0 |  | 0 |  |  | 0 |  | 0 |  |  | 0 | 0 | 0 |  |  | 0 |  | 35 |  | 0 |  |  | 0 |  | 0 |  |  | 0
[6 empty] | 0 |  |  |  |  | X | X | X | X | X |  |  |  | ballast replacement | [11 empty] | 100000 | [6 empty] | ballast replacement | [11 empty] | 100000 | [15 empty] | 23 |  | 0 |  |  | 0 |  | 0 |  |  | 0 | [11 empty] | 35 |  | 0 |  |  | 0 |  | 0 |  |  | 0
[6 empty] | 0 |  |  |  |  | X | X | X | X | X |  |  |  |  | zone 3 | 14319 | 750 | 0 | 0 | 0.15 | 2147.85 | LED-FLD-134 LPW-5600 lm | 39 | 55.0731 | 1 | 100000 | 0 | 0 |  |  | 0 |  | " " | zone 3 | 14319 | 500 | 0 | 0 | 0.15 | 2147.85 | LED-FLD-134 LPW-5600 lm | 39 | 55.0731 | 1 | 100000 | 0 | 0 |  | 0 |  | 0 |  |  | 0 | 0 | 0 |  |  | 0 |  | 23 |  | 0 |  |  | 0 |  | 0 |  |  | 0 |  | 0 |  |  | 0 | 0 | 0 |  |  | 0 |  | 35 |  | 0 |  |  | 0 |  | 0 |  |  | 0
[6 empty] | 0 |  |  |  |  | X | X | X | X | X | [15 empty] | 100000 | [6 empty] | " " | [11 empty] | 100000 | [15 empty] | 23 |  | 0 |  |  | 0 |  | 0 |  |  | 0 | [11 empty] | 35 |  | 0 |  |  | 0 |  | 0 |  |  | 0
[6 empty] | 0 |  |  |  |  | X | X | X | X | X |  |  |  |  | zone 4 | 14319 | 1300 | 0 | 0 | 0.2 | 2863.8 | LED-FLD-134 LPW-5600 lm | 39 | 73.4308 | 1 | 100000 | 0 | 0 |  |  | 1 |  | " " | zone 4 | 14319 | 900 | 0 | 0 | 0.2 | 2863.8 | LED-FLD-134 LPW-5600 lm | 39 | 73.4308 | 1 | 100000 | 0 | 0 |  | 1 |  | 37802.16 |  |  | 9009.9554 | 0 | 26889.4032 | 1.7409 |  | 73701.5186 |  | 23 |  | 0 |  |  | 0 |  | 0 |  |  | 0 |  | 37802.16 |  |  | 9009.9554 | 0 | 26889.4032 |  |  | 73701.5186 |  | 35 |  | 0 |  |  | 0 |  | 0 |  |  | 0
[6 empty] | 0 |  |  |  |  | X | X | X | X | X | [15 empty] | 100000 | [6 empty] | " " | [11 empty] | 100000 | [15 empty] | 23 |  | 18901.08 |  |  | 14866.4264 |  | 28105.5358 |  |  | 61873.0422 | [11 empty] | 35 |  | 18901.08 |  |  | 14866.4264 |  | 28105.5358 |  |  | 61873.0422
[6 empty] | 0 |  |  |  |  | X | X | X | X | X
[7 empty] | 0 |  |  |  | X | X | X | X | X |  |  |  | Standalone Retail | [18 empty] | Standalone Retail | [16 empty] | Standalone Retail | [10 empty] | Standalone Retail | [21 empty] | Standalone Retail | [9 empty] | Standalone Retail | 0 | 0
[7 empty] | 0 |  |  |  | X | X | X | X | X
[7 empty] | 0 |  |  |  | X | X | X | X | X |  |  |  | Zone 2 |  |  | 600 | 0 | 0 | [7 empty] | 0 | [8 empty] | 400 | 0 | 0
[7 empty] | 0 |  |  |  | X | X | X | X | X |  |  |  | Zone 3 |  |  | 750 | 0 | 0 | [16 empty] | 500 | 0 | 0
[7 empty] | 0 |  |  |  | X | X | X | X | X |  |  |  | Zone 4 |  |  | 1300 | 0 | 0 | [16 empty] | 900 | 0 | 0
[7 empty] | 0 |  |  |  | X | X | X | X | X |  |  |  | Area required per space |  | 325 | [16 empty] | Area required per space |  | 325
[7 empty] | 0 |  |  |  | X | X | X | X | X |  |  |  | # of Parking Spaces |  | 107.7446 | [16 empty] | # of Parking Spaces |  | 107.7446
[7 empty] | 0 |  |  |  | X | X | X | X | X |  |  |  | # of spaces per fixture |  | 20 | [16 empty] | # of spaces per fixture |  | 20
[7 empty] | 0 |  |  |  | X | X | X | X | X |  |  |  | # of Fixtures | 0 | 5.3872 | [16 empty] | # of Fixtures | 0 | 5.3872
[7 empty] | 0 |  |  |  | X | X | X | X | X |  |  |  | Parking |  | area, ft2 | [16 empty] | Parking |  | area, ft2
[7 empty] | 0 |  |  |  | X | X | X | X | X |  |  |  | includes lamp replacement | zone 2 | 35017 | 600 | 0 | 0 | 0.06 | 2101.02 | LED-PK-92 LPW-13000 lm | 141 | 14.9009 | 1 | 100000 | 7 | 30 | 193.6452 |  | 0.5 |  | includes lamp replacement | zone 2 | 35017 | 400 | 0 | 0 | 0.04 | 1400.68 | LED-PK-109 LPW-14500 lm | 134 | 10.4528 | 1 | 100000 | 5 | 30 | 374.6338 | 0.5 |  | 12192.0254 |  |  | 2771.4564 | 189.875 | 8597.2945 | 1.7626 |  | 23750.6512 |  | 23 |  | 0 |  |  | 0 |  | 0 |  |  | 0 |  | 10102.0071 |  |  | 1088.2849 | 135.625 | 5950.8719 |  |  | 17276.7889 |  | 35 |  | 0 |  |  | 0 |  | 0 |  |  | 0 | EXCLUDED
[7 empty] | 0 |  |  |  | X | X | X | X | X |  |  |  | ballast replacement | [11 empty] | 50000 | [6 empty] | ballast replacement | [11 empty] | 50000 | [15 empty] | 11 |  | 1158.5412 |  |  | 754.188 |  | 1551.4778 |  |  | 3464.2069 | [11 empty] | 18 |  | 812.708 |  |  | 529.0572 |  | 1088.3501 |  |  | 2430.1153 |  | EXCLUDED
[7 empty] | 0 |  |  |  | X | X | X | X | X |  |  |  |  | zone 3 | 35017 | 750 | 0 | 0 | 0.1 | 3501.7 | LED-PK-92 LPW-13000 lm | 141 | 24.8348 | 1 | 100000 | 12 | 30 | 193.6452 |  | 0.5 |  |  | zone 3 | 35017 | 500 | 0 | 0 | 0.06 | 2101.02 | LED-PK-109 LPW-14500 lm | 134 | 15.6793 | 1 | 100000 | 8 | 30 | 361.2172 | 0.5 |  | 20535.5137 |  |  | 4573.1357 | 325.5 | 14390.7408 | 1.7674 |  | 39824.8902 |  | 23 |  | 0 |  |  | 0 |  | 0 |  |  | 0 |  | 15472.7799 |  |  | 1594.7867 | 217 | 9047.7451 |  |  | 26332.3116 |  | 35 |  | 0 |  |  | 0 |  | 0 |  |  | 0 | EXCLUDED
[7 empty] | 0 |  |  |  | X | X | X | X | X | [15 empty] | 50000 | [18 empty] | 50000 | [15 empty] | 11 |  | 1930.902 |  |  | 1256.9799 |  | 2585.7963 |  |  | 5773.6782 | [11 empty] | 18 |  | 1219.062 |  |  | 793.5858 |  | 1632.5251 |  |  | 3645.1729 |  | EXCLUDED
[7 empty] | 0 |  |  |  | X | X | X | X | X |  |  |  |  | zone 4 | 35017 | 1300 | 0 | 0 | 0.13 | 4552.21 | LED-PK-92 LPW-13000 lm | 141 | 32.2852 | 1 | 100000 | 16 | 30 | 193.6452 |  | 0 |  |  | zone 4 | 35017 | 900 | 0 | 0 | 0.08 | 2801.36 | LED-PK-109 LPW-14500 lm | 134 | 20.9057 | 1 | 100000 | 10 | 30 | 0 | 0 |  | 0 |  |  | 0 | 0 | 0 |  |  | 0 |  | 23 |  | 0 |  |  | 0 |  | 0 |  |  | 0 |  | 0 |  |  | 0 | 0 | 0 |  |  | 0 |  | 35 |  | 0 |  |  | 0 |  | 0 |  |  | 0
[7 empty] | 0 |  |  |  | X | X | X | X | X | [15 empty] | 50000 | [18 empty] | 50000 | [15 empty] | 11 |  | 0 |  |  | 0 |  | 0 |  |  | 0 | [11 empty] | 18 |  | 0 |  |  | 0 |  | 0 |  |  | 0
[7 empty] | 0 |  |  |  | X | X | X | X | X
[7 empty] | 0 |  |  |  | X | X | X | X | X |  |  |  | Doors |  | linear feet, ft | [16 empty] | Doors |  | linear feet, ft
[7 empty] | 0 |  |  |  | X | X | X | X | X |  |  |  | includes lamp replacement | zone 2 | 7.4085 | 600 | 0 | 0 | 20 | 148.17 | LED-Wall-85 LPW-2300 lm | 26 | 5.6988 | 1 | 100000 | 0 | 0 |  |  | 0.5 |  | includes lamp replacement | zone 2 | 7.4085 | 400 | 0 | 0 | 14 | 103.719 | LED-Wall-101 LPW-2800 lm | 28 | 3.7043 | 1 | 100000 | 0 | 0 |  | 0.5 |  | 1786.5883 |  |  | 174.8121 | 0 | 1028.4853 | 1.9071 |  | 2989.8856 |  | 23 |  | 0 |  |  | 0 |  | 0 |  |  | 0 |  | 1252.0365 |  |  | 56.8139 | 0 | 657.3331 |  |  | 1966.1836 |  | 35 |  | 0 |  |  | 0 |  | 0 |  |  | 0 | EXCLUDED
[7 empty] | 0 |  |  |  | X | X | X | X | X |  |  |  | ballast replacement | [11 empty] | 100000 | [6 empty] | ballast replacement | [11 empty] | 100000 | [15 empty] | 23 |  | 893.2941 |  |  | 288.44 |  | 876.6897 |  |  | 2058.4238 | [11 empty] | 35 |  | 626.0182 |  |  | 187.486 |  | 598.405 |  |  | 1411.9093 |  | EXCLUDED
[7 empty] | 0 |  |  |  | X | X | X | X | X |  |  |  | Other Doors - includes lamp replacement | zone 2 | 21.6921 | 750 | 0 | 0 | 20 | 433.8418 | LED-Wall-85 LPW-2300 lm | 26 | 16.6862 | 1 | 100000 | 0 | 0 |  |  | 0.5 |  | Other Doors - includes lamp replacement | zone 2 | 21.6921 | 500 | 0 | 0 | 14 | 303.6892 | LED-Wall-101 LPW-2800 lm | 28 | 10.846 | 1 | 100000 | 0 | 0 |  | 0.5 |  | 5231.1305 |  |  | 511.8498 | 0 | 3011.4049 | 1.9071 |  | 8754.3852 |  | 23 |  | 0 |  |  | 0 |  | 0 |  |  | 0 |  | 3665.9629 |  |  | 166.3512 | 0 | 1924.6714 |  |  | 5756.9855 |  | 35 |  | 0 |  |  | 0 |  | 0 |  |  | 0 | EXCLUDED
[7 empty] | 0 |  |  |  | X | X | X | X | X |  |  |  | ballast replacement | [11 empty] | 100000 | [6 empty] | ballast replacement | [11 empty] | 100000 | [15 empty] | 23 |  | 2615.5652 |  |  | 844.5522 |  | 2566.9475 |  |  | 6027.065 | [11 empty] | 35 |  | 1832.9814 |  |  | 548.959 |  | 1752.1299 |  |  | 4134.0703 |  | EXCLUDED
[7 empty] | 0 |  |  |  | X | X | X | X | X |  |  |  | Rool-up Door includes lamp replacement | zone 2 | 45.4388 | 1300 | 0 | 0 | 20 | 908.776 | LED-Wall-85 LPW-2300 lm | 26 | 34.9529 | 1 | 100000 | 0 | 0 |  |  | 0.5 |  | Rool-up Door includes lamp replacement | zone 2 | 45.4388 | 900 | 0 | 0 | 14 | 636.1432 | LED-Wall-101 LPW-2800 lm | 28 | 22.7194 | 1 | 100000 | 0 | 0 |  | 0.5 |  | 10957.7414 |  |  | 1072.1809 | 0 | 6308.043 | 1.9071 |  | 18337.9653 |  | 23 |  | 0 |  |  | 0 |  | 0 |  |  | 0 |  | 7679.1572 |  |  | 348.4588 | 0 | 4031.6432 |  |  | 12059.2592 |  | 35 |  | 0 |  |  | 0 |  | 0 |  |  | 0 | EXCLUDED
[7 empty] | 0 |  |  |  | X | X | X | X | X |  |  |  | ballast replacement | [11 empty] | 100000 | [6 empty] | ballast replacement | [11 empty] | 100000 | [15 empty] | 23 |  | 5478.8707 |  |  | 1769.0985 |  | 5377.0304 |  |  | 12624.9996 | [11 empty] | 35 |  | 3839.5786 |  |  | 1149.914 |  | 3670.2175 |  |  | 8659.7101 |  | EXCLUDED
[7 empty] | 0 |  |  |  | X | X | X | X | X | [10 empty] | 1490.7878 | [18 empty] | 1043.5514
[7 empty] | 0 |  |  |  | X | X | X | X | X |  |  |  | includes lamp replacement | zone 3 | 7.4085 | 750 | 0 | 0 | 30 | 222.255 | LED-Wall-85 LPW-2300 lm | 26 | 8.5483 | 1 | 100000 | 0 | 0 |  |  | 0.5 |  | " " | zone 3 | 7.4085 | 500 | 0 | 0 | 21 | 155.5785 | LED-Wall-101 LPW-2800 lm | 28 | 5.5564 | 1 | 100000 | 0 | 0 |  | 0.5 |  | 2679.8824 |  |  | 262.2182 | 0 | 1542.7279 | 1.9071 |  | 4484.8285 |  | 23 |  | 0 |  |  | 0 |  | 0 |  |  | 0 |  | 1878.0548 |  |  | 85.2209 | 0 | 985.9997 |  |  | 2949.2754 |  | 35 |  | 0 |  |  | 0 |  | 0 |  |  | 0 | EXCLUDED
[7 empty] | 0 |  |  |  | X | X | X | X | X |  |  |  | ballast replacement | [11 empty] | 100000 | [6 empty] | " " | [11 empty] | 100000 | [15 empty] | 23 |  | 1339.9412 |  |  | 432.66 |  | 1315.0346 |  |  | 3087.6358 | [11 empty] | 35 |  | 939.0274 |  |  | 281.229 |  | 897.6075 |  |  | 2117.8639 |  | EXCLUDED
[7 empty] | 0 |  |  |  | X | X | X | X | X |  |  |  | Other Doors - includes lamp replacement | Zone 3 | 21.6921 | 600 | 0 | 0 | 30 | 650.7626 | LED-Wall-85 LPW-2300 lm | 26 | 25.0293 | 1 | 100000 | 0 | 0 |  |  | 0.5 |  | Other Doors - includes lamp replacement | Zone 3 | 21.6921 | 400 | 0 | 0 | 21 | 455.5338 | LED-Wall-101 LPW-2800 lm | 28 | 16.2691 | 1 | 100000 | 0 | 0 |  | 0.5 |  | 7846.6957 |  |  | 767.7748 | 0 | 4517.1073 | 1.9071 |  | 13131.5777 |  | 23 |  | 0 |  |  | 0 |  | 0 |  |  | 0 |  | 5498.9443 |  |  | 249.5268 | 0 | 2887.0071 |  |  | 8635.4782 |  | 35 |  | 0 |  |  | 0 |  | 0 |  |  | 0 | EXCLUDED
[7 empty] | 0 |  |  |  | X | X | X | X | X |  |  |  | ballast replacement | [11 empty] | 100000 | [6 empty] | ballast replacement | [11 empty] | 100000 | [15 empty] | 23 |  | 3923.3478 |  |  | 1266.8284 |  | 3850.4213 |  |  | 9040.5975 | [11 empty] | 35 |  | 2749.4722 |  |  | 823.4384 |  | 2628.1949 |  |  | 6201.1054 |  | EXCLUDED
[7 empty] | 0 |  |  |  | X | X | X | X | X |  |  |  | Rool-up Door includes lamp replacement | Zone 3 | 45.4388 | 750 | 0 | 0 | 20 | 908.776 | LED-Wall-85 LPW-2300 lm | 26 | 34.9529 | 1 | 100000 | 0 | 0 |  |  | 0.5 |  | Rool-up Door includes lamp replacement | Zone 3 | 45.4388 | 500 | 0 | 0 | 21 | 954.2148 | LED-Wall-101 LPW-2800 lm | 28 | 34.0791 | 1 | 100000 | 0 | 0 |  | 0.5 |  | 10957.7414 |  |  | 1072.1809 | 0 | 6308.043 | 1.9071 |  | 18337.9653 |  | 23 |  | 0 |  |  | 0 |  | 0 |  |  | 0 |  | 11518.7358 |  |  | 522.6882 | 0 | 6047.4648 |  |  | 18088.8888 |  | 35 |  | 0 |  |  | 0 |  | 0 |  |  | 0 | EXCLUDED
[7 empty] | 0 |  |  |  | X | X | X | X | X |  |  |  | ballast replacement | [11 empty] | 100000 | [6 empty] | ballast replacement | [11 empty] | 100000 | [15 empty] | 23 |  | 5478.8707 |  |  | 1769.0985 |  | 5377.0304 |  |  | 12624.9996 | [11 empty] | 35 |  | 5759.3679 |  |  | 1724.871 |  | 5505.3262 |  |  | 12989.5651 |  | EXCLUDED
[7 empty] | 0 |  |  |  | X | X | X | X | X | [10 empty] | 1781.7936 | [18 empty] | 1565.3271
[7 empty] | 0 |  |  |  | X | X | X | X | X |  |  |  | includes lamp replacement | zone 4 | 7.4085 | 1300 | 0 | 0 | 30 | 222.255 | LED-Wall-85 LPW-2300 lm | 26 | 8.5483 | 1 | 100000 | 0 | 0 |  |  | 0 |  | " " | zone 4 | 7.4085 | 900 | 0 | 0 | 21 | 155.5785 | LED-Wall-101 LPW-2800 lm | 28 | 5.5564 | 1 | 100000 | 0 | 0 |  | 0 |  | 0 |  |  | 0 | 0 | 0 |  |  | 0 |  | 23 |  | 0 |  |  | 0 |  | 0 |  |  | 0 |  | 0 |  |  | 0 | 0 | 0 |  |  | 0 |  | 35 |  | 0 |  |  | 0 |  | 0 |  |  | 0
[7 empty] | 0 |  |  |  | X | X | X | X | X |  |  |  | ballast replacement | [11 empty] | 100000 | [6 empty] | " " | [11 empty] | 100000 | [15 empty] | 23 |  | 0 |  |  | 0 |  | 0 |  |  | 0 | [11 empty] | 35 |  | 0 |  |  | 0 |  | 0 |  |  | 0
[7 empty] | 0 |  |  |  | X | X | X | X | X |  |  |  | Other Doors - includes lamp replacement | Zone 4 | 21.6921 | 750 | 0 | 0 | 30 | 650.7626 | LED-Wall-85 LPW-2300 lm | 26 | 25.0293 | 1 | 100000 | 0 | 0 |  |  | 0 |  | Other Doors - includes lamp replacement | Zone 4 | 21.6921 | 500 | 0 | 0 | 21 | 455.5338 | LED-Wall-101 LPW-2800 lm | 28 | 16.2691 | 1 | 100000 | 0 | 0 |  | 0 |  | 0 |  |  | 0 | 0 | 0 |  |  | 0 |  | 23 |  | 0 |  |  | 0 |  | 0 |  |  | 0 |  | 0 |  |  | 0 | 0 | 0 |  |  | 0 |  | 35 |  | 0 |  |  | 0 |  | 0 |  |  | 0
[7 empty] | 0 |  |  |  | X | X | X | X | X |  |  |  | ballast replacement | [11 empty] | 100000 | [6 empty] | ballast replacement | [11 empty] | 100000 | [15 empty] | 23 |  | 0 |  |  | 0 |  | 0 |  |  | 0 | [11 empty] | 35 |  | 0 |  |  | 0 |  | 0 |  |  | 0
[7 empty] | 0 |  |  |  | X | X | X | X | X |  |  |  | Rool-up Door includes lamp replacement | Zone 4 | 45.4388 | 600 | 0 | 0 | 20 | 908.776 | LED-Wall-85 LPW-2300 lm | 26 | 34.9529 | 1 | 100000 | 0 | 0 |  |  | 0 |  | Rool-up Door includes lamp replacement | Zone 4 | 45.4388 | 400 | 0 | 0 | 21 | 954.2148 | LED-Wall-101 LPW-2800 lm | 28 | 34.0791 | 1 | 100000 | 0 | 0 |  | 0 |  | 0 |  |  | 0 | 0 | 0 |  |  | 0 |  | 23 |  | 0 |  |  | 0 |  | 0 |  |  | 0 |  | 0 |  |  | 0 | 0 | 0 |  |  | 0 |  | 35 |  | 0 |  |  | 0 |  | 0 |  |  | 0
[7 empty] | 0 |  |  |  | X | X | X | X | X |  |  |  | ballast replacement | [11 empty] | 100000 | [6 empty] | ballast replacement | [11 empty] | 100000 | [15 empty] | 23 |  | 0 |  |  | 0 |  | 0 |  |  | 0 | [11 empty] | 35 |  | 0 |  |  | 0 |  | 0 |  |  | 0
[7 empty] | 0 |  |  |  | X | X | X | X | X | [10 empty] | 1781.7936 | [18 empty] | 1565.3271
[7 empty] | 0 |  |  |  | X | X | X | X | X
[7 empty] | 0 |  |  |  | X | X | X | X | X |  |  |  | Façade |  | area, ft2 | [16 empty] | Façade |  | area, ft2
[7 empty] | 0 |  |  |  | X | X | X | X | X |  |  |  | includes lamp replacement | zone 2 | 964 | 600 | 0 | 0 | 0.1 | 96.4 | LED-Flood-104 LPD-2600 lm | 25 | 3.856 | 1 | 100000 | 0 | 0 |  |  | 0.5 |  | includes lamp replacement | zone 2 | 964 | 400 | 0 | 0 | 0.1 | 96.4 | LED-Flood-104 LPD-2600 lm | 25 | 3.856 | 1 | 100000 | 0 | 0 |  | 0.5 |  | 510.92 |  |  | 118.2828 | 0 | 360.0553 | 1.7475 |  | 989.2581 |  | 23 |  | 0 |  |  | 0 |  | 0 |  |  | 0 |  | 510.92 |  |  | 59.1414 | 0 | 302.955 |  |  | 873.0164 |  | 35 |  | 0 |  |  | 0 |  | 0 |  |  | 0 | EXCLUDED
[7 empty] | 0 |  |  |  | X | X | X | X | X |  |  |  | ballast replacement | [11 empty] | 100000 | [6 empty] | ballast replacement | [11 empty] | 100000 | [15 empty] | 23 |  | 255.46 |  |  | 195.1666 |  | 373.5805 |  |  | 824.2071 | [11 empty] | 35 |  | 255.46 |  |  | 195.1666 |  | 373.5805 |  |  | 824.2071
[7 empty] | 0 |  |  |  | X | X | X | X | X |  |  |  |  | zone 3 | 964 | 750 | 0 | 0 | 0.15 | 144.6 | LED-Flood-104 LPD-2600 lm | 25 | 5.784 | 1 | 100000 | 0 | 0 |  |  | 0.5 |  | " " | zone 3 | 964 | 500 | 0 | 0 | 0.15 | 144.6 | LED-Flood-104 LPD-2600 lm | 25 | 5.784 | 1 | 100000 | 0 | 0 |  | 0.5 |  | 766.38 |  |  | 177.4242 | 0 | 540.083 | 1.7475 |  | 1483.8872 |  | 23 |  | 0 |  |  | 0 |  | 0 |  |  | 0 |  | 766.38 |  |  | 88.7121 | 0 | 454.4325 |  |  | 1309.5246 |  | 35 |  | 0 |  |  | 0 |  | 0 |  |  | 0 | EXCLUDED
[7 empty] | 0 |  |  |  | X | X | X | X | X | [15 empty] | 100000 | [6 empty] | " " | [11 empty] | 100000 | [15 empty] | 23 |  | 383.19 |  |  | 292.7499 |  | 560.3707 |  |  | 1236.3106 | [11 empty] | 35 |  | 383.19 |  |  | 292.7499 |  | 560.3707 |  |  | 1236.3106
[7 empty] | 0 |  |  |  | X | X | X | X | X |  |  |  |  | zone 4 | 964 | 1300 | 0 | 0 | 0.2 | 192.8 | LED-Flood-104 LPD-2600 lm | 25 | 7.712 | 1 | 100000 | 0 | 0 |  |  | 0 |  | " " | zone 4 | 964 | 900 | 0 | 0 | 0.2 | 192.8 | LED-Flood-104 LPD-2600 lm | 25 | 7.712 | 1 | 100000 | 0 | 0 |  | 0 |  | 0 |  |  | 0 | 0 | 0 |  |  | 0 |  | 23 |  | 0 |  |  | 0 |  | 0 |  |  | 0 |  | 0 |  |  | 0 | 0 | 0 |  |  | 0 |  | 35 |  | 0 |  |  | 0 |  | 0 |  |  | 0
[7 empty] | 0 |  |  |  | X | X | X | X | X | [15 empty] | 100000 | [6 empty] | " " | [11 empty] | 100000 | [15 empty] | 23 |  | 0 |  |  | 0 |  | 0 |  |  | 0 | [11 empty] | 35 |  | 0 |  |  | 0 |  | 0 |  |  | 0
[7 empty] | 0 |  |  |  | X | X | X | X | X
[8 empty] | 0 |  |  | X | X | X | X | X |  |  |  | Primary School | [18 empty] | Primary School | [16 empty] | Primary School | [10 empty] | Primary School | [10 empty] | Primary School | [10 empty] | Primary School | [9 empty] | Primary School | 0 | 0
[8 empty] | 0 |  |  | X | X | X | X | X
[8 empty] | 0 |  |  | X | X | X | X | X | [6 empty] | 600 | 0 | 0 | [7 empty] | 0 |  |  |  | 1 |  |  |  |  | 400 | 0 | 0
[8 empty] | 0 |  |  | X | X | X | X | X | [6 empty] | 750 | 0 | 0 | [16 empty] | 500 | 0 | 0
[8 empty] | 0 |  |  | X | X | X | X | X | [6 empty] | 1300 | 0 | 0 | [16 empty] | 900 | 0 | 0
[8 empty] | 0 |  |  | X | X | X | X | X |  |  |  | Area required per space |  | 325 | [16 empty] | Area required per space |  | 325
[8 empty] | 0 |  |  | X | X | X | X | X |  |  |  | # of Parking Spaces |  | 45.2862 | [16 empty] | # of Parking Spaces |  | 45.2862
[8 empty] | 0 |  |  | X | X | X | X | X |  |  |  | # of spaces per fixture |  | 20 | [16 empty] | # of spaces per fixture |  | 20
[8 empty] | 0 |  |  | X | X | X | X | X |  |  |  | # of Fixtures | 0 | 2.2643 | [16 empty] | # of Fixtures | 0 | 2.2643
[8 empty] | 0 |  |  | X | X | X | X | X |  |  |  | Parking |  | area, ft2 | [16 empty] | Parking |  | area, ft2 | [32 empty] | 0
[8 empty] | 0 |  |  | X | X | X | X | X |  |  |  | includes lamp replacement | zone 2 | 14718 | 600 | 0 | 0 | 0.06 | 883.08 | LED-PK-85 LPW-6600 lm | 73 | 12.097 | 1 | 100000 | 6 | 21 | 168.9465 |  | 1 |  | includes lamp replacement | zone 2 | 14718 | 400 | 0 | 0 | 0.04 | 588.72 | LED-PK-91 LPW-5600 lm | 59 | 9.9783 | 1 | 100000 | 5 | 21 | 277.555 | 1 |  | 14992.9061 |  |  | 4749.905 | 293.1 | 11884.9755 | 1.6858 |  | 31920.8865 |  | 23 |  | 0 |  |  | 0 |  | 0 |  |  | 0 |  | 11997.7083 |  |  | 3893.2079 | 244.25 | 9602.4867 |  |  | 25737.6529 |  | 35 |  | 0 |  |  | 0 |  | 0 |  |  | 0 | EXCLUDED
[8 empty] | 0 |  |  | X | X | X | X | X |  |  |  | ballast replacement | [11 empty] | 100000 | [6 empty] | ballast replacement | [11 empty] | 50000 | [15 empty] | 23 |  | 3556.514 |  |  | 3628.3348 |  | 6194.6087 |  |  | 13379.4574 | [11 empty] | 18 |  | 1551.6264 |  |  | 1010.0789 |  | 2077.8838 |  |  | 4639.5891 |  | EXCLUDED
[8 empty] | 0 |  |  | X | X | X | X | X |  |  |  |  | zone 3 | 14718 | 750 | 0 | 0 | 0.1 | 1471.8 | LED-PK-85 LPW-6600 lm | 73 | 20.1616 | 1 | 100000 | 10 | 21 | 168.9465 |  | 0 |  | " " | zone 3 | 14718 | 500 | 0 | 0 | 0.06 | 883.08 | LED-PK-91 LPW-5600 lm | 59 | 14.9675 | 1 | 100000 | 7 | 21 | 0 | 0 |  | 0 |  |  | 0 | 0 | 0 |  |  | 0 |  | 23 |  | 0 |  |  | 0 |  | 0 |  |  | 0 |  | 0 |  |  | 0 | 0 | 0 |  |  | 0 |  | 35 |  | 0 |  |  | 0 |  | 0 |  |  | 0
[8 empty] | 0 |  |  | X | X | X | X | X | [15 empty] | 100000 | [6 empty] | " " | [11 empty] | 50000 | [15 empty] | 23 |  | 0 |  |  | 0 |  | 0 |  |  | 0 | [11 empty] | 18 |  | 0 |  |  | 0 |  | 0 |  |  | 0
[8 empty] | 0 |  |  | X | X | X | X | X |  |  |  |  | zone 4 | 14718 | 1300 | 0 | 0 | 0.13 | 1913.34 | LED-PK-85 LPW-6600 lm | 73 | 26.2101 | 1 | 100000 | 13 | 21 | 168.9465 |  | 0 |  | " " | zone 4 | 14718 | 900 | 0 | 0 | 0.08 | 1177.44 | LED-PK-91 LPW-5600 lm | 59 | 19.9566 | 1 | 100000 | 10 | 21 | 0 | 0 |  | 0 |  |  | 0 | 0 | 0 |  |  | 0 |  | 23 |  | 0 |  |  | 0 |  | 0 |  |  | 0 |  | 0 |  |  | 0 | 0 | 0 |  |  | 0 |  | 35 |  | 0 |  |  | 0 |  | 0 |  |  | 0
[8 empty] | 0 |  |  | X | X | X | X | X | [15 empty] | 100000 | [6 empty] | " " | [11 empty] | 50000 | [15 empty] | 23 |  | 0 |  |  | 0 |  | 0 |  |  | 0 | [11 empty] | 18 |  | 0 |  |  | 0 |  | 0 |  |  | 0
[8 empty] | 0 |  |  | X | X | X | X | X
[8 empty] | 0 |  |  | X | X | X | X | X |  |  |  | Doors |  | linear feet, ft | [16 empty] | Doors |  | linear feet, ft
[8 empty] | 0 |  |  | X | X | X | X | X |  |  |  | Main Door includes lamp replacement | zone 2 | 44.376 | 600 | 0 | 0 | 20 | 887.52 | LED-Wall-85 LPW-2300 lm | 26 | 34.1354 | 1 | 100000 | 0 | 0 |  |  | 1 |  | Main Door includes lamp replacement | zone 2 | 44.376 | 400 | 0 | 0 | 14 | 621.264 | LED-Wall-101 LPW-2800 lm | 28 | 22.188 | 1 | 100000 | 0 | 0 |  | 1 |  | 21402.8862 |  |  | 2094.2058 | 0 | 12320.9994 | 1.9071 |  | 35818.0914 |  | 23 |  | 0 |  |  | 0 |  | 0 |  |  | 0 |  | 14999.088 |  |  | 1361.2338 | 0 | 8531.816 |  |  | 24892.1378 |  | 35 |  | 0 |  |  | 0 |  | 0 |  |  | 0 | EXCLUDED
[8 empty] | 0 |  |  | X | X | X | X | X |  |  |  | ballast replacement | [11 empty] | 100000 | [6 empty] | ballast replacement | [27 empty] | 23 |  | 10701.4431 |  |  | 3455.4396 |  | 10502.5265 |  |  | 24659.4092 | [11 empty] | 0 |  | 7499.544 |  |  | 2246.0358 |  | 7168.7443 |  |  | 16914.3241 |  | EXCLUDED
[8 empty] | 0 |  |  | X | X | X | X | X |  |  |  | Other Doors - includes lamp replacement | zone 2 | 73.1538 | 750 | 0 | 0 | 20 | 1463.0767 | LED-Wall-85 LPW-2300 lm | 26 | 56.2722 | 1 | 100000 | 0 | 0 |  |  | 0 |  | Other Doors - includes lamp replacement | zone 2 | 73.1538 | 500 | 0 | 0 | 14 | 1024.1537 | LED-Wall-101 LPW-2800 lm | 28 | 36.5769 | 1 | 100000 | 0 | 0 |  | 0 |  | 0 |  |  | 0 | 0 | 0 |  |  | 0 |  | 23 |  | 0 |  |  | 0 |  | 0 |  |  | 0 |  | 0 |  |  | 0 | 0 | 0 |  |  | 0 |  | 35 |  | 0 |  |  | 0 |  | 0 |  |  | 0
[8 empty] | 0 |  |  | X | X | X | X | X |  |  |  | ballast replacement | [11 empty] | 100000 | [6 empty] | ballast replacement | [11 empty] | 100000 | [15 empty] | 23 |  | 0 |  |  | 0 |  | 0 |  |  | 0 | [11 empty] | 35 |  | 0 |  |  | 0 |  | 0 |  |  | 0
[8 empty] | 0 |  |  | X | X | X | X | X |  |  |  | Rool-up Door includes lamp replacement | zone 2 | 5.473 | 1300 | 0 | 0 | 20 | 109.4608 | LED-Wall-85 LPW-2300 lm | 26 | 4.21 | 1 | 100000 | 0 | 0 |  |  | 0 |  | Rool-up Door includes lamp replacement | zone 2 | 5.473 | 900 | 0 | 0 | 14 | 76.6226 | LED-Wall-101 LPW-2800 lm | 28 | 2.7365 | 1 | 100000 | 0 | 0 |  | 0 |  | 0 |  |  | 0 | 0 | 0 |  |  | 0 |  | 23 |  | 0 |  |  | 0 |  | 0 |  |  | 0 |  | 0 |  |  | 0 | 0 | 0 |  |  | 0 |  | 35 |  | 0 |  |  | 0 |  | 0 |  |  | 0
[8 empty] | 0 |  |  | X | X | X | X | X |  |  |  | ballast replacement | [11 empty] | 100000 | [6 empty] | ballast replacement | [11 empty] | 100000 | [15 empty] | 23 |  | 0 |  |  | 0 |  | 0 |  |  | 0 | [11 empty] | 35 |  | 0 |  |  | 0 |  | 0 |  |  | 0
[8 empty] | 0 |  |  | X | X | X | X | X | [10 empty] | 2460.0575 | [18 empty] | 1722.0403
[8 empty] | 0 |  |  | X | X | X | X | X |  |  |  | Main Door includes lamp replacement | zone 3 | 44.376 | 750 | 0 | 0 | 30 | 1331.28 | LED-Wall-85 LPW-2300 lm | 26 | 51.2031 | 1 | 100000 | 0 | 0 |  |  | 0 |  | Main Door includes lamp replacement | zone 3 | 44.376 | 500 | 0 | 0 | 21 | 931.896 | LED-Wall-101 LPW-2800 lm | 28 | 33.282 | 1 | 100000 | 0 | 0 |  | 0 |  | 0 |  |  | 0 | 0 | 0 |  |  | 0 |  | 23 |  | 0 |  |  | 0 |  | 0 |  |  | 0 |  | 0 |  |  | 0 | 0 | 0 |  |  | 0 |  | 35 |  | 0 |  |  | 0 |  | 0 |  |  | 0
[8 empty] | 0 |  |  | X | X | X | X | X |  |  |  | ballast replacement | [18 empty] | ballast replacement | [11 empty] | 100000 | [15 empty] | 0 |  | 0 |  |  | 0 |  | 0 |  |  | 0 | [11 empty] | 35 |  | 0 |  |  | 0 |  | 0 |  |  | 0
[8 empty] | 0 |  |  | X | X | X | X | X |  |  |  | Other Doors - includes lamp replacement | Zone 3 | 73.1538 | 600 | 0 | 0 | 30 | 2194.6151 | LED-Wall-85 LPW-2300 lm | 26 | 84.4083 | 1 | 100000 | 0 | 0 |  |  | 0 |  | Other Doors - includes lamp replacement | Zone 3 | 73.1538 | 400 | 0 | 0 | 21 | 1536.2306 | LED-Wall-101 LPW-2800 lm | 28 | 54.8654 | 1 | 100000 | 0 | 0 |  | 0 |  | 0 |  |  | 0 | 0 | 0 |  |  | 0 |  | 23 |  | 0 |  |  | 0 |  | 0 |  |  | 0 |  | 0 |  |  | 0 | 0 | 0 |  |  | 0 |  | 35 |  | 0 |  |  | 0 |  | 0 |  |  | 0
[8 empty] | 0 |  |  | X | X | X | X | X |  |  |  | ballast replacement | [11 empty] | 100000 | [6 empty] | ballast replacement | [11 empty] | 100000 | [15 empty] | 23 |  | 0 |  |  | 0 |  | 0 |  |  | 0 | [11 empty] | 35 |  | 0 |  |  | 0 |  | 0 |  |  | 0
[8 empty] | 0 |  |  | X | X | X | X | X |  |  |  | Rool-up Door includes lamp replacement | Zone 3 | 5.473 | 750 | 0 | 0 | 20 | 109.4608 | LED-Wall-85 LPW-2300 lm | 26 | 4.21 | 1 | 100000 | 0 | 0 |  |  | 0 |  | Rool-up Door includes lamp replacement | Zone 3 | 5.473 | 500 | 0 | 0 | 21 | 114.9338 | LED-Wall-101 LPW-2800 lm | 28 | 4.1048 | 1 | 100000 | 0 | 0 |  | 0 |  | 0 |  |  | 0 | 0 | 0 |  |  | 0 |  | 23 |  | 0 |  |  | 0 |  | 0 |  |  | 0 |  | 0 |  |  | 0 | 0 | 0 |  |  | 0 |  | 35 |  | 0 |  |  | 0 |  | 0 |  |  | 0
[8 empty] | 0 |  |  | X | X | X | X | X |  |  |  | ballast replacement | [11 empty] | 100000 | [6 empty] | ballast replacement | [11 empty] | 100000 | [15 empty] | 23 |  | 0 |  |  | 0 |  | 0 |  |  | 0 | [11 empty] | 35 |  | 0 |  |  | 0 |  | 0 |  |  | 0
[8 empty] | 0 |  |  | X | X | X | X | X | [10 empty] | 3635.3559 | [18 empty] | 2583.0604
[8 empty] | 0 |  |  | X | X | X | X | X |  |  |  | Main Door includes lamp replacement | zone 4 | 44.376 | 1300 | 0 | 0 | 30 | 1331.28 | LED-Wall-85 LPW-2300 lm | 26 | 51.2031 | 1 | 100000 | 0 | 0 |  |  | 0 |  | Main Door includes lamp replacement | zone 4 | 44.376 | 900 | 0 | 0 | 21 | 931.896 | LED-Wall-101 LPW-2800 lm | 28 | 33.282 | 1 | 100000 | 0 | 0 |  | 0 |  | 0 |  |  | 0 | 0 | 0 |  |  | 0 |  | 23 |  | 0 |  |  | 0 |  | 0 |  |  | 0 |  | 0 |  |  | 0 | 0 | 0 |  |  | 0 |  | 35 |  | 0 |  |  | 0 |  | 0 |  |  | 0
[8 empty] | 0 |  |  | X | X | X | X | X |  |  |  | ballast replacement | [18 empty] | ballast replacement | [11 empty] | 100000 | [15 empty] | 0 |  | 0 |  |  | 0 |  | 0 |  |  | 0 | [11 empty] | 35 |  | 0 |  |  | 0 |  | 0 |  |  | 0
[8 empty] | 0 |  |  | X | X | X | X | X |  |  |  | Other Doors - includes lamp replacement | Zone 4 | 73.1538 | 750 | 0 | 0 | 30 | 2194.6151 | LED-Wall-85 LPW-2300 lm | 26 | 84.4083 | 1 | 100000 | 0 | 0 |  |  | 0 |  | Other Doors - includes lamp replacement | Zone 4 | 73.1538 | 500 | 0 | 0 | 21 | 1536.2306 | LED-Wall-101 LPW-2800 lm | 28 | 54.8654 | 1 | 100000 | 0 | 0 |  | 0 |  | 0 |  |  | 0 | 0 | 0 |  |  | 0 |  | 23 |  | 0 |  |  | 0 |  | 0 |  |  | 0 |  | 0 |  |  | 0 | 0 | 0 |  |  | 0 |  | 35 |  | 0 |  |  | 0 |  | 0 |  |  | 0
[8 empty] | 0 |  |  | X | X | X | X | X |  |  |  | ballast replacement | [11 empty] | 100000 | [6 empty] | ballast replacement | [11 empty] | 100000 | [15 empty] | 23 |  | 0 |  |  | 0 |  | 0 |  |  | 0 | [11 empty] | 35 |  | 0 |  |  | 0 |  | 0 |  |  | 0
[8 empty] | 0 |  |  | X | X | X | X | X |  |  |  | Rool-up Door includes lamp replacement | Zone 4 | 5.473 | 600 | 0 | 0 | 20 | 109.4608 | LED-Wall-85 LPW-2300 lm | 26 | 4.21 | 1 | 100000 | 0 | 0 |  |  | 0 |  | Rool-up Door includes lamp replacement | Zone 4 | 5.473 | 400 | 0 | 0 | 21 | 114.9338 | LED-Wall-101 LPW-2800 lm | 28 | 4.1048 | 1 | 100000 | 0 | 0 |  | 0 |  | 0 |  |  | 0 | 0 | 0 |  |  | 0 |  | 23 |  | 0 |  |  | 0 |  | 0 |  |  | 0 |  | 0 |  |  | 0 | 0 | 0 |  |  | 0 |  | 35 |  | 0 |  |  | 0 |  | 0 |  |  | 0
[8 empty] | 0 |  |  | X | X | X | X | X |  |  |  | ballast replacement | [11 empty] | 100000 | [6 empty] | ballast replacement | [11 empty] | 100000 | [15 empty] | 23 |  | 0 |  |  | 0 |  | 0 |  |  | 0 | [11 empty] | 35 |  | 0 |  |  | 0 |  | 0 |  |  | 0
[8 empty] | 0 |  |  | X | X | X | X | X | [10 empty] | 3635.3559 | [18 empty] | 2583.0604
[8 empty] | 0 |  |  | X | X | X | X | X
[8 empty] | 0 |  |  | X | X | X | X | X |  |  |  | Façade |  | area, ft2 | [16 empty] | Façade |  | area, ft2
[8 empty] | 0 |  |  | X | X | X | X | X |  |  |  | includes lamp replacement | zone 2 | 544 | 600 | 0 | 0 | 0.1 | 54.4 | LED-Flood-104 LPD-2600 lm | 25 | 2.176 | 1 | 100000 | 0 | 0 |  |  | 1 |  | includes lamp replacement | zone 2 | 544 | 400 | 0 | 0 | 0.1 | 54.4 | LED-Flood-104 LPD-2600 lm | 25 | 2.176 | 1 | 100000 | 0 | 0 |  | 1 |  | 576.64 |  |  | 133.4976 | 0 | 406.3695 | 1.7475 |  | 1116.5071 |  | 23 |  | 0 |  |  | 0 |  | 0 |  |  | 0 |  | 576.64 |  |  | 133.4976 | 0 | 406.3695 |  |  | 1116.5071 |  | 35 |  | 0 |  |  | 0 |  | 0 |  |  | 0
[8 empty] | 0 |  |  | X | X | X | X | X |  |  |  | ballast replacement | [11 empty] | 100000 | [6 empty] | ballast replacement | [11 empty] | 100000 | [15 empty] | 23 |  | 288.32 |  |  | 220.271 |  | 421.6344 |  |  | 930.2254 | [11 empty] | 35 |  | 288.32 |  |  | 220.271 |  | 421.6344 |  |  | 930.2254
[8 empty] | 0 |  |  | X | X | X | X | X |  |  |  |  | zone 3 | 544 | 750 | 0 | 0 | 0.15 | 81.6 | LED-Flood-104 LPD-2600 lm | 25 | 3.264 | 1 | 100000 | 0 | 0 |  |  | 0 |  | " " | zone 3 | 544 | 500 | 0 | 0 | 0.15 | 81.6 | LED-Flood-104 LPD-2600 lm | 25 | 3.264 | 1 | 100000 | 0 | 0 |  | 0 |  | 0 |  |  | 0 | 0 | 0 |  |  | 0 |  | 23 |  | 0 |  |  | 0 |  | 0 |  |  | 0 |  | 0 |  |  | 0 | 0 | 0 |  |  | 0 |  | 35 |  | 0 |  |  | 0 |  | 0 |  |  | 0
[8 empty] | 0 |  |  | X | X | X | X | X | [15 empty] | 100000 | [6 empty] | " " | [11 empty] | 100000 | [15 empty] | 23 |  | 0 |  |  | 0 |  | 0 |  |  | 0 | [11 empty] | 35 |  | 0 |  |  | 0 |  | 0 |  |  | 0
[8 empty] | 0 |  |  | X | X | X | X | X |  |  |  |  | zone 4 | 544 | 1300 | 0 | 0 | 0.2 | 108.8 | LED-Flood-104 LPD-2600 lm | 25 | 4.352 | 1 | 100000 | 0 | 0 |  |  | 0 |  | " " | zone 4 | 544 | 900 | 0 | 0 | 0.2 | 108.8 | LED-Flood-104 LPD-2600 lm | 25 | 4.352 | 1 | 100000 | 0 | 0 |  | 0 |  | 0 |  |  | 0 | 0 | 0 |  |  | 0 |  | 23 |  | 0 |  |  | 0 |  | 0 |  |  | 0 |  | 0 |  |  | 0 | 0 | 0 |  |  | 0 |  | 35 |  | 0 |  |  | 0 |  | 0 |  |  | 0
[8 empty] | 0 |  |  | X | X | X | X | X | [15 empty] | 100000 | [6 empty] | " " | [11 empty] | 100000 | [15 empty] | 23 |  | 0 |  |  | 0 |  | 0 |  |  | 0 | [11 empty] | 35 |  | 0 |  |  | 0 |  | 0 |  |  | 0
[8 empty] | 0 |  |  | X | X | X | X | X
[9 empty] | 0 |  | X | X | X | X | X |  |  |  | Small Hotel | [18 empty] | Small Hotel | [16 empty] | Small Hotel | [10 empty] | Small Hotel | [10 empty] | Small Hotel | [10 empty] | Small Hotel | [9 empty] | Small Hotel | 0 | 0
[9 empty] | 0 |  | X | X | X | X | X
[9 empty] | 0 |  | X | X | X | X | X | [6 empty] | 600 | 0 | 0 | [11 empty] | 1 |  |  |  |  | 400 | 0 | 0
[9 empty] | 0 |  | X | X | X | X | X | [6 empty] | 750 | 0 | 0 | [16 empty] | 500 | 0 | 0
[9 empty] | 0 |  | X | X | X | X | X | [6 empty] | 1300 | 0 | 0 | [16 empty] | 900 | 0 | 0
[9 empty] | 0 |  | X | X | X | X | X |  |  |  | Area required per space |  | 325 | [16 empty] | Area required per space |  | 325
[9 empty] | 0 |  | X | X | X | X | X |  |  |  | # of Parking Spaces |  | 103.68 | [16 empty] | # of Parking Spaces |  | 103.68
[9 empty] | 0 |  | X | X | X | X | X |  |  |  | # of spaces per fixture |  | 20 | [16 empty] | # of spaces per fixture |  | 20
[9 empty] | 0 |  | X | X | X | X | X |  |  |  | # of Fixtures | 0 | 5.184 | [16 empty] | # of Fixtures | 0 | 5.184
[9 empty] | 0 |  | X | X | X | X | X |  |  |  | Parking |  | area, ft2 | [16 empty] | Parking |  | area, ft2
[9 empty] | 0 |  | X | X | X | X | X |  |  |  | includes lamp replacement | zone 2 | 33696 | 600 | 0 | 0 | 0.06 | 2021.76 | LED-PK-92 LPW-13000 lm | 141 | 14 | 1 | 100000 | 7 | 30 | 885.3616 |  | 0.5 |  | includes lamp replacement | zone 2 | 33696 | 400 | 0 | 0 | 0.04 | 1347.84 | LED-PK-109 LPW-14500 lm | 134 | 10 | 1 | 100000 | 5 | 30 | 918.3803 | 0.5 |  | 12149.1504 |  |  | 3321.8102 | 189.875 | 9108.023 | 1.7195 |  | 24768.8586 |  | 23 |  | 0 |  |  | 0 |  | 0 |  |  | 0 |  | 10116.6644 |  |  | 1314.3364 | 135.625 | 6176.175 |  |  | 17742.8008 |  | 35 |  | 0 |  |  | 0 |  | 0 |  |  | 0 | EXCLUDED
[9 empty] | 0 |  | X | X | X | X | X |  |  |  | ballast replacement | [11 empty] | 50000 | [6 empty] | ballast replacement | [11 empty] | 50000 | [15 empty] | 11 |  | 1088.5 |  |  | 708.5925 |  | 1457.6811 |  |  | 3254.7736 | [11 empty] | 18 |  | 777.5 |  |  | 506.1375 |  | 1041.2008 |  |  | 2324.8383 |  | EXCLUDED
[9 empty] | 0 |  | X | X | X | X | X |  |  |  |  | zone 3 | 33696 | 750 | 0 | 0 | 0.1 | 3369.6 | LED-PK-92 LPW-13000 lm | 141 | 24 | 1 | 100000 | 12 | 30 | 885.3616 |  | 0.5 |  | " " | zone 3 | 33696 | 500 | 0 | 0 | 0.06 | 2021.76 | LED-PK-109 LPW-14500 lm | 134 | 15 | 1 | 100000 | 8 | 30 | 918.3803 | 0.5 |  | 20520.4004 |  |  | 5128.5327 | 325.5 | 14919.6974 | 1.7409 |  | 40894.1305 |  | 23 |  | 0 |  |  | 0 |  | 0 |  |  | 0 |  | 15369.4144 |  |  | 1818.2046 | 217 | 9213.7129 |  |  | 26618.3319 |  | 35 |  | 0 |  |  | 0 |  | 0 |  |  | 0 | EXCLUDED
[9 empty] | 0 |  | X | X | X | X | X | [15 empty] | 50000 | [6 empty] | " " | [11 empty] | 50000 | [15 empty] | 11 |  | 1866 |  |  | 1214.73 |  | 2498.8819 |  |  | 5579.6119 | [11 empty] | 18 |  | 1166.25 |  |  | 759.2062 |  | 1561.8012 |  |  | 3487.2574 |  | EXCLUDED
[9 empty] | 0 |  | X | X | X | X | X |  |  |  |  | zone 4 | 33696 | 1300 | 0 | 0 | 0.13 | 4380.48 | LED-PK-92 LPW-13000 lm | 141 | 31 | 1 | 100000 | 16 | 30 | 885.3616 |  | 0 |  | " " | zone 4 | 33696 | 900 | 0 | 0 | 0.08 | 2695.68 | LED-PK-109 LPW-14500 lm | 134 | 20 | 1 | 100000 | 10 | 30 | 918.3803 | 0 |  | 0 |  |  | 0 | 0 | 0 |  |  | 0 |  | 23 |  | 0 |  |  | 0 |  | 0 |  |  | 0 |  | 0 |  |  | 0 | 0 | 0 |  |  | 0 |  | 35 |  | 0 |  |  | 0 |  | 0 |  |  | 0
[9 empty] | 0 |  | X | X | X | X | X | [15 empty] | 50000 | [6 empty] | " " | [11 empty] | 50000 | [15 empty] | 11 |  | 0 |  |  | 0 |  | 0 |  |  | 0 | [11 empty] | 18 |  | 0 |  |  | 0 |  | 0 |  |  | 0
[9 empty] | 0 |  | X | X | X | X | X
[9 empty] | 0 |  | X | X | X | X | X |  |  |  | Doors |  | linear feet, ft | [16 empty] | Doors |  | linear feet, ft
[9 empty] | 0 |  | X | X | X | X | X |  |  |  | Main Door includes lamp replacement | zone 2 | 3.24 | 600 | 0 | 0 | 20 | 64.8 | LED-Wall-97 LPW-2700 lm | 28 | 2.3143 | 1 | 60000 | 0 | 0 |  |  | 0 |  | Main Door includes lamp replacement | zone 2 | 3.24 | 400 | 0 | 0 | 14 | 45.36 | LED-Wall-101 LPW-2800 lm | 28 | 1.62 | 1 | 100000 | 0 | 0 |  | 0 |  | 0 |  |  | 0 | 0 | 0 |  |  | 0 |  | 14 |  | 0 |  |  | 0 |  | 0 |  |  | 0 |  | 0 |  |  | 0 | 0 | 0 |  |  | 0 |  | 35 |  | 0 |  |  | 0 |  | 0 |  |  | 0
[9 empty] | 0 |  | X | X | X | X | X |  |  |  | ballast replacement | [11 empty] | 60000 | [6 empty] | ballast replacement | [11 empty] | 100000 | [15 empty] | 14 |  | 0 |  |  | 0 |  | 0 |  |  | 0 | [11 empty] | 35 |  | 0 |  |  | 0 |  | 0 |  |  | 0
[9 empty] | 0 |  | X | X | X | X | X |  |  |  | Other Doors - includes lamp replacement | zone 2 | 7.3418 | 600 | 0 | 0 | 20 | 146.8368 | LED-Wall-97 LPW-2700 lm | 28 | 5.2442 | 1 | 60000 | 0 | 0 |  |  | 0 |  | Other Doors - includes lamp replacement | zone 2 | 7.3418 | 500 | 0 | 0 | 14 | 102.7858 | LED-Wall-101 LPW-2800 lm | 28 | 3.6709 | 1 | 100000 | 0 | 0 |  | 0 |  | 0 |  |  | 0 | 0 | 0 |  |  | 0 |  | 14 |  | 0 |  |  | 0 |  | 0 |  |  | 0 |  | 0 |  |  | 0 | 0 | 0 |  |  | 0 |  | 35 |  | 0 |  |  | 0 |  | 0 |  |  | 0
[9 empty] | 0 |  | X | X | X | X | X |  |  |  | ballast replacement | [11 empty] | 60000 | [6 empty] | ballast replacement | [11 empty] | 100000 | [15 empty] | 14 |  | 0 |  |  | 0 |  | 0 |  |  | 0 | [11 empty] | 35 |  | 0 |  |  | 0 |  | 0 |  |  | 0
[9 empty] | 0 |  | X | X | X | X | X |  |  |  | Rool-up Door includes lamp replacement | zone 2 | 0.1404 | 600 | 0 | 0 | 20 | 2.808 | LED-Wall-97 LPW-2700 lm | 28 | 0.10029 | 1 | 60000 | 0 | 0 |  |  | 0 |  | Rool-up Door includes lamp replacement | zone 2 | 0.1404 | 900 | 0 | 0 | 14 | 1.9656 | LED-Wall-101 LPW-2800 lm | 28 | 0.0702 | 1 | 100000 | 0 | 0 |  | 0 |  | 0 |  |  | 0 | 0 | 0 |  |  | 0 |  | 14 |  | 0 |  |  | 0 |  | 0 |  |  | 0 |  | 0 |  |  | 0 | 0 | 0 |  |  | 0 |  | 35 |  | 0 |  |  | 0 |  | 0 |  |  | 0
[9 empty] | 0 |  | X | X | X | X | X |  |  |  | ballast replacement | [11 empty] | 60000 | [6 empty] | ballast replacement | [11 empty] | 100000 | [15 empty] | 14 |  | 0 |  |  | 0 |  | 0 |  |  | 0 | [11 empty] | 35 |  | 0 |  |  | 0 |  | 0 |  |  | 0
[9 empty] | 0 |  | X | X | X | X | X | [10 empty] | 214.4448 | [18 empty] | 150.1114
[9 empty] | 0 |  | X | X | X | X | X |  |  |  | Main Door includes lamp replacement | Zone 3 | 3.24 | 750 | 0 | 0 | 30 | 97.2 | LED-Wall-97 LPW-2700 lm | 28 | 3.4714 | 1 | 60000 | 0 | 0 |  |  | 0 |  | Main Door includes lamp replacement | Zone 3 | 3.24 | 0 | 0 | 0 | 21 | 68.04 | LED-Wall-101 LPW-2800 lm | 28 | 2.43 | 1 | 100000 | 0 | 0 |  | 0 |  | 0 |  |  | 0 | 0 | 0 |  |  | 0 |  | 14 |  | 0 |  |  | 0 |  | 0 |  |  | 0 |  | 0 |  |  | 0 | 0 | 0 |  |  | 0 |  | 35 |  | 0 |  |  | 0 |  | 0 |  |  | 0
[9 empty] | 0 |  | X | X | X | X | X |  |  |  | ballast replacement | [11 empty] | 60000 | [6 empty] | ballast replacement | [11 empty] | 100000 | [15 empty] | 14 |  | 0 |  |  | 0 |  | 0 |  |  | 0 | [11 empty] | 35 |  | 0 |  |  | 0 |  | 0 |  |  | 0
[9 empty] | 0 |  | X | X | X | X | X |  |  |  | Other Doors - includes lamp replacement | Zone 3 | 7.3418 | 750 | 0 | 0 | 30 | 220.2552 | LED-Wall-97 LPW-2700 lm | 28 | 7.8663 | 1 | 60000 | 0 | 0 |  |  | 0 |  | Other Doors - includes lamp replacement | Zone 3 | 7.3418 | 400 | 0 | 0 | 21 | 154.1786 | LED-Wall-101 LPW-2800 lm | 28 | 5.5064 | 1 | 100000 | 0 | 0 |  | 0 |  | 0 |  |  | 0 | 0 | 0 |  |  | 0 |  | 14 |  | 0 |  |  | 0 |  | 0 |  |  | 0 |  | 0 |  |  | 0 | 0 | 0 |  |  | 0 |  | 35 |  | 0 |  |  | 0 |  | 0 |  |  | 0
[9 empty] | 0 |  | X | X | X | X | X |  |  |  | ballast replacement | [11 empty] | 60000 | [6 empty] | ballast replacement | [11 empty] | 100000 | [15 empty] | 14 |  | 0 |  |  | 0 |  | 0 |  |  | 0 | [11 empty] | 35 |  | 0 |  |  | 0 |  | 0 |  |  | 0
[9 empty] | 0 |  | X | X | X | X | X |  |  |  | Rool-up Door includes lamp replacement | Zone 3 | 0.1404 | 750 | 0 | 0 | 20 | 2.808 | LED-Wall-97 LPW-2700 lm | 28 | 0.10029 | 1 | 60000 | 0 | 0 |  |  | 0 |  | Rool-up Door includes lamp replacement | Zone 3 | 0.1404 | 500 | 0 | 0 | 21 | 2.9484 | LED-Wall-101 LPW-2800 lm | 28 | 0.1053 | 1 | 100000 | 0 | 0 |  | 0 |  | 0 |  |  | 0 | 0 | 0 |  |  | 0 |  | 14 |  | 0 |  |  | 0 |  | 0 |  |  | 0 |  | 0 |  |  | 0 | 0 | 0 |  |  | 0 |  | 35 |  | 0 |  |  | 0 |  | 0 |  |  | 0
[9 empty] | 0 |  | X | X | X | X | X |  |  |  | ballast replacement | [11 empty] | 60000 | [6 empty] | ballast replacement | [11 empty] | 100000 | [15 empty] | 14 |  | 0 |  |  | 0 |  | 0 |  |  | 0 | [11 empty] | 35 |  | 0 |  |  | 0 |  | 0 |  |  | 0
[9 empty] | 0 |  | X | X | X | X | X | [10 empty] | 320.2632 | [18 empty] | 225.167
[9 empty] | 0 |  | X | X | X | X | X |  |  |  | Main Door includes lamp replacement | Zone 4 | 3.24 | 1300 | 0 | 0 | 30 | 97.2 | LED-Wall-97 LPW-2700 lm | 28 | 3.4714 | 1 | 60000 | 0 | 0 |  |  | 1 |  | Main Door includes lamp replacement | Zone 4 | 3.24 | 900 | 0 | 0 | 21 | 68.04 | LED-Wall-101 LPW-2800 lm | 28 | 2.43 | 1 | 100000 | 0 | 0 |  | 1 |  | 1204.5857 |  |  | 212.9721 | 0 | 785.2687 | 1.8052 |  | 2202.8266 |  | 14 |  | 0 |  |  | 0 |  | 0 |  |  | 0 |  | 1642.68 |  |  | 149.0805 | 0 | 934.393 |  |  | 2726.1535 |  | 35 |  | 0 |  |  | 0 |  | 0 |  |  | 0 | EXCLUDED
[9 empty] | 0 |  | X | X | X | X | X |  |  |  | ballast replacement | [11 empty] | 60000 | [6 empty] | ballast replacement | [11 empty] | 100000 | [15 empty] | 14 |  | 602.2929 |  |  | 351.404 |  | 762.2143 |  |  | 1715.9112 | [11 empty] | 35 |  | 821.34 |  |  | 245.9828 |  | 785.1113 |  |  | 1852.4341 |  | EXCLUDED
[9 empty] | 0 |  | X | X | X | X | X |  |  |  | Other Doors - includes lamp replacement | Zone 4 | 7.3418 | 1300 | 0 | 0 | 30 | 220.2552 | LED-Wall-97 LPW-2700 lm | 28 | 7.8663 | 1 | 60000 | 0 | 0 |  |  | 1 |  | Other Doors - includes lamp replacement | Zone 4 | 7.3418 | 0 | 0 | 0 | 21 | 154.1786 | LED-Wall-101 LPW-2800 lm | 28 | 5.5064 | 1 | 100000 | 0 | 0 |  | 1 |  | 2729.5912 |  |  | 482.5949 | 0 | 1779.4189 | 1.8052 |  | 4991.605 |  | 14 |  | 0 |  |  | 0 |  | 0 |  |  | 0 |  | 3722.3129 |  |  | 337.8164 | 0 | 2117.3347 |  |  | 6177.4639 |  | 35 |  | 0 |  |  | 0 |  | 0 |  |  | 0 | EXCLUDED
[9 empty] | 0 |  | X | X | X | X | X |  |  |  | ballast replacement | [11 empty] | 60000 | [6 empty] | ballast replacement | [11 empty] | 100000 | [15 empty] | 14 |  | 1364.7956 |  |  | 796.2815 |  | 1727.1777 |  |  | 3888.2548 | [11 empty] | 35 |  | 1861.1564 |  |  | 557.3971 |  | 1779.0621 |  |  | 4197.6156 |  | EXCLUDED
[9 empty] | 0 |  | X | X | X | X | X |  |  |  | Rool-up Door includes lamp replacement | Zone 4 | 0.1404 | 1300 | 0 | 0 | 20 | 2.808 | LED-Wall-97 LPW-2700 lm | 28 | 0.10029 | 1 | 60000 | 0 | 0 |  |  | 1 |  | Rool-up Door includes lamp replacement | Zone 4 | 0.1404 | 400 | 0 | 0 | 21 | 2.9484 | LED-Wall-101 LPW-2800 lm | 28 | 0.1053 | 1 | 100000 | 0 | 0 |  | 1 |  | 34.7991 |  |  | 6.1525 | 0 | 22.6855 | 1.8052 |  | 63.6372 |  | 14 |  | 0 |  |  | 0 |  | 0 |  |  | 0 |  | 71.1828 |  |  | 6.4602 | 0 | 40.4904 |  |  | 118.1333 |  | 35 |  | 0 |  |  | 0 |  | 0 |  |  | 0 | EXCLUDED
[9 empty] | 0 |  | X | X | X | X | X |  |  |  | ballast replacement | [11 empty] | 60000 | [6 empty] | ballast replacement | [11 empty] | 100000 | [15 empty] | 14 |  | 17.3996 |  |  | 10.1517 |  | 22.0195 |  |  | 49.5708 | [11 empty] | 35 |  | 35.5914 |  |  | 10.6593 |  | 34.0215 |  |  | 80.2721 |  | EXCLUDED
[9 empty] | 0 |  | X | X | X | X | X | [10 empty] | 320.2632 | [18 empty] | 225.167
[9 empty] | 0 |  | X | X | X | X | X
[9 empty] | 0 |  | X | X | X | X | X |  |  |  | Façade |  | area, ft2 | [16 empty] | Façade |  | area, ft2
[9 empty] | 0 |  | X | X | X | X | X |  |  |  | includes lamp replacement | zone 2 | 1550 | 600 | 0 | 0 | 0.1 | 155 | LED-FLD-134 LPW-5600 lm | 39 | 3.9744 | 1 | 100000 | 0 | 0 |  |  | 0.5 |  | includes lamp replacement | zone 2 | 1550 | 400 | 0 | 0 | 0.1 | 155 | LED-FLD-134 LPW-5600 lm | 39 | 3.9744 | 1 | 100000 | 0 | 0 |  | 0.5 |  | 1023 |  |  | 243.8269 | 0 | 727.6796 | 1.7409 |  | 1994.5065 |  | 23 |  | 0 |  |  | 0 |  | 0 |  |  | 0 |  | 1023 |  |  | 121.9135 | 0 | 609.9736 |  |  | 1754.887 |  | 35 |  | 0 |  |  | 0 |  | 0 |  |  | 0 | EXCLUDED
[9 empty] | 0 |  | X | X | X | X | X |  |  |  | ballast replacement | [11 empty] | 100000 | [6 empty] | ballast replacement | [11 empty] | 100000 | [15 empty] | 23 |  | 511.5 |  |  | 402.3144 |  | 760.5905 |  |  | 1674.4049 | [11 empty] | 35 |  | 511.5 |  |  | 402.3144 |  | 760.5905 |  |  | 1674.4049
[9 empty] | 0 |  | X | X | X | X | X |  |  |  |  | zone 3 | 1550 | 750 | 0 | 0 | 0.15 | 232.5 | LED-FLD-134 LPW-5600 lm | 39 | 5.9615 |  |  | 0 | 0 |  |  | 0.5 |  | " " | zone 3 | 1550 | 500 | 0 | 0 | 0.15 | 232.5 | LED-FLD-134 LPW-5600 lm | 39 | 5.9615 | 1 | 100000 | 0 | 0 |  | 0.5 |  | 1534.5 |  |  | 365.7404 | 0 | 1091.5194 | 1.7409 |  | 2991.7597 |  | 0 |  | 0 |  |  | 0 |  | 0 |  |  | 0 |  | 1534.5 |  |  | 182.8702 | 0 | 914.9604 |  |  | 2632.3306 |  | 35 |  | 0 |  |  | 0 |  | 0 |  |  | 0 | EXCLUDED
[9 empty] | 0 |  | X | X | X | X | X | [22 empty] | " " | [11 empty] | 100000 | [15 empty] | 0 |  | 0 |  |  | 0 |  | 0 |  |  | 0 | [11 empty] | 35 |  | 767.25 |  |  | 603.4716 |  | 1140.8857 |  |  | 2511.6074 |  | EXCLUDED
[9 empty] | 0 |  | X | X | X | X | X |  |  |  |  | zone 4 | 1550 | 1300 | 0 | 0 | 0.2 | 310 | LED-FLD-134 LPW-5600 lm | 39 | 7.9487 |  |  | 0 | 0 |  |  | 0 |  | " " | zone 4 | 1550 | 900 | 0 | 0 | 0.2 | 310 | LED-FLD-134 LPW-5600 lm | 39 | 7.9487 | 1 | 100000 | 0 | 0 |  | 0 |  | 0 |  |  | 0 | 0 | 0 |  |  | 0 |  | 0 |  | 0 |  |  | 0 |  | 0 |  |  | 0 |  | 0 |  |  | 0 | 0 | 0 |  |  | 0 |  | 35 |  | 0 |  |  | 0 |  | 0 |  |  | 0
[9 empty] | 0 |  | X | X | X | X | X | [22 empty] | " " | [11 empty] | 100000 | [15 empty] | 0 |  | 0 |  |  | 0 |  | 0 |  |  | 0 | [11 empty] | 35 |  | 0 |  |  | 0 |  | 0 |  |  | 0
[9 empty] | 0 |  | X | X | X | X | X
[10 empty] | 0 | X | X | X | X | X |  |  |  | Mid-rise Apartment | [18 empty] | Mid-rise Apartment | [16 empty] | Mid-rise Apartment | [10 empty] | Mid-rise Apartment | [10 empty] | Mid-rise Apartment | [10 empty] | Mid-rise Apartment | [9 empty] | Mid-rise Apartment | 0 | 0
[10 empty] | 0 | X | X | X | X | X
[10 empty] | 0 | X | X | X | X | X | [6 empty] | 600 | 0 | 0 | [11 empty] | 1 |  |  |  |  | 400 | 0 | 0
[10 empty] | 0 | X | X | X | X | X | [6 empty] | 750 | 0 | 0 | [16 empty] | 500 | 0 | 0
[10 empty] | 0 | X | X | X | X | X | [6 empty] | 1300 | 0 | 0 | [16 empty] | 900 | 0 | 0
[10 empty] | 0 | X | X | X | X | X |  |  |  | Area required per space |  | 325 | [16 empty] | Area required per space |  | 325
[10 empty] | 0 | X | X | X | X | X |  |  |  | # of Parking Spaces |  | 87.9292 | [16 empty] | # of Parking Spaces |  | 87.9292
[10 empty] | 0 | X | X | X | X | X |  |  |  | # of spaces per fixture |  | 20 | [16 empty] | # of spaces per fixture |  | 20
[10 empty] | 0 | X | X | X | X | X |  |  |  | # of Fixtures | 0 | 4.3965 | [16 empty] | # of Fixtures | 0 | 4.3965
[10 empty] | 0 | X | X | X | X | X |  |  |  | Parking |  | area, ft2 | [16 empty] | Parking |  | area, ft2
[10 empty] | 0 | X | X | X | X | X |  |  |  | includes lamp replacement | zone 2 | 28577 | 600 | 0 | 0 | 0.06 | 1714.62 | LED-PK-92 LPW-13000 lm | 141 | 12.1604 | 1 | 100000 | 6 | 21 | 517.4274 |  | 0.5 |  | includes lamp replacement | zone 2 | 28577 | 400 | 0 | 0 | 0.04 | 1143.08 | LED-PK-109 LPW-14500 lm | 134 | 8.5304 | 1 | 100000 | 4 | 21 | 941.7954 | 0.5 |  | 9216.331 |  |  | 2515.1545 | 146.55 | 6905.4564 | 1.7201 |  | 18783.4919 |  | 23 |  | 0 |  |  | 0 |  | 0 |  |  | 0 |  | 7720.517 |  |  | 1121.6283 | 97.7 | 4826.1691 |  |  | 13766.0144 |  | 35 |  | 0 |  |  | 0 |  | 0 |  |  | 0 | EXCLUDED
[10 empty] | 0 | X | X | X | X | X |  |  |  | ballast replacement | [11 empty] | 50000 | [6 empty] | ballast replacement | [11 empty] | 50000 | [15 empty] | 11 |  | 945.4731 |  |  | 615.4847 |  | 1266.1445 |  |  | 2827.1023 | [11 empty] | 18 |  | 663.2423 |  |  | 431.758 |  | 888.1909 |  |  | 1983.1911 |  | EXCLUDED
[10 empty] | 0 | X | X | X | X | X |  |  |  |  | zone 3 | 28577 | 750 | 0 | 0 | 0.1 | 2857.7 | LED-PK-92 LPW-13000 lm | 141 | 20.2674 | 1 | 100000 | 10 | 21 | 517.4274 |  | 0.5 |  | " " | zone 3 | 28577 | 500 | 0 | 0 | 0.06 | 1714.62 | LED-PK-109 LPW-14500 lm | 134 | 12.7957 | 1 | 100000 | 6 | 21 | 896.948 | 0.5 |  | 15193.2501 |  |  | 3883.1925 | 244.25 | 11130.5118 | 1.7358 |  | 30451.2044 |  | 23 |  | 0 |  |  | 0 |  | 0 |  |  | 0 |  | 11330.6392 |  |  | 1451.6465 | 146.55 | 6896.0573 |  |  | 19824.893 |  | 35 |  | 0 |  |  | 0 |  | 0 |  |  | 0 | EXCLUDED
[10 empty] | 0 | X | X | X | X | X | [15 empty] | 50000 | [6 empty] | " " | [11 empty] | 50000 | [15 empty] | 11 |  | 1575.7885 |  |  | 1025.8079 |  | 2110.2408 |  |  | 4711.8371 | [11 empty] | 18 |  | 994.8635 |  |  | 647.6369 |  | 1332.2863 |  |  | 2974.7867 |  | EXCLUDED
[10 empty] | 0 | X | X | X | X | X |  |  |  |  | zone 4 | 28577 | 1300 | 0 | 0 | 0.13 | 3715.01 | LED-PK-92 LPW-13000 lm | 141 | 26.3476 | 1 | 100000 | 13 | 21 | 517.4274 |  | 0 |  | " " | zone 4 | 28577 | 900 | 0 | 0 | 0.08 | 2286.16 | LED-PK-109 LPW-14500 lm | 134 | 17.0609 | 1 | 100000 | 9 | 21 | 0 | 0 |  | 0 |  |  | 0 | 0 | 0 |  |  | 0 |  | 23 |  | 0 |  |  | 0 |  | 0 |  |  | 0 |  | 0 |  |  | 0 | 0 | 0 |  |  | 0 |  | 35 |  | 0 |  |  | 0 |  | 0 |  |  | 0
[10 empty] | 0 | X | X | X | X | X | [15 empty] | 50000 | [6 empty] | " " | [11 empty] | 50000 | [15 empty] | 11 |  | 0 |  |  | 0 |  | 0 |  |  | 0 | [11 empty] | 18 |  | 0 |  |  | 0 |  | 0 |  |  | 0
[10 empty] | 0 | X | X | X | X | X
[10 empty] | 0 | X | X | X | X | X |  |  |  | Doors |  | linear feet, ft | [16 empty] | Doors |  | linear feet, ft
[10 empty] | 0 | X | X | X | X | X |  |  |  | Main Door includes lamp replacement | zone 2 | 0 | 600 | 0 | 0 | 20 | 0 | LED-Wall-97 LPW-2700 lm | 28 | 0 | 1 | 60000 | 0 | 0 |  |  | 0.5 |  | includes lamp replacement | zone 2 | 0 | 400 | 0 | 0 | 14 | 0 | LED-Wall-101 LPW-2800 lm | 28 | 0 | 1 | 100000 | 0 | 0 |  | 0.5 |  | 0 |  |  | 0 | 0 | 0 |  |  | 0 |  | 14 |  | 0 |  |  | 0 |  | 0 |  |  | 0 |  | 0 |  |  | 0 | 0 | 0 |  |  | 0 |  | 35 |  | 0 |  |  | 0 |  | 0 |  |  | 0
[10 empty] | 0 | X | X | X | X | X |  |  |  | ballast replacement | [11 empty] | 60000 | [6 empty] | ballast replacement | [11 empty] | 100000 | [15 empty] | 14 |  | 0 |  |  | 0 |  | 0 |  |  | 0 | [11 empty] | 35 |  | 0 |  |  | 0 |  | 0 |  |  | 0
[10 empty] | 0 | X | X | X | X | X |  |  |  | Other Doors - includes lamp replacement | zone 2 | 0 | 1300 | 0 | 0 | 20 | 0 | LED-Wall-97 LPW-2700 lm | 28 | 0 | 1 | 60000 | 0 | 0 |  |  | 0.5 |  | includes lamp replacement | zone 2 | 0 | 400 | 0 | 0 | 14 | 0 | LED-Wall-101 LPW-2800 lm | 28 | 0 | 1 | 100000 | 0 | 0 |  | 0.5 |  | 0 |  |  | 0 | 0 | 0 |  |  | 0 |  | 14 |  | 0 |  |  | 0 |  | 0 |  |  | 0 |  | 0 |  |  | 0 | 0 | 0 |  |  | 0 |  | 35 |  | 0 |  |  | 0 |  | 0 |  |  | 0
[10 empty] | 0 | X | X | X | X | X |  |  |  | ballast replacement | [11 empty] | 60000 | [6 empty] | ballast replacement | [11 empty] | 100000 | [15 empty] | 14 |  | 0 |  |  | 0 |  | 0 |  |  | 0 | [11 empty] | 35 |  | 0 |  |  | 0 |  | 0 |  |  | 0
[10 empty] | 0 | X | X | X | X | X |  |  |  | Rool-up Door includes lamp replacement | zone 2 | 0 | 0 | 0 | 0 | 20 | 0 | LED-Wall-97 LPW-2700 lm | 28 | 0 | 1 | 60000 | 0 | 0 |  |  | 0 |  | includes lamp replacement | zone 2 | 0 | 400 | 0 | 0 | 14 | 0 | LED-Wall-101 LPW-2800 lm | 28 | 0 | 1 | 100000 | 0 | 0 |  | 0 |  | 0 |  |  | 0 | 0 | 0 |  |  | 0 |  | 14 |  | 0 |  |  | 0 |  | 0 |  |  | 0 |  | 0 |  |  | 0 | 0 | 0 |  |  | 0 |  | 35 |  | 0 |  |  | 0 |  | 0 |  |  | 0
[10 empty] | 0 | X | X | X | X | X |  |  |  | ballast replacement | [11 empty] | 60000 | [6 empty] | ballast replacement | [11 empty] | 100000 | [15 empty] | 14 |  | 0 |  |  | 0 |  | 0 |  |  | 0 | [11 empty] | 35 |  | 0 |  |  | 0 |  | 0 |  |  | 0
[10 empty] | 0 | X | X | X | X | X | [10 empty] | 0
[10 empty] | 0 | X | X | X | X | X |  |  |  | Main Door includes lamp replacement | Zone 3 | 0 | 750 | 0 | 0 | 30 | 0 | LED-Wall-97 LPW-2700 lm | 28 | 0 | 1 | 60000 | 0 | 0 |  |  | 0.5 |  | " " | zone 3 | 0 | 500 | 0 | 0 | 21 | 0 | LED-Wall-101 LPW-2800 lm | 28 | 0 | 1 | 100000 | 0 | 0 |  | 0.5 |  | 0 |  |  | 0 | 0 | 0 |  |  | 0 |  | 14 |  | 0 |  |  | 0 |  | 0 |  |  | 0 |  | 0 |  |  | 0 | 0 | 0 |  |  | 0 |  | 35 |  | 0 |  |  | 0 |  | 0 |  |  | 0
[10 empty] | 0 | X | X | X | X | X |  |  |  | ballast replacement | [11 empty] | 60000 | [6 empty] | " " | [11 empty] | 100000 | [15 empty] | 14 |  | 0 |  |  | 0 |  | 0 |  |  | 0 | [11 empty] | 35 |  | 0 |  |  | 0 |  | 0 |  |  | 0
[10 empty] | 0 | X | X | X | X | X |  |  |  | Other Doors - includes lamp replacement | Zone 3 | 0 | 750 | 0 | 0 | 30 | 0 | LED-Wall-97 LPW-2700 lm | 28 | 0 | 1 | 60000 | 0 | 0 |  |  | 0 |  | " " | zone 3 | 0 | 500 | 0 | 0 | 21 | 0 | LED-Wall-101 LPW-2800 lm | 28 | 0 | 1 | 100000 | 0 | 0 |  | 0 |  | 0 |  |  | 0 | 0 | 0 |  |  | 0 |  | 14 |  | 0 |  |  | 0 |  | 0 |  |  | 0 |  | 0 |  |  | 0 | 0 | 0 |  |  | 0 |  | 35 |  | 0 |  |  | 0 |  | 0 |  |  | 0
[10 empty] | 0 | X | X | X | X | X |  |  |  | ballast replacement | [11 empty] | 60000 | [6 empty] | " " | [11 empty] | 100000 | [15 empty] | 14 |  | 0 |  |  | 0 |  | 0 |  |  | 0 | [11 empty] | 35 |  | 0 |  |  | 0 |  | 0 |  |  | 0
[10 empty] | 0 | X | X | X | X | X |  |  |  | Rool-up Door includes lamp replacement | Zone 3 | 0 | 750 | 0 | 0 | 30 | 0 | LED-Wall-97 LPW-2700 lm | 28 | 0 | 1 | 60000 | 0 | 0 |  |  | 0 |  | " " | zone 3 | 0 | 500 | 0 | 0 | 21 | 0 | LED-Wall-101 LPW-2800 lm | 28 | 0 | 1 | 100000 | 0 | 0 |  | 0 |  | 0 |  |  | 0 | 0 | 0 |  |  | 0 |  | 14 |  | 0 |  |  | 0 |  | 0 |  |  | 0 |  | 0 |  |  | 0 | 0 | 0 |  |  | 0 |  | 35 |  | 0 |  |  | 0 |  | 0 |  |  | 0
[10 empty] | 0 | X | X | X | X | X |  |  |  | ballast replacement | [11 empty] | 60000 | [6 empty] | " " | [11 empty] | 100000 | [15 empty] | 14 |  | 0 |  |  | 0 |  | 0 |  |  | 0 | [11 empty] | 35 |  | 0 |  |  | 0 |  | 0 |  |  | 0
[10 empty] | 0 | X | X | X | X | X | [10 empty] | 0
[10 empty] | 0 | X | X | X | X | X |  |  |  | Main Door includes lamp replacement | Zone 4 | 0 | 1300 | 0 | 0 | 30 | 0 | LED-Wall-97 LPW-2700 lm | 28 | 0 | 1 | 60000 | 0 | 0 |  |  | 0 |  | " " | zone 4 | 0 | 900 | 0 | 0 | 21 | 0 | LED-Wall-101 LPW-2800 lm | 28 | 0 | 1 | 100000 | 0 | 0 |  | 0 |  | 0 |  |  | 0 | 0 | 0 |  |  | 0 |  | 14 |  | 0 |  |  | 0 |  | 0 |  |  | 0 |  | 0 |  |  | 0 | 0 | 0 |  |  | 0 |  | 35 |  | 0 |  |  | 0 |  | 0 |  |  | 0
[10 empty] | 0 | X | X | X | X | X |  |  |  | ballast replacement | [11 empty] | 60000 | [6 empty] | " " | [11 empty] | 100000 | [15 empty] | 14 |  | 0 |  |  | 0 |  | 0 |  |  | 0 | [11 empty] | 35 |  | 0 |  |  | 0 |  | 0 |  |  | 0
[10 empty] | 0 | X | X | X | X | X |  |  |  | Other Doors - includes lamp replacement | Zone 4 | 0 | 1300 | 0 | 0 | 30 | 0 | LED-Wall-97 LPW-2700 lm | 28 | 0 | 1 | 60000 | 0 | 0 |  |  | 0 |  | " " | zone 4 | 0 | 900 | 0 | 0 | 21 | 0 | LED-Wall-101 LPW-2800 lm | 28 | 0 | 1 | 100000 | 0 | 0 |  | 0 |  | 0 |  |  | 0 | 0 | 0 |  |  | 0 |  | 14 |  | 0 |  |  | 0 |  | 0 |  |  | 0 |  | 0 |  |  | 0 | 0 | 0 |  |  | 0 |  | 35 |  | 0 |  |  | 0 |  | 0 |  |  | 0
[10 empty] | 0 | X | X | X | X | X |  |  |  | ballast replacement | [11 empty] | 60000 | [6 empty] | " " | [11 empty] | 100000 | [15 empty] | 14 |  | 0 |  |  | 0 |  | 0 |  |  | 0 | [11 empty] | 35 |  | 0 |  |  | 0 |  | 0 |  |  | 0
[10 empty] | 0 | X | X | X | X | X |  |  |  | Rool-up Door includes lamp replacement | Zone 4 | 0 | 1300 | 0 | 0 | 30 | 0 | LED-Wall-97 LPW-2700 lm | 28 | 0 | 1 | 60000 | 0 | 0 |  |  | 0.5 |  | " " | zone 4 | 0 | 900 | 0 | 0 | 21 | 0 | LED-Wall-101 LPW-2800 lm | 28 | 0 | 1 | 100000 | 0 | 0 |  | 0.5 |  | 0 |  |  | 0 | 0 | 0 |  |  | 0 |  | 14 |  | 0 |  |  | 0 |  | 0 |  |  | 0 |  | 0 |  |  | 0 | 0 | 0 |  |  | 0 |  | 35 |  | 0 |  |  | 0 |  | 0 |  |  | 0
[10 empty] | 0 | X | X | X | X | X |  |  |  | ballast replacement | [11 empty] | 60000 | [6 empty] | " " | [11 empty] | 100000 | [15 empty] | 14 |  | 0 |  |  | 0 |  | 0 |  |  | 0 | [11 empty] | 35 |  | 0 |  |  | 0 |  | 0 |  |  | 0
[10 empty] | 0 | X | X | X | X | X | [10 empty] | 0
[10 empty] | 0 | X | X | X | X | X
[10 empty] | 0 | X | X | X | X | X |  |  |  | Façade |  | area, ft2 | [16 empty] | Façade |  | area, ft2
[10 empty] | 0 | X | X | X | X | X |  |  |  | includes lamp replacement | zone 2 | 1777 | 600 | 0 | 0 | 0.1 | 177.7 | LED-FLD-134 LPW-5600 lm | 39 | 4.5564 | 1 | 100000 | 0 | 0 |  |  | 0.5 |  | includes lamp replacement | zone 2 | 1777 | 400 | 0 | 0 | 0.1 | 177.7 | LED-FLD-134 LPW-5600 lm | 39 | 4.5564 | 1 | 100000 | 0 | 0 |  | 0.5 |  | 1172.82 |  |  | 279.5358 | 0 | 834.2494 | 1.7409 |  | 2286.6052 |  | 23 |  | 0 |  |  | 0 |  | 0 |  |  | 0 |  | 1172.82 |  |  | 139.7679 | 0 | 699.3052 |  |  | 2011.8931 |  | 35 |  | 0 |  |  | 0 |  | 0 |  |  | 0 | EXCLUDED
[10 empty] | 0 | X | X | X | X | X |  |  |  | ballast replacement | [11 empty] | 100000 | [6 empty] | ballast replacement | [11 empty] | 100000 | [15 empty] | 23 |  | 586.41 |  |  | 461.234 |  | 871.9802 |  |  | 1919.6242 | [11 empty] | 35 |  | 586.41 |  |  | 461.234 |  | 871.9802 |  |  | 1919.6242
[10 empty] | 0 | X | X | X | X | X |  |  |  |  | zone 3 | 1777 | 750 | 0 | 0 | 0.15 | 266.55 | LED-FLD-134 LPW-5600 lm | 39 | 6.8346 | 1 | 100000 | 0 | 0 |  |  | 0.5 |  | " " | zone 3 | 1777 | 500 | 0 | 0 | 0.15 | 266.55 | LED-FLD-134 LPW-5600 lm | 39 | 6.8346 | 1 | 100000 | 0 | 0 |  | 0.5 |  | 1759.23 |  |  | 419.3037 | 0 | 1251.3741 | 1.7409 |  | 3429.9078 |  | 23 |  | 0 |  |  | 0 |  | 0 |  |  | 0 |  | 1759.23 |  |  | 209.6518 | 0 | 1048.9578 |  |  | 3017.8396 |  | 35 |  | 0 |  |  | 0 |  | 0 |  |  | 0 | EXCLUDED
[10 empty] | 0 | X | X | X | X | X | [15 empty] | 100000 | [6 empty] | " " | [11 empty] | 100000 | [15 empty] | 23 |  | 879.615 |  |  | 691.851 |  | 1307.9703 |  |  | 2879.4363 | [11 empty] | 35 |  | 879.615 |  |  | 691.851 |  | 1307.9703 |  |  | 2879.4363
[10 empty] | 0 | X | X | X | X | X |  |  |  |  | zone 4 | 1777 | 1300 | 0 | 0 | 0.2 | 355.4 | LED-FLD-134 LPW-5600 lm | 39 | 9.1128 | 1 | 100000 | 0 | 0 |  |  | 0 |  | " " | zone 4 | 1777 | 900 | 0 | 0 | 0.2 | 355.4 | LED-FLD-134 LPW-5600 lm | 39 | 9.1128 | 1 | 100000 | 0 | 0 |  | 0 |  | 0 |  |  | 0 | 0 | 0 |  |  | 0 |  | 23 |  | 0 |  |  | 0 |  | 0 |  |  | 0 |  | 0 |  |  | 0 | 0 | 0 |  |  | 0 |  | 35 |  | 0 |  |  | 0 |  | 0 |  |  | 0
[10 empty] | 0 | X | X | X | X | X | [15 empty] | 100000 | [6 empty] | " " | [27 empty] | 23 |  | 0 |  |  | 0 |  | 0 |  |  | 0 | [11 empty] | 0 |  | 0 |  |  | 0 |  | 0 |  |  | 0
[10 empty] | 0 | X | X | X | X | X
Large Office
[48 empty] | 90.1-2007 |  |  |  | 90.1-2010
[48 empty] | New Construc- tion | Mainte- nance | Replace- ment Year | Replace- ment Cost | New Construc- tion | Mainte- nance | Replace- ment Cost
[49 empty] | 66537.658 |  |  | 16858.8162
Standalone_Retail_Interior Lighting
Standalone Retail
[48 empty] | 90.1-2007 |  |  |  | 90.1-2010
[48 empty] | New Construc- tion | Mainte- nance | Replace- ment Year | Replace- ment Cost | New Construc- tion | Mainte- nance | Replace- ment Cost
[49 empty] | #REF! |  |  | #REF!
Primary_School_Interior Lighting
Primary School
[48 empty] | 90.1-2007 |  |  |  | 90.1-2010
[48 empty] | New Construc- tion | Mainte- nance | Replace- ment Year | Replace- ment Cost | New Construc- tion | Mainte- nance | Replace- ment Cost
[49 empty] | #REF! |  |  | #REF!
Small_Hotel_Interior Lighting
Small Hotel
[48 empty] | 90.1-2007 |  |  |  | 90.1-2010
[48 empty] | New Construc- tion | Mainte- nance | Replace- ment Year | Replace- ment Cost | New Construc- tion | Mainte- nance | Replace- ment Cost
[49 empty] | #REF! |  |  | #REF!
Mid-rise Apartment_Interior Lighting
Mid-rise Apartment
[48 empty] | 90.1-2007 |  |  |  | 90.1-2010
[48 empty] | New Construc- tion | Mainte- nance | Replace- ment Year | Replace- ment Cost | New Construc- tion | Mainte- nance | Replace- ment Cost
[49 empty] | #REF! |  |  | #REF!

## Ext Lighting Comp (hidden)
90.1 Cost Effectiveness Analysis - Exterior Lighting - Equipment and Labor Cost Details
Exterior lighting equipment and installation costs are estimated for 1. fixtures lamps and ballasts, 2. light poles and parking, 3. conduit in slab and 4. occupancy sensors
1 | 2 | 3 | 4 | 5 | 6 | 7 | 8 | 9 | 10 | 11 | 12 | 13 | 14 | 15 | 16 | 17 | 18 | 19 | 20 | 21 | 22 | 23 | 24 | 25 | 26 | 27 | 28 | 29
Costs Fixtures, Lamps and Ballasts | [28 empty] | 1 | 2 | 3 | 4 | 5 | 6 | 7 | 8 | 9 | 10
Fixture ID | Fixture and Lamp Description | [5 empty] | New Construction | [10 empty] | Replacement Costs | [10 empty] | 1: Light Pole with 2 Arm Bracket Costs
| Fixture Location | Type | Lamp Watts | Number of lamps | Fixture Input Watts | Lamp Life | Fixture cost (ballast included) | Fixture Source | Fixture Label in Source | Lamp Code | Lamp Cost |  | Lamp Label in Source | Fixture Cost Including Lamp(s) | Installation Labor Hours | Installation Labor Cost | Installation Labor RS Means Reference | Relamp Labor Hours | Relamp Labor Cost | Lamp Relamp Labor RS Means 2012 2661-23.10 section | Ballast Description | Ballast Life Hours | Replace-ment Ballast Cost | Ballast Cost Source | Ballast Label in Source | Replace Ballast Labor Hours | Replace Ballast Labor Cost | Ballast Replace Labor RS Means 2012 Reference Number (section 26 51 13.90 if not show) | 1: Material; 5: Labor; 8: Construction Equipment | Source
|  | 2013 | [26 empty] | Length, ft | Steel | Aluminum | Average | Steel | Aluminum | Average | Steel | Aluminum | Average
None | [28 empty] | 1: 0
MH-PU-50-D | Door | Wall Pack | 50 | 1 | 63 | 10000 | 216 |  | 4GWG8 | BD17 | 56 | as above | 1F398 | 272 | 1 | 61.35 | 2556-23.10-0200 | 0.26667 | 16.3602 | 1000 | Pulse Start 1 Lamp | 50000 | 129.3 | see above | 6XPW1 | 1 | 61.35 | 7610 | 14 | 1002 | 925 | 963.5 | 133 | 121 | 127 | 0 | 0 | 0 | All RS Means Electrical 2012 26 56 13.10
[29 empty] | 15 | 1022 | 1017.5 | 1019.75 | 137.5 | 129 | 133.25 | 0 | 0 | 0
[29 empty] | 16 | 1042 | 1110 | 1076 | 142 | 137 | 139.5 | 0 | 0 | 0
[29 empty] | 18 | 1087 | 1127.5 | 1107.25 | 266 | 243.5 | 254.75 | 45 | 50 | 47.5
[29 empty] | 20 | 1342 | 1145 | 1243.5 | 390 | 350 | 370 | 45.5 | 51 | 48.25
[29 empty] | 21 | 1352 | 1220 | 1286 | 395.5 | 354 | 374.75 | 46.05 | 51.65 | 48.85
LED-Flood-104 LPD-2600 lm | Façade | Floodlight - Wide Light Distribution | 25 | 1 | 25 | 100000 | 265 | grainger.com | 53VR85 |  | 0 |  |  | 265 | 1 | 61.35 | 2556-23.10-0200 | 0 | 0 |  |  | 100000 | 132.5 |  | Assumes 50% of fixture cost | 1 | 61.35 | 7610 | 30 | 1442 | 1895 | 1668.5 | 445 | 390 | 417.5 | 51 | 57.5 | 54.25
MH-PU-70-D | Door | Wall Pack | 70 | 1 | 85 | 12000 | 216 |  | 4GWG8 | BD17 | 46.75 | as above | 1E694 | 262.75 | 1 | 61.35 | 2556-23.10-0200 | 0.26667 | 16.3602 | 1000 | Pulse Start 1 Lamp | 50000 | 153.5 | see above | 1XUD6 | 1 | 61.35 | 7610 | 35 | 1632 | 2120 | 1876 | 465 | 445 | 455 | 57.5 | 60 | 58.75
MH-PU-70-RD | Rolling Door | Wall Pack | 70 | 1 | 85 | 12000 | 216 |  | 4GWG8 | BD17 | 46.75 | as above | 1E694 | 262.75 | 1 | 61.35 | 2556-23.10-0200 | 0.26667 | 16.3602 | 1000 | Pulse Start 1 Lamp | 50000 | 153.5 | see above | 1XUD6 | 1 | 61.35 | 7610 | 38 | 1762 | 2220 | 1991 | 519 | 471 | 495 | 65.7 | 62.4 | 64.05
MH-PU-70-F | Façade | Floodlight - Wide Light Distribution | 70 | 1 | 85 | 12000 | 250.25 |  | 3GB10 | BD17 | 49.15 | as above | 6V746 | 299.4 | 1 | 61.35 | 2556-23.10-0200 | 0.26667 | 16.3602 | 1000 | Pulse Start 1 Lamp | 50000 | 153.5 | see above | 1XUD6 | 1 | 61.35 | 7610 | 40 | 1957 | 2370 | 2163.5 | 600 | 510 | 555 | 78 | 66 | 72
LED-PK-85 LPW-6600 lm | Parking | Site Lighting Fixture | 73 | 1 | 73 | 100000 | 588 | grainger.com | 45HE15 |  |  |  |  | 588 | 2.963 | 181.78 | 2556-36.20-1950 | 0 | 0 |  |  | 100000 | 294 |  | Assumes 50% of fixture cost | 2.963 | 181.78 | 7610 | 1: 1 Interpolated values for 15, 18, and 38 feet; or 18 feet, steel pole values are from source not interpolated
LED-FLD-134 LPW-5600 lm | Façade | Floodlight - Wide Light Distribution | 39 | 1 | 39 | 100000 | 514.8 | goodmart.com | FFLED39N/PC |  | 0 |  |  | 514.8 | 2 | 122.7 | 2556-36.20-1180 | 0 | 0 |  |  | 100000 | 257.4 |  | Assumes 50% of fixture cost | 2 | 122.7 | 7610 | 1: 0
MH-PU-150-P | Parking | Flood | 150 | 1 | 186 | 15000 | 160 | Goodmart | EZHH150QT | BD17 | 53.85 | as above | 1G980 | 213.85 | 2.963 | 181.78 | 2556-36.20-1950 | 0.26667 | 16.3602 | 1000 | Pulse Start 1 Lamp | 50000 | 151 | see above | 4CRJ2 | 1 | 61.35 | 7610
MH-PU-175-RD | Rolling Door | Wall Pack | 175 | 1 | 210 | 15000 | 313.25 |  | 2RGX4 | ED28 | 29.65 | as above | 4V550 | 342.9 | 2.963 | 181.78 | 2556-36.20-1950 | 0.26667 | 16.3602 | 1000 | Pulse Start 1 Lamp | 50000 | 138.55 | see above | 1XUK1 | 1 | 61.35 | 7610
MH-PU-175-P | Parking | Floodlight | 175 | 1 | 210 | 15000 | 210 | Goodmart | FXH175SFQT | ED28 | 29.65 | as above | 4V550 | 239.65 | 2.963 | 181.78 | 2556-36.20-1950 | 0.26667 | 16.3602 | 1000 | Pulse Start 1 Lamp | 50000 | 138.55 | see above | 1XUK1 | 1 | 61.35 | 7610
MH-PU-250-P | Parking | Security Lighting | 250 | 1 | 284 | 15000 | 637.5 |  | 3JXC5 | ED28 | 15.6 | as above | 2V712 | 653.1 | 2.963 | 181.78 | 2556-36.20-1950 | 0.26667 | 16.3602 | 1100 | Pulse Start 1 Lamp | 50000 | 156.25 | see above | 4CRH6 | 1 | 61.35 | 7620
MH-PU-320-P | Parking | Floodlight | 320 | 1 | 363 | 20000 | 325 | Goodmart | FXLH320SFPSQ | ED28 | 86.4 | as above | 3APK2 | 411.4 | 3.636 | 223.0686 | 2556-36.20-2000 | 0.26667 | 16.3602 | 1200 | Pulse Start 1 Lamp | 50000 | 151.75 | see above | 4CRH7 | 1.143 | 70.1231 | 7630
MH-PU-320-F | Parking | Floodlight | 320 | 1 | 363 | 20000 | 325 | Goodmart | FXLH320SFPSQ | ED28 | 86.4 | as above | 3APK2 | 411.4 | 3.636 | 223.0686 | 2556-36.20-2000 | 0.26667 | 16.3602 | 1200 | Pulse Start 1 Lamp | 50000 | 151.75 | see above | 4CRH7 | 1.143 | 70.1231 | 7630
MH-PU-1000-P | Parking | Mounted Floodlight | 1000 | 1 | 1075 | 15000 | 679 | Goodmart | MPNK-S76-1000- 277V-F1-AP-LL | BT37 | 66.3 | as above | 2YGE1 | 745.3 | 4 | 245.4 | 2556-36.20-2200 | 0.4 | 24.54 | 1300 | Pulse Start 1 Lamp | 50000 | 249.75 | see above | 4VMY8 | 1.333 | 81.7796 | 7640
CFL-26-D | Door | Wall Pack | 26 | 2 | 58 | 12000 | 143 | 1000bulbs | WPTF42 1 or 2 lamp | Biax 4 Pin | 47.26 | as above | 4FFC2 | 237.52 | 1 | 61.35 | 2556-23.10-0200 | 0.08889 | 5.4534 | 0560 | Electronic CF Ballast Programmed/Rapid Start 2 Lamp | 40000 | 54.45 | see above | 2XKV9 |  | 0
|  | 2016 | [26 empty] | 1: Exterior Lighting Conduit in Slab
MH-PR-70-F | Façade | Floodlight - Wide Light Distribution | 70 | 1 | 98 | 6000 | 250.25 | Grainger #403 2012/2013 Ref | 3GB10 | BD17 | 46.75 | as above | 1E694 | 297 | 1 | 61.35 | 2556-23.10-0200 | 0.26667 | 16.3602 | 1000 | Probe Start | 50000 | 42.88 | http://www.kolmart.com | 70-Watt-Pulse-Start-Metal-Halide-Ballast-Kit-4T_p_20.html Moo70-71C-511-DK | 1 | 61.35 | 7610 | 1: Description; 2: Material $/linear ft.; 3: Labor $/linear ft.; 4: Source
MH-PR-70-D | Door | Wall Pack | 70 | 1 | 98 | 6000 | 216 | Grainger #403 2012/2013 Ref | 4GWG8 | BD17 | 46.75 | as above | 1E694 | 262.75 | 1 | 61.35 | 2556-23.10-0200 | 0.26667 | 16.3602 | 1000 | Probe Start | 50000 | 42.88 | http://www.kolmart.com | 70-Watt-Pulse-Start-Metal-Halide-Ballast-Kit-4T_p_20.html Moo70-71C-511-DK | 1 | 61.35 | 7610 | 1: 3/4 in. PVC; 2: 0.97; 3: 1.79; 4: RS Means 2012, 26 05 39.30 3250
MH-PR-70-RD | Rolling Door | Wall Pack | 70 | 1 | 98 | 6000 | 216 | Grainger #403 2012/2013 Ref | 4GWG8 | BD17 | 46.75 | as above | 1E694 | 262.75 | 1 | 61.35 | 2556-23.10-0200 | 0.26667 | 16.3602 | 1000 | Probe Start | 50000 | 42.88 | http://www.kolmart.com | 70-Watt-Pulse-Start-Metal-Halide-Ballast-Kit-4T_p_20.html Moo70-71C-511-DK | 1 | 61.35 | 7610
MH-PR-175-P | Parking | Flood | 175 | 1 | 210 | 10000 | 160 | Goodmart | EZHH150QT | BD17 | 53.85 | as above | 1G980 | 213.85 | 2.963 | 181.78 | 2556-36.20-1950 | 0.26667 | 16.3602 | 1000 | Probe Start 1 Lamp | 50000 | 96.3 | see above | 1XUD9 | 1 | 61.35 | 7610
MH-PR-175-RD | Rolling Door | Flood | 175 | 1 | 210 | 10000 | 160 | Goodmart | EZHH150QT | BD17 | 53.85 | as above | 1G980 | 213.85 | 1 | 61.35 | 2556-23.10-0200 | 0.26667 | 16.3602 | 1000 | Probe Start 1 Lamp | 50000 | 96.3 | see above | 1XUD9 | 1 | 61.35 | 7610
LED-PK-85 LPW-6600 lm | Parking | Site Lighting Fixture | 73 | 1 | 73 | 100000 | 588 | grainger.com | 45HE15 |  | 0 |  |  | 588 | 2.963 | 181.78 | 2556-36.20-1950 | 0 | 0 | 1000 |  | 50000 | 155.5 | see above | 1XUD7 | 1 | 61.35 | 7610 | 21 | 0 | 0 | 0 | 0 | 0 | 0 | 0 | 0 | 0
LED-PK-91 LPW-5600 lm | Parking | Site Lighting Fixture | 59 | 1 | 59 | 100000 | 588 | grainger.com | 53VR14 |  | 0 |  |  | 531 | 2.963 | 152.5945 | 2556-36.20-1950 | 0 | 0 | 1000 |  | 50000 | 155.5 | see above | 1XUD7 | 1 | 61.35 | 7610 | 21 | 0 | 0 | 0 | 0 | 0 | 0 | 0 | 0 | 0
LED-PK-92 LPW-13000 lm | Parking | Site Lighting Fixture | 141 | 1 | 141 | 100000 | 840 | grainger.com | 45HE17 |  | 0 |  |  | 840 | 2.963 | 152.5945 | 2556-36.20-1950 | 0 | 0 | 1000 |  | 50000 | 155.5 | see above | 1XUD7 | 1 | 61.35 | 7610 | 21 | 0 | 0 | 0 | 0 | 0 | 0 | 0 | 0 | 0
LED-PK-102 LPW-28700 lm | Parking | Site Lighting Fixture | 281 | 1 | 281 | 100000 | 1021 | grainger.com | 53CJ35 |  | 0 |  |  | 1021 | 2.963 | 152.5945 | 2556-36.20-1950 | 0 | 0 | 1000 |  | 50000 | 155.5 | see above | 1XUD7 | 1 | 61.35 | 7610 | 21 | 0 | 0 | 0 | 0 | 0 | 0 | 0 | 0 | 0
LED-PK-107 LPW-30200 lm | Parking | Site Lighting Fixture | 281 | 1 | 281 | 100000 | 1021 | grainger.com | 53CJ30 |  | 0 |  |  | 1021 | 2.963 | 152.5945 | 2556-36.20-1950 | 0 | 0 | 1000 |  | 50000 | 155.5 | see above | 1XUD7 | 1 | 61.35 | 7610
LED-PK-109 LPW-14500 lm | Parking | Site Lighting Fixture | 134 | 1 | 134 | 100000 | 1100 | grainger.com | 45HE19 |  | 0 |  |  | 1100 | 2.963 | 152.5945 | 2556-36.20-1950 | 0 | 0 | 1000 |  | 50000 | 155.5 | see above | 1XUD7 | 1 | 61.35 | 7610 | 21 | 0 | 0 | 0 | 0 | 0 | 0 | 0 | 0 | 0
LED-PK-116 LPW-16040 lm | Parking | Site Lighting Fixture | 138 | 1 | 134 | 100000 | 1408 | grainger.com | 22EL87 |  | 0 |  |  | 1408 | 2.963 | 152.5945 | 2556-36.20-1950 | 0 | 0 | 1000 |  | 50000 | 155.5 | see above | 1XUD7 | 1 | 61.35 | 7610 | 21 | 0 | 0 | 0 | 0 | 0 | 0 | 0 | 0 | 0
MH-PR-250-P | Parking | Floodlight | 250 | 1 | 295 | 10000 | 300 | Goodmart | MEGH250SFPSQ | ED28 | 15.6 | as above | 2V712 | 315.6 | 2.963 | 152.5945 | 2556-36.20-1950 | 0.26667 | 16.3602 | 1100 | Probe Start 1 Lamp | 50000 | 126.7 | see above | 1XUE1 | 1 | 61.35 | 7620
MH-PR-360-P | Parking | Security Lighting | 360 | 1 | 400 | 20000 | 562 | Grainger #403 2012/2013 Ref | 3JXC6 | ED37 | 65.2 | as above | 5XN61 | 627.2 | 3.636 | 223.0686 | 2556-36.20-2000 | 0.26667 | 16.3602 | 1200 | Probe Start 1 Lamp | 50000 | 156.5 | est. same as 400 | 1FYG3 | 1.143 | 70.1231 | 7630
MH-PR-400-F | Parking | Security Lighting | 400 | 1 | 460 | 20000 | 562 | Grainger #403 2012/2013 Ref | 3JXC6 | ED37 | 86.6 | as above | 6XV25 | 0 | 3.636 | 223.0686 | 2556-36.20-2000 | 0.26667 | 16.3602 | 1200 | Probe Start 1 Lamp | 50000 | 156.5 | see above | 1FYG3 | 1.143 | 70.1231 | 7630
MH-PR-400-P | Parking | Security Lighting | 400 | 1 | 460 | 20000 | 562 | Grainger #403 2012/2013 Ref | 3JXC6 | ED37 | 86.6 | as above | 6XV25 | 0 | 3.636 | 223.0686 | 2556-36.20-2000 | 0.26667 | 16.3602 | 1200 | Probe Start 1 Lamp | 50000 | 156.5 | see above | 1FYG3 | 1.143 | 70.1231 | 7630
MH-PR-1000-P | Parking | Mounted Floodlight | 1000 | 1 | 1076 | 12000 | 679 | Goodmart | MPNK-S76-1000- 277V-F1-AP-LL | BT37 | 66.3 | as above | 2YGE1 | 745.3 | 4 | 245.4 | 2556-36.20-2200 | 0.4 | 24.54 | 1300 | Probe Start 1 Lamp | 50000 | 240.75 | see above | 1XUE5 | 1.333 | 81.7796 | 7640
CFL-32-D | Door | Wall Pack | 32 | 2 | 72 | 12000 | 143 | 1000bulbs | WPTF42 1 or 2 lamp | Three Tube 4 pin | 75.3 | as above | 1PHA4 | 293.6 | 1 | 61.35 | 2556-23.10-0200 | 0.08889 | 5.4534 | 0560 | Electronic CF Ballast Programmed Start 1 or 2 Lamps | 40000 | 40.7 | see above | 4KGJ8 |  | 0
Linear Fluorescent T-8 32 W Lamps
F-28-F | Façade | High Abuse Fixture | 32 | 1 | 28 | 30000 | 292.5 | Grainger #403 2012/2013 Ref | 3FB62 | T8 - Bi-Pin Base | 5.81 | as above | 4WW56 | 298.31 | 2 | 122.7 | 2556-36.20-1180 | 0.08889 | 5.4534 | 0180 | Electronic Instant Start 1 Lamp | 40000 | 46.6 | see above | 5PTN3 | 1 | 61.35 | 2651-13.50-7630
F-36-F | Façade | High Abuse Fixture | 32 | 1 | 36 | 30000 | 292.5 | Grainger #403 2012/2013 Ref | 3FB62 | T8 - Bi-Pin Base | 5.81 | as above | 4WW56 | 298.31 | 2 | 122.7 | 2556-36.20-1180 | 0.08889 | 5.4534 | 0180 | Electronic Instant Start 1 Lamp | 40000 | 28.65 | see above | 1PCV8 | 1 | 61.35 | 2651-13.50-7630
F-2L-48-F | Façade | High Abuse Fixture | 32 | 2 | 48 | 30000 | 315.75 | Grainger #403 2012/2013 Ref | 3FB60 | T8 - Bi-Pin Base | 5.81 | as above | 4WW56 | 327.37 | 2 | 103.5 | 2556-36.20-1180 | 0.13334 | 6.9001 | 0180 | Electronic Ballast Instant Start 2 Lamp | 40000 | 40.1 | see above | 4XLC9 | 1 | 51.75 | 2651-13.50-7630
None | 0 | 0 | 0 | 0 | 0 | 0 | 0 | 0 | 0 | 0 | 0 | 0 | 0 | 0 | 0 | 0 | 0 | 0 | 0 | 0 | 0 | 0 | 0 | 0 | 0 | 0 | 0 | 0
LED-Wall-85 LPW-2300 lm | Door | Wall Pack | 26 | 1 | 26 | 100000 | 627 | grainger.com | 31A146 |  | 0 |  |  | 627 | 1 | 61.35 | 2556-23.10-0200 | 0 | 0 |  |  | 100000 | 313.5 |  | Assumes 50% of fixture cost | 1 | 61.35
LED-Wall-97 LPW-2700 lm | Door | Wall Pack | 28 | 1 | 28 | 60000 | 347 | grainger.com | 53VY41 |  | 0 |  |  | 347 | 1 | 61.35 | 2556-23.10-0200 | 0 | 0 |  |  | 60000 | 173.5 |  | Assumes 50% of fixture cost | 1 | 61.35
LED-Wall-101 LPW-2800 lm | Door | Wall Pack | 28 | 1 | 28 | 100000 | 676 | grainger.com | 53WA35 |  | 0 |  |  | 676 | 1 | 61.35 | 2556-23.10-0200 | 0 | 0 |  |  | 100000 | 338 |  | Assumes 50% of fixture cost | 1 | 61.35
LED-Wall-103 LPW-2900 lm | Door | Wall Pack | 28 | 1 | 28 | 100000 | 649 | grainger.com | 53WA53 |  | 0 |  |  | 649 | 1 | 61.35 | 2556-23.10-0200 | 0 |  |  |  | 100000 | 324.5 |  | Assumes 50% of fixture cost | 1 | 61.35
LED-Wall-86 LPW-7700 lm | Door | Wall Pack | 83 | 1 | 83 | 60000 | 523 | grainger.com | 53VZ13 |  | 0 |  |  | 523 | 1 | 61.35 | 2556-23.10-0200 | 0 | 0 |  |  | 60000 | 261.5 |  | Assumes 50% of fixture cost | 1 | 61.35
LED-Wall-101 LPW-8000 lm | Door | Wall Pack | 80 | 1 | 83 | 60000 | 485.5 | grainger.com | 53XX85 |  | 0 |  |  | 485.5 | 1 | 61.35 | 2556-23.10-0200 | 0 | 0 |  |  | 60000 | 242.75 |  | Assumes 50% of fixture cost | 1 | 61.35

## Env_Proto
[12 empty] | 90.1 Cost Effectiveness - Cost Estimate - Envelope, Power, Other | [14 empty] | 2007
Actual climate zones change with each state selected
[6 empty] | SO | LO | SR | PS | SH | MA | Item and Addenda / Affected Prototype and Item |  | Base Code Envelope | 2016 |  |  |  | Target Code Envelope | 2019 | [6 empty] | Base Code Costs | [19 empty] | Target Code
| Climate Zones Affected |  |  |  |  | Prototypes Affected | [17 empty] | Other Cost Parameters |  |  | New Construction Costs | New Construction Costs | [8 empty] | Maintenance Cost | Replacement Costs (none) | [8 empty] | New Construction Costs | [10 empty] | Maintenance Costs | Replacement Costs
Code Check = 1 to include | CZ_1 | CZ_2 | CZ_3 | CZ_4 | CZ_5 | Small Office | Large Office | Standalone Retail | Primary School | Small Hotel | Mid-rise Apartment |  | Climate Zone & Prototype | Description of cost items | Source | Not Used | Varies, see below | Varies, see below | Description of Cost Items | Source |  | Varies, see below | Varies, see below |  |  | Material $/UoM (if applicable) |  | Material Subtotal |  | Labor $/ft2 |  | Labor Subtotal | Construction Equipment $/UoM (if applicable) | Construction Equipment Subtotal | Cost Adjustments | Total | Annual Main- tenance (none) | Replacement Life years | Material Subtotal |  | Labor Cost/ hour | Labor Hours | Labor Subtotal with replacement hour adjustment | Construction Equipment Subtotal | Cost Adjustments | Total | Material $/UoM (if applicable) | Material Subtotal |  | Labor $/ft2 |  | Labor Subtotal | Construction Equipment Subtotal | Construction Equipment Subtotal | Cost Adjustments | Added Commis- sioning | Total Cost | Annual Main- tenance Cost | Replace- ment Life (years) | Material Subtotal | Labor Crew | Labor Cost/ hour | Labor Hours | Labor Subtotal with replacement hour adjustment | Construction Equipment Subtotal | Cost Adjustments | Added Commis- sioning | Total | New Construction Costs Target minus Base for verification
| 2A | 3A | 3B | 4A | 5A | [6 empty] | Building Envelope
[12 empty] | Building Insulation and Windows |  | Base code envelope cost. Values for material and labor cost per area of assembly including all cost adjustments except general contractor and contingency. Cost with adjustment adds the general contractor and contingency only. | Faithful and Gould Envelope Cost Database See "Envelope Comp" sheet in this workbook for additional descriptions |  | Area, ft2 or # doors | Slab Insulation Area (slab perimeter x insulation depth), ft2 | Target code envelope cost. Values for material and labor cost per area of assembly including all cost adjustments except general contractor and contingency. Cost with adjustment adds the general contractor and contingency only. |  |  | Area, ft2 or # doors | Slab Insulation Area (slab perimeter x insulation depth), ft2 |  |  | Slab-on-grade Slab only (Used for base code and target code), $/ft2 | Material $/ft2 |  |  | Slab-on-grade Slab only Labor (Used for base code and target code) $/ft2 | Labor $/ft2 (for slab-on-grade, this labor is for insulation only) |  | Construction Equipment $/ft2 or $/ft for slab edge |  | General Contractor Markup and Contingency Only other cost adjustments incorporated in envelope unit costs | [9 empty] | Additional Replacement Overhead and General Contractor Markup and Contingency P other cost adjustments incorporated in envelope unit costs |  | Material $/ft2 |  |  |  | Labor $/ft2 (for slab-on-grade, this labor is for insulation only) |  | Construction Equipment $/ft2 or $/ft for slab edge |  | General Contractor Markup and Contingency Only other cost adjustments incorporated in envelope unit costs
[15 empty] | Base Code Requirement - opaque u-factor, F-factor for slab on grade, or u-factor/SHGC for windows and skylights | [11 empty] | For slab-on-grade, this represents the cost of insulation in $/ft2 of insulation area. If no insulation is required, this cost is zero. | [19 empty] | For slab-on-grade, this represents the cost of insulation in $/ft2 of insulation area. If no insulation is required, this cost is zero.
1 | [12 empty] | _SO | Small Office |  |  |  |  | Small Office | [49 empty] | 0 | SO
0 | 1 | 1 | 1 |  |  | 1 | [6 empty] | 2-3SO | 21sf_Door_0.7unins | Means/Lowes |  | 2 |  | 21sf_Door_0.37_insPU | Means/Lowes |  | 2 |  |  |  |  | 455 | 910 |  |  | 47.5 | 95 | 0 | 0 | 150.75 | 1155.75 |  | 40 | 910 |  |  |  | 156.75 | 0 | 160.0125 | 1226.7625 | 483.3689 | 966.7378 |  |  | 47.5 | 95 | 0 | 0 | 159.2607 |  | 1220.9985 |  | 40 | 966.7378 |  |  |  | 156.75 | 0 | 187.4801 |  | 1310.9679 | 65.2485 | SO
1 | 1 |  |  |  |  | 1 | [6 empty] | 2SO | Windows | 0.54, 0.25 |  | 642.4528 |  | Windows | 0.46, 0.25 |  | 642.4528 |  |  |  |  | 15.949 | 10246.4748 |  |  | 33.8448 | 21743.687 | 0 | 0 | 4798.5243 | 36788.686 |  | 40 | 10246.4748 |  |  |  | 35877.0835 | 0 | 6918.5337 | 53042.092 | 16.703 | 10730.8739 |  |  | 33.8448 | 21743.687 | 0 | 0 | 4871.1841 |  | 37345.745 |  | 40 | 10730.8739 |  |  |  | 35877.0835 | 0 | 7698.3127 |  | 54306.2701 | 557.059 | SO
1 |  | 1 |  |  |  | 1 | [6 empty] | 3SO | Windows | 0.45, 0.25 |  | 642.4528 |  | Windows | 0.42, 0.25 |  | 642.4528 |  |  |  |  | 16.7965 | 10790.9869 |  |  | 33.8448 | 21743.687 | 0 | 0 | 4880.2011 | 37414.875 |  | 40 | 10790.9869 |  |  |  | 35877.0835 | 0 | 7000.2106 | 53668.281 | 17.0794 | 10972.724 |  |  | 33.8448 | 21743.687 | 0 | 0 | 4907.4616 |  | 37623.8726 |  | 40 | 10972.724 |  |  |  | 35877.0835 | 0 | 7738.7622 |  | 54588.5696 | 208.9976 | SO
1 |  |  | 1 |  |  | 1 | [6 empty] | 3SO | Windows | 0.45, 0.25 |  | 642.4528 |  | Windows | 0.42, 0.25 |  | 642.4528 |  |  |  |  | 16.7965 | 10790.9869 |  |  | 33.8448 | 21743.687 | 0 | 0 | 4880.2011 | 37414.875 |  | 40 | 10790.9869 |  |  |  | 35877.0835 | 0 | 7000.2106 | 53668.281 | 17.0794 | 10972.724 |  |  | 33.8448 | 21743.687 | 0 | 0 | 4907.4616 |  | 37623.8726 |  | 40 | 10972.724 |  |  |  | 35877.0835 | 0 | 7738.7622 |  | 54588.5696 | 208.9976 | SO
0 |  |  |  | 1 | 1 | 1 | [6 empty] | 4-5SO | 21sf_Door_0.5_insPS | Means/Lowes |  | 2 |  | 21sf_Door_0.37_insPU | Means/Lowes |  | 2 |  |  |  |  | 476.33 | 952.66 |  |  | 47.5 | 95 | 0 | 0 | 157.149 | 1204.809 |  | 40 | 952.66 |  |  |  | 156.75 | 0 | 166.4115 | 1275.8215 | 483.3689 | 966.7378 |  |  | 47.5 | 95 | 0 | 0 | 159.2607 |  | 1220.9985 |  | 40 | 966.7378 |  |  |  | 156.75 | 0 | 187.4801 |  | 1310.9679 | 16.1895 | SO
1 |  |  |  | 1 |  | 1 | [6 empty] | 4SO | Windows | 0.38, 0.36 |  | 642.4528 |  | Windows | 0.36, 0.36 |  | 642.4528 |  |  |  |  | 15.7499 | 10118.5598 |  |  | 33.8448 | 21743.687 | 0 | 0 | 4779.337 | 36641.5838 |  | 40 | 10118.5598 |  |  |  | 35877.0835 | 0 | 6899.3465 | 52894.9898 | 15.9381 | 10239.4849 |  |  | 33.8448 | 21743.687 | 0 | 0 | 4797.4758 |  | 36780.6476 |  | 40 | 10239.4849 |  |  |  | 35877.0835 | 0 | 7616.1279 |  | 53732.6963 | 139.0638 | SO
1 |  |  |  |  | 1 | 1 | [6 empty] | 5SO | Windows | 0.38, 0.38 |  | 642.4528 |  | Windows | 0.36, 0.38 |  | 642.4528 |  |  |  |  | 15.4398 | 9919.3481 |  |  | 33.8448 | 21743.687 | 0 | 0 | 4749.4553 | 36412.4903 |  | 40 | 9919.3481 |  |  |  | 35877.0835 | 0 | 6869.4647 | 52665.8963 | 15.628 | 10040.2731 |  |  | 33.8448 | 21743.687 | 0 | 0 | 4767.594 |  | 36551.5541 |  | 40 | 10040.2731 |  |  |  | 35877.0835 | 0 | 7582.8098 |  | 53500.1664 | 139.0638 | SO
1 | [13 empty] | Large Office |  |  |  |  | Large Office | [49 empty] | 0 | LO
0 | 1 | 1 | 1 |  |  |  | 1 | [5 empty] | 2-3LO | 21sf_Door_0.7unins | Means/Lowes |  | 12 |  | 21sf_Door_0.37_insPU | Means/Lowes |  | 12 |  |  |  |  | 455 | 5460 |  |  | 47.5 | 570 | 0 | 0 | 904.5 | 6934.5 |  | 40 | 5460 |  |  |  | 940.5 | 0 | 960.075 | 7360.575 | 483.3689 | 5800.4268 |  |  | 47.5 | 570 | 0 | 0 | 955.564 |  | 7325.9908 |  | 40 | 5800.4268 |  |  |  | 940.5 | 0 | 1124.8807 |  | 7865.8075 | 391.4908 | LO
1 | 1 | [5 empty] | 1 | [5 empty] | 2LO | Windows | 0.54, 0.25 |  | 49904.2016 |  | Windows | 0.46, 0.25 |  | 49904.2016 |  |  |  |  | 15.949 | 795921.7116 |  |  | 33.8448 | 1688997.7212 | 0 | 0 | 372737.9149 | 2857657.3477 |  | 40 | 795921.7116 |  |  |  | 2786846.24 | 0 | 537415.1927 | 4120183.1443 | 16.703 | 833548.6811 |  |  | 33.8448 | 1688997.7212 | 0 | 0 | 378381.9603 |  | 2900928.3627 |  | 40 | 833548.6811 |  |  |  | 2786846.24 | 0 | 597986.5657 |  | 4218381.4868 | 43271.0149 | LO
1 |  | 1 |  |  |  |  | 1 | [5 empty] | 3LO | Windows | 0.45, 0.25 |  | 49904.2016 |  | Windows | 0.42, 0.25 |  | 49904.2016 |  |  |  |  | 16.7965 | 838218.1174 |  |  | 33.8448 | 1688997.7212 | 0 | 0 | 379082.3758 | 2906298.2144 |  | 40 | 838218.1174 |  |  |  | 2786846.24 | 0 | 543759.6536 | 4168824.0111 | 17.0794 | 852335.018 |  |  | 33.8448 | 1688997.7212 | 0 | 0 | 381199.9109 |  | 2922532.6501 |  | 40 | 852335.018 |  |  |  | 2786846.24 | 0 | 601128.5806 |  | 4240309.8385 | 16234.4356 | LO
1 |  |  | 1 |  |  |  | 1 | [5 empty] | 3LO | Windows | 0.45, 0.25 |  | 49904.2016 |  | Windows | 0.42, 0.25 |  | 49904.2016 |  |  |  |  | 16.7965 | 838218.1174 |  |  | 33.8448 | 1688997.7212 | 0 | 0 | 379082.3758 | 2906298.2144 |  | 40 | 838218.1174 |  |  |  | 2786846.24 | 0 | 543759.6536 | 4168824.0111 | 17.0794 | 852335.018 |  |  | 33.8448 | 1688997.7212 | 0 | 0 | 381199.9109 |  | 2922532.6501 |  | 40 | 852335.018 |  |  |  | 2786846.24 | 0 | 601128.5806 |  | 4240309.8385 | 16234.4356 | LO
0 |  |  |  | 1 | 1 |  | 1 | [5 empty] | 4-5LO | 21sf_Door_0.5_insPS | Means/Lowes |  | 12 |  | 21sf_Door_0.37_insPU | Means/Lowes |  | 12 |  |  |  |  | 476.33 | 5715.96 |  |  | 47.5 | 570 | 0 | 0 | 942.894 | 7228.854 |  | 40 | 5715.96 |  |  |  | 940.5 | 0 | 998.469 | 7654.929 | 483.3689 | 5800.4268 |  |  | 47.5 | 570 | 0 | 0 | 955.564 |  | 7325.9908 |  | 40 | 5800.4268 |  |  |  | 940.5 | 0 | 1124.8807 |  | 7865.8075 | 97.1368 | LO
1 |  |  |  | 1 |  |  | 1 | [5 empty] | 4LO | Windows | 0.38, 0.36 |  | 49904.2016 |  | Windows | 0.36, 0.36 |  | 49904.2016 |  |  |  |  | 15.7499 | 785985.5854 |  |  | 33.8448 | 1688997.7212 | 0 | 0 | 371247.496 | 2846230.8027 |  | 40 | 785985.5854 |  |  |  | 2786846.24 | 0 | 535924.7738 | 4108756.5993 | 15.9381 | 795378.7539 |  |  | 33.8448 | 1688997.7212 | 0 | 0 | 372656.4713 |  | 2857032.9464 |  | 40 | 795378.7539 |  |  |  | 2786846.24 | 0 | 591602.6454 |  | 4173827.6393 | 10802.1437 | LO
1 |  |  |  |  | 1 |  | 1 | [5 empty] | 5LO | Windows | 0.38, 0.38 |  | 49904.2016 |  | Windows | 0.36, 0.38 |  | 49904.2016 |  |  |  |  | 15.4398 | 770511.2906 |  |  | 33.8448 | 1688997.7212 | 0 | 0 | 368926.3518 | 2828435.3636 |  | 40 | 770511.2906 |  |  |  | 2786846.24 | 0 | 533603.6296 | 4090961.1602 | 15.628 | 779904.459 |  |  | 33.8448 | 1688997.7212 | 0 | 0 | 370335.327 |  | 2839237.5073 |  | 40 | 779904.459 |  |  |  | 2786846.24 | 0 | 589014.5696 |  | 4155765.2686 | 10802.1437 | LO
1 | [12 empty] | _SR | Standalone Retail |  |  |  |  | Standalone Retail | [49 empty] | 0 | SR
0 | 1 | 1 | 1 |  |  |  |  | 1 |  |  |  |  | 2-3SR | 21sf_Door_0.7unins | Means/Lowes |  | 8 |  | 21sf_Door_0.37_insPU | Means/Lowes |  | 8 |  |  |  |  | 455 | 3640 |  |  | 47.5 | 380 | 0 | 0 | 603 | 4623 |  | 40 | 3640 |  |  |  | 627 | 0 | 640.05 | 4907.05 | 483.3689 | 3866.9512 |  |  | 47.5 | 380 | 0 | 0 | 637.0427 |  | 4883.9939 |  | 40 | 3866.9512 |  |  |  | 627 | 0 | 749.9204 |  | 5243.8716 | 260.9939 | SR
0 | 1 | 1 | 1 | 1 | 1 |  |  | 1 |  |  |  |  | 2-5SR | 80sf_RU_Door_0.5_insPS | Means/Lowes |  | 5 |  | 80sf_RU_Door_0.31_insPU | Means/Lowes |  | 5 |  |  |  |  | 925 | 4625 |  |  | 585 | 2925 | 0 | 0 | 1132.5 | 8682.5 |  | 40 | 4625 |  |  |  | 4826.25 | 0 | 1417.6875 | 10868.9375 | 1006.27 | 5031.35 |  |  | 666.27 | 3331.35 | 0 | 0 | 1254.405 |  | 9617.105 |  | 40 | 5031.35 |  |  |  | 5496.7275 | 0 | 1745.9798 |  | 12274.0573 | 934.605 | SR
1 | 1 | [6 empty] | 1 |  |  |  |  | 2SR | Windows | 0.54, 0.25 |  | 903.6107 |  | Windows | 0.45, 0.25 |  | 903.6107 |  |  |  |  | 19.0607 | 17223.428 |  |  | 31.7976 | 28732.6529 | 0 | 0 | 6893.4121 | 52849.4931 |  | 40 | 17223.428 |  |  |  | 47408.8774 | 0 | 9694.8458 | 74327.1511 | 19.9158 | 17996.167 |  |  | 31.7976 | 28732.6529 | 0 | 0 | 7009.323 |  | 53738.1429 |  | 40 | 17996.167 |  |  |  | 47408.8774 | 0 | 10810.9897 |  | 76216.034 | 888.6498 | SR
1 |  | 1 | [5 empty] | 1 |  |  |  |  | 3SR | Windows | 0.45, 0.25 |  | 903.6107 |  | Windows | 0.42, 0.25 |  | 903.6107 |  |  |  |  | 19.9158 | 17996.167 |  |  | 31.7976 | 28732.6529 | 0 | 0 | 7009.323 | 53738.1429 |  | 40 | 17996.167 |  |  |  | 47408.8774 | 0 | 9810.7566 | 75215.801 | 20.2009 | 18253.7466 |  |  | 31.7976 | 28732.6529 | 0 | 0 | 7047.9599 |  | 54034.3595 |  | 40 | 18253.7466 |  |  |  | 47408.8774 | 0 | 10854.0699 |  | 76516.6939 | 296.2166 | SR
1 |  |  | 1 |  |  |  |  | 1 |  |  |  |  | 3SR | Windows | 0.45, 0.25 |  | 903.6107 |  | Windows | 0.42, 0.25 |  | 903.6107 |  |  |  |  | 19.9158 | 17996.167 |  |  | 31.7976 | 28732.6529 | 0 | 0 | 7009.323 | 53738.1429 |  | 40 | 17996.167 |  |  |  | 47408.8774 | 0 | 9810.7566 | 75215.801 | 20.2009 | 18253.7466 |  |  | 31.7976 | 28732.6529 | 0 | 0 | 7047.9599 |  | 54034.3595 |  | 40 | 18253.7466 |  |  |  | 47408.8774 | 0 | 10854.0699 |  | 76516.6939 | 296.2166 | SR
0 |  |  |  | 1 | 1 |  |  | 1 |  |  |  |  | 4-5SR | 21sf_Door_0.5_insPS | Means/Lowes |  | 8 |  | 21sf_Door_0.37_insPU | Means/Lowes |  | 8 |  |  |  |  | 476.33 | 3810.64 |  |  | 47.5 | 380 | 0 | 0 | 628.596 | 4819.236 |  | 40 | 3810.64 |  |  |  | 627 | 0 | 665.646 | 5103.286 | 483.3689 | 3866.9512 |  |  | 47.5 | 380 | 0 | 0 | 637.0427 |  | 4883.9939 |  | 40 | 3866.9512 |  |  |  | 627 | 0 | 749.9204 |  | 5243.8716 | 64.7579 | SR
1 |  |  |  | 1 |  |  |  | 1 |  |  |  |  | 4SR | Windows | 0.38, 0.36 |  | 903.6107 |  | Windows | 0.36, 0.36 |  | 903.6107 |  |  |  |  | 19.0074 | 17175.2547 |  |  | 31.7976 | 28732.6529 | 0 | 0 | 6886.1861 | 52794.0938 |  | 40 | 17175.2547 |  |  |  | 47408.8774 | 0 | 9687.6198 | 74271.7518 | 19.1978 | 17347.3022 |  |  | 31.7976 | 28732.6529 | 0 | 0 | 6911.9933 |  | 52991.9484 |  | 40 | 17347.3022 |  |  |  | 47408.8774 | 0 | 10702.4671 |  | 75458.6466 | 197.8546 | SR
1 |  |  |  |  | 1 |  |  | 1 |  |  |  |  | 5SR | Windows | 0.38, 0.38 |  | 903.6107 |  | Windows | 0.36, 0.38 |  | 903.6107 |  |  |  |  | 18.7212 | 16916.6919 |  |  | 31.7976 | 28732.6529 | 0 | 0 | 6847.4017 | 52496.7466 |  | 40 | 16916.6919 |  |  |  | 47408.8774 | 0 | 9648.8354 | 73974.4046 | 18.9116 | 17088.7394 |  |  | 31.7976 | 28732.6529 | 0 | 0 | 6873.2088 |  | 52694.6012 |  | 40 | 17088.7394 |  |  |  | 47408.8774 | 0 | 10659.2224 |  | 75156.8392 | 197.8546 | SR
1 | [12 empty] | _PS | Primary School |  |  |  |  | Primary School | [49 empty] | 0 | PS
0 | 1 | 1 | 1 | [5 empty] | 1 |  |  |  | 2-3PS | 21sf_Door_0.7unins | Means/Lowes |  | 25 |  | 21sf_Door_0.37_insPU | Means/Lowes |  | 25 |  |  |  |  | 455 | 11375 |  |  | 47.5 | 1187.5 | 0 | 0 | 1884.375 | 14446.875 |  | 40 | 11375 |  |  |  | 1959.375 | 0 | 2000.1562 | 15334.5312 | 483.3689 | 12084.2225 |  |  | 47.5 | 1187.5 | 0 | 0 | 1990.7584 |  | 15262.4809 |  | 40 | 12084.2225 |  |  |  | 1959.375 | 0 | 2343.5014 |  | 16387.0989 | 815.6059 | PS
1 | 1 | [7 empty] | 1 |  |  |  | 2PS | Windows | 0.53, 0.25 |  | 9464.5528 |  | Windows | 0.47, 0.25 |  | 9464.5528 |  |  |  |  | 23.2908 | 220437.1585 |  |  | 28.3704 | 268513.1497 | 0 | 0 | 73342.5462 | 562292.8544 |  | 40 | 220437.1585 |  |  |  | 443046.6969 | 0 | 99522.5783 | 763006.4338 | 23.8087 | 225338.7369 |  |  | 28.3704 | 268513.1497 | 0 | 0 | 74077.783 |  | 567929.6695 |  | 40 | 225338.7369 |  |  |  | 443046.6969 | 0 | 110591.2377 |  | 778976.6715 | 5636.8151 | PS
1 |  | 1 | [6 empty] | 1 |  |  |  | 3PS | Windows | 0.45, 0.25 |  | 9464.5528 |  | Windows | 0.43, 0.25 |  | 9464.5528 |  |  |  |  | 23.9817 | 226976.0288 |  |  | 28.3704 | 268513.1497 | 0 | 0 | 74323.3768 | 569812.5552 |  | 40 | 226976.0288 |  |  |  | 443046.6969 | 0 | 100503.4089 | 770526.1346 | 24.1547 | 228613.3207 |  |  | 28.3704 | 268513.1497 | 0 | 0 | 74568.9706 |  | 571695.4409 |  | 40 | 228613.3207 |  |  |  | 443046.6969 | 0 | 111138.9119 |  | 782798.9295 | 1882.8857 | PS
1 |  |  | 1 | [5 empty] | 1 |  |  |  | 3PS | Windows | 0.45, 0.25 |  | 9464.5528 |  | Windows | 0.43, 0.25 |  | 9464.5528 |  |  |  |  | 23.9817 | 226976.0288 |  |  | 28.3704 | 268513.1497 | 0 | 0 | 74323.3768 | 569812.5552 |  | 40 | 226976.0288 |  |  |  | 443046.6969 | 0 | 100503.4089 | 770526.1346 | 24.1547 | 228613.3207 |  |  | 28.3704 | 268513.1497 | 0 | 0 | 74568.9706 |  | 571695.4409 |  | 40 | 228613.3207 |  |  |  | 443046.6969 | 0 | 111138.9119 |  | 782798.9295 | 1882.8857 | PS
0 |  |  |  | 1 | 1 |  |  |  | 1 |  |  |  | 4-5PS | 21sf_Door_0.5_insPS | Means/Lowes |  | 25 |  | 21sf_Door_0.37_insPU | Means/Lowes |  | 25 |  |  |  |  | 476.33 | 11908.25 |  |  | 47.5 | 1187.5 | 0 | 0 | 1964.3625 | 15060.1125 |  | 40 | 11908.25 |  |  |  | 1959.375 | 0 | 2080.1438 | 15947.7687 | 483.3689 | 12084.2225 |  |  | 47.5 | 1187.5 | 0 | 0 | 1990.7584 |  | 15262.4809 |  | 40 | 12084.2225 |  |  |  | 1959.375 | 0 | 2343.5014 |  | 16387.0989 | 202.3684 | PS
1 |  |  |  | 1 |  |  |  |  | 1 |  |  |  | 4PS | Windows | 0.38, 0.36 |  | 9464.5528 |  | Windows | 0.37, 0.36 |  | 9464.5528 |  |  |  |  | 23.0417 | 218079.0463 |  |  | 28.3704 | 268513.1497 | 0 | 0 | 72988.8294 | 559581.0253 |  | 40 | 218079.0463 |  |  |  | 443046.6969 | 0 | 99168.8615 | 760294.6047 | 23.1287 | 218902.8409 |  |  | 28.3704 | 268513.1497 | 0 | 0 | 73112.3986 |  | 560528.3892 |  | 40 | 218902.8409 |  |  |  | 443046.6969 | 0 | 109514.8341 |  | 771464.372 | 947.3639 | PS
1 |  |  |  |  | 1 |  |  |  | 1 |  |  |  | 5PS | Windows | 0.38, 0.38 |  | 9464.5528 |  | Windows | 0.37, 0.38 |  | 9464.5528 |  |  |  |  | 22.761 | 215422.3084 |  |  | 28.3704 | 268513.1497 | 0 | 0 | 72590.3187 | 556525.7768 |  | 40 | 215422.3084 |  |  |  | 443046.6969 | 0 | 98770.3508 | 757239.3562 | 22.8469 | 216235.8057 |  |  | 28.3704 | 268513.1497 | 0 | 0 | 72712.3433 |  | 557461.2986 |  | 40 | 216235.8057 |  |  |  | 443046.6969 | 0 | 109068.7725 |  | 768351.2751 | 935.5218 | PS
1 | [12 empty] | _SH | Small Hotel - Residential |  |  |  |  | Small Hotel - Residential | [49 empty] | 0 | SH
1 | [12 empty] | 2-5SH | Note: sliding exterior doors in rooms are modeled as fenestration. |  |  |  |  | Note: sliding exterior doors in rooms are modeled as fenestration. | [50 empty] | SH
1 | 1 | [8 empty] | 1 |  |  | 2SH | Windows | 0.54, 0.25 |  | 1420.33 |  | Windows | 0.46, 0.25 |  | 1420.33 |  |  |  |  | 19.7211 | 28010.4529 |  |  | 31.158 | 44254.6421 | 0 | 0 | 10839.7643 | 83104.8593 |  | 40 | 28010.4529 |  |  |  | 73020.1595 | 0 | 15154.5919 | 116185.2043 | 20.3282 | 28872.7409 |  |  | 31.158 | 44254.6421 | 0 | 0 | 10969.1075 |  | 84096.4905 |  | 40 | 28872.7409 |  |  |  | 73020.1595 | 0 | 16844.4332 |  | 118737.3336 | 991.6312 | SH
1 |  | 1 | [7 empty] | 1 |  |  | 3SH | Windows | 0.49, 0.25 |  | 1420.33 |  | Windows | 0.43, 0.25 |  | 1420.33 |  |  |  |  | 20.1008 | 28549.7693 |  |  | 31.158 | 44254.6421 | 0 | 0 | 10920.6617 | 83725.0731 |  | 40 | 28549.7693 |  |  |  | 73020.1595 | 0 | 15235.4893 | 116805.4181 | 20.5556 | 29195.7126 |  |  | 31.158 | 44254.6421 | 0 | 0 | 11017.5532 |  | 84467.908 |  | 40 | 29195.7126 |  |  |  | 73020.1595 | 0 | 16898.4502 |  | 119114.3223 | 742.8349 | SH
1 |  |  | 1 | [6 empty] | 1 |  |  | 3SH | Windows | 0.49, 0.25 |  | 1420.33 |  | Windows | 0.43, 0.25 |  | 1420.33 |  |  |  |  | 20.1008 | 28549.7693 |  |  | 31.158 | 44254.6421 | 0 | 0 | 10920.6617 | 83725.0731 |  | 40 | 28549.7693 |  |  |  | 73020.1595 | 0 | 15235.4893 | 116805.4181 | 20.5556 | 29195.7126 |  |  | 31.158 | 44254.6421 | 0 | 0 | 11017.5532 |  | 84467.908 |  | 40 | 29195.7126 |  |  |  | 73020.1595 | 0 | 16898.4502 |  | 119114.3223 | 742.8349 | SH
1 |  |  |  | 1 | [5 empty] | 1 |  |  | 4SH | Windows | 0.38, 0.36 |  | 1420.33 |  | Windows | 0.37, 0.36 |  | 1420.33 |  |  |  |  | 18.991 | 26973.5438 |  |  | 31.158 | 44254.6421 | 0 | 0 | 10684.2279 | 81912.4139 |  | 40 | 26973.5438 |  |  |  | 73020.1595 | 0 | 14999.0555 | 114992.7589 | 19.0672 | 27081.7162 |  |  | 31.158 | 44254.6421 | 0 | 0 | 10700.4537 |  | 82036.8121 |  | 40 | 27081.7162 |  |  |  | 73020.1595 | 0 | 16544.8843 |  | 116646.76 | 124.3982 | SH
1 |  |  |  |  | 1 |  |  |  |  | 1 |  |  | 5SH | Windows | 0.38, 0.38 |  | 1420.33 |  | Windows | 0.37, 0.38 |  | 1420.33 |  |  |  |  | 18.6385 | 26472.8605 |  |  | 31.158 | 44254.6421 | 0 | 0 | 10609.1254 | 81336.628 |  | 40 | 26472.8605 |  |  |  | 73020.1595 | 0 | 14923.953 | 114416.973 | 18.7136 | 26579.4875 |  |  | 31.158 | 44254.6421 | 0 | 0 | 10625.1194 |  | 81459.2491 |  | 40 | 26579.4875 |  |  |  | 73020.1595 | 0 | 16460.8865 |  | 116060.5336 | 122.6211 | SH
1 | [12 empty] | _SHNR | Small Hotel - Non-residential |  |  |  |  | Small Hotel - Non-residential | [49 empty] | 0 | SHNR
0 | 1 | 1 | 1 | [6 empty] | 1 |  |  | 2-3SHNR | 21sf_Door_0.7unins | Means/Lowes |  | 3 |  | 21sf_Door_0.37_insPU | Means/Lowes |  | 3 |  |  |  |  | 455 | 1365 |  |  | 47.5 | 142.5 | 0 | 0 | 226.125 | 1733.625 |  | 40 | 1365 |  |  |  | 235.125 | 0 | 240.0188 | 1840.1437 | 483.3689 | 1450.1067 |  |  | 47.5 | 142.5 | 0 | 0 | 238.891 |  | 1831.4977 |  | 40 | 1450.1067 |  |  |  | 235.125 | 0 | 281.2202 |  | 1966.4519 | 97.8727 | SHNR
1 | 1 | [8 empty] | 1 |  |  | 2SHNR | Windows | 0.54, 0.25 |  | 567.53 |  | Windows | 0.46, 0.25 |  | 567.53 |  |  |  |  | 19.7211 | 11192.3091 |  |  | 31.158 | 17683.0997 | 0 | 0 | 4331.3113 | 33206.7201 |  | 40 | 11192.3091 |  |  |  | 29177.1146 | 0 | 6055.4135 | 46424.8372 | 20.3282 | 11536.8588 |  |  | 31.158 | 17683.0997 | 0 | 0 | 4382.9938 |  | 33602.9523 |  | 40 | 11536.8588 |  |  |  | 29177.1146 | 0 | 6730.6338 |  | 47444.6072 | 396.2322 | SHNR
1 |  | 1 | [7 empty] | 1 |  |  | 3SHNR | Windows | 0.45, 0.25 |  | 567.53 |  | Windows | 0.43, 0.25 |  | 567.53 |  |  |  |  | 20.4033 | 11579.4644 |  |  | 31.158 | 17683.0997 | 0 | 0 | 4389.3846 | 33651.9488 |  | 40 | 11579.4644 |  |  |  | 29177.1146 | 0 | 6113.4868 | 46870.0658 | 20.5556 | 11665.9106 |  |  | 31.158 | 17683.0997 | 0 | 0 | 4402.3515 |  | 33751.3619 |  | 40 | 11665.9106 |  |  |  | 29177.1146 | 0 | 6752.2177 |  | 47595.2429 | 99.4131 | SHNR
1 |  |  | 1 | [6 empty] | 1 |  |  | 3SHNR | Windows | 0.45, 0.25 |  | 567.53 |  | Windows | 0.43, 0.25 |  | 567.53 |  |  |  |  | 20.4033 | 11579.4644 |  |  | 31.158 | 17683.0997 | 0 | 0 | 4389.3846 | 33651.9488 |  | 40 | 11579.4644 |  |  |  | 29177.1146 | 0 | 6113.4868 | 46870.0658 | 20.5556 | 11665.9106 |  |  | 31.158 | 17683.0997 | 0 | 0 | 4402.3515 |  | 33751.3619 |  | 40 | 11665.9106 |  |  |  | 29177.1146 | 0 | 6752.2177 |  | 47595.2429 | 99.4131 | SHNR
0 |  |  |  | 1 | 1 |  |  |  |  | 1 |  |  | 4-5SHNR | 21sf_Door_0.5_insPS | Means/Lowes |  | 3 |  | 21sf_Door_0.37_insPU | Means/Lowes |  | 3 |  |  |  |  | 476.33 | 1428.99 |  |  | 47.5 | 142.5 | 0 | 0 | 235.7235 | 1807.2135 |  | 40 | 1428.99 |  |  |  | 235.125 | 0 | 249.6173 | 1913.7323 | 483.3689 | 1450.1067 |  |  | 47.5 | 142.5 | 0 | 0 | 238.891 |  | 1831.4977 |  | 40 | 1450.1067 |  |  |  | 235.125 | 0 | 281.2202 |  | 1966.4519 | 24.2842 | SHNR
1 |  |  |  | 1 | [5 empty] | 1 |  |  | 4SHNR | Windows | 0.38, 0.36 |  | 567.53 |  | Windows | 0.37, 0.36 |  | 567.53 |  |  |  |  | 18.991 | 10777.9849 |  |  | 31.158 | 17683.0997 | 0 | 0 | 4269.1627 | 32730.2474 |  | 40 | 10777.9849 |  |  |  | 29177.1146 | 0 | 5993.2649 | 45948.3644 | 19.0672 | 10821.208 |  |  | 31.158 | 17683.0997 | 0 | 0 | 4275.6462 |  | 32779.9539 |  | 40 | 10821.208 |  |  |  | 29177.1146 | 0 | 6610.9412 |  | 46609.2638 | 49.7065 | SHNR
1 |  |  |  |  | 1 |  |  |  |  | 1 |  |  | 5SHNR | Windows | 0.38, 0.38 |  | 567.53 |  | Windows | 0.37, 0.38 |  | 567.53 |  |  |  |  | 18.6385 | 10577.9238 |  |  | 31.158 | 17683.0997 | 0 | 0 | 4239.1535 | 32500.1771 |  | 40 | 10577.9238 |  |  |  | 29177.1146 | 0 | 5963.2558 | 45718.2941 | 18.7136 | 10620.5294 |  |  | 31.158 | 17683.0997 | 0 | 0 | 4245.5444 |  | 32549.1735 |  | 40 | 10620.5294 |  |  |  | 29177.1146 | 0 | 6577.3777 |  | 46375.0217 | 48.9965 | SHNR
1 | [12 empty] | _MA | Mid-rise Apartment |  |  |  |  | Mid-rise Apartment | [50 empty] | MA
1 | [12 empty] | 2-5MA | Note: Sliding doors in Apartment are modeled as fenestration |  |  |  |  | Note: Sliding doors in Apartment are modeled as fenestration | [50 empty] | MA
1 | 1 | [9 empty] | 1 |  | 2MA | Windows | 0.53, 0.25 |  | 3303.9815 |  | Windows | 0.49, 0.25 |  | 3303.9815 |  |  |  |  | 27.2446 | 90015.6814 |  |  | 25.5876 | 84540.9576 | 0 | 0 | 26183.4959 | 200740.1349 |  | 40 | 90015.6814 |  |  |  | 139492.5801 | 0 | 34426.2392 | 263934.5007 | 27.5025 | 90867.6329 |  |  | 25.5876 | 84540.9576 | 0 | 0 | 26311.2886 |  | 201719.8791 |  | 40 | 90867.6329 |  |  |  | 139492.5801 | 0 | 38151.1157 |  | 268511.3286 | 979.7442 | MA
1 |  | 1 | [8 empty] | 1 |  | 3MA | Windows | 0.48, 0.25 |  | 3303.9815 |  | Windows | 0.45, 0.25 |  | 3303.9815 |  |  |  |  | 27.5677 | 91083.3168 |  |  | 25.5876 | 84540.9576 | 0 | 0 | 26343.6412 | 201967.9156 |  | 40 | 91083.3168 |  |  |  | 139492.5801 | 0 | 34586.3845 | 265162.2814 | 27.7614 | 91723.1791 |  |  | 25.5876 | 84540.9576 | 0 | 0 | 26439.6205 |  | 202703.7572 |  | 40 | 91723.1791 |  |  |  | 139492.5801 | 0 | 38294.2058 |  | 269509.9649 | 735.8416 | MA
1 |  |  | 1 | [7 empty] | 1 |  | 3MA | Windows | 0.48, 0.25 |  | 3303.9815 |  | Windows | 0.45, 0.25 |  | 3303.9815 |  |  |  |  | 27.5677 | 91083.3168 |  |  | 25.5876 | 84540.9576 | 0 | 0 | 26343.6412 | 201967.9156 |  | 40 | 91083.3168 |  |  |  | 139492.5801 | 0 | 34586.3845 | 265162.2814 | 27.7614 | 91723.1791 |  |  | 25.5876 | 84540.9576 | 0 | 0 | 26439.6205 |  | 202703.7572 |  | 40 | 91723.1791 |  |  |  | 139492.5801 | 0 | 38294.2058 |  | 269509.9649 | 735.8416 | MA
1 |  |  |  | 1 | [6 empty] | 1 |  | 4MA | Windows | 0.38, 0.36 |  | 3303.9815 |  | Windows | 0.38, 0.35 |  | 3303.9815 |  |  |  |  | 26.4852 | 87506.5586 |  |  | 25.5876 | 84540.9576 | 0 | 0 | 25807.1274 | 197854.6436 |  | 40 | 87506.5586 |  |  |  | 139492.5801 | 0 | 34049.8708 | 261049.0095 | 26.6419 | 88024.2 |  |  | 25.5876 | 84540.9576 | 0 | 0 | 25884.7736 |  | 198449.9312 |  | 40 | 88024.2 |  |  |  | 139492.5801 | 0 | 37675.5515 |  | 265192.3315 | 595.2876 | MA
1 |  |  |  |  | 1 | [5 empty] | 1 |  | 5MA | Windows | 0.38, 0.38 |  | 3303.9815 |  | Windows | 0.38, 0.37 |  | 3303.9815 |  |  |  |  | 26.1708 | 86467.6811 |  |  | 25.5876 | 84540.9576 | 0 | 0 | 25651.2958 | 196659.9345 |  | 40 | 86467.6811 |  |  |  | 139492.5801 | 0 | 33894.0392 | 259854.3003 | 26.3274 | 86985.3224 |  |  | 25.5876 | 84540.9576 | 0 | 0 | 25728.942 |  | 197255.2221 |  | 40 | 86985.3224 |  |  |  | 139492.5801 | 0 | 37501.7992 |  | 263979.7018 | 595.2876 | MA
0 | 1 |  |  |  |  | 1 | [6 empty] | 2SO | Climate Zone 2A | [55 empty] | SO
0 | 1 |  |  |  |  | 1 | [6 empty] | 2SO | Roof - Attic and other | #N/A |  | 6445.6274 |  | Roof - Attic and other | #N/A |  | 6445.6274 |  |  |  |  | #N/A | #N/A |  |  | #N/A | #N/A | #N/A | #N/A | #N/A | #N/A |  | 40 | #N/A |  |  |  | #N/A | #N/A | #N/A | #N/A | #N/A | #N/A |  |  | #N/A | #N/A | #N/A | #N/A | #N/A |  | #N/A |  | 40 | #N/A |  |  |  | #N/A | #N/A | #N/A |  | #N/A | #N/A | SO
0 | 1 |  |  |  |  | 1 | [6 empty] | 2SO | Above Ground Wall - Wood-framed | #N/A |  | 2387.9911 |  | Above Ground Wall - Wood-framed | #N/A |  | 2387.9911 |  |  |  |  | #N/A | #N/A |  |  | #N/A | #N/A | #N/A | #N/A | #N/A | #N/A |  | 40 | #N/A |  |  |  | #N/A | #N/A | #N/A | #N/A | #N/A | #N/A |  |  | #N/A | #N/A | #N/A | #N/A | #N/A |  | #N/A |  | 40 | #N/A |  |  |  | #N/A | #N/A | #N/A |  | #N/A | #N/A | SO
0 | 1 |  |  |  |  | 1 | [6 empty] | 2SO | Slab-on-grade - Unheated | #N/A |  | 5493 | #N/A | Slab-on-grade - Unheated | #N/A |  | 5493 | #N/A |  |  | #N/A | #N/A | #N/A |  | #N/A | #N/A | #N/A | #N/A | 0 | #N/A | #N/A |  | 40 | #N/A |  |  |  | #N/A | 0 | #N/A | #N/A | #N/A | #N/A |  |  | #N/A | #N/A | #N/A | #N/A | #N/A |  | #N/A |  | 40 | #N/A |  |  |  | #N/A | #N/A | #N/A |  | #N/A | #N/A | SO
0 |  | 1 |  |  |  | 1 | [6 empty] | 3SO | Climate Zone 3A |  |  |  |  | Climate Zone 3A | [50 empty] | SO
0 |  | 1 |  |  |  | 1 | [6 empty] | 3SO | Roof - Attic and other | #N/A |  | 6445.6274 |  | Roof - Attic and other | #N/A |  | 6445.6274 |  |  |  |  | #N/A | #N/A |  |  | #N/A | #N/A | #N/A | #N/A | #N/A | #N/A |  | 40 | #N/A |  |  |  | #N/A | #N/A | #N/A | #N/A | #N/A | #N/A |  |  | #N/A | #N/A | #N/A | #N/A | #N/A |  | #N/A |  | 40 | #N/A |  |  |  | #N/A | #N/A | #N/A |  | #N/A | #N/A | SO
0 |  | 1 |  |  |  | 1 | [6 empty] | 3SO | Above Ground Wall - Wood-framed | #N/A |  | 2387.9911 |  | Above Ground Wall - Wood-framed | #N/A |  | 2387.9911 |  |  |  |  | #N/A | #N/A |  |  | #N/A | #N/A | #N/A | #N/A | #N/A | #N/A |  | 40 | #N/A |  |  |  | #N/A | #N/A | #N/A | #N/A | #N/A | #N/A |  |  | #N/A | #N/A | #N/A | #N/A | #N/A |  | #N/A |  | 40 | #N/A |  |  |  | #N/A | #N/A | #N/A |  | #N/A | #N/A | SO
0 |  | 1 |  |  |  | 1 | [6 empty] | 3SO | Slab-on-grade - Unheated | #N/A |  | 5493 | #N/A | Slab-on-grade - Unheated | #N/A |  | 5493 | #N/A |  |  | #N/A | #N/A | #N/A |  | #N/A | #N/A | #N/A | #N/A | 0 | #N/A | #N/A |  | 40 | #N/A |  |  |  | #N/A | 0 | #N/A | #N/A | #N/A | #N/A |  |  | #N/A | #N/A | #N/A | #N/A | #N/A |  | #N/A |  | 40 | #N/A |  |  |  | #N/A | #N/A | #N/A |  | #N/A | #N/A | SO
0 |  |  | 1 |  |  | 1 | [6 empty] | 3SO | Climate Zone 3B |  |  |  |  | Climate Zone 3B | [50 empty] | SO
0 |  |  | 1 |  |  | 1 | [6 empty] | 3SO | Roof - Attic and other | #N/A |  | 6445.6274 |  | Roof - Attic and other | #N/A |  | 6445.6274 |  |  |  |  | #N/A | #N/A |  |  | #N/A | #N/A | #N/A | #N/A | #N/A | #N/A |  | 40 | #N/A |  |  |  | #N/A | #N/A | #N/A | #N/A | #N/A | #N/A |  |  | #N/A | #N/A | #N/A | #N/A | #N/A |  | #N/A |  | 40 | #N/A |  |  |  | #N/A | #N/A | #N/A |  | #N/A | #N/A | SO
0 |  |  | 1 |  |  | 1 | [6 empty] | 3SO | Above Ground Wall - Wood-framed | #N/A |  | 2387.9911 |  | Above Ground Wall - Wood-framed | #N/A |  | 2387.9911 |  |  |  |  | #N/A | #N/A |  |  | #N/A | #N/A | #N/A | #N/A | #N/A | #N/A |  | 40 | #N/A |  |  |  | #N/A | #N/A | #N/A | #N/A | #N/A | #N/A |  |  | #N/A | #N/A | #N/A | #N/A | #N/A |  | #N/A |  | 40 | #N/A |  |  |  | #N/A | #N/A | #N/A |  | #N/A | #N/A | SO
0 |  |  | 1 |  |  | 1 | [6 empty] | 3SO | Slab-on-grade - Unheated | #N/A |  | 5493 | #N/A | Slab-on-grade - Unheated | #N/A |  | 5493 | #N/A |  |  | #N/A | #N/A | #N/A |  | #N/A | #N/A | #N/A | #N/A | 0 | #N/A | #N/A |  | 40 | #N/A |  |  |  | #N/A | 0 | #N/A | #N/A | #N/A | #N/A |  |  | #N/A | #N/A | #N/A | #N/A | #N/A |  | #N/A |  | 40 | #N/A |  |  |  | #N/A | #N/A | #N/A |  | #N/A | #N/A | SO
0 |  |  |  | 1 |  | 1 | [6 empty] | 4SO | Climate Zone 4A |  |  |  |  | Climate Zone 4A | [50 empty] | SO
0 |  |  |  | 1 |  | 1 | [6 empty] | 4SO | Roof - Attic and other | #N/A |  | 6445.6274 |  | Roof - Attic and other | #N/A |  | 6445.6274 |  |  |  |  | #N/A | #N/A |  |  | #N/A | #N/A | #N/A | #N/A | #N/A | #N/A |  | 40 | #N/A |  |  |  | #N/A | #N/A | #N/A | #N/A | #N/A | #N/A |  |  | #N/A | #N/A | #N/A | #N/A | #N/A |  | #N/A |  | 40 | #N/A |  |  |  | #N/A | #N/A | #N/A |  | #N/A | #N/A | SO
0 |  |  |  | 1 |  | 1 | [6 empty] | 4SO | Above Ground Wall - Wood-framed | #N/A |  | 2387.9911 |  | Above Ground Wall - Wood-framed | #N/A |  | 2387.9911 |  |  |  |  | #N/A | #N/A |  |  | #N/A | #N/A | #N/A | #N/A | #N/A | #N/A |  | 40 | #N/A |  |  |  | #N/A | #N/A | #N/A | #N/A | #N/A | #N/A |  |  | #N/A | #N/A | #N/A | #N/A | #N/A |  | #N/A |  | 40 | #N/A |  |  |  | #N/A | #N/A | #N/A |  | #N/A | #N/A | SO
0 |  |  |  | 1 |  | 1 | [6 empty] | 4SO | Slab-on-grade - Unheated | #N/A |  | 5493 | #N/A | Slab-on-grade - Unheated | #N/A |  | 5493 | #N/A |  |  | #N/A | #N/A | #N/A |  | #N/A | #N/A | #N/A | #N/A | 0 | #N/A | #N/A |  | 40 | #N/A |  |  |  | #N/A | 0 | #N/A | #N/A | #N/A | #N/A |  |  | #N/A | #N/A | #N/A | #N/A | #N/A |  | #N/A |  | 40 | #N/A |  |  |  | #N/A | #N/A | #N/A |  | #N/A | #N/A | SO
0 |  |  |  |  | 1 | 1 | [6 empty] | 5SO | Climate Zone 5A |  |  |  |  | Climate Zone 5A | [50 empty] | SO
0 |  |  |  |  | 1 | 1 | [6 empty] | 5SO | Roof - Attic and other | #N/A |  | 6445.6274 |  | Roof - Attic and other | #N/A |  | 6445.6274 |  |  |  |  | #N/A | #N/A |  |  | #N/A | #N/A | #N/A | #N/A | #N/A | #N/A |  | 40 | #N/A |  |  |  | #N/A | #N/A | #N/A | #N/A | #N/A | #N/A |  |  | #N/A | #N/A | #N/A | #N/A | #N/A |  | #N/A |  | 40 | #N/A |  |  |  | #N/A | #N/A | #N/A |  | #N/A | #N/A | SO
0 |  |  |  |  | 1 | 1 | [6 empty] | 5SO | Above Ground Wall - Wood-framed | #N/A |  | 2387.9911 |  | Above Ground Wall - Wood-framed | #N/A |  | 2387.9911 |  |  |  |  | #N/A | #N/A |  |  | #N/A | #N/A | #N/A | #N/A | #N/A | #N/A |  | 40 | #N/A |  |  |  | #N/A | #N/A | #N/A | #N/A | #N/A | #N/A |  |  | #N/A | #N/A | #N/A | #N/A | #N/A |  | #N/A |  | 40 | #N/A |  |  |  | #N/A | #N/A | #N/A |  | #N/A | #N/A | SO
0 |  |  |  |  | 1 | 1 | [6 empty] | 5SO | Slab-on-grade - Unheated | #N/A |  | 5493 | #N/A | Slab-on-grade - Unheated | #N/A |  | 5493 | #N/A |  |  | #N/A | #N/A | #N/A |  | #N/A | #N/A | #N/A | #N/A | 0 | #N/A | #N/A |  | 40 | #N/A |  |  |  | #N/A | 0 | #N/A | #N/A | #N/A | #N/A |  |  | #N/A | #N/A | #N/A | #N/A | #N/A |  | #N/A |  | 40 | #N/A |  |  |  | #N/A | #N/A | #N/A |  | #N/A | #N/A | SO
0 | 1 | [5 empty] | 1 | [5 empty] | 2LO | Climate Zone 2A |  |  |  |  | Climate Zone 2A | [50 empty] | LO
0 | 1 | [5 empty] | 1 | [5 empty] | 2LO | Roof - Insulation Entirely above Deck | #N/A |  | 38353.3472 |  | Roof - Insulation Entirely above Deck | #N/A |  | 38353.3472 |  |  |  |  | #N/A | #N/A |  |  | #N/A | #N/A | #N/A | #N/A | #N/A | #N/A |  | 40 | #N/A |  |  |  | #N/A | #N/A | #N/A | #N/A | #N/A | #N/A |  |  | #N/A | #N/A | #N/A | #N/A | #N/A |  | #N/A |  | 40 | #N/A |  |  |  | #N/A | #N/A | #N/A |  | #N/A | #N/A | LO
0 | 1 | [5 empty] | 1 | [5 empty] | 2LO | Above Ground Wall - Mass | #N/A |  | 74857.0885 |  | Above Ground Wall - Mass | #N/A |  | 74857.0885 |  |  |  |  | #N/A | #N/A |  |  | #N/A | #N/A | #N/A | #N/A | #N/A | #N/A |  | 40 | #N/A |  |  |  | #N/A | #N/A | #N/A | #N/A | #N/A | #N/A |  |  | #N/A | #N/A | #N/A | #N/A | #N/A |  | #N/A |  | 40 | #N/A |  |  |  | #N/A | #N/A | #N/A |  | #N/A | #N/A | LO
0 | 1 | [5 empty] | 1 | [5 empty] | 2LO | Below Grade wall | #N/A |  | 6396 |  | Below Grade wall | #N/A |  | 6396 |  |  |  |  | #N/A | #N/A |  |  | #N/A | #N/A | #N/A | #N/A | #N/A | #N/A |  | 40 | #N/A |  |  |  | #N/A | #N/A | #N/A | #N/A | #N/A | #N/A |  |  | #N/A | #N/A | #N/A | #N/A | #N/A |  | #N/A |  | 40 | #N/A |  |  |  | #N/A | #N/A | #N/A |  | #N/A | #N/A | LO
0 |  | 1 |  |  |  |  | 1 | [5 empty] | 3LO | Climate Zone 3A |  |  |  |  | Climate Zone 3A | [50 empty] | LO
0 |  | 1 |  |  |  |  | 1 | [5 empty] | 3LO | Roof - Insulation Entirely above Deck | #N/A |  | 38353.3472 |  | Roof - Insulation Entirely above Deck | #N/A |  | 38353.3472 |  |  |  |  | #N/A | #N/A |  |  | #N/A | #N/A | #N/A | #N/A | #N/A | #N/A |  | 40 | #N/A |  |  |  | #N/A | #N/A | #N/A | #N/A | #N/A | #N/A |  |  | #N/A | #N/A | #N/A | #N/A | #N/A |  | #N/A |  | 40 | #N/A |  |  |  | #N/A | #N/A | #N/A |  | #N/A | #N/A | LO
0 |  | 1 |  |  |  |  | 1 | [5 empty] | 3LO | Above Ground Wall - Mass | #N/A |  | 74857.0885 |  | Above Ground Wall - Mass | #N/A |  | 74857.0885 |  |  |  |  | #N/A | #N/A |  |  | #N/A | #N/A | #N/A | #N/A | #N/A | #N/A |  | 40 | #N/A |  |  |  | #N/A | #N/A | #N/A | #N/A | #N/A | #N/A |  |  | #N/A | #N/A | #N/A | #N/A | #N/A |  | #N/A |  | 40 | #N/A |  |  |  | #N/A | #N/A | #N/A |  | #N/A | #N/A | LO
0 |  | 1 |  |  |  |  | 1 | [5 empty] | 3LO | Below Grade wall | #N/A |  | 6396 |  | Below Grade wall | #N/A |  | 6396 |  |  |  |  | #N/A | #N/A |  |  | #N/A | #N/A | #N/A | #N/A | #N/A | #N/A |  | 40 | #N/A |  |  |  | #N/A | #N/A | #N/A | #N/A | #N/A | #N/A |  |  | #N/A | #N/A | #N/A | #N/A | #N/A |  | #N/A |  | 40 | #N/A |  |  |  | #N/A | #N/A | #N/A |  | #N/A | #N/A | LO
0 |  |  | 1 |  |  |  | 1 | [5 empty] | 3LO | Climate Zone 3B |  |  |  |  | Climate Zone 3B | [50 empty] | LO
0 |  |  | 1 |  |  |  | 1 | [5 empty] | 3LO | Roof - Insulation Entirely above Deck | #N/A |  | 38353.3472 |  | Roof - Insulation Entirely above Deck | #N/A |  | 38353.3472 |  |  |  |  | #N/A | #N/A |  |  | #N/A | #N/A | #N/A | #N/A | #N/A | #N/A |  | 40 | #N/A |  |  |  | #N/A | #N/A | #N/A | #N/A | #N/A | #N/A |  |  | #N/A | #N/A | #N/A | #N/A | #N/A |  | #N/A |  | 40 | #N/A |  |  |  | #N/A | #N/A | #N/A |  | #N/A | #N/A | LO
0 |  |  | 1 |  |  |  | 1 | [5 empty] | 3LO | Above Ground Wall - Mass | #N/A |  | 74857.0885 |  | Above Ground Wall - Mass | #N/A |  | 74857.0885 |  |  |  |  | #N/A | #N/A |  |  | #N/A | #N/A | #N/A | #N/A | #N/A | #N/A |  | 40 | #N/A |  |  |  | #N/A | #N/A | #N/A | #N/A | #N/A | #N/A |  |  | #N/A | #N/A | #N/A | #N/A | #N/A |  | #N/A |  | 40 | #N/A |  |  |  | #N/A | #N/A | #N/A |  | #N/A | #N/A | LO
0 |  |  | 1 |  |  |  | 1 | [5 empty] | 3LO | Below Grade wall | #N/A |  | 6396 |  | Below Grade wall | #N/A |  | 6396 |  |  |  |  | #N/A | #N/A |  |  | #N/A | #N/A | #N/A | #N/A | #N/A | #N/A |  | 40 | #N/A |  |  |  | #N/A | #N/A | #N/A | #N/A | #N/A | #N/A |  |  | #N/A | #N/A | #N/A | #N/A | #N/A |  | #N/A |  | 40 | #N/A |  |  |  | #N/A | #N/A | #N/A |  | #N/A | #N/A | LO
0 |  |  |  | 1 |  |  | 1 | [5 empty] | 4LO | Climate Zone 4A |  |  |  |  | Climate Zone 4A | [50 empty] | LO
0 |  |  |  | 1 |  |  | 1 | [5 empty] | 4LO | Roof - Insulation Entirely above Deck | #N/A |  | 38353.3472 |  | Roof - Insulation Entirely above Deck | #N/A |  | 38353.3472 |  |  |  |  | #N/A | #N/A |  |  | #N/A | #N/A | #N/A | #N/A | #N/A | #N/A |  | 40 | #N/A |  |  |  | #N/A | #N/A | #N/A | #N/A | #N/A | #N/A |  |  | #N/A | #N/A | #N/A | #N/A | #N/A |  | #N/A |  | 40 | #N/A |  |  |  | #N/A | #N/A | #N/A |  | #N/A | #N/A | LO
0 |  |  |  | 1 |  |  | 1 | [5 empty] | 4LO | Above Ground Wall - Mass | #N/A |  | 74857.0885 |  | Above Ground Wall - Mass | #N/A |  | 74857.0885 |  |  |  |  | #N/A | #N/A |  |  | #N/A | #N/A | #N/A | #N/A | #N/A | #N/A |  | 40 | #N/A |  |  |  | #N/A | #N/A | #N/A | #N/A | #N/A | #N/A |  |  | #N/A | #N/A | #N/A | #N/A | #N/A |  | #N/A |  | 40 | #N/A |  |  |  | #N/A | #N/A | #N/A |  | #N/A | #N/A | LO
0 |  |  |  | 1 |  |  | 1 | [5 empty] | 4LO | Below Grade wall | #N/A |  | 6396 |  | Below Grade wall | #N/A |  | 6396 |  |  |  |  | #N/A | #N/A |  |  | #N/A | #N/A | #N/A | #N/A | #N/A | #N/A |  | 40 | #N/A |  |  |  | #N/A | #N/A | #N/A | #N/A | #N/A | #N/A |  |  | #N/A | #N/A | #N/A | #N/A | #N/A |  | #N/A |  | 40 | #N/A |  |  |  | #N/A | #N/A | #N/A |  | #N/A | #N/A | LO
0 |  |  |  |  | 1 |  | 1 | [5 empty] | 5LO | Climate Zone 5A |  |  |  |  | Climate Zone 5A | [50 empty] | LO
0 |  |  |  |  | 1 |  | 1 | [5 empty] | 5LO | Roof - Insulation Entirely above Deck | #N/A |  | 38353.3472 |  | Roof - Insulation Entirely above Deck | #N/A |  | 38353.3472 |  |  |  |  | #N/A | #N/A |  |  | #N/A | #N/A | #N/A | #N/A | #N/A | #N/A |  | 40 | #N/A |  |  |  | #N/A | #N/A | #N/A | #N/A | #N/A | #N/A |  |  | #N/A | #N/A | #N/A | #N/A | #N/A |  | #N/A |  | 40 | #N/A |  |  |  | #N/A | #N/A | #N/A |  | #N/A | #N/A | LO
0 |  |  |  |  | 1 |  | 1 | [5 empty] | 5LO | Above Ground Wall - Mass | #N/A |  | 74857.0885 |  | Above Ground Wall - Mass | #N/A |  | 74857.0885 |  |  |  |  | #N/A | #N/A |  |  | #N/A | #N/A | #N/A | #N/A | #N/A | #N/A |  | 40 | #N/A |  |  |  | #N/A | #N/A | #N/A | #N/A | #N/A | #N/A |  |  | #N/A | #N/A | #N/A | #N/A | #N/A |  | #N/A |  | 40 | #N/A |  |  |  | #N/A | #N/A | #N/A |  | #N/A | #N/A | LO
0 |  |  |  |  | 1 |  | 1 | [5 empty] | 5LO | Below Grade wall | #N/A |  | 6396 |  | Below Grade wall | #N/A |  | 6396 |  |  |  |  | #N/A | #N/A |  |  | #N/A | #N/A | #N/A | #N/A | #N/A | #N/A |  | 40 | #N/A |  |  |  | #N/A | #N/A | #N/A | #N/A | #N/A | #N/A |  |  | #N/A | #N/A | #N/A | #N/A | #N/A |  | #N/A |  | 40 | #N/A |  |  |  | #N/A | #N/A | #N/A |  | #N/A | #N/A | LO
0 | 1 | [6 empty] | 1 |  |  |  |  | 2SR | Climate Zone 2A |  |  |  |  | Climate Zone 2A | [50 empty] | SR
0 | 1 | [6 empty] | 1 |  |  |  |  | 2SR | Roof - Insulation Entirely above Deck | #N/A |  | 24695 |  | Roof - Insulation Entirely above Deck | #N/A |  | 24695 |  |  |  |  | #N/A | #N/A |  |  | #N/A | #N/A | #N/A | #N/A | #N/A | #N/A |  | 40 | #N/A |  |  |  | #N/A | #N/A | #N/A | #N/A | #N/A | #N/A |  |  | #N/A | #N/A | #N/A | #N/A | #N/A |  | #N/A |  | 40 | #N/A |  |  |  | #N/A | #N/A | #N/A |  | #N/A | #N/A | SR
0 | 1 | [6 empty] | 1 |  |  |  |  | 2SR | Above Ground Wall - Mass | #N/A |  | 11766.9625 |  | Above Ground Wall - Mass | #N/A |  | 11766.9625 |  |  |  |  | #N/A | #N/A |  |  | #N/A | #N/A | #N/A | #N/A | #N/A | #N/A |  | 40 | #N/A |  |  |  | #N/A | #N/A | #N/A | #N/A | #N/A | #N/A |  |  | #N/A | #N/A | #N/A | #N/A | #N/A |  | #N/A |  | 40 | #N/A |  |  |  | #N/A | #N/A | #N/A |  | #N/A | #N/A | SR
0 | 1 | [6 empty] | 1 |  |  |  |  | 2SR | Slab-on-grade - Unheated | #N/A |  | 24695 | #N/A | Slab-on-grade - Unheated | #N/A |  | 24695 | #N/A |  |  | #N/A | #N/A | #N/A |  | #N/A | #N/A | #N/A | #N/A | 0 | #N/A | #N/A |  | 40 | #N/A |  |  |  | #N/A | 0 | #N/A | #N/A | #N/A | #N/A |  |  | #N/A | #N/A | #N/A | #N/A | #N/A |  | #N/A |  | 40 | #N/A |  |  |  | #N/A | #N/A | #N/A |  | #N/A | #N/A | SR
1 | 1 | [6 empty] | 1 |  |  |  |  | 2SR | Skylights | 0.65, 0.35 |  | 256 |  | Skylights | 0.65, 0.3 |  | 256 |  |  |  |  | 25.1855 | 6447.4934 |  |  | 69.3757 | 17760.1856 | 0 | 0 | 3631.1518 | 27838.8308 |  | 40 | 6447.4934 |  |  |  | 29304.3062 | 0 | 5362.7699 | 41114.5696 | 28.0626 | 7184.0376 |  |  | 69.3757 | 17760.1856 | 0 | 0 | 3741.6335 |  | 28685.8567 |  | 40 | 7184.0376 |  |  |  | 29304.3062 | 0 | 6023.5539 |  | 42511.8978 | 847.0259 | SR
0 |  | 1 | [5 empty] | 1 |  |  |  |  | 3SR | Climate Zone 3A |  |  |  |  | Climate Zone 3A | [50 empty] | SR
0 |  | 1 | [5 empty] | 1 |  |  |  |  | 3SR | Roof - Insulation Entirely above Deck | #N/A |  | 24695 |  | Roof - Insulation Entirely above Deck | #N/A |  | 24695 |  |  |  |  | #N/A | #N/A |  |  | #N/A | #N/A | #N/A | #N/A | #N/A | #N/A |  | 40 | #N/A |  |  |  | #N/A | #N/A | #N/A | #N/A | #N/A | #N/A |  |  | #N/A | #N/A | #N/A | #N/A | #N/A |  | #N/A |  | 40 | #N/A |  |  |  | #N/A | #N/A | #N/A |  | #N/A | #N/A | SR
0 |  | 1 | [5 empty] | 1 |  |  |  |  | 3SR | Above Ground Wall - Mass | #N/A |  | 11766.9625 |  | Above Ground Wall - Mass | #N/A |  | 11766.9625 |  |  |  |  | #N/A | #N/A |  |  | #N/A | #N/A | #N/A | #N/A | #N/A | #N/A |  | 40 | #N/A |  |  |  | #N/A | #N/A | #N/A | #N/A | #N/A | #N/A |  |  | #N/A | #N/A | #N/A | #N/A | #N/A |  | #N/A |  | 40 | #N/A |  |  |  | #N/A | #N/A | #N/A |  | #N/A | #N/A | SR
0 |  | 1 | [5 empty] | 1 |  |  |  |  | 3SR | Slab-on-grade - Unheated | #N/A |  | 24695 | #N/A | Slab-on-grade - Unheated | #N/A |  | 24695 | #N/A |  |  | #N/A | #N/A | #N/A |  | #N/A | #N/A | #N/A | #N/A | 0 | #N/A | #N/A |  | 40 | #N/A |  |  |  | #N/A | 0 | #N/A | #N/A | #N/A | #N/A |  |  | #N/A | #N/A | #N/A | #N/A | #N/A |  | #N/A |  | 40 | #N/A |  |  |  | #N/A | #N/A | #N/A |  | #N/A | #N/A | SR
1 |  | 1 | [5 empty] | 1 |  |  |  |  | 3SR | Skylights | 0.55, 0.35 |  | 256 |  | Skylights | 0.55, 0.3 |  | 256 |  |  |  |  | 30.9409 | 7920.8694 |  |  | 94.3715 | 24159.1142 | 0 | 0 | 4811.9975 | 36891.9812 |  | 40 | 7920.8694 |  |  |  | 39862.5385 | 0 | 7167.5112 | 54950.9191 | 33.818 | 8657.4136 |  |  | 94.3715 | 24159.1142 | 0 | 0 | 4922.4792 |  | 37739.0071 |  | 40 | 8657.4136 |  |  |  | 39862.5385 | 0 | 8007.3331 |  | 56527.2853 | 847.0259 | SR
0 |  |  | 1 |  |  |  |  | 1 |  |  |  |  | 3SR | Climate Zone 3B |  |  |  |  | Climate Zone 3B | [50 empty] | SR
0 |  |  | 1 |  |  |  |  | 1 |  |  |  |  | 3SR | Roof - Insulation Entirely above Deck | #N/A |  | 24695 |  | Roof - Insulation Entirely above Deck | #N/A |  | 24695 |  |  |  |  | #N/A | #N/A |  |  | #N/A | #N/A | #N/A | #N/A | #N/A | #N/A |  | 40 | #N/A |  |  |  | #N/A | #N/A | #N/A | #N/A | #N/A | #N/A |  |  | #N/A | #N/A | #N/A | #N/A | #N/A |  | #N/A |  | 40 | #N/A |  |  |  | #N/A | #N/A | #N/A |  | #N/A | #N/A | SR
0 |  |  | 1 |  |  |  |  | 1 |  |  |  |  | 3SR | Above Ground Wall - Mass | #N/A |  | 11766.9625 |  | Above Ground Wall - Mass | #N/A |  | 11766.9625 |  |  |  |  | #N/A | #N/A |  |  | #N/A | #N/A | #N/A | #N/A | #N/A | #N/A |  | 40 | #N/A |  |  |  | #N/A | #N/A | #N/A | #N/A | #N/A | #N/A |  |  | #N/A | #N/A | #N/A | #N/A | #N/A |  | #N/A |  | 40 | #N/A |  |  |  | #N/A | #N/A | #N/A |  | #N/A | #N/A | SR
0 |  |  | 1 |  |  |  |  | 1 |  |  |  |  | 3SR | Slab-on-grade - Unheated | #N/A |  | 24695 | #N/A | Slab-on-grade - Unheated | #N/A |  | 24695 | #N/A |  |  | #N/A | #N/A | #N/A |  | #N/A | #N/A | #N/A | #N/A | 0 | #N/A | #N/A |  | 40 | #N/A |  |  |  | #N/A | 0 | #N/A | #N/A | #N/A | #N/A |  |  | #N/A | #N/A | #N/A | #N/A | #N/A |  | #N/A |  | 40 | #N/A |  |  |  | #N/A | #N/A | #N/A |  | #N/A | #N/A | SR
1 |  |  | 1 |  |  |  |  | 1 |  |  |  |  | 3SR | Skylights | 0.55, 0.35 |  | 256 |  | Skylights | 0.55, 0.3 |  | 256 |  |  |  |  | 30.9409 | 7920.8694 |  |  | 94.3715 | 24159.1142 | 0 | 0 | 4811.9975 | 36891.9812 |  | 40 | 7920.8694 |  |  |  | 39862.5385 | 0 | 7167.5112 | 54950.9191 | 33.818 | 8657.4136 |  |  | 94.3715 | 24159.1142 | 0 | 0 | 4922.4792 |  | 37739.0071 |  | 40 | 8657.4136 |  |  |  | 39862.5385 | 0 | 8007.3331 |  | 56527.2853 | 847.0259 | SR
0 |  |  |  | 1 |  |  |  | 1 |  |  |  |  | 4SR | Climate Zone 4A |  |  |  |  | Climate Zone 4A | [50 empty] | SR
0 |  |  |  | 1 |  |  |  | 1 |  |  |  |  | 4SR | Roof - Insulation Entirely above Deck | #N/A |  | 24695 |  | Roof - Insulation Entirely above Deck | #N/A |  | 24695 |  |  |  |  | #N/A | #N/A |  |  | #N/A | #N/A | #N/A | #N/A | #N/A | #N/A |  | 40 | #N/A |  |  |  | #N/A | #N/A | #N/A | #N/A | #N/A | #N/A |  |  | #N/A | #N/A | #N/A | #N/A | #N/A |  | #N/A |  | 40 | #N/A |  |  |  | #N/A | #N/A | #N/A |  | #N/A | #N/A | SR
0 |  |  |  | 1 |  |  |  | 1 |  |  |  |  | 4SR | Above Ground Wall - Mass | #N/A |  | 11766.9625 |  | Above Ground Wall - Mass | #N/A |  | 11766.9625 |  |  |  |  | #N/A | #N/A |  |  | #N/A | #N/A | #N/A | #N/A | #N/A | #N/A |  | 40 | #N/A |  |  |  | #N/A | #N/A | #N/A | #N/A | #N/A | #N/A |  |  | #N/A | #N/A | #N/A | #N/A | #N/A |  | #N/A |  | 40 | #N/A |  |  |  | #N/A | #N/A | #N/A |  | #N/A | #N/A | SR
0 |  |  |  | 1 |  |  |  | 1 |  |  |  |  | 4SR | Slab-on-grade - Unheated | #N/A |  | 24695 | #N/A | Slab-on-grade - Unheated | #N/A |  | 24695 | #N/A |  |  | #N/A | #N/A | #N/A |  | #N/A | #N/A | #N/A | #N/A | 0 | #N/A | #N/A |  | 40 | #N/A |  |  |  | #N/A | 0 | #N/A | #N/A | #N/A | #N/A |  |  | #N/A | #N/A | #N/A | #N/A | #N/A |  | #N/A |  | 40 | #N/A |  |  |  | #N/A | #N/A | #N/A |  | #N/A | #N/A | SR
1 |  |  |  | 1 |  |  |  | 1 |  |  |  |  | 4SR | Skylights | 0.5, 0.4 |  | 256 |  | Skylights | 0.5, 0.4 |  | 256 |  |  |  |  | 30.9409 | 7920.8694 |  |  | 95.3753 | 24416.087 | 0 | 0 | 4850.5435 | 37187.4999 |  | 40 | 7920.8694 |  |  |  | 40286.5436 | 0 | 7231.1119 | 55438.5249 | 30.9409 | 7920.8694 |  |  | 95.3753 | 24416.087 | 0 | 0 | 4850.5435 |  | 37187.4999 |  | 40 | 7920.8694 |  |  |  | 40286.5436 | 0 | 7953.9162 |  | 56161.3291 | 0 | SR
0 |  |  |  |  | 1 |  |  | 1 |  |  |  |  | 5SR | Climate Zone 5A |  |  |  |  | Climate Zone 5A | [50 empty] | SR
0 |  |  |  |  | 1 |  |  | 1 |  |  |  |  | 5SR | Roof - Insulation Entirely above Deck | #N/A |  | 24695 |  | Roof - Insulation Entirely above Deck | #N/A |  | 24695 |  |  |  |  | #N/A | #N/A |  |  | #N/A | #N/A | #N/A | #N/A | #N/A | #N/A |  | 40 | #N/A |  |  |  | #N/A | #N/A | #N/A | #N/A | #N/A | #N/A |  |  | #N/A | #N/A | #N/A | #N/A | #N/A |  | #N/A |  | 40 | #N/A |  |  |  | #N/A | #N/A | #N/A |  | #N/A | #N/A | SR
0 |  |  |  |  | 1 |  |  | 1 |  |  |  |  | 5SR | Above Ground Wall - Mass | #N/A |  | 11766.9625 |  | Above Ground Wall - Mass | #N/A |  | 11766.9625 |  |  |  |  | #N/A | #N/A |  |  | #N/A | #N/A | #N/A | #N/A | #N/A | #N/A |  | 40 | #N/A |  |  |  | #N/A | #N/A | #N/A | #N/A | #N/A | #N/A |  |  | #N/A | #N/A | #N/A | #N/A | #N/A |  | #N/A |  | 40 | #N/A |  |  |  | #N/A | #N/A | #N/A |  | #N/A | #N/A | SR
0 |  |  |  |  | 1 |  |  | 1 |  |  |  |  | 5SR | Slab-on-grade - Unheated | #N/A |  | 24695 | #N/A | Slab-on-grade - Unheated | #N/A |  | 24695 | #N/A |  |  | #N/A | #N/A | #N/A |  | #N/A | #N/A | #N/A | #N/A | 0 | #N/A | #N/A |  | 40 | #N/A |  |  |  | #N/A | 0 | #N/A | #N/A | #N/A | #N/A |  |  | #N/A | #N/A | #N/A | #N/A | #N/A |  | #N/A |  | 40 | #N/A |  |  |  | #N/A | #N/A | #N/A |  | #N/A | #N/A | SR
1 |  |  |  |  | 1 |  |  | 1 |  |  |  |  | 5SR | Skylights | 0.5, 0.4 |  | 256 |  | Skylights | 0.5, 0.4 |  | 256 |  |  |  |  | 30.9409 | 7920.8694 |  |  | 95.3753 | 24416.087 | 0 | 0 | 4850.5435 | 37187.4999 |  | 40 | 7920.8694 |  |  |  | 40286.5436 | 0 | 7231.1119 | 55438.5249 | 30.9409 | 7920.8694 |  |  | 95.3753 | 24416.087 | 0 | 0 | 4850.5435 |  | 37187.4999 |  | 40 | 7920.8694 |  |  |  | 40286.5436 | 0 | 7953.9162 |  | 56161.3291 | 0 | SR
0 | 1 | [7 empty] | 1 |  |  |  | 2PS | Climate Zone 2A |  |  |  |  | Climate Zone 2A | [50 empty] | PS
0 | 1 | [7 empty] | 1 |  |  |  | 2PS | Roof - Insulation Entirely above Deck | #N/A |  | 73960 |  | Roof - Insulation Entirely above Deck | #N/A |  | 73960 |  |  |  |  | #N/A | #N/A |  |  | #N/A | #N/A | #N/A | #N/A | #N/A | #N/A |  | 40 | #N/A |  |  |  | #N/A | #N/A | #N/A | #N/A | #N/A | #N/A |  |  | #N/A | #N/A | #N/A | #N/A | #N/A |  | #N/A |  | 40 | #N/A |  |  |  | #N/A | #N/A | #N/A |  | #N/A | #N/A | PS
0 | 1 | [7 empty] | 1 |  |  |  | 2PS | Above Ground Wall - Steel-framed | #N/A |  | 17577.0267 |  | Above Ground Wall - Steel-framed | #N/A |  | 17577.0267 |  |  |  |  | #N/A | #N/A |  |  | #N/A | #N/A | #N/A | #N/A | #N/A | #N/A |  | 40 | #N/A |  |  |  | #N/A | #N/A | #N/A | #N/A | #N/A | #N/A |  |  | #N/A | #N/A | #N/A | #N/A | #N/A |  | #N/A |  | 40 | #N/A |  |  |  | #N/A | #N/A | #N/A |  | #N/A | #N/A | PS
0 | 1 | [7 empty] | 1 |  |  |  | 2PS | Slab-on-grade - Unheated | #N/A |  | 73960 | #N/A | Slab-on-grade - Unheated | #N/A |  | 73960 | #N/A |  |  | #N/A | #N/A | #N/A |  | #N/A | #N/A | #N/A | #N/A | 0 | #N/A | #N/A |  | 40 | #N/A |  |  |  | #N/A | 0 | #N/A | #N/A | #N/A | #N/A |  |  | #N/A | #N/A | #N/A | #N/A | #N/A |  | #N/A |  | 40 | #N/A |  |  |  | #N/A | #N/A | #N/A |  | #N/A | #N/A | PS
1 | 1 | [7 empty] | 1 |  |  |  | 2PS | Skylights | 0.65, 0.35 |  | 144 |  | Skylights | 0.65, 0.3 |  | 144 |  |  |  |  | 29.0116 | 4177.6678 |  |  | 45.6215 | 6569.4982 | 0 | 0 | 1612.0749 | 12359.2409 |  | 40 | 4177.6678 |  |  |  | 10839.672 | 0 | 2252.601 | 17269.9407 | 29.0116 | 4177.6678 |  |  | 45.6215 | 6569.4982 | 0 | 0 | 1612.0749 |  | 12359.2409 |  | 40 | 4177.6678 |  |  |  | 10839.672 | 0 | 2482.383 |  | 17499.7227 | 0 | PS
0 |  | 1 | [6 empty] | 1 |  |  |  | 3PS | Climate Zone 3A |  |  |  |  | Climate Zone 3A | [50 empty] | PS
0 |  | 1 | [6 empty] | 1 |  |  |  | 3PS | Roof - Insulation Entirely above Deck | #N/A |  | 73960 |  | Roof - Insulation Entirely above Deck | #N/A |  | 73960 |  |  |  |  | #N/A | #N/A |  |  | #N/A | #N/A | #N/A | #N/A | #N/A | #N/A |  | 40 | #N/A |  |  |  | #N/A | #N/A | #N/A | #N/A | #N/A | #N/A |  |  | #N/A | #N/A | #N/A | #N/A | #N/A |  | #N/A |  | 40 | #N/A |  |  |  | #N/A | #N/A | #N/A |  | #N/A | #N/A | PS
0 |  | 1 | [6 empty] | 1 |  |  |  | 3PS | Above Ground Wall - Steel-framed | #N/A |  | 17577.0267 |  | Above Ground Wall - Steel-framed | #N/A |  | 17577.0267 |  |  |  |  | #N/A | #N/A |  |  | #N/A | #N/A | #N/A | #N/A | #N/A | #N/A |  | 40 | #N/A |  |  |  | #N/A | #N/A | #N/A | #N/A | #N/A | #N/A |  |  | #N/A | #N/A | #N/A | #N/A | #N/A |  | #N/A |  | 40 | #N/A |  |  |  | #N/A | #N/A | #N/A |  | #N/A | #N/A | PS
0 |  | 1 | [6 empty] | 1 |  |  |  | 3PS | Slab-on-grade - Unheated | #N/A |  | 73960 | #N/A | Slab-on-grade - Unheated | #N/A |  | 73960 | #N/A |  |  | #N/A | #N/A | #N/A |  | #N/A | #N/A | #N/A | #N/A | 0 | #N/A | #N/A |  | 40 | #N/A |  |  |  | #N/A | 0 | #N/A | #N/A | #N/A | #N/A |  |  | #N/A | #N/A | #N/A | #N/A | #N/A |  | #N/A |  | 40 | #N/A |  |  |  | #N/A | #N/A | #N/A |  | #N/A | #N/A | PS
1 |  | 1 | [6 empty] | 1 |  |  |  | 3PS | Skylights | 0.55, 0.35 |  | 144 |  | Skylights | 0.55, 0.3 |  | 144 |  |  |  |  | 29.7483 | 4283.7509 |  |  | 65.676 | 9457.3447 | 0 | 0 | 2061.1643 | 15802.2599 |  | 40 | 4283.7509 |  |  |  | 15604.6188 | 0 | 2983.2555 | 22871.6251 | 29.7483 | 4283.7509 |  |  | 65.676 | 9457.3447 | 0 | 0 | 2061.1643 |  | 15802.2599 |  | 40 | 4283.7509 |  |  |  | 15604.6188 | 0 | 3284.1974 |  | 23172.567 | 0 | PS
0 |  |  | 1 | [5 empty] | 1 |  |  |  | 3PS | Climate Zone 3B |  |  |  |  | Climate Zone 3B | [50 empty] | PS
0 |  |  | 1 | [5 empty] | 1 |  |  |  | 3PS | Roof - Insulation Entirely above Deck | #N/A |  | 73960 |  | Roof - Insulation Entirely above Deck | #N/A |  | 73960 |  |  |  |  | #N/A | #N/A |  |  | #N/A | #N/A | #N/A | #N/A | #N/A | #N/A |  | 40 | #N/A |  |  |  | #N/A | #N/A | #N/A | #N/A | #N/A | #N/A |  |  | #N/A | #N/A | #N/A | #N/A | #N/A |  | #N/A |  | 40 | #N/A |  |  |  | #N/A | #N/A | #N/A |  | #N/A | #N/A | PS
0 |  |  | 1 | [5 empty] | 1 |  |  |  | 3PS | Above Ground Wall - Steel-framed | #N/A |  | 17577.0267 |  | Above Ground Wall - Steel-framed | #N/A |  | 17577.0267 |  |  |  |  | #N/A | #N/A |  |  | #N/A | #N/A | #N/A | #N/A | #N/A | #N/A |  | 40 | #N/A |  |  |  | #N/A | #N/A | #N/A | #N/A | #N/A | #N/A |  |  | #N/A | #N/A | #N/A | #N/A | #N/A |  | #N/A |  | 40 | #N/A |  |  |  | #N/A | #N/A | #N/A |  | #N/A | #N/A | PS
0 |  |  | 1 | [5 empty] | 1 |  |  |  | 3PS | Slab-on-grade - Unheated | #N/A |  | 73960 | #N/A | Slab-on-grade - Unheated | #N/A |  | 73960 | #N/A |  |  | #N/A | #N/A | #N/A |  | #N/A | #N/A | #N/A | #N/A | 0 | #N/A | #N/A |  | 40 | #N/A |  |  |  | #N/A | 0 | #N/A | #N/A | #N/A | #N/A |  |  | #N/A | #N/A | #N/A | #N/A | #N/A |  | #N/A |  | 40 | #N/A |  |  |  | #N/A | #N/A | #N/A |  | #N/A | #N/A | PS
1 |  |  | 1 | [5 empty] | 1 |  |  |  | 3PS | Skylights | 0.55, 0.35 |  | 144 |  | Skylights | 0.55, 0.3 |  | 144 |  |  |  |  | 29.7483 | 4283.7509 |  |  | 65.676 | 9457.3447 | 0 | 0 | 2061.1643 | 15802.2599 |  | 40 | 4283.7509 |  |  |  | 15604.6188 | 0 | 2983.2555 | 22871.6251 | 29.7483 | 4283.7509 |  |  | 65.676 | 9457.3447 | 0 | 0 | 2061.1643 |  | 15802.2599 |  | 40 | 4283.7509 |  |  |  | 15604.6188 | 0 | 3284.1974 |  | 23172.567 | 0 | PS
0 |  |  |  | 1 |  |  |  |  | 1 |  |  |  | 4PS | Climate Zone 4A |  |  |  |  | Climate Zone 4A | [50 empty] | PS
0 |  |  |  | 1 |  |  |  |  | 1 |  |  |  | 4PS | Roof - Insulation Entirely above Deck | #N/A |  | 73960 |  | Roof - Insulation Entirely above Deck | #N/A |  | 73960 |  |  |  |  | #N/A | #N/A |  |  | #N/A | #N/A | #N/A | #N/A | #N/A | #N/A |  | 40 | #N/A |  |  |  | #N/A | #N/A | #N/A | #N/A | #N/A | #N/A |  |  | #N/A | #N/A | #N/A | #N/A | #N/A |  | #N/A |  | 40 | #N/A |  |  |  | #N/A | #N/A | #N/A |  | #N/A | #N/A | PS
0 |  |  |  | 1 |  |  |  |  | 1 |  |  |  | 4PS | Above Ground Wall - Steel-framed | #N/A |  | 17577.0267 |  | Above Ground Wall - Steel-framed | #N/A |  | 17577.0267 |  |  |  |  | #N/A | #N/A |  |  | #N/A | #N/A | #N/A | #N/A | #N/A | #N/A |  | 40 | #N/A |  |  |  | #N/A | #N/A | #N/A | #N/A | #N/A | #N/A |  |  | #N/A | #N/A | #N/A | #N/A | #N/A |  | #N/A |  | 40 | #N/A |  |  |  | #N/A | #N/A | #N/A |  | #N/A | #N/A | PS
0 |  |  |  | 1 |  |  |  |  | 1 |  |  |  | 4PS | Slab-on-grade - Unheated | #N/A |  | 73960 | #N/A | Slab-on-grade - Unheated | #N/A |  | 73960 | #N/A |  |  | #N/A | #N/A | #N/A |  | #N/A | #N/A | #N/A | #N/A | 0 | #N/A | #N/A |  | 40 | #N/A |  |  |  | #N/A | 0 | #N/A | #N/A | #N/A | #N/A |  |  | #N/A | #N/A | #N/A | #N/A | #N/A |  | #N/A |  | 40 | #N/A |  |  |  | #N/A | #N/A | #N/A |  | #N/A | #N/A | PS
1 |  |  |  | 1 |  |  |  |  | 1 |  |  |  | 4PS | Skylights | 0.5, 0.4 |  | 144 |  | Skylights | 0.5, 0.4 |  | 144 |  |  |  |  | 30.1155 | 4336.6307 |  |  | 65.676 | 9457.3447 | 0 | 0 | 2069.0963 | 15863.0717 |  | 40 | 4336.6307 |  |  |  | 15604.6188 | 0 | 2991.1874 | 22932.4369 | 30.1155 | 4336.6307 |  |  | 65.676 | 9457.3447 | 0 | 0 | 2069.0963 |  | 15863.0717 |  | 40 | 4336.6307 |  |  |  | 15604.6188 | 0 | 3293.0415 |  | 23234.291 | 0 | PS
0 |  |  |  |  | 1 |  |  |  | 1 |  |  |  | 5PS | Climate Zone 5A |  |  |  |  | Climate Zone 5A | [50 empty] | PS
0 |  |  |  |  | 1 |  |  |  | 1 |  |  |  | 5PS | Roof - Insulation Entirely above Deck | #N/A |  | 73960 |  | Roof - Insulation Entirely above Deck | #N/A |  | 73960 |  |  |  |  | #N/A | #N/A |  |  | #N/A | #N/A | #N/A | #N/A | #N/A | #N/A |  | 40 | #N/A |  |  |  | #N/A | #N/A | #N/A | #N/A | #N/A | #N/A |  |  | #N/A | #N/A | #N/A | #N/A | #N/A |  | #N/A |  | 40 | #N/A |  |  |  | #N/A | #N/A | #N/A |  | #N/A | #N/A | PS
0 |  |  |  |  | 1 |  |  |  | 1 |  |  |  | 5PS | Above Ground Wall - Steel-framed | #N/A |  | 17577.0267 |  | Above Ground Wall - Steel-framed | #N/A |  | 17577.0267 |  |  |  |  | #N/A | #N/A |  |  | #N/A | #N/A | #N/A | #N/A | #N/A | #N/A |  | 40 | #N/A |  |  |  | #N/A | #N/A | #N/A | #N/A | #N/A | #N/A |  |  | #N/A | #N/A | #N/A | #N/A | #N/A |  | #N/A |  | 40 | #N/A |  |  |  | #N/A | #N/A | #N/A |  | #N/A | #N/A | PS
0 |  |  |  |  | 1 |  |  |  | 1 |  |  |  | 5PS | Slab-on-grade - Unheated | #N/A |  | 73960 | #N/A | Slab-on-grade - Unheated | #N/A |  | 73960 | #N/A |  |  | #N/A | #N/A | #N/A |  | #N/A | #N/A | #N/A | #N/A | 0 | #N/A | #N/A |  | 40 | #N/A |  |  |  | #N/A | 0 | #N/A | #N/A | #N/A | #N/A |  |  | #N/A | #N/A | #N/A | #N/A | #N/A |  | #N/A |  | 40 | #N/A |  |  |  | #N/A | #N/A | #N/A |  | #N/A | #N/A | PS
1 |  |  |  |  | 1 |  |  |  | 1 |  |  |  | 5PS | Skylights | 0.5, 0.4 |  | 144 |  | Skylights | 0.5, 0.4 |  | 144 |  |  |  |  | 30.1155 | 4336.6307 |  |  | 65.676 | 9457.3447 | 0 | 0 | 2069.0963 | 15863.0717 |  | 40 | 4336.6307 |  |  |  | 15604.6188 | 0 | 2991.1874 | 22932.4369 | 30.1155 | 4336.6307 |  |  | 65.676 | 9457.3447 | 0 | 0 | 2069.0963 |  | 15863.0717 |  | 40 | 4336.6307 |  |  |  | 15604.6188 | 0 | 3293.0415 |  | 23234.291 | 0 | PS
0 | 1 | [8 empty] | 1 |  |  | 2SH | Climate Zone 2A |  |  |  |  | Climate Zone 2A | [50 empty] | SH
0 | 1 | [8 empty] | 1 |  |  | 2SH | Roof - Insulation Entirely above Deck | #N/A |  | 10801.5609 |  | Roof - Insulation Entirely above Deck | #N/A |  | 10801.5609 |  |  |  |  | #N/A | #N/A |  |  | #N/A | #N/A | #N/A | #N/A | #N/A | #N/A |  | 40 | #N/A |  |  |  | #N/A | #N/A | #N/A | #N/A | #N/A | #N/A |  |  | #N/A | #N/A | #N/A | #N/A | #N/A |  | #N/A |  | 40 | #N/A |  |  |  | #N/A | #N/A | #N/A |  | #N/A | #N/A | SH
0 | 1 | [8 empty] | 1 |  |  | 2SH | Above Ground Wall - Steel-framed | #N/A |  | 11542.19 |  | Above Ground Wall - Steel-framed | #N/A |  | 11542.19 |  |  |  |  | #N/A | #N/A |  |  | #N/A | #N/A | #N/A | #N/A | #N/A | #N/A |  | 40 | #N/A |  |  |  | #N/A | #N/A | #N/A | #N/A | #N/A | #N/A |  |  | #N/A | #N/A | #N/A | #N/A | #N/A |  | #N/A |  | 40 | #N/A |  |  |  | #N/A | #N/A | #N/A |  | #N/A | #N/A | SH
0 | 1 | [8 empty] | 1 |  |  | 2SH | Slab-on-grade - Unheated | #N/A |  | 0 |  | Slab-on-grade - Unheated | #N/A |  | 0 |  |  |  |  | #N/A | #N/A |  |  | #N/A | #N/A | #N/A | 0 | #N/A | #N/A |  | 40 | #N/A |  |  |  | #N/A | 0 | #N/A | #N/A | #N/A | #N/A |  |  | #N/A | #N/A | #N/A | #N/A | #N/A |  | #N/A |  | 40 | #N/A |  |  |  | #N/A | #N/A | #N/A |  | #N/A | #N/A | SH
0 |  | 1 | [7 empty] | 1 |  |  | 3SH | Climate Zone 3A |  |  |  |  | Climate Zone 3A | [50 empty] | SH
0 |  | 1 | [7 empty] | 1 |  |  | 3SH | Roof - Insulation Entirely above Deck | #N/A |  | 10801.5609 |  | Roof - Insulation Entirely above Deck | #N/A |  | 10801.5609 |  |  |  |  | #N/A | #N/A |  |  | #N/A | #N/A | #N/A | #N/A | #N/A | #N/A |  | 40 | #N/A |  |  |  | #N/A | #N/A | #N/A | #N/A | #N/A | #N/A |  |  | #N/A | #N/A | #N/A | #N/A | #N/A |  | #N/A |  | 40 | #N/A |  |  |  | #N/A | #N/A | #N/A |  | #N/A | #N/A | SH
0 |  | 1 | [7 empty] | 1 |  |  | 3SH | Above Ground Wall - Steel-framed | #N/A |  | 11542.19 |  | Above Ground Wall - Steel-framed | #N/A |  | 11542.19 |  |  |  |  | #N/A | #N/A |  |  | #N/A | #N/A | #N/A | #N/A | #N/A | #N/A |  | 40 | #N/A |  |  |  | #N/A | #N/A | #N/A | #N/A | #N/A | #N/A |  |  | #N/A | #N/A | #N/A | #N/A | #N/A |  | #N/A |  | 40 | #N/A |  |  |  | #N/A | #N/A | #N/A |  | #N/A | #N/A | SH
0 |  | 1 | [7 empty] | 1 |  |  | 3SH | Slab-on-grade - Unheated | #N/A |  | 0 |  | Slab-on-grade - Unheated | #N/A |  | 0 |  |  |  |  | #N/A | #N/A |  |  | #N/A | #N/A | #N/A | 0 | #N/A | #N/A |  | 40 | #N/A |  |  |  | #N/A | 0 | #N/A | #N/A | #N/A | #N/A |  |  | #N/A | #N/A | #N/A | #N/A | #N/A |  | #N/A |  | 40 | #N/A |  |  |  | #N/A | #N/A | #N/A |  | #N/A | #N/A | SH
0 |  |  | 1 | [6 empty] | 1 |  |  | 3SH | Climate Zone 3B |  |  |  |  | Climate Zone 3B | [50 empty] | SH
0 |  |  | 1 | [6 empty] | 1 |  |  | 3SH | Roof - Insulation Entirely above Deck | #N/A |  | 10801.5609 |  | Roof - Insulation Entirely above Deck | #N/A |  | 10801.5609 |  |  |  |  | #N/A | #N/A |  |  | #N/A | #N/A | #N/A | #N/A | #N/A | #N/A |  | 40 | #N/A |  |  |  | #N/A | #N/A | #N/A | #N/A | #N/A | #N/A |  |  | #N/A | #N/A | #N/A | #N/A | #N/A |  | #N/A |  | 40 | #N/A |  |  |  | #N/A | #N/A | #N/A |  | #N/A | #N/A | SH
0 |  |  | 1 | [6 empty] | 1 |  |  | 3SH | Above Ground Wall - Steel-framed | #N/A |  | 11542.19 |  | Above Ground Wall - Steel-framed | #N/A |  | 11542.19 |  |  |  |  | #N/A | #N/A |  |  | #N/A | #N/A | #N/A | #N/A | #N/A | #N/A |  | 40 | #N/A |  |  |  | #N/A | #N/A | #N/A | #N/A | #N/A | #N/A |  |  | #N/A | #N/A | #N/A | #N/A | #N/A |  | #N/A |  | 40 | #N/A |  |  |  | #N/A | #N/A | #N/A |  | #N/A | #N/A | SH
0 |  |  | 1 | [6 empty] | 1 |  |  | 3SH | Slab-on-grade - Unheated | #N/A |  | 0 |  | Slab-on-grade - Unheated | #N/A |  | 0 |  |  |  |  | #N/A | #N/A |  |  | #N/A | #N/A | #N/A | 0 | #N/A | #N/A |  | 40 | #N/A |  |  |  | #N/A | 0 | #N/A | #N/A | #N/A | #N/A |  |  | #N/A | #N/A | #N/A | #N/A | #N/A |  | #N/A |  | 40 | #N/A |  |  |  | #N/A | #N/A | #N/A |  | #N/A | #N/A | SH
0 |  |  |  | 1 | [5 empty] | 1 |  |  | 4SH | Climate Zone 4A |  |  |  |  | Climate Zone 4A | [50 empty] | SH
0 |  |  |  | 1 | [5 empty] | 1 |  |  | 4SH | Roof - Insulation Entirely above Deck | #N/A |  | 10801.5609 |  | Roof - Insulation Entirely above Deck | #N/A |  | 10801.5609 |  |  |  |  | #N/A | #N/A |  |  | #N/A | #N/A | #N/A | #N/A | #N/A | #N/A |  | 40 | #N/A |  |  |  | #N/A | #N/A | #N/A | #N/A | #N/A | #N/A |  |  | #N/A | #N/A | #N/A | #N/A | #N/A |  | #N/A |  | 40 | #N/A |  |  |  | #N/A | #N/A | #N/A |  | #N/A | #N/A | SH
0 |  |  |  | 1 | [5 empty] | 1 |  |  | 4SH | Above Ground Wall - Steel-framed | #N/A |  | 11542.19 |  | Above Ground Wall - Steel-framed | #N/A |  | 11542.19 |  |  |  |  | #N/A | #N/A |  |  | #N/A | #N/A | #N/A | #N/A | #N/A | #N/A |  | 40 | #N/A |  |  |  | #N/A | #N/A | #N/A | #N/A | #N/A | #N/A |  |  | #N/A | #N/A | #N/A | #N/A | #N/A |  | #N/A |  | 40 | #N/A |  |  |  | #N/A | #N/A | #N/A |  | #N/A | #N/A | SH
0 |  |  |  | 1 | [5 empty] | 1 |  |  | 4SH | Slab-on-grade - Unheated | #N/A |  | 0 |  | Slab-on-grade - Unheated | #N/A |  | 0 |  |  |  |  | #N/A | #N/A |  |  | #N/A | #N/A | #N/A | 0 | #N/A | #N/A |  | 40 | #N/A |  |  |  | #N/A | 0 | #N/A | #N/A | #N/A | #N/A |  |  | #N/A | #N/A | #N/A | #N/A | #N/A |  | #N/A |  | 40 | #N/A |  |  |  | #N/A | #N/A | #N/A |  | #N/A | #N/A | SH
0 |  |  |  |  | 1 |  |  |  |  | 1 |  |  | 5SH | Climate Zone 5A |  |  |  |  | Climate Zone 5A | [50 empty] | SH
0 |  |  |  |  | 1 |  |  |  |  | 1 |  |  | 5SH | Roof - Insulation Entirely above Deck | #N/A |  | 10801.5609 |  | Roof - Insulation Entirely above Deck | #N/A |  | 10801.5609 |  |  |  |  | #N/A | #N/A |  |  | #N/A | #N/A | #N/A | #N/A | #N/A | #N/A |  | 40 | #N/A |  |  |  | #N/A | #N/A | #N/A | #N/A | #N/A | #N/A |  |  | #N/A | #N/A | #N/A | #N/A | #N/A |  | #N/A |  | 40 | #N/A |  |  |  | #N/A | #N/A | #N/A |  | #N/A | #N/A | SH
0 |  |  |  |  | 1 |  |  |  |  | 1 |  |  | 5SH | Above Ground Wall - Steel-framed | #N/A |  | 11542.19 |  | Above Ground Wall - Steel-framed | #N/A |  | 11542.19 |  |  |  |  | #N/A | #N/A |  |  | #N/A | #N/A | #N/A | #N/A | #N/A | #N/A |  | 40 | #N/A |  |  |  | #N/A | #N/A | #N/A | #N/A | #N/A | #N/A |  |  | #N/A | #N/A | #N/A | #N/A | #N/A |  | #N/A |  | 40 | #N/A |  |  |  | #N/A | #N/A | #N/A |  | #N/A | #N/A | SH
0 |  |  |  |  | 1 |  |  |  |  | 1 |  |  | 5SH | Slab-on-grade - Unheated | #N/A |  | 0 |  | Slab-on-grade - Unheated | #N/A |  | 0 |  |  |  |  | #N/A | #N/A |  |  | #N/A | #N/A | #N/A | 0 | #N/A | #N/A |  | 40 | #N/A |  |  |  | #N/A | 0 | #N/A | #N/A | #N/A | #N/A |  |  | #N/A | #N/A | #N/A | #N/A | #N/A |  | #N/A |  | 40 | #N/A |  |  |  | #N/A | #N/A | #N/A |  | #N/A | #N/A | SH
0 | 1 | [8 empty] | 1 |  |  | 2SHNR | Climate Zone 2A |  |  |  |  | Climate Zone 2A | [50 empty] | SHNR
0 | 1 | [8 empty] | 1 |  |  | 2SHNR | Roof - Insulation Entirely above Deck | #N/A |  | 0 |  | Roof - Insulation Entirely above Deck | #N/A |  | 0 |  |  |  |  | #N/A | #N/A |  |  | #N/A | #N/A | #N/A | #N/A | #N/A | #N/A |  | 40 | #N/A |  |  |  | #N/A | #N/A | #N/A | #N/A | #N/A | #N/A |  |  | #N/A | #N/A | #N/A | #N/A | #N/A |  | #N/A |  | 40 | #N/A |  |  |  | #N/A | #N/A | #N/A |  | #N/A | #N/A | SHNR
0 | 1 | [8 empty] | 1 |  |  | 2SHNR | Above Ground Wall - Steel-framed | #N/A |  | 4713.55 |  | Above Ground Wall - Steel-framed | #N/A |  | 4713.55 |  |  |  |  | #N/A | #N/A |  |  | #N/A | #N/A | #N/A | #N/A | #N/A | #N/A |  | 40 | #N/A |  |  |  | #N/A | #N/A | #N/A | #N/A | #N/A | #N/A |  |  | #N/A | #N/A | #N/A | #N/A | #N/A |  | #N/A |  | 40 | #N/A |  |  |  | #N/A | #N/A | #N/A |  | #N/A | #N/A | SHNR
0 | 1 | [8 empty] | 1 |  |  | 2SHNR | Slab-on-grade - Unheated | #N/A |  | 10801.5609 | #N/A | Slab-on-grade - Unheated | #N/A |  | 10801.5609 | #N/A |  |  | #N/A | #N/A | #N/A |  | #N/A | #N/A | #N/A | #N/A | 0 | #N/A | #N/A |  | 40 | #N/A |  |  |  | #N/A | 0 | #N/A | #N/A | #N/A | #N/A |  |  | #N/A | #N/A | #N/A | #N/A | #N/A |  | #N/A |  | 40 | #N/A |  |  |  | #N/A | #N/A | #N/A |  | #N/A | #N/A | SHNR
0 |  | 1 | [7 empty] | 1 |  |  | 3SHNR | Climate Zone 3A |  |  |  |  | Climate Zone 3A | [50 empty] | SHNR
0 |  | 1 | [7 empty] | 1 |  |  | 3SHNR | Roof - Insulation Entirely above Deck | #N/A |  | 0 |  | Roof - Insulation Entirely above Deck | #N/A |  | 0 |  |  |  |  | #N/A | #N/A |  |  | #N/A | #N/A | #N/A | #N/A | #N/A | #N/A |  | 40 | #N/A |  |  |  | #N/A | #N/A | #N/A | #N/A | #N/A | #N/A |  |  | #N/A | #N/A | #N/A | #N/A | #N/A |  | #N/A |  | 40 | #N/A |  |  |  | #N/A | #N/A | #N/A |  | #N/A | #N/A | SHNR
0 |  | 1 | [7 empty] | 1 |  |  | 3SHNR | Above Ground Wall - Steel-framed | #N/A |  | 4713.55 |  | Above Ground Wall - Steel-framed | #N/A |  | 4713.55 |  |  |  |  | #N/A | #N/A |  |  | #N/A | #N/A | #N/A | #N/A | #N/A | #N/A |  | 40 | #N/A |  |  |  | #N/A | #N/A | #N/A | #N/A | #N/A | #N/A |  |  | #N/A | #N/A | #N/A | #N/A | #N/A |  | #N/A |  | 40 | #N/A |  |  |  | #N/A | #N/A | #N/A |  | #N/A | #N/A | SHNR
0 |  | 1 | [7 empty] | 1 |  |  | 3SHNR | Slab-on-grade - Unheated | #N/A |  | 10801.5609 | #N/A | Slab-on-grade - Unheated | #N/A |  | 10801.5609 | #N/A |  |  | #N/A | #N/A | #N/A |  | #N/A | #N/A | #N/A | #N/A | 0 | #N/A | #N/A |  | 40 | #N/A |  |  |  | #N/A | 0 | #N/A | #N/A | #N/A | #N/A |  |  | #N/A | #N/A | #N/A | #N/A | #N/A |  | #N/A |  | 40 | #N/A |  |  |  | #N/A | #N/A | #N/A |  | #N/A | #N/A | SHNR
0 |  |  | 1 | [6 empty] | 1 |  |  | 3SHNR | Climate Zone 3B |  |  |  |  | Climate Zone 3B | [50 empty] | SHNR
0 |  |  | 1 | [6 empty] | 1 |  |  | 3SHNR | Roof - Insulation Entirely above Deck | #N/A |  | 0 |  | Roof - Insulation Entirely above Deck | #N/A |  | 0 |  |  |  |  | #N/A | #N/A |  |  | #N/A | #N/A | #N/A | #N/A | #N/A | #N/A |  | 40 | #N/A |  |  |  | #N/A | #N/A | #N/A | #N/A | #N/A | #N/A |  |  | #N/A | #N/A | #N/A | #N/A | #N/A |  | #N/A |  | 40 | #N/A |  |  |  | #N/A | #N/A | #N/A |  | #N/A | #N/A | SHNR
0 |  |  | 1 | [6 empty] | 1 |  |  | 3SHNR | Above Ground Wall - Steel-framed | #N/A |  | 4713.55 |  | Above Ground Wall - Steel-framed | #N/A |  | 4713.55 |  |  |  |  | #N/A | #N/A |  |  | #N/A | #N/A | #N/A | #N/A | #N/A | #N/A |  | 40 | #N/A |  |  |  | #N/A | #N/A | #N/A | #N/A | #N/A | #N/A |  |  | #N/A | #N/A | #N/A | #N/A | #N/A |  | #N/A |  | 40 | #N/A |  |  |  | #N/A | #N/A | #N/A |  | #N/A | #N/A | SHNR
0 |  |  | 1 | [6 empty] | 1 |  |  | 3SHNR | Slab-on-grade - Unheated | #N/A |  | 10801.5609 | #N/A | Slab-on-grade - Unheated | #N/A |  | 10801.5609 | #N/A |  |  | #N/A | #N/A | #N/A |  | #N/A | #N/A | #N/A | #N/A | 0 | #N/A | #N/A |  | 40 | #N/A |  |  |  | #N/A | 0 | #N/A | #N/A | #N/A | #N/A |  |  | #N/A | #N/A | #N/A | #N/A | #N/A |  | #N/A |  | 40 | #N/A |  |  |  | #N/A | #N/A | #N/A |  | #N/A | #N/A | SHNR
0 |  |  |  | 1 | [5 empty] | 1 |  |  | 4SHNR | Climate Zone 4A |  |  |  |  | Climate Zone 4A | [50 empty] | SHNR
0 |  |  |  | 1 | [5 empty] | 1 |  |  | 4SHNR | Roof - Insulation Entirely above Deck | #N/A |  | 0 |  | Roof - Insulation Entirely above Deck | #N/A |  | 0 |  |  |  |  | #N/A | #N/A |  |  | #N/A | #N/A | #N/A | #N/A | #N/A | #N/A |  | 40 | #N/A |  |  |  | #N/A | #N/A | #N/A | #N/A | #N/A | #N/A |  |  | #N/A | #N/A | #N/A | #N/A | #N/A |  | #N/A |  | 40 | #N/A |  |  |  | #N/A | #N/A | #N/A |  | #N/A | #N/A | SHNR
0 |  |  |  | 1 | [5 empty] | 1 |  |  | 4SHNR | Above Ground Wall - Steel-framed | #N/A |  | 4713.55 |  | Above Ground Wall - Steel-framed | #N/A |  | 4713.55 |  |  |  |  | #N/A | #N/A |  |  | #N/A | #N/A | #N/A | #N/A | #N/A | #N/A |  | 40 | #N/A |  |  |  | #N/A | #N/A | #N/A | #N/A | #N/A | #N/A |  |  | #N/A | #N/A | #N/A | #N/A | #N/A |  | #N/A |  | 40 | #N/A |  |  |  | #N/A | #N/A | #N/A |  | #N/A | #N/A | SHNR
0 |  |  |  | 1 | [5 empty] | 1 |  |  | 4SHNR | Slab-on-grade - Unheated | #N/A |  | 10801.5609 | #N/A | Slab-on-grade - Unheated | #N/A |  | 10801.5609 | #N/A |  |  | #N/A | #N/A | #N/A |  | #N/A | #N/A | #N/A | #N/A | 0 | #N/A | #N/A |  | 40 | #N/A |  |  |  | #N/A | 0 | #N/A | #N/A | #N/A | #N/A |  |  | #N/A | #N/A | #N/A | #N/A | #N/A |  | #N/A |  | 40 | #N/A |  |  |  | #N/A | #N/A | #N/A |  | #N/A | #N/A | SHNR
0 |  |  |  |  | 1 |  |  |  |  | 1 |  |  | 5SHNR | Climate Zone 5A |  |  |  |  | Climate Zone 5A | [50 empty] | SHNR
0 |  |  |  |  | 1 |  |  |  |  | 1 |  |  | 5SHNR | Roof - Insulation Entirely above Deck | #N/A |  | 0 |  | Roof - Insulation Entirely above Deck | #N/A |  | 0 |  |  |  |  | #N/A | #N/A |  |  | #N/A | #N/A | #N/A | #N/A | #N/A | #N/A |  | 40 | #N/A |  |  |  | #N/A | #N/A | #N/A | #N/A | #N/A | #N/A |  |  | #N/A | #N/A | #N/A | #N/A | #N/A |  | #N/A |  | 40 | #N/A |  |  |  | #N/A | #N/A | #N/A |  | #N/A | #N/A | SHNR
0 |  |  |  |  | 1 |  |  |  |  | 1 |  |  | 5SHNR | Above Ground Wall - Steel-framed | #N/A |  | 4713.55 |  | Above Ground Wall - Steel-framed | #N/A |  | 4713.55 |  |  |  |  | #N/A | #N/A |  |  | #N/A | #N/A | #N/A | #N/A | #N/A | #N/A |  | 40 | #N/A |  |  |  | #N/A | #N/A | #N/A | #N/A | #N/A | #N/A |  |  | #N/A | #N/A | #N/A | #N/A | #N/A |  | #N/A |  | 40 | #N/A |  |  |  | #N/A | #N/A | #N/A |  | #N/A | #N/A | SHNR
0 |  |  |  |  | 1 |  |  |  |  | 1 |  |  | 5SHNR | Slab-on-grade - Unheated | #N/A |  | 10801.5609 | #N/A | Slab-on-grade - Unheated | #N/A |  | 10801.5609 | #N/A |  |  | #N/A | #N/A | #N/A |  | #N/A | #N/A | #N/A | #N/A | 0 | #N/A | #N/A |  | 40 | #N/A |  |  |  | #N/A | 0 | #N/A | #N/A | #N/A | #N/A |  |  | #N/A | #N/A | #N/A | #N/A | #N/A |  | #N/A |  | 40 | #N/A |  |  |  | #N/A | #N/A | #N/A |  | #N/A | #N/A | SHNR
0 | 1 | [9 empty] | 1 |  | 2MA | Climate Zone 2A |  |  |  |  | Climate Zone 2A | [50 empty] | MA
0 | 1 | [9 empty] | 1 |  | 2MA | Roof - Insulation Entirely above Deck | #N/A |  | 8435.9609 |  | Roof - Insulation Entirely above Deck | #N/A |  | 8435.9609 |  |  |  |  | #N/A | #N/A |  |  | #N/A | #N/A | #N/A | #N/A | #N/A | #N/A |  | 40 | #N/A |  |  |  | #N/A | #N/A | #N/A | #N/A | #N/A | #N/A |  |  | #N/A | #N/A | #N/A | #N/A | #N/A |  | #N/A |  | 40 | #N/A |  |  |  | #N/A | #N/A | #N/A |  | #N/A | #N/A | MA
0 | 1 | [9 empty] | 1 |  | 2MA | Above Ground Wall - Steel-framed | #N/A |  | 13296.0185 |  | Above Ground Wall - Steel-framed | #N/A |  | 13296.0185 |  |  |  |  | #N/A | #N/A |  |  | #N/A | #N/A | #N/A | #N/A | #N/A | #N/A |  | 40 | #N/A |  |  |  | #N/A | #N/A | #N/A | #N/A | #N/A | #N/A |  |  | #N/A | #N/A | #N/A | #N/A | #N/A |  | #N/A |  | 40 | #N/A |  |  |  | #N/A | #N/A | #N/A |  | #N/A | #N/A | MA
0 | 1 | [9 empty] | 1 |  | 2MA | Slab-on-grade - Unheated | #N/A |  | 8435.9609 | #N/A | Slab-on-grade - Unheated | #N/A |  | 8435.9609 | #N/A |  |  | #N/A | #N/A | #N/A |  | #N/A | #N/A | #N/A | #N/A | 0 | #N/A | #N/A |  | 40 | #N/A |  |  |  | #N/A | 0 | #N/A | #N/A | #N/A | #N/A |  |  | #N/A | #N/A | #N/A | #N/A | #N/A |  | #N/A |  | 40 | #N/A |  |  |  | #N/A | #N/A | #N/A |  | #N/A | #N/A | MA
0 |  | 1 | [8 empty] | 1 |  | 3MA | Climate Zone 3A |  |  |  |  | Climate Zone 3A | [50 empty] | MA
0 |  | 1 | [8 empty] | 1 |  | 3MA | Roof - Insulation Entirely above Deck | #N/A |  | 8435.9609 |  | Roof - Insulation Entirely above Deck | #N/A |  | 8435.9609 |  |  |  |  | #N/A | #N/A |  |  | #N/A | #N/A | #N/A | #N/A | #N/A | #N/A |  | 40 | #N/A |  |  |  | #N/A | #N/A | #N/A | #N/A | #N/A | #N/A |  |  | #N/A | #N/A | #N/A | #N/A | #N/A |  | #N/A |  | 40 | #N/A |  |  |  | #N/A | #N/A | #N/A |  | #N/A | #N/A | MA
0 |  | 1 | [8 empty] | 1 |  | 3MA | Above Ground Wall - Steel-framed | #N/A |  | 13296.0185 |  | Above Ground Wall - Steel-framed | #N/A |  | 13296.0185 |  |  |  |  | #N/A | #N/A |  |  | #N/A | #N/A | #N/A | #N/A | #N/A | #N/A |  | 40 | #N/A |  |  |  | #N/A | #N/A | #N/A | #N/A | #N/A | #N/A |  |  | #N/A | #N/A | #N/A | #N/A | #N/A |  | #N/A |  | 40 | #N/A |  |  |  | #N/A | #N/A | #N/A |  | #N/A | #N/A | MA
0 |  | 1 | [8 empty] | 1 |  | 3MA | Slab-on-grade - Unheated | #N/A |  | 8435.9609 | #N/A | Slab-on-grade - Unheated | #N/A |  | 8435.9609 | #N/A |  |  | #N/A | #N/A | #N/A |  | #N/A | #N/A | #N/A | #N/A | 0 | #N/A | #N/A |  | 40 | #N/A |  |  |  | #N/A | 0 | #N/A | #N/A | #N/A | #N/A |  |  | #N/A | #N/A | #N/A | #N/A | #N/A |  | #N/A |  | 40 | #N/A |  |  |  | #N/A | #N/A | #N/A |  | #N/A | #N/A | MA
0 |  |  | 1 | [7 empty] | 1 |  | 3MA | Climate Zone 3B |  |  |  |  | Climate Zone 3B | [50 empty] | MA
0 |  |  | 1 | [7 empty] | 1 |  | 3MA | Roof - Insulation Entirely above Deck | #N/A |  | 8435.9609 |  | Roof - Insulation Entirely above Deck | #N/A |  | 8435.9609 |  |  |  |  | #N/A | #N/A |  |  | #N/A | #N/A | #N/A | #N/A | #N/A | #N/A |  | 40 | #N/A |  |  |  | #N/A | #N/A | #N/A | #N/A | #N/A | #N/A |  |  | #N/A | #N/A | #N/A | #N/A | #N/A |  | #N/A |  | 40 | #N/A |  |  |  | #N/A | #N/A | #N/A |  | #N/A | #N/A | MA
0 |  |  | 1 | [7 empty] | 1 |  | 3MA | Above Ground Wall - Steel-framed | #N/A |  | 13296.0185 |  | Above Ground Wall - Steel-framed | #N/A |  | 13296.0185 |  |  |  |  | #N/A | #N/A |  |  | #N/A | #N/A | #N/A | #N/A | #N/A | #N/A |  | 40 | #N/A |  |  |  | #N/A | #N/A | #N/A | #N/A | #N/A | #N/A |  |  | #N/A | #N/A | #N/A | #N/A | #N/A |  | #N/A |  | 40 | #N/A |  |  |  | #N/A | #N/A | #N/A |  | #N/A | #N/A | MA
0 |  |  | 1 | [7 empty] | 1 |  | 3MA | Slab-on-grade - Unheated | #N/A |  | 8435.9609 | #N/A | Slab-on-grade - Unheated | #N/A |  | 8435.9609 | #N/A |  |  | #N/A | #N/A | #N/A |  | #N/A | #N/A | #N/A | #N/A | 0 | #N/A | #N/A |  | 40 | #N/A |  |  |  | #N/A | 0 | #N/A | #N/A | #N/A | #N/A |  |  | #N/A | #N/A | #N/A | #N/A | #N/A |  | #N/A |  | 40 | #N/A |  |  |  | #N/A | #N/A | #N/A |  | #N/A | #N/A | MA
0 |  |  |  | 1 | [6 empty] | 1 |  | 4MA | Climate Zone 4A |  |  |  |  | Climate Zone 4A | [50 empty] | MA
0 |  |  |  | 1 | [6 empty] | 1 |  | 4MA | Roof - Insulation Entirely above Deck | #N/A |  | 8435.9609 |  | Roof - Insulation Entirely above Deck | #N/A |  | 8435.9609 |  |  |  |  | #N/A | #N/A |  |  | #N/A | #N/A | #N/A | #N/A | #N/A | #N/A |  | 40 | #N/A |  |  |  | #N/A | #N/A | #N/A | #N/A | #N/A | #N/A |  |  | #N/A | #N/A | #N/A | #N/A | #N/A |  | #N/A |  | 40 | #N/A |  |  |  | #N/A | #N/A | #N/A |  | #N/A | #N/A | MA
0 |  |  |  | 1 | [6 empty] | 1 |  | 4MA | Above Ground Wall - Steel-framed | #N/A |  | 13296.0185 |  | Above Ground Wall - Steel-framed | #N/A |  | 13296.0185 |  |  |  |  | #N/A | #N/A |  |  | #N/A | #N/A | #N/A | #N/A | #N/A | #N/A |  | 40 | #N/A |  |  |  | #N/A | #N/A | #N/A | #N/A | #N/A | #N/A |  |  | #N/A | #N/A | #N/A | #N/A | #N/A |  | #N/A |  | 40 | #N/A |  |  |  | #N/A | #N/A | #N/A |  | #N/A | #N/A | MA
0 |  |  |  | 1 | [6 empty] | 1 |  | 4MA | Slab-on-grade - Unheated | #N/A |  | 8435.9609 | #N/A | Slab-on-grade - Unheated | #N/A |  | 8435.9609 | #N/A |  |  | #N/A | #N/A | #N/A |  | #N/A | #N/A | #N/A | #N/A | 0 | #N/A | #N/A |  | 40 | #N/A |  |  |  | #N/A | 0 | #N/A | #N/A | #N/A | #N/A |  |  | #N/A | #N/A | #N/A | #N/A | #N/A |  | #N/A |  | 40 | #N/A |  |  |  | #N/A | #N/A | #N/A |  | #N/A | #N/A | MA
0 |  |  |  |  | 1 | [5 empty] | 1 |  | 5MA | Climate Zone 5A |  |  |  |  | Climate Zone 5A | [50 empty] | MA
0 |  |  |  |  | 1 | [5 empty] | 1 |  | 5MA | Roof - Insulation Entirely above Deck | #N/A |  | 8435.9609 |  | Roof - Insulation Entirely above Deck | #N/A |  | 8435.9609 |  |  |  |  | #N/A | #N/A |  |  | #N/A | #N/A | #N/A | #N/A | #N/A | #N/A |  | 40 | #N/A |  |  |  | #N/A | #N/A | #N/A | #N/A | #N/A | #N/A |  |  | #N/A | #N/A | #N/A | #N/A | #N/A |  | #N/A |  | 40 | #N/A |  |  |  | #N/A | #N/A | #N/A |  | #N/A | #N/A | MA
0 |  |  |  |  | 1 | [5 empty] | 1 |  | 5MA | Above Ground Wall - Steel-framed | #N/A |  | 13296.0185 |  | Above Ground Wall - Steel-framed | #N/A |  | 13296.0185 |  |  |  |  | #N/A | #N/A |  |  | #N/A | #N/A | #N/A | #N/A | #N/A | #N/A |  | 40 | #N/A |  |  |  | #N/A | #N/A | #N/A | #N/A | #N/A | #N/A |  |  | #N/A | #N/A | #N/A | #N/A | #N/A |  | #N/A |  | 40 | #N/A |  |  |  | #N/A | #N/A | #N/A |  | #N/A | #N/A | MA
0 |  |  |  |  | 1 | [5 empty] | 1 |  | 5MA | Slab-on-grade - Unheated | #N/A |  | 8435.9609 | #N/A | Slab-on-grade - Unheated | #N/A |  | 8435.9609 | #N/A |  |  | #N/A | #N/A | #N/A |  | #N/A | #N/A | #N/A | #N/A | 0 | #N/A | #N/A |  | 40 | #N/A |  |  |  | #N/A | 0 | #N/A | #N/A | #N/A | #N/A |  |  | #N/A | #N/A | #N/A | #N/A | #N/A |  | #N/A |  | 40 | #N/A |  |  |  | #N/A | #N/A | #N/A |  | #N/A | #N/A | MA
0
0 | [11 empty] | Roof Reflectance Addendum 90.1-07f 90.1-2010 section 5.5.3.1.1 |  | 90.1-2007 section 5.5.3.1.1 requires roof exterior surface to have minimum propertiese: 0.7 solar reflectance (this is initial not aged value) a thermal emittance of at least 0.75, and a solar reflective index of 0.82, all according to test methods identified in this section. There are several exceptions - the exception for roofs over ventilated attics applies to the small office prototype. The rest of the selected prototypes are affected. No costs shown for 90.1-2007. Incremental costs only shown under 90.1-2010 costs. Same approach for IECC 2009 and 2012 | Faithful and Gould |  | not used | Roof area, ft2 | 90.1-2010 section 5.5.3.1.1 requires roof exterior surface to have minimum propertiese: 0.55 three-year aged solar reflectance (this is more stringent than 0.7 initial not aged value) a thermal emittance of at least 0.75, or a three-year aged solar reflective index of 64, or increased insulation, with the first subject to testing and accreditation identified in the Standard. There are several exceptions - the exception for roofs over ventilated attics applies to the small office prototype. The rest of the selected prototypes are affected. Average incremental material costs only were estimated for an average EPDM and TPO that does not meet the 90.1-2010 requirements compared to the same corresponding materials that do meet the requirements. Labor is assumed to be the same for both 90.1-2007 and 90.1-2010 cases. The TPO membrane with the higher requirements adds no cost. The EPDM requires a special finish to meet the requirements which adds $0.15/ft2. The source for these incremental costs is DOE Building Technologies Guidelines for Selecting Cool Roofs (DOE 2010). | DOE Building Technologies Guidelines for Selecting Cool Roofs DOE. 2010. “Guidelines for Selecting Cool Roofs”, V1.2. U.S. Department of Energy, Washington, D.C. Accessed October 25, 202. http://www1.eere.energy.gov/femp/pdfs/coolroofguide.pdf |  |  | Roof area, ft2
0 | [18 empty] | Roof finish costs per ft2 on this line | [28 empty] | 0.95 | [6 empty] | 0.1425 | 0 | 1.0925 |  | 40 | 0.95 |  |  |  | 0 |  | 0.15889 | 0 | 1.1089 | 1.0925
0 | 1 | 1 | 1 | 0 | 0 | [6 empty] | Need in CZ 1-3 |  | Large Office |  |  |  | 38400 | Large Office |  |  |  | 38400 | [24 empty] | 5760 | [6 empty] | 864 | 0 | 6624 |  | 40 | 5760 |  |  |  | 0 |  | 963.36 | 0 | 6723.36 | 6624
0 | 1 | 1 | 1 | 0 | 0 | [6 empty] | Need in CZ 1-3 |  | Standalone Retail |  |  |  | 24742 | Standalone Retail |  |  |  | 24742 | [24 empty] | 3711.3 | [6 empty] | 556.695 | 0 | 4267.995 |  | 40 | 3711.3 |  |  |  | 0 |  | 620.7149 | 0 | 4332.0149 | 4267.995
0 | 1 | 1 | 1 | 0 | 0 | [6 empty] | Need in CZ 1-3 |  | Primary School |  |  |  | 73960 | Primary School |  |  |  | 73960 | [24 empty] | 11094 | [6 empty] | 1664.1 | 0 | 12758.1 |  | 40 | 11094 |  |  |  | 0 |  | 1855.4715 | 0 | 12949.4715 | 12758.1
0 | 1 | 1 | 1 | 0 | 0 | [6 empty] | Need in CZ 1-3 |  | Small Hotel |  |  |  | 43200 | Small Hotel |  |  |  | 43200 | [24 empty] | 6480 | [6 empty] | 972 | 0 | 7452 |  | 40 | 6480 |  |  |  | 0 |  | 1083.78 | 0 | 7563.78 | 7452
0 | 1 | 1 | 1 | 0 | 0 | [6 empty] | Need in CZ 1-3 |  | Mid-rise Apartment |  |  |  | 33700 | Mid-rise Apartment |  |  |  | 33700 | [24 empty] | 5055 | [6 empty] | 758.25 | 0 | 5813.25 |  | 40 | 5055 |  |  |  | 0 |  | 845.4488 | 0 | 5900.4487 | 5813.25
0 | [11 empty] | Vestibule Addendum 90.1-07q 90.1-2010 section 5.4.3.4 Add to small office in CZ-4A, 4B, 4C |  | No vestibule. Glazed entry include two 3 ft. swinging doors 9 ft. height by 12 ft. wide meeting 90.1 glazing performance requirements. Lobby area on interior same width as entry with side walls wood framed witth gypsum board separating lobby from adjacent spaces. Separate out by climate, if glazing performance by climate zone results in different glazing costs. This is the same as the outer entry and lobby walls as for 90.1-2010. No baseline cost. | baseline entry estimated assumed by PNNL based on experience |  | not used | not used | Vestibule is 10 ft. hight by 12 ft. wide by by 7 ft. deep (7 ft. is the minimum depth in this requirement) into the building interior, glazed on interior entry wall, side walls wood framed witth gypsum board. Side walls same as 90.1-2007 baseline. Exterior entry is the same as in 90.1-2007 baseline. Interior entry wall is floor to ceiling storefront, fully glazed including entry door. Interior entry storefront and swinging door glazing are all storefront with 3/8" plate glass without low-e with total area of 120 ft2, 78 ft2 glazing with two storefront 3 ft. by 7 ft. doors Climate zone 4 is the only climate zone which has a vestibule added by this addendum under 90.1-2010. For IECC 2009 to 2012, there are no differences in the vestibule requirements, so no costs. For comparison between 90.1-2007 and IECC 2012, vestibule is added for climate zone 3 as well as 4. | Added vestibule entry estimated by PNNL to match the minimum required vestibule and based on experience. Costs for added interior entry wall from RS Means Construction Cost Data 2012 08 43 0500 |  | not used | Interior storefront entry, ft2
0 | 0 | 0 | 0 | 1 | 0 | [8 empty] | Small Office No vestibule |  |  |  |  | Small Office Added - climate zone 1 |  |  |  | 120 | [14 empty] | 40 | [9 empty] | 2460 | 2 Glaz | 46.2 | 12.84 | 593.208 |  |  | 457.9812 | 0 | 3511.1892 |  | 40 | 2460 | 2 Glaz | 46.2 | 21.186 | 978.7932 |  | 572.4954 | 0 | 4011.2886 | 3511.1892
0 | [11 empty] | Air Leakage for Windows and Doors Addendum 90.07am 90.1-2010 section 5.4.3.2 |  | Air leakage requirements for doors and windows in 90.1-2007 require that leakage not exceed 1.0 cfm/ft2 for glazed swinging entrance doors and revolving doors, and 0.4 cfm/ft2 for all other products. Testing is done in accordance with NFRC 400. There is an exception for field fabricated fenestration and doors. No base cost is listed under 90.1-2007. An incremental cost is shown under 90.1-2010. Description of the window assembles under 90.1-2007 is included here for comparison. |  |  | Window area including doors, or skylight area. Areas include framing. ft2 |  | Air leakage requirements for doors and windows in 90.1-2010 vary by type of window. Listed here are the leakage values for types with cost estimates in this analysis. See 90.1-2010 5.4.3.2 for testing methods. * Curtainwall and storefront 0.06 cfm/ft2 * Skylights 0.3 cfm/ft2 or 0.5 cfm/ft2 depending on testing method. Assume the 0.3 cfm/ft2 reflects a reduction in leakage from the 0.4 cfm/ft2 required in 90.1-2007. *All other products 0.2 cfm/ft2 or 0.3 cfm/ft2 depending on testing method. 90.1 Envelope Subcommittee members indicate that the air leakage requirements in 2010 reflect common practice that has been in place for many years even since before 90.1-2007 for many producst. In reality, building projects in states adopting the newer Standard will not see an increase in project costs for this provision. However, the modeled energy savings reflects this change being codified and not identified previously in the 90.1 code development, so a cost estimate is developed. Determining the cost difference is difficult with no window products available applicable to the prototype models that do not meet the current air leakage requirements. A curtainwall manufacturer technical expert said that infiltration has been tightened over time for two reasons unrelated to specific air leakage standards, 1) reduced u-factors, u-factor testing is affected by leakage rates, 2) moisture infiltration and concerns about mold and associated liability. The changes have been achieved primarily in design, not manufacturing. The technical expert indicated that this engineering effort translates into an average of around $0.05/ft2 to $0.10/ft2 of window area. This cost is related to the volume of project sales, which is considerably higher for manufactured windows than for curtain wall systems. As a result, this cost is estimated as an incremental material cost of $0.05/ft2 of window area for all of the windows. | 90.1 Envelope Subcommittee members individual opinions. Interview with K. Best, Benson Industries, window curtainwall, storefront and custom manufactured windows |  | Window area including doors, or skylight area. Areas include framing. | Material cost per ft2
0 | 1 | 1 | 1 | 1 | 1 | [8 empty] | Small Office - Fixed metal frame windows, double glazed, average of with and without thermal break, leakage rate maximum 0.4 cfm/ft2. |  |  | 165 |  | Fixed metal frame windows, double glazed, average of with and without thermal break, leakage rate maximum 0.2 or 0.3 cfm/ft2 - see note above on testing methods. |  |  | 165 | 0.05 | [24 empty] | 8.25 |  |  |  | 0 | 0 | 0 | 1.2375 | 0 | 9.4875 |  | 40 | 8.25 | [5 empty] | 1.3798 | 0 | 9.6298 | 9.4875
0 | 1 | 1 | 1 | 1 | 1 | [8 empty] | Large Office Windows - Ribbon windows in prototype, assumed to be curtain wall average without thermal break/thermally improved/thermal break. Site-built, no leakage rate required |  |  | 40320 |  | Large Office Windows - Ribbon windows in prototype, assumed to be curtain wall average without thermal break/thermally improved/thermal break. Site-built, no leakage rate required |  |  | 40320 | 0.05 | [24 empty] | 2016 |  |  |  | 0 | 0 | 0 | 302.4 | 0 | 2318.4 |  | 40 | 2016 | [5 empty] | 337.176 | 0 | 2353.176 | 2318.4
0 | 1 | 1 | 1 | 1 | 1 | [8 empty] | Standalone Retail Windows - Fixed metal frame windows, double glazed, average of with and without thermal break, leakage rate maximum 0.4 cfm/ft2. |  |  | 581 |  | Standalone Retail Windows - Fixed metal frame windows, double glazed, average of with and without thermal break, leakage rate maximum 0.4 cfm/ft2. |  |  | 581 | 0.05 | [24 empty] | 29.05 |  |  |  | 0 | 0 | 0 | 4.3575 | 0 | 33.4075 |  | 40 | 29.05 | [5 empty] | 4.8586 | 0 | 33.9086 | 33.4075
0 | 1 | 1 | 1 | 1 | 1 | [8 empty] | Standalone Retail Skylights - Double glazed skylight, white, curbed, leakage rate 0.4 cfm/ft2 |  |  | 72 |  | Standalone Retail Skylights - Double glazed skylight, white, curbed, leakage rate 0.4 cfm/ft2 |  |  | 72 | 0.05 | [24 empty] | 3.6 |  |  |  | 0 | 0 | 0 | 0.54 | 0 | 4.14 |  | 40 | 3.6 | [5 empty] | 0.6021 | 0 | 4.2021 | 4.14
0 | 1 | 1 | 1 | 1 | 1 | [8 empty] | Primary School Windows - Fixed metal frame windows, double glazed, average of with and without thermal break, leakage rate maximum 0.4 cfm/ft2. |  |  | 9215 |  | Primary School Windows - Fixed metal frame windows, double glazed, average of with and without thermal break, leakage rate maximum 0.4 cfm/ft2. |  |  | 9215 | 0.05 | [24 empty] | 460.75 |  |  |  | 0 | 0 | 0 | 69.1125 | 0 | 529.8625 |  | 40 | 460.75 | [5 empty] | 77.0604 | 0 | 537.8104 | 529.8625
0 | 1 | 1 | 1 | 1 | 1 | [8 empty] | Primary School Skylights - Double glazed skylight, white, curbed, leakage rate 0.4 cfm/ft2 |  |  | 144 |  | Primary School Skylights - Double glazed skylight, white, curbed, leakage rate 0.4 cfm/ft2 |  |  | 144 | 0.05 | [24 empty] | 7.2 |  |  |  | 0 | 0 | 0 | 1.08 | 0 | 8.28 |  | 40 | 7.2 | [6 empty] | 0 | 7.2 | 8.28
0 | 1 | 1 | 1 | 1 | 1 | [8 empty] | Small Hotel Windows - Fixed metal frame windows, double glazed, average of with and without thermal break, leakage rate maximum 0.4 cfm/ft2. |  |  | 4649 |  | Small Hotel Windows - Fixed metal frame windows, double glazed, average of with and without thermal break, leakage rate maximum 0.4 cfm/ft2. |  |  | 4649 | 0.05 | [24 empty] | 232.45 |  |  |  | 0 | 0 | 0 | 34.8675 | 0 | 267.3175 |  | 40 | 232.45 | [5 empty] | 38.8773 | 0 | 271.3273 | 267.3175
0 | 1 | 1 | 1 | 1 | 1 | [8 empty] | Mid-rise Apartments WindowsResidential vertical slider metal frame windows, double glazed without thermal break, leakage rate maximum 0.4 cfm/ft2 |  |  | 1751 |  | Mid-rise Apartments WindowsResidential vertical slider metal frame windows, double glazed without thermal break, leakage rate maximum 0.4 cfm/ft2 |  |  | 1751 | 0.05 | [24 empty] | 87.55 |  |  |  | 0 | 0 | 0 | 13.1325 | 0 | 100.6825 |  | 40 | 87.55 | [5 empty] | 14.6427 | 0 | 102.1927 | 100.6825
0 | [11 empty] | Building Envelope Air Sealing Addendum 90.07bf 90.1-2010 section 5.4.3.1 |  | 90.1-2007, section 5.4.3.1 Building Envelope Sealing requires sealing, caulking, gasketing, and weatherization to minimize air leakage of a list of seven building envelope components that include the entire building enclosures joints, seams, junctions, openings, between components such as wall and roof sections, and fenestration. There are no costs in this section. Costs are estimated under 90.1-2010 as incremental added costs. |  |  |  |  | 90.1-2010 Section 5.4.3.1 requires the building envelope to be designed and constructed with a continuous air barrier, but the definition of continuous air barrier is "the combination of interconnected materials, assemblies, and sealed joints and components of the building envelope that minimize air leakage into or out of the building envelope." No specific leakage rate or testing is required. This definition allows the requirement to be met as in 90.1-2007, with sealing of joints etc. at component boundaries. There are some additional air barrier design requirements, and a section of materials such as plywood etc. that are required to meet a pressure differential of 0.3 in. w.g. under test conditions. Members of the 90.1 Envelope Subcommittee supported the interpretation that a continuous membrane air sealing system is not required, and that the requirement primarily increase quality assurance and quality control (QA/QC) of the building air sealing. This cost is estimated by PNNL based on the cost of building envelope commissioning although commissioning is not required to meet 90.1. Blower door or other testing costs are not included. The incremental cost is assumed by PNNL to be 25% (in the absence of any more accurate value) of the cost of the portion of envelope/enclosure commissioning associated primarily with air sealing. The costs are shown as total cost under labor, not commissioning in the estimate, with no additional OH&P. Two commissioning firms shared views about the cost and scope of envelope commissioning which includes involvement throughout design such as development of owner requirements, and design reviews, and throughout construction including review of submittals, and frequent site inspections during the core air barrier installation period. One commissioning agent provided a total building envelope commissioning cost of $0.25 to $0.45/ft2 (without physical testing) for a range of building sizes with about 25% of that focused on air sealing, with the rest focused primarily on water and moisture control (Epsten Group). The other commissioning agent emphasized that the costs do not vary substantially with building size and provided an estimate on the order of $60,000 for mid-range size and complexity buildings and an estimate that about 50% of that is associated with air sealing (WJE). Both firms emphasized the air sealing and water and moisture control are integrated and any separation is rough. Costs per square foot are higher for smaller buildings as there are fixed costs to provide the basic level of service including reporting, meetings, and site visits. Costs are higher for more complex buildings such as laboratories and hospitals with tighter requirements for pressurization and air changes. The primary consumers of these services currently are government and institutional building projects, and the scope and costs may vary as the commercial market grows. A base cost of $10,000 plus $0.40/ft2 is assumed by PNNL as a starting point. 10% of this, or $1,000 plus $0.04/ft2 is assumed to be the cost of the additional envelope QA/QC for this addendum (37.5% for air sealing out of total envelope commissioning multiplied by 25% of for added QA/QC for 90.1-2010 relative to the air sealing envelope commissioning rounded up). Costs are treated as commissioning. | 90.1 Envelope Subcommittee members D. Draper and K. Dehganian, Epsten Group F. Aldous, WJE PNNL staff A source on building envelope/enclosure commissioning, NIBS Guideline 3-2012 Building Enclosure Commissioning Process BECx is available at http://www.wbdg.org/ccb/browse_doc.php?d=7167 |  |  | Total Floor Area, ft2
0 | 1 | 1 | 1 | 1 | 1 | [8 empty] | Small Office Air Sealing |  |  |  |  | Small Office |  |  |  | 5500 | [32 empty] | 1220 | 1220 |  | 40 | 0 | 0 | 0 | 0 | 0 |  | 0 | 0 | 0 | 1220
0 | 1 | 1 | 1 | 1 | 1 | [8 empty] | Large Office Air Sealing |  |  |  |  | Large Office |  |  |  | 498640 | [32 empty] | 20945.6 | 20945.6 |  | 40 | 0 | 0 | 0 | 0 | 0 |  | 0 | 0 | 0 | 20945.6
0 | 1 | 1 | 1 | 1 | 1 | [8 empty] | Standalone Retail Air Sealing |  |  |  |  | Standalone Retail |  |  |  | 24690 | [32 empty] | 1987.6 | 1987.6 |  | 40 | 0 | 0 | 0 | 0 | 0 |  | 0 | 0 | 0 | 1987.6
0 | 1 | 1 | 1 | 1 | 1 | [8 empty] | Primary School Air Sealing |  |  |  |  | Primary School |  |  |  | 73970 | [32 empty] | 3958.8 | 3958.8 |  | 40 | 0 | 0 | 0 | 0 | 0 |  | 0 | 0 | 0 | 3958.8
0 | 1 | 1 | 1 | 1 | 1 | [8 empty] | Small Hotel Air Sealing |  |  |  |  | Small Hotel |  |  |  | 43210 | [32 empty] | 2728.4 | 2728.4 |  | 40 | 0 | 0 | 0 | 0 | 0 |  | 0 | 0 | 0 | 2728.4
0 | 1 | 1 | 1 | 1 | 1 | [8 empty] | Mid-rise Apartment Air Sealing |  |  |  |  | Mid-rise Apartment |  |  |  | 33740 | [32 empty] | 2349.6 | 2349.6 |  | 40 | 0 | 0 | 0 | 0 | 0 |  | 0 | 0 | 0 | 2349.6
0 | [11 empty] | Skylights Added for Daylighting Addendum 90.1-07ab and 90.1-07dd 90.1-2010 section 5.5.4.2.3 |  | There are no requirements to include skylights in 90.1-2007. Some of the selected prototypes for the cost effectiveness analysis include some skylights based on prevalence of these in real buildings: primary school mulitipurpose room, and standalone retail core retail space. The addenda add skylight area to the standalone retail only; primary school baseline meets the skylight area requirement already. There are no baseline costs shown, just the incremental costs under the 90.1-2010 costs |  |  |  |  | The addenda require enclosed area larger than 5,000 ft2 directly under a roof with 15' ceiling height or greater for selected space types to include skylights so the that toplit area is at least half of the floor area. Minimum skylight area is 3% of the daylit areas with a skylight visible transmittance of at least 40%, or sufficient to provide an effective aperature of a least 1%. Primary School and Standalone Retail are potentially affectd out of the selected prototypes, but primary school already includes sufficient skylights in the affected area, the multi-purpose room. Standalone retail does have some skylights in the core retail space subject to the requirement, but some additional skylights much be added. According to the analysis described in the Achieving the 30% Goal report, an additional 184 ft2 of skylight. Skylight costs/ft2 are from envelope costs above for corresponding climate and skylight type. | Faithful and Gould, commercial envelope cost data base. Labor crew and rate adjusted for RS Means Construction Cost Data 2012 | added skylight area, ft2 90.1-2010 | added skylight area, ft2 IECC-2012 Need to enter correct value below | Area for selected state | [23 empty] | Cost $/ft2 |  |  |  | Cost $/ft2
0 | 1 | 1 | 1 | 1 | 1 | [8 empty] | Standalone Retail - no baseline costs |  |  |  |  | Climate Zone 1 for state |  | 184 | 184 | 184 | [23 empty] | #N/A | #N/A |  |  | #N/A | #N/A |  |  | #N/A | 0 | #N/A |  | 40 | #N/A |  |  | #N/A | #N/A |  | #N/A | 0 | #N/A | #N/A
0 | 1 | 1 | 1 | 1 | 1 | [8 empty] | Standalone Retail - no baseline costs |  |  |  |  | Climate Zone 2 for state |  | 184 | 184 | 184 | [23 empty] | 0 | 0 |  |  | 0 | 0 |  |  | 0 | 0 | 0 |  | 40 | 0 |  |  | 0 | 0 |  | 0 | 0 | 0 | 0
0 | 1 | 1 | 1 | 1 | 1 | [8 empty] | Standalone Retail - no baseline costs |  |  |  |  | Climate Zone 3 for state |  | 184 | 184 | 184 | [23 empty] | #N/A | #N/A |  |  | #N/A | #N/A |  |  | #N/A | 0 | #N/A |  | 40 | #N/A |  |  | #N/A | #N/A |  | #N/A | 0 | #N/A | #N/A
0 | 1 | 1 | 1 | 1 | 1 | [8 empty] | Standalone Retail - no baseline costs |  |  |  |  | Climate Zone 4 for state |  | 184 | 184 | 184 | [23 empty] | 0 | 0 |  |  | 0 | 0 |  |  | 0 | 0 | 0 |  | 40 | 0 |  |  | 0 | 0 |  | 0 | 0 | 0 | 0
0 | 1 | 1 | 1 | 1 | 1 | [8 empty] | Standalone Retail - no baseline costs |  |  |  |  | Climate Zone 5 for state |  | 184 | 184 | 184 | [23 empty] | #N/A | #N/A |  |  | #N/A | #N/A |  |  | #N/A | 0 | #N/A |  | 40 | #N/A |  |  | #N/A | #N/A |  | #N/A | 0 | #N/A | #N/A
0 | [11 empty] | 90.1 Section 8 Power
0 | [11 empty] | Transformer Efficiency Addendum 90.13 bt 90.1-2016 section 8.4.4 |  | Addendum 90.1-13bt incorporates the Federal (EPACT 2005; DOE-2016) regulations for low-voltage dry-type distribution transformers. This requires increased efficiency compared with 90.1-2013. For the 90.1-07, costs for transformers is developed for the 3-phase tranformers, aluminum wound in the size ranges in Table 8.1 in 90.1-2010 section 8.1.2 up to 150 kVa. Costs are middle of the market cost estimates at today's prices for transformers with efficiencies that existed prior to implementation of EPACT 2005. The efficiency of older transformers are assumed consistent with the analysis presented in Achieving the 30% Goal (reference under Source). For reference, analysis for 75 kVA transformer used a base 96.6% versus 98.2% for 90.1-2010. Based on information from transformer manufacturers, the cost estimate is 5% less for material costs compared to the 90.1-2010 efficiency transformers. Only material costs are shown, labor is the same for both years of 90.1. This same percentage approach is applied for the transformers with an inflation factor applied based on Means differences. Note that in reality, projects will not see an increase in transformer costs due to implementing 90.1-2010 as the code for a government jurisdiction, as the price difference was absorbed years ago, and the lower efficiency units are not available. Costs are developed for the prototypes that are larger than 50,000 ft2, and transformer quantity and sizes are developed for total plug load power, and incandescent lighting, which are what are generally served by step-down transformers. Transformers are sized so that peak load is 75% of the transformer capacity. Baseline efficiencies are not computed for all sizes. A partload curve for 75 kVA was developed for savings analysis for this addendum as documented in the Achieving the 30% Goal... was based on a 75 kVa transformer. | Efficiency analysis - Achieving the 30% Goal: Energy and Cost Savings, Thornton et al. 2011, PNNL-20405 This 5% difference is based on two conversations with manufacturers by Faithful and Gould staff. 1) Square D Technical Support 1-888-778-2733, list transformer pricing remains unchanged from 2007 through 2012. 2) Tierney Transformer Company - the pricing for transformers not meeting EPACT 2005 and not regulated by 90.1 2007 were about 10% less than today's pricing in comparison at today's pricing. | look at rulemaking data |  | Transformer Efficiency | Addendum 90.1-2010 section 8.1.2 incorporates the Federal (EPACT 2005) regulations for low-voltage dry-type distribution transformers. Minimum efficiency values are in Table 8.1. The 90.1-2010 costs for transformers are developed for the current market 3-phase tranformers, aluminum wound in the size ranges and efficiencies in Table 8.1 in 90.1-2010 section 8.1.2 up to 150 kVa. Only material costs are shown, labor is the same for both years of 90.1. Note that in reality, projects will not see an increase in transformer costs due to implementing 90.1-2010 as the code for a government jurisdiction, as the price difference was absorbed years ago, and the lower efficiency units are not available. Costs are developed for the prototypes that are larger than 50,000 ft2, and transformer quantity and sizes are developed for total plug load power, and incandescent lighting, which are what are generally served by step-down transformers. Transformers are sized so that peak load is 75% of the transformer capacity. | Faithful and Gould staff. 1) Square D 2) Tierney Transformer Company |  | Transformer Size, kVa | Transformer Efficiency |  | Inflation factor from 2012 to 2018; included in cost adjustments
0 | [13 empty] | Standard size transformers, 90.1-2013 |  |  |  |  | Standard size transformers kVa, 90.1-2016 | [25 empty] | 0
0 | [13 empty] | 15 |  |  |  | 97 | 15 |  |  | 15 | 97.89 |  | 1.28 |  |  | 1050.6834 | [6 empty] | 495.9226 | 1546.6059 |  | 30 | [6 empty] | 0 |  |  | 1105.9825 | [6 empty] | 522.0237 |  | 1628.0062 |  | 30 | 1105.9825 | [5 empty] | 184.9756 |  | 1290.9581 | 81.4003
0 | [13 empty] | 30 |  |  |  | 97.5 | 30 |  |  | 30 | 98.23 |  | 1.28 |  |  | 1110.1066 | [6 empty] | 523.9703 | 1634.0769 |  | 30 | [6 empty] | 0 |  |  | 1168.5332 | [6 empty] | 551.5477 |  | 1720.0809 |  | 30 | 1168.5332 | [5 empty] | 195.4372 |  | 1363.9704 | 86.004
0 | [13 empty] | 45 |  |  |  | 97.7 | 45 |  |  | 45 | 98.4 |  | 1.28 |  |  | 1342.4122 | [6 empty] | 633.6186 | 1976.0308 |  | 30 | [6 empty] | 0 |  |  | 1413.0655 | [6 empty] | 666.9669 |  | 2080.0324 |  | 30 | 1413.0655 | [5 empty] | 236.3352 |  | 1649.4007 | 104.0016
0 | [13 empty] | 75 |  |  |  | 98 | 75 |  |  | 75 | 98.6 |  | 1.28 |  |  | 2000.9729 | [6 empty] | 944.4592 | 2945.4321 |  | 30 | [6 empty] | 0 |  |  | 2106.2872 | [6 empty] | 994.1676 |  | 3100.4548 |  | 30 | 2106.2872 | [5 empty] | 352.2765 |  | 2458.5638 | 155.0227
0 | [13 empty] | 112.5 |  |  |  | 98.2 | 112.5 |  |  | 112.5 | 98.74 |  | 1.28 |  |  | 2620.6484 | [6 empty] | 1236.946 | 3857.5944 |  | 30 | [6 empty] | 0 |  |  | 2758.5772 | [6 empty] | 1302.0485 |  | 4060.6257 |  | 30 | 2758.5772 | [5 empty] | 461.372 |  | 3219.9493 | 203.0313
0 | [13 empty] | 150 |  |  |  | 98.3 | 150 |  |  | 150 | 98.83 |  | 1.28 |  |  | 3811.7472 | [6 empty] | 1799.1447 | 5610.8919 |  | 30 | [6 empty] | 0 |  |  | 4012.3655 | [6 empty] | 1893.8365 |  | 5906.202 |  | 30 | 4012.3655 | [5 empty] | 671.0681 |  | 4683.4336 | 295.3101
0 | 1 | 1 | 1 | 1 | 1 |  | 1 | [6 empty] | Large Office (2) 112.5 kVA, (2) 150 kVA transformers at assumed baseline efficiency |  |  |  |  | Large Office (2) 112.5 kVA, (2) 150 kVA transformers at assumed baseline efficiency |  |  | (2) 112.5, (2) 150 | [5 empty] | 12864.7912 | [6 empty] | 1929.7187 | 14794.5099 |  | 30 | [6 empty] | 0 |  |  | 13541.8855 | [6 empty] | 2031.2828 |  | 15573.1683 |  | 30 | 13541.8855 | [5 empty] | 2264.8803 |  | 15806.7658 | 778.6584
0 | 1 | 1 | 1 | 1 | 1 |  |  |  | 1 |  |  |  |  | Primary School (2) 75 kVA transformers at assumed baseline efficiency |  |  |  |  | Primary School (2) 75 kVA transformers at assumed baseline efficiency |  |  | (2) 75 | [5 empty] | 4001.9458 | [6 empty] | 600.2919 | 4602.2376 |  | 30 | [6 empty] | 0 |  |  | 4212.5745 | [6 empty] | 631.8862 |  | 4844.4607 |  | 30 | 4212.5745 | [5 empty] | 704.5531 |  | 4917.1276 | 242.223
0 | [11 empty] | Receptacle Occupancy Control Addendum 90.1-10bf 90.1-2013 section 8.4.2 |  | 90.1-2010 has requirements for receptacle load control; however those spaces are not included here. Only space types with new requirements are listed here, so the baseline costs are for outlets wired without control. Using means cost and labor, assume 3 x 25 (75) feet of wire per outlet. Basis: 16 outlets per occupancy sensor zone. Unit costs shown on this row to right are costs per control relay with 8 controlled outlets. | Plug Load Density, W/ft2 | Affected Area | Assumed number of watts/control relay | Number of control relays - nearest half | Addendum 90.1-10bf expands those requirements to additional areas by adding conference rooms, print/copy rooms, break rooms, and classrooms other than computer classrooms to the list of spaces requiring control and reducing the time to shut-off power when using an occupancy sensor to 20 minutes instead of 30 minutes. The cost estimate was based on occupancy sensor control. The cost estimate is based on occupancy sensor control using lighting occupancy sensors, plug load power relays, additional wiring, and additional labor for split receptacles. Using means cost and labor, assume 4 x 25 (100) feet of wire per outlet. Basis: 16 outlets (split) per occupancy sensor zone, and occupancy sensors installed for lighting with power pack required. Note that for larger areas, up to 32 outlets could be controlled, each with a split circuitry. The cost is based on 16 outlets per zone, 8 controlled and 8 uncontrolled. | Cost source: Watt stopper digital power pack cost from Kele controls. For smaller areas, simple bare contact added to existing lighting occupancy sensors acheives result at lower cost. Below - Plug Load Density, W/ft2 | Affected Area | Assumed number of watts/ control relay | Number of control relays |  |  |  |  | 150 | Unit cost per 16 uncontrolled outlets |  |  | 487.5 | Unit cost per 16 uncontrolled outlets | [5 empty] | one third cost requires replacement |  |  |  | one third cost requires replacement |  |  |  |  | 419.9 | Unit cost per control relay on 8 outlets, with 8 uncontrolled outlets |  |  | 765 | Unit cost per control relay on 8 outlets, with 8 uncontrolled outlets | [6 empty] | one third cost requires replacement |  |  |  | one third cost requires replacement
[48 empty] | 419.9 |  |  |  | 765
[14 empty] | RS Means 2014 Mech. Book 26 05 19.90 0030 Wire #12 copper type THW, solid, C.L.F | [11 empty] | 12 | 12.5 | 150 |  |  | 39 | 487.5 | [13 empty] | 16 | 12.5 | 200 |  | 39 |  | 624
[14 empty] | 26 27 26.10 3600 Relays, 120 V or 277 V standard Ea. | [31 empty] | 1 | 41 | 41 |  | 35.5 |  | 35.5
[14 empty] | 26 09 23.10 0200 Remote power pack | [31 empty] | 1 | 33 | 33 |  | 44.5 |  | 44.5
[14 empty] | Grainger 2014 6DXE6 Occupancy Sensor | [31 empty] | 1 | 145.9 | 145.9 |  | 61 |  | 61
0 | 1 | 1 | 1 | 1 | 1 | 1 | [7 empty] | Small Office - Break Room | 0.63 | 110 | 528 | 0.5 | Small Office - Break Room | 0.63 | 110 | 528 | 0.5 |  |  |  |  | 75 |  |  |  | 243.75 |  |  | 91.8 | 410.55 |  | 20 | 25 |  |  |  | 131.8688 |  | 53.7112 | 210.5799 |  | 209.95 |  |  |  | 382.5 |  |  | 170.6256 |  | 763.0756 |  | 20 | 69.9833 |  |  |  | 206.9325 |  | 103.6385 |  | 380.5543 | 352.5256
0 | 1 | 1 | 1 | 1 | 1 | 1 | [7 empty] | Small Office - Conference Room | 0.63 | 440 | 528 | 1 | Small Office - Conference Room | 0.63 | 440 | 528 | 1 |  |  |  |  | 150 |  |  |  | 487.5 |  |  | 183.6 | 821.1 |  | 20 | 50 |  |  |  | 263.7375 |  | 107.4224 | 421.1599 |  | 419.9 |  |  |  | 765 |  |  | 341.2512 |  | 1526.1512 |  | 20 | 139.9667 |  |  |  | 413.865 |  | 207.2769 |  | 761.1086 | 705.0512
0 | 1 | 1 | 1 | 1 | 1 |  | 1 | [6 empty] | Large Office - Classroom | 0.75 | 1895 | 528 | 3 | Large Office - Classroom | 0.75 | 1895 | 528 | 3 |  |  |  |  | 450 |  |  |  | 1462.5 |  |  | 550.8 | 2463.3 |  | 20 | 150 |  |  |  | 791.2125 |  | 322.2672 | 1263.4797 |  | 1259.7 |  |  |  | 2295 |  |  | 1023.7536 |  | 4578.4536 |  | 20 | 419.9 |  |  |  | 1241.595 |  | 621.8308 |  | 2283.3258 | 2115.1536
0 | 1 | 1 | 1 | 1 | 1 |  | 1 | [6 empty] | Large Office - Break Room | 0.75 | 1147 | 528 | 2 | Large Office - Break Room | 0.75 | 1147 | 528 | 2 |  |  |  |  | 300 |  |  |  | 975 |  |  | 367.2 | 1642.2 |  | 20 | 100 |  |  |  | 527.475 |  | 214.8448 | 842.3198 |  | 839.8 |  |  |  | 1530 |  |  | 682.5024 |  | 3052.3024 |  | 20 | 279.9333 |  |  |  | 827.73 |  | 414.5539 |  | 1522.2172 | 1410.1024
0 | 1 | 1 | 1 | 1 | 1 |  | 1 | [6 empty] | Large Office - Conference Room | 0.75 | 7729 | 528 | 11 | Large Office - Conference Room | 0.75 | 7729 | 528 | 11 |  |  |  |  | 1650 |  |  |  | 5362.5 |  |  | 2019.6 | 9032.1 |  | 20 | 550 |  |  |  | 2901.1125 |  | 1181.6464 | 4632.7589 |  | 4618.9 |  |  |  | 8415 |  |  | 3753.7632 |  | 16787.6632 |  | 20 | 1539.6333 |  |  |  | 4552.515 |  | 2280.0464 |  | 8372.1947 | 7755.5632
0 | 1 | 1 | 1 | 1 | 1 |  |  | 1 | [5 empty] | Standalone Retail - Classroom | 0.7 | 99 | 528 | 0.5 | Standalone Retail - Classroom | 0.7 | 99 | 528 | 0.5 |  |  |  |  | 75 |  |  |  | 243.75 |  |  | 91.8 | 410.55 |  | 20 | 25 |  |  |  | 131.8688 |  | 53.7112 | 210.5799 |  | 209.95 |  |  |  | 382.5 |  |  | 170.6256 |  | 763.0756 |  | 20 | 69.9833 |  |  |  | 206.9325 |  | 103.6385 |  | 380.5543 | 352.5256
0 | 1 | 1 | 1 | 1 | 1 |  |  | 1 | [5 empty] | Standalone Retail - Break Room | 0.7 | 272 | 528 | 0.5 | Standalone Retail - Break Room | 0.7 | 272 | 528 | 0.5 |  |  |  |  | 75 |  |  |  | 243.75 |  |  | 91.8 | 410.55 |  | 20 | 25 |  |  |  | 131.8688 |  | 53.7112 | 210.5799 |  | 209.95 |  |  |  | 382.5 |  |  | 170.6256 |  | 763.0756 |  | 20 | 69.9833 |  |  |  | 206.9325 |  | 103.6385 |  | 380.5543 | 352.5256
0 | 1 | 1 | 1 | 1 | 1 |  |  | 1 | [5 empty] | Standalone Retail - Conference Room | 0.7 | 25 | 528 | 0.5 | Standalone Retail - Conference Room | 0.7 | 25 | 528 | 0.5 |  |  |  |  | 75 |  |  |  | 243.75 |  |  | 91.8 | 410.55 |  | 20 | 25 |  |  |  | 131.8688 |  | 53.7112 | 210.5799 |  | 209.95 |  |  |  | 382.5 |  |  | 170.6256 |  | 763.0756 |  | 20 | 69.9833 |  |  |  | 206.9325 |  | 103.6385 |  | 380.5543 | 352.5256
0 | 1 | 1 | 1 | 1 | 1 |  |  |  | 1 |  |  |  |  | Primary School - Classroom | 1.39 | 35829 | 528 | 94.5 | Primary School - Classroom | 1.39 | 35829 | 528 | 94.5 |  |  |  |  | 14175 |  |  |  | 46068.75 |  |  | 17350.2 | 77593.95 |  | 20 | 4725 |  |  |  | 24923.1937 |  | 10151.4168 | 39799.6105 |  | 39680.55 |  |  |  | 72292.5 |  |  | 32248.2384 |  | 144221.2884 |  | 20 | 13226.85 |  |  |  | 39110.2425 |  | 19587.6711 |  | 71924.7636 | 66627.3384
0 | 1 | 1 | 1 | 1 | 1 |  |  |  | 1 |  |  |  |  | Primary School - Break Room | 1 | 95 | 528 | 0.5 | Primary School - Break Room | 1 | 95 | 528 | 0.5 |  |  |  |  | 75 |  |  |  | 243.75 |  |  | 91.8 | 410.55 |  | 20 | 25 |  |  |  | 131.8688 |  | 53.7112 | 210.5799 |  | 209.95 |  |  |  | 382.5 |  |  | 170.6256 |  | 763.0756 |  | 20 | 69.9833 |  |  |  | 206.9325 |  | 103.6385 |  | 380.5543 | 352.5256
0 | 1 | 1 | 1 | 1 | 1 |  |  |  | 1 |  |  |  |  | Primary School - Conference Room | 1 | 380 | 528 | 1 | Primary School - Conference Room | 1 | 380 | 528 | 1 |  |  |  |  | 150 |  |  |  | 487.5 |  |  | 183.6 | 821.1 |  | 20 | 50 |  |  |  | 263.7375 |  | 107.4224 | 421.1599 |  | 419.9 |  |  |  | 765 |  |  | 341.2512 |  | 1526.1512 |  | 20 | 139.9667 |  |  |  | 413.865 |  | 207.2769 |  | 761.1086 | 705.0512
0 | 1 | 1 | 1 | 1 | 1 |  |  |  |  | 1 |  |  |  | Small Hotel - Break Room | 2 | 351 | 528 | 1.5 | Small Hotel - Break Room | 2 | 351 | 528 | 1.5 |  |  |  |  | 225 |  |  |  | 731.25 |  |  | 275.4 | 1231.65 |  | 20 | 75 |  |  |  | 395.6062 |  | 161.1336 | 631.7399 |  | 629.85 |  |  |  | 1147.5 |  |  | 511.8768 |  | 2289.2268 |  | 20 | 209.95 |  |  |  | 620.7975 |  | 310.9154 |  | 1141.6629 | 1057.5768
0 | 1 | 1 | 1 | 1 | 1 |  |  |  |  | 1 |  |  |  | Small Hotel - Conference Room | 0.57 | 864 | 528 | 1 | Small Hotel - Conference Room | 0.57 | 864 | 528 | 1 |  |  |  |  | 150 |  |  |  | 487.5 |  |  | 183.6 | 821.1 |  | 20 | 50 |  |  |  | 263.7375 |  | 107.4224 | 421.1599 |  | 419.9 |  |  |  | 765 |  |  | 341.2512 |  | 1526.1512 |  | 20 | 139.9667 |  |  |  | 413.865 |  | 207.2769 |  | 761.1086 | 705.0512
0 | 1 | [10 empty] | 90.1 Section 10 Other
0 | 1 | [10 empty] | Motor Efficiency Addendum 90.07aj 90.1-2010 section 10.4.1 |  | These costs are covered under mechanical because motors are associated with mechanical equipment capacity. See "Mech Costs Comp" worksheet in this workbook. |  |  |  |  | These costs are covered under mechanical because motors are associated with mechanical equipment capacity. See "Mech Costs Comp" worksheet in this workbook.
0 | 1 | [10 empty] | Elevator Lighting and Exhaust Addendum 90.1-07df 90.1-2010 section 10.4.3 |  | 90.1-2007 does not regulate elevator lighting or exhaust. The baseline lighting system is set to include an efficacy below the 90.1-2010 minimum efficacy of 35 lumens/watt, that also is a reasonable reflection of actual practice. The 90.1 savings analysis include a weighted average for all elevators of an incandescent lighting system a non-incandescent lighting system for a 28 ft2 (see Achieving the 30% Goal). For pricing, a incandescent, and an LED design were developed consistent with typical design alternatives with similar in FC as the 90.1-2010 alternative. The cost for the baseline is a weighted average of 70% incandescent, 30% LED, representing a mix of systems currently in place. 90.1-2007 does not regulate elevator exhaust. The addendum sets a limit of 33W/cfm of exhaust air. The savings analysis did not include any savings for this item, as this threshold is easily met by the products in the market. No costs are identified for this item. The lights and exhaust fan operate continuously in the baseline; there are no control costs. Baseline, incandescent option Fixture 45 W R20, 4 Fixtures, 1 lamp/fixture Price $20, Source www.goodmart.com/products/juno-tc1-4-in-miniature-universal-tc-non-insulated-incandescent-recessed-housing.htm Lamp 45W Halogen R20, 385 lumens (lm), system efficacy 8.5 lm/W, LPD 6.32 W/ft2, 41.3 FC (90% fixture efficiency, coef. of utilization (CU) 0.85), life 2,500 hours Price $3.50, Source www.homedepot.com/buy/philips-duramax-45-watt-r20-incandescent-flood-light-bulb-e-227310.html#.UC0rO6Pt_0M Baseline, LED option Fixtures 7W R20 LED, 6 Fixtures, l lamp/fixture Price $20, Source www.goodmart.com/products/juno-tc1-4-in-miniature-universal-tc-non-insulated-incandescent-recessed-housing.htm Lamp 7W R20 LED, 310 lumens, system efficacy 44 lm/W, LPD 1.47 W/ft2, 50 FC, (90% fixture efficiency, coef. of utilization (CU) 0.85), life 45,000 hrs. Price $23.47, Source www.homedepot.com/Electrical-Light-Bulbs-LED-Light-Bulbs/Philips/h_d1/N- 5yc1vZbm79Z1z0xeukZ15bZ1z132nbZ1z0ykp2/R-203285524/h_d2/ProductDisplay?catalogId=10053&langId=-1&storeId=10051 | PNNL lighting design for lighting selections. Products and costs from online source shown under description. Labor New, RS means Electrical 2012 26 51 13.50 3535 Downlight, recess mount, for both types. 1 fixture, 1 hour Replace, RS Means Electrical 2012 01 93 12.16 2530 | Lamp life | Lamp replacement life/full load equivalent operating hours, used for determining replacement life | Quantity of elevators | 90.1-2010 requires that elevator lighitng have a minimum efficacy of 35 lumens/watt. The 90.1 costs are based on the same LED design described undert the 90.1-2007 description. This lighting system is the sole lighting system priced for the 90.1-2010 case. 90.1-2010 sets a limit of 33W/cfm of exhaust air. The savings analysis did not include any savings for this item, as this threshold is easily met by the products in the market. No costs are identified for this item. The requirement includes a "standby mode" where lights and fans turn off if elevator is unoccupied with doors closed more than 15 minutes. Costs assumed to include an occupancy sensor, and $50 (incorporated with equipment costs) to integrate with control logic for doors and elevator activation. 90.1-2010 LED option- same as Baseline LED option Fixtures 7W R20 LED, 6 Fixtures, l lamp/fixture Price $20, Source www.goodmart.com/products/juno-tc1-4-in-miniature-universal-tc-non-insulated-incandescent-recessed-housing.htm Lamp 7W R20 LED, 310 lumens, system efficacy 44 lm/W, LPD 1.47 W/ft2, 50 FC, (90% fixture efficiency, coef. of utilization (CU) 0.85), lamp life 45,000 hours Price $23.47, Source www.homedepot.com/Electrical-Light-Bulbs-LED-Light-Bulbs/Philips/h_d1/N- 5yc1vZbm79Z1z0xeukZ15bZ1z132nbZ1z0ykp2/R-203285524/h_d2/ProductDisplay?catalogId=10053&langId=-1&storeId=10051 | PNNL lighting design for lighting selections. Products and costs from online source shown under description. Labor - Downlight RS Means Electrical 2012 26 51 13.50 3535, and 13.55 0100 Downlight, recess mount, for both types. | Lamp life | Lamp replacement life/full load equivalent operating hours, used for determining replacement life | Quantity of elevators
0 | 1 | [12 empty] | Baseline R20 Halogen System. Replace all lamps four times/year (rounded). Costs for one elevator. |  | 2500 | 0.28539 | 1 |  |  |  |  | 1 |  |  |  |  | 94 | 1 Elec | 51.5 | 4 | 206 |  |  | 45 | 345 |  | 1 | 56 | 1 Elec | 51.5 | 3.5112 | 180.8268 |  | 35.524 | 272.3508
0 | 1 | [12 empty] | Baseline LED System. Replace all lamps every five years (rounded). Costs for one elevator. |  | 45000 | 5 | 1 |  |  |  |  | 1 |  |  |  |  | 260.82 | 1 Elec | 51.5 | 6 | 309 |  |  | 85.473 | 655.293 |  | 5 | 140.82 | 1 Elec | 51.5 | 1.3167 | 67.8101 |  | 31.2945 | 239.9246
0 | 1 | [12 empty] | Weighted average: Baseline 70% R20 Halogen, 30% LED, replacement for R20 lamps shown on this line. Costs for one elevator. |  |  |  | 1 | 90.1-2010 LED System (same as baseline LED System), replacement shown is lamps only, rounded to 21 years. |  | 45000 | 21 | 1 |  |  |  |  | 144.046 | 1 Elec | 51.5 | 4.6 | 236.9 |  |  | 57.1419 | 438.0879 |  | 1 | 39.2 | 1 Elec | 51.5 | 3.5112 | 126.5788 |  | 24.8668 | 190.6456 |  | 260.82 | 1 Elec | 51.5 | 6 | 309 |  |  | 85.473 | 0 | 655.293 |  | 21 | 140.82 | 1 Elec | 51.5 | 0.798 | 67.8101 |  | 34.7103 | 0 | 243.3403
0 | 1 | [12 empty] | Baseline 30% LED lamp replacement shown on this line. Costs for one elevator |  |  |  | 1 | Occupancy sensor and controls integration, 30 year life |  |  |  | 1 | [14 empty] | 5 | 42.246 | 1 Elec | 51.5 | 1.3167 | 20.343 |  | 9.3884 | 71.9774 |  | 221.5 | 1 Elec | 51.5 | 1.143 | 58.8645 |  |  | 42.0547 | 0 | 322.4192
0 | 1 | 1 | 1 | 1 | 1 | [8 empty] | Large Office |  |  | 8760 | 12 | Large Office |  |  | 2154 | 12 |  |  |  |  | 1728.552 | 1 Elec | 51.5 | 55.2 | 2842.8 |  |  | 685.7028 | 5257.0548 |  | 1 | 470.4 | 1 Elec | 51.5 | 42.1344 | 1518.9451 |  | 298.4018 | 2287.7469 |  | 5787.84 | 1 Elec | 51.5 | 85.716 | 4414.374 |  |  | 1530.3321 | 0 | 11732.5461 |  | 21 | 1689.84 | 1 Elec | 51.5 | 9.576 | 813.7206 |  | 416.5235 | 0 | 2920.0841 | 6475.4913
0 | 1 | 1 | 1 | 1 | 1 | [8 empty] | Baseline LED lamp replacement, 30% |  |  |  | 12 |  |  |  |  | 12 | [11 empty] | 0 |  |  | 5 | 506.952 | 1 Elec | 618 | 15.8004 | 244.1162 |  | 112.6602 | 863.7284
0 | 1 | 1 | 1 | 1 | 1 | [8 empty] | Small Hotel |  |  | 8760 | 2 | Small Hotel |  |  | 2154 | 2 |  |  |  |  | 288.092 | 1 Elec | 51.5 | 9.2 | 473.8 |  |  | 114.2838 | 876.1758 |  | 1 | 78.4 | 1 Elec | 51.5 | 7.0224 | 253.1575 |  | 49.7336 | 381.2911 |  | 964.64 | 1 Elec | 51.5 | 14.286 | 735.729 |  |  | 255.0554 | 0 | 1955.4244 |  | 21 | 281.64 | 1 Elec | 51.5 | 1.596 | 135.6201 |  | 69.4206 | 0 | 486.6807 | 1079.2486
0 | 1 | 1 | 1 | 1 | 1 | [8 empty] | Baseline LED lamp replacement, 30% |  |  |  | 2 |  |  |  |  | 2 | [14 empty] | 5 | 84.492 | 1 Elec | 103 | 2.6334 | 40.686 |  | 18.7767 | 143.9547
0 | 1 | 1 | 1 | 1 | 1 | [8 empty] | Mid-rise Apartment |  |  | 8760 | 1 | Mid-rise Apartment |  |  | 2154 | 1 |  |  |  |  | 144.046 | 1 Elec | 51.5 | 4.6 | 236.9 |  |  | 57.1419 | 438.0879 |  | 1 | 39.2 | 1 Elec | 51.5 | 3.5112 | 126.5788 |  | 24.8668 | 190.6456 |  | 482.32 | 1 Elec | 51.5 | 7.143 | 367.8645 |  |  | 127.5277 | 0 | 977.7122 |  | 21 | 140.82 | 1 Elec | 51.5 | 0.798 | 67.8101 |  | 34.7103 | 0 | 243.3403 | 539.6243
0 | 1 | 1 | 1 | 1 | 1 | [8 empty] | Baseline LED lamp replacement, 30% |  |  |  | 1 |  |  |  |  | 1 | [14 empty] | 5 | 42.246 | 1 Elec | 51.5 | 1.3167 | 20.343 |  | 9.3884 | 71.9774
[71 empty] | Base | Target | Difference | Difference

## ENV_Comp
1 | 2 | 3 | 4 | 5 | 6 | 7 | 8 | 9 | 10 | 11 | 12 | 13 | 14 | 15 | 16 | 17 | 18 | 19 | 20 | 21 | 22
| 1 | 3 |  | 2 | [5 empty] | Raw Cost |  |  |  | Multipliers |  |  |  | Final Cost |  |  |  |  | 1 | 2 | 3 | 4 | 5 | 6 | 7 | 8 | 9 | 10 | 11
CZ/Prototype/Location/Description | Code | Prototype | CZ | Component | Assembly | U-factor | SHGC | U/SHGC | Assembly Description | Material | Labor | Equipment | Total | Material | Labor | Equipment | Total | Material | Labor | Equipment | Total | ProtoAbv | 1: Envelope Dimensions
1LOAbove Ground Wall - Mass2010 | 2010 | Large Office | 1 | Above Ground Wall | Mass | 0.58 |  | 0.58 |  | 4.4893 | 7.7042 | 0.63208 | 12.8256 | 1.047 | 1.046 | 0 | 1 | 4.7003 | 8.0586 | 0 | 12.8256 | LO |  |  | roof | wall-above grade | Below-grade wall | Floor area | Slab perimeter | window | skylight | 3x7_Door | 8x10_RUdoor
1LOAbove Ground Wall - Mass2010 | 2010 | Large Office | 1 | Above Ground Wall | Mass | 0.58 |  | 0.58 |  | 4.4893 | 7.7042 | 0.63208 | 12.8256 | 1.047 | 1.046 | 0 | 1 | 4.7003 | 8.0586 | 0 | 12.8256 | LO |  |  | ft2 | ft2 | ft2 | ft2 | ft | ft2 | ft2 | ea | ea
2LOAbove Ground Wall - Mass2010 | 2010 | Large Office | 2 | Above Ground Wall | Mass | 0.151 |  | 0.151 | Concrete Wall, 8" thick, poured in place (Means 2014) + Polyiso insulation | 5.8312 | 8.4749 | 0.63208 | 14.9382 | 1.047 | 1.046 | 0 | 1 | 6.1052 | 8.8648 | 0 | 14.9382 | LO | SO | Small Office | 6445.6274 | 2387.9911 | 0 | 5493 | 302.8333 | 642.4528 | 0 | 2 | 0 | SO
3LOAbove Ground Wall - Mass2010 | 2010 | Large Office | 3 | Above Ground Wall | Mass | 0.123 |  | 0.123 | Concrete Wall, 8" thick, poured in place (Means 2014) + Polyiso insulation | 6.0047 | 8.4749 | 0.63208 | 15.1117 | 1.047 | 1.046 | 0 | 1 | 6.2869 | 8.8648 | 0 | 15.1117 | LO | LO | Large Office | 38353.3472 | 74857.0885 | 6396 | 38353.3472 | 799.5 | 49904.2016 | 0 | 12 | 0 | LO
4LOAbove Ground Wall - Mass2010 | 2010 | Large Office | 4 | Above Ground Wall | Mass | 0.104 |  | 0.104 | Concrete Wall, 8" thick, poured in place (Means 2014) + Polyiso insulation | 6.1782 | 8.4749 | 0.63208 | 15.2853 | 1.047 | 1.046 | 0 | 1 | 6.4686 | 8.8648 | 0 | 15.2853 | LO | SR | Retail Standalone | 24695 | 11766.9625 | 0 | 24695 | 633.5 | 903.6107 | 256 | 8 | 5 | SR
5LOAbove Ground Wall - Mass2010 | 2010 | Large Office | 5 | Above Ground Wall | Mass | 0.090 |  | 0.090 | Concrete Wall, 8" thick, poured in place (Means 2014) + Polyiso insulation | 6.3518 | 8.4749 | 0.63208 | 15.4588 | 1.047 | 1.046 | 0 | 1 | 6.6503 | 8.8648 | 0 | 15.4588 | LO | PS | Primary School | 73960 | 17577.0267 | 0 | 73960 | 2064.3167 | 9464.5528 | 144 | 25 | 0 | PS
5LOAbove Ground Wall - Mass2010 | 2010 | Large Office | 5 | Above Ground Wall | Mass | 0.09 |  | 0.09 |  | 6.3518 | 8.4749 | 0.63208 | 15.4588 | 1.047 | 1.046 | 0 | 1 | 6.6503 | 8.8648 | 0 | 15.4588 | LO | SH | Small Hotel | 10801.5609 | 16259.1803 | 0 | 10801.5609 | 480 | 1982.9056 | 0 | 3 | 0 | SH
5LOAbove Ground Wall - Mass2010 | 2010 | Large Office | 5 | Above Ground Wall | Mass | 0.09 |  | 0.09 |  | 6.3518 | 8.4749 | 0.63208 | 15.4588 | 1.047 | 1.046 | 0 | 1 | 6.6503 | 8.8648 | 0 | 15.4588 | LO | NR | Small Hotel | 10801.5609 | 16259.1803 | 0 | 10801.5609 | 480 | 1982.9056 | 0 | 3 | 0 | NR
6LOAbove Ground Wall - Mass2010 | 2010 | Large Office | 6 | Above Ground Wall | Mass | 0.08 |  | 0.08 |  | 6.5253 | 8.4749 | 0.63208 | 15.6323 | 1.047 | 1.046 | 0 | 1 | 6.832 | 8.8648 | 0 | 15.6323 | LO | MA | Mid-rise Apartment | 8435.9609 | 13296.0185 | 0 | 8435.9609 | 799.5 | 3303.9815 | 0 | 0 | 0 | MA
6LOAbove Ground Wall - Mass2010 | 2010 | Large Office | 6 | Above Ground Wall | Mass | 0.08 |  | 0.08 |  | 6.5253 | 8.4749 | 0.63208 | 15.6323 | 1.047 | 1.046 | 0 | 1 | 6.832 | 8.8648 | 0 | 15.6323 | LO
7LOAbove Ground Wall - Mass2010 | 2010 | Large Office | 7 | Above Ground Wall | Mass | 0.071 |  | 0.071 |  | 6.7354 | 8.4749 | 0.63208 | 15.8424 | 1.047 | 1.046 | 0 | 1 | 7.0519 | 8.8648 | 0 | 15.8424 | LO
8LOAbove Ground Wall - Mass2010 | 2010 | Large Office | 8 | Above Ground Wall | Mass | 0.071 |  | 0.071 |  | 6.7354 | 8.4749 | 0.63208 | 15.8424 | 1.047 | 1.046 | 0 | 1 | 7.0519 | 8.8648 | 0 | 15.8424 | LO
1MAAbove Ground Wall - Steel-framed2010 | 2010 | Mid-rise Apartment | 1 | Above Ground Wall | Steel-framed | 0.124 |  | 0.124 |  | 5.1668 | 6.6189 | 0 | 11.7857 | 0.974 | 1.039 | 0 | 1 | 5.0324 | 6.8771 | 0 | 11.7857 | MA
1MAAbove Ground Wall - Steel-framed2010 | 2010 | Mid-rise Apartment | 1 | Above Ground Wall | Steel-framed | 0.124 |  | 0.124 |  | 5.1668 | 6.6189 | 0 | 11.7857 | 0.974 | 1.039 | 0 | 1 | 5.0324 | 6.8771 | 0 | 11.7857 | MA | 1: Insulation Depth
2MAAbove Ground Wall - Steel-framed2010 | 2010 | Mid-rise Apartment | 2 | Above Ground Wall | Steel-framed | 0.064 |  | 0.064 | 3.5 inch x 1-5/8 inch x 0.043 inch - Cold-Formed Steel Framing, Cavity Batt + Exterior Polyiso insulation | 6.0837 | 7.3024 | 0 | 13.3861 | 0.974 | 1.039 | 0 | 1 | 5.9256 | 7.5872 | 0 | 13.3861 | MA | 1: F-Factor; 2: Depth (ft)
3MAAbove Ground Wall - Steel-framed2010 | 2010 | Mid-rise Apartment | 3 | Above Ground Wall | Steel-framed | 0.064 |  | 0.064 | 3.5 inch x 1-5/8 inch x 0.043 inch - Cold-Formed Steel Framing, Cavity Batt + Exterior Polyiso insulation | 6.0837 | 7.3024 | 0 | 13.3861 | 0.974 | 1.039 | 0 | 1 | 5.9256 | 7.5872 | 0 | 13.3861 | MA | 1: 0.73; 2: 0
4MAAbove Ground Wall - Steel-framed2010 | 2010 | Mid-rise Apartment | 4 | Above Ground Wall | Steel-framed | 0.064 |  | 0.064 | 3.5 inch x 1-5/8 inch x 0.043 inch - Cold-Formed Steel Framing, Cavity Batt + Exterior Polyiso insulation | 6.0837 | 7.3024 | 0 | 13.3861 | 0.974 | 1.039 | 0 | 1 | 5.9256 | 7.5872 | 0 | 13.3861 | MA | 1: 0.54; 2: 2
5MAAbove Ground Wall - Steel-framed2010 | 2010 | Mid-rise Apartment | 5 | Above Ground Wall | Steel-framed | 0.064 |  | 0.064 | 3.5 inch x 1-5/8 inch x 0.043 inch - Cold-Formed Steel Framing, Cavity Batt + Exterior Polyiso insulation | 6.0837 | 7.3024 | 0 | 13.3861 | 0.974 | 1.039 | 0 | 1 | 5.9256 | 7.5872 | 0 | 13.3861 | MA | 1: 0.52; 2: 2
5MAAbove Ground Wall - Steel-framed2010 | 2010 | Mid-rise Apartment | 5 | Above Ground Wall | Steel-framed | 0.064 |  | 0.064 |  | 6.0837 | 7.3024 | 0 | 13.3861 | 0.974 | 1.039 | 0 | 1 | 5.9256 | 7.5872 | 0 | 13.3861 | MA | 1: 0.51; 2: 2
5MAAbove Ground Wall - Steel-framed2010 | 2010 | Mid-rise Apartment | 5 | Above Ground Wall | Steel-framed | 0.064 |  | 0.064 |  | 6.0837 | 7.3024 | 0 | 13.3861 | 0.974 | 1.039 | 0 | 1 | 5.9256 | 7.5872 | 0 | 13.3861 | MA | 1: 0.434; 2: 4
6MAAbove Ground Wall - Steel-framed2010 | 2010 | Mid-rise Apartment | 6 | Above Ground Wall | Steel-framed | 0.064 |  | 0.064 |  | 6.0837 | 7.3024 | 0 | 13.3861 | 0.974 | 1.039 | 0 | 1 | 5.9256 | 7.5872 | 0 | 13.3861 | MA | 1: 0.424; 2: 4
6MAAbove Ground Wall - Steel-framed2010 | 2010 | Mid-rise Apartment | 6 | Above Ground Wall | Steel-framed | 0.064 |  | 0.064 |  | 6.0837 | 7.3024 | 0 | 13.3861 | 0.974 | 1.039 | 0 | 1 | 5.9256 | 7.5872 | 0 | 13.3861 | MA | 1: 0.73; 2: 0
7MAAbove Ground Wall - Steel-framed2010 | 2010 | Mid-rise Apartment | 7 | Above Ground Wall | Steel-framed | 0.064 |  | 0.064 |  | 6.0837 | 7.3024 | 0 | 13.3861 | 0.974 | 1.039 | 0 | 1 | 5.9256 | 7.5872 | 0 | 13.3861 | MA | 1: 0.54; 2: 2
8MAAbove Ground Wall - Steel-framed2010 | 2010 | Mid-rise Apartment | 8 | Above Ground Wall | Steel-framed | 0.064 |  | 0.064 |  | 6.0837 | 7.3024 | 0 | 13.3861 | 0.974 | 1.039 | 0 | 1 | 5.9256 | 7.5872 | 0 | 13.3861 | MA | 1: 0.52; 2: 2
1PSAbove Ground Wall - Steel-framed2010 | 2010 | Primary School | 1 | Above Ground Wall | Steel-framed | 0.124 |  | 0.124 |  | 5.1668 | 6.6189 | 0 | 11.7857 | 0.974 | 1.039 | 0 | 1 | 5.0324 | 6.8771 | 0 | 11.7857 | PS | 1: 0.51; 2: 2
1PSAbove Ground Wall - Steel-framed2010 | 2010 | Primary School | 1 | Above Ground Wall | Steel-framed | 0.124 |  | 0.124 |  | 5.1668 | 6.6189 | 0 | 11.7857 | 0.974 | 1.039 | 0 | 1 | 5.0324 | 6.8771 | 0 | 11.7857 | PS
2PSAbove Ground Wall - Steel-framed2010 | 2010 | Primary School | 2 | Above Ground Wall | Steel-framed | 0.124 |  | 0.124 | 3.5 inch x 1-5/8 inch x 0.043 inch - Cold-Formed Steel Framing, Cavity Batt insulation | 5.1668 | 6.6189 | 0 | 11.7857 | 0.974 | 1.039 | 0 | 1 | 5.0324 | 6.8771 | 0 | 11.7857 | PS
3PSAbove Ground Wall - Steel-framed2010 | 2010 | Primary School | 3 | Above Ground Wall | Steel-framed | 0.084 |  | 0.084 | 3.5 inch x 1-5/8 inch x 0.043 inch - Cold-Formed Steel Framing, Cavity Batt + Exterior Polyiso insulation | 5.7228 | 7.2721 | 0 | 12.9949 | 0.974 | 1.039 | 0 | 1 | 5.574 | 7.5557 | 0 | 12.9949 | PS
4PSAbove Ground Wall - Steel-framed2010 | 2010 | Primary School | 4 | Above Ground Wall | Steel-framed | 0.064 |  | 0.064 | 3.5 inch x 1-5/8 inch x 0.043 inch - Cold-Formed Steel Framing, Cavity Batt + Exterior Polyiso insulation | 6.0837 | 7.3024 | 0 | 13.3861 | 0.974 | 1.039 | 0 | 1 | 5.9256 | 7.5872 | 0 | 13.3861 | PS
5PSAbove Ground Wall - Steel-framed2010 | 2010 | Primary School | 5 | Above Ground Wall | Steel-framed | 0.064 |  | 0.064 | 3.5 inch x 1-5/8 inch x 0.043 inch - Cold-Formed Steel Framing, Cavity Batt + Exterior Polyiso insulation | 6.0837 | 7.3024 | 0 | 13.3861 | 0.974 | 1.039 | 0 | 1 | 5.9256 | 7.5872 | 0 | 13.3861 | PS
5PSAbove Ground Wall - Steel-framed2010 | 2010 | Primary School | 5 | Above Ground Wall | Steel-framed | 0.064 |  | 0.064 |  | 6.0837 | 7.3024 | 0 | 13.3861 | 0.974 | 1.039 | 0 | 1 | 5.9256 | 7.5872 | 0 | 13.3861 | PS
5PSAbove Ground Wall - Steel-framed2010 | 2010 | Primary School | 5 | Above Ground Wall | Steel-framed | 0.064 |  | 0.064 |  | 6.0837 | 7.3024 | 0 | 13.3861 | 0.974 | 1.039 | 0 | 1 | 5.9256 | 7.5872 | 0 | 13.3861 | PS
6PSAbove Ground Wall - Steel-framed2010 | 2010 | Primary School | 6 | Above Ground Wall | Steel-framed | 0.064 |  | 0.064 |  | 6.0837 | 7.3024 | 0 | 13.3861 | 0.974 | 1.039 | 0 | 1 | 5.9256 | 7.5872 | 0 | 13.3861 | PS
6PSAbove Ground Wall - Steel-framed2010 | 2010 | Primary School | 6 | Above Ground Wall | Steel-framed | 0.064 |  | 0.064 |  | 6.0837 | 7.3024 | 0 | 13.3861 | 0.974 | 1.039 | 0 | 1 | 5.9256 | 7.5872 | 0 | 13.3861 | PS
7PSAbove Ground Wall - Steel-framed2010 | 2010 | Primary School | 7 | Above Ground Wall | Steel-framed | 0.064 |  | 0.064 |  | 6.0837 | 7.3024 | 0 | 13.3861 | 0.974 | 1.039 | 0 | 1 | 5.9256 | 7.5872 | 0 | 13.3861 | PS
8PSAbove Ground Wall - Steel-framed2010 | 2010 | Primary School | 8 | Above Ground Wall | Steel-framed | 0.064 |  | 0.064 |  | 6.0837 | 7.3024 | 0 | 13.3861 | 0.974 | 1.039 | 0 | 1 | 5.9256 | 7.5872 | 0 | 13.3861 | PS
1SHAbove Ground Wall - Steel-framed2010 | 2010 | Small Hotel | 1 | Above Ground Wall | Steel-framed | 0.124 |  | 0.124 |  | 5.1668 | 6.6189 | 0 | 11.7857 | 0.974 | 1.039 | 0 | 1 | 5.0324 | 6.8771 | 0 | 11.7857 | SH
1SHAbove Ground Wall - Steel-framed2010 | 2010 | Small Hotel | 1 | Above Ground Wall | Steel-framed | 0.124 |  | 0.124 |  | 5.1668 | 6.6189 | 0 | 11.7857 | 0.974 | 1.039 | 0 | 1 | 5.0324 | 6.8771 | 0 | 11.7857 | SH
2SHAbove Ground Wall - Steel-framed2010 | 2010 | Small Hotel | 2 | Above Ground Wall | Steel-framed | 0.064 |  | 0.064 | 3.5 inch x 1-5/8 inch x 0.043 inch - Cold-Formed Steel Framing, Cavity Batt + Exterior Polyiso insulation | 6.0837 | 7.3024 | 0 | 13.3861 | 0.974 | 1.039 | 0 | 1 | 5.9256 | 7.5872 | 0 | 13.3861 | SH
3SHAbove Ground Wall - Steel-framed2010 | 2010 | Small Hotel | 3 | Above Ground Wall | Steel-framed | 0.064 |  | 0.064 | 3.5 inch x 1-5/8 inch x 0.043 inch - Cold-Formed Steel Framing, Cavity Batt + Exterior Polyiso insulation | 6.0837 | 7.3024 | 0 | 13.3861 | 0.974 | 1.039 | 0 | 1 | 5.9256 | 7.5872 | 0 | 13.3861 | SH
4SHAbove Ground Wall - Steel-framed2010 | 2010 | Small Hotel | 4 | Above Ground Wall | Steel-framed | 0.064 |  | 0.064 | 3.5 inch x 1-5/8 inch x 0.043 inch - Cold-Formed Steel Framing, Cavity Batt + Exterior Polyiso insulation | 6.0837 | 7.3024 | 0 | 13.3861 | 0.974 | 1.039 | 0 | 1 | 5.9256 | 7.5872 | 0 | 13.3861 | SH
5SHAbove Ground Wall - Steel-framed2010 | 2010 | Small Hotel | 5 | Above Ground Wall | Steel-framed | 0.064 |  | 0.064 | 3.5 inch x 1-5/8 inch x 0.043 inch - Cold-Formed Steel Framing, Cavity Batt + Exterior Polyiso insulation | 6.0837 | 7.3024 | 0 | 13.3861 | 0.974 | 1.039 | 0 | 1 | 5.9256 | 7.5872 | 0 | 13.3861 | SH
5SHAbove Ground Wall - Steel-framed2010 | 2010 | Small Hotel | 5 | Above Ground Wall | Steel-framed | 0.064 |  | 0.064 |  | 6.0837 | 7.3024 | 0 | 13.3861 | 0.974 | 1.039 | 0 | 1 | 5.9256 | 7.5872 | 0 | 13.3861 | SH
5SHAbove Ground Wall - Steel-framed2010 | 2010 | Small Hotel | 5 | Above Ground Wall | Steel-framed | 0.064 |  | 0.064 |  | 6.0837 | 7.3024 | 0 | 13.3861 | 0.974 | 1.039 | 0 | 1 | 5.9256 | 7.5872 | 0 | 13.3861 | SH
6SHAbove Ground Wall - Steel-framed2010 | 2010 | Small Hotel | 6 | Above Ground Wall | Steel-framed | 0.064 |  | 0.064 |  | 6.0837 | 7.3024 | 0 | 13.3861 | 0.974 | 1.039 | 0 | 1 | 5.9256 | 7.5872 | 0 | 13.3861 | SH
6SHAbove Ground Wall - Steel-framed2010 | 2010 | Small Hotel | 6 | Above Ground Wall | Steel-framed | 0.064 |  | 0.064 |  | 6.0837 | 7.3024 | 0 | 13.3861 | 0.974 | 1.039 | 0 | 1 | 5.9256 | 7.5872 | 0 | 13.3861 | SH
7SHAbove Ground Wall - Steel-framed2010 | 2010 | Small Hotel | 7 | Above Ground Wall | Steel-framed | 0.042 |  | 0.042 |  | 6.0837 | 7.3024 | 0 | 13.3861 | 0.974 | 1.039 | 0 | 1 | 5.9256 | 7.5872 | 0 | 13.3861 | SH
8SHAbove Ground Wall - Steel-framed2010 | 2010 | Small Hotel | 8 | Above Ground Wall | Steel-framed | 0.037 |  | 0.037 |  | 6.0837 | 7.3024 | 0 | 13.3861 | 0.974 | 1.039 | 0 | 1 | 5.9256 | 7.5872 | 0 | 13.3861 | SH
1SHNRAbove Ground Wall - Steel-framed2010 | 2010 | Small Hotel - Non-res | 1 | Above Ground Wall | Steel-framed | 0.124 |  | 0.124 |  | 5.1668 | 6.6189 | 0 | 11.7857 | 0.974 | 1.039 | 0 | 1 | 5.0324 | 6.8771 | 0 | 11.7857 | SHNR
2SHNRAbove Ground Wall - Steel-framed2010 | 2010 | Small Hotel - Non-res | 2 | Above Ground Wall | Steel-framed | 0.124 |  | 0.124 | 3.5 inch x 1-5/8 inch x 0.043 inch - Cold-Formed Steel Framing, Cavity Batt insulation | 5.1668 | 6.6189 | 0 | 11.7857 | 0.974 | 1.039 | 0 | 1 | 5.0324 | 6.8771 | 0 | 11.7857 | SHNR
3SHNRAbove Ground Wall - Steel-framed2010 | 2010 | Small Hotel - Non-res | 3 | Above Ground Wall | Steel-framed | 0.084 |  | 0.084 | 3.5 inch x 1-5/8 inch x 0.043 inch - Cold-Formed Steel Framing, Cavity Batt + Exterior Polyiso insulation | 5.7228 | 7.2721 | 0 | 12.9949 | 0.974 | 1.039 | 0 | 1 | 5.574 | 7.5557 | 0 | 12.9949 | SHNR
4SHNRAbove Ground Wall - Steel-framed2010 | 2010 | Small Hotel - Non-res | 4 | Above Ground Wall | Steel-framed | 0.064 |  | 0.064 | 3.5 inch x 1-5/8 inch x 0.043 inch - Cold-Formed Steel Framing, Cavity Batt + Exterior Polyiso insulation | 6.0837 | 7.3024 | 0 | 13.3861 | 0.974 | 1.039 | 0 | 1 | 5.9256 | 7.5872 | 0 | 13.3861 | SHNR
5SHNRAbove Ground Wall - Steel-framed2010 | 2010 | Small Hotel - Non-res | 5 | Above Ground Wall | Steel-framed | 0.064 |  | 0.064 | 3.5 inch x 1-5/8 inch x 0.043 inch - Cold-Formed Steel Framing, Cavity Batt + Exterior Polyiso insulation | 6.0837 | 7.3024 | 0 | 13.3861 | 0.974 | 1.039 | 0 | 1 | 5.9256 | 7.5872 | 0 | 13.3861 | SHNR
6SHNRAbove Ground Wall - Steel-framed2010 | 2010 | Small Hotel - Non-res | 6 | Above Ground Wall | Steel-framed | 0.064 |  | 0.064 |  | 6.0837 | 7.3024 | 0 | 13.3861 | 0.974 | 1.039 | 0 | 1 | 5.9256 | 7.5872 | 0 | 13.3861 | SHNR
7SHNRAbove Ground Wall - Steel-framed2010 | 2010 | Small Hotel - Non-res | 7 | Above Ground Wall | Steel-framed | 0.064 |  | 0.064 |  | 6.0837 | 7.3024 | 0 | 13.3861 | 0.974 | 1.039 | 0 | 1 | 5.9256 | 7.5872 | 0 | 13.3861 | SHNR
8SHNRAbove Ground Wall - Steel-framed2010 | 2010 | Small Hotel - Non-res | 8 | Above Ground Wall | Steel-framed | 0.064 |  | 0.064 |  | 6.0837 | 7.3024 | 0 | 13.3861 | 0.974 | 1.039 | 0 | 1 | 5.9256 | 7.5872 | 0 | 13.3861 | SHNR
1SOAbove Ground Wall - Wood-framed2010 | 2010 | Small Office | 1 | Above Ground Wall | Wood-framed | 0.089 |  | 0.089 |  | 3.4964 | 5.4956 | 0 | 8.992 | 1.089 | 1.041 | 0 | 1 | 3.8076 | 5.7209 | 0 | 8.992 | SO
1SOAbove Ground Wall - Wood-framed2010 | 2010 | Small Office | 1 | Above Ground Wall | Wood-framed | 0.089 |  | 0.089 |  | 3.4964 | 5.4956 | 0 | 8.992 | 1.089 | 1.041 | 0 | 1 | 3.8076 | 5.7209 | 0 | 8.992 | SO
2SOAbove Ground Wall - Wood-framed2010 | 2010 | Small Office | 2 | Above Ground Wall | Wood-framed | 0.089 |  | 0.089 | 2 x 4 Nominal Wood Framing, Single Row Studs, Cavity Batt insulation | 3.4964 | 5.4956 | 0 | 8.992 | 1.089 | 1.041 | 0 | 1 | 3.8076 | 5.7209 | 0 | 8.992 | SO
3SOAbove Ground Wall - Wood-framed2010 | 2010 | Small Office | 3 | Above Ground Wall | Wood-framed | 0.089 |  | 0.089 | 2 x 4 Nominal Wood Framing, Single Row Studs, Cavity Batt insulation | 3.4964 | 5.4956 | 0 | 8.992 | 1.089 | 1.041 | 0 | 1 | 3.8076 | 5.7209 | 0 | 8.992 | SO
4SOAbove Ground Wall - Wood-framed2010 | 2010 | Small Office | 4 | Above Ground Wall | Wood-framed | 0.089 |  | 0.089 | 2 x 4 Nominal Wood Framing, Single Row Studs, Cavity Batt insulation | 3.4964 | 5.4956 | 0 | 8.992 | 1.089 | 1.041 | 0 | 1 | 3.8076 | 5.7209 | 0 | 8.992 | SO
5SOAbove Ground Wall - Wood-framed2010 | 2010 | Small Office | 5 | Above Ground Wall | Wood-framed | 0.064 |  | 0.064 | 2 x 4 Nominal Wood Framing, Single Row Studs, Cavity Batt + Polyiso insulation | 5.0866 | 7.4601 | 0 | 12.5467 | 1.089 | 1.041 | 0 | 1 | 5.5394 | 7.7659 | 0 | 12.5467 | SO
5SOAbove Ground Wall - Wood-framed2010 | 2010 | Small Office | 5 | Above Ground Wall | Wood-framed | 0.064 |  | 0.064 |  | 4.6605 | 6.0105 | 0 | 10.671 | 1.089 | 1.041 | 0 | 1 | 5.0753 | 6.2569 | 0 | 10.671 | SO
5SOAbove Ground Wall - Wood-framed2010 | 2010 | Small Office | 5 | Above Ground Wall | Wood-framed | 0.064 |  | 0.064 |  | 4.6605 | 6.0105 | 0 | 10.671 | 1.089 | 1.041 | 0 | 1 | 5.0753 | 6.2569 | 0 | 10.671 | SO
6SOAbove Ground Wall - Wood-framed2010 | 2010 | Small Office | 6 | Above Ground Wall | Wood-framed | 0.051 |  | 0.051 |  | 5.4499 | 7.4903 | 0 | 12.9402 | 1.089 | 1.041 | 0 | 1 | 5.935 | 7.7974 | 0 | 12.9402 | SO
6SOAbove Ground Wall - Wood-framed2010 | 2010 | Small Office | 6 | Above Ground Wall | Wood-framed | 0.051 |  | 0.051 |  | 5.4499 | 7.4903 | 0 | 12.9402 | 1.089 | 1.041 | 0 | 1 | 5.935 | 7.7974 | 0 | 12.9402 | SO
7SOAbove Ground Wall - Wood-framed2010 | 2010 | Small Office | 7 | Above Ground Wall | Wood-framed | 0.051 |  | 0.051 |  | 5.4499 | 7.4903 | 0 | 12.9402 | 1.089 | 1.041 | 0 | 1 | 5.935 | 7.7974 | 0 | 12.9402 | SO
8SOAbove Ground Wall - Wood-framed2010 | 2010 | Small Office | 8 | Above Ground Wall | Wood-framed | 0.036 |  | 0.036 |  | 7.4129 | 8.5125 | 0 | 15.9254 | 1.089 | 1.041 | 0 | 1 | 8.0727 | 8.8615 | 0 | 15.9254 | SO
1SRAbove Ground Wall - Mass2010 | 2010 | Stand-alone Retail | 1 | Above Ground Wall | Mass | 0.58 |  | 0.58 |  | 4.4893 | 7.7042 | 0.63208 | 12.8256 | 1.047 | 1.046 | 0 | 1 | 4.7003 | 8.0586 | 0 | 12.8256 | SR
1SRAbove Ground Wall - Mass2010 | 2010 | Stand-alone Retail | 1 | Above Ground Wall | Mass | 0.58 |  | 0.58 |  | 4.4893 | 7.7042 | 0.63208 | 12.8256 | 1.047 | 1.046 | 0 | 1 | 4.7003 | 8.0586 | 0 | 12.8256 | SR
2SRAbove Ground Wall - Mass2010 | 2010 | Stand-alone Retail | 2 | Above Ground Wall | Mass | 0.151 |  | 0.151 | Concrete Wall, 8" thick, poured in place (Means 2014) + Polyiso insulation | 5.8312 | 8.4749 | 0.63208 | 14.9382 | 1.047 | 1.046 | 0 | 1 | 6.1052 | 8.8648 | 0 | 14.9382 | SR
3SRAbove Ground Wall - Mass2010 | 2010 | Stand-alone Retail | 3 | Above Ground Wall | Mass | 0.123 |  | 0.123 | Concrete Wall, 8" thick, poured in place (Means 2014) + Polyiso insulation | 6.0047 | 8.4749 | 0.63208 | 15.1117 | 1.047 | 1.046 | 0 | 1 | 6.2869 | 8.8648 | 0 | 15.1117 | SR
4SRAbove Ground Wall - Mass2010 | 2010 | Stand-alone Retail | 4 | Above Ground Wall | Mass | 0.104 |  | 0.104 | Concrete Wall, 8" thick, poured in place (Means 2014) + Polyiso insulation | 6.1782 | 8.4749 | 0.63208 | 15.2853 | 1.047 | 1.046 | 0 | 1 | 6.4686 | 8.8648 | 0 | 15.2853 | SR
5SRAbove Ground Wall - Mass2010 | 2010 | Stand-alone Retail | 5 | Above Ground Wall | Mass | 0.090 |  | 0.090 | Concrete Wall, 8" thick, poured in place (Means 2014) + Polyiso insulation | 6.3518 | 8.4749 | 0.63208 | 15.4588 | 1.047 | 1.046 | 0 | 1 | 6.6503 | 8.8648 | 0 | 15.4588 | SR
5SRAbove Ground Wall - Mass2010 | 2010 | Stand-alone Retail | 5 | Above Ground Wall | Mass | 0.09 |  | 0.09 |  | 6.3518 | 8.4749 | 0.63208 | 15.4588 | 1.047 | 1.046 | 0 | 1 | 6.6503 | 8.8648 | 0 | 15.4588 | SR
5SRAbove Ground Wall - Mass2010 | 2010 | Stand-alone Retail | 5 | Above Ground Wall | Mass | 0.09 |  | 0.09 |  | 6.3518 | 8.4749 | 0.63208 | 15.4588 | 1.047 | 1.046 | 0 | 1 | 6.6503 | 8.8648 | 0 | 15.4588 | SR
6SRAbove Ground Wall - Mass2010 | 2010 | Stand-alone Retail | 6 | Above Ground Wall | Mass | 0.08 |  | 0.08 |  | 6.5253 | 8.4749 | 0.63208 | 15.6323 | 1.047 | 1.046 | 0 | 1 | 6.832 | 8.8648 | 0 | 15.6323 | SR
6SRAbove Ground Wall - Mass2010 | 2010 | Stand-alone Retail | 6 | Above Ground Wall | Mass | 0.08 |  | 0.08 |  | 6.5253 | 8.4749 | 0.63208 | 15.6323 | 1.047 | 1.046 | 0 | 1 | 6.832 | 8.8648 | 0 | 15.6323 | SR
7SRAbove Ground Wall - Mass2010 | 2010 | Stand-alone Retail | 7 | Above Ground Wall | Mass | 0.071 |  | 0.071 |  | 6.7354 | 8.4749 | 0.63208 | 15.8424 | 1.047 | 1.046 | 0 | 1 | 7.0519 | 8.8648 | 0 | 15.8424 | SR
8SRAbove Ground Wall - Mass2010 | 2010 | Stand-alone Retail | 8 | Above Ground Wall | Mass | 0.071 |  | 0.071 |  | 6.7354 | 8.4749 | 0.63208 | 15.8424 | 1.047 | 1.046 | 0 | 1 | 7.0519 | 8.8648 | 0 | 15.8424 | SR
1LOAbove Ground Wall - Mass2013 | 2013 | Large Office | 1 | Above Ground Wall | Mass | 0.58 |  | 0.58 |  | 4.4893 | 7.7042 | 0.63208 | 12.8256 | 1.047 | 1.046 | 0 | 1 | 4.7003 | 8.0586 | 0 | 12.8256 | LO
1LOAbove Ground Wall - Mass2013 | 2013 | Large Office | 1 | Above Ground Wall | Mass | 0.58 |  | 0.58 |  | 4.4893 | 7.7042 | 0.63208 | 12.8256 | 1.047 | 1.046 | 0 | 1 | 4.7003 | 8.0586 | 0 | 12.8256 | LO
2LOAbove Ground Wall - Mass2013 | 2013 | Large Office | 2 | Above Ground Wall | Mass | 0.151 |  | 0.151 | Concrete Wall, 8" thick, poured in place (Means 2014) + Polyiso insulation | 5.8312 | 8.4749 | 0.63208 | 14.9382 | 1.047 | 1.046 | 0 | 1 | 6.1052 | 8.8648 | 0 | 14.9382 | LO
3LOAbove Ground Wall - Mass2013 | 2013 | Large Office | 3 | Above Ground Wall | Mass | 0.123 |  | 0.123 | Concrete Wall, 8" thick, poured in place (Means 2014) + Polyiso insulation | 6.0047 | 8.4749 | 0.63208 | 15.1117 | 1.047 | 1.046 | 0 | 1 | 6.2869 | 8.8648 | 0 | 15.1117 | LO
4LOAbove Ground Wall - Mass2013 | 2013 | Large Office | 4 | Above Ground Wall | Mass | 0.104 |  | 0.104 | Concrete Wall, 8" thick, poured in place (Means 2014) + Polyiso insulation | 6.1782 | 8.4749 | 0.63208 | 15.2853 | 1.047 | 1.046 | 0 | 1 | 6.4686 | 8.8648 | 0 | 15.2853 | LO
5LOAbove Ground Wall - Mass2013 | 2013 | Large Office | 5 | Above Ground Wall | Mass | 0.090 |  | 0.090 | Concrete Wall, 8" thick, poured in place (Means 2014) + Polyiso insulation | 6.3518 | 8.4749 | 0.63208 | 15.4588 | 1.047 | 1.046 | 0 | 1 | 6.6503 | 8.8648 | 0 | 15.4588 | LO
5LOAbove Ground Wall - Mass2013 | 2013 | Large Office | 5 | Above Ground Wall | Mass | 0.09 |  | 0.09 |  | 6.3518 | 8.4749 | 0.63208 | 15.4588 | 1.047 | 1.046 | 0 | 1 | 6.6503 | 8.8648 | 0 | 15.4588 | LO
5LOAbove Ground Wall - Mass2013 | 2013 | Large Office | 5 | Above Ground Wall | Mass | 0.09 |  | 0.09 |  | 6.3518 | 8.4749 | 0.63208 | 15.4588 | 1.047 | 1.046 | 0 | 1 | 6.6503 | 8.8648 | 0 | 15.4588 | LO
6LOAbove Ground Wall - Mass2013 | 2013 | Large Office | 6 | Above Ground Wall | Mass | 0.08 |  | 0.08 |  | 6.5253 | 8.4749 | 0.63208 | 15.6323 | 1.047 | 1.046 | 0 | 1 | 6.832 | 8.8648 | 0 | 15.6323 | LO
6LOAbove Ground Wall - Mass2013 | 2013 | Large Office | 6 | Above Ground Wall | Mass | 0.08 |  | 0.08 |  | 6.5253 | 8.4749 | 0.63208 | 15.6323 | 1.047 | 1.046 | 0 | 1 | 6.832 | 8.8648 | 0 | 15.6323 | LO
7LOAbove Ground Wall - Mass2013 | 2013 | Large Office | 7 | Above Ground Wall | Mass | 0.071 |  | 0.071 |  | 6.7354 | 8.4749 | 0.63208 | 15.8424 | 1.047 | 1.046 | 0 | 1 | 7.0519 | 8.8648 | 0 | 15.8424 | LO
8LOAbove Ground Wall - Mass2013 | 2013 | Large Office | 8 | Above Ground Wall | Mass | 0.048 |  | 0.048 |  | 7.0459 | 8.4749 | 0.63208 | 16.1529 | 1.047 | 1.046 | 0 | 1 | 7.3771 | 8.8648 | 0 | 16.1529 | LO
1MAAbove Ground Wall - Steel-framed2013 | 2013 | Mid-rise Apartment | 1 | Above Ground Wall | Steel-framed | 0.124 |  | 0.124 |  | 5.1668 | 6.6189 | 0 | 11.7857 | 0.974 | 1.039 | 0 | 1 | 5.0324 | 6.8771 | 0 | 11.7857 | MA
1MAAbove Ground Wall - Steel-framed2013 | 2013 | Mid-rise Apartment | 1 | Above Ground Wall | Steel-framed | 0.124 |  | 0.124 |  | 5.1668 | 6.6189 | 0 | 11.7857 | 0.974 | 1.039 | 0 | 1 | 5.0324 | 6.8771 | 0 | 11.7857 | MA
2MAAbove Ground Wall - Steel-framed2013 | 2013 | Mid-rise Apartment | 2 | Above Ground Wall | Steel-framed | 0.064 |  | 0.064 | 3.5 inch x 1-5/8 inch x 0.043 inch - Cold-Formed Steel Framing, Cavity Batt + Exterior Polyiso insulation | 6.0837 | 7.3024 | 0 | 13.3861 | 0.974 | 1.039 | 0 | 1 | 5.9256 | 7.5872 | 0 | 13.3861 | MA
3MAAbove Ground Wall - Steel-framed2013 | 2013 | Mid-rise Apartment | 3 | Above Ground Wall | Steel-framed | 0.064 |  | 0.064 | 3.5 inch x 1-5/8 inch x 0.043 inch - Cold-Formed Steel Framing, Cavity Batt + Exterior Polyiso insulation | 6.0837 | 7.3024 | 0 | 13.3861 | 0.974 | 1.039 | 0 | 1 | 5.9256 | 7.5872 | 0 | 13.3861 | MA
4MAAbove Ground Wall - Steel-framed2013 | 2013 | Mid-rise Apartment | 4 | Above Ground Wall | Steel-framed | 0.064 |  | 0.064 | 3.5 inch x 1-5/8 inch x 0.043 inch - Cold-Formed Steel Framing, Cavity Batt + Exterior Polyiso insulation | 6.0837 | 7.3024 | 0 | 13.3861 | 0.974 | 1.039 | 0 | 1 | 5.9256 | 7.5872 | 0 | 13.3861 | MA
5MAAbove Ground Wall - Steel-framed2013 | 2013 | Mid-rise Apartment | 5 | Above Ground Wall | Steel-framed | 0.055 |  | 0.055 | 3.5 inch x 1-5/8 inch x 0.043 inch - Cold-Formed Steel Framing, Cavity Batt + Exterior Polyiso insulation | 6.4213 | 7.3327 | 0 | 13.754 | 0.974 | 1.039 | 0 | 1 | 6.2543 | 7.6187 | 0 | 13.754 | MA
5MAAbove Ground Wall - Steel-framed2013 | 2013 | Mid-rise Apartment | 5 | Above Ground Wall | Steel-framed | 0.055 |  | 0.055 |  | 6.4213 | 7.3327 | 0 | 13.754 | 0.974 | 1.039 | 0 | 1 | 6.2543 | 7.6187 | 0 | 13.754 | MA
5MAAbove Ground Wall - Steel-framed2013 | 2013 | Mid-rise Apartment | 5 | Above Ground Wall | Steel-framed | 0.055 |  | 0.055 |  | 6.4213 | 7.3327 | 0 | 13.754 | 0.974 | 1.039 | 0 | 1 | 6.2543 | 7.6187 | 0 | 13.754 | MA
6MAAbove Ground Wall - Steel-framed2013 | 2013 | Mid-rise Apartment | 6 | Above Ground Wall | Steel-framed | 0.049 |  | 0.049 |  | 7.0033 | 7.3327 | 0 | 14.336 | 0.974 | 1.039 | 0 | 1 | 6.8212 | 7.6187 | 0 | 14.336 | MA
6MAAbove Ground Wall - Steel-framed2013 | 2013 | Mid-rise Apartment | 6 | Above Ground Wall | Steel-framed | 0.049 |  | 0.049 |  | 7.0033 | 7.3327 | 0 | 14.336 | 0.974 | 1.039 | 0 | 1 | 6.8212 | 7.6187 | 0 | 14.336 | MA
7MAAbove Ground Wall - Steel-framed2013 | 2013 | Mid-rise Apartment | 7 | Above Ground Wall | Steel-framed | 0.049 |  | 0.049 |  | 7.0033 | 7.3327 | 0 | 14.336 | 0.974 | 1.039 | 0 | 1 | 6.8212 | 7.6187 | 0 | 14.336 | MA
8MAAbove Ground Wall - Steel-framed2013 | 2013 | Mid-rise Apartment | 8 | Above Ground Wall | Steel-framed | 0.037 |  | 0.037 |  | 8.5624 | 7.3327 | 0 | 15.8951 | 0.974 | 1.039 | 0 | 1 | 8.3397 | 7.6187 | 0 | 15.8951 | MA
1PSAbove Ground Wall - Steel-framed2013 | 2013 | Primary School | 1 | Above Ground Wall | Steel-framed | 0.124 |  | 0.124 |  | 5.1668 | 6.6189 | 0 | 11.7857 | 0.974 | 1.039 | 0 | 1 | 5.0324 | 6.8771 | 0 | 11.7857 | PS
1PSAbove Ground Wall - Steel-framed2013 | 2013 | Primary School | 1 | Above Ground Wall | Steel-framed | 0.124 |  | 0.124 |  | 5.1668 | 6.6189 | 0 | 11.7857 | 0.974 | 1.039 | 0 | 1 | 5.0324 | 6.8771 | 0 | 11.7857 | PS
2PSAbove Ground Wall - Steel-framed2013 | 2013 | Primary School | 2 | Above Ground Wall | Steel-framed | 0.084 |  | 0.084 | 3.5 inch x 1-5/8 inch x 0.043 inch - Cold-Formed Steel Framing, Cavity Batt + Exterior Polyiso insulation | 5.7228 | 7.2721 | 0 | 12.9949 | 0.974 | 1.039 | 0 | 1 | 5.574 | 7.5557 | 0 | 12.9949 | PS
3PSAbove Ground Wall - Steel-framed2013 | 2013 | Primary School | 3 | Above Ground Wall | Steel-framed | 0.077 |  | 0.077 | 3.5 inch x 1-5/8 inch x 0.043 inch - Cold-Formed Steel Framing, Cavity Batt + Exterior Polyiso insulation | 5.8631 | 7.2721 | 0 | 13.1352 | 0.974 | 1.039 | 0 | 1 | 5.7107 | 7.5557 | 0 | 13.1352 | PS
4PSAbove Ground Wall - Steel-framed2013 | 2013 | Primary School | 4 | Above Ground Wall | Steel-framed | 0.064 |  | 0.064 | 3.5 inch x 1-5/8 inch x 0.043 inch - Cold-Formed Steel Framing, Cavity Batt + Exterior Polyiso insulation | 6.0837 | 7.3024 | 0 | 13.3861 | 0.974 | 1.039 | 0 | 1 | 5.9256 | 7.5872 | 0 | 13.3861 | PS
5PSAbove Ground Wall - Steel-framed2013 | 2013 | Primary School | 5 | Above Ground Wall | Steel-framed | 0.055 |  | 0.055 | 3.5 inch x 1-5/8 inch x 0.043 inch - Cold-Formed Steel Framing, Cavity Batt + Exterior Polyiso insulation | 6.4213 | 7.3327 | 0 | 13.754 | 0.974 | 1.039 | 0 | 1 | 6.2543 | 7.6187 | 0 | 13.754 | PS
5PSAbove Ground Wall - Steel-framed2013 | 2013 | Primary School | 5 | Above Ground Wall | Steel-framed | 0.055 |  | 0.055 |  | 6.4213 | 7.3327 | 0 | 13.754 | 0.974 | 1.039 | 0 | 1 | 6.2543 | 7.6187 | 0 | 13.754 | PS
5PSAbove Ground Wall - Steel-framed2013 | 2013 | Primary School | 5 | Above Ground Wall | Steel-framed | 0.055 |  | 0.055 |  | 6.4213 | 7.3327 | 0 | 13.754 | 0.974 | 1.039 | 0 | 1 | 6.2543 | 7.6187 | 0 | 13.754 | PS
6PSAbove Ground Wall - Steel-framed2013 | 2013 | Primary School | 6 | Above Ground Wall | Steel-framed | 0.049 |  | 0.049 |  | 7.0033 | 7.3327 | 0 | 14.336 | 0.974 | 1.039 | 0 | 1 | 6.8212 | 7.6187 | 0 | 14.336 | PS
6PSAbove Ground Wall - Steel-framed2013 | 2013 | Primary School | 6 | Above Ground Wall | Steel-framed | 0.049 |  | 0.049 |  | 7.0033 | 7.3327 | 0 | 14.336 | 0.974 | 1.039 | 0 | 1 | 6.8212 | 7.6187 | 0 | 14.336 | PS
7PSAbove Ground Wall - Steel-framed2013 | 2013 | Primary School | 7 | Above Ground Wall | Steel-framed | 0.049 |  | 0.049 |  | 7.0033 | 7.3327 | 0 | 14.336 | 0.974 | 1.039 | 0 | 1 | 6.8212 | 7.6187 | 0 | 14.336 | PS
8PSAbove Ground Wall - Steel-framed2013 | 2013 | Primary School | 8 | Above Ground Wall | Steel-framed | 0.037 |  | 0.037 |  | 8.5624 | 7.3327 | 0 | 15.8951 | 0.974 | 1.039 | 0 | 1 | 8.3397 | 7.6187 | 0 | 15.8951 | PS
1SHAbove Ground Wall - Steel-framed2013 | 2013 | Small Hotel | 1 | Above Ground Wall | Steel-framed | 0.124 |  | 0.124 |  | 5.1668 | 6.6189 | 0 | 11.7857 | 0.974 | 1.039 | 0 | 1 | 5.0324 | 6.8771 | 0 | 11.7857 | SH
1SHAbove Ground Wall - Steel-framed2013 | 2013 | Small Hotel | 1 | Above Ground Wall | Steel-framed | 0.124 |  | 0.124 |  | 5.1668 | 6.6189 | 0 | 11.7857 | 0.974 | 1.039 | 0 | 1 | 5.0324 | 6.8771 | 0 | 11.7857 | SH
2SHAbove Ground Wall - Steel-framed2013 | 2013 | Small Hotel | 2 | Above Ground Wall | Steel-framed | 0.064 |  | 0.064 | 3.5 inch x 1-5/8 inch x 0.043 inch - Cold-Formed Steel Framing, Cavity Batt + Exterior Polyiso insulation | 6.0837 | 7.3024 | 0 | 13.3861 | 0.974 | 1.039 | 0 | 1 | 5.9256 | 7.5872 | 0 | 13.3861 | SH
3SHAbove Ground Wall - Steel-framed2013 | 2013 | Small Hotel | 3 | Above Ground Wall | Steel-framed | 0.064 |  | 0.064 | 3.5 inch x 1-5/8 inch x 0.043 inch - Cold-Formed Steel Framing, Cavity Batt + Exterior Polyiso insulation | 6.0837 | 7.3024 | 0 | 13.3861 | 0.974 | 1.039 | 0 | 1 | 5.9256 | 7.5872 | 0 | 13.3861 | SH
4SHAbove Ground Wall - Steel-framed2013 | 2013 | Small Hotel | 4 | Above Ground Wall | Steel-framed | 0.064 |  | 0.064 | 3.5 inch x 1-5/8 inch x 0.043 inch - Cold-Formed Steel Framing, Cavity Batt + Exterior Polyiso insulation | 6.0837 | 7.3024 | 0 | 13.3861 | 0.974 | 1.039 | 0 | 1 | 5.9256 | 7.5872 | 0 | 13.3861 | SH
5SHAbove Ground Wall - Steel-framed2013 | 2013 | Small Hotel | 5 | Above Ground Wall | Steel-framed | 0.055 |  | 0.055 | 3.5 inch x 1-5/8 inch x 0.043 inch - Cold-Formed Steel Framing, Cavity Batt + Exterior Polyiso insulation | 6.4213 | 7.3327 | 0 | 13.754 | 0.974 | 1.039 | 0 | 1 | 6.2543 | 7.6187 | 0 | 13.754 | SH
5SHAbove Ground Wall - Steel-framed2013 | 2013 | Small Hotel | 5 | Above Ground Wall | Steel-framed | 0.055 |  | 0.055 |  | 6.4213 | 7.3327 | 0 | 13.754 | 0.974 | 1.039 | 0 | 1 | 6.2543 | 7.6187 | 0 | 13.754 | SH
5SHAbove Ground Wall - Steel-framed2013 | 2013 | Small Hotel | 5 | Above Ground Wall | Steel-framed | 0.055 |  | 0.055 |  | 6.4213 | 7.3327 | 0 | 13.754 | 0.974 | 1.039 | 0 | 1 | 6.2543 | 7.6187 | 0 | 13.754 | SH
6SHAbove Ground Wall - Steel-framed2013 | 2013 | Small Hotel | 6 | Above Ground Wall | Steel-framed | 0.049 |  | 0.049 |  | 7.0033 | 7.3327 | 0 | 14.336 | 0.974 | 1.039 | 0 | 1 | 6.8212 | 7.6187 | 0 | 14.336 | SH
6SHAbove Ground Wall - Steel-framed2013 | 2013 | Small Hotel | 6 | Above Ground Wall | Steel-framed | 0.049 |  | 0.049 |  | 7.0033 | 7.3327 | 0 | 14.336 | 0.974 | 1.039 | 0 | 1 | 6.8212 | 7.6187 | 0 | 14.336 | SH
7SHAbove Ground Wall - Steel-framed2013 | 2013 | Small Hotel | 7 | Above Ground Wall | Steel-framed | 0.042 |  | 0.042 |  | 7.0033 | 7.3327 | 0 | 14.336 | 0.974 | 1.039 | 0 | 1 | 6.8212 | 7.6187 | 0 | 14.336 | SH
8SHAbove Ground Wall - Steel-framed2013 | 2013 | Small Hotel | 8 | Above Ground Wall | Steel-framed | 0.037 |  | 0.037 |  | 8.5624 | 7.3327 | 0 | 15.8951 | 0.974 | 1.039 | 0 | 1 | 8.3397 | 7.6187 | 0 | 15.8951 | SH
1SHNRAbove Ground Wall - Steel-framed2013 | 2013 | Small Hotel - Non-res | 1 | Above Ground Wall | Steel-framed | 0.124 |  | 0.124 |  | 5.1668 | 6.6189 | 0 | 11.7857 | 0.974 | 1.039 | 0 | 1 | 5.0324 | 6.8771 | 0 | 11.7857 | SHNR
2SHNRAbove Ground Wall - Steel-framed2013 | 2013 | Small Hotel - Non-res | 2 | Above Ground Wall | Steel-framed | 0.084 |  | 0.084 | 3.5 inch x 1-5/8 inch x 0.043 inch - Cold-Formed Steel Framing, Cavity Batt + Exterior Polyiso insulation | 5.7228 | 7.2721 | 0 | 12.9949 | 0.974 | 1.039 | 0 | 1 | 5.574 | 7.5557 | 0 | 12.9949 | SHNR
3SHNRAbove Ground Wall - Steel-framed2013 | 2013 | Small Hotel - Non-res | 3 | Above Ground Wall | Steel-framed | 0.077 |  | 0.077 | 3.5 inch x 1-5/8 inch x 0.043 inch - Cold-Formed Steel Framing, Cavity Batt + Exterior Polyiso insulation | 5.8631 | 7.2721 | 0 | 13.1352 | 0.974 | 1.039 | 0 | 1 | 5.7107 | 7.5557 | 0 | 13.1352 | SHNR
4SHNRAbove Ground Wall - Steel-framed2013 | 2013 | Small Hotel - Non-res | 4 | Above Ground Wall | Steel-framed | 0.064 |  | 0.064 | 3.5 inch x 1-5/8 inch x 0.043 inch - Cold-Formed Steel Framing, Cavity Batt + Exterior Polyiso insulation | 6.0837 | 7.3024 | 0 | 13.3861 | 0.974 | 1.039 | 0 | 1 | 5.9256 | 7.5872 | 0 | 13.3861 | SHNR
5SHNRAbove Ground Wall - Steel-framed2013 | 2013 | Small Hotel - Non-res | 5 | Above Ground Wall | Steel-framed | 0.055 |  | 0.055 | 3.5 inch x 1-5/8 inch x 0.043 inch - Cold-Formed Steel Framing, Cavity Batt + Exterior Polyiso insulation | 6.4213 | 7.3327 | 0 | 13.754 | 0.974 | 1.039 | 0 | 1 | 6.2543 | 7.6187 | 0 | 13.754 | SHNR
6SHNRAbove Ground Wall - Steel-framed2013 | 2013 | Small Hotel - Non-res | 6 | Above Ground Wall | Steel-framed | 0.049 |  | 0.049 |  | 7.0033 | 7.3327 | 0 | 14.336 | 0.974 | 1.039 | 0 | 1 | 6.8212 | 7.6187 | 0 | 14.336 | SHNR
7SHNRAbove Ground Wall - Steel-framed2013 | 2013 | Small Hotel - Non-res | 7 | Above Ground Wall | Steel-framed | 0.049 |  | 0.049 |  | 7.0033 | 7.3327 | 0 | 14.336 | 0.974 | 1.039 | 0 | 1 | 6.8212 | 7.6187 | 0 | 14.336 | SHNR
8SHNRAbove Ground Wall - Steel-framed2013 | 2013 | Small Hotel - Non-res | 8 | Above Ground Wall | Steel-framed | 0.037 |  | 0.037 |  | 8.5624 | 7.3327 | 0 | 15.8951 | 0.974 | 1.039 | 0 | 1 | 8.3397 | 7.6187 | 0 | 15.8951 | SHNR
1SOAbove Ground Wall - Wood-framed2013 | 2013 | Small Office | 1 | Above Ground Wall | Wood-framed | 0.089 |  | 0.089 |  | 3.4964 | 5.4956 | 0 | 8.992 | 1.089 | 1.041 | 0 | 1 | 3.8076 | 5.7209 | 0 | 8.992 | SO
1SOAbove Ground Wall - Wood-framed2013 | 2013 | Small Office | 1 | Above Ground Wall | Wood-framed | 0.089 |  | 0.089 |  | 3.4964 | 5.4956 | 0 | 8.992 | 1.089 | 1.041 | 0 | 1 | 3.8076 | 5.7209 | 0 | 8.992 | SO
2SOAbove Ground Wall - Wood-framed2013 | 2013 | Small Office | 2 | Above Ground Wall | Wood-framed | 0.089 |  | 0.089 | 2 x 4 Nominal Wood Framing, Single Row Studs, Cavity Batt insulation | 3.4964 | 5.4956 | 0 | 8.992 | 1.089 | 1.041 | 0 | 1 | 3.8076 | 5.7209 | 0 | 8.992 | SO
3SOAbove Ground Wall - Wood-framed2013 | 2013 | Small Office | 3 | Above Ground Wall | Wood-framed | 0.089 |  | 0.089 | 2 x 4 Nominal Wood Framing, Single Row Studs, Cavity Batt insulation | 3.4964 | 5.4956 | 0 | 8.992 | 1.089 | 1.041 | 0 | 1 | 3.8076 | 5.7209 | 0 | 8.992 | SO
4SOAbove Ground Wall - Wood-framed2013 | 2013 | Small Office | 4 | Above Ground Wall | Wood-framed | 0.064 |  | 0.064 | 2 x 6 Nominal Wood Framing, Single Row Studs, Cavity Batt insulation | 4.6605 | 6.0105 | 0 | 10.671 | 1.089 | 1.041 | 0 | 1 | 5.0753 | 6.2569 | 0 | 10.671 | SO
5SOAbove Ground Wall - Wood-framed2013 | 2013 | Small Office | 5 | Above Ground Wall | Wood-framed | 0.051 |  | 0.051 | 2 x 4 Nominal Wood Framing, Single Row Studs, Cavity Batt + Polyiso insulation | 5.4499 | 7.4903 | 0 | 12.9402 | 1.089 | 1.041 | 0 | 1 | 5.935 | 7.7974 | 0 | 12.9402 | SO
5SOAbove Ground Wall - Wood-framed2013 | 2013 | Small Office | 5 | Above Ground Wall | Wood-framed | 0.051 |  | 0.051 |  | 5.4499 | 7.4903 | 0 | 12.9402 | 1.089 | 1.041 | 0 | 1 | 5.935 | 7.7974 | 0 | 12.9402 | SO
5SOAbove Ground Wall - Wood-framed2013 | 2013 | Small Office | 5 | Above Ground Wall | Wood-framed | 0.051 |  | 0.051 |  | 5.4499 | 7.4903 | 0 | 12.9402 | 1.089 | 1.041 | 0 | 1 | 5.935 | 7.7974 | 0 | 12.9402 | SO
6SOAbove Ground Wall - Wood-framed2013 | 2013 | Small Office | 6 | Above Ground Wall | Wood-framed | 0.051 |  | 0.051 |  | 5.4499 | 7.4903 | 0 | 12.9402 | 1.089 | 1.041 | 0 | 1 | 5.935 | 7.7974 | 0 | 12.9402 | SO
6SOAbove Ground Wall - Wood-framed2013 | 2013 | Small Office | 6 | Above Ground Wall | Wood-framed | 0.051 |  | 0.051 |  | 5.4499 | 7.4903 | 0 | 12.9402 | 1.089 | 1.041 | 0 | 1 | 5.935 | 7.7974 | 0 | 12.9402 | SO
7SOAbove Ground Wall - Wood-framed2013 | 2013 | Small Office | 7 | Above Ground Wall | Wood-framed | 0.051 |  | 0.051 |  | 5.4499 | 7.4903 | 0 | 12.9402 | 1.089 | 1.041 | 0 | 1 | 5.935 | 7.7974 | 0 | 12.9402 | SO
8SOAbove Ground Wall - Wood-framed2013 | 2013 | Small Office | 8 | Above Ground Wall | Wood-framed | 0.032 |  | 0.032 |  | 8.2018 | 8.5125 | 0 | 16.7142 | 1.089 | 1.041 | 0 | 1 | 8.9317 | 8.8615 | 0 | 16.7142 | SO
1SRAbove Ground Wall - Mass2013 | 2013 | Stand-alone Retail | 1 | Above Ground Wall | Mass | 0.58 |  | 0.58 |  | 4.4893 | 7.7042 | 0.63208 | 12.8256 | 1.047 | 1.046 | 0 | 1 | 4.7003 | 8.0586 | 0 | 12.8256 | SR
1SRAbove Ground Wall - Mass2013 | 2013 | Stand-alone Retail | 1 | Above Ground Wall | Mass | 0.58 |  | 0.58 |  | 4.4893 | 7.7042 | 0.63208 | 12.8256 | 1.047 | 1.046 | 0 | 1 | 4.7003 | 8.0586 | 0 | 12.8256 | SR
2SRAbove Ground Wall - Mass2013 | 2013 | Stand-alone Retail | 2 | Above Ground Wall | Mass | 0.151 |  | 0.151 | Concrete Wall, 8" thick, poured in place (Means 2014) + Polyiso insulation | 5.8312 | 8.4749 | 0.63208 | 14.9382 | 1.047 | 1.046 | 0 | 1 | 6.1052 | 8.8648 | 0 | 14.9382 | SR
3SRAbove Ground Wall - Mass2013 | 2013 | Stand-alone Retail | 3 | Above Ground Wall | Mass | 0.123 |  | 0.123 | Concrete Wall, 8" thick, poured in place (Means 2014) + Polyiso insulation | 6.0047 | 8.4749 | 0.63208 | 15.1117 | 1.047 | 1.046 | 0 | 1 | 6.2869 | 8.8648 | 0 | 15.1117 | SR
4SRAbove Ground Wall - Mass2013 | 2013 | Stand-alone Retail | 4 | Above Ground Wall | Mass | 0.104 |  | 0.104 | Concrete Wall, 8" thick, poured in place (Means 2014) + Polyiso insulation | 6.1782 | 8.4749 | 0.63208 | 15.2853 | 1.047 | 1.046 | 0 | 1 | 6.4686 | 8.8648 | 0 | 15.2853 | SR
5SRAbove Ground Wall - Mass2013 | 2013 | Stand-alone Retail | 5 | Above Ground Wall | Mass | 0.090 |  | 0.090 | Concrete Wall, 8" thick, poured in place (Means 2014) + Polyiso insulation | 6.3518 | 8.4749 | 0.63208 | 15.4588 | 1.047 | 1.046 | 0 | 1 | 6.6503 | 8.8648 | 0 | 15.4588 | SR
5SRAbove Ground Wall - Mass2013 | 2013 | Stand-alone Retail | 5 | Above Ground Wall | Mass | 0.09 |  | 0.09 |  | 6.3518 | 8.4749 | 0.63208 | 15.4588 | 1.047 | 1.046 | 0 | 1 | 6.6503 | 8.8648 | 0 | 15.4588 | SR
5SRAbove Ground Wall - Mass2013 | 2013 | Stand-alone Retail | 5 | Above Ground Wall | Mass | 0.09 |  | 0.09 |  | 6.3518 | 8.4749 | 0.63208 | 15.4588 | 1.047 | 1.046 | 0 | 1 | 6.6503 | 8.8648 | 0 | 15.4588 | SR
6SRAbove Ground Wall - Mass2013 | 2013 | Stand-alone Retail | 6 | Above Ground Wall | Mass | 0.08 |  | 0.08 |  | 6.5253 | 8.4749 | 0.63208 | 15.6323 | 1.047 | 1.046 | 0 | 1 | 6.832 | 8.8648 | 0 | 15.6323 | SR
6SRAbove Ground Wall - Mass2013 | 2013 | Stand-alone Retail | 6 | Above Ground Wall | Mass | 0.08 |  | 0.08 |  | 6.5253 | 8.4749 | 0.63208 | 15.6323 | 1.047 | 1.046 | 0 | 1 | 6.832 | 8.8648 | 0 | 15.6323 | SR
7SRAbove Ground Wall - Mass2013 | 2013 | Stand-alone Retail | 7 | Above Ground Wall | Mass | 0.071 |  | 0.071 |  | 6.7354 | 8.4749 | 0.63208 | 15.8424 | 1.047 | 1.046 | 0 | 1 | 7.0519 | 8.8648 | 0 | 15.8424 | SR
8SRAbove Ground Wall - Mass2013 | 2013 | Stand-alone Retail | 8 | Above Ground Wall | Mass | 0.048 |  | 0.048 |  | 7.0459 | 8.4749 | 0.63208 | 16.1529 | 1.047 | 1.046 | 0 | 1 | 7.3771 | 8.8648 | 0 | 16.1529 | SR
1LOBelow Grade Wall2010 | 2010 | Large Office | 1 | Below Grade Wall |  | 1.14 |  | 1.14 |  | 4.6884 | 6.0839 | 0 | 10.7723 | 1.047 | 1.046 | 0 | 1 | 4.9088 | 6.3637 | 0 | 10.7723 | LO
1LOBelow Grade Wall2010 | 2010 | Large Office | 1 | Below Grade Wall |  | 1.14 |  | 1.14 |  | 4.6884 | 6.0839 | 0 | 10.7723 | 1.047 | 1.046 | 0 | 1 | 4.9088 | 6.3637 | 0 | 10.7723 | LO
2LOBelow Grade Wall2010 | 2010 | Large Office | 2 | Below Grade Wall |  | 1.140 |  | 1.140 | Concrete Masonry Units (CMU), 8"x16"x8" (Single Wythe), No cavity fill insulation | 4.6884 | 6.0839 | 0 | 10.7723 | 1.047 | 1.046 | 0 | 1 | 4.9088 | 6.3637 | 0 | 10.7723 | LO
3LOBelow Grade Wall2010 | 2010 | Large Office | 3 | Below Grade Wall |  | 1.140 |  | 1.140 | Concrete Masonry Units (CMU), 8"x16"x8" (Single Wythe), No cavity fill insulation | 4.6884 | 6.0839 | 0 | 10.7723 | 1.047 | 1.046 | 0 | 1 | 4.9088 | 6.3637 | 0 | 10.7723 | LO
4LOBelow Grade Wall2010 | 2010 | Large Office | 4 | Below Grade Wall |  | 1.140 |  | 1.140 | Concrete Masonry Units (CMU), 8"x16"x8" (Single Wythe), No cavity fill insulation | 4.6884 | 6.0839 | 0 | 10.7723 | 1.047 | 1.046 | 0 | 1 | 4.9088 | 6.3637 | 0 | 10.7723 | LO
5LOBelow Grade Wall2010 | 2010 | Large Office | 5 | Below Grade Wall |  | 0.119 |  | 0.119 | Concrete Masonry Units (CMU), 8"x16"x8" (Single Wythe), No cavity fill + XPS (interpolated) insulation | 8.5556 | 10.7685 | 0 | 19.3241 | 1.047 | 1.046 | 0 | 1 | 8.9577 | 11.2638 | 0 | 19.3241 | LO
5LOBelow Grade Wall2010 | 2010 | Large Office | 5 | Below Grade Wall |  | 0.119 |  | 0.119 |  | 8.5556 | 10.7685 | 0 | 19.3241 | 1.047 | 1.046 | 0 | 1 | 8.9577 | 11.2638 | 0 | 19.3241 | LO
5LOBelow Grade Wall2010 | 2010 | Large Office | 5 | Below Grade Wall |  | 0.119 |  | 0.119 |  | 8.5556 | 10.7685 | 0 | 19.3241 | 1.047 | 1.046 | 0 | 1 | 8.9577 | 11.2638 | 0 | 19.3241 | LO
6LOBelow Grade Wall2010 | 2010 | Large Office | 6 | Below Grade Wall |  | 0.119 |  | 0.119 |  | 8.5556 | 10.7685 | 0 | 19.3241 | 1.047 | 1.046 | 0 | 1 | 8.9577 | 11.2638 | 0 | 19.3241 | LO
6LOBelow Grade Wall2010 | 2010 | Large Office | 6 | Below Grade Wall |  | 0.119 |  | 0.119 |  | 8.5556 | 10.7685 | 0 | 19.3241 | 1.047 | 1.046 | 0 | 1 | 8.9577 | 11.2638 | 0 | 19.3241 | LO
7LOBelow Grade Wall2010 | 2010 | Large Office | 7 | Below Grade Wall |  | 0.119 |  | 0.119 |  | 8.5556 | 10.7685 | 0 | 19.3241 | 1.047 | 1.046 | 0 | 1 | 8.9577 | 11.2638 | 0 | 19.3241 | LO
8LOBelow Grade Wall2010 | 2010 | Large Office | 8 | Below Grade Wall |  | 0.119 |  | 0.119 |  | 8.5556 | 10.7685 | 0 | 19.3241 | 1.047 | 1.046 | 0 | 1 | 8.9577 | 11.2638 | 0 | 19.3241 | LO
1MABelow Grade Wall2010 | 2010 | Mid-rise Apartment | 1 | Below Grade Wall |  | 1.14 |  | 1.14 |  | 4.6884 | 6.0839 | 0 | 10.7723 | 1.047 | 1.046 | 0 | 1 | 4.9088 | 6.3637 | 0 | 10.7723 | MA
1MABelow Grade Wall2010 | 2010 | Mid-rise Apartment | 1 | Below Grade Wall |  | 1.14 |  | 1.14 |  | 4.6884 | 6.0839 | 0 | 10.7723 | 1.047 | 1.046 | 0 | 1 | 4.9088 | 6.3637 | 0 | 10.7723 | MA
5MABelow Grade Wall2010 | 2010 | Mid-rise Apartment | 5 | Below Grade Wall |  | 0.119 |  | 0.119 |  | 8.5556 | 10.7685 | 0 | 19.3241 | 1.047 | 1.046 | 0 | 1 | 8.9577 | 11.2638 | 0 | 19.3241 | MA
5MABelow Grade Wall2010 | 2010 | Mid-rise Apartment | 5 | Below Grade Wall |  | 0.119 |  | 0.119 |  | 8.5556 | 10.7685 | 0 | 19.3241 | 1.047 | 1.046 | 0 | 1 | 8.9577 | 11.2638 | 0 | 19.3241 | MA
6MABelow Grade Wall2010 | 2010 | Mid-rise Apartment | 6 | Below Grade Wall |  | 0.119 |  | 0.119 |  | 8.5556 | 10.7685 | 0 | 19.3241 | 1.047 | 1.046 | 0 | 1 | 8.9577 | 11.2638 | 0 | 19.3241 | MA
6MABelow Grade Wall2010 | 2010 | Mid-rise Apartment | 6 | Below Grade Wall |  | 0.119 |  | 0.119 |  | 8.5556 | 10.7685 | 0 | 19.3241 | 1.047 | 1.046 | 0 | 1 | 8.9577 | 11.2638 | 0 | 19.3241 | MA
7MABelow Grade Wall2010 | 2010 | Mid-rise Apartment | 7 | Below Grade Wall |  | 0.119 |  | 0.119 |  | 8.5556 | 10.7685 | 0 | 19.3241 | 1.047 | 1.046 | 0 | 1 | 8.9577 | 11.2638 | 0 | 19.3241 | MA
8MABelow Grade Wall2010 | 2010 | Mid-rise Apartment | 8 | Below Grade Wall |  | 0.119 |  | 0.119 |  | 8.5556 | 10.7685 | 0 | 19.3241 | 1.047 | 1.046 | 0 | 1 | 8.9577 | 11.2638 | 0 | 19.3241 | MA
1PSBelow Grade Wall2010 | 2010 | Primary School | 1 | Below Grade Wall |  | 1.14 |  | 1.14 |  | 4.6884 | 6.0839 | 0 | 10.7723 | 1.047 | 1.046 | 0 | 1 | 4.9088 | 6.3637 | 0 | 10.7723 | PS
1PSBelow Grade Wall2010 | 2010 | Primary School | 1 | Below Grade Wall |  | 1.14 |  | 1.14 |  | 4.6884 | 6.0839 | 0 | 10.7723 | 1.047 | 1.046 | 0 | 1 | 4.9088 | 6.3637 | 0 | 10.7723 | PS
5PSBelow Grade Wall2010 | 2010 | Primary School | 5 | Below Grade Wall |  | 0.119 |  | 0.119 |  | 8.5556 | 10.7685 | 0 | 19.3241 | 1.047 | 1.046 | 0 | 1 | 8.9577 | 11.2638 | 0 | 19.3241 | PS
5PSBelow Grade Wall2010 | 2010 | Primary School | 5 | Below Grade Wall |  | 0.119 |  | 0.119 |  | 8.5556 | 10.7685 | 0 | 19.3241 | 1.047 | 1.046 | 0 | 1 | 8.9577 | 11.2638 | 0 | 19.3241 | PS
6PSBelow Grade Wall2010 | 2010 | Primary School | 6 | Below Grade Wall |  | 0.119 |  | 0.119 |  | 8.5556 | 10.7685 | 0 | 19.3241 | 1.047 | 1.046 | 0 | 1 | 8.9577 | 11.2638 | 0 | 19.3241 | PS
6PSBelow Grade Wall2010 | 2010 | Primary School | 6 | Below Grade Wall |  | 0.119 |  | 0.119 |  | 8.5556 | 10.7685 | 0 | 19.3241 | 1.047 | 1.046 | 0 | 1 | 8.9577 | 11.2638 | 0 | 19.3241 | PS
7PSBelow Grade Wall2010 | 2010 | Primary School | 7 | Below Grade Wall |  | 0.119 |  | 0.119 |  | 8.5556 | 10.7685 | 0 | 19.3241 | 1.047 | 1.046 | 0 | 1 | 8.9577 | 11.2638 | 0 | 19.3241 | PS
8PSBelow Grade Wall2010 | 2010 | Primary School | 8 | Below Grade Wall |  | 0.119 |  | 0.119 |  | 8.5556 | 10.7685 | 0 | 19.3241 | 1.047 | 1.046 | 0 | 1 | 8.9577 | 11.2638 | 0 | 19.3241 | PS
1SHBelow Grade Wall2010 | 2010 | Small Hotel | 1 | Below Grade Wall |  | 1.14 |  | 1.14 |  | 4.6884 | 6.0839 | 0 | 10.7723 | 1.047 | 1.046 | 0 | 1 | 4.9088 | 6.3637 | 0 | 10.7723 | SH
1SHBelow Grade Wall2010 | 2010 | Small Hotel | 1 | Below Grade Wall |  | 1.14 |  | 1.14 |  | 4.6884 | 6.0839 | 0 | 10.7723 | 1.047 | 1.046 | 0 | 1 | 4.9088 | 6.3637 | 0 | 10.7723 | SH
5SHBelow Grade Wall2010 | 2010 | Small Hotel | 5 | Below Grade Wall |  | 0.119 |  | 0.119 |  | 8.5556 | 10.7685 | 0 | 19.3241 | 1.047 | 1.046 | 0 | 1 | 8.9577 | 11.2638 | 0 | 19.3241 | SH
5SHBelow Grade Wall2010 | 2010 | Small Hotel | 5 | Below Grade Wall |  | 0.119 |  | 0.119 |  | 8.5556 | 10.7685 | 0 | 19.3241 | 1.047 | 1.046 | 0 | 1 | 8.9577 | 11.2638 | 0 | 19.3241 | SH
6SHBelow Grade Wall2010 | 2010 | Small Hotel | 6 | Below Grade Wall |  | 0.119 |  | 0.119 |  | 8.5556 | 10.7685 | 0 | 19.3241 | 1.047 | 1.046 | 0 | 1 | 8.9577 | 11.2638 | 0 | 19.3241 | SH
6SHBelow Grade Wall2010 | 2010 | Small Hotel | 6 | Below Grade Wall |  | 0.119 |  | 0.119 |  | 8.5556 | 10.7685 | 0 | 19.3241 | 1.047 | 1.046 | 0 | 1 | 8.9577 | 11.2638 | 0 | 19.3241 | SH
7SHBelow Grade Wall2010 | 2010 | Small Hotel | 7 | Below Grade Wall |  | 0.092 |  | 0.092 |  | 8.5556 | 10.7685 | 0 | 19.3241 | 1.047 | 1.046 | 0 | 1 | 8.9577 | 11.2638 | 0 | 19.3241 | SH
8SHBelow Grade Wall2010 | 2010 | Small Hotel | 8 | Below Grade Wall |  | 0.075 |  | 0.075 |  | 8.5556 | 10.7685 | 0 | 19.3241 | 1.047 | 1.046 | 0 | 1 | 8.9577 | 11.2638 | 0 | 19.3241 | SH
1SHNRBelow Grade Wall2010 | 2010 | Small Hotel - Non-res | 1 | Below Grade Wall |  | 1.14 |  | 1.14 |  | 4.6884 | 6.0839 | 0 | 10.7723 | 1.047 | 1.046 | 0 | 1 | 4.9088 | 6.3637 | 0 | 10.7723 | SHNR
6SHNRBelow Grade Wall2010 | 2010 | Small Hotel - Non-res | 6 | Below Grade Wall |  | 0.119 |  | 0.119 |  | 8.5556 | 10.7685 | 0 | 19.3241 | 1.047 | 1.046 | 0 | 1 | 8.9577 | 11.2638 | 0 | 19.3241 | SHNR
7SHNRBelow Grade Wall2010 | 2010 | Small Hotel - Non-res | 7 | Below Grade Wall |  | 0.119 |  | 0.119 |  | 8.5556 | 10.7685 | 0 | 19.3241 | 1.047 | 1.046 | 0 | 1 | 8.9577 | 11.2638 | 0 | 19.3241 | SHNR
8SHNRBelow Grade Wall2010 | 2010 | Small Hotel - Non-res | 8 | Below Grade Wall |  | 0.119 |  | 0.119 |  | 8.5556 | 10.7685 | 0 | 19.3241 | 1.047 | 1.046 | 0 | 1 | 8.9577 | 11.2638 | 0 | 19.3241 | SHNR
1SOBelow Grade Wall2010 | 2010 | Small Office | 1 | Below Grade Wall |  | 1.14 |  | 1.14 |  | 4.6884 | 6.0839 | 0 | 10.7723 | 1.047 | 1.046 | 0 | 1 | 4.9088 | 6.3637 | 0 | 10.7723 | SO
1SOBelow Grade Wall2010 | 2010 | Small Office | 1 | Below Grade Wall |  | 1.14 |  | 1.14 |  | 4.6884 | 6.0839 | 0 | 10.7723 | 1.047 | 1.046 | 0 | 1 | 4.9088 | 6.3637 | 0 | 10.7723 | SO
5SOBelow Grade Wall2010 | 2010 | Small Office | 5 | Below Grade Wall |  | 0.119 |  | 0.119 |  | 8.5556 | 10.7685 | 0 | 19.3241 | 1.047 | 1.046 | 0 | 1 | 8.9577 | 11.2638 | 0 | 19.3241 | SO
5SOBelow Grade Wall2010 | 2010 | Small Office | 5 | Below Grade Wall |  | 0.119 |  | 0.119 |  | 8.5556 | 10.7685 | 0 | 19.3241 | 1.047 | 1.046 | 0 | 1 | 8.9577 | 11.2638 | 0 | 19.3241 | SO
6SOBelow Grade Wall2010 | 2010 | Small Office | 6 | Below Grade Wall |  | 0.119 |  | 0.119 |  | 8.5556 | 10.7685 | 0 | 19.3241 | 1.047 | 1.046 | 0 | 1 | 8.9577 | 11.2638 | 0 | 19.3241 | SO
6SOBelow Grade Wall2010 | 2010 | Small Office | 6 | Below Grade Wall |  | 0.119 |  | 0.119 |  | 8.5556 | 10.7685 | 0 | 19.3241 | 1.047 | 1.046 | 0 | 1 | 8.9577 | 11.2638 | 0 | 19.3241 | SO
7SOBelow Grade Wall2010 | 2010 | Small Office | 7 | Below Grade Wall |  | 0.119 |  | 0.119 |  | 8.5556 | 10.7685 | 0 | 19.3241 | 1.047 | 1.046 | 0 | 1 | 8.9577 | 11.2638 | 0 | 19.3241 | SO
8SOBelow Grade Wall2010 | 2010 | Small Office | 8 | Below Grade Wall |  | 0.119 |  | 0.119 |  | 8.5556 | 10.7685 | 0 | 19.3241 | 1.047 | 1.046 | 0 | 1 | 8.9577 | 11.2638 | 0 | 19.3241 | SO
1SRBelow Grade Wall2010 | 2010 | Stand-alone Retail | 1 | Below Grade Wall |  | 1.14 |  | 1.14 |  | 4.6884 | 6.0839 | 0 | 10.7723 | 1.047 | 1.046 | 0 | 1 | 4.9088 | 6.3637 | 0 | 10.7723 | SR
1SRBelow Grade Wall2010 | 2010 | Stand-alone Retail | 1 | Below Grade Wall |  | 1.14 |  | 1.14 |  | 4.6884 | 6.0839 | 0 | 10.7723 | 1.047 | 1.046 | 0 | 1 | 4.9088 | 6.3637 | 0 | 10.7723 | SR
5SRBelow Grade Wall2010 | 2010 | Stand-alone Retail | 5 | Below Grade Wall |  | 0.119 |  | 0.119 |  | 8.5556 | 10.7685 | 0 | 19.3241 | 1.047 | 1.046 | 0 | 1 | 8.9577 | 11.2638 | 0 | 19.3241 | SR
5SRBelow Grade Wall2010 | 2010 | Stand-alone Retail | 5 | Below Grade Wall |  | 0.119 |  | 0.119 |  | 8.5556 | 10.7685 | 0 | 19.3241 | 1.047 | 1.046 | 0 | 1 | 8.9577 | 11.2638 | 0 | 19.3241 | SR
6SRBelow Grade Wall2010 | 2010 | Stand-alone Retail | 6 | Below Grade Wall |  | 0.119 |  | 0.119 |  | 8.5556 | 10.7685 | 0 | 19.3241 | 1.047 | 1.046 | 0 | 1 | 8.9577 | 11.2638 | 0 | 19.3241 | SR
6SRBelow Grade Wall2010 | 2010 | Stand-alone Retail | 6 | Below Grade Wall |  | 0.119 |  | 0.119 |  | 8.5556 | 10.7685 | 0 | 19.3241 | 1.047 | 1.046 | 0 | 1 | 8.9577 | 11.2638 | 0 | 19.3241 | SR
7SRBelow Grade Wall2010 | 2010 | Stand-alone Retail | 7 | Below Grade Wall |  | 0.119 |  | 0.119 |  | 8.5556 | 10.7685 | 0 | 19.3241 | 1.047 | 1.046 | 0 | 1 | 8.9577 | 11.2638 | 0 | 19.3241 | SR
8SRBelow Grade Wall2010 | 2010 | Stand-alone Retail | 8 | Below Grade Wall |  | 0.119 |  | 0.119 |  | 8.5556 | 10.7685 | 0 | 19.3241 | 1.047 | 1.046 | 0 | 1 | 8.9577 | 11.2638 | 0 | 19.3241 | SR
1LOBelow Grade Wall2013 | 2013 | Large Office | 1 | Below Grade Wall |  | 1.14 |  | 1.14 |  | 4.6884 | 6.0839 | 0 | 10.7723 | 1.047 | 1.046 | 0 | 1 | 4.9088 | 6.3637 | 0 | 10.7723 | LO
1LOBelow Grade Wall2013 | 2013 | Large Office | 1 | Below Grade Wall |  | 1.14 |  | 1.14 |  | 4.6884 | 6.0839 | 0 | 10.7723 | 1.047 | 1.046 | 0 | 1 | 4.9088 | 6.3637 | 0 | 10.7723 | LO
2LOBelow Grade Wall2013 | 2013 | Large Office | 2 | Below Grade Wall |  | 1.140 |  | 1.140 | Concrete Masonry Units (CMU), 8"x16"x8" (Single Wythe), No cavity fill insulation | 4.6884 | 6.0839 | 0 | 10.7723 | 1.047 | 1.046 | 0 | 1 | 4.9088 | 6.3637 | 0 | 10.7723 | LO
3LOBelow Grade Wall2013 | 2013 | Large Office | 3 | Below Grade Wall |  | 1.140 |  | 1.140 | Concrete Masonry Units (CMU), 8"x16"x8" (Single Wythe), No cavity fill insulation | 4.6884 | 6.0839 | 0 | 10.7723 | 1.047 | 1.046 | 0 | 1 | 4.9088 | 6.3637 | 0 | 10.7723 | LO
4LOBelow Grade Wall2013 | 2013 | Large Office | 4 | Below Grade Wall |  | 0.119 |  | 0.119 | Concrete Masonry Units (CMU), 8"x16"x8" (Single Wythe), No cavity fill + XPS (interpolated) insulation | 8.5556 | 10.7685 | 0 | 19.3241 | 1.047 | 1.046 | 0 | 1 | 8.9577 | 11.2638 | 0 | 19.3241 | LO
5LOBelow Grade Wall2013 | 2013 | Large Office | 5 | Below Grade Wall |  | 0.119 |  | 0.119 | Concrete Masonry Units (CMU), 8"x16"x8" (Single Wythe), No cavity fill + XPS (interpolated) insulation | 8.5556 | 10.7685 | 0 | 19.3241 | 1.047 | 1.046 | 0 | 1 | 8.9577 | 11.2638 | 0 | 19.3241 | LO
5LOBelow Grade Wall2013 | 2013 | Large Office | 5 | Below Grade Wall |  | 0.119 |  | 0.119 |  | 8.5556 | 10.7685 | 0 | 19.3241 | 1.047 | 1.046 | 0 | 1 | 8.9577 | 11.2638 | 0 | 19.3241 | LO
5LOBelow Grade Wall2013 | 2013 | Large Office | 5 | Below Grade Wall |  | 0.119 |  | 0.119 |  | 8.5556 | 10.7685 | 0 | 19.3241 | 1.047 | 1.046 | 0 | 1 | 8.9577 | 11.2638 | 0 | 19.3241 | LO
6LOBelow Grade Wall2013 | 2013 | Large Office | 6 | Below Grade Wall |  | 0.092 |  | 0.092 |  | 8.8825 | 10.7685 | 0 | 19.651 | 1.047 | 1.046 | 0 | 1 | 9.3 | 11.2638 | 0 | 19.651 | LO
6LOBelow Grade Wall2013 | 2013 | Large Office | 6 | Below Grade Wall |  | 0.092 |  | 0.092 |  | 8.8825 | 10.7685 | 0 | 19.651 | 1.047 | 1.046 | 0 | 1 | 9.3 | 11.2638 | 0 | 19.651 | LO
7LOBelow Grade Wall2013 | 2013 | Large Office | 7 | Below Grade Wall |  | 0.063 |  | 0.063 |  | 9.5683 | 10.7685 | 0 | 20.3367 | 1.047 | 1.046 | 0 | 1 | 10.018 | 11.2638 | 0 | 20.3367 | LO
8LOBelow Grade Wall2013 | 2013 | Large Office | 8 | Below Grade Wall |  | 0.063 |  | 0.063 |  | 9.5683 | 10.7685 | 0 | 20.3367 | 1.047 | 1.046 | 0 | 1 | 10.018 | 11.2638 | 0 | 20.3367 | LO
1MABelow Grade Wall2013 | 2013 | Mid-rise Apartment | 1 | Below Grade Wall |  | 1.14 |  | 1.14 |  | 4.6884 | 6.0839 | 0 | 10.7723 | 1.047 | 1.046 | 0 | 1 | 4.9088 | 6.3637 | 0 | 10.7723 | MA
1MABelow Grade Wall2013 | 2013 | Mid-rise Apartment | 1 | Below Grade Wall |  | 1.14 |  | 1.14 |  | 4.6884 | 6.0839 | 0 | 10.7723 | 1.047 | 1.046 | 0 | 1 | 4.9088 | 6.3637 | 0 | 10.7723 | MA
5MABelow Grade Wall2013 | 2013 | Mid-rise Apartment | 5 | Below Grade Wall |  | 0.119 |  | 0.119 |  | 8.5556 | 10.7685 | 0 | 19.3241 | 1.047 | 1.046 | 0 | 1 | 8.9577 | 11.2638 | 0 | 19.3241 | MA
5MABelow Grade Wall2013 | 2013 | Mid-rise Apartment | 5 | Below Grade Wall |  | 0.119 |  | 0.119 |  | 8.5556 | 10.7685 | 0 | 19.3241 | 1.047 | 1.046 | 0 | 1 | 8.9577 | 11.2638 | 0 | 19.3241 | MA
6MABelow Grade Wall2013 | 2013 | Mid-rise Apartment | 6 | Below Grade Wall |  | 0.092 |  | 0.092 |  | 8.8825 | 10.7685 | 0 | 19.651 | 1.047 | 1.046 | 0 | 1 | 9.3 | 11.2638 | 0 | 19.651 | MA
6MABelow Grade Wall2013 | 2013 | Mid-rise Apartment | 6 | Below Grade Wall |  | 0.092 |  | 0.092 |  | 8.8825 | 10.7685 | 0 | 19.651 | 1.047 | 1.046 | 0 | 1 | 9.3 | 11.2638 | 0 | 19.651 | MA
7MABelow Grade Wall2013 | 2013 | Mid-rise Apartment | 7 | Below Grade Wall |  | 0.063 |  | 0.063 |  | 9.5683 | 10.7685 | 0 | 20.3367 | 1.047 | 1.046 | 0 | 1 | 10.018 | 11.2638 | 0 | 20.3367 | MA
8MABelow Grade Wall2013 | 2013 | Mid-rise Apartment | 8 | Below Grade Wall |  | 0.063 |  | 0.063 |  | 9.5683 | 10.7685 | 0 | 20.3367 | 1.047 | 1.046 | 0 | 1 | 10.018 | 11.2638 | 0 | 20.3367 | MA
1PSBelow Grade Wall2013 | 2013 | Primary School | 1 | Below Grade Wall |  | 1.14 |  | 1.14 |  | 4.6884 | 6.0839 | 0 | 10.7723 | 1.047 | 1.046 | 0 | 1 | 4.9088 | 6.3637 | 0 | 10.7723 | PS
1PSBelow Grade Wall2013 | 2013 | Primary School | 1 | Below Grade Wall |  | 1.14 |  | 1.14 |  | 4.6884 | 6.0839 | 0 | 10.7723 | 1.047 | 1.046 | 0 | 1 | 4.9088 | 6.3637 | 0 | 10.7723 | PS
5PSBelow Grade Wall2013 | 2013 | Primary School | 5 | Below Grade Wall |  | 0.119 |  | 0.119 |  | 8.5556 | 10.7685 | 0 | 19.3241 | 1.047 | 1.046 | 0 | 1 | 8.9577 | 11.2638 | 0 | 19.3241 | PS
5PSBelow Grade Wall2013 | 2013 | Primary School | 5 | Below Grade Wall |  | 0.119 |  | 0.119 |  | 8.5556 | 10.7685 | 0 | 19.3241 | 1.047 | 1.046 | 0 | 1 | 8.9577 | 11.2638 | 0 | 19.3241 | PS
6PSBelow Grade Wall2013 | 2013 | Primary School | 6 | Below Grade Wall |  | 0.092 |  | 0.092 |  | 8.8825 | 10.7685 | 0 | 19.651 | 1.047 | 1.046 | 0 | 1 | 9.3 | 11.2638 | 0 | 19.651 | PS
6PSBelow Grade Wall2013 | 2013 | Primary School | 6 | Below Grade Wall |  | 0.092 |  | 0.092 |  | 8.8825 | 10.7685 | 0 | 19.651 | 1.047 | 1.046 | 0 | 1 | 9.3 | 11.2638 | 0 | 19.651 | PS
7PSBelow Grade Wall2013 | 2013 | Primary School | 7 | Below Grade Wall |  | 0.063 |  | 0.063 |  | 9.5683 | 10.7685 | 0 | 20.3367 | 1.047 | 1.046 | 0 | 1 | 10.018 | 11.2638 | 0 | 20.3367 | PS
8PSBelow Grade Wall2013 | 2013 | Primary School | 8 | Below Grade Wall |  | 0.063 |  | 0.063 |  | 9.5683 | 10.7685 | 0 | 20.3367 | 1.047 | 1.046 | 0 | 1 | 10.018 | 11.2638 | 0 | 20.3367 | PS
1SHBelow Grade Wall2013 | 2013 | Small Hotel | 1 | Below Grade Wall |  | 1.14 |  | 1.14 |  | 4.6884 | 6.0839 | 0 | 10.7723 | 1.047 | 1.046 | 0 | 1 | 4.9088 | 6.3637 | 0 | 10.7723 | SH
1SHBelow Grade Wall2013 | 2013 | Small Hotel | 1 | Below Grade Wall |  | 1.14 |  | 1.14 |  | 4.6884 | 6.0839 | 0 | 10.7723 | 1.047 | 1.046 | 0 | 1 | 4.9088 | 6.3637 | 0 | 10.7723 | SH
5SHBelow Grade Wall2013 | 2013 | Small Hotel | 5 | Below Grade Wall |  | 0.119 |  | 0.119 |  | 8.5556 | 10.7685 | 0 | 19.3241 | 1.047 | 1.046 | 0 | 1 | 8.9577 | 11.2638 | 0 | 19.3241 | SH
5SHBelow Grade Wall2013 | 2013 | Small Hotel | 5 | Below Grade Wall |  | 0.119 |  | 0.119 |  | 8.5556 | 10.7685 | 0 | 19.3241 | 1.047 | 1.046 | 0 | 1 | 8.9577 | 11.2638 | 0 | 19.3241 | SH
6SHBelow Grade Wall2013 | 2013 | Small Hotel | 6 | Below Grade Wall |  | 0.063 |  | 0.063 |  | 8.8825 | 10.7685 | 0 | 19.651 | 1.047 | 1.046 | 0 | 1 | 9.3 | 11.2638 | 0 | 19.651 | SH
6SHBelow Grade Wall2013 | 2013 | Small Hotel | 6 | Below Grade Wall |  | 0.063 |  | 0.063 |  | 8.8825 | 10.7685 | 0 | 19.651 | 1.047 | 1.046 | 0 | 1 | 9.3 | 11.2638 | 0 | 19.651 | SH
7SHBelow Grade Wall2013 | 2013 | Small Hotel | 7 | Below Grade Wall |  | 0.063 |  | 0.063 |  | 9.5683 | 10.7685 | 0 | 20.3367 | 1.047 | 1.046 | 0 | 1 | 10.018 | 11.2638 | 0 | 20.3367 | SH
8SHBelow Grade Wall2013 | 2013 | Small Hotel | 8 | Below Grade Wall |  | 0.063 |  | 0.063 |  | 9.5683 | 10.7685 | 0 | 20.3367 | 1.047 | 1.046 | 0 | 1 | 10.018 | 11.2638 | 0 | 20.3367 | SH
1SHNRBelow Grade Wall2013 | 2013 | Small Hotel - Non-res | 1 | Below Grade Wall |  | 1.14 |  | 1.14 |  | 4.6884 | 6.0839 | 0 | 10.7723 | 1.047 | 1.046 | 0 | 1 | 4.9088 | 6.3637 | 0 | 10.7723 | SHNR
6SHNRBelow Grade Wall2013 | 2013 | Small Hotel - Non-res | 6 | Below Grade Wall |  | 0.092 |  | 0.092 |  | 8.8825 | 10.7685 | 0 | 19.651 | 1.047 | 1.046 | 0 | 1 | 9.3 | 11.2638 | 0 | 19.651 | SHNR
7SHNRBelow Grade Wall2013 | 2013 | Small Hotel - Non-res | 7 | Below Grade Wall |  | 0.063 |  | 0.063 |  | 9.5683 | 10.7685 | 0 | 20.3367 | 1.047 | 1.046 | 0 | 1 | 10.018 | 11.2638 | 0 | 20.3367 | SHNR
8SHNRBelow Grade Wall2013 | 2013 | Small Hotel - Non-res | 8 | Below Grade Wall |  | 0.063 |  | 0.063 |  | 9.5683 | 10.7685 | 0 | 20.3367 | 1.047 | 1.046 | 0 | 1 | 10.018 | 11.2638 | 0 | 20.3367 | SHNR
1SOBelow Grade Wall2013 | 2013 | Small Office | 1 | Below Grade Wall |  | 1.14 |  | 1.14 |  | 4.6884 | 6.0839 | 0 | 10.7723 | 1.047 | 1.046 | 0 | 1 | 4.9088 | 6.3637 | 0 | 10.7723 | SO
1SOBelow Grade Wall2013 | 2013 | Small Office | 1 | Below Grade Wall |  | 1.14 |  | 1.14 |  | 4.6884 | 6.0839 | 0 | 10.7723 | 1.047 | 1.046 | 0 | 1 | 4.9088 | 6.3637 | 0 | 10.7723 | SO
5SOBelow Grade Wall2013 | 2013 | Small Office | 5 | Below Grade Wall |  | 0.119 |  | 0.119 |  | 8.5556 | 10.7685 | 0 | 19.3241 | 1.047 | 1.046 | 0 | 1 | 8.9577 | 11.2638 | 0 | 19.3241 | SO
5SOBelow Grade Wall2013 | 2013 | Small Office | 5 | Below Grade Wall |  | 0.119 |  | 0.119 |  | 8.5556 | 10.7685 | 0 | 19.3241 | 1.047 | 1.046 | 0 | 1 | 8.9577 | 11.2638 | 0 | 19.3241 | SO
6SOBelow Grade Wall2013 | 2013 | Small Office | 6 | Below Grade Wall |  | 0.092 |  | 0.092 |  | 8.8825 | 10.7685 | 0 | 19.651 | 1.047 | 1.046 | 0 | 1 | 9.3 | 11.2638 | 0 | 19.651 | SO
6SOBelow Grade Wall2013 | 2013 | Small Office | 6 | Below Grade Wall |  | 0.092 |  | 0.092 |  | 8.8825 | 10.7685 | 0 | 19.651 | 1.047 | 1.046 | 0 | 1 | 9.3 | 11.2638 | 0 | 19.651 | SO
7SOBelow Grade Wall2013 | 2013 | Small Office | 7 | Below Grade Wall |  | 0.063 |  | 0.063 |  | 9.5683 | 10.7685 | 0 | 20.3367 | 1.047 | 1.046 | 0 | 1 | 10.018 | 11.2638 | 0 | 20.3367 | SO
8SOBelow Grade Wall2013 | 2013 | Small Office | 8 | Below Grade Wall |  | 0.063 |  | 0.063 |  | 9.5683 | 10.7685 | 0 | 20.3367 | 1.047 | 1.046 | 0 | 1 | 10.018 | 11.2638 | 0 | 20.3367 | SO
1SRBelow Grade Wall2013 | 2013 | Stand-alone Retail | 1 | Below Grade Wall |  | 1.14 |  | 1.14 |  | 4.6884 | 6.0839 | 0 | 10.7723 | 1.047 | 1.046 | 0 | 1 | 4.9088 | 6.3637 | 0 | 10.7723 | SR
1SRBelow Grade Wall2013 | 2013 | Stand-alone Retail | 1 | Below Grade Wall |  | 1.14 |  | 1.14 |  | 4.6884 | 6.0839 | 0 | 10.7723 | 1.047 | 1.046 | 0 | 1 | 4.9088 | 6.3637 | 0 | 10.7723 | SR
5SRBelow Grade Wall2013 | 2013 | Stand-alone Retail | 5 | Below Grade Wall |  | 0.119 |  | 0.119 |  | 8.5556 | 10.7685 | 0 | 19.3241 | 1.047 | 1.046 | 0 | 1 | 8.9577 | 11.2638 | 0 | 19.3241 | SR
5SRBelow Grade Wall2013 | 2013 | Stand-alone Retail | 5 | Below Grade Wall |  | 0.119 |  | 0.119 |  | 8.5556 | 10.7685 | 0 | 19.3241 | 1.047 | 1.046 | 0 | 1 | 8.9577 | 11.2638 | 0 | 19.3241 | SR
6SRBelow Grade Wall2013 | 2013 | Stand-alone Retail | 6 | Below Grade Wall |  | 0.092 |  | 0.092 |  | 8.8825 | 10.7685 | 0 | 19.651 | 1.047 | 1.046 | 0 | 1 | 9.3 | 11.2638 | 0 | 19.651 | SR
6SRBelow Grade Wall2013 | 2013 | Stand-alone Retail | 6 | Below Grade Wall |  | 0.092 |  | 0.092 |  | 8.8825 | 10.7685 | 0 | 19.651 | 1.047 | 1.046 | 0 | 1 | 9.3 | 11.2638 | 0 | 19.651 | SR
7SRBelow Grade Wall2013 | 2013 | Stand-alone Retail | 7 | Below Grade Wall |  | 0.063 |  | 0.063 |  | 9.5683 | 10.7685 | 0 | 20.3367 | 1.047 | 1.046 | 0 | 1 | 10.018 | 11.2638 | 0 | 20.3367 | SR
8SRBelow Grade Wall2013 | 2013 | Stand-alone Retail | 8 | Below Grade Wall |  | 0.063 |  | 0.063 |  | 9.5683 | 10.7685 | 0 | 20.3367 | 1.047 | 1.046 | 0 | 1 | 10.018 | 11.2638 | 0 | 20.3367 | SR
1LORoof - Insulation Entirely Above Deck2010 | 2010 | Large Office | 1 | Roof | Insulation Entirely Above Deck | 0.063 |  | 0.063 |  | 16.3337 | 8.3534 | 0 | 24.6871 | 1.103 | 1.047 | 0 | 1 | 18.0161 | 8.746 | 0 | 24.6871 | LO
1LORoof - Insulation Entirely Above Deck2010 | 2010 | Large Office | 1 | Roof | Insulation Entirely Above Deck | 0.063 |  | 0.063 |  | 16.3337 | 8.3534 | 0 | 24.6871 | 1.103 | 1.047 | 0 | 1 | 18.0161 | 8.746 | 0 | 24.6871 | LO
2LORoof - Insulation Entirely Above Deck2010 | 2010 | Large Office | 2 | Roof | Insulation Entirely Above Deck | 0.048 |  | 0.048 | Concrete or Metal Deck, Polyiso insulation | 16.93 | 8.3662 | 0 | 25.2962 | 1.103 | 1.047 | 0 | 1 | 18.6738 | 8.7594 | 0 | 25.2962 | LO
3LORoof - Insulation Entirely Above Deck2010 | 2010 | Large Office | 3 | Roof | Insulation Entirely Above Deck | 0.048 |  | 0.048 | Concrete or Metal Deck, Polyiso insulation | 16.93 | 8.3662 | 0 | 25.2962 | 1.103 | 1.047 | 0 | 1 | 18.6738 | 8.7594 | 0 | 25.2962 | LO
4LORoof - Insulation Entirely Above Deck2010 | 2010 | Large Office | 4 | Roof | Insulation Entirely Above Deck | 0.048 |  | 0.048 | Concrete or Metal Deck, Polyiso insulation | 16.93 | 8.3662 | 0 | 25.2962 | 1.103 | 1.047 | 0 | 1 | 18.6738 | 8.7594 | 0 | 25.2962 | LO
5LORoof - Insulation Entirely Above Deck2010 | 2010 | Large Office | 5 | Roof | Insulation Entirely Above Deck | 0.048 |  | 0.048 | Concrete or Metal Deck, Polyiso insulation | 16.93 | 8.3662 | 0 | 25.2962 | 1.103 | 1.047 | 0 | 1 | 18.6738 | 8.7594 | 0 | 25.2962 | LO
5LORoof - Insulation Entirely Above Deck2010 | 2010 | Large Office | 5 | Roof | Insulation Entirely Above Deck | 0.048 |  | 0.048 |  | 16.93 | 8.3662 | 0 | 25.2962 | 1.103 | 1.047 | 0 | 1 | 18.6738 | 8.7594 | 0 | 25.2962 | LO
5LORoof - Insulation Entirely Above Deck2010 | 2010 | Large Office | 5 | Roof | Insulation Entirely Above Deck | 0.048 |  | 0.048 |  | 16.93 | 8.3662 | 0 | 25.2962 | 1.103 | 1.047 | 0 | 1 | 18.6738 | 8.7594 | 0 | 25.2962 | LO
6LORoof - Insulation Entirely Above Deck2010 | 2010 | Large Office | 6 | Roof | Insulation Entirely Above Deck | 0.048 |  | 0.048 |  | 16.93 | 8.3662 | 0 | 25.2962 | 1.103 | 1.047 | 0 | 1 | 18.6738 | 8.7594 | 0 | 25.2962 | LO
6LORoof - Insulation Entirely Above Deck2010 | 2010 | Large Office | 6 | Roof | Insulation Entirely Above Deck | 0.048 |  | 0.048 |  | 16.93 | 8.3662 | 0 | 25.2962 | 1.103 | 1.047 | 0 | 1 | 18.6738 | 8.7594 | 0 | 25.2962 | LO
7LORoof - Insulation Entirely Above Deck2010 | 2010 | Large Office | 7 | Roof | Insulation Entirely Above Deck | 0.048 |  | 0.048 |  | 16.93 | 8.3662 | 0 | 25.2962 | 1.103 | 1.047 | 0 | 1 | 18.6738 | 8.7594 | 0 | 25.2962 | LO
8LORoof - Insulation Entirely Above Deck2010 | 2010 | Large Office | 8 | Roof | Insulation Entirely Above Deck | 0.048 |  | 0.048 |  | 16.93 | 8.3662 | 0 | 25.2962 | 1.103 | 1.047 | 0 | 1 | 18.6738 | 8.7594 | 0 | 25.2962 | LO
1MARoof - Insulation Entirely Above Deck2010 | 2010 | Mid-rise Apartment | 1 | Roof | Insulation Entirely Above Deck | 0.063 |  | 0.063 |  | 16.3337 | 8.3534 | 0 | 24.6871 | 1.103 | 1.047 | 0 | 1 | 18.0161 | 8.746 | 0 | 24.6871 | MA
1MARoof - Insulation Entirely Above Deck2010 | 2010 | Mid-rise Apartment | 1 | Roof | Insulation Entirely Above Deck | 0.063 |  | 0.063 |  | 16.3337 | 8.3534 | 0 | 24.6871 | 1.103 | 1.047 | 0 | 1 | 18.0161 | 8.746 | 0 | 24.6871 | MA
2MARoof - Insulation Entirely Above Deck2010 | 2010 | Mid-rise Apartment | 2 | Roof | Insulation Entirely Above Deck | 0.048 |  | 0.048 | Concrete or Metal Deck, Polyiso insulation | 16.93 | 8.3662 | 0 | 25.2962 | 1.103 | 1.047 | 0 | 1 | 18.6738 | 8.7594 | 0 | 25.2962 | MA
3MARoof - Insulation Entirely Above Deck2010 | 2010 | Mid-rise Apartment | 3 | Roof | Insulation Entirely Above Deck | 0.048 |  | 0.048 | Concrete or Metal Deck, Polyiso insulation | 16.93 | 8.3662 | 0 | 25.2962 | 1.103 | 1.047 | 0 | 1 | 18.6738 | 8.7594 | 0 | 25.2962 | MA
4MARoof - Insulation Entirely Above Deck2010 | 2010 | Mid-rise Apartment | 4 | Roof | Insulation Entirely Above Deck | 0.048 |  | 0.048 | Concrete or Metal Deck, Polyiso insulation | 16.93 | 8.3662 | 0 | 25.2962 | 1.103 | 1.047 | 0 | 1 | 18.6738 | 8.7594 | 0 | 25.2962 | MA
5MARoof - Insulation Entirely Above Deck2010 | 2010 | Mid-rise Apartment | 5 | Roof | Insulation Entirely Above Deck | 0.048 |  | 0.048 | Concrete or Metal Deck, Polyiso insulation | 16.93 | 8.3662 | 0 | 25.2962 | 1.103 | 1.047 | 0 | 1 | 18.6738 | 8.7594 | 0 | 25.2962 | MA
5MARoof - Insulation Entirely Above Deck2010 | 2010 | Mid-rise Apartment | 5 | Roof | Insulation Entirely Above Deck | 0.048 |  | 0.048 |  | 16.93 | 8.3662 | 0 | 25.2962 | 1.103 | 1.047 | 0 | 1 | 18.6738 | 8.7594 | 0 | 25.2962 | MA
5MARoof - Insulation Entirely Above Deck2010 | 2010 | Mid-rise Apartment | 5 | Roof | Insulation Entirely Above Deck | 0.048 |  | 0.048 |  | 16.93 | 8.3662 | 0 | 25.2962 | 1.103 | 1.047 | 0 | 1 | 18.6738 | 8.7594 | 0 | 25.2962 | MA
6MARoof - Insulation Entirely Above Deck2010 | 2010 | Mid-rise Apartment | 6 | Roof | Insulation Entirely Above Deck | 0.048 |  | 0.048 |  | 16.93 | 8.3662 | 0 | 25.2962 | 1.103 | 1.047 | 0 | 1 | 18.6738 | 8.7594 | 0 | 25.2962 | MA
6MARoof - Insulation Entirely Above Deck2010 | 2010 | Mid-rise Apartment | 6 | Roof | Insulation Entirely Above Deck | 0.048 |  | 0.048 |  | 16.93 | 8.3662 | 0 | 25.2962 | 1.103 | 1.047 | 0 | 1 | 18.6738 | 8.7594 | 0 | 25.2962 | MA
7MARoof - Insulation Entirely Above Deck2010 | 2010 | Mid-rise Apartment | 7 | Roof | Insulation Entirely Above Deck | 0.048 |  | 0.048 |  | 16.93 | 8.3662 | 0 | 25.2962 | 1.103 | 1.047 | 0 | 1 | 18.6738 | 8.7594 | 0 | 25.2962 | MA
8MARoof - Insulation Entirely Above Deck2010 | 2010 | Mid-rise Apartment | 8 | Roof | Insulation Entirely Above Deck | 0.048 |  | 0.048 |  | 16.93 | 8.3662 | 0 | 25.2962 | 1.103 | 1.047 | 0 | 1 | 18.6738 | 8.7594 | 0 | 25.2962 | MA
1PSRoof - Insulation Entirely Above Deck2010 | 2010 | Primary School | 1 | Roof | Insulation Entirely Above Deck | 0.063 |  | 0.063 |  | 16.3337 | 8.3534 | 0 | 24.6871 | 1.103 | 1.047 | 0 | 1 | 18.0161 | 8.746 | 0 | 24.6871 | PS
1PSRoof - Insulation Entirely Above Deck2010 | 2010 | Primary School | 1 | Roof | Insulation Entirely Above Deck | 0.063 |  | 0.063 |  | 16.3337 | 8.3534 | 0 | 24.6871 | 1.103 | 1.047 | 0 | 1 | 18.0161 | 8.746 | 0 | 24.6871 | PS
2PSRoof - Insulation Entirely Above Deck2010 | 2010 | Primary School | 2 | Roof | Insulation Entirely Above Deck | 0.048 |  | 0.048 | Concrete or Metal Deck, Polyiso insulation | 16.93 | 8.3662 | 0 | 25.2962 | 1.103 | 1.047 | 0 | 1 | 18.6738 | 8.7594 | 0 | 25.2962 | PS
3PSRoof - Insulation Entirely Above Deck2010 | 2010 | Primary School | 3 | Roof | Insulation Entirely Above Deck | 0.048 |  | 0.048 | Concrete or Metal Deck, Polyiso insulation | 16.93 | 8.3662 | 0 | 25.2962 | 1.103 | 1.047 | 0 | 1 | 18.6738 | 8.7594 | 0 | 25.2962 | PS
4PSRoof - Insulation Entirely Above Deck2010 | 2010 | Primary School | 4 | Roof | Insulation Entirely Above Deck | 0.048 |  | 0.048 | Concrete or Metal Deck, Polyiso insulation | 16.93 | 8.3662 | 0 | 25.2962 | 1.103 | 1.047 | 0 | 1 | 18.6738 | 8.7594 | 0 | 25.2962 | PS
5PSRoof - Insulation Entirely Above Deck2010 | 2010 | Primary School | 5 | Roof | Insulation Entirely Above Deck | 0.048 |  | 0.048 | Concrete or Metal Deck, Polyiso insulation | 16.93 | 8.3662 | 0 | 25.2962 | 1.103 | 1.047 | 0 | 1 | 18.6738 | 8.7594 | 0 | 25.2962 | PS
5PSRoof - Insulation Entirely Above Deck2010 | 2010 | Primary School | 5 | Roof | Insulation Entirely Above Deck | 0.048 |  | 0.048 |  | 16.93 | 8.3662 | 0 | 25.2962 | 1.103 | 1.047 | 0 | 1 | 18.6738 | 8.7594 | 0 | 25.2962 | PS
5PSRoof - Insulation Entirely Above Deck2010 | 2010 | Primary School | 5 | Roof | Insulation Entirely Above Deck | 0.048 |  | 0.048 |  | 16.93 | 8.3662 | 0 | 25.2962 | 1.103 | 1.047 | 0 | 1 | 18.6738 | 8.7594 | 0 | 25.2962 | PS
6PSRoof - Insulation Entirely Above Deck2010 | 2010 | Primary School | 6 | Roof | Insulation Entirely Above Deck | 0.048 |  | 0.048 |  | 16.93 | 8.3662 | 0 | 25.2962 | 1.103 | 1.047 | 0 | 1 | 18.6738 | 8.7594 | 0 | 25.2962 | PS
6PSRoof - Insulation Entirely Above Deck2010 | 2010 | Primary School | 6 | Roof | Insulation Entirely Above Deck | 0.048 |  | 0.048 |  | 16.93 | 8.3662 | 0 | 25.2962 | 1.103 | 1.047 | 0 | 1 | 18.6738 | 8.7594 | 0 | 25.2962 | PS
7PSRoof - Insulation Entirely Above Deck2010 | 2010 | Primary School | 7 | Roof | Insulation Entirely Above Deck | 0.048 |  | 0.048 |  | 16.93 | 8.3662 | 0 | 25.2962 | 1.103 | 1.047 | 0 | 1 | 18.6738 | 8.7594 | 0 | 25.2962 | PS
8PSRoof - Insulation Entirely Above Deck2010 | 2010 | Primary School | 8 | Roof | Insulation Entirely Above Deck | 0.048 |  | 0.048 |  | 16.93 | 8.3662 | 0 | 25.2962 | 1.103 | 1.047 | 0 | 1 | 18.6738 | 8.7594 | 0 | 25.2962 | PS
1SHRoof - Insulation Entirely Above Deck2010 | 2010 | Small Hotel | 1 | Roof | Insulation Entirely Above Deck | 0.048 |  | 0.048 |  | 16.3337 | 8.3534 | 0 | 24.6871 | 1.103 | 1.047 | 0 | 1 | 18.0161 | 8.746 | 0 | 24.6871 | SH
1SHRoof - Insulation Entirely Above Deck2010 | 2010 | Small Hotel | 1 | Roof | Insulation Entirely Above Deck | 0.048 |  | 0.048 |  | 16.3337 | 8.3534 | 0 | 24.6871 | 1.103 | 1.047 | 0 | 1 | 18.0161 | 8.746 | 0 | 24.6871 | SH
2SHRoof - Insulation Entirely Above Deck2010 | 2010 | Small Hotel | 2 | Roof | Insulation Entirely Above Deck | 0.048 |  | 0.048 | Concrete or Metal Deck, Polyiso insulation | 16.93 | 8.3662 | 0 | 25.2962 | 1.103 | 1.047 | 0 | 1 | 18.6738 | 8.7594 | 0 | 25.2962 | SH
3SHRoof - Insulation Entirely Above Deck2010 | 2010 | Small Hotel | 3 | Roof | Insulation Entirely Above Deck | 0.048 |  | 0.048 | Concrete or Metal Deck, Polyiso insulation | 16.93 | 8.3662 | 0 | 25.2962 | 1.103 | 1.047 | 0 | 1 | 18.6738 | 8.7594 | 0 | 25.2962 | SH
4SHRoof - Insulation Entirely Above Deck2010 | 2010 | Small Hotel | 4 | Roof | Insulation Entirely Above Deck | 0.048 |  | 0.048 | Concrete or Metal Deck, Polyiso insulation | 16.93 | 8.3662 | 0 | 25.2962 | 1.103 | 1.047 | 0 | 1 | 18.6738 | 8.7594 | 0 | 25.2962 | SH
5SHRoof - Insulation Entirely Above Deck2010 | 2010 | Small Hotel | 5 | Roof | Insulation Entirely Above Deck | 0.048 |  | 0.048 | Concrete or Metal Deck, Polyiso insulation | 16.93 | 8.3662 | 0 | 25.2962 | 1.103 | 1.047 | 0 | 1 | 18.6738 | 8.7594 | 0 | 25.2962 | SH
5SHRoof - Insulation Entirely Above Deck2010 | 2010 | Small Hotel | 5 | Roof | Insulation Entirely Above Deck | 0.048 |  | 0.048 |  | 16.93 | 8.3662 | 0 | 25.2962 | 1.103 | 1.047 | 0 | 1 | 18.6738 | 8.7594 | 0 | 25.2962 | SH
5SHRoof - Insulation Entirely Above Deck2010 | 2010 | Small Hotel | 5 | Roof | Insulation Entirely Above Deck | 0.048 |  | 0.048 |  | 16.93 | 8.3662 | 0 | 25.2962 | 1.103 | 1.047 | 0 | 1 | 18.6738 | 8.7594 | 0 | 25.2962 | SH
6SHRoof - Insulation Entirely Above Deck2010 | 2010 | Small Hotel | 6 | Roof | Insulation Entirely Above Deck | 0.048 |  | 0.048 |  | 16.93 | 8.3662 | 0 | 25.2962 | 1.103 | 1.047 | 0 | 1 | 18.6738 | 8.7594 | 0 | 25.2962 | SH
6SHRoof - Insulation Entirely Above Deck2010 | 2010 | Small Hotel | 6 | Roof | Insulation Entirely Above Deck | 0.048 |  | 0.048 |  | 16.93 | 8.3662 | 0 | 25.2962 | 1.103 | 1.047 | 0 | 1 | 18.6738 | 8.7594 | 0 | 25.2962 | SH
7SHRoof - Insulation Entirely Above Deck2010 | 2010 | Small Hotel | 7 | Roof | Insulation Entirely Above Deck | 0.048 |  | 0.048 |  | 16.93 | 8.3662 | 0 | 25.2962 | 1.103 | 1.047 | 0 | 1 | 18.6738 | 8.7594 | 0 | 25.2962 | SH
8SHRoof - Insulation Entirely Above Deck2010 | 2010 | Small Hotel | 8 | Roof | Insulation Entirely Above Deck | 0.048 |  | 0.048 |  | 16.93 | 8.3662 | 0 | 25.2962 | 1.103 | 1.047 | 0 | 1 | 18.6738 | 8.7594 | 0 | 25.2962 | SH
1SHNRRoof - Insulation Entirely Above Deck2010 | 2010 | Small Hotel - Non-res | 1 | Roof | Insulation Entirely Above Deck | 0.063 |  | 0.063 |  | 16.3337 | 8.3534 | 0 | 24.6871 | 1.103 | 1.047 | 0 | 1 | 18.0161 | 8.746 | 0 | 24.6871 | SHNR
2SHNRRoof - Insulation Entirely Above Deck2010 | 2010 | Small Hotel - Non-res | 2 | Roof | Insulation Entirely Above Deck | 0.048 |  | 0.048 | Concrete or Metal Deck, Polyiso insulation | 16.93 | 8.3662 | 0 | 25.2962 | 1.103 | 1.047 | 0 | 1 | 18.6738 | 8.7594 | 0 | 25.2962 | SHNR
3SHNRRoof - Insulation Entirely Above Deck2010 | 2010 | Small Hotel - Non-res | 3 | Roof | Insulation Entirely Above Deck | 0.048 |  | 0.048 | Concrete or Metal Deck, Polyiso insulation | 16.93 | 8.3662 | 0 | 25.2962 | 1.103 | 1.047 | 0 | 1 | 18.6738 | 8.7594 | 0 | 25.2962 | SHNR
4SHNRRoof - Insulation Entirely Above Deck2010 | 2010 | Small Hotel - Non-res | 4 | Roof | Insulation Entirely Above Deck | 0.048 |  | 0.048 | Concrete or Metal Deck, Polyiso insulation | 16.93 | 8.3662 | 0 | 25.2962 | 1.103 | 1.047 | 0 | 1 | 18.6738 | 8.7594 | 0 | 25.2962 | SHNR
5SHNRRoof - Insulation Entirely Above Deck2010 | 2010 | Small Hotel - Non-res | 5 | Roof | Insulation Entirely Above Deck | 0.048 |  | 0.048 | Concrete or Metal Deck, Polyiso insulation | 16.93 | 8.3662 | 0 | 25.2962 | 1.103 | 1.047 | 0 | 1 | 18.6738 | 8.7594 | 0 | 25.2962 | SHNR
6SHNRRoof - Insulation Entirely Above Deck2010 | 2010 | Small Hotel - Non-res | 6 | Roof | Insulation Entirely Above Deck | 0.048 |  | 0.048 |  | 16.93 | 8.3662 | 0 | 25.2962 | 1.103 | 1.047 | 0 | 1 | 18.6738 | 8.7594 | 0 | 25.2962 | SHNR
7SHNRRoof - Insulation Entirely Above Deck2010 | 2010 | Small Hotel - Non-res | 7 | Roof | Insulation Entirely Above Deck | 0.048 |  | 0.048 |  | 16.93 | 8.3662 | 0 | 25.2962 | 1.103 | 1.047 | 0 | 1 | 18.6738 | 8.7594 | 0 | 25.2962 | SHNR
8SHNRRoof - Insulation Entirely Above Deck2010 | 2010 | Small Hotel - Non-res | 8 | Roof | Insulation Entirely Above Deck | 0.048 |  | 0.048 |  | 16.93 | 8.3662 | 0 | 25.2962 | 1.103 | 1.047 | 0 | 1 | 18.6738 | 8.7594 | 0 | 25.2962 | SHNR
1SORoof - Attic and other2010 | 2010 | Small Office | 1 | Roof | Attic and other | 0.034 |  | 0.034 |  | 4.5826 | 2.404 | 0.121 | 7.1076 | 1.081 | 1.038 | 1.2333 | 1 | 4.9538 | 2.4954 | 0.14923 | 7.1076 | SO
1SORoof - Attic and other2010 | 2010 | Small Office | 1 | Roof | Attic and other | 0.034 |  | 0.034 |  | 4.5826 | 2.404 | 0.121 | 7.1076 | 1.081 | 1.038 | 1.2333 | 1 | 4.9538 | 2.4954 | 0.14923 | 7.1076 | SO
2SORoof - Attic and other2010 | 2010 | Small Office | 2 | Roof | Attic and other | 0.027 |  | 0.027 | Engineered Truss, 24" OC, Blown in insulation | 4.767 | 2.5957 | 0.176 | 7.5386 | 1.081 | 1.038 | 1.2333 | 1 | 5.1531 | 2.6943 | 0.21707 | 7.5386 | SO
3SORoof - Attic and other2010 | 2010 | Small Office | 3 | Roof | Attic and other | 0.027 |  | 0.027 | Engineered Truss, 24" OC, Blown in insulation | 4.767 | 2.5957 | 0.176 | 7.5386 | 1.081 | 1.038 | 1.2333 | 1 | 5.1531 | 2.6943 | 0.21707 | 7.5386 | SO
4SORoof - Attic and other2010 | 2010 | Small Office | 4 | Roof | Attic and other | 0.027 |  | 0.027 | Engineered Truss, 24" OC, Blown in insulation | 4.767 | 2.5957 | 0.176 | 7.5386 | 1.081 | 1.038 | 1.2333 | 1 | 5.1531 | 2.6943 | 0.21707 | 7.5386 | SO
5SORoof - Attic and other2010 | 2010 | Small Office | 5 | Roof | Attic and other | 0.027 |  | 0.027 | Engineered Truss, 24" OC, Blown in insulation | 4.767 | 2.5957 | 0.176 | 7.5386 | 1.081 | 1.038 | 1.2333 | 1 | 5.1531 | 2.6943 | 0.21707 | 7.5386 | SO
5SORoof - Attic and other2010 | 2010 | Small Office | 5 | Roof | Attic and other | 0.027 |  | 0.027 |  | 4.767 | 2.5957 | 0.176 | 7.5386 | 1.081 | 1.038 | 1.2333 | 1 | 5.1531 | 2.6943 | 0.21707 | 7.5386 | SO
5SORoof - Attic and other2010 | 2010 | Small Office | 5 | Roof | Attic and other | 0.027 |  | 0.027 |  | 4.767 | 2.5957 | 0.176 | 7.5386 | 1.081 | 1.038 | 1.2333 | 1 | 5.1531 | 2.6943 | 0.21707 | 7.5386 | SO
6SORoof - Attic and other2010 | 2010 | Small Office | 6 | Roof | Attic and other | 0.027 |  | 0.027 |  | 4.767 | 2.5957 | 0.176 | 7.5386 | 1.081 | 1.038 | 1.2333 | 1 | 5.1531 | 2.6943 | 0.21707 | 7.5386 | SO
6SORoof - Attic and other2010 | 2010 | Small Office | 6 | Roof | Attic and other | 0.027 |  | 0.027 |  | 4.767 | 2.5957 | 0.176 | 7.5386 | 1.081 | 1.038 | 1.2333 | 1 | 5.1531 | 2.6943 | 0.21707 | 7.5386 | SO
7SORoof - Attic and other2010 | 2010 | Small Office | 7 | Roof | Attic and other | 0.027 |  | 0.027 |  | 4.767 | 2.5957 | 0.176 | 7.5386 | 1.081 | 1.038 | 1.2333 | 1 | 5.1531 | 2.6943 | 0.21707 | 7.5386 | SO
8SORoof - Attic and other2010 | 2010 | Small Office | 8 | Roof | Attic and other | 0.021 |  | 0.021 |  | 5.0435 | 2.6852 | 0.209 | 7.9377 | 1.081 | 1.038 | 1.2333 | 1 | 5.452 | 2.7872 | 0.25777 | 7.9377 | SO
1SRRoof - Insulation Entirely Above Deck2010 | 2010 | Stand-alone Retail | 1 | Roof | Insulation Entirely Above Deck | 0.063 |  | 0.063 |  | 16.3337 | 8.3534 | 0 | 24.6871 | 1.103 | 1.047 | 0 | 1 | 18.0161 | 8.746 | 0 | 24.6871 | SR
1SRRoof - Insulation Entirely Above Deck2010 | 2010 | Stand-alone Retail | 1 | Roof | Insulation Entirely Above Deck | 0.063 |  | 0.063 |  | 16.3337 | 8.3534 | 0 | 24.6871 | 1.103 | 1.047 | 0 | 1 | 18.0161 | 8.746 | 0 | 24.6871 | SR
2SRRoof - Insulation Entirely Above Deck2010 | 2010 | Stand-alone Retail | 2 | Roof | Insulation Entirely Above Deck | 0.048 |  | 0.048 | Concrete or Metal Deck, Polyiso insulation | 16.93 | 8.3662 | 0 | 25.2962 | 1.103 | 1.047 | 0 | 1 | 18.6738 | 8.7594 | 0 | 25.2962 | SR
3SRRoof - Insulation Entirely Above Deck2010 | 2010 | Stand-alone Retail | 3 | Roof | Insulation Entirely Above Deck | 0.048 |  | 0.048 | Concrete or Metal Deck, Polyiso insulation | 16.93 | 8.3662 | 0 | 25.2962 | 1.103 | 1.047 | 0 | 1 | 18.6738 | 8.7594 | 0 | 25.2962 | SR
4SRRoof - Insulation Entirely Above Deck2010 | 2010 | Stand-alone Retail | 4 | Roof | Insulation Entirely Above Deck | 0.048 |  | 0.048 | Concrete or Metal Deck, Polyiso insulation | 16.93 | 8.3662 | 0 | 25.2962 | 1.103 | 1.047 | 0 | 1 | 18.6738 | 8.7594 | 0 | 25.2962 | SR
5SRRoof - Insulation Entirely Above Deck2010 | 2010 | Stand-alone Retail | 5 | Roof | Insulation Entirely Above Deck | 0.048 |  | 0.048 | Concrete or Metal Deck, Polyiso insulation | 16.93 | 8.3662 | 0 | 25.2962 | 1.103 | 1.047 | 0 | 1 | 18.6738 | 8.7594 | 0 | 25.2962 | SR
5SRRoof - Insulation Entirely Above Deck2010 | 2010 | Stand-alone Retail | 5 | Roof | Insulation Entirely Above Deck | 0.048 |  | 0.048 |  | 16.93 | 8.3662 | 0 | 25.2962 | 1.103 | 1.047 | 0 | 1 | 18.6738 | 8.7594 | 0 | 25.2962 | SR
5SRRoof - Insulation Entirely Above Deck2010 | 2010 | Stand-alone Retail | 5 | Roof | Insulation Entirely Above Deck | 0.048 |  | 0.048 |  | 16.93 | 8.3662 | 0 | 25.2962 | 1.103 | 1.047 | 0 | 1 | 18.6738 | 8.7594 | 0 | 25.2962 | SR
6SRRoof - Insulation Entirely Above Deck2010 | 2010 | Stand-alone Retail | 6 | Roof | Insulation Entirely Above Deck | 0.048 |  | 0.048 |  | 16.93 | 8.3662 | 0 | 25.2962 | 1.103 | 1.047 | 0 | 1 | 18.6738 | 8.7594 | 0 | 25.2962 | SR
6SRRoof - Insulation Entirely Above Deck2010 | 2010 | Stand-alone Retail | 6 | Roof | Insulation Entirely Above Deck | 0.048 |  | 0.048 |  | 16.93 | 8.3662 | 0 | 25.2962 | 1.103 | 1.047 | 0 | 1 | 18.6738 | 8.7594 | 0 | 25.2962 | SR
7SRRoof - Insulation Entirely Above Deck2010 | 2010 | Stand-alone Retail | 7 | Roof | Insulation Entirely Above Deck | 0.048 |  | 0.048 |  | 16.93 | 8.3662 | 0 | 25.2962 | 1.103 | 1.047 | 0 | 1 | 18.6738 | 8.7594 | 0 | 25.2962 | SR
8SRRoof - Insulation Entirely Above Deck2010 | 2010 | Stand-alone Retail | 8 | Roof | Insulation Entirely Above Deck | 0.048 |  | 0.048 |  | 16.93 | 8.3662 | 0 | 25.2962 | 1.103 | 1.047 | 0 | 1 | 18.6738 | 8.7594 | 0 | 25.2962 | SR
1LORoof - Insulation Entirely Above Deck2013 | 2013 | Large Office | 1 | Roof | Insulation Entirely Above Deck | 0.048 |  | 0.048 |  | 16.93 | 8.3662 | 0 | 25.2962 | 1.103 | 1.047 | 0 | 1 | 18.6738 | 8.7594 | 0 | 25.2962 | LO
1LORoof - Insulation Entirely Above Deck2013 | 2013 | Large Office | 1 | Roof | Insulation Entirely Above Deck | 0.048 |  | 0.048 |  | 16.93 | 8.3662 | 0 | 25.2962 | 1.103 | 1.047 | 0 | 1 | 18.6738 | 8.7594 | 0 | 25.2962 | LO
2LORoof - Insulation Entirely Above Deck2013 | 2013 | Large Office | 2 | Roof | Insulation Entirely Above Deck | 0.039 |  | 0.039 | Concrete or Metal Deck, Polyiso insulation | 17.5153 | 8.3694 | 0 | 25.8847 | 1.103 | 1.047 | 0 | 1 | 19.3194 | 8.7628 | 0 | 25.8847 | LO
3LORoof - Insulation Entirely Above Deck2013 | 2013 | Large Office | 3 | Roof | Insulation Entirely Above Deck | 0.039 |  | 0.039 | Concrete or Metal Deck, Polyiso insulation | 17.5153 | 8.3694 | 0 | 25.8847 | 1.103 | 1.047 | 0 | 1 | 19.3194 | 8.7628 | 0 | 25.8847 | LO
4LORoof - Insulation Entirely Above Deck2013 | 2013 | Large Office | 4 | Roof | Insulation Entirely Above Deck | 0.032 |  | 0.032 | Concrete or Metal Deck, Polyiso insulation | 17.8596 | 8.3856 | 0 | 26.2452 | 1.103 | 1.047 | 0 | 1 | 19.6991 | 8.7797 | 0 | 26.2452 | LO
5LORoof - Insulation Entirely Above Deck2013 | 2013 | Large Office | 5 | Roof | Insulation Entirely Above Deck | 0.032 |  | 0.032 | Concrete or Metal Deck, Polyiso insulation | 17.8596 | 8.3856 | 0 | 26.2452 | 1.103 | 1.047 | 0 | 1 | 19.6991 | 8.7797 | 0 | 26.2452 | LO
5LORoof - Insulation Entirely Above Deck2013 | 2013 | Large Office | 5 | Roof | Insulation Entirely Above Deck | 0.032 |  | 0.032 |  | 17.8596 | 8.3856 | 0 | 26.2452 | 1.103 | 1.047 | 0 | 1 | 19.6991 | 8.7797 | 0 | 26.2452 | LO
5LORoof - Insulation Entirely Above Deck2013 | 2013 | Large Office | 5 | Roof | Insulation Entirely Above Deck | 0.032 |  | 0.032 |  | 17.8596 | 8.3856 | 0 | 26.2452 | 1.103 | 1.047 | 0 | 1 | 19.6991 | 8.7797 | 0 | 26.2452 | LO
6LORoof - Insulation Entirely Above Deck2013 | 2013 | Large Office | 6 | Roof | Insulation Entirely Above Deck | 0.032 |  | 0.032 |  | 17.8596 | 8.3856 | 0 | 26.2452 | 1.103 | 1.047 | 0 | 1 | 19.6991 | 8.7797 | 0 | 26.2452 | LO
6LORoof - Insulation Entirely Above Deck2013 | 2013 | Large Office | 6 | Roof | Insulation Entirely Above Deck | 0.032 |  | 0.032 |  | 17.8596 | 8.3856 | 0 | 26.2452 | 1.103 | 1.047 | 0 | 1 | 19.6991 | 8.7797 | 0 | 26.2452 | LO
7LORoof - Insulation Entirely Above Deck2013 | 2013 | Large Office | 7 | Roof | Insulation Entirely Above Deck | 0.028 |  | 0.028 |  | 18.2941 | 8.3856 | 0 | 26.6797 | 1.103 | 1.047 | 0 | 1 | 20.1784 | 8.7797 | 0 | 26.6797 | LO
8LORoof - Insulation Entirely Above Deck2013 | 2013 | Large Office | 8 | Roof | Insulation Entirely Above Deck | 0.028 |  | 0.028 |  | 18.2941 | 8.3856 | 0 | 26.6797 | 1.103 | 1.047 | 0 | 1 | 20.1784 | 8.7797 | 0 | 26.6797 | LO
1MARoof - Insulation Entirely Above Deck2013 | 2013 | Mid-rise Apartment | 1 | Roof | Insulation Entirely Above Deck | 0.048 |  | 0.048 |  | 16.93 | 8.3662 | 0 | 25.2962 | 1.103 | 1.047 | 0 | 1 | 18.6738 | 8.7594 | 0 | 25.2962 | MA
1MARoof - Insulation Entirely Above Deck2013 | 2013 | Mid-rise Apartment | 1 | Roof | Insulation Entirely Above Deck | 0.048 |  | 0.048 |  | 16.93 | 8.3662 | 0 | 25.2962 | 1.103 | 1.047 | 0 | 1 | 18.6738 | 8.7594 | 0 | 25.2962 | MA
2MARoof - Insulation Entirely Above Deck2013 | 2013 | Mid-rise Apartment | 2 | Roof | Insulation Entirely Above Deck | 0.039 |  | 0.039 | Concrete or Metal Deck, Polyiso insulation | 17.5153 | 8.3694 | 0 | 25.8847 | 1.103 | 1.047 | 0 | 1 | 19.3194 | 8.7628 | 0 | 25.8847 | MA
3MARoof - Insulation Entirely Above Deck2013 | 2013 | Mid-rise Apartment | 3 | Roof | Insulation Entirely Above Deck | 0.039 |  | 0.039 | Concrete or Metal Deck, Polyiso insulation | 17.5153 | 8.3694 | 0 | 25.8847 | 1.103 | 1.047 | 0 | 1 | 19.3194 | 8.7628 | 0 | 25.8847 | MA
4MARoof - Insulation Entirely Above Deck2013 | 2013 | Mid-rise Apartment | 4 | Roof | Insulation Entirely Above Deck | 0.032 |  | 0.032 | Concrete or Metal Deck, Polyiso insulation | 17.8596 | 8.3856 | 0 | 26.2452 | 1.103 | 1.047 | 0 | 1 | 19.6991 | 8.7797 | 0 | 26.2452 | MA
5MARoof - Insulation Entirely Above Deck2013 | 2013 | Mid-rise Apartment | 5 | Roof | Insulation Entirely Above Deck | 0.032 |  | 0.032 | Concrete or Metal Deck, Polyiso insulation | 17.8596 | 8.3856 | 0 | 26.2452 | 1.103 | 1.047 | 0 | 1 | 19.6991 | 8.7797 | 0 | 26.2452 | MA
5MARoof - Insulation Entirely Above Deck2013 | 2013 | Mid-rise Apartment | 5 | Roof | Insulation Entirely Above Deck | 0.032 |  | 0.032 |  | 17.8596 | 8.3856 | 0 | 26.2452 | 1.103 | 1.047 | 0 | 1 | 19.6991 | 8.7797 | 0 | 26.2452 | MA
5MARoof - Insulation Entirely Above Deck2013 | 2013 | Mid-rise Apartment | 5 | Roof | Insulation Entirely Above Deck | 0.032 |  | 0.032 |  | 17.8596 | 8.3856 | 0 | 26.2452 | 1.103 | 1.047 | 0 | 1 | 19.6991 | 8.7797 | 0 | 26.2452 | MA
6MARoof - Insulation Entirely Above Deck2013 | 2013 | Mid-rise Apartment | 6 | Roof | Insulation Entirely Above Deck | 0.032 |  | 0.032 |  | 17.8596 | 8.3856 | 0 | 26.2452 | 1.103 | 1.047 | 0 | 1 | 19.6991 | 8.7797 | 0 | 26.2452 | MA
6MARoof - Insulation Entirely Above Deck2013 | 2013 | Mid-rise Apartment | 6 | Roof | Insulation Entirely Above Deck | 0.032 |  | 0.032 |  | 17.8596 | 8.3856 | 0 | 26.2452 | 1.103 | 1.047 | 0 | 1 | 19.6991 | 8.7797 | 0 | 26.2452 | MA
7MARoof - Insulation Entirely Above Deck2013 | 2013 | Mid-rise Apartment | 7 | Roof | Insulation Entirely Above Deck | 0.028 |  | 0.028 |  | 18.2941 | 8.3856 | 0 | 26.6797 | 1.103 | 1.047 | 0 | 1 | 20.1784 | 8.7797 | 0 | 26.6797 | MA
8MARoof - Insulation Entirely Above Deck2013 | 2013 | Mid-rise Apartment | 8 | Roof | Insulation Entirely Above Deck | 0.028 |  | 0.028 |  | 18.2941 | 8.3856 | 0 | 26.6797 | 1.103 | 1.047 | 0 | 1 | 20.1784 | 8.7797 | 0 | 26.6797 | MA
1PSRoof - Insulation Entirely Above Deck2013 | 2013 | Primary School | 1 | Roof | Insulation Entirely Above Deck | 0.048 |  | 0.048 |  | 16.93 | 8.3662 | 0 | 25.2962 | 1.103 | 1.047 | 0 | 1 | 18.6738 | 8.7594 | 0 | 25.2962 | PS
1PSRoof - Insulation Entirely Above Deck2013 | 2013 | Primary School | 1 | Roof | Insulation Entirely Above Deck | 0.048 |  | 0.048 |  | 16.93 | 8.3662 | 0 | 25.2962 | 1.103 | 1.047 | 0 | 1 | 18.6738 | 8.7594 | 0 | 25.2962 | PS
2PSRoof - Insulation Entirely Above Deck2013 | 2013 | Primary School | 2 | Roof | Insulation Entirely Above Deck | 0.039 |  | 0.039 | Concrete or Metal Deck, Polyiso insulation | 17.5153 | 8.3694 | 0 | 25.8847 | 1.103 | 1.047 | 0 | 1 | 19.3194 | 8.7628 | 0 | 25.8847 | PS
3PSRoof - Insulation Entirely Above Deck2013 | 2013 | Primary School | 3 | Roof | Insulation Entirely Above Deck | 0.039 |  | 0.039 | Concrete or Metal Deck, Polyiso insulation | 17.5153 | 8.3694 | 0 | 25.8847 | 1.103 | 1.047 | 0 | 1 | 19.3194 | 8.7628 | 0 | 25.8847 | PS
4PSRoof - Insulation Entirely Above Deck2013 | 2013 | Primary School | 4 | Roof | Insulation Entirely Above Deck | 0.032 |  | 0.032 | Concrete or Metal Deck, Polyiso insulation | 17.8596 | 8.3856 | 0 | 26.2452 | 1.103 | 1.047 | 0 | 1 | 19.6991 | 8.7797 | 0 | 26.2452 | PS
5PSRoof - Insulation Entirely Above Deck2013 | 2013 | Primary School | 5 | Roof | Insulation Entirely Above Deck | 0.032 |  | 0.032 | Concrete or Metal Deck, Polyiso insulation | 17.8596 | 8.3856 | 0 | 26.2452 | 1.103 | 1.047 | 0 | 1 | 19.6991 | 8.7797 | 0 | 26.2452 | PS
5PSRoof - Insulation Entirely Above Deck2013 | 2013 | Primary School | 5 | Roof | Insulation Entirely Above Deck | 0.032 |  | 0.032 |  | 17.8596 | 8.3856 | 0 | 26.2452 | 1.103 | 1.047 | 0 | 1 | 19.6991 | 8.7797 | 0 | 26.2452 | PS
5PSRoof - Insulation Entirely Above Deck2013 | 2013 | Primary School | 5 | Roof | Insulation Entirely Above Deck | 0.032 |  | 0.032 |  | 17.8596 | 8.3856 | 0 | 26.2452 | 1.103 | 1.047 | 0 | 1 | 19.6991 | 8.7797 | 0 | 26.2452 | PS
6PSRoof - Insulation Entirely Above Deck2013 | 2013 | Primary School | 6 | Roof | Insulation Entirely Above Deck | 0.032 |  | 0.032 |  | 17.8596 | 8.3856 | 0 | 26.2452 | 1.103 | 1.047 | 0 | 1 | 19.6991 | 8.7797 | 0 | 26.2452 | PS
6PSRoof - Insulation Entirely Above Deck2013 | 2013 | Primary School | 6 | Roof | Insulation Entirely Above Deck | 0.032 |  | 0.032 |  | 17.8596 | 8.3856 | 0 | 26.2452 | 1.103 | 1.047 | 0 | 1 | 19.6991 | 8.7797 | 0 | 26.2452 | PS
7PSRoof - Insulation Entirely Above Deck2013 | 2013 | Primary School | 7 | Roof | Insulation Entirely Above Deck | 0.028 |  | 0.028 |  | 18.2941 | 8.3856 | 0 | 26.6797 | 1.103 | 1.047 | 0 | 1 | 20.1784 | 8.7797 | 0 | 26.6797 | PS
8PSRoof - Insulation Entirely Above Deck2013 | 2013 | Primary School | 8 | Roof | Insulation Entirely Above Deck | 0.028 |  | 0.028 |  | 18.2941 | 8.3856 | 0 | 26.6797 | 1.103 | 1.047 | 0 | 1 | 20.1784 | 8.7797 | 0 | 26.6797 | PS
1SHRoof - Insulation Entirely Above Deck2013 | 2013 | Small Hotel | 1 | Roof | Insulation Entirely Above Deck | 0.039 |  | 0.039 |  | 16.93 | 8.3662 | 0 | 25.2962 | 1.103 | 1.047 | 0 | 1 | 18.6738 | 8.7594 | 0 | 25.2962 | SH
1SHRoof - Insulation Entirely Above Deck2013 | 2013 | Small Hotel | 1 | Roof | Insulation Entirely Above Deck | 0.039 |  | 0.039 |  | 16.93 | 8.3662 | 0 | 25.2962 | 1.103 | 1.047 | 0 | 1 | 18.6738 | 8.7594 | 0 | 25.2962 | SH
2SHRoof - Insulation Entirely Above Deck2013 | 2013 | Small Hotel | 2 | Roof | Insulation Entirely Above Deck | 0.039 |  | 0.039 | Concrete or Metal Deck, Polyiso insulation | 17.5153 | 8.3694 | 0 | 25.8847 | 1.103 | 1.047 | 0 | 1 | 19.3194 | 8.7628 | 0 | 25.8847 | SH
3SHRoof - Insulation Entirely Above Deck2013 | 2013 | Small Hotel | 3 | Roof | Insulation Entirely Above Deck | 0.039 |  | 0.039 | Concrete or Metal Deck, Polyiso insulation | 17.5153 | 8.3694 | 0 | 25.8847 | 1.103 | 1.047 | 0 | 1 | 19.3194 | 8.7628 | 0 | 25.8847 | SH
4SHRoof - Insulation Entirely Above Deck2013 | 2013 | Small Hotel | 4 | Roof | Insulation Entirely Above Deck | 0.032 |  | 0.032 | Concrete or Metal Deck, Polyiso insulation | 17.8596 | 8.3856 | 0 | 26.2452 | 1.103 | 1.047 | 0 | 1 | 19.6991 | 8.7797 | 0 | 26.2452 | SH
5SHRoof - Insulation Entirely Above Deck2013 | 2013 | Small Hotel | 5 | Roof | Insulation Entirely Above Deck | 0.032 |  | 0.032 | Concrete or Metal Deck, Polyiso insulation | 17.8596 | 8.3856 | 0 | 26.2452 | 1.103 | 1.047 | 0 | 1 | 19.6991 | 8.7797 | 0 | 26.2452 | SH
5SHRoof - Insulation Entirely Above Deck2013 | 2013 | Small Hotel | 5 | Roof | Insulation Entirely Above Deck | 0.032 |  | 0.032 |  | 17.8596 | 8.3856 | 0 | 26.2452 | 1.103 | 1.047 | 0 | 1 | 19.6991 | 8.7797 | 0 | 26.2452 | SH
5SHRoof - Insulation Entirely Above Deck2013 | 2013 | Small Hotel | 5 | Roof | Insulation Entirely Above Deck | 0.032 |  | 0.032 |  | 17.8596 | 8.3856 | 0 | 26.2452 | 1.103 | 1.047 | 0 | 1 | 19.6991 | 8.7797 | 0 | 26.2452 | SH
6SHRoof - Insulation Entirely Above Deck2013 | 2013 | Small Hotel | 6 | Roof | Insulation Entirely Above Deck | 0.032 |  | 0.032 |  | 17.8596 | 8.3856 | 0 | 26.2452 | 1.103 | 1.047 | 0 | 1 | 19.6991 | 8.7797 | 0 | 26.2452 | SH
6SHRoof - Insulation Entirely Above Deck2013 | 2013 | Small Hotel | 6 | Roof | Insulation Entirely Above Deck | 0.032 |  | 0.032 |  | 17.8596 | 8.3856 | 0 | 26.2452 | 1.103 | 1.047 | 0 | 1 | 19.6991 | 8.7797 | 0 | 26.2452 | SH
7SHRoof - Insulation Entirely Above Deck2013 | 2013 | Small Hotel | 7 | Roof | Insulation Entirely Above Deck | 0.028 |  | 0.028 |  | 18.2941 | 8.3856 | 0 | 26.6797 | 1.103 | 1.047 | 0 | 1 | 20.1784 | 8.7797 | 0 | 26.6797 | SH
8SHRoof - Insulation Entirely Above Deck2013 | 2013 | Small Hotel | 8 | Roof | Insulation Entirely Above Deck | 0.028 |  | 0.028 |  | 18.2941 | 8.3856 | 0 | 26.6797 | 1.103 | 1.047 | 0 | 1 | 20.1784 | 8.7797 | 0 | 26.6797 | SH
1SHNRRoof - Insulation Entirely Above Deck2013 | 2013 | Small Hotel - Non-res | 1 | Roof | Insulation Entirely Above Deck | 0.048 |  | 0.048 |  | 16.93 | 8.3662 | 0 | 25.2962 | 1.103 | 1.047 | 0 | 1 | 18.6738 | 8.7594 | 0 | 25.2962 | SHNR
2SHNRRoof - Insulation Entirely Above Deck2013 | 2013 | Small Hotel - Non-res | 2 | Roof | Insulation Entirely Above Deck | 0.039 |  | 0.039 | Concrete or Metal Deck, Polyiso insulation | 17.5153 | 8.3694 | 0 | 25.8847 | 1.103 | 1.047 | 0 | 1 | 19.3194 | 8.7628 | 0 | 25.8847 | SHNR
3SHNRRoof - Insulation Entirely Above Deck2013 | 2013 | Small Hotel - Non-res | 3 | Roof | Insulation Entirely Above Deck | 0.039 |  | 0.039 | Concrete or Metal Deck, Polyiso insulation | 17.5153 | 8.3694 | 0 | 25.8847 | 1.103 | 1.047 | 0 | 1 | 19.3194 | 8.7628 | 0 | 25.8847 | SHNR
4SHNRRoof - Insulation Entirely Above Deck2013 | 2013 | Small Hotel - Non-res | 4 | Roof | Insulation Entirely Above Deck | 0.032 |  | 0.032 | Concrete or Metal Deck, Polyiso insulation | 17.8596 | 8.3856 | 0 | 26.2452 | 1.103 | 1.047 | 0 | 1 | 19.6991 | 8.7797 | 0 | 26.2452 | SHNR
5SHNRRoof - Insulation Entirely Above Deck2013 | 2013 | Small Hotel - Non-res | 5 | Roof | Insulation Entirely Above Deck | 0.032 |  | 0.032 | Concrete or Metal Deck, Polyiso insulation | 17.8596 | 8.3856 | 0 | 26.2452 | 1.103 | 1.047 | 0 | 1 | 19.6991 | 8.7797 | 0 | 26.2452 | SHNR
6SHNRRoof - Insulation Entirely Above Deck2013 | 2013 | Small Hotel - Non-res | 6 | Roof | Insulation Entirely Above Deck | 0.032 |  | 0.032 |  | 17.8596 | 8.3856 | 0 | 26.2452 | 1.103 | 1.047 | 0 | 1 | 19.6991 | 8.7797 | 0 | 26.2452 | SHNR
7SHNRRoof - Insulation Entirely Above Deck2013 | 2013 | Small Hotel - Non-res | 7 | Roof | Insulation Entirely Above Deck | 0.028 |  | 0.028 |  | 18.2941 | 8.3856 | 0 | 26.6797 | 1.103 | 1.047 | 0 | 1 | 20.1784 | 8.7797 | 0 | 26.6797 | SHNR
8SHNRRoof - Insulation Entirely Above Deck2013 | 2013 | Small Hotel - Non-res | 8 | Roof | Insulation Entirely Above Deck | 0.028 |  | 0.028 |  | 18.2941 | 8.3856 | 0 | 26.6797 | 1.103 | 1.047 | 0 | 1 | 20.1784 | 8.7797 | 0 | 26.6797 | SHNR
1SORoof - Attic and other2013 | 2013 | Small Office | 1 | Roof | Attic and other | 0.027 |  | 0.027 |  | 4.767 | 2.5957 | 0.176 | 7.5386 | 1.081 | 1.038 | 1.2333 | 1 | 5.1531 | 2.6943 | 0.21707 | 7.5386 | SO
1SORoof - Attic and other2013 | 2013 | Small Office | 1 | Roof | Attic and other | 0.027 |  | 0.027 |  | 4.767 | 2.5957 | 0.176 | 7.5386 | 1.081 | 1.038 | 1.2333 | 1 | 5.1531 | 2.6943 | 0.21707 | 7.5386 | SO
2SORoof - Attic and other2013 | 2013 | Small Office | 2 | Roof | Attic and other | 0.027 |  | 0.027 | Engineered Truss, 24" OC, Blown in insulation | 4.767 | 2.5957 | 0.176 | 7.5386 | 1.081 | 1.038 | 1.2333 | 1 | 5.1531 | 2.6943 | 0.21707 | 7.5386 | SO
3SORoof - Attic and other2013 | 2013 | Small Office | 3 | Roof | Attic and other | 0.027 |  | 0.027 | Engineered Truss, 24" OC, Blown in insulation | 4.767 | 2.5957 | 0.176 | 7.5386 | 1.081 | 1.038 | 1.2333 | 1 | 5.1531 | 2.6943 | 0.21707 | 7.5386 | SO
4SORoof - Attic and other2013 | 2013 | Small Office | 4 | Roof | Attic and other | 0.021 |  | 0.021 | Engineered Truss, 24" OC, Blown in insulation | 5.0435 | 2.6852 | 0.209 | 7.9377 | 1.081 | 1.038 | 1.2333 | 1 | 5.452 | 2.7872 | 0.25777 | 7.9377 | SO
5SORoof - Attic and other2013 | 2013 | Small Office | 5 | Roof | Attic and other | 0.021 |  | 0.021 | Engineered Truss, 24" OC, Blown in insulation | 5.0435 | 2.6852 | 0.209 | 7.9377 | 1.081 | 1.038 | 1.2333 | 1 | 5.452 | 2.7872 | 0.25777 | 7.9377 | SO
5SORoof - Attic and other2013 | 2013 | Small Office | 5 | Roof | Attic and other | 0.021 |  | 0.021 |  | 5.0435 | 2.6852 | 0.209 | 7.9377 | 1.081 | 1.038 | 1.2333 | 1 | 5.452 | 2.7872 | 0.25777 | 7.9377 | SO
5SORoof - Attic and other2013 | 2013 | Small Office | 5 | Roof | Attic and other | 0.021 |  | 0.021 |  | 5.0435 | 2.6852 | 0.209 | 7.9377 | 1.081 | 1.038 | 1.2333 | 1 | 5.452 | 2.7872 | 0.25777 | 7.9377 | SO
6SORoof - Attic and other2013 | 2013 | Small Office | 6 | Roof | Attic and other | 0.021 |  | 0.021 |  | 5.0435 | 2.6852 | 0.209 | 7.9377 | 1.081 | 1.038 | 1.2333 | 1 | 5.452 | 2.7872 | 0.25777 | 7.9377 | SO
6SORoof - Attic and other2013 | 2013 | Small Office | 6 | Roof | Attic and other | 0.021 |  | 0.021 |  | 5.0435 | 2.6852 | 0.209 | 7.9377 | 1.081 | 1.038 | 1.2333 | 1 | 5.452 | 2.7872 | 0.25777 | 7.9377 | SO
7SORoof - Attic and other2013 | 2013 | Small Office | 7 | Roof | Attic and other | 0.017 |  | 0.017 |  | 5.3355 | 2.8129 | 0.242 | 8.3904 | 1.081 | 1.038 | 1.2333 | 1 | 5.7676 | 2.9198 | 0.29847 | 8.3904 | SO
8SORoof - Attic and other2013 | 2013 | Small Office | 8 | Roof | Attic and other | 0.017 |  | 0.017 |  | 5.3355 | 2.8129 | 0.242 | 8.3904 | 1.081 | 1.038 | 1.2333 | 1 | 5.7676 | 2.9198 | 0.29847 | 8.3904 | SO
1SRRoof - Insulation Entirely Above Deck2013 | 2013 | Stand-alone Retail | 1 | Roof | Insulation Entirely Above Deck | 0.048 |  | 0.048 |  | 16.93 | 8.3662 | 0 | 25.2962 | 1.103 | 1.047 | 0 | 1 | 18.6738 | 8.7594 | 0 | 25.2962 | SR
1SRRoof - Insulation Entirely Above Deck2013 | 2013 | Stand-alone Retail | 1 | Roof | Insulation Entirely Above Deck | 0.048 |  | 0.048 |  | 16.93 | 8.3662 | 0 | 25.2962 | 1.103 | 1.047 | 0 | 1 | 18.6738 | 8.7594 | 0 | 25.2962 | SR
2SRRoof - Insulation Entirely Above Deck2013 | 2013 | Stand-alone Retail | 2 | Roof | Insulation Entirely Above Deck | 0.039 |  | 0.039 | Concrete or Metal Deck, Polyiso insulation | 17.5153 | 8.3694 | 0 | 25.8847 | 1.103 | 1.047 | 0 | 1 | 19.3194 | 8.7628 | 0 | 25.8847 | SR
3SRRoof - Insulation Entirely Above Deck2013 | 2013 | Stand-alone Retail | 3 | Roof | Insulation Entirely Above Deck | 0.039 |  | 0.039 | Concrete or Metal Deck, Polyiso insulation | 17.5153 | 8.3694 | 0 | 25.8847 | 1.103 | 1.047 | 0 | 1 | 19.3194 | 8.7628 | 0 | 25.8847 | SR
4SRRoof - Insulation Entirely Above Deck2013 | 2013 | Stand-alone Retail | 4 | Roof | Insulation Entirely Above Deck | 0.032 |  | 0.032 | Concrete or Metal Deck, Polyiso insulation | 17.8596 | 8.3856 | 0 | 26.2452 | 1.103 | 1.047 | 0 | 1 | 19.6991 | 8.7797 | 0 | 26.2452 | SR
5SRRoof - Insulation Entirely Above Deck2013 | 2013 | Stand-alone Retail | 5 | Roof | Insulation Entirely Above Deck | 0.032 |  | 0.032 | Concrete or Metal Deck, Polyiso insulation | 17.8596 | 8.3856 | 0 | 26.2452 | 1.103 | 1.047 | 0 | 1 | 19.6991 | 8.7797 | 0 | 26.2452 | SR
5SRRoof - Insulation Entirely Above Deck2013 | 2013 | Stand-alone Retail | 5 | Roof | Insulation Entirely Above Deck | 0.032 |  | 0.032 |  | 17.8596 | 8.3856 | 0 | 26.2452 | 1.103 | 1.047 | 0 | 1 | 19.6991 | 8.7797 | 0 | 26.2452 | SR
5SRRoof - Insulation Entirely Above Deck2013 | 2013 | Stand-alone Retail | 5 | Roof | Insulation Entirely Above Deck | 0.032 |  | 0.032 |  | 17.8596 | 8.3856 | 0 | 26.2452 | 1.103 | 1.047 | 0 | 1 | 19.6991 | 8.7797 | 0 | 26.2452 | SR
6SRRoof - Insulation Entirely Above Deck2013 | 2013 | Stand-alone Retail | 6 | Roof | Insulation Entirely Above Deck | 0.032 |  | 0.032 |  | 17.8596 | 8.3856 | 0 | 26.2452 | 1.103 | 1.047 | 0 | 1 | 19.6991 | 8.7797 | 0 | 26.2452 | SR
6SRRoof - Insulation Entirely Above Deck2013 | 2013 | Stand-alone Retail | 6 | Roof | Insulation Entirely Above Deck | 0.032 |  | 0.032 |  | 17.8596 | 8.3856 | 0 | 26.2452 | 1.103 | 1.047 | 0 | 1 | 19.6991 | 8.7797 | 0 | 26.2452 | SR
7SRRoof - Insulation Entirely Above Deck2013 | 2013 | Stand-alone Retail | 7 | Roof | Insulation Entirely Above Deck | 0.028 |  | 0.028 |  | 18.2941 | 8.3856 | 0 | 26.6797 | 1.103 | 1.047 | 0 | 1 | 20.1784 | 8.7797 | 0 | 26.6797 | SR
8SRRoof - Insulation Entirely Above Deck2013 | 2013 | Stand-alone Retail | 8 | Roof | Insulation Entirely Above Deck | 0.028 |  | 0.028 |  | 18.2941 | 8.3856 | 0 | 26.6797 | 1.103 | 1.047 | 0 | 1 | 20.1784 | 8.7797 | 0 | 26.6797 | SR
2PSSkylights2010 | 2010 | Primary School | 2 | Skylights |  | 1.98 | 0.19 | 1.98, 0.19 |  | 38.1774 | 17.1196 | 0 | 55.2971 | 1.123 | 1.195 | 0 | 1 | 42.8733 | 20.458 | 0 | 55.2971 | PS
3PSSkylights2010 | 2010 | Primary School | 3 | Skylights |  | 1.17 | 0.19 | 1.17, 0.19 |  | 54.9593 | 22.4271 | 0 | 77.3864 | 1.123 | 1.195 | 0 | 1 | 61.7193 | 26.8003 | 0 | 77.3864 | PS
4PSSkylights2010 | 2010 | Primary School | 4 | Skylights |  | 1.17 | 0.39 | 1.17, 0.39 |  | 54.9593 | 22.4271 | 0 | 77.3864 | 1.123 | 1.195 | 0 | 1 | 61.7193 | 26.8003 | 0 | 77.3864 | PS
5PSSkylights2010 | 2010 | Primary School | 5 | Skylights |  | 1.17 | 0.39 | 1.17, 0.39 |  | 54.9593 | 22.4271 | 0 | 77.3864 | 1.123 | 1.195 | 0 | 1 | 61.7193 | 26.8003 | 0 | 77.3864 | PS
6PSSkylights2010 | 2010 | Primary School | 6 | Skylights |  | 1.17 | 0.39 | 1.17, 0.39 |  | 54.9593 | 22.4271 | 0 | 77.3864 | 1.123 | 1.195 | 0 | 1 | 61.7193 | 26.8003 | 0 | 77.3864 | PS
2SRSkylights2010 | 2010 | Stand-alone Retail | 2 | Skylights |  | 1.98 | 0.36 | 1.98, 0.36 |  | 38.1774 | 17.1196 | 0 | 55.2971 | 1.123 | 1.195 | 0 | 1 | 42.8733 | 20.458 | 0 | 55.2971 | SR
3SRSkylights2010 | 2010 | Stand-alone Retail | 3 | Skylights |  | 1.17 | 0.39 | 1.17, 0.39 |  | 54.9593 | 22.4271 | 0 | 77.3864 | 1.123 | 1.195 | 0 | 1 | 61.7193 | 26.8003 | 0 | 77.3864 | SR
4SRSkylights2010 | 2010 | Stand-alone Retail | 4 | Skylights |  | 1.17 | 0.49 | 1.17, 0.49 |  | 54.9593 | 22.4271 | 0 | 77.3864 | 1.123 | 1.195 | 0 | 1 | 61.7193 | 26.8003 | 0 | 77.3864 | SR
5SRSkylights2010 | 2010 | Stand-alone Retail | 5 | Skylights |  | 1.17 | 0.49 | 1.17, 0.49 |  | 54.9593 | 22.4271 | 0 | 77.3864 | 1.123 | 1.195 | 0 | 1 | 61.7193 | 26.8003 | 0 | 77.3864 | SR
6SRSkylights2010 | 2010 | Stand-alone Retail | 6 | Skylights |  | 1.17 | 0.49 | 1.17, 0.49 |  | 54.9593 | 22.4271 | 0 | 77.3864 | 1.123 | 1.195 | 0 | 1 | 61.7193 | 26.8003 | 0 | 77.3864 | SR
2PSSkylights2013 | 2013 | Primary School | 2 | Skylights |  | 0.65 | 0.35 | 0.65, 0.35 |  | 58.0553 | 22.4271 | 0 | 80.4824 | 1.123 | 1.195 | 0 | 1 | 65.1961 | 26.8003 | 0 | 80.4824 | PS
3PSSkylights2013 | 2013 | Primary School | 3 | Skylights |  | 0.55 | 0.35 | 0.55, 0.35 |  | 78.9717 | 27.5518 | 0 | 106.5235 | 1.123 | 1.195 | 0 | 1 | 88.6852 | 32.9244 | 0 | 106.5235 | PS
4PSSkylights2013 | 2013 | Primary School | 4 | Skylights |  | 0.5 | 0.4 | 0.5, 0.4 |  | 79.8117 | 27.5518 | 0 | 107.3635 | 1.123 | 1.195 | 0 | 1 | 89.6286 | 32.9244 | 0 | 107.3635 | PS
5PSSkylights2013 | 2013 | Primary School | 5 | Skylights |  | 0.5 | 0.4 | 0.5, 0.4 |  | 79.8117 | 27.5518 | 0 | 107.3635 | 1.123 | 1.195 | 0 | 1 | 89.6286 | 32.9244 | 0 | 107.3635 | PS
6PSSkylights2013 | 2013 | Primary School | 6 | Skylights |  | 0.5 | 0.4 | 0.5, 0.4 |  | 79.8117 | 27.5518 | 0 | 107.3635 | 1.123 | 1.195 | 0 | 1 | 89.6286 | 32.9244 | 0 | 107.3635 | PS
2SRSkylights2013 | 2013 | Stand-alone Retail | 2 | Skylights |  | 0.65 | 0.35 | 0.65, 0.35 |  | 58.0553 | 22.4271 | 0 | 80.4824 | 1.123 | 1.195 | 0 | 1 | 65.1961 | 26.8003 | 0 | 80.4824 | SR
3SRSkylights2013 | 2013 | Stand-alone Retail | 3 | Skylights |  | 0.55 | 0.35 | 0.55, 0.35 |  | 78.9717 | 27.5518 | 0 | 106.5235 | 1.123 | 1.195 | 0 | 1 | 88.6852 | 32.9244 | 0 | 106.5235 | SR
4SRSkylights2013 | 2013 | Stand-alone Retail | 4 | Skylights |  | 0.5 | 0.4 | 0.5, 0.4 |  | 79.8117 | 27.5518 | 0 | 107.3635 | 1.123 | 1.195 | 0 | 1 | 89.6286 | 32.9244 | 0 | 107.3635 | SR
5SRSkylights2013 | 2013 | Stand-alone Retail | 5 | Skylights |  | 0.5 | 0.4 | 0.5, 0.4 |  | 79.8117 | 27.5518 | 0 | 107.3635 | 1.123 | 1.195 | 0 | 1 | 89.6286 | 32.9244 | 0 | 107.3635 | SR
6SRSkylights2013 | 2013 | Stand-alone Retail | 6 | Skylights |  | 0.5 | 0.4 | 0.5, 0.4 |  | 79.8117 | 27.5518 | 0 | 107.3635 | 1.123 | 1.195 | 0 | 1 | 89.6286 | 32.9244 | 0 | 107.3635 | SR
1LOSlab-on-grade - Unheated2010 | 2010 | Large Office | 1 | Slab-on-grade | Unheated | 0.73 |  | 0.73 |  | 3.2907 | 1.292 | 0 | 4.5828 | 1.03 | 0.988 | 0 | 1 | 3.3895 | 1.2765 | 0 | 4.5828 | LO
1LOSlab-on-grade - Unheated2010 | 2010 | Large Office | 1 | Slab-on-grade | Unheated | 0.73 |  | 0.73 |  | 3.2907 | 1.292 | 0 | 4.5828 | 1.03 | 0.988 | 0 | 1 | 3.3895 | 1.2765 | 0 | 4.5828 | LO
2LOSlab-on-grade - Unheated2010 | 2010 | Large Office | 2 | Slab-on-grade | Unheated | 0.730 |  | 0.730 | Base slab 6 in. concrete poured directly onto insulation, No insulation | 3.2907 | 1.292 | 0 | 4.5828 | 1.03 | 0.988 | 0 | 1 | 3.3895 | 1.2765 | 0 | 4.5828 | LO
3LOSlab-on-grade - Unheated2010 | 2010 | Large Office | 3 | Slab-on-grade | Unheated | 0.730 |  | 0.730 | Base slab 6 in. concrete poured directly onto insulation, No insulation | 3.2907 | 1.292 | 0 | 4.5828 | 1.03 | 0.988 | 0 | 1 | 3.3895 | 1.2765 | 0 | 4.5828 | LO
4LOSlab-on-grade - Unheated2010 | 2010 | Large Office | 4 | Slab-on-grade | Unheated | 0.730 |  | 0.730 | Base slab 6 in. concrete poured directly onto insulation, No insulation | 3.2907 | 1.292 | 0 | 4.5828 | 1.03 | 0.988 | 0 | 1 | 3.3895 | 1.2765 | 0 | 4.5828 | LO
5LOSlab-on-grade - Unheated2010 | 2010 | Large Office | 5 | Slab-on-grade | Unheated | 0.730 |  | 0.730 | Base slab 6 in. concrete poured directly onto insulation, No insulation | 3.2907 | 1.292 | 0 | 4.5828 | 1.03 | 0.988 | 0 | 1 | 3.3895 | 1.2765 | 0 | 4.5828 | LO
5LOSlab-on-grade - Unheated2010 | 2010 | Large Office | 5 | Slab-on-grade | Unheated | 0.73 |  | 0.73 |  | 3.2907 | 1.292 | 0 | 4.5828 | 1.03 | 0.988 | 0 | 1 | 3.3895 | 1.2765 | 0 | 4.5828 | LO
5LOSlab-on-grade - Unheated2010 | 2010 | Large Office | 5 | Slab-on-grade | Unheated | 0.73 |  | 0.73 |  | 3.2907 | 1.292 | 0 | 4.5828 | 1.03 | 0.988 | 0 | 1 | 3.3895 | 1.2765 | 0 | 4.5828 | LO
6LOSlab-on-grade - Unheated2010 | 2010 | Large Office | 6 | Slab-on-grade | Unheated | 0.54 |  | 0.54 |  | 6.8938 | 5.7874 | 0 | 12.68 | 1.03 | 0.988 | 0 | 1 | 7.1007 | 5.7179 | 0 | 12.68 | LO
6LOSlab-on-grade - Unheated2010 | 2010 | Large Office | 6 | Slab-on-grade | Unheated | 0.54 |  | 0.54 |  | 6.8938 | 5.7874 | 0 | 12.68 | 1.03 | 0.988 | 0 | 1 | 7.1007 | 5.7179 | 0 | 12.68 | LO
7LOSlab-on-grade - Unheated2010 | 2010 | Large Office | 7 | Slab-on-grade | Unheated | 0.52 |  | 0.52 |  | 7.4829 | 5.7874 | 0 | 13.27 | 1.03 | 0.988 | 0 | 1 | 7.7074 | 5.7179 | 0 | 13.27 | LO
8LOSlab-on-grade - Unheated2010 | 2010 | Large Office | 8 | Slab-on-grade | Unheated | 0.52 |  | 0.52 |  | 7.4829 | 5.7874 | 0 | 13.27 | 1.03 | 0.988 | 0 | 1 | 7.7074 | 5.7179 | 0 | 13.27 | LO
1MASlab-on-grade - Unheated2010 | 2010 | Mid-rise Apartment | 1 | Slab-on-grade | Unheated | 0.73 |  | 0.73 |  | 3.2907 | 1.292 | 0 | 4.5828 | 1.03 | 0.988 | 0 | 1 | 3.3895 | 1.2765 | 0 | 4.5828 | MA
1MASlab-on-grade - Unheated2010 | 2010 | Mid-rise Apartment | 1 | Slab-on-grade | Unheated | 0.73 |  | 0.73 |  | 3.2907 | 1.292 | 0 | 4.5828 | 1.03 | 0.988 | 0 | 1 | 3.3895 | 1.2765 | 0 | 4.5828 | MA
2MASlab-on-grade - Unheated2010 | 2010 | Mid-rise Apartment | 2 | Slab-on-grade | Unheated | 0.730 |  | 0.730 | Base slab 6 in. concrete poured directly onto insulation, No insulation | 3.2907 | 1.292 | 0 | 4.5828 | 1.03 | 0.988 | 0 | 1 | 3.3895 | 1.2765 | 0 | 4.5828 | MA
3MASlab-on-grade - Unheated2010 | 2010 | Mid-rise Apartment | 3 | Slab-on-grade | Unheated | 0.730 |  | 0.730 | Base slab 6 in. concrete poured directly onto insulation, No insulation | 3.2907 | 1.292 | 0 | 4.5828 | 1.03 | 0.988 | 0 | 1 | 3.3895 | 1.2765 | 0 | 4.5828 | MA
4MASlab-on-grade - Unheated2010 | 2010 | Mid-rise Apartment | 4 | Slab-on-grade | Unheated | 0.540 |  | 0.540 | Base slab 6 in. concrete poured directly onto insulation, vertical XPS insulation | 6.8938 | 5.7874 | 0 | 12.68 | 1.03 | 0.988 | 0 | 1 | 7.1007 | 5.7179 | 0 | 12.68 | MA
5MASlab-on-grade - Unheated2010 | 2010 | Mid-rise Apartment | 5 | Slab-on-grade | Unheated | 0.540 |  | 0.540 | Base slab 6 in. concrete poured directly onto insulation, vertical XPS insulation | 6.8938 | 5.7874 | 0 | 12.68 | 1.03 | 0.988 | 0 | 1 | 7.1007 | 5.7179 | 0 | 12.68 | MA
5MASlab-on-grade - Unheated2010 | 2010 | Mid-rise Apartment | 5 | Slab-on-grade | Unheated | 0.73 |  | 0.73 |  | 3.2907 | 1.292 | 0 | 4.5828 | 1.03 | 0.988 | 0 | 1 | 3.3895 | 1.2765 | 0 | 4.5828 | MA
5MASlab-on-grade - Unheated2010 | 2010 | Mid-rise Apartment | 5 | Slab-on-grade | Unheated | 0.73 |  | 0.73 |  | 3.2907 | 1.292 | 0 | 4.5828 | 1.03 | 0.988 | 0 | 1 | 3.3895 | 1.2765 | 0 | 4.5828 | MA
6MASlab-on-grade - Unheated2010 | 2010 | Mid-rise Apartment | 6 | Slab-on-grade | Unheated | 0.54 |  | 0.54 |  | 6.8938 | 5.7874 | 0 | 12.68 | 1.03 | 0.988 | 0 | 1 | 7.1007 | 5.7179 | 0 | 12.68 | MA
6MASlab-on-grade - Unheated2010 | 2010 | Mid-rise Apartment | 6 | Slab-on-grade | Unheated | 0.54 |  | 0.54 |  | 6.8938 | 5.7874 | 0 | 12.68 | 1.03 | 0.988 | 0 | 1 | 7.1007 | 5.7179 | 0 | 12.68 | MA
7MASlab-on-grade - Unheated2010 | 2010 | Mid-rise Apartment | 7 | Slab-on-grade | Unheated | 0.52 |  | 0.52 |  | 7.4829 | 5.7874 | 0 | 13.27 | 1.03 | 0.988 | 0 | 1 | 7.7074 | 5.7179 | 0 | 13.27 | MA
8MASlab-on-grade - Unheated2010 | 2010 | Mid-rise Apartment | 8 | Slab-on-grade | Unheated | 0.52 |  | 0.52 |  | 7.4829 | 5.7874 | 0 | 13.27 | 1.03 | 0.988 | 0 | 1 | 7.7074 | 5.7179 | 0 | 13.27 | MA
1PSSlab-on-grade - Unheated2010 | 2010 | Primary School | 1 | Slab-on-grade | Unheated | 0.73 |  | 0.73 |  | 3.2907 | 1.292 | 0 | 4.5828 | 1.03 | 0.988 | 0 | 1 | 3.3895 | 1.2765 | 0 | 4.5828 | PS
1PSSlab-on-grade - Unheated2010 | 2010 | Primary School | 1 | Slab-on-grade | Unheated | 0.73 |  | 0.73 |  | 3.2907 | 1.292 | 0 | 4.5828 | 1.03 | 0.988 | 0 | 1 | 3.3895 | 1.2765 | 0 | 4.5828 | PS
2PSSlab-on-grade - Unheated2010 | 2010 | Primary School | 2 | Slab-on-grade | Unheated | 0.730 |  | 0.730 | Base slab 6 in. concrete poured directly onto insulation, No insulation | 3.2907 | 1.292 | 0 | 4.5828 | 1.03 | 0.988 | 0 | 1 | 3.3895 | 1.2765 | 0 | 4.5828 | PS
3PSSlab-on-grade - Unheated2010 | 2010 | Primary School | 3 | Slab-on-grade | Unheated | 0.730 |  | 0.730 | Base slab 6 in. concrete poured directly onto insulation, No insulation | 3.2907 | 1.292 | 0 | 4.5828 | 1.03 | 0.988 | 0 | 1 | 3.3895 | 1.2765 | 0 | 4.5828 | PS
4PSSlab-on-grade - Unheated2010 | 2010 | Primary School | 4 | Slab-on-grade | Unheated | 0.730 |  | 0.730 | Base slab 6 in. concrete poured directly onto insulation, No insulation | 3.2907 | 1.292 | 0 | 4.5828 | 1.03 | 0.988 | 0 | 1 | 3.3895 | 1.2765 | 0 | 4.5828 | PS
5PSSlab-on-grade - Unheated2010 | 2010 | Primary School | 5 | Slab-on-grade | Unheated | 0.730 |  | 0.730 | Base slab 6 in. concrete poured directly onto insulation, No insulation | 3.2907 | 1.292 | 0 | 4.5828 | 1.03 | 0.988 | 0 | 1 | 3.3895 | 1.2765 | 0 | 4.5828 | PS
5PSSlab-on-grade - Unheated2010 | 2010 | Primary School | 5 | Slab-on-grade | Unheated | 0.73 |  | 0.73 |  | 3.2907 | 1.292 | 0 | 4.5828 | 1.03 | 0.988 | 0 | 1 | 3.3895 | 1.2765 | 0 | 4.5828 | PS
5PSSlab-on-grade - Unheated2010 | 2010 | Primary School | 5 | Slab-on-grade | Unheated | 0.73 |  | 0.73 |  | 3.2907 | 1.292 | 0 | 4.5828 | 1.03 | 0.988 | 0 | 1 | 3.3895 | 1.2765 | 0 | 4.5828 | PS
6PSSlab-on-grade - Unheated2010 | 2010 | Primary School | 6 | Slab-on-grade | Unheated | 0.54 |  | 0.54 |  | 6.8938 | 5.7874 | 0 | 12.68 | 1.03 | 0.988 | 0 | 1 | 7.1007 | 5.7179 | 0 | 12.68 | PS
6PSSlab-on-grade - Unheated2010 | 2010 | Primary School | 6 | Slab-on-grade | Unheated | 0.54 |  | 0.54 |  | 6.8938 | 5.7874 | 0 | 12.68 | 1.03 | 0.988 | 0 | 1 | 7.1007 | 5.7179 | 0 | 12.68 | PS
7PSSlab-on-grade - Unheated2010 | 2010 | Primary School | 7 | Slab-on-grade | Unheated | 0.52 |  | 0.52 |  | 7.4829 | 5.7874 | 0 | 13.27 | 1.03 | 0.988 | 0 | 1 | 7.7074 | 5.7179 | 0 | 13.27 | PS
8PSSlab-on-grade - Unheated2010 | 2010 | Primary School | 8 | Slab-on-grade | Unheated | 0.52 |  | 0.52 |  | 7.4829 | 5.7874 | 0 | 13.27 | 1.03 | 0.988 | 0 | 1 | 7.7074 | 5.7179 | 0 | 13.27 | PS
1SHSlab-on-grade - Unheated2010 | 2010 | Small Hotel | 1 | Slab-on-grade | Unheated | 0.73 |  | 0.73 |  | 3.2907 | 1.292 | 0 | 4.5828 | 1.03 | 0.988 | 0 | 1 | 3.3895 | 1.2765 | 0 | 4.5828 | SH
1SHSlab-on-grade - Unheated2010 | 2010 | Small Hotel | 1 | Slab-on-grade | Unheated | 0.73 |  | 0.73 |  | 3.2907 | 1.292 | 0 | 4.5828 | 1.03 | 0.988 | 0 | 1 | 3.3895 | 1.2765 | 0 | 4.5828 | SH
2SHSlab-on-grade - Unheated2010 | 2010 | Small Hotel | 2 | Slab-on-grade | Unheated | 0.730 |  | 0.730 | Base slab 6 in. concrete poured directly onto insulation, No insulation | 3.2907 | 1.292 | 0 | 4.5828 | 1.03 | 0.988 | 0 | 1 | 3.3895 | 1.2765 | 0 | 4.5828 | SH
3SHSlab-on-grade - Unheated2010 | 2010 | Small Hotel | 3 | Slab-on-grade | Unheated | 0.730 |  | 0.730 | Base slab 6 in. concrete poured directly onto insulation, No insulation | 3.2907 | 1.292 | 0 | 4.5828 | 1.03 | 0.988 | 0 | 1 | 3.3895 | 1.2765 | 0 | 4.5828 | SH
4SHSlab-on-grade - Unheated2010 | 2010 | Small Hotel | 4 | Slab-on-grade | Unheated | 0.540 |  | 0.540 | Base slab 6 in. concrete poured directly onto insulation, vertical XPS insulation | 6.8938 | 5.7874 | 0 | 12.68 | 1.03 | 0.988 | 0 | 1 | 7.1007 | 5.7179 | 0 | 12.68 | SH
5SHSlab-on-grade - Unheated2010 | 2010 | Small Hotel | 5 | Slab-on-grade | Unheated | 0.540 |  | 0.540 | Base slab 6 in. concrete poured directly onto insulation, vertical XPS insulation | 6.8938 | 5.7874 | 0 | 12.68 | 1.03 | 0.988 | 0 | 1 | 7.1007 | 5.7179 | 0 | 12.68 | SH
5SHSlab-on-grade - Unheated2010 | 2010 | Small Hotel | 5 | Slab-on-grade | Unheated | 0.73 |  | 0.73 |  | 3.2907 | 1.292 | 0 | 4.5828 | 1.03 | 0.988 | 0 | 1 | 3.3895 | 1.2765 | 0 | 4.5828 | SH
5SHSlab-on-grade - Unheated2010 | 2010 | Small Hotel | 5 | Slab-on-grade | Unheated | 0.73 |  | 0.73 |  | 3.2907 | 1.292 | 0 | 4.5828 | 1.03 | 0.988 | 0 | 1 | 3.3895 | 1.2765 | 0 | 4.5828 | SH
6SHSlab-on-grade - Unheated2010 | 2010 | Small Hotel | 6 | Slab-on-grade | Unheated | 0.52 |  | 0.52 |  | 6.8938 | 5.7874 | 0 | 12.68 | 1.03 | 0.988 | 0 | 1 | 7.1007 | 5.7179 | 0 | 12.68 | SH
6SHSlab-on-grade - Unheated2010 | 2010 | Small Hotel | 6 | Slab-on-grade | Unheated | 0.52 |  | 0.52 |  | 6.8938 | 5.7874 | 0 | 12.68 | 1.03 | 0.988 | 0 | 1 | 7.1007 | 5.7179 | 0 | 12.68 | SH
7SHSlab-on-grade - Unheated2010 | 2010 | Small Hotel | 7 | Slab-on-grade | Unheated | 0.52 |  | 0.52 |  | 7.4829 | 5.7874 | 0 | 13.27 | 1.03 | 0.988 | 0 | 1 | 7.7074 | 5.7179 | 0 | 13.27 | SH
8SHSlab-on-grade - Unheated2010 | 2010 | Small Hotel | 8 | Slab-on-grade | Unheated | 0.51 |  | 0.51 |  | 7.4829 | 5.7874 | 0 | 13.27 | 1.03 | 0.988 | 0 | 1 | 7.7074 | 5.7179 | 0 | 13.27 | SH
1SHNRSlab-on-grade - Unheated2010 | 2010 | Small Hotel - Non-res | 1 | Slab-on-grade | Unheated | 0.73 |  | 0.73 |  | 3.2907 | 1.292 | 0 | 4.5828 | 1.03 | 0.988 | 0 | 1 | 3.3895 | 1.2765 | 0 | 4.5828 | SHNR
2SHNRSlab-on-grade - Unheated2010 | 2010 | Small Hotel - Non-res | 2 | Slab-on-grade | Unheated | 0.730 |  | 0.730 | Base slab 6 in. concrete poured directly onto insulation, No insulation | 3.2907 | 1.292 | 0 | 4.5828 | 1.03 | 0.988 | 0 | 1 | 3.3895 | 1.2765 | 0 | 4.5828 | SHNR
3SHNRSlab-on-grade - Unheated2010 | 2010 | Small Hotel - Non-res | 3 | Slab-on-grade | Unheated | 0.730 |  | 0.730 | Base slab 6 in. concrete poured directly onto insulation, No insulation | 3.2907 | 1.292 | 0 | 4.5828 | 1.03 | 0.988 | 0 | 1 | 3.3895 | 1.2765 | 0 | 4.5828 | SHNR
4SHNRSlab-on-grade - Unheated2010 | 2010 | Small Hotel - Non-res | 4 | Slab-on-grade | Unheated | 0.730 |  | 0.730 | Base slab 6 in. concrete poured directly onto insulation, No insulation | 3.2907 | 1.292 | 0 | 4.5828 | 1.03 | 0.988 | 0 | 1 | 3.3895 | 1.2765 | 0 | 4.5828 | SHNR
5SHNRSlab-on-grade - Unheated2010 | 2010 | Small Hotel - Non-res | 5 | Slab-on-grade | Unheated | 0.730 |  | 0.730 | Base slab 6 in. concrete poured directly onto insulation, No insulation | 3.2907 | 1.292 | 0 | 4.5828 | 1.03 | 0.988 | 0 | 1 | 3.3895 | 1.2765 | 0 | 4.5828 | SHNR
6SHNRSlab-on-grade - Unheated2010 | 2010 | Small Hotel - Non-res | 6 | Slab-on-grade | Unheated | 0.54 |  | 0.54 |  | 6.8938 | 5.7874 | 0 | 12.68 | 1.03 | 0.988 | 0 | 1 | 7.1007 | 5.7179 | 0 | 12.68 | SHNR
7SHNRSlab-on-grade - Unheated2010 | 2010 | Small Hotel - Non-res | 7 | Slab-on-grade | Unheated | 0.52 |  | 0.52 |  | 7.4829 | 5.7874 | 0 | 13.27 | 1.03 | 0.988 | 0 | 1 | 7.7074 | 5.7179 | 0 | 13.27 | SHNR
8SHNRSlab-on-grade - Unheated2010 | 2010 | Small Hotel - Non-res | 8 | Slab-on-grade | Unheated | 0.52 |  | 0.52 |  | 7.4829 | 5.7874 | 0 | 13.27 | 1.03 | 0.988 | 0 | 1 | 7.7074 | 5.7179 | 0 | 13.27 | SHNR
1SOSlab-on-grade - Unheated2010 | 2010 | Small Office | 1 | Slab-on-grade | Unheated | 0.73 |  | 0.73 |  | 3.2907 | 1.292 | 0 | 4.5828 | 1.03 | 0.988 | 0 | 1 | 3.3895 | 1.2765 | 0 | 4.5828 | SO
1SOSlab-on-grade - Unheated2010 | 2010 | Small Office | 1 | Slab-on-grade | Unheated | 0.73 |  | 0.73 |  | 3.2907 | 1.292 | 0 | 4.5828 | 1.03 | 0.988 | 0 | 1 | 3.3895 | 1.2765 | 0 | 4.5828 | SO
2SOSlab-on-grade - Unheated2010 | 2010 | Small Office | 2 | Slab-on-grade | Unheated | 0.730 |  | 0.730 | Base slab 6 in. concrete poured directly onto insulation, No insulation | 3.2907 | 1.292 | 0 | 4.5828 | 1.03 | 0.988 | 0 | 1 | 3.3895 | 1.2765 | 0 | 4.5828 | SO
3SOSlab-on-grade - Unheated2010 | 2010 | Small Office | 3 | Slab-on-grade | Unheated | 0.730 |  | 0.730 | Base slab 6 in. concrete poured directly onto insulation, No insulation | 3.2907 | 1.292 | 0 | 4.5828 | 1.03 | 0.988 | 0 | 1 | 3.3895 | 1.2765 | 0 | 4.5828 | SO
4SOSlab-on-grade - Unheated2010 | 2010 | Small Office | 4 | Slab-on-grade | Unheated | 0.730 |  | 0.730 | Base slab 6 in. concrete poured directly onto insulation, No insulation | 3.2907 | 1.292 | 0 | 4.5828 | 1.03 | 0.988 | 0 | 1 | 3.3895 | 1.2765 | 0 | 4.5828 | SO
5SOSlab-on-grade - Unheated2010 | 2010 | Small Office | 5 | Slab-on-grade | Unheated | 0.730 |  | 0.730 | Base slab 6 in. concrete poured directly onto insulation, No insulation | 3.2907 | 1.292 | 0 | 4.5828 | 1.03 | 0.988 | 0 | 1 | 3.3895 | 1.2765 | 0 | 4.5828 | SO
5SOSlab-on-grade - Unheated2010 | 2010 | Small Office | 5 | Slab-on-grade | Unheated | 0.73 |  | 0.73 |  | 3.2907 | 1.292 | 0 | 4.5828 | 1.03 | 0.988 | 0 | 1 | 3.3895 | 1.2765 | 0 | 4.5828 | SO
5SOSlab-on-grade - Unheated2010 | 2010 | Small Office | 5 | Slab-on-grade | Unheated | 0.73 |  | 0.73 |  | 3.2907 | 1.292 | 0 | 4.5828 | 1.03 | 0.988 | 0 | 1 | 3.3895 | 1.2765 | 0 | 4.5828 | SO
6SOSlab-on-grade - Unheated2010 | 2010 | Small Office | 6 | Slab-on-grade | Unheated | 0.54 |  | 0.54 |  | 6.8938 | 5.7874 | 0 | 12.68 | 1.03 | 0.988 | 0 | 1 | 7.1007 | 5.7179 | 0 | 12.68 | SO
6SOSlab-on-grade - Unheated2010 | 2010 | Small Office | 6 | Slab-on-grade | Unheated | 0.54 |  | 0.54 |  | 6.8938 | 5.7874 | 0 | 12.68 | 1.03 | 0.988 | 0 | 1 | 7.1007 | 5.7179 | 0 | 12.68 | SO
7SOSlab-on-grade - Unheated2010 | 2010 | Small Office | 7 | Slab-on-grade | Unheated | 0.52 |  | 0.52 |  | 7.4829 | 5.7874 | 0 | 13.27 | 1.03 | 0.988 | 0 | 1 | 7.7074 | 5.7179 | 0 | 13.27 | SO
8SOSlab-on-grade - Unheated2010 | 2010 | Small Office | 8 | Slab-on-grade | Unheated | 0.52 |  | 0.52 |  | 7.4829 | 5.7874 | 0 | 13.27 | 1.03 | 0.988 | 0 | 1 | 7.7074 | 5.7179 | 0 | 13.27 | SO
1SRSlab-on-grade - Unheated2010 | 2010 | Stand-alone Retail | 1 | Slab-on-grade | Unheated | 0.73 |  | 0.73 |  | 3.2907 | 1.292 | 0 | 4.5828 | 1.03 | 0.988 | 0 | 1 | 3.3895 | 1.2765 | 0 | 4.5828 | SR
1SRSlab-on-grade - Unheated2010 | 2010 | Stand-alone Retail | 1 | Slab-on-grade | Unheated | 0.73 |  | 0.73 |  | 3.2907 | 1.292 | 0 | 4.5828 | 1.03 | 0.988 | 0 | 1 | 3.3895 | 1.2765 | 0 | 4.5828 | SR
2SRSlab-on-grade - Unheated2010 | 2010 | Stand-alone Retail | 2 | Slab-on-grade | Unheated | 0.730 |  | 0.730 | Base slab 6 in. concrete poured directly onto insulation, No insulation | 3.2907 | 1.292 | 0 | 4.5828 | 1.03 | 0.988 | 0 | 1 | 3.3895 | 1.2765 | 0 | 4.5828 | SR
3SRSlab-on-grade - Unheated2010 | 2010 | Stand-alone Retail | 3 | Slab-on-grade | Unheated | 0.730 |  | 0.730 | Base slab 6 in. concrete poured directly onto insulation, No insulation | 3.2907 | 1.292 | 0 | 4.5828 | 1.03 | 0.988 | 0 | 1 | 3.3895 | 1.2765 | 0 | 4.5828 | SR
4SRSlab-on-grade - Unheated2010 | 2010 | Stand-alone Retail | 4 | Slab-on-grade | Unheated | 0.730 |  | 0.730 | Base slab 6 in. concrete poured directly onto insulation, No insulation | 3.2907 | 1.292 | 0 | 4.5828 | 1.03 | 0.988 | 0 | 1 | 3.3895 | 1.2765 | 0 | 4.5828 | SR
5SRSlab-on-grade - Unheated2010 | 2010 | Stand-alone Retail | 5 | Slab-on-grade | Unheated | 0.730 |  | 0.730 | Base slab 6 in. concrete poured directly onto insulation, No insulation | 3.2907 | 1.292 | 0 | 4.5828 | 1.03 | 0.988 | 0 | 1 | 3.3895 | 1.2765 | 0 | 4.5828 | SR
5SRSlab-on-grade - Unheated2010 | 2010 | Stand-alone Retail | 5 | Slab-on-grade | Unheated | 0.73 |  | 0.73 |  | 3.2907 | 1.292 | 0 | 4.5828 | 1.03 | 0.988 | 0 | 1 | 3.3895 | 1.2765 | 0 | 4.5828 | SR
5SRSlab-on-grade - Unheated2010 | 2010 | Stand-alone Retail | 5 | Slab-on-grade | Unheated | 0.73 |  | 0.73 |  | 3.2907 | 1.292 | 0 | 4.5828 | 1.03 | 0.988 | 0 | 1 | 3.3895 | 1.2765 | 0 | 4.5828 | SR
6SRSlab-on-grade - Unheated2010 | 2010 | Stand-alone Retail | 6 | Slab-on-grade | Unheated | 0.54 |  | 0.54 |  | 6.8938 | 5.7874 | 0 | 12.68 | 1.03 | 0.988 | 0 | 1 | 7.1007 | 5.7179 | 0 | 12.68 | SR
6SRSlab-on-grade - Unheated2010 | 2010 | Stand-alone Retail | 6 | Slab-on-grade | Unheated | 0.54 |  | 0.54 |  | 6.8938 | 5.7874 | 0 | 12.68 | 1.03 | 0.988 | 0 | 1 | 7.1007 | 5.7179 | 0 | 12.68 | SR
7SRSlab-on-grade - Unheated2010 | 2010 | Stand-alone Retail | 7 | Slab-on-grade | Unheated | 0.52 |  | 0.52 |  | 7.4829 | 5.7874 | 0 | 13.27 | 1.03 | 0.988 | 0 | 1 | 7.7074 | 5.7179 | 0 | 13.27 | SR
8SRSlab-on-grade - Unheated2010 | 2010 | Stand-alone Retail | 8 | Slab-on-grade | Unheated | 0.52 |  | 0.52 |  | 7.4829 | 5.7874 | 0 | 13.27 | 1.03 | 0.988 | 0 | 1 | 7.7074 | 5.7179 | 0 | 13.27 | SR
1LOSlab-on-grade - Unheated2013 | 2013 | Large Office | 1 | Slab-on-grade | Unheated | 0.73 |  | 0.73 |  | 3.2907 | 1.292 | 0 | 4.5828 | 1.03 | 0.988 | 0 | 1 | 3.3895 | 1.2765 | 0 | 4.5828 | LO
1LOSlab-on-grade - Unheated2013 | 2013 | Large Office | 1 | Slab-on-grade | Unheated | 0.73 |  | 0.73 |  | 3.2907 | 1.292 | 0 | 4.5828 | 1.03 | 0.988 | 0 | 1 | 3.3895 | 1.2765 | 0 | 4.5828 | LO
2LOSlab-on-grade - Unheated2013 | 2013 | Large Office | 2 | Slab-on-grade | Unheated | 0.730 |  | 0.730 | Base slab 6 in. concrete poured directly onto insulation, No insulation | 3.2907 | 1.292 | 0 | 4.5828 | 1.03 | 0.988 | 0 | 1 | 3.3895 | 1.2765 | 0 | 4.5828 | LO
3LOSlab-on-grade - Unheated2013 | 2013 | Large Office | 3 | Slab-on-grade | Unheated | 0.730 |  | 0.730 | Base slab 6 in. concrete poured directly onto insulation, No insulation | 3.2907 | 1.292 | 0 | 4.5828 | 1.03 | 0.988 | 0 | 1 | 3.3895 | 1.2765 | 0 | 4.5828 | LO
4LOSlab-on-grade - Unheated2013 | 2013 | Large Office | 4 | Slab-on-grade | Unheated | 0.520 |  | 0.520 | Base slab 6 in. concrete poured directly onto insulation, vertical XPS insulation | 7.4829 | 5.7874 | 0 | 13.27 | 1.03 | 0.988 | 0 | 1 | 7.7074 | 5.7179 | 0 | 13.27 | LO
5LOSlab-on-grade - Unheated2013 | 2013 | Large Office | 5 | Slab-on-grade | Unheated | 0.520 |  | 0.520 | Base slab 6 in. concrete poured directly onto insulation, vertical XPS insulation | 7.4829 | 5.7874 | 0 | 13.27 | 1.03 | 0.988 | 0 | 1 | 7.7074 | 5.7179 | 0 | 13.27 | LO
5LOSlab-on-grade - Unheated2013 | 2013 | Large Office | 5 | Slab-on-grade | Unheated | 0.52 |  | 0.52 |  | 7.4829 | 5.7874 | 0 | 13.27 | 1.03 | 0.988 | 0 | 1 | 7.7074 | 5.7179 | 0 | 13.27 | LO
5LOSlab-on-grade - Unheated2013 | 2013 | Large Office | 5 | Slab-on-grade | Unheated | 0.52 |  | 0.52 |  | 7.4829 | 5.7874 | 0 | 13.27 | 1.03 | 0.988 | 0 | 1 | 7.7074 | 5.7179 | 0 | 13.27 | LO
6LOSlab-on-grade - Unheated2013 | 2013 | Large Office | 6 | Slab-on-grade | Unheated | 0.51 |  | 0.51 |  | 8.0309 | 5.7874 | 0 | 13.82 | 1.03 | 0.988 | 0 | 1 | 8.2719 | 5.7179 | 0 | 13.82 | LO
6LOSlab-on-grade - Unheated2013 | 2013 | Large Office | 6 | Slab-on-grade | Unheated | 0.51 |  | 0.51 |  | 8.0309 | 5.7874 | 0 | 13.82 | 1.03 | 0.988 | 0 | 1 | 8.2719 | 5.7179 | 0 | 13.82 | LO
7LOSlab-on-grade - Unheated2013 | 2013 | Large Office | 7 | Slab-on-grade | Unheated | 0.51 |  | 0.51 |  | 8.0309 | 5.7874 | 0 | 13.82 | 1.03 | 0.988 | 0 | 1 | 8.2719 | 5.7179 | 0 | 13.82 | LO
8LOSlab-on-grade - Unheated2013 | 2013 | Large Office | 8 | Slab-on-grade | Unheated | 0.434 |  | 0.434 |  | 8.0309 | 5.7874 | 0 | 13.8183 | 1.03 | 0.988 | 0 | 1 | 8.2719 | 5.7179 | 0 | 13.8183 | LO
1MASlab-on-grade - Unheated2013 | 2013 | Mid-rise Apartment | 1 | Slab-on-grade | Unheated | 0.73 |  | 0.73 |  | 3.2907 | 1.292 | 0 | 4.5828 | 1.03 | 0.988 | 0 | 1 | 3.3895 | 1.2765 | 0 | 4.5828 | MA
1MASlab-on-grade - Unheated2013 | 2013 | Mid-rise Apartment | 1 | Slab-on-grade | Unheated | 0.73 |  | 0.73 |  | 3.2907 | 1.292 | 0 | 4.5828 | 1.03 | 0.988 | 0 | 1 | 3.3895 | 1.2765 | 0 | 4.5828 | MA
2MASlab-on-grade - Unheated2013 | 2013 | Mid-rise Apartment | 2 | Slab-on-grade | Unheated | 0.730 |  | 0.730 | Base slab 6 in. concrete poured directly onto insulation, No insulation | 3.2907 | 1.292 | 0 | 4.5828 | 1.03 | 0.988 | 0 | 1 | 3.3895 | 1.2765 | 0 | 4.5828 | MA
3MASlab-on-grade - Unheated2013 | 2013 | Mid-rise Apartment | 3 | Slab-on-grade | Unheated | 0.540 |  | 0.540 | Base slab 6 in. concrete poured directly onto insulation, vertical XPS insulation | 6.8938 | 5.7874 | 0 | 12.68 | 1.03 | 0.988 | 0 | 1 | 7.1007 | 5.7179 | 0 | 12.68 | MA
4MASlab-on-grade - Unheated2013 | 2013 | Mid-rise Apartment | 4 | Slab-on-grade | Unheated | 0.520 |  | 0.520 | Base slab 6 in. concrete poured directly onto insulation, vertical XPS insulation | 7.4829 | 5.7874 | 0 | 13.27 | 1.03 | 0.988 | 0 | 1 | 7.7074 | 5.7179 | 0 | 13.27 | MA
5MASlab-on-grade - Unheated2013 | 2013 | Mid-rise Apartment | 5 | Slab-on-grade | Unheated | 0.510 |  | 0.510 | Base slab 6 in. concrete poured directly onto insulation, vertical XPS insulation | 8.0309 | 5.7874 | 0 | 13.82 | 1.03 | 0.988 | 0 | 1 | 8.2719 | 5.7179 | 0 | 13.82 | MA
5MASlab-on-grade - Unheated2013 | 2013 | Mid-rise Apartment | 5 | Slab-on-grade | Unheated | 0.52 |  | 0.52 |  | 7.4829 | 5.7874 | 0 | 13.27 | 1.03 | 0.988 | 0 | 1 | 7.7074 | 5.7179 | 0 | 13.27 | MA
5MASlab-on-grade - Unheated2013 | 2013 | Mid-rise Apartment | 5 | Slab-on-grade | Unheated | 0.52 |  | 0.52 |  | 7.4829 | 5.7874 | 0 | 13.27 | 1.03 | 0.988 | 0 | 1 | 7.7074 | 5.7179 | 0 | 13.27 | MA
6MASlab-on-grade - Unheated2013 | 2013 | Mid-rise Apartment | 6 | Slab-on-grade | Unheated | 0.51 |  | 0.51 |  | 8.0309 | 5.7874 | 0 | 13.82 | 1.03 | 0.988 | 0 | 1 | 8.2719 | 5.7179 | 0 | 13.82 | MA
6MASlab-on-grade - Unheated2013 | 2013 | Mid-rise Apartment | 6 | Slab-on-grade | Unheated | 0.51 |  | 0.51 |  | 8.0309 | 5.7874 | 0 | 13.82 | 1.03 | 0.988 | 0 | 1 | 8.2719 | 5.7179 | 0 | 13.82 | MA
7MASlab-on-grade - Unheated2013 | 2013 | Mid-rise Apartment | 7 | Slab-on-grade | Unheated | 0.51 |  | 0.51 |  | 8.0309 | 5.7874 | 0 | 13.82 | 1.03 | 0.988 | 0 | 1 | 8.2719 | 5.7179 | 0 | 13.82 | MA
8MASlab-on-grade - Unheated2013 | 2013 | Mid-rise Apartment | 8 | Slab-on-grade | Unheated | 0.434 |  | 0.434 |  | 8.0309 | 5.7874 | 0 | 13.8183 | 1.03 | 0.988 | 0 | 1 | 8.2719 | 5.7179 | 0 | 13.8183 | MA
1PSSlab-on-grade - Unheated2013 | 2013 | Primary School | 1 | Slab-on-grade | Unheated | 0.73 |  | 0.73 |  | 3.2907 | 1.292 | 0 | 4.5828 | 1.03 | 0.988 | 0 | 1 | 3.3895 | 1.2765 | 0 | 4.5828 | PS
1PSSlab-on-grade - Unheated2013 | 2013 | Primary School | 1 | Slab-on-grade | Unheated | 0.73 |  | 0.73 |  | 3.2907 | 1.292 | 0 | 4.5828 | 1.03 | 0.988 | 0 | 1 | 3.3895 | 1.2765 | 0 | 4.5828 | PS
2PSSlab-on-grade - Unheated2013 | 2013 | Primary School | 2 | Slab-on-grade | Unheated | 0.730 |  | 0.730 | Base slab 6 in. concrete poured directly onto insulation, No insulation | 3.2907 | 1.292 | 0 | 4.5828 | 1.03 | 0.988 | 0 | 1 | 3.3895 | 1.2765 | 0 | 4.5828 | PS
3PSSlab-on-grade - Unheated2013 | 2013 | Primary School | 3 | Slab-on-grade | Unheated | 0.730 |  | 0.730 | Base slab 6 in. concrete poured directly onto insulation, No insulation | 3.2907 | 1.292 | 0 | 4.5828 | 1.03 | 0.988 | 0 | 1 | 3.3895 | 1.2765 | 0 | 4.5828 | PS
4PSSlab-on-grade - Unheated2013 | 2013 | Primary School | 4 | Slab-on-grade | Unheated | 0.520 |  | 0.520 | Base slab 6 in. concrete poured directly onto insulation, vertical XPS insulation | 7.4829 | 5.7874 | 0 | 13.27 | 1.03 | 0.988 | 0 | 1 | 7.7074 | 5.7179 | 0 | 13.27 | PS
5PSSlab-on-grade - Unheated2013 | 2013 | Primary School | 5 | Slab-on-grade | Unheated | 0.520 |  | 0.520 | Base slab 6 in. concrete poured directly onto insulation, vertical XPS insulation | 7.4829 | 5.7874 | 0 | 13.27 | 1.03 | 0.988 | 0 | 1 | 7.7074 | 5.7179 | 0 | 13.27 | PS
5PSSlab-on-grade - Unheated2013 | 2013 | Primary School | 5 | Slab-on-grade | Unheated | 0.52 |  | 0.52 |  | 7.4829 | 5.7874 | 0 | 13.27 | 1.03 | 0.988 | 0 | 1 | 7.7074 | 5.7179 | 0 | 13.27 | PS
5PSSlab-on-grade - Unheated2013 | 2013 | Primary School | 5 | Slab-on-grade | Unheated | 0.52 |  | 0.52 |  | 7.4829 | 5.7874 | 0 | 13.27 | 1.03 | 0.988 | 0 | 1 | 7.7074 | 5.7179 | 0 | 13.27 | PS
6PSSlab-on-grade - Unheated2013 | 2013 | Primary School | 6 | Slab-on-grade | Unheated | 0.51 |  | 0.51 |  | 8.0309 | 5.7874 | 0 | 13.82 | 1.03 | 0.988 | 0 | 1 | 8.2719 | 5.7179 | 0 | 13.82 | PS
6PSSlab-on-grade - Unheated2013 | 2013 | Primary School | 6 | Slab-on-grade | Unheated | 0.51 |  | 0.51 |  | 8.0309 | 5.7874 | 0 | 13.82 | 1.03 | 0.988 | 0 | 1 | 8.2719 | 5.7179 | 0 | 13.82 | PS
7PSSlab-on-grade - Unheated2013 | 2013 | Primary School | 7 | Slab-on-grade | Unheated | 0.51 |  | 0.51 |  | 8.0309 | 5.7874 | 0 | 13.82 | 1.03 | 0.988 | 0 | 1 | 8.2719 | 5.7179 | 0 | 13.82 | PS
8PSSlab-on-grade - Unheated2013 | 2013 | Primary School | 8 | Slab-on-grade | Unheated | 0.434 |  | 0.434 |  | 8.0309 | 5.7874 | 0 | 13.8183 | 1.03 | 0.988 | 0 | 1 | 8.2719 | 5.7179 | 0 | 13.8183 | PS
1SHSlab-on-grade - Unheated2013 | 2013 | Small Hotel | 1 | Slab-on-grade | Unheated | 0.73 |  | 0.73 |  | 3.2907 | 1.292 | 0 | 4.5828 | 1.03 | 0.988 | 0 | 1 | 3.3895 | 1.2765 | 0 | 4.5828 | SH
1SHSlab-on-grade - Unheated2013 | 2013 | Small Hotel | 1 | Slab-on-grade | Unheated | 0.73 |  | 0.73 |  | 3.2907 | 1.292 | 0 | 4.5828 | 1.03 | 0.988 | 0 | 1 | 3.3895 | 1.2765 | 0 | 4.5828 | SH
2SHSlab-on-grade - Unheated2013 | 2013 | Small Hotel | 2 | Slab-on-grade | Unheated | 0.730 |  | 0.730 | Base slab 6 in. concrete poured directly onto insulation, No insulation | 3.2907 | 1.292 | 0 | 4.5828 | 1.03 | 0.988 | 0 | 1 | 3.3895 | 1.2765 | 0 | 4.5828 | SH
3SHSlab-on-grade - Unheated2013 | 2013 | Small Hotel | 3 | Slab-on-grade | Unheated | 0.540 |  | 0.540 | Base slab 6 in. concrete poured directly onto insulation, vertical XPS insulation | 6.8938 | 5.7874 | 0 | 12.68 | 1.03 | 0.988 | 0 | 1 | 7.1007 | 5.7179 | 0 | 12.68 | SH
4SHSlab-on-grade - Unheated2013 | 2013 | Small Hotel | 4 | Slab-on-grade | Unheated | 0.520 |  | 0.520 | Base slab 6 in. concrete poured directly onto insulation, vertical XPS insulation | 7.4829 | 5.7874 | 0 | 13.27 | 1.03 | 0.988 | 0 | 1 | 7.7074 | 5.7179 | 0 | 13.27 | SH
5SHSlab-on-grade - Unheated2013 | 2013 | Small Hotel | 5 | Slab-on-grade | Unheated | 0.510 |  | 0.510 | Base slab 6 in. concrete poured directly onto insulation, vertical XPS insulation | 8.0309 | 5.7874 | 0 | 13.82 | 1.03 | 0.988 | 0 | 1 | 8.2719 | 5.7179 | 0 | 13.82 | SH
5SHSlab-on-grade - Unheated2013 | 2013 | Small Hotel | 5 | Slab-on-grade | Unheated | 0.52 |  | 0.52 |  | 7.4829 | 5.7874 | 0 | 13.27 | 1.03 | 0.988 | 0 | 1 | 7.7074 | 5.7179 | 0 | 13.27 | SH
5SHSlab-on-grade - Unheated2013 | 2013 | Small Hotel | 5 | Slab-on-grade | Unheated | 0.52 |  | 0.52 |  | 7.4829 | 5.7874 | 0 | 13.27 | 1.03 | 0.988 | 0 | 1 | 7.7074 | 5.7179 | 0 | 13.27 | SH
6SHSlab-on-grade - Unheated2013 | 2013 | Small Hotel | 6 | Slab-on-grade | Unheated | 0.434 |  | 0.434 |  | 8.0309 | 5.7874 | 0 | 13.82 | 1.03 | 0.988 | 0 | 1 | 8.2719 | 5.7179 | 0 | 13.82 | SH
6SHSlab-on-grade - Unheated2013 | 2013 | Small Hotel | 6 | Slab-on-grade | Unheated | 0.434 |  | 0.434 |  | 8.0309 | 5.7874 | 0 | 13.82 | 1.03 | 0.988 | 0 | 1 | 8.2719 | 5.7179 | 0 | 13.82 | SH
7SHSlab-on-grade - Unheated2013 | 2013 | Small Hotel | 7 | Slab-on-grade | Unheated | 0.434 |  | 0.434 |  | 8.0309 | 5.7874 | 0 | 13.82 | 1.03 | 0.988 | 0 | 1 | 8.2719 | 5.7179 | 0 | 13.82 | SH
8SHSlab-on-grade - Unheated2013 | 2013 | Small Hotel | 8 | Slab-on-grade | Unheated | 0.424 |  | 0.424 |  | 8.0309 | 5.7874 | 0 | 13.8183 | 1.03 | 0.988 | 0 | 1 | 8.2719 | 5.7179 | 0 | 13.8183 | SH
1SHNRSlab-on-grade - Unheated2013 | 2013 | Small Hotel - Non-res | 1 | Slab-on-grade | Unheated | 0.73 |  | 0.73 |  | 3.2907 | 1.292 | 0 | 4.5828 | 1.03 | 0.988 | 0 | 1 | 3.3895 | 1.2765 | 0 | 4.5828 | SHNR
2SHNRSlab-on-grade - Unheated2013 | 2013 | Small Hotel - Non-res | 2 | Slab-on-grade | Unheated | 0.730 |  | 0.730 | Base slab 6 in. concrete poured directly onto insulation, No insulation | 3.2907 | 1.292 | 0 | 4.5828 | 1.03 | 0.988 | 0 | 1 | 3.3895 | 1.2765 | 0 | 4.5828 | SHNR
3SHNRSlab-on-grade - Unheated2013 | 2013 | Small Hotel - Non-res | 3 | Slab-on-grade | Unheated | 0.730 |  | 0.730 | Base slab 6 in. concrete poured directly onto insulation, No insulation | 3.2907 | 1.292 | 0 | 4.5828 | 1.03 | 0.988 | 0 | 1 | 3.3895 | 1.2765 | 0 | 4.5828 | SHNR
4SHNRSlab-on-grade - Unheated2013 | 2013 | Small Hotel - Non-res | 4 | Slab-on-grade | Unheated | 0.520 |  | 0.520 | Base slab 6 in. concrete poured directly onto insulation, vertical XPS insulation | 7.4829 | 5.7874 | 0 | 13.27 | 1.03 | 0.988 | 0 | 1 | 7.7074 | 5.7179 | 0 | 13.27 | SHNR
5SHNRSlab-on-grade - Unheated2013 | 2013 | Small Hotel - Non-res | 5 | Slab-on-grade | Unheated | 0.520 |  | 0.520 | Base slab 6 in. concrete poured directly onto insulation, vertical XPS insulation | 7.4829 | 5.7874 | 0 | 13.27 | 1.03 | 0.988 | 0 | 1 | 7.7074 | 5.7179 | 0 | 13.27 | SHNR
6SHNRSlab-on-grade - Unheated2013 | 2013 | Small Hotel - Non-res | 6 | Slab-on-grade | Unheated | 0.51 |  | 0.51 |  | 8.0309 | 5.7874 | 0 | 13.82 | 1.03 | 0.988 | 0 | 1 | 8.2719 | 5.7179 | 0 | 13.82 | SHNR
7SHNRSlab-on-grade - Unheated2013 | 2013 | Small Hotel - Non-res | 7 | Slab-on-grade | Unheated | 0.51 |  | 0.51 |  | 8.0309 | 5.7874 | 0 | 13.82 | 1.03 | 0.988 | 0 | 1 | 8.2719 | 5.7179 | 0 | 13.82 | SHNR
8SHNRSlab-on-grade - Unheated2013 | 2013 | Small Hotel - Non-res | 8 | Slab-on-grade | Unheated | 0.434 |  | 0.434 |  | 8.0309 | 5.7874 | 0 | 13.8183 | 1.03 | 0.988 | 0 | 1 | 8.2719 | 5.7179 | 0 | 13.8183 | SHNR
1SOSlab-on-grade - Unheated2013 | 2013 | Small Office | 1 | Slab-on-grade | Unheated | 0.73 |  | 0.73 |  | 3.2907 | 1.292 | 0 | 4.5828 | 1.03 | 0.988 | 0 | 1 | 3.3895 | 1.2765 | 0 | 4.5828 | SO
1SOSlab-on-grade - Unheated2013 | 2013 | Small Office | 1 | Slab-on-grade | Unheated | 0.73 |  | 0.73 |  | 3.2907 | 1.292 | 0 | 4.5828 | 1.03 | 0.988 | 0 | 1 | 3.3895 | 1.2765 | 0 | 4.5828 | SO
2SOSlab-on-grade - Unheated2013 | 2013 | Small Office | 2 | Slab-on-grade | Unheated | 0.730 |  | 0.730 | Base slab 6 in. concrete poured directly onto insulation, No insulation | 3.2907 | 1.292 | 0 | 4.5828 | 1.03 | 0.988 | 0 | 1 | 3.3895 | 1.2765 | 0 | 4.5828 | SO
3SOSlab-on-grade - Unheated2013 | 2013 | Small Office | 3 | Slab-on-grade | Unheated | 0.730 |  | 0.730 | Base slab 6 in. concrete poured directly onto insulation, No insulation | 3.2907 | 1.292 | 0 | 4.5828 | 1.03 | 0.988 | 0 | 1 | 3.3895 | 1.2765 | 0 | 4.5828 | SO
4SOSlab-on-grade - Unheated2013 | 2013 | Small Office | 4 | Slab-on-grade | Unheated | 0.520 |  | 0.520 | Base slab 6 in. concrete poured directly onto insulation, vertical XPS insulation | 7.4829 | 5.7874 | 0 | 13.27 | 1.03 | 0.988 | 0 | 1 | 7.7074 | 5.7179 | 0 | 13.27 | SO
5SOSlab-on-grade - Unheated2013 | 2013 | Small Office | 5 | Slab-on-grade | Unheated | 0.520 |  | 0.520 | Base slab 6 in. concrete poured directly onto insulation, vertical XPS insulation | 7.4829 | 5.7874 | 0 | 13.27 | 1.03 | 0.988 | 0 | 1 | 7.7074 | 5.7179 | 0 | 13.27 | SO
5SOSlab-on-grade - Unheated2013 | 2013 | Small Office | 5 | Slab-on-grade | Unheated | 0.52 |  | 0.52 |  | 7.4829 | 5.7874 | 0 | 13.27 | 1.03 | 0.988 | 0 | 1 | 7.7074 | 5.7179 | 0 | 13.27 | SO
5SOSlab-on-grade - Unheated2013 | 2013 | Small Office | 5 | Slab-on-grade | Unheated | 0.52 |  | 0.52 |  | 7.4829 | 5.7874 | 0 | 13.27 | 1.03 | 0.988 | 0 | 1 | 7.7074 | 5.7179 | 0 | 13.27 | SO
6SOSlab-on-grade - Unheated2013 | 2013 | Small Office | 6 | Slab-on-grade | Unheated | 0.51 |  | 0.51 |  | 8.0309 | 5.7874 | 0 | 13.82 | 1.03 | 0.988 | 0 | 1 | 8.2719 | 5.7179 | 0 | 13.82 | SO
6SOSlab-on-grade - Unheated2013 | 2013 | Small Office | 6 | Slab-on-grade | Unheated | 0.51 |  | 0.51 |  | 8.0309 | 5.7874 | 0 | 13.82 | 1.03 | 0.988 | 0 | 1 | 8.2719 | 5.7179 | 0 | 13.82 | SO
7SOSlab-on-grade - Unheated2013 | 2013 | Small Office | 7 | Slab-on-grade | Unheated | 0.51 |  | 0.51 |  | 8.0309 | 5.7874 | 0 | 13.82 | 1.03 | 0.988 | 0 | 1 | 8.2719 | 5.7179 | 0 | 13.82 | SO
8SOSlab-on-grade - Unheated2013 | 2013 | Small Office | 8 | Slab-on-grade | Unheated | 0.434 |  | 0.434 |  | 8.0309 | 5.7874 | 0 | 13.8183 | 1.03 | 0.988 | 0 | 1 | 8.2719 | 5.7179 | 0 | 13.8183 | SO
1SRSlab-on-grade - Unheated2013 | 2013 | Stand-alone Retail | 1 | Slab-on-grade | Unheated | 0.73 |  | 0.73 |  | 3.2907 | 1.292 | 0 | 4.5828 | 1.03 | 0.988 | 0 | 1 | 3.3895 | 1.2765 | 0 | 4.5828 | SR
1SRSlab-on-grade - Unheated2013 | 2013 | Stand-alone Retail | 1 | Slab-on-grade | Unheated | 0.73 |  | 0.73 |  | 3.2907 | 1.292 | 0 | 4.5828 | 1.03 | 0.988 | 0 | 1 | 3.3895 | 1.2765 | 0 | 4.5828 | SR
2SRSlab-on-grade - Unheated2013 | 2013 | Stand-alone Retail | 2 | Slab-on-grade | Unheated | 0.730 |  | 0.730 | Base slab 6 in. concrete poured directly onto insulation, No insulation | 3.2907 | 1.292 | 0 | 4.5828 | 1.03 | 0.988 | 0 | 1 | 3.3895 | 1.2765 | 0 | 4.5828 | SR
3SRSlab-on-grade - Unheated2013 | 2013 | Stand-alone Retail | 3 | Slab-on-grade | Unheated | 0.730 |  | 0.730 | Base slab 6 in. concrete poured directly onto insulation, No insulation | 3.2907 | 1.292 | 0 | 4.5828 | 1.03 | 0.988 | 0 | 1 | 3.3895 | 1.2765 | 0 | 4.5828 | SR
4SRSlab-on-grade - Unheated2013 | 2013 | Stand-alone Retail | 4 | Slab-on-grade | Unheated | 0.520 |  | 0.520 | Base slab 6 in. concrete poured directly onto insulation, vertical XPS insulation | 7.4829 | 5.7874 | 0 | 13.27 | 1.03 | 0.988 | 0 | 1 | 7.7074 | 5.7179 | 0 | 13.27 | SR
5SRSlab-on-grade - Unheated2013 | 2013 | Stand-alone Retail | 5 | Slab-on-grade | Unheated | 0.520 |  | 0.520 | Base slab 6 in. concrete poured directly onto insulation, vertical XPS insulation | 7.4829 | 5.7874 | 0 | 13.27 | 1.03 | 0.988 | 0 | 1 | 7.7074 | 5.7179 | 0 | 13.27 | SR
5SRSlab-on-grade - Unheated2013 | 2013 | Stand-alone Retail | 5 | Slab-on-grade | Unheated | 0.52 |  | 0.52 |  | 7.4829 | 5.7874 | 0 | 13.27 | 1.03 | 0.988 | 0 | 1 | 7.7074 | 5.7179 | 0 | 13.27 | SR
5SRSlab-on-grade - Unheated2013 | 2013 | Stand-alone Retail | 5 | Slab-on-grade | Unheated | 0.52 |  | 0.52 |  | 7.4829 | 5.7874 | 0 | 13.27 | 1.03 | 0.988 | 0 | 1 | 7.7074 | 5.7179 | 0 | 13.27 | SR
6SRSlab-on-grade - Unheated2013 | 2013 | Stand-alone Retail | 6 | Slab-on-grade | Unheated | 0.51 |  | 0.51 |  | 8.0309 | 5.7874 | 0 | 13.82 | 1.03 | 0.988 | 0 | 1 | 8.2719 | 5.7179 | 0 | 13.82 | SR
6SRSlab-on-grade - Unheated2013 | 2013 | Stand-alone Retail | 6 | Slab-on-grade | Unheated | 0.51 |  | 0.51 |  | 8.0309 | 5.7874 | 0 | 13.82 | 1.03 | 0.988 | 0 | 1 | 8.2719 | 5.7179 | 0 | 13.82 | SR
7SRSlab-on-grade - Unheated2013 | 2013 | Stand-alone Retail | 7 | Slab-on-grade | Unheated | 0.51 |  | 0.51 |  | 8.0309 | 5.7874 | 0 | 13.82 | 1.03 | 0.988 | 0 | 1 | 8.2719 | 5.7179 | 0 | 13.82 | SR
8SRSlab-on-grade - Unheated2013 | 2013 | Stand-alone Retail | 8 | Slab-on-grade | Unheated | 0.434 |  | 0.434 |  | 8.0309 | 5.7874 | 0 | 13.8183 | 1.03 | 0.988 | 0 | 1 | 8.2719 | 5.7179 | 0 | 13.8183 | SR
1MAWindows2010 | 2010 | Mid-rise Apartment | 1 | Windows |  | 1.2003 | 0.25007 | 1.20, 0.25 |  | 21.3228 | 24.9548 |  | 46.2776 | 1.088 | 1.2 | 0 | 1 | 23.1992 | 29.9458 | 0 | 46.2776 | MA
2MAWindows2010 | 2010 | Mid-rise Apartment | 2 | Windows |  | 0.74771 | 0.25007 | 0.75, 0.25 |  | 21.3228 | 24.9548 |  | 46.2776 | 1.088 | 1.2 | 0 | 1 | 23.1992 | 29.9458 | 0 | 46.2776 | MA
3MAWindows2010 | 2010 | Mid-rise Apartment | 3 | Windows |  | 0.64768 | 0.25007 | 0.65, 0.25 |  | 21.3228 | 24.9548 |  | 46.2776 | 1.088 | 1.2 | 0 | 1 | 23.1992 | 29.9458 | 0 | 46.2776 | MA
4MAWindows2010 | 2010 | Mid-rise Apartment | 4 | Windows |  | 0.49979 | 0.40011 | 0.50, 0.40 |  | 21.3228 | 22.6785 |  | 44.0013 | 1.088 | 1.2 | 0 | 1 | 23.1992 | 27.2142 | 0 | 44.0013 | MA
5MAWindows2010 | 2010 | Mid-rise Apartment | 5 | Windows |  | 0.48135 | 0.40011 | 0.48, 0.40 |  | 21.3228 | 22.809 |  | 44.1317 | 1.088 | 1.2 | 0 | 1 | 23.1992 | 27.3708 | 0 | 44.1317 | MA
6MAWindows2010 | 2010 | Mid-rise Apartment | 6 | Windows |  | 0.48135 | 0.40011 | 0.48, 0.40 |  | 21.3228 | 22.809 |  | 44.1317 | 1.088 | 1.2 | 0 | 1 | 23.1992 | 27.3708 | 0 | 44.1317 | MA
7MAWindows2010 | 2010 | Mid-rise Apartment | 7 | Windows |  | 0.41572 | 0.45012 | 0.42, 0.45 |  | 21.3228 | 24.1846 |  | 45.5074 | 1.088 | 1.2 | 0 | 1 | 23.1992 | 29.0215 | 0 | 45.5074 | MA
8MAWindows2010 | 2010 | Mid-rise Apartment | 8 | Windows |  | 0.41572 | 0.45012 | 0.42, 0.45 |  | 21.3228 | 24.1846 |  | 45.5074 | 1.088 | 1.2 | 0 | 1 | 23.1992 | 29.0215 | 0 | 45.5074 | MA
1SHWindows2010 | 2010 | Small Hotel | 1 | Windows |  | 1.2009 | 0.25019 | 1.20, 0.25 |  | 25.9648 | 17.8022 |  | 43.767 | 1.088 | 1.2 | 0 | 1 | 28.2497 | 21.3627 | 0 | 43.767 | SH
2SHWindows2010 | 2010 | Small Hotel | 2 | Windows |  | 0.7403 | 0.25019 | 0.74, 0.25 |  | 25.9648 | 17.8022 |  | 43.767 | 1.088 | 1.2 | 0 | 1 | 28.2497 | 21.3627 | 0 | 43.767 | SH
3SHWindows2010 | 2010 | Small Hotel | 3 | Windows |  | 0.64022 | 0.25019 | 0.64, 0.25 |  | 25.9648 | 17.8022 |  | 43.767 | 1.088 | 1.2 | 0 | 1 | 28.2497 | 21.3627 | 0 | 43.767 | SH
4SHWindows2010 | 2010 | Small Hotel | 4 | Windows |  | 0.52291 | 0.4003 | 0.52, 0.40 |  | 25.9648 | 15.2108 |  | 41.1755 | 1.088 | 1.2 | 0 | 1 | 28.2497 | 18.2529 | 0 | 41.1755 | SH
5SHWindows2010 | 2010 | Small Hotel | 5 | Windows |  | 0.5069 | 0.4003 | 0.51, 0.40 |  | 25.9648 | 15.46 |  | 41.4248 | 1.088 | 1.2 | 0 | 1 | 28.2497 | 18.552 | 0 | 41.4248 | SH
6SHWindows2010 | 2010 | Small Hotel | 6 | Windows |  | 0.5069 | 0.4003 | 0.51, 0.40 |  | 25.9648 | 15.46 |  | 41.4248 | 1.088 | 1.2 | 0 | 1 | 28.2497 | 18.552 | 0 | 41.4248 | SH
7SHWindows2010 | 2010 | Small Hotel | 7 | Windows |  | 0.42858 | 0.45034 | 0.43, 0.45 |  | 25.9648 | 16.9793 |  | 42.944 | 1.088 | 1.2 | 0 | 1 | 28.2497 | 20.3751 | 0 | 42.944 | SH
8SHWindows2010 | 2010 | Small Hotel | 8 | Windows |  | 0.42858 | 0.45034 | 0.43, 0.45 |  | 25.9648 | 16.9793 |  | 42.944 | 1.088 | 1.2 | 0 | 1 | 28.2497 | 20.3751 | 0 | 42.944 | SH
1SHNRWindows2010 | 2010 | Small Hotel - Non-res | 1 | Windows |  | 1.2009 | 0.25019 | 1.20, 0.25 |  | 25.9648 | 17.8022 |  | 43.767 | 1.088 | 1.2 | 0 | 1 | 28.2497 | 21.3627 | 0 | 43.767 | SHNR
2SHNRWindows2010 | 2010 | Small Hotel - Non-res | 2 | Windows |  | 0.7403 | 0.25019 | 0.74, 0.25 |  | 25.9648 | 17.8022 |  | 43.767 | 1.088 | 1.2 | 0 | 1 | 28.2497 | 21.3627 | 0 | 43.767 | SHNR
3SHNRWindows2010 | 2010 | Small Hotel - Non-res | 3 | Windows |  | 0.64022 | 0.25019 | 0.64, 0.25 |  | 25.9648 | 17.8022 |  | 43.767 | 1.088 | 1.2 | 0 | 1 | 28.2497 | 21.3627 | 0 | 43.767 | SHNR
4SHNRWindows2010 | 2010 | Small Hotel - Non-res | 4 | Windows |  | 0.52291 | 0.4003 | 0.52, 0.40 |  | 25.9648 | 15.2108 |  | 41.1755 | 1.088 | 1.2 | 0 | 1 | 28.2497 | 18.2529 | 0 | 41.1755 | SHNR
5SHNRWindows2010 | 2010 | Small Hotel - Non-res | 5 | Windows |  | 0.5069 | 0.4003 | 0.51, 0.40 |  | 25.9648 | 15.46 |  | 41.4248 | 1.088 | 1.2 | 0 | 1 | 28.2497 | 18.552 | 0 | 41.4248 | SHNR
6SHNRWindows2010 | 2010 | Small Hotel - Non-res | 6 | Windows |  | 0.5069 | 0.4003 | 0.51, 0.40 |  | 25.9648 | 15.46 |  | 41.4248 | 1.088 | 1.2 | 0 | 1 | 28.2497 | 18.552 | 0 | 41.4248 | SHNR
7SHNRWindows2010 | 2010 | Small Hotel - Non-res | 7 | Windows |  | 0.42858 | 0.45034 | 0.43, 0.45 |  | 25.9648 | 16.9793 |  | 42.944 | 1.088 | 1.2 | 0 | 1 | 28.2497 | 20.3751 | 0 | 42.944 | SHNR
8SHNRWindows2010 | 2010 | Small Hotel - Non-res | 8 | Windows |  | 0.42858 | 0.45034 | 0.43, 0.45 |  | 25.9648 | 16.9793 |  | 42.944 | 1.088 | 1.2 | 0 | 1 | 28.2497 | 20.3751 | 0 | 42.944 | SHNR
1SOWindows2010 | 2010 | Small Office | 1 | Windows |  | 1.201 | 0.25021 | 1.20, 0.25 |  | 28.2043 | 14.3424 |  | 42.5467 | 1.088 | 1.2 | 0 | 1 | 30.6863 | 17.2109 | 0 | 42.5467 | SO
2SOWindows2010 | 2010 | Small Office | 2 | Windows |  | 0.71951 | 0.25021 | 0.72, 0.25 |  | 28.2043 | 14.3424 |  | 42.5467 | 1.088 | 1.2 | 0 | 1 | 30.6863 | 17.2109 | 0 | 42.5467 | SO
3SOWindows2010 | 2010 | Small Office | 3 | Windows |  | 0.61942 | 0.25021 | 0.62, 0.25 |  | 28.2043 | 14.3424 |  | 42.5467 | 1.088 | 1.2 | 0 | 1 | 30.6863 | 17.2109 | 0 | 42.5467 | SO
4SOWindows2010 | 2010 | Small Office | 4 | Windows |  | 0.5169 | 0.40033 | 0.52, 0.40 |  | 28.2043 | 11.9683 |  | 40.1726 | 1.088 | 1.2 | 0 | 1 | 30.6863 | 14.3619 | 0 | 40.1726 | SO
5SOWindows2010 | 2010 | Small Office | 5 | Windows |  | 0.48497 | 0.40033 | 0.48, 0.40 |  | 28.2043 | 12.6442 |  | 40.8485 | 1.088 | 1.2 | 0 | 1 | 30.6863 | 15.173 | 0 | 40.8485 | SO
6SOWindows2010 | 2010 | Small Office | 6 | Windows |  | 0.48497 | 0.40033 | 0.48, 0.40 |  | 28.2043 | 12.6442 |  | 40.8485 | 1.088 | 1.2 | 0 | 1 | 30.6863 | 15.173 | 0 | 40.8485 | SO
7SOWindows2010 | 2010 | Small Office | 7 | Windows |  | 0.41763 | 0.45037 | 0.42, 0.45 |  | 28.2043 | 13.5761 |  | 41.7804 | 1.088 | 1.2 | 0 | 1 | 30.6863 | 16.2913 | 0 | 41.7804 | SO
8SOWindows2010 | 2010 | Small Office | 8 | Windows |  | 0.41763 | 0.45037 | 0.42, 0.45 |  | 28.2043 | 13.5761 |  | 41.7804 | 1.088 | 1.2 | 0 | 1 | 30.6863 | 16.2913 | 0 | 41.7804 | SO
1LOWindows2010 | 2010 | Large Office | 1 | Windows |  | 1.201 | 0.25021 | 1.20, 0.25 |  | 28.2043 | 14.3424 |  | 42.5467 | 1.088 | 1.2 | 0 | 1 | 30.6863 | 17.2109 | 0 | 42.5467 | LO
2LOWindows2010 | 2010 | Large Office | 2 | Windows |  | 0.71951 | 0.25021 | 0.72, 0.25 |  | 28.2043 | 14.3424 |  | 42.5467 | 1.088 | 1.2 | 0 | 1 | 30.6863 | 17.2109 | 0 | 42.5467 | LO
3LOWindows2010 | 2010 | Large Office | 3 | Windows |  | 0.61942 | 0.25021 | 0.62, 0.25 |  | 28.2043 | 14.3424 |  | 42.5467 | 1.088 | 1.2 | 0 | 1 | 30.6863 | 17.2109 | 0 | 42.5467 | LO
4LOWindows2010 | 2010 | Large Office | 4 | Windows |  | 0.5169 | 0.40033 | 0.52, 0.40 |  | 28.2043 | 11.9683 |  | 40.1726 | 1.088 | 1.2 | 0 | 1 | 30.6863 | 14.3619 | 0 | 40.1726 | LO
5LOWindows2010 | 2010 | Large Office | 5 | Windows |  | 0.48497 | 0.40033 | 0.48, 0.40 |  | 28.2043 | 12.6442 |  | 40.8485 | 1.088 | 1.2 | 0 | 1 | 30.6863 | 15.173 | 0 | 40.8485 | LO
6LOWindows2010 | 2010 | Large Office | 6 | Windows |  | 0.48497 | 0.40033 | 0.48, 0.40 |  | 28.2043 | 12.6442 |  | 40.8485 | 1.088 | 1.2 | 0 | 1 | 30.6863 | 15.173 | 0 | 40.8485 | LO
7LOWindows2010 | 2010 | Large Office | 7 | Windows |  | 0.41763 | 0.45037 | 0.42, 0.45 |  | 28.2043 | 13.5761 |  | 41.7804 | 1.088 | 1.2 | 0 | 1 | 30.6863 | 16.2913 | 0 | 41.7804 | LO
8LOWindows2010 | 2010 | Large Office | 8 | Windows |  | 0.41763 | 0.45037 | 0.42, 0.45 |  | 28.2043 | 13.5761 |  | 41.7804 | 1.088 | 1.2 | 0 | 1 | 30.6863 | 16.2913 | 0 | 41.7804 | LO
1SRWindows2010 | 2010 | Stand-alone Retail | 1 | Windows |  | 1.2084 | 0.25176 | 1.21, 0.25 |  | 26.4984 | 17.3414 |  | 43.8398 | 1.088 | 1.2 | 0 | 1 | 28.8303 | 20.8096 | 0 | 43.8398 | SR
2SRWindows2010 | 2010 | Stand-alone Retail | 2 | Windows |  | 0.72407 | 0.25176 | 0.72, 0.25 |  | 26.4984 | 17.3414 |  | 43.8398 | 1.088 | 1.2 | 0 | 1 | 28.8303 | 20.8096 | 0 | 43.8398 | SR
3SRWindows2010 | 2010 | Stand-alone Retail | 3 | Windows |  | 0.62337 | 0.25176 | 0.62, 0.25 |  | 26.4984 | 17.3414 |  | 43.8398 | 1.088 | 1.2 | 0 | 1 | 28.8303 | 20.8096 | 0 | 43.8398 | SR
4SRWindows2010 | 2010 | Stand-alone Retail | 4 | Windows |  | 0.50776 | 0.40282 | 0.51, 0.40 |  | 26.4984 | 15.1461 |  | 41.6445 | 1.088 | 1.2 | 0 | 1 | 28.8303 | 18.1753 | 0 | 41.6445 | SR
5SRWindows2010 | 2010 | Stand-alone Retail | 5 | Windows |  | 0.47159 | 0.40282 | 0.47, 0.40 |  | 26.4984 | 15.844 |  | 42.3424 | 1.088 | 1.2 | 0 | 1 | 28.8303 | 19.0128 | 0 | 42.3424 | SR
6SRWindows2010 | 2010 | Stand-alone Retail | 6 | Windows |  | 0.47159 | 0.40282 | 0.47, 0.40 |  | 26.4984 | 15.844 |  | 42.3424 | 1.088 | 1.2 | 0 | 1 | 28.8303 | 19.0128 | 0 | 42.3424 | SR
7SRWindows2010 | 2010 | Stand-alone Retail | 7 | Windows |  | 0.41203 | 0.45317 | 0.41, 0.45 |  | 26.4984 | 16.6063 |  | 43.1047 | 1.088 | 1.2 | 0 | 1 | 28.8303 | 19.9275 | 0 | 43.1047 | SR
8SRWindows2010 | 2010 | Stand-alone Retail | 8 | Windows |  | 0.41203 | 0.45317 | 0.41, 0.45 |  | 26.4984 | 16.6063 |  | 43.1047 | 1.088 | 1.2 | 0 | 1 | 28.8303 | 19.9275 | 0 | 43.1047 | SR
1PSWindows2010 | 2010 | Primary School | 1 | Windows |  | 1.1997 | 0.24993 | 1.20, 0.25 |  | 23.6415 | 21.3368 |  | 44.9783 | 1.088 | 1.2 | 0 | 1 | 25.722 | 25.6042 | 0 | 44.9783 | PS
2PSWindows2010 | 2010 | Primary School | 2 | Windows |  | 0.72752 | 0.24993 | 0.73, 0.25 |  | 23.6415 | 21.3368 |  | 44.9783 | 1.088 | 1.2 | 0 | 1 | 25.722 | 25.6042 | 0 | 44.9783 | PS
3PSWindows2010 | 2010 | Primary School | 3 | Windows |  | 0.62755 | 0.24993 | 0.63, 0.25 |  | 23.6415 | 21.3368 |  | 44.9783 | 1.088 | 1.2 | 0 | 1 | 25.722 | 25.6042 | 0 | 44.9783 | PS
4PSWindows2010 | 2010 | Primary School | 4 | Windows |  | 0.49516 | 0.39989 | 0.50, 0.40 |  | 23.6415 | 19.2466 |  | 42.8881 | 1.088 | 1.2 | 0 | 1 | 25.722 | 23.096 | 0 | 42.8881 | PS
5PSWindows2010 | 2010 | Primary School | 5 | Windows |  | 0.46208 | 0.39989 | 0.46, 0.40 |  | 23.6415 | 19.7796 |  | 43.4211 | 1.088 | 1.2 | 0 | 1 | 25.722 | 23.7355 | 0 | 43.4211 | PS
6PSWindows2010 | 2010 | Primary School | 6 | Windows |  | 0.46208 | 0.39989 | 0.46, 0.40 |  | 23.6415 | 19.7796 |  | 43.4211 | 1.088 | 1.2 | 0 | 1 | 25.722 | 23.7355 | 0 | 43.4211 | PS
7PSWindows2010 | 2010 | Primary School | 7 | Windows |  | 0.40599 | 0.44988 | 0.41, 0.45 |  | 23.6415 | 20.6169 |  | 44.2584 | 1.088 | 1.2 | 0 | 1 | 25.722 | 24.7403 | 0 | 44.2584 | PS
8PSWindows2010 | 2010 | Primary School | 8 | Windows |  | 0.40599 | 0.44988 | 0.41, 0.45 |  | 23.6415 | 20.6169 |  | 44.2584 | 1.088 | 1.2 | 0 | 1 | 25.722 | 24.7403 | 0 | 44.2584 | PS
1MAWindows2013 | 2013 | Mid-rise Apartment | 1 | Windows |  | 0.59832 | 0.25007 | 0.60, 0.25 |  | 24.9548 | 21.3228 |  | 46.2776 | 1.088 | 1.2 | 0 | 1 | 27.1509 | 25.5873 | 0 | 46.2776 | MA
2MAWindows2013 | 2013 | Mid-rise Apartment | 2 | Windows |  | 0.56642 | 0.25007 | 0.57, 0.25 |  | 24.9548 | 21.3228 |  | 46.2776 | 1.088 | 1.2 | 0 | 1 | 27.1509 | 25.5873 | 0 | 46.2776 | MA
3MAWindows2013 | 2013 | Mid-rise Apartment | 3 | Windows |  | 0.51541 | 0.25007 | 0.52, 0.25 |  | 25.0039 | 21.3228 |  | 46.3267 | 1.088 | 1.2 | 0 | 1 | 27.2042 | 25.5873 | 0 | 46.3267 | MA
4MAWindows2013 | 2013 | Mid-rise Apartment | 4 | Windows |  | 0.44828 | 0.40011 | 0.45, 0.40 |  | 23.5028 | 21.3228 |  | 44.8256 | 1.088 | 1.2 | 0 | 1 | 25.571 | 25.5873 | 0 | 44.8256 | MA
5MAWindows2013 | 2013 | Mid-rise Apartment | 5 | Windows |  | 0.43871 | 0.40011 | 0.44, 0.40 |  | 23.7335 | 21.3228 |  | 45.0562 | 1.088 | 1.2 | 0 | 1 | 25.822 | 25.5873 | 0 | 45.0562 | MA
6MAWindows2013 | 2013 | Mid-rise Apartment | 6 | Windows |  | 0.43871 | 0.40011 | 0.44, 0.40 |  | 23.7335 | 21.3228 |  | 45.0562 | 1.088 | 1.2 | 0 | 1 | 25.822 | 25.5873 | 0 | 45.0562 | MA
7MAWindows2013 | 2013 | Mid-rise Apartment | 7 | Windows |  | 0.37358 | 0.45012 | 0.37, 0.45 |  | 24.6167 | 21.3228 |  | 45.9395 | 1.088 | 1.2 | 0 | 1 | 26.783 | 25.5873 | 0 | 45.9395 | MA
8MAWindows2013 | 2013 | Mid-rise Apartment | 8 | Windows |  | 0.37358 | 0.45012 | 0.37, 0.45 |  | 24.6167 | 21.3228 |  | 45.9395 | 1.088 | 1.2 | 0 | 1 | 26.783 | 25.5873 | 0 | 45.9395 | MA
1SHWindows2013 | 2013 | Small Hotel | 1 | Windows |  | 0.61682 | 0.25019 | 0.62, 0.25 |  | 17.8022 | 25.9648 |  | 43.767 | 1.088 | 1.2 | 0 | 1 | 19.3688 | 31.1577 | 0 | 43.767 | SH
2SHWindows2013 | 2013 | Small Hotel | 2 | Windows |  | 0.60533 | 0.25019 | 0.61, 0.25 |  | 17.8022 | 25.9648 |  | 43.767 | 1.088 | 1.2 | 0 | 1 | 19.3688 | 31.1577 | 0 | 43.767 | SH
3SHWindows2013 | 2013 | Small Hotel | 3 | Windows |  | 0.55119 | 0.25019 | 0.55, 0.25 |  | 18.0042 | 25.9648 |  | 43.969 | 1.088 | 1.2 | 0 | 1 | 19.5886 | 31.1577 | 0 | 43.969 | SH
4SHWindows2013 | 2013 | Small Hotel | 4 | Windows |  | 0.46671 | 0.4003 | 0.47, 0.40 |  | 16.2443 | 25.9648 |  | 42.209 | 1.088 | 1.2 | 0 | 1 | 17.6738 | 31.1577 | 0 | 42.209 | SH
5SHWindows2013 | 2013 | Small Hotel | 5 | Windows |  | 0.46326 | 0.4003 | 0.46, 0.40 |  | 16.3274 | 25.9648 |  | 42.2922 | 1.088 | 1.2 | 0 | 1 | 17.7642 | 31.1577 | 0 | 42.2922 | SH
6SHWindows2013 | 2013 | Small Hotel | 6 | Windows |  | 0.46326 | 0.4003 | 0.46, 0.40 |  | 16.3274 | 25.9648 |  | 42.2922 | 1.088 | 1.2 | 0 | 1 | 17.7642 | 31.1577 | 0 | 42.2922 | SH
7SHWindows2013 | 2013 | Small Hotel | 7 | Windows |  | 0.387 | 0.45034 | 0.39, 0.45 |  | 17.4309 | 25.9648 |  | 43.3957 | 1.088 | 1.2 | 0 | 1 | 18.9649 | 31.1577 | 0 | 43.3957 | SH
8SHWindows2013 | 2013 | Small Hotel | 8 | Windows |  | 0.387 | 0.45034 | 0.39, 0.45 |  | 17.4309 | 25.9648 |  | 43.3957 | 1.088 | 1.2 | 0 | 1 | 18.9649 | 31.1577 | 0 | 43.3957 | SH
1SHNRWindows2013 | 2013 | Small Hotel - Non-res | 1 | Windows |  | 0.61682 | 0.25019 | 0.62, 0.25 |  | 17.8022 | 25.9648 |  | 43.767 | 1.088 | 1.2 | 0 | 1 | 19.3688 | 31.1577 | 0 | 43.767 | SHNR
2SHNRWindows2013 | 2013 | Small Hotel - Non-res | 2 | Windows |  | 0.60533 | 0.25019 | 0.61, 0.25 |  | 17.8022 | 25.9648 |  | 43.767 | 1.088 | 1.2 | 0 | 1 | 19.3688 | 31.1577 | 0 | 43.767 | SHNR
3SHNRWindows2013 | 2013 | Small Hotel - Non-res | 3 | Windows |  | 0.55119 | 0.25019 | 0.55, 0.25 |  | 18.0042 | 25.9648 |  | 43.969 | 1.088 | 1.2 | 0 | 1 | 19.5886 | 31.1577 | 0 | 43.969 | SHNR
4SHNRWindows2013 | 2013 | Small Hotel - Non-res | 4 | Windows |  | 0.46671 | 0.4003 | 0.47, 0.40 |  | 16.2443 | 25.9648 |  | 42.209 | 1.088 | 1.2 | 0 | 1 | 17.6738 | 31.1577 | 0 | 42.209 | SHNR
5SHNRWindows2013 | 2013 | Small Hotel - Non-res | 5 | Windows |  | 0.46326 | 0.4003 | 0.46, 0.40 |  | 16.3274 | 25.9648 |  | 42.2922 | 1.088 | 1.2 | 0 | 1 | 17.7642 | 31.1577 | 0 | 42.2922 | SHNR
6SHNRWindows2013 | 2013 | Small Hotel - Non-res | 6 | Windows |  | 0.46326 | 0.4003 | 0.46, 0.40 |  | 16.3274 | 25.9648 |  | 42.2922 | 1.088 | 1.2 | 0 | 1 | 17.7642 | 31.1577 | 0 | 42.2922 | SHNR
7SHNRWindows2013 | 2013 | Small Hotel - Non-res | 7 | Windows |  | 0.387 | 0.45034 | 0.39, 0.45 |  | 17.4309 | 25.9648 |  | 43.3957 | 1.088 | 1.2 | 0 | 1 | 18.9649 | 31.1577 | 0 | 43.3957 | SHNR
8SHNRWindows2013 | 2013 | Small Hotel - Non-res | 8 | Windows |  | 0.387 | 0.45034 | 0.39, 0.45 |  | 17.4309 | 25.9648 |  | 43.3957 | 1.088 | 1.2 | 0 | 1 | 18.9649 | 31.1577 | 0 | 43.3957 | SHNR
1SOWindows2013 | 2013 | Small Office | 1 | Windows |  | 0.59832 | 0.25021 | 0.60, 0.25 |  | 14.3424 | 28.2043 |  | 42.5467 | 1.088 | 1.2 | 0 | 1 | 15.6045 | 33.8452 | 0 | 42.5467 | SO
2SOWindows2013 | 2013 | Small Office | 2 | Windows |  | 0.59669 | 0.25021 | 0.60, 0.25 |  | 14.3424 | 28.2043 |  | 42.5467 | 1.088 | 1.2 | 0 | 1 | 15.6045 | 33.8452 | 0 | 42.5467 | SO
3SOWindows2013 | 2013 | Small Office | 3 | Windows |  | 0.5342 | 0.25021 | 0.53, 0.25 |  | 14.9547 | 28.2043 |  | 43.159 | 1.088 | 1.2 | 0 | 1 | 16.2707 | 33.8452 | 0 | 43.159 | SO
4SOWindows2013 | 2013 | Small Office | 4 | Windows |  | 0.44819 | 0.40033 | 0.45, 0.40 |  | 13.1848 | 28.2043 |  | 41.3891 | 1.088 | 1.2 | 0 | 1 | 14.3451 | 33.8452 | 0 | 41.3891 | SO
5SOWindows2013 | 2013 | Small Office | 5 | Windows |  | 0.4477 | 0.40033 | 0.45, 0.40 |  | 13.1966 | 28.2043 |  | 41.4009 | 1.088 | 1.2 | 0 | 1 | 14.3579 | 33.8452 | 0 | 41.4009 | SO
6SOWindows2013 | 2013 | Small Office | 6 | Windows |  | 0.4477 | 0.40033 | 0.45, 0.40 |  | 13.1966 | 28.2043 |  | 41.4009 | 1.088 | 1.2 | 0 | 1 | 14.3579 | 33.8452 | 0 | 41.4009 | SO
7SOWindows2013 | 2013 | Small Office | 7 | Windows |  | 0.38658 | 0.45037 | 0.39, 0.45 |  | 14.2971 | 28.2043 |  | 42.5014 | 1.088 | 1.2 | 0 | 1 | 15.5552 | 33.8452 | 0 | 42.5014 | SO
8SOWindows2013 | 2013 | Small Office | 8 | Windows |  | 0.38658 | 0.45037 | 0.39, 0.45 |  | 14.2971 | 28.2043 |  | 42.5014 | 1.088 | 1.2 | 0 | 1 | 15.5552 | 33.8452 | 0 | 42.5014 | SO
1LOWindows2013 | 2013 | Large Office | 1 | Windows |  | 0.59832 | 0.25021 | 0.60, 0.25 |  | 14.3424 | 28.2043 |  | 42.5467 | 1.088 | 1.2 | 0 | 1 | 15.6045 | 33.8452 | 0 | 42.5467 | LO
2LOWindows2013 | 2013 | Large Office | 2 | Windows |  | 0.59669 | 0.25021 | 0.60, 0.25 |  | 14.3424 | 28.2043 |  | 42.5467 | 1.088 | 1.2 | 0 | 1 | 15.6045 | 33.8452 | 0 | 42.5467 | LO
3LOWindows2013 | 2013 | Large Office | 3 | Windows |  | 0.5342 | 0.25021 | 0.53, 0.25 |  | 14.9547 | 28.2043 |  | 43.159 | 1.088 | 1.2 | 0 | 1 | 16.2707 | 33.8452 | 0 | 43.159 | LO
4LOWindows2013 | 2013 | Large Office | 4 | Windows |  | 0.44819 | 0.40033 | 0.45, 0.40 |  | 13.1848 | 28.2043 |  | 41.3891 | 1.088 | 1.2 | 0 | 1 | 14.3451 | 33.8452 | 0 | 41.3891 | LO
5LOWindows2013 | 2013 | Large Office | 5 | Windows |  | 0.4477 | 0.40033 | 0.45, 0.40 |  | 13.1966 | 28.2043 |  | 41.4009 | 1.088 | 1.2 | 0 | 1 | 14.3579 | 33.8452 | 0 | 41.4009 | LO
6LOWindows2013 | 2013 | Large Office | 6 | Windows |  | 0.4477 | 0.40033 | 0.45, 0.40 |  | 13.1966 | 28.2043 |  | 41.4009 | 1.088 | 1.2 | 0 | 1 | 14.3579 | 33.8452 | 0 | 41.4009 | LO
7LOWindows2013 | 2013 | Large Office | 7 | Windows |  | 0.38658 | 0.45037 | 0.39, 0.45 |  | 14.2971 | 28.2043 |  | 42.5014 | 1.088 | 1.2 | 0 | 1 | 15.5552 | 33.8452 | 0 | 42.5014 | LO
8LOWindows2013 | 2013 | Large Office | 8 | Windows |  | 0.38658 | 0.45037 | 0.39, 0.45 |  | 14.2971 | 28.2043 |  | 42.5014 | 1.088 | 1.2 | 0 | 1 | 15.5552 | 33.8452 | 0 | 42.5014 | LO
1SRWindows2013 | 2013 | Stand-alone Retail | 1 | Windows |  | 0.58974 | 0.25176 | 0.59, 0.25 |  | 17.3414 | 26.4984 |  | 43.8398 | 1.088 | 1.2 | 0 | 1 | 18.8674 | 31.7981 | 0 | 43.8398 | SR
2SRWindows2013 | 2013 | Stand-alone Retail | 2 | Windows |  | 0.57981 | 0.25176 | 0.58, 0.25 |  | 17.3414 | 26.4984 |  | 43.8398 | 1.088 | 1.2 | 0 | 1 | 18.8674 | 31.7981 | 0 | 43.8398 | SR
3SRWindows2013 | 2013 | Stand-alone Retail | 3 | Windows |  | 0.51698 | 0.25176 | 0.52, 0.25 |  | 17.9555 | 26.4984 |  | 44.4539 | 1.088 | 1.2 | 0 | 1 | 19.5356 | 31.7981 | 0 | 44.4539 | SR
4SRWindows2013 | 2013 | Stand-alone Retail | 4 | Windows |  | 0.43869 | 0.40282 | 0.44, 0.40 |  | 16.3 | 26.4984 |  | 42.7984 | 1.088 | 1.2 | 0 | 1 | 17.7344 | 31.7981 | 0 | 42.7984 | SR
5SRWindows2013 | 2013 | Stand-alone Retail | 5 | Windows |  | 0.43571 | 0.40282 | 0.44, 0.40 |  | 16.3719 | 26.4984 |  | 42.8703 | 1.088 | 1.2 | 0 | 1 | 17.8126 | 31.7981 | 0 | 42.8703 | SR
6SRWindows2013 | 2013 | Stand-alone Retail | 6 | Windows |  | 0.43571 | 0.40282 | 0.44, 0.40 |  | 16.3719 | 26.4984 |  | 42.8703 | 1.088 | 1.2 | 0 | 1 | 17.8126 | 31.7981 | 0 | 42.8703 | SR
7SRWindows2013 | 2013 | Stand-alone Retail | 7 | Windows |  | 0.38239 | 0.45317 | 0.38, 0.45 |  | 17.3703 | 26.4984 |  | 43.8687 | 1.088 | 1.2 | 0 | 1 | 18.8989 | 31.7981 | 0 | 43.8687 | SR
8SRWindows2013 | 2013 | Stand-alone Retail | 8 | Windows |  | 0.38239 | 0.45317 | 0.38, 0.45 |  | 17.3703 | 26.4984 |  | 43.8687 | 1.088 | 1.2 | 0 | 1 | 18.8989 | 31.7981 | 0 | 43.8687 | SR
1PSWindows2013 | 2013 | Primary School | 1 | Windows |  | 0.58177 | 0.24993 | 0.58, 0.25 |  | 21.3368 | 23.6415 |  | 44.9783 | 1.088 | 1.2 | 0 | 1 | 23.2145 | 28.3698 | 0 | 44.9783 | PS
2PSWindows2013 | 2013 | Primary School | 2 | Windows |  | 0.56015 | 0.24993 | 0.56, 0.25 |  | 21.3368 | 23.6415 |  | 44.9783 | 1.088 | 1.2 | 0 | 1 | 23.2145 | 28.3698 | 0 | 44.9783 | PS
3PSWindows2013 | 2013 | Primary School | 3 | Windows |  | 0.50126 | 0.24993 | 0.50, 0.25 |  | 21.7752 | 23.6415 |  | 45.4167 | 1.088 | 1.2 | 0 | 1 | 23.6914 | 28.3698 | 0 | 45.4167 | PS
4PSWindows2013 | 2013 | Primary School | 4 | Windows |  | 0.43181 | 0.39989 | 0.43, 0.40 |  | 20.2517 | 23.6415 |  | 43.8932 | 1.088 | 1.2 | 0 | 1 | 22.0339 | 28.3698 | 0 | 43.8932 | PS
5PSWindows2013 | 2013 | Primary School | 5 | Windows |  | 0.42532 | 0.39989 | 0.43, 0.40 |  | 20.408 | 23.6415 |  | 44.0495 | 1.088 | 1.2 | 0 | 1 | 22.2039 | 28.3698 | 0 | 44.0495 | PS
6PSWindows2013 | 2013 | Primary School | 6 | Windows |  | 0.42532 | 0.39989 | 0.43, 0.40 |  | 20.408 | 23.6415 |  | 44.0495 | 1.088 | 1.2 | 0 | 1 | 22.2039 | 28.3698 | 0 | 44.0495 | PS
7PSWindows2013 | 2013 | Primary School | 7 | Windows |  | 0.37369 | 0.44988 | 0.37, 0.45 |  | 21.2998 | 23.6415 |  | 44.9413 | 1.088 | 1.2 | 0 | 1 | 23.1741 | 28.3698 | 0 | 44.9413 | PS
8PSWindows2013 | 2013 | Primary School | 8 | Windows |  | 0.37369 | 0.44988 | 0.37, 0.45 |  | 21.2998 | 23.6415 |  | 44.9413 | 1.088 | 1.2 | 0 | 1 | 23.1741 | 28.3698 | 0 | 44.9413 | PS
1LOWindows2016 | 2016 | Large Office | 1 | Windows |  | 0.57 | 0.25 | 0.57, 0.25 |  | 14.399 | 28.204 |  | 42.603 | 1.088 | 1.2 | 0 | 1 | 15.6661 | 33.8448 | 0 | 49.5109 | LO
2LOWindows2016 | 2016 | Large Office | 2 | Windows |  | 0.54 | 0.25 | 0.54, 0.25 |  | 14.659 | 28.204 |  | 42.863 | 1.088 | 1.2 | 0 | 1 | 15.949 | 33.8448 | 0 | 49.7938 | LO
3LOWindows2016 | 2016 | Large Office | 3 | Windows |  | 0.45 | 0.25 | 0.45, 0.25 |  | 15.438 | 28.204 |  | 43.642 | 1.088 | 1.2 | 0 | 1 | 16.7965 | 33.8448 | 0 | 50.6413 | LO
4LOWindows2016 | 2016 | Large Office | 4 | Windows |  | 0.38 | 0.36 | 0.38, 0.36 |  | 14.476 | 28.204 |  | 42.68 | 1.088 | 1.2 | 0 | 1 | 15.7499 | 33.8448 | 0 | 49.5947 | LO
5LOWindows2016 | 2016 | Large Office | 5 | Windows |  | 0.38 | 0.38 | 0.38, 0.38 |  | 14.191 | 28.204 |  | 42.395 | 1.088 | 1.2 | 0 | 1 | 15.4398 | 33.8448 | 0 | 49.2846 | LO
6LOWindows2016 | 2016 | Large Office | 6 | Windows |  | 0.36 | 0.4 | 0.36, 0.4 |  | 14.079 | 28.204 |  | 42.283 | 1.088 | 1.2 | 0 | 1 | 15.318 | 33.8448 | 0 | 49.1628 | LO
7LOWindows2016 | 2016 | Large Office | 7 | Windows |  | 0.33 | 0.45 | 0.33, 0.45 |  | 13.626 | 28.204 |  | 41.83 | 1.088 | 1.2 | 0 | 1 | 14.8251 | 33.8448 | 0 | 48.6699 | LO
8LOWindows2016 | 2016 | Large Office | 8 | Windows |  | 0.29 | 0.45 | 0.29, 0.45 |  | 13.972 | 28.204 |  | 42.176 | 1.088 | 1.2 | 0 | 1 | 15.2015 | 33.8448 | 0 | 49.0463 | LO
1LOWindows2019 | 2019 | Large Office | 1 | Windows |  | 0.5 | 0.23 | 0.5, 0.23 |  | 15.291 | 28.204 |  | 43.495 | 1.088 | 1.2 | 0 | 1 | 16.6366 | 33.8448 | 0 | 50.4814 | LO
2LOWindows2019 | 2019 | Large Office | 2 | Windows |  | 0.46 | 0.25 | 0.46, 0.25 |  | 15.352 | 28.204 |  | 43.556 | 1.088 | 1.2 | 0 | 1 | 16.703 | 33.8448 | 0 | 50.5478 | LO
3LOWindows2019 | 2019 | Large Office | 3 | Windows |  | 0.42 | 0.25 | 0.42, 0.25 |  | 15.698 | 28.204 |  | 43.902 | 1.088 | 1.2 | 0 | 1 | 17.0794 | 33.8448 | 0 | 50.9242 | LO
4LOWindows2019 | 2019 | Large Office | 4 | Windows |  | 0.36 | 0.36 | 0.36, 0.36 |  | 14.649 | 28.204 |  | 42.853 | 1.088 | 1.2 | 0 | 1 | 15.9381 | 33.8448 | 0 | 49.7829 | LO
5LOWindows2019 | 2019 | Large Office | 5 | Windows |  | 0.36 | 0.38 | 0.36, 0.38 |  | 14.364 | 28.204 |  | 42.568 | 1.088 | 1.2 | 0 | 1 | 15.628 | 33.8448 | 0 | 49.4728 | LO
6LOWindows2019 | 2019 | Large Office | 6 | Windows |  | 0.34 | 0.38 | 0.34, 0.38 |  | 14.537 | 28.204 |  | 42.741 | 1.088 | 1.2 | 0 | 1 | 15.8163 | 33.8448 | 0 | 49.6611 | LO
7LOWindows2019 | 2019 | Large Office | 7 | Windows |  | 0.29 | 0.4 | 0.29, 0.4 |  | 14.685 | 28.204 |  | 42.889 | 1.088 | 1.2 | 0 | 1 | 15.9773 | 33.8448 | 0 | 49.8221 | LO
8LOWindows2019 | 2019 | Large Office | 8 | Windows |  | 0.26 | 0.4 | 0.26, 0.4 |  | 14.945 | 28.204 |  | 43.149 | 1.088 | 1.2 | 0 | 1 | 16.2602 | 33.8448 | 0 | 50.105 | LO
1MAWindows2016 | 2016 | Mid-rise Apartment | 1 | Windows |  | 0.57 | 0.25 | 0.57, 0.25 |  | 24.803 | 21.323 |  | 46.126 | 1.088 | 1.2 | 0 | 1 | 26.9857 | 25.5876 | 0 | 52.5733 | MA
2MAWindows2016 | 2016 | Mid-rise Apartment | 2 | Windows |  | 0.53 | 0.25 | 0.53, 0.25 |  | 25.041 | 21.323 |  | 46.364 | 1.088 | 1.2 | 0 | 1 | 27.2446 | 25.5876 | 0 | 52.8322 | MA
3MAWindows2016 | 2016 | Mid-rise Apartment | 3 | Windows |  | 0.48 | 0.25 | 0.48, 0.25 |  | 25.338 | 21.323 |  | 46.661 | 1.088 | 1.2 | 0 | 1 | 27.5677 | 25.5876 | 0 | 53.1553 | MA
4MAWindows2016 | 2016 | Mid-rise Apartment | 4 | Windows |  | 0.38 | 0.36 | 0.38, 0.36 |  | 24.343 | 21.323 |  | 45.666 | 1.088 | 1.2 | 0 | 1 | 26.4852 | 25.5876 | 0 | 52.0728 | MA
5MAWindows2016 | 2016 | Mid-rise Apartment | 5 | Windows |  | 0.38 | 0.38 | 0.38, 0.38 |  | 24.054 | 21.323 |  | 45.377 | 1.088 | 1.2 | 0 | 1 | 26.1708 | 25.5876 | 0 | 51.7584 | MA
6MAWindows2016 | 2016 | Mid-rise Apartment | 6 | Windows |  | 0.36 | 0.4 | 0.36, 0.4 |  | 23.884 | 21.323 |  | 45.207 | 1.088 | 1.2 | 0 | 1 | 25.9858 | 25.5876 | 0 | 51.5734 | MA
7MAWindows2016 | 2016 | Mid-rise Apartment | 7 | Windows |  | 0.33 | 0.45 | 0.33, 0.45 |  | 23.339 | 21.323 |  | 44.662 | 1.088 | 1.2 | 0 | 1 | 25.3928 | 25.5876 | 0 | 50.9804 | MA
8MAWindows2016 | 2016 | Mid-rise Apartment | 8 | Windows |  | 0.29 | 0.45 | 0.29, 0.45 |  | 23.577 | 21.323 |  | 44.9 | 1.088 | 1.2 | 0 | 1 | 25.6518 | 25.5876 | 0 | 51.2394 | MA
1MAWindows2019 | 2019 | Mid-rise Apartment | 1 | Windows |  | 0.53 | 0.23 | 0.53, 0.23 |  | 25.33 | 21.323 |  | 46.653 | 1.088 | 1.2 | 0 | 1 | 27.559 | 25.5876 | 0 | 53.1466 | MA
2MAWindows2019 | 2019 | Mid-rise Apartment | 2 | Windows |  | 0.49 | 0.25 | 0.49, 0.25 |  | 25.278 | 21.323 |  | 46.601 | 1.088 | 1.2 | 0 | 1 | 27.5025 | 25.5876 | 0 | 53.0901 | MA
3MAWindows2019 | 2019 | Mid-rise Apartment | 3 | Windows |  | 0.45 | 0.25 | 0.45, 0.25 |  | 25.516 | 21.323 |  | 46.839 | 1.088 | 1.2 | 0 | 1 | 27.7614 | 25.5876 | 0 | 53.349 | MA
4MAWindows2019 | 2019 | Mid-rise Apartment | 4 | Windows |  | 0.38 | 0.35 | 0.38, 0.35 |  | 24.487 | 21.323 |  | 45.81 | 1.088 | 1.2 | 0 | 1 | 26.6419 | 25.5876 | 0 | 52.2295 | MA
5MAWindows2019 | 2019 | Mid-rise Apartment | 5 | Windows |  | 0.38 | 0.37 | 0.38, 0.37 |  | 24.198 | 21.323 |  | 45.521 | 1.088 | 1.2 | 0 | 1 | 26.3274 | 25.5876 | 0 | 51.915 | MA
6MAWindows2019 | 2019 | Mid-rise Apartment | 6 | Windows |  | 0.36 | 0.37 | 0.36, 0.37 |  | 24.317 | 21.323 |  | 45.64 | 1.088 | 1.2 | 0 | 1 | 26.4569 | 25.5876 | 0 | 52.0445 | MA
7MAWindows2019 | 2019 | Mid-rise Apartment | 7 | Windows |  | 0.31 | 0.39 | 0.31, 0.39 |  | 24.325 | 21.323 |  | 45.648 | 1.088 | 1.2 | 0 | 1 | 26.4656 | 25.5876 | 0 | 52.0532 | MA
8MAWindows2019 | 2019 | Mid-rise Apartment | 8 | Windows |  | 0.28 | 0.39 | 0.28, 0.39 |  | 24.504 | 21.323 |  | 45.827 | 1.088 | 1.2 | 0 | 1 | 26.6604 | 25.5876 | 0 | 52.248 | MA
1PSWindows2016 | 2016 | Primary School | 1 | Windows |  | 0.57 | 0.25 | 0.57, 0.25 |  | 21.089 | 23.642 |  | 44.731 | 1.088 | 1.2 | 0 | 1 | 22.9448 | 28.3704 | 0 | 51.3152 | PS
2PSWindows2016 | 2016 | Primary School | 2 | Windows |  | 0.53 | 0.25 | 0.53, 0.25 |  | 21.407 | 23.642 |  | 45.049 | 1.088 | 1.2 | 0 | 1 | 23.2908 | 28.3704 | 0 | 51.6612 | PS
3PSWindows2016 | 2016 | Primary School | 3 | Windows |  | 0.45 | 0.25 | 0.45, 0.25 |  | 22.042 | 23.642 |  | 45.684 | 1.088 | 1.2 | 0 | 1 | 23.9817 | 28.3704 | 0 | 52.3521 | PS
4PSWindows2016 | 2016 | Primary School | 4 | Windows |  | 0.38 | 0.36 | 0.38, 0.36 |  | 21.178 | 23.642 |  | 44.82 | 1.088 | 1.2 | 0 | 1 | 23.0417 | 28.3704 | 0 | 51.4121 | PS
5PSWindows2016 | 2016 | Primary School | 5 | Windows |  | 0.38 | 0.38 | 0.38, 0.38 |  | 20.92 | 23.642 |  | 44.562 | 1.088 | 1.2 | 0 | 1 | 22.761 | 28.3704 | 0 | 51.1314 | PS
6PSWindows2016 | 2016 | Primary School | 6 | Windows |  | 0.36 | 0.4 | 0.36, 0.4 |  | 20.821 | 23.642 |  | 44.463 | 1.088 | 1.2 | 0 | 1 | 22.6532 | 28.3704 | 0 | 51.0236 | PS
7PSWindows2016 | 2016 | Primary School | 7 | Windows |  | 0.33 | 0.45 | 0.33, 0.45 |  | 20.413 | 23.642 |  | 44.055 | 1.088 | 1.2 | 0 | 1 | 22.2093 | 28.3704 | 0 | 50.5797 | PS
8PSWindows2016 | 2016 | Primary School | 8 | Windows |  | 0.29 | 0.45 | 0.29, 0.45 |  | 20.731 | 23.642 |  | 44.373 | 1.088 | 1.2 | 0 | 1 | 22.5553 | 28.3704 | 0 | 50.9257 | PS
1PSWindows2019 | 2019 | Primary School | 1 | Windows |  | 0.51 | 0.23 | 0.51, 0.23 |  | 21.824 | 23.642 |  | 45.466 | 1.088 | 1.2 | 0 | 1 | 23.7445 | 28.3704 | 0 | 52.1149 | PS
2PSWindows2019 | 2019 | Primary School | 2 | Windows |  | 0.47 | 0.25 | 0.47, 0.25 |  | 21.883 | 23.642 |  | 45.525 | 1.088 | 1.2 | 0 | 1 | 23.8087 | 28.3704 | 0 | 52.1791 | PS
3PSWindows2019 | 2019 | Primary School | 3 | Windows |  | 0.43 | 0.25 | 0.43, 0.25 |  | 22.201 | 23.642 |  | 45.843 | 1.088 | 1.2 | 0 | 1 | 24.1547 | 28.3704 | 0 | 52.5251 | PS
4PSWindows2019 | 2019 | Primary School | 4 | Windows |  | 0.37 | 0.36 | 0.37, 0.36 |  | 21.258 | 23.642 |  | 44.9 | 1.088 | 1.2 | 0 | 1 | 23.1287 | 28.3704 | 0 | 51.4991 | PS
5PSWindows2019 | 2019 | Primary School | 5 | Windows |  | 0.37 | 0.38 | 0.37, 0.38 |  | 20.999 | 23.642 |  | 44.641 | 1.088 | 1.2 | 0 | 1 | 22.8469 | 28.3704 | 0 | 51.2173 | PS
6PSWindows2019 | 2019 | Primary School | 6 | Windows |  | 0.35 | 0.38 | 0.35, 0.38 |  | 21.158 | 23.642 |  | 44.8 | 1.088 | 1.2 | 0 | 1 | 23.0199 | 28.3704 | 0 | 51.3903 | PS
7PSWindows2019 | 2019 | Primary School | 7 | Windows |  | 0.3 | 0.4 | 0.3, 0.4 |  | 21.297 | 23.642 |  | 44.939 | 1.088 | 1.2 | 0 | 1 | 23.1711 | 28.3704 | 0 | 51.5415 | PS
8PSWindows2019 | 2019 | Primary School | 8 | Windows |  | 0.27 | 0.4 | 0.27, 0.4 |  | 21.536 | 23.642 |  | 45.178 | 1.088 | 1.2 | 0 | 1 | 23.4312 | 28.3704 | 0 | 51.8016 | PS
1SHWindows2016 | 2016 | Small Hotel | 1 | Windows |  | 0.57 | 0.25 | 0.57, 0.25 |  | 17.917 | 25.965 |  | 43.882 | 1.088 | 1.2 | 0 | 1 | 19.4937 | 31.158 | 0 | 50.6517 | SH
2SHWindows2016 | 2016 | Small Hotel | 2 | Windows |  | 0.54 | 0.25 | 0.54, 0.25 |  | 18.126 | 25.965 |  | 44.091 | 1.088 | 1.2 | 0 | 1 | 19.7211 | 31.158 | 0 | 50.8791 | SH
3SHWindows2016 | 2016 | Small Hotel | 3 | Windows |  | 0.49 | 0.25 | 0.49, 0.25 |  | 18.475 | 25.965 |  | 44.44 | 1.088 | 1.2 | 0 | 1 | 20.1008 | 31.158 | 0 | 51.2588 | SH
4SHWindows2016 | 2016 | Small Hotel | 4 | Windows |  | 0.38 | 0.36 | 0.38, 0.36 |  | 17.455 | 25.965 |  | 43.42 | 1.088 | 1.2 | 0 | 1 | 18.991 | 31.158 | 0 | 50.149 | SH
5SHWindows2016 | 2016 | Small Hotel | 5 | Windows |  | 0.38 | 0.38 | 0.38, 0.38 |  | 17.131 | 25.965 |  | 43.096 | 1.088 | 1.2 | 0 | 1 | 18.6385 | 31.158 | 0 | 49.7965 | SH
6SHWindows2016 | 2016 | Small Hotel | 6 | Windows |  | 0.36 | 0.4 | 0.36, 0.4 |  | 16.945 | 25.965 |  | 42.91 | 1.088 | 1.2 | 0 | 1 | 18.4362 | 31.158 | 0 | 49.5942 | SH
7SHWindows2016 | 2016 | Small Hotel | 7 | Windows |  | 0.33 | 0.45 | 0.33, 0.45 |  | 16.343 | 25.965 |  | 42.308 | 1.088 | 1.2 | 0 | 1 | 17.7812 | 31.158 | 0 | 48.9392 | SH
8SHWindows2016 | 2016 | Small Hotel | 8 | Windows |  | 0.29 | 0.45 | 0.29, 0.45 |  | 16.621 | 25.965 |  | 42.586 | 1.088 | 1.2 | 0 | 1 | 18.0836 | 31.158 | 0 | 49.2416 | SH
1SHWindows2019 | 2019 | Small Hotel | 1 | Windows |  | 0.51 | 0.23 | 0.51, 0.23 |  | 18.66 | 25.965 |  | 44.625 | 1.088 | 1.2 | 0 | 1 | 20.3021 | 31.158 | 0 | 51.4601 | SH
2SHWindows2019 | 2019 | Small Hotel | 2 | Windows |  | 0.46 | 0.25 | 0.46, 0.25 |  | 18.684 | 25.965 |  | 44.649 | 1.088 | 1.2 | 0 | 1 | 20.3282 | 31.158 | 0 | 51.4862 | SH
3SHWindows2019 | 2019 | Small Hotel | 3 | Windows |  | 0.43 | 0.25 | 0.43, 0.25 |  | 18.893 | 25.965 |  | 44.858 | 1.088 | 1.2 | 0 | 1 | 20.5556 | 31.158 | 0 | 51.7136 | SH
4SHWindows2019 | 2019 | Small Hotel | 4 | Windows |  | 0.37 | 0.36 | 0.37, 0.36 |  | 17.525 | 25.965 |  | 43.49 | 1.088 | 1.2 | 0 | 1 | 19.0672 | 31.158 | 0 | 50.2252 | SH
5SHWindows2019 | 2019 | Small Hotel | 5 | Windows |  | 0.37 | 0.38 | 0.37, 0.38 |  | 17.2 | 25.965 |  | 43.165 | 1.088 | 1.2 | 0 | 1 | 18.7136 | 31.158 | 0 | 49.8716 | SH
6SHWindows2019 | 2019 | Small Hotel | 6 | Windows |  | 0.35 | 0.38 | 0.35, 0.38 |  | 17.34 | 25.965 |  | 43.305 | 1.088 | 1.2 | 0 | 1 | 18.8659 | 31.158 | 0 | 50.0239 | SH
7SHWindows2019 | 2019 | Small Hotel | 7 | Windows |  | 0.3 | 0.4 | 0.3, 0.4 |  | 17.363 | 25.965 |  | 43.328 | 1.088 | 1.2 | 0 | 1 | 18.8909 | 31.158 | 0 | 50.0489 | SH
8SHWindows2019 | 2019 | Small Hotel | 8 | Windows |  | 0.27 | 0.4 | 0.27, 0.4 |  | 17.572 | 25.965 |  | 43.537 | 1.088 | 1.2 | 0 | 1 | 19.1183 | 31.158 | 0 | 50.2763 | SH
1SHNRWindows2016 | 2016 | Small Hotel - Non-res | 1 | Windows |  | 0.57 | 0.25 | 0.57, 0.25 |  | 17.917 | 25.965 |  | 43.882 | 1.088 | 1.2 | 0 | 1 | 19.4937 | 31.158 | 0 | 50.6517 | SHNR
2SHNRWindows2016 | 2016 | Small Hotel - Non-res | 2 | Windows |  | 0.54 | 0.25 | 0.54, 0.25 |  | 18.126 | 25.965 |  | 44.091 | 1.088 | 1.2 | 0 | 1 | 19.7211 | 31.158 | 0 | 50.8791 | SHNR
3SHNRWindows2016 | 2016 | Small Hotel - Non-res | 3 | Windows |  | 0.45 | 0.25 | 0.45, 0.25 |  | 18.753 | 25.965 |  | 44.718 | 1.088 | 1.2 | 0 | 1 | 20.4033 | 31.158 | 0 | 51.5613 | SHNR
4SHNRWindows2016 | 2016 | Small Hotel - Non-res | 4 | Windows |  | 0.38 | 0.36 | 0.38, 0.36 |  | 17.455 | 25.965 |  | 43.42 | 1.088 | 1.2 | 0 | 1 | 18.991 | 31.158 | 0 | 50.149 | SHNR
5SHNRWindows2016 | 2016 | Small Hotel - Non-res | 5 | Windows |  | 0.38 | 0.38 | 0.38, 0.38 |  | 17.131 | 25.965 |  | 43.096 | 1.088 | 1.2 | 0 | 1 | 18.6385 | 31.158 | 0 | 49.7965 | SHNR
6SHNRWindows2016 | 2016 | Small Hotel - Non-res | 6 | Windows |  | 0.36 | 0.4 | 0.36, 0.4 |  | 16.945 | 25.965 |  | 42.91 | 1.088 | 1.2 | 0 | 1 | 18.4362 | 31.158 | 0 | 49.5942 | SHNR
7SHNRWindows2016 | 2016 | Small Hotel - Non-res | 7 | Windows |  | 0.33 | 0.45 | 0.33, 0.45 |  | 16.343 | 25.965 |  | 42.308 | 1.088 | 1.2 | 0 | 1 | 17.7812 | 31.158 | 0 | 48.9392 | SHNR
8SHNRWindows2016 | 2016 | Small Hotel - Non-res | 8 | Windows |  | 0.29 | 0.45 | 0.29, 0.45 |  | 16.621 | 25.965 |  | 42.586 | 1.088 | 1.2 | 0 | 1 | 18.0836 | 31.158 | 0 | 49.2416 | SHNR
1SHNRWindows2019 | 2019 | Small Hotel - Non-res | 1 | Windows |  | 0.51 | 0.23 | 0.51, 0.23 |  | 18.66 | 25.965 |  | 44.625 | 1.088 | 1.2 | 0 | 1 | 20.3021 | 31.158 | 0 | 51.4601 | SHNR
2SHNRWindows2019 | 2019 | Small Hotel - Non-res | 2 | Windows |  | 0.46 | 0.25 | 0.46, 0.25 |  | 18.684 | 25.965 |  | 44.649 | 1.088 | 1.2 | 0 | 1 | 20.3282 | 31.158 | 0 | 51.4862 | SHNR
3SHNRWindows2019 | 2019 | Small Hotel - Non-res | 3 | Windows |  | 0.43 | 0.25 | 0.43, 0.25 |  | 18.893 | 25.965 |  | 44.858 | 1.088 | 1.2 | 0 | 1 | 20.5556 | 31.158 | 0 | 51.7136 | SHNR
4SHNRWindows2019 | 2019 | Small Hotel - Non-res | 4 | Windows |  | 0.37 | 0.36 | 0.37, 0.36 |  | 17.525 | 25.965 |  | 43.49 | 1.088 | 1.2 | 0 | 1 | 19.0672 | 31.158 | 0 | 50.2252 | SHNR
5SHNRWindows2019 | 2019 | Small Hotel - Non-res | 5 | Windows |  | 0.37 | 0.38 | 0.37, 0.38 |  | 17.2 | 25.965 |  | 43.165 | 1.088 | 1.2 | 0 | 1 | 18.7136 | 31.158 | 0 | 49.8716 | SHNR
6SHNRWindows2019 | 2019 | Small Hotel - Non-res | 6 | Windows |  | 0.35 | 0.38 | 0.35, 0.38 |  | 17.34 | 25.965 |  | 43.305 | 1.088 | 1.2 | 0 | 1 | 18.8659 | 31.158 | 0 | 50.0239 | SHNR
7SHNRWindows2019 | 2019 | Small Hotel - Non-res | 7 | Windows |  | 0.3 | 0.4 | 0.3, 0.4 |  | 17.363 | 25.965 |  | 43.328 | 1.088 | 1.2 | 0 | 1 | 18.8909 | 31.158 | 0 | 50.0489 | SHNR
8SHNRWindows2019 | 2019 | Small Hotel - Non-res | 8 | Windows |  | 0.27 | 0.4 | 0.27, 0.4 |  | 17.572 | 25.965 |  | 43.537 | 1.088 | 1.2 | 0 | 1 | 19.1183 | 31.158 | 0 | 50.2763 | SHNR
1SOWindows2016 | 2016 | Small Office | 1 | Windows |  | 0.57 | 0.25 | 0.57, 0.25 |  | 14.399 | 28.204 |  | 42.603 | 1.088 | 1.2 | 0 | 1 | 15.6661 | 33.8448 | 0 | 49.5109 | SO
2SOWindows2016 | 2016 | Small Office | 2 | Windows |  | 0.54 | 0.25 | 0.54, 0.25 |  | 14.659 | 28.204 |  | 42.863 | 1.088 | 1.2 | 0 | 1 | 15.949 | 33.8448 | 0 | 49.7938 | SO
3SOWindows2016 | 2016 | Small Office | 3 | Windows |  | 0.45 | 0.25 | 0.45, 0.25 |  | 15.438 | 28.204 |  | 43.642 | 1.088 | 1.2 | 0 | 1 | 16.7965 | 33.8448 | 0 | 50.6413 | SO
4SOWindows2016 | 2016 | Small Office | 4 | Windows |  | 0.38 | 0.36 | 0.38, 0.36 |  | 14.476 | 28.204 |  | 42.68 | 1.088 | 1.2 | 0 | 1 | 15.7499 | 33.8448 | 0 | 49.5947 | SO
5SOWindows2016 | 2016 | Small Office | 5 | Windows |  | 0.38 | 0.38 | 0.38, 0.38 |  | 14.191 | 28.204 |  | 42.395 | 1.088 | 1.2 | 0 | 1 | 15.4398 | 33.8448 | 0 | 49.2846 | SO
6SOWindows2016 | 2016 | Small Office | 6 | Windows |  | 0.36 | 0.4 | 0.36, 0.4 |  | 14.079 | 28.204 |  | 42.283 | 1.088 | 1.2 | 0 | 1 | 15.318 | 33.8448 | 0 | 49.1628 | SO
7SOWindows2016 | 2016 | Small Office | 7 | Windows |  | 0.33 | 0.45 | 0.33, 0.45 |  | 13.626 | 28.204 |  | 41.83 | 1.088 | 1.2 | 0 | 1 | 14.8251 | 33.8448 | 0 | 48.6699 | SO
8SOWindows2016 | 2016 | Small Office | 8 | Windows |  | 0.29 | 0.45 | 0.29, 0.45 |  | 13.972 | 28.204 |  | 42.176 | 1.088 | 1.2 | 0 | 1 | 15.2015 | 33.8448 | 0 | 49.0463 | SO
1SOWindows2019 | 2019 | Small Office | 1 | Windows |  | 0.5 | 0.23 | 0.5, 0.23 |  | 15.291 | 28.204 |  | 43.495 | 1.088 | 1.2 | 0 | 1 | 16.6366 | 33.8448 | 0 | 50.4814 | SO
2SOWindows2019 | 2019 | Small Office | 2 | Windows |  | 0.46 | 0.25 | 0.46, 0.25 |  | 15.352 | 28.204 |  | 43.556 | 1.088 | 1.2 | 0 | 1 | 16.703 | 33.8448 | 0 | 50.5478 | SO
3SOWindows2019 | 2019 | Small Office | 3 | Windows |  | 0.42 | 0.25 | 0.42, 0.25 |  | 15.698 | 28.204 |  | 43.902 | 1.088 | 1.2 | 0 | 1 | 17.0794 | 33.8448 | 0 | 50.9242 | SO
4SOWindows2019 | 2019 | Small Office | 4 | Windows |  | 0.36 | 0.36 | 0.36, 0.36 |  | 14.649 | 28.204 |  | 42.853 | 1.088 | 1.2 | 0 | 1 | 15.9381 | 33.8448 | 0 | 49.7829 | SO
5SOWindows2019 | 2019 | Small Office | 5 | Windows |  | 0.36 | 0.38 | 0.36, 0.38 |  | 14.364 | 28.204 |  | 42.568 | 1.088 | 1.2 | 0 | 1 | 15.628 | 33.8448 | 0 | 49.4728 | SO
6SOWindows2019 | 2019 | Small Office | 6 | Windows |  | 0.34 | 0.38 | 0.34, 0.38 |  | 14.537 | 28.204 |  | 42.741 | 1.088 | 1.2 | 0 | 1 | 15.8163 | 33.8448 | 0 | 49.6611 | SO
7SOWindows2019 | 2019 | Small Office | 7 | Windows |  | 0.29 | 0.4 | 0.29, 0.4 |  | 14.685 | 28.204 |  | 42.889 | 1.088 | 1.2 | 0 | 1 | 15.9773 | 33.8448 | 0 | 49.8221 | SO
8SOWindows2019 | 2019 | Small Office | 8 | Windows |  | 0.26 | 0.4 | 0.26, 0.4 |  | 14.945 | 28.204 |  | 43.149 | 1.088 | 1.2 | 0 | 1 | 16.2602 | 33.8448 | 0 | 50.105 | SO
1SRWindows2016 | 2016 | Stand-alone Retail | 1 | Windows |  | 0.57 | 0.25 | 0.57, 0.25 |  | 17.257 | 26.498 |  | 43.755 | 1.088 | 1.2 | 0 | 1 | 18.7756 | 31.7976 | 0 | 50.5732 | SR
2SRWindows2016 | 2016 | Stand-alone Retail | 2 | Windows |  | 0.54 | 0.25 | 0.54, 0.25 |  | 17.519 | 26.498 |  | 44.017 | 1.088 | 1.2 | 0 | 1 | 19.0607 | 31.7976 | 0 | 50.8583 | SR
3SRWindows2016 | 2016 | Stand-alone Retail | 3 | Windows |  | 0.45 | 0.25 | 0.45, 0.25 |  | 18.305 | 26.498 |  | 44.803 | 1.088 | 1.2 | 0 | 1 | 19.9158 | 31.7976 | 0 | 51.7134 | SR
4SRWindows2016 | 2016 | Stand-alone Retail | 4 | Windows |  | 0.38 | 0.36 | 0.38, 0.36 |  | 17.47 | 26.498 |  | 43.968 | 1.088 | 1.2 | 0 | 1 | 19.0074 | 31.7976 | 0 | 50.805 | SR
5SRWindows2016 | 2016 | Stand-alone Retail | 5 | Windows |  | 0.38 | 0.38 | 0.38, 0.38 |  | 17.207 | 26.498 |  | 43.705 | 1.088 | 1.2 | 0 | 1 | 18.7212 | 31.7976 | 0 | 50.5188 | SR
6SRWindows2016 | 2016 | Stand-alone Retail | 6 | Windows |  | 0.36 | 0.4 | 0.36, 0.4 |  | 17.119 | 26.498 |  | 43.617 | 1.088 | 1.2 | 0 | 1 | 18.6255 | 31.7976 | 0 | 50.4231 | SR
7SRWindows2016 | 2016 | Stand-alone Retail | 7 | Windows |  | 0.33 | 0.45 | 0.33, 0.45 |  | 16.724 | 26.498 |  | 43.222 | 1.088 | 1.2 | 0 | 1 | 18.1957 | 31.7976 | 0 | 49.9933 | SR
8SRWindows2016 | 2016 | Stand-alone Retail | 8 | Windows |  | 0.29 | 0.45 | 0.29, 0.45 |  | 17.073 | 26.498 |  | 43.571 | 1.088 | 1.2 | 0 | 1 | 18.5754 | 31.7976 | 0 | 50.373 | SR
1SRWindows2019 | 2019 | Stand-alone Retail | 1 | Windows |  | 0.5 | 0.23 | 0.5, 0.23 |  | 18.131 | 26.498 |  | 44.629 | 1.088 | 1.2 | 0 | 1 | 19.7265 | 31.7976 | 0 | 51.5241 | SR
2SRWindows2019 | 2019 | Stand-alone Retail | 2 | Windows |  | 0.45 | 0.25 | 0.45, 0.25 |  | 18.305 | 26.498 |  | 44.803 | 1.088 | 1.2 | 0 | 1 | 19.9158 | 31.7976 | 0 | 51.7134 | SR
3SRWindows2019 | 2019 | Stand-alone Retail | 3 | Windows |  | 0.42 | 0.25 | 0.42, 0.25 |  | 18.567 | 26.498 |  | 45.065 | 1.088 | 1.2 | 0 | 1 | 20.2009 | 31.7976 | 0 | 51.9985 | SR
4SRWindows2019 | 2019 | Stand-alone Retail | 4 | Windows |  | 0.36 | 0.36 | 0.36, 0.36 |  | 17.645 | 26.498 |  | 44.143 | 1.088 | 1.2 | 0 | 1 | 19.1978 | 31.7976 | 0 | 50.9954 | SR
5SRWindows2019 | 2019 | Stand-alone Retail | 5 | Windows |  | 0.36 | 0.38 | 0.36, 0.38 |  | 17.382 | 26.498 |  | 43.88 | 1.088 | 1.2 | 0 | 1 | 18.9116 | 31.7976 | 0 | 50.7092 | SR
6SRWindows2019 | 2019 | Stand-alone Retail | 6 | Windows |  | 0.34 | 0.38 | 0.34, 0.38 |  | 17.557 | 26.498 |  | 44.055 | 1.088 | 1.2 | 0 | 1 | 19.102 | 31.7976 | 0 | 50.8996 | SR
7SRWindows2019 | 2019 | Stand-alone Retail | 7 | Windows |  | 0.29 | 0.4 | 0.29, 0.4 |  | 17.731 | 26.498 |  | 44.229 | 1.088 | 1.2 | 0 | 1 | 19.2913 | 31.7976 | 0 | 51.0889 | SR
8SRWindows2019 | 2019 | Stand-alone Retail | 8 | Windows |  | 0.26 | 0.4 | 0.26, 0.4 |  | 17.993 | 26.498 |  | 44.491 | 1.088 | 1.2 | 0 | 1 | 19.5764 | 31.7976 | 0 | 51.374 | SR
1PSSkylights2016 | 2016 | Primary School | 1 | Skylights |  | 0.75 | 0.35 | 0.75, 0.35 |  | 25.179 | 38.177 |  | 63.356 | 1.123 | 1.195 | 0 | 1 | 28.276 | 45.6215 | 0 | 73.8975 | PS
2PSSkylights2016 | 2016 | Primary School | 2 | Skylights |  | 0.65 | 0.35 | 0.65, 0.35 |  | 25.834 | 38.177 |  | 64.011 | 1.123 | 1.195 | 0 | 1 | 29.0116 | 45.6215 | 0 | 74.6331 | PS
3PSSkylights2016 | 2016 | Primary School | 3 | Skylights |  | 0.55 | 0.35 | 0.55, 0.35 |  | 26.49 | 54.959 |  | 81.449 | 1.123 | 1.195 | 0 | 1 | 29.7483 | 65.676 | 0 | 95.4243 | PS
4PSSkylights2016 | 2016 | Primary School | 4 | Skylights |  | 0.5 | 0.4 | 0.5, 0.4 |  | 26.817 | 54.959 |  | 81.776 | 1.123 | 1.195 | 0 | 1 | 30.1155 | 65.676 | 0 | 95.7915 | PS
5PSSkylights2016 | 2016 | Primary School | 5 | Skylights |  | 0.5 | 0.4 | 0.5, 0.4 |  | 26.817 | 54.959 |  | 81.776 | 1.123 | 1.195 | 0 | 1 | 30.1155 | 65.676 | 0 | 95.7915 | PS
6PSSkylights2016 | 2016 | Primary School | 6 | Skylights |  | 0.5 | 0.4 | 0.5, 0.4 |  | 26.817 | 54.959 |  | 81.776 | 1.123 | 1.195 | 0 | 1 | 30.1155 | 65.676 | 0 | 95.7915 | PS
7PSSkylights2016 | 2016 | Primary School | 7 | Skylights |  | 0.5 | 0.55 | 0.5, 0.55 |  | 26.817 | 54.959 |  | 81.776 | 1.123 | 1.195 | 0 | 1 | 30.1155 | 65.676 | 0 | 95.7915 | PS
8PSSkylights2016 | 2016 | Primary School | 8 | Skylights |  | 0.41 | 0.55 | 0.41, 0.55 |  | 27.407 | 54.959 |  | 82.366 | 1.123 | 1.195 | 0 | 1 | 30.7781 | 65.676 | 0 | 96.4541 | PS
1PSSkylights2019 | 2019 | Primary School | 1 | Skylights |  | 0.7 | 0.3 | 0.7, 0.3 |  | 25.507 | 38.177 |  | 63.684 | 1.123 | 1.195 | 0 | 1 | 28.6444 | 45.6215 | 0 | 74.2659 | PS
2PSSkylights2019 | 2019 | Primary School | 2 | Skylights |  | 0.65 | 0.3 | 0.65, 0.3 |  | 25.834 | 38.177 |  | 64.011 | 1.123 | 1.195 | 0 | 1 | 29.0116 | 45.6215 | 0 | 74.6331 | PS
3PSSkylights2019 | 2019 | Primary School | 3 | Skylights |  | 0.55 | 0.3 | 0.55, 0.3 |  | 26.49 | 54.959 |  | 81.449 | 1.123 | 1.195 | 0 | 1 | 29.7483 | 65.676 | 0 | 95.4243 | PS
4PSSkylights2019 | 2019 | Primary School | 4 | Skylights |  | 0.5 | 0.4 | 0.5, 0.4 |  | 26.817 | 54.959 |  | 81.776 | 1.123 | 1.195 | 0 | 1 | 30.1155 | 65.676 | 0 | 95.7915 | PS
5PSSkylights2019 | 2019 | Primary School | 5 | Skylights |  | 0.5 | 0.4 | 0.5, 0.4 |  | 26.817 | 54.959 |  | 81.776 | 1.123 | 1.195 | 0 | 1 | 30.1155 | 65.676 | 0 | 95.7915 | PS
6PSSkylights2019 | 2019 | Primary School | 6 | Skylights |  | 0.47 | 0.4 | 0.47, 0.4 |  | 27.014 | 54.959 |  | 81.973 | 1.123 | 1.195 | 0 | 1 | 30.3367 | 65.676 | 0 | 96.0127 | PS
7PSSkylights2019 | 2019 | Primary School | 7 | Skylights |  | 0.44 | 0.55 | 0.44, 0.55 |  | 27.21 | 54.959 |  | 82.169 | 1.123 | 1.195 | 0 | 1 | 30.5568 | 65.676 | 0 | 96.2328 | PS
8PSSkylights2019 | 2019 | Primary School | 8 | Skylights |  | 0.41 | 0.55 | 0.41, 0.55 |  | 27.407 | 54.959 |  | 82.366 | 1.123 | 1.195 | 0 | 1 | 30.7781 | 65.676 | 0 | 96.4541 | PS
1SRSkylights2016 | 2016 | Stand-alone Retail | 1 | Skylights |  | 0.75 | 0.35 | 0.75, 0.35 |  | 17.302 | 57.815 |  | 75.117 | 1.123 | 1.195 | 0 | 1 | 19.4301 | 69.0889 | 0 | 88.5191 | SR
2SRSkylights2016 | 2016 | Stand-alone Retail | 2 | Skylights |  | 0.65 | 0.35 | 0.65, 0.35 |  | 22.427 | 58.055 |  | 80.482 | 1.123 | 1.195 | 0 | 1 | 25.1855 | 69.3757 | 0 | 94.5612 | SR
3SRSkylights2016 | 2016 | Stand-alone Retail | 3 | Skylights |  | 0.55 | 0.35 | 0.55, 0.35 |  | 27.552 | 78.972 |  | 106.524 | 1.123 | 1.195 | 0 | 1 | 30.9409 | 94.3715 | 0 | 125.3124 | SR
4SRSkylights2016 | 2016 | Stand-alone Retail | 4 | Skylights |  | 0.5 | 0.4 | 0.5, 0.4 |  | 27.552 | 79.812 |  | 107.364 | 1.123 | 1.195 | 0 | 1 | 30.9409 | 95.3753 | 0 | 126.3162 | SR
5SRSkylights2016 | 2016 | Stand-alone Retail | 5 | Skylights |  | 0.5 | 0.4 | 0.5, 0.4 |  | 27.552 | 79.812 |  | 107.364 | 1.123 | 1.195 | 0 | 1 | 30.9409 | 95.3753 | 0 | 126.3162 | SR
6SRSkylights2016 | 2016 | Stand-alone Retail | 6 | Skylights |  | 0.5 | 0.4 | 0.5, 0.4 |  | 27.552 | 79.812 |  | 107.364 | 1.123 | 1.195 | 0 | 1 | 30.9409 | 95.3753 | 0 | 126.3162 | SR
7SRSkylights2016 | 2016 | Stand-alone Retail | 7 | Skylights |  | 0.5 | 0.55 | 0.5, 0.55 |  | 19.865 | 79.812 |  | 99.677 | 1.123 | 1.195 | 0 | 1 | 22.3084 | 95.3753 | 0 | 117.6837 | SR
8SRSkylights2016 | 2016 | Stand-alone Retail | 8 | Skylights |  | 0.41 | 0.55 | 0.41, 0.55 |  | 24.477 | 79.812 |  | 104.289 | 1.123 | 1.195 | 0 | 1 | 27.4877 | 95.3753 | 0 | 122.863 | SR
1SRSkylights2019 | 2019 | Stand-alone Retail | 1 | Skylights |  | 0.7 | 0.3 | 0.7, 0.3 |  | 22.427 | 57.815 |  | 80.242 | 1.123 | 1.195 | 0 | 1 | 25.1855 | 69.0889 | 0 | 94.2744 | SR
2SRSkylights2019 | 2019 | Stand-alone Retail | 2 | Skylights |  | 0.65 | 0.3 | 0.65, 0.3 |  | 24.989 | 58.055 |  | 83.044 | 1.123 | 1.195 | 0 | 1 | 28.0626 | 69.3757 | 0 | 97.4384 | SR
3SRSkylights2019 | 2019 | Stand-alone Retail | 3 | Skylights |  | 0.55 | 0.3 | 0.55, 0.3 |  | 30.114 | 78.972 |  | 109.086 | 1.123 | 1.195 | 0 | 1 | 33.818 | 94.3715 | 0 | 128.1896 | SR
4SRSkylights2019 | 2019 | Stand-alone Retail | 4 | Skylights |  | 0.5 | 0.4 | 0.5, 0.4 |  | 27.552 | 79.812 |  | 107.364 | 1.123 | 1.195 | 0 | 1 | 30.9409 | 95.3753 | 0 | 126.3162 | SR
5SRSkylights2019 | 2019 | Stand-alone Retail | 5 | Skylights |  | 0.5 | 0.4 | 0.5, 0.4 |  | 27.552 | 79.812 |  | 107.364 | 1.123 | 1.195 | 0 | 1 | 30.9409 | 95.3753 | 0 | 126.3162 | SR
6SRSkylights2019 | 2019 | Stand-alone Retail | 6 | Skylights |  | 0.47 | 0.4 | 0.47, 0.4 |  | 29.089 | 79.812 |  | 108.901 | 1.123 | 1.195 | 0 | 1 | 32.6669 | 95.3753 | 0 | 128.0423 | SR
7SRSkylights2019 | 2019 | Stand-alone Retail | 7 | Skylights |  | 0.44 | 0.55 | 0.44, 0.55 |  | 22.94 | 79.812 |  | 102.752 | 1.123 | 1.195 | 0 | 1 | 25.7616 | 95.3753 | 0 | 121.137 | SR
8SRSkylights2019 | 2019 | Stand-alone Retail | 8 | Skylights |  | 0.41 | 0.55 | 0.41, 0.55 |  | 24.477 | 79.812 |  | 104.289 | 1.123 | 1.195 | 0 | 1 | 27.4877 | 95.3753 | 0 | 122.863 | SR
1SRSkylights2013 | 2013 | Stand-alone Retail | 1 | Skylights |  | 0.75 | 0.35 | 0.75, 0.35 |  | 22.4271 | 57.8153 |  | 80.2424 | 1.123 | 1.195 | 0 | 1 | 25.1856 | 69.0893 | 0 | 80.2424 | SR
2SRSkylights2013 | 2013 | Stand-alone Retail | 2 | Skylights |  | 0.65 | 0.35 | 0.65, 0.35 |  | 22.4271 | 58.0553 |  | 80.4824 | 1.123 | 1.195 | 0 | 1 | 25.1856 | 69.3761 | 0 | 80.4824 | SR
3SRSkylights2013 | 2013 | Stand-alone Retail | 3 | Skylights |  | 0.55 | 0.35 | 0.55, 0.35 |  | 27.5518 | 78.9717 |  | 106.5235 | 1.123 | 1.195 | 0 | 1 | 30.9407 | 94.3712 | 0 | 106.5235 | SR
4SRSkylights2013 | 2013 | Stand-alone Retail | 4 | Skylights |  | 0.5 | 0.4 | 0.50, 0.40 |  | 27.5518 | 79.8117 |  | 107.3635 | 1.123 | 1.195 | 0 | 1 | 30.9407 | 95.375 | 0 | 107.3635 | SR
5SRSkylights2013 | 2013 | Stand-alone Retail | 5 | Skylights |  | 0.5 | 0.4 | 0.50, 0.40 |  | 27.5518 | 79.8117 |  | 107.3635 | 1.123 | 1.195 | 0 | 1 | 30.9407 | 95.375 | 0 | 107.3635 | SR
6SRSkylights2013 | 2013 | Stand-alone Retail | 6 | Skylights |  | 0.5 | 0.4 | 0.50, 0.40 |  | 27.5518 | 79.8117 |  | 107.3635 | 1.123 | 1.195 | 0 | 1 | 30.9407 | 95.375 | 0 | 107.3635 | SR
7SRSkylights2013 | 2013 | Stand-alone Retail | 7 | Skylights |  | 0.5 | 0.4 | 0.50, 0.40 |  | 27.5518 | 79.8117 |  | 107.3635 | 1.123 | 1.195 | 0 | 1 | 30.9407 | 95.375 | 0 | 107.3635 | SR
8SRSkylights2013 | 2013 | Stand-alone Retail | 8 | Skylights |  | 0.5 | 0.4 | 0.50, 0.40 |  | 27.5518 | 79.8117 |  | 107.3635 | 1.123 | 1.195 | 0 | 1 | 30.9407 | 95.375 | 0 | 107.3635 | SR
1PSSkylights2010 | 2010 | Primary School | 1 | Skylights |  | 1.98 | 0.36 | 1.98, 0.36 |  | 17.1196 | 38.1774 |  | 55.2971 | 1.123 | 1.195 | 0 | 1 | 19.2254 | 45.622 | 0 | 55.2971 | PS
2PSSkylights2010 | 2010 | Primary School | 2 | Skylights |  | 1.98 | 0.36 | 1.98, 0.36 |  | 17.1196 | 38.1774 |  | 55.2971 | 1.123 | 1.195 | 0 | 1 | 19.2254 | 45.622 | 0 | 55.2971 | PS
3PSSkylights2010 | 2010 | Primary School | 3 | Skylights |  | 1.17 | 0.39 | 1.17, 0.39 |  | 22.4271 | 54.9593 |  | 77.3864 | 1.123 | 1.195 | 0 | 1 | 25.1856 | 65.6764 | 0 | 77.3864 | PS
4PSSkylights2010 | 2010 | Primary School | 4 | Skylights |  | 1.17 | 0.49 | 1.17, 0.49 |  | 22.4271 | 54.9593 |  | 77.3864 | 1.123 | 1.195 | 0 | 1 | 25.1856 | 65.6764 | 0 | 77.3864 | PS
5PSSkylights2010 | 2010 | Primary School | 5 | Skylights |  | 1.17 | 0.49 | 1.17, 0.49 |  | 22.4271 | 54.9593 |  | 77.3864 | 1.123 | 1.195 | 0 | 1 | 25.1856 | 65.6764 | 0 | 77.3864 | PS
6PSSkylights2010 | 2010 | Primary School | 6 | Skylights |  | 1.17 | 0.49 | 1.17, 0.49 |  | 22.4271 | 54.9593 |  | 77.3864 | 1.123 | 1.195 | 0 | 1 | 25.1856 | 65.6764 | 0 | 77.3864 | PS
7PSSkylights2010 | 2010 | Primary School | 7 | Skylights |  | 1.17 | 0.68 | 1.17, 0.68 |  | 22.4271 | 54.9593 |  | 77.3864 | 1.123 | 1.195 | 0 | 1 | 25.1856 | 65.6764 | 0 | 77.3864 | PS
8PSSkylights2010 | 2010 | Primary School | 8 | Skylights |  | 1.17 | 0.68 | 1.17, 0.68 |  | 22.4271 | 54.9593 |  | 77.3864 | 1.123 | 1.195 | 0 | 1 | 25.1856 | 65.6764 | 0 | 77.3864 | PS
1PSSkylights2013 | 2013 | Primary School | 1 | Skylights |  | 0.75 | 0.35 | 0.75, 0.35 |  | 22.4271 | 57.8153 |  | 80.2424 | 1.123 | 1.195 | 0 | 1 | 25.1856 | 69.0893 | 0 | 80.2424 | PS
2PSSkylights2013 | 2013 | Primary School | 2 | Skylights |  | 0.65 | 0.35 | 0.65, 0.35 |  | 22.4271 | 58.0553 |  | 80.4824 | 1.123 | 1.195 | 0 | 1 | 25.1856 | 69.3761 | 0 | 80.4824 | PS
3PSSkylights2013 | 2013 | Primary School | 3 | Skylights |  | 0.55 | 0.35 | 0.55, 0.35 |  | 27.5518 | 78.9717 |  | 106.5235 | 1.123 | 1.195 | 0 | 1 | 30.9407 | 94.3712 | 0 | 106.5235 | PS
4PSSkylights2013 | 2013 | Primary School | 4 | Skylights |  | 0.5 | 0.4 | 0.50, 0.40 |  | 27.5518 | 79.8117 |  | 107.3635 | 1.123 | 1.195 | 0 | 1 | 30.9407 | 95.375 | 0 | 107.3635 | PS
5PSSkylights2013 | 2013 | Primary School | 5 | Skylights |  | 0.5 | 0.4 | 0.50, 0.40 |  | 27.5518 | 79.8117 |  | 107.3635 | 1.123 | 1.195 | 0 | 1 | 30.9407 | 95.375 | 0 | 107.3635 | PS
6PSSkylights2013 | 2013 | Primary School | 6 | Skylights |  | 0.5 | 0.4 | 0.50, 0.40 |  | 27.5518 | 79.8117 |  | 107.3635 | 1.123 | 1.195 | 0 | 1 | 30.9407 | 95.375 | 0 | 107.3635 | PS
7PSSkylights2013 | 2013 | Primary School | 7 | Skylights |  | 0.5 | 0.4 | 0.50, 0.40 |  | 27.5518 | 79.8117 |  | 107.3635 | 1.123 | 1.195 | 0 | 1 | 30.9407 | 95.375 | 0 | 107.3635 | PS
8PSSkylights2013 | 2013 | Primary School | 8 | Skylights |  | 0.5 | 0.4 | 0.50, 0.40 |  | 27.5518 | 79.8117 |  | 107.3635 | 1.123 | 1.195 | 0 | 1 | 30.9407 | 95.375 | 0 | 107.3635 | PS
21sf_Door_0.7unins |  |  |  | Doors |  | 0.7 |  |  |  | 455 | 47.5 |  | 502.5 | 1 | 1 | 1 |  | 455 | 47.5 | 0 | 502.5
21sf_Door_0.5_insPS |  |  |  | Doors |  | 0.5 |  |  |  | 476.33 | 47.5 |  | 523.83 | 1 | 1 | 1 |  | 476.33 | 47.5 | 0 | 523.83
21sf_Door_0.37_insPU |  |  |  | Doors |  | 0.37 |  |  |  | 483.3689 | 47.5 |  | 530.8689 | 1 | 1 | 1 |  | 483.3689 | 47.5 | 0 | 530.8689
80sf_RU_Door_0.5_insPS |  |  |  | Doors |  | 0.5 |  |  |  | 925 | 585 |  | 1510 | 1 | 1 | 1 |  | 925 | 585 | 0 | 1510
80sf_RU_Door_0.31_insPU |  |  |  | Doors |  | 0.31 |  |  |  | 1006.27 | 666.27 |  | 1672.54 | 1 | 1 | 1 |  | 1006.27 | 666.27 | 0 | 1672.54

## Env_Summary
Envelope, Power and Other Items - Summary of Total New Construction, Maintenance, and Replacement Costs By Replacement Year by Prototype
Small Office | [7 empty] | Large Office | [7 empty] | Standalone Retail | [7 empty] | Primary School | [7 empty] | Small Hotel | [7 empty] | Mid-rise Apartment
CZ_1 | 2A | [6 empty] | CZ_1 | 2A | [6 empty] | CZ_1 | 2A | [6 empty] | CZ_1 | 2A | [6 empty] | CZ_1 | 2A | [6 empty] | CZ_1 | 2A
Category | All Costs, First Replacement Only | With Repeated Replacements | Category | Replacement First Year | With Repeated Replacements | 30 Year | 40 Year | Category | All Costs, First Replacement Only | With Repeated Replacements | Category | Replacement First Year | With Repeated Replacements | 30 Year | 40 Year | Category | All Costs, First Replacement Only | With Repeated Replacements | Category | Replacement First Year | With Repeated Replacements | 30 Year | 40 Year | Category | All Costs, First Replacement Only | With Repeated Replacements | Category | Replacement First Year | With Repeated Replacements | 30 Year | 40 Year | Category | All Costs, First Replacement Only | With Repeated Replacements | Category | Replacement First Year | With Repeated Replacements | 30 Year | 40 Year | Category | All Costs, First Replacement Only | With Repeated Replacements | Category | Replacement First Year | With Repeated Replacements | 30 Year | 40 Year
New Construction | 36788.686 | 36788.686 | New Construction | 37345.745 | 37345.745 | 557.059 | 557.059 | New Construction | 2857657.3477 | 2857657.3477 | New Construction | 2900928.3627 | 2900928.3627 | 43271.0149 | 43271.0149 | New Construction | 80688.3239 | 80688.3239 | New Construction | 82423.9996 | 82423.9996 | 1735.6757 | 1735.6757 | New Construction | 574652.0953 | 574652.0953 | New Construction | 580288.9104 | 580288.9104 | 5636.8151 | 5636.8151 | New Construction | 116311.5795 | 116311.5795 | New Construction | 117699.4429 | 117699.4429 | 1387.8634 | 1387.8634 | New Construction | 200740.1349 | 200740.1349 | New Construction | 201719.8791 | 201719.8791 | 979.7442 | 979.7442
Maintenance | 0 | 0 | Maintenance | 0 | 0 | 0 | 0 | Maintenance | 0 | 0 | Maintenance | 0 | 0 | 0 | 0 | Maintenance | 0 | 0 | Maintenance | 0 | 0 | 0 | 0 | Maintenance | 0 | 0 | Maintenance | 0 | 0 | 0 | 0 | Maintenance | 0 | 0 | Maintenance | 0 | 0 | 0 | 0 | Maintenance | 0 | 0 | Maintenance | 0 | 0 | 0 | 0
Replacement - Year |  |  | Replacement - Year |  |  | 0 | 0 | Replacement - Year |  |  | Replacement - Year |  |  |  |  | Replacement - Year |  |  | Replacement - Year |  |  |  |  | Replacement - Year |  |  | Replacement - Year |  |  |  |  | Replacement - Year |  |  | Replacement - Year |  |  |  |  | Replacement - Year |  |  | Replacement - Year
1 | 0 | 0 | 1 | 0 | 0 | 0 | 0 | 1 | 0 | 0 | 1 | 0 | 0 | 0 | 0 | 1 | 0 | 0 | 1 | 0 | 0 | 0 | 0 | 1 | 0 | 0 | 1 | 0 | 0 | 0 | 0 | 1 | 0 | 0 | 1 | 0 | 0 | 0 | 0 | 1 | 0 | 0 | 1 | 0 | 0 | 0 | 0
2 | 0 | 0 | 2 | 0 | 0 | 0 | 0 | 2 | 0 | 0 | 2 | 0 | 0 | 0 | 0 | 2 | 0 | 0 | 2 | 0 | 0 | 0 | 0 | 2 | 0 | 0 | 2 | 0 | 0 | 0 | 0 | 2 | 0 | 0 | 2 | 0 | 0 | 0 | 0 | 2 | 0 | 0 | 2 | 0 | 0 | 0 | 0
3 | 0 | 0 | 3 | 0 | 0 | 0 | 0 | 3 | 0 | 0 | 3 | 0 | 0 | 0 | 0 | 3 | 0 | 0 | 3 | 0 | 0 | 0 | 0 | 3 | 0 | 0 | 3 | 0 | 0 | 0 | 0 | 3 | 0 | 0 | 3 | 0 | 0 | 0 | 0 | 3 | 0 | 0 | 3 | 0 | 0 | 0 | 0
4 | 0 | 0 | 4 | 0 | 0 | 0 | 0 | 4 | 0 | 0 | 4 | 0 | 0 | 0 | 0 | 4 | 0 | 0 | 4 | 0 | 0 | 0 | 0 | 4 | 0 | 0 | 4 | 0 | 0 | 0 | 0 | 4 | 0 | 0 | 4 | 0 | 0 | 0 | 0 | 4 | 0 | 0 | 4 | 0 | 0 | 0 | 0
5 | 0 | 0 | 5 | 0 | 0 | 0 | 0 | 5 | 0 | 0 | 5 | 0 | 0 | 0 | 0 | 5 | 0 | 0 | 5 | 0 | 0 | 0 | 0 | 5 | 0 | 0 | 5 | 0 | 0 | 0 | 0 | 5 | 0 | 0 | 5 | 0 | 0 | 0 | 0 | 5 | 0 | 0 | 5 | 0 | 0 | 0 | 0
6 | 0 | 0 | 6 | 0 | 0 | 0 | 0 | 6 | 0 | 0 | 6 | 0 | 0 | 0 | 0 | 6 | 0 | 0 | 6 | 0 | 0 | 0 | 0 | 6 | 0 | 0 | 6 | 0 | 0 | 0 | 0 | 6 | 0 | 0 | 6 | 0 | 0 | 0 | 0 | 6 | 0 | 0 | 6 | 0 | 0 | 0 | 0
7 | 0 | 0 | 7 | 0 | 0 | 0 | 0 | 7 | 0 | 0 | 7 | 0 | 0 | 0 | 0 | 7 | 0 | 0 | 7 | 0 | 0 | 0 | 0 | 7 | 0 | 0 | 7 | 0 | 0 | 0 | 0 | 7 | 0 | 0 | 7 | 0 | 0 | 0 | 0 | 7 | 0 | 0 | 7 | 0 | 0 | 0 | 0
8 | 0 | 0 | 8 | 0 | 0 | 0 | 0 | 8 | 0 | 0 | 8 | 0 | 0 | 0 | 0 | 8 | 0 | 0 | 8 | 0 | 0 | 0 | 0 | 8 | 0 | 0 | 8 | 0 | 0 | 0 | 0 | 8 | 0 | 0 | 8 | 0 | 0 | 0 | 0 | 8 | 0 | 0 | 8 | 0 | 0 | 0 | 0
9 | 0 | 0 | 9 | 0 | 0 | 0 | 0 | 9 | 0 | 0 | 9 | 0 | 0 | 0 | 0 | 9 | 0 | 0 | 9 | 0 | 0 | 0 | 0 | 9 | 0 | 0 | 9 | 0 | 0 | 0 | 0 | 9 | 0 | 0 | 9 | 0 | 0 | 0 | 0 | 9 | 0 | 0 | 9 | 0 | 0 | 0 | 0
10 | 0 | 0 | 10 | 0 | 0 | 0 | 0 | 10 | 0 | 0 | 10 | 0 | 0 | 0 | 0 | 10 | 0 | 0 | 10 | 0 | 0 | 0 | 0 | 10 | 0 | 0 | 10 | 0 | 0 | 0 | 0 | 10 | 0 | 0 | 10 | 0 | 0 | 0 | 0 | 10 | 0 | 0 | 10 | 0 | 0 | 0 | 0
11 | 0 | 0 | 11 | 0 | 0 | 0 | 0 | 11 | 0 | 0 | 11 | 0 | 0 | 0 | 0 | 11 | 0 | 0 | 11 | 0 | 0 | 0 | 0 | 11 | 0 | 0 | 11 | 0 | 0 | 0 | 0 | 11 | 0 | 0 | 11 | 0 | 0 | 0 | 0 | 11 | 0 | 0 | 11 | 0 | 0 | 0 | 0
12 | 0 | 0 | 12 | 0 | 0 | 0 | 0 | 12 | 0 | 0 | 12 | 0 | 0 | 0 | 0 | 12 | 0 | 0 | 12 | 0 | 0 | 0 | 0 | 12 | 0 | 0 | 12 | 0 | 0 | 0 | 0 | 12 | 0 | 0 | 12 | 0 | 0 | 0 | 0 | 12 | 0 | 0 | 12 | 0 | 0 | 0 | 0
13 | 0 | 0 | 13 | 0 | 0 | 0 | 0 | 13 | 0 | 0 | 13 | 0 | 0 | 0 | 0 | 13 | 0 | 0 | 13 | 0 | 0 | 0 | 0 | 13 | 0 | 0 | 13 | 0 | 0 | 0 | 0 | 13 | 0 | 0 | 13 | 0 | 0 | 0 | 0 | 13 | 0 | 0 | 13 | 0 | 0 | 0 | 0
14 | 0 | 0 | 14 | 0 | 0 | 0 | 0 | 14 | 0 | 0 | 14 | 0 | 0 | 0 | 0 | 14 | 0 | 0 | 14 | 0 | 0 | 0 | 0 | 14 | 0 | 0 | 14 | 0 | 0 | 0 | 0 | 14 | 0 | 0 | 14 | 0 | 0 | 0 | 0 | 14 | 0 | 0 | 14 | 0 | 0 | 0 | 0
15 | 0 | 0 | 15 | 0 | 0 | 0 | 0 | 15 | 0 | 0 | 15 | 0 | 0 | 0 | 0 | 15 | 0 | 0 | 15 | 0 | 0 | 0 | 0 | 15 | 0 | 0 | 15 | 0 | 0 | 0 | 0 | 15 | 0 | 0 | 15 | 0 | 0 | 0 | 0 | 15 | 0 | 0 | 15 | 0 | 0 | 0 | 0
16 | 0 | 0 | 16 | 0 | 0 | 0 | 0 | 16 | 0 | 0 | 16 | 0 | 0 | 0 | 0 | 16 | 0 | 0 | 16 | 0 | 0 | 0 | 0 | 16 | 0 | 0 | 16 | 0 | 0 | 0 | 0 | 16 | 0 | 0 | 16 | 0 | 0 | 0 | 0 | 16 | 0 | 0 | 16 | 0 | 0 | 0 | 0
17 | 0 | 0 | 17 | 0 | 0 | 0 | 0 | 17 | 0 | 0 | 17 | 0 | 0 | 0 | 0 | 17 | 0 | 0 | 17 | 0 | 0 | 0 | 0 | 17 | 0 | 0 | 17 | 0 | 0 | 0 | 0 | 17 | 0 | 0 | 17 | 0 | 0 | 0 | 0 | 17 | 0 | 0 | 17 | 0 | 0 | 0 | 0
18 | 0 | 0 | 18 | 0 | 0 | 0 | 0 | 18 | 0 | 0 | 18 | 0 | 0 | 0 | 0 | 18 | 0 | 0 | 18 | 0 | 0 | 0 | 0 | 18 | 0 | 0 | 18 | 0 | 0 | 0 | 0 | 18 | 0 | 0 | 18 | 0 | 0 | 0 | 0 | 18 | 0 | 0 | 18 | 0 | 0 | 0 | 0
19 | 0 | 0 | 19 | 0 | 0 | 0 | 0 | 19 | 0 | 0 | 19 | 0 | 0 | 0 | 0 | 19 | 0 | 0 | 19 | 0 | 0 | 0 | 0 | 19 | 0 | 0 | 19 | 0 | 0 | 0 | 0 | 19 | 0 | 0 | 19 | 0 | 0 | 0 | 0 | 19 | 0 | 0 | 19 | 0 | 0 | 0 | 0
20 | 0 | 0 | 20 | 0 | 0 | 0 | 0 | 20 | 0 | 0 | 20 | 0 | 0 | 0 | 0 | 20 | 0 | 0 | 20 | 0 | 0 | 0 | 0 | 20 | 0 | 0 | 20 | 0 | 0 | 0 | 0 | 20 | 0 | 0 | 20 | 0 | 0 | 0 | 0 | 20 | 0 | 0 | 20 | 0 | 0 | 0 | 0
21 | 0 | 0 | 21 | 0 | 0 | 0 | 0 | 21 | 0 | 0 | 21 | 0 | 0 | 0 | 0 | 21 | 0 | 0 | 21 | 0 | 0 | 0 | 0 | 21 | 0 | 0 | 21 | 0 | 0 | 0 | 0 | 21 | 0 | 0 | 21 | 0 | 0 | 0 | 0 | 21 | 0 | 0 | 21 | 0 | 0 | 0 | 0
22 | 0 | 0 | 22 | 0 | 0 | 0 | 0 | 22 | 0 | 0 | 22 | 0 | 0 | 0 | 0 | 22 | 0 | 0 | 22 | 0 | 0 | 0 | 0 | 22 | 0 | 0 | 22 | 0 | 0 | 0 | 0 | 22 | 0 | 0 | 22 | 0 | 0 | 0 | 0 | 22 | 0 | 0 | 22 | 0 | 0 | 0 | 0
23 | 0 | 0 | 23 | 0 | 0 | 0 | 0 | 23 | 0 | 0 | 23 | 0 | 0 | 0 | 0 | 23 | 0 | 0 | 23 | 0 | 0 | 0 | 0 | 23 | 0 | 0 | 23 | 0 | 0 | 0 | 0 | 23 | 0 | 0 | 23 | 0 | 0 | 0 | 0 | 23 | 0 | 0 | 23 | 0 | 0 | 0 | 0
24 | 0 | 0 | 24 | 0 | 0 | 0 | 0 | 24 | 0 | 0 | 24 | 0 | 0 | 0 | 0 | 24 | 0 | 0 | 24 | 0 | 0 | 0 | 0 | 24 | 0 | 0 | 24 | 0 | 0 | 0 | 0 | 24 | 0 | 0 | 24 | 0 | 0 | 0 | 0 | 24 | 0 | 0 | 24 | 0 | 0 | 0 | 0
25 | 0 | 0 | 25 | 0 | 0 | 0 | 0 | 25 | 0 | 0 | 25 | 0 | 0 | 0 | 0 | 25 | 0 | 0 | 25 | 0 | 0 | 0 | 0 | 25 | 0 | 0 | 25 | 0 | 0 | 0 | 0 | 25 | 0 | 0 | 25 | 0 | 0 | 0 | 0 | 25 | 0 | 0 | 25 | 0 | 0 | 0 | 0
26 | 0 | 0 | 26 | 0 | 0 | 0 | 0 | 26 | 0 | 0 | 26 | 0 | 0 | 0 | 0 | 26 | 0 | 0 | 26 | 0 | 0 | 0 | 0 | 26 | 0 | 0 | 26 | 0 | 0 | 0 | 0 | 26 | 0 | 0 | 26 | 0 | 0 | 0 | 0 | 26 | 0 | 0 | 26 | 0 | 0 | 0 | 0
27 | 0 | 0 | 27 | 0 | 0 | 0 | 0 | 27 | 0 | 0 | 27 | 0 | 0 | 0 | 0 | 27 | 0 | 0 | 27 | 0 | 0 | 0 | 0 | 27 | 0 | 0 | 27 | 0 | 0 | 0 | 0 | 27 | 0 | 0 | 27 | 0 | 0 | 0 | 0 | 27 | 0 | 0 | 27 | 0 | 0 | 0 | 0
28 | 0 | 0 | 28 | 0 | 0 | 0 | 0 | 28 | 0 | 0 | 28 | 0 | 0 | 0 | 0 | 28 | 0 | 0 | 28 | 0 | 0 | 0 | 0 | 28 | 0 | 0 | 28 | 0 | 0 | 0 | 0 | 28 | 0 | 0 | 28 | 0 | 0 | 0 | 0 | 28 | 0 | 0 | 28 | 0 | 0 | 0 | 0
29 | 0 | 0 | 29 | 0 | 0 | 0 | 0 | 29 | 0 | 0 | 29 | 0 | 0 | 0 | 0 | 29 | 0 | 0 | 29 | 0 | 0 | 0 | 0 | 29 | 0 | 0 | 29 | 0 | 0 | 0 | 0 | 29 | 0 | 0 | 29 | 0 | 0 | 0 | 0 | 29 | 0 | 0 | 29 | 0 | 0 | 0 | 0
30 | 0 | 0 | 30 | 0 | 0 | -316.0445 | 0 | 30 | 0 | 0 | 30 | 0 | 0 | -24549.5856 | 0 | 30 | 0 | 0 | 30 | 0 | 0 | -821.5528 | 0 | 30 | 0 | 0 | 30 | 0 | 0 | -4050.0049 | 0 | 30 | 0 | 0 | 30 | 0 | 0 | -892.9748 | 0 | 30 | 0 | 0 | 30 | 0 | 0 | -1144.207 | 0
31 | 0 | 0 | 31 | 0 | 0 |  | 0 | 31 | 0 | 0 | 31 | 0 | 0 |  | 0 | 31 | 0 | 0 | 31 | 0 | 0 |  | 0 | 31 | 0 | 0 | 31 | 0 | 0 |  | 0 | 31 | 0 | 0 | 31 | 0 | 0 |  | 0 | 31 | 0 | 0 | 31 | 0 | 0 |  | 0
32 | 0 | 0 | 32 | 0 | 0 |  | 0 | 32 | 0 | 0 | 32 | 0 | 0 |  | 0 | 32 | 0 | 0 | 32 | 0 | 0 |  | 0 | 32 | 0 | 0 | 32 | 0 | 0 |  | 0 | 32 | 0 | 0 | 32 | 0 | 0 |  | 0 | 32 | 0 | 0 | 32 | 0 | 0 |  | 0
33 | 0 | 0 | 33 | 0 | 0 |  | 0 | 33 | 0 | 0 | 33 | 0 | 0 |  | 0 | 33 | 0 | 0 | 33 | 0 | 0 |  | 0 | 33 | 0 | 0 | 33 | 0 | 0 |  | 0 | 33 | 0 | 0 | 33 | 0 | 0 |  | 0 | 33 | 0 | 0 | 33 | 0 | 0 |  | 0
34 | 0 | 0 | 34 | 0 | 0 |  | 0 | 34 | 0 | 0 | 34 | 0 | 0 |  | 0 | 34 | 0 | 0 | 34 | 0 | 0 |  | 0 | 34 | 0 | 0 | 34 | 0 | 0 |  | 0 | 34 | 0 | 0 | 34 | 0 | 0 |  | 0 | 34 | 0 | 0 | 34 | 0 | 0 |  | 0
35 | 0 | 0 | 35 | 0 | 0 |  | 0 | 35 | 0 | 0 | 35 | 0 | 0 |  | 0 | 35 | 0 | 0 | 35 | 0 | 0 |  | 0 | 35 | 0 | 0 | 35 | 0 | 0 |  | 0 | 35 | 0 | 0 | 35 | 0 | 0 |  | 0 | 35 | 0 | 0 | 35 | 0 | 0 |  | 0
36 | 0 | 0 | 36 | 0 | 0 |  | 0 | 36 | 0 | 0 | 36 | 0 | 0 |  | 0 | 36 | 0 | 0 | 36 | 0 | 0 |  | 0 | 36 | 0 | 0 | 36 | 0 | 0 |  | 0 | 36 | 0 | 0 | 36 | 0 | 0 |  | 0 | 36 | 0 | 0 | 36 | 0 | 0 |  | 0
37 | 0 | 0 | 37 | 0 | 0 |  | 0 | 37 | 0 | 0 | 37 | 0 | 0 |  | 0 | 37 | 0 | 0 | 37 | 0 | 0 |  | 0 | 37 | 0 | 0 | 37 | 0 | 0 |  | 0 | 37 | 0 | 0 | 37 | 0 | 0 |  | 0 | 37 | 0 | 0 | 37 | 0 | 0 |  | 0
38 | 0 | 0 | 38 | 0 | 0 |  | 0 | 38 | 0 | 0 | 38 | 0 | 0 |  | 0 | 38 | 0 | 0 | 38 | 0 | 0 |  | 0 | 38 | 0 | 0 | 38 | 0 | 0 |  | 0 | 38 | 0 | 0 | 38 | 0 | 0 |  | 0 | 38 | 0 | 0 | 38 | 0 | 0 |  | 0
39 | 0 | 0 | 39 | 0 | 0 |  | 0 | 39 | 0 | 0 | 39 | 0 | 0 |  | 0 | 39 | 0 | 0 | 39 | 0 | 0 |  | 0 | 39 | 0 | 0 | 39 | 0 | 0 |  | 0 | 39 | 0 | 0 | 39 | 0 | 0 |  | 0 | 39 | 0 | 0 | 39 | 0 | 0 |  | 0
40 | 53042.092 | 0 | 40 | 54306.2701 | 0 |  | 0 | 40 | 4120183.1443 | 0 | 40 | 4218381.4868 | 0 |  | 0 | 40 | 115441.7207 | 0 | 40 | 118727.9318 | 0 |  | 0 | 40 | 780276.3745 | 0 | 40 | 796476.3943 | 0 |  | 0 | 40 | 162610.0415 | 0 | 40 | 166181.9409 | 0 |  | 0 | 40 | 263934.5007 | 0 | 40 | 268511.3286 | 0 |  | 0
Residual Year 30 |  | -13260.523 | Residual Year 30 |  | -13576.5675 |  | -316.0445 | Residual Year 30 |  | -1030045.7861 | Residual Year 30 |  | -1054595.3717 |  | -24549.5856 | Residual Year 30 |  | -28860.4302 | Residual Year 30 |  | -29681.9829 |  | -821.5528 | Residual Year 30 |  | -195069.0936 | Residual Year 30 |  | -199119.0986 |  | -4050.0049 | Residual Year 30 |  | -40652.5104 | Residual Year 30 |  | -41545.4852 |  | -892.9748 | Residual Year 30 |  | -65983.6252 | Residual Year 30 |  | -67127.8322 |  | -1144.207
Residual Year 40 |  | 0 | Residual Year 40 |  | 0 |  | 0 | Residual Year 40 |  | 0 | Residual Year 40 |  | 0 |  | 0 | Residual Year 40 |  | 0 | Residual Year 40 |  | 0 |  | 0 | Residual Year 40 |  | 0 | Residual Year 40 |  | 0 |  | 0 | Residual Year 40 |  | 0 | Residual Year 40 |  | 0 |  | 0 | Residual Year 40 |  | 0 | Residual Year 40 |  | 0 |  | 0
Small Office | [7 empty] | Large Office | [7 empty] | Standalone Retail | [7 empty] | Primary School | [7 empty] | Small Hotel | [7 empty] | Mid-rise Apartment
CZ_2 | 3A | [6 empty] | CZ_2 | 3A | [6 empty] | CZ_2 | 3A | [6 empty] | CZ_2 | 3A | [6 empty] | CZ_2 | 3A | [6 empty] | CZ_2 | 3A
Category | All Costs, First Replacement Only | With Repeated Replacements | Category | Replacement First Year | With Repeated Replacements | 30 Year | 40 Year | Category | All Costs, First Replacement Only | With Repeated Replacements | Category | Replacement First Year | With Repeated Replacements | 30 Year | 40 Year | Category | All Costs, First Replacement Only | With Repeated Replacements | Category | Replacement First Year | With Repeated Replacements | 30 Year | 40 Year | Category | All Costs, First Replacement Only | With Repeated Replacements | Category | Replacement First Year | With Repeated Replacements | 30 Year | 40 Year | Category | All Costs, First Replacement Only | With Repeated Replacements | Category | Replacement First Year | With Repeated Replacements | 30 Year | 40 Year | Category | All Costs, First Replacement Only | With Repeated Replacements | Category | Replacement First Year | With Repeated Replacements | 30 Year | 40 Year
New Construction | 37414.875 | 37414.875 | New Construction | 37623.8726 | 37623.8726 | 208.9976 | 208.9976 | New Construction | 2906298.2144 | 2906298.2144 | New Construction | 2922532.6501 | 2922532.6501 | 16234.4356 | 16234.4356 | New Construction | 90630.1241 | 90630.1241 | New Construction | 91773.3666 | 91773.3666 | 1143.2425 | 1143.2425 | New Construction | 585614.8152 | 585614.8152 | New Construction | 587497.7009 | 587497.7009 | 1882.8857 | 1882.8857 | New Construction | 117377.0219 | 117377.0219 | New Construction | 118219.2699 | 118219.2699 | 842.248 | 842.248 | New Construction | 201967.9156 | 201967.9156 | New Construction | 202703.7572 | 202703.7572 | 735.8416 | 735.8416
Maintenance | 0 | 0 | Maintenance | 0 | 0 | 0 | 0 | Maintenance | 0 | 0 | Maintenance | 0 | 0 | 0 | 0 | Maintenance | 0 | 0 | Maintenance | 0 | 0 | 0 | 0 | Maintenance | 0 | 0 | Maintenance | 0 | 0 | 0 | 0 | Maintenance | 0 | 0 | Maintenance | 0 | 0 | 0 | 0 | Maintenance | 0 | 0 | Maintenance | 0 | 0 | 0 | 0
Replacement - Year |  |  | Replacement - Year |  |  | 0 | 0 | Replacement - Year |  |  | Replacement - Year |  |  |  |  | Replacement - Year |  |  | Replacement - Year |  |  |  |  | Replacement - Year |  |  | Replacement - Year |  |  |  |  | Replacement - Year |  |  | Replacement - Year |  |  |  |  | Replacement - Year |  |  | Replacement - Year
1 | 0 | 0 | 1 | 0 | 0 | 0 | 0 | 1 | 0 | 0 | 1 | 0 | 0 | 0 | 0 | 1 | 0 | 0 | 1 | 0 | 0 | 0 | 0 | 1 | 0 | 0 | 1 | 0 | 0 | 0 | 0 | 1 | 0 | 0 | 1 | 0 | 0 | 0 | 0 | 1 | 0 | 0 | 1 | 0 | 0 | 0 | 0
2 | 0 | 0 | 2 | 0 | 0 | 0 | 0 | 2 | 0 | 0 | 2 | 0 | 0 | 0 | 0 | 2 | 0 | 0 | 2 | 0 | 0 | 0 | 0 | 2 | 0 | 0 | 2 | 0 | 0 | 0 | 0 | 2 | 0 | 0 | 2 | 0 | 0 | 0 | 0 | 2 | 0 | 0 | 2 | 0 | 0 | 0 | 0
3 | 0 | 0 | 3 | 0 | 0 | 0 | 0 | 3 | 0 | 0 | 3 | 0 | 0 | 0 | 0 | 3 | 0 | 0 | 3 | 0 | 0 | 0 | 0 | 3 | 0 | 0 | 3 | 0 | 0 | 0 | 0 | 3 | 0 | 0 | 3 | 0 | 0 | 0 | 0 | 3 | 0 | 0 | 3 | 0 | 0 | 0 | 0
4 | 0 | 0 | 4 | 0 | 0 | 0 | 0 | 4 | 0 | 0 | 4 | 0 | 0 | 0 | 0 | 4 | 0 | 0 | 4 | 0 | 0 | 0 | 0 | 4 | 0 | 0 | 4 | 0 | 0 | 0 | 0 | 4 | 0 | 0 | 4 | 0 | 0 | 0 | 0 | 4 | 0 | 0 | 4 | 0 | 0 | 0 | 0
5 | 0 | 0 | 5 | 0 | 0 | 0 | 0 | 5 | 0 | 0 | 5 | 0 | 0 | 0 | 0 | 5 | 0 | 0 | 5 | 0 | 0 | 0 | 0 | 5 | 0 | 0 | 5 | 0 | 0 | 0 | 0 | 5 | 0 | 0 | 5 | 0 | 0 | 0 | 0 | 5 | 0 | 0 | 5 | 0 | 0 | 0 | 0
6 | 0 | 0 | 6 | 0 | 0 | 0 | 0 | 6 | 0 | 0 | 6 | 0 | 0 | 0 | 0 | 6 | 0 | 0 | 6 | 0 | 0 | 0 | 0 | 6 | 0 | 0 | 6 | 0 | 0 | 0 | 0 | 6 | 0 | 0 | 6 | 0 | 0 | 0 | 0 | 6 | 0 | 0 | 6 | 0 | 0 | 0 | 0
7 | 0 | 0 | 7 | 0 | 0 | 0 | 0 | 7 | 0 | 0 | 7 | 0 | 0 | 0 | 0 | 7 | 0 | 0 | 7 | 0 | 0 | 0 | 0 | 7 | 0 | 0 | 7 | 0 | 0 | 0 | 0 | 7 | 0 | 0 | 7 | 0 | 0 | 0 | 0 | 7 | 0 | 0 | 7 | 0 | 0 | 0 | 0
8 | 0 | 0 | 8 | 0 | 0 | 0 | 0 | 8 | 0 | 0 | 8 | 0 | 0 | 0 | 0 | 8 | 0 | 0 | 8 | 0 | 0 | 0 | 0 | 8 | 0 | 0 | 8 | 0 | 0 | 0 | 0 | 8 | 0 | 0 | 8 | 0 | 0 | 0 | 0 | 8 | 0 | 0 | 8 | 0 | 0 | 0 | 0
9 | 0 | 0 | 9 | 0 | 0 | 0 | 0 | 9 | 0 | 0 | 9 | 0 | 0 | 0 | 0 | 9 | 0 | 0 | 9 | 0 | 0 | 0 | 0 | 9 | 0 | 0 | 9 | 0 | 0 | 0 | 0 | 9 | 0 | 0 | 9 | 0 | 0 | 0 | 0 | 9 | 0 | 0 | 9 | 0 | 0 | 0 | 0
10 | 0 | 0 | 10 | 0 | 0 | 0 | 0 | 10 | 0 | 0 | 10 | 0 | 0 | 0 | 0 | 10 | 0 | 0 | 10 | 0 | 0 | 0 | 0 | 10 | 0 | 0 | 10 | 0 | 0 | 0 | 0 | 10 | 0 | 0 | 10 | 0 | 0 | 0 | 0 | 10 | 0 | 0 | 10 | 0 | 0 | 0 | 0
11 | 0 | 0 | 11 | 0 | 0 | 0 | 0 | 11 | 0 | 0 | 11 | 0 | 0 | 0 | 0 | 11 | 0 | 0 | 11 | 0 | 0 | 0 | 0 | 11 | 0 | 0 | 11 | 0 | 0 | 0 | 0 | 11 | 0 | 0 | 11 | 0 | 0 | 0 | 0 | 11 | 0 | 0 | 11 | 0 | 0 | 0 | 0
12 | 0 | 0 | 12 | 0 | 0 | 0 | 0 | 12 | 0 | 0 | 12 | 0 | 0 | 0 | 0 | 12 | 0 | 0 | 12 | 0 | 0 | 0 | 0 | 12 | 0 | 0 | 12 | 0 | 0 | 0 | 0 | 12 | 0 | 0 | 12 | 0 | 0 | 0 | 0 | 12 | 0 | 0 | 12 | 0 | 0 | 0 | 0
13 | 0 | 0 | 13 | 0 | 0 | 0 | 0 | 13 | 0 | 0 | 13 | 0 | 0 | 0 | 0 | 13 | 0 | 0 | 13 | 0 | 0 | 0 | 0 | 13 | 0 | 0 | 13 | 0 | 0 | 0 | 0 | 13 | 0 | 0 | 13 | 0 | 0 | 0 | 0 | 13 | 0 | 0 | 13 | 0 | 0 | 0 | 0
14 | 0 | 0 | 14 | 0 | 0 | 0 | 0 | 14 | 0 | 0 | 14 | 0 | 0 | 0 | 0 | 14 | 0 | 0 | 14 | 0 | 0 | 0 | 0 | 14 | 0 | 0 | 14 | 0 | 0 | 0 | 0 | 14 | 0 | 0 | 14 | 0 | 0 | 0 | 0 | 14 | 0 | 0 | 14 | 0 | 0 | 0 | 0
15 | 0 | 0 | 15 | 0 | 0 | 0 | 0 | 15 | 0 | 0 | 15 | 0 | 0 | 0 | 0 | 15 | 0 | 0 | 15 | 0 | 0 | 0 | 0 | 15 | 0 | 0 | 15 | 0 | 0 | 0 | 0 | 15 | 0 | 0 | 15 | 0 | 0 | 0 | 0 | 15 | 0 | 0 | 15 | 0 | 0 | 0 | 0
16 | 0 | 0 | 16 | 0 | 0 | 0 | 0 | 16 | 0 | 0 | 16 | 0 | 0 | 0 | 0 | 16 | 0 | 0 | 16 | 0 | 0 | 0 | 0 | 16 | 0 | 0 | 16 | 0 | 0 | 0 | 0 | 16 | 0 | 0 | 16 | 0 | 0 | 0 | 0 | 16 | 0 | 0 | 16 | 0 | 0 | 0 | 0
17 | 0 | 0 | 17 | 0 | 0 | 0 | 0 | 17 | 0 | 0 | 17 | 0 | 0 | 0 | 0 | 17 | 0 | 0 | 17 | 0 | 0 | 0 | 0 | 17 | 0 | 0 | 17 | 0 | 0 | 0 | 0 | 17 | 0 | 0 | 17 | 0 | 0 | 0 | 0 | 17 | 0 | 0 | 17 | 0 | 0 | 0 | 0
18 | 0 | 0 | 18 | 0 | 0 | 0 | 0 | 18 | 0 | 0 | 18 | 0 | 0 | 0 | 0 | 18 | 0 | 0 | 18 | 0 | 0 | 0 | 0 | 18 | 0 | 0 | 18 | 0 | 0 | 0 | 0 | 18 | 0 | 0 | 18 | 0 | 0 | 0 | 0 | 18 | 0 | 0 | 18 | 0 | 0 | 0 | 0
19 | 0 | 0 | 19 | 0 | 0 | 0 | 0 | 19 | 0 | 0 | 19 | 0 | 0 | 0 | 0 | 19 | 0 | 0 | 19 | 0 | 0 | 0 | 0 | 19 | 0 | 0 | 19 | 0 | 0 | 0 | 0 | 19 | 0 | 0 | 19 | 0 | 0 | 0 | 0 | 19 | 0 | 0 | 19 | 0 | 0 | 0 | 0
20 | 0 | 0 | 20 | 0 | 0 | 0 | 0 | 20 | 0 | 0 | 20 | 0 | 0 | 0 | 0 | 20 | 0 | 0 | 20 | 0 | 0 | 0 | 0 | 20 | 0 | 0 | 20 | 0 | 0 | 0 | 0 | 20 | 0 | 0 | 20 | 0 | 0 | 0 | 0 | 20 | 0 | 0 | 20 | 0 | 0 | 0 | 0
21 | 0 | 0 | 21 | 0 | 0 | 0 | 0 | 21 | 0 | 0 | 21 | 0 | 0 | 0 | 0 | 21 | 0 | 0 | 21 | 0 | 0 | 0 | 0 | 21 | 0 | 0 | 21 | 0 | 0 | 0 | 0 | 21 | 0 | 0 | 21 | 0 | 0 | 0 | 0 | 21 | 0 | 0 | 21 | 0 | 0 | 0 | 0
22 | 0 | 0 | 22 | 0 | 0 | 0 | 0 | 22 | 0 | 0 | 22 | 0 | 0 | 0 | 0 | 22 | 0 | 0 | 22 | 0 | 0 | 0 | 0 | 22 | 0 | 0 | 22 | 0 | 0 | 0 | 0 | 22 | 0 | 0 | 22 | 0 | 0 | 0 | 0 | 22 | 0 | 0 | 22 | 0 | 0 | 0 | 0
23 | 0 | 0 | 23 | 0 | 0 | 0 | 0 | 23 | 0 | 0 | 23 | 0 | 0 | 0 | 0 | 23 | 0 | 0 | 23 | 0 | 0 | 0 | 0 | 23 | 0 | 0 | 23 | 0 | 0 | 0 | 0 | 23 | 0 | 0 | 23 | 0 | 0 | 0 | 0 | 23 | 0 | 0 | 23 | 0 | 0 | 0 | 0
24 | 0 | 0 | 24 | 0 | 0 | 0 | 0 | 24 | 0 | 0 | 24 | 0 | 0 | 0 | 0 | 24 | 0 | 0 | 24 | 0 | 0 | 0 | 0 | 24 | 0 | 0 | 24 | 0 | 0 | 0 | 0 | 24 | 0 | 0 | 24 | 0 | 0 | 0 | 0 | 24 | 0 | 0 | 24 | 0 | 0 | 0 | 0
25 | 0 | 0 | 25 | 0 | 0 | 0 | 0 | 25 | 0 | 0 | 25 | 0 | 0 | 0 | 0 | 25 | 0 | 0 | 25 | 0 | 0 | 0 | 0 | 25 | 0 | 0 | 25 | 0 | 0 | 0 | 0 | 25 | 0 | 0 | 25 | 0 | 0 | 0 | 0 | 25 | 0 | 0 | 25 | 0 | 0 | 0 | 0
26 | 0 | 0 | 26 | 0 | 0 | 0 | 0 | 26 | 0 | 0 | 26 | 0 | 0 | 0 | 0 | 26 | 0 | 0 | 26 | 0 | 0 | 0 | 0 | 26 | 0 | 0 | 26 | 0 | 0 | 0 | 0 | 26 | 0 | 0 | 26 | 0 | 0 | 0 | 0 | 26 | 0 | 0 | 26 | 0 | 0 | 0 | 0
27 | 0 | 0 | 27 | 0 | 0 | 0 | 0 | 27 | 0 | 0 | 27 | 0 | 0 | 0 | 0 | 27 | 0 | 0 | 27 | 0 | 0 | 0 | 0 | 27 | 0 | 0 | 27 | 0 | 0 | 0 | 0 | 27 | 0 | 0 | 27 | 0 | 0 | 0 | 0 | 27 | 0 | 0 | 27 | 0 | 0 | 0 | 0
28 | 0 | 0 | 28 | 0 | 0 | 0 | 0 | 28 | 0 | 0 | 28 | 0 | 0 | 0 | 0 | 28 | 0 | 0 | 28 | 0 | 0 | 0 | 0 | 28 | 0 | 0 | 28 | 0 | 0 | 0 | 0 | 28 | 0 | 0 | 28 | 0 | 0 | 0 | 0 | 28 | 0 | 0 | 28 | 0 | 0 | 0 | 0
29 | 0 | 0 | 29 | 0 | 0 | 0 | 0 | 29 | 0 | 0 | 29 | 0 | 0 | 0 | 0 | 29 | 0 | 0 | 29 | 0 | 0 | 0 | 0 | 29 | 0 | 0 | 29 | 0 | 0 | 0 | 0 | 29 | 0 | 0 | 29 | 0 | 0 | 0 | 0 | 29 | 0 | 0 | 29 | 0 | 0 | 0 | 0
30 | 0 | 0 | 30 | 0 | 0 | -230.0722 | 0 | 30 | 0 | 0 | 30 | 0 | 0 | -17871.4569 | 0 | 30 | 0 | 0 | 30 | 0 | 0 | -719.3148 | 0 | 30 | 0 | 0 | 30 | 0 | 0 | -3143.4342 | 0 | 30 | 0 | 0 | 30 | 0 | 0 | -758.5203 | 0 | 30 | 0 | 0 | 30 | 0 | 0 | -1086.9209 | 0
31 | 0 | 0 | 31 | 0 | 0 |  | 0 | 31 | 0 | 0 | 31 | 0 | 0 |  | 0 | 31 | 0 | 0 | 31 | 0 | 0 |  | 0 | 31 | 0 | 0 | 31 | 0 | 0 |  | 0 | 31 | 0 | 0 | 31 | 0 | 0 |  | 0 | 31 | 0 | 0 | 31 | 0 | 0 |  | 0
32 | 0 | 0 | 32 | 0 | 0 |  | 0 | 32 | 0 | 0 | 32 | 0 | 0 |  | 0 | 32 | 0 | 0 | 32 | 0 | 0 |  | 0 | 32 | 0 | 0 | 32 | 0 | 0 |  | 0 | 32 | 0 | 0 | 32 | 0 | 0 |  | 0 | 32 | 0 | 0 | 32 | 0 | 0 |  | 0
33 | 0 | 0 | 33 | 0 | 0 |  | 0 | 33 | 0 | 0 | 33 | 0 | 0 |  | 0 | 33 | 0 | 0 | 33 | 0 | 0 |  | 0 | 33 | 0 | 0 | 33 | 0 | 0 |  | 0 | 33 | 0 | 0 | 33 | 0 | 0 |  | 0 | 33 | 0 | 0 | 33 | 0 | 0 |  | 0
34 | 0 | 0 | 34 | 0 | 0 |  | 0 | 34 | 0 | 0 | 34 | 0 | 0 |  | 0 | 34 | 0 | 0 | 34 | 0 | 0 |  | 0 | 34 | 0 | 0 | 34 | 0 | 0 |  | 0 | 34 | 0 | 0 | 34 | 0 | 0 |  | 0 | 34 | 0 | 0 | 34 | 0 | 0 |  | 0
35 | 0 | 0 | 35 | 0 | 0 |  | 0 | 35 | 0 | 0 | 35 | 0 | 0 |  | 0 | 35 | 0 | 0 | 35 | 0 | 0 |  | 0 | 35 | 0 | 0 | 35 | 0 | 0 |  | 0 | 35 | 0 | 0 | 35 | 0 | 0 |  | 0 | 35 | 0 | 0 | 35 | 0 | 0 |  | 0
36 | 0 | 0 | 36 | 0 | 0 |  | 0 | 36 | 0 | 0 | 36 | 0 | 0 |  | 0 | 36 | 0 | 0 | 36 | 0 | 0 |  | 0 | 36 | 0 | 0 | 36 | 0 | 0 |  | 0 | 36 | 0 | 0 | 36 | 0 | 0 |  | 0 | 36 | 0 | 0 | 36 | 0 | 0 |  | 0
37 | 0 | 0 | 37 | 0 | 0 |  | 0 | 37 | 0 | 0 | 37 | 0 | 0 |  | 0 | 37 | 0 | 0 | 37 | 0 | 0 |  | 0 | 37 | 0 | 0 | 37 | 0 | 0 |  | 0 | 37 | 0 | 0 | 37 | 0 | 0 |  | 0 | 37 | 0 | 0 | 37 | 0 | 0 |  | 0
38 | 0 | 0 | 38 | 0 | 0 |  | 0 | 38 | 0 | 0 | 38 | 0 | 0 |  | 0 | 38 | 0 | 0 | 38 | 0 | 0 |  | 0 | 38 | 0 | 0 | 38 | 0 | 0 |  | 0 | 38 | 0 | 0 | 38 | 0 | 0 |  | 0 | 38 | 0 | 0 | 38 | 0 | 0 |  | 0
39 | 0 | 0 | 39 | 0 | 0 |  | 0 | 39 | 0 | 0 | 39 | 0 | 0 |  | 0 | 39 | 0 | 0 | 39 | 0 | 0 |  | 0 | 39 | 0 | 0 | 39 | 0 | 0 |  | 0 | 39 | 0 | 0 | 39 | 0 | 0 |  | 0 | 39 | 0 | 0 | 39 | 0 | 0 |  | 0
40 | 53668.281 | 0 | 40 | 54588.5696 | 0 |  | 0 | 40 | 4168824.0111 | 0 | 40 | 4240309.8385 | 0 |  | 0 | 40 | 130166.72 | 0 | 40 | 133043.9791 | 0 |  | 0 | 40 | 793397.7597 | 0 | 40 | 805971.4966 | 0 |  | 0 | 40 | 163675.484 | 0 | 40 | 166709.5652 | 0 |  | 0 | 40 | 265162.2814 | 0 | 40 | 269509.9649 | 0 |  | 0
Residual Year 30 |  | -13417.0702 | Residual Year 30 |  | -13647.1424 |  | -230.0722 | Residual Year 30 |  | -1042206.0028 | Residual Year 30 |  | -1060077.4596 |  | -17871.4569 | Residual Year 30 |  | -32541.68 | Residual Year 30 |  | -33260.9948 |  | -719.3148 | Residual Year 30 |  | -198349.4399 | Residual Year 30 |  | -201492.8741 |  | -3143.4342 | Residual Year 30 |  | -40918.871 | Residual Year 30 |  | -41677.3913 |  | -758.5203 | Residual Year 30 |  | -66290.5704 | Residual Year 30 |  | -67377.4912 |  | -1086.9209
Residual Year 40 |  | 0 | Residual Year 40 |  | 0 |  | 0 | Residual Year 40 |  | 0 | Residual Year 40 |  | 0 |  | 0 | Residual Year 40 |  | 0 | Residual Year 40 |  | 0 |  | 0 | Residual Year 40 |  | 0 | Residual Year 40 |  | 0 |  | 0 | Residual Year 40 |  | 0 | Residual Year 40 |  | 0 |  | 0 | Residual Year 40 |  | 0 | Residual Year 40 |  | 0 |  | 0
Small Office | [7 empty] | Large Office | [7 empty] | Standalone Retail | [7 empty] | Primary School | [7 empty] | Small Hotel | [7 empty] | Mid-rise Apartment
CZ_3 | 3B | [6 empty] | CZ_3 | 3B | [6 empty] | CZ_3 | 3B | [6 empty] | CZ_3 | 3B | [6 empty] | CZ_3 | 3B | [6 empty] | CZ_3 | 3B
Category | All Costs, First Replacement Only | With Repeated Replacements | Category | Replacement First Year | With Repeated Replacements | 30 Year | 40 Year | Category | All Costs, First Replacement Only | With Repeated Replacements | Category | Replacement First Year | With Repeated Replacements | 30 Year | 40 Year | Category | All Costs, First Replacement Only | With Repeated Replacements | Category | Replacement First Year | With Repeated Replacements | 30 Year | 40 Year | Category | All Costs, First Replacement Only | With Repeated Replacements | Category | Replacement First Year | With Repeated Replacements | 30 Year | 40 Year | Category | All Costs, First Replacement Only | With Repeated Replacements | Category | Replacement First Year | With Repeated Replacements | 30 Year | 40 Year | Category | All Costs, First Replacement Only | With Repeated Replacements | Category | Replacement First Year | With Repeated Replacements | 30 Year | 40 Year
New Construction | 37414.875 | 37414.875 | New Construction | 37623.8726 | 37623.8726 | 208.9976 | 208.9976 | New Construction | 2906298.2144 | 2906298.2144 | New Construction | 2922532.6501 | 2922532.6501 | 16234.4356 | 16234.4356 | New Construction | 90630.1241 | 90630.1241 | New Construction | 91773.3666 | 91773.3666 | 1143.2425 | 1143.2425 | New Construction | 585614.8152 | 585614.8152 | New Construction | 587497.7009 | 587497.7009 | 1882.8857 | 1882.8857 | New Construction | 117377.0219 | 117377.0219 | New Construction | 118219.2699 | 118219.2699 | 842.248 | 842.248 | New Construction | 201967.9156 | 201967.9156 | New Construction | 202703.7572 | 202703.7572 | 735.8416 | 735.8416
Maintenance | 0 | 0 | Maintenance | 0 | 0 | 0 | 0 | Maintenance | 0 | 0 | Maintenance | 0 | 0 | 0 | 0 | Maintenance | 0 | 0 | Maintenance | 0 | 0 | 0 | 0 | Maintenance | 0 | 0 | Maintenance | 0 | 0 | 0 | 0 | Maintenance | 0 | 0 | Maintenance | 0 | 0 | 0 | 0 | Maintenance | 0 | 0 | Maintenance | 0 | 0 | 0 | 0
Replacement - Year |  |  | Replacement - Year |  |  | 0 | 0 | Replacement - Year |  |  | Replacement - Year |  |  |  |  | Replacement - Year |  |  | Replacement - Year |  |  |  |  | Replacement - Year |  |  | Replacement - Year |  |  |  |  | Replacement - Year |  |  | Replacement - Year |  |  |  |  | Replacement - Year |  |  | Replacement - Year
1 | 0 | 0 | 1 | 0 | 0 | 0 | 0 | 1 | 0 | 0 | 1 | 0 | 0 | 0 | 0 | 1 | 0 | 0 | 1 | 0 | 0 | 0 | 0 | 1 | 0 | 0 | 1 | 0 | 0 | 0 | 0 | 1 | 0 | 0 | 1 | 0 | 0 | 0 | 0 | 1 | 0 | 0 | 1 | 0 | 0 | 0 | 0
2 | 0 | 0 | 2 | 0 | 0 | 0 | 0 | 2 | 0 | 0 | 2 | 0 | 0 | 0 | 0 | 2 | 0 | 0 | 2 | 0 | 0 | 0 | 0 | 2 | 0 | 0 | 2 | 0 | 0 | 0 | 0 | 2 | 0 | 0 | 2 | 0 | 0 | 0 | 0 | 2 | 0 | 0 | 2 | 0 | 0 | 0 | 0
3 | 0 | 0 | 3 | 0 | 0 | 0 | 0 | 3 | 0 | 0 | 3 | 0 | 0 | 0 | 0 | 3 | 0 | 0 | 3 | 0 | 0 | 0 | 0 | 3 | 0 | 0 | 3 | 0 | 0 | 0 | 0 | 3 | 0 | 0 | 3 | 0 | 0 | 0 | 0 | 3 | 0 | 0 | 3 | 0 | 0 | 0 | 0
4 | 0 | 0 | 4 | 0 | 0 | 0 | 0 | 4 | 0 | 0 | 4 | 0 | 0 | 0 | 0 | 4 | 0 | 0 | 4 | 0 | 0 | 0 | 0 | 4 | 0 | 0 | 4 | 0 | 0 | 0 | 0 | 4 | 0 | 0 | 4 | 0 | 0 | 0 | 0 | 4 | 0 | 0 | 4 | 0 | 0 | 0 | 0
5 | 0 | 0 | 5 | 0 | 0 | 0 | 0 | 5 | 0 | 0 | 5 | 0 | 0 | 0 | 0 | 5 | 0 | 0 | 5 | 0 | 0 | 0 | 0 | 5 | 0 | 0 | 5 | 0 | 0 | 0 | 0 | 5 | 0 | 0 | 5 | 0 | 0 | 0 | 0 | 5 | 0 | 0 | 5 | 0 | 0 | 0 | 0
6 | 0 | 0 | 6 | 0 | 0 | 0 | 0 | 6 | 0 | 0 | 6 | 0 | 0 | 0 | 0 | 6 | 0 | 0 | 6 | 0 | 0 | 0 | 0 | 6 | 0 | 0 | 6 | 0 | 0 | 0 | 0 | 6 | 0 | 0 | 6 | 0 | 0 | 0 | 0 | 6 | 0 | 0 | 6 | 0 | 0 | 0 | 0
7 | 0 | 0 | 7 | 0 | 0 | 0 | 0 | 7 | 0 | 0 | 7 | 0 | 0 | 0 | 0 | 7 | 0 | 0 | 7 | 0 | 0 | 0 | 0 | 7 | 0 | 0 | 7 | 0 | 0 | 0 | 0 | 7 | 0 | 0 | 7 | 0 | 0 | 0 | 0 | 7 | 0 | 0 | 7 | 0 | 0 | 0 | 0
8 | 0 | 0 | 8 | 0 | 0 | 0 | 0 | 8 | 0 | 0 | 8 | 0 | 0 | 0 | 0 | 8 | 0 | 0 | 8 | 0 | 0 | 0 | 0 | 8 | 0 | 0 | 8 | 0 | 0 | 0 | 0 | 8 | 0 | 0 | 8 | 0 | 0 | 0 | 0 | 8 | 0 | 0 | 8 | 0 | 0 | 0 | 0
9 | 0 | 0 | 9 | 0 | 0 | 0 | 0 | 9 | 0 | 0 | 9 | 0 | 0 | 0 | 0 | 9 | 0 | 0 | 9 | 0 | 0 | 0 | 0 | 9 | 0 | 0 | 9 | 0 | 0 | 0 | 0 | 9 | 0 | 0 | 9 | 0 | 0 | 0 | 0 | 9 | 0 | 0 | 9 | 0 | 0 | 0 | 0
10 | 0 | 0 | 10 | 0 | 0 | 0 | 0 | 10 | 0 | 0 | 10 | 0 | 0 | 0 | 0 | 10 | 0 | 0 | 10 | 0 | 0 | 0 | 0 | 10 | 0 | 0 | 10 | 0 | 0 | 0 | 0 | 10 | 0 | 0 | 10 | 0 | 0 | 0 | 0 | 10 | 0 | 0 | 10 | 0 | 0 | 0 | 0
11 | 0 | 0 | 11 | 0 | 0 | 0 | 0 | 11 | 0 | 0 | 11 | 0 | 0 | 0 | 0 | 11 | 0 | 0 | 11 | 0 | 0 | 0 | 0 | 11 | 0 | 0 | 11 | 0 | 0 | 0 | 0 | 11 | 0 | 0 | 11 | 0 | 0 | 0 | 0 | 11 | 0 | 0 | 11 | 0 | 0 | 0 | 0
12 | 0 | 0 | 12 | 0 | 0 | 0 | 0 | 12 | 0 | 0 | 12 | 0 | 0 | 0 | 0 | 12 | 0 | 0 | 12 | 0 | 0 | 0 | 0 | 12 | 0 | 0 | 12 | 0 | 0 | 0 | 0 | 12 | 0 | 0 | 12 | 0 | 0 | 0 | 0 | 12 | 0 | 0 | 12 | 0 | 0 | 0 | 0
13 | 0 | 0 | 13 | 0 | 0 | 0 | 0 | 13 | 0 | 0 | 13 | 0 | 0 | 0 | 0 | 13 | 0 | 0 | 13 | 0 | 0 | 0 | 0 | 13 | 0 | 0 | 13 | 0 | 0 | 0 | 0 | 13 | 0 | 0 | 13 | 0 | 0 | 0 | 0 | 13 | 0 | 0 | 13 | 0 | 0 | 0 | 0
14 | 0 | 0 | 14 | 0 | 0 | 0 | 0 | 14 | 0 | 0 | 14 | 0 | 0 | 0 | 0 | 14 | 0 | 0 | 14 | 0 | 0 | 0 | 0 | 14 | 0 | 0 | 14 | 0 | 0 | 0 | 0 | 14 | 0 | 0 | 14 | 0 | 0 | 0 | 0 | 14 | 0 | 0 | 14 | 0 | 0 | 0 | 0
15 | 0 | 0 | 15 | 0 | 0 | 0 | 0 | 15 | 0 | 0 | 15 | 0 | 0 | 0 | 0 | 15 | 0 | 0 | 15 | 0 | 0 | 0 | 0 | 15 | 0 | 0 | 15 | 0 | 0 | 0 | 0 | 15 | 0 | 0 | 15 | 0 | 0 | 0 | 0 | 15 | 0 | 0 | 15 | 0 | 0 | 0 | 0
16 | 0 | 0 | 16 | 0 | 0 | 0 | 0 | 16 | 0 | 0 | 16 | 0 | 0 | 0 | 0 | 16 | 0 | 0 | 16 | 0 | 0 | 0 | 0 | 16 | 0 | 0 | 16 | 0 | 0 | 0 | 0 | 16 | 0 | 0 | 16 | 0 | 0 | 0 | 0 | 16 | 0 | 0 | 16 | 0 | 0 | 0 | 0
17 | 0 | 0 | 17 | 0 | 0 | 0 | 0 | 17 | 0 | 0 | 17 | 0 | 0 | 0 | 0 | 17 | 0 | 0 | 17 | 0 | 0 | 0 | 0 | 17 | 0 | 0 | 17 | 0 | 0 | 0 | 0 | 17 | 0 | 0 | 17 | 0 | 0 | 0 | 0 | 17 | 0 | 0 | 17 | 0 | 0 | 0 | 0
18 | 0 | 0 | 18 | 0 | 0 | 0 | 0 | 18 | 0 | 0 | 18 | 0 | 0 | 0 | 0 | 18 | 0 | 0 | 18 | 0 | 0 | 0 | 0 | 18 | 0 | 0 | 18 | 0 | 0 | 0 | 0 | 18 | 0 | 0 | 18 | 0 | 0 | 0 | 0 | 18 | 0 | 0 | 18 | 0 | 0 | 0 | 0
19 | 0 | 0 | 19 | 0 | 0 | 0 | 0 | 19 | 0 | 0 | 19 | 0 | 0 | 0 | 0 | 19 | 0 | 0 | 19 | 0 | 0 | 0 | 0 | 19 | 0 | 0 | 19 | 0 | 0 | 0 | 0 | 19 | 0 | 0 | 19 | 0 | 0 | 0 | 0 | 19 | 0 | 0 | 19 | 0 | 0 | 0 | 0
20 | 0 | 0 | 20 | 0 | 0 | 0 | 0 | 20 | 0 | 0 | 20 | 0 | 0 | 0 | 0 | 20 | 0 | 0 | 20 | 0 | 0 | 0 | 0 | 20 | 0 | 0 | 20 | 0 | 0 | 0 | 0 | 20 | 0 | 0 | 20 | 0 | 0 | 0 | 0 | 20 | 0 | 0 | 20 | 0 | 0 | 0 | 0
21 | 0 | 0 | 21 | 0 | 0 | 0 | 0 | 21 | 0 | 0 | 21 | 0 | 0 | 0 | 0 | 21 | 0 | 0 | 21 | 0 | 0 | 0 | 0 | 21 | 0 | 0 | 21 | 0 | 0 | 0 | 0 | 21 | 0 | 0 | 21 | 0 | 0 | 0 | 0 | 21 | 0 | 0 | 21 | 0 | 0 | 0 | 0
22 | 0 | 0 | 22 | 0 | 0 | 0 | 0 | 22 | 0 | 0 | 22 | 0 | 0 | 0 | 0 | 22 | 0 | 0 | 22 | 0 | 0 | 0 | 0 | 22 | 0 | 0 | 22 | 0 | 0 | 0 | 0 | 22 | 0 | 0 | 22 | 0 | 0 | 0 | 0 | 22 | 0 | 0 | 22 | 0 | 0 | 0 | 0
23 | 0 | 0 | 23 | 0 | 0 | 0 | 0 | 23 | 0 | 0 | 23 | 0 | 0 | 0 | 0 | 23 | 0 | 0 | 23 | 0 | 0 | 0 | 0 | 23 | 0 | 0 | 23 | 0 | 0 | 0 | 0 | 23 | 0 | 0 | 23 | 0 | 0 | 0 | 0 | 23 | 0 | 0 | 23 | 0 | 0 | 0 | 0
24 | 0 | 0 | 24 | 0 | 0 | 0 | 0 | 24 | 0 | 0 | 24 | 0 | 0 | 0 | 0 | 24 | 0 | 0 | 24 | 0 | 0 | 0 | 0 | 24 | 0 | 0 | 24 | 0 | 0 | 0 | 0 | 24 | 0 | 0 | 24 | 0 | 0 | 0 | 0 | 24 | 0 | 0 | 24 | 0 | 0 | 0 | 0
25 | 0 | 0 | 25 | 0 | 0 | 0 | 0 | 25 | 0 | 0 | 25 | 0 | 0 | 0 | 0 | 25 | 0 | 0 | 25 | 0 | 0 | 0 | 0 | 25 | 0 | 0 | 25 | 0 | 0 | 0 | 0 | 25 | 0 | 0 | 25 | 0 | 0 | 0 | 0 | 25 | 0 | 0 | 25 | 0 | 0 | 0 | 0
26 | 0 | 0 | 26 | 0 | 0 | 0 | 0 | 26 | 0 | 0 | 26 | 0 | 0 | 0 | 0 | 26 | 0 | 0 | 26 | 0 | 0 | 0 | 0 | 26 | 0 | 0 | 26 | 0 | 0 | 0 | 0 | 26 | 0 | 0 | 26 | 0 | 0 | 0 | 0 | 26 | 0 | 0 | 26 | 0 | 0 | 0 | 0
27 | 0 | 0 | 27 | 0 | 0 | 0 | 0 | 27 | 0 | 0 | 27 | 0 | 0 | 0 | 0 | 27 | 0 | 0 | 27 | 0 | 0 | 0 | 0 | 27 | 0 | 0 | 27 | 0 | 0 | 0 | 0 | 27 | 0 | 0 | 27 | 0 | 0 | 0 | 0 | 27 | 0 | 0 | 27 | 0 | 0 | 0 | 0
28 | 0 | 0 | 28 | 0 | 0 | 0 | 0 | 28 | 0 | 0 | 28 | 0 | 0 | 0 | 0 | 28 | 0 | 0 | 28 | 0 | 0 | 0 | 0 | 28 | 0 | 0 | 28 | 0 | 0 | 0 | 0 | 28 | 0 | 0 | 28 | 0 | 0 | 0 | 0 | 28 | 0 | 0 | 28 | 0 | 0 | 0 | 0
29 | 0 | 0 | 29 | 0 | 0 | 0 | 0 | 29 | 0 | 0 | 29 | 0 | 0 | 0 | 0 | 29 | 0 | 0 | 29 | 0 | 0 | 0 | 0 | 29 | 0 | 0 | 29 | 0 | 0 | 0 | 0 | 29 | 0 | 0 | 29 | 0 | 0 | 0 | 0 | 29 | 0 | 0 | 29 | 0 | 0 | 0 | 0
30 | 0 | 0 | 30 | 0 | 0 | -230.0722 | 0 | 30 | 0 | 0 | 30 | 0 | 0 | -17871.4569 | 0 | 30 | 0 | 0 | 30 | 0 | 0 | -719.3148 | 0 | 30 | 0 | 0 | 30 | 0 | 0 | -3143.4342 | 0 | 30 | 0 | 0 | 30 | 0 | 0 | -758.5203 | 0 | 30 | 0 | 0 | 30 | 0 | 0 | -1086.9209 | 0
31 | 0 | 0 | 31 | 0 | 0 |  | 0 | 31 | 0 | 0 | 31 | 0 | 0 |  | 0 | 31 | 0 | 0 | 31 | 0 | 0 |  | 0 | 31 | 0 | 0 | 31 | 0 | 0 |  | 0 | 31 | 0 | 0 | 31 | 0 | 0 |  | 0 | 31 | 0 | 0 | 31 | 0 | 0 |  | 0
32 | 0 | 0 | 32 | 0 | 0 |  | 0 | 32 | 0 | 0 | 32 | 0 | 0 |  | 0 | 32 | 0 | 0 | 32 | 0 | 0 |  | 0 | 32 | 0 | 0 | 32 | 0 | 0 |  | 0 | 32 | 0 | 0 | 32 | 0 | 0 |  | 0 | 32 | 0 | 0 | 32 | 0 | 0 |  | 0
33 | 0 | 0 | 33 | 0 | 0 |  | 0 | 33 | 0 | 0 | 33 | 0 | 0 |  | 0 | 33 | 0 | 0 | 33 | 0 | 0 |  | 0 | 33 | 0 | 0 | 33 | 0 | 0 |  | 0 | 33 | 0 | 0 | 33 | 0 | 0 |  | 0 | 33 | 0 | 0 | 33 | 0 | 0 |  | 0
34 | 0 | 0 | 34 | 0 | 0 |  | 0 | 34 | 0 | 0 | 34 | 0 | 0 |  | 0 | 34 | 0 | 0 | 34 | 0 | 0 |  | 0 | 34 | 0 | 0 | 34 | 0 | 0 |  | 0 | 34 | 0 | 0 | 34 | 0 | 0 |  | 0 | 34 | 0 | 0 | 34 | 0 | 0 |  | 0
35 | 0 | 0 | 35 | 0 | 0 |  | 0 | 35 | 0 | 0 | 35 | 0 | 0 |  | 0 | 35 | 0 | 0 | 35 | 0 | 0 |  | 0 | 35 | 0 | 0 | 35 | 0 | 0 |  | 0 | 35 | 0 | 0 | 35 | 0 | 0 |  | 0 | 35 | 0 | 0 | 35 | 0 | 0 |  | 0
36 | 0 | 0 | 36 | 0 | 0 |  | 0 | 36 | 0 | 0 | 36 | 0 | 0 |  | 0 | 36 | 0 | 0 | 36 | 0 | 0 |  | 0 | 36 | 0 | 0 | 36 | 0 | 0 |  | 0 | 36 | 0 | 0 | 36 | 0 | 0 |  | 0 | 36 | 0 | 0 | 36 | 0 | 0 |  | 0
37 | 0 | 0 | 37 | 0 | 0 |  | 0 | 37 | 0 | 0 | 37 | 0 | 0 |  | 0 | 37 | 0 | 0 | 37 | 0 | 0 |  | 0 | 37 | 0 | 0 | 37 | 0 | 0 |  | 0 | 37 | 0 | 0 | 37 | 0 | 0 |  | 0 | 37 | 0 | 0 | 37 | 0 | 0 |  | 0
38 | 0 | 0 | 38 | 0 | 0 |  | 0 | 38 | 0 | 0 | 38 | 0 | 0 |  | 0 | 38 | 0 | 0 | 38 | 0 | 0 |  | 0 | 38 | 0 | 0 | 38 | 0 | 0 |  | 0 | 38 | 0 | 0 | 38 | 0 | 0 |  | 0 | 38 | 0 | 0 | 38 | 0 | 0 |  | 0
39 | 0 | 0 | 39 | 0 | 0 |  | 0 | 39 | 0 | 0 | 39 | 0 | 0 |  | 0 | 39 | 0 | 0 | 39 | 0 | 0 |  | 0 | 39 | 0 | 0 | 39 | 0 | 0 |  | 0 | 39 | 0 | 0 | 39 | 0 | 0 |  | 0 | 39 | 0 | 0 | 39 | 0 | 0 |  | 0
40 | 53668.281 | 0 | 40 | 54588.5696 | 0 |  | 0 | 40 | 4168824.0111 | 0 | 40 | 4240309.8385 | 0 |  | 0 | 40 | 130166.72 | 0 | 40 | 133043.9791 | 0 |  | 0 | 40 | 793397.7597 | 0 | 40 | 805971.4966 | 0 |  | 0 | 40 | 163675.484 | 0 | 40 | 166709.5652 | 0 |  | 0 | 40 | 265162.2814 | 0 | 40 | 269509.9649 | 0 |  | 0
Residual Year 30 |  | -13417.0702 | Residual Year 30 |  | -13647.1424 |  | -230.0722 | Residual Year 30 |  | -1042206.0028 | Residual Year 30 |  | -1060077.4596 |  | -17871.4569 | Residual Year 30 |  | -32541.68 | Residual Year 30 |  | -33260.9948 |  | -719.3148 | Residual Year 30 |  | -198349.4399 | Residual Year 30 |  | -201492.8741 |  | -3143.4342 | Residual Year 30 |  | -40918.871 | Residual Year 30 |  | -41677.3913 |  | -758.5203 | Residual Year 30 |  | -66290.5704 | Residual Year 30 |  | -67377.4912 |  | -1086.9209
Residual Year 40 |  | 0 | Residual Year 40 |  | 0 |  | 0 | Residual Year 40 |  | 0 | Residual Year 40 |  | 0 |  | 0 | Residual Year 40 |  | 0 | Residual Year 40 |  | 0 |  | 0 | Residual Year 40 |  | 0 | Residual Year 40 |  | 0 |  | 0 | Residual Year 40 |  | 0 | Residual Year 40 |  | 0 |  | 0 | Residual Year 40 |  | 0 | Residual Year 40 |  | 0 |  | 0
Small Office | [7 empty] | Large Office | [7 empty] | Standalone Retail | [7 empty] | Primary School | [7 empty] | Small Hotel | [7 empty] | Mid-rise Apartment
CZ_4 | 4A | [6 empty] | CZ_4 | 4A | [6 empty] | CZ_4 | 4A | [6 empty] | CZ_4 | 4A | [6 empty] | CZ_4 | 4A | [6 empty] | CZ_4 | 4A
Category | All Costs, First Replacement Only | With Repeated Replacements | Category | Replacement First Year | With Repeated Replacements | 30 Year | 40 Year | Category | All Costs, First Replacement Only | With Repeated Replacements | Category | Replacement First Year | With Repeated Replacements | 30 Year | 40 Year | Category | All Costs, First Replacement Only | With Repeated Replacements | Category | Replacement First Year | With Repeated Replacements | 30 Year | 40 Year | Category | All Costs, First Replacement Only | With Repeated Replacements | Category | Replacement First Year | With Repeated Replacements | 30 Year | 40 Year | Category | All Costs, First Replacement Only | With Repeated Replacements | Category | Replacement First Year | With Repeated Replacements | 30 Year | 40 Year | Category | All Costs, First Replacement Only | With Repeated Replacements | Category | Replacement First Year | With Repeated Replacements | 30 Year | 40 Year
New Construction | 36641.5838 | 36641.5838 | New Construction | 36780.6476 | 36780.6476 | 139.0638 | 139.0638 | New Construction | 2846230.8027 | 2846230.8027 | New Construction | 2857032.9464 | 2857032.9464 | 10802.1437 | 10802.1437 | New Construction | 89981.5936 | 89981.5936 | New Construction | 90179.4483 | 90179.4483 | 197.8546 | 197.8546 | New Construction | 575444.0971 | 575444.0971 | New Construction | 576391.4609 | 576391.4609 | 947.3639 | 947.3639 | New Construction | 114642.6613 | 114642.6613 | New Construction | 114816.766 | 114816.766 | 174.1047 | 174.1047 | New Construction | 197854.6436 | 197854.6436 | New Construction | 198449.9312 | 198449.9312 | 595.2876 | 595.2876
Maintenance | 0 | 0 | Maintenance | 0 | 0 | 0 | 0 | Maintenance | 0 | 0 | Maintenance | 0 | 0 | 0 | 0 | Maintenance | 0 | 0 | Maintenance | 0 | 0 | 0 | 0 | Maintenance | 0 | 0 | Maintenance | 0 | 0 | 0 | 0 | Maintenance | 0 | 0 | Maintenance | 0 | 0 | 0 | 0 | Maintenance | 0 | 0 | Maintenance | 0 | 0 | 0 | 0
Replacement - Year |  |  | Replacement - Year |  |  | 0 | 0 | Replacement - Year |  |  | Replacement - Year |  |  |  |  | Replacement - Year |  |  | Replacement - Year |  |  |  |  | Replacement - Year |  |  | Replacement - Year |  |  |  |  | Replacement - Year |  |  | Replacement - Year |  |  |  |  | Replacement - Year |  |  | Replacement - Year
1 | 0 | 0 | 1 | 0 | 0 | 0 | 0 | 1 | 0 | 0 | 1 | 0 | 0 | 0 | 0 | 1 | 0 | 0 | 1 | 0 | 0 | 0 | 0 | 1 | 0 | 0 | 1 | 0 | 0 | 0 | 0 | 1 | 0 | 0 | 1 | 0 | 0 | 0 | 0 | 1 | 0 | 0 | 1 | 0 | 0 | 0 | 0
2 | 0 | 0 | 2 | 0 | 0 | 0 | 0 | 2 | 0 | 0 | 2 | 0 | 0 | 0 | 0 | 2 | 0 | 0 | 2 | 0 | 0 | 0 | 0 | 2 | 0 | 0 | 2 | 0 | 0 | 0 | 0 | 2 | 0 | 0 | 2 | 0 | 0 | 0 | 0 | 2 | 0 | 0 | 2 | 0 | 0 | 0 | 0
3 | 0 | 0 | 3 | 0 | 0 | 0 | 0 | 3 | 0 | 0 | 3 | 0 | 0 | 0 | 0 | 3 | 0 | 0 | 3 | 0 | 0 | 0 | 0 | 3 | 0 | 0 | 3 | 0 | 0 | 0 | 0 | 3 | 0 | 0 | 3 | 0 | 0 | 0 | 0 | 3 | 0 | 0 | 3 | 0 | 0 | 0 | 0
4 | 0 | 0 | 4 | 0 | 0 | 0 | 0 | 4 | 0 | 0 | 4 | 0 | 0 | 0 | 0 | 4 | 0 | 0 | 4 | 0 | 0 | 0 | 0 | 4 | 0 | 0 | 4 | 0 | 0 | 0 | 0 | 4 | 0 | 0 | 4 | 0 | 0 | 0 | 0 | 4 | 0 | 0 | 4 | 0 | 0 | 0 | 0
5 | 0 | 0 | 5 | 0 | 0 | 0 | 0 | 5 | 0 | 0 | 5 | 0 | 0 | 0 | 0 | 5 | 0 | 0 | 5 | 0 | 0 | 0 | 0 | 5 | 0 | 0 | 5 | 0 | 0 | 0 | 0 | 5 | 0 | 0 | 5 | 0 | 0 | 0 | 0 | 5 | 0 | 0 | 5 | 0 | 0 | 0 | 0
6 | 0 | 0 | 6 | 0 | 0 | 0 | 0 | 6 | 0 | 0 | 6 | 0 | 0 | 0 | 0 | 6 | 0 | 0 | 6 | 0 | 0 | 0 | 0 | 6 | 0 | 0 | 6 | 0 | 0 | 0 | 0 | 6 | 0 | 0 | 6 | 0 | 0 | 0 | 0 | 6 | 0 | 0 | 6 | 0 | 0 | 0 | 0
7 | 0 | 0 | 7 | 0 | 0 | 0 | 0 | 7 | 0 | 0 | 7 | 0 | 0 | 0 | 0 | 7 | 0 | 0 | 7 | 0 | 0 | 0 | 0 | 7 | 0 | 0 | 7 | 0 | 0 | 0 | 0 | 7 | 0 | 0 | 7 | 0 | 0 | 0 | 0 | 7 | 0 | 0 | 7 | 0 | 0 | 0 | 0
8 | 0 | 0 | 8 | 0 | 0 | 0 | 0 | 8 | 0 | 0 | 8 | 0 | 0 | 0 | 0 | 8 | 0 | 0 | 8 | 0 | 0 | 0 | 0 | 8 | 0 | 0 | 8 | 0 | 0 | 0 | 0 | 8 | 0 | 0 | 8 | 0 | 0 | 0 | 0 | 8 | 0 | 0 | 8 | 0 | 0 | 0 | 0
9 | 0 | 0 | 9 | 0 | 0 | 0 | 0 | 9 | 0 | 0 | 9 | 0 | 0 | 0 | 0 | 9 | 0 | 0 | 9 | 0 | 0 | 0 | 0 | 9 | 0 | 0 | 9 | 0 | 0 | 0 | 0 | 9 | 0 | 0 | 9 | 0 | 0 | 0 | 0 | 9 | 0 | 0 | 9 | 0 | 0 | 0 | 0
10 | 0 | 0 | 10 | 0 | 0 | 0 | 0 | 10 | 0 | 0 | 10 | 0 | 0 | 0 | 0 | 10 | 0 | 0 | 10 | 0 | 0 | 0 | 0 | 10 | 0 | 0 | 10 | 0 | 0 | 0 | 0 | 10 | 0 | 0 | 10 | 0 | 0 | 0 | 0 | 10 | 0 | 0 | 10 | 0 | 0 | 0 | 0
11 | 0 | 0 | 11 | 0 | 0 | 0 | 0 | 11 | 0 | 0 | 11 | 0 | 0 | 0 | 0 | 11 | 0 | 0 | 11 | 0 | 0 | 0 | 0 | 11 | 0 | 0 | 11 | 0 | 0 | 0 | 0 | 11 | 0 | 0 | 11 | 0 | 0 | 0 | 0 | 11 | 0 | 0 | 11 | 0 | 0 | 0 | 0
12 | 0 | 0 | 12 | 0 | 0 | 0 | 0 | 12 | 0 | 0 | 12 | 0 | 0 | 0 | 0 | 12 | 0 | 0 | 12 | 0 | 0 | 0 | 0 | 12 | 0 | 0 | 12 | 0 | 0 | 0 | 0 | 12 | 0 | 0 | 12 | 0 | 0 | 0 | 0 | 12 | 0 | 0 | 12 | 0 | 0 | 0 | 0
13 | 0 | 0 | 13 | 0 | 0 | 0 | 0 | 13 | 0 | 0 | 13 | 0 | 0 | 0 | 0 | 13 | 0 | 0 | 13 | 0 | 0 | 0 | 0 | 13 | 0 | 0 | 13 | 0 | 0 | 0 | 0 | 13 | 0 | 0 | 13 | 0 | 0 | 0 | 0 | 13 | 0 | 0 | 13 | 0 | 0 | 0 | 0
14 | 0 | 0 | 14 | 0 | 0 | 0 | 0 | 14 | 0 | 0 | 14 | 0 | 0 | 0 | 0 | 14 | 0 | 0 | 14 | 0 | 0 | 0 | 0 | 14 | 0 | 0 | 14 | 0 | 0 | 0 | 0 | 14 | 0 | 0 | 14 | 0 | 0 | 0 | 0 | 14 | 0 | 0 | 14 | 0 | 0 | 0 | 0
15 | 0 | 0 | 15 | 0 | 0 | 0 | 0 | 15 | 0 | 0 | 15 | 0 | 0 | 0 | 0 | 15 | 0 | 0 | 15 | 0 | 0 | 0 | 0 | 15 | 0 | 0 | 15 | 0 | 0 | 0 | 0 | 15 | 0 | 0 | 15 | 0 | 0 | 0 | 0 | 15 | 0 | 0 | 15 | 0 | 0 | 0 | 0
16 | 0 | 0 | 16 | 0 | 0 | 0 | 0 | 16 | 0 | 0 | 16 | 0 | 0 | 0 | 0 | 16 | 0 | 0 | 16 | 0 | 0 | 0 | 0 | 16 | 0 | 0 | 16 | 0 | 0 | 0 | 0 | 16 | 0 | 0 | 16 | 0 | 0 | 0 | 0 | 16 | 0 | 0 | 16 | 0 | 0 | 0 | 0
17 | 0 | 0 | 17 | 0 | 0 | 0 | 0 | 17 | 0 | 0 | 17 | 0 | 0 | 0 | 0 | 17 | 0 | 0 | 17 | 0 | 0 | 0 | 0 | 17 | 0 | 0 | 17 | 0 | 0 | 0 | 0 | 17 | 0 | 0 | 17 | 0 | 0 | 0 | 0 | 17 | 0 | 0 | 17 | 0 | 0 | 0 | 0
18 | 0 | 0 | 18 | 0 | 0 | 0 | 0 | 18 | 0 | 0 | 18 | 0 | 0 | 0 | 0 | 18 | 0 | 0 | 18 | 0 | 0 | 0 | 0 | 18 | 0 | 0 | 18 | 0 | 0 | 0 | 0 | 18 | 0 | 0 | 18 | 0 | 0 | 0 | 0 | 18 | 0 | 0 | 18 | 0 | 0 | 0 | 0
19 | 0 | 0 | 19 | 0 | 0 | 0 | 0 | 19 | 0 | 0 | 19 | 0 | 0 | 0 | 0 | 19 | 0 | 0 | 19 | 0 | 0 | 0 | 0 | 19 | 0 | 0 | 19 | 0 | 0 | 0 | 0 | 19 | 0 | 0 | 19 | 0 | 0 | 0 | 0 | 19 | 0 | 0 | 19 | 0 | 0 | 0 | 0
20 | 0 | 0 | 20 | 0 | 0 | 0 | 0 | 20 | 0 | 0 | 20 | 0 | 0 | 0 | 0 | 20 | 0 | 0 | 20 | 0 | 0 | 0 | 0 | 20 | 0 | 0 | 20 | 0 | 0 | 0 | 0 | 20 | 0 | 0 | 20 | 0 | 0 | 0 | 0 | 20 | 0 | 0 | 20 | 0 | 0 | 0 | 0
21 | 0 | 0 | 21 | 0 | 0 | 0 | 0 | 21 | 0 | 0 | 21 | 0 | 0 | 0 | 0 | 21 | 0 | 0 | 21 | 0 | 0 | 0 | 0 | 21 | 0 | 0 | 21 | 0 | 0 | 0 | 0 | 21 | 0 | 0 | 21 | 0 | 0 | 0 | 0 | 21 | 0 | 0 | 21 | 0 | 0 | 0 | 0
22 | 0 | 0 | 22 | 0 | 0 | 0 | 0 | 22 | 0 | 0 | 22 | 0 | 0 | 0 | 0 | 22 | 0 | 0 | 22 | 0 | 0 | 0 | 0 | 22 | 0 | 0 | 22 | 0 | 0 | 0 | 0 | 22 | 0 | 0 | 22 | 0 | 0 | 0 | 0 | 22 | 0 | 0 | 22 | 0 | 0 | 0 | 0
23 | 0 | 0 | 23 | 0 | 0 | 0 | 0 | 23 | 0 | 0 | 23 | 0 | 0 | 0 | 0 | 23 | 0 | 0 | 23 | 0 | 0 | 0 | 0 | 23 | 0 | 0 | 23 | 0 | 0 | 0 | 0 | 23 | 0 | 0 | 23 | 0 | 0 | 0 | 0 | 23 | 0 | 0 | 23 | 0 | 0 | 0 | 0
24 | 0 | 0 | 24 | 0 | 0 | 0 | 0 | 24 | 0 | 0 | 24 | 0 | 0 | 0 | 0 | 24 | 0 | 0 | 24 | 0 | 0 | 0 | 0 | 24 | 0 | 0 | 24 | 0 | 0 | 0 | 0 | 24 | 0 | 0 | 24 | 0 | 0 | 0 | 0 | 24 | 0 | 0 | 24 | 0 | 0 | 0 | 0
25 | 0 | 0 | 25 | 0 | 0 | 0 | 0 | 25 | 0 | 0 | 25 | 0 | 0 | 0 | 0 | 25 | 0 | 0 | 25 | 0 | 0 | 0 | 0 | 25 | 0 | 0 | 25 | 0 | 0 | 0 | 0 | 25 | 0 | 0 | 25 | 0 | 0 | 0 | 0 | 25 | 0 | 0 | 25 | 0 | 0 | 0 | 0
26 | 0 | 0 | 26 | 0 | 0 | 0 | 0 | 26 | 0 | 0 | 26 | 0 | 0 | 0 | 0 | 26 | 0 | 0 | 26 | 0 | 0 | 0 | 0 | 26 | 0 | 0 | 26 | 0 | 0 | 0 | 0 | 26 | 0 | 0 | 26 | 0 | 0 | 0 | 0 | 26 | 0 | 0 | 26 | 0 | 0 | 0 | 0
27 | 0 | 0 | 27 | 0 | 0 | 0 | 0 | 27 | 0 | 0 | 27 | 0 | 0 | 0 | 0 | 27 | 0 | 0 | 27 | 0 | 0 | 0 | 0 | 27 | 0 | 0 | 27 | 0 | 0 | 0 | 0 | 27 | 0 | 0 | 27 | 0 | 0 | 0 | 0 | 27 | 0 | 0 | 27 | 0 | 0 | 0 | 0
28 | 0 | 0 | 28 | 0 | 0 | 0 | 0 | 28 | 0 | 0 | 28 | 0 | 0 | 0 | 0 | 28 | 0 | 0 | 28 | 0 | 0 | 0 | 0 | 28 | 0 | 0 | 28 | 0 | 0 | 0 | 0 | 28 | 0 | 0 | 28 | 0 | 0 | 0 | 0 | 28 | 0 | 0 | 28 | 0 | 0 | 0 | 0
29 | 0 | 0 | 29 | 0 | 0 | 0 | 0 | 29 | 0 | 0 | 29 | 0 | 0 | 0 | 0 | 29 | 0 | 0 | 29 | 0 | 0 | 0 | 0 | 29 | 0 | 0 | 29 | 0 | 0 | 0 | 0 | 29 | 0 | 0 | 29 | 0 | 0 | 0 | 0 | 29 | 0 | 0 | 29 | 0 | 0 | 0 | 0
30 | 0 | 0 | 30 | 0 | 0 | -209.4266 | 0 | 30 | 0 | 0 | 30 | 0 | 0 | -16267.76 | 0 | 30 | 0 | 0 | 30 | 0 | 0 | -477.4247 | 0 | 30 | 0 | 0 | 30 | 0 | 0 | -2867.9054 | 0 | 30 | 0 | 0 | 30 | 0 | 0 | -578.7251 | 0 | 30 | 0 | 0 | 30 | 0 | 0 | -1035.8305 | 0
31 | 0 | 0 | 31 | 0 | 0 |  | 0 | 31 | 0 | 0 | 31 | 0 | 0 |  | 0 | 31 | 0 | 0 | 31 | 0 | 0 |  | 0 | 31 | 0 | 0 | 31 | 0 | 0 |  | 0 | 31 | 0 | 0 | 31 | 0 | 0 |  | 0 | 31 | 0 | 0 | 31 | 0 | 0 |  | 0
32 | 0 | 0 | 32 | 0 | 0 |  | 0 | 32 | 0 | 0 | 32 | 0 | 0 |  | 0 | 32 | 0 | 0 | 32 | 0 | 0 |  | 0 | 32 | 0 | 0 | 32 | 0 | 0 |  | 0 | 32 | 0 | 0 | 32 | 0 | 0 |  | 0 | 32 | 0 | 0 | 32 | 0 | 0 |  | 0
33 | 0 | 0 | 33 | 0 | 0 |  | 0 | 33 | 0 | 0 | 33 | 0 | 0 |  | 0 | 33 | 0 | 0 | 33 | 0 | 0 |  | 0 | 33 | 0 | 0 | 33 | 0 | 0 |  | 0 | 33 | 0 | 0 | 33 | 0 | 0 |  | 0 | 33 | 0 | 0 | 33 | 0 | 0 |  | 0
34 | 0 | 0 | 34 | 0 | 0 |  | 0 | 34 | 0 | 0 | 34 | 0 | 0 |  | 0 | 34 | 0 | 0 | 34 | 0 | 0 |  | 0 | 34 | 0 | 0 | 34 | 0 | 0 |  | 0 | 34 | 0 | 0 | 34 | 0 | 0 |  | 0 | 34 | 0 | 0 | 34 | 0 | 0 |  | 0
35 | 0 | 0 | 35 | 0 | 0 |  | 0 | 35 | 0 | 0 | 35 | 0 | 0 |  | 0 | 35 | 0 | 0 | 35 | 0 | 0 |  | 0 | 35 | 0 | 0 | 35 | 0 | 0 |  | 0 | 35 | 0 | 0 | 35 | 0 | 0 |  | 0 | 35 | 0 | 0 | 35 | 0 | 0 |  | 0
36 | 0 | 0 | 36 | 0 | 0 |  | 0 | 36 | 0 | 0 | 36 | 0 | 0 |  | 0 | 36 | 0 | 0 | 36 | 0 | 0 |  | 0 | 36 | 0 | 0 | 36 | 0 | 0 |  | 0 | 36 | 0 | 0 | 36 | 0 | 0 |  | 0 | 36 | 0 | 0 | 36 | 0 | 0 |  | 0
37 | 0 | 0 | 37 | 0 | 0 |  | 0 | 37 | 0 | 0 | 37 | 0 | 0 |  | 0 | 37 | 0 | 0 | 37 | 0 | 0 |  | 0 | 37 | 0 | 0 | 37 | 0 | 0 |  | 0 | 37 | 0 | 0 | 37 | 0 | 0 |  | 0 | 37 | 0 | 0 | 37 | 0 | 0 |  | 0
38 | 0 | 0 | 38 | 0 | 0 |  | 0 | 38 | 0 | 0 | 38 | 0 | 0 |  | 0 | 38 | 0 | 0 | 38 | 0 | 0 |  | 0 | 38 | 0 | 0 | 38 | 0 | 0 |  | 0 | 38 | 0 | 0 | 38 | 0 | 0 |  | 0 | 38 | 0 | 0 | 38 | 0 | 0 |  | 0
39 | 0 | 0 | 39 | 0 | 0 |  | 0 | 39 | 0 | 0 | 39 | 0 | 0 |  | 0 | 39 | 0 | 0 | 39 | 0 | 0 |  | 0 | 39 | 0 | 0 | 39 | 0 | 0 |  | 0 | 39 | 0 | 0 | 39 | 0 | 0 |  | 0 | 39 | 0 | 0 | 39 | 0 | 0 |  | 0
40 | 52894.9898 | 0 | 40 | 53732.6963 | 0 |  | 0 | 40 | 4108756.5993 | 0 | 40 | 4173827.6393 | 0 |  | 0 | 40 | 129710.2768 | 0 | 40 | 131619.9757 | 0 |  | 0 | 40 | 783227.0416 | 0 | 40 | 794698.663 | 0 |  | 0 | 40 | 160941.1233 | 0 | 40 | 163256.0238 | 0 |  | 0 | 40 | 261049.0095 | 0 | 40 | 265192.3315 | 0 |  | 0
Residual Year 30 |  | -13223.7475 | Residual Year 30 |  | -13433.1741 |  | -209.4266 | Residual Year 30 |  | -1027189.1498 | Residual Year 30 |  | -1043456.9098 |  | -16267.76 | Residual Year 30 |  | -32427.5692 | Residual Year 30 |  | -32904.9939 |  | -477.4247 | Residual Year 30 |  | -195806.7604 | Residual Year 30 |  | -198674.6658 |  | -2867.9054 | Residual Year 30 |  | -40235.2808 | Residual Year 30 |  | -40814.006 |  | -578.7251 | Residual Year 30 |  | -65262.2524 | Residual Year 30 |  | -66298.0829 |  | -1035.8305
Residual Year 40 |  | 0 | Residual Year 40 |  | 0 |  | 0 | Residual Year 40 |  | 0 | Residual Year 40 |  | 0 |  | 0 | Residual Year 40 |  | 0 | Residual Year 40 |  | 0 |  | 0 | Residual Year 40 |  | 0 | Residual Year 40 |  | 0 |  | 0 | Residual Year 40 |  | 0 | Residual Year 40 |  | 0 |  | 0 | Residual Year 40 |  | 0 | Residual Year 40 |  | 0 |  | 0
Small Office | [7 empty] | Large Office | [7 empty] | Standalone Retail | [7 empty] | Primary School | [7 empty] | Small Hotel | [7 empty] | Mid-rise Apartment
CZ_5 | 5A | [6 empty] | CZ_5 | 5A | [6 empty] | CZ_5 | 5A | [6 empty] | CZ_5 | 5A | [6 empty] | CZ_5 | 5A | [6 empty] | CZ_5 | 5A
Category | All Costs, First Replacement Only | With Repeated Replacements | Category | Replacement First Year | With Repeated Replacements | 30 Year | 40 Year | Category | All Costs, First Replacement Only | With Repeated Replacements | Category | Replacement First Year | With Repeated Replacements | 30 Year | 40 Year | Category | All Costs, First Replacement Only | With Repeated Replacements | Category | Replacement First Year | With Repeated Replacements | 30 Year | 40 Year | Category | All Costs, First Replacement Only | With Repeated Replacements | Category | Replacement First Year | With Repeated Replacements | 30 Year | 40 Year | Category | All Costs, First Replacement Only | With Repeated Replacements | Category | Replacement First Year | With Repeated Replacements | 30 Year | 40 Year | Category | All Costs, First Replacement Only | With Repeated Replacements | Category | Replacement First Year | With Repeated Replacements | 30 Year | 40 Year
New Construction | 36412.4903 | 36412.4903 | New Construction | 36551.5541 | 36551.5541 | 139.0638 | 139.0638 | New Construction | 2828435.3636 | 2828435.3636 | New Construction | 2839237.5073 | 2839237.5073 | 10802.1437 | 10802.1437 | New Construction | 89684.2464 | 89684.2464 | New Construction | 89882.101 | 89882.101 | 197.8546 | 197.8546 | New Construction | 572388.8485 | 572388.8485 | New Construction | 573324.3704 | 573324.3704 | 935.5218 | 935.5218 | New Construction | 113836.8051 | 113836.8051 | New Construction | 114008.4226 | 114008.4226 | 171.6175 | 171.6175 | New Construction | 196659.9345 | 196659.9345 | New Construction | 197255.2221 | 197255.2221 | 595.2876 | 595.2876
Maintenance | 0 | 0 | Maintenance | 0 | 0 | 0 | 0 | Maintenance | 0 | 0 | Maintenance | 0 | 0 | 0 | 0 | Maintenance | 0 | 0 | Maintenance | 0 | 0 | 0 | 0 | Maintenance | 0 | 0 | Maintenance | 0 | 0 | 0 | 0 | Maintenance | 0 | 0 | Maintenance | 0 | 0 | 0 | 0 | Maintenance | 0 | 0 | Maintenance | 0 | 0 | 0 | 0
Replacement - Year |  |  | Replacement - Year |  |  | 0 | 0 | Replacement - Year |  |  | Replacement - Year |  |  |  |  | Replacement - Year |  |  | Replacement - Year |  |  |  |  | Replacement - Year |  |  | Replacement - Year |  |  |  |  | Replacement - Year |  |  | Replacement - Year |  |  |  |  | Replacement - Year |  |  | Replacement - Year
1 | 0 | 0 | 1 | 0 | 0 | 0 | 0 | 1 | 0 | 0 | 1 | 0 | 0 | 0 | 0 | 1 | 0 | 0 | 1 | 0 | 0 | 0 | 0 | 1 | 0 | 0 | 1 | 0 | 0 | 0 | 0 | 1 | 0 | 0 | 1 | 0 | 0 | 0 | 0 | 1 | 0 | 0 | 1 | 0 | 0 | 0 | 0
2 | 0 | 0 | 2 | 0 | 0 | 0 | 0 | 2 | 0 | 0 | 2 | 0 | 0 | 0 | 0 | 2 | 0 | 0 | 2 | 0 | 0 | 0 | 0 | 2 | 0 | 0 | 2 | 0 | 0 | 0 | 0 | 2 | 0 | 0 | 2 | 0 | 0 | 0 | 0 | 2 | 0 | 0 | 2 | 0 | 0 | 0 | 0
3 | 0 | 0 | 3 | 0 | 0 | 0 | 0 | 3 | 0 | 0 | 3 | 0 | 0 | 0 | 0 | 3 | 0 | 0 | 3 | 0 | 0 | 0 | 0 | 3 | 0 | 0 | 3 | 0 | 0 | 0 | 0 | 3 | 0 | 0 | 3 | 0 | 0 | 0 | 0 | 3 | 0 | 0 | 3 | 0 | 0 | 0 | 0
4 | 0 | 0 | 4 | 0 | 0 | 0 | 0 | 4 | 0 | 0 | 4 | 0 | 0 | 0 | 0 | 4 | 0 | 0 | 4 | 0 | 0 | 0 | 0 | 4 | 0 | 0 | 4 | 0 | 0 | 0 | 0 | 4 | 0 | 0 | 4 | 0 | 0 | 0 | 0 | 4 | 0 | 0 | 4 | 0 | 0 | 0 | 0
5 | 0 | 0 | 5 | 0 | 0 | 0 | 0 | 5 | 0 | 0 | 5 | 0 | 0 | 0 | 0 | 5 | 0 | 0 | 5 | 0 | 0 | 0 | 0 | 5 | 0 | 0 | 5 | 0 | 0 | 0 | 0 | 5 | 0 | 0 | 5 | 0 | 0 | 0 | 0 | 5 | 0 | 0 | 5 | 0 | 0 | 0 | 0
6 | 0 | 0 | 6 | 0 | 0 | 0 | 0 | 6 | 0 | 0 | 6 | 0 | 0 | 0 | 0 | 6 | 0 | 0 | 6 | 0 | 0 | 0 | 0 | 6 | 0 | 0 | 6 | 0 | 0 | 0 | 0 | 6 | 0 | 0 | 6 | 0 | 0 | 0 | 0 | 6 | 0 | 0 | 6 | 0 | 0 | 0 | 0
7 | 0 | 0 | 7 | 0 | 0 | 0 | 0 | 7 | 0 | 0 | 7 | 0 | 0 | 0 | 0 | 7 | 0 | 0 | 7 | 0 | 0 | 0 | 0 | 7 | 0 | 0 | 7 | 0 | 0 | 0 | 0 | 7 | 0 | 0 | 7 | 0 | 0 | 0 | 0 | 7 | 0 | 0 | 7 | 0 | 0 | 0 | 0
8 | 0 | 0 | 8 | 0 | 0 | 0 | 0 | 8 | 0 | 0 | 8 | 0 | 0 | 0 | 0 | 8 | 0 | 0 | 8 | 0 | 0 | 0 | 0 | 8 | 0 | 0 | 8 | 0 | 0 | 0 | 0 | 8 | 0 | 0 | 8 | 0 | 0 | 0 | 0 | 8 | 0 | 0 | 8 | 0 | 0 | 0 | 0
9 | 0 | 0 | 9 | 0 | 0 | 0 | 0 | 9 | 0 | 0 | 9 | 0 | 0 | 0 | 0 | 9 | 0 | 0 | 9 | 0 | 0 | 0 | 0 | 9 | 0 | 0 | 9 | 0 | 0 | 0 | 0 | 9 | 0 | 0 | 9 | 0 | 0 | 0 | 0 | 9 | 0 | 0 | 9 | 0 | 0 | 0 | 0
10 | 0 | 0 | 10 | 0 | 0 | 0 | 0 | 10 | 0 | 0 | 10 | 0 | 0 | 0 | 0 | 10 | 0 | 0 | 10 | 0 | 0 | 0 | 0 | 10 | 0 | 0 | 10 | 0 | 0 | 0 | 0 | 10 | 0 | 0 | 10 | 0 | 0 | 0 | 0 | 10 | 0 | 0 | 10 | 0 | 0 | 0 | 0
11 | 0 | 0 | 11 | 0 | 0 | 0 | 0 | 11 | 0 | 0 | 11 | 0 | 0 | 0 | 0 | 11 | 0 | 0 | 11 | 0 | 0 | 0 | 0 | 11 | 0 | 0 | 11 | 0 | 0 | 0 | 0 | 11 | 0 | 0 | 11 | 0 | 0 | 0 | 0 | 11 | 0 | 0 | 11 | 0 | 0 | 0 | 0
12 | 0 | 0 | 12 | 0 | 0 | 0 | 0 | 12 | 0 | 0 | 12 | 0 | 0 | 0 | 0 | 12 | 0 | 0 | 12 | 0 | 0 | 0 | 0 | 12 | 0 | 0 | 12 | 0 | 0 | 0 | 0 | 12 | 0 | 0 | 12 | 0 | 0 | 0 | 0 | 12 | 0 | 0 | 12 | 0 | 0 | 0 | 0
13 | 0 | 0 | 13 | 0 | 0 | 0 | 0 | 13 | 0 | 0 | 13 | 0 | 0 | 0 | 0 | 13 | 0 | 0 | 13 | 0 | 0 | 0 | 0 | 13 | 0 | 0 | 13 | 0 | 0 | 0 | 0 | 13 | 0 | 0 | 13 | 0 | 0 | 0 | 0 | 13 | 0 | 0 | 13 | 0 | 0 | 0 | 0
14 | 0 | 0 | 14 | 0 | 0 | 0 | 0 | 14 | 0 | 0 | 14 | 0 | 0 | 0 | 0 | 14 | 0 | 0 | 14 | 0 | 0 | 0 | 0 | 14 | 0 | 0 | 14 | 0 | 0 | 0 | 0 | 14 | 0 | 0 | 14 | 0 | 0 | 0 | 0 | 14 | 0 | 0 | 14 | 0 | 0 | 0 | 0
15 | 0 | 0 | 15 | 0 | 0 | 0 | 0 | 15 | 0 | 0 | 15 | 0 | 0 | 0 | 0 | 15 | 0 | 0 | 15 | 0 | 0 | 0 | 0 | 15 | 0 | 0 | 15 | 0 | 0 | 0 | 0 | 15 | 0 | 0 | 15 | 0 | 0 | 0 | 0 | 15 | 0 | 0 | 15 | 0 | 0 | 0 | 0
16 | 0 | 0 | 16 | 0 | 0 | 0 | 0 | 16 | 0 | 0 | 16 | 0 | 0 | 0 | 0 | 16 | 0 | 0 | 16 | 0 | 0 | 0 | 0 | 16 | 0 | 0 | 16 | 0 | 0 | 0 | 0 | 16 | 0 | 0 | 16 | 0 | 0 | 0 | 0 | 16 | 0 | 0 | 16 | 0 | 0 | 0 | 0
17 | 0 | 0 | 17 | 0 | 0 | 0 | 0 | 17 | 0 | 0 | 17 | 0 | 0 | 0 | 0 | 17 | 0 | 0 | 17 | 0 | 0 | 0 | 0 | 17 | 0 | 0 | 17 | 0 | 0 | 0 | 0 | 17 | 0 | 0 | 17 | 0 | 0 | 0 | 0 | 17 | 0 | 0 | 17 | 0 | 0 | 0 | 0
18 | 0 | 0 | 18 | 0 | 0 | 0 | 0 | 18 | 0 | 0 | 18 | 0 | 0 | 0 | 0 | 18 | 0 | 0 | 18 | 0 | 0 | 0 | 0 | 18 | 0 | 0 | 18 | 0 | 0 | 0 | 0 | 18 | 0 | 0 | 18 | 0 | 0 | 0 | 0 | 18 | 0 | 0 | 18 | 0 | 0 | 0 | 0
19 | 0 | 0 | 19 | 0 | 0 | 0 | 0 | 19 | 0 | 0 | 19 | 0 | 0 | 0 | 0 | 19 | 0 | 0 | 19 | 0 | 0 | 0 | 0 | 19 | 0 | 0 | 19 | 0 | 0 | 0 | 0 | 19 | 0 | 0 | 19 | 0 | 0 | 0 | 0 | 19 | 0 | 0 | 19 | 0 | 0 | 0 | 0
20 | 0 | 0 | 20 | 0 | 0 | 0 | 0 | 20 | 0 | 0 | 20 | 0 | 0 | 0 | 0 | 20 | 0 | 0 | 20 | 0 | 0 | 0 | 0 | 20 | 0 | 0 | 20 | 0 | 0 | 0 | 0 | 20 | 0 | 0 | 20 | 0 | 0 | 0 | 0 | 20 | 0 | 0 | 20 | 0 | 0 | 0 | 0
21 | 0 | 0 | 21 | 0 | 0 | 0 | 0 | 21 | 0 | 0 | 21 | 0 | 0 | 0 | 0 | 21 | 0 | 0 | 21 | 0 | 0 | 0 | 0 | 21 | 0 | 0 | 21 | 0 | 0 | 0 | 0 | 21 | 0 | 0 | 21 | 0 | 0 | 0 | 0 | 21 | 0 | 0 | 21 | 0 | 0 | 0 | 0
22 | 0 | 0 | 22 | 0 | 0 | 0 | 0 | 22 | 0 | 0 | 22 | 0 | 0 | 0 | 0 | 22 | 0 | 0 | 22 | 0 | 0 | 0 | 0 | 22 | 0 | 0 | 22 | 0 | 0 | 0 | 0 | 22 | 0 | 0 | 22 | 0 | 0 | 0 | 0 | 22 | 0 | 0 | 22 | 0 | 0 | 0 | 0
23 | 0 | 0 | 23 | 0 | 0 | 0 | 0 | 23 | 0 | 0 | 23 | 0 | 0 | 0 | 0 | 23 | 0 | 0 | 23 | 0 | 0 | 0 | 0 | 23 | 0 | 0 | 23 | 0 | 0 | 0 | 0 | 23 | 0 | 0 | 23 | 0 | 0 | 0 | 0 | 23 | 0 | 0 | 23 | 0 | 0 | 0 | 0
24 | 0 | 0 | 24 | 0 | 0 | 0 | 0 | 24 | 0 | 0 | 24 | 0 | 0 | 0 | 0 | 24 | 0 | 0 | 24 | 0 | 0 | 0 | 0 | 24 | 0 | 0 | 24 | 0 | 0 | 0 | 0 | 24 | 0 | 0 | 24 | 0 | 0 | 0 | 0 | 24 | 0 | 0 | 24 | 0 | 0 | 0 | 0
25 | 0 | 0 | 25 | 0 | 0 | 0 | 0 | 25 | 0 | 0 | 25 | 0 | 0 | 0 | 0 | 25 | 0 | 0 | 25 | 0 | 0 | 0 | 0 | 25 | 0 | 0 | 25 | 0 | 0 | 0 | 0 | 25 | 0 | 0 | 25 | 0 | 0 | 0 | 0 | 25 | 0 | 0 | 25 | 0 | 0 | 0 | 0
26 | 0 | 0 | 26 | 0 | 0 | 0 | 0 | 26 | 0 | 0 | 26 | 0 | 0 | 0 | 0 | 26 | 0 | 0 | 26 | 0 | 0 | 0 | 0 | 26 | 0 | 0 | 26 | 0 | 0 | 0 | 0 | 26 | 0 | 0 | 26 | 0 | 0 | 0 | 0 | 26 | 0 | 0 | 26 | 0 | 0 | 0 | 0
27 | 0 | 0 | 27 | 0 | 0 | 0 | 0 | 27 | 0 | 0 | 27 | 0 | 0 | 0 | 0 | 27 | 0 | 0 | 27 | 0 | 0 | 0 | 0 | 27 | 0 | 0 | 27 | 0 | 0 | 0 | 0 | 27 | 0 | 0 | 27 | 0 | 0 | 0 | 0 | 27 | 0 | 0 | 27 | 0 | 0 | 0 | 0
28 | 0 | 0 | 28 | 0 | 0 | 0 | 0 | 28 | 0 | 0 | 28 | 0 | 0 | 0 | 0 | 28 | 0 | 0 | 28 | 0 | 0 | 0 | 0 | 28 | 0 | 0 | 28 | 0 | 0 | 0 | 0 | 28 | 0 | 0 | 28 | 0 | 0 | 0 | 0 | 28 | 0 | 0 | 28 | 0 | 0 | 0 | 0
29 | 0 | 0 | 29 | 0 | 0 | 0 | 0 | 29 | 0 | 0 | 29 | 0 | 0 | 0 | 0 | 29 | 0 | 0 | 29 | 0 | 0 | 0 | 0 | 29 | 0 | 0 | 29 | 0 | 0 | 0 | 0 | 29 | 0 | 0 | 29 | 0 | 0 | 0 | 0 | 29 | 0 | 0 | 29 | 0 | 0 | 0 | 0
30 | 0 | 0 | 30 | 0 | 0 | -208.5675 | 0 | 30 | 0 | 0 | 30 | 0 | 0 | -16201.0271 | 0 | 30 | 0 | 0 | 30 | 0 | 0 | -476.3097 | 0 | 30 | 0 | 0 | 30 | 0 | 0 | -2853.4433 | 0 | 30 | 0 | 0 | 30 | 0 | 0 | -575.072 | 0 | 30 | 0 | 0 | 30 | 0 | 0 | -1031.3504 | 0
31 | 0 | 0 | 31 | 0 | 0 |  | 0 | 31 | 0 | 0 | 31 | 0 | 0 |  | 0 | 31 | 0 | 0 | 31 | 0 | 0 |  | 0 | 31 | 0 | 0 | 31 | 0 | 0 |  | 0 | 31 | 0 | 0 | 31 | 0 | 0 |  | 0 | 31 | 0 | 0 | 31 | 0 | 0 |  | 0
32 | 0 | 0 | 32 | 0 | 0 |  | 0 | 32 | 0 | 0 | 32 | 0 | 0 |  | 0 | 32 | 0 | 0 | 32 | 0 | 0 |  | 0 | 32 | 0 | 0 | 32 | 0 | 0 |  | 0 | 32 | 0 | 0 | 32 | 0 | 0 |  | 0 | 32 | 0 | 0 | 32 | 0 | 0 |  | 0
33 | 0 | 0 | 33 | 0 | 0 |  | 0 | 33 | 0 | 0 | 33 | 0 | 0 |  | 0 | 33 | 0 | 0 | 33 | 0 | 0 |  | 0 | 33 | 0 | 0 | 33 | 0 | 0 |  | 0 | 33 | 0 | 0 | 33 | 0 | 0 |  | 0 | 33 | 0 | 0 | 33 | 0 | 0 |  | 0
34 | 0 | 0 | 34 | 0 | 0 |  | 0 | 34 | 0 | 0 | 34 | 0 | 0 |  | 0 | 34 | 0 | 0 | 34 | 0 | 0 |  | 0 | 34 | 0 | 0 | 34 | 0 | 0 |  | 0 | 34 | 0 | 0 | 34 | 0 | 0 |  | 0 | 34 | 0 | 0 | 34 | 0 | 0 |  | 0
35 | 0 | 0 | 35 | 0 | 0 |  | 0 | 35 | 0 | 0 | 35 | 0 | 0 |  | 0 | 35 | 0 | 0 | 35 | 0 | 0 |  | 0 | 35 | 0 | 0 | 35 | 0 | 0 |  | 0 | 35 | 0 | 0 | 35 | 0 | 0 |  | 0 | 35 | 0 | 0 | 35 | 0 | 0 |  | 0
36 | 0 | 0 | 36 | 0 | 0 |  | 0 | 36 | 0 | 0 | 36 | 0 | 0 |  | 0 | 36 | 0 | 0 | 36 | 0 | 0 |  | 0 | 36 | 0 | 0 | 36 | 0 | 0 |  | 0 | 36 | 0 | 0 | 36 | 0 | 0 |  | 0 | 36 | 0 | 0 | 36 | 0 | 0 |  | 0
37 | 0 | 0 | 37 | 0 | 0 |  | 0 | 37 | 0 | 0 | 37 | 0 | 0 |  | 0 | 37 | 0 | 0 | 37 | 0 | 0 |  | 0 | 37 | 0 | 0 | 37 | 0 | 0 |  | 0 | 37 | 0 | 0 | 37 | 0 | 0 |  | 0 | 37 | 0 | 0 | 37 | 0 | 0 |  | 0
38 | 0 | 0 | 38 | 0 | 0 |  | 0 | 38 | 0 | 0 | 38 | 0 | 0 |  | 0 | 38 | 0 | 0 | 38 | 0 | 0 |  | 0 | 38 | 0 | 0 | 38 | 0 | 0 |  | 0 | 38 | 0 | 0 | 38 | 0 | 0 |  | 0 | 38 | 0 | 0 | 38 | 0 | 0 |  | 0
39 | 0 | 0 | 39 | 0 | 0 |  | 0 | 39 | 0 | 0 | 39 | 0 | 0 |  | 0 | 39 | 0 | 0 | 39 | 0 | 0 |  | 0 | 39 | 0 | 0 | 39 | 0 | 0 |  | 0 | 39 | 0 | 0 | 39 | 0 | 0 |  | 0 | 39 | 0 | 0 | 39 | 0 | 0 |  | 0
40 | 52665.8963 | 0 | 40 | 53500.1664 | 0 |  | 0 | 40 | 4090961.1602 | 0 | 40 | 4155765.2686 | 0 |  | 0 | 40 | 129412.9296 | 0 | 40 | 131318.1683 | 0 |  | 0 | 40 | 780171.7931 | 0 | 40 | 791585.5661 | 0 |  | 0 | 40 | 160135.2671 | 0 | 40 | 162435.5553 | 0 |  | 0 | 40 | 259854.3003 | 0 | 40 | 263979.7018 | 0 |  | 0
Residual Year 30 |  | -13166.4741 | Residual Year 30 |  | -13375.0416 |  | -208.5675 | Residual Year 30 |  | -1022740.2901 | Residual Year 30 |  | -1038941.3172 |  | -16201.0271 | Residual Year 30 |  | -32353.2324 | Residual Year 30 |  | -32829.5421 |  | -476.3097 | Residual Year 30 |  | -195042.9483 | Residual Year 30 |  | -197896.3915 |  | -2853.4433 | Residual Year 30 |  | -40033.8168 | Residual Year 30 |  | -40608.8888 |  | -575.072 | Residual Year 30 |  | -64963.5751 | Residual Year 30 |  | -65994.9254 |  | -1031.3504
Residual Year 40 |  | 0 | Residual Year 40 |  | 0 |  | 0 | Residual Year 40 |  | 0 | Residual Year 40 |  | 0 |  | 0 | Residual Year 40 |  | 0 | Residual Year 40 |  | 0 |  | 0 | Residual Year 40 |  | 0 | Residual Year 40 |  | 0 |  | 0 | Residual Year 40 |  | 0 | Residual Year 40 |  | 0 |  | 0 | Residual Year 40 |  | 0 | Residual Year 40 |  | 0 |  | 0

## General Cost Parameters
Labor | Value |  | Materials
Base Rate and Fringe | Varies with Crew Type |  | Materials | Varies by component
Payroll, Taxes and Insurance including Worker's Comp, FICA, Unemployment Compensation Insuruance and Contractors Liability Insurance | 0.16 |  | Waste | 0 | 0.1 | 0% except for envelope costs which include 10% waste, or other value as described in F&G envelope cost report
Small Tools | 0.03 |  | Profit on Materials | 0.1 | 0.1
Sub-total % Multiplier | 0.19 |  | Sales Taxes | 0.05 | 0.05 | Varies by State, National average
Home Office Overhead | 0.15 |  | Material Cost % adjustment | 0.15 | 0.265 | Material_Cost_Adj
Profit | 0.1
Contingency for wage rate changes, applied after OHP | 0.0256
Labor Cost % OHP etc. | 0.526 | Labor_Cost_Adj
Replacement Home Office Overhead (intead of 15% for new construction) | 0.23 | F&G - from mechanical cost est. | Replacement Material - Added factor | 0.1 | 0.1 | F&G - from mechanical cost est.
Replacement Labor Cost % total adjustment | 0.623 | Replace_Labor_Cost_Adj | Replacement Material % adjustment | 0.265 | 0.38 | Replace_Material_Cost_Adj
Replacement labor added | 0.65 | Added labor cost for replacement for additional items for example demolition, protection, logistics, clean-up, lost productivity, etc. Added prior to calculating OH&P etc.. Faithful+Gould
Project Adjustment to Total Labor and Material
General Conditions (see F&G envelope cost report) | 0.12 | Sub-contractor
General Contractor Markup | 0.1
Contingency | 0.05
Project Markup Multiplier | 0.288 | Project_Cost_Adj
Location Index (multiplier) 1.00 is national average | 1 | Loc_Cost_Adj
Other Factors
General mechanical maintenance labor rate per hour | 65.55 | RS Means Mechanical Cost Data 2020, 1 Steamfitter (from Crew Q-5)
General electrical labor rate per hour | 61.35 | RS Means Electrical Costs Data 2020, 1 Electrician (from Crew R-1)
Fully loaded commissioning labor rate | 100 | Solarc. For occupancy sensors a different approach than an hourly commissioning rate is used, see occupancy sensor costs methodology.

## Crews (hidden)
Means 2020 Crew Data |  |  |  | 43872
Means Crew | $/hour | Count | Crew$/hr | Comment | Rates for crew labor (no equipment); enter crew staffing at right |  |  | Matching crew quantities (Overwrite formula if not 1)
Q1 | 58 | 2 | 116 |  | 64.45 | 51.55 |  | 1 | 1
Q2 | 60.15 | 3 | 180.45 |  | 64.45 | 51.55 |  | 2 | 1
Q5 | 59 | 2 | 118 |  | 65.55 | 52.45 |  | 1 | 1
Q6 | 61.19 | 3 | 183.55 |  | 65.55 | 52.45 |  | 2 | 1
Q7 | 62.4 | 4 | 249.6 |  | 66.05 | 65.55 | 52.45 | 1 | 2 | 1
Q9 | 56.08 | 2 | 112.15 |  | 62.3 | 49.85 |  | 1 | 1
Q10 | 58.15 | 3 | 174.45 |  | 62.3 | 49.85 |  | 2 | 1
Q14 | 52.78 | 2 | 105.55 |  | 58.65 | 46.9 |  | 1 | 1
Q20 | 57.13 | 2.5 | 142.825 |  | 62.3 | 49.85 | 61.35 | 1 | 1 | 0.5
R-1A | 55.23 | 2 | 110.45 |  | 61.35 | 49.1 |  | 1 | 1
R3 | 61.12 | 2.5 | 152.8 |  | 61.85 | 61.35 | 59.2 | 1 | 1 | 0.5
Elec | 61.35 | 1 | 61.35 | From R-1 | 61.35 |  |  | 1
1 Elec | 61.35 | 1 | 61.35 | From R-1 | 61.35 |  |  | 1
2 Elec | 61.35 | 2 | 122.7 | From R-1 | 61.35 | 61.35 |  | 1 | 1
Elec. | 61.35 | 1 | 61.35 | From R-1 | 61.35 |  |  | 1
Q-1 | 58 | 2 | 116 | These are repeats from rows 3-17 | 64.45 | 51.55 |  | 1 | 1
Q-2 | 60.15 | 3 | 180.45 |  | 64.45 | 51.55 |  | 2 | 1
Q-5 | 59 | 2 | 118 |  | 65.55 | 52.45 |  | 1 | 1
Q-6 | 61.19 | 3 | 183.55 |  | 65.55 | 52.45 |  | 2 | 1
Q-7 | 62.4 | 4 | 249.6 |  | 66.05 | 65.55 | 52.45 | 1 | 2 | 1
Q-9 | 56.08 | 2 | 112.15 |  | 62.3 | 49.85 |  | 1 | 1
Q-10 | 58.15 | 3 | 174.45 |  | 62.3 | 49.85 |  | 2 | 1
Q-14 | 52.78 | 2 | 105.55 |  | 58.65 | 46.9 |  | 1 | 1
Q-20 | 57.13 | 2.5 | 142.825 |  | 62.3 | 49.85 | 61.35 | 1 | 1 | 0.5
1 Shee | 62.3 | 1 | 62.3 | Use Q-10 | 62.3 |  |  | 1
R-3 | 61.12 | 2.5 | 152.8 |  | 61.85 | 61.35 | 59.2 | 1 | 1 | 0.5
NA | 0 | 0 | 0 | No labor required
| #DIV/0! | 0 | 0
| #DIV/0! | 0 | 0
| #DIV/0! | 0 | 0
| #DIV/0! | 0 | 0
| #DIV/0! | 0 | 0
| #DIV/0! | 0 | 0
| #DIV/0! | 0 | 0
| #DIV/0! | 0 | 0
| #DIV/0! | 0 | 0
| #DIV/0! | 0 | 0
CrewRate (lookup above)

## Cost_Inflation (hidden)
PNNL is conducting a cost effectiveness analysis for ASHRAE Standard 90.1-2019 compared to ASHRAE Standard 90.1-2016. The methodology and cost data are based on the previous analysis for the cost-effectiveness of 90.1-2013 to 90.1-2016. In an earlier analysis, PNNL worked with cost estimating consulting firms to develop cost information. For the current 90.1-2019 cost effectiveness analysis, PNNL decided to use the cost data developed in the previous study and adjusted them with inflation factors. The following approach is used for developing the inflation factors
The first step was to select representative cost parameters (e.g. size) for each cost item. In the previous study, the parameters usually have ranges that are applicable to the designs in the 90.1 models. The representative item costs within these ranges were collected from the 2012 and 2014 RS Means handbooks. The second step was to develop an inflation factor for the cost item individually. It used the ratio of item cost in the year 2020 to that in 2012.
The factor is defined as:
Inflation factor = Item cost in year 2020 / Item cost in year 2012
It was found that the inflation factors for certain component vary significantly within the range. Instead of taking the simple average of the inflation factors, we removed some of the inflation factor outliners if their difference from the simple average is more than two times the standard deviation.
The final inflation factor for each component is the average of the inflation factors for the cost items excluding the outliners.
2012 to 2020
HVAC Inflation Factor(2020/2012) | Means | [5 empty] | 2012 to 2018
| 2012 to 2020 |  | 2014 to 2018 |  |  |  | 2012 to 2014 |  | 2014 to 2018
Type | Inflation Factor |  | Inflation Factor |  |  |  | Inflation Factor |  | Inflation Factor
| Mat. | Lab. | Mat. | Lab. |  |  | Mat. | Lab. | Mat. | Lab.
Pump | 1.283 |  | 1.105 |  |  | This factor not used | 1.2829 |  | 1.1053 |  | Need pump for 2014-18
Cooling Tower | 1.228 | [5 empty] | 1.2276 |  | 1.1114
VFD | 1.246 | [5 empty] | 1.2463
Chiller | 1.007 |  | 0.985 |  |  |  | 1.0072 |  | 0.98549 |  | Note: use 2102-18 for F&G & new Means # from 2018
Ducts | 1.043 | 1.195 | Applied to regression of earlier price |  |  |  | 1.043 | 1.1948
Energy Recovery | 1.129 | [5 empty] | 1.1286
Packaged CAV_DX Units | 0.833 | [5 empty] | 0.83339
packaged VAV_DX Units | 1.15 | [5 empty] | 1.1504
Packaged Heat Pump | 1.158 | [5 empty] | 1.1583
CAV_AHU | 1.146 | [5 empty] | 1.1461
VAV_AHU | 1.122 | [5 empty] | 1.1222
Boilers | 1.327 | [5 empty] | 1.3269
Chilled Water and Condenser Water Piping | 0.619 | 1.137 | Applied to regression of earlier price |  |  |  | 0.61874 | 1.1374
Split Systems | 1.032 | 1.185 | Applied to regression of earlier price |  |  |  | 1.0322 | 1.185
Dry Transformers | 1.28 | [5 empty] | 1.2802
General Controls | 1.158 | [5 empty] | 1.1577 | 1.1867
Lighting controls | 1.111 | [5 empty] | 1.1113 | 1.1503
Summary Envelope Inflation Factors | [6 empty] | 2012 to 2020
| 2012 to 2020 | Grey not used (2012-2014) |  |  |  |  | 2012 to 2014
Type | Inflation Factor | [5 empty] | Inflation Factor
| Mat. | Lab. | Equip |  |  |  | Mat. | Lab.
Roof - Insulation entirely above deck | 1.103 | 1.047 |  |  | Not used 2016 |  | 1.1026 | 1.0466
Roof - Attic and other | 1.081 | 1.038 | 1.2333 |  | Not used 2016 |  | 1.0809 | 1.0377
Above ground wall - Mass | 1.047 | 1.046 |  |  | Not used 2016 |  | 1.0467 | 1.0464
Above ground wall - Steel-framed | 0.974 | 1.039 |  |  | Not used 2016 |  | 0.9744 | 1.0388
Above ground wall - Wood-framed | 1.089 | 1.041 |  |  | Not used 2016 |  | 1.0894 | 1.0413
Below grade wall - | 1.047 | 1.046 |  |  | Not used 2016
Slab-on-grade - Unheated | 1.03 | 0.988 |  |  | Not used 2016 |  | 1.0302 | 0.98824
Windows - | 1.088 | 1.2 |  |  |  |  | 1.0885 | 1.1996
Skylights - | 1.123 | 1.195 |  |  |  |  | 1.1225 | 1.1947
Doors | 1.029 | 1.203 | Note: using new costs |  |  |  | 1.0291 | 1.2029
Summary Insulated Heating WaterPiping Inflation Factors | [6 empty] | 2012 to 2020
| 2012 to 2020 | [5 empty] | 2012 to 2014 |  | 2014 to 2018
Type | Inflation Factor | [5 empty] | Inflation Factor |  | Inflation Factor
Note: These factors are applied to 2012 costs before regressions are run. | Mat. | Lab. |  |  |  |  | Mat. | Lab. | Mat. | Lab.
Steel Piping | 0.749 | 1.193 |  |  |  |  | 0.74921 | 1.1925
Piping Insulation | 1.33 | 1.235 |  |  |  |  | 1.3298 | 1.2355
2014 to 2018
Note: These factors are applied after regressions are run from 2014 to 2018. |  |  | Mat. | Lab.
Insulated steel piping |  |  | 1.096 | 1.05 | regression |  |  |  | 1.0965 | 1.05

## Construction Weights
State Commercial Energy Code Adoption Cost Effectiveness - Construction Weights
1 | 2 | 3 | 4 | 5 | 6 | 7 | 8 | 9 | 10
| State | Abbreviation | Climate zone | Small Office | Large Office | Stand-Alone Retail | Primary School | Small Hotel | Mid-rise Apartment
1 | Alabama | AL | 2A | 0.0076681 | 0.015874 | 0.055377 | 0.034198 | 0.0091761 | 0.016335 |  |  | Wt_CZandPR_Look | [6 empty] | National contribution by CZ AND Building Type, Fraction | [9 empty] | % weights by building type
2 | Alabama | AL | 3A | 0.16734 | 0.075751 | 0.41961 | 0.081021 | 0.076952 | 0.040706 |  |  | 1 | 2 | 3 | 4 | 5 | 6 | 7 | 8 | 9 | 10 | 11 | 12 | 13 | 14 | 15 | 16 | 17 | 18 | 19 | 20
3 | [11 empty] | CZ | ClimateZone | 1A | 2B | 2A | 3B | 3C | 3A | 4B | 4C | 4A | 5B | 5A | 6B | 6A | 7 | 8 | 1B | 5C | US
4 | [13 empty] | 1_moist | 2_dry | 2_moist | 3_dry | 3_marine | 3_moist | 4_dry | 4_marine | 4_moist | 5_dry | 5_moist | 6_dry | 6_moist | 7 | 8 | 1_dry | 5_marine |  |  | Principal Building Activities
5 | [12 empty] | OfficeLarge | 0.0010176 | 0.00060748 | 0.0032571 | 0.0028465 | 0.0011665 | 0.0044495 | 0 | 0.0015371 | 0.011319 | 0.00121 | 0.0044223 | 0 | 0.0013313 | 0.00010793 | 0 | 0 | 0 | 0.033272 |  | 0.033272 | Office
6 | Arkansas | AR | 3A | 0.11183 | 0.0057676 | 0.36119 | 0.10332 | 0.044531 | 0.020328 |  |  |  | OfficeMedium | 0.0012944 | 0.0029199 | 0.0081255 | 0.0071509 | 0.0013583 | 0.0076571 | 0.00036405 | 0.0019582 | 0.011897 | 0.0034202 | 0.010595 | 0.00034828 | 0.0029843 | 0.00032972 | 6.8347e-05 | 0 | 0 | 0.060471 |  | 0.060471
7 | Arkansas | AR | 4A | 0.056681 | 0.015392 | 0.15016 | 0.083736 | 0.042001 | 0.0050732 |  |  |  | OfficeSmall | 0.00083923 | 0.0028917 | 0.010639 | 0.0047476 | 0.00077715 | 0.0096268 | 0.00047326 | 0.0012252 | 0.0093563 | 0.0032177 | 0.0091983 | 0.00030208 | 0.0024117 | 0.00032336 | 4.6855e-05 | 0 | 0 | 0.056076 |  | 0.056076
8 | [12 empty] | RetailStandalone | 0.0022428 | 0.0050655 | 0.022201 | 0.012503 | 0.0019116 | 0.023856 | 0.0011913 | 0.0042832 | 0.025454 | 0.0079231 | 0.034294 | 0.00091182 | 0.0094823 | 0.0010853 | 0.00013606 | 0 | 0 | 0.15254 |  | 0.15254 | Retail
9 | [12 empty] | RetailStripmall | 0.0013745 | 0.002535 | 0.0099065 | 0.0062552 | 0.0010335 | 0.010206 | 0.00022522 | 0.0010672 | 0.010082 | 0.0020126 | 0.010227 | 0.00015982 | 0.0015264 | 6.8589e-05 | 1.3422e-05 | 0 | 0 | 0.056693 |  | 0.056693
10 | [12 empty] | SchoolPrimary | 0.00063682 | 0.0016429 | 0.0093338 | 0.0044616 | 0.00047594 | 0.0094442 | 0.00030081 | 0.00093634 | 0.0089489 | 0.0022361 | 0.0092018 | 0.00037467 | 0.0016808 | 0.00023297 | 3.3025e-05 | 0 | 0 | 0.049941 |  | 0.049941 | School
11 | Colorado | CO | 4B | 8.0787e-05 | 0 | 0.00016982 | 0.00023742 | 0.00094142 | 0 |  |  |  | SchoolSecondary | 0.0016021 | 0.0022956 | 0.015226 | 0.0081912 | 0.0010949 | 0.018931 | 0.00063246 | 0.0024257 | 0.02013 | 0.0043772 | 0.022816 | 0.00085953 | 0.0041526 | 0.00075333 | 0.0001235 | 0 | 0 | 0.10361 |  | 0.10361
12 | Colorado | CO | 5B | 0.12824 | 0.079205 | 0.38581 | 0.090208 | 0.032188 | 0.20023 |  |  |  | Hospital | 0.00040345 | 0.0009577 | 0.0047874 | 0.0027254 | 0.00039057 | 0.0046779 | 0.00022267 | 0.0010587 | 0.0061544 | 0.0021837 | 0.0081205 | 0.0002368 | 0.0022113 | 0.0003371 | 1.318e-05 | 0 | 0 | 0.034481
13 | Colorado | CO | 6B | 0.0011013 | 0 | 0.0080738 | 0.0016932 | 0.0034953 | 0.031093 |  |  |  | OutPatientHealthCare | 0.00037245 | 0.0013418 | 0.0056741 | 0.002748 | 0.00061206 | 0.0058117 | 0.00023238 | 0.0018087 | 0.0081776 | 0.0021775 | 0.010583 | 0.0003328 | 0.0034242 | 0.00038959 | 2.0586e-05 | 0 | 0 | 0.043706
14 |  |  | 7 | 0.0021021 | 0 | 0.0074852 | 0.0029644 | 0.00055397 | 0.024122 |  |  |  | RestaurantSitDown | 9.0279e-05 | 0.00024555 | 0.0010557 | 0.00047461 | 5.7601e-05 | 0.0011126 | 5.8145e-05 | 0.00010213 | 0.0012715 | 0.0003105 | 0.0014306 | 4.0008e-05 | 0.00031015 | 3.6637e-05 | 1.3754e-06 | 0 | 0 | 0.0065974
15 | [12 empty] | RestaurantFastFood | 7.8081e-05 | 0.000203 | 0.00091604 | 0.00063151 | 6.9133e-05 | 0.0010179 | 5.3263e-05 | 0.0001431 | 0.00088979 | 0.00025652 | 0.0012849 | 3.0939e-05 | 0.00025365 | 3.57e-05 | 2.2067e-06 | 0 | 0 | 0.0058657
16 | Connecticut | CT | 5A | 0.097265 | 0.04778 | 0.44858 | 0.17052 | 0.052554 | 0.1833 |  |  |  | HotelLarge | 0.0010872 | 0.0012491 | 0.006208 | 0.0079281 | 0.0010558 | 0.0063513 | 0.00037009 | 0.0012252 | 0.0095838 | 0.001997 | 0.0091916 | 0.00057689 | 0.0022662 | 0.000383 | 3.5791e-05 | 0 | 0 | 0.049509 |  | 0.049509 | Hotel
17 | [12 empty] | HotelSmall | 0.00010196 | 0.00029809 | 0.0028767 | 0.0011371 | 0.00021753 | 0.0026772 | 0.00020317 | 0.00039252 | 0.0031453 | 0.00089367 | 0.0036451 | 0.00030797 | 0.0010659 | 0.00020489 | 3.8769e-05 | 0 | 0 | 0.017206 |  | 0.017206
18 | [12 empty] | Warehouse | 0.0034925 | 0.0058043 | 0.025905 | 0.022982 | 0.0015377 | 0.029664 | 0.0006784 | 0.004355 | 0.024458 | 0.0068833 | 0.035797 | 0.00048986 | 0.0046588 | 0.00043114 | 2.2082e-05 | 0 | 0 | 0.16716
19 | [12 empty] | ApartmentHighRise | 0.015214 | 0.00076261 | 0.015118 | 0.0074063 | 0.0017316 | 0.0065188 | 0 | 0.0035787 | 0.025058 | 0.0011536 | 0.011633 | 0.00016052 | 0.0012461 | 8.4172e-05 | 0 | 0 | 0 | 0.089665 |  | 0.089665 | Apartment
20 | [12 empty] | ApartmentMidRise | 0.0025691 | 0.00093374 | 0.010937 | 0.0086208 | 0.0026047 | 0.00825 | 0.00021923 | 0.0037096 | 0.016939 | 0.0031841 | 0.011218 | 0.00056286 | 0.0031332 | 0.00032464 | 0 | 0 | 0 | 0.073206 |  | 0.073206
21 | Delaware | DE | 4A | 0.18323 | 0.13819 | 0.42098 | 0.18408 | 0.073518 | 0 |  |  |  | %weight by Zone | 0.032416 | 0.029754 | 0.15217 | 0.10081 | 0.016095 | 0.15025 | 0.0052244 | 0.029806 | 0.19286 | 0.043437 | 0.19366 | 0.0056948 | 0.042139 | 0.0051281 | 0.0005552 | 0 | 0 | 1 |  | 0.74219
22
23
24
25 | [11 empty] | Wt_CZandPR_Look 1: Wt_CZandPR_Look; National contribution by CZ AND Building Type, Fraction 8: National contribution by CZ AND Building Type, Fraction; % weights by building type 18: % weights by building type
26 | District of Columbia | DC | 4A | 0.014719 | 0.78477 | 0.026945 | 0.015322 | 0.0053672 | 0.15287 |  |  | 1 | 2 | 3 | 4 | 5 | 6 | 7 | 8 | 9 | 10 | 11 | 12 | 13 | 14 | 15 | 16 | 17 | 18 | 19 | 20
27 | [11 empty] | CZ | ClimateZone | 1A | 2B | 2A | 3B | 3C | 3A | 4B | 4C | 4A | 5B | 5A | 6B | 6A | 7 | 8 | 1B | 5C | US
28 | [13 empty] | 1_moist | 2_dry | 2_moist | 3_dry | 3_marine | 3_moist |  |  | 4_moist | 5_dry | 5_moist | 6_dry | 6_moist | 7 | 8 | 1_dry | 5_marine
29 | [11 empty] | Wt_CZandPR_Look 2: OfficeLarge; Wt_CZandPR_Look 5: 0.0032571; Wt_CZandPR_Look 6: 0.0028465; National contribution by CZ AND Building Type, Fraction 8: 0.0044495; National contribution by CZ AND Building Type, Fraction 11: 0.011319; National contribution by CZ AND Building Type, Fraction 13: 0.0044223; % weights by building type 20: 0.033272
30 | [11 empty] | Wt_CZandPR_Look 2: OfficeMedium
31 | Georgia | GA | 2A | 0.022228 | 0 | 0.029656 | 0.020633 | 0.010851 | 0.0025252 |  |  | Wt_CZandPR_Look 2: OfficeSmall; Wt_CZandPR_Look 5: 0.010639; Wt_CZandPR_Look 6: 0.0047476; National contribution by CZ AND Building Type, Fraction 8: 0.0096268; National contribution by CZ AND Building Type, Fraction 11: 0.0093563; National contribution by CZ AND Building Type, Fraction 13: 0.0091983; % weights by building type 20: 0.056076
32 | Georgia | GA | 3A | 0.12018 | 0.078628 | 0.29173 | 0.14392 | 0.02601 | 0.19251 |  |  | Wt_CZandPR_Look 2: RetailStandalone; Wt_CZandPR_Look 5: 0.022201; Wt_CZandPR_Look 6: 0.012503; National contribution by CZ AND Building Type, Fraction 8: 0.023856; National contribution by CZ AND Building Type, Fraction 11: 0.025454; National contribution by CZ AND Building Type, Fraction 13: 0.034294; % weights by building type 20: 0.15254
33 | Georgia | GA | 4A | 0.007382 | 0 | 0.027899 | 0.019933 | 0.003379 | 0.0025362 |  |  | Wt_CZandPR_Look 2: RetailStripmall
34 | [11 empty] | Wt_CZandPR_Look 2: SchoolPrimary; Wt_CZandPR_Look 5: 0.0093338; Wt_CZandPR_Look 6: 0.0044616; National contribution by CZ AND Building Type, Fraction 8: 0.0094442; National contribution by CZ AND Building Type, Fraction 11: 0.0089489; National contribution by CZ AND Building Type, Fraction 13: 0.0092018; % weights by building type 20: 0.049941
35 | [11 empty] | Wt_CZandPR_Look 2: SchoolSecondary
36 | Iowa | IA | 5A | 0.18262 | 0.04934 | 0.40296 | 0.13455 | 0.054681 | 0.043892 |  |  | Wt_CZandPR_Look 2: Hospital
37 | Iowa | IA | 6A | 0.020839 | 0 | 0.058466 | 0.031444 | 0.013388 | 0.0078267 |  |  | Wt_CZandPR_Look 2: OutPatientHealthCare
38 | [11 empty] | Wt_CZandPR_Look 2: RestaurantSitDown
39 | [11 empty] | Wt_CZandPR_Look 2: RestaurantFastFood
40 | [11 empty] | Wt_CZandPR_Look 2: HotelLarge
41 | Kentucky | KY | 4A | 0.1684 | 0.024959 | 0.49656 | 0.19426 | 0.074187 | 0.041639 |  |  | Wt_CZandPR_Look 2: HotelSmall; Wt_CZandPR_Look 5: 0.0028767; Wt_CZandPR_Look 6: 0.0011371; National contribution by CZ AND Building Type, Fraction 8: 0.0026772; National contribution by CZ AND Building Type, Fraction 11: 0.0031453; National contribution by CZ AND Building Type, Fraction 13: 0.0036451; % weights by building type 20: 0.017206
42 | [11 empty] | Wt_CZandPR_Look 2: Warehouse
43 | [11 empty] | Wt_CZandPR_Look 2: ApartmentHighRise
44 | [11 empty] | Wt_CZandPR_Look 2: ApartmentMidRise; Wt_CZandPR_Look 5: 0.010937; Wt_CZandPR_Look 6: 0.0086208; National contribution by CZ AND Building Type, Fraction 8: 0.00825; National contribution by CZ AND Building Type, Fraction 11: 0.016939; National contribution by CZ AND Building Type, Fraction 13: 0.011218; % weights by building type 20: 0.073206 |  | 0.38224 | of building type
45 | [11 empty] | Wt_CZandPR_Look 2: %weight by Zone; Wt_CZandPR_Look 5: 0.15217; Wt_CZandPR_Look 6: 0.10081; National contribution by CZ AND Building Type, Fraction 8: 0.15025; National contribution by CZ AND Building Type, Fraction 11: 0.19286; National contribution by CZ AND Building Type, Fraction 13: 0.19366; % weights by building type 20: 0.29901 |  | 0.78975 | of climate zones
46 | Massachusetts | MA | 5A | 0.05789 | 0.082862 | 0.31665 | 0.065496 | 0.048779 | 0.42832 |  |  | Wt_CZandPR_Look 5: 2A; Wt_CZandPR_Look 6: 3B; Wt_CZandPR_Look 7: 3C; National contribution by CZ AND Building Type, Fraction 8: 3A; National contribution by CZ AND Building Type, Fraction 9: 4B; National contribution by CZ AND Building Type, Fraction 10: 4C; National contribution by CZ AND Building Type, Fraction 11: 4A; National contribution by CZ AND Building Type, Fraction 12: 5B; National contribution by CZ AND Building Type, Fraction 13: 5A |  | 0.29901 | of total building stock
47 | [11 empty] | Wt_CZandPR_Look 1: 2; Wt_CZandPR_Look 2: OfficeLarge; Wt_CZandPR_Look 5: 0.010893; Wt_CZandPR_Look 6: 0.0095197; Wt_CZandPR_Look 7: 0; National contribution by CZ AND Building Type, Fraction 8: 0.014881; National contribution by CZ AND Building Type, Fraction 9: 0; National contribution by CZ AND Building Type, Fraction 10: 0; National contribution by CZ AND Building Type, Fraction 11: 0.037854; National contribution by CZ AND Building Type, Fraction 12: 0; National contribution by CZ AND Building Type, Fraction 13: 0.01479
48 | [11 empty] | Wt_CZandPR_Look 2: OfficeMedium; Wt_CZandPR_Look 5: 0; Wt_CZandPR_Look 6: 0; Wt_CZandPR_Look 7: 0; National contribution by CZ AND Building Type, Fraction 8: 0; National contribution by CZ AND Building Type, Fraction 9: 0; National contribution by CZ AND Building Type, Fraction 10: 0; National contribution by CZ AND Building Type, Fraction 11: 0; National contribution by CZ AND Building Type, Fraction 12: 0; National contribution by CZ AND Building Type, Fraction 13: 0; % weights by building type 20: 2A | 3A | 3B | 4A | 5A
49 | [11 empty] | 1 | OfficeSmall |  |  | 0.03558 | 0.015878 | 0 | 0.032196 | 0 | 0 | 0.031291 | 0 | 0.030763 | [5 empty] | OfficeSmall | 0.03558 | 0.032196 | 0.015878 | 0.031291 | 0.030763
50 | [11 empty] | 3 | RetailStandalone |  |  | 0.07425 | 0.041816 | 0 | 0.079784 | 0 | 0 | 0.085129 | 0 | 0.11469 | [5 empty] | OfficeLarge | 0.010893 | 0.014881 | 0.0095197 | 0.037854 | 0.01479
51 | Montana | MT | 6B | 0.2458 | 0 | 0.57283 | 0.050246 | 0.070596 | 0.060522 |  |  |  | RetailStripmall |  |  | 0 | 0 | 0 | 0 | 0 | 0 | 0 | 0 | 0 | [5 empty] | RetailStandalone | 0.07425 | 0.079784 | 0.041816 | 0.085129 | 0.11469
52 | [11 empty] | 4 | SchoolPrimary |  |  | 0.031216 | 0.014921 | 0 | 0.031585 | 0 | 0 | 0.029929 | 0 | 0.030774 | [5 empty] | SchoolPrimary | 0.031216 | 0.031585 | 0.014921 | 0.029929 | 0.030774
53 | [12 empty] | SchoolSecondary |  |  | 0 | 0 | 0 | 0 | 0 | 0 | 0 | 0 | 0 | [5 empty] | HotelSmall | 0.0096209 | 0.0089536 | 0.0038029 | 0.010519 | 0.012191
54 | [12 empty] | Hospital |  |  | 0 | 0 | 0 | 0 | 0 | 0 | 0 | 0 | 0 | [5 empty] | ApartmentMidRise | 0.036579 | 0.027591 | 0.028831 | 0.05665 | 0.037517
55 | [11 empty] | Wt_CZandPR_Look 2: OutPatientHealthCare; Wt_CZandPR_Look 5: 0; Wt_CZandPR_Look 6: 0; Wt_CZandPR_Look 7: 0; National contribution by CZ AND Building Type, Fraction 8: 0; National contribution by CZ AND Building Type, Fraction 9: 0; National contribution by CZ AND Building Type, Fraction 10: 0; National contribution by CZ AND Building Type, Fraction 11: 0; National contribution by CZ AND Building Type, Fraction 12: 0; National contribution by CZ AND Building Type, Fraction 13: 0
56 | Nebraska | NE | 5A | 0.19116 | 0.032615 | 0.5597 | 0.10253 | 0.083513 | 0.030486 |  |  | Wt_CZandPR_Look 2: RestaurantSitDown; Wt_CZandPR_Look 5: 0; Wt_CZandPR_Look 6: 0; Wt_CZandPR_Look 7: 0; National contribution by CZ AND Building Type, Fraction 8: 0; National contribution by CZ AND Building Type, Fraction 9: 0; National contribution by CZ AND Building Type, Fraction 10: 0; National contribution by CZ AND Building Type, Fraction 11: 0; National contribution by CZ AND Building Type, Fraction 12: 0; National contribution by CZ AND Building Type, Fraction 13: 0
57 | [12 empty] | RestaurantFastFood |  |  | 0 | 0 | 0 | 0 | 0 | 0 | 0 | 0 | 0 |  |  |  |  | OfficeSmall | OfficeLarge | RetailStandalone | SchoolPrimary | HotelSmall | ApartmentMidRise
58 | [12 empty] | HotelLarge |  |  | 0 | 0 | 0 | 0 | 0 | 0 | 0 | 0 | 0 |  |  |  | 2A | 0.03558 | 0.010893 | 0.07425 | 0.031216 | 0.0096209 | 0.036579
59 | [11 empty] | 5 | HotelSmall |  |  | 0.0096209 | 0.0038029 | 0 | 0.0089536 | 0 | 0 | 0.010519 | 0 | 0.012191 |  |  |  | 3A | 0.032196 | 0.014881 | 0.079784 | 0.031585 | 0.0089536 | 0.027591
60 | [12 empty] | Warehouse |  |  | 0 | 0 | 0 | 0 | 0 | 0 | 0 | 0 | 0 |  |  |  | 3B | 0.015878 | 0.0095197 | 0.041816 | 0.014921 | 0.0038029 | 0.028831
61 | New Jersey | NJ | 4A | 0.049974 | 0.020231 | 0.1983 | 0.13317 | 0.017513 | 0.24856 |  |  |  | ApartmentHighRise |  |  | 0 | 0 | 0 | 0 | 0 | 0 | 0 | 0 | 0 |  |  |  | 4A | 0.031291 | 0.037854 | 0.085129 | 0.029929 | 0.010519 | 0.05665
62 | New Jersey | NJ | 5A | 0.02909 | 0.013318 | 0.10321 | 0.073196 | 0.01077 | 0.10267 |  |  | 6 | ApartmentMidRise |  |  | 0.036579 | 0.028831 | 0 | 0.027591 | 0 | 0 | 0.05665 | 0 | 0.037517 |  |  |  | 5A | 0.030763 | 0.01479 | 0.11469 | 0.030774 | 0.012191 | 0.037517
63 | [34 empty] | 1
64
65
66 | New York | NY | 4A | 0.032868 | 0.16194 | 0.1043 | 0.021706 | 0.017642 | 0.28655 | bar: National contribution by CZ AND Building Type, Fraction 14
67 | New York | NY | 5A | 0.039828 | 0.020321 | 0.15117 | 0.017524 | 0.020592 | 0.034662
68 | New York | NY | 6A | 0.0068456 | 0.004718 | 0.056179 | 0.0027535 | 0.01623 | 0.0041715 |  |  | Wt_CZandPR_Look 4: State; Wt_CZandPR_Look 5: Abbreviation; Wt_CZandPR_Look 6: Climate zone; Wt_CZandPR_Look 7: Small Office; National contribution by CZ AND Building Type, Fraction 8: Large Office; National contribution by CZ AND Building Type, Fraction 9: Stand-Alone Retail; National contribution by CZ AND Building Type, Fraction 10: Primary School; National contribution by CZ AND Building Type, Fraction 11: Small Hotel; National contribution by CZ AND Building Type, Fraction 12: Mid-rise Apartment
69 | [11 empty] | Wt_CZandPR_Look 4: US National; Wt_CZandPR_Look 5: US; Wt_CZandPR_Look 6: 2A; Wt_CZandPR_Look 7: 0.03558; National contribution by CZ AND Building Type, Fraction 8: 0.010893; National contribution by CZ AND Building Type, Fraction 9: 0.07425; National contribution by CZ AND Building Type, Fraction 10: 0.031216; National contribution by CZ AND Building Type, Fraction 11: 0.0096209; National contribution by CZ AND Building Type, Fraction 12: 0.036579
70 | [11 empty] | Wt_CZandPR_Look 4: US National; Wt_CZandPR_Look 5: US; Wt_CZandPR_Look 6: 3A; Wt_CZandPR_Look 7: 0.032196; National contribution by CZ AND Building Type, Fraction 8: 0.014881; National contribution by CZ AND Building Type, Fraction 9: 0.079784; National contribution by CZ AND Building Type, Fraction 10: 0.031585; National contribution by CZ AND Building Type, Fraction 11: 0.0089536; National contribution by CZ AND Building Type, Fraction 12: 0.027591
71 | North Carolina | NC | 3A | 0.068252 | 0.045953 | 0.21163 | 0.070378 | 0.010666 | 0.080268 |  |  | Wt_CZandPR_Look 4: US National; Wt_CZandPR_Look 5: US; Wt_CZandPR_Look 6: 3B; Wt_CZandPR_Look 7: 0.015878; National contribution by CZ AND Building Type, Fraction 8: 0.0095197; National contribution by CZ AND Building Type, Fraction 9: 0.041816; National contribution by CZ AND Building Type, Fraction 10: 0.014921; National contribution by CZ AND Building Type, Fraction 11: 0.0038029; National contribution by CZ AND Building Type, Fraction 12: 0.028831
72 | North Carolina | NC | 4A | 0.00023631 | 0 | 0.0039626 | 0.00030223 | 0.001005 | 0.00046641 |  |  | Wt_CZandPR_Look 4: US National; Wt_CZandPR_Look 5: US; Wt_CZandPR_Look 6: 4A; Wt_CZandPR_Look 7: 0.031291; National contribution by CZ AND Building Type, Fraction 8: 0.037854; National contribution by CZ AND Building Type, Fraction 9: 0.085129; National contribution by CZ AND Building Type, Fraction 10: 0.029929; National contribution by CZ AND Building Type, Fraction 11: 0.010519; National contribution by CZ AND Building Type, Fraction 12: 0.05665
73 | North Carolina | NC | 5A | 0.014995 | 0 | 0.29203 | 0.01105 | 0.036352 | 0 |  |  | Wt_CZandPR_Look 4: US National; Wt_CZandPR_Look 5: US; Wt_CZandPR_Look 6: 5A; Wt_CZandPR_Look 7: 0.030763; National contribution by CZ AND Building Type, Fraction 8: 0.01479; National contribution by CZ AND Building Type, Fraction 9: 0.11469; National contribution by CZ AND Building Type, Fraction 10: 0.030774; National contribution by CZ AND Building Type, Fraction 11: 0.012191; National contribution by CZ AND Building Type, Fraction 12: 0.037517
74
75
76 | Oklahoma | OK | 3A | 0.22736 | 0.020097 | 0.4747 | 0.15473 | 0.083569 | 0.031065
77 | Oklahoma | OK | 4B | 0 | 0 | 0.0067017 | 0 | 0.0017822 | 0
78
79
80
81 | Rhode Island | RI | 5A | 0.062731 | 0.084808 | 0.43546 | 0.088174 | 0.071115 | 0.25771
82
83
84
85
86 | South Carolina | SC | 3A | 0.15486 | 0.033564 | 0.42654 | 0.13461 | 0.034056 | 0.21637
87
88
89
90
91 | Texas | TX | 2A | 0.0012715 | 0 | 0.0040751 | 0.0066362 | 0.00090632 | 0
92 | Texas | TX | 2B | 0.077652 | 0.041824 | 0.21315 | 0.10864 | 0.026139 | 0.086841
93 | Texas | TX | 3A | 0.055809 | 0.034867 | 0.14221 | 0.07214 | 0.012027 | 0.052646
94 | Texas | TX | 3B | 0.0087353 | 0.00017241 | 0.021378 | 0.011035 | 0.0045974 | 0.0053102
95 | Texas | TX | 4B | 0.0012747 | 0 | 0.0079324 | 0.00091847 | 0.0018126 | 0
96 | US National | US | 2A | 0.025336 | 0.017992 | 0.059235 | 0.032252 | 0.010034 | 0.074155 | Updated March 2020
97 | US National | US | 3A | 0.023024 | 0.017948 | 0.058756 | 0.031014 | 0.0088539 | 0.058763 | Updated March 2020
98 | US National | US | 3B | 0.0090861 | 0.0084833 | 0.028203 | 0.011845 | 0.003509 | 0.038875 | Updated March 2020
99 | US National | US | 4A | 0.019059 | 0.037221 | 0.063391 | 0.029137 | 0.010054 | 0.099679 | Updated March 2020
100 | US National | US | 5A | 0.022135 | 0.015936 | 0.078184 | 0.025519 | 0.0090099 | 0.07331 | Updated March 2020 | 1
101 | Utah | UT | 3B | 0.0076793 | 0 | 0.013772 | 0.016859 | 0.0044297 | 0
102 | Utah | UT | 5B | 0.13392 | 0.065221 | 0.35187 | 0.14115 | 0.022777 | 0.16186
103 | Utah | UT | 6B | 0.0091114 | 0 | 0.016106 | 0.020334 | 0.0062976 | 0.028618
104
105
106 | Virginia | VA | 4A | 0.1574 | 0.15988 | 0.28124 | 0.10238 | 0.04469 | 0.25441
107
108
109
110
111 | Wisconsin | WI | 6A | 0.12527 | 0.080126 | 0.50619 | 0.089425 | 0.034726 | 0.13601
112 | Wisconsin | WI | 7 | 0.0044353 | 0 | 0.022548 | 0.00047393 | 0.00078989 | 0
113
114
115
116 | California | CA | 2B | 0.00049985 | 0 | 0.0055755 | 0.00063529 | 0.00065382 | 0
117 | California | CA | 3B | 0.091551 | 0.077856 | 0.25787 | 0.098545 | 0.022025 | 0.22076
118 | California | CA | 3C | 0.022684 | 0.03405 | 0.055798 | 0.013892 | 0.0063493 | 0.076028
119 | California | CA | 4B | 0.0025517 | 0 | 0.0047673 | 0.00059338 | 0.00087837 | 0.0036697
120 | California | CA | 5B | 0.00056867 | 0 | 0.00082808 | 0.00026338 | 0.00083381 | 0.00027882
121 | Arizona | AZ | 2B | 0.23802 | 0.051174 | 0.39738 | 0.115 | 0.020279 | 0.078657
122 | Arizona | AZ | 3B | 0.0079831 | 0 | 0.034553 | 0.0030379 | 0.0050101 | 0
123 | Arizona | AZ | 4B | 0.0023962 | 0 | 0.016194 | 0.0022791 | 0.001589 | 0
124 | Arizona | AZ | 5B | 0.0045238 | 0 | 0.011951 | 0.0039661 | 0.0059994 | 0
125
126 | Florida | FL | 1A | 0.019426 | 0.026965 | 0.052727 | 0.014913 | 0.0022144 | 0.059097
127 | Florida | FL | 2A | 0.15622 | 0.03679 | 0.29451 | 0.11098 | 0.03388 | 0.19228
128
129
130
131 | Hawaii | HI | 1A | 0.13428 | 0 | 0.32005 | 0.093647 | 0.023273 | 0.42875
132
133
134
135
136 | Idaho | ID | 5B | 0.26752 | 0.018828 | 0.31013 | 0.10693 | 0.049707 | 0.084269
137 | Idaho | ID | 6B | 0.020096 | 0 | 0.066557 | 0.042201 | 0.014194 | 0.01957
138
139
140
141 | Illinois | IL | 4A | 0.0079981 | 0.00014205 | 0.046144 | 0.011542 | 0.0045464 | 0.0014271
142 | Illinois | IL | 5A | 0.087533 | 0.10017 | 0.38281 | 0.078397 | 0.02212 | 0.25717
143
144
145
146 | Indiana | IN | 4A | 0.026625 | 0.002409 | 0.085891 | 0.014827 | 0.010285 | 0.0088137
147 | Indiana | IN | 5A | 0.17587 | 0.025484 | 0.38997 | 0.14693 | 0.058317 | 0.054577
148
149
150
151 | Kansas | KS | 4A | 0.19635 | 0.040394 | 0.45193 | 0.15161 | 0.086324 | 0.042883
152 |  |  | 5A | 0.0071347 | 0 | 0.01424 | 0 | 0.0091462 | 0
153
154
155
156 | Louisiana | LA | 2A | 0.22732 | 0.034878 | 0.40355 | 0.06974 | 0.064317 | 0.038387
157 |  |  | 3A | 0.026419 | 0.0016306 | 0.11186 | 0.014 | 0.0078986 | 0
158
159
160
161 | Maine | ME | 6A | 0.10982 | 0.020678 | 0.54518 | 0.13492 | 0.1028 | 0.062917
162 | Maine | ME | 7 | 0.0024367 | 0 | 0.015782 | 0 | 0.0054657 | 0
163
164
165
166 | Maryland | MD | 4A | 0.1224 | 0.17935 | 0.19236 | 0.0815 | 0.030328 | 0.39334
167 | Maryland | MD | 5A | 0.00013601 | 0 | 0 | 0.00059288 | 0 | 0
168
169
170
171 | Michigan | MI | 6A | 0.019226 | 0 | 0.080476 | 0.007351 | 0.0068206 | 0.0061213
172 | Michigan | MI | 7 | 0.0017582 | 0 | 0.0057303 | 0.0012808 | 0.0017346 | 0.00090562
173
174
175
176 | Minnesota | MN | 6A | 0.11735 | 0.095235 | 0.37513 | 0.069364 | 0.015807 | 0.23937
177
178
179
180
181 | Mississippi | MS | 2A | 0.091676 | 0 | 0.050065 | 0.022157 | 0.015872 | 0.0042266
182 | Mississippi | MS | 3A | 0.13341 | 0.039548 | 0.41307 | 0.13847 | 0.078616 | 0.012889
183
184
185
186 | Missouri | MO | 4A | 0.1188 | 0.075011 | 0.46995 | 0.11508 | 0.058025 | 0.13308
187 | Missouri | MO | 5A | 0.0030344 | 0 | 0.020922 | 0.0053152 | 0.00078085 | 0
188
189
190
191 | Nevada | NV | 3B | 0.18067 | 0.030331 | 0.37874 | 0.078844 | 0.010522 | 0.14998
192 | Nevada | NV | 5B | 0.042608 | 0.0071761 | 0.10168 | 0.010424 | 0.0073409 | 0.0016771
193
194
195
196 | New Hampshire | NH | 5A | 0.049001 | 0.0056571 | 0.41786 | 0.027483 | 0.048939 | 0.094247
197 | New Hampshire | NH | 6A | 0.020787 | 0.0087428 | 0.25135 | 0.010388 | 0.029859 | 0.035681
198
199
200
201 | New Mexico | NM | 3B | 0.047627 | 0 | 0.088627 | 0.037801 | 0.026744 | 0
202 | New Mexico | NM | 4B | 0.12988 | 0 | 0.21268 | 0.091162 | 0.029189 | 0.0395
203
204
205
206 | North Dakota | ND | 6A | 0.014995 | 0 | 0.29203 | 0.01105 | 0.036352 | 0
207 | North Dakota | ND | 7 | 0.12037 | 0 | 0.37983 | 0.071609 | 0.058059 | 0.015697
208
209
210
211 | Ohio | OH | 4A | 0.015513 | 0.015843 | 0.046367 | 0.024166 | 0.0011099 | 0.013104
212 | Ohio | OH | 5A | 0.13 | 0.030357 | 0.47377 | 0.16642 | 0.04198 | 0.041375
213
214
215
216 | Oregon | OR | 4C | 0.12932 | 0.027078 | 0.37363 | 0.066899 | 0.055245 | 0.20775
217 | Oregon | OR | 5B | 0.025465 | 0 | 0.072867 | 0.0093537 | 0.017428 | 0.014972
218
219
220
221 | Pennsylvania | PA | 4A | 0.036569 | 0.067 | 0.12235 | 0.06255 | 0.0081762 | 0.090238
222 | Pennsylvania | PA | 5A | 0.067183 | 0.041597 | 0.32913 | 0.091365 | 0.041947 | 0.031052
223
224
225
226 | South Dakota | SD | 4A | 0.005647 | 0 | 0.061904 | 0.0094572 | 0.00025806 | 0
227 | South Dakota | SD | 5A | 0.1983 | 0.029146 | 0.43568 | 0.1559 | 0.094298 | 0.0094116
228
229
230
231 | Tennessee | TN | 3A | 0.031281 | 0.0025952 | 0.0882 | 0.022205 | 0.0099286 | 0.015147
232 | Tennessee | TN | 4A | 0.14027 | 0.093826 | 0.38379 | 0.081088 | 0.03761 | 0.09406
233
234
235
236 | Vermont | VT | 6A | 0.096397 | 0 | 0.17924 | 0.049257 | 0.15772 | 0.51739
237
238
239
240
241 | Washington | WA | 4C | 0.07229 | 0.14559 | 0.28269 | 0.067724 | 0.017578 | 0.29361
242 | Washington | WA | 5B | 0.020477 | 0.0024633 | 0.054532 | 0.011191 | 0.0085263 | 0.019631
243 | Washington | WA | 6A | 0.00076672 | 0 | 0.0016166 | 0.000739 | 0.00057273 | 0
244
245
246 | West Virginia | WV | 4A | 0.02376 | 0 | 0.25591 | 0.055599 | 0.022191 | 0.014623
247 | West Virginia | WV | 5A | 0.053817 | 0 | 0.4295 | 0.061993 | 0.037241 | 0.045363
248
249
250
251 | Wyoming | WY | 5B | 0.0028608 | 0 | 0.0020889 | 0.0086733 | 0.0080376 | 0
252 | Wyoming | WY | 6B | 0.063415 | 0 | 0.35531 | 0.17635 | 0.24235 | 0.0094226
253 | Wyoming | WY | 7 | 0.014645 | 0 | 0.00068115 | 0.068229 | 0.04793 | 0
254
255
256 | Alaska | AK | 7 | 0.07747 | 0.15393 | 0.25759 | 0.044383 | 0.060032 | 0.043348
257 | Alaska | AK | 8 | 0.066822 | 0 | 0.19404 | 0.047099 | 0.05529 | 0
258
259
260

## Cost Est Summary
Commercial Energy Code Adoption Cost Effectiveness - Incremental Cost Summary by Prototype and Climate Zone with 29 Years of Replacement Costs and Residual Values in Year 30
First Cost Summary | [9 empty] | First Cost Summary Relative to Whole Building Cost
| Value | 2A | 3A | 3B | 4A | 5A |  |  |  | Prototype | Building First Cost,* $/ft2 | 2A | 3A | 3B | 4A | 5A
|  | Tampa FL | Atlanta GA | El Paso TX | New York NY | Buffalo NY |  | Building Areas |  |  |  | $/ft2 | $/ft2 | $/ft2 | $/ft2 | $/ft2
Small Office | First Cost | -9897.2732 | -10155.0252 | -10261.9899 | -9881.275 | -9919.0008 |  | 5502 |  | Small Office | 220 | -1.7989 | -1.8457 | -1.8651 | -1.7959 | -1.8028
| $/ft2 | -1.7989 | -1.8457 | -1.8651 | -1.7959 | -1.8028 | [5 empty] | -0.0081766 | -0.0083895 | -0.0084779 | -0.0081634 | -0.0081945
Large Office | First Cost | -1026974.268 | -1012495.4547 | -964619.1283 | -1076405.062 | -1034993.1876 |  | 498588 |  | Large Office | 180 | -2.0598 | -2.0307 | -1.9347 | -2.1589 | -2.0758
| $/ft2 | -2.0598 | -2.0307 | -1.9347 | -2.1589 | -2.0758 | [5 empty] | -0.011443 | -0.011282 | -0.010748 | -0.011994 | -0.011532
Standalone Retail | First Cost | -33264.9178 | -33727.2429 | -34252.1204 | -34053.9375 | -34679.4821 |  | 24692 |  | Standalone Retail | 116 | -1.3472 | -1.3659 | -1.3872 | -1.3791 | -1.4045
| $/ft2 | -1.3472 | -1.3659 | -1.3872 | -1.3791 | -1.4045 | [5 empty] | -0.011614 | -0.011775 | -0.011958 | -0.011889 | -0.012108
Primary School | First Cost | -160140.9931 | -144442.7207 | -157341.1581 | -153556.6139 | -155314.2793 |  | 73959 |  | Primary School | 225 | -2.1653 | -1.953 | -2.1274 | -2.0762 | -2.1
| $/ft2 | -2.1653 | -1.953 | -2.1274 | -2.0762 | -2.1 | [5 empty] | -0.0096234 | -0.00868 | -0.0094552 | -0.0092277 | -0.0093334
Small Hotel | First Cost | 29861.6132 | 29270.7197 | 29394.0837 | 29143.3381 | 28680.3123 |  | 43202 |  | Small Hotel | 197 | 0.69121 | 0.67753 | 0.68039 | 0.67458 | 0.66387
| $/ft2 | 0.69121 | 0.67753 | 0.68039 | 0.67458 | 0.66387 | [5 empty] | 0.0035087 | 0.0034392 | 0.0034537 | 0.0034243 | 0.0033699
Mid-rise Apartment | First Cost | -11991.507 | -12389.0502 | -13661.202 | -9966.3938 | -9673.5812 |  | 33741 |  | Mid-rise Apartment | 218 | -0.3554 | -0.36718 | -0.40488 | -0.29538 | -0.2867
| $/ft2 | -0.3554 | -0.36718 | -0.40488 | -0.29538 | -0.2867 | [5 empty] | -0.0016303 | -0.0016843 | -0.0018573 | -0.001355 | -0.0013151
* Building first costs are from 2020 RS Means Building Construction Costs, p. 897
Cost Location Index |  | 1 | (set to a value of 1 if you want to see costs without this adjustment summary without index adjustment) | [9 empty] | 2 | 3 | 4 | 5 | 6 | 7 | 8 | 9 | 10 | 11
Small Office |  |  | HVAC |  |  |  |  | Lighting |  |  |  | Small Office | 2: Envelope, Power and Other; 9: Total
| 2A | 3A | 3B | 4A | 5A | 2A | 3A | 3B | 4A | 5A |  |  | 2A | 3A | 3B | 4A | 5A | 2A | 3A | 3B | 4A | 5A
New Construction | -412.2962 | -321.9867 | -428.9515 | 21.6972 | -16.0286 | -10042.036 | -10042.036 | -10042.036 | -10042.036 | -10042.036 |  | New Construction | 557.059 | 208.9976 | 208.9976 | 139.0638 | 139.0638 | -9897.2732 | -10155.0252 | -10261.9899 | -9881.275 | -9919.0008
Maintenance | 0 | 0 | 0 | 0 | 0 | [6 empty] | Maintenance | 0 | 0 | 0 | 0 | 0 | 0 | 0 | 0 | 0 | 0
Replacement (Year) | [11 empty] | Replacement (Year)
1 | 0 | 0 | 0 | 0 | 0 | 0 | 0 | 0 | 0 | 0 |  | 1 | 0 | 0 | 0 | 0 | 0 | 0 | 0 | 0 | 0 | 0
2 | 0 | 0 | 0 | 0 | 0 | 0 | 0 | 0 | 0 | 0 |  | 2 | 0 | 0 | 0 | 0 | 0 | 0 | 0 | 0 | 0 | 0
3 | 0 | 0 | 0 | 0 | 0 | 0 | 0 | 0 | 0 | 0 |  | 3 | 0 | 0 | 0 | 0 | 0 | 0 | 0 | 0 | 0 | 0
4 | 0 | 0 | 0 | 0 | 0 | 0 | 0 | 0 | 0 | 0 |  | 4 | 0 | 0 | 0 | 0 | 0 | 0 | 0 | 0 | 0 | 0
5 | 0 | 0 | 0 | 0 | 0 | 0 | 0 | 0 | 0 | 0 |  | 5 | 0 | 0 | 0 | 0 | 0 | 0 | 0 | 0 | 0 | 0
6 | 0 | 0 | 0 | 0 | 0 | 0 | 0 | 0 | 0 | 0 |  | 6 | 0 | 0 | 0 | 0 | 0 | 0 | 0 | 0 | 0 | 0
7 | 0 | 0 | 0 | 0 | 0 | 0 | 0 | 0 | 0 | 0 |  | 7 | 0 | 0 | 0 | 0 | 0 | 0 | 0 | 0 | 0 | 0
8 | 0 | 0 | 0 | 0 | 0 | 0 | 0 | 0 | 0 | 0 |  | 8 | 0 | 0 | 0 | 0 | 0 | 0 | 0 | 0 | 0 | 0
9 | 0 | 0 | 0 | 0 | 0 | 0 | 0 | 0 | 0 | 0 |  | 9 | 0 | 0 | 0 | 0 | 0 | 0 | 0 | 0 | 0 | 0
10 | 0 | 0 | 0 | 0 | 0 | 0 | 0 | 0 | 0 | 0 |  | 10 | 0 | 0 | 0 | 0 | 0 | 0 | 0 | 0 | 0 | 0
11 | 0 | 0 | 0 | 0 | 0 | 0 | 0 | 0 | 0 | 0 |  | 11 | 0 | 0 | 0 | 0 | 0 | 0 | 0 | 0 | 0 | 0
12 | 0 | 0 | 0 | 0 | 0 | 0 | 0 | 0 | 0 | 0 |  | 12 | 0 | 0 | 0 | 0 | 0 | 0 | 0 | 0 | 0 | 0
13 | 0 | 0 | 0 | 0 | 0 | 0 | 0 | 0 | 0 | 0 |  | 13 | 0 | 0 | 0 | 0 | 0 | 0 | 0 | 0 | 0 | 0
14 | 0 | 0 | 0 | 0 | 0 | -9757.887 | -9757.887 | -9757.887 | -9757.887 | -9757.887 |  | 14 | 0 | 0 | 0 | 0 | 0 | -9757.887 | -9757.887 | -9757.887 | -9757.887 | -9757.887
15 | -722.2508 | -606.6661 | -733.9818 | -406.9664 | -242.4968 | 0 | 0 | 0 | 0 | 0 |  | 15 | 0 | 0 | 0 | 0 | 0 | -722.2508 | -606.6661 | -733.9818 | -406.9664 | -242.4968
16 | 0 | 0 | 0 | 0 | 0 | 0 | 0 | 0 | 0 | 0 |  | 16 | 0 | 0 | 0 | 0 | 0 | 0 | 0 | 0 | 0 | 0
17 | 0 | 0 | 0 | 0 | 0 | 0 | 0 | 0 | 0 | 0 |  | 17 | 0 | 0 | 0 | 0 | 0 | 0 | 0 | 0 | 0 | 0
18 | 0 | 0 | 0 | 0 | 0 | 0 | 0 | 0 | 0 | 0 |  | 18 | 0 | 0 | 0 | 0 | 0 | 0 | 0 | 0 | 0 | 0
19 | 0 | 0 | 0 | 0 | 0 | 0 | 0 | 0 | 0 | 0 |  | 19 | 0 | 0 | 0 | 0 | 0 | 0 | 0 | 0 | 0 | 0
20 | 0 | 0 | 0 | 0 | 0 | 0 | 0 | 0 | 0 | 0 |  | 20 | 0 | 0 | 0 | 0 | 0 | 0 | 0 | 0 | 0 | 0
21 | 0 | 0 | 0 | 0 | 0 | 0 | 0 | 0 | 0 | 0 |  | 21 | 0 | 0 | 0 | 0 | 0 | 0 | 0 | 0 | 0 | 0
22 | 0 | 0 | 0 | 0 | 0 | 0 | 0 | 0 | 0 | 0 |  | 22 | 0 | 0 | 0 | 0 | 0 | 0 | 0 | 0 | 0 | 0
23 | 0 | 0 | 0 | 0 | 0 | 0 | 0 | 0 | 0 | 0 |  | 23 | 0 | 0 | 0 | 0 | 0 | 0 | 0 | 0 | 0 | 0
24 | 0 | 0 | 0 | 0 | 0 | 0 | 0 | 0 | 0 | 0 |  | 24 | 0 | 0 | 0 | 0 | 0 | 0 | 0 | 0 | 0 | 0
25 | 0 | 0 | 0 | 0 | 0 | 0 | 0 | 0 | 0 | 0 |  | 25 | 0 | 0 | 0 | 0 | 0 | 0 | 0 | 0 | 0 | 0
26 | 0 | 0 | 0 | 0 | 0 | 0 | 0 | 0 | 0 | 0 |  | 26 | 0 | 0 | 0 | 0 | 0 | 0 | 0 | 0 | 0 | 0
27 | 0 | 0 | 0 | 0 | 0 | 0 | 0 | 0 | 0 | 0 |  | 27 | 0 | 0 | 0 | 0 | 0 | 0 | 0 | 0 | 0 | 0
28 | 0 | 0 | 0 | 0 | 0 | -9757.887 | -9757.887 | -9757.887 | -9757.887 | -9757.887 |  | 28 | 0 | 0 | 0 | 0 | 0 | -9757.887 | -9757.887 | -9757.887 | -9757.887 | -9757.887
29 | 0 | 0 | 0 | 0 | 0 | 0 | 0 | 0 | 0 | 0 |  | 29 | 0 | 0 | 0 | 0 | 0 | 0 | 0 | 0 | 0 | 0
30 | -1907.2566 | -1791.6719 | -1918.9876 | -1295.7208 | -1427.5025 | 0 | 0 | 0 | 0 | 0 |  | 30 | 0 | 0 | 0 | 0 | 0 | -1907.2566 | -1791.6719 | -1918.9876 | -1295.7208 | -1427.5025
31 | 0 | 0 | 0 | 0 | 0 | 0 | 0 | 0 | 0 | 0 |  | 31 | 0 | 0 | 0 | 0 | 0 | 0 | 0 | 0 | 0 | 0
32 | 0 | 0 | 0 | 0 | 0 | 0 | 0 | 0 | 0 | 0 |  | 32 | 0 | 0 | 0 | 0 | 0 | 0 | 0 | 0 | 0 | 0
33 | 0 | 0 | 0 | 0 | 0 | 0 | 0 | 0 | 0 | 0 |  | 33 | 0 | 0 | 0 | 0 | 0 | 0 | 0 | 0 | 0 | 0
34 | 0 | 0 | 0 | 0 | 0 | 0 | 0 | 0 | 0 | 0 |  | 34 | 0 | 0 | 0 | 0 | 0 | 0 | 0 | 0 | 0 | 0
35 | 0 | 0 | 0 | 0 | 0 | 0 | 0 | 0 | 0 | 0 |  | 35 | 0 | 0 | 0 | 0 | 0 | 0 | 0 | 0 | 0 | 0
36 | 0 | 0 | 0 | 0 | 0 | 0 | 0 | 0 | 0 | 0 |  | 36 | 0 | 0 | 0 | 0 | 0 | 0 | 0 | 0 | 0 | 0
37 | 0 | 0 | 0 | 0 | 0 | 0 | 0 | 0 | 0 | 0 |  | 37 | 0 | 0 | 0 | 0 | 0 | 0 | 0 | 0 | 0 | 0
38 | 0 | 0 | 0 | 0 | 0 | 0 | 0 | 0 | 0 | 0 |  | 38 | 0 | 0 | 0 | 0 | 0 | 0 | 0 | 0 | 0 | 0
39 | 0 | 0 | 0 | 0 | 0 | 0 | 0 | 0 | 0 | 0 |  | 39 | 0 | 0 | 0 | 0 | 0 | 0 | 0 | 0 | 0 | 0
40 | 1030.7541 | 992.2259 | 1034.6645 | 728.1584 | 870.8361 | 1393.9839 | 1393.9839 | 1393.9839 | 1393.9839 | 1393.9839 |  | 40 | 0 | 0 | 0 | 0 | 0 | 2424.738 | 2386.2097 | 2428.6483 | 2122.1422 | 2264.82
Resid 30:
30 | 0 | 0 | 0 | 0 | 0 | 8363.9032 | 8363.9032 | 8363.9032 | 8363.9032 | 8363.9032 |  | 30 | -316.0445 | -230.0722 | -230.0722 | -209.4266 | -208.5675 | 8047.8586 | 8133.831 | 8133.831 | 8154.4766 | 8155.3357
Note - all envelope & lighting columns same with ref col 8 to proto tab (no CZ diff) (except sm office first cost)
Large Office |  |  | HVAC |  |  |  |  | Lighting |  |  |  | Large Office | 2: Envelope, Power and Other; 9: Total
| 2A | 3A | 3B | 4A | 5A | 2A | 3A | 3B | 4A | 5A |  |  | 2A | 3A | 3B | 4A | 5A | 2A | 3A | 3B | 4A | 5A
New Construction | -159886.4963 | -118371.1036 | -70494.7772 | -176848.419 | -135436.5446 | -910358.7867 | -910358.7867 | -910358.7867 | -910358.7867 | -910358.7867 |  | New Construction | 43271.0149 | 16234.4356 | 16234.4356 | 10802.1437 | 10802.1437 | -1026974.268 | -1012495.4547 | -964619.1283 | -1076405.062 | -1034993.1876
Maintenance | 0 | 0 | 0 | 0 | 0 | [6 empty] | Maintenance | 0 | 0 | 0 | 0 | 0 | 0 | 0 | 0 | 0 | 0
Replacement (Year) | [11 empty] | Replacement (Year)
1 | 0 | 0 | 0 | 0 | 0 | 0 | 0 | 0 | 0 | 0 |  | 1 | 0 | 0 | 0 | 0 | 0 | 0 | 0 | 0 | 0 | 0
2 | 0 | 0 | 0 | 0 | 0 | 0 | 0 | 0 | 0 | 0 |  | 2 | 0 | 0 | 0 | 0 | 0 | 0 | 0 | 0 | 0 | 0
3 | 0 | 0 | 0 | 0 | 0 | 0 | 0 | 0 | 0 | 0 |  | 3 | 0 | 0 | 0 | 0 | 0 | 0 | 0 | 0 | 0 | 0
4 | 0 | 0 | 0 | 0 | 0 | 0 | 0 | 0 | 0 | 0 |  | 4 | 0 | 0 | 0 | 0 | 0 | 0 | 0 | 0 | 0 | 0
5 | 0 | 0 | 0 | 0 | 0 | 0 | 0 | 0 | 0 | 0 |  | 5 | 0 | 0 | 0 | 0 | 0 | 0 | 0 | 0 | 0 | 0
6 | 0 | 0 | 0 | 0 | 0 | 0 | 0 | 0 | 0 | 0 |  | 6 | 0 | 0 | 0 | 0 | 0 | 0 | 0 | 0 | 0 | 0
7 | 0 | 0 | 0 | 0 | 0 | 0 | 0 | 0 | 0 | 0 |  | 7 | 0 | 0 | 0 | 0 | 0 | 0 | 0 | 0 | 0 | 0
8 | 0 | 0 | 0 | 0 | 0 | 0 | 0 | 0 | 0 | 0 |  | 8 | 0 | 0 | 0 | 0 | 0 | 0 | 0 | 0 | 0 | 0
9 | 0 | 0 | 0 | 0 | 0 | 0 | 0 | 0 | 0 | 0 |  | 9 | 0 | 0 | 0 | 0 | 0 | 0 | 0 | 0 | 0 | 0
10 | 0 | 0 | 0 | 0 | 0 | 0 | 0 | 0 | 0 | 0 |  | 10 | 0 | 0 | 0 | 0 | 0 | 0 | 0 | 0 | 0 | 0
11 | 0 | 0 | 0 | 0 | 0 | 0 | 0 | 0 | 0 | 0 |  | 11 | 0 | 0 | 0 | 0 | 0 | 0 | 0 | 0 | 0 | 0
12 | 0 | 0 | 0 | 0 | 0 | 0 | 0 | 0 | 0 | 0 |  | 12 | 0 | 0 | 0 | 0 | 0 | 0 | 0 | 0 | 0 | 0
13 | 0 | 0 | 0 | 0 | 0 | 0 | 0 | 0 | 0 | 0 |  | 13 | 0 | 0 | 0 | 0 | 0 | 0 | 0 | 0 | 0 | 0
14 | 0 | 0 | 0 | 0 | 0 | 0 | 0 | 0 | 0 | 0 |  | 14 | 0 | 0 | 0 | 0 | 0 | 0 | 0 | 0 | 0 | 0
15 | -111828.3774 | -112316.3366 | -30465.0485 | -103169.5271 | -103449.3911 | 0 | 0 | 0 | 0 | 0 |  | 15 | 0 | 0 | 0 | 0 | 0 | -111828.3774 | -112316.3366 | -30465.0485 | -103169.5271 | -103449.3911
16 | 0 | 0 | 0 | 0 | 0 | 0 | 0 | 0 | 0 | 0 |  | 16 | 0 | 0 | 0 | 0 | 0 | 0 | 0 | 0 | 0 | 0
17 | 0 | 0 | 0 | 0 | 0 | 0 | 0 | 0 | 0 | 0 |  | 17 | 0 | 0 | 0 | 0 | 0 | 0 | 0 | 0 | 0 | 0
18 | 0 | 0 | 0 | 0 | 0 | -917490.7411 | -917490.7411 | -917490.7411 | -917490.7411 | -917490.7411 |  | 18 | 0 | 0 | 0 | 0 | 0 | -917490.7411 | -917490.7411 | -917490.7411 | -917490.7411 | -917490.7411
19 | 0 | 0 | 0 | 0 | 0 | 0 | 0 | 0 | 0 | 0 |  | 19 | 0 | 0 | 0 | 0 | 0 | 0 | 0 | 0 | 0 | 0
20 | 82034.7344 | 91419.7285 | 62415.7214 | 20171.6141 | 55596.6018 | 0 | 0 | 0 | 0 | 0 |  | 20 | 0 | 0 | 0 | 0 | 0 | 82034.7344 | 91419.7285 | 62415.7214 | 20171.6141 | 55596.6018
21 | 0 | 0 | 0 | 0 | 0 | 0 | 0 | 0 | 0 | 0 |  | 21 | 0 | 0 | 0 | 0 | 0 | 0 | 0 | 0 | 0 | 0
22 | 0 | 0 | 0 | 0 | 0 | 0 | 0 | 0 | 0 | 0 |  | 22 | 0 | 0 | 0 | 0 | 0 | 0 | 0 | 0 | 0 | 0
23 | -35522.2187 | -10666.3147 | -3940.8024 | -12113.6729 | -5025.2142 | 0 | 0 | 0 | 0 | 0 |  | 23 | 0 | 0 | 0 | 0 | 0 | -35522.2187 | -10666.3147 | -3940.8024 | -12113.6729 | -5025.2142
24 | 0 | 0 | 0 | 0 | 0 | 0 | 0 | 0 | 0 | 0 |  | 24 | 0 | 0 | 0 | 0 | 0 | 0 | 0 | 0 | 0 | 0
25 | 0 | 0 | 0 | 0 | 0 | 0 | 0 | 0 | 0 | 0 |  | 25 | 0 | 0 | 0 | 0 | 0 | 0 | 0 | 0 | 0 | 0
26 | 0 | 0 | 0 | 0 | 0 | 0 | 0 | 0 | 0 | 0 |  | 26 | 0 | 0 | 0 | 0 | 0 | 0 | 0 | 0 | 0 | 0
27 | 0 | 0 | 0 | 0 | 0 | 0 | 0 | 0 | 0 | 0 |  | 27 | 0 | 0 | 0 | 0 | 0 | 0 | 0 | 0 | 0 | 0
28 | 0 | 0 | 0 | 0 | 0 | 0 | 0 | 0 | 0 | 0 |  | 28 | 0 | 0 | 0 | 0 | 0 | 0 | 0 | 0 | 0 | 0
29 | 0 | 0 | 0 | 0 | 0 | 0 | 0 | 0 | 0 | 0 |  | 29 | 0 | 0 | 0 | 0 | 0 | 0 | 0 | 0 | 0 | 0
30 | -266879.2114 | -252628.7861 | -242489.8483 | -261838.4395 | -244112.0766 | 0 | 0 | 0 | 0 | 0 |  | 30 | 0 | 0 | 0 | 0 | 0 | -266879.2114 | -252628.7861 | -242489.8483 | -261838.4395 | -244112.0766
31 | 0 | 0 | 0 | 0 | 0 | 0 | 0 | 0 | 0 | 0 |  | 31 | 0 | 0 | 0 | 0 | 0 | 0 | 0 | 0 | 0 | 0
32 | 0 | 0 | 0 | 0 | 0 | 0 | 0 | 0 | 0 | 0 |  | 32 | 0 | 0 | 0 | 0 | 0 | 0 | 0 | 0 | 0 | 0
33 | 0 | 0 | 0 | 0 | 0 | 0 | 0 | 0 | 0 | 0 |  | 33 | 0 | 0 | 0 | 0 | 0 | 0 | 0 | 0 | 0 | 0
34 | 0 | 0 | 0 | 0 | 0 | 0 | 0 | 0 | 0 | 0 |  | 34 | 0 | 0 | 0 | 0 | 0 | 0 | 0 | 0 | 0 | 0
35 | -7955.3048 | -10637.9567 | -9441.7905 | -12183.2566 | -14457.347 | 0 | 0 | 0 | 0 | 0 |  | 35 | 0 | 0 | 0 | 0 | 0 | -7955.3048 | -10637.9567 | -9441.7905 | -12183.2566 | -14457.347
36 | 0 | 0 | 0 | 0 | 0 | -917490.7411 | -917490.7411 | -917490.7411 | -917490.7411 | -917490.7411 |  | 36 | 0 | 0 | 0 | 0 | 0 | -917490.7411 | -917490.7411 | -917490.7411 | -917490.7411 | -917490.7411
37 | 0 | 0 | 0 | 0 | 0 | 0 | 0 | 0 | 0 | 0 |  | 37 | 0 | 0 | 0 | 0 | 0 | 0 | 0 | 0 | 0 | 0
38 | 0 | 0 | 0 | 0 | 0 | 0 | 0 | 0 | 0 | 0 |  | 38 | 0 | 0 | 0 | 0 | 0 | 0 | 0 | 0 | 0 | 0
39 | 0 | 0 | 0 | 0 | 0 | 0 | 0 | 0 | 0 | 0 |  | 39 | 0 | 0 | 0 | 0 | 0 | 0 | 0 | 0 | 0 | 0
40 | 156728.847 | 142881.1773 | 160625.8814 | 153771.9973 | 141961.1912 | 713603.9097 | 713603.9097 | 713603.9097 | 713603.9097 | 713603.9097 |  | 40 | 0 | 0 | 0 | 0 | 0 | 870332.7567 | 856485.087 | 874229.7911 | 867375.907 | 855565.1009
Resid 30:
30 | -15169.7864 | -36770.1112 | -27117.6057 | 81.5611 | -22237.1644 | 305830.247 | 305830.247 | 305830.247 | 305830.247 | 305830.247 |  | 30 | -24549.5856 | -17871.4569 | -17871.4569 | -16267.76 | -16201.0271 | 266110.875 | 251188.679 | 260841.1844 | 289644.0481 | 267392.0555
Standalone Retail |  |  | HVAC |  |  |  |  | Lighting |  |  |  | Standalone Retail | 2: Envelope, Power and Other; 9: Total
| 2A | 3A | 3B | 4A | 5A | 2A | 3A | 3B | 4A | 5A |  |  | 2A | 3A | 3B | 4A | 5A | 2A | 3A | 3B | 4A | 5A
New Construction | -4793.5187 | -4663.4106 | -5188.2881 | -4044.7173 | -4670.2619 | -30207.0748 | -30207.0748 | -30207.0748 | -30207.0748 | -30207.0748 |  | New Construction | 1735.6757 | 1143.2425 | 1143.2425 | 197.8546 | 197.8546 | -33264.9178 | -33727.2429 | -34252.1204 | -34053.9375 | -34679.4821
Maintenance | 0 | 0 | 0 | 0 | 0 | [6 empty] | Maintenance | 0 | 0 | 0 | 0 | 0 | 0 | 0 | 0 | 0 | 0
Replacement (Year) | [11 empty] | Replacement (Year)
1 | 0 | 0 | 0 | 0 | 0 | 0 | 0 | 0 | 0 | 0 |  | 1 | 0 | 0 | 0 | 0 | 0 | 0 | 0 | 0 | 0 | 0
2 | 0 | 0 | 0 | 0 | 0 | 0 | 0 | 0 | 0 | 0 |  | 2 | 0 | 0 | 0 | 0 | 0 | 0 | 0 | 0 | 0 | 0
3 | 0 | 0 | 0 | 0 | 0 | 0 | 0 | 0 | 0 | 0 |  | 3 | 0 | 0 | 0 | 0 | 0 | 0 | 0 | 0 | 0 | 0
4 | 0 | 0 | 0 | 0 | 0 | 0 | 0 | 0 | 0 | 0 |  | 4 | 0 | 0 | 0 | 0 | 0 | 0 | 0 | 0 | 0 | 0
5 | 0 | 0 | 0 | 0 | 0 | 0 | 0 | 0 | 0 | 0 |  | 5 | 0 | 0 | 0 | 0 | 0 | 0 | 0 | 0 | 0 | 0
6 | 0 | 0 | 0 | 0 | 0 | 0 | 0 | 0 | 0 | 0 |  | 6 | 0 | 0 | 0 | 0 | 0 | 0 | 0 | 0 | 0 | 0
7 | 0 | 0 | 0 | 0 | 0 | 0 | 0 | 0 | 0 | 0 |  | 7 | 0 | 0 | 0 | 0 | 0 | 0 | 0 | 0 | 0 | 0
8 | 0 | 0 | 0 | 0 | 0 | 0 | 0 | 0 | 0 | 0 |  | 8 | 0 | 0 | 0 | 0 | 0 | 0 | 0 | 0 | 0 | 0
9 | 0 | 0 | 0 | 0 | 0 | 0 | 0 | 0 | 0 | 0 |  | 9 | 0 | 0 | 0 | 0 | 0 | 0 | 0 | 0 | 0 | 0
10 | 0 | 0 | 0 | 0 | 0 | -17.3674 | -17.3674 | -17.3674 | -17.3674 | -17.3674 |  | 10 | 0 | 0 | 0 | 0 | 0 | -17.3674 | -17.3674 | -17.3674 | -17.3674 | -17.3674
11 | 0 | 0 | 0 | 0 | 0 | 0 | 0 | 0 | 0 | 0 |  | 11 | 0 | 0 | 0 | 0 | 0 | 0 | 0 | 0 | 0 | 0
12 | 0 | 0 | 0 | 0 | 0 | 0 | 0 | 0 | 0 | 0 |  | 12 | 0 | 0 | 0 | 0 | 0 | 0 | 0 | 0 | 0 | 0
13 | 0 | 0 | 0 | 0 | 0 | 0 | 0 | 0 | 0 | 0 |  | 13 | 0 | 0 | 0 | 0 | 0 | 0 | 0 | 0 | 0 | 0
14 | 0 | 0 | 0 | 0 | 0 | -46046.2706 | -46046.2706 | -46046.2706 | -46046.2706 | -46046.2706 |  | 14 | 0 | 0 | 0 | 0 | 0 | -46046.2706 | -46046.2706 | -46046.2706 | -46046.2706 | -46046.2706
15 | -2063.9266 | -1670.0347 | -2062.5786 | -1566.5921 | -1679.0509 | 0 | 0 | 0 | 0 | 0 |  | 15 | 0 | 0 | 0 | 0 | 0 | -2063.9266 | -1670.0347 | -2062.5786 | -1566.5921 | -1679.0509
16 | 0 | 0 | 0 | 0 | 0 | 0 | 0 | 0 | 0 | 0 |  | 16 | 0 | 0 | 0 | 0 | 0 | 0 | 0 | 0 | 0 | 0
17 | 0 | 0 | 0 | 0 | 0 | 0 | 0 | 0 | 0 | 0 |  | 17 | 0 | 0 | 0 | 0 | 0 | 0 | 0 | 0 | 0 | 0
18 | 0 | 0 | 0 | 0 | 0 | 0 | 0 | 0 | 0 | 0 |  | 18 | 0 | 0 | 0 | 0 | 0 | 0 | 0 | 0 | 0 | 0
19 | 0 | 0 | 0 | 0 | 0 | 0 | 0 | 0 | 0 | 0 |  | 19 | 0 | 0 | 0 | 0 | 0 | 0 | 0 | 0 | 0 | 0
20 | 831.6354 | 831.6354 | 831.6354 | 831.6354 | 831.6354 | -17.3674 | -17.3674 | -17.3674 | -17.3674 | -17.3674 |  | 20 | 0 | 0 | 0 | 0 | 0 | 814.268 | 814.268 | 814.268 | 814.268 | 814.268
21 | 0 | 0 | 0 | 0 | 0 | 0 | 0 | 0 | 0 | 0 |  | 21 | 0 | 0 | 0 | 0 | 0 | 0 | 0 | 0 | 0 | 0
22 | 0 | 0 | 0 | 0 | 0 | 0 | 0 | 0 | 0 | 0 |  | 22 | 0 | 0 | 0 | 0 | 0 | 0 | 0 | 0 | 0 | 0
23 | 0 | 0 | 0 | 0 | 0 | 0 | 0 | 0 | 0 | 0 |  | 23 | 0 | 0 | 0 | 0 | 0 | 0 | 0 | 0 | 0 | 0
24 | 0 | 0 | 0 | 0 | 0 | 0 | 0 | 0 | 0 | 0 |  | 24 | 0 | 0 | 0 | 0 | 0 | 0 | 0 | 0 | 0 | 0
25 | 0 | 0 | 0 | 0 | 0 | 0 | 0 | 0 | 0 | 0 |  | 25 | 0 | 0 | 0 | 0 | 0 | 0 | 0 | 0 | 0 | 0
26 | 0 | 0 | 0 | 0 | 0 | 0 | 0 | 0 | 0 | 0 |  | 26 | 0 | 0 | 0 | 0 | 0 | 0 | 0 | 0 | 0 | 0
27 | 0 | 0 | 0 | 0 | 0 | 0 | 0 | 0 | 0 | 0 |  | 27 | 0 | 0 | 0 | 0 | 0 | 0 | 0 | 0 | 0 | 0
28 | 0 | 0 | 0 | 0 | 0 | -46046.2706 | -46046.2706 | -46046.2706 | -46046.2706 | -46046.2706 |  | 28 | 0 | 0 | 0 | 0 | 0 | -46046.2706 | -46046.2706 | -46046.2706 | -46046.2706 | -46046.2706
29 | 0 | 0 | 0 | 0 | 0 | 0 | 0 | 0 | 0 | 0 |  | 29 | 0 | 0 | 0 | 0 | 0 | 0 | 0 | 0 | 0 | 0
30 | -7040.9468 | -6891.8264 | -7529.1418 | -6135.6598 | -6982.4331 | -17.3674 | -17.3674 | -17.3674 | -17.3674 | -17.3674 |  | 30 | 0 | 0 | 0 | 0 | 0 | -7058.3142 | -6909.1938 | -7546.5092 | -6153.0272 | -6999.8005
31 | 0 | 0 | 0 | 0 | 0 | 0 | 0 | 0 | 0 | 0 |  | 31 | 0 | 0 | 0 | 0 | 0 | 0 | 0 | 0 | 0 | 0
32 | 0 | 0 | 0 | 0 | 0 | 0 | 0 | 0 | 0 | 0 |  | 32 | 0 | 0 | 0 | 0 | 0 | 0 | 0 | 0 | 0 | 0
33 | 0 | 0 | 0 | 0 | 0 | 0 | 0 | 0 | 0 | 0 |  | 33 | 0 | 0 | 0 | 0 | 0 | 0 | 0 | 0 | 0 | 0
34 | 0 | 0 | 0 | 0 | 0 | 0 | 0 | 0 | 0 | 0 |  | 34 | 0 | 0 | 0 | 0 | 0 | 0 | 0 | 0 | 0 | 0
35 | 0 | 0 | 0 | 0 | 0 | 0 | 0 | 0 | 0 | 0 |  | 35 | 0 | 0 | 0 | 0 | 0 | 0 | 0 | 0 | 0 | 0
36 | 0 | 0 | 0 | 0 | 0 | 0 | 0 | 0 | 0 | 0 |  | 36 | 0 | 0 | 0 | 0 | 0 | 0 | 0 | 0 | 0 | 0
37 | 0 | 0 | 0 | 0 | 0 | 0 | 0 | 0 | 0 | 0 |  | 37 | 0 | 0 | 0 | 0 | 0 | 0 | 0 | 0 | 0 | 0
38 | 0 | 0 | 0 | 0 | 0 | 0 | 0 | 0 | 0 | 0 |  | 38 | 0 | 0 | 0 | 0 | 0 | 0 | 0 | 0 | 0 | 0
39 | 0 | 0 | 0 | 0 | 0 | 0 | 0 | 0 | 0 | 0 |  | 39 | 0 | 0 | 0 | 0 | 0 | 0 | 0 | 0 | 0 | 0
40 | 202517.5905 | 0 | -205037.5124 | 3568.2425 | 4095.2717 | 6578.0387 | 6578.0387 | 6578.0387 | 6578.0387 | 6578.0387 |  | 40 | 0 | 0 | 0 | 0 | 0 | 209095.6292 | 6578.0387 | -198459.4738 | 10146.2812 | 10673.3104
Resid 30:
30 | 1675.0192 | 0 | -2090.8369 | -415.8177 | -415.8177 | 39468.232 | 39468.232 | 39468.232 | 39468.232 | 39468.232 |  | 30 | -821.5528 | -719.3148 | -719.3148 | -477.4247 | -476.3097 | 40321.6984 | 38748.9172 | 36658.0803 | 38574.9896 | 38576.1046
[6 empty] | -145557.4015 | -145557.4015 | 0 | 0 |  |  |  | 5: 55.9447; 6: 175.3032
Primary School |  |  | HVAC |  |  |  |  | Lighting |  |  |  | Primary School | 2: Envelope, Power and Other; 9: Total
| 2A | 3A | 3B | 4A | 5A | 2A | 3A | 3B | 4A | 5A |  |  | 2A | 3A | 3B | 4A | 5A | 2A | 3A | 3B | 4A | 5A
New Construction | -20220.4067 | -768.205 | -13666.6424 | -8946.5763 | -10692.3997 | -145557.4015 | -145557.4015 | -145557.4015 | -145557.4015 | -145557.4015 |  | New Construction | 5636.8151 | 1882.8857 | 1882.8857 | 947.3639 | 935.5218 | -160140.9931 | -144442.7207 | -157341.1581 | -153556.6139 | -155314.2793
Maintenance | -9.8316 | -14.6177 | 28.5744 | -12.9285 | -14.8992 | [6 empty] | Maintenance | 0 | 0 | 0 | 0 | 0 | -9.8316 | -14.6177 | 28.5744 | -12.9285 | -14.8992
Replacement (Year) | [11 empty] | Replacement (Year)
1 | 0 | 0 | 0 | 0 | 0 | 0 | 0 | 0 | 0 | 0 |  | 1 | 0 | 0 | 0 | 0 | 0 | 0 | 0 | 0 | 0 | 0
2 | 0 | 0 | 0 | 0 | 0 | 0 | 0 | 0 | 0 | 0 |  | 2 | 0 | 0 | 0 | 0 | 0 | 0 | 0 | 0 | 0 | 0
3 | 0 | 0 | 0 | 0 | 0 | 0 | 0 | 0 | 0 | 0 |  | 3 | 0 | 0 | 0 | 0 | 0 | 0 | 0 | 0 | 0 | 0
4 | 0 | 0 | 0 | 0 | 0 | 0 | 0 | 0 | 0 | 0 |  | 4 | 0 | 0 | 0 | 0 | 0 | 0 | 0 | 0 | 0 | 0
5 | 0 | 0 | 0 | 0 | 0 | 0 | 0 | 0 | 0 | 0 |  | 5 | 0 | 0 | 0 | 0 | 0 | 0 | 0 | 0 | 0 | 0
6 | 0 | 0 | 0 | 0 | 0 | 0 | 0 | 0 | 0 | 0 |  | 6 | 0 | 0 | 0 | 0 | 0 | 0 | 0 | 0 | 0 | 0
7 | 0 | 0 | 0 | 0 | 0 | 0 | 0 | 0 | 0 | 0 |  | 7 | 0 | 0 | 0 | 0 | 0 | 0 | 0 | 0 | 0 | 0
8 | 0 | 0 | 0 | 0 | 0 | 0 | 0 | 0 | 0 | 0 |  | 8 | 0 | 0 | 0 | 0 | 0 | 0 | 0 | 0 | 0 | 0
9 | 0 | 0 | 0 | 0 | 0 | 0 | 0 | 0 | 0 | 0 |  | 9 | 0 | 0 | 0 | 0 | 0 | 0 | 0 | 0 | 0 | 0
10 | 0 | 0 | 0 | 0 | 0 | -2290.3509 | -2290.3509 | -2290.3509 | -2290.3509 | -2290.3509 |  | 10 | 0 | 0 | 0 | 0 | 0 | -2290.3509 | -2290.3509 | -2290.3509 | -2290.3509 | -2290.3509
11 | 0 | 0 | 0 | 0 | 0 | 0 | 0 | 0 | 0 | 0 |  | 11 | 0 | 0 | 0 | 0 | 0 | 0 | 0 | 0 | 0 | 0
12 | 0 | 0 | 0 | 0 | 0 | 0 | 0 | 0 | 0 | 0 |  | 12 | 0 | 0 | 0 | 0 | 0 | 0 | 0 | 0 | 0 | 0
13 | 0 | 0 | 0 | 0 | 0 | 0 | 0 | 0 | 0 | 0 |  | 13 | 0 | 0 | 0 | 0 | 0 | 0 | 0 | 0 | 0 | 0
14 | 0 | 0 | 0 | 0 | 0 | -144161.4282 | -144161.4282 | -144161.4282 | -144161.4282 | -144161.4282 |  | 14 | 0 | 0 | 0 | 0 | 0 | -144161.4282 | -144161.4282 | -144161.4282 | -144161.4282 | -144161.4282
15 | -11959.0255 | -5884.8965 | -2236.5076 | -3685.3342 | -5319.4061 | 0 | 0 | 0 | 0 | 0 |  | 15 | 0 | 0 | 0 | 0 | 0 | -11959.0255 | -5884.8965 | -2236.5076 | -3685.3342 | -5319.4061
16 | 0 | 0 | 0 | 0 | 0 | 0 | 0 | 0 | 0 | 0 |  | 16 | 0 | 0 | 0 | 0 | 0 | 0 | 0 | 0 | 0 | 0
17 | 0 | 0 | 0 | 0 | 0 | 0 | 0 | 0 | 0 | 0 |  | 17 | 0 | 0 | 0 | 0 | 0 | 0 | 0 | 0 | 0 | 0
18 | 0 | 0 | 0 | 0 | 0 | 0 | 0 | 0 | 0 | 0 |  | 18 | 0 | 0 | 0 | 0 | 0 | 0 | 0 | 0 | 0 | 0
19 | 0 | 0 | 0 | 0 | 0 | 0 | 0 | 0 | 0 | 0 |  | 19 | 0 | 0 | 0 | 0 | 0 | 0 | 0 | 0 | 0 | 0
20 | 90.1295 | 13130.0699 | -15.5239 | 322.8066 | 335.2051 | -2290.3509 | -2290.3509 | -2290.3509 | -2290.3509 | -2290.3509 |  | 20 | 0 | 0 | 0 | 0 | 0 | -2200.2214 | 10839.719 | -2305.8748 | -1967.5443 | -1955.1458
21 | 0 | 0 | 0 | 0 | 0 | 0 | 0 | 0 | 0 | 0 |  | 21 | 0 | 0 | 0 | 0 | 0 | 0 | 0 | 0 | 0 | 0
22 | 0 | 0 | 0 | 0 | 0 | 0 | 0 | 0 | 0 | 0 |  | 22 | 0 | 0 | 0 | 0 | 0 | 0 | 0 | 0 | 0 | 0
23 | 0 | 0 | 0 | 0 | 0 | 0 | 0 | 0 | 0 | 0 |  | 23 | 0 | 0 | 0 | 0 | 0 | 0 | 0 | 0 | 0 | 0
24 | 0 | 0 | 0 | 0 | 0 | 0 | 0 | 0 | 0 | 0 |  | 24 | 0 | 0 | 0 | 0 | 0 | 0 | 0 | 0 | 0 | 0
25 | 0 | 0 | 0 | 0 | 0 | 0 | 0 | 0 | 0 | 0 |  | 25 | 0 | 0 | 0 | 0 | 0 | 0 | 0 | 0 | 0 | 0
26 | 0 | 0 | 0 | 0 | 0 | 0 | 0 | 0 | 0 | 0 |  | 26 | 0 | 0 | 0 | 0 | 0 | 0 | 0 | 0 | 0 | 0
27 | 0 | 0 | 0 | 0 | 0 | 0 | 0 | 0 | 0 | 0 |  | 27 | 0 | 0 | 0 | 0 | 0 | 0 | 0 | 0 | 0 | 0
28 | 0 | 0 | 0 | 0 | 0 | -144161.4282 | -144161.4282 | -144161.4282 | -144161.4282 | -144161.4282 |  | 28 | 0 | 0 | 0 | 0 | 0 | -144161.4282 | -144161.4282 | -144161.4282 | -144161.4282 | -144161.4282
29 | 0 | 0 | 0 | 0 | 0 | 0 | 0 | 0 | 0 | 0 |  | 29 | 0 | 0 | 0 | 0 | 0 | 0 | 0 | 0 | 0 | 0
30 | -86662.1606 | -19802.9236 | -23466.6215 | -15334.1686 | -17633.3817 | -2290.3509 | -2290.3509 | -2290.3509 | -2290.3509 | -2290.3509 |  | 30 | 0 | 0 | 0 | 0 | 0 | -88952.5115 | -22093.2745 | -25756.9724 | -17624.5195 | -19923.7326
31 | 0 | 0 | 0 | 0 | 0 | 0 | 0 | 0 | 0 | 0 |  | 31 | 0 | 0 | 0 | 0 | 0 | 0 | 0 | 0 | 0 | 0
32 | 0 | 0 | 0 | 0 | 0 | 0 | 0 | 0 | 0 | 0 |  | 32 | 0 | 0 | 0 | 0 | 0 | 0 | 0 | 0 | 0 | 0
33 | 0 | 0 | 0 | 0 | 0 | 0 | 0 | 0 | 0 | 0 |  | 33 | 0 | 0 | 0 | 0 | 0 | 0 | 0 | 0 | 0 | 0
34 | 0 | 0 | 0 | 0 | 0 | 0 | 0 | 0 | 0 | 0 |  | 34 | 0 | 0 | 0 | 0 | 0 | 0 | 0 | 0 | 0 | 0
35 | -1157.694 | -1015.3202 | -1554.9383 | -995.2703 | -981.1721 | 0 | 0 | 0 | 0 | 0 |  | 35 | 0 | 0 | 0 | 0 | 0 | -1157.694 | -1015.3202 | -1554.9383 | -995.2703 | -981.1721
36 | 0 | 0 | 0 | 0 | 0 | 0 | 0 | 0 | 0 | 0 |  | 36 | 0 | 0 | 0 | 0 | 0 | 0 | 0 | 0 | 0 | 0
37 | 0 | 0 | 0 | 0 | 0 | 0 | 0 | 0 | 0 | 0 |  | 37 | 0 | 0 | 0 | 0 | 0 | 0 | 0 | 0 | 0 | 0
38 | 0 | 0 | 0 | 0 | 0 | 0 | 0 | 0 | 0 | 0 |  | 38 | 0 | 0 | 0 | 0 | 0 | 0 | 0 | 0 | 0 | 0
39 | 0 | 0 | 0 | 0 | 0 | 0 | 0 | 0 | 0 | 0 |  | 39 | 0 | 0 | 0 | 0 | 0 | 0 | 0 | 0 | 0 | 0
40 | 54780.741 | 12110.5913 | 16231.7161 | 9847.4231 | 10823.4571 | 20594.4897 | 20594.4897 | 20594.4897 | 20594.4897 | 20594.4897 |  | 40 | 0 | 0 | 0 | 0 | 0 | 75375.2308 | 32705.0811 | 36826.2058 | 30441.9129 | 31417.9469
Resid 30:
30 | 120.3201 | -6419.9892 | 229.896 | -19.2218 | -27.4351 | 123566.9385 | 123566.9385 | 123566.9385 | 123566.9385 | 123566.9385 |  | 30 | -4050.0049 | -3143.4342 | -3143.4342 | -2867.9054 | -2853.4433 | 119637.2536 | 114003.5151 | 120653.4002 | 120679.8113 | 120686.0601
[13 empty] | 14.0792 | 45.1174 | 42.7428 | 264.2088 | 600.1718
Small Hotel |  |  | HVAC |  |  |  |  | Lighting |  |  |  | Small Hotel | 2: Envelope, Power and Other; 9: Total
| 2A | 3A | 3B | 4A | 5A | 2A | 3A | 3B | 4A | 5A |  |  | 2A | 3A | 3B | 4A | 5A | 2A | 3A | 3B | 4A | 5A
New Construction | -194.8027 | -240.0807 | -116.7167 | 300.6809 | -159.8577 | 28668.5525 | 28668.5525 | 28668.5525 | 28668.5525 | 28668.5525 |  | New Construction | 1387.8634 | 842.248 | 842.248 | 174.1047 | 171.6175 | 29861.6132 | 29270.7197 | 29394.0837 | 29143.3381 | 28680.3123
Maintenance | -1.6892 | -1.6892 | -1.6892 | -1.1261 | -1.6892 | [6 empty] | Maintenance | 0 | 0 | 0 | 0 | 0 | -1.6892 | -1.6892 | -1.6892 | -1.1261 | -1.6892
Replacement (Year) | [11 empty] | Replacement (Year)
1 | 0 | 0 | 0 | 0 | 0 | -20884.6319 | -20884.6319 | -20884.6319 | -20884.6319 | -20884.6319 |  | 1 | 0 | 0 | 0 | 0 | 0 | -20884.6319 | -20884.6319 | -20884.6319 | -20884.6319 | -20884.6319
2 | 0 | 0 | 0 | 0 | 0 | -20884.6319 | -20884.6319 | -20884.6319 | -20884.6319 | -20884.6319 |  | 2 | 0 | 0 | 0 | 0 | 0 | -20884.6319 | -20884.6319 | -20884.6319 | -20884.6319 | -20884.6319
3 | 0 | 0 | 0 | 0 | 0 | -58741.8193 | -58741.8193 | -58741.8193 | -58741.8193 | -58741.8193 |  | 3 | 0 | 0 | 0 | 0 | 0 | -58741.8193 | -58741.8193 | -58741.8193 | -58741.8193 | -58741.8193
4 | 0 | 0 | 0 | 0 | 0 | -20884.6319 | -20884.6319 | -20884.6319 | -20884.6319 | -20884.6319 |  | 4 | 0 | 0 | 0 | 0 | 0 | -20884.6319 | -20884.6319 | -20884.6319 | -20884.6319 | -20884.6319
5 | 0 | 0 | 0 | 0 | 0 | -21117.3617 | -21117.3617 | -21117.3617 | -21117.3617 | -21117.3617 |  | 5 | 0 | 0 | 0 | 0 | 0 | -21117.3617 | -21117.3617 | -21117.3617 | -21117.3617 | -21117.3617
6 | 0 | 0 | 0 | 0 | 0 | -100064.3517 | -100064.3517 | -100064.3517 | -100064.3517 | -100064.3517 |  | 6 | 0 | 0 | 0 | 0 | 0 | -100064.3517 | -100064.3517 | -100064.3517 | -100064.3517 | -100064.3517
7 | 0 | 0 | 0 | 0 | 0 | -11533.953 | -11533.953 | -11533.953 | -11533.953 | -11533.953 |  | 7 | 0 | 0 | 0 | 0 | 0 | -11533.953 | -11533.953 | -11533.953 | -11533.953 | -11533.953
8 | 0 | 0 | 0 | 0 | 0 | -20884.6319 | -20884.6319 | -20884.6319 | -20884.6319 | -20884.6319 |  | 8 | 0 | 0 | 0 | 0 | 0 | -20884.6319 | -20884.6319 | -20884.6319 | -20884.6319 | -20884.6319
9 | 0 | 0 | 0 | 0 | 0 | -65765.9084 | -65765.9084 | -65765.9084 | -65765.9084 | -65765.9084 |  | 9 | 0 | 0 | 0 | 0 | 0 | -65765.9084 | -65765.9084 | -65765.9084 | -65765.9084 | -65765.9084
10 | 0 | 0 | 0 | 0 | 0 | -21117.3617 | -21117.3617 | -21117.3617 | -21117.3617 | -21117.3617 |  | 10 | 0 | 0 | 0 | 0 | 0 | -21117.3617 | -21117.3617 | -21117.3617 | -21117.3617 | -21117.3617
11 | 0 | 0 | 0 | 0 | 0 | -20884.6319 | -20884.6319 | -20884.6319 | -20884.6319 | -20884.6319 |  | 11 | 0 | 0 | 0 | 0 | 0 | -20884.6319 | -20884.6319 | -20884.6319 | -20884.6319 | -20884.6319
12 | 0 | 0 | 0 | 0 | 0 | -98418.7083 | -98418.7083 | -98418.7083 | -98418.7083 | -98418.7083 |  | 12 | 0 | 0 | 0 | 0 | 0 | -98418.7083 | -98418.7083 | -98418.7083 | -98418.7083 | -98418.7083
13 | 0 | 0 | 0 | 0 | 0 | -16757.8377 | -16757.8377 | -16757.8377 | -16757.8377 | -16757.8377 |  | 13 | 0 | 0 | 0 | 0 | 0 | -16757.8377 | -16757.8377 | -16757.8377 | -16757.8377 | -16757.8377
14 | 0 | 0 | 0 | 0 | 0 | 198488.5247 | 198488.5247 | 198488.5247 | 198488.5247 | 198488.5247 |  | 14 | 0 | 0 | 0 | 0 | 0 | 198488.5247 | 198488.5247 | 198488.5247 | 198488.5247 | 198488.5247
15 | -983.7834 | -1017.0665 | -888.4308 | -824.8628 | -758.8375 | -58974.5491 | -58974.5491 | -58974.5491 | -58974.5491 | -58974.5491 |  | 15 | 0 | 0 | 0 | 0 | 0 | -59958.3325 | -59991.6156 | -59862.9799 | -59799.4119 | -59733.3866
16 | 0 | 0 | 0 | 0 | 0 | -19755.1188 | -19755.1188 | -19755.1188 | -19755.1188 | -19755.1188 |  | 16 | 0 | 0 | 0 | 0 | 0 | -19755.1188 | -19755.1188 | -19755.1188 | -19755.1188 | -19755.1188
17 | 0 | 0 | 0 | 0 | 0 | -20884.6319 | -20884.6319 | -20884.6319 | -20884.6319 | -20884.6319 |  | 17 | 0 | 0 | 0 | 0 | 0 | -20884.6319 | -20884.6319 | -20884.6319 | -20884.6319 | -20884.6319
18 | 0 | 0 | 0 | 0 | 0 | -107088.4408 | -107088.4408 | -107088.4408 | -107088.4408 | -107088.4408 |  | 18 | 0 | 0 | 0 | 0 | 0 | -107088.4408 | -107088.4408 | -107088.4408 | -107088.4408 | -107088.4408
19 | 0 | 0 | 0 | 0 | 0 | -20884.6319 | -20884.6319 | -20884.6319 | -20884.6319 | -20884.6319 |  | 19 | 0 | 0 | 0 | 0 | 0 | -20884.6319 | -20884.6319 | -20884.6319 | -20884.6319 | -20884.6319
20 | 182.54 | 182.54 | 182.54 | 182.54 | 182.54 | -21117.3617 | -21117.3617 | -21117.3617 | -21117.3617 | -21117.3617 |  | 20 | 0 | 0 | 0 | 0 | 0 | -20934.8216 | -20934.8216 | -20934.8216 | -20934.8216 | -20934.8216
21 | 0 | 0 | 0 | 0 | 0 | -49391.1404 | -49391.1404 | -49391.1404 | -49391.1404 | -49391.1404 |  | 21 | 0 | 0 | 0 | 0 | 0 | -49391.1404 | -49391.1404 | -49391.1404 | -49391.1404 | -49391.1404
22 | 0 | 0 | 0 | 0 | 0 | -20884.6319 | -20884.6319 | -20884.6319 | -20884.6319 | -20884.6319 |  | 22 | 0 | 0 | 0 | 0 | 0 | -20884.6319 | -20884.6319 | -20884.6319 | -20884.6319 | -20884.6319
23 | 0 | 0 | 0 | 0 | 0 | -20884.6319 | -20884.6319 | -20884.6319 | -20884.6319 | -20884.6319 |  | 23 | 0 | 0 | 0 | 0 | 0 | -20884.6319 | -20884.6319 | -20884.6319 | -20884.6319 | -20884.6319
24 | 0 | 0 | 0 | 0 | 0 | -101390.3136 | -101390.3136 | -101390.3136 | -101390.3136 | -101390.3136 |  | 24 | 0 | 0 | 0 | 0 | 0 | -101390.3136 | -101390.3136 | -101390.3136 | -101390.3136 | -101390.3136
25 | 0 | 0 | 0 | 0 | 0 | -21117.3617 | -21117.3617 | -21117.3617 | -21117.3617 | -21117.3617 |  | 25 | 0 | 0 | 0 | 0 | 0 | -21117.3617 | -21117.3617 | -21117.3617 | -21117.3617 | -21117.3617
26 | 0 | 0 | 0 | 0 | 0 | -16757.8377 | -16757.8377 | -16757.8377 | -16757.8377 | -16757.8377 |  | 26 | 0 | 0 | 0 | 0 | 0 | -16757.8377 | -16757.8377 | -16757.8377 | -16757.8377 | -16757.8377
27 | 0 | 0 | 0 | 0 | 0 | -65765.9084 | -65765.9084 | -65765.9084 | -65765.9084 | -65765.9084 |  | 27 | 0 | 0 | 0 | 0 | 0 | -65765.9084 | -65765.9084 | -65765.9084 | -65765.9084 | -65765.9084
28 | 0 | 0 | 0 | 0 | 0 | 198488.5247 | 198488.5247 | 198488.5247 | 198488.5247 | 198488.5247 |  | 28 | 0 | 0 | 0 | 0 | 0 | 198488.5247 | 198488.5247 | 198488.5247 | 198488.5247 | 198488.5247
29 | 0 | 0 | 0 | 0 | 0 | -20884.6319 | -20884.6319 | -20884.6319 | -20884.6319 | -20884.6319 |  | 29 | 0 | 0 | 0 | 0 | 0 | -20884.6319 | -20884.6319 | -20884.6319 | -20884.6319 | -20884.6319
30 | -3821.1989 | -3854.482 | -3725.8463 | -3094.7952 | -3879.9946 | -100297.0815 | -100297.0815 | -100297.0815 | -100297.0815 | -100297.0815 |  | 30 | 0 | 0 | 0 | 0 | 0 | -104118.2804 | -104151.5634 | -104022.9278 | -103391.8767 | -104177.076
31 | 0 | 0 | 0 | 0 | 0 | -20884.6319 | -20884.6319 | -20884.6319 | -20884.6319 | -20884.6319 |  | 31 | 0 | 0 | 0 | 0 | 0 | -20884.6319 | -20884.6319 | -20884.6319 | -20884.6319 | -20884.6319
32 | 0 | 0 | 0 | 0 | 0 | -19755.1188 | -19755.1188 | -19755.1188 | -19755.1188 | -19755.1188 |  | 32 | 0 | 0 | 0 | 0 | 0 | -19755.1188 | -19755.1188 | -19755.1188 | -19755.1188 | -19755.1188
33 | 0 | 0 | 0 | 0 | 0 | -58741.8193 | -58741.8193 | -58741.8193 | -58741.8193 | -58741.8193 |  | 33 | 0 | 0 | 0 | 0 | 0 | -58741.8193 | -58741.8193 | -58741.8193 | -58741.8193 | -58741.8193
34 | 0 | 0 | 0 | 0 | 0 | -20884.6319 | -20884.6319 | -20884.6319 | -20884.6319 | -20884.6319 |  | 34 | 0 | 0 | 0 | 0 | 0 | -20884.6319 | -20884.6319 | -20884.6319 | -20884.6319 | -20884.6319
35 | 0 | 0 | 0 | 0 | 0 | -11766.6827 | -11766.6827 | -11766.6827 | -11766.6827 | -11766.6827 |  | 35 | 0 | 0 | 0 | 0 | 0 | -11766.6827 | -11766.6827 | -11766.6827 | -11766.6827 | -11766.6827
36 | 0 | 0 | 0 | 0 | 0 | -105442.7974 | -105442.7974 | -105442.7974 | -105442.7974 | -105442.7974 |  | 36 | 0 | 0 | 0 | 0 | 0 | -105442.7974 | -105442.7974 | -105442.7974 | -105442.7974 | -105442.7974
37 | 0 | 0 | 0 | 0 | 0 | -20884.6319 | -20884.6319 | -20884.6319 | -20884.6319 | -20884.6319 |  | 37 | 0 | 0 | 0 | 0 | 0 | -20884.6319 | -20884.6319 | -20884.6319 | -20884.6319 | -20884.6319
38 | 0 | 0 | 0 | 0 | 0 | -20884.6319 | -20884.6319 | -20884.6319 | -20884.6319 | -20884.6319 |  | 38 | 0 | 0 | 0 | 0 | 0 | -20884.6319 | -20884.6319 | -20884.6319 | -20884.6319 | -20884.6319
39 | 0 | 0 | 0 | 0 | 0 | -54615.0251 | -54615.0251 | -54615.0251 | -54615.0251 | -54615.0251 |  | 39 | 0 | 0 | 0 | 0 | 0 | -54615.0251 | -54615.0251 | -54615.0251 | -54615.0251 | -54615.0251
40 | 2219.5381 | 2230.6325 | 2187.7539 | 1788.2425 | 2333.7172 | 5759.075 | 5759.075 | 5759.075 | 5759.075 | 5759.075 |  | 40 | 0 | 0 | 0 | 0 | 0 | 7978.6131 | 7989.7075 | 7946.8289 | 7547.3175 | 8092.7922
Resid 30:
30 | -91.27 | -91.27 | -91.27 | -91.27 | -91.27 | -183607.915 | -183607.915 | -183607.915 | -183607.915 | -183607.915 |  | 30 | -892.9748 | -758.5203 | -758.5203 | -578.7251 | -575.072 | -184592.1599 | -184457.7053 | -184457.7053 | -184277.9101 | -184274.257
-101.7995
Mid-rise Apartment |  |  | HVAC |  |  |  |  | Lighting |  |  |  | Mid-rise Apartment | 2: Envelope, Power and Other; 9: Total
| 2A | 3A | 3B | 4A | 5A | 2A | 3A | 3B | 4A | 5A |  |  | 2A | 3A | 3B | 4A | 5A | 2A | 3A | 3B | 4A | 5A
New Construction | 9017.2839 | 8863.6433 | 7591.4915 | 11426.8537 | 11719.6663 | -21988.5351 | -21988.5351 | -21988.5351 | -21988.5351 | -21988.5351 |  | New Construction | 979.7442 | 735.8416 | 735.8416 | 595.2876 | 595.2876 | -11991.507 | -12389.0502 | -13661.202 | -9966.3938 | -9673.5812
Maintenance | 480 | 480 | 480 | 480 | 480 | [6 empty] | Maintenance | 0 | 0 | 0 | 0 | 0 | 480 | 480 | 480 | 480 | 480
Replacement (Year) | [11 empty] | Replacement (Year) | 7: 0; 8: 0; 9: 0; 10: 0; 11: 0
1 | 0 | 0 | 0 | 0 | 0 | 0 | 0 | 0 | 0 | 0 |  | 1 | 0 | 0 | 0 | 0 | 0 | 0 | 0 | 0 | 0 | 0
2 | 0 | 0 | 0 | 0 | 0 | -460.6233 | -460.6233 | -460.6233 | -460.6233 | -460.6233 |  | 2 | 0 | 0 | 0 | 0 | 0 | -460.6233 | -460.6233 | -460.6233 | -460.6233 | -460.6233
3 | 0 | 0 | 0 | 0 | 0 | 0 | 0 | 0 | 0 | 0 |  | 3 | 0 | 0 | 0 | 0 | 0 | 0 | 0 | 0 | 0 | 0
4 | 0 | 0 | 0 | 0 | 0 | -460.6233 | -460.6233 | -460.6233 | -460.6233 | -460.6233 |  | 4 | 0 | 0 | 0 | 0 | 0 | -460.6233 | -460.6233 | -460.6233 | -460.6233 | -460.6233
5 | 0 | 0 | 0 | 0 | 0 | 0 | 0 | 0 | 0 | 0 |  | 5 | 0 | 0 | 0 | 0 | 0 | 0 | 0 | 0 | 0 | 0
6 | 0 | 0 | 0 | 0 | 0 | -19901.5153 | -19901.5153 | -19901.5153 | -19901.5153 | -19901.5153 |  | 6 | 0 | 0 | 0 | 0 | 0 | -19901.5153 | -19901.5153 | -19901.5153 | -19901.5153 | -19901.5153
7 | 0 | 0 | 0 | 0 | 0 | 0 | 0 | 0 | 0 | 0 |  | 7 | 0 | 0 | 0 | 0 | 0 | 0 | 0 | 0 | 0 | 0
8 | 0 | 0 | 0 | 0 | 0 | -460.6233 | -460.6233 | -460.6233 | -460.6233 | -460.6233 |  | 8 | 0 | 0 | 0 | 0 | 0 | -460.6233 | -460.6233 | -460.6233 | -460.6233 | -460.6233
9 | 0 | 0 | 0 | 0 | 0 | 0 | 0 | 0 | 0 | 0 |  | 9 | 0 | 0 | 0 | 0 | 0 | 0 | 0 | 0 | 0 | 0
10 | 0 | 0 | 0 | 0 | 0 | -460.6233 | -460.6233 | -460.6233 | -460.6233 | -460.6233 |  | 10 | 0 | 0 | 0 | 0 | 0 | -460.6233 | -460.6233 | -460.6233 | -460.6233 | -460.6233
11 | 0 | 0 | 0 | 0 | 0 | 0 | 0 | 0 | 0 | 0 |  | 11 | 0 | 0 | 0 | 0 | 0 | 0 | 0 | 0 | 0 | 0
12 | 0 | 0 | 0 | 0 | 0 | -19901.5153 | -19901.5153 | -19901.5153 | -19901.5153 | -19901.5153 |  | 12 | 0 | 0 | 0 | 0 | 0 | -19901.5153 | -19901.5153 | -19901.5153 | -19901.5153 | -19901.5153
13 | 0 | 0 | 0 | 0 | 0 | 0 | 0 | 0 | 0 | 0 |  | 13 | 0 | 0 | 0 | 0 | 0 | 0 | 0 | 0 | 0 | 0
14 | 0 | 0 | 0 | 0 | 0 | -460.6233 | -460.6233 | -460.6233 | -460.6233 | -460.6233 |  | 14 | 0 | 0 | 0 | 0 | 0 | -460.6233 | -460.6233 | -460.6233 | -460.6233 | -460.6233
15 | 9683.8412 | 9457.2333 | 7582.9891 | 11985.7647 | 12425.0202 | 0 | 0 | 0 | 0 | 0 |  | 15 | 0 | 0 | 0 | 0 | 0 | 9683.8412 | 9457.2333 | 7582.9891 | 11985.7647 | 12425.0202
16 | 0 | 0 | 0 | 0 | 0 | -7442.9664 | -7442.9664 | -7442.9664 | -7442.9664 | -7442.9664 |  | 16 | 0 | 0 | 0 | 0 | 0 | -7442.9664 | -7442.9664 | -7442.9664 | -7442.9664 | -7442.9664
17 | 0 | 0 | 0 | 0 | 0 | 0 | 0 | 0 | 0 | 0 |  | 17 | 0 | 0 | 0 | 0 | 0 | 0 | 0 | 0 | 0 | 0
18 | 0 | 0 | 0 | 0 | 0 | -19901.5153 | -19901.5153 | -19901.5153 | -19901.5153 | -19901.5153 |  | 18 | 0 | 0 | 0 | 0 | 0 | -19901.5153 | -19901.5153 | -19901.5153 | -19901.5153 | -19901.5153
19 | 0 | 0 | 0 | 0 | 0 | 0 | 0 | 0 | 0 | 0 |  | 19 | 0 | 0 | 0 | 0 | 0 | 0 | 0 | 0 | 0 | 0
20 | 0 | 0 | 0 | 0 | 0 | 533.0809 | 533.0809 | 533.0809 | 533.0809 | 533.0809 |  | 20 | 0 | 0 | 0 | 0 | 0 | 533.0809 | 533.0809 | 533.0809 | 533.0809 | 533.0809
21 | 0 | 0 | 0 | 0 | 0 | 0 | 0 | 0 | 0 | 0 |  | 21 | 0 | 0 | 0 | 0 | 0 | 0 | 0 | 0 | 0 | 0
22 | 0 | 0 | 0 | 0 | 0 | -460.6233 | -460.6233 | -460.6233 | -460.6233 | -460.6233 |  | 22 | 0 | 0 | 0 | 0 | 0 | -460.6233 | -460.6233 | -460.6233 | -460.6233 | -460.6233
23 | 0 | 0 | 0 | 0 | 0 | 0 | 0 | 0 | 0 | 0 |  | 23 | 0 | 0 | 0 | 0 | 0 | 0 | 0 | 0 | 0 | 0
24 | 0 | 0 | 0 | 0 | 0 | -19901.5153 | -19901.5153 | -19901.5153 | -19901.5153 | -19901.5153 |  | 24 | 0 | 0 | 0 | 0 | 0 | -19901.5153 | -19901.5153 | -19901.5153 | -19901.5153 | -19901.5153
25 | 0 | 0 | 0 | 0 | 0 | 0 | 0 | 0 | 0 | 0 |  | 25 | 0 | 0 | 0 | 0 | 0 | 0 | 0 | 0 | 0 | 0
26 | 0 | 0 | 0 | 0 | 0 | -460.6233 | -460.6233 | -460.6233 | -460.6233 | -460.6233 |  | 26 | 0 | 0 | 0 | 0 | 0 | -460.6233 | -460.6233 | -460.6233 | -460.6233 | -460.6233
27 | 0 | 0 | 0 | 0 | 0 | 0 | 0 | 0 | 0 | 0 |  | 27 | 0 | 0 | 0 | 0 | 0 | 0 | 0 | 0 | 0 | 0
28 | 0 | 0 | 0 | 0 | 0 | -460.6233 | -460.6233 | -460.6233 | -460.6233 | -460.6233 |  | 28 | 0 | 0 | 0 | 0 | 0 | -460.6233 | -460.6233 | -460.6233 | -460.6233 | -460.6233
29 | 0 | 0 | 0 | 0 | 0 | 0 | 0 | 0 | 0 | 0 |  | 29 | 0 | 0 | 0 | 0 | 0 | 0 | 0 | 0 | 0 | 0
30 | 9683.8412 | 9457.2333 | 7582.9891 | 11985.7647 | 12425.0202 | -19901.5153 | -19901.5153 | -19901.5153 | -19901.5153 | -19901.5153 |  | 30 | 0 | 0 | 0 | 0 | 0 | -10217.6741 | -10444.2821 | -12318.5262 | -7915.7506 | -7476.4951
31 | 0 | 0 | 0 | 0 | 0 | 0 | 0 | 0 | 0 | 0 |  | 31 | 0 | 0 | 0 | 0 | 0 | 0 | 0 | 0 | 0 | 0
32 | 0 | 0 | 0 | 0 | 0 | -7442.9664 | -7442.9664 | -7442.9664 | -7442.9664 | -7442.9664 |  | 32 | 0 | 0 | 0 | 0 | 0 | -7442.9664 | -7442.9664 | -7442.9664 | -7442.9664 | -7442.9664
33 | 0 | 0 | 0 | 0 | 0 | 0 | 0 | 0 | 0 | 0 |  | 33 | 0 | 0 | 0 | 0 | 0 | 0 | 0 | 0 | 0 | 0
34 | 0 | 0 | 0 | 0 | 0 | -460.6233 | -460.6233 | -460.6233 | -460.6233 | -460.6233 |  | 34 | 0 | 0 | 0 | 0 | 0 | -460.6233 | -460.6233 | -460.6233 | -460.6233 | -460.6233
35 | 0 | 0 | 0 | 0 | 0 | 0 | 0 | 0 | 0 | 0 |  | 35 | 0 | 0 | 0 | 0 | 0 | 0 | 0 | 0 | 0 | 0
36 | 0 | 0 | 0 | 0 | 0 | -19901.5153 | -19901.5153 | -19901.5153 | -19901.5153 | -19901.5153 |  | 36 | 0 | 0 | 0 | 0 | 0 | -19901.5153 | -19901.5153 | -19901.5153 | -19901.5153 | -19901.5153
37 | 0 | 0 | 0 | 0 | 0 | 0 | 0 | 0 | 0 | 0 |  | 37 | 0 | 0 | 0 | 0 | 0 | 0 | 0 | 0 | 0 | 0
38 | 0 | 0 | 0 | 0 | 0 | -460.6233 | -460.6233 | -460.6233 | -460.6233 | -460.6233 |  | 38 | 0 | 0 | 0 | 0 | 0 | -460.6233 | -460.6233 | -460.6233 | -460.6233 | -460.6233
39 | 0 | 0 | 0 | 0 | 0 | 0 | 0 | 0 | 0 | 0 |  | 39 | 0 | 0 | 0 | 0 | 0 | 0 | 0 | 0 | 0 | 0
40 | -3227.9471 | -3152.4111 | -2527.663 | -3995.2549 | -4141.6734 | 9971.4689 | 9971.4689 | 9971.4689 | 9971.4689 | 9971.4689 |  | 40 | 0 | 0 | 0 | 0 | 0 | 6743.5218 | 6819.0578 | 7443.8059 | 5976.214 | 5829.7955
Resid 30:
30 | 0 | 0 | 0 | 0 | 0 | 375.9408 | 375.9408 | 375.9408 | 375.9408 | 375.9408 |  | 30 | -1144.207 | -1086.9209 | -1086.9209 | -1035.8305 | -1031.3504 | -768.2662 | -710.9801 | -710.9801 | -659.8897 | -655.4096
Lighting Incremental Cost Summary: Increase from 90.1-2016 to 90.1-2019
[5 empty] | Value | Interior Lighting | Egress Controls | Exterior Lighting | Total | check
|  |  |  | Small Office | Incr. cost | -10042.036 | 0 | 0 | -10042.036 | -10042.036 |  | Summary table to the left uses "L1_Sm_Off_All" and L3 and L4 but removed reference to L2 as not used this code cycle
[5 empty] | $/ft2 | -1.8252 | 0 | 0 | -1.8252
|  |  |  | Large Office | Incr. cost | -910358.7867 | 0 | 0 | -910358.7867 | -910358.7867 |  | Same comment for all prototype models (bldg types)
[5 empty] | $/ft2 | -1.8259 | 0 | 0 | -1.8259
|  |  |  | Standalone Retail | Incr. cost | -30207.0748 | 0 | 0 | -30207.0748 | -30207.0748
[5 empty] | $/ft2 | -1.2234 | 0 | 0 | -1.2234
|  |  |  | Primary School | Incr. cost | -145557.4015 | 0 | 0 | -145557.4015 | -145557.4015
[5 empty] | $/ft2 | -1.9681 | 0 | 0 | -1.9681
|  |  |  | Small Hotel | Incr. cost | 28668.5525 | 0 | 0 | 28668.5525 | 28668.5525
[5 empty] | $/ft2 | 0.66359 | 0 | 0 | 0.66359
|  |  |  | Mid-rise Apartment | Incr. cost | -21988.5351 | 0 | 0 | -21988.5351 | -21988.5351
[5 empty] | $/ft2 | -0.65169 | 0 | 0 | -0.65169
|  |  |  | Weighted | [5 empty] | -1089485.2816
|  |  |  | Total | $/ft2 | -1.1628 | 0 | 0 | -1.1628
[5 empty] | bldg areas | Weight
|  |  |  | Small Office | 5502 | 0.09864
|  |  |  | Large Office | 498588 | 0.09758
|  |  |  | Standalone Retail | 24692 | 0.28777
|  |  |  | Primary School | 73959 | 0.12977
|  |  |  | Small Hotel | 43202 | 0.041461
|  |  |  | Mid-rise Apartment | 33741 | 0.34478
1

## Energy_Data (hidden)
State Commercial Energy Code Adoption Cost Effectiveness - Energy Data | [19 empty] | 0
There are two table ranges in this sheet, upper table has current state data.
Current_Energy_Data - upper table starting in column B, one set of current state HVAC data (need to remove duplicate rows in energy summary - ask Yulong)
State_Energy_Data - lower table includes all state data - replacement data can be pasted in column B starting below Current_HVAC_ Data
Current State | 2 | 3 | 4 | 5 | 6 | 7 | 8 | 9 | 10 | 11 | 12
Lookup values |  |  |  | Energy Data for Current State | [15 empty] | B. Energy Usage, electricity in kWh, natural gas in kBtu | [18 empty] | C. Energy Cost | [18 empty] | D. Energy Usage mmBtu | [18 empty] | E. EUI kBtu/ft2
|  |  |  | 5 | 6 | 7 | 8 | 9 | 10 | 11 | 12 | 13 | 14 | 15 | 16 | 17 | 18 | 19 | 20 | 21 | 22 | 23 | 24 | 25 | 26 | 27 | 28 | 29 | 30 | 31 | 32 | 33 | 34 | 35 | 36 | 37 | 38 | 39 | 40 | 41 | 42 | 43 | 44 | 45 | 46 | 47 | 48 | 49 | 50 | 51 | 52 | 53 | 54 | 55 | 56 | 57 | 58 | 59 | 60 | 61 | 62 | 63 | 64 | 65 | 66 | 67 | 68 | 69 | 70 | 71 | 72 | 73 | 74 | 75 | 76 | 77 | 78 | 79 | 80 | 81 | 82 | 83 | 84 | 85 | 86 | 87 | 88 | 89 | 90 | 91 | 92
Lookup | CZ | Prototype | Fuel Type | Data for [state.IECC-2012plus vs state.IECC-2009] | A.case.name | A.building | A.std.year | A.climate.city | A.climate.zone | A.climates | A.standard | A.type.anal | A.state.abb | A.elec.price | A.gas.price | A.filename | A.bldg | A.loc | A.fuel | B.htg | B.clg | B.intLgt | B.extLgt | B.intEqp | B.extEqp | B.fans | B.pumps | B.heatRej | B.humid | B.heatRec | B.swh | B.refrg | B.gentor | B.total | B.renew | B.sum | B.transLoss | B.extEqp.rev | C.htg | C.clg | C.intLgt | C.extLgt | C.intEqp | C.extEqp | C.fans | C.pumps | C.heatRej | C.humid | C.heatRec | C.swh | C.refrg | C.gentor | C.total | C.renew | C.sum | C.transLoss | C.extEqp.rev | D.htg | D.clg | D.intLgt | D.extLgt | D.intEqp | D.extEqp | D.fans | D.pumps | D.heatRej | D.humid | D.heatRec | D.swh | D.refrg | D.gentor | D.total | D.renew | D.sum | D.transLoss | D.extEqp.rev | E.intLgt | E.extLgt | E.plug | E.fans | E.pumps | E.heatRec | E.clg | E.htg | E.swh | E.humid | E.refrg | E.sum | E.total | E.add | F.code.comp
US_2A_SO_2019_EL | 2A | SO | EL | 0 | 0 | OfficeSmall | STD2019 | Tampa | Zone2A | Zone2A(Tampa) | 0 | 0 | US | 0.1063 | 0.0098 | 0 | 0 | 0 | Electricity | 66.6856 | 10766.9459 | 7185.3734 | 1581.0044 | 13417.6985 | 0 | 4951.4058 | 0 | 0 | 0 | 0 | 5004.1986 | 0 | 0 | 42973.3123 | 0 | 42973.3123 | 0 | 0 | 7.0887 | 1144.5263 | 763.8052 | 168.0608 | 1426.3014 | 0 | 526.3344 | 0 | 0 | 0 | 0 | 531.9463 | 0 | 0 | 4568.0631 | 0 | 4568.0631 | 0 | 0 | 0.22753 | 36.7368 | 24.5165 | 5.3944 | 45.7812 | 0 | 16.8942 | 0 | 0 | 0 | 0 | 17.0743 | 0 | 0 | 146.6249 | 0 | 146.6249 | 0 | 0 | 4.4559 | 0.98044 | 8.3208 | 3.0706 | 0 | 0 | 6.677 | 0.041354 | 3.1033 | 0 | 0 | 26.6494 | 26.6494 | 26.6494 | 1
US_2A_SO_2016_EL | 2A | SO | EL | 0 | 0 | OfficeSmall | STD2016 | Tampa | Zone2A | Zone2A(Tampa) | 0 | 0 | US | 0.1063 | 0.0098 | 0 | 0 | 0 | Electricity | 69.4642 | 11183.7309 | 8946.9847 | 1581.0044 | 13417.6985 | 0 | 5382.0837 | 0 | 0 | 0 | 0 | 5004.1986 | 0 | 0 | 45585.165 | 0 | 45585.165 | 0 | 0 | 7.384 | 1188.8306 | 951.0645 | 168.0608 | 1426.3014 | 0 | 572.1155 | 0 | 0 | 0 | 0 | 531.9463 | 0 | 0 | 4845.703 | 0 | 4845.703 | 0 | 0 | 0.23701 | 38.1589 | 30.5271 | 5.3944 | 45.7812 | 0 | 18.3637 | 0 | 0 | 0 | 0 | 17.0743 | 0 | 0 | 155.5366 | 0 | 155.5366 | 0 | 0 | 5.5484 | 0.98044 | 8.3208 | 3.3376 | 0 | 0 | 6.9355 | 0.043077 | 3.1033 | 0 | 0 | 28.2691 | 28.2691 | 28.2691 | 1
US_2A_SO_2019_NG | 2A | SO | NG | 0 | 0 | OfficeSmall | STD2019 | Tampa | Zone2A | Zone2A(Tampa) | 0 | 0 | US | 0.1063 | 0.0098 | 0 | 0 | 0 | Natural Gas | 0 | 0 | 0 | 0 | 0 | 0 | 0 | 0 | 0 | 0 | 0 | 0 | 0 | 0 | 0 | 0 | 0 | 0 | 0 | 0 | 0 | 0 | 0 | 0 | 0 | 0 | 0 | 0 | 0 | 0 | 0 | 0 | 0 | 0 | 0 | 0 | 0 | 0 | 0 | 0 | 0 | 0 | 0 | 0 | 0 | 0 | 0 | 0 | 0 | 0 | 0 | 0 | 0 | 0 | 0 | 0 | 0 | 0 | 0 | 0 | 0 | 0 | 0 | 0 | 0 | 0 | 0 | 0 | 0 | 0 | 0 | 2
US_2A_SO_2016_NG | 2A | SO | NG | 0 | 0 | OfficeSmall | STD2016 | Tampa | Zone2A | Zone2A(Tampa) | 0 | 0 | US | 0.1063 | 0.0098 | 0 | 0 | 0 | Natural Gas | 0 | 0 | 0 | 0 | 0 | 0 | 0 | 0 | 0 | 0 | 0 | 0 | 0 | 0 | 0 | 0 | 0 | 0 | 0 | 0 | 0 | 0 | 0 | 0 | 0 | 0 | 0 | 0 | 0 | 0 | 0 | 0 | 0 | 0 | 0 | 0 | 0 | 0 | 0 | 0 | 0 | 0 | 0 | 0 | 0 | 0 | 0 | 0 | 0 | 0 | 0 | 0 | 0 | 0 | 0 | 0 | 0 | 0 | 0 | 0 | 0 | 0 | 0 | 0 | 0 | 0 | 0 | 0 | 0 | 0 | 0 | 2
US_3A_SO_2019_EL | 3A | SO | EL | 0 | 0 | OfficeSmall | STD2019 | Atlanta | Zone3A | Zone3A(Atlanta) | 0 | 0 | US | 0.1063 | 0.0098 | 0 | 0 | 0 | Electricity | 1455.9689 | 5790.533 | 7218.7162 | 1592.1187 | 13417.6985 | 0 | 4718.0062 | 0 | 0 | 0 | 0 | 5004.1986 | 0 | 0 | 39197.2402 | 0 | 39197.2402 | 0 | 0 | 154.7695 | 615.5337 | 767.3495 | 169.2422 | 1426.3014 | 0 | 501.5241 | 0 | 0 | 0 | 0 | 531.9463 | 0 | 0 | 4166.6666 | 0 | 4166.6666 | 0 | 0 | 4.9678 | 19.7573 | 24.6303 | 5.4323 | 45.7812 | 0 | 16.0978 | 0 | 0 | 0 | 0 | 17.0743 | 0 | 0 | 133.741 | 0 | 133.741 | 0 | 0 | 4.4766 | 0.98733 | 8.3208 | 2.9258 | 0 | 0 | 3.5909 | 0.9029 | 3.1033 | 0 | 0 | 24.3077 | 24.3077 | 24.3077 | 1
US_3A_SO_2016_EL | 3A | SO | EL | 0 | 0 | OfficeSmall | STD2016 | Atlanta | Zone3A | Zone3A(Atlanta) | 0 | 0 | US | 0.1063 | 0.0098 | 0 | 0 | 0 | Electricity | 1428.1833 | 6090.6182 | 8985.8847 | 1592.1187 | 13417.6985 | 0 | 5126.4555 | 0 | 0 | 0 | 0 | 5004.1986 | 0 | 0 | 41645.1574 | 0 | 41645.1574 | 0 | 0 | 151.8159 | 647.4327 | 955.1995 | 169.2422 | 1426.3014 | 0 | 544.9422 | 0 | 0 | 0 | 0 | 531.9463 | 0 | 0 | 4426.8802 | 0 | 4426.8802 | 0 | 0 | 4.873 | 20.7812 | 30.6598 | 5.4323 | 45.7812 | 0 | 17.4915 | 0 | 0 | 0 | 0 | 17.0743 | 0 | 0 | 142.0933 | 0 | 142.0933 | 0 | 0 | 5.5725 | 0.98733 | 8.3208 | 3.1791 | 0 | 0 | 3.777 | 0.88567 | 3.1033 | 0 | 0 | 25.8258 | 25.8258 | 25.8258 | 1
US_3A_SO_2019_NG | 3A | SO | NG | 0 | 0 | OfficeSmall | STD2019 | Atlanta | Zone3A | Zone3A(Atlanta) | 0 | 0 | US | 0.1063 | 0.0098 | 0 | 0 | 0 | Natural Gas | 1402.7693 | 0 | 0 | 0 | 0 | 0 | 0 | 0 | 0 | 0 | 0 | 0 | 0 | 0 | 1402.7693 | 0 | 1402.7693 | 0 | 0 | 13.7471 | 0 | 0 | 0 | 0 | 0 | 0 | 0 | 0 | 0 | 0 | 0 | 0 | 0 | 13.7471 | 0 | 13.7471 | 0 | 0 | 1.4028 | 0 | 0 | 0 | 0 | 0 | 0 | 0 | 0 | 0 | 0 | 0 | 0 | 0 | 1.4028 | 0 | 1.4028 | 0 | 0 | 0 | 0 | 0 | 0 | 0 | 0 | 0 | 0.25496 | 0 | 0 | 0 | 0.25496 | 0.25496 | 0.25496 | 2
US_3A_SO_2016_NG | 3A | SO | NG | 0 | 0 | OfficeSmall | STD2016 | Atlanta | Zone3A | Zone3A(Atlanta) | 0 | 0 | US | 0.1063 | 0.0098 | 0 | 0 | 0 | Natural Gas | 1317.4658 | 0 | 0 | 0 | 0 | 0 | 0 | 0 | 0 | 0 | 0 | 0 | 0 | 0 | 1317.4658 | 0 | 1317.4658 | 0 | 0 | 12.9112 | 0 | 0 | 0 | 0 | 0 | 0 | 0 | 0 | 0 | 0 | 0 | 0 | 0 | 12.9112 | 0 | 12.9112 | 0 | 0 | 1.3175 | 0 | 0 | 0 | 0 | 0 | 0 | 0 | 0 | 0 | 0 | 0 | 0 | 0 | 1.3175 | 0 | 1.3175 | 0 | 0 | 0 | 0 | 0 | 0 | 0 | 0 | 0 | 0.23945 | 0 | 0 | 0 | 0.23945 | 0.23945 | 0.23945 | 2
US_3B_SO_2019_EL | 3B | SO | EL | 0 | 0 | OfficeSmall | STD2019 | Elpaso | Zone3B | Zone3B(Elpaso) | 0 | 0 | US | 0.1063 | 0.0098 | 0 | 0 | 0 | Electricity | 561.2705 | 6432.3819 | 7232.6091 | 1567.1116 | 13417.6985 | 0 | 5543.2405 | 0 | 0 | 0 | 0 | 5004.1986 | 0 | 0 | 39758.5107 | 0 | 39758.5107 | 0 | 0 | 59.6631 | 683.7622 | 768.8263 | 166.584 | 1426.3014 | 0 | 589.2465 | 0 | 0 | 0 | 0 | 531.9463 | 0 | 0 | 4226.3297 | 0 | 4226.3297 | 0 | 0 | 1.9151 | 21.9473 | 24.6777 | 5.347 | 45.7812 | 0 | 18.9135 | 0 | 0 | 0 | 0 | 17.0743 | 0 | 0 | 135.656 | 0 | 135.656 | 0 | 0 | 4.4852 | 0.97183 | 8.3208 | 3.4376 | 0 | 0 | 3.989 | 0.34807 | 3.1033 | 0 | 0 | 24.6558 | 24.6558 | 24.6558 | 1
US_3B_SO_2016_EL | 3B | SO | EL | 0 | 0 | OfficeSmall | STD2016 | Elpaso | Zone3B | Zone3B(Elpaso) | 0 | 0 | US | 0.1063 | 0.0098 | 0 | 0 | 0 | Electricity | 541.8205 | 6779.7027 | 9002.5561 | 1567.1116 | 13417.6985 | 0 | 5998.9255 | 0 | 0 | 0 | 0 | 5004.1986 | 0 | 0 | 42312.0134 | 0 | 42312.0134 | 0 | 0 | 57.5955 | 720.6824 | 956.9717 | 166.584 | 1426.3014 | 0 | 637.6858 | 0 | 0 | 0 | 0 | 531.9463 | 0 | 0 | 4497.767 | 0 | 4497.767 | 0 | 0 | 1.8487 | 23.1323 | 30.7167 | 5.347 | 45.7812 | 0 | 20.4683 | 0 | 0 | 0 | 0 | 17.0743 | 0 | 0 | 144.3686 | 0 | 144.3686 | 0 | 0 | 5.5828 | 0.97183 | 8.3208 | 3.7202 | 0 | 0 | 4.2044 | 0.336 | 3.1033 | 0 | 0 | 26.2393 | 26.2393 | 26.2393 | 1
US_3B_SO_2019_NG | 3B | SO | NG | 0 | 0 | OfficeSmall | STD2019 | Elpaso | Zone3B | Zone3B(Elpaso) | 0 | 0 | US | 0.1063 | 0.0098 | 0 | 0 | 0 | Natural Gas | 161.1289 | 0 | 0 | 0 | 0 | 0 | 0 | 0 | 0 | 0 | 0 | 0 | 0 | 0 | 161.1289 | 0 | 161.1289 | 0 | 0 | 1.5791 | 0 | 0 | 0 | 0 | 0 | 0 | 0 | 0 | 0 | 0 | 0 | 0 | 0 | 1.5791 | 0 | 1.5791 | 0 | 0 | 0.16113 | 0 | 0 | 0 | 0 | 0 | 0 | 0 | 0 | 0 | 0 | 0 | 0 | 0 | 0.16113 | 0 | 0.16113 | 0 | 0 | 0 | 0 | 0 | 0 | 0 | 0 | 0 | 0.029286 | 0 | 0 | 0 | 0.029286 | 0.029286 | 0.029286 | 2
US_3B_SO_2016_NG | 3B | SO | NG | 0 | 0 | OfficeSmall | STD2016 | Elpaso | Zone3B | Zone3B(Elpaso) | 0 | 0 | US | 0.1063 | 0.0098 | 0 | 0 | 0 | Natural Gas | 142.1726 | 0 | 0 | 0 | 0 | 0 | 0 | 0 | 0 | 0 | 0 | 0 | 0 | 0 | 142.1726 | 0 | 142.1726 | 0 | 0 | 1.3933 | 0 | 0 | 0 | 0 | 0 | 0 | 0 | 0 | 0 | 0 | 0 | 0 | 0 | 1.3933 | 0 | 1.3933 | 0 | 0 | 0.14217 | 0 | 0 | 0 | 0 | 0 | 0 | 0 | 0 | 0 | 0 | 0 | 0 | 0 | 0.14217 | 0 | 0.14217 | 0 | 0 | 0 | 0 | 0 | 0 | 0 | 0 | 0 | 0.02584 | 0 | 0 | 0 | 0.02584 | 0.02584 | 0.02584 | 2
US_4A_SO_2019_EL | 4A | SO | EL | 0 | 0 | OfficeSmall | STD2019 | Newyork | Zone4A | Zone4A(Newyork) | 0 | 0 | US | 0.1063 | 0.0098 | 0 | 0 | 0 | Electricity | 2842.4737 | 4178.9643 | 7138.1378 | 1581.0044 | 13417.6985 | 0 | 4326.2283 | 0 | 0 | 0 | 0 | 5004.1986 | 0 | 0 | 38488.7057 | 0 | 38488.7057 | 0 | 0 | 302.155 | 444.2239 | 758.784 | 168.0608 | 1426.3014 | 0 | 459.8781 | 0 | 0 | 0 | 0 | 531.9463 | 0 | 0 | 4091.3494 | 0 | 4091.3494 | 0 | 0 | 9.6985 | 14.2586 | 24.3553 | 5.3944 | 45.7812 | 0 | 14.7611 | 0 | 0 | 0 | 0 | 17.0743 | 0 | 0 | 131.3235 | 0 | 131.3235 | 0 | 0 | 4.4266 | 0.98044 | 8.3208 | 2.6829 | 0 | 0 | 2.5915 | 1.7627 | 3.1033 | 0 | 0 | 23.8683 | 23.8683 | 23.8683 | 1
US_4A_SO_2016_EL | 4A | SO | EL | 0 | 0 | OfficeSmall | STD2016 | Newyork | Zone4A | Zone4A(Newyork) | 0 | 0 | US | 0.1063 | 0.0098 | 0 | 0 | 0 | Electricity | 2770.231 | 4401.2496 | 8855.292 | 1581.0044 | 13417.6985 | 0 | 4706.892 | 0 | 0 | 0 | 0 | 5004.1986 | 0 | 0 | 40736.5661 | 0 | 40736.5661 | 0 | 0 | 294.4756 | 467.8528 | 941.3175 | 168.0608 | 1426.3014 | 0 | 500.3426 | 0 | 0 | 0 | 0 | 531.9463 | 0 | 0 | 4330.297 | 0 | 4330.297 | 0 | 0 | 9.452 | 15.0171 | 30.2143 | 5.3944 | 45.7812 | 0 | 16.0599 | 0 | 0 | 0 | 0 | 17.0743 | 0 | 0 | 138.9932 | 0 | 138.9932 | 0 | 0 | 5.4915 | 0.98044 | 8.3208 | 2.9189 | 0 | 0 | 2.7294 | 1.7179 | 3.1033 | 0 | 0 | 25.2623 | 25.2623 | 25.2623 | 1
US_4A_SO_2019_NG | 4A | SO | NG | 0 | 0 | OfficeSmall | STD2019 | Newyork | Zone4A | Zone4A(Newyork) | 0 | 0 | US | 0.1063 | 0.0098 | 0 | 0 | 0 | Natural Gas | 2919.2767 | 0 | 0 | 0 | 0 | 0 | 0 | 0 | 0 | 0 | 0 | 0 | 0 | 0 | 2919.2767 | 0 | 2919.2767 | 0 | 0 | 28.6089 | 0 | 0 | 0 | 0 | 0 | 0 | 0 | 0 | 0 | 0 | 0 | 0 | 0 | 28.6089 | 0 | 28.6089 | 0 | 0 | 2.9193 | 0 | 0 | 0 | 0 | 0 | 0 | 0 | 0 | 0 | 0 | 0 | 0 | 0 | 2.9193 | 0 | 2.9193 | 0 | 0 | 0 | 0 | 0 | 0 | 0 | 0 | 0 | 0.53058 | 0 | 0 | 0 | 0.53058 | 0.53058 | 0.53058 | 2
US_4A_SO_2016_NG | 4A | SO | NG | 0 | 0 | OfficeSmall | STD2016 | Newyork | Zone4A | Zone4A(Newyork) | 0 | 0 | US | 0.1063 | 0.0098 | 0 | 0 | 0 | Natural Gas | 2720.2351 | 0 | 0 | 0 | 0 | 0 | 0 | 0 | 0 | 0 | 0 | 0 | 0 | 0 | 2720.2351 | 0 | 2720.2351 | 0 | 0 | 26.6583 | 0 | 0 | 0 | 0 | 0 | 0 | 0 | 0 | 0 | 0 | 0 | 0 | 0 | 26.6583 | 0 | 26.6583 | 0 | 0 | 2.7202 | 0 | 0 | 0 | 0 | 0 | 0 | 0 | 0 | 0 | 0 | 0 | 0 | 0 | 2.7202 | 0 | 2.7202 | 0 | 0 | 0 | 0 | 0 | 0 | 0 | 0 | 0 | 0.49441 | 0 | 0 | 0 | 0.49441 | 0.49441 | 0.49441 | 2
US_5A_SO_2019_EL | 5A | SO | EL | 0 | 0 | OfficeSmall | STD2019 | Buffalo | Zone5A | Zone5A(Buffalo) | 0 | 0 | US | 0.1063 | 0.0098 | 0 | 0 | 0 | Electricity | 4729.1205 | 2520.16 | 7129.8021 | 1592.1187 | 13417.6985 | 0 | 4303.9998 | 0 | 0 | 0 | 0 | 5004.1986 | 0 | 0 | 38697.0982 | 0 | 38697.0982 | 0 | 0 | 502.7055 | 267.893 | 757.898 | 169.2422 | 1426.3014 | 0 | 457.5152 | 0 | 0 | 0 | 0 | 531.9463 | 0 | 0 | 4113.5015 | 0 | 4113.5015 | 0 | 0 | 16.1358 | 8.5988 | 24.3269 | 5.4323 | 45.7812 | 0 | 14.6852 | 0 | 0 | 0 | 0 | 17.0743 | 0 | 0 | 132.0345 | 0 | 132.0345 | 0 | 0 | 4.4215 | 0.98733 | 8.3208 | 2.6691 | 0 | 0 | 1.5628 | 2.9327 | 3.1033 | 0 | 0 | 23.9975 | 23.9975 | 23.9975 | 1
US_5A_SO_2016_EL | 5A | SO | EL | 0 | 0 | OfficeSmall | STD2016 | Buffalo | Zone5A | Zone5A(Buffalo) | 0 | 0 | US | 0.1063 | 0.0098 | 0 | 0 | 0 | Electricity | 4706.892 | 2692.4311 | 8855.292 | 1592.1187 | 13417.6985 | 0 | 4698.5563 | 0 | 0 | 0 | 0 | 5004.1986 | 0 | 0 | 40967.1872 | 0 | 40967.1872 | 0 | 0 | 500.3426 | 286.2054 | 941.3175 | 169.2422 | 1426.3014 | 0 | 499.4565 | 0 | 0 | 0 | 0 | 531.9463 | 0 | 0 | 4354.812 | 0 | 4354.812 | 0 | 0 | 16.0599 | 9.1866 | 30.2143 | 5.4323 | 45.7812 | 0 | 16.0315 | 0 | 0 | 0 | 0 | 17.0743 | 0 | 0 | 139.78 | 0 | 139.78 | 0 | 0 | 5.4915 | 0.98733 | 8.3208 | 2.9138 | 0 | 0 | 1.6697 | 2.9189 | 3.1033 | 0 | 0 | 25.4053 | 25.4053 | 25.4053 | 1
US_5A_SO_2019_NG | 5A | SO | NG | 0 | 0 | OfficeSmall | STD2019 | Buffalo | Zone5A | Zone5A(Buffalo) | 0 | 0 | US | 0.1063 | 0.0098 | 0 | 0 | 0 | Natural Gas | 12350.0571 | 0 | 0 | 0 | 0 | 0 | 0 | 0 | 0 | 0 | 0 | 0 | 0 | 0 | 12350.0571 | 0 | 12350.0571 | 0 | 0 | 121.0306 | 0 | 0 | 0 | 0 | 0 | 0 | 0 | 0 | 0 | 0 | 0 | 0 | 0 | 121.0306 | 0 | 121.0306 | 0 | 0 | 12.3501 | 0 | 0 | 0 | 0 | 0 | 0 | 0 | 0 | 0 | 0 | 0 | 0 | 0 | 12.3501 | 0 | 12.3501 | 0 | 0 | 0 | 0 | 0 | 0 | 0 | 0 | 0 | 2.2446 | 0 | 0 | 0 | 2.2446 | 2.2446 | 2.2446 | 2
US_5A_SO_2016_NG | 5A | SO | NG | 0 | 0 | OfficeSmall | STD2016 | Buffalo | Zone5A | Zone5A(Buffalo) | 0 | 0 | US | 0.1063 | 0.0098 | 0 | 0 | 0 | Natural Gas | 11686.5851 | 0 | 0 | 0 | 0 | 0 | 0 | 0 | 0 | 0 | 0 | 0 | 0 | 0 | 11686.5851 | 0 | 11686.5851 | 0 | 0 | 114.5285 | 0 | 0 | 0 | 0 | 0 | 0 | 0 | 0 | 0 | 0 | 0 | 0 | 0 | 114.5285 | 0 | 114.5285 | 0 | 0 | 11.6866 | 0 | 0 | 0 | 0 | 0 | 0 | 0 | 0 | 0 | 0 | 0 | 0 | 0 | 11.6866 | 0 | 11.6866 | 0 | 0 | 0 | 0 | 0 | 0 | 0 | 0 | 0 | 2.1241 | 0 | 0 | 0 | 2.1241 | 2.1241 | 2.1241 | 2
US_2A_LO_2019_EL | 2A | LO | EL | 0 | 0 | OfficeLarge | STD2019 | Tampa | Zone2A | Zone2A(Tampa) | 0 | 0 | US | 0.1063 | 0.0098 | 0 | 0 | 0 | Electricity | 0 | 1276884.7618 | 715964.3913 | 95285.3872 | 4077910.5986 | 543384.8361 | 576113.5731 | 152379.3754 | 461614.3972 | 76941.29 | 13965.0761 | 0 | 0 | 0 | 7990443.6869 | 0 | 7990443.6869 | 0 | 543384.8361 | 0 | 135732.8502 | 76107.0148 | 10128.8367 | 433481.8966 | 57761.8081 | 61240.8728 | 16197.9276 | 49069.6104 | 8178.8591 | 1484.4876 | 0 | 0 | 0 | 849384.1639 | 0 | 849384.1639 | 0 | 57761.8081 | 0 | 4356.7308 | 2442.8705 | 325.1137 | 13913.831 | 1854.0291 | 1965.6995 | 519.9184 | 1575.0283 | 262.5237 | 47.6488 | 0 | 0 | 0 | 27263.3939 | 0 | 27263.3939 | 0 | 1854.0291 | 4.8996 | 0.65207 | 27.9065 | 3.9425 | 1.0428 | 0.095568 | 8.7381 | 0 | 0 | 0.52653 | 0 | 54.6812 | 54.6812 | 54.6812 | 1
US_2A_LO_2016_EL | 2A | LO | EL | 0 | 0 | OfficeLarge | STD2016 | Tampa | Zone2A | Zone2A(Tampa) | 0 | 0 | US | 0.1063 | 0.0098 | 0 | 0 | 0 | Electricity | 0 | 1376993.7408 | 879741.4473 | 95285.3872 | 4077910.5986 | 543457.0788 | 589328.4362 | 157989.3016 | 516518.8749 | 69464.1671 | 17054.8423 | 0 | 0 | 0 | 8323743.8747 | 0 | 8323743.8747 | 0 | 543457.0788 | 0 | 146374.4346 | 93516.5158 | 10128.8367 | 433481.8966 | 57769.4875 | 62645.6128 | 16794.2628 | 54905.9564 | 7384.041 | 1812.9297 | 0 | 0 | 0 | 884813.9739 | 0 | 884813.9739 | 0 | 57769.4875 | 0 | 4698.3026 | 3001.6778 | 325.1137 | 13913.831 | 1854.2756 | 2010.7886 | 539.0595 | 1762.3624 | 237.0117 | 58.1911 | 0 | 0 | 0 | 28400.6141 | 0 | 28400.6141 | 0 | 1854.2756 | 6.0204 | 0.65207 | 27.9065 | 4.033 | 1.0812 | 0.11671 | 9.4232 | 0 | 0 | 0.47537 | 0 | 56.9621 | 56.9621 | 56.9621 | 1
US_2A_LO_2019_NG | 2A | LO | NG | 0 | 0 | OfficeLarge | STD2019 | Tampa | Zone2A | Zone2A(Tampa) | 0 | 0 | US | 0.1063 | 0.0098 | 0 | 0 | 0 | Natural Gas | 75901.195 | 0 | 0 | 0 | 0 | 0 | 0 | 0 | 0 | 0 | 0 | 443151.8945 | 0 | 0 | 519053.0894 | 0 | 519053.0894 | 0 | 0 | 743.8317 | 0 | 0 | 0 | 0 | 0 | 0 | 0 | 0 | 0 | 0 | 4342.8886 | 0 | 0 | 5086.7203 | 0 | 5086.7203 | 0 | 0 | 75.9012 | 0 | 0 | 0 | 0 | 0 | 0 | 0 | 0 | 0 | 0 | 443.1519 | 0 | 0 | 519.0531 | 0 | 519.0531 | 0 | 0 | 0 | 0 | 0 | 0 | 0 | 0 | 0 | 0.15223 | 0.88881 | 0 | 0 | 1.041 | 1.041 | 1.041 | 2
US_2A_LO_2016_NG | 2A | LO | NG | 0 | 0 | OfficeLarge | STD2016 | Tampa | Zone2A | Zone2A(Tampa) | 0 | 0 | US | 0.1063 | 0.0098 | 0 | 0 | 0 | Natural Gas | 136097.0603 | 0 | 0 | 0 | 0 | 0 | 0 | 0 | 0 | 0 | 0 | 443189.8071 | 0 | 0 | 579286.8674 | 0 | 579286.8674 | 0 | 0 | 1333.7512 | 0 | 0 | 0 | 0 | 0 | 0 | 0 | 0 | 0 | 0 | 4343.2601 | 0 | 0 | 5677.0113 | 0 | 5677.0113 | 0 | 0 | 136.0971 | 0 | 0 | 0 | 0 | 0 | 0 | 0 | 0 | 0 | 0 | 443.1898 | 0 | 0 | 579.2869 | 0 | 579.2869 | 0 | 0 | 0 | 0 | 0 | 0 | 0 | 0 | 0 | 0.27296 | 0.88889 | 0 | 0 | 1.1619 | 1.1619 | 1.1619 | 2
US_3A_LO_2019_EL | 3A | LO | EL | 0 | 0 | OfficeLarge | STD2019 | Atlanta | Zone3A | Zone3A(Atlanta) | 0 | 0 | US | 0.1063 | 0.0098 | 0 | 0 | 0 | Electricity | 0 | 866765.5409 | 717520.3887 | 96063.3859 | 4077910.5986 | 543387.6147 | 569008.7781 | 110222.9617 | 306820.4473 | 218631.5194 | 11353.2235 | 0 | 0 | 0 | 7517684.4587 | 0 | 7517684.4587 | 0 | 543387.6147 | 0 | 92137.177 | 76272.4173 | 10211.5379 | 433481.8966 | 57762.1034 | 60485.6331 | 11716.7008 | 32615.0136 | 23240.5305 | 1206.8477 | 0 | 0 | 0 | 799129.858 | 0 | 799129.858 | 0 | 57762.1034 | 0 | 2957.404 | 2448.1796 | 327.7683 | 13913.831 | 1854.0385 | 1941.458 | 376.0807 | 1046.8714 | 745.9707 | 38.7372 | 0 | 0 | 0 | 25650.3394 | 0 | 25650.3394 | 0 | 1854.0385 | 4.9102 | 0.65739 | 27.9065 | 3.8939 | 0.75429 | 0.077694 | 5.9316 | 0 | 0 | 1.4962 | 0 | 51.446 | 51.446 | 51.446 | 1
US_3A_LO_2016_EL | 3A | LO | EL | 0 | 0 | OfficeLarge | STD2016 | Atlanta | Zone3A | Zone3A(Atlanta) | 0 | 0 | US | 0.1063 | 0.0098 | 0 | 0 | 0 | Electricity | 0 | 963429.0972 | 882581.1424 | 96063.3859 | 4077910.5986 | 543459.8574 | 583696.2815 | 118697.5901 | 351160.8145 | 201582.2342 | 11745.0014 | 0 | 0 | 0 | 7830326.0033 | 0 | 7830326.0033 | 0 | 543459.8574 | 0 | 102412.513 | 93818.3754 | 10211.5379 | 433481.8966 | 57769.7828 | 62046.9147 | 12617.5538 | 37328.3946 | 21428.1915 | 1248.4936 | 0 | 0 | 0 | 832363.6541 | 0 | 832363.6541 | 0 | 57769.7828 | 0 | 3287.2201 | 3011.3669 | 327.7683 | 13913.831 | 1854.285 | 1991.5717 | 404.9962 | 1198.1607 | 687.7986 | 40.0739 | 0 | 0 | 0 | 26717.0723 | 0 | 26717.0723 | 0 | 1854.285 | 6.0398 | 0.65739 | 27.9065 | 3.9944 | 0.81229 | 0.080375 | 6.5931 | 0 | 0 | 1.3795 | 0 | 53.5855 | 53.5855 | 53.5855 | 1
US_3A_LO_2019_NG | 3A | LO | NG | 0 | 0 | OfficeLarge | STD2019 | Atlanta | Zone3A | Zone3A(Atlanta) | 0 | 0 | US | 0.1063 | 0.0098 | 0 | 0 | 0 | Natural Gas | 336702.5537 | 0 | 0 | 0 | 0 | 0 | 0 | 0 | 0 | 0 | 0 | 501016.1296 | 0 | 0 | 837718.6833 | 0 | 837718.6833 | 0 | 0 | 3299.685 | 0 | 0 | 0 | 0 | 0 | 0 | 0 | 0 | 0 | 0 | 4909.9581 | 0 | 0 | 8209.6431 | 0 | 8209.6431 | 0 | 0 | 336.7026 | 0 | 0 | 0 | 0 | 0 | 0 | 0 | 0 | 0 | 0 | 501.0161 | 0 | 0 | 837.7187 | 0 | 837.7187 | 0 | 0 | 0 | 0 | 0 | 0 | 0 | 0 | 0 | 0.67531 | 1.0049 | 0 | 0 | 1.6802 | 1.6802 | 1.6802 | 2
US_3A_LO_2016_NG | 3A | LO | NG | 0 | 0 | OfficeLarge | STD2016 | Atlanta | Zone3A | Zone3A(Atlanta) | 0 | 0 | US | 0.1063 | 0.0098 | 0 | 0 | 0 | Natural Gas | 672466.7685 | 0 | 0 | 0 | 0 | 0 | 0 | 0 | 0 | 0 | 0 | 501082.4768 | 0 | 0 | 1173549.2453 | 0 | 1173549.2453 | 0 | 0 | 6590.1743 | 0 | 0 | 0 | 0 | 0 | 0 | 0 | 0 | 0 | 0 | 4910.6083 | 0 | 0 | 11500.7826 | 0 | 11500.7826 | 0 | 0 | 672.4668 | 0 | 0 | 0 | 0 | 0 | 0 | 0 | 0 | 0 | 0 | 501.0825 | 0 | 0 | 1173.5492 | 0 | 1173.5492 | 0 | 0 | 0 | 0 | 0 | 0 | 0 | 0 | 0 | 1.3487 | 1.005 | 0 | 0 | 2.3537 | 2.3537 | 2.3537 | 2
US_3B_LO_2019_EL | 3B | LO | EL | 0 | 0 | OfficeLarge | STD2019 | Elpaso | Zone3B | Zone3B(Elpaso) | 0 | 0 | US | 0.1063 | 0.0098 | 0 | 0 | 0 | Electricity | 0 | 971270.2124 | 716686.8187 | 94551.8456 | 4077910.5986 | 543384.8361 | 690910.0555 | 116622.0008 | 303161.075 | 400347.0019 | 0 | 0 | 0 | 0 | 7914844.4446 | 0 | 7914844.4446 | 0 | 543384.8361 | 0 | 103246.0236 | 76183.8088 | 10050.8612 | 433481.8966 | 57761.8081 | 73443.7389 | 12396.9187 | 32226.0223 | 42556.8863 | 0 | 0 | 0 | 0 | 841347.9645 | 0 | 841347.9645 | 0 | 57761.8081 | 0 | 3313.974 | 2445.3354 | 322.6109 | 13913.831 | 1854.0291 | 2357.3851 | 397.9143 | 1034.3856 | 1365.984 | 0 | 0 | 0 | 0 | 27005.4492 | 0 | 27005.4492 | 0 | 1854.0291 | 4.9045 | 0.64705 | 27.9065 | 4.7281 | 0.79808 | 0 | 6.6467 | 0 | 0 | 2.7397 | 0 | 54.1639 | 54.1639 | 54.1639 | 1
US_3B_LO_2016_EL | 3B | LO | EL | 0 | 0 | OfficeLarge | STD2016 | Elpaso | Zone3B | Zone3B(Elpaso) | 0 | 0 | US | 0.1063 | 0.0098 | 0 | 0 | 0 | Electricity | 0 | 1017308.2837 | 880422.1961 | 94551.8456 | 4077910.5986 | 543457.0788 | 710118.287 | 120656.4796 | 332905.6313 | 424406.6108 | 0 | 0 | 0 | 0 | 8201737.0117 | 0 | 8201737.0117 | 0 | 543457.0788 | 0 | 108139.8706 | 93588.8794 | 10050.8612 | 433481.8966 | 57769.4875 | 75485.5739 | 12825.7838 | 35387.8686 | 45114.4227 | 0 | 0 | 0 | 0 | 871844.6443 | 0 | 871844.6443 | 0 | 57769.4875 | 0 | 3471.0559 | 3004.0005 | 322.6109 | 13913.831 | 1854.2756 | 2422.9236 | 411.6799 | 1135.874 | 1448.0754 | 0 | 0 | 0 | 0 | 27984.3267 | 0 | 27984.3267 | 0 | 1854.2756 | 6.025 | 0.64705 | 27.9065 | 4.8596 | 0.82569 | 0 | 6.9618 | 0 | 0 | 2.9044 | 0 | 56.1272 | 56.1272 | 56.1272 | 1
US_3B_LO_2019_NG | 3B | LO | NG | 0 | 0 | OfficeLarge | STD2019 | Elpaso | Zone3B | Zone3B(Elpaso) | 0 | 0 | US | 0.1063 | 0.0098 | 0 | 0 | 0 | Natural Gas | 334314.0546 | 0 | 0 | 0 | 0 | 0 | 0 | 0 | 0 | 0 | 0 | 486258.6171 | 0 | 0 | 820572.6716 | 0 | 820572.6716 | 0 | 0 | 3276.2777 | 0 | 0 | 0 | 0 | 0 | 0 | 0 | 0 | 0 | 0 | 4765.3344 | 0 | 0 | 8041.6122 | 0 | 8041.6122 | 0 | 0 | 334.3141 | 0 | 0 | 0 | 0 | 0 | 0 | 0 | 0 | 0 | 0 | 486.2586 | 0 | 0 | 820.5727 | 0 | 820.5727 | 0 | 0 | 0 | 0 | 0 | 0 | 0 | 0 | 0 | 0.67052 | 0.97527 | 0 | 0 | 1.6458 | 1.6458 | 1.6458 | 2
US_3B_LO_2016_NG | 3B | LO | NG | 0 | 0 | OfficeLarge | STD2016 | Elpaso | Zone3B | Zone3B(Elpaso) | 0 | 0 | US | 0.1063 | 0.0098 | 0 | 0 | 0 | Natural Gas | 278212.7592 | 0 | 0 | 0 | 0 | 0 | 0 | 0 | 0 | 0 | 0 | 486258.6171 | 0 | 0 | 764471.3763 | 0 | 764471.3763 | 0 | 0 | 2726.485 | 0 | 0 | 0 | 0 | 0 | 0 | 0 | 0 | 0 | 0 | 4765.3344 | 0 | 0 | 7491.8195 | 0 | 7491.8195 | 0 | 0 | 278.2128 | 0 | 0 | 0 | 0 | 0 | 0 | 0 | 0 | 0 | 0 | 486.2586 | 0 | 0 | 764.4714 | 0 | 764.4714 | 0 | 0 | 0 | 0 | 0 | 0 | 0 | 0 | 0 | 0.558 | 0.97527 | 0 | 0 | 1.5333 | 1.5333 | 1.5333 | 2
US_4A_LO_2019_EL | 4A | LO | EL | 0 | 0 | OfficeLarge | STD2019 | Newyork | Zone4A | Zone4A(Newyork) | 0 | 0 | US | 0.1063 | 0.0098 | 0 | 0 | 0 | Electricity | 0 | 636455.7057 | 718140.009 | 95579.9153 | 4077910.5986 | 543387.6147 | 549197.5976 | 88161.1423 | 213474.4996 | 333536.366 | 12317.3861 | 0 | 0 | 0 | 7268160.8349 | 0 | 7268160.8349 | 0 | 543387.6147 | 0 | 67655.2415 | 76338.283 | 10160.145 | 433481.8966 | 57762.1034 | 58379.7046 | 9371.5294 | 22692.3393 | 35454.9157 | 1309.3381 | 0 | 0 | 0 | 772605.4968 | 0 | 772605.4968 | 0 | 57762.1034 | 0 | 2171.5869 | 2450.2937 | 326.1187 | 13913.831 | 1854.0385 | 1873.8622 | 300.8058 | 728.375 | 1138.0261 | 42.0269 | 0 | 0 | 0 | 24798.9648 | 0 | 24798.9648 | 0 | 1854.0385 | 4.9145 | 0.65408 | 27.9065 | 3.7583 | 0.60332 | 0.084292 | 4.3555 | 0 | 0 | 2.2825 | 0 | 49.7384 | 49.7384 | 49.7384 | 1
US_4A_LO_2016_EL | 4A | LO | EL | 0 | 0 | OfficeLarge | STD2016 | Newyork | Zone4A | Zone4A(Newyork) | 0 | 0 | US | 0.1063 | 0.0098 | 0 | 0 | 0 | Electricity | 0 | 778048.6853 | 882214.3716 | 95579.9153 | 4077910.5986 | 543459.8574 | 575657.8881 | 93696.0471 | 255667.0347 | 216972.7151 | 13823.3692 | 0 | 0 | 0 | 7533030.4825 | 0 | 7533030.4825 | 0 | 543459.8574 | 0 | 82706.5752 | 93779.3877 | 10160.145 | 433481.8966 | 57769.7828 | 61192.4335 | 9959.8898 | 27177.4058 | 23064.1996 | 1469.4242 | 0 | 0 | 0 | 800761.1403 | 0 | 800761.1403 | 0 | 57769.7828 | 0 | 2654.7021 | 3010.1154 | 326.1187 | 13913.831 | 1854.285 | 1964.1447 | 319.6909 | 872.3359 | 740.3109 | 47.1653 | 0 | 0 | 0 | 25702.7 | 0 | 25702.7 | 0 | 1854.285 | 6.0373 | 0.65408 | 27.9065 | 3.9394 | 0.64119 | 0.094598 | 5.3244 | 0 | 0 | 1.4848 | 0 | 51.551 | 51.551 | 51.551 | 1
US_4A_LO_2019_NG | 4A | LO | NG | 0 | 0 | OfficeLarge | STD2019 | Newyork | Zone4A | Zone4A(Newyork) | 0 | 0 | US | 0.1063 | 0.0098 | 0 | 0 | 0 | Natural Gas | 678058.8895 | 0 | 0 | 0 | 0 | 0 | 0 | 0 | 0 | 0 | 0 | 547212.7361 | 0 | 0 | 1225271.6255 | 0 | 1225271.6255 | 0 | 0 | 6644.9771 | 0 | 0 | 0 | 0 | 0 | 0 | 0 | 0 | 0 | 0 | 5362.6848 | 0 | 0 | 12007.6619 | 0 | 12007.6619 | 0 | 0 | 678.0589 | 0 | 0 | 0 | 0 | 0 | 0 | 0 | 0 | 0 | 0 | 547.2127 | 0 | 0 | 1225.2716 | 0 | 1225.2716 | 0 | 0 | 0 | 0 | 0 | 0 | 0 | 0 | 0 | 1.36 | 1.0975 | 0 | 0 | 2.4575 | 2.4575 | 2.4575 | 2
US_4A_LO_2016_NG | 4A | LO | NG | 0 | 0 | OfficeLarge | STD2016 | Newyork | Zone4A | Zone4A(Newyork) | 0 | 0 | US | 0.1063 | 0.0098 | 0 | 0 | 0 | Natural Gas | 855878.8594 | 0 | 0 | 0 | 0 | 0 | 0 | 0 | 0 | 0 | 0 | 547231.6924 | 0 | 0 | 1403110.5518 | 0 | 1403110.5518 | 0 | 0 | 8387.6128 | 0 | 0 | 0 | 0 | 0 | 0 | 0 | 0 | 0 | 0 | 5362.8706 | 0 | 0 | 13750.4834 | 0 | 13750.4834 | 0 | 0 | 855.8789 | 0 | 0 | 0 | 0 | 0 | 0 | 0 | 0 | 0 | 0 | 547.2317 | 0 | 0 | 1403.1106 | 0 | 1403.1106 | 0 | 0 | 0 | 0 | 0 | 0 | 0 | 0 | 0 | 1.7166 | 1.0976 | 0 | 0 | 2.8142 | 2.8142 | 2.8142 | 2
US_5A_LO_2019_EL | 5A | LO | EL | 0 | 0 | OfficeLarge | STD2019 | Buffalo | Zone5A | Zone5A(Buffalo) | 0 | 0 | US | 0.1063 | 0.0098 | 0 | 0 | 0 | Electricity | 0 | 587030.5616 | 717395.3532 | 96046.7145 | 4077910.5986 | 543387.6147 | 559800.6081 | 75221.3572 | 171943.2634 | 237322.9375 | 10144.547 | 0 | 0 | 0 | 7076203.5557 | 0 | 7076203.5557 | 0 | 543387.6147 | 0 | 62401.3487 | 76259.126 | 10209.7658 | 433481.8966 | 57762.1034 | 59506.8046 | 7996.0303 | 18277.5689 | 25227.4283 | 1078.3653 | 0 | 0 | 0 | 752200.438 | 0 | 752200.438 | 0 | 57762.1034 | 0 | 2002.9483 | 2447.7529 | 327.7114 | 13913.831 | 1854.0385 | 1910.0397 | 256.6553 | 586.6704 | 809.7459 | 34.6132 | 0 | 0 | 0 | 24144.0065 | 0 | 24144.0065 | 0 | 1854.0385 | 4.9094 | 0.65728 | 27.9065 | 3.8309 | 0.51476 | 0.069422 | 4.0172 | 0 | 0 | 1.6241 | 0 | 48.4248 | 48.4248 | 48.4248 | 1
US_5A_LO_2016_EL | 5A | LO | EL | 0 | 0 | OfficeLarge | STD2016 | Buffalo | Zone5A | Zone5A(Buffalo) | 0 | 0 | US | 0.1063 | 0.0098 | 0 | 0 | 0 | Electricity | 0 | 545660.4822 | 881394.6945 | 96046.7145 | 4077910.5986 | 543457.0788 | 581048.3075 | 76418.9195 | 181490.4186 | 352166.6556 | 11172.6166 | 0 | 0 | 0 | 7346766.4864 | 0 | 7346766.4864 | 0 | 543457.0788 | 0 | 58003.7093 | 93692.256 | 10209.7658 | 433481.8966 | 57769.4875 | 61765.4351 | 8123.3311 | 19292.4315 | 37435.3155 | 1187.6491 | 0 | 0 | 0 | 780961.2775 | 0 | 780961.2775 | 0 | 57769.4875 | 0 | 1861.7936 | 3007.3187 | 327.7114 | 13913.831 | 1854.2756 | 1982.5368 | 260.7414 | 619.2453 | 1201.5926 | 38.121 | 0 | 0 | 0 | 25067.1673 | 0 | 25067.1673 | 0 | 1854.2756 | 6.0317 | 0.65728 | 27.9065 | 3.9763 | 0.52296 | 0.076458 | 3.7341 | 0 | 0 | 2.41 | 0 | 50.2763 | 50.2763 | 50.2763 | 1
US_5A_LO_2019_NG | 5A | LO | NG | 0 | 0 | OfficeLarge | STD2019 | Buffalo | Zone5A | Zone5A(Buffalo) | 0 | 0 | US | 0.1063 | 0.0098 | 0 | 0 | 0 | Natural Gas | 1164412.2883 | 0 | 0 | 0 | 0 | 0 | 0 | 0 | 0 | 0 | 0 | 586566.1029 | 0 | 0 | 1750978.3911 | 0 | 1750978.3911 | 0 | 0 | 11411.2404 | 0 | 0 | 0 | 0 | 0 | 0 | 0 | 0 | 0 | 0 | 5748.3478 | 0 | 0 | 17159.5882 | 0 | 17159.5882 | 0 | 0 | 1164.4123 | 0 | 0 | 0 | 0 | 0 | 0 | 0 | 0 | 0 | 0 | 586.5661 | 0 | 0 | 1750.9784 | 0 | 1750.9784 | 0 | 0 | 0 | 0 | 0 | 0 | 0 | 0 | 0 | 2.3354 | 1.1765 | 0 | 0 | 3.5119 | 3.5119 | 3.5119 | 2
US_5A_LO_2016_NG | 5A | LO | NG | 0 | 0 | OfficeLarge | STD2016 | Buffalo | Zone5A | Zone5A(Buffalo) | 0 | 0 | US | 0.1063 | 0.0098 | 0 | 0 | 0 | Natural Gas | 1396788.6116 | 0 | 0 | 0 | 0 | 0 | 0 | 0 | 0 | 0 | 0 | 586585.0592 | 0 | 0 | 1983373.6708 | 0 | 1983373.6708 | 0 | 0 | 13688.5284 | 0 | 0 | 0 | 0 | 0 | 0 | 0 | 0 | 0 | 0 | 5748.5336 | 0 | 0 | 19437.062 | 0 | 19437.062 | 0 | 0 | 1396.7886 | 0 | 0 | 0 | 0 | 0 | 0 | 0 | 0 | 0 | 0 | 586.5851 | 0 | 0 | 1983.3737 | 0 | 1983.3737 | 0 | 0 | 0 | 0 | 0 | 0 | 0 | 0 | 0 | 2.8015 | 1.1765 | 0 | 0 | 3.978 | 3.978 | 3.978 | 2
US_2A_RS_2019_EL | 2A | RS | EL | 0 | 0 | RetailStandalone | STD2019 | Tampa | Zone2A | Zone2A(Tampa) | 0 | 0 | US | 0.1063 | 0.0098 | 0 | 0 | 0 | Electricity | 0 | 102490.2106 | 64004.2835 | 10683.5889 | 53987.5506 | 0 | 35254.4541 | 0 | 0 | 0 | 0 | 0 | 0 | 0 | 266420.0878 | 0 | 266420.0878 | 0 | 0 | 0 | 10894.7094 | 6803.6553 | 1135.6655 | 5738.8766 | 0 | 3747.5485 | 0 | 0 | 0 | 0 | 0 | 0 | 0 | 28320.4553 | 0 | 28320.4553 | 0 | 0 | 0 | 349.6966 | 218.3826 | 36.4524 | 184.2055 | 0 | 120.2882 | 0 | 0 | 0 | 0 | 0 | 0 | 0 | 909.0253 | 0 | 909.0253 | 0 | 0 | 8.8443 | 1.4763 | 7.4601 | 4.8715 | 0 | 0 | 14.1623 | 0 | 0 | 0 | 0 | 36.8146 | 36.8146 | 36.8146 | 1
US_2A_RS_2016_EL | 2A | RS | EL | 0 | 0 | RetailStandalone | STD2016 | Tampa | Zone2A | Zone2A(Tampa) | 0 | 0 | US | 0.1063 | 0.0098 | 0 | 0 | 0 | Electricity | 0 | 108475.2433 | 81478.6894 | 10683.5889 | 53987.5506 | 0 | 37196.6722 | 0 | 0 | 0 | 0 | 0 | 0 | 0 | 291821.7444 | 0 | 291821.7444 | 0 | 0 | 0 | 11530.9184 | 8661.1847 | 1135.6655 | 5738.8766 | 0 | 3954.0063 | 0 | 0 | 0 | 0 | 0 | 0 | 0 | 31020.6514 | 0 | 31020.6514 | 0 | 0 | 0 | 370.1175 | 278.0053 | 36.4524 | 184.2055 | 0 | 126.915 | 0 | 0 | 0 | 0 | 0 | 0 | 0 | 995.6958 | 0 | 995.6958 | 0 | 0 | 11.2589 | 1.4763 | 7.4601 | 5.1399 | 0 | 0 | 14.9894 | 0 | 0 | 0 | 0 | 40.3246 | 40.3246 | 40.3246 | 1
US_2A_RS_2019_NG | 2A | RS | NG | 0 | 0 | RetailStandalone | STD2019 | Tampa | Zone2A | Zone2A(Tampa) | 0 | 0 | US | 0.1063 | 0.0098 | 0 | 0 | 0 | Natural Gas | 12387.9698 | 0 | 0 | 0 | 0 | 0 | 0 | 0 | 0 | 0 | 0 | 82971.9107 | 0 | 0 | 95359.8804 | 0 | 95359.8804 | 0 | 0 | 121.4021 | 0 | 0 | 0 | 0 | 0 | 0 | 0 | 0 | 0 | 0 | 813.1247 | 0 | 0 | 934.5268 | 0 | 934.5268 | 0 | 0 | 12.388 | 0 | 0 | 0 | 0 | 0 | 0 | 0 | 0 | 0 | 0 | 82.9719 | 0 | 0 | 95.3599 | 0 | 95.3599 | 0 | 0 | 0 | 0 | 0 | 0 | 0 | 0 | 0 | 0.5017 | 3.3603 | 0 | 0 | 3.862 | 3.862 | 3.862 | 2
US_2A_RS_2016_NG | 2A | RS | NG | 0 | 0 | RetailStandalone | STD2016 | Tampa | Zone2A | Zone2A(Tampa) | 0 | 0 | US | 0.1063 | 0.0098 | 0 | 0 | 0 | Natural Gas | 9724.6037 | 0 | 0 | 0 | 0 | 0 | 0 | 0 | 0 | 0 | 0 | 82971.9107 | 0 | 0 | 92696.5143 | 0 | 92696.5143 | 0 | 0 | 95.3011 | 0 | 0 | 0 | 0 | 0 | 0 | 0 | 0 | 0 | 0 | 813.1247 | 0 | 0 | 908.4258 | 0 | 908.4258 | 0 | 0 | 9.7246 | 0 | 0 | 0 | 0 | 0 | 0 | 0 | 0 | 0 | 0 | 82.9719 | 0 | 0 | 92.6965 | 0 | 92.6965 | 0 | 0 | 0 | 0 | 0 | 0 | 0 | 0 | 0 | 0.39384 | 3.3603 | 0 | 0 | 3.7541 | 3.7541 | 3.7541 | 2
US_3A_RS_2019_EL | 3A | RS | EL | 0 | 0 | RetailStandalone | STD2019 | Atlanta | Zone3A | Zone3A(Atlanta) | 0 | 0 | US | 0.1063 | 0.0098 | 0 | 0 | 0 | Electricity | 0 | 56477.1464 | 64482.197 | 10691.9246 | 53987.5506 | 0 | 38383.1202 | 0 | 0 | 0 | 0 | 0 | 0 | 0 | 224021.9388 | 0 | 224021.9388 | 0 | 0 | 0 | 6003.5207 | 6854.4575 | 1136.5516 | 5738.8766 | 0 | 4080.1257 | 0 | 0 | 0 | 0 | 0 | 0 | 0 | 23813.5321 | 0 | 23813.5321 | 0 | 0 | 0 | 192.7 | 220.0133 | 36.4808 | 184.2055 | 0 | 130.9632 | 0 | 0 | 0 | 0 | 0 | 0 | 0 | 764.3629 | 0 | 764.3629 | 0 | 0 | 8.9103 | 1.4774 | 7.4601 | 5.3039 | 0 | 0 | 7.8041 | 0 | 0 | 0 | 0 | 30.9559 | 30.9559 | 30.9559 | 1
US_3A_RS_2016_EL | 3A | RS | EL | 0 | 0 | RetailStandalone | STD2016 | Atlanta | Zone3A | Zone3A(Atlanta) | 0 | 0 | US | 0.1063 | 0.0098 | 0 | 0 | 0 | Electricity | 0 | 60228.2114 | 81851.0173 | 10691.9246 | 53987.5506 | 0 | 40436.4809 | 0 | 0 | 0 | 0 | 0 | 0 | 0 | 247195.1849 | 0 | 247195.1849 | 0 | 0 | 0 | 6402.2589 | 8700.7631 | 1136.5516 | 5738.8766 | 0 | 4298.3979 | 0 | 0 | 0 | 0 | 0 | 0 | 0 | 26276.8482 | 0 | 26276.8482 | 0 | 0 | 0 | 205.4987 | 279.2757 | 36.4808 | 184.2055 | 0 | 137.9693 | 0 | 0 | 0 | 0 | 0 | 0 | 0 | 843.43 | 0 | 843.43 | 0 | 0 | 11.3104 | 1.4774 | 7.4601 | 5.5876 | 0 | 0 | 8.3225 | 0 | 0 | 0 | 0 | 34.158 | 34.158 | 34.158 | 1
US_3A_RS_2019_NG | 3A | RS | NG | 0 | 0 | RetailStandalone | STD2019 | Atlanta | Zone3A | Zone3A(Atlanta) | 0 | 0 | US | 0.1063 | 0.0098 | 0 | 0 | 0 | Natural Gas | 162560.1143 | 0 | 0 | 0 | 0 | 0 | 0 | 0 | 0 | 0 | 0 | 86526.2249 | 0 | 0 | 249086.3391 | 0 | 249086.3391 | 0 | 0 | 1593.0891 | 0 | 0 | 0 | 0 | 0 | 0 | 0 | 0 | 0 | 0 | 847.957 | 0 | 0 | 2441.0461 | 0 | 2441.0461 | 0 | 0 | 162.5601 | 0 | 0 | 0 | 0 | 0 | 0 | 0 | 0 | 0 | 0 | 86.5262 | 0 | 0 | 249.0863 | 0 | 249.0863 | 0 | 0 | 0 | 0 | 0 | 0 | 0 | 0 | 0 | 6.5835 | 3.5042 | 0 | 0 | 10.0877 | 10.0877 | 10.0877 | 2
US_3A_RS_2016_NG | 3A | RS | NG | 0 | 0 | RetailStandalone | STD2016 | Atlanta | Zone3A | Zone3A(Atlanta) | 0 | 0 | US | 0.1063 | 0.0098 | 0 | 0 | 0 | Natural Gas | 146788.4374 | 0 | 0 | 0 | 0 | 0 | 0 | 0 | 0 | 0 | 0 | 86516.7467 | 0 | 0 | 233305.1841 | 0 | 233305.1841 | 0 | 0 | 1438.5267 | 0 | 0 | 0 | 0 | 0 | 0 | 0 | 0 | 0 | 0 | 847.8641 | 0 | 0 | 2286.3908 | 0 | 2286.3908 | 0 | 0 | 146.7884 | 0 | 0 | 0 | 0 | 0 | 0 | 0 | 0 | 0 | 0 | 86.5167 | 0 | 0 | 233.3052 | 0 | 233.3052 | 0 | 0 | 0 | 0 | 0 | 0 | 0 | 0 | 0 | 5.9448 | 3.5038 | 0 | 0 | 9.4486 | 9.4486 | 9.4486 | 2
US_3B_RS_2019_EL | 3B | RS | EL | 0 | 0 | RetailStandalone | STD2019 | Elpaso | Zone3B | Zone3B(Elpaso) | 0 | 0 | US | 0.1063 | 0.0098 | 0 | 0 | 0 | Electricity | 0 | 55021.1774 | 66535.5578 | 10689.146 | 53987.5506 | 0 | 41472.8863 | 0 | 0 | 0 | 0 | 0 | 0 | 0 | 227706.3182 | 0 | 227706.3182 | 0 | 0 | 0 | 5848.7512 | 7072.7298 | 1136.2562 | 5738.8766 | 0 | 4408.5678 | 0 | 0 | 0 | 0 | 0 | 0 | 0 | 24205.1816 | 0 | 24205.1816 | 0 | 0 | 0 | 187.7323 | 227.0193 | 36.4714 | 184.2055 | 0 | 141.5055 | 0 | 0 | 0 | 0 | 0 | 0 | 0 | 776.934 | 0 | 776.934 | 0 | 0 | 9.194 | 1.4771 | 7.4601 | 5.7308 | 0 | 0 | 7.603 | 0 | 0 | 0 | 0 | 31.465 | 31.465 | 31.465 | 1
US_3B_RS_2016_EL | 3B | RS | EL | 0 | 0 | RetailStandalone | STD2016 | Elpaso | Zone3B | Zone3B(Elpaso) | 0 | 0 | US | 0.1063 | 0.0098 | 0 | 0 | 0 | Electricity | 0 | 58775.021 | 84198.9062 | 10689.146 | 53987.5506 | 0 | 43642.9469 | 0 | 0 | 0 | 0 | 0 | 0 | 0 | 251293.5708 | 0 | 251293.5708 | 0 | 0 | 0 | 6247.7847 | 8950.3437 | 1136.2562 | 5738.8766 | 0 | 4639.2453 | 0 | 0 | 0 | 0 | 0 | 0 | 0 | 26712.5066 | 0 | 26712.5066 | 0 | 0 | 0 | 200.5404 | 287.2867 | 36.4714 | 184.2055 | 0 | 148.9097 | 0 | 0 | 0 | 0 | 0 | 0 | 0 | 857.4137 | 0 | 857.4137 | 0 | 0 | 11.6348 | 1.4771 | 7.4601 | 6.0307 | 0 | 0 | 8.1217 | 0 | 0 | 0 | 0 | 34.7244 | 34.7244 | 34.7244 | 1
US_3B_RS_2019_NG | 3B | RS | NG | 0 | 0 | RetailStandalone | STD2019 | Elpaso | Zone3B | Zone3B(Elpaso) | 0 | 0 | US | 0.1063 | 0.0098 | 0 | 0 | 0 | Natural Gas | 55456.7797 | 0 | 0 | 0 | 0 | 0 | 0 | 0 | 0 | 0 | 0 | 85587.8859 | 0 | 0 | 141044.6656 | 0 | 141044.6656 | 0 | 0 | 543.4764 | 0 | 0 | 0 | 0 | 0 | 0 | 0 | 0 | 0 | 0 | 838.7613 | 0 | 0 | 1382.2377 | 0 | 1382.2377 | 0 | 0 | 55.4568 | 0 | 0 | 0 | 0 | 0 | 0 | 0 | 0 | 0 | 0 | 85.5879 | 0 | 0 | 141.0447 | 0 | 141.0447 | 0 | 0 | 0 | 0 | 0 | 0 | 0 | 0 | 0 | 2.2459 | 3.4662 | 0 | 0 | 5.7122 | 5.7122 | 5.7122 | 2
US_3B_RS_2016_NG | 3B | RS | NG | 0 | 0 | RetailStandalone | STD2016 | Elpaso | Zone3B | Zone3B(Elpaso) | 0 | 0 | US | 0.1063 | 0.0098 | 0 | 0 | 0 | Natural Gas | 43969.2362 | 0 | 0 | 0 | 0 | 0 | 0 | 0 | 0 | 0 | 0 | 85578.4078 | 0 | 0 | 129547.644 | 0 | 129547.644 | 0 | 0 | 430.8985 | 0 | 0 | 0 | 0 | 0 | 0 | 0 | 0 | 0 | 0 | 838.6684 | 0 | 0 | 1269.5669 | 0 | 1269.5669 | 0 | 0 | 43.9692 | 0 | 0 | 0 | 0 | 0 | 0 | 0 | 0 | 0 | 0 | 85.5784 | 0 | 0 | 129.5476 | 0 | 129.5476 | 0 | 0 | 0 | 0 | 0 | 0 | 0 | 0 | 0 | 1.7807 | 3.4658 | 0 | 0 | 5.2465 | 5.2465 | 5.2465 | 2
US_4A_RS_2019_EL | 4A | RS | EL | 0 | 0 | RetailStandalone | STD2019 | Newyork | Zone4A | Zone4A(Newyork) | 0 | 0 | US | 0.1063 | 0.0098 | 0 | 0 | 0 | Electricity | 0 | 37374.5004 | 66449.4222 | 10744.7174 | 53987.5506 | 0 | 40392.0239 | 0 | 0 | 0 | 0 | 0 | 0 | 0 | 208948.2145 | 0 | 208948.2145 | 0 | 0 | 0 | 3972.9094 | 7063.5736 | 1142.1635 | 5738.8766 | 0 | 4293.6721 | 0 | 0 | 0 | 0 | 0 | 0 | 0 | 22211.1952 | 0 | 22211.1952 | 0 | 0 | 0 | 127.5218 | 226.7254 | 36.661 | 184.2055 | 0 | 137.8176 | 0 | 0 | 0 | 0 | 0 | 0 | 0 | 712.9313 | 0 | 712.9313 | 0 | 0 | 9.1821 | 1.4847 | 7.4601 | 5.5815 | 0 | 0 | 5.1645 | 0 | 0 | 0 | 0 | 28.873 | 28.873 | 28.873 | 1
US_4A_RS_2016_EL | 4A | RS | EL | 0 | 0 | RetailStandalone | STD2016 | Newyork | Zone4A | Zone4A(Newyork) | 0 | 0 | US | 0.1063 | 0.0098 | 0 | 0 | 0 | Electricity | 0 | 39827.9748 | 83843.2496 | 10744.7174 | 53987.5506 | 0 | 42153.6351 | 0 | 0 | 0 | 0 | 0 | 0 | 0 | 230557.1276 | 0 | 230557.1276 | 0 | 0 | 0 | 4233.7137 | 8912.5374 | 1142.1635 | 5738.8766 | 0 | 4480.9314 | 0 | 0 | 0 | 0 | 0 | 0 | 0 | 24508.2227 | 0 | 24508.2227 | 0 | 0 | 0 | 135.8931 | 286.0732 | 36.661 | 184.2055 | 0 | 143.8282 | 0 | 0 | 0 | 0 | 0 | 0 | 0 | 786.6609 | 0 | 786.6609 | 0 | 0 | 11.5857 | 1.4847 | 7.4601 | 5.8249 | 0 | 0 | 5.5035 | 0 | 0 | 0 | 0 | 31.8589 | 31.8589 | 31.8589 | 1
US_4A_RS_2019_NG | 4A | RS | NG | 0 | 0 | RetailStandalone | STD2019 | Newyork | Zone4A | Zone4A(Newyork) | 0 | 0 | US | 0.1063 | 0.0098 | 0 | 0 | 0 | Natural Gas | 379335.3678 | 0 | 0 | 0 | 0 | 0 | 0 | 0 | 0 | 0 | 0 | 89331.7636 | 0 | 0 | 468667.1313 | 0 | 468667.1313 | 0 | 0 | 3717.4866 | 0 | 0 | 0 | 0 | 0 | 0 | 0 | 0 | 0 | 0 | 875.4513 | 0 | 0 | 4592.9379 | 0 | 4592.9379 | 0 | 0 | 379.3354 | 0 | 0 | 0 | 0 | 0 | 0 | 0 | 0 | 0 | 0 | 89.3318 | 0 | 0 | 468.6671 | 0 | 468.6671 | 0 | 0 | 0 | 0 | 0 | 0 | 0 | 0 | 0 | 15.3627 | 3.6178 | 0 | 0 | 18.9805 | 18.9805 | 18.9805 | 2
US_4A_RS_2016_NG | 4A | RS | NG | 0 | 0 | RetailStandalone | STD2016 | Newyork | Zone4A | Zone4A(Newyork) | 0 | 0 | US | 0.1063 | 0.0098 | 0 | 0 | 0 | Natural Gas | 352625.8813 | 0 | 0 | 0 | 0 | 0 | 0 | 0 | 0 | 0 | 0 | 89322.2854 | 0 | 0 | 441948.1667 | 0 | 441948.1667 | 0 | 0 | 3455.7336 | 0 | 0 | 0 | 0 | 0 | 0 | 0 | 0 | 0 | 0 | 875.3584 | 0 | 0 | 4331.092 | 0 | 4331.092 | 0 | 0 | 352.6259 | 0 | 0 | 0 | 0 | 0 | 0 | 0 | 0 | 0 | 0 | 89.3223 | 0 | 0 | 441.9482 | 0 | 441.9482 | 0 | 0 | 0 | 0 | 0 | 0 | 0 | 0 | 0 | 14.281 | 3.6175 | 0 | 0 | 17.8984 | 17.8984 | 17.8984 | 2
US_5A_RS_2019_EL | 5A | RS | EL | 0 | 0 | RetailStandalone | STD2019 | Buffalo | Zone5A | Zone5A(Buffalo) | 0 | 0 | US | 0.1063 | 0.0098 | 0 | 0 | 0 | Electricity | 0 | 21550.5632 | 66396.6294 | 10708.596 | 53987.5506 | 0 | 41450.6578 | 0 | 0 | 0 | 0 | 0 | 0 | 0 | 194093.997 | 0 | 194093.997 | 0 | 0 | 0 | 2290.8249 | 7057.9617 | 1138.3238 | 5738.8766 | 0 | 4406.2049 | 0 | 0 | 0 | 0 | 0 | 0 | 0 | 20632.1919 | 0 | 20632.1919 | 0 | 0 | 0 | 73.5305 | 226.5453 | 36.5377 | 184.2055 | 0 | 141.4296 | 0 | 0 | 0 | 0 | 0 | 0 | 0 | 662.2487 | 0 | 662.2487 | 0 | 0 | 9.1748 | 1.4797 | 7.4601 | 5.7278 | 0 | 0 | 2.9779 | 0 | 0 | 0 | 0 | 26.8204 | 26.8204 | 26.8204 | 1
US_5A_RS_2016_EL | 5A | RS | EL | 0 | 0 | RetailStandalone | STD2016 | Buffalo | Zone5A | Zone5A(Buffalo) | 0 | 0 | US | 0.1063 | 0.0098 | 0 | 0 | 0 | Electricity | 0 | 23151.0176 | 83876.5924 | 10708.596 | 53987.5506 | 0 | 43445.6686 | 0 | 0 | 0 | 0 | 0 | 0 | 0 | 215169.4253 | 0 | 215169.4253 | 0 | 0 | 0 | 2460.9532 | 8916.0818 | 1138.3238 | 5738.8766 | 0 | 4618.2746 | 0 | 0 | 0 | 0 | 0 | 0 | 0 | 22872.5099 | 0 | 22872.5099 | 0 | 0 | 0 | 78.9913 | 286.1869 | 36.5377 | 184.2055 | 0 | 148.2366 | 0 | 0 | 0 | 0 | 0 | 0 | 0 | 734.1581 | 0 | 734.1581 | 0 | 0 | 11.5903 | 1.4797 | 7.4601 | 6.0034 | 0 | 0 | 3.1991 | 0 | 0 | 0 | 0 | 29.7326 | 29.7326 | 29.7326 | 1
US_5A_RS_2019_NG | 5A | RS | NG | 0 | 0 | RetailStandalone | STD2019 | Buffalo | Zone5A | Zone5A(Buffalo) | 0 | 0 | US | 0.1063 | 0.0098 | 0 | 0 | 0 | Natural Gas | 587532.8763 | 0 | 0 | 0 | 0 | 0 | 0 | 0 | 0 | 0 | 0 | 91672.8718 | 0 | 0 | 679205.7482 | 0 | 679205.7482 | 0 | 0 | 5757.8222 | 0 | 0 | 0 | 0 | 0 | 0 | 0 | 0 | 0 | 0 | 898.3941 | 0 | 0 | 6656.2163 | 0 | 6656.2163 | 0 | 0 | 587.5329 | 0 | 0 | 0 | 0 | 0 | 0 | 0 | 0 | 0 | 0 | 91.6729 | 0 | 0 | 679.2057 | 0 | 679.2057 | 0 | 0 | 0 | 0 | 0 | 0 | 0 | 0 | 0 | 23.7945 | 3.7127 | 0 | 0 | 27.5071 | 27.5071 | 27.5071 | 2
US_5A_RS_2016_NG | 5A | RS | NG | 0 | 0 | RetailStandalone | STD2016 | Buffalo | Zone5A | Zone5A(Buffalo) | 0 | 0 | US | 0.1063 | 0.0098 | 0 | 0 | 0 | Natural Gas | 555581.9612 | 0 | 0 | 0 | 0 | 0 | 0 | 0 | 0 | 0 | 0 | 91663.3937 | 0 | 0 | 647245.3549 | 0 | 647245.3549 | 0 | 0 | 5444.7032 | 0 | 0 | 0 | 0 | 0 | 0 | 0 | 0 | 0 | 0 | 898.3013 | 0 | 0 | 6343.0045 | 0 | 6343.0045 | 0 | 0 | 555.582 | 0 | 0 | 0 | 0 | 0 | 0 | 0 | 0 | 0 | 0 | 91.6634 | 0 | 0 | 647.2454 | 0 | 647.2454 | 0 | 0 | 0 | 0 | 0 | 0 | 0 | 0 | 0 | 22.5005 | 3.7123 | 0 | 0 | 26.2128 | 26.2128 | 26.2128 | 2
US_2A_PS_2019_EL | 2A | PS | EL | 0 | 0 | SchoolPrimary | STD2019 | Tampa | Zone2A | Zone2A(Tampa) | 0 | 0 | US | 0.1063 | 0.0098 | 0 | 0 | 0 | Electricity | 0 | 256547.8404 | 78880.7295 | 7110.3521 | 312483.1662 | 4743.0133 | 98330.6963 | 97.2498 | 0 | 0 | 24882.0646 | 7177.0377 | 12584.1285 | 0 | 802836.2786 | 0 | 802836.2786 | 0 | 4743.0133 | 0 | 27271.0354 | 8385.0216 | 755.8304 | 33216.9606 | 504.1823 | 10452.553 | 10.3377 | 0 | 0 | 2644.9635 | 762.9191 | 1337.6929 | 0 | 85341.4964 | 0 | 85341.4964 | 0 | 504.1823 | 0 | 875.3412 | 269.141 | 24.2605 | 1066.1926 | 16.1832 | 335.5043 | 0.33182 | 0 | 0 | 84.8976 | 24.4881 | 42.937 | 0 | 2739.2774 | 0 | 2739.2774 | 0 | 16.1832 | 3.6391 | 0.32803 | 14.416 | 4.5364 | 0.0044865 | 1.1479 | 11.8355 | 0 | 0.3311 | 0 | 0.58055 | 37.0378 | 37.0378 | 37.0378 | 1
US_2A_PS_2016_EL | 2A | PS | EL | 0 | 0 | SchoolPrimary | STD2016 | Tampa | Zone2A | Zone2A(Tampa) | 0 | 0 | US | 0.1063 | 0.0098 | 0 | 0 | 0 | Electricity | 0 | 277734.4113 | 98025.054 | 7110.3521 | 317887.4784 | 4818.0346 | 105532.7412 | 113.9212 | 0 | 0 | 25073.7857 | 7177.0377 | 17791.1625 | 0 | 861263.9788 | 0 | 861263.9788 | 0 | 4818.0346 | 0 | 29523.1679 | 10420.0632 | 755.8304 | 33791.439 | 512.1571 | 11218.1304 | 12.1098 | 0 | 0 | 2665.3434 | 762.9191 | 1891.2006 | 0 | 91552.361 | 0 | 91552.361 | 0 | 512.1571 | 0 | 947.6298 | 334.4615 | 24.2605 | 1084.6321 | 16.4391 | 360.0777 | 0.3887 | 0 | 0 | 85.5518 | 24.4881 | 60.7034 | 0 | 2938.6327 | 0 | 2938.6327 | 0 | 16.4391 | 4.5223 | 0.32803 | 14.6653 | 4.8686 | 0.0052556 | 1.1567 | 12.8129 | 0 | 0.3311 | 0 | 0.82077 | 39.7333 | 39.7333 | 39.7333 | 1
US_2A_PS_2019_NG | 2A | PS | NG | 0 | 0 | SchoolPrimary | STD2019 | Tampa | Zone2A | Zone2A(Tampa) | 0 | 0 | US | 0.1063 | 0.0098 | 0 | 0 | 0 | Natural Gas | 30434.4077 | 0 | 0 | 0 | 342190.4148 | 0 | 0 | 0 | 0 | 0 | 0 | 92525.9073 | 0 | 0 | 465150.7298 | 0 | 465150.7298 | 0 | 0 | 298.2572 | 0 | 0 | 0 | 3353.4661 | 0 | 0 | 0 | 0 | 0 | 0 | 906.7539 | 0 | 0 | 4558.4772 | 0 | 4558.4772 | 0 | 0 | 30.4344 | 0 | 0 | 0 | 342.1904 | 0 | 0 | 0 | 0 | 0 | 0 | 92.5259 | 0 | 0 | 465.1507 | 0 | 465.1507 | 0 | 0 | 0 | 0 | 4.6268 | 0 | 0 | 0 | 0 | 0.4115 | 1.251 | 0 | 0 | 6.2893 | 6.2893 | 6.2893 | 2
US_2A_PS_2016_NG | 2A | PS | NG | 0 | 0 | SchoolPrimary | STD2016 | Tampa | Zone2A | Zone2A(Tampa) | 0 | 0 | US | 0.1063 | 0.0098 | 0 | 0 | 0 | Natural Gas | 41381.6955 | 0 | 0 | 0 | 342190.4148 | 0 | 0 | 0 | 0 | 0 | 0 | 92762.8615 | 0 | 0 | 476334.9718 | 0 | 476334.9718 | 0 | 0 | 405.5406 | 0 | 0 | 0 | 3353.4661 | 0 | 0 | 0 | 0 | 0 | 0 | 909.076 | 0 | 0 | 4668.0827 | 0 | 4668.0827 | 0 | 0 | 41.3817 | 0 | 0 | 0 | 342.1904 | 0 | 0 | 0 | 0 | 0 | 0 | 92.7629 | 0 | 0 | 476.335 | 0 | 476.335 | 0 | 0 | 0 | 0 | 4.6268 | 0 | 0 | 0 | 0 | 0.55952 | 1.2542 | 0 | 0 | 6.4405 | 6.4405 | 6.4405 | 2
US_3A_PS_2019_EL | 3A | PS | EL | 0 | 0 | SchoolPrimary | STD2019 | Atlanta | Zone3A | Zone3A(Atlanta) | 0 | 0 | US | 0.1063 | 0.0098 | 0 | 0 | 0 | Electricity | 0 | 145371.8303 | 79733.7495 | 7132.5807 | 312483.1662 | 4745.7919 | 81136.9257 | 405.6707 | 0 | 0 | 24704.2364 | 7179.8163 | 12509.1072 | 0 | 675402.8749 | 0 | 675402.8749 | 0 | 4745.7919 | 0 | 15453.0256 | 8475.6976 | 758.1933 | 33216.9606 | 504.4777 | 8624.8552 | 43.1228 | 0 | 0 | 2626.0603 | 763.2145 | 1329.7181 | 0 | 71795.3256 | 0 | 71795.3256 | 0 | 504.4777 | 0 | 496.0087 | 272.0516 | 24.3364 | 1066.1926 | 16.1926 | 276.8392 | 1.3841 | 0 | 0 | 84.2909 | 24.4975 | 42.6811 | 0 | 2304.4746 | 0 | 2304.4746 | 0 | 16.1926 | 3.6784 | 0.32905 | 14.416 | 3.7431 | 0.018715 | 1.1397 | 6.7065 | 0 | 0.33123 | 0 | 0.57709 | 31.1588 | 31.1588 | 31.1588 | 1
US_3A_PS_2016_EL | 3A | PS | EL | 0 | 0 | SchoolPrimary | STD2016 | Atlanta | Zone3A | Zone3A(Atlanta) | 0 | 0 | US | 0.1063 | 0.0098 | 0 | 0 | 0 | Electricity | 0 | 159047.9355 | 99164.2663 | 7132.5807 | 317887.4784 | 4818.0346 | 91512.0937 | 430.6778 | 0 | 0 | 22606.4185 | 7179.8163 | 17652.2341 | 0 | 727431.536 | 0 | 727431.536 | 0 | 4818.0346 | 0 | 16906.7955 | 10541.1615 | 758.1933 | 33791.439 | 512.1571 | 9727.7356 | 45.7811 | 0 | 0 | 2403.0623 | 763.2145 | 1876.4325 | 0 | 77325.9723 | 0 | 77325.9723 | 0 | 512.1571 | 0 | 542.6716 | 338.3485 | 24.3364 | 1084.6321 | 16.4391 | 312.2393 | 1.4695 | 0 | 0 | 77.1331 | 24.4975 | 60.2294 | 0 | 2481.9964 | 0 | 2481.9964 | 0 | 16.4391 | 4.5748 | 0.32905 | 14.6653 | 4.2218 | 0.019869 | 1.0429 | 7.3375 | 0 | 0.33123 | 0 | 0.81436 | 33.5591 | 33.5591 | 33.5591 | 1
US_3A_PS_2019_NG | 3A | PS | NG | 0 | 0 | SchoolPrimary | STD2019 | Atlanta | Zone3A | Zone3A(Atlanta) | 0 | 0 | US | 0.1063 | 0.0098 | 0 | 0 | 0 | Natural Gas | 213258.852 | 0 | 0 | 0 | 342190.4148 | 0 | 0 | 0 | 0 | 0 | 0 | 105321.4384 | 0 | 0 | 660770.7052 | 0 | 660770.7052 | 0 | 0 | 2089.9367 | 0 | 0 | 0 | 3353.4661 | 0 | 0 | 0 | 0 | 0 | 0 | 1032.1501 | 0 | 0 | 6475.5529 | 0 | 6475.5529 | 0 | 0 | 213.2589 | 0 | 0 | 0 | 342.1904 | 0 | 0 | 0 | 0 | 0 | 0 | 105.3214 | 0 | 0 | 660.7707 | 0 | 660.7707 | 0 | 0 | 0 | 0 | 4.6268 | 0 | 0 | 0 | 0 | 2.8835 | 1.4241 | 0 | 0 | 8.9343 | 8.9343 | 8.9343 | 2
US_3A_PS_2016_NG | 3A | PS | NG | 0 | 0 | SchoolPrimary | STD2016 | Atlanta | Zone3A | Zone3A(Atlanta) | 0 | 0 | US | 0.1063 | 0.0098 | 0 | 0 | 0 | Natural Gas | 269521.2762 | 0 | 0 | 0 | 342190.4148 | 0 | 0 | 0 | 0 | 0 | 0 | 105605.7835 | 0 | 0 | 717317.4746 | 0 | 717317.4746 | 0 | 0 | 2641.3085 | 0 | 0 | 0 | 3353.4661 | 0 | 0 | 0 | 0 | 0 | 0 | 1034.9367 | 0 | 0 | 7029.7113 | 0 | 7029.7113 | 0 | 0 | 269.5213 | 0 | 0 | 0 | 342.1904 | 0 | 0 | 0 | 0 | 0 | 0 | 105.6058 | 0 | 0 | 717.3175 | 0 | 717.3175 | 0 | 0 | 0 | 0 | 4.6268 | 0 | 0 | 0 | 0 | 3.6442 | 1.4279 | 0 | 0 | 9.6989 | 9.6989 | 9.6989 | 2
US_3B_PS_2019_EL | 3B | PS | EL | 0 | 0 | SchoolPrimary | STD2019 | Elpaso | Zone3B | Zone3B(Elpaso) | 0 | 0 | US | 0.1063 | 0.0098 | 0 | 0 | 0 | Electricity | 0 | 149242.3736 | 80778.4906 | 7088.1236 | 312483.1662 | 4745.7919 | 87627.6575 | 238.9567 | 0 | 0 | 0 | 7179.8163 | 12417.4145 | 0 | 661801.791 | 0 | 661801.791 | 0 | 4745.7919 | 0 | 15864.4643 | 8586.7535 | 753.4675 | 33216.9606 | 504.4777 | 9314.82 | 25.4011 | 0 | 0 | 0 | 763.2145 | 1319.9712 | 0 | 70349.5304 | 0 | 70349.5304 | 0 | 504.4777 | 0 | 509.215 | 275.6162 | 24.1847 | 1066.1926 | 16.1926 | 298.9856 | 0.81532 | 0 | 0 | 0 | 24.4975 | 42.3682 | 0 | 2258.0677 | 0 | 2258.0677 | 0 | 16.1926 | 3.7266 | 0.327 | 14.416 | 4.0426 | 0.011024 | 0 | 6.8851 | 0 | 0.33123 | 0 | 0.57286 | 30.5313 | 30.5313 | 30.5313 | 1
US_3B_PS_2016_EL | 3B | PS | EL | 0 | 0 | SchoolPrimary | STD2016 | Elpaso | Zone3B | Zone3B(Elpaso) | 0 | 0 | US | 0.1063 | 0.0098 | 0 | 0 | 0 | Electricity | 0 | 165572.01 | 100261.8002 | 7088.1236 | 317887.4784 | 4818.0346 | 105435.4913 | 252.8496 | 0 | 0 | 0 | 7179.8163 | 17457.7345 | 0 | 725953.3385 | 0 | 725953.3385 | 0 | 4818.0346 | 0 | 17600.3047 | 10657.8294 | 753.4675 | 33791.439 | 512.1571 | 11207.7927 | 26.8779 | 0 | 0 | 0 | 763.2145 | 1855.7572 | 0 | 77168.8399 | 0 | 77168.8399 | 0 | 512.1571 | 0 | 564.9317 | 342.0933 | 24.1847 | 1084.6321 | 16.4391 | 359.7459 | 0.86272 | 0 | 0 | 0 | 24.4975 | 59.5658 | 0 | 2476.9528 | 0 | 2476.9528 | 0 | 16.4391 | 4.6254 | 0.327 | 14.6653 | 4.8641 | 0.011665 | 0 | 7.6384 | 0 | 0.33123 | 0 | 0.80539 | 33.4909 | 33.4909 | 33.4909 | 1
US_3B_PS_2019_NG | 3B | PS | NG | 0 | 0 | SchoolPrimary | STD2019 | Elpaso | Zone3B | Zone3B(Elpaso) | 0 | 0 | US | 0.1063 | 0.0098 | 0 | 0 | 0 | Natural Gas | 131993.0121 | 0 | 0 | 0 | 342190.4148 | 0 | 0 | 0 | 0 | 0 | 0 | 102146.251 | 0 | 0 | 576329.678 | 0 | 576329.678 | 0 | 0 | 1293.5315 | 0 | 0 | 0 | 3353.4661 | 0 | 0 | 0 | 0 | 0 | 0 | 1001.0333 | 0 | 0 | 5648.0308 | 0 | 5648.0308 | 0 | 0 | 131.993 | 0 | 0 | 0 | 342.1904 | 0 | 0 | 0 | 0 | 0 | 0 | 102.1463 | 0 | 0 | 576.3297 | 0 | 576.3297 | 0 | 0 | 0 | 0 | 4.6268 | 0 | 0 | 0 | 0 | 1.7847 | 1.3811 | 0 | 0 | 7.7926 | 7.7926 | 7.7926 | 2
US_3B_PS_2016_NG | 3B | PS | NG | 0 | 0 | SchoolPrimary | STD2016 | Elpaso | Zone3B | Zone3B(Elpaso) | 0 | 0 | US | 0.1063 | 0.0098 | 0 | 0 | 0 | Natural Gas | 144712.7179 | 0 | 0 | 0 | 342190.4148 | 0 | 0 | 0 | 0 | 0 | 0 | 102212.5982 | 0 | 0 | 589115.7309 | 0 | 589115.7309 | 0 | 0 | 1418.1846 | 0 | 0 | 0 | 3353.4661 | 0 | 0 | 0 | 0 | 0 | 0 | 1001.6835 | 0 | 0 | 5773.3342 | 0 | 5773.3342 | 0 | 0 | 144.7127 | 0 | 0 | 0 | 342.1904 | 0 | 0 | 0 | 0 | 0 | 0 | 102.2126 | 0 | 0 | 589.1157 | 0 | 589.1157 | 0 | 0 | 0 | 0 | 4.6268 | 0 | 0 | 0 | 0 | 1.9567 | 1.382 | 0 | 0 | 7.9654 | 7.9654 | 7.9654 | 2
US_4A_PS_2019_EL | 4A | PS | EL | 0 | 0 | SchoolPrimary | STD2019 | Newyork | Zone4A | Zone4A(Newyork) | 0 | 0 | US | 0.1063 | 0.0098 | 0 | 0 | 0 | Electricity | 0 | 101325.9912 | 80256.1201 | 7127.0235 | 312483.1662 | 4745.7919 | 79628.164 | 702.9774 | 0 | 0 | 20033.4658 | 7179.8163 | 12506.3286 | 0 | 625988.845 | 0 | 625988.845 | 0 | 4745.7919 | 0 | 10770.9529 | 8531.2256 | 757.6026 | 33216.9606 | 504.4777 | 8464.4738 | 74.7265 | 0 | 0 | 2129.5574 | 763.2145 | 1329.4227 | 0 | 66542.6142 | 0 | 66542.6142 | 0 | 504.4777 | 0 | 345.7243 | 273.8339 | 24.3174 | 1066.1926 | 16.1926 | 271.6913 | 2.3986 | 0 | 0 | 68.3542 | 24.4975 | 42.6716 | 0 | 2135.8739 | 0 | 2135.8739 | 0 | 16.1926 | 3.7025 | 0.3288 | 14.416 | 3.6735 | 0.032431 | 0.92422 | 4.6745 | 0 | 0.33123 | 0 | 0.57696 | 28.8792 | 28.8792 | 28.8792 | 1
US_4A_PS_2016_EL | 4A | PS | EL | 0 | 0 | SchoolPrimary | STD2016 | Newyork | Zone4A | Zone4A(Newyork) | 0 | 0 | US | 0.1063 | 0.0098 | 0 | 0 | 0 | Electricity | 0 | 107919.5299 | 98569.6531 | 7127.0235 | 317887.4784 | 4818.0346 | 90631.288 | 689.0845 | 0 | 0 | 20619.7433 | 7179.8163 | 17635.5627 | 0 | 673077.2146 | 0 | 673077.2146 | 0 | 4818.0346 | 0 | 11471.846 | 10477.9541 | 757.6026 | 33791.439 | 512.1571 | 9634.1059 | 73.2497 | 0 | 0 | 2191.8787 | 763.2145 | 1874.6603 | 0 | 71548.1079 | 0 | 71548.1079 | 0 | 512.1571 | 0 | 368.2214 | 336.3197 | 24.3174 | 1084.6321 | 16.4391 | 309.234 | 2.3512 | 0 | 0 | 70.3546 | 24.4975 | 60.1725 | 0 | 2296.5395 | 0 | 2296.5395 | 0 | 16.4391 | 4.5474 | 0.3288 | 14.6653 | 4.1812 | 0.03179 | 0.95126 | 4.9787 | 0 | 0.33123 | 0 | 0.81359 | 31.0515 | 31.0515 | 31.0515 | 1
US_4A_PS_2019_NG | 4A | PS | NG | 0 | 0 | SchoolPrimary | STD2019 | Newyork | Zone4A | Zone4A(Newyork) | 0 | 0 | US | 0.1063 | 0.0098 | 0 | 0 | 0 | Natural Gas | 290505.9473 | 0 | 0 | 0 | 342190.4148 | 0 | 0 | 0 | 0 | 0 | 0 | 114572.1335 | 0 | 0 | 747268.4956 | 0 | 747268.4956 | 0 | 0 | 2846.9583 | 0 | 0 | 0 | 3353.4661 | 0 | 0 | 0 | 0 | 0 | 0 | 1122.8069 | 0 | 0 | 7323.2313 | 0 | 7323.2313 | 0 | 0 | 290.5059 | 0 | 0 | 0 | 342.1904 | 0 | 0 | 0 | 0 | 0 | 0 | 114.5721 | 0 | 0 | 747.2685 | 0 | 747.2685 | 0 | 0 | 0 | 0 | 4.6268 | 0 | 0 | 0 | 0 | 3.9279 | 1.5491 | 0 | 0 | 10.1038 | 10.1038 | 10.1038 | 2
US_4A_PS_2016_NG | 4A | PS | NG | 0 | 0 | SchoolPrimary | STD2016 | Newyork | Zone4A | Zone4A(Newyork) | 0 | 0 | US | 0.1063 | 0.0098 | 0 | 0 | 0 | Natural Gas | 331641.2103 | 0 | 0 | 0 | 342190.4148 | 0 | 0 | 0 | 0 | 0 | 0 | 114828.0441 | 0 | 0 | 788659.6692 | 0 | 788659.6692 | 0 | 0 | 3250.0839 | 0 | 0 | 0 | 3353.4661 | 0 | 0 | 0 | 0 | 0 | 0 | 1125.3148 | 0 | 0 | 7728.8648 | 0 | 7728.8648 | 0 | 0 | 331.6412 | 0 | 0 | 0 | 342.1904 | 0 | 0 | 0 | 0 | 0 | 0 | 114.828 | 0 | 0 | 788.6597 | 0 | 788.6597 | 0 | 0 | 0 | 0 | 4.6268 | 0 | 0 | 0 | 0 | 4.4841 | 1.5526 | 0 | 0 | 10.6635 | 10.6635 | 10.6635 | 2
US_5A_PS_2019_EL | 5A | PS | EL | 0 | 0 | SchoolPrimary | STD2019 | Buffalo | Zone5A | Zone5A(Buffalo) | 0 | 0 | US | 0.1063 | 0.0098 | 0 | 0 | 0 | Electricity | 0 | 63470.7987 | 79333.6359 | 7127.0235 | 312483.1662 | 4743.0133 | 78780.7011 | 1094.7553 | 0 | 0 | 19044.296 | 7179.8163 | 12486.8787 | 0 | 585744.0852 | 0 | 585744.0852 | 0 | 4743.0133 | 0 | 6746.9459 | 8433.1655 | 757.6026 | 33216.9606 | 504.1823 | 8374.3885 | 116.3725 | 0 | 0 | 2024.4087 | 763.2145 | 1327.3552 | 0 | 62264.5963 | 0 | 62264.5963 | 0 | 504.1823 | 0 | 216.5624 | 270.6864 | 24.3174 | 1066.1926 | 16.1832 | 268.7998 | 3.7353 | 0 | 0 | 64.9791 | 24.4975 | 42.6052 | 0 | 1998.5588 | 0 | 1998.5588 | 0 | 16.1832 | 3.66 | 0.3288 | 14.416 | 3.6344 | 0.050505 | 0.87858 | 2.9281 | 0 | 0.33123 | 0 | 0.57607 | 27.0225 | 27.0225 | 27.0225 | 1
US_5A_PS_2016_EL | 5A | PS | EL | 0 | 0 | SchoolPrimary | STD2016 | Buffalo | Zone5A | Zone5A(Buffalo) | 0 | 0 | US | 0.1063 | 0.0098 | 0 | 0 | 0 | Electricity | 0 | 67271.8779 | 97622.1618 | 7127.0235 | 317887.4784 | 4818.0346 | 91701.0362 | 1083.641 | 0 | 0 | 18394.1114 | 7179.8163 | 17618.8913 | 0 | 630704.0727 | 0 | 630704.0727 | 0 | 4818.0346 | 0 | 7151.0006 | 10377.2358 | 757.6026 | 33791.439 | 512.1571 | 9747.8202 | 115.191 | 0 | 0 | 1955.294 | 763.2145 | 1872.8881 | 0 | 67043.8429 | 0 | 67043.8429 | 0 | 512.1571 | 0 | 229.5316 | 333.0868 | 24.3174 | 1084.6321 | 16.4391 | 312.8839 | 3.6974 | 0 | 0 | 62.7607 | 24.4975 | 60.1157 | 0 | 2151.9623 | 0 | 2151.9623 | 0 | 16.4391 | 4.5037 | 0.3288 | 14.6653 | 4.2305 | 0.049992 | 0.84859 | 3.1035 | 0 | 0.33123 | 0 | 0.81282 | 29.0967 | 29.0967 | 29.0967 | 1
US_5A_PS_2019_NG | 5A | PS | NG | 0 | 0 | SchoolPrimary | STD2019 | Buffalo | Zone5A | Zone5A(Buffalo) | 0 | 0 | US | 0.1063 | 0.0098 | 0 | 0 | 0 | Natural Gas | 553212.4184 | 0 | 0 | 0 | 342190.4148 | 0 | 0 | 0 | 0 | 0 | 0 | 122230.4958 | 0 | 0 | 1017633.3291 | 0 | 1017633.3291 | 0 | 0 | 5421.4817 | 0 | 0 | 0 | 3353.4661 | 0 | 0 | 0 | 0 | 0 | 0 | 1197.8589 | 0 | 0 | 9972.8066 | 0 | 9972.8066 | 0 | 0 | 553.2124 | 0 | 0 | 0 | 342.1904 | 0 | 0 | 0 | 0 | 0 | 0 | 122.2305 | 0 | 0 | 1017.6333 | 0 | 1017.6333 | 0 | 0 | 0 | 0 | 4.6268 | 0 | 0 | 0 | 0 | 7.48 | 1.6527 | 0 | 0 | 13.7594 | 13.7594 | 13.7594 | 2
US_5A_PS_2016_NG | 5A | PS | NG | 0 | 0 | SchoolPrimary | STD2016 | Buffalo | Zone5A | Zone5A(Buffalo) | 0 | 0 | US | 0.1063 | 0.0098 | 0 | 0 | 0 | Natural Gas | 620185.1761 | 0 | 0 | 0 | 342190.4148 | 0 | 0 | 0 | 0 | 0 | 0 | 122562.2318 | 0 | 0 | 1084937.8228 | 0 | 1084937.8228 | 0 | 0 | 6077.8147 | 0 | 0 | 0 | 3353.4661 | 0 | 0 | 0 | 0 | 0 | 0 | 1201.1099 | 0 | 0 | 10632.3907 | 0 | 10632.3907 | 0 | 0 | 620.1852 | 0 | 0 | 0 | 342.1904 | 0 | 0 | 0 | 0 | 0 | 0 | 122.5622 | 0 | 0 | 1084.9378 | 0 | 1084.9378 | 0 | 0 | 0 | 0 | 4.6268 | 0 | 0 | 0 | 0 | 8.3855 | 1.6572 | 0 | 0 | 14.6694 | 14.6694 | 14.6694 | 2
US_2A_SH_2019_EL | 2A | SH | EL | 0 | 0 | HotelSmall | STD2019 | Tampa | Zone2A | Zone2A(Tampa) | 0 | 0 | US | 0.1063 | 0.0098 | 0 | 0 | 0 | Electricity | 1539.3259 | 135616.2826 | 51270.1124 | 12314.6075 | 154949.5496 | 0 | 45179.4943 | 72.2427 | 0 | 0 | 0 | 0 | 0 | 0 | 400941.6151 | 0 | 400941.6151 | 0 | 0 | 163.6303 | 14416.0108 | 5450.013 | 1309.0428 | 16471.1371 | 0 | 4802.5802 | 7.6794 | 0 | 0 | 0 | 0 | 0 | 0 | 42620.0937 | 0 | 42620.0937 | 0 | 0 | 5.2522 | 462.7228 | 174.9336 | 42.0174 | 528.6879 | 0 | 154.1524 | 0.24649 | 0 | 0 | 0 | 0 | 0 | 0 | 1368.0128 | 0 | 1368.0128 | 0 | 0 | 4.0492 | 0.97258 | 12.2376 | 3.5682 | 0.0057056 | 0 | 10.7107 | 0.12157 | 0 | 0 | 0 | 31.6655 | 31.6655 | 31.6655 | 1
US_2A_SH_2016_EL | 2A | SH | EL | 0 | 0 | HotelSmall | STD2016 | Tampa | Zone2A | Zone2A(Tampa) | 0 | 0 | US | 0.1063 | 0.0098 | 0 | 0 | 0 | Electricity | 1283.6978 | 142721.0776 | 79956.0349 | 12314.6075 | 154949.5496 | 0 | 47341.2191 | 72.2427 | 0 | 0 | 0 | 0 | 0 | 0 | 438638.4293 | 0 | 438638.4293 | 0 | 0 | 136.4571 | 15171.2506 | 8499.3265 | 1309.0428 | 16471.1371 | 0 | 5032.3716 | 7.6794 | 0 | 0 | 0 | 0 | 0 | 0 | 46627.265 | 0 | 46627.265 | 0 | 0 | 4.38 | 486.9643 | 272.81 | 42.0174 | 528.6879 | 0 | 161.5282 | 0.24649 | 0 | 0 | 0 | 0 | 0 | 0 | 1496.6343 | 0 | 1496.6343 | 0 | 0 | 6.3148 | 0.97258 | 12.2376 | 3.7389 | 0.0057056 | 0 | 11.2718 | 0.10138 | 0 | 0 | 0 | 34.6427 | 34.6427 | 34.6427 | 1
US_2A_SH_2019_NG | 2A | SH | NG | 0 | 0 | HotelSmall | STD2019 | Tampa | Zone2A | Zone2A(Tampa) | 0 | 0 | US | 0.1063 | 0.0098 | 0 | 0 | 0 | Natural Gas | 3033.0148 | 0 | 0 | 0 | 399495.4379 | 0 | 0 | 0 | 0 | 0 | 0 | 453767.4462 | 0 | 0 | 856295.8989 | 0 | 856295.8989 | 0 | 0 | 29.7235 | 0 | 0 | 0 | 3915.0553 | 0 | 0 | 0 | 0 | 0 | 0 | 4446.921 | 0 | 0 | 8391.6998 | 0 | 8391.6998 | 0 | 0 | 3.033 | 0 | 0 | 0 | 399.4954 | 0 | 0 | 0 | 0 | 0 | 0 | 453.7674 | 0 | 0 | 856.2959 | 0 | 856.2959 | 0 | 0 | 0 | 0 | 9.2472 | 0 | 0 | 0 | 0 | 0.070205 | 10.5034 | 0 | 0 | 19.8207 | 19.8207 | 19.8207 | 2
US_2A_SH_2016_NG | 2A | SH | NG | 0 | 0 | HotelSmall | STD2016 | Tampa | Zone2A | Zone2A(Tampa) | 0 | 0 | US | 0.1063 | 0.0098 | 0 | 0 | 0 | Natural Gas | 2492.759 | 0 | 0 | 0 | 399495.4379 | 0 | 0 | 0 | 0 | 0 | 0 | 453757.968 | 0 | 0 | 855746.165 | 0 | 855746.165 | 0 | 0 | 24.429 | 0 | 0 | 0 | 3915.0553 | 0 | 0 | 0 | 0 | 0 | 0 | 4446.8281 | 0 | 0 | 8386.3124 | 0 | 8386.3124 | 0 | 0 | 2.4928 | 0 | 0 | 0 | 399.4954 | 0 | 0 | 0 | 0 | 0 | 0 | 453.758 | 0 | 0 | 855.7462 | 0 | 855.7462 | 0 | 0 | 0 | 0 | 9.2472 | 0 | 0 | 0 | 0 | 0.0577 | 10.5032 | 0 | 0 | 19.808 | 19.808 | 19.808 | 2
US_3A_SH_2019_EL | 3A | SH | EL | 0 | 0 | HotelSmall | STD2019 | Atlanta | Zone3A | Zone3A(Atlanta) | 0 | 0 | US | 0.1063 | 0.0098 | 0 | 0 | 0 | Electricity | 11914.4939 | 90283.9672 | 51472.9478 | 12320.1647 | 154949.5496 | 0 | 44001.382 | 72.2427 | 0 | 0 | 0 | 0 | 0 | 0 | 365014.7479 | 0 | 365014.7479 | 0 | 0 | 1266.5107 | 9597.1857 | 5471.5744 | 1309.6335 | 16471.1371 | 0 | 4677.3469 | 7.6794 | 0 | 0 | 0 | 0 | 0 | 0 | 38801.0677 | 0 | 38801.0677 | 0 | 0 | 40.6523 | 308.0489 | 175.6257 | 42.0364 | 528.6879 | 0 | 150.1327 | 0.24649 | 0 | 0 | 0 | 0 | 0 | 0 | 1245.4303 | 0 | 1245.4303 | 0 | 0 | 4.0652 | 0.97302 | 12.2376 | 3.4751 | 0.0057056 | 0 | 7.1304 | 0.94098 | 0 | 0 | 0 | 28.8281 | 28.8281 | 28.8281 | 1
US_3A_SH_2016_EL | 3A | SH | EL | 0 | 0 | HotelSmall | STD2016 | Atlanta | Zone3A | Zone3A(Atlanta) | 0 | 0 | US | 0.1063 | 0.0098 | 0 | 0 | 0 | Electricity | 10369.6109 | 96035.6002 | 80322.8057 | 12320.1647 | 154949.5496 | 0 | 46360.3851 | 72.2427 | 0 | 0 | 0 | 0 | 0 | 0 | 400430.3589 | 0 | 400430.3589 | 0 | 0 | 1102.2896 | 10208.5843 | 8538.3142 | 1309.6335 | 16471.1371 | 0 | 4928.1089 | 7.6794 | 0 | 0 | 0 | 0 | 0 | 0 | 42565.7471 | 0 | 42565.7471 | 0 | 0 | 35.3811 | 327.6735 | 274.0614 | 42.0364 | 528.6879 | 0 | 158.1816 | 0.24649 | 0 | 0 | 0 | 0 | 0 | 0 | 1366.2684 | 0 | 1366.2684 | 0 | 0 | 6.3437 | 0.97302 | 12.2376 | 3.6614 | 0.0057056 | 0 | 7.5847 | 0.81897 | 0 | 0 | 0 | 31.6251 | 31.6251 | 31.6251 | 1
US_3A_SH_2019_NG | 3A | SH | NG | 0 | 0 | HotelSmall | STD2019 | Atlanta | Zone3A | Zone3A(Atlanta) | 0 | 0 | US | 0.1063 | 0.0098 | 0 | 0 | 0 | Natural Gas | 23951.3386 | 0 | 0 | 0 | 399495.4379 | 0 | 0 | 0 | 0 | 0 | 0 | 515783.1204 | 0 | 0 | 939229.8969 | 0 | 939229.8969 | 0 | 0 | 234.7231 | 0 | 0 | 0 | 3915.0553 | 0 | 0 | 0 | 0 | 0 | 0 | 5054.6746 | 0 | 0 | 9204.453 | 0 | 9204.453 | 0 | 0 | 23.9513 | 0 | 0 | 0 | 399.4954 | 0 | 0 | 0 | 0 | 0 | 0 | 515.7831 | 0 | 0 | 939.2299 | 0 | 939.2299 | 0 | 0 | 0 | 0 | 9.2472 | 0 | 0 | 0 | 0 | 0.5544 | 11.9389 | 0 | 0 | 21.7404 | 21.7404 | 21.7404 | 2
US_3A_SH_2016_NG | 3A | SH | NG | 0 | 0 | HotelSmall | STD2016 | Atlanta | Zone3A | Zone3A(Atlanta) | 0 | 0 | US | 0.1063 | 0.0098 | 0 | 0 | 0 | Natural Gas | 22880.3053 | 0 | 0 | 0 | 399495.4379 | 0 | 0 | 0 | 0 | 0 | 0 | 515726.2513 | 0 | 0 | 938101.9945 | 0 | 938101.9945 | 0 | 0 | 224.227 | 0 | 0 | 0 | 3915.0553 | 0 | 0 | 0 | 0 | 0 | 0 | 5054.1173 | 0 | 0 | 9193.3995 | 0 | 9193.3995 | 0 | 0 | 22.8803 | 0 | 0 | 0 | 399.4954 | 0 | 0 | 0 | 0 | 0 | 0 | 515.7263 | 0 | 0 | 938.102 | 0 | 938.102 | 0 | 0 | 0 | 0 | 9.2472 | 0 | 0 | 0 | 0 | 0.52961 | 11.9376 | 0 | 0 | 21.7143 | 21.7143 | 21.7143 | 2
US_3B_SH_2019_EL | 3B | SH | EL | 0 | 0 | HotelSmall | STD2019 | Elpaso | Zone3B | Zone3B(Elpaso) | 0 | 0 | US | 0.1063 | 0.0098 | 0 | 0 | 0 | Electricity | 4615.1993 | 90536.8168 | 51484.0621 | 12320.1647 | 154949.5496 | 0 | 45790.7789 | 72.2427 | 0 | 0 | 0 | 0 | 0 | 0 | 359768.814 | 0 | 359768.814 | 0 | 0 | 490.5957 | 9624.0636 | 5472.7558 | 1309.6335 | 16471.1371 | 0 | 4867.5598 | 7.6794 | 0 | 0 | 0 | 0 | 0 | 0 | 38243.4249 | 0 | 38243.4249 | 0 | 0 | 15.7471 | 308.9116 | 175.6636 | 42.0364 | 528.6879 | 0 | 156.2381 | 0.24649 | 0 | 0 | 0 | 0 | 0 | 0 | 1227.5312 | 0 | 1227.5312 | 0 | 0 | 4.0661 | 0.97302 | 12.2376 | 3.6165 | 0.0057056 | 0 | 7.1504 | 0.3645 | 0 | 0 | 0 | 28.4138 | 28.4138 | 28.4138 | 1
US_3B_SH_2016_EL | 3B | SH | EL | 0 | 0 | HotelSmall | STD2016 | Elpaso | Zone3B | Zone3B(Elpaso) | 0 | 0 | US | 0.1063 | 0.0098 | 0 | 0 | 0 | Electricity | 3684.3794 | 96360.6925 | 80311.6914 | 12320.1647 | 154949.5496 | 0 | 48308.1603 | 72.2427 | 0 | 0 | 0 | 0 | 0 | 0 | 396006.8807 | 0 | 396006.8807 | 0 | 0 | 391.6495 | 10243.1416 | 8537.1328 | 1309.6335 | 16471.1371 | 0 | 5135.1574 | 7.6794 | 0 | 0 | 0 | 0 | 0 | 0 | 42095.5314 | 0 | 42095.5314 | 0 | 0 | 12.5711 | 328.7827 | 274.0235 | 42.0364 | 528.6879 | 0 | 164.8274 | 0.24649 | 0 | 0 | 0 | 0 | 0 | 0 | 1351.1755 | 0 | 1351.1755 | 0 | 0 | 6.3428 | 0.97302 | 12.2376 | 3.8153 | 0.0057056 | 0 | 7.6104 | 0.29098 | 0 | 0 | 0 | 31.2758 | 31.2758 | 31.2758 | 1
US_3B_SH_2019_NG | 3B | SH | NG | 0 | 0 | HotelSmall | STD2019 | Elpaso | Zone3B | Zone3B(Elpaso) | 0 | 0 | US | 0.1063 | 0.0098 | 0 | 0 | 0 | Natural Gas | 9989.9924 | 0 | 0 | 0 | 399495.4379 | 0 | 0 | 0 | 0 | 0 | 0 | 499196.3208 | 0 | 0 | 908681.7511 | 0 | 908681.7511 | 0 | 0 | 97.9019 | 0 | 0 | 0 | 3915.0553 | 0 | 0 | 0 | 0 | 0 | 0 | 4892.1239 | 0 | 0 | 8905.0812 | 0 | 8905.0812 | 0 | 0 | 9.99 | 0 | 0 | 0 | 399.4954 | 0 | 0 | 0 | 0 | 0 | 0 | 499.1963 | 0 | 0 | 908.6818 | 0 | 908.6818 | 0 | 0 | 0 | 0 | 9.2472 | 0 | 0 | 0 | 0 | 0.23124 | 11.5549 | 0 | 0 | 21.0333 | 21.0333 | 21.0333 | 2
US_3B_SH_2016_NG | 3B | SH | NG | 0 | 0 | HotelSmall | STD2016 | Elpaso | Zone3B | Zone3B(Elpaso) | 0 | 0 | US | 0.1063 | 0.0098 | 0 | 0 | 0 | Natural Gas | 8084.88 | 0 | 0 | 0 | 399495.4379 | 0 | 0 | 0 | 0 | 0 | 0 | 499148.9299 | 0 | 0 | 906729.2478 | 0 | 906729.2478 | 0 | 0 | 79.2318 | 0 | 0 | 0 | 3915.0553 | 0 | 0 | 0 | 0 | 0 | 0 | 4891.6595 | 0 | 0 | 8885.9466 | 0 | 8885.9466 | 0 | 0 | 8.0849 | 0 | 0 | 0 | 399.4954 | 0 | 0 | 0 | 0 | 0 | 0 | 499.1489 | 0 | 0 | 906.7292 | 0 | 906.7292 | 0 | 0 | 0 | 0 | 9.2472 | 0 | 0 | 0 | 0 | 0.18714 | 11.5538 | 0 | 0 | 20.9881 | 20.9881 | 20.9881 | 2
US_4A_SH_2019_EL | 4A | SH | EL | 0 | 0 | HotelSmall | STD2019 | Newyork | Zone4A | Zone4A(Newyork) | 0 | 0 | US | 0.1063 | 0.0098 | 0 | 0 | 0 | Electricity | 27763.4383 | 68391.6403 | 51020.0414 | 12300.7147 | 154949.5496 | 0 | 43092.7907 | 72.2427 | 0 | 0 | 0 | 0 | 0 | 0 | 357590.4178 | 0 | 357590.4178 | 0 | 0 | 2951.2535 | 7270.0314 | 5423.4304 | 1307.566 | 16471.1371 | 0 | 4580.7636 | 7.6794 | 0 | 0 | 0 | 0 | 0 | 0 | 38011.8614 | 0 | 38011.8614 | 0 | 0 | 94.7289 | 233.3523 | 174.0804 | 41.97 | 528.6879 | 0 | 147.0326 | 0.24649 | 0 | 0 | 0 | 0 | 0 | 0 | 1220.0985 | 0 | 1220.0985 | 0 | 0 | 4.0295 | 0.97148 | 12.2376 | 3.4034 | 0.0057056 | 0 | 5.4014 | 2.1927 | 0 | 0 | 0 | 28.2417 | 28.2417 | 28.2417 | 1
US_4A_SH_2016_EL | 4A | SH | EL | 0 | 0 | HotelSmall | STD2016 | Newyork | Zone4A | Zone4A(Newyork) | 0 | 0 | US | 0.1063 | 0.0098 | 0 | 0 | 0 | Electricity | 23817.8736 | 73140.2108 | 79489.2356 | 12300.7147 | 154949.5496 | 0 | 45460.1295 | 72.2427 | 0 | 0 | 0 | 0 | 0 | 0 | 389229.9566 | 0 | 389229.9566 | 0 | 0 | 2531.84 | 7774.8044 | 8449.7057 | 1307.566 | 16471.1371 | 0 | 4832.4118 | 7.6794 | 0 | 0 | 0 | 0 | 0 | 0 | 41375.1444 | 0 | 41375.1444 | 0 | 0 | 81.2666 | 249.5544 | 271.2173 | 41.97 | 528.6879 | 0 | 155.11 | 0.24649 | 0 | 0 | 0 | 0 | 0 | 0 | 1328.0526 | 0 | 1328.0526 | 0 | 0 | 6.2779 | 0.97148 | 12.2376 | 3.5903 | 0.0057056 | 0 | 5.7765 | 1.8811 | 0 | 0 | 0 | 30.7405 | 30.7405 | 30.7405 | 1
US_4A_SH_2019_NG | 4A | SH | NG | 0 | 0 | HotelSmall | STD2019 | Newyork | Zone4A | Zone4A(Newyork) | 0 | 0 | US | 0.1063 | 0.0098 | 0 | 0 | 0 | Natural Gas | 57968.4951 | 0 | 0 | 0 | 399495.4379 | 0 | 0 | 0 | 0 | 0 | 0 | 568927.2263 | 0 | 0 | 1026391.1592 | 0 | 1026391.1592 | 0 | 0 | 568.0913 | 0 | 0 | 0 | 3915.0553 | 0 | 0 | 0 | 0 | 0 | 0 | 5575.4868 | 0 | 0 | 10058.6334 | 0 | 10058.6334 | 0 | 0 | 57.9685 | 0 | 0 | 0 | 399.4954 | 0 | 0 | 0 | 0 | 0 | 0 | 568.9272 | 0 | 0 | 1026.3912 | 0 | 1026.3912 | 0 | 0 | 0 | 0 | 9.2472 | 0 | 0 | 0 | 0 | 1.3418 | 13.169 | 0 | 0 | 23.758 | 23.758 | 23.758 | 2
US_4A_SH_2016_NG | 4A | SH | NG | 0 | 0 | HotelSmall | STD2016 | Newyork | Zone4A | Zone4A(Newyork) | 0 | 0 | US | 0.1063 | 0.0098 | 0 | 0 | 0 | Natural Gas | 58148.5803 | 0 | 0 | 0 | 399495.4379 | 0 | 0 | 0 | 0 | 0 | 0 | 568841.9227 | 0 | 0 | 1026485.941 | 0 | 1026485.941 | 0 | 0 | 569.8561 | 0 | 0 | 0 | 3915.0553 | 0 | 0 | 0 | 0 | 0 | 0 | 5574.6508 | 0 | 0 | 10059.5622 | 0 | 10059.5622 | 0 | 0 | 58.1486 | 0 | 0 | 0 | 399.4954 | 0 | 0 | 0 | 0 | 0 | 0 | 568.8419 | 0 | 0 | 1026.4859 | 0 | 1026.4859 | 0 | 0 | 0 | 0 | 9.2472 | 0 | 0 | 0 | 0 | 1.346 | 13.167 | 0 | 0 | 23.7601 | 23.7601 | 23.7601 | 2
US_5A_SH_2019_EL | 5A | SH | EL | 0 | 0 | HotelSmall | STD2019 | Buffalo | Zone5A | Zone5A(Buffalo) | 0 | 0 | US | 0.1063 | 0.0098 | 0 | 0 | 0 | Electricity | 47168.948 | 51320.1266 | 50978.3629 | 12306.2718 | 154949.5496 | 0 | 42731.577 | 72.2427 | 0 | 0 | 0 | 0 | 0 | 0 | 359527.0787 | 0 | 359527.0787 | 0 | 0 | 5014.0592 | 5455.3295 | 5419 | 1308.1567 | 16471.1371 | 0 | 4542.3666 | 7.6794 | 0 | 0 | 0 | 0 | 0 | 0 | 38217.7285 | 0 | 38217.7285 | 0 | 0 | 160.9405 | 175.1043 | 173.9382 | 41.989 | 528.6879 | 0 | 145.8001 | 0.24649 | 0 | 0 | 0 | 0 | 0 | 0 | 1226.7064 | 0 | 1226.7064 | 0 | 0 | 4.0262 | 0.97192 | 12.2376 | 3.3748 | 0.0057056 | 0 | 4.0532 | 3.7253 | 0 | 0 | 0 | 28.3947 | 28.3947 | 28.3947 | 1
US_5A_SH_2016_EL | 5A | SH | EL | 0 | 0 | HotelSmall | STD2016 | Buffalo | Zone5A | Zone5A(Buffalo) | 0 | 0 | US | 0.1063 | 0.0098 | 0 | 0 | 0 | Electricity | 42117.5138 | 55387.9482 | 79425.3286 | 12306.2718 | 154949.5496 | 0 | 45168.38 | 72.2427 | 0 | 0 | 0 | 0 | 0 | 0 | 389427.2348 | 0 | 389427.2348 | 0 | 0 | 4477.0917 | 5887.7389 | 8442.9124 | 1308.1567 | 16471.1371 | 0 | 4801.3988 | 7.6794 | 0 | 0 | 0 | 0 | 0 | 0 | 41396.1151 | 0 | 41396.1151 | 0 | 0 | 143.705 | 188.9837 | 270.9992 | 41.989 | 528.6879 | 0 | 154.1145 | 0.24649 | 0 | 0 | 0 | 0 | 0 | 0 | 1328.7257 | 0 | 1328.7257 | 0 | 0 | 6.2728 | 0.97192 | 12.2376 | 3.5673 | 0.0057056 | 0 | 4.3744 | 3.3263 | 0 | 0 | 0 | 30.7561 | 30.7561 | 30.7561 | 1
US_5A_SH_2019_NG | 5A | SH | NG | 0 | 0 | HotelSmall | STD2019 | Buffalo | Zone5A | Zone5A(Buffalo) | 0 | 0 | US | 0.1063 | 0.0098 | 0 | 0 | 0 | Natural Gas | 90819.8364 | 0 | 0 | 0 | 399495.4379 | 0 | 0 | 0 | 0 | 0 | 0 | 614365.579 | 0 | 0 | 1104680.8534 | 0 | 1104680.8534 | 0 | 0 | 890.0344 | 0 | 0 | 0 | 3915.0553 | 0 | 0 | 0 | 0 | 0 | 0 | 6020.7827 | 0 | 0 | 10825.8724 | 0 | 10825.8724 | 0 | 0 | 90.8198 | 0 | 0 | 0 | 399.4954 | 0 | 0 | 0 | 0 | 0 | 0 | 614.3656 | 0 | 0 | 1104.6809 | 0 | 1104.6809 | 0 | 0 | 0 | 0 | 9.2472 | 0 | 0 | 0 | 0 | 2.1022 | 14.2208 | 0 | 0 | 25.5701 | 25.5701 | 25.5701 | 2
US_5A_SH_2016_NG | 5A | SH | NG | 0 | 0 | HotelSmall | STD2016 | Buffalo | Zone5A | Zone5A(Buffalo) | 0 | 0 | US | 0.1063 | 0.0098 | 0 | 0 | 0 | Natural Gas | 93388.4208 | 0 | 0 | 0 | 399495.4379 | 0 | 0 | 0 | 0 | 0 | 0 | 614318.1882 | 0 | 0 | 1107202.0469 | 0 | 1107202.0469 | 0 | 0 | 915.2065 | 0 | 0 | 0 | 3915.0553 | 0 | 0 | 0 | 0 | 0 | 0 | 6020.3182 | 0 | 0 | 10850.5801 | 0 | 10850.5801 | 0 | 0 | 93.3884 | 0 | 0 | 0 | 399.4954 | 0 | 0 | 0 | 0 | 0 | 0 | 614.3182 | 0 | 0 | 1107.202 | 0 | 1107.202 | 0 | 0 | 0 | 0 | 9.2472 | 0 | 0 | 0 | 0 | 2.1617 | 14.2197 | 0 | 0 | 25.6285 | 25.6285 | 25.6285 | 2
US_2A_MA_2019_EL | 2A | MA | EL | 0 | 0 | ApartmentMidRise | STD2019 | Tampa | Zone2A | Zone2A(Tampa) | 0 | 0 | US | 0.1063 | 0.0098 | 0 | 0 | 0 | Electricity | 0 | 62203.7723 | 23181.5818 | 7210.3805 | 142004.2074 | 0 | 26135.1982 | 0 | 0 | 0 | 0 | 88983.598 | 0 | 0 | 349718.7383 | 0 | 349718.7383 | 0 | 0 | 0 | 6612.261 | 2464.2021 | 766.4635 | 15095.0473 | 0 | 2778.1716 | 0 | 0 | 0 | 0 | 9458.9565 | 0 | 0 | 37175.1019 | 0 | 37175.1019 | 0 | 0 | 0 | 212.2393 | 79.0956 | 24.6018 | 484.5184 | 0 | 89.1733 | 0 | 0 | 0 | 0 | 303.612 | 0 | 0 | 1193.2403 | 0 | 1193.2403 | 0 | 0 | 2.3442 | 0.72914 | 14.3599 | 2.6429 | 0 | 0 | 6.2902 | 0 | 8.9983 | 0 | 0 | 35.3647 | 35.3647 | 35.3647 | 1
US_2A_MA_2016_EL | 2A | MA | EL | 0 | 0 | ApartmentMidRise | STD2016 | Tampa | Zone2A | Zone2A(Tampa) | 0 | 0 | US | 0.1063 | 0.0098 | 0 | 0 | 0 | Electricity | 0 | 71478.6279 | 28374.723 | 7210.3805 | 142004.2074 | 0 | 27316.0891 | 0 | 0 | 0 | 0 | 89036.3908 | 0 | 0 | 365420.4187 | 0 | 365420.4187 | 0 | 0 | 0 | 7598.1781 | 3016.2331 | 766.4635 | 15095.0473 | 0 | 2903.7003 | 0 | 0 | 0 | 0 | 9464.5683 | 0 | 0 | 38844.1905 | 0 | 38844.1905 | 0 | 0 | 0 | 243.8851 | 96.8146 | 24.6018 | 484.5184 | 0 | 93.2025 | 0 | 0 | 0 | 0 | 303.7922 | 0 | 0 | 1246.8145 | 0 | 1246.8145 | 0 | 0 | 2.8693 | 0.72914 | 14.3599 | 2.7623 | 0 | 0 | 7.2282 | 0 | 9.0037 | 0 | 0 | 36.9525 | 36.9525 | 36.9525 | 1
US_2A_MA_2019_NG | 2A | MA | NG | 0 | 0 | ApartmentMidRise | STD2019 | Tampa | Zone2A | Zone2A(Tampa) | 0 | 0 | US | 0.1063 | 0.0098 | 0 | 0 | 0 | Natural Gas | 1867.1997 | 0 | 0 | 0 | 0 | 0 | 0 | 0 | 0 | 0 | 0 | 0 | 0 | 0 | 1867.1997 | 0 | 1867.1997 | 0 | 0 | 18.2986 | 0 | 0 | 0 | 0 | 0 | 0 | 0 | 0 | 0 | 0 | 0 | 0 | 0 | 18.2986 | 0 | 18.2986 | 0 | 0 | 1.8672 | 0 | 0 | 0 | 0 | 0 | 0 | 0 | 0 | 0 | 0 | 0 | 0 | 0 | 1.8672 | 0 | 1.8672 | 0 | 0 | 0 | 0 | 0 | 0 | 0 | 0 | 0 | 0.055339 | 0 | 0 | 0 | 0.055339 | 0.055339 | 0.055339 | 2
US_2A_MA_2016_NG | 2A | MA | NG | 0 | 0 | ApartmentMidRise | STD2016 | Tampa | Zone2A | Zone2A(Tampa) | 0 | 0 | US | 0.1063 | 0.0098 | 0 | 0 | 0 | Natural Gas | 9809.9072 | 0 | 0 | 0 | 0 | 0 | 0 | 0 | 0 | 0 | 0 | 0 | 0 | 0 | 9809.9072 | 0 | 9809.9072 | 0 | 0 | 96.1371 | 0 | 0 | 0 | 0 | 0 | 0 | 0 | 0 | 0 | 0 | 0 | 0 | 0 | 96.1371 | 0 | 96.1371 | 0 | 0 | 9.8099 | 0 | 0 | 0 | 0 | 0 | 0 | 0 | 0 | 0 | 0 | 0 | 0 | 0 | 9.8099 | 0 | 9.8099 | 0 | 0 | 0 | 0 | 0 | 0 | 0 | 0 | 0 | 0.29074 | 0 | 0 | 0 | 0.29074 | 0.29074 | 0.29074 | 2
US_3A_MA_2019_EL | 3A | MA | EL | 0 | 0 | ApartmentMidRise | STD2019 | Atlanta | Zone3A | Zone3A(Atlanta) | 0 | 0 | US | 0.1063 | 0.0098 | 0 | 0 | 0 | Electricity | 0 | 36996.6154 | 23181.5818 | 7213.1591 | 142004.2074 | 0 | 21822.8627 | 0 | 0 | 0 | 0 | 100650.7995 | 0 | 0 | 331869.226 | 0 | 331869.226 | 0 | 0 | 0 | 3932.7402 | 2464.2021 | 766.7588 | 15095.0473 | 0 | 2319.7703 | 0 | 0 | 0 | 0 | 10699.18 | 0 | 0 | 35277.6987 | 0 | 35277.6987 | 0 | 0 | 0 | 126.2325 | 79.0956 | 24.6113 | 484.5184 | 0 | 74.4596 | 0 | 0 | 0 | 0 | 343.4205 | 0 | 0 | 1132.3378 | 0 | 1132.3378 | 0 | 0 | 2.3442 | 0.72942 | 14.3599 | 2.2068 | 0 | 0 | 3.7412 | 0 | 10.1781 | 0 | 0 | 33.5597 | 33.5597 | 33.5597 | 1
US_3A_MA_2016_EL | 3A | MA | EL | 0 | 0 | ApartmentMidRise | STD2016 | Atlanta | Zone3A | Zone3A(Atlanta) | 0 | 0 | US | 0.1063 | 0.0098 | 0 | 0 | 0 | Electricity | 0 | 38649.8626 | 28374.723 | 7213.1591 | 142004.2074 | 0 | 22603.64 | 0 | 0 | 0 | 0 | 100786.9493 | 0 | 0 | 339632.5413 | 0 | 339632.5413 | 0 | 0 | 0 | 4108.4804 | 3016.2331 | 766.7588 | 15095.0473 | 0 | 2402.7669 | 0 | 0 | 0 | 0 | 10713.6527 | 0 | 0 | 36102.9391 | 0 | 36102.9391 | 0 | 0 | 0 | 131.8733 | 96.8146 | 24.6113 | 484.5184 | 0 | 77.1236 | 0 | 0 | 0 | 0 | 343.8851 | 0 | 0 | 1158.8262 | 0 | 1158.8262 | 0 | 0 | 2.8693 | 0.72942 | 14.3599 | 2.2858 | 0 | 0 | 3.9084 | 0 | 10.1919 | 0 | 0 | 34.3448 | 34.3448 | 34.3448 | 1
US_3A_MA_2019_NG | 3A | MA | NG | 0 | 0 | ApartmentMidRise | STD2019 | Atlanta | Zone3A | Zone3A(Atlanta) | 0 | 0 | US | 0.1063 | 0.0098 | 0 | 0 | 0 | Natural Gas | 40026.317 | 0 | 0 | 0 | 0 | 0 | 0 | 0 | 0 | 0 | 0 | 0 | 0 | 0 | 40026.317 | 0 | 40026.317 | 0 | 0 | 392.2579 | 0 | 0 | 0 | 0 | 0 | 0 | 0 | 0 | 0 | 0 | 0 | 0 | 0 | 392.2579 | 0 | 392.2579 | 0 | 0 | 40.0263 | 0 | 0 | 0 | 0 | 0 | 0 | 0 | 0 | 0 | 0 | 0 | 0 | 0 | 40.0263 | 0 | 40.0263 | 0 | 0 | 0 | 0 | 0 | 0 | 0 | 0 | 0 | 1.1863 | 0 | 0 | 0 | 1.1863 | 1.1863 | 1.1863 | 2
US_3A_MA_2016_NG | 3A | MA | NG | 0 | 0 | ApartmentMidRise | STD2016 | Atlanta | Zone3A | Zone3A(Atlanta) | 0 | 0 | US | 0.1063 | 0.0098 | 0 | 0 | 0 | Natural Gas | 117178.6305 | 0 | 0 | 0 | 0 | 0 | 0 | 0 | 0 | 0 | 0 | 0 | 0 | 0 | 117178.6305 | 0 | 117178.6305 | 0 | 0 | 1148.3506 | 0 | 0 | 0 | 0 | 0 | 0 | 0 | 0 | 0 | 0 | 0 | 0 | 0 | 1148.3506 | 0 | 1148.3506 | 0 | 0 | 117.1786 | 0 | 0 | 0 | 0 | 0 | 0 | 0 | 0 | 0 | 0 | 0 | 0 | 0 | 117.1786 | 0 | 117.1786 | 0 | 0 | 0 | 0 | 0 | 0 | 0 | 0 | 0 | 3.4729 | 0 | 0 | 0 | 3.4729 | 3.4729 | 3.4729 | 2
US_3B_MA_2019_EL | 3B | MA | EL | 0 | 0 | ApartmentMidRise | STD2019 | Elpaso | Zone3B | Zone3B(Elpaso) | 0 | 0 | US | 0.1063 | 0.0098 | 0 | 0 | 0 | Electricity | 0 | 42256.4421 | 23181.5818 | 7213.1591 | 142004.2074 | 0 | 25951.8128 | 0 | 0 | 0 | 0 | 97641.6118 | 0 | 0 | 338248.8151 | 0 | 338248.8151 | 0 | 0 | 0 | 4491.8598 | 2464.2021 | 766.7588 | 15095.0473 | 0 | 2758.6777 | 0 | 0 | 0 | 0 | 10379.3033 | 0 | 0 | 35955.849 | 0 | 35955.849 | 0 | 0 | 0 | 144.179 | 79.0956 | 24.6113 | 484.5184 | 0 | 88.5476 | 0 | 0 | 0 | 0 | 333.1532 | 0 | 0 | 1154.105 | 0 | 1154.105 | 0 | 0 | 2.3442 | 0.72942 | 14.3599 | 2.6243 | 0 | 0 | 4.2731 | 0 | 9.8738 | 0 | 0 | 34.2048 | 34.2048 | 34.2048 | 1
US_3B_MA_2016_EL | 3B | MA | EL | 0 | 0 | ApartmentMidRise | STD2016 | Elpaso | Zone3B | Zone3B(Elpaso) | 0 | 0 | US | 0.1063 | 0.0098 | 0 | 0 | 0 | Electricity | 0 | 41948.0212 | 28374.723 | 7213.1591 | 142004.2074 | 0 | 25387.7638 | 0 | 0 | 0 | 0 | 97763.8687 | 0 | 0 | 342691.7432 | 0 | 342691.7432 | 0 | 0 | 0 | 4459.0747 | 3016.2331 | 766.7588 | 15095.0473 | 0 | 2698.7193 | 0 | 0 | 0 | 0 | 10392.2992 | 0 | 0 | 36428.1323 | 0 | 36428.1323 | 0 | 0 | 0 | 143.1266 | 96.8146 | 24.6113 | 484.5184 | 0 | 86.6231 | 0 | 0 | 0 | 0 | 333.5703 | 0 | 0 | 1169.2642 | 0 | 1169.2642 | 0 | 0 | 2.8693 | 0.72942 | 14.3599 | 2.5673 | 0 | 0 | 4.2419 | 0 | 9.8862 | 0 | 0 | 34.6541 | 34.6541 | 34.6541 | 1
US_3B_MA_2019_NG | 3B | MA | NG | 0 | 0 | ApartmentMidRise | STD2019 | Elpaso | Zone3B | Zone3B(Elpaso) | 0 | 0 | US | 0.1063 | 0.0098 | 0 | 0 | 0 | Natural Gas | 10094.2523 | 0 | 0 | 0 | 0 | 0 | 0 | 0 | 0 | 0 | 0 | 0 | 0 | 0 | 10094.2523 | 0 | 10094.2523 | 0 | 0 | 98.9237 | 0 | 0 | 0 | 0 | 0 | 0 | 0 | 0 | 0 | 0 | 0 | 0 | 0 | 98.9237 | 0 | 98.9237 | 0 | 0 | 10.0943 | 0 | 0 | 0 | 0 | 0 | 0 | 0 | 0 | 0 | 0 | 0 | 0 | 0 | 10.0943 | 0 | 10.0943 | 0 | 0 | 0 | 0 | 0 | 0 | 0 | 0 | 0 | 0.29917 | 0 | 0 | 0 | 0.29917 | 0.29917 | 0.29917 | 2
US_3B_MA_2016_NG | 3B | MA | NG | 0 | 0 | ApartmentMidRise | STD2016 | Elpaso | Zone3B | Zone3B(Elpaso) | 0 | 0 | US | 0.1063 | 0.0098 | 0 | 0 | 0 | Natural Gas | 36585.7408 | 0 | 0 | 0 | 0 | 0 | 0 | 0 | 0 | 0 | 0 | 0 | 0 | 0 | 36585.7408 | 0 | 36585.7408 | 0 | 0 | 358.5403 | 0 | 0 | 0 | 0 | 0 | 0 | 0 | 0 | 0 | 0 | 0 | 0 | 0 | 358.5403 | 0 | 358.5403 | 0 | 0 | 36.5857 | 0 | 0 | 0 | 0 | 0 | 0 | 0 | 0 | 0 | 0 | 0 | 0 | 0 | 36.5857 | 0 | 36.5857 | 0 | 0 | 0 | 0 | 0 | 0 | 0 | 0 | 0 | 1.0843 | 0 | 0 | 0 | 1.0843 | 1.0843 | 1.0843 | 2
US_4A_MA_2019_EL | 4A | MA | EL | 0 | 0 | ApartmentMidRise | STD2019 | Newyork | Zone4A | Zone4A(Newyork) | 0 | 0 | US | 0.1063 | 0.0098 | 0 | 0 | 0 | Electricity | 0 | 26513.0833 | 23181.5818 | 7202.0448 | 142004.2074 | 0 | 20014.0158 | 0 | 0 | 0 | 0 | 109881.198 | 0 | 0 | 328796.1312 | 0 | 328796.1312 | 0 | 0 | 0 | 2818.3408 | 2464.2021 | 765.5774 | 15095.0473 | 0 | 2127.4899 | 0 | 0 | 0 | 0 | 11680.3713 | 0 | 0 | 34951.0287 | 0 | 34951.0287 | 0 | 0 | 0 | 90.4626 | 79.0956 | 24.5734 | 484.5184 | 0 | 68.2878 | 0 | 0 | 0 | 0 | 374.9146 | 0 | 0 | 1121.8524 | 0 | 1121.8524 | 0 | 0 | 2.3442 | 0.72829 | 14.3599 | 2.0239 | 0 | 0 | 2.6811 | 0 | 11.1115 | 0 | 0 | 33.2489 | 33.2489 | 33.2489 | 1
US_4A_MA_2016_EL | 4A | MA | EL | 0 | 0 | ApartmentMidRise | STD2016 | Newyork | Zone4A | Zone4A(Newyork) | 0 | 0 | US | 0.1063 | 0.0098 | 0 | 0 | 0 | Electricity | 0 | 27349.4319 | 28374.723 | 7202.0448 | 142004.2074 | 0 | 20508.6007 | 0 | 0 | 0 | 0 | 109850.6338 | 0 | 0 | 335289.6416 | 0 | 335289.6416 | 0 | 0 | 0 | 2907.2446 | 3016.2331 | 765.5774 | 15095.0473 | 0 | 2180.0643 | 0 | 0 | 0 | 0 | 11677.1224 | 0 | 0 | 35641.2889 | 0 | 35641.2889 | 0 | 0 | 0 | 93.3163 | 96.8146 | 24.5734 | 484.5184 | 0 | 69.9753 | 0 | 0 | 0 | 0 | 374.8104 | 0 | 0 | 1144.0083 | 0 | 1144.0083 | 0 | 0 | 2.8693 | 0.72829 | 14.3599 | 2.0739 | 0 | 0 | 2.7657 | 0 | 11.1085 | 0 | 0 | 33.9056 | 33.9056 | 33.9056 | 1
US_4A_MA_2019_NG | 4A | MA | NG | 0 | 0 | ApartmentMidRise | STD2019 | Newyork | Zone4A | Zone4A(Newyork) | 0 | 0 | US | 0.1063 | 0.0098 | 0 | 0 | 0 | Natural Gas | 119841.9967 | 0 | 0 | 0 | 0 | 0 | 0 | 0 | 0 | 0 | 0 | 0 | 0 | 0 | 119841.9967 | 0 | 119841.9967 | 0 | 0 | 1174.4516 | 0 | 0 | 0 | 0 | 0 | 0 | 0 | 0 | 0 | 0 | 0 | 0 | 0 | 1174.4516 | 0 | 1174.4516 | 0 | 0 | 119.842 | 0 | 0 | 0 | 0 | 0 | 0 | 0 | 0 | 0 | 0 | 0 | 0 | 0 | 119.842 | 0 | 119.842 | 0 | 0 | 0 | 0 | 0 | 0 | 0 | 0 | 0 | 3.5518 | 0 | 0 | 0 | 3.5518 | 3.5518 | 3.5518 | 2
US_4A_MA_2016_NG | 4A | MA | NG | 0 | 0 | ApartmentMidRise | STD2016 | Newyork | Zone4A | Zone4A(Newyork) | 0 | 0 | US | 0.1063 | 0.0098 | 0 | 0 | 0 | Natural Gas | 104733.7918 | 0 | 0 | 0 | 0 | 0 | 0 | 0 | 0 | 0 | 0 | 0 | 0 | 0 | 104733.7918 | 0 | 104733.7918 | 0 | 0 | 1026.3912 | 0 | 0 | 0 | 0 | 0 | 0 | 0 | 0 | 0 | 0 | 0 | 0 | 0 | 1026.3912 | 0 | 1026.3912 | 0 | 0 | 104.7338 | 0 | 0 | 0 | 0 | 0 | 0 | 0 | 0 | 0 | 0 | 0 | 0 | 0 | 104.7338 | 0 | 104.7338 | 0 | 0 | 0 | 0 | 0 | 0 | 0 | 0 | 0 | 3.1041 | 0 | 0 | 0 | 3.1041 | 3.1041 | 3.1041 | 2
US_5A_MA_2019_EL | 5A | MA | EL | 0 | 0 | ApartmentMidRise | STD2019 | Buffalo | Zone5A | Zone5A(Buffalo) | 0 | 0 | US | 0.1063 | 0.0098 | 0 | 0 | 0 | Electricity | 0 | 17224.3349 | 23181.5818 | 7204.8234 | 142004.2074 | 0 | 19247.1314 | 0 | 0 | 0 | 0 | 117633.3991 | 0 | 0 | 326495.478 | 0 | 326495.478 | 0 | 0 | 0 | 1830.9468 | 2464.2021 | 765.8727 | 15095.0473 | 0 | 2045.9701 | 0 | 0 | 0 | 0 | 12504.4303 | 0 | 0 | 34706.4693 | 0 | 34706.4693 | 0 | 0 | 0 | 58.7694 | 79.0956 | 24.5829 | 484.5184 | 0 | 65.6712 | 0 | 0 | 0 | 0 | 401.3652 | 0 | 0 | 1114.0026 | 0 | 1114.0026 | 0 | 0 | 2.3442 | 0.72858 | 14.3599 | 1.9463 | 0 | 0 | 1.7418 | 0 | 11.8955 | 0 | 0 | 33.0163 | 33.0163 | 33.0163 | 1
US_5A_MA_2016_EL | 5A | MA | EL | 0 | 0 | ApartmentMidRise | STD2016 | Buffalo | Zone5A | Zone5A(Buffalo) | 0 | 0 | US | 0.1063 | 0.0098 | 0 | 0 | 0 | Electricity | 0 | 18321.8687 | 28374.723 | 7204.8234 | 142004.2074 | 0 | 19769.5019 | 0 | 0 | 0 | 0 | 117597.2777 | 0 | 0 | 333272.4022 | 0 | 333272.4022 | 0 | 0 | 0 | 1947.6146 | 3016.2331 | 765.8727 | 15095.0473 | 0 | 2101.4981 | 0 | 0 | 0 | 0 | 12500.5906 | 0 | 0 | 35426.8563 | 0 | 35426.8563 | 0 | 0 | 0 | 62.5142 | 96.8146 | 24.5829 | 484.5184 | 0 | 67.4535 | 0 | 0 | 0 | 0 | 401.2419 | 0 | 0 | 1137.1254 | 0 | 1137.1254 | 0 | 0 | 2.8693 | 0.72858 | 14.3599 | 1.9992 | 0 | 0 | 1.8528 | 0 | 11.8918 | 0 | 0 | 33.7016 | 33.7016 | 33.7016 | 1
US_5A_MA_2019_NG | 5A | MA | NG | 0 | 0 | ApartmentMidRise | STD2019 | Buffalo | Zone5A | Zone5A(Buffalo) | 0 | 0 | US | 0.1063 | 0.0098 | 0 | 0 | 0 | Natural Gas | 221504.8609 | 0 | 0 | 0 | 0 | 0 | 0 | 0 | 0 | 0 | 0 | 0 | 0 | 0 | 221504.8609 | 0 | 221504.8609 | 0 | 0 | 2170.7476 | 0 | 0 | 0 | 0 | 0 | 0 | 0 | 0 | 0 | 0 | 0 | 0 | 0 | 2170.7476 | 0 | 2170.7476 | 0 | 0 | 221.5049 | 0 | 0 | 0 | 0 | 0 | 0 | 0 | 0 | 0 | 0 | 0 | 0 | 0 | 221.5049 | 0 | 221.5049 | 0 | 0 | 0 | 0 | 0 | 0 | 0 | 0 | 0 | 6.5649 | 0 | 0 | 0 | 6.5649 | 6.5649 | 6.5649 | 2
US_5A_MA_2016_NG | 5A | MA | NG | 0 | 0 | ApartmentMidRise | STD2016 | Buffalo | Zone5A | Zone5A(Buffalo) | 0 | 0 | US | 0.1063 | 0.0098 | 0 | 0 | 0 | Natural Gas | 201259.4873 | 0 | 0 | 0 | 0 | 0 | 0 | 0 | 0 | 0 | 0 | 0 | 0 | 0 | 201259.4873 | 0 | 201259.4873 | 0 | 0 | 1972.343 | 0 | 0 | 0 | 0 | 0 | 0 | 0 | 0 | 0 | 0 | 0 | 0 | 0 | 1972.343 | 0 | 1972.343 | 0 | 0 | 201.2595 | 0 | 0 | 0 | 0 | 0 | 0 | 0 | 0 | 0 | 0 | 0 | 0 | 0 | 201.2595 | 0 | 201.2595 | 0 | 0 | 0 | 0 | 0 | 0 | 0 | 0 | 0 | 5.9648 | 0 | 0 | 0 | 5.9648 | 5.9648 | 5.9648 | 2
Lookup values |  |  |  | Energy Data for Current State 5: Energy Data from model runs; Energy Data for Current State 11: yellow indiv State cost files; Energy Data for Current State 14: Also in big EplusOUT file 2010_2007; B. Energy Usage, electricity in kWh, natural gas in kBtu 21: B. Energy Usage, electricity in kWh, natural gas in kBtu; B. Energy Usage, electricity in kWh, natural gas in kBtu 29: Also in big EplusOUT file 2010_2007; C. Energy Cost 40: C. Energy Cost, $; D. Energy Usage mmBtu 59: D. Energy Usage mmBtu; E. EUI kBtu/ft2 78: E. EUI kBtu/ft2
|  |  |  | 5 | 6 | 7 | 8 | 9 | 10 | 11 | 12 | 13 | 14 | 15 | 16 | 17 | 18 | 19 | 20 | 21 | 22 | 23 | 24 | 25 | 26 | 27 | 28 | 29 | 30 | 31 | 32 | 33 | 34 | 35 | 36 | 37 | 38 | 39 | 40 | 41 | 42 | 43 | 44 | 45 | 46 | 47 | 48 | 49 | 50 | 51 | 52 | 53 | 54 | 55 | 56 | 57 | 58 | 59 | 60 | 61 | 62 | 63 | 64 | 65 | 66 | 67 | 68 | 69 | 70 | 71 | 72 | 73 | 74 | 75 | 76 | 77 | 78 | 79 | 80 | 81 | 82 | 83 | 84 | 85 | 86 | 87 | 88 | 89 | 90 | 91 | 92
Lookup | CZ | Prototype | Fuel Type | Data for [state.IECC-2012plus vs state.IECC-2009] | A.case.name | A.building | A.std.year | A.climate.city | A.climate.zone | A.climates | A.standard | A.type.anal | A.state.abb | A.elec.price | A.gas.price | A.filename | A.bldg | A.loc | A.fuel | B.htg | B.clg | B.intLgt | B.extLgt | B.intEqp | B.extEqp | B.fans | B.pumps | B.heatRej | B.humid | B.heatRec | B.swh | B.refrg | B.gentor | B.total | B.renew | B.sum | B.transLoss | B.extEqp.rev | C.htg | C.clg | C.intLgt | C.extLgt | C.intEqp | C.extEqp | C.fans | C.pumps | C.heatRej | C.humid | C.heatRec | C.swh | C.refrg | C.gentor | C.total | C.renew | C.sum | C.transLoss | C.extEqp.rev | D.htg | D.clg | D.intLgt | D.extLgt | D.intEqp | D.extEqp | D.fans | D.pumps | D.heatRej | D.humid | D.heatRec | D.swh | D.refrg | D.gentor | D.total | D.renew | D.sum | D.transLoss | D.extEqp.rev | E.intLgt | E.extLgt | E.plug | E.fans | E.pumps | E.heatRec | E.clg | E.htg | E.swh | E.humid | E.refrg | E.sum | E.total | E.add | F.code.comp
US_2A_LO_2016_EL | 2A | LO | EL |  |  | OfficeLarge | STD2016 | Tampa | Zone2A | Zone2A(Tampa) |  |  | US | 0.1063 | 0.0098 |  |  |  | Electricity | 0 | 1376993.7408 | 879741.4473 | 95285.3872 | 4077910.5986 | 543457.0788 | 589328.4362 | 157989.3016 | 516518.8749 | 69464.1671 | 17054.8423 | 0 | 0 | 0 | 8323743.8747 | 0 | 8323743.8747 | 0 | 543457.0788 | 0 | 146374.4346 | 93516.5158 | 10128.8367 | 433481.8966 | 57769.4875 | 62645.6128 | 16794.2628 | 54905.9564 | 7384.041 | 1812.9297 | 0 | 0 | 0 | 884813.9739 | 0 | 884813.9739 | 0 | 57769.4875 | 0 | 4698.3026 | 3001.6778 | 325.1137 | 13913.831 | 1854.2756 | 2010.7886 | 539.0595 | 1762.3624 | 237.0117 | 58.1911 | 0 | 0 | 0 | 28400.6141 | 0 | 28400.6141 | 0 | 1854.2756 | 6.0204 | 0.65207 | 27.9065 | 4.033 | 1.0812 | 0.11671 | 9.4232 | 0 | 0 | 0.47537 | 0 | 56.9621 | 56.9621 | 56.9621 | 1
US_2A_LO_2016_NG | 2A | LO | NG |  |  | OfficeLarge | STD2016 | Tampa | Zone2A | Zone2A(Tampa) |  |  | US | 0.1063 | 0.0098 |  |  |  | Natural Gas | 136097.0603 | 0 | 0 | 0 | 0 | 0 | 0 | 0 | 0 | 0 | 0 | 443189.8071 | 0 | 0 | 579286.8674 | 0 | 579286.8674 | 0 | 0 | 1333.7512 | 0 | 0 | 0 | 0 | 0 | 0 | 0 | 0 | 0 | 0 | 4343.2601 | 0 | 0 | 5677.0113 | 0 | 5677.0113 | 0 | 0 | 136.0971 | 0 | 0 | 0 | 0 | 0 | 0 | 0 | 0 | 0 | 0 | 443.1898 | 0 | 0 | 579.2869 | 0 | 579.2869 | 0 | 0 | 0 | 0 | 0 | 0 | 0 | 0 | 0 | 0.27296 | 0.88889 | 0 | 0 | 1.1619 | 1.1619 | 1.1619 | 2
US_2A_LO_2019_EL | 2A | LO | EL |  |  | OfficeLarge | STD2019 | Tampa | Zone2A | Zone2A(Tampa) |  |  | US | 0.1063 | 0.0098 |  |  |  | Electricity | 0 | 1276884.7618 | 715964.3913 | 95285.3872 | 4077910.5986 | 543384.8361 | 576113.5731 | 152379.3754 | 461614.3972 | 76941.29 | 13965.0761 | 0 | 0 | 0 | 7990443.6869 | 0 | 7990443.6869 | 0 | 543384.8361 | 0 | 135732.8502 | 76107.0148 | 10128.8367 | 433481.8966 | 57761.8081 | 61240.8728 | 16197.9276 | 49069.6104 | 8178.8591 | 1484.4876 | 0 | 0 | 0 | 849384.1639 | 0 | 849384.1639 | 0 | 57761.8081 | 0 | 4356.7308 | 2442.8705 | 325.1137 | 13913.831 | 1854.0291 | 1965.6995 | 519.9184 | 1575.0283 | 262.5237 | 47.6488 | 0 | 0 | 0 | 27263.3939 | 0 | 27263.3939 | 0 | 1854.0291 | 4.8996 | 0.65207 | 27.9065 | 3.9425 | 1.0428 | 0.095568 | 8.7381 | 0 | 0 | 0.52653 | 0 | 54.6812 | 54.6812 | 54.6812 | 1
US_2A_LO_2019_NG | 2A | LO | NG |  |  | OfficeLarge | STD2019 | Tampa | Zone2A | Zone2A(Tampa) |  |  | US | 0.1063 | 0.0098 |  |  |  | Natural Gas | 75901.195 | 0 | 0 | 0 | 0 | 0 | 0 | 0 | 0 | 0 | 0 | 443151.8945 | 0 | 0 | 519053.0894 | 0 | 519053.0894 | 0 | 0 | 743.8317 | 0 | 0 | 0 | 0 | 0 | 0 | 0 | 0 | 0 | 0 | 4342.8886 | 0 | 0 | 5086.7203 | 0 | 5086.7203 | 0 | 0 | 75.9012 | 0 | 0 | 0 | 0 | 0 | 0 | 0 | 0 | 0 | 0 | 443.1519 | 0 | 0 | 519.0531 | 0 | 519.0531 | 0 | 0 | 0 | 0 | 0 | 0 | 0 | 0 | 0 | 0.15223 | 0.88881 | 0 | 0 | 1.041 | 1.041 | 1.041 | 2
US_2A_MA_2016_EL | 2A | MA | EL |  |  | ApartmentMidRise | STD2016 | Tampa | Zone2A | Zone2A(Tampa) |  |  | US | 0.1063 | 0.0098 |  |  |  | Electricity | 0 | 71478.6279 | 28374.723 | 7210.3805 | 142004.2074 | 0 | 27316.0891 | 0 | 0 | 0 | 0 | 89036.3908 | 0 | 0 | 365420.4187 | 0 | 365420.4187 | 0 | 0 | 0 | 7598.1781 | 3016.2331 | 766.4635 | 15095.0473 | 0 | 2903.7003 | 0 | 0 | 0 | 0 | 9464.5683 | 0 | 0 | 38844.1905 | 0 | 38844.1905 | 0 | 0 | 0 | 243.8851 | 96.8146 | 24.6018 | 484.5184 | 0 | 93.2025 | 0 | 0 | 0 | 0 | 303.7922 | 0 | 0 | 1246.8145 | 0 | 1246.8145 | 0 | 0 | 2.8693 | 0.72914 | 14.3599 | 2.7623 | 0 | 0 | 7.2282 | 0 | 9.0037 | 0 | 0 | 36.9525 | 36.9525 | 36.9525 | 1
US_2A_MA_2016_NG | 2A | MA | NG |  |  | ApartmentMidRise | STD2016 | Tampa | Zone2A | Zone2A(Tampa) |  |  | US | 0.1063 | 0.0098 |  |  |  | Natural Gas | 9809.9072 | 0 | 0 | 0 | 0 | 0 | 0 | 0 | 0 | 0 | 0 | 0 | 0 | 0 | 9809.9072 | 0 | 9809.9072 | 0 | 0 | 96.1371 | 0 | 0 | 0 | 0 | 0 | 0 | 0 | 0 | 0 | 0 | 0 | 0 | 0 | 96.1371 | 0 | 96.1371 | 0 | 0 | 9.8099 | 0 | 0 | 0 | 0 | 0 | 0 | 0 | 0 | 0 | 0 | 0 | 0 | 0 | 9.8099 | 0 | 9.8099 | 0 | 0 | 0 | 0 | 0 | 0 | 0 | 0 | 0 | 0.29074 | 0 | 0 | 0 | 0.29074 | 0.29074 | 0.29074 | 2
US_2A_MA_2019_EL | 2A | MA | EL |  |  | ApartmentMidRise | STD2019 | Tampa | Zone2A | Zone2A(Tampa) |  |  | US | 0.1063 | 0.0098 |  |  |  | Electricity | 0 | 62203.7723 | 23181.5818 | 7210.3805 | 142004.2074 | 0 | 26135.1982 | 0 | 0 | 0 | 0 | 88983.598 | 0 | 0 | 349718.7383 | 0 | 349718.7383 | 0 | 0 | 0 | 6612.261 | 2464.2021 | 766.4635 | 15095.0473 | 0 | 2778.1716 | 0 | 0 | 0 | 0 | 9458.9565 | 0 | 0 | 37175.1019 | 0 | 37175.1019 | 0 | 0 | 0 | 212.2393 | 79.0956 | 24.6018 | 484.5184 | 0 | 89.1733 | 0 | 0 | 0 | 0 | 303.612 | 0 | 0 | 1193.2403 | 0 | 1193.2403 | 0 | 0 | 2.3442 | 0.72914 | 14.3599 | 2.6429 | 0 | 0 | 6.2902 | 0 | 8.9983 | 0 | 0 | 35.3647 | 35.3647 | 35.3647 | 1
US_2A_MA_2019_NG | 2A | MA | NG |  |  | ApartmentMidRise | STD2019 | Tampa | Zone2A | Zone2A(Tampa) |  |  | US | 0.1063 | 0.0098 |  |  |  | Natural Gas | 1867.1997 | 0 | 0 | 0 | 0 | 0 | 0 | 0 | 0 | 0 | 0 | 0 | 0 | 0 | 1867.1997 | 0 | 1867.1997 | 0 | 0 | 18.2986 | 0 | 0 | 0 | 0 | 0 | 0 | 0 | 0 | 0 | 0 | 0 | 0 | 0 | 18.2986 | 0 | 18.2986 | 0 | 0 | 1.8672 | 0 | 0 | 0 | 0 | 0 | 0 | 0 | 0 | 0 | 0 | 0 | 0 | 0 | 1.8672 | 0 | 1.8672 | 0 | 0 | 0 | 0 | 0 | 0 | 0 | 0 | 0 | 0.055339 | 0 | 0 | 0 | 0.055339 | 0.055339 | 0.055339 | 2
US_2A_PS_2016_EL | 2A | PS | EL |  |  | SchoolPrimary | STD2016 | Tampa | Zone2A | Zone2A(Tampa) |  |  | US | 0.1063 | 0.0098 |  |  |  | Electricity | 0 | 277734.4113 | 98025.054 | 7110.3521 | 317887.4784 | 4818.0346 | 105532.7412 | 113.9212 | 0 | 0 | 25073.7857 | 7177.0377 | 17791.1625 | 0 | 861263.9788 | 0 | 861263.9788 | 0 | 4818.0346 | 0 | 29523.1679 | 10420.0632 | 755.8304 | 33791.439 | 512.1571 | 11218.1304 | 12.1098 | 0 | 0 | 2665.3434 | 762.9191 | 1891.2006 | 0 | 91552.361 | 0 | 91552.361 | 0 | 512.1571 | 0 | 947.6298 | 334.4615 | 24.2605 | 1084.6321 | 16.4391 | 360.0777 | 0.3887 | 0 | 0 | 85.5518 | 24.4881 | 60.7034 | 0 | 2938.6327 | 0 | 2938.6327 | 0 | 16.4391 | 4.5223 | 0.32803 | 14.6653 | 4.8686 | 0.0052556 | 1.1567 | 12.8129 | 0 | 0.3311 | 0 | 0.82077 | 39.7333 | 39.7333 | 39.7333 | 1
US_2A_PS_2016_NG | 2A | PS | NG |  |  | SchoolPrimary | STD2016 | Tampa | Zone2A | Zone2A(Tampa) |  |  | US | 0.1063 | 0.0098 |  |  |  | Natural Gas | 41381.6955 | 0 | 0 | 0 | 342190.4148 | 0 | 0 | 0 | 0 | 0 | 0 | 92762.8615 | 0 | 0 | 476334.9718 | 0 | 476334.9718 | 0 | 0 | 405.5406 | 0 | 0 | 0 | 3353.4661 | 0 | 0 | 0 | 0 | 0 | 0 | 909.076 | 0 | 0 | 4668.0827 | 0 | 4668.0827 | 0 | 0 | 41.3817 | 0 | 0 | 0 | 342.1904 | 0 | 0 | 0 | 0 | 0 | 0 | 92.7629 | 0 | 0 | 476.335 | 0 | 476.335 | 0 | 0 | 0 | 0 | 4.6268 | 0 | 0 | 0 | 0 | 0.55952 | 1.2542 | 0 | 0 | 6.4405 | 6.4405 | 6.4405 | 2
US_2A_PS_2019_EL | 2A | PS | EL |  |  | SchoolPrimary | STD2019 | Tampa | Zone2A | Zone2A(Tampa) |  |  | US | 0.1063 | 0.0098 |  |  |  | Electricity | 0 | 256547.8404 | 78880.7295 | 7110.3521 | 312483.1662 | 4743.0133 | 98330.6963 | 97.2498 | 0 | 0 | 24882.0646 | 7177.0377 | 12584.1285 | 0 | 802836.2786 | 0 | 802836.2786 | 0 | 4743.0133 | 0 | 27271.0354 | 8385.0216 | 755.8304 | 33216.9606 | 504.1823 | 10452.553 | 10.3377 | 0 | 0 | 2644.9635 | 762.9191 | 1337.6929 | 0 | 85341.4964 | 0 | 85341.4964 | 0 | 504.1823 | 0 | 875.3412 | 269.141 | 24.2605 | 1066.1926 | 16.1832 | 335.5043 | 0.33182 | 0 | 0 | 84.8976 | 24.4881 | 42.937 | 0 | 2739.2774 | 0 | 2739.2774 | 0 | 16.1832 | 3.6391 | 0.32803 | 14.416 | 4.5364 | 0.0044865 | 1.1479 | 11.8355 | 0 | 0.3311 | 0 | 0.58055 | 37.0378 | 37.0378 | 37.0378 | 1
US_2A_PS_2019_NG | 2A | PS | NG |  |  | SchoolPrimary | STD2019 | Tampa | Zone2A | Zone2A(Tampa) |  |  | US | 0.1063 | 0.0098 |  |  |  | Natural Gas | 30434.4077 | 0 | 0 | 0 | 342190.4148 | 0 | 0 | 0 | 0 | 0 | 0 | 92525.9073 | 0 | 0 | 465150.7298 | 0 | 465150.7298 | 0 | 0 | 298.2572 | 0 | 0 | 0 | 3353.4661 | 0 | 0 | 0 | 0 | 0 | 0 | 906.7539 | 0 | 0 | 4558.4772 | 0 | 4558.4772 | 0 | 0 | 30.4344 | 0 | 0 | 0 | 342.1904 | 0 | 0 | 0 | 0 | 0 | 0 | 92.5259 | 0 | 0 | 465.1507 | 0 | 465.1507 | 0 | 0 | 0 | 0 | 4.6268 | 0 | 0 | 0 | 0 | 0.4115 | 1.251 | 0 | 0 | 6.2893 | 6.2893 | 6.2893 | 2
US_2A_RS_2016_EL | 2A | RS | EL |  |  | RetailStandalone | STD2016 | Tampa | Zone2A | Zone2A(Tampa) |  |  | US | 0.1063 | 0.0098 |  |  |  | Electricity | 0 | 108475.2433 | 81478.6894 | 10683.5889 | 53987.5506 | 0 | 37196.6722 | 0 | 0 | 0 | 0 | 0 | 0 | 0 | 291821.7444 | 0 | 291821.7444 | 0 | 0 | 0 | 11530.9184 | 8661.1847 | 1135.6655 | 5738.8766 | 0 | 3954.0063 | 0 | 0 | 0 | 0 | 0 | 0 | 0 | 31020.6514 | 0 | 31020.6514 | 0 | 0 | 0 | 370.1175 | 278.0053 | 36.4524 | 184.2055 | 0 | 126.915 | 0 | 0 | 0 | 0 | 0 | 0 | 0 | 995.6958 | 0 | 995.6958 | 0 | 0 | 11.2589 | 1.4763 | 7.4601 | 5.1399 | 0 | 0 | 14.9894 | 0 | 0 | 0 | 0 | 40.3246 | 40.3246 | 40.3246 | 1
US_2A_RS_2016_NG | 2A | RS | NG |  |  | RetailStandalone | STD2016 | Tampa | Zone2A | Zone2A(Tampa) |  |  | US | 0.1063 | 0.0098 |  |  |  | Natural Gas | 9724.6037 | 0 | 0 | 0 | 0 | 0 | 0 | 0 | 0 | 0 | 0 | 82971.9107 | 0 | 0 | 92696.5143 | 0 | 92696.5143 | 0 | 0 | 95.3011 | 0 | 0 | 0 | 0 | 0 | 0 | 0 | 0 | 0 | 0 | 813.1247 | 0 | 0 | 908.4258 | 0 | 908.4258 | 0 | 0 | 9.7246 | 0 | 0 | 0 | 0 | 0 | 0 | 0 | 0 | 0 | 0 | 82.9719 | 0 | 0 | 92.6965 | 0 | 92.6965 | 0 | 0 | 0 | 0 | 0 | 0 | 0 | 0 | 0 | 0.39384 | 3.3603 | 0 | 0 | 3.7541 | 3.7541 | 3.7541 | 2
US_2A_RS_2019_EL | 2A | RS | EL |  |  | RetailStandalone | STD2019 | Tampa | Zone2A | Zone2A(Tampa) |  |  | US | 0.1063 | 0.0098 |  |  |  | Electricity | 0 | 102490.2106 | 64004.2835 | 10683.5889 | 53987.5506 | 0 | 35254.4541 | 0 | 0 | 0 | 0 | 0 | 0 | 0 | 266420.0878 | 0 | 266420.0878 | 0 | 0 | 0 | 10894.7094 | 6803.6553 | 1135.6655 | 5738.8766 | 0 | 3747.5485 | 0 | 0 | 0 | 0 | 0 | 0 | 0 | 28320.4553 | 0 | 28320.4553 | 0 | 0 | 0 | 349.6966 | 218.3826 | 36.4524 | 184.2055 | 0 | 120.2882 | 0 | 0 | 0 | 0 | 0 | 0 | 0 | 909.0253 | 0 | 909.0253 | 0 | 0 | 8.8443 | 1.4763 | 7.4601 | 4.8715 | 0 | 0 | 14.1623 | 0 | 0 | 0 | 0 | 36.8146 | 36.8146 | 36.8146 | 1
US_2A_RS_2019_NG | 2A | RS | NG |  |  | RetailStandalone | STD2019 | Tampa | Zone2A | Zone2A(Tampa) |  |  | US | 0.1063 | 0.0098 |  |  |  | Natural Gas | 12387.9698 | 0 | 0 | 0 | 0 | 0 | 0 | 0 | 0 | 0 | 0 | 82971.9107 | 0 | 0 | 95359.8804 | 0 | 95359.8804 | 0 | 0 | 121.4021 | 0 | 0 | 0 | 0 | 0 | 0 | 0 | 0 | 0 | 0 | 813.1247 | 0 | 0 | 934.5268 | 0 | 934.5268 | 0 | 0 | 12.388 | 0 | 0 | 0 | 0 | 0 | 0 | 0 | 0 | 0 | 0 | 82.9719 | 0 | 0 | 95.3599 | 0 | 95.3599 | 0 | 0 | 0 | 0 | 0 | 0 | 0 | 0 | 0 | 0.5017 | 3.3603 | 0 | 0 | 3.862 | 3.862 | 3.862 | 2
US_2A_SH_2016_EL | 2A | SH | EL |  |  | HotelSmall | STD2016 | Tampa | Zone2A | Zone2A(Tampa) |  |  | US | 0.1063 | 0.0098 |  |  |  | Electricity | 1283.6978 | 142721.0776 | 79956.0349 | 12314.6075 | 154949.5496 | 0 | 47341.2191 | 72.2427 | 0 | 0 | 0 | 0 | 0 | 0 | 438638.4293 | 0 | 438638.4293 | 0 | 0 | 136.4571 | 15171.2506 | 8499.3265 | 1309.0428 | 16471.1371 | 0 | 5032.3716 | 7.6794 | 0 | 0 | 0 | 0 | 0 | 0 | 46627.265 | 0 | 46627.265 | 0 | 0 | 4.38 | 486.9643 | 272.81 | 42.0174 | 528.6879 | 0 | 161.5282 | 0.24649 | 0 | 0 | 0 | 0 | 0 | 0 | 1496.6343 | 0 | 1496.6343 | 0 | 0 | 6.3148 | 0.97258 | 12.2376 | 3.7389 | 0.0057056 | 0 | 11.2718 | 0.10138 | 0 | 0 | 0 | 34.6427 | 34.6427 | 34.6427 | 1
US_2A_SH_2016_NG | 2A | SH | NG |  |  | HotelSmall | STD2016 | Tampa | Zone2A | Zone2A(Tampa) |  |  | US | 0.1063 | 0.0098 |  |  |  | Natural Gas | 2492.759 | 0 | 0 | 0 | 399495.4379 | 0 | 0 | 0 | 0 | 0 | 0 | 453757.968 | 0 | 0 | 855746.165 | 0 | 855746.165 | 0 | 0 | 24.429 | 0 | 0 | 0 | 3915.0553 | 0 | 0 | 0 | 0 | 0 | 0 | 4446.8281 | 0 | 0 | 8386.3124 | 0 | 8386.3124 | 0 | 0 | 2.4928 | 0 | 0 | 0 | 399.4954 | 0 | 0 | 0 | 0 | 0 | 0 | 453.758 | 0 | 0 | 855.7462 | 0 | 855.7462 | 0 | 0 | 0 | 0 | 9.2472 | 0 | 0 | 0 | 0 | 0.0577 | 10.5032 | 0 | 0 | 19.808 | 19.808 | 19.808 | 2
US_2A_SH_2019_EL | 2A | SH | EL |  |  | HotelSmall | STD2019 | Tampa | Zone2A | Zone2A(Tampa) |  |  | US | 0.1063 | 0.0098 |  |  |  | Electricity | 1539.3259 | 135616.2826 | 51270.1124 | 12314.6075 | 154949.5496 | 0 | 45179.4943 | 72.2427 | 0 | 0 | 0 | 0 | 0 | 0 | 400941.6151 | 0 | 400941.6151 | 0 | 0 | 163.6303 | 14416.0108 | 5450.013 | 1309.0428 | 16471.1371 | 0 | 4802.5802 | 7.6794 | 0 | 0 | 0 | 0 | 0 | 0 | 42620.0937 | 0 | 42620.0937 | 0 | 0 | 5.2522 | 462.7228 | 174.9336 | 42.0174 | 528.6879 | 0 | 154.1524 | 0.24649 | 0 | 0 | 0 | 0 | 0 | 0 | 1368.0128 | 0 | 1368.0128 | 0 | 0 | 4.0492 | 0.97258 | 12.2376 | 3.5682 | 0.0057056 | 0 | 10.7107 | 0.12157 | 0 | 0 | 0 | 31.6655 | 31.6655 | 31.6655 | 1
US_2A_SH_2019_NG | 2A | SH | NG |  |  | HotelSmall | STD2019 | Tampa | Zone2A | Zone2A(Tampa) |  |  | US | 0.1063 | 0.0098 |  |  |  | Natural Gas | 3033.0148 | 0 | 0 | 0 | 399495.4379 | 0 | 0 | 0 | 0 | 0 | 0 | 453767.4462 | 0 | 0 | 856295.8989 | 0 | 856295.8989 | 0 | 0 | 29.7235 | 0 | 0 | 0 | 3915.0553 | 0 | 0 | 0 | 0 | 0 | 0 | 4446.921 | 0 | 0 | 8391.6998 | 0 | 8391.6998 | 0 | 0 | 3.033 | 0 | 0 | 0 | 399.4954 | 0 | 0 | 0 | 0 | 0 | 0 | 453.7674 | 0 | 0 | 856.2959 | 0 | 856.2959 | 0 | 0 | 0 | 0 | 9.2472 | 0 | 0 | 0 | 0 | 0.070205 | 10.5034 | 0 | 0 | 19.8207 | 19.8207 | 19.8207 | 2
US_2A_SO_2016_EL | 2A | SO | EL |  |  | OfficeSmall | STD2016 | Tampa | Zone2A | Zone2A(Tampa) |  |  | US | 0.1063 | 0.0098 |  |  |  | Electricity | 69.4642 | 11183.7309 | 8946.9847 | 1581.0044 | 13417.6985 | 0 | 5382.0837 | 0 | 0 | 0 | 0 | 5004.1986 | 0 | 0 | 45585.165 | 0 | 45585.165 | 0 | 0 | 7.384 | 1188.8306 | 951.0645 | 168.0608 | 1426.3014 | 0 | 572.1155 | 0 | 0 | 0 | 0 | 531.9463 | 0 | 0 | 4845.703 | 0 | 4845.703 | 0 | 0 | 0.23701 | 38.1589 | 30.5271 | 5.3944 | 45.7812 | 0 | 18.3637 | 0 | 0 | 0 | 0 | 17.0743 | 0 | 0 | 155.5366 | 0 | 155.5366 | 0 | 0 | 5.5484 | 0.98044 | 8.3208 | 3.3376 | 0 | 0 | 6.9355 | 0.043077 | 3.1033 | 0 | 0 | 28.2691 | 28.2691 | 28.2691 | 1
US_2A_SO_2016_NG | 2A | SO | NG |  |  | OfficeSmall | STD2016 | Tampa | Zone2A | Zone2A(Tampa) |  |  | US | 0.1063 | 0.0098 |  |  |  | Natural Gas | 0 | 0 | 0 | 0 | 0 | 0 | 0 | 0 | 0 | 0 | 0 | 0 | 0 | 0 | 0 | 0 | 0 | 0 | 0 | 0 | 0 | 0 | 0 | 0 | 0 | 0 | 0 | 0 | 0 | 0 | 0 | 0 | 0 | 0 | 0 | 0 | 0 | 0 | 0 | 0 | 0 | 0 | 0 | 0 | 0 | 0 | 0 | 0 | 0 | 0 | 0 | 0 | 0 | 0 | 0 | 0 | 0 | 0 | 0 | 0 | 0 | 0 | 0 | 0 | 0 | 0 | 0 | 0 | 0 | 0 | 0 | 2
US_2A_SO_2019_EL | 2A | SO | EL |  |  | OfficeSmall | STD2019 | Tampa | Zone2A | Zone2A(Tampa) |  |  | US | 0.1063 | 0.0098 |  |  |  | Electricity | 66.6856 | 10766.9459 | 7185.3734 | 1581.0044 | 13417.6985 | 0 | 4951.4058 | 0 | 0 | 0 | 0 | 5004.1986 | 0 | 0 | 42973.3123 | 0 | 42973.3123 | 0 | 0 | 7.0887 | 1144.5263 | 763.8052 | 168.0608 | 1426.3014 | 0 | 526.3344 | 0 | 0 | 0 | 0 | 531.9463 | 0 | 0 | 4568.0631 | 0 | 4568.0631 | 0 | 0 | 0.22753 | 36.7368 | 24.5165 | 5.3944 | 45.7812 | 0 | 16.8942 | 0 | 0 | 0 | 0 | 17.0743 | 0 | 0 | 146.6249 | 0 | 146.6249 | 0 | 0 | 4.4559 | 0.98044 | 8.3208 | 3.0706 | 0 | 0 | 6.677 | 0.041354 | 3.1033 | 0 | 0 | 26.6494 | 26.6494 | 26.6494 | 1
US_2A_SO_2019_NG | 2A | SO | NG |  |  | OfficeSmall | STD2019 | Tampa | Zone2A | Zone2A(Tampa) |  |  | US | 0.1063 | 0.0098 |  |  |  | Natural Gas | 0 | 0 | 0 | 0 | 0 | 0 | 0 | 0 | 0 | 0 | 0 | 0 | 0 | 0 | 0 | 0 | 0 | 0 | 0 | 0 | 0 | 0 | 0 | 0 | 0 | 0 | 0 | 0 | 0 | 0 | 0 | 0 | 0 | 0 | 0 | 0 | 0 | 0 | 0 | 0 | 0 | 0 | 0 | 0 | 0 | 0 | 0 | 0 | 0 | 0 | 0 | 0 | 0 | 0 | 0 | 0 | 0 | 0 | 0 | 0 | 0 | 0 | 0 | 0 | 0 | 0 | 0 | 0 | 0 | 0 | 0 | 2
US_3A_LO_2016_EL | 3A | LO | EL |  |  | OfficeLarge | STD2016 | Atlanta | Zone3A | Zone3A(Atlanta) |  |  | US | 0.1063 | 0.0098 |  |  |  | Electricity | 0 | 963429.0972 | 882581.1424 | 96063.3859 | 4077910.5986 | 543459.8574 | 583696.2815 | 118697.5901 | 351160.8145 | 201582.2342 | 11745.0014 | 0 | 0 | 0 | 7830326.0033 | 0 | 7830326.0033 | 0 | 543459.8574 | 0 | 102412.513 | 93818.3754 | 10211.5379 | 433481.8966 | 57769.7828 | 62046.9147 | 12617.5538 | 37328.3946 | 21428.1915 | 1248.4936 | 0 | 0 | 0 | 832363.6541 | 0 | 832363.6541 | 0 | 57769.7828 | 0 | 3287.2201 | 3011.3669 | 327.7683 | 13913.831 | 1854.285 | 1991.5717 | 404.9962 | 1198.1607 | 687.7986 | 40.0739 | 0 | 0 | 0 | 26717.0723 | 0 | 26717.0723 | 0 | 1854.285 | 6.0398 | 0.65739 | 27.9065 | 3.9944 | 0.81229 | 0.080375 | 6.5931 | 0 | 0 | 1.3795 | 0 | 53.5855 | 53.5855 | 53.5855 | 1
US_3A_LO_2016_NG | 3A | LO | NG |  |  | OfficeLarge | STD2016 | Atlanta | Zone3A | Zone3A(Atlanta) |  |  | US | 0.1063 | 0.0098 |  |  |  | Natural Gas | 672466.7685 | 0 | 0 | 0 | 0 | 0 | 0 | 0 | 0 | 0 | 0 | 501082.4768 | 0 | 0 | 1173549.2453 | 0 | 1173549.2453 | 0 | 0 | 6590.1743 | 0 | 0 | 0 | 0 | 0 | 0 | 0 | 0 | 0 | 0 | 4910.6083 | 0 | 0 | 11500.7826 | 0 | 11500.7826 | 0 | 0 | 672.4668 | 0 | 0 | 0 | 0 | 0 | 0 | 0 | 0 | 0 | 0 | 501.0825 | 0 | 0 | 1173.5492 | 0 | 1173.5492 | 0 | 0 | 0 | 0 | 0 | 0 | 0 | 0 | 0 | 1.3487 | 1.005 | 0 | 0 | 2.3537 | 2.3537 | 2.3537 | 2
US_3A_LO_2019_EL | 3A | LO | EL |  |  | OfficeLarge | STD2019 | Atlanta | Zone3A | Zone3A(Atlanta) |  |  | US | 0.1063 | 0.0098 |  |  |  | Electricity | 0 | 866765.5409 | 717520.3887 | 96063.3859 | 4077910.5986 | 543387.6147 | 569008.7781 | 110222.9617 | 306820.4473 | 218631.5194 | 11353.2235 | 0 | 0 | 0 | 7517684.4587 | 0 | 7517684.4587 | 0 | 543387.6147 | 0 | 92137.177 | 76272.4173 | 10211.5379 | 433481.8966 | 57762.1034 | 60485.6331 | 11716.7008 | 32615.0136 | 23240.5305 | 1206.8477 | 0 | 0 | 0 | 799129.858 | 0 | 799129.858 | 0 | 57762.1034 | 0 | 2957.404 | 2448.1796 | 327.7683 | 13913.831 | 1854.0385 | 1941.458 | 376.0807 | 1046.8714 | 745.9707 | 38.7372 | 0 | 0 | 0 | 25650.3394 | 0 | 25650.3394 | 0 | 1854.0385 | 4.9102 | 0.65739 | 27.9065 | 3.8939 | 0.75429 | 0.077694 | 5.9316 | 0 | 0 | 1.4962 | 0 | 51.446 | 51.446 | 51.446 | 1
US_3A_LO_2019_NG | 3A | LO | NG |  |  | OfficeLarge | STD2019 | Atlanta | Zone3A | Zone3A(Atlanta) |  |  | US | 0.1063 | 0.0098 |  |  |  | Natural Gas | 336702.5537 | 0 | 0 | 0 | 0 | 0 | 0 | 0 | 0 | 0 | 0 | 501016.1296 | 0 | 0 | 837718.6833 | 0 | 837718.6833 | 0 | 0 | 3299.685 | 0 | 0 | 0 | 0 | 0 | 0 | 0 | 0 | 0 | 0 | 4909.9581 | 0 | 0 | 8209.6431 | 0 | 8209.6431 | 0 | 0 | 336.7026 | 0 | 0 | 0 | 0 | 0 | 0 | 0 | 0 | 0 | 0 | 501.0161 | 0 | 0 | 837.7187 | 0 | 837.7187 | 0 | 0 | 0 | 0 | 0 | 0 | 0 | 0 | 0 | 0.67531 | 1.0049 | 0 | 0 | 1.6802 | 1.6802 | 1.6802 | 2
US_3A_MA_2016_EL | 3A | MA | EL |  |  | ApartmentMidRise | STD2016 | Atlanta | Zone3A | Zone3A(Atlanta) |  |  | US | 0.1063 | 0.0098 |  |  |  | Electricity | 0 | 38649.8626 | 28374.723 | 7213.1591 | 142004.2074 | 0 | 22603.64 | 0 | 0 | 0 | 0 | 100786.9493 | 0 | 0 | 339632.5413 | 0 | 339632.5413 | 0 | 0 | 0 | 4108.4804 | 3016.2331 | 766.7588 | 15095.0473 | 0 | 2402.7669 | 0 | 0 | 0 | 0 | 10713.6527 | 0 | 0 | 36102.9391 | 0 | 36102.9391 | 0 | 0 | 0 | 131.8733 | 96.8146 | 24.6113 | 484.5184 | 0 | 77.1236 | 0 | 0 | 0 | 0 | 343.8851 | 0 | 0 | 1158.8262 | 0 | 1158.8262 | 0 | 0 | 2.8693 | 0.72942 | 14.3599 | 2.2858 | 0 | 0 | 3.9084 | 0 | 10.1919 | 0 | 0 | 34.3448 | 34.3448 | 34.3448 | 1
US_3A_MA_2016_NG | 3A | MA | NG |  |  | ApartmentMidRise | STD2016 | Atlanta | Zone3A | Zone3A(Atlanta) |  |  | US | 0.1063 | 0.0098 |  |  |  | Natural Gas | 117178.6305 | 0 | 0 | 0 | 0 | 0 | 0 | 0 | 0 | 0 | 0 | 0 | 0 | 0 | 117178.6305 | 0 | 117178.6305 | 0 | 0 | 1148.3506 | 0 | 0 | 0 | 0 | 0 | 0 | 0 | 0 | 0 | 0 | 0 | 0 | 0 | 1148.3506 | 0 | 1148.3506 | 0 | 0 | 117.1786 | 0 | 0 | 0 | 0 | 0 | 0 | 0 | 0 | 0 | 0 | 0 | 0 | 0 | 117.1786 | 0 | 117.1786 | 0 | 0 | 0 | 0 | 0 | 0 | 0 | 0 | 0 | 3.4729 | 0 | 0 | 0 | 3.4729 | 3.4729 | 3.4729 | 2
US_3A_MA_2019_EL | 3A | MA | EL |  |  | ApartmentMidRise | STD2019 | Atlanta | Zone3A | Zone3A(Atlanta) |  |  | US | 0.1063 | 0.0098 |  |  |  | Electricity | 0 | 36996.6154 | 23181.5818 | 7213.1591 | 142004.2074 | 0 | 21822.8627 | 0 | 0 | 0 | 0 | 100650.7995 | 0 | 0 | 331869.226 | 0 | 331869.226 | 0 | 0 | 0 | 3932.7402 | 2464.2021 | 766.7588 | 15095.0473 | 0 | 2319.7703 | 0 | 0 | 0 | 0 | 10699.18 | 0 | 0 | 35277.6987 | 0 | 35277.6987 | 0 | 0 | 0 | 126.2325 | 79.0956 | 24.6113 | 484.5184 | 0 | 74.4596 | 0 | 0 | 0 | 0 | 343.4205 | 0 | 0 | 1132.3378 | 0 | 1132.3378 | 0 | 0 | 2.3442 | 0.72942 | 14.3599 | 2.2068 | 0 | 0 | 3.7412 | 0 | 10.1781 | 0 | 0 | 33.5597 | 33.5597 | 33.5597 | 1
US_3A_MA_2019_NG | 3A | MA | NG |  |  | ApartmentMidRise | STD2019 | Atlanta | Zone3A | Zone3A(Atlanta) |  |  | US | 0.1063 | 0.0098 |  |  |  | Natural Gas | 40026.317 | 0 | 0 | 0 | 0 | 0 | 0 | 0 | 0 | 0 | 0 | 0 | 0 | 0 | 40026.317 | 0 | 40026.317 | 0 | 0 | 392.2579 | 0 | 0 | 0 | 0 | 0 | 0 | 0 | 0 | 0 | 0 | 0 | 0 | 0 | 392.2579 | 0 | 392.2579 | 0 | 0 | 40.0263 | 0 | 0 | 0 | 0 | 0 | 0 | 0 | 0 | 0 | 0 | 0 | 0 | 0 | 40.0263 | 0 | 40.0263 | 0 | 0 | 0 | 0 | 0 | 0 | 0 | 0 | 0 | 1.1863 | 0 | 0 | 0 | 1.1863 | 1.1863 | 1.1863 | 2
US_3A_PS_2016_EL | 3A | PS | EL |  |  | SchoolPrimary | STD2016 | Atlanta | Zone3A | Zone3A(Atlanta) |  |  | US | 0.1063 | 0.0098 |  |  |  | Electricity | 0 | 159047.9355 | 99164.2663 | 7132.5807 | 317887.4784 | 4818.0346 | 91512.0937 | 430.6778 | 0 | 0 | 22606.4185 | 7179.8163 | 17652.2341 | 0 | 727431.536 | 0 | 727431.536 | 0 | 4818.0346 | 0 | 16906.7955 | 10541.1615 | 758.1933 | 33791.439 | 512.1571 | 9727.7356 | 45.7811 | 0 | 0 | 2403.0623 | 763.2145 | 1876.4325 | 0 | 77325.9723 | 0 | 77325.9723 | 0 | 512.1571 | 0 | 542.6716 | 338.3485 | 24.3364 | 1084.6321 | 16.4391 | 312.2393 | 1.4695 | 0 | 0 | 77.1331 | 24.4975 | 60.2294 | 0 | 2481.9964 | 0 | 2481.9964 | 0 | 16.4391 | 4.5748 | 0.32905 | 14.6653 | 4.2218 | 0.019869 | 1.0429 | 7.3375 | 0 | 0.33123 | 0 | 0.81436 | 33.5591 | 33.5591 | 33.5591 | 1
US_3A_PS_2016_NG | 3A | PS | NG |  |  | SchoolPrimary | STD2016 | Atlanta | Zone3A | Zone3A(Atlanta) |  |  | US | 0.1063 | 0.0098 |  |  |  | Natural Gas | 269521.2762 | 0 | 0 | 0 | 342190.4148 | 0 | 0 | 0 | 0 | 0 | 0 | 105605.7835 | 0 | 0 | 717317.4746 | 0 | 717317.4746 | 0 | 0 | 2641.3085 | 0 | 0 | 0 | 3353.4661 | 0 | 0 | 0 | 0 | 0 | 0 | 1034.9367 | 0 | 0 | 7029.7113 | 0 | 7029.7113 | 0 | 0 | 269.5213 | 0 | 0 | 0 | 342.1904 | 0 | 0 | 0 | 0 | 0 | 0 | 105.6058 | 0 | 0 | 717.3175 | 0 | 717.3175 | 0 | 0 | 0 | 0 | 4.6268 | 0 | 0 | 0 | 0 | 3.6442 | 1.4279 | 0 | 0 | 9.6989 | 9.6989 | 9.6989 | 2
US_3A_PS_2019_EL | 3A | PS | EL |  |  | SchoolPrimary | STD2019 | Atlanta | Zone3A | Zone3A(Atlanta) |  |  | US | 0.1063 | 0.0098 |  |  |  | Electricity | 0 | 145371.8303 | 79733.7495 | 7132.5807 | 312483.1662 | 4745.7919 | 81136.9257 | 405.6707 | 0 | 0 | 24704.2364 | 7179.8163 | 12509.1072 | 0 | 675402.8749 | 0 | 675402.8749 | 0 | 4745.7919 | 0 | 15453.0256 | 8475.6976 | 758.1933 | 33216.9606 | 504.4777 | 8624.8552 | 43.1228 | 0 | 0 | 2626.0603 | 763.2145 | 1329.7181 | 0 | 71795.3256 | 0 | 71795.3256 | 0 | 504.4777 | 0 | 496.0087 | 272.0516 | 24.3364 | 1066.1926 | 16.1926 | 276.8392 | 1.3841 | 0 | 0 | 84.2909 | 24.4975 | 42.6811 | 0 | 2304.4746 | 0 | 2304.4746 | 0 | 16.1926 | 3.6784 | 0.32905 | 14.416 | 3.7431 | 0.018715 | 1.1397 | 6.7065 | 0 | 0.33123 | 0 | 0.57709 | 31.1588 | 31.1588 | 31.1588 | 1
US_3A_PS_2019_NG | 3A | PS | NG |  |  | SchoolPrimary | STD2019 | Atlanta | Zone3A | Zone3A(Atlanta) |  |  | US | 0.1063 | 0.0098 |  |  |  | Natural Gas | 213258.852 | 0 | 0 | 0 | 342190.4148 | 0 | 0 | 0 | 0 | 0 | 0 | 105321.4384 | 0 | 0 | 660770.7052 | 0 | 660770.7052 | 0 | 0 | 2089.9367 | 0 | 0 | 0 | 3353.4661 | 0 | 0 | 0 | 0 | 0 | 0 | 1032.1501 | 0 | 0 | 6475.5529 | 0 | 6475.5529 | 0 | 0 | 213.2589 | 0 | 0 | 0 | 342.1904 | 0 | 0 | 0 | 0 | 0 | 0 | 105.3214 | 0 | 0 | 660.7707 | 0 | 660.7707 | 0 | 0 | 0 | 0 | 4.6268 | 0 | 0 | 0 | 0 | 2.8835 | 1.4241 | 0 | 0 | 8.9343 | 8.9343 | 8.9343 | 2
US_3A_RS_2016_EL | 3A | RS | EL |  |  | RetailStandalone | STD2016 | Atlanta | Zone3A | Zone3A(Atlanta) |  |  | US | 0.1063 | 0.0098 |  |  |  | Electricity | 0 | 60228.2114 | 81851.0173 | 10691.9246 | 53987.5506 | 0 | 40436.4809 | 0 | 0 | 0 | 0 | 0 | 0 | 0 | 247195.1849 | 0 | 247195.1849 | 0 | 0 | 0 | 6402.2589 | 8700.7631 | 1136.5516 | 5738.8766 | 0 | 4298.3979 | 0 | 0 | 0 | 0 | 0 | 0 | 0 | 26276.8482 | 0 | 26276.8482 | 0 | 0 | 0 | 205.4987 | 279.2757 | 36.4808 | 184.2055 | 0 | 137.9693 | 0 | 0 | 0 | 0 | 0 | 0 | 0 | 843.43 | 0 | 843.43 | 0 | 0 | 11.3104 | 1.4774 | 7.4601 | 5.5876 | 0 | 0 | 8.3225 | 0 | 0 | 0 | 0 | 34.158 | 34.158 | 34.158 | 1
US_3A_RS_2016_NG | 3A | RS | NG |  |  | RetailStandalone | STD2016 | Atlanta | Zone3A | Zone3A(Atlanta) |  |  | US | 0.1063 | 0.0098 |  |  |  | Natural Gas | 146788.4374 | 0 | 0 | 0 | 0 | 0 | 0 | 0 | 0 | 0 | 0 | 86516.7467 | 0 | 0 | 233305.1841 | 0 | 233305.1841 | 0 | 0 | 1438.5267 | 0 | 0 | 0 | 0 | 0 | 0 | 0 | 0 | 0 | 0 | 847.8641 | 0 | 0 | 2286.3908 | 0 | 2286.3908 | 0 | 0 | 146.7884 | 0 | 0 | 0 | 0 | 0 | 0 | 0 | 0 | 0 | 0 | 86.5167 | 0 | 0 | 233.3052 | 0 | 233.3052 | 0 | 0 | 0 | 0 | 0 | 0 | 0 | 0 | 0 | 5.9448 | 3.5038 | 0 | 0 | 9.4486 | 9.4486 | 9.4486 | 2
US_3A_RS_2019_EL | 3A | RS | EL |  |  | RetailStandalone | STD2019 | Atlanta | Zone3A | Zone3A(Atlanta) |  |  | US | 0.1063 | 0.0098 |  |  |  | Electricity | 0 | 56477.1464 | 64482.197 | 10691.9246 | 53987.5506 | 0 | 38383.1202 | 0 | 0 | 0 | 0 | 0 | 0 | 0 | 224021.9388 | 0 | 224021.9388 | 0 | 0 | 0 | 6003.5207 | 6854.4575 | 1136.5516 | 5738.8766 | 0 | 4080.1257 | 0 | 0 | 0 | 0 | 0 | 0 | 0 | 23813.5321 | 0 | 23813.5321 | 0 | 0 | 0 | 192.7 | 220.0133 | 36.4808 | 184.2055 | 0 | 130.9632 | 0 | 0 | 0 | 0 | 0 | 0 | 0 | 764.3629 | 0 | 764.3629 | 0 | 0 | 8.9103 | 1.4774 | 7.4601 | 5.3039 | 0 | 0 | 7.8041 | 0 | 0 | 0 | 0 | 30.9559 | 30.9559 | 30.9559 | 1
US_3A_RS_2019_NG | 3A | RS | NG |  |  | RetailStandalone | STD2019 | Atlanta | Zone3A | Zone3A(Atlanta) |  |  | US | 0.1063 | 0.0098 |  |  |  | Natural Gas | 162560.1143 | 0 | 0 | 0 | 0 | 0 | 0 | 0 | 0 | 0 | 0 | 86526.2249 | 0 | 0 | 249086.3391 | 0 | 249086.3391 | 0 | 0 | 1593.0891 | 0 | 0 | 0 | 0 | 0 | 0 | 0 | 0 | 0 | 0 | 847.957 | 0 | 0 | 2441.0461 | 0 | 2441.0461 | 0 | 0 | 162.5601 | 0 | 0 | 0 | 0 | 0 | 0 | 0 | 0 | 0 | 0 | 86.5262 | 0 | 0 | 249.0863 | 0 | 249.0863 | 0 | 0 | 0 | 0 | 0 | 0 | 0 | 0 | 0 | 6.5835 | 3.5042 | 0 | 0 | 10.0877 | 10.0877 | 10.0877 | 2
US_3A_SH_2016_EL | 3A | SH | EL |  |  | HotelSmall | STD2016 | Atlanta | Zone3A | Zone3A(Atlanta) |  |  | US | 0.1063 | 0.0098 |  |  |  | Electricity | 10369.6109 | 96035.6002 | 80322.8057 | 12320.1647 | 154949.5496 | 0 | 46360.3851 | 72.2427 | 0 | 0 | 0 | 0 | 0 | 0 | 400430.3589 | 0 | 400430.3589 | 0 | 0 | 1102.2896 | 10208.5843 | 8538.3142 | 1309.6335 | 16471.1371 | 0 | 4928.1089 | 7.6794 | 0 | 0 | 0 | 0 | 0 | 0 | 42565.7471 | 0 | 42565.7471 | 0 | 0 | 35.3811 | 327.6735 | 274.0614 | 42.0364 | 528.6879 | 0 | 158.1816 | 0.24649 | 0 | 0 | 0 | 0 | 0 | 0 | 1366.2684 | 0 | 1366.2684 | 0 | 0 | 6.3437 | 0.97302 | 12.2376 | 3.6614 | 0.0057056 | 0 | 7.5847 | 0.81897 | 0 | 0 | 0 | 31.6251 | 31.6251 | 31.6251 | 1
US_3A_SH_2016_NG | 3A | SH | NG |  |  | HotelSmall | STD2016 | Atlanta | Zone3A | Zone3A(Atlanta) |  |  | US | 0.1063 | 0.0098 |  |  |  | Natural Gas | 22880.3053 | 0 | 0 | 0 | 399495.4379 | 0 | 0 | 0 | 0 | 0 | 0 | 515726.2513 | 0 | 0 | 938101.9945 | 0 | 938101.9945 | 0 | 0 | 224.227 | 0 | 0 | 0 | 3915.0553 | 0 | 0 | 0 | 0 | 0 | 0 | 5054.1173 | 0 | 0 | 9193.3995 | 0 | 9193.3995 | 0 | 0 | 22.8803 | 0 | 0 | 0 | 399.4954 | 0 | 0 | 0 | 0 | 0 | 0 | 515.7263 | 0 | 0 | 938.102 | 0 | 938.102 | 0 | 0 | 0 | 0 | 9.2472 | 0 | 0 | 0 | 0 | 0.52961 | 11.9376 | 0 | 0 | 21.7143 | 21.7143 | 21.7143 | 2
US_3A_SH_2019_EL | 3A | SH | EL |  |  | HotelSmall | STD2019 | Atlanta | Zone3A | Zone3A(Atlanta) |  |  | US | 0.1063 | 0.0098 |  |  |  | Electricity | 11914.4939 | 90283.9672 | 51472.9478 | 12320.1647 | 154949.5496 | 0 | 44001.382 | 72.2427 | 0 | 0 | 0 | 0 | 0 | 0 | 365014.7479 | 0 | 365014.7479 | 0 | 0 | 1266.5107 | 9597.1857 | 5471.5744 | 1309.6335 | 16471.1371 | 0 | 4677.3469 | 7.6794 | 0 | 0 | 0 | 0 | 0 | 0 | 38801.0677 | 0 | 38801.0677 | 0 | 0 | 40.6523 | 308.0489 | 175.6257 | 42.0364 | 528.6879 | 0 | 150.1327 | 0.24649 | 0 | 0 | 0 | 0 | 0 | 0 | 1245.4303 | 0 | 1245.4303 | 0 | 0 | 4.0652 | 0.97302 | 12.2376 | 3.4751 | 0.0057056 | 0 | 7.1304 | 0.94098 | 0 | 0 | 0 | 28.8281 | 28.8281 | 28.8281 | 1
US_3A_SH_2019_NG | 3A | SH | NG |  |  | HotelSmall | STD2019 | Atlanta | Zone3A | Zone3A(Atlanta) |  |  | US | 0.1063 | 0.0098 |  |  |  | Natural Gas | 23951.3386 | 0 | 0 | 0 | 399495.4379 | 0 | 0 | 0 | 0 | 0 | 0 | 515783.1204 | 0 | 0 | 939229.8969 | 0 | 939229.8969 | 0 | 0 | 234.7231 | 0 | 0 | 0 | 3915.0553 | 0 | 0 | 0 | 0 | 0 | 0 | 5054.6746 | 0 | 0 | 9204.453 | 0 | 9204.453 | 0 | 0 | 23.9513 | 0 | 0 | 0 | 399.4954 | 0 | 0 | 0 | 0 | 0 | 0 | 515.7831 | 0 | 0 | 939.2299 | 0 | 939.2299 | 0 | 0 | 0 | 0 | 9.2472 | 0 | 0 | 0 | 0 | 0.5544 | 11.9389 | 0 | 0 | 21.7404 | 21.7404 | 21.7404 | 2
US_3A_SO_2016_EL | 3A | SO | EL |  |  | OfficeSmall | STD2016 | Atlanta | Zone3A | Zone3A(Atlanta) |  |  | US | 0.1063 | 0.0098 |  |  |  | Electricity | 1428.1833 | 6090.6182 | 8985.8847 | 1592.1187 | 13417.6985 | 0 | 5126.4555 | 0 | 0 | 0 | 0 | 5004.1986 | 0 | 0 | 41645.1574 | 0 | 41645.1574 | 0 | 0 | 151.8159 | 647.4327 | 955.1995 | 169.2422 | 1426.3014 | 0 | 544.9422 | 0 | 0 | 0 | 0 | 531.9463 | 0 | 0 | 4426.8802 | 0 | 4426.8802 | 0 | 0 | 4.873 | 20.7812 | 30.6598 | 5.4323 | 45.7812 | 0 | 17.4915 | 0 | 0 | 0 | 0 | 17.0743 | 0 | 0 | 142.0933 | 0 | 142.0933 | 0 | 0 | 5.5725 | 0.98733 | 8.3208 | 3.1791 | 0 | 0 | 3.777 | 0.88567 | 3.1033 | 0 | 0 | 25.8258 | 25.8258 | 25.8258 | 1
US_3A_SO_2016_NG | 3A | SO | NG |  |  | OfficeSmall | STD2016 | Atlanta | Zone3A | Zone3A(Atlanta) |  |  | US | 0.1063 | 0.0098 |  |  |  | Natural Gas | 1317.4658 | 0 | 0 | 0 | 0 | 0 | 0 | 0 | 0 | 0 | 0 | 0 | 0 | 0 | 1317.4658 | 0 | 1317.4658 | 0 | 0 | 12.9112 | 0 | 0 | 0 | 0 | 0 | 0 | 0 | 0 | 0 | 0 | 0 | 0 | 0 | 12.9112 | 0 | 12.9112 | 0 | 0 | 1.3175 | 0 | 0 | 0 | 0 | 0 | 0 | 0 | 0 | 0 | 0 | 0 | 0 | 0 | 1.3175 | 0 | 1.3175 | 0 | 0 | 0 | 0 | 0 | 0 | 0 | 0 | 0 | 0.23945 | 0 | 0 | 0 | 0.23945 | 0.23945 | 0.23945 | 2
US_3A_SO_2019_EL | 3A | SO | EL |  |  | OfficeSmall | STD2019 | Atlanta | Zone3A | Zone3A(Atlanta) |  |  | US | 0.1063 | 0.0098 |  |  |  | Electricity | 1455.9689 | 5790.533 | 7218.7162 | 1592.1187 | 13417.6985 | 0 | 4718.0062 | 0 | 0 | 0 | 0 | 5004.1986 | 0 | 0 | 39197.2402 | 0 | 39197.2402 | 0 | 0 | 154.7695 | 615.5337 | 767.3495 | 169.2422 | 1426.3014 | 0 | 501.5241 | 0 | 0 | 0 | 0 | 531.9463 | 0 | 0 | 4166.6666 | 0 | 4166.6666 | 0 | 0 | 4.9678 | 19.7573 | 24.6303 | 5.4323 | 45.7812 | 0 | 16.0978 | 0 | 0 | 0 | 0 | 17.0743 | 0 | 0 | 133.741 | 0 | 133.741 | 0 | 0 | 4.4766 | 0.98733 | 8.3208 | 2.9258 | 0 | 0 | 3.5909 | 0.9029 | 3.1033 | 0 | 0 | 24.3077 | 24.3077 | 24.3077 | 1
US_3A_SO_2019_NG | 3A | SO | NG |  |  | OfficeSmall | STD2019 | Atlanta | Zone3A | Zone3A(Atlanta) |  |  | US | 0.1063 | 0.0098 |  |  |  | Natural Gas | 1402.7693 | 0 | 0 | 0 | 0 | 0 | 0 | 0 | 0 | 0 | 0 | 0 | 0 | 0 | 1402.7693 | 0 | 1402.7693 | 0 | 0 | 13.7471 | 0 | 0 | 0 | 0 | 0 | 0 | 0 | 0 | 0 | 0 | 0 | 0 | 0 | 13.7471 | 0 | 13.7471 | 0 | 0 | 1.4028 | 0 | 0 | 0 | 0 | 0 | 0 | 0 | 0 | 0 | 0 | 0 | 0 | 0 | 1.4028 | 0 | 1.4028 | 0 | 0 | 0 | 0 | 0 | 0 | 0 | 0 | 0 | 0.25496 | 0 | 0 | 0 | 0.25496 | 0.25496 | 0.25496 | 2
US_3B_LO_2016_EL | 3B | LO | EL |  |  | OfficeLarge | STD2016 | Elpaso | Zone3B | Zone3B(Elpaso) |  |  | US | 0.1063 | 0.0098 |  |  |  | Electricity | 0 | 1017308.2837 | 880422.1961 | 94551.8456 | 4077910.5986 | 543457.0788 | 710118.287 | 120656.4796 | 332905.6313 | 424406.6108 | 0 | 0 | 0 | 0 | 8201737.0117 | 0 | 8201737.0117 | 0 | 543457.0788 | 0 | 108139.8706 | 93588.8794 | 10050.8612 | 433481.8966 | 57769.4875 | 75485.5739 | 12825.7838 | 35387.8686 | 45114.4227 | 0 | 0 | 0 | 0 | 871844.6443 | 0 | 871844.6443 | 0 | 57769.4875 | 0 | 3471.0559 | 3004.0005 | 322.6109 | 13913.831 | 1854.2756 | 2422.9236 | 411.6799 | 1135.874 | 1448.0754 | 0 | 0 | 0 | 0 | 27984.3267 | 0 | 27984.3267 | 0 | 1854.2756 | 6.025 | 0.64705 | 27.9065 | 4.8596 | 0.82569 | 0 | 6.9618 | 0 | 0 | 2.9044 | 0 | 56.1272 | 56.1272 | 56.1272 | 1
US_3B_LO_2016_NG | 3B | LO | NG |  |  | OfficeLarge | STD2016 | Elpaso | Zone3B | Zone3B(Elpaso) |  |  | US | 0.1063 | 0.0098 |  |  |  | Natural Gas | 278212.7592 | 0 | 0 | 0 | 0 | 0 | 0 | 0 | 0 | 0 | 0 | 486258.6171 | 0 | 0 | 764471.3763 | 0 | 764471.3763 | 0 | 0 | 2726.485 | 0 | 0 | 0 | 0 | 0 | 0 | 0 | 0 | 0 | 0 | 4765.3344 | 0 | 0 | 7491.8195 | 0 | 7491.8195 | 0 | 0 | 278.2128 | 0 | 0 | 0 | 0 | 0 | 0 | 0 | 0 | 0 | 0 | 486.2586 | 0 | 0 | 764.4714 | 0 | 764.4714 | 0 | 0 | 0 | 0 | 0 | 0 | 0 | 0 | 0 | 0.558 | 0.97527 | 0 | 0 | 1.5333 | 1.5333 | 1.5333 | 2
US_3B_LO_2019_EL | 3B | LO | EL |  |  | OfficeLarge | STD2019 | Elpaso | Zone3B | Zone3B(Elpaso) |  |  | US | 0.1063 | 0.0098 |  |  |  | Electricity | 0 | 971270.2124 | 716686.8187 | 94551.8456 | 4077910.5986 | 543384.8361 | 690910.0555 | 116622.0008 | 303161.075 | 400347.0019 | 0 | 0 | 0 | 0 | 7914844.4446 | 0 | 7914844.4446 | 0 | 543384.8361 | 0 | 103246.0236 | 76183.8088 | 10050.8612 | 433481.8966 | 57761.8081 | 73443.7389 | 12396.9187 | 32226.0223 | 42556.8863 | 0 | 0 | 0 | 0 | 841347.9645 | 0 | 841347.9645 | 0 | 57761.8081 | 0 | 3313.974 | 2445.3354 | 322.6109 | 13913.831 | 1854.0291 | 2357.3851 | 397.9143 | 1034.3856 | 1365.984 | 0 | 0 | 0 | 0 | 27005.4492 | 0 | 27005.4492 | 0 | 1854.0291 | 4.9045 | 0.64705 | 27.9065 | 4.7281 | 0.79808 | 0 | 6.6467 | 0 | 0 | 2.7397 | 0 | 54.1639 | 54.1639 | 54.1639 | 1
US_3B_LO_2019_NG | 3B | LO | NG |  |  | OfficeLarge | STD2019 | Elpaso | Zone3B | Zone3B(Elpaso) |  |  | US | 0.1063 | 0.0098 |  |  |  | Natural Gas | 334314.0546 | 0 | 0 | 0 | 0 | 0 | 0 | 0 | 0 | 0 | 0 | 486258.6171 | 0 | 0 | 820572.6716 | 0 | 820572.6716 | 0 | 0 | 3276.2777 | 0 | 0 | 0 | 0 | 0 | 0 | 0 | 0 | 0 | 0 | 4765.3344 | 0 | 0 | 8041.6122 | 0 | 8041.6122 | 0 | 0 | 334.3141 | 0 | 0 | 0 | 0 | 0 | 0 | 0 | 0 | 0 | 0 | 486.2586 | 0 | 0 | 820.5727 | 0 | 820.5727 | 0 | 0 | 0 | 0 | 0 | 0 | 0 | 0 | 0 | 0.67052 | 0.97527 | 0 | 0 | 1.6458 | 1.6458 | 1.6458 | 2
US_3B_MA_2016_EL | 3B | MA | EL |  |  | ApartmentMidRise | STD2016 | Elpaso | Zone3B | Zone3B(Elpaso) |  |  | US | 0.1063 | 0.0098 |  |  |  | Electricity | 0 | 41948.0212 | 28374.723 | 7213.1591 | 142004.2074 | 0 | 25387.7638 | 0 | 0 | 0 | 0 | 97763.8687 | 0 | 0 | 342691.7432 | 0 | 342691.7432 | 0 | 0 | 0 | 4459.0747 | 3016.2331 | 766.7588 | 15095.0473 | 0 | 2698.7193 | 0 | 0 | 0 | 0 | 10392.2992 | 0 | 0 | 36428.1323 | 0 | 36428.1323 | 0 | 0 | 0 | 143.1266 | 96.8146 | 24.6113 | 484.5184 | 0 | 86.6231 | 0 | 0 | 0 | 0 | 333.5703 | 0 | 0 | 1169.2642 | 0 | 1169.2642 | 0 | 0 | 2.8693 | 0.72942 | 14.3599 | 2.5673 | 0 | 0 | 4.2419 | 0 | 9.8862 | 0 | 0 | 34.6541 | 34.6541 | 34.6541 | 1
US_3B_MA_2016_NG | 3B | MA | NG |  |  | ApartmentMidRise | STD2016 | Elpaso | Zone3B | Zone3B(Elpaso) |  |  | US | 0.1063 | 0.0098 |  |  |  | Natural Gas | 36585.7408 | 0 | 0 | 0 | 0 | 0 | 0 | 0 | 0 | 0 | 0 | 0 | 0 | 0 | 36585.7408 | 0 | 36585.7408 | 0 | 0 | 358.5403 | 0 | 0 | 0 | 0 | 0 | 0 | 0 | 0 | 0 | 0 | 0 | 0 | 0 | 358.5403 | 0 | 358.5403 | 0 | 0 | 36.5857 | 0 | 0 | 0 | 0 | 0 | 0 | 0 | 0 | 0 | 0 | 0 | 0 | 0 | 36.5857 | 0 | 36.5857 | 0 | 0 | 0 | 0 | 0 | 0 | 0 | 0 | 0 | 1.0843 | 0 | 0 | 0 | 1.0843 | 1.0843 | 1.0843 | 2
US_3B_MA_2019_EL | 3B | MA | EL |  |  | ApartmentMidRise | STD2019 | Elpaso | Zone3B | Zone3B(Elpaso) |  |  | US | 0.1063 | 0.0098 |  |  |  | Electricity | 0 | 42256.4421 | 23181.5818 | 7213.1591 | 142004.2074 | 0 | 25951.8128 | 0 | 0 | 0 | 0 | 97641.6118 | 0 | 0 | 338248.8151 | 0 | 338248.8151 | 0 | 0 | 0 | 4491.8598 | 2464.2021 | 766.7588 | 15095.0473 | 0 | 2758.6777 | 0 | 0 | 0 | 0 | 10379.3033 | 0 | 0 | 35955.849 | 0 | 35955.849 | 0 | 0 | 0 | 144.179 | 79.0956 | 24.6113 | 484.5184 | 0 | 88.5476 | 0 | 0 | 0 | 0 | 333.1532 | 0 | 0 | 1154.105 | 0 | 1154.105 | 0 | 0 | 2.3442 | 0.72942 | 14.3599 | 2.6243 | 0 | 0 | 4.2731 | 0 | 9.8738 | 0 | 0 | 34.2048 | 34.2048 | 34.2048 | 1
US_3B_MA_2019_NG | 3B | MA | NG |  |  | ApartmentMidRise | STD2019 | Elpaso | Zone3B | Zone3B(Elpaso) |  |  | US | 0.1063 | 0.0098 |  |  |  | Natural Gas | 10094.2523 | 0 | 0 | 0 | 0 | 0 | 0 | 0 | 0 | 0 | 0 | 0 | 0 | 0 | 10094.2523 | 0 | 10094.2523 | 0 | 0 | 98.9237 | 0 | 0 | 0 | 0 | 0 | 0 | 0 | 0 | 0 | 0 | 0 | 0 | 0 | 98.9237 | 0 | 98.9237 | 0 | 0 | 10.0943 | 0 | 0 | 0 | 0 | 0 | 0 | 0 | 0 | 0 | 0 | 0 | 0 | 0 | 10.0943 | 0 | 10.0943 | 0 | 0 | 0 | 0 | 0 | 0 | 0 | 0 | 0 | 0.29917 | 0 | 0 | 0 | 0.29917 | 0.29917 | 0.29917 | 2
US_3B_PS_2016_EL | 3B | PS | EL |  |  | SchoolPrimary | STD2016 | Elpaso | Zone3B | Zone3B(Elpaso) |  |  | US | 0.1063 | 0.0098 |  |  |  | Electricity | 0 | 165572.01 | 100261.8002 | 7088.1236 | 317887.4784 | 4818.0346 | 105435.4913 | 252.8496 | 0 | 0 | 0 | 7179.8163 | 17457.7345 | 0 | 725953.3385 | 0 | 725953.3385 | 0 | 4818.0346 | 0 | 17600.3047 | 10657.8294 | 753.4675 | 33791.439 | 512.1571 | 11207.7927 | 26.8779 | 0 | 0 | 0 | 763.2145 | 1855.7572 | 0 | 77168.8399 | 0 | 77168.8399 | 0 | 512.1571 | 0 | 564.9317 | 342.0933 | 24.1847 | 1084.6321 | 16.4391 | 359.7459 | 0.86272 | 0 | 0 | 0 | 24.4975 | 59.5658 | 0 | 2476.9528 | 0 | 2476.9528 | 0 | 16.4391 | 4.6254 | 0.327 | 14.6653 | 4.8641 | 0.011665 | 0 | 7.6384 | 0 | 0.33123 | 0 | 0.80539 | 33.4909 | 33.4909 | 33.4909 | 1
US_3B_PS_2016_NG | 3B | PS | NG |  |  | SchoolPrimary | STD2016 | Elpaso | Zone3B | Zone3B(Elpaso) |  |  | US | 0.1063 | 0.0098 |  |  |  | Natural Gas | 144712.7179 | 0 | 0 | 0 | 342190.4148 | 0 | 0 | 0 | 0 | 0 | 0 | 102212.5982 | 0 | 0 | 589115.7309 | 0 | 589115.7309 | 0 | 0 | 1418.1846 | 0 | 0 | 0 | 3353.4661 | 0 | 0 | 0 | 0 | 0 | 0 | 1001.6835 | 0 | 0 | 5773.3342 | 0 | 5773.3342 | 0 | 0 | 144.7127 | 0 | 0 | 0 | 342.1904 | 0 | 0 | 0 | 0 | 0 | 0 | 102.2126 | 0 | 0 | 589.1157 | 0 | 589.1157 | 0 | 0 | 0 | 0 | 4.6268 | 0 | 0 | 0 | 0 | 1.9567 | 1.382 | 0 | 0 | 7.9654 | 7.9654 | 7.9654 | 2
US_3B_PS_2019_EL | 3B | PS | EL |  |  | SchoolPrimary | STD2019 | Elpaso | Zone3B | Zone3B(Elpaso) |  |  | US | 0.1063 | 0.0098 |  |  |  | Electricity | 0 | 149242.3736 | 80778.4906 | 7088.1236 | 312483.1662 | 4745.7919 | 87627.6575 | 238.9567 | 0 | 0 | 0 | 7179.8163 | 12417.4145 | 0 | 661801.791 | 0 | 661801.791 | 0 | 4745.7919 | 0 | 15864.4643 | 8586.7535 | 753.4675 | 33216.9606 | 504.4777 | 9314.82 | 25.4011 | 0 | 0 | 0 | 763.2145 | 1319.9712 | 0 | 70349.5304 | 0 | 70349.5304 | 0 | 504.4777 | 0 | 509.215 | 275.6162 | 24.1847 | 1066.1926 | 16.1926 | 298.9856 | 0.81532 | 0 | 0 | 0 | 24.4975 | 42.3682 | 0 | 2258.0677 | 0 | 2258.0677 | 0 | 16.1926 | 3.7266 | 0.327 | 14.416 | 4.0426 | 0.011024 | 0 | 6.8851 | 0 | 0.33123 | 0 | 0.57286 | 30.5313 | 30.5313 | 30.5313 | 1
US_3B_PS_2019_NG | 3B | PS | NG |  |  | SchoolPrimary | STD2019 | Elpaso | Zone3B | Zone3B(Elpaso) |  |  | US | 0.1063 | 0.0098 |  |  |  | Natural Gas | 131993.0121 | 0 | 0 | 0 | 342190.4148 | 0 | 0 | 0 | 0 | 0 | 0 | 102146.251 | 0 | 0 | 576329.678 | 0 | 576329.678 | 0 | 0 | 1293.5315 | 0 | 0 | 0 | 3353.4661 | 0 | 0 | 0 | 0 | 0 | 0 | 1001.0333 | 0 | 0 | 5648.0308 | 0 | 5648.0308 | 0 | 0 | 131.993 | 0 | 0 | 0 | 342.1904 | 0 | 0 | 0 | 0 | 0 | 0 | 102.1463 | 0 | 0 | 576.3297 | 0 | 576.3297 | 0 | 0 | 0 | 0 | 4.6268 | 0 | 0 | 0 | 0 | 1.7847 | 1.3811 | 0 | 0 | 7.7926 | 7.7926 | 7.7926 | 2
US_3B_RS_2016_EL | 3B | RS | EL |  |  | RetailStandalone | STD2016 | Elpaso | Zone3B | Zone3B(Elpaso) |  |  | US | 0.1063 | 0.0098 |  |  |  | Electricity | 0 | 58775.021 | 84198.9062 | 10689.146 | 53987.5506 | 0 | 43642.9469 | 0 | 0 | 0 | 0 | 0 | 0 | 0 | 251293.5708 | 0 | 251293.5708 | 0 | 0 | 0 | 6247.7847 | 8950.3437 | 1136.2562 | 5738.8766 | 0 | 4639.2453 | 0 | 0 | 0 | 0 | 0 | 0 | 0 | 26712.5066 | 0 | 26712.5066 | 0 | 0 | 0 | 200.5404 | 287.2867 | 36.4714 | 184.2055 | 0 | 148.9097 | 0 | 0 | 0 | 0 | 0 | 0 | 0 | 857.4137 | 0 | 857.4137 | 0 | 0 | 11.6348 | 1.4771 | 7.4601 | 6.0307 | 0 | 0 | 8.1217 | 0 | 0 | 0 | 0 | 34.7244 | 34.7244 | 34.7244 | 1
US_3B_RS_2016_NG | 3B | RS | NG |  |  | RetailStandalone | STD2016 | Elpaso | Zone3B | Zone3B(Elpaso) |  |  | US | 0.1063 | 0.0098 |  |  |  | Natural Gas | 43969.2362 | 0 | 0 | 0 | 0 | 0 | 0 | 0 | 0 | 0 | 0 | 85578.4078 | 0 | 0 | 129547.644 | 0 | 129547.644 | 0 | 0 | 430.8985 | 0 | 0 | 0 | 0 | 0 | 0 | 0 | 0 | 0 | 0 | 838.6684 | 0 | 0 | 1269.5669 | 0 | 1269.5669 | 0 | 0 | 43.9692 | 0 | 0 | 0 | 0 | 0 | 0 | 0 | 0 | 0 | 0 | 85.5784 | 0 | 0 | 129.5476 | 0 | 129.5476 | 0 | 0 | 0 | 0 | 0 | 0 | 0 | 0 | 0 | 1.7807 | 3.4658 | 0 | 0 | 5.2465 | 5.2465 | 5.2465 | 2
US_3B_RS_2019_EL | 3B | RS | EL |  |  | RetailStandalone | STD2019 | Elpaso | Zone3B | Zone3B(Elpaso) |  |  | US | 0.1063 | 0.0098 |  |  |  | Electricity | 0 | 55021.1774 | 66535.5578 | 10689.146 | 53987.5506 | 0 | 41472.8863 | 0 | 0 | 0 | 0 | 0 | 0 | 0 | 227706.3182 | 0 | 227706.3182 | 0 | 0 | 0 | 5848.7512 | 7072.7298 | 1136.2562 | 5738.8766 | 0 | 4408.5678 | 0 | 0 | 0 | 0 | 0 | 0 | 0 | 24205.1816 | 0 | 24205.1816 | 0 | 0 | 0 | 187.7323 | 227.0193 | 36.4714 | 184.2055 | 0 | 141.5055 | 0 | 0 | 0 | 0 | 0 | 0 | 0 | 776.934 | 0 | 776.934 | 0 | 0 | 9.194 | 1.4771 | 7.4601 | 5.7308 | 0 | 0 | 7.603 | 0 | 0 | 0 | 0 | 31.465 | 31.465 | 31.465 | 1
US_3B_RS_2019_NG | 3B | RS | NG |  |  | RetailStandalone | STD2019 | Elpaso | Zone3B | Zone3B(Elpaso) |  |  | US | 0.1063 | 0.0098 |  |  |  | Natural Gas | 55456.7797 | 0 | 0 | 0 | 0 | 0 | 0 | 0 | 0 | 0 | 0 | 85587.8859 | 0 | 0 | 141044.6656 | 0 | 141044.6656 | 0 | 0 | 543.4764 | 0 | 0 | 0 | 0 | 0 | 0 | 0 | 0 | 0 | 0 | 838.7613 | 0 | 0 | 1382.2377 | 0 | 1382.2377 | 0 | 0 | 55.4568 | 0 | 0 | 0 | 0 | 0 | 0 | 0 | 0 | 0 | 0 | 85.5879 | 0 | 0 | 141.0447 | 0 | 141.0447 | 0 | 0 | 0 | 0 | 0 | 0 | 0 | 0 | 0 | 2.2459 | 3.4662 | 0 | 0 | 5.7122 | 5.7122 | 5.7122 | 2
US_3B_SH_2016_EL | 3B | SH | EL |  |  | HotelSmall | STD2016 | Elpaso | Zone3B | Zone3B(Elpaso) |  |  | US | 0.1063 | 0.0098 |  |  |  | Electricity | 3684.3794 | 96360.6925 | 80311.6914 | 12320.1647 | 154949.5496 | 0 | 48308.1603 | 72.2427 | 0 | 0 | 0 | 0 | 0 | 0 | 396006.8807 | 0 | 396006.8807 | 0 | 0 | 391.6495 | 10243.1416 | 8537.1328 | 1309.6335 | 16471.1371 | 0 | 5135.1574 | 7.6794 | 0 | 0 | 0 | 0 | 0 | 0 | 42095.5314 | 0 | 42095.5314 | 0 | 0 | 12.5711 | 328.7827 | 274.0235 | 42.0364 | 528.6879 | 0 | 164.8274 | 0.24649 | 0 | 0 | 0 | 0 | 0 | 0 | 1351.1755 | 0 | 1351.1755 | 0 | 0 | 6.3428 | 0.97302 | 12.2376 | 3.8153 | 0.0057056 | 0 | 7.6104 | 0.29098 | 0 | 0 | 0 | 31.2758 | 31.2758 | 31.2758 | 1
US_3B_SH_2016_NG | 3B | SH | NG |  |  | HotelSmall | STD2016 | Elpaso | Zone3B | Zone3B(Elpaso) |  |  | US | 0.1063 | 0.0098 |  |  |  | Natural Gas | 8084.88 | 0 | 0 | 0 | 399495.4379 | 0 | 0 | 0 | 0 | 0 | 0 | 499148.9299 | 0 | 0 | 906729.2478 | 0 | 906729.2478 | 0 | 0 | 79.2318 | 0 | 0 | 0 | 3915.0553 | 0 | 0 | 0 | 0 | 0 | 0 | 4891.6595 | 0 | 0 | 8885.9466 | 0 | 8885.9466 | 0 | 0 | 8.0849 | 0 | 0 | 0 | 399.4954 | 0 | 0 | 0 | 0 | 0 | 0 | 499.1489 | 0 | 0 | 906.7292 | 0 | 906.7292 | 0 | 0 | 0 | 0 | 9.2472 | 0 | 0 | 0 | 0 | 0.18714 | 11.5538 | 0 | 0 | 20.9881 | 20.9881 | 20.9881 | 2
US_3B_SH_2019_EL | 3B | SH | EL |  |  | HotelSmall | STD2019 | Elpaso | Zone3B | Zone3B(Elpaso) |  |  | US | 0.1063 | 0.0098 |  |  |  | Electricity | 4615.1993 | 90536.8168 | 51484.0621 | 12320.1647 | 154949.5496 | 0 | 45790.7789 | 72.2427 | 0 | 0 | 0 | 0 | 0 | 0 | 359768.814 | 0 | 359768.814 | 0 | 0 | 490.5957 | 9624.0636 | 5472.7558 | 1309.6335 | 16471.1371 | 0 | 4867.5598 | 7.6794 | 0 | 0 | 0 | 0 | 0 | 0 | 38243.4249 | 0 | 38243.4249 | 0 | 0 | 15.7471 | 308.9116 | 175.6636 | 42.0364 | 528.6879 | 0 | 156.2381 | 0.24649 | 0 | 0 | 0 | 0 | 0 | 0 | 1227.5312 | 0 | 1227.5312 | 0 | 0 | 4.0661 | 0.97302 | 12.2376 | 3.6165 | 0.0057056 | 0 | 7.1504 | 0.3645 | 0 | 0 | 0 | 28.4138 | 28.4138 | 28.4138 | 1
US_3B_SH_2019_NG | 3B | SH | NG |  |  | HotelSmall | STD2019 | Elpaso | Zone3B | Zone3B(Elpaso) |  |  | US | 0.1063 | 0.0098 |  |  |  | Natural Gas | 9989.9924 | 0 | 0 | 0 | 399495.4379 | 0 | 0 | 0 | 0 | 0 | 0 | 499196.3208 | 0 | 0 | 908681.7511 | 0 | 908681.7511 | 0 | 0 | 97.9019 | 0 | 0 | 0 | 3915.0553 | 0 | 0 | 0 | 0 | 0 | 0 | 4892.1239 | 0 | 0 | 8905.0812 | 0 | 8905.0812 | 0 | 0 | 9.99 | 0 | 0 | 0 | 399.4954 | 0 | 0 | 0 | 0 | 0 | 0 | 499.1963 | 0 | 0 | 908.6818 | 0 | 908.6818 | 0 | 0 | 0 | 0 | 9.2472 | 0 | 0 | 0 | 0 | 0.23124 | 11.5549 | 0 | 0 | 21.0333 | 21.0333 | 21.0333 | 2
US_3B_SO_2016_EL | 3B | SO | EL |  |  | OfficeSmall | STD2016 | Elpaso | Zone3B | Zone3B(Elpaso) |  |  | US | 0.1063 | 0.0098 |  |  |  | Electricity | 541.8205 | 6779.7027 | 9002.5561 | 1567.1116 | 13417.6985 | 0 | 5998.9255 | 0 | 0 | 0 | 0 | 5004.1986 | 0 | 0 | 42312.0134 | 0 | 42312.0134 | 0 | 0 | 57.5955 | 720.6824 | 956.9717 | 166.584 | 1426.3014 | 0 | 637.6858 | 0 | 0 | 0 | 0 | 531.9463 | 0 | 0 | 4497.767 | 0 | 4497.767 | 0 | 0 | 1.8487 | 23.1323 | 30.7167 | 5.347 | 45.7812 | 0 | 20.4683 | 0 | 0 | 0 | 0 | 17.0743 | 0 | 0 | 144.3686 | 0 | 144.3686 | 0 | 0 | 5.5828 | 0.97183 | 8.3208 | 3.7202 | 0 | 0 | 4.2044 | 0.336 | 3.1033 | 0 | 0 | 26.2393 | 26.2393 | 26.2393 | 1
US_3B_SO_2016_NG | 3B | SO | NG |  |  | OfficeSmall | STD2016 | Elpaso | Zone3B | Zone3B(Elpaso) |  |  | US | 0.1063 | 0.0098 |  |  |  | Natural Gas | 142.1726 | 0 | 0 | 0 | 0 | 0 | 0 | 0 | 0 | 0 | 0 | 0 | 0 | 0 | 142.1726 | 0 | 142.1726 | 0 | 0 | 1.3933 | 0 | 0 | 0 | 0 | 0 | 0 | 0 | 0 | 0 | 0 | 0 | 0 | 0 | 1.3933 | 0 | 1.3933 | 0 | 0 | 0.14217 | 0 | 0 | 0 | 0 | 0 | 0 | 0 | 0 | 0 | 0 | 0 | 0 | 0 | 0.14217 | 0 | 0.14217 | 0 | 0 | 0 | 0 | 0 | 0 | 0 | 0 | 0 | 0.02584 | 0 | 0 | 0 | 0.02584 | 0.02584 | 0.02584 | 2
US_3B_SO_2019_EL | 3B | SO | EL |  |  | OfficeSmall | STD2019 | Elpaso | Zone3B | Zone3B(Elpaso) |  |  | US | 0.1063 | 0.0098 |  |  |  | Electricity | 561.2705 | 6432.3819 | 7232.6091 | 1567.1116 | 13417.6985 | 0 | 5543.2405 | 0 | 0 | 0 | 0 | 5004.1986 | 0 | 0 | 39758.5107 | 0 | 39758.5107 | 0 | 0 | 59.6631 | 683.7622 | 768.8263 | 166.584 | 1426.3014 | 0 | 589.2465 | 0 | 0 | 0 | 0 | 531.9463 | 0 | 0 | 4226.3297 | 0 | 4226.3297 | 0 | 0 | 1.9151 | 21.9473 | 24.6777 | 5.347 | 45.7812 | 0 | 18.9135 | 0 | 0 | 0 | 0 | 17.0743 | 0 | 0 | 135.656 | 0 | 135.656 | 0 | 0 | 4.4852 | 0.97183 | 8.3208 | 3.4376 | 0 | 0 | 3.989 | 0.34807 | 3.1033 | 0 | 0 | 24.6558 | 24.6558 | 24.6558 | 1
US_3B_SO_2019_NG | 3B | SO | NG |  |  | OfficeSmall | STD2019 | Elpaso | Zone3B | Zone3B(Elpaso) |  |  | US | 0.1063 | 0.0098 |  |  |  | Natural Gas | 161.1289 | 0 | 0 | 0 | 0 | 0 | 0 | 0 | 0 | 0 | 0 | 0 | 0 | 0 | 161.1289 | 0 | 161.1289 | 0 | 0 | 1.5791 | 0 | 0 | 0 | 0 | 0 | 0 | 0 | 0 | 0 | 0 | 0 | 0 | 0 | 1.5791 | 0 | 1.5791 | 0 | 0 | 0.16113 | 0 | 0 | 0 | 0 | 0 | 0 | 0 | 0 | 0 | 0 | 0 | 0 | 0 | 0.16113 | 0 | 0.16113 | 0 | 0 | 0 | 0 | 0 | 0 | 0 | 0 | 0 | 0.029286 | 0 | 0 | 0 | 0.029286 | 0.029286 | 0.029286 | 2
US_4A_LO_2016_EL | 4A | LO | EL |  |  | OfficeLarge | STD2016 | Newyork | Zone4A | Zone4A(Newyork) |  |  | US | 0.1063 | 0.0098 |  |  |  | Electricity | 0 | 778048.6853 | 882214.3716 | 95579.9153 | 4077910.5986 | 543459.8574 | 575657.8881 | 93696.0471 | 255667.0347 | 216972.7151 | 13823.3692 | 0 | 0 | 0 | 7533030.4825 | 0 | 7533030.4825 | 0 | 543459.8574 | 0 | 82706.5752 | 93779.3877 | 10160.145 | 433481.8966 | 57769.7828 | 61192.4335 | 9959.8898 | 27177.4058 | 23064.1996 | 1469.4242 | 0 | 0 | 0 | 800761.1403 | 0 | 800761.1403 | 0 | 57769.7828 | 0 | 2654.7021 | 3010.1154 | 326.1187 | 13913.831 | 1854.285 | 1964.1447 | 319.6909 | 872.3359 | 740.3109 | 47.1653 | 0 | 0 | 0 | 25702.7 | 0 | 25702.7 | 0 | 1854.285 | 6.0373 | 0.65408 | 27.9065 | 3.9394 | 0.64119 | 0.094598 | 5.3244 | 0 | 0 | 1.4848 | 0 | 51.551 | 51.551 | 51.551 | 1
US_4A_LO_2016_NG | 4A | LO | NG |  |  | OfficeLarge | STD2016 | Newyork | Zone4A | Zone4A(Newyork) |  |  | US | 0.1063 | 0.0098 |  |  |  | Natural Gas | 855878.8594 | 0 | 0 | 0 | 0 | 0 | 0 | 0 | 0 | 0 | 0 | 547231.6924 | 0 | 0 | 1403110.5518 | 0 | 1403110.5518 | 0 | 0 | 8387.6128 | 0 | 0 | 0 | 0 | 0 | 0 | 0 | 0 | 0 | 0 | 5362.8706 | 0 | 0 | 13750.4834 | 0 | 13750.4834 | 0 | 0 | 855.8789 | 0 | 0 | 0 | 0 | 0 | 0 | 0 | 0 | 0 | 0 | 547.2317 | 0 | 0 | 1403.1106 | 0 | 1403.1106 | 0 | 0 | 0 | 0 | 0 | 0 | 0 | 0 | 0 | 1.7166 | 1.0976 | 0 | 0 | 2.8142 | 2.8142 | 2.8142 | 2
US_4A_LO_2019_EL | 4A | LO | EL |  |  | OfficeLarge | STD2019 | Newyork | Zone4A | Zone4A(Newyork) |  |  | US | 0.1063 | 0.0098 |  |  |  | Electricity | 0 | 636455.7057 | 718140.009 | 95579.9153 | 4077910.5986 | 543387.6147 | 549197.5976 | 88161.1423 | 213474.4996 | 333536.366 | 12317.3861 | 0 | 0 | 0 | 7268160.8349 | 0 | 7268160.8349 | 0 | 543387.6147 | 0 | 67655.2415 | 76338.283 | 10160.145 | 433481.8966 | 57762.1034 | 58379.7046 | 9371.5294 | 22692.3393 | 35454.9157 | 1309.3381 | 0 | 0 | 0 | 772605.4968 | 0 | 772605.4968 | 0 | 57762.1034 | 0 | 2171.5869 | 2450.2937 | 326.1187 | 13913.831 | 1854.0385 | 1873.8622 | 300.8058 | 728.375 | 1138.0261 | 42.0269 | 0 | 0 | 0 | 24798.9648 | 0 | 24798.9648 | 0 | 1854.0385 | 4.9145 | 0.65408 | 27.9065 | 3.7583 | 0.60332 | 0.084292 | 4.3555 | 0 | 0 | 2.2825 | 0 | 49.7384 | 49.7384 | 49.7384 | 1
US_4A_LO_2019_NG | 4A | LO | NG |  |  | OfficeLarge | STD2019 | Newyork | Zone4A | Zone4A(Newyork) |  |  | US | 0.1063 | 0.0098 |  |  |  | Natural Gas | 678058.8895 | 0 | 0 | 0 | 0 | 0 | 0 | 0 | 0 | 0 | 0 | 547212.7361 | 0 | 0 | 1225271.6255 | 0 | 1225271.6255 | 0 | 0 | 6644.9771 | 0 | 0 | 0 | 0 | 0 | 0 | 0 | 0 | 0 | 0 | 5362.6848 | 0 | 0 | 12007.6619 | 0 | 12007.6619 | 0 | 0 | 678.0589 | 0 | 0 | 0 | 0 | 0 | 0 | 0 | 0 | 0 | 0 | 547.2127 | 0 | 0 | 1225.2716 | 0 | 1225.2716 | 0 | 0 | 0 | 0 | 0 | 0 | 0 | 0 | 0 | 1.36 | 1.0975 | 0 | 0 | 2.4575 | 2.4575 | 2.4575 | 2
US_4A_MA_2016_EL | 4A | MA | EL |  |  | ApartmentMidRise | STD2016 | Newyork | Zone4A | Zone4A(Newyork) |  |  | US | 0.1063 | 0.0098 |  |  |  | Electricity | 0 | 27349.4319 | 28374.723 | 7202.0448 | 142004.2074 | 0 | 20508.6007 | 0 | 0 | 0 | 0 | 109850.6338 | 0 | 0 | 335289.6416 | 0 | 335289.6416 | 0 | 0 | 0 | 2907.2446 | 3016.2331 | 765.5774 | 15095.0473 | 0 | 2180.0643 | 0 | 0 | 0 | 0 | 11677.1224 | 0 | 0 | 35641.2889 | 0 | 35641.2889 | 0 | 0 | 0 | 93.3163 | 96.8146 | 24.5734 | 484.5184 | 0 | 69.9753 | 0 | 0 | 0 | 0 | 374.8104 | 0 | 0 | 1144.0083 | 0 | 1144.0083 | 0 | 0 | 2.8693 | 0.72829 | 14.3599 | 2.0739 | 0 | 0 | 2.7657 | 0 | 11.1085 | 0 | 0 | 33.9056 | 33.9056 | 33.9056 | 1
US_4A_MA_2016_NG | 4A | MA | NG |  |  | ApartmentMidRise | STD2016 | Newyork | Zone4A | Zone4A(Newyork) |  |  | US | 0.1063 | 0.0098 |  |  |  | Natural Gas | 104733.7918 | 0 | 0 | 0 | 0 | 0 | 0 | 0 | 0 | 0 | 0 | 0 | 0 | 0 | 104733.7918 | 0 | 104733.7918 | 0 | 0 | 1026.3912 | 0 | 0 | 0 | 0 | 0 | 0 | 0 | 0 | 0 | 0 | 0 | 0 | 0 | 1026.3912 | 0 | 1026.3912 | 0 | 0 | 104.7338 | 0 | 0 | 0 | 0 | 0 | 0 | 0 | 0 | 0 | 0 | 0 | 0 | 0 | 104.7338 | 0 | 104.7338 | 0 | 0 | 0 | 0 | 0 | 0 | 0 | 0 | 0 | 3.1041 | 0 | 0 | 0 | 3.1041 | 3.1041 | 3.1041 | 2
US_4A_MA_2019_EL | 4A | MA | EL |  |  | ApartmentMidRise | STD2019 | Newyork | Zone4A | Zone4A(Newyork) |  |  | US | 0.1063 | 0.0098 |  |  |  | Electricity | 0 | 26513.0833 | 23181.5818 | 7202.0448 | 142004.2074 | 0 | 20014.0158 | 0 | 0 | 0 | 0 | 109881.198 | 0 | 0 | 328796.1312 | 0 | 328796.1312 | 0 | 0 | 0 | 2818.3408 | 2464.2021 | 765.5774 | 15095.0473 | 0 | 2127.4899 | 0 | 0 | 0 | 0 | 11680.3713 | 0 | 0 | 34951.0287 | 0 | 34951.0287 | 0 | 0 | 0 | 90.4626 | 79.0956 | 24.5734 | 484.5184 | 0 | 68.2878 | 0 | 0 | 0 | 0 | 374.9146 | 0 | 0 | 1121.8524 | 0 | 1121.8524 | 0 | 0 | 2.3442 | 0.72829 | 14.3599 | 2.0239 | 0 | 0 | 2.6811 | 0 | 11.1115 | 0 | 0 | 33.2489 | 33.2489 | 33.2489 | 1
US_4A_MA_2019_NG | 4A | MA | NG |  |  | ApartmentMidRise | STD2019 | Newyork | Zone4A | Zone4A(Newyork) |  |  | US | 0.1063 | 0.0098 |  |  |  | Natural Gas | 119841.9967 | 0 | 0 | 0 | 0 | 0 | 0 | 0 | 0 | 0 | 0 | 0 | 0 | 0 | 119841.9967 | 0 | 119841.9967 | 0 | 0 | 1174.4516 | 0 | 0 | 0 | 0 | 0 | 0 | 0 | 0 | 0 | 0 | 0 | 0 | 0 | 1174.4516 | 0 | 1174.4516 | 0 | 0 | 119.842 | 0 | 0 | 0 | 0 | 0 | 0 | 0 | 0 | 0 | 0 | 0 | 0 | 0 | 119.842 | 0 | 119.842 | 0 | 0 | 0 | 0 | 0 | 0 | 0 | 0 | 0 | 3.5518 | 0 | 0 | 0 | 3.5518 | 3.5518 | 3.5518 | 2
US_4A_PS_2016_EL | 4A | PS | EL |  |  | SchoolPrimary | STD2016 | Newyork | Zone4A | Zone4A(Newyork) |  |  | US | 0.1063 | 0.0098 |  |  |  | Electricity | 0 | 107919.5299 | 98569.6531 | 7127.0235 | 317887.4784 | 4818.0346 | 90631.288 | 689.0845 | 0 | 0 | 20619.7433 | 7179.8163 | 17635.5627 | 0 | 673077.2146 | 0 | 673077.2146 | 0 | 4818.0346 | 0 | 11471.846 | 10477.9541 | 757.6026 | 33791.439 | 512.1571 | 9634.1059 | 73.2497 | 0 | 0 | 2191.8787 | 763.2145 | 1874.6603 | 0 | 71548.1079 | 0 | 71548.1079 | 0 | 512.1571 | 0 | 368.2214 | 336.3197 | 24.3174 | 1084.6321 | 16.4391 | 309.234 | 2.3512 | 0 | 0 | 70.3546 | 24.4975 | 60.1725 | 0 | 2296.5395 | 0 | 2296.5395 | 0 | 16.4391 | 4.5474 | 0.3288 | 14.6653 | 4.1812 | 0.03179 | 0.95126 | 4.9787 | 0 | 0.33123 | 0 | 0.81359 | 31.0515 | 31.0515 | 31.0515 | 1
US_4A_PS_2016_NG | 4A | PS | NG |  |  | SchoolPrimary | STD2016 | Newyork | Zone4A | Zone4A(Newyork) |  |  | US | 0.1063 | 0.0098 |  |  |  | Natural Gas | 331641.2103 | 0 | 0 | 0 | 342190.4148 | 0 | 0 | 0 | 0 | 0 | 0 | 114828.0441 | 0 | 0 | 788659.6692 | 0 | 788659.6692 | 0 | 0 | 3250.0839 | 0 | 0 | 0 | 3353.4661 | 0 | 0 | 0 | 0 | 0 | 0 | 1125.3148 | 0 | 0 | 7728.8648 | 0 | 7728.8648 | 0 | 0 | 331.6412 | 0 | 0 | 0 | 342.1904 | 0 | 0 | 0 | 0 | 0 | 0 | 114.828 | 0 | 0 | 788.6597 | 0 | 788.6597 | 0 | 0 | 0 | 0 | 4.6268 | 0 | 0 | 0 | 0 | 4.4841 | 1.5526 | 0 | 0 | 10.6635 | 10.6635 | 10.6635 | 2
US_4A_PS_2019_EL | 4A | PS | EL |  |  | SchoolPrimary | STD2019 | Newyork | Zone4A | Zone4A(Newyork) |  |  | US | 0.1063 | 0.0098 |  |  |  | Electricity | 0 | 101325.9912 | 80256.1201 | 7127.0235 | 312483.1662 | 4745.7919 | 79628.164 | 702.9774 | 0 | 0 | 20033.4658 | 7179.8163 | 12506.3286 | 0 | 625988.845 | 0 | 625988.845 | 0 | 4745.7919 | 0 | 10770.9529 | 8531.2256 | 757.6026 | 33216.9606 | 504.4777 | 8464.4738 | 74.7265 | 0 | 0 | 2129.5574 | 763.2145 | 1329.4227 | 0 | 66542.6142 | 0 | 66542.6142 | 0 | 504.4777 | 0 | 345.7243 | 273.8339 | 24.3174 | 1066.1926 | 16.1926 | 271.6913 | 2.3986 | 0 | 0 | 68.3542 | 24.4975 | 42.6716 | 0 | 2135.8739 | 0 | 2135.8739 | 0 | 16.1926 | 3.7025 | 0.3288 | 14.416 | 3.6735 | 0.032431 | 0.92422 | 4.6745 | 0 | 0.33123 | 0 | 0.57696 | 28.8792 | 28.8792 | 28.8792 | 1
US_4A_PS_2019_NG | 4A | PS | NG |  |  | SchoolPrimary | STD2019 | Newyork | Zone4A | Zone4A(Newyork) |  |  | US | 0.1063 | 0.0098 |  |  |  | Natural Gas | 290505.9473 | 0 | 0 | 0 | 342190.4148 | 0 | 0 | 0 | 0 | 0 | 0 | 114572.1335 | 0 | 0 | 747268.4956 | 0 | 747268.4956 | 0 | 0 | 2846.9583 | 0 | 0 | 0 | 3353.4661 | 0 | 0 | 0 | 0 | 0 | 0 | 1122.8069 | 0 | 0 | 7323.2313 | 0 | 7323.2313 | 0 | 0 | 290.5059 | 0 | 0 | 0 | 342.1904 | 0 | 0 | 0 | 0 | 0 | 0 | 114.5721 | 0 | 0 | 747.2685 | 0 | 747.2685 | 0 | 0 | 0 | 0 | 4.6268 | 0 | 0 | 0 | 0 | 3.9279 | 1.5491 | 0 | 0 | 10.1038 | 10.1038 | 10.1038 | 2
US_4A_RS_2016_EL | 4A | RS | EL |  |  | RetailStandalone | STD2016 | Newyork | Zone4A | Zone4A(Newyork) |  |  | US | 0.1063 | 0.0098 |  |  |  | Electricity | 0 | 39827.9748 | 83843.2496 | 10744.7174 | 53987.5506 | 0 | 42153.6351 | 0 | 0 | 0 | 0 | 0 | 0 | 0 | 230557.1276 | 0 | 230557.1276 | 0 | 0 | 0 | 4233.7137 | 8912.5374 | 1142.1635 | 5738.8766 | 0 | 4480.9314 | 0 | 0 | 0 | 0 | 0 | 0 | 0 | 24508.2227 | 0 | 24508.2227 | 0 | 0 | 0 | 135.8931 | 286.0732 | 36.661 | 184.2055 | 0 | 143.8282 | 0 | 0 | 0 | 0 | 0 | 0 | 0 | 786.6609 | 0 | 786.6609 | 0 | 0 | 11.5857 | 1.4847 | 7.4601 | 5.8249 | 0 | 0 | 5.5035 | 0 | 0 | 0 | 0 | 31.8589 | 31.8589 | 31.8589 | 1
US_4A_RS_2016_NG | 4A | RS | NG |  |  | RetailStandalone | STD2016 | Newyork | Zone4A | Zone4A(Newyork) |  |  | US | 0.1063 | 0.0098 |  |  |  | Natural Gas | 352625.8813 | 0 | 0 | 0 | 0 | 0 | 0 | 0 | 0 | 0 | 0 | 89322.2854 | 0 | 0 | 441948.1667 | 0 | 441948.1667 | 0 | 0 | 3455.7336 | 0 | 0 | 0 | 0 | 0 | 0 | 0 | 0 | 0 | 0 | 875.3584 | 0 | 0 | 4331.092 | 0 | 4331.092 | 0 | 0 | 352.6259 | 0 | 0 | 0 | 0 | 0 | 0 | 0 | 0 | 0 | 0 | 89.3223 | 0 | 0 | 441.9482 | 0 | 441.9482 | 0 | 0 | 0 | 0 | 0 | 0 | 0 | 0 | 0 | 14.281 | 3.6175 | 0 | 0 | 17.8984 | 17.8984 | 17.8984 | 2
US_4A_RS_2019_EL | 4A | RS | EL |  |  | RetailStandalone | STD2019 | Newyork | Zone4A | Zone4A(Newyork) |  |  | US | 0.1063 | 0.0098 |  |  |  | Electricity | 0 | 37374.5004 | 66449.4222 | 10744.7174 | 53987.5506 | 0 | 40392.0239 | 0 | 0 | 0 | 0 | 0 | 0 | 0 | 208948.2145 | 0 | 208948.2145 | 0 | 0 | 0 | 3972.9094 | 7063.5736 | 1142.1635 | 5738.8766 | 0 | 4293.6721 | 0 | 0 | 0 | 0 | 0 | 0 | 0 | 22211.1952 | 0 | 22211.1952 | 0 | 0 | 0 | 127.5218 | 226.7254 | 36.661 | 184.2055 | 0 | 137.8176 | 0 | 0 | 0 | 0 | 0 | 0 | 0 | 712.9313 | 0 | 712.9313 | 0 | 0 | 9.1821 | 1.4847 | 7.4601 | 5.5815 | 0 | 0 | 5.1645 | 0 | 0 | 0 | 0 | 28.873 | 28.873 | 28.873 | 1
US_4A_RS_2019_NG | 4A | RS | NG |  |  | RetailStandalone | STD2019 | Newyork | Zone4A | Zone4A(Newyork) |  |  | US | 0.1063 | 0.0098 |  |  |  | Natural Gas | 379335.3678 | 0 | 0 | 0 | 0 | 0 | 0 | 0 | 0 | 0 | 0 | 89331.7636 | 0 | 0 | 468667.1313 | 0 | 468667.1313 | 0 | 0 | 3717.4866 | 0 | 0 | 0 | 0 | 0 | 0 | 0 | 0 | 0 | 0 | 875.4513 | 0 | 0 | 4592.9379 | 0 | 4592.9379 | 0 | 0 | 379.3354 | 0 | 0 | 0 | 0 | 0 | 0 | 0 | 0 | 0 | 0 | 89.3318 | 0 | 0 | 468.6671 | 0 | 468.6671 | 0 | 0 | 0 | 0 | 0 | 0 | 0 | 0 | 0 | 15.3627 | 3.6178 | 0 | 0 | 18.9805 | 18.9805 | 18.9805 | 2
US_4A_SH_2016_EL | 4A | SH | EL |  |  | HotelSmall | STD2016 | Newyork | Zone4A | Zone4A(Newyork) |  |  | US | 0.1063 | 0.0098 |  |  |  | Electricity | 23817.8736 | 73140.2108 | 79489.2356 | 12300.7147 | 154949.5496 | 0 | 45460.1295 | 72.2427 | 0 | 0 | 0 | 0 | 0 | 0 | 389229.9566 | 0 | 389229.9566 | 0 | 0 | 2531.84 | 7774.8044 | 8449.7057 | 1307.566 | 16471.1371 | 0 | 4832.4118 | 7.6794 | 0 | 0 | 0 | 0 | 0 | 0 | 41375.1444 | 0 | 41375.1444 | 0 | 0 | 81.2666 | 249.5544 | 271.2173 | 41.97 | 528.6879 | 0 | 155.11 | 0.24649 | 0 | 0 | 0 | 0 | 0 | 0 | 1328.0526 | 0 | 1328.0526 | 0 | 0 | 6.2779 | 0.97148 | 12.2376 | 3.5903 | 0.0057056 | 0 | 5.7765 | 1.8811 | 0 | 0 | 0 | 30.7405 | 30.7405 | 30.7405 | 1
US_4A_SH_2016_NG | 4A | SH | NG |  |  | HotelSmall | STD2016 | Newyork | Zone4A | Zone4A(Newyork) |  |  | US | 0.1063 | 0.0098 |  |  |  | Natural Gas | 58148.5803 | 0 | 0 | 0 | 399495.4379 | 0 | 0 | 0 | 0 | 0 | 0 | 568841.9227 | 0 | 0 | 1026485.941 | 0 | 1026485.941 | 0 | 0 | 569.8561 | 0 | 0 | 0 | 3915.0553 | 0 | 0 | 0 | 0 | 0 | 0 | 5574.6508 | 0 | 0 | 10059.5622 | 0 | 10059.5622 | 0 | 0 | 58.1486 | 0 | 0 | 0 | 399.4954 | 0 | 0 | 0 | 0 | 0 | 0 | 568.8419 | 0 | 0 | 1026.4859 | 0 | 1026.4859 | 0 | 0 | 0 | 0 | 9.2472 | 0 | 0 | 0 | 0 | 1.346 | 13.167 | 0 | 0 | 23.7601 | 23.7601 | 23.7601 | 2
US_4A_SH_2019_EL | 4A | SH | EL |  |  | HotelSmall | STD2019 | Newyork | Zone4A | Zone4A(Newyork) |  |  | US | 0.1063 | 0.0098 |  |  |  | Electricity | 27763.4383 | 68391.6403 | 51020.0414 | 12300.7147 | 154949.5496 | 0 | 43092.7907 | 72.2427 | 0 | 0 | 0 | 0 | 0 | 0 | 357590.4178 | 0 | 357590.4178 | 0 | 0 | 2951.2535 | 7270.0314 | 5423.4304 | 1307.566 | 16471.1371 | 0 | 4580.7636 | 7.6794 | 0 | 0 | 0 | 0 | 0 | 0 | 38011.8614 | 0 | 38011.8614 | 0 | 0 | 94.7289 | 233.3523 | 174.0804 | 41.97 | 528.6879 | 0 | 147.0326 | 0.24649 | 0 | 0 | 0 | 0 | 0 | 0 | 1220.0985 | 0 | 1220.0985 | 0 | 0 | 4.0295 | 0.97148 | 12.2376 | 3.4034 | 0.0057056 | 0 | 5.4014 | 2.1927 | 0 | 0 | 0 | 28.2417 | 28.2417 | 28.2417 | 1
US_4A_SH_2019_NG | 4A | SH | NG |  |  | HotelSmall | STD2019 | Newyork | Zone4A | Zone4A(Newyork) |  |  | US | 0.1063 | 0.0098 |  |  |  | Natural Gas | 57968.4951 | 0 | 0 | 0 | 399495.4379 | 0 | 0 | 0 | 0 | 0 | 0 | 568927.2263 | 0 | 0 | 1026391.1592 | 0 | 1026391.1592 | 0 | 0 | 568.0913 | 0 | 0 | 0 | 3915.0553 | 0 | 0 | 0 | 0 | 0 | 0 | 5575.4868 | 0 | 0 | 10058.6334 | 0 | 10058.6334 | 0 | 0 | 57.9685 | 0 | 0 | 0 | 399.4954 | 0 | 0 | 0 | 0 | 0 | 0 | 568.9272 | 0 | 0 | 1026.3912 | 0 | 1026.3912 | 0 | 0 | 0 | 0 | 9.2472 | 0 | 0 | 0 | 0 | 1.3418 | 13.169 | 0 | 0 | 23.758 | 23.758 | 23.758 | 2
US_4A_SO_2016_EL | 4A | SO | EL |  |  | OfficeSmall | STD2016 | Newyork | Zone4A | Zone4A(Newyork) |  |  | US | 0.1063 | 0.0098 |  |  |  | Electricity | 2770.231 | 4401.2496 | 8855.292 | 1581.0044 | 13417.6985 | 0 | 4706.892 | 0 | 0 | 0 | 0 | 5004.1986 | 0 | 0 | 40736.5661 | 0 | 40736.5661 | 0 | 0 | 294.4756 | 467.8528 | 941.3175 | 168.0608 | 1426.3014 | 0 | 500.3426 | 0 | 0 | 0 | 0 | 531.9463 | 0 | 0 | 4330.297 | 0 | 4330.297 | 0 | 0 | 9.452 | 15.0171 | 30.2143 | 5.3944 | 45.7812 | 0 | 16.0599 | 0 | 0 | 0 | 0 | 17.0743 | 0 | 0 | 138.9932 | 0 | 138.9932 | 0 | 0 | 5.4915 | 0.98044 | 8.3208 | 2.9189 | 0 | 0 | 2.7294 | 1.7179 | 3.1033 | 0 | 0 | 25.2623 | 25.2623 | 25.2623 | 1
US_4A_SO_2016_NG | 4A | SO | NG |  |  | OfficeSmall | STD2016 | Newyork | Zone4A | Zone4A(Newyork) |  |  | US | 0.1063 | 0.0098 |  |  |  | Natural Gas | 2720.2351 | 0 | 0 | 0 | 0 | 0 | 0 | 0 | 0 | 0 | 0 | 0 | 0 | 0 | 2720.2351 | 0 | 2720.2351 | 0 | 0 | 26.6583 | 0 | 0 | 0 | 0 | 0 | 0 | 0 | 0 | 0 | 0 | 0 | 0 | 0 | 26.6583 | 0 | 26.6583 | 0 | 0 | 2.7202 | 0 | 0 | 0 | 0 | 0 | 0 | 0 | 0 | 0 | 0 | 0 | 0 | 0 | 2.7202 | 0 | 2.7202 | 0 | 0 | 0 | 0 | 0 | 0 | 0 | 0 | 0 | 0.49441 | 0 | 0 | 0 | 0.49441 | 0.49441 | 0.49441 | 2
US_4A_SO_2019_EL | 4A | SO | EL |  |  | OfficeSmall | STD2019 | Newyork | Zone4A | Zone4A(Newyork) |  |  | US | 0.1063 | 0.0098 |  |  |  | Electricity | 2842.4737 | 4178.9643 | 7138.1378 | 1581.0044 | 13417.6985 | 0 | 4326.2283 | 0 | 0 | 0 | 0 | 5004.1986 | 0 | 0 | 38488.7057 | 0 | 38488.7057 | 0 | 0 | 302.155 | 444.2239 | 758.784 | 168.0608 | 1426.3014 | 0 | 459.8781 | 0 | 0 | 0 | 0 | 531.9463 | 0 | 0 | 4091.3494 | 0 | 4091.3494 | 0 | 0 | 9.6985 | 14.2586 | 24.3553 | 5.3944 | 45.7812 | 0 | 14.7611 | 0 | 0 | 0 | 0 | 17.0743 | 0 | 0 | 131.3235 | 0 | 131.3235 | 0 | 0 | 4.4266 | 0.98044 | 8.3208 | 2.6829 | 0 | 0 | 2.5915 | 1.7627 | 3.1033 | 0 | 0 | 23.8683 | 23.8683 | 23.8683 | 1
US_4A_SO_2019_NG | 4A | SO | NG |  |  | OfficeSmall | STD2019 | Newyork | Zone4A | Zone4A(Newyork) |  |  | US | 0.1063 | 0.0098 |  |  |  | Natural Gas | 2919.2767 | 0 | 0 | 0 | 0 | 0 | 0 | 0 | 0 | 0 | 0 | 0 | 0 | 0 | 2919.2767 | 0 | 2919.2767 | 0 | 0 | 28.6089 | 0 | 0 | 0 | 0 | 0 | 0 | 0 | 0 | 0 | 0 | 0 | 0 | 0 | 28.6089 | 0 | 28.6089 | 0 | 0 | 2.9193 | 0 | 0 | 0 | 0 | 0 | 0 | 0 | 0 | 0 | 0 | 0 | 0 | 0 | 2.9193 | 0 | 2.9193 | 0 | 0 | 0 | 0 | 0 | 0 | 0 | 0 | 0 | 0.53058 | 0 | 0 | 0 | 0.53058 | 0.53058 | 0.53058 | 2
US_5A_LO_2016_EL | 5A | LO | EL |  |  | OfficeLarge | STD2016 | Buffalo | Zone5A | Zone5A(Buffalo) |  |  | US | 0.1063 | 0.0098 |  |  |  | Electricity | 0 | 545660.4822 | 881394.6945 | 96046.7145 | 4077910.5986 | 543457.0788 | 581048.3075 | 76418.9195 | 181490.4186 | 352166.6556 | 11172.6166 | 0 | 0 | 0 | 7346766.4864 | 0 | 7346766.4864 | 0 | 543457.0788 | 0 | 58003.7093 | 93692.256 | 10209.7658 | 433481.8966 | 57769.4875 | 61765.4351 | 8123.3311 | 19292.4315 | 37435.3155 | 1187.6491 | 0 | 0 | 0 | 780961.2775 | 0 | 780961.2775 | 0 | 57769.4875 | 0 | 1861.7936 | 3007.3187 | 327.7114 | 13913.831 | 1854.2756 | 1982.5368 | 260.7414 | 619.2453 | 1201.5926 | 38.121 | 0 | 0 | 0 | 25067.1673 | 0 | 25067.1673 | 0 | 1854.2756 | 6.0317 | 0.65728 | 27.9065 | 3.9763 | 0.52296 | 0.076458 | 3.7341 | 0 | 0 | 2.41 | 0 | 50.2763 | 50.2763 | 50.2763 | 1
US_5A_LO_2016_NG | 5A | LO | NG |  |  | OfficeLarge | STD2016 | Buffalo | Zone5A | Zone5A(Buffalo) |  |  | US | 0.1063 | 0.0098 |  |  |  | Natural Gas | 1396788.6116 | 0 | 0 | 0 | 0 | 0 | 0 | 0 | 0 | 0 | 0 | 586585.0592 | 0 | 0 | 1983373.6708 | 0 | 1983373.6708 | 0 | 0 | 13688.5284 | 0 | 0 | 0 | 0 | 0 | 0 | 0 | 0 | 0 | 0 | 5748.5336 | 0 | 0 | 19437.062 | 0 | 19437.062 | 0 | 0 | 1396.7886 | 0 | 0 | 0 | 0 | 0 | 0 | 0 | 0 | 0 | 0 | 586.5851 | 0 | 0 | 1983.3737 | 0 | 1983.3737 | 0 | 0 | 0 | 0 | 0 | 0 | 0 | 0 | 0 | 2.8015 | 1.1765 | 0 | 0 | 3.978 | 3.978 | 3.978 | 2
US_5A_LO_2019_EL | 5A | LO | EL |  |  | OfficeLarge | STD2019 | Buffalo | Zone5A | Zone5A(Buffalo) |  |  | US | 0.1063 | 0.0098 |  |  |  | Electricity | 0 | 587030.5616 | 717395.3532 | 96046.7145 | 4077910.5986 | 543387.6147 | 559800.6081 | 75221.3572 | 171943.2634 | 237322.9375 | 10144.547 | 0 | 0 | 0 | 7076203.5557 | 0 | 7076203.5557 | 0 | 543387.6147 | 0 | 62401.3487 | 76259.126 | 10209.7658 | 433481.8966 | 57762.1034 | 59506.8046 | 7996.0303 | 18277.5689 | 25227.4283 | 1078.3653 | 0 | 0 | 0 | 752200.438 | 0 | 752200.438 | 0 | 57762.1034 | 0 | 2002.9483 | 2447.7529 | 327.7114 | 13913.831 | 1854.0385 | 1910.0397 | 256.6553 | 586.6704 | 809.7459 | 34.6132 | 0 | 0 | 0 | 24144.0065 | 0 | 24144.0065 | 0 | 1854.0385 | 4.9094 | 0.65728 | 27.9065 | 3.8309 | 0.51476 | 0.069422 | 4.0172 | 0 | 0 | 1.6241 | 0 | 48.4248 | 48.4248 | 48.4248 | 1
US_5A_LO_2019_NG | 5A | LO | NG |  |  | OfficeLarge | STD2019 | Buffalo | Zone5A | Zone5A(Buffalo) |  |  | US | 0.1063 | 0.0098 |  |  |  | Natural Gas | 1164412.2883 | 0 | 0 | 0 | 0 | 0 | 0 | 0 | 0 | 0 | 0 | 586566.1029 | 0 | 0 | 1750978.3911 | 0 | 1750978.3911 | 0 | 0 | 11411.2404 | 0 | 0 | 0 | 0 | 0 | 0 | 0 | 0 | 0 | 0 | 5748.3478 | 0 | 0 | 17159.5882 | 0 | 17159.5882 | 0 | 0 | 1164.4123 | 0 | 0 | 0 | 0 | 0 | 0 | 0 | 0 | 0 | 0 | 586.5661 | 0 | 0 | 1750.9784 | 0 | 1750.9784 | 0 | 0 | 0 | 0 | 0 | 0 | 0 | 0 | 0 | 2.3354 | 1.1765 | 0 | 0 | 3.5119 | 3.5119 | 3.5119 | 2
US_5A_MA_2016_EL | 5A | MA | EL |  |  | ApartmentMidRise | STD2016 | Buffalo | Zone5A | Zone5A(Buffalo) |  |  | US | 0.1063 | 0.0098 |  |  |  | Electricity | 0 | 18321.8687 | 28374.723 | 7204.8234 | 142004.2074 | 0 | 19769.5019 | 0 | 0 | 0 | 0 | 117597.2777 | 0 | 0 | 333272.4022 | 0 | 333272.4022 | 0 | 0 | 0 | 1947.6146 | 3016.2331 | 765.8727 | 15095.0473 | 0 | 2101.4981 | 0 | 0 | 0 | 0 | 12500.5906 | 0 | 0 | 35426.8563 | 0 | 35426.8563 | 0 | 0 | 0 | 62.5142 | 96.8146 | 24.5829 | 484.5184 | 0 | 67.4535 | 0 | 0 | 0 | 0 | 401.2419 | 0 | 0 | 1137.1254 | 0 | 1137.1254 | 0 | 0 | 2.8693 | 0.72858 | 14.3599 | 1.9992 | 0 | 0 | 1.8528 | 0 | 11.8918 | 0 | 0 | 33.7016 | 33.7016 | 33.7016 | 1
US_5A_MA_2016_NG | 5A | MA | NG |  |  | ApartmentMidRise | STD2016 | Buffalo | Zone5A | Zone5A(Buffalo) |  |  | US | 0.1063 | 0.0098 |  |  |  | Natural Gas | 201259.4873 | 0 | 0 | 0 | 0 | 0 | 0 | 0 | 0 | 0 | 0 | 0 | 0 | 0 | 201259.4873 | 0 | 201259.4873 | 0 | 0 | 1972.343 | 0 | 0 | 0 | 0 | 0 | 0 | 0 | 0 | 0 | 0 | 0 | 0 | 0 | 1972.343 | 0 | 1972.343 | 0 | 0 | 201.2595 | 0 | 0 | 0 | 0 | 0 | 0 | 0 | 0 | 0 | 0 | 0 | 0 | 0 | 201.2595 | 0 | 201.2595 | 0 | 0 | 0 | 0 | 0 | 0 | 0 | 0 | 0 | 5.9648 | 0 | 0 | 0 | 5.9648 | 5.9648 | 5.9648 | 2
US_5A_MA_2019_EL | 5A | MA | EL |  |  | ApartmentMidRise | STD2019 | Buffalo | Zone5A | Zone5A(Buffalo) |  |  | US | 0.1063 | 0.0098 |  |  |  | Electricity | 0 | 17224.3349 | 23181.5818 | 7204.8234 | 142004.2074 | 0 | 19247.1314 | 0 | 0 | 0 | 0 | 117633.3991 | 0 | 0 | 326495.478 | 0 | 326495.478 | 0 | 0 | 0 | 1830.9468 | 2464.2021 | 765.8727 | 15095.0473 | 0 | 2045.9701 | 0 | 0 | 0 | 0 | 12504.4303 | 0 | 0 | 34706.4693 | 0 | 34706.4693 | 0 | 0 | 0 | 58.7694 | 79.0956 | 24.5829 | 484.5184 | 0 | 65.6712 | 0 | 0 | 0 | 0 | 401.3652 | 0 | 0 | 1114.0026 | 0 | 1114.0026 | 0 | 0 | 2.3442 | 0.72858 | 14.3599 | 1.9463 | 0 | 0 | 1.7418 | 0 | 11.8955 | 0 | 0 | 33.0163 | 33.0163 | 33.0163 | 1
US_5A_MA_2019_NG | 5A | MA | NG |  |  | ApartmentMidRise | STD2019 | Buffalo | Zone5A | Zone5A(Buffalo) |  |  | US | 0.1063 | 0.0098 |  |  |  | Natural Gas | 221504.8609 | 0 | 0 | 0 | 0 | 0 | 0 | 0 | 0 | 0 | 0 | 0 | 0 | 0 | 221504.8609 | 0 | 221504.8609 | 0 | 0 | 2170.7476 | 0 | 0 | 0 | 0 | 0 | 0 | 0 | 0 | 0 | 0 | 0 | 0 | 0 | 2170.7476 | 0 | 2170.7476 | 0 | 0 | 221.5049 | 0 | 0 | 0 | 0 | 0 | 0 | 0 | 0 | 0 | 0 | 0 | 0 | 0 | 221.5049 | 0 | 221.5049 | 0 | 0 | 0 | 0 | 0 | 0 | 0 | 0 | 0 | 6.5649 | 0 | 0 | 0 | 6.5649 | 6.5649 | 6.5649 | 2
US_5A_PS_2016_EL | 5A | PS | EL |  |  | SchoolPrimary | STD2016 | Buffalo | Zone5A | Zone5A(Buffalo) |  |  | US | 0.1063 | 0.0098 |  |  |  | Electricity | 0 | 67271.8779 | 97622.1618 | 7127.0235 | 317887.4784 | 4818.0346 | 91701.0362 | 1083.641 | 0 | 0 | 18394.1114 | 7179.8163 | 17618.8913 | 0 | 630704.0727 | 0 | 630704.0727 | 0 | 4818.0346 | 0 | 7151.0006 | 10377.2358 | 757.6026 | 33791.439 | 512.1571 | 9747.8202 | 115.191 | 0 | 0 | 1955.294 | 763.2145 | 1872.8881 | 0 | 67043.8429 | 0 | 67043.8429 | 0 | 512.1571 | 0 | 229.5316 | 333.0868 | 24.3174 | 1084.6321 | 16.4391 | 312.8839 | 3.6974 | 0 | 0 | 62.7607 | 24.4975 | 60.1157 | 0 | 2151.9623 | 0 | 2151.9623 | 0 | 16.4391 | 4.5037 | 0.3288 | 14.6653 | 4.2305 | 0.049992 | 0.84859 | 3.1035 | 0 | 0.33123 | 0 | 0.81282 | 29.0967 | 29.0967 | 29.0967 | 1
US_5A_PS_2016_NG | 5A | PS | NG |  |  | SchoolPrimary | STD2016 | Buffalo | Zone5A | Zone5A(Buffalo) |  |  | US | 0.1063 | 0.0098 |  |  |  | Natural Gas | 620185.1761 | 0 | 0 | 0 | 342190.4148 | 0 | 0 | 0 | 0 | 0 | 0 | 122562.2318 | 0 | 0 | 1084937.8228 | 0 | 1084937.8228 | 0 | 0 | 6077.8147 | 0 | 0 | 0 | 3353.4661 | 0 | 0 | 0 | 0 | 0 | 0 | 1201.1099 | 0 | 0 | 10632.3907 | 0 | 10632.3907 | 0 | 0 | 620.1852 | 0 | 0 | 0 | 342.1904 | 0 | 0 | 0 | 0 | 0 | 0 | 122.5622 | 0 | 0 | 1084.9378 | 0 | 1084.9378 | 0 | 0 | 0 | 0 | 4.6268 | 0 | 0 | 0 | 0 | 8.3855 | 1.6572 | 0 | 0 | 14.6694 | 14.6694 | 14.6694 | 2
US_5A_PS_2019_EL | 5A | PS | EL |  |  | SchoolPrimary | STD2019 | Buffalo | Zone5A | Zone5A(Buffalo) |  |  | US | 0.1063 | 0.0098 |  |  |  | Electricity | 0 | 63470.7987 | 79333.6359 | 7127.0235 | 312483.1662 | 4743.0133 | 78780.7011 | 1094.7553 | 0 | 0 | 19044.296 | 7179.8163 | 12486.8787 | 0 | 585744.0852 | 0 | 585744.0852 | 0 | 4743.0133 | 0 | 6746.9459 | 8433.1655 | 757.6026 | 33216.9606 | 504.1823 | 8374.3885 | 116.3725 | 0 | 0 | 2024.4087 | 763.2145 | 1327.3552 | 0 | 62264.5963 | 0 | 62264.5963 | 0 | 504.1823 | 0 | 216.5624 | 270.6864 | 24.3174 | 1066.1926 | 16.1832 | 268.7998 | 3.7353 | 0 | 0 | 64.9791 | 24.4975 | 42.6052 | 0 | 1998.5588 | 0 | 1998.5588 | 0 | 16.1832 | 3.66 | 0.3288 | 14.416 | 3.6344 | 0.050505 | 0.87858 | 2.9281 | 0 | 0.33123 | 0 | 0.57607 | 27.0225 | 27.0225 | 27.0225 | 1
US_5A_PS_2019_NG | 5A | PS | NG |  |  | SchoolPrimary | STD2019 | Buffalo | Zone5A | Zone5A(Buffalo) |  |  | US | 0.1063 | 0.0098 |  |  |  | Natural Gas | 553212.4184 | 0 | 0 | 0 | 342190.4148 | 0 | 0 | 0 | 0 | 0 | 0 | 122230.4958 | 0 | 0 | 1017633.3291 | 0 | 1017633.3291 | 0 | 0 | 5421.4817 | 0 | 0 | 0 | 3353.4661 | 0 | 0 | 0 | 0 | 0 | 0 | 1197.8589 | 0 | 0 | 9972.8066 | 0 | 9972.8066 | 0 | 0 | 553.2124 | 0 | 0 | 0 | 342.1904 | 0 | 0 | 0 | 0 | 0 | 0 | 122.2305 | 0 | 0 | 1017.6333 | 0 | 1017.6333 | 0 | 0 | 0 | 0 | 4.6268 | 0 | 0 | 0 | 0 | 7.48 | 1.6527 | 0 | 0 | 13.7594 | 13.7594 | 13.7594 | 2
US_5A_RS_2016_EL | 5A | RS | EL |  |  | RetailStandalone | STD2016 | Buffalo | Zone5A | Zone5A(Buffalo) |  |  | US | 0.1063 | 0.0098 |  |  |  | Electricity | 0 | 23151.0176 | 83876.5924 | 10708.596 | 53987.5506 | 0 | 43445.6686 | 0 | 0 | 0 | 0 | 0 | 0 | 0 | 215169.4253 | 0 | 215169.4253 | 0 | 0 | 0 | 2460.9532 | 8916.0818 | 1138.3238 | 5738.8766 | 0 | 4618.2746 | 0 | 0 | 0 | 0 | 0 | 0 | 0 | 22872.5099 | 0 | 22872.5099 | 0 | 0 | 0 | 78.9913 | 286.1869 | 36.5377 | 184.2055 | 0 | 148.2366 | 0 | 0 | 0 | 0 | 0 | 0 | 0 | 734.1581 | 0 | 734.1581 | 0 | 0 | 11.5903 | 1.4797 | 7.4601 | 6.0034 | 0 | 0 | 3.1991 | 0 | 0 | 0 | 0 | 29.7326 | 29.7326 | 29.7326 | 1
US_5A_RS_2016_NG | 5A | RS | NG |  |  | RetailStandalone | STD2016 | Buffalo | Zone5A | Zone5A(Buffalo) |  |  | US | 0.1063 | 0.0098 |  |  |  | Natural Gas | 555581.9612 | 0 | 0 | 0 | 0 | 0 | 0 | 0 | 0 | 0 | 0 | 91663.3937 | 0 | 0 | 647245.3549 | 0 | 647245.3549 | 0 | 0 | 5444.7032 | 0 | 0 | 0 | 0 | 0 | 0 | 0 | 0 | 0 | 0 | 898.3013 | 0 | 0 | 6343.0045 | 0 | 6343.0045 | 0 | 0 | 555.582 | 0 | 0 | 0 | 0 | 0 | 0 | 0 | 0 | 0 | 0 | 91.6634 | 0 | 0 | 647.2454 | 0 | 647.2454 | 0 | 0 | 0 | 0 | 0 | 0 | 0 | 0 | 0 | 22.5005 | 3.7123 | 0 | 0 | 26.2128 | 26.2128 | 26.2128 | 2
US_5A_RS_2019_EL | 5A | RS | EL |  |  | RetailStandalone | STD2019 | Buffalo | Zone5A | Zone5A(Buffalo) |  |  | US | 0.1063 | 0.0098 |  |  |  | Electricity | 0 | 21550.5632 | 66396.6294 | 10708.596 | 53987.5506 | 0 | 41450.6578 | 0 | 0 | 0 | 0 | 0 | 0 | 0 | 194093.997 | 0 | 194093.997 | 0 | 0 | 0 | 2290.8249 | 7057.9617 | 1138.3238 | 5738.8766 | 0 | 4406.2049 | 0 | 0 | 0 | 0 | 0 | 0 | 0 | 20632.1919 | 0 | 20632.1919 | 0 | 0 | 0 | 73.5305 | 226.5453 | 36.5377 | 184.2055 | 0 | 141.4296 | 0 | 0 | 0 | 0 | 0 | 0 | 0 | 662.2487 | 0 | 662.2487 | 0 | 0 | 9.1748 | 1.4797 | 7.4601 | 5.7278 | 0 | 0 | 2.9779 | 0 | 0 | 0 | 0 | 26.8204 | 26.8204 | 26.8204 | 1
US_5A_RS_2019_NG | 5A | RS | NG |  |  | RetailStandalone | STD2019 | Buffalo | Zone5A | Zone5A(Buffalo) |  |  | US | 0.1063 | 0.0098 |  |  |  | Natural Gas | 587532.8763 | 0 | 0 | 0 | 0 | 0 | 0 | 0 | 0 | 0 | 0 | 91672.8718 | 0 | 0 | 679205.7482 | 0 | 679205.7482 | 0 | 0 | 5757.8222 | 0 | 0 | 0 | 0 | 0 | 0 | 0 | 0 | 0 | 0 | 898.3941 | 0 | 0 | 6656.2163 | 0 | 6656.2163 | 0 | 0 | 587.5329 | 0 | 0 | 0 | 0 | 0 | 0 | 0 | 0 | 0 | 0 | 91.6729 | 0 | 0 | 679.2057 | 0 | 679.2057 | 0 | 0 | 0 | 0 | 0 | 0 | 0 | 0 | 0 | 23.7945 | 3.7127 | 0 | 0 | 27.5071 | 27.5071 | 27.5071 | 2
US_5A_SH_2016_EL | 5A | SH | EL |  |  | HotelSmall | STD2016 | Buffalo | Zone5A | Zone5A(Buffalo) |  |  | US | 0.1063 | 0.0098 |  |  |  | Electricity | 42117.5138 | 55387.9482 | 79425.3286 | 12306.2718 | 154949.5496 | 0 | 45168.38 | 72.2427 | 0 | 0 | 0 | 0 | 0 | 0 | 389427.2348 | 0 | 389427.2348 | 0 | 0 | 4477.0917 | 5887.7389 | 8442.9124 | 1308.1567 | 16471.1371 | 0 | 4801.3988 | 7.6794 | 0 | 0 | 0 | 0 | 0 | 0 | 41396.1151 | 0 | 41396.1151 | 0 | 0 | 143.705 | 188.9837 | 270.9992 | 41.989 | 528.6879 | 0 | 154.1145 | 0.24649 | 0 | 0 | 0 | 0 | 0 | 0 | 1328.7257 | 0 | 1328.7257 | 0 | 0 | 6.2728 | 0.97192 | 12.2376 | 3.5673 | 0.0057056 | 0 | 4.3744 | 3.3263 | 0 | 0 | 0 | 30.7561 | 30.7561 | 30.7561 | 1
US_5A_SH_2016_NG | 5A | SH | NG |  |  | HotelSmall | STD2016 | Buffalo | Zone5A | Zone5A(Buffalo) |  |  | US | 0.1063 | 0.0098 |  |  |  | Natural Gas | 93388.4208 | 0 | 0 | 0 | 399495.4379 | 0 | 0 | 0 | 0 | 0 | 0 | 614318.1882 | 0 | 0 | 1107202.0469 | 0 | 1107202.0469 | 0 | 0 | 915.2065 | 0 | 0 | 0 | 3915.0553 | 0 | 0 | 0 | 0 | 0 | 0 | 6020.3182 | 0 | 0 | 10850.5801 | 0 | 10850.5801 | 0 | 0 | 93.3884 | 0 | 0 | 0 | 399.4954 | 0 | 0 | 0 | 0 | 0 | 0 | 614.3182 | 0 | 0 | 1107.202 | 0 | 1107.202 | 0 | 0 | 0 | 0 | 9.2472 | 0 | 0 | 0 | 0 | 2.1617 | 14.2197 | 0 | 0 | 25.6285 | 25.6285 | 25.6285 | 2
US_5A_SH_2019_EL | 5A | SH | EL |  |  | HotelSmall | STD2019 | Buffalo | Zone5A | Zone5A(Buffalo) |  |  | US | 0.1063 | 0.0098 |  |  |  | Electricity | 47168.948 | 51320.1266 | 50978.3629 | 12306.2718 | 154949.5496 | 0 | 42731.577 | 72.2427 | 0 | 0 | 0 | 0 | 0 | 0 | 359527.0787 | 0 | 359527.0787 | 0 | 0 | 5014.0592 | 5455.3295 | 5419 | 1308.1567 | 16471.1371 | 0 | 4542.3666 | 7.6794 | 0 | 0 | 0 | 0 | 0 | 0 | 38217.7285 | 0 | 38217.7285 | 0 | 0 | 160.9405 | 175.1043 | 173.9382 | 41.989 | 528.6879 | 0 | 145.8001 | 0.24649 | 0 | 0 | 0 | 0 | 0 | 0 | 1226.7064 | 0 | 1226.7064 | 0 | 0 | 4.0262 | 0.97192 | 12.2376 | 3.3748 | 0.0057056 | 0 | 4.0532 | 3.7253 | 0 | 0 | 0 | 28.3947 | 28.3947 | 28.3947 | 1
US_5A_SH_2019_NG | 5A | SH | NG |  |  | HotelSmall | STD2019 | Buffalo | Zone5A | Zone5A(Buffalo) |  |  | US | 0.1063 | 0.0098 |  |  |  | Natural Gas | 90819.8364 | 0 | 0 | 0 | 399495.4379 | 0 | 0 | 0 | 0 | 0 | 0 | 614365.579 | 0 | 0 | 1104680.8534 | 0 | 1104680.8534 | 0 | 0 | 890.0344 | 0 | 0 | 0 | 3915.0553 | 0 | 0 | 0 | 0 | 0 | 0 | 6020.7827 | 0 | 0 | 10825.8724 | 0 | 10825.8724 | 0 | 0 | 90.8198 | 0 | 0 | 0 | 399.4954 | 0 | 0 | 0 | 0 | 0 | 0 | 614.3656 | 0 | 0 | 1104.6809 | 0 | 1104.6809 | 0 | 0 | 0 | 0 | 9.2472 | 0 | 0 | 0 | 0 | 2.1022 | 14.2208 | 0 | 0 | 25.5701 | 25.5701 | 25.5701 | 2
US_5A_SO_2016_EL | 5A | SO | EL |  |  | OfficeSmall | STD2016 | Buffalo | Zone5A | Zone5A(Buffalo) |  |  | US | 0.1063 | 0.0098 |  |  |  | Electricity | 4706.892 | 2692.4311 | 8855.292 | 1592.1187 | 13417.6985 | 0 | 4698.5563 | 0 | 0 | 0 | 0 | 5004.1986 | 0 | 0 | 40967.1872 | 0 | 40967.1872 | 0 | 0 | 500.3426 | 286.2054 | 941.3175 | 169.2422 | 1426.3014 | 0 | 499.4565 | 0 | 0 | 0 | 0 | 531.9463 | 0 | 0 | 4354.812 | 0 | 4354.812 | 0 | 0 | 16.0599 | 9.1866 | 30.2143 | 5.4323 | 45.7812 | 0 | 16.0315 | 0 | 0 | 0 | 0 | 17.0743 | 0 | 0 | 139.78 | 0 | 139.78 | 0 | 0 | 5.4915 | 0.98733 | 8.3208 | 2.9138 | 0 | 0 | 1.6697 | 2.9189 | 3.1033 | 0 | 0 | 25.4053 | 25.4053 | 25.4053 | 1
US_5A_SO_2016_NG | 5A | SO | NG |  |  | OfficeSmall | STD2016 | Buffalo | Zone5A | Zone5A(Buffalo) |  |  | US | 0.1063 | 0.0098 |  |  |  | Natural Gas | 11686.5851 | 0 | 0 | 0 | 0 | 0 | 0 | 0 | 0 | 0 | 0 | 0 | 0 | 0 | 11686.5851 | 0 | 11686.5851 | 0 | 0 | 114.5285 | 0 | 0 | 0 | 0 | 0 | 0 | 0 | 0 | 0 | 0 | 0 | 0 | 0 | 114.5285 | 0 | 114.5285 | 0 | 0 | 11.6866 | 0 | 0 | 0 | 0 | 0 | 0 | 0 | 0 | 0 | 0 | 0 | 0 | 0 | 11.6866 | 0 | 11.6866 | 0 | 0 | 0 | 0 | 0 | 0 | 0 | 0 | 0 | 2.1241 | 0 | 0 | 0 | 2.1241 | 2.1241 | 2.1241 | 2
US_5A_SO_2019_EL | 5A | SO | EL |  |  | OfficeSmall | STD2019 | Buffalo | Zone5A | Zone5A(Buffalo) |  |  | US | 0.1063 | 0.0098 |  |  |  | Electricity | 4729.1205 | 2520.16 | 7129.8021 | 1592.1187 | 13417.6985 | 0 | 4303.9998 | 0 | 0 | 0 | 0 | 5004.1986 | 0 | 0 | 38697.0982 | 0 | 38697.0982 | 0 | 0 | 502.7055 | 267.893 | 757.898 | 169.2422 | 1426.3014 | 0 | 457.5152 | 0 | 0 | 0 | 0 | 531.9463 | 0 | 0 | 4113.5015 | 0 | 4113.5015 | 0 | 0 | 16.1358 | 8.5988 | 24.3269 | 5.4323 | 45.7812 | 0 | 14.6852 | 0 | 0 | 0 | 0 | 17.0743 | 0 | 0 | 132.0345 | 0 | 132.0345 | 0 | 0 | 4.4215 | 0.98733 | 8.3208 | 2.6691 | 0 | 0 | 1.5628 | 2.9327 | 3.1033 | 0 | 0 | 23.9975 | 23.9975 | 23.9975 | 1
US_5A_SO_2019_NG | 5A | SO | NG |  |  | OfficeSmall | STD2019 | Buffalo | Zone5A | Zone5A(Buffalo) |  |  | US | 0.1063 | 0.0098 |  |  |  | Natural Gas | 12350.0571 | 0 | 0 | 0 | 0 | 0 | 0 | 0 | 0 | 0 | 0 | 0 | 0 | 0 | 12350.0571 | 0 | 12350.0571 | 0 | 0 | 121.0306 | 0 | 0 | 0 | 0 | 0 | 0 | 0 | 0 | 0 | 0 | 0 | 0 | 0 | 121.0306 | 0 | 121.0306 | 0 | 0 | 12.3501 | 0 | 0 | 0 | 0 | 0 | 0 | 0 | 0 | 0 | 0 | 0 | 0 | 0 | 12.3501 | 0 | 12.3501 | 0 | 0 | 0 | 0 | 0 | 0 | 0 | 0 | 0 | 2.2446 | 0 | 0 | 0 | 2.2446 | 2.2446 | 2.2446 | 2
FL_1A_MA_2010_EL | 1A | MA | EL | 1158 | ASHRAE30pct-state-1A | ApartmentMidRise | STD2010 | FL-Miami-FL | Zone1A | Zone1A(FL-Miami-FL) | ASHRAE30pct-state-STD2010 | state | FL | 0.0976 | 1.01 | ASHRAE30pct-state-1A_ApartmentMidRise_STD2010_FL-Miami-FL.table.csv.gz | Mid-Rise Apartment | Miami Intl Ap FL USA TMY3 WMO#=722020 | Electricity | 0 | 111333.3342 | 37388.8892 | 11163.889 | 142061.1122 | 0 | 62313.8894 | 0 | 0 | 0 | 0 | 83544.4451 | 0 | 0 | 447802.7814 | 0 | 447805.5591 | -2.7778 | -2.7778 | 0 | 10866.1334 | 3649.1556 | 1089.5956 | 13865.1646 | 0 | 6081.8356 | 0 | 0 | 0 | 0 | 8153.9378 | 0 | 0 | 43705.5515 | 0 | 43705.8226 | -0.27111 | -0.27111 | 0 | 379.9772 | 127.6071 | 38.102 | 484.8502 | 0 | 212.6754 | 0 | 0 | 0 | 0 | 285.1346 | 0 | 0 | 1528.337 | 0 | 1528.3465 | -0.0094805 | -0.0094805 | 3.782 | 1.1292 | 14.3695 | 6.3032 | 0 | 0 | 11.2616 | 0 | 8.4507 | 0 | 0 | 45.2964 | 45.2961 | 45.2961 | 1
FL_1A_MA_2013_EL | 1A | MA | EL | 1278 | ASHRAE30pct-state-1A | ApartmentMidRise | STD2013 | FL-Miami-FL | Zone1A | Zone1A(FL-Miami-FL) | ASHRAE30pct-state-STD2013 | state | FL | 0.0976 | 1.01 | ASHRAE30pct-state-1A_ApartmentMidRise_STD2013_FL-Miami-FL.table.csv.gz | Mid-Rise Apartment | Miami Intl Ap FL USA TMY3 WMO#=722020 | Electricity | 0 | 89925.0007 | 30750.0002 | 11163.889 | 141969.4456 | 0 | 54658.3338 | 0 | 0 | 0 | 0 | 83436.1118 | 0 | 0 | 411900.0033 | 0 | 411902.7811 | -2.7778 | -2.7778 | 0 | 8776.6801 | 3001.2 | 1089.5956 | 13856.2179 | 0 | 5334.6534 | 0 | 0 | 0 | 0 | 8143.3645 | 0 | 0 | 40201.4403 | 0 | 40201.7114 | -0.27111 | -0.27111 | 0 | 306.9112 | 104.9488 | 38.102 | 484.5373 | 0 | 186.5472 | 0 | 0 | 0 | 0 | 284.7649 | 0 | 0 | 1405.8019 | 0 | 1405.8114 | -0.0094805 | -0.0094805 | 3.1104 | 1.1292 | 14.3602 | 5.5288 | 0 | 0 | 9.0961 | 0 | 8.4397 | 0 | 0 | 41.6648 | 41.6645 | 41.6645 | 2
FL_1A_MA_2010_NG | 1A | MA | NG | 1167 | ASHRAE30pct-state-1A | ApartmentMidRise | STD2010 | FL-Miami-FL | Zone1A | Zone1A(FL-Miami-FL) | ASHRAE30pct-state-STD2010 | state | FL | 0.0976 | 1.01 | ASHRAE30pct-state-1A_ApartmentMidRise_STD2010_FL-Miami-FL.table.csv.gz | Mid-Rise Apartment | Miami Intl Ap FL USA TMY3 WMO#=722020 | Natural Gas | 919.3826 | 0 | 0 | 0 | 0 | 0 | 0 | 0 | 0 | 0 | 0 | 0 | 0 | 0 | 919.3826 | 0 | 919.3826 | 0 | 0 | 9.2858 | 0 | 0 | 0 | 0 | 0 | 0 | 0 | 0 | 0 | 0 | 0 | 0 | 0 | 9.2858 | 0 | 9.2858 | 0 | 0 | 0.91938 | 0 | 0 | 0 | 0 | 0 | 0 | 0 | 0 | 0 | 0 | 0 | 0 | 0 | 0.91938 | 0 | 0.91938 | 0 | 0 | 0 | 0 | 0 | 0 | 0 | 0 | 0 | 0.027248 | 0 | 0 | 0 | 0.027248 | 0.027248 | 0.027248 | 1
FL_1A_MA_2013_NG | 1A | MA | NG | 1287 | ASHRAE30pct-state-1A | ApartmentMidRise | STD2013 | FL-Miami-FL | Zone1A | Zone1A(FL-Miami-FL) | ASHRAE30pct-state-STD2013 | state | FL | 0.0976 | 1.01 | ASHRAE30pct-state-1A_ApartmentMidRise_STD2013_FL-Miami-FL.table.csv.gz | Mid-Rise Apartment | Miami Intl Ap FL USA TMY3 WMO#=722020 | Natural Gas | 502.3431 | 0 | 0 | 0 | 0 | 0 | 0 | 0 | 0 | 0 | 0 | 0 | 0 | 0 | 502.3431 | 0 | 502.3431 | 0 | 0 | 5.0737 | 0 | 0 | 0 | 0 | 0 | 0 | 0 | 0 | 0 | 0 | 0 | 0 | 0 | 5.0737 | 0 | 5.0737 | 0 | 0 | 0.50234 | 0 | 0 | 0 | 0 | 0 | 0 | 0 | 0 | 0 | 0 | 0 | 0 | 0 | 0.50234 | 0 | 0.50234 | 0 | 0 | 0 | 0 | 0 | 0 | 0 | 0 | 0 | 0.014888 | 0 | 0 | 0 | 0.014888 | 0.014888 | 0.014888 | 2
HI_1A_MA_2010_EL | 1A | MA | EL | 1218 | ASHRAE30pct-state-1A | ApartmentMidRise | STD2010 | HI-Honolulu-HI | Zone1A | Zone1A(HI-Honolulu-HI) | ASHRAE30pct-state-STD2010 | state | HI | 0.3483 | 4.6 | ASHRAE30pct-state-1A_ApartmentMidRise_STD2010_HI-Honolulu-HI.table.csv.gz | Mid-Rise Apartment | Honolulu Intl Arpt HI USA TMY3 WMO#=911820 | Electricity | 0 | 109763.8898 | 37388.8892 | 11163.889 | 142061.1122 | 0 | 59994.4449 | 0 | 0 | 0 | 0 | 83511.1118 | 0 | 0 | 443880.5591 | 0 | 443883.3369 | -2.7778 | -2.7778 | 0 | 38230.7628 | 13022.5501 | 3888.3825 | 49479.8854 | 0 | 20896.0652 | 0 | 0 | 0 | 0 | 29086.9202 | 0 | 0 | 154603.5987 | 0 | 154604.5662 | -0.9675 | -0.9675 | 0 | 374.6208 | 127.6071 | 38.102 | 484.8502 | 0 | 204.7592 | 0 | 0 | 0 | 0 | 285.0208 | 0 | 0 | 1514.9506 | 0 | 1514.9601 | -0.0094805 | -0.0094805 | 3.782 | 1.1292 | 14.3695 | 6.0686 | 0 | 0 | 11.1028 | 0 | 8.4473 | 0 | 0 | 44.8997 | 44.8994 | 44.8994 | 1
HI_1A_MA_2013_EL | 1A | MA | EL | 1338 | ASHRAE30pct-state-1A | ApartmentMidRise | STD2013 | HI-Honolulu-HI | Zone1A | Zone1A(HI-Honolulu-HI) | ASHRAE30pct-state-STD2013 | state | HI | 0.3483 | 4.6 | ASHRAE30pct-state-1A_ApartmentMidRise_STD2013_HI-Honolulu-HI.table.csv.gz | Mid-Rise Apartment | Honolulu Intl Arpt HI USA TMY3 WMO#=911820 | Electricity | 0 | 87480.5563 | 30750.0002 | 11163.889 | 141969.4456 | 0 | 52747.2226 | 0 | 0 | 0 | 0 | 83391.6673 | 0 | 0 | 407500.0033 | 0 | 407502.781 | -2.7778 | -2.7778 | 0 | 30469.4777 | 10710.2251 | 3888.3825 | 49447.9579 | 0 | 18371.8576 | 0 | 0 | 0 | 0 | 29045.3177 | 0 | 0 | 141932.2511 | 0 | 141933.2186 | -0.9675 | -0.9675 | 0 | 298.5684 | 104.9488 | 38.102 | 484.5373 | 0 | 180.0246 | 0 | 0 | 0 | 0 | 284.6132 | 0 | 0 | 1390.7849 | 0 | 1390.7944 | -0.0094805 | -0.0094805 | 3.1104 | 1.1292 | 14.3602 | 5.3355 | 0 | 0 | 8.8488 | 0 | 8.4352 | 0 | 0 | 41.2197 | 41.2194 | 41.2194 | 2
HI_1A_MA_2010_NG | 1A | MA | NG | 1227 | ASHRAE30pct-state-1A | ApartmentMidRise | STD2010 | HI-Honolulu-HI | Zone1A | Zone1A(HI-Honolulu-HI) | ASHRAE30pct-state-STD2010 | state | HI | 0.3483 | 4.6 | ASHRAE30pct-state-1A_ApartmentMidRise_STD2010_HI-Honolulu-HI.table.csv.gz | Mid-Rise Apartment | Honolulu Intl Arpt HI USA TMY3 WMO#=911820 | Natural Gas | 0 | 0 | 0 | 0 | 0 | 0 | 0 | 0 | 0 | 0 | 0 | 0 | 0 | 0 | 0 | 0 | 0 | 0 | 0 | 0 | 0 | 0 | 0 | 0 | 0 | 0 | 0 | 0 | 0 | 0 | 0 | 0 | 0 | 0 | 0 | 0 | 0 | 0 | 0 | 0 | 0 | 0 | 0 | 0 | 0 | 0 | 0 | 0 | 0 | 0 | 0 | 0 | 0 | 0 | 0 | 0 | 0 | 0 | 0 | 0 | 0 | 0 | 0 | 0 | 0 | 0 | 0 | 0 | 0 | 0 | 0 | 1
HI_1A_MA_2013_NG | 1A | MA | NG | 1347 | ASHRAE30pct-state-1A | ApartmentMidRise | STD2013 | HI-Honolulu-HI | Zone1A | Zone1A(HI-Honolulu-HI) | ASHRAE30pct-state-STD2013 | state | HI | 0.3483 | 4.6 | ASHRAE30pct-state-1A_ApartmentMidRise_STD2013_HI-Honolulu-HI.table.csv.gz | Mid-Rise Apartment | Honolulu Intl Arpt HI USA TMY3 WMO#=911820 | Natural Gas | 0 | 0 | 0 | 0 | 0 | 0 | 0 | 0 | 0 | 0 | 0 | 0 | 0 | 0 | 0 | 0 | 0 | 0 | 0 | 0 | 0 | 0 | 0 | 0 | 0 | 0 | 0 | 0 | 0 | 0 | 0 | 0 | 0 | 0 | 0 | 0 | 0 | 0 | 0 | 0 | 0 | 0 | 0 | 0 | 0 | 0 | 0 | 0 | 0 | 0 | 0 | 0 | 0 | 0 | 0 | 0 | 0 | 0 | 0 | 0 | 0 | 0 | 0 | 0 | 0 | 0 | 0 | 0 | 0 | 0 | 0 | 2
AL_2A_MA_2010_EL | 2A | MA | EL | 1758 | ASHRAE30pct-state-2A | ApartmentMidRise | STD2010 | AL-Mobile-AL | Zone2A | Zone2A(AL-Mobile-AL) | ASHRAE30pct-state-STD2010 | state | AL | 0.1058 | 1.24 | ASHRAE30pct-state-2A_ApartmentMidRise_STD2010_AL-Mobile-AL.table.csv.gz | Mid-Rise Apartment | Mobile Regional Ap AL USA TMY3 WMO#=722230 | Electricity | 0 | 66533.3339 | 37388.8892 | 11141.6668 | 142061.1122 | 0 | 56944.4449 | 0 | 0 | 0 | 0 | 93030.5563 | 0 | 0 | 407100.0033 | 0 | 407100.0033 | 0 | 0 | 0 | 7039.2267 | 3955.7445 | 1178.7883 | 15030.0657 | 0 | 6024.7223 | 0 | 0 | 0 | 0 | 9842.6329 | 0 | 0 | 43071.1803 | 0 | 43071.1803 | 0 | 0 | 0 | 227.0762 | 127.6071 | 38.0262 | 484.8502 | 0 | 194.3496 | 0 | 0 | 0 | 0 | 317.5104 | 0 | 0 | 1389.4197 | 0 | 1389.4197 | 0 | 0 | 3.782 | 1.127 | 14.3698 | 5.76 | 0 | 0 | 6.73 | 0 | 9.4102 | 0 | 0 | 41.179 | 41.179 | 41.179 | 1
AL_2A_MA_2013_EL | 2A | MA | EL | 2118 | ASHRAE30pct-state-2A | ApartmentMidRise | STD2013 | AL-Mobile-AL | Zone2A | Zone2A(AL-Mobile-AL) | ASHRAE30pct-state-STD2013 | state | AL | 0.1058 | 1.24 | ASHRAE30pct-state-2A_ApartmentMidRise_STD2013_AL-Mobile-AL.table.csv.gz | Mid-Rise Apartment | Mobile Regional Ap AL USA TMY3 WMO#=722230 | Electricity | 0 | 51908.3337 | 30750.0002 | 11141.6668 | 141969.4456 | 0 | 49250.0004 | 0 | 0 | 0 | 0 | 92950.0007 | 0 | 0 | 377969.4475 | 0 | 377969.4475 | 0 | 0 | 0 | 5491.9017 | 3253.35 | 1178.7883 | 15020.3673 | 0 | 5210.65 | 0 | 0 | 0 | 0 | 9834.1101 | 0 | 0 | 39989.1675 | 0 | 39989.1675 | 0 | 0 | 0 | 177.1615 | 104.9488 | 38.0262 | 484.5373 | 0 | 168.0887 | 0 | 0 | 0 | 0 | 317.2355 | 0 | 0 | 1289.998 | 0 | 1289.998 | 0 | 0 | 3.1104 | 1.127 | 14.3605 | 4.9817 | 0 | 0 | 5.2506 | 0 | 9.4021 | 0 | 0 | 38.2324 | 38.2324 | 38.2324 | 2
AL_2A_MA_2010_NG | 2A | MA | NG | 1767 | ASHRAE30pct-state-2A | ApartmentMidRise | STD2010 | AL-Mobile-AL | Zone2A | Zone2A(AL-Mobile-AL) | ASHRAE30pct-state-STD2010 | state | AL | 0.1058 | 1.24 | ASHRAE30pct-state-2A_ApartmentMidRise_STD2010_AL-Mobile-AL.table.csv.gz | Mid-Rise Apartment | Mobile Regional Ap AL USA TMY3 WMO#=722230 | Natural Gas | 63077.2293 | 0 | 0 | 0 | 0 | 0 | 0 | 0 | 0 | 0 | 0 | 0 | 0 | 0 | 63077.2293 | 0 | 63077.2293 | 0 | 0 | 782.1576 | 0 | 0 | 0 | 0 | 0 | 0 | 0 | 0 | 0 | 0 | 0 | 0 | 0 | 782.1576 | 0 | 782.1576 | 0 | 0 | 63.0772 | 0 | 0 | 0 | 0 | 0 | 0 | 0 | 0 | 0 | 0 | 0 | 0 | 0 | 63.0772 | 0 | 63.0772 | 0 | 0 | 0 | 0 | 0 | 0 | 0 | 0 | 0 | 1.8695 | 0 | 0 | 0 | 1.8695 | 1.8695 | 1.8695 | 1
AL_2A_MA_2013_NG | 2A | MA | NG | 2127 | ASHRAE30pct-state-2A | ApartmentMidRise | STD2013 | AL-Mobile-AL | Zone2A | Zone2A(AL-Mobile-AL) | ASHRAE30pct-state-STD2013 | state | AL | 0.1058 | 1.24 | ASHRAE30pct-state-2A_ApartmentMidRise_STD2013_AL-Mobile-AL.table.csv.gz | Mid-Rise Apartment | Mobile Regional Ap AL USA TMY3 WMO#=722230 | Natural Gas | 58537.1853 | 0 | 0 | 0 | 0 | 0 | 0 | 0 | 0 | 0 | 0 | 0 | 0 | 0 | 58537.1853 | 0 | 58537.1853 | 0 | 0 | 725.8611 | 0 | 0 | 0 | 0 | 0 | 0 | 0 | 0 | 0 | 0 | 0 | 0 | 0 | 725.8611 | 0 | 725.8611 | 0 | 0 | 58.5372 | 0 | 0 | 0 | 0 | 0 | 0 | 0 | 0 | 0 | 0 | 0 | 0 | 0 | 58.5372 | 0 | 58.5372 | 0 | 0 | 0 | 0 | 0 | 0 | 0 | 0 | 0 | 1.7349 | 0 | 0 | 0 | 1.7349 | 1.7349 | 1.7349 | 2
FL_2A_MA_2010_EL | 2A | MA | EL | 1818 | ASHRAE30pct-state-2A | ApartmentMidRise | STD2010 | FL-Tampa-FL | Zone2A | Zone2A(FL-Tampa-FL) | ASHRAE30pct-state-STD2010 | state | FL | 0.0976 | 1.01 | ASHRAE30pct-state-2A_ApartmentMidRise_STD2010_FL-Tampa-FL.table.csv.gz | Mid-Rise Apartment | Tampa International Ap FL USA TMY3 WMO#=722110 | Electricity | 0 | 88769.4452 | 37388.8892 | 11138.889 | 142061.1122 | 0 | 58283.3338 | 0 | 0 | 0 | 0 | 92902.7785 | 0 | 0 | 430541.6701 | 0 | 430544.4479 | -2.7778 | -2.7778 | 0 | 8663.8978 | 3649.1556 | 1087.1556 | 13865.1646 | 0 | 5688.4534 | 0 | 0 | 0 | 0 | 9067.3112 | 0 | 0 | 42020.867 | 0 | 42021.1381 | -0.27111 | -0.27111 | 0 | 302.9674 | 127.6071 | 38.0167 | 484.8502 | 0 | 198.9192 | 0 | 0 | 0 | 0 | 317.0743 | 0 | 0 | 1469.4254 | 0 | 1469.4349 | -0.0094805 | -0.0094805 | 3.782 | 1.1267 | 14.3695 | 5.8955 | 0 | 0 | 8.9792 | 0 | 9.3973 | 0 | 0 | 43.5504 | 43.5501 | 43.5501 | 1
FL_2A_MA_2013_EL | 2A | MA | EL | 2178 | ASHRAE30pct-state-2A | ApartmentMidRise | STD2013 | FL-Tampa-FL | Zone2A | Zone2A(FL-Tampa-FL) | ASHRAE30pct-state-STD2013 | state | FL | 0.0976 | 1.01 | ASHRAE30pct-state-2A_ApartmentMidRise_STD2013_FL-Tampa-FL.table.csv.gz | Mid-Rise Apartment | Tampa International Ap FL USA TMY3 WMO#=722110 | Electricity | 0 | 70708.3339 | 30750.0002 | 11138.889 | 141969.4456 | 0 | 50127.7782 | 0 | 0 | 0 | 0 | 92813.8896 | 0 | 0 | 397505.5587 | 0 | 397508.3365 | -2.7778 | -2.7778 | 0 | 6901.1334 | 3001.2 | 1087.1556 | 13856.2179 | 0 | 4892.4712 | 0 | 0 | 0 | 0 | 9058.6356 | 0 | 0 | 38796.5425 | 0 | 38796.8136 | -0.27111 | -0.27111 | 0 | 241.3254 | 104.9488 | 38.0167 | 484.5373 | 0 | 171.0846 | 0 | 0 | 0 | 0 | 316.7709 | 0 | 0 | 1356.6741 | 0 | 1356.6836 | -0.0094805 | -0.0094805 | 3.1104 | 1.1267 | 14.3602 | 5.0705 | 0 | 0 | 7.1523 | 0 | 9.3883 | 0 | 0 | 40.2088 | 40.2085 | 40.2085 | 2
FL_2A_MA_2010_NG | 2A | MA | NG | 1827 | ASHRAE30pct-state-2A | ApartmentMidRise | STD2010 | FL-Tampa-FL | Zone2A | Zone2A(FL-Tampa-FL) | ASHRAE30pct-state-STD2010 | state | FL | 0.0976 | 1.01 | ASHRAE30pct-state-2A_ApartmentMidRise_STD2010_FL-Tampa-FL.table.csv.gz | Mid-Rise Apartment | Tampa International Ap FL USA TMY3 WMO#=722110 | Natural Gas | 9961.5579 | 0 | 0 | 0 | 0 | 0 | 0 | 0 | 0 | 0 | 0 | 0 | 0 | 0 | 9961.5579 | 0 | 9961.5579 | 0 | 0 | 100.6117 | 0 | 0 | 0 | 0 | 0 | 0 | 0 | 0 | 0 | 0 | 0 | 0 | 0 | 100.6117 | 0 | 100.6117 | 0 | 0 | 9.9616 | 0 | 0 | 0 | 0 | 0 | 0 | 0 | 0 | 0 | 0 | 0 | 0 | 0 | 9.9616 | 0 | 9.9616 | 0 | 0 | 0 | 0 | 0 | 0 | 0 | 0 | 0 | 0.29524 | 0 | 0 | 0 | 0.29524 | 0.29524 | 0.29524 | 1
FL_2A_MA_2013_NG | 2A | MA | NG | 2187 | ASHRAE30pct-state-2A | ApartmentMidRise | STD2013 | FL-Tampa-FL | Zone2A | Zone2A(FL-Tampa-FL) | ASHRAE30pct-state-STD2013 | state | FL | 0.0976 | 1.01 | ASHRAE30pct-state-2A_ApartmentMidRise_STD2013_FL-Tampa-FL.table.csv.gz | Mid-Rise Apartment | Tampa International Ap FL USA TMY3 WMO#=722110 | Natural Gas | 8606.1794 | 0 | 0 | 0 | 0 | 0 | 0 | 0 | 0 | 0 | 0 | 0 | 0 | 0 | 8606.1794 | 0 | 8606.1794 | 0 | 0 | 86.9224 | 0 | 0 | 0 | 0 | 0 | 0 | 0 | 0 | 0 | 0 | 0 | 0 | 0 | 86.9224 | 0 | 86.9224 | 0 | 0 | 8.6062 | 0 | 0 | 0 | 0 | 0 | 0 | 0 | 0 | 0 | 0 | 0 | 0 | 0 | 8.6062 | 0 | 8.6062 | 0 | 0 | 0 | 0 | 0 | 0 | 0 | 0 | 0 | 0.25507 | 0 | 0 | 0 | 0.25507 | 0.25507 | 0.25507 | 2
GA_2A_MA_2010_EL | 2A | MA | EL | 1878 | ASHRAE30pct-state-2A | ApartmentMidRise | STD2010 | GA-Savannah-GA | Zone2A | Zone2A(GA-Savannah-GA) | ASHRAE30pct-state-STD2010 | state | GA | 0.0947 | 0.94 | ASHRAE30pct-state-2A_ApartmentMidRise_STD2010_GA-Savannah-GA.table.csv.gz | Mid-Rise Apartment | Savannah Intl Ap GA USA TMY3 WMO#=722070 | Electricity | 0 | 67952.7783 | 37388.8892 | 11141.6668 | 142061.1122 | 0 | 59822.2227 | 0 | 0 | 0 | 0 | 93030.5563 | 0 | 0 | 411397.2255 | 0 | 411397.2255 | 0 | 0 | 0 | 6435.1281 | 3540.7278 | 1055.1158 | 13453.1873 | 0 | 5665.1645 | 0 | 0 | 0 | 0 | 8809.9937 | 0 | 0 | 38959.3173 | 0 | 38959.3173 | 0 | 0 | 0 | 231.9207 | 127.6071 | 38.0262 | 484.8502 | 0 | 204.1714 | 0 | 0 | 0 | 0 | 317.5104 | 0 | 0 | 1404.086 | 0 | 1404.086 | 0 | 0 | 3.782 | 1.127 | 14.3698 | 6.0511 | 0 | 0 | 6.8736 | 0 | 9.4102 | 0 | 0 | 41.6136 | 41.6136 | 41.6136 | 1
GA_2A_MA_2013_EL | 2A | MA | EL | 2238 | ASHRAE30pct-state-2A | ApartmentMidRise | STD2013 | GA-Savannah-GA | Zone2A | Zone2A(GA-Savannah-GA) | ASHRAE30pct-state-STD2013 | state | GA | 0.0947 | 0.94 | ASHRAE30pct-state-2A_ApartmentMidRise_STD2013_GA-Savannah-GA.table.csv.gz | Mid-Rise Apartment | Savannah Intl Ap GA USA TMY3 WMO#=722070 | Electricity | 0 | 53122.2226 | 30750.0002 | 11141.6668 | 141969.4456 | 0 | 51855.556 | 0 | 0 | 0 | 0 | 92947.223 | 0 | 0 | 381783.3364 | 0 | 381786.1142 | -2.7778 | -2.7778 | 0 | 5030.6745 | 2912.025 | 1055.1158 | 13444.5065 | 0 | 4910.7212 | 0 | 0 | 0 | 0 | 8802.102 | 0 | 0 | 36154.882 | 0 | 36155.145 | -0.26306 | -0.26306 | 0 | 181.3045 | 104.9488 | 38.0262 | 484.5373 | 0 | 176.9814 | 0 | 0 | 0 | 0 | 317.226 | 0 | 0 | 1303.0147 | 0 | 1303.0242 | -0.0094805 | -0.0094805 | 3.1104 | 1.127 | 14.3602 | 5.2453 | 0 | 0 | 5.3734 | 0 | 9.4018 | 0 | 0 | 38.6184 | 38.6181 | 38.6181 | 2
GA_2A_MA_2010_NG | 2A | MA | NG | 1887 | ASHRAE30pct-state-2A | ApartmentMidRise | STD2010 | GA-Savannah-GA | Zone2A | Zone2A(GA-Savannah-GA) | ASHRAE30pct-state-STD2010 | state | GA | 0.0947 | 0.94 | ASHRAE30pct-state-2A_ApartmentMidRise_STD2010_GA-Savannah-GA.table.csv.gz | Mid-Rise Apartment | Savannah Intl Ap GA USA TMY3 WMO#=722070 | Natural Gas | 61333.2458 | 0 | 0 | 0 | 0 | 0 | 0 | 0 | 0 | 0 | 0 | 0 | 0 | 0 | 61333.2458 | 0 | 61333.2458 | 0 | 0 | 576.5325 | 0 | 0 | 0 | 0 | 0 | 0 | 0 | 0 | 0 | 0 | 0 | 0 | 0 | 576.5325 | 0 | 576.5325 | 0 | 0 | 61.3332 | 0 | 0 | 0 | 0 | 0 | 0 | 0 | 0 | 0 | 0 | 0 | 0 | 0 | 61.3332 | 0 | 61.3332 | 0 | 0 | 0 | 0 | 0 | 0 | 0 | 0 | 0 | 1.8178 | 0 | 0 | 0 | 1.8178 | 1.8178 | 1.8178 | 1
GA_2A_MA_2013_NG | 2A | MA | NG | 2247 | ASHRAE30pct-state-2A | ApartmentMidRise | STD2013 | GA-Savannah-GA | Zone2A | Zone2A(GA-Savannah-GA) | ASHRAE30pct-state-STD2013 | state | GA | 0.0947 | 0.94 | ASHRAE30pct-state-2A_ApartmentMidRise_STD2013_GA-Savannah-GA.table.csv.gz | Mid-Rise Apartment | Savannah Intl Ap GA USA TMY3 WMO#=722070 | Natural Gas | 56821.6363 | 0 | 0 | 0 | 0 | 0 | 0 | 0 | 0 | 0 | 0 | 0 | 0 | 0 | 56821.6363 | 0 | 56821.6363 | 0 | 0 | 534.1234 | 0 | 0 | 0 | 0 | 0 | 0 | 0 | 0 | 0 | 0 | 0 | 0 | 0 | 534.1234 | 0 | 534.1234 | 0 | 0 | 56.8216 | 0 | 0 | 0 | 0 | 0 | 0 | 0 | 0 | 0 | 0 | 0 | 0 | 0 | 56.8216 | 0 | 56.8216 | 0 | 0 | 0 | 0 | 0 | 0 | 0 | 0 | 0 | 1.6841 | 0 | 0 | 0 | 1.6841 | 1.6841 | 1.6841 | 2
LA_2A_MA_2010_EL | 2A | MA | EL | 1938 | ASHRAE30pct-state-2A | ApartmentMidRise | STD2010 | LA-BatonRouge-LA | Zone2A | Zone2A(LA-BatonRouge-LA) | ASHRAE30pct-state-STD2010 | state | LA | 0.0779 | 0.8 | ASHRAE30pct-state-2A_ApartmentMidRise_STD2010_LA-BatonRouge-LA.table.csv.gz | Mid-Rise Apartment | Baton Rouge Ryan Arpt LA USA TMY3 WMO#=722317 | Electricity | 0 | 68955.5561 | 37388.8892 | 11150.0001 | 142061.1122 | 0 | 57661.1116 | 0 | 0 | 0 | 0 | 93030.5563 | 0 | 0 | 410247.2255 | 0 | 410247.2255 | 0 | 0 | 0 | 5371.6378 | 2912.5945 | 868.585 | 11066.5606 | 0 | 4491.8006 | 0 | 0 | 0 | 0 | 7247.0803 | 0 | 0 | 31958.2589 | 0 | 31958.2589 | 0 | 0 | 0 | 235.3432 | 127.6071 | 38.0546 | 484.8502 | 0 | 196.7956 | 0 | 0 | 0 | 0 | 317.5104 | 0 | 0 | 1400.1611 | 0 | 1400.1611 | 0 | 0 | 3.782 | 1.1278 | 14.3698 | 5.8325 | 0 | 0 | 6.975 | 0 | 9.4102 | 0 | 0 | 41.4973 | 41.4973 | 41.4973 | 1
LA_2A_MA_2013_EL | 2A | MA | EL | 2298 | ASHRAE30pct-state-2A | ApartmentMidRise | STD2013 | LA-BatonRouge-LA | Zone2A | Zone2A(LA-BatonRouge-LA) | ASHRAE30pct-state-STD2013 | state | LA | 0.0779 | 0.8 | ASHRAE30pct-state-2A_ApartmentMidRise_STD2013_LA-BatonRouge-LA.table.csv.gz | Mid-Rise Apartment | Baton Rouge Ryan Arpt LA USA TMY3 WMO#=722317 | Electricity | 0 | 54319.4449 | 30750.0002 | 11150.0001 | 141969.4456 | 0 | 50066.6671 | 0 | 0 | 0 | 0 | 92952.7785 | 0 | 0 | 381205.5586 | 0 | 381208.3364 | -2.7778 | -2.7778 | 0 | 4231.4848 | 2395.425 | 868.585 | 11059.4198 | 0 | 3900.1934 | 0 | 0 | 0 | 0 | 7241.0214 | 0 | 0 | 29695.913 | 0 | 29696.1294 | -0.21639 | -0.21639 | 0 | 185.3906 | 104.9488 | 38.0546 | 484.5373 | 0 | 170.876 | 0 | 0 | 0 | 0 | 317.245 | 0 | 0 | 1301.0428 | 0 | 1301.0522 | -0.0094805 | -0.0094805 | 3.1104 | 1.1278 | 14.3602 | 5.0643 | 0 | 0 | 5.4945 | 0 | 9.4024 | 0 | 0 | 38.56 | 38.5597 | 38.5597 | 2
LA_2A_MA_2010_NG | 2A | MA | NG | 1947 | ASHRAE30pct-state-2A | ApartmentMidRise | STD2010 | LA-BatonRouge-LA | Zone2A | Zone2A(LA-BatonRouge-LA) | ASHRAE30pct-state-STD2010 | state | LA | 0.0779 | 0.8 | ASHRAE30pct-state-2A_ApartmentMidRise_STD2010_LA-BatonRouge-LA.table.csv.gz | Mid-Rise Apartment | Baton Rouge Ryan Arpt LA USA TMY3 WMO#=722317 | Natural Gas | 64773.822 | 0 | 0 | 0 | 0 | 0 | 0 | 0 | 0 | 0 | 0 | 0 | 0 | 0 | 64773.822 | 0 | 64773.822 | 0 | 0 | 518.1906 | 0 | 0 | 0 | 0 | 0 | 0 | 0 | 0 | 0 | 0 | 0 | 0 | 0 | 518.1906 | 0 | 518.1906 | 0 | 0 | 64.7738 | 0 | 0 | 0 | 0 | 0 | 0 | 0 | 0 | 0 | 0 | 0 | 0 | 0 | 64.7738 | 0 | 64.7738 | 0 | 0 | 0 | 0 | 0 | 0 | 0 | 0 | 0 | 1.9197 | 0 | 0 | 0 | 1.9197 | 1.9197 | 1.9197 | 1
LA_2A_MA_2013_NG | 2A | MA | NG | 2305 | ASHRAE30pct-state-2A | ApartmentMidRise | STD2013 | LA-BatonRouge-LA | Zone2A | Zone2A(LA-BatonRouge-LA) | ASHRAE30pct-state-STD2013 | state | LA | 0.0779 | 0.8 | ASHRAE30pct-state-2A_ApartmentMidRise_STD2013_LA-BatonRouge-LA.table.csv.gz | Mid-Rise Apartment | Baton Rouge Ryan Arpt LA USA TMY3 WMO#=722317 | Natural Gas | 59447.0898 | 0 | 0 | 0 | 0 | 0 | 0 | 0 | 0 | 0 | 0 | 0 | 0 | 0 | 59447.0898 | 0 | 59447.0898 | 0 | 0 | 475.5767 | 0 | 0 | 0 | 0 | 0 | 0 | 0 | 0 | 0 | 0 | 0 | 0 | 0 | 475.5767 | 0 | 475.5767 | 0 | 0 | 59.4471 | 0 | 0 | 0 | 0 | 0 | 0 | 0 | 0 | 0 | 0 | 0 | 0 | 0 | 59.4471 | 0 | 59.4471 | 0 | 0 | 0 | 0 | 0 | 0 | 0 | 0 | 0 | 1.7619 | 0 | 0 | 0 | 1.7619 | 1.7619 | 1.7619 | 2
MS_2A_MA_2010_EL | 2A | MA | EL | 1998 | ASHRAE30pct-state-2A | ApartmentMidRise | STD2010 | MS-Mobile-AL | Zone2A | Zone2A(MS-Mobile-AL) | ASHRAE30pct-state-STD2010 | state | MS | 0.0928 | 0.72 | ASHRAE30pct-state-2A_ApartmentMidRise_STD2010_MS-Mobile-AL.table.csv.gz | Mid-Rise Apartment | Mobile Regional Ap AL USA TMY3 WMO#=722230 | Electricity | 0 | 66533.3339 | 37388.8892 | 11141.6668 | 142061.1122 | 0 | 56944.4449 | 0 | 0 | 0 | 0 | 93030.5563 | 0 | 0 | 407100.0033 | 0 | 407100.0033 | 0 | 0 | 0 | 6174.2934 | 3469.6889 | 1033.9467 | 13183.2712 | 0 | 5284.4445 | 0 | 0 | 0 | 0 | 8633.2356 | 0 | 0 | 37778.8803 | 0 | 37778.8803 | 0 | 0 | 0 | 227.0762 | 127.6071 | 38.0262 | 484.8502 | 0 | 194.3496 | 0 | 0 | 0 | 0 | 317.5104 | 0 | 0 | 1389.4197 | 0 | 1389.4197 | 0 | 0 | 3.782 | 1.127 | 14.3698 | 5.76 | 0 | 0 | 6.73 | 0 | 9.4102 | 0 | 0 | 41.179 | 41.179 | 41.179 | 1
MS_2A_MA_2013_EL | 2A | MA | EL | 2356 | ASHRAE30pct-state-2A | ApartmentMidRise | STD2013 | MS-Mobile-AL | Zone2A | Zone2A(MS-Mobile-AL) | ASHRAE30pct-state-STD2013 | state | MS | 0.0928 | 0.72 | ASHRAE30pct-state-2A_ApartmentMidRise_STD2013_MS-Mobile-AL.table.csv.gz | Mid-Rise Apartment | Mobile Regional Ap AL USA TMY3 WMO#=722230 | Electricity | 0 | 51908.3337 | 30750.0002 | 11141.6668 | 141969.4456 | 0 | 49250.0004 | 0 | 0 | 0 | 0 | 92950.0007 | 0 | 0 | 377969.4475 | 0 | 377969.4475 | 0 | 0 | 0 | 4817.0934 | 2853.6 | 1033.9467 | 13174.7645 | 0 | 4570.4 | 0 | 0 | 0 | 0 | 8625.7601 | 0 | 0 | 35075.5647 | 0 | 35075.5647 | 0 | 0 | 0 | 177.1615 | 104.9488 | 38.0262 | 484.5373 | 0 | 168.0887 | 0 | 0 | 0 | 0 | 317.2355 | 0 | 0 | 1289.998 | 0 | 1289.998 | 0 | 0 | 3.1104 | 1.127 | 14.3605 | 4.9817 | 0 | 0 | 5.2506 | 0 | 9.4021 | 0 | 0 | 38.2324 | 38.2324 | 38.2324 | 2
MS_2A_MA_2010_NG | 2A | MA | NG | 2007 | ASHRAE30pct-state-2A | ApartmentMidRise | STD2010 | MS-Mobile-AL | Zone2A | Zone2A(MS-Mobile-AL) | ASHRAE30pct-state-STD2010 | state | MS | 0.0928 | 0.72 | ASHRAE30pct-state-2A_ApartmentMidRise_STD2010_MS-Mobile-AL.table.csv.gz | Mid-Rise Apartment | Mobile Regional Ap AL USA TMY3 WMO#=722230 | Natural Gas | 63077.2293 | 0 | 0 | 0 | 0 | 0 | 0 | 0 | 0 | 0 | 0 | 0 | 0 | 0 | 63077.2293 | 0 | 63077.2293 | 0 | 0 | 454.1561 | 0 | 0 | 0 | 0 | 0 | 0 | 0 | 0 | 0 | 0 | 0 | 0 | 0 | 454.1561 | 0 | 454.1561 | 0 | 0 | 63.0772 | 0 | 0 | 0 | 0 | 0 | 0 | 0 | 0 | 0 | 0 | 0 | 0 | 0 | 63.0772 | 0 | 63.0772 | 0 | 0 | 0 | 0 | 0 | 0 | 0 | 0 | 0 | 1.8695 | 0 | 0 | 0 | 1.8695 | 1.8695 | 1.8695 | 1
MS_2A_MA_2013_NG | 2A | MA | NG | 2365 | ASHRAE30pct-state-2A | ApartmentMidRise | STD2013 | MS-Mobile-AL | Zone2A | Zone2A(MS-Mobile-AL) | ASHRAE30pct-state-STD2013 | state | MS | 0.0928 | 0.72 | ASHRAE30pct-state-2A_ApartmentMidRise_STD2013_MS-Mobile-AL.table.csv.gz | Mid-Rise Apartment | Mobile Regional Ap AL USA TMY3 WMO#=722230 | Natural Gas | 58537.1853 | 0 | 0 | 0 | 0 | 0 | 0 | 0 | 0 | 0 | 0 | 0 | 0 | 0 | 58537.1853 | 0 | 58537.1853 | 0 | 0 | 421.4677 | 0 | 0 | 0 | 0 | 0 | 0 | 0 | 0 | 0 | 0 | 0 | 0 | 0 | 421.4677 | 0 | 421.4677 | 0 | 0 | 58.5372 | 0 | 0 | 0 | 0 | 0 | 0 | 0 | 0 | 0 | 0 | 0 | 0 | 0 | 58.5372 | 0 | 58.5372 | 0 | 0 | 0 | 0 | 0 | 0 | 0 | 0 | 0 | 1.7349 | 0 | 0 | 0 | 1.7349 | 1.7349 | 1.7349 | 2
TX_2A_MA_2010_EL | 2A | MA | EL | 2058 | ASHRAE30pct-state-2A | ApartmentMidRise | STD2010 | TX-Houston-TX | Zone2A | Zone2A(TX-Houston-TX) | ASHRAE30pct-state-STD2010 | state | TX | 0.0817 | 0.67 | ASHRAE30pct-state-2A_ApartmentMidRise_STD2010_TX-Houston-TX.table.csv.gz | Mid-Rise Apartment | Houston Bush Intercontinental TX USA TMY3 WMO#=722430 | Electricity | 0 | 75902.7784 | 37388.8892 | 11144.4445 | 142061.1122 | 0 | 60308.3338 | 0 | 0 | 0 | 0 | 93002.7785 | 0 | 0 | 419808.3367 | 0 | 419808.3367 | 0 | 0 | 0 | 6201.257 | 3054.6722 | 910.5011 | 11606.3929 | 0 | 4927.1909 | 0 | 0 | 0 | 0 | 7598.327 | 0 | 0 | 34298.3411 | 0 | 34298.3411 | 0 | 0 | 0 | 259.0538 | 127.6071 | 38.0356 | 484.8502 | 0 | 205.8305 | 0 | 0 | 0 | 0 | 317.4156 | 0 | 0 | 1432.7928 | 0 | 1432.7928 | 0 | 0 | 3.782 | 1.1273 | 14.3698 | 6.1003 | 0 | 0 | 7.6777 | 0 | 9.4074 | 0 | 0 | 42.4644 | 42.4644 | 42.4644 | 1
TX_2A_MA_2013_EL | 2A | MA | EL | 2416 | ASHRAE30pct-state-2A | ApartmentMidRise | STD2013 | TX-Houston-TX | Zone2A | Zone2A(TX-Houston-TX) | ASHRAE30pct-state-STD2013 | state | TX | 0.0817 | 0.67 | ASHRAE30pct-state-2A_ApartmentMidRise_STD2013_TX-Houston-TX.table.csv.gz | Mid-Rise Apartment | Houston Bush Intercontinental TX USA TMY3 WMO#=722430 | Electricity | 0 | 60561.1116 | 30750.0002 | 11144.4445 | 141969.4456 | 0 | 52566.6671 | 0 | 0 | 0 | 0 | 92930.5563 | 0 | 0 | 389919.4476 | 0 | 389922.2253 | -2.7778 | -2.7778 | 0 | 4947.8428 | 2512.275 | 910.5011 | 11598.9037 | 0 | 4294.6967 | 0 | 0 | 0 | 0 | 7592.4264 | 0 | 0 | 31856.4189 | 0 | 31856.6458 | -0.22694 | -0.22694 | 0 | 206.6932 | 104.9488 | 38.0356 | 484.5373 | 0 | 179.4084 | 0 | 0 | 0 | 0 | 317.1691 | 0 | 0 | 1330.783 | 0 | 1330.7925 | -0.0094805 | -0.0094805 | 3.1104 | 1.1273 | 14.3602 | 5.3172 | 0 | 0 | 6.1259 | 0 | 9.4001 | 0 | 0 | 39.4414 | 39.4411 | 39.4411 | 2
TX_2A_MA_2010_NG | 2A | MA | NG | 2067 | ASHRAE30pct-state-2A | ApartmentMidRise | STD2010 | TX-Houston-TX | Zone2A | Zone2A(TX-Houston-TX) | ASHRAE30pct-state-STD2010 | state | TX | 0.0817 | 0.67 | ASHRAE30pct-state-2A_ApartmentMidRise_STD2010_TX-Houston-TX.table.csv.gz | Mid-Rise Apartment | Houston Bush Intercontinental TX USA TMY3 WMO#=722430 | Natural Gas | 40358.053 | 0 | 0 | 0 | 0 | 0 | 0 | 0 | 0 | 0 | 0 | 0 | 0 | 0 | 40358.053 | 0 | 40358.053 | 0 | 0 | 270.399 | 0 | 0 | 0 | 0 | 0 | 0 | 0 | 0 | 0 | 0 | 0 | 0 | 0 | 270.399 | 0 | 270.399 | 0 | 0 | 40.3581 | 0 | 0 | 0 | 0 | 0 | 0 | 0 | 0 | 0 | 0 | 0 | 0 | 0 | 40.3581 | 0 | 40.3581 | 0 | 0 | 0 | 0 | 0 | 0 | 0 | 0 | 0 | 1.1961 | 0 | 0 | 0 | 1.1961 | 1.1961 | 1.1961 | 1
TX_2A_MA_2013_NG | 2A | MA | NG | 2425 | ASHRAE30pct-state-2A | ApartmentMidRise | STD2013 | TX-Houston-TX | Zone2A | Zone2A(TX-Houston-TX) | ASHRAE30pct-state-STD2013 | state | TX | 0.0817 | 0.67 | ASHRAE30pct-state-2A_ApartmentMidRise_STD2013_TX-Houston-TX.table.csv.gz | Mid-Rise Apartment | Houston Bush Intercontinental TX USA TMY3 WMO#=722430 | Natural Gas | 36898.5205 | 0 | 0 | 0 | 0 | 0 | 0 | 0 | 0 | 0 | 0 | 0 | 0 | 0 | 36898.5205 | 0 | 36898.5205 | 0 | 0 | 247.2201 | 0 | 0 | 0 | 0 | 0 | 0 | 0 | 0 | 0 | 0 | 0 | 0 | 0 | 247.2201 | 0 | 247.2201 | 0 | 0 | 36.8985 | 0 | 0 | 0 | 0 | 0 | 0 | 0 | 0 | 0 | 0 | 0 | 0 | 0 | 36.8985 | 0 | 36.8985 | 0 | 0 | 0 | 0 | 0 | 0 | 0 | 0 | 0 | 1.0936 | 0 | 0 | 0 | 1.0936 | 1.0936 | 1.0936 | 2
AZ_2B_MA_2010_EL | 2B | MA | EL | 2656 | ASHRAE30pct-state-2B | ApartmentMidRise | STD2010 | AZ-Phoenix-AZ | Zone2B | Zone2B(AZ-Phoenix-AZ) | ASHRAE30pct-state-STD2010 | state | AZ | 0.0954 | 0.95 | ASHRAE30pct-state-2B_ApartmentMidRise_STD2010_AZ-Phoenix-AZ.table.csv.gz | Mid-Rise Apartment | Phoenix Sky Harbor Intl Ap AZ USA TMY3 WMO#=722780 | Electricity | 0 | 93086.1119 | 37388.8892 | 11136.1112 | 142061.1122 | 0 | 77244.4451 | 0 | 0 | 0 | 0 | 87511.1118 | 0 | 0 | 448425.0036 | 0 | 448427.7814 | -2.7778 | -2.7778 | 0 | 8880.4151 | 3566.9 | 1062.385 | 13552.6301 | 0 | 7369.1201 | 0 | 0 | 0 | 0 | 8348.5601 | 0 | 0 | 42779.7453 | 0 | 42780.0103 | -0.265 | -0.265 | 0 | 317.7 | 127.6071 | 38.0072 | 484.8502 | 0 | 263.6329 | 0 | 0 | 0 | 0 | 298.6727 | 0 | 0 | 1530.4606 | 0 | 1530.4701 | -0.0094805 | -0.0094805 | 3.782 | 1.1264 | 14.3695 | 7.8134 | 0 | 0 | 9.4158 | 0 | 8.8519 | 0 | 0 | 45.3594 | 45.3591 | 45.3591 | 1
AZ_2B_MA_2013_EL | 2B | MA | EL | 2836 | ASHRAE30pct-state-2B | ApartmentMidRise | STD2013 | AZ-Phoenix-AZ | Zone2B | Zone2B(AZ-Phoenix-AZ) | ASHRAE30pct-state-STD2013 | state | AZ | 0.0954 | 0.95 | ASHRAE30pct-state-2B_ApartmentMidRise_STD2013_AZ-Phoenix-AZ.table.csv.gz | Mid-Rise Apartment | Phoenix Sky Harbor Intl Ap AZ USA TMY3 WMO#=722780 | Electricity | 0 | 76686.1117 | 30750.0002 | 11136.1112 | 141969.4456 | 0 | 67158.3339 | 0 | 0 | 0 | 0 | 87450.0007 | 0 | 0 | 415150.0033 | 0 | 415150.0033 | 0 | 0 | 0 | 7315.8551 | 2933.55 | 1062.385 | 13543.8851 | 0 | 6406.9051 | 0 | 0 | 0 | 0 | 8342.7301 | 0 | 0 | 39605.3103 | 0 | 39605.3103 | 0 | 0 | 0 | 261.7273 | 104.9488 | 38.0072 | 484.5373 | 0 | 229.2093 | 0 | 0 | 0 | 0 | 298.4641 | 0 | 0 | 1416.8941 | 0 | 1416.8941 | 0 | 0 | 3.1104 | 1.1264 | 14.3605 | 6.7932 | 0 | 0 | 7.757 | 0 | 8.8457 | 0 | 0 | 41.9932 | 41.9932 | 41.9932 | 2
AZ_2B_MA_2010_NG | 2B | MA | NG | 2665 | ASHRAE30pct-state-2B | ApartmentMidRise | STD2010 | AZ-Phoenix-AZ | Zone2B | Zone2B(AZ-Phoenix-AZ) | ASHRAE30pct-state-STD2010 | state | AZ | 0.0954 | 0.95 | ASHRAE30pct-state-2B_ApartmentMidRise_STD2010_AZ-Phoenix-AZ.table.csv.gz | Mid-Rise Apartment | Phoenix Sky Harbor Intl Ap AZ USA TMY3 WMO#=722780 | Natural Gas | 9165.3916 | 0 | 0 | 0 | 0 | 0 | 0 | 0 | 0 | 0 | 0 | 0 | 0 | 0 | 9165.3916 | 0 | 9165.3916 | 0 | 0 | 87.0712 | 0 | 0 | 0 | 0 | 0 | 0 | 0 | 0 | 0 | 0 | 0 | 0 | 0 | 87.0712 | 0 | 87.0712 | 0 | 0 | 9.1654 | 0 | 0 | 0 | 0 | 0 | 0 | 0 | 0 | 0 | 0 | 0 | 0 | 0 | 9.1654 | 0 | 9.1654 | 0 | 0 | 0 | 0 | 0 | 0 | 0 | 0 | 0 | 0.27164 | 0 | 0 | 0 | 0.27164 | 0.27164 | 0.27164 | 1
AZ_2B_MA_2013_NG | 2B | MA | NG | 2845 | ASHRAE30pct-state-2B | ApartmentMidRise | STD2013 | AZ-Phoenix-AZ | Zone2B | Zone2B(AZ-Phoenix-AZ) | ASHRAE30pct-state-STD2013 | state | AZ | 0.0954 | 0.95 | ASHRAE30pct-state-2B_ApartmentMidRise_STD2013_AZ-Phoenix-AZ.table.csv.gz | Mid-Rise Apartment | Phoenix Sky Harbor Intl Ap AZ USA TMY3 WMO#=722780 | Natural Gas | 7724.7095 | 0 | 0 | 0 | 0 | 0 | 0 | 0 | 0 | 0 | 0 | 0 | 0 | 0 | 7724.7095 | 0 | 7724.7095 | 0 | 0 | 73.3847 | 0 | 0 | 0 | 0 | 0 | 0 | 0 | 0 | 0 | 0 | 0 | 0 | 0 | 73.3847 | 0 | 73.3847 | 0 | 0 | 7.7247 | 0 | 0 | 0 | 0 | 0 | 0 | 0 | 0 | 0 | 0 | 0 | 0 | 0 | 7.7247 | 0 | 7.7247 | 0 | 0 | 0 | 0 | 0 | 0 | 0 | 0 | 0 | 0.22894 | 0 | 0 | 0 | 0.22894 | 0.22894 | 0.22894 | 2
CA_2B_MA_2010_EL | 2B | MA | EL | 2716 | ASHRAE30pct-state-2B | ApartmentMidRise | STD2010 | CA-Tucson-AZ | Zone2B | Zone2B(CA-Tucson-AZ) | ASHRAE30pct-state-STD2010 | state | CA | 0.136 | 0.7 | ASHRAE30pct-state-2B_ApartmentMidRise_STD2010_CA-Tucson-AZ.table.csv.gz | Mid-Rise Apartment | Tucson International Ap AZ USA TMY3 WMO#=722740 | Electricity | 0 | 69161.1117 | 37388.8892 | 11150.0001 | 142061.1122 | 0 | 75322.2228 | 0 | 0 | 0 | 0 | 87577.7785 | 0 | 0 | 422661.1145 | 0 | 422661.1145 | 5.8208e-11 | 5.8208e-11 | 0 | 9405.9112 | 5084.8889 | 1516.4 | 19320.3113 | 0 | 10243.8223 | 0 | 0 | 0 | 0 | 11910.5779 | 0 | 0 | 57481.9116 | 0 | 57481.9116 | 7.9162e-12 | 7.9162e-12 | 0 | 236.0447 | 127.6071 | 38.0546 | 484.8502 | 0 | 257.0724 | 0 | 0 | 0 | 0 | 298.9002 | 0 | 0 | 1442.5293 | 0 | 1442.5293 | 1.9866e-13 | 1.9866e-13 | 3.782 | 1.1278 | 14.3698 | 7.619 | 0 | 0 | 6.9958 | 0 | 8.8587 | 0 | 0 | 42.753 | 42.753 | 42.753 | 1
CA_2B_MA_2013_EL | 2B | MA | EL | 2896 | ASHRAE30pct-state-2B | ApartmentMidRise | STD2013 | CA-Tucson-AZ | Zone2B | Zone2B(CA-Tucson-AZ) | ASHRAE30pct-state-STD2013 | state | CA | 0.136 | 0.7 | ASHRAE30pct-state-2B_ApartmentMidRise_STD2013_CA-Tucson-AZ.table.csv.gz | Mid-Rise Apartment | Tucson International Ap AZ USA TMY3 WMO#=722740 | Electricity | 0 | 55627.7782 | 30750.0002 | 11150.0001 | 141969.4456 | 0 | 65738.8894 | 0 | 0 | 0 | 0 | 87511.1118 | 0 | 0 | 392747.2254 | 0 | 392747.2254 | 0 | 0 | 0 | 7565.3778 | 4182 | 1516.4 | 19307.8446 | 0 | 8940.489 | 0 | 0 | 0 | 0 | 11901.5112 | 0 | 0 | 53413.6226 | 0 | 53413.6226 | 0 | 0 | 0 | 189.8559 | 104.9488 | 38.0546 | 484.5373 | 0 | 224.3648 | 0 | 0 | 0 | 0 | 298.6727 | 0 | 0 | 1340.4341 | 0 | 1340.4341 | 0 | 0 | 3.1104 | 1.1278 | 14.3605 | 6.6496 | 0 | 0 | 5.6269 | 0 | 8.8519 | 0 | 0 | 39.7272 | 39.7272 | 39.7272 | 2
CA_2B_MA_2010_NG | 2B | MA | NG | 2725 | ASHRAE30pct-state-2B | ApartmentMidRise | STD2010 | CA-Tucson-AZ | Zone2B | Zone2B(CA-Tucson-AZ) | ASHRAE30pct-state-STD2010 | state | CA | 0.136 | 0.7 | ASHRAE30pct-state-2B_ApartmentMidRise_STD2010_CA-Tucson-AZ.table.csv.gz | Mid-Rise Apartment | Tucson International Ap AZ USA TMY3 WMO#=722740 | Natural Gas | 23875.5133 | 0 | 0 | 0 | 0 | 0 | 0 | 0 | 0 | 0 | 0 | 0 | 0 | 0 | 23875.5133 | 0 | 23875.5133 | 0 | 0 | 167.1286 | 0 | 0 | 0 | 0 | 0 | 0 | 0 | 0 | 0 | 0 | 0 | 0 | 0 | 167.1286 | 0 | 167.1286 | 0 | 0 | 23.8755 | 0 | 0 | 0 | 0 | 0 | 0 | 0 | 0 | 0 | 0 | 0 | 0 | 0 | 23.8755 | 0 | 23.8755 | 0 | 0 | 0 | 0 | 0 | 0 | 0 | 0 | 0 | 0.70761 | 0 | 0 | 0 | 0.70761 | 0.70761 | 0.70761 | 1
CA_2B_MA_2013_NG | 2B | MA | NG | 2905 | ASHRAE30pct-state-2B | ApartmentMidRise | STD2013 | CA-Tucson-AZ | Zone2B | Zone2B(CA-Tucson-AZ) | ASHRAE30pct-state-STD2013 | state | CA | 0.136 | 0.7 | ASHRAE30pct-state-2B_ApartmentMidRise_STD2013_CA-Tucson-AZ.table.csv.gz | Mid-Rise Apartment | Tucson International Ap AZ USA TMY3 WMO#=722740 | Natural Gas | 20615.0224 | 0 | 0 | 0 | 0 | 0 | 0 | 0 | 0 | 0 | 0 | 0 | 0 | 0 | 20615.0224 | 0 | 20615.0224 | 0 | 0 | 144.3052 | 0 | 0 | 0 | 0 | 0 | 0 | 0 | 0 | 0 | 0 | 0 | 0 | 0 | 144.3052 | 0 | 144.3052 | 0 | 0 | 20.615 | 0 | 0 | 0 | 0 | 0 | 0 | 0 | 0 | 0 | 0 | 0 | 0 | 0 | 20.615 | 0 | 20.615 | 0 | 0 | 0 | 0 | 0 | 0 | 0 | 0 | 0 | 0.61098 | 0 | 0 | 0 | 0.61098 | 0.61098 | 0.61098 | 2
TX_2B_MA_2010_EL | 2B | MA | EL | 2776 | ASHRAE30pct-state-2B | ApartmentMidRise | STD2010 | TX-SanAntonio-TX | Zone2B | Zone2B(TX-SanAntonio-TX) | ASHRAE30pct-state-STD2010 | state | TX | 0.0817 | 0.67 | ASHRAE30pct-state-2B_ApartmentMidRise_STD2010_TX-SanAntonio-TX.table.csv.gz | Mid-Rise Apartment | San Antonio Intl Ap TX USA TMY3 WMO#=722530 | Electricity | 0 | 76563.8895 | 37388.8892 | 11144.4445 | 142061.1122 | 0 | 65919.445 | 0 | 0 | 0 | 0 | 87591.6674 | 0 | 0 | 420666.67 | 0 | 420669.4478 | -2.7778 | -2.7778 | 0 | 6255.2698 | 3054.6722 | 910.5011 | 11606.3929 | 0 | 5385.6187 | 0 | 0 | 0 | 0 | 7156.2392 | 0 | 0 | 34368.4669 | 0 | 34368.6939 | -0.22694 | -0.22694 | 0 | 261.3102 | 127.6071 | 38.0356 | 484.8502 | 0 | 224.981 | 0 | 0 | 0 | 0 | 298.9476 | 0 | 0 | 1435.7223 | 0 | 1435.7318 | -0.0094805 | -0.0094805 | 3.782 | 1.1273 | 14.3695 | 6.6679 | 0 | 0 | 7.7446 | 0 | 8.8601 | 0 | 0 | 42.5515 | 42.5513 | 42.5513 | 1
TX_2B_MA_2013_EL | 2B | MA | EL | 2956 | ASHRAE30pct-state-2B | ApartmentMidRise | STD2013 | TX-SanAntonio-TX | Zone2B | Zone2B(TX-SanAntonio-TX) | ASHRAE30pct-state-STD2013 | state | TX | 0.0817 | 0.67 | ASHRAE30pct-state-2B_ApartmentMidRise_STD2013_TX-SanAntonio-TX.table.csv.gz | Mid-Rise Apartment | San Antonio Intl Ap TX USA TMY3 WMO#=722530 | Electricity | 0 | 61758.3338 | 30750.0002 | 11144.4445 | 141969.4456 | 0 | 56794.4449 | 0 | 0 | 0 | 0 | 87516.6674 | 0 | 0 | 389927.7809 | 0 | 389933.3365 | -5.5556 | -5.5556 | 0 | 5045.6559 | 2512.275 | 910.5011 | 11598.9037 | 0 | 4640.1061 | 0 | 0 | 0 | 0 | 7150.1117 | 0 | 0 | 31857.0997 | 0 | 31857.5536 | -0.45389 | -0.45389 | 0 | 210.7793 | 104.9488 | 38.0356 | 484.5373 | 0 | 193.8377 | 0 | 0 | 0 | 0 | 298.6917 | 0 | 0 | 1330.8114 | 0 | 1330.8304 | -0.018961 | -0.018961 | 3.1104 | 1.1273 | 14.3599 | 5.7449 | 0 | 0 | 6.247 | 0 | 8.8525 | 0 | 0 | 39.4425 | 39.442 | 39.442 | 2
TX_2B_MA_2010_NG | 2B | MA | NG | 2785 | ASHRAE30pct-state-2B | ApartmentMidRise | STD2010 | TX-SanAntonio-TX | Zone2B | Zone2B(TX-SanAntonio-TX) | ASHRAE30pct-state-STD2010 | state | TX | 0.0817 | 0.67 | ASHRAE30pct-state-2B_ApartmentMidRise_STD2010_TX-SanAntonio-TX.table.csv.gz | Mid-Rise Apartment | San Antonio Intl Ap TX USA TMY3 WMO#=722530 | Natural Gas | 41675.5188 | 0 | 0 | 0 | 0 | 0 | 0 | 0 | 0 | 0 | 0 | 0 | 0 | 0 | 41675.5188 | 0 | 41675.5188 | 0 | 0 | 279.226 | 0 | 0 | 0 | 0 | 0 | 0 | 0 | 0 | 0 | 0 | 0 | 0 | 0 | 279.226 | 0 | 279.226 | 0 | 0 | 41.6755 | 0 | 0 | 0 | 0 | 0 | 0 | 0 | 0 | 0 | 0 | 0 | 0 | 0 | 41.6755 | 0 | 41.6755 | 0 | 0 | 0 | 0 | 0 | 0 | 0 | 0 | 0 | 1.2352 | 0 | 0 | 0 | 1.2352 | 1.2352 | 1.2352 | 1
TX_2B_MA_2013_NG | 2B | MA | NG | 2965 | ASHRAE30pct-state-2B | ApartmentMidRise | STD2013 | TX-SanAntonio-TX | Zone2B | Zone2B(TX-SanAntonio-TX) | ASHRAE30pct-state-STD2013 | state | TX | 0.0817 | 0.67 | ASHRAE30pct-state-2B_ApartmentMidRise_STD2013_TX-SanAntonio-TX.table.csv.gz | Mid-Rise Apartment | San Antonio Intl Ap TX USA TMY3 WMO#=722530 | Natural Gas | 37941.1193 | 0 | 0 | 0 | 0 | 0 | 0 | 0 | 0 | 0 | 0 | 0 | 0 | 0 | 37941.1193 | 0 | 37941.1193 | 0 | 0 | 254.2055 | 0 | 0 | 0 | 0 | 0 | 0 | 0 | 0 | 0 | 0 | 0 | 0 | 0 | 254.2055 | 0 | 254.2055 | 0 | 0 | 37.9411 | 0 | 0 | 0 | 0 | 0 | 0 | 0 | 0 | 0 | 0 | 0 | 0 | 0 | 37.9411 | 0 | 37.9411 | 0 | 0 | 0 | 0 | 0 | 0 | 0 | 0 | 0 | 1.1245 | 0 | 0 | 0 | 1.1245 | 1.1245 | 1.1245 | 2
AL_3A_MA_2010_EL | 3A | MA | EL | 3616 | ASHRAE30pct-state-3A | ApartmentMidRise | STD2010 | AL-Birmingham-AL | Zone3A | Zone3A(AL-Birmingham-AL) | ASHRAE30pct-state-STD2010 | state | AL | 0.1058 | 1.24 | ASHRAE30pct-state-3A_ApartmentMidRise_STD2010_AL-Birmingham-AL.table.csv.gz | Mid-Rise Apartment | Birmingham Municipal Ap AL USA TMY3 WMO#=722280 | Electricity | 0 | 53302.7782 | 37388.8892 | 11141.6668 | 142061.1122 | 0 | 54036.1115 | 0 | 0 | 0 | 0 | 100383.3341 | 0 | 0 | 398308.3365 | 0 | 398313.8921 | -5.5556 | -5.5556 | 0 | 5639.4339 | 3955.7445 | 1178.7883 | 15030.0657 | 0 | 5717.0206 | 0 | 0 | 0 | 0 | 10620.5568 | 0 | 0 | 42141.022 | 0 | 42141.6098 | -0.58778 | -0.58778 | 0 | 181.9207 | 127.6071 | 38.0262 | 484.8502 | 0 | 184.4236 | 0 | 0 | 0 | 0 | 342.6052 | 0 | 0 | 1359.414 | 0 | 1359.433 | -0.018961 | -0.018961 | 3.782 | 1.127 | 14.3692 | 5.4659 | 0 | 0 | 5.3917 | 0 | 10.154 | 0 | 0 | 40.2902 | 40.2897 | 40.2897 | 1
AL_3A_MA_2013_EL | 3A | MA | EL | 4216 | ASHRAE30pct-state-3A | ApartmentMidRise | STD2013 | AL-Birmingham-AL | Zone3A | Zone3A(AL-Birmingham-AL) | ASHRAE30pct-state-STD2013 | state | AL | 0.1058 | 1.24 | ASHRAE30pct-state-3A_ApartmentMidRise_STD2013_AL-Birmingham-AL.table.csv.gz | Mid-Rise Apartment | Birmingham Municipal Ap AL USA TMY3 WMO#=722280 | Electricity | 0 | 42072.2226 | 30750.0002 | 11141.6668 | 141969.4456 | 0 | 50369.4448 | 0 | 0 | 0 | 0 | 100327.7786 | 0 | 0 | 376627.7808 | 0 | 376630.5586 | -2.7778 | -2.7778 | 0 | 4451.2411 | 3253.35 | 1178.7883 | 15020.3673 | 0 | 5329.0873 | 0 | 0 | 0 | 0 | 10614.679 | 0 | 0 | 39847.2192 | 0 | 39847.5131 | -0.29389 | -0.29389 | 0 | 143.5912 | 104.9488 | 38.0262 | 484.5373 | 0 | 171.9094 | 0 | 0 | 0 | 0 | 342.4156 | 0 | 0 | 1285.4189 | 0 | 1285.4284 | -0.0094805 | -0.0094805 | 3.1104 | 1.127 | 14.3602 | 5.095 | 0 | 0 | 4.2557 | 0 | 10.1484 | 0 | 0 | 38.0969 | 38.0966 | 38.0966 | 2
AL_3A_MA_2010_NG | 3A | MA | NG | 3625 | ASHRAE30pct-state-3A | ApartmentMidRise | STD2010 | AL-Birmingham-AL | Zone3A | Zone3A(AL-Birmingham-AL) | ASHRAE30pct-state-STD2010 | state | AL | 0.1058 | 1.24 | ASHRAE30pct-state-3A_ApartmentMidRise_STD2010_AL-Birmingham-AL.table.csv.gz | Mid-Rise Apartment | Birmingham Municipal Ap AL USA TMY3 WMO#=722280 | Natural Gas | 78251.7814 | 0 | 0 | 0 | 0 | 0 | 0 | 0 | 0 | 0 | 0 | 0 | 0 | 0 | 78251.7814 | 0 | 78251.7814 | 0 | 0 | 970.3221 | 0 | 0 | 0 | 0 | 0 | 0 | 0 | 0 | 0 | 0 | 0 | 0 | 0 | 970.3221 | 0 | 970.3221 | 0 | 0 | 78.2518 | 0 | 0 | 0 | 0 | 0 | 0 | 0 | 0 | 0 | 0 | 0 | 0 | 0 | 78.2518 | 0 | 78.2518 | 0 | 0 | 0 | 0 | 0 | 0 | 0 | 0 | 0 | 2.3192 | 0 | 0 | 0 | 2.3192 | 2.3192 | 2.3192 | 1
AL_3A_MA_2013_NG | 3A | MA | NG | 4225 | ASHRAE30pct-state-3A | ApartmentMidRise | STD2013 | AL-Birmingham-AL | Zone3A | Zone3A(AL-Birmingham-AL) | ASHRAE30pct-state-STD2013 | state | AL | 0.1058 | 1.24 | ASHRAE30pct-state-3A_ApartmentMidRise_STD2013_AL-Birmingham-AL.table.csv.gz | Mid-Rise Apartment | Birmingham Municipal Ap AL USA TMY3 WMO#=722280 | Natural Gas | 89616.1087 | 0 | 0 | 0 | 0 | 0 | 0 | 0 | 0 | 0 | 0 | 0 | 0 | 0 | 89616.1087 | 0 | 89616.1087 | 0 | 0 | 1111.2397 | 0 | 0 | 0 | 0 | 0 | 0 | 0 | 0 | 0 | 0 | 0 | 0 | 0 | 1111.2397 | 0 | 1111.2397 | 0 | 0 | 89.6161 | 0 | 0 | 0 | 0 | 0 | 0 | 0 | 0 | 0 | 0 | 0 | 0 | 0 | 89.6161 | 0 | 89.6161 | 0 | 0 | 0 | 0 | 0 | 0 | 0 | 0 | 0 | 2.656 | 0 | 0 | 0 | 2.656 | 2.656 | 2.656 | 2
AR_3A_MA_2010_EL | 3A | MA | EL | 3676 | ASHRAE30pct-state-3A | ApartmentMidRise | STD2010 | AR-Little-Rock-AR | Zone3A | Zone3A(AR-Little-Rock-AR) | ASHRAE30pct-state-STD2010 | state | AR | 0.0768 | 0.77 | ASHRAE30pct-state-3A_ApartmentMidRise_STD2010_AR-Little-Rock-AR.table.csv.gz | Mid-Rise Apartment | Little Rock Adams Field AR USA TMY3 WMO#=723403 | Electricity | 0 | 57186.1116 | 37388.8892 | 11150.0001 | 142061.1122 | 0 | 57055.556 | 0 | 0 | 0 | 0 | 100425.0008 | 0 | 0 | 405261.1144 | 0 | 405266.6699 | -5.5556 | -5.5556 | 0 | 4391.8934 | 2871.4667 | 856.32 | 10910.2934 | 0 | 4381.8667 | 0 | 0 | 0 | 0 | 7712.6401 | 0 | 0 | 31124.0536 | 0 | 31124.4802 | -0.42667 | -0.42667 | 0 | 195.1744 | 127.6071 | 38.0546 | 484.8502 | 0 | 194.7288 | 0 | 0 | 0 | 0 | 342.7474 | 0 | 0 | 1383.1436 | 0 | 1383.1626 | -0.018961 | -0.018961 | 3.782 | 1.1278 | 14.3692 | 5.7713 | 0 | 0 | 5.7845 | 0 | 10.1582 | 0 | 0 | 40.9935 | 40.993 | 40.993 | 1
AR_3A_MA_2013_EL | 3A | MA | EL | 4276 | ASHRAE30pct-state-3A | ApartmentMidRise | STD2013 | AR-Little-Rock-AR | Zone3A | Zone3A(AR-Little-Rock-AR) | ASHRAE30pct-state-STD2013 | state | AR | 0.0768 | 0.77 | ASHRAE30pct-state-3A_ApartmentMidRise_STD2013_AR-Little-Rock-AR.table.csv.gz | Mid-Rise Apartment | Little Rock Adams Field AR USA TMY3 WMO#=723403 | Electricity | 0 | 46188.8893 | 30750.0002 | 11150.0001 | 141969.4456 | 0 | 53372.2226 | 0 | 0 | 0 | 0 | 100372.223 | 0 | 0 | 383802.7808 | 0 | 383802.7808 | 0 | 0 | 0 | 3547.3067 | 2361.6 | 856.32 | 10903.2534 | 0 | 4098.9867 | 0 | 0 | 0 | 0 | 7708.5867 | 0 | 0 | 29476.0536 | 0 | 29476.0536 | 0 | 0 | 0 | 157.6412 | 104.9488 | 38.0546 | 484.5373 | 0 | 182.1577 | 0 | 0 | 0 | 0 | 342.5673 | 0 | 0 | 1309.907 | 0 | 1309.907 | 0 | 0 | 3.1104 | 1.1278 | 14.3605 | 5.3987 | 0 | 0 | 4.6721 | 0 | 10.1528 | 0 | 0 | 38.8224 | 38.8224 | 38.8224 | 2
AR_3A_MA_2010_NG | 3A | MA | NG | 3685 | ASHRAE30pct-state-3A | ApartmentMidRise | STD2010 | AR-Little-Rock-AR | Zone3A | Zone3A(AR-Little-Rock-AR) | ASHRAE30pct-state-STD2010 | state | AR | 0.0768 | 0.77 | ASHRAE30pct-state-3A_ApartmentMidRise_STD2010_AR-Little-Rock-AR.table.csv.gz | Mid-Rise Apartment | Little Rock Adams Field AR USA TMY3 WMO#=723403 | Natural Gas | 141082.5783 | 0 | 0 | 0 | 0 | 0 | 0 | 0 | 0 | 0 | 0 | 0 | 0 | 0 | 141082.5783 | 0 | 141082.5783 | 0 | 0 | 1086.3359 | 0 | 0 | 0 | 0 | 0 | 0 | 0 | 0 | 0 | 0 | 0 | 0 | 0 | 1086.3359 | 0 | 1086.3359 | 0 | 0 | 141.0826 | 0 | 0 | 0 | 0 | 0 | 0 | 0 | 0 | 0 | 0 | 0 | 0 | 0 | 141.0826 | 0 | 141.0826 | 0 | 0 | 0 | 0 | 0 | 0 | 0 | 0 | 0 | 4.1813 | 0 | 0 | 0 | 4.1813 | 4.1813 | 4.1813 | 1
AR_3A_MA_2013_NG | 3A | MA | NG | 4285 | ASHRAE30pct-state-3A | ApartmentMidRise | STD2013 | AR-Little-Rock-AR | Zone3A | Zone3A(AR-Little-Rock-AR) | ASHRAE30pct-state-STD2013 | state | AR | 0.0768 | 0.77 | ASHRAE30pct-state-3A_ApartmentMidRise_STD2013_AR-Little-Rock-AR.table.csv.gz | Mid-Rise Apartment | Little Rock Adams Field AR USA TMY3 WMO#=723403 | Natural Gas | 156949.0369 | 0 | 0 | 0 | 0 | 0 | 0 | 0 | 0 | 0 | 0 | 0 | 0 | 0 | 156949.0369 | 0 | 156949.0369 | 0 | 0 | 1208.5076 | 0 | 0 | 0 | 0 | 0 | 0 | 0 | 0 | 0 | 0 | 0 | 0 | 0 | 1208.5076 | 0 | 1208.5076 | 0 | 0 | 156.949 | 0 | 0 | 0 | 0 | 0 | 0 | 0 | 0 | 0 | 0 | 0 | 0 | 0 | 156.949 | 0 | 156.949 | 0 | 0 | 0 | 0 | 0 | 0 | 0 | 0 | 0 | 4.6516 | 0 | 0 | 0 | 4.6516 | 4.6516 | 4.6516 | 2
GA_3A_MA_2010_EL | 3A | MA | EL | 3736 | ASHRAE30pct-state-3A | ApartmentMidRise | STD2010 | GA-Atlanta-GA | Zone3A | Zone3A(GA-Atlanta-GA) | ASHRAE30pct-state-STD2010 | state | GA | 0.0947 | 0.94 | ASHRAE30pct-state-3A_ApartmentMidRise_STD2010_GA-Atlanta-GA.table.csv.gz | Mid-Rise Apartment | Atlanta Hartsfield Intl Ap GA USA TMY3 WMO#=722190 | Electricity | 0 | 50494.4448 | 37388.8892 | 11158.3334 | 142061.1122 | 0 | 55658.3338 | 0 | 0 | 0 | 0 | 100408.3341 | 0 | 0 | 397169.4476 | 0 | 397169.4476 | 0 | 0 | 0 | 4781.8239 | 3540.7278 | 1056.6942 | 13453.1873 | 0 | 5270.8442 | 0 | 0 | 0 | 0 | 9508.6692 | 0 | 0 | 37611.9467 | 0 | 37611.9467 | 0 | 0 | 0 | 172.336 | 127.6071 | 38.083 | 484.8502 | 0 | 189.9602 | 0 | 0 | 0 | 0 | 342.6905 | 0 | 0 | 1355.527 | 0 | 1355.527 | 0 | 0 | 3.782 | 1.1287 | 14.3698 | 5.63 | 0 | 0 | 5.1076 | 0 | 10.1565 | 0 | 0 | 40.1745 | 40.1745 | 40.1745 | 1
GA_3A_MA_2013_EL | 3A | MA | EL | 4336 | ASHRAE30pct-state-3A | ApartmentMidRise | STD2013 | GA-Atlanta-GA | Zone3A | Zone3A(GA-Atlanta-GA) | ASHRAE30pct-state-STD2013 | state | GA | 0.0947 | 0.94 | ASHRAE30pct-state-3A_ApartmentMidRise_STD2013_GA-Atlanta-GA.table.csv.gz | Mid-Rise Apartment | Atlanta Hartsfield Intl Ap GA USA TMY3 WMO#=722190 | Electricity | 0 | 39763.8892 | 30750.0002 | 11158.3334 | 141969.4456 | 0 | 51927.7782 | 0 | 0 | 0 | 0 | 100355.5564 | 0 | 0 | 375925.003 | 0 | 375925.003 | 0 | 0 | 0 | 3765.6403 | 2912.025 | 1056.6942 | 13444.5065 | 0 | 4917.5606 | 0 | 0 | 0 | 0 | 9503.6712 | 0 | 0 | 35600.0978 | 0 | 35600.0978 | 0 | 0 | 0 | 135.7129 | 104.9488 | 38.083 | 484.5373 | 0 | 177.2279 | 0 | 0 | 0 | 0 | 342.5104 | 0 | 0 | 1283.0204 | 0 | 1283.0204 | 0 | 0 | 3.1104 | 1.1287 | 14.3605 | 5.2526 | 0 | 0 | 4.0222 | 0 | 10.1512 | 0 | 0 | 38.0256 | 38.0256 | 38.0256 | 2
GA_3A_MA_2010_NG | 3A | MA | NG | 3745 | ASHRAE30pct-state-3A | ApartmentMidRise | STD2010 | GA-Atlanta-GA | Zone3A | Zone3A(GA-Atlanta-GA) | ASHRAE30pct-state-STD2010 | state | GA | 0.0947 | 0.94 | ASHRAE30pct-state-3A_ApartmentMidRise_STD2010_GA-Atlanta-GA.table.csv.gz | Mid-Rise Apartment | Atlanta Hartsfield Intl Ap GA USA TMY3 WMO#=722190 | Natural Gas | 110288.0001 | 0 | 0 | 0 | 0 | 0 | 0 | 0 | 0 | 0 | 0 | 0 | 0 | 0 | 110288.0001 | 0 | 110288.0001 | 0 | 0 | 1036.7072 | 0 | 0 | 0 | 0 | 0 | 0 | 0 | 0 | 0 | 0 | 0 | 0 | 0 | 1036.7072 | 0 | 1036.7072 | 0 | 0 | 110.288 | 0 | 0 | 0 | 0 | 0 | 0 | 0 | 0 | 0 | 0 | 0 | 0 | 0 | 110.288 | 0 | 110.288 | 0 | 0 | 0 | 0 | 0 | 0 | 0 | 0 | 0 | 3.2687 | 0 | 0 | 0 | 3.2687 | 3.2687 | 3.2687 | 1
GA_3A_MA_2013_NG | 3A | MA | NG | 4345 | ASHRAE30pct-state-3A | ApartmentMidRise | STD2013 | GA-Atlanta-GA | Zone3A | Zone3A(GA-Atlanta-GA) | ASHRAE30pct-state-STD2013 | state | GA | 0.0947 | 0.94 | ASHRAE30pct-state-3A_ApartmentMidRise_STD2013_GA-Atlanta-GA.table.csv.gz | Mid-Rise Apartment | Atlanta Hartsfield Intl Ap GA USA TMY3 WMO#=722190 | Natural Gas | 124865.4274 | 0 | 0 | 0 | 0 | 0 | 0 | 0 | 0 | 0 | 0 | 0 | 0 | 0 | 124865.4274 | 0 | 124865.4274 | 0 | 0 | 1173.735 | 0 | 0 | 0 | 0 | 0 | 0 | 0 | 0 | 0 | 0 | 0 | 0 | 0 | 1173.735 | 0 | 1173.735 | 0 | 0 | 124.8654 | 0 | 0 | 0 | 0 | 0 | 0 | 0 | 0 | 0 | 0 | 0 | 0 | 0 | 124.8654 | 0 | 124.8654 | 0 | 0 | 0 | 0 | 0 | 0 | 0 | 0 | 0 | 3.7007 | 0 | 0 | 0 | 3.7007 | 3.7007 | 3.7007 | 2
LA_3A_MA_2010_EL | 3A | MA | EL | 3796 | ASHRAE30pct-state-3A | ApartmentMidRise | STD2010 | LA-Shreveport-LA | Zone3A | Zone3A(LA-Shreveport-LA) | ASHRAE30pct-state-STD2010 | state | LA | 0.0779 | 0.8 | ASHRAE30pct-state-3A_ApartmentMidRise_STD2010_LA-Shreveport-LA.table.csv.gz | Mid-Rise Apartment | Shreveport Regional Arpt LA USA TMY3 WMO#=722480 | Electricity | 0 | 63263.8894 | 37388.8892 | 11147.2223 | 142061.1122 | 0 | 56041.6671 | 0 | 0 | 0 | 0 | 100355.5564 | 0 | 0 | 410258.3366 | 0 | 410258.3366 | 0 | 0 | 0 | 4928.257 | 2912.5945 | 868.3686 | 11066.5606 | 0 | 4365.6459 | 0 | 0 | 0 | 0 | 7817.6978 | 0 | 0 | 31959.1244 | 0 | 31959.1244 | 0 | 0 | 0 | 215.9177 | 127.6071 | 38.0451 | 484.8502 | 0 | 191.2685 | 0 | 0 | 0 | 0 | 342.5104 | 0 | 0 | 1400.199 | 0 | 1400.199 | 0 | 0 | 3.782 | 1.1276 | 14.3698 | 5.6687 | 0 | 0 | 6.3993 | 0 | 10.1512 | 0 | 0 | 41.4984 | 41.4984 | 41.4984 | 1
LA_3A_MA_2013_EL | 3A | MA | EL | 4396 | ASHRAE30pct-state-3A | ApartmentMidRise | STD2013 | LA-Shreveport-LA | Zone3A | Zone3A(LA-Shreveport-LA) | ASHRAE30pct-state-STD2013 | state | LA | 0.0779 | 0.8 | ASHRAE30pct-state-3A_ApartmentMidRise_STD2013_LA-Shreveport-LA.table.csv.gz | Mid-Rise Apartment | Shreveport Regional Arpt LA USA TMY3 WMO#=722480 | Electricity | 0 | 51080.556 | 30750.0002 | 11147.2223 | 141969.4456 | 0 | 52477.7782 | 0 | 0 | 0 | 0 | 100300.0008 | 0 | 0 | 387722.2253 | 0 | 387725.0031 | -2.7778 | -2.7778 | 0 | 3979.1753 | 2395.425 | 868.3686 | 11059.4198 | 0 | 4088.0189 | 0 | 0 | 0 | 0 | 7813.3701 | 0 | 0 | 30203.5614 | 0 | 30203.7777 | -0.21639 | -0.21639 | 0 | 174.3364 | 104.9488 | 38.0451 | 484.5373 | 0 | 179.105 | 0 | 0 | 0 | 0 | 342.3208 | 0 | 0 | 1323.2839 | 0 | 1323.2934 | -0.0094805 | -0.0094805 | 3.1104 | 1.1276 | 14.3602 | 5.3082 | 0 | 0 | 5.1669 | 0 | 10.1455 | 0 | 0 | 39.2192 | 39.2189 | 39.2189 | 2
LA_3A_MA_2010_NG | 3A | MA | NG | 3805 | ASHRAE30pct-state-3A | ApartmentMidRise | STD2010 | LA-Shreveport-LA | Zone3A | Zone3A(LA-Shreveport-LA) | ASHRAE30pct-state-STD2010 | state | LA | 0.0779 | 0.8 | ASHRAE30pct-state-3A_ApartmentMidRise_STD2010_LA-Shreveport-LA.table.csv.gz | Mid-Rise Apartment | Shreveport Regional Arpt LA USA TMY3 WMO#=722480 | Natural Gas | 75948.5858 | 0 | 0 | 0 | 0 | 0 | 0 | 0 | 0 | 0 | 0 | 0 | 0 | 0 | 75948.5858 | 0 | 75948.5858 | 0 | 0 | 607.5887 | 0 | 0 | 0 | 0 | 0 | 0 | 0 | 0 | 0 | 0 | 0 | 0 | 0 | 607.5887 | 0 | 607.5887 | 0 | 0 | 75.9486 | 0 | 0 | 0 | 0 | 0 | 0 | 0 | 0 | 0 | 0 | 0 | 0 | 0 | 75.9486 | 0 | 75.9486 | 0 | 0 | 0 | 0 | 0 | 0 | 0 | 0 | 0 | 2.2509 | 0 | 0 | 0 | 2.2509 | 2.2509 | 2.2509 | 1
LA_3A_MA_2013_NG | 3A | MA | NG | 4405 | ASHRAE30pct-state-3A | ApartmentMidRise | STD2013 | LA-Shreveport-LA | Zone3A | Zone3A(LA-Shreveport-LA) | ASHRAE30pct-state-STD2013 | state | LA | 0.0779 | 0.8 | ASHRAE30pct-state-3A_ApartmentMidRise_STD2013_LA-Shreveport-LA.table.csv.gz | Mid-Rise Apartment | Shreveport Regional Arpt LA USA TMY3 WMO#=722480 | Natural Gas | 86421.965 | 0 | 0 | 0 | 0 | 0 | 0 | 0 | 0 | 0 | 0 | 0 | 0 | 0 | 86421.965 | 0 | 86421.965 | 0 | 0 | 691.3757 | 0 | 0 | 0 | 0 | 0 | 0 | 0 | 0 | 0 | 0 | 0 | 0 | 0 | 691.3757 | 0 | 691.3757 | 0 | 0 | 86.422 | 0 | 0 | 0 | 0 | 0 | 0 | 0 | 0 | 0 | 0 | 0 | 0 | 0 | 86.422 | 0 | 86.422 | 0 | 0 | 0 | 0 | 0 | 0 | 0 | 0 | 0 | 2.5613 | 0 | 0 | 0 | 2.5613 | 2.5613 | 2.5613 | 2
MS_3A_MA_2010_EL | 3A | MA | EL | 3856 | ASHRAE30pct-state-3A | ApartmentMidRise | STD2010 | MS-Jackson-MS | Zone3A | Zone3A(MS-Jackson-MS) | ASHRAE30pct-state-STD2010 | state | MS | 0.0928 | 0.72 | ASHRAE30pct-state-3A_ApartmentMidRise_STD2010_MS-Jackson-MS.table.csv.gz | Mid-Rise Apartment | Jackson International Ap MS USA TMY3 WMO#=722350 | Electricity | 0 | 59205.556 | 37388.8892 | 11144.4445 | 142061.1122 | 0 | 53500.0004 | 0 | 0 | 0 | 0 | 100361.1119 | 0 | 0 | 403661.1143 | 0 | 403661.1143 | 0 | 0 | 0 | 5494.2756 | 3469.6889 | 1034.2045 | 13183.2712 | 0 | 4964.8 | 0 | 0 | 0 | 0 | 9313.5112 | 0 | 0 | 37459.7514 | 0 | 37459.7514 | 0 | 0 | 0 | 202.0667 | 127.6071 | 38.0356 | 484.8502 | 0 | 182.5938 | 0 | 0 | 0 | 0 | 342.5294 | 0 | 0 | 1377.6829 | 0 | 1377.6829 | 0 | 0 | 3.782 | 1.1273 | 14.3698 | 5.4116 | 0 | 0 | 5.9888 | 0 | 10.1517 | 0 | 0 | 40.8311 | 40.8311 | 40.8311 | 1
MS_3A_MA_2013_EL | 3A | MA | EL | 4456 | ASHRAE30pct-state-3A | ApartmentMidRise | STD2013 | MS-Jackson-MS | Zone3A | Zone3A(MS-Jackson-MS) | ASHRAE30pct-state-STD2013 | state | MS | 0.0928 | 0.72 | ASHRAE30pct-state-3A_ApartmentMidRise_STD2013_MS-Jackson-MS.table.csv.gz | Mid-Rise Apartment | Jackson International Ap MS USA TMY3 WMO#=722350 | Electricity | 0 | 47555.5559 | 30750.0002 | 11144.4445 | 141969.4456 | 0 | 50011.1115 | 0 | 0 | 0 | 0 | 100308.3341 | 0 | 0 | 381736.1142 | 0 | 381738.8919 | -2.7778 | -2.7778 | 0 | 4413.1556 | 2853.6 | 1034.2045 | 13174.7645 | 0 | 4641.0311 | 0 | 0 | 0 | 0 | 9308.6134 | 0 | 0 | 35425.1114 | 0 | 35425.3692 | -0.25778 | -0.25778 | 0 | 162.3056 | 104.9488 | 38.0356 | 484.5373 | 0 | 170.6864 | 0 | 0 | 0 | 0 | 342.3492 | 0 | 0 | 1302.8535 | 0 | 1302.863 | -0.0094805 | -0.0094805 | 3.1104 | 1.1273 | 14.3602 | 5.0587 | 0 | 0 | 4.8103 | 0 | 10.1464 | 0 | 0 | 38.6136 | 38.6134 | 38.6134 | 2
MS_3A_MA_2010_NG | 3A | MA | NG | 3865 | ASHRAE30pct-state-3A | ApartmentMidRise | STD2010 | MS-Jackson-MS | Zone3A | Zone3A(MS-Jackson-MS) | ASHRAE30pct-state-STD2010 | state | MS | 0.0928 | 0.72 | ASHRAE30pct-state-3A_ApartmentMidRise_STD2010_MS-Jackson-MS.table.csv.gz | Mid-Rise Apartment | Jackson International Ap MS USA TMY3 WMO#=722350 | Natural Gas | 74460.5129 | 0 | 0 | 0 | 0 | 0 | 0 | 0 | 0 | 0 | 0 | 0 | 0 | 0 | 74460.5129 | 0 | 74460.5129 | 0 | 0 | 536.1157 | 0 | 0 | 0 | 0 | 0 | 0 | 0 | 0 | 0 | 0 | 0 | 0 | 0 | 536.1157 | 0 | 536.1157 | 0 | 0 | 74.4605 | 0 | 0 | 0 | 0 | 0 | 0 | 0 | 0 | 0 | 0 | 0 | 0 | 0 | 74.4605 | 0 | 74.4605 | 0 | 0 | 0 | 0 | 0 | 0 | 0 | 0 | 0 | 2.2068 | 0 | 0 | 0 | 2.2068 | 2.2068 | 2.2068 | 1
MS_3A_MA_2013_NG | 3A | MA | NG | 4465 | ASHRAE30pct-state-3A | ApartmentMidRise | STD2013 | MS-Jackson-MS | Zone3A | Zone3A(MS-Jackson-MS) | ASHRAE30pct-state-STD2013 | state | MS | 0.0928 | 0.72 | ASHRAE30pct-state-3A_ApartmentMidRise_STD2013_MS-Jackson-MS.table.csv.gz | Mid-Rise Apartment | Jackson International Ap MS USA TMY3 WMO#=722350 | Natural Gas | 84782.2414 | 0 | 0 | 0 | 0 | 0 | 0 | 0 | 0 | 0 | 0 | 0 | 0 | 0 | 84782.2414 | 0 | 84782.2414 | 0 | 0 | 610.4321 | 0 | 0 | 0 | 0 | 0 | 0 | 0 | 0 | 0 | 0 | 0 | 0 | 0 | 610.4321 | 0 | 610.4321 | 0 | 0 | 84.7822 | 0 | 0 | 0 | 0 | 0 | 0 | 0 | 0 | 0 | 0 | 0 | 0 | 0 | 84.7822 | 0 | 84.7822 | 0 | 0 | 0 | 0 | 0 | 0 | 0 | 0 | 0 | 2.5127 | 0 | 0 | 0 | 2.5127 | 2.5127 | 2.5127 | 2
NC_3A_MA_2010_EL | 3A | MA | EL | 3916 | ASHRAE30pct-state-3A | ApartmentMidRise | STD2010 | NC-Charlotte-NC | Zone3A | Zone3A(NC-Charlotte-NC) | ASHRAE30pct-state-STD2010 | state | NC | 0.0861 | 0.84 | ASHRAE30pct-state-3A_ApartmentMidRise_STD2010_NC-Charlotte-NC.table.csv.gz | Mid-Rise Apartment | Charlotte Douglas Intl Arpt NC USA TMY3 WMO#=723140 | Electricity | 0 | 47650.0004 | 37388.8892 | 11144.4445 | 142061.1122 | 0 | 54872.2227 | 0 | 0 | 0 | 0 | 100430.5564 | 0 | 0 | 393544.4476 | 0 | 393547.2254 | -2.7778 | -2.7778 | 0 | 4102.665 | 3219.1834 | 959.5367 | 12231.4618 | 0 | 4724.4984 | 0 | 0 | 0 | 0 | 8647.0709 | 0 | 0 | 33884.1769 | 0 | 33884.4161 | -0.23917 | -0.23917 | 0 | 162.628 | 127.6071 | 38.0356 | 484.8502 | 0 | 187.2772 | 0 | 0 | 0 | 0 | 342.7664 | 0 | 0 | 1343.155 | 0 | 1343.1645 | -0.0094805 | -0.0094805 | 3.782 | 1.1273 | 14.3695 | 5.5504 | 0 | 0 | 4.8199 | 0 | 10.1587 | 0 | 0 | 39.8081 | 39.8078 | 39.8078 | 1
NC_3A_MA_2013_EL | 3A | MA | EL | 4516 | ASHRAE30pct-state-3A | ApartmentMidRise | STD2013 | NC-Charlotte-NC | Zone3A | Zone3A(NC-Charlotte-NC) | ASHRAE30pct-state-STD2013 | state | NC | 0.0861 | 0.84 | ASHRAE30pct-state-3A_ApartmentMidRise_STD2013_NC-Charlotte-NC.table.csv.gz | Mid-Rise Apartment | Charlotte Douglas Intl Arpt NC USA TMY3 WMO#=723140 | Electricity | 0 | 37297.2225 | 30750.0002 | 11144.4445 | 141969.4456 | 0 | 51091.6671 | 0 | 0 | 0 | 0 | 100386.1119 | 0 | 0 | 372638.8919 | 0 | 372638.8919 | 0 | 0 | 0 | 3211.2909 | 2647.575 | 959.5367 | 12223.5693 | 0 | 4398.9925 | 0 | 0 | 0 | 0 | 8643.2442 | 0 | 0 | 32084.2086 | 0 | 32084.2086 | 0 | 0 | 0 | 127.2943 | 104.9488 | 38.0356 | 484.5373 | 0 | 174.3743 | 0 | 0 | 0 | 0 | 342.6147 | 0 | 0 | 1271.805 | 0 | 1271.805 | 0 | 0 | 3.1104 | 1.1273 | 14.3605 | 5.168 | 0 | 0 | 3.7727 | 0 | 10.1543 | 0 | 0 | 37.6932 | 37.6932 | 37.6932 | 2
NC_3A_MA_2010_NG | 3A | MA | NG | 3925 | ASHRAE30pct-state-3A | ApartmentMidRise | STD2010 | NC-Charlotte-NC | Zone3A | Zone3A(NC-Charlotte-NC) | ASHRAE30pct-state-STD2010 | state | NC | 0.0861 | 0.84 | ASHRAE30pct-state-3A_ApartmentMidRise_STD2010_NC-Charlotte-NC.table.csv.gz | Mid-Rise Apartment | Charlotte Douglas Intl Arpt NC USA TMY3 WMO#=723140 | Natural Gas | 98866.8038 | 0 | 0 | 0 | 0 | 0 | 0 | 0 | 0 | 0 | 0 | 0 | 0 | 0 | 98866.8038 | 0 | 98866.8038 | 0 | 0 | 830.4812 | 0 | 0 | 0 | 0 | 0 | 0 | 0 | 0 | 0 | 0 | 0 | 0 | 0 | 830.4812 | 0 | 830.4812 | 0 | 0 | 98.8668 | 0 | 0 | 0 | 0 | 0 | 0 | 0 | 0 | 0 | 0 | 0 | 0 | 0 | 98.8668 | 0 | 98.8668 | 0 | 0 | 0 | 0 | 0 | 0 | 0 | 0 | 0 | 2.9302 | 0 | 0 | 0 | 2.9302 | 2.9302 | 2.9302 | 1
NC_3A_MA_2013_NG | 3A | MA | NG | 4525 | ASHRAE30pct-state-3A | ApartmentMidRise | STD2013 | NC-Charlotte-NC | Zone3A | Zone3A(NC-Charlotte-NC) | ASHRAE30pct-state-STD2013 | state | NC | 0.0861 | 0.84 | ASHRAE30pct-state-3A_ApartmentMidRise_STD2013_NC-Charlotte-NC.table.csv.gz | Mid-Rise Apartment | Charlotte Douglas Intl Arpt NC USA TMY3 WMO#=723140 | Natural Gas | 113463.1874 | 0 | 0 | 0 | 0 | 0 | 0 | 0 | 0 | 0 | 0 | 0 | 0 | 0 | 113463.1874 | 0 | 113463.1874 | 0 | 0 | 953.0908 | 0 | 0 | 0 | 0 | 0 | 0 | 0 | 0 | 0 | 0 | 0 | 0 | 0 | 953.0908 | 0 | 953.0908 | 0 | 0 | 113.4632 | 0 | 0 | 0 | 0 | 0 | 0 | 0 | 0 | 0 | 0 | 0 | 0 | 0 | 113.4632 | 0 | 113.4632 | 0 | 0 | 0 | 0 | 0 | 0 | 0 | 0 | 0 | 3.3628 | 0 | 0 | 0 | 3.3628 | 3.3628 | 3.3628 | 2
OK_3A_MA_2010_EL | 3A | MA | EL | 3976 | ASHRAE30pct-state-3A | ApartmentMidRise | STD2010 | OK-Oklahoma-OK | Zone3A | Zone3A(OK-Oklahoma-OK) | ASHRAE30pct-state-STD2010 | state | OK | 0.0726 | 0.87 | ASHRAE30pct-state-3A_ApartmentMidRise_STD2010_OK-Oklahoma-OK.table.csv.gz | Mid-Rise Apartment | Oklahoma City Will Rogers Wor OK USA TMY3 WMO#=723530 | Electricity | 0 | 53075.0004 | 37388.8892 | 11152.7779 | 142061.1122 | 0 | 61525.0005 | 0 | 0 | 0 | 0 | 100458.3341 | 0 | 0 | 405658.3366 | 0 | 405661.1144 | -2.7778 | -2.7778 | 0 | 3853.245 | 2714.4334 | 809.6917 | 10313.6367 | 0 | 4466.715 | 0 | 0 | 0 | 0 | 7293.2751 | 0 | 0 | 29450.7952 | 0 | 29450.9969 | -0.20167 | -0.20167 | 0 | 181.1433 | 127.6071 | 38.0641 | 484.8502 | 0 | 209.9829 | 0 | 0 | 0 | 0 | 342.8612 | 0 | 0 | 1384.4993 | 0 | 1384.5088 | -0.0094805 | -0.0094805 | 3.782 | 1.1281 | 14.3695 | 6.2234 | 0 | 0 | 5.3686 | 0 | 10.1616 | 0 | 0 | 41.0334 | 41.0331 | 41.0331 | 1
OK_3A_MA_2013_EL | 3A | MA | EL | 4576 | ASHRAE30pct-state-3A | ApartmentMidRise | STD2013 | OK-Oklahoma-OK | Zone3A | Zone3A(OK-Oklahoma-OK) | ASHRAE30pct-state-STD2013 | state | OK | 0.0726 | 0.87 | ASHRAE30pct-state-3A_ApartmentMidRise_STD2013_OK-Oklahoma-OK.table.csv.gz | Mid-Rise Apartment | Oklahoma City Will Rogers Wor OK USA TMY3 WMO#=723530 | Electricity | 0 | 42672.2226 | 30750.0002 | 11152.7779 | 141969.4456 | 0 | 57719.4449 | 0 | 0 | 0 | 0 | 100422.223 | 0 | 0 | 384683.3364 | 0 | 384686.1142 | -2.7778 | -2.7778 | 0 | 3098.0034 | 2232.45 | 809.6917 | 10306.9817 | 0 | 4190.4317 | 0 | 0 | 0 | 0 | 7290.6534 | 0 | 0 | 27928.0102 | 0 | 27928.2119 | -0.20167 | -0.20167 | 0 | 145.639 | 104.9488 | 38.0641 | 484.5373 | 0 | 196.9947 | 0 | 0 | 0 | 0 | 342.7379 | 0 | 0 | 1312.9123 | 0 | 1312.9218 | -0.0094805 | -0.0094805 | 3.1104 | 1.1281 | 14.3602 | 5.8384 | 0 | 0 | 4.3164 | 0 | 10.1579 | 0 | 0 | 38.9118 | 38.9115 | 38.9115 | 2
OK_3A_MA_2010_NG | 3A | MA | NG | 3985 | ASHRAE30pct-state-3A | ApartmentMidRise | STD2010 | OK-Oklahoma-OK | Zone3A | Zone3A(OK-Oklahoma-OK) | ASHRAE30pct-state-STD2010 | state | OK | 0.0726 | 0.87 | ASHRAE30pct-state-3A_ApartmentMidRise_STD2010_OK-Oklahoma-OK.table.csv.gz | Mid-Rise Apartment | Oklahoma City Will Rogers Wor OK USA TMY3 WMO#=723530 | Natural Gas | 186937.9706 | 0 | 0 | 0 | 0 | 0 | 0 | 0 | 0 | 0 | 0 | 0 | 0 | 0 | 186937.9706 | 0 | 186937.9706 | 0 | 0 | 1626.3603 | 0 | 0 | 0 | 0 | 0 | 0 | 0 | 0 | 0 | 0 | 0 | 0 | 0 | 1626.3603 | 0 | 1626.3603 | 0 | 0 | 186.938 | 0 | 0 | 0 | 0 | 0 | 0 | 0 | 0 | 0 | 0 | 0 | 0 | 0 | 186.938 | 0 | 186.938 | 0 | 0 | 0 | 0 | 0 | 0 | 0 | 0 | 0 | 5.5404 | 0 | 0 | 0 | 5.5404 | 5.5404 | 5.5404 | 1
OK_3A_MA_2013_NG | 3A | MA | NG | 4585 | ASHRAE30pct-state-3A | ApartmentMidRise | STD2013 | OK-Oklahoma-OK | Zone3A | Zone3A(OK-Oklahoma-OK) | ASHRAE30pct-state-STD2013 | state | OK | 0.0726 | 0.87 | ASHRAE30pct-state-3A_ApartmentMidRise_STD2013_OK-Oklahoma-OK.table.csv.gz | Mid-Rise Apartment | Oklahoma City Will Rogers Wor OK USA TMY3 WMO#=723530 | Natural Gas | 206083.8764 | 0 | 0 | 0 | 0 | 0 | 0 | 0 | 0 | 0 | 0 | 0 | 0 | 0 | 206083.8764 | 0 | 206083.8764 | 0 | 0 | 1792.9297 | 0 | 0 | 0 | 0 | 0 | 0 | 0 | 0 | 0 | 0 | 0 | 0 | 0 | 1792.9297 | 0 | 1792.9297 | 0 | 0 | 206.0839 | 0 | 0 | 0 | 0 | 0 | 0 | 0 | 0 | 0 | 0 | 0 | 0 | 0 | 206.0839 | 0 | 206.0839 | 0 | 0 | 0 | 0 | 0 | 0 | 0 | 0 | 0 | 6.1078 | 0 | 0 | 0 | 6.1078 | 6.1078 | 6.1078 | 2
SC_3A_MA_2010_EL | 3A | MA | EL | 4036 | ASHRAE30pct-state-3A | ApartmentMidRise | STD2010 | SC-Columbia-SC | Zone3A | Zone3A(SC-Columbia-SC) | ASHRAE30pct-state-STD2010 | state | SC | 0.0957 | 0.85 | ASHRAE30pct-state-3A_ApartmentMidRise_STD2010_SC-Columbia-SC.table.csv.gz | Mid-Rise Apartment | Columbia Metro Arpt SC USA TMY3 WMO#=723100 | Electricity | 0 | 55902.7782 | 37388.8892 | 11158.3334 | 142061.1122 | 0 | 55647.2227 | 0 | 0 | 0 | 0 | 100369.4452 | 0 | 0 | 402525.0032 | 0 | 402527.781 | -2.7778 | -2.7778 | 0 | 5349.8959 | 3578.1167 | 1067.8525 | 13595.2484 | 0 | 5325.4392 | 0 | 0 | 0 | 0 | 9605.3559 | 0 | 0 | 38521.6428 | 0 | 38521.9086 | -0.26583 | -0.26583 | 0 | 190.7944 | 127.6071 | 38.083 | 484.8502 | 0 | 189.9222 | 0 | 0 | 0 | 0 | 342.5578 | 0 | 0 | 1373.8054 | 0 | 1373.8148 | -0.0094805 | -0.0094805 | 3.782 | 1.1287 | 14.3695 | 5.6288 | 0 | 0 | 5.6547 | 0 | 10.1526 | 0 | 0 | 40.7165 | 40.7162 | 40.7162 | 1
SC_3A_MA_2013_EL | 3A | MA | EL | 4636 | ASHRAE30pct-state-3A | ApartmentMidRise | STD2013 | SC-Columbia-SC | Zone3A | Zone3A(SC-Columbia-SC) | ASHRAE30pct-state-STD2013 | state | SC | 0.0957 | 0.85 | ASHRAE30pct-state-3A_ApartmentMidRise_STD2013_SC-Columbia-SC.table.csv.gz | Mid-Rise Apartment | Columbia Metro Arpt SC USA TMY3 WMO#=723100 | Electricity | 0 | 44461.1115 | 30750.0002 | 11158.3334 | 141969.4456 | 0 | 52052.7782 | 0 | 0 | 0 | 0 | 100316.6675 | 0 | 0 | 380705.5586 | 0 | 380708.3364 | -2.7778 | -2.7778 | 0 | 4254.9284 | 2942.775 | 1067.8525 | 13586.4759 | 0 | 4981.4509 | 0 | 0 | 0 | 0 | 9600.3051 | 0 | 0 | 36433.522 | 0 | 36433.7878 | -0.26583 | -0.26583 | 0 | 151.7444 | 104.9488 | 38.083 | 484.5373 | 0 | 177.6545 | 0 | 0 | 0 | 0 | 342.3777 | 0 | 0 | 1299.3363 | 0 | 1299.3458 | -0.0094805 | -0.0094805 | 3.1104 | 1.1287 | 14.3602 | 5.2652 | 0 | 0 | 4.4973 | 0 | 10.1472 | 0 | 0 | 38.5094 | 38.5091 | 38.5091 | 2
SC_3A_MA_2010_NG | 3A | MA | NG | 4045 | ASHRAE30pct-state-3A | ApartmentMidRise | STD2010 | SC-Columbia-SC | Zone3A | Zone3A(SC-Columbia-SC) | ASHRAE30pct-state-STD2010 | state | SC | 0.0957 | 0.85 | ASHRAE30pct-state-3A_ApartmentMidRise_STD2010_SC-Columbia-SC.table.csv.gz | Mid-Rise Apartment | Columbia Metro Arpt SC USA TMY3 WMO#=723100 | Natural Gas | 77190.2263 | 0 | 0 | 0 | 0 | 0 | 0 | 0 | 0 | 0 | 0 | 0 | 0 | 0 | 77190.2263 | 0 | 77190.2263 | 0 | 0 | 656.1169 | 0 | 0 | 0 | 0 | 0 | 0 | 0 | 0 | 0 | 0 | 0 | 0 | 0 | 656.1169 | 0 | 656.1169 | 0 | 0 | 77.1902 | 0 | 0 | 0 | 0 | 0 | 0 | 0 | 0 | 0 | 0 | 0 | 0 | 0 | 77.1902 | 0 | 77.1902 | 0 | 0 | 0 | 0 | 0 | 0 | 0 | 0 | 0 | 2.2877 | 0 | 0 | 0 | 2.2877 | 2.2877 | 2.2877 | 1
SC_3A_MA_2013_NG | 3A | MA | NG | 4645 | ASHRAE30pct-state-3A | ApartmentMidRise | STD2013 | SC-Columbia-SC | Zone3A | Zone3A(SC-Columbia-SC) | ASHRAE30pct-state-STD2013 | state | SC | 0.0957 | 0.85 | ASHRAE30pct-state-3A_ApartmentMidRise_STD2013_SC-Columbia-SC.table.csv.gz | Mid-Rise Apartment | Columbia Metro Arpt SC USA TMY3 WMO#=723100 | Natural Gas | 88109.0795 | 0 | 0 | 0 | 0 | 0 | 0 | 0 | 0 | 0 | 0 | 0 | 0 | 0 | 88109.0795 | 0 | 88109.0795 | 0 | 0 | 748.9272 | 0 | 0 | 0 | 0 | 0 | 0 | 0 | 0 | 0 | 0 | 0 | 0 | 0 | 748.9272 | 0 | 748.9272 | 0 | 0 | 88.1091 | 0 | 0 | 0 | 0 | 0 | 0 | 0 | 0 | 0 | 0 | 0 | 0 | 0 | 88.1091 | 0 | 88.1091 | 0 | 0 | 0 | 0 | 0 | 0 | 0 | 0 | 0 | 2.6113 | 0 | 0 | 0 | 2.6113 | 2.6113 | 2.6113 | 2
TN_3A_MA_2010_EL | 3A | MA | EL | 4096 | ASHRAE30pct-state-3A | ApartmentMidRise | STD2010 | TN-Memphis-TN | Zone3A | Zone3A(TN-Memphis-TN) | ASHRAE30pct-state-STD2010 | state | TN | 0.1029 | 0.81 | ASHRAE30pct-state-3A_ApartmentMidRise_STD2010_TN-Memphis-TN.table.csv.gz | Mid-Rise Apartment | Memphis International Ap TN USA TMY3 WMO#=723340 | Electricity | 0 | 56919.4449 | 37388.8892 | 11150.0001 | 142061.1122 | 0 | 56086.1116 | 0 | 0 | 0 | 0 | 100416.6675 | 0 | 0 | 404022.2255 | 0 | 404022.2255 | 0 | 0 | 0 | 5857.0109 | 3847.3167 | 1147.335 | 14618.0885 | 0 | 5771.2609 | 0 | 0 | 0 | 0 | 10332.8751 | 0 | 0 | 41573.887 | 0 | 41573.887 | 0 | 0 | 0 | 194.2643 | 127.6071 | 38.0546 | 484.8502 | 0 | 191.4202 | 0 | 0 | 0 | 0 | 342.719 | 0 | 0 | 1378.9153 | 0 | 1378.9153 | 0 | 0 | 3.782 | 1.1278 | 14.3698 | 5.6732 | 0 | 0 | 5.7575 | 0 | 10.1573 | 0 | 0 | 40.8676 | 40.8676 | 40.8676 | 1
TN_3A_MA_2013_EL | 3A | MA | EL | 4696 | ASHRAE30pct-state-3A | ApartmentMidRise | STD2013 | TN-Memphis-TN | Zone3A | Zone3A(TN-Memphis-TN) | ASHRAE30pct-state-STD2013 | state | TN | 0.1029 | 0.81 | ASHRAE30pct-state-3A_ApartmentMidRise_STD2013_TN-Memphis-TN.table.csv.gz | Mid-Rise Apartment | Memphis International Ap TN USA TMY3 WMO#=723340 | Electricity | 0 | 46005.5559 | 30750.0002 | 11150.0001 | 141969.4456 | 0 | 52375.0004 | 0 | 0 | 0 | 0 | 100369.4452 | 0 | 0 | 382619.4475 | 0 | 382619.4475 | 0 | 0 | 0 | 4733.9717 | 3164.175 | 1147.335 | 14608.656 | 0 | 5389.3875 | 0 | 0 | 0 | 0 | 10328.0159 | 0 | 0 | 39371.5411 | 0 | 39371.5411 | 0 | 0 | 0 | 157.0155 | 104.9488 | 38.0546 | 484.5373 | 0 | 178.7543 | 0 | 0 | 0 | 0 | 342.5578 | 0 | 0 | 1305.8683 | 0 | 1305.8683 | 0 | 0 | 3.1104 | 1.1278 | 14.3605 | 5.2978 | 0 | 0 | 4.6536 | 0 | 10.1526 | 0 | 0 | 38.7027 | 38.7027 | 38.7027 | 2
TN_3A_MA_2010_NG | 3A | MA | NG | 4105 | ASHRAE30pct-state-3A | ApartmentMidRise | STD2010 | TN-Memphis-TN | Zone3A | Zone3A(TN-Memphis-TN) | ASHRAE30pct-state-STD2010 | state | TN | 0.1029 | 0.81 | ASHRAE30pct-state-3A_ApartmentMidRise_STD2010_TN-Memphis-TN.table.csv.gz | Mid-Rise Apartment | Memphis International Ap TN USA TMY3 WMO#=723340 | Natural Gas | 132343.7045 | 0 | 0 | 0 | 0 | 0 | 0 | 0 | 0 | 0 | 0 | 0 | 0 | 0 | 132343.7045 | 0 | 132343.7045 | 0 | 0 | 1071.984 | 0 | 0 | 0 | 0 | 0 | 0 | 0 | 0 | 0 | 0 | 0 | 0 | 0 | 1071.984 | 0 | 1071.984 | 0 | 0 | 132.3437 | 0 | 0 | 0 | 0 | 0 | 0 | 0 | 0 | 0 | 0 | 0 | 0 | 0 | 132.3437 | 0 | 132.3437 | 0 | 0 | 0 | 0 | 0 | 0 | 0 | 0 | 0 | 3.9223 | 0 | 0 | 0 | 3.9223 | 3.9223 | 3.9223 | 1
TN_3A_MA_2013_NG | 3A | MA | NG | 4705 | ASHRAE30pct-state-3A | ApartmentMidRise | STD2013 | TN-Memphis-TN | Zone3A | Zone3A(TN-Memphis-TN) | ASHRAE30pct-state-STD2013 | state | TN | 0.1029 | 0.81 | ASHRAE30pct-state-3A_ApartmentMidRise_STD2013_TN-Memphis-TN.table.csv.gz | Mid-Rise Apartment | Memphis International Ap TN USA TMY3 WMO#=723340 | Natural Gas | 147243.3896 | 0 | 0 | 0 | 0 | 0 | 0 | 0 | 0 | 0 | 0 | 0 | 0 | 0 | 147243.3896 | 0 | 147243.3896 | 0 | 0 | 1192.6715 | 0 | 0 | 0 | 0 | 0 | 0 | 0 | 0 | 0 | 0 | 0 | 0 | 0 | 1192.6715 | 0 | 1192.6715 | 0 | 0 | 147.2434 | 0 | 0 | 0 | 0 | 0 | 0 | 0 | 0 | 0 | 0 | 0 | 0 | 0 | 147.2434 | 0 | 147.2434 | 0 | 0 | 0 | 0 | 0 | 0 | 0 | 0 | 0 | 4.3639 | 0 | 0 | 0 | 4.3639 | 4.3639 | 4.3639 | 2
TX_3A_MA_2010_EL | 3A | MA | EL | 4156 | ASHRAE30pct-state-3A | ApartmentMidRise | STD2010 | TX-FortWorthAlliance-TX | Zone3A | Zone3A(TX-FortWorthAlliance-TX) | ASHRAE30pct-state-STD2010 | state | TX | 0.0817 | 0.67 | ASHRAE30pct-state-3A_ApartmentMidRise_STD2010_TX-FortWorthAlliance-TX.table.csv.gz | Mid-Rise Apartment | Fort Worth Alliance TX USA TMY3 WMO#=722594 | Electricity | 0 | 61852.7783 | 37388.8892 | 11138.889 | 142061.1122 | 0 | 61091.6672 | 0 | 0 | 0 | 0 | 100394.4452 | 0 | 0 | 413927.7811 | 0 | 413927.7811 | 0 | 0 | 0 | 5053.372 | 3054.6722 | 910.0472 | 11606.3929 | 0 | 4991.1892 | 0 | 0 | 0 | 0 | 8202.2262 | 0 | 0 | 33817.8997 | 0 | 33817.8997 | 0 | 0 | 0 | 211.1016 | 127.6071 | 38.0167 | 484.8502 | 0 | 208.504 | 0 | 0 | 0 | 0 | 342.6431 | 0 | 0 | 1412.7227 | 0 | 1412.7227 | 0 | 0 | 3.782 | 1.1267 | 14.3698 | 6.1795 | 0 | 0 | 6.2565 | 0 | 10.1551 | 0 | 0 | 41.8696 | 41.8696 | 41.8696 | 1
TX_3A_MA_2013_EL | 3A | MA | EL | 4756 | ASHRAE30pct-state-3A | ApartmentMidRise | STD2013 | TX-FortWorthAlliance-TX | Zone3A | Zone3A(TX-FortWorthAlliance-TX) | ASHRAE30pct-state-STD2013 | state | TX | 0.0817 | 0.67 | ASHRAE30pct-state-3A_ApartmentMidRise_STD2013_TX-FortWorthAlliance-TX.table.csv.gz | Mid-Rise Apartment | Fort Worth Alliance TX USA TMY3 WMO#=722594 | Electricity | 0 | 50380.556 | 30750.0002 | 11138.889 | 141969.4456 | 0 | 57436.1116 | 0 | 0 | 0 | 0 | 100352.7786 | 0 | 0 | 392025.0031 | 0 | 392027.7809 | -2.7778 | -2.7778 | 0 | 4116.0914 | 2512.275 | 910.0472 | 11598.9037 | 0 | 4692.5303 | 0 | 0 | 0 | 0 | 8198.822 | 0 | 0 | 32028.4428 | 0 | 32028.6697 | -0.22694 | -0.22694 | 0 | 171.9473 | 104.9488 | 38.0167 | 484.5373 | 0 | 196.0277 | 0 | 0 | 0 | 0 | 342.5009 | 0 | 0 | 1337.9692 | 0 | 1337.9787 | -0.0094805 | -0.0094805 | 3.1104 | 1.1267 | 14.3602 | 5.8098 | 0 | 0 | 5.0961 | 0 | 10.1509 | 0 | 0 | 39.6544 | 39.6541 | 39.6541 | 2
TX_3A_MA_2010_NG | 3A | MA | NG | 4165 | ASHRAE30pct-state-3A | ApartmentMidRise | STD2010 | TX-FortWorthAlliance-TX | Zone3A | Zone3A(TX-FortWorthAlliance-TX) | ASHRAE30pct-state-STD2010 | state | TX | 0.0817 | 0.67 | ASHRAE30pct-state-3A_ApartmentMidRise_STD2010_TX-FortWorthAlliance-TX.table.csv.gz | Mid-Rise Apartment | Fort Worth Alliance TX USA TMY3 WMO#=722594 | Natural Gas | 91767.6536 | 0 | 0 | 0 | 0 | 0 | 0 | 0 | 0 | 0 | 0 | 0 | 0 | 0 | 91767.6536 | 0 | 91767.6536 | 0 | 0 | 614.8433 | 0 | 0 | 0 | 0 | 0 | 0 | 0 | 0 | 0 | 0 | 0 | 0 | 0 | 614.8433 | 0 | 614.8433 | 0 | 0 | 91.7677 | 0 | 0 | 0 | 0 | 0 | 0 | 0 | 0 | 0 | 0 | 0 | 0 | 0 | 91.7677 | 0 | 91.7677 | 0 | 0 | 0 | 0 | 0 | 0 | 0 | 0 | 0 | 2.7198 | 0 | 0 | 0 | 2.7198 | 2.7198 | 2.7198 | 1
TX_3A_MA_2013_NG | 3A | MA | NG | 4765 | ASHRAE30pct-state-3A | ApartmentMidRise | STD2013 | TX-FortWorthAlliance-TX | Zone3A | Zone3A(TX-FortWorthAlliance-TX) | ASHRAE30pct-state-STD2013 | state | TX | 0.0817 | 0.67 | ASHRAE30pct-state-3A_ApartmentMidRise_STD2013_TX-FortWorthAlliance-TX.table.csv.gz | Mid-Rise Apartment | Fort Worth Alliance TX USA TMY3 WMO#=722594 | Natural Gas | 104771.7044 | 0 | 0 | 0 | 0 | 0 | 0 | 0 | 0 | 0 | 0 | 0 | 0 | 0 | 104771.7044 | 0 | 104771.7044 | 0 | 0 | 701.9704 | 0 | 0 | 0 | 0 | 0 | 0 | 0 | 0 | 0 | 0 | 0 | 0 | 0 | 701.9704 | 0 | 701.9704 | 0 | 0 | 104.7717 | 0 | 0 | 0 | 0 | 0 | 0 | 0 | 0 | 0 | 0 | 0 | 0 | 0 | 104.7717 | 0 | 104.7717 | 0 | 0 | 0 | 0 | 0 | 0 | 0 | 0 | 0 | 3.1052 | 0 | 0 | 0 | 3.1052 | 3.1052 | 3.1052 | 2
AZ_3B_MA_2010_EL | 3B | MA | EL | 5176 | ASHRAE30pct-state-3B | ApartmentMidRise | STD2010 | AZ-Kingman-AZ | Zone3B | Zone3B(AZ-Kingman-AZ) | ASHRAE30pct-state-STD2010 | state | AZ | 0.0954 | 0.95 | ASHRAE30pct-state-3B_ApartmentMidRise_STD2010_AZ-Kingman-AZ.table.csv.gz | Mid-Rise Apartment | Kingman Amos AZ USA TMY3 WMO#=723700 | Electricity | 0 | 54380.556 | 37388.8892 | 11138.889 | 142061.1122 | 0 | 67041.6672 | 0 | 0 | 0 | 0 | 97975.0008 | 0 | 0 | 409986.1144 | 0 | 409986.1144 | 0 | 0 | 0 | 5187.905 | 3566.9 | 1062.65 | 13552.6301 | 0 | 6395.7751 | 0 | 0 | 0 | 0 | 9346.8151 | 0 | 0 | 39112.6753 | 0 | 39112.6753 | 0 | 0 | 0 | 185.5992 | 127.6071 | 38.0167 | 484.8502 | 0 | 228.8111 | 0 | 0 | 0 | 0 | 334.3856 | 0 | 0 | 1399.2699 | 0 | 1399.2699 | 0 | 0 | 3.782 | 1.1267 | 14.3698 | 6.7814 | 0 | 0 | 5.5007 | 0 | 9.9104 | 0 | 0 | 41.4709 | 41.4709 | 41.4709 | 1
AZ_3B_MA_2013_EL | 3B | MA | EL | 5536 | ASHRAE30pct-state-3B | ApartmentMidRise | STD2013 | AZ-Kingman-AZ | Zone3B | Zone3B(AZ-Kingman-AZ) | ASHRAE30pct-state-STD2013 | state | AZ | 0.0954 | 0.95 | ASHRAE30pct-state-3B_ApartmentMidRise_STD2013_AZ-Kingman-AZ.table.csv.gz | Mid-Rise Apartment | Kingman Amos AZ USA TMY3 WMO#=723700 | Electricity | 0 | 45180.5559 | 30750.0002 | 11138.889 | 141969.4456 | 0 | 62730.5561 | 0 | 0 | 0 | 0 | 97955.5563 | 0 | 0 | 389725.0031 | 0 | 389725.0031 | 0 | 0 | 0 | 4310.225 | 2933.55 | 1062.65 | 13543.8851 | 0 | 5984.495 | 0 | 0 | 0 | 0 | 9344.9601 | 0 | 0 | 37179.7653 | 0 | 37179.7653 | 0 | 0 | 0 | 154.1998 | 104.9488 | 38.0167 | 484.5373 | 0 | 214.0974 | 0 | 0 | 0 | 0 | 334.3193 | 0 | 0 | 1330.1194 | 0 | 1330.1194 | 0 | 0 | 3.1104 | 1.1267 | 14.3605 | 6.3453 | 0 | 0 | 4.5701 | 0 | 9.9084 | 0 | 0 | 39.4215 | 39.4215 | 39.4215 | 2
AZ_3B_MA_2010_NG | 3B | MA | NG | 5185 | ASHRAE30pct-state-3B | ApartmentMidRise | STD2010 | AZ-Kingman-AZ | Zone3B | Zone3B(AZ-Kingman-AZ) | ASHRAE30pct-state-STD2010 | state | AZ | 0.0954 | 0.95 | ASHRAE30pct-state-3B_ApartmentMidRise_STD2010_AZ-Kingman-AZ.table.csv.gz | Mid-Rise Apartment | Kingman Amos AZ USA TMY3 WMO#=723700 | Natural Gas | 60641.3393 | 0 | 0 | 0 | 0 | 0 | 0 | 0 | 0 | 0 | 0 | 0 | 0 | 0 | 60641.3393 | 0 | 60641.3393 | 0 | 0 | 576.0927 | 0 | 0 | 0 | 0 | 0 | 0 | 0 | 0 | 0 | 0 | 0 | 0 | 0 | 576.0927 | 0 | 576.0927 | 0 | 0 | 60.6413 | 0 | 0 | 0 | 0 | 0 | 0 | 0 | 0 | 0 | 0 | 0 | 0 | 0 | 60.6413 | 0 | 60.6413 | 0 | 0 | 0 | 0 | 0 | 0 | 0 | 0 | 0 | 1.7973 | 0 | 0 | 0 | 1.7973 | 1.7973 | 1.7973 | 1
AZ_3B_MA_2013_NG | 3B | MA | NG | 5545 | ASHRAE30pct-state-3B | ApartmentMidRise | STD2013 | AZ-Kingman-AZ | Zone3B | Zone3B(AZ-Kingman-AZ) | ASHRAE30pct-state-STD2013 | state | AZ | 0.0954 | 0.95 | ASHRAE30pct-state-3B_ApartmentMidRise_STD2013_AZ-Kingman-AZ.table.csv.gz | Mid-Rise Apartment | Kingman Amos AZ USA TMY3 WMO#=723700 | Natural Gas | 72053.0575 | 0 | 0 | 0 | 0 | 0 | 0 | 0 | 0 | 0 | 0 | 0 | 0 | 0 | 72053.0575 | 0 | 72053.0575 | 0 | 0 | 684.504 | 0 | 0 | 0 | 0 | 0 | 0 | 0 | 0 | 0 | 0 | 0 | 0 | 0 | 684.504 | 0 | 684.504 | 0 | 0 | 72.0531 | 0 | 0 | 0 | 0 | 0 | 0 | 0 | 0 | 0 | 0 | 0 | 0 | 0 | 72.0531 | 0 | 72.0531 | 0 | 0 | 0 | 0 | 0 | 0 | 0 | 0 | 0 | 2.1355 | 0 | 0 | 0 | 2.1355 | 2.1355 | 2.1355 | 2
CA_3B_MA_2010_EL | 3B | MA | EL | 5236 | ASHRAE30pct-state-3B | ApartmentMidRise | STD2010 | CA-LosAngeles-CA | Zone3B | Zone3B(CA-LosAngeles-CA) | ASHRAE30pct-state-STD2010 | state | CA | 0.136 | 0.7 | ASHRAE30pct-state-3B_ApartmentMidRise_STD2010_CA-LosAngeles-CA.table.csv.gz | Mid-Rise Apartment | Los Angeles Intl Arpt CA USA TMY3 WMO#=722950 | Electricity | 0 | 29791.6669 | 37388.8892 | 11155.5556 | 142061.1122 | 0 | 47627.7782 | 0 | 0 | 0 | 0 | 97863.8897 | 0 | 0 | 365886.114 | 0 | 365888.8918 | -2.7778 | -2.7778 | 0 | 4051.6667 | 5084.8889 | 1517.1556 | 19320.3113 | 0 | 6477.3778 | 0 | 0 | 0 | 0 | 13309.489 | 0 | 0 | 49760.5115 | 0 | 49760.8893 | -0.37778 | -0.37778 | 0 | 101.678 | 127.6071 | 38.0736 | 484.8502 | 0 | 162.5521 | 0 | 0 | 0 | 0 | 334.0064 | 0 | 0 | 1248.758 | 0 | 1248.7674 | -0.0094805 | -0.0094805 | 3.782 | 1.1284 | 14.3695 | 4.8176 | 0 | 0 | 3.0135 | 0 | 9.8991 | 0 | 0 | 37.0104 | 37.0101 | 37.0101 | 1
CA_3B_MA_2013_EL | 3B | MA | EL | 5596 | ASHRAE30pct-state-3B | ApartmentMidRise | STD2013 | CA-LosAngeles-CA | Zone3B | Zone3B(CA-LosAngeles-CA) | ASHRAE30pct-state-STD2013 | state | CA | 0.136 | 0.7 | ASHRAE30pct-state-3B_ApartmentMidRise_STD2013_CA-LosAngeles-CA.table.csv.gz | Mid-Rise Apartment | Los Angeles Intl Arpt CA USA TMY3 WMO#=722950 | Electricity | 0 | 19230.5557 | 30750.0002 | 11155.5556 | 141969.4456 | 0 | 43608.3337 | 0 | 0 | 0 | 0 | 97747.223 | 0 | 0 | 344461.1139 | 0 | 344461.1139 | 0 | 0 | 0 | 2615.3556 | 4182 | 1517.1556 | 19307.8446 | 0 | 5930.7334 | 0 | 0 | 0 | 0 | 13293.6223 | 0 | 0 | 46846.7115 | 0 | 46846.7115 | 0 | 0 | 0 | 65.6333 | 104.9488 | 38.0736 | 484.5373 | 0 | 148.8339 | 0 | 0 | 0 | 0 | 333.6082 | 0 | 0 | 1175.6351 | 0 | 1175.6351 | 0 | 0 | 3.1104 | 1.1284 | 14.3605 | 4.4111 | 0 | 0 | 1.9452 | 0 | 9.8873 | 0 | 0 | 34.8429 | 34.8429 | 34.8429 | 2
CA_3B_MA_2010_NG | 3B | MA | NG | 5245 | ASHRAE30pct-state-3B | ApartmentMidRise | STD2010 | CA-LosAngeles-CA | Zone3B | Zone3B(CA-LosAngeles-CA) | ASHRAE30pct-state-STD2010 | state | CA | 0.136 | 0.7 | ASHRAE30pct-state-3B_ApartmentMidRise_STD2010_CA-LosAngeles-CA.table.csv.gz | Mid-Rise Apartment | Los Angeles Intl Arpt CA USA TMY3 WMO#=722950 | Natural Gas | 4663.2602 | 0 | 0 | 0 | 0 | 0 | 0 | 0 | 0 | 0 | 0 | 0 | 0 | 0 | 4663.2602 | 0 | 4663.2602 | 0 | 0 | 32.6428 | 0 | 0 | 0 | 0 | 0 | 0 | 0 | 0 | 0 | 0 | 0 | 0 | 0 | 32.6428 | 0 | 32.6428 | 0 | 0 | 4.6633 | 0 | 0 | 0 | 0 | 0 | 0 | 0 | 0 | 0 | 0 | 0 | 0 | 0 | 4.6633 | 0 | 4.6633 | 0 | 0 | 0 | 0 | 0 | 0 | 0 | 0 | 0 | 0.13821 | 0 | 0 | 0 | 0.13821 | 0.13821 | 0.13821 | 1
CA_3B_MA_2013_NG | 3B | MA | NG | 5605 | ASHRAE30pct-state-3B | ApartmentMidRise | STD2013 | CA-LosAngeles-CA | Zone3B | Zone3B(CA-LosAngeles-CA) | ASHRAE30pct-state-STD2013 | state | CA | 0.136 | 0.7 | ASHRAE30pct-state-3B_ApartmentMidRise_STD2013_CA-LosAngeles-CA.table.csv.gz | Mid-Rise Apartment | Los Angeles Intl Arpt CA USA TMY3 WMO#=722950 | Natural Gas | 5696.3809 | 0 | 0 | 0 | 0 | 0 | 0 | 0 | 0 | 0 | 0 | 0 | 0 | 0 | 5696.3809 | 0 | 5696.3809 | 0 | 0 | 39.8747 | 0 | 0 | 0 | 0 | 0 | 0 | 0 | 0 | 0 | 0 | 0 | 0 | 0 | 39.8747 | 0 | 39.8747 | 0 | 0 | 5.6964 | 0 | 0 | 0 | 0 | 0 | 0 | 0 | 0 | 0 | 0 | 0 | 0 | 0 | 5.6964 | 0 | 5.6964 | 0 | 0 | 0 | 0 | 0 | 0 | 0 | 0 | 0 | 0.16883 | 0 | 0 | 0 | 0.16883 | 0.16883 | 0.16883 | 2
NM_3B_MA_2010_EL | 3B | MA | EL | 5296 | ASHRAE30pct-state-3B | ApartmentMidRise | STD2010 | NM-Lubbock-TX | Zone3B | Zone3B(NM-Lubbock-TX) | ASHRAE30pct-state-STD2010 | state | NM | 0.093 | 0.62 | ASHRAE30pct-state-3B_ApartmentMidRise_STD2010_NM-Lubbock-TX.table.csv.gz | Mid-Rise Apartment | Lubbock International Ap TX USA TMY3 WMO#=722670 | Electricity | 0 | 44811.1115 | 37388.8892 | 11141.6668 | 142061.1122 | 0 | 64858.3339 | 0 | 0 | 0 | 0 | 98041.6675 | 0 | 0 | 398302.781 | 0 | 398302.781 | 0 | 0 | 0 | 4167.4334 | 3477.1667 | 1036.175 | 13211.6834 | 0 | 6031.825 | 0 | 0 | 0 | 0 | 9117.8751 | 0 | 0 | 37042.1586 | 0 | 37042.1586 | 0 | 0 | 0 | 152.9389 | 127.6071 | 38.0262 | 484.8502 | 0 | 221.3595 | 0 | 0 | 0 | 0 | 334.6132 | 0 | 0 | 1359.395 | 0 | 1359.395 | 0 | 0 | 3.782 | 1.127 | 14.3698 | 6.5605 | 0 | 0 | 4.5327 | 0 | 9.9171 | 0 | 0 | 40.2891 | 40.2891 | 40.2891 | 1
NM_3B_MA_2013_EL | 3B | MA | EL | 5656 | ASHRAE30pct-state-3B | ApartmentMidRise | STD2013 | NM-Lubbock-TX | Zone3B | Zone3B(NM-Lubbock-TX) | ASHRAE30pct-state-STD2013 | state | NM | 0.093 | 0.62 | ASHRAE30pct-state-3B_ApartmentMidRise_STD2013_NM-Lubbock-TX.table.csv.gz | Mid-Rise Apartment | Lubbock International Ap TX USA TMY3 WMO#=722670 | Electricity | 0 | 35825.0003 | 30750.0002 | 11141.6668 | 141969.4456 | 0 | 60686.1116 | 0 | 0 | 0 | 0 | 98000.0008 | 0 | 0 | 378369.4475 | 0 | 378372.2252 | -2.7778 | -2.7778 | 0 | 3331.725 | 2859.75 | 1036.175 | 13203.1584 | 0 | 5643.8084 | 0 | 0 | 0 | 0 | 9114.0001 | 0 | 0 | 35188.3586 | 0 | 35188.6169 | -0.25833 | -0.25833 | 0 | 122.2696 | 104.9488 | 38.0262 | 484.5373 | 0 | 207.1198 | 0 | 0 | 0 | 0 | 334.471 | 0 | 0 | 1291.3632 | 0 | 1291.3727 | -0.0094805 | -0.0094805 | 3.1104 | 1.127 | 14.3602 | 6.1385 | 0 | 0 | 3.6238 | 0 | 9.9129 | 0 | 0 | 38.2731 | 38.2728 | 38.2728 | 2
NM_3B_MA_2010_NG | 3B | MA | NG | 5305 | ASHRAE30pct-state-3B | ApartmentMidRise | STD2010 | NM-Lubbock-TX | Zone3B | Zone3B(NM-Lubbock-TX) | ASHRAE30pct-state-STD2010 | state | NM | 0.093 | 0.62 | ASHRAE30pct-state-3B_ApartmentMidRise_STD2010_NM-Lubbock-TX.table.csv.gz | Mid-Rise Apartment | Lubbock International Ap TX USA TMY3 WMO#=722670 | Natural Gas | 138495.0376 | 0 | 0 | 0 | 0 | 0 | 0 | 0 | 0 | 0 | 0 | 0 | 0 | 0 | 138495.0376 | 0 | 138495.0376 | 0 | 0 | 858.6692 | 0 | 0 | 0 | 0 | 0 | 0 | 0 | 0 | 0 | 0 | 0 | 0 | 0 | 858.6692 | 0 | 858.6692 | 0 | 0 | 138.495 | 0 | 0 | 0 | 0 | 0 | 0 | 0 | 0 | 0 | 0 | 0 | 0 | 0 | 138.495 | 0 | 138.495 | 0 | 0 | 0 | 0 | 0 | 0 | 0 | 0 | 0 | 4.1047 | 0 | 0 | 0 | 4.1047 | 4.1047 | 4.1047 | 1
NM_3B_MA_2013_NG | 3B | MA | NG | 5665 | ASHRAE30pct-state-3B | ApartmentMidRise | STD2013 | NM-Lubbock-TX | Zone3B | Zone3B(NM-Lubbock-TX) | ASHRAE30pct-state-STD2013 | state | NM | 0.093 | 0.62 | ASHRAE30pct-state-3B_ApartmentMidRise_STD2013_NM-Lubbock-TX.table.csv.gz | Mid-Rise Apartment | Lubbock International Ap TX USA TMY3 WMO#=722670 | Natural Gas | 156806.8643 | 0 | 0 | 0 | 0 | 0 | 0 | 0 | 0 | 0 | 0 | 0 | 0 | 0 | 156806.8643 | 0 | 156806.8643 | 0 | 0 | 972.2026 | 0 | 0 | 0 | 0 | 0 | 0 | 0 | 0 | 0 | 0 | 0 | 0 | 0 | 972.2026 | 0 | 972.2026 | 0 | 0 | 156.8069 | 0 | 0 | 0 | 0 | 0 | 0 | 0 | 0 | 0 | 0 | 0 | 0 | 0 | 156.8069 | 0 | 156.8069 | 0 | 0 | 0 | 0 | 0 | 0 | 0 | 0 | 0 | 4.6474 | 0 | 0 | 0 | 4.6474 | 4.6474 | 4.6474 | 2
NV_3B_MA_2010_EL | 3B | MA | EL | 5356 | ASHRAE30pct-state-3B | ApartmentMidRise | STD2010 | NV-LasVegas-NV | Zone3B | Zone3B(NV-LasVegas-NV) | ASHRAE30pct-state-STD2010 | state | NV | 0.0886 | 0.73 | ASHRAE30pct-state-3B_ApartmentMidRise_STD2010_NV-LasVegas-NV.table.csv.gz | Mid-Rise Apartment | Las Vegas Mccarran Intl Ap NV USA TMY3 WMO#=723860 | Electricity | 0 | 64441.6672 | 37388.8892 | 11144.4445 | 142061.1122 | 0 | 70272.2228 | 0 | 0 | 0 | 0 | 97922.223 | 0 | 0 | 423227.7812 | 0 | 423230.5589 | -2.7778 | -2.7778 | 0 | 5709.5317 | 3312.6556 | 987.3978 | 12586.6145 | 0 | 6226.1189 | 0 | 0 | 0 | 0 | 8675.909 | 0 | 0 | 37497.9814 | 0 | 37498.2275 | -0.24611 | -0.24611 | 0 | 219.9374 | 127.6071 | 38.0356 | 484.8502 | 0 | 239.8369 | 0 | 0 | 0 | 0 | 334.2055 | 0 | 0 | 1444.4633 | 0 | 1444.4728 | -0.0094805 | -0.0094805 | 3.782 | 1.1273 | 14.3695 | 7.1082 | 0 | 0 | 6.5184 | 0 | 9.905 | 0 | 0 | 42.8106 | 42.8103 | 42.8103 | 1
NV_3B_MA_2013_EL | 3B | MA | EL | 5716 | ASHRAE30pct-state-3B | ApartmentMidRise | STD2013 | NV-LasVegas-NV | Zone3B | Zone3B(NV-LasVegas-NV) | ASHRAE30pct-state-STD2013 | state | NV | 0.0886 | 0.73 | ASHRAE30pct-state-3B_ApartmentMidRise_STD2013_NV-LasVegas-NV.table.csv.gz | Mid-Rise Apartment | Las Vegas Mccarran Intl Ap NV USA TMY3 WMO#=723860 | Electricity | 0 | 54316.6671 | 30750.0002 | 11144.4445 | 141969.4456 | 0 | 66097.2228 | 0 | 0 | 0 | 0 | 97897.223 | 0 | 0 | 402169.4477 | 0 | 402175.0032 | -5.5556 | -5.5556 | 0 | 4812.4567 | 2724.45 | 987.3978 | 12578.4929 | 0 | 5856.2139 | 0 | 0 | 0 | 0 | 8673.694 | 0 | 0 | 35632.2131 | 0 | 35632.7053 | -0.49222 | -0.49222 | 0 | 185.3811 | 104.9488 | 38.0356 | 484.5373 | 0 | 225.5878 | 0 | 0 | 0 | 0 | 334.1202 | 0 | 0 | 1372.5919 | 0 | 1372.6108 | -0.018961 | -0.018961 | 3.1104 | 1.1273 | 14.3599 | 6.6859 | 0 | 0 | 5.4942 | 0 | 9.9025 | 0 | 0 | 40.6808 | 40.6802 | 40.6802 | 2
NV_3B_MA_2010_NG | 3B | MA | NG | 5365 | ASHRAE30pct-state-3B | ApartmentMidRise | STD2010 | NV-LasVegas-NV | Zone3B | Zone3B(NV-LasVegas-NV) | ASHRAE30pct-state-STD2010 | state | NV | 0.0886 | 0.73 | ASHRAE30pct-state-3B_ApartmentMidRise_STD2010_NV-LasVegas-NV.table.csv.gz | Mid-Rise Apartment | Las Vegas Mccarran Intl Ap NV USA TMY3 WMO#=723860 | Natural Gas | 37486.1671 | 0 | 0 | 0 | 0 | 0 | 0 | 0 | 0 | 0 | 0 | 0 | 0 | 0 | 37486.1671 | 0 | 37486.1671 | 0 | 0 | 273.649 | 0 | 0 | 0 | 0 | 0 | 0 | 0 | 0 | 0 | 0 | 0 | 0 | 0 | 273.649 | 0 | 273.649 | 0 | 0 | 37.4862 | 0 | 0 | 0 | 0 | 0 | 0 | 0 | 0 | 0 | 0 | 0 | 0 | 0 | 37.4862 | 0 | 37.4862 | 0 | 0 | 0 | 0 | 0 | 0 | 0 | 0 | 0 | 1.111 | 0 | 0 | 0 | 1.111 | 1.111 | 1.111 | 1
NV_3B_MA_2013_NG | 3B | MA | NG | 5725 | ASHRAE30pct-state-3B | ApartmentMidRise | STD2013 | NV-LasVegas-NV | Zone3B | Zone3B(NV-LasVegas-NV) | ASHRAE30pct-state-STD2013 | state | NV | 0.0886 | 0.73 | ASHRAE30pct-state-3B_ApartmentMidRise_STD2013_NV-LasVegas-NV.table.csv.gz | Mid-Rise Apartment | Las Vegas Mccarran Intl Ap NV USA TMY3 WMO#=723860 | Natural Gas | 44623.23 | 0 | 0 | 0 | 0 | 0 | 0 | 0 | 0 | 0 | 0 | 0 | 0 | 0 | 44623.23 | 0 | 44623.23 | 0 | 0 | 325.7496 | 0 | 0 | 0 | 0 | 0 | 0 | 0 | 0 | 0 | 0 | 0 | 0 | 0 | 325.7496 | 0 | 325.7496 | 0 | 0 | 44.6232 | 0 | 0 | 0 | 0 | 0 | 0 | 0 | 0 | 0 | 0 | 0 | 0 | 0 | 44.6232 | 0 | 44.6232 | 0 | 0 | 0 | 0 | 0 | 0 | 0 | 0 | 0 | 1.3225 | 0 | 0 | 0 | 1.3225 | 1.3225 | 1.3225 | 2
TX_3B_MA_2010_EL | 3B | MA | EL | 5416 | ASHRAE30pct-state-3B | ApartmentMidRise | STD2010 | TX-ElPaso-TX | Zone3B | Zone3B(TX-ElPaso-TX) | ASHRAE30pct-state-STD2010 | state | TX | 0.0817 | 0.67 | ASHRAE30pct-state-3B_ApartmentMidRise_STD2010_TX-ElPaso-TX.table.csv.gz | Mid-Rise Apartment | El Paso International Ap Ut TX USA TMY3 WMO#=722700 | Electricity | 0 | 53230.556 | 37388.8892 | 11152.7779 | 142061.1122 | 0 | 64777.7783 | 0 | 0 | 0 | 0 | 97911.1119 | 0 | 0 | 406519.4477 | 0 | 406522.2255 | -2.7778 | -2.7778 | 0 | 4348.9364 | 3054.6722 | 911.182 | 11606.3929 | 0 | 5292.3445 | 0 | 0 | 0 | 0 | 7999.3378 | 0 | 0 | 33212.6389 | 0 | 33212.8658 | -0.22694 | -0.22694 | 0 | 181.6742 | 127.6071 | 38.0641 | 484.8502 | 0 | 221.0845 | 0 | 0 | 0 | 0 | 334.1676 | 0 | 0 | 1387.4383 | 0 | 1387.4478 | -0.0094805 | -0.0094805 | 3.782 | 1.1281 | 14.3695 | 6.5524 | 0 | 0 | 5.3844 | 0 | 9.9039 | 0 | 0 | 41.1205 | 41.1202 | 41.1202 | 1
TX_3B_MA_2013_EL | 3B | MA | EL | 5776 | ASHRAE30pct-state-3B | ApartmentMidRise | STD2013 | TX-ElPaso-TX | Zone3B | Zone3B(TX-ElPaso-TX) | ASHRAE30pct-state-STD2013 | state | TX | 0.0817 | 0.67 | ASHRAE30pct-state-3B_ApartmentMidRise_STD2013_TX-ElPaso-TX.table.csv.gz | Mid-Rise Apartment | El Paso International Ap Ut TX USA TMY3 WMO#=722700 | Electricity | 0 | 43127.7781 | 30750.0002 | 11152.7779 | 141969.4456 | 0 | 60569.4449 | 0 | 0 | 0 | 0 | 97866.6674 | 0 | 0 | 385433.3364 | 0 | 385436.1142 | -2.7778 | -2.7778 | 0 | 3523.5395 | 2512.275 | 911.182 | 11598.9037 | 0 | 4948.5237 | 0 | 0 | 0 | 0 | 7995.7067 | 0 | 0 | 31489.9036 | 0 | 31490.1305 | -0.22694 | -0.22694 | 0 | 147.1938 | 104.9488 | 38.0641 | 484.5373 | 0 | 206.7216 | 0 | 0 | 0 | 0 | 334.0159 | 0 | 0 | 1315.472 | 0 | 1315.4815 | -0.0094805 | -0.0094805 | 3.1104 | 1.1281 | 14.3602 | 6.1267 | 0 | 0 | 4.3625 | 0 | 9.8994 | 0 | 0 | 38.9876 | 38.9873 | 38.9873 | 2
TX_3B_MA_2010_NG | 3B | MA | NG | 5425 | ASHRAE30pct-state-3B | ApartmentMidRise | STD2010 | TX-ElPaso-TX | Zone3B | Zone3B(TX-ElPaso-TX) | ASHRAE30pct-state-STD2010 | state | TX | 0.0817 | 0.67 | ASHRAE30pct-state-3B_ApartmentMidRise_STD2010_TX-ElPaso-TX.table.csv.gz | Mid-Rise Apartment | El Paso International Ap Ut TX USA TMY3 WMO#=722700 | Natural Gas | 32671.2561 | 0 | 0 | 0 | 0 | 0 | 0 | 0 | 0 | 0 | 0 | 0 | 0 | 0 | 32671.2561 | 0 | 32671.2561 | 0 | 0 | 218.8974 | 0 | 0 | 0 | 0 | 0 | 0 | 0 | 0 | 0 | 0 | 0 | 0 | 0 | 218.8974 | 0 | 218.8974 | 0 | 0 | 32.6713 | 0 | 0 | 0 | 0 | 0 | 0 | 0 | 0 | 0 | 0 | 0 | 0 | 0 | 32.6713 | 0 | 32.6713 | 0 | 0 | 0 | 0 | 0 | 0 | 0 | 0 | 0 | 0.9683 | 0 | 0 | 0 | 0.9683 | 0.9683 | 0.9683 | 1
TX_3B_MA_2013_NG | 3B | MA | NG | 5785 | ASHRAE30pct-state-3B | ApartmentMidRise | STD2013 | TX-ElPaso-TX | Zone3B | Zone3B(TX-ElPaso-TX) | ASHRAE30pct-state-STD2013 | state | TX | 0.0817 | 0.67 | ASHRAE30pct-state-3B_ApartmentMidRise_STD2013_TX-ElPaso-TX.table.csv.gz | Mid-Rise Apartment | El Paso International Ap Ut TX USA TMY3 WMO#=722700 | Natural Gas | 38405.5497 | 0 | 0 | 0 | 0 | 0 | 0 | 0 | 0 | 0 | 0 | 0 | 0 | 0 | 38405.5497 | 0 | 38405.5497 | 0 | 0 | 257.3172 | 0 | 0 | 0 | 0 | 0 | 0 | 0 | 0 | 0 | 0 | 0 | 0 | 0 | 257.3172 | 0 | 257.3172 | 0 | 0 | 38.4055 | 0 | 0 | 0 | 0 | 0 | 0 | 0 | 0 | 0 | 0 | 0 | 0 | 0 | 38.4055 | 0 | 38.4055 | 0 | 0 | 0 | 0 | 0 | 0 | 0 | 0 | 0 | 1.1382 | 0 | 0 | 0 | 1.1382 | 1.1382 | 1.1382 | 2
UT_3B_MA_2010_EL | 3B | MA | EL | 5476 | ASHRAE30pct-state-3B | ApartmentMidRise | STD2010 | UT-SaintGeorge-UT | Zone3B | Zone3B(UT-SaintGeorge-UT) | ASHRAE30pct-state-STD2010 | state | UT | 0.0805 | 0.69 | ASHRAE30pct-state-3B_ApartmentMidRise_STD2010_UT-SaintGeorge-UT.table.csv.gz | Mid-Rise Apartment | Saint George Awos UT USA TMY3 WMO#=724754 | Electricity | 0 | 60522.2227 | 37388.8892 | 11147.2223 | 142061.1122 | 0 | 72283.3339 | 0 | 0 | 0 | 0 | 97922.223 | 0 | 0 | 421325.0034 | 0 | 421325.0034 | 0 | 0 | 0 | 4872.0389 | 3009.8056 | 897.3514 | 11435.9195 | 0 | 5818.8084 | 0 | 0 | 0 | 0 | 7882.739 | 0 | 0 | 33916.6628 | 0 | 33916.6628 | 0 | 0 | 0 | 206.5605 | 127.6071 | 38.0451 | 484.8502 | 0 | 246.7008 | 0 | 0 | 0 | 0 | 334.2055 | 0 | 0 | 1437.9692 | 0 | 1437.9692 | 0 | 0 | 3.782 | 1.1276 | 14.3698 | 7.3116 | 0 | 0 | 6.1219 | 0 | 9.905 | 0 | 0 | 42.6179 | 42.6179 | 42.6179 | 1
UT_3B_MA_2013_EL | 3B | MA | EL | 5836 | ASHRAE30pct-state-3B | ApartmentMidRise | STD2013 | UT-SaintGeorge-UT | Zone3B | Zone3B(UT-SaintGeorge-UT) | ASHRAE30pct-state-STD2013 | state | UT | 0.0805 | 0.69 | ASHRAE30pct-state-3B_ApartmentMidRise_STD2013_UT-SaintGeorge-UT.table.csv.gz | Mid-Rise Apartment | Saint George Awos UT USA TMY3 WMO#=724754 | Electricity | 0 | 50691.6671 | 30750.0002 | 11147.2223 | 141969.4456 | 0 | 67941.6672 | 0 | 0 | 0 | 0 | 97900.0008 | 0 | 0 | 400397.2254 | 0 | 400400.0032 | -2.7778 | -2.7778 | 0 | 4080.6792 | 2475.375 | 897.3514 | 11428.5404 | 0 | 5469.3042 | 0 | 0 | 0 | 0 | 7880.9501 | 0 | 0 | 32231.9766 | 0 | 32232.2003 | -0.22361 | -0.22361 | 0 | 173.0091 | 104.9488 | 38.0451 | 484.5373 | 0 | 231.8828 | 0 | 0 | 0 | 0 | 334.1297 | 0 | 0 | 1366.5433 | 0 | 1366.5528 | -0.0094805 | -0.0094805 | 3.1104 | 1.1276 | 14.3602 | 6.8724 | 0 | 0 | 5.1276 | 0 | 9.9028 | 0 | 0 | 40.5013 | 40.501 | 40.501 | 2
UT_3B_MA_2010_NG | 3B | MA | NG | 5485 | ASHRAE30pct-state-3B | ApartmentMidRise | STD2010 | UT-SaintGeorge-UT | Zone3B | Zone3B(UT-SaintGeorge-UT) | ASHRAE30pct-state-STD2010 | state | UT | 0.0805 | 0.69 | ASHRAE30pct-state-3B_ApartmentMidRise_STD2010_UT-SaintGeorge-UT.table.csv.gz | Mid-Rise Apartment | Saint George Awos UT USA TMY3 WMO#=724754 | Natural Gas | 35192.4497 | 0 | 0 | 0 | 0 | 0 | 0 | 0 | 0 | 0 | 0 | 0 | 0 | 0 | 35192.4497 | 0 | 35192.4497 | 0 | 0 | 242.8279 | 0 | 0 | 0 | 0 | 0 | 0 | 0 | 0 | 0 | 0 | 0 | 0 | 0 | 242.8279 | 0 | 242.8279 | 0 | 0 | 35.1924 | 0 | 0 | 0 | 0 | 0 | 0 | 0 | 0 | 0 | 0 | 0 | 0 | 0 | 35.1924 | 0 | 35.1924 | 0 | 0 | 0 | 0 | 0 | 0 | 0 | 0 | 0 | 1.043 | 0 | 0 | 0 | 1.043 | 1.043 | 1.043 | 1
UT_3B_MA_2013_NG | 3B | MA | NG | 5845 | ASHRAE30pct-state-3B | ApartmentMidRise | STD2013 | UT-SaintGeorge-UT | Zone3B | Zone3B(UT-SaintGeorge-UT) | ASHRAE30pct-state-STD2013 | state | UT | 0.0805 | 0.69 | ASHRAE30pct-state-3B_ApartmentMidRise_STD2013_UT-SaintGeorge-UT.table.csv.gz | Mid-Rise Apartment | Saint George Awos UT USA TMY3 WMO#=724754 | Natural Gas | 41798.735 | 0 | 0 | 0 | 0 | 0 | 0 | 0 | 0 | 0 | 0 | 0 | 0 | 0 | 41798.735 | 0 | 41798.735 | 0 | 0 | 288.4113 | 0 | 0 | 0 | 0 | 0 | 0 | 0 | 0 | 0 | 0 | 0 | 0 | 0 | 288.4113 | 0 | 288.4113 | 0 | 0 | 41.7987 | 0 | 0 | 0 | 0 | 0 | 0 | 0 | 0 | 0 | 0 | 0 | 0 | 0 | 41.7987 | 0 | 41.7987 | 0 | 0 | 0 | 0 | 0 | 0 | 0 | 0 | 0 | 1.2388 | 0 | 0 | 0 | 1.2388 | 1.2388 | 1.2388 | 2
CA_3C_MA_2010_EL | 3C | MA | EL | 5956 | ASHRAE30pct-state-3C | ApartmentMidRise | STD2010 | CA-SanFrancisco-CA | Zone3C | Zone3C(CA-SanFrancisco-CA) | ASHRAE30pct-state-STD2010 | state | CA | 0.136 | 0.7 | ASHRAE30pct-state-3C_ApartmentMidRise_STD2010_CA-SanFrancisco-CA.table.csv.gz | Mid-Rise Apartment | San Francisco Intl Ap CA USA TMY3 WMO#=724940 | Electricity | 0 | 13075.0001 | 37388.8892 | 11136.1112 | 142061.1122 | 0 | 46997.2226 | 0 | 0 | 0 | 0 | 108361.112 | 0 | 0 | 359016.6695 | 0 | 359019.4473 | -2.7778 | -2.7778 | 0 | 1778.2 | 5084.8889 | 1514.5111 | 19320.3113 | 0 | 6391.6223 | 0 | 0 | 0 | 0 | 14737.1112 | 0 | 0 | 48826.2671 | 0 | 48826.6448 | -0.37778 | -0.37778 | 0 | 44.6246 | 127.6071 | 38.0072 | 484.8502 | 0 | 160.4001 | 0 | 0 | 0 | 0 | 369.8331 | 0 | 0 | 1225.3128 | 0 | 1225.3222 | -0.0094805 | -0.0094805 | 3.782 | 1.1264 | 14.3695 | 4.7539 | 0 | 0 | 1.3226 | 0 | 10.9609 | 0 | 0 | 36.3155 | 36.3152 | 36.3152 | 1
CA_3C_MA_2013_EL | 3C | MA | EL | 6016 | ASHRAE30pct-state-3C | ApartmentMidRise | STD2013 | CA-SanFrancisco-CA | Zone3C | Zone3C(CA-SanFrancisco-CA) | ASHRAE30pct-state-STD2013 | state | CA | 0.136 | 0.7 | ASHRAE30pct-state-3C_ApartmentMidRise_STD2013_CA-SanFrancisco-CA.table.csv.gz | Mid-Rise Apartment | San Francisco Intl Ap CA USA TMY3 WMO#=724940 | Electricity | 0 | 7025.0001 | 30750.0002 | 11136.1112 | 141969.4456 | 0 | 43175.0003 | 0 | 0 | 0 | 0 | 108355.5564 | 0 | 0 | 342411.1139 | 0 | 342411.1139 | 0 | 0 | 0 | 955.4 | 4182 | 1514.5111 | 19307.8446 | 0 | 5871.8 | 0 | 0 | 0 | 0 | 14736.3557 | 0 | 0 | 46567.9115 | 0 | 46567.9115 | 0 | 0 | 0 | 23.9761 | 104.9488 | 38.0072 | 484.5373 | 0 | 147.3549 | 0 | 0 | 0 | 0 | 369.8142 | 0 | 0 | 1168.6385 | 0 | 1168.6385 | 0 | 0 | 3.1104 | 1.1264 | 14.3605 | 4.3672 | 0 | 0 | 0.71059 | 0 | 10.9604 | 0 | 0 | 34.6356 | 34.6356 | 34.6356 | 2
CA_3C_MA_2010_NG | 3C | MA | NG | 5965 | ASHRAE30pct-state-3C | ApartmentMidRise | STD2010 | CA-SanFrancisco-CA | Zone3C | Zone3C(CA-SanFrancisco-CA) | ASHRAE30pct-state-STD2010 | state | CA | 0.136 | 0.7 | ASHRAE30pct-state-3C_ApartmentMidRise_STD2010_CA-SanFrancisco-CA.table.csv.gz | Mid-Rise Apartment | San Francisco Intl Ap CA USA TMY3 WMO#=724940 | Natural Gas | 28699.9024 | 0 | 0 | 0 | 0 | 0 | 0 | 0 | 0 | 0 | 0 | 0 | 0 | 0 | 28699.9024 | 0 | 28699.9024 | 0 | 0 | 200.8993 | 0 | 0 | 0 | 0 | 0 | 0 | 0 | 0 | 0 | 0 | 0 | 0 | 0 | 200.8993 | 0 | 200.8993 | 0 | 0 | 28.6999 | 0 | 0 | 0 | 0 | 0 | 0 | 0 | 0 | 0 | 0 | 0 | 0 | 0 | 28.6999 | 0 | 28.6999 | 0 | 0 | 0 | 0 | 0 | 0 | 0 | 0 | 0 | 0.85059 | 0 | 0 | 0 | 0.85059 | 0.85059 | 0.85059 | 1
CA_3C_MA_2013_NG | 3C | MA | NG | 6025 | ASHRAE30pct-state-3C | ApartmentMidRise | STD2013 | CA-SanFrancisco-CA | Zone3C | Zone3C(CA-SanFrancisco-CA) | ASHRAE30pct-state-STD2013 | state | CA | 0.136 | 0.7 | ASHRAE30pct-state-3C_ApartmentMidRise_STD2013_CA-SanFrancisco-CA.table.csv.gz | Mid-Rise Apartment | San Francisco Intl Ap CA USA TMY3 WMO#=724940 | Natural Gas | 34699.5848 | 0 | 0 | 0 | 0 | 0 | 0 | 0 | 0 | 0 | 0 | 0 | 0 | 0 | 34699.5848 | 0 | 34699.5848 | 0 | 0 | 242.8971 | 0 | 0 | 0 | 0 | 0 | 0 | 0 | 0 | 0 | 0 | 0 | 0 | 0 | 242.8971 | 0 | 242.8971 | 0 | 0 | 34.6996 | 0 | 0 | 0 | 0 | 0 | 0 | 0 | 0 | 0 | 0 | 0 | 0 | 0 | 34.6996 | 0 | 34.6996 | 0 | 0 | 0 | 0 | 0 | 0 | 0 | 0 | 0 | 1.0284 | 0 | 0 | 0 | 1.0284 | 1.0284 | 1.0284 | 2
AR_4A_MA_2010_EL | 4A | MA | EL | 7156 | ASHRAE30pct-state-4A | ApartmentMidRise | STD2010 | AR-Springfield-MO | Zone4A | Zone4A(AR-Springfield-MO) | ASHRAE30pct-state-STD2010 | state | AR | 0.0768 | 0.77 | ASHRAE30pct-state-4A_ApartmentMidRise_STD2010_AR-Springfield-MO.table.csv.gz | Mid-Rise Apartment | Springfield Regional Arpt MO USA TMY3 WMO#=724400 | Electricity | 0 | 44091.667 | 37388.8892 | 11141.6668 | 142061.1122 | 0 | 61616.6672 | 0 | 0 | 0 | 0 | 109438.8898 | 0 | 0 | 405736.1144 | 0 | 405738.8921 | -2.7778 | -2.7778 | 0 | 3386.24 | 2871.4667 | 855.68 | 10910.2934 | 0 | 4732.16 | 0 | 0 | 0 | 0 | 8404.9067 | 0 | 0 | 31160.5336 | 0 | 31160.7469 | -0.21333 | -0.21333 | 0 | 150.4835 | 127.6071 | 38.0262 | 484.8502 | 0 | 210.2958 | 0 | 0 | 0 | 0 | 373.5115 | 0 | 0 | 1384.7648 | 0 | 1384.7743 | -0.0094805 | -0.0094805 | 3.782 | 1.127 | 14.3695 | 6.2326 | 0 | 0 | 4.46 | 0 | 11.07 | 0 | 0 | 41.0413 | 41.041 | 41.041 | 1
AR_4A_MA_2013_EL | 4A | MA | EL | 8236 | ASHRAE30pct-state-4A | ApartmentMidRise | STD2013 | AR-Springfield-MO | Zone4A | Zone4A(AR-Springfield-MO) | ASHRAE30pct-state-STD2013 | state | AR | 0.0768 | 0.77 | ASHRAE30pct-state-4A_ApartmentMidRise_STD2013_AR-Springfield-MO.table.csv.gz | Mid-Rise Apartment | Springfield Regional Arpt MO USA TMY3 WMO#=724400 | Electricity | 0 | 37263.8892 | 30750.0002 | 11141.6668 | 141969.4456 | 0 | 59150.0005 | 0 | 0 | 0 | 0 | 109352.7787 | 0 | 0 | 389625.0031 | 0 | 389627.7809 | -2.7778 | -2.7778 | 0 | 2861.8667 | 2361.6 | 855.68 | 10903.2534 | 0 | 4542.72 | 0 | 0 | 0 | 0 | 8398.2934 | 0 | 0 | 29923.2002 | 0 | 29923.4136 | -0.21333 | -0.21333 | 0 | 127.1805 | 104.9488 | 38.0262 | 484.5373 | 0 | 201.8771 | 0 | 0 | 0 | 0 | 373.2176 | 0 | 0 | 1329.7781 | 0 | 1329.7875 | -0.0094805 | -0.0094805 | 3.1104 | 1.127 | 14.3602 | 5.9831 | 0 | 0 | 3.7693 | 0 | 11.0613 | 0 | 0 | 39.4116 | 39.4113 | 39.4113 | 2
AR_4A_MA_2010_NG | 4A | MA | NG | 7165 | ASHRAE30pct-state-4A | ApartmentMidRise | STD2010 | AR-Springfield-MO | Zone4A | Zone4A(AR-Springfield-MO) | ASHRAE30pct-state-STD2010 | state | AR | 0.0768 | 0.77 | ASHRAE30pct-state-4A_ApartmentMidRise_STD2010_AR-Springfield-MO.table.csv.gz | Mid-Rise Apartment | Springfield Regional Arpt MO USA TMY3 WMO#=724400 | Natural Gas | 222500.0689 | 0 | 0 | 0 | 0 | 0 | 0 | 0 | 0 | 0 | 0 | 0 | 0 | 0 | 222500.0689 | 0 | 222500.0689 | 0 | 0 | 1713.2505 | 0 | 0 | 0 | 0 | 0 | 0 | 0 | 0 | 0 | 0 | 0 | 0 | 0 | 1713.2505 | 0 | 1713.2505 | 0 | 0 | 222.5001 | 0 | 0 | 0 | 0 | 0 | 0 | 0 | 0 | 0 | 0 | 0 | 0 | 0 | 222.5001 | 0 | 222.5001 | 0 | 0 | 0 | 0 | 0 | 0 | 0 | 0 | 0 | 6.5944 | 0 | 0 | 0 | 6.5944 | 6.5944 | 6.5944 | 1
AR_4A_MA_2013_NG | 4A | MA | NG | 8245 | ASHRAE30pct-state-4A | ApartmentMidRise | STD2013 | AR-Springfield-MO | Zone4A | Zone4A(AR-Springfield-MO) | ASHRAE30pct-state-STD2013 | state | AR | 0.0768 | 0.77 | ASHRAE30pct-state-4A_ApartmentMidRise_STD2013_AR-Springfield-MO.table.csv.gz | Mid-Rise Apartment | Springfield Regional Arpt MO USA TMY3 WMO#=724400 | Natural Gas | 201354.269 | 0 | 0 | 0 | 0 | 0 | 0 | 0 | 0 | 0 | 0 | 0 | 0 | 0 | 201354.269 | 0 | 201354.269 | 0 | 0 | 1550.4279 | 0 | 0 | 0 | 0 | 0 | 0 | 0 | 0 | 0 | 0 | 0 | 0 | 0 | 1550.4279 | 0 | 1550.4279 | 0 | 0 | 201.3543 | 0 | 0 | 0 | 0 | 0 | 0 | 0 | 0 | 0 | 0 | 0 | 0 | 0 | 201.3543 | 0 | 201.3543 | 0 | 0 | 0 | 0 | 0 | 0 | 0 | 0 | 0 | 5.9676 | 0 | 0 | 0 | 5.9676 | 5.9676 | 5.9676 | 2
DC_4A_MA_2010_EL | 4A | MA | EL | 7216 | ASHRAE30pct-state-4A | ApartmentMidRise | STD2010 | DC-Baltimore-MD | Zone4A | Zone4A(DC-Baltimore-MD) | ASHRAE30pct-state-STD2010 | state | DC | 0.12 | 1.12 | ASHRAE30pct-state-4A_ApartmentMidRise_STD2010_DC-Baltimore-MD.table.csv.gz | Mid-Rise Apartment | Baltimore Blt Washngtn IntL MD USA TMY3 WMO#=724060 | Electricity | 0 | 41963.8892 | 37388.8892 | 11144.4445 | 142061.1122 | 0 | 59133.3338 | 0 | 0 | 0 | 0 | 109458.3342 | 0 | 0 | 401150.0032 | 0 | 401150.0032 | 0 | 0 | 0 | 5035.6667 | 4486.6667 | 1337.3333 | 17047.3335 | 0 | 7096.0001 | 0 | 0 | 0 | 0 | 13135.0001 | 0 | 0 | 48138.0004 | 0 | 48138.0004 | 0 | 0 | 0 | 143.2215 | 127.6071 | 38.0356 | 484.8502 | 0 | 201.8202 | 0 | 0 | 0 | 0 | 373.5779 | 0 | 0 | 1369.1125 | 0 | 1369.1125 | 0 | 0 | 3.782 | 1.1273 | 14.3698 | 5.9815 | 0 | 0 | 4.2447 | 0 | 11.0719 | 0 | 0 | 40.5771 | 40.5771 | 40.5771 | 1
DC_4A_MA_2013_EL | 4A | MA | EL | 8296 | ASHRAE30pct-state-4A | ApartmentMidRise | STD2013 | DC-Baltimore-MD | Zone4A | Zone4A(DC-Baltimore-MD) | ASHRAE30pct-state-STD2013 | state | DC | 0.12 | 1.12 | ASHRAE30pct-state-4A_ApartmentMidRise_STD2013_DC-Baltimore-MD.table.csv.gz | Mid-Rise Apartment | Baltimore Blt Washngtn IntL MD USA TMY3 WMO#=724060 | Electricity | 0 | 35227.7781 | 30750.0002 | 11144.4445 | 141969.4456 | 0 | 56569.4449 | 0 | 0 | 0 | 0 | 109372.2231 | 0 | 0 | 385030.5586 | 0 | 385033.3364 | -2.7778 | -2.7778 | 0 | 4227.3334 | 3690 | 1337.3333 | 17036.3335 | 0 | 6788.3334 | 0 | 0 | 0 | 0 | 13124.6668 | 0 | 0 | 46203.667 | 0 | 46204.0004 | -0.33333 | -0.33333 | 0 | 120.2313 | 104.9488 | 38.0356 | 484.5373 | 0 | 193.0698 | 0 | 0 | 0 | 0 | 373.284 | 0 | 0 | 1314.0974 | 0 | 1314.1068 | -0.0094805 | -0.0094805 | 3.1104 | 1.1273 | 14.3602 | 5.7221 | 0 | 0 | 3.5634 | 0 | 11.0632 | 0 | 0 | 38.9469 | 38.9466 | 38.9466 | 2
DC_4A_MA_2010_NG | 4A | MA | NG | 7225 | ASHRAE30pct-state-4A | ApartmentMidRise | STD2010 | DC-Baltimore-MD | Zone4A | Zone4A(DC-Baltimore-MD) | ASHRAE30pct-state-STD2010 | state | DC | 0.12 | 1.12 | ASHRAE30pct-state-4A_ApartmentMidRise_STD2010_DC-Baltimore-MD.table.csv.gz | Mid-Rise Apartment | Baltimore Blt Washngtn IntL MD USA TMY3 WMO#=724060 | Natural Gas | 216291.8668 | 0 | 0 | 0 | 0 | 0 | 0 | 0 | 0 | 0 | 0 | 0 | 0 | 0 | 216291.8668 | 0 | 216291.8668 | 0 | 0 | 2422.4689 | 0 | 0 | 0 | 0 | 0 | 0 | 0 | 0 | 0 | 0 | 0 | 0 | 0 | 2422.4689 | 0 | 2422.4689 | 0 | 0 | 216.2919 | 0 | 0 | 0 | 0 | 0 | 0 | 0 | 0 | 0 | 0 | 0 | 0 | 0 | 216.2919 | 0 | 216.2919 | 0 | 0 | 0 | 0 | 0 | 0 | 0 | 0 | 0 | 6.4104 | 0 | 0 | 0 | 6.4104 | 6.4104 | 6.4104 | 1
DC_4A_MA_2013_NG | 4A | MA | NG | 8305 | ASHRAE30pct-state-4A | ApartmentMidRise | STD2013 | DC-Baltimore-MD | Zone4A | Zone4A(DC-Baltimore-MD) | ASHRAE30pct-state-STD2013 | state | DC | 0.12 | 1.12 | ASHRAE30pct-state-4A_ApartmentMidRise_STD2013_DC-Baltimore-MD.table.csv.gz | Mid-Rise Apartment | Baltimore Blt Washngtn IntL MD USA TMY3 WMO#=724060 | Natural Gas | 195667.3663 | 0 | 0 | 0 | 0 | 0 | 0 | 0 | 0 | 0 | 0 | 0 | 0 | 0 | 195667.3663 | 0 | 195667.3663 | 0 | 0 | 2191.4745 | 0 | 0 | 0 | 0 | 0 | 0 | 0 | 0 | 0 | 0 | 0 | 0 | 0 | 2191.4745 | 0 | 2191.4745 | 0 | 0 | 195.6674 | 0 | 0 | 0 | 0 | 0 | 0 | 0 | 0 | 0 | 0 | 0 | 0 | 0 | 195.6674 | 0 | 195.6674 | 0 | 0 | 0 | 0 | 0 | 0 | 0 | 0 | 0 | 5.7991 | 0 | 0 | 0 | 5.7991 | 5.7991 | 5.7991 | 2
DE_4A_MA_2010_EL | 4A | MA | EL | 7276 | ASHRAE30pct-state-4A | ApartmentMidRise | STD2010 | DE-Wilmington-DE | Zone4A | Zone4A(DE-Wilmington-DE) | ASHRAE30pct-state-STD2010 | state | DE | 0.1011 | 1.3 | ASHRAE30pct-state-4A_ApartmentMidRise_STD2010_DE-Wilmington-DE.table.csv.gz | Mid-Rise Apartment | Wilmington New Castle Cnty Ap DE USA TMY3 WMO#=724089 | Electricity | 0 | 38988.8892 | 37388.8892 | 11133.3334 | 142061.1122 | 0 | 57883.3338 | 0 | 0 | 0 | 0 | 109494.4453 | 0 | 0 | 396950.0032 | 0 | 396950.0032 | 5.8208e-11 | 5.8208e-11 | 0 | 3941.7767 | 3780.0167 | 1125.58 | 14362.3784 | 0 | 5852.005 | 0 | 0 | 0 | 0 | 11069.8884 | 0 | 0 | 40131.6453 | 0 | 40131.6453 | 5.8848e-12 | 5.8848e-12 | 0 | 133.0679 | 127.6071 | 37.9977 | 484.8502 | 0 | 197.554 | 0 | 0 | 0 | 0 | 373.7011 | 0 | 0 | 1354.7781 | 0 | 1354.7781 | 1.9866e-13 | 1.9866e-13 | 3.782 | 1.1262 | 14.3698 | 5.855 | 0 | 0 | 3.9438 | 0 | 11.0756 | 0 | 0 | 40.1523 | 40.1523 | 40.1523 | 1
DE_4A_MA_2013_EL | 4A | MA | EL | 8356 | ASHRAE30pct-state-4A | ApartmentMidRise | STD2013 | DE-Wilmington-DE | Zone4A | Zone4A(DE-Wilmington-DE) | ASHRAE30pct-state-STD2013 | state | DE | 0.1011 | 1.3 | ASHRAE30pct-state-4A_ApartmentMidRise_STD2013_DE-Wilmington-DE.table.csv.gz | Mid-Rise Apartment | Wilmington New Castle Cnty Ap DE USA TMY3 WMO#=724089 | Electricity | 0 | 32472.2225 | 30750.0002 | 11133.3334 | 141969.4456 | 0 | 55527.7782 | 0 | 0 | 0 | 0 | 109408.3342 | 0 | 0 | 381261.1142 | 0 | 381261.1142 | 0 | 0 | 0 | 3282.9417 | 3108.825 | 1125.58 | 14353.1109 | 0 | 5613.8584 | 0 | 0 | 0 | 0 | 11061.1826 | 0 | 0 | 38545.4986 | 0 | 38545.4986 | 0 | 0 | 0 | 110.8267 | 104.9488 | 37.9977 | 484.5373 | 0 | 189.5146 | 0 | 0 | 0 | 0 | 373.4073 | 0 | 0 | 1301.2324 | 0 | 1301.2324 | 0 | 0 | 3.1104 | 1.1262 | 14.3605 | 5.6167 | 0 | 0 | 3.2846 | 0 | 11.0669 | 0 | 0 | 38.5653 | 38.5653 | 38.5653 | 2
DE_4A_MA_2010_NG | 4A | MA | NG | 7285 | ASHRAE30pct-state-4A | ApartmentMidRise | STD2010 | DE-Wilmington-DE | Zone4A | Zone4A(DE-Wilmington-DE) | ASHRAE30pct-state-STD2010 | state | DE | 0.1011 | 1.3 | ASHRAE30pct-state-4A_ApartmentMidRise_STD2010_DE-Wilmington-DE.table.csv.gz | Mid-Rise Apartment | Wilmington New Castle Cnty Ap DE USA TMY3 WMO#=724089 | Natural Gas | 264251.4131 | 0 | 0 | 0 | 0 | 0 | 0 | 0 | 0 | 0 | 0 | 0 | 0 | 0 | 264251.4131 | 0 | 264251.4131 | 0 | 0 | 3435.2684 | 0 | 0 | 0 | 0 | 0 | 0 | 0 | 0 | 0 | 0 | 0 | 0 | 0 | 3435.2684 | 0 | 3435.2684 | 0 | 0 | 264.2514 | 0 | 0 | 0 | 0 | 0 | 0 | 0 | 0 | 0 | 0 | 0 | 0 | 0 | 264.2514 | 0 | 264.2514 | 0 | 0 | 0 | 0 | 0 | 0 | 0 | 0 | 0 | 7.8318 | 0 | 0 | 0 | 7.8318 | 7.8318 | 7.8318 | 1
DE_4A_MA_2013_NG | 4A | MA | NG | 8365 | ASHRAE30pct-state-4A | ApartmentMidRise | STD2013 | DE-Wilmington-DE | Zone4A | Zone4A(DE-Wilmington-DE) | ASHRAE30pct-state-STD2013 | state | DE | 0.1011 | 1.3 | ASHRAE30pct-state-4A_ApartmentMidRise_STD2013_DE-Wilmington-DE.table.csv.gz | Mid-Rise Apartment | Wilmington New Castle Cnty Ap DE USA TMY3 WMO#=724089 | Natural Gas | 240773.983 | 0 | 0 | 0 | 0 | 0 | 0 | 0 | 0 | 0 | 0 | 0 | 0 | 0 | 240773.983 | 0 | 240773.983 | 0 | 0 | 3130.0618 | 0 | 0 | 0 | 0 | 0 | 0 | 0 | 0 | 0 | 0 | 0 | 0 | 0 | 3130.0618 | 0 | 3130.0618 | 0 | 0 | 240.774 | 0 | 0 | 0 | 0 | 0 | 0 | 0 | 0 | 0 | 0 | 0 | 0 | 0 | 240.774 | 0 | 240.774 | 0 | 0 | 0 | 0 | 0 | 0 | 0 | 0 | 0 | 7.1359 | 0 | 0 | 0 | 7.1359 | 7.1359 | 7.1359 | 2
GA_4A_MA_2010_EL | 4A | MA | EL | 7336 | ASHRAE30pct-state-4A | ApartmentMidRise | STD2010 | GA-Chattanooga-TN | Zone4A | Zone4A(GA-Chattanooga-TN) | ASHRAE30pct-state-STD2010 | state | GA | 0.0947 | 0.94 | ASHRAE30pct-state-4A_ApartmentMidRise_STD2010_GA-Chattanooga-TN.table.csv.gz | Mid-Rise Apartment | Chattanooga Lovell Field Ap TN USA TMY3 WMO#=723240 | Electricity | 0 | 53147.2226 | 37388.8892 | 11158.3334 | 142061.1122 | 0 | 59002.7782 | 0 | 0 | 0 | 0 | 109336.112 | 0 | 0 | 412094.4477 | 0 | 412094.4477 | 0 | 0 | 0 | 5033.042 | 3540.7278 | 1056.6942 | 13453.1873 | 0 | 5587.5631 | 0 | 0 | 0 | 0 | 10354.1298 | 0 | 0 | 39025.3442 | 0 | 39025.3442 | 0 | 0 | 0 | 181.3898 | 127.6071 | 38.083 | 484.8502 | 0 | 201.3747 | 0 | 0 | 0 | 0 | 373.1608 | 0 | 0 | 1406.4656 | 0 | 1406.4656 | 0 | 0 | 3.782 | 1.1287 | 14.3698 | 5.9682 | 0 | 0 | 5.3759 | 0 | 11.0596 | 0 | 0 | 41.6842 | 41.6842 | 41.6842 | 1
GA_4A_MA_2013_EL | 4A | MA | EL | 8416 | ASHRAE30pct-state-4A | ApartmentMidRise | STD2013 | GA-Chattanooga-TN | Zone4A | Zone4A(GA-Chattanooga-TN) | ASHRAE30pct-state-STD2013 | state | GA | 0.0947 | 0.94 | ASHRAE30pct-state-4A_ApartmentMidRise_STD2013_GA-Chattanooga-TN.table.csv.gz | Mid-Rise Apartment | Chattanooga Lovell Field Ap TN USA TMY3 WMO#=723240 | Electricity | 0 | 45055.5559 | 30750.0002 | 11158.3334 | 141969.4456 | 0 | 56458.3338 | 0 | 0 | 0 | 0 | 109238.8898 | 0 | 0 | 394625.0032 | 0 | 394630.5587 | -5.5556 | -5.5556 | 0 | 4266.7611 | 2912.025 | 1056.6942 | 13444.5065 | 0 | 5346.6042 | 0 | 0 | 0 | 0 | 10344.9229 | 0 | 0 | 37370.9878 | 0 | 37371.5139 | -0.52611 | -0.52611 | 0 | 153.7732 | 104.9488 | 38.083 | 484.5373 | 0 | 192.6905 | 0 | 0 | 0 | 0 | 372.8289 | 0 | 0 | 1346.8429 | 0 | 1346.8619 | -0.018961 | -0.018961 | 3.1104 | 1.1287 | 14.3599 | 5.7109 | 0 | 0 | 4.5575 | 0 | 11.0497 | 0 | 0 | 39.9177 | 39.9171 | 39.9171 | 2
GA_4A_MA_2010_NG | 4A | MA | NG | 7345 | ASHRAE30pct-state-4A | ApartmentMidRise | STD2010 | GA-Chattanooga-TN | Zone4A | Zone4A(GA-Chattanooga-TN) | ASHRAE30pct-state-STD2010 | state | GA | 0.0947 | 0.94 | ASHRAE30pct-state-4A_ApartmentMidRise_STD2010_GA-Chattanooga-TN.table.csv.gz | Mid-Rise Apartment | Chattanooga Lovell Field Ap TN USA TMY3 WMO#=723240 | Natural Gas | 92762.8615 | 0 | 0 | 0 | 0 | 0 | 0 | 0 | 0 | 0 | 0 | 0 | 0 | 0 | 92762.8615 | 0 | 92762.8615 | 0 | 0 | 871.9709 | 0 | 0 | 0 | 0 | 0 | 0 | 0 | 0 | 0 | 0 | 0 | 0 | 0 | 871.9709 | 0 | 871.9709 | 0 | 0 | 92.7629 | 0 | 0 | 0 | 0 | 0 | 0 | 0 | 0 | 0 | 0 | 0 | 0 | 0 | 92.7629 | 0 | 92.7629 | 0 | 0 | 0 | 0 | 0 | 0 | 0 | 0 | 0 | 2.7493 | 0 | 0 | 0 | 2.7493 | 2.7493 | 2.7493 | 1
GA_4A_MA_2013_NG | 4A | MA | NG | 8425 | ASHRAE30pct-state-4A | ApartmentMidRise | STD2013 | GA-Chattanooga-TN | Zone4A | Zone4A(GA-Chattanooga-TN) | ASHRAE30pct-state-STD2013 | state | GA | 0.0947 | 0.94 | ASHRAE30pct-state-4A_ApartmentMidRise_STD2013_GA-Chattanooga-TN.table.csv.gz | Mid-Rise Apartment | Chattanooga Lovell Field Ap TN USA TMY3 WMO#=723240 | Natural Gas | 80118.9812 | 0 | 0 | 0 | 0 | 0 | 0 | 0 | 0 | 0 | 0 | 0 | 0 | 0 | 80118.9812 | 0 | 80118.9812 | 0 | 0 | 753.1184 | 0 | 0 | 0 | 0 | 0 | 0 | 0 | 0 | 0 | 0 | 0 | 0 | 0 | 753.1184 | 0 | 753.1184 | 0 | 0 | 80.119 | 0 | 0 | 0 | 0 | 0 | 0 | 0 | 0 | 0 | 0 | 0 | 0 | 0 | 80.119 | 0 | 80.119 | 0 | 0 | 0 | 0 | 0 | 0 | 0 | 0 | 0 | 2.3745 | 0 | 0 | 0 | 2.3745 | 2.3745 | 2.3745 | 2
IL_4A_MA_2010_EL | 4A | MA | EL | 7396 | ASHRAE30pct-state-4A | ApartmentMidRise | STD2010 | IL-StLouis-MO | Zone4A | Zone4A(IL-StLouis-MO) | ASHRAE30pct-state-STD2010 | state | IL | 0.0819 | 0.76 | ASHRAE30pct-state-4A_ApartmentMidRise_STD2010_IL-StLouis-MO.table.csv.gz | Mid-Rise Apartment | St Louis Lambert IntL Arpt MO USA TMY3 WMO#=724340 | Electricity | 0 | 47419.4448 | 37388.8892 | 11136.1112 | 142061.1122 | 0 | 62388.8894 | 0 | 0 | 0 | 0 | 109450.0009 | 0 | 0 | 409844.4477 | 0 | 409844.4477 | 5.8208e-11 | 5.8208e-11 | 0 | 3883.6525 | 3062.15 | 912.0475 | 11634.8051 | 0 | 5109.65 | 0 | 0 | 0 | 0 | 8963.9551 | 0 | 0 | 33566.2603 | 0 | 33566.2603 | 4.7672e-12 | 4.7672e-12 | 0 | 161.8411 | 127.6071 | 38.0072 | 484.8502 | 0 | 212.9313 | 0 | 0 | 0 | 0 | 373.5495 | 0 | 0 | 1398.7864 | 0 | 1398.7864 | 1.9866e-13 | 1.9866e-13 | 3.782 | 1.1264 | 14.3698 | 6.3108 | 0 | 0 | 4.7966 | 0 | 11.0711 | 0 | 0 | 41.4566 | 41.4566 | 41.4566 | 1
IL_4A_MA_2013_EL | 4A | MA | EL | 8476 | ASHRAE30pct-state-4A | ApartmentMidRise | STD2013 | IL-StLouis-MO | Zone4A | Zone4A(IL-StLouis-MO) | ASHRAE30pct-state-STD2013 | state | IL | 0.0819 | 0.76 | ASHRAE30pct-state-4A_ApartmentMidRise_STD2013_IL-StLouis-MO.table.csv.gz | Mid-Rise Apartment | St Louis Lambert IntL Arpt MO USA TMY3 WMO#=724340 | Electricity | 0 | 40263.8892 | 30750.0002 | 11136.1112 | 141969.4456 | 0 | 59752.7783 | 0 | 0 | 0 | 0 | 109369.4453 | 0 | 0 | 393241.6698 | 0 | 393241.6698 | 0 | 0 | 0 | 3297.6125 | 2518.425 | 912.0475 | 11627.2976 | 0 | 4893.7525 | 0 | 0 | 0 | 0 | 8957.3576 | 0 | 0 | 32206.4928 | 0 | 32206.4928 | 0 | 0 | 0 | 137.4194 | 104.9488 | 38.0072 | 484.5373 | 0 | 203.9344 | 0 | 0 | 0 | 0 | 373.2745 | 0 | 0 | 1342.1216 | 0 | 1342.1216 | 0 | 0 | 3.1104 | 1.1264 | 14.3605 | 6.0441 | 0 | 0 | 4.0728 | 0 | 11.0629 | 0 | 0 | 39.7772 | 39.7772 | 39.7772 | 2
IL_4A_MA_2010_NG | 4A | MA | NG | 7405 | ASHRAE30pct-state-4A | ApartmentMidRise | STD2010 | IL-StLouis-MO | Zone4A | Zone4A(IL-StLouis-MO) | ASHRAE30pct-state-STD2010 | state | IL | 0.0819 | 0.76 | ASHRAE30pct-state-4A_ApartmentMidRise_STD2010_IL-StLouis-MO.table.csv.gz | Mid-Rise Apartment | St Louis Lambert IntL Arpt MO USA TMY3 WMO#=724340 | Natural Gas | 256792.0923 | 0 | 0 | 0 | 0 | 0 | 0 | 0 | 0 | 0 | 0 | 0 | 0 | 0 | 256792.0923 | 0 | 256792.0923 | 0 | 0 | 1951.6199 | 0 | 0 | 0 | 0 | 0 | 0 | 0 | 0 | 0 | 0 | 0 | 0 | 0 | 1951.6199 | 0 | 1951.6199 | 0 | 0 | 256.7921 | 0 | 0 | 0 | 0 | 0 | 0 | 0 | 0 | 0 | 0 | 0 | 0 | 0 | 256.7921 | 0 | 256.7921 | 0 | 0 | 0 | 0 | 0 | 0 | 0 | 0 | 0 | 7.6107 | 0 | 0 | 0 | 7.6107 | 7.6107 | 7.6107 | 1
IL_4A_MA_2013_NG | 4A | MA | NG | 8485 | ASHRAE30pct-state-4A | ApartmentMidRise | STD2013 | IL-StLouis-MO | Zone4A | Zone4A(IL-StLouis-MO) | ASHRAE30pct-state-STD2013 | state | IL | 0.0819 | 0.76 | ASHRAE30pct-state-4A_ApartmentMidRise_STD2013_IL-StLouis-MO.table.csv.gz | Mid-Rise Apartment | St Louis Lambert IntL Arpt MO USA TMY3 WMO#=724340 | Natural Gas | 234082.3941 | 0 | 0 | 0 | 0 | 0 | 0 | 0 | 0 | 0 | 0 | 0 | 0 | 0 | 234082.3941 | 0 | 234082.3941 | 0 | 0 | 1779.0262 | 0 | 0 | 0 | 0 | 0 | 0 | 0 | 0 | 0 | 0 | 0 | 0 | 0 | 1779.0262 | 0 | 1779.0262 | 0 | 0 | 234.0824 | 0 | 0 | 0 | 0 | 0 | 0 | 0 | 0 | 0 | 0 | 0 | 0 | 0 | 234.0824 | 0 | 234.0824 | 0 | 0 | 0 | 0 | 0 | 0 | 0 | 0 | 0 | 6.9376 | 0 | 0 | 0 | 6.9376 | 6.9376 | 6.9376 | 2
IN_4A_MA_2010_EL | 4A | MA | EL | 7456 | ASHRAE30pct-state-4A | ApartmentMidRise | STD2010 | IN-Evansville-IN | Zone4A | Zone4A(IN-Evansville-IN) | ASHRAE30pct-state-STD2010 | state | IN | 0.0907 | 0.75 | ASHRAE30pct-state-4A_ApartmentMidRise_STD2010_IN-Evansville-IN.table.csv.gz | Mid-Rise Apartment | Evansville Regional Ap IN USA TMY3 WMO#=724320 | Electricity | 0 | 46994.4448 | 37388.8892 | 11150.0001 | 142061.1122 | 0 | 58755.556 | 0 | 0 | 0 | 0 | 109427.7787 | 0 | 0 | 405775.0032 | 0 | 405777.781 | -2.7778 | -2.7778 | 0 | 4262.3961 | 3391.1722 | 1011.305 | 12884.9429 | 0 | 5329.1289 | 0 | 0 | 0 | 0 | 9925.0995 | 0 | 0 | 36803.7928 | 0 | 36804.0447 | -0.25194 | -0.25194 | 0 | 160.3906 | 127.6071 | 38.0546 | 484.8502 | 0 | 200.5309 | 0 | 0 | 0 | 0 | 373.4736 | 0 | 0 | 1384.8975 | 0 | 1384.907 | -0.0094805 | -0.0094805 | 3.782 | 1.1278 | 14.3695 | 5.9432 | 0 | 0 | 4.7536 | 0 | 11.0688 | 0 | 0 | 41.0452 | 41.0449 | 41.0449 | 1
IN_4A_MA_2013_EL | 4A | MA | EL | 8536 | ASHRAE30pct-state-4A | ApartmentMidRise | STD2013 | IN-Evansville-IN | Zone4A | Zone4A(IN-Evansville-IN) | ASHRAE30pct-state-STD2013 | state | IN | 0.0907 | 0.75 | ASHRAE30pct-state-4A_ApartmentMidRise_STD2013_IN-Evansville-IN.table.csv.gz | Mid-Rise Apartment | Evansville Regional Ap IN USA TMY3 WMO#=724320 | Electricity | 0 | 39830.5559 | 30750.0002 | 11150.0001 | 141969.4456 | 0 | 56377.7782 | 0 | 0 | 0 | 0 | 109338.8898 | 0 | 0 | 389419.4476 | 0 | 389416.6698 | 2.7778 | 2.7778 | 0 | 3612.6314 | 2789.025 | 1011.305 | 12876.6287 | 0 | 5113.4645 | 0 | 0 | 0 | 0 | 9917.0373 | 0 | 0 | 35320.3439 | 0 | 35320.0919 | 0.25194 | 0.25194 | 0 | 135.9405 | 104.9488 | 38.0546 | 484.5373 | 0 | 192.4156 | 0 | 0 | 0 | 0 | 373.1702 | 0 | 0 | 1329.0765 | 0 | 1329.067 | 0.0094805 | 0.0094805 | 3.1104 | 1.1278 | 14.3608 | 5.7027 | 0 | 0 | 4.0289 | 0 | 11.0598 | 0 | 0 | 39.3903 | 39.3905 | 39.3905 | 2
IN_4A_MA_2010_NG | 4A | MA | NG | 7465 | ASHRAE30pct-state-4A | ApartmentMidRise | STD2010 | IN-Evansville-IN | Zone4A | Zone4A(IN-Evansville-IN) | ASHRAE30pct-state-STD2010 | state | IN | 0.0907 | 0.75 | ASHRAE30pct-state-4A_ApartmentMidRise_STD2010_IN-Evansville-IN.table.csv.gz | Mid-Rise Apartment | Evansville Regional Ap IN USA TMY3 WMO#=724320 | Natural Gas | 216159.1724 | 0 | 0 | 0 | 0 | 0 | 0 | 0 | 0 | 0 | 0 | 0 | 0 | 0 | 216159.1724 | 0 | 216159.1724 | 0 | 0 | 1621.1938 | 0 | 0 | 0 | 0 | 0 | 0 | 0 | 0 | 0 | 0 | 0 | 0 | 0 | 1621.1938 | 0 | 1621.1938 | 0 | 0 | 216.1592 | 0 | 0 | 0 | 0 | 0 | 0 | 0 | 0 | 0 | 0 | 0 | 0 | 0 | 216.1592 | 0 | 216.1592 | 0 | 0 | 0 | 0 | 0 | 0 | 0 | 0 | 0 | 6.4064 | 0 | 0 | 0 | 6.4064 | 6.4064 | 6.4064 | 1
IN_4A_MA_2013_NG | 4A | MA | NG | 8545 | ASHRAE30pct-state-4A | ApartmentMidRise | STD2013 | IN-Evansville-IN | Zone4A | Zone4A(IN-Evansville-IN) | ASHRAE30pct-state-STD2013 | state | IN | 0.0907 | 0.75 | ASHRAE30pct-state-4A_ApartmentMidRise_STD2013_IN-Evansville-IN.table.csv.gz | Mid-Rise Apartment | Evansville Regional Ap IN USA TMY3 WMO#=724320 | Natural Gas | 195316.6739 | 0 | 0 | 0 | 0 | 0 | 0 | 0 | 0 | 0 | 0 | 0 | 0 | 0 | 195316.6739 | 0 | 195316.6739 | 0 | 0 | 1464.8751 | 0 | 0 | 0 | 0 | 0 | 0 | 0 | 0 | 0 | 0 | 0 | 0 | 0 | 1464.8751 | 0 | 1464.8751 | 0 | 0 | 195.3167 | 0 | 0 | 0 | 0 | 0 | 0 | 0 | 0 | 0 | 0 | 0 | 0 | 0 | 195.3167 | 0 | 195.3167 | 0 | 0 | 0 | 0 | 0 | 0 | 0 | 0 | 0 | 5.7887 | 0 | 0 | 0 | 5.7887 | 5.7887 | 5.7887 | 2
KS_4A_MA_2010_EL | 4A | MA | EL | 7516 | ASHRAE30pct-state-4A | ApartmentMidRise | STD2010 | KS-Topeka-KS | Zone4A | Zone4A(KS-Topeka-KS) | ASHRAE30pct-state-STD2010 | state | KS | 0.0913 | 0.86 | ASHRAE30pct-state-4A_ApartmentMidRise_STD2010_KS-Topeka-KS.table.csv.gz | Mid-Rise Apartment | Topeka Municipal Ap KS USA TMY3 WMO#=724560 | Electricity | 0 | 47119.4448 | 37388.8892 | 11150.0001 | 142061.1122 | 0 | 63933.3338 | 0 | 0 | 0 | 0 | 109444.4453 | 0 | 0 | 411094.4477 | 0 | 411097.2255 | -2.7778 | -2.7778 | 0 | 4302.0053 | 3413.6056 | 1017.995 | 12970.1795 | 0 | 5837.1134 | 0 | 0 | 0 | 0 | 9992.2779 | 0 | 0 | 37532.9231 | 0 | 37533.1767 | -0.25361 | -0.25361 | 0 | 160.8172 | 127.6071 | 38.0546 | 484.8502 | 0 | 218.2025 | 0 | 0 | 0 | 0 | 373.5305 | 0 | 0 | 1403.0526 | 0 | 1403.0621 | -0.0094805 | -0.0094805 | 3.782 | 1.1278 | 14.3695 | 6.467 | 0 | 0 | 4.7662 | 0 | 11.0705 | 0 | 0 | 41.5833 | 41.583 | 41.583 | 1
KS_4A_MA_2013_EL | 4A | MA | EL | 8596 | ASHRAE30pct-state-4A | ApartmentMidRise | STD2013 | KS-Topeka-KS | Zone4A | Zone4A(KS-Topeka-KS) | ASHRAE30pct-state-STD2013 | state | KS | 0.0913 | 0.86 | ASHRAE30pct-state-4A_ApartmentMidRise_STD2013_KS-Topeka-KS.table.csv.gz | Mid-Rise Apartment | Topeka Municipal Ap KS USA TMY3 WMO#=724560 | Electricity | 0 | 40119.4448 | 30750.0002 | 11150.0001 | 141969.4456 | 0 | 61394.4449 | 0 | 0 | 0 | 0 | 109361.112 | 0 | 0 | 394741.6698 | 0 | 394744.4476 | -2.7778 | -2.7778 | 0 | 3662.9053 | 2807.475 | 1017.995 | 12961.8104 | 0 | 5605.3128 | 0 | 0 | 0 | 0 | 9984.6695 | 0 | 0 | 36039.9145 | 0 | 36040.1681 | -0.25361 | -0.25361 | 0 | 136.9264 | 104.9488 | 38.0546 | 484.5373 | 0 | 209.5373 | 0 | 0 | 0 | 0 | 373.2461 | 0 | 0 | 1347.2411 | 0 | 1347.2506 | -0.0094805 | -0.0094805 | 3.1104 | 1.1278 | 14.3602 | 6.2102 | 0 | 0 | 4.0582 | 0 | 11.0621 | 0 | 0 | 39.9292 | 39.9289 | 39.9289 | 2
KS_4A_MA_2010_NG | 4A | MA | NG | 7525 | ASHRAE30pct-state-4A | ApartmentMidRise | STD2010 | KS-Topeka-KS | Zone4A | Zone4A(KS-Topeka-KS) | ASHRAE30pct-state-STD2010 | state | KS | 0.0913 | 0.86 | ASHRAE30pct-state-4A_ApartmentMidRise_STD2010_KS-Topeka-KS.table.csv.gz | Mid-Rise Apartment | Topeka Municipal Ap KS USA TMY3 WMO#=724560 | Natural Gas | 250422.7613 | 0 | 0 | 0 | 0 | 0 | 0 | 0 | 0 | 0 | 0 | 0 | 0 | 0 | 250422.7613 | 0 | 250422.7613 | 0 | 0 | 2153.6357 | 0 | 0 | 0 | 0 | 0 | 0 | 0 | 0 | 0 | 0 | 0 | 0 | 0 | 2153.6357 | 0 | 2153.6357 | 0 | 0 | 250.4228 | 0 | 0 | 0 | 0 | 0 | 0 | 0 | 0 | 0 | 0 | 0 | 0 | 0 | 250.4228 | 0 | 250.4228 | 0 | 0 | 0 | 0 | 0 | 0 | 0 | 0 | 0 | 7.4219 | 0 | 0 | 0 | 7.4219 | 7.4219 | 7.4219 | 1
KS_4A_MA_2013_NG | 4A | MA | NG | 8605 | ASHRAE30pct-state-4A | ApartmentMidRise | STD2013 | KS-Topeka-KS | Zone4A | Zone4A(KS-Topeka-KS) | ASHRAE30pct-state-STD2013 | state | KS | 0.0913 | 0.86 | ASHRAE30pct-state-4A_ApartmentMidRise_STD2013_KS-Topeka-KS.table.csv.gz | Mid-Rise Apartment | Topeka Municipal Ap KS USA TMY3 WMO#=724560 | Natural Gas | 226964.2876 | 0 | 0 | 0 | 0 | 0 | 0 | 0 | 0 | 0 | 0 | 0 | 0 | 0 | 226964.2876 | 0 | 226964.2876 | 0 | 0 | 1951.8929 | 0 | 0 | 0 | 0 | 0 | 0 | 0 | 0 | 0 | 0 | 0 | 0 | 0 | 1951.8929 | 0 | 1951.8929 | 0 | 0 | 226.9643 | 0 | 0 | 0 | 0 | 0 | 0 | 0 | 0 | 0 | 0 | 0 | 0 | 0 | 226.9643 | 0 | 226.9643 | 0 | 0 | 0 | 0 | 0 | 0 | 0 | 0 | 0 | 6.7267 | 0 | 0 | 0 | 6.7267 | 6.7267 | 6.7267 | 2
KY_4A_MA_2010_EL | 4A | MA | EL | 7576 | ASHRAE30pct-state-4A | ApartmentMidRise | STD2010 | KY-Lexington-KY | Zone4A | Zone4A(KY-Lexington-KY) | ASHRAE30pct-state-STD2010 | state | KY | 0.0866 | 0.81 | ASHRAE30pct-state-4A_ApartmentMidRise_STD2010_KY-Lexington-KY.table.csv.gz | Mid-Rise Apartment | Lexington Bluegrass Ap KY USA TMY3 WMO#=724220 | Electricity | 0 | 41361.1114 | 37388.8892 | 11144.4445 | 142061.1122 | 0 | 59230.556 | 0 | 0 | 0 | 0 | 109458.3342 | 0 | 0 | 400641.6699 | 0 | 400644.4476 | -2.7778 | -2.7778 | 0 | 3581.8723 | 3237.8778 | 965.1089 | 12302.4923 | 0 | 5129.3662 | 0 | 0 | 0 | 0 | 9479.0917 | 0 | 0 | 34695.5686 | 0 | 34695.8092 | -0.24056 | -0.24056 | 0 | 141.1642 | 127.6071 | 38.0356 | 484.8502 | 0 | 202.1521 | 0 | 0 | 0 | 0 | 373.5779 | 0 | 0 | 1367.3776 | 0 | 1367.3871 | -0.0094805 | -0.0094805 | 3.782 | 1.1273 | 14.3695 | 5.9913 | 0 | 0 | 4.1838 | 0 | 11.0719 | 0 | 0 | 40.526 | 40.5257 | 40.5257 | 1
KY_4A_MA_2013_EL | 4A | MA | EL | 8656 | ASHRAE30pct-state-4A | ApartmentMidRise | STD2013 | KY-Lexington-KY | Zone4A | Zone4A(KY-Lexington-KY) | ASHRAE30pct-state-STD2013 | state | KY | 0.0866 | 0.81 | ASHRAE30pct-state-4A_ApartmentMidRise_STD2013_KY-Lexington-KY.table.csv.gz | Mid-Rise Apartment | Lexington Bluegrass Ap KY USA TMY3 WMO#=724220 | Electricity | 0 | 34308.3336 | 30750.0002 | 11144.4445 | 141969.4456 | 0 | 56947.2227 | 0 | 0 | 0 | 0 | 109366.6675 | 0 | 0 | 384483.3364 | 0 | 384486.1142 | -2.7778 | -2.7778 | 0 | 2971.1017 | 2662.95 | 965.1089 | 12294.554 | 0 | 4931.6295 | 0 | 0 | 0 | 0 | 9471.1534 | 0 | 0 | 33296.2569 | 0 | 33296.4975 | -0.24056 | -0.24056 | 0 | 117.0933 | 104.9488 | 38.0356 | 484.5373 | 0 | 194.3591 | 0 | 0 | 0 | 0 | 373.265 | 0 | 0 | 1312.2297 | 0 | 1312.2392 | -0.0094805 | -0.0094805 | 3.1104 | 1.1273 | 14.3602 | 5.7603 | 0 | 0 | 3.4704 | 0 | 11.0627 | 0 | 0 | 38.8915 | 38.8913 | 38.8913 | 2
KY_4A_MA_2010_NG | 4A | MA | NG | 7585 | ASHRAE30pct-state-4A | ApartmentMidRise | STD2010 | KY-Lexington-KY | Zone4A | Zone4A(KY-Lexington-KY) | ASHRAE30pct-state-STD2010 | state | KY | 0.0866 | 0.81 | ASHRAE30pct-state-4A_ApartmentMidRise_STD2010_KY-Lexington-KY.table.csv.gz | Mid-Rise Apartment | Lexington Bluegrass Ap KY USA TMY3 WMO#=724220 | Natural Gas | 253266.2126 | 0 | 0 | 0 | 0 | 0 | 0 | 0 | 0 | 0 | 0 | 0 | 0 | 0 | 253266.2126 | 0 | 253266.2126 | 0 | 0 | 2051.4563 | 0 | 0 | 0 | 0 | 0 | 0 | 0 | 0 | 0 | 0 | 0 | 0 | 0 | 2051.4563 | 0 | 2051.4563 | 0 | 0 | 253.2662 | 0 | 0 | 0 | 0 | 0 | 0 | 0 | 0 | 0 | 0 | 0 | 0 | 0 | 253.2662 | 0 | 253.2662 | 0 | 0 | 0 | 0 | 0 | 0 | 0 | 0 | 0 | 7.5062 | 0 | 0 | 0 | 7.5062 | 7.5062 | 7.5062 | 1
KY_4A_MA_2013_NG | 4A | MA | NG | 8665 | ASHRAE30pct-state-4A | ApartmentMidRise | STD2013 | KY-Lexington-KY | Zone4A | Zone4A(KY-Lexington-KY) | ASHRAE30pct-state-STD2013 | state | KY | 0.0866 | 0.81 | ASHRAE30pct-state-4A_ApartmentMidRise_STD2013_KY-Lexington-KY.table.csv.gz | Mid-Rise Apartment | Lexington Bluegrass Ap KY USA TMY3 WMO#=724220 | Natural Gas | 230442.7764 | 0 | 0 | 0 | 0 | 0 | 0 | 0 | 0 | 0 | 0 | 0 | 0 | 0 | 230442.7764 | 0 | 230442.7764 | 0 | 0 | 1866.5865 | 0 | 0 | 0 | 0 | 0 | 0 | 0 | 0 | 0 | 0 | 0 | 0 | 0 | 1866.5865 | 0 | 1866.5865 | 0 | 0 | 230.4428 | 0 | 0 | 0 | 0 | 0 | 0 | 0 | 0 | 0 | 0 | 0 | 0 | 0 | 230.4428 | 0 | 230.4428 | 0 | 0 | 0 | 0 | 0 | 0 | 0 | 0 | 0 | 6.8298 | 0 | 0 | 0 | 6.8298 | 6.8298 | 6.8298 | 2
MD_4A_MA_2010_EL | 4A | MA | EL | 7636 | ASHRAE30pct-state-4A | ApartmentMidRise | STD2010 | MD-Baltimore-MD | Zone4A | Zone4A(MD-Baltimore-MD) | ASHRAE30pct-state-STD2010 | state | MD | 0.1052 | 0.99 | ASHRAE30pct-state-4A_ApartmentMidRise_STD2010_MD-Baltimore-MD.table.csv.gz | Mid-Rise Apartment | Baltimore Blt Washngtn IntL MD USA TMY3 WMO#=724060 | Electricity | 0 | 41963.8892 | 37388.8892 | 11144.4445 | 142061.1122 | 0 | 59133.3338 | 0 | 0 | 0 | 0 | 109458.3342 | 0 | 0 | 401150.0032 | 0 | 401150.0032 | 0 | 0 | 0 | 4414.6011 | 3933.3111 | 1172.3956 | 14944.829 | 0 | 6220.8267 | 0 | 0 | 0 | 0 | 11515.0168 | 0 | 0 | 42200.9803 | 0 | 42200.9803 | 0 | 0 | 0 | 143.2215 | 127.6071 | 38.0356 | 484.8502 | 0 | 201.8202 | 0 | 0 | 0 | 0 | 373.5779 | 0 | 0 | 1369.1125 | 0 | 1369.1125 | 0 | 0 | 3.782 | 1.1273 | 14.3698 | 5.9815 | 0 | 0 | 4.2447 | 0 | 11.0719 | 0 | 0 | 40.5771 | 40.5771 | 40.5771 | 1
MD_4A_MA_2013_EL | 4A | MA | EL | 8716 | ASHRAE30pct-state-4A | ApartmentMidRise | STD2013 | MD-Baltimore-MD | Zone4A | Zone4A(MD-Baltimore-MD) | ASHRAE30pct-state-STD2013 | state | MD | 0.1052 | 0.99 | ASHRAE30pct-state-4A_ApartmentMidRise_STD2013_MD-Baltimore-MD.table.csv.gz | Mid-Rise Apartment | Baltimore Blt Washngtn IntL MD USA TMY3 WMO#=724060 | Electricity | 0 | 35227.7781 | 30750.0002 | 11144.4445 | 141969.4456 | 0 | 56569.4449 | 0 | 0 | 0 | 0 | 109372.2231 | 0 | 0 | 385030.5586 | 0 | 385033.3364 | -2.7778 | -2.7778 | 0 | 3705.9623 | 3234.9 | 1172.3956 | 14935.1857 | 0 | 5951.1056 | 0 | 0 | 0 | 0 | 11505.9579 | 0 | 0 | 40505.2148 | 0 | 40505.507 | -0.29222 | -0.29222 | 0 | 120.2313 | 104.9488 | 38.0356 | 484.5373 | 0 | 193.0698 | 0 | 0 | 0 | 0 | 373.284 | 0 | 0 | 1314.0974 | 0 | 1314.1068 | -0.0094805 | -0.0094805 | 3.1104 | 1.1273 | 14.3602 | 5.7221 | 0 | 0 | 3.5634 | 0 | 11.0632 | 0 | 0 | 38.9469 | 38.9466 | 38.9466 | 2
MD_4A_MA_2010_NG | 4A | MA | NG | 7645 | ASHRAE30pct-state-4A | ApartmentMidRise | STD2010 | MD-Baltimore-MD | Zone4A | Zone4A(MD-Baltimore-MD) | ASHRAE30pct-state-STD2010 | state | MD | 0.1052 | 0.99 | ASHRAE30pct-state-4A_ApartmentMidRise_STD2010_MD-Baltimore-MD.table.csv.gz | Mid-Rise Apartment | Baltimore Blt Washngtn IntL MD USA TMY3 WMO#=724060 | Natural Gas | 216291.8668 | 0 | 0 | 0 | 0 | 0 | 0 | 0 | 0 | 0 | 0 | 0 | 0 | 0 | 216291.8668 | 0 | 216291.8668 | 0 | 0 | 2141.2895 | 0 | 0 | 0 | 0 | 0 | 0 | 0 | 0 | 0 | 0 | 0 | 0 | 0 | 2141.2895 | 0 | 2141.2895 | 0 | 0 | 216.2919 | 0 | 0 | 0 | 0 | 0 | 0 | 0 | 0 | 0 | 0 | 0 | 0 | 0 | 216.2919 | 0 | 216.2919 | 0 | 0 | 0 | 0 | 0 | 0 | 0 | 0 | 0 | 6.4104 | 0 | 0 | 0 | 6.4104 | 6.4104 | 6.4104 | 1
MD_4A_MA_2013_NG | 4A | MA | NG | 8725 | ASHRAE30pct-state-4A | ApartmentMidRise | STD2013 | MD-Baltimore-MD | Zone4A | Zone4A(MD-Baltimore-MD) | ASHRAE30pct-state-STD2013 | state | MD | 0.1052 | 0.99 | ASHRAE30pct-state-4A_ApartmentMidRise_STD2013_MD-Baltimore-MD.table.csv.gz | Mid-Rise Apartment | Baltimore Blt Washngtn IntL MD USA TMY3 WMO#=724060 | Natural Gas | 195667.3663 | 0 | 0 | 0 | 0 | 0 | 0 | 0 | 0 | 0 | 0 | 0 | 0 | 0 | 195667.3663 | 0 | 195667.3663 | 0 | 0 | 1937.1069 | 0 | 0 | 0 | 0 | 0 | 0 | 0 | 0 | 0 | 0 | 0 | 0 | 0 | 1937.1069 | 0 | 1937.1069 | 0 | 0 | 195.6674 | 0 | 0 | 0 | 0 | 0 | 0 | 0 | 0 | 0 | 0 | 0 | 0 | 0 | 195.6674 | 0 | 195.6674 | 0 | 0 | 0 | 0 | 0 | 0 | 0 | 0 | 0 | 5.7991 | 0 | 0 | 0 | 5.7991 | 5.7991 | 5.7991 | 2
MO_4A_MA_2010_EL | 4A | MA | EL | 7696 | ASHRAE30pct-state-4A | ApartmentMidRise | STD2010 | MO-StLouis-MO | Zone4A | Zone4A(MO-StLouis-MO) | ASHRAE30pct-state-STD2010 | state | MO | 0.0816 | 0.95 | ASHRAE30pct-state-4A_ApartmentMidRise_STD2010_MO-StLouis-MO.table.csv.gz | Mid-Rise Apartment | St Louis Lambert IntL Arpt MO USA TMY3 WMO#=724340 | Electricity | 0 | 47419.4448 | 37388.8892 | 11136.1112 | 142061.1122 | 0 | 62388.8894 | 0 | 0 | 0 | 0 | 109450.0009 | 0 | 0 | 409844.4477 | 0 | 409844.4477 | 5.8208e-11 | 5.8208e-11 | 0 | 3869.4267 | 3050.9334 | 908.7067 | 11592.1868 | 0 | 5090.9334 | 0 | 0 | 0 | 0 | 8931.1201 | 0 | 0 | 33443.3069 | 0 | 33443.3069 | 4.7497e-12 | 4.7497e-12 | 0 | 161.8411 | 127.6071 | 38.0072 | 484.8502 | 0 | 212.9313 | 0 | 0 | 0 | 0 | 373.5495 | 0 | 0 | 1398.7864 | 0 | 1398.7864 | 1.9866e-13 | 1.9866e-13 | 3.782 | 1.1264 | 14.3698 | 6.3108 | 0 | 0 | 4.7966 | 0 | 11.0711 | 0 | 0 | 41.4566 | 41.4566 | 41.4566 | 1
MO_4A_MA_2013_EL | 4A | MA | EL | 8776 | ASHRAE30pct-state-4A | ApartmentMidRise | STD2013 | MO-StLouis-MO | Zone4A | Zone4A(MO-StLouis-MO) | ASHRAE30pct-state-STD2013 | state | MO | 0.0816 | 0.95 | ASHRAE30pct-state-4A_ApartmentMidRise_STD2013_MO-StLouis-MO.table.csv.gz | Mid-Rise Apartment | St Louis Lambert IntL Arpt MO USA TMY3 WMO#=724340 | Electricity | 0 | 40263.8892 | 30750.0002 | 11136.1112 | 141969.4456 | 0 | 59752.7783 | 0 | 0 | 0 | 0 | 109369.4453 | 0 | 0 | 393241.6698 | 0 | 393241.6698 | 0 | 0 | 0 | 3285.5334 | 2509.2 | 908.7067 | 11584.7068 | 0 | 4875.8267 | 0 | 0 | 0 | 0 | 8924.5467 | 0 | 0 | 32088.5203 | 0 | 32088.5203 | 0 | 0 | 0 | 137.4194 | 104.9488 | 38.0072 | 484.5373 | 0 | 203.9344 | 0 | 0 | 0 | 0 | 373.2745 | 0 | 0 | 1342.1216 | 0 | 1342.1216 | 0 | 0 | 3.1104 | 1.1264 | 14.3605 | 6.0441 | 0 | 0 | 4.0728 | 0 | 11.0629 | 0 | 0 | 39.7772 | 39.7772 | 39.7772 | 2
MO_4A_MA_2010_NG | 4A | MA | NG | 7705 | ASHRAE30pct-state-4A | ApartmentMidRise | STD2010 | MO-StLouis-MO | Zone4A | Zone4A(MO-StLouis-MO) | ASHRAE30pct-state-STD2010 | state | MO | 0.0816 | 0.95 | ASHRAE30pct-state-4A_ApartmentMidRise_STD2010_MO-StLouis-MO.table.csv.gz | Mid-Rise Apartment | St Louis Lambert IntL Arpt MO USA TMY3 WMO#=724340 | Natural Gas | 256792.0923 | 0 | 0 | 0 | 0 | 0 | 0 | 0 | 0 | 0 | 0 | 0 | 0 | 0 | 256792.0923 | 0 | 256792.0923 | 0 | 0 | 2439.5249 | 0 | 0 | 0 | 0 | 0 | 0 | 0 | 0 | 0 | 0 | 0 | 0 | 0 | 2439.5249 | 0 | 2439.5249 | 0 | 0 | 256.7921 | 0 | 0 | 0 | 0 | 0 | 0 | 0 | 0 | 0 | 0 | 0 | 0 | 0 | 256.7921 | 0 | 256.7921 | 0 | 0 | 0 | 0 | 0 | 0 | 0 | 0 | 0 | 7.6107 | 0 | 0 | 0 | 7.6107 | 7.6107 | 7.6107 | 1
MO_4A_MA_2013_NG | 4A | MA | NG | 8785 | ASHRAE30pct-state-4A | ApartmentMidRise | STD2013 | MO-StLouis-MO | Zone4A | Zone4A(MO-StLouis-MO) | ASHRAE30pct-state-STD2013 | state | MO | 0.0816 | 0.95 | ASHRAE30pct-state-4A_ApartmentMidRise_STD2013_MO-StLouis-MO.table.csv.gz | Mid-Rise Apartment | St Louis Lambert IntL Arpt MO USA TMY3 WMO#=724340 | Natural Gas | 234082.3941 | 0 | 0 | 0 | 0 | 0 | 0 | 0 | 0 | 0 | 0 | 0 | 0 | 0 | 234082.3941 | 0 | 234082.3941 | 0 | 0 | 2223.7827 | 0 | 0 | 0 | 0 | 0 | 0 | 0 | 0 | 0 | 0 | 0 | 0 | 0 | 2223.7827 | 0 | 2223.7827 | 0 | 0 | 234.0824 | 0 | 0 | 0 | 0 | 0 | 0 | 0 | 0 | 0 | 0 | 0 | 0 | 0 | 234.0824 | 0 | 234.0824 | 0 | 0 | 0 | 0 | 0 | 0 | 0 | 0 | 0 | 6.9376 | 0 | 0 | 0 | 6.9376 | 6.9376 | 6.9376 | 2
NC_4A_MA_2010_EL | 4A | MA | EL | 7756 | ASHRAE30pct-state-4A | ApartmentMidRise | STD2010 | NC-Raleigh-NC | Zone4A | Zone4A(NC-Raleigh-NC) | ASHRAE30pct-state-STD2010 | state | NC | 0.0861 | 0.84 | ASHRAE30pct-state-4A_ApartmentMidRise_STD2010_NC-Raleigh-NC.table.csv.gz | Mid-Rise Apartment | Raleigh Durham International NC USA TMY3 WMO#=723060 | Electricity | 0 | 51611.1115 | 37388.8892 | 11152.7779 | 142061.1122 | 0 | 58366.6671 | 0 | 0 | 0 | 0 | 109363.8898 | 0 | 0 | 409944.4477 | 0 | 409944.4477 | 5.8208e-11 | 5.8208e-11 | 0 | 4443.7167 | 3219.1834 | 960.2542 | 12231.4618 | 0 | 5025.37 | 0 | 0 | 0 | 0 | 9416.2309 | 0 | 0 | 35296.2169 | 0 | 35296.2169 | 5.0117e-12 | 5.0117e-12 | 0 | 176.1471 | 127.6071 | 38.0641 | 484.8502 | 0 | 199.2036 | 0 | 0 | 0 | 0 | 373.2556 | 0 | 0 | 1399.1277 | 0 | 1399.1277 | 1.9866e-13 | 1.9866e-13 | 3.782 | 1.1281 | 14.3698 | 5.9039 | 0 | 0 | 5.2206 | 0 | 11.0624 | 0 | 0 | 41.4667 | 41.4667 | 41.4667 | 1
NC_4A_MA_2013_EL | 4A | MA | EL | 8836 | ASHRAE30pct-state-4A | ApartmentMidRise | STD2013 | NC-Raleigh-NC | Zone4A | Zone4A(NC-Raleigh-NC) | ASHRAE30pct-state-STD2013 | state | NC | 0.0861 | 0.84 | ASHRAE30pct-state-4A_ApartmentMidRise_STD2013_NC-Raleigh-NC.table.csv.gz | Mid-Rise Apartment | Raleigh Durham International NC USA TMY3 WMO#=723060 | Electricity | 0 | 43611.1115 | 30750.0002 | 11152.7779 | 141969.4456 | 0 | 55888.8893 | 0 | 0 | 0 | 0 | 109269.4453 | 0 | 0 | 392641.6698 | 0 | 392641.6698 | 0 | 0 | 0 | 3754.9167 | 2647.575 | 960.2542 | 12223.5693 | 0 | 4812.0334 | 0 | 0 | 0 | 0 | 9408.0992 | 0 | 0 | 33806.4478 | 0 | 33806.4478 | 0 | 0 | 0 | 148.8434 | 104.9488 | 38.0641 | 484.5373 | 0 | 190.747 | 0 | 0 | 0 | 0 | 372.9332 | 0 | 0 | 1340.0738 | 0 | 1340.0738 | 0 | 0 | 3.1104 | 1.1281 | 14.3605 | 5.6533 | 0 | 0 | 4.4114 | 0 | 11.0528 | 0 | 0 | 39.7165 | 39.7165 | 39.7165 | 2
NC_4A_MA_2010_NG | 4A | MA | NG | 7765 | ASHRAE30pct-state-4A | ApartmentMidRise | STD2010 | NC-Raleigh-NC | Zone4A | Zone4A(NC-Raleigh-NC) | ASHRAE30pct-state-STD2010 | state | NC | 0.0861 | 0.84 | ASHRAE30pct-state-4A_ApartmentMidRise_STD2010_NC-Raleigh-NC.table.csv.gz | Mid-Rise Apartment | Raleigh Durham International NC USA TMY3 WMO#=723060 | Natural Gas | 113302.0585 | 0 | 0 | 0 | 0 | 0 | 0 | 0 | 0 | 0 | 0 | 0 | 0 | 0 | 113302.0585 | 0 | 113302.0585 | 0 | 0 | 951.7373 | 0 | 0 | 0 | 0 | 0 | 0 | 0 | 0 | 0 | 0 | 0 | 0 | 0 | 951.7373 | 0 | 951.7373 | 0 | 0 | 113.3021 | 0 | 0 | 0 | 0 | 0 | 0 | 0 | 0 | 0 | 0 | 0 | 0 | 0 | 113.3021 | 0 | 113.3021 | 0 | 0 | 0 | 0 | 0 | 0 | 0 | 0 | 0 | 3.358 | 0 | 0 | 0 | 3.358 | 3.358 | 3.358 | 1
NC_4A_MA_2013_NG | 4A | MA | NG | 8845 | ASHRAE30pct-state-4A | ApartmentMidRise | STD2013 | NC-Raleigh-NC | Zone4A | Zone4A(NC-Raleigh-NC) | ASHRAE30pct-state-STD2013 | state | NC | 0.0861 | 0.84 | ASHRAE30pct-state-4A_ApartmentMidRise_STD2013_NC-Raleigh-NC.table.csv.gz | Mid-Rise Apartment | Raleigh Durham International NC USA TMY3 WMO#=723060 | Natural Gas | 98610.8932 | 0 | 0 | 0 | 0 | 0 | 0 | 0 | 0 | 0 | 0 | 0 | 0 | 0 | 98610.8932 | 0 | 98610.8932 | 0 | 0 | 828.3315 | 0 | 0 | 0 | 0 | 0 | 0 | 0 | 0 | 0 | 0 | 0 | 0 | 0 | 828.3315 | 0 | 828.3315 | 0 | 0 | 98.6109 | 0 | 0 | 0 | 0 | 0 | 0 | 0 | 0 | 0 | 0 | 0 | 0 | 0 | 98.6109 | 0 | 98.6109 | 0 | 0 | 0 | 0 | 0 | 0 | 0 | 0 | 0 | 2.9226 | 0 | 0 | 0 | 2.9226 | 2.9226 | 2.9226 | 2
NJ_4A_MA_2010_EL | 4A | MA | EL | 7816 | ASHRAE30pct-state-4A | ApartmentMidRise | STD2010 | NJ-Newark-NJ | Zone4A | Zone4A(NJ-Newark-NJ) | ASHRAE30pct-state-STD2010 | state | NJ | 0.1283 | 0.84 | ASHRAE30pct-state-4A_ApartmentMidRise_STD2010_NJ-Newark-NJ.table.csv.gz | Mid-Rise Apartment | Newark International Arpt NJ USA TMY3 WMO#=725020 | Electricity | 0 | 39083.3336 | 37388.8892 | 11144.4445 | 142061.1122 | 0 | 60738.8894 | 0 | 0 | 0 | 0 | 109486.112 | 0 | 0 | 399900.0032 | 0 | 399902.781 | -2.7778 | -2.7778 | 0 | 5014.3917 | 4796.9945 | 1429.8322 | 18226.4407 | 0 | 7792.7995 | 0 | 0 | 0 | 0 | 14047.0682 | 0 | 0 | 51307.1704 | 0 | 51307.5268 | -0.35639 | -0.35639 | 0 | 133.3902 | 127.6071 | 38.0356 | 484.8502 | 0 | 207.2999 | 0 | 0 | 0 | 0 | 373.6727 | 0 | 0 | 1364.8463 | 0 | 1364.8558 | -0.0094805 | -0.0094805 | 3.782 | 1.1273 | 14.3695 | 6.1439 | 0 | 0 | 3.9534 | 0 | 11.0747 | 0 | 0 | 40.451 | 40.4507 | 40.4507 | 1
NJ_4A_MA_2013_EL | 4A | MA | EL | 8896 | ASHRAE30pct-state-4A | ApartmentMidRise | STD2013 | NJ-Newark-NJ | Zone4A | Zone4A(NJ-Newark-NJ) | ASHRAE30pct-state-STD2013 | state | NJ | 0.1283 | 0.84 | ASHRAE30pct-state-4A_ApartmentMidRise_STD2013_NJ-Newark-NJ.table.csv.gz | Mid-Rise Apartment | Newark International Arpt NJ USA TMY3 WMO#=725020 | Electricity | 0 | 32833.3336 | 30750.0002 | 11144.4445 | 141969.4456 | 0 | 58327.7782 | 0 | 0 | 0 | 0 | 109408.3342 | 0 | 0 | 384433.3364 | 0 | 384433.3364 | 0 | 0 | 0 | 4212.5167 | 3945.225 | 1429.8322 | 18214.6799 | 0 | 7483.4539 | 0 | 0 | 0 | 0 | 14037.0893 | 0 | 0 | 49322.7971 | 0 | 49322.7971 | 0 | 0 | 0 | 112.0591 | 104.9488 | 38.0356 | 484.5373 | 0 | 199.0709 | 0 | 0 | 0 | 0 | 373.4073 | 0 | 0 | 1312.0591 | 0 | 1312.0591 | 0 | 0 | 3.1104 | 1.1273 | 14.3605 | 5.9 | 0 | 0 | 3.3212 | 0 | 11.0669 | 0 | 0 | 38.8862 | 38.8862 | 38.8862 | 2
NJ_4A_MA_2010_NG | 4A | MA | NG | 7825 | ASHRAE30pct-state-4A | ApartmentMidRise | STD2010 | NJ-Newark-NJ | Zone4A | Zone4A(NJ-Newark-NJ) | ASHRAE30pct-state-STD2010 | state | NJ | 0.1283 | 0.84 | ASHRAE30pct-state-4A_ApartmentMidRise_STD2010_NJ-Newark-NJ.table.csv.gz | Mid-Rise Apartment | Newark International Arpt NJ USA TMY3 WMO#=725020 | Natural Gas | 277568.2436 | 0 | 0 | 0 | 0 | 0 | 0 | 0 | 0 | 0 | 0 | 0 | 0 | 0 | 277568.2436 | 0 | 277568.2436 | 0 | 0 | 2331.5732 | 0 | 0 | 0 | 0 | 0 | 0 | 0 | 0 | 0 | 0 | 0 | 0 | 0 | 2331.5732 | 0 | 2331.5732 | 0 | 0 | 277.5682 | 0 | 0 | 0 | 0 | 0 | 0 | 0 | 0 | 0 | 0 | 0 | 0 | 0 | 277.5682 | 0 | 277.5682 | 0 | 0 | 0 | 0 | 0 | 0 | 0 | 0 | 0 | 8.2264 | 0 | 0 | 0 | 8.2264 | 8.2264 | 8.2264 | 1
NJ_4A_MA_2013_NG | 4A | MA | NG | 8905 | ASHRAE30pct-state-4A | ApartmentMidRise | STD2013 | NJ-Newark-NJ | Zone4A | Zone4A(NJ-Newark-NJ) | ASHRAE30pct-state-STD2013 | state | NJ | 0.1283 | 0.84 | ASHRAE30pct-state-4A_ApartmentMidRise_STD2013_NJ-Newark-NJ.table.csv.gz | Mid-Rise Apartment | Newark International Arpt NJ USA TMY3 WMO#=725020 | Natural Gas | 254195.0734 | 0 | 0 | 0 | 0 | 0 | 0 | 0 | 0 | 0 | 0 | 0 | 0 | 0 | 254195.0734 | 0 | 254195.0734 | 0 | 0 | 2135.2386 | 0 | 0 | 0 | 0 | 0 | 0 | 0 | 0 | 0 | 0 | 0 | 0 | 0 | 2135.2386 | 0 | 2135.2386 | 0 | 0 | 254.1951 | 0 | 0 | 0 | 0 | 0 | 0 | 0 | 0 | 0 | 0 | 0 | 0 | 0 | 254.1951 | 0 | 254.1951 | 0 | 0 | 0 | 0 | 0 | 0 | 0 | 0 | 0 | 7.5337 | 0 | 0 | 0 | 7.5337 | 7.5337 | 7.5337 | 2
NY_4A_MA_2010_EL | 4A | MA | EL | 7876 | ASHRAE30pct-state-4A | ApartmentMidRise | STD2010 | NY-NewYork-NY | Zone4A | Zone4A(NY-NewYork-NY) | ASHRAE30pct-state-STD2010 | state | NY | 0.1508 | 0.73 | ASHRAE30pct-state-4A_ApartmentMidRise_STD2010_NY-NewYork-NY.table.csv.gz | Mid-Rise Apartment | New York J F Kennedy IntL Ar NY USA TMY3 WMO#=744860 | Electricity | 0 | 37602.7781 | 37388.8892 | 11138.889 | 142061.1122 | 0 | 57408.3338 | 0 | 0 | 0 | 0 | 109516.6675 | 0 | 0 | 395116.6698 | 0 | 395116.6698 | 0 | 0 | 0 | 5670.4989 | 5638.2445 | 1679.7445 | 21422.8157 | 0 | 8657.1767 | 0 | 0 | 0 | 0 | 16515.1135 | 0 | 0 | 59583.5938 | 0 | 59583.5938 | 0 | 0 | 0 | 128.3371 | 127.6071 | 38.0167 | 484.8502 | 0 | 195.9329 | 0 | 0 | 0 | 0 | 373.777 | 0 | 0 | 1348.5209 | 0 | 1348.5209 | 0 | 0 | 3.782 | 1.1267 | 14.3698 | 5.807 | 0 | 0 | 3.8036 | 0 | 11.0778 | 0 | 0 | 39.9668 | 39.9668 | 39.9668 | 1
NY_4A_MA_2013_EL | 4A | MA | EL | 8956 | ASHRAE30pct-state-4A | ApartmentMidRise | STD2013 | NY-NewYork-NY | Zone4A | Zone4A(NY-NewYork-NY) | ASHRAE30pct-state-STD2013 | state | NY | 0.1508 | 0.73 | ASHRAE30pct-state-4A_ApartmentMidRise_STD2013_NY-NewYork-NY.table.csv.gz | Mid-Rise Apartment | New York J F Kennedy IntL Ar NY USA TMY3 WMO#=744860 | Electricity | 0 | 30922.2225 | 30750.0002 | 11138.889 | 141969.4456 | 0 | 55166.6671 | 0 | 0 | 0 | 0 | 109425.0009 | 0 | 0 | 379369.4475 | 0 | 379372.2253 | -2.7778 | -2.7778 | 0 | 4663.0711 | 4637.1 | 1679.7445 | 21408.9924 | 0 | 8319.1334 | 0 | 0 | 0 | 0 | 16501.2901 | 0 | 0 | 57208.9127 | 0 | 57209.3316 | -0.41889 | -0.41889 | 0 | 105.5366 | 104.9488 | 38.0167 | 484.5373 | 0 | 188.2821 | 0 | 0 | 0 | 0 | 373.4641 | 0 | 0 | 1294.7762 | 0 | 1294.7856 | -0.0094805 | -0.0094805 | 3.1104 | 1.1267 | 14.3602 | 5.5802 | 0 | 0 | 3.1278 | 0 | 11.0686 | 0 | 0 | 38.3743 | 38.374 | 38.374 | 2
NY_4A_MA_2010_NG | 4A | MA | NG | 7885 | ASHRAE30pct-state-4A | ApartmentMidRise | STD2010 | NY-NewYork-NY | Zone4A | Zone4A(NY-NewYork-NY) | ASHRAE30pct-state-STD2010 | state | NY | 0.1508 | 0.73 | ASHRAE30pct-state-4A_ApartmentMidRise_STD2010_NY-NewYork-NY.table.csv.gz | Mid-Rise Apartment | New York J F Kennedy IntL Ar NY USA TMY3 WMO#=744860 | Natural Gas | 272791.2453 | 0 | 0 | 0 | 0 | 0 | 0 | 0 | 0 | 0 | 0 | 0 | 0 | 0 | 272791.2453 | 0 | 272791.2453 | 0 | 0 | 1991.3761 | 0 | 0 | 0 | 0 | 0 | 0 | 0 | 0 | 0 | 0 | 0 | 0 | 0 | 1991.3761 | 0 | 1991.3761 | 0 | 0 | 272.7912 | 0 | 0 | 0 | 0 | 0 | 0 | 0 | 0 | 0 | 0 | 0 | 0 | 0 | 272.7912 | 0 | 272.7912 | 0 | 0 | 0 | 0 | 0 | 0 | 0 | 0 | 0 | 8.0849 | 0 | 0 | 0 | 8.0849 | 8.0849 | 8.0849 | 1
NY_4A_MA_2013_NG | 4A | MA | NG | 8965 | ASHRAE30pct-state-4A | ApartmentMidRise | STD2013 | NY-NewYork-NY | Zone4A | Zone4A(NY-NewYork-NY) | ASHRAE30pct-state-STD2013 | state | NY | 0.1508 | 0.73 | ASHRAE30pct-state-4A_ApartmentMidRise_STD2013_NY-NewYork-NY.table.csv.gz | Mid-Rise Apartment | New York J F Kennedy IntL Ar NY USA TMY3 WMO#=744860 | Natural Gas | 249531.8132 | 0 | 0 | 0 | 0 | 0 | 0 | 0 | 0 | 0 | 0 | 0 | 0 | 0 | 249531.8132 | 0 | 249531.8132 | 0 | 0 | 1821.5822 | 0 | 0 | 0 | 0 | 0 | 0 | 0 | 0 | 0 | 0 | 0 | 0 | 0 | 1821.5822 | 0 | 1821.5822 | 0 | 0 | 249.5318 | 0 | 0 | 0 | 0 | 0 | 0 | 0 | 0 | 0 | 0 | 0 | 0 | 0 | 249.5318 | 0 | 249.5318 | 0 | 0 | 0 | 0 | 0 | 0 | 0 | 0 | 0 | 7.3955 | 0 | 0 | 0 | 7.3955 | 7.3955 | 7.3955 | 2
OH_4A_MA_2010_EL | 4A | MA | EL | 7936 | ASHRAE30pct-state-4A | ApartmentMidRise | STD2010 | OH-Cincinnati-KY | Zone4A | Zone4A(OH-Cincinnati-KY) | ASHRAE30pct-state-STD2010 | state | OH | 0.0947 | 0.7 | ASHRAE30pct-state-4A_ApartmentMidRise_STD2010_OH-Cincinnati-KY.table.csv.gz | Mid-Rise Apartment | Cincinnati Northern Ky Ap KY USA TMY3 WMO#=724210 | Electricity | 0 | 37758.3336 | 37388.8892 | 11147.2223 | 142061.1122 | 0 | 59341.6671 | 0 | 0 | 0 | 0 | 109494.4453 | 0 | 0 | 397191.6698 | 0 | 397191.6698 | 0 | 0 | 0 | 3575.7142 | 3540.7278 | 1055.642 | 13453.1873 | 0 | 5619.6559 | 0 | 0 | 0 | 0 | 10369.124 | 0 | 0 | 37614.0511 | 0 | 37614.0511 | 0 | 0 | 0 | 128.868 | 127.6071 | 38.0451 | 484.8502 | 0 | 202.5313 | 0 | 0 | 0 | 0 | 373.7011 | 0 | 0 | 1355.6029 | 0 | 1355.6029 | 0 | 0 | 3.782 | 1.1276 | 14.3698 | 6.0025 | 0 | 0 | 3.8193 | 0 | 11.0756 | 0 | 0 | 40.1767 | 40.1767 | 40.1767 | 1
OH_4A_MA_2013_EL | 4A | MA | EL | 9016 | ASHRAE30pct-state-4A | ApartmentMidRise | STD2013 | OH-Cincinnati-KY | Zone4A | Zone4A(OH-Cincinnati-KY) | ASHRAE30pct-state-STD2013 | state | OH | 0.0947 | 0.7 | ASHRAE30pct-state-4A_ApartmentMidRise_STD2013_OH-Cincinnati-KY.table.csv.gz | Mid-Rise Apartment | Cincinnati Northern Ky Ap KY USA TMY3 WMO#=724210 | Electricity | 0 | 31413.8891 | 30750.0002 | 11147.2223 | 141969.4456 | 0 | 57055.556 | 0 | 0 | 0 | 0 | 109411.112 | 0 | 0 | 381744.4475 | 0 | 381747.2253 | -2.7778 | -2.7778 | 0 | 2974.8953 | 2912.025 | 1055.642 | 13444.5065 | 0 | 5403.1612 | 0 | 0 | 0 | 0 | 10361.2323 | 0 | 0 | 36151.1992 | 0 | 36151.4622 | -0.26306 | -0.26306 | 0 | 107.2146 | 104.9488 | 38.0451 | 484.5373 | 0 | 194.7288 | 0 | 0 | 0 | 0 | 373.4167 | 0 | 0 | 1302.882 | 0 | 1302.8914 | -0.0094805 | -0.0094805 | 3.1104 | 1.1276 | 14.3602 | 5.7713 | 0 | 0 | 3.1776 | 0 | 11.0672 | 0 | 0 | 38.6145 | 38.6142 | 38.6142 | 2
OH_4A_MA_2010_NG | 4A | MA | NG | 7945 | ASHRAE30pct-state-4A | ApartmentMidRise | STD2010 | OH-Cincinnati-KY | Zone4A | Zone4A(OH-Cincinnati-KY) | ASHRAE30pct-state-STD2010 | state | OH | 0.0947 | 0.7 | ASHRAE30pct-state-4A_ApartmentMidRise_STD2010_OH-Cincinnati-KY.table.csv.gz | Mid-Rise Apartment | Cincinnati Northern Ky Ap KY USA TMY3 WMO#=724210 | Natural Gas | 292031.9328 | 0 | 0 | 0 | 0 | 0 | 0 | 0 | 0 | 0 | 0 | 0 | 0 | 0 | 292031.9328 | 0 | 292031.9328 | 0 | 0 | 2044.2235 | 0 | 0 | 0 | 0 | 0 | 0 | 0 | 0 | 0 | 0 | 0 | 0 | 0 | 2044.2235 | 0 | 2044.2235 | 0 | 0 | 292.0319 | 0 | 0 | 0 | 0 | 0 | 0 | 0 | 0 | 0 | 0 | 0 | 0 | 0 | 292.0319 | 0 | 292.0319 | 0 | 0 | 0 | 0 | 0 | 0 | 0 | 0 | 0 | 8.6551 | 0 | 0 | 0 | 8.6551 | 8.6551 | 8.6551 | 1
OH_4A_MA_2013_NG | 4A | MA | NG | 9025 | ASHRAE30pct-state-4A | ApartmentMidRise | STD2013 | OH-Cincinnati-KY | Zone4A | Zone4A(OH-Cincinnati-KY) | ASHRAE30pct-state-STD2013 | state | OH | 0.0947 | 0.7 | ASHRAE30pct-state-4A_ApartmentMidRise_STD2013_OH-Cincinnati-KY.table.csv.gz | Mid-Rise Apartment | Cincinnati Northern Ky Ap KY USA TMY3 WMO#=724210 | Natural Gas | 266649.3904 | 0 | 0 | 0 | 0 | 0 | 0 | 0 | 0 | 0 | 0 | 0 | 0 | 0 | 266649.3904 | 0 | 266649.3904 | 0 | 0 | 1866.5457 | 0 | 0 | 0 | 0 | 0 | 0 | 0 | 0 | 0 | 0 | 0 | 0 | 0 | 1866.5457 | 0 | 1866.5457 | 0 | 0 | 266.6494 | 0 | 0 | 0 | 0 | 0 | 0 | 0 | 0 | 0 | 0 | 0 | 0 | 0 | 266.6494 | 0 | 266.6494 | 0 | 0 | 0 | 0 | 0 | 0 | 0 | 0 | 0 | 7.9028 | 0 | 0 | 0 | 7.9028 | 7.9028 | 7.9028 | 2
PA_4A_MA_2010_EL | 4A | MA | EL | 7996 | ASHRAE30pct-state-4A | ApartmentMidRise | STD2010 | PA-Philadelphia-PA | Zone4A | Zone4A(PA-Philadelphia-PA) | ASHRAE30pct-state-STD2010 | state | PA | 0.0937 | 1 | ASHRAE30pct-state-4A_ApartmentMidRise_STD2010_PA-Philadelphia-PA.table.csv.gz | Mid-Rise Apartment | Philadelphia International Ap PA USA TMY3 WMO#=724080 | Electricity | 0 | 39944.4448 | 37388.8892 | 11130.5556 | 142061.1122 | 0 | 59125.0005 | 0 | 0 | 0 | 0 | 109477.7787 | 0 | 0 | 399127.781 | 0 | 399127.781 | 5.8208e-11 | 5.8208e-11 | 0 | 3742.7945 | 3503.3389 | 1042.9331 | 13311.1262 | 0 | 5540.0125 | 0 | 0 | 0 | 0 | 10258.0679 | 0 | 0 | 37398.2731 | 0 | 37398.2731 | 5.4541e-12 | 5.4541e-12 | 0 | 136.3292 | 127.6071 | 37.9882 | 484.8502 | 0 | 201.7918 | 0 | 0 | 0 | 0 | 373.6443 | 0 | 0 | 1362.2107 | 0 | 1362.2107 | 1.9866e-13 | 1.9866e-13 | 3.782 | 1.1259 | 14.3698 | 5.9806 | 0 | 0 | 4.0405 | 0 | 11.0739 | 0 | 0 | 40.3726 | 40.3726 | 40.3726 | 1
PA_4A_MA_2013_EL | 4A | MA | EL | 9076 | ASHRAE30pct-state-4A | ApartmentMidRise | STD2013 | PA-Philadelphia-PA | Zone4A | Zone4A(PA-Philadelphia-PA) | ASHRAE30pct-state-STD2013 | state | PA | 0.0937 | 1 | ASHRAE30pct-state-4A_ApartmentMidRise_STD2013_PA-Philadelphia-PA.table.csv.gz | Mid-Rise Apartment | Philadelphia International Ap PA USA TMY3 WMO#=724080 | Electricity | 0 | 33486.1114 | 30750.0002 | 11130.5556 | 141969.4456 | 0 | 56677.7782 | 0 | 0 | 0 | 0 | 109394.4453 | 0 | 0 | 383405.5586 | 0 | 383408.3364 | -2.7778 | -2.7778 | 0 | 3137.6486 | 2881.275 | 1042.9331 | 13302.5371 | 0 | 5310.7078 | 0 | 0 | 0 | 0 | 10250.2595 | 0 | 0 | 35925.1008 | 0 | 35925.3611 | -0.26028 | -0.26028 | 0 | 114.2871 | 104.9488 | 37.9882 | 484.5373 | 0 | 193.4395 | 0 | 0 | 0 | 0 | 373.3599 | 0 | 0 | 1308.5513 | 0 | 1308.5608 | -0.0094805 | -0.0094805 | 3.1104 | 1.1259 | 14.3602 | 5.7331 | 0 | 0 | 3.3872 | 0 | 11.0655 | 0 | 0 | 38.7825 | 38.7822 | 38.7822 | 2
PA_4A_MA_2010_NG | 4A | MA | NG | 8005 | ASHRAE30pct-state-4A | ApartmentMidRise | STD2010 | PA-Philadelphia-PA | Zone4A | Zone4A(PA-Philadelphia-PA) | ASHRAE30pct-state-STD2010 | state | PA | 0.0937 | 1 | ASHRAE30pct-state-4A_ApartmentMidRise_STD2010_PA-Philadelphia-PA.table.csv.gz | Mid-Rise Apartment | Philadelphia International Ap PA USA TMY3 WMO#=724080 | Natural Gas | 246678.8837 | 0 | 0 | 0 | 0 | 0 | 0 | 0 | 0 | 0 | 0 | 0 | 0 | 0 | 246678.8837 | 0 | 246678.8837 | 0 | 0 | 2466.7888 | 0 | 0 | 0 | 0 | 0 | 0 | 0 | 0 | 0 | 0 | 0 | 0 | 0 | 2466.7888 | 0 | 2466.7888 | 0 | 0 | 246.6789 | 0 | 0 | 0 | 0 | 0 | 0 | 0 | 0 | 0 | 0 | 0 | 0 | 0 | 246.6789 | 0 | 246.6789 | 0 | 0 | 0 | 0 | 0 | 0 | 0 | 0 | 0 | 7.311 | 0 | 0 | 0 | 7.311 | 7.311 | 7.311 | 1
PA_4A_MA_2013_NG | 4A | MA | NG | 9085 | ASHRAE30pct-state-4A | ApartmentMidRise | STD2013 | PA-Philadelphia-PA | Zone4A | Zone4A(PA-Philadelphia-PA) | ASHRAE30pct-state-STD2013 | state | PA | 0.0937 | 1 | ASHRAE30pct-state-4A_ApartmentMidRise_STD2013_PA-Philadelphia-PA.table.csv.gz | Mid-Rise Apartment | Philadelphia International Ap PA USA TMY3 WMO#=724080 | Natural Gas | 224471.5285 | 0 | 0 | 0 | 0 | 0 | 0 | 0 | 0 | 0 | 0 | 0 | 0 | 0 | 224471.5285 | 0 | 224471.5285 | 0 | 0 | 2244.7153 | 0 | 0 | 0 | 0 | 0 | 0 | 0 | 0 | 0 | 0 | 0 | 0 | 0 | 2244.7153 | 0 | 2244.7153 | 0 | 0 | 224.4715 | 0 | 0 | 0 | 0 | 0 | 0 | 0 | 0 | 0 | 0 | 0 | 0 | 0 | 224.4715 | 0 | 224.4715 | 0 | 0 | 0 | 0 | 0 | 0 | 0 | 0 | 0 | 6.6528 | 0 | 0 | 0 | 6.6528 | 6.6528 | 6.6528 | 2
TN_4A_MA_2010_EL | 4A | MA | EL | 8056 | ASHRAE30pct-state-4A | ApartmentMidRise | STD2010 | TN-Nashville-TN | Zone4A | Zone4A(TN-Nashville-TN) | ASHRAE30pct-state-STD2010 | state | TN | 0.1029 | 0.81 | ASHRAE30pct-state-4A_ApartmentMidRise_STD2010_TN-Nashville-TN.table.csv.gz | Mid-Rise Apartment | Nashville International Ap TN USA TMY3 WMO#=723270 | Electricity | 0 | 53444.4449 | 37388.8892 | 11150.0001 | 142061.1122 | 0 | 58608.3338 | 0 | 0 | 0 | 0 | 109372.2231 | 0 | 0 | 412025.0033 | 0 | 412025.0033 | 0 | 0 | 0 | 5499.4334 | 3847.3167 | 1147.335 | 14618.0885 | 0 | 6030.7975 | 0 | 0 | 0 | 0 | 11254.4018 | 0 | 0 | 42397.3728 | 0 | 42397.3728 | 0 | 0 | 0 | 182.4042 | 127.6071 | 38.0546 | 484.8502 | 0 | 200.0284 | 0 | 0 | 0 | 0 | 373.284 | 0 | 0 | 1406.2286 | 0 | 1406.2286 | 0 | 0 | 3.782 | 1.1278 | 14.3698 | 5.9283 | 0 | 0 | 5.406 | 0 | 11.0632 | 0 | 0 | 41.6771 | 41.6771 | 41.6771 | 1
TN_4A_MA_2013_EL | 4A | MA | EL | 9136 | ASHRAE30pct-state-4A | ApartmentMidRise | STD2013 | TN-Nashville-TN | Zone4A | Zone4A(TN-Nashville-TN) | ASHRAE30pct-state-STD2013 | state | TN | 0.1029 | 0.81 | ASHRAE30pct-state-4A_ApartmentMidRise_STD2013_TN-Nashville-TN.table.csv.gz | Mid-Rise Apartment | Nashville International Ap TN USA TMY3 WMO#=723270 | Electricity | 0 | 45500.0004 | 30750.0002 | 11150.0001 | 141969.4456 | 0 | 56055.556 | 0 | 0 | 0 | 0 | 109286.112 | 0 | 0 | 394708.3365 | 0 | 394711.1143 | -2.7778 | -2.7778 | 0 | 4681.95 | 3164.175 | 1147.335 | 14608.656 | 0 | 5768.1167 | 0 | 0 | 0 | 0 | 11245.5409 | 0 | 0 | 40615.4878 | 0 | 40615.7737 | -0.28583 | -0.28583 | 0 | 155.2901 | 104.9488 | 38.0546 | 484.5373 | 0 | 191.3159 | 0 | 0 | 0 | 0 | 372.9901 | 0 | 0 | 1347.1273 | 0 | 1347.1368 | -0.0094805 | -0.0094805 | 3.1104 | 1.1278 | 14.3602 | 5.6701 | 0 | 0 | 4.6024 | 0 | 11.0545 | 0 | 0 | 39.9258 | 39.9255 | 39.9255 | 2
TN_4A_MA_2010_NG | 4A | MA | NG | 8065 | ASHRAE30pct-state-4A | ApartmentMidRise | STD2010 | TN-Nashville-TN | Zone4A | Zone4A(TN-Nashville-TN) | ASHRAE30pct-state-STD2010 | state | TN | 0.1029 | 0.81 | ASHRAE30pct-state-4A_ApartmentMidRise_STD2010_TN-Nashville-TN.table.csv.gz | Mid-Rise Apartment | Nashville International Ap TN USA TMY3 WMO#=723270 | Natural Gas | 147954.2524 | 0 | 0 | 0 | 0 | 0 | 0 | 0 | 0 | 0 | 0 | 0 | 0 | 0 | 147954.2524 | 0 | 147954.2524 | 0 | 0 | 1198.4294 | 0 | 0 | 0 | 0 | 0 | 0 | 0 | 0 | 0 | 0 | 0 | 0 | 0 | 1198.4294 | 0 | 1198.4294 | 0 | 0 | 147.9543 | 0 | 0 | 0 | 0 | 0 | 0 | 0 | 0 | 0 | 0 | 0 | 0 | 0 | 147.9543 | 0 | 147.9543 | 0 | 0 | 0 | 0 | 0 | 0 | 0 | 0 | 0 | 4.385 | 0 | 0 | 0 | 4.385 | 4.385 | 4.385 | 1
TN_4A_MA_2013_NG | 4A | MA | NG | 9145 | ASHRAE30pct-state-4A | ApartmentMidRise | STD2013 | TN-Nashville-TN | Zone4A | Zone4A(TN-Nashville-TN) | ASHRAE30pct-state-STD2013 | state | TN | 0.1029 | 0.81 | ASHRAE30pct-state-4A_ApartmentMidRise_STD2013_TN-Nashville-TN.table.csv.gz | Mid-Rise Apartment | Nashville International Ap TN USA TMY3 WMO#=723270 | Natural Gas | 132154.141 | 0 | 0 | 0 | 0 | 0 | 0 | 0 | 0 | 0 | 0 | 0 | 0 | 0 | 132154.141 | 0 | 132154.141 | 0 | 0 | 1070.4485 | 0 | 0 | 0 | 0 | 0 | 0 | 0 | 0 | 0 | 0 | 0 | 0 | 0 | 1070.4485 | 0 | 1070.4485 | 0 | 0 | 132.1541 | 0 | 0 | 0 | 0 | 0 | 0 | 0 | 0 | 0 | 0 | 0 | 0 | 0 | 132.1541 | 0 | 132.1541 | 0 | 0 | 0 | 0 | 0 | 0 | 0 | 0 | 0 | 3.9167 | 0 | 0 | 0 | 3.9167 | 3.9167 | 3.9167 | 2
VA_4A_MA_2010_EL | 4A | MA | EL | 8116 | ASHRAE30pct-state-4A | ApartmentMidRise | STD2010 | VA-Richmond-VA | Zone4A | Zone4A(VA-Richmond-VA) | ASHRAE30pct-state-STD2010 | state | VA | 0.0811 | 0.86 | ASHRAE30pct-state-4A_ApartmentMidRise_STD2010_VA-Richmond-VA.table.csv.gz | Mid-Rise Apartment | Richmond International Ap VA USA TMY3 WMO#=724010 | Electricity | 0 | 48658.3337 | 37388.8892 | 11136.1112 | 142061.1122 | 0 | 59322.2227 | 0 | 0 | 0 | 0 | 109397.2231 | 0 | 0 | 407961.1144 | 0 | 407963.8922 | -2.7778 | -2.7778 | 0 | 3946.1909 | 3032.2389 | 903.1386 | 11521.1562 | 0 | 4811.0323 | 0 | 0 | 0 | 0 | 8872.1148 | 0 | 0 | 33085.6464 | 0 | 33085.8717 | -0.22528 | -0.22528 | 0 | 166.0694 | 127.6071 | 38.0072 | 484.8502 | 0 | 202.4649 | 0 | 0 | 0 | 0 | 373.3693 | 0 | 0 | 1392.3586 | 0 | 1392.3681 | -0.0094805 | -0.0094805 | 3.782 | 1.1264 | 14.3695 | 6.0006 | 0 | 0 | 4.9219 | 0 | 11.0657 | 0 | 0 | 41.2664 | 41.2661 | 41.2661 | 1
VA_4A_MA_2013_EL | 4A | MA | EL | 9196 | ASHRAE30pct-state-4A | ApartmentMidRise | STD2013 | VA-Richmond-VA | Zone4A | Zone4A(VA-Richmond-VA) | ASHRAE30pct-state-STD2013 | state | VA | 0.0811 | 0.86 | ASHRAE30pct-state-4A_ApartmentMidRise_STD2013_VA-Richmond-VA.table.csv.gz | Mid-Rise Apartment | Richmond International Ap VA USA TMY3 WMO#=724010 | Electricity | 0 | 41113.8892 | 30750.0002 | 11136.1112 | 141969.4456 | 0 | 56786.1116 | 0 | 0 | 0 | 0 | 109311.112 | 0 | 0 | 391061.1142 | 0 | 391066.6698 | -5.5556 | -5.5556 | 0 | 3334.3364 | 2493.825 | 903.1386 | 11513.722 | 0 | 4605.3536 | 0 | 0 | 0 | 0 | 8865.1312 | 0 | 0 | 31715.0564 | 0 | 31715.5069 | -0.45056 | -0.45056 | 0 | 140.3204 | 104.9488 | 38.0072 | 484.5373 | 0 | 193.8092 | 0 | 0 | 0 | 0 | 373.0754 | 0 | 0 | 1334.6795 | 0 | 1334.6984 | -0.018961 | -0.018961 | 3.1104 | 1.1264 | 14.3599 | 5.744 | 0 | 0 | 4.1588 | 0 | 11.057 | 0 | 0 | 39.5572 | 39.5566 | 39.5566 | 2
VA_4A_MA_2010_NG | 4A | MA | NG | 8125 | ASHRAE30pct-state-4A | ApartmentMidRise | STD2010 | VA-Richmond-VA | Zone4A | Zone4A(VA-Richmond-VA) | ASHRAE30pct-state-STD2010 | state | VA | 0.0811 | 0.86 | ASHRAE30pct-state-4A_ApartmentMidRise_STD2010_VA-Richmond-VA.table.csv.gz | Mid-Rise Apartment | Richmond International Ap VA USA TMY3 WMO#=724010 | Natural Gas | 145783.7512 | 0 | 0 | 0 | 0 | 0 | 0 | 0 | 0 | 0 | 0 | 0 | 0 | 0 | 145783.7512 | 0 | 145783.7512 | 0 | 0 | 1253.7403 | 0 | 0 | 0 | 0 | 0 | 0 | 0 | 0 | 0 | 0 | 0 | 0 | 0 | 1253.7403 | 0 | 1253.7403 | 0 | 0 | 145.7838 | 0 | 0 | 0 | 0 | 0 | 0 | 0 | 0 | 0 | 0 | 0 | 0 | 0 | 145.7838 | 0 | 145.7838 | 0 | 0 | 0 | 0 | 0 | 0 | 0 | 0 | 0 | 4.3207 | 0 | 0 | 0 | 4.3207 | 4.3207 | 4.3207 | 1
VA_4A_MA_2013_NG | 4A | MA | NG | 9205 | ASHRAE30pct-state-4A | ApartmentMidRise | STD2013 | VA-Richmond-VA | Zone4A | Zone4A(VA-Richmond-VA) | ASHRAE30pct-state-STD2013 | state | VA | 0.0811 | 0.86 | ASHRAE30pct-state-4A_ApartmentMidRise_STD2013_VA-Richmond-VA.table.csv.gz | Mid-Rise Apartment | Richmond International Ap VA USA TMY3 WMO#=724010 | Natural Gas | 128959.9973 | 0 | 0 | 0 | 0 | 0 | 0 | 0 | 0 | 0 | 0 | 0 | 0 | 0 | 128959.9973 | 0 | 128959.9973 | 0 | 0 | 1109.056 | 0 | 0 | 0 | 0 | 0 | 0 | 0 | 0 | 0 | 0 | 0 | 0 | 0 | 1109.056 | 0 | 1109.056 | 0 | 0 | 128.96 | 0 | 0 | 0 | 0 | 0 | 0 | 0 | 0 | 0 | 0 | 0 | 0 | 0 | 128.96 | 0 | 128.96 | 0 | 0 | 0 | 0 | 0 | 0 | 0 | 0 | 0 | 3.8221 | 0 | 0 | 0 | 3.8221 | 3.8221 | 3.8221 | 2
WV_4A_MA_2010_EL | 4A | MA | EL | 8176 | ASHRAE30pct-state-4A | ApartmentMidRise | STD2010 | WV-Charleston-WV | Zone4A | Zone4A(WV-Charleston-WV) | ASHRAE30pct-state-STD2010 | state | WV | 0.0842 | 0.92 | ASHRAE30pct-state-4A_ApartmentMidRise_STD2010_WV-Charleston-WV.table.csv.gz | Mid-Rise Apartment | Charleston Yeager Arpt WV USA TMY3 WMO#=724140 | Electricity | 0 | 41061.1114 | 37388.8892 | 11133.3334 | 142061.1122 | 0 | 58302.7782 | 0 | 0 | 0 | 0 | 109438.8898 | 0 | 0 | 399383.3365 | 0 | 399386.1143 | -2.7778 | -2.7778 | 0 | 3457.3456 | 3148.1445 | 937.4267 | 11961.5457 | 0 | 4909.0939 | 0 | 0 | 0 | 0 | 9214.7545 | 0 | 0 | 33628.0769 | 0 | 33628.3108 | -0.23389 | -0.23389 | 0 | 140.1403 | 127.6071 | 37.9977 | 484.8502 | 0 | 198.9856 | 0 | 0 | 0 | 0 | 373.5115 | 0 | 0 | 1363.0829 | 0 | 1363.0924 | -0.0094805 | -0.0094805 | 3.782 | 1.1262 | 14.3695 | 5.8974 | 0 | 0 | 4.1534 | 0 | 11.07 | 0 | 0 | 40.3987 | 40.3984 | 40.3984 | 1
WV_4A_MA_2013_EL | 4A | MA | EL | 9256 | ASHRAE30pct-state-4A | ApartmentMidRise | STD2013 | WV-Charleston-WV | Zone4A | Zone4A(WV-Charleston-WV) | ASHRAE30pct-state-STD2013 | state | WV | 0.0842 | 0.92 | ASHRAE30pct-state-4A_ApartmentMidRise_STD2013_WV-Charleston-WV.table.csv.gz | Mid-Rise Apartment | Charleston Yeager Arpt WV USA TMY3 WMO#=724140 | Electricity | 0 | 34305.5558 | 30750.0002 | 11133.3334 | 141969.4456 | 0 | 56052.7782 | 0 | 0 | 0 | 0 | 109338.8898 | 0 | 0 | 383550.0031 | 0 | 383550.0031 | 0 | 0 | 0 | 2888.5278 | 2589.15 | 937.4267 | 11953.8273 | 0 | 4719.6439 | 0 | 0 | 0 | 0 | 9206.3345 | 0 | 0 | 32294.9103 | 0 | 32294.9103 | 0 | 0 | 0 | 117.0838 | 104.9488 | 37.9977 | 484.5373 | 0 | 191.3064 | 0 | 0 | 0 | 0 | 373.1702 | 0 | 0 | 1309.0443 | 0 | 1309.0443 | 0 | 0 | 3.1104 | 1.1262 | 14.3605 | 5.6698 | 0 | 0 | 3.4701 | 0 | 11.0598 | 0 | 0 | 38.7968 | 38.7968 | 38.7968 | 2
WV_4A_MA_2010_NG | 4A | MA | NG | 8185 | ASHRAE30pct-state-4A | ApartmentMidRise | STD2010 | WV-Charleston-WV | Zone4A | Zone4A(WV-Charleston-WV) | ASHRAE30pct-state-STD2010 | state | WV | 0.0842 | 0.92 | ASHRAE30pct-state-4A_ApartmentMidRise_STD2010_WV-Charleston-WV.table.csv.gz | Mid-Rise Apartment | Charleston Yeager Arpt WV USA TMY3 WMO#=724140 | Natural Gas | 209590.7997 | 0 | 0 | 0 | 0 | 0 | 0 | 0 | 0 | 0 | 0 | 0 | 0 | 0 | 209590.7997 | 0 | 209590.7997 | 0 | 0 | 1928.2354 | 0 | 0 | 0 | 0 | 0 | 0 | 0 | 0 | 0 | 0 | 0 | 0 | 0 | 1928.2354 | 0 | 1928.2354 | 0 | 0 | 209.5908 | 0 | 0 | 0 | 0 | 0 | 0 | 0 | 0 | 0 | 0 | 0 | 0 | 0 | 209.5908 | 0 | 209.5908 | 0 | 0 | 0 | 0 | 0 | 0 | 0 | 0 | 0 | 6.2118 | 0 | 0 | 0 | 6.2118 | 6.2118 | 6.2118 | 1
WV_4A_MA_2013_NG | 4A | MA | NG | 9265 | ASHRAE30pct-state-4A | ApartmentMidRise | STD2013 | WV-Charleston-WV | Zone4A | Zone4A(WV-Charleston-WV) | ASHRAE30pct-state-STD2013 | state | WV | 0.0842 | 0.92 | ASHRAE30pct-state-4A_ApartmentMidRise_STD2013_WV-Charleston-WV.table.csv.gz | Mid-Rise Apartment | Charleston Yeager Arpt WV USA TMY3 WMO#=724140 | Natural Gas | 188264.9145 | 0 | 0 | 0 | 0 | 0 | 0 | 0 | 0 | 0 | 0 | 0 | 0 | 0 | 188264.9145 | 0 | 188264.9145 | 0 | 0 | 1732.0372 | 0 | 0 | 0 | 0 | 0 | 0 | 0 | 0 | 0 | 0 | 0 | 0 | 0 | 1732.0372 | 0 | 1732.0372 | 0 | 0 | 188.2649 | 0 | 0 | 0 | 0 | 0 | 0 | 0 | 0 | 0 | 0 | 0 | 0 | 0 | 188.2649 | 0 | 188.2649 | 0 | 0 | 0 | 0 | 0 | 0 | 0 | 0 | 0 | 5.5797 | 0 | 0 | 0 | 5.5797 | 5.5797 | 5.5797 | 2
AZ_4B_MA_2010_EL | 4B | MA | EL | 9676 | ASHRAE30pct-state-4B | ApartmentMidRise | STD2010 | AZ-Prescott-AZ | Zone4B | Zone4B(AZ-Prescott-AZ) | ASHRAE30pct-state-STD2010 | state | AZ | 0.0954 | 0.95 | ASHRAE30pct-state-4B_ApartmentMidRise_STD2010_AZ-Prescott-AZ.table.csv.gz | Mid-Rise Apartment | Prescott Love Field AZ USA TMY3 WMO#=723723 | Electricity | 0 | 41619.4448 | 37388.8892 | 11144.4445 | 142061.1122 | 0 | 67872.2228 | 0 | 0 | 0 | 0 | 108000.0009 | 0 | 0 | 408086.1144 | 0 | 408086.1144 | 0 | 0 | 0 | 3970.495 | 3566.9 | 1063.18 | 13552.6301 | 0 | 6475.0101 | 0 | 0 | 0 | 0 | 10303.2001 | 0 | 0 | 38931.4153 | 0 | 38931.4153 | 0 | 0 | 0 | 142.0459 | 127.6071 | 38.0356 | 484.8502 | 0 | 231.6458 | 0 | 0 | 0 | 0 | 368.6007 | 0 | 0 | 1392.7853 | 0 | 1392.7853 | 0 | 0 | 3.782 | 1.1273 | 14.3698 | 6.8654 | 0 | 0 | 4.2099 | 0 | 10.9244 | 0 | 0 | 41.2787 | 41.2787 | 41.2787 | 1
AZ_4B_MA_2013_EL | 4B | MA | EL | 10036 | ASHRAE30pct-state-4B | ApartmentMidRise | STD2013 | AZ-Prescott-AZ | Zone4B | Zone4B(AZ-Prescott-AZ) | ASHRAE30pct-state-STD2013 | state | AZ | 0.0954 | 0.95 | ASHRAE30pct-state-4B_ApartmentMidRise_STD2013_AZ-Prescott-AZ.table.csv.gz | Mid-Rise Apartment | Prescott Love Field AZ USA TMY3 WMO#=723723 | Electricity | 0 | 35908.3336 | 30750.0002 | 11144.4445 | 141969.4456 | 0 | 65152.7783 | 0 | 0 | 0 | 0 | 107900.0009 | 0 | 0 | 392825.0031 | 0 | 392825.0031 | 0 | 0 | 0 | 3425.655 | 2933.55 | 1063.18 | 13543.8851 | 0 | 6215.575 | 0 | 0 | 0 | 0 | 10293.6601 | 0 | 0 | 37475.5053 | 0 | 37475.5053 | 0 | 0 | 0 | 122.554 | 104.9488 | 38.0356 | 484.5373 | 0 | 222.3644 | 0 | 0 | 0 | 0 | 368.2594 | 0 | 0 | 1340.6996 | 0 | 1340.6996 | 0 | 0 | 3.1104 | 1.1273 | 14.3605 | 6.5903 | 0 | 0 | 3.6322 | 0 | 10.9143 | 0 | 0 | 39.735 | 39.735 | 39.735 | 2
AZ_4B_MA_2010_NG | 4B | MA | NG | 9685 | ASHRAE30pct-state-4B | ApartmentMidRise | STD2010 | AZ-Prescott-AZ | Zone4B | Zone4B(AZ-Prescott-AZ) | ASHRAE30pct-state-STD2010 | state | AZ | 0.0954 | 0.95 | ASHRAE30pct-state-4B_ApartmentMidRise_STD2010_AZ-Prescott-AZ.table.csv.gz | Mid-Rise Apartment | Prescott Love Field AZ USA TMY3 WMO#=723723 | Natural Gas | 78953.1661 | 0 | 0 | 0 | 0 | 0 | 0 | 0 | 0 | 0 | 0 | 0 | 0 | 0 | 78953.1661 | 0 | 78953.1661 | 0 | 0 | 750.0551 | 0 | 0 | 0 | 0 | 0 | 0 | 0 | 0 | 0 | 0 | 0 | 0 | 0 | 750.0551 | 0 | 750.0551 | 0 | 0 | 78.9532 | 0 | 0 | 0 | 0 | 0 | 0 | 0 | 0 | 0 | 0 | 0 | 0 | 0 | 78.9532 | 0 | 78.9532 | 0 | 0 | 0 | 0 | 0 | 0 | 0 | 0 | 0 | 2.34 | 0 | 0 | 0 | 2.34 | 2.34 | 2.34 | 1
AZ_4B_MA_2013_NG | 4B | MA | NG | 10045 | ASHRAE30pct-state-4B | ApartmentMidRise | STD2013 | AZ-Prescott-AZ | Zone4B | Zone4B(AZ-Prescott-AZ) | ASHRAE30pct-state-STD2013 | state | AZ | 0.0954 | 0.95 | ASHRAE30pct-state-4B_ApartmentMidRise_STD2013_AZ-Prescott-AZ.table.csv.gz | Mid-Rise Apartment | Prescott Love Field AZ USA TMY3 WMO#=723723 | Natural Gas | 64328.3479 | 0 | 0 | 0 | 0 | 0 | 0 | 0 | 0 | 0 | 0 | 0 | 0 | 0 | 64328.3479 | 0 | 64328.3479 | 0 | 0 | 611.1193 | 0 | 0 | 0 | 0 | 0 | 0 | 0 | 0 | 0 | 0 | 0 | 0 | 0 | 611.1193 | 0 | 611.1193 | 0 | 0 | 64.3283 | 0 | 0 | 0 | 0 | 0 | 0 | 0 | 0 | 0 | 0 | 0 | 0 | 0 | 64.3283 | 0 | 64.3283 | 0 | 0 | 0 | 0 | 0 | 0 | 0 | 0 | 0 | 1.9065 | 0 | 0 | 0 | 1.9065 | 1.9065 | 1.9065 | 2
CA_4B_MA_2010_EL | 4B | MA | EL | 9736 | ASHRAE30pct-state-4B | ApartmentMidRise | STD2010 | CA-Sacramento-CA | Zone4B | Zone4B(CA-Sacramento-CA) | ASHRAE30pct-state-STD2010 | state | CA | 0.136 | 0.7 | ASHRAE30pct-state-4B_ApartmentMidRise_STD2010_CA-Sacramento-CA.table.csv.gz | Mid-Rise Apartment | Sacramento Metropolitan Ap CA USA TMY3 WMO#=724839 | Electricity | 0 | 43766.667 | 37388.8892 | 11155.5556 | 142061.1122 | 0 | 61180.556 | 0 | 0 | 0 | 0 | 107975.0009 | 0 | 0 | 403527.781 | 0 | 403527.781 | 0 | 0 | 0 | 5952.2667 | 5084.8889 | 1517.1556 | 19320.3113 | 0 | 8320.5556 | 0 | 0 | 0 | 0 | 14684.6001 | 0 | 0 | 54879.7782 | 0 | 54879.7782 | 0 | 0 | 0 | 149.3743 | 127.6071 | 38.0736 | 484.8502 | 0 | 208.8073 | 0 | 0 | 0 | 0 | 368.5153 | 0 | 0 | 1377.2278 | 0 | 1377.2278 | 0 | 0 | 3.782 | 1.1284 | 14.3698 | 6.1885 | 0 | 0 | 4.4271 | 0 | 10.9219 | 0 | 0 | 40.8176 | 40.8176 | 40.8176 | 1
CA_4B_MA_2013_EL | 4B | MA | EL | 10096 | ASHRAE30pct-state-4B | ApartmentMidRise | STD2013 | CA-Sacramento-CA | Zone4B | Zone4B(CA-Sacramento-CA) | ASHRAE30pct-state-STD2013 | state | CA | 0.136 | 0.7 | ASHRAE30pct-state-4B_ApartmentMidRise_STD2013_CA-Sacramento-CA.table.csv.gz | Mid-Rise Apartment | Sacramento Metropolitan Ap CA USA TMY3 WMO#=724839 | Electricity | 0 | 37444.4447 | 30750.0002 | 11155.5556 | 141969.4456 | 0 | 58397.2227 | 0 | 0 | 0 | 0 | 107880.5564 | 0 | 0 | 387594.4475 | 0 | 387597.2253 | -2.7778 | -2.7778 | 0 | 5092.4445 | 4182 | 1517.1556 | 19307.8446 | 0 | 7942.0223 | 0 | 0 | 0 | 0 | 14671.7557 | 0 | 0 | 52712.8449 | 0 | 52713.2226 | -0.37778 | -0.37778 | 0 | 127.7967 | 104.9488 | 38.0736 | 484.5373 | 0 | 199.3079 | 0 | 0 | 0 | 0 | 368.193 | 0 | 0 | 1322.8478 | 0 | 1322.8573 | -0.0094805 | -0.0094805 | 3.1104 | 1.1284 | 14.3602 | 5.907 | 0 | 0 | 3.7876 | 0 | 10.9123 | 0 | 0 | 39.2062 | 39.2059 | 39.2059 | 2
CA_4B_MA_2010_NG | 4B | MA | NG | 9745 | ASHRAE30pct-state-4B | ApartmentMidRise | STD2010 | CA-Sacramento-CA | Zone4B | Zone4B(CA-Sacramento-CA) | ASHRAE30pct-state-STD2010 | state | CA | 0.136 | 0.7 | ASHRAE30pct-state-4B_ApartmentMidRise_STD2010_CA-Sacramento-CA.table.csv.gz | Mid-Rise Apartment | Sacramento Metropolitan Ap CA USA TMY3 WMO#=724839 | Natural Gas | 42746.5521 | 0 | 0 | 0 | 0 | 0 | 0 | 0 | 0 | 0 | 0 | 0 | 0 | 0 | 42746.5521 | 0 | 42746.5521 | 0 | 0 | 299.2259 | 0 | 0 | 0 | 0 | 0 | 0 | 0 | 0 | 0 | 0 | 0 | 0 | 0 | 299.2259 | 0 | 299.2259 | 0 | 0 | 42.7466 | 0 | 0 | 0 | 0 | 0 | 0 | 0 | 0 | 0 | 0 | 0 | 0 | 0 | 42.7466 | 0 | 42.7466 | 0 | 0 | 0 | 0 | 0 | 0 | 0 | 0 | 0 | 1.2669 | 0 | 0 | 0 | 1.2669 | 1.2669 | 1.2669 | 1
CA_4B_MA_2013_NG | 4B | MA | NG | 10105 | ASHRAE30pct-state-4B | ApartmentMidRise | STD2013 | CA-Sacramento-CA | Zone4B | Zone4B(CA-Sacramento-CA) | ASHRAE30pct-state-STD2013 | state | CA | 0.136 | 0.7 | ASHRAE30pct-state-4B_ApartmentMidRise_STD2013_CA-Sacramento-CA.table.csv.gz | Mid-Rise Apartment | Sacramento Metropolitan Ap CA USA TMY3 WMO#=724839 | Natural Gas | 34320.4579 | 0 | 0 | 0 | 0 | 0 | 0 | 0 | 0 | 0 | 0 | 0 | 0 | 0 | 34320.4579 | 0 | 34320.4579 | 0 | 0 | 240.2432 | 0 | 0 | 0 | 0 | 0 | 0 | 0 | 0 | 0 | 0 | 0 | 0 | 0 | 240.2432 | 0 | 240.2432 | 0 | 0 | 34.3205 | 0 | 0 | 0 | 0 | 0 | 0 | 0 | 0 | 0 | 0 | 0 | 0 | 0 | 34.3205 | 0 | 34.3205 | 0 | 0 | 0 | 0 | 0 | 0 | 0 | 0 | 0 | 1.0172 | 0 | 0 | 0 | 1.0172 | 1.0172 | 1.0172 | 2
CO_4B_MA_2010_EL | 4B | MA | EL | 9796 | ASHRAE30pct-state-4B | ApartmentMidRise | STD2010 | CO-Trinidad-CO | Zone4B | Zone4B(CO-Trinidad-CO) | ASHRAE30pct-state-STD2010 | state | CO | 0.0934 | 0.73 | ASHRAE30pct-state-4B_ApartmentMidRise_STD2010_CO-Trinidad-CO.table.csv.gz | Mid-Rise Apartment | Trinidad Las Animas County Ap CO USA TMY3 WMO#=724645 | Electricity | 0 | 34344.4447 | 37388.8892 | 11138.889 | 142061.1122 | 0 | 68350.0005 | 0 | 0 | 0 | 0 | 108077.7786 | 0 | 0 | 401358.3365 | 0 | 401361.1143 | -2.7778 | -2.7778 | 0 | 3207.7711 | 3492.1223 | 1040.3722 | 13268.5079 | 0 | 6383.8901 | 0 | 0 | 0 | 0 | 10094.4645 | 0 | 0 | 37486.8686 | 0 | 37487.1281 | -0.25944 | -0.25944 | 0 | 117.2165 | 127.6071 | 38.0167 | 484.8502 | 0 | 233.2764 | 0 | 0 | 0 | 0 | 368.8661 | 0 | 0 | 1369.8236 | 0 | 1369.833 | -0.0094805 | -0.0094805 | 3.782 | 1.1267 | 14.3695 | 6.9137 | 0 | 0 | 3.474 | 0 | 10.9323 | 0 | 0 | 40.5985 | 40.5982 | 40.5982 | 1
CO_4B_MA_2013_EL | 4B | MA | EL | 10156 | ASHRAE30pct-state-4B | ApartmentMidRise | STD2013 | CO-Trinidad-CO | Zone4B | Zone4B(CO-Trinidad-CO) | ASHRAE30pct-state-STD2013 | state | CO | 0.0934 | 0.73 | ASHRAE30pct-state-4B_ApartmentMidRise_STD2013_CO-Trinidad-CO.table.csv.gz | Mid-Rise Apartment | Trinidad Las Animas County Ap CO USA TMY3 WMO#=724645 | Electricity | 0 | 29255.5558 | 30750.0002 | 11138.889 | 141969.4456 | 0 | 65577.7783 | 0 | 0 | 0 | 0 | 107977.7786 | 0 | 0 | 386669.4475 | 0 | 386669.4475 | 0 | 0 | 0 | 2732.4689 | 2872.05 | 1040.3722 | 13259.9462 | 0 | 6124.9645 | 0 | 0 | 0 | 0 | 10085.1245 | 0 | 0 | 36114.9264 | 0 | 36114.9264 | 0 | 0 | 0 | 99.8483 | 104.9488 | 38.0167 | 484.5373 | 0 | 223.8149 | 0 | 0 | 0 | 0 | 368.5248 | 0 | 0 | 1319.6908 | 0 | 1319.6908 | 0 | 0 | 3.1104 | 1.1267 | 14.3605 | 6.6333 | 0 | 0 | 2.9593 | 0 | 10.9222 | 0 | 0 | 39.1124 | 39.1124 | 39.1124 | 2
CO_4B_MA_2010_NG | 4B | MA | NG | 9805 | ASHRAE30pct-state-4B | ApartmentMidRise | STD2010 | CO-Trinidad-CO | Zone4B | Zone4B(CO-Trinidad-CO) | ASHRAE30pct-state-STD2010 | state | CO | 0.0934 | 0.73 | ASHRAE30pct-state-4B_ApartmentMidRise_STD2010_CO-Trinidad-CO.table.csv.gz | Mid-Rise Apartment | Trinidad Las Animas County Ap CO USA TMY3 WMO#=724645 | Natural Gas | 166484.0771 | 0 | 0 | 0 | 0 | 0 | 0 | 0 | 0 | 0 | 0 | 0 | 0 | 0 | 166484.0771 | 0 | 166484.0771 | 0 | 0 | 1215.3338 | 0 | 0 | 0 | 0 | 0 | 0 | 0 | 0 | 0 | 0 | 0 | 0 | 0 | 1215.3338 | 0 | 1215.3338 | 0 | 0 | 166.4841 | 0 | 0 | 0 | 0 | 0 | 0 | 0 | 0 | 0 | 0 | 0 | 0 | 0 | 166.4841 | 0 | 166.4841 | 0 | 0 | 0 | 0 | 0 | 0 | 0 | 0 | 0 | 4.9342 | 0 | 0 | 0 | 4.9342 | 4.9342 | 4.9342 | 1
CO_4B_MA_2013_NG | 4B | MA | NG | 10165 | ASHRAE30pct-state-4B | ApartmentMidRise | STD2013 | CO-Trinidad-CO | Zone4B | Zone4B(CO-Trinidad-CO) | ASHRAE30pct-state-STD2013 | state | CO | 0.0934 | 0.73 | ASHRAE30pct-state-4B_ApartmentMidRise_STD2013_CO-Trinidad-CO.table.csv.gz | Mid-Rise Apartment | Trinidad Las Animas County Ap CO USA TMY3 WMO#=724645 | Natural Gas | 143897.5952 | 0 | 0 | 0 | 0 | 0 | 0 | 0 | 0 | 0 | 0 | 0 | 0 | 0 | 143897.5952 | 0 | 143897.5952 | 0 | 0 | 1050.4524 | 0 | 0 | 0 | 0 | 0 | 0 | 0 | 0 | 0 | 0 | 0 | 0 | 0 | 1050.4524 | 0 | 1050.4524 | 0 | 0 | 143.8976 | 0 | 0 | 0 | 0 | 0 | 0 | 0 | 0 | 0 | 0 | 0 | 0 | 0 | 143.8976 | 0 | 143.8976 | 0 | 0 | 0 | 0 | 0 | 0 | 0 | 0 | 0 | 4.2648 | 0 | 0 | 0 | 4.2648 | 4.2648 | 4.2648 | 2
NM_4B_MA_2010_EL | 4B | MA | EL | 9856 | ASHRAE30pct-state-4B | ApartmentMidRise | STD2010 | NM-Albuquerque-NM | Zone4B | Zone4B(NM-Albuquerque-NM) | ASHRAE30pct-state-STD2010 | state | NM | 0.093 | 0.62 | ASHRAE30pct-state-4B_ApartmentMidRise_STD2010_NM-Albuquerque-NM.table.csv.gz | Mid-Rise Apartment | Albuquerque Intl Arpt Isis NM USA TMY3 WMO#=723650 | Electricity | 0 | 43455.5559 | 37388.8892 | 11141.6668 | 142061.1122 | 0 | 69377.7783 | 0 | 0 | 0 | 0 | 107994.4453 | 0 | 0 | 411419.4477 | 0 | 411419.4477 | 0 | 0 | 0 | 4041.3667 | 3477.1667 | 1036.175 | 13211.6834 | 0 | 6452.1334 | 0 | 0 | 0 | 0 | 10043.4834 | 0 | 0 | 38262.0086 | 0 | 38262.0086 | 0 | 0 | 0 | 148.3125 | 127.6071 | 38.0262 | 484.8502 | 0 | 236.7842 | 0 | 0 | 0 | 0 | 368.5817 | 0 | 0 | 1404.1618 | 0 | 1404.1618 | 0 | 0 | 3.782 | 1.127 | 14.3698 | 7.0177 | 0 | 0 | 4.3956 | 0 | 10.9239 | 0 | 0 | 41.6159 | 41.6159 | 41.6159 | 1
NM_4B_MA_2013_EL | 4B | MA | EL | 10216 | ASHRAE30pct-state-4B | ApartmentMidRise | STD2013 | NM-Albuquerque-NM | Zone4B | Zone4B(NM-Albuquerque-NM) | ASHRAE30pct-state-STD2013 | state | NM | 0.093 | 0.62 | ASHRAE30pct-state-4B_ApartmentMidRise_STD2013_NM-Albuquerque-NM.table.csv.gz | Mid-Rise Apartment | Albuquerque Intl Arpt Isis NM USA TMY3 WMO#=723650 | Electricity | 0 | 37494.4447 | 30750.0002 | 11141.6668 | 141969.4456 | 0 | 66483.3339 | 0 | 0 | 0 | 0 | 107900.0009 | 0 | 0 | 395736.1143 | 0 | 395738.8921 | -2.7778 | -2.7778 | 0 | 3486.9834 | 2859.75 | 1036.175 | 13203.1584 | 0 | 6182.95 | 0 | 0 | 0 | 0 | 10034.7001 | 0 | 0 | 36803.4586 | 0 | 36803.717 | -0.25833 | -0.25833 | 0 | 127.9674 | 104.9488 | 38.0262 | 484.5373 | 0 | 226.9056 | 0 | 0 | 0 | 0 | 368.2594 | 0 | 0 | 1350.6351 | 0 | 1350.6446 | -0.0094805 | -0.0094805 | 3.1104 | 1.127 | 14.3602 | 6.7249 | 0 | 0 | 3.7926 | 0 | 10.9143 | 0 | 0 | 40.0298 | 40.0295 | 40.0295 | 2
NM_4B_MA_2010_NG | 4B | MA | NG | 9865 | ASHRAE30pct-state-4B | ApartmentMidRise | STD2010 | NM-Albuquerque-NM | Zone4B | Zone4B(NM-Albuquerque-NM) | ASHRAE30pct-state-STD2010 | state | NM | 0.093 | 0.62 | ASHRAE30pct-state-4B_ApartmentMidRise_STD2010_NM-Albuquerque-NM.table.csv.gz | Mid-Rise Apartment | Albuquerque Intl Arpt Isis NM USA TMY3 WMO#=723650 | Natural Gas | 83407.9066 | 0 | 0 | 0 | 0 | 0 | 0 | 0 | 0 | 0 | 0 | 0 | 0 | 0 | 83407.9066 | 0 | 83407.9066 | 0 | 0 | 517.129 | 0 | 0 | 0 | 0 | 0 | 0 | 0 | 0 | 0 | 0 | 0 | 0 | 0 | 517.129 | 0 | 517.129 | 0 | 0 | 83.4079 | 0 | 0 | 0 | 0 | 0 | 0 | 0 | 0 | 0 | 0 | 0 | 0 | 0 | 83.4079 | 0 | 83.4079 | 0 | 0 | 0 | 0 | 0 | 0 | 0 | 0 | 0 | 2.472 | 0 | 0 | 0 | 2.472 | 2.472 | 2.472 | 1
NM_4B_MA_2013_NG | 4B | MA | NG | 10225 | ASHRAE30pct-state-4B | ApartmentMidRise | STD2013 | NM-Albuquerque-NM | Zone4B | Zone4B(NM-Albuquerque-NM) | ASHRAE30pct-state-STD2013 | state | NM | 0.093 | 0.62 | ASHRAE30pct-state-4B_ApartmentMidRise_STD2013_NM-Albuquerque-NM.table.csv.gz | Mid-Rise Apartment | Albuquerque Intl Arpt Isis NM USA TMY3 WMO#=723650 | Natural Gas | 68621.9595 | 0 | 0 | 0 | 0 | 0 | 0 | 0 | 0 | 0 | 0 | 0 | 0 | 0 | 68621.9595 | 0 | 68621.9595 | 0 | 0 | 425.4561 | 0 | 0 | 0 | 0 | 0 | 0 | 0 | 0 | 0 | 0 | 0 | 0 | 0 | 425.4561 | 0 | 425.4561 | 0 | 0 | 68.622 | 0 | 0 | 0 | 0 | 0 | 0 | 0 | 0 | 0 | 0 | 0 | 0 | 0 | 68.622 | 0 | 68.622 | 0 | 0 | 0 | 0 | 0 | 0 | 0 | 0 | 0 | 2.0338 | 0 | 0 | 0 | 2.0338 | 2.0338 | 2.0338 | 2
OK_4B_MA_2010_EL | 4B | MA | EL | 9916 | ASHRAE30pct-state-4B | ApartmentMidRise | STD2010 | OK-Amarillo-TX | Zone4B | Zone4B(OK-Amarillo-TX) | ASHRAE30pct-state-STD2010 | state | OK | 0.0726 | 0.87 | ASHRAE30pct-state-4B_ApartmentMidRise_STD2010_OK-Amarillo-TX.table.csv.gz | Mid-Rise Apartment | Amarillo International Ap Can TX USA TMY3 WMO#=723630 | Electricity | 0 | 44763.8892 | 37388.8892 | 11136.1112 | 142061.1122 | 0 | 69119.445 | 0 | 0 | 0 | 0 | 108044.4453 | 0 | 0 | 412513.8922 | 0 | 412513.8922 | 0 | 0 | 0 | 3249.8584 | 2714.4334 | 808.4817 | 10313.6367 | 0 | 5018.0717 | 0 | 0 | 0 | 0 | 7844.0267 | 0 | 0 | 29948.5086 | 0 | 29948.5086 | 0 | 0 | 0 | 152.7778 | 127.6071 | 38.0072 | 484.8502 | 0 | 235.9025 | 0 | 0 | 0 | 0 | 368.7523 | 0 | 0 | 1407.8971 | 0 | 1407.8971 | 0 | 0 | 3.782 | 1.1264 | 14.3698 | 6.9916 | 0 | 0 | 4.528 | 0 | 10.9289 | 0 | 0 | 41.7266 | 41.7266 | 41.7266 | 1
OK_4B_MA_2013_EL | 4B | MA | EL | 10276 | ASHRAE30pct-state-4B | ApartmentMidRise | STD2013 | OK-Amarillo-TX | Zone4B | Zone4B(OK-Amarillo-TX) | ASHRAE30pct-state-STD2013 | state | OK | 0.0726 | 0.87 | ASHRAE30pct-state-4B_ApartmentMidRise_STD2013_OK-Amarillo-TX.table.csv.gz | Mid-Rise Apartment | Amarillo International Ap Can TX USA TMY3 WMO#=723630 | Electricity | 0 | 38038.8892 | 30750.0002 | 11136.1112 | 141969.4456 | 0 | 66200.0005 | 0 | 0 | 0 | 0 | 107958.3342 | 0 | 0 | 396050.0032 | 0 | 396052.7809 | -2.7778 | -2.7778 | 0 | 2761.6234 | 2232.45 | 808.4817 | 10306.9817 | 0 | 4806.12 | 0 | 0 | 0 | 0 | 7837.7751 | 0 | 0 | 28753.2302 | 0 | 28753.4319 | -0.20167 | -0.20167 | 0 | 129.8255 | 104.9488 | 38.0072 | 484.5373 | 0 | 225.9385 | 0 | 0 | 0 | 0 | 368.4584 | 0 | 0 | 1351.7064 | 0 | 1351.7159 | -0.0094805 | -0.0094805 | 3.1104 | 1.1264 | 14.3602 | 6.6963 | 0 | 0 | 3.8477 | 0 | 10.9202 | 0 | 0 | 40.0615 | 40.0612 | 40.0612 | 2
OK_4B_MA_2010_NG | 4B | MA | NG | 9925 | ASHRAE30pct-state-4B | ApartmentMidRise | STD2010 | OK-Amarillo-TX | Zone4B | Zone4B(OK-Amarillo-TX) | ASHRAE30pct-state-STD2010 | state | OK | 0.0726 | 0.87 | ASHRAE30pct-state-4B_ApartmentMidRise_STD2010_OK-Amarillo-TX.table.csv.gz | Mid-Rise Apartment | Amarillo International Ap Can TX USA TMY3 WMO#=723630 | Natural Gas | 145783.7512 | 0 | 0 | 0 | 0 | 0 | 0 | 0 | 0 | 0 | 0 | 0 | 0 | 0 | 145783.7512 | 0 | 145783.7512 | 0 | 0 | 1268.3186 | 0 | 0 | 0 | 0 | 0 | 0 | 0 | 0 | 0 | 0 | 0 | 0 | 0 | 1268.3186 | 0 | 1268.3186 | 0 | 0 | 145.7838 | 0 | 0 | 0 | 0 | 0 | 0 | 0 | 0 | 0 | 0 | 0 | 0 | 0 | 145.7838 | 0 | 145.7838 | 0 | 0 | 0 | 0 | 0 | 0 | 0 | 0 | 0 | 4.3207 | 0 | 0 | 0 | 4.3207 | 4.3207 | 4.3207 | 1
OK_4B_MA_2013_NG | 4B | MA | NG | 10285 | ASHRAE30pct-state-4B | ApartmentMidRise | STD2013 | OK-Amarillo-TX | Zone4B | Zone4B(OK-Amarillo-TX) | ASHRAE30pct-state-STD2013 | state | OK | 0.0726 | 0.87 | ASHRAE30pct-state-4B_ApartmentMidRise_STD2013_OK-Amarillo-TX.table.csv.gz | Mid-Rise Apartment | Amarillo International Ap Can TX USA TMY3 WMO#=723630 | Natural Gas | 127708.8787 | 0 | 0 | 0 | 0 | 0 | 0 | 0 | 0 | 0 | 0 | 0 | 0 | 0 | 127708.8787 | 0 | 127708.8787 | 0 | 0 | 1111.0672 | 0 | 0 | 0 | 0 | 0 | 0 | 0 | 0 | 0 | 0 | 0 | 0 | 0 | 1111.0672 | 0 | 1111.0672 | 0 | 0 | 127.7089 | 0 | 0 | 0 | 0 | 0 | 0 | 0 | 0 | 0 | 0 | 0 | 0 | 0 | 127.7089 | 0 | 127.7089 | 0 | 0 | 0 | 0 | 0 | 0 | 0 | 0 | 0 | 3.785 | 0 | 0 | 0 | 3.785 | 3.785 | 3.785 | 2
TX_4B_MA_2010_EL | 4B | MA | EL | 9976 | ASHRAE30pct-state-4B | ApartmentMidRise | STD2010 | TX-Amarillo-TX | Zone4B | Zone4B(TX-Amarillo-TX) | ASHRAE30pct-state-STD2010 | state | TX | 0.0817 | 0.67 | ASHRAE30pct-state-4B_ApartmentMidRise_STD2010_TX-Amarillo-TX.table.csv.gz | Mid-Rise Apartment | Amarillo International Ap Can TX USA TMY3 WMO#=723630 | Electricity | 0 | 44763.8892 | 37388.8892 | 11136.1112 | 142061.1122 | 0 | 69119.445 | 0 | 0 | 0 | 0 | 108044.4453 | 0 | 0 | 412513.8922 | 0 | 412513.8922 | 0 | 0 | 0 | 3657.2098 | 3054.6722 | 909.8203 | 11606.3929 | 0 | 5647.0587 | 0 | 0 | 0 | 0 | 8827.2312 | 0 | 0 | 33702.385 | 0 | 33702.385 | 0 | 0 | 0 | 152.7778 | 127.6071 | 38.0072 | 484.8502 | 0 | 235.9025 | 0 | 0 | 0 | 0 | 368.7523 | 0 | 0 | 1407.8971 | 0 | 1407.8971 | 0 | 0 | 3.782 | 1.1264 | 14.3698 | 6.9916 | 0 | 0 | 4.528 | 0 | 10.9289 | 0 | 0 | 41.7266 | 41.7266 | 41.7266 | 1
TX_4B_MA_2013_EL | 4B | MA | EL | 10336 | ASHRAE30pct-state-4B | ApartmentMidRise | STD2013 | TX-Amarillo-TX | Zone4B | Zone4B(TX-Amarillo-TX) | ASHRAE30pct-state-STD2013 | state | TX | 0.0817 | 0.67 | ASHRAE30pct-state-4B_ApartmentMidRise_STD2013_TX-Amarillo-TX.table.csv.gz | Mid-Rise Apartment | Amarillo International Ap Can TX USA TMY3 WMO#=723630 | Electricity | 0 | 38038.8892 | 30750.0002 | 11136.1112 | 141969.4456 | 0 | 66200.0005 | 0 | 0 | 0 | 0 | 107958.3342 | 0 | 0 | 396050.0032 | 0 | 396052.7809 | -2.7778 | -2.7778 | 0 | 3107.7772 | 2512.275 | 909.8203 | 11598.9037 | 0 | 5408.54 | 0 | 0 | 0 | 0 | 8820.1959 | 0 | 0 | 32357.2853 | 0 | 32357.5122 | -0.22694 | -0.22694 | 0 | 129.8255 | 104.9488 | 38.0072 | 484.5373 | 0 | 225.9385 | 0 | 0 | 0 | 0 | 368.4584 | 0 | 0 | 1351.7064 | 0 | 1351.7159 | -0.0094805 | -0.0094805 | 3.1104 | 1.1264 | 14.3602 | 6.6963 | 0 | 0 | 3.8477 | 0 | 10.9202 | 0 | 0 | 40.0615 | 40.0612 | 40.0612 | 2
TX_4B_MA_2010_NG | 4B | MA | NG | 9985 | ASHRAE30pct-state-4B | ApartmentMidRise | STD2010 | TX-Amarillo-TX | Zone4B | Zone4B(TX-Amarillo-TX) | ASHRAE30pct-state-STD2010 | state | TX | 0.0817 | 0.67 | ASHRAE30pct-state-4B_ApartmentMidRise_STD2010_TX-Amarillo-TX.table.csv.gz | Mid-Rise Apartment | Amarillo International Ap Can TX USA TMY3 WMO#=723630 | Natural Gas | 145783.7512 | 0 | 0 | 0 | 0 | 0 | 0 | 0 | 0 | 0 | 0 | 0 | 0 | 0 | 145783.7512 | 0 | 145783.7512 | 0 | 0 | 976.7511 | 0 | 0 | 0 | 0 | 0 | 0 | 0 | 0 | 0 | 0 | 0 | 0 | 0 | 976.7511 | 0 | 976.7511 | 0 | 0 | 145.7838 | 0 | 0 | 0 | 0 | 0 | 0 | 0 | 0 | 0 | 0 | 0 | 0 | 0 | 145.7838 | 0 | 145.7838 | 0 | 0 | 0 | 0 | 0 | 0 | 0 | 0 | 0 | 4.3207 | 0 | 0 | 0 | 4.3207 | 4.3207 | 4.3207 | 1
TX_4B_MA_2013_NG | 4B | MA | NG | 10345 | ASHRAE30pct-state-4B | ApartmentMidRise | STD2013 | TX-Amarillo-TX | Zone4B | Zone4B(TX-Amarillo-TX) | ASHRAE30pct-state-STD2013 | state | TX | 0.0817 | 0.67 | ASHRAE30pct-state-4B_ApartmentMidRise_STD2013_TX-Amarillo-TX.table.csv.gz | Mid-Rise Apartment | Amarillo International Ap Can TX USA TMY3 WMO#=723630 | Natural Gas | 127708.8787 | 0 | 0 | 0 | 0 | 0 | 0 | 0 | 0 | 0 | 0 | 0 | 0 | 0 | 127708.8787 | 0 | 127708.8787 | 0 | 0 | 855.6495 | 0 | 0 | 0 | 0 | 0 | 0 | 0 | 0 | 0 | 0 | 0 | 0 | 0 | 855.6495 | 0 | 855.6495 | 0 | 0 | 127.7089 | 0 | 0 | 0 | 0 | 0 | 0 | 0 | 0 | 0 | 0 | 0 | 0 | 0 | 127.7089 | 0 | 127.7089 | 0 | 0 | 0 | 0 | 0 | 0 | 0 | 0 | 0 | 3.785 | 0 | 0 | 0 | 3.785 | 3.785 | 3.785 | 2
CA_4C_MA_2010_EL | 4C | MA | EL | 10576 | ASHRAE30pct-state-4C | ApartmentMidRise | STD2010 | CA-Arcata-CA | Zone4C | Zone4C(CA-Arcata-CA) | ASHRAE30pct-state-STD2010 | state | CA | 0.136 | 0.7 | ASHRAE30pct-state-4C_ApartmentMidRise_STD2010_CA-Arcata-CA.table.csv.gz | Mid-Rise Apartment | Arcata Airport CA USA TMY3 WMO#=725945 | Electricity | 0 | 11397.2223 | 37388.8892 | 11138.889 | 142061.1122 | 0 | 44538.8892 | 0 | 0 | 0 | 0 | 113266.6676 | 0 | 0 | 359788.8918 | 0 | 359791.6695 | -2.7778 | -2.7778 | 0 | 1550.0222 | 5084.8889 | 1514.8889 | 19320.3113 | 0 | 6057.2889 | 0 | 0 | 0 | 0 | 15404.2668 | 0 | 0 | 48931.2893 | 0 | 48931.6671 | -0.37778 | -0.37778 | 0 | 38.8984 | 127.6071 | 38.0167 | 484.8502 | 0 | 152.0098 | 0 | 0 | 0 | 0 | 386.5756 | 0 | 0 | 1227.9483 | 0 | 1227.9578 | -0.0094805 | -0.0094805 | 3.782 | 1.1267 | 14.3695 | 4.5052 | 0 | 0 | 1.1529 | 0 | 11.4571 | 0 | 0 | 36.3936 | 36.3934 | 36.3934 | 1
CA_4C_MA_2013_EL | 4C | MA | EL | 10756 | ASHRAE30pct-state-4C | ApartmentMidRise | STD2013 | CA-Arcata-CA | Zone4C | Zone4C(CA-Arcata-CA) | ASHRAE30pct-state-STD2013 | state | CA | 0.136 | 0.7 | ASHRAE30pct-state-4C_ApartmentMidRise_STD2013_CA-Arcata-CA.table.csv.gz | Mid-Rise Apartment | Arcata Airport CA USA TMY3 WMO#=725945 | Electricity | 0 | 10322.2223 | 30750.0002 | 11138.889 | 141969.4456 | 0 | 43733.3337 | 0 | 0 | 0 | 0 | 113202.7787 | 0 | 0 | 351113.8917 | 0 | 351116.6695 | -2.7778 | -2.7778 | 0 | 1403.8222 | 4182 | 1514.8889 | 19307.8446 | 0 | 5947.7334 | 0 | 0 | 0 | 0 | 15395.5779 | 0 | 0 | 47751.4893 | 0 | 47751.867 | -0.37778 | -0.37778 | 0 | 35.2294 | 104.9488 | 38.0167 | 484.5373 | 0 | 149.2605 | 0 | 0 | 0 | 0 | 386.3576 | 0 | 0 | 1198.3408 | 0 | 1198.3503 | -0.0094805 | -0.0094805 | 3.1104 | 1.1267 | 14.3602 | 4.4237 | 0 | 0 | 1.0441 | 0 | 11.4507 | 0 | 0 | 35.5161 | 35.5159 | 35.5159 | 2
CA_4C_MA_2010_NG | 4C | MA | NG | 10585 | ASHRAE30pct-state-4C | ApartmentMidRise | STD2010 | CA-Arcata-CA | Zone4C | Zone4C(CA-Arcata-CA) | ASHRAE30pct-state-STD2010 | state | CA | 0.136 | 0.7 | ASHRAE30pct-state-4C_ApartmentMidRise_STD2010_CA-Arcata-CA.table.csv.gz | Mid-Rise Apartment | Arcata Airport CA USA TMY3 WMO#=725945 | Natural Gas | 71835.0595 | 0 | 0 | 0 | 0 | 0 | 0 | 0 | 0 | 0 | 0 | 0 | 0 | 0 | 71835.0595 | 0 | 71835.0595 | 0 | 0 | 502.8454 | 0 | 0 | 0 | 0 | 0 | 0 | 0 | 0 | 0 | 0 | 0 | 0 | 0 | 502.8454 | 0 | 502.8454 | 0 | 0 | 71.8351 | 0 | 0 | 0 | 0 | 0 | 0 | 0 | 0 | 0 | 0 | 0 | 0 | 0 | 71.8351 | 0 | 71.8351 | 0 | 0 | 0 | 0 | 0 | 0 | 0 | 0 | 0 | 2.129 | 0 | 0 | 0 | 2.129 | 2.129 | 2.129 | 1
CA_4C_MA_2013_NG | 4C | MA | NG | 10765 | ASHRAE30pct-state-4C | ApartmentMidRise | STD2013 | CA-Arcata-CA | Zone4C | Zone4C(CA-Arcata-CA) | ASHRAE30pct-state-STD2013 | state | CA | 0.136 | 0.7 | ASHRAE30pct-state-4C_ApartmentMidRise_STD2013_CA-Arcata-CA.table.csv.gz | Mid-Rise Apartment | Arcata Airport CA USA TMY3 WMO#=725945 | Natural Gas | 57323.9794 | 0 | 0 | 0 | 0 | 0 | 0 | 0 | 0 | 0 | 0 | 0 | 0 | 0 | 57323.9794 | 0 | 57323.9794 | 0 | 0 | 401.2679 | 0 | 0 | 0 | 0 | 0 | 0 | 0 | 0 | 0 | 0 | 0 | 0 | 0 | 401.2679 | 0 | 401.2679 | 0 | 0 | 57.324 | 0 | 0 | 0 | 0 | 0 | 0 | 0 | 0 | 0 | 0 | 0 | 0 | 0 | 57.324 | 0 | 57.324 | 0 | 0 | 0 | 0 | 0 | 0 | 0 | 0 | 0 | 1.6989 | 0 | 0 | 0 | 1.6989 | 1.6989 | 1.6989 | 2
OR_4C_MA_2010_EL | 4C | MA | EL | 10636 | ASHRAE30pct-state-4C | ApartmentMidRise | STD2010 | OR-Portland-OR | Zone4C | Zone4C(OR-Portland-OR) | ASHRAE30pct-state-STD2010 | state | OR | 0.0834 | 0.92 | ASHRAE30pct-state-4C_ApartmentMidRise_STD2010_OR-Portland-OR.table.csv.gz | Mid-Rise Apartment | Portland International Ap OR USA TMY3 WMO#=726980 | Electricity | 0 | 23875.0002 | 37388.8892 | 11125.0001 | 142061.1122 | 0 | 61305.556 | 0 | 0 | 0 | 0 | 113269.4454 | 0 | 0 | 389025.0031 | 0 | 389025.0031 | 0 | 0 | 0 | 1991.175 | 3118.2334 | 927.825 | 11847.8968 | 0 | 5112.8834 | 0 | 0 | 0 | 0 | 9446.6717 | 0 | 0 | 32444.6853 | 0 | 32444.6853 | 0 | 0 | 0 | 81.4846 | 127.6071 | 37.9693 | 484.8502 | 0 | 209.234 | 0 | 0 | 0 | 0 | 386.5851 | 0 | 0 | 1327.7303 | 0 | 1327.7303 | 0 | 0 | 3.782 | 1.1253 | 14.3698 | 6.2012 | 0 | 0 | 2.415 | 0 | 11.4574 | 0 | 0 | 39.3506 | 39.3506 | 39.3506 | 1
OR_4C_MA_2013_EL | 4C | MA | EL | 10816 | ASHRAE30pct-state-4C | ApartmentMidRise | STD2013 | OR-Portland-OR | Zone4C | Zone4C(OR-Portland-OR) | ASHRAE30pct-state-STD2013 | state | OR | 0.0834 | 0.92 | ASHRAE30pct-state-4C_ApartmentMidRise_STD2013_OR-Portland-OR.table.csv.gz | Mid-Rise Apartment | Portland International Ap OR USA TMY3 WMO#=726980 | Electricity | 0 | 19888.889 | 30750.0002 | 11125.0001 | 141969.4456 | 0 | 59247.2227 | 0 | 0 | 0 | 0 | 113183.3342 | 0 | 0 | 376163.8919 | 0 | 376163.8919 | 0 | 0 | 0 | 1658.7333 | 2564.55 | 927.825 | 11840.2518 | 0 | 4941.2184 | 0 | 0 | 0 | 0 | 9439.4901 | 0 | 0 | 31372.0686 | 0 | 31372.0686 | 0 | 0 | 0 | 67.8802 | 104.9488 | 37.9693 | 484.5373 | 0 | 202.2089 | 0 | 0 | 0 | 0 | 386.2912 | 0 | 0 | 1283.8357 | 0 | 1283.8357 | 0 | 0 | 3.1104 | 1.1253 | 14.3605 | 5.993 | 0 | 0 | 2.0118 | 0 | 11.4487 | 0 | 0 | 38.0497 | 38.0497 | 38.0497 | 2
OR_4C_MA_2010_NG | 4C | MA | NG | 10645 | ASHRAE30pct-state-4C | ApartmentMidRise | STD2010 | OR-Portland-OR | Zone4C | Zone4C(OR-Portland-OR) | ASHRAE30pct-state-STD2010 | state | OR | 0.0834 | 0.92 | ASHRAE30pct-state-4C_ApartmentMidRise_STD2010_OR-Portland-OR.table.csv.gz | Mid-Rise Apartment | Portland International Ap OR USA TMY3 WMO#=726980 | Natural Gas | 126836.887 | 0 | 0 | 0 | 0 | 0 | 0 | 0 | 0 | 0 | 0 | 0 | 0 | 0 | 126836.887 | 0 | 126836.887 | 0 | 0 | 1166.8994 | 0 | 0 | 0 | 0 | 0 | 0 | 0 | 0 | 0 | 0 | 0 | 0 | 0 | 1166.8994 | 0 | 1166.8994 | 0 | 0 | 126.8369 | 0 | 0 | 0 | 0 | 0 | 0 | 0 | 0 | 0 | 0 | 0 | 0 | 0 | 126.8369 | 0 | 126.8369 | 0 | 0 | 0 | 0 | 0 | 0 | 0 | 0 | 0 | 3.7591 | 0 | 0 | 0 | 3.7591 | 3.7591 | 3.7591 | 1
OR_4C_MA_2013_NG | 4C | MA | NG | 10825 | ASHRAE30pct-state-4C | ApartmentMidRise | STD2013 | OR-Portland-OR | Zone4C | Zone4C(OR-Portland-OR) | ASHRAE30pct-state-STD2013 | state | OR | 0.0834 | 0.92 | ASHRAE30pct-state-4C_ApartmentMidRise_STD2013_OR-Portland-OR.table.csv.gz | Mid-Rise Apartment | Portland International Ap OR USA TMY3 WMO#=726980 | Natural Gas | 110051.0458 | 0 | 0 | 0 | 0 | 0 | 0 | 0 | 0 | 0 | 0 | 0 | 0 | 0 | 110051.0458 | 0 | 110051.0458 | 0 | 0 | 1012.4696 | 0 | 0 | 0 | 0 | 0 | 0 | 0 | 0 | 0 | 0 | 0 | 0 | 0 | 1012.4696 | 0 | 1012.4696 | 0 | 0 | 110.051 | 0 | 0 | 0 | 0 | 0 | 0 | 0 | 0 | 0 | 0 | 0 | 0 | 0 | 110.051 | 0 | 110.051 | 0 | 0 | 0 | 0 | 0 | 0 | 0 | 0 | 0 | 3.2616 | 0 | 0 | 0 | 3.2616 | 3.2616 | 3.2616 | 2
WA_4C_MA_2010_EL | 4C | MA | EL | 10696 | ASHRAE30pct-state-4C | ApartmentMidRise | STD2010 | WA-Seattle-WA | Zone4C | Zone4C(WA-Seattle-WA) | ASHRAE30pct-state-STD2010 | state | WA | 0.0767 | 0.96 | ASHRAE30pct-state-4C_ApartmentMidRise_STD2010_WA-Seattle-WA.table.csv.gz | Mid-Rise Apartment | Seattle Seattle Tacoma Intl A WA USA TMY3 WMO#=727930 | Electricity | 0 | 17338.889 | 37388.8892 | 11127.7779 | 142061.1122 | 0 | 57955.556 | 0 | 0 | 0 | 0 | 113311.112 | 0 | 0 | 379183.3364 | 0 | 379183.3364 | 0 | 0 | 0 | 1329.8928 | 2867.7278 | 853.5006 | 10896.0873 | 0 | 4445.1911 | 0 | 0 | 0 | 0 | 8690.9623 | 0 | 0 | 29083.3619 | 0 | 29083.3619 | 0 | 0 | 0 | 59.1771 | 127.6071 | 37.9788 | 484.8502 | 0 | 197.8005 | 0 | 0 | 0 | 0 | 386.7273 | 0 | 0 | 1294.141 | 0 | 1294.141 | 0 | 0 | 3.782 | 1.1256 | 14.3698 | 5.8623 | 0 | 0 | 1.7539 | 0 | 11.4616 | 0 | 0 | 38.3551 | 38.3551 | 38.3551 | 1
WA_4C_MA_2013_EL | 4C | MA | EL | 10876 | ASHRAE30pct-state-4C | ApartmentMidRise | STD2013 | WA-Seattle-WA | Zone4C | Zone4C(WA-Seattle-WA) | ASHRAE30pct-state-STD2013 | state | WA | 0.0767 | 0.96 | ASHRAE30pct-state-4C_ApartmentMidRise_STD2013_WA-Seattle-WA.table.csv.gz | Mid-Rise Apartment | Seattle Seattle Tacoma Intl A WA USA TMY3 WMO#=727930 | Electricity | 0 | 14388.889 | 30750.0002 | 11127.7779 | 141969.4456 | 0 | 56288.8893 | 0 | 0 | 0 | 0 | 113227.7787 | 0 | 0 | 367752.7807 | 0 | 367752.7807 | 0 | 0 | 0 | 1103.6278 | 2358.525 | 853.5006 | 10889.0565 | 0 | 4317.3578 | 0 | 0 | 0 | 0 | 8684.5706 | 0 | 0 | 28206.6383 | 0 | 28206.6383 | 0 | 0 | 0 | 49.1088 | 104.9488 | 37.9788 | 484.5373 | 0 | 192.1122 | 0 | 0 | 0 | 0 | 386.4429 | 0 | 0 | 1255.1288 | 0 | 1255.1288 | 0 | 0 | 3.1104 | 1.1256 | 14.3605 | 5.6937 | 0 | 0 | 1.4555 | 0 | 11.4532 | 0 | 0 | 37.1989 | 37.1989 | 37.1989 | 2
WA_4C_MA_2010_NG | 4C | MA | NG | 10705 | ASHRAE30pct-state-4C | ApartmentMidRise | STD2010 | WA-Seattle-WA | Zone4C | Zone4C(WA-Seattle-WA) | ASHRAE30pct-state-STD2010 | state | WA | 0.0767 | 0.96 | ASHRAE30pct-state-4C_ApartmentMidRise_STD2010_WA-Seattle-WA.table.csv.gz | Mid-Rise Apartment | Seattle Seattle Tacoma Intl A WA USA TMY3 WMO#=727930 | Natural Gas | 152854.4669 | 0 | 0 | 0 | 0 | 0 | 0 | 0 | 0 | 0 | 0 | 0 | 0 | 0 | 152854.4669 | 0 | 152854.4669 | 0 | 0 | 1467.4029 | 0 | 0 | 0 | 0 | 0 | 0 | 0 | 0 | 0 | 0 | 0 | 0 | 0 | 1467.4029 | 0 | 1467.4029 | 0 | 0 | 152.8545 | 0 | 0 | 0 | 0 | 0 | 0 | 0 | 0 | 0 | 0 | 0 | 0 | 0 | 152.8545 | 0 | 152.8545 | 0 | 0 | 0 | 0 | 0 | 0 | 0 | 0 | 0 | 4.5302 | 0 | 0 | 0 | 4.5302 | 4.5302 | 4.5302 | 1
WA_4C_MA_2013_NG | 4C | MA | NG | 10885 | ASHRAE30pct-state-4C | ApartmentMidRise | STD2013 | WA-Seattle-WA | Zone4C | Zone4C(WA-Seattle-WA) | ASHRAE30pct-state-STD2013 | state | WA | 0.0767 | 0.96 | ASHRAE30pct-state-4C_ApartmentMidRise_STD2013_WA-Seattle-WA.table.csv.gz | Mid-Rise Apartment | Seattle Seattle Tacoma Intl A WA USA TMY3 WMO#=727930 | Natural Gas | 133329.4343 | 0 | 0 | 0 | 0 | 0 | 0 | 0 | 0 | 0 | 0 | 0 | 0 | 0 | 133329.4343 | 0 | 133329.4343 | 0 | 0 | 1279.9626 | 0 | 0 | 0 | 0 | 0 | 0 | 0 | 0 | 0 | 0 | 0 | 0 | 0 | 1279.9626 | 0 | 1279.9626 | 0 | 0 | 133.3294 | 0 | 0 | 0 | 0 | 0 | 0 | 0 | 0 | 0 | 0 | 0 | 0 | 0 | 133.3294 | 0 | 133.3294 | 0 | 0 | 0 | 0 | 0 | 0 | 0 | 0 | 0 | 3.9516 | 0 | 0 | 0 | 3.9516 | 3.9516 | 3.9516 | 2
CT_5A_MA_2010_EL | 5A | MA | EL | 12076 | ASHRAE30pct-state-5A | ApartmentMidRise | STD2010 | CT-HartfordBradley-CT | Zone5A | Zone5A(CT-HartfordBradley-CT) | ASHRAE30pct-state-STD2010 | state | CT | 0.147 | 0.82 | ASHRAE30pct-state-5A_ApartmentMidRise_STD2010_CT-HartfordBradley-CT.table.csv.gz | Mid-Rise Apartment | Hartford Bradley Intl Ap CT USA TMY3 WMO#=725080 | Electricity | 0 | 30386.1114 | 37388.8892 | 11133.3334 | 142061.1122 | 0 | 57800.0005 | 0 | 0 | 0 | 0 | 115772.2231 | 0 | 0 | 394544.4476 | 0 | 394541.6698 | 2.7778 | 2.7778 | 0 | 4466.7584 | 5496.1667 | 1636.6 | 20882.9835 | 0 | 8496.6001 | 0 | 0 | 0 | 0 | 17018.5168 | 0 | 0 | 57998.0338 | 0 | 57997.6255 | 0.40833 | 0.40833 | 0 | 103.7069 | 127.6071 | 37.9977 | 484.8502 | 0 | 197.2696 | 0 | 0 | 0 | 0 | 395.127 | 0 | 0 | 1346.568 | 0 | 1346.5585 | 0.0094805 | 0.0094805 | 3.782 | 1.1262 | 14.37 | 5.8466 | 0 | 0 | 3.0736 | 0 | 11.7106 | 0 | 0 | 39.9087 | 39.909 | 39.909 | 1
CT_5A_MA_2013_EL | 5A | MA | EL | 13216 | ASHRAE30pct-state-5A | ApartmentMidRise | STD2013 | CT-HartfordBradley-CT | Zone5A | Zone5A(CT-HartfordBradley-CT) | ASHRAE30pct-state-STD2013 | state | CT | 0.147 | 0.82 | ASHRAE30pct-state-5A_ApartmentMidRise_STD2013_CT-HartfordBradley-CT.table.csv.gz | Mid-Rise Apartment | Hartford Bradley Intl Ap CT USA TMY3 WMO#=725080 | Electricity | 0 | 25369.4446 | 30750.0002 | 11133.3334 | 141969.4456 | 0 | 54750.0004 | 0 | 0 | 0 | 0 | 115686.112 | 0 | 0 | 379661.1141 | 0 | 379658.3364 | 2.7778 | 2.7778 | 0 | 3729.3084 | 4520.25 | 1636.6 | 20869.5085 | 0 | 8048.2501 | 0 | 0 | 0 | 0 | 17005.8585 | 0 | 0 | 55810.1838 | 0 | 55809.7754 | 0.40833 | 0.40833 | 0 | 86.5851 | 104.9488 | 37.9977 | 484.5373 | 0 | 186.8601 | 0 | 0 | 0 | 0 | 394.8331 | 0 | 0 | 1295.7716 | 0 | 1295.7621 | 0.0094805 | 0.0094805 | 3.1104 | 1.1262 | 14.3608 | 5.5381 | 0 | 0 | 2.5662 | 0 | 11.7019 | 0 | 0 | 38.4032 | 38.4035 | 38.4035 | 2
CT_5A_MA_2010_NG | 5A | MA | NG | 12085 | ASHRAE30pct-state-5A | ApartmentMidRise | STD2010 | CT-HartfordBradley-CT | Zone5A | Zone5A(CT-HartfordBradley-CT) | ASHRAE30pct-state-STD2010 | state | CT | 0.147 | 0.82 | ASHRAE30pct-state-5A_ApartmentMidRise_STD2010_CT-HartfordBradley-CT.table.csv.gz | Mid-Rise Apartment | Hartford Bradley Intl Ap CT USA TMY3 WMO#=725080 | Natural Gas | 322343.1243 | 0 | 0 | 0 | 0 | 0 | 0 | 0 | 0 | 0 | 0 | 0 | 0 | 0 | 322343.1243 | 0 | 322343.1243 | 0 | 0 | 2643.2136 | 0 | 0 | 0 | 0 | 0 | 0 | 0 | 0 | 0 | 0 | 0 | 0 | 0 | 2643.2136 | 0 | 2643.2136 | 0 | 0 | 322.3431 | 0 | 0 | 0 | 0 | 0 | 0 | 0 | 0 | 0 | 0 | 0 | 0 | 0 | 322.3431 | 0 | 322.3431 | 0 | 0 | 0 | 0 | 0 | 0 | 0 | 0 | 0 | 9.5535 | 0 | 0 | 0 | 9.5535 | 9.5535 | 9.5535 | 1
CT_5A_MA_2013_NG | 5A | MA | NG | 13225 | ASHRAE30pct-state-5A | ApartmentMidRise | STD2013 | CT-HartfordBradley-CT | Zone5A | Zone5A(CT-HartfordBradley-CT) | ASHRAE30pct-state-STD2013 | state | CT | 0.147 | 0.82 | ASHRAE30pct-state-5A_ApartmentMidRise_STD2013_CT-HartfordBradley-CT.table.csv.gz | Mid-Rise Apartment | Hartford Bradley Intl Ap CT USA TMY3 WMO#=725080 | Natural Gas | 280307.4351 | 0 | 0 | 0 | 0 | 0 | 0 | 0 | 0 | 0 | 0 | 0 | 0 | 0 | 280307.4351 | 0 | 280307.4351 | 0 | 0 | 2298.521 | 0 | 0 | 0 | 0 | 0 | 0 | 0 | 0 | 0 | 0 | 0 | 0 | 0 | 2298.521 | 0 | 2298.521 | 0 | 0 | 280.3074 | 0 | 0 | 0 | 0 | 0 | 0 | 0 | 0 | 0 | 0 | 0 | 0 | 0 | 280.3074 | 0 | 280.3074 | 0 | 0 | 0 | 0 | 0 | 0 | 0 | 0 | 0 | 8.3076 | 0 | 0 | 0 | 8.3076 | 8.3076 | 8.3076 | 2
IA_5A_MA_2010_EL | 5A | MA | EL | 12136 | ASHRAE30pct-state-5A | ApartmentMidRise | STD2010 | IA-DesMoines-IA | Zone5A | Zone5A(IA-DesMoines-IA) | ASHRAE30pct-state-STD2010 | state | IA | 0.08 | 0.7 | ASHRAE30pct-state-5A_ApartmentMidRise_STD2010_IA-DesMoines-IA.table.csv.gz | Mid-Rise Apartment | Des Moines Intl Ap IA USA TMY3 WMO#=725460 | Electricity | 0 | 40300.0003 | 37388.8892 | 11147.2223 | 142061.1122 | 0 | 62527.7783 | 0 | 0 | 0 | 0 | 115769.4454 | 0 | 0 | 409194.4477 | 0 | 409194.4477 | 0 | 0 | 0 | 3224 | 2991.1111 | 891.7778 | 11364.889 | 0 | 5002.2223 | 0 | 0 | 0 | 0 | 9261.5556 | 0 | 0 | 32735.5558 | 0 | 32735.5558 | 0 | 0 | 0 | 137.5427 | 127.6071 | 38.0451 | 484.8502 | 0 | 213.4054 | 0 | 0 | 0 | 0 | 395.1175 | 0 | 0 | 1396.568 | 0 | 1396.568 | 0 | 0 | 3.782 | 1.1276 | 14.3698 | 6.3248 | 0 | 0 | 4.0764 | 0 | 11.7103 | 0 | 0 | 41.3908 | 41.3908 | 41.3908 | 1
IA_5A_MA_2013_EL | 5A | MA | EL | 13276 | ASHRAE30pct-state-5A | ApartmentMidRise | STD2013 | IA-DesMoines-IA | Zone5A | Zone5A(IA-DesMoines-IA) | ASHRAE30pct-state-STD2013 | state | IA | 0.08 | 0.7 | ASHRAE30pct-state-5A_ApartmentMidRise_STD2013_IA-DesMoines-IA.table.csv.gz | Mid-Rise Apartment | Des Moines Intl Ap IA USA TMY3 WMO#=725460 | Electricity | 0 | 33777.778 | 30750.0002 | 11147.2223 | 141969.4456 | 0 | 59155.556 | 0 | 0 | 0 | 0 | 115688.8898 | 0 | 0 | 392488.892 | 0 | 392488.892 | 0 | 0 | 0 | 2702.2222 | 2460 | 891.7778 | 11357.5556 | 0 | 4732.4445 | 0 | 0 | 0 | 0 | 9255.1112 | 0 | 0 | 31399.1114 | 0 | 31399.1114 | 0 | 0 | 0 | 115.2825 | 104.9488 | 38.0451 | 484.5373 | 0 | 201.8961 | 0 | 0 | 0 | 0 | 394.8426 | 0 | 0 | 1339.5524 | 0 | 1339.5524 | 0 | 0 | 3.1104 | 1.1276 | 14.3605 | 5.9837 | 0 | 0 | 3.4167 | 0 | 11.7022 | 0 | 0 | 39.701 | 39.701 | 39.701 | 2
IA_5A_MA_2010_NG | 5A | MA | NG | 12145 | ASHRAE30pct-state-5A | ApartmentMidRise | STD2010 | IA-DesMoines-IA | Zone5A | Zone5A(IA-DesMoines-IA) | ASHRAE30pct-state-STD2010 | state | IA | 0.08 | 0.7 | ASHRAE30pct-state-5A_ApartmentMidRise_STD2010_IA-DesMoines-IA.table.csv.gz | Mid-Rise Apartment | Des Moines Intl Ap IA USA TMY3 WMO#=725460 | Natural Gas | 421844.9656 | 0 | 0 | 0 | 0 | 0 | 0 | 0 | 0 | 0 | 0 | 0 | 0 | 0 | 421844.9656 | 0 | 421844.9656 | 0 | 0 | 2952.9148 | 0 | 0 | 0 | 0 | 0 | 0 | 0 | 0 | 0 | 0 | 0 | 0 | 0 | 2952.9148 | 0 | 2952.9148 | 0 | 0 | 421.845 | 0 | 0 | 0 | 0 | 0 | 0 | 0 | 0 | 0 | 0 | 0 | 0 | 0 | 421.845 | 0 | 421.845 | 0 | 0 | 0 | 0 | 0 | 0 | 0 | 0 | 0 | 12.5024 | 0 | 0 | 0 | 12.5024 | 12.5024 | 12.5024 | 1
IA_5A_MA_2013_NG | 5A | MA | NG | 13285 | ASHRAE30pct-state-5A | ApartmentMidRise | STD2013 | IA-DesMoines-IA | Zone5A | Zone5A(IA-DesMoines-IA) | ASHRAE30pct-state-STD2013 | state | IA | 0.08 | 0.7 | ASHRAE30pct-state-5A_ApartmentMidRise_STD2013_IA-DesMoines-IA.table.csv.gz | Mid-Rise Apartment | Des Moines Intl Ap IA USA TMY3 WMO#=725460 | Natural Gas | 373819.0721 | 0 | 0 | 0 | 0 | 0 | 0 | 0 | 0 | 0 | 0 | 0 | 0 | 0 | 373819.0721 | 0 | 373819.0721 | 0 | 0 | 2616.7335 | 0 | 0 | 0 | 0 | 0 | 0 | 0 | 0 | 0 | 0 | 0 | 0 | 0 | 2616.7335 | 0 | 2616.7335 | 0 | 0 | 373.8191 | 0 | 0 | 0 | 0 | 0 | 0 | 0 | 0 | 0 | 0 | 0 | 0 | 0 | 373.8191 | 0 | 373.8191 | 0 | 0 | 0 | 0 | 0 | 0 | 0 | 0 | 0 | 11.0791 | 0 | 0 | 0 | 11.0791 | 11.0791 | 11.0791 | 2
IL_5A_MA_2010_EL | 5A | MA | EL | 12196 | ASHRAE30pct-state-5A | ApartmentMidRise | STD2010 | IL-Peoria-IL | Zone5A | Zone5A(IL-Peoria-IL) | ASHRAE30pct-state-STD2010 | state | IL | 0.0819 | 0.76 | ASHRAE30pct-state-5A_ApartmentMidRise_STD2010_IL-Peoria-IL.table.csv.gz | Mid-Rise Apartment | Peoria Greater Peoria Ap IL USA TMY3 WMO#=725320 | Electricity | 0 | 36605.5558 | 37388.8892 | 11144.4445 | 142061.1122 | 0 | 60241.6671 | 0 | 0 | 0 | 0 | 115769.4454 | 0 | 0 | 403208.3366 | 0 | 403211.1143 | -2.7778 | -2.7778 | 0 | 2997.995 | 3062.15 | 912.73 | 11634.8051 | 0 | 4933.7925 | 0 | 0 | 0 | 0 | 9481.5176 | 0 | 0 | 33022.7628 | 0 | 33022.9903 | -0.2275 | -0.2275 | 0 | 124.9336 | 127.6071 | 38.0356 | 484.8502 | 0 | 205.6029 | 0 | 0 | 0 | 0 | 395.1175 | 0 | 0 | 1376.1376 | 0 | 1376.147 | -0.0094805 | -0.0094805 | 3.782 | 1.1273 | 14.3695 | 6.0936 | 0 | 0 | 3.7027 | 0 | 11.7103 | 0 | 0 | 40.7856 | 40.7853 | 40.7853 | 1
IL_5A_MA_2013_EL | 5A | MA | EL | 13336 | ASHRAE30pct-state-5A | ApartmentMidRise | STD2013 | IL-Peoria-IL | Zone5A | Zone5A(IL-Peoria-IL) | ASHRAE30pct-state-STD2013 | state | IL | 0.0819 | 0.76 | ASHRAE30pct-state-5A_ApartmentMidRise_STD2013_IL-Peoria-IL.table.csv.gz | Mid-Rise Apartment | Peoria Greater Peoria Ap IL USA TMY3 WMO#=725320 | Electricity | 0 | 30588.8891 | 30750.0002 | 11144.4445 | 141969.4456 | 0 | 57016.6671 | 0 | 0 | 0 | 0 | 115683.3343 | 0 | 0 | 387150.0031 | 0 | 387152.7809 | -2.7778 | -2.7778 | 0 | 2505.23 | 2518.425 | 912.73 | 11627.2976 | 0 | 4669.665 | 0 | 0 | 0 | 0 | 9474.4651 | 0 | 0 | 31707.5853 | 0 | 31707.8128 | -0.2275 | -0.2275 | 0 | 104.3989 | 104.9488 | 38.0356 | 484.5373 | 0 | 194.5961 | 0 | 0 | 0 | 0 | 394.8236 | 0 | 0 | 1321.331 | 0 | 1321.3404 | -0.0094805 | -0.0094805 | 3.1104 | 1.1273 | 14.3602 | 5.7673 | 0 | 0 | 3.0941 | 0 | 11.7016 | 0 | 0 | 39.1613 | 39.161 | 39.161 | 2
IL_5A_MA_2010_NG | 5A | MA | NG | 12205 | ASHRAE30pct-state-5A | ApartmentMidRise | STD2010 | IL-Peoria-IL | Zone5A | Zone5A(IL-Peoria-IL) | ASHRAE30pct-state-STD2010 | state | IL | 0.0819 | 0.76 | ASHRAE30pct-state-5A_ApartmentMidRise_STD2010_IL-Peoria-IL.table.csv.gz | Mid-Rise Apartment | Peoria Greater Peoria Ap IL USA TMY3 WMO#=725320 | Natural Gas | 400831.86 | 0 | 0 | 0 | 0 | 0 | 0 | 0 | 0 | 0 | 0 | 0 | 0 | 0 | 400831.86 | 0 | 400831.86 | 0 | 0 | 3046.3221 | 0 | 0 | 0 | 0 | 0 | 0 | 0 | 0 | 0 | 0 | 0 | 0 | 0 | 3046.3221 | 0 | 3046.3221 | 0 | 0 | 400.8319 | 0 | 0 | 0 | 0 | 0 | 0 | 0 | 0 | 0 | 0 | 0 | 0 | 0 | 400.8319 | 0 | 400.8319 | 0 | 0 | 0 | 0 | 0 | 0 | 0 | 0 | 0 | 11.8797 | 0 | 0 | 0 | 11.8797 | 11.8797 | 11.8797 | 1
IL_5A_MA_2013_NG | 5A | MA | NG | 13345 | ASHRAE30pct-state-5A | ApartmentMidRise | STD2013 | IL-Peoria-IL | Zone5A | Zone5A(IL-Peoria-IL) | ASHRAE30pct-state-STD2013 | state | IL | 0.0819 | 0.76 | ASHRAE30pct-state-5A_ApartmentMidRise_STD2013_IL-Peoria-IL.table.csv.gz | Mid-Rise Apartment | Peoria Greater Peoria Ap IL USA TMY3 WMO#=725320 | Natural Gas | 355222.9002 | 0 | 0 | 0 | 0 | 0 | 0 | 0 | 0 | 0 | 0 | 0 | 0 | 0 | 355222.9002 | 0 | 355222.9002 | 0 | 0 | 2699.694 | 0 | 0 | 0 | 0 | 0 | 0 | 0 | 0 | 0 | 0 | 0 | 0 | 0 | 2699.694 | 0 | 2699.694 | 0 | 0 | 355.2229 | 0 | 0 | 0 | 0 | 0 | 0 | 0 | 0 | 0 | 0 | 0 | 0 | 0 | 355.2229 | 0 | 355.2229 | 0 | 0 | 0 | 0 | 0 | 0 | 0 | 0 | 0 | 10.5279 | 0 | 0 | 0 | 10.5279 | 10.5279 | 10.5279 | 2
IN_5A_MA_2010_EL | 5A | MA | EL | 12256 | ASHRAE30pct-state-5A | ApartmentMidRise | STD2010 | IN-Indianapolis-IN | Zone5A | Zone5A(IN-Indianapolis-IN) | ASHRAE30pct-state-STD2010 | state | IN | 0.0907 | 0.75 | ASHRAE30pct-state-5A_ApartmentMidRise_STD2010_IN-Indianapolis-IN.table.csv.gz | Mid-Rise Apartment | Indianapolis Intl Ap IN USA TMY3 WMO#=724380 | Electricity | 0 | 39138.8892 | 37388.8892 | 11127.7779 | 142061.1122 | 0 | 59352.7783 | 0 | 0 | 0 | 0 | 115747.2231 | 0 | 0 | 404816.6699 | 0 | 404816.6699 | 0 | 0 | 0 | 3549.8973 | 3391.1722 | 1009.2895 | 12884.9429 | 0 | 5383.297 | 0 | 0 | 0 | 0 | 10498.2731 | 0 | 0 | 36716.872 | 0 | 36716.872 | 0 | 0 | 0 | 133.5798 | 127.6071 | 37.9788 | 484.8502 | 0 | 202.5692 | 0 | 0 | 0 | 0 | 395.0417 | 0 | 0 | 1381.6267 | 0 | 1381.6267 | 0 | 0 | 3.782 | 1.1256 | 14.3698 | 6.0037 | 0 | 0 | 3.959 | 0 | 11.7081 | 0 | 0 | 40.948 | 40.948 | 40.948 | 1
IN_5A_MA_2013_EL | 5A | MA | EL | 13396 | ASHRAE30pct-state-5A | ApartmentMidRise | STD2013 | IN-Indianapolis-IN | Zone5A | Zone5A(IN-Indianapolis-IN) | ASHRAE30pct-state-STD2013 | state | IN | 0.0907 | 0.75 | ASHRAE30pct-state-5A_ApartmentMidRise_STD2013_IN-Indianapolis-IN.table.csv.gz | Mid-Rise Apartment | Indianapolis Intl Ap IN USA TMY3 WMO#=724380 | Electricity | 0 | 32738.8892 | 30750.0002 | 11127.7779 | 141969.4456 | 0 | 56305.556 | 0 | 0 | 0 | 0 | 115663.8898 | 0 | 0 | 388555.5587 | 0 | 388555.5587 | 0 | 0 | 0 | 2969.4172 | 2789.025 | 1009.2895 | 12876.6287 | 0 | 5106.9139 | 0 | 0 | 0 | 0 | 10490.7148 | 0 | 0 | 35241.9892 | 0 | 35241.9892 | 0 | 0 | 0 | 111.7368 | 104.9488 | 37.9788 | 484.5373 | 0 | 192.1691 | 0 | 0 | 0 | 0 | 394.7573 | 0 | 0 | 1326.1281 | 0 | 1326.1281 | 0 | 0 | 3.1104 | 1.1256 | 14.3605 | 5.6954 | 0 | 0 | 3.3116 | 0 | 11.6996 | 0 | 0 | 39.3032 | 39.3032 | 39.3032 | 2
IN_5A_MA_2010_NG | 5A | MA | NG | 12265 | ASHRAE30pct-state-5A | ApartmentMidRise | STD2010 | IN-Indianapolis-IN | Zone5A | Zone5A(IN-Indianapolis-IN) | ASHRAE30pct-state-STD2010 | state | IN | 0.0907 | 0.75 | ASHRAE30pct-state-5A_ApartmentMidRise_STD2010_IN-Indianapolis-IN.table.csv.gz | Mid-Rise Apartment | Indianapolis Intl Ap IN USA TMY3 WMO#=724380 | Natural Gas | 371885.5252 | 0 | 0 | 0 | 0 | 0 | 0 | 0 | 0 | 0 | 0 | 0 | 0 | 0 | 371885.5252 | 0 | 371885.5252 | 0 | 0 | 2789.1414 | 0 | 0 | 0 | 0 | 0 | 0 | 0 | 0 | 0 | 0 | 0 | 0 | 0 | 2789.1414 | 0 | 2789.1414 | 0 | 0 | 371.8855 | 0 | 0 | 0 | 0 | 0 | 0 | 0 | 0 | 0 | 0 | 0 | 0 | 0 | 371.8855 | 0 | 371.8855 | 0 | 0 | 0 | 0 | 0 | 0 | 0 | 0 | 0 | 11.0218 | 0 | 0 | 0 | 11.0218 | 11.0218 | 11.0218 | 1
IN_5A_MA_2013_NG | 5A | MA | NG | 13405 | ASHRAE30pct-state-5A | ApartmentMidRise | STD2013 | IN-Indianapolis-IN | Zone5A | Zone5A(IN-Indianapolis-IN) | ASHRAE30pct-state-STD2013 | state | IN | 0.0907 | 0.75 | ASHRAE30pct-state-5A_ApartmentMidRise_STD2013_IN-Indianapolis-IN.table.csv.gz | Mid-Rise Apartment | Indianapolis Intl Ap IN USA TMY3 WMO#=724380 | Natural Gas | 329120.0167 | 0 | 0 | 0 | 0 | 0 | 0 | 0 | 0 | 0 | 0 | 0 | 0 | 0 | 329120.0167 | 0 | 329120.0167 | 0 | 0 | 2468.4001 | 0 | 0 | 0 | 0 | 0 | 0 | 0 | 0 | 0 | 0 | 0 | 0 | 0 | 2468.4001 | 0 | 2468.4001 | 0 | 0 | 329.12 | 0 | 0 | 0 | 0 | 0 | 0 | 0 | 0 | 0 | 0 | 0 | 0 | 0 | 329.12 | 0 | 329.12 | 0 | 0 | 0 | 0 | 0 | 0 | 0 | 0 | 0 | 9.7543 | 0 | 0 | 0 | 9.7543 | 9.7543 | 9.7543 | 2
KS_5A_MA_2010_EL | 5A | MA | EL | 12316 | ASHRAE30pct-state-5A | ApartmentMidRise | STD2010 | KS-Goodland-KS | Zone5A | Zone5A(KS-Goodland-KS) | ASHRAE30pct-state-STD2010 | state | KS | 0.0913 | 0.86 | ASHRAE30pct-state-5A_ApartmentMidRise_STD2010_KS-Goodland-KS.table.csv.gz | Mid-Rise Apartment | Goodland Renner Field KS USA TMY3 WMO#=724650 | Electricity | 0 | 35319.4447 | 37388.8892 | 11136.1112 | 142061.1122 | 0 | 69394.445 | 0 | 0 | 0 | 0 | 115727.7787 | 0 | 0 | 411022.2255 | 0 | 411027.7811 | -5.5556 | -5.5556 | 0 | 3224.6653 | 3413.6056 | 1016.727 | 12970.1795 | 0 | 6335.7128 | 0 | 0 | 0 | 0 | 10565.9462 | 0 | 0 | 37526.3292 | 0 | 37526.8364 | -0.50722 | -0.50722 | 0 | 120.5442 | 127.6071 | 38.0072 | 484.8502 | 0 | 236.8411 | 0 | 0 | 0 | 0 | 394.9753 | 0 | 0 | 1402.8061 | 0 | 1402.8251 | -0.018961 | -0.018961 | 3.782 | 1.1264 | 14.3692 | 7.0194 | 0 | 0 | 3.5726 | 0 | 11.7061 | 0 | 0 | 41.5763 | 41.5757 | 41.5757 | 1
KS_5A_MA_2013_EL | 5A | MA | EL | 13456 | ASHRAE30pct-state-5A | ApartmentMidRise | STD2013 | KS-Goodland-KS | Zone5A | Zone5A(KS-Goodland-KS) | ASHRAE30pct-state-STD2013 | state | KS | 0.0913 | 0.86 | ASHRAE30pct-state-5A_ApartmentMidRise_STD2013_KS-Goodland-KS.table.csv.gz | Mid-Rise Apartment | Goodland Renner Field KS USA TMY3 WMO#=724650 | Electricity | 0 | 29800.0002 | 30750.0002 | 11136.1112 | 141969.4456 | 0 | 65455.5561 | 0 | 0 | 0 | 0 | 115638.8898 | 0 | 0 | 394747.2254 | 0 | 394750.0032 | -2.7778 | -2.7778 | 0 | 2720.74 | 2807.475 | 1016.727 | 12961.8104 | 0 | 5976.0923 | 0 | 0 | 0 | 0 | 10557.8306 | 0 | 0 | 36040.4217 | 0 | 36040.6753 | -0.25361 | -0.25361 | 0 | 101.7065 | 104.9488 | 38.0072 | 484.5373 | 0 | 223.3978 | 0 | 0 | 0 | 0 | 394.6719 | 0 | 0 | 1347.26 | 0 | 1347.2695 | -0.0094805 | -0.0094805 | 3.1104 | 1.1264 | 14.3602 | 6.621 | 0 | 0 | 3.0143 | 0 | 11.6971 | 0 | 0 | 39.9297 | 39.9295 | 39.9295 | 2
KS_5A_MA_2010_NG | 5A | MA | NG | 12325 | ASHRAE30pct-state-5A | ApartmentMidRise | STD2010 | KS-Goodland-KS | Zone5A | Zone5A(KS-Goodland-KS) | ASHRAE30pct-state-STD2010 | state | KS | 0.0913 | 0.86 | ASHRAE30pct-state-5A_ApartmentMidRise_STD2010_KS-Goodland-KS.table.csv.gz | Mid-Rise Apartment | Goodland Renner Field KS USA TMY3 WMO#=724650 | Natural Gas | 301064.63 | 0 | 0 | 0 | 0 | 0 | 0 | 0 | 0 | 0 | 0 | 0 | 0 | 0 | 301064.63 | 0 | 301064.63 | 0 | 0 | 2589.1558 | 0 | 0 | 0 | 0 | 0 | 0 | 0 | 0 | 0 | 0 | 0 | 0 | 0 | 2589.1558 | 0 | 2589.1558 | 0 | 0 | 301.0646 | 0 | 0 | 0 | 0 | 0 | 0 | 0 | 0 | 0 | 0 | 0 | 0 | 0 | 301.0646 | 0 | 301.0646 | 0 | 0 | 0 | 0 | 0 | 0 | 0 | 0 | 0 | 8.9228 | 0 | 0 | 0 | 8.9228 | 8.9228 | 8.9228 | 1
KS_5A_MA_2013_NG | 5A | MA | NG | 13465 | ASHRAE30pct-state-5A | ApartmentMidRise | STD2013 | KS-Goodland-KS | Zone5A | Zone5A(KS-Goodland-KS) | ASHRAE30pct-state-STD2013 | state | KS | 0.0913 | 0.86 | ASHRAE30pct-state-5A_ApartmentMidRise_STD2013_KS-Goodland-KS.table.csv.gz | Mid-Rise Apartment | Goodland Renner Field KS USA TMY3 WMO#=724650 | Natural Gas | 260611.7953 | 0 | 0 | 0 | 0 | 0 | 0 | 0 | 0 | 0 | 0 | 0 | 0 | 0 | 260611.7953 | 0 | 260611.7953 | 0 | 0 | 2241.2614 | 0 | 0 | 0 | 0 | 0 | 0 | 0 | 0 | 0 | 0 | 0 | 0 | 0 | 2241.2614 | 0 | 2241.2614 | 0 | 0 | 260.6118 | 0 | 0 | 0 | 0 | 0 | 0 | 0 | 0 | 0 | 0 | 0 | 0 | 0 | 260.6118 | 0 | 260.6118 | 0 | 0 | 0 | 0 | 0 | 0 | 0 | 0 | 0 | 7.7239 | 0 | 0 | 0 | 7.7239 | 7.7239 | 7.7239 | 2
MA_5A_MA_2010_EL | 5A | MA | EL | 12376 | ASHRAE30pct-state-5A | ApartmentMidRise | STD2010 | MA-BostonLogan-MA | Zone5A | Zone5A(MA-BostonLogan-MA) | ASHRAE30pct-state-STD2010 | state | MA | 0.1397 | 1.01 | ASHRAE30pct-state-5A_ApartmentMidRise_STD2010_MA-BostonLogan-MA.table.csv.gz | Mid-Rise Apartment | Boston Logan IntL Arpt MA USA TMY3 WMO#=725090 | Electricity | 0 | 28272.2224 | 37388.8892 | 11130.5556 | 142061.1122 | 0 | 58608.3338 | 0 | 0 | 0 | 0 | 115802.7787 | 0 | 0 | 393263.892 | 0 | 393263.892 | 5.8208e-11 | 5.8208e-11 | 0 | 3949.6295 | 5223.2278 | 1554.9386 | 19845.9374 | 0 | 8187.5842 | 0 | 0 | 0 | 0 | 16177.6482 | 0 | 0 | 54938.9657 | 0 | 54938.9657 | 8.1316e-12 | 8.1316e-12 | 0 | 96.4922 | 127.6071 | 37.9882 | 484.8502 | 0 | 200.0284 | 0 | 0 | 0 | 0 | 395.2313 | 0 | 0 | 1342.1975 | 0 | 1342.1975 | 1.9866e-13 | 1.9866e-13 | 3.782 | 1.1259 | 14.3698 | 5.9283 | 0 | 0 | 2.8598 | 0 | 11.7137 | 0 | 0 | 39.7794 | 39.7794 | 39.7794 | 1
MA_5A_MA_2013_EL | 5A | MA | EL | 13516 | ASHRAE30pct-state-5A | ApartmentMidRise | STD2013 | MA-BostonLogan-MA | Zone5A | Zone5A(MA-BostonLogan-MA) | ASHRAE30pct-state-STD2013 | state | MA | 0.1397 | 1.01 | ASHRAE30pct-state-5A_ApartmentMidRise_STD2013_MA-BostonLogan-MA.table.csv.gz | Mid-Rise Apartment | Boston Logan IntL Arpt MA USA TMY3 WMO#=725090 | Electricity | 0 | 23102.778 | 30750.0002 | 11130.5556 | 141969.4456 | 0 | 55438.8893 | 0 | 0 | 0 | 0 | 115719.4454 | 0 | 0 | 378111.1141 | 0 | 378111.1141 | 0 | 0 | 0 | 3227.4581 | 4295.775 | 1554.9386 | 19833.1315 | 0 | 7744.8128 | 0 | 0 | 0 | 0 | 16166.0065 | 0 | 0 | 52822.1226 | 0 | 52822.1226 | 0 | 0 | 0 | 78.8491 | 104.9488 | 37.9882 | 484.5373 | 0 | 189.2112 | 0 | 0 | 0 | 0 | 394.9469 | 0 | 0 | 1290.4815 | 0 | 1290.4815 | 0 | 0 | 3.1104 | 1.1259 | 14.3605 | 5.6078 | 0 | 0 | 2.3369 | 0 | 11.7053 | 0 | 0 | 38.2467 | 38.2467 | 38.2467 | 2
MA_5A_MA_2010_NG | 5A | MA | NG | 12385 | ASHRAE30pct-state-5A | ApartmentMidRise | STD2010 | MA-BostonLogan-MA | Zone5A | Zone5A(MA-BostonLogan-MA) | ASHRAE30pct-state-STD2010 | state | MA | 0.1397 | 1.01 | ASHRAE30pct-state-5A_ApartmentMidRise_STD2010_MA-BostonLogan-MA.table.csv.gz | Mid-Rise Apartment | Boston Logan IntL Arpt MA USA TMY3 WMO#=725090 | Natural Gas | 356104.3702 | 0 | 0 | 0 | 0 | 0 | 0 | 0 | 0 | 0 | 0 | 0 | 0 | 0 | 356104.3702 | 0 | 356104.3702 | 0 | 0 | 3596.6541 | 0 | 0 | 0 | 0 | 0 | 0 | 0 | 0 | 0 | 0 | 0 | 0 | 0 | 3596.6541 | 0 | 3596.6541 | 0 | 0 | 356.1044 | 0 | 0 | 0 | 0 | 0 | 0 | 0 | 0 | 0 | 0 | 0 | 0 | 0 | 356.1044 | 0 | 356.1044 | 0 | 0 | 0 | 0 | 0 | 0 | 0 | 0 | 0 | 10.5541 | 0 | 0 | 0 | 10.5541 | 10.5541 | 10.5541 | 1
MA_5A_MA_2013_NG | 5A | MA | NG | 13525 | ASHRAE30pct-state-5A | ApartmentMidRise | STD2013 | MA-BostonLogan-MA | Zone5A | Zone5A(MA-BostonLogan-MA) | ASHRAE30pct-state-STD2013 | state | MA | 0.1397 | 1.01 | ASHRAE30pct-state-5A_ApartmentMidRise_STD2013_MA-BostonLogan-MA.table.csv.gz | Mid-Rise Apartment | Boston Logan IntL Arpt MA USA TMY3 WMO#=725090 | Natural Gas | 314912.2381 | 0 | 0 | 0 | 0 | 0 | 0 | 0 | 0 | 0 | 0 | 0 | 0 | 0 | 314912.2381 | 0 | 314912.2381 | 0 | 0 | 3180.6136 | 0 | 0 | 0 | 0 | 0 | 0 | 0 | 0 | 0 | 0 | 0 | 0 | 0 | 3180.6136 | 0 | 3180.6136 | 0 | 0 | 314.9122 | 0 | 0 | 0 | 0 | 0 | 0 | 0 | 0 | 0 | 0 | 0 | 0 | 0 | 314.9122 | 0 | 314.9122 | 0 | 0 | 0 | 0 | 0 | 0 | 0 | 0 | 0 | 9.3332 | 0 | 0 | 0 | 9.3332 | 9.3332 | 9.3332 | 2
MD_5A_MA_2010_EL | 5A | MA | EL | 12436 | ASHRAE30pct-state-5A | ApartmentMidRise | STD2010 | MD-Harrisburg-PA | Zone5A | Zone5A(MD-Harrisburg-PA) | ASHRAE30pct-state-STD2010 | state | MD | 0.1052 | 0.99 | ASHRAE30pct-state-5A_ApartmentMidRise_STD2010_MD-Harrisburg-PA.table.csv.gz | Mid-Rise Apartment | Middletown Harrisburg Intl Ap PA USA TMY3 WMO#=725115 | Electricity | 0 | 36666.667 | 37388.8892 | 11133.3334 | 142061.1122 | 0 | 59511.1116 | 0 | 0 | 0 | 0 | 115777.7787 | 0 | 0 | 402538.8921 | 0 | 402538.8921 | 0 | 0 | 0 | 3857.3334 | 3933.3111 | 1171.2267 | 14944.829 | 0 | 6260.5689 | 0 | 0 | 0 | 0 | 12179.8223 | 0 | 0 | 42347.0914 | 0 | 42347.0914 | 0 | 0 | 0 | 125.1422 | 127.6071 | 37.9977 | 484.8502 | 0 | 203.1096 | 0 | 0 | 0 | 0 | 395.146 | 0 | 0 | 1373.8528 | 0 | 1373.8528 | 0 | 0 | 3.782 | 1.1262 | 14.3698 | 6.0197 | 0 | 0 | 3.7089 | 0 | 11.7112 | 0 | 0 | 40.7176 | 40.7176 | 40.7176 | 1
MD_5A_MA_2013_EL | 5A | MA | EL | 13576 | ASHRAE30pct-state-5A | ApartmentMidRise | STD2013 | MD-Harrisburg-PA | Zone5A | Zone5A(MD-Harrisburg-PA) | ASHRAE30pct-state-STD2013 | state | MD | 0.1052 | 0.99 | ASHRAE30pct-state-5A_ApartmentMidRise_STD2013_MD-Harrisburg-PA.table.csv.gz | Mid-Rise Apartment | Middletown Harrisburg Intl Ap PA USA TMY3 WMO#=725115 | Electricity | 0 | 30783.3336 | 30750.0002 | 11133.3334 | 141969.4456 | 0 | 56308.3338 | 0 | 0 | 0 | 0 | 115700.0009 | 0 | 0 | 386641.6698 | 0 | 386644.4475 | -2.7778 | -2.7778 | 0 | 3238.4067 | 3234.9 | 1171.2267 | 14935.1857 | 0 | 5923.6367 | 0 | 0 | 0 | 0 | 12171.6401 | 0 | 0 | 40674.7037 | 0 | 40674.9959 | -0.29222 | -0.29222 | 0 | 105.0626 | 104.9488 | 37.9977 | 484.5373 | 0 | 192.1786 | 0 | 0 | 0 | 0 | 394.8805 | 0 | 0 | 1319.596 | 0 | 1319.6055 | -0.0094805 | -0.0094805 | 3.1104 | 1.1262 | 14.3602 | 5.6957 | 0 | 0 | 3.1138 | 0 | 11.7033 | 0 | 0 | 39.1099 | 39.1096 | 39.1096 | 2
MD_5A_MA_2010_NG | 5A | MA | NG | 12445 | ASHRAE30pct-state-5A | ApartmentMidRise | STD2010 | MD-Harrisburg-PA | Zone5A | Zone5A(MD-Harrisburg-PA) | ASHRAE30pct-state-STD2010 | state | MD | 0.1052 | 0.99 | ASHRAE30pct-state-5A_ApartmentMidRise_STD2010_MD-Harrisburg-PA.table.csv.gz | Mid-Rise Apartment | Middletown Harrisburg Intl Ap PA USA TMY3 WMO#=725115 | Natural Gas | 371468.4857 | 0 | 0 | 0 | 0 | 0 | 0 | 0 | 0 | 0 | 0 | 0 | 0 | 0 | 371468.4857 | 0 | 371468.4857 | 0 | 0 | 3677.538 | 0 | 0 | 0 | 0 | 0 | 0 | 0 | 0 | 0 | 0 | 0 | 0 | 0 | 3677.538 | 0 | 3677.538 | 0 | 0 | 371.4685 | 0 | 0 | 0 | 0 | 0 | 0 | 0 | 0 | 0 | 0 | 0 | 0 | 0 | 371.4685 | 0 | 371.4685 | 0 | 0 | 0 | 0 | 0 | 0 | 0 | 0 | 0 | 11.0094 | 0 | 0 | 0 | 11.0094 | 11.0094 | 11.0094 | 1
MD_5A_MA_2013_NG | 5A | MA | NG | 13585 | ASHRAE30pct-state-5A | ApartmentMidRise | STD2013 | MD-Harrisburg-PA | Zone5A | Zone5A(MD-Harrisburg-PA) | ASHRAE30pct-state-STD2013 | state | MD | 0.1052 | 0.99 | ASHRAE30pct-state-5A_ApartmentMidRise_STD2013_MD-Harrisburg-PA.table.csv.gz | Mid-Rise Apartment | Middletown Harrisburg Intl Ap PA USA TMY3 WMO#=725115 | Natural Gas | 326655.6922 | 0 | 0 | 0 | 0 | 0 | 0 | 0 | 0 | 0 | 0 | 0 | 0 | 0 | 326655.6922 | 0 | 326655.6922 | 0 | 0 | 3233.8914 | 0 | 0 | 0 | 0 | 0 | 0 | 0 | 0 | 0 | 0 | 0 | 0 | 0 | 3233.8914 | 0 | 3233.8914 | 0 | 0 | 326.6557 | 0 | 0 | 0 | 0 | 0 | 0 | 0 | 0 | 0 | 0 | 0 | 0 | 0 | 326.6557 | 0 | 326.6557 | 0 | 0 | 0 | 0 | 0 | 0 | 0 | 0 | 0 | 9.6813 | 0 | 0 | 0 | 9.6813 | 9.6813 | 9.6813 | 2
MI_5A_MA_2010_EL | 5A | MA | EL | 12496 | ASHRAE30pct-state-5A | ApartmentMidRise | STD2010 | MI-Lansing-MI | Zone5A | Zone5A(MI-Lansing-MI) | ASHRAE30pct-state-STD2010 | state | MI | 0.1095 | 0.82 | ASHRAE30pct-state-5A_ApartmentMidRise_STD2010_MI-Lansing-MI.table.csv.gz | Mid-Rise Apartment | Lansing Capital City Arpt MI USA TMY3 WMO#=725390 | Electricity | 0 | 28180.5558 | 37388.8892 | 11130.5556 | 142061.1122 | 0 | 58741.6671 | 0 | 0 | 0 | 0 | 115833.3343 | 0 | 0 | 393333.3365 | 0 | 393336.1143 | -2.7778 | -2.7778 | 0 | 3085.7709 | 4094.0834 | 1218.7958 | 15555.6918 | 0 | 6432.2126 | 0 | 0 | 0 | 0 | 12683.7501 | 0 | 0 | 43070.0003 | 0 | 43070.3045 | -0.30417 | -0.30417 | 0 | 96.1794 | 127.6071 | 37.9882 | 484.8502 | 0 | 200.4835 | 0 | 0 | 0 | 0 | 395.3356 | 0 | 0 | 1342.4345 | 0 | 1342.444 | -0.0094805 | -0.0094805 | 3.782 | 1.1259 | 14.3695 | 5.9418 | 0 | 0 | 2.8505 | 0 | 11.7168 | 0 | 0 | 39.7867 | 39.7864 | 39.7864 | 1
MI_5A_MA_2013_EL | 5A | MA | EL | 13636 | ASHRAE30pct-state-5A | ApartmentMidRise | STD2013 | MI-Lansing-MI | Zone5A | Zone5A(MI-Lansing-MI) | ASHRAE30pct-state-STD2013 | state | MI | 0.1095 | 0.82 | ASHRAE30pct-state-5A_ApartmentMidRise_STD2013_MI-Lansing-MI.table.csv.gz | Mid-Rise Apartment | Lansing Capital City Arpt MI USA TMY3 WMO#=725390 | Electricity | 0 | 23266.6669 | 30750.0002 | 11130.5556 | 141969.4456 | 0 | 55852.7782 | 0 | 0 | 0 | 0 | 115752.7787 | 0 | 0 | 378722.2253 | 0 | 378722.2253 | 0 | 0 | 0 | 2547.7 | 3367.125 | 1218.7958 | 15545.6543 | 0 | 6115.8792 | 0 | 0 | 0 | 0 | 12674.9293 | 0 | 0 | 41470.0837 | 0 | 41470.0837 | 0 | 0 | 0 | 79.4084 | 104.9488 | 37.9882 | 484.5373 | 0 | 190.6238 | 0 | 0 | 0 | 0 | 395.0606 | 0 | 0 | 1292.5672 | 0 | 1292.5672 | 0 | 0 | 3.1104 | 1.1259 | 14.3605 | 5.6496 | 0 | 0 | 2.3535 | 0 | 11.7086 | 0 | 0 | 38.3085 | 38.3085 | 38.3085 | 2
MI_5A_MA_2010_NG | 5A | MA | NG | 12505 | ASHRAE30pct-state-5A | ApartmentMidRise | STD2010 | MI-Lansing-MI | Zone5A | Zone5A(MI-Lansing-MI) | ASHRAE30pct-state-STD2010 | state | MI | 0.1095 | 0.82 | ASHRAE30pct-state-5A_ApartmentMidRise_STD2010_MI-Lansing-MI.table.csv.gz | Mid-Rise Apartment | Lansing Capital City Arpt MI USA TMY3 WMO#=725390 | Natural Gas | 476875.2276 | 0 | 0 | 0 | 0 | 0 | 0 | 0 | 0 | 0 | 0 | 0 | 0 | 0 | 476875.2276 | 0 | 476875.2276 | 0 | 0 | 3910.3769 | 0 | 0 | 0 | 0 | 0 | 0 | 0 | 0 | 0 | 0 | 0 | 0 | 0 | 3910.3769 | 0 | 3910.3769 | 0 | 0 | 476.8752 | 0 | 0 | 0 | 0 | 0 | 0 | 0 | 0 | 0 | 0 | 0 | 0 | 0 | 476.8752 | 0 | 476.8752 | 0 | 0 | 0 | 0 | 0 | 0 | 0 | 0 | 0 | 14.1334 | 0 | 0 | 0 | 14.1334 | 14.1334 | 14.1334 | 1
MI_5A_MA_2013_NG | 5A | MA | NG | 13645 | ASHRAE30pct-state-5A | ApartmentMidRise | STD2013 | MI-Lansing-MI | Zone5A | Zone5A(MI-Lansing-MI) | ASHRAE30pct-state-STD2013 | state | MI | 0.1095 | 0.82 | ASHRAE30pct-state-5A_ApartmentMidRise_STD2013_MI-Lansing-MI.table.csv.gz | Mid-Rise Apartment | Lansing Capital City Arpt MI USA TMY3 WMO#=725390 | Natural Gas | 424565.2007 | 0 | 0 | 0 | 0 | 0 | 0 | 0 | 0 | 0 | 0 | 0 | 0 | 0 | 424565.2007 | 0 | 424565.2007 | 0 | 0 | 3481.4346 | 0 | 0 | 0 | 0 | 0 | 0 | 0 | 0 | 0 | 0 | 0 | 0 | 0 | 3481.4346 | 0 | 3481.4346 | 0 | 0 | 424.5652 | 0 | 0 | 0 | 0 | 0 | 0 | 0 | 0 | 0 | 0 | 0 | 0 | 0 | 424.5652 | 0 | 424.5652 | 0 | 0 | 0 | 0 | 0 | 0 | 0 | 0 | 0 | 12.5831 | 0 | 0 | 0 | 12.5831 | 12.5831 | 12.5831 | 2
MO_5A_MA_2010_EL | 5A | MA | EL | 12556 | ASHRAE30pct-state-5A | ApartmentMidRise | STD2010 | MO-Kirksville-MO | Zone5A | Zone5A(MO-Kirksville-MO) | ASHRAE30pct-state-STD2010 | state | MO | 0.0816 | 0.95 | ASHRAE30pct-state-5A_ApartmentMidRise_STD2010_MO-Kirksville-MO.table.csv.gz | Mid-Rise Apartment | Kirksville Regional Ap MO USA TMY3 WMO#=724455 | Electricity | 0 | 39225.0003 | 37388.8892 | 11150.0001 | 142061.1122 | 0 | 62233.3338 | 0 | 0 | 0 | 0 | 115755.5565 | 0 | 0 | 407811.1144 | 0 | 407813.8922 | -2.7778 | -2.7778 | 0 | 3200.76 | 3050.9334 | 909.84 | 11592.1868 | 0 | 5078.24 | 0 | 0 | 0 | 0 | 9445.6534 | 0 | 0 | 33277.3869 | 0 | 33277.6136 | -0.22667 | -0.22667 | 0 | 133.8737 | 127.6071 | 38.0546 | 484.8502 | 0 | 212.4004 | 0 | 0 | 0 | 0 | 395.0701 | 0 | 0 | 1391.8467 | 0 | 1391.8562 | -0.0094805 | -0.0094805 | 3.782 | 1.1278 | 14.3695 | 6.295 | 0 | 0 | 3.9677 | 0 | 11.7089 | 0 | 0 | 41.2512 | 41.2509 | 41.2509 | 1
MO_5A_MA_2013_EL | 5A | MA | EL | 13696 | ASHRAE30pct-state-5A | ApartmentMidRise | STD2013 | MO-Kirksville-MO | Zone5A | Zone5A(MO-Kirksville-MO) | ASHRAE30pct-state-STD2013 | state | MO | 0.0816 | 0.95 | ASHRAE30pct-state-5A_ApartmentMidRise_STD2013_MO-Kirksville-MO.table.csv.gz | Mid-Rise Apartment | Kirksville Regional Ap MO USA TMY3 WMO#=724455 | Electricity | 0 | 32827.778 | 30750.0002 | 11150.0001 | 141969.4456 | 0 | 58875.0005 | 0 | 0 | 0 | 0 | 115669.4454 | 0 | 0 | 391241.6698 | 0 | 391241.6698 | 0 | 0 | 0 | 2678.7467 | 2509.2 | 909.84 | 11584.7068 | 0 | 4804.2 | 0 | 0 | 0 | 0 | 9438.6267 | 0 | 0 | 31925.3203 | 0 | 31925.3203 | 0 | 0 | 0 | 112.0402 | 104.9488 | 38.0546 | 484.5373 | 0 | 200.9386 | 0 | 0 | 0 | 0 | 394.7762 | 0 | 0 | 1335.2957 | 0 | 1335.2957 | 0 | 0 | 3.1104 | 1.1278 | 14.3605 | 5.9553 | 0 | 0 | 3.3206 | 0 | 11.7002 | 0 | 0 | 39.5749 | 39.5749 | 39.5749 | 2
MO_5A_MA_2010_NG | 5A | MA | NG | 12565 | ASHRAE30pct-state-5A | ApartmentMidRise | STD2010 | MO-Kirksville-MO | Zone5A | Zone5A(MO-Kirksville-MO) | ASHRAE30pct-state-STD2010 | state | MO | 0.0816 | 0.95 | ASHRAE30pct-state-5A_ApartmentMidRise_STD2010_MO-Kirksville-MO.table.csv.gz | Mid-Rise Apartment | Kirksville Regional Ap MO USA TMY3 WMO#=724455 | Natural Gas | 446706.2087 | 0 | 0 | 0 | 0 | 0 | 0 | 0 | 0 | 0 | 0 | 0 | 0 | 0 | 446706.2087 | 0 | 446706.2087 | 0 | 0 | 4243.709 | 0 | 0 | 0 | 0 | 0 | 0 | 0 | 0 | 0 | 0 | 0 | 0 | 0 | 4243.709 | 0 | 4243.709 | 0 | 0 | 446.7062 | 0 | 0 | 0 | 0 | 0 | 0 | 0 | 0 | 0 | 0 | 0 | 0 | 0 | 446.7062 | 0 | 446.7062 | 0 | 0 | 0 | 0 | 0 | 0 | 0 | 0 | 0 | 13.2393 | 0 | 0 | 0 | 13.2393 | 13.2393 | 13.2393 | 1
MO_5A_MA_2013_NG | 5A | MA | NG | 13705 | ASHRAE30pct-state-5A | ApartmentMidRise | STD2013 | MO-Kirksville-MO | Zone5A | Zone5A(MO-Kirksville-MO) | ASHRAE30pct-state-STD2013 | state | MO | 0.0816 | 0.95 | ASHRAE30pct-state-5A_ApartmentMidRise_STD2013_MO-Kirksville-MO.table.csv.gz | Mid-Rise Apartment | Kirksville Regional Ap MO USA TMY3 WMO#=724455 | Natural Gas | 398168.4939 | 0 | 0 | 0 | 0 | 0 | 0 | 0 | 0 | 0 | 0 | 0 | 0 | 0 | 398168.4939 | 0 | 398168.4939 | 0 | 0 | 3782.6007 | 0 | 0 | 0 | 0 | 0 | 0 | 0 | 0 | 0 | 0 | 0 | 0 | 0 | 3782.6007 | 0 | 3782.6007 | 0 | 0 | 398.1685 | 0 | 0 | 0 | 0 | 0 | 0 | 0 | 0 | 0 | 0 | 0 | 0 | 0 | 398.1685 | 0 | 398.1685 | 0 | 0 | 0 | 0 | 0 | 0 | 0 | 0 | 0 | 11.8007 | 0 | 0 | 0 | 11.8007 | 11.8007 | 11.8007 | 2
NC_5A_MA_2010_EL | 5A | MA | EL | 12616 | ASHRAE30pct-state-5A | ApartmentMidRise | STD2010 | NC-Elkins-WV | Zone5A | Zone5A(NC-Elkins-WV) | ASHRAE30pct-state-STD2010 | state | NC | 0.0861 | 0.84 | ASHRAE30pct-state-5A_ApartmentMidRise_STD2010_NC-Elkins-WV.table.csv.gz | Mid-Rise Apartment | Elkins Elkins Randolph Co Arp WV USA TMY3 WMO#=724170 | Electricity | 0 | 27191.6669 | 37388.8892 | 11144.4445 | 142061.1122 | 0 | 56238.8893 | 0 | 0 | 0 | 0 | 115763.8898 | 0 | 0 | 389788.892 | 0 | 389788.892 | 0 | 0 | 0 | 2341.2025 | 3219.1834 | 959.5367 | 12231.4618 | 0 | 4842.1684 | 0 | 0 | 0 | 0 | 9967.2709 | 0 | 0 | 33560.8236 | 0 | 33560.8236 | 0 | 0 | 0 | 92.8043 | 127.6071 | 38.0356 | 484.8502 | 0 | 191.9416 | 0 | 0 | 0 | 0 | 395.0986 | 0 | 0 | 1330.3374 | 0 | 1330.3374 | 0 | 0 | 3.782 | 1.1273 | 14.3698 | 5.6887 | 0 | 0 | 2.7505 | 0 | 11.7097 | 0 | 0 | 39.4279 | 39.4279 | 39.4279 | 1
NC_5A_MA_2013_EL | 5A | MA | EL | 13756 | ASHRAE30pct-state-5A | ApartmentMidRise | STD2013 | NC-Elkins-WV | Zone5A | Zone5A(NC-Elkins-WV) | ASHRAE30pct-state-STD2013 | state | NC | 0.0861 | 0.84 | ASHRAE30pct-state-5A_ApartmentMidRise_STD2013_NC-Elkins-WV.table.csv.gz | Mid-Rise Apartment | Elkins Elkins Randolph Co Arp WV USA TMY3 WMO#=724170 | Electricity | 0 | 22250.0002 | 30750.0002 | 11144.4445 | 141969.4456 | 0 | 53605.556 | 0 | 0 | 0 | 0 | 115663.8898 | 0 | 0 | 375380.5586 | 0 | 375383.3363 | -2.7778 | -2.7778 | 0 | 1915.725 | 2647.575 | 959.5367 | 12223.5693 | 0 | 4615.4384 | 0 | 0 | 0 | 0 | 9958.6609 | 0 | 0 | 32320.2661 | 0 | 32320.5053 | -0.23917 | -0.23917 | 0 | 75.9386 | 104.9488 | 38.0356 | 484.5373 | 0 | 182.9541 | 0 | 0 | 0 | 0 | 394.7573 | 0 | 0 | 1281.1622 | 0 | 1281.1717 | -0.0094805 | -0.0094805 | 3.1104 | 1.1273 | 14.3602 | 5.4223 | 0 | 0 | 2.2506 | 0 | 11.6996 | 0 | 0 | 37.9708 | 37.9705 | 37.9705 | 2
NC_5A_MA_2010_NG | 5A | MA | NG | 12625 | ASHRAE30pct-state-5A | ApartmentMidRise | STD2010 | NC-Elkins-WV | Zone5A | Zone5A(NC-Elkins-WV) | ASHRAE30pct-state-STD2010 | state | NC | 0.0861 | 0.84 | ASHRAE30pct-state-5A_ApartmentMidRise_STD2010_NC-Elkins-WV.table.csv.gz | Mid-Rise Apartment | Elkins Elkins Randolph Co Arp WV USA TMY3 WMO#=724170 | Natural Gas | 276639.3828 | 0 | 0 | 0 | 0 | 0 | 0 | 0 | 0 | 0 | 0 | 0 | 0 | 0 | 276639.3828 | 0 | 276639.3828 | 0 | 0 | 2323.7708 | 0 | 0 | 0 | 0 | 0 | 0 | 0 | 0 | 0 | 0 | 0 | 0 | 0 | 2323.7708 | 0 | 2323.7708 | 0 | 0 | 276.6394 | 0 | 0 | 0 | 0 | 0 | 0 | 0 | 0 | 0 | 0 | 0 | 0 | 0 | 276.6394 | 0 | 276.6394 | 0 | 0 | 0 | 0 | 0 | 0 | 0 | 0 | 0 | 8.1989 | 0 | 0 | 0 | 8.1989 | 8.1989 | 8.1989 | 1
NC_5A_MA_2013_NG | 5A | MA | NG | 13765 | ASHRAE30pct-state-5A | ApartmentMidRise | STD2013 | NC-Elkins-WV | Zone5A | Zone5A(NC-Elkins-WV) | ASHRAE30pct-state-STD2013 | state | NC | 0.0861 | 0.84 | ASHRAE30pct-state-5A_ApartmentMidRise_STD2013_NC-Elkins-WV.table.csv.gz | Mid-Rise Apartment | Elkins Elkins Randolph Co Arp WV USA TMY3 WMO#=724170 | Natural Gas | 234888.0387 | 0 | 0 | 0 | 0 | 0 | 0 | 0 | 0 | 0 | 0 | 0 | 0 | 0 | 234888.0387 | 0 | 234888.0387 | 0 | 0 | 1973.0595 | 0 | 0 | 0 | 0 | 0 | 0 | 0 | 0 | 0 | 0 | 0 | 0 | 0 | 1973.0595 | 0 | 1973.0595 | 0 | 0 | 234.888 | 0 | 0 | 0 | 0 | 0 | 0 | 0 | 0 | 0 | 0 | 0 | 0 | 0 | 234.888 | 0 | 234.888 | 0 | 0 | 0 | 0 | 0 | 0 | 0 | 0 | 0 | 6.9615 | 0 | 0 | 0 | 6.9615 | 6.9615 | 6.9615 | 2
NE_5A_MA_2010_EL | 5A | MA | EL | 12676 | ASHRAE30pct-state-5A | ApartmentMidRise | STD2010 | NE-Omaha-NE | Zone5A | Zone5A(NE-Omaha-NE) | ASHRAE30pct-state-STD2010 | state | NE | 0.084 | 0.6 | ASHRAE30pct-state-5A_ApartmentMidRise_STD2010_NE-Omaha-NE.table.csv.gz | Mid-Rise Apartment | Omaha Eppley Airfield NE USA TMY3 WMO#=725500 | Electricity | 0 | 43505.5559 | 37388.8892 | 11133.3334 | 142061.1122 | 0 | 63936.1116 | 0 | 0 | 0 | 0 | 115744.4454 | 0 | 0 | 413766.67 | 0 | 413769.4478 | -2.7778 | -2.7778 | 0 | 3654.4667 | 3140.6667 | 935.2 | 11933.1334 | 0 | 5370.6334 | 0 | 0 | 0 | 0 | 9722.5334 | 0 | 0 | 34756.4003 | 0 | 34756.6336 | -0.23333 | -0.23333 | 0 | 148.4831 | 127.6071 | 37.9977 | 484.8502 | 0 | 218.212 | 0 | 0 | 0 | 0 | 395.0322 | 0 | 0 | 1412.1728 | 0 | 1412.1823 | -0.0094805 | -0.0094805 | 3.782 | 1.1262 | 14.3695 | 6.4673 | 0 | 0 | 4.4007 | 0 | 11.7078 | 0 | 0 | 41.8536 | 41.8533 | 41.8533 | 1
NE_5A_MA_2013_EL | 5A | MA | EL | 13816 | ASHRAE30pct-state-5A | ApartmentMidRise | STD2013 | NE-Omaha-NE | Zone5A | Zone5A(NE-Omaha-NE) | ASHRAE30pct-state-STD2013 | state | NE | 0.084 | 0.6 | ASHRAE30pct-state-5A_ApartmentMidRise_STD2013_NE-Omaha-NE.table.csv.gz | Mid-Rise Apartment | Omaha Eppley Airfield NE USA TMY3 WMO#=725500 | Electricity | 0 | 36794.4447 | 30750.0002 | 11133.3334 | 141969.4456 | 0 | 60411.1116 | 0 | 0 | 0 | 0 | 115669.4454 | 0 | 0 | 396725.0032 | 0 | 396727.781 | -2.7778 | -2.7778 | 0 | 3090.7334 | 2583 | 935.2 | 11925.4334 | 0 | 5074.5334 | 0 | 0 | 0 | 0 | 9716.2334 | 0 | 0 | 33324.9003 | 0 | 33325.1336 | -0.23333 | -0.23333 | 0 | 125.5783 | 104.9488 | 37.9977 | 484.5373 | 0 | 206.1813 | 0 | 0 | 0 | 0 | 394.7762 | 0 | 0 | 1354.0101 | 0 | 1354.0196 | -0.0094805 | -0.0094805 | 3.1104 | 1.1262 | 14.3602 | 6.1107 | 0 | 0 | 3.7218 | 0 | 11.7002 | 0 | 0 | 40.1298 | 40.1295 | 40.1295 | 2
NE_5A_MA_2010_NG | 5A | MA | NG | 12685 | ASHRAE30pct-state-5A | ApartmentMidRise | STD2010 | NE-Omaha-NE | Zone5A | Zone5A(NE-Omaha-NE) | ASHRAE30pct-state-STD2010 | state | NE | 0.084 | 0.6 | ASHRAE30pct-state-5A_ApartmentMidRise_STD2010_NE-Omaha-NE.table.csv.gz | Mid-Rise Apartment | Omaha Eppley Airfield NE USA TMY3 WMO#=725500 | Natural Gas | 364388.2918 | 0 | 0 | 0 | 0 | 0 | 0 | 0 | 0 | 0 | 0 | 0 | 0 | 0 | 364388.2918 | 0 | 364388.2918 | 0 | 0 | 2186.3298 | 0 | 0 | 0 | 0 | 0 | 0 | 0 | 0 | 0 | 0 | 0 | 0 | 0 | 2186.3298 | 0 | 2186.3298 | 0 | 0 | 364.3883 | 0 | 0 | 0 | 0 | 0 | 0 | 0 | 0 | 0 | 0 | 0 | 0 | 0 | 364.3883 | 0 | 364.3883 | 0 | 0 | 0 | 0 | 0 | 0 | 0 | 0 | 0 | 10.7996 | 0 | 0 | 0 | 10.7996 | 10.7996 | 10.7996 | 1
NE_5A_MA_2013_NG | 5A | MA | NG | 13825 | ASHRAE30pct-state-5A | ApartmentMidRise | STD2013 | NE-Omaha-NE | Zone5A | Zone5A(NE-Omaha-NE) | ASHRAE30pct-state-STD2013 | state | NE | 0.084 | 0.6 | ASHRAE30pct-state-5A_ApartmentMidRise_STD2013_NE-Omaha-NE.table.csv.gz | Mid-Rise Apartment | Omaha Eppley Airfield NE USA TMY3 WMO#=725500 | Natural Gas | 320475.9246 | 0 | 0 | 0 | 0 | 0 | 0 | 0 | 0 | 0 | 0 | 0 | 0 | 0 | 320475.9246 | 0 | 320475.9246 | 0 | 0 | 1922.8555 | 0 | 0 | 0 | 0 | 0 | 0 | 0 | 0 | 0 | 0 | 0 | 0 | 0 | 1922.8555 | 0 | 1922.8555 | 0 | 0 | 320.4759 | 0 | 0 | 0 | 0 | 0 | 0 | 0 | 0 | 0 | 0 | 0 | 0 | 0 | 320.4759 | 0 | 320.4759 | 0 | 0 | 0 | 0 | 0 | 0 | 0 | 0 | 0 | 9.4981 | 0 | 0 | 0 | 9.4981 | 9.4981 | 9.4981 | 2
NH_5A_MA_2010_EL | 5A | MA | EL | 12736 | ASHRAE30pct-state-5A | ApartmentMidRise | STD2010 | NH-Manchester-NH | Zone5A | Zone5A(NH-Manchester-NH) | ASHRAE30pct-state-STD2010 | state | NH | 0.134 | 1.17 | ASHRAE30pct-state-5A_ApartmentMidRise_STD2010_NH-Manchester-NH.table.csv.gz | Mid-Rise Apartment | Manchester Airport NH USA TMY3 WMO#=743945 | Electricity | 0 | 26966.6669 | 37388.8892 | 11130.5556 | 142061.1122 | 0 | 58183.3338 | 0 | 0 | 0 | 0 | 115797.2231 | 0 | 0 | 391525.0031 | 0 | 391527.7809 | -2.7778 | -2.7778 | 0 | 3613.5334 | 5010.1112 | 1491.4945 | 19036.189 | 0 | 7796.5667 | 0 | 0 | 0 | 0 | 15516.8279 | 0 | 0 | 52464.3504 | 0 | 52464.7226 | -0.37222 | -0.37222 | 0 | 92.0364 | 127.6071 | 37.9882 | 484.8502 | 0 | 198.5779 | 0 | 0 | 0 | 0 | 395.2123 | 0 | 0 | 1336.2627 | 0 | 1336.2722 | -0.0094805 | -0.0094805 | 3.782 | 1.1259 | 14.3695 | 5.8854 | 0 | 0 | 2.7277 | 0 | 11.7131 | 0 | 0 | 39.6038 | 39.6035 | 39.6035 | 1
NH_5A_MA_2013_EL | 5A | MA | EL | 13876 | ASHRAE30pct-state-5A | ApartmentMidRise | STD2013 | NH-Manchester-NH | Zone5A | Zone5A(NH-Manchester-NH) | ASHRAE30pct-state-STD2013 | state | NH | 0.134 | 1.17 | ASHRAE30pct-state-5A_ApartmentMidRise_STD2013_NH-Manchester-NH.table.csv.gz | Mid-Rise Apartment | Manchester Airport NH USA TMY3 WMO#=743945 | Electricity | 0 | 22569.4446 | 30750.0002 | 11130.5556 | 141969.4456 | 0 | 55100.0004 | 0 | 0 | 0 | 0 | 115716.6676 | 0 | 0 | 377233.3364 | 0 | 377236.1141 | -2.7778 | -2.7778 | 0 | 3024.3056 | 4120.5 | 1491.4945 | 19023.9057 | 0 | 7383.4001 | 0 | 0 | 0 | 0 | 15506.0335 | 0 | 0 | 50549.2671 | 0 | 50549.6393 | -0.37222 | -0.37222 | 0 | 77.0288 | 104.9488 | 37.9882 | 484.5373 | 0 | 188.0546 | 0 | 0 | 0 | 0 | 394.9374 | 0 | 0 | 1287.4857 | 0 | 1287.4952 | -0.0094805 | -0.0094805 | 3.1104 | 1.1259 | 14.3602 | 5.5735 | 0 | 0 | 2.2829 | 0 | 11.705 | 0 | 0 | 38.1582 | 38.1579 | 38.1579 | 2
NH_5A_MA_2010_NG | 5A | MA | NG | 12745 | ASHRAE30pct-state-5A | ApartmentMidRise | STD2010 | NH-Manchester-NH | Zone5A | Zone5A(NH-Manchester-NH) | ASHRAE30pct-state-STD2010 | state | NH | 0.134 | 1.17 | ASHRAE30pct-state-5A_ApartmentMidRise_STD2010_NH-Manchester-NH.table.csv.gz | Mid-Rise Apartment | Manchester Airport NH USA TMY3 WMO#=743945 | Natural Gas | 316950.0449 | 0 | 0 | 0 | 0 | 0 | 0 | 0 | 0 | 0 | 0 | 0 | 0 | 0 | 316950.0449 | 0 | 316950.0449 | 0 | 0 | 3708.3155 | 0 | 0 | 0 | 0 | 0 | 0 | 0 | 0 | 0 | 0 | 0 | 0 | 0 | 3708.3155 | 0 | 3708.3155 | 0 | 0 | 316.95 | 0 | 0 | 0 | 0 | 0 | 0 | 0 | 0 | 0 | 0 | 0 | 0 | 0 | 316.95 | 0 | 316.95 | 0 | 0 | 0 | 0 | 0 | 0 | 0 | 0 | 0 | 9.3936 | 0 | 0 | 0 | 9.3936 | 9.3936 | 9.3936 | 1
NH_5A_MA_2013_NG | 5A | MA | NG | 13885 | ASHRAE30pct-state-5A | ApartmentMidRise | STD2013 | NH-Manchester-NH | Zone5A | Zone5A(NH-Manchester-NH) | ASHRAE30pct-state-STD2013 | state | NH | 0.134 | 1.17 | ASHRAE30pct-state-5A_ApartmentMidRise_STD2013_NH-Manchester-NH.table.csv.gz | Mid-Rise Apartment | Manchester Airport NH USA TMY3 WMO#=743945 | Natural Gas | 273141.9376 | 0 | 0 | 0 | 0 | 0 | 0 | 0 | 0 | 0 | 0 | 0 | 0 | 0 | 273141.9376 | 0 | 273141.9376 | 0 | 0 | 3195.7607 | 0 | 0 | 0 | 0 | 0 | 0 | 0 | 0 | 0 | 0 | 0 | 0 | 0 | 3195.7607 | 0 | 3195.7607 | 0 | 0 | 273.1419 | 0 | 0 | 0 | 0 | 0 | 0 | 0 | 0 | 0 | 0 | 0 | 0 | 0 | 273.1419 | 0 | 273.1419 | 0 | 0 | 0 | 0 | 0 | 0 | 0 | 0 | 0 | 8.0953 | 0 | 0 | 0 | 8.0953 | 8.0953 | 8.0953 | 2
NJ_5A_MA_2010_EL | 5A | MA | EL | 12796 | ASHRAE30pct-state-5A | ApartmentMidRise | STD2010 | NJ-Allentown-PA | Zone5A | Zone5A(NJ-Allentown-PA) | ASHRAE30pct-state-STD2010 | state | NJ | 0.1283 | 0.84 | ASHRAE30pct-state-5A_ApartmentMidRise_STD2010_NJ-Allentown-PA.table.csv.gz | Mid-Rise Apartment | Allentown Lehigh Valley Intl PA USA TMY3 WMO#=725170 | Electricity | 0 | 32136.1114 | 37388.8892 | 11133.3334 | 142061.1122 | 0 | 57691.6671 | 0 | 0 | 0 | 0 | 115761.112 | 0 | 0 | 396172.2254 | 0 | 396172.2254 | 0 | 0 | 0 | 4123.0631 | 4796.9945 | 1428.4067 | 18226.4407 | 0 | 7401.8409 | 0 | 0 | 0 | 0 | 14852.1507 | 0 | 0 | 50828.8965 | 0 | 50828.8965 | 0 | 0 | 0 | 109.6796 | 127.6071 | 37.9977 | 484.8502 | 0 | 196.8999 | 0 | 0 | 0 | 0 | 395.0891 | 0 | 0 | 1352.1235 | 0 | 1352.1235 | 0 | 0 | 3.782 | 1.1262 | 14.3698 | 5.8356 | 0 | 0 | 3.2506 | 0 | 11.7095 | 0 | 0 | 40.0736 | 40.0736 | 40.0736 | 1
NJ_5A_MA_2013_EL | 5A | MA | EL | 13936 | ASHRAE30pct-state-5A | ApartmentMidRise | STD2013 | NJ-Allentown-PA | Zone5A | Zone5A(NJ-Allentown-PA) | ASHRAE30pct-state-STD2013 | state | NJ | 0.1283 | 0.84 | ASHRAE30pct-state-5A_ApartmentMidRise_STD2013_NJ-Allentown-PA.table.csv.gz | Mid-Rise Apartment | Allentown Lehigh Valley Intl PA USA TMY3 WMO#=725170 | Electricity | 0 | 26638.8891 | 30750.0002 | 11133.3334 | 141969.4456 | 0 | 54658.3338 | 0 | 0 | 0 | 0 | 115672.2231 | 0 | 0 | 380819.4475 | 0 | 380822.2253 | -2.7778 | -2.7778 | 0 | 3417.7695 | 3945.225 | 1428.4067 | 18214.6799 | 0 | 7012.6642 | 0 | 0 | 0 | 0 | 14840.7462 | 0 | 0 | 48859.1351 | 0 | 48859.4915 | -0.35639 | -0.35639 | 0 | 90.9177 | 104.9488 | 37.9977 | 484.5373 | 0 | 186.5472 | 0 | 0 | 0 | 0 | 394.7857 | 0 | 0 | 1299.725 | 0 | 1299.7344 | -0.0094805 | -0.0094805 | 3.1104 | 1.1262 | 14.3602 | 5.5288 | 0 | 0 | 2.6946 | 0 | 11.7005 | 0 | 0 | 38.5209 | 38.5206 | 38.5206 | 2
NJ_5A_MA_2010_NG | 5A | MA | NG | 12805 | ASHRAE30pct-state-5A | ApartmentMidRise | STD2010 | NJ-Allentown-PA | Zone5A | Zone5A(NJ-Allentown-PA) | ASHRAE30pct-state-STD2010 | state | NJ | 0.1283 | 0.84 | ASHRAE30pct-state-5A_ApartmentMidRise_STD2010_NJ-Allentown-PA.table.csv.gz | Mid-Rise Apartment | Allentown Lehigh Valley Intl PA USA TMY3 WMO#=725170 | Natural Gas | 330295.31 | 0 | 0 | 0 | 0 | 0 | 0 | 0 | 0 | 0 | 0 | 0 | 0 | 0 | 330295.31 | 0 | 330295.31 | 0 | 0 | 2774.4806 | 0 | 0 | 0 | 0 | 0 | 0 | 0 | 0 | 0 | 0 | 0 | 0 | 0 | 2774.4806 | 0 | 2774.4806 | 0 | 0 | 330.2953 | 0 | 0 | 0 | 0 | 0 | 0 | 0 | 0 | 0 | 0 | 0 | 0 | 0 | 330.2953 | 0 | 330.2953 | 0 | 0 | 0 | 0 | 0 | 0 | 0 | 0 | 0 | 9.7891 | 0 | 0 | 0 | 9.7891 | 9.7891 | 9.7891 | 1
NJ_5A_MA_2013_NG | 5A | MA | NG | 13945 | ASHRAE30pct-state-5A | ApartmentMidRise | STD2013 | NJ-Allentown-PA | Zone5A | Zone5A(NJ-Allentown-PA) | ASHRAE30pct-state-STD2013 | state | NJ | 0.1283 | 0.84 | ASHRAE30pct-state-5A_ApartmentMidRise_STD2013_NJ-Allentown-PA.table.csv.gz | Mid-Rise Apartment | Allentown Lehigh Valley Intl PA USA TMY3 WMO#=725170 | Natural Gas | 290050.9951 | 0 | 0 | 0 | 0 | 0 | 0 | 0 | 0 | 0 | 0 | 0 | 0 | 0 | 290050.9951 | 0 | 290050.9951 | 0 | 0 | 2436.4284 | 0 | 0 | 0 | 0 | 0 | 0 | 0 | 0 | 0 | 0 | 0 | 0 | 0 | 2436.4284 | 0 | 2436.4284 | 0 | 0 | 290.051 | 0 | 0 | 0 | 0 | 0 | 0 | 0 | 0 | 0 | 0 | 0 | 0 | 0 | 290.051 | 0 | 290.051 | 0 | 0 | 0 | 0 | 0 | 0 | 0 | 0 | 0 | 8.5964 | 0 | 0 | 0 | 8.5964 | 8.5964 | 8.5964 | 2
NY_5A_MA_2010_EL | 5A | MA | EL | 12856 | ASHRAE30pct-state-5A | ApartmentMidRise | STD2010 | NY-Albany-NY | Zone5A | Zone5A(NY-Albany-NY) | ASHRAE30pct-state-STD2010 | state | NY | 0.1508 | 0.73 | ASHRAE30pct-state-5A_ApartmentMidRise_STD2010_NY-Albany-NY.table.csv.gz | Mid-Rise Apartment | Albany County Ap NY USA TMY3 WMO#=725180 | Electricity | 0 | 26613.8891 | 37388.8892 | 11125.0001 | 142061.1122 | 0 | 56305.556 | 0 | 0 | 0 | 0 | 115808.3343 | 0 | 0 | 389302.7809 | 0 | 389302.7809 | 0 | 0 | 0 | 4013.3745 | 5638.2445 | 1677.65 | 21422.8157 | 0 | 8490.8778 | 0 | 0 | 0 | 0 | 17463.8968 | 0 | 0 | 58706.8594 | 0 | 58706.8594 | 0 | 0 | 0 | 90.8324 | 127.6071 | 37.9693 | 484.8502 | 0 | 192.1691 | 0 | 0 | 0 | 0 | 395.2503 | 0 | 0 | 1328.6783 | 0 | 1328.6783 | 0 | 0 | 3.782 | 1.1253 | 14.3698 | 5.6954 | 0 | 0 | 2.692 | 0 | 11.7142 | 0 | 0 | 39.3787 | 39.3787 | 39.3787 | 1
NY_5A_MA_2013_EL | 5A | MA | EL | 13996 | ASHRAE30pct-state-5A | ApartmentMidRise | STD2013 | NY-Albany-NY | Zone5A | Zone5A(NY-Albany-NY) | ASHRAE30pct-state-STD2013 | state | NY | 0.1508 | 0.73 | ASHRAE30pct-state-5A_ApartmentMidRise_STD2013_NY-Albany-NY.table.csv.gz | Mid-Rise Apartment | Albany County Ap NY USA TMY3 WMO#=725180 | Electricity | 0 | 21786.1113 | 30750.0002 | 11125.0001 | 141969.4456 | 0 | 53408.3338 | 0 | 0 | 0 | 0 | 115725.0009 | 0 | 0 | 374761.1141 | 0 | 374763.8919 | -2.7778 | -2.7778 | 0 | 3285.3456 | 4637.1 | 1677.65 | 21408.9924 | 0 | 8053.9767 | 0 | 0 | 0 | 0 | 17451.3301 | 0 | 0 | 56513.976 | 0 | 56514.3949 | -0.41889 | -0.41889 | 0 | 74.3553 | 104.9488 | 37.9693 | 484.5373 | 0 | 182.281 | 0 | 0 | 0 | 0 | 394.9658 | 0 | 0 | 1279.0481 | 0 | 1279.0575 | -0.0094805 | -0.0094805 | 3.1104 | 1.1253 | 14.3602 | 5.4024 | 0 | 0 | 2.2037 | 0 | 11.7058 | 0 | 0 | 37.9081 | 37.9078 | 37.9078 | 2
NY_5A_MA_2010_NG | 5A | MA | NG | 12865 | ASHRAE30pct-state-5A | ApartmentMidRise | STD2010 | NY-Albany-NY | Zone5A | Zone5A(NY-Albany-NY) | ASHRAE30pct-state-STD2010 | state | NY | 0.1508 | 0.73 | ASHRAE30pct-state-5A_ApartmentMidRise_STD2010_NY-Albany-NY.table.csv.gz | Mid-Rise Apartment | Albany County Ap NY USA TMY3 WMO#=725180 | Natural Gas | 434867.9728 | 0 | 0 | 0 | 0 | 0 | 0 | 0 | 0 | 0 | 0 | 0 | 0 | 0 | 434867.9728 | 0 | 434867.9728 | 0 | 0 | 3174.5362 | 0 | 0 | 0 | 0 | 0 | 0 | 0 | 0 | 0 | 0 | 0 | 0 | 0 | 3174.5362 | 0 | 3174.5362 | 0 | 0 | 434.868 | 0 | 0 | 0 | 0 | 0 | 0 | 0 | 0 | 0 | 0 | 0 | 0 | 0 | 434.868 | 0 | 434.868 | 0 | 0 | 0 | 0 | 0 | 0 | 0 | 0 | 0 | 12.8884 | 0 | 0 | 0 | 12.8884 | 12.8884 | 12.8884 | 1
NY_5A_MA_2013_NG | 5A | MA | NG | 14005 | ASHRAE30pct-state-5A | ApartmentMidRise | STD2013 | NY-Albany-NY | Zone5A | Zone5A(NY-Albany-NY) | ASHRAE30pct-state-STD2013 | state | NY | 0.1508 | 0.73 | ASHRAE30pct-state-5A_ApartmentMidRise_STD2013_NY-Albany-NY.table.csv.gz | Mid-Rise Apartment | Albany County Ap NY USA TMY3 WMO#=725180 | Natural Gas | 385827.915 | 0 | 0 | 0 | 0 | 0 | 0 | 0 | 0 | 0 | 0 | 0 | 0 | 0 | 385827.915 | 0 | 385827.915 | 0 | 0 | 2816.5438 | 0 | 0 | 0 | 0 | 0 | 0 | 0 | 0 | 0 | 0 | 0 | 0 | 0 | 2816.5438 | 0 | 2816.5438 | 0 | 0 | 385.8279 | 0 | 0 | 0 | 0 | 0 | 0 | 0 | 0 | 0 | 0 | 0 | 0 | 0 | 385.8279 | 0 | 385.8279 | 0 | 0 | 0 | 0 | 0 | 0 | 0 | 0 | 0 | 11.435 | 0 | 0 | 0 | 11.435 | 11.435 | 11.435 | 2
OH_5A_MA_2010_EL | 5A | MA | EL | 12916 | ASHRAE30pct-state-5A | ApartmentMidRise | STD2010 | OH-Columbus-OH | Zone5A | Zone5A(OH-Columbus-OH) | ASHRAE30pct-state-STD2010 | state | OH | 0.0947 | 0.7 | ASHRAE30pct-state-5A_ApartmentMidRise_STD2010_OH-Columbus-OH.table.csv.gz | Mid-Rise Apartment | Columbus Port Columbus Intl A OH USA TMY3 WMO#=724280 | Electricity | 0 | 33116.6669 | 37388.8892 | 11133.3334 | 142061.1122 | 0 | 58947.2227 | 0 | 0 | 0 | 0 | 115738.8898 | 0 | 0 | 398383.3365 | 0 | 398386.1143 | -2.7778 | -2.7778 | 0 | 3136.1484 | 3540.7278 | 1054.3267 | 13453.1873 | 0 | 5582.302 | 0 | 0 | 0 | 0 | 10960.4729 | 0 | 0 | 37726.902 | 0 | 37727.165 | -0.26306 | -0.26306 | 0 | 113.0262 | 127.6071 | 37.9977 | 484.8502 | 0 | 201.185 | 0 | 0 | 0 | 0 | 395.0132 | 0 | 0 | 1359.67 | 0 | 1359.6795 | -0.0094805 | -0.0094805 | 3.782 | 1.1262 | 14.3695 | 5.9626 | 0 | 0 | 3.3498 | 0 | 11.7072 | 0 | 0 | 40.2975 | 40.2973 | 40.2973 | 1
OH_5A_MA_2013_EL | 5A | MA | EL | 14056 | ASHRAE30pct-state-5A | ApartmentMidRise | STD2013 | OH-Columbus-OH | Zone5A | Zone5A(OH-Columbus-OH) | ASHRAE30pct-state-STD2013 | state | OH | 0.0947 | 0.7 | ASHRAE30pct-state-5A_ApartmentMidRise_STD2013_OH-Columbus-OH.table.csv.gz | Mid-Rise Apartment | Columbus Port Columbus Intl A OH USA TMY3 WMO#=724280 | Electricity | 0 | 27191.6669 | 30750.0002 | 11133.3334 | 141969.4456 | 0 | 55911.1116 | 0 | 0 | 0 | 0 | 115641.6676 | 0 | 0 | 382594.4475 | 0 | 382597.2253 | -2.7778 | -2.7778 | 0 | 2575.0509 | 2912.025 | 1054.3267 | 13444.5065 | 0 | 5294.7823 | 0 | 0 | 0 | 0 | 10951.2659 | 0 | 0 | 36231.6942 | 0 | 36231.9572 | -0.26306 | -0.26306 | 0 | 92.8043 | 104.9488 | 37.9977 | 484.5373 | 0 | 190.8229 | 0 | 0 | 0 | 0 | 394.6814 | 0 | 0 | 1305.783 | 0 | 1305.7925 | -0.0094805 | -0.0094805 | 3.1104 | 1.1262 | 14.3602 | 5.6555 | 0 | 0 | 2.7505 | 0 | 11.6974 | 0 | 0 | 38.7005 | 38.7002 | 38.7002 | 2
OH_5A_MA_2010_NG | 5A | MA | NG | 12925 | ASHRAE30pct-state-5A | ApartmentMidRise | STD2010 | OH-Columbus-OH | Zone5A | Zone5A(OH-Columbus-OH) | ASHRAE30pct-state-STD2010 | state | OH | 0.0947 | 0.7 | ASHRAE30pct-state-5A_ApartmentMidRise_STD2010_OH-Columbus-OH.table.csv.gz | Mid-Rise Apartment | Columbus Port Columbus Intl A OH USA TMY3 WMO#=724280 | Natural Gas | 298581.3491 | 0 | 0 | 0 | 0 | 0 | 0 | 0 | 0 | 0 | 0 | 0 | 0 | 0 | 298581.3491 | 0 | 298581.3491 | 0 | 0 | 2090.0694 | 0 | 0 | 0 | 0 | 0 | 0 | 0 | 0 | 0 | 0 | 0 | 0 | 0 | 2090.0694 | 0 | 2090.0694 | 0 | 0 | 298.5813 | 0 | 0 | 0 | 0 | 0 | 0 | 0 | 0 | 0 | 0 | 0 | 0 | 0 | 298.5813 | 0 | 298.5813 | 0 | 0 | 0 | 0 | 0 | 0 | 0 | 0 | 0 | 8.8492 | 0 | 0 | 0 | 8.8492 | 8.8492 | 8.8492 | 1
OH_5A_MA_2013_NG | 5A | MA | NG | 14065 | ASHRAE30pct-state-5A | ApartmentMidRise | STD2013 | OH-Columbus-OH | Zone5A | Zone5A(OH-Columbus-OH) | ASHRAE30pct-state-STD2013 | state | OH | 0.0947 | 0.7 | ASHRAE30pct-state-5A_ApartmentMidRise_STD2013_OH-Columbus-OH.table.csv.gz | Mid-Rise Apartment | Columbus Port Columbus Intl A OH USA TMY3 WMO#=724280 | Natural Gas | 259654.5 | 0 | 0 | 0 | 0 | 0 | 0 | 0 | 0 | 0 | 0 | 0 | 0 | 0 | 259654.5 | 0 | 259654.5 | 0 | 0 | 1817.5815 | 0 | 0 | 0 | 0 | 0 | 0 | 0 | 0 | 0 | 0 | 0 | 0 | 0 | 1817.5815 | 0 | 1817.5815 | 0 | 0 | 259.6545 | 0 | 0 | 0 | 0 | 0 | 0 | 0 | 0 | 0 | 0 | 0 | 0 | 0 | 259.6545 | 0 | 259.6545 | 0 | 0 | 0 | 0 | 0 | 0 | 0 | 0 | 0 | 7.6955 | 0 | 0 | 0 | 7.6955 | 7.6955 | 7.6955 | 2
PA_5A_MA_2010_EL | 5A | MA | EL | 12976 | ASHRAE30pct-state-5A | ApartmentMidRise | STD2010 | PA-Harrisburg-PA | Zone5A | Zone5A(PA-Harrisburg-PA) | ASHRAE30pct-state-STD2010 | state | PA | 0.0937 | 1 | ASHRAE30pct-state-5A_ApartmentMidRise_STD2010_PA-Harrisburg-PA.table.csv.gz | Mid-Rise Apartment | Middletown Harrisburg Intl Ap PA USA TMY3 WMO#=725115 | Electricity | 0 | 36666.667 | 37388.8892 | 11133.3334 | 142061.1122 | 0 | 59511.1116 | 0 | 0 | 0 | 0 | 115777.7787 | 0 | 0 | 402538.8921 | 0 | 402538.8921 | 0 | 0 | 0 | 3435.6667 | 3503.3389 | 1043.1933 | 13311.1262 | 0 | 5576.1912 | 0 | 0 | 0 | 0 | 10848.3779 | 0 | 0 | 37717.8942 | 0 | 37717.8942 | 0 | 0 | 0 | 125.1422 | 127.6071 | 37.9977 | 484.8502 | 0 | 203.1096 | 0 | 0 | 0 | 0 | 395.146 | 0 | 0 | 1373.8528 | 0 | 1373.8528 | 0 | 0 | 3.782 | 1.1262 | 14.3698 | 6.0197 | 0 | 0 | 3.7089 | 0 | 11.7112 | 0 | 0 | 40.7176 | 40.7176 | 40.7176 | 1
PA_5A_MA_2013_EL | 5A | MA | EL | 14116 | ASHRAE30pct-state-5A | ApartmentMidRise | STD2013 | PA-Harrisburg-PA | Zone5A | Zone5A(PA-Harrisburg-PA) | ASHRAE30pct-state-STD2013 | state | PA | 0.0937 | 1 | ASHRAE30pct-state-5A_ApartmentMidRise_STD2013_PA-Harrisburg-PA.table.csv.gz | Mid-Rise Apartment | Middletown Harrisburg Intl Ap PA USA TMY3 WMO#=725115 | Electricity | 0 | 30783.3336 | 30750.0002 | 11133.3334 | 141969.4456 | 0 | 56308.3338 | 0 | 0 | 0 | 0 | 115700.0009 | 0 | 0 | 386641.6698 | 0 | 386644.4475 | -2.7778 | -2.7778 | 0 | 2884.3984 | 2881.275 | 1043.1933 | 13302.5371 | 0 | 5276.0909 | 0 | 0 | 0 | 0 | 10841.0901 | 0 | 0 | 36228.3245 | 0 | 36228.5847 | -0.26028 | -0.26028 | 0 | 105.0626 | 104.9488 | 37.9977 | 484.5373 | 0 | 192.1786 | 0 | 0 | 0 | 0 | 394.8805 | 0 | 0 | 1319.596 | 0 | 1319.6055 | -0.0094805 | -0.0094805 | 3.1104 | 1.1262 | 14.3602 | 5.6957 | 0 | 0 | 3.1138 | 0 | 11.7033 | 0 | 0 | 39.1099 | 39.1096 | 39.1096 | 2
PA_5A_MA_2010_NG | 5A | MA | NG | 12985 | ASHRAE30pct-state-5A | ApartmentMidRise | STD2010 | PA-Harrisburg-PA | Zone5A | Zone5A(PA-Harrisburg-PA) | ASHRAE30pct-state-STD2010 | state | PA | 0.0937 | 1 | ASHRAE30pct-state-5A_ApartmentMidRise_STD2010_PA-Harrisburg-PA.table.csv.gz | Mid-Rise Apartment | Middletown Harrisburg Intl Ap PA USA TMY3 WMO#=725115 | Natural Gas | 371468.4857 | 0 | 0 | 0 | 0 | 0 | 0 | 0 | 0 | 0 | 0 | 0 | 0 | 0 | 371468.4857 | 0 | 371468.4857 | 0 | 0 | 3714.6849 | 0 | 0 | 0 | 0 | 0 | 0 | 0 | 0 | 0 | 0 | 0 | 0 | 0 | 3714.6849 | 0 | 3714.6849 | 0 | 0 | 371.4685 | 0 | 0 | 0 | 0 | 0 | 0 | 0 | 0 | 0 | 0 | 0 | 0 | 0 | 371.4685 | 0 | 371.4685 | 0 | 0 | 0 | 0 | 0 | 0 | 0 | 0 | 0 | 11.0094 | 0 | 0 | 0 | 11.0094 | 11.0094 | 11.0094 | 1
PA_5A_MA_2013_NG | 5A | MA | NG | 14125 | ASHRAE30pct-state-5A | ApartmentMidRise | STD2013 | PA-Harrisburg-PA | Zone5A | Zone5A(PA-Harrisburg-PA) | ASHRAE30pct-state-STD2013 | state | PA | 0.0937 | 1 | ASHRAE30pct-state-5A_ApartmentMidRise_STD2013_PA-Harrisburg-PA.table.csv.gz | Mid-Rise Apartment | Middletown Harrisburg Intl Ap PA USA TMY3 WMO#=725115 | Natural Gas | 326655.6922 | 0 | 0 | 0 | 0 | 0 | 0 | 0 | 0 | 0 | 0 | 0 | 0 | 0 | 326655.6922 | 0 | 326655.6922 | 0 | 0 | 3266.5569 | 0 | 0 | 0 | 0 | 0 | 0 | 0 | 0 | 0 | 0 | 0 | 0 | 0 | 3266.5569 | 0 | 3266.5569 | 0 | 0 | 326.6557 | 0 | 0 | 0 | 0 | 0 | 0 | 0 | 0 | 0 | 0 | 0 | 0 | 0 | 326.6557 | 0 | 326.6557 | 0 | 0 | 0 | 0 | 0 | 0 | 0 | 0 | 0 | 9.6813 | 0 | 0 | 0 | 9.6813 | 9.6813 | 9.6813 | 2
RI_5A_MA_2010_EL | 5A | MA | EL | 13036 | ASHRAE30pct-state-5A | ApartmentMidRise | STD2010 | RI-Providence-RI | Zone5A | Zone5A(RI-Providence-RI) | ASHRAE30pct-state-STD2010 | state | RI | 0.1204 | 1.33 | ASHRAE30pct-state-5A_ApartmentMidRise_STD2010_RI-Providence-RI.table.csv.gz | Mid-Rise Apartment | Providence T F Green State Ar RI USA TMY3 WMO#=725070 | Electricity | 0 | 29336.1113 | 37388.8892 | 11144.4445 | 142061.1122 | 0 | 56938.8893 | 0 | 0 | 0 | 0 | 115794.4454 | 0 | 0 | 392663.892 | 0 | 392663.892 | 0 | 0 | 0 | 3532.0678 | 4501.6223 | 1341.7911 | 17104.1579 | 0 | 6855.4423 | 0 | 0 | 0 | 0 | 13941.6512 | 0 | 0 | 47276.7326 | 0 | 47276.7326 | 0 | 0 | 0 | 100.1232 | 127.6071 | 38.0356 | 484.8502 | 0 | 194.3307 | 0 | 0 | 0 | 0 | 395.2029 | 0 | 0 | 1340.1497 | 0 | 1340.1497 | 0 | 0 | 3.782 | 1.1273 | 14.3698 | 5.7595 | 0 | 0 | 2.9674 | 0 | 11.7128 | 0 | 0 | 39.7187 | 39.7187 | 39.7187 | 1
RI_5A_MA_2013_EL | 5A | MA | EL | 14176 | ASHRAE30pct-state-5A | ApartmentMidRise | STD2013 | RI-Providence-RI | Zone5A | Zone5A(RI-Providence-RI) | ASHRAE30pct-state-STD2013 | state | RI | 0.1204 | 1.33 | ASHRAE30pct-state-5A_ApartmentMidRise_STD2013_RI-Providence-RI.table.csv.gz | Mid-Rise Apartment | Providence T F Green State Ar RI USA TMY3 WMO#=725070 | Electricity | 0 | 24066.6669 | 30750.0002 | 11144.4445 | 141969.4456 | 0 | 53891.6671 | 0 | 0 | 0 | 0 | 115711.112 | 0 | 0 | 377530.5586 | 0 | 377533.3364 | -2.7778 | -2.7778 | 0 | 2897.6267 | 3702.3 | 1341.7911 | 17093.1212 | 0 | 6488.5567 | 0 | 0 | 0 | 0 | 13931.6179 | 0 | 0 | 45454.6793 | 0 | 45455.0137 | -0.33444 | -0.33444 | 0 | 82.1388 | 104.9488 | 38.0356 | 484.5373 | 0 | 183.9306 | 0 | 0 | 0 | 0 | 394.9184 | 0 | 0 | 1288.5001 | 0 | 1288.5096 | -0.0094805 | -0.0094805 | 3.1104 | 1.1273 | 14.3602 | 5.4512 | 0 | 0 | 2.4344 | 0 | 11.7044 | 0 | 0 | 38.1882 | 38.188 | 38.188 | 2
RI_5A_MA_2010_NG | 5A | MA | NG | 13045 | ASHRAE30pct-state-5A | ApartmentMidRise | STD2010 | RI-Providence-RI | Zone5A | Zone5A(RI-Providence-RI) | ASHRAE30pct-state-STD2010 | state | RI | 0.1204 | 1.33 | ASHRAE30pct-state-5A_ApartmentMidRise_STD2010_RI-Providence-RI.table.csv.gz | Mid-Rise Apartment | Providence T F Green State Ar RI USA TMY3 WMO#=725070 | Natural Gas | 329764.5324 | 0 | 0 | 0 | 0 | 0 | 0 | 0 | 0 | 0 | 0 | 0 | 0 | 0 | 329764.5324 | 0 | 329764.5324 | 0 | 0 | 4385.8683 | 0 | 0 | 0 | 0 | 0 | 0 | 0 | 0 | 0 | 0 | 0 | 0 | 0 | 4385.8683 | 0 | 4385.8683 | 0 | 0 | 329.7645 | 0 | 0 | 0 | 0 | 0 | 0 | 0 | 0 | 0 | 0 | 0 | 0 | 0 | 329.7645 | 0 | 329.7645 | 0 | 0 | 0 | 0 | 0 | 0 | 0 | 0 | 0 | 9.7734 | 0 | 0 | 0 | 9.7734 | 9.7734 | 9.7734 | 1
RI_5A_MA_2013_NG | 5A | MA | NG | 14185 | ASHRAE30pct-state-5A | ApartmentMidRise | STD2013 | RI-Providence-RI | Zone5A | Zone5A(RI-Providence-RI) | ASHRAE30pct-state-STD2013 | state | RI | 0.1204 | 1.33 | ASHRAE30pct-state-5A_ApartmentMidRise_STD2013_RI-Providence-RI.table.csv.gz | Mid-Rise Apartment | Providence T F Green State Ar RI USA TMY3 WMO#=725070 | Natural Gas | 288629.2694 | 0 | 0 | 0 | 0 | 0 | 0 | 0 | 0 | 0 | 0 | 0 | 0 | 0 | 288629.2694 | 0 | 288629.2694 | 0 | 0 | 3838.7693 | 0 | 0 | 0 | 0 | 0 | 0 | 0 | 0 | 0 | 0 | 0 | 0 | 0 | 3838.7693 | 0 | 3838.7693 | 0 | 0 | 288.6293 | 0 | 0 | 0 | 0 | 0 | 0 | 0 | 0 | 0 | 0 | 0 | 0 | 0 | 288.6293 | 0 | 288.6293 | 0 | 0 | 0 | 0 | 0 | 0 | 0 | 0 | 0 | 8.5543 | 0 | 0 | 0 | 8.5543 | 8.5543 | 8.5543 | 2
SD_5A_MA_2010_EL | 5A | MA | EL | 13096 | ASHRAE30pct-state-5A | ApartmentMidRise | STD2010 | SD-SiouxCity-IA | Zone5A | Zone5A(SD-SiouxCity-IA) | ASHRAE30pct-state-STD2010 | state | SD | 0.0801 | 0.63 | ASHRAE30pct-state-5A_ApartmentMidRise_STD2010_SD-SiouxCity-IA.table.csv.gz | Mid-Rise Apartment | Sioux City Sioux Gateway Ap IA USA TMY3 WMO#=725570 | Electricity | 0 | 36816.667 | 37388.8892 | 11127.7779 | 142061.1122 | 0 | 63155.5561 | 0 | 0 | 0 | 0 | 115780.5565 | 0 | 0 | 406327.781 | 0 | 406330.5588 | -2.7778 | -2.7778 | 0 | 2949.015 | 2994.85 | 891.335 | 11379.0951 | 0 | 5058.76 | 0 | 0 | 0 | 0 | 9274.0226 | 0 | 0 | 32546.8553 | 0 | 32547.0778 | -0.2225 | -0.2225 | 0 | 125.6541 | 127.6071 | 37.9788 | 484.8502 | 0 | 215.548 | 0 | 0 | 0 | 0 | 395.1555 | 0 | 0 | 1386.7841 | 0 | 1386.7936 | -0.0094805 | -0.0094805 | 3.782 | 1.1256 | 14.3695 | 6.3883 | 0 | 0 | 3.7241 | 0 | 11.7114 | 0 | 0 | 41.1011 | 41.1009 | 41.1009 | 1
SD_5A_MA_2013_EL | 5A | MA | EL | 14236 | ASHRAE30pct-state-5A | ApartmentMidRise | STD2013 | SD-SiouxCity-IA | Zone5A | Zone5A(SD-SiouxCity-IA) | ASHRAE30pct-state-STD2013 | state | SD | 0.0801 | 0.63 | ASHRAE30pct-state-5A_ApartmentMidRise_STD2013_SD-SiouxCity-IA.table.csv.gz | Mid-Rise Apartment | Sioux City Sioux Gateway Ap IA USA TMY3 WMO#=725570 | Electricity | 0 | 30875.0002 | 30750.0002 | 11127.7779 | 141969.4456 | 0 | 59763.8894 | 0 | 0 | 0 | 0 | 115702.7787 | 0 | 0 | 390186.1142 | 0 | 390188.892 | -2.7778 | -2.7778 | 0 | 2473.0875 | 2463.075 | 891.335 | 11371.7526 | 0 | 4787.0875 | 0 | 0 | 0 | 0 | 9267.7926 | 0 | 0 | 31253.9078 | 0 | 31254.1303 | -0.2225 | -0.2225 | 0 | 105.3754 | 104.9488 | 37.9788 | 484.5373 | 0 | 203.9723 | 0 | 0 | 0 | 0 | 394.89 | 0 | 0 | 1331.6931 | 0 | 1331.7026 | -0.0094805 | -0.0094805 | 3.1104 | 1.1256 | 14.3602 | 6.0452 | 0 | 0 | 3.1231 | 0 | 11.7036 | 0 | 0 | 39.4684 | 39.4681 | 39.4681 | 2
SD_5A_MA_2010_NG | 5A | MA | NG | 13105 | ASHRAE30pct-state-5A | ApartmentMidRise | STD2010 | SD-SiouxCity-IA | Zone5A | Zone5A(SD-SiouxCity-IA) | ASHRAE30pct-state-STD2010 | state | SD | 0.0801 | 0.63 | ASHRAE30pct-state-5A_ApartmentMidRise_STD2010_SD-SiouxCity-IA.table.csv.gz | Mid-Rise Apartment | Sioux City Sioux Gateway Ap IA USA TMY3 WMO#=725570 | Natural Gas | 495916.8735 | 0 | 0 | 0 | 0 | 0 | 0 | 0 | 0 | 0 | 0 | 0 | 0 | 0 | 495916.8735 | 0 | 495916.8735 | 0 | 0 | 3124.2763 | 0 | 0 | 0 | 0 | 0 | 0 | 0 | 0 | 0 | 0 | 0 | 0 | 0 | 3124.2763 | 0 | 3124.2763 | 0 | 0 | 495.9169 | 0 | 0 | 0 | 0 | 0 | 0 | 0 | 0 | 0 | 0 | 0 | 0 | 0 | 495.9169 | 0 | 495.9169 | 0 | 0 | 0 | 0 | 0 | 0 | 0 | 0 | 0 | 14.6978 | 0 | 0 | 0 | 14.6978 | 14.6978 | 14.6978 | 1
SD_5A_MA_2013_NG | 5A | MA | NG | 14245 | ASHRAE30pct-state-5A | ApartmentMidRise | STD2013 | SD-SiouxCity-IA | Zone5A | Zone5A(SD-SiouxCity-IA) | ASHRAE30pct-state-STD2013 | state | SD | 0.0801 | 0.63 | ASHRAE30pct-state-5A_ApartmentMidRise_STD2013_SD-SiouxCity-IA.table.csv.gz | Mid-Rise Apartment | Sioux City Sioux Gateway Ap IA USA TMY3 WMO#=725570 | Natural Gas | 444952.747 | 0 | 0 | 0 | 0 | 0 | 0 | 0 | 0 | 0 | 0 | 0 | 0 | 0 | 444952.747 | 0 | 444952.747 | 0 | 0 | 2803.2023 | 0 | 0 | 0 | 0 | 0 | 0 | 0 | 0 | 0 | 0 | 0 | 0 | 0 | 2803.2023 | 0 | 2803.2023 | 0 | 0 | 444.9527 | 0 | 0 | 0 | 0 | 0 | 0 | 0 | 0 | 0 | 0 | 0 | 0 | 0 | 444.9527 | 0 | 444.9527 | 0 | 0 | 0 | 0 | 0 | 0 | 0 | 0 | 0 | 13.1873 | 0 | 0 | 0 | 13.1873 | 13.1873 | 13.1873 | 2
WV_5A_MA_2010_EL | 5A | MA | EL | 13156 | ASHRAE30pct-state-5A | ApartmentMidRise | STD2010 | WV-Elkins-WV | Zone5A | Zone5A(WV-Elkins-WV) | ASHRAE30pct-state-STD2010 | state | WV | 0.0842 | 0.92 | ASHRAE30pct-state-5A_ApartmentMidRise_STD2010_WV-Elkins-WV.table.csv.gz | Mid-Rise Apartment | Elkins Elkins Randolph Co Arp WV USA TMY3 WMO#=724170 | Electricity | 0 | 27191.6669 | 37388.8892 | 11144.4445 | 142061.1122 | 0 | 56238.8893 | 0 | 0 | 0 | 0 | 115763.8898 | 0 | 0 | 389788.892 | 0 | 389788.892 | 0 | 0 | 0 | 2289.5384 | 3148.1445 | 938.3622 | 11961.5457 | 0 | 4735.3145 | 0 | 0 | 0 | 0 | 9747.3195 | 0 | 0 | 32820.2247 | 0 | 32820.2247 | 0 | 0 | 0 | 92.8043 | 127.6071 | 38.0356 | 484.8502 | 0 | 191.9416 | 0 | 0 | 0 | 0 | 395.0986 | 0 | 0 | 1330.3374 | 0 | 1330.3374 | 0 | 0 | 3.782 | 1.1273 | 14.3698 | 5.6887 | 0 | 0 | 2.7505 | 0 | 11.7097 | 0 | 0 | 39.4279 | 39.4279 | 39.4279 | 1
WV_5A_MA_2013_EL | 5A | MA | EL | 14296 | ASHRAE30pct-state-5A | ApartmentMidRise | STD2013 | WV-Elkins-WV | Zone5A | Zone5A(WV-Elkins-WV) | ASHRAE30pct-state-STD2013 | state | WV | 0.0842 | 0.92 | ASHRAE30pct-state-5A_ApartmentMidRise_STD2013_WV-Elkins-WV.table.csv.gz | Mid-Rise Apartment | Elkins Elkins Randolph Co Arp WV USA TMY3 WMO#=724170 | Electricity | 0 | 22250.0002 | 30750.0002 | 11144.4445 | 141969.4456 | 0 | 53605.556 | 0 | 0 | 0 | 0 | 115663.8898 | 0 | 0 | 375380.5586 | 0 | 375383.3363 | -2.7778 | -2.7778 | 0 | 1873.45 | 2589.15 | 938.3622 | 11953.8273 | 0 | 4513.5878 | 0 | 0 | 0 | 0 | 9738.8995 | 0 | 0 | 31607.043 | 0 | 31607.2769 | -0.23389 | -0.23389 | 0 | 75.9386 | 104.9488 | 38.0356 | 484.5373 | 0 | 182.9541 | 0 | 0 | 0 | 0 | 394.7573 | 0 | 0 | 1281.1622 | 0 | 1281.1717 | -0.0094805 | -0.0094805 | 3.1104 | 1.1273 | 14.3602 | 5.4223 | 0 | 0 | 2.2506 | 0 | 11.6996 | 0 | 0 | 37.9708 | 37.9705 | 37.9705 | 2
WV_5A_MA_2010_NG | 5A | MA | NG | 13165 | ASHRAE30pct-state-5A | ApartmentMidRise | STD2010 | WV-Elkins-WV | Zone5A | Zone5A(WV-Elkins-WV) | ASHRAE30pct-state-STD2010 | state | WV | 0.0842 | 0.92 | ASHRAE30pct-state-5A_ApartmentMidRise_STD2010_WV-Elkins-WV.table.csv.gz | Mid-Rise Apartment | Elkins Elkins Randolph Co Arp WV USA TMY3 WMO#=724170 | Natural Gas | 276639.3828 | 0 | 0 | 0 | 0 | 0 | 0 | 0 | 0 | 0 | 0 | 0 | 0 | 0 | 276639.3828 | 0 | 276639.3828 | 0 | 0 | 2545.0823 | 0 | 0 | 0 | 0 | 0 | 0 | 0 | 0 | 0 | 0 | 0 | 0 | 0 | 2545.0823 | 0 | 2545.0823 | 0 | 0 | 276.6394 | 0 | 0 | 0 | 0 | 0 | 0 | 0 | 0 | 0 | 0 | 0 | 0 | 0 | 276.6394 | 0 | 276.6394 | 0 | 0 | 0 | 0 | 0 | 0 | 0 | 0 | 0 | 8.1989 | 0 | 0 | 0 | 8.1989 | 8.1989 | 8.1989 | 1
WV_5A_MA_2013_NG | 5A | MA | NG | 14305 | ASHRAE30pct-state-5A | ApartmentMidRise | STD2013 | WV-Elkins-WV | Zone5A | Zone5A(WV-Elkins-WV) | ASHRAE30pct-state-STD2013 | state | WV | 0.0842 | 0.92 | ASHRAE30pct-state-5A_ApartmentMidRise_STD2013_WV-Elkins-WV.table.csv.gz | Mid-Rise Apartment | Elkins Elkins Randolph Co Arp WV USA TMY3 WMO#=724170 | Natural Gas | 234888.0387 | 0 | 0 | 0 | 0 | 0 | 0 | 0 | 0 | 0 | 0 | 0 | 0 | 0 | 234888.0387 | 0 | 234888.0387 | 0 | 0 | 2160.97 | 0 | 0 | 0 | 0 | 0 | 0 | 0 | 0 | 0 | 0 | 0 | 0 | 0 | 2160.97 | 0 | 2160.97 | 0 | 0 | 234.888 | 0 | 0 | 0 | 0 | 0 | 0 | 0 | 0 | 0 | 0 | 0 | 0 | 0 | 234.888 | 0 | 234.888 | 0 | 0 | 0 | 0 | 0 | 0 | 0 | 0 | 0 | 6.9615 | 0 | 0 | 0 | 6.9615 | 6.9615 | 6.9615 | 2
AZ_5B_MA_2010_EL | 5B | MA | EL | 14956 | ASHRAE30pct-state-5B | ApartmentMidRise | STD2010 | AZ-Winslow-AZ | Zone5B | Zone5B(AZ-Winslow-AZ) | ASHRAE30pct-state-STD2010 | state | AZ | 0.0954 | 0.95 | ASHRAE30pct-state-5B_ApartmentMidRise_STD2010_AZ-Winslow-AZ.table.csv.gz | Mid-Rise Apartment | Winslow Municipal Ap AZ USA TMY3 WMO#=723740 | Electricity | 0 | 44127.7781 | 37388.8892 | 11144.4445 | 142061.1122 | 0 | 69305.5561 | 0 | 0 | 0 | 0 | 114486.112 | 0 | 0 | 418513.8922 | 0 | 418513.8922 | 0 | 0 | 0 | 4209.79 | 3566.9 | 1063.18 | 13552.6301 | 0 | 6611.7501 | 0 | 0 | 0 | 0 | 10921.9751 | 0 | 0 | 39926.2253 | 0 | 39926.2253 | 0 | 0 | 0 | 150.6067 | 127.6071 | 38.0356 | 484.8502 | 0 | 236.5377 | 0 | 0 | 0 | 0 | 390.7376 | 0 | 0 | 1428.3749 | 0 | 1428.3749 | 0 | 0 | 3.782 | 1.1273 | 14.3698 | 7.0104 | 0 | 0 | 4.4636 | 0 | 11.5805 | 0 | 0 | 42.3335 | 42.3335 | 42.3335 | 1
AZ_5B_MA_2013_EL | 5B | MA | EL | 15556 | ASHRAE30pct-state-5B | ApartmentMidRise | STD2013 | AZ-Winslow-AZ | Zone5B | Zone5B(AZ-Winslow-AZ) | ASHRAE30pct-state-STD2013 | state | AZ | 0.0954 | 0.95 | ASHRAE30pct-state-5B_ApartmentMidRise_STD2013_AZ-Winslow-AZ.table.csv.gz | Mid-Rise Apartment | Winslow Municipal Ap AZ USA TMY3 WMO#=723740 | Electricity | 0 | 38238.8892 | 30750.0002 | 11144.4445 | 141969.4456 | 0 | 65288.8894 | 0 | 0 | 0 | 0 | 114388.8898 | 0 | 0 | 401780.5588 | 0 | 401780.5588 | 0 | 0 | 0 | 3647.99 | 2933.55 | 1063.18 | 13543.8851 | 0 | 6228.56 | 0 | 0 | 0 | 0 | 10912.7001 | 0 | 0 | 38329.8653 | 0 | 38329.8653 | 0 | 0 | 0 | 130.5081 | 104.9488 | 38.0356 | 484.5373 | 0 | 222.829 | 0 | 0 | 0 | 0 | 390.4057 | 0 | 0 | 1371.2646 | 0 | 1371.2646 | 0 | 0 | 3.1104 | 1.1273 | 14.3605 | 6.6041 | 0 | 0 | 3.8679 | 0 | 11.5707 | 0 | 0 | 40.6409 | 40.6409 | 40.6409 | 2
AZ_5B_MA_2010_NG | 5B | MA | NG | 14965 | ASHRAE30pct-state-5B | ApartmentMidRise | STD2010 | AZ-Winslow-AZ | Zone5B | Zone5B(AZ-Winslow-AZ) | ASHRAE30pct-state-STD2010 | state | AZ | 0.0954 | 0.95 | ASHRAE30pct-state-5B_ApartmentMidRise_STD2010_AZ-Winslow-AZ.table.csv.gz | Mid-Rise Apartment | Winslow Municipal Ap AZ USA TMY3 WMO#=723740 | Natural Gas | 95852.7453 | 0 | 0 | 0 | 0 | 0 | 0 | 0 | 0 | 0 | 0 | 0 | 0 | 0 | 95852.7453 | 0 | 95852.7453 | 0 | 0 | 910.6011 | 0 | 0 | 0 | 0 | 0 | 0 | 0 | 0 | 0 | 0 | 0 | 0 | 0 | 910.6011 | 0 | 910.6011 | 0 | 0 | 95.8527 | 0 | 0 | 0 | 0 | 0 | 0 | 0 | 0 | 0 | 0 | 0 | 0 | 0 | 95.8527 | 0 | 95.8527 | 0 | 0 | 0 | 0 | 0 | 0 | 0 | 0 | 0 | 2.8408 | 0 | 0 | 0 | 2.8408 | 2.8408 | 2.8408 | 1
AZ_5B_MA_2013_NG | 5B | MA | NG | 15565 | ASHRAE30pct-state-5B | ApartmentMidRise | STD2013 | AZ-Winslow-AZ | Zone5B | Zone5B(AZ-Winslow-AZ) | ASHRAE30pct-state-STD2013 | state | AZ | 0.0954 | 0.95 | ASHRAE30pct-state-5B_ApartmentMidRise_STD2013_AZ-Winslow-AZ.table.csv.gz | Mid-Rise Apartment | Winslow Municipal Ap AZ USA TMY3 WMO#=723740 | Natural Gas | 73019.8309 | 0 | 0 | 0 | 0 | 0 | 0 | 0 | 0 | 0 | 0 | 0 | 0 | 0 | 73019.8309 | 0 | 73019.8309 | 0 | 0 | 693.6884 | 0 | 0 | 0 | 0 | 0 | 0 | 0 | 0 | 0 | 0 | 0 | 0 | 0 | 693.6884 | 0 | 693.6884 | 0 | 0 | 73.0198 | 0 | 0 | 0 | 0 | 0 | 0 | 0 | 0 | 0 | 0 | 0 | 0 | 0 | 73.0198 | 0 | 73.0198 | 0 | 0 | 0 | 0 | 0 | 0 | 0 | 0 | 0 | 2.1641 | 0 | 0 | 0 | 2.1641 | 2.1641 | 2.1641 | 2
CA_5B_MA_2010_EL | 5B | MA | EL | 15016 | ASHRAE30pct-state-5B | ApartmentMidRise | STD2010 | CA-Reno-NV | Zone5B | Zone5B(CA-Reno-NV) | ASHRAE30pct-state-STD2010 | state | CA | 0.136 | 0.7 | ASHRAE30pct-state-5B_ApartmentMidRise_STD2010_CA-Reno-NV.table.csv.gz | Mid-Rise Apartment | Reno Tahoe International Ap NV USA TMY3 WMO#=724880 | Electricity | 0 | 33983.3336 | 37388.8892 | 11130.5556 | 142061.1122 | 0 | 67147.2228 | 0 | 0 | 0 | 0 | 114566.6676 | 0 | 0 | 406275.0033 | 0 | 406277.781 | -2.7778 | -2.7778 | 0 | 4621.7334 | 5084.8889 | 1513.7556 | 19320.3113 | 0 | 9132.0223 | 0 | 0 | 0 | 0 | 15581.0668 | 0 | 0 | 55253.4004 | 0 | 55253.7782 | -0.37778 | -0.37778 | 0 | 115.9841 | 127.6071 | 37.9882 | 484.8502 | 0 | 229.1714 | 0 | 0 | 0 | 0 | 391.0125 | 0 | 0 | 1386.604 | 0 | 1386.6135 | -0.0094805 | -0.0094805 | 3.782 | 1.1259 | 14.3695 | 6.7921 | 0 | 0 | 3.4375 | 0 | 11.5886 | 0 | 0 | 41.0958 | 41.0955 | 41.0955 | 1
CA_5B_MA_2013_EL | 5B | MA | EL | 15616 | ASHRAE30pct-state-5B | ApartmentMidRise | STD2013 | CA-Reno-NV | Zone5B | Zone5B(CA-Reno-NV) | ASHRAE30pct-state-STD2013 | state | CA | 0.136 | 0.7 | ASHRAE30pct-state-5B_ApartmentMidRise_STD2013_CA-Reno-NV.table.csv.gz | Mid-Rise Apartment | Reno Tahoe International Ap NV USA TMY3 WMO#=724880 | Electricity | 0 | 29630.5558 | 30750.0002 | 11130.5556 | 141969.4456 | 0 | 63380.5561 | 0 | 0 | 0 | 0 | 114477.7787 | 0 | 0 | 391333.3365 | 0 | 391338.892 | -5.5556 | -5.5556 | 0 | 4029.7556 | 4182 | 1513.7556 | 19307.8446 | 0 | 8619.7556 | 0 | 0 | 0 | 0 | 15568.9779 | 0 | 0 | 53221.3338 | 0 | 53222.0893 | -0.75556 | -0.75556 | 0 | 101.1282 | 104.9488 | 37.9882 | 484.5373 | 0 | 216.3159 | 0 | 0 | 0 | 0 | 390.7091 | 0 | 0 | 1335.6085 | 0 | 1335.6275 | -0.018961 | -0.018961 | 3.1104 | 1.1259 | 14.3599 | 6.4111 | 0 | 0 | 2.9972 | 0 | 11.5797 | 0 | 0 | 39.5847 | 39.5841 | 39.5841 | 2
CA_5B_MA_2010_NG | 5B | MA | NG | 15025 | ASHRAE30pct-state-5B | ApartmentMidRise | STD2010 | CA-Reno-NV | Zone5B | Zone5B(CA-Reno-NV) | ASHRAE30pct-state-STD2010 | state | CA | 0.136 | 0.7 | ASHRAE30pct-state-5B_ApartmentMidRise_STD2010_CA-Reno-NV.table.csv.gz | Mid-Rise Apartment | Reno Tahoe International Ap NV USA TMY3 WMO#=724880 | Natural Gas | 146636.7866 | 0 | 0 | 0 | 0 | 0 | 0 | 0 | 0 | 0 | 0 | 0 | 0 | 0 | 146636.7866 | 0 | 146636.7866 | 0 | 0 | 1026.4575 | 0 | 0 | 0 | 0 | 0 | 0 | 0 | 0 | 0 | 0 | 0 | 0 | 0 | 1026.4575 | 0 | 1026.4575 | 0 | 0 | 146.6368 | 0 | 0 | 0 | 0 | 0 | 0 | 0 | 0 | 0 | 0 | 0 | 0 | 0 | 146.6368 | 0 | 146.6368 | 0 | 0 | 0 | 0 | 0 | 0 | 0 | 0 | 0 | 4.346 | 0 | 0 | 0 | 4.346 | 4.346 | 4.346 | 1
CA_5B_MA_2013_NG | 5B | MA | NG | 15625 | ASHRAE30pct-state-5B | ApartmentMidRise | STD2013 | CA-Reno-NV | Zone5B | Zone5B(CA-Reno-NV) | ASHRAE30pct-state-STD2013 | state | CA | 0.136 | 0.7 | ASHRAE30pct-state-5B_ApartmentMidRise_STD2013_CA-Reno-NV.table.csv.gz | Mid-Rise Apartment | Reno Tahoe International Ap NV USA TMY3 WMO#=724880 | Natural Gas | 115662.1232 | 0 | 0 | 0 | 0 | 0 | 0 | 0 | 0 | 0 | 0 | 0 | 0 | 0 | 115662.1232 | 0 | 115662.1232 | 0 | 0 | 809.6349 | 0 | 0 | 0 | 0 | 0 | 0 | 0 | 0 | 0 | 0 | 0 | 0 | 0 | 809.6349 | 0 | 809.6349 | 0 | 0 | 115.6621 | 0 | 0 | 0 | 0 | 0 | 0 | 0 | 0 | 0 | 0 | 0 | 0 | 0 | 115.6621 | 0 | 115.6621 | 0 | 0 | 0 | 0 | 0 | 0 | 0 | 0 | 0 | 3.4279 | 0 | 0 | 0 | 3.4279 | 3.4279 | 3.4279 | 2
CO_5B_MA_2010_EL | 5B | MA | EL | 15076 | ASHRAE30pct-state-5B | ApartmentMidRise | STD2010 | CO-ColoradoSprings-CO | Zone5B | Zone5B(CO-ColoradoSprings-CO) | ASHRAE30pct-state-STD2010 | state | CO | 0.0934 | 0.73 | ASHRAE30pct-state-5B_ApartmentMidRise_STD2010_CO-ColoradoSprings-CO.table.csv.gz | Mid-Rise Apartment | Colorado Springs Muni Ap CO USA TMY3 WMO#=724660 | Electricity | 0 | 29105.5558 | 37388.8892 | 11133.3334 | 142061.1122 | 0 | 68033.3339 | 0 | 0 | 0 | 0 | 114597.2231 | 0 | 0 | 402319.4477 | 0 | 402319.4477 | 5.8208e-11 | 5.8208e-11 | 0 | 2718.4589 | 3492.1223 | 1039.8533 | 13268.5079 | 0 | 6354.3134 | 0 | 0 | 0 | 0 | 10703.3806 | 0 | 0 | 37576.6364 | 0 | 37576.6364 | 5.4366e-12 | 5.4366e-12 | 0 | 99.3364 | 127.6071 | 37.9977 | 484.8502 | 0 | 232.1957 | 0 | 0 | 0 | 0 | 391.1168 | 0 | 0 | 1373.1038 | 0 | 1373.1038 | 1.9866e-13 | 1.9866e-13 | 3.782 | 1.1262 | 14.3698 | 6.8817 | 0 | 0 | 2.9441 | 0 | 11.5917 | 0 | 0 | 40.6954 | 40.6954 | 40.6954 | 1
CO_5B_MA_2013_EL | 5B | MA | EL | 15676 | ASHRAE30pct-state-5B | ApartmentMidRise | STD2013 | CO-ColoradoSprings-CO | Zone5B | Zone5B(CO-ColoradoSprings-CO) | ASHRAE30pct-state-STD2013 | state | CO | 0.0934 | 0.73 | ASHRAE30pct-state-5B_ApartmentMidRise_STD2013_CO-ColoradoSprings-CO.table.csv.gz | Mid-Rise Apartment | Colorado Springs Muni Ap CO USA TMY3 WMO#=724660 | Electricity | 0 | 24941.6669 | 30750.0002 | 11133.3334 | 141969.4456 | 0 | 64627.7783 | 0 | 0 | 0 | 0 | 114500.0009 | 0 | 0 | 387916.6698 | 0 | 387922.2253 | -5.5556 | -5.5556 | 0 | 2329.5517 | 2872.05 | 1039.8533 | 13259.9462 | 0 | 6036.2345 | 0 | 0 | 0 | 0 | 10694.3001 | 0 | 0 | 36231.417 | 0 | 36231.9358 | -0.51889 | -0.51889 | 0 | 85.1251 | 104.9488 | 37.9977 | 484.5373 | 0 | 220.5726 | 0 | 0 | 0 | 0 | 390.785 | 0 | 0 | 1323.9476 | 0 | 1323.9665 | -0.018961 | -0.018961 | 3.1104 | 1.1262 | 14.3599 | 6.5372 | 0 | 0 | 2.5229 | 0 | 11.5819 | 0 | 0 | 39.2391 | 39.2385 | 39.2385 | 2
CO_5B_MA_2010_NG | 5B | MA | NG | 15085 | ASHRAE30pct-state-5B | ApartmentMidRise | STD2010 | CO-ColoradoSprings-CO | Zone5B | Zone5B(CO-ColoradoSprings-CO) | ASHRAE30pct-state-STD2010 | state | CO | 0.0934 | 0.73 | ASHRAE30pct-state-5B_ApartmentMidRise_STD2010_CO-ColoradoSprings-CO.table.csv.gz | Mid-Rise Apartment | Colorado Springs Muni Ap CO USA TMY3 WMO#=724660 | Natural Gas | 207609.862 | 0 | 0 | 0 | 0 | 0 | 0 | 0 | 0 | 0 | 0 | 0 | 0 | 0 | 207609.862 | 0 | 207609.862 | 0 | 0 | 1515.552 | 0 | 0 | 0 | 0 | 0 | 0 | 0 | 0 | 0 | 0 | 0 | 0 | 0 | 1515.552 | 0 | 1515.552 | 0 | 0 | 207.6099 | 0 | 0 | 0 | 0 | 0 | 0 | 0 | 0 | 0 | 0 | 0 | 0 | 0 | 207.6099 | 0 | 207.6099 | 0 | 0 | 0 | 0 | 0 | 0 | 0 | 0 | 0 | 6.153 | 0 | 0 | 0 | 6.153 | 6.153 | 6.153 | 1
CO_5B_MA_2013_NG | 5B | MA | NG | 15685 | ASHRAE30pct-state-5B | ApartmentMidRise | STD2013 | CO-ColoradoSprings-CO | Zone5B | Zone5B(CO-ColoradoSprings-CO) | ASHRAE30pct-state-STD2013 | state | CO | 0.0934 | 0.73 | ASHRAE30pct-state-5B_ApartmentMidRise_STD2013_CO-ColoradoSprings-CO.table.csv.gz | Mid-Rise Apartment | Colorado Springs Muni Ap CO USA TMY3 WMO#=724660 | Natural Gas | 170389.0837 | 0 | 0 | 0 | 0 | 0 | 0 | 0 | 0 | 0 | 0 | 0 | 0 | 0 | 170389.0837 | 0 | 170389.0837 | 0 | 0 | 1243.8403 | 0 | 0 | 0 | 0 | 0 | 0 | 0 | 0 | 0 | 0 | 0 | 0 | 0 | 1243.8403 | 0 | 1243.8403 | 0 | 0 | 170.3891 | 0 | 0 | 0 | 0 | 0 | 0 | 0 | 0 | 0 | 0 | 0 | 0 | 0 | 170.3891 | 0 | 170.3891 | 0 | 0 | 0 | 0 | 0 | 0 | 0 | 0 | 0 | 5.0499 | 0 | 0 | 0 | 5.0499 | 5.0499 | 5.0499 | 2
ID_5B_MA_2010_EL | 5B | MA | EL | 15136 | ASHRAE30pct-state-5B | ApartmentMidRise | STD2010 | ID-Boise-ID | Zone5B | Zone5B(ID-Boise-ID) | ASHRAE30pct-state-STD2010 | state | ID | 0.0683 | 0.73 | ASHRAE30pct-state-5B_ApartmentMidRise_STD2010_ID-Boise-ID.table.csv.gz | Mid-Rise Apartment | Boise Air Terminal Uo ID USA TMY3 WMO#=726810 | Electricity | 0 | 31422.2225 | 37388.8892 | 11127.7779 | 142061.1122 | 0 | 68394.445 | 0 | 0 | 0 | 0 | 114611.112 | 0 | 0 | 405002.781 | 0 | 405005.5588 | -2.7778 | -2.7778 | 0 | 2146.1378 | 2553.6611 | 760.0272 | 9702.774 | 0 | 4671.3406 | 0 | 0 | 0 | 0 | 7827.939 | 0 | 0 | 27661.6899 | 0 | 27661.8797 | -0.18972 | -0.18972 | 0 | 107.2431 | 127.6071 | 37.9788 | 484.8502 | 0 | 233.4281 | 0 | 0 | 0 | 0 | 391.1642 | 0 | 0 | 1382.2619 | 0 | 1382.2714 | -0.0094805 | -0.0094805 | 3.782 | 1.1256 | 14.3695 | 6.9182 | 0 | 0 | 3.1784 | 0 | 11.5931 | 0 | 0 | 40.9671 | 40.9668 | 40.9668 | 1
ID_5B_MA_2013_EL | 5B | MA | EL | 15736 | ASHRAE30pct-state-5B | ApartmentMidRise | STD2013 | ID-Boise-ID | Zone5B | Zone5B(ID-Boise-ID) | ASHRAE30pct-state-STD2013 | state | ID | 0.0683 | 0.73 | ASHRAE30pct-state-5B_ApartmentMidRise_STD2013_ID-Boise-ID.table.csv.gz | Mid-Rise Apartment | Boise Air Terminal Uo ID USA TMY3 WMO#=726810 | Electricity | 0 | 27133.3336 | 30750.0002 | 11127.7779 | 141969.4456 | 0 | 64625.0005 | 0 | 0 | 0 | 0 | 114527.7787 | 0 | 0 | 390130.5587 | 0 | 390133.3365 | -2.7778 | -2.7778 | 0 | 1853.2067 | 2100.225 | 760.0272 | 9696.5131 | 0 | 4413.8875 | 0 | 0 | 0 | 0 | 7822.2473 | 0 | 0 | 26645.9172 | 0 | 26646.1069 | -0.18972 | -0.18972 | 0 | 92.6052 | 104.9488 | 37.9788 | 484.5373 | 0 | 220.5631 | 0 | 0 | 0 | 0 | 390.8798 | 0 | 0 | 1331.5035 | 0 | 1331.513 | -0.0094805 | -0.0094805 | 3.1104 | 1.1256 | 14.3602 | 6.5369 | 0 | 0 | 2.7446 | 0 | 11.5847 | 0 | 0 | 39.4628 | 39.4625 | 39.4625 | 2
ID_5B_MA_2010_NG | 5B | MA | NG | 15145 | ASHRAE30pct-state-5B | ApartmentMidRise | STD2010 | ID-Boise-ID | Zone5B | Zone5B(ID-Boise-ID) | ASHRAE30pct-state-STD2010 | state | ID | 0.0683 | 0.73 | ASHRAE30pct-state-5B_ApartmentMidRise_STD2010_ID-Boise-ID.table.csv.gz | Mid-Rise Apartment | Boise Air Terminal Uo ID USA TMY3 WMO#=726810 | Natural Gas | 197600.9132 | 0 | 0 | 0 | 0 | 0 | 0 | 0 | 0 | 0 | 0 | 0 | 0 | 0 | 197600.9132 | 0 | 197600.9132 | 0 | 0 | 1442.4867 | 0 | 0 | 0 | 0 | 0 | 0 | 0 | 0 | 0 | 0 | 0 | 0 | 0 | 1442.4867 | 0 | 1442.4867 | 0 | 0 | 197.6009 | 0 | 0 | 0 | 0 | 0 | 0 | 0 | 0 | 0 | 0 | 0 | 0 | 0 | 197.6009 | 0 | 197.6009 | 0 | 0 | 0 | 0 | 0 | 0 | 0 | 0 | 0 | 5.8564 | 0 | 0 | 0 | 5.8564 | 5.8564 | 5.8564 | 1
ID_5B_MA_2013_NG | 5B | MA | NG | 15745 | ASHRAE30pct-state-5B | ApartmentMidRise | STD2013 | ID-Boise-ID | Zone5B | Zone5B(ID-Boise-ID) | ASHRAE30pct-state-STD2013 | state | ID | 0.0683 | 0.73 | ASHRAE30pct-state-5B_ApartmentMidRise_STD2013_ID-Boise-ID.table.csv.gz | Mid-Rise Apartment | Boise Air Terminal Uo ID USA TMY3 WMO#=726810 | Natural Gas | 164465.2267 | 0 | 0 | 0 | 0 | 0 | 0 | 0 | 0 | 0 | 0 | 0 | 0 | 0 | 164465.2267 | 0 | 164465.2267 | 0 | 0 | 1200.5962 | 0 | 0 | 0 | 0 | 0 | 0 | 0 | 0 | 0 | 0 | 0 | 0 | 0 | 1200.5962 | 0 | 1200.5962 | 0 | 0 | 164.4652 | 0 | 0 | 0 | 0 | 0 | 0 | 0 | 0 | 0 | 0 | 0 | 0 | 0 | 164.4652 | 0 | 164.4652 | 0 | 0 | 0 | 0 | 0 | 0 | 0 | 0 | 0 | 4.8743 | 0 | 0 | 0 | 4.8743 | 4.8743 | 4.8743 | 2
NM_5B_MA_2010_EL | 5B | MA | EL | 15196 | ASHRAE30pct-state-5B | ApartmentMidRise | STD2010 | NM-Winslow-AZ | Zone5B | Zone5B(NM-Winslow-AZ) | ASHRAE30pct-state-STD2010 | state | NM | 0.093 | 0.62 | ASHRAE30pct-state-5B_ApartmentMidRise_STD2010_NM-Winslow-AZ.table.csv.gz | Mid-Rise Apartment | Winslow Municipal Ap AZ USA TMY3 WMO#=723740 | Electricity | 0 | 44127.7781 | 37388.8892 | 11144.4445 | 142061.1122 | 0 | 69305.5561 | 0 | 0 | 0 | 0 | 114486.112 | 0 | 0 | 418513.8922 | 0 | 418513.8922 | 0 | 0 | 0 | 4103.8834 | 3477.1667 | 1036.4333 | 13211.6834 | 0 | 6445.4167 | 0 | 0 | 0 | 0 | 10647.2084 | 0 | 0 | 38921.792 | 0 | 38921.792 | 0 | 0 | 0 | 150.6067 | 127.6071 | 38.0356 | 484.8502 | 0 | 236.5377 | 0 | 0 | 0 | 0 | 390.7376 | 0 | 0 | 1428.3749 | 0 | 1428.3749 | 0 | 0 | 3.782 | 1.1273 | 14.3698 | 7.0104 | 0 | 0 | 4.4636 | 0 | 11.5805 | 0 | 0 | 42.3335 | 42.3335 | 42.3335 | 1
NM_5B_MA_2013_EL | 5B | MA | EL | 15796 | ASHRAE30pct-state-5B | ApartmentMidRise | STD2013 | NM-Winslow-AZ | Zone5B | Zone5B(NM-Winslow-AZ) | ASHRAE30pct-state-STD2013 | state | NM | 0.093 | 0.62 | ASHRAE30pct-state-5B_ApartmentMidRise_STD2013_NM-Winslow-AZ.table.csv.gz | Mid-Rise Apartment | Winslow Municipal Ap AZ USA TMY3 WMO#=723740 | Electricity | 0 | 38238.8892 | 30750.0002 | 11144.4445 | 141969.4456 | 0 | 65288.8894 | 0 | 0 | 0 | 0 | 114388.8898 | 0 | 0 | 401780.5588 | 0 | 401780.5588 | 0 | 0 | 0 | 3556.2167 | 2859.75 | 1036.4333 | 13203.1584 | 0 | 6071.8667 | 0 | 0 | 0 | 0 | 10638.1668 | 0 | 0 | 37365.592 | 0 | 37365.592 | 0 | 0 | 0 | 130.5081 | 104.9488 | 38.0356 | 484.5373 | 0 | 222.829 | 0 | 0 | 0 | 0 | 390.4057 | 0 | 0 | 1371.2646 | 0 | 1371.2646 | 0 | 0 | 3.1104 | 1.1273 | 14.3605 | 6.6041 | 0 | 0 | 3.8679 | 0 | 11.5707 | 0 | 0 | 40.6409 | 40.6409 | 40.6409 | 2
NM_5B_MA_2010_NG | 5B | MA | NG | 15205 | ASHRAE30pct-state-5B | ApartmentMidRise | STD2010 | NM-Winslow-AZ | Zone5B | Zone5B(NM-Winslow-AZ) | ASHRAE30pct-state-STD2010 | state | NM | 0.093 | 0.62 | ASHRAE30pct-state-5B_ApartmentMidRise_STD2010_NM-Winslow-AZ.table.csv.gz | Mid-Rise Apartment | Winslow Municipal Ap AZ USA TMY3 WMO#=723740 | Natural Gas | 95852.7453 | 0 | 0 | 0 | 0 | 0 | 0 | 0 | 0 | 0 | 0 | 0 | 0 | 0 | 95852.7453 | 0 | 95852.7453 | 0 | 0 | 594.287 | 0 | 0 | 0 | 0 | 0 | 0 | 0 | 0 | 0 | 0 | 0 | 0 | 0 | 594.287 | 0 | 594.287 | 0 | 0 | 95.8527 | 0 | 0 | 0 | 0 | 0 | 0 | 0 | 0 | 0 | 0 | 0 | 0 | 0 | 95.8527 | 0 | 95.8527 | 0 | 0 | 0 | 0 | 0 | 0 | 0 | 0 | 0 | 2.8408 | 0 | 0 | 0 | 2.8408 | 2.8408 | 2.8408 | 1
NM_5B_MA_2013_NG | 5B | MA | NG | 15805 | ASHRAE30pct-state-5B | ApartmentMidRise | STD2013 | NM-Winslow-AZ | Zone5B | Zone5B(NM-Winslow-AZ) | ASHRAE30pct-state-STD2013 | state | NM | 0.093 | 0.62 | ASHRAE30pct-state-5B_ApartmentMidRise_STD2013_NM-Winslow-AZ.table.csv.gz | Mid-Rise Apartment | Winslow Municipal Ap AZ USA TMY3 WMO#=723740 | Natural Gas | 73019.8309 | 0 | 0 | 0 | 0 | 0 | 0 | 0 | 0 | 0 | 0 | 0 | 0 | 0 | 73019.8309 | 0 | 73019.8309 | 0 | 0 | 452.723 | 0 | 0 | 0 | 0 | 0 | 0 | 0 | 0 | 0 | 0 | 0 | 0 | 0 | 452.723 | 0 | 452.723 | 0 | 0 | 73.0198 | 0 | 0 | 0 | 0 | 0 | 0 | 0 | 0 | 0 | 0 | 0 | 0 | 0 | 73.0198 | 0 | 73.0198 | 0 | 0 | 0 | 0 | 0 | 0 | 0 | 0 | 0 | 2.1641 | 0 | 0 | 0 | 2.1641 | 2.1641 | 2.1641 | 2
NV_5B_MA_2010_EL | 5B | MA | EL | 15256 | ASHRAE30pct-state-5B | ApartmentMidRise | STD2010 | NV-Reno-NV | Zone5B | Zone5B(NV-Reno-NV) | ASHRAE30pct-state-STD2010 | state | NV | 0.0886 | 0.73 | ASHRAE30pct-state-5B_ApartmentMidRise_STD2010_NV-Reno-NV.table.csv.gz | Mid-Rise Apartment | Reno Tahoe International Ap NV USA TMY3 WMO#=724880 | Electricity | 0 | 33983.3336 | 37388.8892 | 11130.5556 | 142061.1122 | 0 | 67147.2228 | 0 | 0 | 0 | 0 | 114566.6676 | 0 | 0 | 406275.0033 | 0 | 406277.781 | -2.7778 | -2.7778 | 0 | 3010.9234 | 3312.6556 | 986.1672 | 12586.6145 | 0 | 5949.2439 | 0 | 0 | 0 | 0 | 10150.6067 | 0 | 0 | 35995.9653 | 0 | 35996.2114 | -0.24611 | -0.24611 | 0 | 115.9841 | 127.6071 | 37.9882 | 484.8502 | 0 | 229.1714 | 0 | 0 | 0 | 0 | 391.0125 | 0 | 0 | 1386.604 | 0 | 1386.6135 | -0.0094805 | -0.0094805 | 3.782 | 1.1259 | 14.3695 | 6.7921 | 0 | 0 | 3.4375 | 0 | 11.5886 | 0 | 0 | 41.0958 | 41.0955 | 41.0955 | 1
NV_5B_MA_2013_EL | 5B | MA | EL | 15856 | ASHRAE30pct-state-5B | ApartmentMidRise | STD2013 | NV-Reno-NV | Zone5B | Zone5B(NV-Reno-NV) | ASHRAE30pct-state-STD2013 | state | NV | 0.0886 | 0.73 | ASHRAE30pct-state-5B_ApartmentMidRise_STD2013_NV-Reno-NV.table.csv.gz | Mid-Rise Apartment | Reno Tahoe International Ap NV USA TMY3 WMO#=724880 | Electricity | 0 | 29630.5558 | 30750.0002 | 11130.5556 | 141969.4456 | 0 | 63380.5561 | 0 | 0 | 0 | 0 | 114477.7787 | 0 | 0 | 391333.3365 | 0 | 391338.892 | -5.5556 | -5.5556 | 0 | 2625.2672 | 2724.45 | 986.1672 | 12578.4929 | 0 | 5615.5173 | 0 | 0 | 0 | 0 | 10142.7312 | 0 | 0 | 34672.1336 | 0 | 34672.6258 | -0.49222 | -0.49222 | 0 | 101.1282 | 104.9488 | 37.9882 | 484.5373 | 0 | 216.3159 | 0 | 0 | 0 | 0 | 390.7091 | 0 | 0 | 1335.6085 | 0 | 1335.6275 | -0.018961 | -0.018961 | 3.1104 | 1.1259 | 14.3599 | 6.4111 | 0 | 0 | 2.9972 | 0 | 11.5797 | 0 | 0 | 39.5847 | 39.5841 | 39.5841 | 2
NV_5B_MA_2010_NG | 5B | MA | NG | 15265 | ASHRAE30pct-state-5B | ApartmentMidRise | STD2010 | NV-Reno-NV | Zone5B | Zone5B(NV-Reno-NV) | ASHRAE30pct-state-STD2010 | state | NV | 0.0886 | 0.73 | ASHRAE30pct-state-5B_ApartmentMidRise_STD2010_NV-Reno-NV.table.csv.gz | Mid-Rise Apartment | Reno Tahoe International Ap NV USA TMY3 WMO#=724880 | Natural Gas | 146636.7866 | 0 | 0 | 0 | 0 | 0 | 0 | 0 | 0 | 0 | 0 | 0 | 0 | 0 | 146636.7866 | 0 | 146636.7866 | 0 | 0 | 1070.4485 | 0 | 0 | 0 | 0 | 0 | 0 | 0 | 0 | 0 | 0 | 0 | 0 | 0 | 1070.4485 | 0 | 1070.4485 | 0 | 0 | 146.6368 | 0 | 0 | 0 | 0 | 0 | 0 | 0 | 0 | 0 | 0 | 0 | 0 | 0 | 146.6368 | 0 | 146.6368 | 0 | 0 | 0 | 0 | 0 | 0 | 0 | 0 | 0 | 4.346 | 0 | 0 | 0 | 4.346 | 4.346 | 4.346 | 1
NV_5B_MA_2013_NG | 5B | MA | NG | 15865 | ASHRAE30pct-state-5B | ApartmentMidRise | STD2013 | NV-Reno-NV | Zone5B | Zone5B(NV-Reno-NV) | ASHRAE30pct-state-STD2013 | state | NV | 0.0886 | 0.73 | ASHRAE30pct-state-5B_ApartmentMidRise_STD2013_NV-Reno-NV.table.csv.gz | Mid-Rise Apartment | Reno Tahoe International Ap NV USA TMY3 WMO#=724880 | Natural Gas | 115662.1232 | 0 | 0 | 0 | 0 | 0 | 0 | 0 | 0 | 0 | 0 | 0 | 0 | 0 | 115662.1232 | 0 | 115662.1232 | 0 | 0 | 844.3335 | 0 | 0 | 0 | 0 | 0 | 0 | 0 | 0 | 0 | 0 | 0 | 0 | 0 | 844.3335 | 0 | 844.3335 | 0 | 0 | 115.6621 | 0 | 0 | 0 | 0 | 0 | 0 | 0 | 0 | 0 | 0 | 0 | 0 | 0 | 115.6621 | 0 | 115.6621 | 0 | 0 | 0 | 0 | 0 | 0 | 0 | 0 | 0 | 3.4279 | 0 | 0 | 0 | 3.4279 | 3.4279 | 3.4279 | 2
OR_5B_MA_2010_EL | 5B | MA | EL | 15316 | ASHRAE30pct-state-5B | ApartmentMidRise | STD2010 | OR-Redmond-OR | Zone5B | Zone5B(OR-Redmond-OR) | ASHRAE30pct-state-STD2010 | state | OR | 0.0834 | 0.92 | ASHRAE30pct-state-5B_ApartmentMidRise_STD2010_OR-Redmond-OR.table.csv.gz | Mid-Rise Apartment | Redmond Roberts Field OR USA TMY3 WMO#=726835 | Electricity | 0 | 21975.0002 | 37388.8892 | 11125.0001 | 142061.1122 | 0 | 63225.0005 | 0 | 0 | 0 | 0 | 114694.4454 | 0 | 0 | 390466.6698 | 0 | 390469.4476 | -2.7778 | -2.7778 | 0 | 1832.715 | 3118.2334 | 927.825 | 11847.8968 | 0 | 5272.965 | 0 | 0 | 0 | 0 | 9565.5167 | 0 | 0 | 32564.9203 | 0 | 32565.1519 | -0.23167 | -0.23167 | 0 | 75 | 127.6071 | 37.9693 | 484.8502 | 0 | 215.785 | 0 | 0 | 0 | 0 | 391.4486 | 0 | 0 | 1332.6506 | 0 | 1332.6601 | -0.0094805 | -0.0094805 | 3.782 | 1.1253 | 14.3695 | 6.3953 | 0 | 0 | 2.2228 | 0 | 11.6016 | 0 | 0 | 39.4968 | 39.4965 | 39.4965 | 1
OR_5B_MA_2013_EL | 5B | MA | EL | 15916 | ASHRAE30pct-state-5B | ApartmentMidRise | STD2013 | OR-Redmond-OR | Zone5B | Zone5B(OR-Redmond-OR) | ASHRAE30pct-state-STD2013 | state | OR | 0.0834 | 0.92 | ASHRAE30pct-state-5B_ApartmentMidRise_STD2013_OR-Redmond-OR.table.csv.gz | Mid-Rise Apartment | Redmond Roberts Field OR USA TMY3 WMO#=726835 | Electricity | 0 | 18861.1113 | 30750.0002 | 11125.0001 | 141969.4456 | 0 | 60136.1116 | 0 | 0 | 0 | 0 | 114605.5565 | 0 | 0 | 377447.2252 | 0 | 377447.2252 | 0 | 0 | 0 | 1573.0167 | 2564.55 | 927.825 | 11840.2518 | 0 | 5015.3517 | 0 | 0 | 0 | 0 | 9558.1034 | 0 | 0 | 31479.0986 | 0 | 31479.0986 | 0 | 0 | 0 | 64.3724 | 104.9488 | 37.9693 | 484.5373 | 0 | 205.2427 | 0 | 0 | 0 | 0 | 391.1452 | 0 | 0 | 1288.2157 | 0 | 1288.2157 | 0 | 0 | 3.1104 | 1.1253 | 14.3605 | 6.0829 | 0 | 0 | 1.9078 | 0 | 11.5926 | 0 | 0 | 38.1795 | 38.1795 | 38.1795 | 2
OR_5B_MA_2010_NG | 5B | MA | NG | 15325 | ASHRAE30pct-state-5B | ApartmentMidRise | STD2010 | OR-Redmond-OR | Zone5B | Zone5B(OR-Redmond-OR) | ASHRAE30pct-state-STD2010 | state | OR | 0.0834 | 0.92 | ASHRAE30pct-state-5B_ApartmentMidRise_STD2010_OR-Redmond-OR.table.csv.gz | Mid-Rise Apartment | Redmond Roberts Field OR USA TMY3 WMO#=726835 | Natural Gas | 225049.697 | 0 | 0 | 0 | 0 | 0 | 0 | 0 | 0 | 0 | 0 | 0 | 0 | 0 | 225049.697 | 0 | 225049.697 | 0 | 0 | 2070.4572 | 0 | 0 | 0 | 0 | 0 | 0 | 0 | 0 | 0 | 0 | 0 | 0 | 0 | 2070.4572 | 0 | 2070.4572 | 0 | 0 | 225.0497 | 0 | 0 | 0 | 0 | 0 | 0 | 0 | 0 | 0 | 0 | 0 | 0 | 0 | 225.0497 | 0 | 225.0497 | 0 | 0 | 0 | 0 | 0 | 0 | 0 | 0 | 0 | 6.6699 | 0 | 0 | 0 | 6.6699 | 6.6699 | 6.6699 | 1
OR_5B_MA_2013_NG | 5B | MA | NG | 15925 | ASHRAE30pct-state-5B | ApartmentMidRise | STD2013 | OR-Redmond-OR | Zone5B | Zone5B(OR-Redmond-OR) | ASHRAE30pct-state-STD2013 | state | OR | 0.0834 | 0.92 | ASHRAE30pct-state-5B_ApartmentMidRise_STD2013_OR-Redmond-OR.table.csv.gz | Mid-Rise Apartment | Redmond Roberts Field OR USA TMY3 WMO#=726835 | Natural Gas | 184056.6065 | 0 | 0 | 0 | 0 | 0 | 0 | 0 | 0 | 0 | 0 | 0 | 0 | 0 | 184056.6065 | 0 | 184056.6065 | 0 | 0 | 1693.3208 | 0 | 0 | 0 | 0 | 0 | 0 | 0 | 0 | 0 | 0 | 0 | 0 | 0 | 1693.3208 | 0 | 1693.3208 | 0 | 0 | 184.0566 | 0 | 0 | 0 | 0 | 0 | 0 | 0 | 0 | 0 | 0 | 0 | 0 | 0 | 184.0566 | 0 | 184.0566 | 0 | 0 | 0 | 0 | 0 | 0 | 0 | 0 | 0 | 5.455 | 0 | 0 | 0 | 5.455 | 5.455 | 5.455 | 2
UT_5B_MA_2010_EL | 5B | MA | EL | 15376 | ASHRAE30pct-state-5B | ApartmentMidRise | STD2010 | UT-SaltLakeCity-UT | Zone5B | Zone5B(UT-SaltLakeCity-UT) | ASHRAE30pct-state-STD2010 | state | UT | 0.0805 | 0.69 | ASHRAE30pct-state-5B_ApartmentMidRise_STD2010_UT-SaltLakeCity-UT.table.csv.gz | Mid-Rise Apartment | Salt Lake City IntL Arpt Isis UT USA TMY3 WMO#=725720 | Electricity | 0 | 36236.1114 | 37388.8892 | 11150.0001 | 142061.1122 | 0 | 72197.2228 | 0 | 0 | 0 | 0 | 114588.8898 | 0 | 0 | 413622.2255 | 0 | 413622.2255 | 0 | 0 | 0 | 2917.007 | 3009.8056 | 897.575 | 11435.9195 | 0 | 5811.8764 | 0 | 0 | 0 | 0 | 9224.4056 | 0 | 0 | 33296.5892 | 0 | 33296.5892 | 0 | 0 | 0 | 123.6727 | 127.6071 | 38.0546 | 484.8502 | 0 | 246.4069 | 0 | 0 | 0 | 0 | 391.0883 | 0 | 0 | 1411.6798 | 0 | 1411.6798 | 0 | 0 | 3.782 | 1.1278 | 14.3698 | 7.3029 | 0 | 0 | 3.6654 | 0 | 11.5909 | 0 | 0 | 41.8387 | 41.8387 | 41.8387 | 1
UT_5B_MA_2013_EL | 5B | MA | EL | 15976 | ASHRAE30pct-state-5B | ApartmentMidRise | STD2013 | UT-SaltLakeCity-UT | Zone5B | Zone5B(UT-SaltLakeCity-UT) | ASHRAE30pct-state-STD2013 | state | UT | 0.0805 | 0.69 | ASHRAE30pct-state-5B_ApartmentMidRise_STD2013_UT-SaltLakeCity-UT.table.csv.gz | Mid-Rise Apartment | Salt Lake City IntL Arpt Isis UT USA TMY3 WMO#=725720 | Electricity | 0 | 31363.8891 | 30750.0002 | 11150.0001 | 141969.4456 | 0 | 68186.1117 | 0 | 0 | 0 | 0 | 114511.112 | 0 | 0 | 397927.781 | 0 | 397930.5587 | -2.7778 | -2.7778 | 0 | 2524.7931 | 2475.375 | 897.575 | 11428.5404 | 0 | 5488.982 | 0 | 0 | 0 | 0 | 9218.1445 | 0 | 0 | 32033.1864 | 0 | 32033.41 | -0.22361 | -0.22361 | 0 | 107.044 | 104.9488 | 38.0546 | 484.5373 | 0 | 232.7171 | 0 | 0 | 0 | 0 | 390.8229 | 0 | 0 | 1358.1152 | 0 | 1358.1247 | -0.0094805 | -0.0094805 | 3.1104 | 1.1278 | 14.3602 | 6.8972 | 0 | 0 | 3.1725 | 0 | 11.583 | 0 | 0 | 40.2515 | 40.2512 | 40.2512 | 2
UT_5B_MA_2010_NG | 5B | MA | NG | 15385 | ASHRAE30pct-state-5B | ApartmentMidRise | STD2010 | UT-SaltLakeCity-UT | Zone5B | Zone5B(UT-SaltLakeCity-UT) | ASHRAE30pct-state-STD2010 | state | UT | 0.0805 | 0.69 | ASHRAE30pct-state-5B_ApartmentMidRise_STD2010_UT-SaltLakeCity-UT.table.csv.gz | Mid-Rise Apartment | Salt Lake City IntL Arpt Isis UT USA TMY3 WMO#=725720 | Natural Gas | 175450.4271 | 0 | 0 | 0 | 0 | 0 | 0 | 0 | 0 | 0 | 0 | 0 | 0 | 0 | 175450.4271 | 0 | 175450.4271 | 0 | 0 | 1210.6079 | 0 | 0 | 0 | 0 | 0 | 0 | 0 | 0 | 0 | 0 | 0 | 0 | 0 | 1210.6079 | 0 | 1210.6079 | 0 | 0 | 175.4504 | 0 | 0 | 0 | 0 | 0 | 0 | 0 | 0 | 0 | 0 | 0 | 0 | 0 | 175.4504 | 0 | 175.4504 | 0 | 0 | 0 | 0 | 0 | 0 | 0 | 0 | 0 | 5.1999 | 0 | 0 | 0 | 5.1999 | 5.1999 | 5.1999 | 1
UT_5B_MA_2013_NG | 5B | MA | NG | 15985 | ASHRAE30pct-state-5B | ApartmentMidRise | STD2013 | UT-SaltLakeCity-UT | Zone5B | Zone5B(UT-SaltLakeCity-UT) | ASHRAE30pct-state-STD2013 | state | UT | 0.0805 | 0.69 | ASHRAE30pct-state-5B_ApartmentMidRise_STD2013_UT-SaltLakeCity-UT.table.csv.gz | Mid-Rise Apartment | Salt Lake City IntL Arpt Isis UT USA TMY3 WMO#=725720 | Natural Gas | 144039.7677 | 0 | 0 | 0 | 0 | 0 | 0 | 0 | 0 | 0 | 0 | 0 | 0 | 0 | 144039.7677 | 0 | 144039.7677 | 0 | 0 | 993.8744 | 0 | 0 | 0 | 0 | 0 | 0 | 0 | 0 | 0 | 0 | 0 | 0 | 0 | 993.8744 | 0 | 993.8744 | 0 | 0 | 144.0398 | 0 | 0 | 0 | 0 | 0 | 0 | 0 | 0 | 0 | 0 | 0 | 0 | 0 | 144.0398 | 0 | 144.0398 | 0 | 0 | 0 | 0 | 0 | 0 | 0 | 0 | 0 | 4.269 | 0 | 0 | 0 | 4.269 | 4.269 | 4.269 | 2
WA_5B_MA_2010_EL | 5B | MA | EL | 15436 | ASHRAE30pct-state-5B | ApartmentMidRise | STD2010 | WA-Spokane-WA | Zone5B | Zone5B(WA-Spokane-WA) | ASHRAE30pct-state-STD2010 | state | WA | 0.0767 | 0.96 | ASHRAE30pct-state-5B_ApartmentMidRise_STD2010_WA-Spokane-WA.table.csv.gz | Mid-Rise Apartment | Spokane International Ap Chen WA USA TMY3 WMO#=727850 | Electricity | 0 | 22388.8891 | 37388.8892 | 11122.2223 | 142061.1122 | 0 | 66341.6672 | 0 | 0 | 0 | 0 | 114713.8898 | 0 | 0 | 394016.6698 | 0 | 394016.6698 | 0 | 0 | 0 | 1717.2278 | 2867.7278 | 853.0745 | 10896.0873 | 0 | 5088.4059 | 0 | 0 | 0 | 0 | 8798.5553 | 0 | 0 | 30221.0786 | 0 | 30221.0786 | 0 | 0 | 0 | 76.4126 | 127.6071 | 37.9598 | 484.8502 | 0 | 226.4221 | 0 | 0 | 0 | 0 | 391.5149 | 0 | 0 | 1344.7667 | 0 | 1344.7667 | 0 | 0 | 3.782 | 1.125 | 14.3698 | 6.7106 | 0 | 0 | 2.2647 | 0 | 11.6035 | 0 | 0 | 39.8556 | 39.8556 | 39.8556 | 1
WA_5B_MA_2013_EL | 5B | MA | EL | 16036 | ASHRAE30pct-state-5B | ApartmentMidRise | STD2013 | WA-Spokane-WA | Zone5B | Zone5B(WA-Spokane-WA) | ASHRAE30pct-state-STD2013 | state | WA | 0.0767 | 0.96 | ASHRAE30pct-state-5B_ApartmentMidRise_STD2013_WA-Spokane-WA.table.csv.gz | Mid-Rise Apartment | Spokane International Ap Chen WA USA TMY3 WMO#=727850 | Electricity | 0 | 19013.889 | 30750.0002 | 11122.2223 | 141969.4456 | 0 | 63144.4449 | 0 | 0 | 0 | 0 | 114638.8898 | 0 | 0 | 380636.1142 | 0 | 380638.8919 | -2.7778 | -2.7778 | 0 | 1458.3653 | 2358.525 | 853.0745 | 10889.0565 | 0 | 4843.1789 | 0 | 0 | 0 | 0 | 8792.8028 | 0 | 0 | 29194.79 | 0 | 29195.003 | -0.21306 | -0.21306 | 0 | 64.8938 | 104.9488 | 37.9598 | 484.5373 | 0 | 215.51 | 0 | 0 | 0 | 0 | 391.259 | 0 | 0 | 1299.0993 | 0 | 1299.1087 | -0.0094805 | -0.0094805 | 3.1104 | 1.125 | 14.3602 | 6.3872 | 0 | 0 | 1.9233 | 0 | 11.596 | 0 | 0 | 38.5024 | 38.5021 | 38.5021 | 2
WA_5B_MA_2010_NG | 5B | MA | NG | 15445 | ASHRAE30pct-state-5B | ApartmentMidRise | STD2010 | WA-Spokane-WA | Zone5B | Zone5B(WA-Spokane-WA) | ASHRAE30pct-state-STD2010 | state | WA | 0.0767 | 0.96 | ASHRAE30pct-state-5B_ApartmentMidRise_STD2010_WA-Spokane-WA.table.csv.gz | Mid-Rise Apartment | Spokane International Ap Chen WA USA TMY3 WMO#=727850 | Natural Gas | 324987.5341 | 0 | 0 | 0 | 0 | 0 | 0 | 0 | 0 | 0 | 0 | 0 | 0 | 0 | 324987.5341 | 0 | 324987.5341 | 0 | 0 | 3119.8803 | 0 | 0 | 0 | 0 | 0 | 0 | 0 | 0 | 0 | 0 | 0 | 0 | 0 | 3119.8803 | 0 | 3119.8803 | 0 | 0 | 324.9875 | 0 | 0 | 0 | 0 | 0 | 0 | 0 | 0 | 0 | 0 | 0 | 0 | 0 | 324.9875 | 0 | 324.9875 | 0 | 0 | 0 | 0 | 0 | 0 | 0 | 0 | 0 | 9.6318 | 0 | 0 | 0 | 9.6318 | 9.6318 | 9.6318 | 1
WA_5B_MA_2013_NG | 5B | MA | NG | 16045 | ASHRAE30pct-state-5B | ApartmentMidRise | STD2013 | WA-Spokane-WA | Zone5B | Zone5B(WA-Spokane-WA) | ASHRAE30pct-state-STD2013 | state | WA | 0.0767 | 0.96 | ASHRAE30pct-state-5B_ApartmentMidRise_STD2013_WA-Spokane-WA.table.csv.gz | Mid-Rise Apartment | Spokane International Ap Chen WA USA TMY3 WMO#=727850 | Natural Gas | 279113.1855 | 0 | 0 | 0 | 0 | 0 | 0 | 0 | 0 | 0 | 0 | 0 | 0 | 0 | 279113.1855 | 0 | 279113.1855 | 0 | 0 | 2679.4866 | 0 | 0 | 0 | 0 | 0 | 0 | 0 | 0 | 0 | 0 | 0 | 0 | 0 | 2679.4866 | 0 | 2679.4866 | 0 | 0 | 279.1132 | 0 | 0 | 0 | 0 | 0 | 0 | 0 | 0 | 0 | 0 | 0 | 0 | 0 | 279.1132 | 0 | 279.1132 | 0 | 0 | 0 | 0 | 0 | 0 | 0 | 0 | 0 | 8.2722 | 0 | 0 | 0 | 8.2722 | 8.2722 | 8.2722 | 2
WY_5B_MA_2010_EL | 5B | MA | EL | 15496 | ASHRAE30pct-state-5B | ApartmentMidRise | STD2010 | WY-Scottsbluff-NE | Zone5B | Zone5B(WY-Scottsbluff-NE) | ASHRAE30pct-state-STD2010 | state | WY | 0.0823 | 0.68 | ASHRAE30pct-state-5B_ApartmentMidRise_STD2010_WY-Scottsbluff-NE.table.csv.gz | Mid-Rise Apartment | Scottsbluff W B Heilig Field NE USA TMY3 WMO#=725660 | Electricity | 0 | 31527.778 | 37388.8892 | 11127.7779 | 142061.1122 | 0 | 69561.1117 | 0 | 0 | 0 | 0 | 114655.5565 | 0 | 0 | 406322.2255 | 0 | 406322.2255 | 5.8208e-11 | 5.8208e-11 | 0 | 2594.7361 | 3077.1056 | 915.8161 | 11691.6295 | 0 | 5724.8795 | 0 | 0 | 0 | 0 | 9436.1523 | 0 | 0 | 33440.3192 | 0 | 33440.3192 | 4.7905e-12 | 4.7905e-12 | 0 | 107.6033 | 127.6071 | 37.9788 | 484.8502 | 0 | 237.4099 | 0 | 0 | 0 | 0 | 391.3159 | 0 | 0 | 1386.7652 | 0 | 1386.7652 | 1.9866e-13 | 1.9866e-13 | 3.782 | 1.1256 | 14.3698 | 7.0362 | 0 | 0 | 3.1891 | 0 | 11.5976 | 0 | 0 | 41.1003 | 41.1003 | 41.1003 | 1
WY_5B_MA_2013_EL | 5B | MA | EL | 16096 | ASHRAE30pct-state-5B | ApartmentMidRise | STD2013 | WY-Scottsbluff-NE | Zone5B | Zone5B(WY-Scottsbluff-NE) | ASHRAE30pct-state-STD2013 | state | WY | 0.0823 | 0.68 | ASHRAE30pct-state-5B_ApartmentMidRise_STD2013_WY-Scottsbluff-NE.table.csv.gz | Mid-Rise Apartment | Scottsbluff W B Heilig Field NE USA TMY3 WMO#=725660 | Electricity | 0 | 26863.8891 | 30750.0002 | 11127.7779 | 141969.4456 | 0 | 65713.8894 | 0 | 0 | 0 | 0 | 114575.0009 | 0 | 0 | 390997.2254 | 0 | 391000.0031 | -2.7778 | -2.7778 | 0 | 2210.8981 | 2530.725 | 915.8161 | 11684.0854 | 0 | 5408.2531 | 0 | 0 | 0 | 0 | 9429.5226 | 0 | 0 | 32179.0716 | 0 | 32179.3003 | -0.22861 | -0.22861 | 0 | 91.6856 | 104.9488 | 37.9788 | 484.5373 | 0 | 224.2795 | 0 | 0 | 0 | 0 | 391.0409 | 0 | 0 | 1334.4614 | 0 | 1334.4709 | -0.0094805 | -0.0094805 | 3.1104 | 1.1256 | 14.3602 | 6.6471 | 0 | 0 | 2.7173 | 0 | 11.5895 | 0 | 0 | 39.5504 | 39.5501 | 39.5501 | 2
WY_5B_MA_2010_NG | 5B | MA | NG | 15505 | ASHRAE30pct-state-5B | ApartmentMidRise | STD2010 | WY-Scottsbluff-NE | Zone5B | Zone5B(WY-Scottsbluff-NE) | ASHRAE30pct-state-STD2010 | state | WY | 0.0823 | 0.68 | ASHRAE30pct-state-5B_ApartmentMidRise_STD2010_WY-Scottsbluff-NE.table.csv.gz | Mid-Rise Apartment | Scottsbluff W B Heilig Field NE USA TMY3 WMO#=725660 | Natural Gas | 315642.0573 | 0 | 0 | 0 | 0 | 0 | 0 | 0 | 0 | 0 | 0 | 0 | 0 | 0 | 315642.0573 | 0 | 315642.0573 | 0 | 0 | 2146.366 | 0 | 0 | 0 | 0 | 0 | 0 | 0 | 0 | 0 | 0 | 0 | 0 | 0 | 2146.366 | 0 | 2146.366 | 0 | 0 | 315.6421 | 0 | 0 | 0 | 0 | 0 | 0 | 0 | 0 | 0 | 0 | 0 | 0 | 0 | 315.6421 | 0 | 315.6421 | 0 | 0 | 0 | 0 | 0 | 0 | 0 | 0 | 0 | 9.3549 | 0 | 0 | 0 | 9.3549 | 9.3549 | 9.3549 | 1
WY_5B_MA_2013_NG | 5B | MA | NG | 16105 | ASHRAE30pct-state-5B | ApartmentMidRise | STD2013 | WY-Scottsbluff-NE | Zone5B | Zone5B(WY-Scottsbluff-NE) | ASHRAE30pct-state-STD2013 | state | WY | 0.0823 | 0.68 | ASHRAE30pct-state-5B_ApartmentMidRise_STD2013_WY-Scottsbluff-NE.table.csv.gz | Mid-Rise Apartment | Scottsbluff W B Heilig Field NE USA TMY3 WMO#=725660 | Natural Gas | 270213.1827 | 0 | 0 | 0 | 0 | 0 | 0 | 0 | 0 | 0 | 0 | 0 | 0 | 0 | 270213.1827 | 0 | 270213.1827 | 0 | 0 | 1837.4496 | 0 | 0 | 0 | 0 | 0 | 0 | 0 | 0 | 0 | 0 | 0 | 0 | 0 | 1837.4496 | 0 | 1837.4496 | 0 | 0 | 270.2132 | 0 | 0 | 0 | 0 | 0 | 0 | 0 | 0 | 0 | 0 | 0 | 0 | 0 | 270.2132 | 0 | 270.2132 | 0 | 0 | 0 | 0 | 0 | 0 | 0 | 0 | 0 | 8.0085 | 0 | 0 | 0 | 8.0085 | 8.0085 | 8.0085 | 2
IA_6A_MA_2010_EL | 6A | MA | EL | 16816 | ASHRAE30pct-state-6A | ApartmentMidRise | STD2010 | IA-MasonCity-IA | Zone6A | Zone6A(IA-MasonCity-IA) | ASHRAE30pct-state-STD2010 | state | IA | 0.08 | 0.7 | ASHRAE30pct-state-6A_ApartmentMidRise_STD2010_IA-MasonCity-IA.table.csv.gz | Mid-Rise Apartment | Mason City Municipal Arpt IA USA TMY3 WMO#=725485 | Electricity | 0 | 30669.4447 | 37388.8892 | 11127.7779 | 142061.1122 | 0 | 61383.3338 | 0 | 0 | 0 | 0 | 121361.1121 | 0 | 0 | 403991.6699 | 0 | 403991.6699 | 5.8208e-11 | 5.8208e-11 | 0 | 2453.5556 | 2991.1111 | 890.2222 | 11364.889 | 0 | 4910.6667 | 0 | 0 | 0 | 0 | 9708.889 | 0 | 0 | 32319.3336 | 0 | 32319.3336 | 4.6566e-12 | 4.6566e-12 | 0 | 104.6739 | 127.6071 | 37.9788 | 484.8502 | 0 | 209.4994 | 0 | 0 | 0 | 0 | 414.2017 | 0 | 0 | 1378.811 | 0 | 1378.811 | 1.9866e-13 | 1.9866e-13 | 3.782 | 1.1256 | 14.3698 | 6.209 | 0 | 0 | 3.1023 | 0 | 12.2759 | 0 | 0 | 40.8646 | 40.8646 | 40.8646 | 1
IA_6A_MA_2013_EL | 6A | MA | EL | 17476 | ASHRAE30pct-state-6A | ApartmentMidRise | STD2013 | IA-MasonCity-IA | Zone6A | Zone6A(IA-MasonCity-IA) | ASHRAE30pct-state-STD2013 | state | IA | 0.08 | 0.7 | ASHRAE30pct-state-6A_ApartmentMidRise_STD2013_IA-MasonCity-IA.table.csv.gz | Mid-Rise Apartment | Mason City Municipal Arpt IA USA TMY3 WMO#=725485 | Electricity | 0 | 25541.6669 | 30750.0002 | 11127.7779 | 141969.4456 | 0 | 57672.2227 | 0 | 0 | 0 | 0 | 121283.3343 | 0 | 0 | 388338.892 | 0 | 388344.4476 | -5.5556 | -5.5556 | 0 | 2043.3333 | 2460 | 890.2222 | 11357.5556 | 0 | 4613.7778 | 0 | 0 | 0 | 0 | 9702.6667 | 0 | 0 | 31067.1114 | 0 | 31067.5558 | -0.44444 | -0.44444 | 0 | 87.1729 | 104.9488 | 37.9788 | 484.5373 | 0 | 196.8335 | 0 | 0 | 0 | 0 | 413.9363 | 0 | 0 | 1325.3886 | 0 | 1325.4076 | -0.018961 | -0.018961 | 3.1104 | 1.1256 | 14.3599 | 5.8337 | 0 | 0 | 2.5836 | 0 | 12.268 | 0 | 0 | 39.2818 | 39.2812 | 39.2812 | 2
IA_6A_MA_2010_NG | 6A | MA | NG | 16825 | ASHRAE30pct-state-6A | ApartmentMidRise | STD2010 | IA-MasonCity-IA | Zone6A | Zone6A(IA-MasonCity-IA) | ASHRAE30pct-state-STD2010 | state | IA | 0.08 | 0.7 | ASHRAE30pct-state-6A_ApartmentMidRise_STD2010_IA-MasonCity-IA.table.csv.gz | Mid-Rise Apartment | Mason City Municipal Arpt IA USA TMY3 WMO#=725485 | Natural Gas | 610432.138 | 0 | 0 | 0 | 0 | 0 | 0 | 0 | 0 | 0 | 0 | 0 | 0 | 0 | 610432.138 | 0 | 610432.138 | 0 | 0 | 4273.025 | 0 | 0 | 0 | 0 | 0 | 0 | 0 | 0 | 0 | 0 | 0 | 0 | 0 | 4273.025 | 0 | 4273.025 | 0 | 0 | 610.4321 | 0 | 0 | 0 | 0 | 0 | 0 | 0 | 0 | 0 | 0 | 0 | 0 | 0 | 610.4321 | 0 | 610.4321 | 0 | 0 | 0 | 0 | 0 | 0 | 0 | 0 | 0 | 18.0917 | 0 | 0 | 0 | 18.0917 | 18.0917 | 18.0917 | 1
IA_6A_MA_2013_NG | 6A | MA | NG | 17485 | ASHRAE30pct-state-6A | ApartmentMidRise | STD2013 | IA-MasonCity-IA | Zone6A | Zone6A(IA-MasonCity-IA) | ASHRAE30pct-state-STD2013 | state | IA | 0.08 | 0.7 | ASHRAE30pct-state-6A_ApartmentMidRise_STD2013_IA-MasonCity-IA.table.csv.gz | Mid-Rise Apartment | Mason City Municipal Arpt IA USA TMY3 WMO#=725485 | Natural Gas | 536237.0138 | 0 | 0 | 0 | 0 | 0 | 0 | 0 | 0 | 0 | 0 | 0 | 0 | 0 | 536237.0138 | 0 | 536237.0138 | 0 | 0 | 3753.6591 | 0 | 0 | 0 | 0 | 0 | 0 | 0 | 0 | 0 | 0 | 0 | 0 | 0 | 3753.6591 | 0 | 3753.6591 | 0 | 0 | 536.237 | 0 | 0 | 0 | 0 | 0 | 0 | 0 | 0 | 0 | 0 | 0 | 0 | 0 | 536.237 | 0 | 536.237 | 0 | 0 | 0 | 0 | 0 | 0 | 0 | 0 | 0 | 15.8927 | 0 | 0 | 0 | 15.8927 | 15.8927 | 15.8927 | 2
ME_6A_MA_2010_EL | 6A | MA | EL | 16876 | ASHRAE30pct-state-6A | ApartmentMidRise | STD2010 | ME-Portland-ME | Zone6A | Zone6A(ME-Portland-ME) | ASHRAE30pct-state-STD2010 | state | ME | 0.1158 | 1.03 | ASHRAE30pct-state-6A_ApartmentMidRise_STD2010_ME-Portland-ME.table.csv.gz | Mid-Rise Apartment | Portland Intl Jetport ME USA TMY3 WMO#=726060 | Electricity | 0 | 20202.7779 | 37388.8892 | 11136.1112 | 142061.1122 | 0 | 54411.1115 | 0 | 0 | 0 | 0 | 121402.7787 | 0 | 0 | 386600.0031 | 0 | 386602.7809 | -2.7778 | -2.7778 | 0 | 2339.4817 | 4329.6334 | 1289.5617 | 16450.6768 | 0 | 6300.8067 | 0 | 0 | 0 | 0 | 14058.4418 | 0 | 0 | 44768.2804 | 0 | 44768.602 | -0.32167 | -0.32167 | 0 | 68.9515 | 127.6071 | 38.0072 | 484.8502 | 0 | 185.7034 | 0 | 0 | 0 | 0 | 414.3439 | 0 | 0 | 1319.4538 | 0 | 1319.4633 | -0.0094805 | -0.0094805 | 3.782 | 1.1264 | 14.3695 | 5.5038 | 0 | 0 | 2.0436 | 0 | 12.2801 | 0 | 0 | 39.1056 | 39.1054 | 39.1054 | 1
ME_6A_MA_2013_EL | 6A | MA | EL | 17536 | ASHRAE30pct-state-6A | ApartmentMidRise | STD2013 | ME-Portland-ME | Zone6A | Zone6A(ME-Portland-ME) | ASHRAE30pct-state-STD2013 | state | ME | 0.1158 | 1.03 | ASHRAE30pct-state-6A_ApartmentMidRise_STD2013_ME-Portland-ME.table.csv.gz | Mid-Rise Apartment | Portland Intl Jetport ME USA TMY3 WMO#=726060 | Electricity | 0 | 16613.889 | 30750.0002 | 11136.1112 | 141969.4456 | 0 | 51302.7782 | 0 | 0 | 0 | 0 | 121319.4454 | 0 | 0 | 373091.6697 | 0 | 373091.6697 | 0 | 0 | 0 | 1923.8883 | 3560.85 | 1289.5617 | 16440.0618 | 0 | 5940.8617 | 0 | 0 | 0 | 0 | 14048.7918 | 0 | 0 | 43204.0153 | 0 | 43204.0153 | 0 | 0 | 0 | 56.7027 | 104.9488 | 38.0072 | 484.5373 | 0 | 175.0948 | 0 | 0 | 0 | 0 | 414.0595 | 0 | 0 | 1273.3503 | 0 | 1273.3503 | 0 | 0 | 3.1104 | 1.1264 | 14.3605 | 5.1894 | 0 | 0 | 1.6805 | 0 | 12.2717 | 0 | 0 | 37.739 | 37.739 | 37.739 | 2
ME_6A_MA_2010_NG | 6A | MA | NG | 16885 | ASHRAE30pct-state-6A | ApartmentMidRise | STD2010 | ME-Portland-ME | Zone6A | Zone6A(ME-Portland-ME) | ASHRAE30pct-state-STD2010 | state | ME | 0.1158 | 1.03 | ASHRAE30pct-state-6A_ApartmentMidRise_STD2010_ME-Portland-ME.table.csv.gz | Mid-Rise Apartment | Portland Intl Jetport ME USA TMY3 WMO#=726060 | Natural Gas | 444052.3207 | 0 | 0 | 0 | 0 | 0 | 0 | 0 | 0 | 0 | 0 | 0 | 0 | 0 | 444052.3207 | 0 | 444052.3207 | 0 | 0 | 4573.7389 | 0 | 0 | 0 | 0 | 0 | 0 | 0 | 0 | 0 | 0 | 0 | 0 | 0 | 4573.7389 | 0 | 4573.7389 | 0 | 0 | 444.0523 | 0 | 0 | 0 | 0 | 0 | 0 | 0 | 0 | 0 | 0 | 0 | 0 | 0 | 444.0523 | 0 | 444.0523 | 0 | 0 | 0 | 0 | 0 | 0 | 0 | 0 | 0 | 13.1606 | 0 | 0 | 0 | 13.1606 | 13.1606 | 13.1606 | 1
ME_6A_MA_2013_NG | 6A | MA | NG | 17545 | ASHRAE30pct-state-6A | ApartmentMidRise | STD2013 | ME-Portland-ME | Zone6A | Zone6A(ME-Portland-ME) | ASHRAE30pct-state-STD2013 | state | ME | 0.1158 | 1.03 | ASHRAE30pct-state-6A_ApartmentMidRise_STD2013_ME-Portland-ME.table.csv.gz | Mid-Rise Apartment | Portland Intl Jetport ME USA TMY3 WMO#=726060 | Natural Gas | 377382.8645 | 0 | 0 | 0 | 0 | 0 | 0 | 0 | 0 | 0 | 0 | 0 | 0 | 0 | 377382.8645 | 0 | 377382.8645 | 0 | 0 | 3887.0435 | 0 | 0 | 0 | 0 | 0 | 0 | 0 | 0 | 0 | 0 | 0 | 0 | 0 | 3887.0435 | 0 | 3887.0435 | 0 | 0 | 377.3829 | 0 | 0 | 0 | 0 | 0 | 0 | 0 | 0 | 0 | 0 | 0 | 0 | 0 | 377.3829 | 0 | 377.3829 | 0 | 0 | 0 | 0 | 0 | 0 | 0 | 0 | 0 | 11.1847 | 0 | 0 | 0 | 11.1847 | 11.1847 | 11.1847 | 2
MI_6A_MA_2010_EL | 6A | MA | EL | 16936 | ASHRAE30pct-state-6A | ApartmentMidRise | STD2010 | MI-AlpenaCounty-MI | Zone6A | Zone6A(MI-AlpenaCounty-MI) | ASHRAE30pct-state-STD2010 | state | MI | 0.1095 | 0.82 | ASHRAE30pct-state-6A_ApartmentMidRise_STD2010_MI-AlpenaCounty-MI.table.csv.gz | Mid-Rise Apartment | Alpena County Regional Ap MI USA TMY3 WMO#=726390 | Electricity | 0 | 21011.1113 | 37388.8892 | 11122.2223 | 142061.1122 | 0 | 57513.8893 | 0 | 0 | 0 | 0 | 121413.8899 | 0 | 0 | 390511.1142 | 0 | 390511.1142 | 0 | 0 | 0 | 2300.7167 | 4094.0834 | 1217.8833 | 15555.6918 | 0 | 6297.7709 | 0 | 0 | 0 | 0 | 13294.8209 | 0 | 0 | 42760.967 | 0 | 42760.967 | 0 | 0 | 0 | 71.7103 | 127.6071 | 37.9598 | 484.8502 | 0 | 196.2931 | 0 | 0 | 0 | 0 | 414.3818 | 0 | 0 | 1332.8023 | 0 | 1332.8023 | 0 | 0 | 3.782 | 1.125 | 14.3698 | 5.8176 | 0 | 0 | 2.1253 | 0 | 12.2813 | 0 | 0 | 39.501 | 39.501 | 39.501 | 1
MI_6A_MA_2013_EL | 6A | MA | EL | 17596 | ASHRAE30pct-state-6A | ApartmentMidRise | STD2013 | MI-AlpenaCounty-MI | Zone6A | Zone6A(MI-AlpenaCounty-MI) | ASHRAE30pct-state-STD2013 | state | MI | 0.1095 | 0.82 | ASHRAE30pct-state-6A_ApartmentMidRise_STD2013_MI-AlpenaCounty-MI.table.csv.gz | Mid-Rise Apartment | Alpena County Regional Ap MI USA TMY3 WMO#=726390 | Electricity | 0 | 17280.5557 | 30750.0002 | 11122.2223 | 141969.4456 | 0 | 54341.6671 | 0 | 0 | 0 | 0 | 121336.1121 | 0 | 0 | 376800.003 | 0 | 376800.003 | 0 | 0 | 0 | 1892.2208 | 3367.125 | 1217.8833 | 15545.6543 | 0 | 5950.4125 | 0 | 0 | 0 | 0 | 13286.3043 | 0 | 0 | 41259.6003 | 0 | 41259.6003 | 0 | 0 | 0 | 58.978 | 104.9488 | 37.9598 | 484.5373 | 0 | 185.4664 | 0 | 0 | 0 | 0 | 414.1164 | 0 | 0 | 1286.0067 | 0 | 1286.0067 | 0 | 0 | 3.1104 | 1.125 | 14.3605 | 5.4968 | 0 | 0 | 1.748 | 0 | 12.2734 | 0 | 0 | 38.1141 | 38.1141 | 38.1141 | 2
MI_6A_MA_2010_NG | 6A | MA | NG | 16945 | ASHRAE30pct-state-6A | ApartmentMidRise | STD2010 | MI-AlpenaCounty-MI | Zone6A | Zone6A(MI-AlpenaCounty-MI) | ASHRAE30pct-state-STD2010 | state | MI | 0.1095 | 0.82 | ASHRAE30pct-state-6A_ApartmentMidRise_STD2010_MI-AlpenaCounty-MI.table.csv.gz | Mid-Rise Apartment | Alpena County Regional Ap MI USA TMY3 WMO#=726390 | Natural Gas | 544966.4095 | 0 | 0 | 0 | 0 | 0 | 0 | 0 | 0 | 0 | 0 | 0 | 0 | 0 | 544966.4095 | 0 | 544966.4095 | 0 | 0 | 4468.7246 | 0 | 0 | 0 | 0 | 0 | 0 | 0 | 0 | 0 | 0 | 0 | 0 | 0 | 4468.7246 | 0 | 4468.7246 | 0 | 0 | 544.9664 | 0 | 0 | 0 | 0 | 0 | 0 | 0 | 0 | 0 | 0 | 0 | 0 | 0 | 544.9664 | 0 | 544.9664 | 0 | 0 | 0 | 0 | 0 | 0 | 0 | 0 | 0 | 16.1515 | 0 | 0 | 0 | 16.1515 | 16.1515 | 16.1515 | 1
MI_6A_MA_2013_NG | 6A | MA | NG | 17605 | ASHRAE30pct-state-6A | ApartmentMidRise | STD2013 | MI-AlpenaCounty-MI | Zone6A | Zone6A(MI-AlpenaCounty-MI) | ASHRAE30pct-state-STD2013 | state | MI | 0.1095 | 0.82 | ASHRAE30pct-state-6A_ApartmentMidRise_STD2013_MI-AlpenaCounty-MI.table.csv.gz | Mid-Rise Apartment | Alpena County Regional Ap MI USA TMY3 WMO#=726390 | Natural Gas | 469084.1709 | 0 | 0 | 0 | 0 | 0 | 0 | 0 | 0 | 0 | 0 | 0 | 0 | 0 | 469084.1709 | 0 | 469084.1709 | 0 | 0 | 3846.4902 | 0 | 0 | 0 | 0 | 0 | 0 | 0 | 0 | 0 | 0 | 0 | 0 | 0 | 3846.4902 | 0 | 3846.4902 | 0 | 0 | 469.0842 | 0 | 0 | 0 | 0 | 0 | 0 | 0 | 0 | 0 | 0 | 0 | 0 | 0 | 469.0842 | 0 | 469.0842 | 0 | 0 | 0 | 0 | 0 | 0 | 0 | 0 | 0 | 13.9025 | 0 | 0 | 0 | 13.9025 | 13.9025 | 13.9025 | 2
MN_6A_MA_2010_EL | 6A | MA | EL | 16996 | ASHRAE30pct-state-6A | ApartmentMidRise | STD2010 | MN-MinneapolisStPaul-MN | Zone6A | Zone6A(MN-MinneapolisStPaul-MN) | ASHRAE30pct-state-STD2010 | state | MN | 0.0886 | 0.62 | ASHRAE30pct-state-6A_ApartmentMidRise_STD2010_MN-MinneapolisStPaul-MN.table.csv.gz | Mid-Rise Apartment | Minneapolis St Paul IntL Arp MN USA TMY3 WMO#=726580 | Electricity | 0 | 30027.778 | 37388.8892 | 11138.889 | 142061.1122 | 0 | 61675.0005 | 0 | 0 | 0 | 0 | 121375.001 | 0 | 0 | 403663.8921 | 0 | 403666.6699 | -2.7778 | -2.7778 | 0 | 2660.4611 | 3312.6556 | 986.9056 | 12586.6145 | 0 | 5464.405 | 0 | 0 | 0 | 0 | 10753.8251 | 0 | 0 | 35764.6208 | 0 | 35764.867 | -0.24611 | -0.24611 | 0 | 102.4839 | 127.6071 | 38.0167 | 484.8502 | 0 | 210.4949 | 0 | 0 | 0 | 0 | 414.2491 | 0 | 0 | 1377.6924 | 0 | 1377.7018 | -0.0094805 | -0.0094805 | 3.782 | 1.1267 | 14.3695 | 6.2385 | 0 | 0 | 3.0374 | 0 | 12.2773 | 0 | 0 | 40.8317 | 40.8314 | 40.8314 | 1
MN_6A_MA_2013_EL | 6A | MA | EL | 17656 | ASHRAE30pct-state-6A | ApartmentMidRise | STD2013 | MN-MinneapolisStPaul-MN | Zone6A | Zone6A(MN-MinneapolisStPaul-MN) | ASHRAE30pct-state-STD2013 | state | MN | 0.0886 | 0.62 | ASHRAE30pct-state-6A_ApartmentMidRise_STD2013_MN-MinneapolisStPaul-MN.table.csv.gz | Mid-Rise Apartment | Minneapolis St Paul IntL Arp MN USA TMY3 WMO#=726580 | Electricity | 0 | 24786.1113 | 30750.0002 | 11138.889 | 141969.4456 | 0 | 57994.4449 | 0 | 0 | 0 | 0 | 121291.6676 | 0 | 0 | 387930.5587 | 0 | 387930.5587 | -5.8208e-11 | -5.8208e-11 | 0 | 2196.0495 | 2724.45 | 986.9056 | 12578.4929 | 0 | 5138.3078 | 0 | 0 | 0 | 0 | 10746.4418 | 0 | 0 | 34370.6475 | 0 | 34370.6475 | -5.1572e-12 | -5.1572e-12 | 0 | 84.5942 | 104.9488 | 38.0167 | 484.5373 | 0 | 197.9332 | 0 | 0 | 0 | 0 | 413.9647 | 0 | 0 | 1323.995 | 0 | 1323.995 | -1.9866e-13 | -1.9866e-13 | 3.1104 | 1.1267 | 14.3605 | 5.8663 | 0 | 0 | 2.5072 | 0 | 12.2689 | 0 | 0 | 39.2399 | 39.2399 | 39.2399 | 2
MN_6A_MA_2010_NG | 6A | MA | NG | 17005 | ASHRAE30pct-state-6A | ApartmentMidRise | STD2010 | MN-MinneapolisStPaul-MN | Zone6A | Zone6A(MN-MinneapolisStPaul-MN) | ASHRAE30pct-state-STD2010 | state | MN | 0.0886 | 0.62 | ASHRAE30pct-state-6A_ApartmentMidRise_STD2010_MN-MinneapolisStPaul-MN.table.csv.gz | Mid-Rise Apartment | Minneapolis St Paul IntL Arp MN USA TMY3 WMO#=726580 | Natural Gas | 552321.4703 | 0 | 0 | 0 | 0 | 0 | 0 | 0 | 0 | 0 | 0 | 0 | 0 | 0 | 552321.4703 | 0 | 552321.4703 | 0 | 0 | 3424.3931 | 0 | 0 | 0 | 0 | 0 | 0 | 0 | 0 | 0 | 0 | 0 | 0 | 0 | 3424.3931 | 0 | 3424.3931 | 0 | 0 | 552.3215 | 0 | 0 | 0 | 0 | 0 | 0 | 0 | 0 | 0 | 0 | 0 | 0 | 0 | 552.3215 | 0 | 552.3215 | 0 | 0 | 0 | 0 | 0 | 0 | 0 | 0 | 0 | 16.3694 | 0 | 0 | 0 | 16.3694 | 16.3694 | 16.3694 | 1
MN_6A_MA_2013_NG | 6A | MA | NG | 17665 | ASHRAE30pct-state-6A | ApartmentMidRise | STD2013 | MN-MinneapolisStPaul-MN | Zone6A | Zone6A(MN-MinneapolisStPaul-MN) | ASHRAE30pct-state-STD2013 | state | MN | 0.0886 | 0.62 | ASHRAE30pct-state-6A_ApartmentMidRise_STD2013_MN-MinneapolisStPaul-MN.table.csv.gz | Mid-Rise Apartment | Minneapolis St Paul IntL Arp MN USA TMY3 WMO#=726580 | Natural Gas | 479102.5978 | 0 | 0 | 0 | 0 | 0 | 0 | 0 | 0 | 0 | 0 | 0 | 0 | 0 | 479102.5978 | 0 | 479102.5978 | 0 | 0 | 2970.4361 | 0 | 0 | 0 | 0 | 0 | 0 | 0 | 0 | 0 | 0 | 0 | 0 | 0 | 2970.4361 | 0 | 2970.4361 | 0 | 0 | 479.1026 | 0 | 0 | 0 | 0 | 0 | 0 | 0 | 0 | 0 | 0 | 0 | 0 | 0 | 479.1026 | 0 | 479.1026 | 0 | 0 | 0 | 0 | 0 | 0 | 0 | 0 | 0 | 14.1994 | 0 | 0 | 0 | 14.1994 | 14.1994 | 14.1994 | 2
ND_6A_MA_2010_EL | 6A | MA | EL | 17056 | ASHRAE30pct-state-6A | ApartmentMidRise | STD2010 | ND-Bismarck-ND | Zone6A | Zone6A(ND-Bismarck-ND) | ASHRAE30pct-state-STD2010 | state | ND | 0.0798 | 0.59 | ASHRAE30pct-state-6A_ApartmentMidRise_STD2010_ND-Bismarck-ND.table.csv.gz | Mid-Rise Apartment | Bismarck Municipal Arpt Isis ND USA TMY3 WMO#=727640 | Electricity | 0 | 26002.778 | 37388.8892 | 11122.2223 | 142061.1122 | 0 | 65005.5561 | 0 | 0 | 0 | 0 | 121377.7787 | 0 | 0 | 402958.3366 | 0 | 402958.3366 | 0 | 0 | 0 | 2075.0217 | 2983.6334 | 887.5533 | 11336.4768 | 0 | 5187.4434 | 0 | 0 | 0 | 0 | 9685.9467 | 0 | 0 | 32156.0753 | 0 | 32156.0753 | 0 | 0 | 0 | 88.7467 | 127.6071 | 37.9598 | 484.8502 | 0 | 221.8619 | 0 | 0 | 0 | 0 | 414.2586 | 0 | 0 | 1375.2843 | 0 | 1375.2843 | 0 | 0 | 3.782 | 1.125 | 14.3698 | 6.5754 | 0 | 0 | 2.6302 | 0 | 12.2776 | 0 | 0 | 40.76 | 40.76 | 40.76 | 1
ND_6A_MA_2013_EL | 6A | MA | EL | 17716 | ASHRAE30pct-state-6A | ApartmentMidRise | STD2013 | ND-Bismarck-ND | Zone6A | Zone6A(ND-Bismarck-ND) | ASHRAE30pct-state-STD2013 | state | ND | 0.0798 | 0.59 | ASHRAE30pct-state-6A_ApartmentMidRise_STD2013_ND-Bismarck-ND.table.csv.gz | Mid-Rise Apartment | Bismarck Municipal Arpt Isis ND USA TMY3 WMO#=727640 | Electricity | 0 | 21886.1113 | 30750.0002 | 11122.2223 | 141969.4456 | 0 | 61111.1116 | 0 | 0 | 0 | 0 | 121302.7787 | 0 | 0 | 388138.892 | 0 | 388141.6698 | -2.7778 | -2.7778 | 0 | 1746.5117 | 2453.85 | 887.5533 | 11329.1618 | 0 | 4876.6667 | 0 | 0 | 0 | 0 | 9679.9617 | 0 | 0 | 30973.4836 | 0 | 30973.7052 | -0.22167 | -0.22167 | 0 | 74.6966 | 104.9488 | 37.9598 | 484.5373 | 0 | 208.5703 | 0 | 0 | 0 | 0 | 414.0026 | 0 | 0 | 1324.706 | 0 | 1324.7155 | -0.0094805 | -0.0094805 | 3.1104 | 1.125 | 14.3602 | 6.1815 | 0 | 0 | 2.2138 | 0 | 12.27 | 0 | 0 | 39.2613 | 39.261 | 39.261 | 2
ND_6A_MA_2010_NG | 6A | MA | NG | 17065 | ASHRAE30pct-state-6A | ApartmentMidRise | STD2010 | ND-Bismarck-ND | Zone6A | Zone6A(ND-Bismarck-ND) | ASHRAE30pct-state-STD2010 | state | ND | 0.0798 | 0.59 | ASHRAE30pct-state-6A_ApartmentMidRise_STD2010_ND-Bismarck-ND.table.csv.gz | Mid-Rise Apartment | Bismarck Municipal Arpt Isis ND USA TMY3 WMO#=727640 | Natural Gas | 599788.1517 | 0 | 0 | 0 | 0 | 0 | 0 | 0 | 0 | 0 | 0 | 0 | 0 | 0 | 599788.1517 | 0 | 599788.1517 | 0 | 0 | 3538.7501 | 0 | 0 | 0 | 0 | 0 | 0 | 0 | 0 | 0 | 0 | 0 | 0 | 0 | 3538.7501 | 0 | 3538.7501 | 0 | 0 | 599.7882 | 0 | 0 | 0 | 0 | 0 | 0 | 0 | 0 | 0 | 0 | 0 | 0 | 0 | 599.7882 | 0 | 599.7882 | 0 | 0 | 0 | 0 | 0 | 0 | 0 | 0 | 0 | 17.7762 | 0 | 0 | 0 | 17.7762 | 17.7762 | 17.7762 | 1
ND_6A_MA_2013_NG | 6A | MA | NG | 17725 | ASHRAE30pct-state-6A | ApartmentMidRise | STD2013 | ND-Bismarck-ND | Zone6A | Zone6A(ND-Bismarck-ND) | ASHRAE30pct-state-STD2013 | state | ND | 0.0798 | 0.59 | ASHRAE30pct-state-6A_ApartmentMidRise_STD2013_ND-Bismarck-ND.table.csv.gz | Mid-Rise Apartment | Bismarck Municipal Arpt Isis ND USA TMY3 WMO#=727640 | Natural Gas | 520294.7299 | 0 | 0 | 0 | 0 | 0 | 0 | 0 | 0 | 0 | 0 | 0 | 0 | 0 | 520294.7299 | 0 | 520294.7299 | 0 | 0 | 3069.7389 | 0 | 0 | 0 | 0 | 0 | 0 | 0 | 0 | 0 | 0 | 0 | 0 | 0 | 3069.7389 | 0 | 3069.7389 | 0 | 0 | 520.2947 | 0 | 0 | 0 | 0 | 0 | 0 | 0 | 0 | 0 | 0 | 0 | 0 | 0 | 520.2947 | 0 | 520.2947 | 0 | 0 | 0 | 0 | 0 | 0 | 0 | 0 | 0 | 15.4203 | 0 | 0 | 0 | 15.4203 | 15.4203 | 15.4203 | 2
NH_6A_MA_2010_EL | 6A | MA | EL | 17116 | ASHRAE30pct-state-6A | ApartmentMidRise | STD2010 | NH-Concord-NH | Zone6A | Zone6A(NH-Concord-NH) | ASHRAE30pct-state-STD2010 | state | NH | 0.134 | 1.17 | ASHRAE30pct-state-6A_ApartmentMidRise_STD2010_NH-Concord-NH.table.csv.gz | Mid-Rise Apartment | Concord Municipal Arpt NH USA TMY3 WMO#=726050 | Electricity | 0 | 25091.6669 | 37388.8892 | 11130.5556 | 142061.1122 | 0 | 56530.556 | 0 | 0 | 0 | 0 | 121358.3343 | 0 | 0 | 393561.1143 | 0 | 393561.1143 | 0 | 0 | 0 | 3362.2834 | 5010.1112 | 1491.4945 | 19036.189 | 0 | 7575.0945 | 0 | 0 | 0 | 0 | 16262.0168 | 0 | 0 | 52737.1893 | 0 | 52737.1893 | 0 | 0 | 0 | 85.6371 | 127.6071 | 37.9882 | 484.8502 | 0 | 192.937 | 0 | 0 | 0 | 0 | 414.1922 | 0 | 0 | 1343.2119 | 0 | 1343.2119 | 0 | 0 | 3.782 | 1.1259 | 14.3698 | 5.7182 | 0 | 0 | 2.5381 | 0 | 12.2756 | 0 | 0 | 39.8095 | 39.8095 | 39.8095 | 1
NH_6A_MA_2013_EL | 6A | MA | EL | 17776 | ASHRAE30pct-state-6A | ApartmentMidRise | STD2013 | NH-Concord-NH | Zone6A | Zone6A(NH-Concord-NH) | ASHRAE30pct-state-STD2013 | state | NH | 0.134 | 1.17 | ASHRAE30pct-state-6A_ApartmentMidRise_STD2013_NH-Concord-NH.table.csv.gz | Mid-Rise Apartment | Concord Municipal Arpt NH USA TMY3 WMO#=726050 | Electricity | 0 | 21047.2224 | 30750.0002 | 11130.5556 | 141969.4456 | 0 | 53300.0004 | 0 | 0 | 0 | 0 | 121275.001 | 0 | 0 | 379469.4475 | 0 | 379472.2253 | -2.7778 | -2.7778 | 0 | 2820.3278 | 4120.5 | 1491.4945 | 19023.9057 | 0 | 7142.2001 | 0 | 0 | 0 | 0 | 16250.8501 | 0 | 0 | 50848.906 | 0 | 50849.2782 | -0.37222 | -0.37222 | 0 | 71.8335 | 104.9488 | 37.9882 | 484.5373 | 0 | 181.9112 | 0 | 0 | 0 | 0 | 413.9078 | 0 | 0 | 1295.1175 | 0 | 1295.1269 | -0.0094805 | -0.0094805 | 3.1104 | 1.1259 | 14.3602 | 5.3914 | 0 | 0 | 2.129 | 0 | 12.2672 | 0 | 0 | 38.3844 | 38.3841 | 38.3841 | 2
NH_6A_MA_2010_NG | 6A | MA | NG | 17125 | ASHRAE30pct-state-6A | ApartmentMidRise | STD2010 | NH-Concord-NH | Zone6A | Zone6A(NH-Concord-NH) | ASHRAE30pct-state-STD2010 | state | NH | 0.134 | 1.17 | ASHRAE30pct-state-6A_ApartmentMidRise_STD2010_NH-Concord-NH.table.csv.gz | Mid-Rise Apartment | Concord Municipal Arpt NH USA TMY3 WMO#=726050 | Natural Gas | 427257.0014 | 0 | 0 | 0 | 0 | 0 | 0 | 0 | 0 | 0 | 0 | 0 | 0 | 0 | 427257.0014 | 0 | 427257.0014 | 0 | 0 | 4998.9069 | 0 | 0 | 0 | 0 | 0 | 0 | 0 | 0 | 0 | 0 | 0 | 0 | 0 | 4998.9069 | 0 | 4998.9069 | 0 | 0 | 427.257 | 0 | 0 | 0 | 0 | 0 | 0 | 0 | 0 | 0 | 0 | 0 | 0 | 0 | 427.257 | 0 | 427.257 | 0 | 0 | 0 | 0 | 0 | 0 | 0 | 0 | 0 | 12.6628 | 0 | 0 | 0 | 12.6628 | 12.6628 | 12.6628 | 1
NH_6A_MA_2013_NG | 6A | MA | NG | 17785 | ASHRAE30pct-state-6A | ApartmentMidRise | STD2013 | NH-Concord-NH | Zone6A | Zone6A(NH-Concord-NH) | ASHRAE30pct-state-STD2013 | state | NH | 0.134 | 1.17 | ASHRAE30pct-state-6A_ApartmentMidRise_STD2013_NH-Concord-NH.table.csv.gz | Mid-Rise Apartment | Concord Municipal Arpt NH USA TMY3 WMO#=726050 | Natural Gas | 361184.6699 | 0 | 0 | 0 | 0 | 0 | 0 | 0 | 0 | 0 | 0 | 0 | 0 | 0 | 361184.6699 | 0 | 361184.6699 | 0 | 0 | 4225.8606 | 0 | 0 | 0 | 0 | 0 | 0 | 0 | 0 | 0 | 0 | 0 | 0 | 0 | 4225.8606 | 0 | 4225.8606 | 0 | 0 | 361.1847 | 0 | 0 | 0 | 0 | 0 | 0 | 0 | 0 | 0 | 0 | 0 | 0 | 0 | 361.1847 | 0 | 361.1847 | 0 | 0 | 0 | 0 | 0 | 0 | 0 | 0 | 0 | 10.7046 | 0 | 0 | 0 | 10.7046 | 10.7046 | 10.7046 | 2
NY_6A_MA_2010_EL | 6A | MA | EL | 17176 | ASHRAE30pct-state-6A | ApartmentMidRise | STD2010 | NY-Binghamton-NY | Zone6A | Zone6A(NY-Binghamton-NY) | ASHRAE30pct-state-STD2010 | state | NY | 0.1508 | 0.73 | ASHRAE30pct-state-6A_ApartmentMidRise_STD2010_NY-Binghamton-NY.table.csv.gz | Mid-Rise Apartment | Binghamton Edwin A Link Field NY USA TMY3 WMO#=725150 | Electricity | 0 | 21508.3335 | 37388.8892 | 11144.4445 | 142061.1122 | 0 | 56847.2227 | 0 | 0 | 0 | 0 | 121375.001 | 0 | 0 | 390325.0031 | 0 | 390325.0031 | 5.8208e-11 | 5.8208e-11 | 0 | 3243.4567 | 5638.2445 | 1680.5822 | 21422.8157 | 0 | 8572.5612 | 0 | 0 | 0 | 0 | 18303.3501 | 0 | 0 | 58861.0105 | 0 | 58861.0105 | 8.7777e-12 | 8.7777e-12 | 0 | 73.4073 | 127.6071 | 38.0356 | 484.8502 | 0 | 194.0178 | 0 | 0 | 0 | 0 | 414.2491 | 0 | 0 | 1332.1671 | 0 | 1332.1671 | 1.9866e-13 | 1.9866e-13 | 3.782 | 1.1273 | 14.3698 | 5.7502 | 0 | 0 | 2.1756 | 0 | 12.2773 | 0 | 0 | 39.4821 | 39.4821 | 39.4821 | 1
NY_6A_MA_2013_EL | 6A | MA | EL | 17836 | ASHRAE30pct-state-6A | ApartmentMidRise | STD2013 | NY-Binghamton-NY | Zone6A | Zone6A(NY-Binghamton-NY) | ASHRAE30pct-state-STD2013 | state | NY | 0.1508 | 0.73 | ASHRAE30pct-state-6A_ApartmentMidRise_STD2013_NY-Binghamton-NY.table.csv.gz | Mid-Rise Apartment | Binghamton Edwin A Link Field NY USA TMY3 WMO#=725150 | Electricity | 0 | 17738.889 | 30750.0002 | 11144.4445 | 141969.4456 | 0 | 53777.7782 | 0 | 0 | 0 | 0 | 121291.6676 | 0 | 0 | 376672.2252 | 0 | 376672.2252 | 0 | 0 | 0 | 2675.0245 | 4637.1 | 1680.5822 | 21408.9924 | 0 | 8109.689 | 0 | 0 | 0 | 0 | 18290.7835 | 0 | 0 | 56802.1716 | 0 | 56802.1716 | 0 | 0 | 0 | 60.5423 | 104.9488 | 38.0356 | 484.5373 | 0 | 183.5419 | 0 | 0 | 0 | 0 | 413.9647 | 0 | 0 | 1285.5706 | 0 | 1285.5706 | 0 | 0 | 3.1104 | 1.1273 | 14.3605 | 5.4397 | 0 | 0 | 1.7943 | 0 | 12.2689 | 0 | 0 | 38.1011 | 38.1011 | 38.1011 | 2
NY_6A_MA_2010_NG | 6A | MA | NG | 17185 | ASHRAE30pct-state-6A | ApartmentMidRise | STD2010 | NY-Binghamton-NY | Zone6A | Zone6A(NY-Binghamton-NY) | ASHRAE30pct-state-STD2010 | state | NY | 0.1508 | 0.73 | ASHRAE30pct-state-6A_ApartmentMidRise_STD2010_NY-Binghamton-NY.table.csv.gz | Mid-Rise Apartment | Binghamton Edwin A Link Field NY USA TMY3 WMO#=725150 | Natural Gas | 434706.8439 | 0 | 0 | 0 | 0 | 0 | 0 | 0 | 0 | 0 | 0 | 0 | 0 | 0 | 434706.8439 | 0 | 434706.8439 | 0 | 0 | 3173.36 | 0 | 0 | 0 | 0 | 0 | 0 | 0 | 0 | 0 | 0 | 0 | 0 | 0 | 3173.36 | 0 | 3173.36 | 0 | 0 | 434.7068 | 0 | 0 | 0 | 0 | 0 | 0 | 0 | 0 | 0 | 0 | 0 | 0 | 0 | 434.7068 | 0 | 434.7068 | 0 | 0 | 0 | 0 | 0 | 0 | 0 | 0 | 0 | 12.8836 | 0 | 0 | 0 | 12.8836 | 12.8836 | 12.8836 | 1
NY_6A_MA_2013_NG | 6A | MA | NG | 17845 | ASHRAE30pct-state-6A | ApartmentMidRise | STD2013 | NY-Binghamton-NY | Zone6A | Zone6A(NY-Binghamton-NY) | ASHRAE30pct-state-STD2013 | state | NY | 0.1508 | 0.73 | ASHRAE30pct-state-6A_ApartmentMidRise_STD2013_NY-Binghamton-NY.table.csv.gz | Mid-Rise Apartment | Binghamton Edwin A Link Field NY USA TMY3 WMO#=725150 | Natural Gas | 371809.6998 | 0 | 0 | 0 | 0 | 0 | 0 | 0 | 0 | 0 | 0 | 0 | 0 | 0 | 371809.6998 | 0 | 371809.6998 | 0 | 0 | 2714.2108 | 0 | 0 | 0 | 0 | 0 | 0 | 0 | 0 | 0 | 0 | 0 | 0 | 0 | 2714.2108 | 0 | 2714.2108 | 0 | 0 | 371.8097 | 0 | 0 | 0 | 0 | 0 | 0 | 0 | 0 | 0 | 0 | 0 | 0 | 0 | 371.8097 | 0 | 371.8097 | 0 | 0 | 0 | 0 | 0 | 0 | 0 | 0 | 0 | 11.0195 | 0 | 0 | 0 | 11.0195 | 11.0195 | 11.0195 | 2
PA_6A_MA_2010_EL | 6A | MA | EL | 17236 | ASHRAE30pct-state-6A | ApartmentMidRise | STD2010 | PA-Bradford-PA | Zone6A | Zone6A(PA-Bradford-PA) | ASHRAE30pct-state-STD2010 | state | PA | 0.0937 | 1 | ASHRAE30pct-state-6A_ApartmentMidRise_STD2010_PA-Bradford-PA.table.csv.gz | Mid-Rise Apartment | Bradford Regional Ap PA USA TMY3 WMO#=725266 | Electricity | 0 | 18436.1113 | 37388.8892 | 11138.889 | 142061.1122 | 0 | 54755.556 | 0 | 0 | 0 | 0 | 121411.1121 | 0 | 0 | 385188.892 | 0 | 385191.6697 | -2.7778 | -2.7778 | 0 | 1727.4636 | 3503.3389 | 1043.7139 | 13311.1262 | 0 | 5130.5956 | 0 | 0 | 0 | 0 | 11376.2212 | 0 | 0 | 36092.1992 | 0 | 36092.4595 | -0.26028 | -0.26028 | 0 | 62.9219 | 127.6071 | 38.0167 | 484.8502 | 0 | 186.879 | 0 | 0 | 0 | 0 | 414.3724 | 0 | 0 | 1314.6377 | 0 | 1314.6472 | -0.0094805 | -0.0094805 | 3.782 | 1.1267 | 14.3695 | 5.5386 | 0 | 0 | 1.8648 | 0 | 12.281 | 0 | 0 | 38.9629 | 38.9626 | 38.9626 | 1
PA_6A_MA_2013_EL | 6A | MA | EL | 17896 | ASHRAE30pct-state-6A | ApartmentMidRise | STD2013 | PA-Bradford-PA | Zone6A | Zone6A(PA-Bradford-PA) | ASHRAE30pct-state-STD2013 | state | PA | 0.0937 | 1 | ASHRAE30pct-state-6A_ApartmentMidRise_STD2013_PA-Bradford-PA.table.csv.gz | Mid-Rise Apartment | Bradford Regional Ap PA USA TMY3 WMO#=725266 | Electricity | 0 | 15077.7779 | 30750.0002 | 11138.889 | 141969.4456 | 0 | 52041.6671 | 0 | 0 | 0 | 0 | 121322.2232 | 0 | 0 | 372297.2252 | 0 | 372300.003 | -2.7778 | -2.7778 | 0 | 1412.7878 | 2881.275 | 1043.7139 | 13302.5371 | 0 | 4876.3042 | 0 | 0 | 0 | 0 | 11367.8923 | 0 | 0 | 34884.25 | 0 | 34884.5103 | -0.26028 | -0.26028 | 0 | 51.46 | 104.9488 | 38.0167 | 484.5373 | 0 | 177.6166 | 0 | 0 | 0 | 0 | 414.069 | 0 | 0 | 1270.6389 | 0 | 1270.6484 | -0.0094805 | -0.0094805 | 3.1104 | 1.1267 | 14.3602 | 5.2641 | 0 | 0 | 1.5251 | 0 | 12.272 | 0 | 0 | 37.6589 | 37.6586 | 37.6586 | 2
PA_6A_MA_2010_NG | 6A | MA | NG | 17245 | ASHRAE30pct-state-6A | ApartmentMidRise | STD2010 | PA-Bradford-PA | Zone6A | Zone6A(PA-Bradford-PA) | ASHRAE30pct-state-STD2010 | state | PA | 0.0937 | 1 | ASHRAE30pct-state-6A_ApartmentMidRise_STD2010_PA-Bradford-PA.table.csv.gz | Mid-Rise Apartment | Bradford Regional Ap PA USA TMY3 WMO#=725266 | Natural Gas | 504608.3565 | 0 | 0 | 0 | 0 | 0 | 0 | 0 | 0 | 0 | 0 | 0 | 0 | 0 | 504608.3565 | 0 | 504608.3565 | 0 | 0 | 5046.0836 | 0 | 0 | 0 | 0 | 0 | 0 | 0 | 0 | 0 | 0 | 0 | 0 | 0 | 5046.0836 | 0 | 5046.0836 | 0 | 0 | 504.6084 | 0 | 0 | 0 | 0 | 0 | 0 | 0 | 0 | 0 | 0 | 0 | 0 | 0 | 504.6084 | 0 | 504.6084 | 0 | 0 | 0 | 0 | 0 | 0 | 0 | 0 | 0 | 14.9553 | 0 | 0 | 0 | 14.9553 | 14.9553 | 14.9553 | 1
PA_6A_MA_2013_NG | 6A | MA | NG | 17905 | ASHRAE30pct-state-6A | ApartmentMidRise | STD2013 | PA-Bradford-PA | Zone6A | Zone6A(PA-Bradford-PA) | ASHRAE30pct-state-STD2013 | state | PA | 0.0937 | 1 | ASHRAE30pct-state-6A_ApartmentMidRise_STD2013_PA-Bradford-PA.table.csv.gz | Mid-Rise Apartment | Bradford Regional Ap PA USA TMY3 WMO#=725266 | Natural Gas | 431000.879 | 0 | 0 | 0 | 0 | 0 | 0 | 0 | 0 | 0 | 0 | 0 | 0 | 0 | 431000.879 | 0 | 431000.879 | 0 | 0 | 4310.0088 | 0 | 0 | 0 | 0 | 0 | 0 | 0 | 0 | 0 | 0 | 0 | 0 | 0 | 4310.0088 | 0 | 4310.0088 | 0 | 0 | 431.0009 | 0 | 0 | 0 | 0 | 0 | 0 | 0 | 0 | 0 | 0 | 0 | 0 | 0 | 431.0009 | 0 | 431.0009 | 0 | 0 | 0 | 0 | 0 | 0 | 0 | 0 | 0 | 12.7738 | 0 | 0 | 0 | 12.7738 | 12.7738 | 12.7738 | 2
SD_6A_MA_2010_EL | 6A | MA | EL | 17296 | ASHRAE30pct-state-6A | ApartmentMidRise | STD2010 | SD-Pierre-SD | Zone6A | Zone6A(SD-Pierre-SD) | ASHRAE30pct-state-STD2010 | state | SD | 0.0801 | 0.63 | ASHRAE30pct-state-6A_ApartmentMidRise_STD2010_SD-Pierre-SD.table.csv.gz | Mid-Rise Apartment | Pierre Municipal Ap SD USA TMY3 WMO#=726686 | Electricity | 0 | 32683.3336 | 37388.8892 | 11138.889 | 142061.1122 | 0 | 68925.0006 | 0 | 0 | 0 | 0 | 121336.1121 | 0 | 0 | 413533.3366 | 0 | 413533.3366 | 0 | 0 | 0 | 2617.935 | 2994.85 | 892.225 | 11379.0951 | 0 | 5520.8925 | 0 | 0 | 0 | 0 | 9719.0226 | 0 | 0 | 33124.0203 | 0 | 33124.0203 | 0 | 0 | 0 | 111.5472 | 127.6071 | 38.0167 | 484.8502 | 0 | 235.2389 | 0 | 0 | 0 | 0 | 414.1164 | 0 | 0 | 1411.3765 | 0 | 1411.3765 | 0 | 0 | 3.782 | 1.1267 | 14.3698 | 6.9719 | 0 | 0 | 3.306 | 0 | 12.2734 | 0 | 0 | 41.8297 | 41.8297 | 41.8297 | 1
SD_6A_MA_2013_EL | 6A | MA | EL | 17956 | ASHRAE30pct-state-6A | ApartmentMidRise | STD2013 | SD-Pierre-SD | Zone6A | Zone6A(SD-Pierre-SD) | ASHRAE30pct-state-STD2013 | state | SD | 0.0801 | 0.63 | ASHRAE30pct-state-6A_ApartmentMidRise_STD2013_SD-Pierre-SD.table.csv.gz | Mid-Rise Apartment | Pierre Municipal Ap SD USA TMY3 WMO#=726686 | Electricity | 0 | 27413.8891 | 30750.0002 | 11138.889 | 141969.4456 | 0 | 64227.7783 | 0 | 0 | 0 | 0 | 121258.3343 | 0 | 0 | 396758.3365 | 0 | 396758.3365 | 0 | 0 | 0 | 2195.8525 | 2463.075 | 892.225 | 11371.7526 | 0 | 5144.645 | 0 | 0 | 0 | 0 | 9712.7926 | 0 | 0 | 31780.3428 | 0 | 31780.3428 | 0 | 0 | 0 | 93.5628 | 104.9488 | 38.0167 | 484.5373 | 0 | 219.2074 | 0 | 0 | 0 | 0 | 413.8509 | 0 | 0 | 1354.1239 | 0 | 1354.1239 | 0 | 0 | 3.1104 | 1.1267 | 14.3605 | 6.4968 | 0 | 0 | 2.773 | 0 | 12.2655 | 0 | 0 | 40.1329 | 40.1329 | 40.1329 | 2
SD_6A_MA_2010_NG | 6A | MA | NG | 17305 | ASHRAE30pct-state-6A | ApartmentMidRise | STD2010 | SD-Pierre-SD | Zone6A | Zone6A(SD-Pierre-SD) | ASHRAE30pct-state-STD2010 | state | SD | 0.0801 | 0.63 | ASHRAE30pct-state-6A_ApartmentMidRise_STD2010_SD-Pierre-SD.table.csv.gz | Mid-Rise Apartment | Pierre Municipal Ap SD USA TMY3 WMO#=726686 | Natural Gas | 482600.043 | 0 | 0 | 0 | 0 | 0 | 0 | 0 | 0 | 0 | 0 | 0 | 0 | 0 | 482600.043 | 0 | 482600.043 | 0 | 0 | 3040.3803 | 0 | 0 | 0 | 0 | 0 | 0 | 0 | 0 | 0 | 0 | 0 | 0 | 0 | 3040.3803 | 0 | 3040.3803 | 0 | 0 | 482.6 | 0 | 0 | 0 | 0 | 0 | 0 | 0 | 0 | 0 | 0 | 0 | 0 | 0 | 482.6 | 0 | 482.6 | 0 | 0 | 0 | 0 | 0 | 0 | 0 | 0 | 0 | 14.3031 | 0 | 0 | 0 | 14.3031 | 14.3031 | 14.3031 | 1
SD_6A_MA_2013_NG | 6A | MA | NG | 17965 | ASHRAE30pct-state-6A | ApartmentMidRise | STD2013 | SD-Pierre-SD | Zone6A | Zone6A(SD-Pierre-SD) | ASHRAE30pct-state-STD2013 | state | SD | 0.0801 | 0.63 | ASHRAE30pct-state-6A_ApartmentMidRise_STD2013_SD-Pierre-SD.table.csv.gz | Mid-Rise Apartment | Pierre Municipal Ap SD USA TMY3 WMO#=726686 | Natural Gas | 417210.1399 | 0 | 0 | 0 | 0 | 0 | 0 | 0 | 0 | 0 | 0 | 0 | 0 | 0 | 417210.1399 | 0 | 417210.1399 | 0 | 0 | 2628.4239 | 0 | 0 | 0 | 0 | 0 | 0 | 0 | 0 | 0 | 0 | 0 | 0 | 0 | 2628.4239 | 0 | 2628.4239 | 0 | 0 | 417.2101 | 0 | 0 | 0 | 0 | 0 | 0 | 0 | 0 | 0 | 0 | 0 | 0 | 0 | 417.2101 | 0 | 417.2101 | 0 | 0 | 0 | 0 | 0 | 0 | 0 | 0 | 0 | 12.3651 | 0 | 0 | 0 | 12.3651 | 12.3651 | 12.3651 | 2
VT_6A_MA_2010_EL | 6A | MA | EL | 17356 | ASHRAE30pct-state-6A | ApartmentMidRise | STD2010 | VT-Burlington-VT | Zone6A | Zone6A(VT-Burlington-VT) | ASHRAE30pct-state-STD2010 | state | VT | 0.143 | 1.18 | ASHRAE30pct-state-6A_ApartmentMidRise_STD2010_VT-Burlington-VT.table.csv.gz | Mid-Rise Apartment | Burlington International Ap VT USA TMY3 WMO#=726170 | Electricity | 0 | 23152.778 | 37388.8892 | 11133.3334 | 142061.1122 | 0 | 56827.7782 | 0 | 0 | 0 | 0 | 121380.5565 | 0 | 0 | 391941.6698 | 0 | 391944.4476 | -2.7778 | -2.7778 | 0 | 3310.8472 | 5346.6112 | 1592.0667 | 20314.7391 | 0 | 8126.3723 | 0 | 0 | 0 | 0 | 17357.4196 | 0 | 0 | 56047.6588 | 0 | 56048.056 | -0.39722 | -0.39722 | 0 | 79.0197 | 127.6071 | 37.9977 | 484.8502 | 0 | 193.9514 | 0 | 0 | 0 | 0 | 414.2681 | 0 | 0 | 1337.6848 | 0 | 1337.6942 | -0.0094805 | -0.0094805 | 3.782 | 1.1262 | 14.3695 | 5.7482 | 0 | 0 | 2.3419 | 0 | 12.2779 | 0 | 0 | 39.646 | 39.6457 | 39.6457 | 1
VT_6A_MA_2013_EL | 6A | MA | EL | 18016 | ASHRAE30pct-state-6A | ApartmentMidRise | STD2013 | VT-Burlington-VT | Zone6A | Zone6A(VT-Burlington-VT) | ASHRAE30pct-state-STD2013 | state | VT | 0.143 | 1.18 | ASHRAE30pct-state-6A_ApartmentMidRise_STD2013_VT-Burlington-VT.table.csv.gz | Mid-Rise Apartment | Burlington International Ap VT USA TMY3 WMO#=726170 | Electricity | 0 | 18894.4446 | 30750.0002 | 11133.3334 | 141969.4456 | 0 | 53547.2227 | 0 | 0 | 0 | 0 | 121291.6676 | 0 | 0 | 377583.3364 | 0 | 377586.1141 | -2.7778 | -2.7778 | 0 | 2701.9056 | 4397.25 | 1592.0667 | 20301.6307 | 0 | 7657.2528 | 0 | 0 | 0 | 0 | 17344.7085 | 0 | 0 | 53994.4171 | 0 | 53994.8143 | -0.39722 | -0.39722 | 0 | 64.4862 | 104.9488 | 37.9977 | 484.5373 | 0 | 182.755 | 0 | 0 | 0 | 0 | 413.9647 | 0 | 0 | 1288.6802 | 0 | 1288.6897 | -0.0094805 | -0.0094805 | 3.1104 | 1.1262 | 14.3602 | 5.4164 | 0 | 0 | 1.9112 | 0 | 12.2689 | 0 | 0 | 38.1936 | 38.1933 | 38.1933 | 2
VT_6A_MA_2010_NG | 6A | MA | NG | 17365 | ASHRAE30pct-state-6A | ApartmentMidRise | STD2010 | VT-Burlington-VT | Zone6A | Zone6A(VT-Burlington-VT) | ASHRAE30pct-state-STD2010 | state | VT | 0.143 | 1.18 | ASHRAE30pct-state-6A_ApartmentMidRise_STD2010_VT-Burlington-VT.table.csv.gz | Mid-Rise Apartment | Burlington International Ap VT USA TMY3 WMO#=726170 | Natural Gas | 498589.7178 | 0 | 0 | 0 | 0 | 0 | 0 | 0 | 0 | 0 | 0 | 0 | 0 | 0 | 498589.7178 | 0 | 498589.7178 | 0 | 0 | 5883.3587 | 0 | 0 | 0 | 0 | 0 | 0 | 0 | 0 | 0 | 0 | 0 | 0 | 0 | 5883.3587 | 0 | 5883.3587 | 0 | 0 | 498.5897 | 0 | 0 | 0 | 0 | 0 | 0 | 0 | 0 | 0 | 0 | 0 | 0 | 0 | 498.5897 | 0 | 498.5897 | 0 | 0 | 0 | 0 | 0 | 0 | 0 | 0 | 0 | 14.777 | 0 | 0 | 0 | 14.777 | 14.777 | 14.777 | 1
VT_6A_MA_2013_NG | 6A | MA | NG | 18025 | ASHRAE30pct-state-6A | ApartmentMidRise | STD2013 | VT-Burlington-VT | Zone6A | Zone6A(VT-Burlington-VT) | ASHRAE30pct-state-STD2013 | state | VT | 0.143 | 1.18 | ASHRAE30pct-state-6A_ApartmentMidRise_STD2013_VT-Burlington-VT.table.csv.gz | Mid-Rise Apartment | Burlington International Ap VT USA TMY3 WMO#=726170 | Natural Gas | 430906.0973 | 0 | 0 | 0 | 0 | 0 | 0 | 0 | 0 | 0 | 0 | 0 | 0 | 0 | 430906.0973 | 0 | 430906.0973 | 0 | 0 | 5084.6919 | 0 | 0 | 0 | 0 | 0 | 0 | 0 | 0 | 0 | 0 | 0 | 0 | 0 | 5084.6919 | 0 | 5084.6919 | 0 | 0 | 430.9061 | 0 | 0 | 0 | 0 | 0 | 0 | 0 | 0 | 0 | 0 | 0 | 0 | 0 | 430.9061 | 0 | 430.9061 | 0 | 0 | 0 | 0 | 0 | 0 | 0 | 0 | 0 | 12.771 | 0 | 0 | 0 | 12.771 | 12.771 | 12.771 | 2
WI_6A_MA_2010_EL | 6A | MA | EL | 17416 | ASHRAE30pct-state-6A | ApartmentMidRise | STD2010 | WI-Madison-WI | Zone6A | Zone6A(WI-Madison-WI) | ASHRAE30pct-state-STD2010 | state | WI | 0.1054 | 0.72 | ASHRAE30pct-state-6A_ApartmentMidRise_STD2010_WI-Madison-WI.table.csv.gz | Mid-Rise Apartment | Madison Dane Co Regional Arpt WI USA TMY3 WMO#=726410 | Electricity | 0 | 30183.3336 | 37388.8892 | 11125.0001 | 142061.1122 | 0 | 58855.556 | 0 | 0 | 0 | 0 | 121366.6676 | 0 | 0 | 400977.781 | 0 | 400980.5588 | -2.7778 | -2.7778 | 0 | 3181.3234 | 3940.7889 | 1172.575 | 14973.2412 | 0 | 6203.3756 | 0 | 0 | 0 | 0 | 12792.0468 | 0 | 0 | 42263.0581 | 0 | 42263.3509 | -0.29278 | -0.29278 | 0 | 103.0148 | 127.6071 | 37.9693 | 484.8502 | 0 | 200.8722 | 0 | 0 | 0 | 0 | 414.2207 | 0 | 0 | 1368.5247 | 0 | 1368.5342 | -0.0094805 | -0.0094805 | 3.782 | 1.1253 | 14.3695 | 5.9534 | 0 | 0 | 3.0531 | 0 | 12.2765 | 0 | 0 | 40.56 | 40.5597 | 40.5597 | 1
WI_6A_MA_2013_EL | 6A | MA | EL | 18076 | ASHRAE30pct-state-6A | ApartmentMidRise | STD2013 | WI-Madison-WI | Zone6A | Zone6A(WI-Madison-WI) | ASHRAE30pct-state-STD2013 | state | WI | 0.1054 | 0.72 | ASHRAE30pct-state-6A_ApartmentMidRise_STD2013_WI-Madison-WI.table.csv.gz | Mid-Rise Apartment | Madison Dane Co Regional Arpt WI USA TMY3 WMO#=726410 | Electricity | 0 | 24833.3335 | 30750.0002 | 11125.0001 | 141969.4456 | 0 | 55366.6671 | 0 | 0 | 0 | 0 | 121280.5565 | 0 | 0 | 385325.0031 | 0 | 385325.0031 | 0 | 0 | 0 | 2617.4334 | 3241.05 | 1172.575 | 14963.5796 | 0 | 5835.6467 | 0 | 0 | 0 | 0 | 12782.9707 | 0 | 0 | 40613.2553 | 0 | 40613.2553 | 0 | 0 | 0 | 84.7554 | 104.9488 | 37.9693 | 484.5373 | 0 | 188.9647 | 0 | 0 | 0 | 0 | 413.9268 | 0 | 0 | 1315.1023 | 0 | 1315.1023 | 0 | 0 | 3.1104 | 1.1253 | 14.3605 | 5.6004 | 0 | 0 | 2.5119 | 0 | 12.2678 | 0 | 0 | 38.9764 | 38.9764 | 38.9764 | 2
WI_6A_MA_2010_NG | 6A | MA | NG | 17425 | ASHRAE30pct-state-6A | ApartmentMidRise | STD2010 | WI-Madison-WI | Zone6A | Zone6A(WI-Madison-WI) | ASHRAE30pct-state-STD2010 | state | WI | 0.1054 | 0.72 | ASHRAE30pct-state-6A_ApartmentMidRise_STD2010_WI-Madison-WI.table.csv.gz | Mid-Rise Apartment | Madison Dane Co Regional Arpt WI USA TMY3 WMO#=726410 | Natural Gas | 527735.0942 | 0 | 0 | 0 | 0 | 0 | 0 | 0 | 0 | 0 | 0 | 0 | 0 | 0 | 527735.0942 | 0 | 527735.0942 | 0 | 0 | 3799.6927 | 0 | 0 | 0 | 0 | 0 | 0 | 0 | 0 | 0 | 0 | 0 | 0 | 0 | 3799.6927 | 0 | 3799.6927 | 0 | 0 | 527.7351 | 0 | 0 | 0 | 0 | 0 | 0 | 0 | 0 | 0 | 0 | 0 | 0 | 0 | 527.7351 | 0 | 527.7351 | 0 | 0 | 0 | 0 | 0 | 0 | 0 | 0 | 0 | 15.6408 | 0 | 0 | 0 | 15.6408 | 15.6408 | 15.6408 | 1
WI_6A_MA_2013_NG | 6A | MA | NG | 18085 | ASHRAE30pct-state-6A | ApartmentMidRise | STD2013 | WI-Madison-WI | Zone6A | Zone6A(WI-Madison-WI) | ASHRAE30pct-state-STD2013 | state | WI | 0.1054 | 0.72 | ASHRAE30pct-state-6A_ApartmentMidRise_STD2013_WI-Madison-WI.table.csv.gz | Mid-Rise Apartment | Madison Dane Co Regional Arpt WI USA TMY3 WMO#=726410 | Natural Gas | 456743.592 | 0 | 0 | 0 | 0 | 0 | 0 | 0 | 0 | 0 | 0 | 0 | 0 | 0 | 456743.592 | 0 | 456743.592 | 0 | 0 | 3288.5539 | 0 | 0 | 0 | 0 | 0 | 0 | 0 | 0 | 0 | 0 | 0 | 0 | 0 | 3288.5539 | 0 | 3288.5539 | 0 | 0 | 456.7436 | 0 | 0 | 0 | 0 | 0 | 0 | 0 | 0 | 0 | 0 | 0 | 0 | 0 | 456.7436 | 0 | 456.7436 | 0 | 0 | 0 | 0 | 0 | 0 | 0 | 0 | 0 | 13.5368 | 0 | 0 | 0 | 13.5368 | 13.5368 | 13.5368 | 2
CA_6B_MA_2010_EL | 6B | MA | EL | 18556 | ASHRAE30pct-state-6B | ApartmentMidRise | STD2010 | CA-Eagle-CA | Zone6B | Zone6B(CA-Eagle-CA) | ASHRAE30pct-state-STD2010 | state | CA | 0.136 | 0.7 | ASHRAE30pct-state-6B_ApartmentMidRise_STD2010_CA-Eagle-CA.table.csv.gz | Mid-Rise Apartment | Eagle County Ap CO USA TMY3 WMO#=724675 | Electricity | 0 | 22513.8891 | 37388.8892 | 11144.4445 | 142061.1122 | 0 | 63661.1116 | 0 | 0 | 0 | 0 | 122125.001 | 0 | 0 | 398888.8921 | 0 | 398894.4476 | -5.5556 | -5.5556 | 0 | 3061.8889 | 5084.8889 | 1515.6445 | 19320.3113 | 0 | 8657.9112 | 0 | 0 | 0 | 0 | 16609.0001 | 0 | 0 | 54248.8893 | 0 | 54249.6449 | -0.75556 | -0.75556 | 0 | 76.8392 | 127.6071 | 38.0356 | 484.8502 | 0 | 217.2734 | 0 | 0 | 0 | 0 | 416.8088 | 0 | 0 | 1361.3954 | 0 | 1361.4144 | -0.018961 | -0.018961 | 3.782 | 1.1273 | 14.3692 | 6.4394 | 0 | 0 | 2.2773 | 0 | 12.3532 | 0 | 0 | 40.349 | 40.3484 | 40.3484 | 1
CA_6B_MA_2013_EL | 6B | MA | EL | 18976 | ASHRAE30pct-state-6B | ApartmentMidRise | STD2013 | CA-Eagle-CA | Zone6B | Zone6B(CA-Eagle-CA) | ASHRAE30pct-state-STD2013 | state | CA | 0.136 | 0.7 | ASHRAE30pct-state-6B_ApartmentMidRise_STD2013_CA-Eagle-CA.table.csv.gz | Mid-Rise Apartment | Eagle County Ap CO USA TMY3 WMO#=724675 | Electricity | 0 | 19727.7779 | 30750.0002 | 11144.4445 | 141969.4456 | 0 | 60483.3338 | 0 | 0 | 0 | 0 | 122022.2232 | 0 | 0 | 386097.2253 | 0 | 386097.2253 | 0 | 0 | 0 | 2682.9778 | 4182 | 1515.6445 | 19307.8446 | 0 | 8225.7334 | 0 | 0 | 0 | 0 | 16595.0224 | 0 | 0 | 52509.2226 | 0 | 52509.2226 | 0 | 0 | 0 | 67.3303 | 104.9488 | 38.0356 | 484.5373 | 0 | 206.4277 | 0 | 0 | 0 | 0 | 416.4581 | 0 | 0 | 1317.7379 | 0 | 1317.7379 | 0 | 0 | 3.1104 | 1.1273 | 14.3605 | 6.118 | 0 | 0 | 1.9955 | 0 | 12.3428 | 0 | 0 | 39.0545 | 39.0545 | 39.0545 | 2
CA_6B_MA_2010_NG | 6B | MA | NG | 18565 | ASHRAE30pct-state-6B | ApartmentMidRise | STD2010 | CA-Eagle-CA | Zone6B | Zone6B(CA-Eagle-CA) | ASHRAE30pct-state-STD2010 | state | CA | 0.136 | 0.7 | ASHRAE30pct-state-6B_ApartmentMidRise_STD2010_CA-Eagle-CA.table.csv.gz | Mid-Rise Apartment | Eagle County Ap CO USA TMY3 WMO#=724675 | Natural Gas | 281274.2085 | 0 | 0 | 0 | 0 | 0 | 0 | 0 | 0 | 0 | 0 | 0 | 0 | 0 | 281274.2085 | 0 | 281274.2085 | 0 | 0 | 1968.9195 | 0 | 0 | 0 | 0 | 0 | 0 | 0 | 0 | 0 | 0 | 0 | 0 | 0 | 1968.9195 | 0 | 1968.9195 | 0 | 0 | 281.2742 | 0 | 0 | 0 | 0 | 0 | 0 | 0 | 0 | 0 | 0 | 0 | 0 | 0 | 281.2742 | 0 | 281.2742 | 0 | 0 | 0 | 0 | 0 | 0 | 0 | 0 | 0 | 8.3363 | 0 | 0 | 0 | 8.3363 | 8.3363 | 8.3363 | 1
CA_6B_MA_2013_NG | 6B | MA | NG | 18985 | ASHRAE30pct-state-6B | ApartmentMidRise | STD2013 | CA-Eagle-CA | Zone6B | Zone6B(CA-Eagle-CA) | ASHRAE30pct-state-STD2013 | state | CA | 0.136 | 0.7 | ASHRAE30pct-state-6B_ApartmentMidRise_STD2013_CA-Eagle-CA.table.csv.gz | Mid-Rise Apartment | Eagle County Ap CO USA TMY3 WMO#=724675 | Natural Gas | 218557.1497 | 0 | 0 | 0 | 0 | 0 | 0 | 0 | 0 | 0 | 0 | 0 | 0 | 0 | 218557.1497 | 0 | 218557.1497 | 0 | 0 | 1529.9 | 0 | 0 | 0 | 0 | 0 | 0 | 0 | 0 | 0 | 0 | 0 | 0 | 0 | 1529.9 | 0 | 1529.9 | 0 | 0 | 218.5571 | 0 | 0 | 0 | 0 | 0 | 0 | 0 | 0 | 0 | 0 | 0 | 0 | 0 | 218.5571 | 0 | 218.5571 | 0 | 0 | 0 | 0 | 0 | 0 | 0 | 0 | 0 | 6.4775 | 0 | 0 | 0 | 6.4775 | 6.4775 | 6.4775 | 2
CO_6B_MA_2010_EL | 6B | MA | EL | 18616 | ASHRAE30pct-state-6B | ApartmentMidRise | STD2010 | CO-EagleCounty-CO | Zone6B | Zone6B(CO-EagleCounty-CO) | ASHRAE30pct-state-STD2010 | state | CO | 0.0934 | 0.73 | ASHRAE30pct-state-6B_ApartmentMidRise_STD2010_CO-EagleCounty-CO.table.csv.gz | Mid-Rise Apartment | Eagle County Ap CO USA TMY3 WMO#=724675 | Electricity | 0 | 22513.8891 | 37388.8892 | 11144.4445 | 142061.1122 | 0 | 63661.1116 | 0 | 0 | 0 | 0 | 122125.001 | 0 | 0 | 398888.8921 | 0 | 398894.4476 | -5.5556 | -5.5556 | 0 | 2102.7972 | 3492.1223 | 1040.8911 | 13268.5079 | 0 | 5945.9478 | 0 | 0 | 0 | 0 | 11406.4751 | 0 | 0 | 37256.2225 | 0 | 37256.7414 | -0.51889 | -0.51889 | 0 | 76.8392 | 127.6071 | 38.0356 | 484.8502 | 0 | 217.2734 | 0 | 0 | 0 | 0 | 416.8088 | 0 | 0 | 1361.3954 | 0 | 1361.4144 | -0.018961 | -0.018961 | 3.782 | 1.1273 | 14.3692 | 6.4394 | 0 | 0 | 2.2773 | 0 | 12.3532 | 0 | 0 | 40.349 | 40.3484 | 40.3484 | 1
CO_6B_MA_2013_EL | 6B | MA | EL | 19036 | ASHRAE30pct-state-6B | ApartmentMidRise | STD2013 | CO-EagleCounty-CO | Zone6B | Zone6B(CO-EagleCounty-CO) | ASHRAE30pct-state-STD2013 | state | CO | 0.0934 | 0.73 | ASHRAE30pct-state-6B_ApartmentMidRise_STD2013_CO-EagleCounty-CO.table.csv.gz | Mid-Rise Apartment | Eagle County Ap CO USA TMY3 WMO#=724675 | Electricity | 0 | 19727.7779 | 30750.0002 | 11144.4445 | 141969.4456 | 0 | 60483.3338 | 0 | 0 | 0 | 0 | 122022.2232 | 0 | 0 | 386097.2253 | 0 | 386097.2253 | 0 | 0 | 0 | 1842.5745 | 2872.05 | 1040.8911 | 13259.9462 | 0 | 5649.1434 | 0 | 0 | 0 | 0 | 11396.8756 | 0 | 0 | 36061.4808 | 0 | 36061.4808 | 0 | 0 | 0 | 67.3303 | 104.9488 | 38.0356 | 484.5373 | 0 | 206.4277 | 0 | 0 | 0 | 0 | 416.4581 | 0 | 0 | 1317.7379 | 0 | 1317.7379 | 0 | 0 | 3.1104 | 1.1273 | 14.3605 | 6.118 | 0 | 0 | 1.9955 | 0 | 12.3428 | 0 | 0 | 39.0545 | 39.0545 | 39.0545 | 2
CO_6B_MA_2010_NG | 6B | MA | NG | 18625 | ASHRAE30pct-state-6B | ApartmentMidRise | STD2010 | CO-EagleCounty-CO | Zone6B | Zone6B(CO-EagleCounty-CO) | ASHRAE30pct-state-STD2010 | state | CO | 0.0934 | 0.73 | ASHRAE30pct-state-6B_ApartmentMidRise_STD2010_CO-EagleCounty-CO.table.csv.gz | Mid-Rise Apartment | Eagle County Ap CO USA TMY3 WMO#=724675 | Natural Gas | 281274.2085 | 0 | 0 | 0 | 0 | 0 | 0 | 0 | 0 | 0 | 0 | 0 | 0 | 0 | 281274.2085 | 0 | 281274.2085 | 0 | 0 | 2053.3017 | 0 | 0 | 0 | 0 | 0 | 0 | 0 | 0 | 0 | 0 | 0 | 0 | 0 | 2053.3017 | 0 | 2053.3017 | 0 | 0 | 281.2742 | 0 | 0 | 0 | 0 | 0 | 0 | 0 | 0 | 0 | 0 | 0 | 0 | 0 | 281.2742 | 0 | 281.2742 | 0 | 0 | 0 | 0 | 0 | 0 | 0 | 0 | 0 | 8.3363 | 0 | 0 | 0 | 8.3363 | 8.3363 | 8.3363 | 1
CO_6B_MA_2013_NG | 6B | MA | NG | 19045 | ASHRAE30pct-state-6B | ApartmentMidRise | STD2013 | CO-EagleCounty-CO | Zone6B | Zone6B(CO-EagleCounty-CO) | ASHRAE30pct-state-STD2013 | state | CO | 0.0934 | 0.73 | ASHRAE30pct-state-6B_ApartmentMidRise_STD2013_CO-EagleCounty-CO.table.csv.gz | Mid-Rise Apartment | Eagle County Ap CO USA TMY3 WMO#=724675 | Natural Gas | 218557.1497 | 0 | 0 | 0 | 0 | 0 | 0 | 0 | 0 | 0 | 0 | 0 | 0 | 0 | 218557.1497 | 0 | 218557.1497 | 0 | 0 | 1595.4672 | 0 | 0 | 0 | 0 | 0 | 0 | 0 | 0 | 0 | 0 | 0 | 0 | 0 | 1595.4672 | 0 | 1595.4672 | 0 | 0 | 218.5571 | 0 | 0 | 0 | 0 | 0 | 0 | 0 | 0 | 0 | 0 | 0 | 0 | 0 | 218.5571 | 0 | 218.5571 | 0 | 0 | 0 | 0 | 0 | 0 | 0 | 0 | 0 | 6.4775 | 0 | 0 | 0 | 6.4775 | 6.4775 | 6.4775 | 2
ID_6B_MA_2010_EL | 6B | MA | EL | 18676 | ASHRAE30pct-state-6B | ApartmentMidRise | STD2010 | ID-Pocatello-ID | Zone6B | Zone6B(ID-Pocatello-ID) | ASHRAE30pct-state-STD2010 | state | ID | 0.0683 | 0.73 | ASHRAE30pct-state-6B_ApartmentMidRise_STD2010_ID-Pocatello-ID.table.csv.gz | Mid-Rise Apartment | Pocatello Regional Ap ID USA TMY3 WMO#=725780 | Electricity | 0 | 26230.5558 | 37388.8892 | 11130.5556 | 142061.1122 | 0 | 68452.7783 | 0 | 0 | 0 | 0 | 122138.8899 | 0 | 0 | 407402.781 | 0 | 407402.781 | 0 | 0 | 0 | 1791.547 | 2553.6611 | 760.217 | 9702.774 | 0 | 4675.3248 | 0 | 0 | 0 | 0 | 8342.0862 | 0 | 0 | 27825.6099 | 0 | 27825.6099 | 0 | 0 | 0 | 89.5241 | 127.6071 | 37.9882 | 484.8502 | 0 | 233.6272 | 0 | 0 | 0 | 0 | 416.8562 | 0 | 0 | 1390.4531 | 0 | 1390.4531 | 0 | 0 | 3.782 | 1.1259 | 14.3698 | 6.9241 | 0 | 0 | 2.6533 | 0 | 12.3546 | 0 | 0 | 41.2096 | 41.2096 | 41.2096 | 1
ID_6B_MA_2013_EL | 6B | MA | EL | 19096 | ASHRAE30pct-state-6B | ApartmentMidRise | STD2013 | ID-Pocatello-ID | Zone6B | Zone6B(ID-Pocatello-ID) | ASHRAE30pct-state-STD2013 | state | ID | 0.0683 | 0.73 | ASHRAE30pct-state-6B_ApartmentMidRise_STD2013_ID-Pocatello-ID.table.csv.gz | Mid-Rise Apartment | Pocatello Regional Ap ID USA TMY3 WMO#=725780 | Electricity | 0 | 22597.2224 | 30750.0002 | 11130.5556 | 141969.4456 | 0 | 64388.8894 | 0 | 0 | 0 | 0 | 122058.3343 | 0 | 0 | 392888.892 | 0 | 392894.4476 | -5.5556 | -5.5556 | 0 | 1543.3903 | 2100.225 | 760.217 | 9696.5131 | 0 | 4397.7611 | 0 | 0 | 0 | 0 | 8336.5842 | 0 | 0 | 26834.3113 | 0 | 26834.6908 | -0.37944 | -0.37944 | 0 | 77.1236 | 104.9488 | 37.9882 | 484.5373 | 0 | 219.7573 | 0 | 0 | 0 | 0 | 416.5813 | 0 | 0 | 1340.9176 | 0 | 1340.9366 | -0.018961 | -0.018961 | 3.1104 | 1.1259 | 14.3599 | 6.5131 | 0 | 0 | 2.2858 | 0 | 12.3464 | 0 | 0 | 39.7421 | 39.7415 | 39.7415 | 2
ID_6B_MA_2010_NG | 6B | MA | NG | 18685 | ASHRAE30pct-state-6B | ApartmentMidRise | STD2010 | ID-Pocatello-ID | Zone6B | Zone6B(ID-Pocatello-ID) | ASHRAE30pct-state-STD2010 | state | ID | 0.0683 | 0.73 | ASHRAE30pct-state-6B_ApartmentMidRise_STD2010_ID-Pocatello-ID.table.csv.gz | Mid-Rise Apartment | Pocatello Regional Ap ID USA TMY3 WMO#=725780 | Natural Gas | 322997.1182 | 0 | 0 | 0 | 0 | 0 | 0 | 0 | 0 | 0 | 0 | 0 | 0 | 0 | 322997.1182 | 0 | 322997.1182 | 0 | 0 | 2357.879 | 0 | 0 | 0 | 0 | 0 | 0 | 0 | 0 | 0 | 0 | 0 | 0 | 0 | 2357.879 | 0 | 2357.879 | 0 | 0 | 322.9971 | 0 | 0 | 0 | 0 | 0 | 0 | 0 | 0 | 0 | 0 | 0 | 0 | 0 | 322.9971 | 0 | 322.9971 | 0 | 0 | 0 | 0 | 0 | 0 | 0 | 0 | 0 | 9.5728 | 0 | 0 | 0 | 9.5728 | 9.5728 | 9.5728 | 1
ID_6B_MA_2013_NG | 6B | MA | NG | 19105 | ASHRAE30pct-state-6B | ApartmentMidRise | STD2013 | ID-Pocatello-ID | Zone6B | Zone6B(ID-Pocatello-ID) | ASHRAE30pct-state-STD2013 | state | ID | 0.0683 | 0.73 | ASHRAE30pct-state-6B_ApartmentMidRise_STD2013_ID-Pocatello-ID.table.csv.gz | Mid-Rise Apartment | Pocatello Regional Ap ID USA TMY3 WMO#=725780 | Natural Gas | 265350.8809 | 0 | 0 | 0 | 0 | 0 | 0 | 0 | 0 | 0 | 0 | 0 | 0 | 0 | 265350.8809 | 0 | 265350.8809 | 0 | 0 | 1937.0614 | 0 | 0 | 0 | 0 | 0 | 0 | 0 | 0 | 0 | 0 | 0 | 0 | 0 | 1937.0614 | 0 | 1937.0614 | 0 | 0 | 265.3509 | 0 | 0 | 0 | 0 | 0 | 0 | 0 | 0 | 0 | 0 | 0 | 0 | 0 | 265.3509 | 0 | 265.3509 | 0 | 0 | 0 | 0 | 0 | 0 | 0 | 0 | 0 | 7.8643 | 0 | 0 | 0 | 7.8643 | 7.8643 | 7.8643 | 2
MT_6B_MA_2010_EL | 6B | MA | EL | 18736 | ASHRAE30pct-state-6B | ApartmentMidRise | STD2010 | MT-Helena-MT | Zone6B | Zone6B(MT-Helena-MT) | ASHRAE30pct-state-STD2010 | state | MT | 0.0916 | 0.78 | ASHRAE30pct-state-6B_ApartmentMidRise_STD2010_MT-Helena-MT.table.csv.gz | Mid-Rise Apartment | Helena Regional Airport MT USA TMY3 WMO#=727720 | Electricity | 0 | 22194.4446 | 37388.8892 | 11125.0001 | 142061.1122 | 0 | 68366.6672 | 0 | 0 | 0 | 0 | 122163.8899 | 0 | 0 | 403294.4477 | 0 | 403300.0032 | -5.5556 | -5.5556 | 0 | 2033.0111 | 3424.8222 | 1019.05 | 13012.7979 | 0 | 6262.3867 | 0 | 0 | 0 | 0 | 11190.2123 | 0 | 0 | 36941.7714 | 0 | 36942.2803 | -0.50889 | -0.50889 | 0 | 75.749 | 127.6071 | 37.9693 | 484.8502 | 0 | 233.3333 | 0 | 0 | 0 | 0 | 416.9416 | 0 | 0 | 1376.4314 | 0 | 1376.4504 | -0.018961 | -0.018961 | 3.782 | 1.1253 | 14.3692 | 6.9154 | 0 | 0 | 2.245 | 0 | 12.3571 | 0 | 0 | 40.7946 | 40.794 | 40.794 | 1
MT_6B_MA_2013_EL | 6B | MA | EL | 19156 | ASHRAE30pct-state-6B | ApartmentMidRise | STD2013 | MT-Helena-MT | Zone6B | Zone6B(MT-Helena-MT) | ASHRAE30pct-state-STD2013 | state | MT | 0.0916 | 0.78 | ASHRAE30pct-state-6B_ApartmentMidRise_STD2013_MT-Helena-MT.table.csv.gz | Mid-Rise Apartment | Helena Regional Airport MT USA TMY3 WMO#=727720 | Electricity | 0 | 19169.4446 | 30750.0002 | 11125.0001 | 141969.4456 | 0 | 64483.3338 | 0 | 0 | 0 | 0 | 122080.5565 | 0 | 0 | 389575.0031 | 0 | 389577.7809 | -2.7778 | -2.7778 | 0 | 1755.9211 | 2816.7 | 1019.05 | 13004.4012 | 0 | 5906.6734 | 0 | 0 | 0 | 0 | 11182.579 | 0 | 0 | 35685.0703 | 0 | 35685.3247 | -0.25444 | -0.25444 | 0 | 65.4247 | 104.9488 | 37.9693 | 484.5373 | 0 | 220.0796 | 0 | 0 | 0 | 0 | 416.6572 | 0 | 0 | 1329.6074 | 0 | 1329.6169 | -0.0094805 | -0.0094805 | 3.1104 | 1.1253 | 14.3602 | 6.5226 | 0 | 0 | 1.939 | 0 | 12.3487 | 0 | 0 | 39.4066 | 39.4063 | 39.4063 | 2
MT_6B_MA_2010_NG | 6B | MA | NG | 18745 | ASHRAE30pct-state-6B | ApartmentMidRise | STD2010 | MT-Helena-MT | Zone6B | Zone6B(MT-Helena-MT) | ASHRAE30pct-state-STD2010 | state | MT | 0.0916 | 0.78 | ASHRAE30pct-state-6B_ApartmentMidRise_STD2010_MT-Helena-MT.table.csv.gz | Mid-Rise Apartment | Helena Regional Airport MT USA TMY3 WMO#=727720 | Natural Gas | 331281.0398 | 0 | 0 | 0 | 0 | 0 | 0 | 0 | 0 | 0 | 0 | 0 | 0 | 0 | 331281.0398 | 0 | 331281.0398 | 0 | 0 | 2583.9921 | 0 | 0 | 0 | 0 | 0 | 0 | 0 | 0 | 0 | 0 | 0 | 0 | 0 | 2583.9921 | 0 | 2583.9921 | 0 | 0 | 331.281 | 0 | 0 | 0 | 0 | 0 | 0 | 0 | 0 | 0 | 0 | 0 | 0 | 0 | 331.281 | 0 | 331.281 | 0 | 0 | 0 | 0 | 0 | 0 | 0 | 0 | 0 | 9.8184 | 0 | 0 | 0 | 9.8184 | 9.8184 | 9.8184 | 1
MT_6B_MA_2013_NG | 6B | MA | NG | 19165 | ASHRAE30pct-state-6B | ApartmentMidRise | STD2013 | MT-Helena-MT | Zone6B | Zone6B(MT-Helena-MT) | ASHRAE30pct-state-STD2013 | state | MT | 0.0916 | 0.78 | ASHRAE30pct-state-6B_ApartmentMidRise_STD2013_MT-Helena-MT.table.csv.gz | Mid-Rise Apartment | Helena Regional Airport MT USA TMY3 WMO#=727720 | Natural Gas | 267663.5547 | 0 | 0 | 0 | 0 | 0 | 0 | 0 | 0 | 0 | 0 | 0 | 0 | 0 | 267663.5547 | 0 | 267663.5547 | 0 | 0 | 2087.7757 | 0 | 0 | 0 | 0 | 0 | 0 | 0 | 0 | 0 | 0 | 0 | 0 | 0 | 2087.7757 | 0 | 2087.7757 | 0 | 0 | 267.6636 | 0 | 0 | 0 | 0 | 0 | 0 | 0 | 0 | 0 | 0 | 0 | 0 | 0 | 267.6636 | 0 | 267.6636 | 0 | 0 | 0 | 0 | 0 | 0 | 0 | 0 | 0 | 7.9329 | 0 | 0 | 0 | 7.9329 | 7.9329 | 7.9329 | 2
UT_6B_MA_2010_EL | 6B | MA | EL | 18796 | ASHRAE30pct-state-6B | ApartmentMidRise | STD2010 | UT-Vernal-UT | Zone6B | Zone6B(UT-Vernal-UT) | ASHRAE30pct-state-STD2010 | state | UT | 0.0805 | 0.69 | ASHRAE30pct-state-6B_ApartmentMidRise_STD2010_UT-Vernal-UT.table.csv.gz | Mid-Rise Apartment | Vernal UT USA TMY3 WMO#=725705 | Electricity | 0 | 31133.3336 | 37388.8892 | 11130.5556 | 142061.1122 | 0 | 67916.6672 | 0 | 0 | 0 | 0 | 122050.001 | 0 | 0 | 411675.0033 | 0 | 411680.5588 | -5.5556 | -5.5556 | 0 | 2506.2334 | 3009.8056 | 896.0097 | 11435.9195 | 0 | 5467.2917 | 0 | 0 | 0 | 0 | 9825.0251 | 0 | 0 | 33139.8378 | 0 | 33140.285 | -0.44722 | -0.44722 | 0 | 106.2571 | 127.6071 | 37.9882 | 484.8502 | 0 | 231.7975 | 0 | 0 | 0 | 0 | 416.5529 | 0 | 0 | 1405.034 | 0 | 1405.053 | -0.018961 | -0.018961 | 3.782 | 1.1259 | 14.3692 | 6.8699 | 0 | 0 | 3.1492 | 0 | 12.3456 | 0 | 0 | 41.6423 | 41.6417 | 41.6417 | 1
UT_6B_MA_2013_EL | 6B | MA | EL | 19216 | ASHRAE30pct-state-6B | ApartmentMidRise | STD2013 | UT-Vernal-UT | Zone6B | Zone6B(UT-Vernal-UT) | ASHRAE30pct-state-STD2013 | state | UT | 0.0805 | 0.69 | ASHRAE30pct-state-6B_ApartmentMidRise_STD2013_UT-Vernal-UT.table.csv.gz | Mid-Rise Apartment | Vernal UT USA TMY3 WMO#=725705 | Electricity | 0 | 27325.0002 | 30750.0002 | 11130.5556 | 141969.4456 | 0 | 63908.3338 | 0 | 0 | 0 | 0 | 121955.5565 | 0 | 0 | 397038.8921 | 0 | 397038.8921 | 5.8208e-11 | 5.8208e-11 | 0 | 2199.6625 | 2475.375 | 896.0097 | 11428.5404 | 0 | 5144.6209 | 0 | 0 | 0 | 0 | 9817.4223 | 0 | 0 | 31961.6308 | 0 | 31961.6308 | 4.6857e-12 | 4.6857e-12 | 0 | 93.2594 | 104.9488 | 37.9882 | 484.5373 | 0 | 218.1172 | 0 | 0 | 0 | 0 | 416.2305 | 0 | 0 | 1355.0814 | 0 | 1355.0814 | 1.9866e-13 | 1.9866e-13 | 3.1104 | 1.1259 | 14.3605 | 6.4645 | 0 | 0 | 2.764 | 0 | 12.336 | 0 | 0 | 40.1613 | 40.1613 | 40.1613 | 2
UT_6B_MA_2010_NG | 6B | MA | NG | 18805 | ASHRAE30pct-state-6B | ApartmentMidRise | STD2010 | UT-Vernal-UT | Zone6B | Zone6B(UT-Vernal-UT) | ASHRAE30pct-state-STD2010 | state | UT | 0.0805 | 0.69 | ASHRAE30pct-state-6B_ApartmentMidRise_STD2010_UT-Vernal-UT.table.csv.gz | Mid-Rise Apartment | Vernal UT USA TMY3 WMO#=725705 | Natural Gas | 208586.1136 | 0 | 0 | 0 | 0 | 0 | 0 | 0 | 0 | 0 | 0 | 0 | 0 | 0 | 208586.1136 | 0 | 208586.1136 | 0 | 0 | 1439.2442 | 0 | 0 | 0 | 0 | 0 | 0 | 0 | 0 | 0 | 0 | 0 | 0 | 0 | 1439.2442 | 0 | 1439.2442 | 0 | 0 | 208.5861 | 0 | 0 | 0 | 0 | 0 | 0 | 0 | 0 | 0 | 0 | 0 | 0 | 0 | 208.5861 | 0 | 208.5861 | 0 | 0 | 0 | 0 | 0 | 0 | 0 | 0 | 0 | 6.182 | 0 | 0 | 0 | 6.182 | 6.182 | 6.182 | 1
UT_6B_MA_2013_NG | 6B | MA | NG | 19225 | ASHRAE30pct-state-6B | ApartmentMidRise | STD2013 | UT-Vernal-UT | Zone6B | Zone6B(UT-Vernal-UT) | ASHRAE30pct-state-STD2013 | state | UT | 0.0805 | 0.69 | ASHRAE30pct-state-6B_ApartmentMidRise_STD2013_UT-Vernal-UT.table.csv.gz | Mid-Rise Apartment | Vernal UT USA TMY3 WMO#=725705 | Natural Gas | 160569.6983 | 0 | 0 | 0 | 0 | 0 | 0 | 0 | 0 | 0 | 0 | 0 | 0 | 0 | 160569.6983 | 0 | 160569.6983 | 0 | 0 | 1107.9309 | 0 | 0 | 0 | 0 | 0 | 0 | 0 | 0 | 0 | 0 | 0 | 0 | 0 | 1107.9309 | 0 | 1107.9309 | 0 | 0 | 160.5697 | 0 | 0 | 0 | 0 | 0 | 0 | 0 | 0 | 0 | 0 | 0 | 0 | 0 | 160.5697 | 0 | 160.5697 | 0 | 0 | 0 | 0 | 0 | 0 | 0 | 0 | 0 | 4.7589 | 0 | 0 | 0 | 4.7589 | 4.7589 | 4.7589 | 2
WA_6B_MA_2010_EL | 6B | MA | EL | 18856 | ASHRAE30pct-state-6B | ApartmentMidRise | STD2010 | WA-Kalispell-MT | Zone6B | Zone6B(WA-Kalispell-MT) | ASHRAE30pct-state-STD2010 | state | WA | 0.0767 | 0.96 | ASHRAE30pct-state-6B_ApartmentMidRise_STD2010_WA-Kalispell-MT.table.csv.gz | Mid-Rise Apartment | Kalispell Glacier Pk IntL Ar MT USA TMY3 WMO#=727790 | Electricity | 0 | 19691.6668 | 37388.8892 | 11122.2223 | 142061.1122 | 0 | 63783.3338 | 0 | 0 | 0 | 0 | 122205.5565 | 0 | 0 | 396250.0032 | 0 | 396252.7809 | -2.7778 | -2.7778 | 0 | 1510.3508 | 2867.7278 | 853.0745 | 10896.0873 | 0 | 4892.1817 | 0 | 0 | 0 | 0 | 9373.1662 | 0 | 0 | 30392.3752 | 0 | 30392.5883 | -0.21306 | -0.21306 | 0 | 67.207 | 127.6071 | 37.9598 | 484.8502 | 0 | 217.6905 | 0 | 0 | 0 | 0 | 417.0838 | 0 | 0 | 1352.389 | 0 | 1352.3985 | -0.0094805 | -0.0094805 | 3.782 | 1.125 | 14.3695 | 6.4518 | 0 | 0 | 1.9919 | 0 | 12.3613 | 0 | 0 | 40.0818 | 40.0815 | 40.0815 | 1
WA_6B_MA_2013_EL | 6B | MA | EL | 19276 | ASHRAE30pct-state-6B | ApartmentMidRise | STD2013 | WA-Kalispell-MT | Zone6B | Zone6B(WA-Kalispell-MT) | ASHRAE30pct-state-STD2013 | state | WA | 0.0767 | 0.96 | ASHRAE30pct-state-6B_ApartmentMidRise_STD2013_WA-Kalispell-MT.table.csv.gz | Mid-Rise Apartment | Kalispell Glacier Pk IntL Ar MT USA TMY3 WMO#=727790 | Electricity | 0 | 16933.3335 | 30750.0002 | 11122.2223 | 141969.4456 | 0 | 60450.0005 | 0 | 0 | 0 | 0 | 122122.2232 | 0 | 0 | 383344.4475 | 0 | 383347.2253 | -2.7778 | -2.7778 | 0 | 1298.7867 | 2358.525 | 853.0745 | 10889.0565 | 0 | 4636.515 | 0 | 0 | 0 | 0 | 9366.7745 | 0 | 0 | 29402.5191 | 0 | 29402.7322 | -0.21306 | -0.21306 | 0 | 57.7929 | 104.9488 | 37.9598 | 484.5373 | 0 | 206.314 | 0 | 0 | 0 | 0 | 416.7994 | 0 | 0 | 1308.3427 | 0 | 1308.3522 | -0.0094805 | -0.0094805 | 3.1104 | 1.125 | 14.3602 | 6.1146 | 0 | 0 | 1.7128 | 0 | 12.3529 | 0 | 0 | 38.7763 | 38.7761 | 38.7761 | 2
WA_6B_MA_2010_NG | 6B | MA | NG | 18865 | ASHRAE30pct-state-6B | ApartmentMidRise | STD2010 | WA-Kalispell-MT | Zone6B | Zone6B(WA-Kalispell-MT) | ASHRAE30pct-state-STD2010 | state | WA | 0.0767 | 0.96 | ASHRAE30pct-state-6B_ApartmentMidRise_STD2010_WA-Kalispell-MT.table.csv.gz | Mid-Rise Apartment | Kalispell Glacier Pk IntL Ar MT USA TMY3 WMO#=727790 | Natural Gas | 366046.9717 | 0 | 0 | 0 | 0 | 0 | 0 | 0 | 0 | 0 | 0 | 0 | 0 | 0 | 366046.9717 | 0 | 366046.9717 | 0 | 0 | 3514.0509 | 0 | 0 | 0 | 0 | 0 | 0 | 0 | 0 | 0 | 0 | 0 | 0 | 0 | 3514.0509 | 0 | 3514.0509 | 0 | 0 | 366.047 | 0 | 0 | 0 | 0 | 0 | 0 | 0 | 0 | 0 | 0 | 0 | 0 | 0 | 366.047 | 0 | 366.047 | 0 | 0 | 0 | 0 | 0 | 0 | 0 | 0 | 0 | 10.8487 | 0 | 0 | 0 | 10.8487 | 10.8487 | 10.8487 | 1
WA_6B_MA_2013_NG | 6B | MA | NG | 19285 | ASHRAE30pct-state-6B | ApartmentMidRise | STD2013 | WA-Kalispell-MT | Zone6B | Zone6B(WA-Kalispell-MT) | ASHRAE30pct-state-STD2013 | state | WA | 0.0767 | 0.96 | ASHRAE30pct-state-6B_ApartmentMidRise_STD2013_WA-Kalispell-MT.table.csv.gz | Mid-Rise Apartment | Kalispell Glacier Pk IntL Ar MT USA TMY3 WMO#=727790 | Natural Gas | 297529.2721 | 0 | 0 | 0 | 0 | 0 | 0 | 0 | 0 | 0 | 0 | 0 | 0 | 0 | 297529.2721 | 0 | 297529.2721 | 0 | 0 | 2856.281 | 0 | 0 | 0 | 0 | 0 | 0 | 0 | 0 | 0 | 0 | 0 | 0 | 0 | 2856.281 | 0 | 2856.281 | 0 | 0 | 297.5293 | 0 | 0 | 0 | 0 | 0 | 0 | 0 | 0 | 0 | 0 | 0 | 0 | 0 | 297.5293 | 0 | 297.5293 | 0 | 0 | 0 | 0 | 0 | 0 | 0 | 0 | 0 | 8.818 | 0 | 0 | 0 | 8.818 | 8.818 | 8.818 | 2
WY_6B_MA_2010_EL | 6B | MA | EL | 18916 | ASHRAE30pct-state-6B | ApartmentMidRise | STD2010 | WY-Cheyenne-WY | Zone6B | Zone6B(WY-Cheyenne-WY) | ASHRAE30pct-state-STD2010 | state | WY | 0.0823 | 0.68 | ASHRAE30pct-state-6B_ApartmentMidRise_STD2010_WY-Cheyenne-WY.table.csv.gz | Mid-Rise Apartment | Cheyenne Municipal Arpt WY USA TMY3 WMO#=725640 | Electricity | 0 | 21405.5557 | 37388.8892 | 11147.2223 | 142061.1122 | 0 | 68030.5561 | 0 | 0 | 0 | 0 | 122163.8899 | 0 | 0 | 402194.4477 | 0 | 402197.2254 | -2.7778 | -2.7778 | 0 | 1761.6772 | 3077.1056 | 917.4164 | 11691.6295 | 0 | 5598.9148 | 0 | 0 | 0 | 0 | 10054.0881 | 0 | 0 | 33100.603 | 0 | 33100.8317 | -0.22861 | -0.22861 | 0 | 73.0565 | 127.6071 | 38.0451 | 484.8502 | 0 | 232.1862 | 0 | 0 | 0 | 0 | 416.9416 | 0 | 0 | 1372.6772 | 0 | 1372.6867 | -0.0094805 | -0.0094805 | 3.782 | 1.1276 | 14.3695 | 6.8814 | 0 | 0 | 2.1652 | 0 | 12.3571 | 0 | 0 | 40.683 | 40.6828 | 40.6828 | 1
WY_6B_MA_2013_EL | 6B | MA | EL | 19336 | ASHRAE30pct-state-6B | ApartmentMidRise | STD2013 | WY-Cheyenne-WY | Zone6B | Zone6B(WY-Cheyenne-WY) | ASHRAE30pct-state-STD2013 | state | WY | 0.0823 | 0.68 | ASHRAE30pct-state-6B_ApartmentMidRise_STD2013_WY-Cheyenne-WY.table.csv.gz | Mid-Rise Apartment | Cheyenne Municipal Arpt WY USA TMY3 WMO#=725640 | Electricity | 0 | 18300.0001 | 30750.0002 | 11147.2223 | 141969.4456 | 0 | 64191.6672 | 0 | 0 | 0 | 0 | 122075.001 | 0 | 0 | 388430.5587 | 0 | 388433.3364 | -2.7778 | -2.7778 | 0 | 1506.09 | 2530.725 | 917.4164 | 11684.0854 | 0 | 5282.9742 | 0 | 0 | 0 | 0 | 10046.7726 | 0 | 0 | 31967.835 | 0 | 31968.0636 | -0.22861 | -0.22861 | 0 | 62.4573 | 104.9488 | 38.0451 | 484.5373 | 0 | 219.0842 | 0 | 0 | 0 | 0 | 416.6382 | 0 | 0 | 1325.7015 | 0 | 1325.7109 | -0.0094805 | -0.0094805 | 3.1104 | 1.1276 | 14.3602 | 6.4931 | 0 | 0 | 1.8511 | 0 | 12.3481 | 0 | 0 | 39.2908 | 39.2905 | 39.2905 | 2
WY_6B_MA_2010_NG | 6B | MA | NG | 18925 | ASHRAE30pct-state-6B | ApartmentMidRise | STD2010 | WY-Cheyenne-WY | Zone6B | Zone6B(WY-Cheyenne-WY) | ASHRAE30pct-state-STD2010 | state | WY | 0.0823 | 0.68 | ASHRAE30pct-state-6B_ApartmentMidRise_STD2010_WY-Cheyenne-WY.table.csv.gz | Mid-Rise Apartment | Cheyenne Municipal Arpt WY USA TMY3 WMO#=725640 | Natural Gas | 341593.29 | 0 | 0 | 0 | 0 | 0 | 0 | 0 | 0 | 0 | 0 | 0 | 0 | 0 | 341593.29 | 0 | 341593.29 | 0 | 0 | 2322.8344 | 0 | 0 | 0 | 0 | 0 | 0 | 0 | 0 | 0 | 0 | 0 | 0 | 0 | 2322.8344 | 0 | 2322.8344 | 0 | 0 | 341.5933 | 0 | 0 | 0 | 0 | 0 | 0 | 0 | 0 | 0 | 0 | 0 | 0 | 0 | 341.5933 | 0 | 341.5933 | 0 | 0 | 0 | 0 | 0 | 0 | 0 | 0 | 0 | 10.124 | 0 | 0 | 0 | 10.124 | 10.124 | 10.124 | 1
WY_6B_MA_2013_NG | 6B | MA | NG | 19345 | ASHRAE30pct-state-6B | ApartmentMidRise | STD2013 | WY-Cheyenne-WY | Zone6B | Zone6B(WY-Cheyenne-WY) | ASHRAE30pct-state-STD2013 | state | WY | 0.0823 | 0.68 | ASHRAE30pct-state-6B_ApartmentMidRise_STD2013_WY-Cheyenne-WY.table.csv.gz | Mid-Rise Apartment | Cheyenne Municipal Arpt WY USA TMY3 WMO#=725640 | Natural Gas | 281188.905 | 0 | 0 | 0 | 0 | 0 | 0 | 0 | 0 | 0 | 0 | 0 | 0 | 0 | 281188.905 | 0 | 281188.905 | 0 | 0 | 1912.0846 | 0 | 0 | 0 | 0 | 0 | 0 | 0 | 0 | 0 | 0 | 0 | 0 | 0 | 1912.0846 | 0 | 1912.0846 | 0 | 0 | 281.1889 | 0 | 0 | 0 | 0 | 0 | 0 | 0 | 0 | 0 | 0 | 0 | 0 | 0 | 281.1889 | 0 | 281.1889 | 0 | 0 | 0 | 0 | 0 | 0 | 0 | 0 | 0 | 8.3337 | 0 | 0 | 0 | 8.3337 | 8.3337 | 8.3337 | 2
AK_7_MA_2010_EL | 7 | MA | EL | 19876 | ASHRAE30pct-state-7 | ApartmentMidRise | STD2010 | AK-Anchorage-AK | Zone7 | Zone7(AK-Anchorage-AK) | ASHRAE30pct-state-STD2010 | state | AK | 0.1479 | 0.81 | ASHRAE30pct-state-7_ApartmentMidRise_STD2010_AK-Anchorage-AK.table.csv.gz | Mid-Rise Apartment | Anchorage Intl Ap AK USA TMY3 WMO#=702730 | Electricity | 0 | 8052.7778 | 37388.8892 | 11080.5556 | 142061.1122 | 0 | 51775.0004 | 0 | 0 | 0 | 0 | 130263.8899 | 0 | 0 | 380619.4475 | 0 | 380622.2253 | -2.7778 | -2.7778 | 0 | 1191.0058 | 5529.8167 | 1638.8142 | 21010.8385 | 0 | 7657.5226 | 0 | 0 | 0 | 0 | 19266.0293 | 0 | 0 | 56293.6163 | 0 | 56294.0271 | -0.41083 | -0.41083 | 0 | 27.4839 | 127.6071 | 37.8176 | 484.8502 | 0 | 176.7065 | 0 | 0 | 0 | 0 | 444.5866 | 0 | 0 | 1299.0424 | 0 | 1299.0519 | -0.0094805 | -0.0094805 | 3.782 | 1.1208 | 14.3695 | 5.2371 | 0 | 0 | 0.81455 | 0 | 13.1765 | 0 | 0 | 38.5007 | 38.5004 | 38.5004 | 1
AK_7_MA_2013_EL | 7 | MA | EL | 20356 | ASHRAE30pct-state-7 | ApartmentMidRise | STD2013 | AK-Anchorage-AK | Zone7 | Zone7(AK-Anchorage-AK) | ASHRAE30pct-state-STD2013 | state | AK | 0.1479 | 0.81 | ASHRAE30pct-state-7_ApartmentMidRise_STD2013_AK-Anchorage-AK.table.csv.gz | Mid-Rise Apartment | Anchorage Intl Ap AK USA TMY3 WMO#=702730 | Electricity | 0 | 8288.889 | 30750.0002 | 11080.5556 | 141969.4456 | 0 | 53972.2227 | 0 | 0 | 0 | 0 | 130205.5566 | 0 | 0 | 376261.1141 | 0 | 376266.6697 | -5.5556 | -5.5556 | 0 | 1225.9267 | 4547.925 | 1638.8142 | 20997.281 | 0 | 7982.4917 | 0 | 0 | 0 | 0 | 19257.4018 | 0 | 0 | 55649.0188 | 0 | 55649.8404 | -0.82167 | -0.82167 | 0 | 28.2897 | 104.9488 | 37.8176 | 484.5373 | 0 | 184.2055 | 0 | 0 | 0 | 0 | 444.3875 | 0 | 0 | 1284.1675 | 0 | 1284.1865 | -0.018961 | -0.018961 | 3.1104 | 1.1208 | 14.3599 | 5.4594 | 0 | 0 | 0.83844 | 0 | 13.1706 | 0 | 0 | 38.0601 | 38.0596 | 38.0596 | 2
AK_7_MA_2010_NG | 7 | MA | NG | 19885 | ASHRAE30pct-state-7 | ApartmentMidRise | STD2010 | AK-Anchorage-AK | Zone7 | Zone7(AK-Anchorage-AK) | ASHRAE30pct-state-STD2010 | state | AK | 0.1479 | 0.81 | ASHRAE30pct-state-7_ApartmentMidRise_STD2010_AK-Anchorage-AK.table.csv.gz | Mid-Rise Apartment | Anchorage Intl Ap AK USA TMY3 WMO#=702730 | Natural Gas | 651121.9269 | 0 | 0 | 0 | 0 | 0 | 0 | 0 | 0 | 0 | 0 | 0 | 0 | 0 | 651121.9269 | 0 | 651121.9269 | 0 | 0 | 5274.0876 | 0 | 0 | 0 | 0 | 0 | 0 | 0 | 0 | 0 | 0 | 0 | 0 | 0 | 5274.0876 | 0 | 5274.0876 | 0 | 0 | 651.1219 | 0 | 0 | 0 | 0 | 0 | 0 | 0 | 0 | 0 | 0 | 0 | 0 | 0 | 651.1219 | 0 | 651.1219 | 0 | 0 | 0 | 0 | 0 | 0 | 0 | 0 | 0 | 19.2976 | 0 | 0 | 0 | 19.2976 | 19.2976 | 19.2976 | 1
AK_7_MA_2013_NG | 7 | MA | NG | 20365 | ASHRAE30pct-state-7 | ApartmentMidRise | STD2013 | AK-Anchorage-AK | Zone7 | Zone7(AK-Anchorage-AK) | ASHRAE30pct-state-STD2013 | state | AK | 0.1479 | 0.81 | ASHRAE30pct-state-7_ApartmentMidRise_STD2013_AK-Anchorage-AK.table.csv.gz | Mid-Rise Apartment | Anchorage Intl Ap AK USA TMY3 WMO#=702730 | Natural Gas | 570074.085 | 0 | 0 | 0 | 0 | 0 | 0 | 0 | 0 | 0 | 0 | 0 | 0 | 0 | 570074.085 | 0 | 570074.085 | 0 | 0 | 4617.6001 | 0 | 0 | 0 | 0 | 0 | 0 | 0 | 0 | 0 | 0 | 0 | 0 | 0 | 4617.6001 | 0 | 4617.6001 | 0 | 0 | 570.0741 | 0 | 0 | 0 | 0 | 0 | 0 | 0 | 0 | 0 | 0 | 0 | 0 | 0 | 570.0741 | 0 | 570.0741 | 0 | 0 | 0 | 0 | 0 | 0 | 0 | 0 | 0 | 16.8956 | 0 | 0 | 0 | 16.8956 | 16.8956 | 16.8956 | 2
CO_7_MA_2010_EL | 7 | MA | EL | 19936 | ASHRAE30pct-state-7 | ApartmentMidRise | STD2010 | CO-GunnisonCounty-CO | Zone7 | Zone7(CO-GunnisonCounty-CO) | ASHRAE30pct-state-STD2010 | state | CO | 0.0934 | 0.73 | ASHRAE30pct-state-7_ApartmentMidRise_STD2010_CO-GunnisonCounty-CO.table.csv.gz | Mid-Rise Apartment | Gunnison Co Awos CO USA TMY3 WMO#=724677 | Electricity | 0 | 19222.2224 | 37388.8892 | 11147.2223 | 142061.1122 | 0 | 58950.0005 | 0 | 0 | 0 | 0 | 130086.1122 | 0 | 0 | 398855.5587 | 0 | 398855.5587 | 0 | 0 | 0 | 1795.3556 | 3492.1223 | 1041.1506 | 13268.5079 | 0 | 5505.93 | 0 | 0 | 0 | 0 | 12150.0429 | 0 | 0 | 37253.1092 | 0 | 37253.1092 | 0 | 0 | 0 | 65.6048 | 127.6071 | 38.0451 | 484.8502 | 0 | 201.1945 | 0 | 0 | 0 | 0 | 443.9799 | 0 | 0 | 1361.2817 | 0 | 1361.2817 | 0 | 0 | 3.782 | 1.1276 | 14.3698 | 5.9629 | 0 | 0 | 1.9444 | 0 | 13.1585 | 0 | 0 | 40.345 | 40.345 | 40.345 | 1
CO_7_MA_2013_EL | 7 | MA | EL | 20416 | ASHRAE30pct-state-7 | ApartmentMidRise | STD2013 | CO-GunnisonCounty-CO | Zone7 | Zone7(CO-GunnisonCounty-CO) | ASHRAE30pct-state-STD2013 | state | CO | 0.0934 | 0.73 | ASHRAE30pct-state-7_ApartmentMidRise_STD2013_CO-GunnisonCounty-CO.table.csv.gz | Mid-Rise Apartment | Gunnison Co Awos CO USA TMY3 WMO#=724677 | Electricity | 0 | 18738.889 | 30750.0002 | 11147.2223 | 141969.4456 | 0 | 59927.7783 | 0 | 0 | 0 | 0 | 129972.2233 | 0 | 0 | 392502.7809 | 0 | 392505.5587 | -2.7778 | -2.7778 | 0 | 1750.2122 | 2872.05 | 1041.1506 | 13259.9462 | 0 | 5597.2545 | 0 | 0 | 0 | 0 | 12139.4057 | 0 | 0 | 36659.7597 | 0 | 36660.0192 | -0.25944 | -0.25944 | 0 | 63.9552 | 104.9488 | 38.0451 | 484.5373 | 0 | 204.5316 | 0 | 0 | 0 | 0 | 443.5912 | 0 | 0 | 1339.5998 | 0 | 1339.6093 | -0.0094805 | -0.0094805 | 3.1104 | 1.1276 | 14.3602 | 6.0618 | 0 | 0 | 1.8955 | 0 | 13.1469 | 0 | 0 | 39.7027 | 39.7024 | 39.7024 | 2
CO_7_MA_2010_NG | 7 | MA | NG | 19945 | ASHRAE30pct-state-7 | ApartmentMidRise | STD2010 | CO-GunnisonCounty-CO | Zone7 | Zone7(CO-GunnisonCounty-CO) | ASHRAE30pct-state-STD2010 | state | CO | 0.0934 | 0.73 | ASHRAE30pct-state-7_ApartmentMidRise_STD2010_CO-GunnisonCounty-CO.table.csv.gz | Mid-Rise Apartment | Gunnison Co Awos CO USA TMY3 WMO#=724677 | Natural Gas | 285273.9968 | 0 | 0 | 0 | 0 | 0 | 0 | 0 | 0 | 0 | 0 | 0 | 0 | 0 | 285273.9968 | 0 | 285273.9968 | 0 | 0 | 2082.5002 | 0 | 0 | 0 | 0 | 0 | 0 | 0 | 0 | 0 | 0 | 0 | 0 | 0 | 2082.5002 | 0 | 2082.5002 | 0 | 0 | 285.274 | 0 | 0 | 0 | 0 | 0 | 0 | 0 | 0 | 0 | 0 | 0 | 0 | 0 | 285.274 | 0 | 285.274 | 0 | 0 | 0 | 0 | 0 | 0 | 0 | 0 | 0 | 8.4548 | 0 | 0 | 0 | 8.4548 | 8.4548 | 8.4548 | 1
CO_7_MA_2013_NG | 7 | MA | NG | 20425 | ASHRAE30pct-state-7 | ApartmentMidRise | STD2013 | CO-GunnisonCounty-CO | Zone7 | Zone7(CO-GunnisonCounty-CO) | ASHRAE30pct-state-STD2013 | state | CO | 0.0934 | 0.73 | ASHRAE30pct-state-7_ApartmentMidRise_STD2013_CO-GunnisonCounty-CO.table.csv.gz | Mid-Rise Apartment | Gunnison Co Awos CO USA TMY3 WMO#=724677 | Natural Gas | 223097.1937 | 0 | 0 | 0 | 0 | 0 | 0 | 0 | 0 | 0 | 0 | 0 | 0 | 0 | 223097.1937 | 0 | 223097.1937 | 0 | 0 | 1628.6095 | 0 | 0 | 0 | 0 | 0 | 0 | 0 | 0 | 0 | 0 | 0 | 0 | 0 | 1628.6095 | 0 | 1628.6095 | 0 | 0 | 223.0972 | 0 | 0 | 0 | 0 | 0 | 0 | 0 | 0 | 0 | 0 | 0 | 0 | 0 | 223.0972 | 0 | 223.0972 | 0 | 0 | 0 | 0 | 0 | 0 | 0 | 0 | 0 | 6.6121 | 0 | 0 | 0 | 6.6121 | 6.6121 | 6.6121 | 2
ME_7_MA_2010_EL | 7 | MA | EL | 19996 | ASHRAE30pct-state-7 | ApartmentMidRise | STD2010 | ME-Caribou-ME | Zone7 | Zone7(ME-Caribou-ME) | ASHRAE30pct-state-STD2010 | state | ME | 0.1158 | 1.03 | ASHRAE30pct-state-7_ApartmentMidRise_STD2010_ME-Caribou-ME.table.csv.gz | Mid-Rise Apartment | Caribou Municipal Arpt ME USA TMY3 WMO#=727120 | Electricity | 0 | 15122.2223 | 37388.8892 | 11127.7779 | 142061.1122 | 0 | 53177.7782 | 0 | 0 | 0 | 0 | 130244.4455 | 0 | 0 | 389119.4476 | 0 | 389122.2253 | -2.7778 | -2.7778 | 0 | 1751.1533 | 4329.6334 | 1288.5967 | 16450.6768 | 0 | 6157.9867 | 0 | 0 | 0 | 0 | 15082.3068 | 0 | 0 | 45060.032 | 0 | 45060.3537 | -0.32167 | -0.32167 | 0 | 51.6117 | 127.6071 | 37.9788 | 484.8502 | 0 | 181.4941 | 0 | 0 | 0 | 0 | 444.5203 | 0 | 0 | 1328.0526 | 0 | 1328.0621 | -0.0094805 | -0.0094805 | 3.782 | 1.1256 | 14.3695 | 5.379 | 0 | 0 | 1.5296 | 0 | 13.1745 | 0 | 0 | 39.3605 | 39.3602 | 39.3602 | 1
ME_7_MA_2013_EL | 7 | MA | EL | 20476 | ASHRAE30pct-state-7 | ApartmentMidRise | STD2013 | ME-Caribou-ME | Zone7 | Zone7(ME-Caribou-ME) | ASHRAE30pct-state-STD2013 | state | ME | 0.1158 | 1.03 | ASHRAE30pct-state-7_ApartmentMidRise_STD2013_ME-Caribou-ME.table.csv.gz | Mid-Rise Apartment | Caribou Municipal Arpt ME USA TMY3 WMO#=727120 | Electricity | 0 | 13375.0001 | 30750.0002 | 11127.7779 | 141969.4456 | 0 | 53783.3338 | 0 | 0 | 0 | 0 | 130166.6677 | 0 | 0 | 381172.2253 | 0 | 381172.2253 | 0 | 0 | 0 | 1548.825 | 3560.85 | 1288.5967 | 16440.0618 | 0 | 6228.11 | 0 | 0 | 0 | 0 | 15073.3001 | 0 | 0 | 44139.7437 | 0 | 44139.7437 | 0 | 0 | 0 | 45.6485 | 104.9488 | 37.9788 | 484.5373 | 0 | 183.5609 | 0 | 0 | 0 | 0 | 444.2548 | 0 | 0 | 1300.929 | 0 | 1300.929 | 0 | 0 | 3.1104 | 1.1256 | 14.3605 | 5.4403 | 0 | 0 | 1.3529 | 0 | 13.1666 | 0 | 0 | 38.5563 | 38.5563 | 38.5563 | 2
ME_7_MA_2010_NG | 7 | MA | NG | 20005 | ASHRAE30pct-state-7 | ApartmentMidRise | STD2010 | ME-Caribou-ME | Zone7 | Zone7(ME-Caribou-ME) | ASHRAE30pct-state-STD2010 | state | ME | 0.1158 | 1.03 | ASHRAE30pct-state-7_ApartmentMidRise_STD2010_ME-Caribou-ME.table.csv.gz | Mid-Rise Apartment | Caribou Municipal Arpt ME USA TMY3 WMO#=727120 | Natural Gas | 668846.1071 | 0 | 0 | 0 | 0 | 0 | 0 | 0 | 0 | 0 | 0 | 0 | 0 | 0 | 668846.1071 | 0 | 668846.1071 | 0 | 0 | 6889.1149 | 0 | 0 | 0 | 0 | 0 | 0 | 0 | 0 | 0 | 0 | 0 | 0 | 0 | 6889.1149 | 0 | 6889.1149 | 0 | 0 | 668.8461 | 0 | 0 | 0 | 0 | 0 | 0 | 0 | 0 | 0 | 0 | 0 | 0 | 0 | 668.8461 | 0 | 668.8461 | 0 | 0 | 0 | 0 | 0 | 0 | 0 | 0 | 0 | 19.8229 | 0 | 0 | 0 | 19.8229 | 19.8229 | 19.8229 | 1
ME_7_MA_2013_NG | 7 | MA | NG | 20485 | ASHRAE30pct-state-7 | ApartmentMidRise | STD2013 | ME-Caribou-ME | Zone7 | Zone7(ME-Caribou-ME) | ASHRAE30pct-state-STD2013 | state | ME | 0.1158 | 1.03 | ASHRAE30pct-state-7_ApartmentMidRise_STD2013_ME-Caribou-ME.table.csv.gz | Mid-Rise Apartment | Caribou Municipal Arpt ME USA TMY3 WMO#=727120 | Natural Gas | 587845.656 | 0 | 0 | 0 | 0 | 0 | 0 | 0 | 0 | 0 | 0 | 0 | 0 | 0 | 587845.656 | 0 | 587845.656 | 0 | 0 | 6054.8103 | 0 | 0 | 0 | 0 | 0 | 0 | 0 | 0 | 0 | 0 | 0 | 0 | 0 | 6054.8103 | 0 | 6054.8103 | 0 | 0 | 587.8457 | 0 | 0 | 0 | 0 | 0 | 0 | 0 | 0 | 0 | 0 | 0 | 0 | 0 | 587.8457 | 0 | 587.8457 | 0 | 0 | 0 | 0 | 0 | 0 | 0 | 0 | 0 | 17.4223 | 0 | 0 | 0 | 17.4223 | 17.4223 | 17.4223 | 2
MI_7_MA_2010_EL | 7 | MA | EL | 20056 | ASHRAE30pct-state-7 | ApartmentMidRise | STD2010 | MI-SaultSteMarie-MI | Zone7 | Zone7(MI-SaultSteMarie-MI) | ASHRAE30pct-state-STD2010 | state | MI | 0.1095 | 0.82 | ASHRAE30pct-state-7_ApartmentMidRise_STD2010_MI-SaultSteMarie-MI.table.csv.gz | Mid-Rise Apartment | Sault Ste Marie Sanderson Fie MI USA TMY3 WMO#=727340 | Electricity | 0 | 15433.3335 | 37388.8892 | 11127.7779 | 142061.1122 | 0 | 52972.2226 | 0 | 0 | 0 | 0 | 130211.1122 | 0 | 0 | 389191.6698 | 0 | 389194.4476 | -2.7778 | -2.7778 | 0 | 1689.95 | 4094.0834 | 1218.4917 | 15555.6918 | 0 | 5800.4584 | 0 | 0 | 0 | 0 | 14258.1168 | 0 | 0 | 42616.4878 | 0 | 42616.792 | -0.30417 | -0.30417 | 0 | 52.6735 | 127.6071 | 37.9788 | 484.8502 | 0 | 180.7926 | 0 | 0 | 0 | 0 | 444.4065 | 0 | 0 | 1328.2991 | 0 | 1328.3086 | -0.0094805 | -0.0094805 | 3.782 | 1.1256 | 14.3695 | 5.3582 | 0 | 0 | 1.5611 | 0 | 13.1711 | 0 | 0 | 39.3678 | 39.3675 | 39.3675 | 1
MI_7_MA_2013_EL | 7 | MA | EL | 20536 | ASHRAE30pct-state-7 | ApartmentMidRise | STD2013 | MI-SaultSteMarie-MI | Zone7 | Zone7(MI-SaultSteMarie-MI) | ASHRAE30pct-state-STD2013 | state | MI | 0.1095 | 0.82 | ASHRAE30pct-state-7_ApartmentMidRise_STD2013_MI-SaultSteMarie-MI.table.csv.gz | Mid-Rise Apartment | Sault Ste Marie Sanderson Fie MI USA TMY3 WMO#=727340 | Electricity | 0 | 13725.0001 | 30750.0002 | 11127.7779 | 141969.4456 | 0 | 53619.4449 | 0 | 0 | 0 | 0 | 130127.7788 | 0 | 0 | 381316.6697 | 0 | 381319.4475 | -2.7778 | -2.7778 | 0 | 1502.8875 | 3367.125 | 1218.4917 | 15545.6543 | 0 | 5871.3292 | 0 | 0 | 0 | 0 | 14248.9918 | 0 | 0 | 41754.1753 | 0 | 41754.4795 | -0.30417 | -0.30417 | 0 | 46.843 | 104.9488 | 37.9788 | 484.5373 | 0 | 183.0015 | 0 | 0 | 0 | 0 | 444.1221 | 0 | 0 | 1301.422 | 0 | 1301.4315 | -0.0094805 | -0.0094805 | 3.1104 | 1.1256 | 14.3602 | 5.4237 | 0 | 0 | 1.3883 | 0 | 13.1627 | 0 | 0 | 38.5712 | 38.5709 | 38.5709 | 2
MI_7_MA_2010_NG | 7 | MA | NG | 20065 | ASHRAE30pct-state-7 | ApartmentMidRise | STD2010 | MI-SaultSteMarie-MI | Zone7 | Zone7(MI-SaultSteMarie-MI) | ASHRAE30pct-state-STD2010 | state | MI | 0.1095 | 0.82 | ASHRAE30pct-state-7_ApartmentMidRise_STD2010_MI-SaultSteMarie-MI.table.csv.gz | Mid-Rise Apartment | Sault Ste Marie Sanderson Fie MI USA TMY3 WMO#=727340 | Natural Gas | 562927.5439 | 0 | 0 | 0 | 0 | 0 | 0 | 0 | 0 | 0 | 0 | 0 | 0 | 0 | 562927.5439 | 0 | 562927.5439 | 0 | 0 | 4616.0059 | 0 | 0 | 0 | 0 | 0 | 0 | 0 | 0 | 0 | 0 | 0 | 0 | 0 | 4616.0059 | 0 | 4616.0059 | 0 | 0 | 562.9275 | 0 | 0 | 0 | 0 | 0 | 0 | 0 | 0 | 0 | 0 | 0 | 0 | 0 | 562.9275 | 0 | 562.9275 | 0 | 0 | 0 | 0 | 0 | 0 | 0 | 0 | 0 | 16.6838 | 0 | 0 | 0 | 16.6838 | 16.6838 | 16.6838 | 1
MI_7_MA_2013_NG | 7 | MA | NG | 20545 | ASHRAE30pct-state-7 | ApartmentMidRise | STD2013 | MI-SaultSteMarie-MI | Zone7 | Zone7(MI-SaultSteMarie-MI) | ASHRAE30pct-state-STD2013 | state | MI | 0.1095 | 0.82 | ASHRAE30pct-state-7_ApartmentMidRise_STD2013_MI-SaultSteMarie-MI.table.csv.gz | Mid-Rise Apartment | Sault Ste Marie Sanderson Fie MI USA TMY3 WMO#=727340 | Natural Gas | 488978.8522 | 0 | 0 | 0 | 0 | 0 | 0 | 0 | 0 | 0 | 0 | 0 | 0 | 0 | 488978.8522 | 0 | 488978.8522 | 0 | 0 | 4009.6266 | 0 | 0 | 0 | 0 | 0 | 0 | 0 | 0 | 0 | 0 | 0 | 0 | 0 | 4009.6266 | 0 | 4009.6266 | 0 | 0 | 488.9789 | 0 | 0 | 0 | 0 | 0 | 0 | 0 | 0 | 0 | 0 | 0 | 0 | 0 | 488.9789 | 0 | 488.9789 | 0 | 0 | 0 | 0 | 0 | 0 | 0 | 0 | 0 | 14.4921 | 0 | 0 | 0 | 14.4921 | 14.4921 | 14.4921 | 2
MN_7_MA_2010_EL | 7 | MA | EL | 20116 | ASHRAE30pct-state-7 | ApartmentMidRise | STD2010 | MN-Duluth-MN | Zone7 | Zone7(MN-Duluth-MN) | ASHRAE30pct-state-STD2010 | state | MN | 0.0886 | 0.62 | ASHRAE30pct-state-7_ApartmentMidRise_STD2010_MN-Duluth-MN.table.csv.gz | Mid-Rise Apartment | Duluth International Arpt MN USA TMY3 WMO#=727450 | Electricity | 0 | 16505.5557 | 37388.8892 | 11125.0001 | 142061.1122 | 0 | 55616.6671 | 0 | 0 | 0 | 0 | 130200.001 | 0 | 0 | 392894.4476 | 0 | 392897.2254 | -2.7778 | -2.7778 | 0 | 1462.3922 | 3312.6556 | 985.675 | 12586.6145 | 0 | 4927.6367 | 0 | 0 | 0 | 0 | 11535.7201 | 0 | 0 | 34810.4481 | 0 | 34810.6942 | -0.24611 | -0.24611 | 0 | 56.3329 | 127.6071 | 37.9693 | 484.8502 | 0 | 189.818 | 0 | 0 | 0 | 0 | 444.3686 | 0 | 0 | 1340.9366 | 0 | 1340.9461 | -0.0094805 | -0.0094805 | 3.782 | 1.1253 | 14.3695 | 5.6257 | 0 | 0 | 1.6696 | 0 | 13.17 | 0 | 0 | 39.7423 | 39.7421 | 39.7421 | 1
MN_7_MA_2013_EL | 7 | MA | EL | 20596 | ASHRAE30pct-state-7 | ApartmentMidRise | STD2013 | MN-Duluth-MN | Zone7 | Zone7(MN-Duluth-MN) | ASHRAE30pct-state-STD2013 | state | MN | 0.0886 | 0.62 | ASHRAE30pct-state-7_ApartmentMidRise_STD2013_MN-Duluth-MN.table.csv.gz | Mid-Rise Apartment | Duluth International Arpt MN USA TMY3 WMO#=727450 | Electricity | 0 | 14852.7779 | 30750.0002 | 11125.0001 | 141969.4456 | 0 | 56327.7782 | 0 | 0 | 0 | 0 | 130116.6677 | 0 | 0 | 385138.892 | 0 | 385141.6697 | -2.7778 | -2.7778 | 0 | 1315.9561 | 2724.45 | 985.675 | 12578.4929 | 0 | 4990.6412 | 0 | 0 | 0 | 0 | 11528.3368 | 0 | 0 | 34123.3058 | 0 | 34123.5519 | -0.24611 | -0.24611 | 0 | 50.6921 | 104.9488 | 37.9693 | 484.5373 | 0 | 192.245 | 0 | 0 | 0 | 0 | 444.0842 | 0 | 0 | 1314.4671 | 0 | 1314.4766 | -0.0094805 | -0.0094805 | 3.1104 | 1.1253 | 14.3602 | 5.6977 | 0 | 0 | 1.5024 | 0 | 13.1616 | 0 | 0 | 38.9578 | 38.9576 | 38.9576 | 2
MN_7_MA_2010_NG | 7 | MA | NG | 20125 | ASHRAE30pct-state-7 | ApartmentMidRise | STD2010 | MN-Duluth-MN | Zone7 | Zone7(MN-Duluth-MN) | ASHRAE30pct-state-STD2010 | state | MN | 0.0886 | 0.62 | ASHRAE30pct-state-7_ApartmentMidRise_STD2010_MN-Duluth-MN.table.csv.gz | Mid-Rise Apartment | Duluth International Arpt MN USA TMY3 WMO#=727450 | Natural Gas | 660457.9256 | 0 | 0 | 0 | 0 | 0 | 0 | 0 | 0 | 0 | 0 | 0 | 0 | 0 | 660457.9256 | 0 | 660457.9256 | 0 | 0 | 4094.8391 | 0 | 0 | 0 | 0 | 0 | 0 | 0 | 0 | 0 | 0 | 0 | 0 | 0 | 4094.8391 | 0 | 4094.8391 | 0 | 0 | 660.4579 | 0 | 0 | 0 | 0 | 0 | 0 | 0 | 0 | 0 | 0 | 0 | 0 | 0 | 660.4579 | 0 | 660.4579 | 0 | 0 | 0 | 0 | 0 | 0 | 0 | 0 | 0 | 19.5743 | 0 | 0 | 0 | 19.5743 | 19.5743 | 19.5743 | 1
MN_7_MA_2013_NG | 7 | MA | NG | 20605 | ASHRAE30pct-state-7 | ApartmentMidRise | STD2013 | MN-Duluth-MN | Zone7 | Zone7(MN-Duluth-MN) | ASHRAE30pct-state-STD2013 | state | MN | 0.0886 | 0.62 | ASHRAE30pct-state-7_ApartmentMidRise_STD2013_MN-Duluth-MN.table.csv.gz | Mid-Rise Apartment | Duluth International Arpt MN USA TMY3 WMO#=727450 | Natural Gas | 581457.3686 | 0 | 0 | 0 | 0 | 0 | 0 | 0 | 0 | 0 | 0 | 0 | 0 | 0 | 581457.3686 | 0 | 581457.3686 | 0 | 0 | 3605.0357 | 0 | 0 | 0 | 0 | 0 | 0 | 0 | 0 | 0 | 0 | 0 | 0 | 0 | 3605.0357 | 0 | 3605.0357 | 0 | 0 | 581.4574 | 0 | 0 | 0 | 0 | 0 | 0 | 0 | 0 | 0 | 0 | 0 | 0 | 0 | 581.4574 | 0 | 581.4574 | 0 | 0 | 0 | 0 | 0 | 0 | 0 | 0 | 0 | 17.233 | 0 | 0 | 0 | 17.233 | 17.233 | 17.233 | 2
ND_7_MA_2010_EL | 7 | MA | EL | 20176 | ASHRAE30pct-state-7 | ApartmentMidRise | STD2010 | ND-Minot-ND | Zone7 | Zone7(ND-Minot-ND) | ASHRAE30pct-state-STD2010 | state | ND | 0.0798 | 0.59 | ASHRAE30pct-state-7_ApartmentMidRise_STD2010_ND-Minot-ND.table.csv.gz | Mid-Rise Apartment | Minot Faa Ap ND USA TMY3 WMO#=727676 | Electricity | 0 | 23097.2224 | 37388.8892 | 11122.2223 | 142061.1122 | 0 | 62769.4449 | 0 | 0 | 0 | 0 | 130152.7788 | 0 | 0 | 406588.8921 | 0 | 406591.6699 | -2.7778 | -2.7778 | 0 | 1843.1583 | 2983.6334 | 887.5533 | 11336.4768 | 0 | 5009.0017 | 0 | 0 | 0 | 0 | 10386.1917 | 0 | 0 | 32445.7936 | 0 | 32446.0153 | -0.22167 | -0.22167 | 0 | 78.8301 | 127.6071 | 37.9598 | 484.8502 | 0 | 214.2302 | 0 | 0 | 0 | 0 | 444.2074 | 0 | 0 | 1387.6753 | 0 | 1387.6848 | -0.0094805 | -0.0094805 | 3.782 | 1.125 | 14.3695 | 6.3493 | 0 | 0 | 2.3363 | 0 | 13.1652 | 0 | 0 | 41.1276 | 41.1273 | 41.1273 | 1
ND_7_MA_2013_EL | 7 | MA | EL | 20656 | ASHRAE30pct-state-7 | ApartmentMidRise | STD2013 | ND-Minot-ND | Zone7 | Zone7(ND-Minot-ND) | ASHRAE30pct-state-STD2013 | state | ND | 0.0798 | 0.59 | ASHRAE30pct-state-7_ApartmentMidRise_STD2013_ND-Minot-ND.table.csv.gz | Mid-Rise Apartment | Minot Faa Ap ND USA TMY3 WMO#=727676 | Electricity | 0 | 20800.0002 | 30750.0002 | 11122.2223 | 141969.4456 | 0 | 62958.3338 | 0 | 0 | 0 | 0 | 130063.8899 | 0 | 0 | 397663.8921 | 0 | 397663.8921 | 0 | 0 | 0 | 1659.84 | 2453.85 | 887.5533 | 11329.1618 | 0 | 5024.075 | 0 | 0 | 0 | 0 | 10379.0984 | 0 | 0 | 31733.5786 | 0 | 31733.5786 | 0 | 0 | 0 | 70.9898 | 104.9488 | 37.9598 | 484.5373 | 0 | 214.8748 | 0 | 0 | 0 | 0 | 443.904 | 0 | 0 | 1357.2145 | 0 | 1357.2145 | 0 | 0 | 3.1104 | 1.125 | 14.3605 | 6.3684 | 0 | 0 | 2.104 | 0 | 13.1562 | 0 | 0 | 40.2245 | 40.2245 | 40.2245 | 2
ND_7_MA_2010_NG | 7 | MA | NG | 20185 | ASHRAE30pct-state-7 | ApartmentMidRise | STD2010 | ND-Minot-ND | Zone7 | Zone7(ND-Minot-ND) | ASHRAE30pct-state-STD2010 | state | ND | 0.0798 | 0.59 | ASHRAE30pct-state-7_ApartmentMidRise_STD2010_ND-Minot-ND.table.csv.gz | Mid-Rise Apartment | Minot Faa Ap ND USA TMY3 WMO#=727676 | Natural Gas | 629881.3453 | 0 | 0 | 0 | 0 | 0 | 0 | 0 | 0 | 0 | 0 | 0 | 0 | 0 | 629881.3453 | 0 | 629881.3453 | 0 | 0 | 3716.2999 | 0 | 0 | 0 | 0 | 0 | 0 | 0 | 0 | 0 | 0 | 0 | 0 | 0 | 3716.2999 | 0 | 3716.2999 | 0 | 0 | 629.8813 | 0 | 0 | 0 | 0 | 0 | 0 | 0 | 0 | 0 | 0 | 0 | 0 | 0 | 629.8813 | 0 | 629.8813 | 0 | 0 | 0 | 0 | 0 | 0 | 0 | 0 | 0 | 18.6681 | 0 | 0 | 0 | 18.6681 | 18.6681 | 18.6681 | 1
ND_7_MA_2013_NG | 7 | MA | NG | 20665 | ASHRAE30pct-state-7 | ApartmentMidRise | STD2013 | ND-Minot-ND | Zone7 | Zone7(ND-Minot-ND) | ASHRAE30pct-state-STD2013 | state | ND | 0.0798 | 0.59 | ASHRAE30pct-state-7_ApartmentMidRise_STD2013_ND-Minot-ND.table.csv.gz | Mid-Rise Apartment | Minot Faa Ap ND USA TMY3 WMO#=727676 | Natural Gas | 555183.878 | 0 | 0 | 0 | 0 | 0 | 0 | 0 | 0 | 0 | 0 | 0 | 0 | 0 | 555183.878 | 0 | 555183.878 | 0 | 0 | 3275.5849 | 0 | 0 | 0 | 0 | 0 | 0 | 0 | 0 | 0 | 0 | 0 | 0 | 0 | 3275.5849 | 0 | 3275.5849 | 0 | 0 | 555.1839 | 0 | 0 | 0 | 0 | 0 | 0 | 0 | 0 | 0 | 0 | 0 | 0 | 0 | 555.1839 | 0 | 555.1839 | 0 | 0 | 0 | 0 | 0 | 0 | 0 | 0 | 0 | 16.4543 | 0 | 0 | 0 | 16.4543 | 16.4543 | 16.4543 | 2
WI_7_MA_2010_EL | 7 | MA | EL | 20236 | ASHRAE30pct-state-7 | ApartmentMidRise | STD2010 | WI-Duluth-MN | Zone7 | Zone7(WI-Duluth-MN) | ASHRAE30pct-state-STD2010 | state | WI | 0.1054 | 0.72 | ASHRAE30pct-state-7_ApartmentMidRise_STD2010_WI-Duluth-MN.table.csv.gz | Mid-Rise Apartment | Duluth International Arpt MN USA TMY3 WMO#=727450 | Electricity | 0 | 16505.5557 | 37388.8892 | 11125.0001 | 142061.1122 | 0 | 55616.6671 | 0 | 0 | 0 | 0 | 130200.001 | 0 | 0 | 392894.4476 | 0 | 392897.2254 | -2.7778 | -2.7778 | 0 | 1739.6856 | 3940.7889 | 1172.575 | 14973.2412 | 0 | 5861.9967 | 0 | 0 | 0 | 0 | 13723.0801 | 0 | 0 | 41411.0748 | 0 | 41411.3676 | -0.29278 | -0.29278 | 0 | 56.3329 | 127.6071 | 37.9693 | 484.8502 | 0 | 189.818 | 0 | 0 | 0 | 0 | 444.3686 | 0 | 0 | 1340.9366 | 0 | 1340.9461 | -0.0094805 | -0.0094805 | 3.782 | 1.1253 | 14.3695 | 5.6257 | 0 | 0 | 1.6696 | 0 | 13.17 | 0 | 0 | 39.7423 | 39.7421 | 39.7421 | 1
WI_7_MA_2013_EL | 7 | MA | EL | 20716 | ASHRAE30pct-state-7 | ApartmentMidRise | STD2013 | WI-Duluth-MN | Zone7 | Zone7(WI-Duluth-MN) | ASHRAE30pct-state-STD2013 | state | WI | 0.1054 | 0.72 | ASHRAE30pct-state-7_ApartmentMidRise_STD2013_WI-Duluth-MN.table.csv.gz | Mid-Rise Apartment | Duluth International Arpt MN USA TMY3 WMO#=727450 | Electricity | 0 | 14852.7779 | 30750.0002 | 11125.0001 | 141969.4456 | 0 | 56327.7782 | 0 | 0 | 0 | 0 | 130116.6677 | 0 | 0 | 385138.892 | 0 | 385141.6697 | -2.7778 | -2.7778 | 0 | 1565.4828 | 3241.05 | 1172.575 | 14963.5796 | 0 | 5936.9478 | 0 | 0 | 0 | 0 | 13714.2968 | 0 | 0 | 40593.6392 | 0 | 40593.932 | -0.29278 | -0.29278 | 0 | 50.6921 | 104.9488 | 37.9693 | 484.5373 | 0 | 192.245 | 0 | 0 | 0 | 0 | 444.0842 | 0 | 0 | 1314.4671 | 0 | 1314.4766 | -0.0094805 | -0.0094805 | 3.1104 | 1.1253 | 14.3602 | 5.6977 | 0 | 0 | 1.5024 | 0 | 13.1616 | 0 | 0 | 38.9578 | 38.9576 | 38.9576 | 2
WI_7_MA_2010_NG | 7 | MA | NG | 20245 | ASHRAE30pct-state-7 | ApartmentMidRise | STD2010 | WI-Duluth-MN | Zone7 | Zone7(WI-Duluth-MN) | ASHRAE30pct-state-STD2010 | state | WI | 0.1054 | 0.72 | ASHRAE30pct-state-7_ApartmentMidRise_STD2010_WI-Duluth-MN.table.csv.gz | Mid-Rise Apartment | Duluth International Arpt MN USA TMY3 WMO#=727450 | Natural Gas | 660457.9256 | 0 | 0 | 0 | 0 | 0 | 0 | 0 | 0 | 0 | 0 | 0 | 0 | 0 | 660457.9256 | 0 | 660457.9256 | 0 | 0 | 4755.2971 | 0 | 0 | 0 | 0 | 0 | 0 | 0 | 0 | 0 | 0 | 0 | 0 | 0 | 4755.2971 | 0 | 4755.2971 | 0 | 0 | 660.4579 | 0 | 0 | 0 | 0 | 0 | 0 | 0 | 0 | 0 | 0 | 0 | 0 | 0 | 660.4579 | 0 | 660.4579 | 0 | 0 | 0 | 0 | 0 | 0 | 0 | 0 | 0 | 19.5743 | 0 | 0 | 0 | 19.5743 | 19.5743 | 19.5743 | 1
WI_7_MA_2013_NG | 7 | MA | NG | 20725 | ASHRAE30pct-state-7 | ApartmentMidRise | STD2013 | WI-Duluth-MN | Zone7 | Zone7(WI-Duluth-MN) | ASHRAE30pct-state-STD2013 | state | WI | 0.1054 | 0.72 | ASHRAE30pct-state-7_ApartmentMidRise_STD2013_WI-Duluth-MN.table.csv.gz | Mid-Rise Apartment | Duluth International Arpt MN USA TMY3 WMO#=727450 | Natural Gas | 581457.3686 | 0 | 0 | 0 | 0 | 0 | 0 | 0 | 0 | 0 | 0 | 0 | 0 | 0 | 581457.3686 | 0 | 581457.3686 | 0 | 0 | 4186.4931 | 0 | 0 | 0 | 0 | 0 | 0 | 0 | 0 | 0 | 0 | 0 | 0 | 0 | 4186.4931 | 0 | 4186.4931 | 0 | 0 | 581.4574 | 0 | 0 | 0 | 0 | 0 | 0 | 0 | 0 | 0 | 0 | 0 | 0 | 0 | 581.4574 | 0 | 581.4574 | 0 | 0 | 0 | 0 | 0 | 0 | 0 | 0 | 0 | 17.233 | 0 | 0 | 0 | 17.233 | 17.233 | 17.233 | 2
WY_7_MA_2010_EL | 7 | MA | EL | 20296 | ASHRAE30pct-state-7 | ApartmentMidRise | STD2010 | WY-JacksonHole-WY | Zone7 | Zone7(WY-JacksonHole-WY) | ASHRAE30pct-state-STD2010 | state | WY | 0.0823 | 0.68 | ASHRAE30pct-state-7_ApartmentMidRise_STD2010_WY-JacksonHole-WY.table.csv.gz | Mid-Rise Apartment | Jackson Hole WY USA TMY3 WMO#=725776 | Electricity | 0 | 15552.7779 | 37388.8892 | 11138.889 | 142061.1122 | 0 | 61108.3338 | 0 | 0 | 0 | 0 | 130177.7788 | 0 | 0 | 397425.0032 | 0 | 397427.781 | -2.7778 | -2.7778 | 0 | 1279.9936 | 3077.1056 | 916.7306 | 11691.6295 | 0 | 5029.2159 | 0 | 0 | 0 | 0 | 10713.6312 | 0 | 0 | 32708.0778 | 0 | 32708.3064 | -0.22861 | -0.22861 | 0 | 53.0811 | 127.6071 | 38.0167 | 484.8502 | 0 | 208.5608 | 0 | 0 | 0 | 0 | 444.2927 | 0 | 0 | 1356.3992 | 0 | 1356.4087 | -0.0094805 | -0.0094805 | 3.782 | 1.1267 | 14.3695 | 6.1812 | 0 | 0 | 1.5732 | 0 | 13.1677 | 0 | 0 | 40.2006 | 40.2003 | 40.2003 | 1
WY_7_MA_2013_EL | 7 | MA | EL | 20776 | ASHRAE30pct-state-7 | ApartmentMidRise | STD2013 | WY-JacksonHole-WY | Zone7 | Zone7(WY-JacksonHole-WY) | ASHRAE30pct-state-STD2013 | state | WY | 0.0823 | 0.68 | ASHRAE30pct-state-7_ApartmentMidRise_STD2013_WY-JacksonHole-WY.table.csv.gz | Mid-Rise Apartment | Jackson Hole WY USA TMY3 WMO#=725776 | Electricity | 0 | 15222.2223 | 30750.0002 | 11138.889 | 141969.4456 | 0 | 62319.4449 | 0 | 0 | 0 | 0 | 130083.3344 | 0 | 0 | 391480.5587 | 0 | 391483.3365 | -2.7778 | -2.7778 | 0 | 1252.7889 | 2530.725 | 916.7306 | 11684.0854 | 0 | 5128.8903 | 0 | 0 | 0 | 0 | 10705.8584 | 0 | 0 | 32218.85 | 0 | 32219.0786 | -0.22861 | -0.22861 | 0 | 51.953 | 104.9488 | 38.0167 | 484.5373 | 0 | 212.6943 | 0 | 0 | 0 | 0 | 443.9704 | 0 | 0 | 1336.111 | 0 | 1336.1205 | -0.0094805 | -0.0094805 | 3.1104 | 1.1267 | 14.3602 | 6.3037 | 0 | 0 | 1.5398 | 0 | 13.1582 | 0 | 0 | 39.5993 | 39.599 | 39.599 | 2
WY_7_MA_2010_NG | 7 | MA | NG | 20305 | ASHRAE30pct-state-7 | ApartmentMidRise | STD2010 | WY-JacksonHole-WY | Zone7 | Zone7(WY-JacksonHole-WY) | ASHRAE30pct-state-STD2010 | state | WY | 0.0823 | 0.68 | ASHRAE30pct-state-7_ApartmentMidRise_STD2010_WY-JacksonHole-WY.table.csv.gz | Mid-Rise Apartment | Jackson Hole WY USA TMY3 WMO#=725776 | Natural Gas | 380908.7442 | 0 | 0 | 0 | 0 | 0 | 0 | 0 | 0 | 0 | 0 | 0 | 0 | 0 | 380908.7442 | 0 | 380908.7442 | 0 | 0 | 2590.1795 | 0 | 0 | 0 | 0 | 0 | 0 | 0 | 0 | 0 | 0 | 0 | 0 | 0 | 2590.1795 | 0 | 2590.1795 | 0 | 0 | 380.9087 | 0 | 0 | 0 | 0 | 0 | 0 | 0 | 0 | 0 | 0 | 0 | 0 | 0 | 380.9087 | 0 | 380.9087 | 0 | 0 | 0 | 0 | 0 | 0 | 0 | 0 | 0 | 11.2892 | 0 | 0 | 0 | 11.2892 | 11.2892 | 11.2892 | 1
WY_7_MA_2013_NG | 7 | MA | NG | 20785 | ASHRAE30pct-state-7 | ApartmentMidRise | STD2013 | WY-JacksonHole-WY | Zone7 | Zone7(WY-JacksonHole-WY) | ASHRAE30pct-state-STD2013 | state | WY | 0.0823 | 0.68 | ASHRAE30pct-state-7_ApartmentMidRise_STD2013_WY-JacksonHole-WY.table.csv.gz | Mid-Rise Apartment | Jackson Hole WY USA TMY3 WMO#=725776 | Natural Gas | 308580.8198 | 0 | 0 | 0 | 0 | 0 | 0 | 0 | 0 | 0 | 0 | 0 | 0 | 0 | 308580.8198 | 0 | 308580.8198 | 0 | 0 | 2098.3496 | 0 | 0 | 0 | 0 | 0 | 0 | 0 | 0 | 0 | 0 | 0 | 0 | 0 | 2098.3496 | 0 | 2098.3496 | 0 | 0 | 308.5808 | 0 | 0 | 0 | 0 | 0 | 0 | 0 | 0 | 0 | 0 | 0 | 0 | 0 | 308.5808 | 0 | 308.5808 | 0 | 0 | 0 | 0 | 0 | 0 | 0 | 0 | 0 | 9.1456 | 0 | 0 | 0 | 9.1456 | 9.1456 | 9.1456 | 2
AK_8_MA_2010_EL | 8 | MA | EL | 20896 | ASHRAE30pct-state-8 | ApartmentMidRise | STD2010 | AK-Fairbanks-AK | Zone8 | Zone8(AK-Fairbanks-AK) | ASHRAE30pct-state-STD2010 | state | AK | 0.1479 | 0.81 | ASHRAE30pct-state-8_ApartmentMidRise_STD2010_AK-Fairbanks-AK.table.csv.gz | Mid-Rise Apartment | Fairbanks Intl Arpt AK USA TMY3 WMO#=702610 | Electricity | 0 | 12952.7779 | 37388.8892 | 11055.5556 | 142061.1122 | 0 | 58280.556 | 0 | 0 | 0 | 0 | 141061.1122 | 0 | 0 | 402800.0032 | 0 | 402800.0032 | -5.8208e-11 | -5.8208e-11 | 0 | 1915.7158 | 5529.8167 | 1635.1167 | 21010.8385 | 0 | 8619.6942 | 0 | 0 | 0 | 0 | 20862.9385 | 0 | 0 | 59574.1205 | 0 | 59574.1205 | -8.6089e-12 | -8.6089e-12 | 0 | 44.2074 | 127.6071 | 37.7323 | 484.8502 | 0 | 198.9097 | 0 | 0 | 0 | 0 | 481.4372 | 0 | 0 | 1374.7439 | 0 | 1374.7439 | -1.9866e-13 | -1.9866e-13 | 3.782 | 1.1183 | 14.3698 | 5.8952 | 0 | 0 | 1.3102 | 0 | 14.2686 | 0 | 0 | 40.744 | 40.744 | 40.744 | 1
AK_8_MA_2013_EL | 8 | MA | EL | 20956 | ASHRAE30pct-state-8 | ApartmentMidRise | STD2013 | AK-Fairbanks-AK | Zone8 | Zone8(AK-Fairbanks-AK) | ASHRAE30pct-state-STD2013 | state | AK | 0.1479 | 0.81 | ASHRAE30pct-state-8_ApartmentMidRise_STD2013_AK-Fairbanks-AK.table.csv.gz | Mid-Rise Apartment | Fairbanks Intl Arpt AK USA TMY3 WMO#=702610 | Electricity | 0 | 12341.6668 | 30750.0002 | 11055.5556 | 141969.4456 | 0 | 60200.0005 | 0 | 0 | 0 | 0 | 140991.6678 | 0 | 0 | 397308.3365 | 0 | 397308.3365 | 0 | 0 | 0 | 1825.3325 | 4547.925 | 1635.1167 | 20997.281 | 0 | 8903.5801 | 0 | 0 | 0 | 0 | 20852.6677 | 0 | 0 | 58761.903 | 0 | 58761.903 | 0 | 0 | 0 | 42.1217 | 104.9488 | 37.7323 | 484.5373 | 0 | 205.4607 | 0 | 0 | 0 | 0 | 481.2002 | 0 | 0 | 1356.001 | 0 | 1356.001 | 0 | 0 | 3.1104 | 1.1183 | 14.3605 | 6.0893 | 0 | 0 | 1.2484 | 0 | 14.2616 | 0 | 0 | 40.1885 | 40.1885 | 40.1885 | 2
AK_8_MA_2010_NG | 8 | MA | NG | 20905 | ASHRAE30pct-state-8 | ApartmentMidRise | STD2010 | AK-Fairbanks-AK | Zone8 | Zone8(AK-Fairbanks-AK) | ASHRAE30pct-state-STD2010 | state | AK | 0.1479 | 0.81 | ASHRAE30pct-state-8_ApartmentMidRise_STD2010_AK-Fairbanks-AK.table.csv.gz | Mid-Rise Apartment | Fairbanks Intl Arpt AK USA TMY3 WMO#=702610 | Natural Gas | 958347.3682 | 0 | 0 | 0 | 0 | 0 | 0 | 0 | 0 | 0 | 0 | 0 | 0 | 0 | 958347.3682 | 0 | 958347.3682 | 0 | 0 | 7762.6137 | 0 | 0 | 0 | 0 | 0 | 0 | 0 | 0 | 0 | 0 | 0 | 0 | 0 | 7762.6137 | 0 | 7762.6137 | 0 | 0 | 958.3474 | 0 | 0 | 0 | 0 | 0 | 0 | 0 | 0 | 0 | 0 | 0 | 0 | 0 | 958.3474 | 0 | 958.3474 | 0 | 0 | 0 | 0 | 0 | 0 | 0 | 0 | 0 | 28.4031 | 0 | 0 | 0 | 28.4031 | 28.4031 | 28.4031 | 1
AK_8_MA_2013_NG | 8 | MA | NG | 20965 | ASHRAE30pct-state-8 | ApartmentMidRise | STD2013 | AK-Fairbanks-AK | Zone8 | Zone8(AK-Fairbanks-AK) | ASHRAE30pct-state-STD2013 | state | AK | 0.1479 | 0.81 | ASHRAE30pct-state-8_ApartmentMidRise_STD2013_AK-Fairbanks-AK.table.csv.gz | Mid-Rise Apartment | Fairbanks Intl Arpt AK USA TMY3 WMO#=702610 | Natural Gas | 851717.9422 | 0 | 0 | 0 | 0 | 0 | 0 | 0 | 0 | 0 | 0 | 0 | 0 | 0 | 851717.9422 | 0 | 851717.9422 | 0 | 0 | 6898.9153 | 0 | 0 | 0 | 0 | 0 | 0 | 0 | 0 | 0 | 0 | 0 | 0 | 0 | 6898.9153 | 0 | 6898.9153 | 0 | 0 | 851.7179 | 0 | 0 | 0 | 0 | 0 | 0 | 0 | 0 | 0 | 0 | 0 | 0 | 0 | 851.7179 | 0 | 851.7179 | 0 | 0 | 0 | 0 | 0 | 0 | 0 | 0 | 0 | 25.2428 | 0 | 0 | 0 | 25.2428 | 25.2428 | 25.2428 | 2
FL_1A_SH_2010_EL | 1A | SH | EL | 1157 | ASHRAE30pct-state-1A | HotelSmall | STD2010 | FL-Miami-FL | Zone1A | Zone1A(FL-Miami-FL) | ASHRAE30pct-state-STD2010 | state | FL | 0.0976 | 1.01 | ASHRAE30pct-state-1A_HotelSmall_STD2010_FL-Miami-FL.table.csv.gz | Small Hotel | Miami Intl Ap FL USA TMY3 WMO#=722020 | Electricity | 341.6667 | 193311.1127 | 114941.6676 | 18311.1113 | 164169.4458 | 0 | 78030.5562 | 72.2222 | 0 | 0 | 0 | 0 | 0 | 0 | 569180.5601 | 0 | 569177.7823 | 2.7778 | 2.7778 | 33.3467 | 18867.1646 | 11218.3068 | 1787.1645 | 16022.9379 | 0 | 7615.7823 | 7.0489 | 0 | 0 | 0 | 0 | 0 | 0 | 55552.0227 | 0 | 55551.7516 | 0.27111 | 0.27111 | 1.1661 | 659.7648 | 392.2923 | 62.4953 | 560.3052 | 0 | 266.3159 | 0.24649 | 0 | 0 | 0 | 0 | 0 | 0 | 1942.5956 | 0 | 1942.5861 | 0.0094805 | 0.0094805 | 9.0804 | 1.4466 | 12.9696 | 6.1644 | 0.0057056 | 0 | 15.2716 | 0.026992 | 0 | 0 | 0 | 44.9652 | 44.9654 | 44.9654 | 1
FL_1A_SH_2013_EL | 1A | SH | EL | 1277 | ASHRAE30pct-state-1A | HotelSmall | STD2013 | FL-Miami-FL | Zone1A | Zone1A(FL-Miami-FL) | ASHRAE30pct-state-STD2013 | state | FL | 0.0976 | 1.01 | ASHRAE30pct-state-1A_HotelSmall_STD2013_FL-Miami-FL.table.csv.gz | Small Hotel | Miami Intl Ap FL USA TMY3 WMO#=722020 | Electricity | 327.7778 | 169352.7791 | 89747.2229 | 18311.1113 | 154908.3346 | 0 | 77186.1117 | 72.2222 | 0 | 0 | 0 | 0 | 0 | 0 | 509908.3374 | 0 | 509905.5596 | 2.7778 | 2.7778 | 31.9911 | 16528.8312 | 8759.329 | 1787.1645 | 15119.0535 | 0 | 7533.3645 | 7.0489 | 0 | 0 | 0 | 0 | 0 | 0 | 49767.0537 | 0 | 49766.7826 | 0.27111 | 0.27111 | 1.1187 | 577.9958 | 306.3045 | 62.4953 | 528.6973 | 0 | 263.4338 | 0.24649 | 0 | 0 | 0 | 0 | 0 | 0 | 1740.3013 | 0 | 1740.2919 | 0.0094805 | 0.0094805 | 7.0901 | 1.4466 | 12.238 | 6.0977 | 0.0057056 | 0 | 13.3789 | 0.025895 | 0 | 0 | 0 | 40.2827 | 40.2829 | 40.2829 | 2
FL_1A_SH_2010_NG | 1A | SH | NG | 1164 | ASHRAE30pct-state-1A | HotelSmall | STD2010 | FL-Miami-FL | Zone1A | Zone1A(FL-Miami-FL) | ASHRAE30pct-state-STD2010 | state | FL | 0.0976 | 1.01 | ASHRAE30pct-state-1A_HotelSmall_STD2010_FL-Miami-FL.table.csv.gz | Small Hotel | Miami Intl Ap FL USA TMY3 WMO#=722020 | Natural Gas | 435.9959 | 0 | 0 | 0 | 399495.4379 | 0 | 0 | 0 | 0 | 0 | 0 | 416252.8446 | 0 | 0 | 816184.2784 | 0 | 816184.2784 | 0 | 0 | 4.4036 | 0 | 0 | 0 | 4034.9039 | 0 | 0 | 0 | 0 | 0 | 0 | 4204.1537 | 0 | 0 | 8243.4612 | 0 | 8243.4612 | 0 | 0 | 0.436 | 0 | 0 | 0 | 399.4954 | 0 | 0 | 0 | 0 | 0 | 0 | 416.2528 | 0 | 0 | 816.1843 | 0 | 816.1843 | 0 | 0 | 0 | 0 | 9.2472 | 0 | 0 | 0 | 0 | 0.010092 | 9.635 | 0 | 0 | 18.8923 | 18.8923 | 18.8923 | 1
FL_1A_SH_2013_NG | 1A | SH | NG | 1284 | ASHRAE30pct-state-1A | HotelSmall | STD2013 | FL-Miami-FL | Zone1A | Zone1A(FL-Miami-FL) | ASHRAE30pct-state-STD2013 | state | FL | 0.0976 | 1.01 | ASHRAE30pct-state-1A_HotelSmall_STD2013_FL-Miami-FL.table.csv.gz | Small Hotel | Miami Intl Ap FL USA TMY3 WMO#=722020 | Natural Gas | 398.0832 | 0 | 0 | 0 | 399495.4379 | 0 | 0 | 0 | 0 | 0 | 0 | 416186.4974 | 0 | 0 | 816080.0185 | 0 | 816080.0185 | 0 | 0 | 4.0206 | 0 | 0 | 0 | 4034.9039 | 0 | 0 | 0 | 0 | 0 | 0 | 4203.4836 | 0 | 0 | 8242.4082 | 0 | 8242.4082 | 0 | 0 | 0.39808 | 0 | 0 | 0 | 399.4954 | 0 | 0 | 0 | 0 | 0 | 0 | 416.1865 | 0 | 0 | 816.08 | 0 | 816.08 | 0 | 0 | 0 | 0 | 9.2472 | 0 | 0 | 0 | 0 | 0.0092145 | 9.6335 | 0 | 0 | 18.8899 | 18.8899 | 18.8899 | 2
HI_1A_SH_2010_EL | 1A | SH | EL | 1217 | ASHRAE30pct-state-1A | HotelSmall | STD2010 | HI-Honolulu-HI | Zone1A | Zone1A(HI-Honolulu-HI) | ASHRAE30pct-state-STD2010 | state | HI | 0.3483 | 4.6 | ASHRAE30pct-state-1A_HotelSmall_STD2010_HI-Honolulu-HI.table.csv.gz | Small Hotel | Honolulu Intl Arpt HI USA TMY3 WMO#=911820 | Electricity | 2.7778 | 188725.0015 | 114941.6676 | 18311.1113 | 164169.4458 | 0 | 77877.7784 | 72.2222 | 0 | 0 | 0 | 0 | 0 | 0 | 564102.7823 | 0 | 564100.0045 | 2.7778 | 2.7778 | 0.9675 | 65732.918 | 40034.1828 | 6377.7601 | 57180.218 | 0 | 27124.8302 | 25.155 | 0 | 0 | 0 | 0 | 0 | 0 | 196476.9991 | 0 | 196476.0316 | 0.9675 | 0.9675 | 0.0094805 | 644.1126 | 392.2923 | 62.4953 | 560.3052 | 0 | 265.7944 | 0.24649 | 0 | 0 | 0 | 0 | 0 | 0 | 1925.2653 | 0 | 1925.2558 | 0.0094805 | 0.0094805 | 9.0804 | 1.4466 | 12.9696 | 6.1524 | 0.0057056 | 0 | 14.9093 | 0.00021945 | 0 | 0 | 0 | 44.564 | 44.5643 | 44.5643 | 1
HI_1A_SH_2013_EL | 1A | SH | EL | 1337 | ASHRAE30pct-state-1A | HotelSmall | STD2013 | HI-Honolulu-HI | Zone1A | Zone1A(HI-Honolulu-HI) | ASHRAE30pct-state-STD2013 | state | HI | 0.3483 | 4.6 | ASHRAE30pct-state-1A_HotelSmall_STD2013_HI-Honolulu-HI.table.csv.gz | Small Hotel | Honolulu Intl Arpt HI USA TMY3 WMO#=911820 | Electricity | 13.8889 | 163558.3346 | 90038.8896 | 18311.1113 | 154908.3346 | 0 | 77336.1117 | 72.2222 | 0 | 0 | 0 | 0 | 0 | 0 | 504244.4485 | 0 | 504238.8929 | 5.5556 | 5.5556 | 4.8375 | 56967.368 | 31360.5453 | 6377.7601 | 53954.5729 | 0 | 26936.1677 | 25.155 | 0 | 0 | 0 | 0 | 0 | 0 | 175628.3414 | 0 | 175626.4064 | 1.935 | 1.935 | 0.047402 | 558.2195 | 307.2999 | 62.4953 | 528.6973 | 0 | 263.9458 | 0.24649 | 0 | 0 | 0 | 0 | 0 | 0 | 1720.9707 | 0 | 1720.9517 | 0.018961 | 0.018961 | 7.1131 | 1.4466 | 12.2382 | 6.1096 | 0.0057056 | 0 | 12.9212 | 0.0010972 | 0 | 0 | 0 | 39.835 | 39.8354 | 39.8354 | 2
HI_1A_SH_2010_NG | 1A | SH | NG | 1224 | ASHRAE30pct-state-1A | HotelSmall | STD2010 | HI-Honolulu-HI | Zone1A | Zone1A(HI-Honolulu-HI) | ASHRAE30pct-state-STD2010 | state | HI | 0.3483 | 4.6 | ASHRAE30pct-state-1A_HotelSmall_STD2010_HI-Honolulu-HI.table.csv.gz | Small Hotel | Honolulu Intl Arpt HI USA TMY3 WMO#=911820 | Natural Gas | 0 | 0 | 0 | 0 | 399495.4379 | 0 | 0 | 0 | 0 | 0 | 0 | 416224.4101 | 0 | 0 | 815719.848 | 0 | 815719.848 | 0 | 0 | 0 | 0 | 0 | 0 | 18376.7901 | 0 | 0 | 0 | 0 | 0 | 0 | 19146.3229 | 0 | 0 | 37523.113 | 0 | 37523.113 | 0 | 0 | 0 | 0 | 0 | 0 | 399.4954 | 0 | 0 | 0 | 0 | 0 | 0 | 416.2244 | 0 | 0 | 815.7198 | 0 | 815.7198 | 0 | 0 | 0 | 0 | 9.2472 | 0 | 0 | 0 | 0 | 0 | 9.6344 | 0 | 0 | 18.8815 | 18.8815 | 18.8815 | 1
HI_1A_SH_2013_NG | 1A | SH | NG | 1344 | ASHRAE30pct-state-1A | HotelSmall | STD2013 | HI-Honolulu-HI | Zone1A | Zone1A(HI-Honolulu-HI) | ASHRAE30pct-state-STD2013 | state | HI | 0.3483 | 4.6 | ASHRAE30pct-state-1A_HotelSmall_STD2013_HI-Honolulu-HI.table.csv.gz | Small Hotel | Honolulu Intl Arpt HI USA TMY3 WMO#=911820 | Natural Gas | 0 | 0 | 0 | 0 | 399495.4379 | 0 | 0 | 0 | 0 | 0 | 0 | 416148.5847 | 0 | 0 | 815644.0226 | 0 | 815644.0226 | 0 | 0 | 0 | 0 | 0 | 0 | 18376.7901 | 0 | 0 | 0 | 0 | 0 | 0 | 19142.8349 | 0 | 0 | 37519.625 | 0 | 37519.625 | 0 | 0 | 0 | 0 | 0 | 0 | 399.4954 | 0 | 0 | 0 | 0 | 0 | 0 | 416.1486 | 0 | 0 | 815.644 | 0 | 815.644 | 0 | 0 | 0 | 0 | 9.2472 | 0 | 0 | 0 | 0 | 0 | 9.6326 | 0 | 0 | 18.8798 | 18.8798 | 18.8798 | 2
AL_2A_SH_2010_EL | 2A | SH | EL | 1757 | ASHRAE30pct-state-2A | HotelSmall | STD2010 | AL-Mobile-AL | Zone2A | Zone2A(AL-Mobile-AL) | ASHRAE30pct-state-STD2010 | state | AL | 0.1058 | 1.24 | ASHRAE30pct-state-2A_HotelSmall_STD2010_AL-Mobile-AL.table.csv.gz | Small Hotel | Mobile Regional Ap AL USA TMY3 WMO#=722230 | Electricity | 11941.6668 | 131583.3344 | 114941.6676 | 18277.7779 | 164169.4458 | 0 | 78102.7784 | 72.2222 | 0 | 0 | 0 | 0 | 0 | 0 | 519088.893 | 0 | 519088.893 | 0 | 0 | 1263.4283 | 13921.5168 | 12160.8284 | 1933.7889 | 17369.1274 | 0 | 8263.274 | 7.6411 | 0 | 0 | 0 | 0 | 0 | 0 | 54919.6049 | 0 | 54919.6049 | 0 | 0 | 40.7565 | 449.0898 | 392.2923 | 62.3815 | 560.3052 | 0 | 266.5624 | 0.24649 | 0 | 0 | 0 | 0 | 0 | 0 | 1771.6343 | 0 | 1771.6343 | 0 | 0 | 9.0804 | 1.4439 | 12.9694 | 6.1701 | 0.0057056 | 0 | 10.3951 | 0.94339 | 0 | 0 | 0 | 41.0082 | 41.0082 | 41.0082 | 1
AL_2A_SH_2013_EL | 2A | SH | EL | 2117 | ASHRAE30pct-state-2A | HotelSmall | STD2013 | AL-Mobile-AL | Zone2A | Zone2A(AL-Mobile-AL) | ASHRAE30pct-state-STD2013 | state | AL | 0.1058 | 1.24 | ASHRAE30pct-state-2A_HotelSmall_STD2013_AL-Mobile-AL.table.csv.gz | Small Hotel | Mobile Regional Ap AL USA TMY3 WMO#=722230 | Electricity | 12097.2223 | 112905.5565 | 90352.7785 | 18277.7779 | 154908.3346 | 0 | 76961.1117 | 72.2222 | 0 | 0 | 0 | 0 | 0 | 0 | 465575.0037 | 0 | 465575.0037 | 0 | 0 | 1279.8861 | 11945.4079 | 9559.324 | 1933.7889 | 16389.3018 | 0 | 8142.4856 | 7.6411 | 0 | 0 | 0 | 0 | 0 | 0 | 49257.8354 | 0 | 49257.8354 | 0 | 0 | 41.2874 | 385.3432 | 308.3712 | 62.3815 | 528.6973 | 0 | 262.6659 | 0.24649 | 0 | 0 | 0 | 0 | 0 | 0 | 1588.9931 | 0 | 1588.9931 | 0 | 0 | 7.1379 | 1.4439 | 12.2378 | 6.0799 | 0.0057056 | 0 | 8.9196 | 0.95568 | 0 | 0 | 0 | 36.7805 | 36.7805 | 36.7805 | 2
AL_2A_SH_2010_NG | 2A | SH | NG | 1764 | ASHRAE30pct-state-2A | HotelSmall | STD2010 | AL-Mobile-AL | Zone2A | Zone2A(AL-Mobile-AL) | ASHRAE30pct-state-STD2010 | state | AL | 0.1058 | 1.24 | ASHRAE30pct-state-2A_HotelSmall_STD2010_AL-Mobile-AL.table.csv.gz | Small Hotel | Mobile Regional Ap AL USA TMY3 WMO#=722230 | Natural Gas | 20273.8082 | 0 | 0 | 0 | 399495.4379 | 0 | 0 | 0 | 0 | 0 | 0 | 471330.4974 | 0 | 0 | 891090.2654 | 0 | 891099.7435 | 0 | 0 | 251.3952 | 0 | 0 | 0 | 4953.7434 | 0 | 0 | 0 | 0 | 0 | 0 | 5844.4982 | 0 | 0 | 11049.5193 | 0 | 11049.6368 | 0 | 0 | 20.2738 | 0 | 0 | 0 | 399.4954 | 0 | 0 | 0 | 0 | 0 | 0 | 471.3305 | 0 | 0 | 891.0903 | 0 | 891.0997 | 0 | 0 | 0 | 0 | 9.2472 | 0 | 0 | 0 | 0 | 0.46928 | 10.9099 | 0 | 0 | 20.6264 | 20.6261 | 20.6264 | 1
AL_2A_SH_2013_NG | 2A | SH | NG | 2124 | ASHRAE30pct-state-2A | HotelSmall | STD2013 | AL-Mobile-AL | Zone2A | Zone2A(AL-Mobile-AL) | ASHRAE30pct-state-STD2013 | state | AL | 0.1058 | 1.24 | ASHRAE30pct-state-2A_HotelSmall_STD2013_AL-Mobile-AL.table.csv.gz | Small Hotel | Mobile Regional Ap AL USA TMY3 WMO#=722230 | Natural Gas | 18994.2551 | 0 | 0 | 0 | 399495.4379 | 0 | 0 | 0 | 0 | 0 | 0 | 471169.3685 | 0 | 0 | 889659.0615 | 0 | 889659.0615 | 0 | 0 | 235.5288 | 0 | 0 | 0 | 4953.7434 | 0 | 0 | 0 | 0 | 0 | 0 | 5842.5002 | 0 | 0 | 11031.7724 | 0 | 11031.7724 | 0 | 0 | 18.9943 | 0 | 0 | 0 | 399.4954 | 0 | 0 | 0 | 0 | 0 | 0 | 471.1694 | 0 | 0 | 889.6591 | 0 | 889.6591 | 0 | 0 | 0 | 0 | 9.2472 | 0 | 0 | 0 | 0 | 0.43966 | 10.9062 | 0 | 0 | 20.593 | 20.593 | 20.593 | 2
FL_2A_SH_2010_EL | 2A | SH | EL | 1817 | ASHRAE30pct-state-2A | HotelSmall | STD2010 | FL-Tampa-FL | Zone2A | Zone2A(FL-Tampa-FL) | ASHRAE30pct-state-STD2010 | state | FL | 0.0976 | 1.01 | ASHRAE30pct-state-2A_HotelSmall_STD2010_FL-Tampa-FL.table.csv.gz | Small Hotel | Tampa International Ap FL USA TMY3 WMO#=722110 | Electricity | 2300 | 164094.4458 | 114941.6676 | 18275.0001 | 164169.4458 | 0 | 78200.0006 | 72.2222 | 0 | 0 | 0 | 0 | 0 | 0 | 542050.0043 | 0 | 542052.7821 | -2.7778 | -2.7778 | 224.48 | 16015.6179 | 11218.3068 | 1783.64 | 16022.9379 | 0 | 7632.3201 | 7.0489 | 0 | 0 | 0 | 0 | 0 | 0 | 52904.0804 | 0 | 52904.3515 | -0.27111 | -0.27111 | 7.8498 | 560.0493 | 392.2923 | 62.372 | 560.3052 | 0 | 266.8942 | 0.24649 | 0 | 0 | 0 | 0 | 0 | 0 | 1849.9999 | 0 | 1850.0093 | -0.0094805 | -0.0094805 | 9.0804 | 1.4437 | 12.9692 | 6.1778 | 0.0057056 | 0 | 12.9635 | 0.1817 | 0 | 0 | 0 | 42.8223 | 42.8221 | 42.8221 | 1
FL_2A_SH_2013_EL | 2A | SH | EL | 2177 | ASHRAE30pct-state-2A | HotelSmall | STD2013 | FL-Tampa-FL | Zone2A | Zone2A(FL-Tampa-FL) | ASHRAE30pct-state-STD2013 | state | FL | 0.0976 | 1.01 | ASHRAE30pct-state-2A_HotelSmall_STD2013_FL-Tampa-FL.table.csv.gz | Small Hotel | Tampa International Ap FL USA TMY3 WMO#=722110 | Electricity | 2297.2222 | 142469.4456 | 90125.0007 | 18275.0001 | 154908.3346 | 0 | 77077.7784 | 72.2222 | 0 | 0 | 0 | 0 | 0 | 0 | 485225.0039 | 0 | 485225.0039 | 0 | 0 | 224.2089 | 13905.0179 | 8796.2001 | 1783.64 | 15119.0535 | 0 | 7522.7912 | 7.0489 | 0 | 0 | 0 | 0 | 0 | 0 | 47357.9604 | 0 | 47357.9604 | 0 | 0 | 7.8403 | 486.2438 | 307.5938 | 62.372 | 528.6973 | 0 | 263.0641 | 0.24649 | 0 | 0 | 0 | 0 | 0 | 0 | 1656.0579 | 0 | 1656.0579 | 0 | 0 | 7.1199 | 1.4437 | 12.2378 | 6.0892 | 0.0057056 | 0 | 11.2551 | 0.18148 | 0 | 0 | 0 | 38.3329 | 38.3329 | 38.3329 | 2
FL_2A_SH_2010_NG | 2A | SH | NG | 1824 | ASHRAE30pct-state-2A | HotelSmall | STD2010 | FL-Tampa-FL | Zone2A | Zone2A(FL-Tampa-FL) | ASHRAE30pct-state-STD2010 | state | FL | 0.0976 | 1.01 | ASHRAE30pct-state-2A_HotelSmall_STD2010_FL-Tampa-FL.table.csv.gz | Small Hotel | Tampa International Ap FL USA TMY3 WMO#=722110 | Natural Gas | 4473.6968 | 0 | 0 | 0 | 399495.4379 | 0 | 0 | 0 | 0 | 0 | 0 | 471046.1523 | 0 | 0 | 875015.287 | 0 | 875015.287 | 0 | 0 | 45.1843 | 0 | 0 | 0 | 4034.9039 | 0 | 0 | 0 | 0 | 0 | 0 | 4757.5661 | 0 | 0 | 8837.6544 | 0 | 8837.6544 | 0 | 0 | 4.4737 | 0 | 0 | 0 | 399.4954 | 0 | 0 | 0 | 0 | 0 | 0 | 471.0462 | 0 | 0 | 875.0153 | 0 | 875.0153 | 0 | 0 | 0 | 0 | 9.2472 | 0 | 0 | 0 | 0 | 0.10355 | 10.9033 | 0 | 0 | 20.254 | 20.254 | 20.254 | 1
FL_2A_SH_2013_NG | 2A | SH | NG | 2184 | ASHRAE30pct-state-2A | HotelSmall | STD2013 | FL-Tampa-FL | Zone2A | Zone2A(FL-Tampa-FL) | ASHRAE30pct-state-STD2013 | state | FL | 0.0976 | 1.01 | ASHRAE30pct-state-2A_HotelSmall_STD2013_FL-Tampa-FL.table.csv.gz | Small Hotel | Tampa International Ap FL USA TMY3 WMO#=722110 | Natural Gas | 4132.4826 | 0 | 0 | 0 | 399495.4379 | 0 | 0 | 0 | 0 | 0 | 0 | 470922.9361 | 0 | 0 | 874550.8566 | 0 | 874550.8566 | 0 | 0 | 41.7381 | 0 | 0 | 0 | 4034.9039 | 0 | 0 | 0 | 0 | 0 | 0 | 4756.3217 | 0 | 0 | 8832.9637 | 0 | 8832.9637 | 0 | 0 | 4.1325 | 0 | 0 | 0 | 399.4954 | 0 | 0 | 0 | 0 | 0 | 0 | 470.9229 | 0 | 0 | 874.5509 | 0 | 874.5509 | 0 | 0 | 0 | 0 | 9.2472 | 0 | 0 | 0 | 0 | 0.095655 | 10.9005 | 0 | 0 | 20.2433 | 20.2433 | 20.2433 | 2
GA_2A_SH_2010_EL | 2A | SH | EL | 1877 | ASHRAE30pct-state-2A | HotelSmall | STD2010 | GA-Savannah-GA | Zone2A | Zone2A(GA-Savannah-GA) | ASHRAE30pct-state-STD2010 | state | GA | 0.0947 | 0.94 | ASHRAE30pct-state-2A_HotelSmall_STD2010_GA-Savannah-GA.table.csv.gz | Small Hotel | Savannah Intl Ap GA USA TMY3 WMO#=722070 | Electricity | 11827.7779 | 128238.8899 | 114941.6676 | 18277.7779 | 164169.4458 | 0 | 78383.334 | 72.2222 | 0 | 0 | 0 | 0 | 0 | 0 | 515908.3375 | 0 | 515911.1152 | -2.7778 | -2.7778 | 1120.0906 | 12144.2229 | 10884.9759 | 1730.9056 | 15546.8465 | 0 | 7422.9017 | 6.8394 | 0 | 0 | 0 | 0 | 0 | 0 | 48856.5196 | 0 | 48856.7826 | -0.26306 | -0.26306 | 40.3678 | 437.6754 | 392.2923 | 62.3815 | 560.3052 | 0 | 267.5199 | 0.24649 | 0 | 0 | 0 | 0 | 0 | 0 | 1760.7792 | 0 | 1760.7886 | -0.0094805 | -0.0094805 | 9.0804 | 1.4439 | 12.9692 | 6.1923 | 0.0057056 | 0 | 10.1309 | 0.9344 | 0 | 0 | 0 | 40.7571 | 40.7569 | 40.7569 | 1
GA_2A_SH_2013_EL | 2A | SH | EL | 2237 | ASHRAE30pct-state-2A | HotelSmall | STD2013 | GA-Savannah-GA | Zone2A | Zone2A(GA-Savannah-GA) | ASHRAE30pct-state-STD2013 | state | GA | 0.0947 | 0.94 | ASHRAE30pct-state-2A_HotelSmall_STD2013_GA-Savannah-GA.table.csv.gz | Small Hotel | Savannah Intl Ap GA USA TMY3 WMO#=722070 | Electricity | 11963.889 | 111600.0009 | 90236.1118 | 18277.7779 | 154908.3346 | 0 | 77150.0006 | 72.2222 | 0 | 0 | 0 | 0 | 0 | 0 | 464208.337 | 0 | 464208.337 | 0 | 0 | 1132.9803 | 10568.5201 | 8545.3598 | 1730.9056 | 14669.8193 | 0 | 7306.1051 | 6.8394 | 0 | 0 | 0 | 0 | 0 | 0 | 43960.5295 | 0 | 43960.5295 | 0 | 0 | 40.8324 | 380.8873 | 307.9731 | 62.3815 | 528.6973 | 0 | 263.3106 | 0.24649 | 0 | 0 | 0 | 0 | 0 | 0 | 1584.3287 | 0 | 1584.3287 | 0 | 0 | 7.1287 | 1.4439 | 12.2378 | 6.0949 | 0.0057056 | 0 | 8.8164 | 0.94515 | 0 | 0 | 0 | 36.6726 | 36.6726 | 36.6726 | 2
GA_2A_SH_2010_NG | 2A | SH | NG | 1884 | ASHRAE30pct-state-2A | HotelSmall | STD2010 | GA-Savannah-GA | Zone2A | Zone2A(GA-Savannah-GA) | ASHRAE30pct-state-STD2010 | state | GA | 0.0947 | 0.94 | ASHRAE30pct-state-2A_HotelSmall_STD2010_GA-Savannah-GA.table.csv.gz | Small Hotel | Savannah Intl Ap GA USA TMY3 WMO#=722070 | Natural Gas | 19543.989 | 0 | 0 | 0 | 399495.4379 | 0 | 0 | 0 | 0 | 0 | 0 | 471302.0629 | 0 | 0 | 890350.968 | 0 | 890341.4898 | 0 | 0 | 183.7135 | 0 | 0 | 0 | 3755.2571 | 0 | 0 | 0 | 0 | 0 | 0 | 4430.2394 | 0 | 0 | 8369.2991 | 0 | 8369.21 | 0 | 0 | 19.544 | 0 | 0 | 0 | 399.4954 | 0 | 0 | 0 | 0 | 0 | 0 | 471.3021 | 0 | 0 | 890.351 | 0 | 890.3415 | 0 | 0 | 0 | 0 | 9.2472 | 0 | 0 | 0 | 0 | 0.45239 | 10.9093 | 0 | 0 | 20.6088 | 20.609 | 20.6088 | 1
GA_2A_SH_2013_NG | 2A | SH | NG | 2244 | ASHRAE30pct-state-2A | HotelSmall | STD2013 | GA-Savannah-GA | Zone2A | Zone2A(GA-Savannah-GA) | ASHRAE30pct-state-STD2013 | state | GA | 0.0947 | 0.94 | ASHRAE30pct-state-2A_HotelSmall_STD2013_GA-Savannah-GA.table.csv.gz | Small Hotel | Savannah Intl Ap GA USA TMY3 WMO#=722070 | Natural Gas | 18217.045 | 0 | 0 | 0 | 399495.4379 | 0 | 0 | 0 | 0 | 0 | 0 | 471159.8904 | 0 | 0 | 888872.3733 | 0 | 888872.3733 | 0 | 0 | 171.2402 | 0 | 0 | 0 | 3755.2571 | 0 | 0 | 0 | 0 | 0 | 0 | 4428.903 | 0 | 0 | 8355.4003 | 0 | 8355.4003 | 0 | 0 | 18.217 | 0 | 0 | 0 | 399.4954 | 0 | 0 | 0 | 0 | 0 | 0 | 471.1599 | 0 | 0 | 888.8724 | 0 | 888.8724 | 0 | 0 | 0 | 0 | 9.2472 | 0 | 0 | 0 | 0 | 0.42167 | 10.906 | 0 | 0 | 20.5748 | 20.5748 | 20.5748 | 2
LA_2A_SH_2010_EL | 2A | SH | EL | 1937 | ASHRAE30pct-state-2A | HotelSmall | STD2010 | LA-BatonRouge-LA | Zone2A | Zone2A(LA-BatonRouge-LA) | ASHRAE30pct-state-STD2010 | state | LA | 0.0779 | 0.8 | ASHRAE30pct-state-2A_HotelSmall_STD2010_LA-BatonRouge-LA.table.csv.gz | Small Hotel | Baton Rouge Ryan Arpt LA USA TMY3 WMO#=722317 | Electricity | 12227.7779 | 134241.6677 | 114941.6676 | 18291.6668 | 164169.4458 | 0 | 78130.5562 | 72.2222 | 0 | 0 | 0 | 0 | 0 | 0 | 522075.0042 | 0 | 522075.0042 | 0 | 0 | 952.5439 | 10457.4259 | 8953.9559 | 1424.9208 | 12788.7998 | 0 | 6086.3703 | 5.6261 | 0 | 0 | 0 | 0 | 0 | 0 | 40669.6428 | 0 | 40669.6428 | 0 | 0 | 41.733 | 458.1627 | 392.2923 | 62.4289 | 560.3052 | 0 | 266.6572 | 0.24649 | 0 | 0 | 0 | 0 | 0 | 0 | 1781.8258 | 0 | 1781.8258 | 0 | 0 | 9.0804 | 1.445 | 12.9694 | 6.1723 | 0.0057056 | 0 | 10.6051 | 0.966 | 0 | 0 | 0 | 41.2441 | 41.2441 | 41.2441 | 1
LA_2A_SH_2013_EL | 2A | SH | EL | 2297 | ASHRAE30pct-state-2A | HotelSmall | STD2013 | LA-BatonRouge-LA | Zone2A | Zone2A(LA-BatonRouge-LA) | ASHRAE30pct-state-STD2013 | state | LA | 0.0779 | 0.8 | ASHRAE30pct-state-2A_HotelSmall_STD2013_LA-BatonRouge-LA.table.csv.gz | Small Hotel | Baton Rouge Ryan Arpt LA USA TMY3 WMO#=722317 | Electricity | 12397.2223 | 115936.112 | 90361.1118 | 18291.6668 | 154908.3346 | 0 | 76902.7784 | 72.2222 | 0 | 0 | 0 | 0 | 0 | 0 | 468866.6704 | 0 | 468869.4482 | -2.7778 | -2.7778 | 965.7436 | 9031.4231 | 7039.1306 | 1424.9208 | 12067.3593 | 0 | 5990.7264 | 5.6261 | 0 | 0 | 0 | 0 | 0 | 0 | 36524.7136 | 0 | 36524.93 | -0.21639 | -0.21639 | 42.3113 | 395.6864 | 308.3997 | 62.4289 | 528.6973 | 0 | 262.4668 | 0.24649 | 0 | 0 | 0 | 0 | 0 | 0 | 1600.2274 | 0 | 1600.2369 | -0.0094805 | -0.0094805 | 7.1386 | 1.445 | 12.2376 | 6.0753 | 0.0057056 | 0 | 9.159 | 0.97938 | 0 | 0 | 0 | 37.0408 | 37.0406 | 37.0406 | 2
LA_2A_SH_2010_NG | 2A | SH | NG | 1944 | ASHRAE30pct-state-2A | HotelSmall | STD2010 | LA-BatonRouge-LA | Zone2A | Zone2A(LA-BatonRouge-LA) | ASHRAE30pct-state-STD2010 | state | LA | 0.0779 | 0.8 | ASHRAE30pct-state-2A_HotelSmall_STD2010_LA-BatonRouge-LA.table.csv.gz | Small Hotel | Baton Rouge Ryan Arpt LA USA TMY3 WMO#=722317 | Natural Gas | 20681.3696 | 0 | 0 | 0 | 399495.4379 | 0 | 0 | 0 | 0 | 0 | 0 | 471292.5847 | 0 | 0 | 891469.3922 | 0 | 891469.3922 | 0 | 0 | 165.451 | 0 | 0 | 0 | 3195.9635 | 0 | 0 | 0 | 0 | 0 | 0 | 3770.3407 | 0 | 0 | 7131.7551 | 0 | 7131.7551 | 0 | 0 | 20.6814 | 0 | 0 | 0 | 399.4954 | 0 | 0 | 0 | 0 | 0 | 0 | 471.2926 | 0 | 0 | 891.4694 | 0 | 891.4694 | 0 | 0 | 0 | 0 | 9.2472 | 0 | 0 | 0 | 0 | 0.47871 | 10.909 | 0 | 0 | 20.6349 | 20.6349 | 20.6349 | 1
LA_2A_SH_2013_NG | 2A | SH | NG | 2304 | ASHRAE30pct-state-2A | HotelSmall | STD2013 | LA-BatonRouge-LA | Zone2A | Zone2A(LA-BatonRouge-LA) | ASHRAE30pct-state-STD2013 | state | LA | 0.0779 | 0.8 | ASHRAE30pct-state-2A_HotelSmall_STD2013_LA-BatonRouge-LA.table.csv.gz | Small Hotel | Baton Rouge Ryan Arpt LA USA TMY3 WMO#=722317 | Natural Gas | 19420.7728 | 0 | 0 | 0 | 399495.4379 | 0 | 0 | 0 | 0 | 0 | 0 | 471159.8904 | 0 | 0 | 890076.101 | 0 | 890076.101 | 0 | 0 | 155.3662 | 0 | 0 | 0 | 3195.9635 | 0 | 0 | 0 | 0 | 0 | 0 | 3769.2791 | 0 | 0 | 7120.6088 | 0 | 7120.6088 | 0 | 0 | 19.4208 | 0 | 0 | 0 | 399.4954 | 0 | 0 | 0 | 0 | 0 | 0 | 471.1599 | 0 | 0 | 890.0761 | 0 | 890.0761 | 0 | 0 | 0 | 0 | 9.2472 | 0 | 0 | 0 | 0 | 0.44953 | 10.906 | 0 | 0 | 20.6027 | 20.6027 | 20.6027 | 2
MS_2A_SH_2010_EL | 2A | SH | EL | 1997 | ASHRAE30pct-state-2A | HotelSmall | STD2010 | MS-Mobile-AL | Zone2A | Zone2A(MS-Mobile-AL) | ASHRAE30pct-state-STD2010 | state | MS | 0.0928 | 0.72 | ASHRAE30pct-state-2A_HotelSmall_STD2010_MS-Mobile-AL.table.csv.gz | Small Hotel | Mobile Regional Ap AL USA TMY3 WMO#=722230 | Electricity | 11941.6668 | 131583.3344 | 114941.6676 | 18277.7779 | 164169.4458 | 0 | 78102.7784 | 72.2222 | 0 | 0 | 0 | 0 | 0 | 0 | 519088.893 | 0 | 519088.893 | 0 | 0 | 1108.1867 | 12210.9334 | 10666.5868 | 1696.1778 | 15234.9246 | 0 | 7247.9378 | 6.7022 | 0 | 0 | 0 | 0 | 0 | 0 | 48171.4493 | 0 | 48171.4493 | 0 | 0 | 40.7565 | 449.0898 | 392.2923 | 62.3815 | 560.3052 | 0 | 266.5624 | 0.24649 | 0 | 0 | 0 | 0 | 0 | 0 | 1771.6343 | 0 | 1771.6343 | 0 | 0 | 9.0804 | 1.4439 | 12.9694 | 6.1701 | 0.0057056 | 0 | 10.3951 | 0.94339 | 0 | 0 | 0 | 41.0082 | 41.0082 | 41.0082 | 1
MS_2A_SH_2013_EL | 2A | SH | EL | 2355 | ASHRAE30pct-state-2A | HotelSmall | STD2013 | MS-Mobile-AL | Zone2A | Zone2A(MS-Mobile-AL) | ASHRAE30pct-state-STD2013 | state | MS | 0.0928 | 0.72 | ASHRAE30pct-state-2A_HotelSmall_STD2013_MS-Mobile-AL.table.csv.gz | Small Hotel | Mobile Regional Ap AL USA TMY3 WMO#=722230 | Electricity | 12097.2223 | 112905.5565 | 90352.7785 | 18277.7779 | 154908.3346 | 0 | 76961.1117 | 72.2222 | 0 | 0 | 0 | 0 | 0 | 0 | 465575.0037 | 0 | 465575.0037 | 0 | 0 | 1122.6222 | 10477.6356 | 8384.7378 | 1696.1778 | 14375.4934 | 0 | 7141.9912 | 6.7022 | 0 | 0 | 0 | 0 | 0 | 0 | 43205.3603 | 0 | 43205.3603 | 0 | 0 | 41.2874 | 385.3432 | 308.3712 | 62.3815 | 528.6973 | 0 | 262.6659 | 0.24649 | 0 | 0 | 0 | 0 | 0 | 0 | 1588.9931 | 0 | 1588.9931 | 0 | 0 | 7.1379 | 1.4439 | 12.2378 | 6.0799 | 0.0057056 | 0 | 8.9196 | 0.95568 | 0 | 0 | 0 | 36.7805 | 36.7805 | 36.7805 | 2
MS_2A_SH_2010_NG | 2A | SH | NG | 2004 | ASHRAE30pct-state-2A | HotelSmall | STD2010 | MS-Mobile-AL | Zone2A | Zone2A(MS-Mobile-AL) | ASHRAE30pct-state-STD2010 | state | MS | 0.0928 | 0.72 | ASHRAE30pct-state-2A_HotelSmall_STD2010_MS-Mobile-AL.table.csv.gz | Small Hotel | Mobile Regional Ap AL USA TMY3 WMO#=722230 | Natural Gas | 20273.8082 | 0 | 0 | 0 | 399495.4379 | 0 | 0 | 0 | 0 | 0 | 0 | 471330.4974 | 0 | 0 | 891090.2654 | 0 | 891099.7435 | 0 | 0 | 145.9714 | 0 | 0 | 0 | 2876.3672 | 0 | 0 | 0 | 0 | 0 | 0 | 3393.5796 | 0 | 0 | 6415.8499 | 0 | 6415.9182 | 0 | 0 | 20.2738 | 0 | 0 | 0 | 399.4954 | 0 | 0 | 0 | 0 | 0 | 0 | 471.3305 | 0 | 0 | 891.0903 | 0 | 891.0997 | 0 | 0 | 0 | 0 | 9.2472 | 0 | 0 | 0 | 0 | 0.46928 | 10.9099 | 0 | 0 | 20.6264 | 20.6261 | 20.6264 | 1
MS_2A_SH_2013_NG | 2A | SH | NG | 2364 | ASHRAE30pct-state-2A | HotelSmall | STD2013 | MS-Mobile-AL | Zone2A | Zone2A(MS-Mobile-AL) | ASHRAE30pct-state-STD2013 | state | MS | 0.0928 | 0.72 | ASHRAE30pct-state-2A_HotelSmall_STD2013_MS-Mobile-AL.table.csv.gz | Small Hotel | Mobile Regional Ap AL USA TMY3 WMO#=722230 | Natural Gas | 18994.2551 | 0 | 0 | 0 | 399495.4379 | 0 | 0 | 0 | 0 | 0 | 0 | 471169.3685 | 0 | 0 | 889659.0615 | 0 | 889659.0615 | 0 | 0 | 136.7586 | 0 | 0 | 0 | 2876.3672 | 0 | 0 | 0 | 0 | 0 | 0 | 3392.4195 | 0 | 0 | 6405.5452 | 0 | 6405.5452 | 0 | 0 | 18.9943 | 0 | 0 | 0 | 399.4954 | 0 | 0 | 0 | 0 | 0 | 0 | 471.1694 | 0 | 0 | 889.6591 | 0 | 889.6591 | 0 | 0 | 0 | 0 | 9.2472 | 0 | 0 | 0 | 0 | 0.43966 | 10.9062 | 0 | 0 | 20.593 | 20.593 | 20.593 | 2
TX_2A_SH_2010_EL | 2A | SH | EL | 2057 | ASHRAE30pct-state-2A | HotelSmall | STD2010 | TX-Houston-TX | Zone2A | Zone2A(TX-Houston-TX) | ASHRAE30pct-state-STD2010 | state | TX | 0.0817 | 0.67 | ASHRAE30pct-state-2A_HotelSmall_STD2010_TX-Houston-TX.table.csv.gz | Small Hotel | Houston Bush Intercontinental TX USA TMY3 WMO#=722430 | Electricity | 8316.6667 | 143041.6678 | 114941.6676 | 18280.5557 | 164169.4458 | 0 | 78352.7784 | 72.2222 | 0 | 0 | 0 | 0 | 0 | 0 | 527175.0042 | 0 | 527175.0042 | 0 | 0 | 679.4717 | 11686.5043 | 9390.7342 | 1493.5214 | 13412.6437 | 0 | 6401.422 | 5.9006 | 0 | 0 | 0 | 0 | 0 | 0 | 43070.1978 | 0 | 43070.1978 | 0 | 0 | 28.3845 | 488.1968 | 392.2923 | 62.391 | 560.3052 | 0 | 267.4156 | 0.24649 | 0 | 0 | 0 | 0 | 0 | 0 | 1799.2319 | 0 | 1799.2319 | 0 | 0 | 9.0804 | 1.4442 | 12.9694 | 6.1899 | 0.0057056 | 0 | 11.3003 | 0.65702 | 0 | 0 | 0 | 41.647 | 41.647 | 41.647 | 1
TX_2A_SH_2013_EL | 2A | SH | EL | 2415 | ASHRAE30pct-state-2A | HotelSmall | STD2013 | TX-Houston-TX | Zone2A | Zone2A(TX-Houston-TX) | ASHRAE30pct-state-STD2013 | state | TX | 0.0817 | 0.67 | ASHRAE30pct-state-2A_HotelSmall_STD2013_TX-Houston-TX.table.csv.gz | Small Hotel | Houston Bush Intercontinental TX USA TMY3 WMO#=722430 | Electricity | 8416.6667 | 125263.8899 | 90188.8896 | 18280.5557 | 154908.3346 | 0 | 77250.0006 | 72.2222 | 0 | 0 | 0 | 0 | 0 | 0 | 474380.5594 | 0 | 474380.5594 | 0 | 0 | 687.6417 | 10234.0598 | 7368.4323 | 1493.5214 | 12656.0109 | 0 | 6311.3251 | 5.9006 | 0 | 0 | 0 | 0 | 0 | 0 | 38756.8917 | 0 | 38756.8917 | 0 | 0 | 28.7258 | 427.5218 | 307.8119 | 62.391 | 528.6973 | 0 | 263.6519 | 0.24649 | 0 | 0 | 0 | 0 | 0 | 0 | 1619.0461 | 0 | 1619.0461 | 0 | 0 | 7.1249 | 1.4442 | 12.2378 | 6.1028 | 0.0057056 | 0 | 9.8959 | 0.66492 | 0 | 0 | 0 | 37.4762 | 37.4762 | 37.4762 | 2
TX_2A_SH_2010_NG | 2A | SH | NG | 2064 | ASHRAE30pct-state-2A | HotelSmall | STD2010 | TX-Houston-TX | Zone2A | Zone2A(TX-Houston-TX) | ASHRAE30pct-state-STD2010 | state | TX | 0.0817 | 0.67 | ASHRAE30pct-state-2A_HotelSmall_STD2010_TX-Houston-TX.table.csv.gz | Small Hotel | Houston Bush Intercontinental TX USA TMY3 WMO#=722430 | Natural Gas | 14785.9471 | 0 | 0 | 0 | 399495.4379 | 0 | 0 | 0 | 0 | 0 | 0 | 471226.2376 | 0 | 0 | 885507.6225 | 0 | 885507.6225 | 0 | 0 | 99.0658 | 0 | 0 | 0 | 2676.6194 | 0 | 0 | 0 | 0 | 0 | 0 | 3157.2158 | 0 | 0 | 5932.9011 | 0 | 5932.9011 | 0 | 0 | 14.7859 | 0 | 0 | 0 | 399.4954 | 0 | 0 | 0 | 0 | 0 | 0 | 471.2262 | 0 | 0 | 885.5076 | 0 | 885.5076 | 0 | 0 | 0 | 0 | 9.2472 | 0 | 0 | 0 | 0 | 0.34225 | 10.9075 | 0 | 0 | 20.4969 | 20.4969 | 20.4969 | 1
TX_2A_SH_2013_NG | 2A | SH | NG | 2424 | ASHRAE30pct-state-2A | HotelSmall | STD2013 | TX-Houston-TX | Zone2A | Zone2A(TX-Houston-TX) | ASHRAE30pct-state-STD2013 | state | TX | 0.0817 | 0.67 | ASHRAE30pct-state-2A_HotelSmall_STD2013_TX-Houston-TX.table.csv.gz | Small Hotel | Houston Bush Intercontinental TX USA TMY3 WMO#=722430 | Natural Gas | 13790.7391 | 0 | 0 | 0 | 399495.4379 | 0 | 0 | 0 | 0 | 0 | 0 | 471103.0213 | 0 | 0 | 884389.1983 | 0 | 884389.1983 | 0 | 0 | 92.398 | 0 | 0 | 0 | 2676.6194 | 0 | 0 | 0 | 0 | 0 | 0 | 3156.3902 | 0 | 0 | 5925.4076 | 0 | 5925.4076 | 0 | 0 | 13.7907 | 0 | 0 | 0 | 399.4954 | 0 | 0 | 0 | 0 | 0 | 0 | 471.103 | 0 | 0 | 884.3892 | 0 | 884.3892 | 0 | 0 | 0 | 0 | 9.2472 | 0 | 0 | 0 | 0 | 0.31922 | 10.9047 | 0 | 0 | 20.471 | 20.471 | 20.471 | 2
AZ_2B_SH_2010_EL | 2B | SH | EL | 2655 | ASHRAE30pct-state-2B | HotelSmall | STD2010 | AZ-Phoenix-AZ | Zone2B | Zone2B(AZ-Phoenix-AZ) | ASHRAE30pct-state-STD2010 | state | AZ | 0.0954 | 0.95 | ASHRAE30pct-state-2B_HotelSmall_STD2010_AZ-Phoenix-AZ.table.csv.gz | Small Hotel | Phoenix Sky Harbor Intl Ap AZ USA TMY3 WMO#=722780 | Electricity | 3200 | 152838.8901 | 114941.6676 | 18269.4446 | 164169.4458 | 0 | 81222.2229 | 72.2222 | 0 | 0 | 0 | 0 | 0 | 0 | 534711.1154 | 0 | 534713.8932 | -2.7778 | -2.7778 | 305.28 | 14580.8301 | 10965.4351 | 1742.905 | 15661.7651 | 0 | 7748.6001 | 6.89 | 0 | 0 | 0 | 0 | 0 | 0 | 51011.4404 | 0 | 51011.7054 | -0.265 | -0.265 | 10.9215 | 521.6344 | 392.2923 | 62.353 | 560.3052 | 0 | 277.2089 | 0.24649 | 0 | 0 | 0 | 0 | 0 | 0 | 1824.9525 | 0 | 1824.9619 | -0.0094805 | -0.0094805 | 9.0804 | 1.4433 | 12.9692 | 6.4166 | 0.0057056 | 0 | 12.0743 | 0.2528 | 0 | 0 | 0 | 42.2425 | 42.2423 | 42.2423 | 1
AZ_2B_SH_2013_EL | 2B | SH | EL | 2835 | ASHRAE30pct-state-2B | HotelSmall | STD2013 | AZ-Phoenix-AZ | Zone2B | Zone2B(AZ-Phoenix-AZ) | ASHRAE30pct-state-STD2013 | state | AZ | 0.0954 | 0.95 | ASHRAE30pct-state-2B_HotelSmall_STD2013_AZ-Phoenix-AZ.table.csv.gz | Small Hotel | Phoenix Sky Harbor Intl Ap AZ USA TMY3 WMO#=722780 | Electricity | 3272.2222 | 135244.4455 | 90508.3341 | 18269.4446 | 154908.3346 | 0 | 79472.2229 | 72.2222 | 0 | 0 | 0 | 0 | 0 | 0 | 481747.2261 | 0 | 481747.2261 | 5.8208e-11 | 5.8208e-11 | 312.17 | 12902.3201 | 8634.4951 | 1742.905 | 14778.2551 | 0 | 7581.6501 | 6.89 | 0 | 0 | 0 | 0 | 0 | 0 | 45958.6854 | 0 | 45958.6854 | 5.553e-12 | 5.553e-12 | 11.168 | 461.5851 | 308.9021 | 62.353 | 528.6973 | 0 | 271.2362 | 0.24649 | 0 | 0 | 0 | 0 | 0 | 0 | 1644.1883 | 0 | 1644.1883 | 1.9866e-13 | 1.9866e-13 | 7.1502 | 1.4433 | 12.2378 | 6.2783 | 0.0057056 | 0 | 10.6843 | 0.25851 | 0 | 0 | 0 | 38.0582 | 38.0582 | 38.0582 | 2
AZ_2B_SH_2010_NG | 2B | SH | NG | 2664 | ASHRAE30pct-state-2B | HotelSmall | STD2010 | AZ-Phoenix-AZ | Zone2B | Zone2B(AZ-Phoenix-AZ) | ASHRAE30pct-state-STD2010 | state | AZ | 0.0954 | 0.95 | ASHRAE30pct-state-2B_HotelSmall_STD2010_AZ-Phoenix-AZ.table.csv.gz | Small Hotel | Phoenix Sky Harbor Intl Ap AZ USA TMY3 WMO#=722780 | Natural Gas | 4966.5617 | 0 | 0 | 0 | 399495.4379 | 0 | 0 | 0 | 0 | 0 | 0 | 439076.2808 | 0 | 0 | 843538.2805 | 0 | 843538.2805 | 0 | 0 | 47.1823 | 0 | 0 | 0 | 3795.2067 | 0 | 0 | 0 | 0 | 0 | 0 | 4171.2247 | 0 | 0 | 8013.6137 | 0 | 8013.6137 | 0 | 0 | 4.9666 | 0 | 0 | 0 | 399.4954 | 0 | 0 | 0 | 0 | 0 | 0 | 439.0763 | 0 | 0 | 843.5383 | 0 | 843.5383 | 0 | 0 | 0 | 0 | 9.2472 | 0 | 0 | 0 | 0 | 0.11496 | 10.1633 | 0 | 0 | 19.5254 | 19.5254 | 19.5254 | 1
AZ_2B_SH_2013_NG | 2B | SH | NG | 2844 | ASHRAE30pct-state-2B | HotelSmall | STD2013 | AZ-Phoenix-AZ | Zone2B | Zone2B(AZ-Phoenix-AZ) | ASHRAE30pct-state-STD2013 | state | AZ | 0.0954 | 0.95 | ASHRAE30pct-state-2B_HotelSmall_STD2013_AZ-Phoenix-AZ.table.csv.gz | Small Hotel | Phoenix Sky Harbor Intl Ap AZ USA TMY3 WMO#=722780 | Natural Gas | 4758.0419 | 0 | 0 | 0 | 399495.4379 | 0 | 0 | 0 | 0 | 0 | 0 | 439028.89 | 0 | 0 | 843272.8917 | 0 | 843282.3698 | 0 | 0 | 45.2014 | 0 | 0 | 0 | 3795.2067 | 0 | 0 | 0 | 0 | 0 | 0 | 4170.7745 | 0 | 0 | 8011.0925 | 0 | 8011.1825 | 0 | 0 | 4.758 | 0 | 0 | 0 | 399.4954 | 0 | 0 | 0 | 0 | 0 | 0 | 439.0289 | 0 | 0 | 843.2729 | 0 | 843.2824 | 0 | 0 | 0 | 0 | 9.2472 | 0 | 0 | 0 | 0 | 0.11013 | 10.1622 | 0 | 0 | 19.5195 | 19.5193 | 19.5195 | 2
CA_2B_SH_2010_EL | 2B | SH | EL | 2715 | ASHRAE30pct-state-2B | HotelSmall | STD2010 | CA-Tucson-AZ | Zone2B | Zone2B(CA-Tucson-AZ) | ASHRAE30pct-state-STD2010 | state | CA | 0.136 | 0.7 | ASHRAE30pct-state-2B_HotelSmall_STD2010_CA-Tucson-AZ.table.csv.gz | Small Hotel | Tucson International Ap AZ USA TMY3 WMO#=722740 | Electricity | 6708.3334 | 120580.5565 | 114941.6676 | 18291.6668 | 164169.4458 | 0 | 81819.4451 | 72.2222 | 0 | 0 | 0 | 0 | 0 | 0 | 506583.3374 | 0 | 506583.3374 | 5.8208e-11 | 5.8208e-11 | 912.3333 | 16398.9557 | 15632.0668 | 2487.6667 | 22327.0446 | 0 | 11127.4445 | 9.8222 | 0 | 0 | 0 | 0 | 0 | 0 | 68895.3339 | 0 | 68895.3339 | 7.9162e-12 | 7.9162e-12 | 22.8953 | 411.5377 | 392.2923 | 62.4289 | 560.3052 | 0 | 279.2472 | 0.24649 | 0 | 0 | 0 | 0 | 0 | 0 | 1728.9532 | 0 | 1728.9532 | 1.9866e-13 | 1.9866e-13 | 9.0804 | 1.445 | 12.9694 | 6.4638 | 0.0057056 | 0 | 9.5259 | 0.52996 | 0 | 0 | 0 | 40.0202 | 40.0202 | 40.0202 | 1
CA_2B_SH_2013_EL | 2B | SH | EL | 2895 | ASHRAE30pct-state-2B | HotelSmall | STD2013 | CA-Tucson-AZ | Zone2B | Zone2B(CA-Tucson-AZ) | ASHRAE30pct-state-STD2013 | state | CA | 0.136 | 0.7 | ASHRAE30pct-state-2B_HotelSmall_STD2013_CA-Tucson-AZ.table.csv.gz | Small Hotel | Tucson International Ap AZ USA TMY3 WMO#=722740 | Electricity | 6700.0001 | 106719.4453 | 90838.8896 | 18291.6668 | 154908.3346 | 0 | 80147.2229 | 72.2222 | 0 | 0 | 0 | 0 | 0 | 0 | 457677.7814 | 0 | 457677.7814 | 0 | 0 | 911.2 | 14513.8446 | 12354.089 | 2487.6667 | 21067.5335 | 0 | 10900.0223 | 9.8222 | 0 | 0 | 0 | 0 | 0 | 0 | 62244.1783 | 0 | 62244.1783 | 0 | 0 | 22.8669 | 364.2302 | 310.0303 | 62.4289 | 528.6973 | 0 | 273.54 | 0.24649 | 0 | 0 | 0 | 0 | 0 | 0 | 1562.0401 | 0 | 1562.0401 | 0 | 0 | 7.1763 | 1.445 | 12.2378 | 6.3317 | 0.0057056 | 0 | 8.4309 | 0.5293 | 0 | 0 | 0 | 36.1567 | 36.1567 | 36.1567 | 2
CA_2B_SH_2010_NG | 2B | SH | NG | 2724 | ASHRAE30pct-state-2B | HotelSmall | STD2010 | CA-Tucson-AZ | Zone2B | Zone2B(CA-Tucson-AZ) | ASHRAE30pct-state-STD2010 | state | CA | 0.136 | 0.7 | ASHRAE30pct-state-2B_HotelSmall_STD2010_CA-Tucson-AZ.table.csv.gz | Small Hotel | Tucson International Ap AZ USA TMY3 WMO#=722740 | Natural Gas | 10179.5559 | 0 | 0 | 0 | 399495.4379 | 0 | 0 | 0 | 0 | 0 | 0 | 439341.6696 | 0 | 0 | 849016.6634 | 0 | 849016.6634 | 0 | 0 | 71.2569 | 0 | 0 | 0 | 2796.4681 | 0 | 0 | 0 | 0 | 0 | 0 | 3075.3917 | 0 | 0 | 5943.1166 | 0 | 5943.1166 | 0 | 0 | 10.1796 | 0 | 0 | 0 | 399.4954 | 0 | 0 | 0 | 0 | 0 | 0 | 439.3417 | 0 | 0 | 849.0167 | 0 | 849.0167 | 0 | 0 | 0 | 0 | 9.2472 | 0 | 0 | 0 | 0 | 0.23563 | 10.1695 | 0 | 0 | 19.6523 | 19.6523 | 19.6523 | 1
CA_2B_SH_2013_NG | 2B | SH | NG | 2904 | ASHRAE30pct-state-2B | HotelSmall | STD2013 | CA-Tucson-AZ | Zone2B | Zone2B(CA-Tucson-AZ) | ASHRAE30pct-state-STD2013 | state | CA | 0.136 | 0.7 | ASHRAE30pct-state-2B_HotelSmall_STD2013_CA-Tucson-AZ.table.csv.gz | Small Hotel | Tucson International Ap AZ USA TMY3 WMO#=722740 | Natural Gas | 9468.693 | 0 | 0 | 0 | 399495.4379 | 0 | 0 | 0 | 0 | 0 | 0 | 439237.4098 | 0 | 0 | 848201.5407 | 0 | 848201.5407 | 0 | 0 | 66.2809 | 0 | 0 | 0 | 2796.4681 | 0 | 0 | 0 | 0 | 0 | 0 | 3074.6619 | 0 | 0 | 5937.4108 | 0 | 5937.4108 | 0 | 0 | 9.4687 | 0 | 0 | 0 | 399.4954 | 0 | 0 | 0 | 0 | 0 | 0 | 439.2374 | 0 | 0 | 848.2015 | 0 | 848.2015 | 0 | 0 | 0 | 0 | 9.2472 | 0 | 0 | 0 | 0 | 0.21917 | 10.1671 | 0 | 0 | 19.6334 | 19.6334 | 19.6334 | 2
TX_2B_SH_2010_EL | 2B | SH | EL | 2775 | ASHRAE30pct-state-2B | HotelSmall | STD2010 | TX-SanAntonio-TX | Zone2B | Zone2B(TX-SanAntonio-TX) | ASHRAE30pct-state-STD2010 | state | TX | 0.0817 | 0.67 | ASHRAE30pct-state-2B_HotelSmall_STD2010_TX-SanAntonio-TX.table.csv.gz | Small Hotel | San Antonio Intl Ap TX USA TMY3 WMO#=722530 | Electricity | 8600.0001 | 142472.2234 | 114941.6676 | 18280.5557 | 164169.4458 | 0 | 79663.8895 | 72.2222 | 0 | 0 | 0 | 0 | 0 | 0 | 528200.0042 | 0 | 528200.0042 | 1.1642e-10 | 1.1642e-10 | 702.62 | 11639.9806 | 9390.7342 | 1493.5214 | 13412.6437 | 0 | 6508.5398 | 5.9006 | 0 | 0 | 0 | 0 | 0 | 0 | 43153.9403 | 0 | 43153.9403 | 9.5111e-12 | 9.5111e-12 | 29.3515 | 486.2533 | 392.2923 | 62.391 | 560.3052 | 0 | 271.8904 | 0.24649 | 0 | 0 | 0 | 0 | 0 | 0 | 1802.7302 | 0 | 1802.7302 | 3.9732e-13 | 3.9732e-13 | 9.0804 | 1.4442 | 12.9694 | 6.2935 | 0.0057056 | 0 | 11.2553 | 0.6794 | 0 | 0 | 0 | 41.7279 | 41.7279 | 41.7279 | 1
TX_2B_SH_2013_EL | 2B | SH | EL | 2955 | ASHRAE30pct-state-2B | HotelSmall | STD2013 | TX-SanAntonio-TX | Zone2B | Zone2B(TX-SanAntonio-TX) | ASHRAE30pct-state-STD2013 | state | TX | 0.0817 | 0.67 | ASHRAE30pct-state-2B_HotelSmall_STD2013_TX-SanAntonio-TX.table.csv.gz | Small Hotel | San Antonio Intl Ap TX USA TMY3 WMO#=722530 | Electricity | 8672.2223 | 125738.8899 | 90122.2229 | 18280.5557 | 154908.3346 | 0 | 78308.334 | 72.2222 | 0 | 0 | 0 | 0 | 0 | 0 | 476102.7816 | 0 | 476102.7816 | 0 | 0 | 708.5206 | 10272.8673 | 7362.9856 | 1493.5214 | 12656.0109 | 0 | 6397.7909 | 5.9006 | 0 | 0 | 0 | 0 | 0 | 0 | 38897.5973 | 0 | 38897.5973 | 0 | 0 | 29.598 | 429.1429 | 307.5844 | 62.391 | 528.6973 | 0 | 267.2639 | 0.24649 | 0 | 0 | 0 | 0 | 0 | 0 | 1624.924 | 0 | 1624.924 | 0 | 0 | 7.1197 | 1.4442 | 12.2378 | 6.1864 | 0.0057056 | 0 | 9.9334 | 0.68511 | 0 | 0 | 0 | 37.6122 | 37.6122 | 37.6122 | 2
TX_2B_SH_2010_NG | 2B | SH | NG | 2784 | ASHRAE30pct-state-2B | HotelSmall | STD2010 | TX-SanAntonio-TX | Zone2B | Zone2B(TX-SanAntonio-TX) | ASHRAE30pct-state-STD2010 | state | TX | 0.0817 | 0.67 | ASHRAE30pct-state-2B_HotelSmall_STD2010_TX-SanAntonio-TX.table.csv.gz | Small Hotel | San Antonio Intl Ap TX USA TMY3 WMO#=722530 | Natural Gas | 14094.0406 | 0 | 0 | 0 | 399495.4379 | 0 | 0 | 0 | 0 | 0 | 0 | 439379.5823 | 0 | 0 | 852969.0608 | 0 | 852969.0608 | 0 | 0 | 94.4301 | 0 | 0 | 0 | 2676.6194 | 0 | 0 | 0 | 0 | 0 | 0 | 2943.8432 | 0 | 0 | 5714.8927 | 0 | 5714.8927 | 0 | 0 | 14.094 | 0 | 0 | 0 | 399.4954 | 0 | 0 | 0 | 0 | 0 | 0 | 439.3796 | 0 | 0 | 852.9691 | 0 | 852.9691 | 0 | 0 | 0 | 0 | 9.2472 | 0 | 0 | 0 | 0 | 0.32624 | 10.1704 | 0 | 0 | 19.7437 | 19.7437 | 19.7437 | 1
TX_2B_SH_2013_NG | 2B | SH | NG | 2964 | ASHRAE30pct-state-2B | HotelSmall | STD2013 | TX-SanAntonio-TX | Zone2B | Zone2B(TX-SanAntonio-TX) | ASHRAE30pct-state-STD2013 | state | TX | 0.0817 | 0.67 | ASHRAE30pct-state-2B_HotelSmall_STD2013_TX-SanAntonio-TX.table.csv.gz | Small Hotel | San Antonio Intl Ap TX USA TMY3 WMO#=722530 | Natural Gas | 13117.7889 | 0 | 0 | 0 | 399495.4379 | 0 | 0 | 0 | 0 | 0 | 0 | 439256.3661 | 0 | 0 | 851860.1148 | 0 | 851869.5929 | 0 | 0 | 87.8892 | 0 | 0 | 0 | 2676.6194 | 0 | 0 | 0 | 0 | 0 | 0 | 2943.0177 | 0 | 0 | 5707.4628 | 0 | 5707.5263 | 0 | 0 | 13.1178 | 0 | 0 | 0 | 399.4954 | 0 | 0 | 0 | 0 | 0 | 0 | 439.2564 | 0 | 0 | 851.8601 | 0 | 851.8696 | 0 | 0 | 0 | 0 | 9.2472 | 0 | 0 | 0 | 0 | 0.30364 | 10.1675 | 0 | 0 | 19.7183 | 19.7181 | 19.7183 | 2
AL_3A_SH_2010_EL | 3A | SH | EL | 3615 | ASHRAE30pct-state-3A | HotelSmall | STD2010 | AL-Birmingham-AL | Zone3A | Zone3A(AL-Birmingham-AL) | ASHRAE30pct-state-STD2010 | state | AL | 0.1058 | 1.24 | ASHRAE30pct-state-3A_HotelSmall_STD2010_AL-Birmingham-AL.table.csv.gz | Small Hotel | Birmingham Municipal Ap AL USA TMY3 WMO#=722280 | Electricity | 15605.5557 | 109605.5564 | 114280.5565 | 18277.7779 | 164169.4458 | 0 | 77833.334 | 72.2222 | 0 | 0 | 0 | 0 | 0 | 0 | 499841.6707 | 0 | 499844.4484 | -2.7778 | -2.7778 | 1651.0678 | 11596.2679 | 12090.8829 | 1933.7889 | 17369.1274 | 0 | 8234.7667 | 7.6411 | 0 | 0 | 0 | 0 | 0 | 0 | 52883.2488 | 0 | 52883.5426 | -0.29389 | -0.29389 | 53.2613 | 374.0804 | 390.036 | 62.3815 | 560.3052 | 0 | 265.6428 | 0.24649 | 0 | 0 | 0 | 0 | 0 | 0 | 1705.9441 | 0 | 1705.9536 | -0.0094805 | -0.0094805 | 9.0282 | 1.4439 | 12.9692 | 6.1489 | 0.0057056 | 0 | 8.6589 | 1.2328 | 0 | 0 | 0 | 39.4878 | 39.4876 | 39.4876 | 1
AL_3A_SH_2013_EL | 3A | SH | EL | 4215 | ASHRAE30pct-state-3A | HotelSmall | STD2013 | AL-Birmingham-AL | Zone3A | Zone3A(AL-Birmingham-AL) | ASHRAE30pct-state-STD2013 | state | AL | 0.1058 | 1.24 | ASHRAE30pct-state-3A_HotelSmall_STD2013_AL-Birmingham-AL.table.csv.gz | Small Hotel | Birmingham Municipal Ap AL USA TMY3 WMO#=722280 | Electricity | 18086.1113 | 94008.3341 | 90277.7785 | 18277.7779 | 154908.3346 | 0 | 77230.5562 | 72.2222 | 0 | 0 | 0 | 0 | 0 | 0 | 452861.1147 | 0 | 452861.1147 | 0 | 0 | 1913.5106 | 9946.0817 | 9551.389 | 1933.7889 | 16389.3018 | 0 | 8170.9928 | 7.6411 | 0 | 0 | 0 | 0 | 0 | 0 | 47912.7059 | 0 | 47912.7059 | 0 | 0 | 61.7273 | 320.8475 | 308.1153 | 62.3815 | 528.6973 | 0 | 263.5855 | 0.24649 | 0 | 0 | 0 | 0 | 0 | 0 | 1545.6009 | 0 | 1545.6009 | 0 | 0 | 7.132 | 1.4439 | 12.2378 | 6.1012 | 0.0057056 | 0 | 7.4267 | 1.4288 | 0 | 0 | 0 | 35.7761 | 35.7761 | 35.7761 | 2
AL_3A_SH_2010_NG | 3A | SH | NG | 3624 | ASHRAE30pct-state-3A | HotelSmall | STD2010 | AL-Birmingham-AL | Zone3A | Zone3A(AL-Birmingham-AL) | ASHRAE30pct-state-STD2010 | state | AL | 0.1058 | 1.24 | ASHRAE30pct-state-3A_HotelSmall_STD2010_AL-Birmingham-AL.table.csv.gz | Small Hotel | Birmingham Municipal Ap AL USA TMY3 WMO#=722280 | Natural Gas | 28254.4283 | 0 | 0 | 0 | 399495.4379 | 0 | 0 | 0 | 0 | 0 | 0 | 514058.0932 | 0 | 0 | 941798.4813 | 0 | 941807.9595 | 0 | 0 | 350.3549 | 0 | 0 | 0 | 4953.7434 | 0 | 0 | 0 | 0 | 0 | 0 | 6374.3204 | 0 | 0 | 11678.3012 | 0 | 11678.4187 | 0 | 0 | 28.2544 | 0 | 0 | 0 | 399.4954 | 0 | 0 | 0 | 0 | 0 | 0 | 514.0581 | 0 | 0 | 941.7985 | 0 | 941.808 | 0 | 0 | 0 | 0 | 9.2472 | 0 | 0 | 0 | 0 | 0.65401 | 11.8989 | 0 | 0 | 21.8001 | 21.7999 | 21.8001 | 1
AL_3A_SH_2013_NG | 3A | SH | NG | 4224 | ASHRAE30pct-state-3A | HotelSmall | STD2013 | AL-Birmingham-AL | Zone3A | Zone3A(AL-Birmingham-AL) | ASHRAE30pct-state-STD2013 | state | AL | 0.1058 | 1.24 | ASHRAE30pct-state-3A_HotelSmall_STD2013_AL-Birmingham-AL.table.csv.gz | Small Hotel | Birmingham Municipal Ap AL USA TMY3 WMO#=722280 | Natural Gas | 30633.4493 | 0 | 0 | 0 | 399495.4379 | 0 | 0 | 0 | 0 | 0 | 0 | 514105.4841 | 0 | 0 | 944234.3713 | 0 | 944234.3713 | 0 | 0 | 379.8548 | 0 | 0 | 0 | 4953.7434 | 0 | 0 | 0 | 0 | 0 | 0 | 6374.908 | 0 | 0 | 11708.5062 | 0 | 11708.5062 | 0 | 0 | 30.6334 | 0 | 0 | 0 | 399.4954 | 0 | 0 | 0 | 0 | 0 | 0 | 514.1055 | 0 | 0 | 944.2344 | 0 | 944.2344 | 0 | 0 | 0 | 0 | 9.2472 | 0 | 0 | 0 | 0 | 0.70907 | 11.9 | 0 | 0 | 21.8563 | 21.8563 | 21.8563 | 2
AR_3A_SH_2010_EL | 3A | SH | EL | 3675 | ASHRAE30pct-state-3A | HotelSmall | STD2010 | AR-Little-Rock-AR | Zone3A | Zone3A(AR-Little-Rock-AR) | ASHRAE30pct-state-STD2010 | state | AR | 0.0768 | 0.77 | ASHRAE30pct-state-3A_HotelSmall_STD2010_AR-Little-Rock-AR.table.csv.gz | Small Hotel | Little Rock Adams Field AR USA TMY3 WMO#=723403 | Electricity | 25838.8891 | 110705.5564 | 114300.0009 | 18288.889 | 164169.4458 | 0 | 77944.4451 | 72.2222 | 0 | 0 | 0 | 0 | 0 | 0 | 511322.2263 | 0 | 511319.4485 | 2.7778 | 2.7778 | 1984.4267 | 8502.1867 | 8778.2401 | 1404.5867 | 12608.2134 | 0 | 5986.1334 | 5.5467 | 0 | 0 | 0 | 0 | 0 | 0 | 39269.547 | 0 | 39269.3336 | 0.21333 | 0.21333 | 88.1873 | 377.8346 | 390.1024 | 62.4194 | 560.3052 | 0 | 266.022 | 0.24649 | 0 | 0 | 0 | 0 | 0 | 0 | 1745.1269 | 0 | 1745.1174 | 0.0094805 | 0.0094805 | 9.0297 | 1.4448 | 12.9696 | 6.1576 | 0.0057056 | 0 | 8.7458 | 2.0413 | 0 | 0 | 0 | 40.3944 | 40.3946 | 40.3946 | 1
AR_3A_SH_2013_EL | 3A | SH | EL | 4275 | ASHRAE30pct-state-3A | HotelSmall | STD2013 | AR-Little-Rock-AR | Zone3A | Zone3A(AR-Little-Rock-AR) | ASHRAE30pct-state-STD2013 | state | AR | 0.0768 | 0.77 | ASHRAE30pct-state-3A_HotelSmall_STD2013_AR-Little-Rock-AR.table.csv.gz | Small Hotel | Little Rock Adams Field AR USA TMY3 WMO#=723403 | Electricity | 29372.2225 | 95747.223 | 90316.6674 | 18288.889 | 154908.3346 | 0 | 77375.0006 | 72.2222 | 0 | 0 | 0 | 0 | 0 | 0 | 466080.5593 | 0 | 466080.5593 | 0 | 0 | 2255.7867 | 7353.3867 | 6936.3201 | 1404.5867 | 11896.9601 | 0 | 5942.4 | 5.5467 | 0 | 0 | 0 | 0 | 0 | 0 | 35794.987 | 0 | 35794.987 | 0 | 0 | 100.2465 | 326.7823 | 308.248 | 62.4194 | 528.6973 | 0 | 264.0785 | 0.24649 | 0 | 0 | 0 | 0 | 0 | 0 | 1590.7185 | 0 | 1590.7185 | 0 | 0 | 7.135 | 1.4448 | 12.2378 | 6.1126 | 0.0057056 | 0 | 7.5641 | 2.3204 | 0 | 0 | 0 | 36.8205 | 36.8205 | 36.8205 | 2
AR_3A_SH_2010_NG | 3A | SH | NG | 3684 | ASHRAE30pct-state-3A | HotelSmall | STD2010 | AR-Little-Rock-AR | Zone3A | Zone3A(AR-Little-Rock-AR) | ASHRAE30pct-state-STD2010 | state | AR | 0.0768 | 0.77 | ASHRAE30pct-state-3A_HotelSmall_STD2010_AR-Little-Rock-AR.table.csv.gz | Small Hotel | Little Rock Adams Field AR USA TMY3 WMO#=723403 | Natural Gas | 40689.789 | 0 | 0 | 0 | 399495.4379 | 0 | 0 | 0 | 0 | 0 | 0 | 514124.4404 | 0 | 0 | 954309.6673 | 0 | 954309.6673 | 0 | 0 | 313.3114 | 0 | 0 | 0 | 3076.1149 | 0 | 0 | 0 | 0 | 0 | 0 | 3958.7582 | 0 | 0 | 7348.1844 | 0 | 7348.1844 | 0 | 0 | 40.6898 | 0 | 0 | 0 | 399.4954 | 0 | 0 | 0 | 0 | 0 | 0 | 514.1244 | 0 | 0 | 954.3097 | 0 | 954.3097 | 0 | 0 | 0 | 0 | 9.2472 | 0 | 0 | 0 | 0 | 0.94185 | 11.9005 | 0 | 0 | 22.0895 | 22.0895 | 22.0895 | 1
AR_3A_SH_2013_NG | 3A | SH | NG | 4284 | ASHRAE30pct-state-3A | HotelSmall | STD2013 | AR-Little-Rock-AR | Zone3A | Zone3A(AR-Little-Rock-AR) | ASHRAE30pct-state-STD2013 | state | AR | 0.0768 | 0.77 | ASHRAE30pct-state-3A_HotelSmall_STD2013_AR-Little-Rock-AR.table.csv.gz | Small Hotel | Little Rock Adams Field AR USA TMY3 WMO#=723403 | Natural Gas | 43713.3256 | 0 | 0 | 0 | 399495.4379 | 0 | 0 | 0 | 0 | 0 | 0 | 514171.8313 | 0 | 0 | 957380.5947 | 0 | 957380.5947 | 0 | 0 | 336.5926 | 0 | 0 | 0 | 3076.1149 | 0 | 0 | 0 | 0 | 0 | 0 | 3959.1231 | 0 | 0 | 7371.8306 | 0 | 7371.8306 | 0 | 0 | 43.7133 | 0 | 0 | 0 | 399.4954 | 0 | 0 | 0 | 0 | 0 | 0 | 514.1718 | 0 | 0 | 957.3806 | 0 | 957.3806 | 0 | 0 | 0 | 0 | 9.2472 | 0 | 0 | 0 | 0 | 1.0118 | 11.9016 | 0 | 0 | 22.1606 | 22.1606 | 22.1606 | 2
GA_3A_SH_2010_EL | 3A | SH | EL | 3735 | ASHRAE30pct-state-3A | HotelSmall | STD2010 | GA-Atlanta-GA | Zone3A | Zone3A(GA-Atlanta-GA) | ASHRAE30pct-state-STD2010 | state | GA | 0.0947 | 0.94 | ASHRAE30pct-state-3A_HotelSmall_STD2010_GA-Atlanta-GA.table.csv.gz | Small Hotel | Atlanta Hartsfield Intl Ap GA USA TMY3 WMO#=722190 | Electricity | 19052.7779 | 104516.6675 | 114277.7787 | 18305.5557 | 164169.4458 | 0 | 78122.2228 | 72.2222 | 0 | 0 | 0 | 0 | 0 | 0 | 498516.6707 | 0 | 498516.6707 | 0 | 0 | 1804.2981 | 9897.7284 | 10822.1056 | 1733.5361 | 15546.8465 | 0 | 7398.1745 | 6.8394 | 0 | 0 | 0 | 0 | 0 | 0 | 47209.5287 | 0 | 47209.5287 | 0 | 0 | 65.0265 | 356.7121 | 390.0265 | 62.4763 | 560.3052 | 0 | 266.6287 | 0.24649 | 0 | 0 | 0 | 0 | 0 | 0 | 1701.4219 | 0 | 1701.4219 | 0 | 0 | 9.028 | 1.4461 | 12.9694 | 6.1717 | 0.0057056 | 0 | 8.2568 | 1.5052 | 0 | 0 | 0 | 39.3829 | 39.3829 | 39.3829 | 1
GA_3A_SH_2013_EL | 3A | SH | EL | 4335 | ASHRAE30pct-state-3A | HotelSmall | STD2013 | GA-Atlanta-GA | Zone3A | Zone3A(GA-Atlanta-GA) | ASHRAE30pct-state-STD2013 | state | GA | 0.0947 | 0.94 | ASHRAE30pct-state-3A_HotelSmall_STD2013_GA-Atlanta-GA.table.csv.gz | Small Hotel | Atlanta Hartsfield Intl Ap GA USA TMY3 WMO#=722190 | Electricity | 21983.3335 | 89394.4452 | 90308.3341 | 18305.5557 | 154908.3346 | 0 | 77513.8895 | 72.2222 | 0 | 0 | 0 | 0 | 0 | 0 | 452483.337 | 0 | 452486.1147 | -2.7778 | -2.7778 | 2081.8217 | 8465.654 | 8552.1992 | 1733.5361 | 14669.8193 | 0 | 7340.5653 | 6.8394 | 0 | 0 | 0 | 0 | 0 | 0 | 42850.172 | 0 | 42850.4351 | -0.26306 | -0.26306 | 75.0284 | 305.1005 | 308.2195 | 62.4763 | 528.6973 | 0 | 264.5525 | 0.24649 | 0 | 0 | 0 | 0 | 0 | 0 | 1544.3116 | 0 | 1544.3211 | -0.0094805 | -0.0094805 | 7.1344 | 1.4461 | 12.2376 | 6.1236 | 0.0057056 | 0 | 7.0622 | 1.7367 | 0 | 0 | 0 | 35.7465 | 35.7463 | 35.7463 | 2
GA_3A_SH_2010_NG | 3A | SH | NG | 3744 | ASHRAE30pct-state-3A | HotelSmall | STD2010 | GA-Atlanta-GA | Zone3A | Zone3A(GA-Atlanta-GA) | ASHRAE30pct-state-STD2010 | state | GA | 0.0947 | 0.94 | ASHRAE30pct-state-3A_HotelSmall_STD2010_GA-Atlanta-GA.table.csv.gz | Small Hotel | Atlanta Hartsfield Intl Ap GA USA TMY3 WMO#=722190 | Natural Gas | 29884.6738 | 0 | 0 | 0 | 399495.4379 | 0 | 0 | 0 | 0 | 0 | 0 | 514124.4404 | 0 | 0 | 943504.5521 | 0 | 943504.5521 | 0 | 0 | 280.9159 | 0 | 0 | 0 | 3755.2571 | 0 | 0 | 0 | 0 | 0 | 0 | 4832.7697 | 0 | 0 | 8868.9428 | 0 | 8868.9428 | 0 | 0 | 29.8847 | 0 | 0 | 0 | 399.4954 | 0 | 0 | 0 | 0 | 0 | 0 | 514.1244 | 0 | 0 | 943.5046 | 0 | 943.5046 | 0 | 0 | 0 | 0 | 9.2472 | 0 | 0 | 0 | 0 | 0.69174 | 11.9005 | 0 | 0 | 21.8394 | 21.8394 | 21.8394 | 1
GA_3A_SH_2013_NG | 3A | SH | NG | 4344 | ASHRAE30pct-state-3A | HotelSmall | STD2013 | GA-Atlanta-GA | Zone3A | Zone3A(GA-Atlanta-GA) | ASHRAE30pct-state-STD2013 | state | GA | 0.0947 | 0.94 | ASHRAE30pct-state-3A_HotelSmall_STD2013_GA-Atlanta-GA.table.csv.gz | Small Hotel | Atlanta Hartsfield Intl Ap GA USA TMY3 WMO#=722190 | Natural Gas | 32424.8237 | 0 | 0 | 0 | 399495.4379 | 0 | 0 | 0 | 0 | 0 | 0 | 514171.8313 | 0 | 0 | 946092.0928 | 0 | 946092.0928 | 0 | 0 | 304.7933 | 0 | 0 | 0 | 3755.2571 | 0 | 0 | 0 | 0 | 0 | 0 | 4833.2152 | 0 | 0 | 8893.2657 | 0 | 8893.2657 | 0 | 0 | 32.4248 | 0 | 0 | 0 | 399.4954 | 0 | 0 | 0 | 0 | 0 | 0 | 514.1718 | 0 | 0 | 946.0921 | 0 | 946.0921 | 0 | 0 | 0 | 0 | 9.2472 | 0 | 0 | 0 | 0 | 0.75054 | 11.9016 | 0 | 0 | 21.8993 | 21.8993 | 21.8993 | 2
LA_3A_SH_2010_EL | 3A | SH | EL | 3795 | ASHRAE30pct-state-3A | HotelSmall | STD2010 | LA-Shreveport-LA | Zone3A | Zone3A(LA-Shreveport-LA) | ASHRAE30pct-state-STD2010 | state | LA | 0.0779 | 0.8 | ASHRAE30pct-state-3A_HotelSmall_STD2010_LA-Shreveport-LA.table.csv.gz | Small Hotel | Shreveport Regional Arpt LA USA TMY3 WMO#=722480 | Electricity | 14577.7779 | 123050.001 | 114275.0009 | 18286.1113 | 164169.4458 | 0 | 77741.6673 | 72.2222 | 0 | 0 | 0 | 0 | 0 | 0 | 512169.4485 | 0 | 512172.2263 | -2.7778 | -2.7778 | 1135.6089 | 9585.5951 | 8902.0226 | 1424.4881 | 12788.7998 | 0 | 6056.0759 | 5.6261 | 0 | 0 | 0 | 0 | 0 | 0 | 39898 | 0 | 39898.2164 | -0.21639 | -0.21639 | 49.7535 | 419.9658 | 390.017 | 62.4099 | 560.3052 | 0 | 265.3299 | 0.24649 | 0 | 0 | 0 | 0 | 0 | 0 | 1748.0185 | 0 | 1748.0279 | -0.0094805 | -0.0094805 | 9.0278 | 1.4446 | 12.9692 | 6.1416 | 0.0057056 | 0 | 9.721 | 1.1516 | 0 | 0 | 0 | 40.4617 | 40.4615 | 40.4615 | 1
LA_3A_SH_2013_EL | 3A | SH | EL | 4395 | ASHRAE30pct-state-3A | HotelSmall | STD2013 | LA-Shreveport-LA | Zone3A | Zone3A(LA-Shreveport-LA) | ASHRAE30pct-state-STD2013 | state | LA | 0.0779 | 0.8 | ASHRAE30pct-state-3A_HotelSmall_STD2013_LA-Shreveport-LA.table.csv.gz | Small Hotel | Shreveport Regional Arpt LA USA TMY3 WMO#=722480 | Electricity | 16811.1112 | 107916.6675 | 90252.7785 | 18286.1113 | 154908.3346 | 0 | 77294.4451 | 72.2222 | 0 | 0 | 0 | 0 | 0 | 0 | 465541.6704 | 0 | 465541.6704 | 0 | 0 | 1309.5856 | 8406.7084 | 7030.6914 | 1424.4881 | 12067.3593 | 0 | 6021.2373 | 5.6261 | 0 | 0 | 0 | 0 | 0 | 0 | 36265.6961 | 0 | 36265.6961 | 0 | 0 | 57.3758 | 368.3162 | 308.0299 | 62.4099 | 528.6973 | 0 | 263.8035 | 0.24649 | 0 | 0 | 0 | 0 | 0 | 0 | 1588.8793 | 0 | 1588.8793 | 0 | 0 | 7.13 | 1.4446 | 12.2378 | 6.1063 | 0.0057056 | 0 | 8.5254 | 1.3281 | 0 | 0 | 0 | 36.7779 | 36.7779 | 36.7779 | 2
LA_3A_SH_2010_NG | 3A | SH | NG | 3804 | ASHRAE30pct-state-3A | HotelSmall | STD2010 | LA-Shreveport-LA | Zone3A | Zone3A(LA-Shreveport-LA) | ASHRAE30pct-state-STD2010 | state | LA | 0.0779 | 0.8 | ASHRAE30pct-state-3A_HotelSmall_STD2010_LA-Shreveport-LA.table.csv.gz | Small Hotel | Shreveport Regional Arpt LA USA TMY3 WMO#=722480 | Natural Gas | 25600.5404 | 0 | 0 | 0 | 399495.4379 | 0 | 0 | 0 | 0 | 0 | 0 | 514001.2242 | 0 | 0 | 939097.2025 | 0 | 939097.2025 | 0 | 0 | 204.8043 | 0 | 0 | 0 | 3195.9635 | 0 | 0 | 0 | 0 | 0 | 0 | 4112.0098 | 0 | 0 | 7512.7776 | 0 | 7512.7776 | 0 | 0 | 25.6005 | 0 | 0 | 0 | 399.4954 | 0 | 0 | 0 | 0 | 0 | 0 | 514.0012 | 0 | 0 | 939.0972 | 0 | 939.0972 | 0 | 0 | 0 | 0 | 9.2472 | 0 | 0 | 0 | 0 | 0.59258 | 11.8976 | 0 | 0 | 21.7374 | 21.7374 | 21.7374 | 1
LA_3A_SH_2013_NG | 3A | SH | NG | 4404 | ASHRAE30pct-state-3A | HotelSmall | STD2013 | LA-Shreveport-LA | Zone3A | Zone3A(LA-Shreveport-LA) | ASHRAE30pct-state-STD2013 | state | LA | 0.0779 | 0.8 | ASHRAE30pct-state-3A_HotelSmall_STD2013_LA-Shreveport-LA.table.csv.gz | Small Hotel | Shreveport Regional Arpt LA USA TMY3 WMO#=722480 | Natural Gas | 27543.5655 | 0 | 0 | 0 | 399495.4379 | 0 | 0 | 0 | 0 | 0 | 0 | 514039.1369 | 0 | 0 | 941068.6621 | 0 | 941078.1403 | 0 | 0 | 220.3485 | 0 | 0 | 0 | 3195.9635 | 0 | 0 | 0 | 0 | 0 | 0 | 4112.3131 | 0 | 0 | 7528.5493 | 0 | 7528.6251 | 0 | 0 | 27.5436 | 0 | 0 | 0 | 399.4954 | 0 | 0 | 0 | 0 | 0 | 0 | 514.0391 | 0 | 0 | 941.0687 | 0 | 941.0781 | 0 | 0 | 0 | 0 | 9.2472 | 0 | 0 | 0 | 0 | 0.63755 | 11.8985 | 0 | 0 | 21.7832 | 21.783 | 21.7832 | 2
MS_3A_SH_2010_EL | 3A | SH | EL | 3855 | ASHRAE30pct-state-3A | HotelSmall | STD2010 | MS-Jackson-MS | Zone3A | Zone3A(MS-Jackson-MS) | ASHRAE30pct-state-STD2010 | state | MS | 0.0928 | 0.72 | ASHRAE30pct-state-3A_HotelSmall_STD2010_MS-Jackson-MS.table.csv.gz | Small Hotel | Jackson International Ap MS USA TMY3 WMO#=722350 | Electricity | 14830.5557 | 119000.001 | 114272.2231 | 18280.5557 | 164169.4458 | 0 | 77550.0006 | 72.2222 | 0 | 0 | 0 | 0 | 0 | 0 | 508172.2263 | 0 | 508175.0041 | -2.7778 | -2.7778 | 1376.2756 | 11043.2001 | 10604.4623 | 1696.4356 | 15234.9246 | 0 | 7196.6401 | 6.7022 | 0 | 0 | 0 | 0 | 0 | 0 | 47158.3826 | 0 | 47158.6404 | -0.25778 | -0.25778 | 50.6162 | 406.1433 | 390.0076 | 62.391 | 560.3052 | 0 | 264.6757 | 0.24649 | 0 | 0 | 0 | 0 | 0 | 0 | 1734.3761 | 0 | 1734.3855 | -0.0094805 | -0.0094805 | 9.0275 | 1.4442 | 12.9692 | 6.1265 | 0.0057056 | 0 | 9.401 | 1.1716 | 0 | 0 | 0 | 40.146 | 40.1457 | 40.1457 | 1
MS_3A_SH_2013_EL | 3A | SH | EL | 4455 | ASHRAE30pct-state-3A | HotelSmall | STD2013 | MS-Jackson-MS | Zone3A | Zone3A(MS-Jackson-MS) | ASHRAE30pct-state-STD2013 | state | MS | 0.0928 | 0.72 | ASHRAE30pct-state-3A_HotelSmall_STD2013_MS-Jackson-MS.table.csv.gz | Small Hotel | Jackson International Ap MS USA TMY3 WMO#=722350 | Electricity | 17113.889 | 102966.6675 | 90266.6674 | 18280.5557 | 154908.3346 | 0 | 77066.6673 | 72.2222 | 0 | 0 | 0 | 0 | 0 | 0 | 460677.7815 | 0 | 460675.0037 | 2.7778 | 2.7778 | 1588.1689 | 9555.3067 | 8376.7467 | 1696.4356 | 14375.4934 | 0 | 7151.7867 | 6.7022 | 0 | 0 | 0 | 0 | 0 | 0 | 42750.8981 | 0 | 42750.6403 | 0.25778 | 0.25778 | 58.4092 | 351.422 | 308.0773 | 62.391 | 528.6973 | 0 | 263.0261 | 0.24649 | 0 | 0 | 0 | 0 | 0 | 0 | 1572.279 | 0 | 1572.2695 | 0.0094805 | 0.0094805 | 7.1311 | 1.4442 | 12.238 | 6.0883 | 0.0057056 | 0 | 8.1344 | 1.352 | 0 | 0 | 0 | 36.3934 | 36.3937 | 36.3937 | 2
MS_3A_SH_2010_NG | 3A | SH | NG | 3864 | ASHRAE30pct-state-3A | HotelSmall | STD2010 | MS-Jackson-MS | Zone3A | Zone3A(MS-Jackson-MS) | ASHRAE30pct-state-STD2010 | state | MS | 0.0928 | 0.72 | ASHRAE30pct-state-3A_HotelSmall_STD2010_MS-Jackson-MS.table.csv.gz | Small Hotel | Jackson International Ap MS USA TMY3 WMO#=722350 | Natural Gas | 27069.6569 | 0 | 0 | 0 | 399495.4379 | 0 | 0 | 0 | 0 | 0 | 0 | 514010.7023 | 0 | 0 | 940585.2754 | 0 | 940575.7972 | 0 | 0 | 194.9015 | 0 | 0 | 0 | 2876.3672 | 0 | 0 | 0 | 0 | 0 | 0 | 3700.8771 | 0 | 0 | 6772.214 | 0 | 6772.1457 | 0 | 0 | 27.0697 | 0 | 0 | 0 | 399.4954 | 0 | 0 | 0 | 0 | 0 | 0 | 514.0107 | 0 | 0 | 940.5853 | 0 | 940.5758 | 0 | 0 | 0 | 0 | 9.2472 | 0 | 0 | 0 | 0 | 0.62658 | 11.8978 | 0 | 0 | 21.7716 | 21.7718 | 21.7716 | 1
MS_3A_SH_2013_NG | 3A | SH | NG | 4464 | ASHRAE30pct-state-3A | HotelSmall | STD2013 | MS-Jackson-MS | Zone3A | Zone3A(MS-Jackson-MS) | ASHRAE30pct-state-STD2013 | state | MS | 0.0928 | 0.72 | ASHRAE30pct-state-3A_HotelSmall_STD2013_MS-Jackson-MS.table.csv.gz | Small Hotel | Jackson International Ap MS USA TMY3 WMO#=722350 | Natural Gas | 29297.0272 | 0 | 0 | 0 | 399495.4379 | 0 | 0 | 0 | 0 | 0 | 0 | 514058.0932 | 0 | 0 | 942850.5583 | 0 | 942850.5583 | 0 | 0 | 210.9386 | 0 | 0 | 0 | 2876.3672 | 0 | 0 | 0 | 0 | 0 | 0 | 3701.2183 | 0 | 0 | 6788.524 | 0 | 6788.524 | 0 | 0 | 29.297 | 0 | 0 | 0 | 399.4954 | 0 | 0 | 0 | 0 | 0 | 0 | 514.0581 | 0 | 0 | 942.8506 | 0 | 942.8506 | 0 | 0 | 0 | 0 | 9.2472 | 0 | 0 | 0 | 0 | 0.67814 | 11.8989 | 0 | 0 | 21.8242 | 21.8242 | 21.8242 | 2
NC_3A_SH_2010_EL | 3A | SH | EL | 3915 | ASHRAE30pct-state-3A | HotelSmall | STD2010 | NC-Charlotte-NC | Zone3A | Zone3A(NC-Charlotte-NC) | ASHRAE30pct-state-STD2010 | state | NC | 0.0861 | 0.84 | ASHRAE30pct-state-3A_HotelSmall_STD2010_NC-Charlotte-NC.table.csv.gz | Small Hotel | Charlotte Douglas Intl Arpt NC USA TMY3 WMO#=723140 | Electricity | 18619.4446 | 99419.4452 | 114325.0009 | 18283.3335 | 164169.4458 | 0 | 77880.5562 | 72.2222 | 0 | 0 | 0 | 0 | 0 | 0 | 492769.4484 | 0 | 492769.4484 | 0 | 0 | 1603.1342 | 8560.0142 | 9843.3826 | 1574.195 | 14134.9893 | 0 | 6705.5159 | 6.2183 | 0 | 0 | 0 | 0 | 0 | 0 | 42427.4495 | 0 | 42427.4495 | 0 | 0 | 63.5476 | 339.3155 | 390.1877 | 62.4005 | 560.3052 | 0 | 265.8039 | 0.24649 | 0 | 0 | 0 | 0 | 0 | 0 | 1681.8069 | 0 | 1681.8069 | 0 | 0 | 9.0317 | 1.4444 | 12.9694 | 6.1526 | 0.0057056 | 0 | 7.8542 | 1.4709 | 0 | 0 | 0 | 38.9289 | 38.9289 | 38.9289 | 1
NC_3A_SH_2013_EL | 3A | SH | EL | 4515 | ASHRAE30pct-state-3A | HotelSmall | STD2013 | NC-Charlotte-NC | Zone3A | Zone3A(NC-Charlotte-NC) | ASHRAE30pct-state-STD2013 | state | NC | 0.0861 | 0.84 | ASHRAE30pct-state-3A_HotelSmall_STD2013_NC-Charlotte-NC.table.csv.gz | Small Hotel | Charlotte Douglas Intl Arpt NC USA TMY3 WMO#=723140 | Electricity | 21616.6668 | 84891.6673 | 90408.3341 | 18283.3335 | 154908.3346 | 0 | 77258.334 | 72.2222 | 0 | 0 | 0 | 0 | 0 | 0 | 447438.8925 | 0 | 447438.8925 | 0 | 0 | 1861.195 | 7309.1726 | 7784.1576 | 1574.195 | 13337.6076 | 0 | 6651.9426 | 6.2183 | 0 | 0 | 0 | 0 | 0 | 0 | 38524.4886 | 0 | 38524.4886 | 0 | 0 | 73.777 | 289.7326 | 308.5608 | 62.4005 | 528.6973 | 0 | 263.6803 | 0.24649 | 0 | 0 | 0 | 0 | 0 | 0 | 1527.0951 | 0 | 1527.0951 | 0 | 0 | 7.1423 | 1.4444 | 12.2378 | 6.1034 | 0.0057056 | 0 | 6.7065 | 1.7077 | 0 | 0 | 0 | 35.3478 | 35.3478 | 35.3478 | 2
NC_3A_SH_2010_NG | 3A | SH | NG | 3924 | ASHRAE30pct-state-3A | HotelSmall | STD2010 | NC-Charlotte-NC | Zone3A | Zone3A(NC-Charlotte-NC) | ASHRAE30pct-state-STD2010 | state | NC | 0.0861 | 0.84 | ASHRAE30pct-state-3A_HotelSmall_STD2010_NC-Charlotte-NC.table.csv.gz | Small Hotel | Charlotte Douglas Intl Arpt NC USA TMY3 WMO#=723140 | Natural Gas | 31609.701 | 0 | 0 | 0 | 399495.4379 | 0 | 0 | 0 | 0 | 0 | 0 | 514124.4404 | 0 | 0 | 945229.5793 | 0 | 945229.5793 | 0 | 0 | 265.5215 | 0 | 0 | 0 | 3355.7617 | 0 | 0 | 0 | 0 | 0 | 0 | 4318.6453 | 0 | 0 | 7939.9285 | 0 | 7939.9285 | 0 | 0 | 31.6097 | 0 | 0 | 0 | 399.4954 | 0 | 0 | 0 | 0 | 0 | 0 | 514.1244 | 0 | 0 | 945.2296 | 0 | 945.2296 | 0 | 0 | 0 | 0 | 9.2472 | 0 | 0 | 0 | 0 | 0.73167 | 11.9005 | 0 | 0 | 21.8793 | 21.8793 | 21.8793 | 1
NC_3A_SH_2013_NG | 3A | SH | NG | 4524 | ASHRAE30pct-state-3A | HotelSmall | STD2013 | NC-Charlotte-NC | Zone3A | Zone3A(NC-Charlotte-NC) | ASHRAE30pct-state-STD2013 | state | NC | 0.0861 | 0.84 | ASHRAE30pct-state-3A_HotelSmall_STD2013_NC-Charlotte-NC.table.csv.gz | Small Hotel | Charlotte Douglas Intl Arpt NC USA TMY3 WMO#=723140 | Natural Gas | 34443.6741 | 0 | 0 | 0 | 399495.4379 | 0 | 0 | 0 | 0 | 0 | 0 | 514181.3094 | 0 | 0 | 948129.8996 | 0 | 948120.4215 | 0 | 0 | 289.3269 | 0 | 0 | 0 | 3355.7617 | 0 | 0 | 0 | 0 | 0 | 0 | 4319.123 | 0 | 0 | 7964.2912 | 0 | 7964.2115 | 0 | 0 | 34.4437 | 0 | 0 | 0 | 399.4954 | 0 | 0 | 0 | 0 | 0 | 0 | 514.1813 | 0 | 0 | 948.1299 | 0 | 948.1204 | 0 | 0 | 0 | 0 | 9.2472 | 0 | 0 | 0 | 0 | 0.79727 | 11.9018 | 0 | 0 | 21.9462 | 21.9464 | 21.9462 | 2
OK_3A_SH_2010_EL | 3A | SH | EL | 3975 | ASHRAE30pct-state-3A | HotelSmall | STD2010 | OK-Oklahoma-OK | Zone3A | Zone3A(OK-Oklahoma-OK) | ASHRAE30pct-state-STD2010 | state | OK | 0.0726 | 0.87 | ASHRAE30pct-state-3A_HotelSmall_STD2010_OK-Oklahoma-OK.table.csv.gz | Small Hotel | Oklahoma City Will Rogers Wor OK USA TMY3 WMO#=723530 | Electricity | 33555.5558 | 102452.7786 | 114352.7787 | 18294.4446 | 164169.4458 | 0 | 79011.1117 | 72.2222 | 0 | 0 | 0 | 0 | 0 | 0 | 511908.3374 | 0 | 511908.3374 | 0 | 0 | 2436.1334 | 7438.0717 | 8302.0117 | 1328.1767 | 11918.7018 | 0 | 5736.2067 | 5.2433 | 0 | 0 | 0 | 0 | 0 | 0 | 37164.5453 | 0 | 37164.5453 | 0 | 0 | 114.5241 | 349.6682 | 390.2825 | 62.4384 | 560.3052 | 0 | 269.6625 | 0.24649 | 0 | 0 | 0 | 0 | 0 | 0 | 1747.1273 | 0 | 1747.1273 | 0 | 0 | 9.0339 | 1.4453 | 12.9694 | 6.2419 | 0.0057056 | 0 | 8.0938 | 2.6509 | 0 | 0 | 0 | 40.4409 | 40.4409 | 40.4409 | 1
OK_3A_SH_2013_EL | 3A | SH | EL | 4575 | ASHRAE30pct-state-3A | HotelSmall | STD2013 | OK-Oklahoma-OK | Zone3A | Zone3A(OK-Oklahoma-OK) | ASHRAE30pct-state-STD2013 | state | OK | 0.0726 | 0.87 | ASHRAE30pct-state-3A_HotelSmall_STD2013_OK-Oklahoma-OK.table.csv.gz | Small Hotel | Oklahoma City Will Rogers Wor OK USA TMY3 WMO#=723530 | Electricity | 37802.7781 | 89022.2229 | 90477.7785 | 18294.4446 | 154908.3346 | 0 | 78488.8895 | 72.2222 | 0 | 0 | 0 | 0 | 0 | 0 | 469066.6704 | 0 | 469066.6704 | 0 | 0 | 2744.4817 | 6463.0134 | 6568.6867 | 1328.1767 | 11246.3451 | 0 | 5698.2934 | 5.2433 | 0 | 0 | 0 | 0 | 0 | 0 | 34054.2403 | 0 | 34054.2403 | 0 | 0 | 129.0197 | 303.8301 | 308.7979 | 62.4384 | 528.6973 | 0 | 267.8801 | 0.24649 | 0 | 0 | 0 | 0 | 0 | 0 | 1600.91 | 0 | 1600.91 | 0 | 0 | 7.1478 | 1.4453 | 12.2378 | 6.2006 | 0.0057056 | 0 | 7.0328 | 2.9864 | 0 | 0 | 0 | 37.0564 | 37.0564 | 37.0564 | 2
OK_3A_SH_2010_NG | 3A | SH | NG | 3984 | ASHRAE30pct-state-3A | HotelSmall | STD2010 | OK-Oklahoma-OK | Zone3A | Zone3A(OK-Oklahoma-OK) | ASHRAE30pct-state-STD2010 | state | OK | 0.0726 | 0.87 | ASHRAE30pct-state-3A_HotelSmall_STD2010_OK-Oklahoma-OK.table.csv.gz | Small Hotel | Oklahoma City Will Rogers Wor OK USA TMY3 WMO#=723530 | Natural Gas | 47191.8144 | 0 | 0 | 0 | 399495.4379 | 0 | 0 | 0 | 0 | 0 | 0 | 514238.1785 | 0 | 0 | 960925.4308 | 0 | 960925.4308 | 0 | 0 | 410.5688 | 0 | 0 | 0 | 3475.6103 | 0 | 0 | 0 | 0 | 0 | 0 | 4473.8722 | 0 | 0 | 8360.0512 | 0 | 8360.0512 | 0 | 0 | 47.1918 | 0 | 0 | 0 | 399.4954 | 0 | 0 | 0 | 0 | 0 | 0 | 514.2382 | 0 | 0 | 960.9254 | 0 | 960.9254 | 0 | 0 | 0 | 0 | 9.2472 | 0 | 0 | 0 | 0 | 1.0924 | 11.9031 | 0 | 0 | 22.2426 | 22.2426 | 22.2426 | 1
OK_3A_SH_2013_NG | 3A | SH | NG | 4584 | ASHRAE30pct-state-3A | HotelSmall | STD2013 | OK-Oklahoma-OK | Zone3A | Zone3A(OK-Oklahoma-OK) | ASHRAE30pct-state-STD2013 | state | OK | 0.0726 | 0.87 | ASHRAE30pct-state-3A_HotelSmall_STD2013_OK-Oklahoma-OK.table.csv.gz | Small Hotel | Oklahoma City Will Rogers Wor OK USA TMY3 WMO#=723530 | Natural Gas | 50547.087 | 0 | 0 | 0 | 399495.4379 | 0 | 0 | 0 | 0 | 0 | 0 | 514295.0475 | 0 | 0 | 964337.5724 | 0 | 964337.5724 | 0 | 0 | 439.7597 | 0 | 0 | 0 | 3475.6103 | 0 | 0 | 0 | 0 | 0 | 0 | 4474.3669 | 0 | 0 | 8389.7369 | 0 | 8389.7369 | 0 | 0 | 50.5471 | 0 | 0 | 0 | 399.4954 | 0 | 0 | 0 | 0 | 0 | 0 | 514.295 | 0 | 0 | 964.3376 | 0 | 964.3376 | 0 | 0 | 0 | 0 | 9.2472 | 0 | 0 | 0 | 0 | 1.17 | 11.9044 | 0 | 0 | 22.3216 | 22.3216 | 22.3216 | 2
SC_3A_SH_2010_EL | 3A | SH | EL | 4035 | ASHRAE30pct-state-3A | HotelSmall | STD2010 | SC-Columbia-SC | Zone3A | Zone3A(SC-Columbia-SC) | ASHRAE30pct-state-STD2010 | state | SC | 0.0957 | 0.85 | ASHRAE30pct-state-3A_HotelSmall_STD2010_SC-Columbia-SC.table.csv.gz | Small Hotel | Columbia Metro Arpt SC USA TMY3 WMO#=723100 | Electricity | 16044.4446 | 113019.4453 | 114297.2231 | 18302.7779 | 164169.4458 | 0 | 77791.6673 | 72.2222 | 0 | 0 | 0 | 0 | 0 | 0 | 503697.2263 | 0 | 503697.2263 | 0 | 0 | 1535.4533 | 10815.9609 | 10938.2443 | 1751.5758 | 15711.016 | 0 | 7444.6626 | 6.9117 | 0 | 0 | 0 | 0 | 0 | 0 | 48203.8246 | 0 | 48203.8246 | 0 | 0 | 54.7592 | 385.7319 | 390.0929 | 62.4668 | 560.3052 | 0 | 265.5005 | 0.24649 | 0 | 0 | 0 | 0 | 0 | 0 | 1719.103 | 0 | 1719.103 | 0 | 0 | 9.0295 | 1.4459 | 12.9694 | 6.1456 | 0.0057056 | 0 | 8.9286 | 1.2675 | 0 | 0 | 0 | 39.7922 | 39.7922 | 39.7922 | 1
SC_3A_SH_2013_EL | 3A | SH | EL | 4635 | ASHRAE30pct-state-3A | HotelSmall | STD2013 | SC-Columbia-SC | Zone3A | Zone3A(SC-Columbia-SC) | ASHRAE30pct-state-STD2013 | state | SC | 0.0957 | 0.85 | ASHRAE30pct-state-3A_HotelSmall_STD2013_SC-Columbia-SC.table.csv.gz | Small Hotel | Columbia Metro Arpt SC USA TMY3 WMO#=723100 | Electricity | 18366.6668 | 97202.7786 | 90347.2229 | 18302.7779 | 154908.3346 | 0 | 77272.2228 | 72.2222 | 0 | 0 | 0 | 0 | 0 | 0 | 456475.0037 | 0 | 456472.2259 | 2.7778 | 2.7778 | 1757.69 | 9302.3059 | 8646.2292 | 1751.5758 | 14824.7276 | 0 | 7394.9517 | 6.9117 | 0 | 0 | 0 | 0 | 0 | 0 | 43684.6578 | 0 | 43684.392 | 0.26583 | 0.26583 | 62.6849 | 331.7501 | 308.3523 | 62.4668 | 528.6973 | 0 | 263.7277 | 0.24649 | 0 | 0 | 0 | 0 | 0 | 0 | 1557.935 | 0 | 1557.9256 | 0.0094805 | 0.0094805 | 7.1375 | 1.4459 | 12.238 | 6.1045 | 0.0057056 | 0 | 7.679 | 1.451 | 0 | 0 | 0 | 36.0614 | 36.0616 | 36.0616 | 2
SC_3A_SH_2010_NG | 3A | SH | NG | 4044 | ASHRAE30pct-state-3A | HotelSmall | STD2010 | SC-Columbia-SC | Zone3A | Zone3A(SC-Columbia-SC) | ASHRAE30pct-state-STD2010 | state | SC | 0.0957 | 0.85 | ASHRAE30pct-state-3A_HotelSmall_STD2010_SC-Columbia-SC.table.csv.gz | Small Hotel | Columbia Metro Arpt SC USA TMY3 WMO#=723100 | Natural Gas | 28339.7319 | 0 | 0 | 0 | 399495.4379 | 0 | 0 | 0 | 0 | 0 | 0 | 514039.1369 | 0 | 0 | 941874.3067 | 0 | 941874.3067 | 0 | 0 | 240.8877 | 0 | 0 | 0 | 3395.7112 | 0 | 0 | 0 | 0 | 0 | 0 | 4369.3327 | 0 | 0 | 8005.9316 | 0 | 8005.9316 | 0 | 0 | 28.3397 | 0 | 0 | 0 | 399.4954 | 0 | 0 | 0 | 0 | 0 | 0 | 514.0391 | 0 | 0 | 941.8743 | 0 | 941.8743 | 0 | 0 | 0 | 0 | 9.2472 | 0 | 0 | 0 | 0 | 0.65598 | 11.8985 | 0 | 0 | 21.8016 | 21.8016 | 21.8016 | 1
SC_3A_SH_2013_NG | 3A | SH | NG | 4644 | ASHRAE30pct-state-3A | HotelSmall | STD2013 | SC-Columbia-SC | Zone3A | Zone3A(SC-Columbia-SC) | ASHRAE30pct-state-STD2013 | state | SC | 0.0957 | 0.85 | ASHRAE30pct-state-3A_HotelSmall_STD2013_SC-Columbia-SC.table.csv.gz | Small Hotel | Columbia Metro Arpt SC USA TMY3 WMO#=723100 | Natural Gas | 30652.4057 | 0 | 0 | 0 | 399495.4379 | 0 | 0 | 0 | 0 | 0 | 0 | 514077.0495 | 0 | 0 | 944224.8931 | 0 | 944224.8931 | 0 | 0 | 260.5454 | 0 | 0 | 0 | 3395.7112 | 0 | 0 | 0 | 0 | 0 | 0 | 4369.6549 | 0 | 0 | 8025.9116 | 0 | 8025.9116 | 0 | 0 | 30.6524 | 0 | 0 | 0 | 399.4954 | 0 | 0 | 0 | 0 | 0 | 0 | 514.077 | 0 | 0 | 944.2249 | 0 | 944.2249 | 0 | 0 | 0 | 0 | 9.2472 | 0 | 0 | 0 | 0 | 0.70951 | 11.8994 | 0 | 0 | 21.856 | 21.856 | 21.856 | 2
TN_3A_SH_2010_EL | 3A | SH | EL | 4095 | ASHRAE30pct-state-3A | HotelSmall | STD2010 | TN-Memphis-TN | Zone3A | Zone3A(TN-Memphis-TN) | ASHRAE30pct-state-STD2010 | state | TN | 0.1029 | 0.81 | ASHRAE30pct-state-3A_HotelSmall_STD2010_TN-Memphis-TN.table.csv.gz | Small Hotel | Memphis International Ap TN USA TMY3 WMO#=723340 | Electricity | 23288.8891 | 110588.8898 | 114305.5565 | 18291.6668 | 164169.4458 | 0 | 77802.7784 | 72.2222 | 0 | 0 | 0 | 0 | 0 | 0 | 508519.4485 | 0 | 508519.4485 | 0 | 0 | 2396.4267 | 11379.5968 | 11762.0418 | 1882.2125 | 16893.036 | 0 | 8005.9059 | 7.4317 | 0 | 0 | 0 | 0 | 0 | 0 | 52326.6513 | 0 | 52326.6513 | 0 | 0 | 79.4843 | 377.4365 | 390.1213 | 62.4289 | 560.3052 | 0 | 265.5385 | 0.24649 | 0 | 0 | 0 | 0 | 0 | 0 | 1735.5611 | 0 | 1735.5611 | 0 | 0 | 9.0302 | 1.445 | 12.9694 | 6.1464 | 0.0057056 | 0 | 8.7366 | 1.8398 | 0 | 0 | 0 | 40.1732 | 40.1732 | 40.1732 | 1
TN_3A_SH_2013_EL | 3A | SH | EL | 4695 | ASHRAE30pct-state-3A | HotelSmall | STD2013 | TN-Memphis-TN | Zone3A | Zone3A(TN-Memphis-TN) | ASHRAE30pct-state-STD2013 | state | TN | 0.1029 | 0.81 | ASHRAE30pct-state-3A_HotelSmall_STD2013_TN-Memphis-TN.table.csv.gz | Small Hotel | Memphis International Ap TN USA TMY3 WMO#=723340 | Electricity | 26502.778 | 95725.0008 | 90391.6674 | 18291.6668 | 154908.3346 | 0 | 77313.8895 | 72.2222 | 0 | 0 | 0 | 0 | 0 | 0 | 463208.337 | 0 | 463205.5593 | 2.7778 | 2.7778 | 2727.1359 | 9850.1026 | 9301.3026 | 1882.2125 | 15940.0676 | 0 | 7955.5992 | 7.4317 | 0 | 0 | 0 | 0 | 0 | 0 | 47664.1379 | 0 | 47663.852 | 0.28583 | 0.28583 | 90.4532 | 326.7065 | 308.504 | 62.4289 | 528.6973 | 0 | 263.8699 | 0.24649 | 0 | 0 | 0 | 0 | 0 | 0 | 1580.9157 | 0 | 1580.9062 | 0.0094805 | 0.0094805 | 7.141 | 1.445 | 12.238 | 6.1078 | 0.0057056 | 0 | 7.5623 | 2.0937 | 0 | 0 | 0 | 36.5934 | 36.5936 | 36.5936 | 2
TN_3A_SH_2010_NG | 3A | SH | NG | 4104 | ASHRAE30pct-state-3A | HotelSmall | STD2010 | TN-Memphis-TN | Zone3A | Zone3A(TN-Memphis-TN) | ASHRAE30pct-state-STD2010 | state | TN | 0.1029 | 0.81 | ASHRAE30pct-state-3A_HotelSmall_STD2010_TN-Memphis-TN.table.csv.gz | Small Hotel | Memphis International Ap TN USA TMY3 WMO#=723340 | Natural Gas | 36917.4768 | 0 | 0 | 0 | 399495.4379 | 0 | 0 | 0 | 0 | 0 | 0 | 514114.9622 | 0 | 0 | 950527.877 | 0 | 950527.877 | 0 | 0 | 299.0316 | 0 | 0 | 0 | 3235.913 | 0 | 0 | 0 | 0 | 0 | 0 | 4164.3312 | 0 | 0 | 7699.2758 | 0 | 7699.2758 | 0 | 0 | 36.9175 | 0 | 0 | 0 | 399.4954 | 0 | 0 | 0 | 0 | 0 | 0 | 514.115 | 0 | 0 | 950.5279 | 0 | 950.5279 | 0 | 0 | 0 | 0 | 9.2472 | 0 | 0 | 0 | 0 | 0.85453 | 11.9003 | 0 | 0 | 22.0019 | 22.0019 | 22.0019 | 1
TN_3A_SH_2013_NG | 3A | SH | NG | 4704 | ASHRAE30pct-state-3A | HotelSmall | STD2013 | TN-Memphis-TN | Zone3A | Zone3A(TN-Memphis-TN) | ASHRAE30pct-state-STD2013 | state | TN | 0.1029 | 0.81 | ASHRAE30pct-state-3A_HotelSmall_STD2013_TN-Memphis-TN.table.csv.gz | Small Hotel | Memphis International Ap TN USA TMY3 WMO#=723340 | Natural Gas | 39609.2774 | 0 | 0 | 0 | 399495.4379 | 0 | 0 | 0 | 0 | 0 | 0 | 514162.3531 | 0 | 0 | 953267.0684 | 0 | 953267.0684 | 0 | 0 | 320.8351 | 0 | 0 | 0 | 3235.913 | 0 | 0 | 0 | 0 | 0 | 0 | 4164.7151 | 0 | 0 | 7721.4633 | 0 | 7721.4633 | 0 | 0 | 39.6093 | 0 | 0 | 0 | 399.4954 | 0 | 0 | 0 | 0 | 0 | 0 | 514.1624 | 0 | 0 | 953.2671 | 0 | 953.2671 | 0 | 0 | 0 | 0 | 9.2472 | 0 | 0 | 0 | 0 | 0.91684 | 11.9014 | 0 | 0 | 22.0653 | 22.0653 | 22.0653 | 2
TX_3A_SH_2010_EL | 3A | SH | EL | 4155 | ASHRAE30pct-state-3A | HotelSmall | STD2010 | TX-FortWorthAlliance-TX | Zone3A | Zone3A(TX-FortWorthAlliance-TX) | ASHRAE30pct-state-STD2010 | state | TX | 0.0817 | 0.67 | ASHRAE30pct-state-3A_HotelSmall_STD2010_TX-FortWorthAlliance-TX.table.csv.gz | Small Hotel | Fort Worth Alliance TX USA TMY3 WMO#=722594 | Electricity | 17977.7779 | 118513.8898 | 114347.2231 | 18275.0001 | 164169.4458 | 0 | 78611.1117 | 72.2222 | 0 | 0 | 0 | 0 | 0 | 0 | 511963.893 | 0 | 511966.6708 | -2.7778 | -2.7778 | 1468.7845 | 9682.5848 | 9342.1681 | 1493.0675 | 13412.6437 | 0 | 6422.5278 | 5.9006 | 0 | 0 | 0 | 0 | 0 | 0 | 41827.4501 | 0 | 41827.677 | -0.22694 | -0.22694 | 61.3576 | 404.4842 | 390.2635 | 62.372 | 560.3052 | 0 | 268.2973 | 0.24649 | 0 | 0 | 0 | 0 | 0 | 0 | 1747.3169 | 0 | 1747.3264 | -0.0094805 | -0.0094805 | 9.0335 | 1.4437 | 12.9692 | 6.2103 | 0.0057056 | 0 | 9.3626 | 1.4202 | 0 | 0 | 0 | 40.4455 | 40.4453 | 40.4453 | 1
TX_3A_SH_2013_EL | 3A | SH | EL | 4755 | ASHRAE30pct-state-3A | HotelSmall | STD2013 | TX-FortWorthAlliance-TX | Zone3A | Zone3A(TX-FortWorthAlliance-TX) | ASHRAE30pct-state-STD2013 | state | TX | 0.0817 | 0.67 | ASHRAE30pct-state-3A_HotelSmall_STD2013_TX-FortWorthAlliance-TX.table.csv.gz | Small Hotel | Fort Worth Alliance TX USA TMY3 WMO#=722594 | Electricity | 20766.6668 | 103841.6675 | 90594.4452 | 18275.0001 | 154908.3346 | 0 | 78088.8895 | 72.2222 | 0 | 0 | 0 | 0 | 0 | 0 | 466547.226 | 0 | 466547.226 | 0 | 0 | 1696.6367 | 8483.8642 | 7401.5662 | 1493.0675 | 12656.0109 | 0 | 6379.8623 | 5.9006 | 0 | 0 | 0 | 0 | 0 | 0 | 38116.9084 | 0 | 38116.9084 | 0 | 0 | 70.876 | 354.4084 | 309.196 | 62.372 | 528.6973 | 0 | 266.515 | 0.24649 | 0 | 0 | 0 | 0 | 0 | 0 | 1592.3112 | 0 | 1592.3112 | 0 | 0 | 7.157 | 1.4437 | 12.2378 | 6.169 | 0.0057056 | 0 | 8.2035 | 1.6406 | 0 | 0 | 0 | 36.8573 | 36.8573 | 36.8573 | 2
TX_3A_SH_2010_NG | 3A | SH | NG | 4164 | ASHRAE30pct-state-3A | HotelSmall | STD2010 | TX-FortWorthAlliance-TX | Zone3A | Zone3A(TX-FortWorthAlliance-TX) | ASHRAE30pct-state-STD2010 | state | TX | 0.0817 | 0.67 | ASHRAE30pct-state-3A_HotelSmall_STD2010_TX-FortWorthAlliance-TX.table.csv.gz | Small Hotel | Fort Worth Alliance TX USA TMY3 WMO#=722594 | Natural Gas | 29761.4576 | 0 | 0 | 0 | 399495.4379 | 0 | 0 | 0 | 0 | 0 | 0 | 514058.0932 | 0 | 0 | 943324.4669 | 0 | 943314.9887 | 0 | 0 | 199.4018 | 0 | 0 | 0 | 2676.6194 | 0 | 0 | 0 | 0 | 0 | 0 | 3444.1892 | 0 | 0 | 6320.2739 | 0 | 6320.2104 | 0 | 0 | 29.7615 | 0 | 0 | 0 | 399.4954 | 0 | 0 | 0 | 0 | 0 | 0 | 514.0581 | 0 | 0 | 943.3245 | 0 | 943.315 | 0 | 0 | 0 | 0 | 9.2472 | 0 | 0 | 0 | 0 | 0.68889 | 11.8989 | 0 | 0 | 21.835 | 21.8352 | 21.835 | 1
TX_3A_SH_2013_NG | 3A | SH | NG | 4764 | ASHRAE30pct-state-3A | HotelSmall | STD2013 | TX-FortWorthAlliance-TX | Zone3A | Zone3A(TX-FortWorthAlliance-TX) | ASHRAE30pct-state-STD2013 | state | TX | 0.0817 | 0.67 | ASHRAE30pct-state-3A_HotelSmall_STD2013_TX-FortWorthAlliance-TX.table.csv.gz | Small Hotel | Fort Worth Alliance TX USA TMY3 WMO#=722594 | Natural Gas | 32320.5638 | 0 | 0 | 0 | 399495.4379 | 0 | 0 | 0 | 0 | 0 | 0 | 514114.9622 | 0 | 0 | 945930.9639 | 0 | 945930.9639 | 0 | 0 | 216.5478 | 0 | 0 | 0 | 2676.6194 | 0 | 0 | 0 | 0 | 0 | 0 | 3444.5702 | 0 | 0 | 6337.7375 | 0 | 6337.7375 | 0 | 0 | 32.3206 | 0 | 0 | 0 | 399.4954 | 0 | 0 | 0 | 0 | 0 | 0 | 514.115 | 0 | 0 | 945.931 | 0 | 945.931 | 0 | 0 | 0 | 0 | 9.2472 | 0 | 0 | 0 | 0 | 0.74813 | 11.9003 | 0 | 0 | 21.8955 | 21.8955 | 21.8955 | 2
AZ_3B_SH_2010_EL | 3B | SH | EL | 5175 | ASHRAE30pct-state-3B | HotelSmall | STD2010 | AZ-Kingman-AZ | Zone3B | Zone3B(AZ-Kingman-AZ) | ASHRAE30pct-state-STD2010 | state | AZ | 0.0954 | 0.95 | ASHRAE30pct-state-3B_HotelSmall_STD2010_AZ-Kingman-AZ.table.csv.gz | Small Hotel | Kingman Amos AZ USA TMY3 WMO#=723700 | Electricity | 13936.1112 | 99847.223 | 114525.0009 | 18272.2224 | 164169.4458 | 0 | 80875.0006 | 72.2222 | 0 | 0 | 0 | 0 | 0 | 0 | 491697.2262 | 0 | 491697.2262 | 0 | 0 | 1329.505 | 9525.4251 | 10925.6851 | 1743.17 | 15661.7651 | 0 | 7715.4751 | 6.89 | 0 | 0 | 0 | 0 | 0 | 0 | 46907.9154 | 0 | 46907.9154 | 0 | 0 | 47.5635 | 340.7755 | 390.8703 | 62.3625 | 560.3052 | 0 | 276.0239 | 0.24649 | 0 | 0 | 0 | 0 | 0 | 0 | 1678.1474 | 0 | 1678.1474 | 0 | 0 | 9.0475 | 1.4435 | 12.9694 | 6.3891 | 0.0057056 | 0 | 7.888 | 1.101 | 0 | 0 | 0 | 38.8442 | 38.8442 | 38.8442 | 1
AZ_3B_SH_2013_EL | 3B | SH | EL | 5535 | ASHRAE30pct-state-3B | HotelSmall | STD2013 | AZ-Kingman-AZ | Zone3B | Zone3B(AZ-Kingman-AZ) | ASHRAE30pct-state-STD2013 | state | AZ | 0.0954 | 0.95 | ASHRAE30pct-state-3B_HotelSmall_STD2013_AZ-Kingman-AZ.table.csv.gz | Small Hotel | Kingman Amos AZ USA TMY3 WMO#=723700 | Electricity | 16438.889 | 87291.6674 | 91161.1118 | 18272.2224 | 154908.3346 | 0 | 80222.2229 | 72.2222 | 0 | 0 | 0 | 0 | 0 | 0 | 448366.6703 | 0 | 448366.6703 | 0 | 0 | 1568.27 | 8327.6251 | 8696.7701 | 1743.17 | 14778.2551 | 0 | 7653.2001 | 6.89 | 0 | 0 | 0 | 0 | 0 | 0 | 42774.1803 | 0 | 42774.1803 | 0 | 0 | 56.1054 | 297.9238 | 311.13 | 62.3625 | 528.6973 | 0 | 273.796 | 0.24649 | 0 | 0 | 0 | 0 | 0 | 0 | 1530.2615 | 0 | 1530.2615 | 0 | 0 | 7.2018 | 1.4435 | 12.2378 | 6.3376 | 0.0057056 | 0 | 6.8961 | 1.2987 | 0 | 0 | 0 | 35.4211 | 35.4211 | 35.4211 | 2
AZ_3B_SH_2010_NG | 3B | SH | NG | 5184 | ASHRAE30pct-state-3B | HotelSmall | STD2010 | AZ-Kingman-AZ | Zone3B | Zone3B(AZ-Kingman-AZ) | ASHRAE30pct-state-STD2010 | state | AZ | 0.0954 | 0.95 | ASHRAE30pct-state-3B_HotelSmall_STD2010_AZ-Kingman-AZ.table.csv.gz | Small Hotel | Kingman Amos AZ USA TMY3 WMO#=723700 | Natural Gas | 21212.1471 | 0 | 0 | 0 | 399495.4379 | 0 | 0 | 0 | 0 | 0 | 0 | 499897.7054 | 0 | 0 | 920605.2905 | 0 | 920605.2905 | 0 | 0 | 201.5154 | 0 | 0 | 0 | 3795.2067 | 0 | 0 | 0 | 0 | 0 | 0 | 4749.0282 | 0 | 0 | 8745.7503 | 0 | 8745.7503 | 0 | 0 | 21.2121 | 0 | 0 | 0 | 399.4954 | 0 | 0 | 0 | 0 | 0 | 0 | 499.8977 | 0 | 0 | 920.6053 | 0 | 920.6053 | 0 | 0 | 0 | 0 | 9.2472 | 0 | 0 | 0 | 0 | 0.491 | 11.5712 | 0 | 0 | 21.3093 | 21.3093 | 21.3093 | 1
AZ_3B_SH_2013_NG | 3B | SH | NG | 5544 | ASHRAE30pct-state-3B | HotelSmall | STD2013 | AZ-Kingman-AZ | Zone3B | Zone3B(AZ-Kingman-AZ) | ASHRAE30pct-state-STD2013 | state | AZ | 0.0954 | 0.95 | ASHRAE30pct-state-3B_HotelSmall_STD2013_AZ-Kingman-AZ.table.csv.gz | Small Hotel | Kingman Amos AZ USA TMY3 WMO#=723700 | Natural Gas | 23354.2138 | 0 | 0 | 0 | 399495.4379 | 0 | 0 | 0 | 0 | 0 | 0 | 499983.009 | 0 | 0 | 922832.6607 | 0 | 922832.6607 | 0 | 0 | 221.865 | 0 | 0 | 0 | 3795.2067 | 0 | 0 | 0 | 0 | 0 | 0 | 4749.8386 | 0 | 0 | 8766.9103 | 0 | 8766.9103 | 0 | 0 | 23.3542 | 0 | 0 | 0 | 399.4954 | 0 | 0 | 0 | 0 | 0 | 0 | 499.983 | 0 | 0 | 922.8327 | 0 | 922.8327 | 0 | 0 | 0 | 0 | 9.2472 | 0 | 0 | 0 | 0 | 0.54058 | 11.5731 | 0 | 0 | 21.3609 | 21.3609 | 21.3609 | 2
CA_3B_SH_2010_EL | 3B | SH | EL | 5235 | ASHRAE30pct-state-3B | HotelSmall | STD2010 | CA-LosAngeles-CA | Zone3B | Zone3B(CA-LosAngeles-CA) | ASHRAE30pct-state-STD2010 | state | CA | 0.136 | 0.7 | ASHRAE30pct-state-3B_HotelSmall_STD2010_CA-LosAngeles-CA.table.csv.gz | Small Hotel | Los Angeles Intl Arpt CA USA TMY3 WMO#=722950 | Electricity | 833.3333 | 89500.0007 | 114266.6676 | 18302.7779 | 164169.4458 | 0 | 76958.3339 | 72.2222 | 0 | 0 | 0 | 0 | 0 | 0 | 464102.7815 | 0 | 464102.7815 | 5.8208e-11 | 5.8208e-11 | 113.3333 | 12172.0001 | 15540.2668 | 2489.1778 | 22327.0446 | 0 | 10466.3334 | 9.8222 | 0 | 0 | 0 | 0 | 0 | 0 | 63117.9783 | 0 | 63117.9783 | 7.9162e-12 | 7.9162e-12 | 2.8441 | 305.4607 | 389.9886 | 62.4668 | 560.3052 | 0 | 262.6564 | 0.24649 | 0 | 0 | 0 | 0 | 0 | 0 | 1583.9684 | 0 | 1583.9684 | 1.9866e-13 | 1.9866e-13 | 9.0271 | 1.4459 | 12.9694 | 6.0797 | 0.0057056 | 0 | 7.0705 | 0.065834 | 0 | 0 | 0 | 36.6642 | 36.6642 | 36.6642 | 1
CA_3B_SH_2013_EL | 3B | SH | EL | 5595 | ASHRAE30pct-state-3B | HotelSmall | STD2013 | CA-LosAngeles-CA | Zone3B | Zone3B(CA-LosAngeles-CA) | ASHRAE30pct-state-STD2013 | state | CA | 0.136 | 0.7 | ASHRAE30pct-state-3B_HotelSmall_STD2013_CA-LosAngeles-CA.table.csv.gz | Small Hotel | Los Angeles Intl Arpt CA USA TMY3 WMO#=722950 | Electricity | 1166.6667 | 72147.2228 | 90077.7785 | 18302.7779 | 154908.3346 | 0 | 76488.8895 | 72.2222 | 0 | 0 | 0 | 0 | 0 | 0 | 413163.8922 | 0 | 413163.8922 | 0 | 0 | 158.6667 | 9812.0223 | 12250.5779 | 2489.1778 | 21067.5335 | 0 | 10402.489 | 9.8222 | 0 | 0 | 0 | 0 | 0 | 0 | 56190.2893 | 0 | 56190.2893 | 0 | 0 | 3.9818 | 246.2362 | 307.4327 | 62.4668 | 528.6973 | 0 | 261.0542 | 0.24649 | 0 | 0 | 0 | 0 | 0 | 0 | 1410.1156 | 0 | 1410.1156 | 0 | 0 | 7.1162 | 1.4459 | 12.2378 | 6.0426 | 0.0057056 | 0 | 5.6996 | 0.092167 | 0 | 0 | 0 | 32.6401 | 32.6401 | 32.6401 | 2
CA_3B_SH_2010_NG | 3B | SH | NG | 5244 | ASHRAE30pct-state-3B | HotelSmall | STD2010 | CA-LosAngeles-CA | Zone3B | Zone3B(CA-LosAngeles-CA) | ASHRAE30pct-state-STD2010 | state | CA | 0.136 | 0.7 | ASHRAE30pct-state-3B_HotelSmall_STD2010_CA-LosAngeles-CA.table.csv.gz | Small Hotel | Los Angeles Intl Arpt CA USA TMY3 WMO#=722950 | Natural Gas | 2862.4077 | 0 | 0 | 0 | 399495.4379 | 0 | 0 | 0 | 0 | 0 | 0 | 499907.1836 | 0 | 0 | 902265.0292 | 0 | 902265.0292 | 0 | 0 | 20.0369 | 0 | 0 | 0 | 2796.4681 | 0 | 0 | 0 | 0 | 0 | 0 | 3499.3503 | 0 | 0 | 6315.8552 | 0 | 6315.8552 | 0 | 0 | 2.8624 | 0 | 0 | 0 | 399.4954 | 0 | 0 | 0 | 0 | 0 | 0 | 499.9072 | 0 | 0 | 902.265 | 0 | 902.265 | 0 | 0 | 0 | 0 | 9.2472 | 0 | 0 | 0 | 0 | 0.066256 | 11.5714 | 0 | 0 | 20.8848 | 20.8848 | 20.8848 | 1
CA_3B_SH_2013_NG | 3B | SH | NG | 5604 | ASHRAE30pct-state-3B | HotelSmall | STD2013 | CA-LosAngeles-CA | Zone3B | Zone3B(CA-LosAngeles-CA) | ASHRAE30pct-state-STD2013 | state | CA | 0.136 | 0.7 | ASHRAE30pct-state-3B_HotelSmall_STD2013_CA-LosAngeles-CA.table.csv.gz | Small Hotel | Los Angeles Intl Arpt CA USA TMY3 WMO#=722950 | Natural Gas | 3307.8817 | 0 | 0 | 0 | 399495.4379 | 0 | 0 | 0 | 0 | 0 | 0 | 499907.1836 | 0 | 0 | 902710.5033 | 0 | 902710.5033 | 0 | 0 | 23.1552 | 0 | 0 | 0 | 2796.4681 | 0 | 0 | 0 | 0 | 0 | 0 | 3499.3503 | 0 | 0 | 6318.9735 | 0 | 6318.9735 | 0 | 0 | 3.3079 | 0 | 0 | 0 | 399.4954 | 0 | 0 | 0 | 0 | 0 | 0 | 499.9072 | 0 | 0 | 902.7105 | 0 | 902.7105 | 0 | 0 | 0 | 0 | 9.2472 | 0 | 0 | 0 | 0 | 0.076568 | 11.5714 | 0 | 0 | 20.8951 | 20.8951 | 20.8951 | 2
NM_3B_SH_2010_EL | 3B | SH | EL | 5295 | ASHRAE30pct-state-3B | HotelSmall | STD2010 | NM-Lubbock-TX | Zone3B | Zone3B(NM-Lubbock-TX) | ASHRAE30pct-state-STD2010 | state | NM | 0.093 | 0.62 | ASHRAE30pct-state-3B_HotelSmall_STD2010_NM-Lubbock-TX.table.csv.gz | Small Hotel | Lubbock International Ap TX USA TMY3 WMO#=722670 | Electricity | 25852.778 | 92994.4452 | 114386.112 | 18277.7779 | 164169.4458 | 0 | 80458.334 | 72.2222 | 0 | 0 | 0 | 0 | 0 | 0 | 496211.1151 | 0 | 496211.1151 | 0 | 0 | 2404.3084 | 8648.4834 | 10637.9084 | 1699.8333 | 15267.7585 | 0 | 7482.6251 | 6.7167 | 0 | 0 | 0 | 0 | 0 | 0 | 46147.6337 | 0 | 46147.6337 | 0 | 0 | 88.2347 | 317.3872 | 390.3963 | 62.3815 | 560.3052 | 0 | 274.6018 | 0.24649 | 0 | 0 | 0 | 0 | 0 | 0 | 1693.5532 | 0 | 1693.5532 | 0 | 0 | 9.0365 | 1.4439 | 12.9694 | 6.3562 | 0.0057056 | 0 | 7.3466 | 2.0424 | 0 | 0 | 0 | 39.2008 | 39.2008 | 39.2008 | 1
NM_3B_SH_2013_EL | 3B | SH | EL | 5655 | ASHRAE30pct-state-3B | HotelSmall | STD2013 | NM-Lubbock-TX | Zone3B | Zone3B(NM-Lubbock-TX) | ASHRAE30pct-state-STD2013 | state | NM | 0.093 | 0.62 | ASHRAE30pct-state-3B_HotelSmall_STD2013_NM-Lubbock-TX.table.csv.gz | Small Hotel | Lubbock International Ap TX USA TMY3 WMO#=722670 | Electricity | 29397.2225 | 80063.8895 | 90658.3341 | 18277.7779 | 154908.3346 | 0 | 79925.0006 | 72.2222 | 0 | 0 | 0 | 0 | 0 | 0 | 453302.7814 | 0 | 453302.7814 | 0 | 0 | 2733.9417 | 7445.9417 | 8431.2251 | 1699.8333 | 14406.4751 | 0 | 7433.0251 | 6.7167 | 0 | 0 | 0 | 0 | 0 | 0 | 42157.1587 | 0 | 42157.1587 | 0 | 0 | 100.3318 | 273.2556 | 309.4141 | 62.3815 | 528.6973 | 0 | 272.7815 | 0.24649 | 0 | 0 | 0 | 0 | 0 | 0 | 1547.1083 | 0 | 1547.1083 | 0 | 0 | 7.162 | 1.4439 | 12.2378 | 6.3141 | 0.0057056 | 0 | 6.3251 | 2.3224 | 0 | 0 | 0 | 35.811 | 35.811 | 35.811 | 2
NM_3B_SH_2010_NG | 3B | SH | NG | 5304 | ASHRAE30pct-state-3B | HotelSmall | STD2010 | NM-Lubbock-TX | Zone3B | Zone3B(NM-Lubbock-TX) | ASHRAE30pct-state-STD2010 | state | NM | 0.093 | 0.62 | ASHRAE30pct-state-3B_HotelSmall_STD2010_NM-Lubbock-TX.table.csv.gz | Small Hotel | Lubbock International Ap TX USA TMY3 WMO#=722670 | Natural Gas | 34481.5868 | 0 | 0 | 0 | 399495.4379 | 0 | 0 | 0 | 0 | 0 | 0 | 500096.747 | 0 | 0 | 934083.2499 | 0 | 934073.7718 | 0 | 0 | 213.7858 | 0 | 0 | 0 | 2476.8717 | 0 | 0 | 0 | 0 | 0 | 0 | 3100.5998 | 0 | 0 | 5791.3161 | 0 | 5791.2574 | 0 | 0 | 34.4816 | 0 | 0 | 0 | 399.4954 | 0 | 0 | 0 | 0 | 0 | 0 | 500.0967 | 0 | 0 | 934.0832 | 0 | 934.0738 | 0 | 0 | 0 | 0 | 9.2472 | 0 | 0 | 0 | 0 | 0.79815 | 11.5758 | 0 | 0 | 21.6211 | 21.6213 | 21.6211 | 1
NM_3B_SH_2013_NG | 3B | SH | NG | 5664 | ASHRAE30pct-state-3B | HotelSmall | STD2013 | NM-Lubbock-TX | Zone3B | Zone3B(NM-Lubbock-TX) | ASHRAE30pct-state-STD2013 | state | NM | 0.093 | 0.62 | ASHRAE30pct-state-3B_HotelSmall_STD2013_NM-Lubbock-TX.table.csv.gz | Small Hotel | Lubbock International Ap TX USA TMY3 WMO#=722670 | Natural Gas | 37486.1671 | 0 | 0 | 0 | 399495.4379 | 0 | 0 | 0 | 0 | 0 | 0 | 500153.6161 | 0 | 0 | 937135.2211 | 0 | 937135.2211 | 0 | 0 | 232.4142 | 0 | 0 | 0 | 2476.8717 | 0 | 0 | 0 | 0 | 0 | 0 | 3100.9524 | 0 | 0 | 5810.2384 | 0 | 5810.2384 | 0 | 0 | 37.4862 | 0 | 0 | 0 | 399.4954 | 0 | 0 | 0 | 0 | 0 | 0 | 500.1536 | 0 | 0 | 937.1352 | 0 | 937.1352 | 0 | 0 | 0 | 0 | 9.2472 | 0 | 0 | 0 | 0 | 0.8677 | 11.5771 | 0 | 0 | 21.6919 | 21.6919 | 21.6919 | 2
NV_3B_SH_2010_EL | 3B | SH | EL | 5355 | ASHRAE30pct-state-3B | HotelSmall | STD2010 | NV-LasVegas-NV | Zone3B | Zone3B(NV-LasVegas-NV) | ASHRAE30pct-state-STD2010 | state | NV | 0.0886 | 0.73 | ASHRAE30pct-state-3B_HotelSmall_STD2010_NV-LasVegas-NV.table.csv.gz | Small Hotel | Las Vegas Mccarran Intl Ap NV USA TMY3 WMO#=723860 | Electricity | 8577.7778 | 111666.6676 | 114461.112 | 18280.5557 | 164169.4458 | 0 | 80527.7784 | 72.2222 | 0 | 0 | 0 | 0 | 0 | 0 | 497752.7818 | 0 | 497755.5595 | -2.7778 | -2.7778 | 759.9911 | 9893.6667 | 10141.2545 | 1619.6572 | 14545.4129 | 0 | 7134.7612 | 6.3989 | 0 | 0 | 0 | 0 | 0 | 0 | 44100.8965 | 0 | 44101.1426 | -0.24611 | -0.24611 | 29.2757 | 381.1149 | 390.6522 | 62.391 | 560.3052 | 0 | 274.8388 | 0.24649 | 0 | 0 | 0 | 0 | 0 | 0 | 1698.8148 | 0 | 1698.8243 | -0.0094805 | -0.0094805 | 9.0425 | 1.4442 | 12.9692 | 6.3617 | 0.0057056 | 0 | 8.8217 | 0.67765 | 0 | 0 | 0 | 39.3228 | 39.3226 | 39.3226 | 1
NV_3B_SH_2013_EL | 3B | SH | EL | 5715 | ASHRAE30pct-state-3B | HotelSmall | STD2013 | NV-LasVegas-NV | Zone3B | Zone3B(NV-LasVegas-NV) | ASHRAE30pct-state-STD2013 | state | NV | 0.0886 | 0.73 | ASHRAE30pct-state-3B_HotelSmall_STD2013_NV-LasVegas-NV.table.csv.gz | Small Hotel | Las Vegas Mccarran Intl Ap NV USA TMY3 WMO#=723860 | Electricity | 10413.889 | 98783.3341 | 90916.6674 | 18280.5557 | 154908.3346 | 0 | 79802.7784 | 72.2222 | 0 | 0 | 0 | 0 | 0 | 0 | 453177.7814 | 0 | 453177.7814 | 0 | 0 | 922.6706 | 8752.2034 | 8055.2167 | 1619.6572 | 13724.8784 | 0 | 7070.5262 | 6.3989 | 0 | 0 | 0 | 0 | 0 | 0 | 40151.5514 | 0 | 40151.5514 | 0 | 0 | 35.5423 | 337.1445 | 310.2958 | 62.391 | 528.6973 | 0 | 272.3644 | 0.24649 | 0 | 0 | 0 | 0 | 0 | 0 | 1546.6817 | 0 | 1546.6817 | 0 | 0 | 7.1824 | 1.4442 | 12.2378 | 6.3044 | 0.0057056 | 0 | 7.8039 | 0.8227 | 0 | 0 | 0 | 35.8012 | 35.8012 | 35.8012 | 2
NV_3B_SH_2010_NG | 3B | SH | NG | 5364 | ASHRAE30pct-state-3B | HotelSmall | STD2010 | NV-LasVegas-NV | Zone3B | Zone3B(NV-LasVegas-NV) | ASHRAE30pct-state-STD2010 | state | NV | 0.0886 | 0.73 | ASHRAE30pct-state-3B_HotelSmall_STD2010_NV-LasVegas-NV.table.csv.gz | Small Hotel | Las Vegas Mccarran Intl Ap NV USA TMY3 WMO#=723860 | Natural Gas | 14605.8618 | 0 | 0 | 0 | 399495.4379 | 0 | 0 | 0 | 0 | 0 | 0 | 499783.9674 | 0 | 0 | 913885.2671 | 0 | 913885.2671 | 0 | 0 | 106.6228 | 0 | 0 | 0 | 2916.3167 | 0 | 0 | 0 | 0 | 0 | 0 | 3648.423 | 0 | 0 | 6671.3624 | 0 | 6671.3624 | 0 | 0 | 14.6059 | 0 | 0 | 0 | 399.4954 | 0 | 0 | 0 | 0 | 0 | 0 | 499.784 | 0 | 0 | 913.8853 | 0 | 913.8853 | 0 | 0 | 0 | 0 | 9.2472 | 0 | 0 | 0 | 0 | 0.33808 | 11.5685 | 0 | 0 | 21.1538 | 21.1538 | 21.1538 | 1
NV_3B_SH_2013_NG | 3B | SH | NG | 5724 | ASHRAE30pct-state-3B | HotelSmall | STD2013 | NV-LasVegas-NV | Zone3B | Zone3B(NV-LasVegas-NV) | ASHRAE30pct-state-STD2013 | state | NV | 0.0886 | 0.73 | ASHRAE30pct-state-3B_HotelSmall_STD2013_NV-LasVegas-NV.table.csv.gz | Small Hotel | Las Vegas Mccarran Intl Ap NV USA TMY3 WMO#=723860 | Natural Gas | 16217.1509 | 0 | 0 | 0 | 399495.4379 | 0 | 0 | 0 | 0 | 0 | 0 | 499878.7491 | 0 | 0 | 915591.3379 | 0 | 915591.3379 | 0 | 0 | 118.3852 | 0 | 0 | 0 | 2916.3167 | 0 | 0 | 0 | 0 | 0 | 0 | 3649.1149 | 0 | 0 | 6683.8168 | 0 | 6683.8168 | 0 | 0 | 16.2172 | 0 | 0 | 0 | 399.4954 | 0 | 0 | 0 | 0 | 0 | 0 | 499.8787 | 0 | 0 | 915.5913 | 0 | 915.5913 | 0 | 0 | 0 | 0 | 9.2472 | 0 | 0 | 0 | 0 | 0.37538 | 11.5707 | 0 | 0 | 21.1933 | 21.1933 | 21.1933 | 2
TX_3B_SH_2010_EL | 3B | SH | EL | 5415 | ASHRAE30pct-state-3B | HotelSmall | STD2010 | TX-ElPaso-TX | Zone3B | Zone3B(TX-ElPaso-TX) | ASHRAE30pct-state-STD2010 | state | TX | 0.0817 | 0.67 | ASHRAE30pct-state-3B_HotelSmall_STD2010_TX-ElPaso-TX.table.csv.gz | Small Hotel | El Paso International Ap Ut TX USA TMY3 WMO#=722700 | Electricity | 8127.7778 | 103322.223 | 114361.112 | 18294.4446 | 164169.4458 | 0 | 80763.8895 | 72.2222 | 0 | 0 | 0 | 0 | 0 | 0 | 489108.3372 | 0 | 489111.115 | -2.7778 | -2.7778 | 664.0394 | 8441.4256 | 9343.3029 | 1494.6561 | 13412.6437 | 0 | 6598.4098 | 5.9006 | 0 | 0 | 0 | 0 | 0 | 0 | 39960.1512 | 0 | 39960.3781 | -0.22694 | -0.22694 | 27.7399 | 352.6355 | 390.3109 | 62.4384 | 560.3052 | 0 | 275.6447 | 0.24649 | 0 | 0 | 0 | 0 | 0 | 0 | 1669.3116 | 0 | 1669.3211 | -0.0094805 | -0.0094805 | 9.0346 | 1.4453 | 12.9692 | 6.3804 | 0.0057056 | 0 | 8.1625 | 0.6421 | 0 | 0 | 0 | 38.6399 | 38.6397 | 38.6397 | 1
TX_3B_SH_2013_EL | 3B | SH | EL | 5775 | ASHRAE30pct-state-3B | HotelSmall | STD2013 | TX-ElPaso-TX | Zone3B | Zone3B(TX-ElPaso-TX) | ASHRAE30pct-state-STD2013 | state | TX | 0.0817 | 0.67 | ASHRAE30pct-state-3B_HotelSmall_STD2013_TX-ElPaso-TX.table.csv.gz | Small Hotel | El Paso International Ap Ut TX USA TMY3 WMO#=722700 | Electricity | 9600.0001 | 89336.1118 | 90447.2229 | 18294.4446 | 154908.3346 | 0 | 80019.4451 | 72.2222 | 0 | 0 | 0 | 0 | 0 | 0 | 442677.7813 | 0 | 442677.7813 | 0 | 0 | 784.32 | 7298.7603 | 7389.5381 | 1494.6561 | 12656.0109 | 0 | 6537.5887 | 5.9006 | 0 | 0 | 0 | 0 | 0 | 0 | 36166.7747 | 0 | 36166.7747 | 0 | 0 | 32.7645 | 304.9014 | 308.6936 | 62.4384 | 528.6973 | 0 | 273.1039 | 0.24649 | 0 | 0 | 0 | 0 | 0 | 0 | 1510.8455 | 0 | 1510.8455 | 0 | 0 | 7.1454 | 1.4453 | 12.2378 | 6.3216 | 0.0057056 | 0 | 7.0576 | 0.7584 | 0 | 0 | 0 | 34.9717 | 34.9717 | 34.9717 | 2
TX_3B_SH_2010_NG | 3B | SH | NG | 5424 | ASHRAE30pct-state-3B | HotelSmall | STD2010 | TX-ElPaso-TX | Zone3B | Zone3B(TX-ElPaso-TX) | ASHRAE30pct-state-STD2010 | state | TX | 0.0817 | 0.67 | ASHRAE30pct-state-3B_HotelSmall_STD2010_TX-ElPaso-TX.table.csv.gz | Small Hotel | El Paso International Ap Ut TX USA TMY3 WMO#=722700 | Natural Gas | 12966.1382 | 0 | 0 | 0 | 399495.4379 | 0 | 0 | 0 | 0 | 0 | 0 | 499840.8364 | 0 | 0 | 912302.4125 | 0 | 912302.4125 | 0 | 0 | 86.8731 | 0 | 0 | 0 | 2676.6194 | 0 | 0 | 0 | 0 | 0 | 0 | 3348.9336 | 0 | 0 | 6112.4262 | 0 | 6112.4262 | 0 | 0 | 12.9661 | 0 | 0 | 0 | 399.4954 | 0 | 0 | 0 | 0 | 0 | 0 | 499.8408 | 0 | 0 | 912.3024 | 0 | 912.3024 | 0 | 0 | 0 | 0 | 9.2472 | 0 | 0 | 0 | 0 | 0.30013 | 11.5699 | 0 | 0 | 21.1171 | 21.1171 | 21.1171 | 1
TX_3B_SH_2013_NG | 3B | SH | NG | 5784 | ASHRAE30pct-state-3B | HotelSmall | STD2013 | TX-ElPaso-TX | Zone3B | Zone3B(TX-ElPaso-TX) | ASHRAE30pct-state-STD2013 | state | TX | 0.0817 | 0.67 | ASHRAE30pct-state-3B_HotelSmall_STD2013_TX-ElPaso-TX.table.csv.gz | Small Hotel | El Paso International Ap Ut TX USA TMY3 WMO#=722700 | Natural Gas | 14416.2984 | 0 | 0 | 0 | 399495.4379 | 0 | 0 | 0 | 0 | 0 | 0 | 499907.1836 | 0 | 0 | 913818.9199 | 0 | 913818.9199 | 0 | 0 | 96.5892 | 0 | 0 | 0 | 2676.6194 | 0 | 0 | 0 | 0 | 0 | 0 | 3349.3781 | 0 | 0 | 6122.5868 | 0 | 6122.5868 | 0 | 0 | 14.4163 | 0 | 0 | 0 | 399.4954 | 0 | 0 | 0 | 0 | 0 | 0 | 499.9072 | 0 | 0 | 913.8189 | 0 | 913.8189 | 0 | 0 | 0 | 0 | 9.2472 | 0 | 0 | 0 | 0 | 0.3337 | 11.5714 | 0 | 0 | 21.1522 | 21.1522 | 21.1522 | 2
UT_3B_SH_2010_EL | 3B | SH | EL | 5475 | ASHRAE30pct-state-3B | HotelSmall | STD2010 | UT-SaintGeorge-UT | Zone3B | Zone3B(UT-SaintGeorge-UT) | ASHRAE30pct-state-STD2010 | state | UT | 0.0805 | 0.69 | ASHRAE30pct-state-3B_HotelSmall_STD2010_UT-SaintGeorge-UT.table.csv.gz | Small Hotel | Saint George Awos UT USA TMY3 WMO#=724754 | Electricity | 9950.0001 | 104041.6675 | 114491.6676 | 18288.889 | 164169.4458 | 0 | 81300.0007 | 72.2222 | 0 | 0 | 0 | 0 | 0 | 0 | 492311.115 | 0 | 492313.8928 | -2.7778 | -2.7778 | 800.975 | 8375.3542 | 9216.5792 | 1472.2556 | 13215.6404 | 0 | 6544.6501 | 5.8139 | 0 | 0 | 0 | 0 | 0 | 0 | 39631.0448 | 0 | 39631.2684 | -0.22361 | -0.22361 | 33.959 | 355.091 | 390.7565 | 62.4194 | 560.3052 | 0 | 277.4744 | 0.24649 | 0 | 0 | 0 | 0 | 0 | 0 | 1680.2426 | 0 | 1680.2521 | -0.0094805 | -0.0094805 | 9.0449 | 1.4448 | 12.9692 | 6.4227 | 0.0057056 | 0 | 8.2193 | 0.78605 | 0 | 0 | 0 | 38.8929 | 38.8927 | 38.8927 | 1
UT_3B_SH_2013_EL | 3B | SH | EL | 5835 | ASHRAE30pct-state-3B | HotelSmall | STD2013 | UT-SaintGeorge-UT | Zone3B | Zone3B(UT-SaintGeorge-UT) | ASHRAE30pct-state-STD2013 | state | UT | 0.0805 | 0.69 | ASHRAE30pct-state-3B_HotelSmall_STD2013_UT-SaintGeorge-UT.table.csv.gz | Small Hotel | Saint George Awos UT USA TMY3 WMO#=724754 | Electricity | 11850.0001 | 93402.7785 | 90933.3341 | 18288.889 | 154908.3346 | 0 | 80630.5562 | 72.2222 | 0 | 0 | 0 | 0 | 0 | 0 | 450083.3369 | 0 | 450086.1147 | -2.7778 | -2.7778 | 953.925 | 7518.9237 | 7320.1334 | 1472.2556 | 12470.1209 | 0 | 6490.7598 | 5.8139 | 0 | 0 | 0 | 0 | 0 | 0 | 36231.7086 | 0 | 36231.9322 | -0.22361 | -0.22361 | 40.4437 | 318.7808 | 310.3527 | 62.4194 | 528.6973 | 0 | 275.1896 | 0.24649 | 0 | 0 | 0 | 0 | 0 | 0 | 1536.1205 | 0 | 1536.13 | -0.0094805 | -0.0094805 | 7.1838 | 1.4448 | 12.2376 | 6.3698 | 0.0057056 | 0 | 7.3788 | 0.93615 | 0 | 0 | 0 | 35.5569 | 35.5567 | 35.5567 | 2
UT_3B_SH_2010_NG | 3B | SH | NG | 5484 | ASHRAE30pct-state-3B | HotelSmall | STD2010 | UT-SaintGeorge-UT | Zone3B | Zone3B(UT-SaintGeorge-UT) | ASHRAE30pct-state-STD2010 | state | UT | 0.0805 | 0.69 | ASHRAE30pct-state-3B_HotelSmall_STD2010_UT-SaintGeorge-UT.table.csv.gz | Small Hotel | Saint George Awos UT USA TMY3 WMO#=724754 | Natural Gas | 15866.4586 | 0 | 0 | 0 | 399495.4379 | 0 | 0 | 0 | 0 | 0 | 0 | 499802.9237 | 0 | 0 | 915164.8202 | 0 | 915164.8202 | 0 | 0 | 109.4786 | 0 | 0 | 0 | 2756.5185 | 0 | 0 | 0 | 0 | 0 | 0 | 3448.6402 | 0 | 0 | 6314.6373 | 0 | 6314.6373 | 0 | 0 | 15.8665 | 0 | 0 | 0 | 399.4954 | 0 | 0 | 0 | 0 | 0 | 0 | 499.8029 | 0 | 0 | 915.1648 | 0 | 915.1648 | 0 | 0 | 0 | 0 | 9.2472 | 0 | 0 | 0 | 0 | 0.36726 | 11.569 | 0 | 0 | 21.1834 | 21.1834 | 21.1834 | 1
UT_3B_SH_2013_NG | 3B | SH | NG | 5844 | ASHRAE30pct-state-3B | HotelSmall | STD2013 | UT-SaintGeorge-UT | Zone3B | Zone3B(UT-SaintGeorge-UT) | ASHRAE30pct-state-STD2013 | state | UT | 0.0805 | 0.69 | ASHRAE30pct-state-3B_HotelSmall_STD2013_UT-SaintGeorge-UT.table.csv.gz | Small Hotel | Saint George Awos UT USA TMY3 WMO#=724754 | Natural Gas | 17544.0949 | 0 | 0 | 0 | 399495.4379 | 0 | 0 | 0 | 0 | 0 | 0 | 499888.2273 | 0 | 0 | 916927.7601 | 0 | 916927.7601 | 0 | 0 | 121.0543 | 0 | 0 | 0 | 2756.5185 | 0 | 0 | 0 | 0 | 0 | 0 | 3449.2288 | 0 | 0 | 6326.8015 | 0 | 6326.8015 | 0 | 0 | 17.5441 | 0 | 0 | 0 | 399.4954 | 0 | 0 | 0 | 0 | 0 | 0 | 499.8882 | 0 | 0 | 916.9278 | 0 | 916.9278 | 0 | 0 | 0 | 0 | 9.2472 | 0 | 0 | 0 | 0 | 0.40609 | 11.571 | 0 | 0 | 21.2242 | 21.2242 | 21.2242 | 2
CA_3C_SH_2010_EL | 3C | SH | EL | 5955 | ASHRAE30pct-state-3C | HotelSmall | STD2010 | CA-SanFrancisco-CA | Zone3C | Zone3C(CA-SanFrancisco-CA) | ASHRAE30pct-state-STD2010 | state | CA | 0.136 | 0.7 | ASHRAE30pct-state-3C_HotelSmall_STD2010_CA-SanFrancisco-CA.table.csv.gz | Small Hotel | San Francisco Intl Ap CA USA TMY3 WMO#=724940 | Electricity | 4094.4445 | 60552.7783 | 114941.6676 | 18266.6668 | 164169.4458 | 0 | 76661.1117 | 72.2222 | 0 | 0 | 0 | 0 | 0 | 0 | 438758.3368 | 0 | 438758.3368 | 0 | 0 | 556.8444 | 8235.1778 | 15632.0668 | 2484.2667 | 22327.0446 | 0 | 10425.9112 | 9.8222 | 0 | 0 | 0 | 0 | 0 | 0 | 59671.1338 | 0 | 59671.1338 | 0 | 0 | 13.9742 | 206.6648 | 392.2923 | 62.3436 | 560.3052 | 0 | 261.642 | 0.24649 | 0 | 0 | 0 | 0 | 0 | 0 | 1497.4686 | 0 | 1497.4686 | 0 | 0 | 9.0804 | 1.4431 | 12.9694 | 6.0562 | 0.0057056 | 0 | 4.7837 | 0.32346 | 0 | 0 | 0 | 34.662 | 34.662 | 34.662 | 1
CA_3C_SH_2013_EL | 3C | SH | EL | 6015 | ASHRAE30pct-state-3C | HotelSmall | STD2013 | CA-SanFrancisco-CA | Zone3C | Zone3C(CA-SanFrancisco-CA) | ASHRAE30pct-state-STD2013 | state | CA | 0.136 | 0.7 | ASHRAE30pct-state-3C_HotelSmall_STD2013_CA-SanFrancisco-CA.table.csv.gz | Small Hotel | San Francisco Intl Ap CA USA TMY3 WMO#=724940 | Electricity | 5533.3334 | 48575.0004 | 90402.7785 | 18266.6668 | 154908.3346 | 0 | 76194.4451 | 72.2222 | 0 | 0 | 0 | 0 | 0 | 0 | 393952.7809 | 0 | 393952.7809 | 0 | 0 | 752.5333 | 6606.2001 | 12294.7779 | 2484.2667 | 21067.5335 | 0 | 10362.4445 | 9.8222 | 0 | 0 | 0 | 0 | 0 | 0 | 53577.5782 | 0 | 53577.5782 | 0 | 0 | 18.8851 | 165.785 | 308.5419 | 62.3436 | 528.6973 | 0 | 260.0493 | 0.24649 | 0 | 0 | 0 | 0 | 0 | 0 | 1344.5486 | 0 | 1344.5486 | 0 | 0 | 7.1418 | 1.4431 | 12.2378 | 6.0194 | 0.0057056 | 0 | 3.8374 | 0.43713 | 0 | 0 | 0 | 31.1224 | 31.1224 | 31.1224 | 2
CA_3C_SH_2010_NG | 3C | SH | NG | 5964 | ASHRAE30pct-state-3C | HotelSmall | STD2010 | CA-SanFrancisco-CA | Zone3C | Zone3C(CA-SanFrancisco-CA) | ASHRAE30pct-state-STD2010 | state | CA | 0.136 | 0.7 | ASHRAE30pct-state-3C_HotelSmall_STD2010_CA-SanFrancisco-CA.table.csv.gz | Small Hotel | San Francisco Intl Ap CA USA TMY3 WMO#=724940 | Natural Gas | 12084.6683 | 0 | 0 | 0 | 399495.4379 | 0 | 0 | 0 | 0 | 0 | 0 | 560775.999 | 0 | 0 | 972356.1052 | 0 | 972356.1052 | 0 | 0 | 84.5927 | 0 | 0 | 0 | 2796.4681 | 0 | 0 | 0 | 0 | 0 | 0 | 3925.432 | 0 | 0 | 6806.4927 | 0 | 6806.4927 | 0 | 0 | 12.0847 | 0 | 0 | 0 | 399.4954 | 0 | 0 | 0 | 0 | 0 | 0 | 560.776 | 0 | 0 | 972.3561 | 0 | 972.3561 | 0 | 0 | 0 | 0 | 9.2472 | 0 | 0 | 0 | 0 | 0.27972 | 12.9803 | 0 | 0 | 22.5072 | 22.5072 | 22.5072 | 1
CA_3C_SH_2013_NG | 3C | SH | NG | 6024 | ASHRAE30pct-state-3C | HotelSmall | STD2013 | CA-SanFrancisco-CA | Zone3C | Zone3C(CA-SanFrancisco-CA) | ASHRAE30pct-state-STD2013 | state | CA | 0.136 | 0.7 | ASHRAE30pct-state-3C_HotelSmall_STD2013_CA-SanFrancisco-CA.table.csv.gz | Small Hotel | San Francisco Intl Ap CA USA TMY3 WMO#=724940 | Natural Gas | 14046.6497 | 0 | 0 | 0 | 399495.4379 | 0 | 0 | 0 | 0 | 0 | 0 | 560851.8244 | 0 | 0 | 974393.912 | 0 | 974393.912 | 0 | 0 | 98.3265 | 0 | 0 | 0 | 2796.4681 | 0 | 0 | 0 | 0 | 0 | 0 | 3925.9628 | 0 | 0 | 6820.7574 | 0 | 6820.7574 | 0 | 0 | 14.0466 | 0 | 0 | 0 | 399.4954 | 0 | 0 | 0 | 0 | 0 | 0 | 560.8518 | 0 | 0 | 974.3939 | 0 | 974.3939 | 0 | 0 | 0 | 0 | 9.2472 | 0 | 0 | 0 | 0 | 0.32514 | 12.9821 | 0 | 0 | 22.5544 | 22.5544 | 22.5544 | 2
AR_4A_SH_2010_EL | 4A | SH | EL | 7155 | ASHRAE30pct-state-4A | HotelSmall | STD2010 | AR-Springfield-MO | Zone4A | Zone4A(AR-Springfield-MO) | ASHRAE30pct-state-STD2010 | state | AR | 0.0768 | 0.77 | ASHRAE30pct-state-4A_HotelSmall_STD2010_AR-Springfield-MO.table.csv.gz | Small Hotel | Springfield Regional Arpt MO USA TMY3 WMO#=724400 | Electricity | 43536.1115 | 87741.6674 | 113983.3342 | 18277.7779 | 164169.4458 | 0 | 78141.6673 | 72.2222 | 0 | 0 | 0 | 0 | 0 | 0 | 505919.4485 | 0 | 505922.2263 | -2.7778 | -2.7778 | 3343.5734 | 6738.5601 | 8753.9201 | 1403.7333 | 12608.2134 | 0 | 6001.28 | 5.5467 | 0 | 0 | 0 | 0 | 0 | 0 | 38854.6136 | 0 | 38854.827 | -0.21333 | -0.21333 | 148.5874 | 299.4596 | 389.0216 | 62.3815 | 560.3052 | 0 | 266.6951 | 0.24649 | 0 | 0 | 0 | 0 | 0 | 0 | 1726.6874 | 0 | 1726.6969 | -0.0094805 | -0.0094805 | 9.0047 | 1.4439 | 12.9692 | 6.1732 | 0.0057056 | 0 | 6.9316 | 3.4394 | 0 | 0 | 0 | 39.968 | 39.9678 | 39.9678 | 1
AR_4A_SH_2013_EL | 4A | SH | EL | 8235 | ASHRAE30pct-state-4A | HotelSmall | STD2013 | AR-Springfield-MO | Zone4A | Zone4A(AR-Springfield-MO) | ASHRAE30pct-state-STD2013 | state | AR | 0.0768 | 0.77 | ASHRAE30pct-state-4A_HotelSmall_STD2013_AR-Springfield-MO.table.csv.gz | Small Hotel | Springfield Regional Arpt MO USA TMY3 WMO#=724400 | Electricity | 45783.3337 | 75027.7784 | 88505.5563 | 18277.7779 | 154908.3346 | 0 | 77561.1117 | 72.2222 | 0 | 0 | 0 | 0 | 0 | 0 | 460133.337 | 0 | 460136.1148 | -2.7778 | -2.7778 | 3516.16 | 5762.1334 | 6797.2267 | 1403.7333 | 11896.9601 | 0 | 5956.6934 | 5.5467 | 0 | 0 | 0 | 0 | 0 | 0 | 35338.2403 | 0 | 35338.4536 | -0.21333 | -0.21333 | 156.2571 | 256.0675 | 302.0667 | 62.3815 | 528.6973 | 0 | 264.7137 | 0.24649 | 0 | 0 | 0 | 0 | 0 | 0 | 1570.4208 | 0 | 1570.4303 | -0.0094805 | -0.0094805 | 6.992 | 1.4439 | 12.2376 | 6.1273 | 0.0057056 | 0 | 5.9272 | 3.6169 | 0 | 0 | 0 | 36.3509 | 36.3507 | 36.3507 | 2
AR_4A_SH_2010_NG | 4A | SH | NG | 7164 | ASHRAE30pct-state-4A | HotelSmall | STD2010 | AR-Springfield-MO | Zone4A | Zone4A(AR-Springfield-MO) | ASHRAE30pct-state-STD2010 | state | AR | 0.0768 | 0.77 | ASHRAE30pct-state-4A_HotelSmall_STD2010_AR-Springfield-MO.table.csv.gz | Small Hotel | Springfield Regional Arpt MO USA TMY3 WMO#=724400 | Natural Gas | 64404.1733 | 0 | 0 | 0 | 399495.4379 | 0 | 0 | 0 | 0 | 0 | 0 | 566813.5941 | 0 | 0 | 1030713.2053 | 0 | 1030713.2053 | 0 | 0 | 495.9121 | 0 | 0 | 0 | 3076.1149 | 0 | 0 | 0 | 0 | 0 | 0 | 4364.4647 | 0 | 0 | 7936.4917 | 0 | 7936.4917 | 0 | 0 | 64.4042 | 0 | 0 | 0 | 399.4954 | 0 | 0 | 0 | 0 | 0 | 0 | 566.8136 | 0 | 0 | 1030.7132 | 0 | 1030.7132 | 0 | 0 | 0 | 0 | 9.2472 | 0 | 0 | 0 | 0 | 1.4908 | 13.1201 | 0 | 0 | 23.858 | 23.858 | 23.858 | 1
AR_4A_SH_2013_NG | 4A | SH | NG | 8244 | ASHRAE30pct-state-4A | HotelSmall | STD2013 | AR-Springfield-MO | Zone4A | Zone4A(AR-Springfield-MO) | ASHRAE30pct-state-STD2013 | state | AR | 0.0768 | 0.77 | ASHRAE30pct-state-4A_HotelSmall_STD2013_AR-Springfield-MO.table.csv.gz | Small Hotel | Springfield Regional Arpt MO USA TMY3 WMO#=724400 | Natural Gas | 67446.6663 | 0 | 0 | 0 | 399495.4379 | 0 | 0 | 0 | 0 | 0 | 0 | 566851.5068 | 0 | 0 | 1033784.1328 | 0 | 1033793.611 | 0 | 0 | 519.3393 | 0 | 0 | 0 | 3076.1149 | 0 | 0 | 0 | 0 | 0 | 0 | 4364.7566 | 0 | 0 | 7960.1378 | 0 | 7960.2108 | 0 | 0 | 67.4467 | 0 | 0 | 0 | 399.4954 | 0 | 0 | 0 | 0 | 0 | 0 | 566.8515 | 0 | 0 | 1033.7841 | 0 | 1033.7936 | 0 | 0 | 0 | 0 | 9.2472 | 0 | 0 | 0 | 0 | 1.5612 | 13.121 | 0 | 0 | 23.9293 | 23.9291 | 23.9293 | 2
DC_4A_SH_2010_EL | 4A | SH | EL | 7215 | ASHRAE30pct-state-4A | HotelSmall | STD2010 | DC-Baltimore-MD | Zone4A | Zone4A(DC-Baltimore-MD) | ASHRAE30pct-state-STD2010 | state | DC | 0.12 | 1.12 | ASHRAE30pct-state-4A_HotelSmall_STD2010_DC-Baltimore-MD.table.csv.gz | Small Hotel | Baltimore Blt Washngtn IntL MD USA TMY3 WMO#=724060 | Electricity | 41027.7781 | 83302.7784 | 114016.6676 | 18283.3335 | 164169.4458 | 0 | 77480.5562 | 72.2222 | 0 | 0 | 0 | 0 | 0 | 0 | 498350.004 | 0 | 498352.7818 | -2.7778 | -2.7778 | 4923.3334 | 9996.3334 | 13682.0001 | 2194 | 19700.3335 | 0 | 9297.6667 | 8.6667 | 0 | 0 | 0 | 0 | 0 | 0 | 59802.0005 | 0 | 59802.3338 | -0.33333 | -0.33333 | 140.0265 | 284.3098 | 389.1354 | 62.4005 | 560.3052 | 0 | 264.4387 | 0.24649 | 0 | 0 | 0 | 0 | 0 | 0 | 1700.8531 | 0 | 1700.8626 | -0.0094805 | -0.0094805 | 9.0073 | 1.4444 | 12.9692 | 6.121 | 0.0057056 | 0 | 6.5809 | 3.2412 | 0 | 0 | 0 | 39.37 | 39.3698 | 39.3698 | 1
DC_4A_SH_2013_EL | 4A | SH | EL | 8295 | ASHRAE30pct-state-4A | HotelSmall | STD2013 | DC-Baltimore-MD | Zone4A | Zone4A(DC-Baltimore-MD) | ASHRAE30pct-state-STD2013 | state | DC | 0.12 | 1.12 | ASHRAE30pct-state-4A_HotelSmall_STD2013_DC-Baltimore-MD.table.csv.gz | Small Hotel | Baltimore Blt Washngtn IntL MD USA TMY3 WMO#=724060 | Electricity | 43566.667 | 71283.3339 | 88613.8896 | 18283.3335 | 154908.3346 | 0 | 76850.0006 | 72.2222 | 0 | 0 | 0 | 0 | 0 | 0 | 453577.7814 | 0 | 453577.7814 | 5.8208e-11 | 5.8208e-11 | 5228 | 8554.0001 | 10633.6668 | 2194 | 18589.0001 | 0 | 9222.0001 | 8.6667 | 0 | 0 | 0 | 0 | 0 | 0 | 54429.3338 | 0 | 54429.3338 | 6.9849e-12 | 6.9849e-12 | 148.6917 | 243.2878 | 302.4365 | 62.4005 | 528.6973 | 0 | 262.2867 | 0.24649 | 0 | 0 | 0 | 0 | 0 | 0 | 1548.0469 | 0 | 1548.0469 | 1.9866e-13 | 1.9866e-13 | 7.0005 | 1.4444 | 12.2378 | 6.0712 | 0.0057056 | 0 | 5.6314 | 3.4418 | 0 | 0 | 0 | 35.8328 | 35.8328 | 35.8328 | 2
DC_4A_SH_2010_NG | 4A | SH | NG | 7224 | ASHRAE30pct-state-4A | HotelSmall | STD2010 | DC-Baltimore-MD | Zone4A | Zone4A(DC-Baltimore-MD) | ASHRAE30pct-state-STD2010 | state | DC | 0.12 | 1.12 | ASHRAE30pct-state-4A_HotelSmall_STD2010_DC-Baltimore-MD.table.csv.gz | Small Hotel | Baltimore Blt Washngtn IntL MD USA TMY3 WMO#=724060 | Natural Gas | 63844.9612 | 0 | 0 | 0 | 399495.4379 | 0 | 0 | 0 | 0 | 0 | 0 | 566832.5504 | 0 | 0 | 1030182.4277 | 0 | 1030172.9496 | 0 | 0 | 715.0636 | 0 | 0 | 0 | 4474.3489 | 0 | 0 | 0 | 0 | 0 | 0 | 6348.5246 | 0 | 0 | 11538.0432 | 0 | 11537.937 | 0 | 0 | 63.845 | 0 | 0 | 0 | 399.4954 | 0 | 0 | 0 | 0 | 0 | 0 | 566.8326 | 0 | 0 | 1030.1824 | 0 | 1030.1729 | 0 | 0 | 0 | 0 | 9.2472 | 0 | 0 | 0 | 0 | 1.4778 | 13.1205 | 0 | 0 | 23.8455 | 23.8457 | 23.8455 | 1
DC_4A_SH_2013_NG | 4A | SH | NG | 8304 | ASHRAE30pct-state-4A | HotelSmall | STD2013 | DC-Baltimore-MD | Zone4A | Zone4A(DC-Baltimore-MD) | ASHRAE30pct-state-STD2013 | state | DC | 0.12 | 1.12 | ASHRAE30pct-state-4A_HotelSmall_STD2013_DC-Baltimore-MD.table.csv.gz | Small Hotel | Baltimore Blt Washngtn IntL MD USA TMY3 WMO#=724060 | Natural Gas | 67086.4958 | 0 | 0 | 0 | 399495.4379 | 0 | 0 | 0 | 0 | 0 | 0 | 566889.4195 | 0 | 0 | 1033461.875 | 0 | 1033471.3531 | 0 | 0 | 751.3688 | 0 | 0 | 0 | 4474.3489 | 0 | 0 | 0 | 0 | 0 | 0 | 6349.1615 | 0 | 0 | 11574.773 | 0 | 11574.8792 | 0 | 0 | 67.0865 | 0 | 0 | 0 | 399.4954 | 0 | 0 | 0 | 0 | 0 | 0 | 566.8894 | 0 | 0 | 1033.4619 | 0 | 1033.4714 | 0 | 0 | 0 | 0 | 9.2472 | 0 | 0 | 0 | 0 | 1.5529 | 13.1218 | 0 | 0 | 23.9218 | 23.9216 | 23.9218 | 2
DE_4A_SH_2010_EL | 4A | SH | EL | 7275 | ASHRAE30pct-state-4A | HotelSmall | STD2010 | DE-Wilmington-DE | Zone4A | Zone4A(DE-Wilmington-DE) | ASHRAE30pct-state-STD2010 | state | DE | 0.1011 | 1.3 | ASHRAE30pct-state-4A_HotelSmall_STD2010_DE-Wilmington-DE.table.csv.gz | Small Hotel | Wilmington New Castle Cnty Ap DE USA TMY3 WMO#=724089 | Electricity | 49172.2226 | 78233.334 | 113994.4454 | 18263.889 | 164169.4458 | 0 | 77388.8895 | 72.2222 | 0 | 0 | 0 | 0 | 0 | 0 | 501291.6707 | 0 | 501294.4485 | -2.7778 | -2.7778 | 4971.3117 | 7909.3901 | 11524.8384 | 1846.4792 | 16597.531 | 0 | 7824.0167 | 7.3017 | 0 | 0 | 0 | 0 | 0 | 0 | 50680.5879 | 0 | 50680.8687 | -0.28083 | -0.28083 | 167.8233 | 267.0079 | 389.0595 | 62.3341 | 560.3052 | 0 | 264.1259 | 0.24649 | 0 | 0 | 0 | 0 | 0 | 0 | 1710.8929 | 0 | 1710.9024 | -0.0094805 | -0.0094805 | 9.0056 | 1.4429 | 12.9692 | 6.1137 | 0.0057056 | 0 | 6.1805 | 3.8846 | 0 | 0 | 0 | 39.6024 | 39.6022 | 39.6022 | 1
DE_4A_SH_2013_EL | 4A | SH | EL | 8355 | ASHRAE30pct-state-4A | HotelSmall | STD2013 | DE-Wilmington-DE | Zone4A | Zone4A(DE-Wilmington-DE) | ASHRAE30pct-state-STD2013 | state | DE | 0.1011 | 1.3 | ASHRAE30pct-state-4A_HotelSmall_STD2013_DE-Wilmington-DE.table.csv.gz | Small Hotel | Wilmington New Castle Cnty Ap DE USA TMY3 WMO#=724089 | Electricity | 52072.2226 | 66686.1116 | 88527.7785 | 18263.889 | 154908.3346 | 0 | 76691.6673 | 72.2222 | 0 | 0 | 0 | 0 | 0 | 0 | 457219.4481 | 0 | 457222.2259 | -2.7778 | -2.7778 | 5264.5017 | 6741.9659 | 8950.1584 | 1846.4792 | 15661.2326 | 0 | 7753.5276 | 7.3017 | 0 | 0 | 0 | 0 | 0 | 0 | 46224.8862 | 0 | 46225.167 | -0.28083 | -0.28083 | 177.7209 | 227.5976 | 302.1426 | 62.3341 | 528.6973 | 0 | 261.7463 | 0.24649 | 0 | 0 | 0 | 0 | 0 | 0 | 1560.4758 | 0 | 1560.4853 | -0.0094805 | -0.0094805 | 6.9937 | 1.4429 | 12.2376 | 6.0587 | 0.0057056 | 0 | 5.2682 | 4.1137 | 0 | 0 | 0 | 36.1207 | 36.1205 | 36.1205 | 2
DE_4A_SH_2010_NG | 4A | SH | NG | 7284 | ASHRAE30pct-state-4A | HotelSmall | STD2010 | DE-Wilmington-DE | Zone4A | Zone4A(DE-Wilmington-DE) | ASHRAE30pct-state-STD2010 | state | DE | 0.1011 | 1.3 | ASHRAE30pct-state-4A_HotelSmall_STD2010_DE-Wilmington-DE.table.csv.gz | Small Hotel | Wilmington New Castle Cnty Ap DE USA TMY3 WMO#=724089 | Natural Gas | 74469.9911 | 0 | 0 | 0 | 399495.4379 | 0 | 0 | 0 | 0 | 0 | 0 | 566908.3758 | 0 | 0 | 1040883.283 | 0 | 1040873.8048 | 0 | 0 | 968.1099 | 0 | 0 | 0 | 5193.4407 | 0 | 0 | 0 | 0 | 0 | 0 | 7369.8089 | 0 | 0 | 13531.4827 | 0 | 13531.3595 | 0 | 0 | 74.47 | 0 | 0 | 0 | 399.4954 | 0 | 0 | 0 | 0 | 0 | 0 | 566.9084 | 0 | 0 | 1040.8833 | 0 | 1040.8738 | 0 | 0 | 0 | 0 | 9.2472 | 0 | 0 | 0 | 0 | 1.7238 | 13.1223 | 0 | 0 | 24.0932 | 24.0934 | 24.0932 | 1
DE_4A_SH_2013_NG | 4A | SH | NG | 8364 | ASHRAE30pct-state-4A | HotelSmall | STD2013 | DE-Wilmington-DE | Zone4A | Zone4A(DE-Wilmington-DE) | ASHRAE30pct-state-STD2013 | state | DE | 0.1011 | 1.3 | ASHRAE30pct-state-4A_HotelSmall_STD2013_DE-Wilmington-DE.table.csv.gz | Small Hotel | Wilmington New Castle Cnty Ap DE USA TMY3 WMO#=724089 | Natural Gas | 78261.2596 | 0 | 0 | 0 | 399495.4379 | 0 | 0 | 0 | 0 | 0 | 0 | 566955.7667 | 0 | 0 | 1044702.986 | 0 | 1044712.4642 | 0 | 0 | 1017.3964 | 0 | 0 | 0 | 5193.4407 | 0 | 0 | 0 | 0 | 0 | 0 | 7370.425 | 0 | 0 | 13581.1388 | 0 | 13581.262 | 0 | 0 | 78.2613 | 0 | 0 | 0 | 399.4954 | 0 | 0 | 0 | 0 | 0 | 0 | 566.9558 | 0 | 0 | 1044.703 | 0 | 1044.7125 | 0 | 0 | 0 | 0 | 9.2472 | 0 | 0 | 0 | 0 | 1.8115 | 13.1234 | 0 | 0 | 24.182 | 24.1818 | 24.182 | 2
GA_4A_SH_2010_EL | 4A | SH | EL | 7335 | ASHRAE30pct-state-4A | HotelSmall | STD2010 | GA-Chattanooga-TN | Zone4A | Zone4A(GA-Chattanooga-TN) | ASHRAE30pct-state-STD2010 | state | GA | 0.0947 | 0.94 | ASHRAE30pct-state-4A_HotelSmall_STD2010_GA-Chattanooga-TN.table.csv.gz | Small Hotel | Chattanooga Lovell Field Ap TN USA TMY3 WMO#=723240 | Electricity | 19272.2224 | 103875.0008 | 113958.3342 | 18302.7779 | 164169.4458 | 0 | 77591.6673 | 72.2222 | 0 | 0 | 0 | 0 | 0 | 0 | 497241.6706 | 0 | 497241.6706 | 0 | 0 | 1825.0795 | 9836.9626 | 10791.8543 | 1733.2731 | 15546.8465 | 0 | 7347.9309 | 6.8394 | 0 | 0 | 0 | 0 | 0 | 0 | 47088.7862 | 0 | 47088.7862 | 0 | 0 | 65.7755 | 354.5222 | 388.9363 | 62.4668 | 560.3052 | 0 | 264.818 | 0.24649 | 0 | 0 | 0 | 0 | 0 | 0 | 1697.0704 | 0 | 1697.0704 | 0 | 0 | 9.0027 | 1.4459 | 12.9694 | 6.1298 | 0.0057056 | 0 | 8.2062 | 1.5225 | 0 | 0 | 0 | 39.2822 | 39.2822 | 39.2822 | 1
GA_4A_SH_2013_EL | 4A | SH | EL | 8415 | ASHRAE30pct-state-4A | HotelSmall | STD2013 | GA-Chattanooga-TN | Zone4A | Zone4A(GA-Chattanooga-TN) | ASHRAE30pct-state-STD2013 | state | GA | 0.0947 | 0.94 | ASHRAE30pct-state-4A_HotelSmall_STD2013_GA-Chattanooga-TN.table.csv.gz | Small Hotel | Chattanooga Lovell Field Ap TN USA TMY3 WMO#=723240 | Electricity | 20297.2224 | 89788.8896 | 88483.334 | 18302.7779 | 154908.3346 | 0 | 76869.4451 | 72.2222 | 0 | 0 | 0 | 0 | 0 | 0 | 448722.2258 | 0 | 448722.2258 | 0 | 0 | 1922.147 | 8503.0078 | 8379.3717 | 1733.2731 | 14669.8193 | 0 | 7279.5364 | 6.8394 | 0 | 0 | 0 | 0 | 0 | 0 | 42493.9948 | 0 | 42493.9948 | 0 | 0 | 69.2738 | 306.4467 | 301.9909 | 62.4668 | 528.6973 | 0 | 262.353 | 0.24649 | 0 | 0 | 0 | 0 | 0 | 0 | 1531.475 | 0 | 1531.475 | 0 | 0 | 6.9902 | 1.4459 | 12.2378 | 6.0727 | 0.0057056 | 0 | 7.0933 | 1.6035 | 0 | 0 | 0 | 35.4492 | 35.4492 | 35.4492 | 2
GA_4A_SH_2010_NG | 4A | SH | NG | 7344 | ASHRAE30pct-state-4A | HotelSmall | STD2010 | GA-Chattanooga-TN | Zone4A | Zone4A(GA-Chattanooga-TN) | ASHRAE30pct-state-STD2010 | state | GA | 0.0947 | 0.94 | ASHRAE30pct-state-4A_HotelSmall_STD2010_GA-Chattanooga-TN.table.csv.gz | Small Hotel | Chattanooga Lovell Field Ap TN USA TMY3 WMO#=723240 | Natural Gas | 34528.9777 | 0 | 0 | 0 | 399495.4379 | 0 | 0 | 0 | 0 | 0 | 0 | 566586.118 | 0 | 0 | 1000610.5336 | 0 | 1000610.5336 | 0 | 0 | 324.5724 | 0 | 0 | 0 | 3755.2571 | 0 | 0 | 0 | 0 | 0 | 0 | 5325.9095 | 0 | 0 | 9405.739 | 0 | 9405.739 | 0 | 0 | 34.529 | 0 | 0 | 0 | 399.4954 | 0 | 0 | 0 | 0 | 0 | 0 | 566.5861 | 0 | 0 | 1000.6105 | 0 | 1000.6105 | 0 | 0 | 0 | 0 | 9.2472 | 0 | 0 | 0 | 0 | 0.79924 | 13.1148 | 0 | 0 | 23.1612 | 23.1612 | 23.1612 | 1
GA_4A_SH_2013_NG | 4A | SH | NG | 8424 | ASHRAE30pct-state-4A | HotelSmall | STD2013 | GA-Chattanooga-TN | Zone4A | Zone4A(GA-Chattanooga-TN) | ASHRAE30pct-state-STD2013 | state | GA | 0.0947 | 0.94 | ASHRAE30pct-state-4A_HotelSmall_STD2013_GA-Chattanooga-TN.table.csv.gz | Small Hotel | Chattanooga Lovell Field Ap TN USA TMY3 WMO#=723240 | Natural Gas | 36557.3063 | 0 | 0 | 0 | 399495.4379 | 0 | 0 | 0 | 0 | 0 | 0 | 566614.5525 | 0 | 0 | 1002667.2967 | 0 | 1002667.2967 | 0 | 0 | 343.6387 | 0 | 0 | 0 | 3755.2571 | 0 | 0 | 0 | 0 | 0 | 0 | 5326.1768 | 0 | 0 | 9425.0726 | 0 | 9425.0726 | 0 | 0 | 36.5573 | 0 | 0 | 0 | 399.4954 | 0 | 0 | 0 | 0 | 0 | 0 | 566.6146 | 0 | 0 | 1002.6673 | 0 | 1002.6673 | 0 | 0 | 0 | 0 | 9.2472 | 0 | 0 | 0 | 0 | 0.84619 | 13.1155 | 0 | 0 | 23.2088 | 23.2088 | 23.2088 | 2
IL_4A_SH_2010_EL | 4A | SH | EL | 7395 | ASHRAE30pct-state-4A | HotelSmall | STD2010 | IL-StLouis-MO | Zone4A | Zone4A(IL-StLouis-MO) | ASHRAE30pct-state-STD2010 | state | IL | 0.0819 | 0.76 | ASHRAE30pct-state-4A_HotelSmall_STD2010_IL-StLouis-MO.table.csv.gz | Small Hotel | St Louis Lambert IntL Arpt MO USA TMY3 WMO#=724340 | Electricity | 49858.3337 | 88105.5563 | 114002.7787 | 18269.4446 | 164169.4458 | 0 | 77941.6673 | 72.2222 | 0 | 0 | 0 | 0 | 0 | 0 | 512416.6708 | 0 | 512419.4485 | -2.7778 | -2.7778 | 4083.3975 | 7215.8451 | 9336.8276 | 1496.2675 | 13445.4776 | 0 | 6383.4226 | 5.915 | 0 | 0 | 0 | 0 | 0 | 0 | 41966.9253 | 0 | 41967.1528 | -0.2275 | -0.2275 | 170.1649 | 300.7015 | 389.0879 | 62.353 | 560.3052 | 0 | 266.0125 | 0.24649 | 0 | 0 | 0 | 0 | 0 | 0 | 1748.8622 | 0 | 1748.8717 | -0.0094805 | -0.0094805 | 9.0062 | 1.4433 | 12.9692 | 6.1574 | 0.0057056 | 0 | 6.9604 | 3.9388 | 0 | 0 | 0 | 40.4813 | 40.481 | 40.481 | 1
IL_4A_SH_2013_EL | 4A | SH | EL | 8475 | ASHRAE30pct-state-4A | HotelSmall | STD2013 | IL-StLouis-MO | Zone4A | Zone4A(IL-StLouis-MO) | ASHRAE30pct-state-STD2013 | state | IL | 0.0819 | 0.76 | ASHRAE30pct-state-4A_HotelSmall_STD2013_IL-StLouis-MO.table.csv.gz | Small Hotel | St Louis Lambert IntL Arpt MO USA TMY3 WMO#=724340 | Electricity | 52494.4449 | 75961.1117 | 88552.7785 | 18269.4446 | 154908.3346 | 0 | 77300.0006 | 72.2222 | 0 | 0 | 0 | 0 | 0 | 0 | 467558.3371 | 0 | 467558.3371 | 0 | 0 | 4299.295 | 6221.215 | 7252.4726 | 1496.2675 | 12686.9926 | 0 | 6330.8701 | 5.915 | 0 | 0 | 0 | 0 | 0 | 0 | 38293.0278 | 0 | 38293.0278 | 0 | 0 | 179.1619 | 259.2529 | 302.2279 | 62.353 | 528.6973 | 0 | 263.8225 | 0.24649 | 0 | 0 | 0 | 0 | 0 | 0 | 1595.7621 | 0 | 1595.7621 | 0 | 0 | 6.9957 | 1.4433 | 12.2378 | 6.1067 | 0.0057056 | 0 | 6.0009 | 4.1471 | 0 | 0 | 0 | 36.9372 | 36.9372 | 36.9372 | 2
IL_4A_SH_2010_NG | 4A | SH | NG | 7404 | ASHRAE30pct-state-4A | HotelSmall | STD2010 | IL-StLouis-MO | Zone4A | Zone4A(IL-StLouis-MO) | ASHRAE30pct-state-STD2010 | state | IL | 0.0819 | 0.76 | ASHRAE30pct-state-4A_HotelSmall_STD2010_IL-StLouis-MO.table.csv.gz | Small Hotel | St Louis Lambert IntL Arpt MO USA TMY3 WMO#=724340 | Natural Gas | 73342.0887 | 0 | 0 | 0 | 399495.4379 | 0 | 0 | 0 | 0 | 0 | 0 | 566842.0286 | 0 | 0 | 1039679.5553 | 0 | 1039679.5553 | 0 | 0 | 557.3999 | 0 | 0 | 0 | 3036.1653 | 0 | 0 | 0 | 0 | 0 | 0 | 4307.9994 | 0 | 0 | 7901.5646 | 0 | 7901.5646 | 0 | 0 | 73.3421 | 0 | 0 | 0 | 399.4954 | 0 | 0 | 0 | 0 | 0 | 0 | 566.842 | 0 | 0 | 1039.6796 | 0 | 1039.6796 | 0 | 0 | 0 | 0 | 9.2472 | 0 | 0 | 0 | 0 | 1.6977 | 13.1207 | 0 | 0 | 24.0655 | 24.0655 | 24.0655 | 1
IL_4A_SH_2013_NG | 4A | SH | NG | 8484 | ASHRAE30pct-state-4A | HotelSmall | STD2013 | IL-StLouis-MO | Zone4A | Zone4A(IL-StLouis-MO) | ASHRAE30pct-state-STD2013 | state | IL | 0.0819 | 0.76 | ASHRAE30pct-state-4A_HotelSmall_STD2013_IL-StLouis-MO.table.csv.gz | Small Hotel | St Louis Lambert IntL Arpt MO USA TMY3 WMO#=724340 | Natural Gas | 76763.7085 | 0 | 0 | 0 | 399495.4379 | 0 | 0 | 0 | 0 | 0 | 0 | 566889.4195 | 0 | 0 | 1043148.5659 | 0 | 1043148.5659 | 0 | 0 | 583.4042 | 0 | 0 | 0 | 3036.1653 | 0 | 0 | 0 | 0 | 0 | 0 | 4308.3596 | 0 | 0 | 7927.9291 | 0 | 7927.9291 | 0 | 0 | 76.7637 | 0 | 0 | 0 | 399.4954 | 0 | 0 | 0 | 0 | 0 | 0 | 566.8894 | 0 | 0 | 1043.1486 | 0 | 1043.1486 | 0 | 0 | 0 | 0 | 9.2472 | 0 | 0 | 0 | 0 | 1.7769 | 13.1218 | 0 | 0 | 24.1458 | 24.1458 | 24.1458 | 2
IN_4A_SH_2010_EL | 4A | SH | EL | 7455 | ASHRAE30pct-state-4A | HotelSmall | STD2010 | IN-Evansville-IN | Zone4A | Zone4A(IN-Evansville-IN) | ASHRAE30pct-state-STD2010 | state | IN | 0.0907 | 0.75 | ASHRAE30pct-state-4A_HotelSmall_STD2010_IN-Evansville-IN.table.csv.gz | Small Hotel | Evansville Regional Ap IN USA TMY3 WMO#=724320 | Electricity | 42141.667 | 91169.4452 | 113991.6676 | 18291.6668 | 164169.4458 | 0 | 77475.0006 | 72.2222 | 0 | 0 | 0 | 0 | 0 | 0 | 507311.1152 | 0 | 507311.1152 | 0 | 0 | 3822.2492 | 8269.0687 | 10339.0442 | 1659.0542 | 14890.1687 | 0 | 7026.9826 | 6.5506 | 0 | 0 | 0 | 0 | 0 | 0 | 46013.1181 | 0 | 46013.1181 | 0 | 0 | 143.8282 | 311.1585 | 389.05 | 62.4289 | 560.3052 | 0 | 264.4198 | 0.24649 | 0 | 0 | 0 | 0 | 0 | 0 | 1731.4371 | 0 | 1731.4371 | 0 | 0 | 9.0054 | 1.445 | 12.9694 | 6.1205 | 0.0057056 | 0 | 7.2024 | 3.3292 | 0 | 0 | 0 | 40.0777 | 40.0777 | 40.0777 | 1
IN_4A_SH_2013_EL | 4A | SH | EL | 8535 | ASHRAE30pct-state-4A | HotelSmall | STD2013 | IN-Evansville-IN | Zone4A | Zone4A(IN-Evansville-IN) | ASHRAE30pct-state-STD2013 | state | IN | 0.0907 | 0.75 | ASHRAE30pct-state-4A_HotelSmall_STD2013_IN-Evansville-IN.table.csv.gz | Small Hotel | Evansville Regional Ap IN USA TMY3 WMO#=724320 | Electricity | 44277.7781 | 78513.8895 | 88577.7785 | 18291.6668 | 154908.3346 | 0 | 76891.6673 | 72.2222 | 0 | 0 | 0 | 0 | 0 | 0 | 461533.337 | 0 | 461533.337 | 0 | 0 | 4015.9945 | 7121.2098 | 8034.0045 | 1659.0542 | 14050.1859 | 0 | 6974.0742 | 6.5506 | 0 | 0 | 0 | 0 | 0 | 0 | 41861.0737 | 0 | 41861.0737 | 0 | 0 | 151.1187 | 267.9655 | 302.3132 | 62.4289 | 528.6973 | 0 | 262.4289 | 0.24649 | 0 | 0 | 0 | 0 | 0 | 0 | 1575.199 | 0 | 1575.199 | 0 | 0 | 6.9977 | 1.445 | 12.2378 | 6.0745 | 0.0057056 | 0 | 6.2026 | 3.498 | 0 | 0 | 0 | 36.4613 | 36.4613 | 36.4613 | 2
IN_4A_SH_2010_NG | 4A | SH | NG | 7464 | ASHRAE30pct-state-4A | HotelSmall | STD2010 | IN-Evansville-IN | Zone4A | Zone4A(IN-Evansville-IN) | ASHRAE30pct-state-STD2010 | state | IN | 0.0907 | 0.75 | ASHRAE30pct-state-4A_HotelSmall_STD2010_IN-Evansville-IN.table.csv.gz | Small Hotel | Evansville Regional Ap IN USA TMY3 WMO#=724320 | Natural Gas | 64849.6474 | 0 | 0 | 0 | 399495.4379 | 0 | 0 | 0 | 0 | 0 | 0 | 566775.6814 | 0 | 0 | 1031120.7667 | 0 | 1031120.7667 | 0 | 0 | 486.3724 | 0 | 0 | 0 | 2996.2158 | 0 | 0 | 0 | 0 | 0 | 0 | 4250.8176 | 0 | 0 | 7733.4058 | 0 | 7733.4058 | 0 | 0 | 64.8496 | 0 | 0 | 0 | 399.4954 | 0 | 0 | 0 | 0 | 0 | 0 | 566.7757 | 0 | 0 | 1031.1208 | 0 | 1031.1208 | 0 | 0 | 0 | 0 | 9.2472 | 0 | 0 | 0 | 0 | 1.5011 | 13.1192 | 0 | 0 | 23.8674 | 23.8674 | 23.8674 | 1
IN_4A_SH_2013_NG | 4A | SH | NG | 8544 | ASHRAE30pct-state-4A | HotelSmall | STD2013 | IN-Evansville-IN | Zone4A | Zone4A(IN-Evansville-IN) | ASHRAE30pct-state-STD2013 | state | IN | 0.0907 | 0.75 | ASHRAE30pct-state-4A_HotelSmall_STD2013_IN-Evansville-IN.table.csv.gz | Small Hotel | Evansville Regional Ap IN USA TMY3 WMO#=724320 | Natural Gas | 67825.7931 | 0 | 0 | 0 | 399495.4379 | 0 | 0 | 0 | 0 | 0 | 0 | 566813.5941 | 0 | 0 | 1034144.3033 | 0 | 1034134.8251 | 0 | 0 | 508.6934 | 0 | 0 | 0 | 2996.2158 | 0 | 0 | 0 | 0 | 0 | 0 | 4251.102 | 0 | 0 | 7756.0823 | 0 | 7756.0112 | 0 | 0 | 67.8258 | 0 | 0 | 0 | 399.4954 | 0 | 0 | 0 | 0 | 0 | 0 | 566.8136 | 0 | 0 | 1034.1443 | 0 | 1034.1348 | 0 | 0 | 0 | 0 | 9.2472 | 0 | 0 | 0 | 0 | 1.57 | 13.1201 | 0 | 0 | 23.9372 | 23.9374 | 23.9372 | 2
KS_4A_SH_2010_EL | 4A | SH | EL | 7515 | ASHRAE30pct-state-4A | HotelSmall | STD2010 | KS-Topeka-KS | Zone4A | Zone4A(KS-Topeka-KS) | ASHRAE30pct-state-STD2010 | state | KS | 0.0913 | 0.86 | ASHRAE30pct-state-4A_HotelSmall_STD2010_KS-Topeka-KS.table.csv.gz | Small Hotel | Topeka Municipal Ap KS USA TMY3 WMO#=724560 | Electricity | 51016.6671 | 87661.1118 | 114047.2231 | 18291.6668 | 164169.4458 | 0 | 78280.5562 | 72.2222 | 0 | 0 | 0 | 0 | 0 | 0 | 513538.893 | 0 | 513538.893 | 0 | 0 | 4657.8217 | 8003.4595 | 10412.5115 | 1670.0292 | 14988.6704 | 0 | 7147.0148 | 6.5939 | 0 | 0 | 0 | 0 | 0 | 0 | 46886.1009 | 0 | 46886.1009 | 0 | 0 | 174.1183 | 299.1847 | 389.2396 | 62.4289 | 560.3052 | 0 | 267.1691 | 0.24649 | 0 | 0 | 0 | 0 | 0 | 0 | 1752.6923 | 0 | 1752.6923 | 0 | 0 | 9.0098 | 1.445 | 12.9694 | 6.1842 | 0.0057056 | 0 | 6.9253 | 4.0303 | 0 | 0 | 0 | 40.5697 | 40.5697 | 40.5697 | 1
KS_4A_SH_2013_EL | 4A | SH | EL | 8595 | ASHRAE30pct-state-4A | HotelSmall | STD2013 | KS-Topeka-KS | Zone4A | Zone4A(KS-Topeka-KS) | ASHRAE30pct-state-STD2013 | state | KS | 0.0913 | 0.86 | ASHRAE30pct-state-4A_HotelSmall_STD2013_KS-Topeka-KS.table.csv.gz | Small Hotel | Topeka Municipal Ap KS USA TMY3 WMO#=724560 | Electricity | 53336.1115 | 75447.2228 | 88688.8896 | 18291.6668 | 154908.3346 | 0 | 77688.8895 | 72.2222 | 0 | 0 | 0 | 0 | 0 | 0 | 468430.5593 | 0 | 468433.3371 | -2.7778 | -2.7778 | 4869.587 | 6888.3314 | 8097.2956 | 1670.0292 | 14143.1309 | 0 | 7092.9956 | 6.5939 | 0 | 0 | 0 | 0 | 0 | 0 | 42767.7101 | 0 | 42767.9637 | -0.25361 | -0.25361 | 182.0345 | 257.499 | 302.6924 | 62.4289 | 528.6973 | 0 | 265.1498 | 0.24649 | 0 | 0 | 0 | 0 | 0 | 0 | 1598.739 | 0 | 1598.7485 | -0.0094805 | -0.0094805 | 7.0064 | 1.445 | 12.2376 | 6.1374 | 0.0057056 | 0 | 5.9603 | 4.2136 | 0 | 0 | 0 | 37.0064 | 37.0061 | 37.0061 | 2
KS_4A_SH_2010_NG | 4A | SH | NG | 7524 | ASHRAE30pct-state-4A | HotelSmall | STD2010 | KS-Topeka-KS | Zone4A | Zone4A(KS-Topeka-KS) | ASHRAE30pct-state-STD2010 | state | KS | 0.0913 | 0.86 | ASHRAE30pct-state-4A_HotelSmall_STD2010_KS-Topeka-KS.table.csv.gz | Small Hotel | Topeka Municipal Ap KS USA TMY3 WMO#=724560 | Natural Gas | 74526.8601 | 0 | 0 | 0 | 399495.4379 | 0 | 0 | 0 | 0 | 0 | 0 | 566842.0286 | 0 | 0 | 1040854.8485 | 0 | 1040864.3267 | 0 | 0 | 640.931 | 0 | 0 | 0 | 3435.6608 | 0 | 0 | 0 | 0 | 0 | 0 | 4874.8414 | 0 | 0 | 8951.3517 | 0 | 8951.4332 | 0 | 0 | 74.5269 | 0 | 0 | 0 | 399.4954 | 0 | 0 | 0 | 0 | 0 | 0 | 566.842 | 0 | 0 | 1040.8548 | 0 | 1040.8643 | 0 | 0 | 0 | 0 | 9.2472 | 0 | 0 | 0 | 0 | 1.7251 | 13.1207 | 0 | 0 | 24.093 | 24.0927 | 24.093 | 1
KS_4A_SH_2013_NG | 4A | SH | NG | 8604 | ASHRAE30pct-state-4A | HotelSmall | STD2013 | KS-Topeka-KS | Zone4A | Zone4A(KS-Topeka-KS) | ASHRAE30pct-state-STD2013 | state | KS | 0.0913 | 0.86 | ASHRAE30pct-state-4A_HotelSmall_STD2013_KS-Topeka-KS.table.csv.gz | Small Hotel | Topeka Municipal Ap KS USA TMY3 WMO#=724560 | Natural Gas | 77739.9602 | 0 | 0 | 0 | 399495.4379 | 0 | 0 | 0 | 0 | 0 | 0 | 566889.4195 | 0 | 0 | 1044124.8176 | 0 | 1044124.8176 | 0 | 0 | 668.5637 | 0 | 0 | 0 | 3435.6608 | 0 | 0 | 0 | 0 | 0 | 0 | 4875.249 | 0 | 0 | 8979.4734 | 0 | 8979.4734 | 0 | 0 | 77.74 | 0 | 0 | 0 | 399.4954 | 0 | 0 | 0 | 0 | 0 | 0 | 566.8894 | 0 | 0 | 1044.1248 | 0 | 1044.1248 | 0 | 0 | 0 | 0 | 9.2472 | 0 | 0 | 0 | 0 | 1.7995 | 13.1218 | 0 | 0 | 24.1684 | 24.1684 | 24.1684 | 2
KY_4A_SH_2010_EL | 4A | SH | EL | 7575 | ASHRAE30pct-state-4A | HotelSmall | STD2010 | KY-Lexington-KY | Zone4A | Zone4A(KY-Lexington-KY) | ASHRAE30pct-state-STD2010 | state | KY | 0.0866 | 0.81 | ASHRAE30pct-state-4A_HotelSmall_STD2010_KY-Lexington-KY.table.csv.gz | Small Hotel | Lexington Bluegrass Ap KY USA TMY3 WMO#=724220 | Electricity | 46986.1115 | 83797.2229 | 113961.112 | 18280.5557 | 164169.4458 | 0 | 77750.0006 | 72.2222 | 0 | 0 | 0 | 0 | 0 | 0 | 505013.8929 | 0 | 505016.6707 | -2.7778 | -2.7778 | 4068.9973 | 7256.8395 | 9869.0323 | 1583.0961 | 14217.074 | 0 | 6733.1501 | 6.2544 | 0 | 0 | 0 | 0 | 0 | 0 | 43734.2031 | 0 | 43734.4437 | -0.24056 | -0.24056 | 160.3621 | 285.9973 | 388.9457 | 62.391 | 560.3052 | 0 | 265.3583 | 0.24649 | 0 | 0 | 0 | 0 | 0 | 0 | 1723.5968 | 0 | 1723.6062 | -0.0094805 | -0.0094805 | 9.003 | 1.4442 | 12.9692 | 6.1423 | 0.0057056 | 0 | 6.62 | 3.7119 | 0 | 0 | 0 | 39.8964 | 39.8962 | 39.8962 | 1
KY_4A_SH_2013_EL | 4A | SH | EL | 8655 | ASHRAE30pct-state-4A | HotelSmall | STD2013 | KY-Lexington-KY | Zone4A | Zone4A(KY-Lexington-KY) | ASHRAE30pct-state-STD2013 | state | KY | 0.0866 | 0.81 | ASHRAE30pct-state-4A_HotelSmall_STD2013_KY-Lexington-KY.table.csv.gz | Small Hotel | Lexington Bluegrass Ap KY USA TMY3 WMO#=724220 | Electricity | 49675.0004 | 71261.1117 | 88491.6674 | 18280.5557 | 154908.3346 | 0 | 77075.0006 | 72.2222 | 0 | 0 | 0 | 0 | 0 | 0 | 459761.1148 | 0 | 459763.8926 | -2.7778 | -2.7778 | 4301.855 | 6171.2123 | 7663.3784 | 1583.0961 | 13415.0618 | 0 | 6674.6951 | 6.2544 | 0 | 0 | 0 | 0 | 0 | 0 | 39815.3125 | 0 | 39815.5531 | -0.24056 | -0.24056 | 169.5392 | 243.212 | 302.0193 | 62.391 | 528.6973 | 0 | 263.0546 | 0.24649 | 0 | 0 | 0 | 0 | 0 | 0 | 1569.1504 | 0 | 1569.1599 | -0.0094805 | -0.0094805 | 6.9909 | 1.4442 | 12.2376 | 6.0889 | 0.0057056 | 0 | 5.6296 | 3.9243 | 0 | 0 | 0 | 36.3215 | 36.3212 | 36.3212 | 2
KY_4A_SH_2010_NG | 4A | SH | NG | 7584 | ASHRAE30pct-state-4A | HotelSmall | STD2010 | KY-Lexington-KY | Zone4A | Zone4A(KY-Lexington-KY) | ASHRAE30pct-state-STD2010 | state | KY | 0.0866 | 0.81 | ASHRAE30pct-state-4A_HotelSmall_STD2010_KY-Lexington-KY.table.csv.gz | Small Hotel | Lexington Bluegrass Ap KY USA TMY3 WMO#=724220 | Natural Gas | 70053.1633 | 0 | 0 | 0 | 399495.4379 | 0 | 0 | 0 | 0 | 0 | 0 | 566860.985 | 0 | 0 | 1036419.0644 | 0 | 1036409.5862 | 0 | 0 | 567.4306 | 0 | 0 | 0 | 3235.913 | 0 | 0 | 0 | 0 | 0 | 0 | 4591.574 | 0 | 0 | 8394.9944 | 0 | 8394.9176 | 0 | 0 | 70.0532 | 0 | 0 | 0 | 399.4954 | 0 | 0 | 0 | 0 | 0 | 0 | 566.861 | 0 | 0 | 1036.4191 | 0 | 1036.4096 | 0 | 0 | 0 | 0 | 9.2472 | 0 | 0 | 0 | 0 | 1.6215 | 13.1212 | 0 | 0 | 23.9899 | 23.9901 | 23.9899 | 1
KY_4A_SH_2013_NG | 4A | SH | NG | 8664 | ASHRAE30pct-state-4A | HotelSmall | STD2013 | KY-Lexington-KY | Zone4A | Zone4A(KY-Lexington-KY) | ASHRAE30pct-state-STD2013 | state | KY | 0.0866 | 0.81 | ASHRAE30pct-state-4A_HotelSmall_STD2013_KY-Lexington-KY.table.csv.gz | Small Hotel | Lexington Bluegrass Ap KY USA TMY3 WMO#=724220 | Natural Gas | 73512.6958 | 0 | 0 | 0 | 399495.4379 | 0 | 0 | 0 | 0 | 0 | 0 | 566889.4195 | 0 | 0 | 1039897.5532 | 0 | 1039897.5532 | 0 | 0 | 595.4528 | 0 | 0 | 0 | 3235.913 | 0 | 0 | 0 | 0 | 0 | 0 | 4591.8043 | 0 | 0 | 8423.1702 | 0 | 8423.1702 | 0 | 0 | 73.5127 | 0 | 0 | 0 | 399.4954 | 0 | 0 | 0 | 0 | 0 | 0 | 566.8894 | 0 | 0 | 1039.8976 | 0 | 1039.8976 | 0 | 0 | 0 | 0 | 9.2472 | 0 | 0 | 0 | 0 | 1.7016 | 13.1218 | 0 | 0 | 24.0706 | 24.0706 | 24.0706 | 2
MD_4A_SH_2010_EL | 4A | SH | EL | 7635 | ASHRAE30pct-state-4A | HotelSmall | STD2010 | MD-Baltimore-MD | Zone4A | Zone4A(MD-Baltimore-MD) | ASHRAE30pct-state-STD2010 | state | MD | 0.1052 | 0.99 | ASHRAE30pct-state-4A_HotelSmall_STD2010_MD-Baltimore-MD.table.csv.gz | Small Hotel | Baltimore Blt Washngtn IntL MD USA TMY3 WMO#=724060 | Electricity | 41027.7781 | 83302.7784 | 114016.6676 | 18283.3335 | 164169.4458 | 0 | 77480.5562 | 72.2222 | 0 | 0 | 0 | 0 | 0 | 0 | 498350.004 | 0 | 498352.7818 | -2.7778 | -2.7778 | 4316.1223 | 8763.4523 | 11994.5534 | 1923.4067 | 17270.6257 | 0 | 8150.9545 | 7.5978 | 0 | 0 | 0 | 0 | 0 | 0 | 52426.4204 | 0 | 52426.7126 | -0.29222 | -0.29222 | 140.0265 | 284.3098 | 389.1354 | 62.4005 | 560.3052 | 0 | 264.4387 | 0.24649 | 0 | 0 | 0 | 0 | 0 | 0 | 1700.8531 | 0 | 1700.8626 | -0.0094805 | -0.0094805 | 9.0073 | 1.4444 | 12.9692 | 6.121 | 0.0057056 | 0 | 6.5809 | 3.2412 | 0 | 0 | 0 | 39.37 | 39.3698 | 39.3698 | 1
MD_4A_SH_2013_EL | 4A | SH | EL | 8715 | ASHRAE30pct-state-4A | HotelSmall | STD2013 | MD-Baltimore-MD | Zone4A | Zone4A(MD-Baltimore-MD) | ASHRAE30pct-state-STD2013 | state | MD | 0.1052 | 0.99 | ASHRAE30pct-state-4A_HotelSmall_STD2013_MD-Baltimore-MD.table.csv.gz | Small Hotel | Baltimore Blt Washngtn IntL MD USA TMY3 WMO#=724060 | Electricity | 43566.667 | 71283.3339 | 88613.8896 | 18283.3335 | 154908.3346 | 0 | 76850.0006 | 72.2222 | 0 | 0 | 0 | 0 | 0 | 0 | 453577.7814 | 0 | 453577.7814 | 5.8208e-11 | 5.8208e-11 | 4583.2134 | 7499.0067 | 9322.1812 | 1923.4067 | 16296.3568 | 0 | 8084.6201 | 7.5978 | 0 | 0 | 0 | 0 | 0 | 0 | 47716.3826 | 0 | 47716.3826 | 6.1234e-12 | 6.1234e-12 | 148.6917 | 243.2878 | 302.4365 | 62.4005 | 528.6973 | 0 | 262.2867 | 0.24649 | 0 | 0 | 0 | 0 | 0 | 0 | 1548.0469 | 0 | 1548.0469 | 1.9866e-13 | 1.9866e-13 | 7.0005 | 1.4444 | 12.2378 | 6.0712 | 0.0057056 | 0 | 5.6314 | 3.4418 | 0 | 0 | 0 | 35.8328 | 35.8328 | 35.8328 | 2
MD_4A_SH_2010_NG | 4A | SH | NG | 7644 | ASHRAE30pct-state-4A | HotelSmall | STD2010 | MD-Baltimore-MD | Zone4A | Zone4A(MD-Baltimore-MD) | ASHRAE30pct-state-STD2010 | state | MD | 0.1052 | 0.99 | ASHRAE30pct-state-4A_HotelSmall_STD2010_MD-Baltimore-MD.table.csv.gz | Small Hotel | Baltimore Blt Washngtn IntL MD USA TMY3 WMO#=724060 | Natural Gas | 63844.9612 | 0 | 0 | 0 | 399495.4379 | 0 | 0 | 0 | 0 | 0 | 0 | 566832.5504 | 0 | 0 | 1030182.4277 | 0 | 1030172.9496 | 0 | 0 | 632.0651 | 0 | 0 | 0 | 3955.0048 | 0 | 0 | 0 | 0 | 0 | 0 | 5611.6422 | 0 | 0 | 10198.806 | 0 | 10198.7122 | 0 | 0 | 63.845 | 0 | 0 | 0 | 399.4954 | 0 | 0 | 0 | 0 | 0 | 0 | 566.8326 | 0 | 0 | 1030.1824 | 0 | 1030.1729 | 0 | 0 | 0 | 0 | 9.2472 | 0 | 0 | 0 | 0 | 1.4778 | 13.1205 | 0 | 0 | 23.8455 | 23.8457 | 23.8455 | 1
MD_4A_SH_2013_NG | 4A | SH | NG | 8724 | ASHRAE30pct-state-4A | HotelSmall | STD2013 | MD-Baltimore-MD | Zone4A | Zone4A(MD-Baltimore-MD) | ASHRAE30pct-state-STD2013 | state | MD | 0.1052 | 0.99 | ASHRAE30pct-state-4A_HotelSmall_STD2013_MD-Baltimore-MD.table.csv.gz | Small Hotel | Baltimore Blt Washngtn IntL MD USA TMY3 WMO#=724060 | Natural Gas | 67086.4958 | 0 | 0 | 0 | 399495.4379 | 0 | 0 | 0 | 0 | 0 | 0 | 566889.4195 | 0 | 0 | 1033461.875 | 0 | 1033471.3531 | 0 | 0 | 664.1563 | 0 | 0 | 0 | 3955.0048 | 0 | 0 | 0 | 0 | 0 | 0 | 5612.2053 | 0 | 0 | 10231.2726 | 0 | 10231.3664 | 0 | 0 | 67.0865 | 0 | 0 | 0 | 399.4954 | 0 | 0 | 0 | 0 | 0 | 0 | 566.8894 | 0 | 0 | 1033.4619 | 0 | 1033.4714 | 0 | 0 | 0 | 0 | 9.2472 | 0 | 0 | 0 | 0 | 1.5529 | 13.1218 | 0 | 0 | 23.9218 | 23.9216 | 23.9218 | 2
MO_4A_SH_2010_EL | 4A | SH | EL | 7695 | ASHRAE30pct-state-4A | HotelSmall | STD2010 | MO-StLouis-MO | Zone4A | Zone4A(MO-StLouis-MO) | ASHRAE30pct-state-STD2010 | state | MO | 0.0816 | 0.95 | ASHRAE30pct-state-4A_HotelSmall_STD2010_MO-StLouis-MO.table.csv.gz | Small Hotel | St Louis Lambert IntL Arpt MO USA TMY3 WMO#=724340 | Electricity | 49858.3337 | 88105.5563 | 114002.7787 | 18269.4446 | 164169.4458 | 0 | 77941.6673 | 72.2222 | 0 | 0 | 0 | 0 | 0 | 0 | 512416.6708 | 0 | 512419.4485 | -2.7778 | -2.7778 | 4068.44 | 7189.4134 | 9302.6267 | 1490.7867 | 13396.2268 | 0 | 6360.0401 | 5.8933 | 0 | 0 | 0 | 0 | 0 | 0 | 41813.2003 | 0 | 41813.427 | -0.22667 | -0.22667 | 170.1649 | 300.7015 | 389.0879 | 62.353 | 560.3052 | 0 | 266.0125 | 0.24649 | 0 | 0 | 0 | 0 | 0 | 0 | 1748.8622 | 0 | 1748.8717 | -0.0094805 | -0.0094805 | 9.0062 | 1.4433 | 12.9692 | 6.1574 | 0.0057056 | 0 | 6.9604 | 3.9388 | 0 | 0 | 0 | 40.4813 | 40.481 | 40.481 | 1
MO_4A_SH_2013_EL | 4A | SH | EL | 8775 | ASHRAE30pct-state-4A | HotelSmall | STD2013 | MO-StLouis-MO | Zone4A | Zone4A(MO-StLouis-MO) | ASHRAE30pct-state-STD2013 | state | MO | 0.0816 | 0.95 | ASHRAE30pct-state-4A_HotelSmall_STD2013_MO-StLouis-MO.table.csv.gz | Small Hotel | St Louis Lambert IntL Arpt MO USA TMY3 WMO#=724340 | Electricity | 52494.4449 | 75961.1117 | 88552.7785 | 18269.4446 | 154908.3346 | 0 | 77300.0006 | 72.2222 | 0 | 0 | 0 | 0 | 0 | 0 | 467558.3371 | 0 | 467558.3371 | 0 | 0 | 4283.5467 | 6198.4267 | 7225.9067 | 1490.7867 | 12640.5201 | 0 | 6307.6801 | 5.8933 | 0 | 0 | 0 | 0 | 0 | 0 | 38152.7603 | 0 | 38152.7603 | 0 | 0 | 179.1619 | 259.2529 | 302.2279 | 62.353 | 528.6973 | 0 | 263.8225 | 0.24649 | 0 | 0 | 0 | 0 | 0 | 0 | 1595.7621 | 0 | 1595.7621 | 0 | 0 | 6.9957 | 1.4433 | 12.2378 | 6.1067 | 0.0057056 | 0 | 6.0009 | 4.1471 | 0 | 0 | 0 | 36.9372 | 36.9372 | 36.9372 | 2
MO_4A_SH_2010_NG | 4A | SH | NG | 7704 | ASHRAE30pct-state-4A | HotelSmall | STD2010 | MO-StLouis-MO | Zone4A | Zone4A(MO-StLouis-MO) | ASHRAE30pct-state-STD2010 | state | MO | 0.0816 | 0.95 | ASHRAE30pct-state-4A_HotelSmall_STD2010_MO-StLouis-MO.table.csv.gz | Small Hotel | St Louis Lambert IntL Arpt MO USA TMY3 WMO#=724340 | Natural Gas | 73342.0887 | 0 | 0 | 0 | 399495.4379 | 0 | 0 | 0 | 0 | 0 | 0 | 566842.0286 | 0 | 0 | 1039679.5553 | 0 | 1039679.5553 | 0 | 0 | 696.7498 | 0 | 0 | 0 | 3795.2067 | 0 | 0 | 0 | 0 | 0 | 0 | 5384.9993 | 0 | 0 | 9876.9558 | 0 | 9876.9558 | 0 | 0 | 73.3421 | 0 | 0 | 0 | 399.4954 | 0 | 0 | 0 | 0 | 0 | 0 | 566.842 | 0 | 0 | 1039.6796 | 0 | 1039.6796 | 0 | 0 | 0 | 0 | 9.2472 | 0 | 0 | 0 | 0 | 1.6977 | 13.1207 | 0 | 0 | 24.0655 | 24.0655 | 24.0655 | 1
MO_4A_SH_2013_NG | 4A | SH | NG | 8784 | ASHRAE30pct-state-4A | HotelSmall | STD2013 | MO-StLouis-MO | Zone4A | Zone4A(MO-StLouis-MO) | ASHRAE30pct-state-STD2013 | state | MO | 0.0816 | 0.95 | ASHRAE30pct-state-4A_HotelSmall_STD2013_MO-StLouis-MO.table.csv.gz | Small Hotel | St Louis Lambert IntL Arpt MO USA TMY3 WMO#=724340 | Natural Gas | 76763.7085 | 0 | 0 | 0 | 399495.4379 | 0 | 0 | 0 | 0 | 0 | 0 | 566889.4195 | 0 | 0 | 1043148.5659 | 0 | 1043148.5659 | 0 | 0 | 729.2552 | 0 | 0 | 0 | 3795.2067 | 0 | 0 | 0 | 0 | 0 | 0 | 5385.4495 | 0 | 0 | 9909.9114 | 0 | 9909.9114 | 0 | 0 | 76.7637 | 0 | 0 | 0 | 399.4954 | 0 | 0 | 0 | 0 | 0 | 0 | 566.8894 | 0 | 0 | 1043.1486 | 0 | 1043.1486 | 0 | 0 | 0 | 0 | 9.2472 | 0 | 0 | 0 | 0 | 1.7769 | 13.1218 | 0 | 0 | 24.1458 | 24.1458 | 24.1458 | 2
NC_4A_SH_2010_EL | 4A | SH | EL | 7755 | ASHRAE30pct-state-4A | HotelSmall | STD2010 | NC-Raleigh-NC | Zone4A | Zone4A(NC-Raleigh-NC) | ASHRAE30pct-state-STD2010 | state | NC | 0.0861 | 0.84 | ASHRAE30pct-state-4A_HotelSmall_STD2010_NC-Raleigh-NC.table.csv.gz | Small Hotel | Raleigh Durham International NC USA TMY3 WMO#=723060 | Electricity | 23263.8891 | 100827.7786 | 113944.4454 | 18294.4446 | 164169.4458 | 0 | 77516.6673 | 72.2222 | 0 | 0 | 0 | 0 | 0 | 0 | 498088.8929 | 0 | 498088.8929 | 0 | 0 | 2003.0208 | 8681.2717 | 9810.6167 | 1575.1517 | 14134.9893 | 0 | 6674.1851 | 6.2183 | 0 | 0 | 0 | 0 | 0 | 0 | 42885.4537 | 0 | 42885.4537 | 0 | 0 | 79.3989 | 344.1221 | 388.8889 | 62.4384 | 560.3052 | 0 | 264.562 | 0.24649 | 0 | 0 | 0 | 0 | 0 | 0 | 1699.962 | 0 | 1699.962 | 0 | 0 | 9.0016 | 1.4453 | 12.9694 | 6.1238 | 0.0057056 | 0 | 7.9654 | 1.8379 | 0 | 0 | 0 | 39.3491 | 39.3491 | 39.3491 | 1
NC_4A_SH_2013_EL | 4A | SH | EL | 8835 | ASHRAE30pct-state-4A | HotelSmall | STD2013 | NC-Raleigh-NC | Zone4A | Zone4A(NC-Raleigh-NC) | ASHRAE30pct-state-STD2013 | state | NC | 0.0861 | 0.84 | ASHRAE30pct-state-4A_HotelSmall_STD2013_NC-Raleigh-NC.table.csv.gz | Small Hotel | Raleigh Durham International NC USA TMY3 WMO#=723060 | Electricity | 24666.6669 | 86647.2229 | 88388.8896 | 18294.4446 | 154908.3346 | 0 | 76877.7784 | 72.2222 | 0 | 0 | 0 | 0 | 0 | 0 | 449858.3369 | 0 | 449855.5592 | 2.7778 | 2.7778 | 2123.8 | 7460.3259 | 7610.2834 | 1575.1517 | 13337.6076 | 0 | 6619.1767 | 6.2183 | 0 | 0 | 0 | 0 | 0 | 0 | 38732.8028 | 0 | 38732.5636 | 0.23917 | 0.23917 | 84.1866 | 295.7243 | 301.6685 | 62.4384 | 528.6973 | 0 | 262.3815 | 0.24649 | 0 | 0 | 0 | 0 | 0 | 0 | 1535.3526 | 0 | 1535.3431 | 0.0094805 | 0.0094805 | 6.9827 | 1.4453 | 12.238 | 6.0734 | 0.0057056 | 0 | 6.8452 | 1.9487 | 0 | 0 | 0 | 35.5387 | 35.5389 | 35.5389 | 2
NC_4A_SH_2010_NG | 4A | SH | NG | 7764 | ASHRAE30pct-state-4A | HotelSmall | STD2010 | NC-Raleigh-NC | Zone4A | Zone4A(NC-Raleigh-NC) | ASHRAE30pct-state-STD2010 | state | NC | 0.0861 | 0.84 | ASHRAE30pct-state-4A_HotelSmall_STD2010_NC-Raleigh-NC.table.csv.gz | Small Hotel | Raleigh Durham International NC USA TMY3 WMO#=723060 | Natural Gas | 40405.4438 | 0 | 0 | 0 | 399495.4379 | 0 | 0 | 0 | 0 | 0 | 0 | 566652.4652 | 0 | 0 | 1006543.8688 | 0 | 1006553.3469 | 0 | 0 | 339.4057 | 0 | 0 | 0 | 3355.7617 | 0 | 0 | 0 | 0 | 0 | 0 | 4759.8807 | 0 | 0 | 8454.9685 | 0 | 8455.0481 | 0 | 0 | 40.4054 | 0 | 0 | 0 | 399.4954 | 0 | 0 | 0 | 0 | 0 | 0 | 566.6525 | 0 | 0 | 1006.5439 | 0 | 1006.5533 | 0 | 0 | 0 | 0 | 9.2472 | 0 | 0 | 0 | 0 | 0.93527 | 13.1163 | 0 | 0 | 23.2988 | 23.2985 | 23.2988 | 1
NC_4A_SH_2013_NG | 4A | SH | NG | 8844 | ASHRAE30pct-state-4A | HotelSmall | STD2013 | NC-Raleigh-NC | Zone4A | Zone4A(NC-Raleigh-NC) | ASHRAE30pct-state-STD2013 | state | NC | 0.0861 | 0.84 | ASHRAE30pct-state-4A_HotelSmall_STD2013_NC-Raleigh-NC.table.csv.gz | Small Hotel | Raleigh Durham International NC USA TMY3 WMO#=723060 | Natural Gas | 42689.6831 | 0 | 0 | 0 | 399495.4379 | 0 | 0 | 0 | 0 | 0 | 0 | 566671.4215 | 0 | 0 | 1008847.0644 | 0 | 1008856.5425 | 0 | 0 | 358.5933 | 0 | 0 | 0 | 3355.7617 | 0 | 0 | 0 | 0 | 0 | 0 | 4760.0399 | 0 | 0 | 8474.3153 | 0 | 8474.395 | 0 | 0 | 42.6897 | 0 | 0 | 0 | 399.4954 | 0 | 0 | 0 | 0 | 0 | 0 | 566.6714 | 0 | 0 | 1008.8471 | 0 | 1008.8565 | 0 | 0 | 0 | 0 | 9.2472 | 0 | 0 | 0 | 0 | 0.98814 | 13.1168 | 0 | 0 | 23.3521 | 23.3519 | 23.3521 | 2
NJ_4A_SH_2010_EL | 4A | SH | EL | 7815 | ASHRAE30pct-state-4A | HotelSmall | STD2010 | NJ-Newark-NJ | Zone4A | Zone4A(NJ-Newark-NJ) | ASHRAE30pct-state-STD2010 | state | NJ | 0.1283 | 0.84 | ASHRAE30pct-state-4A_HotelSmall_STD2010_NJ-Newark-NJ.table.csv.gz | Small Hotel | Newark International Arpt NJ USA TMY3 WMO#=725020 | Electricity | 51527.7782 | 77997.2228 | 113983.3342 | 18283.3335 | 164169.4458 | 0 | 77627.7784 | 72.2222 | 0 | 0 | 0 | 0 | 0 | 0 | 503661.1151 | 0 | 503661.1151 | 0 | 0 | 6611.0139 | 10007.0437 | 14624.0618 | 2345.7517 | 21062.9399 | 0 | 9959.644 | 9.2661 | 0 | 0 | 0 | 0 | 0 | 0 | 64619.7211 | 0 | 64619.7211 | 0 | 0 | 175.8627 | 266.2021 | 389.0216 | 62.4005 | 560.3052 | 0 | 264.9412 | 0.24649 | 0 | 0 | 0 | 0 | 0 | 0 | 1718.9798 | 0 | 1718.9798 | 0 | 0 | 9.0047 | 1.4444 | 12.9694 | 6.1326 | 0.0057056 | 0 | 6.1618 | 4.0707 | 0 | 0 | 0 | 39.7894 | 39.7894 | 39.7894 | 1
NJ_4A_SH_2013_EL | 4A | SH | EL | 8895 | ASHRAE30pct-state-4A | HotelSmall | STD2013 | NJ-Newark-NJ | Zone4A | Zone4A(NJ-Newark-NJ) | ASHRAE30pct-state-STD2013 | state | NJ | 0.1283 | 0.84 | ASHRAE30pct-state-4A_HotelSmall_STD2013_NJ-Newark-NJ.table.csv.gz | Small Hotel | Newark International Arpt NJ USA TMY3 WMO#=725020 | Electricity | 54666.6671 | 66647.2228 | 88508.334 | 18283.3335 | 154908.3346 | 0 | 77002.7784 | 72.2222 | 0 | 0 | 0 | 0 | 0 | 0 | 460091.6703 | 0 | 460088.8926 | 2.7778 | 2.7778 | 7013.7334 | 8550.8387 | 11355.6193 | 2345.7517 | 19874.7393 | 0 | 9879.4565 | 9.2661 | 0 | 0 | 0 | 0 | 0 | 0 | 59029.7613 | 0 | 59029.4049 | 0.35639 | 0.35639 | 186.5756 | 227.4649 | 302.0762 | 62.4005 | 528.6973 | 0 | 262.8081 | 0.24649 | 0 | 0 | 0 | 0 | 0 | 0 | 1570.2786 | 0 | 1570.2691 | 0.0094805 | 0.0094805 | 6.9922 | 1.4444 | 12.238 | 6.0832 | 0.0057056 | 0 | 5.2651 | 4.3187 | 0 | 0 | 0 | 36.3471 | 36.3474 | 36.3474 | 2
NJ_4A_SH_2010_NG | 4A | SH | NG | 7824 | ASHRAE30pct-state-4A | HotelSmall | STD2010 | NJ-Newark-NJ | Zone4A | Zone4A(NJ-Newark-NJ) | ASHRAE30pct-state-STD2010 | state | NJ | 0.1283 | 0.84 | ASHRAE30pct-state-4A_HotelSmall_STD2010_NJ-Newark-NJ.table.csv.gz | Small Hotel | Newark International Arpt NJ USA TMY3 WMO#=725020 | Natural Gas | 76213.9746 | 0 | 0 | 0 | 399495.4379 | 0 | 0 | 0 | 0 | 0 | 0 | 566927.3322 | 0 | 0 | 1042636.7447 | 0 | 1042636.7447 | 0 | 0 | 640.1974 | 0 | 0 | 0 | 3355.7617 | 0 | 0 | 0 | 0 | 0 | 0 | 4762.1896 | 0 | 0 | 8758.1487 | 0 | 8758.1487 | 0 | 0 | 76.214 | 0 | 0 | 0 | 399.4954 | 0 | 0 | 0 | 0 | 0 | 0 | 566.9273 | 0 | 0 | 1042.6367 | 0 | 1042.6367 | 0 | 0 | 0 | 0 | 9.2472 | 0 | 0 | 0 | 0 | 1.7641 | 13.1227 | 0 | 0 | 24.134 | 24.134 | 24.134 | 1
NJ_4A_SH_2013_NG | 4A | SH | NG | 8904 | ASHRAE30pct-state-4A | HotelSmall | STD2013 | NJ-Newark-NJ | Zone4A | Zone4A(NJ-Newark-NJ) | ASHRAE30pct-state-STD2013 | state | NJ | 0.1283 | 0.84 | ASHRAE30pct-state-4A_HotelSmall_STD2013_NJ-Newark-NJ.table.csv.gz | Small Hotel | Newark International Arpt NJ USA TMY3 WMO#=725020 | Natural Gas | 80014.7213 | 0 | 0 | 0 | 399495.4379 | 0 | 0 | 0 | 0 | 0 | 0 | 566974.723 | 0 | 0 | 1046484.8822 | 0 | 1046484.8822 | 0 | 0 | 672.1237 | 0 | 0 | 0 | 3355.7617 | 0 | 0 | 0 | 0 | 0 | 0 | 4762.5877 | 0 | 0 | 8790.473 | 0 | 8790.473 | 0 | 0 | 80.0147 | 0 | 0 | 0 | 399.4954 | 0 | 0 | 0 | 0 | 0 | 0 | 566.9747 | 0 | 0 | 1046.4849 | 0 | 1046.4849 | 0 | 0 | 0 | 0 | 9.2472 | 0 | 0 | 0 | 0 | 1.8521 | 13.1238 | 0 | 0 | 24.2231 | 24.2231 | 24.2231 | 2
NY_4A_SH_2010_EL | 4A | SH | EL | 7875 | ASHRAE30pct-state-4A | HotelSmall | STD2010 | NY-NewYork-NY | Zone4A | Zone4A(NY-NewYork-NY) | ASHRAE30pct-state-STD2010 | state | NY | 0.1508 | 0.73 | ASHRAE30pct-state-4A_HotelSmall_STD2010_NY-NewYork-NY.table.csv.gz | Small Hotel | New York J F Kennedy IntL Ar NY USA TMY3 WMO#=744860 | Electricity | 45694.4448 | 76716.6673 | 114008.3342 | 18272.2224 | 164169.4458 | 0 | 77302.7784 | 72.2222 | 0 | 0 | 0 | 0 | 0 | 0 | 496236.1151 | 0 | 496236.1151 | 5.8208e-11 | 5.8208e-11 | 6890.7223 | 11568.8734 | 17192.4568 | 2755.4511 | 24756.7524 | 0 | 11657.259 | 10.8911 | 0 | 0 | 0 | 0 | 0 | 0 | 74832.4062 | 0 | 74832.4062 | 8.7777e-12 | 8.7777e-12 | 155.9537 | 261.8316 | 389.1069 | 62.3625 | 560.3052 | 0 | 263.832 | 0.24649 | 0 | 0 | 0 | 0 | 0 | 0 | 1693.6385 | 0 | 1693.6385 | 1.9866e-13 | 1.9866e-13 | 9.0067 | 1.4435 | 12.9694 | 6.1069 | 0.0057056 | 0 | 6.0606 | 3.6099 | 0 | 0 | 0 | 39.2028 | 39.2028 | 39.2028 | 1
NY_4A_SH_2013_EL | 4A | SH | EL | 8955 | ASHRAE30pct-state-4A | HotelSmall | STD2013 | NY-NewYork-NY | Zone4A | Zone4A(NY-NewYork-NY) | ASHRAE30pct-state-STD2013 | state | NY | 0.1508 | 0.73 | ASHRAE30pct-state-4A_HotelSmall_STD2013_NY-NewYork-NY.table.csv.gz | Small Hotel | New York J F Kennedy IntL Ar NY USA TMY3 WMO#=744860 | Electricity | 49130.5559 | 65030.5561 | 88647.2229 | 18272.2224 | 154908.3346 | 0 | 76602.7784 | 72.2222 | 0 | 0 | 0 | 0 | 0 | 0 | 452663.8925 | 0 | 452663.8925 | 0 | 0 | 7408.8878 | 9806.6079 | 13368.0012 | 2755.4511 | 23360.1769 | 0 | 11551.699 | 10.8911 | 0 | 0 | 0 | 0 | 0 | 0 | 68261.715 | 0 | 68261.715 | 0 | 0 | 167.6811 | 221.9473 | 302.5502 | 62.3625 | 528.6973 | 0 | 261.4429 | 0.24649 | 0 | 0 | 0 | 0 | 0 | 0 | 1544.9278 | 0 | 1544.9278 | 0 | 0 | 7.0032 | 1.4435 | 12.2378 | 6.0516 | 0.0057056 | 0 | 5.1374 | 3.8813 | 0 | 0 | 0 | 35.7606 | 35.7606 | 35.7606 | 2
NY_4A_SH_2010_NG | 4A | SH | NG | 7884 | ASHRAE30pct-state-4A | HotelSmall | STD2010 | NY-NewYork-NY | Zone4A | Zone4A(NY-NewYork-NY) | ASHRAE30pct-state-STD2010 | state | NY | 0.1508 | 0.73 | ASHRAE30pct-state-4A_HotelSmall_STD2010_NY-NewYork-NY.table.csv.gz | Small Hotel | New York J F Kennedy IntL Ar NY USA TMY3 WMO#=744860 | Natural Gas | 69133.7807 | 0 | 0 | 0 | 399495.4379 | 0 | 0 | 0 | 0 | 0 | 0 | 566955.7667 | 0 | 0 | 1035584.9853 | 0 | 1035584.9853 | 0 | 0 | 504.6766 | 0 | 0 | 0 | 2916.3167 | 0 | 0 | 0 | 0 | 0 | 0 | 4138.7771 | 0 | 0 | 7559.7704 | 0 | 7559.7704 | 0 | 0 | 69.1338 | 0 | 0 | 0 | 399.4954 | 0 | 0 | 0 | 0 | 0 | 0 | 566.9558 | 0 | 0 | 1035.585 | 0 | 1035.585 | 0 | 0 | 0 | 0 | 9.2472 | 0 | 0 | 0 | 0 | 1.6002 | 13.1234 | 0 | 0 | 23.9708 | 23.9708 | 23.9708 | 1
NY_4A_SH_2013_NG | 4A | SH | NG | 8964 | ASHRAE30pct-state-4A | HotelSmall | STD2013 | NY-NewYork-NY | Zone4A | Zone4A(NY-NewYork-NY) | ASHRAE30pct-state-STD2013 | state | NY | 0.1508 | 0.73 | ASHRAE30pct-state-4A_HotelSmall_STD2013_NY-NewYork-NY.table.csv.gz | Small Hotel | New York J F Kennedy IntL Ar NY USA TMY3 WMO#=744860 | Natural Gas | 73105.1345 | 0 | 0 | 0 | 399495.4379 | 0 | 0 | 0 | 0 | 0 | 0 | 566993.6794 | 0 | 0 | 1039594.2517 | 0 | 1039594.2517 | 0 | 0 | 533.6675 | 0 | 0 | 0 | 2916.3167 | 0 | 0 | 0 | 0 | 0 | 0 | 4139.0539 | 0 | 0 | 7589.038 | 0 | 7589.038 | 0 | 0 | 73.1051 | 0 | 0 | 0 | 399.4954 | 0 | 0 | 0 | 0 | 0 | 0 | 566.9937 | 0 | 0 | 1039.5943 | 0 | 1039.5943 | 0 | 0 | 0 | 0 | 9.2472 | 0 | 0 | 0 | 0 | 1.6922 | 13.1242 | 0 | 0 | 24.0636 | 24.0636 | 24.0636 | 2
OH_4A_SH_2010_EL | 4A | SH | EL | 7935 | ASHRAE30pct-state-4A | HotelSmall | STD2010 | OH-Cincinnati-KY | Zone4A | Zone4A(OH-Cincinnati-KY) | ASHRAE30pct-state-STD2010 | state | OH | 0.0947 | 0.7 | ASHRAE30pct-state-4A_HotelSmall_STD2010_OH-Cincinnati-KY.table.csv.gz | Small Hotel | Cincinnati Northern Ky Ap KY USA TMY3 WMO#=724210 | Electricity | 54416.6671 | 76969.4451 | 113986.112 | 18286.1113 | 164169.4458 | 0 | 77750.0006 | 72.2222 | 0 | 0 | 0 | 0 | 0 | 0 | 505652.7818 | 0 | 505650.004 | 2.7778 | 2.7778 | 5153.2584 | 7289.0064 | 10794.4848 | 1731.6947 | 15546.8465 | 0 | 7362.9251 | 6.8394 | 0 | 0 | 0 | 0 | 0 | 0 | 47885.3184 | 0 | 47885.0554 | 0.26306 | 0.26306 | 185.7224 | 262.6943 | 389.0311 | 62.4099 | 560.3052 | 0 | 265.3583 | 0.24649 | 0 | 0 | 0 | 0 | 0 | 0 | 1725.7773 | 0 | 1725.7678 | 0.0094805 | 0.0094805 | 9.0049 | 1.4446 | 12.9696 | 6.1423 | 0.0057056 | 0 | 6.0806 | 4.2989 | 0 | 0 | 0 | 39.9465 | 39.9467 | 39.9467 | 1
OH_4A_SH_2013_EL | 4A | SH | EL | 9015 | ASHRAE30pct-state-4A | HotelSmall | STD2013 | OH-Cincinnati-KY | Zone4A | Zone4A(OH-Cincinnati-KY) | ASHRAE30pct-state-STD2013 | state | OH | 0.0947 | 0.7 | ASHRAE30pct-state-4A_HotelSmall_STD2013_OH-Cincinnati-KY.table.csv.gz | Small Hotel | Cincinnati Northern Ky Ap KY USA TMY3 WMO#=724210 | Electricity | 57344.4449 | 65550.0005 | 88602.7785 | 18286.1113 | 154908.3346 | 0 | 77063.8895 | 72.2222 | 0 | 0 | 0 | 0 | 0 | 0 | 461830.5593 | 0 | 461827.7815 | 2.7778 | 2.7778 | 5430.5189 | 6207.585 | 8390.6831 | 1731.6947 | 14669.8193 | 0 | 7297.9503 | 6.8394 | 0 | 0 | 0 | 0 | 0 | 0 | 43735.354 | 0 | 43735.0909 | 0.26306 | 0.26306 | 195.7148 | 223.7201 | 302.3985 | 62.4099 | 528.6973 | 0 | 263.0167 | 0.24649 | 0 | 0 | 0 | 0 | 0 | 0 | 1576.2134 | 0 | 1576.2039 | 0.0094805 | 0.0094805 | 6.9996 | 1.4446 | 12.238 | 6.0881 | 0.0057056 | 0 | 5.1785 | 4.5302 | 0 | 0 | 0 | 36.4845 | 36.4847 | 36.4847 | 2
OH_4A_SH_2010_NG | 4A | SH | NG | 7944 | ASHRAE30pct-state-4A | HotelSmall | STD2010 | OH-Cincinnati-KY | Zone4A | Zone4A(OH-Cincinnati-KY) | ASHRAE30pct-state-STD2010 | state | OH | 0.0947 | 0.7 | ASHRAE30pct-state-4A_HotelSmall_STD2010_OH-Cincinnati-KY.table.csv.gz | Small Hotel | Cincinnati Northern Ky Ap KY USA TMY3 WMO#=724210 | Natural Gas | 78318.1286 | 0 | 0 | 0 | 399495.4379 | 0 | 0 | 0 | 0 | 0 | 0 | 566927.3322 | 0 | 0 | 1044740.8987 | 0 | 1044740.8987 | 0 | 0 | 548.2269 | 0 | 0 | 0 | 2796.4681 | 0 | 0 | 0 | 0 | 0 | 0 | 3968.4913 | 0 | 0 | 7313.1863 | 0 | 7313.1863 | 0 | 0 | 78.3181 | 0 | 0 | 0 | 399.4954 | 0 | 0 | 0 | 0 | 0 | 0 | 566.9273 | 0 | 0 | 1044.7409 | 0 | 1044.7409 | 0 | 0 | 0 | 0 | 9.2472 | 0 | 0 | 0 | 0 | 1.8128 | 13.1227 | 0 | 0 | 24.1827 | 24.1827 | 24.1827 | 1
OH_4A_SH_2013_NG | 4A | SH | NG | 9024 | ASHRAE30pct-state-4A | HotelSmall | STD2013 | OH-Cincinnati-KY | Zone4A | Zone4A(OH-Cincinnati-KY) | ASHRAE30pct-state-STD2013 | state | OH | 0.0947 | 0.7 | ASHRAE30pct-state-4A_HotelSmall_STD2013_OH-Cincinnati-KY.table.csv.gz | Small Hotel | Cincinnati Northern Ky Ap KY USA TMY3 WMO#=724210 | Natural Gas | 82175.7443 | 0 | 0 | 0 | 399495.4379 | 0 | 0 | 0 | 0 | 0 | 0 | 566965.2448 | 0 | 0 | 1048636.4271 | 0 | 1048636.4271 | 0 | 0 | 575.2302 | 0 | 0 | 0 | 2796.4681 | 0 | 0 | 0 | 0 | 0 | 0 | 3968.7567 | 0 | 0 | 7340.455 | 0 | 7340.455 | 0 | 0 | 82.1757 | 0 | 0 | 0 | 399.4954 | 0 | 0 | 0 | 0 | 0 | 0 | 566.9652 | 0 | 0 | 1048.6364 | 0 | 1048.6364 | 0 | 0 | 0 | 0 | 9.2472 | 0 | 0 | 0 | 0 | 1.9021 | 13.1236 | 0 | 0 | 24.2729 | 24.2729 | 24.2729 | 2
PA_4A_SH_2010_EL | 4A | SH | EL | 7995 | ASHRAE30pct-state-4A | HotelSmall | STD2010 | PA-Philadelphia-PA | Zone4A | Zone4A(PA-Philadelphia-PA) | ASHRAE30pct-state-STD2010 | state | PA | 0.0937 | 1 | ASHRAE30pct-state-4A_HotelSmall_STD2010_PA-Philadelphia-PA.table.csv.gz | Small Hotel | Philadelphia International Ap PA USA TMY3 WMO#=724080 | Electricity | 46033.3337 | 80261.1118 | 114005.5565 | 18261.1113 | 164169.4458 | 0 | 77502.7784 | 72.2222 | 0 | 0 | 0 | 0 | 0 | 0 | 500302.7818 | 0 | 500305.5596 | -2.7778 | -2.7778 | 4313.3234 | 7520.4662 | 10682.3206 | 1711.0661 | 15382.6771 | 0 | 7262.0103 | 6.7672 | 0 | 0 | 0 | 0 | 0 | 0 | 46878.3707 | 0 | 46878.6309 | -0.26028 | -0.26028 | 157.1103 | 273.9287 | 389.0974 | 62.3246 | 560.3052 | 0 | 264.5146 | 0.24649 | 0 | 0 | 0 | 0 | 0 | 0 | 1707.5179 | 0 | 1707.5274 | -0.0094805 | -0.0094805 | 9.0065 | 1.4426 | 12.9692 | 6.1227 | 0.0057056 | 0 | 6.3406 | 3.6366 | 0 | 0 | 0 | 39.5243 | 39.524 | 39.524 | 1
PA_4A_SH_2013_EL | 4A | SH | EL | 9075 | ASHRAE30pct-state-4A | HotelSmall | STD2013 | PA-Philadelphia-PA | Zone4A | Zone4A(PA-Philadelphia-PA) | ASHRAE30pct-state-STD2013 | state | PA | 0.0937 | 1 | ASHRAE30pct-state-4A_HotelSmall_STD2013_PA-Philadelphia-PA.table.csv.gz | Small Hotel | Philadelphia International Ap PA USA TMY3 WMO#=724080 | Electricity | 48894.4448 | 68405.5561 | 88572.2229 | 18261.1113 | 154908.3346 | 0 | 76802.7784 | 72.2222 | 0 | 0 | 0 | 0 | 0 | 0 | 455919.4481 | 0 | 455916.6703 | 2.7778 | 2.7778 | 4581.4095 | 6409.6006 | 8299.2173 | 1711.0661 | 14514.9109 | 0 | 7196.4203 | 6.7672 | 0 | 0 | 0 | 0 | 0 | 0 | 42719.6523 | 0 | 42719.392 | 0.26028 | 0.26028 | 166.8752 | 233.466 | 302.2943 | 62.3246 | 528.6973 | 0 | 262.1255 | 0.24649 | 0 | 0 | 0 | 0 | 0 | 0 | 1556.0389 | 0 | 1556.0295 | 0.0094805 | 0.0094805 | 6.9972 | 1.4426 | 12.238 | 6.0674 | 0.0057056 | 0 | 5.4041 | 3.8627 | 0 | 0 | 0 | 36.0175 | 36.0178 | 36.0178 | 2
PA_4A_SH_2010_NG | 4A | SH | NG | 8004 | ASHRAE30pct-state-4A | HotelSmall | STD2010 | PA-Philadelphia-PA | Zone4A | Zone4A(PA-Philadelphia-PA) | ASHRAE30pct-state-STD2010 | state | PA | 0.0937 | 1 | ASHRAE30pct-state-4A_HotelSmall_STD2010_PA-Philadelphia-PA.table.csv.gz | Small Hotel | Philadelphia International Ap PA USA TMY3 WMO#=724080 | Natural Gas | 70508.1156 | 0 | 0 | 0 | 399495.4379 | 0 | 0 | 0 | 0 | 0 | 0 | 566889.4195 | 0 | 0 | 1036892.9729 | 0 | 1036892.9729 | 0 | 0 | 705.0812 | 0 | 0 | 0 | 3994.9544 | 0 | 0 | 0 | 0 | 0 | 0 | 5668.8942 | 0 | 0 | 10368.9297 | 0 | 10368.9297 | 0 | 0 | 70.5081 | 0 | 0 | 0 | 399.4954 | 0 | 0 | 0 | 0 | 0 | 0 | 566.8894 | 0 | 0 | 1036.893 | 0 | 1036.893 | 0 | 0 | 0 | 0 | 9.2472 | 0 | 0 | 0 | 0 | 1.6321 | 13.1218 | 0 | 0 | 24.001 | 24.001 | 24.001 | 1
PA_4A_SH_2013_NG | 4A | SH | NG | 9084 | ASHRAE30pct-state-4A | HotelSmall | STD2013 | PA-Philadelphia-PA | Zone4A | Zone4A(PA-Philadelphia-PA) | ASHRAE30pct-state-STD2013 | state | PA | 0.0937 | 1 | ASHRAE30pct-state-4A_HotelSmall_STD2013_PA-Philadelphia-PA.table.csv.gz | Small Hotel | Philadelphia International Ap PA USA TMY3 WMO#=724080 | Natural Gas | 74109.8206 | 0 | 0 | 0 | 399495.4379 | 0 | 0 | 0 | 0 | 0 | 0 | 566927.3322 | 0 | 0 | 1040523.1125 | 0 | 1040532.5907 | 0 | 0 | 741.0982 | 0 | 0 | 0 | 3994.9544 | 0 | 0 | 0 | 0 | 0 | 0 | 5669.2733 | 0 | 0 | 10405.2311 | 0 | 10405.3259 | 0 | 0 | 74.1098 | 0 | 0 | 0 | 399.4954 | 0 | 0 | 0 | 0 | 0 | 0 | 566.9273 | 0 | 0 | 1040.5231 | 0 | 1040.5326 | 0 | 0 | 0 | 0 | 9.2472 | 0 | 0 | 0 | 0 | 1.7154 | 13.1227 | 0 | 0 | 24.0853 | 24.0851 | 24.0853 | 2
TN_4A_SH_2010_EL | 4A | SH | EL | 8055 | ASHRAE30pct-state-4A | HotelSmall | STD2010 | TN-Nashville-TN | Zone4A | Zone4A(TN-Nashville-TN) | ASHRAE30pct-state-STD2010 | state | TN | 0.1029 | 0.81 | ASHRAE30pct-state-4A_HotelSmall_STD2010_TN-Nashville-TN.table.csv.gz | Small Hotel | Nashville International Ap TN USA TMY3 WMO#=723270 | Electricity | 28783.3336 | 102911.1119 | 113961.112 | 18288.889 | 164169.4458 | 0 | 77550.0006 | 72.2222 | 0 | 0 | 0 | 0 | 0 | 0 | 505738.8929 | 0 | 505736.1152 | 2.7778 | 2.7778 | 2961.805 | 10589.5534 | 11726.5984 | 1881.9267 | 16893.036 | 0 | 7979.8951 | 7.4317 | 0 | 0 | 0 | 0 | 0 | 0 | 52040.5321 | 0 | 52040.2462 | 0.28583 | 0.28583 | 98.2366 | 351.2324 | 388.9457 | 62.4194 | 560.3052 | 0 | 264.6757 | 0.24649 | 0 | 0 | 0 | 0 | 0 | 0 | 1726.0712 | 0 | 1726.0617 | 0.0094805 | 0.0094805 | 9.003 | 1.4448 | 12.9696 | 6.1265 | 0.0057056 | 0 | 8.13 | 2.2739 | 0 | 0 | 0 | 39.9533 | 39.9535 | 39.9535 | 1
TN_4A_SH_2013_EL | 4A | SH | EL | 9135 | ASHRAE30pct-state-4A | HotelSmall | STD2013 | TN-Nashville-TN | Zone4A | Zone4A(TN-Nashville-TN) | ASHRAE30pct-state-STD2013 | state | TN | 0.1029 | 0.81 | ASHRAE30pct-state-4A_HotelSmall_STD2013_TN-Nashville-TN.table.csv.gz | Small Hotel | Nashville International Ap TN USA TMY3 WMO#=723270 | Electricity | 30488.8891 | 89050.0007 | 88455.5563 | 18288.889 | 154908.3346 | 0 | 76891.6673 | 72.2222 | 0 | 0 | 0 | 0 | 0 | 0 | 458158.337 | 0 | 458155.5592 | 2.7778 | 2.7778 | 3137.3067 | 9163.2451 | 9102.0767 | 1881.9267 | 15940.0676 | 0 | 7912.1526 | 7.4317 | 0 | 0 | 0 | 0 | 0 | 0 | 47144.4929 | 0 | 47144.207 | 0.28583 | 0.28583 | 104.0576 | 303.9249 | 301.8961 | 62.4194 | 528.6973 | 0 | 262.4289 | 0.24649 | 0 | 0 | 0 | 0 | 0 | 0 | 1563.6802 | 0 | 1563.6707 | 0.0094805 | 0.0094805 | 6.988 | 1.4448 | 12.238 | 6.0745 | 0.0057056 | 0 | 7.035 | 2.4086 | 0 | 0 | 0 | 36.1944 | 36.1946 | 36.1946 | 2
TN_4A_SH_2010_NG | 4A | SH | NG | 8064 | ASHRAE30pct-state-4A | HotelSmall | STD2010 | TN-Nashville-TN | Zone4A | Zone4A(TN-Nashville-TN) | ASHRAE30pct-state-STD2010 | state | TN | 0.1029 | 0.81 | ASHRAE30pct-state-4A_HotelSmall_STD2010_TN-Nashville-TN.table.csv.gz | Small Hotel | Nashville International Ap TN USA TMY3 WMO#=723270 | Natural Gas | 46945.382 | 0 | 0 | 0 | 399495.4379 | 0 | 0 | 0 | 0 | 0 | 0 | 566661.9434 | 0 | 0 | 1013093.2851 | 0 | 1013102.7632 | 0 | 0 | 380.2576 | 0 | 0 | 0 | 3235.913 | 0 | 0 | 0 | 0 | 0 | 0 | 4589.9617 | 0 | 0 | 8206.0556 | 0 | 8206.1324 | 0 | 0 | 46.9454 | 0 | 0 | 0 | 399.4954 | 0 | 0 | 0 | 0 | 0 | 0 | 566.6619 | 0 | 0 | 1013.0933 | 0 | 1013.1028 | 0 | 0 | 0 | 0 | 9.2472 | 0 | 0 | 0 | 0 | 1.0866 | 13.1166 | 0 | 0 | 23.4504 | 23.4501 | 23.4504 | 1
TN_4A_SH_2013_NG | 4A | SH | NG | 9144 | ASHRAE30pct-state-4A | HotelSmall | STD2013 | TN-Nashville-TN | Zone4A | Zone4A(TN-Nashville-TN) | ASHRAE30pct-state-STD2013 | state | TN | 0.1029 | 0.81 | ASHRAE30pct-state-4A_HotelSmall_STD2013_TN-Nashville-TN.table.csv.gz | Small Hotel | Nashville International Ap TN USA TMY3 WMO#=723270 | Natural Gas | 49277.0121 | 0 | 0 | 0 | 399495.4379 | 0 | 0 | 0 | 0 | 0 | 0 | 566690.3779 | 0 | 0 | 1015462.8279 | 0 | 1015462.8279 | 0 | 0 | 399.1438 | 0 | 0 | 0 | 3235.913 | 0 | 0 | 0 | 0 | 0 | 0 | 4590.1921 | 0 | 0 | 8225.2489 | 0 | 8225.2489 | 0 | 0 | 49.277 | 0 | 0 | 0 | 399.4954 | 0 | 0 | 0 | 0 | 0 | 0 | 566.6904 | 0 | 0 | 1015.4628 | 0 | 1015.4628 | 0 | 0 | 0 | 0 | 9.2472 | 0 | 0 | 0 | 0 | 1.1406 | 13.1172 | 0 | 0 | 23.505 | 23.505 | 23.505 | 2
VA_4A_SH_2010_EL | 4A | SH | EL | 8115 | ASHRAE30pct-state-4A | HotelSmall | STD2010 | VA-Richmond-VA | Zone4A | Zone4A(VA-Richmond-VA) | ASHRAE30pct-state-STD2010 | state | VA | 0.0811 | 0.86 | ASHRAE30pct-state-4A_HotelSmall_STD2010_VA-Richmond-VA.table.csv.gz | Small Hotel | Richmond International Ap VA USA TMY3 WMO#=724010 | Electricity | 29336.1113 | 95436.1119 | 113958.3342 | 18266.6668 | 164169.4458 | 0 | 77522.2228 | 72.2222 | 0 | 0 | 0 | 0 | 0 | 0 | 498761.1151 | 0 | 498761.1151 | 0 | 0 | 2379.1586 | 7739.8687 | 9242.0209 | 1481.4267 | 13314.1421 | 0 | 6287.0523 | 5.8572 | 0 | 0 | 0 | 0 | 0 | 0 | 40449.5264 | 0 | 40449.5264 | 0 | 0 | 100.1232 | 325.7205 | 388.9363 | 62.3436 | 560.3052 | 0 | 264.5809 | 0.24649 | 0 | 0 | 0 | 0 | 0 | 0 | 1702.2562 | 0 | 1702.2562 | 0 | 0 | 9.0027 | 1.4431 | 12.9694 | 6.1243 | 0.0057056 | 0 | 7.5395 | 2.3176 | 0 | 0 | 0 | 39.4023 | 39.4023 | 39.4023 | 1
VA_4A_SH_2013_EL | 4A | SH | EL | 9195 | ASHRAE30pct-state-4A | HotelSmall | STD2013 | VA-Richmond-VA | Zone4A | Zone4A(VA-Richmond-VA) | ASHRAE30pct-state-STD2013 | state | VA | 0.0811 | 0.86 | ASHRAE30pct-state-4A_HotelSmall_STD2013_VA-Richmond-VA.table.csv.gz | Small Hotel | Richmond International Ap VA USA TMY3 WMO#=724010 | Electricity | 31080.5558 | 82055.5562 | 88391.6674 | 18266.6668 | 154908.3346 | 0 | 76902.7784 | 72.2222 | 0 | 0 | 0 | 0 | 0 | 0 | 451677.7814 | 0 | 451677.7814 | 5.8208e-11 | 5.8208e-11 | 2520.6331 | 6654.7056 | 7168.5642 | 1481.4267 | 12563.0659 | 0 | 6236.8153 | 5.8572 | 0 | 0 | 0 | 0 | 0 | 0 | 36631.0681 | 0 | 36631.0681 | 4.7206e-12 | 4.7206e-12 | 106.077 | 280.0531 | 301.678 | 62.3436 | 528.6973 | 0 | 262.4668 | 0.24649 | 0 | 0 | 0 | 0 | 0 | 0 | 1541.5623 | 0 | 1541.5623 | 1.9866e-13 | 1.9866e-13 | 6.983 | 1.4431 | 12.2378 | 6.0753 | 0.0057056 | 0 | 6.4824 | 2.4554 | 0 | 0 | 0 | 35.6827 | 35.6827 | 35.6827 | 2
VA_4A_SH_2010_NG | 4A | SH | NG | 8124 | ASHRAE30pct-state-4A | HotelSmall | STD2010 | VA-Richmond-VA | Zone4A | Zone4A(VA-Richmond-VA) | ASHRAE30pct-state-STD2010 | state | VA | 0.0811 | 0.86 | ASHRAE30pct-state-4A_HotelSmall_STD2010_VA-Richmond-VA.table.csv.gz | Small Hotel | Richmond International Ap VA USA TMY3 WMO#=724010 | Natural Gas | 49002.1451 | 0 | 0 | 0 | 399495.4379 | 0 | 0 | 0 | 0 | 0 | 0 | 566709.3342 | 0 | 0 | 1015206.9172 | 0 | 1015206.9172 | 0 | 0 | 421.4184 | 0 | 0 | 0 | 3435.6608 | 0 | 0 | 0 | 0 | 0 | 0 | 4873.7003 | 0 | 0 | 8730.7795 | 0 | 8730.7795 | 0 | 0 | 49.0021 | 0 | 0 | 0 | 399.4954 | 0 | 0 | 0 | 0 | 0 | 0 | 566.7093 | 0 | 0 | 1015.2069 | 0 | 1015.2069 | 0 | 0 | 0 | 0 | 9.2472 | 0 | 0 | 0 | 0 | 1.1343 | 13.1177 | 0 | 0 | 23.4991 | 23.4991 | 23.4991 | 1
VA_4A_SH_2013_NG | 4A | SH | NG | 9204 | ASHRAE30pct-state-4A | HotelSmall | STD2013 | VA-Richmond-VA | Zone4A | Zone4A(VA-Richmond-VA) | ASHRAE30pct-state-STD2013 | state | VA | 0.0811 | 0.86 | ASHRAE30pct-state-4A_HotelSmall_STD2013_VA-Richmond-VA.table.csv.gz | Small Hotel | Richmond International Ap VA USA TMY3 WMO#=724010 | Natural Gas | 51608.6422 | 0 | 0 | 0 | 399495.4379 | 0 | 0 | 0 | 0 | 0 | 0 | 566747.2469 | 0 | 0 | 1017851.327 | 0 | 1017851.327 | 0 | 0 | 443.8343 | 0 | 0 | 0 | 3435.6608 | 0 | 0 | 0 | 0 | 0 | 0 | 4874.0263 | 0 | 0 | 8753.5214 | 0 | 8753.5214 | 0 | 0 | 51.6086 | 0 | 0 | 0 | 399.4954 | 0 | 0 | 0 | 0 | 0 | 0 | 566.7472 | 0 | 0 | 1017.8513 | 0 | 1017.8513 | 0 | 0 | 0 | 0 | 9.2472 | 0 | 0 | 0 | 0 | 1.1946 | 13.1185 | 0 | 0 | 23.5603 | 23.5603 | 23.5603 | 2
WV_4A_SH_2010_EL | 4A | SH | EL | 8175 | ASHRAE30pct-state-4A | HotelSmall | STD2010 | WV-Charleston-WV | Zone4A | Zone4A(WV-Charleston-WV) | ASHRAE30pct-state-STD2010 | state | WV | 0.0842 | 0.92 | ASHRAE30pct-state-4A_HotelSmall_STD2010_WV-Charleston-WV.table.csv.gz | Small Hotel | Charleston Yeager Arpt WV USA TMY3 WMO#=724140 | Electricity | 41538.8892 | 83350.0007 | 113955.5565 | 18263.889 | 164169.4458 | 0 | 77652.7784 | 72.2222 | 0 | 0 | 0 | 0 | 0 | 0 | 499005.5595 | 0 | 499002.7818 | 2.7778 | 2.7778 | 3497.5745 | 7018.0701 | 9595.0579 | 1537.8195 | 13823.0673 | 0 | 6538.3639 | 6.0811 | 0 | 0 | 0 | 0 | 0 | 0 | 42016.2681 | 0 | 42016.0342 | 0.23389 | 0.23389 | 141.7709 | 284.471 | 388.9268 | 62.3341 | 560.3052 | 0 | 265.0265 | 0.24649 | 0 | 0 | 0 | 0 | 0 | 0 | 1703.0905 | 0 | 1703.081 | 0.0094805 | 0.0094805 | 9.0025 | 1.4429 | 12.9696 | 6.1346 | 0.0057056 | 0 | 6.5847 | 3.2816 | 0 | 0 | 0 | 39.4213 | 39.4216 | 39.4216 | 1
WV_4A_SH_2013_EL | 4A | SH | EL | 9255 | ASHRAE30pct-state-4A | HotelSmall | STD2013 | WV-Charleston-WV | Zone4A | Zone4A(WV-Charleston-WV) | ASHRAE30pct-state-STD2013 | state | WV | 0.0842 | 0.92 | ASHRAE30pct-state-4A_HotelSmall_STD2013_WV-Charleston-WV.table.csv.gz | Small Hotel | Charleston Yeager Arpt WV USA TMY3 WMO#=724140 | Electricity | 43686.1115 | 71138.8895 | 88477.7785 | 18263.889 | 154908.3346 | 0 | 76975.0006 | 72.2222 | 0 | 0 | 0 | 0 | 0 | 0 | 453522.2259 | 0 | 453522.2259 | 0 | 0 | 3678.3706 | 5989.8945 | 7449.8289 | 1537.8195 | 13043.2818 | 0 | 6481.2951 | 6.0811 | 0 | 0 | 0 | 0 | 0 | 0 | 38186.5714 | 0 | 38186.5714 | 0 | 0 | 149.0993 | 242.7948 | 301.9719 | 62.3341 | 528.6973 | 0 | 262.7133 | 0.24649 | 0 | 0 | 0 | 0 | 0 | 0 | 1547.8573 | 0 | 1547.8573 | 0 | 0 | 6.9898 | 1.4429 | 12.2378 | 6.081 | 0.0057056 | 0 | 5.62 | 3.4512 | 0 | 0 | 0 | 35.8284 | 35.8284 | 35.8284 | 2
WV_4A_SH_2010_NG | 4A | SH | NG | 8184 | ASHRAE30pct-state-4A | HotelSmall | STD2010 | WV-Charleston-WV | Zone4A | Zone4A(WV-Charleston-WV) | ASHRAE30pct-state-STD2010 | state | WV | 0.0842 | 0.92 | ASHRAE30pct-state-4A_HotelSmall_STD2010_WV-Charleston-WV.table.csv.gz | Small Hotel | Charleston Yeager Arpt WV USA TMY3 WMO#=724140 | Natural Gas | 64081.9155 | 0 | 0 | 0 | 399495.4379 | 0 | 0 | 0 | 0 | 0 | 0 | 566794.6378 | 0 | 0 | 1030371.9912 | 0 | 1030371.9912 | 0 | 0 | 589.5536 | 0 | 0 | 0 | 3675.358 | 0 | 0 | 0 | 0 | 0 | 0 | 5214.5107 | 0 | 0 | 9479.4223 | 0 | 9479.4223 | 0 | 0 | 64.0819 | 0 | 0 | 0 | 399.4954 | 0 | 0 | 0 | 0 | 0 | 0 | 566.7946 | 0 | 0 | 1030.372 | 0 | 1030.372 | 0 | 0 | 0 | 0 | 9.2472 | 0 | 0 | 0 | 0 | 1.4833 | 13.1196 | 0 | 0 | 23.8501 | 23.8501 | 23.8501 | 1
WV_4A_SH_2013_NG | 4A | SH | NG | 9264 | ASHRAE30pct-state-4A | HotelSmall | STD2013 | WV-Charleston-WV | Zone4A | Zone4A(WV-Charleston-WV) | ASHRAE30pct-state-STD2013 | state | WV | 0.0842 | 0.92 | ASHRAE30pct-state-4A_HotelSmall_STD2013_WV-Charleston-WV.table.csv.gz | Small Hotel | Charleston Yeager Arpt WV USA TMY3 WMO#=724140 | Natural Gas | 67313.9719 | 0 | 0 | 0 | 399495.4379 | 0 | 0 | 0 | 0 | 0 | 0 | 566832.5504 | 0 | 0 | 1033641.9602 | 0 | 1033641.9602 | 0 | 0 | 619.2885 | 0 | 0 | 0 | 3675.358 | 0 | 0 | 0 | 0 | 0 | 0 | 5214.8595 | 0 | 0 | 9509.506 | 0 | 9509.506 | 0 | 0 | 67.314 | 0 | 0 | 0 | 399.4954 | 0 | 0 | 0 | 0 | 0 | 0 | 566.8326 | 0 | 0 | 1033.642 | 0 | 1033.642 | 0 | 0 | 0 | 0 | 9.2472 | 0 | 0 | 0 | 0 | 1.5581 | 13.1205 | 0 | 0 | 23.9258 | 23.9258 | 23.9258 | 2
AZ_4B_SH_2010_EL | 4B | SH | EL | 9675 | ASHRAE30pct-state-4B | HotelSmall | STD2010 | AZ-Prescott-AZ | Zone4B | Zone4B(AZ-Prescott-AZ) | ASHRAE30pct-state-STD2010 | state | AZ | 0.0954 | 0.95 | ASHRAE30pct-state-4B_HotelSmall_STD2010_AZ-Prescott-AZ.table.csv.gz | Small Hotel | Prescott Love Field AZ USA TMY3 WMO#=723723 | Electricity | 19063.889 | 77819.4451 | 114133.3342 | 18280.5557 | 164169.4458 | 0 | 80900.0006 | 72.2222 | 0 | 0 | 0 | 0 | 0 | 0 | 474438.8927 | 0 | 474438.8927 | 5.8208e-11 | 5.8208e-11 | 1818.695 | 7423.9751 | 10888.3201 | 1743.965 | 15661.7651 | 0 | 7717.8601 | 6.89 | 0 | 0 | 0 | 0 | 0 | 0 | 45261.4704 | 0 | 45261.4704 | 5.553e-12 | 5.553e-12 | 65.0645 | 265.5954 | 389.5335 | 62.391 | 560.3052 | 0 | 276.1092 | 0.24649 | 0 | 0 | 0 | 0 | 0 | 0 | 1619.2452 | 0 | 1619.2452 | 1.9866e-13 | 1.9866e-13 | 9.0166 | 1.4442 | 12.9694 | 6.3911 | 0.0057056 | 0 | 6.1478 | 1.5061 | 0 | 0 | 0 | 37.4808 | 37.4808 | 37.4808 | 1
AZ_4B_SH_2013_EL | 4B | SH | EL | 10035 | ASHRAE30pct-state-4B | HotelSmall | STD2013 | AZ-Prescott-AZ | Zone4B | Zone4B(AZ-Prescott-AZ) | ASHRAE30pct-state-STD2013 | state | AZ | 0.0954 | 0.95 | ASHRAE30pct-state-4B_HotelSmall_STD2013_AZ-Prescott-AZ.table.csv.gz | Small Hotel | Prescott Love Field AZ USA TMY3 WMO#=723723 | Electricity | 20008.3335 | 66413.8894 | 88919.4452 | 18280.5557 | 154908.3346 | 0 | 80150.0006 | 72.2222 | 0 | 0 | 0 | 0 | 0 | 0 | 428752.7812 | 0 | 428752.7812 | 5.8208e-11 | 5.8208e-11 | 1908.795 | 6335.8851 | 8482.9151 | 1743.965 | 14778.2551 | 0 | 7646.3101 | 6.89 | 0 | 0 | 0 | 0 | 0 | 0 | 40903.0153 | 0 | 40903.0153 | 5.553e-12 | 5.553e-12 | 68.2878 | 226.6685 | 303.4793 | 62.391 | 528.6973 | 0 | 273.5495 | 0.24649 | 0 | 0 | 0 | 0 | 0 | 0 | 1463.32 | 0 | 1463.32 | 1.9866e-13 | 1.9866e-13 | 7.0247 | 1.4442 | 12.2378 | 6.3319 | 0.0057056 | 0 | 5.2467 | 1.5807 | 0 | 0 | 0 | 33.8716 | 33.8716 | 33.8716 | 2
AZ_4B_SH_2010_NG | 4B | SH | NG | 9684 | ASHRAE30pct-state-4B | HotelSmall | STD2010 | AZ-Prescott-AZ | Zone4B | Zone4B(AZ-Prescott-AZ) | ASHRAE30pct-state-STD2010 | state | AZ | 0.0954 | 0.95 | ASHRAE30pct-state-4B_HotelSmall_STD2010_AZ-Prescott-AZ.table.csv.gz | Small Hotel | Prescott Love Field AZ USA TMY3 WMO#=723723 | Natural Gas | 28557.7298 | 0 | 0 | 0 | 399495.4379 | 0 | 0 | 0 | 0 | 0 | 0 | 558709.7577 | 0 | 0 | 986762.9255 | 0 | 986762.9255 | 0 | 0 | 271.2984 | 0 | 0 | 0 | 3795.2067 | 0 | 0 | 0 | 0 | 0 | 0 | 5307.7427 | 0 | 0 | 9374.2478 | 0 | 9374.2478 | 0 | 0 | 28.5577 | 0 | 0 | 0 | 399.4954 | 0 | 0 | 0 | 0 | 0 | 0 | 558.7098 | 0 | 0 | 986.7629 | 0 | 986.7629 | 0 | 0 | 0 | 0 | 9.2472 | 0 | 0 | 0 | 0 | 0.66103 | 12.9325 | 0 | 0 | 22.8407 | 22.8407 | 22.8407 | 1
AZ_4B_SH_2013_NG | 4B | SH | NG | 10044 | ASHRAE30pct-state-4B | HotelSmall | STD2013 | AZ-Prescott-AZ | Zone4B | Zone4B(AZ-Prescott-AZ) | ASHRAE30pct-state-STD2013 | state | AZ | 0.0954 | 0.95 | ASHRAE30pct-state-4B_HotelSmall_STD2013_AZ-Prescott-AZ.table.csv.gz | Small Hotel | Prescott Love Field AZ USA TMY3 WMO#=723723 | Natural Gas | 30737.7092 | 0 | 0 | 0 | 399495.4379 | 0 | 0 | 0 | 0 | 0 | 0 | 558757.1486 | 0 | 0 | 988990.2957 | 0 | 988990.2957 | 0 | 0 | 292.0082 | 0 | 0 | 0 | 3795.2067 | 0 | 0 | 0 | 0 | 0 | 0 | 5308.1929 | 0 | 0 | 9395.4078 | 0 | 9395.4078 | 0 | 0 | 30.7377 | 0 | 0 | 0 | 399.4954 | 0 | 0 | 0 | 0 | 0 | 0 | 558.7571 | 0 | 0 | 988.9903 | 0 | 988.9903 | 0 | 0 | 0 | 0 | 9.2472 | 0 | 0 | 0 | 0 | 0.71149 | 12.9336 | 0 | 0 | 22.8922 | 22.8922 | 22.8922 | 2
CA_4B_SH_2010_EL | 4B | SH | EL | 9735 | ASHRAE30pct-state-4B | HotelSmall | STD2010 | CA-Sacramento-CA | Zone4B | Zone4B(CA-Sacramento-CA) | ASHRAE30pct-state-STD2010 | state | CA | 0.136 | 0.7 | ASHRAE30pct-state-4B_HotelSmall_STD2010_CA-Sacramento-CA.table.csv.gz | Small Hotel | Sacramento Metropolitan Ap CA USA TMY3 WMO#=724839 | Electricity | 9444.4445 | 89238.8896 | 113994.4454 | 18300.0001 | 164169.4458 | 0 | 77513.8895 | 72.2222 | 0 | 0 | 0 | 0 | 0 | 0 | 472733.3371 | 0 | 472733.3371 | 0 | 0 | 1284.4445 | 12136.489 | 15503.2446 | 2488.8 | 22327.0446 | 0 | 10541.889 | 9.8222 | 0 | 0 | 0 | 0 | 0 | 0 | 64291.7338 | 0 | 64291.7338 | 0 | 0 | 32.2336 | 304.5696 | 389.0595 | 62.4573 | 560.3052 | 0 | 264.5525 | 0.24649 | 0 | 0 | 0 | 0 | 0 | 0 | 1613.4242 | 0 | 1613.4242 | 0 | 0 | 9.0056 | 1.4457 | 12.9694 | 6.1236 | 0.0057056 | 0 | 7.0499 | 0.74611 | 0 | 0 | 0 | 37.3461 | 37.3461 | 37.3461 | 1
CA_4B_SH_2013_EL | 4B | SH | EL | 10095 | ASHRAE30pct-state-4B | HotelSmall | STD2013 | CA-Sacramento-CA | Zone4B | Zone4B(CA-Sacramento-CA) | ASHRAE30pct-state-STD2013 | state | CA | 0.136 | 0.7 | ASHRAE30pct-state-4B_HotelSmall_STD2013_CA-Sacramento-CA.table.csv.gz | Small Hotel | Sacramento Metropolitan Ap CA USA TMY3 WMO#=724839 | Electricity | 10205.5556 | 76630.5562 | 88455.5563 | 18300.0001 | 154908.3346 | 0 | 77033.3339 | 72.2222 | 0 | 0 | 0 | 0 | 0 | 0 | 425605.559 | 0 | 425605.559 | 0 | 0 | 1387.9556 | 10421.7556 | 12029.9557 | 2488.8 | 21067.5335 | 0 | 10476.5334 | 9.8222 | 0 | 0 | 0 | 0 | 0 | 0 | 57882.356 | 0 | 57882.356 | 0 | 0 | 34.8312 | 261.5377 | 301.8961 | 62.4573 | 528.6973 | 0 | 262.9124 | 0.24649 | 0 | 0 | 0 | 0 | 0 | 0 | 1452.5786 | 0 | 1452.5786 | 0 | 0 | 6.988 | 1.4457 | 12.2378 | 6.0857 | 0.0057056 | 0 | 6.0538 | 0.80624 | 0 | 0 | 0 | 33.6229 | 33.6229 | 33.6229 | 2
CA_4B_SH_2010_NG | 4B | SH | NG | 9744 | ASHRAE30pct-state-4B | HotelSmall | STD2010 | CA-Sacramento-CA | Zone4B | Zone4B(CA-Sacramento-CA) | ASHRAE30pct-state-STD2010 | state | CA | 0.136 | 0.7 | ASHRAE30pct-state-4B_HotelSmall_STD2010_CA-Sacramento-CA.table.csv.gz | Small Hotel | Sacramento Metropolitan Ap CA USA TMY3 WMO#=724839 | Natural Gas | 20292.7645 | 0 | 0 | 0 | 399495.4379 | 0 | 0 | 0 | 0 | 0 | 0 | 558633.9324 | 0 | 0 | 978422.1348 | 0 | 978422.1348 | 0 | 0 | 142.0494 | 0 | 0 | 0 | 2796.4681 | 0 | 0 | 0 | 0 | 0 | 0 | 3910.4375 | 0 | 0 | 6848.9549 | 0 | 6848.9549 | 0 | 0 | 20.2928 | 0 | 0 | 0 | 399.4954 | 0 | 0 | 0 | 0 | 0 | 0 | 558.6339 | 0 | 0 | 978.4221 | 0 | 978.4221 | 0 | 0 | 0 | 0 | 9.2472 | 0 | 0 | 0 | 0 | 0.46972 | 12.9307 | 0 | 0 | 22.6476 | 22.6476 | 22.6476 | 1
CA_4B_SH_2013_NG | 4B | SH | NG | 10104 | ASHRAE30pct-state-4B | HotelSmall | STD2013 | CA-Sacramento-CA | Zone4B | Zone4B(CA-Sacramento-CA) | ASHRAE30pct-state-STD2013 | state | CA | 0.136 | 0.7 | ASHRAE30pct-state-4B_HotelSmall_STD2013_CA-Sacramento-CA.table.csv.gz | Small Hotel | Sacramento Metropolitan Ap CA USA TMY3 WMO#=724839 | Natural Gas | 21505.9705 | 0 | 0 | 0 | 399495.4379 | 0 | 0 | 0 | 0 | 0 | 0 | 558681.3232 | 0 | 0 | 979682.7316 | 0 | 979682.7316 | 0 | 0 | 150.5418 | 0 | 0 | 0 | 2796.4681 | 0 | 0 | 0 | 0 | 0 | 0 | 3910.7693 | 0 | 0 | 6857.7791 | 0 | 6857.7791 | 0 | 0 | 21.506 | 0 | 0 | 0 | 399.4954 | 0 | 0 | 0 | 0 | 0 | 0 | 558.6813 | 0 | 0 | 979.6827 | 0 | 979.6827 | 0 | 0 | 0 | 0 | 9.2472 | 0 | 0 | 0 | 0 | 0.4978 | 12.9318 | 0 | 0 | 22.6768 | 22.6768 | 22.6768 | 2
CO_4B_SH_2010_EL | 4B | SH | EL | 9795 | ASHRAE30pct-state-4B | HotelSmall | STD2010 | CO-Trinidad-CO | Zone4B | Zone4B(CO-Trinidad-CO) | ASHRAE30pct-state-STD2010 | state | CO | 0.0934 | 0.73 | ASHRAE30pct-state-4B_HotelSmall_STD2010_CO-Trinidad-CO.table.csv.gz | Small Hotel | Trinidad Las Animas County Ap CO USA TMY3 WMO#=724645 | Electricity | 35972.2225 | 68216.6672 | 114122.2231 | 18272.2224 | 164169.4458 | 0 | 81327.7784 | 72.2222 | 0 | 0 | 0 | 0 | 0 | 0 | 482152.7816 | 0 | 482152.7816 | 5.8208e-11 | 5.8208e-11 | 3359.8056 | 6371.4367 | 10659.0156 | 1706.6256 | 15333.4262 | 0 | 7596.0145 | 6.7456 | 0 | 0 | 0 | 0 | 0 | 0 | 45033.0698 | 0 | 45033.0698 | 5.4366e-12 | 5.4366e-12 | 122.7721 | 232.8214 | 389.4956 | 62.3625 | 560.3052 | 0 | 277.5692 | 0.24649 | 0 | 0 | 0 | 0 | 0 | 0 | 1645.5725 | 0 | 1645.5725 | 1.9866e-13 | 1.9866e-13 | 9.0157 | 1.4435 | 12.9694 | 6.4249 | 0.0057056 | 0 | 5.3891 | 2.8418 | 0 | 0 | 0 | 38.0902 | 38.0902 | 38.0902 | 1
CO_4B_SH_2013_EL | 4B | SH | EL | 10155 | ASHRAE30pct-state-4B | HotelSmall | STD2013 | CO-Trinidad-CO | Zone4B | Zone4B(CO-Trinidad-CO) | ASHRAE30pct-state-STD2013 | state | CO | 0.0934 | 0.73 | ASHRAE30pct-state-4B_HotelSmall_STD2013_CO-Trinidad-CO.table.csv.gz | Small Hotel | Trinidad Las Animas County Ap CO USA TMY3 WMO#=724645 | Electricity | 37558.3336 | 58177.7782 | 88927.7785 | 18272.2224 | 154908.3346 | 0 | 80613.8895 | 72.2222 | 0 | 0 | 0 | 0 | 0 | 0 | 438536.1146 | 0 | 438530.5591 | 5.5556 | 5.5556 | 3507.9484 | 5433.8045 | 8305.8545 | 1706.6256 | 14468.4384 | 0 | 7529.3373 | 6.7456 | 0 | 0 | 0 | 0 | 0 | 0 | 40959.2731 | 0 | 40958.7542 | 0.51889 | 0.51889 | 128.1854 | 198.559 | 303.5078 | 62.3625 | 528.6973 | 0 | 275.1327 | 0.24649 | 0 | 0 | 0 | 0 | 0 | 0 | 1496.7102 | 0 | 1496.6912 | 0.018961 | 0.018961 | 7.0253 | 1.4435 | 12.2382 | 6.3685 | 0.0057056 | 0 | 4.5961 | 2.9671 | 0 | 0 | 0 | 34.644 | 34.6445 | 34.6445 | 2
CO_4B_SH_2010_NG | 4B | SH | NG | 9804 | ASHRAE30pct-state-4B | HotelSmall | STD2010 | CO-Trinidad-CO | Zone4B | Zone4B(CO-Trinidad-CO) | ASHRAE30pct-state-STD2010 | state | CO | 0.0934 | 0.73 | ASHRAE30pct-state-4B_HotelSmall_STD2010_CO-Trinidad-CO.table.csv.gz | Small Hotel | Trinidad Las Animas County Ap CO USA TMY3 WMO#=724645 | Natural Gas | 48300.7604 | 0 | 0 | 0 | 399495.4379 | 0 | 0 | 0 | 0 | 0 | 0 | 558870.8866 | 0 | 0 | 1006667.085 | 0 | 1006667.085 | 0 | 0 | 352.5956 | 0 | 0 | 0 | 2916.3167 | 0 | 0 | 0 | 0 | 0 | 0 | 4079.7575 | 0 | 0 | 7348.6697 | 0 | 7348.6697 | 0 | 0 | 48.3008 | 0 | 0 | 0 | 399.4954 | 0 | 0 | 0 | 0 | 0 | 0 | 558.8709 | 0 | 0 | 1006.6671 | 0 | 1006.6671 | 0 | 0 | 0 | 0 | 9.2472 | 0 | 0 | 0 | 0 | 1.118 | 12.9362 | 0 | 0 | 23.3014 | 23.3014 | 23.3014 | 1
CO_4B_SH_2013_NG | 4B | SH | NG | 10164 | ASHRAE30pct-state-4B | HotelSmall | STD2013 | CO-Trinidad-CO | Zone4B | Zone4B(CO-Trinidad-CO) | ASHRAE30pct-state-STD2013 | state | CO | 0.0934 | 0.73 | ASHRAE30pct-state-4B_HotelSmall_STD2013_CO-Trinidad-CO.table.csv.gz | Small Hotel | Trinidad Las Animas County Ap CO USA TMY3 WMO#=724645 | Natural Gas | 50784.0413 | 0 | 0 | 0 | 399495.4379 | 0 | 0 | 0 | 0 | 0 | 0 | 558927.7557 | 0 | 0 | 1009207.2349 | 0 | 1009207.2349 | 0 | 0 | 370.7235 | 0 | 0 | 0 | 2916.3167 | 0 | 0 | 0 | 0 | 0 | 0 | 4080.1726 | 0 | 0 | 7367.2128 | 0 | 7367.2128 | 0 | 0 | 50.784 | 0 | 0 | 0 | 399.4954 | 0 | 0 | 0 | 0 | 0 | 0 | 558.9278 | 0 | 0 | 1009.2072 | 0 | 1009.2072 | 0 | 0 | 0 | 0 | 9.2472 | 0 | 0 | 0 | 0 | 1.1755 | 12.9375 | 0 | 0 | 23.3602 | 23.3602 | 23.3602 | 2
NM_4B_SH_2010_EL | 4B | SH | EL | 9855 | ASHRAE30pct-state-4B | HotelSmall | STD2010 | NM-Albuquerque-NM | Zone4B | Zone4B(NM-Albuquerque-NM) | ASHRAE30pct-state-STD2010 | state | NM | 0.093 | 0.62 | ASHRAE30pct-state-4B_HotelSmall_STD2010_NM-Albuquerque-NM.table.csv.gz | Small Hotel | Albuquerque Intl Arpt Isis NM USA TMY3 WMO#=723650 | Electricity | 20000.0002 | 80461.1118 | 114097.2231 | 18277.7779 | 164169.4458 | 0 | 81177.7784 | 72.2222 | 0 | 0 | 0 | 0 | 0 | 0 | 478255.5594 | 0 | 478255.5594 | 0 | 0 | 1860 | 7482.8834 | 10611.0418 | 1699.8333 | 15267.7585 | 0 | 7549.5334 | 6.7167 | 0 | 0 | 0 | 0 | 0 | 0 | 44477.767 | 0 | 44477.767 | 0 | 0 | 68.2594 | 274.6113 | 389.4103 | 62.3815 | 560.3052 | 0 | 277.0572 | 0.24649 | 0 | 0 | 0 | 0 | 0 | 0 | 1632.2714 | 0 | 1632.2714 | 0 | 0 | 9.0137 | 1.4439 | 12.9694 | 6.4131 | 0.0057056 | 0 | 6.3564 | 1.58 | 0 | 0 | 0 | 37.7823 | 37.7823 | 37.7823 | 1
NM_4B_SH_2013_EL | 4B | SH | EL | 10215 | ASHRAE30pct-state-4B | HotelSmall | STD2013 | NM-Albuquerque-NM | Zone4B | Zone4B(NM-Albuquerque-NM) | ASHRAE30pct-state-STD2013 | state | NM | 0.093 | 0.62 | ASHRAE30pct-state-4B_HotelSmall_STD2013_NM-Albuquerque-NM.table.csv.gz | Small Hotel | Albuquerque Intl Arpt Isis NM USA TMY3 WMO#=723650 | Electricity | 21061.1113 | 68750.0005 | 88811.1118 | 18277.7779 | 154908.3346 | 0 | 80444.4451 | 72.2222 | 0 | 0 | 0 | 0 | 0 | 0 | 432327.7812 | 0 | 432325.0035 | 2.7778 | 2.7778 | 1958.6833 | 6393.7501 | 8259.4334 | 1699.8333 | 14406.4751 | 0 | 7481.3334 | 6.7167 | 0 | 0 | 0 | 0 | 0 | 0 | 40206.4837 | 0 | 40206.2253 | 0.25833 | 0.25833 | 71.8809 | 234.6416 | 303.1096 | 62.3815 | 528.6973 | 0 | 274.5544 | 0.24649 | 0 | 0 | 0 | 0 | 0 | 0 | 1475.5213 | 0 | 1475.5118 | 0.0094805 | 0.0094805 | 7.0161 | 1.4439 | 12.238 | 6.3551 | 0.0057056 | 0 | 5.4313 | 1.6638 | 0 | 0 | 0 | 34.1538 | 34.154 | 34.154 | 2
NM_4B_SH_2010_NG | 4B | SH | NG | 9864 | ASHRAE30pct-state-4B | HotelSmall | STD2010 | NM-Albuquerque-NM | Zone4B | Zone4B(NM-Albuquerque-NM) | ASHRAE30pct-state-STD2010 | state | NM | 0.093 | 0.62 | ASHRAE30pct-state-4B_HotelSmall_STD2010_NM-Albuquerque-NM.table.csv.gz | Small Hotel | Albuquerque Intl Arpt Isis NM USA TMY3 WMO#=723650 | Natural Gas | 28519.8171 | 0 | 0 | 0 | 399495.4379 | 0 | 0 | 0 | 0 | 0 | 0 | 558709.7577 | 0 | 0 | 986725.0128 | 0 | 986725.0128 | 0 | 0 | 176.8229 | 0 | 0 | 0 | 2476.8717 | 0 | 0 | 0 | 0 | 0 | 0 | 3464.0005 | 0 | 0 | 6117.6951 | 0 | 6117.6951 | 0 | 0 | 28.5198 | 0 | 0 | 0 | 399.4954 | 0 | 0 | 0 | 0 | 0 | 0 | 558.7098 | 0 | 0 | 986.725 | 0 | 986.725 | 0 | 0 | 0 | 0 | 9.2472 | 0 | 0 | 0 | 0 | 0.66015 | 12.9325 | 0 | 0 | 22.8398 | 22.8398 | 22.8398 | 1
NM_4B_SH_2013_NG | 4B | SH | NG | 10224 | ASHRAE30pct-state-4B | HotelSmall | STD2013 | NM-Albuquerque-NM | Zone4B | Zone4B(NM-Albuquerque-NM) | ASHRAE30pct-state-STD2013 | state | NM | 0.093 | 0.62 | ASHRAE30pct-state-4B_HotelSmall_STD2013_NM-Albuquerque-NM.table.csv.gz | Small Hotel | Albuquerque Intl Arpt Isis NM USA TMY3 WMO#=723650 | Natural Gas | 30747.1874 | 0 | 0 | 0 | 399495.4379 | 0 | 0 | 0 | 0 | 0 | 0 | 558747.6704 | 0 | 0 | 988990.2957 | 0 | 988990.2957 | 0 | 0 | 190.6326 | 0 | 0 | 0 | 2476.8717 | 0 | 0 | 0 | 0 | 0 | 0 | 3464.2356 | 0 | 0 | 6131.7398 | 0 | 6131.7398 | 0 | 0 | 30.7472 | 0 | 0 | 0 | 399.4954 | 0 | 0 | 0 | 0 | 0 | 0 | 558.7477 | 0 | 0 | 988.9903 | 0 | 988.9903 | 0 | 0 | 0 | 0 | 9.2472 | 0 | 0 | 0 | 0 | 0.71171 | 12.9334 | 0 | 0 | 22.8922 | 22.8922 | 22.8922 | 2
OK_4B_SH_2010_EL | 4B | SH | EL | 9915 | ASHRAE30pct-state-4B | HotelSmall | STD2010 | OK-Amarillo-TX | Zone4B | Zone4B(OK-Amarillo-TX) | ASHRAE30pct-state-STD2010 | state | OK | 0.0726 | 0.87 | ASHRAE30pct-state-4B_HotelSmall_STD2010_OK-Amarillo-TX.table.csv.gz | Small Hotel | Amarillo International Ap Can TX USA TMY3 WMO#=723630 | Electricity | 29622.2225 | 86836.1118 | 114058.3342 | 18269.4446 | 164169.4458 | 0 | 80333.334 | 72.2222 | 0 | 0 | 0 | 0 | 0 | 0 | 493361.1151 | 0 | 493361.1151 | 5.8208e-11 | 5.8208e-11 | 2150.5734 | 6304.3017 | 8280.6351 | 1326.3617 | 11918.7018 | 0 | 5832.2 | 5.2433 | 0 | 0 | 0 | 0 | 0 | 0 | 35818.017 | 0 | 35818.017 | 4.2259e-12 | 4.2259e-12 | 101.0997 | 296.369 | 389.2776 | 62.353 | 560.3052 | 0 | 274.1752 | 0.24649 | 0 | 0 | 0 | 0 | 0 | 0 | 1683.8262 | 0 | 1683.8262 | 1.9866e-13 | 1.9866e-13 | 9.0106 | 1.4433 | 12.9694 | 6.3464 | 0.0057056 | 0 | 6.8601 | 2.3402 | 0 | 0 | 0 | 38.9757 | 38.9757 | 38.9757 | 1
OK_4B_SH_2013_EL | 4B | SH | EL | 10275 | ASHRAE30pct-state-4B | HotelSmall | STD2013 | OK-Amarillo-TX | Zone4B | Zone4B(OK-Amarillo-TX) | ASHRAE30pct-state-STD2013 | state | OK | 0.0726 | 0.87 | ASHRAE30pct-state-4B_HotelSmall_STD2013_OK-Amarillo-TX.table.csv.gz | Small Hotel | Amarillo International Ap Can TX USA TMY3 WMO#=723630 | Electricity | 31280.5558 | 74466.6673 | 88702.7785 | 18269.4446 | 154908.3346 | 0 | 79672.2229 | 72.2222 | 0 | 0 | 0 | 0 | 0 | 0 | 447372.2258 | 0 | 447372.2258 | 0 | 0 | 2270.9684 | 5406.28 | 6439.8217 | 1326.3617 | 11246.3451 | 0 | 5784.2034 | 5.2433 | 0 | 0 | 0 | 0 | 0 | 0 | 32479.2236 | 0 | 32479.2236 | 0 | 0 | 106.7596 | 254.1524 | 302.7398 | 62.353 | 528.6973 | 0 | 271.9188 | 0.24649 | 0 | 0 | 0 | 0 | 0 | 0 | 1526.8675 | 0 | 1526.8675 | 0 | 0 | 7.0075 | 1.4433 | 12.2378 | 6.2941 | 0.0057056 | 0 | 5.8829 | 2.4712 | 0 | 0 | 0 | 35.3425 | 35.3425 | 35.3425 | 2
OK_4B_SH_2010_NG | 4B | SH | NG | 9924 | ASHRAE30pct-state-4B | HotelSmall | STD2010 | OK-Amarillo-TX | Zone4B | Zone4B(OK-Amarillo-TX) | ASHRAE30pct-state-STD2010 | state | OK | 0.0726 | 0.87 | ASHRAE30pct-state-4B_HotelSmall_STD2010_OK-Amarillo-TX.table.csv.gz | Small Hotel | Amarillo International Ap Can TX USA TMY3 WMO#=723630 | Natural Gas | 41296.3919 | 0 | 0 | 0 | 399495.4379 | 0 | 0 | 0 | 0 | 0 | 0 | 558795.0613 | 0 | 0 | 999577.4129 | 0 | 999586.8911 | 0 | 0 | 359.2786 | 0 | 0 | 0 | 3475.6103 | 0 | 0 | 0 | 0 | 0 | 0 | 4861.517 | 0 | 0 | 8696.3235 | 0 | 8696.406 | 0 | 0 | 41.2964 | 0 | 0 | 0 | 399.4954 | 0 | 0 | 0 | 0 | 0 | 0 | 558.7951 | 0 | 0 | 999.5774 | 0 | 999.5869 | 0 | 0 | 0 | 0 | 9.2472 | 0 | 0 | 0 | 0 | 0.95589 | 12.9345 | 0 | 0 | 23.1375 | 23.1373 | 23.1375 | 1
OK_4B_SH_2013_NG | 4B | SH | NG | 10284 | ASHRAE30pct-state-4B | HotelSmall | STD2013 | OK-Amarillo-TX | Zone4B | Zone4B(OK-Amarillo-TX) | ASHRAE30pct-state-STD2013 | state | OK | 0.0726 | 0.87 | ASHRAE30pct-state-4B_HotelSmall_STD2013_OK-Amarillo-TX.table.csv.gz | Small Hotel | Amarillo International Ap Can TX USA TMY3 WMO#=723630 | Natural Gas | 43997.6707 | 0 | 0 | 0 | 399495.4379 | 0 | 0 | 0 | 0 | 0 | 0 | 558851.9303 | 0 | 0 | 1002345.0389 | 0 | 1002345.0389 | 0 | 0 | 382.7797 | 0 | 0 | 0 | 3475.6103 | 0 | 0 | 0 | 0 | 0 | 0 | 4862.0118 | 0 | 0 | 8720.4018 | 0 | 8720.4018 | 0 | 0 | 43.9977 | 0 | 0 | 0 | 399.4954 | 0 | 0 | 0 | 0 | 0 | 0 | 558.8519 | 0 | 0 | 1002.345 | 0 | 1002.345 | 0 | 0 | 0 | 0 | 9.2472 | 0 | 0 | 0 | 0 | 1.0184 | 12.9358 | 0 | 0 | 23.2014 | 23.2014 | 23.2014 | 2
TX_4B_SH_2010_EL | 4B | SH | EL | 9975 | ASHRAE30pct-state-4B | HotelSmall | STD2010 | TX-Amarillo-TX | Zone4B | Zone4B(TX-Amarillo-TX) | ASHRAE30pct-state-STD2010 | state | TX | 0.0817 | 0.67 | ASHRAE30pct-state-4B_HotelSmall_STD2010_TX-Amarillo-TX.table.csv.gz | Small Hotel | Amarillo International Ap Can TX USA TMY3 WMO#=723630 | Electricity | 29622.2225 | 86836.1118 | 114058.3342 | 18269.4446 | 164169.4458 | 0 | 80333.334 | 72.2222 | 0 | 0 | 0 | 0 | 0 | 0 | 493361.1151 | 0 | 493361.1151 | 5.8208e-11 | 5.8208e-11 | 2420.1356 | 7094.5103 | 9318.5659 | 1492.6136 | 13412.6437 | 0 | 6563.2334 | 5.9006 | 0 | 0 | 0 | 0 | 0 | 0 | 40307.6031 | 0 | 40307.6031 | 4.7556e-12 | 4.7556e-12 | 101.0997 | 296.369 | 389.2776 | 62.353 | 560.3052 | 0 | 274.1752 | 0.24649 | 0 | 0 | 0 | 0 | 0 | 0 | 1683.8262 | 0 | 1683.8262 | 1.9866e-13 | 1.9866e-13 | 9.0106 | 1.4433 | 12.9694 | 6.3464 | 0.0057056 | 0 | 6.8601 | 2.3402 | 0 | 0 | 0 | 38.9757 | 38.9757 | 38.9757 | 1
TX_4B_SH_2013_EL | 4B | SH | EL | 10335 | ASHRAE30pct-state-4B | HotelSmall | STD2013 | TX-Amarillo-TX | Zone4B | Zone4B(TX-Amarillo-TX) | ASHRAE30pct-state-STD2013 | state | TX | 0.0817 | 0.67 | ASHRAE30pct-state-4B_HotelSmall_STD2013_TX-Amarillo-TX.table.csv.gz | Small Hotel | Amarillo International Ap Can TX USA TMY3 WMO#=723630 | Electricity | 31280.5558 | 74466.6673 | 88702.7785 | 18269.4446 | 154908.3346 | 0 | 79672.2229 | 72.2222 | 0 | 0 | 0 | 0 | 0 | 0 | 447372.2258 | 0 | 447372.2258 | 0 | 0 | 2555.6214 | 6083.9267 | 7247.017 | 1492.6136 | 12656.0109 | 0 | 6509.2206 | 5.9006 | 0 | 0 | 0 | 0 | 0 | 0 | 36550.3108 | 0 | 36550.3108 | 0 | 0 | 106.7596 | 254.1524 | 302.7398 | 62.353 | 528.6973 | 0 | 271.9188 | 0.24649 | 0 | 0 | 0 | 0 | 0 | 0 | 1526.8675 | 0 | 1526.8675 | 0 | 0 | 7.0075 | 1.4433 | 12.2378 | 6.2941 | 0.0057056 | 0 | 5.8829 | 2.4712 | 0 | 0 | 0 | 35.3425 | 35.3425 | 35.3425 | 2
TX_4B_SH_2010_NG | 4B | SH | NG | 9984 | ASHRAE30pct-state-4B | HotelSmall | STD2010 | TX-Amarillo-TX | Zone4B | Zone4B(TX-Amarillo-TX) | ASHRAE30pct-state-STD2010 | state | TX | 0.0817 | 0.67 | ASHRAE30pct-state-4B_HotelSmall_STD2010_TX-Amarillo-TX.table.csv.gz | Small Hotel | Amarillo International Ap Can TX USA TMY3 WMO#=723630 | Natural Gas | 41296.3919 | 0 | 0 | 0 | 399495.4379 | 0 | 0 | 0 | 0 | 0 | 0 | 558795.0613 | 0 | 0 | 999577.4129 | 0 | 999586.8911 | 0 | 0 | 276.6858 | 0 | 0 | 0 | 2676.6194 | 0 | 0 | 0 | 0 | 0 | 0 | 3743.9269 | 0 | 0 | 6697.1687 | 0 | 6697.2322 | 0 | 0 | 41.2964 | 0 | 0 | 0 | 399.4954 | 0 | 0 | 0 | 0 | 0 | 0 | 558.7951 | 0 | 0 | 999.5774 | 0 | 999.5869 | 0 | 0 | 0 | 0 | 9.2472 | 0 | 0 | 0 | 0 | 0.95589 | 12.9345 | 0 | 0 | 23.1375 | 23.1373 | 23.1375 | 1
TX_4B_SH_2013_NG | 4B | SH | NG | 10344 | ASHRAE30pct-state-4B | HotelSmall | STD2013 | TX-Amarillo-TX | Zone4B | Zone4B(TX-Amarillo-TX) | ASHRAE30pct-state-STD2013 | state | TX | 0.0817 | 0.67 | ASHRAE30pct-state-4B_HotelSmall_STD2013_TX-Amarillo-TX.table.csv.gz | Small Hotel | Amarillo International Ap Can TX USA TMY3 WMO#=723630 | Natural Gas | 43997.6707 | 0 | 0 | 0 | 399495.4379 | 0 | 0 | 0 | 0 | 0 | 0 | 558851.9303 | 0 | 0 | 1002345.0389 | 0 | 1002345.0389 | 0 | 0 | 294.7844 | 0 | 0 | 0 | 2676.6194 | 0 | 0 | 0 | 0 | 0 | 0 | 3744.3079 | 0 | 0 | 6715.7118 | 0 | 6715.7118 | 0 | 0 | 43.9977 | 0 | 0 | 0 | 399.4954 | 0 | 0 | 0 | 0 | 0 | 0 | 558.8519 | 0 | 0 | 1002.345 | 0 | 1002.345 | 0 | 0 | 0 | 0 | 9.2472 | 0 | 0 | 0 | 0 | 1.0184 | 12.9358 | 0 | 0 | 23.2014 | 23.2014 | 23.2014 | 2
CA_4C_SH_2010_EL | 4C | SH | EL | 10575 | ASHRAE30pct-state-4C | HotelSmall | STD2010 | CA-Arcata-CA | Zone4C | Zone4C(CA-Arcata-CA) | ASHRAE30pct-state-STD2010 | state | CA | 0.136 | 0.7 | ASHRAE30pct-state-4C_HotelSmall_STD2010_CA-Arcata-CA.table.csv.gz | Small Hotel | Arcata Airport CA USA TMY3 WMO#=725945 | Electricity | 12277.7779 | 47608.3337 | 114022.2231 | 18272.2224 | 164169.4458 | 0 | 75977.7784 | 72.2222 | 0 | 0 | 0 | 0 | 0 | 0 | 432400.0035 | 0 | 432400.0035 | 0 | 0 | 1669.7778 | 6474.7334 | 15507.0223 | 2485.0222 | 22327.0446 | 0 | 10332.9779 | 9.8222 | 0 | 0 | 0 | 0 | 0 | 0 | 58806.4005 | 0 | 58806.4005 | 0 | 0 | 41.9037 | 162.4858 | 389.1543 | 62.3625 | 560.3052 | 0 | 259.3098 | 0.24649 | 0 | 0 | 0 | 0 | 0 | 0 | 1475.7678 | 0 | 1475.7678 | 0 | 0 | 9.0078 | 1.4435 | 12.9694 | 6.0023 | 0.0057056 | 0 | 3.7611 | 0.96995 | 0 | 0 | 0 | 34.1597 | 34.1597 | 34.1597 | 1
CA_4C_SH_2013_EL | 4C | SH | EL | 10755 | ASHRAE30pct-state-4C | HotelSmall | STD2013 | CA-Arcata-CA | Zone4C | Zone4C(CA-Arcata-CA) | ASHRAE30pct-state-STD2013 | state | CA | 0.136 | 0.7 | ASHRAE30pct-state-4C_HotelSmall_STD2013_CA-Arcata-CA.table.csv.gz | Small Hotel | Arcata Airport CA USA TMY3 WMO#=725945 | Electricity | 13502.7779 | 39619.4448 | 88694.4452 | 18272.2224 | 154908.3346 | 0 | 75383.3339 | 72.2222 | 0 | 0 | 0 | 0 | 0 | 0 | 390450.0031 | 0 | 390452.7809 | -2.7778 | -2.7778 | 1836.3778 | 5388.2445 | 12062.4445 | 2485.0222 | 21067.5335 | 0 | 10252.1334 | 9.8222 | 0 | 0 | 0 | 0 | 0 | 0 | 53101.2004 | 0 | 53101.5782 | -0.37778 | -0.37778 | 46.0846 | 135.2199 | 302.7114 | 62.3625 | 528.6973 | 0 | 257.281 | 0.24649 | 0 | 0 | 0 | 0 | 0 | 0 | 1332.5938 | 0 | 1332.6032 | -0.0094805 | -0.0094805 | 7.0069 | 1.4435 | 12.2376 | 5.9553 | 0.0057056 | 0 | 3.1299 | 1.0667 | 0 | 0 | 0 | 30.8459 | 30.8456 | 30.8456 | 2
CA_4C_SH_2010_NG | 4C | SH | NG | 10584 | ASHRAE30pct-state-4C | HotelSmall | STD2010 | CA-Arcata-CA | Zone4C | Zone4C(CA-Arcata-CA) | ASHRAE30pct-state-STD2010 | state | CA | 0.136 | 0.7 | ASHRAE30pct-state-4C_HotelSmall_STD2010_CA-Arcata-CA.table.csv.gz | Small Hotel | Arcata Airport CA USA TMY3 WMO#=725945 | Natural Gas | 31031.5325 | 0 | 0 | 0 | 399495.4379 | 0 | 0 | 0 | 0 | 0 | 0 | 589106.2528 | 0 | 0 | 1019633.2232 | 0 | 1019633.2232 | 0 | 0 | 217.2207 | 0 | 0 | 0 | 2796.4681 | 0 | 0 | 0 | 0 | 0 | 0 | 4123.7438 | 0 | 0 | 7137.4326 | 0 | 7137.4326 | 0 | 0 | 31.0315 | 0 | 0 | 0 | 399.4954 | 0 | 0 | 0 | 0 | 0 | 0 | 589.1063 | 0 | 0 | 1019.6332 | 0 | 1019.6332 | 0 | 0 | 0 | 0 | 9.2472 | 0 | 0 | 0 | 0 | 0.71829 | 13.6361 | 0 | 0 | 23.6015 | 23.6015 | 23.6015 | 1
CA_4C_SH_2013_NG | 4C | SH | NG | 10764 | ASHRAE30pct-state-4C | HotelSmall | STD2013 | CA-Arcata-CA | Zone4C | Zone4C(CA-Arcata-CA) | ASHRAE30pct-state-STD2013 | state | CA | 0.136 | 0.7 | ASHRAE30pct-state-4C_HotelSmall_STD2013_CA-Arcata-CA.table.csv.gz | Small Hotel | Arcata Airport CA USA TMY3 WMO#=725945 | Natural Gas | 34235.1544 | 0 | 0 | 0 | 399495.4379 | 0 | 0 | 0 | 0 | 0 | 0 | 589210.5126 | 0 | 0 | 1022941.1049 | 0 | 1022941.1049 | 0 | 0 | 239.6461 | 0 | 0 | 0 | 2796.4681 | 0 | 0 | 0 | 0 | 0 | 0 | 4124.4736 | 0 | 0 | 7160.5877 | 0 | 7160.5877 | 0 | 0 | 34.2352 | 0 | 0 | 0 | 399.4954 | 0 | 0 | 0 | 0 | 0 | 0 | 589.2105 | 0 | 0 | 1022.9411 | 0 | 1022.9411 | 0 | 0 | 0 | 0 | 9.2472 | 0 | 0 | 0 | 0 | 0.79244 | 13.6385 | 0 | 0 | 23.6781 | 23.6781 | 23.6781 | 2
OR_4C_SH_2010_EL | 4C | SH | EL | 10635 | ASHRAE30pct-state-4C | HotelSmall | STD2010 | OR-Portland-OR | Zone4C | Zone4C(OR-Portland-OR) | ASHRAE30pct-state-STD2010 | state | OR | 0.0834 | 0.92 | ASHRAE30pct-state-4C_HotelSmall_STD2010_OR-Portland-OR.table.csv.gz | Small Hotel | Portland International Ap OR USA TMY3 WMO#=726980 | Electricity | 21397.2224 | 59213.8894 | 114083.3342 | 18250.0001 | 164169.4458 | 0 | 77583.334 | 72.2222 | 0 | 0 | 0 | 0 | 0 | 0 | 454772.2259 | 0 | 454769.4481 | 2.7778 | 2.7778 | 1784.5283 | 4938.4384 | 9514.5501 | 1522.05 | 13691.7318 | 0 | 6470.4501 | 6.0233 | 0 | 0 | 0 | 0 | 0 | 0 | 37928.0036 | 0 | 37927.772 | 0.23167 | 0.23167 | 73.0281 | 202.0952 | 389.3629 | 62.2867 | 560.3052 | 0 | 264.7895 | 0.24649 | 0 | 0 | 0 | 0 | 0 | 0 | 1552.1235 | 0 | 1552.114 | 0.0094805 | 0.0094805 | 9.0126 | 1.4418 | 12.9696 | 6.1291 | 0.0057056 | 0 | 4.6779 | 1.6904 | 0 | 0 | 0 | 35.9269 | 35.9271 | 35.9271 | 1
OR_4C_SH_2013_EL | 4C | SH | EL | 10815 | ASHRAE30pct-state-4C | HotelSmall | STD2013 | OR-Portland-OR | Zone4C | Zone4C(OR-Portland-OR) | ASHRAE30pct-state-STD2013 | state | OR | 0.0834 | 0.92 | ASHRAE30pct-state-4C_HotelSmall_STD2013_OR-Portland-OR.table.csv.gz | Small Hotel | Portland International Ap OR USA TMY3 WMO#=726980 | Electricity | 23586.1113 | 49366.6671 | 89030.5563 | 18250.0001 | 154908.3346 | 0 | 77022.2228 | 72.2222 | 0 | 0 | 0 | 0 | 0 | 0 | 412236.1144 | 0 | 412236.1144 | 0 | 0 | 1967.0817 | 4117.18 | 7425.1484 | 1522.05 | 12919.3551 | 0 | 6423.6534 | 6.0233 | 0 | 0 | 0 | 0 | 0 | 0 | 34380.4919 | 0 | 34380.4919 | 0 | 0 | 80.4987 | 168.4869 | 303.8585 | 62.2867 | 528.6973 | 0 | 262.8745 | 0.24649 | 0 | 0 | 0 | 0 | 0 | 0 | 1406.9491 | 0 | 1406.9491 | 0 | 0 | 7.0334 | 1.4418 | 12.2378 | 6.0848 | 0.0057056 | 0 | 3.9 | 1.8633 | 0 | 0 | 0 | 32.5668 | 32.5668 | 32.5668 | 2
OR_4C_SH_2010_NG | 4C | SH | NG | 10644 | ASHRAE30pct-state-4C | HotelSmall | STD2010 | OR-Portland-OR | Zone4C | Zone4C(OR-Portland-OR) | ASHRAE30pct-state-STD2010 | state | OR | 0.0834 | 0.92 | ASHRAE30pct-state-4C_HotelSmall_STD2010_OR-Portland-OR.table.csv.gz | Small Hotel | Portland International Ap OR USA TMY3 WMO#=726980 | Natural Gas | 39580.8429 | 0 | 0 | 0 | 399495.4379 | 0 | 0 | 0 | 0 | 0 | 0 | 589077.8183 | 0 | 0 | 1028154.0991 | 0 | 1028154.0991 | 0 | 0 | 364.1438 | 0 | 0 | 0 | 3675.358 | 0 | 0 | 0 | 0 | 0 | 0 | 5419.5159 | 0 | 0 | 9459.0177 | 0 | 9459.0177 | 0 | 0 | 39.5808 | 0 | 0 | 0 | 399.4954 | 0 | 0 | 0 | 0 | 0 | 0 | 589.0778 | 0 | 0 | 1028.1541 | 0 | 1028.1541 | 0 | 0 | 0 | 0 | 9.2472 | 0 | 0 | 0 | 0 | 0.91618 | 13.6354 | 0 | 0 | 23.7988 | 23.7988 | 23.7988 | 1
OR_4C_SH_2013_NG | 4C | SH | NG | 10824 | ASHRAE30pct-state-4C | HotelSmall | STD2013 | OR-Portland-OR | Zone4C | Zone4C(OR-Portland-OR) | ASHRAE30pct-state-STD2013 | state | OR | 0.0834 | 0.92 | ASHRAE30pct-state-4C_HotelSmall_STD2013_OR-Portland-OR.table.csv.gz | Small Hotel | Portland International Ap OR USA TMY3 WMO#=726980 | Natural Gas | 42433.7725 | 0 | 0 | 0 | 399495.4379 | 0 | 0 | 0 | 0 | 0 | 0 | 589125.2091 | 0 | 0 | 1031054.4195 | 0 | 1031054.4195 | 0 | 0 | 390.3907 | 0 | 0 | 0 | 3675.358 | 0 | 0 | 0 | 0 | 0 | 0 | 5419.9519 | 0 | 0 | 9485.7007 | 0 | 9485.7007 | 0 | 0 | 42.4338 | 0 | 0 | 0 | 399.4954 | 0 | 0 | 0 | 0 | 0 | 0 | 589.1252 | 0 | 0 | 1031.0544 | 0 | 1031.0544 | 0 | 0 | 0 | 0 | 9.2472 | 0 | 0 | 0 | 0 | 0.98222 | 13.6365 | 0 | 0 | 23.8659 | 23.8659 | 23.8659 | 2
WA_4C_SH_2010_EL | 4C | SH | EL | 10695 | ASHRAE30pct-state-4C | HotelSmall | STD2010 | WA-Seattle-WA | Zone4C | Zone4C(WA-Seattle-WA) | ASHRAE30pct-state-STD2010 | state | WA | 0.0767 | 0.96 | ASHRAE30pct-state-4C_HotelSmall_STD2010_WA-Seattle-WA.table.csv.gz | Small Hotel | Seattle Seattle Tacoma Intl A WA USA TMY3 WMO#=727930 | Electricity | 23697.2224 | 51177.7782 | 114133.3342 | 18255.5557 | 164169.4458 | 0 | 77341.6673 | 72.2222 | 0 | 0 | 0 | 0 | 0 | 0 | 448850.0036 | 0 | 448847.2258 | 2.7778 | 2.7778 | 1817.577 | 3925.3356 | 8754.0267 | 1400.2011 | 12591.7965 | 0 | 5932.1059 | 5.5394 | 0 | 0 | 0 | 0 | 0 | 0 | 34426.7953 | 0 | 34426.5822 | 0.21306 | 0.21306 | 80.8779 | 174.6682 | 389.5335 | 62.3056 | 560.3052 | 0 | 263.9647 | 0.24649 | 0 | 0 | 0 | 0 | 0 | 0 | 1531.9111 | 0 | 1531.9017 | 0.0094805 | 0.0094805 | 9.0166 | 1.4422 | 12.9696 | 6.11 | 0.0057056 | 0 | 4.0431 | 1.8721 | 0 | 0 | 0 | 35.459 | 35.4593 | 35.4593 | 1
WA_4C_SH_2013_EL | 4C | SH | EL | 10875 | ASHRAE30pct-state-4C | HotelSmall | STD2013 | WA-Seattle-WA | Zone4C | Zone4C(WA-Seattle-WA) | ASHRAE30pct-state-STD2013 | state | WA | 0.0767 | 0.96 | ASHRAE30pct-state-4C_HotelSmall_STD2013_WA-Seattle-WA.table.csv.gz | Small Hotel | Seattle Seattle Tacoma Intl A WA USA TMY3 WMO#=727930 | Electricity | 26138.8891 | 42252.7781 | 89280.5563 | 18255.5557 | 154908.3346 | 0 | 76827.7784 | 72.2222 | 0 | 0 | 0 | 0 | 0 | 0 | 407736.1144 | 0 | 407736.1144 | 0 | 0 | 2004.8528 | 3240.7881 | 6847.8187 | 1400.2011 | 11881.4693 | 0 | 5892.6906 | 5.5394 | 0 | 0 | 0 | 0 | 0 | 0 | 31273.36 | 0 | 31273.36 | 0 | 0 | 89.2112 | 144.2074 | 304.7118 | 62.3056 | 528.6973 | 0 | 262.2108 | 0.24649 | 0 | 0 | 0 | 0 | 0 | 0 | 1391.5907 | 0 | 1391.5907 | 0 | 0 | 7.0532 | 1.4422 | 12.2378 | 6.0694 | 0.0057056 | 0 | 3.338 | 2.065 | 0 | 0 | 0 | 32.2113 | 32.2113 | 32.2113 | 2
WA_4C_SH_2010_NG | 4C | SH | NG | 10704 | ASHRAE30pct-state-4C | HotelSmall | STD2010 | WA-Seattle-WA | Zone4C | Zone4C(WA-Seattle-WA) | ASHRAE30pct-state-STD2010 | state | WA | 0.0767 | 0.96 | ASHRAE30pct-state-4C_HotelSmall_STD2010_WA-Seattle-WA.table.csv.gz | Small Hotel | Seattle Seattle Tacoma Intl A WA USA TMY3 WMO#=727930 | Natural Gas | 42064.1238 | 0 | 0 | 0 | 399495.4379 | 0 | 0 | 0 | 0 | 0 | 0 | 589163.1218 | 0 | 0 | 1030722.6835 | 0 | 1030722.6835 | 0 | 0 | 403.8156 | 0 | 0 | 0 | 3835.1562 | 0 | 0 | 0 | 0 | 0 | 0 | 5655.966 | 0 | 0 | 9894.9378 | 0 | 9894.9378 | 0 | 0 | 42.0641 | 0 | 0 | 0 | 399.4954 | 0 | 0 | 0 | 0 | 0 | 0 | 589.1631 | 0 | 0 | 1030.7227 | 0 | 1030.7227 | 0 | 0 | 0 | 0 | 9.2472 | 0 | 0 | 0 | 0 | 0.97366 | 13.6374 | 0 | 0 | 23.8582 | 23.8582 | 23.8582 | 1
WA_4C_SH_2013_NG | 4C | SH | NG | 10884 | ASHRAE30pct-state-4C | HotelSmall | STD2013 | WA-Seattle-WA | Zone4C | Zone4C(WA-Seattle-WA) | ASHRAE30pct-state-STD2013 | state | WA | 0.0767 | 0.96 | ASHRAE30pct-state-4C_HotelSmall_STD2013_WA-Seattle-WA.table.csv.gz | Small Hotel | Seattle Seattle Tacoma Intl A WA USA TMY3 WMO#=727930 | Natural Gas | 44907.5751 | 0 | 0 | 0 | 399495.4379 | 0 | 0 | 0 | 0 | 0 | 0 | 589210.5126 | 0 | 0 | 1033613.5257 | 0 | 1033613.5257 | 0 | 0 | 431.1127 | 0 | 0 | 0 | 3835.1562 | 0 | 0 | 0 | 0 | 0 | 0 | 5656.4209 | 0 | 0 | 9922.6898 | 0 | 9922.6898 | 0 | 0 | 44.9076 | 0 | 0 | 0 | 399.4954 | 0 | 0 | 0 | 0 | 0 | 0 | 589.2105 | 0 | 0 | 1033.6135 | 0 | 1033.6135 | 0 | 0 | 0 | 0 | 9.2472 | 0 | 0 | 0 | 0 | 1.0395 | 13.6385 | 0 | 0 | 23.9251 | 23.9251 | 23.9251 | 2
CT_5A_SH_2010_EL | 5A | SH | EL | 12075 | ASHRAE30pct-state-5A | HotelSmall | STD2010 | CT-HartfordBradley-CT | Zone5A | Zone5A(CT-HartfordBradley-CT) | ASHRAE30pct-state-STD2010 | state | CT | 0.147 | 0.82 | ASHRAE30pct-state-5A_HotelSmall_STD2010_CT-HartfordBradley-CT.table.csv.gz | Small Hotel | Hartford Bradley Intl Ap CT USA TMY3 WMO#=725080 | Electricity | 60733.3338 | 64780.5561 | 113988.8898 | 18263.889 | 164169.4458 | 0 | 77344.4451 | 72.2222 | 0 | 0 | 0 | 0 | 0 | 0 | 499355.5596 | 0 | 499352.7818 | 2.7778 | 2.7778 | 8927.8001 | 9522.7417 | 16756.3668 | 2684.7917 | 24132.9085 | 0 | 11369.6334 | 10.6167 | 0 | 0 | 0 | 0 | 0 | 0 | 73405.2673 | 0 | 73404.8589 | 0.40833 | 0.40833 | 207.281 | 221.094 | 389.0405 | 62.3341 | 560.3052 | 0 | 263.9742 | 0.24649 | 0 | 0 | 0 | 0 | 0 | 0 | 1704.285 | 0 | 1704.2756 | 0.0094805 | 0.0094805 | 9.0052 | 1.4429 | 12.9696 | 6.1102 | 0.0057056 | 0 | 5.1177 | 4.7979 | 0 | 0 | 0 | 39.449 | 39.4492 | 39.4492 | 1
CT_5A_SH_2013_EL | 5A | SH | EL | 13215 | ASHRAE30pct-state-5A | HotelSmall | STD2013 | CT-HartfordBradley-CT | Zone5A | Zone5A(CT-HartfordBradley-CT) | ASHRAE30pct-state-STD2013 | state | CT | 0.147 | 0.82 | ASHRAE30pct-state-5A_HotelSmall_STD2013_CT-HartfordBradley-CT.table.csv.gz | Small Hotel | Hartford Bradley Intl Ap CT USA TMY3 WMO#=725080 | Electricity | 61344.4449 | 54972.2227 | 88561.1118 | 18263.889 | 154908.3346 | 0 | 76600.0006 | 72.2222 | 0 | 0 | 0 | 0 | 0 | 0 | 454725.0036 | 0 | 454722.2259 | 2.7778 | 2.7778 | 9017.6334 | 8080.9167 | 13018.4834 | 2684.7917 | 22771.5252 | 0 | 11260.2001 | 10.6167 | 0 | 0 | 0 | 0 | 0 | 0 | 66844.5755 | 0 | 66844.1672 | 0.40833 | 0.40833 | 209.3667 | 187.6185 | 302.2563 | 62.3341 | 528.6973 | 0 | 261.4334 | 0.24649 | 0 | 0 | 0 | 0 | 0 | 0 | 1551.9623 | 0 | 1551.9529 | 0.0094805 | 0.0094805 | 6.9964 | 1.4429 | 12.238 | 6.0514 | 0.0057056 | 0 | 4.3428 | 4.8462 | 0 | 0 | 0 | 35.9232 | 35.9234 | 35.9234 | 2
CT_5A_SH_2010_NG | 5A | SH | NG | 12084 | ASHRAE30pct-state-5A | HotelSmall | STD2010 | CT-HartfordBradley-CT | Zone5A | Zone5A(CT-HartfordBradley-CT) | ASHRAE30pct-state-STD2010 | state | CT | 0.147 | 0.82 | ASHRAE30pct-state-5A_HotelSmall_STD2010_CT-HartfordBradley-CT.table.csv.gz | Small Hotel | Hartford Bradley Intl Ap CT USA TMY3 WMO#=725080 | Natural Gas | 93634.8533 | 0 | 0 | 0 | 399495.4379 | 0 | 0 | 0 | 0 | 0 | 0 | 603693.1582 | 0 | 0 | 1096823.4494 | 0 | 1096823.4494 | 0 | 0 | 767.8058 | 0 | 0 | 0 | 3275.8626 | 0 | 0 | 0 | 0 | 0 | 0 | 4950.2839 | 0 | 0 | 8993.9523 | 0 | 8993.9523 | 0 | 0 | 93.6349 | 0 | 0 | 0 | 399.4954 | 0 | 0 | 0 | 0 | 0 | 0 | 603.6932 | 0 | 0 | 1096.8234 | 0 | 1096.8234 | 0 | 0 | 0 | 0 | 9.2472 | 0 | 0 | 0 | 0 | 2.1674 | 13.9737 | 0 | 0 | 25.3883 | 25.3883 | 25.3883 | 1
CT_5A_SH_2013_NG | 5A | SH | NG | 13224 | ASHRAE30pct-state-5A | HotelSmall | STD2013 | CT-HartfordBradley-CT | Zone5A | Zone5A(CT-HartfordBradley-CT) | ASHRAE30pct-state-STD2013 | state | CT | 0.147 | 0.82 | ASHRAE30pct-state-5A_HotelSmall_STD2013_CT-HartfordBradley-CT.table.csv.gz | Small Hotel | Hartford Bradley Intl Ap CT USA TMY3 WMO#=725080 | Natural Gas | 95701.0946 | 0 | 0 | 0 | 399495.4379 | 0 | 0 | 0 | 0 | 0 | 0 | 603683.6801 | 0 | 0 | 1098880.2126 | 0 | 1098880.2126 | 0 | 0 | 784.749 | 0 | 0 | 0 | 3275.8626 | 0 | 0 | 0 | 0 | 0 | 0 | 4950.2062 | 0 | 0 | 9010.8177 | 0 | 9010.8177 | 0 | 0 | 95.7011 | 0 | 0 | 0 | 399.4954 | 0 | 0 | 0 | 0 | 0 | 0 | 603.6837 | 0 | 0 | 1098.8802 | 0 | 1098.8802 | 0 | 0 | 0 | 0 | 9.2472 | 0 | 0 | 0 | 0 | 2.2152 | 13.9735 | 0 | 0 | 25.4359 | 25.4359 | 25.4359 | 2
IA_5A_SH_2010_EL | 5A | SH | EL | 12135 | ASHRAE30pct-state-5A | HotelSmall | STD2010 | IA-DesMoines-IA | Zone5A | Zone5A(IA-DesMoines-IA) | ASHRAE30pct-state-STD2010 | state | IA | 0.08 | 0.7 | ASHRAE30pct-state-5A_HotelSmall_STD2010_IA-DesMoines-IA.table.csv.gz | Small Hotel | Des Moines Intl Ap IA USA TMY3 WMO#=725460 | Electricity | 81875.0007 | 74102.7784 | 114030.5565 | 18286.1113 | 164169.4458 | 0 | 78100.0006 | 72.2222 | 0 | 0 | 0 | 0 | 0 | 0 | 530636.1154 | 0 | 530636.1154 | 0 | 0 | 6550.0001 | 5928.2223 | 9122.4445 | 1462.8889 | 13133.5557 | 0 | 6248 | 5.7778 | 0 | 0 | 0 | 0 | 0 | 0 | 42450.8892 | 0 | 42450.8892 | 0 | 0 | 279.4368 | 252.9105 | 389.1828 | 62.4099 | 560.3052 | 0 | 266.5529 | 0.24649 | 0 | 0 | 0 | 0 | 0 | 0 | 1811.0446 | 0 | 1811.0446 | 0 | 0 | 9.0084 | 1.4446 | 12.9694 | 6.1699 | 0.0057056 | 0 | 5.8541 | 6.4681 | 0 | 0 | 0 | 41.9204 | 41.9204 | 41.9204 | 1
IA_5A_SH_2013_EL | 5A | SH | EL | 13275 | ASHRAE30pct-state-5A | HotelSmall | STD2013 | IA-DesMoines-IA | Zone5A | Zone5A(IA-DesMoines-IA) | ASHRAE30pct-state-STD2013 | state | IA | 0.08 | 0.7 | ASHRAE30pct-state-5A_HotelSmall_STD2013_IA-DesMoines-IA.table.csv.gz | Small Hotel | Des Moines Intl Ap IA USA TMY3 WMO#=725460 | Electricity | 82094.4451 | 64752.7783 | 88591.6674 | 18286.1113 | 154908.3346 | 0 | 77402.7784 | 72.2222 | 0 | 0 | 0 | 0 | 0 | 0 | 486108.3372 | 0 | 486108.3372 | 0 | 0 | 6567.5556 | 5180.2223 | 7087.3334 | 1462.8889 | 12392.6668 | 0 | 6192.2223 | 5.7778 | 0 | 0 | 0 | 0 | 0 | 0 | 38888.667 | 0 | 38888.667 | 0 | 0 | 280.1858 | 220.9992 | 302.3606 | 62.4099 | 528.6973 | 0 | 264.1733 | 0.24649 | 0 | 0 | 0 | 0 | 0 | 0 | 1659.0727 | 0 | 1659.0727 | 0 | 0 | 6.9988 | 1.4446 | 12.2378 | 6.1148 | 0.0057056 | 0 | 5.1155 | 6.4855 | 0 | 0 | 0 | 38.4027 | 38.4027 | 38.4027 | 2
IA_5A_SH_2010_NG | 5A | SH | NG | 12144 | ASHRAE30pct-state-5A | HotelSmall | STD2010 | IA-DesMoines-IA | Zone5A | Zone5A(IA-DesMoines-IA) | ASHRAE30pct-state-STD2010 | state | IA | 0.08 | 0.7 | ASHRAE30pct-state-5A_HotelSmall_STD2010_IA-DesMoines-IA.table.csv.gz | Small Hotel | Des Moines Intl Ap IA USA TMY3 WMO#=725460 | Natural Gas | 113510.5783 | 0 | 0 | 0 | 399495.4379 | 0 | 0 | 0 | 0 | 0 | 0 | 603740.5491 | 0 | 0 | 1116746.5653 | 0 | 1116746.5653 | 0 | 0 | 794.574 | 0 | 0 | 0 | 2796.4681 | 0 | 0 | 0 | 0 | 0 | 0 | 4226.1838 | 0 | 0 | 7817.226 | 0 | 7817.226 | 0 | 0 | 113.5106 | 0 | 0 | 0 | 399.4954 | 0 | 0 | 0 | 0 | 0 | 0 | 603.7405 | 0 | 0 | 1116.7466 | 0 | 1116.7466 | 0 | 0 | 0 | 0 | 9.2472 | 0 | 0 | 0 | 0 | 2.6274 | 13.9748 | 0 | 0 | 25.8494 | 25.8494 | 25.8494 | 1
IA_5A_SH_2013_NG | 5A | SH | NG | 13284 | ASHRAE30pct-state-5A | HotelSmall | STD2013 | IA-DesMoines-IA | Zone5A | Zone5A(IA-DesMoines-IA) | ASHRAE30pct-state-STD2013 | state | IA | 0.08 | 0.7 | ASHRAE30pct-state-5A_HotelSmall_STD2013_IA-DesMoines-IA.table.csv.gz | Small Hotel | Des Moines Intl Ap IA USA TMY3 WMO#=725460 | Natural Gas | 114837.5223 | 0 | 0 | 0 | 399495.4379 | 0 | 0 | 0 | 0 | 0 | 0 | 603712.1146 | 0 | 0 | 1118045.0748 | 0 | 1118045.0748 | 0 | 0 | 803.8627 | 0 | 0 | 0 | 2796.4681 | 0 | 0 | 0 | 0 | 0 | 0 | 4225.9848 | 0 | 0 | 7826.3155 | 0 | 7826.3155 | 0 | 0 | 114.8375 | 0 | 0 | 0 | 399.4954 | 0 | 0 | 0 | 0 | 0 | 0 | 603.7121 | 0 | 0 | 1118.0451 | 0 | 1118.0451 | 0 | 0 | 0 | 0 | 9.2472 | 0 | 0 | 0 | 0 | 2.6582 | 13.9742 | 0 | 0 | 25.8795 | 25.8795 | 25.8795 | 2
IL_5A_SH_2010_EL | 5A | SH | EL | 12195 | ASHRAE30pct-state-5A | HotelSmall | STD2010 | IL-Peoria-IL | Zone5A | Zone5A(IL-Peoria-IL) | ASHRAE30pct-state-STD2010 | state | IL | 0.0819 | 0.76 | ASHRAE30pct-state-5A_HotelSmall_STD2010_IL-Peoria-IL.table.csv.gz | Small Hotel | Peoria Greater Peoria Ap IL USA TMY3 WMO#=725320 | Electricity | 76519.4451 | 71811.1117 | 114000.0009 | 18280.5557 | 164169.4458 | 0 | 77722.2228 | 72.2222 | 0 | 0 | 0 | 0 | 0 | 0 | 522577.782 | 0 | 522575.0042 | 2.7778 | 2.7778 | 6266.9426 | 5881.33 | 9336.6001 | 1497.1775 | 13445.4776 | 0 | 6365.4501 | 5.915 | 0 | 0 | 0 | 0 | 0 | 0 | 42799.1203 | 0 | 42798.8928 | 0.2275 | 0.2275 | 261.1585 | 245.0891 | 389.0785 | 62.391 | 560.3052 | 0 | 265.2635 | 0.24649 | 0 | 0 | 0 | 0 | 0 | 0 | 1783.5418 | 0 | 1783.5323 | 0.0094805 | 0.0094805 | 9.006 | 1.4442 | 12.9696 | 6.1401 | 0.0057056 | 0 | 5.6731 | 6.0451 | 0 | 0 | 0 | 41.2836 | 41.2838 | 41.2838 | 1
IL_5A_SH_2013_EL | 5A | SH | EL | 13335 | ASHRAE30pct-state-5A | HotelSmall | STD2013 | IL-Peoria-IL | Zone5A | Zone5A(IL-Peoria-IL) | ASHRAE30pct-state-STD2013 | state | IL | 0.0819 | 0.76 | ASHRAE30pct-state-5A_HotelSmall_STD2013_IL-Peoria-IL.table.csv.gz | Small Hotel | Peoria Greater Peoria Ap IL USA TMY3 WMO#=725320 | Electricity | 77016.6673 | 61308.3338 | 88566.6674 | 18280.5557 | 154908.3346 | 0 | 77030.5562 | 72.2222 | 0 | 0 | 0 | 0 | 0 | 0 | 477183.3372 | 0 | 477183.3372 | 0 | 0 | 6307.6651 | 5021.1525 | 7253.6101 | 1497.1775 | 12686.9926 | 0 | 6308.8026 | 5.915 | 0 | 0 | 0 | 0 | 0 | 0 | 39081.3153 | 0 | 39081.3153 | 0 | 0 | 262.8555 | 209.2434 | 302.2753 | 62.391 | 528.6973 | 0 | 262.9029 | 0.24649 | 0 | 0 | 0 | 0 | 0 | 0 | 1628.6119 | 0 | 1628.6119 | 0 | 0 | 6.9968 | 1.4442 | 12.2378 | 6.0854 | 0.0057056 | 0 | 4.8434 | 6.0843 | 0 | 0 | 0 | 37.6976 | 37.6976 | 37.6976 | 2
IL_5A_SH_2010_NG | 5A | SH | NG | 12204 | ASHRAE30pct-state-5A | HotelSmall | STD2010 | IL-Peoria-IL | Zone5A | Zone5A(IL-Peoria-IL) | ASHRAE30pct-state-STD2010 | state | IL | 0.0819 | 0.76 | ASHRAE30pct-state-5A_HotelSmall_STD2010_IL-Peoria-IL.table.csv.gz | Small Hotel | Peoria Greater Peoria Ap IL USA TMY3 WMO#=725320 | Natural Gas | 106828.4676 | 0 | 0 | 0 | 399495.4379 | 0 | 0 | 0 | 0 | 0 | 0 | 603721.5928 | 0 | 0 | 1110045.4983 | 0 | 1110045.4983 | 0 | 0 | 811.8964 | 0 | 0 | 0 | 3036.1653 | 0 | 0 | 0 | 0 | 0 | 0 | 4588.2841 | 0 | 0 | 8436.3458 | 0 | 8436.3458 | 0 | 0 | 106.8285 | 0 | 0 | 0 | 399.4954 | 0 | 0 | 0 | 0 | 0 | 0 | 603.7216 | 0 | 0 | 1110.0455 | 0 | 1110.0455 | 0 | 0 | 0 | 0 | 9.2472 | 0 | 0 | 0 | 0 | 2.4728 | 13.9744 | 0 | 0 | 25.6943 | 25.6943 | 25.6943 | 1
IL_5A_SH_2013_NG | 5A | SH | NG | 13344 | ASHRAE30pct-state-5A | HotelSmall | STD2013 | IL-Peoria-IL | Zone5A | Zone5A(IL-Peoria-IL) | ASHRAE30pct-state-STD2013 | state | IL | 0.0819 | 0.76 | ASHRAE30pct-state-5A_HotelSmall_STD2013_IL-Peoria-IL.table.csv.gz | Small Hotel | Peoria Greater Peoria Ap IL USA TMY3 WMO#=725320 | Natural Gas | 108790.449 | 0 | 0 | 0 | 399495.4379 | 0 | 0 | 0 | 0 | 0 | 0 | 603712.1146 | 0 | 0 | 1111998.0015 | 0 | 1111998.0015 | 0 | 0 | 826.8074 | 0 | 0 | 0 | 3036.1653 | 0 | 0 | 0 | 0 | 0 | 0 | 4588.2121 | 0 | 0 | 8451.1848 | 0 | 8451.1848 | 0 | 0 | 108.7904 | 0 | 0 | 0 | 399.4954 | 0 | 0 | 0 | 0 | 0 | 0 | 603.7121 | 0 | 0 | 1111.998 | 0 | 1111.998 | 0 | 0 | 0 | 0 | 9.2472 | 0 | 0 | 0 | 0 | 2.5182 | 13.9742 | 0 | 0 | 25.7395 | 25.7395 | 25.7395 | 2
IN_5A_SH_2010_EL | 5A | SH | EL | 12255 | ASHRAE30pct-state-5A | HotelSmall | STD2010 | IN-Indianapolis-IN | Zone5A | Zone5A(IN-Indianapolis-IN) | ASHRAE30pct-state-STD2010 | state | IN | 0.0907 | 0.75 | ASHRAE30pct-state-5A_HotelSmall_STD2010_IN-Indianapolis-IN.table.csv.gz | Small Hotel | Indianapolis Intl Ap IN USA TMY3 WMO#=724380 | Electricity | 69952.7783 | 76969.4451 | 113952.7787 | 18255.5557 | 164169.4458 | 0 | 77691.6673 | 72.2222 | 0 | 0 | 0 | 0 | 0 | 0 | 521066.6708 | 0 | 521063.8931 | 2.7778 | 2.7778 | 6344.717 | 6981.1287 | 10335.517 | 1655.7789 | 14890.1687 | 0 | 7046.6342 | 6.5506 | 0 | 0 | 0 | 0 | 0 | 0 | 47260.747 | 0 | 47260.4951 | 0.25194 | 0.25194 | 238.7467 | 262.6943 | 388.9173 | 62.3056 | 560.3052 | 0 | 265.1593 | 0.24649 | 0 | 0 | 0 | 0 | 0 | 0 | 1778.3844 | 0 | 1778.3749 | 0.0094805 | 0.0094805 | 9.0023 | 1.4422 | 12.9696 | 6.1377 | 0.0057056 | 0 | 6.0806 | 5.5263 | 0 | 0 | 0 | 41.1642 | 41.1644 | 41.1644 | 1
IN_5A_SH_2013_EL | 5A | SH | EL | 13395 | ASHRAE30pct-state-5A | HotelSmall | STD2013 | IN-Indianapolis-IN | Zone5A | Zone5A(IN-Indianapolis-IN) | ASHRAE30pct-state-STD2013 | state | IN | 0.0907 | 0.75 | ASHRAE30pct-state-5A_HotelSmall_STD2013_IN-Indianapolis-IN.table.csv.gz | Small Hotel | Indianapolis Intl Ap IN USA TMY3 WMO#=724380 | Electricity | 70425.0006 | 65958.3339 | 88433.334 | 18255.5557 | 154908.3346 | 0 | 76936.1117 | 72.2222 | 0 | 0 | 0 | 0 | 0 | 0 | 474991.6705 | 0 | 474988.8927 | 2.7778 | 2.7778 | 6387.5476 | 5982.4209 | 8020.9034 | 1655.7789 | 14050.1859 | 0 | 6978.1053 | 6.5506 | 0 | 0 | 0 | 0 | 0 | 0 | 43081.7445 | 0 | 43081.4926 | 0.25194 | 0.25194 | 240.3583 | 225.1137 | 301.8202 | 62.3056 | 528.6973 | 0 | 262.5806 | 0.24649 | 0 | 0 | 0 | 0 | 0 | 0 | 1621.1318 | 0 | 1621.1224 | 0.0094805 | 0.0094805 | 6.9863 | 1.4422 | 12.238 | 6.078 | 0.0057056 | 0 | 5.2107 | 5.5636 | 0 | 0 | 0 | 37.5242 | 37.5245 | 37.5245 | 2
IN_5A_SH_2010_NG | 5A | SH | NG | 12264 | ASHRAE30pct-state-5A | HotelSmall | STD2010 | IN-Indianapolis-IN | Zone5A | Zone5A(IN-Indianapolis-IN) | ASHRAE30pct-state-STD2010 | state | IN | 0.0907 | 0.75 | ASHRAE30pct-state-5A_HotelSmall_STD2010_IN-Indianapolis-IN.table.csv.gz | Small Hotel | Indianapolis Intl Ap IN USA TMY3 WMO#=724380 | Natural Gas | 98677.2404 | 0 | 0 | 0 | 399495.4379 | 0 | 0 | 0 | 0 | 0 | 0 | 603674.2019 | 0 | 0 | 1101846.8802 | 0 | 1101846.8802 | 0 | 0 | 740.0793 | 0 | 0 | 0 | 2996.2158 | 0 | 0 | 0 | 0 | 0 | 0 | 4527.5565 | 0 | 0 | 8263.8516 | 0 | 8263.8516 | 0 | 0 | 98.6772 | 0 | 0 | 0 | 399.4954 | 0 | 0 | 0 | 0 | 0 | 0 | 603.6742 | 0 | 0 | 1101.8469 | 0 | 1101.8469 | 0 | 0 | 0 | 0 | 9.2472 | 0 | 0 | 0 | 0 | 2.2841 | 13.9733 | 0 | 0 | 25.5045 | 25.5045 | 25.5045 | 1
IN_5A_SH_2013_NG | 5A | SH | NG | 13404 | ASHRAE30pct-state-5A | HotelSmall | STD2013 | IN-Indianapolis-IN | Zone5A | Zone5A(IN-Indianapolis-IN) | ASHRAE30pct-state-STD2013 | state | IN | 0.0907 | 0.75 | ASHRAE30pct-state-5A_HotelSmall_STD2013_IN-Indianapolis-IN.table.csv.gz | Small Hotel | Indianapolis Intl Ap IN USA TMY3 WMO#=724380 | Natural Gas | 100563.3964 | 0 | 0 | 0 | 399495.4379 | 0 | 0 | 0 | 0 | 0 | 0 | 603664.7237 | 0 | 0 | 1103723.5581 | 0 | 1103723.5581 | 0 | 0 | 754.2255 | 0 | 0 | 0 | 2996.2158 | 0 | 0 | 0 | 0 | 0 | 0 | 4527.4854 | 0 | 0 | 8277.9267 | 0 | 8277.9267 | 0 | 0 | 100.5634 | 0 | 0 | 0 | 399.4954 | 0 | 0 | 0 | 0 | 0 | 0 | 603.6647 | 0 | 0 | 1103.7236 | 0 | 1103.7236 | 0 | 0 | 0 | 0 | 9.2472 | 0 | 0 | 0 | 0 | 2.3277 | 13.9731 | 0 | 0 | 25.548 | 25.548 | 25.548 | 2
KS_5A_SH_2010_EL | 5A | SH | EL | 12315 | ASHRAE30pct-state-5A | HotelSmall | STD2010 | KS-Goodland-KS | Zone5A | Zone5A(KS-Goodland-KS) | ASHRAE30pct-state-STD2010 | state | KS | 0.0913 | 0.86 | ASHRAE30pct-state-5A_HotelSmall_STD2010_KS-Goodland-KS.table.csv.gz | Small Hotel | Goodland Renner Field KS USA TMY3 WMO#=724650 | Electricity | 59641.6671 | 70583.3339 | 114122.2231 | 18266.6668 | 164169.4458 | 0 | 80258.334 | 72.2222 | 0 | 0 | 0 | 0 | 0 | 0 | 507111.1152 | 0 | 507113.8929 | -2.7778 | -2.7778 | 5445.2842 | 6444.2584 | 10419.359 | 1667.7467 | 14988.6704 | 0 | 7327.5859 | 6.5939 | 0 | 0 | 0 | 0 | 0 | 0 | 46299.2448 | 0 | 46299.4984 | -0.25361 | -0.25361 | 203.5552 | 240.8987 | 389.4956 | 62.3436 | 560.3052 | 0 | 273.9192 | 0.24649 | 0 | 0 | 0 | 0 | 0 | 0 | 1730.7545 | 0 | 1730.764 | -0.0094805 | -0.0094805 | 9.0157 | 1.4431 | 12.9692 | 6.3404 | 0.0057056 | 0 | 5.5761 | 4.7117 | 0 | 0 | 0 | 40.0621 | 40.0619 | 40.0619 | 1
KS_5A_SH_2013_EL | 5A | SH | EL | 13455 | ASHRAE30pct-state-5A | HotelSmall | STD2013 | KS-Goodland-KS | Zone5A | Zone5A(KS-Goodland-KS) | ASHRAE30pct-state-STD2013 | state | KS | 0.0913 | 0.86 | ASHRAE30pct-state-5A_HotelSmall_STD2013_KS-Goodland-KS.table.csv.gz | Small Hotel | Goodland Renner Field KS USA TMY3 WMO#=724650 | Electricity | 59688.8894 | 60213.8894 | 88852.7785 | 18266.6668 | 154908.3346 | 0 | 79500.0006 | 72.2222 | 0 | 0 | 0 | 0 | 0 | 0 | 461502.7815 | 0 | 461502.7815 | 0 | 0 | 5449.5956 | 5497.5281 | 8112.2587 | 1667.7467 | 14143.1309 | 0 | 7258.3501 | 6.5939 | 0 | 0 | 0 | 0 | 0 | 0 | 42135.2039 | 0 | 42135.2039 | 0 | 0 | 203.7163 | 205.5081 | 303.2518 | 62.3436 | 528.6973 | 0 | 271.331 | 0.24649 | 0 | 0 | 0 | 0 | 0 | 0 | 1575.0947 | 0 | 1575.0947 | 0 | 0 | 7.0194 | 1.4431 | 12.2378 | 6.2805 | 0.0057056 | 0 | 4.7569 | 4.7154 | 0 | 0 | 0 | 36.4588 | 36.4588 | 36.4588 | 2
KS_5A_SH_2010_NG | 5A | SH | NG | 12324 | ASHRAE30pct-state-5A | HotelSmall | STD2010 | KS-Goodland-KS | Zone5A | Zone5A(KS-Goodland-KS) | ASHRAE30pct-state-STD2010 | state | KS | 0.0913 | 0.86 | ASHRAE30pct-state-5A_HotelSmall_STD2010_KS-Goodland-KS.table.csv.gz | Small Hotel | Goodland Renner Field KS USA TMY3 WMO#=724650 | Natural Gas | 78498.2139 | 0 | 0 | 0 | 399495.4379 | 0 | 0 | 0 | 0 | 0 | 0 | 603674.2019 | 0 | 0 | 1081667.8537 | 0 | 1081667.8537 | 0 | 0 | 675.0846 | 0 | 0 | 0 | 3435.6608 | 0 | 0 | 0 | 0 | 0 | 0 | 5191.5981 | 0 | 0 | 9302.3435 | 0 | 9302.3435 | 0 | 0 | 78.4982 | 0 | 0 | 0 | 399.4954 | 0 | 0 | 0 | 0 | 0 | 0 | 603.6742 | 0 | 0 | 1081.6679 | 0 | 1081.6679 | 0 | 0 | 0 | 0 | 9.2472 | 0 | 0 | 0 | 0 | 1.817 | 13.9733 | 0 | 0 | 25.0374 | 25.0374 | 25.0374 | 1
KS_5A_SH_2013_NG | 5A | SH | NG | 13464 | ASHRAE30pct-state-5A | HotelSmall | STD2013 | KS-Goodland-KS | Zone5A | Zone5A(KS-Goodland-KS) | ASHRAE30pct-state-STD2013 | state | KS | 0.0913 | 0.86 | ASHRAE30pct-state-5A_HotelSmall_STD2013_KS-Goodland-KS.table.csv.gz | Small Hotel | Goodland Renner Field KS USA TMY3 WMO#=724650 | Natural Gas | 80147.4157 | 0 | 0 | 0 | 399495.4379 | 0 | 0 | 0 | 0 | 0 | 0 | 603664.7237 | 0 | 0 | 1083298.0991 | 0 | 1083307.5773 | 0 | 0 | 689.2678 | 0 | 0 | 0 | 3435.6608 | 0 | 0 | 0 | 0 | 0 | 0 | 5191.5166 | 0 | 0 | 9316.3637 | 0 | 9316.4452 | 0 | 0 | 80.1474 | 0 | 0 | 0 | 399.4954 | 0 | 0 | 0 | 0 | 0 | 0 | 603.6647 | 0 | 0 | 1083.2981 | 0 | 1083.3076 | 0 | 0 | 0 | 0 | 9.2472 | 0 | 0 | 0 | 0 | 1.8552 | 13.9731 | 0 | 0 | 25.0754 | 25.0752 | 25.0754 | 2
MA_5A_SH_2010_EL | 5A | SH | EL | 12375 | ASHRAE30pct-state-5A | HotelSmall | STD2010 | MA-BostonLogan-MA | Zone5A | Zone5A(MA-BostonLogan-MA) | ASHRAE30pct-state-STD2010 | state | MA | 0.1397 | 1.01 | ASHRAE30pct-state-5A_HotelSmall_STD2010_MA-BostonLogan-MA.table.csv.gz | Small Hotel | Boston Logan IntL Arpt MA USA TMY3 WMO#=725090 | Electricity | 62030.5561 | 62111.1116 | 114016.6676 | 18258.3335 | 164169.4458 | 0 | 77430.5562 | 72.2222 | 0 | 0 | 0 | 0 | 0 | 0 | 498088.8929 | 0 | 498088.8929 | 0 | 0 | 8665.6687 | 8676.9223 | 15928.1285 | 2550.6892 | 22934.4716 | 0 | 10817.0487 | 10.0894 | 0 | 0 | 0 | 0 | 0 | 0 | 69583.0183 | 0 | 69583.0183 | 0 | 0 | 211.7084 | 211.9833 | 389.1354 | 62.3151 | 560.3052 | 0 | 264.2681 | 0.24649 | 0 | 0 | 0 | 0 | 0 | 0 | 1699.962 | 0 | 1699.962 | 0 | 0 | 9.0073 | 1.4424 | 12.9694 | 6.117 | 0.0057056 | 0 | 4.9068 | 4.9004 | 0 | 0 | 0 | 39.3491 | 39.3491 | 39.3491 | 1
MA_5A_SH_2013_EL | 5A | SH | EL | 13515 | ASHRAE30pct-state-5A | HotelSmall | STD2013 | MA-BostonLogan-MA | Zone5A | Zone5A(MA-BostonLogan-MA) | ASHRAE30pct-state-STD2013 | state | MA | 0.1397 | 1.01 | ASHRAE30pct-state-5A_HotelSmall_STD2013_MA-BostonLogan-MA.table.csv.gz | Small Hotel | Boston Logan IntL Arpt MA USA TMY3 WMO#=725090 | Electricity | 63430.5561 | 52277.7782 | 88627.7785 | 18258.3335 | 154908.3346 | 0 | 76658.3339 | 72.2222 | 0 | 0 | 0 | 0 | 0 | 0 | 454236.1147 | 0 | 454233.337 | 2.7778 | 2.7778 | 8861.2487 | 7303.2056 | 12381.3007 | 2550.6892 | 21640.6943 | 0 | 10709.1693 | 10.0894 | 0 | 0 | 0 | 0 | 0 | 0 | 63456.7852 | 0 | 63456.3972 | 0.38806 | 0.38806 | 216.4865 | 178.4224 | 302.4839 | 62.3151 | 528.6973 | 0 | 261.6325 | 0.24649 | 0 | 0 | 0 | 0 | 0 | 0 | 1550.2938 | 0 | 1550.2843 | 0.0094805 | 0.0094805 | 7.0016 | 1.4424 | 12.238 | 6.056 | 0.0057056 | 0 | 4.13 | 5.011 | 0 | 0 | 0 | 35.8845 | 35.8848 | 35.8848 | 2
MA_5A_SH_2010_NG | 5A | SH | NG | 12384 | ASHRAE30pct-state-5A | HotelSmall | STD2010 | MA-BostonLogan-MA | Zone5A | Zone5A(MA-BostonLogan-MA) | ASHRAE30pct-state-STD2010 | state | MA | 0.1397 | 1.01 | ASHRAE30pct-state-5A_HotelSmall_STD2010_MA-BostonLogan-MA.table.csv.gz | Small Hotel | Boston Logan IntL Arpt MA USA TMY3 WMO#=725090 | Natural Gas | 91530.6993 | 0 | 0 | 0 | 399495.4379 | 0 | 0 | 0 | 0 | 0 | 0 | 603787.94 | 0 | 0 | 1094804.599 | 0 | 1094814.0771 | 0 | 0 | 924.4601 | 0 | 0 | 0 | 4034.9039 | 0 | 0 | 0 | 0 | 0 | 0 | 6098.2582 | 0 | 0 | 11057.5264 | 0 | 11057.6222 | 0 | 0 | 91.5307 | 0 | 0 | 0 | 399.4954 | 0 | 0 | 0 | 0 | 0 | 0 | 603.7879 | 0 | 0 | 1094.8046 | 0 | 1094.8141 | 0 | 0 | 0 | 0 | 9.2472 | 0 | 0 | 0 | 0 | 2.1187 | 13.9759 | 0 | 0 | 25.3417 | 25.3415 | 25.3417 | 1
MA_5A_SH_2013_NG | 5A | SH | NG | 13524 | ASHRAE30pct-state-5A | HotelSmall | STD2013 | MA-BostonLogan-MA | Zone5A | Zone5A(MA-BostonLogan-MA) | ASHRAE30pct-state-STD2013 | state | MA | 0.1397 | 1.01 | ASHRAE30pct-state-5A_HotelSmall_STD2013_MA-BostonLogan-MA.table.csv.gz | Small Hotel | Boston Logan IntL Arpt MA USA TMY3 WMO#=725090 | Natural Gas | 94013.9801 | 0 | 0 | 0 | 399495.4379 | 0 | 0 | 0 | 0 | 0 | 0 | 603768.9836 | 0 | 0 | 1097278.4017 | 0 | 1097278.4017 | 0 | 0 | 949.5412 | 0 | 0 | 0 | 4034.9039 | 0 | 0 | 0 | 0 | 0 | 0 | 6098.0667 | 0 | 0 | 11082.5119 | 0 | 11082.5119 | 0 | 0 | 94.014 | 0 | 0 | 0 | 399.4954 | 0 | 0 | 0 | 0 | 0 | 0 | 603.769 | 0 | 0 | 1097.2784 | 0 | 1097.2784 | 0 | 0 | 0 | 0 | 9.2472 | 0 | 0 | 0 | 0 | 2.1761 | 13.9755 | 0 | 0 | 25.3988 | 25.3988 | 25.3988 | 2
MD_5A_SH_2010_EL | 5A | SH | EL | 12435 | ASHRAE30pct-state-5A | HotelSmall | STD2010 | MD-Harrisburg-PA | Zone5A | Zone5A(MD-Harrisburg-PA) | ASHRAE30pct-state-STD2010 | state | MD | 0.1052 | 0.99 | ASHRAE30pct-state-5A_HotelSmall_STD2010_MD-Harrisburg-PA.table.csv.gz | Small Hotel | Middletown Harrisburg Intl Ap PA USA TMY3 WMO#=725115 | Electricity | 69708.3339 | 73925.0006 | 114002.7787 | 18263.889 | 164169.4458 | 0 | 77494.4451 | 72.2222 | 0 | 0 | 0 | 0 | 0 | 0 | 517638.893 | 0 | 517636.1153 | 2.7778 | 2.7778 | 7333.3167 | 7776.9101 | 11993.0923 | 1921.3611 | 17270.6257 | 0 | 8152.4156 | 7.5978 | 0 | 0 | 0 | 0 | 0 | 0 | 54455.6115 | 0 | 54455.3193 | 0.29222 | 0.29222 | 237.9124 | 252.3037 | 389.0879 | 62.3341 | 560.3052 | 0 | 264.4861 | 0.24649 | 0 | 0 | 0 | 0 | 0 | 0 | 1766.6855 | 0 | 1766.676 | 0.0094805 | 0.0094805 | 9.0062 | 1.4429 | 12.9696 | 6.1221 | 0.0057056 | 0 | 5.8401 | 5.507 | 0 | 0 | 0 | 40.8934 | 40.8936 | 40.8936 | 1
MD_5A_SH_2013_EL | 5A | SH | EL | 13575 | ASHRAE30pct-state-5A | HotelSmall | STD2013 | MD-Harrisburg-PA | Zone5A | Zone5A(MD-Harrisburg-PA) | ASHRAE30pct-state-STD2013 | state | MD | 0.1052 | 0.99 | ASHRAE30pct-state-5A_HotelSmall_STD2013_MD-Harrisburg-PA.table.csv.gz | Small Hotel | Middletown Harrisburg Intl Ap PA USA TMY3 WMO#=725115 | Electricity | 70163.8895 | 63572.2227 | 88738.8896 | 18263.889 | 154908.3346 | 0 | 76794.4451 | 72.2222 | 0 | 0 | 0 | 0 | 0 | 0 | 472516.6704 | 0 | 472513.8927 | 2.7778 | 2.7778 | 7381.2412 | 6687.7978 | 9335.3312 | 1921.3611 | 16296.3568 | 0 | 8078.7756 | 7.5978 | 0 | 0 | 0 | 0 | 0 | 0 | 49708.7537 | 0 | 49708.4615 | 0.29222 | 0.29222 | 239.4672 | 216.97 | 302.8631 | 62.3341 | 528.6973 | 0 | 262.0971 | 0.24649 | 0 | 0 | 0 | 0 | 0 | 0 | 1612.6847 | 0 | 1612.6753 | 0.0094805 | 0.0094805 | 7.0104 | 1.4429 | 12.238 | 6.0668 | 0.0057056 | 0 | 5.0222 | 5.543 | 0 | 0 | 0 | 37.3287 | 37.3289 | 37.3289 | 2
MD_5A_SH_2010_NG | 5A | SH | NG | 12444 | ASHRAE30pct-state-5A | HotelSmall | STD2010 | MD-Harrisburg-PA | Zone5A | Zone5A(MD-Harrisburg-PA) | ASHRAE30pct-state-STD2010 | state | MD | 0.1052 | 0.99 | ASHRAE30pct-state-5A_HotelSmall_STD2010_MD-Harrisburg-PA.table.csv.gz | Small Hotel | Middletown Harrisburg Intl Ap PA USA TMY3 WMO#=725115 | Natural Gas | 100970.9578 | 0 | 0 | 0 | 399495.4379 | 0 | 0 | 0 | 0 | 0 | 0 | 603702.6364 | 0 | 0 | 1104178.5103 | 0 | 1104169.0321 | 0 | 0 | 999.6125 | 0 | 0 | 0 | 3955.0048 | 0 | 0 | 0 | 0 | 0 | 0 | 5976.6561 | 0 | 0 | 10931.3673 | 0 | 10931.2734 | 0 | 0 | 100.971 | 0 | 0 | 0 | 399.4954 | 0 | 0 | 0 | 0 | 0 | 0 | 603.7026 | 0 | 0 | 1104.1785 | 0 | 1104.169 | 0 | 0 | 0 | 0 | 9.2472 | 0 | 0 | 0 | 0 | 2.3372 | 13.974 | 0 | 0 | 25.5583 | 25.5585 | 25.5583 | 1
MD_5A_SH_2013_NG | 5A | SH | NG | 13584 | ASHRAE30pct-state-5A | HotelSmall | STD2013 | MD-Harrisburg-PA | Zone5A | Zone5A(MD-Harrisburg-PA) | ASHRAE30pct-state-STD2013 | state | MD | 0.1052 | 0.99 | ASHRAE30pct-state-5A_HotelSmall_STD2013_MD-Harrisburg-PA.table.csv.gz | Small Hotel | Middletown Harrisburg Intl Ap PA USA TMY3 WMO#=725115 | Natural Gas | 102904.5047 | 0 | 0 | 0 | 399495.4379 | 0 | 0 | 0 | 0 | 0 | 0 | 603693.1582 | 0 | 0 | 1106093.1009 | 0 | 1106093.1009 | 0 | 0 | 1018.7546 | 0 | 0 | 0 | 3955.0048 | 0 | 0 | 0 | 0 | 0 | 0 | 5976.5623 | 0 | 0 | 10950.3217 | 0 | 10950.3217 | 0 | 0 | 102.9045 | 0 | 0 | 0 | 399.4954 | 0 | 0 | 0 | 0 | 0 | 0 | 603.6932 | 0 | 0 | 1106.0931 | 0 | 1106.0931 | 0 | 0 | 0 | 0 | 9.2472 | 0 | 0 | 0 | 0 | 2.3819 | 13.9737 | 0 | 0 | 25.6028 | 25.6028 | 25.6028 | 2
MI_5A_SH_2010_EL | 5A | SH | EL | 12495 | ASHRAE30pct-state-5A | HotelSmall | STD2010 | MI-Lansing-MI | Zone5A | Zone5A(MI-Lansing-MI) | ASHRAE30pct-state-STD2010 | state | MI | 0.1095 | 0.82 | ASHRAE30pct-state-5A_HotelSmall_STD2010_MI-Lansing-MI.table.csv.gz | Small Hotel | Lansing Capital City Arpt MI USA TMY3 WMO#=725390 | Electricity | 86969.4451 | 60322.2227 | 114000.0009 | 18258.3335 | 164169.4458 | 0 | 77686.1117 | 72.2222 | 0 | 0 | 0 | 0 | 0 | 0 | 521477.7819 | 0 | 521477.7819 | 0 | 0 | 9523.1542 | 6605.2834 | 12483.0001 | 1999.2875 | 17976.5543 | 0 | 8506.6292 | 7.9083 | 0 | 0 | 0 | 0 | 0 | 0 | 57101.8171 | 0 | 57101.8171 | 0 | 0 | 296.824 | 205.8779 | 389.0785 | 62.3151 | 560.3052 | 0 | 265.1403 | 0.24649 | 0 | 0 | 0 | 0 | 0 | 0 | 1779.7875 | 0 | 1779.7875 | 0 | 0 | 9.006 | 1.4424 | 12.9694 | 6.1372 | 0.0057056 | 0 | 4.7655 | 6.8706 | 0 | 0 | 0 | 41.1969 | 41.1969 | 41.1969 | 1
MI_5A_SH_2013_EL | 5A | SH | EL | 13635 | ASHRAE30pct-state-5A | HotelSmall | STD2013 | MI-Lansing-MI | Zone5A | Zone5A(MI-Lansing-MI) | ASHRAE30pct-state-STD2013 | state | MI | 0.1095 | 0.82 | ASHRAE30pct-state-5A_HotelSmall_STD2013_MI-Lansing-MI.table.csv.gz | Small Hotel | Lansing Capital City Arpt MI USA TMY3 WMO#=725390 | Electricity | 87591.6674 | 51075.0004 | 88700.0007 | 18258.3335 | 154908.3346 | 0 | 76983.3339 | 72.2222 | 0 | 0 | 0 | 0 | 0 | 0 | 477588.8927 | 0 | 477588.8927 | 0 | 0 | 9591.2876 | 5592.7125 | 9712.6501 | 1999.2875 | 16962.4626 | 0 | 8429.6751 | 7.9083 | 0 | 0 | 0 | 0 | 0 | 0 | 52295.9838 | 0 | 52295.9838 | 0 | 0 | 298.9476 | 174.3174 | 302.7304 | 62.3151 | 528.6973 | 0 | 262.7417 | 0.24649 | 0 | 0 | 0 | 0 | 0 | 0 | 1629.9961 | 0 | 1629.9961 | 0 | 0 | 7.0073 | 1.4424 | 12.2378 | 6.0817 | 0.0057056 | 0 | 4.0349 | 6.9198 | 0 | 0 | 0 | 37.7296 | 37.7296 | 37.7296 | 2
MI_5A_SH_2010_NG | 5A | SH | NG | 12504 | ASHRAE30pct-state-5A | HotelSmall | STD2010 | MI-Lansing-MI | Zone5A | Zone5A(MI-Lansing-MI) | ASHRAE30pct-state-STD2010 | state | MI | 0.1095 | 0.82 | ASHRAE30pct-state-5A_HotelSmall_STD2010_MI-Lansing-MI.table.csv.gz | Small Hotel | Lansing Capital City Arpt MI USA TMY3 WMO#=725390 | Natural Gas | 120268.5144 | 0 | 0 | 0 | 399495.4379 | 0 | 0 | 0 | 0 | 0 | 0 | 603863.7653 | 0 | 0 | 1123627.7176 | 0 | 1123627.7176 | 0 | 0 | 986.2018 | 0 | 0 | 0 | 3275.8626 | 0 | 0 | 0 | 0 | 0 | 0 | 4951.6829 | 0 | 0 | 9213.7473 | 0 | 9213.7473 | 0 | 0 | 120.2685 | 0 | 0 | 0 | 399.4954 | 0 | 0 | 0 | 0 | 0 | 0 | 603.8638 | 0 | 0 | 1123.6277 | 0 | 1123.6277 | 0 | 0 | 0 | 0 | 9.2472 | 0 | 0 | 0 | 0 | 2.7839 | 13.9777 | 0 | 0 | 26.0087 | 26.0087 | 26.0087 | 1
MI_5A_SH_2013_NG | 5A | SH | NG | 13644 | ASHRAE30pct-state-5A | HotelSmall | STD2013 | MI-Lansing-MI | Zone5A | Zone5A(MI-Lansing-MI) | ASHRAE30pct-state-STD2013 | state | MI | 0.1095 | 0.82 | ASHRAE30pct-state-5A_HotelSmall_STD2013_MI-Lansing-MI.table.csv.gz | Small Hotel | Lansing Capital City Arpt MI USA TMY3 WMO#=725390 | Natural Gas | 122562.2318 | 0 | 0 | 0 | 399495.4379 | 0 | 0 | 0 | 0 | 0 | 0 | 603854.2872 | 0 | 0 | 1125911.9568 | 0 | 1125911.9568 | 0 | 0 | 1005.0103 | 0 | 0 | 0 | 3275.8626 | 0 | 0 | 0 | 0 | 0 | 0 | 4951.6052 | 0 | 0 | 9232.478 | 0 | 9232.478 | 0 | 0 | 122.5622 | 0 | 0 | 0 | 399.4954 | 0 | 0 | 0 | 0 | 0 | 0 | 603.8543 | 0 | 0 | 1125.912 | 0 | 1125.912 | 0 | 0 | 0 | 0 | 9.2472 | 0 | 0 | 0 | 0 | 2.837 | 13.9775 | 0 | 0 | 26.0616 | 26.0616 | 26.0616 | 2
MO_5A_SH_2010_EL | 5A | SH | EL | 12555 | ASHRAE30pct-state-5A | HotelSmall | STD2010 | MO-Kirksville-MO | Zone5A | Zone5A(MO-Kirksville-MO) | ASHRAE30pct-state-STD2010 | state | MO | 0.0816 | 0.95 | ASHRAE30pct-state-5A_HotelSmall_STD2010_MO-Kirksville-MO.table.csv.gz | Small Hotel | Kirksville Regional Ap MO USA TMY3 WMO#=724455 | Electricity | 86255.5562 | 77622.2228 | 114041.6676 | 18288.889 | 164169.4458 | 0 | 78075.0006 | 72.2222 | 0 | 0 | 0 | 0 | 0 | 0 | 538525.0043 | 0 | 538525.0043 | 0 | 0 | 7038.4534 | 6333.9734 | 9305.8001 | 1492.3733 | 13396.2268 | 0 | 6370.9201 | 5.8933 | 0 | 0 | 0 | 0 | 0 | 0 | 43943.6404 | 0 | 43943.6404 | 0 | 0 | 294.3875 | 264.9222 | 389.2207 | 62.4194 | 560.3052 | 0 | 266.4676 | 0.24649 | 0 | 0 | 0 | 0 | 0 | 0 | 1837.9691 | 0 | 1837.9691 | 0 | 0 | 9.0093 | 1.4448 | 12.9694 | 6.1679 | 0.0057056 | 0 | 6.1322 | 6.8142 | 0 | 0 | 0 | 42.5436 | 42.5436 | 42.5436 | 1
MO_5A_SH_2013_EL | 5A | SH | EL | 13695 | ASHRAE30pct-state-5A | HotelSmall | STD2013 | MO-Kirksville-MO | Zone5A | Zone5A(MO-Kirksville-MO) | ASHRAE30pct-state-STD2013 | state | MO | 0.0816 | 0.95 | ASHRAE30pct-state-5A_HotelSmall_STD2013_MO-Kirksville-MO.table.csv.gz | Small Hotel | Kirksville Regional Ap MO USA TMY3 WMO#=724455 | Electricity | 86186.1118 | 66650.0005 | 88852.7785 | 18288.889 | 154908.3346 | 0 | 77383.334 | 72.2222 | 0 | 0 | 0 | 0 | 0 | 0 | 492341.6706 | 0 | 492341.6706 | 0 | 0 | 7032.7867 | 5438.64 | 7250.3867 | 1492.3733 | 12640.5201 | 0 | 6314.4801 | 5.8933 | 0 | 0 | 0 | 0 | 0 | 0 | 40175.0803 | 0 | 40175.0803 | 0 | 0 | 294.1505 | 227.4744 | 303.2518 | 62.4194 | 528.6973 | 0 | 264.1069 | 0.24649 | 0 | 0 | 0 | 0 | 0 | 0 | 1680.3469 | 0 | 1680.3469 | 0 | 0 | 7.0194 | 1.4448 | 12.2378 | 6.1133 | 0.0057056 | 0 | 5.2654 | 6.8087 | 0 | 0 | 0 | 38.8951 | 38.8951 | 38.8951 | 2
MO_5A_SH_2010_NG | 5A | SH | NG | 12564 | ASHRAE30pct-state-5A | HotelSmall | STD2010 | MO-Kirksville-MO | Zone5A | Zone5A(MO-Kirksville-MO) | ASHRAE30pct-state-STD2010 | state | MO | 0.0816 | 0.95 | ASHRAE30pct-state-5A_HotelSmall_STD2010_MO-Kirksville-MO.table.csv.gz | Small Hotel | Kirksville Regional Ap MO USA TMY3 WMO#=724455 | Natural Gas | 114818.5659 | 0 | 0 | 0 | 399495.4379 | 0 | 0 | 0 | 0 | 0 | 0 | 603740.5491 | 0 | 0 | 1118054.5529 | 0 | 1118054.5529 | 0 | 0 | 1090.7764 | 0 | 0 | 0 | 3795.2067 | 0 | 0 | 0 | 0 | 0 | 0 | 5735.5352 | 0 | 0 | 10621.5183 | 0 | 10621.5183 | 0 | 0 | 114.8186 | 0 | 0 | 0 | 399.4954 | 0 | 0 | 0 | 0 | 0 | 0 | 603.7405 | 0 | 0 | 1118.0546 | 0 | 1118.0546 | 0 | 0 | 0 | 0 | 9.2472 | 0 | 0 | 0 | 0 | 2.6577 | 13.9748 | 0 | 0 | 25.8797 | 25.8797 | 25.8797 | 1
MO_5A_SH_2013_NG | 5A | SH | NG | 13704 | ASHRAE30pct-state-5A | HotelSmall | STD2013 | MO-Kirksville-MO | Zone5A | Zone5A(MO-Kirksville-MO) | ASHRAE30pct-state-STD2013 | state | MO | 0.0816 | 0.95 | ASHRAE30pct-state-5A_HotelSmall_STD2013_MO-Kirksville-MO.table.csv.gz | Small Hotel | Kirksville Regional Ap MO USA TMY3 WMO#=724455 | Natural Gas | 116325.5951 | 0 | 0 | 0 | 399495.4379 | 0 | 0 | 0 | 0 | 0 | 0 | 603712.1146 | 0 | 0 | 1119533.1476 | 0 | 1119533.1476 | 0 | 0 | 1105.0932 | 0 | 0 | 0 | 3795.2067 | 0 | 0 | 0 | 0 | 0 | 0 | 5735.2651 | 0 | 0 | 10635.5649 | 0 | 10635.5649 | 0 | 0 | 116.3256 | 0 | 0 | 0 | 399.4954 | 0 | 0 | 0 | 0 | 0 | 0 | 603.7121 | 0 | 0 | 1119.5331 | 0 | 1119.5331 | 0 | 0 | 0 | 0 | 9.2472 | 0 | 0 | 0 | 0 | 2.6926 | 13.9742 | 0 | 0 | 25.9139 | 25.9139 | 25.9139 | 2
NC_5A_SH_2010_EL | 5A | SH | EL | 12615 | ASHRAE30pct-state-5A | HotelSmall | STD2010 | NC-Elkins-WV | Zone5A | Zone5A(NC-Elkins-WV) | ASHRAE30pct-state-STD2010 | state | NC | 0.0861 | 0.84 | ASHRAE30pct-state-5A_HotelSmall_STD2010_NC-Elkins-WV.table.csv.gz | Small Hotel | Elkins Elkins Randolph Co Arp WV USA TMY3 WMO#=724170 | Electricity | 53550.0004 | 62505.5561 | 113963.8898 | 18280.5557 | 164169.4458 | 0 | 77891.6673 | 72.2222 | 0 | 0 | 0 | 0 | 0 | 0 | 490430.5595 | 0 | 490433.3373 | -2.7778 | -2.7778 | 4610.655 | 5381.7284 | 9812.2909 | 1573.9558 | 14134.9893 | 0 | 6706.4726 | 6.2183 | 0 | 0 | 0 | 0 | 0 | 0 | 42226.0712 | 0 | 42226.3103 | -0.23917 | -0.23917 | 182.7645 | 213.3295 | 388.9552 | 62.391 | 560.3052 | 0 | 265.8418 | 0.24649 | 0 | 0 | 0 | 0 | 0 | 0 | 1673.8243 | 0 | 1673.8338 | -0.0094805 | -0.0094805 | 9.0032 | 1.4442 | 12.9692 | 6.1535 | 0.0057056 | 0 | 4.938 | 4.2305 | 0 | 0 | 0 | 38.7444 | 38.7441 | 38.7441 | 1
NC_5A_SH_2013_EL | 5A | SH | EL | 13755 | ASHRAE30pct-state-5A | HotelSmall | STD2013 | NC-Elkins-WV | Zone5A | Zone5A(NC-Elkins-WV) | ASHRAE30pct-state-STD2013 | state | NC | 0.0861 | 0.84 | ASHRAE30pct-state-5A_HotelSmall_STD2013_NC-Elkins-WV.table.csv.gz | Small Hotel | Elkins Elkins Randolph Co Arp WV USA TMY3 WMO#=724170 | Electricity | 53486.1115 | 52538.8893 | 88608.334 | 18280.5557 | 154908.3346 | 0 | 77138.8895 | 72.2222 | 0 | 0 | 0 | 0 | 0 | 0 | 445033.3369 | 0 | 445033.3369 | 0 | 0 | 4605.1542 | 4523.5984 | 7629.1776 | 1573.9558 | 13337.6076 | 0 | 6641.6584 | 6.2183 | 0 | 0 | 0 | 0 | 0 | 0 | 38317.3703 | 0 | 38317.3703 | 0 | 0 | 182.5464 | 179.3136 | 302.4175 | 62.391 | 528.6973 | 0 | 263.2726 | 0.24649 | 0 | 0 | 0 | 0 | 0 | 0 | 1518.885 | 0 | 1518.885 | 0 | 0 | 7.0001 | 1.4442 | 12.2378 | 6.094 | 0.0057056 | 0 | 4.1506 | 4.2254 | 0 | 0 | 0 | 35.1577 | 35.1577 | 35.1577 | 2
NC_5A_SH_2010_NG | 5A | SH | NG | 12624 | ASHRAE30pct-state-5A | HotelSmall | STD2010 | NC-Elkins-WV | Zone5A | Zone5A(NC-Elkins-WV) | ASHRAE30pct-state-STD2010 | state | NC | 0.0861 | 0.84 | ASHRAE30pct-state-5A_HotelSmall_STD2010_NC-Elkins-WV.table.csv.gz | Small Hotel | Elkins Elkins Randolph Co Arp WV USA TMY3 WMO#=724170 | Natural Gas | 82289.4824 | 0 | 0 | 0 | 399495.4379 | 0 | 0 | 0 | 0 | 0 | 0 | 603655.2456 | 0 | 0 | 1085440.1658 | 0 | 1085440.1658 | 0 | 0 | 691.2317 | 0 | 0 | 0 | 3355.7617 | 0 | 0 | 0 | 0 | 0 | 0 | 5070.7041 | 0 | 0 | 9117.6974 | 0 | 9117.6974 | 0 | 0 | 82.2895 | 0 | 0 | 0 | 399.4954 | 0 | 0 | 0 | 0 | 0 | 0 | 603.6552 | 0 | 0 | 1085.4402 | 0 | 1085.4402 | 0 | 0 | 0 | 0 | 9.2472 | 0 | 0 | 0 | 0 | 1.9048 | 13.9729 | 0 | 0 | 25.1248 | 25.1248 | 25.1248 | 1
NC_5A_SH_2013_NG | 5A | SH | NG | 13764 | ASHRAE30pct-state-5A | HotelSmall | STD2013 | NC-Elkins-WV | Zone5A | Zone5A(NC-Elkins-WV) | ASHRAE30pct-state-STD2013 | state | NC | 0.0861 | 0.84 | ASHRAE30pct-state-5A_HotelSmall_STD2013_NC-Elkins-WV.table.csv.gz | Small Hotel | Elkins Elkins Randolph Co Arp WV USA TMY3 WMO#=724170 | Natural Gas | 84308.3328 | 0 | 0 | 0 | 399495.4379 | 0 | 0 | 0 | 0 | 0 | 0 | 603636.2892 | 0 | 0 | 1087440.0599 | 0 | 1087440.0599 | 0 | 0 | 708.19 | 0 | 0 | 0 | 3355.7617 | 0 | 0 | 0 | 0 | 0 | 0 | 5070.5448 | 0 | 0 | 9134.4965 | 0 | 9134.4965 | 0 | 0 | 84.3083 | 0 | 0 | 0 | 399.4954 | 0 | 0 | 0 | 0 | 0 | 0 | 603.6363 | 0 | 0 | 1087.4401 | 0 | 1087.4401 | 0 | 0 | 0 | 0 | 9.2472 | 0 | 0 | 0 | 0 | 1.9515 | 13.9724 | 0 | 0 | 25.1711 | 25.1711 | 25.1711 | 2
NE_5A_SH_2010_EL | 5A | SH | EL | 12675 | ASHRAE30pct-state-5A | HotelSmall | STD2010 | NE-Omaha-NE | Zone5A | Zone5A(NE-Omaha-NE) | ASHRAE30pct-state-STD2010 | state | NE | 0.084 | 0.6 | ASHRAE30pct-state-5A_HotelSmall_STD2010_NE-Omaha-NE.table.csv.gz | Small Hotel | Omaha Eppley Airfield NE USA TMY3 WMO#=725500 | Electricity | 71630.5561 | 80413.8895 | 114036.112 | 18261.1113 | 164169.4458 | 0 | 78327.7784 | 72.2222 | 0 | 0 | 0 | 0 | 0 | 0 | 526911.1153 | 0 | 526911.1153 | 0 | 0 | 6016.9667 | 6754.7667 | 9579.0334 | 1533.9333 | 13790.2334 | 0 | 6579.5334 | 6.0667 | 0 | 0 | 0 | 0 | 0 | 0 | 44260.5337 | 0 | 44260.5337 | 0 | 0 | 244.4729 | 274.4501 | 389.2017 | 62.3246 | 560.3052 | 0 | 267.3303 | 0.24649 | 0 | 0 | 0 | 0 | 0 | 0 | 1798.3313 | 0 | 1798.3313 | 0 | 0 | 9.0089 | 1.4426 | 12.9694 | 6.1879 | 0.0057056 | 0 | 6.3527 | 5.6588 | 0 | 0 | 0 | 41.6261 | 41.6261 | 41.6261 | 1
NE_5A_SH_2013_EL | 5A | SH | EL | 13815 | ASHRAE30pct-state-5A | HotelSmall | STD2013 | NE-Omaha-NE | Zone5A | Zone5A(NE-Omaha-NE) | ASHRAE30pct-state-STD2013 | state | NE | 0.084 | 0.6 | ASHRAE30pct-state-5A_HotelSmall_STD2013_NE-Omaha-NE.table.csv.gz | Small Hotel | Omaha Eppley Airfield NE USA TMY3 WMO#=725500 | Electricity | 71716.6672 | 69397.2228 | 88744.4452 | 18261.1113 | 154908.3346 | 0 | 77633.334 | 72.2222 | 0 | 0 | 0 | 0 | 0 | 0 | 480733.3372 | 0 | 480733.3372 | 0 | 0 | 6024.2 | 5829.3667 | 7454.5334 | 1533.9333 | 13012.3001 | 0 | 6521.2001 | 6.0667 | 0 | 0 | 0 | 0 | 0 | 0 | 40381.6003 | 0 | 40381.6003 | 0 | 0 | 244.7668 | 236.8506 | 302.882 | 62.3246 | 528.6973 | 0 | 264.9602 | 0.24649 | 0 | 0 | 0 | 0 | 0 | 0 | 1640.728 | 0 | 1640.728 | 0 | 0 | 7.0108 | 1.4426 | 12.2378 | 6.1331 | 0.0057056 | 0 | 5.4824 | 5.6656 | 0 | 0 | 0 | 37.9781 | 37.9781 | 37.9781 | 2
NE_5A_SH_2010_NG | 5A | SH | NG | 12684 | ASHRAE30pct-state-5A | HotelSmall | STD2010 | NE-Omaha-NE | Zone5A | Zone5A(NE-Omaha-NE) | ASHRAE30pct-state-STD2010 | state | NE | 0.084 | 0.6 | ASHRAE30pct-state-5A_HotelSmall_STD2010_NE-Omaha-NE.table.csv.gz | Small Hotel | Omaha Eppley Airfield NE USA TMY3 WMO#=725500 | Natural Gas | 100440.1802 | 0 | 0 | 0 | 399495.4379 | 0 | 0 | 0 | 0 | 0 | 0 | 603674.2019 | 0 | 0 | 1103600.3418 | 0 | 1103609.82 | 0 | 0 | 602.6411 | 0 | 0 | 0 | 2396.9726 | 0 | 0 | 0 | 0 | 0 | 0 | 3622.0452 | 0 | 0 | 6621.6021 | 0 | 6621.6589 | 0 | 0 | 100.4402 | 0 | 0 | 0 | 399.4954 | 0 | 0 | 0 | 0 | 0 | 0 | 603.6742 | 0 | 0 | 1103.6003 | 0 | 1103.6098 | 0 | 0 | 0 | 0 | 9.2472 | 0 | 0 | 0 | 0 | 2.3249 | 13.9733 | 0 | 0 | 25.5453 | 25.5451 | 25.5453 | 1
NE_5A_SH_2013_NG | 5A | SH | NG | 13824 | ASHRAE30pct-state-5A | HotelSmall | STD2013 | NE-Omaha-NE | Zone5A | Zone5A(NE-Omaha-NE) | ASHRAE30pct-state-STD2013 | state | NE | 0.084 | 0.6 | ASHRAE30pct-state-5A_HotelSmall_STD2013_NE-Omaha-NE.table.csv.gz | Small Hotel | Omaha Eppley Airfield NE USA TMY3 WMO#=725500 | Natural Gas | 102023.0348 | 0 | 0 | 0 | 399495.4379 | 0 | 0 | 0 | 0 | 0 | 0 | 603655.2456 | 0 | 0 | 1105183.1964 | 0 | 1105173.7183 | 0 | 0 | 612.1382 | 0 | 0 | 0 | 2396.9726 | 0 | 0 | 0 | 0 | 0 | 0 | 3621.9315 | 0 | 0 | 6631.0992 | 0 | 6631.0423 | 0 | 0 | 102.023 | 0 | 0 | 0 | 399.4954 | 0 | 0 | 0 | 0 | 0 | 0 | 603.6552 | 0 | 0 | 1105.1832 | 0 | 1105.1737 | 0 | 0 | 0 | 0 | 9.2472 | 0 | 0 | 0 | 0 | 2.3615 | 13.9729 | 0 | 0 | 25.5815 | 25.5818 | 25.5815 | 2
NH_5A_SH_2010_EL | 5A | SH | EL | 12735 | ASHRAE30pct-state-5A | HotelSmall | STD2010 | NH-Manchester-NH | Zone5A | Zone5A(NH-Manchester-NH) | ASHRAE30pct-state-STD2010 | state | NH | 0.134 | 1.17 | ASHRAE30pct-state-5A_HotelSmall_STD2010_NH-Manchester-NH.table.csv.gz | Small Hotel | Manchester Airport NH USA TMY3 WMO#=743945 | Electricity | 63525.0005 | 60222.2227 | 114066.6676 | 18258.3335 | 164169.4458 | 0 | 77291.6673 | 72.2222 | 0 | 0 | 0 | 0 | 0 | 0 | 497605.5595 | 0 | 497605.5595 | 0 | 0 | 8512.3501 | 8069.7778 | 15284.9335 | 2446.6167 | 21998.7057 | 0 | 10357.0834 | 9.6778 | 0 | 0 | 0 | 0 | 0 | 0 | 66679.145 | 0 | 66679.145 | 0 | 0 | 216.8089 | 205.5366 | 389.306 | 62.3151 | 560.3052 | 0 | 263.7941 | 0.24649 | 0 | 0 | 0 | 0 | 0 | 0 | 1698.3123 | 0 | 1698.3123 | 0 | 0 | 9.0113 | 1.4424 | 12.9694 | 6.1061 | 0.0057056 | 0 | 4.7576 | 5.0185 | 0 | 0 | 0 | 39.311 | 39.311 | 39.311 | 1
NH_5A_SH_2013_EL | 5A | SH | EL | 13875 | ASHRAE30pct-state-5A | HotelSmall | STD2013 | NH-Manchester-NH | Zone5A | Zone5A(NH-Manchester-NH) | ASHRAE30pct-state-STD2013 | state | NH | 0.134 | 1.17 | ASHRAE30pct-state-5A_HotelSmall_STD2013_NH-Manchester-NH.table.csv.gz | Small Hotel | Manchester Airport NH USA TMY3 WMO#=743945 | Electricity | 63869.445 | 51208.3337 | 88913.8896 | 18258.3335 | 154908.3346 | 0 | 76625.0006 | 72.2222 | 0 | 0 | 0 | 0 | 0 | 0 | 453858.337 | 0 | 453855.5592 | 2.7778 | 2.7778 | 8558.5056 | 6861.9167 | 11914.4612 | 2446.6167 | 20757.7168 | 0 | 10267.7501 | 9.6778 | 0 | 0 | 0 | 0 | 0 | 0 | 60817.0172 | 0 | 60816.6449 | 0.37222 | 0.37222 | 217.9844 | 174.7725 | 303.4603 | 62.3151 | 528.6973 | 0 | 261.5188 | 0.24649 | 0 | 0 | 0 | 0 | 0 | 0 | 1549.0044 | 0 | 1548.995 | 0.0094805 | 0.0094805 | 7.0242 | 1.4424 | 12.238 | 6.0534 | 0.0057056 | 0 | 4.0455 | 5.0457 | 0 | 0 | 0 | 35.8547 | 35.8549 | 35.8549 | 2
NH_5A_SH_2010_NG | 5A | SH | NG | 12744 | ASHRAE30pct-state-5A | HotelSmall | STD2010 | NH-Manchester-NH | Zone5A | Zone5A(NH-Manchester-NH) | ASHRAE30pct-state-STD2010 | state | NH | 0.134 | 1.17 | ASHRAE30pct-state-5A_HotelSmall_STD2010_NH-Manchester-NH.table.csv.gz | Small Hotel | Manchester Airport NH USA TMY3 WMO#=743945 | Natural Gas | 98269.679 | 0 | 0 | 0 | 399495.4379 | 0 | 0 | 0 | 0 | 0 | 0 | 603712.1146 | 0 | 0 | 1101477.2315 | 0 | 1101477.2315 | 0 | 0 | 1149.7552 | 0 | 0 | 0 | 4674.0966 | 0 | 0 | 0 | 0 | 0 | 0 | 7063.4317 | 0 | 0 | 12887.2836 | 0 | 12887.2836 | 0 | 0 | 98.2697 | 0 | 0 | 0 | 399.4954 | 0 | 0 | 0 | 0 | 0 | 0 | 603.7121 | 0 | 0 | 1101.4772 | 0 | 1101.4772 | 0 | 0 | 0 | 0 | 9.2472 | 0 | 0 | 0 | 0 | 2.2747 | 13.9742 | 0 | 0 | 25.496 | 25.496 | 25.496 | 1
NH_5A_SH_2013_NG | 5A | SH | NG | 13884 | ASHRAE30pct-state-5A | HotelSmall | STD2013 | NH-Manchester-NH | Zone5A | Zone5A(NH-Manchester-NH) | ASHRAE30pct-state-STD2013 | state | NH | 0.134 | 1.17 | ASHRAE30pct-state-5A_HotelSmall_STD2013_NH-Manchester-NH.table.csv.gz | Small Hotel | Manchester Airport NH USA TMY3 WMO#=743945 | Natural Gas | 100516.0056 | 0 | 0 | 0 | 399495.4379 | 0 | 0 | 0 | 0 | 0 | 0 | 603702.6364 | 0 | 0 | 1103714.0799 | 0 | 1103714.0799 | 0 | 0 | 1176.0373 | 0 | 0 | 0 | 4674.0966 | 0 | 0 | 0 | 0 | 0 | 0 | 7063.3208 | 0 | 0 | 12913.4547 | 0 | 12913.4547 | 0 | 0 | 100.516 | 0 | 0 | 0 | 399.4954 | 0 | 0 | 0 | 0 | 0 | 0 | 603.7026 | 0 | 0 | 1103.7141 | 0 | 1103.7141 | 0 | 0 | 0 | 0 | 9.2472 | 0 | 0 | 0 | 0 | 2.3267 | 13.974 | 0 | 0 | 25.5478 | 25.5478 | 25.5478 | 2
NJ_5A_SH_2010_EL | 5A | SH | EL | 12795 | ASHRAE30pct-state-5A | HotelSmall | STD2010 | NJ-Allentown-PA | Zone5A | Zone5A(NJ-Allentown-PA) | ASHRAE30pct-state-STD2010 | state | NJ | 0.1283 | 0.84 | ASHRAE30pct-state-5A_HotelSmall_STD2010_NJ-Allentown-PA.table.csv.gz | Small Hotel | Allentown Lehigh Valley Intl PA USA TMY3 WMO#=725170 | Electricity | 60308.3338 | 67880.5561 | 113988.8898 | 18263.889 | 164169.4458 | 0 | 77355.5562 | 72.2222 | 0 | 0 | 0 | 0 | 0 | 0 | 502041.6707 | 0 | 502038.8929 | 2.7778 | 2.7778 | 7737.5592 | 8709.0753 | 14624.7746 | 2343.257 | 21062.9399 | 0 | 9924.7179 | 9.2661 | 0 | 0 | 0 | 0 | 0 | 0 | 64411.9463 | 0 | 64411.59 | 0.35639 | 0.35639 | 205.8305 | 231.6742 | 389.0405 | 62.3341 | 560.3052 | 0 | 264.0121 | 0.24649 | 0 | 0 | 0 | 0 | 0 | 0 | 1713.4527 | 0 | 1713.4432 | 0.0094805 | 0.0094805 | 9.0052 | 1.4429 | 12.9696 | 6.1111 | 0.0057056 | 0 | 5.3626 | 4.7644 | 0 | 0 | 0 | 39.6612 | 39.6614 | 39.6614 | 1
NJ_5A_SH_2013_EL | 5A | SH | EL | 13935 | ASHRAE30pct-state-5A | HotelSmall | STD2013 | NJ-Allentown-PA | Zone5A | Zone5A(NJ-Allentown-PA) | ASHRAE30pct-state-STD2013 | state | NJ | 0.1283 | 0.84 | ASHRAE30pct-state-5A_HotelSmall_STD2013_NJ-Allentown-PA.table.csv.gz | Small Hotel | Allentown Lehigh Valley Intl PA USA TMY3 WMO#=725170 | Electricity | 61072.2227 | 57544.4449 | 88533.334 | 18263.889 | 154908.3346 | 0 | 76658.3339 | 72.2222 | 0 | 0 | 0 | 0 | 0 | 0 | 457052.7814 | 0 | 457052.7814 | 0 | 0 | 7835.5662 | 7382.9523 | 11358.8268 | 2343.257 | 19874.7393 | 0 | 9835.2642 | 9.2661 | 0 | 0 | 0 | 0 | 0 | 0 | 58639.8719 | 0 | 58639.8719 | 0 | 0 | 208.4376 | 196.3974 | 302.1615 | 62.3341 | 528.6973 | 0 | 261.6325 | 0.24649 | 0 | 0 | 0 | 0 | 0 | 0 | 1559.907 | 0 | 1559.907 | 0 | 0 | 6.9942 | 1.4429 | 12.2378 | 6.056 | 0.0057056 | 0 | 4.546 | 4.8247 | 0 | 0 | 0 | 36.1073 | 36.1073 | 36.1073 | 2
NJ_5A_SH_2010_NG | 5A | SH | NG | 12804 | ASHRAE30pct-state-5A | HotelSmall | STD2010 | NJ-Allentown-PA | Zone5A | Zone5A(NJ-Allentown-PA) | ASHRAE30pct-state-STD2010 | state | NJ | 0.1283 | 0.84 | ASHRAE30pct-state-5A_HotelSmall_STD2010_NJ-Allentown-PA.table.csv.gz | Small Hotel | Allentown Lehigh Valley Intl PA USA TMY3 WMO#=725170 | Natural Gas | 89075.8529 | 0 | 0 | 0 | 399495.4379 | 0 | 0 | 0 | 0 | 0 | 0 | 603693.1582 | 0 | 0 | 1092264.4491 | 0 | 1092264.4491 | 0 | 0 | 748.2372 | 0 | 0 | 0 | 3355.7617 | 0 | 0 | 0 | 0 | 0 | 0 | 5071.0225 | 0 | 0 | 9175.0214 | 0 | 9175.0214 | 0 | 0 | 89.0759 | 0 | 0 | 0 | 399.4954 | 0 | 0 | 0 | 0 | 0 | 0 | 603.6932 | 0 | 0 | 1092.2644 | 0 | 1092.2644 | 0 | 0 | 0 | 0 | 9.2472 | 0 | 0 | 0 | 0 | 2.0618 | 13.9737 | 0 | 0 | 25.2827 | 25.2827 | 25.2827 | 1
NJ_5A_SH_2013_NG | 5A | SH | NG | 13944 | ASHRAE30pct-state-5A | HotelSmall | STD2013 | NJ-Allentown-PA | Zone5A | Zone5A(NJ-Allentown-PA) | ASHRAE30pct-state-STD2013 | state | NJ | 0.1283 | 0.84 | ASHRAE30pct-state-5A_HotelSmall_STD2013_NJ-Allentown-PA.table.csv.gz | Small Hotel | Allentown Lehigh Valley Intl PA USA TMY3 WMO#=725170 | Natural Gas | 91085.2252 | 0 | 0 | 0 | 399495.4379 | 0 | 0 | 0 | 0 | 0 | 0 | 603674.2019 | 0 | 0 | 1094254.865 | 0 | 1094254.865 | 0 | 0 | 765.1159 | 0 | 0 | 0 | 3355.7617 | 0 | 0 | 0 | 0 | 0 | 0 | 5070.8633 | 0 | 0 | 9191.7409 | 0 | 9191.7409 | 0 | 0 | 91.0852 | 0 | 0 | 0 | 399.4954 | 0 | 0 | 0 | 0 | 0 | 0 | 603.6742 | 0 | 0 | 1094.2549 | 0 | 1094.2549 | 0 | 0 | 0 | 0 | 9.2472 | 0 | 0 | 0 | 0 | 2.1084 | 13.9733 | 0 | 0 | 25.3288 | 25.3288 | 25.3288 | 2
NY_5A_SH_2010_EL | 5A | SH | EL | 12855 | ASHRAE30pct-state-5A | HotelSmall | STD2010 | NY-Albany-NY | Zone5A | Zone5A(NY-Albany-NY) | ASHRAE30pct-state-STD2010 | state | NY | 0.1508 | 0.73 | ASHRAE30pct-state-5A_HotelSmall_STD2010_NY-Albany-NY.table.csv.gz | Small Hotel | Albany County Ap NY USA TMY3 WMO#=725180 | Electricity | 80827.7784 | 58711.1116 | 113986.112 | 18250.0001 | 164169.4458 | 0 | 77222.2228 | 72.2222 | 0 | 0 | 0 | 0 | 0 | 0 | 513236.1152 | 0 | 513238.893 | -2.7778 | -2.7778 | 12188.829 | 8853.6356 | 17189.1057 | 2752.1 | 24756.7524 | 0 | 11645.1112 | 10.8911 | 0 | 0 | 0 | 0 | 0 | 0 | 77396.0062 | 0 | 77396.4251 | -0.41889 | -0.41889 | 275.8627 | 200.3792 | 389.0311 | 62.2867 | 560.3052 | 0 | 263.5571 | 0.24649 | 0 | 0 | 0 | 0 | 0 | 0 | 1751.659 | 0 | 1751.6684 | -0.0094805 | -0.0094805 | 9.0049 | 1.4418 | 12.9692 | 6.1006 | 0.0057056 | 0 | 4.6382 | 6.3854 | 0 | 0 | 0 | 40.546 | 40.5458 | 40.5458 | 1
NY_5A_SH_2013_EL | 5A | SH | EL | 13995 | ASHRAE30pct-state-5A | HotelSmall | STD2013 | NY-Albany-NY | Zone5A | Zone5A(NY-Albany-NY) | ASHRAE30pct-state-STD2013 | state | NY | 0.1508 | 0.73 | ASHRAE30pct-state-5A_HotelSmall_STD2013_NY-Albany-NY.table.csv.gz | Small Hotel | Albany County Ap NY USA TMY3 WMO#=725180 | Electricity | 81450.0007 | 49297.2226 | 88566.6674 | 18250.0001 | 154908.3346 | 0 | 76522.2228 | 72.2222 | 0 | 0 | 0 | 0 | 0 | 0 | 469066.6704 | 0 | 469066.6704 | 0 | 0 | 12282.6601 | 7434.0212 | 13355.8534 | 2752.1 | 23360.1769 | 0 | 11539.5512 | 10.8911 | 0 | 0 | 0 | 0 | 0 | 0 | 70735.2539 | 0 | 70735.2539 | 0 | 0 | 277.9863 | 168.2499 | 302.2753 | 62.2867 | 528.6973 | 0 | 261.168 | 0.24649 | 0 | 0 | 0 | 0 | 0 | 0 | 1600.91 | 0 | 1600.91 | 0 | 0 | 6.9968 | 1.4418 | 12.2378 | 6.0453 | 0.0057056 | 0 | 3.8945 | 6.4346 | 0 | 0 | 0 | 37.0564 | 37.0564 | 37.0564 | 2
NY_5A_SH_2010_NG | 5A | SH | NG | 12864 | ASHRAE30pct-state-5A | HotelSmall | STD2010 | NY-Albany-NY | Zone5A | Zone5A(NY-Albany-NY) | ASHRAE30pct-state-STD2010 | state | NY | 0.1508 | 0.73 | ASHRAE30pct-state-5A_HotelSmall_STD2010_NY-Albany-NY.table.csv.gz | Small Hotel | Albany County Ap NY USA TMY3 WMO#=725180 | Natural Gas | 115965.4246 | 0 | 0 | 0 | 399495.4379 | 0 | 0 | 0 | 0 | 0 | 0 | 603825.8526 | 0 | 0 | 1119286.7152 | 0 | 1119286.7152 | 0 | 0 | 846.5476 | 0 | 0 | 0 | 2916.3167 | 0 | 0 | 0 | 0 | 0 | 0 | 4407.9287 | 0 | 0 | 8170.793 | 0 | 8170.793 | 0 | 0 | 115.9654 | 0 | 0 | 0 | 399.4954 | 0 | 0 | 0 | 0 | 0 | 0 | 603.8259 | 0 | 0 | 1119.2867 | 0 | 1119.2867 | 0 | 0 | 0 | 0 | 9.2472 | 0 | 0 | 0 | 0 | 2.6843 | 13.9768 | 0 | 0 | 25.9082 | 25.9082 | 25.9082 | 1
NY_5A_SH_2013_NG | 5A | SH | NG | 14004 | ASHRAE30pct-state-5A | HotelSmall | STD2013 | NY-Albany-NY | Zone5A | Zone5A(NY-Albany-NY) | ASHRAE30pct-state-STD2013 | state | NY | 0.1508 | 0.73 | ASHRAE30pct-state-5A_HotelSmall_STD2013_NY-Albany-NY.table.csv.gz | Small Hotel | Albany County Ap NY USA TMY3 WMO#=725180 | Natural Gas | 118145.404 | 0 | 0 | 0 | 399495.4379 | 0 | 0 | 0 | 0 | 0 | 0 | 603797.4181 | 0 | 0 | 1121438.26 | 0 | 1121438.26 | 0 | 0 | 862.4614 | 0 | 0 | 0 | 2916.3167 | 0 | 0 | 0 | 0 | 0 | 0 | 4407.7212 | 0 | 0 | 8186.4993 | 0 | 8186.4993 | 0 | 0 | 118.1454 | 0 | 0 | 0 | 399.4954 | 0 | 0 | 0 | 0 | 0 | 0 | 603.7974 | 0 | 0 | 1121.4383 | 0 | 1121.4383 | 0 | 0 | 0 | 0 | 9.2472 | 0 | 0 | 0 | 0 | 2.7347 | 13.9761 | 0 | 0 | 25.958 | 25.958 | 25.958 | 2
OH_5A_SH_2010_EL | 5A | SH | EL | 12915 | ASHRAE30pct-state-5A | HotelSmall | STD2010 | OH-Columbus-OH | Zone5A | Zone5A(OH-Columbus-OH) | ASHRAE30pct-state-STD2010 | state | OH | 0.0947 | 0.7 | ASHRAE30pct-state-5A_HotelSmall_STD2010_OH-Columbus-OH.table.csv.gz | Small Hotel | Columbus Port Columbus Intl A OH USA TMY3 WMO#=724280 | Electricity | 57002.7782 | 70127.7783 | 113966.6676 | 18261.1113 | 164169.4458 | 0 | 77638.8895 | 72.2222 | 0 | 0 | 0 | 0 | 0 | 0 | 501238.8929 | 0 | 501238.8929 | 5.8208e-11 | 5.8208e-11 | 5398.1631 | 6641.1006 | 10792.6434 | 1729.3272 | 15546.8465 | 0 | 7352.4028 | 6.8394 | 0 | 0 | 0 | 0 | 0 | 0 | 47467.3232 | 0 | 47467.3232 | 5.5123e-12 | 5.5123e-12 | 194.5487 | 239.3439 | 388.9647 | 62.3246 | 560.3052 | 0 | 264.9791 | 0.24649 | 0 | 0 | 0 | 0 | 0 | 0 | 1710.7128 | 0 | 1710.7128 | 1.9866e-13 | 1.9866e-13 | 9.0034 | 1.4426 | 12.9694 | 6.1335 | 0.0057056 | 0 | 5.5401 | 4.5032 | 0 | 0 | 0 | 39.598 | 39.598 | 39.598 | 1
OH_5A_SH_2013_EL | 5A | SH | EL | 14055 | ASHRAE30pct-state-5A | HotelSmall | STD2013 | OH-Columbus-OH | Zone5A | Zone5A(OH-Columbus-OH) | ASHRAE30pct-state-STD2013 | state | OH | 0.0947 | 0.7 | ASHRAE30pct-state-5A_HotelSmall_STD2013_OH-Columbus-OH.table.csv.gz | Small Hotel | Columbus Port Columbus Intl A OH USA TMY3 WMO#=724280 | Electricity | 57300.0005 | 59258.3338 | 88558.334 | 18261.1113 | 154908.3346 | 0 | 76880.5562 | 72.2222 | 0 | 0 | 0 | 0 | 0 | 0 | 455241.6703 | 0 | 455238.8925 | 2.7778 | 2.7778 | 5426.31 | 5611.7642 | 8386.4742 | 1729.3272 | 14669.8193 | 0 | 7280.5887 | 6.8394 | 0 | 0 | 0 | 0 | 0 | 0 | 43111.3862 | 0 | 43111.1231 | 0.26306 | 0.26306 | 195.5631 | 202.2469 | 302.2468 | 62.3246 | 528.6973 | 0 | 262.391 | 0.24649 | 0 | 0 | 0 | 0 | 0 | 0 | 1553.7257 | 0 | 1553.7162 | 0.0094805 | 0.0094805 | 6.9961 | 1.4426 | 12.238 | 6.0736 | 0.0057056 | 0 | 4.6814 | 4.5267 | 0 | 0 | 0 | 35.964 | 35.9642 | 35.9642 | 2
OH_5A_SH_2010_NG | 5A | SH | NG | 12924 | ASHRAE30pct-state-5A | HotelSmall | STD2010 | OH-Columbus-OH | Zone5A | Zone5A(OH-Columbus-OH) | ASHRAE30pct-state-STD2010 | state | OH | 0.0947 | 0.7 | ASHRAE30pct-state-5A_HotelSmall_STD2010_OH-Columbus-OH.table.csv.gz | Small Hotel | Columbus Port Columbus Intl A OH USA TMY3 WMO#=724280 | Natural Gas | 84516.8526 | 0 | 0 | 0 | 399495.4379 | 0 | 0 | 0 | 0 | 0 | 0 | 603645.7674 | 0 | 0 | 1087648.5797 | 0 | 1087658.0579 | 0 | 0 | 591.618 | 0 | 0 | 0 | 2796.4681 | 0 | 0 | 0 | 0 | 0 | 0 | 4225.5204 | 0 | 0 | 7613.5401 | 0 | 7613.6064 | 0 | 0 | 84.5169 | 0 | 0 | 0 | 399.4954 | 0 | 0 | 0 | 0 | 0 | 0 | 603.6458 | 0 | 0 | 1087.6486 | 0 | 1087.6581 | 0 | 0 | 0 | 0 | 9.2472 | 0 | 0 | 0 | 0 | 1.9563 | 13.9726 | 0 | 0 | 25.1761 | 25.1759 | 25.1761 | 1
OH_5A_SH_2013_NG | 5A | SH | NG | 14064 | ASHRAE30pct-state-5A | HotelSmall | STD2013 | OH-Columbus-OH | Zone5A | Zone5A(OH-Columbus-OH) | ASHRAE30pct-state-STD2013 | state | OH | 0.0947 | 0.7 | ASHRAE30pct-state-5A_HotelSmall_STD2013_OH-Columbus-OH.table.csv.gz | Small Hotel | Columbus Port Columbus Intl A OH USA TMY3 WMO#=724280 | Natural Gas | 86308.2269 | 0 | 0 | 0 | 399495.4379 | 0 | 0 | 0 | 0 | 0 | 0 | 603617.3329 | 0 | 0 | 1089420.9977 | 0 | 1089420.9977 | 0 | 0 | 604.1576 | 0 | 0 | 0 | 2796.4681 | 0 | 0 | 0 | 0 | 0 | 0 | 4225.3213 | 0 | 0 | 7625.947 | 0 | 7625.947 | 0 | 0 | 86.3082 | 0 | 0 | 0 | 399.4954 | 0 | 0 | 0 | 0 | 0 | 0 | 603.6173 | 0 | 0 | 1089.421 | 0 | 1089.421 | 0 | 0 | 0 | 0 | 9.2472 | 0 | 0 | 0 | 0 | 1.9978 | 13.972 | 0 | 0 | 25.2169 | 25.2169 | 25.2169 | 2
PA_5A_SH_2010_EL | 5A | SH | EL | 12975 | ASHRAE30pct-state-5A | HotelSmall | STD2010 | PA-Harrisburg-PA | Zone5A | Zone5A(PA-Harrisburg-PA) | ASHRAE30pct-state-STD2010 | state | PA | 0.0937 | 1 | ASHRAE30pct-state-5A_HotelSmall_STD2010_PA-Harrisburg-PA.table.csv.gz | Small Hotel | Middletown Harrisburg Intl Ap PA USA TMY3 WMO#=725115 | Electricity | 69708.3339 | 73925.0006 | 114002.7787 | 18263.889 | 164169.4458 | 0 | 77494.4451 | 72.2222 | 0 | 0 | 0 | 0 | 0 | 0 | 517638.893 | 0 | 517636.1153 | 2.7778 | 2.7778 | 6531.6709 | 6926.7726 | 10682.0604 | 1711.3264 | 15382.6771 | 0 | 7261.2295 | 6.7672 | 0 | 0 | 0 | 0 | 0 | 0 | 48502.7643 | 0 | 48502.504 | 0.26028 | 0.26028 | 237.9124 | 252.3037 | 389.0879 | 62.3341 | 560.3052 | 0 | 264.4861 | 0.24649 | 0 | 0 | 0 | 0 | 0 | 0 | 1766.6855 | 0 | 1766.676 | 0.0094805 | 0.0094805 | 9.0062 | 1.4429 | 12.9696 | 6.1221 | 0.0057056 | 0 | 5.8401 | 5.507 | 0 | 0 | 0 | 40.8934 | 40.8936 | 40.8936 | 1
PA_5A_SH_2013_EL | 5A | SH | EL | 14115 | ASHRAE30pct-state-5A | HotelSmall | STD2013 | PA-Harrisburg-PA | Zone5A | Zone5A(PA-Harrisburg-PA) | ASHRAE30pct-state-STD2013 | state | PA | 0.0937 | 1 | ASHRAE30pct-state-5A_HotelSmall_STD2013_PA-Harrisburg-PA.table.csv.gz | Small Hotel | Middletown Harrisburg Intl Ap PA USA TMY3 WMO#=725115 | Electricity | 70163.8895 | 63572.2227 | 88738.8896 | 18263.889 | 154908.3346 | 0 | 76794.4451 | 72.2222 | 0 | 0 | 0 | 0 | 0 | 0 | 472516.6704 | 0 | 472513.8927 | 2.7778 | 2.7778 | 6574.3564 | 5956.7173 | 8314.834 | 1711.3264 | 14514.9109 | 0 | 7195.6395 | 6.7672 | 0 | 0 | 0 | 0 | 0 | 0 | 44274.812 | 0 | 44274.5517 | 0.26028 | 0.26028 | 239.4672 | 216.97 | 302.8631 | 62.3341 | 528.6973 | 0 | 262.0971 | 0.24649 | 0 | 0 | 0 | 0 | 0 | 0 | 1612.6847 | 0 | 1612.6753 | 0.0094805 | 0.0094805 | 7.0104 | 1.4429 | 12.238 | 6.0668 | 0.0057056 | 0 | 5.0222 | 5.543 | 0 | 0 | 0 | 37.3287 | 37.3289 | 37.3289 | 2
PA_5A_SH_2010_NG | 5A | SH | NG | 12984 | ASHRAE30pct-state-5A | HotelSmall | STD2010 | PA-Harrisburg-PA | Zone5A | Zone5A(PA-Harrisburg-PA) | ASHRAE30pct-state-STD2010 | state | PA | 0.0937 | 1 | ASHRAE30pct-state-5A_HotelSmall_STD2010_PA-Harrisburg-PA.table.csv.gz | Small Hotel | Middletown Harrisburg Intl Ap PA USA TMY3 WMO#=725115 | Natural Gas | 100970.9578 | 0 | 0 | 0 | 399495.4379 | 0 | 0 | 0 | 0 | 0 | 0 | 603702.6364 | 0 | 0 | 1104178.5103 | 0 | 1104169.0321 | 0 | 0 | 1009.7096 | 0 | 0 | 0 | 3994.9544 | 0 | 0 | 0 | 0 | 0 | 0 | 6037.0264 | 0 | 0 | 11041.7851 | 0 | 11041.6903 | 0 | 0 | 100.971 | 0 | 0 | 0 | 399.4954 | 0 | 0 | 0 | 0 | 0 | 0 | 603.7026 | 0 | 0 | 1104.1785 | 0 | 1104.169 | 0 | 0 | 0 | 0 | 9.2472 | 0 | 0 | 0 | 0 | 2.3372 | 13.974 | 0 | 0 | 25.5583 | 25.5585 | 25.5583 | 1
PA_5A_SH_2013_NG | 5A | SH | NG | 14124 | ASHRAE30pct-state-5A | HotelSmall | STD2013 | PA-Harrisburg-PA | Zone5A | Zone5A(PA-Harrisburg-PA) | ASHRAE30pct-state-STD2013 | state | PA | 0.0937 | 1 | ASHRAE30pct-state-5A_HotelSmall_STD2013_PA-Harrisburg-PA.table.csv.gz | Small Hotel | Middletown Harrisburg Intl Ap PA USA TMY3 WMO#=725115 | Natural Gas | 102904.5047 | 0 | 0 | 0 | 399495.4379 | 0 | 0 | 0 | 0 | 0 | 0 | 603693.1582 | 0 | 0 | 1106093.1009 | 0 | 1106093.1009 | 0 | 0 | 1029.045 | 0 | 0 | 0 | 3994.9544 | 0 | 0 | 0 | 0 | 0 | 0 | 6036.9316 | 0 | 0 | 11060.931 | 0 | 11060.931 | 0 | 0 | 102.9045 | 0 | 0 | 0 | 399.4954 | 0 | 0 | 0 | 0 | 0 | 0 | 603.6932 | 0 | 0 | 1106.0931 | 0 | 1106.0931 | 0 | 0 | 0 | 0 | 9.2472 | 0 | 0 | 0 | 0 | 2.3819 | 13.9737 | 0 | 0 | 25.6028 | 25.6028 | 25.6028 | 2
RI_5A_SH_2010_EL | 5A | SH | EL | 13035 | ASHRAE30pct-state-5A | HotelSmall | STD2010 | RI-Providence-RI | Zone5A | Zone5A(RI-Providence-RI) | ASHRAE30pct-state-STD2010 | state | RI | 0.1204 | 1.33 | ASHRAE30pct-state-5A_HotelSmall_STD2010_RI-Providence-RI.table.csv.gz | Small Hotel | Providence T F Green State Ar RI USA TMY3 WMO#=725070 | Electricity | 59602.7783 | 63902.7783 | 114002.7787 | 18280.5557 | 164169.4458 | 0 | 77230.5562 | 72.2222 | 0 | 0 | 0 | 0 | 0 | 0 | 497261.1151 | 0 | 497261.1151 | 0 | 0 | 7176.1745 | 7693.8945 | 13725.9346 | 2200.9789 | 19766.0013 | 0 | 9298.559 | 8.6956 | 0 | 0 | 0 | 0 | 0 | 0 | 59870.2383 | 0 | 59870.2383 | 0 | 0 | 203.4224 | 218.0982 | 389.0879 | 62.391 | 560.3052 | 0 | 263.5855 | 0.24649 | 0 | 0 | 0 | 0 | 0 | 0 | 1697.1368 | 0 | 1697.1368 | 0 | 0 | 9.0062 | 1.4442 | 12.9694 | 6.1012 | 0.0057056 | 0 | 5.0483 | 4.7086 | 0 | 0 | 0 | 39.2838 | 39.2838 | 39.2838 | 1
RI_5A_SH_2013_EL | 5A | SH | EL | 14175 | ASHRAE30pct-state-5A | HotelSmall | STD2013 | RI-Providence-RI | Zone5A | Zone5A(RI-Providence-RI) | ASHRAE30pct-state-STD2013 | state | RI | 0.1204 | 1.33 | ASHRAE30pct-state-5A_HotelSmall_STD2013_RI-Providence-RI.table.csv.gz | Small Hotel | Providence T F Green State Ar RI USA TMY3 WMO#=725070 | Electricity | 60630.556 | 53938.8893 | 88608.334 | 18280.5557 | 154908.3346 | 0 | 76444.4451 | 72.2222 | 0 | 0 | 0 | 0 | 0 | 0 | 452886.1147 | 0 | 452883.337 | 2.7778 | 2.7778 | 7299.9189 | 6494.2423 | 10668.4434 | 2200.9789 | 18650.9635 | 0 | 9203.9112 | 8.6956 | 0 | 0 | 0 | 0 | 0 | 0 | 54527.4882 | 0 | 54527.1538 | 0.33444 | 0.33444 | 206.9302 | 184.0918 | 302.4175 | 62.391 | 528.6973 | 0 | 260.9025 | 0.24649 | 0 | 0 | 0 | 0 | 0 | 0 | 1545.6863 | 0 | 1545.6768 | 0.0094805 | 0.0094805 | 7.0001 | 1.4442 | 12.238 | 6.0391 | 0.0057056 | 0 | 4.2612 | 4.7898 | 0 | 0 | 0 | 35.7779 | 35.7781 | 35.7781 | 2
RI_5A_SH_2010_NG | 5A | SH | NG | 13044 | ASHRAE30pct-state-5A | HotelSmall | STD2010 | RI-Providence-RI | Zone5A | Zone5A(RI-Providence-RI) | ASHRAE30pct-state-STD2010 | state | RI | 0.1204 | 1.33 | ASHRAE30pct-state-5A_HotelSmall_STD2010_RI-Providence-RI.table.csv.gz | Small Hotel | Providence T F Green State Ar RI USA TMY3 WMO#=725070 | Natural Gas | 91445.3957 | 0 | 0 | 0 | 399495.4379 | 0 | 0 | 0 | 0 | 0 | 0 | 603721.5928 | 0 | 0 | 1094671.9046 | 0 | 1094662.4264 | 0 | 0 | 1216.2238 | 0 | 0 | 0 | 5313.2893 | 0 | 0 | 0 | 0 | 0 | 0 | 8029.4972 | 0 | 0 | 14559.1363 | 0 | 14559.0103 | 0 | 0 | 91.4454 | 0 | 0 | 0 | 399.4954 | 0 | 0 | 0 | 0 | 0 | 0 | 603.7216 | 0 | 0 | 1094.6719 | 0 | 1094.6624 | 0 | 0 | 0 | 0 | 9.2472 | 0 | 0 | 0 | 0 | 2.1167 | 13.9744 | 0 | 0 | 25.3382 | 25.3385 | 25.3382 | 1
RI_5A_SH_2013_NG | 5A | SH | NG | 14184 | ASHRAE30pct-state-5A | HotelSmall | STD2013 | RI-Providence-RI | Zone5A | Zone5A(RI-Providence-RI) | ASHRAE30pct-state-STD2013 | state | RI | 0.1204 | 1.33 | ASHRAE30pct-state-5A_HotelSmall_STD2013_RI-Providence-RI.table.csv.gz | Small Hotel | Providence T F Green State Ar RI USA TMY3 WMO#=725070 | Natural Gas | 93843.3731 | 0 | 0 | 0 | 399495.4379 | 0 | 0 | 0 | 0 | 0 | 0 | 603712.1146 | 0 | 0 | 1097050.9255 | 0 | 1097050.9255 | 0 | 0 | 1248.1169 | 0 | 0 | 0 | 5313.2893 | 0 | 0 | 0 | 0 | 0 | 0 | 8029.3711 | 0 | 0 | 14590.7773 | 0 | 14590.7773 | 0 | 0 | 93.8434 | 0 | 0 | 0 | 399.4954 | 0 | 0 | 0 | 0 | 0 | 0 | 603.7121 | 0 | 0 | 1097.0509 | 0 | 1097.0509 | 0 | 0 | 0 | 0 | 9.2472 | 0 | 0 | 0 | 0 | 2.1722 | 13.9742 | 0 | 0 | 25.3935 | 25.3935 | 25.3935 | 2
SD_5A_SH_2010_EL | 5A | SH | EL | 13095 | ASHRAE30pct-state-5A | HotelSmall | STD2010 | SD-SiouxCity-IA | Zone5A | Zone5A(SD-SiouxCity-IA) | ASHRAE30pct-state-STD2010 | state | SD | 0.0801 | 0.63 | ASHRAE30pct-state-5A_HotelSmall_STD2010_SD-SiouxCity-IA.table.csv.gz | Small Hotel | Sioux City Sioux Gateway Ap IA USA TMY3 WMO#=725570 | Electricity | 94308.3341 | 71033.3339 | 114066.6676 | 18255.5557 | 164169.4458 | 0 | 78308.334 | 72.2222 | 0 | 0 | 0 | 0 | 0 | 0 | 540211.1154 | 0 | 540213.8932 | -2.7778 | -2.7778 | 7554.0976 | 5689.77 | 9136.7401 | 1462.27 | 13149.9726 | 0 | 6272.4976 | 5.785 | 0 | 0 | 0 | 0 | 0 | 0 | 43270.9103 | 0 | 43271.1328 | -0.2225 | -0.2225 | 321.8714 | 242.4346 | 389.306 | 62.3056 | 560.3052 | 0 | 267.2639 | 0.24649 | 0 | 0 | 0 | 0 | 0 | 0 | 1843.7238 | 0 | 1843.7333 | -0.0094805 | -0.0094805 | 9.0113 | 1.4422 | 12.9692 | 6.1864 | 0.0057056 | 0 | 5.6117 | 7.4504 | 0 | 0 | 0 | 42.677 | 42.6768 | 42.6768 | 1
SD_5A_SH_2013_EL | 5A | SH | EL | 14235 | ASHRAE30pct-state-5A | HotelSmall | STD2013 | SD-SiouxCity-IA | Zone5A | Zone5A(SD-SiouxCity-IA) | ASHRAE30pct-state-STD2013 | state | SD | 0.0801 | 0.63 | ASHRAE30pct-state-5A_HotelSmall_STD2013_SD-SiouxCity-IA.table.csv.gz | Small Hotel | Sioux City Sioux Gateway Ap IA USA TMY3 WMO#=725570 | Electricity | 94458.3341 | 60766.6672 | 88758.334 | 18255.5557 | 154908.3346 | 0 | 77600.0006 | 72.2222 | 0 | 0 | 0 | 0 | 0 | 0 | 494816.6706 | 0 | 494819.4484 | -2.7778 | -2.7778 | 7566.1126 | 4867.41 | 7109.5426 | 1462.27 | 12408.1576 | 0 | 6215.76 | 5.785 | 0 | 0 | 0 | 0 | 0 | 0 | 39634.8153 | 0 | 39635.0378 | -0.2225 | -0.2225 | 322.3834 | 207.3948 | 302.9294 | 62.3056 | 528.6973 | 0 | 264.8464 | 0.24649 | 0 | 0 | 0 | 0 | 0 | 0 | 1688.794 | 0 | 1688.8034 | -0.0094805 | -0.0094805 | 7.0119 | 1.4422 | 12.2376 | 6.1304 | 0.0057056 | 0 | 4.8006 | 7.4622 | 0 | 0 | 0 | 39.0909 | 39.0906 | 39.0906 | 2
SD_5A_SH_2010_NG | 5A | SH | NG | 13104 | ASHRAE30pct-state-5A | HotelSmall | STD2010 | SD-SiouxCity-IA | Zone5A | Zone5A(SD-SiouxCity-IA) | ASHRAE30pct-state-STD2010 | state | SD | 0.0801 | 0.63 | ASHRAE30pct-state-5A_HotelSmall_STD2010_SD-SiouxCity-IA.table.csv.gz | Small Hotel | Sioux City Sioux Gateway Ap IA USA TMY3 WMO#=725570 | Natural Gas | 123263.6165 | 0 | 0 | 0 | 399495.4379 | 0 | 0 | 0 | 0 | 0 | 0 | 603806.8963 | 0 | 0 | 1126565.9507 | 0 | 1126565.9507 | 0 | 0 | 776.5608 | 0 | 0 | 0 | 2516.8213 | 0 | 0 | 0 | 0 | 0 | 0 | 3803.9834 | 0 | 0 | 7097.3655 | 0 | 7097.3655 | 0 | 0 | 123.2636 | 0 | 0 | 0 | 399.4954 | 0 | 0 | 0 | 0 | 0 | 0 | 603.8069 | 0 | 0 | 1126.566 | 0 | 1126.566 | 0 | 0 | 0 | 0 | 9.2472 | 0 | 0 | 0 | 0 | 2.8532 | 13.9764 | 0 | 0 | 26.0767 | 26.0767 | 26.0767 | 1
SD_5A_SH_2013_NG | 5A | SH | NG | 14244 | ASHRAE30pct-state-5A | HotelSmall | STD2013 | SD-SiouxCity-IA | Zone5A | Zone5A(SD-SiouxCity-IA) | ASHRAE30pct-state-STD2013 | state | SD | 0.0801 | 0.63 | ASHRAE30pct-state-5A_HotelSmall_STD2013_SD-SiouxCity-IA.table.csv.gz | Small Hotel | Sioux City Sioux Gateway Ap IA USA TMY3 WMO#=725570 | Natural Gas | 125083.4253 | 0 | 0 | 0 | 399495.4379 | 0 | 0 | 0 | 0 | 0 | 0 | 603787.94 | 0 | 0 | 1128366.8032 | 0 | 1128366.8032 | 0 | 0 | 788.0256 | 0 | 0 | 0 | 2516.8213 | 0 | 0 | 0 | 0 | 0 | 0 | 3803.864 | 0 | 0 | 7108.7109 | 0 | 7108.7109 | 0 | 0 | 125.0834 | 0 | 0 | 0 | 399.4954 | 0 | 0 | 0 | 0 | 0 | 0 | 603.7879 | 0 | 0 | 1128.3668 | 0 | 1128.3668 | 0 | 0 | 0 | 0 | 9.2472 | 0 | 0 | 0 | 0 | 2.8953 | 13.9759 | 0 | 0 | 26.1184 | 26.1184 | 26.1184 | 2
WV_5A_SH_2010_EL | 5A | SH | EL | 13155 | ASHRAE30pct-state-5A | HotelSmall | STD2010 | WV-Elkins-WV | Zone5A | Zone5A(WV-Elkins-WV) | ASHRAE30pct-state-STD2010 | state | WV | 0.0842 | 0.92 | ASHRAE30pct-state-5A_HotelSmall_STD2010_WV-Elkins-WV.table.csv.gz | Small Hotel | Elkins Elkins Randolph Co Arp WV USA TMY3 WMO#=724170 | Electricity | 53550.0004 | 62505.5561 | 113963.8898 | 18280.5557 | 164169.4458 | 0 | 77891.6673 | 72.2222 | 0 | 0 | 0 | 0 | 0 | 0 | 490430.5595 | 0 | 490433.3373 | -2.7778 | -2.7778 | 4508.91 | 5262.9678 | 9595.7595 | 1539.2228 | 13823.0673 | 0 | 6558.4784 | 6.0811 | 0 | 0 | 0 | 0 | 0 | 0 | 41294.2531 | 0 | 41294.487 | -0.23389 | -0.23389 | 182.7645 | 213.3295 | 388.9552 | 62.391 | 560.3052 | 0 | 265.8418 | 0.24649 | 0 | 0 | 0 | 0 | 0 | 0 | 1673.8243 | 0 | 1673.8338 | -0.0094805 | -0.0094805 | 9.0032 | 1.4442 | 12.9692 | 6.1535 | 0.0057056 | 0 | 4.938 | 4.2305 | 0 | 0 | 0 | 38.7444 | 38.7441 | 38.7441 | 1
WV_5A_SH_2013_EL | 5A | SH | EL | 14295 | ASHRAE30pct-state-5A | HotelSmall | STD2013 | WV-Elkins-WV | Zone5A | Zone5A(WV-Elkins-WV) | ASHRAE30pct-state-STD2013 | state | WV | 0.0842 | 0.92 | ASHRAE30pct-state-5A_HotelSmall_STD2013_WV-Elkins-WV.table.csv.gz | Small Hotel | Elkins Elkins Randolph Co Arp WV USA TMY3 WMO#=724170 | Electricity | 53486.1115 | 52538.8893 | 88608.334 | 18280.5557 | 154908.3346 | 0 | 77138.8895 | 72.2222 | 0 | 0 | 0 | 0 | 0 | 0 | 445033.3369 | 0 | 445033.3369 | 0 | 0 | 4503.5306 | 4423.7745 | 7460.8217 | 1539.2228 | 13043.2818 | 0 | 6495.0945 | 6.0811 | 0 | 0 | 0 | 0 | 0 | 0 | 37471.807 | 0 | 37471.807 | 0 | 0 | 182.5464 | 179.3136 | 302.4175 | 62.391 | 528.6973 | 0 | 263.2726 | 0.24649 | 0 | 0 | 0 | 0 | 0 | 0 | 1518.885 | 0 | 1518.885 | 0 | 0 | 7.0001 | 1.4442 | 12.2378 | 6.094 | 0.0057056 | 0 | 4.1506 | 4.2254 | 0 | 0 | 0 | 35.1577 | 35.1577 | 35.1577 | 2
WV_5A_SH_2010_NG | 5A | SH | NG | 13164 | ASHRAE30pct-state-5A | HotelSmall | STD2010 | WV-Elkins-WV | Zone5A | Zone5A(WV-Elkins-WV) | ASHRAE30pct-state-STD2010 | state | WV | 0.0842 | 0.92 | ASHRAE30pct-state-5A_HotelSmall_STD2010_WV-Elkins-WV.table.csv.gz | Small Hotel | Elkins Elkins Randolph Co Arp WV USA TMY3 WMO#=724170 | Natural Gas | 82289.4824 | 0 | 0 | 0 | 399495.4379 | 0 | 0 | 0 | 0 | 0 | 0 | 603655.2456 | 0 | 0 | 1085440.1658 | 0 | 1085440.1658 | 0 | 0 | 757.0632 | 0 | 0 | 0 | 3675.358 | 0 | 0 | 0 | 0 | 0 | 0 | 5553.6283 | 0 | 0 | 9986.0495 | 0 | 9986.0495 | 0 | 0 | 82.2895 | 0 | 0 | 0 | 399.4954 | 0 | 0 | 0 | 0 | 0 | 0 | 603.6552 | 0 | 0 | 1085.4402 | 0 | 1085.4402 | 0 | 0 | 0 | 0 | 9.2472 | 0 | 0 | 0 | 0 | 1.9048 | 13.9729 | 0 | 0 | 25.1248 | 25.1248 | 25.1248 | 1
WV_5A_SH_2013_NG | 5A | SH | NG | 14304 | ASHRAE30pct-state-5A | HotelSmall | STD2013 | WV-Elkins-WV | Zone5A | Zone5A(WV-Elkins-WV) | ASHRAE30pct-state-STD2013 | state | WV | 0.0842 | 0.92 | ASHRAE30pct-state-5A_HotelSmall_STD2013_WV-Elkins-WV.table.csv.gz | Small Hotel | Elkins Elkins Randolph Co Arp WV USA TMY3 WMO#=724170 | Natural Gas | 84308.3328 | 0 | 0 | 0 | 399495.4379 | 0 | 0 | 0 | 0 | 0 | 0 | 603636.2892 | 0 | 0 | 1087440.0599 | 0 | 1087440.0599 | 0 | 0 | 775.6367 | 0 | 0 | 0 | 3675.358 | 0 | 0 | 0 | 0 | 0 | 0 | 5553.4539 | 0 | 0 | 10004.4486 | 0 | 10004.4486 | 0 | 0 | 84.3083 | 0 | 0 | 0 | 399.4954 | 0 | 0 | 0 | 0 | 0 | 0 | 603.6363 | 0 | 0 | 1087.4401 | 0 | 1087.4401 | 0 | 0 | 0 | 0 | 9.2472 | 0 | 0 | 0 | 0 | 1.9515 | 13.9724 | 0 | 0 | 25.1711 | 25.1711 | 25.1711 | 2
AZ_5B_SH_2010_EL | 5B | SH | EL | 14955 | ASHRAE30pct-state-5B | HotelSmall | STD2010 | AZ-Winslow-AZ | Zone5B | Zone5B(AZ-Winslow-AZ) | ASHRAE30pct-state-STD2010 | state | AZ | 0.0954 | 0.95 | ASHRAE30pct-state-5B_HotelSmall_STD2010_AZ-Winslow-AZ.table.csv.gz | Small Hotel | Winslow Municipal Ap AZ USA TMY3 WMO#=723740 | Electricity | 24736.1113 | 79827.7784 | 114175.0009 | 18283.3335 | 164169.4458 | 0 | 80902.7784 | 72.2222 | 0 | 0 | 0 | 0 | 0 | 0 | 482163.8927 | 0 | 482166.6705 | -2.7778 | -2.7778 | 2359.825 | 7615.5701 | 10892.2951 | 1744.23 | 15661.7651 | 0 | 7718.1251 | 6.89 | 0 | 0 | 0 | 0 | 0 | 0 | 45998.4354 | 0 | 45998.7004 | -0.265 | -0.265 | 84.4236 | 272.4497 | 389.6757 | 62.4005 | 560.3052 | 0 | 276.1187 | 0.24649 | 0 | 0 | 0 | 0 | 0 | 0 | 1645.6104 | 0 | 1645.6199 | -0.0094805 | -0.0094805 | 9.0199 | 1.4444 | 12.9692 | 6.3913 | 0.0057056 | 0 | 6.3064 | 1.9542 | 0 | 0 | 0 | 38.0913 | 38.0911 | 38.0911 | 1
AZ_5B_SH_2013_EL | 5B | SH | EL | 15555 | ASHRAE30pct-state-5B | HotelSmall | STD2013 | AZ-Winslow-AZ | Zone5B | Zone5B(AZ-Winslow-AZ) | ASHRAE30pct-state-STD2013 | state | AZ | 0.0954 | 0.95 | ASHRAE30pct-state-5B_HotelSmall_STD2013_AZ-Winslow-AZ.table.csv.gz | Small Hotel | Winslow Municipal Ap AZ USA TMY3 WMO#=723740 | Electricity | 24244.4446 | 68686.1117 | 89075.0007 | 18283.3335 | 154908.3346 | 0 | 80061.1118 | 72.2222 | 0 | 0 | 0 | 0 | 0 | 0 | 435330.559 | 0 | 435330.559 | 0 | 0 | 2312.92 | 6552.6551 | 8497.7551 | 1744.23 | 14778.2551 | 0 | 7637.8301 | 6.89 | 0 | 0 | 0 | 0 | 0 | 0 | 41530.5353 | 0 | 41530.5353 | 0 | 0 | 82.7455 | 234.4236 | 304.0102 | 62.4005 | 528.6973 | 0 | 273.2461 | 0.24649 | 0 | 0 | 0 | 0 | 0 | 0 | 1485.7697 | 0 | 1485.7697 | 0 | 0 | 7.0369 | 1.4444 | 12.2378 | 6.3248 | 0.0057056 | 0 | 5.4262 | 1.9153 | 0 | 0 | 0 | 34.3912 | 34.3912 | 34.3912 | 2
AZ_5B_SH_2010_NG | 5B | SH | NG | 14964 | ASHRAE30pct-state-5B | HotelSmall | STD2010 | AZ-Winslow-AZ | Zone5B | Zone5B(AZ-Winslow-AZ) | ASHRAE30pct-state-STD2010 | state | AZ | 0.0954 | 0.95 | ASHRAE30pct-state-5B_HotelSmall_STD2010_AZ-Winslow-AZ.table.csv.gz | Small Hotel | Winslow Municipal Ap AZ USA TMY3 WMO#=723740 | Natural Gas | 37040.693 | 0 | 0 | 0 | 399495.4379 | 0 | 0 | 0 | 0 | 0 | 0 | 596812.006 | 0 | 0 | 1033348.1369 | 0 | 1033348.1369 | 0 | 0 | 351.8866 | 0 | 0 | 0 | 3795.2067 | 0 | 0 | 0 | 0 | 0 | 0 | 5669.7141 | 0 | 0 | 9816.8073 | 0 | 9816.8073 | 0 | 0 | 37.0407 | 0 | 0 | 0 | 399.4954 | 0 | 0 | 0 | 0 | 0 | 0 | 596.812 | 0 | 0 | 1033.3481 | 0 | 1033.3481 | 0 | 0 | 0 | 0 | 9.2472 | 0 | 0 | 0 | 0 | 0.85738 | 13.8145 | 0 | 0 | 23.919 | 23.919 | 23.919 | 1
AZ_5B_SH_2013_NG | 5B | SH | NG | 15564 | ASHRAE30pct-state-5B | HotelSmall | STD2013 | AZ-Winslow-AZ | Zone5B | Zone5B(AZ-Winslow-AZ) | ASHRAE30pct-state-STD2013 | state | AZ | 0.0954 | 0.95 | ASHRAE30pct-state-5B_HotelSmall_STD2013_AZ-Winslow-AZ.table.csv.gz | Small Hotel | Winslow Municipal Ap AZ USA TMY3 WMO#=723740 | Natural Gas | 38263.3771 | 0 | 0 | 0 | 399495.4379 | 0 | 0 | 0 | 0 | 0 | 0 | 596821.4841 | 0 | 0 | 1034580.2992 | 0 | 1034580.2992 | 0 | 0 | 363.5021 | 0 | 0 | 0 | 3795.2067 | 0 | 0 | 0 | 0 | 0 | 0 | 5669.8041 | 0 | 0 | 9828.5128 | 0 | 9828.5128 | 0 | 0 | 38.2634 | 0 | 0 | 0 | 399.4954 | 0 | 0 | 0 | 0 | 0 | 0 | 596.8215 | 0 | 0 | 1034.5803 | 0 | 1034.5803 | 0 | 0 | 0 | 0 | 9.2472 | 0 | 0 | 0 | 0 | 0.88569 | 13.8147 | 0 | 0 | 23.9475 | 23.9475 | 23.9475 | 2
CA_5B_SH_2010_EL | 5B | SH | EL | 15015 | ASHRAE30pct-state-5B | HotelSmall | STD2010 | CA-Reno-NV | Zone5B | Zone5B(CA-Reno-NV) | ASHRAE30pct-state-STD2010 | state | CA | 0.136 | 0.7 | ASHRAE30pct-state-5B_HotelSmall_STD2010_CA-Reno-NV.table.csv.gz | Small Hotel | Reno Tahoe International Ap NV USA TMY3 WMO#=724880 | Electricity | 34180.5558 | 64605.5561 | 114136.112 | 18258.3335 | 164169.4458 | 0 | 80397.2229 | 72.2222 | 0 | 0 | 0 | 0 | 0 | 0 | 475819.4483 | 0 | 475819.4483 | 0 | 0 | 4648.5556 | 8786.3556 | 15522.5112 | 2483.1334 | 22327.0446 | 0 | 10934.0223 | 9.8222 | 0 | 0 | 0 | 0 | 0 | 0 | 64711.445 | 0 | 64711.445 | 0 | 0 | 116.6572 | 220.4968 | 389.543 | 62.3151 | 560.3052 | 0 | 274.3932 | 0.24649 | 0 | 0 | 0 | 0 | 0 | 0 | 1623.957 | 0 | 1623.957 | 0 | 0 | 9.0168 | 1.4424 | 12.9694 | 6.3514 | 0.0057056 | 0 | 5.1039 | 2.7003 | 0 | 0 | 0 | 37.5899 | 37.5899 | 37.5899 | 1
CA_5B_SH_2013_EL | 5B | SH | EL | 15615 | ASHRAE30pct-state-5B | HotelSmall | STD2013 | CA-Reno-NV | Zone5B | Zone5B(CA-Reno-NV) | ASHRAE30pct-state-STD2013 | state | CA | 0.136 | 0.7 | ASHRAE30pct-state-5B_HotelSmall_STD2013_CA-Reno-NV.table.csv.gz | Small Hotel | Reno Tahoe International Ap NV USA TMY3 WMO#=724880 | Electricity | 33638.8892 | 55272.2227 | 88888.8896 | 18258.3335 | 154908.3346 | 0 | 79613.8895 | 72.2222 | 0 | 0 | 0 | 0 | 0 | 0 | 430650.0034 | 0 | 430652.7812 | -2.7778 | -2.7778 | 4574.8889 | 7517.0223 | 12088.889 | 2483.1334 | 21067.5335 | 0 | 10827.489 | 9.8222 | 0 | 0 | 0 | 0 | 0 | 0 | 58568.4005 | 0 | 58568.7782 | -0.37778 | -0.37778 | 114.8085 | 188.6424 | 303.375 | 62.3151 | 528.6973 | 0 | 271.7197 | 0.24649 | 0 | 0 | 0 | 0 | 0 | 0 | 1469.7951 | 0 | 1469.8046 | -0.0094805 | -0.0094805 | 7.0222 | 1.4424 | 12.2376 | 6.2895 | 0.0057056 | 0 | 4.3665 | 2.6575 | 0 | 0 | 0 | 34.0217 | 34.0215 | 34.0215 | 2
CA_5B_SH_2010_NG | 5B | SH | NG | 15024 | ASHRAE30pct-state-5B | HotelSmall | STD2010 | CA-Reno-NV | Zone5B | Zone5B(CA-Reno-NV) | ASHRAE30pct-state-STD2010 | state | CA | 0.136 | 0.7 | ASHRAE30pct-state-5B_HotelSmall_STD2010_CA-Reno-NV.table.csv.gz | Small Hotel | Reno Tahoe International Ap NV USA TMY3 WMO#=724880 | Natural Gas | 51049.4301 | 0 | 0 | 0 | 399495.4379 | 0 | 0 | 0 | 0 | 0 | 0 | 596954.1785 | 0 | 0 | 1047499.0465 | 0 | 1047499.0465 | 0 | 0 | 357.346 | 0 | 0 | 0 | 2796.4681 | 0 | 0 | 0 | 0 | 0 | 0 | 4178.6792 | 0 | 0 | 7332.4933 | 0 | 7332.4933 | 0 | 0 | 51.0494 | 0 | 0 | 0 | 399.4954 | 0 | 0 | 0 | 0 | 0 | 0 | 596.9542 | 0 | 0 | 1047.499 | 0 | 1047.499 | 0 | 0 | 0 | 0 | 9.2472 | 0 | 0 | 0 | 0 | 1.1816 | 13.8177 | 0 | 0 | 24.2465 | 24.2465 | 24.2465 | 1
CA_5B_SH_2013_NG | 5B | SH | NG | 15624 | ASHRAE30pct-state-5B | HotelSmall | STD2013 | CA-Reno-NV | Zone5B | Zone5B(CA-Reno-NV) | ASHRAE30pct-state-STD2013 | state | CA | 0.136 | 0.7 | ASHRAE30pct-state-5B_HotelSmall_STD2013_CA-Reno-NV.table.csv.gz | Small Hotel | Reno Tahoe International Ap NV USA TMY3 WMO#=724880 | Natural Gas | 52764.9791 | 0 | 0 | 0 | 399495.4379 | 0 | 0 | 0 | 0 | 0 | 0 | 596944.7003 | 0 | 0 | 1049214.5955 | 0 | 1049205.1173 | 0 | 0 | 369.3549 | 0 | 0 | 0 | 2796.4681 | 0 | 0 | 0 | 0 | 0 | 0 | 4178.6129 | 0 | 0 | 7344.5022 | 0 | 7344.4358 | 0 | 0 | 52.765 | 0 | 0 | 0 | 399.4954 | 0 | 0 | 0 | 0 | 0 | 0 | 596.9447 | 0 | 0 | 1049.2146 | 0 | 1049.2051 | 0 | 0 | 0 | 0 | 9.2472 | 0 | 0 | 0 | 0 | 1.2214 | 13.8175 | 0 | 0 | 24.286 | 24.2863 | 24.286 | 2
CO_5B_SH_2010_EL | 5B | SH | EL | 15075 | ASHRAE30pct-state-5B | HotelSmall | STD2010 | CO-ColoradoSprings-CO | Zone5B | Zone5B(CO-ColoradoSprings-CO) | ASHRAE30pct-state-STD2010 | state | CO | 0.0934 | 0.73 | ASHRAE30pct-state-5B_HotelSmall_STD2010_CO-ColoradoSprings-CO.table.csv.gz | Small Hotel | Colorado Springs Muni Ap CO USA TMY3 WMO#=724660 | Electricity | 43027.7781 | 61058.3338 | 114116.6676 | 18261.1113 | 164169.4458 | 0 | 81461.1118 | 72.2222 | 0 | 0 | 0 | 0 | 0 | 0 | 482163.8927 | 0 | 482166.6705 | -2.7778 | -2.7778 | 4018.7945 | 5702.8484 | 10658.4968 | 1705.5878 | 15333.4262 | 0 | 7608.4678 | 6.7456 | 0 | 0 | 0 | 0 | 0 | 0 | 45034.1076 | 0 | 45034.367 | -0.25944 | -0.25944 | 146.8525 | 208.3902 | 389.4766 | 62.3246 | 560.3052 | 0 | 278.0242 | 0.24649 | 0 | 0 | 0 | 0 | 0 | 0 | 1645.6104 | 0 | 1645.6199 | -0.0094805 | -0.0094805 | 9.0152 | 1.4426 | 12.9692 | 6.4354 | 0.0057056 | 0 | 4.8236 | 3.3992 | 0 | 0 | 0 | 38.0913 | 38.0911 | 38.0911 | 1
CO_5B_SH_2013_EL | 5B | SH | EL | 15675 | ASHRAE30pct-state-5B | HotelSmall | STD2013 | CO-ColoradoSprings-CO | Zone5B | Zone5B(CO-ColoradoSprings-CO) | ASHRAE30pct-state-STD2013 | state | CO | 0.0934 | 0.73 | ASHRAE30pct-state-5B_HotelSmall_STD2013_CO-ColoradoSprings-CO.table.csv.gz | Small Hotel | Colorado Springs Muni Ap CO USA TMY3 WMO#=724660 | Electricity | 42786.1115 | 51627.7782 | 88844.4452 | 18261.1113 | 154908.3346 | 0 | 80658.334 | 72.2222 | 0 | 0 | 0 | 0 | 0 | 0 | 437155.5591 | 0 | 437158.3368 | -2.7778 | -2.7778 | 3996.2228 | 4822.0345 | 8298.0712 | 1705.5878 | 14468.4384 | 0 | 7533.4884 | 6.7456 | 0 | 0 | 0 | 0 | 0 | 0 | 40830.3292 | 0 | 40830.5887 | -0.25944 | -0.25944 | 146.0277 | 176.204 | 303.2233 | 62.3246 | 528.6973 | 0 | 275.2844 | 0.24649 | 0 | 0 | 0 | 0 | 0 | 0 | 1491.9984 | 0 | 1492.0079 | -0.0094805 | -0.0094805 | 7.0187 | 1.4426 | 12.2376 | 6.372 | 0.0057056 | 0 | 4.0786 | 3.3801 | 0 | 0 | 0 | 34.5356 | 34.5354 | 34.5354 | 2
CO_5B_SH_2010_NG | 5B | SH | NG | 15084 | ASHRAE30pct-state-5B | HotelSmall | STD2010 | CO-ColoradoSprings-CO | Zone5B | Zone5B(CO-ColoradoSprings-CO) | ASHRAE30pct-state-STD2010 | state | CO | 0.0934 | 0.73 | ASHRAE30pct-state-5B_HotelSmall_STD2010_CO-ColoradoSprings-CO.table.csv.gz | Small Hotel | Colorado Springs Muni Ap CO USA TMY3 WMO#=724660 | Natural Gas | 56831.1145 | 0 | 0 | 0 | 399495.4379 | 0 | 0 | 0 | 0 | 0 | 0 | 597058.4384 | 0 | 0 | 1053384.9908 | 0 | 1053384.9908 | 0 | 0 | 414.8671 | 0 | 0 | 0 | 2916.3167 | 0 | 0 | 0 | 0 | 0 | 0 | 4358.5266 | 0 | 0 | 7689.7104 | 0 | 7689.7104 | 0 | 0 | 56.8311 | 0 | 0 | 0 | 399.4954 | 0 | 0 | 0 | 0 | 0 | 0 | 597.0584 | 0 | 0 | 1053.385 | 0 | 1053.385 | 0 | 0 | 0 | 0 | 9.2472 | 0 | 0 | 0 | 0 | 1.3155 | 13.8202 | 0 | 0 | 24.3828 | 24.3828 | 24.3828 | 1
CO_5B_SH_2013_NG | 5B | SH | NG | 15684 | ASHRAE30pct-state-5B | HotelSmall | STD2013 | CO-ColoradoSprings-CO | Zone5B | Zone5B(CO-ColoradoSprings-CO) | ASHRAE30pct-state-STD2013 | state | CO | 0.0934 | 0.73 | ASHRAE30pct-state-5B_HotelSmall_STD2013_CO-ColoradoSprings-CO.table.csv.gz | Small Hotel | Colorado Springs Muni Ap CO USA TMY3 WMO#=724660 | Natural Gas | 58660.4016 | 0 | 0 | 0 | 399495.4379 | 0 | 0 | 0 | 0 | 0 | 0 | 597067.9166 | 0 | 0 | 1055214.2779 | 0 | 1055223.756 | 0 | 0 | 428.2209 | 0 | 0 | 0 | 2916.3167 | 0 | 0 | 0 | 0 | 0 | 0 | 4358.5958 | 0 | 0 | 7703.0642 | 0 | 7703.1334 | 0 | 0 | 58.6604 | 0 | 0 | 0 | 399.4954 | 0 | 0 | 0 | 0 | 0 | 0 | 597.0679 | 0 | 0 | 1055.2143 | 0 | 1055.2238 | 0 | 0 | 0 | 0 | 9.2472 | 0 | 0 | 0 | 0 | 1.3578 | 13.8204 | 0 | 0 | 24.4253 | 24.4251 | 24.4253 | 2
ID_5B_SH_2010_EL | 5B | SH | EL | 15135 | ASHRAE30pct-state-5B | HotelSmall | STD2010 | ID-Boise-ID | Zone5B | Zone5B(ID-Boise-ID) | ASHRAE30pct-state-STD2010 | state | ID | 0.0683 | 0.73 | ASHRAE30pct-state-5B_HotelSmall_STD2010_ID-Boise-ID.table.csv.gz | Small Hotel | Boise Air Terminal Uo ID USA TMY3 WMO#=726810 | Electricity | 39305.5559 | 60622.2227 | 114155.5565 | 18252.7779 | 164169.4458 | 0 | 79386.1117 | 72.2222 | 0 | 0 | 0 | 0 | 0 | 0 | 475963.8927 | 0 | 475963.8927 | 0 | 0 | 2684.5695 | 4140.4978 | 7796.8245 | 1246.6647 | 11212.7731 | 0 | 5422.0714 | 4.9328 | 0 | 0 | 0 | 0 | 0 | 0 | 32508.3339 | 0 | 32508.3339 | 0 | 0 | 134.1486 | 206.9018 | 389.6094 | 62.2962 | 560.3052 | 0 | 270.9423 | 0.24649 | 0 | 0 | 0 | 0 | 0 | 0 | 1624.45 | 0 | 1624.45 | 0 | 0 | 9.0183 | 1.442 | 12.9694 | 6.2715 | 0.0057056 | 0 | 4.7892 | 3.1051 | 0 | 0 | 0 | 37.6013 | 37.6013 | 37.6013 | 1
ID_5B_SH_2013_EL | 5B | SH | EL | 15735 | ASHRAE30pct-state-5B | HotelSmall | STD2013 | ID-Boise-ID | Zone5B | Zone5B(ID-Boise-ID) | ASHRAE30pct-state-STD2013 | state | ID | 0.0683 | 0.73 | ASHRAE30pct-state-5B_HotelSmall_STD2013_ID-Boise-ID.table.csv.gz | Small Hotel | Boise Air Terminal Uo ID USA TMY3 WMO#=726810 | Electricity | 39566.667 | 51847.2226 | 89113.8896 | 18252.7779 | 154908.3346 | 0 | 78597.2229 | 72.2222 | 0 | 0 | 0 | 0 | 0 | 0 | 432355.559 | 0 | 432358.3368 | -2.7778 | -2.7778 | 2702.4034 | 3541.1653 | 6086.4787 | 1246.6647 | 10580.2393 | 0 | 5368.1903 | 4.9328 | 0 | 0 | 0 | 0 | 0 | 0 | 29529.8847 | 0 | 29530.0744 | -0.18972 | -0.18972 | 135.0398 | 176.953 | 304.1429 | 62.2962 | 528.6973 | 0 | 268.2499 | 0.24649 | 0 | 0 | 0 | 0 | 0 | 0 | 1475.6161 | 0 | 1475.6256 | -0.0094805 | -0.0094805 | 7.04 | 1.442 | 12.2376 | 6.2092 | 0.0057056 | 0 | 4.0959 | 3.1258 | 0 | 0 | 0 | 34.1564 | 34.1562 | 34.1562 | 2
ID_5B_SH_2010_NG | 5B | SH | NG | 15144 | ASHRAE30pct-state-5B | HotelSmall | STD2010 | ID-Boise-ID | Zone5B | Zone5B(ID-Boise-ID) | ASHRAE30pct-state-STD2010 | state | ID | 0.0683 | 0.73 | ASHRAE30pct-state-5B_HotelSmall_STD2010_ID-Boise-ID.table.csv.gz | Small Hotel | Boise Air Terminal Uo ID USA TMY3 WMO#=726810 | Natural Gas | 59892.5638 | 0 | 0 | 0 | 399495.4379 | 0 | 0 | 0 | 0 | 0 | 0 | 597020.5257 | 0 | 0 | 1056408.5274 | 0 | 1056408.5274 | 0 | 0 | 437.2157 | 0 | 0 | 0 | 2916.3167 | 0 | 0 | 0 | 0 | 0 | 0 | 4358.2498 | 0 | 0 | 7711.7823 | 0 | 7711.7823 | 0 | 0 | 59.8926 | 0 | 0 | 0 | 399.4954 | 0 | 0 | 0 | 0 | 0 | 0 | 597.0205 | 0 | 0 | 1056.4085 | 0 | 1056.4085 | 0 | 0 | 0 | 0 | 9.2472 | 0 | 0 | 0 | 0 | 1.3863 | 13.8193 | 0 | 0 | 24.4528 | 24.4528 | 24.4528 | 1
ID_5B_SH_2013_NG | 5B | SH | NG | 15744 | ASHRAE30pct-state-5B | HotelSmall | STD2013 | ID-Boise-ID | Zone5B | Zone5B(ID-Boise-ID) | ASHRAE30pct-state-STD2013 | state | ID | 0.0683 | 0.73 | ASHRAE30pct-state-5B_HotelSmall_STD2013_ID-Boise-ID.table.csv.gz | Small Hotel | Boise Air Terminal Uo ID USA TMY3 WMO#=726810 | Natural Gas | 61816.6326 | 0 | 0 | 0 | 399495.4379 | 0 | 0 | 0 | 0 | 0 | 0 | 597030.0039 | 0 | 0 | 1058342.0744 | 0 | 1058342.0744 | 0 | 0 | 451.2614 | 0 | 0 | 0 | 2916.3167 | 0 | 0 | 0 | 0 | 0 | 0 | 4358.319 | 0 | 0 | 7725.8971 | 0 | 7725.8971 | 0 | 0 | 61.8166 | 0 | 0 | 0 | 399.4954 | 0 | 0 | 0 | 0 | 0 | 0 | 597.03 | 0 | 0 | 1058.3421 | 0 | 1058.3421 | 0 | 0 | 0 | 0 | 9.2472 | 0 | 0 | 0 | 0 | 1.4309 | 13.8195 | 0 | 0 | 24.4975 | 24.4975 | 24.4975 | 2
NM_5B_SH_2010_EL | 5B | SH | EL | 15195 | ASHRAE30pct-state-5B | HotelSmall | STD2010 | NM-Winslow-AZ | Zone5B | Zone5B(NM-Winslow-AZ) | ASHRAE30pct-state-STD2010 | state | NM | 0.093 | 0.62 | ASHRAE30pct-state-5B_HotelSmall_STD2010_NM-Winslow-AZ.table.csv.gz | Small Hotel | Winslow Municipal Ap AZ USA TMY3 WMO#=723740 | Electricity | 24736.1113 | 79827.7784 | 114175.0009 | 18283.3335 | 164169.4458 | 0 | 80902.7784 | 72.2222 | 0 | 0 | 0 | 0 | 0 | 0 | 482163.8927 | 0 | 482166.6705 | -2.7778 | -2.7778 | 2300.4584 | 7423.9834 | 10618.2751 | 1700.35 | 15267.7585 | 0 | 7523.9584 | 6.7167 | 0 | 0 | 0 | 0 | 0 | 0 | 44841.242 | 0 | 44841.5004 | -0.25833 | -0.25833 | 84.4236 | 272.4497 | 389.6757 | 62.4005 | 560.3052 | 0 | 276.1187 | 0.24649 | 0 | 0 | 0 | 0 | 0 | 0 | 1645.6104 | 0 | 1645.6199 | -0.0094805 | -0.0094805 | 9.0199 | 1.4444 | 12.9692 | 6.3913 | 0.0057056 | 0 | 6.3064 | 1.9542 | 0 | 0 | 0 | 38.0913 | 38.0911 | 38.0911 | 1
NM_5B_SH_2013_EL | 5B | SH | EL | 15795 | ASHRAE30pct-state-5B | HotelSmall | STD2013 | NM-Winslow-AZ | Zone5B | Zone5B(NM-Winslow-AZ) | ASHRAE30pct-state-STD2013 | state | NM | 0.093 | 0.62 | ASHRAE30pct-state-5B_HotelSmall_STD2013_NM-Winslow-AZ.table.csv.gz | Small Hotel | Winslow Municipal Ap AZ USA TMY3 WMO#=723740 | Electricity | 24244.4446 | 68686.1117 | 89075.0007 | 18283.3335 | 154908.3346 | 0 | 80061.1118 | 72.2222 | 0 | 0 | 0 | 0 | 0 | 0 | 435330.559 | 0 | 435330.559 | 0 | 0 | 2254.7334 | 6387.8084 | 8283.9751 | 1700.35 | 14406.4751 | 0 | 7445.6834 | 6.7167 | 0 | 0 | 0 | 0 | 0 | 0 | 40485.742 | 0 | 40485.742 | 0 | 0 | 82.7455 | 234.4236 | 304.0102 | 62.4005 | 528.6973 | 0 | 273.2461 | 0.24649 | 0 | 0 | 0 | 0 | 0 | 0 | 1485.7697 | 0 | 1485.7697 | 0 | 0 | 7.0369 | 1.4444 | 12.2378 | 6.3248 | 0.0057056 | 0 | 5.4262 | 1.9153 | 0 | 0 | 0 | 34.3912 | 34.3912 | 34.3912 | 2
NM_5B_SH_2010_NG | 5B | SH | NG | 15204 | ASHRAE30pct-state-5B | HotelSmall | STD2010 | NM-Winslow-AZ | Zone5B | Zone5B(NM-Winslow-AZ) | ASHRAE30pct-state-STD2010 | state | NM | 0.093 | 0.62 | ASHRAE30pct-state-5B_HotelSmall_STD2010_NM-Winslow-AZ.table.csv.gz | Small Hotel | Winslow Municipal Ap AZ USA TMY3 WMO#=723740 | Natural Gas | 37040.693 | 0 | 0 | 0 | 399495.4379 | 0 | 0 | 0 | 0 | 0 | 0 | 596812.006 | 0 | 0 | 1033348.1369 | 0 | 1033348.1369 | 0 | 0 | 229.6523 | 0 | 0 | 0 | 2476.8717 | 0 | 0 | 0 | 0 | 0 | 0 | 3700.2344 | 0 | 0 | 6406.7584 | 0 | 6406.7584 | 0 | 0 | 37.0407 | 0 | 0 | 0 | 399.4954 | 0 | 0 | 0 | 0 | 0 | 0 | 596.812 | 0 | 0 | 1033.3481 | 0 | 1033.3481 | 0 | 0 | 0 | 0 | 9.2472 | 0 | 0 | 0 | 0 | 0.85738 | 13.8145 | 0 | 0 | 23.919 | 23.919 | 23.919 | 1
NM_5B_SH_2013_NG | 5B | SH | NG | 15804 | ASHRAE30pct-state-5B | HotelSmall | STD2013 | NM-Winslow-AZ | Zone5B | Zone5B(NM-Winslow-AZ) | ASHRAE30pct-state-STD2013 | state | NM | 0.093 | 0.62 | ASHRAE30pct-state-5B_HotelSmall_STD2013_NM-Winslow-AZ.table.csv.gz | Small Hotel | Winslow Municipal Ap AZ USA TMY3 WMO#=723740 | Natural Gas | 38263.3771 | 0 | 0 | 0 | 399495.4379 | 0 | 0 | 0 | 0 | 0 | 0 | 596821.4841 | 0 | 0 | 1034580.2992 | 0 | 1034580.2992 | 0 | 0 | 237.2329 | 0 | 0 | 0 | 2476.8717 | 0 | 0 | 0 | 0 | 0 | 0 | 3700.2932 | 0 | 0 | 6414.3979 | 0 | 6414.3979 | 0 | 0 | 38.2634 | 0 | 0 | 0 | 399.4954 | 0 | 0 | 0 | 0 | 0 | 0 | 596.8215 | 0 | 0 | 1034.5803 | 0 | 1034.5803 | 0 | 0 | 0 | 0 | 9.2472 | 0 | 0 | 0 | 0 | 0.88569 | 13.8147 | 0 | 0 | 23.9475 | 23.9475 | 23.9475 | 2
NV_5B_SH_2010_EL | 5B | SH | EL | 15255 | ASHRAE30pct-state-5B | HotelSmall | STD2010 | NV-Reno-NV | Zone5B | Zone5B(NV-Reno-NV) | ASHRAE30pct-state-STD2010 | state | NV | 0.0886 | 0.73 | ASHRAE30pct-state-5B_HotelSmall_STD2010_NV-Reno-NV.table.csv.gz | Small Hotel | Reno Tahoe International Ap NV USA TMY3 WMO#=724880 | Electricity | 34180.5558 | 64605.5561 | 114136.112 | 18258.3335 | 164169.4458 | 0 | 80397.2229 | 72.2222 | 0 | 0 | 0 | 0 | 0 | 0 | 475819.4483 | 0 | 475819.4483 | 0 | 0 | 3028.3972 | 5724.0523 | 10112.4595 | 1617.6883 | 14545.4129 | 0 | 7123.1939 | 6.3989 | 0 | 0 | 0 | 0 | 0 | 0 | 42157.6031 | 0 | 42157.6031 | 0 | 0 | 116.6572 | 220.4968 | 389.543 | 62.3151 | 560.3052 | 0 | 274.3932 | 0.24649 | 0 | 0 | 0 | 0 | 0 | 0 | 1623.957 | 0 | 1623.957 | 0 | 0 | 9.0168 | 1.4424 | 12.9694 | 6.3514 | 0.0057056 | 0 | 5.1039 | 2.7003 | 0 | 0 | 0 | 37.5899 | 37.5899 | 37.5899 | 1
NV_5B_SH_2013_EL | 5B | SH | EL | 15855 | ASHRAE30pct-state-5B | HotelSmall | STD2013 | NV-Reno-NV | Zone5B | Zone5B(NV-Reno-NV) | ASHRAE30pct-state-STD2013 | state | NV | 0.0886 | 0.73 | ASHRAE30pct-state-5B_HotelSmall_STD2013_NV-Reno-NV.table.csv.gz | Small Hotel | Reno Tahoe International Ap NV USA TMY3 WMO#=724880 | Electricity | 33638.8892 | 55272.2227 | 88888.8896 | 18258.3335 | 154908.3346 | 0 | 79613.8895 | 72.2222 | 0 | 0 | 0 | 0 | 0 | 0 | 430650.0034 | 0 | 430652.7812 | -2.7778 | -2.7778 | 2980.4056 | 4897.1189 | 7875.5556 | 1617.6883 | 13724.8784 | 0 | 7053.7906 | 6.3989 | 0 | 0 | 0 | 0 | 0 | 0 | 38155.5903 | 0 | 38155.8364 | -0.24611 | -0.24611 | 114.8085 | 188.6424 | 303.375 | 62.3151 | 528.6973 | 0 | 271.7197 | 0.24649 | 0 | 0 | 0 | 0 | 0 | 0 | 1469.7951 | 0 | 1469.8046 | -0.0094805 | -0.0094805 | 7.0222 | 1.4424 | 12.2376 | 6.2895 | 0.0057056 | 0 | 4.3665 | 2.6575 | 0 | 0 | 0 | 34.0217 | 34.0215 | 34.0215 | 2
NV_5B_SH_2010_NG | 5B | SH | NG | 15264 | ASHRAE30pct-state-5B | HotelSmall | STD2010 | NV-Reno-NV | Zone5B | Zone5B(NV-Reno-NV) | ASHRAE30pct-state-STD2010 | state | NV | 0.0886 | 0.73 | ASHRAE30pct-state-5B_HotelSmall_STD2010_NV-Reno-NV.table.csv.gz | Small Hotel | Reno Tahoe International Ap NV USA TMY3 WMO#=724880 | Natural Gas | 51049.4301 | 0 | 0 | 0 | 399495.4379 | 0 | 0 | 0 | 0 | 0 | 0 | 596954.1785 | 0 | 0 | 1047499.0465 | 0 | 1047499.0465 | 0 | 0 | 372.6608 | 0 | 0 | 0 | 2916.3167 | 0 | 0 | 0 | 0 | 0 | 0 | 4357.7655 | 0 | 0 | 7646.743 | 0 | 7646.743 | 0 | 0 | 51.0494 | 0 | 0 | 0 | 399.4954 | 0 | 0 | 0 | 0 | 0 | 0 | 596.9542 | 0 | 0 | 1047.499 | 0 | 1047.499 | 0 | 0 | 0 | 0 | 9.2472 | 0 | 0 | 0 | 0 | 1.1816 | 13.8177 | 0 | 0 | 24.2465 | 24.2465 | 24.2465 | 1
NV_5B_SH_2013_NG | 5B | SH | NG | 15864 | ASHRAE30pct-state-5B | HotelSmall | STD2013 | NV-Reno-NV | Zone5B | Zone5B(NV-Reno-NV) | ASHRAE30pct-state-STD2013 | state | NV | 0.0886 | 0.73 | ASHRAE30pct-state-5B_HotelSmall_STD2013_NV-Reno-NV.table.csv.gz | Small Hotel | Reno Tahoe International Ap NV USA TMY3 WMO#=724880 | Natural Gas | 52764.9791 | 0 | 0 | 0 | 399495.4379 | 0 | 0 | 0 | 0 | 0 | 0 | 596944.7003 | 0 | 0 | 1049214.5955 | 0 | 1049205.1173 | 0 | 0 | 385.1843 | 0 | 0 | 0 | 2916.3167 | 0 | 0 | 0 | 0 | 0 | 0 | 4357.6963 | 0 | 0 | 7659.2665 | 0 | 7659.1974 | 0 | 0 | 52.765 | 0 | 0 | 0 | 399.4954 | 0 | 0 | 0 | 0 | 0 | 0 | 596.9447 | 0 | 0 | 1049.2146 | 0 | 1049.2051 | 0 | 0 | 0 | 0 | 9.2472 | 0 | 0 | 0 | 0 | 1.2214 | 13.8175 | 0 | 0 | 24.286 | 24.2863 | 24.286 | 2
OR_5B_SH_2010_EL | 5B | SH | EL | 15315 | ASHRAE30pct-state-5B | HotelSmall | STD2010 | OR-Redmond-OR | Zone5B | Zone5B(OR-Redmond-OR) | ASHRAE30pct-state-STD2010 | state | OR | 0.0834 | 0.92 | ASHRAE30pct-state-5B_HotelSmall_STD2010_OR-Redmond-OR.table.csv.gz | Small Hotel | Redmond Roberts Field OR USA TMY3 WMO#=726835 | Electricity | 44488.8892 | 48611.1115 | 114105.5565 | 18250.0001 | 164169.4458 | 0 | 79297.2229 | 72.2222 | 0 | 0 | 0 | 0 | 0 | 0 | 468994.4482 | 0 | 468994.4482 | 5.8208e-11 | 5.8208e-11 | 3710.3734 | 4054.1667 | 9516.4034 | 1522.05 | 13691.7318 | 0 | 6613.3884 | 6.0233 | 0 | 0 | 0 | 0 | 0 | 0 | 39114.137 | 0 | 39114.137 | 4.8545e-12 | 4.8545e-12 | 151.8392 | 165.9082 | 389.4387 | 62.2867 | 560.3052 | 0 | 270.639 | 0.24649 | 0 | 0 | 0 | 0 | 0 | 0 | 1600.6635 | 0 | 1600.6635 | 1.9866e-13 | 1.9866e-13 | 9.0144 | 1.4418 | 12.9694 | 6.2645 | 0.0057056 | 0 | 3.8403 | 3.5146 | 0 | 0 | 0 | 37.0507 | 37.0507 | 37.0507 | 1
OR_5B_SH_2013_EL | 5B | SH | EL | 15915 | ASHRAE30pct-state-5B | HotelSmall | STD2013 | OR-Redmond-OR | Zone5B | Zone5B(OR-Redmond-OR) | ASHRAE30pct-state-STD2013 | state | OR | 0.0834 | 0.92 | ASHRAE30pct-state-5B_HotelSmall_STD2013_OR-Redmond-OR.table.csv.gz | Small Hotel | Redmond Roberts Field OR USA TMY3 WMO#=726835 | Electricity | 44480.5559 | 40816.667 | 88825.0007 | 18250.0001 | 154908.3346 | 0 | 78588.8895 | 72.2222 | 0 | 0 | 0 | 0 | 0 | 0 | 425941.6701 | 0 | 425941.6701 | 5.8208e-11 | 5.8208e-11 | 3709.6784 | 3404.11 | 7408.0051 | 1522.05 | 12919.3551 | 0 | 6554.3134 | 6.0233 | 0 | 0 | 0 | 0 | 0 | 0 | 35523.5353 | 0 | 35523.5353 | 4.8545e-12 | 4.8545e-12 | 151.8108 | 139.306 | 303.157 | 62.2867 | 528.6973 | 0 | 268.2214 | 0.24649 | 0 | 0 | 0 | 0 | 0 | 0 | 1453.7257 | 0 | 1453.7257 | 1.9866e-13 | 1.9866e-13 | 7.0172 | 1.4418 | 12.2378 | 6.2085 | 0.0057056 | 0 | 3.2245 | 3.514 | 0 | 0 | 0 | 33.6495 | 33.6495 | 33.6495 | 2
OR_5B_SH_2010_NG | 5B | SH | NG | 15324 | ASHRAE30pct-state-5B | HotelSmall | STD2010 | OR-Redmond-OR | Zone5B | Zone5B(OR-Redmond-OR) | ASHRAE30pct-state-STD2010 | state | OR | 0.0834 | 0.92 | ASHRAE30pct-state-5B_HotelSmall_STD2010_OR-Redmond-OR.table.csv.gz | Small Hotel | Redmond Roberts Field OR USA TMY3 WMO#=726835 | Natural Gas | 68214.3981 | 0 | 0 | 0 | 399495.4379 | 0 | 0 | 0 | 0 | 0 | 0 | 597153.2201 | 0 | 0 | 1064863.0561 | 0 | 1064863.0561 | 0 | 0 | 627.5725 | 0 | 0 | 0 | 3675.358 | 0 | 0 | 0 | 0 | 0 | 0 | 5493.8096 | 0 | 0 | 9796.7401 | 0 | 9796.7401 | 0 | 0 | 68.2144 | 0 | 0 | 0 | 399.4954 | 0 | 0 | 0 | 0 | 0 | 0 | 597.1532 | 0 | 0 | 1064.8631 | 0 | 1064.8631 | 0 | 0 | 0 | 0 | 9.2472 | 0 | 0 | 0 | 0 | 1.579 | 13.8224 | 0 | 0 | 24.6485 | 24.6485 | 24.6485 | 1
OR_5B_SH_2013_NG | 5B | SH | NG | 15924 | ASHRAE30pct-state-5B | HotelSmall | STD2013 | OR-Redmond-OR | Zone5B | Zone5B(OR-Redmond-OR) | ASHRAE30pct-state-STD2013 | state | OR | 0.0834 | 0.92 | ASHRAE30pct-state-5B_HotelSmall_STD2013_OR-Redmond-OR.table.csv.gz | Small Hotel | Redmond Roberts Field OR USA TMY3 WMO#=726835 | Natural Gas | 70659.7663 | 0 | 0 | 0 | 399495.4379 | 0 | 0 | 0 | 0 | 0 | 0 | 597153.2201 | 0 | 0 | 1067308.4243 | 0 | 1067308.4243 | 0 | 0 | 650.0698 | 0 | 0 | 0 | 3675.358 | 0 | 0 | 0 | 0 | 0 | 0 | 5493.8096 | 0 | 0 | 9819.2375 | 0 | 9819.2375 | 0 | 0 | 70.6598 | 0 | 0 | 0 | 399.4954 | 0 | 0 | 0 | 0 | 0 | 0 | 597.1532 | 0 | 0 | 1067.3084 | 0 | 1067.3084 | 0 | 0 | 0 | 0 | 9.2472 | 0 | 0 | 0 | 0 | 1.6356 | 13.8224 | 0 | 0 | 24.7051 | 24.7051 | 24.7051 | 2
UT_5B_SH_2010_EL | 5B | SH | EL | 15375 | ASHRAE30pct-state-5B | HotelSmall | STD2010 | UT-SaltLakeCity-UT | Zone5B | Zone5B(UT-SaltLakeCity-UT) | ASHRAE30pct-state-STD2010 | state | UT | 0.0805 | 0.69 | ASHRAE30pct-state-5B_HotelSmall_STD2010_UT-SaltLakeCity-UT.table.csv.gz | Small Hotel | Salt Lake City IntL Arpt Isis UT USA TMY3 WMO#=725720 | Electricity | 35113.8892 | 68802.7783 | 114036.112 | 18288.889 | 164169.4458 | 0 | 80838.8895 | 72.2222 | 0 | 0 | 0 | 0 | 0 | 0 | 481325.0039 | 0 | 481322.2261 | 2.7778 | 2.7778 | 2826.6681 | 5538.6237 | 9179.907 | 1472.2556 | 13215.6404 | 0 | 6507.5306 | 5.8139 | 0 | 0 | 0 | 0 | 0 | 0 | 38746.6628 | 0 | 38746.4392 | 0.22361 | 0.22361 | 119.8426 | 234.8217 | 389.2017 | 62.4194 | 560.3052 | 0 | 275.9006 | 0.24649 | 0 | 0 | 0 | 0 | 0 | 0 | 1642.7473 | 0 | 1642.7378 | 0.0094805 | 0.0094805 | 9.0089 | 1.4448 | 12.9696 | 6.3863 | 0.0057056 | 0 | 5.4354 | 2.774 | 0 | 0 | 0 | 38.0246 | 38.0248 | 38.0248 | 1
UT_5B_SH_2013_EL | 5B | SH | EL | 15975 | ASHRAE30pct-state-5B | HotelSmall | STD2013 | UT-SaltLakeCity-UT | Zone5B | Zone5B(UT-SaltLakeCity-UT) | ASHRAE30pct-state-STD2013 | state | UT | 0.0805 | 0.69 | ASHRAE30pct-state-5B_HotelSmall_STD2013_UT-SaltLakeCity-UT.table.csv.gz | Small Hotel | Salt Lake City IntL Arpt Isis UT USA TMY3 WMO#=725720 | Electricity | 35341.6669 | 59150.0005 | 88661.1118 | 18288.889 | 154908.3346 | 0 | 79997.2229 | 72.2222 | 0 | 0 | 0 | 0 | 0 | 0 | 436422.2257 | 0 | 436419.4479 | 2.7778 | 2.7778 | 2845.0042 | 4761.575 | 7137.2195 | 1472.2556 | 12470.1209 | 0 | 6439.7764 | 5.8139 | 0 | 0 | 0 | 0 | 0 | 0 | 35131.9892 | 0 | 35131.7656 | 0.22361 | 0.22361 | 120.62 | 201.8771 | 302.5976 | 62.4194 | 528.6973 | 0 | 273.028 | 0.24649 | 0 | 0 | 0 | 0 | 0 | 0 | 1489.4955 | 0 | 1489.486 | 0.0094805 | 0.0094805 | 7.0043 | 1.4448 | 12.238 | 6.3198 | 0.0057056 | 0 | 4.6729 | 2.792 | 0 | 0 | 0 | 34.4772 | 34.4775 | 34.4775 | 2
UT_5B_SH_2010_NG | 5B | SH | NG | 15384 | ASHRAE30pct-state-5B | HotelSmall | STD2010 | UT-SaltLakeCity-UT | Zone5B | Zone5B(UT-SaltLakeCity-UT) | ASHRAE30pct-state-STD2010 | state | UT | 0.0805 | 0.69 | ASHRAE30pct-state-5B_HotelSmall_STD2010_UT-SaltLakeCity-UT.table.csv.gz | Small Hotel | Salt Lake City IntL Arpt Isis UT USA TMY3 WMO#=725720 | Natural Gas | 50262.7419 | 0 | 0 | 0 | 399495.4379 | 0 | 0 | 0 | 0 | 0 | 0 | 596982.613 | 0 | 0 | 1046740.7928 | 0 | 1046740.7928 | 0 | 0 | 346.8129 | 0 | 0 | 0 | 2756.5185 | 0 | 0 | 0 | 0 | 0 | 0 | 4119.18 | 0 | 0 | 7222.5115 | 0 | 7222.5115 | 0 | 0 | 50.2627 | 0 | 0 | 0 | 399.4954 | 0 | 0 | 0 | 0 | 0 | 0 | 596.9826 | 0 | 0 | 1046.7408 | 0 | 1046.7408 | 0 | 0 | 0 | 0 | 9.2472 | 0 | 0 | 0 | 0 | 1.1634 | 13.8184 | 0 | 0 | 24.229 | 24.229 | 24.229 | 1
UT_5B_SH_2013_NG | 5B | SH | NG | 15984 | ASHRAE30pct-state-5B | HotelSmall | STD2013 | UT-SaltLakeCity-UT | Zone5B | Zone5B(UT-SaltLakeCity-UT) | ASHRAE30pct-state-STD2013 | state | UT | 0.0805 | 0.69 | ASHRAE30pct-state-5B_HotelSmall_STD2013_UT-SaltLakeCity-UT.table.csv.gz | Small Hotel | Salt Lake City IntL Arpt Isis UT USA TMY3 WMO#=725720 | Natural Gas | 52205.767 | 0 | 0 | 0 | 399495.4379 | 0 | 0 | 0 | 0 | 0 | 0 | 596992.0912 | 0 | 0 | 1048693.2961 | 0 | 1048693.2961 | 0 | 0 | 360.2198 | 0 | 0 | 0 | 2756.5185 | 0 | 0 | 0 | 0 | 0 | 0 | 4119.2454 | 0 | 0 | 7235.9837 | 0 | 7235.9837 | 0 | 0 | 52.2058 | 0 | 0 | 0 | 399.4954 | 0 | 0 | 0 | 0 | 0 | 0 | 596.9921 | 0 | 0 | 1048.6933 | 0 | 1048.6933 | 0 | 0 | 0 | 0 | 9.2472 | 0 | 0 | 0 | 0 | 1.2084 | 13.8186 | 0 | 0 | 24.2742 | 24.2742 | 24.2742 | 2
WA_5B_SH_2010_EL | 5B | SH | EL | 15435 | ASHRAE30pct-state-5B | HotelSmall | STD2010 | WA-Spokane-WA | Zone5B | Zone5B(WA-Spokane-WA) | ASHRAE30pct-state-STD2010 | state | WA | 0.0767 | 0.96 | ASHRAE30pct-state-5B_HotelSmall_STD2010_WA-Spokane-WA.table.csv.gz | Small Hotel | Spokane International Ap Chen WA USA TMY3 WMO#=727850 | Electricity | 58655.556 | 48586.1115 | 114122.2231 | 18247.2224 | 164169.4458 | 0 | 79136.1117 | 72.2222 | 0 | 0 | 0 | 0 | 0 | 0 | 482986.115 | 0 | 482988.8928 | -2.7778 | -2.7778 | 4498.8811 | 3726.5548 | 8753.1745 | 1399.562 | 12591.7965 | 0 | 6069.7398 | 5.5394 | 0 | 0 | 0 | 0 | 0 | 0 | 37045.035 | 0 | 37045.2481 | -0.21306 | -0.21306 | 200.1896 | 165.8229 | 389.4956 | 62.2772 | 560.3052 | 0 | 270.0891 | 0.24649 | 0 | 0 | 0 | 0 | 0 | 0 | 1648.4166 | 0 | 1648.4261 | -0.0094805 | -0.0094805 | 9.0157 | 1.4415 | 12.9692 | 6.2518 | 0.0057056 | 0 | 3.8383 | 4.6338 | 0 | 0 | 0 | 38.1562 | 38.156 | 38.156 | 1
WA_5B_SH_2013_EL | 5B | SH | EL | 16035 | ASHRAE30pct-state-5B | HotelSmall | STD2013 | WA-Spokane-WA | Zone5B | Zone5B(WA-Spokane-WA) | ASHRAE30pct-state-STD2013 | state | WA | 0.0767 | 0.96 | ASHRAE30pct-state-5B_HotelSmall_STD2013_WA-Spokane-WA.table.csv.gz | Small Hotel | Spokane International Ap Chen WA USA TMY3 WMO#=727850 | Electricity | 59163.8894 | 40952.7781 | 89011.1118 | 18247.2224 | 154908.3346 | 0 | 78377.7784 | 72.2222 | 0 | 0 | 0 | 0 | 0 | 0 | 440733.3369 | 0 | 440733.3369 | -5.8208e-11 | -5.8208e-11 | 4537.8703 | 3141.0781 | 6827.1523 | 1399.562 | 11881.4693 | 0 | 6011.5756 | 5.5394 | 0 | 0 | 0 | 0 | 0 | 0 | 33804.2469 | 0 | 33804.2469 | -4.4645e-12 | -4.4645e-12 | 201.9245 | 139.7706 | 303.7922 | 62.2772 | 528.6973 | 0 | 267.5009 | 0.24649 | 0 | 0 | 0 | 0 | 0 | 0 | 1504.2092 | 0 | 1504.2092 | -1.9866e-13 | -1.9866e-13 | 7.0319 | 1.4415 | 12.2378 | 6.1919 | 0.0057056 | 0 | 3.2353 | 4.674 | 0 | 0 | 0 | 34.818 | 34.818 | 34.818 | 2
WA_5B_SH_2010_NG | 5B | SH | NG | 15444 | ASHRAE30pct-state-5B | HotelSmall | STD2010 | WA-Spokane-WA | Zone5B | Zone5B(WA-Spokane-WA) | ASHRAE30pct-state-STD2010 | state | WA | 0.0767 | 0.96 | ASHRAE30pct-state-5B_HotelSmall_STD2010_WA-Spokane-WA.table.csv.gz | Small Hotel | Spokane International Ap Chen WA USA TMY3 WMO#=727850 | Natural Gas | 82687.5655 | 0 | 0 | 0 | 399495.4379 | 0 | 0 | 0 | 0 | 0 | 0 | 597248.0018 | 0 | 0 | 1079440.4835 | 0 | 1079431.0053 | 0 | 0 | 793.8006 | 0 | 0 | 0 | 3835.1562 | 0 | 0 | 0 | 0 | 0 | 0 | 5733.5808 | 0 | 0 | 10362.6286 | 0 | 10362.5377 | 0 | 0 | 82.6876 | 0 | 0 | 0 | 399.4954 | 0 | 0 | 0 | 0 | 0 | 0 | 597.248 | 0 | 0 | 1079.4405 | 0 | 1079.431 | 0 | 0 | 0 | 0 | 9.2472 | 0 | 0 | 0 | 0 | 1.914 | 13.8245 | 0 | 0 | 24.9857 | 24.9859 | 24.9857 | 1
WA_5B_SH_2013_NG | 5B | SH | NG | 16044 | ASHRAE30pct-state-5B | HotelSmall | STD2013 | WA-Spokane-WA | Zone5B | Zone5B(WA-Spokane-WA) | ASHRAE30pct-state-STD2013 | state | WA | 0.0767 | 0.96 | ASHRAE30pct-state-5B_HotelSmall_STD2013_WA-Spokane-WA.table.csv.gz | Small Hotel | Spokane International Ap Chen WA USA TMY3 WMO#=727850 | Natural Gas | 85085.5429 | 0 | 0 | 0 | 399495.4379 | 0 | 0 | 0 | 0 | 0 | 0 | 597257.48 | 0 | 0 | 1081828.9826 | 0 | 1081838.4608 | 0 | 0 | 816.8212 | 0 | 0 | 0 | 3835.1562 | 0 | 0 | 0 | 0 | 0 | 0 | 5733.6718 | 0 | 0 | 10385.5582 | 0 | 10385.6492 | 0 | 0 | 85.0855 | 0 | 0 | 0 | 399.4954 | 0 | 0 | 0 | 0 | 0 | 0 | 597.2575 | 0 | 0 | 1081.829 | 0 | 1081.8385 | 0 | 0 | 0 | 0 | 9.2472 | 0 | 0 | 0 | 0 | 1.9695 | 13.8248 | 0 | 0 | 25.0414 | 25.0412 | 25.0414 | 2
WY_5B_SH_2010_EL | 5B | SH | EL | 15495 | ASHRAE30pct-state-5B | HotelSmall | STD2010 | WY-Scottsbluff-NE | Zone5B | Zone5B(WY-Scottsbluff-NE) | ASHRAE30pct-state-STD2010 | state | WY | 0.0823 | 0.68 | ASHRAE30pct-state-5B_HotelSmall_STD2010_WY-Scottsbluff-NE.table.csv.gz | Small Hotel | Scottsbluff W B Heilig Field NE USA TMY3 WMO#=725660 | Electricity | 64611.1116 | 63116.6672 | 114086.112 | 18255.5557 | 164169.4458 | 0 | 80425.0006 | 72.2222 | 0 | 0 | 0 | 0 | 0 | 0 | 504736.1151 | 0 | 504736.1151 | 5.8208e-11 | 5.8208e-11 | 5317.4945 | 5194.5017 | 9389.287 | 1502.4322 | 13511.1454 | 0 | 6618.9776 | 5.9439 | 0 | 0 | 0 | 0 | 0 | 0 | 41539.7823 | 0 | 41539.7823 | 4.7905e-12 | 4.7905e-12 | 220.5157 | 215.4152 | 389.3724 | 62.3056 | 560.3052 | 0 | 274.488 | 0.24649 | 0 | 0 | 0 | 0 | 0 | 0 | 1722.6487 | 0 | 1722.6487 | 1.9866e-13 | 1.9866e-13 | 9.0128 | 1.4422 | 12.9694 | 6.3536 | 0.0057056 | 0 | 4.9862 | 5.1043 | 0 | 0 | 0 | 39.8743 | 39.8743 | 39.8743 | 1
WY_5B_SH_2013_EL | 5B | SH | EL | 16095 | ASHRAE30pct-state-5B | HotelSmall | STD2013 | WY-Scottsbluff-NE | Zone5B | Zone5B(WY-Scottsbluff-NE) | ASHRAE30pct-state-STD2013 | state | WY | 0.0823 | 0.68 | ASHRAE30pct-state-5B_HotelSmall_STD2013_WY-Scottsbluff-NE.table.csv.gz | Small Hotel | Scottsbluff W B Heilig Field NE USA TMY3 WMO#=725660 | Electricity | 64608.3339 | 53877.7782 | 88736.1118 | 18255.5557 | 154908.3346 | 0 | 79552.7784 | 72.2222 | 0 | 0 | 0 | 0 | 0 | 0 | 460011.1148 | 0 | 460011.1148 | 0 | 0 | 5317.2659 | 4434.1411 | 7302.982 | 1502.4322 | 12748.9559 | 0 | 6547.1937 | 5.9439 | 0 | 0 | 0 | 0 | 0 | 0 | 37858.9147 | 0 | 37858.9147 | 0 | 0 | 220.5062 | 183.8832 | 302.8536 | 62.3056 | 528.6973 | 0 | 271.5112 | 0.24649 | 0 | 0 | 0 | 0 | 0 | 0 | 1570.0037 | 0 | 1570.0037 | 0 | 0 | 7.0102 | 1.4422 | 12.2378 | 6.2847 | 0.0057056 | 0 | 4.2564 | 5.1041 | 0 | 0 | 0 | 36.341 | 36.341 | 36.341 | 2
WY_5B_SH_2010_NG | 5B | SH | NG | 15504 | ASHRAE30pct-state-5B | HotelSmall | STD2010 | WY-Scottsbluff-NE | Zone5B | Zone5B(WY-Scottsbluff-NE) | ASHRAE30pct-state-STD2010 | state | WY | 0.0823 | 0.68 | ASHRAE30pct-state-5B_HotelSmall_STD2010_WY-Scottsbluff-NE.table.csv.gz | Small Hotel | Scottsbluff W B Heilig Field NE USA TMY3 WMO#=725660 | Natural Gas | 86061.7945 | 0 | 0 | 0 | 399495.4379 | 0 | 0 | 0 | 0 | 0 | 0 | 597153.2201 | 0 | 0 | 1082700.9743 | 0 | 1082710.4525 | 0 | 0 | 585.2202 | 0 | 0 | 0 | 2716.569 | 0 | 0 | 0 | 0 | 0 | 0 | 4060.6419 | 0 | 0 | 7362.3666 | 0 | 7362.4311 | 0 | 0 | 86.0618 | 0 | 0 | 0 | 399.4954 | 0 | 0 | 0 | 0 | 0 | 0 | 597.1532 | 0 | 0 | 1082.701 | 0 | 1082.7105 | 0 | 0 | 0 | 0 | 9.2472 | 0 | 0 | 0 | 0 | 1.9921 | 13.8224 | 0 | 0 | 25.0616 | 25.0614 | 25.0616 | 1
WY_5B_SH_2013_NG | 5B | SH | NG | 16104 | ASHRAE30pct-state-5B | HotelSmall | STD2013 | WY-Scottsbluff-NE | Zone5B | Zone5B(WY-Scottsbluff-NE) | ASHRAE30pct-state-STD2013 | state | WY | 0.0823 | 0.68 | ASHRAE30pct-state-5B_HotelSmall_STD2013_WY-Scottsbluff-NE.table.csv.gz | Small Hotel | Scottsbluff W B Heilig Field NE USA TMY3 WMO#=725660 | Natural Gas | 88431.3373 | 0 | 0 | 0 | 399495.4379 | 0 | 0 | 0 | 0 | 0 | 0 | 597153.2201 | 0 | 0 | 1085079.9953 | 0 | 1085079.9953 | 0 | 0 | 601.3331 | 0 | 0 | 0 | 2716.569 | 0 | 0 | 0 | 0 | 0 | 0 | 4060.6419 | 0 | 0 | 7378.544 | 0 | 7378.544 | 0 | 0 | 88.4313 | 0 | 0 | 0 | 399.4954 | 0 | 0 | 0 | 0 | 0 | 0 | 597.1532 | 0 | 0 | 1085.08 | 0 | 1085.08 | 0 | 0 | 0 | 0 | 9.2472 | 0 | 0 | 0 | 0 | 2.0469 | 13.8224 | 0 | 0 | 25.1164 | 25.1164 | 25.1164 | 2
IA_6A_SH_2010_EL | 6A | SH | EL | 16815 | ASHRAE30pct-state-6A | HotelSmall | STD2010 | IA-MasonCity-IA | Zone6A | Zone6A(IA-MasonCity-IA) | ASHRAE30pct-state-STD2010 | state | IA | 0.08 | 0.7 | ASHRAE30pct-state-6A_HotelSmall_STD2010_IA-MasonCity-IA.table.csv.gz | Small Hotel | Mason City Municipal Arpt IA USA TMY3 WMO#=725485 | Electricity | 117188.8898 | 62322.2227 | 114025.0009 | 18255.5557 | 164169.4458 | 0 | 78047.2228 | 72.2222 | 0 | 0 | 0 | 0 | 0 | 0 | 554080.56 | 0 | 554080.56 | 0 | 0 | 9375.1112 | 4985.7778 | 9122.0001 | 1460.4445 | 13133.5557 | 0 | 6243.7778 | 5.7778 | 0 | 0 | 0 | 0 | 0 | 0 | 44326.4448 | 0 | 44326.4448 | 0 | 0 | 399.962 | 212.7038 | 389.1638 | 62.3056 | 560.3052 | 0 | 266.3728 | 0.24649 | 0 | 0 | 0 | 0 | 0 | 0 | 1891.0598 | 0 | 1891.0598 | 0 | 0 | 9.008 | 1.4422 | 12.9694 | 6.1658 | 0.0057056 | 0 | 4.9235 | 9.258 | 0 | 0 | 0 | 43.7725 | 43.7725 | 43.7725 | 1
IA_6A_SH_2013_EL | 6A | SH | EL | 17475 | ASHRAE30pct-state-6A | HotelSmall | STD2013 | IA-MasonCity-IA | Zone6A | Zone6A(IA-MasonCity-IA) | ASHRAE30pct-state-STD2013 | state | IA | 0.08 | 0.7 | ASHRAE30pct-state-6A_HotelSmall_STD2013_IA-MasonCity-IA.table.csv.gz | Small Hotel | Mason City Municipal Arpt IA USA TMY3 WMO#=725485 | Electricity | 115091.6676 | 52997.2226 | 88666.6674 | 18255.5557 | 154908.3346 | 0 | 77333.334 | 72.2222 | 0 | 0 | 0 | 0 | 0 | 0 | 507325.0041 | 0 | 507325.0041 | 0 | 0 | 9207.3334 | 4239.7778 | 7093.3334 | 1460.4445 | 12392.6668 | 0 | 6186.6667 | 5.7778 | 0 | 0 | 0 | 0 | 0 | 0 | 40586.0003 | 0 | 40586.0003 | 0 | 0 | 392.8043 | 180.8779 | 302.6166 | 62.3056 | 528.6973 | 0 | 263.9363 | 0.24649 | 0 | 0 | 0 | 0 | 0 | 0 | 1731.4845 | 0 | 1731.4845 | 0 | 0 | 7.0047 | 1.4422 | 12.2378 | 6.1094 | 0.0057056 | 0 | 4.1868 | 9.0923 | 0 | 0 | 0 | 40.0788 | 40.0788 | 40.0788 | 2
IA_6A_SH_2010_NG | 6A | SH | NG | 16824 | ASHRAE30pct-state-6A | HotelSmall | STD2010 | IA-MasonCity-IA | Zone6A | Zone6A(IA-MasonCity-IA) | ASHRAE30pct-state-STD2010 | state | IA | 0.08 | 0.7 | ASHRAE30pct-state-6A_HotelSmall_STD2010_IA-MasonCity-IA.table.csv.gz | Small Hotel | Mason City Municipal Arpt IA USA TMY3 WMO#=725485 | Natural Gas | 150067.8846 | 0 | 0 | 0 | 399495.4379 | 0 | 0 | 0 | 0 | 0 | 0 | 636449.7179 | 0 | 0 | 1186022.5186 | 0 | 1186013.0404 | 0 | 0 | 1050.4752 | 0 | 0 | 0 | 2796.4681 | 0 | 0 | 0 | 0 | 0 | 0 | 4455.148 | 0 | 0 | 8302.1576 | 0 | 8302.0913 | 0 | 0 | 150.0679 | 0 | 0 | 0 | 399.4954 | 0 | 0 | 0 | 0 | 0 | 0 | 636.4497 | 0 | 0 | 1186.0225 | 0 | 1186.013 | 0 | 0 | 0 | 0 | 9.2472 | 0 | 0 | 0 | 0 | 3.4736 | 14.732 | 0 | 0 | 27.4527 | 27.453 | 27.4527 | 1
IA_6A_SH_2013_NG | 6A | SH | NG | 17484 | ASHRAE30pct-state-6A | HotelSmall | STD2013 | IA-MasonCity-IA | Zone6A | Zone6A(IA-MasonCity-IA) | ASHRAE30pct-state-STD2013 | state | IA | 0.08 | 0.7 | ASHRAE30pct-state-6A_HotelSmall_STD2013_IA-MasonCity-IA.table.csv.gz | Small Hotel | Mason City Municipal Arpt IA USA TMY3 WMO#=725485 | Natural Gas | 152759.6852 | 0 | 0 | 0 | 399495.4379 | 0 | 0 | 0 | 0 | 0 | 0 | 636430.7616 | 0 | 0 | 1188685.8847 | 0 | 1188685.8847 | 0 | 0 | 1069.3178 | 0 | 0 | 0 | 2796.4681 | 0 | 0 | 0 | 0 | 0 | 0 | 4455.0153 | 0 | 0 | 8320.8012 | 0 | 8320.8012 | 0 | 0 | 152.7597 | 0 | 0 | 0 | 399.4954 | 0 | 0 | 0 | 0 | 0 | 0 | 636.4308 | 0 | 0 | 1188.6859 | 0 | 1188.6859 | 0 | 0 | 0 | 0 | 9.2472 | 0 | 0 | 0 | 0 | 3.5359 | 14.7315 | 0 | 0 | 27.5146 | 27.5146 | 27.5146 | 2
ME_6A_SH_2010_EL | 6A | SH | EL | 16875 | ASHRAE30pct-state-6A | HotelSmall | STD2010 | ME-Portland-ME | Zone6A | Zone6A(ME-Portland-ME) | ASHRAE30pct-state-STD2010 | state | ME | 0.1158 | 1.03 | ASHRAE30pct-state-6A_HotelSmall_STD2010_ME-Portland-ME.table.csv.gz | Small Hotel | Portland Intl Jetport ME USA TMY3 WMO#=726060 | Electricity | 85919.4451 | 48888.8893 | 114058.3342 | 18266.6668 | 164169.4458 | 0 | 76816.6673 | 72.2222 | 0 | 0 | 0 | 0 | 0 | 0 | 508191.6707 | 0 | 508191.6707 | 0 | 0 | 9949.4717 | 5661.3334 | 13207.9551 | 2115.28 | 19010.8218 | 0 | 8895.3701 | 8.3633 | 0 | 0 | 0 | 0 | 0 | 0 | 58848.5955 | 0 | 58848.5955 | 0 | 0 | 293.2404 | 166.8563 | 389.2776 | 62.3436 | 560.3052 | 0 | 262.1729 | 0.24649 | 0 | 0 | 0 | 0 | 0 | 0 | 1734.4424 | 0 | 1734.4424 | 0 | 0 | 9.0106 | 1.4431 | 12.9694 | 6.0685 | 0.0057056 | 0 | 3.8622 | 6.7877 | 0 | 0 | 0 | 40.1473 | 40.1473 | 40.1473 | 1
ME_6A_SH_2013_EL | 6A | SH | EL | 17535 | ASHRAE30pct-state-6A | HotelSmall | STD2013 | ME-Portland-ME | Zone6A | Zone6A(ME-Portland-ME) | ASHRAE30pct-state-STD2013 | state | ME | 0.1158 | 1.03 | ASHRAE30pct-state-6A_HotelSmall_STD2013_ME-Portland-ME.table.csv.gz | Small Hotel | Portland Intl Jetport ME USA TMY3 WMO#=726060 | Electricity | 85136.1118 | 41072.2226 | 88736.1118 | 18266.6668 | 154908.3346 | 0 | 76150.0006 | 72.2222 | 0 | 0 | 0 | 0 | 0 | 0 | 464341.6704 | 0 | 464341.6704 | 0 | 0 | 9858.7617 | 4756.1634 | 10275.6417 | 2115.28 | 17938.3851 | 0 | 8818.1701 | 8.3633 | 0 | 0 | 0 | 0 | 0 | 0 | 53770.7654 | 0 | 53770.7654 | 0 | 0 | 290.5669 | 140.1782 | 302.8536 | 62.3436 | 528.6973 | 0 | 259.8976 | 0.24649 | 0 | 0 | 0 | 0 | 0 | 0 | 1584.7837 | 0 | 1584.7837 | 0 | 0 | 7.0102 | 1.4431 | 12.2378 | 6.0159 | 0.0057056 | 0 | 3.2447 | 6.7258 | 0 | 0 | 0 | 36.6831 | 36.6831 | 36.6831 | 2
ME_6A_SH_2010_NG | 6A | SH | NG | 16884 | ASHRAE30pct-state-6A | HotelSmall | STD2010 | ME-Portland-ME | Zone6A | Zone6A(ME-Portland-ME) | ASHRAE30pct-state-STD2010 | state | ME | 0.1158 | 1.03 | ASHRAE30pct-state-6A_HotelSmall_STD2010_ME-Portland-ME.table.csv.gz | Small Hotel | Portland Intl Jetport ME USA TMY3 WMO#=726060 | Natural Gas | 128959.9973 | 0 | 0 | 0 | 399495.4379 | 0 | 0 | 0 | 0 | 0 | 0 | 636402.3271 | 0 | 0 | 1164857.7623 | 0 | 1164857.7623 | 0 | 0 | 1328.288 | 0 | 0 | 0 | 4114.803 | 0 | 0 | 0 | 0 | 0 | 0 | 6554.944 | 0 | 0 | 11998.035 | 0 | 11998.035 | 0 | 0 | 128.96 | 0 | 0 | 0 | 399.4954 | 0 | 0 | 0 | 0 | 0 | 0 | 636.4023 | 0 | 0 | 1164.8578 | 0 | 1164.8578 | 0 | 0 | 0 | 0 | 9.2472 | 0 | 0 | 0 | 0 | 2.985 | 14.7309 | 0 | 0 | 26.9631 | 26.9631 | 26.9631 | 1
ME_6A_SH_2013_NG | 6A | SH | NG | 17544 | ASHRAE30pct-state-6A | HotelSmall | STD2013 | ME-Portland-ME | Zone6A | Zone6A(ME-Portland-ME) | ASHRAE30pct-state-STD2013 | state | ME | 0.1158 | 1.03 | ASHRAE30pct-state-6A_HotelSmall_STD2013_ME-Portland-ME.table.csv.gz | Small Hotel | Portland Intl Jetport ME USA TMY3 WMO#=726060 | Natural Gas | 132533.2679 | 0 | 0 | 0 | 399495.4379 | 0 | 0 | 0 | 0 | 0 | 0 | 636402.3271 | 0 | 0 | 1168431.0329 | 0 | 1168431.0329 | 0 | 0 | 1365.0927 | 0 | 0 | 0 | 4114.803 | 0 | 0 | 0 | 0 | 0 | 0 | 6554.944 | 0 | 0 | 12034.8396 | 0 | 12034.8396 | 0 | 0 | 132.5333 | 0 | 0 | 0 | 399.4954 | 0 | 0 | 0 | 0 | 0 | 0 | 636.4023 | 0 | 0 | 1168.431 | 0 | 1168.431 | 0 | 0 | 0 | 0 | 9.2472 | 0 | 0 | 0 | 0 | 3.0678 | 14.7309 | 0 | 0 | 27.0458 | 27.0458 | 27.0458 | 2
MI_6A_SH_2010_EL | 6A | SH | EL | 16935 | ASHRAE30pct-state-6A | HotelSmall | STD2010 | MI-AlpenaCounty-MI | Zone6A | Zone6A(MI-AlpenaCounty-MI) | ASHRAE30pct-state-STD2010 | state | MI | 0.1095 | 0.82 | ASHRAE30pct-state-6A_HotelSmall_STD2010_MI-AlpenaCounty-MI.table.csv.gz | Small Hotel | Alpena County Regional Ap MI USA TMY3 WMO#=726390 | Electricity | 103144.4453 | 47655.5559 | 114055.5565 | 18244.4446 | 164169.4458 | 0 | 77336.1117 | 72.2222 | 0 | 0 | 0 | 0 | 0 | 0 | 524675.0042 | 0 | 524677.782 | -2.7778 | -2.7778 | 11294.3168 | 5218.2834 | 12489.0834 | 1997.7667 | 17976.5543 | 0 | 8468.3042 | 7.9083 | 0 | 0 | 0 | 0 | 0 | 0 | 57451.913 | 0 | 57452.2171 | -0.30417 | -0.30417 | 352.0288 | 162.6469 | 389.2681 | 62.2677 | 560.3052 | 0 | 263.9458 | 0.24649 | 0 | 0 | 0 | 0 | 0 | 0 | 1790.6995 | 0 | 1790.709 | -0.0094805 | -0.0094805 | 9.0104 | 1.4413 | 12.9692 | 6.1096 | 0.0057056 | 0 | 3.7648 | 8.1484 | 0 | 0 | 0 | 41.4497 | 41.4495 | 41.4495 | 1
MI_6A_SH_2013_EL | 6A | SH | EL | 17595 | ASHRAE30pct-state-6A | HotelSmall | STD2013 | MI-AlpenaCounty-MI | Zone6A | Zone6A(MI-AlpenaCounty-MI) | ASHRAE30pct-state-STD2013 | state | MI | 0.1095 | 0.82 | ASHRAE30pct-state-6A_HotelSmall_STD2013_MI-AlpenaCounty-MI.table.csv.gz | Small Hotel | Alpena County Regional Ap MI USA TMY3 WMO#=726390 | Electricity | 101580.5564 | 39916.667 | 88830.5563 | 18244.4446 | 154908.3346 | 0 | 76716.6673 | 72.2222 | 0 | 0 | 0 | 0 | 0 | 0 | 480269.4483 | 0 | 480269.4483 | 0 | 0 | 11123.0709 | 4370.875 | 9726.9459 | 1997.7667 | 16962.4626 | 0 | 8400.4751 | 7.9083 | 0 | 0 | 0 | 0 | 0 | 0 | 52589.5046 | 0 | 52589.5046 | 0 | 0 | 346.6913 | 136.2343 | 303.1759 | 62.2677 | 528.6973 | 0 | 261.8316 | 0.24649 | 0 | 0 | 0 | 0 | 0 | 0 | 1639.1447 | 0 | 1639.1447 | 0 | 0 | 7.0176 | 1.4413 | 12.2378 | 6.0606 | 0.0057056 | 0 | 3.1534 | 8.0249 | 0 | 0 | 0 | 37.9414 | 37.9414 | 37.9414 | 2
MI_6A_SH_2010_NG | 6A | SH | NG | 16944 | ASHRAE30pct-state-6A | HotelSmall | STD2010 | MI-AlpenaCounty-MI | Zone6A | Zone6A(MI-AlpenaCounty-MI) | ASHRAE30pct-state-STD2010 | state | MI | 0.1095 | 0.82 | ASHRAE30pct-state-6A_HotelSmall_STD2010_MI-AlpenaCounty-MI.table.csv.gz | Small Hotel | Alpena County Regional Ap MI USA TMY3 WMO#=726390 | Natural Gas | 145186.6264 | 0 | 0 | 0 | 399495.4379 | 0 | 0 | 0 | 0 | 0 | 0 | 636487.6306 | 0 | 0 | 1181169.6949 | 0 | 1181169.6949 | 0 | 0 | 1190.5303 | 0 | 0 | 0 | 3275.8626 | 0 | 0 | 0 | 0 | 0 | 0 | 5219.1986 | 0 | 0 | 9685.5915 | 0 | 9685.5915 | 0 | 0 | 145.1866 | 0 | 0 | 0 | 399.4954 | 0 | 0 | 0 | 0 | 0 | 0 | 636.4876 | 0 | 0 | 1181.1697 | 0 | 1181.1697 | 0 | 0 | 0 | 0 | 9.2472 | 0 | 0 | 0 | 0 | 3.3606 | 14.7328 | 0 | 0 | 27.3406 | 27.3406 | 27.3406 | 1
MI_6A_SH_2013_NG | 6A | SH | NG | 17604 | ASHRAE30pct-state-6A | HotelSmall | STD2013 | MI-AlpenaCounty-MI | Zone6A | Zone6A(MI-AlpenaCounty-MI) | ASHRAE30pct-state-STD2013 | state | MI | 0.1095 | 0.82 | ASHRAE30pct-state-6A_HotelSmall_STD2013_MI-AlpenaCounty-MI.table.csv.gz | Small Hotel | Alpena County Regional Ap MI USA TMY3 WMO#=726390 | Natural Gas | 148428.161 | 0 | 0 | 0 | 399495.4379 | 0 | 0 | 0 | 0 | 0 | 0 | 636468.6743 | 0 | 0 | 1184392.2732 | 0 | 1184392.2732 | 0 | 0 | 1217.1109 | 0 | 0 | 0 | 3275.8626 | 0 | 0 | 0 | 0 | 0 | 0 | 5219.0431 | 0 | 0 | 9712.0166 | 0 | 9712.0166 | 0 | 0 | 148.4282 | 0 | 0 | 0 | 399.4954 | 0 | 0 | 0 | 0 | 0 | 0 | 636.4687 | 0 | 0 | 1184.3923 | 0 | 1184.3923 | 0 | 0 | 0 | 0 | 9.2472 | 0 | 0 | 0 | 0 | 3.4357 | 14.7324 | 0 | 0 | 27.4152 | 27.4152 | 27.4152 | 2
MN_6A_SH_2010_EL | 6A | SH | EL | 16995 | ASHRAE30pct-state-6A | HotelSmall | STD2010 | MN-MinneapolisStPaul-MN | Zone6A | Zone6A(MN-MinneapolisStPaul-MN) | ASHRAE30pct-state-STD2010 | state | MN | 0.0886 | 0.62 | ASHRAE30pct-state-6A_HotelSmall_STD2010_MN-MinneapolisStPaul-MN.table.csv.gz | Small Hotel | Minneapolis St Paul IntL Arp MN USA TMY3 WMO#=726580 | Electricity | 107680.5564 | 60233.3338 | 114083.3342 | 18272.2224 | 164169.4458 | 0 | 77855.5562 | 72.2222 | 0 | 0 | 0 | 0 | 0 | 0 | 542366.671 | 0 | 542366.671 | 0 | 0 | 9540.4973 | 5336.6734 | 10107.7834 | 1618.9189 | 14545.4129 | 0 | 6898.0023 | 6.3989 | 0 | 0 | 0 | 0 | 0 | 0 | 48053.6871 | 0 | 48053.6871 | 0 | 0 | 367.5104 | 205.5745 | 389.3629 | 62.3625 | 560.3052 | 0 | 265.7186 | 0.24649 | 0 | 0 | 0 | 0 | 0 | 0 | 1851.0806 | 0 | 1851.0806 | 0 | 0 | 9.0126 | 1.4435 | 12.9694 | 6.1506 | 0.0057056 | 0 | 4.7584 | 8.5068 | 0 | 0 | 0 | 42.8471 | 42.8471 | 42.8471 | 1
MN_6A_SH_2013_EL | 6A | SH | EL | 17655 | ASHRAE30pct-state-6A | HotelSmall | STD2013 | MN-MinneapolisStPaul-MN | Zone6A | Zone6A(MN-MinneapolisStPaul-MN) | ASHRAE30pct-state-STD2013 | state | MN | 0.0886 | 0.62 | ASHRAE30pct-state-6A_HotelSmall_STD2013_MN-MinneapolisStPaul-MN.table.csv.gz | Small Hotel | Minneapolis St Paul IntL Arp MN USA TMY3 WMO#=726580 | Electricity | 105919.4453 | 51152.7782 | 88872.2229 | 18272.2224 | 154908.3346 | 0 | 77125.0006 | 72.2222 | 0 | 0 | 0 | 0 | 0 | 0 | 496325.004 | 0 | 496322.2262 | 2.7778 | 2.7778 | 9384.4629 | 4532.1361 | 7874.079 | 1618.9189 | 13724.8784 | 0 | 6833.2751 | 6.3989 | 0 | 0 | 0 | 0 | 0 | 0 | 43974.3954 | 0 | 43974.1492 | 0.24611 | 0.24611 | 361.4998 | 174.5828 | 303.3181 | 62.3625 | 528.6973 | 0 | 263.2252 | 0.24649 | 0 | 0 | 0 | 0 | 0 | 0 | 1693.9419 | 0 | 1693.9324 | 0.0094805 | 0.0094805 | 7.0209 | 1.4435 | 12.238 | 6.0929 | 0.0057056 | 0 | 4.0411 | 8.3677 | 0 | 0 | 0 | 39.2096 | 39.2098 | 39.2098 | 2
MN_6A_SH_2010_NG | 6A | SH | NG | 17004 | ASHRAE30pct-state-6A | HotelSmall | STD2010 | MN-MinneapolisStPaul-MN | Zone6A | Zone6A(MN-MinneapolisStPaul-MN) | ASHRAE30pct-state-STD2010 | state | MN | 0.0886 | 0.62 | ASHRAE30pct-state-6A_HotelSmall_STD2010_MN-MinneapolisStPaul-MN.table.csv.gz | Small Hotel | Minneapolis St Paul IntL Arp MN USA TMY3 WMO#=726580 | Natural Gas | 144125.0713 | 0 | 0 | 0 | 399495.4379 | 0 | 0 | 0 | 0 | 0 | 0 | 636421.2834 | 0 | 0 | 1180032.3144 | 0 | 1180041.7926 | 0 | 0 | 893.5754 | 0 | 0 | 0 | 2476.8717 | 0 | 0 | 0 | 0 | 0 | 0 | 3945.812 | 0 | 0 | 7316.2003 | 0 | 7316.2591 | 0 | 0 | 144.1251 | 0 | 0 | 0 | 399.4954 | 0 | 0 | 0 | 0 | 0 | 0 | 636.4213 | 0 | 0 | 1180.0323 | 0 | 1180.0418 | 0 | 0 | 0 | 0 | 9.2472 | 0 | 0 | 0 | 0 | 3.3361 | 14.7313 | 0 | 0 | 27.3145 | 27.3143 | 27.3145 | 1
MN_6A_SH_2013_NG | 6A | SH | NG | 17664 | ASHRAE30pct-state-6A | HotelSmall | STD2013 | MN-MinneapolisStPaul-MN | Zone6A | Zone6A(MN-MinneapolisStPaul-MN) | ASHRAE30pct-state-STD2013 | state | MN | 0.0886 | 0.62 | ASHRAE30pct-state-6A_HotelSmall_STD2013_MN-MinneapolisStPaul-MN.table.csv.gz | Small Hotel | Minneapolis St Paul IntL Arp MN USA TMY3 WMO#=726580 | Natural Gas | 146911.6536 | 0 | 0 | 0 | 399495.4379 | 0 | 0 | 0 | 0 | 0 | 0 | 636402.3271 | 0 | 0 | 1182809.4186 | 0 | 1182809.4186 | 0 | 0 | 910.8523 | 0 | 0 | 0 | 2476.8717 | 0 | 0 | 0 | 0 | 0 | 0 | 3945.6944 | 0 | 0 | 7333.4184 | 0 | 7333.4184 | 0 | 0 | 146.9117 | 0 | 0 | 0 | 399.4954 | 0 | 0 | 0 | 0 | 0 | 0 | 636.4023 | 0 | 0 | 1182.8094 | 0 | 1182.8094 | 0 | 0 | 0 | 0 | 9.2472 | 0 | 0 | 0 | 0 | 3.4006 | 14.7309 | 0 | 0 | 27.3786 | 27.3786 | 27.3786 | 2
ND_6A_SH_2010_EL | 6A | SH | EL | 17055 | ASHRAE30pct-state-6A | HotelSmall | STD2010 | ND-Bismarck-ND | Zone6A | Zone6A(ND-Bismarck-ND) | ASHRAE30pct-state-STD2010 | state | ND | 0.0798 | 0.59 | ASHRAE30pct-state-6A_HotelSmall_STD2010_ND-Bismarck-ND.table.csv.gz | Small Hotel | Bismarck Municipal Arpt Isis ND USA TMY3 WMO#=727640 | Electricity | 120297.2232 | 53388.8893 | 114136.112 | 18247.2224 | 164169.4458 | 0 | 78616.6673 | 72.2222 | 0 | 0 | 0 | 0 | 0 | 0 | 548927.7822 | 0 | 548927.7822 | 0 | 0 | 9599.7184 | 4260.4334 | 9108.0617 | 1456.1283 | 13100.7218 | 0 | 6273.6101 | 5.7633 | 0 | 0 | 0 | 0 | 0 | 0 | 43804.437 | 0 | 43804.437 | 0 | 0 | 410.5707 | 182.2146 | 389.543 | 62.2772 | 560.3052 | 0 | 268.3162 | 0.24649 | 0 | 0 | 0 | 0 | 0 | 0 | 1873.4735 | 0 | 1873.4735 | 0 | 0 | 9.0168 | 1.4415 | 12.9694 | 6.2107 | 0.0057056 | 0 | 4.2177 | 9.5035 | 0 | 0 | 0 | 43.3654 | 43.3654 | 43.3654 | 1
ND_6A_SH_2013_EL | 6A | SH | EL | 17715 | ASHRAE30pct-state-6A | HotelSmall | STD2013 | ND-Bismarck-ND | Zone6A | Zone6A(ND-Bismarck-ND) | ASHRAE30pct-state-STD2013 | state | ND | 0.0798 | 0.59 | ASHRAE30pct-state-6A_HotelSmall_STD2013_ND-Bismarck-ND.table.csv.gz | Small Hotel | Bismarck Municipal Arpt Isis ND USA TMY3 WMO#=727640 | Electricity | 117219.4454 | 45163.8893 | 89016.6674 | 18247.2224 | 154908.3346 | 0 | 77861.1117 | 72.2222 | 0 | 0 | 0 | 0 | 0 | 0 | 502488.8929 | 0 | 502488.8929 | -5.8208e-11 | -5.8208e-11 | 9354.1117 | 3604.0784 | 7103.5301 | 1456.1283 | 12361.6851 | 0 | 6213.3167 | 5.7633 | 0 | 0 | 0 | 0 | 0 | 0 | 40098.6137 | 0 | 40098.6137 | -4.645e-12 | -4.645e-12 | 400.0663 | 154.143 | 303.8111 | 62.2772 | 528.6973 | 0 | 265.7376 | 0.24649 | 0 | 0 | 0 | 0 | 0 | 0 | 1714.979 | 0 | 1714.979 | -1.9866e-13 | -1.9866e-13 | 7.0323 | 1.4415 | 12.2378 | 6.151 | 0.0057056 | 0 | 3.568 | 9.2604 | 0 | 0 | 0 | 39.6968 | 39.6968 | 39.6968 | 2
ND_6A_SH_2010_NG | 6A | SH | NG | 17064 | ASHRAE30pct-state-6A | HotelSmall | STD2010 | ND-Bismarck-ND | Zone6A | Zone6A(ND-Bismarck-ND) | ASHRAE30pct-state-STD2010 | state | ND | 0.0798 | 0.59 | ASHRAE30pct-state-6A_HotelSmall_STD2010_ND-Bismarck-ND.table.csv.gz | Small Hotel | Bismarck Municipal Arpt Isis ND USA TMY3 WMO#=727640 | Natural Gas | 154238.2799 | 0 | 0 | 0 | 399495.4379 | 0 | 0 | 0 | 0 | 0 | 0 | 636468.6743 | 0 | 0 | 1190202.3921 | 0 | 1190202.3921 | 0 | 0 | 910.0059 | 0 | 0 | 0 | 2357.0231 | 0 | 0 | 0 | 0 | 0 | 0 | 3755.1652 | 0 | 0 | 7022.1941 | 0 | 7022.1941 | 0 | 0 | 154.2383 | 0 | 0 | 0 | 399.4954 | 0 | 0 | 0 | 0 | 0 | 0 | 636.4687 | 0 | 0 | 1190.2024 | 0 | 1190.2024 | 0 | 0 | 0 | 0 | 9.2472 | 0 | 0 | 0 | 0 | 3.5702 | 14.7324 | 0 | 0 | 27.5497 | 27.5497 | 27.5497 | 1
ND_6A_SH_2013_NG | 6A | SH | NG | 17724 | ASHRAE30pct-state-6A | HotelSmall | STD2013 | ND-Bismarck-ND | Zone6A | Zone6A(ND-Bismarck-ND) | ASHRAE30pct-state-STD2013 | state | ND | 0.0798 | 0.59 | ASHRAE30pct-state-6A_HotelSmall_STD2013_ND-Bismarck-ND.table.csv.gz | Small Hotel | Bismarck Municipal Arpt Isis ND USA TMY3 WMO#=727640 | Natural Gas | 156645.7354 | 0 | 0 | 0 | 399495.4379 | 0 | 0 | 0 | 0 | 0 | 0 | 636449.7179 | 0 | 0 | 1192600.3694 | 0 | 1192590.8912 | 0 | 0 | 924.2098 | 0 | 0 | 0 | 2357.0231 | 0 | 0 | 0 | 0 | 0 | 0 | 3755.0533 | 0 | 0 | 7036.3422 | 0 | 7036.2863 | 0 | 0 | 156.6457 | 0 | 0 | 0 | 399.4954 | 0 | 0 | 0 | 0 | 0 | 0 | 636.4497 | 0 | 0 | 1192.6004 | 0 | 1192.5909 | 0 | 0 | 0 | 0 | 9.2472 | 0 | 0 | 0 | 0 | 3.6259 | 14.732 | 0 | 0 | 27.605 | 27.6052 | 27.605 | 2
NH_6A_SH_2010_EL | 6A | SH | EL | 17115 | ASHRAE30pct-state-6A | HotelSmall | STD2010 | NH-Concord-NH | Zone6A | Zone6A(NH-Concord-NH) | ASHRAE30pct-state-STD2010 | state | NH | 0.134 | 1.17 | ASHRAE30pct-state-6A_HotelSmall_STD2010_NH-Concord-NH.table.csv.gz | Small Hotel | Concord Municipal Arpt NH USA TMY3 WMO#=726050 | Electricity | 85094.4451 | 55558.3338 | 114033.3342 | 18261.1113 | 164169.4458 | 0 | 77194.4451 | 72.2222 | 0 | 0 | 0 | 0 | 0 | 0 | 514383.3374 | 0 | 514383.3374 | 0 | 0 | 11402.6556 | 7444.8167 | 15280.4668 | 2446.9889 | 21998.7057 | 0 | 10344.0556 | 9.6778 | 0 | 0 | 0 | 0 | 0 | 0 | 68927.3672 | 0 | 68927.3672 | 0 | 0 | 290.4247 | 189.6189 | 389.1922 | 62.3246 | 560.3052 | 0 | 263.4622 | 0.24649 | 0 | 0 | 0 | 0 | 0 | 0 | 1755.5744 | 0 | 1755.5744 | 0 | 0 | 9.0087 | 1.4426 | 12.9694 | 6.0984 | 0.0057056 | 0 | 4.3891 | 6.7225 | 0 | 0 | 0 | 40.6364 | 40.6364 | 40.6364 | 1
NH_6A_SH_2013_EL | 6A | SH | EL | 17775 | ASHRAE30pct-state-6A | HotelSmall | STD2013 | NH-Concord-NH | Zone6A | Zone6A(NH-Concord-NH) | ASHRAE30pct-state-STD2013 | state | NH | 0.134 | 1.17 | ASHRAE30pct-state-6A_HotelSmall_STD2013_NH-Concord-NH.table.csv.gz | Small Hotel | Concord Municipal Arpt NH USA TMY3 WMO#=726050 | Electricity | 83472.2229 | 46930.5559 | 88702.7785 | 18261.1113 | 154908.3346 | 0 | 76458.3339 | 72.2222 | 0 | 0 | 0 | 0 | 0 | 0 | 468808.3371 | 0 | 468805.5593 | 2.7778 | 2.7778 | 11185.2779 | 6288.6945 | 11886.1723 | 2446.9889 | 20757.7168 | 0 | 10245.4167 | 9.6778 | 0 | 0 | 0 | 0 | 0 | 0 | 62820.3172 | 0 | 62819.9449 | 0.37222 | 0.37222 | 284.8881 | 160.1725 | 302.7398 | 62.3246 | 528.6973 | 0 | 260.9499 | 0.24649 | 0 | 0 | 0 | 0 | 0 | 0 | 1600.0283 | 0 | 1600.0188 | 0.0094805 | 0.0094805 | 7.0075 | 1.4426 | 12.238 | 6.0402 | 0.0057056 | 0 | 3.7075 | 6.5943 | 0 | 0 | 0 | 37.0358 | 37.036 | 37.036 | 2
NH_6A_SH_2010_NG | 6A | SH | NG | 17124 | ASHRAE30pct-state-6A | HotelSmall | STD2010 | NH-Concord-NH | Zone6A | Zone6A(NH-Concord-NH) | ASHRAE30pct-state-STD2010 | state | NH | 0.134 | 1.17 | ASHRAE30pct-state-6A_HotelSmall_STD2010_NH-Concord-NH.table.csv.gz | Small Hotel | Concord Municipal Arpt NH USA TMY3 WMO#=726050 | Natural Gas | 126429.3256 | 0 | 0 | 0 | 399495.4379 | 0 | 0 | 0 | 0 | 0 | 0 | 636317.0235 | 0 | 0 | 1162251.2652 | 0 | 1162241.7871 | 0 | 0 | 1479.2231 | 0 | 0 | 0 | 4674.0966 | 0 | 0 | 0 | 0 | 0 | 0 | 7444.9092 | 0 | 0 | 13598.3398 | 0 | 13598.2289 | 0 | 0 | 126.4293 | 0 | 0 | 0 | 399.4954 | 0 | 0 | 0 | 0 | 0 | 0 | 636.317 | 0 | 0 | 1162.2513 | 0 | 1162.2418 | 0 | 0 | 0 | 0 | 9.2472 | 0 | 0 | 0 | 0 | 2.9265 | 14.7289 | 0 | 0 | 26.9025 | 26.9027 | 26.9025 | 1
NH_6A_SH_2013_NG | 6A | SH | NG | 17784 | ASHRAE30pct-state-6A | HotelSmall | STD2013 | NH-Concord-NH | Zone6A | Zone6A(NH-Concord-NH) | ASHRAE30pct-state-STD2013 | state | NH | 0.134 | 1.17 | ASHRAE30pct-state-6A_HotelSmall_STD2013_NH-Concord-NH.table.csv.gz | Small Hotel | Concord Municipal Arpt NH USA TMY3 WMO#=726050 | Natural Gas | 129433.9059 | 0 | 0 | 0 | 399495.4379 | 0 | 0 | 0 | 0 | 0 | 0 | 636307.5453 | 0 | 0 | 1165236.8892 | 0 | 1165236.8892 | 0 | 0 | 1514.3767 | 0 | 0 | 0 | 4674.0966 | 0 | 0 | 0 | 0 | 0 | 0 | 7444.7983 | 0 | 0 | 13633.2716 | 0 | 13633.2716 | 0 | 0 | 129.4339 | 0 | 0 | 0 | 399.4954 | 0 | 0 | 0 | 0 | 0 | 0 | 636.3075 | 0 | 0 | 1165.2369 | 0 | 1165.2369 | 0 | 0 | 0 | 0 | 9.2472 | 0 | 0 | 0 | 0 | 2.996 | 14.7287 | 0 | 0 | 26.9718 | 26.9718 | 26.9718 | 2
NY_6A_SH_2010_EL | 6A | SH | EL | 17175 | ASHRAE30pct-state-6A | HotelSmall | STD2010 | NY-Binghamton-NY | Zone6A | Zone6A(NY-Binghamton-NY) | ASHRAE30pct-state-STD2010 | state | NY | 0.1508 | 0.73 | ASHRAE30pct-state-6A_HotelSmall_STD2010_NY-Binghamton-NY.table.csv.gz | Small Hotel | Binghamton Edwin A Link Field NY USA TMY3 WMO#=725150 | Electricity | 77127.7784 | 52738.8893 | 113986.112 | 18283.3335 | 164169.4458 | 0 | 77655.5562 | 72.2222 | 0 | 0 | 0 | 0 | 0 | 0 | 504033.3374 | 0 | 504033.3374 | 0 | 0 | 11630.869 | 7953.0245 | 17189.1057 | 2757.1267 | 24756.7524 | 0 | 11710.4579 | 10.8911 | 0 | 0 | 0 | 0 | 0 | 0 | 76008.2273 | 0 | 76008.2273 | 0 | 0 | 263.2347 | 179.9962 | 389.0311 | 62.4005 | 560.3052 | 0 | 265.036 | 0.24649 | 0 | 0 | 0 | 0 | 0 | 0 | 1720.2502 | 0 | 1720.2502 | 0 | 0 | 9.0049 | 1.4444 | 12.9694 | 6.1348 | 0.0057056 | 0 | 4.1664 | 6.0931 | 0 | 0 | 0 | 39.8188 | 39.8188 | 39.8188 | 1
NY_6A_SH_2013_EL | 6A | SH | EL | 17835 | ASHRAE30pct-state-6A | HotelSmall | STD2013 | NY-Binghamton-NY | Zone6A | Zone6A(NY-Binghamton-NY) | ASHRAE30pct-state-STD2013 | state | NY | 0.1508 | 0.73 | ASHRAE30pct-state-6A_HotelSmall_STD2013_NY-Binghamton-NY.table.csv.gz | Small Hotel | Binghamton Edwin A Link Field NY USA TMY3 WMO#=725150 | Electricity | 76388.8895 | 44291.667 | 88658.334 | 18283.3335 | 154908.3346 | 0 | 76933.3339 | 72.2222 | 0 | 0 | 0 | 0 | 0 | 0 | 459536.1148 | 0 | 459536.1148 | 0 | 0 | 11519.4445 | 6679.1834 | 13369.6768 | 2757.1267 | 23360.1769 | 0 | 11601.5468 | 10.8911 | 0 | 0 | 0 | 0 | 0 | 0 | 69298.0461 | 0 | 69298.0461 | 0 | 0 | 260.7129 | 151.1661 | 302.5881 | 62.4005 | 528.6973 | 0 | 262.5711 | 0.24649 | 0 | 0 | 0 | 0 | 0 | 0 | 1568.3825 | 0 | 1568.3825 | 0 | 0 | 7.004 | 1.4444 | 12.2378 | 6.0778 | 0.0057056 | 0 | 3.4991 | 6.0347 | 0 | 0 | 0 | 36.3035 | 36.3035 | 36.3035 | 2
NY_6A_SH_2010_NG | 6A | SH | NG | 17184 | ASHRAE30pct-state-6A | HotelSmall | STD2010 | NY-Binghamton-NY | Zone6A | Zone6A(NY-Binghamton-NY) | ASHRAE30pct-state-STD2010 | state | NY | 0.1508 | 0.73 | ASHRAE30pct-state-6A_HotelSmall_STD2010_NY-Binghamton-NY.table.csv.gz | Small Hotel | Binghamton Edwin A Link Field NY USA TMY3 WMO#=725150 | Natural Gas | 107198.1163 | 0 | 0 | 0 | 399495.4379 | 0 | 0 | 0 | 0 | 0 | 0 | 636402.3271 | 0 | 0 | 1143095.8812 | 0 | 1143095.8812 | 0 | 0 | 782.5462 | 0 | 0 | 0 | 2916.3167 | 0 | 0 | 0 | 0 | 0 | 0 | 4645.737 | 0 | 0 | 8344.5999 | 0 | 8344.5999 | 0 | 0 | 107.1981 | 0 | 0 | 0 | 399.4954 | 0 | 0 | 0 | 0 | 0 | 0 | 636.4023 | 0 | 0 | 1143.0959 | 0 | 1143.0959 | 0 | 0 | 0 | 0 | 9.2472 | 0 | 0 | 0 | 0 | 2.4813 | 14.7309 | 0 | 0 | 26.4593 | 26.4593 | 26.4593 | 1
NY_6A_SH_2013_NG | 6A | SH | NG | 17844 | ASHRAE30pct-state-6A | HotelSmall | STD2013 | NY-Binghamton-NY | Zone6A | Zone6A(NY-Binghamton-NY) | ASHRAE30pct-state-STD2013 | state | NY | 0.1508 | 0.73 | ASHRAE30pct-state-6A_HotelSmall_STD2013_NY-Binghamton-NY.table.csv.gz | Small Hotel | Binghamton Edwin A Link Field NY USA TMY3 WMO#=725150 | Natural Gas | 110363.8255 | 0 | 0 | 0 | 399495.4379 | 0 | 0 | 0 | 0 | 0 | 0 | 636383.3707 | 0 | 0 | 1146252.1122 | 0 | 1146242.6341 | 0 | 0 | 805.6559 | 0 | 0 | 0 | 2916.3167 | 0 | 0 | 0 | 0 | 0 | 0 | 4645.5986 | 0 | 0 | 8367.6404 | 0 | 8367.5712 | 0 | 0 | 110.3638 | 0 | 0 | 0 | 399.4954 | 0 | 0 | 0 | 0 | 0 | 0 | 636.3834 | 0 | 0 | 1146.2521 | 0 | 1146.2426 | 0 | 0 | 0 | 0 | 9.2472 | 0 | 0 | 0 | 0 | 2.5546 | 14.7304 | 0 | 0 | 26.5322 | 26.5324 | 26.5322 | 2
PA_6A_SH_2010_EL | 6A | SH | EL | 17235 | ASHRAE30pct-state-6A | HotelSmall | STD2010 | PA-Bradford-PA | Zone6A | Zone6A(PA-Bradford-PA) | ASHRAE30pct-state-STD2010 | state | PA | 0.0937 | 1 | ASHRAE30pct-state-6A_HotelSmall_STD2010_PA-Bradford-PA.table.csv.gz | Small Hotel | Bradford Regional Ap PA USA TMY3 WMO#=725266 | Electricity | 92280.5563 | 46483.3337 | 113947.2231 | 18272.2224 | 164169.4458 | 0 | 77691.6673 | 72.2222 | 0 | 0 | 0 | 0 | 0 | 0 | 512916.6708 | 0 | 512916.6708 | 5.8208e-11 | 5.8208e-11 | 8646.6881 | 4355.4884 | 10676.8548 | 1712.1072 | 15382.6771 | 0 | 7279.7092 | 6.7672 | 0 | 0 | 0 | 0 | 0 | 0 | 48060.2921 | 0 | 48060.2921 | 5.4541e-12 | 5.4541e-12 | 314.9507 | 158.6462 | 388.8983 | 62.3625 | 560.3052 | 0 | 265.1593 | 0.24649 | 0 | 0 | 0 | 0 | 0 | 0 | 1750.5687 | 0 | 1750.5687 | 1.9866e-13 | 1.9866e-13 | 9.0019 | 1.4435 | 12.9694 | 6.1377 | 0.0057056 | 0 | 3.6722 | 7.2902 | 0 | 0 | 0 | 40.5205 | 40.5205 | 40.5205 | 1
PA_6A_SH_2013_EL | 6A | SH | EL | 17895 | ASHRAE30pct-state-6A | HotelSmall | STD2013 | PA-Bradford-PA | Zone6A | Zone6A(PA-Bradford-PA) | ASHRAE30pct-state-STD2013 | state | PA | 0.0937 | 1 | ASHRAE30pct-state-6A_HotelSmall_STD2013_PA-Bradford-PA.table.csv.gz | Small Hotel | Bradford Regional Ap PA USA TMY3 WMO#=725266 | Electricity | 90647.2229 | 38766.667 | 88500.0007 | 18272.2224 | 154908.3346 | 0 | 77005.5562 | 72.2222 | 0 | 0 | 0 | 0 | 0 | 0 | 468169.4482 | 0 | 468172.226 | -2.7778 | -2.7778 | 8493.6448 | 3632.4367 | 8292.4501 | 1712.1072 | 14514.9109 | 0 | 7215.4206 | 6.7672 | 0 | 0 | 0 | 0 | 0 | 0 | 43867.4773 | 0 | 43867.7376 | -0.26028 | -0.26028 | 309.3762 | 132.3094 | 302.0478 | 62.3625 | 528.6973 | 0 | 262.8176 | 0.24649 | 0 | 0 | 0 | 0 | 0 | 0 | 1597.8478 | 0 | 1597.8573 | -0.0094805 | -0.0094805 | 6.9915 | 1.4435 | 12.2376 | 6.0835 | 0.0057056 | 0 | 3.0626 | 7.1612 | 0 | 0 | 0 | 36.9857 | 36.9855 | 36.9855 | 2
PA_6A_SH_2010_NG | 6A | SH | NG | 17244 | ASHRAE30pct-state-6A | HotelSmall | STD2010 | PA-Bradford-PA | Zone6A | Zone6A(PA-Bradford-PA) | ASHRAE30pct-state-STD2010 | state | PA | 0.0937 | 1 | ASHRAE30pct-state-6A_HotelSmall_STD2010_PA-Bradford-PA.table.csv.gz | Small Hotel | Bradford Regional Ap PA USA TMY3 WMO#=725266 | Natural Gas | 126704.1926 | 0 | 0 | 0 | 399495.4379 | 0 | 0 | 0 | 0 | 0 | 0 | 636459.1961 | 0 | 0 | 1162668.3048 | 0 | 1162658.8266 | 0 | 0 | 1267.0419 | 0 | 0 | 0 | 3994.9544 | 0 | 0 | 0 | 0 | 0 | 0 | 6364.592 | 0 | 0 | 11626.683 | 0 | 11626.5883 | 0 | 0 | 126.7042 | 0 | 0 | 0 | 399.4954 | 0 | 0 | 0 | 0 | 0 | 0 | 636.4592 | 0 | 0 | 1162.6683 | 0 | 1162.6588 | 0 | 0 | 0 | 0 | 9.2472 | 0 | 0 | 0 | 0 | 2.9328 | 14.7322 | 0 | 0 | 26.9122 | 26.9124 | 26.9122 | 1
PA_6A_SH_2013_NG | 6A | SH | NG | 17904 | ASHRAE30pct-state-6A | HotelSmall | STD2013 | PA-Bradford-PA | Zone6A | Zone6A(PA-Bradford-PA) | ASHRAE30pct-state-STD2013 | state | PA | 0.0937 | 1 | ASHRAE30pct-state-6A_HotelSmall_STD2013_PA-Bradford-PA.table.csv.gz | Small Hotel | Bradford Regional Ap PA USA TMY3 WMO#=725266 | Natural Gas | 130031.0307 | 0 | 0 | 0 | 399495.4379 | 0 | 0 | 0 | 0 | 0 | 0 | 636440.2397 | 0 | 0 | 1165976.1865 | 0 | 1165966.7083 | 0 | 0 | 1300.3103 | 0 | 0 | 0 | 3994.9544 | 0 | 0 | 0 | 0 | 0 | 0 | 6364.4024 | 0 | 0 | 11659.7619 | 0 | 11659.6671 | 0 | 0 | 130.031 | 0 | 0 | 0 | 399.4954 | 0 | 0 | 0 | 0 | 0 | 0 | 636.4402 | 0 | 0 | 1165.9762 | 0 | 1165.9667 | 0 | 0 | 0 | 0 | 9.2472 | 0 | 0 | 0 | 0 | 3.0098 | 14.7317 | 0 | 0 | 26.9887 | 26.9889 | 26.9887 | 2
SD_6A_SH_2010_EL | 6A | SH | EL | 17295 | ASHRAE30pct-state-6A | HotelSmall | STD2010 | SD-Pierre-SD | Zone6A | Zone6A(SD-Pierre-SD) | ASHRAE30pct-state-STD2010 | state | SD | 0.0801 | 0.63 | ASHRAE30pct-state-6A_HotelSmall_STD2010_SD-Pierre-SD.table.csv.gz | Small Hotel | Pierre Municipal Ap SD USA TMY3 WMO#=726686 | Electricity | 94825.0008 | 64002.7783 | 114083.3342 | 18272.2224 | 164169.4458 | 0 | 79197.2229 | 72.2222 | 0 | 0 | 0 | 0 | 0 | 0 | 534622.2265 | 0 | 534622.2265 | 0 | 0 | 7595.4826 | 5126.6225 | 9138.0751 | 1463.605 | 13149.9726 | 0 | 6343.6976 | 5.785 | 0 | 0 | 0 | 0 | 0 | 0 | 42823.2403 | 0 | 42823.2403 | 0 | 0 | 323.6348 | 218.4395 | 389.3629 | 62.3625 | 560.3052 | 0 | 270.2977 | 0.24649 | 0 | 0 | 0 | 0 | 0 | 0 | 1824.6491 | 0 | 1824.6491 | 0 | 0 | 9.0126 | 1.4435 | 12.9694 | 6.2566 | 0.0057056 | 0 | 5.0562 | 7.4912 | 0 | 0 | 0 | 42.2353 | 42.2353 | 42.2353 | 1
SD_6A_SH_2013_EL | 6A | SH | EL | 17955 | ASHRAE30pct-state-6A | HotelSmall | STD2013 | SD-Pierre-SD | Zone6A | Zone6A(SD-Pierre-SD) | ASHRAE30pct-state-STD2013 | state | SD | 0.0801 | 0.63 | ASHRAE30pct-state-6A_HotelSmall_STD2013_SD-Pierre-SD.table.csv.gz | Small Hotel | Pierre Municipal Ap SD USA TMY3 WMO#=726686 | Electricity | 92891.6674 | 54763.8893 | 88783.334 | 18272.2224 | 154908.3346 | 0 | 78391.6673 | 72.2222 | 0 | 0 | 0 | 0 | 0 | 0 | 488083.3372 | 0 | 488083.3372 | 0 | 0 | 7440.6226 | 4386.5875 | 7111.5451 | 1463.605 | 12408.1576 | 0 | 6279.1726 | 5.785 | 0 | 0 | 0 | 0 | 0 | 0 | 39095.4753 | 0 | 39095.4753 | 0 | 0 | 317.0364 | 186.9075 | 303.0148 | 62.3625 | 528.6973 | 0 | 267.5483 | 0.24649 | 0 | 0 | 0 | 0 | 0 | 0 | 1665.8133 | 0 | 1665.8133 | 0 | 0 | 7.0139 | 1.4435 | 12.2378 | 6.193 | 0.0057056 | 0 | 4.3264 | 7.3385 | 0 | 0 | 0 | 38.5587 | 38.5587 | 38.5587 | 2
SD_6A_SH_2010_NG | 6A | SH | NG | 17304 | ASHRAE30pct-state-6A | HotelSmall | STD2010 | SD-Pierre-SD | Zone6A | Zone6A(SD-Pierre-SD) | ASHRAE30pct-state-STD2010 | state | SD | 0.0801 | 0.63 | ASHRAE30pct-state-6A_HotelSmall_STD2010_SD-Pierre-SD.table.csv.gz | Small Hotel | Pierre Municipal Ap SD USA TMY3 WMO#=726686 | Natural Gas | 121785.0217 | 0 | 0 | 0 | 399495.4379 | 0 | 0 | 0 | 0 | 0 | 0 | 636345.458 | 0 | 0 | 1157625.9177 | 0 | 1157625.9177 | 0 | 0 | 767.2456 | 0 | 0 | 0 | 2516.8213 | 0 | 0 | 0 | 0 | 0 | 0 | 4008.9764 | 0 | 0 | 7293.0433 | 0 | 7293.0433 | 0 | 0 | 121.785 | 0 | 0 | 0 | 399.4954 | 0 | 0 | 0 | 0 | 0 | 0 | 636.3455 | 0 | 0 | 1157.6259 | 0 | 1157.6259 | 0 | 0 | 0 | 0 | 9.2472 | 0 | 0 | 0 | 0 | 2.819 | 14.7295 | 0 | 0 | 26.7957 | 26.7957 | 26.7957 | 1
SD_6A_SH_2013_NG | 6A | SH | NG | 17964 | ASHRAE30pct-state-6A | HotelSmall | STD2013 | SD-Pierre-SD | Zone6A | Zone6A(SD-Pierre-SD) | ASHRAE30pct-state-STD2013 | state | SD | 0.0801 | 0.63 | ASHRAE30pct-state-6A_HotelSmall_STD2013_SD-Pierre-SD.table.csv.gz | Small Hotel | Pierre Municipal Ap SD USA TMY3 WMO#=726686 | Natural Gas | 124372.5625 | 0 | 0 | 0 | 399495.4379 | 0 | 0 | 0 | 0 | 0 | 0 | 636335.9799 | 0 | 0 | 1160203.9802 | 0 | 1160203.9802 | 0 | 0 | 783.5471 | 0 | 0 | 0 | 2516.8213 | 0 | 0 | 0 | 0 | 0 | 0 | 4008.9167 | 0 | 0 | 7309.2851 | 0 | 7309.2851 | 0 | 0 | 124.3726 | 0 | 0 | 0 | 399.4954 | 0 | 0 | 0 | 0 | 0 | 0 | 636.336 | 0 | 0 | 1160.204 | 0 | 1160.204 | 0 | 0 | 0 | 0 | 9.2472 | 0 | 0 | 0 | 0 | 2.8789 | 14.7293 | 0 | 0 | 26.8553 | 26.8553 | 26.8553 | 2
VT_6A_SH_2010_EL | 6A | SH | EL | 17355 | ASHRAE30pct-state-6A | HotelSmall | STD2010 | VT-Burlington-VT | Zone6A | Zone6A(VT-Burlington-VT) | ASHRAE30pct-state-STD2010 | state | VT | 0.143 | 1.18 | ASHRAE30pct-state-6A_HotelSmall_STD2010_VT-Burlington-VT.table.csv.gz | Small Hotel | Burlington International Ap VT USA TMY3 WMO#=726170 | Electricity | 92536.1119 | 52683.3338 | 114038.8898 | 18261.1113 | 164169.4458 | 0 | 77177.7784 | 72.2222 | 0 | 0 | 0 | 0 | 0 | 0 | 518938.893 | 0 | 518938.893 | 0 | 0 | 13232.664 | 7533.7167 | 16307.5612 | 2611.3389 | 23476.2307 | 0 | 11036.4223 | 10.3278 | 0 | 0 | 0 | 0 | 0 | 0 | 74208.2617 | 0 | 74208.2617 | 0 | 0 | 315.8229 | 179.8066 | 389.2112 | 62.3246 | 560.3052 | 0 | 263.4054 | 0.24649 | 0 | 0 | 0 | 0 | 0 | 0 | 1771.1224 | 0 | 1771.1224 | 0 | 0 | 9.0091 | 1.4426 | 12.9694 | 6.0971 | 0.0057056 | 0 | 4.162 | 7.3104 | 0 | 0 | 0 | 40.9963 | 40.9963 | 40.9963 | 1
VT_6A_SH_2013_EL | 6A | SH | EL | 18015 | ASHRAE30pct-state-6A | HotelSmall | STD2013 | VT-Burlington-VT | Zone6A | Zone6A(VT-Burlington-VT) | ASHRAE30pct-state-STD2013 | state | VT | 0.143 | 1.18 | ASHRAE30pct-state-6A_HotelSmall_STD2013_VT-Burlington-VT.table.csv.gz | Small Hotel | Burlington International Ap VT USA TMY3 WMO#=726170 | Electricity | 91363.8896 | 44222.2226 | 88827.7785 | 18261.1113 | 154908.3346 | 0 | 76500.0006 | 72.2222 | 0 | 0 | 0 | 0 | 0 | 0 | 474158.3371 | 0 | 474155.5593 | 2.7778 | 2.7778 | 13065.0362 | 6323.7778 | 12702.3723 | 2611.3389 | 22151.8918 | 0 | 10939.5001 | 10.3278 | 0 | 0 | 0 | 0 | 0 | 0 | 67804.6422 | 0 | 67804.245 | 0.39722 | 0.39722 | 311.8221 | 150.9291 | 303.1665 | 62.3246 | 528.6973 | 0 | 261.0921 | 0.24649 | 0 | 0 | 0 | 0 | 0 | 0 | 1618.2877 | 0 | 1618.2782 | 0.0094805 | 0.0094805 | 7.0174 | 1.4426 | 12.238 | 6.0435 | 0.0057056 | 0 | 3.4936 | 7.2178 | 0 | 0 | 0 | 37.4584 | 37.4586 | 37.4586 | 2
VT_6A_SH_2010_NG | 6A | SH | NG | 17364 | ASHRAE30pct-state-6A | HotelSmall | STD2010 | VT-Burlington-VT | Zone6A | Zone6A(VT-Burlington-VT) | ASHRAE30pct-state-STD2010 | state | VT | 0.143 | 1.18 | ASHRAE30pct-state-6A_HotelSmall_STD2010_VT-Burlington-VT.table.csv.gz | Small Hotel | Burlington International Ap VT USA TMY3 WMO#=726170 | Natural Gas | 130334.3322 | 0 | 0 | 0 | 399495.4379 | 0 | 0 | 0 | 0 | 0 | 0 | 636421.2834 | 0 | 0 | 1166251.0535 | 0 | 1166251.0535 | 0 | 0 | 1537.9451 | 0 | 0 | 0 | 4714.0462 | 0 | 0 | 0 | 0 | 0 | 0 | 7509.7711 | 0 | 0 | 13761.7624 | 0 | 13761.7624 | 0 | 0 | 130.3343 | 0 | 0 | 0 | 399.4954 | 0 | 0 | 0 | 0 | 0 | 0 | 636.4213 | 0 | 0 | 1166.2511 | 0 | 1166.2511 | 0 | 0 | 0 | 0 | 9.2472 | 0 | 0 | 0 | 0 | 3.0169 | 14.7313 | 0 | 0 | 26.9953 | 26.9953 | 26.9953 | 1
VT_6A_SH_2013_NG | 6A | SH | NG | 18024 | ASHRAE30pct-state-6A | HotelSmall | STD2013 | VT-Burlington-VT | Zone6A | Zone6A(VT-Burlington-VT) | ASHRAE30pct-state-STD2013 | state | VT | 0.143 | 1.18 | ASHRAE30pct-state-6A_HotelSmall_STD2013_VT-Burlington-VT.table.csv.gz | Small Hotel | Burlington International Ap VT USA TMY3 WMO#=726170 | Natural Gas | 133244.1307 | 0 | 0 | 0 | 399495.4379 | 0 | 0 | 0 | 0 | 0 | 0 | 636402.3271 | 0 | 0 | 1169141.8957 | 0 | 1169141.8957 | 0 | 0 | 1572.2807 | 0 | 0 | 0 | 4714.0462 | 0 | 0 | 0 | 0 | 0 | 0 | 7509.5475 | 0 | 0 | 13795.8744 | 0 | 13795.8744 | 0 | 0 | 133.2441 | 0 | 0 | 0 | 399.4954 | 0 | 0 | 0 | 0 | 0 | 0 | 636.4023 | 0 | 0 | 1169.1419 | 0 | 1169.1419 | 0 | 0 | 0 | 0 | 9.2472 | 0 | 0 | 0 | 0 | 3.0842 | 14.7309 | 0 | 0 | 27.0622 | 27.0622 | 27.0622 | 2
WI_6A_SH_2010_EL | 6A | SH | EL | 17415 | ASHRAE30pct-state-6A | HotelSmall | STD2010 | WI-Madison-WI | Zone6A | Zone6A(WI-Madison-WI) | ASHRAE30pct-state-STD2010 | state | WI | 0.1054 | 0.72 | ASHRAE30pct-state-6A_HotelSmall_STD2010_WI-Madison-WI.table.csv.gz | Small Hotel | Madison Dane Co Regional Arpt WI USA TMY3 WMO#=726410 | Electricity | 102788.8897 | 61700.0005 | 114002.7787 | 18250.0001 | 164169.4458 | 0 | 77569.4451 | 72.2222 | 0 | 0 | 0 | 0 | 0 | 0 | 538552.7821 | 0 | 538552.7821 | 0 | 0 | 10833.949 | 6503.1801 | 12015.8929 | 1923.55 | 17303.4596 | 0 | 8175.8195 | 7.6122 | 0 | 0 | 0 | 0 | 0 | 0 | 56763.4632 | 0 | 56763.4632 | 0 | 0 | 350.8153 | 210.5802 | 389.0879 | 62.2867 | 560.3052 | 0 | 264.7421 | 0.24649 | 0 | 0 | 0 | 0 | 0 | 0 | 1838.064 | 0 | 1838.064 | 0 | 0 | 9.0062 | 1.4418 | 12.9694 | 6.128 | 0.0057056 | 0 | 4.8743 | 8.1203 | 0 | 0 | 0 | 42.5458 | 42.5458 | 42.5458 | 1
WI_6A_SH_2013_EL | 6A | SH | EL | 18075 | ASHRAE30pct-state-6A | HotelSmall | STD2013 | WI-Madison-WI | Zone6A | Zone6A(WI-Madison-WI) | ASHRAE30pct-state-STD2013 | state | WI | 0.1054 | 0.72 | ASHRAE30pct-state-6A_HotelSmall_STD2013_WI-Madison-WI.table.csv.gz | Small Hotel | Madison Dane Co Regional Arpt WI USA TMY3 WMO#=726410 | Electricity | 101011.1119 | 52416.6671 | 88613.8896 | 18250.0001 | 154908.3346 | 0 | 76855.5562 | 72.2222 | 0 | 0 | 0 | 0 | 0 | 0 | 492127.7817 | 0 | 492127.7817 | 0 | 0 | 10646.5712 | 5524.7167 | 9339.904 | 1923.55 | 16327.3385 | 0 | 8100.5756 | 7.6122 | 0 | 0 | 0 | 0 | 0 | 0 | 51870.2682 | 0 | 51870.2682 | 0 | 0 | 344.7478 | 178.8965 | 302.4365 | 62.2867 | 528.6973 | 0 | 262.3056 | 0.24649 | 0 | 0 | 0 | 0 | 0 | 0 | 1679.6169 | 0 | 1679.6169 | 0 | 0 | 7.0005 | 1.4418 | 12.2378 | 6.0716 | 0.0057056 | 0 | 4.1409 | 7.9799 | 0 | 0 | 0 | 38.8782 | 38.8782 | 38.8782 | 2
WI_6A_SH_2010_NG | 6A | SH | NG | 17424 | ASHRAE30pct-state-6A | HotelSmall | STD2010 | WI-Madison-WI | Zone6A | Zone6A(WI-Madison-WI) | ASHRAE30pct-state-STD2010 | state | WI | 0.1054 | 0.72 | ASHRAE30pct-state-6A_HotelSmall_STD2010_WI-Madison-WI.table.csv.gz | Small Hotel | Madison Dane Co Regional Arpt WI USA TMY3 WMO#=726410 | Natural Gas | 139367.0293 | 0 | 0 | 0 | 399495.4379 | 0 | 0 | 0 | 0 | 0 | 0 | 636392.8489 | 0 | 0 | 1175255.3161 | 0 | 1175255.3161 | 0 | 0 | 1003.4426 | 0 | 0 | 0 | 2876.3672 | 0 | 0 | 0 | 0 | 0 | 0 | 4582.0285 | 0 | 0 | 8461.8383 | 0 | 8461.8383 | 0 | 0 | 139.367 | 0 | 0 | 0 | 399.4954 | 0 | 0 | 0 | 0 | 0 | 0 | 636.3928 | 0 | 0 | 1175.2553 | 0 | 1175.2553 | 0 | 0 | 0 | 0 | 9.2472 | 0 | 0 | 0 | 0 | 3.2259 | 14.7306 | 0 | 0 | 27.2037 | 27.2037 | 27.2037 | 1
WI_6A_SH_2013_NG | 6A | SH | NG | 18084 | ASHRAE30pct-state-6A | HotelSmall | STD2013 | WI-Madison-WI | Zone6A | Zone6A(WI-Madison-WI) | ASHRAE30pct-state-STD2013 | state | WI | 0.1054 | 0.72 | ASHRAE30pct-state-6A_HotelSmall_STD2013_WI-Madison-WI.table.csv.gz | Small Hotel | Madison Dane Co Regional Arpt WI USA TMY3 WMO#=726410 | Natural Gas | 142343.1751 | 0 | 0 | 0 | 399495.4379 | 0 | 0 | 0 | 0 | 0 | 0 | 636373.8925 | 0 | 0 | 1178212.5055 | 0 | 1178212.5055 | 0 | 0 | 1024.8709 | 0 | 0 | 0 | 2876.3672 | 0 | 0 | 0 | 0 | 0 | 0 | 4581.892 | 0 | 0 | 8483.13 | 0 | 8483.13 | 0 | 0 | 142.3432 | 0 | 0 | 0 | 399.4954 | 0 | 0 | 0 | 0 | 0 | 0 | 636.3739 | 0 | 0 | 1178.2125 | 0 | 1178.2125 | 0 | 0 | 0 | 0 | 9.2472 | 0 | 0 | 0 | 0 | 3.2948 | 14.7302 | 0 | 0 | 27.2722 | 27.2722 | 27.2722 | 2
CA_6B_SH_2010_EL | 6B | SH | EL | 18555 | ASHRAE30pct-state-6B | HotelSmall | STD2010 | CA-Eagle-CA | Zone6B | Zone6B(CA-Eagle-CA) | ASHRAE30pct-state-STD2010 | state | CA | 0.136 | 0.7 | ASHRAE30pct-state-6B_HotelSmall_STD2010_CA-Eagle-CA.table.csv.gz | Small Hotel | Eagle County Ap CO USA TMY3 WMO#=724675 | Electricity | 61102.7783 | 49144.4448 | 114086.112 | 18280.5557 | 164169.4458 | 0 | 81166.6673 | 72.2222 | 0 | 0 | 0 | 0 | 0 | 0 | 488025.0039 | 0 | 488022.2261 | 2.7778 | 2.7778 | 8309.9778 | 6683.6445 | 15515.7112 | 2486.1556 | 22327.0446 | 0 | 11038.6668 | 9.8222 | 0 | 0 | 0 | 0 | 0 | 0 | 66371.4005 | 0 | 66371.0228 | 0.37778 | 0.37778 | 208.5419 | 167.7285 | 389.3724 | 62.391 | 560.3052 | 0 | 277.0193 | 0.24649 | 0 | 0 | 0 | 0 | 0 | 0 | 1665.6142 | 0 | 1665.6047 | 0.0094805 | 0.0094805 | 9.0128 | 1.4442 | 12.9696 | 6.4122 | 0.0057056 | 0 | 3.8824 | 4.8271 | 0 | 0 | 0 | 38.5539 | 38.5541 | 38.5541 | 1
CA_6B_SH_2013_EL | 6B | SH | EL | 18975 | ASHRAE30pct-state-6B | HotelSmall | STD2013 | CA-Eagle-CA | Zone6B | Zone6B(CA-Eagle-CA) | ASHRAE30pct-state-STD2013 | state | CA | 0.136 | 0.7 | ASHRAE30pct-state-6B_HotelSmall_STD2013_CA-Eagle-CA.table.csv.gz | Small Hotel | Eagle County Ap CO USA TMY3 WMO#=724675 | Electricity | 58061.1116 | 41550.0003 | 88780.5563 | 18280.5557 | 154908.3346 | 0 | 80408.334 | 72.2222 | 0 | 0 | 0 | 0 | 0 | 0 | 442061.1146 | 0 | 442061.1146 | 0 | 0 | 7896.3112 | 5650.8 | 12074.1557 | 2486.1556 | 21067.5335 | 0 | 10935.5334 | 9.8222 | 0 | 0 | 0 | 0 | 0 | 0 | 60120.3116 | 0 | 60120.3116 | 0 | 0 | 198.1608 | 141.8089 | 303.0053 | 62.391 | 528.6973 | 0 | 274.4312 | 0.24649 | 0 | 0 | 0 | 0 | 0 | 0 | 1508.7409 | 0 | 1508.7409 | 0 | 0 | 7.0137 | 1.4442 | 12.2378 | 6.3523 | 0.0057056 | 0 | 3.2825 | 4.5868 | 0 | 0 | 0 | 34.9229 | 34.9229 | 34.9229 | 2
CA_6B_SH_2010_NG | 6B | SH | NG | 18564 | ASHRAE30pct-state-6B | HotelSmall | STD2010 | CA-Eagle-CA | Zone6B | Zone6B(CA-Eagle-CA) | ASHRAE30pct-state-STD2010 | state | CA | 0.136 | 0.7 | ASHRAE30pct-state-6B_HotelSmall_STD2010_CA-Eagle-CA.table.csv.gz | Small Hotel | Eagle County Ap CO USA TMY3 WMO#=724675 | Natural Gas | 81682.8794 | 0 | 0 | 0 | 399495.4379 | 0 | 0 | 0 | 0 | 0 | 0 | 640980.2837 | 0 | 0 | 1122168.0792 | 0 | 1122158.6011 | 0 | 0 | 571.7802 | 0 | 0 | 0 | 2796.4681 | 0 | 0 | 0 | 0 | 0 | 0 | 4486.862 | 0 | 0 | 7855.1766 | 0 | 7855.1102 | 0 | 0 | 81.6829 | 0 | 0 | 0 | 399.4954 | 0 | 0 | 0 | 0 | 0 | 0 | 640.9803 | 0 | 0 | 1122.1681 | 0 | 1122.1586 | 0 | 0 | 0 | 0 | 9.2472 | 0 | 0 | 0 | 0 | 1.8907 | 14.8368 | 0 | 0 | 25.9747 | 25.9749 | 25.9747 | 1
CA_6B_SH_2013_NG | 6B | SH | NG | 18984 | ASHRAE30pct-state-6B | HotelSmall | STD2013 | CA-Eagle-CA | Zone6B | Zone6B(CA-Eagle-CA) | ASHRAE30pct-state-STD2013 | state | CA | 0.136 | 0.7 | ASHRAE30pct-state-6B_HotelSmall_STD2013_CA-Eagle-CA.table.csv.gz | Small Hotel | Eagle County Ap CO USA TMY3 WMO#=724675 | Natural Gas | 84147.2039 | 0 | 0 | 0 | 399495.4379 | 0 | 0 | 0 | 0 | 0 | 0 | 640970.8056 | 0 | 0 | 1124613.4474 | 0 | 1124613.4474 | 0 | 0 | 589.0304 | 0 | 0 | 0 | 2796.4681 | 0 | 0 | 0 | 0 | 0 | 0 | 4486.7956 | 0 | 0 | 7872.2941 | 0 | 7872.2941 | 0 | 0 | 84.1472 | 0 | 0 | 0 | 399.4954 | 0 | 0 | 0 | 0 | 0 | 0 | 640.9708 | 0 | 0 | 1124.6134 | 0 | 1124.6134 | 0 | 0 | 0 | 0 | 9.2472 | 0 | 0 | 0 | 0 | 1.9478 | 14.8366 | 0 | 0 | 26.0315 | 26.0315 | 26.0315 | 2
CO_6B_SH_2010_EL | 6B | SH | EL | 18615 | ASHRAE30pct-state-6B | HotelSmall | STD2010 | CO-EagleCounty-CO | Zone6B | Zone6B(CO-EagleCounty-CO) | ASHRAE30pct-state-STD2010 | state | CO | 0.0934 | 0.73 | ASHRAE30pct-state-6B_HotelSmall_STD2010_CO-EagleCounty-CO.table.csv.gz | Small Hotel | Eagle County Ap CO USA TMY3 WMO#=724675 | Electricity | 61102.7783 | 49144.4448 | 114086.112 | 18280.5557 | 164169.4458 | 0 | 81166.6673 | 72.2222 | 0 | 0 | 0 | 0 | 0 | 0 | 488025.0039 | 0 | 488022.2261 | 2.7778 | 2.7778 | 5706.9995 | 4590.0911 | 10655.6429 | 1707.4039 | 15333.4262 | 0 | 7580.9667 | 6.7456 | 0 | 0 | 0 | 0 | 0 | 0 | 45581.5354 | 0 | 45581.2759 | 0.25944 | 0.25944 | 208.5419 | 167.7285 | 389.3724 | 62.391 | 560.3052 | 0 | 277.0193 | 0.24649 | 0 | 0 | 0 | 0 | 0 | 0 | 1665.6142 | 0 | 1665.6047 | 0.0094805 | 0.0094805 | 9.0128 | 1.4442 | 12.9696 | 6.4122 | 0.0057056 | 0 | 3.8824 | 4.8271 | 0 | 0 | 0 | 38.5539 | 38.5541 | 38.5541 | 1
CO_6B_SH_2013_EL | 6B | SH | EL | 19035 | ASHRAE30pct-state-6B | HotelSmall | STD2013 | CO-EagleCounty-CO | Zone6B | Zone6B(CO-EagleCounty-CO) | ASHRAE30pct-state-STD2013 | state | CO | 0.0934 | 0.73 | ASHRAE30pct-state-6B_HotelSmall_STD2013_CO-EagleCounty-CO.table.csv.gz | Small Hotel | Eagle County Ap CO USA TMY3 WMO#=724675 | Electricity | 58061.1116 | 41550.0003 | 88780.5563 | 18280.5557 | 154908.3346 | 0 | 80408.334 | 72.2222 | 0 | 0 | 0 | 0 | 0 | 0 | 442061.1146 | 0 | 442061.1146 | 0 | 0 | 5422.9078 | 3880.77 | 8292.104 | 1707.4039 | 14468.4384 | 0 | 7510.1384 | 6.7456 | 0 | 0 | 0 | 0 | 0 | 0 | 41288.5081 | 0 | 41288.5081 | 0 | 0 | 198.1608 | 141.8089 | 303.0053 | 62.391 | 528.6973 | 0 | 274.4312 | 0.24649 | 0 | 0 | 0 | 0 | 0 | 0 | 1508.7409 | 0 | 1508.7409 | 0 | 0 | 7.0137 | 1.4442 | 12.2378 | 6.3523 | 0.0057056 | 0 | 3.2825 | 4.5868 | 0 | 0 | 0 | 34.9229 | 34.9229 | 34.9229 | 2
CO_6B_SH_2010_NG | 6B | SH | NG | 18624 | ASHRAE30pct-state-6B | HotelSmall | STD2010 | CO-EagleCounty-CO | Zone6B | Zone6B(CO-EagleCounty-CO) | ASHRAE30pct-state-STD2010 | state | CO | 0.0934 | 0.73 | ASHRAE30pct-state-6B_HotelSmall_STD2010_CO-EagleCounty-CO.table.csv.gz | Small Hotel | Eagle County Ap CO USA TMY3 WMO#=724675 | Natural Gas | 81682.8794 | 0 | 0 | 0 | 399495.4379 | 0 | 0 | 0 | 0 | 0 | 0 | 640980.2837 | 0 | 0 | 1122168.0792 | 0 | 1122158.6011 | 0 | 0 | 596.285 | 0 | 0 | 0 | 2916.3167 | 0 | 0 | 0 | 0 | 0 | 0 | 4679.1561 | 0 | 0 | 8191.827 | 0 | 8191.7578 | 0 | 0 | 81.6829 | 0 | 0 | 0 | 399.4954 | 0 | 0 | 0 | 0 | 0 | 0 | 640.9803 | 0 | 0 | 1122.1681 | 0 | 1122.1586 | 0 | 0 | 0 | 0 | 9.2472 | 0 | 0 | 0 | 0 | 1.8907 | 14.8368 | 0 | 0 | 25.9747 | 25.9749 | 25.9747 | 1
CO_6B_SH_2013_NG | 6B | SH | NG | 19044 | ASHRAE30pct-state-6B | HotelSmall | STD2013 | CO-EagleCounty-CO | Zone6B | Zone6B(CO-EagleCounty-CO) | ASHRAE30pct-state-STD2013 | state | CO | 0.0934 | 0.73 | ASHRAE30pct-state-6B_HotelSmall_STD2013_CO-EagleCounty-CO.table.csv.gz | Small Hotel | Eagle County Ap CO USA TMY3 WMO#=724675 | Natural Gas | 84147.2039 | 0 | 0 | 0 | 399495.4379 | 0 | 0 | 0 | 0 | 0 | 0 | 640970.8056 | 0 | 0 | 1124613.4474 | 0 | 1124613.4474 | 0 | 0 | 614.2746 | 0 | 0 | 0 | 2916.3167 | 0 | 0 | 0 | 0 | 0 | 0 | 4679.0869 | 0 | 0 | 8209.6782 | 0 | 8209.6782 | 0 | 0 | 84.1472 | 0 | 0 | 0 | 399.4954 | 0 | 0 | 0 | 0 | 0 | 0 | 640.9708 | 0 | 0 | 1124.6134 | 0 | 1124.6134 | 0 | 0 | 0 | 0 | 9.2472 | 0 | 0 | 0 | 0 | 1.9478 | 14.8366 | 0 | 0 | 26.0315 | 26.0315 | 26.0315 | 2
ID_6B_SH_2010_EL | 6B | SH | EL | 18675 | ASHRAE30pct-state-6B | HotelSmall | STD2010 | ID-Pocatello-ID | Zone6B | Zone6B(ID-Pocatello-ID) | ASHRAE30pct-state-STD2010 | state | ID | 0.0683 | 0.73 | ASHRAE30pct-state-6B_HotelSmall_STD2010_ID-Pocatello-ID.table.csv.gz | Small Hotel | Pocatello Regional Ap ID USA TMY3 WMO#=725780 | Electricity | 62769.4449 | 53222.2226 | 114138.8898 | 18258.3335 | 164169.4458 | 0 | 80444.4451 | 72.2222 | 0 | 0 | 0 | 0 | 0 | 0 | 493077.7817 | 0 | 493075.0039 | 2.7778 | 2.7778 | 4287.1531 | 3635.0778 | 7795.6862 | 1247.0442 | 11212.7731 | 0 | 5494.3556 | 4.9328 | 0 | 0 | 0 | 0 | 0 | 0 | 33677.2125 | 0 | 33677.0228 | 0.18972 | 0.18972 | 214.2302 | 181.6458 | 389.5525 | 62.3151 | 560.3052 | 0 | 274.5544 | 0.24649 | 0 | 0 | 0 | 0 | 0 | 0 | 1682.8592 | 0 | 1682.8497 | 0.0094805 | 0.0094805 | 9.017 | 1.4424 | 12.9696 | 6.3551 | 0.0057056 | 0 | 4.2046 | 4.9588 | 0 | 0 | 0 | 38.9531 | 38.9533 | 38.9533 | 1
ID_6B_SH_2013_EL | 6B | SH | EL | 19095 | ASHRAE30pct-state-6B | HotelSmall | STD2013 | ID-Pocatello-ID | Zone6B | Zone6B(ID-Pocatello-ID) | ASHRAE30pct-state-STD2013 | state | ID | 0.0683 | 0.73 | ASHRAE30pct-state-6B_HotelSmall_STD2013_ID-Pocatello-ID.table.csv.gz | Small Hotel | Pocatello Regional Ap ID USA TMY3 WMO#=725780 | Electricity | 61161.1116 | 45302.7781 | 88961.1118 | 18258.3335 | 154908.3346 | 0 | 79561.1117 | 72.2222 | 0 | 0 | 0 | 0 | 0 | 0 | 448225.0036 | 0 | 448225.0036 | 0 | 0 | 4177.3039 | 3094.1797 | 6076.0439 | 1247.0442 | 10580.2393 | 0 | 5434.0239 | 4.9328 | 0 | 0 | 0 | 0 | 0 | 0 | 30613.7677 | 0 | 30613.7677 | 0 | 0 | 208.741 | 154.617 | 303.6215 | 62.3151 | 528.6973 | 0 | 271.5396 | 0.24649 | 0 | 0 | 0 | 0 | 0 | 0 | 1529.778 | 0 | 1529.778 | 0 | 0 | 7.028 | 1.4424 | 12.2378 | 6.2853 | 0.0057056 | 0 | 3.5789 | 4.8317 | 0 | 0 | 0 | 35.4099 | 35.4099 | 35.4099 | 2
ID_6B_SH_2010_NG | 6B | SH | NG | 18684 | ASHRAE30pct-state-6B | HotelSmall | STD2010 | ID-Pocatello-ID | Zone6B | Zone6B(ID-Pocatello-ID) | ASHRAE30pct-state-STD2010 | state | ID | 0.0683 | 0.73 | ASHRAE30pct-state-6B_HotelSmall_STD2010_ID-Pocatello-ID.table.csv.gz | Small Hotel | Pocatello Regional Ap ID USA TMY3 WMO#=725780 | Natural Gas | 82990.867 | 0 | 0 | 0 | 399495.4379 | 0 | 0 | 0 | 0 | 0 | 0 | 641018.1964 | 0 | 0 | 1123504.5014 | 0 | 1123504.5014 | 0 | 0 | 605.8333 | 0 | 0 | 0 | 2916.3167 | 0 | 0 | 0 | 0 | 0 | 0 | 4679.4328 | 0 | 0 | 8201.5829 | 0 | 8201.5829 | 0 | 0 | 82.9909 | 0 | 0 | 0 | 399.4954 | 0 | 0 | 0 | 0 | 0 | 0 | 641.0182 | 0 | 0 | 1123.5045 | 0 | 1123.5045 | 0 | 0 | 0 | 0 | 9.2472 | 0 | 0 | 0 | 0 | 1.921 | 14.8377 | 0 | 0 | 26.0058 | 26.0058 | 26.0058 | 1
ID_6B_SH_2013_NG | 6B | SH | NG | 19104 | ASHRAE30pct-state-6B | HotelSmall | STD2013 | ID-Pocatello-ID | Zone6B | Zone6B(ID-Pocatello-ID) | ASHRAE30pct-state-STD2013 | state | ID | 0.0683 | 0.73 | ASHRAE30pct-state-6B_HotelSmall_STD2013_ID-Pocatello-ID.table.csv.gz | Small Hotel | Pocatello Regional Ap ID USA TMY3 WMO#=725780 | Natural Gas | 85891.1874 | 0 | 0 | 0 | 399495.4379 | 0 | 0 | 0 | 0 | 0 | 0 | 641018.1964 | 0 | 0 | 1126404.8218 | 0 | 1126404.8218 | 0 | 0 | 627.0057 | 0 | 0 | 0 | 2916.3167 | 0 | 0 | 0 | 0 | 0 | 0 | 4679.4328 | 0 | 0 | 8222.7552 | 0 | 8222.7552 | 0 | 0 | 85.8912 | 0 | 0 | 0 | 399.4954 | 0 | 0 | 0 | 0 | 0 | 0 | 641.0182 | 0 | 0 | 1126.4048 | 0 | 1126.4048 | 0 | 0 | 0 | 0 | 9.2472 | 0 | 0 | 0 | 0 | 1.9881 | 14.8377 | 0 | 0 | 26.073 | 26.073 | 26.073 | 2
MT_6B_SH_2010_EL | 6B | SH | EL | 18735 | ASHRAE30pct-state-6B | HotelSmall | STD2010 | MT-Helena-MT | Zone6B | Zone6B(MT-Helena-MT) | ASHRAE30pct-state-STD2010 | state | MT | 0.0916 | 0.78 | ASHRAE30pct-state-6B_HotelSmall_STD2010_MT-Helena-MT.table.csv.gz | Small Hotel | Helena Regional Airport MT USA TMY3 WMO#=727720 | Electricity | 68411.1117 | 47691.667 | 114150.0009 | 18247.2224 | 164169.4458 | 0 | 80033.334 | 72.2222 | 0 | 0 | 0 | 0 | 0 | 0 | 492775.0039 | 0 | 492775.0039 | 0 | 0 | 6266.4578 | 4368.5567 | 10456.1401 | 1671.4456 | 15037.9212 | 0 | 7331.0534 | 6.6156 | 0 | 0 | 0 | 0 | 0 | 0 | 45138.1904 | 0 | 45138.1904 | 0 | 0 | 233.485 | 162.7702 | 389.5904 | 62.2772 | 560.3052 | 0 | 273.1513 | 0.24649 | 0 | 0 | 0 | 0 | 0 | 0 | 1681.8258 | 0 | 1681.8258 | 0 | 0 | 9.0179 | 1.4415 | 12.9694 | 6.3227 | 0.0057056 | 0 | 3.7677 | 5.4045 | 0 | 0 | 0 | 38.9294 | 38.9294 | 38.9294 | 1
MT_6B_SH_2013_EL | 6B | SH | EL | 19155 | ASHRAE30pct-state-6B | HotelSmall | STD2013 | MT-Helena-MT | Zone6B | Zone6B(MT-Helena-MT) | ASHRAE30pct-state-STD2013 | state | MT | 0.0916 | 0.78 | ASHRAE30pct-state-6B_HotelSmall_STD2013_MT-Helena-MT.table.csv.gz | Small Hotel | Helena Regional Airport MT USA TMY3 WMO#=727720 | Electricity | 66250.0005 | 40300.0003 | 88997.2229 | 18247.2224 | 154908.3346 | 0 | 79230.5562 | 72.2222 | 0 | 0 | 0 | 0 | 0 | 0 | 448005.5591 | 0 | 448005.5591 | 0 | 0 | 6068.5 | 3691.48 | 8152.1456 | 1671.4456 | 14189.6034 | 0 | 7257.5189 | 6.6156 | 0 | 0 | 0 | 0 | 0 | 0 | 41037.3092 | 0 | 41037.3092 | 0 | 0 | 226.1092 | 137.5427 | 303.7448 | 62.2772 | 528.6973 | 0 | 270.4114 | 0.24649 | 0 | 0 | 0 | 0 | 0 | 0 | 1529.0291 | 0 | 1529.0291 | 0 | 0 | 7.0308 | 1.4415 | 12.2378 | 6.2592 | 0.0057056 | 0 | 3.1837 | 5.2338 | 0 | 0 | 0 | 35.3926 | 35.3926 | 35.3926 | 2
MT_6B_SH_2010_NG | 6B | SH | NG | 18744 | ASHRAE30pct-state-6B | HotelSmall | STD2010 | MT-Helena-MT | Zone6B | Zone6B(MT-Helena-MT) | ASHRAE30pct-state-STD2010 | state | MT | 0.0916 | 0.78 | ASHRAE30pct-state-6B_HotelSmall_STD2010_MT-Helena-MT.table.csv.gz | Small Hotel | Helena Regional Airport MT USA TMY3 WMO#=727720 | Natural Gas | 94393.107 | 0 | 0 | 0 | 399495.4379 | 0 | 0 | 0 | 0 | 0 | 0 | 641046.6309 | 0 | 0 | 1134935.1758 | 0 | 1134935.1758 | 0 | 0 | 736.2662 | 0 | 0 | 0 | 3116.0644 | 0 | 0 | 0 | 0 | 0 | 0 | 5000.1637 | 0 | 0 | 8852.4944 | 0 | 8852.4944 | 0 | 0 | 94.3931 | 0 | 0 | 0 | 399.4954 | 0 | 0 | 0 | 0 | 0 | 0 | 641.0466 | 0 | 0 | 1134.9352 | 0 | 1134.9352 | 0 | 0 | 0 | 0 | 9.2472 | 0 | 0 | 0 | 0 | 2.1849 | 14.8384 | 0 | 0 | 26.2704 | 26.2704 | 26.2704 | 1
MT_6B_SH_2013_NG | 6B | SH | NG | 19164 | ASHRAE30pct-state-6B | HotelSmall | STD2013 | MT-Helena-MT | Zone6B | Zone6B(MT-Helena-MT) | ASHRAE30pct-state-STD2013 | state | MT | 0.0916 | 0.78 | ASHRAE30pct-state-6B_HotelSmall_STD2013_MT-Helena-MT.table.csv.gz | Small Hotel | Helena Regional Airport MT USA TMY3 WMO#=727720 | Natural Gas | 97236.5583 | 0 | 0 | 0 | 399495.4379 | 0 | 0 | 0 | 0 | 0 | 0 | 641037.1528 | 0 | 0 | 1137769.149 | 0 | 1137769.149 | 0 | 0 | 758.4452 | 0 | 0 | 0 | 3116.0644 | 0 | 0 | 0 | 0 | 0 | 0 | 5000.0898 | 0 | 0 | 8874.5994 | 0 | 8874.5994 | 0 | 0 | 97.2366 | 0 | 0 | 0 | 399.4954 | 0 | 0 | 0 | 0 | 0 | 0 | 641.0372 | 0 | 0 | 1137.7691 | 0 | 1137.7691 | 0 | 0 | 0 | 0 | 9.2472 | 0 | 0 | 0 | 0 | 2.2507 | 14.8381 | 0 | 0 | 26.336 | 26.336 | 26.336 | 2
UT_6B_SH_2010_EL | 6B | SH | EL | 18795 | ASHRAE30pct-state-6B | HotelSmall | STD2010 | UT-Vernal-UT | Zone6B | Zone6B(UT-Vernal-UT) | ASHRAE30pct-state-STD2010 | state | UT | 0.0805 | 0.69 | ASHRAE30pct-state-6B_HotelSmall_STD2010_UT-Vernal-UT.table.csv.gz | Small Hotel | Vernal UT USA TMY3 WMO#=725705 | Electricity | 47227.7782 | 60211.1116 | 114119.4454 | 18258.3335 | 164169.4458 | 0 | 80672.2229 | 72.2222 | 0 | 0 | 0 | 0 | 0 | 0 | 484730.5594 | 0 | 484730.5594 | 0 | 0 | 3801.8361 | 4846.9945 | 9186.6154 | 1469.7958 | 13215.6404 | 0 | 6494.1139 | 5.8139 | 0 | 0 | 0 | 0 | 0 | 0 | 39020.81 | 0 | 39020.81 | 0 | 0 | 161.1869 | 205.4987 | 389.4861 | 62.3151 | 560.3052 | 0 | 275.3318 | 0.24649 | 0 | 0 | 0 | 0 | 0 | 0 | 1654.3704 | 0 | 1654.3704 | 0 | 0 | 9.0155 | 1.4424 | 12.9694 | 6.3731 | 0.0057056 | 0 | 4.7567 | 3.731 | 0 | 0 | 0 | 38.2938 | 38.2938 | 38.2938 | 1
UT_6B_SH_2013_EL | 6B | SH | EL | 19215 | ASHRAE30pct-state-6B | HotelSmall | STD2013 | UT-Vernal-UT | Zone6B | Zone6B(UT-Vernal-UT) | ASHRAE30pct-state-STD2013 | state | UT | 0.0805 | 0.69 | ASHRAE30pct-state-6B_HotelSmall_STD2013_UT-Vernal-UT.table.csv.gz | Small Hotel | Vernal UT USA TMY3 WMO#=725705 | Electricity | 45194.4448 | 51988.8893 | 88850.0007 | 18258.3335 | 154908.3346 | 0 | 79872.2229 | 72.2222 | 0 | 0 | 0 | 0 | 0 | 0 | 439141.6702 | 0 | 439144.448 | -2.7778 | -2.7778 | 3638.1528 | 4185.1056 | 7152.4251 | 1469.7958 | 12470.1209 | 0 | 6429.7139 | 5.8139 | 0 | 0 | 0 | 0 | 0 | 0 | 35350.9044 | 0 | 35351.1281 | -0.22361 | -0.22361 | 154.2472 | 177.4365 | 303.2423 | 62.3151 | 528.6973 | 0 | 272.6014 | 0.24649 | 0 | 0 | 0 | 0 | 0 | 0 | 1498.7769 | 0 | 1498.7864 | -0.0094805 | -0.0094805 | 7.0192 | 1.4424 | 12.2376 | 6.3099 | 0.0057056 | 0 | 4.1071 | 3.5704 | 0 | 0 | 0 | 34.6925 | 34.6923 | 34.6923 | 2
UT_6B_SH_2010_NG | 6B | SH | NG | 18804 | ASHRAE30pct-state-6B | HotelSmall | STD2010 | UT-Vernal-UT | Zone6B | Zone6B(UT-Vernal-UT) | ASHRAE30pct-state-STD2010 | state | UT | 0.0805 | 0.69 | ASHRAE30pct-state-6B_HotelSmall_STD2010_UT-Vernal-UT.table.csv.gz | Small Hotel | Vernal UT USA TMY3 WMO#=725705 | Natural Gas | 68176.4854 | 0 | 0 | 0 | 399495.4379 | 0 | 0 | 0 | 0 | 0 | 0 | 640828.633 | 0 | 0 | 1108500.5564 | 0 | 1108500.5564 | 0 | 0 | 470.4177 | 0 | 0 | 0 | 2756.5185 | 0 | 0 | 0 | 0 | 0 | 0 | 4421.7176 | 0 | 0 | 7648.6538 | 0 | 7648.6538 | 0 | 0 | 68.1765 | 0 | 0 | 0 | 399.4954 | 0 | 0 | 0 | 0 | 0 | 0 | 640.8286 | 0 | 0 | 1108.5006 | 0 | 1108.5006 | 0 | 0 | 0 | 0 | 9.2472 | 0 | 0 | 0 | 0 | 1.5781 | 14.8333 | 0 | 0 | 25.6585 | 25.6585 | 25.6585 | 1
UT_6B_SH_2013_NG | 6B | SH | NG | 19224 | ASHRAE30pct-state-6B | HotelSmall | STD2013 | UT-Vernal-UT | Zone6B | Zone6B(UT-Vernal-UT) | ASHRAE30pct-state-STD2013 | state | UT | 0.0805 | 0.69 | ASHRAE30pct-state-6B_HotelSmall_STD2013_UT-Vernal-UT.table.csv.gz | Small Hotel | Vernal UT USA TMY3 WMO#=725705 | Natural Gas | 70043.6852 | 0 | 0 | 0 | 399495.4379 | 0 | 0 | 0 | 0 | 0 | 0 | 640828.633 | 0 | 0 | 1110377.2343 | 0 | 1110367.7561 | 0 | 0 | 483.3014 | 0 | 0 | 0 | 2756.5185 | 0 | 0 | 0 | 0 | 0 | 0 | 4421.7176 | 0 | 0 | 7661.6029 | 0 | 7661.5375 | 0 | 0 | 70.0437 | 0 | 0 | 0 | 399.4954 | 0 | 0 | 0 | 0 | 0 | 0 | 640.8286 | 0 | 0 | 1110.3772 | 0 | 1110.3678 | 0 | 0 | 0 | 0 | 9.2472 | 0 | 0 | 0 | 0 | 1.6213 | 14.8333 | 0 | 0 | 25.7018 | 25.702 | 25.7018 | 2
WA_6B_SH_2010_EL | 6B | SH | EL | 18855 | ASHRAE30pct-state-6B | HotelSmall | STD2010 | WA-Kalispell-MT | Zone6B | Zone6B(WA-Kalispell-MT) | ASHRAE30pct-state-STD2010 | state | WA | 0.0767 | 0.96 | ASHRAE30pct-state-6B_HotelSmall_STD2010_WA-Kalispell-MT.table.csv.gz | Small Hotel | Kalispell Glacier Pk IntL Ar MT USA TMY3 WMO#=727790 | Electricity | 71900.0006 | 44452.7781 | 114113.8898 | 18244.4446 | 164169.4458 | 0 | 79005.5562 | 72.2222 | 0 | 0 | 0 | 0 | 0 | 0 | 491958.3373 | 0 | 491958.3373 | 0 | 0 | 5514.73 | 3409.5281 | 8752.5353 | 1399.3489 | 12591.7965 | 0 | 6059.7262 | 5.5394 | 0 | 0 | 0 | 0 | 0 | 0 | 37733.2045 | 0 | 37733.2045 | 0 | 0 | 245.3925 | 151.716 | 389.4672 | 62.2677 | 560.3052 | 0 | 269.6435 | 0.24649 | 0 | 0 | 0 | 0 | 0 | 0 | 1679.0386 | 0 | 1679.0386 | 0 | 0 | 9.015 | 1.4413 | 12.9694 | 6.2415 | 0.0057056 | 0 | 3.5118 | 5.6801 | 0 | 0 | 0 | 38.8648 | 38.8648 | 38.8648 | 1
WA_6B_SH_2013_EL | 6B | SH | EL | 19275 | ASHRAE30pct-state-6B | HotelSmall | STD2013 | WA-Kalispell-MT | Zone6B | Zone6B(WA-Kalispell-MT) | ASHRAE30pct-state-STD2013 | state | WA | 0.0767 | 0.96 | ASHRAE30pct-state-6B_HotelSmall_STD2013_WA-Kalispell-MT.table.csv.gz | Small Hotel | Kalispell Glacier Pk IntL Ar MT USA TMY3 WMO#=727790 | Electricity | 69630.5561 | 37561.1114 | 89086.1118 | 18244.4446 | 154908.3346 | 0 | 78241.6673 | 72.2222 | 0 | 0 | 0 | 0 | 0 | 0 | 447741.6702 | 0 | 447744.448 | -2.7778 | -2.7778 | 5340.6637 | 2880.9372 | 6832.9048 | 1399.3489 | 11881.4693 | 0 | 6001.1359 | 5.5394 | 0 | 0 | 0 | 0 | 0 | 0 | 34341.7861 | 0 | 34341.9992 | -0.21306 | -0.21306 | 237.6469 | 128.1949 | 304.0481 | 62.2677 | 528.6973 | 0 | 267.0364 | 0.24649 | 0 | 0 | 0 | 0 | 0 | 0 | 1528.1284 | 0 | 1528.1379 | -0.0094805 | -0.0094805 | 7.0378 | 1.4413 | 12.2376 | 6.1811 | 0.0057056 | 0 | 2.9673 | 5.5008 | 0 | 0 | 0 | 35.3719 | 35.3717 | 35.3717 | 2
WA_6B_SH_2010_NG | 6B | SH | NG | 18864 | ASHRAE30pct-state-6B | HotelSmall | STD2010 | WA-Kalispell-MT | Zone6B | Zone6B(WA-Kalispell-MT) | ASHRAE30pct-state-STD2010 | state | WA | 0.0767 | 0.96 | ASHRAE30pct-state-6B_HotelSmall_STD2010_WA-Kalispell-MT.table.csv.gz | Small Hotel | Kalispell Glacier Pk IntL Ar MT USA TMY3 WMO#=727790 | Natural Gas | 103653.2802 | 0 | 0 | 0 | 399495.4379 | 0 | 0 | 0 | 0 | 0 | 0 | 641084.5436 | 0 | 0 | 1144233.2618 | 0 | 1144233.2618 | 0 | 0 | 995.0715 | 0 | 0 | 0 | 3835.1562 | 0 | 0 | 0 | 0 | 0 | 0 | 6154.4116 | 0 | 0 | 10984.6393 | 0 | 10984.6393 | 0 | 0 | 103.6533 | 0 | 0 | 0 | 399.4954 | 0 | 0 | 0 | 0 | 0 | 0 | 641.0845 | 0 | 0 | 1144.2333 | 0 | 1144.2333 | 0 | 0 | 0 | 0 | 9.2472 | 0 | 0 | 0 | 0 | 2.3993 | 14.8392 | 0 | 0 | 26.4857 | 26.4857 | 26.4857 | 1
WA_6B_SH_2013_NG | 6B | SH | NG | 19284 | ASHRAE30pct-state-6B | HotelSmall | STD2013 | WA-Kalispell-MT | Zone6B | Zone6B(WA-Kalispell-MT) | ASHRAE30pct-state-STD2013 | state | WA | 0.0767 | 0.96 | ASHRAE30pct-state-6B_HotelSmall_STD2013_WA-Kalispell-MT.table.csv.gz | Small Hotel | Kalispell Glacier Pk IntL Ar MT USA TMY3 WMO#=727790 | Natural Gas | 106591.5133 | 0 | 0 | 0 | 399495.4379 | 0 | 0 | 0 | 0 | 0 | 0 | 641075.0655 | 0 | 0 | 1147162.0167 | 0 | 1147162.0167 | 0 | 0 | 1023.2785 | 0 | 0 | 0 | 3835.1562 | 0 | 0 | 0 | 0 | 0 | 0 | 6154.3206 | 0 | 0 | 11012.7554 | 0 | 11012.7554 | 0 | 0 | 106.5915 | 0 | 0 | 0 | 399.4954 | 0 | 0 | 0 | 0 | 0 | 0 | 641.0751 | 0 | 0 | 1147.162 | 0 | 1147.162 | 0 | 0 | 0 | 0 | 9.2472 | 0 | 0 | 0 | 0 | 2.4673 | 14.839 | 0 | 0 | 26.5534 | 26.5534 | 26.5534 | 2
WY_6B_SH_2010_EL | 6B | SH | EL | 18915 | ASHRAE30pct-state-6B | HotelSmall | STD2010 | WY-Cheyenne-WY | Zone6B | Zone6B(WY-Cheyenne-WY) | ASHRAE30pct-state-STD2010 | state | WY | 0.0823 | 0.68 | ASHRAE30pct-state-6B_HotelSmall_STD2010_WY-Cheyenne-WY.table.csv.gz | Small Hotel | Cheyenne Municipal Arpt WY USA TMY3 WMO#=725640 | Electricity | 62463.8894 | 49002.7782 | 114102.7787 | 18286.1113 | 164169.4458 | 0 | 81269.4451 | 72.2222 | 0 | 0 | 0 | 0 | 0 | 0 | 489363.8928 | 0 | 489366.6706 | -2.7778 | -2.7778 | 5140.7781 | 4032.9286 | 9390.6587 | 1504.947 | 13511.1454 | 0 | 6688.4753 | 5.9439 | 0 | 0 | 0 | 0 | 0 | 0 | 40274.6484 | 0 | 40274.877 | -0.22861 | -0.22861 | 213.1873 | 167.245 | 389.4292 | 62.4099 | 560.3052 | 0 | 277.3701 | 0.24649 | 0 | 0 | 0 | 0 | 0 | 0 | 1670.1838 | 0 | 1670.1933 | -0.0094805 | -0.0094805 | 9.0141 | 1.4446 | 12.9692 | 6.4203 | 0.0057056 | 0 | 3.8712 | 4.9347 | 0 | 0 | 0 | 38.6601 | 38.6599 | 38.6599 | 1
WY_6B_SH_2013_EL | 6B | SH | EL | 19335 | ASHRAE30pct-state-6B | HotelSmall | STD2013 | WY-Cheyenne-WY | Zone6B | Zone6B(WY-Cheyenne-WY) | ASHRAE30pct-state-STD2013 | state | WY | 0.0823 | 0.68 | ASHRAE30pct-state-6B_HotelSmall_STD2013_WY-Cheyenne-WY.table.csv.gz | Small Hotel | Cheyenne Municipal Arpt WY USA TMY3 WMO#=725640 | Electricity | 61258.3338 | 41358.3337 | 88808.334 | 18286.1113 | 154908.3346 | 0 | 80438.8895 | 72.2222 | 0 | 0 | 0 | 0 | 0 | 0 | 445130.5591 | 0 | 445130.5591 | 0 | 0 | 5041.5609 | 3403.7909 | 7308.9259 | 1504.947 | 12748.9559 | 0 | 6620.1206 | 5.9439 | 0 | 0 | 0 | 0 | 0 | 0 | 36634.245 | 0 | 36634.245 | 0 | 0 | 209.0728 | 141.1547 | 303.1001 | 62.4099 | 528.6973 | 0 | 274.5354 | 0.24649 | 0 | 0 | 0 | 0 | 0 | 0 | 1519.2168 | 0 | 1519.2168 | 0 | 0 | 7.0159 | 1.4446 | 12.2378 | 6.3547 | 0.0057056 | 0 | 3.2673 | 4.8394 | 0 | 0 | 0 | 35.1654 | 35.1654 | 35.1654 | 2
WY_6B_SH_2010_NG | 6B | SH | NG | 18924 | ASHRAE30pct-state-6B | HotelSmall | STD2010 | WY-Cheyenne-WY | Zone6B | Zone6B(WY-Cheyenne-WY) | ASHRAE30pct-state-STD2010 | state | WY | 0.0823 | 0.68 | ASHRAE30pct-state-6B_HotelSmall_STD2010_WY-Cheyenne-WY.table.csv.gz | Small Hotel | Cheyenne Municipal Arpt WY USA TMY3 WMO#=725640 | Natural Gas | 75910.6731 | 0 | 0 | 0 | 399495.4379 | 0 | 0 | 0 | 0 | 0 | 0 | 641094.0218 | 0 | 0 | 1116500.1328 | 0 | 1116500.1328 | 0 | 0 | 516.1926 | 0 | 0 | 0 | 2716.569 | 0 | 0 | 0 | 0 | 0 | 0 | 4359.4393 | 0 | 0 | 7592.2009 | 0 | 7592.2009 | 0 | 0 | 75.9107 | 0 | 0 | 0 | 399.4954 | 0 | 0 | 0 | 0 | 0 | 0 | 641.094 | 0 | 0 | 1116.5001 | 0 | 1116.5001 | 0 | 0 | 0 | 0 | 9.2472 | 0 | 0 | 0 | 0 | 1.7571 | 14.8395 | 0 | 0 | 25.8437 | 25.8437 | 25.8437 | 1
WY_6B_SH_2013_NG | 6B | SH | NG | 19344 | ASHRAE30pct-state-6B | HotelSmall | STD2013 | WY-Cheyenne-WY | Zone6B | Zone6B(WY-Cheyenne-WY) | ASHRAE30pct-state-STD2013 | state | WY | 0.0823 | 0.68 | ASHRAE30pct-state-6B_HotelSmall_STD2013_WY-Cheyenne-WY.table.csv.gz | Small Hotel | Cheyenne Municipal Arpt WY USA TMY3 WMO#=725640 | Natural Gas | 78905.7752 | 0 | 0 | 0 | 399495.4379 | 0 | 0 | 0 | 0 | 0 | 0 | 641103.5 | 0 | 0 | 1119504.7131 | 0 | 1119504.7131 | 0 | 0 | 536.5593 | 0 | 0 | 0 | 2716.569 | 0 | 0 | 0 | 0 | 0 | 0 | 4359.5038 | 0 | 0 | 7612.632 | 0 | 7612.632 | 0 | 0 | 78.9058 | 0 | 0 | 0 | 399.4954 | 0 | 0 | 0 | 0 | 0 | 0 | 641.1035 | 0 | 0 | 1119.5047 | 0 | 1119.5047 | 0 | 0 | 0 | 0 | 9.2472 | 0 | 0 | 0 | 0 | 1.8264 | 14.8397 | 0 | 0 | 25.9133 | 25.9133 | 25.9133 | 2
AK_7_SH_2010_EL | 7 | SH | EL | 19875 | ASHRAE30pct-state-7 | HotelSmall | STD2010 | AK-Anchorage-AK | Zone7 | Zone7(AK-Anchorage-AK) | ASHRAE30pct-state-STD2010 | state | AK | 0.1479 | 0.81 | ASHRAE30pct-state-7_HotelSmall_STD2010_AK-Anchorage-AK.table.csv.gz | Small Hotel | Anchorage Intl Ap AK USA TMY3 WMO#=702730 | Electricity | 127427.7788 | 27830.5558 | 114202.7787 | 18177.7779 | 164169.4458 | 0 | 76694.4451 | 72.2222 | 0 | 0 | 0 | 0 | 0 | 0 | 528577.782 | 0 | 528575.0042 | 2.7778 | 2.7778 | 18846.5685 | 4116.1392 | 16890.591 | 2688.4934 | 24280.661 | 0 | 11343.1084 | 10.6817 | 0 | 0 | 0 | 0 | 0 | 0 | 78176.654 | 0 | 78176.2431 | 0.41083 | 0.41083 | 434.9071 | 94.9848 | 389.7705 | 62.0402 | 560.3052 | 0 | 261.7558 | 0.24649 | 0 | 0 | 0 | 0 | 0 | 0 | 1804.0196 | 0 | 1804.0101 | 0.0094805 | 0.0094805 | 9.022 | 1.436 | 12.9696 | 6.0589 | 0.0057056 | 0 | 2.1986 | 10.0668 | 0 | 0 | 0 | 41.7576 | 41.7578 | 41.7578 | 1
AK_7_SH_2013_EL | 7 | SH | EL | 20355 | ASHRAE30pct-state-7 | HotelSmall | STD2013 | AK-Anchorage-AK | Zone7 | Zone7(AK-Anchorage-AK) | ASHRAE30pct-state-STD2013 | state | AK | 0.1479 | 0.81 | ASHRAE30pct-state-7_HotelSmall_STD2013_AK-Anchorage-AK.table.csv.gz | Small Hotel | Anchorage Intl Ap AK USA TMY3 WMO#=702730 | Electricity | 121338.8899 | 23891.6669 | 89213.8896 | 18177.7779 | 154908.3346 | 0 | 75850.0006 | 72.2222 | 0 | 0 | 0 | 0 | 0 | 0 | 483450.0039 | 0 | 483452.7816 | -2.7778 | -2.7778 | 17946.0218 | 3533.5775 | 13194.7343 | 2688.4934 | 22910.9427 | 0 | 11218.2151 | 10.6817 | 0 | 0 | 0 | 0 | 0 | 0 | 71502.2556 | 0 | 71502.6664 | -0.41083 | -0.41083 | 414.1259 | 81.5415 | 304.4842 | 62.0402 | 528.6973 | 0 | 258.8737 | 0.24649 | 0 | 0 | 0 | 0 | 0 | 0 | 1649.9999 | 0 | 1650.0094 | -0.0094805 | -0.0094805 | 7.0479 | 1.436 | 12.2376 | 5.9922 | 0.0057056 | 0 | 1.8874 | 9.5858 | 0 | 0 | 0 | 38.1929 | 38.1927 | 38.1927 | 2
AK_7_SH_2010_NG | 7 | SH | NG | 19884 | ASHRAE30pct-state-7 | HotelSmall | STD2010 | AK-Anchorage-AK | Zone7 | Zone7(AK-Anchorage-AK) | ASHRAE30pct-state-STD2010 | state | AK | 0.1479 | 0.81 | ASHRAE30pct-state-7_HotelSmall_STD2010_AK-Anchorage-AK.table.csv.gz | Small Hotel | Anchorage Intl Ap AK USA TMY3 WMO#=702730 | Natural Gas | 189828.8128 | 0 | 0 | 0 | 399495.4379 | 0 | 0 | 0 | 0 | 0 | 0 | 688219.489 | 0 | 0 | 1277543.7397 | 0 | 1277543.7397 | 0 | 0 | 1537.6134 | 0 | 0 | 0 | 3235.913 | 0 | 0 | 0 | 0 | 0 | 0 | 5574.5779 | 0 | 0 | 10348.1043 | 0 | 10348.1043 | 0 | 0 | 189.8288 | 0 | 0 | 0 | 399.4954 | 0 | 0 | 0 | 0 | 0 | 0 | 688.2195 | 0 | 0 | 1277.5437 | 0 | 1277.5437 | 0 | 0 | 0 | 0 | 9.2472 | 0 | 0 | 0 | 0 | 4.394 | 15.9303 | 0 | 0 | 29.5714 | 29.5714 | 29.5714 | 1
AK_7_SH_2013_NG | 7 | SH | NG | 20364 | ASHRAE30pct-state-7 | HotelSmall | STD2013 | AK-Anchorage-AK | Zone7 | Zone7(AK-Anchorage-AK) | ASHRAE30pct-state-STD2013 | state | AK | 0.1479 | 0.81 | ASHRAE30pct-state-7_HotelSmall_STD2013_AK-Anchorage-AK.table.csv.gz | Small Hotel | Anchorage Intl Ap AK USA TMY3 WMO#=702730 | Natural Gas | 188880.9957 | 0 | 0 | 0 | 399495.4379 | 0 | 0 | 0 | 0 | 0 | 0 | 688143.6636 | 0 | 0 | 1276520.0972 | 0 | 1276520.0972 | 0 | 0 | 1529.9361 | 0 | 0 | 0 | 3235.913 | 0 | 0 | 0 | 0 | 0 | 0 | 5573.9637 | 0 | 0 | 10339.8128 | 0 | 10339.8128 | 0 | 0 | 188.881 | 0 | 0 | 0 | 399.4954 | 0 | 0 | 0 | 0 | 0 | 0 | 688.1437 | 0 | 0 | 1276.5201 | 0 | 1276.5201 | 0 | 0 | 0 | 0 | 9.2472 | 0 | 0 | 0 | 0 | 4.372 | 15.9285 | 0 | 0 | 29.5477 | 29.5477 | 29.5477 | 2
CO_7_SH_2010_EL | 7 | SH | EL | 19935 | ASHRAE30pct-state-7 | HotelSmall | STD2010 | CO-GunnisonCounty-CO | Zone7 | Zone7(CO-GunnisonCounty-CO) | ASHRAE30pct-state-STD2010 | state | CO | 0.0934 | 0.73 | ASHRAE30pct-state-7_HotelSmall_STD2010_CO-GunnisonCounty-CO.table.csv.gz | Small Hotel | Gunnison Co Awos CO USA TMY3 WMO#=724677 | Electricity | 63175.0005 | 44666.667 | 114036.112 | 18286.1113 | 164169.4458 | 0 | 81616.6673 | 72.2222 | 0 | 0 | 0 | 0 | 0 | 0 | 486019.4483 | 0 | 486022.2261 | -2.7778 | -2.7778 | 5900.545 | 4171.8667 | 10650.9729 | 1707.9228 | 15333.4262 | 0 | 7622.9967 | 6.7456 | 0 | 0 | 0 | 0 | 0 | 0 | 45394.2165 | 0 | 45394.4759 | -0.25944 | -0.25944 | 215.6143 | 152.4459 | 389.2017 | 62.4099 | 560.3052 | 0 | 278.5552 | 0.24649 | 0 | 0 | 0 | 0 | 0 | 0 | 1658.7693 | 0 | 1658.7788 | -0.0094805 | -0.0094805 | 9.0089 | 1.4446 | 12.9692 | 6.4477 | 0.0057056 | 0 | 3.5287 | 4.9908 | 0 | 0 | 0 | 38.3959 | 38.3957 | 38.3957 | 1
CO_7_SH_2013_EL | 7 | SH | EL | 20415 | ASHRAE30pct-state-7 | HotelSmall | STD2013 | CO-GunnisonCounty-CO | Zone7 | Zone7(CO-GunnisonCounty-CO) | ASHRAE30pct-state-STD2013 | state | CO | 0.0934 | 0.73 | ASHRAE30pct-state-7_HotelSmall_STD2013_CO-GunnisonCounty-CO.table.csv.gz | Small Hotel | Gunnison Co Awos CO USA TMY3 WMO#=724677 | Electricity | 57416.6671 | 38358.3336 | 87780.5563 | 18286.1113 | 154908.3346 | 0 | 80611.1118 | 72.2222 | 0 | 0 | 0 | 0 | 0 | 0 | 437430.5591 | 0 | 437433.3368 | -2.7778 | -2.7778 | 5362.7167 | 3582.6684 | 8198.704 | 1707.9228 | 14468.4384 | 0 | 7529.0778 | 6.7456 | 0 | 0 | 0 | 0 | 0 | 0 | 40856.0142 | 0 | 40856.2737 | -0.25944 | -0.25944 | 195.9613 | 130.9158 | 299.5923 | 62.4099 | 528.6973 | 0 | 275.1232 | 0.24649 | 0 | 0 | 0 | 0 | 0 | 0 | 1492.9369 | 0 | 1492.9464 | -0.0094805 | -0.0094805 | 6.9347 | 1.4446 | 12.2376 | 6.3683 | 0.0057056 | 0 | 3.0303 | 4.5359 | 0 | 0 | 0 | 34.5573 | 34.5571 | 34.5571 | 2
CO_7_SH_2010_NG | 7 | SH | NG | 19944 | ASHRAE30pct-state-7 | HotelSmall | STD2010 | CO-GunnisonCounty-CO | Zone7 | Zone7(CO-GunnisonCounty-CO) | ASHRAE30pct-state-STD2010 | state | CO | 0.0934 | 0.73 | ASHRAE30pct-state-7_HotelSmall_STD2010_CO-GunnisonCounty-CO.table.csv.gz | Small Hotel | Gunnison Co Awos CO USA TMY3 WMO#=724677 | Natural Gas | 90772.4456 | 0 | 0 | 0 | 399495.4379 | 0 | 0 | 0 | 0 | 0 | 0 | 687811.9276 | 0 | 0 | 1178079.8111 | 0 | 1178079.8111 | 0 | 0 | 662.6389 | 0 | 0 | 0 | 2916.3167 | 0 | 0 | 0 | 0 | 0 | 0 | 5021.0271 | 0 | 0 | 8599.9826 | 0 | 8599.9826 | 0 | 0 | 90.7724 | 0 | 0 | 0 | 399.4954 | 0 | 0 | 0 | 0 | 0 | 0 | 687.8119 | 0 | 0 | 1178.0798 | 0 | 1178.0798 | 0 | 0 | 0 | 0 | 9.2472 | 0 | 0 | 0 | 0 | 2.1011 | 15.9208 | 0 | 0 | 27.2691 | 27.2691 | 27.2691 | 1
CO_7_SH_2013_NG | 7 | SH | NG | 20424 | ASHRAE30pct-state-7 | HotelSmall | STD2013 | CO-GunnisonCounty-CO | Zone7 | Zone7(CO-GunnisonCounty-CO) | ASHRAE30pct-state-STD2013 | state | CO | 0.0934 | 0.73 | ASHRAE30pct-state-7_HotelSmall_STD2013_CO-GunnisonCounty-CO.table.csv.gz | Small Hotel | Gunnison Co Awos CO USA TMY3 WMO#=724677 | Natural Gas | 91236.876 | 0 | 0 | 0 | 399495.4379 | 0 | 0 | 0 | 0 | 0 | 0 | 687736.1023 | 0 | 0 | 1178468.4162 | 0 | 1178468.4162 | 0 | 0 | 666.0292 | 0 | 0 | 0 | 2916.3167 | 0 | 0 | 0 | 0 | 0 | 0 | 5020.4735 | 0 | 0 | 8602.8194 | 0 | 8602.8194 | 0 | 0 | 91.2369 | 0 | 0 | 0 | 399.4954 | 0 | 0 | 0 | 0 | 0 | 0 | 687.7361 | 0 | 0 | 1178.4684 | 0 | 1178.4684 | 0 | 0 | 0 | 0 | 9.2472 | 0 | 0 | 0 | 0 | 2.1119 | 15.9191 | 0 | 0 | 27.2781 | 27.2781 | 27.2781 | 2
ME_7_SH_2010_EL | 7 | SH | EL | 19995 | ASHRAE30pct-state-7 | HotelSmall | STD2010 | ME-Caribou-ME | Zone7 | Zone7(ME-Caribou-ME) | ASHRAE30pct-state-STD2010 | state | ME | 0.1158 | 1.03 | ASHRAE30pct-state-7_HotelSmall_STD2010_ME-Caribou-ME.table.csv.gz | Small Hotel | Caribou Municipal Arpt ME USA TMY3 WMO#=727120 | Electricity | 131688.8899 | 39269.4448 | 114000.0009 | 18255.5557 | 164169.4458 | 0 | 77113.8895 | 72.2222 | 0 | 0 | 0 | 0 | 0 | 0 | 544569.4488 | 0 | 544569.4488 | 0 | 0 | 15249.5735 | 4547.4017 | 13201.2001 | 2113.9934 | 19010.8218 | 0 | 8929.7884 | 8.3633 | 0 | 0 | 0 | 0 | 0 | 0 | 63061.1422 | 0 | 63061.1422 | 0 | 0 | 449.4501 | 134.0254 | 389.0785 | 62.3056 | 560.3052 | 0 | 263.1873 | 0.24649 | 0 | 0 | 0 | 0 | 0 | 0 | 1858.5986 | 0 | 1858.5986 | 0 | 0 | 9.006 | 1.4422 | 12.9694 | 6.092 | 0.0057056 | 0 | 3.1023 | 10.4035 | 0 | 0 | 0 | 43.0211 | 43.0211 | 43.0211 | 1
ME_7_SH_2013_EL | 7 | SH | EL | 20475 | ASHRAE30pct-state-7 | HotelSmall | STD2013 | ME-Caribou-ME | Zone7 | Zone7(ME-Caribou-ME) | ASHRAE30pct-state-STD2013 | state | ME | 0.1158 | 1.03 | ASHRAE30pct-state-7_HotelSmall_STD2013_ME-Caribou-ME.table.csv.gz | Small Hotel | Caribou Municipal Arpt ME USA TMY3 WMO#=727120 | Electricity | 126250.001 | 33950.0003 | 88050.0007 | 18255.5557 | 154908.3346 | 0 | 76341.6673 | 72.2222 | 0 | 0 | 0 | 0 | 0 | 0 | 497825.004 | 0 | 497827.7818 | -2.7778 | -2.7778 | 14619.7501 | 3931.41 | 10196.1901 | 2113.9934 | 17938.3851 | 0 | 8840.3651 | 8.3633 | 0 | 0 | 0 | 0 | 0 | 0 | 57648.1355 | 0 | 57648.4571 | -0.32167 | -0.32167 | 430.8873 | 115.8703 | 300.5119 | 62.3056 | 528.6973 | 0 | 260.5517 | 0.24649 | 0 | 0 | 0 | 0 | 0 | 0 | 1699.0613 | 0 | 1699.0708 | -0.0094805 | -0.0094805 | 6.956 | 1.4422 | 12.2376 | 6.031 | 0.0057056 | 0 | 2.6821 | 9.9738 | 0 | 0 | 0 | 39.3285 | 39.3283 | 39.3283 | 2
ME_7_SH_2010_NG | 7 | SH | NG | 20004 | ASHRAE30pct-state-7 | HotelSmall | STD2010 | ME-Caribou-ME | Zone7 | Zone7(ME-Caribou-ME) | ASHRAE30pct-state-STD2010 | state | ME | 0.1158 | 1.03 | ASHRAE30pct-state-7_HotelSmall_STD2010_ME-Caribou-ME.table.csv.gz | Small Hotel | Caribou Municipal Arpt ME USA TMY3 WMO#=727120 | Natural Gas | 189743.5093 | 0 | 0 | 0 | 399495.4379 | 0 | 0 | 0 | 0 | 0 | 0 | 688162.62 | 0 | 0 | 1277401.5671 | 0 | 1277401.5671 | 0 | 0 | 1954.3581 | 0 | 0 | 0 | 4114.803 | 0 | 0 | 0 | 0 | 0 | 0 | 7088.075 | 0 | 0 | 13157.2361 | 0 | 13157.2361 | 0 | 0 | 189.7435 | 0 | 0 | 0 | 399.4954 | 0 | 0 | 0 | 0 | 0 | 0 | 688.1626 | 0 | 0 | 1277.4016 | 0 | 1277.4016 | 0 | 0 | 0 | 0 | 9.2472 | 0 | 0 | 0 | 0 | 4.392 | 15.929 | 0 | 0 | 29.5681 | 29.5681 | 29.5681 | 1
ME_7_SH_2013_NG | 7 | SH | NG | 20484 | ASHRAE30pct-state-7 | HotelSmall | STD2013 | ME-Caribou-ME | Zone7 | Zone7(ME-Caribou-ME) | ASHRAE30pct-state-STD2013 | state | ME | 0.1158 | 1.03 | ASHRAE30pct-state-7_HotelSmall_STD2013_ME-Caribou-ME.table.csv.gz | Small Hotel | Caribou Municipal Arpt ME USA TMY3 WMO#=727120 | Natural Gas | 189411.7733 | 0 | 0 | 0 | 399495.4379 | 0 | 0 | 0 | 0 | 0 | 0 | 688086.7946 | 0 | 0 | 1276984.5276 | 0 | 1276994.0058 | 0 | 0 | 1950.9413 | 0 | 0 | 0 | 4114.803 | 0 | 0 | 0 | 0 | 0 | 0 | 7087.294 | 0 | 0 | 13152.9406 | 0 | 13153.0383 | 0 | 0 | 189.4118 | 0 | 0 | 0 | 399.4954 | 0 | 0 | 0 | 0 | 0 | 0 | 688.0868 | 0 | 0 | 1276.9845 | 0 | 1276.994 | 0 | 0 | 0 | 0 | 9.2472 | 0 | 0 | 0 | 0 | 4.3843 | 15.9272 | 0 | 0 | 29.5587 | 29.5585 | 29.5587 | 2
MI_7_SH_2010_EL | 7 | SH | EL | 20055 | ASHRAE30pct-state-7 | HotelSmall | STD2010 | MI-SaultSteMarie-MI | Zone7 | Zone7(MI-SaultSteMarie-MI) | ASHRAE30pct-state-STD2010 | state | MI | 0.1095 | 0.82 | ASHRAE30pct-state-7_HotelSmall_STD2010_MI-SaultSteMarie-MI.table.csv.gz | Small Hotel | Sault Ste Marie Sanderson Fie MI USA TMY3 WMO#=727340 | Electricity | 111472.2231 | 40794.4448 | 113938.8898 | 18252.7779 | 164169.4458 | 0 | 77150.0006 | 72.2222 | 0 | 0 | 0 | 0 | 0 | 0 | 525847.2264 | 0 | 525850.0042 | -2.7778 | -2.7778 | 12206.2084 | 4466.9917 | 12476.3084 | 1998.6792 | 17976.5543 | 0 | 8447.9251 | 7.9083 | 0 | 0 | 0 | 0 | 0 | 0 | 57580.2713 | 0 | 57580.5755 | -0.30417 | -0.30417 | 380.4512 | 139.2302 | 388.8699 | 62.2962 | 560.3052 | 0 | 263.3106 | 0.24649 | 0 | 0 | 0 | 0 | 0 | 0 | 1794.7003 | 0 | 1794.7098 | -0.0094805 | -0.0094805 | 9.0012 | 1.442 | 12.9692 | 6.0949 | 0.0057056 | 0 | 3.2228 | 8.8063 | 0 | 0 | 0 | 41.5423 | 41.5421 | 41.5421 | 1
MI_7_SH_2013_EL | 7 | SH | EL | 20535 | ASHRAE30pct-state-7 | HotelSmall | STD2013 | MI-SaultSteMarie-MI | Zone7 | Zone7(MI-SaultSteMarie-MI) | ASHRAE30pct-state-STD2013 | state | MI | 0.1095 | 0.82 | ASHRAE30pct-state-7_HotelSmall_STD2013_MI-SaultSteMarie-MI.table.csv.gz | Small Hotel | Sault Ste Marie Sanderson Fie MI USA TMY3 WMO#=727340 | Electricity | 107027.7786 | 34777.7781 | 87725.0007 | 18252.7779 | 154908.3346 | 0 | 76283.3339 | 72.2222 | 0 | 0 | 0 | 0 | 0 | 0 | 479044.4483 | 0 | 479047.2261 | -2.7778 | -2.7778 | 11719.5418 | 3808.1667 | 9605.8876 | 1998.6792 | 16962.4626 | 0 | 8353.0251 | 7.9083 | 0 | 0 | 0 | 0 | 0 | 0 | 52455.3671 | 0 | 52455.6713 | -0.30417 | -0.30417 | 365.2825 | 118.6955 | 299.4027 | 62.2962 | 528.6973 | 0 | 260.3527 | 0.24649 | 0 | 0 | 0 | 0 | 0 | 0 | 1634.9639 | 0 | 1634.9733 | -0.0094805 | -0.0094805 | 6.9303 | 1.442 | 12.2376 | 6.0264 | 0.0057056 | 0 | 2.7475 | 8.4552 | 0 | 0 | 0 | 37.8449 | 37.8446 | 37.8446 | 2
MI_7_SH_2010_NG | 7 | SH | NG | 20064 | ASHRAE30pct-state-7 | HotelSmall | STD2010 | MI-SaultSteMarie-MI | Zone7 | Zone7(MI-SaultSteMarie-MI) | ASHRAE30pct-state-STD2010 | state | MI | 0.1095 | 0.82 | ASHRAE30pct-state-7_HotelSmall_STD2010_MI-SaultSteMarie-MI.table.csv.gz | Small Hotel | Sault Ste Marie Sanderson Fie MI USA TMY3 WMO#=727340 | Natural Gas | 168910.489 | 0 | 0 | 0 | 399495.4379 | 0 | 0 | 0 | 0 | 0 | 0 | 688077.3164 | 0 | 0 | 1256483.2433 | 0 | 1256483.2433 | 0 | 0 | 1385.066 | 0 | 0 | 0 | 3275.8626 | 0 | 0 | 0 | 0 | 0 | 0 | 5642.234 | 0 | 0 | 10303.1626 | 0 | 10303.1626 | 0 | 0 | 168.9105 | 0 | 0 | 0 | 399.4954 | 0 | 0 | 0 | 0 | 0 | 0 | 688.0773 | 0 | 0 | 1256.4832 | 0 | 1256.4832 | 0 | 0 | 0 | 0 | 9.2472 | 0 | 0 | 0 | 0 | 3.9098 | 15.927 | 0 | 0 | 29.0839 | 29.0839 | 29.0839 | 1
MI_7_SH_2013_NG | 7 | SH | NG | 20544 | ASHRAE30pct-state-7 | HotelSmall | STD2013 | MI-SaultSteMarie-MI | Zone7 | Zone7(MI-SaultSteMarie-MI) | ASHRAE30pct-state-STD2013 | state | MI | 0.1095 | 0.82 | ASHRAE30pct-state-7_HotelSmall_STD2013_MI-SaultSteMarie-MI.table.csv.gz | Small Hotel | Sault Ste Marie Sanderson Fie MI USA TMY3 WMO#=727340 | Natural Gas | 169877.2624 | 0 | 0 | 0 | 399495.4379 | 0 | 0 | 0 | 0 | 0 | 0 | 688001.4911 | 0 | 0 | 1257383.6696 | 0 | 1257374.1914 | 0 | 0 | 1392.9936 | 0 | 0 | 0 | 3275.8626 | 0 | 0 | 0 | 0 | 0 | 0 | 5641.6122 | 0 | 0 | 10310.5461 | 0 | 10310.4684 | 0 | 0 | 169.8773 | 0 | 0 | 0 | 399.4954 | 0 | 0 | 0 | 0 | 0 | 0 | 688.0015 | 0 | 0 | 1257.3837 | 0 | 1257.3742 | 0 | 0 | 0 | 0 | 9.2472 | 0 | 0 | 0 | 0 | 3.9322 | 15.9252 | 0 | 0 | 29.1045 | 29.1048 | 29.1045 | 2
MN_7_SH_2010_EL | 7 | SH | EL | 20115 | ASHRAE30pct-state-7 | HotelSmall | STD2010 | MN-Duluth-MN | Zone7 | Zone7(MN-Duluth-MN) | ASHRAE30pct-state-STD2010 | state | MN | 0.0886 | 0.62 | ASHRAE30pct-state-7_HotelSmall_STD2010_MN-Duluth-MN.table.csv.gz | Small Hotel | Duluth International Arpt MN USA TMY3 WMO#=727450 | Electricity | 129986.1122 | 42119.4448 | 113966.6676 | 18250.0001 | 164169.4458 | 0 | 77752.7784 | 72.2222 | 0 | 0 | 0 | 0 | 0 | 0 | 546316.671 | 0 | 546316.671 | 0 | 0 | 11516.7695 | 3731.7828 | 10097.4467 | 1616.95 | 14545.4129 | 0 | 6888.8962 | 6.3989 | 0 | 0 | 0 | 0 | 0 | 0 | 48403.6571 | 0 | 48403.6571 | 0 | 0 | 443.6386 | 143.7524 | 388.9647 | 62.2867 | 560.3052 | 0 | 265.3678 | 0.24649 | 0 | 0 | 0 | 0 | 0 | 0 | 1864.5619 | 0 | 1864.5619 | 0 | 0 | 9.0034 | 1.4418 | 12.9694 | 6.1425 | 0.0057056 | 0 | 3.3274 | 10.2689 | 0 | 0 | 0 | 43.1592 | 43.1592 | 43.1592 | 1
MN_7_SH_2013_EL | 7 | SH | EL | 20595 | ASHRAE30pct-state-7 | HotelSmall | STD2013 | MN-Duluth-MN | Zone7 | Zone7(MN-Duluth-MN) | ASHRAE30pct-state-STD2013 | state | MN | 0.0886 | 0.62 | ASHRAE30pct-state-7_HotelSmall_STD2013_MN-Duluth-MN.table.csv.gz | Small Hotel | Duluth International Arpt MN USA TMY3 WMO#=727450 | Electricity | 124311.1121 | 35902.7781 | 87755.5563 | 18250.0001 | 154908.3346 | 0 | 76780.5562 | 72.2222 | 0 | 0 | 0 | 0 | 0 | 0 | 497977.7818 | 0 | 497980.5595 | -2.7778 | -2.7778 | 11013.9645 | 3180.9861 | 7775.1423 | 1616.95 | 13724.8784 | 0 | 6802.7573 | 6.3989 | 0 | 0 | 0 | 0 | 0 | 0 | 44120.8315 | 0 | 44121.0776 | -0.24611 | -0.24611 | 424.27 | 122.5351 | 299.507 | 62.2867 | 528.6973 | 0 | 262.0497 | 0.24649 | 0 | 0 | 0 | 0 | 0 | 0 | 1699.5827 | 0 | 1699.5922 | -0.0094805 | -0.0094805 | 6.9327 | 1.4418 | 12.2376 | 6.0657 | 0.0057056 | 0 | 2.8363 | 9.8206 | 0 | 0 | 0 | 39.3406 | 39.3404 | 39.3404 | 2
MN_7_SH_2010_NG | 7 | SH | NG | 20124 | ASHRAE30pct-state-7 | HotelSmall | STD2010 | MN-Duluth-MN | Zone7 | Zone7(MN-Duluth-MN) | ASHRAE30pct-state-STD2010 | state | MN | 0.0886 | 0.62 | ASHRAE30pct-state-7_HotelSmall_STD2010_MN-Duluth-MN.table.csv.gz | Small Hotel | Duluth International Arpt MN USA TMY3 WMO#=727450 | Natural Gas | 181393.2404 | 0 | 0 | 0 | 399495.4379 | 0 | 0 | 0 | 0 | 0 | 0 | 688153.1418 | 0 | 0 | 1269041.8201 | 0 | 1269041.8201 | 0 | 0 | 1124.6381 | 0 | 0 | 0 | 2476.8717 | 0 | 0 | 0 | 0 | 0 | 0 | 4266.5495 | 0 | 0 | 7868.0593 | 0 | 7868.0593 | 0 | 0 | 181.3932 | 0 | 0 | 0 | 399.4954 | 0 | 0 | 0 | 0 | 0 | 0 | 688.1531 | 0 | 0 | 1269.0418 | 0 | 1269.0418 | 0 | 0 | 0 | 0 | 9.2472 | 0 | 0 | 0 | 0 | 4.1987 | 15.9287 | 0 | 0 | 29.3746 | 29.3746 | 29.3746 | 1
MN_7_SH_2013_NG | 7 | SH | NG | 20604 | ASHRAE30pct-state-7 | HotelSmall | STD2013 | MN-Duluth-MN | Zone7 | Zone7(MN-Duluth-MN) | ASHRAE30pct-state-STD2013 | state | MN | 0.0886 | 0.62 | ASHRAE30pct-state-7_HotelSmall_STD2013_MN-Duluth-MN.table.csv.gz | Small Hotel | Duluth International Arpt MN USA TMY3 WMO#=727450 | Natural Gas | 181696.5419 | 0 | 0 | 0 | 399495.4379 | 0 | 0 | 0 | 0 | 0 | 0 | 688058.3601 | 0 | 0 | 1269250.3399 | 0 | 1269250.3399 | 0 | 0 | 1126.5186 | 0 | 0 | 0 | 2476.8717 | 0 | 0 | 0 | 0 | 0 | 0 | 4265.9618 | 0 | 0 | 7869.3521 | 0 | 7869.3521 | 0 | 0 | 181.6965 | 0 | 0 | 0 | 399.4954 | 0 | 0 | 0 | 0 | 0 | 0 | 688.0584 | 0 | 0 | 1269.2503 | 0 | 1269.2503 | 0 | 0 | 0 | 0 | 9.2472 | 0 | 0 | 0 | 0 | 4.2057 | 15.9265 | 0 | 0 | 29.3794 | 29.3794 | 29.3794 | 2
ND_7_SH_2010_EL | 7 | SH | EL | 20175 | ASHRAE30pct-state-7 | HotelSmall | STD2010 | ND-Minot-ND | Zone7 | Zone7(ND-Minot-ND) | ASHRAE30pct-state-STD2010 | state | ND | 0.0798 | 0.59 | ASHRAE30pct-state-7_HotelSmall_STD2010_ND-Minot-ND.table.csv.gz | Small Hotel | Minot Faa Ap ND USA TMY3 WMO#=727676 | Electricity | 126452.7788 | 49905.556 | 114000.0009 | 18244.4446 | 164169.4458 | 0 | 78780.5562 | 72.2222 | 0 | 0 | 0 | 0 | 0 | 0 | 551625.0044 | 0 | 551625.0044 | 0 | 0 | 10090.9317 | 3982.4634 | 9097.2001 | 1455.9067 | 13100.7218 | 0 | 6286.6884 | 5.7633 | 0 | 0 | 0 | 0 | 0 | 0 | 44019.6754 | 0 | 44019.6754 | 0 | 0 | 431.5794 | 170.3261 | 389.0785 | 62.2677 | 560.3052 | 0 | 268.8756 | 0.24649 | 0 | 0 | 0 | 0 | 0 | 0 | 1882.679 | 0 | 1882.679 | 0 | 0 | 9.006 | 1.4413 | 12.9694 | 6.2237 | 0.0057056 | 0 | 3.9426 | 9.9898 | 0 | 0 | 0 | 43.5785 | 43.5785 | 43.5785 | 1
ND_7_SH_2013_EL | 7 | SH | EL | 20655 | ASHRAE30pct-state-7 | HotelSmall | STD2013 | ND-Minot-ND | Zone7 | Zone7(ND-Minot-ND) | ASHRAE30pct-state-STD2013 | state | ND | 0.0798 | 0.59 | ASHRAE30pct-state-7_HotelSmall_STD2013_ND-Minot-ND.table.csv.gz | Small Hotel | Minot Faa Ap ND USA TMY3 WMO#=727676 | Electricity | 120600.001 | 42761.1115 | 87830.5563 | 18244.4446 | 154908.3346 | 0 | 77725.0006 | 72.2222 | 0 | 0 | 0 | 0 | 0 | 0 | 502141.6707 | 0 | 502141.6707 | 0 | 0 | 9623.8801 | 3412.3367 | 7008.8784 | 1455.9067 | 12361.6851 | 0 | 6202.455 | 5.7633 | 0 | 0 | 0 | 0 | 0 | 0 | 40070.9053 | 0 | 40070.9053 | 0 | 0 | 411.6041 | 145.9423 | 299.763 | 62.2677 | 528.6973 | 0 | 265.273 | 0.24649 | 0 | 0 | 0 | 0 | 0 | 0 | 1713.794 | 0 | 1713.794 | 0 | 0 | 6.9386 | 1.4413 | 12.2378 | 6.1403 | 0.0057056 | 0 | 3.3781 | 9.5274 | 0 | 0 | 0 | 39.6693 | 39.6693 | 39.6693 | 2
ND_7_SH_2010_NG | 7 | SH | NG | 20184 | ASHRAE30pct-state-7 | HotelSmall | STD2010 | ND-Minot-ND | Zone7 | Zone7(ND-Minot-ND) | ASHRAE30pct-state-STD2010 | state | ND | 0.0798 | 0.59 | ASHRAE30pct-state-7_HotelSmall_STD2010_ND-Minot-ND.table.csv.gz | Small Hotel | Minot Faa Ap ND USA TMY3 WMO#=727676 | Natural Gas | 170190.0421 | 0 | 0 | 0 | 399495.4379 | 0 | 0 | 0 | 0 | 0 | 0 | 688048.8819 | 0 | 0 | 1257734.3619 | 0 | 1257734.3619 | 0 | 0 | 1004.1212 | 0 | 0 | 0 | 2357.0231 | 0 | 0 | 0 | 0 | 0 | 0 | 4059.4884 | 0 | 0 | 7420.6327 | 0 | 7420.6327 | 0 | 0 | 170.19 | 0 | 0 | 0 | 399.4954 | 0 | 0 | 0 | 0 | 0 | 0 | 688.0489 | 0 | 0 | 1257.7344 | 0 | 1257.7344 | 0 | 0 | 0 | 0 | 9.2472 | 0 | 0 | 0 | 0 | 3.9394 | 15.9263 | 0 | 0 | 29.1129 | 29.1129 | 29.1129 | 1
ND_7_SH_2013_NG | 7 | SH | NG | 20664 | ASHRAE30pct-state-7 | HotelSmall | STD2013 | ND-Minot-ND | Zone7 | Zone7(ND-Minot-ND) | ASHRAE30pct-state-STD2013 | state | ND | 0.0798 | 0.59 | ASHRAE30pct-state-7_HotelSmall_STD2013_ND-Minot-ND.table.csv.gz | Small Hotel | Minot Faa Ap ND USA TMY3 WMO#=727676 | Natural Gas | 170000.4786 | 0 | 0 | 0 | 399495.4379 | 0 | 0 | 0 | 0 | 0 | 0 | 687973.0566 | 0 | 0 | 1257468.9731 | 0 | 1257468.9731 | 0 | 0 | 1003.0028 | 0 | 0 | 0 | 2357.0231 | 0 | 0 | 0 | 0 | 0 | 0 | 4059.041 | 0 | 0 | 7419.0669 | 0 | 7419.0669 | 0 | 0 | 170.0005 | 0 | 0 | 0 | 399.4954 | 0 | 0 | 0 | 0 | 0 | 0 | 687.9731 | 0 | 0 | 1257.469 | 0 | 1257.469 | 0 | 0 | 0 | 0 | 9.2472 | 0 | 0 | 0 | 0 | 3.935 | 15.9246 | 0 | 0 | 29.1067 | 29.1067 | 29.1067 | 2
WI_7_SH_2010_EL | 7 | SH | EL | 20235 | ASHRAE30pct-state-7 | HotelSmall | STD2010 | WI-Duluth-MN | Zone7 | Zone7(WI-Duluth-MN) | ASHRAE30pct-state-STD2010 | state | WI | 0.1054 | 0.72 | ASHRAE30pct-state-7_HotelSmall_STD2010_WI-Duluth-MN.table.csv.gz | Small Hotel | Duluth International Arpt MN USA TMY3 WMO#=727450 | Electricity | 129986.1122 | 42119.4448 | 113966.6676 | 18250.0001 | 164169.4458 | 0 | 77752.7784 | 72.2222 | 0 | 0 | 0 | 0 | 0 | 0 | 546316.671 | 0 | 546316.671 | 0 | 0 | 13700.5362 | 4439.3895 | 12012.0868 | 1923.55 | 17303.4596 | 0 | 8195.1428 | 7.6122 | 0 | 0 | 0 | 0 | 0 | 0 | 57581.7771 | 0 | 57581.7771 | 0 | 0 | 443.6386 | 143.7524 | 388.9647 | 62.2867 | 560.3052 | 0 | 265.3678 | 0.24649 | 0 | 0 | 0 | 0 | 0 | 0 | 1864.5619 | 0 | 1864.5619 | 0 | 0 | 9.0034 | 1.4418 | 12.9694 | 6.1425 | 0.0057056 | 0 | 3.3274 | 10.2689 | 0 | 0 | 0 | 43.1592 | 43.1592 | 43.1592 | 1
WI_7_SH_2013_EL | 7 | SH | EL | 20715 | ASHRAE30pct-state-7 | HotelSmall | STD2013 | WI-Duluth-MN | Zone7 | Zone7(WI-Duluth-MN) | ASHRAE30pct-state-STD2013 | state | WI | 0.1054 | 0.72 | ASHRAE30pct-state-7_HotelSmall_STD2013_WI-Duluth-MN.table.csv.gz | Small Hotel | Duluth International Arpt MN USA TMY3 WMO#=727450 | Electricity | 124311.1121 | 35902.7781 | 87755.5563 | 18250.0001 | 154908.3346 | 0 | 76780.5562 | 72.2222 | 0 | 0 | 0 | 0 | 0 | 0 | 497977.7818 | 0 | 497980.5595 | -2.7778 | -2.7778 | 13102.3912 | 3784.1528 | 9249.4356 | 1923.55 | 16327.3385 | 0 | 8092.6706 | 7.6122 | 0 | 0 | 0 | 0 | 0 | 0 | 52486.8582 | 0 | 52487.151 | -0.29278 | -0.29278 | 424.27 | 122.5351 | 299.507 | 62.2867 | 528.6973 | 0 | 262.0497 | 0.24649 | 0 | 0 | 0 | 0 | 0 | 0 | 1699.5827 | 0 | 1699.5922 | -0.0094805 | -0.0094805 | 6.9327 | 1.4418 | 12.2376 | 6.0657 | 0.0057056 | 0 | 2.8363 | 9.8206 | 0 | 0 | 0 | 39.3406 | 39.3404 | 39.3404 | 2
WI_7_SH_2010_NG | 7 | SH | NG | 20244 | ASHRAE30pct-state-7 | HotelSmall | STD2010 | WI-Duluth-MN | Zone7 | Zone7(WI-Duluth-MN) | ASHRAE30pct-state-STD2010 | state | WI | 0.1054 | 0.72 | ASHRAE30pct-state-7_HotelSmall_STD2010_WI-Duluth-MN.table.csv.gz | Small Hotel | Duluth International Arpt MN USA TMY3 WMO#=727450 | Natural Gas | 181393.2404 | 0 | 0 | 0 | 399495.4379 | 0 | 0 | 0 | 0 | 0 | 0 | 688153.1418 | 0 | 0 | 1269041.8201 | 0 | 1269041.8201 | 0 | 0 | 1306.0313 | 0 | 0 | 0 | 2876.3672 | 0 | 0 | 0 | 0 | 0 | 0 | 4954.7026 | 0 | 0 | 9137.1011 | 0 | 9137.1011 | 0 | 0 | 181.3932 | 0 | 0 | 0 | 399.4954 | 0 | 0 | 0 | 0 | 0 | 0 | 688.1531 | 0 | 0 | 1269.0418 | 0 | 1269.0418 | 0 | 0 | 0 | 0 | 9.2472 | 0 | 0 | 0 | 0 | 4.1987 | 15.9287 | 0 | 0 | 29.3746 | 29.3746 | 29.3746 | 1
WI_7_SH_2013_NG | 7 | SH | NG | 20724 | ASHRAE30pct-state-7 | HotelSmall | STD2013 | WI-Duluth-MN | Zone7 | Zone7(WI-Duluth-MN) | ASHRAE30pct-state-STD2013 | state | WI | 0.1054 | 0.72 | ASHRAE30pct-state-7_HotelSmall_STD2013_WI-Duluth-MN.table.csv.gz | Small Hotel | Duluth International Arpt MN USA TMY3 WMO#=727450 | Natural Gas | 181696.5419 | 0 | 0 | 0 | 399495.4379 | 0 | 0 | 0 | 0 | 0 | 0 | 688058.3601 | 0 | 0 | 1269250.3399 | 0 | 1269250.3399 | 0 | 0 | 1308.2151 | 0 | 0 | 0 | 2876.3672 | 0 | 0 | 0 | 0 | 0 | 0 | 4954.0202 | 0 | 0 | 9138.6024 | 0 | 9138.6024 | 0 | 0 | 181.6965 | 0 | 0 | 0 | 399.4954 | 0 | 0 | 0 | 0 | 0 | 0 | 688.0584 | 0 | 0 | 1269.2503 | 0 | 1269.2503 | 0 | 0 | 0 | 0 | 9.2472 | 0 | 0 | 0 | 0 | 4.2057 | 15.9265 | 0 | 0 | 29.3794 | 29.3794 | 29.3794 | 2
WY_7_SH_2010_EL | 7 | SH | EL | 20295 | ASHRAE30pct-state-7 | HotelSmall | STD2010 | WY-JacksonHole-WY | Zone7 | Zone7(WY-JacksonHole-WY) | ASHRAE30pct-state-STD2010 | state | WY | 0.0823 | 0.68 | ASHRAE30pct-state-7_HotelSmall_STD2010_WY-JacksonHole-WY.table.csv.gz | Small Hotel | Jackson Hole WY USA TMY3 WMO#=725776 | Electricity | 74958.3339 | 38638.8892 | 113994.4454 | 18272.2224 | 164169.4458 | 0 | 81236.1118 | 72.2222 | 0 | 0 | 0 | 0 | 0 | 0 | 491341.6706 | 0 | 491341.6706 | 0 | 0 | 6169.0709 | 3179.9806 | 9381.7429 | 1503.8039 | 13511.1454 | 0 | 6685.732 | 5.9439 | 0 | 0 | 0 | 0 | 0 | 0 | 40437.4195 | 0 | 40437.4195 | 0 | 0 | 255.8305 | 131.8733 | 389.0595 | 62.3625 | 560.3052 | 0 | 277.2563 | 0.24649 | 0 | 0 | 0 | 0 | 0 | 0 | 1676.9339 | 0 | 1676.9339 | 0 | 0 | 9.0056 | 1.4435 | 12.9694 | 6.4177 | 0.0057056 | 0 | 3.0525 | 5.9217 | 0 | 0 | 0 | 38.8161 | 38.8161 | 38.8161 | 1
WY_7_SH_2013_EL | 7 | SH | EL | 20775 | ASHRAE30pct-state-7 | HotelSmall | STD2013 | WY-JacksonHole-WY | Zone7 | Zone7(WY-JacksonHole-WY) | ASHRAE30pct-state-STD2013 | state | WY | 0.0823 | 0.68 | ASHRAE30pct-state-7_HotelSmall_STD2013_WY-JacksonHole-WY.table.csv.gz | Small Hotel | Jackson Hole WY USA TMY3 WMO#=725776 | Electricity | 69358.3339 | 33519.4447 | 87794.4451 | 18272.2224 | 154908.3346 | 0 | 80200.0006 | 72.2222 | 0 | 0 | 0 | 0 | 0 | 0 | 444125.0036 | 0 | 444125.0036 | 0 | 0 | 5708.1909 | 2758.6503 | 7225.4828 | 1503.8039 | 12748.9559 | 0 | 6600.4601 | 5.9439 | 0 | 0 | 0 | 0 | 0 | 0 | 36551.4878 | 0 | 36551.4878 | 0 | 0 | 236.7178 | 114.4008 | 299.6397 | 62.3625 | 528.6973 | 0 | 273.7201 | 0.24649 | 0 | 0 | 0 | 0 | 0 | 0 | 1515.7849 | 0 | 1515.7849 | 0 | 0 | 6.9358 | 1.4435 | 12.2378 | 6.3358 | 0.0057056 | 0 | 2.648 | 5.4793 | 0 | 0 | 0 | 35.086 | 35.086 | 35.086 | 2
WY_7_SH_2010_NG | 7 | SH | NG | 20304 | ASHRAE30pct-state-7 | HotelSmall | STD2010 | WY-JacksonHole-WY | Zone7 | Zone7(WY-JacksonHole-WY) | ASHRAE30pct-state-STD2010 | state | WY | 0.0823 | 0.68 | ASHRAE30pct-state-7_HotelSmall_STD2010_WY-JacksonHole-WY.table.csv.gz | Small Hotel | Jackson Hole WY USA TMY3 WMO#=725776 | Natural Gas | 104838.0516 | 0 | 0 | 0 | 399495.4379 | 0 | 0 | 0 | 0 | 0 | 0 | 687982.5347 | 0 | 0 | 1192306.5461 | 0 | 1192316.0243 | 0 | 0 | 712.8988 | 0 | 0 | 0 | 2716.569 | 0 | 0 | 0 | 0 | 0 | 0 | 4678.2812 | 0 | 0 | 8107.6845 | 0 | 8107.749 | 0 | 0 | 104.8381 | 0 | 0 | 0 | 399.4954 | 0 | 0 | 0 | 0 | 0 | 0 | 687.9825 | 0 | 0 | 1192.3065 | 0 | 1192.316 | 0 | 0 | 0 | 0 | 9.2472 | 0 | 0 | 0 | 0 | 2.4267 | 15.9248 | 0 | 0 | 27.5986 | 27.5984 | 27.5986 | 1
WY_7_SH_2013_NG | 7 | SH | NG | 20784 | ASHRAE30pct-state-7 | HotelSmall | STD2013 | WY-JacksonHole-WY | Zone7 | Zone7(WY-JacksonHole-WY) | ASHRAE30pct-state-STD2013 | state | WY | 0.0823 | 0.68 | ASHRAE30pct-state-7_HotelSmall_STD2013_WY-JacksonHole-WY.table.csv.gz | Small Hotel | Jackson Hole WY USA TMY3 WMO#=725776 | Natural Gas | 105359.3511 | 0 | 0 | 0 | 399495.4379 | 0 | 0 | 0 | 0 | 0 | 0 | 687906.7094 | 0 | 0 | 1192761.4983 | 0 | 1192761.4983 | 0 | 0 | 716.4436 | 0 | 0 | 0 | 2716.569 | 0 | 0 | 0 | 0 | 0 | 0 | 4677.7656 | 0 | 0 | 8110.7782 | 0 | 8110.7782 | 0 | 0 | 105.3594 | 0 | 0 | 0 | 399.4954 | 0 | 0 | 0 | 0 | 0 | 0 | 687.9067 | 0 | 0 | 1192.7615 | 0 | 1192.7615 | 0 | 0 | 0 | 0 | 9.2472 | 0 | 0 | 0 | 0 | 2.4388 | 15.923 | 0 | 0 | 27.6089 | 27.6089 | 27.6089 | 2
AK_8_SH_2010_EL | 8 | SH | EL | 20895 | ASHRAE30pct-state-8 | HotelSmall | STD2010 | AK-Fairbanks-AK | Zone8 | Zone8(AK-Fairbanks-AK) | ASHRAE30pct-state-STD2010 | state | AK | 0.1479 | 0.81 | ASHRAE30pct-state-8_HotelSmall_STD2010_AK-Fairbanks-AK.table.csv.gz | Small Hotel | Fairbanks Intl Arpt AK USA TMY3 WMO#=702610 | Electricity | 215513.8906 | 30777.778 | 114227.7787 | 18136.1113 | 164169.4458 | 0 | 77530.5562 | 72.2222 | 0 | 0 | 0 | 0 | 0 | 0 | 620430.5605 | 0 | 620427.7827 | 2.7778 | 2.7778 | 31874.5044 | 4552.0334 | 16894.2885 | 2682.3309 | 24280.661 | 0 | 11466.7693 | 10.6817 | 0 | 0 | 0 | 0 | 0 | 0 | 91761.6799 | 0 | 91761.2691 | 0.41083 | 0.41083 | 735.5422 | 105.0436 | 389.8559 | 61.898 | 560.3052 | 0 | 264.6094 | 0.24649 | 0 | 0 | 0 | 0 | 0 | 0 | 2117.5103 | 0 | 2117.5008 | 0.0094805 | 0.0094805 | 9.024 | 1.4328 | 12.9696 | 6.1249 | 0.0057056 | 0 | 2.4315 | 17.0257 | 0 | 0 | 0 | 49.014 | 49.0142 | 49.0142 | 1
AK_8_SH_2013_EL | 8 | SH | EL | 20955 | ASHRAE30pct-state-8 | HotelSmall | STD2013 | AK-Fairbanks-AK | Zone8 | Zone8(AK-Fairbanks-AK) | ASHRAE30pct-state-STD2013 | state | AK | 0.1479 | 0.81 | ASHRAE30pct-state-8_HotelSmall_STD2013_AK-Fairbanks-AK.table.csv.gz | Small Hotel | Fairbanks Intl Arpt AK USA TMY3 WMO#=702610 | Electricity | 200872.2238 | 26150.0002 | 89302.7785 | 18136.1113 | 154908.3346 | 0 | 76452.7784 | 72.2222 | 0 | 0 | 0 | 0 | 0 | 0 | 565894.449 | 0 | 565894.449 | 0 | 0 | 29709.0019 | 3867.585 | 13207.8809 | 2682.3309 | 22910.9427 | 0 | 11307.3659 | 10.6817 | 0 | 0 | 0 | 0 | 0 | 0 | 83695.789 | 0 | 83695.789 | 0 | 0 | 685.5707 | 89.2491 | 304.7876 | 61.898 | 528.6973 | 0 | 260.931 | 0.24649 | 0 | 0 | 0 | 0 | 0 | 0 | 1931.3802 | 0 | 1931.3802 | 0 | 0 | 7.0549 | 1.4328 | 12.2378 | 6.0398 | 0.0057056 | 0 | 2.0659 | 15.869 | 0 | 0 | 0 | 44.7058 | 44.7058 | 44.7058 | 2
AK_8_SH_2010_NG | 8 | SH | NG | 20904 | ASHRAE30pct-state-8 | HotelSmall | STD2010 | AK-Fairbanks-AK | Zone8 | Zone8(AK-Fairbanks-AK) | ASHRAE30pct-state-STD2010 | state | AK | 0.1479 | 0.81 | ASHRAE30pct-state-8_HotelSmall_STD2010_AK-Fairbanks-AK.table.csv.gz | Small Hotel | Fairbanks Intl Arpt AK USA TMY3 WMO#=702610 | Natural Gas | 305225.5472 | 0 | 0 | 0 | 399495.4379 | 0 | 0 | 0 | 0 | 0 | 0 | 751903.3213 | 0 | 0 | 1456624.3064 | 0 | 1456624.3064 | 0 | 0 | 2472.3269 | 0 | 0 | 0 | 3235.913 | 0 | 0 | 0 | 0 | 0 | 0 | 6090.4169 | 0 | 0 | 11798.6569 | 0 | 11798.6569 | 0 | 0 | 305.2255 | 0 | 0 | 0 | 399.4954 | 0 | 0 | 0 | 0 | 0 | 0 | 751.9033 | 0 | 0 | 1456.6243 | 0 | 1456.6243 | 0 | 0 | 0 | 0 | 9.2472 | 0 | 0 | 0 | 0 | 7.0651 | 17.4044 | 0 | 0 | 33.7166 | 33.7166 | 33.7166 | 1
AK_8_SH_2013_NG | 8 | SH | NG | 20964 | ASHRAE30pct-state-8 | HotelSmall | STD2013 | AK-Fairbanks-AK | Zone8 | Zone8(AK-Fairbanks-AK) | ASHRAE30pct-state-STD2013 | state | AK | 0.1479 | 0.81 | ASHRAE30pct-state-8_HotelSmall_STD2013_AK-Fairbanks-AK.table.csv.gz | Small Hotel | Fairbanks Intl Arpt AK USA TMY3 WMO#=702610 | Natural Gas | 292041.411 | 0 | 0 | 0 | 399495.4379 | 0 | 0 | 0 | 0 | 0 | 0 | 751666.367 | 0 | 0 | 1443203.2159 | 0 | 1443203.2159 | 0 | 0 | 2365.5354 | 0 | 0 | 0 | 3235.913 | 0 | 0 | 0 | 0 | 0 | 0 | 6088.4976 | 0 | 0 | 11689.946 | 0 | 11689.946 | 0 | 0 | 292.0414 | 0 | 0 | 0 | 399.4954 | 0 | 0 | 0 | 0 | 0 | 0 | 751.6664 | 0 | 0 | 1443.2032 | 0 | 1443.2032 | 0 | 0 | 0 | 0 | 9.2472 | 0 | 0 | 0 | 0 | 6.7599 | 17.3989 | 0 | 0 | 33.4059 | 33.4059 | 33.4059 | 2
FL_1A_LO_2010_EL | 1A | LO | EL | 1152 | ASHRAE30pct-state-1A | OfficeLarge | STD2010 | FL-Miami-FL | Zone1A | Zone1A(FL-Miami-FL) | ASHRAE30pct-state-STD2010 | state | FL | 0.0976 | 1.01 | ASHRAE30pct-state-1A_OfficeLarge_STD2010_FL-Miami-FL.table.csv.gz | Large Office | Miami Intl Ap FL USA TMY3 WMO#=722020 | Electricity | 30.5556 | 2355461.13 | 1066730.5641 | 189227.7793 | 5632122.2673 | 529147.2265 | 685547.2277 | 327991.6693 | 329227.7804 | 561.1111 | 0 | 0 | 0 | 0 | 11138372.3113 | 0 | 11116047.3112 | 22325.0002 | 551472.2266 | 2.9822 | 229893.0063 | 104112.9031 | 18468.6313 | 549695.1333 | 51644.7693 | 66909.4094 | 32011.9869 | 32132.6314 | 54.7644 | 0 | 0 | 0 | 0 | 1087105.1376 | 0 | 1084926.2176 | 2178.92 | 53823.6893 | 0.10429 | 8039.1158 | 3640.7183 | 645.8285 | 19222.2587 | 1805.9631 | 2339.7514 | 1119.4254 | 1123.6442 | 1.9151 | 0 | 0 | 0 | 0 | 38014.9194 | 0 | 37938.7249 | 76.1945 | 1882.1576 | 7.3021 | 1.2953 | 42.3284 | 4.6928 | 2.2452 | 0 | 18.3774 | 0.00020916 | 0 | 0.003841 | 0 | 76.0923 | 76.2452 | 76.2452 | 1
FL_1A_LO_2013_EL | 1A | LO | EL | 1272 | ASHRAE30pct-state-1A | OfficeLarge | STD2013 | FL-Miami-FL | Zone1A | Zone1A(FL-Miami-FL) | ASHRAE30pct-state-STD2013 | state | FL | 0.0976 | 1.01 | ASHRAE30pct-state-1A_OfficeLarge_STD2013_FL-Miami-FL.table.csv.gz | Large Office | Miami Intl Ap FL USA TMY3 WMO#=722020 | Electricity | 0 | 2004911.1272 | 945541.6742 | 189227.7793 | 5626841.7117 | 528030.5598 | 624286.1161 | 280455.5578 | 279822.2245 | 552.7778 | 129747.2233 | 0 | 0 | 0 | 10631594.5295 | 0 | 10609416.7515 | 22177.778 | 550208.3377 | 0 | 195679.326 | 92284.8674 | 18468.6313 | 549179.7511 | 51535.7826 | 60930.3249 | 27372.4624 | 27310.6491 | 53.9511 | 12663.329 | 0 | 0 | 0 | 1037643.6261 | 0 | 1035479.075 | 2164.5511 | 53700.3338 | 0 | 6842.6995 | 3227.1044 | 645.8285 | 19204.2363 | 1802.1519 | 2130.6692 | 957.1861 | 955.0246 | 1.8866 | 442.8233 | 0 | 0 | 0 | 36285.3025 | 0 | 36209.6105 | 75.6921 | 1877.844 | 6.4725 | 1.2953 | 42.2836 | 4.2734 | 1.9198 | 0.88815 | 15.6396 | 0 | 0 | 0.0037839 | 0 | 72.6243 | 72.7761 | 72.7761 | 2
FL_1A_LO_2010_NG | 1A | LO | NG | 1161 | ASHRAE30pct-state-1A | OfficeLarge | STD2010 | FL-Miami-FL | Zone1A | Zone1A(FL-Miami-FL) | ASHRAE30pct-state-STD2010 | state | FL | 0.0976 | 1.01 | ASHRAE30pct-state-1A_OfficeLarge_STD2010_FL-Miami-FL.table.csv.gz | Large Office | Miami Intl Ap FL USA TMY3 WMO#=722020 | Natural Gas | 54736.4387 | 0 | 0 | 0 | 0 | 0 | 0 | 0 | 0 | 0 | 0 | 375411.4049 | 0 | 0 | 430147.8436 | 0 | 430147.8436 | 0 | 0 | 552.838 | 0 | 0 | 0 | 0 | 0 | 0 | 0 | 0 | 0 | 0 | 3791.6552 | 0 | 0 | 4344.4932 | 0 | 4344.4932 | 0 | 0 | 54.7364 | 0 | 0 | 0 | 0 | 0 | 0 | 0 | 0 | 0 | 0 | 375.4114 | 0 | 0 | 430.1478 | 0 | 430.1478 | 0 | 0 | 0 | 0 | 0 | 0 | 0 | 0 | 0 | 0.10978 | 0.75295 | 0 | 0 | 0.86273 | 0.86273 | 0.86273 | 1
FL_1A_LO_2013_NG | 1A | LO | NG | 1281 | ASHRAE30pct-state-1A | OfficeLarge | STD2013 | FL-Miami-FL | Zone1A | Zone1A(FL-Miami-FL) | ASHRAE30pct-state-STD2013 | state | FL | 0.0976 | 1.01 | ASHRAE30pct-state-1A_OfficeLarge_STD2013_FL-Miami-FL.table.csv.gz | Large Office | Miami Intl Ap FL USA TMY3 WMO#=722020 | Natural Gas | 11828.7577 | 0 | 0 | 0 | 0 | 0 | 0 | 0 | 0 | 0 | 0 | 375146.0161 | 0 | 0 | 386974.7738 | 0 | 386974.7738 | 0 | 0 | 119.4705 | 0 | 0 | 0 | 0 | 0 | 0 | 0 | 0 | 0 | 0 | 3788.9748 | 0 | 0 | 3908.4452 | 0 | 3908.4452 | 0 | 0 | 11.8288 | 0 | 0 | 0 | 0 | 0 | 0 | 0 | 0 | 0 | 0 | 375.146 | 0 | 0 | 386.9748 | 0 | 386.9748 | 0 | 0 | 0 | 0 | 0 | 0 | 0 | 0 | 0 | 0.023725 | 0.75242 | 0 | 0 | 0.77614 | 0.77614 | 0.77614 | 2
HI_1A_LO_2010_EL | 1A | LO | EL | 1212 | ASHRAE30pct-state-1A | OfficeLarge | STD2010 | HI-Honolulu-HI | Zone1A | Zone1A(HI-Honolulu-HI) | ASHRAE30pct-state-STD2010 | state | HI | 0.3483 | 4.6 | ASHRAE30pct-state-1A_OfficeLarge_STD2010_HI-Honolulu-HI.table.csv.gz | Large Office | Honolulu Intl Arpt HI USA TMY3 WMO#=911820 | Electricity | 0 | 2252563.9069 | 1068108.3419 | 189227.7793 | 5632122.2673 | 529147.2265 | 704730.5612 | 301877.7802 | 551208.3377 | 0 | 0 | 0 | 0 | 0 | 11251308.4233 | 0 | 11228986.2009 | 22322.2224 | 551469.4489 | 0 | 784568.0088 | 372022.1355 | 65908.0355 | 1961668.1857 | 184301.979 | 245457.6545 | 105144.0308 | 191985.864 | 0 | 0 | 0 | 0 | 0 | 3918830.7239 | 0 | 3911055.8938 | 7774.8301 | 192076.809 | 0 | 7687.9308 | 3645.4207 | 645.8285 | 19222.2587 | 1805.9631 | 2405.2236 | 1030.2995 | 1881.257 | 0 | 0 | 0 | 0 | 0 | 38400.3669 | 0 | 38324.1818 | 76.1851 | 1882.1481 | 7.3115 | 1.2953 | 42.3283 | 4.8241 | 2.0664 | 0 | 19.1926 | 0 | 0 | 0 | 0 | 76.8654 | 77.0182 | 77.0182 | 1
HI_1A_LO_2013_EL | 1A | LO | EL | 1332 | ASHRAE30pct-state-1A | OfficeLarge | STD2013 | HI-Honolulu-HI | Zone1A | Zone1A(HI-Honolulu-HI) | ASHRAE30pct-state-STD2013 | state | HI | 0.3483 | 4.6 | ASHRAE30pct-state-1A_OfficeLarge_STD2013_HI-Honolulu-HI.table.csv.gz | Large Office | Honolulu Intl Arpt HI USA TMY3 WMO#=911820 | Electricity | 0 | 1948136.1267 | 946200.0076 | 189227.7793 | 5626841.7117 | 528030.5598 | 644630.5607 | 257705.5576 | 456905.5592 | 0 | 128269.4455 | 0 | 0 | 0 | 10748122.3082 | 0 | 10725947.308 | 22175.0002 | 550205.56 | 0 | 678535.8129 | 329561.4626 | 65908.0355 | 1959828.9682 | 183913.044 | 224524.8243 | 89758.8457 | 159140.2063 | 0 | 44676.2479 | 0 | 0 | 0 | 3743570.9999 | 0 | 3735847.4474 | 7723.5526 | 191636.5965 | 0 | 6648.9282 | 3229.3513 | 645.8285 | 19204.2363 | 1802.1519 | 2200.1041 | 879.5411 | 1559.4045 | 0 | 437.7796 | 0 | 0 | 0 | 36683.0082 | 0 | 36607.3257 | 75.6826 | 1877.8345 | 6.477 | 1.2953 | 42.2836 | 4.4127 | 1.7641 | 0.87804 | 16.4632 | 0 | 0 | 0 | 0 | 73.422 | 73.5738 | 73.5738 | 2
HI_1A_LO_2010_NG | 1A | LO | NG | 1221 | ASHRAE30pct-state-1A | OfficeLarge | STD2010 | HI-Honolulu-HI | Zone1A | Zone1A(HI-Honolulu-HI) | ASHRAE30pct-state-STD2010 | state | HI | 0.3483 | 4.6 | ASHRAE30pct-state-1A_OfficeLarge_STD2010_HI-Honolulu-HI.table.csv.gz | Large Office | Honolulu Intl Arpt HI USA TMY3 WMO#=911820 | Natural Gas | 360.1705 | 0 | 0 | 0 | 0 | 0 | 0 | 0 | 0 | 0 | 0 | 375411.4049 | 0 | 0 | 375771.5754 | 0 | 375771.5754 | 0 | 0 | 16.5678 | 0 | 0 | 0 | 0 | 0 | 0 | 0 | 0 | 0 | 0 | 17268.9246 | 0 | 0 | 17285.4925 | 0 | 17285.4925 | 0 | 0 | 0.36017 | 0 | 0 | 0 | 0 | 0 | 0 | 0 | 0 | 0 | 0 | 375.4114 | 0 | 0 | 375.7716 | 0 | 375.7716 | 0 | 0 | 0 | 0 | 0 | 0 | 0 | 0 | 0 | 0.00072238 | 0.75295 | 0 | 0 | 0.75367 | 0.75367 | 0.75367 | 1
HI_1A_LO_2013_NG | 1A | LO | NG | 1341 | ASHRAE30pct-state-1A | OfficeLarge | STD2013 | HI-Honolulu-HI | Zone1A | Zone1A(HI-Honolulu-HI) | ASHRAE30pct-state-STD2013 | state | HI | 0.3483 | 4.6 | ASHRAE30pct-state-1A_OfficeLarge_STD2013_HI-Honolulu-HI.table.csv.gz | Large Office | Honolulu Intl Arpt HI USA TMY3 WMO#=911820 | Natural Gas | 0 | 0 | 0 | 0 | 0 | 0 | 0 | 0 | 0 | 0 | 0 | 375146.0161 | 0 | 0 | 375146.0161 | 0 | 375146.0161 | 0 | 0 | 0 | 0 | 0 | 0 | 0 | 0 | 0 | 0 | 0 | 0 | 0 | 17256.7167 | 0 | 0 | 17256.7167 | 0 | 17256.7167 | 0 | 0 | 0 | 0 | 0 | 0 | 0 | 0 | 0 | 0 | 0 | 0 | 0 | 375.146 | 0 | 0 | 375.146 | 0 | 375.146 | 0 | 0 | 0 | 0 | 0 | 0 | 0 | 0 | 0 | 0 | 0.75242 | 0 | 0 | 0.75242 | 0.75242 | 0.75242 | 2
AL_2A_LO_2010_EL | 2A | LO | EL | 1752 | ASHRAE30pct-state-2A | OfficeLarge | STD2010 | AL-Mobile-AL | Zone2A | Zone2A(AL-Mobile-AL) | ASHRAE30pct-state-STD2010 | state | AL | 0.1058 | 1.24 | ASHRAE30pct-state-2A_OfficeLarge_STD2010_AL-Mobile-AL.table.csv.gz | Large Office | Mobile Regional Ap AL USA TMY3 WMO#=722230 | Electricity | 55.5556 | 1752425.014 | 1077236.1197 | 189088.8904 | 5632122.2673 | 529147.2265 | 628075.005 | 245297.2242 | 223483.3351 | 2341.6667 | 0 | 0 | 0 | 0 | 10301602.8602 | 0 | 10279272.3045 | 22330.5557 | 551477.7822 | 5.8778 | 185406.5665 | 113971.5815 | 20005.6046 | 595878.5359 | 55983.7766 | 66450.3355 | 25952.4463 | 23644.5369 | 247.7483 | 0 | 0 | 0 | 0 | 1089909.5826 | 0 | 1087547.0098 | 2362.5728 | 58346.3494 | 0.18961 | 5980.9722 | 3676.5735 | 645.3545 | 19222.2587 | 1805.9631 | 2143.6005 | 837.1918 | 762.7417 | 7.992 | 0 | 0 | 0 | 0 | 35159.0512 | 0 | 35082.8377 | 76.2135 | 1882.1766 | 7.374 | 1.2944 | 42.3284 | 4.2993 | 1.6791 | 0 | 13.5256 | 0.00038029 | 0 | 0.016029 | 0 | 70.3644 | 70.5172 | 70.5172 | 1
AL_2A_LO_2013_EL | 2A | LO | EL | 2112 | ASHRAE30pct-state-2A | OfficeLarge | STD2013 | AL-Mobile-AL | Zone2A | Zone2A(AL-Mobile-AL) | ASHRAE30pct-state-STD2013 | state | AL | 0.1058 | 1.24 | ASHRAE30pct-state-2A_OfficeLarge_STD2013_AL-Mobile-AL.table.csv.gz | Large Office | Mobile Regional Ap AL USA TMY3 WMO#=722230 | Electricity | 63.8889 | 1513061.1232 | 948850.0076 | 189088.8904 | 5626841.7117 | 528030.5598 | 575741.6713 | 201275.0016 | 176061.1125 | 2441.6667 | 57702.7782 | 0 | 0 | 0 | 9841338.9676 | 0 | 9819158.4119 | 22180.5557 | 550211.1155 | 6.7594 | 160081.8668 | 100388.3308 | 20005.6046 | 595319.8531 | 55865.6332 | 60913.4688 | 21294.8952 | 18627.2657 | 258.3283 | 6104.9539 | 0 | 0 | 0 | 1041213.6628 | 0 | 1038866.96 | 2346.7028 | 58212.336 | 0.21805 | 5164.0307 | 3238.3957 | 645.3545 | 19204.2363 | 1802.1519 | 1964.9885 | 686.9453 | 600.8911 | 8.3333 | 196.9378 | 0 | 0 | 0 | 33588.1848 | 0 | 33512.4833 | 75.7015 | 1877.8535 | 6.4951 | 1.2944 | 42.2836 | 3.9411 | 1.3778 | 0.39499 | 11.5625 | 0.00043734 | 0 | 0.016714 | 0 | 67.2148 | 67.3666 | 67.3666 | 2
AL_2A_LO_2010_NG | 2A | LO | NG | 1761 | ASHRAE30pct-state-2A | OfficeLarge | STD2010 | AL-Mobile-AL | Zone2A | Zone2A(AL-Mobile-AL) | ASHRAE30pct-state-STD2010 | state | AL | 0.1058 | 1.24 | ASHRAE30pct-state-2A_OfficeLarge_STD2010_AL-Mobile-AL.table.csv.gz | Large Office | Mobile Regional Ap AL USA TMY3 WMO#=722230 | Natural Gas | 721781.6932 | 0 | 0 | 0 | 0 | 0 | 0 | 0 | 0 | 0 | 0 | 424423.0282 | 0 | 0 | 1146204.7214 | 0 | 1146204.7214 | 0 | 0 | 8950.093 | 0 | 0 | 0 | 0 | 0 | 0 | 0 | 0 | 0 | 0 | 5262.8455 | 0 | 0 | 14212.9385 | 0 | 14212.9385 | 0 | 0 | 721.7817 | 0 | 0 | 0 | 0 | 0 | 0 | 0 | 0 | 0 | 0 | 424.423 | 0 | 0 | 1146.2047 | 0 | 1146.2047 | 0 | 0 | 0 | 0 | 0 | 0 | 0 | 0 | 0 | 1.4477 | 0.85125 | 0 | 0 | 2.2989 | 2.2989 | 2.2989 | 1
AL_2A_LO_2013_NG | 2A | LO | NG | 2121 | ASHRAE30pct-state-2A | OfficeLarge | STD2013 | AL-Mobile-AL | Zone2A | Zone2A(AL-Mobile-AL) | ASHRAE30pct-state-STD2013 | state | AL | 0.1058 | 1.24 | ASHRAE30pct-state-2A_OfficeLarge_STD2013_AL-Mobile-AL.table.csv.gz | Large Office | Mobile Regional Ap AL USA TMY3 WMO#=722230 | Natural Gas | 885934.1402 | 0 | 0 | 0 | 0 | 0 | 0 | 0 | 0 | 0 | 0 | 424176.5957 | 0 | 0 | 1310110.7359 | 0 | 1310110.7359 | 0 | 0 | 10985.5833 | 0 | 0 | 0 | 0 | 0 | 0 | 0 | 0 | 0 | 0 | 5259.7898 | 0 | 0 | 16245.3731 | 0 | 16245.3731 | 0 | 0 | 885.9341 | 0 | 0 | 0 | 0 | 0 | 0 | 0 | 0 | 0 | 0 | 424.1766 | 0 | 0 | 1310.1107 | 0 | 1310.1107 | 0 | 0 | 0 | 0 | 0 | 0 | 0 | 0 | 0 | 1.7769 | 0.85076 | 0 | 0 | 2.6276 | 2.6276 | 2.6276 | 2
FL_2A_LO_2010_EL | 2A | LO | EL | 1812 | ASHRAE30pct-state-2A | OfficeLarge | STD2010 | FL-Tampa-FL | Zone2A | Zone2A(FL-Tampa-FL) | ASHRAE30pct-state-STD2010 | state | FL | 0.0976 | 1.01 | ASHRAE30pct-state-2A_OfficeLarge_STD2010_FL-Tampa-FL.table.csv.gz | Large Office | Tampa International Ap FL USA TMY3 WMO#=722110 | Electricity | 5.5556 | 2042927.7941 | 1073391.6753 | 188719.446 | 5632122.2673 | 529147.2265 | 657297.2275 | 286969.4467 | 274602.78 | 730.5556 | 0 | 0 | 0 | 0 | 10708244.5301 | 0 | 10685913.9744 | 22330.5557 | 551477.7822 | 0.54222 | 199389.7527 | 104763.0275 | 18419.0179 | 549695.1333 | 51644.7693 | 64152.2094 | 28008.218 | 26801.2313 | 71.3022 | 0 | 0 | 0 | 0 | 1045124.6661 | 0 | 1042945.2039 | 2179.4622 | 53824.2315 | 0.018961 | 6972.4492 | 3663.4525 | 644.0936 | 19222.2587 | 1805.9631 | 2243.3351 | 979.4178 | 937.2108 | 2.4934 | 0 | 0 | 0 | 0 | 36546.9066 | 0 | 36470.6931 | 76.2135 | 1882.1766 | 7.3477 | 1.2918 | 42.3284 | 4.4994 | 1.9644 | 0 | 15.8641 | 3.8029e-05 | 0 | 0.0050008 | 0 | 73.148 | 73.3008 | 73.3008 | 1
FL_2A_LO_2013_EL | 2A | LO | EL | 2172 | ASHRAE30pct-state-2A | OfficeLarge | STD2013 | FL-Tampa-FL | Zone2A | Zone2A(FL-Tampa-FL) | ASHRAE30pct-state-STD2013 | state | FL | 0.0976 | 1.01 | ASHRAE30pct-state-2A_OfficeLarge_STD2013_FL-Tampa-FL.table.csv.gz | Large Office | Tampa International Ap FL USA TMY3 WMO#=722110 | Electricity | 2.7778 | 1713905.5693 | 945980.5631 | 188719.446 | 5626841.7117 | 528030.5598 | 601213.8937 | 237172.2241 | 221772.224 | 711.1111 | 71563.8895 | 0 | 0 | 0 | 10158091.7479 | 0 | 10135913.97 | 22177.778 | 550208.3377 | 0.27111 | 167277.1836 | 92327.703 | 18419.0179 | 549179.7511 | 51535.7826 | 58678.476 | 23148.0091 | 21644.9691 | 69.4044 | 6984.6356 | 0 | 0 | 0 | 991429.7546 | 0 | 989265.2035 | 2164.5511 | 53700.3338 | 0.0094805 | 5849.5066 | 3228.6023 | 644.0936 | 19204.2363 | 1802.1519 | 2051.9244 | 809.4614 | 756.9017 | 2.427 | 244.2453 | 0 | 0 | 0 | 34669.2522 | 0 | 34593.5602 | 75.6921 | 1877.844 | 6.4755 | 1.2918 | 42.2836 | 4.1155 | 1.6235 | 0.48987 | 13.2502 | 1.9015e-05 | 0 | 0.0048677 | 0 | 69.3831 | 69.5349 | 69.5349 | 2
FL_2A_LO_2010_NG | 2A | LO | NG | 1821 | ASHRAE30pct-state-2A | OfficeLarge | STD2010 | FL-Tampa-FL | Zone2A | Zone2A(FL-Tampa-FL) | ASHRAE30pct-state-STD2010 | state | FL | 0.0976 | 1.01 | ASHRAE30pct-state-2A_OfficeLarge_STD2010_FL-Tampa-FL.table.csv.gz | Large Office | Tampa International Ap FL USA TMY3 WMO#=722110 | Natural Gas | 165251.9149 | 0 | 0 | 0 | 0 | 0 | 0 | 0 | 0 | 0 | 0 | 424413.55 | 0 | 0 | 589665.4649 | 0 | 589665.4649 | 0 | 0 | 1669.0443 | 0 | 0 | 0 | 0 | 0 | 0 | 0 | 0 | 0 | 0 | 4286.5769 | 0 | 0 | 5955.6212 | 0 | 5955.6212 | 0 | 0 | 165.2519 | 0 | 0 | 0 | 0 | 0 | 0 | 0 | 0 | 0 | 0 | 424.4135 | 0 | 0 | 589.6655 | 0 | 589.6655 | 0 | 0 | 0 | 0 | 0 | 0 | 0 | 0 | 0 | 0.33144 | 0.85123 | 0 | 0 | 1.1827 | 1.1827 | 1.1827 | 1
FL_2A_LO_2013_NG | 2A | LO | NG | 2181 | ASHRAE30pct-state-2A | OfficeLarge | STD2013 | FL-Tampa-FL | Zone2A | Zone2A(FL-Tampa-FL) | ASHRAE30pct-state-STD2013 | state | FL | 0.0976 | 1.01 | ASHRAE30pct-state-2A_OfficeLarge_STD2013_FL-Tampa-FL.table.csv.gz | Large Office | Tampa International Ap FL USA TMY3 WMO#=722110 | Natural Gas | 165555.2164 | 0 | 0 | 0 | 0 | 0 | 0 | 0 | 0 | 0 | 0 | 424157.6394 | 0 | 0 | 589712.8557 | 0 | 589712.8557 | 0 | 0 | 1672.1077 | 0 | 0 | 0 | 0 | 0 | 0 | 0 | 0 | 0 | 0 | 4283.9922 | 0 | 0 | 5956.0998 | 0 | 5956.0998 | 0 | 0 | 165.5552 | 0 | 0 | 0 | 0 | 0 | 0 | 0 | 0 | 0 | 0 | 424.1576 | 0 | 0 | 589.7129 | 0 | 589.7129 | 0 | 0 | 0 | 0 | 0 | 0 | 0 | 0 | 0 | 0.33205 | 0.85072 | 0 | 0 | 1.1828 | 1.1828 | 1.1828 | 2
GA_2A_LO_2010_EL | 2A | LO | EL | 1872 | ASHRAE30pct-state-2A | OfficeLarge | STD2010 | GA-Savannah-GA | Zone2A | Zone2A(GA-Savannah-GA) | ASHRAE30pct-state-STD2010 | state | GA | 0.0947 | 0.94 | ASHRAE30pct-state-2A_OfficeLarge_STD2010_GA-Savannah-GA.table.csv.gz | Large Office | Savannah Intl Ap GA USA TMY3 WMO#=722070 | Electricity | 58.3333 | 1713733.347 | 1077833.342 | 188763.8904 | 5632122.2673 | 529147.2265 | 632169.4495 | 242816.6686 | 209352.7795 | 2086.1111 | 0 | 0 | 0 | 0 | 10250411.1931 | 0 | 10228083.4152 | 22327.778 | 551475.0044 | 5.5242 | 162290.548 | 102070.8175 | 17875.9404 | 533361.9787 | 50110.2423 | 59866.4469 | 22994.7385 | 19825.7082 | 197.5547 | 0 | 0 | 0 | 0 | 970713.94 | 0 | 968599.4994 | 2114.4406 | 52224.6829 | 0.19909 | 5848.9188 | 3678.6118 | 644.2453 | 19222.2587 | 1805.9631 | 2157.5747 | 828.7258 | 714.5145 | 7.1198 | 0 | 0 | 0 | 0 | 34984.3356 | 0 | 34908.1316 | 76.204 | 1882.1671 | 7.3781 | 1.2921 | 42.3284 | 4.3274 | 1.6621 | 0 | 13.164 | 0.00039931 | 0 | 0.01428 | 0 | 70.014 | 70.1668 | 70.1668 | 1
GA_2A_LO_2013_EL | 2A | LO | EL | 2232 | ASHRAE30pct-state-2A | OfficeLarge | STD2013 | GA-Savannah-GA | Zone2A | Zone2A(GA-Savannah-GA) | ASHRAE30pct-state-STD2013 | state | GA | 0.0947 | 0.94 | ASHRAE30pct-state-2A_OfficeLarge_STD2013_GA-Savannah-GA.table.csv.gz | Large Office | Savannah Intl Ap GA USA TMY3 WMO#=722070 | Electricity | 52.7778 | 1481988.9007 | 948405.5631 | 188763.8904 | 5626841.7117 | 528030.5598 | 578372.2268 | 200302.7794 | 167822.2236 | 2183.3334 | 53697.2227 | 0 | 0 | 0 | 9798638.9673 | 0 | 9776461.1893 | 22177.778 | 550208.3377 | 4.9981 | 140344.3489 | 89814.0068 | 17875.9404 | 532861.9101 | 50004.494 | 54771.8499 | 18968.6732 | 15892.7646 | 206.7617 | 5085.127 | 0 | 0 | 0 | 927931.1102 | 0 | 925830.8746 | 2100.2356 | 52104.7296 | 0.18013 | 5057.9822 | 3236.8788 | 644.2453 | 19204.2363 | 1802.1519 | 1973.9665 | 683.6272 | 572.772 | 7.4516 | 183.267 | 0 | 0 | 0 | 33442.451 | 0 | 33366.759 | 75.6921 | 1877.844 | 6.4921 | 1.2921 | 42.2836 | 3.9591 | 1.3711 | 0.36757 | 11.2934 | 0.00036128 | 0 | 0.014946 | 0 | 66.9225 | 67.0743 | 67.0743 | 2
GA_2A_LO_2010_NG | 2A | LO | NG | 1881 | ASHRAE30pct-state-2A | OfficeLarge | STD2010 | GA-Savannah-GA | Zone2A | Zone2A(GA-Savannah-GA) | ASHRAE30pct-state-STD2010 | state | GA | 0.0947 | 0.94 | ASHRAE30pct-state-2A_OfficeLarge_STD2010_GA-Savannah-GA.table.csv.gz | Large Office | Savannah Intl Ap GA USA TMY3 WMO#=722070 | Natural Gas | 687120.0211 | 0 | 0 | 0 | 0 | 0 | 0 | 0 | 0 | 0 | 0 | 424413.55 | 0 | 0 | 1111533.5711 | 0 | 1111533.5711 | 0 | 0 | 6458.9282 | 0 | 0 | 0 | 0 | 0 | 0 | 0 | 0 | 0 | 0 | 3989.4874 | 0 | 0 | 10448.4156 | 0 | 10448.4156 | 0 | 0 | 687.12 | 0 | 0 | 0 | 0 | 0 | 0 | 0 | 0 | 0 | 0 | 424.4135 | 0 | 0 | 1111.5336 | 0 | 1111.5336 | 0 | 0 | 0 | 0 | 0 | 0 | 0 | 0 | 0 | 1.3781 | 0.85123 | 0 | 0 | 2.2294 | 2.2294 | 2.2294 | 1
GA_2A_LO_2013_NG | 2A | LO | NG | 2241 | ASHRAE30pct-state-2A | OfficeLarge | STD2013 | GA-Savannah-GA | Zone2A | Zone2A(GA-Savannah-GA) | ASHRAE30pct-state-STD2013 | state | GA | 0.0947 | 0.94 | ASHRAE30pct-state-2A_OfficeLarge_STD2013_GA-Savannah-GA.table.csv.gz | Large Office | Savannah Intl Ap GA USA TMY3 WMO#=722070 | Natural Gas | 830467.8824 | 0 | 0 | 0 | 0 | 0 | 0 | 0 | 0 | 0 | 0 | 424176.5957 | 0 | 0 | 1254644.4781 | 0 | 1254644.4781 | 0 | 0 | 7806.3981 | 0 | 0 | 0 | 0 | 0 | 0 | 0 | 0 | 0 | 0 | 3987.26 | 0 | 0 | 11793.6581 | 0 | 11793.6581 | 0 | 0 | 830.4679 | 0 | 0 | 0 | 0 | 0 | 0 | 0 | 0 | 0 | 0 | 424.1766 | 0 | 0 | 1254.6445 | 0 | 1254.6445 | 0 | 0 | 0 | 0 | 0 | 0 | 0 | 0 | 0 | 1.6656 | 0.85076 | 0 | 0 | 2.5164 | 2.5164 | 2.5164 | 2
LA_2A_LO_2010_EL | 2A | LO | EL | 1932 | ASHRAE30pct-state-2A | OfficeLarge | STD2010 | LA-BatonRouge-LA | Zone2A | Zone2A(LA-BatonRouge-LA) | ASHRAE30pct-state-STD2010 | state | LA | 0.0779 | 0.8 | ASHRAE30pct-state-2A_OfficeLarge_STD2010_LA-BatonRouge-LA.table.csv.gz | Large Office | Baton Rouge Ryan Arpt LA USA TMY3 WMO#=722317 | Electricity | 22.2222 | 1759952.7919 | 1077841.6753 | 188944.446 | 5632122.2673 | 529147.2265 | 627636.1161 | 248769.4464 | 225113.8907 | 2036.1111 | 0 | 0 | 0 | 0 | 10313919.527 | 0 | 10291586.1934 | 22333.3335 | 551480.56 | 1.7311 | 137100.3225 | 83963.8665 | 14718.7723 | 438742.3246 | 41220.5689 | 48892.8534 | 19379.1399 | 17536.3721 | 158.6131 | 0 | 0 | 0 | 0 | 803454.3311 | 0 | 801714.5645 | 1739.7667 | 42960.3356 | 0.075844 | 6006.6643 | 3678.6402 | 644.8615 | 19222.2587 | 1805.9631 | 2142.1026 | 849.0424 | 768.3067 | 6.9492 | 0 | 0 | 0 | 0 | 35201.0876 | 0 | 35124.8646 | 76.223 | 1882.1861 | 7.3781 | 1.2934 | 42.3284 | 4.2963 | 1.7029 | 0 | 13.5883 | 0.00015212 | 0 | 0.013938 | 0 | 70.4487 | 70.6016 | 70.6016 | 1
LA_2A_LO_2013_EL | 2A | LO | EL | 2292 | ASHRAE30pct-state-2A | OfficeLarge | STD2013 | LA-BatonRouge-LA | Zone2A | Zone2A(LA-BatonRouge-LA) | ASHRAE30pct-state-STD2013 | state | LA | 0.0779 | 0.8 | ASHRAE30pct-state-2A_OfficeLarge_STD2013_LA-BatonRouge-LA.table.csv.gz | Large Office | Baton Rouge Ryan Arpt LA USA TMY3 WMO#=722317 | Electricity | 13.8889 | 1513947.2343 | 948452.7854 | 188944.446 | 5626841.7117 | 528030.5598 | 575586.1157 | 205469.4461 | 181666.6681 | 2150 | 58138.8894 | 0 | 0 | 0 | 9851422.301 | 0 | 9829241.7453 | 22180.5557 | 550211.1155 | 1.0819 | 117936.4896 | 73884.472 | 14718.7723 | 438330.9693 | 41133.5806 | 44838.1584 | 16006.0699 | 14151.8334 | 167.485 | 4529.0195 | 0 | 0 | 0 | 767425.7973 | 0 | 765697.932 | 1727.8653 | 42861.4459 | 0.047402 | 5167.055 | 3237.04 | 644.8615 | 19204.2363 | 1802.1519 | 1964.4576 | 701.2608 | 620.0227 | 7.3379 | 198.4262 | 0 | 0 | 0 | 33622.5989 | 0 | 33546.8974 | 75.7015 | 1877.8535 | 6.4924 | 1.2934 | 42.2836 | 3.94 | 1.4065 | 0.39798 | 11.6069 | 9.5073e-05 | 0 | 0.014717 | 0 | 67.2838 | 67.4356 | 67.4356 | 2
LA_2A_LO_2010_NG | 2A | LO | NG | 1941 | ASHRAE30pct-state-2A | OfficeLarge | STD2010 | LA-BatonRouge-LA | Zone2A | Zone2A(LA-BatonRouge-LA) | ASHRAE30pct-state-STD2010 | state | LA | 0.0779 | 0.8 | ASHRAE30pct-state-2A_OfficeLarge_STD2010_LA-BatonRouge-LA.table.csv.gz | Large Office | Baton Rouge Ryan Arpt LA USA TMY3 WMO#=722317 | Natural Gas | 690598.51 | 0 | 0 | 0 | 0 | 0 | 0 | 0 | 0 | 0 | 0 | 424423.0282 | 0 | 0 | 1115021.5381 | 0 | 1115021.5381 | 0 | 0 | 5524.7881 | 0 | 0 | 0 | 0 | 0 | 0 | 0 | 0 | 0 | 0 | 3395.3842 | 0 | 0 | 8920.1723 | 0 | 8920.1723 | 0 | 0 | 690.5985 | 0 | 0 | 0 | 0 | 0 | 0 | 0 | 0 | 0 | 0 | 424.423 | 0 | 0 | 1115.0215 | 0 | 1115.0215 | 0 | 0 | 0 | 0 | 0 | 0 | 0 | 0 | 0 | 1.3851 | 0.85125 | 0 | 0 | 2.2364 | 2.2364 | 2.2364 | 1
LA_2A_LO_2013_NG | 2A | LO | NG | 2301 | ASHRAE30pct-state-2A | OfficeLarge | STD2013 | LA-BatonRouge-LA | Zone2A | Zone2A(LA-BatonRouge-LA) | ASHRAE30pct-state-STD2013 | state | LA | 0.0779 | 0.8 | ASHRAE30pct-state-2A_OfficeLarge_STD2013_LA-BatonRouge-LA.table.csv.gz | Large Office | Baton Rouge Ryan Arpt LA USA TMY3 WMO#=722317 | Natural Gas | 925865.6755 | 0 | 0 | 0 | 0 | 0 | 0 | 0 | 0 | 0 | 0 | 424176.5957 | 0 | 0 | 1350042.2712 | 0 | 1350042.2712 | 0 | 0 | 7406.9254 | 0 | 0 | 0 | 0 | 0 | 0 | 0 | 0 | 0 | 0 | 3393.4128 | 0 | 0 | 10800.3382 | 0 | 10800.3382 | 0 | 0 | 925.8657 | 0 | 0 | 0 | 0 | 0 | 0 | 0 | 0 | 0 | 0 | 424.1766 | 0 | 0 | 1350.0423 | 0 | 1350.0423 | 0 | 0 | 0 | 0 | 0 | 0 | 0 | 0 | 0 | 1.857 | 0.85076 | 0 | 0 | 2.7077 | 2.7077 | 2.7077 | 2
MS_2A_LO_2010_EL | 2A | LO | EL | 1992 | ASHRAE30pct-state-2A | OfficeLarge | STD2010 | MS-Mobile-AL | Zone2A | Zone2A(MS-Mobile-AL) | ASHRAE30pct-state-STD2010 | state | MS | 0.0928 | 0.72 | ASHRAE30pct-state-2A_OfficeLarge_STD2010_MS-Mobile-AL.table.csv.gz | Large Office | Mobile Regional Ap AL USA TMY3 WMO#=722230 | Electricity | 55.5556 | 1752425.014 | 1077236.1197 | 189088.8904 | 5632122.2673 | 529147.2265 | 628075.005 | 245297.2242 | 223483.3351 | 2341.6667 | 0 | 0 | 0 | 0 | 10301602.8602 | 0 | 10279272.3045 | 22330.5557 | 551477.7822 | 5.1556 | 162625.0413 | 99967.5119 | 17547.449 | 522660.9464 | 49104.8626 | 58285.3605 | 22763.5824 | 20739.2535 | 217.3067 | 0 | 0 | 0 | 0 | 955988.7454 | 0 | 953916.4699 | 2072.2756 | 51177.1382 | 0.18961 | 5980.9722 | 3676.5735 | 645.3545 | 19222.2587 | 1805.9631 | 2143.6005 | 837.1918 | 762.7417 | 7.992 | 0 | 0 | 0 | 0 | 35159.0512 | 0 | 35082.8377 | 76.2135 | 1882.1766 | 7.374 | 1.2944 | 42.3284 | 4.2993 | 1.6791 | 0 | 13.5256 | 0.00038029 | 0 | 0.016029 | 0 | 70.3644 | 70.5172 | 70.5172 | 1
MS_2A_LO_2013_EL | 2A | LO | EL | 2352 | ASHRAE30pct-state-2A | OfficeLarge | STD2013 | MS-Mobile-AL | Zone2A | Zone2A(MS-Mobile-AL) | ASHRAE30pct-state-STD2013 | state | MS | 0.0928 | 0.72 | ASHRAE30pct-state-2A_OfficeLarge_STD2013_MS-Mobile-AL.table.csv.gz | Large Office | Mobile Regional Ap AL USA TMY3 WMO#=722230 | Electricity | 63.8889 | 1513061.1232 | 948850.0076 | 189088.8904 | 5626841.7117 | 528030.5598 | 575741.6713 | 201275.0016 | 176061.1125 | 2441.6667 | 57702.7782 | 0 | 0 | 0 | 9841338.9676 | 0 | 9819158.4119 | 22180.5557 | 550211.1155 | 5.9289 | 140412.0722 | 88053.2807 | 17547.449 | 522170.9108 | 49001.2359 | 53428.8271 | 18678.3201 | 16338.4712 | 226.5867 | 5354.8178 | 0 | 0 | 0 | 913276.2562 | 0 | 911217.9006 | 2058.3556 | 51059.5915 | 0.21805 | 5164.0307 | 3238.3957 | 645.3545 | 19204.2363 | 1802.1519 | 1964.9885 | 686.9453 | 600.8911 | 8.3333 | 196.9378 | 0 | 0 | 0 | 33588.1848 | 0 | 33512.4833 | 75.7015 | 1877.8535 | 6.4951 | 1.2944 | 42.2836 | 3.9411 | 1.3778 | 0.39499 | 11.5625 | 0.00043734 | 0 | 0.016714 | 0 | 67.2148 | 67.3666 | 67.3666 | 2
MS_2A_LO_2010_NG | 2A | LO | NG | 2001 | ASHRAE30pct-state-2A | OfficeLarge | STD2010 | MS-Mobile-AL | Zone2A | Zone2A(MS-Mobile-AL) | ASHRAE30pct-state-STD2010 | state | MS | 0.0928 | 0.72 | ASHRAE30pct-state-2A_OfficeLarge_STD2010_MS-Mobile-AL.table.csv.gz | Large Office | Mobile Regional Ap AL USA TMY3 WMO#=722230 | Natural Gas | 721781.6932 | 0 | 0 | 0 | 0 | 0 | 0 | 0 | 0 | 0 | 0 | 424423.0282 | 0 | 0 | 1146204.7214 | 0 | 1146204.7214 | 0 | 0 | 5196.8282 | 0 | 0 | 0 | 0 | 0 | 0 | 0 | 0 | 0 | 0 | 3055.8458 | 0 | 0 | 8252.674 | 0 | 8252.674 | 0 | 0 | 721.7817 | 0 | 0 | 0 | 0 | 0 | 0 | 0 | 0 | 0 | 0 | 424.423 | 0 | 0 | 1146.2047 | 0 | 1146.2047 | 0 | 0 | 0 | 0 | 0 | 0 | 0 | 0 | 0 | 1.4477 | 0.85125 | 0 | 0 | 2.2989 | 2.2989 | 2.2989 | 1
MS_2A_LO_2013_NG | 2A | LO | NG | 2361 | ASHRAE30pct-state-2A | OfficeLarge | STD2013 | MS-Mobile-AL | Zone2A | Zone2A(MS-Mobile-AL) | ASHRAE30pct-state-STD2013 | state | MS | 0.0928 | 0.72 | ASHRAE30pct-state-2A_OfficeLarge_STD2013_MS-Mobile-AL.table.csv.gz | Large Office | Mobile Regional Ap AL USA TMY3 WMO#=722230 | Natural Gas | 885934.1402 | 0 | 0 | 0 | 0 | 0 | 0 | 0 | 0 | 0 | 0 | 424176.5957 | 0 | 0 | 1310110.7359 | 0 | 1310110.7359 | 0 | 0 | 6378.7258 | 0 | 0 | 0 | 0 | 0 | 0 | 0 | 0 | 0 | 0 | 3054.0715 | 0 | 0 | 9432.7973 | 0 | 9432.7973 | 0 | 0 | 885.9341 | 0 | 0 | 0 | 0 | 0 | 0 | 0 | 0 | 0 | 0 | 424.1766 | 0 | 0 | 1310.1107 | 0 | 1310.1107 | 0 | 0 | 0 | 0 | 0 | 0 | 0 | 0 | 0 | 1.7769 | 0.85076 | 0 | 0 | 2.6276 | 2.6276 | 2.6276 | 2
TX_2A_LO_2010_EL | 2A | LO | EL | 2052 | ASHRAE30pct-state-2A | OfficeLarge | STD2010 | TX-Houston-TX | Zone2A | Zone2A(TX-Houston-TX) | ASHRAE30pct-state-STD2010 | state | TX | 0.0817 | 0.67 | ASHRAE30pct-state-2A_OfficeLarge_STD2010_TX-Houston-TX.table.csv.gz | Large Office | Houston Bush Intercontinental TX USA TMY3 WMO#=722430 | Electricity | 102.7778 | 1853905.5704 | 1074836.1197 | 188805.5571 | 5632122.2673 | 529147.2265 | 636375.0051 | 254533.3354 | 231900.0019 | 1861.1111 | 0 | 0 | 0 | 0 | 10425919.5279 | 0 | 10403588.9721 | 22330.5557 | 551477.7822 | 8.3969 | 151464.0851 | 87814.111 | 15425.414 | 460144.3892 | 43231.3284 | 51991.8379 | 20795.3735 | 18946.2302 | 152.0528 | 0 | 0 | 0 | 0 | 851797.6254 | 0 | 849973.219 | 1824.4064 | 45055.7348 | 0.35078 | 6327.3222 | 3668.3824 | 644.3875 | 19222.2587 | 1805.9631 | 2171.9282 | 868.7144 | 791.4675 | 6.3519 | 0 | 0 | 0 | 0 | 35583.3401 | 0 | 35507.1267 | 76.2135 | 1882.1766 | 7.3575 | 1.2924 | 42.3284 | 4.3562 | 1.7423 | 0 | 14.2779 | 0.00070354 | 0 | 0.01274 | 0 | 71.2154 | 71.3682 | 71.3682 | 1
TX_2A_LO_2013_EL | 2A | LO | EL | 2412 | ASHRAE30pct-state-2A | OfficeLarge | STD2013 | TX-Houston-TX | Zone2A | Zone2A(TX-Houston-TX) | ASHRAE30pct-state-STD2013 | state | TX | 0.0817 | 0.67 | ASHRAE30pct-state-2A_OfficeLarge_STD2013_TX-Houston-TX.table.csv.gz | Large Office | Houston Bush Intercontinental TX USA TMY3 WMO#=722430 | Electricity | 61.1111 | 1577930.5682 | 946766.6742 | 188805.5571 | 5626841.7117 | 528030.5598 | 581936.1158 | 210669.4461 | 187077.7793 | 1947.2222 | 59297.2227 | 0 | 0 | 0 | 9931544.5239 | 0 | 9909363.9682 | 22180.5557 | 550211.1155 | 4.9928 | 128916.9274 | 77350.8373 | 15425.414 | 459712.9678 | 43140.0967 | 47544.1807 | 17211.6937 | 15284.2546 | 159.0881 | 4844.5831 | 0 | 0 | 0 | 811407.1876 | 0 | 809595.0362 | 1812.1514 | 44952.2481 | 0.20857 | 5385.4281 | 3231.2853 | 644.3875 | 19204.2363 | 1802.1519 | 1986.1299 | 719.0083 | 638.4907 | 6.6458 | 202.3796 | 0 | 0 | 0 | 33896.0536 | 0 | 33820.352 | 75.7015 | 1877.8535 | 6.4809 | 1.2924 | 42.2836 | 3.9835 | 1.4421 | 0.40591 | 12.082 | 0.00041832 | 0 | 0.013329 | 0 | 67.8323 | 67.9841 | 67.9841 | 2
TX_2A_LO_2010_NG | 2A | LO | NG | 2061 | ASHRAE30pct-state-2A | OfficeLarge | STD2010 | TX-Houston-TX | Zone2A | Zone2A(TX-Houston-TX) | ASHRAE30pct-state-STD2010 | state | TX | 0.0817 | 0.67 | ASHRAE30pct-state-2A_OfficeLarge_STD2010_TX-Houston-TX.table.csv.gz | Large Office | Houston Bush Intercontinental TX USA TMY3 WMO#=722430 | Natural Gas | 499016.2355 | 0 | 0 | 0 | 0 | 0 | 0 | 0 | 0 | 0 | 0 | 424423.0282 | 0 | 0 | 923439.2637 | 0 | 923439.2637 | 0 | 0 | 3343.4088 | 0 | 0 | 0 | 0 | 0 | 0 | 0 | 0 | 0 | 0 | 2843.6343 | 0 | 0 | 6187.0431 | 0 | 6187.0431 | 0 | 0 | 499.0162 | 0 | 0 | 0 | 0 | 0 | 0 | 0 | 0 | 0 | 0 | 424.423 | 0 | 0 | 923.4393 | 0 | 923.4393 | 0 | 0 | 0 | 0 | 0 | 0 | 0 | 0 | 0 | 1.0009 | 0.85125 | 0 | 0 | 1.8521 | 1.8521 | 1.8521 | 1
TX_2A_LO_2013_NG | 2A | LO | NG | 2421 | ASHRAE30pct-state-2A | OfficeLarge | STD2013 | TX-Houston-TX | Zone2A | Zone2A(TX-Houston-TX) | ASHRAE30pct-state-STD2013 | state | TX | 0.0817 | 0.67 | ASHRAE30pct-state-2A_OfficeLarge_STD2013_TX-Houston-TX.table.csv.gz | Large Office | Houston Bush Intercontinental TX USA TMY3 WMO#=722430 | Natural Gas | 599968.237 | 0 | 0 | 0 | 0 | 0 | 0 | 0 | 0 | 0 | 0 | 424176.5957 | 0 | 0 | 1024144.8327 | 0 | 1024144.8327 | 0 | 0 | 4019.7872 | 0 | 0 | 0 | 0 | 0 | 0 | 0 | 0 | 0 | 0 | 2841.9832 | 0 | 0 | 6861.7704 | 0 | 6861.7704 | 0 | 0 | 599.9682 | 0 | 0 | 0 | 0 | 0 | 0 | 0 | 0 | 0 | 0 | 424.1766 | 0 | 0 | 1024.1448 | 0 | 1024.1448 | 0 | 0 | 0 | 0 | 0 | 0 | 0 | 0 | 0 | 1.2033 | 0.85076 | 0 | 0 | 2.0541 | 2.0541 | 2.0541 | 2
AZ_2B_LO_2010_EL | 2B | LO | EL | 2652 | ASHRAE30pct-state-2B | OfficeLarge | STD2010 | AZ-Phoenix-AZ | Zone2B | Zone2B(AZ-Phoenix-AZ) | ASHRAE30pct-state-STD2010 | state | AZ | 0.0954 | 0.95 | ASHRAE30pct-state-2B_OfficeLarge_STD2010_AZ-Phoenix-AZ.table.csv.gz | Large Office | Phoenix Sky Harbor Intl Ap AZ USA TMY3 WMO#=722780 | Electricity | 41494.4448 | 1640469.4576 | 1077663.8975 | 188636.1126 | 5632122.2673 | 529147.2265 | 728919.4503 | 229330.5574 | 244658.3353 | 404097.2255 | 0 | 0 | 0 | 0 | 10738872.3081 | 0 | 10716538.9746 | 22333.3335 | 551480.56 | 3958.57 | 156500.7863 | 102809.1358 | 17995.8851 | 537304.4643 | 50480.6454 | 69538.9156 | 21878.1352 | 23340.4052 | 38550.8753 | 0 | 0 | 0 | 0 | 1024488.4182 | 0 | 1022357.8182 | 2130.6 | 52611.2454 | 141.6193 | 5598.8714 | 3678.0335 | 643.8092 | 19222.2587 | 1805.9631 | 2487.7795 | 782.6981 | 835.0113 | 1379.1713 | 0 | 0 | 0 | 0 | 36651.4383 | 0 | 36575.2153 | 76.223 | 1882.1861 | 7.3769 | 1.2913 | 42.3284 | 4.9896 | 1.5698 | 0 | 12.9042 | 0.28404 | 0 | 2.7662 | 0 | 73.3576 | 73.5105 | 73.5105 | 1
AZ_2B_LO_2013_EL | 2B | LO | EL | 2832 | ASHRAE30pct-state-2B | OfficeLarge | STD2013 | AZ-Phoenix-AZ | Zone2B | Zone2B(AZ-Phoenix-AZ) | ASHRAE30pct-state-STD2013 | state | AZ | 0.0954 | 0.95 | ASHRAE30pct-state-2B_OfficeLarge_STD2013_AZ-Phoenix-AZ.table.csv.gz | Large Office | Phoenix Sky Harbor Intl Ap AZ USA TMY3 WMO#=722780 | Electricity | 6941.6667 | 1505855.5676 | 946088.8965 | 188636.1126 | 5626841.7117 | 528030.5598 | 664377.7831 | 197725.0016 | 194386.1127 | 385305.5586 | 0 | 0 | 0 | 0 | 10266363.971 | 0 | 10244188.9708 | 22175.0002 | 550205.56 | 662.235 | 143658.6211 | 90256.8807 | 17995.8851 | 536800.6993 | 50374.1154 | 63381.6405 | 18862.9652 | 18544.4351 | 36758.1503 | 0 | 0 | 0 | 0 | 979411.1228 | 0 | 977295.6278 | 2115.495 | 52489.6104 | 23.6917 | 5139.4384 | 3228.9721 | 643.8092 | 19204.2363 | 1802.1519 | 2267.5008 | 674.8293 | 663.4338 | 1315.0359 | 0 | 0 | 0 | 0 | 35038.782 | 0 | 34963.0994 | 75.6826 | 1877.8345 | 6.4762 | 1.2913 | 42.2836 | 4.5478 | 1.3535 | 0 | 11.6386 | 0.047518 | 0 | 2.6375 | 0 | 70.1242 | 70.276 | 70.276 | 2
AZ_2B_LO_2010_NG | 2B | LO | NG | 2661 | ASHRAE30pct-state-2B | OfficeLarge | STD2010 | AZ-Phoenix-AZ | Zone2B | Zone2B(AZ-Phoenix-AZ) | ASHRAE30pct-state-STD2010 | state | AZ | 0.0954 | 0.95 | ASHRAE30pct-state-2B_OfficeLarge_STD2010_AZ-Phoenix-AZ.table.csv.gz | Large Office | Phoenix Sky Harbor Intl Ap AZ USA TMY3 WMO#=722780 | Natural Gas | 180028.3838 | 0 | 0 | 0 | 0 | 0 | 0 | 0 | 0 | 0 | 0 | 395486.1715 | 0 | 0 | 575514.5553 | 0 | 575514.5553 | 0 | 0 | 1710.2696 | 0 | 0 | 0 | 0 | 0 | 0 | 0 | 0 | 0 | 0 | 3757.1186 | 0 | 0 | 5467.3883 | 0 | 5467.3883 | 0 | 0 | 180.0284 | 0 | 0 | 0 | 0 | 0 | 0 | 0 | 0 | 0 | 0 | 395.4862 | 0 | 0 | 575.5146 | 0 | 575.5146 | 0 | 0 | 0 | 0 | 0 | 0 | 0 | 0 | 0 | 0.36108 | 0.79321 | 0 | 0 | 1.1543 | 1.1543 | 1.1543 | 1
AZ_2B_LO_2013_NG | 2B | LO | NG | 2841 | ASHRAE30pct-state-2B | OfficeLarge | STD2013 | AZ-Phoenix-AZ | Zone2B | Zone2B(AZ-Phoenix-AZ) | ASHRAE30pct-state-STD2013 | state | AZ | 0.0954 | 0.95 | ASHRAE30pct-state-2B_OfficeLarge_STD2013_AZ-Phoenix-AZ.table.csv.gz | Large Office | Phoenix Sky Harbor Intl Ap AZ USA TMY3 WMO#=722780 | Natural Gas | 113975.0087 | 0 | 0 | 0 | 0 | 0 | 0 | 0 | 0 | 0 | 0 | 395486.1715 | 0 | 0 | 509461.1802 | 0 | 509461.1802 | 0 | 0 | 1082.7626 | 0 | 0 | 0 | 0 | 0 | 0 | 0 | 0 | 0 | 0 | 3757.1186 | 0 | 0 | 4839.8812 | 0 | 4839.8812 | 0 | 0 | 113.975 | 0 | 0 | 0 | 0 | 0 | 0 | 0 | 0 | 0 | 0 | 395.4862 | 0 | 0 | 509.4612 | 0 | 509.4612 | 0 | 0 | 0 | 0 | 0 | 0 | 0 | 0 | 0 | 0.2286 | 0.79321 | 0 | 0 | 1.0218 | 1.0218 | 1.0218 | 2
CA_2B_LO_2010_EL | 2B | LO | EL | 2712 | ASHRAE30pct-state-2B | OfficeLarge | STD2010 | CA-Tucson-AZ | Zone2B | Zone2B(CA-Tucson-AZ) | ASHRAE30pct-state-STD2010 | state | CA | 0.136 | 0.7 | ASHRAE30pct-state-2B_OfficeLarge_STD2010_CA-Tucson-AZ.table.csv.gz | Large Office | Tucson International Ap AZ USA TMY3 WMO#=722740 | Electricity | 34211.1114 | 1359463.8998 | 1080791.6753 | 188961.1126 | 5632122.2673 | 529147.2265 | 722413.8947 | 185705.557 | 182641.6681 | 486236.115 | 0 | 0 | 0 | 0 | 10424027.8612 | 0 | 10401694.5277 | 22333.3335 | 551480.56 | 4652.7111 | 184887.0904 | 146987.6678 | 25698.7113 | 765968.6283 | 71964.0228 | 98248.2897 | 25255.9558 | 24839.2669 | 66128.1116 | 0 | 0 | 0 | 0 | 1417667.7891 | 0 | 1414630.4558 | 3037.3334 | 75001.3562 | 116.7615 | 4639.8081 | 3688.7085 | 644.9184 | 19222.2587 | 1805.9631 | 2465.5762 | 633.8073 | 623.3504 | 1659.5088 | 0 | 0 | 0 | 0 | 35576.8839 | 0 | 35500.661 | 76.223 | 1882.1861 | 7.3983 | 1.2935 | 42.3284 | 4.9451 | 1.2712 | 0 | 10.5561 | 0.23418 | 0 | 3.3284 | 0 | 71.2024 | 71.3553 | 71.3553 | 1
CA_2B_LO_2013_EL | 2B | LO | EL | 2892 | ASHRAE30pct-state-2B | OfficeLarge | STD2013 | CA-Tucson-AZ | Zone2B | Zone2B(CA-Tucson-AZ) | ASHRAE30pct-state-STD2013 | state | CA | 0.136 | 0.7 | ASHRAE30pct-state-2B_OfficeLarge_STD2013_CA-Tucson-AZ.table.csv.gz | Large Office | Tucson International Ap AZ USA TMY3 WMO#=722740 | Electricity | 4197.2223 | 1256613.8989 | 946713.8965 | 188961.1126 | 5626841.7117 | 528030.5598 | 666208.3387 | 163863.8902 | 140980.5567 | 466538.8926 | 0 | 0 | 0 | 0 | 10011125.0801 | 0 | 9988950.0799 | 22175.0002 | 550205.56 | 570.8222 | 170899.4903 | 128753.0899 | 25698.7113 | 765250.4728 | 71812.1561 | 90604.3341 | 22285.4891 | 19173.3557 | 63449.2894 | 0 | 0 | 0 | 0 | 1361513.0109 | 0 | 1358497.2109 | 3015.8 | 74827.9562 | 14.325 | 4288.7843 | 3231.1052 | 644.9184 | 19204.2363 | 1802.1519 | 2273.7484 | 559.2624 | 481.1623 | 1592.2828 | 0 | 0 | 0 | 0 | 34167.6596 | 0 | 34091.977 | 75.6826 | 1877.8345 | 6.4805 | 1.2935 | 42.2836 | 4.5604 | 1.1217 | 0 | 9.5669 | 0.028731 | 0 | 3.1936 | 0 | 68.3771 | 68.5288 | 68.5288 | 2
CA_2B_LO_2010_NG | 2B | LO | NG | 2721 | ASHRAE30pct-state-2B | OfficeLarge | STD2010 | CA-Tucson-AZ | Zone2B | Zone2B(CA-Tucson-AZ) | ASHRAE30pct-state-STD2010 | state | CA | 0.136 | 0.7 | ASHRAE30pct-state-2B_OfficeLarge_STD2010_CA-Tucson-AZ.table.csv.gz | Large Office | Tucson International Ap AZ USA TMY3 WMO#=722740 | Natural Gas | 359573.3808 | 0 | 0 | 0 | 0 | 0 | 0 | 0 | 0 | 0 | 0 | 395476.6933 | 0 | 0 | 755059.5523 | 0 | 755050.0741 | 0 | 0 | 2517.0137 | 0 | 0 | 0 | 0 | 0 | 0 | 0 | 0 | 0 | 0 | 2768.3369 | 0 | 0 | 5285.4169 | 0 | 5285.3505 | 0 | 0 | 359.5734 | 0 | 0 | 0 | 0 | 0 | 0 | 0 | 0 | 0 | 0 | 395.4767 | 0 | 0 | 755.0596 | 0 | 755.0501 | 0 | 0 | 0 | 0 | 0 | 0 | 0 | 0 | 0 | 0.72118 | 0.79319 | 0 | 0 | 1.5144 | 1.5144 | 1.5144 | 1
CA_2B_LO_2013_NG | 2B | LO | NG | 2901 | ASHRAE30pct-state-2B | OfficeLarge | STD2013 | CA-Tucson-AZ | Zone2B | Zone2B(CA-Tucson-AZ) | ASHRAE30pct-state-STD2013 | state | CA | 0.136 | 0.7 | ASHRAE30pct-state-2B_OfficeLarge_STD2013_CA-Tucson-AZ.table.csv.gz | Large Office | Tucson International Ap AZ USA TMY3 WMO#=722740 | Natural Gas | 266365.0452 | 0 | 0 | 0 | 0 | 0 | 0 | 0 | 0 | 0 | 0 | 395486.1715 | 0 | 0 | 661851.2167 | 0 | 661851.2167 | 0 | 0 | 1864.5553 | 0 | 0 | 0 | 0 | 0 | 0 | 0 | 0 | 0 | 0 | 2768.4032 | 0 | 0 | 4632.9585 | 0 | 4632.9585 | 0 | 0 | 266.365 | 0 | 0 | 0 | 0 | 0 | 0 | 0 | 0 | 0 | 0 | 395.4862 | 0 | 0 | 661.8512 | 0 | 661.8512 | 0 | 0 | 0 | 0 | 0 | 0 | 0 | 0 | 0 | 0.53424 | 0.79321 | 0 | 0 | 1.3275 | 1.3275 | 1.3275 | 2
TX_2B_LO_2010_EL | 2B | LO | EL | 2772 | ASHRAE30pct-state-2B | OfficeLarge | STD2010 | TX-SanAntonio-TX | Zone2B | Zone2B(TX-SanAntonio-TX) | ASHRAE30pct-state-STD2010 | state | TX | 0.0817 | 0.67 | ASHRAE30pct-state-2B_OfficeLarge_STD2010_TX-SanAntonio-TX.table.csv.gz | Large Office | San Antonio Intl Ap TX USA TMY3 WMO#=722530 | Electricity | 2894.4445 | 1664247.2355 | 1073963.8975 | 188791.6682 | 5632122.2673 | 529147.2265 | 663986.1164 | 226058.3351 | 330469.4471 | 198480.5571 | 0 | 0 | 0 | 0 | 10532488.9731 | 0 | 10510161.1952 | 22327.778 | 551475.0044 | 236.4761 | 135968.9991 | 87742.8504 | 15424.2793 | 460144.3892 | 43231.3284 | 54247.6657 | 18468.966 | 26999.3538 | 16215.8615 | 0 | 0 | 0 | 0 | 860504.3491 | 0 | 858680.1696 | 1824.1795 | 45055.5079 | 9.8786 | 5680.0242 | 3665.4055 | 644.3401 | 19222.2587 | 1805.9631 | 2266.164 | 771.5301 | 1127.882 | 677.408 | 0 | 0 | 0 | 0 | 35947.0584 | 0 | 35870.8543 | 76.204 | 1882.1671 | 7.3516 | 1.2923 | 42.3284 | 4.5452 | 1.5474 | 0 | 13.6544 | 0.019813 | 0 | 1.3587 | 0 | 71.9449 | 72.0977 | 72.0977 | 1
TX_2B_LO_2013_EL | 2B | LO | EL | 2952 | ASHRAE30pct-state-2B | OfficeLarge | STD2013 | TX-SanAntonio-TX | Zone2B | Zone2B(TX-SanAntonio-TX) | ASHRAE30pct-state-STD2013 | state | TX | 0.0817 | 0.67 | ASHRAE30pct-state-2B_OfficeLarge_STD2013_TX-SanAntonio-TX.table.csv.gz | Large Office | San Antonio Intl Ap TX USA TMY3 WMO#=722530 | Electricity | 786.1111 | 1561136.1236 | 947019.452 | 188791.6682 | 5626841.7117 | 528030.5598 | 618608.3383 | 202319.4461 | 295905.5579 | 198572.2238 | 0 | 0 | 0 | 0 | 10190188.9704 | 0 | 10168011.1925 | 22177.778 | 550208.3377 | 64.2253 | 127544.8213 | 77371.4892 | 15424.2793 | 459712.9678 | 43140.0967 | 50540.3012 | 16529.4987 | 24175.4841 | 16223.3507 | 0 | 0 | 0 | 0 | 832538.4389 | 0 | 830726.5144 | 1811.9245 | 44952.0212 | 2.683 | 5328.1092 | 3232.148 | 644.3401 | 19204.2363 | 1802.1519 | 2111.2911 | 690.51 | 1009.9165 | 677.7208 | 0 | 0 | 0 | 0 | 34778.7991 | 0 | 34703.107 | 75.6921 | 1877.844 | 6.4826 | 1.2923 | 42.2836 | 4.2345 | 1.3849 | 0 | 12.7119 | 0.0053811 | 0 | 1.3593 | 0 | 69.6028 | 69.7546 | 69.7546 | 2
TX_2B_LO_2010_NG | 2B | LO | NG | 2781 | ASHRAE30pct-state-2B | OfficeLarge | STD2010 | TX-SanAntonio-TX | Zone2B | Zone2B(TX-SanAntonio-TX) | ASHRAE30pct-state-STD2010 | state | TX | 0.0817 | 0.67 | ASHRAE30pct-state-2B_OfficeLarge_STD2010_TX-SanAntonio-TX.table.csv.gz | Large Office | San Antonio Intl Ap TX USA TMY3 WMO#=722530 | Natural Gas | 478979.3816 | 0 | 0 | 0 | 0 | 0 | 0 | 0 | 0 | 0 | 0 | 395495.6497 | 0 | 0 | 874475.0313 | 0 | 874475.0313 | 0 | 0 | 3209.1619 | 0 | 0 | 0 | 0 | 0 | 0 | 0 | 0 | 0 | 0 | 2649.8209 | 0 | 0 | 5858.9827 | 0 | 5858.9827 | 0 | 0 | 478.9794 | 0 | 0 | 0 | 0 | 0 | 0 | 0 | 0 | 0 | 0 | 395.4956 | 0 | 0 | 874.475 | 0 | 874.475 | 0 | 0 | 0 | 0 | 0 | 0 | 0 | 0 | 0 | 0.96067 | 0.79323 | 0 | 0 | 1.7539 | 1.7539 | 1.7539 | 1
TX_2B_LO_2013_NG | 2B | LO | NG | 2961 | ASHRAE30pct-state-2B | OfficeLarge | STD2013 | TX-SanAntonio-TX | Zone2B | Zone2B(TX-SanAntonio-TX) | ASHRAE30pct-state-STD2013 | state | TX | 0.0817 | 0.67 | ASHRAE30pct-state-2B_OfficeLarge_STD2013_TX-SanAntonio-TX.table.csv.gz | Large Office | San Antonio Intl Ap TX USA TMY3 WMO#=722530 | Natural Gas | 385363.4846 | 0 | 0 | 0 | 0 | 0 | 0 | 0 | 0 | 0 | 0 | 395495.6497 | 0 | 0 | 780868.6125 | 0 | 780859.1343 | 0 | 0 | 2581.9353 | 0 | 0 | 0 | 0 | 0 | 0 | 0 | 0 | 0 | 0 | 2649.8209 | 0 | 0 | 5231.8197 | 0 | 5231.7562 | 0 | 0 | 385.3635 | 0 | 0 | 0 | 0 | 0 | 0 | 0 | 0 | 0 | 0 | 395.4956 | 0 | 0 | 780.8686 | 0 | 780.8591 | 0 | 0 | 0 | 0 | 0 | 0 | 0 | 0 | 0 | 0.77291 | 0.79323 | 0 | 0 | 1.5661 | 1.5662 | 1.5661 | 2
AL_3A_LO_2010_EL | 3A | LO | EL | 3612 | ASHRAE30pct-state-3A | OfficeLarge | STD2010 | AL-Birmingham-AL | Zone3A | Zone3A(AL-Birmingham-AL) | ASHRAE30pct-state-STD2010 | state | AL | 0.1058 | 1.24 | ASHRAE30pct-state-3A_OfficeLarge_STD2010_AL-Birmingham-AL.table.csv.gz | Large Office | Birmingham Municipal Ap AL USA TMY3 WMO#=722280 | Electricity | 191.6667 | 1521208.3455 | 1060763.8974 | 189541.6682 | 5632122.2673 | 529147.2265 | 614788.8938 | 202950.0016 | 170261.1125 | 4075 | 0 | 0 | 0 | 0 | 9947372.3018 | 0 | 9925050.0794 | 22322.2224 | 551469.4489 | 20.2783 | 160943.843 | 112228.8203 | 20053.5085 | 595878.5359 | 55983.7766 | 65044.665 | 21472.1102 | 18013.6257 | 431.135 | 0 | 0 | 0 | 0 | 1052431.9895 | 0 | 1050070.2984 | 2361.6911 | 58345.4677 | 0.65415 | 5191.8369 | 3620.3543 | 646.8998 | 19222.2587 | 1805.9631 | 2098.2554 | 692.6621 | 581.0959 | 13.9078 | 0 | 0 | 0 | 0 | 33950.0733 | 0 | 33873.8882 | 76.1851 | 1882.1481 | 7.2612 | 1.2975 | 42.3283 | 4.2084 | 1.3892 | 0 | 11.5786 | 0.001312 | 0 | 0.027894 | 0 | 67.9396 | 68.0924 | 68.0924 | 1
AL_3A_LO_2013_EL | 3A | LO | EL | 4212 | ASHRAE30pct-state-3A | OfficeLarge | STD2013 | AL-Birmingham-AL | Zone3A | Zone3A(AL-Birmingham-AL) | ASHRAE30pct-state-STD2013 | state | AL | 0.1058 | 1.24 | ASHRAE30pct-state-3A_OfficeLarge_STD2013_AL-Birmingham-AL.table.csv.gz | Large Office | Birmingham Municipal Ap AL USA TMY3 WMO#=722280 | Electricity | 100 | 1356388.8997 | 949330.5632 | 189541.6682 | 5626841.7117 | 528030.5598 | 579463.8935 | 170125.0014 | 227433.3352 | 4200 | 43605.5559 | 0 | 0 | 0 | 9697233.4109 | 0 | 9675061.1885 | 22172.2224 | 550202.7822 | 10.58 | 143505.9456 | 100439.1736 | 20053.5085 | 595319.8531 | 55865.6332 | 61307.2799 | 17999.2251 | 24062.4469 | 444.36 | 4613.4678 | 0 | 0 | 0 | 1025967.2949 | 0 | 1023621.4737 | 2345.8211 | 58211.4544 | 0.3413 | 4629.3133 | 3240.0358 | 646.8998 | 19204.2363 | 1802.1519 | 1977.6923 | 580.6314 | 776.2229 | 14.3345 | 148.8244 | 0 | 0 | 0 | 33096.357 | 0 | 33020.6839 | 75.6731 | 1877.825 | 6.4984 | 1.2975 | 42.2835 | 3.9666 | 1.1646 | 0.29849 | 10.8417 | 0.00068453 | 0 | 0.02875 | 0 | 66.2284 | 66.3802 | 66.3802 | 2
AL_3A_LO_2010_NG | 3A | LO | NG | 3621 | ASHRAE30pct-state-3A | OfficeLarge | STD2010 | AL-Birmingham-AL | Zone3A | Zone3A(AL-Birmingham-AL) | ASHRAE30pct-state-STD2010 | state | AL | 0.1058 | 1.24 | ASHRAE30pct-state-3A_OfficeLarge_STD2010_AL-Birmingham-AL.table.csv.gz | Large Office | Birmingham Municipal Ap AL USA TMY3 WMO#=722280 | Natural Gas | 634933.2105 | 0 | 0 | 0 | 0 | 0 | 0 | 0 | 0 | 0 | 0 | 462932.8378 | 0 | 0 | 1097866.0483 | 0 | 1097866.0483 | 0 | 0 | 7873.1718 | 0 | 0 | 0 | 0 | 0 | 0 | 0 | 0 | 0 | 0 | 5740.3672 | 0 | 0 | 13613.539 | 0 | 13613.539 | 0 | 0 | 634.9332 | 0 | 0 | 0 | 0 | 0 | 0 | 0 | 0 | 0 | 0 | 462.9328 | 0 | 0 | 1097.866 | 0 | 1097.866 | 0 | 0 | 0 | 0 | 0 | 0 | 0 | 0 | 0 | 1.2735 | 0.92849 | 0 | 0 | 2.202 | 2.202 | 2.202 | 1
AL_3A_LO_2013_NG | 3A | LO | NG | 4221 | ASHRAE30pct-state-3A | OfficeLarge | STD2013 | AL-Birmingham-AL | Zone3A | Zone3A(AL-Birmingham-AL) | ASHRAE30pct-state-STD2013 | state | AL | 0.1058 | 1.24 | ASHRAE30pct-state-3A_OfficeLarge_STD2013_AL-Birmingham-AL.table.csv.gz | Large Office | Birmingham Municipal Ap AL USA TMY3 WMO#=722280 | Natural Gas | 1316802.3248 | 0 | 0 | 0 | 0 | 0 | 0 | 0 | 0 | 0 | 0 | 462714.8398 | 0 | 0 | 1779507.6865 | 0 | 1779517.1646 | 0 | 0 | 16328.3488 | 0 | 0 | 0 | 0 | 0 | 0 | 0 | 0 | 0 | 0 | 5737.664 | 0 | 0 | 22065.8953 | 0 | 22066.0128 | 0 | 0 | 1316.8023 | 0 | 0 | 0 | 0 | 0 | 0 | 0 | 0 | 0 | 0 | 462.7148 | 0 | 0 | 1779.5077 | 0 | 1779.5172 | 0 | 0 | 0 | 0 | 0 | 0 | 0 | 0 | 0 | 2.6411 | 0.92805 | 0 | 0 | 3.5691 | 3.5691 | 3.5691 | 2
AR_3A_LO_2010_EL | 3A | LO | EL | 3672 | ASHRAE30pct-state-3A | OfficeLarge | STD2010 | AR-Little-Rock-AR | Zone3A | Zone3A(AR-Little-Rock-AR) | ASHRAE30pct-state-STD2010 | state | AR | 0.0768 | 0.77 | ASHRAE30pct-state-3A_OfficeLarge_STD2010_AR-Little-Rock-AR.table.csv.gz | Large Office | Little Rock Adams Field AR USA TMY3 WMO#=723403 | Electricity | 197.2222 | 1560352.7903 | 1060550.0085 | 189016.6682 | 5632122.2673 | 529147.2265 | 610986.116 | 210238.8906 | 172594.4458 | 4627.7778 | 0 | 0 | 0 | 0 | 9992152.8577 | 0 | 9969833.4131 | 22319.4446 | 551466.6711 | 15.1467 | 119835.0943 | 81450.2407 | 14516.4801 | 432546.9901 | 40638.507 | 46923.7337 | 16146.3468 | 13255.2534 | 355.4133 | 0 | 0 | 0 | 0 | 767397.3395 | 0 | 765683.2061 | 1714.1333 | 42352.6403 | 0.67311 | 5325.4357 | 3619.6243 | 645.108 | 19222.2587 | 1805.9631 | 2085.2767 | 717.5388 | 589.0595 | 15.7945 | 0 | 0 | 0 | 0 | 34102.9079 | 0 | 34026.7324 | 76.1756 | 1882.1387 | 7.2598 | 1.2939 | 42.3283 | 4.1824 | 1.4391 | 0 | 11.8625 | 0.00135 | 0 | 0.031678 | 0 | 68.2462 | 68.399 | 68.399 | 1
AR_3A_LO_2013_EL | 3A | LO | EL | 4272 | ASHRAE30pct-state-3A | OfficeLarge | STD2013 | AR-Little-Rock-AR | Zone3A | Zone3A(AR-Little-Rock-AR) | ASHRAE30pct-state-STD2013 | state | AR | 0.0768 | 0.77 | ASHRAE30pct-state-3A_OfficeLarge_STD2013_AR-Little-Rock-AR.table.csv.gz | Large Office | Little Rock Adams Field AR USA TMY3 WMO#=723403 | Electricity | 75 | 1375355.5666 | 948641.6743 | 189016.6682 | 5626841.7117 | 528030.5598 | 577411.1157 | 178066.6681 | 139869.4456 | 4761.1111 | 42727.7781 | 0 | 0 | 0 | 9632972.2993 | 0 | 9610797.2991 | 22175.0002 | 550205.56 | 5.76 | 105627.3075 | 72855.6806 | 14516.4801 | 432141.4435 | 40552.747 | 44345.1737 | 13675.5201 | 10741.9734 | 365.6533 | 3281.4934 | 0 | 0 | 0 | 739812.2726 | 0 | 738109.2326 | 1703.04 | 42255.787 | 0.25597 | 4694.0459 | 3237.6846 | 645.108 | 19204.2363 | 1802.1519 | 1970.6862 | 607.736 | 477.3701 | 16.2495 | 145.8286 | 0 | 0 | 0 | 32877.0358 | 0 | 32801.3532 | 75.6826 | 1877.8345 | 6.4937 | 1.2939 | 42.2836 | 3.9525 | 1.2189 | 0.29248 | 10.3721 | 0.0005134 | 0 | 0.032591 | 0 | 65.7885 | 65.9403 | 65.9403 | 2
AR_3A_LO_2010_NG | 3A | LO | NG | 3681 | ASHRAE30pct-state-3A | OfficeLarge | STD2010 | AR-Little-Rock-AR | Zone3A | Zone3A(AR-Little-Rock-AR) | ASHRAE30pct-state-STD2010 | state | AR | 0.0768 | 0.77 | ASHRAE30pct-state-3A_OfficeLarge_STD2010_AR-Little-Rock-AR.table.csv.gz | Large Office | Little Rock Adams Field AR USA TMY3 WMO#=723403 | Natural Gas | 1320944.2856 | 0 | 0 | 0 | 0 | 0 | 0 | 0 | 0 | 0 | 0 | 462942.3159 | 0 | 0 | 1783896.0797 | 0 | 1783886.6016 | 0 | 0 | 10171.271 | 0 | 0 | 0 | 0 | 0 | 0 | 0 | 0 | 0 | 0 | 3564.6558 | 0 | 0 | 13735.9998 | 0 | 13735.9268 | 0 | 0 | 1320.9443 | 0 | 0 | 0 | 0 | 0 | 0 | 0 | 0 | 0 | 0 | 462.9423 | 0 | 0 | 1783.8961 | 0 | 1783.8866 | 0 | 0 | 0 | 0 | 0 | 0 | 0 | 0 | 0 | 2.6494 | 0.92851 | 0 | 0 | 3.5779 | 3.5779 | 3.5779 | 1
AR_3A_LO_2013_NG | 3A | LO | NG | 4281 | ASHRAE30pct-state-3A | OfficeLarge | STD2013 | AR-Little-Rock-AR | Zone3A | Zone3A(AR-Little-Rock-AR) | ASHRAE30pct-state-STD2013 | state | AR | 0.0768 | 0.77 | ASHRAE30pct-state-3A_OfficeLarge_STD2013_AR-Little-Rock-AR.table.csv.gz | Large Office | Little Rock Adams Field AR USA TMY3 WMO#=723403 | Natural Gas | 2304475.1547 | 0 | 0 | 0 | 0 | 0 | 0 | 0 | 0 | 0 | 0 | 462733.7962 | 0 | 0 | 2767218.429 | 0 | 2767208.9509 | 0 | 0 | 17744.4587 | 0 | 0 | 0 | 0 | 0 | 0 | 0 | 0 | 0 | 0 | 3563.0502 | 0 | 0 | 21307.5819 | 0 | 21307.5089 | 0 | 0 | 2304.4752 | 0 | 0 | 0 | 0 | 0 | 0 | 0 | 0 | 0 | 0 | 462.7338 | 0 | 0 | 2767.2184 | 0 | 2767.209 | 0 | 0 | 0 | 0 | 0 | 0 | 0 | 0 | 0 | 4.622 | 0.92809 | 0 | 0 | 5.5501 | 5.5501 | 5.5501 | 2
GA_3A_LO_2010_EL | 3A | LO | EL | 3732 | ASHRAE30pct-state-3A | OfficeLarge | STD2010 | GA-Atlanta-GA | Zone3A | Zone3A(GA-Atlanta-GA) | ASHRAE30pct-state-STD2010 | state | GA | 0.0947 | 0.94 | ASHRAE30pct-state-3A_OfficeLarge_STD2010_GA-Atlanta-GA.table.csv.gz | Large Office | Atlanta Hartsfield Intl Ap GA USA TMY3 WMO#=722190 | Electricity | 394.4444 | 1457008.345 | 1060775.0085 | 189127.7793 | 5632122.2673 | 529147.2265 | 624700.005 | 193630.5571 | 255761.1132 | 4780.5556 | 0 | 0 | 0 | 0 | 9969772.302 | 0 | 9947447.3018 | 22325.0002 | 551472.2266 | 37.3539 | 137978.6903 | 100455.3933 | 17910.4007 | 533361.9787 | 50110.2423 | 59159.0905 | 18336.8138 | 24220.5774 | 452.7186 | 0 | 0 | 0 | 0 | 944137.437 | 0 | 942023.2595 | 2114.1775 | 52224.4199 | 1.3462 | 4972.7243 | 3620.3922 | 645.4872 | 19222.2587 | 1805.9631 | 2132.0818 | 660.8551 | 872.9048 | 16.3159 | 0 | 0 | 0 | 0 | 34026.5238 | 0 | 33950.3293 | 76.1945 | 1882.1576 | 7.2613 | 1.2946 | 42.3284 | 4.2762 | 1.3255 | 0 | 11.7244 | 0.0027001 | 0 | 0.032724 | 0 | 68.093 | 68.2458 | 68.2458 | 1
GA_3A_LO_2013_EL | 3A | LO | EL | 4332 | ASHRAE30pct-state-3A | OfficeLarge | STD2013 | GA-Atlanta-GA | Zone3A | Zone3A(GA-Atlanta-GA) | ASHRAE30pct-state-STD2013 | state | GA | 0.0947 | 0.94 | ASHRAE30pct-state-3A_OfficeLarge_STD2013_GA-Atlanta-GA.table.csv.gz | Large Office | Atlanta Hartsfield Intl Ap GA USA TMY3 WMO#=722190 | Electricity | 113.8889 | 1312094.4549 | 948697.2298 | 189127.7793 | 5626841.7117 | 528030.5598 | 588883.338 | 162722.2235 | 201352.7794 | 4886.1112 | 39616.667 | 0 | 0 | 0 | 9624547.2992 | 0 | 9602366.7435 | 22180.5557 | 550211.1155 | 10.7853 | 124255.3449 | 89841.6277 | 17910.4007 | 532861.9101 | 50004.494 | 55767.2521 | 15409.7946 | 19068.1082 | 462.7147 | 3751.6984 | 0 | 0 | 0 | 911444.6292 | 0 | 909344.1306 | 2100.4986 | 52104.9926 | 0.3887 | 4478.1377 | 3237.8742 | 645.4872 | 19204.2363 | 1802.1519 | 2009.8406 | 555.3659 | 687.2108 | 16.6761 | 135.2105 | 0 | 0 | 0 | 32848.2816 | 0 | 32772.58 | 75.7015 | 1877.8535 | 6.4941 | 1.2946 | 42.2836 | 4.0311 | 1.1139 | 0.27119 | 10.36 | 0.0007796 | 0 | 0.033447 | 0 | 65.7308 | 65.8826 | 65.8826 | 2
GA_3A_LO_2010_NG | 3A | LO | NG | 3741 | ASHRAE30pct-state-3A | OfficeLarge | STD2010 | GA-Atlanta-GA | Zone3A | Zone3A(GA-Atlanta-GA) | ASHRAE30pct-state-STD2010 | state | GA | 0.0947 | 0.94 | ASHRAE30pct-state-3A_OfficeLarge_STD2010_GA-Atlanta-GA.table.csv.gz | Large Office | Atlanta Hartsfield Intl Ap GA USA TMY3 WMO#=722190 | Natural Gas | 900426.264 | 0 | 0 | 0 | 0 | 0 | 0 | 0 | 0 | 0 | 0 | 462942.3159 | 0 | 0 | 1363368.5799 | 0 | 1363368.5799 | 0 | 0 | 8464.0069 | 0 | 0 | 0 | 0 | 0 | 0 | 0 | 0 | 0 | 0 | 4351.6578 | 0 | 0 | 12815.6647 | 0 | 12815.6647 | 0 | 0 | 900.4263 | 0 | 0 | 0 | 0 | 0 | 0 | 0 | 0 | 0 | 0 | 462.9423 | 0 | 0 | 1363.3686 | 0 | 1363.3686 | 0 | 0 | 0 | 0 | 0 | 0 | 0 | 0 | 0 | 1.806 | 0.92851 | 0 | 0 | 2.7345 | 2.7345 | 2.7345 | 1
GA_3A_LO_2013_NG | 3A | LO | NG | 4341 | ASHRAE30pct-state-3A | OfficeLarge | STD2013 | GA-Atlanta-GA | Zone3A | Zone3A(GA-Atlanta-GA) | ASHRAE30pct-state-STD2013 | state | GA | 0.0947 | 0.94 | ASHRAE30pct-state-3A_OfficeLarge_STD2013_GA-Atlanta-GA.table.csv.gz | Large Office | Atlanta Hartsfield Intl Ap GA USA TMY3 WMO#=722190 | Natural Gas | 1666963.8816 | 0 | 0 | 0 | 0 | 0 | 0 | 0 | 0 | 0 | 0 | 462714.8398 | 0 | 0 | 2129678.7214 | 0 | 2129678.7214 | 0 | 0 | 15669.4605 | 0 | 0 | 0 | 0 | 0 | 0 | 0 | 0 | 0 | 0 | 4349.5195 | 0 | 0 | 20018.98 | 0 | 20018.98 | 0 | 0 | 1666.9639 | 0 | 0 | 0 | 0 | 0 | 0 | 0 | 0 | 0 | 0 | 462.7148 | 0 | 0 | 2129.6787 | 0 | 2129.6787 | 0 | 0 | 0 | 0 | 0 | 0 | 0 | 0 | 0 | 3.3434 | 0.92805 | 0 | 0 | 4.2714 | 4.2714 | 4.2714 | 2
LA_3A_LO_2010_EL | 3A | LO | EL | 3792 | ASHRAE30pct-state-3A | OfficeLarge | STD2010 | LA-Shreveport-LA | Zone3A | Zone3A(LA-Shreveport-LA) | ASHRAE30pct-state-STD2010 | state | LA | 0.0779 | 0.8 | ASHRAE30pct-state-3A_OfficeLarge_STD2010_LA-Shreveport-LA.table.csv.gz | Large Office | Shreveport Regional Arpt LA USA TMY3 WMO#=722480 | Electricity | 241.6667 | 1670008.3467 | 1059294.4529 | 188888.8904 | 5632122.2673 | 529147.2265 | 617388.8938 | 222908.3351 | 195877.7793 | 3183.3334 | 0 | 0 | 0 | 0 | 10141383.4145 | 0 | 10119061.1921 | 22322.2224 | 551469.4489 | 18.8258 | 130093.6502 | 82519.0379 | 14714.4446 | 438742.3246 | 41220.5689 | 48094.5948 | 17364.5593 | 15258.879 | 247.9817 | 0 | 0 | 0 | 0 | 790013.768 | 0 | 788274.8669 | 1738.9011 | 42959.4701 | 0.8248 | 5699.6867 | 3615.3391 | 644.6719 | 19222.2587 | 1805.9631 | 2107.1292 | 760.7792 | 668.5248 | 10.8646 | 0 | 0 | 0 | 0 | 34612.2272 | 0 | 34536.0422 | 76.1851 | 1882.1481 | 7.2512 | 1.293 | 42.3283 | 4.2262 | 1.5259 | 0 | 12.7725 | 0.0016543 | 0 | 0.021791 | 0 | 69.2677 | 69.4205 | 69.4205 | 1
LA_3A_LO_2013_EL | 3A | LO | EL | 4392 | ASHRAE30pct-state-3A | OfficeLarge | STD2013 | LA-Shreveport-LA | Zone3A | Zone3A(LA-Shreveport-LA) | ASHRAE30pct-state-STD2013 | state | LA | 0.0779 | 0.8 | ASHRAE30pct-state-3A_OfficeLarge_STD2013_LA-Shreveport-LA.table.csv.gz | Large Office | Shreveport Regional Arpt LA USA TMY3 WMO#=722480 | Electricity | 75 | 1462363.9006 | 947805.5631 | 188888.8904 | 5626841.7117 | 528030.5598 | 582627.7824 | 187644.4459 | 158066.6679 | 3286.1111 | 51955.556 | 0 | 0 | 0 | 9759763.967 | 0 | 9737586.189 | 22177.778 | 550208.3377 | 5.8425 | 113918.1479 | 73834.0534 | 14714.4446 | 438330.9693 | 41133.5806 | 45386.7043 | 14617.5023 | 12313.3934 | 255.9881 | 4047.3378 | 0 | 0 | 0 | 760285.613 | 0 | 758557.9641 | 1727.6489 | 42861.2295 | 0.25597 | 4991.0027 | 3234.831 | 644.6719 | 19204.2363 | 1802.1519 | 1988.4906 | 640.4247 | 539.4766 | 11.2154 | 177.3227 | 0 | 0 | 0 | 33309.7719 | 0 | 33234.0798 | 75.6921 | 1877.844 | 6.488 | 1.293 | 42.2836 | 3.9882 | 1.2845 | 0.35565 | 11.0923 | 0.0005134 | 0 | 0.022494 | 0 | 66.6564 | 66.8082 | 66.8082 | 2
LA_3A_LO_2010_NG | 3A | LO | NG | 3801 | ASHRAE30pct-state-3A | OfficeLarge | STD2010 | LA-Shreveport-LA | Zone3A | Zone3A(LA-Shreveport-LA) | ASHRAE30pct-state-STD2010 | state | LA | 0.0779 | 0.8 | ASHRAE30pct-state-3A_OfficeLarge_STD2010_LA-Shreveport-LA.table.csv.gz | Large Office | Shreveport Regional Arpt LA USA TMY3 WMO#=722480 | Natural Gas | 679840.7857 | 0 | 0 | 0 | 0 | 0 | 0 | 0 | 0 | 0 | 0 | 462942.3159 | 0 | 0 | 1142783.1016 | 0 | 1142783.1016 | 0 | 0 | 5438.7263 | 0 | 0 | 0 | 0 | 0 | 0 | 0 | 0 | 0 | 0 | 3703.5385 | 0 | 0 | 9142.2648 | 0 | 9142.2648 | 0 | 0 | 679.8408 | 0 | 0 | 0 | 0 | 0 | 0 | 0 | 0 | 0 | 0 | 462.9423 | 0 | 0 | 1142.7831 | 0 | 1142.7831 | 0 | 0 | 0 | 0 | 0 | 0 | 0 | 0 | 0 | 1.3635 | 0.92851 | 0 | 0 | 2.292 | 2.292 | 2.292 | 1
LA_3A_LO_2013_NG | 3A | LO | NG | 4401 | ASHRAE30pct-state-3A | OfficeLarge | STD2013 | LA-Shreveport-LA | Zone3A | Zone3A(LA-Shreveport-LA) | ASHRAE30pct-state-STD2013 | state | LA | 0.0779 | 0.8 | ASHRAE30pct-state-3A_OfficeLarge_STD2013_LA-Shreveport-LA.table.csv.gz | Large Office | Shreveport Regional Arpt LA USA TMY3 WMO#=722480 | Natural Gas | 1277041.3966 | 0 | 0 | 0 | 0 | 0 | 0 | 0 | 0 | 0 | 0 | 462714.8398 | 0 | 0 | 1739756.2364 | 0 | 1739756.2364 | 0 | 0 | 10216.3312 | 0 | 0 | 0 | 0 | 0 | 0 | 0 | 0 | 0 | 0 | 3701.7187 | 0 | 0 | 13918.0499 | 0 | 13918.0499 | 0 | 0 | 1277.0414 | 0 | 0 | 0 | 0 | 0 | 0 | 0 | 0 | 0 | 0 | 462.7148 | 0 | 0 | 1739.7562 | 0 | 1739.7562 | 0 | 0 | 0 | 0 | 0 | 0 | 0 | 0 | 0 | 2.5613 | 0.92805 | 0 | 0 | 3.4894 | 3.4894 | 3.4894 | 2
MS_3A_LO_2010_EL | 3A | LO | EL | 3852 | ASHRAE30pct-state-3A | OfficeLarge | STD2010 | MS-Jackson-MS | Zone3A | Zone3A(MS-Jackson-MS) | ASHRAE30pct-state-STD2010 | state | MS | 0.0928 | 0.72 | ASHRAE30pct-state-3A_OfficeLarge_STD2010_MS-Jackson-MS.table.csv.gz | Large Office | Jackson International Ap MS USA TMY3 WMO#=722350 | Electricity | 405.5556 | 1621125.013 | 1059661.1196 | 189019.446 | 5632122.2673 | 529147.2265 | 615275.0049 | 218944.4462 | 187016.6682 | 3086.1111 | 0 | 0 | 0 | 0 | 10078125.0806 | 0 | 10055802.8582 | 22322.2224 | 551469.4489 | 37.6356 | 150440.4012 | 98336.5519 | 17541.0046 | 522660.9464 | 49104.8626 | 57097.5205 | 20318.0446 | 17355.1468 | 286.3911 | 0 | 0 | 0 | 0 | 935250.0075 | 0 | 933178.5052 | 2071.5022 | 51176.3649 | 1.3841 | 5532.8494 | 3616.5906 | 645.1175 | 19222.2587 | 1805.9631 | 2099.9145 | 747.2506 | 638.2821 | 10.5328 | 0 | 0 | 0 | 0 | 34396.3285 | 0 | 34320.1434 | 76.1851 | 1882.1481 | 7.2537 | 1.2939 | 42.3283 | 4.2117 | 1.4987 | 0 | 12.3772 | 0.0027761 | 0 | 0.021125 | 0 | 68.8347 | 68.9875 | 68.9875 | 1
MS_3A_LO_2013_EL | 3A | LO | EL | 4452 | ASHRAE30pct-state-3A | OfficeLarge | STD2013 | MS-Jackson-MS | Zone3A | Zone3A(MS-Jackson-MS) | ASHRAE30pct-state-STD2013 | state | MS | 0.0928 | 0.72 | ASHRAE30pct-state-3A_OfficeLarge_STD2013_MS-Jackson-MS.table.csv.gz | Large Office | Jackson International Ap MS USA TMY3 WMO#=722350 | Electricity | 130.5556 | 1428733.3448 | 948388.8965 | 189019.446 | 5626841.7117 | 528030.5598 | 581422.2269 | 184113.8904 | 150250.0012 | 3097.2222 | 49075.0004 | 0 | 0 | 0 | 9711283.411 | 0 | 9689102.8553 | 22180.5557 | 550211.1155 | 12.1156 | 132586.4544 | 88010.4896 | 17541.0046 | 522170.9108 | 49001.2359 | 53955.9827 | 17085.769 | 13943.2001 | 287.4222 | 4554.16 | 0 | 0 | 0 | 901207.1005 | 0 | 899148.745 | 2058.3556 | 51059.5915 | 0.44558 | 4876.2226 | 3236.8219 | 645.1175 | 19204.2363 | 1802.1519 | 1984.376 | 628.375 | 512.7986 | 10.5707 | 167.4915 | 0 | 0 | 0 | 33144.3092 | 0 | 33068.6077 | 75.7015 | 1877.8535 | 6.492 | 1.2939 | 42.2836 | 3.98 | 1.2603 | 0.33593 | 10.8086 | 0.00089369 | 0 | 0.021201 | 0 | 66.3245 | 66.4763 | 66.4763 | 2
MS_3A_LO_2010_NG | 3A | LO | NG | 3861 | ASHRAE30pct-state-3A | OfficeLarge | STD2010 | MS-Jackson-MS | Zone3A | Zone3A(MS-Jackson-MS) | ASHRAE30pct-state-STD2010 | state | MS | 0.0928 | 0.72 | ASHRAE30pct-state-3A_OfficeLarge_STD2010_MS-Jackson-MS.table.csv.gz | Large Office | Jackson International Ap MS USA TMY3 WMO#=722350 | Natural Gas | 587523.3982 | 0 | 0 | 0 | 0 | 0 | 0 | 0 | 0 | 0 | 0 | 462932.8378 | 0 | 0 | 1050456.2359 | 0 | 1050456.2359 | 0 | 0 | 4230.1685 | 0 | 0 | 0 | 0 | 0 | 0 | 0 | 0 | 0 | 0 | 3333.1164 | 0 | 0 | 7563.2849 | 0 | 7563.2849 | 0 | 0 | 587.5234 | 0 | 0 | 0 | 0 | 0 | 0 | 0 | 0 | 0 | 0 | 462.9328 | 0 | 0 | 1050.4562 | 0 | 1050.4562 | 0 | 0 | 0 | 0 | 0 | 0 | 0 | 0 | 0 | 1.1784 | 0.92849 | 0 | 0 | 2.1069 | 2.1069 | 2.1069 | 1
MS_3A_LO_2013_NG | 3A | LO | NG | 4461 | ASHRAE30pct-state-3A | OfficeLarge | STD2013 | MS-Jackson-MS | Zone3A | Zone3A(MS-Jackson-MS) | ASHRAE30pct-state-STD2013 | state | MS | 0.0928 | 0.72 | ASHRAE30pct-state-3A_OfficeLarge_STD2013_MS-Jackson-MS.table.csv.gz | Large Office | Jackson International Ap MS USA TMY3 WMO#=722350 | Natural Gas | 1224390.1556 | 0 | 0 | 0 | 0 | 0 | 0 | 0 | 0 | 0 | 0 | 462705.3616 | 0 | 0 | 1687104.9954 | 0 | 1687095.5173 | 0 | 0 | 8815.6091 | 0 | 0 | 0 | 0 | 0 | 0 | 0 | 0 | 0 | 0 | 3331.4786 | 0 | 0 | 12147.156 | 0 | 12147.0877 | 0 | 0 | 1224.3902 | 0 | 0 | 0 | 0 | 0 | 0 | 0 | 0 | 0 | 0 | 462.7054 | 0 | 0 | 1687.105 | 0 | 1687.0955 | 0 | 0 | 0 | 0 | 0 | 0 | 0 | 0 | 0 | 2.4557 | 0.92803 | 0 | 0 | 3.3837 | 3.3838 | 3.3837 | 2
NC_3A_LO_2010_EL | 3A | LO | EL | 3912 | ASHRAE30pct-state-3A | OfficeLarge | STD2010 | NC-Charlotte-NC | Zone3A | Zone3A(NC-Charlotte-NC) | ASHRAE30pct-state-STD2010 | state | NC | 0.0861 | 0.84 | ASHRAE30pct-state-3A_OfficeLarge_STD2010_NC-Charlotte-NC.table.csv.gz | Large Office | Charlotte Douglas Intl Arpt NC USA TMY3 WMO#=723140 | Electricity | 322.2222 | 1407294.4557 | 1061222.2307 | 188833.3348 | 5632122.2673 | 529147.2265 | 612880.5605 | 185752.7793 | 147086.1123 | 5561.1112 | 0 | 0 | 0 | 0 | 9792547.3006 | 0 | 9770222.3004 | 22325.0002 | 551472.2266 | 27.7433 | 121168.0526 | 91371.2341 | 16258.5501 | 484925.7272 | 45559.5762 | 52769.0163 | 15993.3143 | 12664.1143 | 478.8117 | 0 | 0 | 0 | 0 | 843138.3226 | 0 | 841216.1401 | 1922.1825 | 47481.7587 | 1.0997 | 4803.0524 | 3621.9186 | 644.4823 | 19222.2587 | 1805.9631 | 2091.7424 | 633.9685 | 502.0003 | 18.9799 | 0 | 0 | 0 | 0 | 33421.6604 | 0 | 33345.4658 | 76.1945 | 1882.1576 | 7.2644 | 1.2926 | 42.3284 | 4.1953 | 1.2715 | 0 | 10.6402 | 0.0022057 | 0 | 0.038067 | 0 | 66.8798 | 67.0326 | 67.0326 | 1
NC_3A_LO_2013_EL | 3A | LO | EL | 4512 | ASHRAE30pct-state-3A | OfficeLarge | STD2013 | NC-Charlotte-NC | Zone3A | Zone3A(NC-Charlotte-NC) | ASHRAE30pct-state-STD2013 | state | NC | 0.0861 | 0.84 | ASHRAE30pct-state-3A_OfficeLarge_STD2013_NC-Charlotte-NC.table.csv.gz | Large Office | Charlotte Douglas Intl Arpt NC USA TMY3 WMO#=723140 | Electricity | 169.4444 | 1267797.2324 | 948444.452 | 188833.3348 | 5626841.7117 | 528030.5598 | 576950.0046 | 156497.2235 | 193966.6682 | 5605.5556 | 36411.1114 | 0 | 0 | 0 | 9551725.0764 | 0 | 9529547.2985 | 22177.778 | 550208.3377 | 14.5892 | 109157.3417 | 81661.0673 | 16258.5501 | 484471.0714 | 45463.4312 | 49675.3954 | 13474.4109 | 16700.5301 | 482.6383 | 3134.9967 | 0 | 0 | 0 | 822403.5291 | 0 | 820494.0224 | 1909.5067 | 47372.9379 | 0.57831 | 4326.9527 | 3237.0115 | 644.4823 | 19204.2363 | 1802.1519 | 1969.1125 | 534.1202 | 662.0022 | 19.1316 | 124.27 | 0 | 0 | 0 | 32599.7416 | 0 | 32524.0495 | 75.6921 | 1877.844 | 6.4924 | 1.2926 | 42.2836 | 3.9494 | 1.0713 | 0.24924 | 10.0062 | 0.0011599 | 0 | 0.038372 | 0 | 65.2323 | 65.3841 | 65.3841 | 2
NC_3A_LO_2010_NG | 3A | LO | NG | 3921 | ASHRAE30pct-state-3A | OfficeLarge | STD2010 | NC-Charlotte-NC | Zone3A | Zone3A(NC-Charlotte-NC) | ASHRAE30pct-state-STD2010 | state | NC | 0.0861 | 0.84 | ASHRAE30pct-state-3A_OfficeLarge_STD2010_NC-Charlotte-NC.table.csv.gz | Large Office | Charlotte Douglas Intl Arpt NC USA TMY3 WMO#=723140 | Natural Gas | 829662.2378 | 0 | 0 | 0 | 0 | 0 | 0 | 0 | 0 | 0 | 0 | 462942.3159 | 0 | 0 | 1292604.5537 | 0 | 1292604.5537 | 0 | 0 | 6969.1628 | 0 | 0 | 0 | 0 | 0 | 0 | 0 | 0 | 0 | 0 | 3888.7155 | 0 | 0 | 10857.8783 | 0 | 10857.8783 | 0 | 0 | 829.6622 | 0 | 0 | 0 | 0 | 0 | 0 | 0 | 0 | 0 | 0 | 462.9423 | 0 | 0 | 1292.6046 | 0 | 1292.6046 | 0 | 0 | 0 | 0 | 0 | 0 | 0 | 0 | 0 | 1.664 | 0.92851 | 0 | 0 | 2.5925 | 2.5925 | 2.5925 | 1
NC_3A_LO_2013_NG | 3A | LO | NG | 4521 | ASHRAE30pct-state-3A | OfficeLarge | STD2013 | NC-Charlotte-NC | Zone3A | Zone3A(NC-Charlotte-NC) | ASHRAE30pct-state-STD2013 | state | NC | 0.0861 | 0.84 | ASHRAE30pct-state-3A_OfficeLarge_STD2013_NC-Charlotte-NC.table.csv.gz | Large Office | Charlotte Douglas Intl Arpt NC USA TMY3 WMO#=723140 | Natural Gas | 1716278.8064 | 0 | 0 | 0 | 0 | 0 | 0 | 0 | 0 | 0 | 0 | 462724.318 | 0 | 0 | 2179003.1244 | 0 | 2179003.1244 | 0 | 0 | 14416.742 | 0 | 0 | 0 | 0 | 0 | 0 | 0 | 0 | 0 | 0 | 3886.8843 | 0 | 0 | 18303.6262 | 0 | 18303.6262 | 0 | 0 | 1716.2788 | 0 | 0 | 0 | 0 | 0 | 0 | 0 | 0 | 0 | 0 | 462.7243 | 0 | 0 | 2179.0031 | 0 | 2179.0031 | 0 | 0 | 0 | 0 | 0 | 0 | 0 | 0 | 0 | 3.4423 | 0.92807 | 0 | 0 | 4.3703 | 4.3703 | 4.3703 | 2
OK_3A_LO_2010_EL | 3A | LO | EL | 3972 | ASHRAE30pct-state-3A | OfficeLarge | STD2010 | OK-Oklahoma-OK | Zone3A | Zone3A(OK-Oklahoma-OK) | ASHRAE30pct-state-STD2010 | state | OK | 0.0726 | 0.87 | ASHRAE30pct-state-3A_OfficeLarge_STD2010_OK-Oklahoma-OK.table.csv.gz | Large Office | Oklahoma City Will Rogers Wor OK USA TMY3 WMO#=723530 | Electricity | 311.1111 | 1469480.5673 | 1059750.0085 | 188988.8904 | 5632122.2673 | 529147.2265 | 634805.5606 | 187963.8904 | 151802.779 | 5388.8889 | 0 | 0 | 0 | 0 | 9882080.6346 | 0 | 9859761.19 | 22319.4446 | 551466.6711 | 22.5867 | 106684.2892 | 76937.8506 | 13720.5934 | 408892.0766 | 38416.0886 | 46086.8837 | 13646.1784 | 11020.8818 | 391.2333 | 0 | 0 | 0 | 0 | 717439.0541 | 0 | 715818.6624 | 1620.3917 | 40036.4803 | 1.0618 | 5015.2916 | 3616.8939 | 645.0132 | 19222.2587 | 1805.9631 | 2166.5717 | 641.5149 | 518.0982 | 18.3921 | 0 | 0 | 0 | 0 | 33727.2349 | 0 | 33651.0593 | 76.1756 | 1882.1387 | 7.2543 | 1.2937 | 42.3283 | 4.3454 | 1.2867 | 0 | 11.0981 | 0.0021296 | 0 | 0.036888 | 0 | 67.4927 | 67.6455 | 67.6455 | 1
OK_3A_LO_2013_EL | 3A | LO | EL | 4572 | ASHRAE30pct-state-3A | OfficeLarge | STD2013 | OK-Oklahoma-OK | Zone3A | Zone3A(OK-Oklahoma-OK) | ASHRAE30pct-state-STD2013 | state | OK | 0.0726 | 0.87 | ASHRAE30pct-state-3A_OfficeLarge_STD2013_OK-Oklahoma-OK.table.csv.gz | Large Office | Oklahoma City Will Rogers Wor OK USA TMY3 WMO#=723530 | Electricity | 138.8889 | 1326150.0106 | 947350.0076 | 188988.8904 | 5626841.7117 | 528030.5598 | 598238.8937 | 161372.2235 | 203586.1127 | 5652.7778 | 39230.5559 | 0 | 0 | 0 | 9647761.1883 | 0 | 9625580.6326 | 22180.5557 | 550211.1155 | 10.0833 | 96278.4908 | 68777.6106 | 13720.5934 | 408508.7083 | 38335.0186 | 43432.1437 | 11715.6234 | 14780.3518 | 410.3917 | 2848.1384 | 0 | 0 | 0 | 700427.4623 | 0 | 698817.1539 | 1610.3083 | 39945.327 | 0.47402 | 4526.1089 | 3233.2762 | 645.0132 | 19204.2363 | 1802.1519 | 2041.7708 | 550.7584 | 694.8331 | 19.2928 | 133.8927 | 0 | 0 | 0 | 32927.5099 | 0 | 32851.8083 | 75.7015 | 1877.8535 | 6.4849 | 1.2937 | 42.2836 | 4.0951 | 1.1046 | 0.26854 | 10.4715 | 0.00095073 | 0 | 0.038695 | 0 | 65.8897 | 66.0415 | 66.0415 | 2
OK_3A_LO_2010_NG | 3A | LO | NG | 3981 | ASHRAE30pct-state-3A | OfficeLarge | STD2010 | OK-Oklahoma-OK | Zone3A | Zone3A(OK-Oklahoma-OK) | ASHRAE30pct-state-STD2010 | state | OK | 0.0726 | 0.87 | ASHRAE30pct-state-3A_OfficeLarge_STD2010_OK-Oklahoma-OK.table.csv.gz | Large Office | Oklahoma City Will Rogers Wor OK USA TMY3 WMO#=723530 | Natural Gas | 1844774.3733 | 0 | 0 | 0 | 0 | 0 | 0 | 0 | 0 | 0 | 0 | 462951.7941 | 0 | 0 | 2307735.6456 | 0 | 2307726.1674 | 0 | 0 | 16049.537 | 0 | 0 | 0 | 0 | 0 | 0 | 0 | 0 | 0 | 0 | 4027.6806 | 0 | 0 | 20077.3001 | 0 | 20077.2177 | 0 | 0 | 1844.7744 | 0 | 0 | 0 | 0 | 0 | 0 | 0 | 0 | 0 | 0 | 462.9518 | 0 | 0 | 2307.7356 | 0 | 2307.7262 | 0 | 0 | 0 | 0 | 0 | 0 | 0 | 0 | 0 | 3.7 | 0.92853 | 0 | 0 | 4.6285 | 4.6285 | 4.6285 | 1
OK_3A_LO_2013_NG | 3A | LO | NG | 4581 | ASHRAE30pct-state-3A | OfficeLarge | STD2013 | OK-Oklahoma-OK | Zone3A | Zone3A(OK-Oklahoma-OK) | ASHRAE30pct-state-STD2013 | state | OK | 0.0726 | 0.87 | ASHRAE30pct-state-3A_OfficeLarge_STD2013_OK-Oklahoma-OK.table.csv.gz | Large Office | Oklahoma City Will Rogers Wor OK USA TMY3 WMO#=723530 | Natural Gas | 2798060.3981 | 0 | 0 | 0 | 0 | 0 | 0 | 0 | 0 | 0 | 0 | 462733.7962 | 0 | 0 | 3260794.1943 | 0 | 3260794.1943 | 0 | 0 | 24343.1255 | 0 | 0 | 0 | 0 | 0 | 0 | 0 | 0 | 0 | 0 | 4025.784 | 0 | 0 | 28368.9095 | 0 | 28368.9095 | 0 | 0 | 2798.0604 | 0 | 0 | 0 | 0 | 0 | 0 | 0 | 0 | 0 | 0 | 462.7338 | 0 | 0 | 3260.7942 | 0 | 3260.7942 | 0 | 0 | 0 | 0 | 0 | 0 | 0 | 0 | 0 | 5.612 | 0.92809 | 0 | 0 | 6.5401 | 6.5401 | 6.5401 | 2
SC_3A_LO_2010_EL | 3A | LO | EL | 4032 | ASHRAE30pct-state-3A | OfficeLarge | STD2010 | SC-Columbia-SC | Zone3A | Zone3A(SC-Columbia-SC) | ASHRAE30pct-state-STD2010 | state | SC | 0.0957 | 0.85 | ASHRAE30pct-state-3A_OfficeLarge_STD2010_SC-Columbia-SC.table.csv.gz | Large Office | Columbia Metro Arpt SC USA TMY3 WMO#=723100 | Electricity | 130.5556 | 1531361.1234 | 1060566.6752 | 189113.8904 | 5632122.2673 | 529147.2265 | 610905.5604 | 208230.5572 | 175333.3347 | 4169.4445 | 0 | 0 | 0 | 0 | 9963397.3019 | 0 | 9941080.6351 | 22316.6668 | 551463.8933 | 12.4942 | 146551.2595 | 101496.2308 | 18098.1993 | 538994.101 | 50639.3896 | 58463.6621 | 19927.6643 | 16779.4001 | 399.0158 | 0 | 0 | 0 | 0 | 953497.1218 | 0 | 951361.4168 | 2135.705 | 52775.0946 | 0.44558 | 5226.488 | 3619.6812 | 645.4398 | 19222.2587 | 1805.9631 | 2085.0017 | 710.6844 | 598.4072 | 14.2302 | 0 | 0 | 0 | 0 | 34004.7661 | 0 | 33928.6 | 76.1661 | 1882.1292 | 7.2599 | 1.2945 | 42.3283 | 4.1818 | 1.4254 | 0 | 11.6828 | 0.00089369 | 0 | 0.028541 | 0 | 68.0494 | 68.2021 | 68.2021 | 1
SC_3A_LO_2013_EL | 3A | LO | EL | 4632 | ASHRAE30pct-state-3A | OfficeLarge | STD2013 | SC-Columbia-SC | Zone3A | Zone3A(SC-Columbia-SC) | ASHRAE30pct-state-STD2013 | state | SC | 0.0957 | 0.85 | ASHRAE30pct-state-3A_OfficeLarge_STD2013_SC-Columbia-SC.table.csv.gz | Large Office | Columbia Metro Arpt SC USA TMY3 WMO#=723100 | Electricity | 127.7778 | 1361488.8998 | 948241.6743 | 189113.8904 | 5626841.7117 | 528030.5598 | 574930.5602 | 174277.7792 | 237186.113 | 4227.7778 | 46675.0004 | 0 | 0 | 0 | 9713316.7444 | 0 | 9691141.7442 | 22175.0002 | 550205.56 | 12.2283 | 130294.4877 | 90746.7282 | 18098.1993 | 538488.7518 | 50532.5246 | 55020.8546 | 16678.3835 | 22698.711 | 404.5983 | 4466.7975 | 0 | 0 | 0 | 929564.4124 | 0 | 927442.2649 | 2122.1475 | 52654.6721 | 0.4361 | 4646.7194 | 3236.3194 | 645.4398 | 19204.2363 | 1802.1519 | 1962.2202 | 594.8047 | 809.5089 | 14.4293 | 159.3003 | 0 | 0 | 0 | 33151.2489 | 0 | 33075.5663 | 75.6826 | 1877.8345 | 6.491 | 1.2945 | 42.2836 | 3.9356 | 1.193 | 0.3195 | 10.9434 | 0.00087467 | 0 | 0.02894 | 0 | 66.3385 | 66.4903 | 66.4903 | 2
SC_3A_LO_2010_NG | 3A | LO | NG | 4041 | ASHRAE30pct-state-3A | OfficeLarge | STD2010 | SC-Columbia-SC | Zone3A | Zone3A(SC-Columbia-SC) | ASHRAE30pct-state-STD2010 | state | SC | 0.0957 | 0.85 | ASHRAE30pct-state-3A_OfficeLarge_STD2010_SC-Columbia-SC.table.csv.gz | Large Office | Columbia Metro Arpt SC USA TMY3 WMO#=723100 | Natural Gas | 675405.0015 | 0 | 0 | 0 | 0 | 0 | 0 | 0 | 0 | 0 | 0 | 462942.3159 | 0 | 0 | 1138347.3175 | 0 | 1138347.3175 | 0 | 0 | 5740.9425 | 0 | 0 | 0 | 0 | 0 | 0 | 0 | 0 | 0 | 0 | 3935.0097 | 0 | 0 | 9675.9522 | 0 | 9675.9522 | 0 | 0 | 675.405 | 0 | 0 | 0 | 0 | 0 | 0 | 0 | 0 | 0 | 0 | 462.9423 | 0 | 0 | 1138.3473 | 0 | 1138.3473 | 0 | 0 | 0 | 0 | 0 | 0 | 0 | 0 | 0 | 1.3546 | 0.92851 | 0 | 0 | 2.2831 | 2.2831 | 2.2831 | 1
SC_3A_LO_2013_NG | 3A | LO | NG | 4641 | ASHRAE30pct-state-3A | OfficeLarge | STD2013 | SC-Columbia-SC | Zone3A | Zone3A(SC-Columbia-SC) | ASHRAE30pct-state-STD2013 | state | SC | 0.0957 | 0.85 | ASHRAE30pct-state-3A_OfficeLarge_STD2013_SC-Columbia-SC.table.csv.gz | Large Office | Columbia Metro Arpt SC USA TMY3 WMO#=723100 | Natural Gas | 1382182.7498 | 0 | 0 | 0 | 0 | 0 | 0 | 0 | 0 | 0 | 0 | 462714.8398 | 0 | 0 | 1844897.5896 | 0 | 1844897.5896 | 0 | 0 | 11748.5534 | 0 | 0 | 0 | 0 | 0 | 0 | 0 | 0 | 0 | 0 | 3933.0761 | 0 | 0 | 15681.6295 | 0 | 15681.6295 | 0 | 0 | 1382.1827 | 0 | 0 | 0 | 0 | 0 | 0 | 0 | 0 | 0 | 0 | 462.7148 | 0 | 0 | 1844.8976 | 0 | 1844.8976 | 0 | 0 | 0 | 0 | 0 | 0 | 0 | 0 | 0 | 2.7722 | 0.92805 | 0 | 0 | 3.7002 | 3.7002 | 3.7002 | 2
TN_3A_LO_2010_EL | 3A | LO | EL | 4092 | ASHRAE30pct-state-3A | OfficeLarge | STD2010 | TN-Memphis-TN | Zone3A | Zone3A(TN-Memphis-TN) | ASHRAE30pct-state-STD2010 | state | TN | 0.1029 | 0.81 | ASHRAE30pct-state-3A_OfficeLarge_STD2010_TN-Memphis-TN.table.csv.gz | Large Office | Memphis International Ap TN USA TMY3 WMO#=723340 | Electricity | 33.3333 | 1530955.5678 | 1061605.564 | 189322.2237 | 5632122.2673 | 529147.2265 | 611413.8938 | 211411.1128 | 169363.8902 | 4858.3334 | 0 | 0 | 0 | 0 | 9962555.6353 | 0 | 9940233.4129 | 22322.2224 | 551469.4489 | 3.43 | 157535.3279 | 109239.2125 | 19481.2568 | 579545.3813 | 54449.2496 | 62914.4897 | 21754.2035 | 17427.5443 | 499.9225 | 0 | 0 | 0 | 0 | 1025146.9749 | 0 | 1022850.0182 | 2296.9567 | 56746.2063 | 0.11377 | 5225.1039 | 3623.2269 | 646.1509 | 19222.2587 | 1805.9631 | 2086.7367 | 721.5396 | 578.0337 | 16.5813 | 0 | 0 | 0 | 0 | 34001.8935 | 0 | 33925.7085 | 76.1851 | 1882.1481 | 7.267 | 1.296 | 42.3283 | 4.1853 | 1.4472 | 0 | 11.6391 | 0.00022818 | 0 | 0.033257 | 0 | 68.0436 | 68.1964 | 68.1964 | 1
TN_3A_LO_2013_EL | 3A | LO | EL | 4692 | ASHRAE30pct-state-3A | OfficeLarge | STD2013 | TN-Memphis-TN | Zone3A | Zone3A(TN-Memphis-TN) | ASHRAE30pct-state-STD2013 | state | TN | 0.1029 | 0.81 | ASHRAE30pct-state-3A_OfficeLarge_STD2013_TN-Memphis-TN.table.csv.gz | Large Office | Memphis International Ap TN USA TMY3 WMO#=723340 | Electricity | 30.5556 | 1356408.3442 | 949555.5632 | 189322.2237 | 5626841.7117 | 528030.5598 | 577047.2268 | 177783.3348 | 137233.3344 | 4933.3334 | 39108.3336 | 0 | 0 | 0 | 9608475.0769 | 0 | 9586294.5211 | 22180.5557 | 550211.1155 | 3.1442 | 139574.4186 | 97709.2674 | 19481.2568 | 579002.0121 | 54334.3446 | 59378.1596 | 18293.9051 | 14121.3101 | 507.64 | 4024.2475 | 0 | 0 | 0 | 988712.0854 | 0 | 986429.7062 | 2282.3792 | 56616.7238 | 0.10429 | 4629.3796 | 3240.8037 | 646.1509 | 19204.2363 | 1802.1519 | 1969.4443 | 606.769 | 468.3731 | 16.8373 | 133.4755 | 0 | 0 | 0 | 32793.4276 | 0 | 32717.726 | 75.7015 | 1877.8535 | 6.5 | 1.296 | 42.2836 | 3.95 | 1.217 | 0.26771 | 10.2244 | 0.00020916 | 0 | 0.03377 | 0 | 65.6208 | 65.7726 | 65.7726 | 2
TN_3A_LO_2010_NG | 3A | LO | NG | 4101 | ASHRAE30pct-state-3A | OfficeLarge | STD2010 | TN-Memphis-TN | Zone3A | Zone3A(TN-Memphis-TN) | ASHRAE30pct-state-STD2010 | state | TN | 0.1029 | 0.81 | ASHRAE30pct-state-3A_OfficeLarge_STD2010_TN-Memphis-TN.table.csv.gz | Large Office | Memphis International Ap TN USA TMY3 WMO#=723340 | Natural Gas | 1175918.7881 | 0 | 0 | 0 | 0 | 0 | 0 | 0 | 0 | 0 | 0 | 462951.7941 | 0 | 0 | 1638870.5822 | 0 | 1638870.5822 | 0 | 0 | 9524.9422 | 0 | 0 | 0 | 0 | 0 | 0 | 0 | 0 | 0 | 0 | 3749.9095 | 0 | 0 | 13274.8517 | 0 | 13274.8517 | 0 | 0 | 1175.9188 | 0 | 0 | 0 | 0 | 0 | 0 | 0 | 0 | 0 | 0 | 462.9518 | 0 | 0 | 1638.8706 | 0 | 1638.8706 | 0 | 0 | 0 | 0 | 0 | 0 | 0 | 0 | 0 | 2.3585 | 0.92853 | 0 | 0 | 3.287 | 3.287 | 3.287 | 1
TN_3A_LO_2013_NG | 3A | LO | NG | 4701 | ASHRAE30pct-state-3A | OfficeLarge | STD2013 | TN-Memphis-TN | Zone3A | Zone3A(TN-Memphis-TN) | ASHRAE30pct-state-STD2013 | state | TN | 0.1029 | 0.81 | ASHRAE30pct-state-3A_OfficeLarge_STD2013_TN-Memphis-TN.table.csv.gz | Large Office | Memphis International Ap TN USA TMY3 WMO#=723340 | Natural Gas | 2129252.2037 | 0 | 0 | 0 | 0 | 0 | 0 | 0 | 0 | 0 | 0 | 462724.318 | 0 | 0 | 2591976.5217 | 0 | 2591976.5217 | 0 | 0 | 17246.9429 | 0 | 0 | 0 | 0 | 0 | 0 | 0 | 0 | 0 | 0 | 3748.067 | 0 | 0 | 20995.0098 | 0 | 20995.0098 | 0 | 0 | 2129.2522 | 0 | 0 | 0 | 0 | 0 | 0 | 0 | 0 | 0 | 0 | 462.7243 | 0 | 0 | 2591.9765 | 0 | 2591.9765 | 0 | 0 | 0 | 0 | 0 | 0 | 0 | 0 | 0 | 4.2706 | 0.92807 | 0 | 0 | 5.1986 | 5.1986 | 5.1986 | 2
TX_3A_LO_2010_EL | 3A | LO | EL | 4152 | ASHRAE30pct-state-3A | OfficeLarge | STD2010 | TX-FortWorthAlliance-TX | Zone3A | Zone3A(TX-FortWorthAlliance-TX) | ASHRAE30pct-state-STD2010 | state | TX | 0.0817 | 0.67 | ASHRAE30pct-state-3A_OfficeLarge_STD2010_TX-FortWorthAlliance-TX.table.csv.gz | Large Office | Fort Worth Alliance TX USA TMY3 WMO#=722594 | Electricity | 305.5556 | 1607766.6795 | 1062730.5641 | 188719.446 | 5632122.2673 | 529147.2265 | 626183.3383 | 206530.5572 | 179947.2237 | 4786.1111 | 0 | 0 | 0 | 0 | 10060561.1916 | 0 | 10038238.9692 | 22322.2224 | 551469.4489 | 24.9639 | 131354.5377 | 86825.0871 | 15418.3787 | 460144.3892 | 43231.3284 | 51159.1787 | 16873.5465 | 14701.6882 | 391.0253 | 0 | 0 | 0 | 0 | 821947.8494 | 0 | 820124.1238 | 1823.7256 | 45055.054 | 1.0429 | 5487.2578 | 3627.0665 | 644.0936 | 19222.2587 | 1805.9631 | 2137.1443 | 704.8824 | 614.1543 | 16.3348 | 0 | 0 | 0 | 0 | 34336.3835 | 0 | 34260.1984 | 76.1851 | 1882.1481 | 7.2747 | 1.2918 | 42.3283 | 4.2864 | 1.4138 | 0 | 12.2374 | 0.0020916 | 0 | 0.032762 | 0 | 68.7144 | 68.8672 | 68.8672 | 1
TX_3A_LO_2013_EL | 3A | LO | EL | 4752 | ASHRAE30pct-state-3A | OfficeLarge | STD2013 | TX-FortWorthAlliance-TX | Zone3A | Zone3A(TX-FortWorthAlliance-TX) | ASHRAE30pct-state-STD2013 | state | TX | 0.0817 | 0.67 | ASHRAE30pct-state-3A_OfficeLarge_STD2013_TX-FortWorthAlliance-TX.table.csv.gz | Large Office | Fort Worth Alliance TX USA TMY3 WMO#=722594 | Electricity | 133.3333 | 1418100.0113 | 949013.8965 | 188719.446 | 5626841.7117 | 528030.5598 | 588269.4492 | 175452.7792 | 252719.4465 | 4916.6667 | 45933.3337 | 0 | 0 | 0 | 9800308.4117 | 0 | 9778130.6338 | 22177.778 | 550208.3377 | 10.8933 | 115858.7709 | 77534.4353 | 15418.3787 | 459712.9678 | 43140.0967 | 48061.614 | 14334.4921 | 20647.1788 | 401.6917 | 3752.7534 | 0 | 0 | 0 | 800685.1972 | 0 | 798873.2728 | 1811.9245 | 44952.0212 | 0.45506 | 4839.9314 | 3238.955 | 644.0936 | 19204.2363 | 1802.1519 | 2007.7454 | 598.8149 | 862.5236 | 16.7804 | 156.769 | 0 | 0 | 0 | 33448.1488 | 0 | 33372.4567 | 75.6921 | 1877.844 | 6.4963 | 1.2918 | 42.2836 | 4.0269 | 1.201 | 0.31443 | 11.4372 | 0.0009127 | 0 | 0.033656 | 0 | 66.9339 | 67.0857 | 67.0857 | 2
TX_3A_LO_2010_NG | 3A | LO | NG | 4161 | ASHRAE30pct-state-3A | OfficeLarge | STD2010 | TX-FortWorthAlliance-TX | Zone3A | Zone3A(TX-FortWorthAlliance-TX) | ASHRAE30pct-state-STD2010 | state | TX | 0.0817 | 0.67 | ASHRAE30pct-state-3A_OfficeLarge_STD2010_TX-FortWorthAlliance-TX.table.csv.gz | Large Office | Fort Worth Alliance TX USA TMY3 WMO#=722594 | Natural Gas | 811473.6273 | 0 | 0 | 0 | 0 | 0 | 0 | 0 | 0 | 0 | 0 | 462932.8378 | 0 | 0 | 1274406.465 | 0 | 1274406.465 | 0 | 0 | 5436.8733 | 0 | 0 | 0 | 0 | 0 | 0 | 0 | 0 | 0 | 0 | 3101.65 | 0 | 0 | 8538.5233 | 0 | 8538.5233 | 0 | 0 | 811.4736 | 0 | 0 | 0 | 0 | 0 | 0 | 0 | 0 | 0 | 0 | 462.9328 | 0 | 0 | 1274.4065 | 0 | 1274.4065 | 0 | 0 | 0 | 0 | 0 | 0 | 0 | 0 | 0 | 1.6275 | 0.92849 | 0 | 0 | 2.556 | 2.556 | 2.556 | 1
TX_3A_LO_2013_NG | 3A | LO | NG | 4761 | ASHRAE30pct-state-3A | OfficeLarge | STD2013 | TX-FortWorthAlliance-TX | Zone3A | Zone3A(TX-FortWorthAlliance-TX) | ASHRAE30pct-state-STD2013 | state | TX | 0.0817 | 0.67 | ASHRAE30pct-state-3A_OfficeLarge_STD2013_TX-FortWorthAlliance-TX.table.csv.gz | Large Office | Fort Worth Alliance TX USA TMY3 WMO#=722594 | Natural Gas | 1626018.182 | 0 | 0 | 0 | 0 | 0 | 0 | 0 | 0 | 0 | 0 | 462714.8398 | 0 | 0 | 2088733.0219 | 0 | 2088733.0219 | 0 | 0 | 10894.3218 | 0 | 0 | 0 | 0 | 0 | 0 | 0 | 0 | 0 | 0 | 3100.1894 | 0 | 0 | 13994.5112 | 0 | 13994.5112 | 0 | 0 | 1626.0182 | 0 | 0 | 0 | 0 | 0 | 0 | 0 | 0 | 0 | 0 | 462.7148 | 0 | 0 | 2088.733 | 0 | 2088.733 | 0 | 0 | 0 | 0 | 0 | 0 | 0 | 0 | 0 | 3.2612 | 0.92805 | 0 | 0 | 4.1893 | 4.1893 | 4.1893 | 2
AZ_3B_LO_2010_EL | 3B | LO | EL | 5172 | ASHRAE30pct-state-3B | OfficeLarge | STD2010 | AZ-Kingman-AZ | Zone3B | Zone3B(AZ-Kingman-AZ) | ASHRAE30pct-state-STD2010 | state | AZ | 0.0954 | 0.95 | ASHRAE30pct-state-3B_OfficeLarge_STD2010_AZ-Kingman-AZ.table.csv.gz | Large Office | Kingman Amos AZ USA TMY3 WMO#=723700 | Electricity | 49116.6671 | 1146852.787 | 1063222.2307 | 188705.5571 | 5632122.2673 | 529147.2265 | 726608.3391 | 146230.5567 | 126236.1121 | 593966.6714 | 0 | 0 | 0 | 0 | 10224533.4151 | 0 | 10202208.415 | 22325.0002 | 551472.2266 | 4685.73 | 109409.7559 | 101431.4008 | 18002.5101 | 537304.4643 | 50480.6454 | 69318.4356 | 13950.3951 | 12042.9251 | 56664.4205 | 0 | 0 | 0 | 0 | 975420.4878 | 0 | 973290.6828 | 2129.805 | 52610.4504 | 167.6337 | 3914.173 | 3628.7445 | 644.0462 | 19222.2587 | 1805.9631 | 2479.8917 | 499.0804 | 430.8399 | 2027.1898 | 0 | 0 | 0 | 0 | 34896.0156 | 0 | 34819.8211 | 76.1945 | 1882.1576 | 7.278 | 1.2917 | 42.3284 | 4.9738 | 1.001 | 0 | 8.7146 | 0.33622 | 0 | 4.0659 | 0 | 69.8369 | 69.9897 | 69.9897 | 1
AZ_3B_LO_2013_EL | 3B | LO | EL | 5532 | ASHRAE30pct-state-3B | OfficeLarge | STD2013 | AZ-Kingman-AZ | Zone3B | Zone3B(AZ-Kingman-AZ) | ASHRAE30pct-state-STD2013 | state | AZ | 0.0954 | 0.95 | ASHRAE30pct-state-3B_OfficeLarge_STD2013_AZ-Kingman-AZ.table.csv.gz | Large Office | Kingman Amos AZ USA TMY3 WMO#=723700 | Electricity | 3841.6667 | 1108869.4533 | 947711.1187 | 188705.5571 | 5626841.7117 | 528030.5598 | 678227.7832 | 133658.3344 | 88336.1118 | 582102.7824 | 0 | 0 | 0 | 0 | 9908508.4126 | 0 | 9886325.0791 | 22183.3335 | 550213.8933 | 366.495 | 105786.1458 | 90411.6407 | 18002.5101 | 536800.6993 | 50374.1154 | 64702.9305 | 12751.0051 | 8427.2651 | 55532.6054 | 0 | 0 | 0 | 0 | 945271.7026 | 0 | 943155.4125 | 2116.29 | 52490.4054 | 13.1115 | 3784.5371 | 3234.5087 | 644.0462 | 19204.2363 | 1802.1519 | 2314.7704 | 456.1718 | 301.4884 | 1986.6988 | 0 | 0 | 0 | 0 | 33817.432 | 0 | 33741.721 | 75.711 | 1877.863 | 6.4873 | 1.2917 | 42.2836 | 4.6427 | 0.91493 | 0 | 8.1952 | 0.026297 | 0 | 3.9847 | 0 | 67.6746 | 67.8264 | 67.8264 | 2
AZ_3B_LO_2010_NG | 3B | LO | NG | 5181 | ASHRAE30pct-state-3B | OfficeLarge | STD2010 | AZ-Kingman-AZ | Zone3B | Zone3B(AZ-Kingman-AZ) | ASHRAE30pct-state-STD2010 | state | AZ | 0.0954 | 0.95 | ASHRAE30pct-state-3B_OfficeLarge_STD2010_AZ-Kingman-AZ.table.csv.gz | Large Office | Kingman Amos AZ USA TMY3 WMO#=723700 | Natural Gas | 585438.2005 | 0 | 0 | 0 | 0 | 0 | 0 | 0 | 0 | 0 | 0 | 449966.6995 | 0 | 0 | 1035414.3782 | 0 | 1035404.9001 | 0 | 0 | 5561.6629 | 0 | 0 | 0 | 0 | 0 | 0 | 0 | 0 | 0 | 0 | 4274.6836 | 0 | 0 | 9836.4366 | 0 | 9836.3466 | 0 | 0 | 585.4382 | 0 | 0 | 0 | 0 | 0 | 0 | 0 | 0 | 0 | 0 | 449.9667 | 0 | 0 | 1035.4144 | 0 | 1035.4049 | 0 | 0 | 0 | 0 | 0 | 0 | 0 | 0 | 0 | 1.1742 | 0.90248 | 0 | 0 | 2.0767 | 2.0767 | 2.0767 | 1
AZ_3B_LO_2013_NG | 3B | LO | NG | 5541 | ASHRAE30pct-state-3B | OfficeLarge | STD2013 | AZ-Kingman-AZ | Zone3B | Zone3B(AZ-Kingman-AZ) | ASHRAE30pct-state-STD2013 | state | AZ | 0.0954 | 0.95 | ASHRAE30pct-state-3B_OfficeLarge_STD2013_AZ-Kingman-AZ.table.csv.gz | Large Office | Kingman Amos AZ USA TMY3 WMO#=723700 | Natural Gas | 697034.1882 | 0 | 0 | 0 | 0 | 0 | 0 | 0 | 0 | 0 | 0 | 449985.6559 | 0 | 0 | 1147019.8441 | 0 | 1147019.8441 | 0 | 0 | 6621.8248 | 0 | 0 | 0 | 0 | 0 | 0 | 0 | 0 | 0 | 0 | 4274.8637 | 0 | 0 | 10896.6885 | 0 | 10896.6885 | 0 | 0 | 697.0342 | 0 | 0 | 0 | 0 | 0 | 0 | 0 | 0 | 0 | 0 | 449.9857 | 0 | 0 | 1147.0198 | 0 | 1147.0198 | 0 | 0 | 0 | 0 | 0 | 0 | 0 | 0 | 0 | 1.398 | 0.90252 | 0 | 0 | 2.3005 | 2.3005 | 2.3005 | 2
CA_3B_LO_2010_EL | 3B | LO | EL | 5232 | ASHRAE30pct-state-3B | OfficeLarge | STD2010 | CA-LosAngeles-CA | Zone3B | Zone3B(CA-LosAngeles-CA) | ASHRAE30pct-state-STD2010 | state | CA | 0.136 | 0.7 | ASHRAE30pct-state-3B_OfficeLarge_STD2010_CA-LosAngeles-CA.table.csv.gz | Large Office | Los Angeles Intl Arpt CA USA TMY3 WMO#=722950 | Electricity | 2061.1111 | 922944.4518 | 1058041.6751 | 189533.3348 | 5632122.2673 | 529147.2265 | 607875.0049 | 149816.6679 | 134825.0011 | 108700.0009 | 0 | 0 | 0 | 0 | 9357383.4082 | 0 | 9335066.7413 | 22316.6668 | 551463.8933 | 280.3111 | 125520.4454 | 143893.6678 | 25776.5335 | 765968.6283 | 71964.0228 | 82671.0007 | 20375.0668 | 18336.2001 | 14783.2001 | 0 | 0 | 0 | 0 | 1272604.1435 | 0 | 1269569.0768 | 3035.0667 | 74999.0895 | 7.0345 | 3149.9808 | 3611.0634 | 646.8714 | 19222.2587 | 1805.9631 | 2074.6585 | 511.3196 | 460.1535 | 370.9897 | 0 | 0 | 0 | 0 | 31936.4595 | 0 | 31860.2934 | 76.1661 | 1882.1292 | 7.2426 | 1.2974 | 42.3283 | 4.1611 | 1.0255 | 0 | 7.2407 | 0.014109 | 0 | 0.74408 | 0 | 63.901 | 64.0538 | 64.0538 | 1
CA_3B_LO_2013_EL | 3B | LO | EL | 5592 | ASHRAE30pct-state-3B | OfficeLarge | STD2013 | CA-LosAngeles-CA | Zone3B | Zone3B(CA-LosAngeles-CA) | ASHRAE30pct-state-STD2013 | state | CA | 0.136 | 0.7 | ASHRAE30pct-state-3B_OfficeLarge_STD2013_CA-LosAngeles-CA.table.csv.gz | Large Office | Los Angeles Intl Arpt CA USA TMY3 WMO#=722950 | Electricity | 127.7778 | 851791.6735 | 948216.6743 | 189533.3348 | 5626841.7117 | 528030.5598 | 575880.5602 | 131127.7788 | 95391.6674 | 112061.112 | 0 | 0 | 0 | 0 | 9081177.8504 | 0 | 9059002.8502 | 22175.0002 | 550205.56 | 17.3778 | 115843.6676 | 128957.4677 | 25776.5335 | 765250.4728 | 71812.1561 | 78319.7562 | 17833.3779 | 12973.2668 | 15240.3112 | 0 | 0 | 0 | 0 | 1235040.1877 | 0 | 1232024.3876 | 3015.8 | 74827.9562 | 0.4361 | 2907.1386 | 3236.2341 | 646.8714 | 19204.2363 | 1802.1519 | 1965.4625 | 447.535 | 325.5688 | 382.4611 | 0 | 0 | 0 | 0 | 30993.7785 | 0 | 30918.0959 | 75.6826 | 1877.8345 | 6.4908 | 1.2974 | 42.2836 | 3.9421 | 0.8976 | 0 | 6.4837 | 0.00087467 | 0 | 0.76709 | 0 | 62.0113 | 62.1631 | 62.1631 | 2
CA_3B_LO_2010_NG | 3B | LO | NG | 5241 | ASHRAE30pct-state-3B | OfficeLarge | STD2010 | CA-LosAngeles-CA | Zone3B | Zone3B(CA-LosAngeles-CA) | ASHRAE30pct-state-STD2010 | state | CA | 0.136 | 0.7 | ASHRAE30pct-state-3B_OfficeLarge_STD2010_CA-LosAngeles-CA.table.csv.gz | Large Office | Los Angeles Intl Arpt CA USA TMY3 WMO#=722950 | Natural Gas | 14890.207 | 0 | 0 | 0 | 0 | 0 | 0 | 0 | 0 | 0 | 0 | 449985.6559 | 0 | 0 | 464875.8628 | 0 | 464875.8628 | 0 | 0 | 104.2314 | 0 | 0 | 0 | 0 | 0 | 0 | 0 | 0 | 0 | 0 | 3149.8996 | 0 | 0 | 3254.131 | 0 | 3254.131 | 0 | 0 | 14.8902 | 0 | 0 | 0 | 0 | 0 | 0 | 0 | 0 | 0 | 0 | 449.9857 | 0 | 0 | 464.8759 | 0 | 464.8759 | 0 | 0 | 0 | 0 | 0 | 0 | 0 | 0 | 0 | 0.029865 | 0.90252 | 0 | 0 | 0.93238 | 0.93238 | 0.93238 | 1
CA_3B_LO_2013_NG | 3B | LO | NG | 5601 | ASHRAE30pct-state-3B | OfficeLarge | STD2013 | CA-LosAngeles-CA | Zone3B | Zone3B(CA-LosAngeles-CA) | ASHRAE30pct-state-STD2013 | state | CA | 0.136 | 0.7 | ASHRAE30pct-state-3B_OfficeLarge_STD2013_CA-LosAngeles-CA.table.csv.gz | Large Office | Los Angeles Intl Arpt CA USA TMY3 WMO#=722950 | Natural Gas | 21278.4943 | 0 | 0 | 0 | 0 | 0 | 0 | 0 | 0 | 0 | 0 | 449985.6559 | 0 | 0 | 471264.1502 | 0 | 471264.1502 | 0 | 0 | 148.9495 | 0 | 0 | 0 | 0 | 0 | 0 | 0 | 0 | 0 | 0 | 3149.8996 | 0 | 0 | 3298.8491 | 0 | 3298.8491 | 0 | 0 | 21.2785 | 0 | 0 | 0 | 0 | 0 | 0 | 0 | 0 | 0 | 0 | 449.9857 | 0 | 0 | 471.2642 | 0 | 471.2642 | 0 | 0 | 0 | 0 | 0 | 0 | 0 | 0 | 0 | 0.042678 | 0.90252 | 0 | 0 | 0.9452 | 0.9452 | 0.9452 | 2
NM_3B_LO_2010_EL | 3B | LO | EL | 5292 | ASHRAE30pct-state-3B | OfficeLarge | STD2010 | NM-Lubbock-TX | Zone3B | Zone3B(NM-Lubbock-TX) | ASHRAE30pct-state-STD2010 | state | NM | 0.093 | 0.62 | ASHRAE30pct-state-3B_OfficeLarge_STD2010_NM-Lubbock-TX.table.csv.gz | Large Office | Lubbock International Ap TX USA TMY3 WMO#=722670 | Electricity | 19355.5557 | 1099175.0088 | 1060613.8974 | 188763.8904 | 5632122.2673 | 529147.2265 | 681797.2277 | 149188.8901 | 159386.1124 | 440488.8924 | 0 | 0 | 0 | 0 | 9982355.6354 | 0 | 9960038.9686 | 22316.6668 | 551463.8933 | 1800.0667 | 102223.2758 | 98637.0925 | 17555.0418 | 523787.3709 | 49210.6921 | 63407.1422 | 13874.5668 | 14822.9085 | 40965.467 | 0 | 0 | 0 | 0 | 928359.0741 | 0 | 926283.6241 | 2075.45 | 51286.1421 | 66.0599 | 3751.4502 | 3619.8424 | 644.2453 | 19222.2587 | 1805.9631 | 2326.9528 | 509.1771 | 543.9799 | 1503.3749 | 0 | 0 | 0 | 0 | 34069.4703 | 0 | 33993.3042 | 76.1661 | 1882.1292 | 7.2602 | 1.2921 | 42.3283 | 4.6671 | 1.0212 | 0 | 8.6152 | 0.13249 | 0 | 3.0153 | 0 | 68.1791 | 68.3319 | 68.3319 | 1
NM_3B_LO_2013_EL | 3B | LO | EL | 5652 | ASHRAE30pct-state-3B | OfficeLarge | STD2013 | NM-Lubbock-TX | Zone3B | Zone3B(NM-Lubbock-TX) | ASHRAE30pct-state-STD2013 | state | NM | 0.093 | 0.62 | ASHRAE30pct-state-3B_OfficeLarge_STD2013_NM-Lubbock-TX.table.csv.gz | Large Office | Lubbock International Ap TX USA TMY3 WMO#=722670 | Electricity | 1258.3333 | 1023855.5637 | 947511.1187 | 188763.8904 | 5626841.7117 | 528030.5598 | 641372.2274 | 134469.4455 | 129238.8899 | 441513.8924 | 0 | 0 | 0 | 0 | 9685033.4108 | 0 | 9662855.6329 | 22177.778 | 550208.3377 | 117.025 | 95218.5674 | 88118.534 | 17555.0418 | 523296.2792 | 49106.8421 | 59647.6171 | 12505.6584 | 12019.2168 | 41060.792 | 0 | 0 | 0 | 0 | 900708.1072 | 0 | 898645.5739 | 2062.5333 | 51169.3754 | 4.2947 | 3494.3873 | 3233.8261 | 644.2453 | 19204.2363 | 1802.1519 | 2188.9835 | 458.94 | 441.0883 | 1506.8732 | 0 | 0 | 0 | 0 | 33054.7188 | 0 | 32979.0267 | 75.6921 | 1877.844 | 6.486 | 1.2921 | 42.2836 | 4.3904 | 0.92048 | 0 | 7.8932 | 0.0086136 | 0 | 3.0223 | 0 | 66.1448 | 66.2967 | 66.2967 | 2
NM_3B_LO_2010_NG | 3B | LO | NG | 5301 | ASHRAE30pct-state-3B | OfficeLarge | STD2010 | NM-Lubbock-TX | Zone3B | Zone3B(NM-Lubbock-TX) | ASHRAE30pct-state-STD2010 | state | NM | 0.093 | 0.62 | ASHRAE30pct-state-3B_OfficeLarge_STD2010_NM-Lubbock-TX.table.csv.gz | Large Office | Lubbock International Ap TX USA TMY3 WMO#=722670 | Natural Gas | 1365093.6071 | 0 | 0 | 0 | 0 | 0 | 0 | 0 | 0 | 0 | 0 | 449995.1341 | 0 | 0 | 1815088.7411 | 0 | 1815088.7411 | 0 | 0 | 8463.5804 | 0 | 0 | 0 | 0 | 0 | 0 | 0 | 0 | 0 | 0 | 2789.9698 | 0 | 0 | 11253.5502 | 0 | 11253.5502 | 0 | 0 | 1365.0936 | 0 | 0 | 0 | 0 | 0 | 0 | 0 | 0 | 0 | 0 | 449.9951 | 0 | 0 | 1815.0887 | 0 | 1815.0887 | 0 | 0 | 0 | 0 | 0 | 0 | 0 | 0 | 0 | 2.7379 | 0.90254 | 0 | 0 | 3.6405 | 3.6405 | 3.6405 | 1
NM_3B_LO_2013_NG | 3B | LO | NG | 5661 | ASHRAE30pct-state-3B | OfficeLarge | STD2013 | NM-Lubbock-TX | Zone3B | Zone3B(NM-Lubbock-TX) | ASHRAE30pct-state-STD2013 | state | NM | 0.093 | 0.62 | ASHRAE30pct-state-3B_OfficeLarge_STD2013_NM-Lubbock-TX.table.csv.gz | Large Office | Lubbock International Ap TX USA TMY3 WMO#=722670 | Natural Gas | 1540894.7265 | 0 | 0 | 0 | 0 | 0 | 0 | 0 | 0 | 0 | 0 | 450004.6122 | 0 | 0 | 1990899.3387 | 0 | 1990899.3387 | 0 | 0 | 9553.5473 | 0 | 0 | 0 | 0 | 0 | 0 | 0 | 0 | 0 | 0 | 2790.0286 | 0 | 0 | 12343.5759 | 0 | 12343.5759 | 0 | 0 | 1540.8947 | 0 | 0 | 0 | 0 | 0 | 0 | 0 | 0 | 0 | 0 | 450.0046 | 0 | 0 | 1990.8993 | 0 | 1990.8993 | 0 | 0 | 0 | 0 | 0 | 0 | 0 | 0 | 0 | 3.0905 | 0.90256 | 0 | 0 | 3.9931 | 3.9931 | 3.9931 | 2
NV_3B_LO_2010_EL | 3B | LO | EL | 5352 | ASHRAE30pct-state-3B | OfficeLarge | STD2010 | NV-LasVegas-NV | Zone3B | Zone3B(NV-LasVegas-NV) | ASHRAE30pct-state-STD2010 | state | NV | 0.0886 | 0.73 | ASHRAE30pct-state-3B_OfficeLarge_STD2010_NV-LasVegas-NV.table.csv.gz | Large Office | Las Vegas Mccarran Intl Ap NV USA TMY3 WMO#=723860 | Electricity | 46847.2226 | 1286386.1214 | 1063838.8974 | 190169.446 | 5632122.2673 | 529147.2265 | 696855.5611 | 176138.8903 | 151641.6679 | 590497.2269 | 0 | 0 | 0 | 0 | 10385963.972 | 0 | 10363644.5274 | 22319.4446 | 551466.6711 | 4150.6639 | 113973.8104 | 94256.1263 | 16849.0129 | 499006.0329 | 46882.4443 | 61741.4027 | 15605.9057 | 13435.4518 | 52318.0543 | 0 | 0 | 0 | 0 | 920196.4079 | 0 | 918218.9051 | 1977.5028 | 48859.9471 | 159.8881 | 4390.396 | 3630.8492 | 649.0424 | 19222.2587 | 1805.9631 | 2378.3464 | 601.1566 | 517.5483 | 2015.3487 | 0 | 0 | 0 | 0 | 35446.9731 | 0 | 35370.7975 | 76.1756 | 1882.1387 | 7.2823 | 1.3018 | 42.3283 | 4.7702 | 1.2057 | 0 | 9.8437 | 0.32068 | 0 | 4.0421 | 0 | 70.9419 | 71.0947 | 71.0947 | 1
NV_3B_LO_2013_EL | 3B | LO | EL | 5712 | ASHRAE30pct-state-3B | OfficeLarge | STD2013 | NV-LasVegas-NV | Zone3B | Zone3B(NV-LasVegas-NV) | ASHRAE30pct-state-STD2013 | state | NV | 0.0886 | 0.73 | ASHRAE30pct-state-3B_OfficeLarge_STD2013_NV-LasVegas-NV.table.csv.gz | Large Office | Las Vegas Mccarran Intl Ap NV USA TMY3 WMO#=723860 | Electricity | 4466.6667 | 1204463.8985 | 949494.452 | 190169.446 | 5626841.7117 | 528030.5598 | 652036.1163 | 159427.7791 | 107850.0009 | 578094.4491 | 0 | 0 | 0 | 0 | 10023055.6357 | 0 | 10000875.08 | 22180.5557 | 550211.1155 | 395.7467 | 106715.5014 | 84125.2085 | 16849.0129 | 498538.1757 | 46783.5076 | 57770.3999 | 14125.3012 | 9555.5101 | 51219.1682 | 0 | 0 | 0 | 0 | 888042.7293 | 0 | 886077.5321 | 1965.1972 | 48748.7048 | 15.2446 | 4110.7979 | 3240.5951 | 649.0424 | 19204.2363 | 1802.1519 | 2225.3791 | 544.1221 | 368.0887 | 1973.0184 | 0 | 0 | 0 | 0 | 34208.3782 | 0 | 34132.6766 | 75.7015 | 1877.8535 | 6.4995 | 1.3018 | 42.2836 | 4.4634 | 1.0913 | 0 | 8.9831 | 0.030576 | 0 | 3.9572 | 0 | 68.4587 | 68.6105 | 68.6105 | 2
NV_3B_LO_2010_NG | 3B | LO | NG | 5361 | ASHRAE30pct-state-3B | OfficeLarge | STD2010 | NV-LasVegas-NV | Zone3B | Zone3B(NV-LasVegas-NV) | ASHRAE30pct-state-STD2010 | state | NV | 0.0886 | 0.73 | ASHRAE30pct-state-3B_OfficeLarge_STD2010_NV-LasVegas-NV.table.csv.gz | Large Office | Las Vegas Mccarran Intl Ap NV USA TMY3 WMO#=723860 | Natural Gas | 321774.4341 | 0 | 0 | 0 | 0 | 0 | 0 | 0 | 0 | 0 | 0 | 449976.1777 | 0 | 0 | 771750.6118 | 0 | 771750.6118 | 0 | 0 | 2348.9534 | 0 | 0 | 0 | 0 | 0 | 0 | 0 | 0 | 0 | 0 | 3284.8261 | 0 | 0 | 5633.7795 | 0 | 5633.7795 | 0 | 0 | 321.7744 | 0 | 0 | 0 | 0 | 0 | 0 | 0 | 0 | 0 | 0 | 449.9762 | 0 | 0 | 771.7506 | 0 | 771.7506 | 0 | 0 | 0 | 0 | 0 | 0 | 0 | 0 | 0 | 0.64537 | 0.9025 | 0 | 0 | 1.5479 | 1.5479 | 1.5479 | 1
NV_3B_LO_2013_NG | 3B | LO | NG | 5721 | ASHRAE30pct-state-3B | OfficeLarge | STD2013 | NV-LasVegas-NV | Zone3B | Zone3B(NV-LasVegas-NV) | ASHRAE30pct-state-STD2013 | state | NV | 0.0886 | 0.73 | ASHRAE30pct-state-3B_OfficeLarge_STD2013_NV-LasVegas-NV.table.csv.gz | Large Office | Las Vegas Mccarran Intl Ap NV USA TMY3 WMO#=723860 | Natural Gas | 386879.992 | 0 | 0 | 0 | 0 | 0 | 0 | 0 | 0 | 0 | 0 | 449985.6559 | 0 | 0 | 836865.6479 | 0 | 836865.6479 | 0 | 0 | 2824.2239 | 0 | 0 | 0 | 0 | 0 | 0 | 0 | 0 | 0 | 0 | 3284.8953 | 0 | 0 | 6109.1192 | 0 | 6109.1192 | 0 | 0 | 386.88 | 0 | 0 | 0 | 0 | 0 | 0 | 0 | 0 | 0 | 0 | 449.9857 | 0 | 0 | 836.8656 | 0 | 836.8656 | 0 | 0 | 0 | 0 | 0 | 0 | 0 | 0 | 0 | 0.77595 | 0.90252 | 0 | 0 | 1.6785 | 1.6785 | 1.6785 | 2
TX_3B_LO_2010_EL | 3B | LO | EL | 5412 | ASHRAE30pct-state-3B | OfficeLarge | STD2010 | TX-ElPaso-TX | Zone3B | Zone3B(TX-ElPaso-TX) | ASHRAE30pct-state-STD2010 | state | TX | 0.0817 | 0.67 | ASHRAE30pct-state-3B_OfficeLarge_STD2010_TX-ElPaso-TX.table.csv.gz | Large Office | El Paso International Ap Ut TX USA TMY3 WMO#=722700 | Electricity | 42277.7781 | 1176869.4539 | 1057736.1196 | 188975.0015 | 5632122.2673 | 529147.2265 | 726402.7836 | 153858.3346 | 148741.6679 | 503630.5596 | 0 | 0 | 0 | 0 | 10182080.637 | 0 | 10159761.1924 | 22319.4446 | 551466.6711 | 3454.0945 | 96150.2344 | 86417.041 | 15439.2576 | 460144.3892 | 43231.3284 | 59347.1074 | 12570.2259 | 12152.1943 | 41146.6167 | 0 | 0 | 0 | 0 | 831875.988 | 0 | 830052.4894 | 1823.4986 | 45054.827 | 144.2927 | 4016.619 | 3610.0206 | 644.9658 | 19222.2587 | 1805.9631 | 2479.1902 | 525.1137 | 507.6507 | 1718.8755 | 0 | 0 | 0 | 0 | 34751.1256 | 0 | 34674.95 | 76.1756 | 1882.1387 | 7.2405 | 1.2936 | 42.3283 | 4.9724 | 1.0532 | 0 | 9.0742 | 0.2894 | 0 | 3.4475 | 0 | 69.5463 | 69.6991 | 69.6991 | 1
TX_3B_LO_2013_EL | 3B | LO | EL | 5772 | ASHRAE30pct-state-3B | OfficeLarge | STD2013 | TX-ElPaso-TX | Zone3B | Zone3B(TX-ElPaso-TX) | ASHRAE30pct-state-STD2013 | state | TX | 0.0817 | 0.67 | ASHRAE30pct-state-3B_OfficeLarge_STD2013_TX-ElPaso-TX.table.csv.gz | Large Office | El Paso International Ap Ut TX USA TMY3 WMO#=722700 | Electricity | 2436.1111 | 1097591.6754 | 946813.8965 | 188975.0015 | 5626841.7117 | 528030.5598 | 678783.3388 | 138844.4456 | 110377.7787 | 499008.3373 | 0 | 0 | 0 | 0 | 9839877.8565 | 0 | 9817702.8563 | 22175.0002 | 550205.56 | 199.0303 | 89673.2399 | 77354.6953 | 15439.2576 | 459712.9678 | 43140.0967 | 55456.5988 | 11343.5912 | 9017.8645 | 40768.9812 | 0 | 0 | 0 | 0 | 803918.0209 | 0 | 802106.3234 | 1811.6975 | 44951.7942 | 8.3144 | 3746.0464 | 3231.4465 | 644.9658 | 19204.2363 | 1802.1519 | 2316.6665 | 473.8718 | 376.7159 | 1703.1 | 0 | 0 | 0 | 0 | 33583.1981 | 0 | 33507.5155 | 75.6826 | 1877.8345 | 6.4812 | 1.2936 | 42.2836 | 4.6465 | 0.95043 | 0 | 8.2689 | 0.016676 | 0 | 3.4158 | 0 | 67.2048 | 67.3566 | 67.3566 | 2
TX_3B_LO_2010_NG | 3B | LO | NG | 5421 | ASHRAE30pct-state-3B | OfficeLarge | STD2010 | TX-ElPaso-TX | Zone3B | Zone3B(TX-ElPaso-TX) | ASHRAE30pct-state-STD2010 | state | TX | 0.0817 | 0.67 | ASHRAE30pct-state-3B_OfficeLarge_STD2010_TX-ElPaso-TX.table.csv.gz | Large Office | El Paso International Ap Ut TX USA TMY3 WMO#=722700 | Natural Gas | 332835.4599 | 0 | 0 | 0 | 0 | 0 | 0 | 0 | 0 | 0 | 0 | 449966.6995 | 0 | 0 | 782811.6376 | 0 | 782802.1594 | 0 | 0 | 2229.9976 | 0 | 0 | 0 | 0 | 0 | 0 | 0 | 0 | 0 | 0 | 3014.7769 | 0 | 0 | 5244.838 | 0 | 5244.7745 | 0 | 0 | 332.8355 | 0 | 0 | 0 | 0 | 0 | 0 | 0 | 0 | 0 | 0 | 449.9667 | 0 | 0 | 782.8116 | 0 | 782.8022 | 0 | 0 | 0 | 0 | 0 | 0 | 0 | 0 | 0 | 0.66756 | 0.90248 | 0 | 0 | 1.57 | 1.5701 | 1.57 | 1
TX_3B_LO_2013_NG | 3B | LO | NG | 5781 | ASHRAE30pct-state-3B | OfficeLarge | STD2013 | TX-ElPaso-TX | Zone3B | Zone3B(TX-ElPaso-TX) | ASHRAE30pct-state-STD2013 | state | TX | 0.0817 | 0.67 | ASHRAE30pct-state-3B_OfficeLarge_STD2013_TX-ElPaso-TX.table.csv.gz | Large Office | El Paso International Ap Ut TX USA TMY3 WMO#=722700 | Natural Gas | 399324.8308 | 0 | 0 | 0 | 0 | 0 | 0 | 0 | 0 | 0 | 0 | 449976.1777 | 0 | 0 | 849301.0085 | 0 | 849301.0085 | 0 | 0 | 2675.4764 | 0 | 0 | 0 | 0 | 0 | 0 | 0 | 0 | 0 | 0 | 3014.8404 | 0 | 0 | 5690.3168 | 0 | 5690.3168 | 0 | 0 | 399.3248 | 0 | 0 | 0 | 0 | 0 | 0 | 0 | 0 | 0 | 0 | 449.9762 | 0 | 0 | 849.301 | 0 | 849.301 | 0 | 0 | 0 | 0 | 0 | 0 | 0 | 0 | 0 | 0.80091 | 0.9025 | 0 | 0 | 1.7034 | 1.7034 | 1.7034 | 2
UT_3B_LO_2010_EL | 3B | LO | EL | 5472 | ASHRAE30pct-state-3B | OfficeLarge | STD2010 | UT-SaintGeorge-UT | Zone3B | Zone3B(UT-SaintGeorge-UT) | ASHRAE30pct-state-STD2010 | state | UT | 0.0805 | 0.69 | ASHRAE30pct-state-3B_OfficeLarge_STD2010_UT-SaintGeorge-UT.table.csv.gz | Large Office | Saint George Awos UT USA TMY3 WMO#=724754 | Electricity | 43880.5559 | 1170144.4538 | 1063275.0085 | 188902.7793 | 5632122.2673 | 529147.2265 | 724302.7836 | 153913.8901 | 125150.001 | 598911.1159 | 0 | 0 | 0 | 0 | 10252075.082 | 0 | 10229750.0818 | 22325.0002 | 551472.2266 | 3532.3848 | 94196.6285 | 85593.6382 | 15206.6737 | 453385.8425 | 42596.3517 | 58306.3741 | 12390.0682 | 10074.5751 | 48212.3448 | 0 | 0 | 0 | 0 | 825292.0441 | 0 | 823494.8816 | 1797.1625 | 44393.5142 | 149.763 | 3993.6667 | 3628.9246 | 644.7193 | 19222.2587 | 1805.9631 | 2472.0229 | 525.3033 | 427.1331 | 2044.0651 | 0 | 0 | 0 | 0 | 34990.0144 | 0 | 34913.8199 | 76.1945 | 1882.1576 | 7.2784 | 1.2931 | 42.3284 | 4.958 | 1.0536 | 0 | 8.8666 | 0.30037 | 0 | 4.0997 | 0 | 70.0254 | 70.1782 | 70.1782 | 1
UT_3B_LO_2013_EL | 3B | LO | EL | 5832 | ASHRAE30pct-state-3B | OfficeLarge | STD2013 | UT-SaintGeorge-UT | Zone3B | Zone3B(UT-SaintGeorge-UT) | ASHRAE30pct-state-STD2013 | state | UT | 0.0805 | 0.69 | ASHRAE30pct-state-3B_OfficeLarge_STD2013_UT-SaintGeorge-UT.table.csv.gz | Large Office | Saint George Awos UT USA TMY3 WMO#=724754 | Electricity | 3758.3334 | 1094805.5643 | 948633.3409 | 188902.7793 | 5626841.7117 | 528030.5598 | 675155.561 | 139963.89 | 85711.1118 | 583488.8936 | 0 | 0 | 0 | 0 | 9897469.5236 | 0 | 9875291.7457 | 22177.778 | 550208.3377 | 302.5458 | 88131.8479 | 76364.9839 | 15206.6737 | 452960.7578 | 42506.4601 | 54350.0227 | 11267.0931 | 6899.7445 | 46970.8559 | 0 | 0 | 0 | 0 | 796746.2967 | 0 | 794960.9855 | 1785.3111 | 44291.7712 | 12.8271 | 3736.5375 | 3237.6562 | 644.7193 | 19204.2363 | 1802.1519 | 2304.285 | 477.6924 | 292.5294 | 1991.4295 | 0 | 0 | 0 | 0 | 33779.7567 | 0 | 33704.0646 | 75.6921 | 1877.844 | 6.4937 | 1.2931 | 42.2836 | 4.6216 | 0.95809 | 0 | 8.081 | 0.025727 | 0 | 3.9941 | 0 | 67.599 | 67.7508 | 67.7508 | 2
UT_3B_LO_2010_NG | 3B | LO | NG | 5481 | ASHRAE30pct-state-3B | OfficeLarge | STD2010 | UT-SaintGeorge-UT | Zone3B | Zone3B(UT-SaintGeorge-UT) | ASHRAE30pct-state-STD2010 | state | UT | 0.0805 | 0.69 | ASHRAE30pct-state-3B_OfficeLarge_STD2010_UT-SaintGeorge-UT.table.csv.gz | Large Office | Saint George Awos UT USA TMY3 WMO#=724754 | Natural Gas | 413731.6511 | 0 | 0 | 0 | 0 | 0 | 0 | 0 | 0 | 0 | 0 | 449976.1777 | 0 | 0 | 863717.3069 | 0 | 863707.8288 | 0 | 0 | 2854.7484 | 0 | 0 | 0 | 0 | 0 | 0 | 0 | 0 | 0 | 0 | 3104.8356 | 0 | 0 | 5959.6494 | 0 | 5959.584 | 0 | 0 | 413.7317 | 0 | 0 | 0 | 0 | 0 | 0 | 0 | 0 | 0 | 0 | 449.9762 | 0 | 0 | 863.7173 | 0 | 863.7078 | 0 | 0 | 0 | 0 | 0 | 0 | 0 | 0 | 0 | 0.82981 | 0.9025 | 0 | 0 | 1.7323 | 1.7323 | 1.7323 | 1
UT_3B_LO_2013_NG | 3B | LO | NG | 5841 | ASHRAE30pct-state-3B | OfficeLarge | STD2013 | UT-SaintGeorge-UT | Zone3B | Zone3B(UT-SaintGeorge-UT) | ASHRAE30pct-state-STD2013 | state | UT | 0.0805 | 0.69 | ASHRAE30pct-state-3B_OfficeLarge_STD2013_UT-SaintGeorge-UT.table.csv.gz | Large Office | Saint George Awos UT USA TMY3 WMO#=724754 | Natural Gas | 511461.0743 | 0 | 0 | 0 | 0 | 0 | 0 | 0 | 0 | 0 | 0 | 449985.6559 | 0 | 0 | 961456.2084 | 0 | 961446.7302 | 0 | 0 | 3529.0814 | 0 | 0 | 0 | 0 | 0 | 0 | 0 | 0 | 0 | 0 | 3104.901 | 0 | 0 | 6634.0478 | 0 | 6633.9824 | 0 | 0 | 511.4611 | 0 | 0 | 0 | 0 | 0 | 0 | 0 | 0 | 0 | 0 | 449.9857 | 0 | 0 | 961.4562 | 0 | 961.4467 | 0 | 0 | 0 | 0 | 0 | 0 | 0 | 0 | 0 | 1.0258 | 0.90252 | 0 | 0 | 1.9283 | 1.9284 | 1.9283 | 2
CA_3C_LO_2010_EL | 3C | LO | EL | 5952 | ASHRAE30pct-state-3C | OfficeLarge | STD2010 | CA-SanFrancisco-CA | Zone3C | Zone3C(CA-SanFrancisco-CA) | ASHRAE30pct-state-STD2010 | state | CA | 0.136 | 0.7 | ASHRAE30pct-state-3C_OfficeLarge_STD2010_CA-SanFrancisco-CA.table.csv.gz | Large Office | San Francisco Intl Ap CA USA TMY3 WMO#=724940 | Electricity | 4405.5556 | 394302.7809 | 1060605.564 | 188913.8904 | 5632122.2673 | 529147.2265 | 603394.4493 | 86544.4451 | 41280.5559 | 141666.6678 | 0 | 0 | 0 | 0 | 8704705.6252 | 0 | 8682383.4028 | 22322.2224 | 551469.4489 | 599.1556 | 53625.1782 | 144242.3567 | 25692.2891 | 765968.6283 | 71964.0228 | 82061.6451 | 11770.0445 | 5614.1556 | 19266.6668 | 0 | 0 | 0 | 0 | 1183839.965 | 0 | 1180804.1428 | 3035.8222 | 74999.845 | 15.036 | 1345.7432 | 3619.8139 | 644.7573 | 19222.2587 | 1805.9631 | 2059.3666 | 295.3735 | 140.8893 | 483.5039 | 0 | 0 | 0 | 0 | 29708.8905 | 0 | 29632.7054 | 76.1851 | 1882.1481 | 7.2601 | 1.2932 | 42.3283 | 4.1304 | 0.59242 | 0 | 2.9817 | 0.030157 | 0 | 0.96975 | 0 | 59.4333 | 59.5861 | 59.5861 | 1
CA_3C_LO_2013_EL | 3C | LO | EL | 6012 | ASHRAE30pct-state-3C | OfficeLarge | STD2013 | CA-SanFrancisco-CA | Zone3C | Zone3C(CA-SanFrancisco-CA) | ASHRAE30pct-state-STD2013 | state | CA | 0.136 | 0.7 | ASHRAE30pct-state-3C_OfficeLarge_STD2013_CA-SanFrancisco-CA.table.csv.gz | Large Office | San Francisco Intl Ap CA USA TMY3 WMO#=724940 | Electricity | 2850 | 375727.7808 | 949172.2298 | 188913.8904 | 5626841.7117 | 528030.5598 | 547166.671 | 72802.7784 | 27594.4447 | 141447.2234 | 0 | 0 | 0 | 0 | 8482725.0679 | 0 | 8460547.2899 | 22177.778 | 550208.3377 | 387.6 | 51098.9782 | 129087.4233 | 25692.2891 | 765250.4728 | 71812.1561 | 74414.6673 | 9901.1779 | 3752.8445 | 19236.8224 | 0 | 0 | 0 | 0 | 1153650.6092 | 0 | 1150634.4314 | 3016.1778 | 74828.3339 | 9.727 | 1282.3473 | 3239.4954 | 644.7573 | 19204.2363 | 1802.1519 | 1867.4629 | 248.4736 | 94.179 | 482.755 | 0 | 0 | 0 | 0 | 28951.2777 | 0 | 28875.5856 | 75.6921 | 1877.844 | 6.4973 | 1.2932 | 42.2836 | 3.7455 | 0.49835 | 0 | 2.7608 | 0.019509 | 0 | 0.96824 | 0 | 57.9147 | 58.0665 | 58.0665 | 2
CA_3C_LO_2010_NG | 3C | LO | NG | 5961 | ASHRAE30pct-state-3C | OfficeLarge | STD2010 | CA-SanFrancisco-CA | Zone3C | Zone3C(CA-SanFrancisco-CA) | ASHRAE30pct-state-STD2010 | state | CA | 0.136 | 0.7 | ASHRAE30pct-state-3C_OfficeLarge_STD2010_CA-SanFrancisco-CA.table.csv.gz | Large Office | San Francisco Intl Ap CA USA TMY3 WMO#=724940 | Natural Gas | 171422.2043 | 0 | 0 | 0 | 0 | 0 | 0 | 0 | 0 | 0 | 0 | 504873.7453 | 0 | 0 | 676295.9496 | 0 | 676295.9496 | 0 | 0 | 1199.9554 | 0 | 0 | 0 | 0 | 0 | 0 | 0 | 0 | 0 | 0 | 3534.1162 | 0 | 0 | 4734.0716 | 0 | 4734.0716 | 0 | 0 | 171.4222 | 0 | 0 | 0 | 0 | 0 | 0 | 0 | 0 | 0 | 0 | 504.8737 | 0 | 0 | 676.2959 | 0 | 676.2959 | 0 | 0 | 0 | 0 | 0 | 0 | 0 | 0 | 0 | 0.34382 | 1.0126 | 0 | 0 | 1.3564 | 1.3564 | 1.3564 | 1
CA_3C_LO_2013_NG | 3C | LO | NG | 6021 | ASHRAE30pct-state-3C | OfficeLarge | STD2013 | CA-SanFrancisco-CA | Zone3C | Zone3C(CA-SanFrancisco-CA) | ASHRAE30pct-state-STD2013 | state | CA | 0.136 | 0.7 | ASHRAE30pct-state-3C_OfficeLarge_STD2013_CA-SanFrancisco-CA.table.csv.gz | Large Office | San Francisco Intl Ap CA USA TMY3 WMO#=724940 | Natural Gas | 163299.4116 | 0 | 0 | 0 | 0 | 0 | 0 | 0 | 0 | 0 | 0 | 504665.2255 | 0 | 0 | 667964.6371 | 0 | 667964.6371 | 0 | 0 | 1143.0959 | 0 | 0 | 0 | 0 | 0 | 0 | 0 | 0 | 0 | 0 | 3532.6566 | 0 | 0 | 4675.7525 | 0 | 4675.7525 | 0 | 0 | 163.2994 | 0 | 0 | 0 | 0 | 0 | 0 | 0 | 0 | 0 | 0 | 504.6652 | 0 | 0 | 667.9646 | 0 | 667.9646 | 0 | 0 | 0 | 0 | 0 | 0 | 0 | 0 | 0 | 0.32752 | 1.0122 | 0 | 0 | 1.3397 | 1.3397 | 1.3397 | 2
AR_4A_LO_2010_EL | 4A | LO | EL | 7152 | ASHRAE30pct-state-4A | OfficeLarge | STD2010 | AR-Springfield-MO | Zone4A | Zone4A(AR-Springfield-MO) | ASHRAE30pct-state-STD2010 | state | AR | 0.0768 | 0.77 | ASHRAE30pct-state-4A_OfficeLarge_STD2010_AR-Springfield-MO.table.csv.gz | Large Office | Springfield Regional Arpt MO USA TMY3 WMO#=724400 | Electricity | 233.3333 | 1305836.1216 | 1051550.0084 | 188944.446 | 5632122.2673 | 529147.2265 | 656730.5608 | 166397.2236 | 126238.8899 | 6513.8889 | 0 | 0 | 0 | 0 | 9686030.633 | 0 | 9663713.9662 | 22316.6668 | 551463.8933 | 17.92 | 100288.2141 | 80759.0406 | 14510.9334 | 432546.9901 | 40638.507 | 50436.9071 | 12779.3068 | 9695.1467 | 500.2667 | 0 | 0 | 0 | 0 | 743887.1526 | 0 | 742173.2326 | 1713.92 | 42352.427 | 0.79636 | 4456.7782 | 3588.9076 | 644.8615 | 19222.2587 | 1805.9631 | 2241.401 | 567.9086 | 430.8494 | 22.2317 | 0 | 0 | 0 | 0 | 33058.1223 | 0 | 32981.9562 | 76.1661 | 1882.1292 | 7.1981 | 1.2934 | 42.3283 | 4.4955 | 1.139 | 0 | 9.8029 | 0.0015972 | 0 | 0.044589 | 0 | 66.1507 | 66.3035 | 66.3035 | 1
AR_4A_LO_2013_EL | 4A | LO | EL | 8232 | ASHRAE30pct-state-4A | OfficeLarge | STD2013 | AR-Springfield-MO | Zone4A | Zone4A(AR-Springfield-MO) | ASHRAE30pct-state-STD2013 | state | AR | 0.0768 | 0.77 | ASHRAE30pct-state-4A_OfficeLarge_STD2013_AR-Springfield-MO.table.csv.gz | Large Office | Springfield Regional Arpt MO USA TMY3 WMO#=724400 | Electricity | 1238.8889 | 1216388.8986 | 945213.8965 | 188944.446 | 5626841.7117 | 528030.5598 | 632075.0051 | 148169.4456 | 101391.6675 | 6813.8889 | 31902.778 | 0 | 0 | 0 | 9449188.9645 | 0 | 9427011.1865 | 22177.778 | 550208.3377 | 95.1467 | 93418.6674 | 72592.4272 | 14510.9334 | 432141.4435 | 40552.747 | 48543.3604 | 11379.4134 | 7786.8801 | 523.3067 | 2450.1334 | 0 | 0 | 0 | 725697.7125 | 0 | 723994.4591 | 1703.2533 | 42256.0003 | 4.2283 | 4151.4976 | 3225.9857 | 644.8615 | 19204.2363 | 1802.1519 | 2157.2524 | 505.6977 | 346.0466 | 23.2556 | 108.8832 | 0 | 0 | 0 | 32249.789 | 0 | 32174.0969 | 75.6921 | 1877.844 | 6.4702 | 1.2934 | 42.2836 | 4.3267 | 1.0143 | 0.21838 | 9.0206 | 0.0084805 | 0 | 0.046643 | 0 | 64.5304 | 64.6822 | 64.6822 | 2
AR_4A_LO_2010_NG | 4A | LO | NG | 7161 | ASHRAE30pct-state-4A | OfficeLarge | STD2010 | AR-Springfield-MO | Zone4A | Zone4A(AR-Springfield-MO) | ASHRAE30pct-state-STD2010 | state | AR | 0.0768 | 0.77 | ASHRAE30pct-state-4A_OfficeLarge_STD2010_AR-Springfield-MO.table.csv.gz | Large Office | Springfield Regional Arpt MO USA TMY3 WMO#=724400 | Natural Gas | 2416033.2297 | 0 | 0 | 0 | 0 | 0 | 0 | 0 | 0 | 0 | 0 | 510314.2156 | 0 | 0 | 2926356.9235 | 0 | 2926347.4453 | 0 | 0 | 18603.4559 | 0 | 0 | 0 | 0 | 0 | 0 | 0 | 0 | 0 | 0 | 3929.4195 | 0 | 0 | 22532.9483 | 0 | 22532.8753 | 0 | 0 | 2416.0332 | 0 | 0 | 0 | 0 | 0 | 0 | 0 | 0 | 0 | 0 | 510.3142 | 0 | 0 | 2926.3569 | 0 | 2926.3474 | 0 | 0 | 0 | 0 | 0 | 0 | 0 | 0 | 0 | 4.8458 | 1.0235 | 0 | 0 | 5.8693 | 5.8693 | 5.8693 | 1
AR_4A_LO_2013_NG | 4A | LO | NG | 8241 | ASHRAE30pct-state-4A | OfficeLarge | STD2013 | AR-Springfield-MO | Zone4A | Zone4A(AR-Springfield-MO) | ASHRAE30pct-state-STD2013 | state | AR | 0.0768 | 0.77 | ASHRAE30pct-state-4A_OfficeLarge_STD2013_AR-Springfield-MO.table.csv.gz | Large Office | Springfield Regional Arpt MO USA TMY3 WMO#=724400 | Natural Gas | 2995433.8352 | 0 | 0 | 0 | 0 | 0 | 0 | 0 | 0 | 0 | 0 | 510105.6958 | 0 | 0 | 3505549.0092 | 0 | 3505539.531 | 0 | 0 | 23064.8405 | 0 | 0 | 0 | 0 | 0 | 0 | 0 | 0 | 0 | 0 | 3927.8139 | 0 | 0 | 26992.7274 | 0 | 26992.6544 | 0 | 0 | 2995.4338 | 0 | 0 | 0 | 0 | 0 | 0 | 0 | 0 | 0 | 0 | 510.1057 | 0 | 0 | 3505.549 | 0 | 3505.5395 | 0 | 0 | 0 | 0 | 0 | 0 | 0 | 0 | 0 | 6.0078 | 1.0231 | 0 | 0 | 7.0309 | 7.031 | 7.0309 | 2
DC_4A_LO_2010_EL | 4A | LO | EL | 7212 | ASHRAE30pct-state-4A | OfficeLarge | STD2010 | DC-Baltimore-MD | Zone4A | Zone4A(DC-Baltimore-MD) | ASHRAE30pct-state-STD2010 | state | DC | 0.12 | 1.12 | ASHRAE30pct-state-4A_OfficeLarge_STD2010_DC-Baltimore-MD.table.csv.gz | Large Office | Baltimore Blt Washngtn IntL MD USA TMY3 WMO#=724060 | Electricity | 119.4444 | 1281330.5658 | 1052813.8973 | 189333.3348 | 5632122.2673 | 529147.2265 | 627508.3384 | 157511.1124 | 121747.2232 | 7305.5556 | 0 | 0 | 0 | 0 | 9621255.6325 | 0 | 9598938.9657 | 22316.6668 | 551463.8933 | 14.3333 | 153759.6679 | 126337.6677 | 22720.0002 | 675854.6721 | 63497.6672 | 75301.0006 | 18901.3335 | 14609.6668 | 876.6667 | 0 | 0 | 0 | 0 | 1154550.6759 | 0 | 1151872.6759 | 2678 | 66175.6672 | 0.40766 | 4373.1415 | 3593.2212 | 646.1888 | 19222.2587 | 1805.9631 | 2141.6665 | 537.5805 | 415.5195 | 24.9336 | 0 | 0 | 0 | 0 | 32837.0472 | 0 | 32760.8811 | 76.1661 | 1882.1292 | 7.2068 | 1.296 | 42.3283 | 4.2955 | 1.0782 | 0 | 9.6044 | 0.00081763 | 0 | 0.050008 | 0 | 65.7073 | 65.8601 | 65.8601 | 1
DC_4A_LO_2013_EL | 4A | LO | EL | 8292 | ASHRAE30pct-state-4A | OfficeLarge | STD2013 | DC-Baltimore-MD | Zone4A | Zone4A(DC-Baltimore-MD) | ASHRAE30pct-state-STD2013 | state | DC | 0.12 | 1.12 | ASHRAE30pct-state-4A_OfficeLarge_STD2013_DC-Baltimore-MD.table.csv.gz | Large Office | Baltimore Blt Washngtn IntL MD USA TMY3 WMO#=724060 | Electricity | 1430.5556 | 1193722.2318 | 945983.3409 | 189333.3348 | 5626841.7117 | 528030.5598 | 604794.4493 | 139808.3345 | 100355.5564 | 7791.6667 | 30600.0002 | 0 | 0 | 0 | 9390869.5196 | 0 | 9368691.7416 | 22177.778 | 550208.3377 | 171.6667 | 143246.6678 | 113518.0009 | 22720.0002 | 675221.0054 | 63363.6672 | 72575.3339 | 16777.0001 | 12042.6668 | 935 | 3672 | 0 | 0 | 0 | 1126904.3423 | 0 | 1124243.009 | 2661.3334 | 66025.0005 | 4.8824 | 4074.137 | 3228.6118 | 646.1888 | 19204.2363 | 1802.1519 | 2064.1447 | 477.1615 | 342.5104 | 26.5927 | 104.4369 | 0 | 0 | 0 | 32050.7466 | 0 | 31975.0545 | 75.6921 | 1877.844 | 6.4755 | 1.296 | 42.2836 | 4.14 | 0.95703 | 0.20947 | 8.8583 | 0.0097925 | 0 | 0.053336 | 0 | 64.1312 | 64.283 | 64.283 | 2
DC_4A_LO_2010_NG | 4A | LO | NG | 7221 | ASHRAE30pct-state-4A | OfficeLarge | STD2010 | DC-Baltimore-MD | Zone4A | Zone4A(DC-Baltimore-MD) | ASHRAE30pct-state-STD2010 | state | DC | 0.12 | 1.12 | ASHRAE30pct-state-4A_OfficeLarge_STD2010_DC-Baltimore-MD.table.csv.gz | Large Office | Baltimore Blt Washngtn IntL MD USA TMY3 WMO#=724060 | Natural Gas | 2223711.6579 | 0 | 0 | 0 | 0 | 0 | 0 | 0 | 0 | 0 | 0 | 510314.2156 | 0 | 0 | 2734025.8735 | 0 | 2734025.8735 | 0 | 0 | 24905.5706 | 0 | 0 | 0 | 0 | 0 | 0 | 0 | 0 | 0 | 0 | 5715.5192 | 0 | 0 | 30621.0898 | 0 | 30621.0898 | 0 | 0 | 2223.7117 | 0 | 0 | 0 | 0 | 0 | 0 | 0 | 0 | 0 | 0 | 510.3142 | 0 | 0 | 2734.0259 | 0 | 2734.0259 | 0 | 0 | 0 | 0 | 0 | 0 | 0 | 0 | 0 | 4.46 | 1.0235 | 0 | 0 | 5.4835 | 5.4835 | 5.4835 | 1
DC_4A_LO_2013_NG | 4A | LO | NG | 8301 | ASHRAE30pct-state-4A | OfficeLarge | STD2013 | DC-Baltimore-MD | Zone4A | Zone4A(DC-Baltimore-MD) | ASHRAE30pct-state-STD2013 | state | DC | 0.12 | 1.12 | ASHRAE30pct-state-4A_OfficeLarge_STD2013_DC-Baltimore-MD.table.csv.gz | Large Office | Baltimore Blt Washngtn IntL MD USA TMY3 WMO#=724060 | Natural Gas | 2861772.6649 | 0 | 0 | 0 | 0 | 0 | 0 | 0 | 0 | 0 | 0 | 510105.6958 | 0 | 0 | 3371878.3607 | 0 | 3371878.3607 | 0 | 0 | 32051.8538 | 0 | 0 | 0 | 0 | 0 | 0 | 0 | 0 | 0 | 0 | 5713.1838 | 0 | 0 | 37765.0376 | 0 | 37765.0376 | 0 | 0 | 2861.7727 | 0 | 0 | 0 | 0 | 0 | 0 | 0 | 0 | 0 | 0 | 510.1057 | 0 | 0 | 3371.8784 | 0 | 3371.8784 | 0 | 0 | 0 | 0 | 0 | 0 | 0 | 0 | 0 | 5.7398 | 1.0231 | 0 | 0 | 6.7629 | 6.7629 | 6.7629 | 2
DE_4A_LO_2010_EL | 4A | LO | EL | 7272 | ASHRAE30pct-state-4A | OfficeLarge | STD2010 | DE-Wilmington-DE | Zone4A | Zone4A(DE-Wilmington-DE) | ASHRAE30pct-state-STD2010 | state | DE | 0.1011 | 1.3 | ASHRAE30pct-state-4A_OfficeLarge_STD2010_DE-Wilmington-DE.table.csv.gz | Large Office | Wilmington New Castle Cnty Ap DE USA TMY3 WMO#=724089 | Electricity | 125 | 1229347.2321 | 1052586.1195 | 189366.6682 | 5632122.2673 | 529147.2265 | 621861.1161 | 150094.4456 | 116816.6676 | 7297.2223 | 0 | 0 | 0 | 0 | 9551077.8542 | 0 | 9528763.9651 | 22313.8891 | 551461.1155 | 12.6375 | 124287.0052 | 106416.4567 | 19144.9702 | 569407.5612 | 53496.7846 | 62870.1588 | 15174.5485 | 11810.1651 | 737.7492 | 0 | 0 | 0 | 0 | 965613.9711 | 0 | 963358.0369 | 2255.9342 | 55752.7188 | 0.42662 | 4195.724 | 3592.4438 | 646.3026 | 19222.2587 | 1805.9631 | 2122.3927 | 512.2677 | 398.6917 | 24.9052 | 0 | 0 | 0 | 0 | 32597.5326 | 0 | 32521.376 | 76.1566 | 1882.1197 | 7.2052 | 1.2963 | 42.3283 | 4.2568 | 1.0274 | 0 | 9.2149 | 0.00085566 | 0 | 0.049951 | 0 | 65.227 | 65.3797 | 65.3797 | 1
DE_4A_LO_2013_EL | 4A | LO | EL | 8352 | ASHRAE30pct-state-4A | OfficeLarge | STD2013 | DE-Wilmington-DE | Zone4A | Zone4A(DE-Wilmington-DE) | ASHRAE30pct-state-STD2013 | state | DE | 0.1011 | 1.3 | ASHRAE30pct-state-4A_OfficeLarge_STD2013_DE-Wilmington-DE.table.csv.gz | Large Office | Wilmington New Castle Cnty Ap DE USA TMY3 WMO#=724089 | Electricity | 1125 | 1145766.6758 | 946338.8965 | 189366.6682 | 5626841.7117 | 528030.5598 | 600000.0048 | 133858.3344 | 95413.8897 | 7755.5556 | 28913.8891 | 0 | 0 | 0 | 9325588.9635 | 0 | 9303411.1855 | 22177.778 | 550208.3377 | 113.7375 | 115837.0109 | 95674.8624 | 19144.9702 | 568873.6971 | 53383.8896 | 60660.0005 | 13533.0776 | 9646.3442 | 784.0867 | 2923.1942 | 0 | 0 | 0 | 942817.0442 | 0 | 940574.8709 | 2242.1734 | 55626.0629 | 3.8396 | 3910.4661 | 3229.8253 | 646.3026 | 19204.2363 | 1802.1519 | 2047.7814 | 456.8543 | 325.6446 | 26.4695 | 98.6822 | 0 | 0 | 0 | 31827.946 | 0 | 31752.254 | 75.6921 | 1877.844 | 6.4779 | 1.2963 | 42.2836 | 4.1072 | 0.9163 | 0.19792 | 8.4962 | 0.0077009 | 0 | 0.053089 | 0 | 63.6844 | 63.8362 | 63.8362 | 2
DE_4A_LO_2010_NG | 4A | LO | NG | 7281 | ASHRAE30pct-state-4A | OfficeLarge | STD2010 | DE-Wilmington-DE | Zone4A | Zone4A(DE-Wilmington-DE) | ASHRAE30pct-state-STD2010 | state | DE | 0.1011 | 1.3 | ASHRAE30pct-state-4A_OfficeLarge_STD2010_DE-Wilmington-DE.table.csv.gz | Large Office | Wilmington New Castle Cnty Ap DE USA TMY3 WMO#=724089 | Natural Gas | 2610430.521 | 0 | 0 | 0 | 0 | 0 | 0 | 0 | 0 | 0 | 0 | 510323.6938 | 0 | 0 | 3120754.2148 | 0 | 3120754.2148 | 0 | 0 | 33935.5968 | 0 | 0 | 0 | 0 | 0 | 0 | 0 | 0 | 0 | 0 | 6634.208 | 0 | 0 | 40569.8048 | 0 | 40569.8048 | 0 | 0 | 2610.4305 | 0 | 0 | 0 | 0 | 0 | 0 | 0 | 0 | 0 | 0 | 510.3237 | 0 | 0 | 3120.7542 | 0 | 3120.7542 | 0 | 0 | 0 | 0 | 0 | 0 | 0 | 0 | 0 | 5.2356 | 1.0235 | 0 | 0 | 6.2592 | 6.2592 | 6.2592 | 1
DE_4A_LO_2013_NG | 4A | LO | NG | 8361 | ASHRAE30pct-state-4A | OfficeLarge | STD2013 | DE-Wilmington-DE | Zone4A | Zone4A(DE-Wilmington-DE) | ASHRAE30pct-state-STD2013 | state | DE | 0.1011 | 1.3 | ASHRAE30pct-state-4A_OfficeLarge_STD2013_DE-Wilmington-DE.table.csv.gz | Large Office | Wilmington New Castle Cnty Ap DE USA TMY3 WMO#=724089 | Natural Gas | 3341036.3917 | 0 | 0 | 0 | 0 | 0 | 0 | 0 | 0 | 0 | 0 | 510124.6522 | 0 | 0 | 3851161.0438 | 0 | 3851161.0438 | 0 | 0 | 43433.4731 | 0 | 0 | 0 | 0 | 0 | 0 | 0 | 0 | 0 | 0 | 6631.6205 | 0 | 0 | 50065.0936 | 0 | 50065.0936 | 0 | 0 | 3341.0364 | 0 | 0 | 0 | 0 | 0 | 0 | 0 | 0 | 0 | 0 | 510.1247 | 0 | 0 | 3851.161 | 0 | 3851.161 | 0 | 0 | 0 | 0 | 0 | 0 | 0 | 0 | 0 | 6.701 | 1.0231 | 0 | 0 | 7.7241 | 7.7241 | 7.7241 | 2
GA_4A_LO_2010_EL | 4A | LO | EL | 7332 | ASHRAE30pct-state-4A | OfficeLarge | STD2010 | GA-Chattanooga-TN | Zone4A | Zone4A(GA-Chattanooga-TN) | ASHRAE30pct-state-STD2010 | state | GA | 0.0947 | 0.94 | ASHRAE30pct-state-4A_OfficeLarge_STD2010_GA-Chattanooga-TN.table.csv.gz | Large Office | Chattanooga Lovell Field Ap TN USA TMY3 WMO#=723240 | Electricity | 94.4444 | 1442591.6782 | 1051080.564 | 189100.0015 | 5632122.2673 | 529147.2265 | 652472.2274 | 183038.8904 | 155411.1124 | 4702.7778 | 0 | 0 | 0 | 0 | 9862077.8567 | 0 | 9839761.1898 | 22316.6668 | 551463.8933 | 8.9439 | 136613.4319 | 99537.3294 | 17907.7701 | 533361.9787 | 50110.2423 | 61789.1199 | 17333.7829 | 14717.4323 | 445.3531 | 0 | 0 | 0 | 0 | 933938.773 | 0 | 931825.3847 | 2113.3884 | 52223.6307 | 0.32234 | 4923.5207 | 3587.3054 | 645.3924 | 19222.2587 | 1805.9631 | 2226.8675 | 624.7061 | 530.4133 | 16.0504 | 0 | 0 | 0 | 0 | 33658.966 | 0 | 33582.7999 | 76.1661 | 1882.1292 | 7.1949 | 1.2944 | 42.3283 | 4.4663 | 1.253 | 0 | 10.9388 | 0.0006465 | 0 | 0.032192 | 0 | 67.3558 | 67.5086 | 67.5086 | 1
GA_4A_LO_2013_EL | 4A | LO | EL | 8412 | ASHRAE30pct-state-4A | OfficeLarge | STD2013 | GA-Chattanooga-TN | Zone4A | Zone4A(GA-Chattanooga-TN) | ASHRAE30pct-state-STD2013 | state | GA | 0.0947 | 0.94 | ASHRAE30pct-state-4A_OfficeLarge_STD2013_GA-Chattanooga-TN.table.csv.gz | Large Office | Chattanooga Lovell Field Ap TN USA TMY3 WMO#=723240 | Electricity | 569.4444 | 1316008.3439 | 944533.3409 | 189100.0015 | 5626841.7117 | 528030.5598 | 630819.4495 | 160033.3346 | 127416.6677 | 4805.5556 | 38161.1114 | 0 | 0 | 0 | 9588494.5212 | 0 | 9566319.521 | 22175.0002 | 550205.56 | 53.9264 | 124625.9902 | 89447.3074 | 17907.7701 | 532861.9101 | 50004.494 | 59738.6019 | 15155.1568 | 12066.3584 | 455.0861 | 3613.8573 | 0 | 0 | 0 | 908030.4312 | 0 | 905930.4586 | 2099.9725 | 52104.4665 | 1.9435 | 4491.4957 | 3223.663 | 645.3924 | 19204.2363 | 1802.1519 | 2152.9672 | 546.1888 | 434.8691 | 16.4012 | 130.2427 | 0 | 0 | 0 | 32725.2346 | 0 | 32649.552 | 75.6826 | 1877.8345 | 6.4656 | 1.2944 | 42.2836 | 4.3181 | 1.0955 | 0.26122 | 9.8806 | 0.003898 | 0 | 0.032895 | 0 | 65.484 | 65.6358 | 65.6358 | 2
GA_4A_LO_2010_NG | 4A | LO | NG | 7341 | ASHRAE30pct-state-4A | OfficeLarge | STD2010 | GA-Chattanooga-TN | Zone4A | Zone4A(GA-Chattanooga-TN) | ASHRAE30pct-state-STD2010 | state | GA | 0.0947 | 0.94 | ASHRAE30pct-state-4A_OfficeLarge_STD2010_GA-Chattanooga-TN.table.csv.gz | Large Office | Chattanooga Lovell Field Ap TN USA TMY3 WMO#=723240 | Natural Gas | 968602.7494 | 0 | 0 | 0 | 0 | 0 | 0 | 0 | 0 | 0 | 0 | 510285.7811 | 0 | 0 | 1478879.0523 | 0 | 1478888.5305 | 0 | 0 | 9104.8658 | 0 | 0 | 0 | 0 | 0 | 0 | 0 | 0 | 0 | 0 | 4796.6863 | 0 | 0 | 13901.4631 | 0 | 13901.5522 | 0 | 0 | 968.6027 | 0 | 0 | 0 | 0 | 0 | 0 | 0 | 0 | 0 | 0 | 510.2858 | 0 | 0 | 1478.8791 | 0 | 1478.8885 | 0 | 0 | 0 | 0 | 0 | 0 | 0 | 0 | 0 | 1.9427 | 1.0235 | 0 | 0 | 2.9662 | 2.9661 | 2.9662 | 1
GA_4A_LO_2013_NG | 4A | LO | NG | 8421 | ASHRAE30pct-state-4A | OfficeLarge | STD2013 | GA-Chattanooga-TN | Zone4A | Zone4A(GA-Chattanooga-TN) | ASHRAE30pct-state-STD2013 | state | GA | 0.0947 | 0.94 | ASHRAE30pct-state-4A_OfficeLarge_STD2013_GA-Chattanooga-TN.table.csv.gz | Large Office | Chattanooga Lovell Field Ap TN USA TMY3 WMO#=723240 | Natural Gas | 1465998.2177 | 0 | 0 | 0 | 0 | 0 | 0 | 0 | 0 | 0 | 0 | 510067.7831 | 0 | 0 | 1976066.0008 | 0 | 1976066.0008 | 0 | 0 | 13780.3832 | 0 | 0 | 0 | 0 | 0 | 0 | 0 | 0 | 0 | 0 | 4794.6372 | 0 | 0 | 18575.0204 | 0 | 18575.0204 | 0 | 0 | 1465.9982 | 0 | 0 | 0 | 0 | 0 | 0 | 0 | 0 | 0 | 0 | 510.0678 | 0 | 0 | 1976.066 | 0 | 1976.066 | 0 | 0 | 0 | 0 | 0 | 0 | 0 | 0 | 0 | 2.9403 | 1.023 | 0 | 0 | 3.9633 | 3.9633 | 3.9633 | 2
IL_4A_LO_2010_EL | 4A | LO | EL | 7392 | ASHRAE30pct-state-4A | OfficeLarge | STD2010 | IL-StLouis-MO | Zone4A | Zone4A(IL-StLouis-MO) | ASHRAE30pct-state-STD2010 | state | IL | 0.0819 | 0.76 | ASHRAE30pct-state-4A_OfficeLarge_STD2010_IL-StLouis-MO.table.csv.gz | Large Office | St Louis Lambert IntL Arpt MO USA TMY3 WMO#=724340 | Electricity | 461.1111 | 1355936.122 | 1052500.0084 | 189363.8904 | 5632122.2673 | 529147.2265 | 640408.3385 | 174052.7792 | 131927.7788 | 7000.0001 | 0 | 0 | 0 | 0 | 9735233.4112 | 0 | 9712919.5221 | 22313.8891 | 551461.1155 | 37.765 | 111051.1684 | 86199.7507 | 15508.9026 | 461270.8137 | 43337.1578 | 52449.4429 | 14254.9226 | 10804.8851 | 573.3 | 0 | 0 | 0 | 0 | 797315.6164 | 0 | 795488.1089 | 1827.5075 | 45164.6654 | 1.5738 | 4627.768 | 3592.1499 | 646.2931 | 19222.2587 | 1805.9631 | 2185.6938 | 594.0367 | 450.2654 | 23.8908 | 0 | 0 | 0 | 0 | 33226.0498 | 0 | 33149.8932 | 76.1566 | 1882.1197 | 7.2046 | 1.2962 | 42.3283 | 4.3838 | 1.1914 | 0 | 10.1848 | 0.0031564 | 0 | 0.047917 | 0 | 66.4875 | 66.6403 | 66.6403 | 1
IL_4A_LO_2013_EL | 4A | LO | EL | 8472 | ASHRAE30pct-state-4A | OfficeLarge | STD2013 | IL-StLouis-MO | Zone4A | Zone4A(IL-StLouis-MO) | ASHRAE30pct-state-STD2013 | state | IL | 0.0819 | 0.76 | ASHRAE30pct-state-4A_OfficeLarge_STD2013_IL-StLouis-MO.table.csv.gz | Large Office | St Louis Lambert IntL Arpt MO USA TMY3 WMO#=724340 | Electricity | 1377.7778 | 1258513.899 | 946113.8965 | 189363.8904 | 5626841.7117 | 528030.5598 | 616022.2272 | 153352.779 | 107338.8897 | 7180.5556 | 32491.6669 | 0 | 0 | 0 | 9488808.4092 | 0 | 9466627.8535 | 22180.5557 | 550211.1155 | 112.84 | 103072.2883 | 77486.7281 | 15508.9026 | 460838.3362 | 43245.7028 | 50452.2204 | 12559.5926 | 8791.0551 | 588.0875 | 2661.0675 | 0 | 0 | 0 | 777133.4087 | 0 | 775316.8212 | 1816.5875 | 45062.2904 | 4.7023 | 4295.2689 | 3229.0574 | 646.2931 | 19204.2363 | 1802.1519 | 2102.4648 | 523.3883 | 366.3443 | 24.507 | 110.8931 | 0 | 0 | 0 | 32385.0089 | 0 | 32309.3074 | 75.7015 | 1877.8535 | 6.4764 | 1.2962 | 42.2836 | 4.2168 | 1.0497 | 0.22241 | 9.3496 | 0.0094313 | 0 | 0.049153 | 0 | 64.8016 | 64.9534 | 64.9534 | 2
IL_4A_LO_2010_NG | 4A | LO | NG | 7401 | ASHRAE30pct-state-4A | OfficeLarge | STD2010 | IL-StLouis-MO | Zone4A | Zone4A(IL-StLouis-MO) | ASHRAE30pct-state-STD2010 | state | IL | 0.0819 | 0.76 | ASHRAE30pct-state-4A_OfficeLarge_STD2010_IL-StLouis-MO.table.csv.gz | Large Office | St Louis Lambert IntL Arpt MO USA TMY3 WMO#=724340 | Natural Gas | 2857564.3569 | 0 | 0 | 0 | 0 | 0 | 0 | 0 | 0 | 0 | 0 | 510323.6938 | 0 | 0 | 3367888.0507 | 0 | 3367888.0507 | 0 | 0 | 21717.4891 | 0 | 0 | 0 | 0 | 0 | 0 | 0 | 0 | 0 | 0 | 3878.4601 | 0 | 0 | 25595.9492 | 0 | 25595.9492 | 0 | 0 | 2857.5644 | 0 | 0 | 0 | 0 | 0 | 0 | 0 | 0 | 0 | 0 | 510.3237 | 0 | 0 | 3367.8881 | 0 | 3367.8881 | 0 | 0 | 0 | 0 | 0 | 0 | 0 | 0 | 0 | 5.7313 | 1.0235 | 0 | 0 | 6.7549 | 6.7549 | 6.7549 | 1
IL_4A_LO_2013_NG | 4A | LO | NG | 8481 | ASHRAE30pct-state-4A | OfficeLarge | STD2013 | IL-StLouis-MO | Zone4A | Zone4A(IL-StLouis-MO) | ASHRAE30pct-state-STD2013 | state | IL | 0.0819 | 0.76 | ASHRAE30pct-state-4A_OfficeLarge_STD2013_IL-StLouis-MO.table.csv.gz | Large Office | St Louis Lambert IntL Arpt MO USA TMY3 WMO#=724340 | Natural Gas | 3501748.2625 | 0 | 0 | 0 | 0 | 0 | 0 | 0 | 0 | 0 | 0 | 510115.174 | 0 | 0 | 4011863.4365 | 0 | 4011863.4365 | 0 | 0 | 26613.2868 | 0 | 0 | 0 | 0 | 0 | 0 | 0 | 0 | 0 | 0 | 3876.8753 | 0 | 0 | 30490.1621 | 0 | 30490.1621 | 0 | 0 | 3501.7483 | 0 | 0 | 0 | 0 | 0 | 0 | 0 | 0 | 0 | 0 | 510.1152 | 0 | 0 | 4011.8634 | 0 | 4011.8634 | 0 | 0 | 0 | 0 | 0 | 0 | 0 | 0 | 0 | 7.0233 | 1.0231 | 0 | 0 | 8.0465 | 8.0465 | 8.0465 | 2
IN_4A_LO_2010_EL | 4A | LO | EL | 7452 | ASHRAE30pct-state-4A | OfficeLarge | STD2010 | IN-Evansville-IN | Zone4A | Zone4A(IN-Evansville-IN) | ASHRAE30pct-state-STD2010 | state | IN | 0.0907 | 0.75 | ASHRAE30pct-state-4A_OfficeLarge_STD2010_IN-Evansville-IN.table.csv.gz | Large Office | Evansville Regional Ap IN USA TMY3 WMO#=724320 | Electricity | 127.7778 | 1360958.3442 | 1053819.4529 | 190000.0015 | 5632122.2673 | 529147.2265 | 636597.2273 | 174458.3347 | 135616.6678 | 6225 | 0 | 0 | 0 | 0 | 9741386.189 | 0 | 9719072.3 | 22313.8891 | 551461.1155 | 11.5894 | 123438.9218 | 95581.4244 | 17233.0001 | 510833.4896 | 47993.6534 | 57739.3685 | 15823.371 | 12300.4318 | 564.6075 | 0 | 0 | 0 | 0 | 883543.7273 | 0 | 881519.8576 | 2023.8697 | 50017.5232 | 0.4361 | 4644.9086 | 3596.6531 | 648.4641 | 19222.2587 | 1805.9631 | 2172.6866 | 595.4209 | 462.8555 | 21.2457 | 0 | 0 | 0 | 0 | 33247.0491 | 0 | 33170.8925 | 76.1566 | 1882.1197 | 7.2137 | 1.3006 | 42.3283 | 4.3577 | 1.1942 | 0 | 10.2445 | 0.00087467 | 0 | 0.042612 | 0 | 66.5297 | 66.6824 | 66.6824 | 1
IN_4A_LO_2013_EL | 4A | LO | EL | 8532 | ASHRAE30pct-state-4A | OfficeLarge | STD2013 | IN-Evansville-IN | Zone4A | Zone4A(IN-Evansville-IN) | ASHRAE30pct-state-STD2013 | state | IN | 0.0907 | 0.75 | ASHRAE30pct-state-4A_OfficeLarge_STD2013_IN-Evansville-IN.table.csv.gz | Large Office | Evansville Regional Ap IN USA TMY3 WMO#=724320 | Electricity | 950 | 1255486.1212 | 947330.5631 | 190000.0015 | 5626841.7117 | 528030.5598 | 614716.6716 | 153225.0012 | 111602.7787 | 6444.4445 | 34786.1114 | 0 | 0 | 0 | 9491588.9648 | 0 | 9469413.9646 | 22175.0002 | 550205.56 | 86.165 | 113872.5912 | 85922.8821 | 17233.0001 | 510354.5432 | 47892.3718 | 55754.8021 | 13897.5076 | 10122.372 | 584.5111 | 3155.1003 | 0 | 0 | 0 | 860887.1191 | 0 | 858875.8466 | 2011.2725 | 49903.6443 | 3.2423 | 4284.9352 | 3233.2098 | 648.4641 | 19204.2363 | 1802.1519 | 2098.0089 | 522.9522 | 380.8968 | 21.9947 | 118.7239 | 0 | 0 | 0 | 32394.4989 | 0 | 32318.8163 | 75.6826 | 1877.8345 | 6.4847 | 1.3006 | 42.2836 | 4.2079 | 1.0489 | 0.23812 | 9.3581 | 0.006503 | 0 | 0.044114 | 0 | 64.8207 | 64.9725 | 64.9725 | 2
IN_4A_LO_2010_NG | 4A | LO | NG | 7461 | ASHRAE30pct-state-4A | OfficeLarge | STD2010 | IN-Evansville-IN | Zone4A | Zone4A(IN-Evansville-IN) | ASHRAE30pct-state-STD2010 | state | IN | 0.0907 | 0.75 | ASHRAE30pct-state-4A_OfficeLarge_STD2010_IN-Evansville-IN.table.csv.gz | Large Office | Evansville Regional Ap IN USA TMY3 WMO#=724320 | Natural Gas | 2353505.7343 | 0 | 0 | 0 | 0 | 0 | 0 | 0 | 0 | 0 | 0 | 510314.2156 | 0 | 0 | 2863819.9499 | 0 | 2863819.9499 | 0 | 0 | 17651.293 | 0 | 0 | 0 | 0 | 0 | 0 | 0 | 0 | 0 | 0 | 3827.3566 | 0 | 0 | 21478.6496 | 0 | 21478.6496 | 0 | 0 | 2353.5057 | 0 | 0 | 0 | 0 | 0 | 0 | 0 | 0 | 0 | 0 | 510.3142 | 0 | 0 | 2863.8199 | 0 | 2863.8199 | 0 | 0 | 0 | 0 | 0 | 0 | 0 | 0 | 0 | 4.7203 | 1.0235 | 0 | 0 | 5.7439 | 5.7439 | 5.7439 | 1
IN_4A_LO_2013_NG | 4A | LO | NG | 8541 | ASHRAE30pct-state-4A | OfficeLarge | STD2013 | IN-Evansville-IN | Zone4A | Zone4A(IN-Evansville-IN) | ASHRAE30pct-state-STD2013 | state | IN | 0.0907 | 0.75 | ASHRAE30pct-state-4A_OfficeLarge_STD2013_IN-Evansville-IN.table.csv.gz | Large Office | Evansville Regional Ap IN USA TMY3 WMO#=724320 | Natural Gas | 3011650.9861 | 0 | 0 | 0 | 0 | 0 | 0 | 0 | 0 | 0 | 0 | 510105.6958 | 0 | 0 | 3521766.1601 | 0 | 3521756.6819 | 0 | 0 | 22587.3824 | 0 | 0 | 0 | 0 | 0 | 0 | 0 | 0 | 0 | 0 | 3825.7927 | 0 | 0 | 26413.2462 | 0 | 26413.1751 | 0 | 0 | 3011.651 | 0 | 0 | 0 | 0 | 0 | 0 | 0 | 0 | 0 | 0 | 510.1057 | 0 | 0 | 3521.7662 | 0 | 3521.7567 | 0 | 0 | 0 | 0 | 0 | 0 | 0 | 0 | 0 | 6.0404 | 1.0231 | 0 | 0 | 7.0635 | 7.0635 | 7.0635 | 2
KS_4A_LO_2010_EL | 4A | LO | EL | 7512 | ASHRAE30pct-state-4A | OfficeLarge | STD2010 | KS-Topeka-KS | Zone4A | Zone4A(KS-Topeka-KS) | ASHRAE30pct-state-STD2010 | state | KS | 0.0913 | 0.86 | ASHRAE30pct-state-4A_OfficeLarge_STD2010_KS-Topeka-KS.table.csv.gz | Large Office | Topeka Municipal Ap KS USA TMY3 WMO#=724560 | Electricity | 30.5556 | 1357177.7886 | 1052394.4529 | 188961.1126 | 5632122.2673 | 529147.2265 | 652386.1163 | 166683.3347 | 127588.8899 | 7208.3334 | 0 | 0 | 0 | 0 | 9736013.9668 | 0 | 9713700.0777 | 22313.8891 | 551461.1155 | 2.7897 | 123910.3321 | 96083.6135 | 17252.1496 | 514212.763 | 48311.1418 | 59562.8524 | 15218.1885 | 11648.8656 | 658.1208 | 0 | 0 | 0 | 0 | 888898.0752 | 0 | 886860.8171 | 2037.2581 | 50348.3998 | 0.10429 | 4632.0057 | 3591.7896 | 644.9184 | 19222.2587 | 1805.9631 | 2226.5736 | 568.8851 | 435.4569 | 24.6018 | 0 | 0 | 0 | 0 | 33228.7139 | 0 | 33152.5572 | 76.1566 | 1882.1197 | 7.2039 | 1.2935 | 42.3283 | 4.4658 | 1.141 | 0 | 10.1636 | 0.00020916 | 0 | 0.049343 | 0 | 66.4929 | 66.6456 | 66.6456 | 1
KS_4A_LO_2013_EL | 4A | LO | EL | 8592 | ASHRAE30pct-state-4A | OfficeLarge | STD2013 | KS-Topeka-KS | Zone4A | Zone4A(KS-Topeka-KS) | ASHRAE30pct-state-STD2013 | state | KS | 0.0913 | 0.86 | ASHRAE30pct-state-4A_OfficeLarge_STD2013_KS-Topeka-KS.table.csv.gz | Large Office | Topeka Municipal Ap KS USA TMY3 WMO#=724560 | Electricity | 1200 | 1254255.5656 | 945352.7853 | 188961.1126 | 5626841.7117 | 528030.5598 | 627286.1161 | 149300.0012 | 106344.4453 | 7458.3334 | 31463.8891 | 0 | 0 | 0 | 9488672.2981 | 0 | 9466494.5202 | 22177.778 | 550208.3377 | 109.56 | 114513.5331 | 86310.7093 | 17252.1496 | 513730.6483 | 48209.1901 | 57271.2224 | 13631.0901 | 9709.2479 | 680.9458 | 2872.6531 | 0 | 0 | 0 | 866315.7808 | 0 | 864290.9497 | 2024.8311 | 50234.0212 | 4.0956 | 4280.7354 | 3226.4598 | 644.9184 | 19204.2363 | 1802.1519 | 2140.9081 | 509.5563 | 362.9503 | 25.4551 | 107.3853 | 0 | 0 | 0 | 32384.5444 | 0 | 32308.8523 | 75.6921 | 1877.844 | 6.4712 | 1.2935 | 42.2836 | 4.2939 | 1.022 | 0.21538 | 9.3137 | 0.0082143 | 0 | 0.051054 | 0 | 64.8007 | 64.9525 | 64.9525 | 2
KS_4A_LO_2010_NG | 4A | LO | NG | 7521 | ASHRAE30pct-state-4A | OfficeLarge | STD2010 | KS-Topeka-KS | Zone4A | Zone4A(KS-Topeka-KS) | ASHRAE30pct-state-STD2010 | state | KS | 0.0913 | 0.86 | ASHRAE30pct-state-4A_OfficeLarge_STD2010_KS-Topeka-KS.table.csv.gz | Large Office | Topeka Municipal Ap KS USA TMY3 WMO#=724560 | Natural Gas | 2860180.3322 | 0 | 0 | 0 | 0 | 0 | 0 | 0 | 0 | 0 | 0 | 510323.6938 | 0 | 0 | 3370494.5477 | 0 | 3370504.0259 | 0 | 0 | 24597.5509 | 0 | 0 | 0 | 0 | 0 | 0 | 0 | 0 | 0 | 0 | 4388.7838 | 0 | 0 | 28986.2531 | 0 | 28986.3346 | 0 | 0 | 2860.1803 | 0 | 0 | 0 | 0 | 0 | 0 | 0 | 0 | 0 | 0 | 510.3237 | 0 | 0 | 3370.4945 | 0 | 3370.504 | 0 | 0 | 0 | 0 | 0 | 0 | 0 | 0 | 0 | 5.7366 | 1.0235 | 0 | 0 | 6.7601 | 6.7601 | 6.7601 | 1
KS_4A_LO_2013_NG | 4A | LO | NG | 8601 | ASHRAE30pct-state-4A | OfficeLarge | STD2013 | KS-Topeka-KS | Zone4A | Zone4A(KS-Topeka-KS) | ASHRAE30pct-state-STD2013 | state | KS | 0.0913 | 0.86 | ASHRAE30pct-state-4A_OfficeLarge_STD2013_KS-Topeka-KS.table.csv.gz | Large Office | Topeka Municipal Ap KS USA TMY3 WMO#=724560 | Natural Gas | 3420671.9861 | 0 | 0 | 0 | 0 | 0 | 0 | 0 | 0 | 0 | 0 | 510124.6522 | 0 | 0 | 3930787.1601 | 0 | 3930796.6382 | 0 | 0 | 29417.7791 | 0 | 0 | 0 | 0 | 0 | 0 | 0 | 0 | 0 | 0 | 4387.072 | 0 | 0 | 33804.7696 | 0 | 33804.8511 | 0 | 0 | 3420.672 | 0 | 0 | 0 | 0 | 0 | 0 | 0 | 0 | 0 | 0 | 510.1247 | 0 | 0 | 3930.7872 | 0 | 3930.7966 | 0 | 0 | 0 | 0 | 0 | 0 | 0 | 0 | 0 | 6.8607 | 1.0231 | 0 | 0 | 7.8839 | 7.8838 | 7.8839 | 2
KY_4A_LO_2010_EL | 4A | LO | EL | 7572 | ASHRAE30pct-state-4A | OfficeLarge | STD2010 | KY-Lexington-KY | Zone4A | Zone4A(KY-Lexington-KY) | ASHRAE30pct-state-STD2010 | state | KY | 0.0866 | 0.81 | ASHRAE30pct-state-4A_OfficeLarge_STD2010_KY-Lexington-KY.table.csv.gz | Large Office | Lexington Bluegrass Ap KY USA TMY3 WMO#=724220 | Electricity | 127.7778 | 1293913.8992 | 1051836.1195 | 188791.6682 | 5632122.2673 | 529147.2265 | 639844.4496 | 159061.1124 | 206769.4461 | 6311.1112 | 0 | 0 | 0 | 0 | 9730238.9667 | 0 | 9707925.0777 | 22313.8891 | 551461.1155 | 11.0656 | 112052.9437 | 91089.008 | 16349.3585 | 487741.7883 | 45824.1498 | 55410.5293 | 13774.6923 | 17906.234 | 546.5422 | 0 | 0 | 0 | 0 | 842638.6945 | 0 | 840706.3117 | 1932.3828 | 47756.5326 | 0.4361 | 4416.088 | 3589.8841 | 644.3401 | 19222.2587 | 1805.9631 | 2183.7693 | 542.8706 | 705.6977 | 21.5396 | 0 | 0 | 0 | 0 | 33209.004 | 0 | 33132.8473 | 76.1566 | 1882.1197 | 7.2001 | 1.2923 | 42.3283 | 4.3799 | 1.0888 | 0 | 10.2726 | 0.00087467 | 0 | 0.043201 | 0 | 66.4534 | 66.6061 | 66.6061 | 1
KY_4A_LO_2013_EL | 4A | LO | EL | 8652 | ASHRAE30pct-state-4A | OfficeLarge | STD2013 | KY-Lexington-KY | Zone4A | Zone4A(KY-Lexington-KY) | ASHRAE30pct-state-STD2013 | state | KY | 0.0866 | 0.81 | ASHRAE30pct-state-4A_OfficeLarge_STD2013_KY-Lexington-KY.table.csv.gz | Large Office | Lexington Bluegrass Ap KY USA TMY3 WMO#=724220 | Electricity | 1038.8889 | 1203583.343 | 945083.3409 | 188791.6682 | 5626841.7117 | 528030.5598 | 617316.6716 | 142169.4456 | 167908.3347 | 6766.6667 | 31897.2225 | 0 | 0 | 0 | 9481602.8536 | 0 | 9459427.8535 | 22175.0002 | 550205.56 | 89.9678 | 104230.3175 | 81844.2173 | 16349.3585 | 487284.4922 | 45727.4465 | 53459.6238 | 12311.874 | 14540.8618 | 585.9933 | 2762.2995 | 0 | 0 | 0 | 821106.8071 | 0 | 819186.4521 | 1920.355 | 47647.8015 | 3.5457 | 4107.7926 | 3225.5401 | 644.3401 | 19204.2363 | 1802.1519 | 2106.8827 | 485.2199 | 573.0659 | 23.0944 | 108.8642 | 0 | 0 | 0 | 32360.4166 | 0 | 32284.734 | 75.6826 | 1877.8345 | 6.4693 | 1.2923 | 42.2836 | 4.2257 | 0.97319 | 0.21835 | 9.3882 | 0.0071115 | 0 | 0.04632 | 0 | 64.7523 | 64.9041 | 64.9041 | 2
KY_4A_LO_2010_NG | 4A | LO | NG | 7581 | ASHRAE30pct-state-4A | OfficeLarge | STD2010 | KY-Lexington-KY | Zone4A | Zone4A(KY-Lexington-KY) | ASHRAE30pct-state-STD2010 | state | KY | 0.0866 | 0.81 | ASHRAE30pct-state-4A_OfficeLarge_STD2010_KY-Lexington-KY.table.csv.gz | Large Office | Lexington Bluegrass Ap KY USA TMY3 WMO#=724220 | Natural Gas | 2653470.8965 | 0 | 0 | 0 | 0 | 0 | 0 | 0 | 0 | 0 | 0 | 510323.6938 | 0 | 0 | 3163794.5902 | 0 | 3163794.5902 | 0 | 0 | 21493.1143 | 0 | 0 | 0 | 0 | 0 | 0 | 0 | 0 | 0 | 0 | 4133.6219 | 0 | 0 | 25626.7362 | 0 | 25626.7362 | 0 | 0 | 2653.4709 | 0 | 0 | 0 | 0 | 0 | 0 | 0 | 0 | 0 | 0 | 510.3237 | 0 | 0 | 3163.7946 | 0 | 3163.7946 | 0 | 0 | 0 | 0 | 0 | 0 | 0 | 0 | 0 | 5.322 | 1.0235 | 0 | 0 | 6.3455 | 6.3455 | 6.3455 | 1
KY_4A_LO_2013_NG | 4A | LO | NG | 8661 | ASHRAE30pct-state-4A | OfficeLarge | STD2013 | KY-Lexington-KY | Zone4A | Zone4A(KY-Lexington-KY) | ASHRAE30pct-state-STD2013 | state | KY | 0.0866 | 0.81 | ASHRAE30pct-state-4A_OfficeLarge_STD2013_KY-Lexington-KY.table.csv.gz | Large Office | Lexington Bluegrass Ap KY USA TMY3 WMO#=724220 | Natural Gas | 3392588.1648 | 0 | 0 | 0 | 0 | 0 | 0 | 0 | 0 | 0 | 0 | 510115.174 | 0 | 0 | 3902703.3388 | 0 | 3902703.3388 | 0 | 0 | 27479.9641 | 0 | 0 | 0 | 0 | 0 | 0 | 0 | 0 | 0 | 0 | 4131.9329 | 0 | 0 | 31611.897 | 0 | 31611.897 | 0 | 0 | 3392.5882 | 0 | 0 | 0 | 0 | 0 | 0 | 0 | 0 | 0 | 0 | 510.1152 | 0 | 0 | 3902.7033 | 0 | 3902.7033 | 0 | 0 | 0 | 0 | 0 | 0 | 0 | 0 | 0 | 6.8044 | 1.0231 | 0 | 0 | 7.8275 | 7.8275 | 7.8275 | 2
MD_4A_LO_2010_EL | 4A | LO | EL | 7632 | ASHRAE30pct-state-4A | OfficeLarge | STD2010 | MD-Baltimore-MD | Zone4A | Zone4A(MD-Baltimore-MD) | ASHRAE30pct-state-STD2010 | state | MD | 0.1052 | 0.99 | ASHRAE30pct-state-4A_OfficeLarge_STD2010_MD-Baltimore-MD.table.csv.gz | Large Office | Baltimore Blt Washngtn IntL MD USA TMY3 WMO#=724060 | Electricity | 119.4444 | 1281330.5658 | 1052813.8973 | 189333.3348 | 5632122.2673 | 529147.2265 | 627508.3384 | 157511.1124 | 121747.2232 | 7305.5556 | 0 | 0 | 0 | 0 | 9621255.6325 | 0 | 9598938.9657 | 22316.6668 | 551463.8933 | 12.5656 | 134795.9755 | 110756.022 | 19917.8668 | 592499.2625 | 55666.2882 | 66013.8772 | 16570.169 | 12807.8079 | 768.5445 | 0 | 0 | 0 | 0 | 1012156.0925 | 0 | 1009808.3792 | 2347.7134 | 58014.0016 | 0.40766 | 4373.1415 | 3593.2212 | 646.1888 | 19222.2587 | 1805.9631 | 2141.6665 | 537.5805 | 415.5195 | 24.9336 | 0 | 0 | 0 | 0 | 32837.0472 | 0 | 32760.8811 | 76.1661 | 1882.1292 | 7.2068 | 1.296 | 42.3283 | 4.2955 | 1.0782 | 0 | 9.6044 | 0.00081763 | 0 | 0.050008 | 0 | 65.7073 | 65.8601 | 65.8601 | 1
MD_4A_LO_2013_EL | 4A | LO | EL | 8712 | ASHRAE30pct-state-4A | OfficeLarge | STD2013 | MD-Baltimore-MD | Zone4A | Zone4A(MD-Baltimore-MD) | ASHRAE30pct-state-STD2013 | state | MD | 0.1052 | 0.99 | ASHRAE30pct-state-4A_OfficeLarge_STD2013_MD-Baltimore-MD.table.csv.gz | Large Office | Baltimore Blt Washngtn IntL MD USA TMY3 WMO#=724060 | Electricity | 1430.5556 | 1193722.2318 | 945983.3409 | 189333.3348 | 5626841.7117 | 528030.5598 | 604794.4493 | 139808.3345 | 100355.5564 | 7791.6667 | 30600.0002 | 0 | 0 | 0 | 9390869.5196 | 0 | 9368691.7416 | 22177.778 | 550208.3377 | 150.4944 | 125579.5788 | 99517.4475 | 19917.8668 | 591943.7481 | 55548.8149 | 63624.3761 | 14707.8368 | 10557.4045 | 819.6833 | 3219.12 | 0 | 0 | 0 | 987919.4735 | 0 | 985586.3712 | 2333.1022 | 57881.9171 | 4.8824 | 4074.137 | 3228.6118 | 646.1888 | 19204.2363 | 1802.1519 | 2064.1447 | 477.1615 | 342.5104 | 26.5927 | 104.4369 | 0 | 0 | 0 | 32050.7466 | 0 | 31975.0545 | 75.6921 | 1877.844 | 6.4755 | 1.296 | 42.2836 | 4.14 | 0.95703 | 0.20947 | 8.8583 | 0.0097925 | 0 | 0.053336 | 0 | 64.1312 | 64.283 | 64.283 | 2
MD_4A_LO_2010_NG | 4A | LO | NG | 7641 | ASHRAE30pct-state-4A | OfficeLarge | STD2010 | MD-Baltimore-MD | Zone4A | Zone4A(MD-Baltimore-MD) | ASHRAE30pct-state-STD2010 | state | MD | 0.1052 | 0.99 | ASHRAE30pct-state-4A_OfficeLarge_STD2010_MD-Baltimore-MD.table.csv.gz | Large Office | Baltimore Blt Washngtn IntL MD USA TMY3 WMO#=724060 | Natural Gas | 2223711.6579 | 0 | 0 | 0 | 0 | 0 | 0 | 0 | 0 | 0 | 0 | 510314.2156 | 0 | 0 | 2734025.8735 | 0 | 2734025.8735 | 0 | 0 | 22014.7454 | 0 | 0 | 0 | 0 | 0 | 0 | 0 | 0 | 0 | 0 | 5052.1107 | 0 | 0 | 27066.8561 | 0 | 27066.8561 | 0 | 0 | 2223.7117 | 0 | 0 | 0 | 0 | 0 | 0 | 0 | 0 | 0 | 0 | 510.3142 | 0 | 0 | 2734.0259 | 0 | 2734.0259 | 0 | 0 | 0 | 0 | 0 | 0 | 0 | 0 | 0 | 4.46 | 1.0235 | 0 | 0 | 5.4835 | 5.4835 | 5.4835 | 1
MD_4A_LO_2013_NG | 4A | LO | NG | 8721 | ASHRAE30pct-state-4A | OfficeLarge | STD2013 | MD-Baltimore-MD | Zone4A | Zone4A(MD-Baltimore-MD) | ASHRAE30pct-state-STD2013 | state | MD | 0.1052 | 0.99 | ASHRAE30pct-state-4A_OfficeLarge_STD2013_MD-Baltimore-MD.table.csv.gz | Large Office | Baltimore Blt Washngtn IntL MD USA TMY3 WMO#=724060 | Natural Gas | 2861772.6649 | 0 | 0 | 0 | 0 | 0 | 0 | 0 | 0 | 0 | 0 | 510105.6958 | 0 | 0 | 3371878.3607 | 0 | 3371878.3607 | 0 | 0 | 28331.5494 | 0 | 0 | 0 | 0 | 0 | 0 | 0 | 0 | 0 | 0 | 5050.0464 | 0 | 0 | 33381.5958 | 0 | 33381.5958 | 0 | 0 | 2861.7727 | 0 | 0 | 0 | 0 | 0 | 0 | 0 | 0 | 0 | 0 | 510.1057 | 0 | 0 | 3371.8784 | 0 | 3371.8784 | 0 | 0 | 0 | 0 | 0 | 0 | 0 | 0 | 0 | 5.7398 | 1.0231 | 0 | 0 | 6.7629 | 6.7629 | 6.7629 | 2
MO_4A_LO_2010_EL | 4A | LO | EL | 7692 | ASHRAE30pct-state-4A | OfficeLarge | STD2010 | MO-StLouis-MO | Zone4A | Zone4A(MO-StLouis-MO) | ASHRAE30pct-state-STD2010 | state | MO | 0.0816 | 0.95 | ASHRAE30pct-state-4A_OfficeLarge_STD2010_MO-StLouis-MO.table.csv.gz | Large Office | St Louis Lambert IntL Arpt MO USA TMY3 WMO#=724340 | Electricity | 461.1111 | 1355936.122 | 1052500.0084 | 189363.8904 | 5632122.2673 | 529147.2265 | 640408.3385 | 174052.7792 | 131927.7788 | 7000.0001 | 0 | 0 | 0 | 0 | 9735233.4112 | 0 | 9712919.5221 | 22313.8891 | 551461.1155 | 37.6267 | 110644.3876 | 85884.0007 | 15452.0935 | 459581.177 | 43178.4137 | 52257.3204 | 14202.7068 | 10765.3068 | 571.2 | 0 | 0 | 0 | 0 | 794395.0464 | 0 | 792574.233 | 1820.8133 | 44999.227 | 1.5738 | 4627.768 | 3592.1499 | 646.2931 | 19222.2587 | 1805.9631 | 2185.6938 | 594.0367 | 450.2654 | 23.8908 | 0 | 0 | 0 | 0 | 33226.0498 | 0 | 33149.8932 | 76.1566 | 1882.1197 | 7.2046 | 1.2962 | 42.3283 | 4.3838 | 1.1914 | 0 | 10.1848 | 0.0031564 | 0 | 0.047917 | 0 | 66.4875 | 66.6403 | 66.6403 | 1
MO_4A_LO_2013_EL | 4A | LO | EL | 8772 | ASHRAE30pct-state-4A | OfficeLarge | STD2013 | MO-StLouis-MO | Zone4A | Zone4A(MO-StLouis-MO) | ASHRAE30pct-state-STD2013 | state | MO | 0.0816 | 0.95 | ASHRAE30pct-state-4A_OfficeLarge_STD2013_MO-StLouis-MO.table.csv.gz | Large Office | St Louis Lambert IntL Arpt MO USA TMY3 WMO#=724340 | Electricity | 1377.7778 | 1258513.899 | 946113.8965 | 189363.8904 | 5626841.7117 | 528030.5598 | 616022.2272 | 153352.779 | 107338.8897 | 7180.5556 | 32491.6669 | 0 | 0 | 0 | 9488808.4092 | 0 | 9466627.8535 | 22180.5557 | 550211.1155 | 112.4267 | 102694.7342 | 77202.894 | 15452.0935 | 459150.2837 | 43087.2937 | 50267.4137 | 12513.5868 | 8758.8534 | 585.9333 | 2651.32 | 0 | 0 | 0 | 774286.7662 | 0 | 772476.8328 | 1809.9333 | 44897.227 | 4.7023 | 4295.2689 | 3229.0574 | 646.2931 | 19204.2363 | 1802.1519 | 2102.4648 | 523.3883 | 366.3443 | 24.507 | 110.8931 | 0 | 0 | 0 | 32385.0089 | 0 | 32309.3074 | 75.7015 | 1877.8535 | 6.4764 | 1.2962 | 42.2836 | 4.2168 | 1.0497 | 0.22241 | 9.3496 | 0.0094313 | 0 | 0.049153 | 0 | 64.8016 | 64.9534 | 64.9534 | 2
MO_4A_LO_2010_NG | 4A | LO | NG | 7701 | ASHRAE30pct-state-4A | OfficeLarge | STD2010 | MO-StLouis-MO | Zone4A | Zone4A(MO-StLouis-MO) | ASHRAE30pct-state-STD2010 | state | MO | 0.0816 | 0.95 | ASHRAE30pct-state-4A_OfficeLarge_STD2010_MO-StLouis-MO.table.csv.gz | Large Office | St Louis Lambert IntL Arpt MO USA TMY3 WMO#=724340 | Natural Gas | 2857564.3569 | 0 | 0 | 0 | 0 | 0 | 0 | 0 | 0 | 0 | 0 | 510323.6938 | 0 | 0 | 3367888.0507 | 0 | 3367888.0507 | 0 | 0 | 27146.8614 | 0 | 0 | 0 | 0 | 0 | 0 | 0 | 0 | 0 | 0 | 4848.0751 | 0 | 0 | 31994.9365 | 0 | 31994.9365 | 0 | 0 | 2857.5644 | 0 | 0 | 0 | 0 | 0 | 0 | 0 | 0 | 0 | 0 | 510.3237 | 0 | 0 | 3367.8881 | 0 | 3367.8881 | 0 | 0 | 0 | 0 | 0 | 0 | 0 | 0 | 0 | 5.7313 | 1.0235 | 0 | 0 | 6.7549 | 6.7549 | 6.7549 | 1
MO_4A_LO_2013_NG | 4A | LO | NG | 8781 | ASHRAE30pct-state-4A | OfficeLarge | STD2013 | MO-StLouis-MO | Zone4A | Zone4A(MO-StLouis-MO) | ASHRAE30pct-state-STD2013 | state | MO | 0.0816 | 0.95 | ASHRAE30pct-state-4A_OfficeLarge_STD2013_MO-StLouis-MO.table.csv.gz | Large Office | St Louis Lambert IntL Arpt MO USA TMY3 WMO#=724340 | Natural Gas | 3501748.2625 | 0 | 0 | 0 | 0 | 0 | 0 | 0 | 0 | 0 | 0 | 510115.174 | 0 | 0 | 4011863.4365 | 0 | 4011863.4365 | 0 | 0 | 33266.6085 | 0 | 0 | 0 | 0 | 0 | 0 | 0 | 0 | 0 | 0 | 4846.0942 | 0 | 0 | 38112.7026 | 0 | 38112.7026 | 0 | 0 | 3501.7483 | 0 | 0 | 0 | 0 | 0 | 0 | 0 | 0 | 0 | 0 | 510.1152 | 0 | 0 | 4011.8634 | 0 | 4011.8634 | 0 | 0 | 0 | 0 | 0 | 0 | 0 | 0 | 0 | 7.0233 | 1.0231 | 0 | 0 | 8.0465 | 8.0465 | 8.0465 | 2
NC_4A_LO_2010_EL | 4A | LO | EL | 7752 | ASHRAE30pct-state-4A | OfficeLarge | STD2010 | NC-Raleigh-NC | Zone4A | Zone4A(NC-Raleigh-NC) | ASHRAE30pct-state-STD2010 | state | NC | 0.0861 | 0.84 | ASHRAE30pct-state-4A_OfficeLarge_STD2010_NC-Raleigh-NC.table.csv.gz | Large Office | Raleigh Durham International NC USA TMY3 WMO#=723060 | Electricity | 5.5556 | 1423400.0114 | 1052163.8973 | 189002.7793 | 5632122.2673 | 529147.2265 | 644061.1163 | 186091.6682 | 155044.4457 | 5522.2223 | 0 | 0 | 0 | 0 | 9838877.8565 | 0 | 9816561.1896 | 22316.6668 | 551463.8933 | 0.47833 | 122554.741 | 90591.3116 | 16273.1393 | 484925.7272 | 45559.5762 | 55453.6621 | 16022.4926 | 13349.3268 | 475.4633 | 0 | 0 | 0 | 0 | 847127.3834 | 0 | 845205.9184 | 1921.465 | 47481.0412 | 0.018961 | 4858.0201 | 3591.0028 | 645.0606 | 19222.2587 | 1805.9631 | 2198.1606 | 635.1251 | 529.1619 | 18.8472 | 0 | 0 | 0 | 0 | 33579.7851 | 0 | 33503.619 | 76.1661 | 1882.1292 | 7.2023 | 1.2938 | 42.3283 | 4.4088 | 1.2738 | 0 | 10.8049 | 3.8029e-05 | 0 | 0.037801 | 0 | 67.197 | 67.3498 | 67.3498 | 1
NC_4A_LO_2013_EL | 4A | LO | EL | 8832 | ASHRAE30pct-state-4A | OfficeLarge | STD2013 | NC-Raleigh-NC | Zone4A | Zone4A(NC-Raleigh-NC) | ASHRAE30pct-state-STD2013 | state | NC | 0.0861 | 0.84 | ASHRAE30pct-state-4A_OfficeLarge_STD2013_NC-Raleigh-NC.table.csv.gz | Large Office | Raleigh Durham International NC USA TMY3 WMO#=723060 | Electricity | 561.1111 | 1301030.566 | 945566.6742 | 189002.7793 | 5626841.7117 | 528030.5598 | 621966.6716 | 162163.8902 | 126711.1121 | 5755.5556 | 39302.7781 | 0 | 0 | 0 | 9569105.6321 | 0 | 9546933.4097 | 22172.2224 | 550202.7822 | 48.3117 | 112018.7317 | 81413.2907 | 16273.1393 | 484471.0714 | 45463.4312 | 53551.3304 | 13962.3109 | 10909.8268 | 495.5533 | 3383.9692 | 0 | 0 | 0 | 823899.9949 | 0 | 821990.9666 | 1909.0283 | 47372.4595 | 1.9151 | 4440.377 | 3227.1897 | 645.0606 | 19204.2363 | 1802.1519 | 2122.753 | 553.4603 | 432.4611 | 19.6435 | 134.1392 | 0 | 0 | 0 | 32659.0609 | 0 | 32583.3878 | 75.6731 | 1877.825 | 6.4727 | 1.2938 | 42.2835 | 4.2575 | 1.1101 | 0.26904 | 9.7733 | 0.003841 | 0 | 0.039398 | 0 | 65.3513 | 65.5031 | 65.5031 | 2
NC_4A_LO_2010_NG | 4A | LO | NG | 7761 | ASHRAE30pct-state-4A | OfficeLarge | STD2010 | NC-Raleigh-NC | Zone4A | Zone4A(NC-Raleigh-NC) | ASHRAE30pct-state-STD2010 | state | NC | 0.0861 | 0.84 | ASHRAE30pct-state-4A_OfficeLarge_STD2010_NC-Raleigh-NC.table.csv.gz | Large Office | Raleigh Durham International NC USA TMY3 WMO#=723060 | Natural Gas | 1141200.247 | 0 | 0 | 0 | 0 | 0 | 0 | 0 | 0 | 0 | 0 | 510285.7811 | 0 | 0 | 1651486.0281 | 0 | 1651486.0281 | 0 | 0 | 9586.0821 | 0 | 0 | 0 | 0 | 0 | 0 | 0 | 0 | 0 | 0 | 4286.4006 | 0 | 0 | 13872.4826 | 0 | 13872.4826 | 0 | 0 | 1141.2002 | 0 | 0 | 0 | 0 | 0 | 0 | 0 | 0 | 0 | 0 | 510.2858 | 0 | 0 | 1651.486 | 0 | 1651.486 | 0 | 0 | 0 | 0 | 0 | 0 | 0 | 0 | 0 | 2.2889 | 1.0235 | 0 | 0 | 3.3123 | 3.3123 | 3.3123 | 1
NC_4A_LO_2013_NG | 4A | LO | NG | 8841 | ASHRAE30pct-state-4A | OfficeLarge | STD2013 | NC-Raleigh-NC | Zone4A | Zone4A(NC-Raleigh-NC) | ASHRAE30pct-state-STD2013 | state | NC | 0.0861 | 0.84 | ASHRAE30pct-state-4A_OfficeLarge_STD2013_NC-Raleigh-NC.table.csv.gz | Large Office | Raleigh Durham International NC USA TMY3 WMO#=723060 | Natural Gas | 1672897.2168 | 0 | 0 | 0 | 0 | 0 | 0 | 0 | 0 | 0 | 0 | 510077.2613 | 0 | 0 | 2182974.4781 | 0 | 2182974.4781 | 0 | 0 | 14052.3366 | 0 | 0 | 0 | 0 | 0 | 0 | 0 | 0 | 0 | 0 | 4284.649 | 0 | 0 | 18336.9856 | 0 | 18336.9856 | 0 | 0 | 1672.8972 | 0 | 0 | 0 | 0 | 0 | 0 | 0 | 0 | 0 | 0 | 510.0773 | 0 | 0 | 2182.9745 | 0 | 2182.9745 | 0 | 0 | 0 | 0 | 0 | 0 | 0 | 0 | 0 | 3.3553 | 1.023 | 0 | 0 | 4.3783 | 4.3783 | 4.3783 | 2
NJ_4A_LO_2010_EL | 4A | LO | EL | 7812 | ASHRAE30pct-state-4A | OfficeLarge | STD2010 | NJ-Newark-NJ | Zone4A | Zone4A(NJ-Newark-NJ) | ASHRAE30pct-state-STD2010 | state | NJ | 0.1283 | 0.84 | ASHRAE30pct-state-4A_OfficeLarge_STD2010_NJ-Newark-NJ.table.csv.gz | Large Office | Newark International Arpt NJ USA TMY3 WMO#=725020 | Electricity | 1019.4445 | 1236650.0099 | 1053861.1195 | 189919.446 | 5632122.2673 | 529147.2265 | 617836.1161 | 151972.2234 | 110875.0009 | 7736.1112 | 0 | 0 | 0 | 0 | 9553452.8542 | 0 | 9531138.9651 | 22313.8891 | 551461.1155 | 130.7947 | 158662.1963 | 135210.3816 | 24366.6649 | 722601.2869 | 67889.5892 | 79268.3737 | 19498.0363 | 14225.2626 | 992.5431 | 0 | 0 | 0 | 0 | 1225708.0012 | 0 | 1222845.1292 | 2862.872 | 70752.4611 | 3.4793 | 4220.6481 | 3596.7953 | 648.1892 | 19222.2587 | 1805.9631 | 2108.6555 | 518.6765 | 378.4129 | 26.4031 | 0 | 0 | 0 | 0 | 32605.6384 | 0 | 32529.4818 | 76.1566 | 1882.1197 | 7.214 | 1.3 | 42.3283 | 4.2293 | 1.0403 | 0 | 9.2242 | 0.0069784 | 0 | 0.052956 | 0 | 65.2432 | 65.396 | 65.396 | 1
NJ_4A_LO_2013_EL | 4A | LO | EL | 8892 | ASHRAE30pct-state-4A | OfficeLarge | STD2013 | NJ-Newark-NJ | Zone4A | Zone4A(NJ-Newark-NJ) | ASHRAE30pct-state-STD2013 | state | NJ | 0.1283 | 0.84 | ASHRAE30pct-state-4A_OfficeLarge_STD2013_NJ-Newark-NJ.table.csv.gz | Large Office | Newark International Arpt NJ USA TMY3 WMO#=725020 | Electricity | 1797.2222 | 1160227.7871 | 947127.7854 | 189919.446 | 5626841.7117 | 528030.5598 | 594861.1159 | 133675.0011 | 89769.4452 | 8091.6667 | 28344.4447 | 0 | 0 | 0 | 9330863.9635 | 0 | 9308686.1856 | 22177.778 | 550208.3377 | 230.5836 | 148857.2251 | 121516.4949 | 24366.6649 | 721923.7916 | 67746.3208 | 76320.6812 | 17150.5026 | 11517.4198 | 1038.1608 | 3636.5923 | 0 | 0 | 0 | 1197149.8465 | 0 | 1194304.4376 | 2845.4089 | 70591.7297 | 6.1339 | 3959.8215 | 3232.5178 | 648.1892 | 19204.2363 | 1802.1519 | 2030.2425 | 456.2286 | 306.3803 | 27.6166 | 96.7387 | 0 | 0 | 0 | 31845.9495 | 0 | 31770.2574 | 75.6921 | 1877.844 | 6.4833 | 1.3 | 42.2836 | 4.072 | 0.91504 | 0.19403 | 8.5566 | 0.012302 | 0 | 0.05539 | 0 | 63.7205 | 63.8723 | 63.8723 | 2
NJ_4A_LO_2010_NG | 4A | LO | NG | 7821 | ASHRAE30pct-state-4A | OfficeLarge | STD2010 | NJ-Newark-NJ | Zone4A | Zone4A(NJ-Newark-NJ) | ASHRAE30pct-state-STD2010 | state | NJ | 0.1283 | 0.84 | ASHRAE30pct-state-4A_OfficeLarge_STD2010_NJ-Newark-NJ.table.csv.gz | Large Office | Newark International Arpt NJ USA TMY3 WMO#=725020 | Natural Gas | 2848967.6556 | 0 | 0 | 0 | 0 | 0 | 0 | 0 | 0 | 0 | 0 | 510323.6938 | 0 | 0 | 3359291.3494 | 0 | 3359291.3494 | 0 | 0 | 23931.3283 | 0 | 0 | 0 | 0 | 0 | 0 | 0 | 0 | 0 | 0 | 4286.719 | 0 | 0 | 28218.0473 | 0 | 28218.0473 | 0 | 0 | 2848.9677 | 0 | 0 | 0 | 0 | 0 | 0 | 0 | 0 | 0 | 0 | 510.3237 | 0 | 0 | 3359.2913 | 0 | 3359.2913 | 0 | 0 | 0 | 0 | 0 | 0 | 0 | 0 | 0 | 5.7141 | 1.0235 | 0 | 0 | 6.7376 | 6.7376 | 6.7376 | 1
NJ_4A_LO_2013_NG | 4A | LO | NG | 8901 | ASHRAE30pct-state-4A | OfficeLarge | STD2013 | NJ-Newark-NJ | Zone4A | Zone4A(NJ-Newark-NJ) | ASHRAE30pct-state-STD2013 | state | NJ | 0.1283 | 0.84 | ASHRAE30pct-state-4A_OfficeLarge_STD2013_NJ-Newark-NJ.table.csv.gz | Large Office | Newark International Arpt NJ USA TMY3 WMO#=725020 | Natural Gas | 3634414.2248 | 0 | 0 | 0 | 0 | 0 | 0 | 0 | 0 | 0 | 0 | 510134.1303 | 0 | 0 | 4144557.8333 | 0 | 4144548.3551 | 0 | 0 | 30529.0795 | 0 | 0 | 0 | 0 | 0 | 0 | 0 | 0 | 0 | 0 | 4285.1267 | 0 | 0 | 34814.2858 | 0 | 34814.2062 | 0 | 0 | 3634.4142 | 0 | 0 | 0 | 0 | 0 | 0 | 0 | 0 | 0 | 0 | 510.1341 | 0 | 0 | 4144.5578 | 0 | 4144.5484 | 0 | 0 | 0 | 0 | 0 | 0 | 0 | 0 | 0 | 7.2894 | 1.0232 | 0 | 0 | 8.3126 | 8.3126 | 8.3126 | 2
NY_4A_LO_2010_EL | 4A | LO | EL | 7872 | ASHRAE30pct-state-4A | OfficeLarge | STD2010 | NY-NewYork-NY | Zone4A | Zone4A(NY-NewYork-NY) | ASHRAE30pct-state-STD2010 | state | NY | 0.1508 | 0.73 | ASHRAE30pct-state-4A_OfficeLarge_STD2010_NY-NewYork-NY.table.csv.gz | Large Office | New York J F Kennedy IntL Ar NY USA TMY3 WMO#=744860 | Electricity | 50 | 1236391.6766 | 1054927.7862 | 189866.6682 | 5632122.2673 | 529147.2265 | 617500.0049 | 145461.1123 | 179208.3348 | 6894.4445 | 0 | 0 | 0 | 0 | 9613886.188 | 0 | 9591569.5212 | 22316.6668 | 551463.8933 | 7.54 | 186447.8648 | 159083.1102 | 28631.8936 | 849324.0379 | 79795.4017 | 93119.0007 | 21935.5357 | 27024.6169 | 1039.6822 | 0 | 0 | 0 | 0 | 1449774.0372 | 0 | 1446408.6838 | 3365.3534 | 83160.7551 | 0.17065 | 4219.7665 | 3600.4358 | 648.0091 | 19222.2587 | 1805.9631 | 2107.5084 | 496.4543 | 611.6325 | 23.5305 | 0 | 0 | 0 | 0 | 32811.8955 | 0 | 32735.7294 | 76.1661 | 1882.1292 | 7.2213 | 1.2997 | 42.3283 | 4.227 | 0.99572 | 0 | 9.6902 | 0.00034226 | 0 | 0.047194 | 0 | 65.6569 | 65.8096 | 65.8096 | 1
NY_4A_LO_2013_EL | 4A | LO | EL | 8952 | ASHRAE30pct-state-4A | OfficeLarge | STD2013 | NY-NewYork-NY | Zone4A | Zone4A(NY-NewYork-NY) | ASHRAE30pct-state-STD2013 | state | NY | 0.1508 | 0.73 | ASHRAE30pct-state-4A_OfficeLarge_STD2013_NY-NewYork-NY.table.csv.gz | Large Office | New York J F Kennedy IntL Ar NY USA TMY3 WMO#=744860 | Electricity | 1202.7778 | 1156447.2315 | 947819.452 | 189866.6682 | 5626841.7117 | 528030.5598 | 597058.3381 | 129580.5566 | 147986.1123 | 7263.8889 | 26961.1113 | 0 | 0 | 0 | 9381238.9639 | 0 | 9359058.4082 | 22180.5557 | 550211.1155 | 181.3789 | 174392.2425 | 142931.1734 | 28631.8936 | 848527.7301 | 79627.0084 | 90036.3974 | 19540.7479 | 22316.3057 | 1095.3945 | 4065.7356 | 0 | 0 | 0 | 1414690.8358 | 0 | 1411346.008 | 3344.8278 | 82971.8362 | 4.105 | 3946.9186 | 3234.8784 | 648.0091 | 19204.2363 | 1802.1519 | 2037.7416 | 442.2544 | 505.072 | 24.7914 | 92.0174 | 0 | 0 | 0 | 32017.8778 | 0 | 31942.1762 | 75.7015 | 1877.8535 | 6.4881 | 1.2997 | 42.2836 | 4.087 | 0.88701 | 0.18456 | 8.9292 | 0.0082333 | 0 | 0.049723 | 0 | 64.0653 | 64.2171 | 64.2171 | 2
NY_4A_LO_2010_NG | 4A | LO | NG | 7881 | ASHRAE30pct-state-4A | OfficeLarge | STD2010 | NY-NewYork-NY | Zone4A | Zone4A(NY-NewYork-NY) | ASHRAE30pct-state-STD2010 | state | NY | 0.1508 | 0.73 | ASHRAE30pct-state-4A_OfficeLarge_STD2010_NY-NewYork-NY.table.csv.gz | Large Office | New York J F Kennedy IntL Ar NY USA TMY3 WMO#=744860 | Natural Gas | 2441406.294 | 0 | 0 | 0 | 0 | 0 | 0 | 0 | 0 | 0 | 0 | 510314.2156 | 0 | 0 | 2951729.9878 | 0 | 2951720.5096 | 0 | 0 | 17822.2659 | 0 | 0 | 0 | 0 | 0 | 0 | 0 | 0 | 0 | 0 | 3725.2938 | 0 | 0 | 21547.6289 | 0 | 21547.5597 | 0 | 0 | 2441.4063 | 0 | 0 | 0 | 0 | 0 | 0 | 0 | 0 | 0 | 0 | 510.3142 | 0 | 0 | 2951.73 | 0 | 2951.7205 | 0 | 0 | 0 | 0 | 0 | 0 | 0 | 0 | 0 | 4.8966 | 1.0235 | 0 | 0 | 5.9202 | 5.9202 | 5.9202 | 1
NY_4A_LO_2013_NG | 4A | LO | NG | 8961 | ASHRAE30pct-state-4A | OfficeLarge | STD2013 | NY-NewYork-NY | Zone4A | Zone4A(NY-NewYork-NY) | ASHRAE30pct-state-STD2013 | state | NY | 0.1508 | 0.73 | ASHRAE30pct-state-4A_OfficeLarge_STD2013_NY-NewYork-NY.table.csv.gz | Large Office | New York J F Kennedy IntL Ar NY USA TMY3 WMO#=744860 | Natural Gas | 3429022.2549 | 0 | 0 | 0 | 0 | 0 | 0 | 0 | 0 | 0 | 0 | 510115.174 | 0 | 0 | 3939137.4289 | 0 | 3939137.4289 | 0 | 0 | 25031.8625 | 0 | 0 | 0 | 0 | 0 | 0 | 0 | 0 | 0 | 0 | 3723.8408 | 0 | 0 | 28755.7032 | 0 | 28755.7032 | 0 | 0 | 3429.0223 | 0 | 0 | 0 | 0 | 0 | 0 | 0 | 0 | 0 | 0 | 510.1152 | 0 | 0 | 3939.1374 | 0 | 3939.1374 | 0 | 0 | 0 | 0 | 0 | 0 | 0 | 0 | 0 | 6.8775 | 1.0231 | 0 | 0 | 7.9006 | 7.9006 | 7.9006 | 2
OH_4A_LO_2010_EL | 4A | LO | EL | 7932 | ASHRAE30pct-state-4A | OfficeLarge | STD2010 | OH-Cincinnati-KY | Zone4A | Zone4A(OH-Cincinnati-KY) | ASHRAE30pct-state-STD2010 | state | OH | 0.0947 | 0.7 | ASHRAE30pct-state-4A_OfficeLarge_STD2010_OH-Cincinnati-KY.table.csv.gz | Large Office | Cincinnati Northern Ky Ap KY USA TMY3 WMO#=724210 | Electricity | 91.6667 | 1228808.3432 | 1052558.3418 | 188888.8904 | 5632122.2673 | 529147.2265 | 638055.5607 | 150413.8901 | 110430.5564 | 6902.7778 | 0 | 0 | 0 | 0 | 9559736.1876 | 0 | 9537419.5207 | 22316.6668 | 551463.8933 | 8.6808 | 116368.1501 | 99677.275 | 17887.7779 | 533361.9787 | 50110.2423 | 60423.8616 | 14244.1954 | 10457.7737 | 653.6931 | 0 | 0 | 0 | 0 | 905307.017 | 0 | 903193.6286 | 2113.3884 | 52223.6307 | 0.31286 | 4193.8848 | 3592.349 | 644.6719 | 19222.2587 | 1805.9631 | 2177.6638 | 513.3579 | 376.8961 | 23.559 | 0 | 0 | 0 | 0 | 32627.0833 | 0 | 32550.9172 | 76.1661 | 1882.1292 | 7.205 | 1.293 | 42.3283 | 4.3677 | 1.0296 | 0 | 9.1675 | 0.00062748 | 0 | 0.047251 | 0 | 65.2862 | 65.439 | 65.439 | 1
OH_4A_LO_2013_EL | 4A | LO | EL | 9012 | ASHRAE30pct-state-4A | OfficeLarge | STD2013 | OH-Cincinnati-KY | Zone4A | Zone4A(OH-Cincinnati-KY) | ASHRAE30pct-state-STD2013 | state | OH | 0.0947 | 0.7 | ASHRAE30pct-state-4A_OfficeLarge_STD2013_OH-Cincinnati-KY.table.csv.gz | Large Office | Cincinnati Northern Ky Ap KY USA TMY3 WMO#=724210 | Electricity | 830.5556 | 1152813.8981 | 945527.7853 | 188888.8904 | 5626841.7117 | 528030.5598 | 615677.7827 | 134291.6677 | 144119.4456 | 7175.0001 | 26794.4447 | 0 | 0 | 0 | 9393166.7418 | 0 | 9370991.7416 | 22175.0002 | 550205.56 | 78.6536 | 109171.4762 | 89541.4813 | 17887.7779 | 532861.9101 | 50004.494 | 58304.686 | 12717.4209 | 13648.1115 | 679.4725 | 2537.4339 | 0 | 0 | 0 | 889532.8904 | 0 | 887432.9179 | 2099.9725 | 52104.4665 | 2.8347 | 3934.5181 | 3227.057 | 644.6719 | 19204.2363 | 1802.1519 | 2101.2892 | 458.3333 | 491.8752 | 24.4881 | 91.4486 | 0 | 0 | 0 | 32058.5869 | 0 | 31982.9043 | 75.6826 | 1877.8345 | 6.4724 | 1.293 | 42.2836 | 4.2145 | 0.91926 | 0.18342 | 8.8779 | 0.0056854 | 0 | 0.049115 | 0 | 64.147 | 64.2988 | 64.2988 | 2
OH_4A_LO_2010_NG | 4A | LO | NG | 7941 | ASHRAE30pct-state-4A | OfficeLarge | STD2010 | OH-Cincinnati-KY | Zone4A | Zone4A(OH-Cincinnati-KY) | ASHRAE30pct-state-STD2010 | state | OH | 0.0947 | 0.7 | ASHRAE30pct-state-4A_OfficeLarge_STD2010_OH-Cincinnati-KY.table.csv.gz | Large Office | Cincinnati Northern Ky Ap KY USA TMY3 WMO#=724210 | Natural Gas | 3187850.1887 | 0 | 0 | 0 | 0 | 0 | 0 | 0 | 0 | 0 | 0 | 510333.1719 | 0 | 0 | 3698183.3606 | 0 | 3698183.3606 | 0 | 0 | 22314.9513 | 0 | 0 | 0 | 0 | 0 | 0 | 0 | 0 | 0 | 0 | 3572.3322 | 0 | 0 | 25887.2835 | 0 | 25887.2835 | 0 | 0 | 3187.8502 | 0 | 0 | 0 | 0 | 0 | 0 | 0 | 0 | 0 | 0 | 510.3332 | 0 | 0 | 3698.1834 | 0 | 3698.1834 | 0 | 0 | 0 | 0 | 0 | 0 | 0 | 0 | 0 | 6.3938 | 1.0236 | 0 | 0 | 7.4173 | 7.4173 | 7.4173 | 1
OH_4A_LO_2013_NG | 4A | LO | NG | 9021 | ASHRAE30pct-state-4A | OfficeLarge | STD2013 | OH-Cincinnati-KY | Zone4A | Zone4A(OH-Cincinnati-KY) | ASHRAE30pct-state-STD2013 | state | OH | 0.0947 | 0.7 | ASHRAE30pct-state-4A_OfficeLarge_STD2013_OH-Cincinnati-KY.table.csv.gz | Large Office | Cincinnati Northern Ky Ap KY USA TMY3 WMO#=724210 | Natural Gas | 3893528.4691 | 0 | 0 | 0 | 0 | 0 | 0 | 0 | 0 | 0 | 0 | 510124.6522 | 0 | 0 | 4403653.1212 | 0 | 4403653.1212 | 0 | 0 | 27254.6993 | 0 | 0 | 0 | 0 | 0 | 0 | 0 | 0 | 0 | 0 | 3570.8726 | 0 | 0 | 30825.5718 | 0 | 30825.5718 | 0 | 0 | 3893.5285 | 0 | 0 | 0 | 0 | 0 | 0 | 0 | 0 | 0 | 0 | 510.1247 | 0 | 0 | 4403.6531 | 0 | 4403.6531 | 0 | 0 | 0 | 0 | 0 | 0 | 0 | 0 | 0 | 7.8091 | 1.0231 | 0 | 0 | 8.8322 | 8.8322 | 8.8322 | 2
PA_4A_LO_2010_EL | 4A | LO | EL | 7992 | ASHRAE30pct-state-4A | OfficeLarge | STD2010 | PA-Philadelphia-PA | Zone4A | Zone4A(PA-Philadelphia-PA) | ASHRAE30pct-state-STD2010 | state | PA | 0.0937 | 1 | ASHRAE30pct-state-4A_OfficeLarge_STD2010_PA-Philadelphia-PA.table.csv.gz | Large Office | Philadelphia International Ap PA USA TMY3 WMO#=724080 | Electricity | 52.7778 | 1262183.3434 | 1053605.564 | 189380.5571 | 5632122.2673 | 529147.2265 | 621052.7827 | 157013.8901 | 115300.0009 | 7500.0001 | 0 | 0 | 0 | 0 | 9589672.2989 | 0 | 9567358.4099 | 22313.8891 | 551461.1155 | 4.9453 | 118266.5793 | 98722.8413 | 17744.9582 | 527729.8564 | 49581.0951 | 58192.6457 | 14712.2015 | 10803.6101 | 702.75 | 0 | 0 | 0 | 0 | 898552.2944 | 0 | 896461.483 | 2090.8114 | 51671.9065 | 0.18013 | 4307.7926 | 3595.9231 | 646.35 | 19222.2587 | 1805.9631 | 2119.6339 | 535.8835 | 393.5153 | 25.5973 | 0 | 0 | 0 | 0 | 32729.2543 | 0 | 32653.0977 | 76.1566 | 1882.1197 | 7.2122 | 1.2964 | 42.3283 | 4.2513 | 1.0748 | 0 | 9.4292 | 0.00036128 | 0 | 0.05134 | 0 | 65.4911 | 65.6439 | 65.6439 | 1
PA_4A_LO_2013_EL | 4A | LO | EL | 9072 | ASHRAE30pct-state-4A | OfficeLarge | STD2013 | PA-Philadelphia-PA | Zone4A | Zone4A(PA-Philadelphia-PA) | ASHRAE30pct-state-STD2013 | state | PA | 0.0937 | 1 | ASHRAE30pct-state-4A_OfficeLarge_STD2013_PA-Philadelphia-PA.table.csv.gz | Large Office | Philadelphia International Ap PA USA TMY3 WMO#=724080 | Electricity | 1555.5556 | 1178808.3428 | 946708.3409 | 189380.5571 | 5626841.7117 | 528030.5598 | 599011.1159 | 138152.7789 | 94052.7785 | 7816.6667 | 27997.2224 | 0 | 0 | 0 | 9360538.9638 | 0 | 9338355.6303 | 22183.3335 | 550213.8933 | 145.7556 | 110454.3417 | 88706.5715 | 17744.9582 | 527235.0684 | 49476.4635 | 56127.3416 | 12944.9154 | 8812.7453 | 732.4217 | 2623.3397 | 0 | 0 | 0 | 877082.5009 | 0 | 875003.9226 | 2078.5783 | 51555.0418 | 5.3091 | 4023.2363 | 3231.0862 | 646.35 | 19204.2363 | 1802.1519 | 2044.4064 | 471.5112 | 320.9992 | 26.678 | 95.5537 | 0 | 0 | 0 | 31947.2293 | 0 | 31871.5183 | 75.711 | 1877.863 | 6.4805 | 1.2964 | 42.2836 | 4.1004 | 0.94569 | 0.19165 | 8.7131 | 0.010648 | 0 | 0.053507 | 0 | 63.9236 | 64.0754 | 64.0754 | 2
PA_4A_LO_2010_NG | 4A | LO | NG | 8001 | ASHRAE30pct-state-4A | OfficeLarge | STD2010 | PA-Philadelphia-PA | Zone4A | Zone4A(PA-Philadelphia-PA) | ASHRAE30pct-state-STD2010 | state | PA | 0.0937 | 1 | ASHRAE30pct-state-4A_OfficeLarge_STD2010_PA-Philadelphia-PA.table.csv.gz | Large Office | Philadelphia International Ap PA USA TMY3 WMO#=724080 | Natural Gas | 2526311.7516 | 0 | 0 | 0 | 0 | 0 | 0 | 0 | 0 | 0 | 0 | 510314.2156 | 0 | 0 | 3036635.4454 | 0 | 3036625.9672 | 0 | 0 | 25263.1175 | 0 | 0 | 0 | 0 | 0 | 0 | 0 | 0 | 0 | 0 | 5103.1422 | 0 | 0 | 30366.3545 | 0 | 30366.2597 | 0 | 0 | 2526.3118 | 0 | 0 | 0 | 0 | 0 | 0 | 0 | 0 | 0 | 0 | 510.3142 | 0 | 0 | 3036.6354 | 0 | 3036.626 | 0 | 0 | 0 | 0 | 0 | 0 | 0 | 0 | 0 | 5.0669 | 1.0235 | 0 | 0 | 6.0905 | 6.0905 | 6.0905 | 1
PA_4A_LO_2013_NG | 4A | LO | NG | 9081 | ASHRAE30pct-state-4A | OfficeLarge | STD2013 | PA-Philadelphia-PA | Zone4A | Zone4A(PA-Philadelphia-PA) | ASHRAE30pct-state-STD2013 | state | PA | 0.0937 | 1 | ASHRAE30pct-state-4A_OfficeLarge_STD2013_PA-Philadelphia-PA.table.csv.gz | Large Office | Philadelphia International Ap PA USA TMY3 WMO#=724080 | Natural Gas | 3283655.5432 | 0 | 0 | 0 | 0 | 0 | 0 | 0 | 0 | 0 | 0 | 510115.174 | 0 | 0 | 3793770.7172 | 0 | 3793770.7172 | 0 | 0 | 32836.5554 | 0 | 0 | 0 | 0 | 0 | 0 | 0 | 0 | 0 | 0 | 5101.1517 | 0 | 0 | 37937.7072 | 0 | 37937.7072 | 0 | 0 | 3283.6555 | 0 | 0 | 0 | 0 | 0 | 0 | 0 | 0 | 0 | 0 | 510.1152 | 0 | 0 | 3793.7707 | 0 | 3793.7707 | 0 | 0 | 0 | 0 | 0 | 0 | 0 | 0 | 0 | 6.5859 | 1.0231 | 0 | 0 | 7.609 | 7.609 | 7.609 | 2
TN_4A_LO_2010_EL | 4A | LO | EL | 8052 | ASHRAE30pct-state-4A | OfficeLarge | STD2010 | TN-Nashville-TN | Zone4A | Zone4A(TN-Nashville-TN) | ASHRAE30pct-state-STD2010 | state | TN | 0.1029 | 0.81 | ASHRAE30pct-state-4A_OfficeLarge_STD2010_TN-Nashville-TN.table.csv.gz | Large Office | Nashville International Ap TN USA TMY3 WMO#=723270 | Electricity | 141.6667 | 1464005.5673 | 1053758.3418 | 189938.8904 | 5632122.2673 | 529147.2265 | 645633.3385 | 186925.0015 | 156347.2235 | 5550 | 0 | 0 | 0 | 0 | 9885886.1902 | 0 | 9863569.5234 | 22316.6668 | 551463.8933 | 14.5775 | 150646.1729 | 108431.7334 | 19544.7118 | 579545.3813 | 54449.2496 | 66435.6705 | 19234.5827 | 16088.1293 | 571.095 | 0 | 0 | 0 | 0 | 1017257.689 | 0 | 1014961.304 | 2296.385 | 56745.6346 | 0.4835 | 4996.6056 | 3596.4446 | 648.2555 | 19222.2587 | 1805.9631 | 2203.5266 | 637.9692 | 533.6082 | 18.942 | 0 | 0 | 0 | 0 | 33740.2231 | 0 | 33664.057 | 76.1661 | 1882.1292 | 7.2133 | 1.3002 | 42.3283 | 4.4195 | 1.2796 | 0 | 11.0918 | 0.00096975 | 0 | 0.037991 | 0 | 67.5188 | 67.6716 | 67.6716 | 1
TN_4A_LO_2013_EL | 4A | LO | EL | 9132 | ASHRAE30pct-state-4A | OfficeLarge | STD2013 | TN-Nashville-TN | Zone4A | Zone4A(TN-Nashville-TN) | ASHRAE30pct-state-STD2013 | state | TN | 0.1029 | 0.81 | ASHRAE30pct-state-4A_OfficeLarge_STD2013_TN-Nashville-TN.table.csv.gz | Large Office | Nashville International Ap TN USA TMY3 WMO#=723270 | Electricity | 736.1111 | 1338111.1218 | 947341.6742 | 189938.8904 | 5626841.7117 | 528030.5598 | 623469.4494 | 164002.7791 | 129155.5566 | 5833.3334 | 40533.3337 | 0 | 0 | 0 | 9616169.5214 | 0 | 9593994.5212 | 22175.0002 | 550205.56 | 75.7458 | 137691.6344 | 97481.4583 | 19544.7118 | 579002.0121 | 54334.3446 | 64155.0063 | 16875.886 | 13290.1068 | 600.25 | 4170.88 | 0 | 0 | 0 | 989503.8437 | 0 | 987222.0362 | 2281.8075 | 56616.1521 | 2.5123 | 4566.9318 | 3233.2478 | 648.2555 | 19204.2363 | 1802.1519 | 2127.8819 | 559.7364 | 440.8039 | 19.909 | 138.339 | 0 | 0 | 0 | 32819.6885 | 0 | 32744.0059 | 75.6826 | 1877.8345 | 6.4848 | 1.3002 | 42.2836 | 4.2678 | 1.1226 | 0.27746 | 10.0438 | 0.0050389 | 0 | 0.039931 | 0 | 65.6735 | 65.8253 | 65.8253 | 2
TN_4A_LO_2010_NG | 4A | LO | NG | 8061 | ASHRAE30pct-state-4A | OfficeLarge | STD2010 | TN-Nashville-TN | Zone4A | Zone4A(TN-Nashville-TN) | ASHRAE30pct-state-STD2010 | state | TN | 0.1029 | 0.81 | ASHRAE30pct-state-4A_OfficeLarge_STD2010_TN-Nashville-TN.table.csv.gz | Large Office | Nashville International Ap TN USA TMY3 WMO#=723270 | Natural Gas | 1467277.7708 | 0 | 0 | 0 | 0 | 0 | 0 | 0 | 0 | 0 | 0 | 510295.2592 | 0 | 0 | 1977573.03 | 0 | 1977573.03 | 0 | 0 | 11884.9499 | 0 | 0 | 0 | 0 | 0 | 0 | 0 | 0 | 0 | 0 | 4133.3916 | 0 | 0 | 16018.3415 | 0 | 16018.3415 | 0 | 0 | 1467.2778 | 0 | 0 | 0 | 0 | 0 | 0 | 0 | 0 | 0 | 0 | 510.2953 | 0 | 0 | 1977.573 | 0 | 1977.573 | 0 | 0 | 0 | 0 | 0 | 0 | 0 | 0 | 0 | 2.9429 | 1.0235 | 0 | 0 | 3.9663 | 3.9663 | 3.9663 | 1
TN_4A_LO_2013_NG | 4A | LO | NG | 9141 | ASHRAE30pct-state-4A | OfficeLarge | STD2013 | TN-Nashville-TN | Zone4A | Zone4A(TN-Nashville-TN) | ASHRAE30pct-state-STD2013 | state | TN | 0.1029 | 0.81 | ASHRAE30pct-state-4A_OfficeLarge_STD2013_TN-Nashville-TN.table.csv.gz | Large Office | Nashville International Ap TN USA TMY3 WMO#=723270 | Natural Gas | 2031465.9115 | 0 | 0 | 0 | 0 | 0 | 0 | 0 | 0 | 0 | 0 | 510086.7395 | 0 | 0 | 2541552.6509 | 0 | 2541552.6509 | 0 | 0 | 16454.8739 | 0 | 0 | 0 | 0 | 0 | 0 | 0 | 0 | 0 | 0 | 4131.7026 | 0 | 0 | 20586.5765 | 0 | 20586.5765 | 0 | 0 | 2031.4659 | 0 | 0 | 0 | 0 | 0 | 0 | 0 | 0 | 0 | 0 | 510.0867 | 0 | 0 | 2541.5527 | 0 | 2541.5527 | 0 | 0 | 0 | 0 | 0 | 0 | 0 | 0 | 0 | 4.0744 | 1.0231 | 0 | 0 | 5.0975 | 5.0975 | 5.0975 | 2
VA_4A_LO_2010_EL | 4A | LO | EL | 8112 | ASHRAE30pct-state-4A | OfficeLarge | STD2010 | VA-Richmond-VA | Zone4A | Zone4A(VA-Richmond-VA) | ASHRAE30pct-state-STD2010 | state | VA | 0.0811 | 0.86 | ASHRAE30pct-state-4A_OfficeLarge_STD2010_VA-Richmond-VA.table.csv.gz | Large Office | Richmond International Ap VA USA TMY3 WMO#=724010 | Electricity | 108.3333 | 1388805.5667 | 1051663.8973 | 188933.3348 | 5632122.2673 | 529147.2265 | 635763.894 | 178738.8903 | 142480.5567 | 5963.8889 | 0 | 0 | 0 | 0 | 9776038.9671 | 0 | 9753727.8558 | 22311.1113 | 551458.3377 | 8.7858 | 112632.1315 | 85289.9421 | 15322.4935 | 456765.1159 | 42913.8401 | 51560.4518 | 14495.724 | 11555.1731 | 483.6714 | 0 | 0 | 0 | 0 | 792836.7602 | 0 | 791027.3291 | 1809.4311 | 44723.2712 | 0.36974 | 4739.9503 | 3589.2963 | 644.8236 | 19222.2587 | 1805.9631 | 2169.8425 | 610.0303 | 486.2817 | 20.3546 | 0 | 0 | 0 | 0 | 33365.3179 | 0 | 33289.1708 | 76.1471 | 1882.1102 | 7.1989 | 1.2933 | 42.3283 | 4.352 | 1.2235 | 0 | 10.4821 | 0.00074157 | 0 | 0.040824 | 0 | 66.7669 | 66.9196 | 66.9196 | 1
VA_4A_LO_2013_EL | 4A | LO | EL | 9192 | ASHRAE30pct-state-4A | OfficeLarge | STD2013 | VA-Richmond-VA | Zone4A | Zone4A(VA-Richmond-VA) | ASHRAE30pct-state-STD2013 | state | VA | 0.0811 | 0.86 | ASHRAE30pct-state-4A_OfficeLarge_STD2013_VA-Richmond-VA.table.csv.gz | Large Office | Richmond International Ap VA USA TMY3 WMO#=724010 | Electricity | 950 | 1277861.1213 | 945500.0076 | 188933.3348 | 5626841.7117 | 528030.5598 | 612091.6716 | 157244.4457 | 117477.7787 | 6336.1112 | 36919.4447 | 0 | 0 | 0 | 9520361.1873 | 0 | 9498186.1871 | 22175.0002 | 550205.56 | 77.045 | 103634.5369 | 76680.0506 | 15322.4935 | 456336.8628 | 42823.2784 | 49640.6346 | 12752.5245 | 9527.4479 | 513.8586 | 2994.167 | 0 | 0 | 0 | 772101.2923 | 0 | 770302.8998 | 1798.3925 | 44621.6709 | 3.2423 | 4361.3004 | 3226.9622 | 644.8236 | 19204.2363 | 1802.1519 | 2089.0499 | 536.6704 | 400.948 | 21.625 | 126.0049 | 0 | 0 | 0 | 32492.6976 | 0 | 32417.015 | 75.6826 | 1877.8345 | 6.4722 | 1.2933 | 42.2836 | 4.1899 | 1.0764 | 0.25272 | 9.5515 | 0.006503 | 0 | 0.043372 | 0 | 65.0176 | 65.1694 | 65.1694 | 2
VA_4A_LO_2010_NG | 4A | LO | NG | 8121 | ASHRAE30pct-state-4A | OfficeLarge | STD2010 | VA-Richmond-VA | Zone4A | Zone4A(VA-Richmond-VA) | ASHRAE30pct-state-STD2010 | state | VA | 0.0811 | 0.86 | ASHRAE30pct-state-4A_OfficeLarge_STD2010_VA-Richmond-VA.table.csv.gz | Large Office | Richmond International Ap VA USA TMY3 WMO#=724010 | Natural Gas | 1511313.3542 | 0 | 0 | 0 | 0 | 0 | 0 | 0 | 0 | 0 | 0 | 510304.7374 | 0 | 0 | 2021618.0916 | 0 | 2021618.0916 | 0 | 0 | 12997.2948 | 0 | 0 | 0 | 0 | 0 | 0 | 0 | 0 | 0 | 0 | 4388.6207 | 0 | 0 | 17385.9156 | 0 | 17385.9156 | 0 | 0 | 1511.3134 | 0 | 0 | 0 | 0 | 0 | 0 | 0 | 0 | 0 | 0 | 510.3047 | 0 | 0 | 2021.6181 | 0 | 2021.6181 | 0 | 0 | 0 | 0 | 0 | 0 | 0 | 0 | 0 | 3.0312 | 1.0235 | 0 | 0 | 4.0547 | 4.0547 | 4.0547 | 1
VA_4A_LO_2013_NG | 4A | LO | NG | 9201 | ASHRAE30pct-state-4A | OfficeLarge | STD2013 | VA-Richmond-VA | Zone4A | Zone4A(VA-Richmond-VA) | ASHRAE30pct-state-STD2013 | state | VA | 0.0811 | 0.86 | ASHRAE30pct-state-4A_OfficeLarge_STD2013_VA-Richmond-VA.table.csv.gz | Large Office | Richmond International Ap VA USA TMY3 WMO#=724010 | Natural Gas | 2087282.8617 | 0 | 0 | 0 | 0 | 0 | 0 | 0 | 0 | 0 | 0 | 510086.7395 | 0 | 0 | 2597369.6011 | 0 | 2597369.6011 | 0 | 0 | 17950.6326 | 0 | 0 | 0 | 0 | 0 | 0 | 0 | 0 | 0 | 0 | 4386.746 | 0 | 0 | 22337.3786 | 0 | 22337.3786 | 0 | 0 | 2087.2829 | 0 | 0 | 0 | 0 | 0 | 0 | 0 | 0 | 0 | 0 | 510.0867 | 0 | 0 | 2597.3696 | 0 | 2597.3696 | 0 | 0 | 0 | 0 | 0 | 0 | 0 | 0 | 0 | 4.1864 | 1.0231 | 0 | 0 | 5.2095 | 5.2095 | 5.2095 | 2
WV_4A_LO_2010_EL | 4A | LO | EL | 8172 | ASHRAE30pct-state-4A | OfficeLarge | STD2010 | WV-Charleston-WV | Zone4A | Zone4A(WV-Charleston-WV) | ASHRAE30pct-state-STD2010 | state | WV | 0.0842 | 0.92 | ASHRAE30pct-state-4A_OfficeLarge_STD2010_WV-Charleston-WV.table.csv.gz | Large Office | Charleston Yeager Arpt WV USA TMY3 WMO#=724140 | Electricity | 1280.5556 | 1283147.2325 | 1051536.1195 | 188594.446 | 5632122.2673 | 529147.2265 | 644983.3385 | 155419.4457 | 195052.7793 | 6394.4445 | 0 | 0 | 0 | 0 | 9709991.7443 | 0 | 9687677.8553 | 22313.8891 | 551461.1155 | 107.8228 | 108040.997 | 88539.3413 | 15879.6523 | 474224.6949 | 44554.1965 | 54307.5971 | 13086.3173 | 16423.444 | 538.4122 | 0 | 0 | 0 | 0 | 817581.3049 | 0 | 815702.4754 | 1878.8295 | 46433.0259 | 4.3705 | 4379.3417 | 3588.8602 | 643.667 | 19222.2587 | 1805.9631 | 2201.3081 | 530.4418 | 665.7091 | 21.824 | 0 | 0 | 0 | 0 | 33139.9008 | 0 | 33063.7442 | 76.1566 | 1882.1197 | 7.198 | 1.291 | 42.3283 | 4.4151 | 1.0639 | 0 | 10.1187 | 0.0087657 | 0 | 0.043772 | 0 | 66.3148 | 66.4675 | 66.4675 | 1
WV_4A_LO_2013_EL | 4A | LO | EL | 9252 | ASHRAE30pct-state-4A | OfficeLarge | STD2013 | WV-Charleston-WV | Zone4A | Zone4A(WV-Charleston-WV) | ASHRAE30pct-state-STD2013 | state | WV | 0.0842 | 0.92 | ASHRAE30pct-state-4A_OfficeLarge_STD2013_WV-Charleston-WV.table.csv.gz | Large Office | Charleston Yeager Arpt WV USA TMY3 WMO#=724140 | Electricity | 977.7778 | 1200850.0096 | 945058.3409 | 188594.446 | 5626841.7117 | 528030.5598 | 621888.8939 | 139402.7789 | 160119.4457 | 6833.3334 | 31836.1114 | 0 | 0 | 0 | 9472613.9647 | 0 | 9450433.4089 | 22180.5557 | 550211.1155 | 82.3289 | 101111.5708 | 79573.9123 | 15879.6523 | 473780.0721 | 44460.1731 | 52363.0449 | 11737.714 | 13482.0573 | 575.3667 | 2680.6006 | 0 | 0 | 0 | 797594.0958 | 0 | 795726.493 | 1867.6028 | 46327.7759 | 3.3371 | 4098.4639 | 3225.4548 | 643.667 | 19204.2363 | 1802.1519 | 2122.4875 | 475.7774 | 546.4827 | 23.322 | 108.6557 | 0 | 0 | 0 | 32329.7378 | 0 | 32254.0363 | 75.7015 | 1877.8535 | 6.4692 | 1.291 | 42.2836 | 4.257 | 0.95425 | 0.21793 | 9.3162 | 0.0066932 | 0 | 0.046776 | 0 | 64.6908 | 64.8426 | 64.8426 | 2
WV_4A_LO_2010_NG | 4A | LO | NG | 8181 | ASHRAE30pct-state-4A | OfficeLarge | STD2010 | WV-Charleston-WV | Zone4A | Zone4A(WV-Charleston-WV) | ASHRAE30pct-state-STD2010 | state | WV | 0.0842 | 0.92 | ASHRAE30pct-state-4A_OfficeLarge_STD2010_WV-Charleston-WV.table.csv.gz | Large Office | Charleston Yeager Arpt WV USA TMY3 WMO#=724140 | Natural Gas | 2310209.4483 | 0 | 0 | 0 | 0 | 0 | 0 | 0 | 0 | 0 | 0 | 510314.2156 | 0 | 0 | 2820514.1857 | 0 | 2820523.6639 | 0 | 0 | 21253.9269 | 0 | 0 | 0 | 0 | 0 | 0 | 0 | 0 | 0 | 0 | 4694.8908 | 0 | 0 | 25948.7305 | 0 | 25948.8177 | 0 | 0 | 2310.2094 | 0 | 0 | 0 | 0 | 0 | 0 | 0 | 0 | 0 | 0 | 510.3142 | 0 | 0 | 2820.5142 | 0 | 2820.5237 | 0 | 0 | 0 | 0 | 0 | 0 | 0 | 0 | 0 | 4.6335 | 1.0235 | 0 | 0 | 5.657 | 5.657 | 5.657 | 1
WV_4A_LO_2013_NG | 4A | LO | NG | 9261 | ASHRAE30pct-state-4A | OfficeLarge | STD2013 | WV-Charleston-WV | Zone4A | Zone4A(WV-Charleston-WV) | ASHRAE30pct-state-STD2013 | state | WV | 0.0842 | 0.92 | ASHRAE30pct-state-4A_OfficeLarge_STD2013_WV-Charleston-WV.table.csv.gz | Large Office | Charleston Yeager Arpt WV USA TMY3 WMO#=724140 | Natural Gas | 2918433.1724 | 0 | 0 | 0 | 0 | 0 | 0 | 0 | 0 | 0 | 0 | 510105.6958 | 0 | 0 | 3428538.8682 | 0 | 3428538.8682 | 0 | 0 | 26849.5852 | 0 | 0 | 0 | 0 | 0 | 0 | 0 | 0 | 0 | 0 | 4692.9724 | 0 | 0 | 31542.5576 | 0 | 31542.5576 | 0 | 0 | 2918.4332 | 0 | 0 | 0 | 0 | 0 | 0 | 0 | 0 | 0 | 0 | 510.1057 | 0 | 0 | 3428.5389 | 0 | 3428.5389 | 0 | 0 | 0 | 0 | 0 | 0 | 0 | 0 | 0 | 5.8534 | 1.0231 | 0 | 0 | 6.8765 | 6.8765 | 6.8765 | 2
AZ_4B_LO_2010_EL | 4B | LO | EL | 9672 | ASHRAE30pct-state-4B | OfficeLarge | STD2010 | AZ-Prescott-AZ | Zone4B | Zone4B(AZ-Prescott-AZ) | ASHRAE30pct-state-STD2010 | state | AZ | 0.0954 | 0.95 | ASHRAE30pct-state-4B_OfficeLarge_STD2010_AZ-Prescott-AZ.table.csv.gz | Large Office | Prescott Love Field AZ USA TMY3 WMO#=723723 | Electricity | 36552.7781 | 901800.0072 | 1050119.4528 | 188819.446 | 5632122.2673 | 529147.2265 | 800813.8953 | 128730.5566 | 88369.4452 | 682622.2277 | 0 | 0 | 0 | 0 | 10061416.7472 | 0 | 10039097.3025 | 22319.4446 | 551466.6711 | 3487.135 | 86031.7207 | 100181.3958 | 18013.3751 | 537304.4643 | 50480.6454 | 76397.6456 | 12280.8951 | 8430.4451 | 65122.1605 | 0 | 0 | 0 | 0 | 959859.1577 | 0 | 957729.8827 | 2129.275 | 52609.9204 | 124.7535 | 3077.8155 | 3584.0251 | 644.4349 | 19222.2587 | 1805.9631 | 2733.153 | 439.3534 | 301.6022 | 2329.7685 | 0 | 0 | 0 | 0 | 34339.3035 | 0 | 34263.1279 | 76.1756 | 1882.1387 | 7.1884 | 1.2925 | 42.3283 | 5.4818 | 0.8812 | 0 | 6.778 | 0.25021 | 0 | 4.6727 | 0 | 68.7203 | 68.8731 | 68.8731 | 1
AZ_4B_LO_2013_EL | 4B | LO | EL | 10032 | ASHRAE30pct-state-4B | OfficeLarge | STD2013 | AZ-Prescott-AZ | Zone4B | Zone4B(AZ-Prescott-AZ) | ASHRAE30pct-state-STD2013 | state | AZ | 0.0954 | 0.95 | ASHRAE30pct-state-4B_OfficeLarge_STD2013_AZ-Prescott-AZ.table.csv.gz | Large Office | Prescott Love Field AZ USA TMY3 WMO#=723723 | Electricity | 9397.2223 | 838480.5623 | 943536.1187 | 188819.446 | 5626841.7117 | 528030.5598 | 772561.1173 | 113569.4454 | 61413.8894 | 667561.1165 | 0 | 0 | 0 | 0 | 9772383.4115 | 0 | 9750211.1891 | 22172.2224 | 550202.7822 | 896.495 | 79991.0456 | 90013.3457 | 18013.3751 | 536800.6993 | 50374.1154 | 73702.3306 | 10834.5251 | 5858.885 | 63685.3305 | 0 | 0 | 0 | 0 | 932285.3775 | 0 | 930170.1474 | 2115.23 | 52489.3454 | 32.0724 | 2861.7082 | 3220.2595 | 644.4349 | 19204.2363 | 1802.1519 | 2636.7271 | 387.609 | 209.6037 | 2278.3654 | 0 | 0 | 0 | 0 | 33352.8416 | 0 | 33277.1685 | 75.6731 | 1877.825 | 6.4588 | 1.2925 | 42.2835 | 5.2884 | 0.77741 | 0 | 6.16 | 0.064327 | 0 | 4.5696 | 0 | 66.7428 | 66.8946 | 66.8946 | 2
AZ_4B_LO_2010_NG | 4B | LO | NG | 9681 | ASHRAE30pct-state-4B | OfficeLarge | STD2010 | AZ-Prescott-AZ | Zone4B | Zone4B(AZ-Prescott-AZ) | ASHRAE30pct-state-STD2010 | state | AZ | 0.0954 | 0.95 | ASHRAE30pct-state-4B_OfficeLarge_STD2010_AZ-Prescott-AZ.table.csv.gz | Large Office | Prescott Love Field AZ USA TMY3 WMO#=723723 | Natural Gas | 931666.3163 | 0 | 0 | 0 | 0 | 0 | 0 | 0 | 0 | 0 | 0 | 503101.3273 | 0 | 0 | 1434767.6436 | 0 | 1434767.6436 | 0 | 0 | 8850.83 | 0 | 0 | 0 | 0 | 0 | 0 | 0 | 0 | 0 | 0 | 4779.4626 | 0 | 0 | 13630.2926 | 0 | 13630.2926 | 0 | 0 | 931.6663 | 0 | 0 | 0 | 0 | 0 | 0 | 0 | 0 | 0 | 0 | 503.1013 | 0 | 0 | 1434.7676 | 0 | 1434.7676 | 0 | 0 | 0 | 0 | 0 | 0 | 0 | 0 | 0 | 1.8686 | 1.0091 | 0 | 0 | 2.8777 | 2.8777 | 2.8777 | 1
AZ_4B_LO_2013_NG | 4B | LO | NG | 10041 | ASHRAE30pct-state-4B | OfficeLarge | STD2013 | AZ-Prescott-AZ | Zone4B | Zone4B(AZ-Prescott-AZ) | ASHRAE30pct-state-STD2013 | state | AZ | 0.0954 | 0.95 | ASHRAE30pct-state-4B_OfficeLarge_STD2013_AZ-Prescott-AZ.table.csv.gz | Large Office | Prescott Love Field AZ USA TMY3 WMO#=723723 | Natural Gas | 659311.0668 | 0 | 0 | 0 | 0 | 0 | 0 | 0 | 0 | 0 | 0 | 502883.3294 | 0 | 0 | 1162194.3962 | 0 | 1162194.3962 | 0 | 0 | 6263.4551 | 0 | 0 | 0 | 0 | 0 | 0 | 0 | 0 | 0 | 0 | 4777.3916 | 0 | 0 | 11040.8468 | 0 | 11040.8468 | 0 | 0 | 659.3111 | 0 | 0 | 0 | 0 | 0 | 0 | 0 | 0 | 0 | 0 | 502.8833 | 0 | 0 | 1162.1944 | 0 | 1162.1944 | 0 | 0 | 0 | 0 | 0 | 0 | 0 | 0 | 0 | 1.3224 | 1.0086 | 0 | 0 | 2.331 | 2.331 | 2.331 | 2
CA_4B_LO_2010_EL | 4B | LO | EL | 9732 | ASHRAE30pct-state-4B | OfficeLarge | STD2010 | CA-Sacramento-CA | Zone4B | Zone4B(CA-Sacramento-CA) | ASHRAE30pct-state-STD2010 | state | CA | 0.136 | 0.7 | ASHRAE30pct-state-4B_OfficeLarge_STD2010_CA-Sacramento-CA.table.csv.gz | Large Office | Sacramento Metropolitan Ap CA USA TMY3 WMO#=724839 | Electricity | 5736.1112 | 897263.8961 | 1052027.7862 | 189475.0015 | 5632122.2673 | 529147.2265 | 659444.4497 | 147638.8901 | 140563.89 | 188027.7793 | 0 | 0 | 0 | 0 | 9463761.1868 | 0 | 9441447.2978 | 22313.8891 | 551461.1155 | 780.1111 | 122027.8899 | 143075.7789 | 25768.6002 | 765968.6283 | 71964.0228 | 89684.4452 | 20078.889 | 19116.689 | 25571.778 | 0 | 0 | 0 | 0 | 1287071.5214 | 0 | 1284036.8325 | 3034.6889 | 74998.7117 | 19.5772 | 3062.3339 | 3590.5382 | 646.6723 | 19222.2587 | 1805.9631 | 2250.6635 | 503.887 | 479.7402 | 641.733 | 0 | 0 | 0 | 0 | 32299.5236 | 0 | 32223.3669 | 76.1566 | 1882.1197 | 7.2014 | 1.297 | 42.3283 | 4.5141 | 1.0106 | 0 | 7.1042 | 0.039265 | 0 | 1.2871 | 0 | 64.6292 | 64.782 | 64.782 | 1
CA_4B_LO_2013_EL | 4B | LO | EL | 10092 | ASHRAE30pct-state-4B | OfficeLarge | STD2013 | CA-Sacramento-CA | Zone4B | Zone4B(CA-Sacramento-CA) | ASHRAE30pct-state-STD2013 | state | CA | 0.136 | 0.7 | ASHRAE30pct-state-4B_OfficeLarge_STD2013_CA-Sacramento-CA.table.csv.gz | Large Office | Sacramento Metropolitan Ap CA USA TMY3 WMO#=724839 | Electricity | 675 | 866566.6736 | 946288.8965 | 189475.0015 | 5626841.7117 | 528030.5598 | 636130.5606 | 132880.5566 | 112172.2231 | 188213.8904 | 0 | 0 | 0 | 0 | 9249452.8518 | 0 | 9227275.0738 | 22177.778 | 550208.3377 | 91.8 | 117853.0676 | 128695.2899 | 25768.6002 | 765250.4728 | 71812.1561 | 86513.7562 | 18071.7557 | 15255.4223 | 25597.0891 | 0 | 0 | 0 | 0 | 1257925.5878 | 0 | 1254909.41 | 3016.1778 | 74828.3339 | 2.3038 | 2957.5652 | 3229.6547 | 646.6723 | 19204.2363 | 1802.1519 | 2171.0939 | 453.5172 | 382.8403 | 642.3682 | 0 | 0 | 0 | 0 | 31568.0959 | 0 | 31492.4038 | 75.6921 | 1877.844 | 6.4776 | 1.297 | 42.2836 | 4.3545 | 0.9096 | 0 | 6.6997 | 0.0046206 | 0 | 1.2884 | 0 | 63.1632 | 63.315 | 63.315 | 2
CA_4B_LO_2010_NG | 4B | LO | NG | 9741 | ASHRAE30pct-state-4B | OfficeLarge | STD2010 | CA-Sacramento-CA | Zone4B | Zone4B(CA-Sacramento-CA) | ASHRAE30pct-state-STD2010 | state | CA | 0.136 | 0.7 | ASHRAE30pct-state-4B_OfficeLarge_STD2010_CA-Sacramento-CA.table.csv.gz | Large Office | Sacramento Metropolitan Ap CA USA TMY3 WMO#=724839 | Natural Gas | 455426.1262 | 0 | 0 | 0 | 0 | 0 | 0 | 0 | 0 | 0 | 0 | 503101.3273 | 0 | 0 | 958527.4535 | 0 | 958527.4535 | 0 | 0 | 3187.9829 | 0 | 0 | 0 | 0 | 0 | 0 | 0 | 0 | 0 | 0 | 3521.7093 | 0 | 0 | 6709.6922 | 0 | 6709.6922 | 0 | 0 | 455.4261 | 0 | 0 | 0 | 0 | 0 | 0 | 0 | 0 | 0 | 0 | 503.1013 | 0 | 0 | 958.5275 | 0 | 958.5275 | 0 | 0 | 0 | 0 | 0 | 0 | 0 | 0 | 0 | 0.91343 | 1.0091 | 0 | 0 | 1.9225 | 1.9225 | 1.9225 | 1
CA_4B_LO_2013_NG | 4B | LO | NG | 10101 | ASHRAE30pct-state-4B | OfficeLarge | STD2013 | CA-Sacramento-CA | Zone4B | Zone4B(CA-Sacramento-CA) | ASHRAE30pct-state-STD2013 | state | CA | 0.136 | 0.7 | ASHRAE30pct-state-4B_OfficeLarge_STD2013_CA-Sacramento-CA.table.csv.gz | Large Office | Sacramento Metropolitan Ap CA USA TMY3 WMO#=724839 | Natural Gas | 306012.2354 | 0 | 0 | 0 | 0 | 0 | 0 | 0 | 0 | 0 | 0 | 502902.2857 | 0 | 0 | 808905.0429 | 0 | 808914.5211 | 0 | 0 | 2142.0856 | 0 | 0 | 0 | 0 | 0 | 0 | 0 | 0 | 0 | 0 | 3520.316 | 0 | 0 | 5662.3353 | 0 | 5662.4016 | 0 | 0 | 306.0122 | 0 | 0 | 0 | 0 | 0 | 0 | 0 | 0 | 0 | 0 | 502.9023 | 0 | 0 | 808.905 | 0 | 808.9145 | 0 | 0 | 0 | 0 | 0 | 0 | 0 | 0 | 0 | 0.61376 | 1.0087 | 0 | 0 | 1.6224 | 1.6224 | 1.6224 | 2
CO_4B_LO_2010_EL | 4B | LO | EL | 9792 | ASHRAE30pct-state-4B | OfficeLarge | STD2010 | CO-Trinidad-CO | Zone4B | Zone4B(CO-Trinidad-CO) | ASHRAE30pct-state-STD2010 | state | CO | 0.0934 | 0.73 | ASHRAE30pct-state-4B_OfficeLarge_STD2010_CO-Trinidad-CO.table.csv.gz | Large Office | Trinidad Las Animas County Ap CO USA TMY3 WMO#=724645 | Electricity | 33180.5558 | 797711.1175 | 1052430.564 | 189427.7793 | 5632122.2673 | 529147.2265 | 805530.562 | 118447.2232 | 67030.5561 | 679102.7832 | 0 | 0 | 0 | 0 | 9926444.5239 | 0 | 9904130.6348 | 22313.8891 | 551461.1155 | 3099.0639 | 74506.2184 | 98297.0147 | 17692.5546 | 526040.2198 | 49422.351 | 75236.5545 | 11062.9706 | 6260.6539 | 63428.2 | 0 | 0 | 0 | 0 | 927129.9185 | 0 | 925045.8013 | 2084.1172 | 51506.4682 | 113.2442 | 2722.5633 | 3591.9129 | 646.5111 | 19222.2587 | 1805.9631 | 2749.2508 | 404.2567 | 228.7732 | 2317.7567 | 0 | 0 | 0 | 0 | 33878.6474 | 0 | 33802.4908 | 76.1566 | 1882.1197 | 7.2042 | 1.2967 | 42.3283 | 5.5141 | 0.8108 | 0 | 5.9194 | 0.22713 | 0 | 4.6486 | 0 | 67.7964 | 67.9492 | 67.9492 | 1
CO_4B_LO_2013_EL | 4B | LO | EL | 10152 | ASHRAE30pct-state-4B | OfficeLarge | STD2013 | CO-Trinidad-CO | Zone4B | Zone4B(CO-Trinidad-CO) | ASHRAE30pct-state-STD2013 | state | CO | 0.0934 | 0.73 | ASHRAE30pct-state-4B_OfficeLarge_STD2013_CO-Trinidad-CO.table.csv.gz | Large Office | Trinidad Las Animas County Ap CO USA TMY3 WMO#=724645 | Electricity | 8697.2223 | 738061.117 | 946016.6742 | 189427.7793 | 5626841.7117 | 528030.5598 | 774902.784 | 102611.1119 | 45427.7781 | 663808.3386 | 0 | 0 | 0 | 0 | 9646002.8549 | 0 | 9623825.077 | 22177.778 | 550208.3377 | 812.3206 | 68934.9083 | 88357.9574 | 17692.5546 | 525547.0159 | 49318.0543 | 72375.92 | 9583.8779 | 4242.9545 | 61999.6988 | 0 | 0 | 0 | 0 | 900936.6667 | 0 | 898865.2622 | 2071.4045 | 51389.4587 | 29.6834 | 2518.9797 | 3228.7256 | 646.5111 | 19204.2363 | 1802.1519 | 2644.7192 | 350.2085 | 155.0436 | 2265.5573 | 0 | 0 | 0 | 0 | 32921.5087 | 0 | 32845.8166 | 75.6921 | 1877.844 | 6.4757 | 1.2967 | 42.2836 | 5.3044 | 0.7024 | 0 | 5.3632 | 0.059535 | 0 | 4.5439 | 0 | 65.8777 | 66.0295 | 66.0295 | 2
CO_4B_LO_2010_NG | 4B | LO | NG | 9801 | ASHRAE30pct-state-4B | OfficeLarge | STD2010 | CO-Trinidad-CO | Zone4B | Zone4B(CO-Trinidad-CO) | ASHRAE30pct-state-STD2010 | state | CO | 0.0934 | 0.73 | ASHRAE30pct-state-4B_OfficeLarge_STD2010_CO-Trinidad-CO.table.csv.gz | Large Office | Trinidad Las Animas County Ap CO USA TMY3 WMO#=724645 | Natural Gas | 1944171.9547 | 0 | 0 | 0 | 0 | 0 | 0 | 0 | 0 | 0 | 0 | 503110.8055 | 0 | 0 | 2447282.7602 | 0 | 2447282.7602 | 0 | 0 | 14192.4553 | 0 | 0 | 0 | 0 | 0 | 0 | 0 | 0 | 0 | 0 | 3672.7089 | 0 | 0 | 17865.1641 | 0 | 17865.1641 | 0 | 0 | 1944.172 | 0 | 0 | 0 | 0 | 0 | 0 | 0 | 0 | 0 | 0 | 503.1108 | 0 | 0 | 2447.2828 | 0 | 2447.2828 | 0 | 0 | 0 | 0 | 0 | 0 | 0 | 0 | 0 | 3.8994 | 1.0091 | 0 | 0 | 4.9084 | 4.9084 | 4.9084 | 1
CO_4B_LO_2013_NG | 4B | LO | NG | 10161 | ASHRAE30pct-state-4B | OfficeLarge | STD2013 | CO-Trinidad-CO | Zone4B | Zone4B(CO-Trinidad-CO) | ASHRAE30pct-state-STD2013 | state | CO | 0.0934 | 0.73 | ASHRAE30pct-state-4B_OfficeLarge_STD2013_CO-Trinidad-CO.table.csv.gz | Large Office | Trinidad Las Animas County Ap CO USA TMY3 WMO#=724645 | Natural Gas | 1567689.5165 | 0 | 0 | 0 | 0 | 0 | 0 | 0 | 0 | 0 | 0 | 502911.7639 | 0 | 0 | 2070601.2804 | 0 | 2070601.2804 | 0 | 0 | 11444.1335 | 0 | 0 | 0 | 0 | 0 | 0 | 0 | 0 | 0 | 0 | 3671.2559 | 0 | 0 | 15115.3893 | 0 | 15115.3893 | 0 | 0 | 1567.6895 | 0 | 0 | 0 | 0 | 0 | 0 | 0 | 0 | 0 | 0 | 502.9118 | 0 | 0 | 2070.6013 | 0 | 2070.6013 | 0 | 0 | 0 | 0 | 0 | 0 | 0 | 0 | 0 | 3.1443 | 1.0087 | 0 | 0 | 4.1529 | 4.1529 | 4.1529 | 2
NM_4B_LO_2010_EL | 4B | LO | EL | 9852 | ASHRAE30pct-state-4B | OfficeLarge | STD2010 | NM-Albuquerque-NM | Zone4B | Zone4B(NM-Albuquerque-NM) | ASHRAE30pct-state-STD2010 | state | NM | 0.093 | 0.62 | ASHRAE30pct-state-4B_OfficeLarge_STD2010_NM-Albuquerque-NM.table.csv.gz | Large Office | Albuquerque Intl Arpt Isis NM USA TMY3 WMO#=723650 | Electricity | 38333.3336 | 924366.6741 | 1050658.3417 | 188997.2237 | 5632122.2673 | 529147.2265 | 808888.8954 | 132302.7788 | 90155.5563 | 638180.5607 | 0 | 0 | 0 | 0 | 10055466.7471 | 0 | 10033152.858 | 22313.8891 | 551461.1155 | 3565 | 85966.1007 | 97711.2258 | 17576.7418 | 523787.3709 | 49210.6921 | 75226.6673 | 12304.1584 | 8384.4667 | 59350.7921 | 0 | 0 | 0 | 0 | 935158.4075 | 0 | 933083.2158 | 2075.1917 | 51285.8837 | 130.8305 | 3154.8348 | 3585.8643 | 645.0417 | 19222.2587 | 1805.9631 | 2760.7127 | 451.5453 | 307.6981 | 2178.0905 | 0 | 0 | 0 | 0 | 34318.9963 | 0 | 34242.8397 | 76.1566 | 1882.1197 | 7.192 | 1.2937 | 42.3283 | 5.5371 | 0.90565 | 0 | 6.9447 | 0.2624 | 0 | 4.3685 | 0 | 68.6796 | 68.8324 | 68.8324 | 1
NM_4B_LO_2013_EL | 4B | LO | EL | 10212 | ASHRAE30pct-state-4B | OfficeLarge | STD2013 | NM-Albuquerque-NM | Zone4B | Zone4B(NM-Albuquerque-NM) | ASHRAE30pct-state-STD2013 | state | NM | 0.093 | 0.62 | ASHRAE30pct-state-4B_OfficeLarge_STD2013_NM-Albuquerque-NM.table.csv.gz | Large Office | Albuquerque Intl Arpt Isis NM USA TMY3 WMO#=723650 | Electricity | 9483.3334 | 841313.8956 | 944652.7853 | 188997.2237 | 5626841.7117 | 528030.5598 | 780888.8951 | 112291.6676 | 61225.0005 | 623497.2272 | 0 | 0 | 0 | 0 | 9739397.3001 | 0 | 9717222.3 | 22175.0002 | 550205.56 | 881.95 | 78242.1923 | 87852.709 | 17576.7418 | 523296.2792 | 49106.8421 | 72622.6672 | 10443.1251 | 5693.925 | 57985.2421 | 0 | 0 | 0 | 0 | 905763.9489 | 0 | 903701.6739 | 2062.275 | 51169.1171 | 32.3663 | 2871.3782 | 3224.0707 | 645.0417 | 19204.2363 | 1802.1519 | 2665.1496 | 383.248 | 208.959 | 2127.9767 | 0 | 0 | 0 | 0 | 33240.2611 | 0 | 33164.5785 | 75.6826 | 1877.8345 | 6.4664 | 1.2937 | 42.2836 | 5.3454 | 0.76867 | 0 | 6.1781 | 0.064916 | 0 | 4.268 | 0 | 66.517 | 66.6688 | 66.6688 | 2
NM_4B_LO_2010_NG | 4B | LO | NG | 9861 | ASHRAE30pct-state-4B | OfficeLarge | STD2010 | NM-Albuquerque-NM | Zone4B | Zone4B(NM-Albuquerque-NM) | ASHRAE30pct-state-STD2010 | state | NM | 0.093 | 0.62 | ASHRAE30pct-state-4B_OfficeLarge_STD2010_NM-Albuquerque-NM.table.csv.gz | Large Office | Albuquerque Intl Arpt Isis NM USA TMY3 WMO#=723650 | Natural Gas | 969029.2671 | 0 | 0 | 0 | 0 | 0 | 0 | 0 | 0 | 0 | 0 | 503101.3273 | 0 | 0 | 1472130.5944 | 0 | 1472130.5944 | 0 | 0 | 6007.9815 | 0 | 0 | 0 | 0 | 0 | 0 | 0 | 0 | 0 | 0 | 3119.2282 | 0 | 0 | 9127.2097 | 0 | 9127.2097 | 0 | 0 | 969.0293 | 0 | 0 | 0 | 0 | 0 | 0 | 0 | 0 | 0 | 0 | 503.1013 | 0 | 0 | 1472.1306 | 0 | 1472.1306 | 0 | 0 | 0 | 0 | 0 | 0 | 0 | 0 | 0 | 1.9435 | 1.0091 | 0 | 0 | 2.9526 | 2.9526 | 2.9526 | 1
NM_4B_LO_2013_NG | 4B | LO | NG | 10221 | ASHRAE30pct-state-4B | OfficeLarge | STD2013 | NM-Albuquerque-NM | Zone4B | Zone4B(NM-Albuquerque-NM) | ASHRAE30pct-state-STD2013 | state | NM | 0.093 | 0.62 | ASHRAE30pct-state-4B_OfficeLarge_STD2013_NM-Albuquerque-NM.table.csv.gz | Large Office | Albuquerque Intl Arpt Isis NM USA TMY3 WMO#=723650 | Natural Gas | 709317.8981 | 0 | 0 | 0 | 0 | 0 | 0 | 0 | 0 | 0 | 0 | 502902.2857 | 0 | 0 | 1212220.1838 | 0 | 1212220.1838 | 0 | 0 | 4397.771 | 0 | 0 | 0 | 0 | 0 | 0 | 0 | 0 | 0 | 0 | 3117.9942 | 0 | 0 | 7515.7651 | 0 | 7515.7651 | 0 | 0 | 709.3179 | 0 | 0 | 0 | 0 | 0 | 0 | 0 | 0 | 0 | 0 | 502.9023 | 0 | 0 | 1212.2202 | 0 | 1212.2202 | 0 | 0 | 0 | 0 | 0 | 0 | 0 | 0 | 0 | 1.4227 | 1.0087 | 0 | 0 | 2.4313 | 2.4313 | 2.4313 | 2
OK_4B_LO_2010_EL | 4B | LO | EL | 9912 | ASHRAE30pct-state-4B | OfficeLarge | STD2010 | OK-Amarillo-TX | Zone4B | Zone4B(OK-Amarillo-TX) | ASHRAE30pct-state-STD2010 | state | OK | 0.0726 | 0.87 | ASHRAE30pct-state-4B_OfficeLarge_STD2010_OK-Amarillo-TX.table.csv.gz | Large Office | Amarillo International Ap Can TX USA TMY3 WMO#=723630 | Electricity | 14950.0001 | 1003144.4525 | 1050211.1195 | 188663.8904 | 5632122.2673 | 529147.2265 | 730411.117 | 142136.1122 | 154227.779 | 484308.3372 | 0 | 0 | 0 | 0 | 9951638.9685 | 0 | 9929322.3017 | 22316.6668 | 551463.8933 | 1085.37 | 72828.2872 | 76245.3273 | 13696.9984 | 408892.0766 | 38416.0886 | 53027.8471 | 10319.0817 | 11196.9368 | 35160.7853 | 0 | 0 | 0 | 0 | 722488.9891 | 0 | 720868.7991 | 1620.19 | 40036.2787 | 51.0239 | 3423.7009 | 3584.338 | 643.904 | 19222.2587 | 1805.9631 | 2492.8705 | 485.1061 | 526.3746 | 1652.9293 | 0 | 0 | 0 | 0 | 33964.6353 | 0 | 33888.4692 | 76.1661 | 1882.1292 | 7.189 | 1.2915 | 42.3283 | 4.9999 | 0.97296 | 0 | 7.9225 | 0.10234 | 0 | 3.3152 | 0 | 67.9689 | 68.1216 | 68.1216 | 1
OK_4B_LO_2013_EL | 4B | LO | EL | 10272 | ASHRAE30pct-state-4B | OfficeLarge | STD2013 | OK-Amarillo-TX | Zone4B | Zone4B(OK-Amarillo-TX) | ASHRAE30pct-state-STD2013 | state | OK | 0.0726 | 0.87 | ASHRAE30pct-state-4B_OfficeLarge_STD2013_OK-Amarillo-TX.table.csv.gz | Large Office | Amarillo International Ap Can TX USA TMY3 WMO#=723630 | Electricity | 1255.5556 | 958358.341 | 943750.0075 | 188663.8904 | 5626841.7117 | 528030.5598 | 691772.2278 | 127711.1121 | 120805.5565 | 482305.5594 | 0 | 0 | 0 | 0 | 9691666.7442 | 0 | 9669494.5218 | 22172.2224 | 550202.7822 | 91.1533 | 69576.8156 | 68516.2505 | 13696.9984 | 408508.7083 | 38335.0186 | 50222.6637 | 9271.8267 | 8770.4834 | 35015.3836 | 0 | 0 | 0 | 0 | 703615.0056 | 0 | 702005.3023 | 1609.7033 | 39944.722 | 4.2852 | 3270.8473 | 3220.9895 | 643.904 | 19204.2363 | 1802.1519 | 2360.9972 | 435.8741 | 412.3056 | 1646.0939 | 0 | 0 | 0 | 0 | 33077.3582 | 0 | 33001.685 | 75.6731 | 1877.825 | 6.4602 | 1.2915 | 42.2835 | 4.7354 | 0.87422 | 0 | 7.3872 | 0.0085946 | 0 | 3.3015 | 0 | 66.1903 | 66.3421 | 66.3421 | 2
OK_4B_LO_2010_NG | 4B | LO | NG | 9921 | ASHRAE30pct-state-4B | OfficeLarge | STD2010 | OK-Amarillo-TX | Zone4B | Zone4B(OK-Amarillo-TX) | ASHRAE30pct-state-STD2010 | state | OK | 0.0726 | 0.87 | ASHRAE30pct-state-4B_OfficeLarge_STD2010_OK-Amarillo-TX.table.csv.gz | Large Office | Amarillo International Ap Can TX USA TMY3 WMO#=723630 | Natural Gas | 1516071.3961 | 0 | 0 | 0 | 0 | 0 | 0 | 0 | 0 | 0 | 0 | 503120.2836 | 0 | 0 | 2019191.6798 | 0 | 2019191.6798 | 0 | 0 | 13189.8211 | 0 | 0 | 0 | 0 | 0 | 0 | 0 | 0 | 0 | 0 | 4377.1465 | 0 | 0 | 17566.9676 | 0 | 17566.9676 | 0 | 0 | 1516.0714 | 0 | 0 | 0 | 0 | 0 | 0 | 0 | 0 | 0 | 0 | 503.1203 | 0 | 0 | 2019.1917 | 0 | 2019.1917 | 0 | 0 | 0 | 0 | 0 | 0 | 0 | 0 | 0 | 3.0407 | 1.0091 | 0 | 0 | 4.0498 | 4.0498 | 4.0498 | 1
OK_4B_LO_2013_NG | 4B | LO | NG | 10281 | ASHRAE30pct-state-4B | OfficeLarge | STD2013 | OK-Amarillo-TX | Zone4B | Zone4B(OK-Amarillo-TX) | ASHRAE30pct-state-STD2013 | state | OK | 0.0726 | 0.87 | ASHRAE30pct-state-4B_OfficeLarge_STD2013_OK-Amarillo-TX.table.csv.gz | Large Office | Amarillo International Ap Can TX USA TMY3 WMO#=723630 | Natural Gas | 1234437.0171 | 0 | 0 | 0 | 0 | 0 | 0 | 0 | 0 | 0 | 0 | 502911.7639 | 0 | 0 | 1737358.2591 | 0 | 1737348.781 | 0 | 0 | 10739.602 | 0 | 0 | 0 | 0 | 0 | 0 | 0 | 0 | 0 | 0 | 4375.3323 | 0 | 0 | 15115.0169 | 0 | 15114.9344 | 0 | 0 | 1234.437 | 0 | 0 | 0 | 0 | 0 | 0 | 0 | 0 | 0 | 0 | 502.9118 | 0 | 0 | 1737.3583 | 0 | 1737.3488 | 0 | 0 | 0 | 0 | 0 | 0 | 0 | 0 | 0 | 2.4759 | 1.0087 | 0 | 0 | 3.4845 | 3.4846 | 3.4845 | 2
TX_4B_LO_2010_EL | 4B | LO | EL | 9972 | ASHRAE30pct-state-4B | OfficeLarge | STD2010 | TX-Amarillo-TX | Zone4B | Zone4B(TX-Amarillo-TX) | ASHRAE30pct-state-STD2010 | state | TX | 0.0817 | 0.67 | ASHRAE30pct-state-4B_OfficeLarge_STD2010_TX-Amarillo-TX.table.csv.gz | Large Office | Amarillo International Ap Can TX USA TMY3 WMO#=723630 | Electricity | 14950.0001 | 1003144.4525 | 1050211.1195 | 188663.8904 | 5632122.2673 | 529147.2265 | 730411.117 | 142136.1122 | 154227.779 | 484308.3372 | 0 | 0 | 0 | 0 | 9951638.9685 | 0 | 9929322.3017 | 22316.6668 | 551463.8933 | 1221.415 | 81956.9018 | 85802.2485 | 15413.8398 | 460144.3892 | 43231.3284 | 59674.5883 | 11612.5204 | 12600.4095 | 39567.9911 | 0 | 0 | 0 | 0 | 813048.9037 | 0 | 811225.632 | 1823.2717 | 45054.6001 | 51.0239 | 3423.7009 | 3584.338 | 643.904 | 19222.2587 | 1805.9631 | 2492.8705 | 485.1061 | 526.3746 | 1652.9293 | 0 | 0 | 0 | 0 | 33964.6353 | 0 | 33888.4692 | 76.1661 | 1882.1292 | 7.189 | 1.2915 | 42.3283 | 4.9999 | 0.97296 | 0 | 7.9225 | 0.10234 | 0 | 3.3152 | 0 | 67.9689 | 68.1216 | 68.1216 | 1
TX_4B_LO_2013_EL | 4B | LO | EL | 10332 | ASHRAE30pct-state-4B | OfficeLarge | STD2013 | TX-Amarillo-TX | Zone4B | Zone4B(TX-Amarillo-TX) | ASHRAE30pct-state-STD2013 | state | TX | 0.0817 | 0.67 | ASHRAE30pct-state-4B_OfficeLarge_STD2013_TX-Amarillo-TX.table.csv.gz | Large Office | Amarillo International Ap Can TX USA TMY3 WMO#=723630 | Electricity | 1255.5556 | 958358.341 | 943750.0075 | 188663.8904 | 5626841.7117 | 528030.5598 | 691772.2278 | 127711.1121 | 120805.5565 | 482305.5594 | 0 | 0 | 0 | 0 | 9691666.7442 | 0 | 9669494.5218 | 22172.2224 | 550202.7822 | 102.5789 | 78297.8765 | 77104.3756 | 15413.8398 | 459712.9678 | 43140.0967 | 56517.791 | 10433.9979 | 9869.814 | 39404.3642 | 0 | 0 | 0 | 0 | 791809.173 | 0 | 789997.7024 | 1811.4706 | 44951.5673 | 4.2852 | 3270.8473 | 3220.9895 | 643.904 | 19204.2363 | 1802.1519 | 2360.9972 | 435.8741 | 412.3056 | 1646.0939 | 0 | 0 | 0 | 0 | 33077.3582 | 0 | 33001.685 | 75.6731 | 1877.825 | 6.4602 | 1.2915 | 42.2835 | 4.7354 | 0.87422 | 0 | 7.3872 | 0.0085946 | 0 | 3.3015 | 0 | 66.1903 | 66.3421 | 66.3421 | 2
TX_4B_LO_2010_NG | 4B | LO | NG | 9981 | ASHRAE30pct-state-4B | OfficeLarge | STD2010 | TX-Amarillo-TX | Zone4B | Zone4B(TX-Amarillo-TX) | ASHRAE30pct-state-STD2010 | state | TX | 0.0817 | 0.67 | ASHRAE30pct-state-4B_OfficeLarge_STD2010_TX-Amarillo-TX.table.csv.gz | Large Office | Amarillo International Ap Can TX USA TMY3 WMO#=723630 | Natural Gas | 1516071.3961 | 0 | 0 | 0 | 0 | 0 | 0 | 0 | 0 | 0 | 0 | 503120.2836 | 0 | 0 | 2019191.6798 | 0 | 2019191.6798 | 0 | 0 | 10157.6784 | 0 | 0 | 0 | 0 | 0 | 0 | 0 | 0 | 0 | 0 | 3370.9059 | 0 | 0 | 13528.5843 | 0 | 13528.5843 | 0 | 0 | 1516.0714 | 0 | 0 | 0 | 0 | 0 | 0 | 0 | 0 | 0 | 0 | 503.1203 | 0 | 0 | 2019.1917 | 0 | 2019.1917 | 0 | 0 | 0 | 0 | 0 | 0 | 0 | 0 | 0 | 3.0407 | 1.0091 | 0 | 0 | 4.0498 | 4.0498 | 4.0498 | 1
TX_4B_LO_2013_NG | 4B | LO | NG | 10341 | ASHRAE30pct-state-4B | OfficeLarge | STD2013 | TX-Amarillo-TX | Zone4B | Zone4B(TX-Amarillo-TX) | ASHRAE30pct-state-STD2013 | state | TX | 0.0817 | 0.67 | ASHRAE30pct-state-4B_OfficeLarge_STD2013_TX-Amarillo-TX.table.csv.gz | Large Office | Amarillo International Ap Can TX USA TMY3 WMO#=723630 | Natural Gas | 1234437.0171 | 0 | 0 | 0 | 0 | 0 | 0 | 0 | 0 | 0 | 0 | 502911.7639 | 0 | 0 | 1737358.2591 | 0 | 1737348.781 | 0 | 0 | 8270.728 | 0 | 0 | 0 | 0 | 0 | 0 | 0 | 0 | 0 | 0 | 3369.5088 | 0 | 0 | 11640.3003 | 0 | 11640.2368 | 0 | 0 | 1234.437 | 0 | 0 | 0 | 0 | 0 | 0 | 0 | 0 | 0 | 0 | 502.9118 | 0 | 0 | 1737.3583 | 0 | 1737.3488 | 0 | 0 | 0 | 0 | 0 | 0 | 0 | 0 | 0 | 2.4759 | 1.0087 | 0 | 0 | 3.4845 | 3.4846 | 3.4845 | 2
CA_4C_LO_2010_EL | 4C | LO | EL | 10572 | ASHRAE30pct-state-4C | OfficeLarge | STD2010 | CA-Arcata-CA | Zone4C | Zone4C(CA-Arcata-CA) | ASHRAE30pct-state-STD2010 | state | CA | 0.136 | 0.7 | ASHRAE30pct-state-4C_OfficeLarge_STD2010_CA-Arcata-CA.table.csv.gz | Large Office | Arcata Airport CA USA TMY3 WMO#=725945 | Electricity | 2483.3334 | 238155.5575 | 1053272.2306 | 189036.1126 | 5632122.2673 | 529147.2265 | 639350.0051 | 50444.4448 | 15791.6668 | 205605.5572 | 0 | 0 | 0 | 0 | 8577727.8464 | 0 | 8555408.4018 | 22319.4446 | 551466.6711 | 337.7333 | 32389.1558 | 143245.0234 | 25708.9113 | 765968.6283 | 71964.0228 | 86951.6007 | 6860.4445 | 2147.6667 | 27962.3558 | 0 | 0 | 0 | 0 | 1166570.9871 | 0 | 1163535.5426 | 3035.4445 | 74999.4673 | 8.4755 | 812.8175 | 3594.7855 | 645.1744 | 19222.2587 | 1805.9631 | 2182.0817 | 172.1653 | 53.8965 | 701.7254 | 0 | 0 | 0 | 0 | 29275.5192 | 0 | 29199.3437 | 76.1756 | 1882.1387 | 7.2099 | 1.294 | 42.3283 | 4.3765 | 0.34531 | 0 | 1.7383 | 0.016999 | 0 | 1.4074 | 0 | 58.5641 | 58.7169 | 58.7169 | 1
CA_4C_LO_2013_EL | 4C | LO | EL | 10752 | ASHRAE30pct-state-4C | OfficeLarge | STD2013 | CA-Arcata-CA | Zone4C | Zone4C(CA-Arcata-CA) | ASHRAE30pct-state-STD2013 | state | CA | 0.136 | 0.7 | ASHRAE30pct-state-4C_OfficeLarge_STD2013_CA-Arcata-CA.table.csv.gz | Large Office | Arcata Airport CA USA TMY3 WMO#=725945 | Electricity | 3216.6667 | 240750.0019 | 946330.5631 | 189036.1126 | 5626841.7117 | 528030.5598 | 621405.5605 | 45188.8893 | 12277.7779 | 206944.4461 | 0 | 0 | 0 | 0 | 8442197.2898 | 0 | 8420022.2896 | 22175.0002 | 550205.56 | 437.4667 | 32742.0003 | 128700.9566 | 25708.9113 | 765250.4728 | 71812.1561 | 84511.1562 | 6145.6889 | 1669.7778 | 28144.4447 | 0 | 0 | 0 | 0 | 1148138.8314 | 0 | 1145123.0314 | 3015.8 | 74827.9562 | 10.9784 | 821.6723 | 3229.7969 | 645.1744 | 19204.2363 | 1802.1519 | 2120.8379 | 154.2283 | 41.9037 | 706.295 | 0 | 0 | 0 | 0 | 28812.9576 | 0 | 28737.2751 | 75.6826 | 1877.8345 | 6.4779 | 1.294 | 42.2836 | 4.2537 | 0.30933 | 0 | 1.732 | 0.022019 | 0 | 1.4166 | 0 | 57.6373 | 57.7891 | 57.7891 | 2
CA_4C_LO_2010_NG | 4C | LO | NG | 10581 | ASHRAE30pct-state-4C | OfficeLarge | STD2010 | CA-Arcata-CA | Zone4C | Zone4C(CA-Arcata-CA) | ASHRAE30pct-state-STD2010 | state | CA | 0.136 | 0.7 | ASHRAE30pct-state-4C_OfficeLarge_STD2010_CA-Arcata-CA.table.csv.gz | Large Office | Arcata Airport CA USA TMY3 WMO#=725945 | Natural Gas | 549724.4514 | 0 | 0 | 0 | 0 | 0 | 0 | 0 | 0 | 0 | 0 | 530341.5913 | 0 | 0 | 1080056.5646 | 0 | 1080066.0428 | 0 | 0 | 3848.0712 | 0 | 0 | 0 | 0 | 0 | 0 | 0 | 0 | 0 | 0 | 3712.3911 | 0 | 0 | 7560.396 | 0 | 7560.4623 | 0 | 0 | 549.7245 | 0 | 0 | 0 | 0 | 0 | 0 | 0 | 0 | 0 | 0 | 530.3416 | 0 | 0 | 1080.0566 | 0 | 1080.066 | 0 | 0 | 0 | 0 | 0 | 0 | 0 | 0 | 0 | 1.1026 | 1.0637 | 0 | 0 | 2.1662 | 2.1662 | 2.1662 | 1
CA_4C_LO_2013_NG | 4C | LO | NG | 10761 | ASHRAE30pct-state-4C | OfficeLarge | STD2013 | CA-Arcata-CA | Zone4C | Zone4C(CA-Arcata-CA) | ASHRAE30pct-state-STD2013 | state | CA | 0.136 | 0.7 | ASHRAE30pct-state-4C_OfficeLarge_STD2013_CA-Arcata-CA.table.csv.gz | Large Office | Arcata Airport CA USA TMY3 WMO#=725945 | Natural Gas | 344228.2216 | 0 | 0 | 0 | 0 | 0 | 0 | 0 | 0 | 0 | 0 | 530152.0279 | 0 | 0 | 874380.2495 | 0 | 874380.2495 | 0 | 0 | 2409.5976 | 0 | 0 | 0 | 0 | 0 | 0 | 0 | 0 | 0 | 0 | 3711.0642 | 0 | 0 | 6120.6617 | 0 | 6120.6617 | 0 | 0 | 344.2282 | 0 | 0 | 0 | 0 | 0 | 0 | 0 | 0 | 0 | 0 | 530.152 | 0 | 0 | 874.3802 | 0 | 874.3802 | 0 | 0 | 0 | 0 | 0 | 0 | 0 | 0 | 0 | 0.69041 | 1.0633 | 0 | 0 | 1.7537 | 1.7537 | 1.7537 | 2
OR_4C_LO_2010_EL | 4C | LO | EL | 10632 | ASHRAE30pct-state-4C | OfficeLarge | STD2010 | OR-Portland-OR | Zone4C | Zone4C(OR-Portland-OR) | ASHRAE30pct-state-STD2010 | state | OR | 0.0834 | 0.92 | ASHRAE30pct-state-4C_OfficeLarge_STD2010_OR-Portland-OR.table.csv.gz | Large Office | Portland International Ap OR USA TMY3 WMO#=726980 | Electricity | 1930.5556 | 528050.0042 | 1058400.0085 | 189586.1126 | 5632122.2673 | 529147.2265 | 619100.005 | 99341.6675 | 70433.3339 | 277294.4467 | 0 | 0 | 0 | 0 | 9027722.2944 | 0 | 9005405.6276 | 22316.6668 | 551463.8933 | 161.0083 | 44039.3704 | 88270.5607 | 15811.4818 | 469718.9971 | 44130.8787 | 51632.9404 | 8285.0951 | 5874.14 | 23126.3569 | 0 | 0 | 0 | 0 | 752912.0394 | 0 | 751050.8293 | 1861.21 | 45992.0887 | 6.5889 | 1802.2183 | 3612.2864 | 647.0515 | 19222.2587 | 1805.9631 | 2112.9691 | 339.05 | 240.3868 | 946.3974 | 0 | 0 | 0 | 0 | 30811.3363 | 0 | 30735.1702 | 76.1661 | 1882.1292 | 7.245 | 1.2978 | 42.3283 | 4.2379 | 0.68002 | 0 | 4.0968 | 0.013215 | 0 | 1.8982 | 0 | 61.6444 | 61.7972 | 61.7972 | 1
OR_4C_LO_2013_EL | 4C | LO | EL | 10812 | ASHRAE30pct-state-4C | OfficeLarge | STD2013 | OR-Portland-OR | Zone4C | Zone4C(OR-Portland-OR) | ASHRAE30pct-state-STD2013 | state | OR | 0.0834 | 0.92 | ASHRAE30pct-state-4C_OfficeLarge_STD2013_OR-Portland-OR.table.csv.gz | Large Office | Portland International Ap OR USA TMY3 WMO#=726980 | Electricity | 2583.3334 | 509922.2263 | 949458.3409 | 189586.1126 | 5626841.7117 | 528030.5598 | 588822.2269 | 87744.4451 | 52630.556 | 279422.2245 | 0 | 0 | 0 | 0 | 8837222.2929 | 0 | 8815041.7372 | 22180.5557 | 550211.1155 | 215.45 | 42527.5137 | 79184.8256 | 15811.4818 | 469278.5988 | 44037.7487 | 49107.7737 | 7317.8867 | 4389.3884 | 23303.8135 | 0 | 0 | 0 | 0 | 737024.3392 | 0 | 735174.4809 | 1849.8583 | 45887.607 | 8.8168 | 1740.3488 | 3240.4719 | 647.0515 | 19204.2363 | 1802.1519 | 2009.632 | 299.4691 | 179.6265 | 953.6594 | 0 | 0 | 0 | 0 | 30161.1657 | 0 | 30085.4642 | 75.7015 | 1877.8535 | 6.4993 | 1.2978 | 42.2836 | 4.0306 | 0.60063 | 0 | 3.8508 | 0.017684 | 0 | 1.9127 | 0 | 60.3413 | 60.4932 | 60.4932 | 2
OR_4C_LO_2010_NG | 4C | LO | NG | 10641 | ASHRAE30pct-state-4C | OfficeLarge | STD2010 | OR-Portland-OR | Zone4C | Zone4C(OR-Portland-OR) | ASHRAE30pct-state-STD2010 | state | OR | 0.0834 | 0.92 | ASHRAE30pct-state-4C_OfficeLarge_STD2010_OR-Portland-OR.table.csv.gz | Large Office | Portland International Ap OR USA TMY3 WMO#=726980 | Natural Gas | 1145285.3388 | 0 | 0 | 0 | 0 | 0 | 0 | 0 | 0 | 0 | 0 | 530351.0695 | 0 | 0 | 1675636.4083 | 0 | 1675636.4083 | 0 | 0 | 10536.6251 | 0 | 0 | 0 | 0 | 0 | 0 | 0 | 0 | 0 | 0 | 4879.2298 | 0 | 0 | 15415.855 | 0 | 15415.855 | 0 | 0 | 1145.2853 | 0 | 0 | 0 | 0 | 0 | 0 | 0 | 0 | 0 | 0 | 530.3511 | 0 | 0 | 1675.6364 | 0 | 1675.6364 | 0 | 0 | 0 | 0 | 0 | 0 | 0 | 0 | 0 | 2.2971 | 1.0637 | 0 | 0 | 3.3608 | 3.3608 | 3.3608 | 1
OR_4C_LO_2013_NG | 4C | LO | NG | 10821 | ASHRAE30pct-state-4C | OfficeLarge | STD2013 | OR-Portland-OR | Zone4C | Zone4C(OR-Portland-OR) | ASHRAE30pct-state-STD2013 | state | OR | 0.0834 | 0.92 | ASHRAE30pct-state-4C_OfficeLarge_STD2013_OR-Portland-OR.table.csv.gz | Large Office | Portland International Ap OR USA TMY3 WMO#=726980 | Natural Gas | 897810.2887 | 0 | 0 | 0 | 0 | 0 | 0 | 0 | 0 | 0 | 0 | 530170.9842 | 0 | 0 | 1427981.273 | 0 | 1427981.273 | 0 | 0 | 8259.8547 | 0 | 0 | 0 | 0 | 0 | 0 | 0 | 0 | 0 | 0 | 4877.5731 | 0 | 0 | 13137.4277 | 0 | 13137.4277 | 0 | 0 | 897.8103 | 0 | 0 | 0 | 0 | 0 | 0 | 0 | 0 | 0 | 0 | 530.171 | 0 | 0 | 1427.9813 | 0 | 1427.9813 | 0 | 0 | 0 | 0 | 0 | 0 | 0 | 0 | 0 | 1.8007 | 1.0633 | 0 | 0 | 2.8641 | 2.8641 | 2.8641 | 2
WA_4C_LO_2010_EL | 4C | LO | EL | 10692 | ASHRAE30pct-state-4C | OfficeLarge | STD2010 | WA-Seattle-WA | Zone4C | Zone4C(WA-Seattle-WA) | ASHRAE30pct-state-STD2010 | state | WA | 0.0767 | 0.96 | ASHRAE30pct-state-4C_OfficeLarge_STD2010_WA-Seattle-WA.table.csv.gz | Large Office | Seattle Seattle Tacoma Intl A WA USA TMY3 WMO#=727930 | Electricity | 2791.6667 | 413036.1144 | 1060761.1196 | 189955.5571 | 5632122.2673 | 529147.2265 | 623772.2272 | 79647.2229 | 42230.5559 | 327372.2248 | 0 | 0 | 0 | 0 | 8923158.4047 | 0 | 8900836.1823 | 22322.2224 | 551469.4489 | 214.1208 | 31679.87 | 81360.3779 | 14569.5912 | 431983.7779 | 40585.5923 | 47843.3298 | 6108.942 | 3239.0836 | 25109.4496 | 0 | 0 | 0 | 0 | 684406.2496 | 0 | 682694.1352 | 1712.1145 | 42297.7067 | 9.5279 | 1409.6795 | 3620.3448 | 648.3124 | 19222.2587 | 1805.9631 | 2128.9153 | 271.8335 | 144.1316 | 1117.3113 | 0 | 0 | 0 | 0 | 30454.463 | 0 | 30378.278 | 76.1851 | 1882.1481 | 7.2612 | 1.3003 | 42.3283 | 4.2699 | 0.54521 | 0 | 3.1164 | 0.01911 | 0 | 2.241 | 0 | 60.9286 | 61.0814 | 61.0814 | 1
WA_4C_LO_2013_EL | 4C | LO | EL | 10872 | ASHRAE30pct-state-4C | OfficeLarge | STD2013 | WA-Seattle-WA | Zone4C | Zone4C(WA-Seattle-WA) | ASHRAE30pct-state-STD2013 | state | WA | 0.0767 | 0.96 | ASHRAE30pct-state-4C_OfficeLarge_STD2013_WA-Seattle-WA.table.csv.gz | Large Office | Seattle Seattle Tacoma Intl A WA USA TMY3 WMO#=727930 | Electricity | 3011.1111 | 397200.0032 | 950858.3409 | 189955.5571 | 5626841.7117 | 528030.5598 | 594619.4492 | 69647.2228 | 31363.8891 | 329397.2249 | 0 | 0 | 0 | 0 | 8743102.8477 | 0 | 8720925.0698 | 22177.778 | 550208.3377 | 230.9522 | 30465.2402 | 72930.8348 | 14569.5912 | 431578.7593 | 40499.9439 | 45607.3118 | 5341.942 | 2405.6103 | 25264.7671 | 0 | 0 | 0 | 0 | 670595.9884 | 0 | 668894.9529 | 1701.0356 | 42200.9795 | 10.2768 | 1355.6313 | 3245.25 | 648.3124 | 19204.2363 | 1802.1519 | 2029.4177 | 237.7038 | 107.044 | 1124.2225 | 0 | 0 | 0 | 0 | 29839.939 | 0 | 29764.2469 | 75.6921 | 1877.844 | 6.5089 | 1.3003 | 42.2836 | 4.0703 | 0.47675 | 0 | 2.9336 | 0.020612 | 0 | 2.2548 | 0 | 59.6971 | 59.8489 | 59.8489 | 2
WA_4C_LO_2010_NG | 4C | LO | NG | 10701 | ASHRAE30pct-state-4C | OfficeLarge | STD2010 | WA-Seattle-WA | Zone4C | Zone4C(WA-Seattle-WA) | ASHRAE30pct-state-STD2010 | state | WA | 0.0767 | 0.96 | ASHRAE30pct-state-4C_OfficeLarge_STD2010_WA-Seattle-WA.table.csv.gz | Large Office | Seattle Seattle Tacoma Intl A WA USA TMY3 WMO#=727930 | Natural Gas | 1203813.0459 | 0 | 0 | 0 | 0 | 0 | 0 | 0 | 0 | 0 | 0 | 530351.0695 | 0 | 0 | 1734164.1154 | 0 | 1734164.1154 | 0 | 0 | 11556.6052 | 0 | 0 | 0 | 0 | 0 | 0 | 0 | 0 | 0 | 0 | 5091.3703 | 0 | 0 | 16647.9755 | 0 | 16647.9755 | 0 | 0 | 1203.813 | 0 | 0 | 0 | 0 | 0 | 0 | 0 | 0 | 0 | 0 | 530.3511 | 0 | 0 | 1734.1641 | 0 | 1734.1641 | 0 | 0 | 0 | 0 | 0 | 0 | 0 | 0 | 0 | 2.4144 | 1.0637 | 0 | 0 | 3.4782 | 3.4782 | 3.4782 | 1
WA_4C_LO_2013_NG | 4C | LO | NG | 10881 | ASHRAE30pct-state-4C | OfficeLarge | STD2013 | WA-Seattle-WA | Zone4C | Zone4C(WA-Seattle-WA) | ASHRAE30pct-state-STD2013 | state | WA | 0.0767 | 0.96 | ASHRAE30pct-state-4C_OfficeLarge_STD2013_WA-Seattle-WA.table.csv.gz | Large Office | Seattle Seattle Tacoma Intl A WA USA TMY3 WMO#=727930 | Natural Gas | 973692.5274 | 0 | 0 | 0 | 0 | 0 | 0 | 0 | 0 | 0 | 0 | 530180.4624 | 0 | 0 | 1503872.9898 | 0 | 1503872.9898 | 0 | 0 | 9347.4483 | 0 | 0 | 0 | 0 | 0 | 0 | 0 | 0 | 0 | 0 | 5089.7324 | 0 | 0 | 14437.1807 | 0 | 14437.1807 | 0 | 0 | 973.6925 | 0 | 0 | 0 | 0 | 0 | 0 | 0 | 0 | 0 | 0 | 530.1805 | 0 | 0 | 1503.873 | 0 | 1503.873 | 0 | 0 | 0 | 0 | 0 | 0 | 0 | 0 | 0 | 1.9529 | 1.0634 | 0 | 0 | 3.0163 | 3.0163 | 3.0163 | 2
CT_5A_LO_2010_EL | 5A | LO | EL | 12072 | ASHRAE30pct-state-5A | OfficeLarge | STD2010 | CT-HartfordBradley-CT | Zone5A | Zone5A(CT-HartfordBradley-CT) | ASHRAE30pct-state-STD2010 | state | CT | 0.147 | 0.82 | ASHRAE30pct-state-5A_OfficeLarge_STD2010_CT-HartfordBradley-CT.table.csv.gz | Large Office | Hartford Bradley Intl Ap CT USA TMY3 WMO#=725080 | Electricity | 1683.3333 | 743638.8948 | 1054655.564 | 190163.8904 | 5632122.2673 | 529147.2265 | 613569.4494 | 129572.2233 | 127000.001 | 475897.226 | 0 | 0 | 0 | 0 | 9519772.2984 | 0 | 9497450.076 | 22322.2224 | 551469.4489 | 247.45 | 109314.9175 | 155034.3679 | 27954.0919 | 827921.9733 | 77784.6423 | 90194.7091 | 19047.1168 | 18669.0001 | 69956.8922 | 0 | 0 | 0 | 0 | 1399406.5279 | 0 | 1396125.1612 | 3281.3667 | 81066.009 | 5.7452 | 2538.0165 | 3599.5067 | 649.0235 | 19222.2587 | 1805.9631 | 2094.0935 | 442.226 | 433.4471 | 1624.2225 | 0 | 0 | 0 | 0 | 32490.6877 | 0 | 32414.5027 | 76.1851 | 1882.1481 | 7.2194 | 1.3017 | 42.3283 | 4.2 | 0.88696 | 0 | 5.9598 | 0.011523 | 0 | 3.2576 | 0 | 65.0126 | 65.1654 | 65.1654 | 1
CT_5A_LO_2013_EL | 5A | LO | EL | 13212 | ASHRAE30pct-state-5A | OfficeLarge | STD2013 | CT-HartfordBradley-CT | Zone5A | Zone5A(CT-HartfordBradley-CT) | ASHRAE30pct-state-STD2013 | state | CT | 0.147 | 0.82 | ASHRAE30pct-state-5A_OfficeLarge_STD2013_CT-HartfordBradley-CT.table.csv.gz | Large Office | Hartford Bradley Intl Ap CT USA TMY3 WMO#=725080 | Electricity | 2825 | 690161.1166 | 947683.3409 | 190163.8904 | 5626841.7117 | 528030.5598 | 597872.227 | 117233.3343 | 102944.4453 | 476605.5594 | 13547.2223 | 0 | 0 | 0 | 9316086.1856 | 0 | 9293908.4077 | 22177.778 | 550208.3377 | 415.275 | 101453.6841 | 139309.4511 | 27954.0919 | 827145.7316 | 77620.4923 | 87887.2174 | 17233.3001 | 15132.8335 | 70061.0172 | 1991.4417 | 0 | 0 | 0 | 1369464.6693 | 0 | 1366204.5359 | 3260.1334 | 80880.6256 | 9.6416 | 2355.4985 | 3234.4139 | 649.0235 | 19204.2363 | 1802.1519 | 2040.5194 | 400.1137 | 351.3462 | 1626.64 | 46.2362 | 0 | 0 | 0 | 31795.5134 | 0 | 31719.8213 | 75.6921 | 1877.844 | 6.4871 | 1.3017 | 42.2836 | 4.0926 | 0.80249 | 0.092734 | 5.429 | 0.019338 | 0 | 3.2625 | 0 | 63.6193 | 63.7711 | 63.7711 | 2
CT_5A_LO_2010_NG | 5A | LO | NG | 12081 | ASHRAE30pct-state-5A | OfficeLarge | STD2010 | CT-HartfordBradley-CT | Zone5A | Zone5A(CT-HartfordBradley-CT) | ASHRAE30pct-state-STD2010 | state | CT | 0.147 | 0.82 | ASHRAE30pct-state-5A_OfficeLarge_STD2010_CT-HartfordBradley-CT.table.csv.gz | Large Office | Hartford Bradley Intl Ap CT USA TMY3 WMO#=725080 | Natural Gas | 3233989.9261 | 0 | 0 | 0 | 0 | 0 | 0 | 0 | 0 | 0 | 0 | 543393.0331 | 0 | 0 | 3777382.9592 | 0 | 3777382.9592 | 0 | 0 | 26518.7174 | 0 | 0 | 0 | 0 | 0 | 0 | 0 | 0 | 0 | 0 | 4455.8229 | 0 | 0 | 30974.5403 | 0 | 30974.5403 | 0 | 0 | 3233.9899 | 0 | 0 | 0 | 0 | 0 | 0 | 0 | 0 | 0 | 0 | 543.393 | 0 | 0 | 3777.383 | 0 | 3777.383 | 0 | 0 | 0 | 0 | 0 | 0 | 0 | 0 | 0 | 6.4863 | 1.0899 | 0 | 0 | 7.5762 | 7.5762 | 7.5762 | 1
CT_5A_LO_2013_NG | 5A | LO | NG | 13221 | ASHRAE30pct-state-5A | OfficeLarge | STD2013 | CT-HartfordBradley-CT | Zone5A | Zone5A(CT-HartfordBradley-CT) | ASHRAE30pct-state-STD2013 | state | CT | 0.147 | 0.82 | ASHRAE30pct-state-5A_OfficeLarge_STD2013_CT-HartfordBradley-CT.table.csv.gz | Large Office | Hartford Bradley Intl Ap CT USA TMY3 WMO#=725080 | Natural Gas | 4331145.1116 | 0 | 0 | 0 | 0 | 0 | 0 | 0 | 0 | 0 | 0 | 543231.9042 | 0 | 0 | 4874377.0157 | 0 | 4874377.0157 | 0 | 0 | 35515.3899 | 0 | 0 | 0 | 0 | 0 | 0 | 0 | 0 | 0 | 0 | 4454.5016 | 0 | 0 | 39969.8915 | 0 | 39969.8915 | 0 | 0 | 4331.1451 | 0 | 0 | 0 | 0 | 0 | 0 | 0 | 0 | 0 | 0 | 543.2319 | 0 | 0 | 4874.377 | 0 | 4874.377 | 0 | 0 | 0 | 0 | 0 | 0 | 0 | 0 | 0 | 8.6868 | 1.0895 | 0 | 0 | 9.7764 | 9.7764 | 9.7764 | 2
IA_5A_LO_2010_EL | 5A | LO | EL | 12132 | ASHRAE30pct-state-5A | OfficeLarge | STD2010 | IA-DesMoines-IA | Zone5A | Zone5A(IA-DesMoines-IA) | ASHRAE30pct-state-STD2010 | state | IA | 0.08 | 0.7 | ASHRAE30pct-state-5A_OfficeLarge_STD2010_IA-DesMoines-IA.table.csv.gz | Large Office | Des Moines Intl Ap IA USA TMY3 WMO#=725460 | Electricity | 2183.3334 | 936083.3408 | 1052430.564 | 189291.6682 | 5632122.2673 | 529147.2265 | 643447.2274 | 155902.779 | 103452.7786 | 495875.004 | 0 | 0 | 0 | 0 | 9762255.6337 | 0 | 9739936.189 | 22319.4446 | 551466.6711 | 174.6667 | 74886.6673 | 84194.4451 | 15143.3335 | 450569.7814 | 42331.7781 | 51475.7782 | 12472.2223 | 8276.2223 | 39670.0003 | 0 | 0 | 0 | 0 | 780980.4507 | 0 | 779194.8951 | 1785.5556 | 44117.3337 | 7.4516 | 3194.8234 | 3591.9129 | 646.0466 | 19222.2587 | 1805.9631 | 2196.0654 | 532.0914 | 353.0811 | 1692.406 | 0 | 0 | 0 | 0 | 33318.2758 | 0 | 33242.1003 | 76.1756 | 1882.1387 | 7.2042 | 1.2958 | 42.3283 | 4.4046 | 1.0672 | 0 | 7.1159 | 0.014946 | 0 | 3.3944 | 0 | 66.6725 | 66.8253 | 66.8253 | 1
IA_5A_LO_2013_EL | 5A | LO | EL | 13272 | ASHRAE30pct-state-5A | OfficeLarge | STD2013 | IA-DesMoines-IA | Zone5A | Zone5A(IA-DesMoines-IA) | ASHRAE30pct-state-STD2013 | state | IA | 0.08 | 0.7 | ASHRAE30pct-state-5A_OfficeLarge_STD2013_IA-DesMoines-IA.table.csv.gz | Large Office | Des Moines Intl Ap IA USA TMY3 WMO#=725460 | Electricity | 3016.6667 | 856811.118 | 945791.6742 | 189291.6682 | 5626841.7117 | 528030.5598 | 626911.1161 | 140525.0011 | 85325.0007 | 498033.3373 | 18636.1113 | 0 | 0 | 0 | 9541388.9652 | 0 | 9519213.965 | 22175.0002 | 550205.56 | 241.3333 | 68544.8894 | 75663.3339 | 15143.3335 | 450147.3369 | 42242.4448 | 50152.8893 | 11242.0001 | 6826.0001 | 39842.667 | 1490.8889 | 0 | 0 | 0 | 763311.1172 | 0 | 761537.1172 | 1774 | 44016.4448 | 10.2958 | 2924.2698 | 3227.9577 | 646.0466 | 19204.2363 | 1802.1519 | 2139.6282 | 479.6075 | 291.2116 | 1699.7723 | 63.6045 | 0 | 0 | 0 | 32564.4648 | 0 | 32488.7822 | 75.6826 | 1877.8345 | 6.4742 | 1.2958 | 42.2836 | 4.2914 | 0.96193 | 0.12757 | 6.4492 | 0.02065 | 0 | 3.4092 | 0 | 65.1616 | 65.3134 | 65.3134 | 2
IA_5A_LO_2010_NG | 5A | LO | NG | 12141 | ASHRAE30pct-state-5A | OfficeLarge | STD2010 | IA-DesMoines-IA | Zone5A | Zone5A(IA-DesMoines-IA) | ASHRAE30pct-state-STD2010 | state | IA | 0.08 | 0.7 | ASHRAE30pct-state-5A_OfficeLarge_STD2010_IA-DesMoines-IA.table.csv.gz | Large Office | Des Moines Intl Ap IA USA TMY3 WMO#=725460 | Natural Gas | 4692017.0018 | 0 | 0 | 0 | 0 | 0 | 0 | 0 | 0 | 0 | 0 | 543421.4676 | 0 | 0 | 5235438.4694 | 0 | 5235438.4694 | 0 | 0 | 32844.119 | 0 | 0 | 0 | 0 | 0 | 0 | 0 | 0 | 0 | 0 | 3803.9503 | 0 | 0 | 36648.0693 | 0 | 36648.0693 | 0 | 0 | 4692.017 | 0 | 0 | 0 | 0 | 0 | 0 | 0 | 0 | 0 | 0 | 543.4215 | 0 | 0 | 5235.4385 | 0 | 5235.4385 | 0 | 0 | 0 | 0 | 0 | 0 | 0 | 0 | 0 | 9.4106 | 1.0899 | 0 | 0 | 10.5005 | 10.5005 | 10.5005 | 1
IA_5A_LO_2013_NG | 5A | LO | NG | 13281 | ASHRAE30pct-state-5A | OfficeLarge | STD2013 | IA-DesMoines-IA | Zone5A | Zone5A(IA-DesMoines-IA) | ASHRAE30pct-state-STD2013 | state | IA | 0.08 | 0.7 | ASHRAE30pct-state-5A_OfficeLarge_STD2013_IA-DesMoines-IA.table.csv.gz | Large Office | Des Moines Intl Ap IA USA TMY3 WMO#=725460 | Natural Gas | 5172408.6309 | 0 | 0 | 0 | 0 | 0 | 0 | 0 | 0 | 0 | 0 | 543241.3823 | 0 | 0 | 5715640.5351 | 0 | 5715650.0132 | 0 | 0 | 36206.8604 | 0 | 0 | 0 | 0 | 0 | 0 | 0 | 0 | 0 | 0 | 3802.6897 | 0 | 0 | 40009.4837 | 0 | 40009.5501 | 0 | 0 | 5172.4086 | 0 | 0 | 0 | 0 | 0 | 0 | 0 | 0 | 0 | 0 | 543.2414 | 0 | 0 | 5715.6405 | 0 | 5715.65 | 0 | 0 | 0 | 0 | 0 | 0 | 0 | 0 | 0 | 10.3741 | 1.0896 | 0 | 0 | 11.4637 | 11.4637 | 11.4637 | 2
IL_5A_LO_2010_EL | 5A | LO | EL | 12192 | ASHRAE30pct-state-5A | OfficeLarge | STD2010 | IL-Peoria-IL | Zone5A | Zone5A(IL-Peoria-IL) | ASHRAE30pct-state-STD2010 | state | IL | 0.0819 | 0.76 | ASHRAE30pct-state-5A_OfficeLarge_STD2010_IL-Peoria-IL.table.csv.gz | Large Office | Peoria Greater Peoria Ap IL USA TMY3 WMO#=725320 | Electricity | 1977.7778 | 861208.3402 | 1053127.7862 | 189786.1126 | 5632122.2673 | 529147.2265 | 631019.4495 | 150633.3345 | 97425.0008 | 415594.4478 | 0 | 0 | 0 | 0 | 9584358.41 | 0 | 9562041.7432 | 22316.6668 | 551463.8933 | 161.98 | 70532.9631 | 86251.1657 | 15543.4826 | 461270.8137 | 43337.1578 | 51680.4929 | 12336.8701 | 7979.1076 | 34037.1853 | 0 | 0 | 0 | 0 | 784958.9538 | 0 | 783131.2188 | 1827.735 | 45164.8929 | 6.7501 | 2939.2774 | 3594.2925 | 647.7341 | 19222.2587 | 1805.9631 | 2153.6498 | 514.1069 | 332.5085 | 1418.411 | 0 | 0 | 0 | 0 | 32711.1181 | 0 | 32634.952 | 76.1661 | 1882.1292 | 7.2089 | 1.2991 | 42.3283 | 4.3195 | 1.0311 | 0 | 6.5621 | 0.013538 | 0 | 2.8449 | 0 | 65.4547 | 65.6075 | 65.6075 | 1
IL_5A_LO_2013_EL | 5A | LO | EL | 13332 | ASHRAE30pct-state-5A | OfficeLarge | STD2013 | IL-Peoria-IL | Zone5A | Zone5A(IL-Peoria-IL) | ASHRAE30pct-state-STD2013 | state | IL | 0.0819 | 0.76 | ASHRAE30pct-state-5A_OfficeLarge_STD2013_IL-Peoria-IL.table.csv.gz | Large Office | Peoria Greater Peoria Ap IL USA TMY3 WMO#=725320 | Electricity | 2616.6667 | 797000.0064 | 946497.2298 | 189786.1126 | 5626841.7117 | 528030.5598 | 614558.3382 | 136716.6678 | 78847.2229 | 418627.7811 | 16983.3335 | 0 | 0 | 0 | 9378683.4084 | 0 | 9356505.6304 | 22177.778 | 550208.3377 | 214.305 | 65274.3005 | 77518.1231 | 15543.4826 | 460838.3362 | 43245.7028 | 50332.3279 | 11197.0951 | 6457.5876 | 34285.6153 | 1390.935 | 0 | 0 | 0 | 768114.1711 | 0 | 766297.8111 | 1816.36 | 45062.0629 | 8.9306 | 2720.1363 | 3230.3657 | 647.7341 | 19204.2363 | 1802.1519 | 2097.4686 | 466.6097 | 269.1031 | 1428.7636 | 57.9636 | 0 | 0 | 0 | 32009.1557 | 0 | 31933.4637 | 75.6921 | 1877.844 | 6.479 | 1.2991 | 42.2836 | 4.2068 | 0.93586 | 0.11626 | 5.9954 | 0.017912 | 0 | 2.8656 | 0 | 64.0478 | 64.1996 | 64.1996 | 2
IL_5A_LO_2010_NG | 5A | LO | NG | 12201 | ASHRAE30pct-state-5A | OfficeLarge | STD2010 | IL-Peoria-IL | Zone5A | Zone5A(IL-Peoria-IL) | ASHRAE30pct-state-STD2010 | state | IL | 0.0819 | 0.76 | ASHRAE30pct-state-5A_OfficeLarge_STD2010_IL-Peoria-IL.table.csv.gz | Large Office | Peoria Greater Peoria Ap IL USA TMY3 WMO#=725320 | Natural Gas | 4316084.2975 | 0 | 0 | 0 | 0 | 0 | 0 | 0 | 0 | 0 | 0 | 543402.5112 | 0 | 0 | 4859486.8088 | 0 | 4859486.8088 | 0 | 0 | 32802.2407 | 0 | 0 | 0 | 0 | 0 | 0 | 0 | 0 | 0 | 0 | 4129.8591 | 0 | 0 | 36932.0997 | 0 | 36932.0997 | 0 | 0 | 4316.0843 | 0 | 0 | 0 | 0 | 0 | 0 | 0 | 0 | 0 | 0 | 543.4025 | 0 | 0 | 4859.4868 | 0 | 4859.4868 | 0 | 0 | 0 | 0 | 0 | 0 | 0 | 0 | 0 | 8.6566 | 1.0899 | 0 | 0 | 9.7465 | 9.7465 | 9.7465 | 1
IL_5A_LO_2013_NG | 5A | LO | NG | 13341 | ASHRAE30pct-state-5A | OfficeLarge | STD2013 | IL-Peoria-IL | Zone5A | Zone5A(IL-Peoria-IL) | ASHRAE30pct-state-STD2013 | state | IL | 0.0819 | 0.76 | ASHRAE30pct-state-5A_OfficeLarge_STD2013_IL-Peoria-IL.table.csv.gz | Large Office | Peoria Greater Peoria Ap IL USA TMY3 WMO#=725320 | Natural Gas | 4833725.1394 | 0 | 0 | 0 | 0 | 0 | 0 | 0 | 0 | 0 | 0 | 543231.9042 | 0 | 0 | 5376957.0436 | 0 | 5376957.0436 | 0 | 0 | 36736.3111 | 0 | 0 | 0 | 0 | 0 | 0 | 0 | 0 | 0 | 0 | 4128.5625 | 0 | 0 | 40864.8735 | 0 | 40864.8735 | 0 | 0 | 4833.7251 | 0 | 0 | 0 | 0 | 0 | 0 | 0 | 0 | 0 | 0 | 543.2319 | 0 | 0 | 5376.957 | 0 | 5376.957 | 0 | 0 | 0 | 0 | 0 | 0 | 0 | 0 | 0 | 9.6948 | 1.0895 | 0 | 0 | 10.7844 | 10.7844 | 10.7844 | 2
IN_5A_LO_2010_EL | 5A | LO | EL | 12252 | ASHRAE30pct-state-5A | OfficeLarge | STD2010 | IN-Indianapolis-IN | Zone5A | Zone5A(IN-Indianapolis-IN) | ASHRAE30pct-state-STD2010 | state | IN | 0.0907 | 0.75 | ASHRAE30pct-state-5A_OfficeLarge_STD2010_IN-Indianapolis-IN.table.csv.gz | Large Office | Indianapolis Intl Ap IN USA TMY3 WMO#=724380 | Electricity | 3177.7778 | 931025.0074 | 1052294.4529 | 188480.5571 | 5632122.2673 | 529147.2265 | 635755.5606 | 153430.5568 | 105461.112 | 421319.4478 | 0 | 0 | 0 | 0 | 9674533.4107 | 0 | 9652213.9661 | 22319.4446 | 551466.6711 | 288.2244 | 84443.9682 | 95443.1069 | 17095.1865 | 510833.4896 | 47993.6534 | 57663.0294 | 13916.1515 | 9565.3229 | 38213.6739 | 0 | 0 | 0 | 0 | 877480.1804 | 0 | 875455.8067 | 2024.3736 | 50018.0271 | 10.8457 | 3177.5595 | 3591.4483 | 643.2783 | 19222.2587 | 1805.9631 | 2169.814 | 523.6537 | 359.9355 | 1437.9502 | 0 | 0 | 0 | 0 | 33018.8826 | 0 | 32942.707 | 76.1756 | 1882.1387 | 7.2032 | 1.2902 | 42.3283 | 4.3519 | 1.0503 | 0 | 7.095 | 0.021753 | 0 | 2.884 | 0 | 66.072 | 66.2248 | 66.2248 | 1
IN_5A_LO_2013_EL | 5A | LO | EL | 13392 | ASHRAE30pct-state-5A | OfficeLarge | STD2013 | IN-Indianapolis-IN | Zone5A | Zone5A(IN-Indianapolis-IN) | ASHRAE30pct-state-STD2013 | state | IN | 0.0907 | 0.75 | ASHRAE30pct-state-5A_OfficeLarge_STD2013_IN-Indianapolis-IN.table.csv.gz | Large Office | Indianapolis Intl Ap IN USA TMY3 WMO#=724380 | Electricity | 3580.5556 | 856091.6735 | 945358.3409 | 188480.5571 | 5626841.7117 | 528030.5598 | 621177.7827 | 140891.6678 | 85752.7785 | 423888.8923 | 18391.6668 | 0 | 0 | 0 | 9460663.9646 | 0 | 9438486.1866 | 22177.778 | 550208.3377 | 324.7564 | 77647.5148 | 85744.0015 | 17095.1865 | 510354.5432 | 47892.3718 | 56340.8249 | 12778.8743 | 7777.777 | 38446.7225 | 1668.1242 | 0 | 0 | 0 | 858082.2216 | 0 | 856070.6971 | 2011.5245 | 49903.8962 | 12.2203 | 2921.8143 | 3226.4787 | 643.2783 | 19204.2363 | 1802.1519 | 2120.0605 | 480.8589 | 292.6716 | 1446.7196 | 62.7702 | 0 | 0 | 0 | 32288.9528 | 0 | 32213.2608 | 75.6921 | 1877.844 | 6.4712 | 1.2902 | 42.2836 | 4.2521 | 0.96444 | 0.1259 | 6.4472 | 0.02451 | 0 | 2.9016 | 0 | 64.609 | 64.7608 | 64.7608 | 2
IN_5A_LO_2010_NG | 5A | LO | NG | 12261 | ASHRAE30pct-state-5A | OfficeLarge | STD2010 | IN-Indianapolis-IN | Zone5A | Zone5A(IN-Indianapolis-IN) | ASHRAE30pct-state-STD2010 | state | IN | 0.0907 | 0.75 | ASHRAE30pct-state-5A_OfficeLarge_STD2010_IN-Indianapolis-IN.table.csv.gz | Large Office | Indianapolis Intl Ap IN USA TMY3 WMO#=724380 | Natural Gas | 4003048.7373 | 0 | 0 | 0 | 0 | 0 | 0 | 0 | 0 | 0 | 0 | 543402.5112 | 0 | 0 | 4546451.2485 | 0 | 4546451.2485 | 0 | 0 | 30022.8655 | 0 | 0 | 0 | 0 | 0 | 0 | 0 | 0 | 0 | 0 | 4075.5188 | 0 | 0 | 34098.3844 | 0 | 34098.3844 | 0 | 0 | 4003.0487 | 0 | 0 | 0 | 0 | 0 | 0 | 0 | 0 | 0 | 0 | 543.4025 | 0 | 0 | 4546.4512 | 0 | 4546.4512 | 0 | 0 | 0 | 0 | 0 | 0 | 0 | 0 | 0 | 8.0288 | 1.0899 | 0 | 0 | 9.1187 | 9.1187 | 9.1187 | 1
IN_5A_LO_2013_NG | 5A | LO | NG | 13401 | ASHRAE30pct-state-5A | OfficeLarge | STD2013 | IN-Indianapolis-IN | Zone5A | Zone5A(IN-Indianapolis-IN) | ASHRAE30pct-state-STD2013 | state | IN | 0.0907 | 0.75 | ASHRAE30pct-state-5A_OfficeLarge_STD2013_IN-Indianapolis-IN.table.csv.gz | Large Office | Indianapolis Intl Ap IN USA TMY3 WMO#=724380 | Natural Gas | 4648891.3229 | 0 | 0 | 0 | 0 | 0 | 0 | 0 | 0 | 0 | 0 | 543231.9042 | 0 | 0 | 5192123.227 | 0 | 5192123.227 | 0 | 0 | 34866.6849 | 0 | 0 | 0 | 0 | 0 | 0 | 0 | 0 | 0 | 0 | 4074.2393 | 0 | 0 | 38940.9242 | 0 | 38940.9242 | 0 | 0 | 4648.8913 | 0 | 0 | 0 | 0 | 0 | 0 | 0 | 0 | 0 | 0 | 543.2319 | 0 | 0 | 5192.1232 | 0 | 5192.1232 | 0 | 0 | 0 | 0 | 0 | 0 | 0 | 0 | 0 | 9.3241 | 1.0895 | 0 | 0 | 10.4137 | 10.4137 | 10.4137 | 2
KS_5A_LO_2010_EL | 5A | LO | EL | 12312 | ASHRAE30pct-state-5A | OfficeLarge | STD2010 | KS-Goodland-KS | Zone5A | Zone5A(KS-Goodland-KS) | ASHRAE30pct-state-STD2010 | state | KS | 0.0913 | 0.86 | ASHRAE30pct-state-5A_OfficeLarge_STD2010_KS-Goodland-KS.table.csv.gz | Large Office | Goodland Renner Field KS USA TMY3 WMO#=724650 | Electricity | 4833.3334 | 790763.8952 | 1052897.2306 | 190061.1126 | 5632122.2673 | 529147.2265 | 718491.6724 | 122061.1121 | 111422.2231 | 528922.2265 | 0 | 0 | 0 | 0 | 9703041.7443 | 0 | 9680722.2997 | 22319.4446 | 551466.6711 | 441.2833 | 72196.7436 | 96129.5172 | 17352.5796 | 514212.763 | 48311.1418 | 65598.2897 | 11144.1795 | 10172.849 | 48290.5993 | 0 | 0 | 0 | 0 | 885887.7113 | 0 | 883849.946 | 2037.7653 | 50348.9071 | 16.496 | 2698.8527 | 3593.5056 | 648.6727 | 19222.2587 | 1805.9631 | 2452.1898 | 416.5908 | 380.2806 | 1805.1952 | 0 | 0 | 0 | 0 | 33116.1807 | 0 | 33040.0051 | 76.1756 | 1882.1387 | 7.2074 | 1.301 | 42.3283 | 4.9183 | 0.83554 | 0 | 6.1757 | 0.033085 | 0 | 3.6206 | 0 | 66.2671 | 66.4199 | 66.4199 | 1
KS_5A_LO_2013_EL | 5A | LO | EL | 13452 | ASHRAE30pct-state-5A | OfficeLarge | STD2013 | KS-Goodland-KS | Zone5A | Zone5A(KS-Goodland-KS) | ASHRAE30pct-state-STD2013 | state | KS | 0.0913 | 0.86 | ASHRAE30pct-state-5A_OfficeLarge_STD2013_KS-Goodland-KS.table.csv.gz | Large Office | Goodland Renner Field KS USA TMY3 WMO#=724650 | Electricity | 1272.2222 | 748061.1171 | 946383.3409 | 190061.1126 | 5626841.7117 | 528030.5598 | 697313.8945 | 112786.112 | 87036.1118 | 526138.8931 | 17858.3335 | 0 | 0 | 0 | 9503958.4094 | 0 | 9481783.4092 | 22175.0002 | 550205.56 | 116.1539 | 68297.98 | 86404.799 | 17352.5796 | 513730.6483 | 48209.1901 | 63664.7586 | 10297.372 | 7946.397 | 48036.4809 | 1630.4658 | 0 | 0 | 0 | 867711.4028 | 0 | 865686.8253 | 2024.5775 | 50233.7676 | 4.3421 | 2553.1094 | 3229.977 | 648.6727 | 19204.2363 | 1802.1519 | 2379.9107 | 384.9355 | 297.0516 | 1795.6957 | 60.9499 | 0 | 0 | 0 | 32436.7154 | 0 | 32361.0328 | 75.6826 | 1877.8345 | 6.4782 | 1.301 | 42.2836 | 4.7733 | 0.77205 | 0.12225 | 5.7165 | 0.0087087 | 0 | 3.6016 | 0 | 64.9054 | 65.0572 | 65.0572 | 2
KS_5A_LO_2010_NG | 5A | LO | NG | 12321 | ASHRAE30pct-state-5A | OfficeLarge | STD2010 | KS-Goodland-KS | Zone5A | Zone5A(KS-Goodland-KS) | ASHRAE30pct-state-STD2010 | state | KS | 0.0913 | 0.86 | ASHRAE30pct-state-5A_OfficeLarge_STD2010_KS-Goodland-KS.table.csv.gz | Large Office | Goodland Renner Field KS USA TMY3 WMO#=724650 | Natural Gas | 3343576.5415 | 0 | 0 | 0 | 0 | 0 | 0 | 0 | 0 | 0 | 0 | 543355.1204 | 0 | 0 | 3886931.6619 | 0 | 3886931.6619 | 0 | 0 | 28754.7583 | 0 | 0 | 0 | 0 | 0 | 0 | 0 | 0 | 0 | 0 | 4672.854 | 0 | 0 | 33427.6123 | 0 | 33427.6123 | 0 | 0 | 3343.5765 | 0 | 0 | 0 | 0 | 0 | 0 | 0 | 0 | 0 | 0 | 543.3551 | 0 | 0 | 3886.9317 | 0 | 3886.9317 | 0 | 0 | 0 | 0 | 0 | 0 | 0 | 0 | 0 | 6.7061 | 1.0898 | 0 | 0 | 7.7959 | 7.7959 | 7.7959 | 1
KS_5A_LO_2013_NG | 5A | LO | NG | 13461 | ASHRAE30pct-state-5A | OfficeLarge | STD2013 | KS-Goodland-KS | Zone5A | Zone5A(KS-Goodland-KS) | ASHRAE30pct-state-STD2013 | state | KS | 0.0913 | 0.86 | ASHRAE30pct-state-5A_OfficeLarge_STD2013_KS-Goodland-KS.table.csv.gz | Large Office | Goodland Renner Field KS USA TMY3 WMO#=724650 | Natural Gas | 3598179.1763 | 0 | 0 | 0 | 0 | 0 | 0 | 0 | 0 | 0 | 0 | 543175.0351 | 0 | 0 | 4141354.2114 | 0 | 4141354.2114 | 0 | 0 | 30944.3409 | 0 | 0 | 0 | 0 | 0 | 0 | 0 | 0 | 0 | 0 | 4671.3053 | 0 | 0 | 35615.6462 | 0 | 35615.6462 | 0 | 0 | 3598.1792 | 0 | 0 | 0 | 0 | 0 | 0 | 0 | 0 | 0 | 0 | 543.175 | 0 | 0 | 4141.3542 | 0 | 4141.3542 | 0 | 0 | 0 | 0 | 0 | 0 | 0 | 0 | 0 | 7.2167 | 1.0894 | 0 | 0 | 8.3062 | 8.3062 | 8.3062 | 2
MA_5A_LO_2010_EL | 5A | LO | EL | 12372 | ASHRAE30pct-state-5A | OfficeLarge | STD2010 | MA-BostonLogan-MA | Zone5A | Zone5A(MA-BostonLogan-MA) | ASHRAE30pct-state-STD2010 | state | MA | 0.1397 | 1.01 | ASHRAE30pct-state-5A_OfficeLarge_STD2010_MA-BostonLogan-MA.table.csv.gz | Large Office | Boston Logan IntL Arpt MA USA TMY3 WMO#=725090 | Electricity | 1666.6667 | 716816.6724 | 1055311.1196 | 190555.5571 | 5632122.2673 | 529147.2265 | 608955.5604 | 127547.2232 | 123655.5565 | 448019.448 | 0 | 0 | 0 | 0 | 9456113.9645 | 0 | 9433797.2977 | 22316.6668 | 551463.8933 | 232.8333 | 100139.2891 | 147426.9634 | 26620.6113 | 786807.4807 | 73921.8675 | 85071.0918 | 17818.3471 | 17274.6812 | 62588.3169 | 0 | 0 | 0 | 0 | 1321019.1208 | 0 | 1317901.4825 | 3117.6384 | 77039.5059 | 5.6883 | 2446.4731 | 3601.7441 | 650.3602 | 19222.2587 | 1805.9631 | 2078.3465 | 435.3147 | 422.0326 | 1529.0765 | 0 | 0 | 0 | 0 | 32273.4238 | 0 | 32197.2577 | 76.1661 | 1882.1292 | 7.2239 | 1.3044 | 42.3283 | 4.1685 | 0.8731 | 0 | 5.7533 | 0.011409 | 0 | 3.0668 | 0 | 64.5769 | 64.7296 | 64.7296 | 1
MA_5A_LO_2013_EL | 5A | LO | EL | 13512 | ASHRAE30pct-state-5A | OfficeLarge | STD2013 | MA-BostonLogan-MA | Zone5A | Zone5A(MA-BostonLogan-MA) | ASHRAE30pct-state-STD2013 | state | MA | 0.1397 | 1.01 | ASHRAE30pct-state-5A_OfficeLarge_STD2013_MA-BostonLogan-MA.table.csv.gz | Large Office | Boston Logan IntL Arpt MA USA TMY3 WMO#=725090 | Electricity | 3297.2222 | 670200.0054 | 948102.7854 | 190555.5571 | 5626841.7117 | 528030.5598 | 592722.227 | 116036.112 | 99105.5563 | 449830.5592 | 9863.889 | 0 | 0 | 0 | 9256763.9629 | 0 | 9234586.185 | 22177.778 | 550208.3377 | 460.6219 | 93626.9407 | 132449.9591 | 26620.6113 | 786069.7871 | 73765.8692 | 82803.2951 | 16210.2449 | 13845.0462 | 62841.3291 | 1377.9853 | 0 | 0 | 0 | 1293169.9256 | 0 | 1290071.69 | 3098.2356 | 76864.1048 | 11.2533 | 2287.3718 | 3235.8454 | 650.3602 | 19204.2363 | 1802.1519 | 2022.9426 | 396.0277 | 338.2442 | 1535.2578 | 33.6651 | 0 | 0 | 0 | 31593.0484 | 0 | 31517.3564 | 75.6921 | 1877.844 | 6.49 | 1.3044 | 42.2836 | 4.0573 | 0.7943 | 0.067521 | 5.2661 | 0.02257 | 0 | 3.0792 | 0 | 63.2132 | 63.365 | 63.365 | 2
MA_5A_LO_2010_NG | 5A | LO | NG | 12381 | ASHRAE30pct-state-5A | OfficeLarge | STD2010 | MA-BostonLogan-MA | Zone5A | Zone5A(MA-BostonLogan-MA) | ASHRAE30pct-state-STD2010 | state | MA | 0.1397 | 1.01 | ASHRAE30pct-state-5A_OfficeLarge_STD2010_MA-BostonLogan-MA.table.csv.gz | Large Office | Boston Logan IntL Arpt MA USA TMY3 WMO#=725090 | Natural Gas | 3388209.2497 | 0 | 0 | 0 | 0 | 0 | 0 | 0 | 0 | 0 | 0 | 543383.5549 | 0 | 0 | 3931592.8046 | 0 | 3931592.8046 | 0 | 0 | 34220.9134 | 0 | 0 | 0 | 0 | 0 | 0 | 0 | 0 | 0 | 0 | 5488.1739 | 0 | 0 | 39709.0873 | 0 | 39709.0873 | 0 | 0 | 3388.2092 | 0 | 0 | 0 | 0 | 0 | 0 | 0 | 0 | 0 | 0 | 543.3836 | 0 | 0 | 3931.5928 | 0 | 3931.5928 | 0 | 0 | 0 | 0 | 0 | 0 | 0 | 0 | 0 | 6.7956 | 1.0898 | 0 | 0 | 7.8855 | 7.8855 | 7.8855 | 1
MA_5A_LO_2013_NG | 5A | LO | NG | 13521 | ASHRAE30pct-state-5A | OfficeLarge | STD2013 | MA-BostonLogan-MA | Zone5A | Zone5A(MA-BostonLogan-MA) | ASHRAE30pct-state-STD2013 | state | MA | 0.1397 | 1.01 | ASHRAE30pct-state-5A_OfficeLarge_STD2013_MA-BostonLogan-MA.table.csv.gz | Large Office | Boston Logan IntL Arpt MA USA TMY3 WMO#=725090 | Natural Gas | 4401615.3144 | 0 | 0 | 0 | 0 | 0 | 0 | 0 | 0 | 0 | 0 | 543212.9478 | 0 | 0 | 4944837.7404 | 0 | 4944828.2622 | 0 | 0 | 44456.3147 | 0 | 0 | 0 | 0 | 0 | 0 | 0 | 0 | 0 | 0 | 5486.4508 | 0 | 0 | 49942.8612 | 0 | 49942.7654 | 0 | 0 | 4401.6153 | 0 | 0 | 0 | 0 | 0 | 0 | 0 | 0 | 0 | 0 | 543.2129 | 0 | 0 | 4944.8377 | 0 | 4944.8283 | 0 | 0 | 0 | 0 | 0 | 0 | 0 | 0 | 0 | 8.8282 | 1.0895 | 0 | 0 | 9.9177 | 9.9177 | 9.9177 | 2
MD_5A_LO_2010_EL | 5A | LO | EL | 12432 | ASHRAE30pct-state-5A | OfficeLarge | STD2010 | MD-Harrisburg-PA | Zone5A | Zone5A(MD-Harrisburg-PA) | ASHRAE30pct-state-STD2010 | state | MD | 0.1052 | 0.99 | ASHRAE30pct-state-5A_OfficeLarge_STD2010_MD-Harrisburg-PA.table.csv.gz | Large Office | Middletown Harrisburg Intl Ap PA USA TMY3 WMO#=725115 | Electricity | 1758.3333 | 882763.896 | 1055302.7862 | 189244.446 | 5632122.2673 | 529147.2265 | 613550.0049 | 146111.1123 | 102052.7786 | 421861.1145 | 0 | 0 | 0 | 0 | 9596227.8545 | 0 | 9573913.9655 | 22313.8891 | 551461.1155 | 184.9767 | 92866.7619 | 111017.8531 | 19908.5157 | 592499.2625 | 55666.2882 | 64545.4605 | 15370.889 | 10735.9523 | 44379.7892 | 0 | 0 | 0 | 0 | 1009523.1703 | 0 | 1007175.7492 | 2347.4211 | 58013.7094 | 6.0011 | 3012.8458 | 3601.7157 | 645.8854 | 19222.2587 | 1805.9631 | 2094.0271 | 498.6727 | 348.303 | 1439.7989 | 0 | 0 | 0 | 0 | 32751.6282 | 0 | 32675.4716 | 76.1566 | 1882.1197 | 7.2238 | 1.2954 | 42.3283 | 4.1999 | 1.0002 | 0 | 6.7413 | 0.012036 | 0 | 2.8878 | 0 | 65.536 | 65.6888 | 65.6888 | 1
MD_5A_LO_2013_EL | 5A | LO | EL | 13572 | ASHRAE30pct-state-5A | OfficeLarge | STD2013 | MD-Harrisburg-PA | Zone5A | Zone5A(MD-Harrisburg-PA) | ASHRAE30pct-state-STD2013 | state | MD | 0.1052 | 0.99 | ASHRAE30pct-state-5A_OfficeLarge_STD2013_MD-Harrisburg-PA.table.csv.gz | Large Office | Middletown Harrisburg Intl Ap PA USA TMY3 WMO#=725115 | Electricity | 3319.4445 | 809125.0065 | 947555.5631 | 189244.446 | 5626841.7117 | 528030.5598 | 597650.0048 | 132005.5566 | 83111.1118 | 424108.3367 | 16927.7779 | 0 | 0 | 0 | 9380100.075 | 0 | 9357919.5193 | 22180.5557 | 550211.1155 | 349.2056 | 85119.9507 | 99682.8452 | 19908.5157 | 591943.7481 | 55548.8149 | 62872.7805 | 13886.9846 | 8743.289 | 44616.197 | 1780.8022 | 0 | 0 | 0 | 986786.5279 | 0 | 984453.1334 | 2333.3945 | 57882.2094 | 11.3292 | 2761.5186 | 3233.9778 | 645.8854 | 19204.2363 | 1802.1519 | 2039.7609 | 450.5309 | 283.6556 | 1447.4686 | 57.774 | 0 | 0 | 0 | 32013.9908 | 0 | 31938.2892 | 75.7015 | 1877.8535 | 6.4863 | 1.2954 | 42.2836 | 4.0911 | 0.90361 | 0.11588 | 6.1076 | 0.022722 | 0 | 2.9031 | 0 | 64.0575 | 64.2093 | 64.2093 | 2
MD_5A_LO_2010_NG | 5A | LO | NG | 12441 | ASHRAE30pct-state-5A | OfficeLarge | STD2010 | MD-Harrisburg-PA | Zone5A | Zone5A(MD-Harrisburg-PA) | ASHRAE30pct-state-STD2010 | state | MD | 0.1052 | 0.99 | ASHRAE30pct-state-5A_OfficeLarge_STD2010_MD-Harrisburg-PA.table.csv.gz | Large Office | Middletown Harrisburg Intl Ap PA USA TMY3 WMO#=725115 | Natural Gas | 3859899.9177 | 0 | 0 | 0 | 0 | 0 | 0 | 0 | 0 | 0 | 0 | 543402.5112 | 0 | 0 | 4403311.9071 | 0 | 4403302.4289 | 0 | 0 | 38213.0092 | 0 | 0 | 0 | 0 | 0 | 0 | 0 | 0 | 0 | 0 | 5379.6849 | 0 | 0 | 43592.7879 | 0 | 43592.694 | 0 | 0 | 3859.8999 | 0 | 0 | 0 | 0 | 0 | 0 | 0 | 0 | 0 | 0 | 543.4025 | 0 | 0 | 4403.3119 | 0 | 4403.3024 | 0 | 0 | 0 | 0 | 0 | 0 | 0 | 0 | 0 | 7.7417 | 1.0899 | 0 | 0 | 8.8315 | 8.8316 | 8.8315 | 1
MD_5A_LO_2013_NG | 5A | LO | NG | 13581 | ASHRAE30pct-state-5A | OfficeLarge | STD2013 | MD-Harrisburg-PA | Zone5A | Zone5A(MD-Harrisburg-PA) | ASHRAE30pct-state-STD2013 | state | MD | 0.1052 | 0.99 | ASHRAE30pct-state-5A_OfficeLarge_STD2013_MD-Harrisburg-PA.table.csv.gz | Large Office | Middletown Harrisburg Intl Ap PA USA TMY3 WMO#=725115 | Natural Gas | 4702054.3851 | 0 | 0 | 0 | 0 | 0 | 0 | 0 | 0 | 0 | 0 | 543231.9042 | 0 | 0 | 5245286.2893 | 0 | 5245286.2893 | 0 | 0 | 46550.3384 | 0 | 0 | 0 | 0 | 0 | 0 | 0 | 0 | 0 | 0 | 5377.9959 | 0 | 0 | 51928.3343 | 0 | 51928.3343 | 0 | 0 | 4702.0544 | 0 | 0 | 0 | 0 | 0 | 0 | 0 | 0 | 0 | 0 | 543.2319 | 0 | 0 | 5245.2863 | 0 | 5245.2863 | 0 | 0 | 0 | 0 | 0 | 0 | 0 | 0 | 0 | 9.4307 | 1.0895 | 0 | 0 | 10.5203 | 10.5203 | 10.5203 | 2
MI_5A_LO_2010_EL | 5A | LO | EL | 12492 | ASHRAE30pct-state-5A | OfficeLarge | STD2010 | MI-Lansing-MI | Zone5A | Zone5A(MI-Lansing-MI) | ASHRAE30pct-state-STD2010 | state | MI | 0.1095 | 0.82 | ASHRAE30pct-state-5A_OfficeLarge_STD2010_MI-Lansing-MI.table.csv.gz | Large Office | Lansing Capital City Arpt MI USA TMY3 WMO#=725390 | Electricity | 2233.3334 | 720350.0058 | 1054411.1195 | 188508.3348 | 5632122.2673 | 529147.2265 | 626436.1161 | 125452.7788 | 121413.8899 | 450150.0036 | 0 | 0 | 0 | 0 | 9472538.9647 | 0 | 9450225.0756 | 22313.8891 | 551461.1155 | 244.55 | 78878.3256 | 115458.0176 | 20641.6627 | 616717.3883 | 57941.6213 | 68594.7547 | 13737.0793 | 13294.8209 | 49291.4254 | 0 | 0 | 0 | 0 | 1037243.0166 | 0 | 1034799.6458 | 2443.3709 | 60384.9921 | 7.6223 | 2458.5322 | 3598.6725 | 643.3731 | 19222.2587 | 1805.9631 | 2138.007 | 428.1664 | 414.3818 | 1536.348 | 0 | 0 | 0 | 0 | 32329.4818 | 0 | 32253.3252 | 76.1566 | 1882.1197 | 7.2177 | 1.2904 | 42.3283 | 4.2881 | 0.85876 | 0 | 5.7621 | 0.015288 | 0 | 3.0814 | 0 | 64.6893 | 64.8421 | 64.8421 | 1
MI_5A_LO_2013_EL | 5A | LO | EL | 13632 | ASHRAE30pct-state-5A | OfficeLarge | STD2013 | MI-Lansing-MI | Zone5A | Zone5A(MI-Lansing-MI) | ASHRAE30pct-state-STD2013 | state | MI | 0.1095 | 0.82 | ASHRAE30pct-state-5A_OfficeLarge_STD2013_MI-Lansing-MI.table.csv.gz | Large Office | Lansing Capital City Arpt MI USA TMY3 WMO#=725390 | Electricity | 2680.5556 | 675277.7832 | 946855.5631 | 188508.3348 | 5626841.7117 | 528030.5598 | 609866.6715 | 116888.8898 | 100050.0008 | 453461.1147 | 12363.889 | 0 | 0 | 0 | 9283011.1854 | 0 | 9260825.0741 | 22186.1113 | 550216.6711 | 293.5208 | 73942.9173 | 103680.6842 | 20641.6627 | 616139.1674 | 57819.3463 | 66780.4005 | 12799.3334 | 10955.4751 | 49653.9921 | 1353.8458 | 0 | 0 | 0 | 1016489.7248 | 0 | 1014060.3456 | 2429.3792 | 60248.7255 | 9.1487 | 2304.7021 | 3231.5887 | 643.3731 | 19204.2363 | 1802.1519 | 2081.456 | 398.9382 | 341.4676 | 1547.6487 | 42.1976 | 0 | 0 | 0 | 31682.6294 | 0 | 31606.9089 | 75.7205 | 1877.8724 | 6.4815 | 1.2904 | 42.2836 | 4.1747 | 0.80014 | 0.084634 | 5.3073 | 0.018349 | 0 | 3.1041 | 0 | 63.3928 | 63.5447 | 63.5447 | 2
MI_5A_LO_2010_NG | 5A | LO | NG | 12501 | ASHRAE30pct-state-5A | OfficeLarge | STD2010 | MI-Lansing-MI | Zone5A | Zone5A(MI-Lansing-MI) | ASHRAE30pct-state-STD2010 | state | MI | 0.1095 | 0.82 | ASHRAE30pct-state-5A_OfficeLarge_STD2010_MI-Lansing-MI.table.csv.gz | Large Office | Lansing Capital City Arpt MI USA TMY3 WMO#=725390 | Natural Gas | 5082915.7385 | 0 | 0 | 0 | 0 | 0 | 0 | 0 | 0 | 0 | 0 | 543430.9458 | 0 | 0 | 5626346.6842 | 0 | 5626346.6842 | 0 | 0 | 41679.9091 | 0 | 0 | 0 | 0 | 0 | 0 | 0 | 0 | 0 | 0 | 4456.1338 | 0 | 0 | 46136.0428 | 0 | 46136.0428 | 0 | 0 | 5082.9157 | 0 | 0 | 0 | 0 | 0 | 0 | 0 | 0 | 0 | 0 | 543.4309 | 0 | 0 | 5626.3467 | 0 | 5626.3467 | 0 | 0 | 0 | 0 | 0 | 0 | 0 | 0 | 0 | 10.1946 | 1.0899 | 0 | 0 | 11.2846 | 11.2846 | 11.2846 | 1
MI_5A_LO_2013_NG | 5A | LO | NG | 13641 | ASHRAE30pct-state-5A | OfficeLarge | STD2013 | MI-Lansing-MI | Zone5A | Zone5A(MI-Lansing-MI) | ASHRAE30pct-state-STD2013 | state | MI | 0.1095 | 0.82 | ASHRAE30pct-state-5A_OfficeLarge_STD2013_MI-Lansing-MI.table.csv.gz | Large Office | Lansing Capital City Arpt MI USA TMY3 WMO#=725390 | Natural Gas | 5826478.2691 | 0 | 0 | 0 | 0 | 0 | 0 | 0 | 0 | 0 | 0 | 543260.3387 | 0 | 0 | 6369738.6078 | 0 | 6369738.6078 | 0 | 0 | 47777.1218 | 0 | 0 | 0 | 0 | 0 | 0 | 0 | 0 | 0 | 0 | 4454.7348 | 0 | 0 | 52231.8566 | 0 | 52231.8566 | 0 | 0 | 5826.4783 | 0 | 0 | 0 | 0 | 0 | 0 | 0 | 0 | 0 | 0 | 543.2603 | 0 | 0 | 6369.7386 | 0 | 6369.7386 | 0 | 0 | 0 | 0 | 0 | 0 | 0 | 0 | 0 | 11.686 | 1.0896 | 0 | 0 | 12.7756 | 12.7756 | 12.7756 | 2
MO_5A_LO_2010_EL | 5A | LO | EL | 12552 | ASHRAE30pct-state-5A | OfficeLarge | STD2010 | MO-Kirksville-MO | Zone5A | Zone5A(MO-Kirksville-MO) | ASHRAE30pct-state-STD2010 | state | MO | 0.0816 | 0.95 | ASHRAE30pct-state-5A_OfficeLarge_STD2010_MO-Kirksville-MO.table.csv.gz | Large Office | Kirksville Regional Ap MO USA TMY3 WMO#=724455 | Electricity | 2322.2222 | 954583.341 | 1055222.2307 | 189341.6682 | 5632122.2673 | 529147.2265 | 636269.4495 | 158527.779 | 110655.5564 | 409908.3366 | 0 | 0 | 0 | 0 | 9700419.522 | 0 | 9678100.0774 | 22319.4446 | 551466.6711 | 189.4933 | 77894.0006 | 86106.134 | 15450.2801 | 459581.177 | 43178.4137 | 51919.5871 | 12935.8668 | 9029.4934 | 33448.5203 | 0 | 0 | 0 | 0 | 791554.233 | 0 | 789732.9663 | 1821.2667 | 44999.6804 | 7.9257 | 3257.9634 | 3601.4408 | 646.2172 | 19222.2587 | 1805.9631 | 2171.5679 | 541.0504 | 377.664 | 1399.0044 | 0 | 0 | 0 | 0 | 33107.2311 | 0 | 33031.0555 | 76.1756 | 1882.1387 | 7.2233 | 1.2961 | 42.3283 | 4.3554 | 1.0852 | 0 | 7.2918 | 0.015896 | 0 | 2.8059 | 0 | 66.2492 | 66.402 | 66.402 | 1
MO_5A_LO_2013_EL | 5A | LO | EL | 13692 | ASHRAE30pct-state-5A | OfficeLarge | STD2013 | MO-Kirksville-MO | Zone5A | Zone5A(MO-Kirksville-MO) | ASHRAE30pct-state-STD2013 | state | MO | 0.0816 | 0.95 | ASHRAE30pct-state-5A_OfficeLarge_STD2013_MO-Kirksville-MO.table.csv.gz | Large Office | Kirksville Regional Ap MO USA TMY3 WMO#=724455 | Electricity | 3172.2222 | 868863.8958 | 947422.2298 | 189341.6682 | 5626841.7117 | 528030.5598 | 619175.005 | 143572.2234 | 92400.0007 | 413052.7811 | 16361.1112 | 0 | 0 | 0 | 9470408.4091 | 0 | 9448233.4089 | 22175.0002 | 550205.56 | 258.8533 | 70899.2939 | 77309.654 | 15450.2801 | 459150.2837 | 43087.2937 | 50524.6804 | 11715.4934 | 7539.8401 | 33705.1069 | 1335.0667 | 0 | 0 | 0 | 772785.3262 | 0 | 770975.8462 | 1809.48 | 44896.7737 | 10.8267 | 2965.4055 | 3233.5227 | 646.2172 | 19204.2363 | 1802.1519 | 2113.2251 | 490.0075 | 315.3583 | 1409.7363 | 55.84 | 0 | 0 | 0 | 32322.2103 | 0 | 32246.5277 | 75.6826 | 1877.8345 | 6.4854 | 1.2961 | 42.2836 | 4.2384 | 0.98279 | 0.112 | 6.5801 | 0.021715 | 0 | 2.8275 | 0 | 64.6757 | 64.8275 | 64.8275 | 2
MO_5A_LO_2010_NG | 5A | LO | NG | 12561 | ASHRAE30pct-state-5A | OfficeLarge | STD2010 | MO-Kirksville-MO | Zone5A | Zone5A(MO-Kirksville-MO) | ASHRAE30pct-state-STD2010 | state | MO | 0.0816 | 0.95 | ASHRAE30pct-state-5A_OfficeLarge_STD2010_MO-Kirksville-MO.table.csv.gz | Large Office | Kirksville Regional Ap MO USA TMY3 WMO#=724455 | Natural Gas | 5066120.4191 | 0 | 0 | 0 | 0 | 0 | 0 | 0 | 0 | 0 | 0 | 543421.4676 | 0 | 0 | 5609541.8867 | 0 | 5609541.8867 | 0 | 0 | 48128.144 | 0 | 0 | 0 | 0 | 0 | 0 | 0 | 0 | 0 | 0 | 5162.5039 | 0 | 0 | 53290.6479 | 0 | 53290.6479 | 0 | 0 | 5066.1204 | 0 | 0 | 0 | 0 | 0 | 0 | 0 | 0 | 0 | 0 | 543.4215 | 0 | 0 | 5609.5419 | 0 | 5609.5419 | 0 | 0 | 0 | 0 | 0 | 0 | 0 | 0 | 0 | 10.1609 | 1.0899 | 0 | 0 | 11.2509 | 11.2509 | 11.2509 | 1
MO_5A_LO_2013_NG | 5A | LO | NG | 13701 | ASHRAE30pct-state-5A | OfficeLarge | STD2013 | MO-Kirksville-MO | Zone5A | Zone5A(MO-Kirksville-MO) | ASHRAE30pct-state-STD2013 | state | MO | 0.0816 | 0.95 | ASHRAE30pct-state-5A_OfficeLarge_STD2013_MO-Kirksville-MO.table.csv.gz | Large Office | Kirksville Regional Ap MO USA TMY3 WMO#=724455 | Natural Gas | 5326912.2997 | 0 | 0 | 0 | 0 | 0 | 0 | 0 | 0 | 0 | 0 | 543250.8605 | 0 | 0 | 5870172.6383 | 0 | 5870163.1602 | 0 | 0 | 50605.6668 | 0 | 0 | 0 | 0 | 0 | 0 | 0 | 0 | 0 | 0 | 5160.8832 | 0 | 0 | 55766.6401 | 0 | 55766.55 | 0 | 0 | 5326.9123 | 0 | 0 | 0 | 0 | 0 | 0 | 0 | 0 | 0 | 0 | 543.2509 | 0 | 0 | 5870.1726 | 0 | 5870.1632 | 0 | 0 | 0 | 0 | 0 | 0 | 0 | 0 | 0 | 10.684 | 1.0896 | 0 | 0 | 11.7736 | 11.7736 | 11.7736 | 2
NC_5A_LO_2010_EL | 5A | LO | EL | 12612 | ASHRAE30pct-state-5A | OfficeLarge | STD2010 | NC-Elkins-WV | Zone5A | Zone5A(NC-Elkins-WV) | ASHRAE30pct-state-STD2010 | state | NC | 0.0861 | 0.84 | ASHRAE30pct-state-5A_OfficeLarge_STD2010_NC-Elkins-WV.table.csv.gz | Large Office | Elkins Elkins Randolph Co Arp WV USA TMY3 WMO#=724170 | Electricity | 2833.3334 | 716350.0057 | 1052775.0084 | 188947.2237 | 5632122.2673 | 529147.2265 | 648683.3385 | 119844.4454 | 118911.1121 | 426147.2256 | 0 | 0 | 0 | 0 | 9458080.6312 | 0 | 9435761.1866 | 22319.4446 | 551466.6711 | 243.95 | 61677.7355 | 90643.9282 | 16268.356 | 484925.7272 | 45559.5762 | 55851.6354 | 10318.6067 | 10238.2467 | 36691.2761 | 0 | 0 | 0 | 0 | 814340.7423 | 0 | 812419.0382 | 1921.7042 | 47481.2804 | 9.6701 | 2444.8804 | 3593.0885 | 644.871 | 19222.2587 | 1805.9631 | 2213.9361 | 409.0254 | 405.8399 | 1454.4273 | 0 | 0 | 0 | 0 | 32280.136 | 0 | 32203.9604 | 76.1756 | 1882.1387 | 7.2065 | 1.2934 | 42.3283 | 4.4404 | 0.82037 | 0 | 5.7176 | 0.019395 | 0 | 2.9171 | 0 | 64.5903 | 64.7431 | 64.7431 | 1
NC_5A_LO_2013_EL | 5A | LO | EL | 13752 | ASHRAE30pct-state-5A | OfficeLarge | STD2013 | NC-Elkins-WV | Zone5A | Zone5A(NC-Elkins-WV) | ASHRAE30pct-state-STD2013 | state | NC | 0.0861 | 0.84 | ASHRAE30pct-state-5A_OfficeLarge_STD2013_NC-Elkins-WV.table.csv.gz | Large Office | Elkins Elkins Randolph Co Arp WV USA TMY3 WMO#=724170 | Electricity | 1477.7778 | 683861.1166 | 945997.2298 | 188947.2237 | 5626841.7117 | 528030.5598 | 633836.1162 | 112663.8898 | 95541.6674 | 430997.2257 | 8272.2223 | 0 | 0 | 0 | 9278644.5187 | 0 | 9256466.7407 | 22177.778 | 550208.3377 | 127.2367 | 58880.4421 | 81450.3615 | 16268.356 | 484471.0714 | 45463.4312 | 54573.2896 | 9700.3609 | 8226.1376 | 37108.8611 | 712.2383 | 0 | 0 | 0 | 798891.2931 | 0 | 796981.7864 | 1909.5067 | 47372.9379 | 5.0436 | 2333.9968 | 3228.6592 | 644.871 | 19204.2363 | 1802.1519 | 2163.263 | 384.5184 | 326.0807 | 1470.9802 | 28.2328 | 0 | 0 | 0 | 31667.7261 | 0 | 31592.034 | 75.6921 | 1877.844 | 6.4756 | 1.2934 | 42.2836 | 4.3388 | 0.77121 | 0.056626 | 5.3352 | 0.010116 | 0 | 2.9503 | 0 | 63.363 | 63.5148 | 63.5148 | 2
NC_5A_LO_2010_NG | 5A | LO | NG | 12621 | ASHRAE30pct-state-5A | OfficeLarge | STD2010 | NC-Elkins-WV | Zone5A | Zone5A(NC-Elkins-WV) | ASHRAE30pct-state-STD2010 | state | NC | 0.0861 | 0.84 | ASHRAE30pct-state-5A_OfficeLarge_STD2010_NC-Elkins-WV.table.csv.gz | Large Office | Elkins Elkins Randolph Co Arp WV USA TMY3 WMO#=724170 | Natural Gas | 2933598.2463 | 0 | 0 | 0 | 0 | 0 | 0 | 0 | 0 | 0 | 0 | 543374.0767 | 0 | 0 | 3476972.323 | 0 | 3476972.323 | 0 | 0 | 24642.2253 | 0 | 0 | 0 | 0 | 0 | 0 | 0 | 0 | 0 | 0 | 4564.3422 | 0 | 0 | 29206.5675 | 0 | 29206.5675 | 0 | 0 | 2933.5982 | 0 | 0 | 0 | 0 | 0 | 0 | 0 | 0 | 0 | 0 | 543.3741 | 0 | 0 | 3476.9723 | 0 | 3476.9723 | 0 | 0 | 0 | 0 | 0 | 0 | 0 | 0 | 0 | 5.8838 | 1.0898 | 0 | 0 | 6.9736 | 6.9736 | 6.9736 | 1
NC_5A_LO_2013_NG | 5A | LO | NG | 13761 | ASHRAE30pct-state-5A | OfficeLarge | STD2013 | NC-Elkins-WV | Zone5A | Zone5A(NC-Elkins-WV) | ASHRAE30pct-state-STD2013 | state | NC | 0.0861 | 0.84 | ASHRAE30pct-state-5A_OfficeLarge_STD2013_NC-Elkins-WV.table.csv.gz | Large Office | Elkins Elkins Randolph Co Arp WV USA TMY3 WMO#=724170 | Natural Gas | 3831730.7929 | 0 | 0 | 0 | 0 | 0 | 0 | 0 | 0 | 0 | 0 | 543193.9915 | 0 | 0 | 4374915.3062 | 0 | 4374924.7843 | 0 | 0 | 32186.5387 | 0 | 0 | 0 | 0 | 0 | 0 | 0 | 0 | 0 | 0 | 4562.8295 | 0 | 0 | 36749.2886 | 0 | 36749.3682 | 0 | 0 | 3831.7308 | 0 | 0 | 0 | 0 | 0 | 0 | 0 | 0 | 0 | 0 | 543.194 | 0 | 0 | 4374.9153 | 0 | 4374.9248 | 0 | 0 | 0 | 0 | 0 | 0 | 0 | 0 | 0 | 7.6852 | 1.0895 | 0 | 0 | 8.7746 | 8.7746 | 8.7746 | 2
NE_5A_LO_2010_EL | 5A | LO | EL | 12672 | ASHRAE30pct-state-5A | OfficeLarge | STD2010 | NE-Omaha-NE | Zone5A | Zone5A(NE-Omaha-NE) | ASHRAE30pct-state-STD2010 | state | NE | 0.084 | 0.6 | ASHRAE30pct-state-5A_OfficeLarge_STD2010_NE-Omaha-NE.table.csv.gz | Large Office | Omaha Eppley Airfield NE USA TMY3 WMO#=725500 | Electricity | 1500 | 1015900.0081 | 1055250.0084 | 188786.1126 | 5632122.2673 | 529147.2265 | 643747.2274 | 162080.5569 | 119141.6676 | 427169.4479 | 0 | 0 | 0 | 0 | 9797161.1895 | 0 | 9774844.5226 | 22316.6668 | 551463.8933 | 126 | 85335.6007 | 88641.0007 | 15858.0335 | 473098.2705 | 44448.367 | 54074.7671 | 13614.7668 | 10007.9001 | 35882.2336 | 0 | 0 | 0 | 0 | 822961.5399 | 0 | 821086.9399 | 1874.6 | 46322.967 | 5.1195 | 3467.2352 | 3601.5356 | 644.3212 | 19222.2587 | 1805.9631 | 2197.0893 | 553.1759 | 406.6268 | 1457.9161 | 0 | 0 | 0 | 0 | 33437.4074 | 0 | 33361.2413 | 76.1661 | 1882.1292 | 7.2235 | 1.2923 | 42.3283 | 4.4066 | 1.1095 | 0 | 7.7697 | 0.010268 | 0 | 2.9241 | 0 | 66.9114 | 67.0642 | 67.0642 | 1
NE_5A_LO_2013_EL | 5A | LO | EL | 13812 | ASHRAE30pct-state-5A | OfficeLarge | STD2013 | NE-Omaha-NE | Zone5A | Zone5A(NE-Omaha-NE) | ASHRAE30pct-state-STD2013 | state | NE | 0.084 | 0.6 | ASHRAE30pct-state-5A_OfficeLarge_STD2013_NE-Omaha-NE.table.csv.gz | Large Office | Omaha Eppley Airfield NE USA TMY3 WMO#=725500 | Electricity | 2183.3334 | 925108.3407 | 947444.452 | 188786.1126 | 5626841.7117 | 528030.5598 | 626116.6717 | 146397.2234 | 98738.8897 | 429519.4479 | 21144.4446 | 0 | 0 | 0 | 9562486.1876 | 0 | 9540311.1874 | 22175.0002 | 550205.56 | 183.4 | 77709.1006 | 79585.334 | 15858.0335 | 472654.7038 | 44354.567 | 52593.8004 | 12297.3668 | 8294.0667 | 36079.6336 | 1776.1333 | 0 | 0 | 0 | 803248.8398 | 0 | 801386.1397 | 1862.7 | 46217.267 | 7.4516 | 3157.3661 | 3233.5985 | 644.3212 | 19204.2363 | 1802.1519 | 2136.9168 | 499.6492 | 336.9928 | 1465.9366 | 72.1653 | 0 | 0 | 0 | 32636.4689 | 0 | 32560.7863 | 75.6826 | 1877.8345 | 6.4855 | 1.2923 | 42.2836 | 4.2859 | 1.0021 | 0.14474 | 7.0085 | 0.014946 | 0 | 2.9402 | 0 | 65.306 | 65.4578 | 65.4578 | 2
NE_5A_LO_2010_NG | 5A | LO | NG | 12681 | ASHRAE30pct-state-5A | OfficeLarge | STD2010 | NE-Omaha-NE | Zone5A | Zone5A(NE-Omaha-NE) | ASHRAE30pct-state-STD2010 | state | NE | 0.084 | 0.6 | ASHRAE30pct-state-5A_OfficeLarge_STD2010_NE-Omaha-NE.table.csv.gz | Large Office | Omaha Eppley Airfield NE USA TMY3 WMO#=725500 | Natural Gas | 4074419.3664 | 0 | 0 | 0 | 0 | 0 | 0 | 0 | 0 | 0 | 0 | 543393.0331 | 0 | 0 | 4617821.8777 | 0 | 4617812.3995 | 0 | 0 | 24446.5162 | 0 | 0 | 0 | 0 | 0 | 0 | 0 | 0 | 0 | 0 | 3260.3582 | 0 | 0 | 27706.9313 | 0 | 27706.8744 | 0 | 0 | 4074.4194 | 0 | 0 | 0 | 0 | 0 | 0 | 0 | 0 | 0 | 0 | 543.393 | 0 | 0 | 4617.8219 | 0 | 4617.8124 | 0 | 0 | 0 | 0 | 0 | 0 | 0 | 0 | 0 | 8.1719 | 1.0899 | 0 | 0 | 9.2618 | 9.2618 | 9.2618 | 1
NE_5A_LO_2013_NG | 5A | LO | NG | 13821 | ASHRAE30pct-state-5A | OfficeLarge | STD2013 | NE-Omaha-NE | Zone5A | Zone5A(NE-Omaha-NE) | ASHRAE30pct-state-STD2013 | state | NE | 0.084 | 0.6 | ASHRAE30pct-state-5A_OfficeLarge_STD2013_NE-Omaha-NE.table.csv.gz | Large Office | Omaha Eppley Airfield NE USA TMY3 WMO#=725500 | Natural Gas | 4662520.933 | 0 | 0 | 0 | 0 | 0 | 0 | 0 | 0 | 0 | 0 | 543222.426 | 0 | 0 | 5205752.8372 | 0 | 5205743.359 | 0 | 0 | 27975.1256 | 0 | 0 | 0 | 0 | 0 | 0 | 0 | 0 | 0 | 0 | 3259.3346 | 0 | 0 | 31234.517 | 0 | 31234.4602 | 0 | 0 | 4662.5209 | 0 | 0 | 0 | 0 | 0 | 0 | 0 | 0 | 0 | 0 | 543.2224 | 0 | 0 | 5205.7528 | 0 | 5205.7434 | 0 | 0 | 0 | 0 | 0 | 0 | 0 | 0 | 0 | 9.3515 | 1.0895 | 0 | 0 | 10.441 | 10.441 | 10.441 | 2
NH_5A_LO_2010_EL | 5A | LO | EL | 12732 | ASHRAE30pct-state-5A | OfficeLarge | STD2010 | NH-Manchester-NH | Zone5A | Zone5A(NH-Manchester-NH) | ASHRAE30pct-state-STD2010 | state | NH | 0.134 | 1.17 | ASHRAE30pct-state-5A_OfficeLarge_STD2010_NH-Manchester-NH.table.csv.gz | Large Office | Manchester Airport NH USA TMY3 WMO#=743945 | Electricity | 2219.4445 | 678033.3388 | 1056872.2307 | 190541.6682 | 5632122.2673 | 529147.2265 | 614702.7827 | 118652.7787 | 113061.112 | 454661.1147 | 0 | 0 | 0 | 0 | 9412330.6309 | 0 | 9390013.964 | 22316.6668 | 551463.8933 | 297.4056 | 90856.4674 | 141620.8789 | 25532.5835 | 754704.3838 | 70905.7283 | 82370.1729 | 15899.4723 | 15150.189 | 60924.5894 | 0 | 0 | 0 | 0 | 1261252.3045 | 0 | 1258261.8712 | 2990.4334 | 73896.1617 | 7.5749 | 2314.1068 | 3607.0722 | 650.3128 | 19222.2587 | 1805.9631 | 2097.9615 | 404.9583 | 385.8741 | 1551.7443 | 0 | 0 | 0 | 0 | 32123.9927 | 0 | 32047.8266 | 76.1661 | 1882.1292 | 7.2346 | 1.3043 | 42.3283 | 4.2078 | 0.81221 | 0 | 5.4153 | 0.015193 | 0 | 3.1123 | 0 | 64.2772 | 64.4299 | 64.4299 | 1
NH_5A_LO_2013_EL | 5A | LO | EL | 13872 | ASHRAE30pct-state-5A | OfficeLarge | STD2013 | NH-Manchester-NH | Zone5A | Zone5A(NH-Manchester-NH) | ASHRAE30pct-state-STD2013 | state | NH | 0.134 | 1.17 | ASHRAE30pct-state-5A_OfficeLarge_STD2013_NH-Manchester-NH.table.csv.gz | Large Office | Manchester Airport NH USA TMY3 WMO#=743945 | Electricity | 2936.1111 | 633330.5606 | 948997.2298 | 190541.6682 | 5626841.7117 | 528030.5598 | 599050.0048 | 106402.7786 | 90005.5563 | 456936.1148 | 11319.4445 | 0 | 0 | 0 | 9216569.5182 | 0 | 9194391.7402 | 22177.778 | 550208.3377 | 393.4389 | 84866.2951 | 127165.6288 | 25532.5835 | 753996.7894 | 70756.095 | 80272.7006 | 14257.9723 | 12060.7445 | 61229.4394 | 1516.8056 | 0 | 0 | 0 | 1235020.3154 | 0 | 1232048.4932 | 2971.8222 | 73727.9173 | 10.0209 | 2161.5376 | 3238.8981 | 650.3128 | 19204.2363 | 1802.1519 | 2044.5391 | 363.1494 | 307.1862 | 1559.5088 | 38.6329 | 0 | 0 | 0 | 31455.8661 | 0 | 31380.174 | 75.6921 | 1877.844 | 6.4961 | 1.3043 | 42.2836 | 4.1007 | 0.72836 | 0.077485 | 4.9514 | 0.020098 | 0 | 3.1279 | 0 | 62.9381 | 63.0899 | 63.0899 | 2
NH_5A_LO_2010_NG | 5A | LO | NG | 12741 | ASHRAE30pct-state-5A | OfficeLarge | STD2010 | NH-Manchester-NH | Zone5A | Zone5A(NH-Manchester-NH) | ASHRAE30pct-state-STD2010 | state | NH | 0.134 | 1.17 | ASHRAE30pct-state-5A_OfficeLarge_STD2010_NH-Manchester-NH.table.csv.gz | Large Office | Manchester Airport NH USA TMY3 WMO#=743945 | Natural Gas | 3362106.3662 | 0 | 0 | 0 | 0 | 0 | 0 | 0 | 0 | 0 | 0 | 543393.0331 | 0 | 0 | 3905499.3993 | 0 | 3905499.3993 | 0 | 0 | 39336.6445 | 0 | 0 | 0 | 0 | 0 | 0 | 0 | 0 | 0 | 0 | 6357.6985 | 0 | 0 | 45694.343 | 0 | 45694.343 | 0 | 0 | 3362.1064 | 0 | 0 | 0 | 0 | 0 | 0 | 0 | 0 | 0 | 0 | 543.393 | 0 | 0 | 3905.4994 | 0 | 3905.4994 | 0 | 0 | 0 | 0 | 0 | 0 | 0 | 0 | 0 | 6.7433 | 1.0899 | 0 | 0 | 7.8331 | 7.8331 | 7.8331 | 1
NH_5A_LO_2013_NG | 5A | LO | NG | 13881 | ASHRAE30pct-state-5A | OfficeLarge | STD2013 | NH-Manchester-NH | Zone5A | Zone5A(NH-Manchester-NH) | ASHRAE30pct-state-STD2013 | state | NH | 0.134 | 1.17 | ASHRAE30pct-state-5A_OfficeLarge_STD2013_NH-Manchester-NH.table.csv.gz | Large Office | Manchester Airport NH USA TMY3 WMO#=743945 | Natural Gas | 4107754.0945 | 0 | 0 | 0 | 0 | 0 | 0 | 0 | 0 | 0 | 0 | 543222.426 | 0 | 0 | 4650967.0424 | 0 | 4650976.5205 | 0 | 0 | 48060.7229 | 0 | 0 | 0 | 0 | 0 | 0 | 0 | 0 | 0 | 0 | 6355.7024 | 0 | 0 | 54416.3144 | 0 | 54416.4253 | 0 | 0 | 4107.7541 | 0 | 0 | 0 | 0 | 0 | 0 | 0 | 0 | 0 | 0 | 543.2224 | 0 | 0 | 4650.967 | 0 | 4650.9765 | 0 | 0 | 0 | 0 | 0 | 0 | 0 | 0 | 0 | 8.2388 | 1.0895 | 0 | 0 | 9.3283 | 9.3283 | 9.3283 | 2
NJ_5A_LO_2010_EL | 5A | LO | EL | 12792 | ASHRAE30pct-state-5A | OfficeLarge | STD2010 | NJ-Allentown-PA | Zone5A | Zone5A(NJ-Allentown-PA) | ASHRAE30pct-state-STD2010 | state | NJ | 0.1283 | 0.84 | ASHRAE30pct-state-5A_OfficeLarge_STD2010_NJ-Allentown-PA.table.csv.gz | Large Office | Allentown Lehigh Valley Intl PA USA TMY3 WMO#=725170 | Electricity | 1702.7778 | 792411.1175 | 1053155.564 | 189469.446 | 5632122.2673 | 529147.2265 | 618180.5605 | 136933.3344 | 142669.4456 | 451947.2258 | 0 | 0 | 0 | 0 | 9570058.4099 | 0 | 9547738.9653 | 22319.4446 | 551466.6711 | 218.4664 | 101666.3464 | 135119.8589 | 24308.9299 | 722601.2869 | 67889.5892 | 79312.5659 | 17568.5468 | 18304.4899 | 57984.8291 | 0 | 0 | 0 | 0 | 1227838.494 | 0 | 1224974.9092 | 2863.5847 | 70753.1739 | 5.8115 | 2704.4746 | 3594.3873 | 646.6533 | 19222.2587 | 1805.9631 | 2109.8311 | 467.3492 | 486.9264 | 1542.4819 | 0 | 0 | 0 | 0 | 32662.3127 | 0 | 32586.1371 | 76.1756 | 1882.1387 | 7.2091 | 1.297 | 42.3283 | 4.2316 | 0.93735 | 0 | 6.4009 | 0.011656 | 0 | 3.0937 | 0 | 65.3568 | 65.5096 | 65.5096 | 1
NJ_5A_LO_2013_EL | 5A | LO | EL | 13932 | ASHRAE30pct-state-5A | OfficeLarge | STD2013 | NJ-Allentown-PA | Zone5A | Zone5A(NJ-Allentown-PA) | ASHRAE30pct-state-STD2013 | state | NJ | 0.1283 | 0.84 | ASHRAE30pct-state-5A_OfficeLarge_STD2013_NJ-Allentown-PA.table.csv.gz | Large Office | Allentown Lehigh Valley Intl PA USA TMY3 WMO#=725170 | Electricity | 3116.6667 | 737725.0059 | 946569.452 | 189469.446 | 5626841.7117 | 528030.5598 | 603058.3382 | 124755.5566 | 115630.5565 | 453155.5592 | 14938.889 | 0 | 0 | 0 | 9365472.2971 | 0 | 9343291.7414 | 22180.5557 | 550211.1155 | 399.8683 | 94650.1183 | 121444.8607 | 24308.9299 | 721923.7916 | 67746.3208 | 77372.3848 | 16006.1379 | 14835.4004 | 58139.8582 | 1916.6595 | 0 | 0 | 0 | 1201590.0957 | 0 | 1198744.3304 | 2845.7653 | 70592.0861 | 10.6371 | 2517.8326 | 3230.6122 | 646.6533 | 19204.2363 | 1802.1519 | 2058.2194 | 425.7868 | 394.6435 | 1546.6059 | 50.986 | 0 | 0 | 0 | 31964.0666 | 0 | 31888.3651 | 75.7015 | 1877.8535 | 6.4795 | 1.297 | 42.2836 | 4.1281 | 0.85399 | 0.10226 | 5.8414 | 0.021334 | 0 | 3.102 | 0 | 63.9573 | 64.1092 | 64.1092 | 2
NJ_5A_LO_2010_NG | 5A | LO | NG | 12801 | ASHRAE30pct-state-5A | OfficeLarge | STD2010 | NJ-Allentown-PA | Zone5A | Zone5A(NJ-Allentown-PA) | ASHRAE30pct-state-STD2010 | state | NJ | 0.1283 | 0.84 | ASHRAE30pct-state-5A_OfficeLarge_STD2010_NJ-Allentown-PA.table.csv.gz | Large Office | Allentown Lehigh Valley Intl PA USA TMY3 WMO#=725170 | Natural Gas | 3257789.614 | 0 | 0 | 0 | 0 | 0 | 0 | 0 | 0 | 0 | 0 | 543374.0767 | 0 | 0 | 3801163.6907 | 0 | 3801163.6907 | 0 | 0 | 27365.4328 | 0 | 0 | 0 | 0 | 0 | 0 | 0 | 0 | 0 | 0 | 4564.3422 | 0 | 0 | 31929.775 | 0 | 31929.775 | 0 | 0 | 3257.7896 | 0 | 0 | 0 | 0 | 0 | 0 | 0 | 0 | 0 | 0 | 543.3741 | 0 | 0 | 3801.1637 | 0 | 3801.1637 | 0 | 0 | 0 | 0 | 0 | 0 | 0 | 0 | 0 | 6.534 | 1.0898 | 0 | 0 | 7.6239 | 7.6239 | 7.6239 | 1
NJ_5A_LO_2013_NG | 5A | LO | NG | 13941 | ASHRAE30pct-state-5A | OfficeLarge | STD2013 | NJ-Allentown-PA | Zone5A | Zone5A(NJ-Allentown-PA) | ASHRAE30pct-state-STD2013 | state | NJ | 0.1283 | 0.84 | ASHRAE30pct-state-5A_OfficeLarge_STD2013_NJ-Allentown-PA.table.csv.gz | Large Office | Allentown Lehigh Valley Intl PA USA TMY3 WMO#=725170 | Natural Gas | 4095318.7339 | 0 | 0 | 0 | 0 | 0 | 0 | 0 | 0 | 0 | 0 | 543203.4696 | 0 | 0 | 4638522.2036 | 0 | 4638522.2036 | 0 | 0 | 34400.6774 | 0 | 0 | 0 | 0 | 0 | 0 | 0 | 0 | 0 | 0 | 4562.9091 | 0 | 0 | 38963.5865 | 0 | 38963.5865 | 0 | 0 | 4095.3187 | 0 | 0 | 0 | 0 | 0 | 0 | 0 | 0 | 0 | 0 | 543.2035 | 0 | 0 | 4638.5222 | 0 | 4638.5222 | 0 | 0 | 0 | 0 | 0 | 0 | 0 | 0 | 0 | 8.2138 | 1.0895 | 0 | 0 | 9.3033 | 9.3033 | 9.3033 | 2
NY_5A_LO_2010_EL | 5A | LO | EL | 12852 | ASHRAE30pct-state-5A | OfficeLarge | STD2010 | NY-Albany-NY | Zone5A | Zone5A(NY-Albany-NY) | ASHRAE30pct-state-STD2010 | state | NY | 0.1508 | 0.73 | ASHRAE30pct-state-5A_OfficeLarge_STD2010_NY-Albany-NY.table.csv.gz | Large Office | Albany County Ap NY USA TMY3 WMO#=725180 | Electricity | 1369.4445 | 668319.4498 | 1054069.4529 | 189855.5571 | 5632122.2673 | 529147.2265 | 614866.6716 | 121777.7788 | 111919.4453 | 468011.1149 | 0 | 0 | 0 | 0 | 9413777.8531 | 0 | 9391458.4085 | 22319.4446 | 551466.6711 | 206.5122 | 100782.573 | 158953.6735 | 28630.218 | 849324.0379 | 79795.4017 | 92721.8941 | 18364.089 | 16877.4524 | 70576.0761 | 0 | 0 | 0 | 0 | 1419597.7002 | 0 | 1416231.928 | 3365.7722 | 83161.174 | 4.6739 | 2280.9536 | 3597.5064 | 647.9711 | 19222.2587 | 1805.9631 | 2098.5209 | 415.6238 | 381.9776 | 1597.3074 | 0 | 0 | 0 | 0 | 32128.932 | 0 | 32052.7564 | 76.1756 | 1882.1387 | 7.2154 | 1.2996 | 42.3283 | 4.2089 | 0.8336 | 0 | 5.3409 | 0.0093742 | 0 | 3.2037 | 0 | 64.2871 | 64.4398 | 64.4398 | 1
NY_5A_LO_2013_EL | 5A | LO | EL | 13992 | ASHRAE30pct-state-5A | OfficeLarge | STD2013 | NY-Albany-NY | Zone5A | Zone5A(NY-Albany-NY) | ASHRAE30pct-state-STD2013 | state | NY | 0.1508 | 0.73 | ASHRAE30pct-state-5A_OfficeLarge_STD2013_NY-Albany-NY.table.csv.gz | Large Office | Albany County Ap NY USA TMY3 WMO#=725180 | Electricity | 2944.4445 | 628744.4495 | 947341.6742 | 189855.5571 | 5626841.7117 | 528030.5598 | 600083.3381 | 112791.6676 | 89369.4452 | 470491.6704 | 10552.7779 | 0 | 0 | 0 | 9229225.0738 | 0 | 9207047.2959 | 22177.778 | 550208.3377 | 444.0222 | 94814.663 | 142859.1245 | 28630.218 | 848527.7301 | 79627.0084 | 90492.5674 | 17008.9835 | 13476.9123 | 70950.1439 | 1591.3589 | 0 | 0 | 0 | 1391767.1411 | 0 | 1388422.7322 | 3344.4089 | 82971.4173 | 10.0493 | 2145.8853 | 3233.2478 | 647.9711 | 19204.2363 | 1802.1519 | 2048.0658 | 384.9545 | 305.0151 | 1605.7735 | 36.0163 | 0 | 0 | 0 | 31499.0591 | 0 | 31423.367 | 75.6921 | 1877.844 | 6.4848 | 1.2996 | 42.2836 | 4.1077 | 0.77209 | 0.072237 | 4.9157 | 0.020156 | 0 | 3.2206 | 0 | 63.0247 | 63.1765 | 63.1765 | 2
NY_5A_LO_2010_NG | 5A | LO | NG | 12861 | ASHRAE30pct-state-5A | OfficeLarge | STD2010 | NY-Albany-NY | Zone5A | Zone5A(NY-Albany-NY) | ASHRAE30pct-state-STD2010 | state | NY | 0.1508 | 0.73 | ASHRAE30pct-state-5A_OfficeLarge_STD2010_NY-Albany-NY.table.csv.gz | Large Office | Albany County Ap NY USA TMY3 WMO#=725180 | Natural Gas | 4518547.5125 | 0 | 0 | 0 | 0 | 0 | 0 | 0 | 0 | 0 | 0 | 543421.4676 | 0 | 0 | 5061968.9801 | 0 | 5061968.9801 | 0 | 0 | 32985.3968 | 0 | 0 | 0 | 0 | 0 | 0 | 0 | 0 | 0 | 0 | 3966.9767 | 0 | 0 | 36952.3736 | 0 | 36952.3736 | 0 | 0 | 4518.5475 | 0 | 0 | 0 | 0 | 0 | 0 | 0 | 0 | 0 | 0 | 543.4215 | 0 | 0 | 5061.969 | 0 | 5061.969 | 0 | 0 | 0 | 0 | 0 | 0 | 0 | 0 | 0 | 9.0627 | 1.0899 | 0 | 0 | 10.1526 | 10.1526 | 10.1526 | 1
NY_5A_LO_2013_NG | 5A | LO | NG | 14001 | ASHRAE30pct-state-5A | OfficeLarge | STD2013 | NY-Albany-NY | Zone5A | Zone5A(NY-Albany-NY) | ASHRAE30pct-state-STD2013 | state | NY | 0.1508 | 0.73 | ASHRAE30pct-state-5A_OfficeLarge_STD2013_NY-Albany-NY.table.csv.gz | Large Office | Albany County Ap NY USA TMY3 WMO#=725180 | Natural Gas | 5283796.0989 | 0 | 0 | 0 | 0 | 0 | 0 | 0 | 0 | 0 | 0 | 543260.3387 | 0 | 0 | 5827046.9594 | 0 | 5827056.4375 | 0 | 0 | 38571.7115 | 0 | 0 | 0 | 0 | 0 | 0 | 0 | 0 | 0 | 0 | 3965.8005 | 0 | 0 | 42537.4428 | 0 | 42537.512 | 0 | 0 | 5283.7961 | 0 | 0 | 0 | 0 | 0 | 0 | 0 | 0 | 0 | 0 | 543.2603 | 0 | 0 | 5827.047 | 0 | 5827.0564 | 0 | 0 | 0 | 0 | 0 | 0 | 0 | 0 | 0 | 10.5975 | 1.0896 | 0 | 0 | 11.6871 | 11.6871 | 11.6871 | 2
OH_5A_LO_2010_EL | 5A | LO | EL | 12912 | ASHRAE30pct-state-5A | OfficeLarge | STD2010 | OH-Columbus-OH | Zone5A | Zone5A(OH-Columbus-OH) | ASHRAE30pct-state-STD2010 | state | OH | 0.0947 | 0.7 | ASHRAE30pct-state-5A_OfficeLarge_STD2010_OH-Columbus-OH.table.csv.gz | Large Office | Columbus Port Columbus Intl A OH USA TMY3 WMO#=724280 | Electricity | 1338.8889 | 813641.6732 | 1053269.4529 | 188552.7793 | 5632122.2673 | 529147.2265 | 627833.3384 | 141880.5567 | 149802.779 | 410566.67 | 0 | 0 | 0 | 0 | 9570469.521 | 0 | 9548155.6319 | 22313.8891 | 551461.1155 | 126.7928 | 77051.8664 | 99744.6172 | 17855.9482 | 533361.9787 | 50110.2423 | 59455.8171 | 13436.0887 | 14186.3232 | 38880.6636 | 0 | 0 | 0 | 0 | 906323.4636 | 0 | 904210.3383 | 2113.1253 | 52223.3676 | 4.5696 | 2776.9338 | 3594.776 | 643.5248 | 19222.2587 | 1805.9631 | 2142.7757 | 484.2339 | 511.2722 | 1401.2513 | 0 | 0 | 0 | 0 | 32663.7158 | 0 | 32587.5592 | 76.1566 | 1882.1197 | 7.2099 | 1.2907 | 42.3283 | 4.2977 | 0.97121 | 0 | 6.595 | 0.0091651 | 0 | 2.8104 | 0 | 65.3597 | 65.5124 | 65.5124 | 1
OH_5A_LO_2013_EL | 5A | LO | EL | 14052 | ASHRAE30pct-state-5A | OfficeLarge | STD2013 | OH-Columbus-OH | Zone5A | Zone5A(OH-Columbus-OH) | ASHRAE30pct-state-STD2013 | state | OH | 0.0947 | 0.7 | ASHRAE30pct-state-5A_OfficeLarge_STD2013_OH-Columbus-OH.table.csv.gz | Large Office | Columbus Port Columbus Intl A OH USA TMY3 WMO#=724280 | Electricity | 3069.4445 | 759769.4505 | 945941.6742 | 188552.7793 | 5626841.7117 | 528030.5598 | 612005.5605 | 129022.2233 | 119227.7787 | 412308.3366 | 13375.0001 | 0 | 0 | 0 | 9360322.2971 | 0 | 9338144.5191 | 22177.778 | 550208.3377 | 290.6764 | 71950.167 | 89580.6765 | 17855.9482 | 532861.9101 | 50004.494 | 57956.9266 | 12218.4045 | 11290.8706 | 39045.5995 | 1266.6125 | 0 | 0 | 0 | 886422.5215 | 0 | 884322.286 | 2100.2356 | 52104.7296 | 10.4759 | 2593.0696 | 3228.4696 | 643.5248 | 19204.2363 | 1802.1519 | 2088.756 | 440.3488 | 406.9207 | 1407.1956 | 45.6485 | 0 | 0 | 0 | 31946.4898 | 0 | 31870.7978 | 75.6921 | 1877.844 | 6.4752 | 1.2907 | 42.2836 | 4.1893 | 0.88319 | 0.091555 | 6.017 | 0.021011 | 0 | 2.8224 | 0 | 63.9221 | 64.0739 | 64.0739 | 2
OH_5A_LO_2010_NG | 5A | LO | NG | 12921 | ASHRAE30pct-state-5A | OfficeLarge | STD2010 | OH-Columbus-OH | Zone5A | Zone5A(OH-Columbus-OH) | ASHRAE30pct-state-STD2010 | state | OH | 0.0947 | 0.7 | ASHRAE30pct-state-5A_OfficeLarge_STD2010_OH-Columbus-OH.table.csv.gz | Large Office | Columbus Port Columbus Intl A OH USA TMY3 WMO#=724280 | Natural Gas | 3144781.3788 | 0 | 0 | 0 | 0 | 0 | 0 | 0 | 0 | 0 | 0 | 543374.0767 | 0 | 0 | 3688155.4555 | 0 | 3688155.4555 | 0 | 0 | 22013.4697 | 0 | 0 | 0 | 0 | 0 | 0 | 0 | 0 | 0 | 0 | 3803.6185 | 0 | 0 | 25817.0882 | 0 | 25817.0882 | 0 | 0 | 3144.7814 | 0 | 0 | 0 | 0 | 0 | 0 | 0 | 0 | 0 | 0 | 543.3741 | 0 | 0 | 3688.1555 | 0 | 3688.1555 | 0 | 0 | 0 | 0 | 0 | 0 | 0 | 0 | 0 | 6.3074 | 1.0898 | 0 | 0 | 7.3972 | 7.3972 | 7.3972 | 1
OH_5A_LO_2013_NG | 5A | LO | NG | 14061 | ASHRAE30pct-state-5A | OfficeLarge | STD2013 | OH-Columbus-OH | Zone5A | Zone5A(OH-Columbus-OH) | ASHRAE30pct-state-STD2013 | state | OH | 0.0947 | 0.7 | ASHRAE30pct-state-5A_OfficeLarge_STD2013_OH-Columbus-OH.table.csv.gz | Large Office | Columbus Port Columbus Intl A OH USA TMY3 WMO#=724280 | Natural Gas | 3885964.8885 | 0 | 0 | 0 | 0 | 0 | 0 | 0 | 0 | 0 | 0 | 543203.4696 | 0 | 0 | 4429168.3581 | 0 | 4429168.3581 | 0 | 0 | 27201.7542 | 0 | 0 | 0 | 0 | 0 | 0 | 0 | 0 | 0 | 0 | 3802.4243 | 0 | 0 | 31004.1785 | 0 | 31004.1785 | 0 | 0 | 3885.9649 | 0 | 0 | 0 | 0 | 0 | 0 | 0 | 0 | 0 | 0 | 543.2035 | 0 | 0 | 4429.1684 | 0 | 4429.1684 | 0 | 0 | 0 | 0 | 0 | 0 | 0 | 0 | 0 | 7.7939 | 1.0895 | 0 | 0 | 8.8834 | 8.8834 | 8.8834 | 2
PA_5A_LO_2010_EL | 5A | LO | EL | 12972 | ASHRAE30pct-state-5A | OfficeLarge | STD2010 | PA-Harrisburg-PA | Zone5A | Zone5A(PA-Harrisburg-PA) | ASHRAE30pct-state-STD2010 | state | PA | 0.0937 | 1 | ASHRAE30pct-state-5A_OfficeLarge_STD2010_PA-Harrisburg-PA.table.csv.gz | Large Office | Middletown Harrisburg Intl Ap PA USA TMY3 WMO#=725115 | Electricity | 1758.3333 | 882763.896 | 1055302.7862 | 189244.446 | 5632122.2673 | 529147.2265 | 613550.0049 | 146111.1123 | 102052.7786 | 421861.1145 | 0 | 0 | 0 | 0 | 9596227.8545 | 0 | 9573913.9655 | 22313.8891 | 551461.1155 | 164.7558 | 82714.9771 | 98881.8711 | 17732.2046 | 527729.8564 | 49581.0951 | 57489.6355 | 13690.6112 | 9562.3454 | 39528.3864 | 0 | 0 | 0 | 0 | 899166.55 | 0 | 897075.7386 | 2090.8114 | 51671.9065 | 6.0011 | 3012.8458 | 3601.7157 | 645.8854 | 19222.2587 | 1805.9631 | 2094.0271 | 498.6727 | 348.303 | 1439.7989 | 0 | 0 | 0 | 0 | 32751.6282 | 0 | 32675.4716 | 76.1566 | 1882.1197 | 7.2238 | 1.2954 | 42.3283 | 4.1999 | 1.0002 | 0 | 6.7413 | 0.012036 | 0 | 2.8878 | 0 | 65.536 | 65.6888 | 65.6888 | 1
PA_5A_LO_2013_EL | 5A | LO | EL | 14112 | ASHRAE30pct-state-5A | OfficeLarge | STD2013 | PA-Harrisburg-PA | Zone5A | Zone5A(PA-Harrisburg-PA) | ASHRAE30pct-state-STD2013 | state | PA | 0.0937 | 1 | ASHRAE30pct-state-5A_OfficeLarge_STD2013_PA-Harrisburg-PA.table.csv.gz | Large Office | Middletown Harrisburg Intl Ap PA USA TMY3 WMO#=725115 | Electricity | 3319.4445 | 809125.0065 | 947555.5631 | 189244.446 | 5626841.7117 | 528030.5598 | 597650.0048 | 132005.5566 | 83111.1118 | 424108.3367 | 16927.7779 | 0 | 0 | 0 | 9380100.075 | 0 | 9357919.5193 | 22180.5557 | 550211.1155 | 311.0319 | 75815.0131 | 88785.9563 | 17732.2046 | 527235.0684 | 49476.4635 | 55999.8054 | 12368.9207 | 7787.5112 | 39738.9512 | 1586.1328 | 0 | 0 | 0 | 878915.377 | 0 | 876837.059 | 2078.3181 | 51554.7815 | 11.3292 | 2761.5186 | 3233.9778 | 645.8854 | 19204.2363 | 1802.1519 | 2039.7609 | 450.5309 | 283.6556 | 1447.4686 | 57.774 | 0 | 0 | 0 | 32013.9908 | 0 | 31938.2892 | 75.7015 | 1877.8535 | 6.4863 | 1.2954 | 42.2836 | 4.0911 | 0.90361 | 0.11588 | 6.1076 | 0.022722 | 0 | 2.9031 | 0 | 64.0575 | 64.2093 | 64.2093 | 2
PA_5A_LO_2010_NG | 5A | LO | NG | 12981 | ASHRAE30pct-state-5A | OfficeLarge | STD2010 | PA-Harrisburg-PA | Zone5A | Zone5A(PA-Harrisburg-PA) | ASHRAE30pct-state-STD2010 | state | PA | 0.0937 | 1 | ASHRAE30pct-state-5A_OfficeLarge_STD2010_PA-Harrisburg-PA.table.csv.gz | Large Office | Middletown Harrisburg Intl Ap PA USA TMY3 WMO#=725115 | Natural Gas | 3859899.9177 | 0 | 0 | 0 | 0 | 0 | 0 | 0 | 0 | 0 | 0 | 543402.5112 | 0 | 0 | 4403311.9071 | 0 | 4403302.4289 | 0 | 0 | 38598.9992 | 0 | 0 | 0 | 0 | 0 | 0 | 0 | 0 | 0 | 0 | 5434.0251 | 0 | 0 | 44033.1191 | 0 | 44033.0243 | 0 | 0 | 3859.8999 | 0 | 0 | 0 | 0 | 0 | 0 | 0 | 0 | 0 | 0 | 543.4025 | 0 | 0 | 4403.3119 | 0 | 4403.3024 | 0 | 0 | 0 | 0 | 0 | 0 | 0 | 0 | 0 | 7.7417 | 1.0899 | 0 | 0 | 8.8315 | 8.8316 | 8.8315 | 1
PA_5A_LO_2013_NG | 5A | LO | NG | 14121 | ASHRAE30pct-state-5A | OfficeLarge | STD2013 | PA-Harrisburg-PA | Zone5A | Zone5A(PA-Harrisburg-PA) | ASHRAE30pct-state-STD2013 | state | PA | 0.0937 | 1 | ASHRAE30pct-state-5A_OfficeLarge_STD2013_PA-Harrisburg-PA.table.csv.gz | Large Office | Middletown Harrisburg Intl Ap PA USA TMY3 WMO#=725115 | Natural Gas | 4702054.3851 | 0 | 0 | 0 | 0 | 0 | 0 | 0 | 0 | 0 | 0 | 543231.9042 | 0 | 0 | 5245286.2893 | 0 | 5245286.2893 | 0 | 0 | 47020.5439 | 0 | 0 | 0 | 0 | 0 | 0 | 0 | 0 | 0 | 0 | 5432.319 | 0 | 0 | 52452.8629 | 0 | 52452.8629 | 0 | 0 | 4702.0544 | 0 | 0 | 0 | 0 | 0 | 0 | 0 | 0 | 0 | 0 | 543.2319 | 0 | 0 | 5245.2863 | 0 | 5245.2863 | 0 | 0 | 0 | 0 | 0 | 0 | 0 | 0 | 0 | 9.4307 | 1.0895 | 0 | 0 | 10.5203 | 10.5203 | 10.5203 | 2
RI_5A_LO_2010_EL | 5A | LO | EL | 13032 | ASHRAE30pct-state-5A | OfficeLarge | STD2010 | RI-Providence-RI | Zone5A | Zone5A(RI-Providence-RI) | ASHRAE30pct-state-STD2010 | state | RI | 0.1204 | 1.33 | ASHRAE30pct-state-5A_OfficeLarge_STD2010_RI-Providence-RI.table.csv.gz | Large Office | Providence T F Green State Ar RI USA TMY3 WMO#=725070 | Electricity | 1091.6667 | 745127.7837 | 1054625.0084 | 190566.6682 | 5632122.2673 | 529147.2265 | 608700.0049 | 128886.1121 | 135155.5566 | 443116.6702 | 0 | 0 | 0 | 0 | 9490852.8537 | 0 | 9468538.9646 | 22313.8891 | 551461.1155 | 131.4367 | 89713.3852 | 126976.851 | 22944.2269 | 678107.521 | 63709.3261 | 73287.4806 | 15517.8879 | 16272.729 | 53351.2471 | 0 | 0 | 0 | 0 | 1142698.6836 | 0 | 1140012.0913 | 2686.5922 | 66395.9183 | 3.7258 | 2543.098 | 3599.4025 | 650.3981 | 19222.2587 | 1805.9631 | 2077.4742 | 439.8843 | 461.2817 | 1512.3435 | 0 | 0 | 0 | 0 | 32391.9866 | 0 | 32315.83 | 76.1566 | 1882.1197 | 7.2192 | 1.3045 | 42.3283 | 4.1667 | 0.88226 | 0 | 6.0258 | 0.0074728 | 0 | 3.0333 | 0 | 64.8147 | 64.9674 | 64.9674 | 1
RI_5A_LO_2013_EL | 5A | LO | EL | 14172 | ASHRAE30pct-state-5A | OfficeLarge | STD2013 | RI-Providence-RI | Zone5A | Zone5A(RI-Providence-RI) | ASHRAE30pct-state-STD2013 | state | RI | 0.1204 | 1.33 | ASHRAE30pct-state-5A_OfficeLarge_STD2013_RI-Providence-RI.table.csv.gz | Large Office | Providence T F Green State Ar RI USA TMY3 WMO#=725070 | Electricity | 3191.6667 | 694419.45 | 947755.5631 | 190566.6682 | 5626841.7117 | 528030.5598 | 592541.6714 | 118311.1121 | 107197.2231 | 444769.448 | 11269.4445 | 0 | 0 | 0 | 9287072.2965 | 0 | 9264894.5186 | 22177.778 | 550208.3377 | 384.2767 | 83608.1018 | 114109.7698 | 22944.2269 | 677471.7421 | 63574.8794 | 71342.0172 | 14244.6579 | 12906.5457 | 53550.2415 | 1356.8411 | 0 | 0 | 0 | 1118163.5045 | 0 | 1115493.3 | 2670.2045 | 66245.0839 | 10.8931 | 2370.0321 | 3234.6604 | 650.3981 | 19204.2363 | 1802.1519 | 2022.3264 | 403.7922 | 365.8608 | 1517.9843 | 38.4623 | 0 | 0 | 0 | 31696.4898 | 0 | 31620.7978 | 75.6921 | 1877.844 | 6.4876 | 1.3045 | 42.2836 | 4.0561 | 0.80987 | 0.077142 | 5.4873 | 0.021848 | 0 | 3.0446 | 0 | 63.4207 | 63.5725 | 63.5725 | 2
RI_5A_LO_2010_NG | 5A | LO | NG | 13041 | ASHRAE30pct-state-5A | OfficeLarge | STD2010 | RI-Providence-RI | Zone5A | Zone5A(RI-Providence-RI) | ASHRAE30pct-state-STD2010 | state | RI | 0.1204 | 1.33 | ASHRAE30pct-state-5A_OfficeLarge_STD2010_RI-Providence-RI.table.csv.gz | Large Office | Providence T F Green State Ar RI USA TMY3 WMO#=725070 | Natural Gas | 3158600.5524 | 0 | 0 | 0 | 0 | 0 | 0 | 0 | 0 | 0 | 0 | 543383.5549 | 0 | 0 | 3701984.1073 | 0 | 3701984.1073 | 0 | 0 | 42009.3873 | 0 | 0 | 0 | 0 | 0 | 0 | 0 | 0 | 0 | 0 | 7227.0013 | 0 | 0 | 49236.3886 | 0 | 49236.3886 | 0 | 0 | 3158.6006 | 0 | 0 | 0 | 0 | 0 | 0 | 0 | 0 | 0 | 0 | 543.3836 | 0 | 0 | 3701.9841 | 0 | 3701.9841 | 0 | 0 | 0 | 0 | 0 | 0 | 0 | 0 | 0 | 6.3351 | 1.0898 | 0 | 0 | 7.4249 | 7.4249 | 7.4249 | 1
RI_5A_LO_2013_NG | 5A | LO | NG | 14181 | ASHRAE30pct-state-5A | OfficeLarge | STD2013 | RI-Providence-RI | Zone5A | Zone5A(RI-Providence-RI) | ASHRAE30pct-state-STD2013 | state | RI | 0.1204 | 1.33 | ASHRAE30pct-state-5A_OfficeLarge_STD2013_RI-Providence-RI.table.csv.gz | Large Office | Providence T F Green State Ar RI USA TMY3 WMO#=725070 | Natural Gas | 4233406.2101 | 0 | 0 | 0 | 0 | 0 | 0 | 0 | 0 | 0 | 0 | 543222.426 | 0 | 0 | 4776628.6361 | 0 | 4776628.6361 | 0 | 0 | 56304.3026 | 0 | 0 | 0 | 0 | 0 | 0 | 0 | 0 | 0 | 0 | 7224.8583 | 0 | 0 | 63529.1609 | 0 | 63529.1609 | 0 | 0 | 4233.4062 | 0 | 0 | 0 | 0 | 0 | 0 | 0 | 0 | 0 | 0 | 543.2224 | 0 | 0 | 4776.6286 | 0 | 4776.6286 | 0 | 0 | 0 | 0 | 0 | 0 | 0 | 0 | 0 | 8.4908 | 1.0895 | 0 | 0 | 9.5803 | 9.5803 | 9.5803 | 2
SD_5A_LO_2010_EL | 5A | LO | EL | 13092 | ASHRAE30pct-state-5A | OfficeLarge | STD2010 | SD-SiouxCity-IA | Zone5A | Zone5A(SD-SiouxCity-IA) | ASHRAE30pct-state-STD2010 | state | SD | 0.0801 | 0.63 | ASHRAE30pct-state-5A_OfficeLarge_STD2010_SD-SiouxCity-IA.table.csv.gz | Large Office | Sioux City Sioux Gateway Ap IA USA TMY3 WMO#=725570 | Electricity | 2052.7778 | 855969.4513 | 1053488.8973 | 188719.446 | 5632122.2673 | 529147.2265 | 649086.1163 | 145155.5567 | 91647.223 | 468916.6704 | 0 | 0 | 0 | 0 | 9638627.8549 | 0 | 9616305.6325 | 22322.2224 | 551469.4489 | 164.4275 | 68563.153 | 84384.4607 | 15116.4276 | 451132.9936 | 42384.6928 | 51991.7979 | 11626.9601 | 7340.9426 | 37560.2253 | 0 | 0 | 0 | 0 | 772054.0912 | 0 | 770266.0812 | 1788.01 | 44172.7029 | 7.0061 | 2921.3972 | 3595.5249 | 644.0936 | 19222.2587 | 1805.9631 | 2215.3108 | 495.4114 | 312.7891 | 1600.3981 | 0 | 0 | 0 | 0 | 32896.3381 | 0 | 32820.153 | 76.1851 | 1882.1481 | 7.2114 | 1.2918 | 42.3283 | 4.4432 | 0.99363 | 0 | 6.4867 | 0.014052 | 0 | 3.2099 | 0 | 65.8262 | 65.979 | 65.979 | 1
SD_5A_LO_2013_EL | 5A | LO | EL | 14232 | ASHRAE30pct-state-5A | OfficeLarge | STD2013 | SD-SiouxCity-IA | Zone5A | Zone5A(SD-SiouxCity-IA) | ASHRAE30pct-state-STD2013 | state | SD | 0.0801 | 0.63 | ASHRAE30pct-state-5A_OfficeLarge_STD2013_SD-SiouxCity-IA.table.csv.gz | Large Office | Sioux City Sioux Gateway Ap IA USA TMY3 WMO#=725570 | Electricity | 2786.1111 | 787647.2285 | 946125.0076 | 188719.446 | 5626841.7117 | 528030.5598 | 632155.5606 | 132916.6677 | 74277.7784 | 471391.6704 | 16469.4446 | 0 | 0 | 0 | 9429541.7421 | 0 | 9407361.1864 | 22180.5557 | 550211.1155 | 223.1675 | 63090.543 | 75784.6131 | 15116.4276 | 450710.0211 | 42295.2478 | 50635.6604 | 10646.6251 | 5949.65 | 37758.4728 | 1319.2025 | 0 | 0 | 0 | 755306.2935 | 0 | 753529.631 | 1776.6625 | 44071.9104 | 9.5089 | 2688.2156 | 3229.0953 | 644.0936 | 19204.2363 | 1802.1519 | 2157.5273 | 453.6405 | 253.5078 | 1608.8452 | 56.2097 | 0 | 0 | 0 | 32182.7337 | 0 | 32107.0321 | 75.7015 | 1877.8535 | 6.4765 | 1.2918 | 42.2836 | 4.3273 | 0.90985 | 0.11274 | 5.9001 | 0.019072 | 0 | 3.2268 | 0 | 64.3959 | 64.5478 | 64.5478 | 2
SD_5A_LO_2010_NG | 5A | LO | NG | 13101 | ASHRAE30pct-state-5A | OfficeLarge | STD2010 | SD-SiouxCity-IA | Zone5A | Zone5A(SD-SiouxCity-IA) | ASHRAE30pct-state-STD2010 | state | SD | 0.0801 | 0.63 | ASHRAE30pct-state-5A_OfficeLarge_STD2010_SD-SiouxCity-IA.table.csv.gz | Large Office | Sioux City Sioux Gateway Ap IA USA TMY3 WMO#=725570 | Natural Gas | 5545877.0107 | 0 | 0 | 0 | 0 | 0 | 0 | 0 | 0 | 0 | 0 | 543430.9458 | 0 | 0 | 6089298.4783 | 0 | 6089307.9565 | 0 | 0 | 34939.0252 | 0 | 0 | 0 | 0 | 0 | 0 | 0 | 0 | 0 | 0 | 3423.615 | 0 | 0 | 38362.5804 | 0 | 38362.6401 | 0 | 0 | 5545.877 | 0 | 0 | 0 | 0 | 0 | 0 | 0 | 0 | 0 | 0 | 543.4309 | 0 | 0 | 6089.2985 | 0 | 6089.308 | 0 | 0 | 0 | 0 | 0 | 0 | 0 | 0 | 0 | 11.1232 | 1.0899 | 0 | 0 | 12.2131 | 12.2131 | 12.2131 | 1
SD_5A_LO_2013_NG | 5A | LO | NG | 14241 | ASHRAE30pct-state-5A | OfficeLarge | STD2013 | SD-SiouxCity-IA | Zone5A | Zone5A(SD-SiouxCity-IA) | ASHRAE30pct-state-STD2013 | state | SD | 0.0801 | 0.63 | ASHRAE30pct-state-5A_OfficeLarge_STD2013_SD-SiouxCity-IA.table.csv.gz | Large Office | Sioux City Sioux Gateway Ap IA USA TMY3 WMO#=725570 | Natural Gas | 5725990.698 | 0 | 0 | 0 | 0 | 0 | 0 | 0 | 0 | 0 | 0 | 543250.8605 | 0 | 0 | 6269241.5585 | 0 | 6269241.5585 | 0 | 0 | 36073.7414 | 0 | 0 | 0 | 0 | 0 | 0 | 0 | 0 | 0 | 0 | 3422.4804 | 0 | 0 | 39496.2218 | 0 | 39496.2218 | 0 | 0 | 5725.9907 | 0 | 0 | 0 | 0 | 0 | 0 | 0 | 0 | 0 | 0 | 543.2509 | 0 | 0 | 6269.2416 | 0 | 6269.2416 | 0 | 0 | 0 | 0 | 0 | 0 | 0 | 0 | 0 | 11.4844 | 1.0896 | 0 | 0 | 12.574 | 12.574 | 12.574 | 2
WV_5A_LO_2010_EL | 5A | LO | EL | 13152 | ASHRAE30pct-state-5A | OfficeLarge | STD2010 | WV-Elkins-WV | Zone5A | Zone5A(WV-Elkins-WV) | ASHRAE30pct-state-STD2010 | state | WV | 0.0842 | 0.92 | ASHRAE30pct-state-5A_OfficeLarge_STD2010_WV-Elkins-WV.table.csv.gz | Large Office | Elkins Elkins Randolph Co Arp WV USA TMY3 WMO#=724170 | Electricity | 2833.3334 | 716350.0057 | 1052775.0084 | 188947.2237 | 5632122.2673 | 529147.2265 | 648683.3385 | 119844.4454 | 118911.1121 | 426147.2256 | 0 | 0 | 0 | 0 | 9458080.6312 | 0 | 9435761.1866 | 22319.4446 | 551466.6711 | 238.5667 | 60316.6705 | 88643.6557 | 15909.3562 | 474224.6949 | 44554.1965 | 54619.1371 | 10090.9023 | 10012.3156 | 35881.5964 | 0 | 0 | 0 | 0 | 796370.3891 | 0 | 794491.0919 | 1879.2972 | 46433.4937 | 9.6701 | 2444.8804 | 3593.0885 | 644.871 | 19222.2587 | 1805.9631 | 2213.9361 | 409.0254 | 405.8399 | 1454.4273 | 0 | 0 | 0 | 0 | 32280.136 | 0 | 32203.9604 | 76.1756 | 1882.1387 | 7.2065 | 1.2934 | 42.3283 | 4.4404 | 0.82037 | 0 | 5.7176 | 0.019395 | 0 | 2.9171 | 0 | 64.5903 | 64.7431 | 64.7431 | 1
WV_5A_LO_2013_EL | 5A | LO | EL | 14292 | ASHRAE30pct-state-5A | OfficeLarge | STD2013 | WV-Elkins-WV | Zone5A | Zone5A(WV-Elkins-WV) | ASHRAE30pct-state-STD2013 | state | WV | 0.0842 | 0.92 | ASHRAE30pct-state-5A_OfficeLarge_STD2013_WV-Elkins-WV.table.csv.gz | Large Office | Elkins Elkins Randolph Co Arp WV USA TMY3 WMO#=724170 | Electricity | 1477.7778 | 683861.1166 | 945997.2298 | 188947.2237 | 5626841.7117 | 528030.5598 | 633836.1162 | 112663.8898 | 95541.6674 | 430997.2257 | 8272.2223 | 0 | 0 | 0 | 9278644.5187 | 0 | 9256466.7407 | 22177.778 | 550208.3377 | 124.4289 | 57581.106 | 79652.9667 | 15909.3562 | 473780.0721 | 44460.1731 | 53369.001 | 9486.2995 | 8044.6084 | 36289.9664 | 696.5211 | 0 | 0 | 0 | 781261.8685 | 0 | 779394.4996 | 1867.3689 | 46327.542 | 5.0436 | 2333.9968 | 3228.6592 | 644.871 | 19204.2363 | 1802.1519 | 2163.263 | 384.5184 | 326.0807 | 1470.9802 | 28.2328 | 0 | 0 | 0 | 31667.7261 | 0 | 31592.034 | 75.6921 | 1877.844 | 6.4756 | 1.2934 | 42.2836 | 4.3388 | 0.77121 | 0.056626 | 5.3352 | 0.010116 | 0 | 2.9503 | 0 | 63.363 | 63.5148 | 63.5148 | 2
WV_5A_LO_2010_NG | 5A | LO | NG | 13161 | ASHRAE30pct-state-5A | OfficeLarge | STD2010 | WV-Elkins-WV | Zone5A | Zone5A(WV-Elkins-WV) | ASHRAE30pct-state-STD2010 | state | WV | 0.0842 | 0.92 | ASHRAE30pct-state-5A_OfficeLarge_STD2010_WV-Elkins-WV.table.csv.gz | Large Office | Elkins Elkins Randolph Co Arp WV USA TMY3 WMO#=724170 | Natural Gas | 2933598.2463 | 0 | 0 | 0 | 0 | 0 | 0 | 0 | 0 | 0 | 0 | 543374.0767 | 0 | 0 | 3476972.323 | 0 | 3476972.323 | 0 | 0 | 26989.1039 | 0 | 0 | 0 | 0 | 0 | 0 | 0 | 0 | 0 | 0 | 4999.0415 | 0 | 0 | 31988.1454 | 0 | 31988.1454 | 0 | 0 | 2933.5982 | 0 | 0 | 0 | 0 | 0 | 0 | 0 | 0 | 0 | 0 | 543.3741 | 0 | 0 | 3476.9723 | 0 | 3476.9723 | 0 | 0 | 0 | 0 | 0 | 0 | 0 | 0 | 0 | 5.8838 | 1.0898 | 0 | 0 | 6.9736 | 6.9736 | 6.9736 | 1
WV_5A_LO_2013_NG | 5A | LO | NG | 14301 | ASHRAE30pct-state-5A | OfficeLarge | STD2013 | WV-Elkins-WV | Zone5A | Zone5A(WV-Elkins-WV) | ASHRAE30pct-state-STD2013 | state | WV | 0.0842 | 0.92 | ASHRAE30pct-state-5A_OfficeLarge_STD2013_WV-Elkins-WV.table.csv.gz | Large Office | Elkins Elkins Randolph Co Arp WV USA TMY3 WMO#=724170 | Natural Gas | 3831730.7929 | 0 | 0 | 0 | 0 | 0 | 0 | 0 | 0 | 0 | 0 | 543193.9915 | 0 | 0 | 4374915.3062 | 0 | 4374924.7843 | 0 | 0 | 35251.9233 | 0 | 0 | 0 | 0 | 0 | 0 | 0 | 0 | 0 | 0 | 4997.3847 | 0 | 0 | 40249.2208 | 0 | 40249.308 | 0 | 0 | 3831.7308 | 0 | 0 | 0 | 0 | 0 | 0 | 0 | 0 | 0 | 0 | 543.194 | 0 | 0 | 4374.9153 | 0 | 4374.9248 | 0 | 0 | 0 | 0 | 0 | 0 | 0 | 0 | 0 | 7.6852 | 1.0895 | 0 | 0 | 8.7746 | 8.7746 | 8.7746 | 2
AZ_5B_LO_2010_EL | 5B | LO | EL | 14952 | ASHRAE30pct-state-5B | OfficeLarge | STD2010 | AZ-Winslow-AZ | Zone5B | Zone5B(AZ-Winslow-AZ) | ASHRAE30pct-state-STD2010 | state | AZ | 0.0954 | 0.95 | ASHRAE30pct-state-5B_OfficeLarge_STD2010_AZ-Winslow-AZ.table.csv.gz | Large Office | Winslow Municipal Ap AZ USA TMY3 WMO#=723740 | Electricity | 43358.3337 | 952569.4521 | 1051680.564 | 188847.2237 | 5632122.2673 | 529147.2265 | 800511.1175 | 132855.5566 | 94447.223 | 660780.5608 | 0 | 0 | 0 | 0 | 10108630.6364 | 0 | 10086319.5251 | 22311.1113 | 551458.3377 | 4136.385 | 90875.1257 | 100330.3258 | 18016.0251 | 537304.4643 | 50480.6454 | 76368.7606 | 12674.4201 | 9010.2651 | 63038.4655 | 0 | 0 | 0 | 0 | 964363.3627 | 0 | 962234.8827 | 2128.48 | 52609.1254 | 147.9806 | 3251.09 | 3589.3532 | 644.5297 | 19222.2587 | 1805.9631 | 2732.1196 | 453.4319 | 322.3454 | 2255.2236 | 0 | 0 | 0 | 0 | 34500.443 | 0 | 34424.2959 | 76.1471 | 1882.1102 | 7.199 | 1.2927 | 42.3283 | 5.4797 | 0.90943 | 0 | 7.1671 | 0.2968 | 0 | 4.5232 | 0 | 69.0436 | 69.1963 | 69.1963 | 1
AZ_5B_LO_2013_EL | 5B | LO | EL | 15552 | ASHRAE30pct-state-5B | OfficeLarge | STD2013 | AZ-Winslow-AZ | Zone5B | Zone5B(AZ-Winslow-AZ) | ASHRAE30pct-state-STD2013 | state | AZ | 0.0954 | 0.95 | ASHRAE30pct-state-5B_OfficeLarge_STD2013_AZ-Winslow-AZ.table.csv.gz | Large Office | Winslow Municipal Ap AZ USA TMY3 WMO#=723740 | Electricity | 8800.0001 | 889563.896 | 945111.1187 | 188847.2237 | 5626841.7117 | 528030.5598 | 787813.8952 | 118033.3343 | 66358.3339 | 645261.1163 | 0 | 0 | 0 | 0 | 9826838.9675 | 0 | 9804661.1895 | 22177.778 | 550208.3377 | 839.52 | 84864.3957 | 90163.6007 | 18016.0251 | 536800.6993 | 50374.1154 | 75157.4456 | 11260.3801 | 6330.5851 | 61557.9105 | 0 | 0 | 0 | 0 | 937480.4375 | 0 | 935364.6775 | 2115.76 | 52489.8754 | 30.0341 | 3036.054 | 3225.6349 | 644.5297 | 19204.2363 | 1802.1519 | 2688.7844 | 402.8441 | 226.4789 | 2202.2562 | 0 | 0 | 0 | 0 | 33538.6968 | 0 | 33463.0047 | 75.6921 | 1877.844 | 6.4695 | 1.2927 | 42.2836 | 5.3928 | 0.80797 | 0 | 6.5435 | 0.060238 | 0 | 4.417 | 0 | 67.1155 | 67.2674 | 67.2674 | 2
AZ_5B_LO_2010_NG | 5B | LO | NG | 14961 | ASHRAE30pct-state-5B | OfficeLarge | STD2010 | AZ-Winslow-AZ | Zone5B | Zone5B(AZ-Winslow-AZ) | ASHRAE30pct-state-STD2010 | state | AZ | 0.0954 | 0.95 | ASHRAE30pct-state-5B_OfficeLarge_STD2010_AZ-Winslow-AZ.table.csv.gz | Large Office | Winslow Municipal Ap AZ USA TMY3 WMO#=723740 | Natural Gas | 1162535.6104 | 0 | 0 | 0 | 0 | 0 | 0 | 0 | 0 | 0 | 0 | 537421.7852 | 0 | 0 | 1699966.8737 | 0 | 1699957.3956 | 0 | 0 | 11044.0883 | 0 | 0 | 0 | 0 | 0 | 0 | 0 | 0 | 0 | 0 | 5105.507 | 0 | 0 | 16149.6853 | 0 | 16149.5953 | 0 | 0 | 1162.5356 | 0 | 0 | 0 | 0 | 0 | 0 | 0 | 0 | 0 | 0 | 537.4218 | 0 | 0 | 1699.9669 | 0 | 1699.9574 | 0 | 0 | 0 | 0 | 0 | 0 | 0 | 0 | 0 | 2.3317 | 1.0779 | 0 | 0 | 3.4095 | 3.4096 | 3.4095 | 1
AZ_5B_LO_2013_NG | 5B | LO | NG | 15561 | ASHRAE30pct-state-5B | OfficeLarge | STD2013 | AZ-Winslow-AZ | Zone5B | Zone5B(AZ-Winslow-AZ) | ASHRAE30pct-state-STD2013 | state | AZ | 0.0954 | 0.95 | ASHRAE30pct-state-5B_OfficeLarge_STD2013_AZ-Winslow-AZ.table.csv.gz | Large Office | Winslow Municipal Ap AZ USA TMY3 WMO#=723740 | Natural Gas | 803682.5706 | 0 | 0 | 0 | 0 | 0 | 0 | 0 | 0 | 0 | 0 | 537222.7436 | 0 | 0 | 1340914.7923 | 0 | 1340905.3142 | 0 | 0 | 7634.9844 | 0 | 0 | 0 | 0 | 0 | 0 | 0 | 0 | 0 | 0 | 5103.6161 | 0 | 0 | 12738.6905 | 0 | 12738.6005 | 0 | 0 | 803.6826 | 0 | 0 | 0 | 0 | 0 | 0 | 0 | 0 | 0 | 0 | 537.2227 | 0 | 0 | 1340.9148 | 0 | 1340.9053 | 0 | 0 | 0 | 0 | 0 | 0 | 0 | 0 | 0 | 1.6119 | 1.0775 | 0 | 0 | 2.6894 | 2.6894 | 2.6894 | 2
CA_5B_LO_2010_EL | 5B | LO | EL | 15012 | ASHRAE30pct-state-5B | OfficeLarge | STD2010 | CA-Reno-NV | Zone5B | Zone5B(CA-Reno-NV) | ASHRAE30pct-state-STD2010 | state | CA | 0.136 | 0.7 | ASHRAE30pct-state-5B_OfficeLarge_STD2010_CA-Reno-NV.table.csv.gz | Large Office | Reno Tahoe International Ap NV USA TMY3 WMO#=724880 | Electricity | 34338.8892 | 744294.4504 | 1051700.0084 | 189380.5571 | 5632122.2673 | 529147.2265 | 774372.2284 | 110425.0009 | 55775.0004 | 751013.8949 | 0 | 0 | 0 | 0 | 9894883.4125 | 0 | 9872569.5234 | 22313.8891 | 551461.1155 | 4670.0889 | 101224.0453 | 143031.2011 | 25755.7558 | 765968.6283 | 71964.0228 | 105314.6231 | 15017.8001 | 7585.4001 | 102137.8897 | 0 | 0 | 0 | 0 | 1345704.1441 | 0 | 1342669.4552 | 3034.6889 | 74998.7117 | 117.1976 | 2540.2539 | 3589.4195 | 646.35 | 19222.2587 | 1805.9631 | 2642.9084 | 376.8771 | 190.3583 | 2563.1871 | 0 | 0 | 0 | 0 | 33770.9303 | 0 | 33694.7737 | 76.1566 | 1882.1197 | 7.1992 | 1.2964 | 42.3283 | 5.3008 | 0.75589 | 0 | 5.4767 | 0.23506 | 0 | 5.1409 | 0 | 67.5804 | 67.7331 | 67.7331 | 1
CA_5B_LO_2013_EL | 5B | LO | EL | 15612 | ASHRAE30pct-state-5B | OfficeLarge | STD2013 | CA-Reno-NV | Zone5B | Zone5B(CA-Reno-NV) | ASHRAE30pct-state-STD2013 | state | CA | 0.136 | 0.7 | ASHRAE30pct-state-5B_OfficeLarge_STD2013_CA-Reno-NV.table.csv.gz | Large Office | Reno Tahoe International Ap NV USA TMY3 WMO#=724880 | Electricity | 9738.889 | 695033.3389 | 945386.1187 | 189380.5571 | 5626841.7117 | 528030.5598 | 766952.7839 | 98391.6675 | 32194.4447 | 735627.7837 | 0 | 0 | 0 | 0 | 9649752.855 | 0 | 9627577.8548 | 22175.0002 | 550205.56 | 1324.4889 | 94524.5341 | 128572.5121 | 25755.7558 | 765250.4728 | 71812.1561 | 104305.5786 | 13381.2668 | 4378.4445 | 100045.3786 | 0 | 0 | 0 | 0 | 1312366.3883 | 0 | 1309350.5883 | 3015.8 | 74827.9562 | 33.2385 | 2372.1272 | 3226.5735 | 646.35 | 19204.2363 | 1802.1519 | 2617.5861 | 335.8077 | 109.8786 | 2510.6748 | 0 | 0 | 0 | 0 | 32934.3074 | 0 | 32858.6248 | 75.6826 | 1877.8345 | 6.4714 | 1.2964 | 42.2836 | 5.25 | 0.67352 | 0 | 4.9781 | 0.066665 | 0 | 5.0356 | 0 | 65.9034 | 66.0552 | 66.0552 | 2
CA_5B_LO_2010_NG | 5B | LO | NG | 15021 | ASHRAE30pct-state-5B | OfficeLarge | STD2010 | CA-Reno-NV | Zone5B | Zone5B(CA-Reno-NV) | ASHRAE30pct-state-STD2010 | state | CA | 0.136 | 0.7 | ASHRAE30pct-state-5B_OfficeLarge_STD2010_CA-Reno-NV.table.csv.gz | Large Office | Reno Tahoe International Ap NV USA TMY3 WMO#=724880 | Natural Gas | 1749442.9274 | 0 | 0 | 0 | 0 | 0 | 0 | 0 | 0 | 0 | 0 | 537431.2634 | 0 | 0 | 2286874.1908 | 0 | 2286874.1908 | 0 | 0 | 12246.1005 | 0 | 0 | 0 | 0 | 0 | 0 | 0 | 0 | 0 | 0 | 3762.0188 | 0 | 0 | 16008.1193 | 0 | 16008.1193 | 0 | 0 | 1749.4429 | 0 | 0 | 0 | 0 | 0 | 0 | 0 | 0 | 0 | 0 | 537.4313 | 0 | 0 | 2286.8742 | 0 | 2286.8742 | 0 | 0 | 0 | 0 | 0 | 0 | 0 | 0 | 0 | 3.5088 | 1.0779 | 0 | 0 | 4.5867 | 4.5867 | 4.5867 | 1
CA_5B_LO_2013_NG | 5B | LO | NG | 15621 | ASHRAE30pct-state-5B | OfficeLarge | STD2013 | CA-Reno-NV | Zone5B | Zone5B(CA-Reno-NV) | ASHRAE30pct-state-STD2013 | state | CA | 0.136 | 0.7 | ASHRAE30pct-state-5B_OfficeLarge_STD2013_CA-Reno-NV.table.csv.gz | Large Office | Reno Tahoe International Ap NV USA TMY3 WMO#=724880 | Natural Gas | 1322138.5352 | 0 | 0 | 0 | 0 | 0 | 0 | 0 | 0 | 0 | 0 | 537251.1781 | 0 | 0 | 1859389.7133 | 0 | 1859389.7133 | 0 | 0 | 9254.9697 | 0 | 0 | 0 | 0 | 0 | 0 | 0 | 0 | 0 | 0 | 3760.7582 | 0 | 0 | 13015.728 | 0 | 13015.728 | 0 | 0 | 1322.1385 | 0 | 0 | 0 | 0 | 0 | 0 | 0 | 0 | 0 | 0 | 537.2512 | 0 | 0 | 1859.3897 | 0 | 1859.3897 | 0 | 0 | 0 | 0 | 0 | 0 | 0 | 0 | 0 | 2.6518 | 1.0775 | 0 | 0 | 3.7293 | 3.7293 | 3.7293 | 2
CO_5B_LO_2010_EL | 5B | LO | EL | 15072 | ASHRAE30pct-state-5B | OfficeLarge | STD2010 | CO-ColoradoSprings-CO | Zone5B | Zone5B(CO-ColoradoSprings-CO) | ASHRAE30pct-state-STD2010 | state | CO | 0.0934 | 0.73 | ASHRAE30pct-state-5B_OfficeLarge_STD2010_CO-ColoradoSprings-CO.table.csv.gz | Large Office | Colorado Springs Muni Ap CO USA TMY3 WMO#=724660 | Electricity | 29502.778 | 643950.0052 | 1052341.6751 | 189375.0015 | 5632122.2673 | 529147.2265 | 802497.2286 | 104938.8897 | 52511.1115 | 688019.4499 | 0 | 0 | 0 | 0 | 9746725.078 | 0 | 9724405.6334 | 22319.4446 | 551466.6711 | 2755.5595 | 60144.9305 | 98288.7125 | 17687.6251 | 526040.2198 | 49422.351 | 74953.2412 | 9801.2923 | 4904.5378 | 64261.0166 | 0 | 0 | 0 | 0 | 910344.1223 | 0 | 908259.4862 | 2084.6361 | 51506.9871 | 100.6921 | 2197.7814 | 3591.6095 | 646.331 | 19222.2587 | 1805.9631 | 2738.8982 | 358.1532 | 179.2188 | 2348.1891 | 0 | 0 | 0 | 0 | 33265.2705 | 0 | 33189.095 | 76.1756 | 1882.1387 | 7.2036 | 1.2963 | 42.3283 | 5.4933 | 0.71833 | 0 | 4.7675 | 0.20195 | 0 | 4.7097 | 0 | 66.5662 | 66.719 | 66.719 | 1
CO_5B_LO_2013_EL | 5B | LO | EL | 15672 | ASHRAE30pct-state-5B | OfficeLarge | STD2013 | CO-ColoradoSprings-CO | Zone5B | Zone5B(CO-ColoradoSprings-CO) | ASHRAE30pct-state-STD2013 | state | CO | 0.0934 | 0.73 | ASHRAE30pct-state-5B_OfficeLarge_STD2013_CO-ColoradoSprings-CO.table.csv.gz | Large Office | Colorado Springs Muni Ap CO USA TMY3 WMO#=724660 | Electricity | 8063.889 | 601402.7826 | 945508.3409 | 189375.0015 | 5626841.7117 | 528030.5598 | 795650.0064 | 90219.4452 | 34477.7781 | 670780.5609 | 0 | 0 | 0 | 0 | 9512527.8539 | 0 | 9490350.0759 | 22177.778 | 550208.3377 | 753.1672 | 56171.0199 | 88310.479 | 17687.6251 | 525547.0159 | 49318.0543 | 74313.7106 | 8426.4962 | 3220.2245 | 62650.9044 | 0 | 0 | 0 | 0 | 888470.1016 | 0 | 886398.6971 | 2071.4045 | 51389.4587 | 27.5218 | 2052.5691 | 3226.9907 | 646.331 | 19204.2363 | 1802.1519 | 2715.5288 | 307.9162 | 117.6716 | 2289.3533 | 0 | 0 | 0 | 0 | 32465.9627 | 0 | 32390.2706 | 75.6921 | 1877.844 | 6.4723 | 1.2963 | 42.2836 | 5.4464 | 0.61758 | 0 | 4.3528 | 0.055199 | 0 | 4.5917 | 0 | 64.964 | 65.1158 | 65.1158 | 2
CO_5B_LO_2010_NG | 5B | LO | NG | 15081 | ASHRAE30pct-state-5B | OfficeLarge | STD2010 | CO-ColoradoSprings-CO | Zone5B | Zone5B(CO-ColoradoSprings-CO) | ASHRAE30pct-state-STD2010 | state | CO | 0.0934 | 0.73 | ASHRAE30pct-state-5B_OfficeLarge_STD2010_CO-ColoradoSprings-CO.table.csv.gz | Large Office | Colorado Springs Muni Ap CO USA TMY3 WMO#=724660 | Natural Gas | 2219673.957 | 0 | 0 | 0 | 0 | 0 | 0 | 0 | 0 | 0 | 0 | 537431.2634 | 0 | 0 | 2757114.6985 | 0 | 2757105.2204 | 0 | 0 | 16203.6199 | 0 | 0 | 0 | 0 | 0 | 0 | 0 | 0 | 0 | 0 | 3923.2482 | 0 | 0 | 20126.9373 | 0 | 20126.8681 | 0 | 0 | 2219.674 | 0 | 0 | 0 | 0 | 0 | 0 | 0 | 0 | 0 | 0 | 537.4313 | 0 | 0 | 2757.1147 | 0 | 2757.1052 | 0 | 0 | 0 | 0 | 0 | 0 | 0 | 0 | 0 | 4.4519 | 1.0779 | 0 | 0 | 5.5298 | 5.5298 | 5.5298 | 1
CO_5B_LO_2013_NG | 5B | LO | NG | 15681 | ASHRAE30pct-state-5B | OfficeLarge | STD2013 | CO-ColoradoSprings-CO | Zone5B | Zone5B(CO-ColoradoSprings-CO) | ASHRAE30pct-state-STD2013 | state | CO | 0.0934 | 0.73 | ASHRAE30pct-state-5B_OfficeLarge_STD2013_CO-ColoradoSprings-CO.table.csv.gz | Large Office | Colorado Springs Muni Ap CO USA TMY3 WMO#=724660 | Natural Gas | 1791440.704 | 0 | 0 | 0 | 0 | 0 | 0 | 0 | 0 | 0 | 0 | 537251.1781 | 0 | 0 | 2328691.8821 | 0 | 2328691.8821 | 0 | 0 | 13077.5171 | 0 | 0 | 0 | 0 | 0 | 0 | 0 | 0 | 0 | 0 | 3921.9336 | 0 | 0 | 16999.4507 | 0 | 16999.4507 | 0 | 0 | 1791.4407 | 0 | 0 | 0 | 0 | 0 | 0 | 0 | 0 | 0 | 0 | 537.2512 | 0 | 0 | 2328.6919 | 0 | 2328.6919 | 0 | 0 | 0 | 0 | 0 | 0 | 0 | 0 | 0 | 3.593 | 1.0775 | 0 | 0 | 4.6706 | 4.6706 | 4.6706 | 2
ID_5B_LO_2010_EL | 5B | LO | EL | 15132 | ASHRAE30pct-state-5B | OfficeLarge | STD2010 | ID-Boise-ID | Zone5B | Zone5B(ID-Boise-ID) | ASHRAE30pct-state-STD2010 | state | ID | 0.0683 | 0.73 | ASHRAE30pct-state-5B_OfficeLarge_STD2010_ID-Boise-ID.table.csv.gz | Large Office | Boise Air Terminal Uo ID USA TMY3 WMO#=726810 | Electricity | 17527.7779 | 658580.5608 | 1056186.1196 | 188425.0015 | 5632122.2673 | 529147.2265 | 693297.2278 | 104225.0008 | 58405.556 | 698930.5611 | 0 | 0 | 0 | 0 | 9659169.5217 | 0 | 9636847.2993 | 22322.2224 | 551469.4489 | 1197.1472 | 44981.0523 | 72137.512 | 12869.4276 | 384673.9509 | 36140.7556 | 47352.2007 | 7118.5676 | 3989.0995 | 47736.9573 | 0 | 0 | 0 | 0 | 659721.2783 | 0 | 658196.6705 | 1524.6078 | 37665.3634 | 59.8218 | 2247.715 | 3604.7305 | 643.0887 | 19222.2587 | 1805.9631 | 2366.2019 | 355.7167 | 199.3364 | 2385.4283 | 0 | 0 | 0 | 0 | 32966.4461 | 0 | 32890.2611 | 76.1851 | 1882.1481 | 7.2299 | 1.2898 | 42.3283 | 4.7458 | 0.71345 | 0 | 4.908 | 0.11998 | 0 | 4.7844 | 0 | 65.9668 | 66.1196 | 66.1196 | 1
ID_5B_LO_2013_EL | 5B | LO | EL | 15732 | ASHRAE30pct-state-5B | OfficeLarge | STD2013 | ID-Boise-ID | Zone5B | Zone5B(ID-Boise-ID) | ASHRAE30pct-state-STD2013 | state | ID | 0.0683 | 0.73 | ASHRAE30pct-state-5B_OfficeLarge_STD2013_ID-Boise-ID.table.csv.gz | Large Office | Boise Air Terminal Uo ID USA TMY3 WMO#=726810 | Electricity | 1691.6667 | 654283.3386 | 947813.8965 | 188425.0015 | 5626841.7117 | 528030.5598 | 676422.2276 | 94747.223 | 39230.5559 | 693694.45 | 0 | 0 | 0 | 0 | 9473358.4091 | 0 | 9451180.6312 | 22177.778 | 550208.3377 | 115.5408 | 44687.552 | 64735.6891 | 12869.4276 | 384313.2889 | 36064.4872 | 46199.6381 | 6471.2353 | 2679.447 | 47379.3309 | 0 | 0 | 0 | 0 | 647030.3793 | 0 | 645515.6371 | 1514.7422 | 37579.2295 | 5.7736 | 2233.0488 | 3234.8594 | 643.0887 | 19204.2363 | 1802.1519 | 2308.6081 | 323.3693 | 133.8927 | 2367.5577 | 0 | 0 | 0 | 0 | 32332.2786 | 0 | 32256.5865 | 75.6921 | 1877.844 | 6.488 | 1.2898 | 42.2836 | 4.6303 | 0.64857 | 0 | 4.7473 | 0.01158 | 0 | 4.7485 | 0 | 64.6959 | 64.8477 | 64.8477 | 2
ID_5B_LO_2010_NG | 5B | LO | NG | 15141 | ASHRAE30pct-state-5B | OfficeLarge | STD2010 | ID-Boise-ID | Zone5B | Zone5B(ID-Boise-ID) | ASHRAE30pct-state-STD2010 | state | ID | 0.0683 | 0.73 | ASHRAE30pct-state-5B_OfficeLarge_STD2010_ID-Boise-ID.table.csv.gz | Large Office | Boise Air Terminal Uo ID USA TMY3 WMO#=726810 | Natural Gas | 2063483.1738 | 0 | 0 | 0 | 0 | 0 | 0 | 0 | 0 | 0 | 0 | 537450.2197 | 0 | 0 | 2600933.3935 | 0 | 2600933.3935 | 0 | 0 | 15063.4272 | 0 | 0 | 0 | 0 | 0 | 0 | 0 | 0 | 0 | 0 | 3923.3866 | 0 | 0 | 18986.8138 | 0 | 18986.8138 | 0 | 0 | 2063.4832 | 0 | 0 | 0 | 0 | 0 | 0 | 0 | 0 | 0 | 0 | 537.4502 | 0 | 0 | 2600.9334 | 0 | 2600.9334 | 0 | 0 | 0 | 0 | 0 | 0 | 0 | 0 | 0 | 4.1387 | 1.0779 | 0 | 0 | 5.2166 | 5.2166 | 5.2166 | 1
ID_5B_LO_2013_NG | 5B | LO | NG | 15741 | ASHRAE30pct-state-5B | OfficeLarge | STD2013 | ID-Boise-ID | Zone5B | Zone5B(ID-Boise-ID) | ASHRAE30pct-state-STD2013 | state | ID | 0.0683 | 0.73 | ASHRAE30pct-state-5B_OfficeLarge_STD2013_ID-Boise-ID.table.csv.gz | Large Office | Boise Air Terminal Uo ID USA TMY3 WMO#=726810 | Natural Gas | 1743500.1141 | 0 | 0 | 0 | 0 | 0 | 0 | 0 | 0 | 0 | 0 | 537279.6126 | 0 | 0 | 2280779.7267 | 0 | 2280779.7267 | 0 | 0 | 12727.5508 | 0 | 0 | 0 | 0 | 0 | 0 | 0 | 0 | 0 | 0 | 3922.1412 | 0 | 0 | 16649.692 | 0 | 16649.692 | 0 | 0 | 1743.5001 | 0 | 0 | 0 | 0 | 0 | 0 | 0 | 0 | 0 | 0 | 537.2796 | 0 | 0 | 2280.7797 | 0 | 2280.7797 | 0 | 0 | 0 | 0 | 0 | 0 | 0 | 0 | 0 | 3.4969 | 1.0776 | 0 | 0 | 4.5745 | 4.5745 | 4.5745 | 2
NM_5B_LO_2010_EL | 5B | LO | EL | 15192 | ASHRAE30pct-state-5B | OfficeLarge | STD2010 | NM-Winslow-AZ | Zone5B | Zone5B(NM-Winslow-AZ) | ASHRAE30pct-state-STD2010 | state | NM | 0.093 | 0.62 | ASHRAE30pct-state-5B_OfficeLarge_STD2010_NM-Winslow-AZ.table.csv.gz | Large Office | Winslow Municipal Ap AZ USA TMY3 WMO#=723740 | Electricity | 43358.3337 | 952569.4521 | 1051680.564 | 188847.2237 | 5632122.2673 | 529147.2265 | 800511.1175 | 132855.5566 | 94447.223 | 660780.5608 | 0 | 0 | 0 | 0 | 10108630.6364 | 0 | 10086319.5251 | 22311.1113 | 551458.3377 | 4032.325 | 88588.959 | 97806.2924 | 17562.7918 | 523787.3709 | 49210.6921 | 74447.5339 | 12355.5668 | 8783.5917 | 61452.5922 | 0 | 0 | 0 | 0 | 940102.6492 | 0 | 938027.7158 | 2074.9333 | 51285.6254 | 147.9806 | 3251.09 | 3589.3532 | 644.5297 | 19222.2587 | 1805.9631 | 2732.1196 | 453.4319 | 322.3454 | 2255.2236 | 0 | 0 | 0 | 0 | 34500.443 | 0 | 34424.2959 | 76.1471 | 1882.1102 | 7.199 | 1.2927 | 42.3283 | 5.4797 | 0.90943 | 0 | 7.1671 | 0.2968 | 0 | 4.5232 | 0 | 69.0436 | 69.1963 | 69.1963 | 1
NM_5B_LO_2013_EL | 5B | LO | EL | 15792 | ASHRAE30pct-state-5B | OfficeLarge | STD2013 | NM-Winslow-AZ | Zone5B | Zone5B(NM-Winslow-AZ) | ASHRAE30pct-state-STD2013 | state | NM | 0.093 | 0.62 | ASHRAE30pct-state-5B_OfficeLarge_STD2013_NM-Winslow-AZ.table.csv.gz | Large Office | Winslow Municipal Ap AZ USA TMY3 WMO#=723740 | Electricity | 8800.0001 | 889563.896 | 945111.1187 | 188847.2237 | 5626841.7117 | 528030.5598 | 787813.8952 | 118033.3343 | 66358.3339 | 645261.1163 | 0 | 0 | 0 | 0 | 9826838.9675 | 0 | 9804661.1895 | 22177.778 | 550208.3377 | 818.4 | 82729.4423 | 87895.334 | 17562.7918 | 523296.2792 | 49106.8421 | 73266.6923 | 10977.1001 | 6171.325 | 60009.2838 | 0 | 0 | 0 | 0 | 913896.024 | 0 | 911833.4906 | 2062.5333 | 51169.3754 | 30.0341 | 3036.054 | 3225.6349 | 644.5297 | 19204.2363 | 1802.1519 | 2688.7844 | 402.8441 | 226.4789 | 2202.2562 | 0 | 0 | 0 | 0 | 33538.6968 | 0 | 33463.0047 | 75.6921 | 1877.844 | 6.4695 | 1.2927 | 42.2836 | 5.3928 | 0.80797 | 0 | 6.5435 | 0.060238 | 0 | 4.417 | 0 | 67.1155 | 67.2674 | 67.2674 | 2
NM_5B_LO_2010_NG | 5B | LO | NG | 15201 | ASHRAE30pct-state-5B | OfficeLarge | STD2010 | NM-Winslow-AZ | Zone5B | Zone5B(NM-Winslow-AZ) | ASHRAE30pct-state-STD2010 | state | NM | 0.093 | 0.62 | ASHRAE30pct-state-5B_OfficeLarge_STD2010_NM-Winslow-AZ.table.csv.gz | Large Office | Winslow Municipal Ap AZ USA TMY3 WMO#=723740 | Natural Gas | 1162535.6104 | 0 | 0 | 0 | 0 | 0 | 0 | 0 | 0 | 0 | 0 | 537421.7852 | 0 | 0 | 1699966.8737 | 0 | 1699957.3956 | 0 | 0 | 7207.7208 | 0 | 0 | 0 | 0 | 0 | 0 | 0 | 0 | 0 | 0 | 3332.0151 | 0 | 0 | 10539.7946 | 0 | 10539.7359 | 0 | 0 | 1162.5356 | 0 | 0 | 0 | 0 | 0 | 0 | 0 | 0 | 0 | 0 | 537.4218 | 0 | 0 | 1699.9669 | 0 | 1699.9574 | 0 | 0 | 0 | 0 | 0 | 0 | 0 | 0 | 0 | 2.3317 | 1.0779 | 0 | 0 | 3.4095 | 3.4096 | 3.4095 | 1
NM_5B_LO_2013_NG | 5B | LO | NG | 15801 | ASHRAE30pct-state-5B | OfficeLarge | STD2013 | NM-Winslow-AZ | Zone5B | Zone5B(NM-Winslow-AZ) | ASHRAE30pct-state-STD2013 | state | NM | 0.093 | 0.62 | ASHRAE30pct-state-5B_OfficeLarge_STD2013_NM-Winslow-AZ.table.csv.gz | Large Office | Winslow Municipal Ap AZ USA TMY3 WMO#=723740 | Natural Gas | 803682.5706 | 0 | 0 | 0 | 0 | 0 | 0 | 0 | 0 | 0 | 0 | 537222.7436 | 0 | 0 | 1340914.7923 | 0 | 1340905.3142 | 0 | 0 | 4982.8319 | 0 | 0 | 0 | 0 | 0 | 0 | 0 | 0 | 0 | 0 | 3330.781 | 0 | 0 | 8313.6717 | 0 | 8313.6129 | 0 | 0 | 803.6826 | 0 | 0 | 0 | 0 | 0 | 0 | 0 | 0 | 0 | 0 | 537.2227 | 0 | 0 | 1340.9148 | 0 | 1340.9053 | 0 | 0 | 0 | 0 | 0 | 0 | 0 | 0 | 0 | 1.6119 | 1.0775 | 0 | 0 | 2.6894 | 2.6894 | 2.6894 | 2
NV_5B_LO_2010_EL | 5B | LO | EL | 15252 | ASHRAE30pct-state-5B | OfficeLarge | STD2010 | NV-Reno-NV | Zone5B | Zone5B(NV-Reno-NV) | ASHRAE30pct-state-STD2010 | state | NV | 0.0886 | 0.73 | ASHRAE30pct-state-5B_OfficeLarge_STD2010_NV-Reno-NV.table.csv.gz | Large Office | Reno Tahoe International Ap NV USA TMY3 WMO#=724880 | Electricity | 34338.8892 | 744294.4504 | 1051700.0084 | 189380.5571 | 5632122.2673 | 529147.2265 | 774372.2284 | 110425.0009 | 55775.0004 | 751013.8949 | 0 | 0 | 0 | 0 | 9894883.4125 | 0 | 9872569.5234 | 22313.8891 | 551461.1155 | 3042.4256 | 65944.4883 | 93180.6207 | 16779.1174 | 499006.0329 | 46882.4443 | 68609.3794 | 9783.6551 | 4941.665 | 66539.8311 | 0 | 0 | 0 | 0 | 876686.6703 | 0 | 874709.6598 | 1977.0106 | 48859.4548 | 117.1976 | 2540.2539 | 3589.4195 | 646.35 | 19222.2587 | 1805.9631 | 2642.9084 | 376.8771 | 190.3583 | 2563.1871 | 0 | 0 | 0 | 0 | 33770.9303 | 0 | 33694.7737 | 76.1566 | 1882.1197 | 7.1992 | 1.2964 | 42.3283 | 5.3008 | 0.75589 | 0 | 5.4767 | 0.23506 | 0 | 5.1409 | 0 | 67.5804 | 67.7331 | 67.7331 | 1
NV_5B_LO_2013_EL | 5B | LO | EL | 15852 | ASHRAE30pct-state-5B | OfficeLarge | STD2013 | NV-Reno-NV | Zone5B | Zone5B(NV-Reno-NV) | ASHRAE30pct-state-STD2013 | state | NV | 0.0886 | 0.73 | ASHRAE30pct-state-5B_OfficeLarge_STD2013_NV-Reno-NV.table.csv.gz | Large Office | Reno Tahoe International Ap NV USA TMY3 WMO#=724880 | Electricity | 9738.889 | 695033.3389 | 945386.1187 | 189380.5571 | 5626841.7117 | 528030.5598 | 766952.7839 | 98391.6675 | 32194.4447 | 735627.7837 | 0 | 0 | 0 | 0 | 9649752.855 | 0 | 9627577.8548 | 22175.0002 | 550205.56 | 862.8656 | 61579.9538 | 83761.2101 | 16779.1174 | 498538.1757 | 46783.5076 | 67952.0167 | 8717.5017 | 2852.4278 | 65176.6216 | 0 | 0 | 0 | 0 | 854968.103 | 0 | 853003.3979 | 1964.705 | 48748.2126 | 33.2385 | 2372.1272 | 3226.5735 | 646.35 | 19204.2363 | 1802.1519 | 2617.5861 | 335.8077 | 109.8786 | 2510.6748 | 0 | 0 | 0 | 0 | 32934.3074 | 0 | 32858.6248 | 75.6826 | 1877.8345 | 6.4714 | 1.2964 | 42.2836 | 5.25 | 0.67352 | 0 | 4.9781 | 0.066665 | 0 | 5.0356 | 0 | 65.9034 | 66.0552 | 66.0552 | 2
NV_5B_LO_2010_NG | 5B | LO | NG | 15261 | ASHRAE30pct-state-5B | OfficeLarge | STD2010 | NV-Reno-NV | Zone5B | Zone5B(NV-Reno-NV) | ASHRAE30pct-state-STD2010 | state | NV | 0.0886 | 0.73 | ASHRAE30pct-state-5B_OfficeLarge_STD2010_NV-Reno-NV.table.csv.gz | Large Office | Reno Tahoe International Ap NV USA TMY3 WMO#=724880 | Natural Gas | 1749442.9274 | 0 | 0 | 0 | 0 | 0 | 0 | 0 | 0 | 0 | 0 | 537431.2634 | 0 | 0 | 2286874.1908 | 0 | 2286874.1908 | 0 | 0 | 12770.9334 | 0 | 0 | 0 | 0 | 0 | 0 | 0 | 0 | 0 | 0 | 3923.2482 | 0 | 0 | 16694.1816 | 0 | 16694.1816 | 0 | 0 | 1749.4429 | 0 | 0 | 0 | 0 | 0 | 0 | 0 | 0 | 0 | 0 | 537.4313 | 0 | 0 | 2286.8742 | 0 | 2286.8742 | 0 | 0 | 0 | 0 | 0 | 0 | 0 | 0 | 0 | 3.5088 | 1.0779 | 0 | 0 | 4.5867 | 4.5867 | 4.5867 | 1
NV_5B_LO_2013_NG | 5B | LO | NG | 15861 | ASHRAE30pct-state-5B | OfficeLarge | STD2013 | NV-Reno-NV | Zone5B | Zone5B(NV-Reno-NV) | ASHRAE30pct-state-STD2013 | state | NV | 0.0886 | 0.73 | ASHRAE30pct-state-5B_OfficeLarge_STD2013_NV-Reno-NV.table.csv.gz | Large Office | Reno Tahoe International Ap NV USA TMY3 WMO#=724880 | Natural Gas | 1322138.5352 | 0 | 0 | 0 | 0 | 0 | 0 | 0 | 0 | 0 | 0 | 537251.1781 | 0 | 0 | 1859389.7133 | 0 | 1859389.7133 | 0 | 0 | 9651.6113 | 0 | 0 | 0 | 0 | 0 | 0 | 0 | 0 | 0 | 0 | 3921.9336 | 0 | 0 | 13573.5449 | 0 | 13573.5449 | 0 | 0 | 1322.1385 | 0 | 0 | 0 | 0 | 0 | 0 | 0 | 0 | 0 | 0 | 537.2512 | 0 | 0 | 1859.3897 | 0 | 1859.3897 | 0 | 0 | 0 | 0 | 0 | 0 | 0 | 0 | 0 | 2.6518 | 1.0775 | 0 | 0 | 3.7293 | 3.7293 | 3.7293 | 2
OR_5B_LO_2010_EL | 5B | LO | EL | 15312 | ASHRAE30pct-state-5B | OfficeLarge | STD2010 | OR-Redmond-OR | Zone5B | Zone5B(OR-Redmond-OR) | ASHRAE30pct-state-STD2010 | state | OR | 0.0834 | 0.92 | ASHRAE30pct-state-5B_OfficeLarge_STD2010_OR-Redmond-OR.table.csv.gz | Large Office | Redmond Roberts Field OR USA TMY3 WMO#=726835 | Electricity | 11283.3334 | 531708.3376 | 1054580.564 | 189650.0015 | 5632122.2673 | 529147.2265 | 708041.6723 | 81275.0007 | 40811.1114 | 736480.5614 | 0 | 0 | 0 | 0 | 9537419.5207 | 0 | 9515100.0761 | 22319.4446 | 551466.6711 | 941.03 | 44344.4754 | 87952.019 | 15816.8101 | 469718.9971 | 44130.8787 | 59050.6755 | 6778.3351 | 3403.6467 | 61422.4788 | 0 | 0 | 0 | 0 | 795420.788 | 0 | 793559.3463 | 1861.4417 | 45992.3204 | 38.5097 | 1814.7041 | 3599.2508 | 647.2696 | 19222.2587 | 1805.9631 | 2416.5243 | 277.3891 | 139.2871 | 2513.5853 | 0 | 0 | 0 | 0 | 32550.9172 | 0 | 32474.7416 | 76.1756 | 1882.1387 | 7.2189 | 1.2982 | 42.3283 | 4.8467 | 0.55635 | 0 | 3.919 | 0.077237 | 0 | 5.0414 | 0 | 65.1334 | 65.2862 | 65.2862 | 1
OR_5B_LO_2013_EL | 5B | LO | EL | 15912 | ASHRAE30pct-state-5B | OfficeLarge | STD2013 | OR-Redmond-OR | Zone5B | Zone5B(OR-Redmond-OR) | ASHRAE30pct-state-STD2013 | state | OR | 0.0834 | 0.92 | ASHRAE30pct-state-5B_OfficeLarge_STD2013_OR-Redmond-OR.table.csv.gz | Large Office | Redmond Roberts Field OR USA TMY3 WMO#=726835 | Electricity | 794.4445 | 515930.5597 | 947308.3409 | 189650.0015 | 5626841.7117 | 528030.5598 | 691069.45 | 74841.6673 | 26986.1113 | 731966.6725 | 0 | 0 | 0 | 0 | 9355600.0748 | 0 | 9333419.5191 | 22180.5557 | 550211.1155 | 66.2567 | 43028.6087 | 79005.5156 | 15816.8101 | 469278.5988 | 44037.7487 | 57635.1921 | 6241.795 | 2250.6417 | 61046.0205 | 0 | 0 | 0 | 0 | 780257.0462 | 0 | 778407.1879 | 1849.8583 | 45887.607 | 2.7114 | 1760.855 | 3233.134 | 647.2696 | 19204.2363 | 1802.1519 | 2358.5986 | 255.4323 | 92.1028 | 2498.1796 | 0 | 0 | 0 | 0 | 31930.373 | 0 | 31854.6715 | 75.7015 | 1877.8535 | 6.4846 | 1.2982 | 42.2836 | 4.7306 | 0.51231 | 0 | 3.7164 | 0.0054382 | 0 | 5.0105 | 0 | 63.8898 | 64.0416 | 64.0416 | 2
OR_5B_LO_2010_NG | 5B | LO | NG | 15321 | ASHRAE30pct-state-5B | OfficeLarge | STD2010 | OR-Redmond-OR | Zone5B | Zone5B(OR-Redmond-OR) | ASHRAE30pct-state-STD2010 | state | OR | 0.0834 | 0.92 | ASHRAE30pct-state-5B_OfficeLarge_STD2010_OR-Redmond-OR.table.csv.gz | Large Office | Redmond Roberts Field OR USA TMY3 WMO#=726835 | Natural Gas | 2310967.702 | 0 | 0 | 0 | 0 | 0 | 0 | 0 | 0 | 0 | 0 | 537450.2197 | 0 | 0 | 2848417.9217 | 0 | 2848417.9217 | 0 | 0 | 21260.9029 | 0 | 0 | 0 | 0 | 0 | 0 | 0 | 0 | 0 | 0 | 4944.542 | 0 | 0 | 26205.4449 | 0 | 26205.4449 | 0 | 0 | 2310.9677 | 0 | 0 | 0 | 0 | 0 | 0 | 0 | 0 | 0 | 0 | 537.4502 | 0 | 0 | 2848.4179 | 0 | 2848.4179 | 0 | 0 | 0 | 0 | 0 | 0 | 0 | 0 | 0 | 4.635 | 1.0779 | 0 | 0 | 5.713 | 5.713 | 5.713 | 1
OR_5B_LO_2013_NG | 5B | LO | NG | 15921 | ASHRAE30pct-state-5B | OfficeLarge | STD2013 | OR-Redmond-OR | Zone5B | Zone5B(OR-Redmond-OR) | ASHRAE30pct-state-STD2013 | state | OR | 0.0834 | 0.92 | ASHRAE30pct-state-5B_OfficeLarge_STD2013_OR-Redmond-OR.table.csv.gz | Large Office | Redmond Roberts Field OR USA TMY3 WMO#=726835 | Natural Gas | 1863958.1918 | 0 | 0 | 0 | 0 | 0 | 0 | 0 | 0 | 0 | 0 | 537279.6126 | 0 | 0 | 2401237.8045 | 0 | 2401237.8045 | 0 | 0 | 17148.4154 | 0 | 0 | 0 | 0 | 0 | 0 | 0 | 0 | 0 | 0 | 4942.9724 | 0 | 0 | 22091.3878 | 0 | 22091.3878 | 0 | 0 | 1863.9582 | 0 | 0 | 0 | 0 | 0 | 0 | 0 | 0 | 0 | 0 | 537.2796 | 0 | 0 | 2401.2378 | 0 | 2401.2378 | 0 | 0 | 0 | 0 | 0 | 0 | 0 | 0 | 0 | 3.7385 | 1.0776 | 0 | 0 | 4.8161 | 4.8161 | 4.8161 | 2
UT_5B_LO_2010_EL | 5B | LO | EL | 15372 | ASHRAE30pct-state-5B | OfficeLarge | STD2010 | UT-SaltLakeCity-UT | Zone5B | Zone5B(UT-SaltLakeCity-UT) | ASHRAE30pct-state-STD2010 | state | UT | 0.0805 | 0.69 | ASHRAE30pct-state-5B_OfficeLarge_STD2010_UT-SaltLakeCity-UT.table.csv.gz | Large Office | Salt Lake City IntL Arpt Isis UT USA TMY3 WMO#=725720 | Electricity | 30222.2225 | 758213.895 | 1052805.564 | 188930.5571 | 5632122.2673 | 529147.2265 | 738066.6726 | 113813.8898 | 72411.1117 | 658280.5608 | 0 | 0 | 0 | 0 | 9796333.4117 | 0 | 9774013.9671 | 22319.4446 | 551466.6711 | 2432.8889 | 61036.2185 | 84750.8479 | 15208.9098 | 453385.8425 | 42596.3517 | 59414.3671 | 9162.0181 | 5829.0945 | 52991.5851 | 0 | 0 | 0 | 0 | 788604.8396 | 0 | 786808.1244 | 1796.7153 | 44393.067 | 103.1475 | 2587.7605 | 3593.1928 | 644.8141 | 19222.2587 | 1805.9631 | 2518.9987 | 388.4433 | 247.1369 | 2246.6911 | 0 | 0 | 0 | 0 | 33434.5822 | 0 | 33358.4067 | 76.1756 | 1882.1387 | 7.2067 | 1.2933 | 42.3283 | 5.0523 | 0.77909 | 0 | 5.6859 | 0.20688 | 0 | 4.5061 | 0 | 66.9058 | 67.0585 | 67.0585 | 1
UT_5B_LO_2013_EL | 5B | LO | EL | 15972 | ASHRAE30pct-state-5B | OfficeLarge | STD2013 | UT-SaltLakeCity-UT | Zone5B | Zone5B(UT-SaltLakeCity-UT) | ASHRAE30pct-state-STD2013 | state | UT | 0.0805 | 0.69 | ASHRAE30pct-state-5B_OfficeLarge_STD2013_UT-SaltLakeCity-UT.table.csv.gz | Large Office | Salt Lake City IntL Arpt Isis UT USA TMY3 WMO#=725720 | Electricity | 1230.5556 | 725583.3391 | 946080.5631 | 188930.5571 | 5626841.7117 | 528030.5598 | 717797.228 | 103133.3342 | 46197.2226 | 651458.3385 | 0 | 0 | 0 | 0 | 9557461.1876 | 0 | 9535283.4096 | 22177.778 | 550208.3377 | 99.0597 | 58409.4588 | 76159.4853 | 15208.9098 | 452960.7578 | 42506.4601 | 57782.6769 | 8302.2334 | 3718.8764 | 52442.3963 | 0 | 0 | 0 | 0 | 769375.6256 | 0 | 767590.3145 | 1785.3111 | 44291.7712 | 4.1998 | 2476.3934 | 3228.9436 | 644.8141 | 19204.2363 | 1802.1519 | 2449.8197 | 351.9909 | 157.6697 | 2223.4071 | 0 | 0 | 0 | 0 | 32619.3188 | 0 | 32543.6267 | 75.6921 | 1877.844 | 6.4762 | 1.2933 | 42.2836 | 4.9135 | 0.70598 | 0 | 5.283 | 0.0084235 | 0 | 4.4594 | 0 | 65.2716 | 65.4234 | 65.4234 | 2
UT_5B_LO_2010_NG | 5B | LO | NG | 15381 | ASHRAE30pct-state-5B | OfficeLarge | STD2010 | UT-SaltLakeCity-UT | Zone5B | Zone5B(UT-SaltLakeCity-UT) | ASHRAE30pct-state-STD2010 | state | UT | 0.0805 | 0.69 | ASHRAE30pct-state-5B_OfficeLarge_STD2010_UT-SaltLakeCity-UT.table.csv.gz | Large Office | Salt Lake City IntL Arpt Isis UT USA TMY3 WMO#=725720 | Natural Gas | 1859399.1915 | 0 | 0 | 0 | 0 | 0 | 0 | 0 | 0 | 0 | 0 | 537440.7416 | 0 | 0 | 2396839.9331 | 0 | 2396839.9331 | 0 | 0 | 12829.8544 | 0 | 0 | 0 | 0 | 0 | 0 | 0 | 0 | 0 | 0 | 3708.3411 | 0 | 0 | 16538.1955 | 0 | 16538.1955 | 0 | 0 | 1859.3992 | 0 | 0 | 0 | 0 | 0 | 0 | 0 | 0 | 0 | 0 | 537.4407 | 0 | 0 | 2396.8399 | 0 | 2396.8399 | 0 | 0 | 0 | 0 | 0 | 0 | 0 | 0 | 0 | 3.7293 | 1.0779 | 0 | 0 | 4.8073 | 4.8073 | 4.8073 | 1
UT_5B_LO_2013_NG | 5B | LO | NG | 15981 | ASHRAE30pct-state-5B | OfficeLarge | STD2013 | UT-SaltLakeCity-UT | Zone5B | Zone5B(UT-SaltLakeCity-UT) | ASHRAE30pct-state-STD2013 | state | UT | 0.0805 | 0.69 | ASHRAE30pct-state-5B_OfficeLarge_STD2013_UT-SaltLakeCity-UT.table.csv.gz | Large Office | Salt Lake City IntL Arpt Isis UT USA TMY3 WMO#=725720 | Natural Gas | 1525720.1744 | 0 | 0 | 0 | 0 | 0 | 0 | 0 | 0 | 0 | 0 | 537270.1345 | 0 | 0 | 2062990.3089 | 0 | 2062990.3089 | 0 | 0 | 10527.4692 | 0 | 0 | 0 | 0 | 0 | 0 | 0 | 0 | 0 | 0 | 3707.1639 | 0 | 0 | 14234.6331 | 0 | 14234.6331 | 0 | 0 | 1525.7202 | 0 | 0 | 0 | 0 | 0 | 0 | 0 | 0 | 0 | 0 | 537.2701 | 0 | 0 | 2062.9903 | 0 | 2062.9903 | 0 | 0 | 0 | 0 | 0 | 0 | 0 | 0 | 0 | 3.0601 | 1.0776 | 0 | 0 | 4.1377 | 4.1377 | 4.1377 | 2
WA_5B_LO_2010_EL | 5B | LO | EL | 15432 | ASHRAE30pct-state-5B | OfficeLarge | STD2010 | WA-Spokane-WA | Zone5B | Zone5B(WA-Spokane-WA) | ASHRAE30pct-state-STD2010 | state | WA | 0.0767 | 0.96 | ASHRAE30pct-state-5B_OfficeLarge_STD2010_WA-Spokane-WA.table.csv.gz | Large Office | Spokane International Ap Chen WA USA TMY3 WMO#=727850 | Electricity | 8750.0001 | 536677.7821 | 1056925.0085 | 190861.1126 | 5632122.2673 | 529147.2265 | 680297.2277 | 88077.7785 | 43111.1115 | 670211.1165 | 0 | 0 | 0 | 0 | 9458497.2979 | 0 | 9436180.631 | 22316.6668 | 551463.8933 | 671.125 | 41163.1859 | 81066.1481 | 14639.0473 | 431983.7779 | 40585.5923 | 52178.7974 | 6755.5656 | 3306.6222 | 51405.1926 | 0 | 0 | 0 | 0 | 725466.7427 | 0 | 723755.0544 | 1711.6883 | 42297.2806 | 29.8635 | 1831.6646 | 3607.2523 | 651.4031 | 19222.2587 | 1805.9631 | 2321.8333 | 300.6067 | 147.1369 | 2287.4098 | 0 | 0 | 0 | 0 | 32281.5581 | 0 | 32205.392 | 76.1661 | 1882.1292 | 7.2349 | 1.3065 | 42.3283 | 4.6568 | 0.60292 | 0 | 3.9688 | 0.059896 | 0 | 4.5878 | 0 | 64.5932 | 64.746 | 64.746 | 1
WA_5B_LO_2013_EL | 5B | LO | EL | 16032 | ASHRAE30pct-state-5B | OfficeLarge | STD2013 | WA-Spokane-WA | Zone5B | Zone5B(WA-Spokane-WA) | ASHRAE30pct-state-STD2013 | state | WA | 0.0767 | 0.96 | ASHRAE30pct-state-5B_OfficeLarge_STD2013_WA-Spokane-WA.table.csv.gz | Large Office | Spokane International Ap Chen WA USA TMY3 WMO#=727850 | Electricity | 558.3333 | 515244.4486 | 948883.3409 | 190861.1126 | 5626841.7117 | 528030.5598 | 661325.0053 | 80080.5562 | 28700.0002 | 669977.7831 | 0 | 0 | 0 | 0 | 9272683.4075 | 0 | 9250502.8518 | 22180.5557 | 550211.1155 | 42.8242 | 39519.2492 | 72779.3522 | 14639.0473 | 431578.7593 | 40499.9439 | 50723.6279 | 6142.1787 | 2201.29 | 51387.296 | 0 | 0 | 0 | 0 | 711214.8174 | 0 | 709513.5687 | 1701.2486 | 42201.1926 | 1.9056 | 1758.5133 | 3238.5094 | 651.4031 | 19204.2363 | 1802.1519 | 2257.0817 | 273.3125 | 97.9522 | 2286.6134 | 0 | 0 | 0 | 0 | 31647.381 | 0 | 31571.6795 | 75.7015 | 1877.8535 | 6.4954 | 1.3065 | 42.2836 | 4.5269 | 0.54817 | 0 | 3.7234 | 0.0038219 | 0 | 4.5862 | 0 | 63.3222 | 63.474 | 63.474 | 2
WA_5B_LO_2010_NG | 5B | LO | NG | 15441 | ASHRAE30pct-state-5B | OfficeLarge | STD2010 | WA-Spokane-WA | Zone5B | Zone5B(WA-Spokane-WA) | ASHRAE30pct-state-STD2010 | state | WA | 0.0767 | 0.96 | ASHRAE30pct-state-5B_OfficeLarge_STD2010_WA-Spokane-WA.table.csv.gz | Large Office | Spokane International Ap Chen WA USA TMY3 WMO#=727850 | Natural Gas | 3269798.4569 | 0 | 0 | 0 | 0 | 0 | 0 | 0 | 0 | 0 | 0 | 537478.6542 | 0 | 0 | 3807277.1112 | 0 | 3807277.1112 | 0 | 0 | 31390.0652 | 0 | 0 | 0 | 0 | 0 | 0 | 0 | 0 | 0 | 0 | 5159.7951 | 0 | 0 | 36549.8603 | 0 | 36549.8603 | 0 | 0 | 3269.7985 | 0 | 0 | 0 | 0 | 0 | 0 | 0 | 0 | 0 | 0 | 537.4787 | 0 | 0 | 3807.2771 | 0 | 3807.2771 | 0 | 0 | 0 | 0 | 0 | 0 | 0 | 0 | 0 | 6.5581 | 1.078 | 0 | 0 | 7.6361 | 7.6361 | 7.6361 | 1
WA_5B_LO_2013_NG | 5B | LO | NG | 16041 | ASHRAE30pct-state-5B | OfficeLarge | STD2013 | WA-Spokane-WA | Zone5B | Zone5B(WA-Spokane-WA) | ASHRAE30pct-state-STD2013 | state | WA | 0.0767 | 0.96 | ASHRAE30pct-state-5B_OfficeLarge_STD2013_WA-Spokane-WA.table.csv.gz | Large Office | Spokane International Ap Chen WA USA TMY3 WMO#=727850 | Natural Gas | 2848332.6182 | 0 | 0 | 0 | 0 | 0 | 0 | 0 | 0 | 0 | 0 | 537317.5253 | 0 | 0 | 3385650.1435 | 0 | 3385650.1435 | 0 | 0 | 27343.9931 | 0 | 0 | 0 | 0 | 0 | 0 | 0 | 0 | 0 | 0 | 5158.2482 | 0 | 0 | 32502.2414 | 0 | 32502.2414 | 0 | 0 | 2848.3326 | 0 | 0 | 0 | 0 | 0 | 0 | 0 | 0 | 0 | 0 | 537.3175 | 0 | 0 | 3385.6501 | 0 | 3385.6501 | 0 | 0 | 0 | 0 | 0 | 0 | 0 | 0 | 0 | 5.7128 | 1.0777 | 0 | 0 | 6.7905 | 6.7905 | 6.7905 | 2
WY_5B_LO_2010_EL | 5B | LO | EL | 15492 | ASHRAE30pct-state-5B | OfficeLarge | STD2010 | WY-Scottsbluff-NE | Zone5B | Zone5B(WY-Scottsbluff-NE) | ASHRAE30pct-state-STD2010 | state | WY | 0.0823 | 0.68 | ASHRAE30pct-state-5B_OfficeLarge_STD2010_WY-Scottsbluff-NE.table.csv.gz | Large Office | Scottsbluff W B Heilig Field NE USA TMY3 WMO#=725660 | Electricity | 19111.1113 | 722658.3391 | 1052766.6751 | 189883.3349 | 5632122.2673 | 529147.2265 | 718552.7835 | 112961.112 | 84697.2229 | 581969.4491 | 0 | 0 | 0 | 0 | 9666188.9662 | 0 | 9643869.5216 | 22319.4446 | 551466.6711 | 1572.8445 | 59474.7813 | 86642.6974 | 15627.3985 | 463523.6626 | 43548.8167 | 59136.8941 | 9296.6995 | 6970.5814 | 47896.0857 | 0 | 0 | 0 | 0 | 795527.3519 | 0 | 793690.4616 | 1836.8903 | 45385.707 | 65.2256 | 2466.4105 | 3593.06 | 648.0659 | 19222.2587 | 1805.9631 | 2452.3984 | 385.5328 | 289.069 | 1986.2437 | 0 | 0 | 0 | 0 | 32990.4033 | 0 | 32914.2277 | 76.1756 | 1882.1387 | 7.2065 | 1.2998 | 42.3283 | 4.9187 | 0.77325 | 0 | 5.5266 | 0.13082 | 0 | 3.9837 | 0 | 66.0149 | 66.1677 | 66.1677 | 1
WY_5B_LO_2013_EL | 5B | LO | EL | 16092 | ASHRAE30pct-state-5B | OfficeLarge | STD2013 | WY-Scottsbluff-NE | Zone5B | Zone5B(WY-Scottsbluff-NE) | ASHRAE30pct-state-STD2013 | state | WY | 0.0823 | 0.68 | ASHRAE30pct-state-5B_OfficeLarge_STD2013_WY-Scottsbluff-NE.table.csv.gz | Large Office | Scottsbluff W B Heilig Field NE USA TMY3 WMO#=725660 | Electricity | 1294.4445 | 694055.5611 | 946111.1187 | 189883.3349 | 5626841.7117 | 528030.5598 | 696636.1167 | 101786.1119 | 62513.8894 | 579172.2269 | 0 | 0 | 0 | 0 | 9448502.8534 | 0 | 9426325.0754 | 22177.778 | 550208.3377 | 106.5328 | 57120.7727 | 77864.9451 | 15627.3985 | 463089.0729 | 43456.9151 | 57333.1524 | 8376.997 | 5144.8931 | 47665.8743 | 0 | 0 | 0 | 0 | 777611.7848 | 0 | 775786.5537 | 1825.2311 | 45282.1462 | 4.4179 | 2368.7901 | 3229.0479 | 648.0659 | 19204.2363 | 1802.1519 | 2377.5975 | 347.3928 | 213.358 | 1976.6969 | 0 | 0 | 0 | 0 | 32247.4473 | 0 | 32171.7553 | 75.6921 | 1877.844 | 6.4764 | 1.2998 | 42.2836 | 4.7687 | 0.69675 | 0 | 5.1789 | 0.0088608 | 0 | 3.9646 | 0 | 64.5257 | 64.6775 | 64.6775 | 2
WY_5B_LO_2010_NG | 5B | LO | NG | 15501 | ASHRAE30pct-state-5B | OfficeLarge | STD2010 | WY-Scottsbluff-NE | Zone5B | Zone5B(WY-Scottsbluff-NE) | ASHRAE30pct-state-STD2010 | state | WY | 0.0823 | 0.68 | ASHRAE30pct-state-5B_OfficeLarge_STD2010_WY-Scottsbluff-NE.table.csv.gz | Large Office | Scottsbluff W B Heilig Field NE USA TMY3 WMO#=725660 | Natural Gas | 3548902.1642 | 0 | 0 | 0 | 0 | 0 | 0 | 0 | 0 | 0 | 0 | 537469.1761 | 0 | 0 | 4086371.3403 | 0 | 4086371.3403 | 0 | 0 | 24132.5347 | 0 | 0 | 0 | 0 | 0 | 0 | 0 | 0 | 0 | 0 | 3654.7904 | 0 | 0 | 27787.3251 | 0 | 27787.3251 | 0 | 0 | 3548.9022 | 0 | 0 | 0 | 0 | 0 | 0 | 0 | 0 | 0 | 0 | 537.4692 | 0 | 0 | 4086.3713 | 0 | 4086.3713 | 0 | 0 | 0 | 0 | 0 | 0 | 0 | 0 | 0 | 7.1179 | 1.078 | 0 | 0 | 8.1959 | 8.1959 | 8.1959 | 1
WY_5B_LO_2013_NG | 5B | LO | NG | 16101 | ASHRAE30pct-state-5B | OfficeLarge | STD2013 | WY-Scottsbluff-NE | Zone5B | Zone5B(WY-Scottsbluff-NE) | ASHRAE30pct-state-STD2013 | state | WY | 0.0823 | 0.68 | ASHRAE30pct-state-5B_OfficeLarge_STD2013_WY-Scottsbluff-NE.table.csv.gz | Large Office | Scottsbluff W B Heilig Field NE USA TMY3 WMO#=725660 | Natural Gas | 2998438.4155 | 0 | 0 | 0 | 0 | 0 | 0 | 0 | 0 | 0 | 0 | 537298.569 | 0 | 0 | 3535736.9844 | 0 | 3535736.9844 | 0 | 0 | 20389.3812 | 0 | 0 | 0 | 0 | 0 | 0 | 0 | 0 | 0 | 0 | 3653.6303 | 0 | 0 | 24043.0115 | 0 | 24043.0115 | 0 | 0 | 2998.4384 | 0 | 0 | 0 | 0 | 0 | 0 | 0 | 0 | 0 | 0 | 537.2986 | 0 | 0 | 3535.737 | 0 | 3535.737 | 0 | 0 | 0 | 0 | 0 | 0 | 0 | 0 | 0 | 6.0139 | 1.0776 | 0 | 0 | 7.0915 | 7.0915 | 7.0915 | 2
IA_6A_LO_2010_EL | 6A | LO | EL | 16812 | ASHRAE30pct-state-6A | OfficeLarge | STD2010 | IA-MasonCity-IA | Zone6A | Zone6A(IA-MasonCity-IA) | ASHRAE30pct-state-STD2010 | state | IA | 0.08 | 0.7 | ASHRAE30pct-state-6A_OfficeLarge_STD2010_IA-MasonCity-IA.table.csv.gz | Large Office | Mason City Municipal Arpt IA USA TMY3 WMO#=725485 | Electricity | 2475 | 752438.8949 | 1053455.564 | 189186.1126 | 5632122.2673 | 529147.2265 | 641063.894 | 134813.89 | 80466.6673 | 468863.8926 | 0 | 0 | 0 | 0 | 9506352.8538 | 0 | 9484033.4092 | 22319.4446 | 551466.6711 | 198 | 60195.1116 | 84276.4451 | 15134.889 | 450569.7814 | 42331.7781 | 51285.1115 | 10785.1112 | 6437.3334 | 37509.1114 | 0 | 0 | 0 | 0 | 760508.2283 | 0 | 758722.6727 | 1785.5556 | 44117.3337 | 8.4471 | 2568.0506 | 3595.4112 | 645.6863 | 19222.2587 | 1805.9631 | 2187.9312 | 460.1156 | 274.6302 | 1600.2179 | 0 | 0 | 0 | 0 | 32444.8876 | 0 | 32368.712 | 76.1756 | 1882.1387 | 7.2112 | 1.295 | 42.3283 | 4.3883 | 0.92284 | 0 | 5.7015 | 0.016942 | 0 | 3.2095 | 0 | 64.9208 | 65.0735 | 65.0735 | 1
IA_6A_LO_2013_EL | 6A | LO | EL | 17472 | ASHRAE30pct-state-6A | OfficeLarge | STD2013 | IA-MasonCity-IA | Zone6A | Zone6A(IA-MasonCity-IA) | ASHRAE30pct-state-STD2013 | state | IA | 0.08 | 0.7 | ASHRAE30pct-state-6A_OfficeLarge_STD2013_IA-MasonCity-IA.table.csv.gz | Large Office | Mason City Municipal Arpt IA USA TMY3 WMO#=725485 | Electricity | 3038.8889 | 697330.5611 | 946538.8965 | 189186.1126 | 5626841.7117 | 528030.5598 | 623841.6717 | 124311.1121 | 65813.8894 | 473075.0038 | 12458.3334 | 0 | 0 | 0 | 9312644.5189 | 0 | 9290466.741 | 22177.778 | 550208.3377 | 243.1111 | 55786.4449 | 75723.1117 | 15134.889 | 450147.3369 | 42242.4448 | 49907.3337 | 9944.889 | 5265.1112 | 37846.0003 | 996.6667 | 0 | 0 | 0 | 745011.5615 | 0 | 743237.3393 | 1774.2222 | 44016.667 | 10.3716 | 2379.9676 | 3230.5079 | 645.6863 | 19204.2363 | 1802.1519 | 2129.1523 | 424.27 | 224.6208 | 1614.5903 | 42.5199 | 0 | 0 | 0 | 31783.7671 | 0 | 31708.075 | 75.6921 | 1877.844 | 6.4793 | 1.295 | 42.2836 | 4.2704 | 0.85094 | 0.085281 | 5.2239 | 0.020802 | 0 | 3.2383 | 0 | 63.5957 | 63.7476 | 63.7476 | 2
IA_6A_LO_2010_NG | 6A | LO | NG | 16821 | ASHRAE30pct-state-6A | OfficeLarge | STD2010 | IA-MasonCity-IA | Zone6A | Zone6A(IA-MasonCity-IA) | ASHRAE30pct-state-STD2010 | state | IA | 0.08 | 0.7 | ASHRAE30pct-state-6A_OfficeLarge_STD2010_IA-MasonCity-IA.table.csv.gz | Large Office | Mason City Municipal Arpt IA USA TMY3 WMO#=725485 | Natural Gas | 6881029.075 | 0 | 0 | 0 | 0 | 0 | 0 | 0 | 0 | 0 | 0 | 572813.2765 | 0 | 0 | 7453842.3514 | 0 | 7453842.3514 | 0 | 0 | 48167.2035 | 0 | 0 | 0 | 0 | 0 | 0 | 0 | 0 | 0 | 0 | 4009.6929 | 0 | 0 | 52176.8965 | 0 | 52176.8965 | 0 | 0 | 6881.0291 | 0 | 0 | 0 | 0 | 0 | 0 | 0 | 0 | 0 | 0 | 572.8133 | 0 | 0 | 7453.8424 | 0 | 7453.8424 | 0 | 0 | 0 | 0 | 0 | 0 | 0 | 0 | 0 | 13.801 | 1.1489 | 0 | 0 | 14.9499 | 14.9499 | 14.9499 | 1
IA_6A_LO_2013_NG | 6A | LO | NG | 17481 | ASHRAE30pct-state-6A | OfficeLarge | STD2013 | IA-MasonCity-IA | Zone6A | Zone6A(IA-MasonCity-IA) | ASHRAE30pct-state-STD2013 | state | IA | 0.08 | 0.7 | ASHRAE30pct-state-6A_OfficeLarge_STD2013_IA-MasonCity-IA.table.csv.gz | Large Office | Mason City Municipal Arpt IA USA TMY3 WMO#=725485 | Natural Gas | 6919330.3648 | 0 | 0 | 0 | 0 | 0 | 0 | 0 | 0 | 0 | 0 | 572642.6694 | 0 | 0 | 7491973.0342 | 0 | 7491973.0342 | 0 | 0 | 48435.3126 | 0 | 0 | 0 | 0 | 0 | 0 | 0 | 0 | 0 | 0 | 4008.4987 | 0 | 0 | 52443.8112 | 0 | 52443.8112 | 0 | 0 | 6919.3304 | 0 | 0 | 0 | 0 | 0 | 0 | 0 | 0 | 0 | 0 | 572.6427 | 0 | 0 | 7491.973 | 0 | 7491.973 | 0 | 0 | 0 | 0 | 0 | 0 | 0 | 0 | 0 | 13.8779 | 1.1485 | 0 | 0 | 15.0264 | 15.0264 | 15.0264 | 2
ME_6A_LO_2010_EL | 6A | LO | EL | 16872 | ASHRAE30pct-state-6A | OfficeLarge | STD2010 | ME-Portland-ME | Zone6A | Zone6A(ME-Portland-ME) | ASHRAE30pct-state-STD2010 | state | ME | 0.1158 | 1.03 | ASHRAE30pct-state-6A_OfficeLarge_STD2010_ME-Portland-ME.table.csv.gz | Large Office | Portland Intl Jetport ME USA TMY3 WMO#=726060 | Electricity | 1819.4445 | 549686.1155 | 1054966.6751 | 190986.1126 | 5632122.2673 | 529147.2265 | 608047.2271 | 99558.3341 | 83505.5562 | 494986.1151 | 0 | 0 | 0 | 0 | 9267141.7408 | 0 | 9244825.074 | 22316.6668 | 551463.8933 | 210.6917 | 63653.6522 | 122165.141 | 22116.1918 | 652199.7586 | 61275.2488 | 70411.8689 | 11528.8551 | 9669.9434 | 57319.3921 | 0 | 0 | 0 | 0 | 1073135.0136 | 0 | 1070550.7436 | 2584.27 | 63859.5188 | 6.2097 | 1876.0617 | 3600.5686 | 651.8297 | 19222.2587 | 1805.9631 | 2075.2463 | 339.7895 | 285.0019 | 1689.3723 | 0 | 0 | 0 | 0 | 31628.4675 | 0 | 31552.3014 | 76.1661 | 1882.1292 | 7.2215 | 1.3074 | 42.3283 | 4.1622 | 0.6815 | 0 | 4.3344 | 0.012455 | 0 | 3.3883 | 0 | 63.2833 | 63.4361 | 63.4361 | 1
ME_6A_LO_2013_EL | 6A | LO | EL | 17532 | ASHRAE30pct-state-6A | OfficeLarge | STD2013 | ME-Portland-ME | Zone6A | Zone6A(ME-Portland-ME) | ASHRAE30pct-state-STD2013 | state | ME | 0.1158 | 1.03 | ASHRAE30pct-state-6A_OfficeLarge_STD2013_ME-Portland-ME.table.csv.gz | Large Office | Portland Intl Jetport ME USA TMY3 WMO#=726060 | Electricity | 4472.2223 | 520594.4486 | 947975.0076 | 190986.1126 | 5626841.7117 | 528030.5598 | 593825.0048 | 95002.7785 | 66347.2228 | 497722.2262 | 5300 | 0 | 0 | 0 | 9099275.0728 | 0 | 9077097.2948 | 22177.778 | 550208.3377 | 517.8833 | 60284.8371 | 109775.5059 | 22116.1918 | 651588.2702 | 61145.9388 | 68764.9356 | 11001.3218 | 7683.0084 | 57636.2338 | 613.74 | 0 | 0 | 0 | 1053696.0534 | 0 | 1051127.8667 | 2568.1867 | 63714.1255 | 15.2636 | 1776.7727 | 3235.4093 | 651.8297 | 19204.2363 | 1802.1519 | 2026.7063 | 324.2415 | 226.441 | 1698.7105 | 18.0887 | 0 | 0 | 0 | 31055.5437 | 0 | 30979.8517 | 75.6921 | 1877.844 | 6.4891 | 1.3074 | 42.2836 | 4.0649 | 0.65032 | 0.03628 | 4.0178 | 0.030614 | 0 | 3.407 | 0 | 62.1352 | 62.287 | 62.287 | 2
ME_6A_LO_2010_NG | 6A | LO | NG | 16881 | ASHRAE30pct-state-6A | OfficeLarge | STD2010 | ME-Portland-ME | Zone6A | Zone6A(ME-Portland-ME) | ASHRAE30pct-state-STD2010 | state | ME | 0.1158 | 1.03 | ASHRAE30pct-state-6A_OfficeLarge_STD2010_ME-Portland-ME.table.csv.gz | Large Office | Portland Intl Jetport ME USA TMY3 WMO#=726060 | Natural Gas | 4571037.6246 | 0 | 0 | 0 | 0 | 0 | 0 | 0 | 0 | 0 | 0 | 572765.8856 | 0 | 0 | 5143812.9884 | 0 | 5143803.5102 | 0 | 0 | 47081.6875 | 0 | 0 | 0 | 0 | 0 | 0 | 0 | 0 | 0 | 0 | 5899.4886 | 0 | 0 | 52981.2738 | 0 | 52981.1762 | 0 | 0 | 4571.0376 | 0 | 0 | 0 | 0 | 0 | 0 | 0 | 0 | 0 | 0 | 572.7659 | 0 | 0 | 5143.813 | 0 | 5143.8035 | 0 | 0 | 0 | 0 | 0 | 0 | 0 | 0 | 0 | 9.168 | 1.1488 | 0 | 0 | 10.3167 | 10.3168 | 10.3167 | 1
ME_6A_LO_2013_NG | 6A | LO | NG | 17541 | ASHRAE30pct-state-6A | OfficeLarge | STD2013 | ME-Portland-ME | Zone6A | Zone6A(ME-Portland-ME) | ASHRAE30pct-state-STD2013 | state | ME | 0.1158 | 1.03 | ASHRAE30pct-state-6A_OfficeLarge_STD2013_ME-Portland-ME.table.csv.gz | Large Office | Portland Intl Jetport ME USA TMY3 WMO#=726060 | Natural Gas | 5476364.1031 | 0 | 0 | 0 | 0 | 0 | 0 | 0 | 0 | 0 | 0 | 572614.2349 | 0 | 0 | 6048978.338 | 0 | 6048978.338 | 0 | 0 | 56406.5503 | 0 | 0 | 0 | 0 | 0 | 0 | 0 | 0 | 0 | 0 | 5897.9266 | 0 | 0 | 62304.4769 | 0 | 62304.4769 | 0 | 0 | 5476.3641 | 0 | 0 | 0 | 0 | 0 | 0 | 0 | 0 | 0 | 0 | 572.6142 | 0 | 0 | 6048.9783 | 0 | 6048.9783 | 0 | 0 | 0 | 0 | 0 | 0 | 0 | 0 | 0 | 10.9837 | 1.1485 | 0 | 0 | 12.1322 | 12.1322 | 12.1322 | 2
MI_6A_LO_2010_EL | 6A | LO | EL | 16932 | ASHRAE30pct-state-6A | OfficeLarge | STD2010 | MI-AlpenaCounty-MI | Zone6A | Zone6A(MI-AlpenaCounty-MI) | ASHRAE30pct-state-STD2010 | state | MI | 0.1095 | 0.82 | ASHRAE30pct-state-6A_OfficeLarge_STD2010_MI-AlpenaCounty-MI.table.csv.gz | Large Office | Alpena County Regional Ap MI USA TMY3 WMO#=726390 | Electricity | 1383.3333 | 560969.4489 | 1054650.0084 | 188586.1126 | 5632122.2673 | 529147.2265 | 620430.5605 | 104513.8897 | 82536.1118 | 521200.0042 | 0 | 0 | 0 | 0 | 9317858.4079 | 0 | 9295538.9633 | 22319.4446 | 551466.6711 | 151.475 | 61426.1547 | 115484.1759 | 20650.1793 | 616717.3883 | 57941.6213 | 67937.1464 | 11444.2709 | 9037.7042 | 57071.4005 | 0 | 0 | 0 | 0 | 1020305.4957 | 0 | 1017861.5165 | 2443.9792 | 60385.6005 | 4.7213 | 1914.5713 | 3599.4878 | 643.6386 | 19222.2587 | 1805.9631 | 2117.5103 | 356.7027 | 281.6932 | 1778.8395 | 0 | 0 | 0 | 0 | 31801.5619 | 0 | 31725.3863 | 76.1756 | 1882.1387 | 7.2194 | 1.2909 | 42.3283 | 4.247 | 0.71543 | 0 | 4.405 | 0.0094693 | 0 | 3.5678 | 0 | 63.6305 | 63.7832 | 63.7832 | 1
MI_6A_LO_2013_EL | 6A | LO | EL | 17592 | ASHRAE30pct-state-6A | OfficeLarge | STD2013 | MI-AlpenaCounty-MI | Zone6A | Zone6A(MI-AlpenaCounty-MI) | ASHRAE30pct-state-STD2013 | state | MI | 0.1095 | 0.82 | ASHRAE30pct-state-6A_OfficeLarge_STD2013_MI-AlpenaCounty-MI.table.csv.gz | Large Office | Alpena County Regional Ap MI USA TMY3 WMO#=726390 | Electricity | 3327.7778 | 535400.0043 | 947141.6742 | 188586.1126 | 5626841.7117 | 528030.5598 | 607136.116 | 99916.6675 | 63094.4449 | 524925.0042 | 7197.2223 | 0 | 0 | 0 | 9153775.0732 | 0 | 9131597.2953 | 22177.778 | 550208.3377 | 364.3917 | 58626.3005 | 103712.0133 | 20650.1793 | 616139.1674 | 57819.3463 | 66481.4047 | 10940.8751 | 6908.8417 | 57479.288 | 788.0958 | 0 | 0 | 0 | 1002338.3705 | 0 | 999909.9038 | 2428.4667 | 60247.813 | 11.3576 | 1827.3036 | 3232.5652 | 643.6386 | 19204.2363 | 1802.1519 | 2072.1367 | 341.0125 | 215.3394 | 1791.5528 | 24.5639 | 0 | 0 | 0 | 31241.5506 | 0 | 31165.8585 | 75.6921 | 1877.844 | 6.4834 | 1.2909 | 42.2836 | 4.156 | 0.68396 | 0.049267 | 4.0969 | 0.02278 | 0 | 3.5933 | 0 | 62.5082 | 62.6601 | 62.6601 | 2
MI_6A_LO_2010_NG | 6A | LO | NG | 16941 | ASHRAE30pct-state-6A | OfficeLarge | STD2010 | MI-AlpenaCounty-MI | Zone6A | Zone6A(MI-AlpenaCounty-MI) | ASHRAE30pct-state-STD2010 | state | MI | 0.1095 | 0.82 | ASHRAE30pct-state-6A_OfficeLarge_STD2010_MI-AlpenaCounty-MI.table.csv.gz | Large Office | Alpena County Regional Ap MI USA TMY3 WMO#=726390 | Natural Gas | 5844591.0543 | 0 | 0 | 0 | 0 | 0 | 0 | 0 | 0 | 0 | 0 | 572794.3201 | 0 | 0 | 6417385.3744 | 0 | 6417385.3744 | 0 | 0 | 47925.6466 | 0 | 0 | 0 | 0 | 0 | 0 | 0 | 0 | 0 | 0 | 4696.9134 | 0 | 0 | 52622.5601 | 0 | 52622.5601 | 0 | 0 | 5844.5911 | 0 | 0 | 0 | 0 | 0 | 0 | 0 | 0 | 0 | 0 | 572.7943 | 0 | 0 | 6417.3854 | 0 | 6417.3854 | 0 | 0 | 0 | 0 | 0 | 0 | 0 | 0 | 0 | 11.7223 | 1.1488 | 0 | 0 | 12.8711 | 12.8711 | 12.8711 | 1
MI_6A_LO_2013_NG | 6A | LO | NG | 17601 | ASHRAE30pct-state-6A | OfficeLarge | STD2013 | MI-AlpenaCounty-MI | Zone6A | Zone6A(MI-AlpenaCounty-MI) | ASHRAE30pct-state-STD2013 | state | MI | 0.1095 | 0.82 | ASHRAE30pct-state-6A_OfficeLarge_STD2013_MI-AlpenaCounty-MI.table.csv.gz | Large Office | Alpena County Regional Ap MI USA TMY3 WMO#=726390 | Natural Gas | 6686707.609 | 0 | 0 | 0 | 0 | 0 | 0 | 0 | 0 | 0 | 0 | 572642.6694 | 0 | 0 | 7259350.2784 | 0 | 7259350.2784 | 0 | 0 | 54831.0024 | 0 | 0 | 0 | 0 | 0 | 0 | 0 | 0 | 0 | 0 | 4695.6699 | 0 | 0 | 59526.6723 | 0 | 59526.6723 | 0 | 0 | 6686.7076 | 0 | 0 | 0 | 0 | 0 | 0 | 0 | 0 | 0 | 0 | 572.6427 | 0 | 0 | 7259.3503 | 0 | 7259.3503 | 0 | 0 | 0 | 0 | 0 | 0 | 0 | 0 | 0 | 13.4113 | 1.1485 | 0 | 0 | 14.5598 | 14.5598 | 14.5598 | 2
MN_6A_LO_2010_EL | 6A | LO | EL | 16992 | ASHRAE30pct-state-6A | OfficeLarge | STD2010 | MN-MinneapolisStPaul-MN | Zone6A | Zone6A(MN-MinneapolisStPaul-MN) | ASHRAE30pct-state-STD2010 | state | MN | 0.0886 | 0.62 | ASHRAE30pct-state-6A_OfficeLarge_STD2010_MN-MinneapolisStPaul-MN.table.csv.gz | Large Office | Minneapolis St Paul IntL Arp MN USA TMY3 WMO#=726580 | Electricity | 2225 | 721763.8947 | 1056691.6751 | 189588.8904 | 5632122.2673 | 529147.2265 | 633383.3384 | 125994.4455 | 120830.5565 | 507961.1152 | 0 | 0 | 0 | 0 | 9542030.6319 | 0 | 9519708.4095 | 22322.2224 | 551469.4489 | 197.135 | 63948.2811 | 93622.8824 | 16797.5757 | 499006.0329 | 46882.4443 | 56117.7638 | 11163.1079 | 10705.5873 | 45005.3548 | 0 | 0 | 0 | 0 | 845423.914 | 0 | 843446.1651 | 1977.7489 | 48860.1932 | 7.5939 | 2463.3578 | 3606.4559 | 647.061 | 19222.2587 | 1805.9631 | 2161.7177 | 430.0151 | 412.3909 | 1733.6555 | 0 | 0 | 0 | 0 | 32566.6547 | 0 | 32490.4697 | 76.1851 | 1882.1481 | 7.2333 | 1.2978 | 42.3283 | 4.3357 | 0.86247 | 0 | 5.7678 | 0.015231 | 0 | 3.4771 | 0 | 65.165 | 65.3178 | 65.3178 | 1
MN_6A_LO_2013_EL | 6A | LO | EL | 17652 | ASHRAE30pct-state-6A | OfficeLarge | STD2013 | MN-MinneapolisStPaul-MN | Zone6A | Zone6A(MN-MinneapolisStPaul-MN) | ASHRAE30pct-state-STD2013 | state | MN | 0.0886 | 0.62 | ASHRAE30pct-state-6A_OfficeLarge_STD2013_MN-MinneapolisStPaul-MN.table.csv.gz | Large Office | Minneapolis St Paul IntL Arp MN USA TMY3 WMO#=726580 | Electricity | 3111.1111 | 669722.2276 | 948225.0076 | 189588.8904 | 5626841.7117 | 528030.5598 | 617072.2272 | 115600.0009 | 95825.0008 | 511372.2263 | 11808.3334 | 0 | 0 | 0 | 9339372.2969 | 0 | 9317197.2968 | 22175.0002 | 550205.56 | 275.6444 | 59337.3894 | 84012.7357 | 16797.5757 | 498538.1757 | 46783.5076 | 54672.5993 | 10242.1601 | 8490.0951 | 45307.5793 | 1046.2183 | 0 | 0 | 0 | 827468.3855 | 0 | 825503.6805 | 1964.705 | 48748.2126 | 10.6181 | 2285.7412 | 3236.2626 | 647.061 | 19204.2363 | 1802.1519 | 2106.0484 | 394.5392 | 327.0478 | 1745.2976 | 40.3015 | 0 | 0 | 0 | 31874.9881 | 0 | 31799.3055 | 75.6826 | 1877.8345 | 6.4909 | 1.2978 | 42.2836 | 4.224 | 0.79131 | 0.080831 | 5.2404 | 0.021296 | 0 | 3.5005 | 0 | 63.7787 | 63.9305 | 63.9305 | 2
MN_6A_LO_2010_NG | 6A | LO | NG | 17001 | ASHRAE30pct-state-6A | OfficeLarge | STD2010 | MN-MinneapolisStPaul-MN | Zone6A | Zone6A(MN-MinneapolisStPaul-MN) | ASHRAE30pct-state-STD2010 | state | MN | 0.0886 | 0.62 | ASHRAE30pct-state-6A_OfficeLarge_STD2010_MN-MinneapolisStPaul-MN.table.csv.gz | Large Office | Minneapolis St Paul IntL Arp MN USA TMY3 WMO#=726580 | Natural Gas | 6205510.3354 | 0 | 0 | 0 | 0 | 0 | 0 | 0 | 0 | 0 | 0 | 572794.3201 | 0 | 0 | 6778304.6555 | 0 | 6778304.6555 | 0 | 0 | 38474.1641 | 0 | 0 | 0 | 0 | 0 | 0 | 0 | 0 | 0 | 0 | 3551.3248 | 0 | 0 | 42025.4889 | 0 | 42025.4889 | 0 | 0 | 6205.5103 | 0 | 0 | 0 | 0 | 0 | 0 | 0 | 0 | 0 | 0 | 572.7943 | 0 | 0 | 6778.3047 | 0 | 6778.3047 | 0 | 0 | 0 | 0 | 0 | 0 | 0 | 0 | 0 | 12.4462 | 1.1488 | 0 | 0 | 13.595 | 13.595 | 13.595 | 1
MN_6A_LO_2013_NG | 6A | LO | NG | 17661 | ASHRAE30pct-state-6A | OfficeLarge | STD2013 | MN-MinneapolisStPaul-MN | Zone6A | Zone6A(MN-MinneapolisStPaul-MN) | ASHRAE30pct-state-STD2013 | state | MN | 0.0886 | 0.62 | ASHRAE30pct-state-6A_OfficeLarge_STD2013_MN-MinneapolisStPaul-MN.table.csv.gz | Large Office | Minneapolis St Paul IntL Arp MN USA TMY3 WMO#=726580 | Natural Gas | 6685153.189 | 0 | 0 | 0 | 0 | 0 | 0 | 0 | 0 | 0 | 0 | 572633.1912 | 0 | 0 | 7257786.3802 | 0 | 7257786.3802 | 0 | 0 | 41447.9498 | 0 | 0 | 0 | 0 | 0 | 0 | 0 | 0 | 0 | 0 | 3550.3258 | 0 | 0 | 44998.2756 | 0 | 44998.2756 | 0 | 0 | 6685.1532 | 0 | 0 | 0 | 0 | 0 | 0 | 0 | 0 | 0 | 0 | 572.6332 | 0 | 0 | 7257.7864 | 0 | 7257.7864 | 0 | 0 | 0 | 0 | 0 | 0 | 0 | 0 | 0 | 13.4082 | 1.1485 | 0 | 0 | 14.5567 | 14.5567 | 14.5567 | 2
ND_6A_LO_2010_EL | 6A | LO | EL | 17052 | ASHRAE30pct-state-6A | OfficeLarge | STD2010 | ND-Bismarck-ND | Zone6A | Zone6A(ND-Bismarck-ND) | ASHRAE30pct-state-STD2010 | state | ND | 0.0798 | 0.59 | ASHRAE30pct-state-6A_OfficeLarge_STD2010_ND-Bismarck-ND.table.csv.gz | Large Office | Bismarck Municipal Arpt Isis ND USA TMY3 WMO#=727640 | Electricity | 3577.7778 | 606666.6715 | 1058683.3418 | 191183.3349 | 5632122.2673 | 529147.2265 | 657986.1164 | 108388.8898 | 80494.4451 | 557072.2267 | 0 | 0 | 0 | 0 | 9447644.52 | 0 | 9425322.2976 | 22322.2224 | 551469.4489 | 285.5067 | 48412.0004 | 84482.9307 | 15256.4301 | 449443.3569 | 42225.9487 | 52507.2921 | 8649.4334 | 6423.4567 | 44454.3637 | 0 | 0 | 0 | 0 | 753922.0327 | 0 | 752140.7194 | 1781.3133 | 44007.262 | 12.2108 | 2070.5345 | 3613.2534 | 652.5028 | 19222.2587 | 1805.9631 | 2245.6862 | 369.9279 | 274.725 | 1901.2702 | 0 | 0 | 0 | 0 | 32244.5179 | 0 | 32168.3328 | 76.1851 | 1882.1481 | 7.247 | 1.3087 | 42.3283 | 4.5041 | 0.74195 | 0 | 4.7038 | 0.024491 | 0 | 3.8133 | 0 | 64.5189 | 64.6717 | 64.6717 | 1
ND_6A_LO_2013_EL | 6A | LO | EL | 17712 | ASHRAE30pct-state-6A | OfficeLarge | STD2013 | ND-Bismarck-ND | Zone6A | Zone6A(ND-Bismarck-ND) | ASHRAE30pct-state-STD2013 | state | ND | 0.0798 | 0.59 | ASHRAE30pct-state-6A_OfficeLarge_STD2013_ND-Bismarck-ND.table.csv.gz | Large Office | Bismarck Municipal Arpt Isis ND USA TMY3 WMO#=727640 | Electricity | 2794.4445 | 573208.3379 | 950463.8965 | 191183.3349 | 5626841.7117 | 528030.5598 | 640752.7829 | 101777.7786 | 62158.3338 | 558475.0045 | 11594.4445 | 0 | 0 | 0 | 9269458.4075 | 0 | 9247280.6295 | 22177.778 | 550208.3377 | 222.9967 | 45742.0254 | 75847.0189 | 15256.4301 | 449021.9686 | 42136.8387 | 51132.0721 | 8121.8667 | 4960.235 | 44566.3054 | 925.2367 | 0 | 0 | 0 | 739702.7809 | 0 | 737932.9942 | 1769.7867 | 43906.6254 | 9.5374 | 1956.3423 | 3243.9038 | 652.5028 | 19204.2363 | 1802.1519 | 2186.8694 | 347.3644 | 212.1445 | 1906.0579 | 39.5715 | 0 | 0 | 0 | 31636.3742 | 0 | 31560.6821 | 75.6921 | 1877.844 | 6.5062 | 1.3087 | 42.2836 | 4.3861 | 0.6967 | 0.079367 | 4.3493 | 0.019129 | 0 | 3.8229 | 0 | 63.3001 | 63.4519 | 63.4519 | 2
ND_6A_LO_2010_NG | 6A | LO | NG | 17061 | ASHRAE30pct-state-6A | OfficeLarge | STD2010 | ND-Bismarck-ND | Zone6A | Zone6A(ND-Bismarck-ND) | ASHRAE30pct-state-STD2010 | state | ND | 0.0798 | 0.59 | ASHRAE30pct-state-6A_OfficeLarge_STD2010_ND-Bismarck-ND.table.csv.gz | Large Office | Bismarck Municipal Arpt Isis ND USA TMY3 WMO#=727640 | Natural Gas | 6951271.8017 | 0 | 0 | 0 | 0 | 0 | 0 | 0 | 0 | 0 | 0 | 572803.7983 | 0 | 0 | 7524085.0782 | 0 | 7524075.6 | 0 | 0 | 41012.5036 | 0 | 0 | 0 | 0 | 0 | 0 | 0 | 0 | 0 | 0 | 3379.5424 | 0 | 0 | 44392.102 | 0 | 44392.046 | 0 | 0 | 6951.2718 | 0 | 0 | 0 | 0 | 0 | 0 | 0 | 0 | 0 | 0 | 572.8038 | 0 | 0 | 7524.0851 | 0 | 7524.0756 | 0 | 0 | 0 | 0 | 0 | 0 | 0 | 0 | 0 | 13.9419 | 1.1489 | 0 | 0 | 15.0908 | 15.0908 | 15.0908 | 1
ND_6A_LO_2013_NG | 6A | LO | NG | 17721 | ASHRAE30pct-state-6A | OfficeLarge | STD2013 | ND-Bismarck-ND | Zone6A | Zone6A(ND-Bismarck-ND) | ASHRAE30pct-state-STD2013 | state | ND | 0.0798 | 0.59 | ASHRAE30pct-state-6A_OfficeLarge_STD2013_ND-Bismarck-ND.table.csv.gz | Large Office | Bismarck Municipal Arpt Isis ND USA TMY3 WMO#=727640 | Natural Gas | 6983611.3219 | 0 | 0 | 0 | 0 | 0 | 0 | 0 | 0 | 0 | 0 | 572633.1912 | 0 | 0 | 7556244.5131 | 0 | 7556244.5131 | 0 | 0 | 41203.3068 | 0 | 0 | 0 | 0 | 0 | 0 | 0 | 0 | 0 | 0 | 3378.5358 | 0 | 0 | 44581.8426 | 0 | 44581.8426 | 0 | 0 | 6983.6113 | 0 | 0 | 0 | 0 | 0 | 0 | 0 | 0 | 0 | 0 | 572.6332 | 0 | 0 | 7556.2445 | 0 | 7556.2445 | 0 | 0 | 0 | 0 | 0 | 0 | 0 | 0 | 0 | 14.0068 | 1.1485 | 0 | 0 | 15.1553 | 15.1553 | 15.1553 | 2
NH_6A_LO_2010_EL | 6A | LO | EL | 17112 | ASHRAE30pct-state-6A | OfficeLarge | STD2010 | NH-Concord-NH | Zone6A | Zone6A(NH-Concord-NH) | ASHRAE30pct-state-STD2010 | state | NH | 0.134 | 1.17 | ASHRAE30pct-state-6A_OfficeLarge_STD2010_NH-Concord-NH.table.csv.gz | Large Office | Concord Municipal Arpt NH USA TMY3 WMO#=726050 | Electricity | 1877.7778 | 635194.4495 | 1055636.1196 | 190588.8904 | 5632122.2673 | 529147.2265 | 616938.8938 | 113188.8898 | 100011.1119 | 488208.3372 | 0 | 0 | 0 | 0 | 9385230.6306 | 0 | 9362913.9638 | 22316.6668 | 551463.8933 | 251.6222 | 85116.0562 | 141455.24 | 25538.9113 | 754704.3838 | 70905.7283 | 82669.8118 | 15167.3112 | 13401.489 | 65419.9172 | 0 | 0 | 0 | 0 | 1257620.9045 | 0 | 1254630.4711 | 2990.4334 | 73896.1617 | 6.4088 | 2167.899 | 3602.8534 | 650.474 | 19222.2587 | 1805.9631 | 2105.5933 | 386.3102 | 341.3348 | 1666.2399 | 0 | 0 | 0 | 0 | 32031.5012 | 0 | 31955.3351 | 76.1661 | 1882.1292 | 7.2261 | 1.3046 | 42.3283 | 4.2231 | 0.77481 | 0 | 5.0327 | 0.012854 | 0 | 3.3419 | 0 | 64.0917 | 64.2444 | 64.2444 | 1
NH_6A_LO_2013_EL | 6A | LO | EL | 17772 | ASHRAE30pct-state-6A | OfficeLarge | STD2013 | NH-Concord-NH | Zone6A | Zone6A(NH-Concord-NH) | ASHRAE30pct-state-STD2013 | state | NH | 0.134 | 1.17 | ASHRAE30pct-state-6A_OfficeLarge_STD2013_NH-Concord-NH.table.csv.gz | Large Office | Concord Municipal Arpt NH USA TMY3 WMO#=726050 | Electricity | 3050 | 600163.8937 | 948347.2298 | 190588.8904 | 5626841.7117 | 528030.5598 | 601930.5604 | 106447.2231 | 78316.6673 | 489925.0039 | 10272.2223 | 0 | 0 | 0 | 9206088.9625 | 0 | 9183913.9624 | 22175.0002 | 550205.56 | 408.7 | 80421.9618 | 127078.5288 | 25538.9113 | 753996.7894 | 70756.095 | 80658.6951 | 14263.9279 | 10494.4334 | 65649.9505 | 1376.4778 | 0 | 0 | 0 | 1233615.921 | 0 | 1230644.471 | 2971.45 | 73727.545 | 10.4096 | 2048.3408 | 3236.6797 | 650.474 | 19204.2363 | 1802.1519 | 2054.3703 | 363.3011 | 267.2924 | 1672.0989 | 35.0588 | 0 | 0 | 0 | 31420.0962 | 0 | 31344.4137 | 75.6826 | 1877.8345 | 6.4917 | 1.3046 | 42.2836 | 4.1204 | 0.72866 | 0.070316 | 4.6444 | 0.020878 | 0 | 3.3537 | 0 | 62.8664 | 63.0182 | 63.0182 | 2
NH_6A_LO_2010_NG | 6A | LO | NG | 17121 | ASHRAE30pct-state-6A | OfficeLarge | STD2010 | NH-Concord-NH | Zone6A | Zone6A(NH-Concord-NH) | ASHRAE30pct-state-STD2010 | state | NH | 0.134 | 1.17 | ASHRAE30pct-state-6A_OfficeLarge_STD2010_NH-Concord-NH.table.csv.gz | Large Office | Concord Municipal Arpt NH USA TMY3 WMO#=726050 | Natural Gas | 4655744.0406 | 0 | 0 | 0 | 0 | 0 | 0 | 0 | 0 | 0 | 0 | 572765.8856 | 0 | 0 | 5228509.9263 | 0 | 5228509.9263 | 0 | 0 | 54472.2053 | 0 | 0 | 0 | 0 | 0 | 0 | 0 | 0 | 0 | 0 | 6701.3609 | 0 | 0 | 61173.5661 | 0 | 61173.5661 | 0 | 0 | 4655.744 | 0 | 0 | 0 | 0 | 0 | 0 | 0 | 0 | 0 | 0 | 572.7659 | 0 | 0 | 5228.5099 | 0 | 5228.5099 | 0 | 0 | 0 | 0 | 0 | 0 | 0 | 0 | 0 | 9.3379 | 1.1488 | 0 | 0 | 10.4866 | 10.4866 | 10.4866 | 1
NH_6A_LO_2013_NG | 6A | LO | NG | 17781 | ASHRAE30pct-state-6A | OfficeLarge | STD2013 | NH-Concord-NH | Zone6A | Zone6A(NH-Concord-NH) | ASHRAE30pct-state-STD2013 | state | NH | 0.134 | 1.17 | ASHRAE30pct-state-6A_OfficeLarge_STD2013_NH-Concord-NH.table.csv.gz | Large Office | Concord Municipal Arpt NH USA TMY3 WMO#=726050 | Natural Gas | 5501812.9928 | 0 | 0 | 0 | 0 | 0 | 0 | 0 | 0 | 0 | 0 | 572614.2349 | 0 | 0 | 6074427.2277 | 0 | 6074427.2277 | 0 | 0 | 64371.212 | 0 | 0 | 0 | 0 | 0 | 0 | 0 | 0 | 0 | 0 | 6699.5865 | 0 | 0 | 71070.7986 | 0 | 71070.7986 | 0 | 0 | 5501.813 | 0 | 0 | 0 | 0 | 0 | 0 | 0 | 0 | 0 | 0 | 572.6142 | 0 | 0 | 6074.4272 | 0 | 6074.4272 | 0 | 0 | 0 | 0 | 0 | 0 | 0 | 0 | 0 | 11.0348 | 1.1485 | 0 | 0 | 12.1833 | 12.1833 | 12.1833 | 2
NY_6A_LO_2010_EL | 6A | LO | EL | 17172 | ASHRAE30pct-state-6A | OfficeLarge | STD2010 | NY-Binghamton-NY | Zone6A | Zone6A(NY-Binghamton-NY) | ASHRAE30pct-state-STD2010 | state | NY | 0.1508 | 0.73 | ASHRAE30pct-state-6A_OfficeLarge_STD2010_NY-Binghamton-NY.table.csv.gz | Large Office | Binghamton Edwin A Link Field NY USA TMY3 WMO#=725150 | Electricity | 988.8889 | 579913.8935 | 1053272.2306 | 189769.446 | 5632122.2673 | 529147.2265 | 635900.0051 | 105644.4453 | 84733.334 | 491597.2262 | 0 | 0 | 0 | 0 | 9325400.0746 | 0 | 9303088.9633 | 22311.1113 | 551458.3377 | 149.1244 | 87451.0151 | 158833.4524 | 28617.2325 | 849324.0379 | 79795.4017 | 95893.7208 | 15931.1823 | 12777.7868 | 74132.8617 | 0 | 0 | 0 | 0 | 1406270.3313 | 0 | 1402905.8157 | 3364.5156 | 83159.9173 | 3.375 | 1979.2281 | 3594.7855 | 647.6772 | 19222.2587 | 1805.9631 | 2170.307 | 360.5612 | 289.1922 | 1677.8061 | 0 | 0 | 0 | 0 | 31827.3014 | 0 | 31751.1542 | 76.1471 | 1882.1102 | 7.2099 | 1.299 | 42.3283 | 4.3529 | 0.72316 | 0 | 4.5497 | 0.0067692 | 0 | 3.3651 | 0 | 63.6821 | 63.8349 | 63.8349 | 1
NY_6A_LO_2013_EL | 6A | LO | EL | 17832 | ASHRAE30pct-state-6A | OfficeLarge | STD2013 | NY-Binghamton-NY | Zone6A | Zone6A(NY-Binghamton-NY) | ASHRAE30pct-state-STD2013 | state | NY | 0.1508 | 0.73 | ASHRAE30pct-state-6A_OfficeLarge_STD2013_NY-Binghamton-NY.table.csv.gz | Large Office | Binghamton Edwin A Link Field NY USA TMY3 WMO#=725150 | Electricity | 2819.4445 | 548630.5599 | 946630.5631 | 189769.446 | 5626841.7117 | 528030.5598 | 619872.2272 | 99516.6675 | 67069.445 | 493141.6706 | 6844.4445 | 0 | 0 | 0 | 9151344.5177 | 0 | 9129166.7397 | 22177.778 | 550208.3377 | 425.1722 | 82733.4884 | 142751.8889 | 28617.2325 | 848527.7301 | 79627.0084 | 93476.7319 | 15007.1135 | 10114.0723 | 74365.7639 | 1032.1422 | 0 | 0 | 0 | 1380022.7533 | 0 | 1376678.3443 | 3344.4089 | 82971.4173 | 9.6227 | 1872.4591 | 3230.8208 | 647.6772 | 19204.2363 | 1802.1519 | 2115.6047 | 339.6473 | 228.9059 | 1683.0772 | 23.3599 | 0 | 0 | 0 | 31233.2551 | 0 | 31157.5631 | 75.6921 | 1877.844 | 6.4799 | 1.299 | 42.2836 | 4.2432 | 0.68122 | 0.046852 | 4.2146 | 0.0193 | 0 | 3.3757 | 0 | 62.4916 | 62.6434 | 62.6434 | 2
NY_6A_LO_2010_NG | 6A | LO | NG | 17181 | ASHRAE30pct-state-6A | OfficeLarge | STD2010 | NY-Binghamton-NY | Zone6A | Zone6A(NY-Binghamton-NY) | ASHRAE30pct-state-STD2010 | state | NY | 0.1508 | 0.73 | ASHRAE30pct-state-6A_OfficeLarge_STD2010_NY-Binghamton-NY.table.csv.gz | Large Office | Binghamton Edwin A Link Field NY USA TMY3 WMO#=725150 | Natural Gas | 4325856.292 | 0 | 0 | 0 | 0 | 0 | 0 | 0 | 0 | 0 | 0 | 572746.9293 | 0 | 0 | 4898603.2213 | 0 | 4898603.2213 | 0 | 0 | 31578.7509 | 0 | 0 | 0 | 0 | 0 | 0 | 0 | 0 | 0 | 0 | 4181.0526 | 0 | 0 | 35759.8035 | 0 | 35759.8035 | 0 | 0 | 4325.8563 | 0 | 0 | 0 | 0 | 0 | 0 | 0 | 0 | 0 | 0 | 572.7469 | 0 | 0 | 4898.6032 | 0 | 4898.6032 | 0 | 0 | 0 | 0 | 0 | 0 | 0 | 0 | 0 | 8.6762 | 1.1487 | 0 | 0 | 9.825 | 9.825 | 9.825 | 1
NY_6A_LO_2013_NG | 6A | LO | NG | 17841 | ASHRAE30pct-state-6A | OfficeLarge | STD2013 | NY-Binghamton-NY | Zone6A | Zone6A(NY-Binghamton-NY) | ASHRAE30pct-state-STD2013 | state | NY | 0.1508 | 0.73 | ASHRAE30pct-state-6A_OfficeLarge_STD2013_NY-Binghamton-NY.table.csv.gz | Large Office | Binghamton Edwin A Link Field NY USA TMY3 WMO#=725150 | Natural Gas | 5131064.8481 | 0 | 0 | 0 | 0 | 0 | 0 | 0 | 0 | 0 | 0 | 572585.8004 | 0 | 0 | 5703650.6485 | 0 | 5703650.6485 | 0 | 0 | 37456.7734 | 0 | 0 | 0 | 0 | 0 | 0 | 0 | 0 | 0 | 0 | 4179.8763 | 0 | 0 | 41636.6497 | 0 | 41636.6497 | 0 | 0 | 5131.0648 | 0 | 0 | 0 | 0 | 0 | 0 | 0 | 0 | 0 | 0 | 572.5858 | 0 | 0 | 5703.6506 | 0 | 5703.6506 | 0 | 0 | 0 | 0 | 0 | 0 | 0 | 0 | 0 | 10.2912 | 1.1484 | 0 | 0 | 11.4396 | 11.4396 | 11.4396 | 2
PA_6A_LO_2010_EL | 6A | LO | EL | 17232 | ASHRAE30pct-state-6A | OfficeLarge | STD2010 | PA-Bradford-PA | Zone6A | Zone6A(PA-Bradford-PA) | ASHRAE30pct-state-STD2010 | state | PA | 0.0937 | 1 | ASHRAE30pct-state-6A_OfficeLarge_STD2010_PA-Bradford-PA.table.csv.gz | Large Office | Bradford Regional Ap PA USA TMY3 WMO#=725266 | Electricity | 1733.3333 | 520430.5597 | 1053036.1195 | 189191.6682 | 5632122.2673 | 529147.2265 | 644283.3385 | 95441.6674 | 68922.2228 | 524163.8931 | 0 | 0 | 0 | 0 | 9280786.1854 | 0 | 9258472.2963 | 22313.8891 | 551461.1155 | 162.4133 | 48764.3434 | 98669.4844 | 17727.2593 | 527729.8564 | 49581.0951 | 60369.3488 | 8942.8842 | 6458.0123 | 49114.1568 | 0 | 0 | 0 | 0 | 869609.6656 | 0 | 867518.8542 | 2090.8114 | 51671.9065 | 5.9158 | 1776.2134 | 3593.9796 | 645.7053 | 19222.2587 | 1805.9631 | 2198.9191 | 325.7395 | 235.2294 | 1788.9551 | 0 | 0 | 0 | 0 | 31675.0355 | 0 | 31598.8789 | 76.1566 | 1882.1197 | 7.2083 | 1.2951 | 42.3283 | 4.4103 | 0.65332 | 0 | 4.0343 | 0.011865 | 0 | 3.588 | 0 | 63.3767 | 63.5295 | 63.5295 | 1
PA_6A_LO_2013_EL | 6A | LO | EL | 17892 | ASHRAE30pct-state-6A | OfficeLarge | STD2013 | PA-Bradford-PA | Zone6A | Zone6A(PA-Bradford-PA) | ASHRAE30pct-state-STD2013 | state | PA | 0.0937 | 1 | ASHRAE30pct-state-6A_OfficeLarge_STD2013_PA-Bradford-PA.table.csv.gz | Large Office | Bradford Regional Ap PA USA TMY3 WMO#=725266 | Electricity | 2311.1111 | 497427.7818 | 946472.2298 | 189191.6682 | 5626841.7117 | 528030.5598 | 630794.4495 | 91358.3341 | 53769.4449 | 529788.8931 | 3958.3334 | 0 | 0 | 0 | 9122122.2952 | 0 | 9099944.5172 | 22177.778 | 550208.3377 | 216.5511 | 46608.9832 | 88684.4479 | 17727.2593 | 527235.0684 | 49476.4635 | 59105.4399 | 8560.2759 | 5038.197 | 49641.2193 | 370.8958 | 0 | 0 | 0 | 854742.8591 | 0 | 852664.8013 | 2078.0578 | 51554.5212 | 7.8878 | 1697.7056 | 3230.2804 | 645.7053 | 19204.2363 | 1802.1519 | 2152.8819 | 311.8032 | 183.5134 | 1808.1531 | 13.5097 | 0 | 0 | 0 | 31133.5206 | 0 | 31057.8285 | 75.6921 | 1877.844 | 6.4789 | 1.2951 | 42.2836 | 4.318 | 0.62537 | 0.027096 | 3.7731 | 0.01582 | 0 | 3.6265 | 0 | 62.2916 | 62.4434 | 62.4434 | 2
PA_6A_LO_2010_NG | 6A | LO | NG | 17241 | ASHRAE30pct-state-6A | OfficeLarge | STD2010 | PA-Bradford-PA | Zone6A | Zone6A(PA-Bradford-PA) | ASHRAE30pct-state-STD2010 | state | PA | 0.0937 | 1 | ASHRAE30pct-state-6A_OfficeLarge_STD2010_PA-Bradford-PA.table.csv.gz | Large Office | Bradford Regional Ap PA USA TMY3 WMO#=725266 | Natural Gas | 5235182.5588 | 0 | 0 | 0 | 0 | 0 | 0 | 0 | 0 | 0 | 0 | 572765.8856 | 0 | 0 | 5807938.9662 | 0 | 5807948.4444 | 0 | 0 | 52351.8256 | 0 | 0 | 0 | 0 | 0 | 0 | 0 | 0 | 0 | 0 | 5727.6589 | 0 | 0 | 58079.3897 | 0 | 58079.4844 | 0 | 0 | 5235.1826 | 0 | 0 | 0 | 0 | 0 | 0 | 0 | 0 | 0 | 0 | 572.7659 | 0 | 0 | 5807.939 | 0 | 5807.9484 | 0 | 0 | 0 | 0 | 0 | 0 | 0 | 0 | 0 | 10.5 | 1.1488 | 0 | 0 | 11.6488 | 11.6488 | 11.6488 | 1
PA_6A_LO_2013_NG | 6A | LO | NG | 17901 | ASHRAE30pct-state-6A | OfficeLarge | STD2013 | PA-Bradford-PA | Zone6A | Zone6A(PA-Bradford-PA) | ASHRAE30pct-state-STD2013 | state | PA | 0.0937 | 1 | ASHRAE30pct-state-6A_OfficeLarge_STD2013_PA-Bradford-PA.table.csv.gz | Large Office | Bradford Regional Ap PA USA TMY3 WMO#=725266 | Natural Gas | 6042409.9654 | 0 | 0 | 0 | 0 | 0 | 0 | 0 | 0 | 0 | 0 | 572614.2349 | 0 | 0 | 6615024.2002 | 0 | 6615024.2002 | 0 | 0 | 60424.0997 | 0 | 0 | 0 | 0 | 0 | 0 | 0 | 0 | 0 | 0 | 5726.1423 | 0 | 0 | 66150.242 | 0 | 66150.242 | 0 | 0 | 6042.41 | 0 | 0 | 0 | 0 | 0 | 0 | 0 | 0 | 0 | 0 | 572.6142 | 0 | 0 | 6615.0242 | 0 | 6615.0242 | 0 | 0 | 0 | 0 | 0 | 0 | 0 | 0 | 0 | 12.119 | 1.1485 | 0 | 0 | 13.2675 | 13.2675 | 13.2675 | 2
SD_6A_LO_2010_EL | 6A | LO | EL | 17292 | ASHRAE30pct-state-6A | OfficeLarge | STD2010 | SD-Pierre-SD | Zone6A | Zone6A(SD-Pierre-SD) | ASHRAE30pct-state-STD2010 | state | SD | 0.0801 | 0.63 | ASHRAE30pct-state-6A_OfficeLarge_STD2010_SD-Pierre-SD.table.csv.gz | Large Office | Pierre Municipal Ap SD USA TMY3 WMO#=726686 | Electricity | 3683.3334 | 743525.0059 | 1056094.4529 | 191161.1126 | 5632122.2673 | 529147.2265 | 658316.6719 | 123802.7788 | 113938.8898 | 532886.1154 | 0 | 0 | 0 | 0 | 9606997.2991 | 0 | 9584677.8545 | 22319.4446 | 551466.6711 | 295.035 | 59556.353 | 84593.1657 | 15312.0051 | 451132.9936 | 42384.6928 | 52731.1654 | 9916.6026 | 9126.5051 | 42684.1778 | 0 | 0 | 0 | 0 | 769520.4837 | 0 | 767732.6961 | 1787.7875 | 44172.4804 | 12.5711 | 2537.6278 | 3604.4176 | 652.427 | 19222.2587 | 1805.9631 | 2246.8144 | 422.535 | 388.8699 | 1818.7238 | 0 | 0 | 0 | 0 | 32788.384 | 0 | 32712.2084 | 76.1756 | 1882.1387 | 7.2293 | 1.3085 | 42.3283 | 4.5064 | 0.84746 | 0 | 5.8696 | 0.025213 | 0 | 3.6477 | 0 | 65.6097 | 65.7625 | 65.7625 | 1
SD_6A_LO_2013_EL | 6A | LO | EL | 17952 | ASHRAE30pct-state-6A | OfficeLarge | STD2013 | SD-Pierre-SD | Zone6A | Zone6A(SD-Pierre-SD) | ASHRAE30pct-state-STD2013 | state | SD | 0.0801 | 0.63 | ASHRAE30pct-state-6A_OfficeLarge_STD2013_SD-Pierre-SD.table.csv.gz | Large Office | Pierre Municipal Ap SD USA TMY3 WMO#=726686 | Electricity | 2000 | 691419.45 | 949002.7854 | 191161.1126 | 5626841.7117 | 528030.5598 | 639400.0051 | 113136.112 | 90602.7785 | 534647.2265 | 15438.889 | 0 | 0 | 0 | 9403855.6308 | 0 | 9381680.6306 | 22175.0002 | 550205.56 | 160.2 | 55382.6979 | 76015.1231 | 15312.0051 | 450710.0211 | 42295.2478 | 51215.9404 | 9062.2026 | 7257.2826 | 42825.2428 | 1236.655 | 0 | 0 | 0 | 753248.836 | 0 | 751472.6185 | 1776.2175 | 44071.4654 | 6.8259 | 2359.7931 | 3238.9171 | 652.427 | 19204.2363 | 1802.1519 | 2182.2524 | 386.13 | 309.2245 | 1824.7344 | 52.6924 | 0 | 0 | 0 | 32095.0677 | 0 | 32019.3852 | 75.6826 | 1877.8345 | 6.4962 | 1.3085 | 42.2836 | 4.3769 | 0.77445 | 0.10568 | 5.3532 | 0.013691 | 0 | 3.6598 | 0 | 64.2201 | 64.3719 | 64.3719 | 2
SD_6A_LO_2010_NG | 6A | LO | NG | 17301 | ASHRAE30pct-state-6A | OfficeLarge | STD2010 | SD-Pierre-SD | Zone6A | Zone6A(SD-Pierre-SD) | ASHRAE30pct-state-STD2010 | state | SD | 0.0801 | 0.63 | ASHRAE30pct-state-6A_OfficeLarge_STD2010_SD-Pierre-SD.table.csv.gz | Large Office | Pierre Municipal Ap SD USA TMY3 WMO#=726686 | Natural Gas | 5373270.035 | 0 | 0 | 0 | 0 | 0 | 0 | 0 | 0 | 0 | 0 | 572765.8856 | 0 | 0 | 5946035.9206 | 0 | 5946035.9206 | 0 | 0 | 33851.6012 | 0 | 0 | 0 | 0 | 0 | 0 | 0 | 0 | 0 | 0 | 3608.4251 | 0 | 0 | 37460.0263 | 0 | 37460.0263 | 0 | 0 | 5373.27 | 0 | 0 | 0 | 0 | 0 | 0 | 0 | 0 | 0 | 0 | 572.7659 | 0 | 0 | 5946.0359 | 0 | 5946.0359 | 0 | 0 | 0 | 0 | 0 | 0 | 0 | 0 | 0 | 10.777 | 1.1488 | 0 | 0 | 11.9258 | 11.9258 | 11.9258 | 1
SD_6A_LO_2013_NG | 6A | LO | NG | 17961 | ASHRAE30pct-state-6A | OfficeLarge | STD2013 | SD-Pierre-SD | Zone6A | Zone6A(SD-Pierre-SD) | ASHRAE30pct-state-STD2013 | state | SD | 0.0801 | 0.63 | ASHRAE30pct-state-6A_OfficeLarge_STD2013_SD-Pierre-SD.table.csv.gz | Large Office | Pierre Municipal Ap SD USA TMY3 WMO#=726686 | Natural Gas | 5741193.6846 | 0 | 0 | 0 | 0 | 0 | 0 | 0 | 0 | 0 | 0 | 572604.7567 | 0 | 0 | 6313807.9195 | 0 | 6313798.4413 | 0 | 0 | 36169.5202 | 0 | 0 | 0 | 0 | 0 | 0 | 0 | 0 | 0 | 0 | 3607.41 | 0 | 0 | 39776.9899 | 0 | 39776.9302 | 0 | 0 | 5741.1937 | 0 | 0 | 0 | 0 | 0 | 0 | 0 | 0 | 0 | 0 | 572.6048 | 0 | 0 | 6313.8079 | 0 | 6313.7984 | 0 | 0 | 0 | 0 | 0 | 0 | 0 | 0 | 0 | 11.5149 | 1.1485 | 0 | 0 | 12.6634 | 12.6634 | 12.6634 | 2
VT_6A_LO_2010_EL | 6A | LO | EL | 17352 | ASHRAE30pct-state-6A | OfficeLarge | STD2010 | VT-Burlington-VT | Zone6A | Zone6A(VT-Burlington-VT) | ASHRAE30pct-state-STD2010 | state | VT | 0.143 | 1.18 | ASHRAE30pct-state-6A_OfficeLarge_STD2010_VT-Burlington-VT.table.csv.gz | Large Office | Burlington International Ap VT USA TMY3 WMO#=726170 | Electricity | 2022.2222 | 603961.1159 | 1056536.1196 | 190427.7793 | 5632122.2673 | 529147.2265 | 612461.116 | 109841.6675 | 91041.6674 | 506338.8929 | 0 | 0 | 0 | 0 | 9356222.2971 | 0 | 9333900.0747 | 22322.2224 | 551469.4489 | 289.1778 | 86366.4396 | 151084.6651 | 27231.1724 | 805393.4842 | 75668.0534 | 87581.9396 | 15707.3585 | 13018.9584 | 72406.4617 | 0 | 0 | 0 | 0 | 1337939.7885 | 0 | 1334747.7107 | 3192.0778 | 78860.1312 | 6.9018 | 2061.3006 | 3605.925 | 649.9241 | 19222.2587 | 1805.9631 | 2090.3108 | 374.8862 | 310.7224 | 1728.1189 | 0 | 0 | 0 | 0 | 31932.4967 | 0 | 31856.3116 | 76.1851 | 1882.1481 | 7.2323 | 1.3035 | 42.3283 | 4.1925 | 0.7519 | 0 | 4.7575 | 0.013843 | 0 | 3.466 | 0 | 63.8931 | 64.0459 | 64.0459 | 1
VT_6A_LO_2013_EL | 6A | LO | EL | 18012 | ASHRAE30pct-state-6A | OfficeLarge | STD2013 | VT-Burlington-VT | Zone6A | Zone6A(VT-Burlington-VT) | ASHRAE30pct-state-STD2013 | state | VT | 0.143 | 1.18 | ASHRAE30pct-state-6A_OfficeLarge_STD2013_VT-Burlington-VT.table.csv.gz | Large Office | Burlington International Ap VT USA TMY3 WMO#=726170 | Electricity | 2872.2222 | 570208.3379 | 948938.8965 | 190427.7793 | 5626841.7117 | 528030.5598 | 598391.6715 | 102711.1119 | 71527.7783 | 509727.7819 | 7338.8889 | 0 | 0 | 0 | 9179197.2957 | 0 | 9157016.7399 | 22180.5557 | 550211.1155 | 410.7278 | 81539.7923 | 135698.2622 | 27231.1724 | 804638.3648 | 75508.37 | 85570.009 | 14687.689 | 10228.4723 | 72891.0728 | 1049.4611 | 0 | 0 | 0 | 1312625.2133 | 0 | 1309453.3938 | 3171.8195 | 78680.1895 | 9.8028 | 1946.1034 | 3238.699 | 649.9241 | 19204.2363 | 1802.1519 | 2042.2922 | 350.5498 | 244.1221 | 1739.6851 | 25.0474 | 0 | 0 | 0 | 31328.3158 | 0 | 31252.6143 | 75.7015 | 1877.8535 | 6.4957 | 1.3035 | 42.2836 | 4.0962 | 0.70309 | 0.050237 | 4.3929 | 0.019661 | 0 | 3.4892 | 0 | 62.6822 | 62.8341 | 62.8341 | 2
VT_6A_LO_2010_NG | 6A | LO | NG | 17361 | ASHRAE30pct-state-6A | OfficeLarge | STD2010 | VT-Burlington-VT | Zone6A | Zone6A(VT-Burlington-VT) | ASHRAE30pct-state-STD2010 | state | VT | 0.143 | 1.18 | ASHRAE30pct-state-6A_OfficeLarge_STD2010_VT-Burlington-VT.table.csv.gz | Large Office | Burlington International Ap VT USA TMY3 WMO#=726170 | Natural Gas | 5283331.6685 | 0 | 0 | 0 | 0 | 0 | 0 | 0 | 0 | 0 | 0 | 572775.3638 | 0 | 0 | 5856107.0323 | 0 | 5856107.0323 | 0 | 0 | 62343.3137 | 0 | 0 | 0 | 0 | 0 | 0 | 0 | 0 | 0 | 0 | 6758.7493 | 0 | 0 | 69102.063 | 0 | 69102.063 | 0 | 0 | 5283.3317 | 0 | 0 | 0 | 0 | 0 | 0 | 0 | 0 | 0 | 0 | 572.7754 | 0 | 0 | 5856.107 | 0 | 5856.107 | 0 | 0 | 0 | 0 | 0 | 0 | 0 | 0 | 0 | 10.5966 | 1.1488 | 0 | 0 | 11.7454 | 11.7454 | 11.7454 | 1
VT_6A_LO_2013_NG | 6A | LO | NG | 18021 | ASHRAE30pct-state-6A | OfficeLarge | STD2013 | VT-Burlington-VT | Zone6A | Zone6A(VT-Burlington-VT) | ASHRAE30pct-state-STD2013 | state | VT | 0.143 | 1.18 | ASHRAE30pct-state-6A_OfficeLarge_STD2013_VT-Burlington-VT.table.csv.gz | Large Office | Burlington International Ap VT USA TMY3 WMO#=726170 | Natural Gas | 6058456.5092 | 0 | 0 | 0 | 0 | 0 | 0 | 0 | 0 | 0 | 0 | 572623.713 | 0 | 0 | 6631080.2223 | 0 | 6631080.2223 | 0 | 0 | 71489.7868 | 0 | 0 | 0 | 0 | 0 | 0 | 0 | 0 | 0 | 0 | 6756.9598 | 0 | 0 | 78246.7466 | 0 | 78246.7466 | 0 | 0 | 6058.4565 | 0 | 0 | 0 | 0 | 0 | 0 | 0 | 0 | 0 | 0 | 572.6237 | 0 | 0 | 6631.0802 | 0 | 6631.0802 | 0 | 0 | 0 | 0 | 0 | 0 | 0 | 0 | 0 | 12.1512 | 1.1485 | 0 | 0 | 13.2997 | 13.2997 | 13.2997 | 2
WI_6A_LO_2010_EL | 6A | LO | EL | 17412 | ASHRAE30pct-state-6A | OfficeLarge | STD2010 | WI-Madison-WI | Zone6A | Zone6A(WI-Madison-WI) | ASHRAE30pct-state-STD2010 | state | WI | 0.1054 | 0.72 | ASHRAE30pct-state-6A_OfficeLarge_STD2010_WI-Madison-WI.table.csv.gz | Large Office | Madison Dane Co Regional Arpt WI USA TMY3 WMO#=726410 | Electricity | 3180.5556 | 757641.6727 | 1054755.564 | 189830.5571 | 5632122.2673 | 529147.2265 | 631388.8939 | 129994.4455 | 81269.4451 | 464030.5593 | 0 | 0 | 0 | 0 | 9495680.6315 | 0 | 9473361.1869 | 22319.4446 | 551466.6711 | 335.2306 | 79855.4323 | 111171.2364 | 20008.1407 | 593625.687 | 55772.1177 | 66548.3894 | 13701.4146 | 8565.7995 | 48908.8209 | 0 | 0 | 0 | 0 | 1000844.7386 | 0 | 998492.2691 | 2352.4695 | 58124.5871 | 10.8551 | 2585.8075 | 3599.848 | 647.8858 | 19222.2587 | 1805.9631 | 2154.9107 | 443.667 | 277.3701 | 1583.7219 | 0 | 0 | 0 | 0 | 32408.4636 | 0 | 32332.2881 | 76.1756 | 1882.1387 | 7.2201 | 1.2994 | 42.3283 | 4.322 | 0.88985 | 0 | 5.7426 | 0.021772 | 0 | 3.1764 | 0 | 64.8477 | 65.0005 | 65.0005 | 1
WI_6A_LO_2013_EL | 6A | LO | EL | 18072 | ASHRAE30pct-state-6A | OfficeLarge | STD2013 | WI-Madison-WI | Zone6A | Zone6A(WI-Madison-WI) | ASHRAE30pct-state-STD2013 | state | WI | 0.1054 | 0.72 | ASHRAE30pct-state-6A_OfficeLarge_STD2013_WI-Madison-WI.table.csv.gz | Large Office | Madison Dane Co Regional Arpt WI USA TMY3 WMO#=726410 | Electricity | 3472.2222 | 705575.0056 | 947825.0076 | 189830.5571 | 5626841.7117 | 528030.5598 | 616197.2272 | 121194.4454 | 112655.5565 | 468033.3371 | 12058.3334 | 0 | 0 | 0 | 9353894.5193 | 0 | 9331713.9635 | 22180.5557 | 550211.1155 | 365.9722 | 74367.6056 | 99900.7558 | 20008.1407 | 593069.1164 | 55654.421 | 64947.1877 | 12773.8945 | 11873.8957 | 49330.7137 | 1270.9483 | 0 | 0 | 0 | 985900.4823 | 0 | 983562.6518 | 2337.8306 | 57992.2516 | 11.8506 | 2408.1056 | 3234.8974 | 647.8858 | 19204.2363 | 1802.1519 | 2103.062 | 413.6329 | 384.4899 | 1597.3833 | 41.1547 | 0 | 0 | 0 | 31924.552 | 0 | 31848.8505 | 75.7015 | 1877.8535 | 6.4881 | 1.2994 | 42.2836 | 4.218 | 0.82961 | 0.082543 | 5.601 | 0.023768 | 0 | 3.2038 | 0 | 63.8781 | 64.0299 | 64.0299 | 2
WI_6A_LO_2010_NG | 6A | LO | NG | 17421 | ASHRAE30pct-state-6A | OfficeLarge | STD2010 | WI-Madison-WI | Zone6A | Zone6A(WI-Madison-WI) | ASHRAE30pct-state-STD2010 | state | WI | 0.1054 | 0.72 | ASHRAE30pct-state-6A_OfficeLarge_STD2010_WI-Madison-WI.table.csv.gz | Large Office | Madison Dane Co Regional Arpt WI USA TMY3 WMO#=726410 | Natural Gas | 5847491.3746 | 0 | 0 | 0 | 0 | 0 | 0 | 0 | 0 | 0 | 0 | 572784.842 | 0 | 0 | 6420285.6948 | 0 | 6420276.2166 | 0 | 0 | 42101.9379 | 0 | 0 | 0 | 0 | 0 | 0 | 0 | 0 | 0 | 0 | 4124.0509 | 0 | 0 | 46226.057 | 0 | 46225.9888 | 0 | 0 | 5847.4914 | 0 | 0 | 0 | 0 | 0 | 0 | 0 | 0 | 0 | 0 | 572.7848 | 0 | 0 | 6420.2857 | 0 | 6420.2762 | 0 | 0 | 0 | 0 | 0 | 0 | 0 | 0 | 0 | 11.7281 | 1.1488 | 0 | 0 | 12.8769 | 12.8769 | 12.8769 | 1
WI_6A_LO_2013_NG | 6A | LO | NG | 18081 | ASHRAE30pct-state-6A | OfficeLarge | STD2013 | WI-Madison-WI | Zone6A | Zone6A(WI-Madison-WI) | ASHRAE30pct-state-STD2013 | state | WI | 0.1054 | 0.72 | ASHRAE30pct-state-6A_OfficeLarge_STD2013_WI-Madison-WI.table.csv.gz | Large Office | Madison Dane Co Regional Arpt WI USA TMY3 WMO#=726410 | Natural Gas | 6241100.8682 | 0 | 0 | 0 | 0 | 0 | 0 | 0 | 0 | 0 | 0 | 572623.713 | 0 | 0 | 6813724.5813 | 0 | 6813724.5813 | 0 | 0 | 44935.9263 | 0 | 0 | 0 | 0 | 0 | 0 | 0 | 0 | 0 | 0 | 4122.8907 | 0 | 0 | 49058.817 | 0 | 49058.817 | 0 | 0 | 6241.1009 | 0 | 0 | 0 | 0 | 0 | 0 | 0 | 0 | 0 | 0 | 572.6237 | 0 | 0 | 6813.7246 | 0 | 6813.7246 | 0 | 0 | 0 | 0 | 0 | 0 | 0 | 0 | 0 | 12.5176 | 1.1485 | 0 | 0 | 13.666 | 13.666 | 13.666 | 2
CA_6B_LO_2010_EL | 6B | LO | EL | 18552 | ASHRAE30pct-state-6B | OfficeLarge | STD2010 | CA-Eagle-CA | Zone6B | Zone6B(CA-Eagle-CA) | ASHRAE30pct-state-STD2010 | state | CA | 0.136 | 0.7 | ASHRAE30pct-state-6B_OfficeLarge_STD2010_CA-Eagle-CA.table.csv.gz | Large Office | Eagle County Ap CO USA TMY3 WMO#=724675 | Electricity | 30513.8891 | 524319.4486 | 1052013.8973 | 189336.1126 | 5632122.2673 | 529147.2265 | 802702.7842 | 83652.7784 | 32697.2225 | 776444.4507 | 0 | 0 | 0 | 0 | 9675266.7441 | 0 | 9652950.0772 | 22316.6668 | 551463.8933 | 4149.8889 | 71307.445 | 143073.89 | 25749.7113 | 765968.6283 | 71964.0228 | 109167.5787 | 11376.7779 | 4446.8223 | 105596.4453 | 0 | 0 | 0 | 0 | 1315836.2772 | 0 | 1312801.2105 | 3035.0667 | 74999.0895 | 104.143 | 1789.486 | 3590.4908 | 646.1983 | 19222.2587 | 1805.9631 | 2739.5997 | 285.5043 | 111.5946 | 2649.9808 | 0 | 0 | 0 | 0 | 33021.3855 | 0 | 32945.2194 | 76.1661 | 1882.1292 | 7.2013 | 1.2961 | 42.3283 | 5.4947 | 0.57263 | 0 | 3.8129 | 0.20888 | 0 | 5.315 | 0 | 66.077 | 66.2298 | 66.2298 | 1
CA_6B_LO_2013_EL | 6B | LO | EL | 18972 | ASHRAE30pct-state-6B | OfficeLarge | STD2013 | CA-Eagle-CA | Zone6B | Zone6B(CA-Eagle-CA) | ASHRAE30pct-state-STD2013 | state | CA | 0.136 | 0.7 | ASHRAE30pct-state-6B_OfficeLarge_STD2013_CA-Eagle-CA.table.csv.gz | Large Office | Eagle County Ap CO USA TMY3 WMO#=724675 | Electricity | 13038.889 | 497097.2262 | 945297.2298 | 189336.1126 | 5626841.7117 | 528030.5598 | 797825.0064 | 79000.0006 | 20780.5557 | 765411.1172 | 8997.2223 | 0 | 0 | 0 | 9493833.4093 | 0 | 9471655.6313 | 22177.778 | 550208.3377 | 1773.2889 | 67605.2228 | 128560.4233 | 25749.7113 | 765250.4728 | 71812.1561 | 108504.2009 | 10744.0001 | 2826.1556 | 104095.9119 | 1223.6222 | 0 | 0 | 0 | 1291161.3437 | 0 | 1288145.1659 | 3016.1778 | 74828.3339 | 44.5013 | 1696.5774 | 3226.2701 | 646.1983 | 19204.2363 | 1802.1519 | 2722.952 | 269.6246 | 70.9234 | 2612.3244 | 30.7072 | 0 | 0 | 0 | 32402.1591 | 0 | 32326.467 | 75.6921 | 1877.844 | 6.4708 | 1.2961 | 42.2836 | 5.4613 | 0.54078 | 0.061588 | 3.545 | 0.089255 | 0 | 5.2394 | 0 | 64.836 | 64.9878 | 64.9878 | 2
CA_6B_LO_2010_NG | 6B | LO | NG | 18561 | ASHRAE30pct-state-6B | OfficeLarge | STD2010 | CA-Eagle-CA | Zone6B | Zone6B(CA-Eagle-CA) | ASHRAE30pct-state-STD2010 | state | CA | 0.136 | 0.7 | ASHRAE30pct-state-6B_OfficeLarge_STD2010_CA-Eagle-CA.table.csv.gz | Large Office | Eagle County Ap CO USA TMY3 WMO#=724675 | Natural Gas | 3302090.5862 | 0 | 0 | 0 | 0 | 0 | 0 | 0 | 0 | 0 | 0 | 576983.6718 | 0 | 0 | 3879074.258 | 0 | 3879074.258 | 0 | 0 | 23114.6341 | 0 | 0 | 0 | 0 | 0 | 0 | 0 | 0 | 0 | 0 | 4038.8857 | 0 | 0 | 27153.5198 | 0 | 27153.5198 | 0 | 0 | 3302.0906 | 0 | 0 | 0 | 0 | 0 | 0 | 0 | 0 | 0 | 0 | 576.9837 | 0 | 0 | 3879.0743 | 0 | 3879.0743 | 0 | 0 | 0 | 0 | 0 | 0 | 0 | 0 | 0 | 6.6229 | 1.1572 | 0 | 0 | 7.7801 | 7.7801 | 7.7801 | 1
CA_6B_LO_2013_NG | 6B | LO | NG | 18981 | ASHRAE30pct-state-6B | OfficeLarge | STD2013 | CA-Eagle-CA | Zone6B | Zone6B(CA-Eagle-CA) | ASHRAE30pct-state-STD2013 | state | CA | 0.136 | 0.7 | ASHRAE30pct-state-6B_OfficeLarge_STD2013_CA-Eagle-CA.table.csv.gz | Large Office | Eagle County Ap CO USA TMY3 WMO#=724675 | Natural Gas | 3630386.0021 | 0 | 0 | 0 | 0 | 0 | 0 | 0 | 0 | 0 | 0 | 576803.5865 | 0 | 0 | 4207189.5886 | 0 | 4207189.5886 | 0 | 0 | 25412.702 | 0 | 0 | 0 | 0 | 0 | 0 | 0 | 0 | 0 | 0 | 4037.6251 | 0 | 0 | 29450.3271 | 0 | 29450.3271 | 0 | 0 | 3630.386 | 0 | 0 | 0 | 0 | 0 | 0 | 0 | 0 | 0 | 0 | 576.8036 | 0 | 0 | 4207.1896 | 0 | 4207.1896 | 0 | 0 | 0 | 0 | 0 | 0 | 0 | 0 | 0 | 7.2813 | 1.1569 | 0 | 0 | 8.4382 | 8.4382 | 8.4382 | 2
CO_6B_LO_2010_EL | 6B | LO | EL | 18612 | ASHRAE30pct-state-6B | OfficeLarge | STD2010 | CO-EagleCounty-CO | Zone6B | Zone6B(CO-EagleCounty-CO) | ASHRAE30pct-state-STD2010 | state | CO | 0.0934 | 0.73 | ASHRAE30pct-state-6B_OfficeLarge_STD2010_CO-EagleCounty-CO.table.csv.gz | Large Office | Eagle County Ap CO USA TMY3 WMO#=724675 | Electricity | 30513.8891 | 524319.4486 | 1052013.8973 | 189336.1126 | 5632122.2673 | 529147.2265 | 802702.7842 | 83652.7784 | 32697.2225 | 776444.4507 | 0 | 0 | 0 | 0 | 9675266.7441 | 0 | 9652950.0772 | 22316.6668 | 551463.8933 | 2849.9972 | 48971.4365 | 98258.098 | 17683.9929 | 526040.2198 | 49422.351 | 74972.44 | 7813.1695 | 3053.9206 | 72519.9117 | 0 | 0 | 0 | 0 | 903669.9139 | 0 | 901585.5372 | 2084.3767 | 51506.7276 | 104.143 | 1789.486 | 3590.4908 | 646.1983 | 19222.2587 | 1805.9631 | 2739.5997 | 285.5043 | 111.5946 | 2649.9808 | 0 | 0 | 0 | 0 | 33021.3855 | 0 | 32945.2194 | 76.1661 | 1882.1292 | 7.2013 | 1.2961 | 42.3283 | 5.4947 | 0.57263 | 0 | 3.8129 | 0.20888 | 0 | 5.315 | 0 | 66.077 | 66.2298 | 66.2298 | 1
CO_6B_LO_2013_EL | 6B | LO | EL | 19032 | ASHRAE30pct-state-6B | OfficeLarge | STD2013 | CO-EagleCounty-CO | Zone6B | Zone6B(CO-EagleCounty-CO) | ASHRAE30pct-state-STD2013 | state | CO | 0.0934 | 0.73 | ASHRAE30pct-state-6B_OfficeLarge_STD2013_CO-EagleCounty-CO.table.csv.gz | Large Office | Eagle County Ap CO USA TMY3 WMO#=724675 | Electricity | 13038.889 | 497097.2262 | 945297.2298 | 189336.1126 | 5626841.7117 | 528030.5598 | 797825.0064 | 79000.0006 | 20780.5557 | 765411.1172 | 8997.2223 | 0 | 0 | 0 | 9493833.4093 | 0 | 9471655.6313 | 22177.778 | 550208.3377 | 1217.8322 | 46428.8809 | 88290.7613 | 17683.9929 | 525547.0159 | 49318.0543 | 74516.8556 | 7378.6001 | 1940.9039 | 71489.3983 | 840.3406 | 0 | 0 | 0 | 886724.0404 | 0 | 884652.636 | 2071.4045 | 51389.4587 | 44.5013 | 1696.5774 | 3226.2701 | 646.1983 | 19204.2363 | 1802.1519 | 2722.952 | 269.6246 | 70.9234 | 2612.3244 | 30.7072 | 0 | 0 | 0 | 32402.1591 | 0 | 32326.467 | 75.6921 | 1877.844 | 6.4708 | 1.2961 | 42.2836 | 5.4613 | 0.54078 | 0.061588 | 3.545 | 0.089255 | 0 | 5.2394 | 0 | 64.836 | 64.9878 | 64.9878 | 2
CO_6B_LO_2010_NG | 6B | LO | NG | 18621 | ASHRAE30pct-state-6B | OfficeLarge | STD2010 | CO-EagleCounty-CO | Zone6B | Zone6B(CO-EagleCounty-CO) | ASHRAE30pct-state-STD2010 | state | CO | 0.0934 | 0.73 | ASHRAE30pct-state-6B_OfficeLarge_STD2010_CO-EagleCounty-CO.table.csv.gz | Large Office | Eagle County Ap CO USA TMY3 WMO#=724675 | Natural Gas | 3302090.5862 | 0 | 0 | 0 | 0 | 0 | 0 | 0 | 0 | 0 | 0 | 576983.6718 | 0 | 0 | 3879074.258 | 0 | 3879074.258 | 0 | 0 | 24105.2613 | 0 | 0 | 0 | 0 | 0 | 0 | 0 | 0 | 0 | 0 | 4211.9808 | 0 | 0 | 28317.2421 | 0 | 28317.2421 | 0 | 0 | 3302.0906 | 0 | 0 | 0 | 0 | 0 | 0 | 0 | 0 | 0 | 0 | 576.9837 | 0 | 0 | 3879.0743 | 0 | 3879.0743 | 0 | 0 | 0 | 0 | 0 | 0 | 0 | 0 | 0 | 6.6229 | 1.1572 | 0 | 0 | 7.7801 | 7.7801 | 7.7801 | 1
CO_6B_LO_2013_NG | 6B | LO | NG | 19041 | ASHRAE30pct-state-6B | OfficeLarge | STD2013 | CO-EagleCounty-CO | Zone6B | Zone6B(CO-EagleCounty-CO) | ASHRAE30pct-state-STD2013 | state | CO | 0.0934 | 0.73 | ASHRAE30pct-state-6B_OfficeLarge_STD2013_CO-EagleCounty-CO.table.csv.gz | Large Office | Eagle County Ap CO USA TMY3 WMO#=724675 | Natural Gas | 3630386.0021 | 0 | 0 | 0 | 0 | 0 | 0 | 0 | 0 | 0 | 0 | 576803.5865 | 0 | 0 | 4207189.5886 | 0 | 4207189.5886 | 0 | 0 | 26501.8178 | 0 | 0 | 0 | 0 | 0 | 0 | 0 | 0 | 0 | 0 | 4210.6662 | 0 | 0 | 30712.484 | 0 | 30712.484 | 0 | 0 | 3630.386 | 0 | 0 | 0 | 0 | 0 | 0 | 0 | 0 | 0 | 0 | 576.8036 | 0 | 0 | 4207.1896 | 0 | 4207.1896 | 0 | 0 | 0 | 0 | 0 | 0 | 0 | 0 | 0 | 7.2813 | 1.1569 | 0 | 0 | 8.4382 | 8.4382 | 8.4382 | 2
ID_6B_LO_2010_EL | 6B | LO | EL | 18672 | ASHRAE30pct-state-6B | OfficeLarge | STD2010 | ID-Pocatello-ID | Zone6B | Zone6B(ID-Pocatello-ID) | ASHRAE30pct-state-STD2010 | state | ID | 0.0683 | 0.73 | ASHRAE30pct-state-6B_OfficeLarge_STD2010_ID-Pocatello-ID.table.csv.gz | Large Office | Pocatello Regional Ap ID USA TMY3 WMO#=725780 | Electricity | 27727.778 | 641225.0051 | 1053166.6751 | 188711.1126 | 5632122.2673 | 529147.2265 | 747066.6726 | 100869.4453 | 49275.0004 | 728919.4503 | 0 | 0 | 0 | 0 | 9720541.7444 | 0 | 9698230.6331 | 22311.1113 | 551458.3377 | 1893.8072 | 43795.6679 | 71931.2839 | 12888.969 | 384673.9509 | 36140.7556 | 51024.6537 | 6889.3831 | 3365.4825 | 49785.1985 | 0 | 0 | 0 | 0 | 663913.0011 | 0 | 662389.1522 | 1523.8489 | 37664.6045 | 94.634 | 2188.4811 | 3594.4252 | 644.0652 | 19222.2587 | 1805.9631 | 2549.7154 | 344.2643 | 168.174 | 2487.7795 | 0 | 0 | 0 | 0 | 33175.9076 | 0 | 33099.7605 | 76.1471 | 1882.1102 | 7.2092 | 1.2918 | 42.3283 | 5.1139 | 0.69048 | 0 | 4.7267 | 0.1898 | 0 | 4.9896 | 0 | 66.387 | 66.5397 | 66.5397 | 1
ID_6B_LO_2013_EL | 6B | LO | EL | 19092 | ASHRAE30pct-state-6B | OfficeLarge | STD2013 | ID-Pocatello-ID | Zone6B | Zone6B(ID-Pocatello-ID) | ASHRAE30pct-state-STD2013 | state | ID | 0.0683 | 0.73 | ASHRAE30pct-state-6B_OfficeLarge_STD2013_ID-Pocatello-ID.table.csv.gz | Large Office | Pocatello Regional Ap ID USA TMY3 WMO#=725780 | Electricity | 10222.2223 | 574580.5602 | 945844.452 | 188711.1126 | 5626841.7117 | 528030.5598 | 736422.2281 | 88847.2229 | 30263.8891 | 718519.4502 | 14238.889 | 0 | 0 | 0 | 9484697.2981 | 0 | 9462522.2979 | 22175.0002 | 550205.56 | 698.1778 | 39243.8523 | 64601.1761 | 12888.969 | 384313.2889 | 36064.4872 | 50297.6382 | 6068.2653 | 2067.0236 | 49074.8784 | 972.5161 | 0 | 0 | 0 | 647804.8255 | 0 | 646290.2729 | 1514.5525 | 37579.0397 | 34.8881 | 1961.0256 | 3228.1378 | 644.0652 | 19204.2363 | 1802.1519 | 2513.3862 | 303.2328 | 103.2897 | 2452.2846 | 48.5969 | 0 | 0 | 0 | 32370.9779 | 0 | 32295.2953 | 75.6826 | 1877.8345 | 6.4746 | 1.2918 | 42.2836 | 5.041 | 0.60818 | 0.097469 | 4.1403 | 0.069974 | 0 | 4.9185 | 0 | 64.7735 | 64.9253 | 64.9253 | 2
ID_6B_LO_2010_NG | 6B | LO | NG | 18681 | ASHRAE30pct-state-6B | OfficeLarge | STD2010 | ID-Pocatello-ID | Zone6B | Zone6B(ID-Pocatello-ID) | ASHRAE30pct-state-STD2010 | state | ID | 0.0683 | 0.73 | ASHRAE30pct-state-6B_OfficeLarge_STD2010_ID-Pocatello-ID.table.csv.gz | Large Office | Pocatello Regional Ap ID USA TMY3 WMO#=725780 | Natural Gas | 3436784.8771 | 0 | 0 | 0 | 0 | 0 | 0 | 0 | 0 | 0 | 0 | 576983.6718 | 0 | 0 | 4013768.5489 | 0 | 4013768.5489 | 0 | 0 | 25088.5296 | 0 | 0 | 0 | 0 | 0 | 0 | 0 | 0 | 0 | 0 | 4211.9808 | 0 | 0 | 29300.5104 | 0 | 29300.5104 | 0 | 0 | 3436.7849 | 0 | 0 | 0 | 0 | 0 | 0 | 0 | 0 | 0 | 0 | 576.9837 | 0 | 0 | 4013.7685 | 0 | 4013.7685 | 0 | 0 | 0 | 0 | 0 | 0 | 0 | 0 | 0 | 6.893 | 1.1572 | 0 | 0 | 8.0503 | 8.0503 | 8.0503 | 1
ID_6B_LO_2013_NG | 6B | LO | NG | 19101 | ASHRAE30pct-state-6B | OfficeLarge | STD2013 | ID-Pocatello-ID | Zone6B | Zone6B(ID-Pocatello-ID) | ASHRAE30pct-state-STD2013 | state | ID | 0.0683 | 0.73 | ASHRAE30pct-state-6B_OfficeLarge_STD2013_ID-Pocatello-ID.table.csv.gz | Large Office | Pocatello Regional Ap ID USA TMY3 WMO#=725780 | Natural Gas | 4127885.7302 | 0 | 0 | 0 | 0 | 0 | 0 | 0 | 0 | 0 | 0 | 576832.0211 | 0 | 0 | 4704717.7512 | 0 | 4704717.7512 | 0 | 0 | 30133.5658 | 0 | 0 | 0 | 0 | 0 | 0 | 0 | 0 | 0 | 0 | 4210.8738 | 0 | 0 | 34344.4396 | 0 | 34344.4396 | 0 | 0 | 4127.8857 | 0 | 0 | 0 | 0 | 0 | 0 | 0 | 0 | 0 | 0 | 576.832 | 0 | 0 | 4704.7178 | 0 | 4704.7178 | 0 | 0 | 0 | 0 | 0 | 0 | 0 | 0 | 0 | 8.2792 | 1.1569 | 0 | 0 | 9.4361 | 9.4361 | 9.4361 | 2
MT_6B_LO_2010_EL | 6B | LO | EL | 18732 | ASHRAE30pct-state-6B | OfficeLarge | STD2010 | MT-Helena-MT | Zone6B | Zone6B(MT-Helena-MT) | ASHRAE30pct-state-STD2010 | state | MT | 0.0916 | 0.78 | ASHRAE30pct-state-6B_OfficeLarge_STD2010_MT-Helena-MT.table.csv.gz | Large Office | Helena Regional Airport MT USA TMY3 WMO#=727720 | Electricity | 10955.5556 | 525672.2264 | 1056383.3418 | 189011.1126 | 5632122.2673 | 529147.2265 | 713769.4502 | 85419.4451 | 38497.2225 | 737847.2281 | 0 | 0 | 0 | 0 | 9541147.2986 | 0 | 9518825.0762 | 22322.2224 | 551469.4489 | 1003.5289 | 48151.5759 | 96764.7141 | 17313.4179 | 515902.3997 | 48469.8859 | 65381.2816 | 7824.4212 | 3526.3456 | 67586.8061 | 0 | 0 | 0 | 0 | 873969.0925 | 0 | 871924.377 | 2044.7156 | 50514.6015 | 37.391 | 1794.103 | 3605.4036 | 645.0891 | 19222.2587 | 1805.9631 | 2436.073 | 291.5339 | 131.3898 | 2518.2497 | 0 | 0 | 0 | 0 | 32563.64 | 0 | 32487.4549 | 76.1851 | 1882.1481 | 7.2312 | 1.2938 | 42.3283 | 4.8859 | 0.58472 | 0 | 3.8619 | 0.074994 | 0 | 5.0508 | 0 | 65.1589 | 65.3117 | 65.3117 | 1
MT_6B_LO_2013_EL | 6B | LO | EL | 19152 | ASHRAE30pct-state-6B | OfficeLarge | STD2013 | MT-Helena-MT | Zone6B | Zone6B(MT-Helena-MT) | ASHRAE30pct-state-STD2013 | state | MT | 0.0916 | 0.78 | ASHRAE30pct-state-6B_OfficeLarge_STD2013_MT-Helena-MT.table.csv.gz | Large Office | Helena Regional Airport MT USA TMY3 WMO#=727720 | Electricity | 1763.8889 | 500541.6707 | 948041.6743 | 189011.1126 | 5626841.7117 | 528030.5598 | 698302.7834 | 81069.4451 | 24352.778 | 736013.8948 | 8341.6667 | 0 | 0 | 0 | 9364491.7416 | 0 | 9342311.1858 | 22180.5557 | 550211.1155 | 161.5722 | 45849.617 | 86840.6174 | 17313.4179 | 515418.7008 | 48367.5993 | 63964.535 | 7425.9612 | 2230.7145 | 67418.8728 | 764.0967 | 0 | 0 | 0 | 857787.4435 | 0 | 855755.7046 | 2031.7389 | 50399.3382 | 6.0201 | 1708.3332 | 3235.6368 | 645.0891 | 19204.2363 | 1802.1519 | 2383.2858 | 276.6875 | 83.1153 | 2511.9926 | 28.4698 | 0 | 0 | 0 | 31960.72 | 0 | 31885.0185 | 75.7015 | 1877.8535 | 6.4896 | 1.2938 | 42.2836 | 4.7801 | 0.55494 | 0.057101 | 3.593 | 0.012074 | 0 | 5.0382 | 0 | 63.9506 | 64.1025 | 64.1025 | 2
MT_6B_LO_2010_NG | 6B | LO | NG | 18741 | ASHRAE30pct-state-6B | OfficeLarge | STD2010 | MT-Helena-MT | Zone6B | Zone6B(MT-Helena-MT) | ASHRAE30pct-state-STD2010 | state | MT | 0.0916 | 0.78 | ASHRAE30pct-state-6B_OfficeLarge_STD2010_MT-Helena-MT.table.csv.gz | Large Office | Helena Regional Airport MT USA TMY3 WMO#=727720 | Natural Gas | 3757535.6687 | 0 | 0 | 0 | 0 | 0 | 0 | 0 | 0 | 0 | 0 | 577012.1063 | 0 | 0 | 4334557.2532 | 0 | 4334547.775 | 0 | 0 | 29308.7782 | 0 | 0 | 0 | 0 | 0 | 0 | 0 | 0 | 0 | 0 | 4500.6944 | 0 | 0 | 33809.5466 | 0 | 33809.4726 | 0 | 0 | 3757.5357 | 0 | 0 | 0 | 0 | 0 | 0 | 0 | 0 | 0 | 0 | 577.0121 | 0 | 0 | 4334.5573 | 0 | 4334.5478 | 0 | 0 | 0 | 0 | 0 | 0 | 0 | 0 | 0 | 7.5364 | 1.1573 | 0 | 0 | 8.6936 | 8.6937 | 8.6936 | 1
MT_6B_LO_2013_NG | 6B | LO | NG | 19161 | ASHRAE30pct-state-6B | OfficeLarge | STD2013 | MT-Helena-MT | Zone6B | Zone6B(MT-Helena-MT) | ASHRAE30pct-state-STD2013 | state | MT | 0.0916 | 0.78 | ASHRAE30pct-state-6B_OfficeLarge_STD2013_MT-Helena-MT.table.csv.gz | Large Office | Helena Regional Airport MT USA TMY3 WMO#=727720 | Natural Gas | 4524935.7999 | 0 | 0 | 0 | 0 | 0 | 0 | 0 | 0 | 0 | 0 | 576841.4992 | 0 | 0 | 5101777.2991 | 0 | 5101777.2991 | 0 | 0 | 35294.4992 | 0 | 0 | 0 | 0 | 0 | 0 | 0 | 0 | 0 | 0 | 4499.3637 | 0 | 0 | 39793.8629 | 0 | 39793.8629 | 0 | 0 | 4524.9358 | 0 | 0 | 0 | 0 | 0 | 0 | 0 | 0 | 0 | 0 | 576.8415 | 0 | 0 | 5101.7773 | 0 | 5101.7773 | 0 | 0 | 0 | 0 | 0 | 0 | 0 | 0 | 0 | 9.0755 | 1.157 | 0 | 0 | 10.2325 | 10.2325 | 10.2325 | 2
UT_6B_LO_2010_EL | 6B | LO | EL | 18792 | ASHRAE30pct-state-6B | OfficeLarge | STD2010 | UT-Vernal-UT | Zone6B | Zone6B(UT-Vernal-UT) | ASHRAE30pct-state-STD2010 | state | UT | 0.0805 | 0.69 | ASHRAE30pct-state-6B_OfficeLarge_STD2010_UT-Vernal-UT.table.csv.gz | Large Office | Vernal UT USA TMY3 WMO#=725705 | Electricity | 30669.4447 | 684986.1166 | 1052627.7862 | 188794.446 | 5632122.2673 | 529147.2265 | 788636.1174 | 106152.7786 | 53236.1115 | 711275.0057 | 0 | 0 | 0 | 0 | 9799963.9673 | 0 | 9777647.3004 | 22316.6668 | 551463.8933 | 2468.8903 | 55141.3824 | 84736.5368 | 15197.9529 | 453385.8425 | 42596.3517 | 63485.2075 | 8545.2987 | 4285.507 | 57257.638 | 0 | 0 | 0 | 0 | 788897.0994 | 0 | 787100.6077 | 1796.4917 | 44392.8434 | 104.6739 | 2337.8364 | 3592.586 | 644.3496 | 19222.2587 | 1805.9631 | 2691.5906 | 362.2961 | 181.6932 | 2427.5595 | 0 | 0 | 0 | 0 | 33446.9732 | 0 | 33370.8071 | 76.1661 | 1882.1292 | 7.2055 | 1.2923 | 42.3283 | 5.3984 | 0.72664 | 0 | 5.0533 | 0.20994 | 0 | 4.8689 | 0 | 66.9306 | 67.0834 | 67.0834 | 1
UT_6B_LO_2013_EL | 6B | LO | EL | 19212 | ASHRAE30pct-state-6B | OfficeLarge | STD2013 | UT-Vernal-UT | Zone6B | Zone6B(UT-Vernal-UT) | ASHRAE30pct-state-STD2013 | state | UT | 0.0805 | 0.69 | ASHRAE30pct-state-6B_OfficeLarge_STD2013_UT-Vernal-UT.table.csv.gz | Large Office | Vernal UT USA TMY3 WMO#=725705 | Electricity | 10200.0001 | 623794.4494 | 945913.8965 | 188794.446 | 5626841.7117 | 528030.5598 | 780072.2285 | 92519.4452 | 32575.0003 | 694727.7833 | 15486.1112 | 0 | 0 | 0 | 9561127.8543 | 0 | 9538955.6319 | 22172.2224 | 550202.7822 | 821.1 | 50215.4532 | 76146.0687 | 15197.9529 | 452960.7578 | 42506.4601 | 62795.8144 | 7447.8153 | 2622.2875 | 55925.5866 | 1246.632 | 0 | 0 | 0 | 769670.7923 | 0 | 767885.9284 | 1784.8639 | 44291.324 | 34.8123 | 2128.9911 | 3228.3748 | 644.3496 | 19204.2363 | 1802.1519 | 2662.3623 | 315.766 | 111.1775 | 2371.0844 | 52.8536 | 0 | 0 | 0 | 32631.833 | 0 | 32556.1599 | 75.6731 | 1877.825 | 6.475 | 1.2923 | 42.2835 | 5.3398 | 0.63332 | 0.10601 | 4.493 | 0.069822 | 0 | 4.7556 | 0 | 65.2967 | 65.4485 | 65.4485 | 2
UT_6B_LO_2010_NG | 6B | LO | NG | 18801 | ASHRAE30pct-state-6B | OfficeLarge | STD2010 | UT-Vernal-UT | Zone6B | Zone6B(UT-Vernal-UT) | ASHRAE30pct-state-STD2010 | state | UT | 0.0805 | 0.69 | ASHRAE30pct-state-6B_OfficeLarge_STD2010_UT-Vernal-UT.table.csv.gz | Large Office | Vernal UT USA TMY3 WMO#=725705 | Natural Gas | 2439406.3999 | 0 | 0 | 0 | 0 | 0 | 0 | 0 | 0 | 0 | 0 | 576964.7155 | 0 | 0 | 3016371.1154 | 0 | 3016371.1154 | 0 | 0 | 16831.9042 | 0 | 0 | 0 | 0 | 0 | 0 | 0 | 0 | 0 | 0 | 3981.0565 | 0 | 0 | 20812.9607 | 0 | 20812.9607 | 0 | 0 | 2439.4064 | 0 | 0 | 0 | 0 | 0 | 0 | 0 | 0 | 0 | 0 | 576.9647 | 0 | 0 | 3016.3711 | 0 | 3016.3711 | 0 | 0 | 0 | 0 | 0 | 0 | 0 | 0 | 0 | 4.8926 | 1.1572 | 0 | 0 | 6.0498 | 6.0498 | 6.0498 | 1
UT_6B_LO_2013_NG | 6B | LO | NG | 19221 | ASHRAE30pct-state-6B | OfficeLarge | STD2013 | UT-Vernal-UT | Zone6B | Zone6B(UT-Vernal-UT) | ASHRAE30pct-state-STD2013 | state | UT | 0.0805 | 0.69 | ASHRAE30pct-state-6B_OfficeLarge_STD2013_UT-Vernal-UT.table.csv.gz | Large Office | Vernal UT USA TMY3 WMO#=725705 | Natural Gas | 2906206.3315 | 0 | 0 | 0 | 0 | 0 | 0 | 0 | 0 | 0 | 0 | 576794.1084 | 0 | 0 | 3483000.4399 | 0 | 3483000.4399 | 0 | 0 | 20052.8237 | 0 | 0 | 0 | 0 | 0 | 0 | 0 | 0 | 0 | 0 | 3979.8793 | 0 | 0 | 24032.703 | 0 | 24032.703 | 0 | 0 | 2906.2063 | 0 | 0 | 0 | 0 | 0 | 0 | 0 | 0 | 0 | 0 | 576.7941 | 0 | 0 | 3483.0004 | 0 | 3483.0004 | 0 | 0 | 0 | 0 | 0 | 0 | 0 | 0 | 0 | 5.8289 | 1.1569 | 0 | 0 | 6.9857 | 6.9857 | 6.9857 | 2
WA_6B_LO_2010_EL | 6B | LO | EL | 18852 | ASHRAE30pct-state-6B | OfficeLarge | STD2010 | WA-Kalispell-MT | Zone6B | Zone6B(WA-Kalispell-MT) | ASHRAE30pct-state-STD2010 | state | WA | 0.0767 | 0.96 | ASHRAE30pct-state-6B_OfficeLarge_STD2010_WA-Kalispell-MT.table.csv.gz | Large Office | Kalispell Glacier Pk IntL Ar MT USA TMY3 WMO#=727790 | Electricity | 7152.7778 | 495191.6706 | 1056522.2307 | 188891.6682 | 5632122.2673 | 529147.2265 | 685961.1166 | 78997.2229 | 40102.7781 | 631555.5606 | 0 | 0 | 0 | 0 | 9367963.9638 | 0 | 9345644.5192 | 22319.4446 | 551466.6711 | 548.6181 | 37981.2011 | 81035.2551 | 14487.9909 | 431983.7779 | 40585.5923 | 52613.2176 | 6059.087 | 3075.8831 | 48440.3115 | 0 | 0 | 0 | 0 | 718522.836 | 0 | 716810.9346 | 1711.9014 | 42297.4937 | 24.4122 | 1690.0738 | 3605.8776 | 644.6814 | 19222.2587 | 1805.9631 | 2341.164 | 269.6151 | 136.8695 | 2155.4796 | 0 | 0 | 0 | 0 | 31972.5706 | 0 | 31896.395 | 76.1756 | 1882.1387 | 7.2322 | 1.293 | 42.3283 | 4.6956 | 0.54076 | 0 | 3.6642 | 0.048963 | 0 | 4.3232 | 0 | 63.9735 | 64.1262 | 64.1262 | 1
WA_6B_LO_2013_EL | 6B | LO | EL | 19272 | ASHRAE30pct-state-6B | OfficeLarge | STD2013 | WA-Kalispell-MT | Zone6B | Zone6B(WA-Kalispell-MT) | ASHRAE30pct-state-STD2013 | state | WA | 0.0767 | 0.96 | ASHRAE30pct-state-6B_OfficeLarge_STD2013_WA-Kalispell-MT.table.csv.gz | Large Office | Kalispell Glacier Pk IntL Ar MT USA TMY3 WMO#=727790 | Electricity | 1452.7778 | 476733.3371 | 948030.5631 | 188891.6682 | 5626841.7117 | 528030.5598 | 671533.3387 | 79147.2229 | 25197.2224 | 631663.8939 | 8580.5556 | 0 | 0 | 0 | 9208280.6292 | 0 | 9186102.8513 | 22177.778 | 550208.3377 | 111.4281 | 36565.447 | 72713.9442 | 14487.9909 | 431578.7593 | 40499.9439 | 51506.6071 | 6070.592 | 1932.627 | 48448.6207 | 658.1286 | 0 | 0 | 0 | 706275.1243 | 0 | 704574.0887 | 1701.0356 | 42200.9795 | 4.9583 | 1627.0761 | 3235.5989 | 644.6814 | 19204.2363 | 1802.1519 | 2291.9225 | 270.127 | 85.9973 | 2155.8493 | 29.2852 | 0 | 0 | 0 | 31427.5763 | 0 | 31351.8843 | 75.6921 | 1877.844 | 6.4895 | 1.293 | 42.2836 | 4.5968 | 0.54178 | 0.058736 | 3.4358 | 0.0099447 | 0 | 4.3239 | 0 | 62.8813 | 63.0332 | 63.0332 | 2
WA_6B_LO_2010_NG | 6B | LO | NG | 18861 | ASHRAE30pct-state-6B | OfficeLarge | STD2010 | WA-Kalispell-MT | Zone6B | Zone6B(WA-Kalispell-MT) | ASHRAE30pct-state-STD2010 | state | WA | 0.0767 | 0.96 | ASHRAE30pct-state-6B_OfficeLarge_STD2010_WA-Kalispell-MT.table.csv.gz | Large Office | Kalispell Glacier Pk IntL Ar MT USA TMY3 WMO#=727790 | Natural Gas | 4111952.9244 | 0 | 0 | 0 | 0 | 0 | 0 | 0 | 0 | 0 | 0 | 577031.0627 | 0 | 0 | 4688974.5089 | 0 | 4688983.987 | 0 | 0 | 39474.7481 | 0 | 0 | 0 | 0 | 0 | 0 | 0 | 0 | 0 | 0 | 5539.4982 | 0 | 0 | 45014.1553 | 0 | 45014.2463 | 0 | 0 | 4111.9529 | 0 | 0 | 0 | 0 | 0 | 0 | 0 | 0 | 0 | 0 | 577.0311 | 0 | 0 | 4688.9745 | 0 | 4688.984 | 0 | 0 | 0 | 0 | 0 | 0 | 0 | 0 | 0 | 8.2472 | 1.1573 | 0 | 0 | 9.4045 | 9.4045 | 9.4045 | 1
WA_6B_LO_2013_NG | 6B | LO | NG | 19281 | ASHRAE30pct-state-6B | OfficeLarge | STD2013 | WA-Kalispell-MT | Zone6B | Zone6B(WA-Kalispell-MT) | ASHRAE30pct-state-STD2013 | state | WA | 0.0767 | 0.96 | ASHRAE30pct-state-6B_OfficeLarge_STD2013_WA-Kalispell-MT.table.csv.gz | Large Office | Kalispell Glacier Pk IntL Ar MT USA TMY3 WMO#=727790 | Natural Gas | 5166579.5556 | 0 | 0 | 0 | 0 | 0 | 0 | 0 | 0 | 0 | 0 | 576869.9337 | 0 | 0 | 5743449.4894 | 0 | 5743449.4894 | 0 | 0 | 49599.1637 | 0 | 0 | 0 | 0 | 0 | 0 | 0 | 0 | 0 | 0 | 5537.9514 | 0 | 0 | 55137.1151 | 0 | 55137.1151 | 0 | 0 | 5166.5796 | 0 | 0 | 0 | 0 | 0 | 0 | 0 | 0 | 0 | 0 | 576.8699 | 0 | 0 | 5743.4495 | 0 | 5743.4495 | 0 | 0 | 0 | 0 | 0 | 0 | 0 | 0 | 0 | 10.3624 | 1.157 | 0 | 0 | 11.5194 | 11.5194 | 11.5194 | 2
WY_6B_LO_2010_EL | 6B | LO | EL | 18912 | ASHRAE30pct-state-6B | OfficeLarge | STD2010 | WY-Cheyenne-WY | Zone6B | Zone6B(WY-Cheyenne-WY) | ASHRAE30pct-state-STD2010 | state | WY | 0.0823 | 0.68 | ASHRAE30pct-state-6B_OfficeLarge_STD2010_WY-Cheyenne-WY.table.csv.gz | Large Office | Cheyenne Municipal Arpt WY USA TMY3 WMO#=725640 | Electricity | 23133.3335 | 515627.7819 | 1053119.4529 | 189847.2237 | 5632122.2673 | 529147.2265 | 778041.6729 | 89083.334 | 34830.5558 | 744155.5615 | 0 | 0 | 0 | 0 | 9611425.0769 | 0 | 9589108.41 | 22316.6668 | 551463.8933 | 1903.8733 | 42436.1665 | 86671.731 | 15624.4265 | 463523.6626 | 43548.8167 | 64032.8297 | 7331.5584 | 2866.5547 | 61244.0027 | 0 | 0 | 0 | 0 | 791020.2838 | 0 | 789183.6221 | 1836.6617 | 45385.4784 | 78.9534 | 1759.8216 | 3594.264 | 647.9427 | 19222.2587 | 1805.9631 | 2655.4321 | 304.0387 | 118.8756 | 2539.7799 | 0 | 0 | 0 | 0 | 32803.4958 | 0 | 32727.3297 | 76.1661 | 1882.1292 | 7.2089 | 1.2996 | 42.3283 | 5.3259 | 0.6098 | 0 | 3.768 | 0.15835 | 0 | 5.0939 | 0 | 65.64 | 65.7928 | 65.7928 | 1
WY_6B_LO_2013_EL | 6B | LO | EL | 19332 | ASHRAE30pct-state-6B | OfficeLarge | STD2013 | WY-Cheyenne-WY | Zone6B | Zone6B(WY-Cheyenne-WY) | ASHRAE30pct-state-STD2013 | state | WY | 0.0823 | 0.68 | ASHRAE30pct-state-6B_OfficeLarge_STD2013_WY-Cheyenne-WY.table.csv.gz | Large Office | Cheyenne Municipal Arpt WY USA TMY3 WMO#=725640 | Electricity | 9852.7779 | 485905.5594 | 946077.7853 | 189847.2237 | 5626841.7117 | 528030.5598 | 767591.6728 | 79669.4451 | 22197.2224 | 729402.7836 | 8488.889 | 0 | 0 | 0 | 9416088.9642 | 0 | 9393905.6307 | 22183.3335 | 550213.8933 | 810.8836 | 39990.0275 | 77862.2017 | 15624.4265 | 463089.0729 | 43456.9151 | 63172.7947 | 6556.7953 | 1826.8314 | 60029.8491 | 698.6356 | 0 | 0 | 0 | 774944.1218 | 0 | 773118.4334 | 1825.6883 | 45282.6034 | 33.6272 | 1658.3806 | 3228.9342 | 647.9427 | 19204.2363 | 1802.1519 | 2619.7666 | 271.9093 | 75.7584 | 2489.4291 | 28.9723 | 0 | 0 | 0 | 32136.8197 | 0 | 32061.1087 | 75.711 | 1877.863 | 6.4762 | 1.2996 | 42.2836 | 5.2544 | 0.54536 | 0.058109 | 3.4781 | 0.067445 | 0 | 4.993 | 0 | 64.3038 | 64.4557 | 64.4557 | 2
WY_6B_LO_2010_NG | 6B | LO | NG | 18921 | ASHRAE30pct-state-6B | OfficeLarge | STD2010 | WY-Cheyenne-WY | Zone6B | Zone6B(WY-Cheyenne-WY) | ASHRAE30pct-state-STD2010 | state | WY | 0.0823 | 0.68 | ASHRAE30pct-state-6B_OfficeLarge_STD2010_WY-Cheyenne-WY.table.csv.gz | Large Office | Cheyenne Municipal Arpt WY USA TMY3 WMO#=725640 | Natural Gas | 3323264.8207 | 0 | 0 | 0 | 0 | 0 | 0 | 0 | 0 | 0 | 0 | 576974.1936 | 0 | 0 | 3900229.5361 | 0 | 3900239.0143 | 0 | 0 | 22598.2008 | 0 | 0 | 0 | 0 | 0 | 0 | 0 | 0 | 0 | 0 | 3923.4245 | 0 | 0 | 26521.5608 | 0 | 26521.6253 | 0 | 0 | 3323.2648 | 0 | 0 | 0 | 0 | 0 | 0 | 0 | 0 | 0 | 0 | 576.9742 | 0 | 0 | 3900.2295 | 0 | 3900.239 | 0 | 0 | 0 | 0 | 0 | 0 | 0 | 0 | 0 | 6.6654 | 1.1572 | 0 | 0 | 7.8226 | 7.8225 | 7.8226 | 1
WY_6B_LO_2013_NG | 6B | LO | NG | 19341 | ASHRAE30pct-state-6B | OfficeLarge | STD2013 | WY-Cheyenne-WY | Zone6B | Zone6B(WY-Cheyenne-WY) | ASHRAE30pct-state-STD2013 | state | WY | 0.0823 | 0.68 | ASHRAE30pct-state-6B_OfficeLarge_STD2013_WY-Cheyenne-WY.table.csv.gz | Large Office | Cheyenne Municipal Arpt WY USA TMY3 WMO#=725640 | Natural Gas | 3790083.7086 | 0 | 0 | 0 | 0 | 0 | 0 | 0 | 0 | 0 | 0 | 576794.1084 | 0 | 0 | 4366887.2951 | 0 | 4366877.817 | 0 | 0 | 25772.5692 | 0 | 0 | 0 | 0 | 0 | 0 | 0 | 0 | 0 | 0 | 3922.1999 | 0 | 0 | 29694.8336 | 0 | 29694.7692 | 0 | 0 | 3790.0837 | 0 | 0 | 0 | 0 | 0 | 0 | 0 | 0 | 0 | 0 | 576.7941 | 0 | 0 | 4366.8873 | 0 | 4366.8778 | 0 | 0 | 0 | 0 | 0 | 0 | 0 | 0 | 0 | 7.6016 | 1.1569 | 0 | 0 | 8.7585 | 8.7585 | 8.7585 | 2
AK_7_LO_2010_EL | 7 | LO | EL | 19872 | ASHRAE30pct-state-7 | OfficeLarge | STD2010 | AK-Anchorage-AK | Zone7 | Zone7(AK-Anchorage-AK) | ASHRAE30pct-state-STD2010 | state | AK | 0.1479 | 0.81 | ASHRAE30pct-state-7_OfficeLarge_STD2010_AK-Anchorage-AK.table.csv.gz | Large Office | Anchorage Intl Ap AK USA TMY3 WMO#=702730 | Electricity | 3263.8889 | 233583.3352 | 1080133.342 | 190094.446 | 5632122.2673 | 529147.2265 | 600002.7826 | 51369.4449 | 10438.889 | 633419.4495 | 0 | 0 | 0 | 0 | 8985916.7386 | 0 | 8963575.0717 | 22341.6668 | 551488.8933 | 482.7292 | 34546.9753 | 159751.7213 | 28114.9686 | 832990.8833 | 78260.8748 | 88740.4115 | 7597.5409 | 1543.9117 | 93682.7366 | 0 | 0 | 0 | 0 | 1329017.0856 | 0 | 1325712.7531 | 3304.3325 | 81565.2073 | 11.1396 | 797.2127 | 3686.4616 | 648.7865 | 19222.2587 | 1805.9631 | 2047.7909 | 175.3223 | 35.6276 | 2161.8409 | 0 | 0 | 0 | 0 | 30668.6553 | 0 | 30592.4038 | 76.2514 | 1882.2145 | 7.3938 | 1.3012 | 42.3285 | 4.1072 | 0.35164 | 0 | 1.6704 | 0.022342 | 0 | 4.3359 | 0 | 61.3581 | 61.511 | 61.511 | 1
AK_7_LO_2013_EL | 7 | LO | EL | 20352 | ASHRAE30pct-state-7 | OfficeLarge | STD2013 | AK-Anchorage-AK | Zone7 | Zone7(AK-Anchorage-AK) | ASHRAE30pct-state-STD2013 | state | AK | 0.1479 | 0.81 | ASHRAE30pct-state-7_OfficeLarge_STD2013_AK-Anchorage-AK.table.csv.gz | Large Office | Anchorage Intl Ap AK USA TMY3 WMO#=702730 | Electricity | 4088.8889 | 230533.3352 | 959013.8966 | 190094.446 | 5626841.7117 | 528030.5598 | 600827.7826 | 57966.6671 | 8236.1112 | 639413.894 | 2938.8889 | 0 | 0 | 0 | 8870172.2932 | 0 | 8847986.1819 | 22186.1113 | 550216.6711 | 604.7467 | 34095.8803 | 141838.1553 | 28114.9686 | 832209.8892 | 78095.7198 | 88862.429 | 8573.2701 | 1218.1208 | 94569.3149 | 434.6617 | 0 | 0 | 0 | 1311898.4822 | 0 | 1308617.1563 | 3281.3259 | 81377.0457 | 13.9553 | 786.8031 | 3273.0847 | 648.7865 | 19204.2363 | 1802.1519 | 2050.6066 | 197.8384 | 28.1096 | 2182.2998 | 10.0303 | 0 | 0 | 0 | 30273.6231 | 0 | 30197.9026 | 75.7205 | 1877.8724 | 6.5647 | 1.3012 | 42.2836 | 4.1128 | 0.3968 | 0.020117 | 1.6344 | 0.02799 | 0 | 4.377 | 0 | 60.5668 | 60.7187 | 60.7187 | 2
AK_7_LO_2010_NG | 7 | LO | NG | 19881 | ASHRAE30pct-state-7 | OfficeLarge | STD2010 | AK-Anchorage-AK | Zone7 | Zone7(AK-Anchorage-AK) | ASHRAE30pct-state-STD2010 | state | AK | 0.1479 | 0.81 | ASHRAE30pct-state-7_OfficeLarge_STD2010_AK-Anchorage-AK.table.csv.gz | Large Office | Anchorage Intl Ap AK USA TMY3 WMO#=702730 | Natural Gas | 7805766.8481 | 0 | 0 | 0 | 0 | 0 | 0 | 0 | 0 | 0 | 0 | 619351.0971 | 0 | 0 | 8425127.4233 | 0 | 8425117.9452 | 0 | 0 | 63226.7115 | 0 | 0 | 0 | 0 | 0 | 0 | 0 | 0 | 0 | 0 | 5016.7439 | 0 | 0 | 68243.5321 | 0 | 68243.4554 | 0 | 0 | 7805.7668 | 0 | 0 | 0 | 0 | 0 | 0 | 0 | 0 | 0 | 0 | 619.3511 | 0 | 0 | 8425.1274 | 0 | 8425.1179 | 0 | 0 | 0 | 0 | 0 | 0 | 0 | 0 | 0 | 15.6557 | 1.2422 | 0 | 0 | 16.898 | 16.898 | 16.898 | 1
AK_7_LO_2013_NG | 7 | LO | NG | 20361 | ASHRAE30pct-state-7 | OfficeLarge | STD2013 | AK-Anchorage-AK | Zone7 | Zone7(AK-Anchorage-AK) | ASHRAE30pct-state-STD2013 | state | AK | 0.1479 | 0.81 | ASHRAE30pct-state-7_OfficeLarge_STD2013_AK-Anchorage-AK.table.csv.gz | Large Office | Anchorage Intl Ap AK USA TMY3 WMO#=702730 | Natural Gas | 8746816.5539 | 0 | 0 | 0 | 0 | 0 | 0 | 0 | 0 | 0 | 0 | 618971.9702 | 0 | 0 | 9365788.5241 | 0 | 9365788.5241 | 0 | 0 | 70849.2141 | 0 | 0 | 0 | 0 | 0 | 0 | 0 | 0 | 0 | 0 | 5013.673 | 0 | 0 | 75862.887 | 0 | 75862.887 | 0 | 0 | 8746.8166 | 0 | 0 | 0 | 0 | 0 | 0 | 0 | 0 | 0 | 0 | 618.972 | 0 | 0 | 9365.7885 | 0 | 9365.7885 | 0 | 0 | 0 | 0 | 0 | 0 | 0 | 0 | 0 | 17.5432 | 1.2414 | 0 | 0 | 18.7846 | 18.7846 | 18.7846 | 2
CO_7_LO_2010_EL | 7 | LO | EL | 19932 | ASHRAE30pct-state-7 | OfficeLarge | STD2010 | CO-GunnisonCounty-CO | Zone7 | Zone7(CO-GunnisonCounty-CO) | ASHRAE30pct-state-STD2010 | state | CO | 0.0934 | 0.73 | ASHRAE30pct-state-7_OfficeLarge_STD2010_CO-GunnisonCounty-CO.table.csv.gz | Large Office | Gunnison Co Awos CO USA TMY3 WMO#=724677 | Electricity | 41658.3337 | 428088.8923 | 1052225.0084 | 189263.8904 | 5632122.2673 | 529147.2265 | 843625.0067 | 70502.7783 | 20922.2224 | 827711.1177 | 0 | 0 | 0 | 0 | 9657583.4106 | 0 | 9635266.7437 | 22316.6668 | 551463.8933 | 3890.8884 | 39983.5025 | 98277.8158 | 17677.2474 | 526040.2198 | 49422.351 | 78794.5756 | 6584.9595 | 1954.1356 | 77308.2184 | 0 | 0 | 0 | 0 | 902018.2905 | 0 | 899933.9139 | 2084.3767 | 51506.7276 | 142.1786 | 1461.0541 | 3591.2113 | 645.9518 | 19222.2587 | 1805.9631 | 2879.266 | 240.6238 | 71.4069 | 2824.9524 | 0 | 0 | 0 | 0 | 32961.0328 | 0 | 32884.8667 | 76.1661 | 1882.1292 | 7.2028 | 1.2956 | 42.3283 | 5.7748 | 0.48261 | 0 | 3.0736 | 0.28516 | 0 | 5.6659 | 0 | 65.956 | 66.1088 | 66.1088 | 1
CO_7_LO_2013_EL | 7 | LO | EL | 20412 | ASHRAE30pct-state-7 | OfficeLarge | STD2013 | CO-GunnisonCounty-CO | Zone7 | Zone7(CO-GunnisonCounty-CO) | ASHRAE30pct-state-STD2013 | state | CO | 0.0934 | 0.73 | ASHRAE30pct-state-7_OfficeLarge_STD2013_CO-GunnisonCounty-CO.table.csv.gz | Large Office | Gunnison Co Awos CO USA TMY3 WMO#=724677 | Electricity | 22911.1113 | 417083.3367 | 943947.2298 | 189263.8904 | 5626841.7117 | 528030.5598 | 871272.2292 | 70219.445 | 15044.4446 | 825233.3399 | 5866.6667 | 0 | 0 | 0 | 9537891.743 | 0 | 9515713.965 | 22177.778 | 550208.3377 | 2139.8978 | 38955.5836 | 88164.6713 | 17677.2474 | 525547.0159 | 49318.0543 | 81376.8262 | 6558.4962 | 1405.1511 | 77076.7939 | 547.9467 | 0 | 0 | 0 | 890839.0888 | 0 | 888767.6843 | 2071.4045 | 51389.4587 | 78.1949 | 1423.4925 | 3221.6626 | 645.9518 | 19204.2363 | 1802.1519 | 2973.6251 | 239.6568 | 51.3462 | 2816.4958 | 20.0228 | 0 | 0 | 0 | 32552.5288 | 0 | 32476.8368 | 75.6921 | 1877.844 | 6.4616 | 1.2956 | 42.2836 | 5.9641 | 0.48067 | 0.040159 | 2.958 | 0.15683 | 0 | 5.6489 | 0 | 65.1376 | 65.2894 | 65.2894 | 2
CO_7_LO_2010_NG | 7 | LO | NG | 19941 | ASHRAE30pct-state-7 | OfficeLarge | STD2010 | CO-GunnisonCounty-CO | Zone7 | Zone7(CO-GunnisonCounty-CO) | ASHRAE30pct-state-STD2010 | state | CO | 0.0934 | 0.73 | ASHRAE30pct-state-7_OfficeLarge_STD2010_CO-GunnisonCounty-CO.table.csv.gz | Large Office | Gunnison Co Awos CO USA TMY3 WMO#=724677 | Natural Gas | 3650801.9828 | 0 | 0 | 0 | 0 | 0 | 0 | 0 | 0 | 0 | 0 | 619171.0118 | 0 | 0 | 4269972.9946 | 0 | 4269972.9946 | 0 | 0 | 26650.8545 | 0 | 0 | 0 | 0 | 0 | 0 | 0 | 0 | 0 | 0 | 4519.9484 | 0 | 0 | 31170.8029 | 0 | 31170.8029 | 0 | 0 | 3650.802 | 0 | 0 | 0 | 0 | 0 | 0 | 0 | 0 | 0 | 0 | 619.171 | 0 | 0 | 4269.973 | 0 | 4269.973 | 0 | 0 | 0 | 0 | 0 | 0 | 0 | 0 | 0 | 7.3223 | 1.2418 | 0 | 0 | 8.5641 | 8.5641 | 8.5641 | 1
CO_7_LO_2013_NG | 7 | LO | NG | 20421 | ASHRAE30pct-state-7 | OfficeLarge | STD2013 | CO-GunnisonCounty-CO | Zone7 | Zone7(CO-GunnisonCounty-CO) | ASHRAE30pct-state-STD2013 | state | CO | 0.0934 | 0.73 | ASHRAE30pct-state-7_OfficeLarge_STD2013_CO-GunnisonCounty-CO.table.csv.gz | Large Office | Gunnison Co Awos CO USA TMY3 WMO#=724677 | Natural Gas | 3676175.0471 | 0 | 0 | 0 | 0 | 0 | 0 | 0 | 0 | 0 | 0 | 618867.7103 | 0 | 0 | 4295042.7575 | 0 | 4295042.7575 | 0 | 0 | 26836.0778 | 0 | 0 | 0 | 0 | 0 | 0 | 0 | 0 | 0 | 0 | 4517.7343 | 0 | 0 | 31353.8121 | 0 | 31353.8121 | 0 | 0 | 3676.175 | 0 | 0 | 0 | 0 | 0 | 0 | 0 | 0 | 0 | 0 | 618.8677 | 0 | 0 | 4295.0428 | 0 | 4295.0428 | 0 | 0 | 0 | 0 | 0 | 0 | 0 | 0 | 0 | 7.3732 | 1.2412 | 0 | 0 | 8.6144 | 8.6144 | 8.6144 | 2
ME_7_LO_2010_EL | 7 | LO | EL | 19992 | ASHRAE30pct-state-7 | OfficeLarge | STD2010 | ME-Caribou-ME | Zone7 | Zone7(ME-Caribou-ME) | ASHRAE30pct-state-STD2010 | state | ME | 0.1158 | 1.03 | ASHRAE30pct-state-7_OfficeLarge_STD2010_ME-Caribou-ME.table.csv.gz | Large Office | Caribou Municipal Arpt ME USA TMY3 WMO#=727120 | Electricity | 2011.1111 | 448483.3369 | 1059766.6751 | 192025.0015 | 5632122.2673 | 529147.2265 | 606625.0049 | 87686.1118 | 57358.3338 | 560811.1156 | 0 | 0 | 0 | 0 | 9198358.4069 | 0 | 9176036.1845 | 22322.2224 | 551469.4489 | 232.8867 | 51934.3704 | 122720.981 | 22236.4952 | 652199.7586 | 61275.2488 | 70247.1756 | 10154.0517 | 6642.0951 | 64941.9272 | 0 | 0 | 0 | 0 | 1065169.9035 | 0 | 1062584.9902 | 2584.9134 | 63860.1622 | 6.8639 | 1530.6597 | 3616.9508 | 655.3754 | 19222.2587 | 1805.9631 | 2070.3923 | 299.27 | 195.7622 | 1914.031 | 0 | 0 | 0 | 0 | 31393.7121 | 0 | 31317.527 | 76.1851 | 1882.1481 | 7.2544 | 1.3145 | 42.3283 | 4.1525 | 0.60024 | 0 | 3.4626 | 0.013767 | 0 | 3.8389 | 0 | 62.8124 | 62.9652 | 62.9652 | 1
ME_7_LO_2013_EL | 7 | LO | EL | 20472 | ASHRAE30pct-state-7 | OfficeLarge | STD2013 | ME-Caribou-ME | Zone7 | Zone7(ME-Caribou-ME) | ASHRAE30pct-state-STD2013 | state | ME | 0.1158 | 1.03 | ASHRAE30pct-state-7_OfficeLarge_STD2013_ME-Caribou-ME.table.csv.gz | Large Office | Caribou Municipal Arpt ME USA TMY3 WMO#=727120 | Electricity | 4811.1111 | 438322.2257 | 948622.2298 | 192025.0015 | 5626841.7117 | 528030.5598 | 607297.2271 | 88861.1118 | 45580.5559 | 567188.8934 | 7333.3334 | 0 | 0 | 0 | 9077088.9615 | 0 | 9054913.9613 | 22175.0002 | 550205.56 | 557.1267 | 50757.7137 | 109850.4542 | 22236.4952 | 651588.2702 | 61145.9388 | 70325.0189 | 10290.1167 | 5278.2284 | 65680.4739 | 849.2 | 0 | 0 | 0 | 1051126.9017 | 0 | 1048559.0367 | 2567.865 | 63713.8038 | 16.4202 | 1495.9802 | 3237.6183 | 655.3754 | 19204.2363 | 1802.1519 | 2072.6866 | 303.2802 | 155.565 | 1935.7981 | 25.0284 | 0 | 0 | 0 | 30979.8232 | 0 | 30904.1406 | 75.6826 | 1877.8345 | 6.4936 | 1.3145 | 42.2836 | 4.1571 | 0.60828 | 0.050199 | 3.3124 | 0.032933 | 0 | 3.8826 | 0 | 61.9833 | 62.1351 | 62.1351 | 2
ME_7_LO_2010_NG | 7 | LO | NG | 20001 | ASHRAE30pct-state-7 | OfficeLarge | STD2010 | ME-Caribou-ME | Zone7 | Zone7(ME-Caribou-ME) | ASHRAE30pct-state-STD2010 | state | ME | 0.1158 | 1.03 | ASHRAE30pct-state-7_OfficeLarge_STD2010_ME-Caribou-ME.table.csv.gz | Large Office | Caribou Municipal Arpt ME USA TMY3 WMO#=727120 | Natural Gas | 7847830.9719 | 0 | 0 | 0 | 0 | 0 | 0 | 0 | 0 | 0 | 0 | 619322.6626 | 0 | 0 | 8467153.6344 | 0 | 8467153.6344 | 0 | 0 | 80832.659 | 0 | 0 | 0 | 0 | 0 | 0 | 0 | 0 | 0 | 0 | 6379.0234 | 0 | 0 | 87211.6824 | 0 | 87211.6824 | 0 | 0 | 7847.831 | 0 | 0 | 0 | 0 | 0 | 0 | 0 | 0 | 0 | 0 | 619.3227 | 0 | 0 | 8467.1536 | 0 | 8467.1536 | 0 | 0 | 0 | 0 | 0 | 0 | 0 | 0 | 0 | 15.7401 | 1.2422 | 0 | 0 | 16.9823 | 16.9823 | 16.9823 | 1
ME_7_LO_2013_NG | 7 | LO | NG | 20481 | ASHRAE30pct-state-7 | OfficeLarge | STD2013 | ME-Caribou-ME | Zone7 | Zone7(ME-Caribou-ME) | ASHRAE30pct-state-STD2013 | state | ME | 0.1158 | 1.03 | ASHRAE30pct-state-7_OfficeLarge_STD2013_ME-Caribou-ME.table.csv.gz | Large Office | Caribou Municipal Arpt ME USA TMY3 WMO#=727120 | Natural Gas | 8030039.335 | 0 | 0 | 0 | 0 | 0 | 0 | 0 | 0 | 0 | 0 | 618953.0139 | 0 | 0 | 8648992.3489 | 0 | 8648992.3489 | 0 | 0 | 82709.4052 | 0 | 0 | 0 | 0 | 0 | 0 | 0 | 0 | 0 | 0 | 6375.216 | 0 | 0 | 89084.6212 | 0 | 89084.6212 | 0 | 0 | 8030.0393 | 0 | 0 | 0 | 0 | 0 | 0 | 0 | 0 | 0 | 0 | 618.953 | 0 | 0 | 8648.9923 | 0 | 8648.9923 | 0 | 0 | 0 | 0 | 0 | 0 | 0 | 0 | 0 | 16.1056 | 1.2414 | 0 | 0 | 17.347 | 17.347 | 17.347 | 2
MI_7_LO_2010_EL | 7 | LO | EL | 20052 | ASHRAE30pct-state-7 | OfficeLarge | STD2010 | MI-SaultSteMarie-MI | Zone7 | Zone7(MI-SaultSteMarie-MI) | ASHRAE30pct-state-STD2010 | state | MI | 0.1095 | 0.82 | ASHRAE30pct-state-7_OfficeLarge_STD2010_MI-SaultSteMarie-MI.table.csv.gz | Large Office | Sault Ste Marie Sanderson Fie MI USA TMY3 WMO#=727340 | Electricity | 1672.2222 | 442422.2258 | 1055280.564 | 188730.5571 | 5632122.2673 | 529147.2265 | 617033.3383 | 86475.0007 | 57188.8893 | 519905.5597 | 0 | 0 | 0 | 0 | 9152294.5177 | 0 | 9129977.8508 | 22316.6668 | 551463.8933 | 183.1083 | 48445.2337 | 115553.2218 | 20665.996 | 616717.3883 | 57941.6213 | 67565.1505 | 9469.0126 | 6262.1834 | 56929.6588 | 0 | 0 | 0 | 0 | 1002176.2497 | 0 | 999732.5747 | 2443.675 | 60385.2963 | 5.7072 | 1509.9733 | 3601.6399 | 644.1315 | 19222.2587 | 1805.9631 | 2105.9157 | 295.1365 | 195.1839 | 1774.4216 | 0 | 0 | 0 | 0 | 31236.4975 | 0 | 31160.3314 | 76.1661 | 1882.1292 | 7.2237 | 1.2919 | 42.3283 | 4.2238 | 0.59194 | 0 | 3.42 | 0.011447 | 0 | 3.5589 | 0 | 62.4972 | 62.6499 | 62.6499 | 1
MI_7_LO_2013_EL | 7 | LO | EL | 20532 | ASHRAE30pct-state-7 | OfficeLarge | STD2013 | MI-SaultSteMarie-MI | Zone7 | Zone7(MI-SaultSteMarie-MI) | ASHRAE30pct-state-STD2013 | state | MI | 0.1095 | 0.82 | ASHRAE30pct-state-7_OfficeLarge_STD2013_MI-SaultSteMarie-MI.table.csv.gz | Large Office | Sault Ste Marie Sanderson Fie MI USA TMY3 WMO#=727340 | Electricity | 5144.4445 | 438219.448 | 944827.7853 | 188730.5571 | 5626841.7117 | 528030.5598 | 619877.7827 | 89680.5563 | 45847.2226 | 524369.4486 | 6097.2223 | 0 | 0 | 0 | 9039847.2945 | 0 | 9017666.7388 | 22180.5557 | 550211.1155 | 563.3167 | 47985.0296 | 103458.6425 | 20665.996 | 616139.1674 | 57819.3463 | 67876.6172 | 9820.0209 | 5020.2709 | 57418.4546 | 667.6458 | 0 | 0 | 0 | 989863.2788 | 0 | 987434.5079 | 2428.7709 | 60248.1171 | 17.5578 | 1495.6294 | 3224.6679 | 644.1315 | 19204.2363 | 1802.1519 | 2115.6237 | 306.077 | 156.4751 | 1789.6567 | 20.8096 | 0 | 0 | 0 | 30852.7186 | 0 | 30777.017 | 75.7015 | 1877.8535 | 6.4676 | 1.2919 | 42.2836 | 4.2432 | 0.61389 | 0.041737 | 3.3136 | 0.035215 | 0 | 3.5894 | 0 | 61.7284 | 61.8802 | 61.8802 | 2
MI_7_LO_2010_NG | 7 | LO | NG | 20061 | ASHRAE30pct-state-7 | OfficeLarge | STD2010 | MI-SaultSteMarie-MI | Zone7 | Zone7(MI-SaultSteMarie-MI) | ASHRAE30pct-state-STD2010 | state | MI | 0.1095 | 0.82 | ASHRAE30pct-state-7_OfficeLarge_STD2010_MI-SaultSteMarie-MI.table.csv.gz | Large Office | Sault Ste Marie Sanderson Fie MI USA TMY3 WMO#=727340 | Natural Gas | 6739320.9374 | 0 | 0 | 0 | 0 | 0 | 0 | 0 | 0 | 0 | 0 | 619303.7062 | 0 | 0 | 7358624.6436 | 0 | 7358624.6436 | 0 | 0 | 55262.4317 | 0 | 0 | 0 | 0 | 0 | 0 | 0 | 0 | 0 | 0 | 5078.2904 | 0 | 0 | 60340.7221 | 0 | 60340.7221 | 0 | 0 | 6739.3209 | 0 | 0 | 0 | 0 | 0 | 0 | 0 | 0 | 0 | 0 | 619.3037 | 0 | 0 | 7358.6246 | 0 | 7358.6246 | 0 | 0 | 0 | 0 | 0 | 0 | 0 | 0 | 0 | 13.5168 | 1.2421 | 0 | 0 | 14.7589 | 14.7589 | 14.7589 | 1
MI_7_LO_2013_NG | 7 | LO | NG | 20541 | ASHRAE30pct-state-7 | OfficeLarge | STD2013 | MI-SaultSteMarie-MI | Zone7 | Zone7(MI-SaultSteMarie-MI) | ASHRAE30pct-state-STD2013 | state | MI | 0.1095 | 0.82 | ASHRAE30pct-state-7_OfficeLarge_STD2013_MI-SaultSteMarie-MI.table.csv.gz | Large Office | Sault Ste Marie Sanderson Fie MI USA TMY3 WMO#=727340 | Natural Gas | 7084146.2838 | 0 | 0 | 0 | 0 | 0 | 0 | 0 | 0 | 0 | 0 | 618953.0139 | 0 | 0 | 7703099.2977 | 0 | 7703099.2977 | 0 | 0 | 58089.9995 | 0 | 0 | 0 | 0 | 0 | 0 | 0 | 0 | 0 | 0 | 5075.4147 | 0 | 0 | 63165.4142 | 0 | 63165.4142 | 0 | 0 | 7084.1463 | 0 | 0 | 0 | 0 | 0 | 0 | 0 | 0 | 0 | 0 | 618.953 | 0 | 0 | 7703.0993 | 0 | 7703.0993 | 0 | 0 | 0 | 0 | 0 | 0 | 0 | 0 | 0 | 14.2084 | 1.2414 | 0 | 0 | 15.4498 | 15.4498 | 15.4498 | 2
MN_7_LO_2010_EL | 7 | LO | EL | 20112 | ASHRAE30pct-state-7 | OfficeLarge | STD2010 | MN-Duluth-MN | Zone7 | Zone7(MN-Duluth-MN) | ASHRAE30pct-state-STD2010 | state | MN | 0.0886 | 0.62 | ASHRAE30pct-state-7_OfficeLarge_STD2010_MN-Duluth-MN.table.csv.gz | Large Office | Duluth International Arpt MN USA TMY3 WMO#=727450 | Electricity | 2447.2222 | 461036.1148 | 1056300.0085 | 189797.2237 | 5632122.2673 | 529147.2265 | 633900.0051 | 93036.1119 | 58141.6671 | 547055.5599 | 0 | 0 | 0 | 0 | 9225302.8516 | 0 | 9202983.407 | 22319.4446 | 551466.6711 | 216.8239 | 40847.7998 | 93588.1807 | 16816.034 | 499006.0329 | 46882.4443 | 56163.5404 | 8242.9995 | 5151.3517 | 48469.1226 | 0 | 0 | 0 | 0 | 817361.8327 | 0 | 815384.3299 | 1977.5028 | 48859.9471 | 8.3523 | 1573.502 | 3605.1192 | 647.772 | 19222.2587 | 1805.9631 | 2163.4811 | 317.5294 | 198.4357 | 1867.0837 | 0 | 0 | 0 | 0 | 31485.6726 | 0 | 31409.4971 | 76.1756 | 1882.1387 | 7.2307 | 1.2992 | 42.3283 | 4.3392 | 0.63686 | 0 | 3.5539 | 0.016752 | 0 | 3.7447 | 0 | 62.9969 | 63.1497 | 63.1497 | 1
MN_7_LO_2013_EL | 7 | LO | EL | 20592 | ASHRAE30pct-state-7 | OfficeLarge | STD2013 | MN-Duluth-MN | Zone7 | Zone7(MN-Duluth-MN) | ASHRAE30pct-state-STD2013 | state | MN | 0.0886 | 0.62 | ASHRAE30pct-state-7_OfficeLarge_STD2013_MN-Duluth-MN.table.csv.gz | Large Office | Duluth International Arpt MN USA TMY3 WMO#=727450 | Electricity | 4105.5556 | 450586.1147 | 945425.0076 | 189797.2237 | 5626841.7117 | 528030.5598 | 636350.0051 | 93102.7785 | 46244.4448 | 551494.4489 | 5958.3334 | 0 | 0 | 0 | 9100111.1839 | 0 | 9077936.1837 | 22175.0002 | 550205.56 | 363.7522 | 39921.9298 | 83764.6557 | 16816.034 | 498538.1757 | 46783.5076 | 56380.6105 | 8248.9062 | 4097.2578 | 48862.4082 | 527.9083 | 0 | 0 | 0 | 806269.8509 | 0 | 804305.1459 | 1964.705 | 48748.2126 | 14.0121 | 1537.8364 | 3226.7062 | 647.772 | 19204.2363 | 1802.1519 | 2171.8428 | 317.7569 | 157.8309 | 1882.2335 | 20.3356 | 0 | 0 | 0 | 31058.3974 | 0 | 30982.7148 | 75.6826 | 1877.8345 | 6.4717 | 1.2992 | 42.2836 | 4.356 | 0.63731 | 0.040786 | 3.4009 | 0.028104 | 0 | 3.7751 | 0 | 62.1409 | 62.2927 | 62.2927 | 2
MN_7_LO_2010_NG | 7 | LO | NG | 20121 | ASHRAE30pct-state-7 | OfficeLarge | STD2010 | MN-Duluth-MN | Zone7 | Zone7(MN-Duluth-MN) | ASHRAE30pct-state-STD2010 | state | MN | 0.0886 | 0.62 | ASHRAE30pct-state-7_OfficeLarge_STD2010_MN-Duluth-MN.table.csv.gz | Large Office | Duluth International Arpt MN USA TMY3 WMO#=727450 | Natural Gas | 7929011.5082 | 0 | 0 | 0 | 0 | 0 | 0 | 0 | 0 | 0 | 0 | 619313.1844 | 0 | 0 | 8548324.6926 | 0 | 8548324.6926 | 0 | 0 | 49159.8714 | 0 | 0 | 0 | 0 | 0 | 0 | 0 | 0 | 0 | 0 | 3839.7417 | 0 | 0 | 52999.6131 | 0 | 52999.6131 | 0 | 0 | 7929.0115 | 0 | 0 | 0 | 0 | 0 | 0 | 0 | 0 | 0 | 0 | 619.3132 | 0 | 0 | 8548.3247 | 0 | 8548.3247 | 0 | 0 | 0 | 0 | 0 | 0 | 0 | 0 | 0 | 15.9029 | 1.2421 | 0 | 0 | 17.1451 | 17.1451 | 17.1451 | 1
MN_7_LO_2013_NG | 7 | LO | NG | 20601 | ASHRAE30pct-state-7 | OfficeLarge | STD2013 | MN-Duluth-MN | Zone7 | Zone7(MN-Duluth-MN) | ASHRAE30pct-state-STD2013 | state | MN | 0.0886 | 0.62 | ASHRAE30pct-state-7_OfficeLarge_STD2013_MN-Duluth-MN.table.csv.gz | Large Office | Duluth International Arpt MN USA TMY3 WMO#=727450 | Natural Gas | 7974099.1686 | 0 | 0 | 0 | 0 | 0 | 0 | 0 | 0 | 0 | 0 | 618962.492 | 0 | 0 | 8593071.1388 | 0 | 8593061.6607 | 0 | 0 | 49439.4148 | 0 | 0 | 0 | 0 | 0 | 0 | 0 | 0 | 0 | 0 | 3837.5675 | 0 | 0 | 53277.0411 | 0 | 53276.9823 | 0 | 0 | 7974.0992 | 0 | 0 | 0 | 0 | 0 | 0 | 0 | 0 | 0 | 0 | 618.9625 | 0 | 0 | 8593.0711 | 0 | 8593.0617 | 0 | 0 | 0 | 0 | 0 | 0 | 0 | 0 | 0 | 15.9934 | 1.2414 | 0 | 0 | 17.2348 | 17.2348 | 17.2348 | 2
ND_7_LO_2010_EL | 7 | LO | EL | 20172 | ASHRAE30pct-state-7 | OfficeLarge | STD2010 | ND-Minot-ND | Zone7 | Zone7(ND-Minot-ND) | ASHRAE30pct-state-STD2010 | state | ND | 0.0798 | 0.59 | ASHRAE30pct-state-7_OfficeLarge_STD2010_ND-Minot-ND.table.csv.gz | Large Office | Minot Faa Ap ND USA TMY3 WMO#=727676 | Electricity | 5358.3334 | 561958.3378 | 1057641.6751 | 188605.5571 | 5632122.2673 | 529147.2265 | 655797.2275 | 103472.2231 | 62963.8894 | 593227.7825 | 0 | 0 | 0 | 0 | 9412611.1864 | 0 | 9390294.5196 | 22316.6668 | 551463.8933 | 427.595 | 44844.2754 | 84399.8057 | 15050.7235 | 449443.3569 | 42225.9487 | 52332.6188 | 8257.0834 | 5024.5184 | 47339.577 | 0 | 0 | 0 | 0 | 751126.3727 | 0 | 749345.5027 | 1780.87 | 44006.8187 | 18.2878 | 1917.9464 | 3609.6983 | 643.7049 | 19222.2587 | 1805.9631 | 2238.2156 | 353.1475 | 214.8938 | 2024.668 | 0 | 0 | 0 | 0 | 32124.9502 | 0 | 32048.7841 | 76.1661 | 1882.1292 | 7.2398 | 1.2911 | 42.3283 | 4.4891 | 0.7083 | 0 | 4.2778 | 0.036679 | 0 | 4.0608 | 0 | 64.2791 | 64.4319 | 64.4319 | 1
ND_7_LO_2013_EL | 7 | LO | EL | 20652 | ASHRAE30pct-state-7 | OfficeLarge | STD2013 | ND-Minot-ND | Zone7 | Zone7(ND-Minot-ND) | ASHRAE30pct-state-STD2013 | state | ND | 0.0798 | 0.59 | ASHRAE30pct-state-7_OfficeLarge_STD2013_ND-Minot-ND.table.csv.gz | Large Office | Minot Faa Ap ND USA TMY3 WMO#=727676 | Electricity | 5208.3334 | 542700.0043 | 946030.5631 | 188605.5571 | 5626841.7117 | 528030.5598 | 658158.3386 | 99986.1119 | 47500.0004 | 595969.4492 | 12397.2223 | 0 | 0 | 0 | 9273608.4075 | 0 | 9251427.8518 | 22180.5557 | 550211.1155 | 415.625 | 43307.4603 | 75493.2389 | 15050.7235 | 449021.9686 | 42136.8387 | 52521.0354 | 7978.8917 | 3790.5 | 47558.362 | 989.2983 | 0 | 0 | 0 | 740033.9509 | 0 | 738263.9426 | 1770.0083 | 43906.847 | 17.7759 | 1852.2183 | 3228.773 | 643.7049 | 19204.2363 | 1802.1519 | 2246.274 | 341.2495 | 162.116 | 2034.0253 | 42.3113 | 0 | 0 | 0 | 31650.538 | 0 | 31574.8365 | 75.7015 | 1877.8535 | 6.4758 | 1.2911 | 42.2836 | 4.5053 | 0.68443 | 0.084862 | 4.0401 | 0.035652 | 0 | 4.0796 | 0 | 63.3285 | 63.4803 | 63.4803 | 2
ND_7_LO_2010_NG | 7 | LO | NG | 20181 | ASHRAE30pct-state-7 | OfficeLarge | STD2010 | ND-Minot-ND | Zone7 | Zone7(ND-Minot-ND) | ASHRAE30pct-state-STD2010 | state | ND | 0.0798 | 0.59 | ASHRAE30pct-state-7_OfficeLarge_STD2010_ND-Minot-ND.table.csv.gz | Large Office | Minot Faa Ap ND USA TMY3 WMO#=727676 | Natural Gas | 7800070.4672 | 0 | 0 | 0 | 0 | 0 | 0 | 0 | 0 | 0 | 0 | 619303.7062 | 0 | 0 | 8419374.1734 | 0 | 8419374.1734 | 0 | 0 | 46020.4158 | 0 | 0 | 0 | 0 | 0 | 0 | 0 | 0 | 0 | 0 | 3653.8919 | 0 | 0 | 49674.3076 | 0 | 49674.3076 | 0 | 0 | 7800.0705 | 0 | 0 | 0 | 0 | 0 | 0 | 0 | 0 | 0 | 0 | 619.3037 | 0 | 0 | 8419.3742 | 0 | 8419.3742 | 0 | 0 | 0 | 0 | 0 | 0 | 0 | 0 | 0 | 15.6443 | 1.2421 | 0 | 0 | 16.8864 | 16.8864 | 16.8864 | 1
ND_7_LO_2013_NG | 7 | LO | NG | 20661 | ASHRAE30pct-state-7 | OfficeLarge | STD2013 | ND-Minot-ND | Zone7 | Zone7(ND-Minot-ND) | ASHRAE30pct-state-STD2013 | state | ND | 0.0798 | 0.59 | ASHRAE30pct-state-7_OfficeLarge_STD2013_ND-Minot-ND.table.csv.gz | Large Office | Minot Faa Ap ND USA TMY3 WMO#=727676 | Natural Gas | 7592327.9108 | 0 | 0 | 0 | 0 | 0 | 0 | 0 | 0 | 0 | 0 | 618962.492 | 0 | 0 | 8211290.4029 | 0 | 8211290.4029 | 0 | 0 | 44794.7347 | 0 | 0 | 0 | 0 | 0 | 0 | 0 | 0 | 0 | 0 | 3651.8787 | 0 | 0 | 48446.6134 | 0 | 48446.6134 | 0 | 0 | 7592.3279 | 0 | 0 | 0 | 0 | 0 | 0 | 0 | 0 | 0 | 0 | 618.9625 | 0 | 0 | 8211.2904 | 0 | 8211.2904 | 0 | 0 | 0 | 0 | 0 | 0 | 0 | 0 | 0 | 15.2277 | 1.2414 | 0 | 0 | 16.4691 | 16.4691 | 16.4691 | 2
WI_7_LO_2010_EL | 7 | LO | EL | 20232 | ASHRAE30pct-state-7 | OfficeLarge | STD2010 | WI-Duluth-MN | Zone7 | Zone7(WI-Duluth-MN) | ASHRAE30pct-state-STD2010 | state | WI | 0.1054 | 0.72 | ASHRAE30pct-state-7_OfficeLarge_STD2010_WI-Duluth-MN.table.csv.gz | Large Office | Duluth International Arpt MN USA TMY3 WMO#=727450 | Electricity | 2447.2222 | 461036.1148 | 1056300.0085 | 189797.2237 | 5632122.2673 | 529147.2265 | 633900.0051 | 93036.1119 | 58141.6671 | 547055.5599 | 0 | 0 | 0 | 0 | 9225302.8516 | 0 | 9202983.407 | 22319.4446 | 551466.6711 | 257.9372 | 48593.2065 | 111334.0209 | 20004.6274 | 593625.687 | 55772.1177 | 66813.0605 | 9806.0062 | 6128.1317 | 57659.656 | 0 | 0 | 0 | 0 | 972346.9206 | 0 | 969994.4511 | 2352.4695 | 58124.5871 | 8.3523 | 1573.502 | 3605.1192 | 647.772 | 19222.2587 | 1805.9631 | 2163.4811 | 317.5294 | 198.4357 | 1867.0837 | 0 | 0 | 0 | 0 | 31485.6726 | 0 | 31409.4971 | 76.1756 | 1882.1387 | 7.2307 | 1.2992 | 42.3283 | 4.3392 | 0.63686 | 0 | 3.5539 | 0.016752 | 0 | 3.7447 | 0 | 62.9969 | 63.1497 | 63.1497 | 1
WI_7_LO_2013_EL | 7 | LO | EL | 20712 | ASHRAE30pct-state-7 | OfficeLarge | STD2013 | WI-Duluth-MN | Zone7 | Zone7(WI-Duluth-MN) | ASHRAE30pct-state-STD2013 | state | WI | 0.1054 | 0.72 | ASHRAE30pct-state-7_OfficeLarge_STD2013_WI-Duluth-MN.table.csv.gz | Large Office | Duluth International Arpt MN USA TMY3 WMO#=727450 | Electricity | 4105.5556 | 450586.1147 | 945425.0076 | 189797.2237 | 5626841.7117 | 528030.5598 | 636350.0051 | 93102.7785 | 46244.4448 | 551494.4489 | 5958.3334 | 0 | 0 | 0 | 9100111.1839 | 0 | 9077936.1837 | 22175.0002 | 550205.56 | 432.7256 | 47491.7765 | 99647.7958 | 20004.6274 | 593069.1164 | 55654.421 | 67071.2905 | 9813.0329 | 4874.1645 | 58127.5149 | 628.0083 | 0 | 0 | 0 | 959151.7188 | 0 | 956814.4738 | 2337.245 | 57991.666 | 14.0121 | 1537.8364 | 3226.7062 | 647.772 | 19204.2363 | 1802.1519 | 2171.8428 | 317.7569 | 157.8309 | 1882.2335 | 20.3356 | 0 | 0 | 0 | 31058.3974 | 0 | 30982.7148 | 75.6826 | 1877.8345 | 6.4717 | 1.2992 | 42.2836 | 4.356 | 0.63731 | 0.040786 | 3.4009 | 0.028104 | 0 | 3.7751 | 0 | 62.1409 | 62.2927 | 62.2927 | 2
WI_7_LO_2010_NG | 7 | LO | NG | 20241 | ASHRAE30pct-state-7 | OfficeLarge | STD2010 | WI-Duluth-MN | Zone7 | Zone7(WI-Duluth-MN) | ASHRAE30pct-state-STD2010 | state | WI | 0.1054 | 0.72 | ASHRAE30pct-state-7_OfficeLarge_STD2010_WI-Duluth-MN.table.csv.gz | Large Office | Duluth International Arpt MN USA TMY3 WMO#=727450 | Natural Gas | 7929011.5082 | 0 | 0 | 0 | 0 | 0 | 0 | 0 | 0 | 0 | 0 | 619313.1844 | 0 | 0 | 8548324.6926 | 0 | 8548324.6926 | 0 | 0 | 57088.8829 | 0 | 0 | 0 | 0 | 0 | 0 | 0 | 0 | 0 | 0 | 4459.0549 | 0 | 0 | 61547.9378 | 0 | 61547.9378 | 0 | 0 | 7929.0115 | 0 | 0 | 0 | 0 | 0 | 0 | 0 | 0 | 0 | 0 | 619.3132 | 0 | 0 | 8548.3247 | 0 | 8548.3247 | 0 | 0 | 0 | 0 | 0 | 0 | 0 | 0 | 0 | 15.9029 | 1.2421 | 0 | 0 | 17.1451 | 17.1451 | 17.1451 | 1
WI_7_LO_2013_NG | 7 | LO | NG | 20721 | ASHRAE30pct-state-7 | OfficeLarge | STD2013 | WI-Duluth-MN | Zone7 | Zone7(WI-Duluth-MN) | ASHRAE30pct-state-STD2013 | state | WI | 0.1054 | 0.72 | ASHRAE30pct-state-7_OfficeLarge_STD2013_WI-Duluth-MN.table.csv.gz | Large Office | Duluth International Arpt MN USA TMY3 WMO#=727450 | Natural Gas | 7974099.1686 | 0 | 0 | 0 | 0 | 0 | 0 | 0 | 0 | 0 | 0 | 618962.492 | 0 | 0 | 8593071.1388 | 0 | 8593061.6607 | 0 | 0 | 57413.514 | 0 | 0 | 0 | 0 | 0 | 0 | 0 | 0 | 0 | 0 | 4456.5299 | 0 | 0 | 61870.1122 | 0 | 61870.044 | 0 | 0 | 7974.0992 | 0 | 0 | 0 | 0 | 0 | 0 | 0 | 0 | 0 | 0 | 618.9625 | 0 | 0 | 8593.0711 | 0 | 8593.0617 | 0 | 0 | 0 | 0 | 0 | 0 | 0 | 0 | 0 | 15.9934 | 1.2414 | 0 | 0 | 17.2348 | 17.2348 | 17.2348 | 2
WY_7_LO_2010_EL | 7 | LO | EL | 20292 | ASHRAE30pct-state-7 | OfficeLarge | STD2010 | WY-JacksonHole-WY | Zone7 | Zone7(WY-JacksonHole-WY) | ASHRAE30pct-state-STD2010 | state | WY | 0.0823 | 0.68 | ASHRAE30pct-state-7_OfficeLarge_STD2010_WY-JacksonHole-WY.table.csv.gz | Large Office | Jackson Hole WY USA TMY3 WMO#=725776 | Electricity | 22763.8891 | 388272.2253 | 1055186.1196 | 189083.3348 | 5632122.2673 | 529147.2265 | 785088.8952 | 64586.1116 | 19919.4446 | 811208.3398 | 0 | 0 | 0 | 0 | 9519694.5206 | 0 | 9497377.8538 | 22316.6668 | 551463.8933 | 1873.4681 | 31954.8041 | 86841.8176 | 15561.5585 | 463523.6626 | 43548.8167 | 64612.8161 | 5315.437 | 1639.3703 | 66762.4464 | 0 | 0 | 0 | 0 | 783470.859 | 0 | 781634.1974 | 1836.6617 | 45385.4784 | 77.6924 | 1325.1611 | 3601.3175 | 645.3356 | 19222.2587 | 1805.9631 | 2679.4841 | 220.4304 | 67.9844 | 2768.6289 | 0 | 0 | 0 | 0 | 32490.4223 | 0 | 32414.2562 | 76.1661 | 1882.1292 | 7.223 | 1.2943 | 42.3283 | 5.3741 | 0.44211 | 0 | 2.7942 | 0.15582 | 0 | 5.5529 | 0 | 65.0121 | 65.1649 | 65.1649 | 1
WY_7_LO_2013_EL | 7 | LO | EL | 20772 | ASHRAE30pct-state-7 | OfficeLarge | STD2013 | WY-JacksonHole-WY | Zone7 | Zone7(WY-JacksonHole-WY) | ASHRAE30pct-state-STD2013 | state | WY | 0.0823 | 0.68 | ASHRAE30pct-state-7_OfficeLarge_STD2013_WY-JacksonHole-WY.table.csv.gz | Large Office | Jackson Hole WY USA TMY3 WMO#=725776 | Electricity | 13497.2223 | 388852.7809 | 945102.7853 | 189083.3348 | 5626841.7117 | 528030.5598 | 799519.4508 | 67775.0005 | 12983.3334 | 808233.3398 | 6608.3334 | 0 | 0 | 0 | 9408702.853 | 0 | 9386527.8529 | 22175.0002 | 550205.56 | 1110.8214 | 32002.5839 | 77781.9592 | 15561.5585 | 463089.0729 | 43456.9151 | 65800.4508 | 5577.8825 | 1068.5283 | 66517.6039 | 543.8658 | 0 | 0 | 0 | 774336.2448 | 0 | 772511.2423 | 1825.0025 | 45281.9176 | 46.0656 | 1327.1425 | 3225.6065 | 645.3356 | 19204.2363 | 1802.1519 | 2728.7351 | 231.314 | 44.3117 | 2758.4753 | 22.554 | 0 | 0 | 0 | 32111.6112 | 0 | 32035.9286 | 75.6826 | 1877.8345 | 6.4695 | 1.2943 | 42.2836 | 5.4729 | 0.46394 | 0.045236 | 2.7507 | 0.092392 | 0 | 5.5326 | 0 | 64.2533 | 64.4051 | 64.4051 | 2
WY_7_LO_2010_NG | 7 | LO | NG | 20301 | ASHRAE30pct-state-7 | OfficeLarge | STD2010 | WY-JacksonHole-WY | Zone7 | Zone7(WY-JacksonHole-WY) | ASHRAE30pct-state-STD2010 | state | WY | 0.0823 | 0.68 | ASHRAE30pct-state-7_OfficeLarge_STD2010_WY-JacksonHole-WY.table.csv.gz | Large Office | Jackson Hole WY USA TMY3 WMO#=725776 | Natural Gas | 4665316.9936 | 0 | 0 | 0 | 0 | 0 | 0 | 0 | 0 | 0 | 0 | 619199.4463 | 0 | 0 | 5284516.4399 | 0 | 5284516.4399 | 0 | 0 | 31724.1556 | 0 | 0 | 0 | 0 | 0 | 0 | 0 | 0 | 0 | 0 | 4210.5562 | 0 | 0 | 35934.7118 | 0 | 35934.7118 | 0 | 0 | 4665.317 | 0 | 0 | 0 | 0 | 0 | 0 | 0 | 0 | 0 | 0 | 619.1994 | 0 | 0 | 5284.5164 | 0 | 5284.5164 | 0 | 0 | 0 | 0 | 0 | 0 | 0 | 0 | 0 | 9.3571 | 1.2419 | 0 | 0 | 10.599 | 10.599 | 10.599 | 1
WY_7_LO_2013_NG | 7 | LO | NG | 20781 | ASHRAE30pct-state-7 | OfficeLarge | STD2013 | WY-JacksonHole-WY | Zone7 | Zone7(WY-JacksonHole-WY) | ASHRAE30pct-state-STD2013 | state | WY | 0.0823 | 0.68 | ASHRAE30pct-state-7_OfficeLarge_STD2013_WY-JacksonHole-WY.table.csv.gz | Large Office | Jackson Hole WY USA TMY3 WMO#=725776 | Natural Gas | 4898053.4874 | 0 | 0 | 0 | 0 | 0 | 0 | 0 | 0 | 0 | 0 | 618877.1885 | 0 | 0 | 5516930.6759 | 0 | 5516930.6759 | 0 | 0 | 33306.7637 | 0 | 0 | 0 | 0 | 0 | 0 | 0 | 0 | 0 | 0 | 4208.3649 | 0 | 0 | 37515.1286 | 0 | 37515.1286 | 0 | 0 | 4898.0535 | 0 | 0 | 0 | 0 | 0 | 0 | 0 | 0 | 0 | 0 | 618.8772 | 0 | 0 | 5516.9307 | 0 | 5516.9307 | 0 | 0 | 0 | 0 | 0 | 0 | 0 | 0 | 0 | 9.8238 | 1.2413 | 0 | 0 | 11.0651 | 11.0651 | 11.0651 | 2
AK_8_LO_2010_EL | 8 | LO | EL | 20892 | ASHRAE30pct-state-8 | OfficeLarge | STD2010 | AK-Fairbanks-AK | Zone8 | Zone8(AK-Fairbanks-AK) | ASHRAE30pct-state-STD2010 | state | AK | 0.1479 | 0.81 | ASHRAE30pct-state-8_OfficeLarge_STD2010_AK-Fairbanks-AK.table.csv.gz | Large Office | Fairbanks Intl Arpt AK USA TMY3 WMO#=702610 | Electricity | 4380.5556 | 333316.6693 | 1084591.6753 | 192116.6682 | 5632122.2673 | 529147.2265 | 622016.6716 | 74661.1117 | 20866.6668 | 674822.2276 | 0 | 0 | 0 | 0 | 9190386.1846 | 0 | 9168041.74 | 22344.4446 | 551491.6711 | 647.8842 | 49297.5354 | 160411.1088 | 28414.0552 | 832990.8833 | 78260.8748 | 91996.2657 | 11042.3784 | 3086.18 | 99806.2075 | 0 | 0 | 0 | 0 | 1359258.1167 | 0 | 1355953.3733 | 3304.7434 | 81565.6182 | 14.9507 | 1137.5995 | 3701.6778 | 655.6882 | 19222.2587 | 1805.9631 | 2122.9236 | 254.8161 | 71.2173 | 2303.1473 | 0 | 0 | 0 | 0 | 31366.5031 | 0 | 31290.2422 | 76.2609 | 1882.224 | 7.4243 | 1.3151 | 42.3285 | 4.2579 | 0.51108 | 0 | 2.4245 | 0.029986 | 0 | 4.6193 | 0 | 62.7577 | 62.9107 | 62.9107 | 1
AK_8_LO_2013_EL | 8 | LO | EL | 20952 | ASHRAE30pct-state-8 | OfficeLarge | STD2013 | AK-Fairbanks-AK | Zone8 | Zone8(AK-Fairbanks-AK) | ASHRAE30pct-state-STD2013 | state | AK | 0.1479 | 0.81 | ASHRAE30pct-state-8_OfficeLarge_STD2013_AK-Fairbanks-AK.table.csv.gz | Large Office | Fairbanks Intl Arpt AK USA TMY3 WMO#=702610 | Electricity | 1900 | 321408.3359 | 965491.6744 | 192116.6682 | 5626841.7117 | 528030.5598 | 628975.005 | 78852.7784 | 14416.6668 | 687877.7833 | 4208.3334 | 0 | 0 | 0 | 9072308.4059 | 0 | 9050119.5168 | 22188.8891 | 550219.4488 | 281.01 | 47536.2929 | 142796.2186 | 28414.0552 | 832209.8892 | 78095.7198 | 93025.4032 | 11662.3259 | 2132.225 | 101737.1241 | 622.4125 | 0 | 0 | 0 | 1341794.4132 | 0 | 1338512.6765 | 3281.7367 | 81377.4565 | 6.4846 | 1096.9567 | 3295.1932 | 655.6882 | 19204.2363 | 1802.1519 | 2146.6722 | 269.1221 | 49.2036 | 2347.7056 | 14.3629 | 0 | 0 | 0 | 30963.5073 | 0 | 30887.7774 | 75.73 | 1877.8819 | 6.6091 | 1.3151 | 42.2836 | 4.3055 | 0.53977 | 0.028807 | 2.2988 | 0.013006 | 0 | 4.7087 | 0 | 61.9505 | 62.1024 | 62.1024 | 2
AK_8_LO_2010_NG | 8 | LO | NG | 20901 | ASHRAE30pct-state-8 | OfficeLarge | STD2010 | AK-Fairbanks-AK | Zone8 | Zone8(AK-Fairbanks-AK) | ASHRAE30pct-state-STD2010 | state | AK | 0.1479 | 0.81 | ASHRAE30pct-state-8_OfficeLarge_STD2010_AK-Fairbanks-AK.table.csv.gz | Large Office | Fairbanks Intl Arpt AK USA TMY3 WMO#=702610 | Natural Gas | 13618776.6359 | 0 | 0 | 0 | 0 | 0 | 0 | 0 | 0 | 0 | 0 | 676722.4673 | 0 | 0 | 14295499.1033 | 0 | 14295499.1033 | 0 | 0 | 110312.0908 | 0 | 0 | 0 | 0 | 0 | 0 | 0 | 0 | 0 | 0 | 5481.452 | 0 | 0 | 115793.5427 | 0 | 115793.5427 | 0 | 0 | 13618.7766 | 0 | 0 | 0 | 0 | 0 | 0 | 0 | 0 | 0 | 0 | 676.7225 | 0 | 0 | 14295.4991 | 0 | 14295.4991 | 0 | 0 | 0 | 0 | 0 | 0 | 0 | 0 | 0 | 27.3147 | 1.3573 | 0 | 0 | 28.672 | 28.672 | 28.672 | 1
AK_8_LO_2013_NG | 8 | LO | NG | 20961 | ASHRAE30pct-state-8 | OfficeLarge | STD2013 | AK-Fairbanks-AK | Zone8 | Zone8(AK-Fairbanks-AK) | ASHRAE30pct-state-STD2013 | state | AK | 0.1479 | 0.81 | ASHRAE30pct-state-8_OfficeLarge_STD2013_AK-Fairbanks-AK.table.csv.gz | Large Office | Fairbanks Intl Arpt AK USA TMY3 WMO#=702610 | Natural Gas | 12469965.4175 | 0 | 0 | 0 | 0 | 0 | 0 | 0 | 0 | 0 | 0 | 676314.906 | 0 | 0 | 13146280.3234 | 0 | 13146280.3234 | 0 | 0 | 101006.7199 | 0 | 0 | 0 | 0 | 0 | 0 | 0 | 0 | 0 | 0 | 5478.1507 | 0 | 0 | 106484.8706 | 0 | 106484.8706 | 0 | 0 | 12469.9654 | 0 | 0 | 0 | 0 | 0 | 0 | 0 | 0 | 0 | 0 | 676.3149 | 0 | 0 | 13146.2803 | 0 | 13146.2803 | 0 | 0 | 0 | 0 | 0 | 0 | 0 | 0 | 0 | 25.0106 | 1.3565 | 0 | 0 | 26.367 | 26.367 | 26.367 | 2
FL_1A_SO_2010_EL | 1A | SO | EL | 115 | ASHRAE30pct-state-1A | OfficeSmall | STD2010 | FL-Miami-FL | Zone1A | Zone1A(FL-Miami-FL) | ASHRAE30pct-state-STD2010 | state | FL | 0.0976 | 1.01 | ASHRAE30pct-state-1A_OfficeSmall_STD2010_FL-Miami-FL.table.csv.gz | Small Office | Miami Intl Ap FL USA TMY3 WMO#=722020 | Electricity | 19.4444 | 15558.3335 | 15008.3335 | 3416.6667 | 13663.889 | 0 | 7150.0001 | 0 | 0 | 0 | 0 | 5002.7778 | 0 | 0 | 59822.2227 | 0 | 59819.4449 | 2.7778 | 2.7778 | 1.8978 | 1518.4933 | 1464.8133 | 333.4667 | 1333.5956 | 0 | 697.84 | 0 | 0 | 0 | 0 | 488.2711 | 0 | 0 | 5838.6489 | 0 | 5838.3778 | 0.27111 | 0.27111 | 0.066363 | 53.1001 | 51.223 | 11.661 | 46.6344 | 0 | 24.4027 | 0 | 0 | 0 | 0 | 17.0743 | 0 | 0 | 204.1714 | 0 | 204.1619 | 0.0094805 | 0.0094805 | 9.3099 | 2.1194 | 8.4776 | 4.4352 | 0 | 0 | 9.6511 | 0.012062 | 3.1033 | 0 | 0 | 37.1069 | 37.1086 | 37.1086 | 1
FL_1A_SO_2013_EL | 1A | SO | EL | 127 | ASHRAE30pct-state-1A | OfficeSmall | STD2013 | FL-Miami-FL | Zone1A | Zone1A(FL-Miami-FL) | ASHRAE30pct-state-STD2013 | state | FL | 0.0976 | 1.01 | ASHRAE30pct-state-1A_OfficeSmall_STD2013_FL-Miami-FL.table.csv.gz | Small Office | Miami Intl Ap FL USA TMY3 WMO#=722020 | Electricity | 13.8889 | 10105.5556 | 12738.889 | 3416.6667 | 13413.889 | 0 | 5294.4445 | 0 | 0 | 0 | 0 | 5002.7778 | 0 | 0 | 49988.8893 | 0 | 49986.1115 | 2.7778 | 2.7778 | 1.3556 | 986.3022 | 1243.3156 | 333.4667 | 1309.1956 | 0 | 516.7378 | 0 | 0 | 0 | 0 | 488.2711 | 0 | 0 | 4878.9156 | 0 | 4878.6445 | 0.27111 | 0.27111 | 0.047402 | 34.4899 | 43.4774 | 11.661 | 45.7812 | 0 | 18.0698 | 0 | 0 | 0 | 0 | 17.0743 | 0 | 0 | 170.6105 | 0 | 170.601 | 0.0094805 | 0.0094805 | 7.9021 | 2.1194 | 8.3225 | 3.2842 | 0 | 0 | 6.2686 | 0.0086155 | 3.1033 | 0 | 0 | 31.0071 | 31.0088 | 31.0088 | 2
FL_1A_SO_2010_NG | 1A | SO | NG | 116 | ASHRAE30pct-state-1A | OfficeSmall | STD2010 | FL-Miami-FL | Zone1A | Zone1A(FL-Miami-FL) | ASHRAE30pct-state-STD2010 | state | FL | 0.0976 | 1.01 | ASHRAE30pct-state-1A_OfficeSmall_STD2010_FL-Miami-FL.table.csv.gz | Small Office | Miami Intl Ap FL USA TMY3 WMO#=722020 | Natural Gas | 0 | 0 | 0 | 0 | 0 | 0 | 0 | 0 | 0 | 0 | 0 | 0 | 0 | 0 | 0 | 0 | 0 | 0 | 0 | 0 | 0 | 0 | 0 | 0 | 0 | 0 | 0 | 0 | 0 | 0 | 0 | 0 | 0 | 0 | 0 | 0 | 0 | 0 | 0 | 0 | 0 | 0 | 0 | 0 | 0 | 0 | 0 | 0 | 0 | 0 | 0 | 0 | 0 | 0 | 0 | 0 | 0 | 0 | 0 | 0 | 0 | 0 | 0 | 0 | 0 | 0 | 0 | 0 | 0 | 0 | 0 | 1
FL_1A_SO_2013_NG | 1A | SO | NG | 128 | ASHRAE30pct-state-1A | OfficeSmall | STD2013 | FL-Miami-FL | Zone1A | Zone1A(FL-Miami-FL) | ASHRAE30pct-state-STD2013 | state | FL | 0.0976 | 1.01 | ASHRAE30pct-state-1A_OfficeSmall_STD2013_FL-Miami-FL.table.csv.gz | Small Office | Miami Intl Ap FL USA TMY3 WMO#=722020 | Natural Gas | 0 | 0 | 0 | 0 | 0 | 0 | 0 | 0 | 0 | 0 | 0 | 0 | 0 | 0 | 0 | 0 | 0 | 0 | 0 | 0 | 0 | 0 | 0 | 0 | 0 | 0 | 0 | 0 | 0 | 0 | 0 | 0 | 0 | 0 | 0 | 0 | 0 | 0 | 0 | 0 | 0 | 0 | 0 | 0 | 0 | 0 | 0 | 0 | 0 | 0 | 0 | 0 | 0 | 0 | 0 | 0 | 0 | 0 | 0 | 0 | 0 | 0 | 0 | 0 | 0 | 0 | 0 | 0 | 0 | 0 | 0 | 2
HI_1A_SO_2010_EL | 1A | SO | EL | 121 | ASHRAE30pct-state-1A | OfficeSmall | STD2010 | HI-Honolulu-HI | Zone1A | Zone1A(HI-Honolulu-HI) | ASHRAE30pct-state-STD2010 | state | HI | 0.3483 | 4.6 | ASHRAE30pct-state-1A_OfficeSmall_STD2010_HI-Honolulu-HI.table.csv.gz | Small Office | Honolulu Intl Arpt HI USA TMY3 WMO#=911820 | Electricity | 0 | 15280.5557 | 15025.0001 | 3416.6667 | 13663.889 | 0 | 7108.3334 | 0 | 0 | 0 | 0 | 5002.7778 | 0 | 0 | 59500.0005 | 0 | 59497.2227 | 2.7778 | 2.7778 | 0 | 5322.2175 | 5233.2075 | 1190.025 | 4759.1325 | 0 | 2475.8325 | 0 | 0 | 0 | 0 | 1742.4675 | 0 | 0 | 20723.8502 | 0 | 20722.8827 | 0.9675 | 0.9675 | 0 | 52.1521 | 51.2799 | 11.661 | 46.6344 | 0 | 24.2605 | 0 | 0 | 0 | 0 | 17.0743 | 0 | 0 | 203.0717 | 0 | 203.0622 | 0.0094805 | 0.0094805 | 9.3202 | 2.1194 | 8.4776 | 4.4094 | 0 | 0 | 9.4787 | 0 | 3.1033 | 0 | 0 | 36.907 | 36.9087 | 36.9087 | 1
HI_1A_SO_2013_EL | 1A | SO | EL | 133 | ASHRAE30pct-state-1A | OfficeSmall | STD2013 | HI-Honolulu-HI | Zone1A | Zone1A(HI-Honolulu-HI) | ASHRAE30pct-state-STD2013 | state | HI | 0.3483 | 4.6 | ASHRAE30pct-state-1A_OfficeSmall_STD2013_HI-Honolulu-HI.table.csv.gz | Small Office | Honolulu Intl Arpt HI USA TMY3 WMO#=911820 | Electricity | 0 | 10013.889 | 12766.6668 | 3416.6667 | 13413.889 | 0 | 5283.3334 | 0 | 0 | 0 | 0 | 5002.7778 | 0 | 0 | 49897.2226 | 0 | 49897.2226 | 0 | 0 | 0 | 3487.8375 | 4446.63 | 1190.025 | 4672.0575 | 0 | 1840.185 | 0 | 0 | 0 | 0 | 1742.4675 | 0 | 0 | 17379.2026 | 0 | 17379.2026 | 0 | 0 | 0 | 34.1771 | 43.5722 | 11.661 | 45.7812 | 0 | 18.0319 | 0 | 0 | 0 | 0 | 17.0743 | 0 | 0 | 170.2977 | 0 | 170.2977 | 0 | 0 | 7.9193 | 2.1194 | 8.3208 | 3.2773 | 0 | 0 | 6.2118 | 0 | 3.1033 | 0 | 0 | 30.952 | 30.952 | 30.952 | 2
HI_1A_SO_2010_NG | 1A | SO | NG | 122 | ASHRAE30pct-state-1A | OfficeSmall | STD2010 | HI-Honolulu-HI | Zone1A | Zone1A(HI-Honolulu-HI) | ASHRAE30pct-state-STD2010 | state | HI | 0.3483 | 4.6 | ASHRAE30pct-state-1A_OfficeSmall_STD2010_HI-Honolulu-HI.table.csv.gz | Small Office | Honolulu Intl Arpt HI USA TMY3 WMO#=911820 | Natural Gas | 0 | 0 | 0 | 0 | 0 | 0 | 0 | 0 | 0 | 0 | 0 | 0 | 0 | 0 | 0 | 0 | 0 | 0 | 0 | 0 | 0 | 0 | 0 | 0 | 0 | 0 | 0 | 0 | 0 | 0 | 0 | 0 | 0 | 0 | 0 | 0 | 0 | 0 | 0 | 0 | 0 | 0 | 0 | 0 | 0 | 0 | 0 | 0 | 0 | 0 | 0 | 0 | 0 | 0 | 0 | 0 | 0 | 0 | 0 | 0 | 0 | 0 | 0 | 0 | 0 | 0 | 0 | 0 | 0 | 0 | 0 | 1
HI_1A_SO_2013_NG | 1A | SO | NG | 134 | ASHRAE30pct-state-1A | OfficeSmall | STD2013 | HI-Honolulu-HI | Zone1A | Zone1A(HI-Honolulu-HI) | ASHRAE30pct-state-STD2013 | state | HI | 0.3483 | 4.6 | ASHRAE30pct-state-1A_OfficeSmall_STD2013_HI-Honolulu-HI.table.csv.gz | Small Office | Honolulu Intl Arpt HI USA TMY3 WMO#=911820 | Natural Gas | 0 | 0 | 0 | 0 | 0 | 0 | 0 | 0 | 0 | 0 | 0 | 0 | 0 | 0 | 0 | 0 | 0 | 0 | 0 | 0 | 0 | 0 | 0 | 0 | 0 | 0 | 0 | 0 | 0 | 0 | 0 | 0 | 0 | 0 | 0 | 0 | 0 | 0 | 0 | 0 | 0 | 0 | 0 | 0 | 0 | 0 | 0 | 0 | 0 | 0 | 0 | 0 | 0 | 0 | 0 | 0 | 0 | 0 | 0 | 0 | 0 | 0 | 0 | 0 | 0 | 0 | 0 | 0 | 0 | 0 | 0 | 2
AL_2A_SO_2010_EL | 2A | SO | EL | 175 | ASHRAE30pct-state-2A | OfficeSmall | STD2010 | AL-Mobile-AL | Zone2A | Zone2A(AL-Mobile-AL) | ASHRAE30pct-state-STD2010 | state | AL | 0.1058 | 1.24 | ASHRAE30pct-state-2A_OfficeSmall_STD2010_AL-Mobile-AL.table.csv.gz | Small Office | Mobile Regional Ap AL USA TMY3 WMO#=722230 | Electricity | 586.1111 | 10391.6667 | 15044.4446 | 3416.6667 | 13663.889 | 0 | 6588.8889 | 0 | 0 | 0 | 0 | 5002.7778 | 0 | 0 | 54697.2227 | 0 | 54694.4449 | 2.7778 | 2.7778 | 62.0106 | 1099.4383 | 1591.7022 | 361.4833 | 1445.6395 | 0 | 697.1045 | 0 | 0 | 0 | 0 | 529.2939 | 0 | 0 | 5786.9662 | 0 | 5786.6723 | 0.29389 | 0.29389 | 2.0004 | 35.4664 | 51.3462 | 11.661 | 46.6344 | 0 | 22.4877 | 0 | 0 | 0 | 0 | 17.0743 | 0 | 0 | 186.6799 | 0 | 186.6704 | 0.0094805 | 0.0094805 | 9.3323 | 2.1194 | 8.4776 | 4.0872 | 0 | 0 | 6.4461 | 0.36357 | 3.1033 | 0 | 0 | 33.9277 | 33.9295 | 33.9295 | 1
AL_2A_SO_2013_EL | 2A | SO | EL | 211 | ASHRAE30pct-state-2A | OfficeSmall | STD2013 | AL-Mobile-AL | Zone2A | Zone2A(AL-Mobile-AL) | ASHRAE30pct-state-STD2013 | state | AL | 0.1058 | 1.24 | ASHRAE30pct-state-2A_OfficeSmall_STD2013_AL-Mobile-AL.table.csv.gz | Small Office | Mobile Regional Ap AL USA TMY3 WMO#=722230 | Electricity | 580.5556 | 6997.2223 | 12811.1112 | 3416.6667 | 13413.889 | 0 | 5283.3334 | 0 | 0 | 0 | 0 | 5002.7778 | 0 | 0 | 47505.5559 | 0 | 47505.5559 | 0 | 0 | 61.4228 | 740.3061 | 1355.4156 | 361.4833 | 1419.1895 | 0 | 558.9767 | 0 | 0 | 0 | 0 | 529.2939 | 0 | 0 | 5026.0878 | 0 | 5026.0878 | 0 | 0 | 1.9814 | 23.8813 | 43.7239 | 11.661 | 45.7812 | 0 | 18.0319 | 0 | 0 | 0 | 0 | 17.0743 | 0 | 0 | 162.135 | 0 | 162.135 | 0 | 0 | 7.9469 | 2.1194 | 8.3208 | 3.2773 | 0 | 0 | 4.3405 | 0.36013 | 3.1033 | 0 | 0 | 29.4684 | 29.4684 | 29.4684 | 2
AL_2A_SO_2010_NG | 2A | SO | NG | 176 | ASHRAE30pct-state-2A | OfficeSmall | STD2010 | AL-Mobile-AL | Zone2A | Zone2A(AL-Mobile-AL) | ASHRAE30pct-state-STD2010 | state | AL | 0.1058 | 1.24 | ASHRAE30pct-state-2A_OfficeSmall_STD2010_AL-Mobile-AL.table.csv.gz | Small Office | Mobile Regional Ap AL USA TMY3 WMO#=722230 | Natural Gas | 454.9522 | 0 | 0 | 0 | 0 | 0 | 0 | 0 | 0 | 0 | 0 | 0 | 0 | 0 | 454.9522 | 0 | 454.9522 | 0 | 0 | 5.6414 | 0 | 0 | 0 | 0 | 0 | 0 | 0 | 0 | 0 | 0 | 0 | 0 | 0 | 5.6414 | 0 | 5.6414 | 0 | 0 | 0.45495 | 0 | 0 | 0 | 0 | 0 | 0 | 0 | 0 | 0 | 0 | 0 | 0 | 0 | 0.45495 | 0 | 0.45495 | 0 | 0 | 0 | 0 | 0 | 0 | 0 | 0 | 0 | 0.082689 | 0 | 0 | 0 | 0.082689 | 0.082689 | 0.082689 | 1
AL_2A_SO_2013_NG | 2A | SO | NG | 212 | ASHRAE30pct-state-2A | OfficeSmall | STD2013 | AL-Mobile-AL | Zone2A | Zone2A(AL-Mobile-AL) | ASHRAE30pct-state-STD2013 | state | AL | 0.1058 | 1.24 | ASHRAE30pct-state-2A_OfficeSmall_STD2013_AL-Mobile-AL.table.csv.gz | Small Office | Mobile Regional Ap AL USA TMY3 WMO#=722230 | Natural Gas | 492.8649 | 0 | 0 | 0 | 0 | 0 | 0 | 0 | 0 | 0 | 0 | 0 | 0 | 0 | 492.8649 | 0 | 492.8649 | 0 | 0 | 6.1115 | 0 | 0 | 0 | 0 | 0 | 0 | 0 | 0 | 0 | 0 | 0 | 0 | 0 | 6.1115 | 0 | 6.1115 | 0 | 0 | 0.49286 | 0 | 0 | 0 | 0 | 0 | 0 | 0 | 0 | 0 | 0 | 0 | 0 | 0 | 0.49286 | 0 | 0.49286 | 0 | 0 | 0 | 0 | 0 | 0 | 0 | 0 | 0 | 0.089579 | 0 | 0 | 0 | 0.089579 | 0.089579 | 0.089579 | 2
FL_2A_SO_2010_EL | 2A | SO | EL | 181 | ASHRAE30pct-state-2A | OfficeSmall | STD2010 | FL-Tampa-FL | Zone2A | Zone2A(FL-Tampa-FL) | ASHRAE30pct-state-STD2010 | state | FL | 0.0976 | 1.01 | ASHRAE30pct-state-2A_OfficeSmall_STD2010_FL-Tampa-FL.table.csv.gz | Small Office | Tampa International Ap FL USA TMY3 WMO#=722110 | Electricity | 144.4444 | 13205.5557 | 15030.5557 | 3411.1111 | 13663.889 | 0 | 6844.4445 | 0 | 0 | 0 | 0 | 5002.7778 | 0 | 0 | 57305.556 | 0 | 57302.7782 | 2.7778 | 2.7778 | 14.0978 | 1288.8622 | 1466.9822 | 332.9244 | 1333.5956 | 0 | 668.0178 | 0 | 0 | 0 | 0 | 488.2711 | 0 | 0 | 5593.0223 | 0 | 5592.7512 | 0.27111 | 0.27111 | 0.49298 | 45.0702 | 51.2988 | 11.642 | 46.6344 | 0 | 23.3599 | 0 | 0 | 0 | 0 | 17.0743 | 0 | 0 | 195.5821 | 0 | 195.5726 | 0.0094805 | 0.0094805 | 9.3237 | 2.116 | 8.4776 | 4.2457 | 0 | 0 | 8.1916 | 0.089601 | 3.1033 | 0 | 0 | 35.5457 | 35.5475 | 35.5475 | 1
FL_2A_SO_2013_EL | 2A | SO | EL | 217 | ASHRAE30pct-state-2A | OfficeSmall | STD2013 | FL-Tampa-FL | Zone2A | Zone2A(FL-Tampa-FL) | ASHRAE30pct-state-STD2013 | state | FL | 0.0976 | 1.01 | ASHRAE30pct-state-2A_OfficeSmall_STD2013_FL-Tampa-FL.table.csv.gz | Small Office | Tampa International Ap FL USA TMY3 WMO#=722110 | Electricity | 138.8889 | 8772.2223 | 12766.6668 | 3411.1111 | 13413.889 | 0 | 5338.8889 | 0 | 0 | 0 | 0 | 5002.7778 | 0 | 0 | 48847.2226 | 0 | 48844.4448 | 2.7778 | 2.7778 | 13.5556 | 856.1689 | 1246.0267 | 332.9244 | 1309.1956 | 0 | 521.0756 | 0 | 0 | 0 | 0 | 488.2711 | 0 | 0 | 4767.4889 | 0 | 4767.2178 | 0.27111 | 0.27111 | 0.47402 | 29.9393 | 43.5722 | 11.642 | 45.7812 | 0 | 18.2215 | 0 | 0 | 0 | 0 | 17.0743 | 0 | 0 | 166.7141 | 0 | 166.7046 | 0.0094805 | 0.0094805 | 7.9193 | 2.116 | 8.3225 | 3.3118 | 0 | 0 | 5.4415 | 0.086155 | 3.1033 | 0 | 0 | 30.2989 | 30.3006 | 30.3006 | 2
FL_2A_SO_2010_NG | 2A | SO | NG | 182 | ASHRAE30pct-state-2A | OfficeSmall | STD2010 | FL-Tampa-FL | Zone2A | Zone2A(FL-Tampa-FL) | ASHRAE30pct-state-STD2010 | state | FL | 0.0976 | 1.01 | ASHRAE30pct-state-2A_OfficeSmall_STD2010_FL-Tampa-FL.table.csv.gz | Small Office | Tampa International Ap FL USA TMY3 WMO#=722110 | Natural Gas | 47.3909 | 0 | 0 | 0 | 0 | 0 | 0 | 0 | 0 | 0 | 0 | 0 | 0 | 0 | 47.3909 | 0 | 47.3909 | 0 | 0 | 0.47865 | 0 | 0 | 0 | 0 | 0 | 0 | 0 | 0 | 0 | 0 | 0 | 0 | 0 | 0.47865 | 0 | 0.47865 | 0 | 0 | 0.047391 | 0 | 0 | 0 | 0 | 0 | 0 | 0 | 0 | 0 | 0 | 0 | 0 | 0 | 0.047391 | 0 | 0.047391 | 0 | 0 | 0 | 0 | 0 | 0 | 0 | 0 | 0 | 0.0086134 | 0 | 0 | 0 | 0.0086134 | 0.0086134 | 0.0086134 | 1
FL_2A_SO_2013_NG | 2A | SO | NG | 218 | ASHRAE30pct-state-2A | OfficeSmall | STD2013 | FL-Tampa-FL | Zone2A | Zone2A(FL-Tampa-FL) | ASHRAE30pct-state-STD2013 | state | FL | 0.0976 | 1.01 | ASHRAE30pct-state-2A_OfficeSmall_STD2013_FL-Tampa-FL.table.csv.gz | Small Office | Tampa International Ap FL USA TMY3 WMO#=722110 | Natural Gas | 47.3909 | 0 | 0 | 0 | 0 | 0 | 0 | 0 | 0 | 0 | 0 | 0 | 0 | 0 | 47.3909 | 0 | 47.3909 | 0 | 0 | 0.47865 | 0 | 0 | 0 | 0 | 0 | 0 | 0 | 0 | 0 | 0 | 0 | 0 | 0 | 0.47865 | 0 | 0.47865 | 0 | 0 | 0.047391 | 0 | 0 | 0 | 0 | 0 | 0 | 0 | 0 | 0 | 0 | 0 | 0 | 0 | 0.047391 | 0 | 0.047391 | 0 | 0 | 0 | 0 | 0 | 0 | 0 | 0 | 0 | 0.0086134 | 0 | 0 | 0 | 0.0086134 | 0.0086134 | 0.0086134 | 2
GA_2A_SO_2010_EL | 2A | SO | EL | 187 | ASHRAE30pct-state-2A | OfficeSmall | STD2010 | GA-Savannah-GA | Zone2A | Zone2A(GA-Savannah-GA) | ASHRAE30pct-state-STD2010 | state | GA | 0.0947 | 0.94 | ASHRAE30pct-state-2A_OfficeSmall_STD2010_GA-Savannah-GA.table.csv.gz | Small Office | Savannah Intl Ap GA USA TMY3 WMO#=722070 | Electricity | 558.3333 | 10575.0001 | 15033.3335 | 3413.8889 | 13663.889 | 0 | 6750.0001 | 0 | 0 | 0 | 0 | 5002.7778 | 0 | 0 | 54997.2227 | 0 | 54997.2227 | 0 | 0 | 52.8742 | 1001.4525 | 1423.6567 | 323.2953 | 1293.9703 | 0 | 639.225 | 0 | 0 | 0 | 0 | 473.7631 | 0 | 0 | 5208.237 | 0 | 5208.237 | 0 | 0 | 1.9056 | 36.0921 | 51.3083 | 11.6515 | 46.6344 | 0 | 23.0375 | 0 | 0 | 0 | 0 | 17.0743 | 0 | 0 | 187.7038 | 0 | 187.7038 | 0 | 0 | 9.3254 | 2.1177 | 8.4759 | 4.1871 | 0 | 0 | 6.5598 | 0.34634 | 3.1033 | 0 | 0 | 34.1156 | 34.1156 | 34.1156 | 1
GA_2A_SO_2013_EL | 2A | SO | EL | 223 | ASHRAE30pct-state-2A | OfficeSmall | STD2013 | GA-Savannah-GA | Zone2A | Zone2A(GA-Savannah-GA) | ASHRAE30pct-state-STD2013 | state | GA | 0.0947 | 0.94 | ASHRAE30pct-state-2A_OfficeSmall_STD2013_GA-Savannah-GA.table.csv.gz | Small Office | Savannah Intl Ap GA USA TMY3 WMO#=722070 | Electricity | 544.4444 | 6955.5556 | 12791.6668 | 3413.8889 | 13413.889 | 0 | 5383.3334 | 0 | 0 | 0 | 0 | 5002.7778 | 0 | 0 | 47508.3337 | 0 | 47505.5559 | 2.7778 | 2.7778 | 51.5589 | 658.6911 | 1211.3708 | 323.2953 | 1270.2953 | 0 | 509.8017 | 0 | 0 | 0 | 0 | 473.7631 | 0 | 0 | 4499.0392 | 0 | 4498.7761 | 0.26306 | 0.26306 | 1.8582 | 23.7391 | 43.6576 | 11.6515 | 45.7812 | 0 | 18.3731 | 0 | 0 | 0 | 0 | 17.0743 | 0 | 0 | 162.1445 | 0 | 162.135 | 0.0094805 | 0.0094805 | 7.9349 | 2.1177 | 8.3225 | 3.3394 | 0 | 0 | 4.3146 | 0.33773 | 3.1033 | 0 | 0 | 29.4684 | 29.4701 | 29.4701 | 2
GA_2A_SO_2010_NG | 2A | SO | NG | 188 | ASHRAE30pct-state-2A | OfficeSmall | STD2010 | GA-Savannah-GA | Zone2A | Zone2A(GA-Savannah-GA) | ASHRAE30pct-state-STD2010 | state | GA | 0.0947 | 0.94 | ASHRAE30pct-state-2A_OfficeSmall_STD2010_GA-Savannah-GA.table.csv.gz | Small Office | Savannah Intl Ap GA USA TMY3 WMO#=722070 | Natural Gas | 246.4325 | 0 | 0 | 0 | 0 | 0 | 0 | 0 | 0 | 0 | 0 | 0 | 0 | 0 | 246.4325 | 0 | 246.4325 | 0 | 0 | 2.3165 | 0 | 0 | 0 | 0 | 0 | 0 | 0 | 0 | 0 | 0 | 0 | 0 | 0 | 2.3165 | 0 | 2.3165 | 0 | 0 | 0.24643 | 0 | 0 | 0 | 0 | 0 | 0 | 0 | 0 | 0 | 0 | 0 | 0 | 0 | 0.24643 | 0 | 0.24643 | 0 | 0 | 0 | 0 | 0 | 0 | 0 | 0 | 0 | 0.04479 | 0 | 0 | 0 | 0.04479 | 0.04479 | 0.04479 | 1
GA_2A_SO_2013_NG | 2A | SO | NG | 224 | ASHRAE30pct-state-2A | OfficeSmall | STD2013 | GA-Savannah-GA | Zone2A | Zone2A(GA-Savannah-GA) | ASHRAE30pct-state-STD2013 | state | GA | 0.0947 | 0.94 | ASHRAE30pct-state-2A_OfficeSmall_STD2013_GA-Savannah-GA.table.csv.gz | Small Office | Savannah Intl Ap GA USA TMY3 WMO#=722070 | Natural Gas | 255.9106 | 0 | 0 | 0 | 0 | 0 | 0 | 0 | 0 | 0 | 0 | 0 | 0 | 0 | 255.9106 | 0 | 255.9106 | 0 | 0 | 2.4056 | 0 | 0 | 0 | 0 | 0 | 0 | 0 | 0 | 0 | 0 | 0 | 0 | 0 | 2.4056 | 0 | 2.4056 | 0 | 0 | 0.25591 | 0 | 0 | 0 | 0 | 0 | 0 | 0 | 0 | 0 | 0 | 0 | 0 | 0 | 0.25591 | 0 | 0.25591 | 0 | 0 | 0 | 0 | 0 | 0 | 0 | 0 | 0 | 0.046512 | 0 | 0 | 0 | 0.046512 | 0.046512 | 0.046512 | 2
LA_2A_SO_2010_EL | 2A | SO | EL | 193 | ASHRAE30pct-state-2A | OfficeSmall | STD2010 | LA-BatonRouge-LA | Zone2A | Zone2A(LA-BatonRouge-LA) | ASHRAE30pct-state-STD2010 | state | LA | 0.0779 | 0.8 | ASHRAE30pct-state-2A_OfficeSmall_STD2010_LA-BatonRouge-LA.table.csv.gz | Small Office | Baton Rouge Ryan Arpt LA USA TMY3 WMO#=722317 | Electricity | 650 | 10827.7779 | 15050.0001 | 3411.1111 | 13663.889 | 0 | 6661.1112 | 0 | 0 | 0 | 0 | 5002.7778 | 0 | 0 | 55272.2227 | 0 | 55266.6671 | 5.5556 | 5.5556 | 50.635 | 843.4839 | 1172.395 | 265.7256 | 1064.417 | 0 | 518.9006 | 0 | 0 | 0 | 0 | 389.7164 | 0 | 0 | 4305.7061 | 0 | 4305.2734 | 0.43278 | 0.43278 | 2.2184 | 36.9549 | 51.3652 | 11.642 | 46.6344 | 0 | 22.7342 | 0 | 0 | 0 | 0 | 17.0743 | 0 | 0 | 188.6424 | 0 | 188.6234 | 0.018961 | 0.018961 | 9.3357 | 2.116 | 8.4794 | 4.132 | 0 | 0 | 6.7166 | 0.4032 | 3.1033 | 0 | 0 | 34.2827 | 34.2861 | 34.2861 | 1
LA_2A_SO_2013_EL | 2A | SO | EL | 229 | ASHRAE30pct-state-2A | OfficeSmall | STD2013 | LA-BatonRouge-LA | Zone2A | Zone2A(LA-BatonRouge-LA) | ASHRAE30pct-state-STD2013 | state | LA | 0.0779 | 0.8 | ASHRAE30pct-state-2A_OfficeSmall_STD2013_LA-BatonRouge-LA.table.csv.gz | Small Office | Baton Rouge Ryan Arpt LA USA TMY3 WMO#=722317 | Electricity | 638.8889 | 7219.4445 | 12819.4445 | 3411.1111 | 13413.889 | 0 | 5319.4445 | 0 | 0 | 0 | 0 | 5002.7778 | 0 | 0 | 47825.0004 | 0 | 47825.0004 | 7.276e-12 | 7.276e-12 | 49.7694 | 562.3947 | 998.6347 | 265.7256 | 1044.942 | 0 | 414.3847 | 0 | 0 | 0 | 0 | 389.7164 | 0 | 0 | 3725.5675 | 0 | 3725.5675 | 5.668e-13 | 5.668e-13 | 2.1805 | 24.6397 | 43.7524 | 11.642 | 45.7812 | 0 | 18.1551 | 0 | 0 | 0 | 0 | 17.0743 | 0 | 0 | 163.2252 | 0 | 163.2252 | 2.4833e-14 | 2.4833e-14 | 7.9521 | 2.116 | 8.3208 | 3.2997 | 0 | 0 | 4.4783 | 0.39631 | 3.1033 | 0 | 0 | 29.6665 | 29.6665 | 29.6665 | 2
LA_2A_SO_2010_NG | 2A | SO | NG | 194 | ASHRAE30pct-state-2A | OfficeSmall | STD2010 | LA-BatonRouge-LA | Zone2A | Zone2A(LA-BatonRouge-LA) | ASHRAE30pct-state-STD2010 | state | LA | 0.0779 | 0.8 | ASHRAE30pct-state-2A_OfficeSmall_STD2010_LA-BatonRouge-LA.table.csv.gz | Small Office | Baton Rouge Ryan Arpt LA USA TMY3 WMO#=722317 | Natural Gas | 369.6487 | 0 | 0 | 0 | 0 | 0 | 0 | 0 | 0 | 0 | 0 | 0 | 0 | 0 | 369.6487 | 0 | 369.6487 | 0 | 0 | 2.9572 | 0 | 0 | 0 | 0 | 0 | 0 | 0 | 0 | 0 | 0 | 0 | 0 | 0 | 2.9572 | 0 | 2.9572 | 0 | 0 | 0.36965 | 0 | 0 | 0 | 0 | 0 | 0 | 0 | 0 | 0 | 0 | 0 | 0 | 0 | 0.36965 | 0 | 0.36965 | 0 | 0 | 0 | 0 | 0 | 0 | 0 | 0 | 0 | 0.067184 | 0 | 0 | 0 | 0.067184 | 0.067184 | 0.067184 | 1
LA_2A_SO_2013_NG | 2A | SO | NG | 230 | ASHRAE30pct-state-2A | OfficeSmall | STD2013 | LA-BatonRouge-LA | Zone2A | Zone2A(LA-BatonRouge-LA) | ASHRAE30pct-state-STD2013 | state | LA | 0.0779 | 0.8 | ASHRAE30pct-state-2A_OfficeSmall_STD2013_LA-BatonRouge-LA.table.csv.gz | Small Office | Baton Rouge Ryan Arpt LA USA TMY3 WMO#=722317 | Natural Gas | 398.0832 | 0 | 0 | 0 | 0 | 0 | 0 | 0 | 0 | 0 | 0 | 0 | 0 | 0 | 398.0832 | 0 | 398.0832 | 0 | 0 | 3.1847 | 0 | 0 | 0 | 0 | 0 | 0 | 0 | 0 | 0 | 0 | 0 | 0 | 0 | 3.1847 | 0 | 3.1847 | 0 | 0 | 0.39808 | 0 | 0 | 0 | 0 | 0 | 0 | 0 | 0 | 0 | 0 | 0 | 0 | 0 | 0.39808 | 0 | 0.39808 | 0 | 0 | 0 | 0 | 0 | 0 | 0 | 0 | 0 | 0.072352 | 0 | 0 | 0 | 0.072352 | 0.072352 | 0.072352 | 2
MS_2A_SO_2010_EL | 2A | SO | EL | 199 | ASHRAE30pct-state-2A | OfficeSmall | STD2010 | MS-Mobile-AL | Zone2A | Zone2A(MS-Mobile-AL) | ASHRAE30pct-state-STD2010 | state | MS | 0.0928 | 0.72 | ASHRAE30pct-state-2A_OfficeSmall_STD2010_MS-Mobile-AL.table.csv.gz | Small Office | Mobile Regional Ap AL USA TMY3 WMO#=722230 | Electricity | 586.1111 | 10391.6667 | 15044.4446 | 3416.6667 | 13663.889 | 0 | 6588.8889 | 0 | 0 | 0 | 0 | 5002.7778 | 0 | 0 | 54697.2227 | 0 | 54694.4449 | 2.7778 | 2.7778 | 54.3911 | 964.3467 | 1396.1245 | 317.0667 | 1268.0089 | 0 | 611.4489 | 0 | 0 | 0 | 0 | 464.2578 | 0 | 0 | 5075.9023 | 0 | 5075.6445 | 0.25778 | 0.25778 | 2.0004 | 35.4664 | 51.3462 | 11.661 | 46.6344 | 0 | 22.4877 | 0 | 0 | 0 | 0 | 17.0743 | 0 | 0 | 186.6799 | 0 | 186.6704 | 0.0094805 | 0.0094805 | 9.3323 | 2.1194 | 8.4776 | 4.0872 | 0 | 0 | 6.4461 | 0.36357 | 3.1033 | 0 | 0 | 33.9277 | 33.9295 | 33.9295 | 1
MS_2A_SO_2013_EL | 2A | SO | EL | 235 | ASHRAE30pct-state-2A | OfficeSmall | STD2013 | MS-Mobile-AL | Zone2A | Zone2A(MS-Mobile-AL) | ASHRAE30pct-state-STD2013 | state | MS | 0.0928 | 0.72 | ASHRAE30pct-state-2A_OfficeSmall_STD2013_MS-Mobile-AL.table.csv.gz | Small Office | Mobile Regional Ap AL USA TMY3 WMO#=722230 | Electricity | 580.5556 | 6997.2223 | 12811.1112 | 3416.6667 | 13413.889 | 0 | 5283.3334 | 0 | 0 | 0 | 0 | 5002.7778 | 0 | 0 | 47505.5559 | 0 | 47505.5559 | 0 | 0 | 53.8756 | 649.3422 | 1188.8711 | 317.0667 | 1244.8089 | 0 | 490.2933 | 0 | 0 | 0 | 0 | 464.2578 | 0 | 0 | 4408.5156 | 0 | 4408.5156 | 0 | 0 | 1.9814 | 23.8813 | 43.7239 | 11.661 | 45.7812 | 0 | 18.0319 | 0 | 0 | 0 | 0 | 17.0743 | 0 | 0 | 162.135 | 0 | 162.135 | 0 | 0 | 7.9469 | 2.1194 | 8.3208 | 3.2773 | 0 | 0 | 4.3405 | 0.36013 | 3.1033 | 0 | 0 | 29.4684 | 29.4684 | 29.4684 | 2
MS_2A_SO_2010_NG | 2A | SO | NG | 200 | ASHRAE30pct-state-2A | OfficeSmall | STD2010 | MS-Mobile-AL | Zone2A | Zone2A(MS-Mobile-AL) | ASHRAE30pct-state-STD2010 | state | MS | 0.0928 | 0.72 | ASHRAE30pct-state-2A_OfficeSmall_STD2010_MS-Mobile-AL.table.csv.gz | Small Office | Mobile Regional Ap AL USA TMY3 WMO#=722230 | Natural Gas | 454.9522 | 0 | 0 | 0 | 0 | 0 | 0 | 0 | 0 | 0 | 0 | 0 | 0 | 0 | 454.9522 | 0 | 454.9522 | 0 | 0 | 3.2757 | 0 | 0 | 0 | 0 | 0 | 0 | 0 | 0 | 0 | 0 | 0 | 0 | 0 | 3.2757 | 0 | 3.2757 | 0 | 0 | 0.45495 | 0 | 0 | 0 | 0 | 0 | 0 | 0 | 0 | 0 | 0 | 0 | 0 | 0 | 0.45495 | 0 | 0.45495 | 0 | 0 | 0 | 0 | 0 | 0 | 0 | 0 | 0 | 0.082689 | 0 | 0 | 0 | 0.082689 | 0.082689 | 0.082689 | 1
MS_2A_SO_2013_NG | 2A | SO | NG | 236 | ASHRAE30pct-state-2A | OfficeSmall | STD2013 | MS-Mobile-AL | Zone2A | Zone2A(MS-Mobile-AL) | ASHRAE30pct-state-STD2013 | state | MS | 0.0928 | 0.72 | ASHRAE30pct-state-2A_OfficeSmall_STD2013_MS-Mobile-AL.table.csv.gz | Small Office | Mobile Regional Ap AL USA TMY3 WMO#=722230 | Natural Gas | 492.8649 | 0 | 0 | 0 | 0 | 0 | 0 | 0 | 0 | 0 | 0 | 0 | 0 | 0 | 492.8649 | 0 | 492.8649 | 0 | 0 | 3.5486 | 0 | 0 | 0 | 0 | 0 | 0 | 0 | 0 | 0 | 0 | 0 | 0 | 0 | 3.5486 | 0 | 3.5486 | 0 | 0 | 0.49286 | 0 | 0 | 0 | 0 | 0 | 0 | 0 | 0 | 0 | 0 | 0 | 0 | 0 | 0.49286 | 0 | 0.49286 | 0 | 0 | 0 | 0 | 0 | 0 | 0 | 0 | 0 | 0.089579 | 0 | 0 | 0 | 0.089579 | 0.089579 | 0.089579 | 2
TX_2A_SO_2010_EL | 2A | SO | EL | 205 | ASHRAE30pct-state-2A | OfficeSmall | STD2010 | TX-Houston-TX | Zone2A | Zone2A(TX-Houston-TX) | ASHRAE30pct-state-STD2010 | state | TX | 0.0817 | 0.67 | ASHRAE30pct-state-2A_OfficeSmall_STD2010_TX-Houston-TX.table.csv.gz | Small Office | Houston Bush Intercontinental TX USA TMY3 WMO#=722430 | Electricity | 461.1111 | 11597.2223 | 15041.6668 | 3413.8889 | 13663.889 | 0 | 6941.6667 | 0 | 0 | 0 | 0 | 5002.7778 | 0 | 0 | 56125.0004 | 0 | 56122.2227 | 2.7778 | 2.7778 | 37.6728 | 947.4931 | 1228.9042 | 278.9147 | 1116.3397 | 0 | 567.1342 | 0 | 0 | 0 | 0 | 408.7269 | 0 | 0 | 4585.4125 | 0 | 4585.1856 | 0.22694 | 0.22694 | 1.5738 | 39.581 | 51.3367 | 11.6515 | 46.6344 | 0 | 23.6917 | 0 | 0 | 0 | 0 | 17.0743 | 0 | 0 | 191.5529 | 0 | 191.5434 | 0.0094805 | 0.0094805 | 9.3306 | 2.1177 | 8.4776 | 4.306 | 0 | 0 | 7.1939 | 0.28603 | 3.1033 | 0 | 0 | 34.8134 | 34.8151 | 34.8151 | 1
TX_2A_SO_2013_EL | 2A | SO | EL | 241 | ASHRAE30pct-state-2A | OfficeSmall | STD2013 | TX-Houston-TX | Zone2A | Zone2A(TX-Houston-TX) | ASHRAE30pct-state-STD2013 | state | TX | 0.0817 | 0.67 | ASHRAE30pct-state-2A_OfficeSmall_STD2013_TX-Houston-TX.table.csv.gz | Small Office | Houston Bush Intercontinental TX USA TMY3 WMO#=722430 | Electricity | 450 | 7563.8889 | 12797.2223 | 3413.8889 | 13413.889 | 0 | 5469.4445 | 0 | 0 | 0 | 0 | 5002.7778 | 0 | 0 | 48111.1115 | 0 | 48111.1115 | 0 | 0 | 36.765 | 617.9697 | 1045.5331 | 278.9147 | 1095.9147 | 0 | 446.8536 | 0 | 0 | 0 | 0 | 408.7269 | 0 | 0 | 3930.6778 | 0 | 3930.6778 | 0 | 0 | 1.5358 | 25.8153 | 43.6765 | 11.6515 | 45.7812 | 0 | 18.667 | 0 | 0 | 0 | 0 | 17.0743 | 0 | 0 | 164.2017 | 0 | 164.2017 | 0 | 0 | 7.9383 | 2.1177 | 8.3208 | 3.3928 | 0 | 0 | 4.692 | 0.27914 | 3.1033 | 0 | 0 | 29.844 | 29.844 | 29.844 | 2
TX_2A_SO_2010_NG | 2A | SO | NG | 206 | ASHRAE30pct-state-2A | OfficeSmall | STD2010 | TX-Houston-TX | Zone2A | Zone2A(TX-Houston-TX) | ASHRAE30pct-state-STD2010 | state | TX | 0.0817 | 0.67 | ASHRAE30pct-state-2A_OfficeSmall_STD2010_TX-Houston-TX.table.csv.gz | Small Office | Houston Bush Intercontinental TX USA TMY3 WMO#=722430 | Natural Gas | 170.6071 | 0 | 0 | 0 | 0 | 0 | 0 | 0 | 0 | 0 | 0 | 0 | 0 | 0 | 170.6071 | 0 | 170.6071 | 0 | 0 | 1.1431 | 0 | 0 | 0 | 0 | 0 | 0 | 0 | 0 | 0 | 0 | 0 | 0 | 0 | 1.1431 | 0 | 1.1431 | 0 | 0 | 0.17061 | 0 | 0 | 0 | 0 | 0 | 0 | 0 | 0 | 0 | 0 | 0 | 0 | 0 | 0.17061 | 0 | 0.17061 | 0 | 0 | 0 | 0 | 0 | 0 | 0 | 0 | 0 | 0.031008 | 0 | 0 | 0 | 0.031008 | 0.031008 | 0.031008 | 1
TX_2A_SO_2013_NG | 2A | SO | NG | 242 | ASHRAE30pct-state-2A | OfficeSmall | STD2013 | TX-Houston-TX | Zone2A | Zone2A(TX-Houston-TX) | ASHRAE30pct-state-STD2013 | state | TX | 0.0817 | 0.67 | ASHRAE30pct-state-2A_OfficeSmall_STD2013_TX-Houston-TX.table.csv.gz | Small Office | Houston Bush Intercontinental TX USA TMY3 WMO#=722430 | Natural Gas | 180.0853 | 0 | 0 | 0 | 0 | 0 | 0 | 0 | 0 | 0 | 0 | 0 | 0 | 0 | 180.0853 | 0 | 180.0853 | 0 | 0 | 1.2066 | 0 | 0 | 0 | 0 | 0 | 0 | 0 | 0 | 0 | 0 | 0 | 0 | 0 | 1.2066 | 0 | 1.2066 | 0 | 0 | 0.18009 | 0 | 0 | 0 | 0 | 0 | 0 | 0 | 0 | 0 | 0 | 0 | 0 | 0 | 0.18009 | 0 | 0.18009 | 0 | 0 | 0 | 0 | 0 | 0 | 0 | 0 | 0 | 0.032731 | 0 | 0 | 0 | 0.032731 | 0.032731 | 0.032731 | 2
AZ_2B_SO_2010_EL | 2B | SO | EL | 265 | ASHRAE30pct-state-2B | OfficeSmall | STD2010 | AZ-Phoenix-AZ | Zone2B | Zone2B(AZ-Phoenix-AZ) | ASHRAE30pct-state-STD2010 | state | AZ | 0.0954 | 0.95 | ASHRAE30pct-state-2B_OfficeSmall_STD2010_AZ-Phoenix-AZ.table.csv.gz | Small Office | Phoenix Sky Harbor Intl Ap AZ USA TMY3 WMO#=722780 | Electricity | 183.3333 | 10947.2223 | 15022.2223 | 3413.8889 | 13663.889 | 0 | 7466.6667 | 0 | 0 | 0 | 0 | 5002.7778 | 0 | 0 | 55700.0004 | 0 | 55700.0004 | 0 | 0 | 17.49 | 1044.365 | 1433.12 | 325.685 | 1303.535 | 0 | 712.32 | 0 | 0 | 0 | 0 | 477.265 | 0 | 0 | 5313.78 | 0 | 5313.78 | 0 | 0 | 0.62571 | 37.3625 | 51.2704 | 11.6515 | 46.6344 | 0 | 25.4835 | 0 | 0 | 0 | 0 | 17.0743 | 0 | 0 | 190.1024 | 0 | 190.1024 | 0 | 0 | 9.3185 | 2.1177 | 8.4759 | 4.6317 | 0 | 0 | 6.7907 | 0.11372 | 3.1033 | 0 | 0 | 34.5515 | 34.5515 | 34.5515 | 1
AZ_2B_SO_2013_EL | 2B | SO | EL | 283 | ASHRAE30pct-state-2B | OfficeSmall | STD2013 | AZ-Phoenix-AZ | Zone2B | Zone2B(AZ-Phoenix-AZ) | ASHRAE30pct-state-STD2013 | state | AZ | 0.0954 | 0.95 | ASHRAE30pct-state-2B_OfficeSmall_STD2013_AZ-Phoenix-AZ.table.csv.gz | Small Office | Phoenix Sky Harbor Intl Ap AZ USA TMY3 WMO#=722780 | Electricity | 177.7778 | 9083.3334 | 12761.1112 | 3413.8889 | 13413.889 | 0 | 6541.6667 | 0 | 0 | 0 | 0 | 5002.7778 | 0 | 0 | 50394.4448 | 0 | 50394.4448 | 7.276e-12 | 7.276e-12 | 16.96 | 866.55 | 1217.41 | 325.685 | 1279.685 | 0 | 624.075 | 0 | 0 | 0 | 0 | 477.265 | 0 | 0 | 4807.63 | 0 | 4807.63 | 6.9413e-13 | 6.9413e-13 | 0.60675 | 31.0011 | 43.5533 | 11.6515 | 45.7812 | 0 | 22.3265 | 0 | 0 | 0 | 0 | 17.0743 | 0 | 0 | 171.9947 | 0 | 171.9947 | 2.4833e-14 | 2.4833e-14 | 7.9159 | 2.1177 | 8.3208 | 4.0579 | 0 | 0 | 5.6345 | 0.11028 | 3.1033 | 0 | 0 | 31.2604 | 31.2604 | 31.2604 | 2
AZ_2B_SO_2010_NG | 2B | SO | NG | 266 | ASHRAE30pct-state-2B | OfficeSmall | STD2010 | AZ-Phoenix-AZ | Zone2B | Zone2B(AZ-Phoenix-AZ) | ASHRAE30pct-state-STD2010 | state | AZ | 0.0954 | 0.95 | ASHRAE30pct-state-2B_OfficeSmall_STD2010_AZ-Phoenix-AZ.table.csv.gz | Small Office | Phoenix Sky Harbor Intl Ap AZ USA TMY3 WMO#=722780 | Natural Gas | 9.4782 | 0 | 0 | 0 | 0 | 0 | 0 | 0 | 0 | 0 | 0 | 0 | 0 | 0 | 9.4782 | 0 | 9.4782 | 0 | 0 | 0.090043 | 0 | 0 | 0 | 0 | 0 | 0 | 0 | 0 | 0 | 0 | 0 | 0 | 0 | 0.090043 | 0 | 0.090043 | 0 | 0 | 0.0094782 | 0 | 0 | 0 | 0 | 0 | 0 | 0 | 0 | 0 | 0 | 0 | 0 | 0 | 0.0094782 | 0 | 0.0094782 | 0 | 0 | 0 | 0 | 0 | 0 | 0 | 0 | 0 | 0.0017227 | 0 | 0 | 0 | 0.0017227 | 0.0017227 | 0.0017227 | 1
AZ_2B_SO_2013_NG | 2B | SO | NG | 284 | ASHRAE30pct-state-2B | OfficeSmall | STD2013 | AZ-Phoenix-AZ | Zone2B | Zone2B(AZ-Phoenix-AZ) | ASHRAE30pct-state-STD2013 | state | AZ | 0.0954 | 0.95 | ASHRAE30pct-state-2B_OfficeSmall_STD2013_AZ-Phoenix-AZ.table.csv.gz | Small Office | Phoenix Sky Harbor Intl Ap AZ USA TMY3 WMO#=722780 | Natural Gas | 9.4782 | 0 | 0 | 0 | 0 | 0 | 0 | 0 | 0 | 0 | 0 | 0 | 0 | 0 | 9.4782 | 0 | 9.4782 | 0 | 0 | 0.090043 | 0 | 0 | 0 | 0 | 0 | 0 | 0 | 0 | 0 | 0 | 0 | 0 | 0 | 0.090043 | 0 | 0.090043 | 0 | 0 | 0.0094782 | 0 | 0 | 0 | 0 | 0 | 0 | 0 | 0 | 0 | 0 | 0 | 0 | 0 | 0.0094782 | 0 | 0.0094782 | 0 | 0 | 0 | 0 | 0 | 0 | 0 | 0 | 0 | 0.0017227 | 0 | 0 | 0 | 0.0017227 | 0.0017227 | 0.0017227 | 2
CA_2B_SO_2010_EL | 2B | SO | EL | 271 | ASHRAE30pct-state-2B | OfficeSmall | STD2010 | CA-Tucson-AZ | Zone2B | Zone2B(CA-Tucson-AZ) | ASHRAE30pct-state-STD2010 | state | CA | 0.136 | 0.7 | ASHRAE30pct-state-2B_OfficeSmall_STD2010_CA-Tucson-AZ.table.csv.gz | Small Office | Tucson International Ap AZ USA TMY3 WMO#=722740 | Electricity | 400 | 8700.0001 | 15030.5557 | 3416.6667 | 13663.889 | 0 | 7452.7778 | 0 | 0 | 0 | 0 | 5002.7778 | 0 | 0 | 53663.8893 | 0 | 53666.6671 | -2.7778 | -2.7778 | 54.4 | 1183.2 | 2044.1556 | 464.6667 | 1858.2889 | 0 | 1013.5778 | 0 | 0 | 0 | 0 | 680.3778 | 0 | 0 | 7298.2889 | 0 | 7298.6667 | -0.37778 | -0.37778 | 1.3652 | 29.6928 | 51.2988 | 11.661 | 46.6344 | 0 | 25.4361 | 0 | 0 | 0 | 0 | 17.0743 | 0 | 0 | 183.1532 | 0 | 183.1627 | -0.0094805 | -0.0094805 | 9.3237 | 2.1194 | 8.4742 | 4.6231 | 0 | 0 | 5.3967 | 0.24813 | 3.1033 | 0 | 0 | 33.2902 | 33.2885 | 33.2885 | 1
CA_2B_SO_2013_EL | 2B | SO | EL | 289 | ASHRAE30pct-state-2B | OfficeSmall | STD2013 | CA-Tucson-AZ | Zone2B | Zone2B(CA-Tucson-AZ) | ASHRAE30pct-state-STD2013 | state | CA | 0.136 | 0.7 | ASHRAE30pct-state-2B_OfficeSmall_STD2013_CA-Tucson-AZ.table.csv.gz | Small Office | Tucson International Ap AZ USA TMY3 WMO#=722740 | Electricity | 388.8889 | 7177.7778 | 12788.889 | 3416.6667 | 13413.889 | 0 | 6558.3334 | 0 | 0 | 0 | 0 | 5002.7778 | 0 | 0 | 48747.2226 | 0 | 48747.2226 | 0 | 0 | 52.8889 | 976.1778 | 1739.2889 | 464.6667 | 1824.2889 | 0 | 891.9333 | 0 | 0 | 0 | 0 | 680.3778 | 0 | 0 | 6629.6223 | 0 | 6629.6223 | 0 | 0 | 1.3273 | 24.4975 | 43.6481 | 11.661 | 45.7812 | 0 | 22.3834 | 0 | 0 | 0 | 0 | 17.0743 | 0 | 0 | 166.3728 | 0 | 166.3728 | 0 | 0 | 7.9331 | 2.1194 | 8.3208 | 4.0682 | 0 | 0 | 4.4525 | 0.24123 | 3.1033 | 0 | 0 | 30.2386 | 30.2386 | 30.2386 | 2
CA_2B_SO_2010_NG | 2B | SO | NG | 272 | ASHRAE30pct-state-2B | OfficeSmall | STD2010 | CA-Tucson-AZ | Zone2B | Zone2B(CA-Tucson-AZ) | ASHRAE30pct-state-STD2010 | state | CA | 0.136 | 0.7 | ASHRAE30pct-state-2B_OfficeSmall_STD2010_CA-Tucson-AZ.table.csv.gz | Small Office | Tucson International Ap AZ USA TMY3 WMO#=722740 | Natural Gas | 85.3035 | 0 | 0 | 0 | 0 | 0 | 0 | 0 | 0 | 0 | 0 | 0 | 0 | 0 | 85.3035 | 0 | 85.3035 | 0 | 0 | 0.59712 | 0 | 0 | 0 | 0 | 0 | 0 | 0 | 0 | 0 | 0 | 0 | 0 | 0 | 0.59712 | 0 | 0.59712 | 0 | 0 | 0.085304 | 0 | 0 | 0 | 0 | 0 | 0 | 0 | 0 | 0 | 0 | 0 | 0 | 0 | 0.085304 | 0 | 0.085304 | 0 | 0 | 0 | 0 | 0 | 0 | 0 | 0 | 0 | 0.015504 | 0 | 0 | 0 | 0.015504 | 0.015504 | 0.015504 | 1
CA_2B_SO_2013_NG | 2B | SO | NG | 290 | ASHRAE30pct-state-2B | OfficeSmall | STD2013 | CA-Tucson-AZ | Zone2B | Zone2B(CA-Tucson-AZ) | ASHRAE30pct-state-STD2013 | state | CA | 0.136 | 0.7 | ASHRAE30pct-state-2B_OfficeSmall_STD2013_CA-Tucson-AZ.table.csv.gz | Small Office | Tucson International Ap AZ USA TMY3 WMO#=722740 | Natural Gas | 94.7817 | 0 | 0 | 0 | 0 | 0 | 0 | 0 | 0 | 0 | 0 | 0 | 0 | 0 | 94.7817 | 0 | 94.7817 | 0 | 0 | 0.66347 | 0 | 0 | 0 | 0 | 0 | 0 | 0 | 0 | 0 | 0 | 0 | 0 | 0 | 0.66347 | 0 | 0.66347 | 0 | 0 | 0.094782 | 0 | 0 | 0 | 0 | 0 | 0 | 0 | 0 | 0 | 0 | 0 | 0 | 0 | 0.094782 | 0 | 0.094782 | 0 | 0 | 0 | 0 | 0 | 0 | 0 | 0 | 0 | 0.017227 | 0 | 0 | 0 | 0.017227 | 0.017227 | 0.017227 | 2
TX_2B_SO_2010_EL | 2B | SO | EL | 277 | ASHRAE30pct-state-2B | OfficeSmall | STD2010 | TX-SanAntonio-TX | Zone2B | Zone2B(TX-SanAntonio-TX) | ASHRAE30pct-state-STD2010 | state | TX | 0.0817 | 0.67 | ASHRAE30pct-state-2B_OfficeSmall_STD2010_TX-SanAntonio-TX.table.csv.gz | Small Office | San Antonio Intl Ap TX USA TMY3 WMO#=722530 | Electricity | 463.8889 | 9247.2223 | 15033.3335 | 3411.1111 | 13663.889 | 0 | 6786.1112 | 0 | 0 | 0 | 0 | 5002.7778 | 0 | 0 | 53608.3338 | 0 | 53608.3338 | 7.276e-12 | 7.276e-12 | 37.8997 | 755.4981 | 1228.2233 | 278.6878 | 1116.3397 | 0 | 554.4253 | 0 | 0 | 0 | 0 | 408.7269 | 0 | 0 | 4379.8009 | 0 | 4379.8009 | 5.9445e-13 | 5.9445e-13 | 1.5832 | 31.5605 | 51.3083 | 11.642 | 46.6344 | 0 | 23.1608 | 0 | 0 | 0 | 0 | 17.0743 | 0 | 0 | 182.9636 | 0 | 182.9636 | 2.4833e-14 | 2.4833e-14 | 9.3254 | 2.116 | 8.4759 | 4.2095 | 0 | 0 | 5.7362 | 0.28776 | 3.1033 | 0 | 0 | 33.254 | 33.254 | 33.254 | 1
TX_2B_SO_2013_EL | 2B | SO | EL | 295 | ASHRAE30pct-state-2B | OfficeSmall | STD2013 | TX-SanAntonio-TX | Zone2B | Zone2B(TX-SanAntonio-TX) | ASHRAE30pct-state-STD2013 | state | TX | 0.0817 | 0.67 | ASHRAE30pct-state-2B_OfficeSmall_STD2013_TX-SanAntonio-TX.table.csv.gz | Small Office | San Antonio Intl Ap TX USA TMY3 WMO#=722530 | Electricity | 458.3333 | 7825.0001 | 12777.7779 | 3411.1111 | 13413.889 | 0 | 5961.1112 | 0 | 0 | 0 | 0 | 5002.7778 | 0 | 0 | 48847.2226 | 0 | 48850.0004 | -2.7778 | -2.7778 | 37.4458 | 639.3025 | 1043.9445 | 278.6878 | 1095.9147 | 0 | 487.0228 | 0 | 0 | 0 | 0 | 408.7269 | 0 | 0 | 3990.8181 | 0 | 3991.045 | -0.22694 | -0.22694 | 1.5643 | 26.7065 | 43.6102 | 11.642 | 45.7812 | 0 | 20.3451 | 0 | 0 | 0 | 0 | 17.0743 | 0 | 0 | 166.7141 | 0 | 166.7235 | -0.0094805 | -0.0094805 | 7.9262 | 2.116 | 8.3191 | 3.6978 | 0 | 0 | 4.854 | 0.28431 | 3.1033 | 0 | 0 | 30.3024 | 30.3006 | 30.3006 | 2
TX_2B_SO_2010_NG | 2B | SO | NG | 278 | ASHRAE30pct-state-2B | OfficeSmall | STD2010 | TX-SanAntonio-TX | Zone2B | Zone2B(TX-SanAntonio-TX) | ASHRAE30pct-state-STD2010 | state | TX | 0.0817 | 0.67 | ASHRAE30pct-state-2B_OfficeSmall_STD2010_TX-SanAntonio-TX.table.csv.gz | Small Office | San Antonio Intl Ap TX USA TMY3 WMO#=722530 | Natural Gas | 208.5198 | 0 | 0 | 0 | 0 | 0 | 0 | 0 | 0 | 0 | 0 | 0 | 0 | 0 | 208.5198 | 0 | 208.5198 | 0 | 0 | 1.3971 | 0 | 0 | 0 | 0 | 0 | 0 | 0 | 0 | 0 | 0 | 0 | 0 | 0 | 1.3971 | 0 | 1.3971 | 0 | 0 | 0.20852 | 0 | 0 | 0 | 0 | 0 | 0 | 0 | 0 | 0 | 0 | 0 | 0 | 0 | 0.20852 | 0 | 0.20852 | 0 | 0 | 0 | 0 | 0 | 0 | 0 | 0 | 0 | 0.037899 | 0 | 0 | 0 | 0.037899 | 0.037899 | 0.037899 | 1
TX_2B_SO_2013_NG | 2B | SO | NG | 296 | ASHRAE30pct-state-2B | OfficeSmall | STD2013 | TX-SanAntonio-TX | Zone2B | Zone2B(TX-SanAntonio-TX) | ASHRAE30pct-state-STD2013 | state | TX | 0.0817 | 0.67 | ASHRAE30pct-state-2B_OfficeSmall_STD2013_TX-SanAntonio-TX.table.csv.gz | Small Office | San Antonio Intl Ap TX USA TMY3 WMO#=722530 | Natural Gas | 217.9979 | 0 | 0 | 0 | 0 | 0 | 0 | 0 | 0 | 0 | 0 | 0 | 0 | 0 | 217.9979 | 0 | 217.9979 | 0 | 0 | 1.4606 | 0 | 0 | 0 | 0 | 0 | 0 | 0 | 0 | 0 | 0 | 0 | 0 | 0 | 1.4606 | 0 | 1.4606 | 0 | 0 | 0.218 | 0 | 0 | 0 | 0 | 0 | 0 | 0 | 0 | 0 | 0 | 0 | 0 | 0 | 0.218 | 0 | 0.218 | 0 | 0 | 0 | 0 | 0 | 0 | 0 | 0 | 0 | 0.039622 | 0 | 0 | 0 | 0.039622 | 0.039622 | 0.039622 | 2
AL_3A_SO_2010_EL | 3A | SO | EL | 361 | ASHRAE30pct-state-3A | OfficeSmall | STD2010 | AL-Birmingham-AL | Zone3A | Zone3A(AL-Birmingham-AL) | ASHRAE30pct-state-STD2010 | state | AL | 0.1058 | 1.24 | ASHRAE30pct-state-3A_OfficeSmall_STD2010_AL-Birmingham-AL.table.csv.gz | Small Office | Birmingham Municipal Ap AL USA TMY3 WMO#=722280 | Electricity | 861.1111 | 8297.2223 | 14925.0001 | 3422.2222 | 13663.889 | 0 | 6169.4445 | 0 | 0 | 0 | 0 | 5002.7778 | 0 | 0 | 52344.4449 | 0 | 52341.6671 | 2.7778 | 2.7778 | 91.1056 | 877.8461 | 1579.065 | 362.0711 | 1445.6395 | 0 | 652.7272 | 0 | 0 | 0 | 0 | 529.2939 | 0 | 0 | 5538.0423 | 0 | 5537.7484 | 0.29389 | 0.29389 | 2.9389 | 28.3182 | 50.9386 | 11.6799 | 46.6344 | 0 | 21.0561 | 0 | 0 | 0 | 0 | 17.0743 | 0 | 0 | 178.65 | 0 | 178.6405 | 0.0094805 | 0.0094805 | 9.2582 | 2.1229 | 8.4776 | 3.827 | 0 | 0 | 5.1469 | 0.53416 | 3.1033 | 0 | 0 | 32.4683 | 32.47 | 32.47 | 1
AL_3A_SO_2013_EL | 3A | SO | EL | 421 | ASHRAE30pct-state-3A | OfficeSmall | STD2013 | AL-Birmingham-AL | Zone3A | Zone3A(AL-Birmingham-AL) | ASHRAE30pct-state-STD2013 | state | AL | 0.1058 | 1.24 | ASHRAE30pct-state-3A_OfficeSmall_STD2013_AL-Birmingham-AL.table.csv.gz | Small Office | Birmingham Municipal Ap AL USA TMY3 WMO#=722280 | Electricity | 955.5556 | 5711.1112 | 12794.4445 | 3422.2222 | 13413.889 | 0 | 5316.6667 | 0 | 0 | 0 | 0 | 5002.7778 | 0 | 0 | 46613.8893 | 0 | 46616.667 | -2.7778 | -2.7778 | 101.0978 | 604.2356 | 1353.6522 | 362.0711 | 1419.1895 | 0 | 562.5033 | 0 | 0 | 0 | 0 | 529.2939 | 0 | 0 | 4931.7495 | 0 | 4932.0434 | -0.29389 | -0.29389 | 3.2613 | 19.4918 | 43.667 | 11.6799 | 45.7812 | 0 | 18.1456 | 0 | 0 | 0 | 0 | 17.0743 | 0 | 0 | 159.0918 | 0 | 159.1012 | -0.0094805 | -0.0094805 | 7.9366 | 2.1229 | 8.3191 | 3.298 | 0 | 0 | 3.5427 | 0.59274 | 3.1033 | 0 | 0 | 28.917 | 28.9153 | 28.9153 | 2
AL_3A_SO_2010_NG | 3A | SO | NG | 362 | ASHRAE30pct-state-3A | OfficeSmall | STD2010 | AL-Birmingham-AL | Zone3A | Zone3A(AL-Birmingham-AL) | ASHRAE30pct-state-STD2010 | state | AL | 0.1058 | 1.24 | ASHRAE30pct-state-3A_OfficeSmall_STD2010_AL-Birmingham-AL.table.csv.gz | Small Office | Birmingham Municipal Ap AL USA TMY3 WMO#=722280 | Natural Gas | 672.9502 | 0 | 0 | 0 | 0 | 0 | 0 | 0 | 0 | 0 | 0 | 0 | 0 | 0 | 672.9502 | 0 | 672.9502 | 0 | 0 | 8.3446 | 0 | 0 | 0 | 0 | 0 | 0 | 0 | 0 | 0 | 0 | 0 | 0 | 0 | 8.3446 | 0 | 8.3446 | 0 | 0 | 0.67295 | 0 | 0 | 0 | 0 | 0 | 0 | 0 | 0 | 0 | 0 | 0 | 0 | 0 | 0.67295 | 0 | 0.67295 | 0 | 0 | 0 | 0 | 0 | 0 | 0 | 0 | 0 | 0.12231 | 0 | 0 | 0 | 0.12231 | 0.12231 | 0.12231 | 1
AL_3A_SO_2013_NG | 3A | SO | NG | 422 | ASHRAE30pct-state-3A | OfficeSmall | STD2013 | AL-Birmingham-AL | Zone3A | Zone3A(AL-Birmingham-AL) | ASHRAE30pct-state-STD2013 | state | AL | 0.1058 | 1.24 | ASHRAE30pct-state-3A_OfficeSmall_STD2013_AL-Birmingham-AL.table.csv.gz | Small Office | Birmingham Municipal Ap AL USA TMY3 WMO#=722280 | Natural Gas | 871.9918 | 0 | 0 | 0 | 0 | 0 | 0 | 0 | 0 | 0 | 0 | 0 | 0 | 0 | 871.9918 | 0 | 871.9918 | 0 | 0 | 10.8127 | 0 | 0 | 0 | 0 | 0 | 0 | 0 | 0 | 0 | 0 | 0 | 0 | 0 | 10.8127 | 0 | 10.8127 | 0 | 0 | 0.87199 | 0 | 0 | 0 | 0 | 0 | 0 | 0 | 0 | 0 | 0 | 0 | 0 | 0 | 0.87199 | 0 | 0.87199 | 0 | 0 | 0 | 0 | 0 | 0 | 0 | 0 | 0 | 0.15849 | 0 | 0 | 0 | 0.15849 | 0.15849 | 0.15849 | 2
AR_3A_SO_2010_EL | 3A | SO | EL | 367 | ASHRAE30pct-state-3A | OfficeSmall | STD2010 | AR-Little-Rock-AR | Zone3A | Zone3A(AR-Little-Rock-AR) | ASHRAE30pct-state-STD2010 | state | AR | 0.0768 | 0.77 | ASHRAE30pct-state-3A_OfficeSmall_STD2010_AR-Little-Rock-AR.table.csv.gz | Small Office | Little Rock Adams Field AR USA TMY3 WMO#=723403 | Electricity | 1394.4445 | 8786.1112 | 14927.7779 | 3411.1111 | 13663.889 | 0 | 6383.3334 | 0 | 0 | 0 | 0 | 5002.7778 | 0 | 0 | 53572.2227 | 0 | 53569.4449 | 2.7778 | 2.7778 | 107.0933 | 674.7733 | 1146.4533 | 261.9733 | 1049.3867 | 0 | 490.24 | 0 | 0 | 0 | 0 | 384.2133 | 0 | 0 | 4114.3467 | 0 | 4114.1334 | 0.21333 | 0.21333 | 4.7592 | 29.9867 | 50.948 | 11.642 | 46.6344 | 0 | 21.7861 | 0 | 0 | 0 | 0 | 17.0743 | 0 | 0 | 182.8403 | 0 | 182.8309 | 0.0094805 | 0.0094805 | 9.2599 | 2.116 | 8.4776 | 3.9597 | 0 | 0 | 5.4501 | 0.86499 | 3.1033 | 0 | 0 | 33.2299 | 33.2316 | 33.2316 | 1
AR_3A_SO_2013_EL | 3A | SO | EL | 427 | ASHRAE30pct-state-3A | OfficeSmall | STD2013 | AR-Little-Rock-AR | Zone3A | Zone3A(AR-Little-Rock-AR) | ASHRAE30pct-state-STD2013 | state | AR | 0.0768 | 0.77 | ASHRAE30pct-state-3A_OfficeSmall_STD2013_AR-Little-Rock-AR.table.csv.gz | Small Office | Little Rock Adams Field AR USA TMY3 WMO#=723403 | Electricity | 1527.7778 | 5902.7778 | 12800.0001 | 3411.1111 | 13413.889 | 0 | 5491.6667 | 0 | 0 | 0 | 0 | 5002.7778 | 0 | 0 | 47550.0004 | 0 | 47550.0004 | 0 | 0 | 117.3333 | 453.3333 | 983.04 | 261.9733 | 1030.1867 | 0 | 421.76 | 0 | 0 | 0 | 0 | 384.2133 | 0 | 0 | 3651.84 | 0 | 3651.84 | 0 | 0 | 5.2143 | 20.146 | 43.686 | 11.642 | 45.7812 | 0 | 18.7429 | 0 | 0 | 0 | 0 | 17.0743 | 0 | 0 | 162.2867 | 0 | 162.2867 | 0 | 0 | 7.94 | 2.116 | 8.3208 | 3.4066 | 0 | 0 | 3.6616 | 0.9477 | 3.1033 | 0 | 0 | 29.4959 | 29.4959 | 29.4959 | 2
AR_3A_SO_2010_NG | 3A | SO | NG | 368 | ASHRAE30pct-state-3A | OfficeSmall | STD2010 | AR-Little-Rock-AR | Zone3A | Zone3A(AR-Little-Rock-AR) | ASHRAE30pct-state-STD2010 | state | AR | 0.0768 | 0.77 | ASHRAE30pct-state-3A_OfficeSmall_STD2010_AR-Little-Rock-AR.table.csv.gz | Small Office | Little Rock Adams Field AR USA TMY3 WMO#=723403 | Natural Gas | 2246.3266 | 0 | 0 | 0 | 0 | 0 | 0 | 0 | 0 | 0 | 0 | 0 | 0 | 0 | 2246.3266 | 0 | 2246.3266 | 0 | 0 | 17.2967 | 0 | 0 | 0 | 0 | 0 | 0 | 0 | 0 | 0 | 0 | 0 | 0 | 0 | 17.2967 | 0 | 17.2967 | 0 | 0 | 2.2463 | 0 | 0 | 0 | 0 | 0 | 0 | 0 | 0 | 0 | 0 | 0 | 0 | 0 | 2.2463 | 0 | 2.2463 | 0 | 0 | 0 | 0 | 0 | 0 | 0 | 0 | 0 | 0.40827 | 0 | 0 | 0 | 0.40827 | 0.40827 | 0.40827 | 1
AR_3A_SO_2013_NG | 3A | SO | NG | 428 | ASHRAE30pct-state-3A | OfficeSmall | STD2013 | AR-Little-Rock-AR | Zone3A | Zone3A(AR-Little-Rock-AR) | ASHRAE30pct-state-STD2013 | state | AR | 0.0768 | 0.77 | ASHRAE30pct-state-3A_OfficeSmall_STD2013_AR-Little-Rock-AR.table.csv.gz | Small Office | Little Rock Adams Field AR USA TMY3 WMO#=723403 | Natural Gas | 2672.8443 | 0 | 0 | 0 | 0 | 0 | 0 | 0 | 0 | 0 | 0 | 0 | 0 | 0 | 2672.8443 | 0 | 2672.8443 | 0 | 0 | 20.5809 | 0 | 0 | 0 | 0 | 0 | 0 | 0 | 0 | 0 | 0 | 0 | 0 | 0 | 20.5809 | 0 | 20.5809 | 0 | 0 | 2.6728 | 0 | 0 | 0 | 0 | 0 | 0 | 0 | 0 | 0 | 0 | 0 | 0 | 0 | 2.6728 | 0 | 2.6728 | 0 | 0 | 0 | 0 | 0 | 0 | 0 | 0 | 0 | 0.4858 | 0 | 0 | 0 | 0.4858 | 0.4858 | 0.4858 | 2
GA_3A_SO_2010_EL | 3A | SO | EL | 373 | ASHRAE30pct-state-3A | OfficeSmall | STD2010 | GA-Atlanta-GA | Zone3A | Zone3A(GA-Atlanta-GA) | ASHRAE30pct-state-STD2010 | state | GA | 0.0947 | 0.94 | ASHRAE30pct-state-3A_OfficeSmall_STD2010_GA-Atlanta-GA.table.csv.gz | Small Office | Atlanta Hartsfield Intl Ap GA USA TMY3 WMO#=722190 | Electricity | 1016.6667 | 7852.7778 | 14922.2223 | 3413.8889 | 13663.889 | 0 | 6294.4445 | 0 | 0 | 0 | 0 | 5002.7778 | 0 | 0 | 52166.6671 | 0 | 52166.6671 | 0 | 0 | 96.2783 | 743.6581 | 1413.1345 | 323.2953 | 1293.9703 | 0 | 596.0839 | 0 | 0 | 0 | 0 | 473.7631 | 0 | 0 | 4940.1834 | 0 | 4940.1834 | 0 | 0 | 3.4699 | 26.8013 | 50.9291 | 11.6515 | 46.6344 | 0 | 21.4827 | 0 | 0 | 0 | 0 | 17.0743 | 0 | 0 | 178.0432 | 0 | 178.0432 | 0 | 0 | 9.2565 | 2.1177 | 8.4759 | 3.9045 | 0 | 0 | 4.8712 | 0.63065 | 3.1033 | 0 | 0 | 32.3597 | 32.3597 | 32.3597 | 1
GA_3A_SO_2013_EL | 3A | SO | EL | 433 | ASHRAE30pct-state-3A | OfficeSmall | STD2013 | GA-Atlanta-GA | Zone3A | Zone3A(GA-Atlanta-GA) | ASHRAE30pct-state-STD2013 | state | GA | 0.0947 | 0.94 | ASHRAE30pct-state-3A_OfficeSmall_STD2013_GA-Atlanta-GA.table.csv.gz | Small Office | Atlanta Hartsfield Intl Ap GA USA TMY3 WMO#=722190 | Electricity | 1127.7778 | 5225 | 12783.3334 | 3413.8889 | 13413.889 | 0 | 5405.5556 | 0 | 0 | 0 | 0 | 5002.7778 | 0 | 0 | 46375.0004 | 0 | 46372.2226 | 2.7778 | 2.7778 | 106.8006 | 494.8075 | 1210.5817 | 323.2953 | 1270.2953 | 0 | 511.9061 | 0 | 0 | 0 | 0 | 473.7631 | 0 | 0 | 4391.7125 | 0 | 4391.4495 | 0.26306 | 0.26306 | 3.8491 | 17.8328 | 43.6291 | 11.6515 | 45.7812 | 0 | 18.449 | 0 | 0 | 0 | 0 | 17.0743 | 0 | 0 | 158.2764 | 0 | 158.267 | 0.0094805 | 0.0094805 | 7.9297 | 2.1177 | 8.3225 | 3.3531 | 0 | 0 | 3.2411 | 0.69958 | 3.1033 | 0 | 0 | 28.7654 | 28.7671 | 28.7671 | 2
GA_3A_SO_2010_NG | 3A | SO | NG | 374 | ASHRAE30pct-state-3A | OfficeSmall | STD2010 | GA-Atlanta-GA | Zone3A | Zone3A(GA-Atlanta-GA) | ASHRAE30pct-state-STD2010 | state | GA | 0.0947 | 0.94 | ASHRAE30pct-state-3A_OfficeSmall_STD2010_GA-Atlanta-GA.table.csv.gz | Small Office | Atlanta Hartsfield Intl Ap GA USA TMY3 WMO#=722190 | Natural Gas | 881.4699 | 0 | 0 | 0 | 0 | 0 | 0 | 0 | 0 | 0 | 0 | 0 | 0 | 0 | 881.4699 | 0 | 881.4699 | 0 | 0 | 8.2858 | 0 | 0 | 0 | 0 | 0 | 0 | 0 | 0 | 0 | 0 | 0 | 0 | 0 | 8.2858 | 0 | 8.2858 | 0 | 0 | 0.88147 | 0 | 0 | 0 | 0 | 0 | 0 | 0 | 0 | 0 | 0 | 0 | 0 | 0 | 0.88147 | 0 | 0.88147 | 0 | 0 | 0 | 0 | 0 | 0 | 0 | 0 | 0 | 0.16021 | 0 | 0 | 0 | 0.16021 | 0.16021 | 0.16021 | 1
GA_3A_SO_2013_NG | 3A | SO | NG | 434 | ASHRAE30pct-state-3A | OfficeSmall | STD2013 | GA-Atlanta-GA | Zone3A | Zone3A(GA-Atlanta-GA) | ASHRAE30pct-state-STD2013 | state | GA | 0.0947 | 0.94 | ASHRAE30pct-state-3A_OfficeSmall_STD2013_GA-Atlanta-GA.table.csv.gz | Small Office | Atlanta Hartsfield Intl Ap GA USA TMY3 WMO#=722190 | Natural Gas | 1118.4242 | 0 | 0 | 0 | 0 | 0 | 0 | 0 | 0 | 0 | 0 | 0 | 0 | 0 | 1118.4242 | 0 | 1118.4242 | 0 | 0 | 10.5132 | 0 | 0 | 0 | 0 | 0 | 0 | 0 | 0 | 0 | 0 | 0 | 0 | 0 | 10.5132 | 0 | 10.5132 | 0 | 0 | 1.1184 | 0 | 0 | 0 | 0 | 0 | 0 | 0 | 0 | 0 | 0 | 0 | 0 | 0 | 1.1184 | 0 | 1.1184 | 0 | 0 | 0 | 0 | 0 | 0 | 0 | 0 | 0 | 0.20328 | 0 | 0 | 0 | 0.20328 | 0.20328 | 0.20328 | 2
LA_3A_SO_2010_EL | 3A | SO | EL | 379 | ASHRAE30pct-state-3A | OfficeSmall | STD2010 | LA-Shreveport-LA | Zone3A | Zone3A(LA-Shreveport-LA) | ASHRAE30pct-state-STD2010 | state | LA | 0.0779 | 0.8 | ASHRAE30pct-state-3A_OfficeSmall_STD2010_LA-Shreveport-LA.table.csv.gz | Small Office | Shreveport Regional Arpt LA USA TMY3 WMO#=722480 | Electricity | 816.6667 | 9636.1112 | 14927.7779 | 3413.8889 | 13663.889 | 0 | 6377.7778 | 0 | 0 | 0 | 0 | 5002.7778 | 0 | 0 | 53838.8893 | 0 | 53838.8893 | 0 | 0 | 63.6183 | 750.6531 | 1162.8739 | 265.9419 | 1064.417 | 0 | 496.8289 | 0 | 0 | 0 | 0 | 389.7164 | 0 | 0 | 4194.0495 | 0 | 4194.0495 | 0 | 0 | 2.7873 | 32.8877 | 50.948 | 11.6515 | 46.6344 | 0 | 21.7672 | 0 | 0 | 0 | 0 | 17.0743 | 0 | 0 | 183.7505 | 0 | 183.7505 | 0 | 0 | 9.2599 | 2.1177 | 8.4759 | 3.9562 | 0 | 0 | 5.9774 | 0.50659 | 3.1033 | 0 | 0 | 33.397 | 33.397 | 33.397 | 1
LA_3A_SO_2013_EL | 3A | SO | EL | 439 | ASHRAE30pct-state-3A | OfficeSmall | STD2013 | LA-Shreveport-LA | Zone3A | Zone3A(LA-Shreveport-LA) | ASHRAE30pct-state-STD2013 | state | LA | 0.0779 | 0.8 | ASHRAE30pct-state-3A_OfficeSmall_STD2013_LA-Shreveport-LA.table.csv.gz | Small Office | Shreveport Regional Arpt LA USA TMY3 WMO#=722480 | Electricity | 905.5556 | 6533.3334 | 12794.4445 | 3413.8889 | 13413.889 | 0 | 5436.1112 | 0 | 0 | 0 | 0 | 5002.7778 | 0 | 0 | 47500.0004 | 0 | 47500.0004 | 0 | 0 | 70.5428 | 508.9467 | 996.6872 | 265.9419 | 1044.942 | 0 | 423.4731 | 0 | 0 | 0 | 0 | 389.7164 | 0 | 0 | 3700.25 | 0 | 3700.25 | 0 | 0 | 3.0906 | 22.2981 | 43.667 | 11.6515 | 45.7812 | 0 | 18.5533 | 0 | 0 | 0 | 0 | 17.0743 | 0 | 0 | 162.116 | 0 | 162.116 | 0 | 0 | 7.9366 | 2.1177 | 8.3208 | 3.3721 | 0 | 0 | 4.0527 | 0.56173 | 3.1033 | 0 | 0 | 29.4649 | 29.4649 | 29.4649 | 2
LA_3A_SO_2010_NG | 3A | SO | NG | 380 | ASHRAE30pct-state-3A | OfficeSmall | STD2010 | LA-Shreveport-LA | Zone3A | Zone3A(LA-Shreveport-LA) | ASHRAE30pct-state-STD2010 | state | LA | 0.0779 | 0.8 | ASHRAE30pct-state-3A_OfficeSmall_STD2010_LA-Shreveport-LA.table.csv.gz | Small Office | Shreveport Regional Arpt LA USA TMY3 WMO#=722480 | Natural Gas | 483.3867 | 0 | 0 | 0 | 0 | 0 | 0 | 0 | 0 | 0 | 0 | 0 | 0 | 0 | 483.3867 | 0 | 483.3867 | 0 | 0 | 3.8671 | 0 | 0 | 0 | 0 | 0 | 0 | 0 | 0 | 0 | 0 | 0 | 0 | 0 | 3.8671 | 0 | 3.8671 | 0 | 0 | 0.48339 | 0 | 0 | 0 | 0 | 0 | 0 | 0 | 0 | 0 | 0 | 0 | 0 | 0 | 0.48339 | 0 | 0.48339 | 0 | 0 | 0 | 0 | 0 | 0 | 0 | 0 | 0 | 0.087857 | 0 | 0 | 0 | 0.087857 | 0.087857 | 0.087857 | 1
LA_3A_SO_2013_NG | 3A | SO | NG | 440 | ASHRAE30pct-state-3A | OfficeSmall | STD2013 | LA-Shreveport-LA | Zone3A | Zone3A(LA-Shreveport-LA) | ASHRAE30pct-state-STD2013 | state | LA | 0.0779 | 0.8 | ASHRAE30pct-state-3A_OfficeSmall_STD2013_LA-Shreveport-LA.table.csv.gz | Small Office | Shreveport Regional Arpt LA USA TMY3 WMO#=722480 | Natural Gas | 625.5593 | 0 | 0 | 0 | 0 | 0 | 0 | 0 | 0 | 0 | 0 | 0 | 0 | 0 | 625.5593 | 0 | 625.5593 | 0 | 0 | 5.0045 | 0 | 0 | 0 | 0 | 0 | 0 | 0 | 0 | 0 | 0 | 0 | 0 | 0 | 5.0045 | 0 | 5.0045 | 0 | 0 | 0.62556 | 0 | 0 | 0 | 0 | 0 | 0 | 0 | 0 | 0 | 0 | 0 | 0 | 0 | 0.62556 | 0 | 0.62556 | 0 | 0 | 0 | 0 | 0 | 0 | 0 | 0 | 0 | 0.1137 | 0 | 0 | 0 | 0.1137 | 0.1137 | 0.1137 | 2
MS_3A_SO_2010_EL | 3A | SO | EL | 385 | ASHRAE30pct-state-3A | OfficeSmall | STD2010 | MS-Jackson-MS | Zone3A | Zone3A(MS-Jackson-MS) | ASHRAE30pct-state-STD2010 | state | MS | 0.0928 | 0.72 | ASHRAE30pct-state-3A_OfficeSmall_STD2010_MS-Jackson-MS.table.csv.gz | Small Office | Jackson International Ap MS USA TMY3 WMO#=722350 | Electricity | 822.2222 | 9230.5556 | 14927.7779 | 3411.1111 | 13663.889 | 0 | 6155.5556 | 0 | 0 | 0 | 0 | 5002.7778 | 0 | 0 | 53216.6671 | 0 | 53213.8893 | 2.7778 | 2.7778 | 76.3022 | 856.5956 | 1385.2978 | 316.5511 | 1268.0089 | 0 | 571.2356 | 0 | 0 | 0 | 0 | 464.2578 | 0 | 0 | 4938.5067 | 0 | 4938.2489 | 0.25778 | 0.25778 | 2.8062 | 31.5036 | 50.948 | 11.642 | 46.6344 | 0 | 21.0087 | 0 | 0 | 0 | 0 | 17.0743 | 0 | 0 | 181.6268 | 0 | 181.6174 | 0.0094805 | 0.0094805 | 9.2599 | 2.116 | 8.4776 | 3.8184 | 0 | 0 | 5.7258 | 0.51004 | 3.1033 | 0 | 0 | 33.0093 | 33.0111 | 33.0111 | 1
MS_3A_SO_2013_EL | 3A | SO | EL | 445 | ASHRAE30pct-state-3A | OfficeSmall | STD2013 | MS-Jackson-MS | Zone3A | Zone3A(MS-Jackson-MS) | ASHRAE30pct-state-STD2013 | state | MS | 0.0928 | 0.72 | ASHRAE30pct-state-3A_OfficeSmall_STD2013_MS-Jackson-MS.table.csv.gz | Small Office | Jackson International Ap MS USA TMY3 WMO#=722350 | Electricity | 908.3333 | 6388.8889 | 12794.4445 | 3411.1111 | 13413.889 | 0 | 5286.1112 | 0 | 0 | 0 | 0 | 5002.7778 | 0 | 0 | 47208.3337 | 0 | 47205.5559 | 2.7778 | 2.7778 | 84.2933 | 592.8889 | 1187.3245 | 316.5511 | 1244.8089 | 0 | 490.5511 | 0 | 0 | 0 | 0 | 464.2578 | 0 | 0 | 4380.9334 | 0 | 4380.6756 | 0.25778 | 0.25778 | 3.1001 | 21.8051 | 43.667 | 11.642 | 45.7812 | 0 | 18.0413 | 0 | 0 | 0 | 0 | 17.0743 | 0 | 0 | 161.1206 | 0 | 161.1111 | 0.0094805 | 0.0094805 | 7.9366 | 2.116 | 8.3225 | 3.2791 | 0 | 0 | 3.9631 | 0.56345 | 3.1033 | 0 | 0 | 29.2823 | 29.284 | 29.284 | 2
MS_3A_SO_2010_NG | 3A | SO | NG | 386 | ASHRAE30pct-state-3A | OfficeSmall | STD2010 | MS-Jackson-MS | Zone3A | Zone3A(MS-Jackson-MS) | ASHRAE30pct-state-STD2010 | state | MS | 0.0928 | 0.72 | ASHRAE30pct-state-3A_OfficeSmall_STD2010_MS-Jackson-MS.table.csv.gz | Small Office | Jackson International Ap MS USA TMY3 WMO#=722350 | Natural Gas | 616.0811 | 0 | 0 | 0 | 0 | 0 | 0 | 0 | 0 | 0 | 0 | 0 | 0 | 0 | 616.0811 | 0 | 616.0811 | 0 | 0 | 4.4358 | 0 | 0 | 0 | 0 | 0 | 0 | 0 | 0 | 0 | 0 | 0 | 0 | 0 | 4.4358 | 0 | 4.4358 | 0 | 0 | 0.61608 | 0 | 0 | 0 | 0 | 0 | 0 | 0 | 0 | 0 | 0 | 0 | 0 | 0 | 0.61608 | 0 | 0.61608 | 0 | 0 | 0 | 0 | 0 | 0 | 0 | 0 | 0 | 0.11197 | 0 | 0 | 0 | 0.11197 | 0.11197 | 0.11197 | 1
MS_3A_SO_2013_NG | 3A | SO | NG | 446 | ASHRAE30pct-state-3A | OfficeSmall | STD2013 | MS-Jackson-MS | Zone3A | Zone3A(MS-Jackson-MS) | ASHRAE30pct-state-STD2013 | state | MS | 0.0928 | 0.72 | ASHRAE30pct-state-3A_OfficeSmall_STD2013_MS-Jackson-MS.table.csv.gz | Small Office | Jackson International Ap MS USA TMY3 WMO#=722350 | Natural Gas | 796.1664 | 0 | 0 | 0 | 0 | 0 | 0 | 0 | 0 | 0 | 0 | 0 | 0 | 0 | 796.1664 | 0 | 796.1664 | 0 | 0 | 5.7324 | 0 | 0 | 0 | 0 | 0 | 0 | 0 | 0 | 0 | 0 | 0 | 0 | 0 | 5.7324 | 0 | 5.7324 | 0 | 0 | 0.79617 | 0 | 0 | 0 | 0 | 0 | 0 | 0 | 0 | 0 | 0 | 0 | 0 | 0 | 0.79617 | 0 | 0.79617 | 0 | 0 | 0 | 0 | 0 | 0 | 0 | 0 | 0 | 0.1447 | 0 | 0 | 0 | 0.1447 | 0.1447 | 0.1447 | 2
NC_3A_SO_2010_EL | 3A | SO | EL | 391 | ASHRAE30pct-state-3A | OfficeSmall | STD2010 | NC-Charlotte-NC | Zone3A | Zone3A(NC-Charlotte-NC) | ASHRAE30pct-state-STD2010 | state | NC | 0.0861 | 0.84 | ASHRAE30pct-state-3A_OfficeSmall_STD2010_NC-Charlotte-NC.table.csv.gz | Small Office | Charlotte Douglas Intl Arpt NC USA TMY3 WMO#=723140 | Electricity | 1072.2222 | 7380.5556 | 14933.3335 | 3413.8889 | 13663.889 | 0 | 6233.3334 | 0 | 0 | 0 | 0 | 5002.7778 | 0 | 0 | 51697.2226 | 0 | 51700.0004 | -2.7778 | -2.7778 | 92.3183 | 635.4658 | 1285.76 | 293.9358 | 1176.4608 | 0 | 536.69 | 0 | 0 | 0 | 0 | 430.7392 | 0 | 0 | 4451.1309 | 0 | 4451.37 | -0.23917 | -0.23917 | 3.6595 | 25.1896 | 50.967 | 11.6515 | 46.6344 | 0 | 21.2742 | 0 | 0 | 0 | 0 | 17.0743 | 0 | 0 | 176.441 | 0 | 176.4505 | -0.0094805 | -0.0094805 | 9.2634 | 2.1177 | 8.4742 | 3.8666 | 0 | 0 | 4.5783 | 0.66511 | 3.1033 | 0 | 0 | 32.0702 | 32.0685 | 32.0685 | 1
NC_3A_SO_2013_EL | 3A | SO | EL | 451 | ASHRAE30pct-state-3A | OfficeSmall | STD2013 | NC-Charlotte-NC | Zone3A | Zone3A(NC-Charlotte-NC) | ASHRAE30pct-state-STD2013 | state | NC | 0.0861 | 0.84 | ASHRAE30pct-state-3A_OfficeSmall_STD2013_NC-Charlotte-NC.table.csv.gz | Small Office | Charlotte Douglas Intl Arpt NC USA TMY3 WMO#=723140 | Electricity | 1186.1111 | 4841.6667 | 12800.0001 | 3413.8889 | 13413.889 | 0 | 5358.3334 | 0 | 0 | 0 | 0 | 5002.7778 | 0 | 0 | 46016.667 | 0 | 46016.667 | 0 | 0 | 102.1242 | 416.8675 | 1102.08 | 293.9358 | 1154.9358 | 0 | 461.3525 | 0 | 0 | 0 | 0 | 430.7392 | 0 | 0 | 3962.035 | 0 | 3962.035 | 0 | 0 | 4.0482 | 16.5245 | 43.686 | 11.6515 | 45.7812 | 0 | 18.2878 | 0 | 0 | 0 | 0 | 17.0743 | 0 | 0 | 157.0535 | 0 | 157.0535 | 0 | 0 | 7.94 | 2.1177 | 8.3208 | 3.3239 | 0 | 0 | 3.0034 | 0.73576 | 3.1033 | 0 | 0 | 28.5448 | 28.5448 | 28.5448 | 2
NC_3A_SO_2010_NG | 3A | SO | NG | 392 | ASHRAE30pct-state-3A | OfficeSmall | STD2010 | NC-Charlotte-NC | Zone3A | Zone3A(NC-Charlotte-NC) | ASHRAE30pct-state-STD2010 | state | NC | 0.0861 | 0.84 | ASHRAE30pct-state-3A_OfficeSmall_STD2010_NC-Charlotte-NC.table.csv.gz | Small Office | Charlotte Douglas Intl Arpt NC USA TMY3 WMO#=723140 | Natural Gas | 729.8192 | 0 | 0 | 0 | 0 | 0 | 0 | 0 | 0 | 0 | 0 | 0 | 0 | 0 | 729.8192 | 0 | 729.8192 | 0 | 0 | 6.1305 | 0 | 0 | 0 | 0 | 0 | 0 | 0 | 0 | 0 | 0 | 0 | 0 | 0 | 6.1305 | 0 | 6.1305 | 0 | 0 | 0.72982 | 0 | 0 | 0 | 0 | 0 | 0 | 0 | 0 | 0 | 0 | 0 | 0 | 0 | 0.72982 | 0 | 0.72982 | 0 | 0 | 0 | 0 | 0 | 0 | 0 | 0 | 0 | 0.13265 | 0 | 0 | 0 | 0.13265 | 0.13265 | 0.13265 | 1
NC_3A_SO_2013_NG | 3A | SO | NG | 452 | ASHRAE30pct-state-3A | OfficeSmall | STD2013 | NC-Charlotte-NC | Zone3A | Zone3A(NC-Charlotte-NC) | ASHRAE30pct-state-STD2013 | state | NC | 0.0861 | 0.84 | ASHRAE30pct-state-3A_OfficeSmall_STD2013_NC-Charlotte-NC.table.csv.gz | Small Office | Charlotte Douglas Intl Arpt NC USA TMY3 WMO#=723140 | Natural Gas | 947.8171 | 0 | 0 | 0 | 0 | 0 | 0 | 0 | 0 | 0 | 0 | 0 | 0 | 0 | 947.8171 | 0 | 947.8171 | 0 | 0 | 7.9617 | 0 | 0 | 0 | 0 | 0 | 0 | 0 | 0 | 0 | 0 | 0 | 0 | 0 | 7.9617 | 0 | 7.9617 | 0 | 0 | 0.94782 | 0 | 0 | 0 | 0 | 0 | 0 | 0 | 0 | 0 | 0 | 0 | 0 | 0 | 0.94782 | 0 | 0.94782 | 0 | 0 | 0 | 0 | 0 | 0 | 0 | 0 | 0 | 0.17227 | 0 | 0 | 0 | 0.17227 | 0.17227 | 0.17227 | 2
OK_3A_SO_2010_EL | 3A | SO | EL | 397 | ASHRAE30pct-state-3A | OfficeSmall | STD2010 | OK-Oklahoma-OK | Zone3A | Zone3A(OK-Oklahoma-OK) | ASHRAE30pct-state-STD2010 | state | OK | 0.0726 | 0.87 | ASHRAE30pct-state-3A_OfficeSmall_STD2010_OK-Oklahoma-OK.table.csv.gz | Small Office | Oklahoma City Will Rogers Wor OK USA TMY3 WMO#=723530 | Electricity | 1627.7778 | 8363.889 | 14933.3335 | 3411.1111 | 13663.889 | 0 | 6758.3334 | 0 | 0 | 0 | 0 | 5002.7778 | 0 | 0 | 53761.1115 | 0 | 53761.1115 | 0 | 0 | 118.1767 | 607.2183 | 1084.16 | 247.6467 | 991.9983 | 0 | 490.655 | 0 | 0 | 0 | 0 | 363.2017 | 0 | 0 | 3903.0567 | 0 | 3903.0567 | 0 | 0 | 5.5556 | 28.5457 | 50.967 | 11.642 | 46.6344 | 0 | 23.066 | 0 | 0 | 0 | 0 | 17.0743 | 0 | 0 | 183.485 | 0 | 183.485 | 0 | 0 | 9.2634 | 2.116 | 8.4759 | 4.1923 | 0 | 0 | 5.1882 | 1.0097 | 3.1033 | 0 | 0 | 33.3488 | 33.3488 | 33.3488 | 1
OK_3A_SO_2013_EL | 3A | SO | EL | 457 | ASHRAE30pct-state-3A | OfficeSmall | STD2013 | OK-Oklahoma-OK | Zone3A | Zone3A(OK-Oklahoma-OK) | ASHRAE30pct-state-STD2013 | state | OK | 0.0726 | 0.87 | ASHRAE30pct-state-3A_OfficeSmall_STD2013_OK-Oklahoma-OK.table.csv.gz | Small Office | Oklahoma City Will Rogers Wor OK USA TMY3 WMO#=723530 | Electricity | 1794.4445 | 5494.4445 | 12797.2223 | 3411.1111 | 13413.889 | 0 | 5800 | 0 | 0 | 0 | 0 | 5002.7778 | 0 | 0 | 47713.8893 | 0 | 47713.8893 | 0 | 0 | 130.2767 | 398.8967 | 929.0783 | 247.6467 | 973.8483 | 0 | 421.08 | 0 | 0 | 0 | 0 | 363.2017 | 0 | 0 | 3464.0284 | 0 | 3464.0284 | 0 | 0 | 6.1244 | 18.7524 | 43.6765 | 11.642 | 45.7812 | 0 | 19.7952 | 0 | 0 | 0 | 0 | 17.0743 | 0 | 0 | 162.846 | 0 | 162.846 | 0 | 0 | 7.9383 | 2.116 | 8.3208 | 3.5978 | 0 | 0 | 3.4083 | 1.1131 | 3.1033 | 0 | 0 | 29.5976 | 29.5976 | 29.5976 | 2
OK_3A_SO_2010_NG | 3A | SO | NG | 398 | ASHRAE30pct-state-3A | OfficeSmall | STD2010 | OK-Oklahoma-OK | Zone3A | Zone3A(OK-Oklahoma-OK) | ASHRAE30pct-state-STD2010 | state | OK | 0.0726 | 0.87 | ASHRAE30pct-state-3A_OfficeSmall_STD2010_OK-Oklahoma-OK.table.csv.gz | Small Office | Oklahoma City Will Rogers Wor OK USA TMY3 WMO#=723530 | Natural Gas | 3393.1853 | 0 | 0 | 0 | 0 | 0 | 0 | 0 | 0 | 0 | 0 | 0 | 0 | 0 | 3393.1853 | 0 | 3393.1853 | 0 | 0 | 29.5207 | 0 | 0 | 0 | 0 | 0 | 0 | 0 | 0 | 0 | 0 | 0 | 0 | 0 | 29.5207 | 0 | 29.5207 | 0 | 0 | 3.3932 | 0 | 0 | 0 | 0 | 0 | 0 | 0 | 0 | 0 | 0 | 0 | 0 | 0 | 3.3932 | 0 | 3.3932 | 0 | 0 | 0 | 0 | 0 | 0 | 0 | 0 | 0 | 0.61672 | 0 | 0 | 0 | 0.61672 | 0.61672 | 0.61672 | 1
OK_3A_SO_2013_NG | 3A | SO | NG | 458 | ASHRAE30pct-state-3A | OfficeSmall | STD2013 | OK-Oklahoma-OK | Zone3A | Zone3A(OK-Oklahoma-OK) | ASHRAE30pct-state-STD2013 | state | OK | 0.0726 | 0.87 | ASHRAE30pct-state-3A_OfficeSmall_STD2013_OK-Oklahoma-OK.table.csv.gz | Small Office | Oklahoma City Will Rogers Wor OK USA TMY3 WMO#=723530 | Natural Gas | 4018.7446 | 0 | 0 | 0 | 0 | 0 | 0 | 0 | 0 | 0 | 0 | 0 | 0 | 0 | 4018.7446 | 0 | 4018.7446 | 0 | 0 | 34.9631 | 0 | 0 | 0 | 0 | 0 | 0 | 0 | 0 | 0 | 0 | 0 | 0 | 0 | 34.9631 | 0 | 34.9631 | 0 | 0 | 4.0187 | 0 | 0 | 0 | 0 | 0 | 0 | 0 | 0 | 0 | 0 | 0 | 0 | 0 | 4.0187 | 0 | 4.0187 | 0 | 0 | 0 | 0 | 0 | 0 | 0 | 0 | 0 | 0.73042 | 0 | 0 | 0 | 0.73042 | 0.73042 | 0.73042 | 2
SC_3A_SO_2010_EL | 3A | SO | EL | 403 | ASHRAE30pct-state-3A | OfficeSmall | STD2010 | SC-Columbia-SC | Zone3A | Zone3A(SC-Columbia-SC) | ASHRAE30pct-state-STD2010 | state | SC | 0.0957 | 0.85 | ASHRAE30pct-state-3A_OfficeSmall_STD2010_SC-Columbia-SC.table.csv.gz | Small Office | Columbia Metro Arpt SC USA TMY3 WMO#=723100 | Electricity | 994.4445 | 8508.3334 | 14933.3335 | 3411.1111 | 13663.889 | 0 | 6252.7778 | 0 | 0 | 0 | 0 | 5002.7778 | 0 | 0 | 52766.6671 | 0 | 52766.6671 | 0 | 0 | 95.1683 | 814.2475 | 1429.12 | 326.4433 | 1307.6342 | 0 | 598.3908 | 0 | 0 | 0 | 0 | 478.7658 | 0 | 0 | 5049.77 | 0 | 5049.77 | 0 | 0 | 3.394 | 29.0387 | 50.967 | 11.642 | 46.6344 | 0 | 21.3405 | 0 | 0 | 0 | 0 | 17.0743 | 0 | 0 | 180.091 | 0 | 180.091 | 0 | 0 | 9.2634 | 2.116 | 8.4759 | 3.8787 | 0 | 0 | 5.2778 | 0.61687 | 3.1033 | 0 | 0 | 32.7319 | 32.7319 | 32.7319 | 1
SC_3A_SO_2013_EL | 3A | SO | EL | 463 | ASHRAE30pct-state-3A | OfficeSmall | STD2013 | SC-Columbia-SC | Zone3A | Zone3A(SC-Columbia-SC) | ASHRAE30pct-state-STD2013 | state | SC | 0.0957 | 0.85 | ASHRAE30pct-state-3A_OfficeSmall_STD2013_SC-Columbia-SC.table.csv.gz | Small Office | Columbia Metro Arpt SC USA TMY3 WMO#=723100 | Electricity | 1088.8889 | 5697.2223 | 12808.3334 | 3411.1111 | 13413.889 | 0 | 5358.3334 | 0 | 0 | 0 | 0 | 5002.7778 | 0 | 0 | 46777.7782 | 0 | 46780.5559 | -2.7778 | -2.7778 | 104.2067 | 545.2242 | 1225.7575 | 326.4433 | 1283.7092 | 0 | 512.7925 | 0 | 0 | 0 | 0 | 478.7658 | 0 | 0 | 4476.6334 | 0 | 4476.8992 | -0.26583 | -0.26583 | 3.7163 | 19.4444 | 43.7144 | 11.642 | 45.7812 | 0 | 18.2878 | 0 | 0 | 0 | 0 | 17.0743 | 0 | 0 | 159.6511 | 0 | 159.6606 | -0.0094805 | -0.0094805 | 7.9452 | 2.116 | 8.3191 | 3.3239 | 0 | 0 | 3.5341 | 0.67545 | 3.1033 | 0 | 0 | 29.0186 | 29.0169 | 29.0169 | 2
SC_3A_SO_2010_NG | 3A | SO | NG | 404 | ASHRAE30pct-state-3A | OfficeSmall | STD2010 | SC-Columbia-SC | Zone3A | Zone3A(SC-Columbia-SC) | ASHRAE30pct-state-STD2010 | state | SC | 0.0957 | 0.85 | ASHRAE30pct-state-3A_OfficeSmall_STD2010_SC-Columbia-SC.table.csv.gz | Small Office | Columbia Metro Arpt SC USA TMY3 WMO#=723100 | Natural Gas | 928.8608 | 0 | 0 | 0 | 0 | 0 | 0 | 0 | 0 | 0 | 0 | 0 | 0 | 0 | 928.8608 | 0 | 928.8608 | 0 | 0 | 7.8953 | 0 | 0 | 0 | 0 | 0 | 0 | 0 | 0 | 0 | 0 | 0 | 0 | 0 | 7.8953 | 0 | 7.8953 | 0 | 0 | 0.92886 | 0 | 0 | 0 | 0 | 0 | 0 | 0 | 0 | 0 | 0 | 0 | 0 | 0 | 0.92886 | 0 | 0.92886 | 0 | 0 | 0 | 0 | 0 | 0 | 0 | 0 | 0 | 0.16882 | 0 | 0 | 0 | 0.16882 | 0.16882 | 0.16882 | 1
SC_3A_SO_2013_NG | 3A | SO | NG | 464 | ASHRAE30pct-state-3A | OfficeSmall | STD2013 | SC-Columbia-SC | Zone3A | Zone3A(SC-Columbia-SC) | ASHRAE30pct-state-STD2013 | state | SC | 0.0957 | 0.85 | ASHRAE30pct-state-3A_OfficeSmall_STD2013_SC-Columbia-SC.table.csv.gz | Small Office | Columbia Metro Arpt SC USA TMY3 WMO#=723100 | Natural Gas | 1184.7714 | 0 | 0 | 0 | 0 | 0 | 0 | 0 | 0 | 0 | 0 | 0 | 0 | 0 | 1184.7714 | 0 | 1184.7714 | 0 | 0 | 10.0706 | 0 | 0 | 0 | 0 | 0 | 0 | 0 | 0 | 0 | 0 | 0 | 0 | 0 | 10.0706 | 0 | 10.0706 | 0 | 0 | 1.1848 | 0 | 0 | 0 | 0 | 0 | 0 | 0 | 0 | 0 | 0 | 0 | 0 | 0 | 1.1848 | 0 | 1.1848 | 0 | 0 | 0 | 0 | 0 | 0 | 0 | 0 | 0 | 0.21533 | 0 | 0 | 0 | 0.21533 | 0.21533 | 0.21533 | 2
TN_3A_SO_2010_EL | 3A | SO | EL | 409 | ASHRAE30pct-state-3A | OfficeSmall | STD2010 | TN-Memphis-TN | Zone3A | Zone3A(TN-Memphis-TN) | ASHRAE30pct-state-STD2010 | state | TN | 0.1029 | 0.81 | ASHRAE30pct-state-3A_OfficeSmall_STD2010_TN-Memphis-TN.table.csv.gz | Small Office | Memphis International Ap TN USA TMY3 WMO#=723340 | Electricity | 1319.4445 | 8663.889 | 14936.1112 | 3416.6667 | 13663.889 | 0 | 6344.4445 | 0 | 0 | 0 | 0 | 5002.7778 | 0 | 0 | 53347.2226 | 0 | 53347.2226 | 7.276e-12 | 7.276e-12 | 135.7708 | 891.5142 | 1536.9258 | 351.575 | 1406.0142 | 0 | 652.8433 | 0 | 0 | 0 | 0 | 514.7858 | 0 | 0 | 5489.4292 | 0 | 5489.4292 | 7.487e-13 | 7.487e-13 | 4.5032 | 29.5696 | 50.9765 | 11.661 | 46.6344 | 0 | 21.6534 | 0 | 0 | 0 | 0 | 17.0743 | 0 | 0 | 182.0724 | 0 | 182.0724 | 2.4833e-14 | 2.4833e-14 | 9.2651 | 2.1194 | 8.4759 | 3.9355 | 0 | 0 | 5.3743 | 0.81847 | 3.1033 | 0 | 0 | 33.092 | 33.092 | 33.092 | 1
TN_3A_SO_2013_EL | 3A | SO | EL | 469 | ASHRAE30pct-state-3A | OfficeSmall | STD2013 | TN-Memphis-TN | Zone3A | Zone3A(TN-Memphis-TN) | ASHRAE30pct-state-STD2013 | state | TN | 0.1029 | 0.81 | ASHRAE30pct-state-3A_OfficeSmall_STD2013_TN-Memphis-TN.table.csv.gz | Small Office | Memphis International Ap TN USA TMY3 WMO#=723340 | Electricity | 1458.3333 | 5725 | 12811.1112 | 3416.6667 | 13413.889 | 0 | 5433.3334 | 0 | 0 | 0 | 0 | 5002.7778 | 0 | 0 | 47263.8893 | 0 | 47261.1115 | 2.7778 | 2.7778 | 150.0625 | 589.1025 | 1318.2633 | 351.575 | 1380.2892 | 0 | 559.09 | 0 | 0 | 0 | 0 | 514.7858 | 0 | 0 | 4863.4542 | 0 | 4863.1684 | 0.28583 | 0.28583 | 4.9772 | 19.5392 | 43.7239 | 11.661 | 45.7812 | 0 | 18.5438 | 0 | 0 | 0 | 0 | 17.0743 | 0 | 0 | 161.3102 | 0 | 161.3007 | 0.0094805 | 0.0094805 | 7.9469 | 2.1194 | 8.3225 | 3.3704 | 0 | 0 | 3.5513 | 0.90462 | 3.1033 | 0 | 0 | 29.3167 | 29.3185 | 29.3185 | 2
TN_3A_SO_2010_NG | 3A | SO | NG | 410 | ASHRAE30pct-state-3A | OfficeSmall | STD2010 | TN-Memphis-TN | Zone3A | Zone3A(TN-Memphis-TN) | ASHRAE30pct-state-STD2010 | state | TN | 0.1029 | 0.81 | ASHRAE30pct-state-3A_OfficeSmall_STD2010_TN-Memphis-TN.table.csv.gz | Small Office | Memphis International Ap TN USA TMY3 WMO#=723340 | Natural Gas | 1014.1643 | 0 | 0 | 0 | 0 | 0 | 0 | 0 | 0 | 0 | 0 | 0 | 0 | 0 | 1014.1643 | 0 | 1014.1643 | 0 | 0 | 8.2147 | 0 | 0 | 0 | 0 | 0 | 0 | 0 | 0 | 0 | 0 | 0 | 0 | 0 | 8.2147 | 0 | 8.2147 | 0 | 0 | 1.0142 | 0 | 0 | 0 | 0 | 0 | 0 | 0 | 0 | 0 | 0 | 0 | 0 | 0 | 1.0142 | 0 | 1.0142 | 0 | 0 | 0 | 0 | 0 | 0 | 0 | 0 | 0 | 0.18433 | 0 | 0 | 0 | 0.18433 | 0.18433 | 0.18433 | 1
TN_3A_SO_2013_NG | 3A | SO | NG | 470 | ASHRAE30pct-state-3A | OfficeSmall | STD2013 | TN-Memphis-TN | Zone3A | Zone3A(TN-Memphis-TN) | ASHRAE30pct-state-STD2013 | state | TN | 0.1029 | 0.81 | ASHRAE30pct-state-3A_OfficeSmall_STD2013_TN-Memphis-TN.table.csv.gz | Small Office | Memphis International Ap TN USA TMY3 WMO#=723340 | Natural Gas | 1270.0749 | 0 | 0 | 0 | 0 | 0 | 0 | 0 | 0 | 0 | 0 | 0 | 0 | 0 | 1270.0749 | 0 | 1270.0749 | 0 | 0 | 10.2876 | 0 | 0 | 0 | 0 | 0 | 0 | 0 | 0 | 0 | 0 | 0 | 0 | 0 | 10.2876 | 0 | 10.2876 | 0 | 0 | 1.2701 | 0 | 0 | 0 | 0 | 0 | 0 | 0 | 0 | 0 | 0 | 0 | 0 | 0 | 1.2701 | 0 | 1.2701 | 0 | 0 | 0 | 0 | 0 | 0 | 0 | 0 | 0 | 0.23084 | 0 | 0 | 0 | 0.23084 | 0.23084 | 0.23084 | 2
TX_3A_SO_2010_EL | 3A | SO | EL | 415 | ASHRAE30pct-state-3A | OfficeSmall | STD2010 | TX-FortWorthAlliance-TX | Zone3A | Zone3A(TX-FortWorthAlliance-TX) | ASHRAE30pct-state-STD2010 | state | TX | 0.0817 | 0.67 | ASHRAE30pct-state-3A_OfficeSmall_STD2010_TX-FortWorthAlliance-TX.table.csv.gz | Small Office | Fort Worth Alliance TX USA TMY3 WMO#=722594 | Electricity | 1072.2222 | 9377.7779 | 14952.7779 | 3413.8889 | 13663.889 | 0 | 6733.3334 | 0 | 0 | 0 | 0 | 5002.7778 | 0 | 0 | 54216.6671 | 0 | 54216.6671 | 0 | 0 | 87.6006 | 766.1645 | 1221.642 | 278.9147 | 1116.3397 | 0 | 550.1133 | 0 | 0 | 0 | 0 | 408.7269 | 0 | 0 | 4429.5017 | 0 | 4429.5017 | 0 | 0 | 3.6595 | 32.0061 | 51.0334 | 11.6515 | 46.6344 | 0 | 22.9807 | 0 | 0 | 0 | 0 | 17.0743 | 0 | 0 | 185.0398 | 0 | 185.0398 | 0 | 0 | 9.2754 | 2.1177 | 8.4759 | 4.1768 | 0 | 0 | 5.8172 | 0.66511 | 3.1033 | 0 | 0 | 33.6314 | 33.6314 | 33.6314 | 1
TX_3A_SO_2013_EL | 3A | SO | EL | 475 | ASHRAE30pct-state-3A | OfficeSmall | STD2013 | TX-FortWorthAlliance-TX | Zone3A | Zone3A(TX-FortWorthAlliance-TX) | ASHRAE30pct-state-STD2013 | state | TX | 0.0817 | 0.67 | ASHRAE30pct-state-3A_OfficeSmall_STD2013_TX-FortWorthAlliance-TX.table.csv.gz | Small Office | Fort Worth Alliance TX USA TMY3 WMO#=722594 | Electricity | 1177.7778 | 6186.1112 | 12833.3334 | 3413.8889 | 13413.889 | 0 | 5736.1112 | 0 | 0 | 0 | 0 | 5002.7778 | 0 | 0 | 47763.8893 | 0 | 47763.8893 | 0 | 0 | 96.2244 | 505.4053 | 1048.4833 | 278.9147 | 1095.9147 | 0 | 468.6403 | 0 | 0 | 0 | 0 | 408.7269 | 0 | 0 | 3902.3098 | 0 | 3902.3098 | 0 | 0 | 4.0197 | 21.113 | 43.7998 | 11.6515 | 45.7812 | 0 | 19.5772 | 0 | 0 | 0 | 0 | 17.0743 | 0 | 0 | 163.0167 | 0 | 163.0167 | 0 | 0 | 7.9607 | 2.1177 | 8.3208 | 3.5582 | 0 | 0 | 3.8373 | 0.73059 | 3.1033 | 0 | 0 | 29.6286 | 29.6286 | 29.6286 | 2
TX_3A_SO_2010_NG | 3A | SO | NG | 416 | ASHRAE30pct-state-3A | OfficeSmall | STD2010 | TX-FortWorthAlliance-TX | Zone3A | Zone3A(TX-FortWorthAlliance-TX) | ASHRAE30pct-state-STD2010 | state | TX | 0.0817 | 0.67 | ASHRAE30pct-state-3A_OfficeSmall_STD2010_TX-FortWorthAlliance-TX.table.csv.gz | Small Office | Fort Worth Alliance TX USA TMY3 WMO#=722594 | Natural Gas | 682.4283 | 0 | 0 | 0 | 0 | 0 | 0 | 0 | 0 | 0 | 0 | 0 | 0 | 0 | 682.4283 | 0 | 682.4283 | 0 | 0 | 4.5723 | 0 | 0 | 0 | 0 | 0 | 0 | 0 | 0 | 0 | 0 | 0 | 0 | 0 | 4.5723 | 0 | 4.5723 | 0 | 0 | 0.68243 | 0 | 0 | 0 | 0 | 0 | 0 | 0 | 0 | 0 | 0 | 0 | 0 | 0 | 0.68243 | 0 | 0.68243 | 0 | 0 | 0 | 0 | 0 | 0 | 0 | 0 | 0 | 0.12403 | 0 | 0 | 0 | 0.12403 | 0.12403 | 0.12403 | 1
TX_3A_SO_2013_NG | 3A | SO | NG | 476 | ASHRAE30pct-state-3A | OfficeSmall | STD2013 | TX-FortWorthAlliance-TX | Zone3A | Zone3A(TX-FortWorthAlliance-TX) | ASHRAE30pct-state-STD2013 | state | TX | 0.0817 | 0.67 | ASHRAE30pct-state-3A_OfficeSmall_STD2013_TX-FortWorthAlliance-TX.table.csv.gz | Small Office | Fort Worth Alliance TX USA TMY3 WMO#=722594 | Natural Gas | 881.4699 | 0 | 0 | 0 | 0 | 0 | 0 | 0 | 0 | 0 | 0 | 0 | 0 | 0 | 881.4699 | 0 | 881.4699 | 0 | 0 | 5.9058 | 0 | 0 | 0 | 0 | 0 | 0 | 0 | 0 | 0 | 0 | 0 | 0 | 0 | 5.9058 | 0 | 5.9058 | 0 | 0 | 0.88147 | 0 | 0 | 0 | 0 | 0 | 0 | 0 | 0 | 0 | 0 | 0 | 0 | 0 | 0.88147 | 0 | 0.88147 | 0 | 0 | 0 | 0 | 0 | 0 | 0 | 0 | 0 | 0.16021 | 0 | 0 | 0 | 0.16021 | 0.16021 | 0.16021 | 2
AZ_3B_SO_2010_EL | 3B | SO | EL | 517 | ASHRAE30pct-state-3B | OfficeSmall | STD2010 | AZ-Kingman-AZ | Zone3B | Zone3B(AZ-Kingman-AZ) | ASHRAE30pct-state-STD2010 | state | AZ | 0.0954 | 0.95 | ASHRAE30pct-state-3B_OfficeSmall_STD2010_AZ-Kingman-AZ.table.csv.gz | Small Office | Kingman Amos AZ USA TMY3 WMO#=723700 | Electricity | 850 | 6694.4445 | 14944.4446 | 3411.1111 | 13663.889 | 0 | 6747.2223 | 0 | 0 | 0 | 0 | 5002.7778 | 0 | 0 | 51311.1115 | 0 | 51313.8893 | -2.7778 | -2.7778 | 81.09 | 638.65 | 1425.7 | 325.42 | 1303.535 | 0 | 643.685 | 0 | 0 | 0 | 0 | 477.265 | 0 | 0 | 4895.08 | 0 | 4895.345 | -0.265 | -0.265 | 2.901 | 22.8479 | 51.0049 | 11.642 | 46.6344 | 0 | 23.0281 | 0 | 0 | 0 | 0 | 17.0743 | 0 | 0 | 175.1232 | 0 | 175.1327 | -0.0094805 | -0.0094805 | 9.2703 | 2.116 | 8.4742 | 4.1854 | 0 | 0 | 4.1527 | 0.52727 | 3.1033 | 0 | 0 | 31.8307 | 31.829 | 31.829 | 1
AZ_3B_SO_2013_EL | 3B | SO | EL | 553 | ASHRAE30pct-state-3B | OfficeSmall | STD2013 | AZ-Kingman-AZ | Zone3B | Zone3B(AZ-Kingman-AZ) | ASHRAE30pct-state-STD2013 | state | AZ | 0.0954 | 0.95 | ASHRAE30pct-state-3B_OfficeSmall_STD2013_AZ-Kingman-AZ.table.csv.gz | Small Office | Kingman Amos AZ USA TMY3 WMO#=723700 | Electricity | 941.6667 | 5763.8889 | 12813.889 | 3411.1111 | 13413.889 | 0 | 6325.0001 | 0 | 0 | 0 | 0 | 5002.7778 | 0 | 0 | 47672.2226 | 0 | 47672.2226 | 0 | 0 | 89.835 | 549.875 | 1222.445 | 325.42 | 1279.685 | 0 | 603.405 | 0 | 0 | 0 | 0 | 477.265 | 0 | 0 | 4547.93 | 0 | 4547.93 | 0 | 0 | 3.2139 | 19.672 | 43.7334 | 11.642 | 45.7812 | 0 | 21.587 | 0 | 0 | 0 | 0 | 17.0743 | 0 | 0 | 162.7038 | 0 | 162.7038 | 0 | 0 | 7.9486 | 2.116 | 8.3208 | 3.9235 | 0 | 0 | 3.5754 | 0.58413 | 3.1033 | 0 | 0 | 29.5718 | 29.5718 | 29.5718 | 2
AZ_3B_SO_2010_NG | 3B | SO | NG | 518 | ASHRAE30pct-state-3B | OfficeSmall | STD2010 | AZ-Kingman-AZ | Zone3B | Zone3B(AZ-Kingman-AZ) | ASHRAE30pct-state-STD2010 | state | AZ | 0.0954 | 0.95 | ASHRAE30pct-state-3B_OfficeSmall_STD2010_AZ-Kingman-AZ.table.csv.gz | Small Office | Kingman Amos AZ USA TMY3 WMO#=723700 | Natural Gas | 341.2142 | 0 | 0 | 0 | 0 | 0 | 0 | 0 | 0 | 0 | 0 | 0 | 0 | 0 | 341.2142 | 0 | 341.2142 | 0 | 0 | 3.2415 | 0 | 0 | 0 | 0 | 0 | 0 | 0 | 0 | 0 | 0 | 0 | 0 | 0 | 3.2415 | 0 | 3.2415 | 0 | 0 | 0.34121 | 0 | 0 | 0 | 0 | 0 | 0 | 0 | 0 | 0 | 0 | 0 | 0 | 0 | 0.34121 | 0 | 0.34121 | 0 | 0 | 0 | 0 | 0 | 0 | 0 | 0 | 0 | 0.062016 | 0 | 0 | 0 | 0.062016 | 0.062016 | 0.062016 | 1
AZ_3B_SO_2013_NG | 3B | SO | NG | 554 | ASHRAE30pct-state-3B | OfficeSmall | STD2013 | AZ-Kingman-AZ | Zone3B | Zone3B(AZ-Kingman-AZ) | ASHRAE30pct-state-STD2013 | state | AZ | 0.0954 | 0.95 | ASHRAE30pct-state-3B_OfficeSmall_STD2013_AZ-Kingman-AZ.table.csv.gz | Small Office | Kingman Amos AZ USA TMY3 WMO#=723700 | Natural Gas | 502.3431 | 0 | 0 | 0 | 0 | 0 | 0 | 0 | 0 | 0 | 0 | 0 | 0 | 0 | 502.3431 | 0 | 502.3431 | 0 | 0 | 4.7723 | 0 | 0 | 0 | 0 | 0 | 0 | 0 | 0 | 0 | 0 | 0 | 0 | 0 | 4.7723 | 0 | 4.7723 | 0 | 0 | 0.50234 | 0 | 0 | 0 | 0 | 0 | 0 | 0 | 0 | 0 | 0 | 0 | 0 | 0 | 0.50234 | 0 | 0.50234 | 0 | 0 | 0 | 0 | 0 | 0 | 0 | 0 | 0 | 0.091302 | 0 | 0 | 0 | 0.091302 | 0.091302 | 0.091302 | 2
CA_3B_SO_2010_EL | 3B | SO | EL | 523 | ASHRAE30pct-state-3B | OfficeSmall | STD2010 | CA-LosAngeles-CA | Zone3B | Zone3B(CA-LosAngeles-CA) | ASHRAE30pct-state-STD2010 | state | CA | 0.136 | 0.7 | ASHRAE30pct-state-3B_OfficeSmall_STD2010_CA-LosAngeles-CA.table.csv.gz | Small Office | Los Angeles Intl Arpt CA USA TMY3 WMO#=722950 | Electricity | 105.5556 | 4647.2223 | 14905.5557 | 3416.6667 | 13663.889 | 0 | 5391.6667 | 0 | 0 | 0 | 0 | 5002.7778 | 0 | 0 | 47130.5559 | 0 | 47133.3337 | -2.7778 | -2.7778 | 14.3556 | 632.0222 | 2027.1556 | 464.6667 | 1858.2889 | 0 | 733.2667 | 0 | 0 | 0 | 0 | 680.3778 | 0 | 0 | 6409.7556 | 0 | 6410.1334 | -0.37778 | -0.37778 | 0.36026 | 15.8608 | 50.8722 | 11.661 | 46.6344 | 0 | 18.4016 | 0 | 0 | 0 | 0 | 17.0743 | 0 | 0 | 160.8551 | 0 | 160.8646 | -0.0094805 | -0.0094805 | 9.2461 | 2.1194 | 8.4742 | 3.3445 | 0 | 0 | 2.8827 | 0.065478 | 3.1033 | 0 | 0 | 29.2375 | 29.2358 | 29.2358 | 1
CA_3B_SO_2013_EL | 3B | SO | EL | 559 | ASHRAE30pct-state-3B | OfficeSmall | STD2013 | CA-LosAngeles-CA | Zone3B | Zone3B(CA-LosAngeles-CA) | ASHRAE30pct-state-STD2013 | state | CA | 0.136 | 0.7 | ASHRAE30pct-state-3B_OfficeSmall_STD2013_CA-LosAngeles-CA.table.csv.gz | Small Office | Los Angeles Intl Arpt CA USA TMY3 WMO#=722950 | Electricity | 130.5556 | 3830.5556 | 12752.7779 | 3416.6667 | 13413.889 | 0 | 5005.5556 | 0 | 0 | 0 | 0 | 5002.7778 | 0 | 0 | 43552.7781 | 0 | 43552.7781 | 0 | 0 | 17.7556 | 520.9556 | 1734.3778 | 464.6667 | 1824.2889 | 0 | 680.7556 | 0 | 0 | 0 | 0 | 680.3778 | 0 | 0 | 5923.1778 | 0 | 5923.1778 | 0 | 0 | 0.44558 | 13.0736 | 43.5248 | 11.661 | 45.7812 | 0 | 17.0838 | 0 | 0 | 0 | 0 | 17.0743 | 0 | 0 | 148.6443 | 0 | 148.6443 | 0 | 0 | 7.9107 | 2.1194 | 8.3208 | 3.105 | 0 | 0 | 2.3761 | 0.080985 | 3.1033 | 0 | 0 | 27.0164 | 27.0164 | 27.0164 | 2
CA_3B_SO_2010_NG | 3B | SO | NG | 524 | ASHRAE30pct-state-3B | OfficeSmall | STD2010 | CA-LosAngeles-CA | Zone3B | Zone3B(CA-LosAngeles-CA) | ASHRAE30pct-state-STD2010 | state | CA | 0.136 | 0.7 | ASHRAE30pct-state-3B_OfficeSmall_STD2010_CA-LosAngeles-CA.table.csv.gz | Small Office | Los Angeles Intl Arpt CA USA TMY3 WMO#=722950 | Natural Gas | 0 | 0 | 0 | 0 | 0 | 0 | 0 | 0 | 0 | 0 | 0 | 0 | 0 | 0 | 0 | 0 | 0 | 0 | 0 | 0 | 0 | 0 | 0 | 0 | 0 | 0 | 0 | 0 | 0 | 0 | 0 | 0 | 0 | 0 | 0 | 0 | 0 | 0 | 0 | 0 | 0 | 0 | 0 | 0 | 0 | 0 | 0 | 0 | 0 | 0 | 0 | 0 | 0 | 0 | 0 | 0 | 0 | 0 | 0 | 0 | 0 | 0 | 0 | 0 | 0 | 0 | 0 | 0 | 0 | 0 | 0 | 1
CA_3B_SO_2013_NG | 3B | SO | NG | 560 | ASHRAE30pct-state-3B | OfficeSmall | STD2013 | CA-LosAngeles-CA | Zone3B | Zone3B(CA-LosAngeles-CA) | ASHRAE30pct-state-STD2013 | state | CA | 0.136 | 0.7 | ASHRAE30pct-state-3B_OfficeSmall_STD2013_CA-LosAngeles-CA.table.csv.gz | Small Office | Los Angeles Intl Arpt CA USA TMY3 WMO#=722950 | Natural Gas | 0 | 0 | 0 | 0 | 0 | 0 | 0 | 0 | 0 | 0 | 0 | 0 | 0 | 0 | 0 | 0 | 0 | 0 | 0 | 0 | 0 | 0 | 0 | 0 | 0 | 0 | 0 | 0 | 0 | 0 | 0 | 0 | 0 | 0 | 0 | 0 | 0 | 0 | 0 | 0 | 0 | 0 | 0 | 0 | 0 | 0 | 0 | 0 | 0 | 0 | 0 | 0 | 0 | 0 | 0 | 0 | 0 | 0 | 0 | 0 | 0 | 0 | 0 | 0 | 0 | 0 | 0 | 0 | 0 | 0 | 0 | 2
NM_3B_SO_2010_EL | 3B | SO | EL | 529 | ASHRAE30pct-state-3B | OfficeSmall | STD2010 | NM-Lubbock-TX | Zone3B | Zone3B(NM-Lubbock-TX) | ASHRAE30pct-state-STD2010 | state | NM | 0.093 | 0.62 | ASHRAE30pct-state-3B_OfficeSmall_STD2010_NM-Lubbock-TX.table.csv.gz | Small Office | Lubbock International Ap TX USA TMY3 WMO#=722670 | Electricity | 1441.6667 | 5755.5556 | 14933.3335 | 3413.8889 | 13663.889 | 0 | 6588.8889 | 0 | 0 | 0 | 0 | 5002.7778 | 0 | 0 | 50800.0004 | 0 | 50800.0004 | 0 | 0 | 134.075 | 535.2667 | 1388.8 | 317.4917 | 1270.7417 | 0 | 612.7667 | 0 | 0 | 0 | 0 | 465.2583 | 0 | 0 | 4724.4 | 0 | 4724.4 | 0 | 0 | 4.9204 | 19.6435 | 50.967 | 11.6515 | 46.6344 | 0 | 22.4877 | 0 | 0 | 0 | 0 | 17.0743 | 0 | 0 | 173.3788 | 0 | 173.3788 | 0 | 0 | 9.2634 | 2.1177 | 8.4759 | 4.0872 | 0 | 0 | 3.5703 | 0.89429 | 3.1033 | 0 | 0 | 31.512 | 31.512 | 31.512 | 1
NM_3B_SO_2013_EL | 3B | SO | EL | 565 | ASHRAE30pct-state-3B | OfficeSmall | STD2013 | NM-Lubbock-TX | Zone3B | Zone3B(NM-Lubbock-TX) | ASHRAE30pct-state-STD2013 | state | NM | 0.093 | 0.62 | ASHRAE30pct-state-3B_OfficeSmall_STD2013_NM-Lubbock-TX.table.csv.gz | Small Office | Lubbock International Ap TX USA TMY3 WMO#=722670 | Electricity | 1566.6667 | 4950 | 12805.5557 | 3413.8889 | 13413.889 | 0 | 6166.6667 | 0 | 0 | 0 | 0 | 5002.7778 | 0 | 0 | 47319.4448 | 0 | 47319.4448 | 0 | 0 | 145.7 | 460.35 | 1190.9167 | 317.4917 | 1247.4917 | 0 | 573.5 | 0 | 0 | 0 | 0 | 465.2583 | 0 | 0 | 4400.7084 | 0 | 4400.7084 | 0 | 0 | 5.347 | 16.8942 | 43.705 | 11.6515 | 45.7812 | 0 | 21.0466 | 0 | 0 | 0 | 0 | 17.0743 | 0 | 0 | 161.4998 | 0 | 161.4998 | 0 | 0 | 7.9435 | 2.1177 | 8.3208 | 3.8253 | 0 | 0 | 3.0706 | 0.97183 | 3.1033 | 0 | 0 | 29.3529 | 29.3529 | 29.3529 | 2
NM_3B_SO_2010_NG | 3B | SO | NG | 530 | ASHRAE30pct-state-3B | OfficeSmall | STD2010 | NM-Lubbock-TX | Zone3B | Zone3B(NM-Lubbock-TX) | ASHRAE30pct-state-STD2010 | state | NM | 0.093 | 0.62 | ASHRAE30pct-state-3B_OfficeSmall_STD2010_NM-Lubbock-TX.table.csv.gz | Small Office | Lubbock International Ap TX USA TMY3 WMO#=722670 | Natural Gas | 1516.5074 | 0 | 0 | 0 | 0 | 0 | 0 | 0 | 0 | 0 | 0 | 0 | 0 | 0 | 1516.5074 | 0 | 1516.5074 | 0 | 0 | 9.4023 | 0 | 0 | 0 | 0 | 0 | 0 | 0 | 0 | 0 | 0 | 0 | 0 | 0 | 9.4023 | 0 | 9.4023 | 0 | 0 | 1.5165 | 0 | 0 | 0 | 0 | 0 | 0 | 0 | 0 | 0 | 0 | 0 | 0 | 0 | 1.5165 | 0 | 1.5165 | 0 | 0 | 0 | 0 | 0 | 0 | 0 | 0 | 0 | 0.27563 | 0 | 0 | 0 | 0.27563 | 0.27563 | 0.27563 | 1
NM_3B_SO_2013_NG | 3B | SO | NG | 566 | ASHRAE30pct-state-3B | OfficeSmall | STD2013 | NM-Lubbock-TX | Zone3B | Zone3B(NM-Lubbock-TX) | ASHRAE30pct-state-STD2013 | state | NM | 0.093 | 0.62 | ASHRAE30pct-state-3B_OfficeSmall_STD2013_NM-Lubbock-TX.table.csv.gz | Small Office | Lubbock International Ap TX USA TMY3 WMO#=722670 | Natural Gas | 1933.5469 | 0 | 0 | 0 | 0 | 0 | 0 | 0 | 0 | 0 | 0 | 0 | 0 | 0 | 1933.5469 | 0 | 1933.5469 | 0 | 0 | 11.988 | 0 | 0 | 0 | 0 | 0 | 0 | 0 | 0 | 0 | 0 | 0 | 0 | 0 | 11.988 | 0 | 11.988 | 0 | 0 | 1.9335 | 0 | 0 | 0 | 0 | 0 | 0 | 0 | 0 | 0 | 0 | 0 | 0 | 0 | 1.9335 | 0 | 1.9335 | 0 | 0 | 0 | 0 | 0 | 0 | 0 | 0 | 0 | 0.35143 | 0 | 0 | 0 | 0.35143 | 0.35143 | 0.35143 | 2
NV_3B_SO_2010_EL | 3B | SO | EL | 535 | ASHRAE30pct-state-3B | OfficeSmall | STD2010 | NV-LasVegas-NV | Zone3B | Zone3B(NV-LasVegas-NV) | ASHRAE30pct-state-STD2010 | state | NV | 0.0886 | 0.73 | ASHRAE30pct-state-3B_OfficeSmall_STD2010_NV-LasVegas-NV.table.csv.gz | Small Office | Las Vegas Mccarran Intl Ap NV USA TMY3 WMO#=723860 | Electricity | 497.2222 | 7872.2223 | 14925.0001 | 3425 | 13663.889 | 0 | 6836.1112 | 0 | 0 | 0 | 0 | 5002.7778 | 0 | 0 | 52219.4449 | 0 | 52222.2226 | -2.7778 | -2.7778 | 44.0539 | 697.4789 | 1322.355 | 303.455 | 1210.6206 | 0 | 605.6794 | 0 | 0 | 0 | 0 | 443.2461 | 0 | 0 | 4626.6428 | 0 | 4626.8889 | -0.24611 | -0.24611 | 1.697 | 26.8677 | 50.9386 | 11.6894 | 46.6344 | 0 | 23.3314 | 0 | 0 | 0 | 0 | 17.0743 | 0 | 0 | 178.2233 | 0 | 178.2328 | -0.0094805 | -0.0094805 | 9.2582 | 2.1246 | 8.4742 | 4.2405 | 0 | 0 | 4.8833 | 0.30843 | 3.1033 | 0 | 0 | 32.3942 | 32.3925 | 32.3925 | 1
NV_3B_SO_2013_EL | 3B | SO | EL | 571 | ASHRAE30pct-state-3B | OfficeSmall | STD2013 | NV-LasVegas-NV | Zone3B | Zone3B(NV-LasVegas-NV) | ASHRAE30pct-state-STD2013 | state | NV | 0.0886 | 0.73 | ASHRAE30pct-state-3B_OfficeSmall_STD2013_NV-LasVegas-NV.table.csv.gz | Small Office | Las Vegas Mccarran Intl Ap NV USA TMY3 WMO#=723860 | Electricity | 561.1111 | 6838.8889 | 12786.1112 | 3425 | 13413.889 | 0 | 6433.3334 | 0 | 0 | 0 | 0 | 5002.7778 | 0 | 0 | 48458.3337 | 0 | 48461.1115 | -2.7778 | -2.7778 | 49.7144 | 605.9256 | 1132.8495 | 303.455 | 1188.4706 | 0 | 569.9933 | 0 | 0 | 0 | 0 | 443.2461 | 0 | 0 | 4293.4084 | 0 | 4293.6545 | -0.24611 | -0.24611 | 1.9151 | 23.3409 | 43.6386 | 11.6894 | 45.7812 | 0 | 21.9568 | 0 | 0 | 0 | 0 | 17.0743 | 0 | 0 | 165.3868 | 0 | 165.3963 | -0.0094805 | -0.0094805 | 7.9314 | 2.1246 | 8.3191 | 3.9907 | 0 | 0 | 4.2423 | 0.34807 | 3.1033 | 0 | 0 | 30.0611 | 30.0594 | 30.0594 | 2
NV_3B_SO_2010_NG | 3B | SO | NG | 536 | ASHRAE30pct-state-3B | OfficeSmall | STD2010 | NV-LasVegas-NV | Zone3B | Zone3B(NV-LasVegas-NV) | ASHRAE30pct-state-STD2010 | state | NV | 0.0886 | 0.73 | ASHRAE30pct-state-3B_OfficeSmall_STD2010_NV-LasVegas-NV.table.csv.gz | Small Office | Las Vegas Mccarran Intl Ap NV USA TMY3 WMO#=723860 | Natural Gas | 85.3035 | 0 | 0 | 0 | 0 | 0 | 0 | 0 | 0 | 0 | 0 | 0 | 0 | 0 | 85.3035 | 0 | 85.3035 | 0 | 0 | 0.62272 | 0 | 0 | 0 | 0 | 0 | 0 | 0 | 0 | 0 | 0 | 0 | 0 | 0 | 0.62272 | 0 | 0.62272 | 0 | 0 | 0.085304 | 0 | 0 | 0 | 0 | 0 | 0 | 0 | 0 | 0 | 0 | 0 | 0 | 0 | 0.085304 | 0 | 0.085304 | 0 | 0 | 0 | 0 | 0 | 0 | 0 | 0 | 0 | 0.015504 | 0 | 0 | 0 | 0.015504 | 0.015504 | 0.015504 | 1
NV_3B_SO_2013_NG | 3B | SO | NG | 572 | ASHRAE30pct-state-3B | OfficeSmall | STD2013 | NV-LasVegas-NV | Zone3B | Zone3B(NV-LasVegas-NV) | ASHRAE30pct-state-STD2013 | state | NV | 0.0886 | 0.73 | ASHRAE30pct-state-3B_OfficeSmall_STD2013_NV-LasVegas-NV.table.csv.gz | Small Office | Las Vegas Mccarran Intl Ap NV USA TMY3 WMO#=723860 | Natural Gas | 123.2162 | 0 | 0 | 0 | 0 | 0 | 0 | 0 | 0 | 0 | 0 | 0 | 0 | 0 | 123.2162 | 0 | 123.2162 | 0 | 0 | 0.89948 | 0 | 0 | 0 | 0 | 0 | 0 | 0 | 0 | 0 | 0 | 0 | 0 | 0 | 0.89948 | 0 | 0.89948 | 0 | 0 | 0.12322 | 0 | 0 | 0 | 0 | 0 | 0 | 0 | 0 | 0 | 0 | 0 | 0 | 0 | 0.12322 | 0 | 0.12322 | 0 | 0 | 0 | 0 | 0 | 0 | 0 | 0 | 0 | 0.022395 | 0 | 0 | 0 | 0.022395 | 0.022395 | 0.022395 | 2
TX_3B_SO_2010_EL | 3B | SO | EL | 541 | ASHRAE30pct-state-3B | OfficeSmall | STD2010 | TX-ElPaso-TX | Zone3B | Zone3B(TX-ElPaso-TX) | ASHRAE30pct-state-STD2010 | state | TX | 0.0817 | 0.67 | ASHRAE30pct-state-3B_OfficeSmall_STD2010_TX-ElPaso-TX.table.csv.gz | Small Office | El Paso International Ap Ut TX USA TMY3 WMO#=722700 | Electricity | 600 | 6508.3334 | 14916.6668 | 3413.8889 | 13663.889 | 0 | 6719.4445 | 0 | 0 | 0 | 0 | 5002.7778 | 0 | 0 | 50825.0004 | 0 | 50825.0004 | -7.276e-12 | -7.276e-12 | 49.02 | 531.7308 | 1218.6917 | 278.9147 | 1116.3397 | 0 | 548.9786 | 0 | 0 | 0 | 0 | 408.7269 | 0 | 0 | 4152.4025 | 0 | 4152.4025 | -5.9445e-13 | -5.9445e-13 | 2.0478 | 22.2127 | 50.9101 | 11.6515 | 46.6344 | 0 | 22.9333 | 0 | 0 | 0 | 0 | 17.0743 | 0 | 0 | 173.4642 | 0 | 173.4642 | -2.4833e-14 | -2.4833e-14 | 9.253 | 2.1177 | 8.4759 | 4.1682 | 0 | 0 | 4.0372 | 0.37219 | 3.1033 | 0 | 0 | 31.5275 | 31.5275 | 31.5275 | 1
TX_3B_SO_2013_EL | 3B | SO | EL | 577 | ASHRAE30pct-state-3B | OfficeSmall | STD2013 | TX-ElPaso-TX | Zone3B | Zone3B(TX-ElPaso-TX) | ASHRAE30pct-state-STD2013 | state | TX | 0.0817 | 0.67 | ASHRAE30pct-state-3B_OfficeSmall_STD2013_TX-ElPaso-TX.table.csv.gz | Small Office | El Paso International Ap Ut TX USA TMY3 WMO#=722700 | Electricity | 661.1111 | 5586.1112 | 12763.889 | 3413.8889 | 13413.889 | 0 | 6297.2223 | 0 | 0 | 0 | 0 | 5002.7778 | 0 | 0 | 47141.667 | 0 | 47138.8893 | 2.7778 | 2.7778 | 54.0128 | 456.3853 | 1042.8097 | 278.9147 | 1095.9147 | 0 | 514.4831 | 0 | 0 | 0 | 0 | 408.7269 | 0 | 0 | 3851.4742 | 0 | 3851.2473 | 0.22694 | 0.22694 | 2.2564 | 19.0652 | 43.5628 | 11.6515 | 45.7812 | 0 | 21.4922 | 0 | 0 | 0 | 0 | 17.0743 | 0 | 0 | 160.893 | 0 | 160.8836 | 0.0094805 | 0.0094805 | 7.9176 | 2.1177 | 8.3225 | 3.9063 | 0 | 0 | 3.4651 | 0.4101 | 3.1033 | 0 | 0 | 29.2409 | 29.2426 | 29.2426 | 2
TX_3B_SO_2010_NG | 3B | SO | NG | 542 | ASHRAE30pct-state-3B | OfficeSmall | STD2010 | TX-ElPaso-TX | Zone3B | Zone3B(TX-ElPaso-TX) | ASHRAE30pct-state-STD2010 | state | TX | 0.0817 | 0.67 | ASHRAE30pct-state-3B_OfficeSmall_STD2010_TX-ElPaso-TX.table.csv.gz | Small Office | El Paso International Ap Ut TX USA TMY3 WMO#=722700 | Natural Gas | 199.0416 | 0 | 0 | 0 | 0 | 0 | 0 | 0 | 0 | 0 | 0 | 0 | 0 | 0 | 199.0416 | 0 | 199.0416 | 0 | 0 | 1.3336 | 0 | 0 | 0 | 0 | 0 | 0 | 0 | 0 | 0 | 0 | 0 | 0 | 0 | 1.3336 | 0 | 1.3336 | 0 | 0 | 0.19904 | 0 | 0 | 0 | 0 | 0 | 0 | 0 | 0 | 0 | 0 | 0 | 0 | 0 | 0.19904 | 0 | 0.19904 | 0 | 0 | 0 | 0 | 0 | 0 | 0 | 0 | 0 | 0.036176 | 0 | 0 | 0 | 0.036176 | 0.036176 | 0.036176 | 1
TX_3B_SO_2013_NG | 3B | SO | NG | 578 | ASHRAE30pct-state-3B | OfficeSmall | STD2013 | TX-ElPaso-TX | Zone3B | Zone3B(TX-ElPaso-TX) | ASHRAE30pct-state-STD2013 | state | TX | 0.0817 | 0.67 | ASHRAE30pct-state-3B_OfficeSmall_STD2013_TX-ElPaso-TX.table.csv.gz | Small Office | El Paso International Ap Ut TX USA TMY3 WMO#=722700 | Natural Gas | 303.3015 | 0 | 0 | 0 | 0 | 0 | 0 | 0 | 0 | 0 | 0 | 0 | 0 | 0 | 303.3015 | 0 | 303.3015 | 0 | 0 | 2.0321 | 0 | 0 | 0 | 0 | 0 | 0 | 0 | 0 | 0 | 0 | 0 | 0 | 0 | 2.0321 | 0 | 2.0321 | 0 | 0 | 0.3033 | 0 | 0 | 0 | 0 | 0 | 0 | 0 | 0 | 0 | 0 | 0 | 0 | 0 | 0.3033 | 0 | 0.3033 | 0 | 0 | 0 | 0 | 0 | 0 | 0 | 0 | 0 | 0.055126 | 0 | 0 | 0 | 0.055126 | 0.055126 | 0.055126 | 2
UT_3B_SO_2010_EL | 3B | SO | EL | 547 | ASHRAE30pct-state-3B | OfficeSmall | STD2010 | UT-SaintGeorge-UT | Zone3B | Zone3B(UT-SaintGeorge-UT) | ASHRAE30pct-state-STD2010 | state | UT | 0.0805 | 0.69 | ASHRAE30pct-state-3B_OfficeSmall_STD2010_UT-SaintGeorge-UT.table.csv.gz | Small Office | Saint George Awos UT USA TMY3 WMO#=724754 | Electricity | 666.6667 | 6752.7778 | 14930.5557 | 3408.3334 | 13663.889 | 0 | 6972.2223 | 0 | 0 | 0 | 0 | 5002.7778 | 0 | 0 | 51397.2226 | 0 | 51397.2226 | 0 | 0 | 53.6667 | 543.5986 | 1201.9097 | 274.3708 | 1099.9431 | 0 | 561.2639 | 0 | 0 | 0 | 0 | 402.7236 | 0 | 0 | 4137.4764 | 0 | 4137.4764 | 0 | 0 | 2.2753 | 23.047 | 50.9575 | 11.6325 | 46.6344 | 0 | 23.796 | 0 | 0 | 0 | 0 | 17.0743 | 0 | 0 | 175.4171 | 0 | 175.4171 | 0 | 0 | 9.2616 | 2.1142 | 8.4759 | 4.325 | 0 | 0 | 4.1888 | 0.41354 | 3.1033 | 0 | 0 | 31.8824 | 31.8824 | 31.8824 | 1
UT_3B_SO_2013_EL | 3B | SO | EL | 583 | ASHRAE30pct-state-3B | OfficeSmall | STD2013 | UT-SaintGeorge-UT | Zone3B | Zone3B(UT-SaintGeorge-UT) | ASHRAE30pct-state-STD2013 | state | UT | 0.0805 | 0.69 | ASHRAE30pct-state-3B_OfficeSmall_STD2013_UT-SaintGeorge-UT.table.csv.gz | Small Office | Saint George Awos UT USA TMY3 WMO#=724754 | Electricity | 752.7778 | 5819.4445 | 12794.4445 | 3408.3334 | 13413.889 | 0 | 6555.5556 | 0 | 0 | 0 | 0 | 5002.7778 | 0 | 0 | 47747.2226 | 0 | 47747.2226 | 0 | 0 | 60.5986 | 468.4653 | 1029.9528 | 274.3708 | 1079.8181 | 0 | 527.7222 | 0 | 0 | 0 | 0 | 402.7236 | 0 | 0 | 3843.6514 | 0 | 3843.6514 | 0 | 0 | 2.5692 | 19.8616 | 43.667 | 11.6325 | 45.7812 | 0 | 22.3739 | 0 | 0 | 0 | 0 | 17.0743 | 0 | 0 | 162.9598 | 0 | 162.9598 | 0 | 0 | 7.9366 | 2.1142 | 8.3208 | 4.0665 | 0 | 0 | 3.6099 | 0.46696 | 3.1033 | 0 | 0 | 29.6183 | 29.6183 | 29.6183 | 2
UT_3B_SO_2010_NG | 3B | SO | NG | 548 | ASHRAE30pct-state-3B | OfficeSmall | STD2010 | UT-SaintGeorge-UT | Zone3B | Zone3B(UT-SaintGeorge-UT) | ASHRAE30pct-state-STD2010 | state | UT | 0.0805 | 0.69 | ASHRAE30pct-state-3B_OfficeSmall_STD2010_UT-SaintGeorge-UT.table.csv.gz | Small Office | Saint George Awos UT USA TMY3 WMO#=724754 | Natural Gas | 151.6507 | 0 | 0 | 0 | 0 | 0 | 0 | 0 | 0 | 0 | 0 | 0 | 0 | 0 | 151.6507 | 0 | 151.6507 | 0 | 0 | 1.0464 | 0 | 0 | 0 | 0 | 0 | 0 | 0 | 0 | 0 | 0 | 0 | 0 | 0 | 1.0464 | 0 | 1.0464 | 0 | 0 | 0.15165 | 0 | 0 | 0 | 0 | 0 | 0 | 0 | 0 | 0 | 0 | 0 | 0 | 0 | 0.15165 | 0 | 0.15165 | 0 | 0 | 0 | 0 | 0 | 0 | 0 | 0 | 0 | 0.027563 | 0 | 0 | 0 | 0.027563 | 0.027563 | 0.027563 | 1
UT_3B_SO_2013_NG | 3B | SO | NG | 584 | ASHRAE30pct-state-3B | OfficeSmall | STD2013 | UT-SaintGeorge-UT | Zone3B | Zone3B(UT-SaintGeorge-UT) | ASHRAE30pct-state-STD2013 | state | UT | 0.0805 | 0.69 | ASHRAE30pct-state-3B_OfficeSmall_STD2013_UT-SaintGeorge-UT.table.csv.gz | Small Office | Saint George Awos UT USA TMY3 WMO#=724754 | Natural Gas | 227.4761 | 0 | 0 | 0 | 0 | 0 | 0 | 0 | 0 | 0 | 0 | 0 | 0 | 0 | 227.4761 | 0 | 227.4761 | 0 | 0 | 1.5696 | 0 | 0 | 0 | 0 | 0 | 0 | 0 | 0 | 0 | 0 | 0 | 0 | 0 | 1.5696 | 0 | 1.5696 | 0 | 0 | 0.22748 | 0 | 0 | 0 | 0 | 0 | 0 | 0 | 0 | 0 | 0 | 0 | 0 | 0 | 0.22748 | 0 | 0.22748 | 0 | 0 | 0 | 0 | 0 | 0 | 0 | 0 | 0 | 0.041344 | 0 | 0 | 0 | 0.041344 | 0.041344 | 0.041344 | 2
CA_3C_SO_2010_EL | 3C | SO | EL | 595 | ASHRAE30pct-state-3C | OfficeSmall | STD2010 | CA-SanFrancisco-CA | Zone3C | Zone3C(CA-SanFrancisco-CA) | ASHRAE30pct-state-STD2010 | state | CA | 0.136 | 0.7 | ASHRAE30pct-state-3C_OfficeSmall_STD2010_CA-SanFrancisco-CA.table.csv.gz | Small Office | San Francisco Intl Ap CA USA TMY3 WMO#=724940 | Electricity | 316.6667 | 3005.5556 | 14925.0001 | 3413.8889 | 13663.889 | 0 | 5277.7778 | 0 | 0 | 0 | 0 | 5002.7778 | 0 | 0 | 45605.5559 | 0 | 45605.5559 | 0 | 0 | 43.0667 | 408.7556 | 2029.8 | 464.2889 | 1858.2889 | 0 | 717.7778 | 0 | 0 | 0 | 0 | 680.3778 | 0 | 0 | 6202.3556 | 0 | 6202.3556 | 0 | 0 | 1.0808 | 10.2579 | 50.9386 | 11.6515 | 46.6344 | 0 | 18.0129 | 0 | 0 | 0 | 0 | 17.0743 | 0 | 0 | 155.6503 | 0 | 155.6503 | 0 | 0 | 9.2582 | 2.1177 | 8.4759 | 3.2739 | 0 | 0 | 1.8644 | 0.19643 | 3.1033 | 0 | 0 | 28.2898 | 28.2898 | 28.2898 | 1
CA_3C_SO_2013_EL | 3C | SO | EL | 601 | ASHRAE30pct-state-3C | OfficeSmall | STD2013 | CA-SanFrancisco-CA | Zone3C | Zone3C(CA-SanFrancisco-CA) | ASHRAE30pct-state-STD2013 | state | CA | 0.136 | 0.7 | ASHRAE30pct-state-3C_OfficeSmall_STD2013_CA-SanFrancisco-CA.table.csv.gz | Small Office | San Francisco Intl Ap CA USA TMY3 WMO#=724940 | Electricity | 383.3333 | 2047.2222 | 12788.889 | 3413.8889 | 13413.889 | 0 | 4755.5556 | 0 | 0 | 0 | 0 | 5002.7778 | 0 | 0 | 41805.5559 | 0 | 41805.5559 | 7.276e-12 | 7.276e-12 | 52.1333 | 278.4222 | 1739.2889 | 464.2889 | 1824.2889 | 0 | 646.7556 | 0 | 0 | 0 | 0 | 680.3778 | 0 | 0 | 5685.5556 | 0 | 5685.5556 | 9.8953e-13 | 9.8953e-13 | 1.3083 | 6.9871 | 43.6481 | 11.6515 | 45.7812 | 0 | 16.2306 | 0 | 0 | 0 | 0 | 17.0743 | 0 | 0 | 142.6811 | 0 | 142.6811 | 2.4833e-14 | 2.4833e-14 | 7.9331 | 2.1177 | 8.3208 | 2.9499 | 0 | 0 | 1.2699 | 0.23779 | 3.1033 | 0 | 0 | 25.9326 | 25.9326 | 25.9326 | 2
CA_3C_SO_2010_NG | 3C | SO | NG | 596 | ASHRAE30pct-state-3C | OfficeSmall | STD2010 | CA-SanFrancisco-CA | Zone3C | Zone3C(CA-SanFrancisco-CA) | ASHRAE30pct-state-STD2010 | state | CA | 0.136 | 0.7 | ASHRAE30pct-state-3C_OfficeSmall_STD2010_CA-SanFrancisco-CA.table.csv.gz | Small Office | San Francisco Intl Ap CA USA TMY3 WMO#=724940 | Natural Gas | 9.4782 | 0 | 0 | 0 | 0 | 0 | 0 | 0 | 0 | 0 | 0 | 0 | 0 | 0 | 9.4782 | 0 | 9.4782 | 0 | 0 | 0.066347 | 0 | 0 | 0 | 0 | 0 | 0 | 0 | 0 | 0 | 0 | 0 | 0 | 0 | 0.066347 | 0 | 0.066347 | 0 | 0 | 0.0094782 | 0 | 0 | 0 | 0 | 0 | 0 | 0 | 0 | 0 | 0 | 0 | 0 | 0 | 0.0094782 | 0 | 0.0094782 | 0 | 0 | 0 | 0 | 0 | 0 | 0 | 0 | 0 | 0.0017227 | 0 | 0 | 0 | 0.0017227 | 0.0017227 | 0.0017227 | 1
CA_3C_SO_2013_NG | 3C | SO | NG | 602 | ASHRAE30pct-state-3C | OfficeSmall | STD2013 | CA-SanFrancisco-CA | Zone3C | Zone3C(CA-SanFrancisco-CA) | ASHRAE30pct-state-STD2013 | state | CA | 0.136 | 0.7 | ASHRAE30pct-state-3C_OfficeSmall_STD2013_CA-SanFrancisco-CA.table.csv.gz | Small Office | San Francisco Intl Ap CA USA TMY3 WMO#=724940 | Natural Gas | 18.9563 | 0 | 0 | 0 | 0 | 0 | 0 | 0 | 0 | 0 | 0 | 0 | 0 | 0 | 18.9563 | 0 | 18.9563 | 0 | 0 | 0.13269 | 0 | 0 | 0 | 0 | 0 | 0 | 0 | 0 | 0 | 0 | 0 | 0 | 0 | 0.13269 | 0 | 0.13269 | 0 | 0 | 0.018956 | 0 | 0 | 0 | 0 | 0 | 0 | 0 | 0 | 0 | 0 | 0 | 0 | 0 | 0.018956 | 0 | 0.018956 | 0 | 0 | 0 | 0 | 0 | 0 | 0 | 0 | 0 | 0.0034454 | 0 | 0 | 0 | 0.0034454 | 0.0034454 | 0.0034454 | 2
AR_4A_SO_2010_EL | 4A | SO | EL | 715 | ASHRAE30pct-state-4A | OfficeSmall | STD2010 | AR-Springfield-MO | Zone4A | Zone4A(AR-Springfield-MO) | ASHRAE30pct-state-STD2010 | state | AR | 0.0768 | 0.77 | ASHRAE30pct-state-4A_OfficeSmall_STD2010_AR-Springfield-MO.table.csv.gz | Small Office | Springfield Regional Arpt MO USA TMY3 WMO#=724400 | Electricity | 1908.3333 | 6463.8889 | 14786.1112 | 3411.1111 | 13663.889 | 0 | 6513.8889 | 0 | 0 | 0 | 0 | 5002.7778 | 0 | 0 | 51752.7782 | 0 | 51750.0004 | 2.7778 | 2.7778 | 146.56 | 496.4267 | 1135.5733 | 261.9733 | 1049.3867 | 0 | 500.2667 | 0 | 0 | 0 | 0 | 384.2133 | 0 | 0 | 3974.6134 | 0 | 3974.4 | 0.21333 | 0.21333 | 6.5131 | 22.0611 | 50.4645 | 11.642 | 46.6344 | 0 | 22.2317 | 0 | 0 | 0 | 0 | 17.0743 | 0 | 0 | 176.6306 | 0 | 176.6211 | 0.0094805 | 0.0094805 | 9.172 | 2.116 | 8.4776 | 4.0407 | 0 | 0 | 4.0096 | 1.1838 | 3.1033 | 0 | 0 | 32.1013 | 32.103 | 32.103 | 1
AR_4A_SO_2013_EL | 4A | SO | EL | 823 | ASHRAE30pct-state-4A | OfficeSmall | STD2013 | AR-Springfield-MO | Zone4A | Zone4A(AR-Springfield-MO) | ASHRAE30pct-state-STD2013 | state | AR | 0.0768 | 0.77 | ASHRAE30pct-state-4A_OfficeSmall_STD2013_AR-Springfield-MO.table.csv.gz | Small Office | Springfield Regional Arpt MO USA TMY3 WMO#=724400 | Electricity | 1525 | 4638.8889 | 12552.7779 | 3411.1111 | 13413.889 | 0 | 5580.5556 | 0 | 0 | 0 | 0 | 5002.7778 | 0 | 0 | 46122.2226 | 0 | 46125.0004 | -2.7778 | -2.7778 | 117.12 | 356.2667 | 964.0533 | 261.9733 | 1030.1867 | 0 | 428.5867 | 0 | 0 | 0 | 0 | 384.2133 | 0 | 0 | 3542.1867 | 0 | 3542.4 | -0.21333 | -0.21333 | 5.2048 | 15.8324 | 42.8422 | 11.642 | 45.7812 | 0 | 19.0463 | 0 | 0 | 0 | 0 | 17.0743 | 0 | 0 | 157.4137 | 0 | 157.4232 | -0.0094805 | -0.0094805 | 7.7867 | 2.116 | 8.3191 | 3.4617 | 0 | 0 | 2.8776 | 0.94598 | 3.1033 | 0 | 0 | 28.612 | 28.6103 | 28.6103 | 2
AR_4A_SO_2010_NG | 4A | SO | NG | 716 | ASHRAE30pct-state-4A | OfficeSmall | STD2010 | AR-Springfield-MO | Zone4A | Zone4A(AR-Springfield-MO) | ASHRAE30pct-state-STD2010 | state | AR | 0.0768 | 0.77 | ASHRAE30pct-state-4A_OfficeSmall_STD2010_AR-Springfield-MO.table.csv.gz | Small Office | Springfield Regional Arpt MO USA TMY3 WMO#=724400 | Natural Gas | 3743.8776 | 0 | 0 | 0 | 0 | 0 | 0 | 0 | 0 | 0 | 0 | 0 | 0 | 0 | 3743.8776 | 0 | 3743.8776 | 0 | 0 | 28.8279 | 0 | 0 | 0 | 0 | 0 | 0 | 0 | 0 | 0 | 0 | 0 | 0 | 0 | 28.8279 | 0 | 28.8279 | 0 | 0 | 3.7439 | 0 | 0 | 0 | 0 | 0 | 0 | 0 | 0 | 0 | 0 | 0 | 0 | 0 | 3.7439 | 0 | 3.7439 | 0 | 0 | 0 | 0 | 0 | 0 | 0 | 0 | 0 | 0.68046 | 0 | 0 | 0 | 0.68046 | 0.68046 | 0.68046 | 1
AR_4A_SO_2013_NG | 4A | SO | NG | 824 | ASHRAE30pct-state-4A | OfficeSmall | STD2013 | AR-Springfield-MO | Zone4A | Zone4A(AR-Springfield-MO) | ASHRAE30pct-state-STD2013 | state | AR | 0.0768 | 0.77 | ASHRAE30pct-state-4A_OfficeSmall_STD2013_AR-Springfield-MO.table.csv.gz | Small Office | Springfield Regional Arpt MO USA TMY3 WMO#=724400 | Natural Gas | 2767.626 | 0 | 0 | 0 | 0 | 0 | 0 | 0 | 0 | 0 | 0 | 0 | 0 | 0 | 2767.626 | 0 | 2767.626 | 0 | 0 | 21.3107 | 0 | 0 | 0 | 0 | 0 | 0 | 0 | 0 | 0 | 0 | 0 | 0 | 0 | 21.3107 | 0 | 21.3107 | 0 | 0 | 2.7676 | 0 | 0 | 0 | 0 | 0 | 0 | 0 | 0 | 0 | 0 | 0 | 0 | 0 | 2.7676 | 0 | 2.7676 | 0 | 0 | 0 | 0 | 0 | 0 | 0 | 0 | 0 | 0.50302 | 0 | 0 | 0 | 0.50302 | 0.50302 | 0.50302 | 2
DC_4A_SO_2010_EL | 4A | SO | EL | 721 | ASHRAE30pct-state-4A | OfficeSmall | STD2010 | DC-Baltimore-MD | Zone4A | Zone4A(DC-Baltimore-MD) | ASHRAE30pct-state-STD2010 | state | DC | 0.12 | 1.12 | ASHRAE30pct-state-4A_OfficeSmall_STD2010_DC-Baltimore-MD.table.csv.gz | Small Office | Baltimore Blt Washngtn IntL MD USA TMY3 WMO#=724060 | Electricity | 1894.4445 | 6130.5556 | 14791.6668 | 3413.8889 | 13663.889 | 0 | 6127.7778 | 0 | 0 | 0 | 0 | 5002.7778 | 0 | 0 | 51025.0004 | 0 | 51025.0004 | 0 | 0 | 227.3333 | 735.6667 | 1775 | 409.6667 | 1639.6667 | 0 | 735.3333 | 0 | 0 | 0 | 0 | 600.3333 | 0 | 0 | 6123 | 0 | 6123 | 0 | 0 | 6.4657 | 20.9234 | 50.4835 | 11.6515 | 46.6344 | 0 | 20.9139 | 0 | 0 | 0 | 0 | 17.0743 | 0 | 0 | 174.1467 | 0 | 174.1467 | 0 | 0 | 9.1755 | 2.1177 | 8.4759 | 3.8011 | 0 | 0 | 3.8029 | 1.1752 | 3.1033 | 0 | 0 | 31.6515 | 31.6515 | 31.6515 | 1
DC_4A_SO_2013_EL | 4A | SO | EL | 829 | ASHRAE30pct-state-4A | OfficeSmall | STD2013 | DC-Baltimore-MD | Zone4A | Zone4A(DC-Baltimore-MD) | ASHRAE30pct-state-STD2013 | state | DC | 0.12 | 1.12 | ASHRAE30pct-state-4A_OfficeSmall_STD2013_DC-Baltimore-MD.table.csv.gz | Small Office | Baltimore Blt Washngtn IntL MD USA TMY3 WMO#=724060 | Electricity | 1508.3333 | 4419.4445 | 12561.1112 | 3413.8889 | 13413.889 | 0 | 5261.1112 | 0 | 0 | 0 | 0 | 5002.7778 | 0 | 0 | 45583.3337 | 0 | 45580.5559 | 2.7778 | 2.7778 | 181 | 530.3333 | 1507.3333 | 409.6667 | 1609.6667 | 0 | 631.3333 | 0 | 0 | 0 | 0 | 600.3333 | 0 | 0 | 5470 | 0 | 5469.6667 | 0.33333 | 0.33333 | 5.1479 | 15.0834 | 42.8707 | 11.6515 | 45.7812 | 0 | 17.956 | 0 | 0 | 0 | 0 | 17.0743 | 0 | 0 | 155.5745 | 0 | 155.565 | 0.0094805 | 0.0094805 | 7.7918 | 2.1177 | 8.3225 | 3.2635 | 0 | 0 | 2.7414 | 0.93564 | 3.1033 | 0 | 0 | 28.2743 | 28.276 | 28.276 | 2
DC_4A_SO_2010_NG | 4A | SO | NG | 722 | ASHRAE30pct-state-4A | OfficeSmall | STD2010 | DC-Baltimore-MD | Zone4A | Zone4A(DC-Baltimore-MD) | ASHRAE30pct-state-STD2010 | state | DC | 0.12 | 1.12 | ASHRAE30pct-state-4A_OfficeSmall_STD2010_DC-Baltimore-MD.table.csv.gz | Small Office | Baltimore Blt Washngtn IntL MD USA TMY3 WMO#=724060 | Natural Gas | 2037.8068 | 0 | 0 | 0 | 0 | 0 | 0 | 0 | 0 | 0 | 0 | 0 | 0 | 0 | 2037.8068 | 0 | 2037.8068 | 0 | 0 | 22.8234 | 0 | 0 | 0 | 0 | 0 | 0 | 0 | 0 | 0 | 0 | 0 | 0 | 0 | 22.8234 | 0 | 22.8234 | 0 | 0 | 2.0378 | 0 | 0 | 0 | 0 | 0 | 0 | 0 | 0 | 0 | 0 | 0 | 0 | 0 | 2.0378 | 0 | 2.0378 | 0 | 0 | 0 | 0 | 0 | 0 | 0 | 0 | 0 | 0.37038 | 0 | 0 | 0 | 0.37038 | 0.37038 | 0.37038 | 1
DC_4A_SO_2013_NG | 4A | SO | NG | 830 | ASHRAE30pct-state-4A | OfficeSmall | STD2013 | DC-Baltimore-MD | Zone4A | Zone4A(DC-Baltimore-MD) | ASHRAE30pct-state-STD2013 | state | DC | 0.12 | 1.12 | ASHRAE30pct-state-4A_OfficeSmall_STD2013_DC-Baltimore-MD.table.csv.gz | Small Office | Baltimore Blt Washngtn IntL MD USA TMY3 WMO#=724060 | Natural Gas | 1450.1602 | 0 | 0 | 0 | 0 | 0 | 0 | 0 | 0 | 0 | 0 | 0 | 0 | 0 | 1450.1602 | 0 | 1450.1602 | 0 | 0 | 16.2418 | 0 | 0 | 0 | 0 | 0 | 0 | 0 | 0 | 0 | 0 | 0 | 0 | 0 | 16.2418 | 0 | 16.2418 | 0 | 0 | 1.4502 | 0 | 0 | 0 | 0 | 0 | 0 | 0 | 0 | 0 | 0 | 0 | 0 | 0 | 1.4502 | 0 | 1.4502 | 0 | 0 | 0 | 0 | 0 | 0 | 0 | 0 | 0 | 0.26357 | 0 | 0 | 0 | 0.26357 | 0.26357 | 0.26357 | 2
DE_4A_SO_2010_EL | 4A | SO | EL | 727 | ASHRAE30pct-state-4A | OfficeSmall | STD2010 | DE-Wilmington-DE | Zone4A | Zone4A(DE-Wilmington-DE) | ASHRAE30pct-state-STD2010 | state | DE | 0.1011 | 1.3 | ASHRAE30pct-state-4A_OfficeSmall_STD2010_DE-Wilmington-DE.table.csv.gz | Small Office | Wilmington New Castle Cnty Ap DE USA TMY3 WMO#=724089 | Electricity | 2175 | 5716.6667 | 14783.3335 | 3416.6667 | 13663.889 | 0 | 6069.4445 | 0 | 0 | 0 | 0 | 5002.7778 | 0 | 0 | 50830.556 | 0 | 50827.7782 | 2.7778 | 2.7778 | 219.8925 | 577.955 | 1494.595 | 345.425 | 1381.4192 | 0 | 613.6208 | 0 | 0 | 0 | 0 | 505.7808 | 0 | 0 | 5138.9692 | 0 | 5138.6884 | 0.28083 | 0.28083 | 7.4232 | 19.5108 | 50.4551 | 11.661 | 46.6344 | 0 | 20.7148 | 0 | 0 | 0 | 0 | 17.0743 | 0 | 0 | 173.4831 | 0 | 173.4736 | 0.0094805 | 0.0094805 | 9.1703 | 2.1194 | 8.4776 | 3.765 | 0 | 0 | 3.5461 | 1.3492 | 3.1033 | 0 | 0 | 31.5292 | 31.5309 | 31.5309 | 1
DE_4A_SO_2013_EL | 4A | SO | EL | 835 | ASHRAE30pct-state-4A | OfficeSmall | STD2013 | DE-Wilmington-DE | Zone4A | Zone4A(DE-Wilmington-DE) | ASHRAE30pct-state-STD2013 | state | DE | 0.1011 | 1.3 | ASHRAE30pct-state-4A_OfficeSmall_STD2013_DE-Wilmington-DE.table.csv.gz | Small Office | Wilmington New Castle Cnty Ap DE USA TMY3 WMO#=724089 | Electricity | 1741.6667 | 4127.7778 | 12552.7779 | 3416.6667 | 13413.889 | 0 | 5230.5556 | 0 | 0 | 0 | 0 | 5002.7778 | 0 | 0 | 45486.1115 | 0 | 45486.1115 | 0 | 0 | 176.0825 | 417.3183 | 1269.0858 | 345.425 | 1356.1442 | 0 | 528.8092 | 0 | 0 | 0 | 0 | 505.7808 | 0 | 0 | 4598.6459 | 0 | 4598.6459 | 0 | 0 | 5.9443 | 14.088 | 42.8422 | 11.661 | 45.7812 | 0 | 17.8517 | 0 | 0 | 0 | 0 | 17.0743 | 0 | 0 | 155.2427 | 0 | 155.2427 | 0 | 0 | 7.7867 | 2.1194 | 8.3208 | 3.2446 | 0 | 0 | 2.5605 | 1.0804 | 3.1033 | 0 | 0 | 28.2157 | 28.2157 | 28.2157 | 2
DE_4A_SO_2010_NG | 4A | SO | NG | 728 | ASHRAE30pct-state-4A | OfficeSmall | STD2010 | DE-Wilmington-DE | Zone4A | Zone4A(DE-Wilmington-DE) | ASHRAE30pct-state-STD2010 | state | DE | 0.1011 | 1.3 | ASHRAE30pct-state-4A_OfficeSmall_STD2010_DE-Wilmington-DE.table.csv.gz | Small Office | Wilmington New Castle Cnty Ap DE USA TMY3 WMO#=724089 | Natural Gas | 3080.4056 | 0 | 0 | 0 | 0 | 0 | 0 | 0 | 0 | 0 | 0 | 0 | 0 | 0 | 3080.4056 | 0 | 3080.4056 | 0 | 0 | 40.0453 | 0 | 0 | 0 | 0 | 0 | 0 | 0 | 0 | 0 | 0 | 0 | 0 | 0 | 40.0453 | 0 | 40.0453 | 0 | 0 | 3.0804 | 0 | 0 | 0 | 0 | 0 | 0 | 0 | 0 | 0 | 0 | 0 | 0 | 0 | 3.0804 | 0 | 3.0804 | 0 | 0 | 0 | 0 | 0 | 0 | 0 | 0 | 0 | 0.55987 | 0 | 0 | 0 | 0.55987 | 0.55987 | 0.55987 | 1
DE_4A_SO_2013_NG | 4A | SO | NG | 836 | ASHRAE30pct-state-4A | OfficeSmall | STD2013 | DE-Wilmington-DE | Zone4A | Zone4A(DE-Wilmington-DE) | ASHRAE30pct-state-STD2013 | state | DE | 0.1011 | 1.3 | ASHRAE30pct-state-4A_OfficeSmall_STD2013_DE-Wilmington-DE.table.csv.gz | Small Office | Wilmington New Castle Cnty Ap DE USA TMY3 WMO#=724089 | Natural Gas | 2123.1103 | 0 | 0 | 0 | 0 | 0 | 0 | 0 | 0 | 0 | 0 | 0 | 0 | 0 | 2123.1103 | 0 | 2123.1103 | 0 | 0 | 27.6004 | 0 | 0 | 0 | 0 | 0 | 0 | 0 | 0 | 0 | 0 | 0 | 0 | 0 | 27.6004 | 0 | 27.6004 | 0 | 0 | 2.1231 | 0 | 0 | 0 | 0 | 0 | 0 | 0 | 0 | 0 | 0 | 0 | 0 | 0 | 2.1231 | 0 | 2.1231 | 0 | 0 | 0 | 0 | 0 | 0 | 0 | 0 | 0 | 0.38588 | 0 | 0 | 0 | 0.38588 | 0.38588 | 0.38588 | 2
GA_4A_SO_2010_EL | 4A | SO | EL | 733 | ASHRAE30pct-state-4A | OfficeSmall | STD2010 | GA-Chattanooga-TN | Zone4A | Zone4A(GA-Chattanooga-TN) | ASHRAE30pct-state-STD2010 | state | GA | 0.0947 | 0.94 | ASHRAE30pct-state-4A_OfficeSmall_STD2010_GA-Chattanooga-TN.table.csv.gz | Small Office | Chattanooga Lovell Field Ap TN USA TMY3 WMO#=723240 | Electricity | 1011.1111 | 7275.0001 | 14788.889 | 3413.8889 | 13663.889 | 0 | 6277.7778 | 0 | 0 | 0 | 0 | 5002.7778 | 0 | 0 | 51433.3337 | 0 | 51433.3337 | 0 | 0 | 95.7522 | 688.9425 | 1400.5078 | 323.2953 | 1293.9703 | 0 | 594.5056 | 0 | 0 | 0 | 0 | 473.7631 | 0 | 0 | 4870.7367 | 0 | 4870.7367 | 0 | 0 | 3.4509 | 24.8293 | 50.474 | 11.6515 | 46.6344 | 0 | 21.4259 | 0 | 0 | 0 | 0 | 17.0743 | 0 | 0 | 175.5404 | 0 | 175.5404 | 0 | 0 | 9.1738 | 2.1177 | 8.4759 | 3.8942 | 0 | 0 | 4.5128 | 0.62721 | 3.1033 | 0 | 0 | 31.9048 | 31.9048 | 31.9048 | 1
GA_4A_SO_2013_EL | 4A | SO | EL | 841 | ASHRAE30pct-state-4A | OfficeSmall | STD2013 | GA-Chattanooga-TN | Zone4A | Zone4A(GA-Chattanooga-TN) | ASHRAE30pct-state-STD2013 | state | GA | 0.0947 | 0.94 | ASHRAE30pct-state-4A_OfficeSmall_STD2013_GA-Chattanooga-TN.table.csv.gz | Small Office | Chattanooga Lovell Field Ap TN USA TMY3 WMO#=723240 | Electricity | 777.7778 | 5230.5556 | 12552.7779 | 3413.8889 | 13413.889 | 0 | 5325 | 0 | 0 | 0 | 0 | 5002.7778 | 0 | 0 | 45716.667 | 0 | 45716.667 | 0 | 0 | 73.6556 | 495.3336 | 1188.7481 | 323.2953 | 1270.2953 | 0 | 504.2775 | 0 | 0 | 0 | 0 | 473.7631 | 0 | 0 | 4329.3684 | 0 | 4329.3684 | 0 | 0 | 2.6545 | 17.8517 | 42.8422 | 11.6515 | 45.7812 | 0 | 18.1741 | 0 | 0 | 0 | 0 | 17.0743 | 0 | 0 | 156.0296 | 0 | 156.0296 | 0 | 0 | 7.7867 | 2.1177 | 8.3208 | 3.3032 | 0 | 0 | 3.2446 | 0.48247 | 3.1033 | 0 | 0 | 28.3587 | 28.3587 | 28.3587 | 2
GA_4A_SO_2010_NG | 4A | SO | NG | 734 | ASHRAE30pct-state-4A | OfficeSmall | STD2010 | GA-Chattanooga-TN | Zone4A | Zone4A(GA-Chattanooga-TN) | ASHRAE30pct-state-STD2010 | state | GA | 0.0947 | 0.94 | ASHRAE30pct-state-4A_OfficeSmall_STD2010_GA-Chattanooga-TN.table.csv.gz | Small Office | Chattanooga Lovell Field Ap TN USA TMY3 WMO#=723240 | Natural Gas | 464.4304 | 0 | 0 | 0 | 0 | 0 | 0 | 0 | 0 | 0 | 0 | 0 | 0 | 0 | 464.4304 | 0 | 464.4304 | 0 | 0 | 4.3656 | 0 | 0 | 0 | 0 | 0 | 0 | 0 | 0 | 0 | 0 | 0 | 0 | 0 | 4.3656 | 0 | 4.3656 | 0 | 0 | 0.46443 | 0 | 0 | 0 | 0 | 0 | 0 | 0 | 0 | 0 | 0 | 0 | 0 | 0 | 0.46443 | 0 | 0.46443 | 0 | 0 | 0 | 0 | 0 | 0 | 0 | 0 | 0 | 0.084411 | 0 | 0 | 0 | 0.084411 | 0.084411 | 0.084411 | 1
GA_4A_SO_2013_NG | 4A | SO | NG | 842 | ASHRAE30pct-state-4A | OfficeSmall | STD2013 | GA-Chattanooga-TN | Zone4A | Zone4A(GA-Chattanooga-TN) | ASHRAE30pct-state-STD2013 | state | GA | 0.0947 | 0.94 | ASHRAE30pct-state-4A_OfficeSmall_STD2013_GA-Chattanooga-TN.table.csv.gz | Small Office | Chattanooga Lovell Field Ap TN USA TMY3 WMO#=723240 | Natural Gas | 303.3015 | 0 | 0 | 0 | 0 | 0 | 0 | 0 | 0 | 0 | 0 | 0 | 0 | 0 | 303.3015 | 0 | 303.3015 | 0 | 0 | 2.851 | 0 | 0 | 0 | 0 | 0 | 0 | 0 | 0 | 0 | 0 | 0 | 0 | 0 | 2.851 | 0 | 2.851 | 0 | 0 | 0.3033 | 0 | 0 | 0 | 0 | 0 | 0 | 0 | 0 | 0 | 0 | 0 | 0 | 0 | 0.3033 | 0 | 0.3033 | 0 | 0 | 0 | 0 | 0 | 0 | 0 | 0 | 0 | 0.055126 | 0 | 0 | 0 | 0.055126 | 0.055126 | 0.055126 | 2
IL_4A_SO_2010_EL | 4A | SO | EL | 739 | ASHRAE30pct-state-4A | OfficeSmall | STD2010 | IL-StLouis-MO | Zone4A | Zone4A(IL-StLouis-MO) | ASHRAE30pct-state-STD2010 | state | IL | 0.0819 | 0.76 | ASHRAE30pct-state-4A_OfficeSmall_STD2010_IL-StLouis-MO.table.csv.gz | Small Office | St Louis Lambert IntL Arpt MO USA TMY3 WMO#=724340 | Electricity | 2130.5556 | 6775.0001 | 14786.1112 | 3416.6667 | 13663.889 | 0 | 6508.3334 | 0 | 0 | 0 | 0 | 5002.7778 | 0 | 0 | 52283.3338 | 0 | 52283.3338 | 0 | 0 | 174.4925 | 554.8725 | 1210.9825 | 279.825 | 1119.0725 | 0 | 533.0325 | 0 | 0 | 0 | 0 | 409.7275 | 0 | 0 | 4282.005 | 0 | 4282.005 | 0 | 0 | 7.2715 | 23.1229 | 50.4645 | 11.661 | 46.6344 | 0 | 22.2127 | 0 | 0 | 0 | 0 | 17.0743 | 0 | 0 | 178.4414 | 0 | 178.4414 | 0 | 0 | 9.172 | 2.1194 | 8.4759 | 4.0372 | 0 | 0 | 4.2026 | 1.3216 | 3.1033 | 0 | 0 | 32.4321 | 32.4321 | 32.4321 | 1
IL_4A_SO_2013_EL | 4A | SO | EL | 847 | ASHRAE30pct-state-4A | OfficeSmall | STD2013 | IL-StLouis-MO | Zone4A | Zone4A(IL-StLouis-MO) | ASHRAE30pct-state-STD2013 | state | IL | 0.0819 | 0.76 | ASHRAE30pct-state-4A_OfficeSmall_STD2013_IL-StLouis-MO.table.csv.gz | Small Office | St Louis Lambert IntL Arpt MO USA TMY3 WMO#=724340 | Electricity | 1702.7778 | 4783.3334 | 12552.7779 | 3416.6667 | 13413.889 | 0 | 5550 | 0 | 0 | 0 | 0 | 5002.7778 | 0 | 0 | 46425.0004 | 0 | 46422.2226 | 2.7778 | 2.7778 | 139.4575 | 391.755 | 1028.0725 | 279.825 | 1098.5975 | 0 | 454.545 | 0 | 0 | 0 | 0 | 409.7275 | 0 | 0 | 3802.2075 | 0 | 3801.98 | 0.2275 | 0.2275 | 5.8115 | 16.3254 | 42.8422 | 11.661 | 45.7812 | 0 | 18.942 | 0 | 0 | 0 | 0 | 17.0743 | 0 | 0 | 158.4471 | 0 | 158.4376 | 0.0094805 | 0.0094805 | 7.7867 | 2.1194 | 8.3225 | 3.4427 | 0 | 0 | 2.9672 | 1.0563 | 3.1033 | 0 | 0 | 28.7964 | 28.7981 | 28.7981 | 2
IL_4A_SO_2010_NG | 4A | SO | NG | 740 | ASHRAE30pct-state-4A | OfficeSmall | STD2010 | IL-StLouis-MO | Zone4A | Zone4A(IL-StLouis-MO) | ASHRAE30pct-state-STD2010 | state | IL | 0.0819 | 0.76 | ASHRAE30pct-state-4A_OfficeSmall_STD2010_IL-StLouis-MO.table.csv.gz | Small Office | St Louis Lambert IntL Arpt MO USA TMY3 WMO#=724340 | Natural Gas | 4767.5201 | 0 | 0 | 0 | 0 | 0 | 0 | 0 | 0 | 0 | 0 | 0 | 0 | 0 | 4767.5201 | 0 | 4767.5201 | 0 | 0 | 36.2332 | 0 | 0 | 0 | 0 | 0 | 0 | 0 | 0 | 0 | 0 | 0 | 0 | 0 | 36.2332 | 0 | 36.2332 | 0 | 0 | 4.7675 | 0 | 0 | 0 | 0 | 0 | 0 | 0 | 0 | 0 | 0 | 0 | 0 | 0 | 4.7675 | 0 | 4.7675 | 0 | 0 | 0 | 0 | 0 | 0 | 0 | 0 | 0 | 0.86651 | 0 | 0 | 0 | 0.86651 | 0.86651 | 0.86651 | 1
IL_4A_SO_2013_NG | 4A | SO | NG | 848 | ASHRAE30pct-state-4A | OfficeSmall | STD2013 | IL-StLouis-MO | Zone4A | Zone4A(IL-StLouis-MO) | ASHRAE30pct-state-STD2013 | state | IL | 0.0819 | 0.76 | ASHRAE30pct-state-4A_OfficeSmall_STD2013_IL-StLouis-MO.table.csv.gz | Small Office | St Louis Lambert IntL Arpt MO USA TMY3 WMO#=724340 | Natural Gas | 3649.0959 | 0 | 0 | 0 | 0 | 0 | 0 | 0 | 0 | 0 | 0 | 0 | 0 | 0 | 3649.0959 | 0 | 3649.0959 | 0 | 0 | 27.7331 | 0 | 0 | 0 | 0 | 0 | 0 | 0 | 0 | 0 | 0 | 0 | 0 | 0 | 27.7331 | 0 | 27.7331 | 0 | 0 | 3.6491 | 0 | 0 | 0 | 0 | 0 | 0 | 0 | 0 | 0 | 0 | 0 | 0 | 0 | 3.6491 | 0 | 3.6491 | 0 | 0 | 0 | 0 | 0 | 0 | 0 | 0 | 0 | 0.66323 | 0 | 0 | 0 | 0.66323 | 0.66323 | 0.66323 | 2
IN_4A_SO_2010_EL | 4A | SO | EL | 745 | ASHRAE30pct-state-4A | OfficeSmall | STD2010 | IN-Evansville-IN | Zone4A | Zone4A(IN-Evansville-IN) | ASHRAE30pct-state-STD2010 | state | IN | 0.0907 | 0.75 | ASHRAE30pct-state-4A_OfficeSmall_STD2010_IN-Evansville-IN.table.csv.gz | Small Office | Evansville Regional Ap IN USA TMY3 WMO#=724320 | Electricity | 1986.1111 | 6802.7778 | 14791.6668 | 3422.2222 | 13663.889 | 0 | 6247.2223 | 0 | 0 | 0 | 0 | 5002.7778 | 0 | 0 | 51919.4449 | 0 | 51916.6671 | 2.7778 | 2.7778 | 180.1403 | 617.0119 | 1341.6042 | 310.3956 | 1239.3147 | 0 | 566.6231 | 0 | 0 | 0 | 0 | 453.7519 | 0 | 0 | 4709.0936 | 0 | 4708.8417 | 0.25194 | 0.25194 | 6.7785 | 23.2177 | 50.4835 | 11.6799 | 46.6344 | 0 | 21.3216 | 0 | 0 | 0 | 0 | 17.0743 | 0 | 0 | 177.1995 | 0 | 177.19 | 0.0094805 | 0.0094805 | 9.1755 | 2.1229 | 8.4776 | 3.8752 | 0 | 0 | 4.2199 | 1.232 | 3.1033 | 0 | 0 | 32.2046 | 32.2064 | 32.2064 | 1
IN_4A_SO_2013_EL | 4A | SO | EL | 853 | ASHRAE30pct-state-4A | OfficeSmall | STD2013 | IN-Evansville-IN | Zone4A | Zone4A(IN-Evansville-IN) | ASHRAE30pct-state-STD2013 | state | IN | 0.0907 | 0.75 | ASHRAE30pct-state-4A_OfficeSmall_STD2013_IN-Evansville-IN.table.csv.gz | Small Office | Evansville Regional Ap IN USA TMY3 WMO#=724320 | Electricity | 1583.3333 | 4938.8889 | 12566.6668 | 3422.2222 | 13413.889 | 0 | 5347.2223 | 0 | 0 | 0 | 0 | 5002.7778 | 0 | 0 | 46277.7781 | 0 | 46275.0004 | 2.7778 | 2.7778 | 143.6083 | 447.9572 | 1139.7967 | 310.3956 | 1216.6397 | 0 | 484.9931 | 0 | 0 | 0 | 0 | 453.7519 | 0 | 0 | 4197.3945 | 0 | 4197.1425 | 0.25194 | 0.25194 | 5.4039 | 16.8563 | 42.8896 | 11.6799 | 45.7812 | 0 | 18.2499 | 0 | 0 | 0 | 0 | 17.0743 | 0 | 0 | 157.9446 | 0 | 157.9351 | 0.0094805 | 0.0094805 | 7.7953 | 2.1229 | 8.3225 | 3.317 | 0 | 0 | 3.0637 | 0.98216 | 3.1033 | 0 | 0 | 28.705 | 28.7068 | 28.7068 | 2
IN_4A_SO_2010_NG | 4A | SO | NG | 746 | ASHRAE30pct-state-4A | OfficeSmall | STD2010 | IN-Evansville-IN | Zone4A | Zone4A(IN-Evansville-IN) | ASHRAE30pct-state-STD2010 | state | IN | 0.0907 | 0.75 | ASHRAE30pct-state-4A_OfficeSmall_STD2010_IN-Evansville-IN.table.csv.gz | Small Office | Evansville Regional Ap IN USA TMY3 WMO#=724320 | Natural Gas | 2208.4139 | 0 | 0 | 0 | 0 | 0 | 0 | 0 | 0 | 0 | 0 | 0 | 0 | 0 | 2208.4139 | 0 | 2208.4139 | 0 | 0 | 16.5631 | 0 | 0 | 0 | 0 | 0 | 0 | 0 | 0 | 0 | 0 | 0 | 0 | 0 | 16.5631 | 0 | 16.5631 | 0 | 0 | 2.2084 | 0 | 0 | 0 | 0 | 0 | 0 | 0 | 0 | 0 | 0 | 0 | 0 | 0 | 2.2084 | 0 | 2.2084 | 0 | 0 | 0 | 0 | 0 | 0 | 0 | 0 | 0 | 0.40138 | 0 | 0 | 0 | 0.40138 | 0.40138 | 0.40138 | 1
IN_4A_SO_2013_NG | 4A | SO | NG | 854 | ASHRAE30pct-state-4A | OfficeSmall | STD2013 | IN-Evansville-IN | Zone4A | Zone4A(IN-Evansville-IN) | ASHRAE30pct-state-STD2013 | state | IN | 0.0907 | 0.75 | ASHRAE30pct-state-4A_OfficeSmall_STD2013_IN-Evansville-IN.table.csv.gz | Small Office | Evansville Regional Ap IN USA TMY3 WMO#=724320 | Natural Gas | 1469.1165 | 0 | 0 | 0 | 0 | 0 | 0 | 0 | 0 | 0 | 0 | 0 | 0 | 0 | 1469.1165 | 0 | 1469.1165 | 0 | 0 | 11.0184 | 0 | 0 | 0 | 0 | 0 | 0 | 0 | 0 | 0 | 0 | 0 | 0 | 0 | 11.0184 | 0 | 11.0184 | 0 | 0 | 1.4691 | 0 | 0 | 0 | 0 | 0 | 0 | 0 | 0 | 0 | 0 | 0 | 0 | 0 | 1.4691 | 0 | 1.4691 | 0 | 0 | 0 | 0 | 0 | 0 | 0 | 0 | 0 | 0.26702 | 0 | 0 | 0 | 0.26702 | 0.26702 | 0.26702 | 2
KS_4A_SO_2010_EL | 4A | SO | EL | 751 | ASHRAE30pct-state-4A | OfficeSmall | STD2010 | KS-Topeka-KS | Zone4A | Zone4A(KS-Topeka-KS) | ASHRAE30pct-state-STD2010 | state | KS | 0.0913 | 0.86 | ASHRAE30pct-state-4A_OfficeSmall_STD2010_KS-Topeka-KS.table.csv.gz | Small Office | Topeka Municipal Ap KS USA TMY3 WMO#=724560 | Electricity | 2297.2222 | 6725.0001 | 14788.889 | 3411.1111 | 13663.889 | 0 | 6630.5556 | 0 | 0 | 0 | 0 | 5002.7778 | 0 | 0 | 52522.2226 | 0 | 52519.4449 | 2.7778 | 2.7778 | 209.7364 | 613.9925 | 1350.2256 | 311.4344 | 1247.5131 | 0 | 605.3697 | 0 | 0 | 0 | 0 | 456.7536 | 0 | 0 | 4795.2789 | 0 | 4795.0253 | 0.25361 | 0.25361 | 7.8403 | 22.9522 | 50.474 | 11.642 | 46.6344 | 0 | 22.6299 | 0 | 0 | 0 | 0 | 17.0743 | 0 | 0 | 179.2567 | 0 | 179.2472 | 0.0094805 | 0.0094805 | 9.1738 | 2.116 | 8.4776 | 4.113 | 0 | 0 | 4.1716 | 1.425 | 3.1033 | 0 | 0 | 32.5786 | 32.5803 | 32.5803 | 1
KS_4A_SO_2013_EL | 4A | SO | EL | 859 | ASHRAE30pct-state-4A | OfficeSmall | STD2013 | KS-Topeka-KS | Zone4A | Zone4A(KS-Topeka-KS) | ASHRAE30pct-state-STD2013 | state | KS | 0.0913 | 0.86 | ASHRAE30pct-state-4A_OfficeSmall_STD2013_KS-Topeka-KS.table.csv.gz | Small Office | Topeka Municipal Ap KS USA TMY3 WMO#=724560 | Electricity | 1841.6667 | 4772.2223 | 12552.7779 | 3411.1111 | 13413.889 | 0 | 5669.4445 | 0 | 0 | 0 | 0 | 5002.7778 | 0 | 0 | 46666.667 | 0 | 46663.8893 | 2.7778 | 2.7778 | 168.1442 | 435.7039 | 1146.0686 | 311.4344 | 1224.6881 | 0 | 517.6203 | 0 | 0 | 0 | 0 | 456.7536 | 0 | 0 | 4260.6667 | 0 | 4260.4131 | 0.25361 | 0.25361 | 6.2856 | 16.2874 | 42.8422 | 11.642 | 45.7812 | 0 | 19.3496 | 0 | 0 | 0 | 0 | 17.0743 | 0 | 0 | 159.2719 | 0 | 159.2624 | 0.0094805 | 0.0094805 | 7.7867 | 2.116 | 8.3225 | 3.5168 | 0 | 0 | 2.9603 | 1.1424 | 3.1033 | 0 | 0 | 28.9463 | 28.948 | 28.948 | 2
KS_4A_SO_2010_NG | 4A | SO | NG | 752 | ASHRAE30pct-state-4A | OfficeSmall | STD2010 | KS-Topeka-KS | Zone4A | Zone4A(KS-Topeka-KS) | ASHRAE30pct-state-STD2010 | state | KS | 0.0913 | 0.86 | ASHRAE30pct-state-4A_OfficeSmall_STD2010_KS-Topeka-KS.table.csv.gz | Small Office | Topeka Municipal Ap KS USA TMY3 WMO#=724560 | Natural Gas | 4056.6573 | 0 | 0 | 0 | 0 | 0 | 0 | 0 | 0 | 0 | 0 | 0 | 0 | 0 | 4056.6573 | 0 | 4056.6573 | 0 | 0 | 34.8873 | 0 | 0 | 0 | 0 | 0 | 0 | 0 | 0 | 0 | 0 | 0 | 0 | 0 | 34.8873 | 0 | 34.8873 | 0 | 0 | 4.0567 | 0 | 0 | 0 | 0 | 0 | 0 | 0 | 0 | 0 | 0 | 0 | 0 | 0 | 4.0567 | 0 | 4.0567 | 0 | 0 | 0 | 0 | 0 | 0 | 0 | 0 | 0 | 0.73731 | 0 | 0 | 0 | 0.73731 | 0.73731 | 0.73731 | 1
KS_4A_SO_2013_NG | 4A | SO | NG | 860 | ASHRAE30pct-state-4A | OfficeSmall | STD2013 | KS-Topeka-KS | Zone4A | Zone4A(KS-Topeka-KS) | ASHRAE30pct-state-STD2013 | state | KS | 0.0913 | 0.86 | ASHRAE30pct-state-4A_OfficeSmall_STD2013_KS-Topeka-KS.table.csv.gz | Small Office | Topeka Municipal Ap KS USA TMY3 WMO#=724560 | Natural Gas | 2938.2331 | 0 | 0 | 0 | 0 | 0 | 0 | 0 | 0 | 0 | 0 | 0 | 0 | 0 | 2938.2331 | 0 | 2938.2331 | 0 | 0 | 25.2688 | 0 | 0 | 0 | 0 | 0 | 0 | 0 | 0 | 0 | 0 | 0 | 0 | 0 | 25.2688 | 0 | 25.2688 | 0 | 0 | 2.9382 | 0 | 0 | 0 | 0 | 0 | 0 | 0 | 0 | 0 | 0 | 0 | 0 | 0 | 2.9382 | 0 | 2.9382 | 0 | 0 | 0 | 0 | 0 | 0 | 0 | 0 | 0 | 0.53403 | 0 | 0 | 0 | 0.53403 | 0.53403 | 0.53403 | 2
KY_4A_SO_2010_EL | 4A | SO | EL | 757 | ASHRAE30pct-state-4A | OfficeSmall | STD2010 | KY-Lexington-KY | Zone4A | Zone4A(KY-Lexington-KY) | ASHRAE30pct-state-STD2010 | state | KY | 0.0866 | 0.81 | ASHRAE30pct-state-4A_OfficeSmall_STD2010_KY-Lexington-KY.table.csv.gz | Small Office | Lexington Bluegrass Ap KY USA TMY3 WMO#=724220 | Electricity | 2191.6667 | 5958.3334 | 14786.1112 | 3411.1111 | 13663.889 | 0 | 6261.1112 | 0 | 0 | 0 | 0 | 5002.7778 | 0 | 0 | 51275.0004 | 0 | 51275.0004 | 0 | 0 | 189.7983 | 515.9917 | 1280.4772 | 295.4022 | 1183.2928 | 0 | 542.2122 | 0 | 0 | 0 | 0 | 433.2406 | 0 | 0 | 4440.415 | 0 | 4440.415 | 0 | 0 | 7.4801 | 20.3356 | 50.4645 | 11.642 | 46.6344 | 0 | 21.369 | 0 | 0 | 0 | 0 | 17.0743 | 0 | 0 | 175 | 0 | 175 | 0 | 0 | 9.172 | 2.116 | 8.4759 | 3.8839 | 0 | 0 | 3.696 | 1.3595 | 3.1033 | 0 | 0 | 31.8066 | 31.8066 | 31.8066 | 1
KY_4A_SO_2013_EL | 4A | SO | EL | 865 | ASHRAE30pct-state-4A | OfficeSmall | STD2013 | KY-Lexington-KY | Zone4A | Zone4A(KY-Lexington-KY) | ASHRAE30pct-state-STD2013 | state | KY | 0.0866 | 0.81 | ASHRAE30pct-state-4A_OfficeSmall_STD2013_KY-Lexington-KY.table.csv.gz | Small Office | Lexington Bluegrass Ap KY USA TMY3 WMO#=724220 | Electricity | 1769.4445 | 4313.8889 | 12552.7779 | 3411.1111 | 13413.889 | 0 | 5402.7778 | 0 | 0 | 0 | 0 | 5002.7778 | 0 | 0 | 45866.667 | 0 | 45866.667 | 0 | 0 | 153.2339 | 373.5828 | 1087.0706 | 295.4022 | 1161.6428 | 0 | 467.8806 | 0 | 0 | 0 | 0 | 433.2406 | 0 | 0 | 3972.0534 | 0 | 3972.0534 | 0 | 0 | 6.0391 | 14.7232 | 42.8422 | 11.642 | 45.7812 | 0 | 18.4395 | 0 | 0 | 0 | 0 | 17.0743 | 0 | 0 | 156.5415 | 0 | 156.5415 | 0 | 0 | 7.7867 | 2.116 | 8.3208 | 3.3514 | 0 | 0 | 2.676 | 1.0976 | 3.1033 | 0 | 0 | 28.4517 | 28.4517 | 28.4517 | 2
KY_4A_SO_2010_NG | 4A | SO | NG | 758 | ASHRAE30pct-state-4A | OfficeSmall | STD2010 | KY-Lexington-KY | Zone4A | Zone4A(KY-Lexington-KY) | ASHRAE30pct-state-STD2010 | state | KY | 0.0866 | 0.81 | ASHRAE30pct-state-4A_OfficeSmall_STD2010_KY-Lexington-KY.table.csv.gz | Small Office | Lexington Bluegrass Ap KY USA TMY3 WMO#=724220 | Natural Gas | 3781.7903 | 0 | 0 | 0 | 0 | 0 | 0 | 0 | 0 | 0 | 0 | 0 | 0 | 0 | 3781.7903 | 0 | 3781.7903 | 0 | 0 | 30.6325 | 0 | 0 | 0 | 0 | 0 | 0 | 0 | 0 | 0 | 0 | 0 | 0 | 0 | 30.6325 | 0 | 30.6325 | 0 | 0 | 3.7818 | 0 | 0 | 0 | 0 | 0 | 0 | 0 | 0 | 0 | 0 | 0 | 0 | 0 | 3.7818 | 0 | 3.7818 | 0 | 0 | 0 | 0 | 0 | 0 | 0 | 0 | 0 | 0.68735 | 0 | 0 | 0 | 0.68735 | 0.68735 | 0.68735 | 1
KY_4A_SO_2013_NG | 4A | SO | NG | 866 | ASHRAE30pct-state-4A | OfficeSmall | STD2013 | KY-Lexington-KY | Zone4A | Zone4A(KY-Lexington-KY) | ASHRAE30pct-state-STD2013 | state | KY | 0.0866 | 0.81 | ASHRAE30pct-state-4A_OfficeSmall_STD2013_KY-Lexington-KY.table.csv.gz | Small Office | Lexington Bluegrass Ap KY USA TMY3 WMO#=724220 | Natural Gas | 2815.0168 | 0 | 0 | 0 | 0 | 0 | 0 | 0 | 0 | 0 | 0 | 0 | 0 | 0 | 2815.0168 | 0 | 2815.0168 | 0 | 0 | 22.8016 | 0 | 0 | 0 | 0 | 0 | 0 | 0 | 0 | 0 | 0 | 0 | 0 | 0 | 22.8016 | 0 | 22.8016 | 0 | 0 | 2.815 | 0 | 0 | 0 | 0 | 0 | 0 | 0 | 0 | 0 | 0 | 0 | 0 | 0 | 2.815 | 0 | 2.815 | 0 | 0 | 0 | 0 | 0 | 0 | 0 | 0 | 0 | 0.51164 | 0 | 0 | 0 | 0.51164 | 0.51164 | 0.51164 | 2
MD_4A_SO_2010_EL | 4A | SO | EL | 763 | ASHRAE30pct-state-4A | OfficeSmall | STD2010 | MD-Baltimore-MD | Zone4A | Zone4A(MD-Baltimore-MD) | ASHRAE30pct-state-STD2010 | state | MD | 0.1052 | 0.99 | ASHRAE30pct-state-4A_OfficeSmall_STD2010_MD-Baltimore-MD.table.csv.gz | Small Office | Baltimore Blt Washngtn IntL MD USA TMY3 WMO#=724060 | Electricity | 1894.4445 | 6130.5556 | 14791.6668 | 3413.8889 | 13663.889 | 0 | 6127.7778 | 0 | 0 | 0 | 0 | 5002.7778 | 0 | 0 | 51025.0004 | 0 | 51025.0004 | 0 | 0 | 199.2956 | 644.9344 | 1556.0833 | 359.1411 | 1437.4411 | 0 | 644.6422 | 0 | 0 | 0 | 0 | 526.2922 | 0 | 0 | 5367.83 | 0 | 5367.83 | 0 | 0 | 6.4657 | 20.9234 | 50.4835 | 11.6515 | 46.6344 | 0 | 20.9139 | 0 | 0 | 0 | 0 | 17.0743 | 0 | 0 | 174.1467 | 0 | 174.1467 | 0 | 0 | 9.1755 | 2.1177 | 8.4759 | 3.8011 | 0 | 0 | 3.8029 | 1.1752 | 3.1033 | 0 | 0 | 31.6515 | 31.6515 | 31.6515 | 1
MD_4A_SO_2013_EL | 4A | SO | EL | 871 | ASHRAE30pct-state-4A | OfficeSmall | STD2013 | MD-Baltimore-MD | Zone4A | Zone4A(MD-Baltimore-MD) | ASHRAE30pct-state-STD2013 | state | MD | 0.1052 | 0.99 | ASHRAE30pct-state-4A_OfficeSmall_STD2013_MD-Baltimore-MD.table.csv.gz | Small Office | Baltimore Blt Washngtn IntL MD USA TMY3 WMO#=724060 | Electricity | 1508.3333 | 4419.4445 | 12561.1112 | 3413.8889 | 13413.889 | 0 | 5261.1112 | 0 | 0 | 0 | 0 | 5002.7778 | 0 | 0 | 45583.3337 | 0 | 45580.5559 | 2.7778 | 2.7778 | 158.6767 | 464.9256 | 1321.4289 | 359.1411 | 1411.1411 | 0 | 553.4689 | 0 | 0 | 0 | 0 | 526.2922 | 0 | 0 | 4795.3667 | 0 | 4795.0745 | 0.29222 | 0.29222 | 5.1479 | 15.0834 | 42.8707 | 11.6515 | 45.7812 | 0 | 17.956 | 0 | 0 | 0 | 0 | 17.0743 | 0 | 0 | 155.5745 | 0 | 155.565 | 0.0094805 | 0.0094805 | 7.7918 | 2.1177 | 8.3225 | 3.2635 | 0 | 0 | 2.7414 | 0.93564 | 3.1033 | 0 | 0 | 28.2743 | 28.276 | 28.276 | 2
MD_4A_SO_2010_NG | 4A | SO | NG | 764 | ASHRAE30pct-state-4A | OfficeSmall | STD2010 | MD-Baltimore-MD | Zone4A | Zone4A(MD-Baltimore-MD) | ASHRAE30pct-state-STD2010 | state | MD | 0.1052 | 0.99 | ASHRAE30pct-state-4A_OfficeSmall_STD2010_MD-Baltimore-MD.table.csv.gz | Small Office | Baltimore Blt Washngtn IntL MD USA TMY3 WMO#=724060 | Natural Gas | 2037.8068 | 0 | 0 | 0 | 0 | 0 | 0 | 0 | 0 | 0 | 0 | 0 | 0 | 0 | 2037.8068 | 0 | 2037.8068 | 0 | 0 | 20.1743 | 0 | 0 | 0 | 0 | 0 | 0 | 0 | 0 | 0 | 0 | 0 | 0 | 0 | 20.1743 | 0 | 20.1743 | 0 | 0 | 2.0378 | 0 | 0 | 0 | 0 | 0 | 0 | 0 | 0 | 0 | 0 | 0 | 0 | 0 | 2.0378 | 0 | 2.0378 | 0 | 0 | 0 | 0 | 0 | 0 | 0 | 0 | 0 | 0.37038 | 0 | 0 | 0 | 0.37038 | 0.37038 | 0.37038 | 1
MD_4A_SO_2013_NG | 4A | SO | NG | 872 | ASHRAE30pct-state-4A | OfficeSmall | STD2013 | MD-Baltimore-MD | Zone4A | Zone4A(MD-Baltimore-MD) | ASHRAE30pct-state-STD2013 | state | MD | 0.1052 | 0.99 | ASHRAE30pct-state-4A_OfficeSmall_STD2013_MD-Baltimore-MD.table.csv.gz | Small Office | Baltimore Blt Washngtn IntL MD USA TMY3 WMO#=724060 | Natural Gas | 1450.1602 | 0 | 0 | 0 | 0 | 0 | 0 | 0 | 0 | 0 | 0 | 0 | 0 | 0 | 1450.1602 | 0 | 1450.1602 | 0 | 0 | 14.3566 | 0 | 0 | 0 | 0 | 0 | 0 | 0 | 0 | 0 | 0 | 0 | 0 | 0 | 14.3566 | 0 | 14.3566 | 0 | 0 | 1.4502 | 0 | 0 | 0 | 0 | 0 | 0 | 0 | 0 | 0 | 0 | 0 | 0 | 0 | 1.4502 | 0 | 1.4502 | 0 | 0 | 0 | 0 | 0 | 0 | 0 | 0 | 0 | 0.26357 | 0 | 0 | 0 | 0.26357 | 0.26357 | 0.26357 | 2
MO_4A_SO_2010_EL | 4A | SO | EL | 769 | ASHRAE30pct-state-4A | OfficeSmall | STD2010 | MO-StLouis-MO | Zone4A | Zone4A(MO-StLouis-MO) | ASHRAE30pct-state-STD2010 | state | MO | 0.0816 | 0.95 | ASHRAE30pct-state-4A_OfficeSmall_STD2010_MO-StLouis-MO.table.csv.gz | Small Office | St Louis Lambert IntL Arpt MO USA TMY3 WMO#=724340 | Electricity | 2130.5556 | 6775.0001 | 14786.1112 | 3416.6667 | 13663.889 | 0 | 6508.3334 | 0 | 0 | 0 | 0 | 5002.7778 | 0 | 0 | 52283.3338 | 0 | 52283.3338 | 0 | 0 | 173.8533 | 552.84 | 1206.5467 | 278.8 | 1114.9733 | 0 | 531.08 | 0 | 0 | 0 | 0 | 408.2267 | 0 | 0 | 4266.32 | 0 | 4266.32 | 0 | 0 | 7.2715 | 23.1229 | 50.4645 | 11.661 | 46.6344 | 0 | 22.2127 | 0 | 0 | 0 | 0 | 17.0743 | 0 | 0 | 178.4414 | 0 | 178.4414 | 0 | 0 | 9.172 | 2.1194 | 8.4759 | 4.0372 | 0 | 0 | 4.2026 | 1.3216 | 3.1033 | 0 | 0 | 32.4321 | 32.4321 | 32.4321 | 1
MO_4A_SO_2013_EL | 4A | SO | EL | 877 | ASHRAE30pct-state-4A | OfficeSmall | STD2013 | MO-StLouis-MO | Zone4A | Zone4A(MO-StLouis-MO) | ASHRAE30pct-state-STD2013 | state | MO | 0.0816 | 0.95 | ASHRAE30pct-state-4A_OfficeSmall_STD2013_MO-StLouis-MO.table.csv.gz | Small Office | St Louis Lambert IntL Arpt MO USA TMY3 WMO#=724340 | Electricity | 1702.7778 | 4783.3334 | 12552.7779 | 3416.6667 | 13413.889 | 0 | 5550 | 0 | 0 | 0 | 0 | 5002.7778 | 0 | 0 | 46425.0004 | 0 | 46422.2226 | 2.7778 | 2.7778 | 138.9467 | 390.32 | 1024.3067 | 278.8 | 1094.5733 | 0 | 452.88 | 0 | 0 | 0 | 0 | 408.2267 | 0 | 0 | 3788.28 | 0 | 3788.0534 | 0.22667 | 0.22667 | 5.8115 | 16.3254 | 42.8422 | 11.661 | 45.7812 | 0 | 18.942 | 0 | 0 | 0 | 0 | 17.0743 | 0 | 0 | 158.4471 | 0 | 158.4376 | 0.0094805 | 0.0094805 | 7.7867 | 2.1194 | 8.3225 | 3.4427 | 0 | 0 | 2.9672 | 1.0563 | 3.1033 | 0 | 0 | 28.7964 | 28.7981 | 28.7981 | 2
MO_4A_SO_2010_NG | 4A | SO | NG | 770 | ASHRAE30pct-state-4A | OfficeSmall | STD2010 | MO-StLouis-MO | Zone4A | Zone4A(MO-StLouis-MO) | ASHRAE30pct-state-STD2010 | state | MO | 0.0816 | 0.95 | ASHRAE30pct-state-4A_OfficeSmall_STD2010_MO-StLouis-MO.table.csv.gz | Small Office | St Louis Lambert IntL Arpt MO USA TMY3 WMO#=724340 | Natural Gas | 4767.5201 | 0 | 0 | 0 | 0 | 0 | 0 | 0 | 0 | 0 | 0 | 0 | 0 | 0 | 4767.5201 | 0 | 4767.5201 | 0 | 0 | 45.2914 | 0 | 0 | 0 | 0 | 0 | 0 | 0 | 0 | 0 | 0 | 0 | 0 | 0 | 45.2914 | 0 | 45.2914 | 0 | 0 | 4.7675 | 0 | 0 | 0 | 0 | 0 | 0 | 0 | 0 | 0 | 0 | 0 | 0 | 0 | 4.7675 | 0 | 4.7675 | 0 | 0 | 0 | 0 | 0 | 0 | 0 | 0 | 0 | 0.86651 | 0 | 0 | 0 | 0.86651 | 0.86651 | 0.86651 | 1
MO_4A_SO_2013_NG | 4A | SO | NG | 878 | ASHRAE30pct-state-4A | OfficeSmall | STD2013 | MO-StLouis-MO | Zone4A | Zone4A(MO-StLouis-MO) | ASHRAE30pct-state-STD2013 | state | MO | 0.0816 | 0.95 | ASHRAE30pct-state-4A_OfficeSmall_STD2013_MO-StLouis-MO.table.csv.gz | Small Office | St Louis Lambert IntL Arpt MO USA TMY3 WMO#=724340 | Natural Gas | 3649.0959 | 0 | 0 | 0 | 0 | 0 | 0 | 0 | 0 | 0 | 0 | 0 | 0 | 0 | 3649.0959 | 0 | 3649.0959 | 0 | 0 | 34.6664 | 0 | 0 | 0 | 0 | 0 | 0 | 0 | 0 | 0 | 0 | 0 | 0 | 0 | 34.6664 | 0 | 34.6664 | 0 | 0 | 3.6491 | 0 | 0 | 0 | 0 | 0 | 0 | 0 | 0 | 0 | 0 | 0 | 0 | 0 | 3.6491 | 0 | 3.6491 | 0 | 0 | 0 | 0 | 0 | 0 | 0 | 0 | 0 | 0.66323 | 0 | 0 | 0 | 0.66323 | 0.66323 | 0.66323 | 2
NC_4A_SO_2010_EL | 4A | SO | EL | 775 | ASHRAE30pct-state-4A | OfficeSmall | STD2010 | NC-Raleigh-NC | Zone4A | Zone4A(NC-Raleigh-NC) | ASHRAE30pct-state-STD2010 | state | NC | 0.0861 | 0.84 | ASHRAE30pct-state-4A_OfficeSmall_STD2010_NC-Raleigh-NC.table.csv.gz | Small Office | Raleigh Durham International NC USA TMY3 WMO#=723060 | Electricity | 1263.8889 | 7258.3334 | 14766.6668 | 3411.1111 | 13663.889 | 0 | 6158.3334 | 0 | 0 | 0 | 0 | 5002.7778 | 0 | 0 | 51527.7782 | 0 | 51525.0004 | 2.7778 | 2.7778 | 108.8208 | 624.9425 | 1271.41 | 293.6967 | 1176.4608 | 0 | 530.2325 | 0 | 0 | 0 | 0 | 430.7392 | 0 | 0 | 4436.5417 | 0 | 4436.3025 | 0.23917 | 0.23917 | 4.3136 | 24.7725 | 50.3982 | 11.642 | 46.6344 | 0 | 21.0182 | 0 | 0 | 0 | 0 | 17.0743 | 0 | 0 | 175.8627 | 0 | 175.8532 | 0.0094805 | 0.0094805 | 9.16 | 2.116 | 8.4776 | 3.8201 | 0 | 0 | 4.5024 | 0.78401 | 3.1033 | 0 | 0 | 31.9617 | 31.9634 | 31.9634 | 1
NC_4A_SO_2013_EL | 4A | SO | EL | 883 | ASHRAE30pct-state-4A | OfficeSmall | STD2013 | NC-Raleigh-NC | Zone4A | Zone4A(NC-Raleigh-NC) | ASHRAE30pct-state-STD2013 | state | NC | 0.0861 | 0.84 | ASHRAE30pct-state-4A_OfficeSmall_STD2013_NC-Raleigh-NC.table.csv.gz | Small Office | Raleigh Durham International NC USA TMY3 WMO#=723060 | Electricity | 983.3333 | 5308.3334 | 12519.4445 | 3411.1111 | 13413.889 | 0 | 5258.3334 | 0 | 0 | 0 | 0 | 5002.7778 | 0 | 0 | 45900.0004 | 0 | 45897.2226 | 2.7778 | 2.7778 | 84.665 | 457.0475 | 1077.9242 | 293.6967 | 1154.9358 | 0 | 452.7425 | 0 | 0 | 0 | 0 | 430.7392 | 0 | 0 | 3951.99 | 0 | 3951.7509 | 0.23917 | 0.23917 | 3.3561 | 18.1172 | 42.7285 | 11.642 | 45.7812 | 0 | 17.9465 | 0 | 0 | 0 | 0 | 17.0743 | 0 | 0 | 156.6553 | 0 | 156.6458 | 0.0094805 | 0.0094805 | 7.766 | 2.116 | 8.3225 | 3.2618 | 0 | 0 | 3.2928 | 0.60998 | 3.1033 | 0 | 0 | 28.4707 | 28.4724 | 28.4724 | 2
NC_4A_SO_2010_NG | 4A | SO | NG | 776 | ASHRAE30pct-state-4A | OfficeSmall | STD2010 | NC-Raleigh-NC | Zone4A | Zone4A(NC-Raleigh-NC) | ASHRAE30pct-state-STD2010 | state | NC | 0.0861 | 0.84 | ASHRAE30pct-state-4A_OfficeSmall_STD2010_NC-Raleigh-NC.table.csv.gz | Small Office | Raleigh Durham International NC USA TMY3 WMO#=723060 | Natural Gas | 729.8192 | 0 | 0 | 0 | 0 | 0 | 0 | 0 | 0 | 0 | 0 | 0 | 0 | 0 | 729.8192 | 0 | 729.8192 | 0 | 0 | 6.1305 | 0 | 0 | 0 | 0 | 0 | 0 | 0 | 0 | 0 | 0 | 0 | 0 | 0 | 6.1305 | 0 | 6.1305 | 0 | 0 | 0.72982 | 0 | 0 | 0 | 0 | 0 | 0 | 0 | 0 | 0 | 0 | 0 | 0 | 0 | 0.72982 | 0 | 0.72982 | 0 | 0 | 0 | 0 | 0 | 0 | 0 | 0 | 0 | 0.13265 | 0 | 0 | 0 | 0.13265 | 0.13265 | 0.13265 | 1
NC_4A_SO_2013_NG | 4A | SO | NG | 884 | ASHRAE30pct-state-4A | OfficeSmall | STD2013 | NC-Raleigh-NC | Zone4A | Zone4A(NC-Raleigh-NC) | ASHRAE30pct-state-STD2013 | state | NC | 0.0861 | 0.84 | ASHRAE30pct-state-4A_OfficeSmall_STD2013_NC-Raleigh-NC.table.csv.gz | Small Office | Raleigh Durham International NC USA TMY3 WMO#=723060 | Natural Gas | 473.9086 | 0 | 0 | 0 | 0 | 0 | 0 | 0 | 0 | 0 | 0 | 0 | 0 | 0 | 473.9086 | 0 | 473.9086 | 0 | 0 | 3.9808 | 0 | 0 | 0 | 0 | 0 | 0 | 0 | 0 | 0 | 0 | 0 | 0 | 0 | 3.9808 | 0 | 3.9808 | 0 | 0 | 0.47391 | 0 | 0 | 0 | 0 | 0 | 0 | 0 | 0 | 0 | 0 | 0 | 0 | 0 | 0.47391 | 0 | 0.47391 | 0 | 0 | 0 | 0 | 0 | 0 | 0 | 0 | 0 | 0.086134 | 0 | 0 | 0 | 0.086134 | 0.086134 | 0.086134 | 2
NJ_4A_SO_2010_EL | 4A | SO | EL | 781 | ASHRAE30pct-state-4A | OfficeSmall | STD2010 | NJ-Newark-NJ | Zone4A | Zone4A(NJ-Newark-NJ) | ASHRAE30pct-state-STD2010 | state | NJ | 0.1283 | 0.84 | ASHRAE30pct-state-4A_OfficeSmall_STD2010_NJ-Newark-NJ.table.csv.gz | Small Office | Newark International Arpt NJ USA TMY3 WMO#=725020 | Electricity | 2355.5556 | 5788.8889 | 14783.3335 | 3422.2222 | 13663.889 | 0 | 6208.3334 | 0 | 0 | 0 | 0 | 5002.7778 | 0 | 0 | 51227.7782 | 0 | 51225.0004 | 2.7778 | 2.7778 | 302.2178 | 742.7145 | 1896.7017 | 439.0711 | 1753.077 | 0 | 796.5292 | 0 | 0 | 0 | 0 | 641.8564 | 0 | 0 | 6572.5239 | 0 | 6572.1676 | 0.35639 | 0.35639 | 8.0394 | 19.7573 | 50.4551 | 11.6799 | 46.6344 | 0 | 21.1888 | 0 | 0 | 0 | 0 | 17.0743 | 0 | 0 | 174.8388 | 0 | 174.8293 | 0.0094805 | 0.0094805 | 9.1703 | 2.1229 | 8.4776 | 3.8511 | 0 | 0 | 3.5909 | 1.4612 | 3.1033 | 0 | 0 | 31.7756 | 31.7773 | 31.7773 | 1
NJ_4A_SO_2013_EL | 4A | SO | EL | 889 | ASHRAE30pct-state-4A | OfficeSmall | STD2013 | NJ-Newark-NJ | Zone4A | Zone4A(NJ-Newark-NJ) | ASHRAE30pct-state-STD2013 | state | NJ | 0.1283 | 0.84 | ASHRAE30pct-state-4A_OfficeSmall_STD2013_NJ-Newark-NJ.table.csv.gz | Small Office | Newark International Arpt NJ USA TMY3 WMO#=725020 | Electricity | 1905.5556 | 4191.6667 | 12550.0001 | 3422.2222 | 13413.889 | 0 | 5366.6667 | 0 | 0 | 0 | 0 | 5002.7778 | 0 | 0 | 45850.0004 | 0 | 45852.7781 | -2.7778 | -2.7778 | 244.4828 | 537.7908 | 1610.165 | 439.0711 | 1721.002 | 0 | 688.5433 | 0 | 0 | 0 | 0 | 641.8564 | 0 | 0 | 5882.555 | 0 | 5882.9114 | -0.35639 | -0.35639 | 6.5036 | 14.306 | 42.8328 | 11.6799 | 45.7812 | 0 | 18.3163 | 0 | 0 | 0 | 0 | 17.0743 | 0 | 0 | 156.4846 | 0 | 156.4941 | -0.0094805 | -0.0094805 | 7.7849 | 2.1229 | 8.3191 | 3.329 | 0 | 0 | 2.6002 | 1.182 | 3.1033 | 0 | 0 | 28.4431 | 28.4414 | 28.4414 | 2
NJ_4A_SO_2010_NG | 4A | SO | NG | 782 | ASHRAE30pct-state-4A | OfficeSmall | STD2010 | NJ-Newark-NJ | Zone4A | Zone4A(NJ-Newark-NJ) | ASHRAE30pct-state-STD2010 | state | NJ | 0.1283 | 0.84 | ASHRAE30pct-state-4A_OfficeSmall_STD2010_NJ-Newark-NJ.table.csv.gz | Small Office | Newark International Arpt NJ USA TMY3 WMO#=725020 | Natural Gas | 3421.6198 | 0 | 0 | 0 | 0 | 0 | 0 | 0 | 0 | 0 | 0 | 0 | 0 | 0 | 3421.6198 | 0 | 3421.6198 | 0 | 0 | 28.7416 | 0 | 0 | 0 | 0 | 0 | 0 | 0 | 0 | 0 | 0 | 0 | 0 | 0 | 28.7416 | 0 | 28.7416 | 0 | 0 | 3.4216 | 0 | 0 | 0 | 0 | 0 | 0 | 0 | 0 | 0 | 0 | 0 | 0 | 0 | 3.4216 | 0 | 3.4216 | 0 | 0 | 0 | 0 | 0 | 0 | 0 | 0 | 0 | 0.62189 | 0 | 0 | 0 | 0.62189 | 0.62189 | 0.62189 | 1
NJ_4A_SO_2013_NG | 4A | SO | NG | 890 | ASHRAE30pct-state-4A | OfficeSmall | STD2013 | NJ-Newark-NJ | Zone4A | Zone4A(NJ-Newark-NJ) | ASHRAE30pct-state-STD2013 | state | NJ | 0.1283 | 0.84 | ASHRAE30pct-state-4A_OfficeSmall_STD2013_NJ-Newark-NJ.table.csv.gz | Small Office | Newark International Arpt NJ USA TMY3 WMO#=725020 | Natural Gas | 2549.6281 | 0 | 0 | 0 | 0 | 0 | 0 | 0 | 0 | 0 | 0 | 0 | 0 | 0 | 2549.6281 | 0 | 2549.6281 | 0 | 0 | 21.4169 | 0 | 0 | 0 | 0 | 0 | 0 | 0 | 0 | 0 | 0 | 0 | 0 | 0 | 21.4169 | 0 | 21.4169 | 0 | 0 | 2.5496 | 0 | 0 | 0 | 0 | 0 | 0 | 0 | 0 | 0 | 0 | 0 | 0 | 0 | 2.5496 | 0 | 2.5496 | 0 | 0 | 0 | 0 | 0 | 0 | 0 | 0 | 0 | 0.4634 | 0 | 0 | 0 | 0.4634 | 0.4634 | 0.4634 | 2
NY_4A_SO_2010_EL | 4A | SO | EL | 787 | ASHRAE30pct-state-4A | OfficeSmall | STD2010 | NY-NewYork-NY | Zone4A | Zone4A(NY-NewYork-NY) | ASHRAE30pct-state-STD2010 | state | NY | 0.1508 | 0.73 | ASHRAE30pct-state-4A_OfficeSmall_STD2010_NY-NewYork-NY.table.csv.gz | Small Office | New York J F Kennedy IntL Ar NY USA TMY3 WMO#=744860 | Electricity | 2027.7778 | 5591.6667 | 14791.6668 | 3419.4445 | 13663.889 | 0 | 6000 | 0 | 0 | 0 | 0 | 5002.7778 | 0 | 0 | 50497.2226 | 0 | 50497.2226 | 0 | 0 | 305.7889 | 843.2233 | 2230.5834 | 515.6522 | 2060.5145 | 0 | 904.8 | 0 | 0 | 0 | 0 | 754.4189 | 0 | 0 | 7614.9812 | 0 | 7614.9812 | 0 | 0 | 6.9207 | 19.0842 | 50.4835 | 11.6705 | 46.6344 | 0 | 20.4778 | 0 | 0 | 0 | 0 | 17.0743 | 0 | 0 | 172.3455 | 0 | 172.3455 | 0 | 0 | 9.1755 | 2.1211 | 8.4759 | 3.7219 | 0 | 0 | 3.4686 | 1.2579 | 3.1033 | 0 | 0 | 31.3241 | 31.3241 | 31.3241 | 1
NY_4A_SO_2013_EL | 4A | SO | EL | 895 | ASHRAE30pct-state-4A | OfficeSmall | STD2013 | NY-NewYork-NY | Zone4A | Zone4A(NY-NewYork-NY) | ASHRAE30pct-state-STD2013 | state | NY | 0.1508 | 0.73 | ASHRAE30pct-state-4A_OfficeSmall_STD2013_NY-NewYork-NY.table.csv.gz | Small Office | New York J F Kennedy IntL Ar NY USA TMY3 WMO#=744860 | Electricity | 1591.6667 | 4075 | 12563.889 | 3419.4445 | 13413.889 | 0 | 5188.8889 | 0 | 0 | 0 | 0 | 5002.7778 | 0 | 0 | 45255.5559 | 0 | 45255.5559 | 0 | 0 | 240.0233 | 614.51 | 1894.6345 | 515.6522 | 2022.8145 | 0 | 782.4845 | 0 | 0 | 0 | 0 | 754.4189 | 0 | 0 | 6824.5378 | 0 | 6824.5378 | 0 | 0 | 5.4323 | 13.9078 | 42.8802 | 11.6705 | 45.7812 | 0 | 17.7095 | 0 | 0 | 0 | 0 | 17.0743 | 0 | 0 | 154.4558 | 0 | 154.4558 | 0 | 0 | 7.7936 | 2.1211 | 8.3208 | 3.2187 | 0 | 0 | 2.5278 | 0.98733 | 3.1033 | 0 | 0 | 28.0727 | 28.0727 | 28.0727 | 2
NY_4A_SO_2010_NG | 4A | SO | NG | 788 | ASHRAE30pct-state-4A | OfficeSmall | STD2010 | NY-NewYork-NY | Zone4A | Zone4A(NY-NewYork-NY) | ASHRAE30pct-state-STD2010 | state | NY | 0.1508 | 0.73 | ASHRAE30pct-state-4A_OfficeSmall_STD2010_NY-NewYork-NY.table.csv.gz | Small Office | New York J F Kennedy IntL Ar NY USA TMY3 WMO#=744860 | Natural Gas | 1677.6363 | 0 | 0 | 0 | 0 | 0 | 0 | 0 | 0 | 0 | 0 | 0 | 0 | 0 | 1677.6363 | 0 | 1677.6363 | 0 | 0 | 12.2467 | 0 | 0 | 0 | 0 | 0 | 0 | 0 | 0 | 0 | 0 | 0 | 0 | 0 | 12.2467 | 0 | 12.2467 | 0 | 0 | 1.6776 | 0 | 0 | 0 | 0 | 0 | 0 | 0 | 0 | 0 | 0 | 0 | 0 | 0 | 1.6776 | 0 | 1.6776 | 0 | 0 | 0 | 0 | 0 | 0 | 0 | 0 | 0 | 0.30491 | 0 | 0 | 0 | 0.30491 | 0.30491 | 0.30491 | 1
NY_4A_SO_2013_NG | 4A | SO | NG | 896 | ASHRAE30pct-state-4A | OfficeSmall | STD2013 | NY-NewYork-NY | Zone4A | Zone4A(NY-NewYork-NY) | ASHRAE30pct-state-STD2013 | state | NY | 0.1508 | 0.73 | ASHRAE30pct-state-4A_OfficeSmall_STD2013_NY-NewYork-NY.table.csv.gz | Small Office | New York J F Kennedy IntL Ar NY USA TMY3 WMO#=744860 | Natural Gas | 1213.2059 | 0 | 0 | 0 | 0 | 0 | 0 | 0 | 0 | 0 | 0 | 0 | 0 | 0 | 1213.2059 | 0 | 1213.2059 | 0 | 0 | 8.8564 | 0 | 0 | 0 | 0 | 0 | 0 | 0 | 0 | 0 | 0 | 0 | 0 | 0 | 8.8564 | 0 | 8.8564 | 0 | 0 | 1.2132 | 0 | 0 | 0 | 0 | 0 | 0 | 0 | 0 | 0 | 0 | 0 | 0 | 0 | 1.2132 | 0 | 1.2132 | 0 | 0 | 0 | 0 | 0 | 0 | 0 | 0 | 0 | 0.2205 | 0 | 0 | 0 | 0.2205 | 0.2205 | 0.2205 | 2
OH_4A_SO_2010_EL | 4A | SO | EL | 793 | ASHRAE30pct-state-4A | OfficeSmall | STD2010 | OH-Cincinnati-KY | Zone4A | Zone4A(OH-Cincinnati-KY) | ASHRAE30pct-state-STD2010 | state | OH | 0.0947 | 0.7 | ASHRAE30pct-state-4A_OfficeSmall_STD2010_OH-Cincinnati-KY.table.csv.gz | Small Office | Cincinnati Northern Ky Ap KY USA TMY3 WMO#=724210 | Electricity | 2502.7778 | 5488.8889 | 14797.2223 | 3408.3334 | 13663.889 | 0 | 6297.2223 | 0 | 0 | 0 | 0 | 5002.7778 | 0 | 0 | 51161.1115 | 0 | 51161.1115 | 0 | 0 | 237.0131 | 519.7978 | 1401.297 | 322.7692 | 1293.9703 | 0 | 596.3469 | 0 | 0 | 0 | 0 | 473.7631 | 0 | 0 | 4844.9573 | 0 | 4844.9573 | 0 | 0 | 8.5419 | 18.7334 | 50.5025 | 11.6325 | 46.6344 | 0 | 21.4922 | 0 | 0 | 0 | 0 | 17.0743 | 0 | 0 | 174.6113 | 0 | 174.6113 | 0 | 0 | 9.1789 | 2.1142 | 8.4759 | 3.9063 | 0 | 0 | 3.4048 | 1.5525 | 3.1033 | 0 | 0 | 31.736 | 31.736 | 31.736 | 1
OH_4A_SO_2013_EL | 4A | SO | EL | 901 | ASHRAE30pct-state-4A | OfficeSmall | STD2013 | OH-Cincinnati-KY | Zone4A | Zone4A(OH-Cincinnati-KY) | ASHRAE30pct-state-STD2013 | state | OH | 0.0947 | 0.7 | ASHRAE30pct-state-4A_OfficeSmall_STD2013_OH-Cincinnati-KY.table.csv.gz | Small Office | Cincinnati Northern Ky Ap KY USA TMY3 WMO#=724210 | Electricity | 2016.6667 | 3916.6667 | 12572.2223 | 3408.3334 | 13413.889 | 0 | 5422.2223 | 0 | 0 | 0 | 0 | 5002.7778 | 0 | 0 | 45750.0004 | 0 | 45752.7781 | -2.7778 | -2.7778 | 190.9783 | 370.9083 | 1190.5895 | 322.7692 | 1270.2953 | 0 | 513.4844 | 0 | 0 | 0 | 0 | 473.7631 | 0 | 0 | 4332.525 | 0 | 4332.7881 | -0.26306 | -0.26306 | 6.8828 | 13.3675 | 42.9086 | 11.6325 | 45.7812 | 0 | 18.5059 | 0 | 0 | 0 | 0 | 17.0743 | 0 | 0 | 156.1433 | 0 | 156.1528 | -0.0094805 | -0.0094805 | 7.7987 | 2.1142 | 8.3191 | 3.3635 | 0 | 0 | 2.4296 | 1.251 | 3.1033 | 0 | 0 | 28.3811 | 28.3794 | 28.3794 | 2
OH_4A_SO_2010_NG | 4A | SO | NG | 794 | ASHRAE30pct-state-4A | OfficeSmall | STD2010 | OH-Cincinnati-KY | Zone4A | Zone4A(OH-Cincinnati-KY) | ASHRAE30pct-state-STD2010 | state | OH | 0.0947 | 0.7 | ASHRAE30pct-state-4A_OfficeSmall_STD2010_OH-Cincinnati-KY.table.csv.gz | Small Office | Cincinnati Northern Ky Ap KY USA TMY3 WMO#=724210 | Natural Gas | 4483.175 | 0 | 0 | 0 | 0 | 0 | 0 | 0 | 0 | 0 | 0 | 0 | 0 | 0 | 4483.175 | 0 | 4483.175 | 0 | 0 | 31.3822 | 0 | 0 | 0 | 0 | 0 | 0 | 0 | 0 | 0 | 0 | 0 | 0 | 0 | 31.3822 | 0 | 31.3822 | 0 | 0 | 4.4832 | 0 | 0 | 0 | 0 | 0 | 0 | 0 | 0 | 0 | 0 | 0 | 0 | 0 | 4.4832 | 0 | 4.4832 | 0 | 0 | 0 | 0 | 0 | 0 | 0 | 0 | 0 | 0.81483 | 0 | 0 | 0 | 0.81483 | 0.81483 | 0.81483 | 1
OH_4A_SO_2013_NG | 4A | SO | NG | 902 | ASHRAE30pct-state-4A | OfficeSmall | STD2013 | OH-Cincinnati-KY | Zone4A | Zone4A(OH-Cincinnati-KY) | ASHRAE30pct-state-STD2013 | state | OH | 0.0947 | 0.7 | ASHRAE30pct-state-4A_OfficeSmall_STD2013_OH-Cincinnati-KY.table.csv.gz | Small Office | Cincinnati Northern Ky Ap KY USA TMY3 WMO#=724210 | Natural Gas | 3184.6655 | 0 | 0 | 0 | 0 | 0 | 0 | 0 | 0 | 0 | 0 | 0 | 0 | 0 | 3184.6655 | 0 | 3184.6655 | 0 | 0 | 22.2927 | 0 | 0 | 0 | 0 | 0 | 0 | 0 | 0 | 0 | 0 | 0 | 0 | 0 | 22.2927 | 0 | 22.2927 | 0 | 0 | 3.1847 | 0 | 0 | 0 | 0 | 0 | 0 | 0 | 0 | 0 | 0 | 0 | 0 | 0 | 3.1847 | 0 | 3.1847 | 0 | 0 | 0 | 0 | 0 | 0 | 0 | 0 | 0 | 0.57882 | 0 | 0 | 0 | 0.57882 | 0.57882 | 0.57882 | 2
PA_4A_SO_2010_EL | 4A | SO | EL | 799 | ASHRAE30pct-state-4A | OfficeSmall | STD2010 | PA-Philadelphia-PA | Zone4A | Zone4A(PA-Philadelphia-PA) | ASHRAE30pct-state-STD2010 | state | PA | 0.0937 | 1 | ASHRAE30pct-state-4A_OfficeSmall_STD2010_PA-Philadelphia-PA.table.csv.gz | Small Office | Philadelphia International Ap PA USA TMY3 WMO#=724080 | Electricity | 2155.5556 | 5961.1112 | 14783.3335 | 3416.6667 | 13663.889 | 0 | 6097.2223 | 0 | 0 | 0 | 0 | 5002.7778 | 0 | 0 | 51077.7782 | 0 | 51080.556 | -2.7778 | -2.7778 | 201.9756 | 558.5561 | 1385.1983 | 320.1417 | 1280.3064 | 0 | 571.3097 | 0 | 0 | 0 | 0 | 468.7603 | 0 | 0 | 4785.9878 | 0 | 4786.2481 | -0.26028 | -0.26028 | 7.3568 | 20.3451 | 50.4551 | 11.661 | 46.6344 | 0 | 20.8096 | 0 | 0 | 0 | 0 | 17.0743 | 0 | 0 | 174.3269 | 0 | 174.3364 | -0.0094805 | -0.0094805 | 9.1703 | 2.1194 | 8.4742 | 3.7822 | 0 | 0 | 3.6978 | 1.3371 | 3.1033 | 0 | 0 | 31.686 | 31.6843 | 31.6843 | 1
PA_4A_SO_2013_EL | 4A | SO | EL | 907 | ASHRAE30pct-state-4A | OfficeSmall | STD2013 | PA-Philadelphia-PA | Zone4A | Zone4A(PA-Philadelphia-PA) | ASHRAE30pct-state-STD2013 | state | PA | 0.0937 | 1 | ASHRAE30pct-state-4A_OfficeSmall_STD2013_PA-Philadelphia-PA.table.csv.gz | Small Office | Philadelphia International Ap PA USA TMY3 WMO#=724080 | Electricity | 1730.5556 | 4333.3334 | 12552.7779 | 3416.6667 | 13413.889 | 0 | 5266.6667 | 0 | 0 | 0 | 0 | 5002.7778 | 0 | 0 | 45713.8893 | 0 | 45716.667 | -2.7778 | -2.7778 | 162.1531 | 406.0333 | 1176.1953 | 320.1417 | 1256.8814 | 0 | 493.4867 | 0 | 0 | 0 | 0 | 468.7603 | 0 | 0 | 4283.3914 | 0 | 4283.6517 | -0.26028 | -0.26028 | 5.9063 | 14.7895 | 42.8422 | 11.661 | 45.7812 | 0 | 17.975 | 0 | 0 | 0 | 0 | 17.0743 | 0 | 0 | 156.0201 | 0 | 156.0296 | -0.0094805 | -0.0094805 | 7.7867 | 2.1194 | 8.3191 | 3.267 | 0 | 0 | 2.688 | 1.0735 | 3.1033 | 0 | 0 | 28.3587 | 28.357 | 28.357 | 2
PA_4A_SO_2010_NG | 4A | SO | NG | 800 | ASHRAE30pct-state-4A | OfficeSmall | STD2010 | PA-Philadelphia-PA | Zone4A | Zone4A(PA-Philadelphia-PA) | ASHRAE30pct-state-STD2010 | state | PA | 0.0937 | 1 | ASHRAE30pct-state-4A_OfficeSmall_STD2010_PA-Philadelphia-PA.table.csv.gz | Small Office | Philadelphia International Ap PA USA TMY3 WMO#=724080 | Natural Gas | 2227.3702 | 0 | 0 | 0 | 0 | 0 | 0 | 0 | 0 | 0 | 0 | 0 | 0 | 0 | 2227.3702 | 0 | 2227.3702 | 0 | 0 | 22.2737 | 0 | 0 | 0 | 0 | 0 | 0 | 0 | 0 | 0 | 0 | 0 | 0 | 0 | 22.2737 | 0 | 22.2737 | 0 | 0 | 2.2274 | 0 | 0 | 0 | 0 | 0 | 0 | 0 | 0 | 0 | 0 | 0 | 0 | 0 | 2.2274 | 0 | 2.2274 | 0 | 0 | 0 | 0 | 0 | 0 | 0 | 0 | 0 | 0.40483 | 0 | 0 | 0 | 0.40483 | 0.40483 | 0.40483 | 1
PA_4A_SO_2013_NG | 4A | SO | NG | 908 | ASHRAE30pct-state-4A | OfficeSmall | STD2013 | PA-Philadelphia-PA | Zone4A | Zone4A(PA-Philadelphia-PA) | ASHRAE30pct-state-STD2013 | state | PA | 0.0937 | 1 | ASHRAE30pct-state-4A_OfficeSmall_STD2013_PA-Philadelphia-PA.table.csv.gz | Small Office | Philadelphia International Ap PA USA TMY3 WMO#=724080 | Natural Gas | 1620.7673 | 0 | 0 | 0 | 0 | 0 | 0 | 0 | 0 | 0 | 0 | 0 | 0 | 0 | 1620.7673 | 0 | 1620.7673 | 0 | 0 | 16.2077 | 0 | 0 | 0 | 0 | 0 | 0 | 0 | 0 | 0 | 0 | 0 | 0 | 0 | 16.2077 | 0 | 16.2077 | 0 | 0 | 1.6208 | 0 | 0 | 0 | 0 | 0 | 0 | 0 | 0 | 0 | 0 | 0 | 0 | 0 | 1.6208 | 0 | 1.6208 | 0 | 0 | 0 | 0 | 0 | 0 | 0 | 0 | 0 | 0.29458 | 0 | 0 | 0 | 0.29458 | 0.29458 | 0.29458 | 2
TN_4A_SO_2010_EL | 4A | SO | EL | 805 | ASHRAE30pct-state-4A | OfficeSmall | STD2010 | TN-Nashville-TN | Zone4A | Zone4A(TN-Nashville-TN) | ASHRAE30pct-state-STD2010 | state | TN | 0.1029 | 0.81 | ASHRAE30pct-state-4A_OfficeSmall_STD2010_TN-Nashville-TN.table.csv.gz | Small Office | Nashville International Ap TN USA TMY3 WMO#=723270 | Electricity | 1408.3333 | 7530.5556 | 14775.0001 | 3422.2222 | 13663.889 | 0 | 6283.3334 | 0 | 0 | 0 | 0 | 5002.7778 | 0 | 0 | 52086.1115 | 0 | 52086.1115 | 0 | 0 | 144.9175 | 774.8942 | 1520.3475 | 352.1467 | 1406.0142 | 0 | 646.555 | 0 | 0 | 0 | 0 | 514.7858 | 0 | 0 | 5359.6609 | 0 | 5359.6609 | 0 | 0 | 4.8066 | 25.7016 | 50.4266 | 11.6799 | 46.6344 | 0 | 21.4448 | 0 | 0 | 0 | 0 | 17.0743 | 0 | 0 | 177.7683 | 0 | 177.7683 | 0 | 0 | 9.1651 | 2.1229 | 8.4759 | 3.8976 | 0 | 0 | 4.6713 | 0.87361 | 3.1033 | 0 | 0 | 32.3098 | 32.3098 | 32.3098 | 1
TN_4A_SO_2013_EL | 4A | SO | EL | 913 | ASHRAE30pct-state-4A | OfficeSmall | STD2013 | TN-Nashville-TN | Zone4A | Zone4A(TN-Nashville-TN) | ASHRAE30pct-state-STD2013 | state | TN | 0.1029 | 0.81 | ASHRAE30pct-state-4A_OfficeSmall_STD2013_TN-Nashville-TN.table.csv.gz | Small Office | Nashville International Ap TN USA TMY3 WMO#=723270 | Electricity | 1119.4445 | 5466.6667 | 12533.3334 | 3422.2222 | 13413.889 | 0 | 5350 | 0 | 0 | 0 | 0 | 5002.7778 | 0 | 0 | 46311.1115 | 0 | 46308.3337 | 2.7778 | 2.7778 | 115.1908 | 562.52 | 1289.68 | 352.1467 | 1380.2892 | 0 | 550.515 | 0 | 0 | 0 | 0 | 514.7858 | 0 | 0 | 4765.4134 | 0 | 4765.1275 | 0.28583 | 0.28583 | 3.8206 | 18.6576 | 42.7759 | 11.6799 | 45.7812 | 0 | 18.2594 | 0 | 0 | 0 | 0 | 17.0743 | 0 | 0 | 158.0584 | 0 | 158.0489 | 0.0094805 | 0.0094805 | 7.7746 | 2.1229 | 8.3225 | 3.3187 | 0 | 0 | 3.3911 | 0.69441 | 3.1033 | 0 | 0 | 28.7257 | 28.7274 | 28.7274 | 2
TN_4A_SO_2010_NG | 4A | SO | NG | 806 | ASHRAE30pct-state-4A | OfficeSmall | STD2010 | TN-Nashville-TN | Zone4A | Zone4A(TN-Nashville-TN) | ASHRAE30pct-state-STD2010 | state | TN | 0.1029 | 0.81 | ASHRAE30pct-state-4A_OfficeSmall_STD2010_TN-Nashville-TN.table.csv.gz | Small Office | Nashville International Ap TN USA TMY3 WMO#=723270 | Natural Gas | 1270.0749 | 0 | 0 | 0 | 0 | 0 | 0 | 0 | 0 | 0 | 0 | 0 | 0 | 0 | 1270.0749 | 0 | 1270.0749 | 0 | 0 | 10.2876 | 0 | 0 | 0 | 0 | 0 | 0 | 0 | 0 | 0 | 0 | 0 | 0 | 0 | 10.2876 | 0 | 10.2876 | 0 | 0 | 1.2701 | 0 | 0 | 0 | 0 | 0 | 0 | 0 | 0 | 0 | 0 | 0 | 0 | 0 | 1.2701 | 0 | 1.2701 | 0 | 0 | 0 | 0 | 0 | 0 | 0 | 0 | 0 | 0.23084 | 0 | 0 | 0 | 0.23084 | 0.23084 | 0.23084 | 1
TN_4A_SO_2013_NG | 4A | SO | NG | 914 | ASHRAE30pct-state-4A | OfficeSmall | STD2013 | TN-Nashville-TN | Zone4A | Zone4A(TN-Nashville-TN) | ASHRAE30pct-state-STD2013 | state | TN | 0.1029 | 0.81 | ASHRAE30pct-state-4A_OfficeSmall_STD2013_TN-Nashville-TN.table.csv.gz | Small Office | Nashville International Ap TN USA TMY3 WMO#=723270 | Natural Gas | 881.4699 | 0 | 0 | 0 | 0 | 0 | 0 | 0 | 0 | 0 | 0 | 0 | 0 | 0 | 881.4699 | 0 | 881.4699 | 0 | 0 | 7.1399 | 0 | 0 | 0 | 0 | 0 | 0 | 0 | 0 | 0 | 0 | 0 | 0 | 0 | 7.1399 | 0 | 7.1399 | 0 | 0 | 0.88147 | 0 | 0 | 0 | 0 | 0 | 0 | 0 | 0 | 0 | 0 | 0 | 0 | 0 | 0.88147 | 0 | 0.88147 | 0 | 0 | 0 | 0 | 0 | 0 | 0 | 0 | 0 | 0.16021 | 0 | 0 | 0 | 0.16021 | 0.16021 | 0.16021 | 2
VA_4A_SO_2010_EL | 4A | SO | EL | 811 | ASHRAE30pct-state-4A | OfficeSmall | STD2010 | VA-Richmond-VA | Zone4A | Zone4A(VA-Richmond-VA) | ASHRAE30pct-state-STD2010 | state | VA | 0.0811 | 0.86 | ASHRAE30pct-state-4A_OfficeSmall_STD2010_VA-Richmond-VA.table.csv.gz | Small Office | Richmond International Ap VA USA TMY3 WMO#=724010 | Electricity | 1425 | 6933.3334 | 14772.2223 | 3413.8889 | 13663.889 | 0 | 6172.2223 | 0 | 0 | 0 | 0 | 5002.7778 | 0 | 0 | 51386.1115 | 0 | 51383.3337 | 2.7778 | 2.7778 | 115.5675 | 562.2933 | 1198.0272 | 276.8664 | 1108.1414 | 0 | 500.5672 | 0 | 0 | 0 | 0 | 405.7253 | 0 | 0 | 4167.4136 | 0 | 4167.1884 | 0.22528 | 0.22528 | 4.8635 | 23.6633 | 50.4171 | 11.6515 | 46.6344 | 0 | 21.0656 | 0 | 0 | 0 | 0 | 17.0743 | 0 | 0 | 175.3792 | 0 | 175.3697 | 0.0094805 | 0.0094805 | 9.1634 | 2.1177 | 8.4776 | 3.8287 | 0 | 0 | 4.3008 | 0.88395 | 3.1033 | 0 | 0 | 31.8738 | 31.8755 | 31.8755 | 1
VA_4A_SO_2013_EL | 4A | SO | EL | 919 | ASHRAE30pct-state-4A | OfficeSmall | STD2013 | VA-Richmond-VA | Zone4A | Zone4A(VA-Richmond-VA) | ASHRAE30pct-state-STD2013 | state | VA | 0.0811 | 0.86 | ASHRAE30pct-state-4A_OfficeSmall_STD2013_VA-Richmond-VA.table.csv.gz | Small Office | Richmond International Ap VA USA TMY3 WMO#=724010 | Electricity | 1130.5556 | 5000 | 12525.0001 | 3413.8889 | 13413.889 | 0 | 5263.8889 | 0 | 0 | 0 | 0 | 5002.7778 | 0 | 0 | 45750.0004 | 0 | 45750.0004 | 0 | 0 | 91.6881 | 405.5 | 1015.7775 | 276.8664 | 1087.8664 | 0 | 426.9014 | 0 | 0 | 0 | 0 | 405.7253 | 0 | 0 | 3710.325 | 0 | 3710.325 | 0 | 0 | 3.8586 | 17.0648 | 42.7474 | 11.6515 | 45.7812 | 0 | 17.9655 | 0 | 0 | 0 | 0 | 17.0743 | 0 | 0 | 156.1433 | 0 | 156.1433 | 0 | 0 | 7.7694 | 2.1177 | 8.3208 | 3.2653 | 0 | 0 | 3.1016 | 0.7013 | 3.1033 | 0 | 0 | 28.3794 | 28.3794 | 28.3794 | 2
VA_4A_SO_2010_NG | 4A | SO | NG | 812 | ASHRAE30pct-state-4A | OfficeSmall | STD2010 | VA-Richmond-VA | Zone4A | Zone4A(VA-Richmond-VA) | ASHRAE30pct-state-STD2010 | state | VA | 0.0811 | 0.86 | ASHRAE30pct-state-4A_OfficeSmall_STD2010_VA-Richmond-VA.table.csv.gz | Small Office | Richmond International Ap VA USA TMY3 WMO#=724010 | Natural Gas | 1071.0333 | 0 | 0 | 0 | 0 | 0 | 0 | 0 | 0 | 0 | 0 | 0 | 0 | 0 | 1071.0333 | 0 | 1071.0333 | 0 | 0 | 9.2109 | 0 | 0 | 0 | 0 | 0 | 0 | 0 | 0 | 0 | 0 | 0 | 0 | 0 | 9.2109 | 0 | 9.2109 | 0 | 0 | 1.071 | 0 | 0 | 0 | 0 | 0 | 0 | 0 | 0 | 0 | 0 | 0 | 0 | 0 | 1.071 | 0 | 1.071 | 0 | 0 | 0 | 0 | 0 | 0 | 0 | 0 | 0 | 0.19466 | 0 | 0 | 0 | 0.19466 | 0.19466 | 0.19466 | 1
VA_4A_SO_2013_NG | 4A | SO | NG | 920 | ASHRAE30pct-state-4A | OfficeSmall | STD2013 | VA-Richmond-VA | Zone4A | Zone4A(VA-Richmond-VA) | ASHRAE30pct-state-STD2013 | state | VA | 0.0811 | 0.86 | ASHRAE30pct-state-4A_OfficeSmall_STD2013_VA-Richmond-VA.table.csv.gz | Small Office | Richmond International Ap VA USA TMY3 WMO#=724010 | Natural Gas | 720.341 | 0 | 0 | 0 | 0 | 0 | 0 | 0 | 0 | 0 | 0 | 0 | 0 | 0 | 720.341 | 0 | 720.341 | 0 | 0 | 6.1949 | 0 | 0 | 0 | 0 | 0 | 0 | 0 | 0 | 0 | 0 | 0 | 0 | 0 | 6.1949 | 0 | 6.1949 | 0 | 0 | 0.72034 | 0 | 0 | 0 | 0 | 0 | 0 | 0 | 0 | 0 | 0 | 0 | 0 | 0 | 0.72034 | 0 | 0.72034 | 0 | 0 | 0 | 0 | 0 | 0 | 0 | 0 | 0 | 0.13092 | 0 | 0 | 0 | 0.13092 | 0.13092 | 0.13092 | 2
WV_4A_SO_2010_EL | 4A | SO | EL | 817 | ASHRAE30pct-state-4A | OfficeSmall | STD2010 | WV-Charleston-WV | Zone4A | Zone4A(WV-Charleston-WV) | ASHRAE30pct-state-STD2010 | state | WV | 0.0842 | 0.92 | ASHRAE30pct-state-4A_OfficeSmall_STD2010_WV-Charleston-WV.table.csv.gz | Small Office | Charleston Yeager Arpt WV USA TMY3 WMO#=724140 | Electricity | 1772.2222 | 5855.5556 | 14791.6668 | 3408.3334 | 13663.889 | 0 | 6252.7778 | 0 | 0 | 0 | 0 | 5002.7778 | 0 | 0 | 50750.0004 | 0 | 50747.2226 | 2.7778 | 2.7778 | 149.2211 | 493.0378 | 1245.4583 | 286.9817 | 1150.4995 | 0 | 526.4839 | 0 | 0 | 0 | 0 | 421.2339 | 0 | 0 | 4273.15 | 0 | 4272.9161 | 0.23389 | 0.23389 | 6.0485 | 19.9848 | 50.4835 | 11.6325 | 46.6344 | 0 | 21.3405 | 0 | 0 | 0 | 0 | 17.0743 | 0 | 0 | 173.2082 | 0 | 173.1987 | 0.0094805 | 0.0094805 | 9.1755 | 2.1142 | 8.4776 | 3.8787 | 0 | 0 | 3.6323 | 1.0993 | 3.1033 | 0 | 0 | 31.4792 | 31.4809 | 31.4809 | 1
WV_4A_SO_2013_EL | 4A | SO | EL | 925 | ASHRAE30pct-state-4A | OfficeSmall | STD2013 | WV-Charleston-WV | Zone4A | Zone4A(WV-Charleston-WV) | ASHRAE30pct-state-STD2013 | state | WV | 0.0842 | 0.92 | ASHRAE30pct-state-4A_OfficeSmall_STD2013_WV-Charleston-WV.table.csv.gz | Small Office | Charleston Yeager Arpt WV USA TMY3 WMO#=724140 | Electricity | 1413.8889 | 4230.5556 | 12555.5557 | 3408.3334 | 13413.889 | 0 | 5391.6667 | 0 | 0 | 0 | 0 | 5002.7778 | 0 | 0 | 45419.4448 | 0 | 45416.667 | 2.7778 | 2.7778 | 119.0494 | 356.2128 | 1057.1778 | 286.9817 | 1129.4495 | 0 | 453.9783 | 0 | 0 | 0 | 0 | 421.2339 | 0 | 0 | 3824.3173 | 0 | 3824.0834 | 0.23389 | 0.23389 | 4.8256 | 14.4388 | 42.8517 | 11.6325 | 45.7812 | 0 | 18.4016 | 0 | 0 | 0 | 0 | 17.0743 | 0 | 0 | 155.0152 | 0 | 155.0057 | 0.0094805 | 0.0094805 | 7.7884 | 2.1142 | 8.3225 | 3.3445 | 0 | 0 | 2.6243 | 0.87706 | 3.1033 | 0 | 0 | 28.1726 | 28.1743 | 28.1743 | 2
WV_4A_SO_2010_NG | 4A | SO | NG | 818 | ASHRAE30pct-state-4A | OfficeSmall | STD2010 | WV-Charleston-WV | Zone4A | Zone4A(WV-Charleston-WV) | ASHRAE30pct-state-STD2010 | state | WV | 0.0842 | 0.92 | ASHRAE30pct-state-4A_OfficeSmall_STD2010_WV-Charleston-WV.table.csv.gz | Small Office | Charleston Yeager Arpt WV USA TMY3 WMO#=724140 | Natural Gas | 5402.5576 | 0 | 0 | 0 | 0 | 0 | 0 | 0 | 0 | 0 | 0 | 0 | 0 | 0 | 5402.5576 | 0 | 5402.5576 | 0 | 0 | 49.7035 | 0 | 0 | 0 | 0 | 0 | 0 | 0 | 0 | 0 | 0 | 0 | 0 | 0 | 49.7035 | 0 | 49.7035 | 0 | 0 | 5.4026 | 0 | 0 | 0 | 0 | 0 | 0 | 0 | 0 | 0 | 0 | 0 | 0 | 0 | 5.4026 | 0 | 5.4026 | 0 | 0 | 0 | 0 | 0 | 0 | 0 | 0 | 0 | 0.98193 | 0 | 0 | 0 | 0.98193 | 0.98193 | 0.98193 | 1
WV_4A_SO_2013_NG | 4A | SO | NG | 926 | ASHRAE30pct-state-4A | OfficeSmall | STD2013 | WV-Charleston-WV | Zone4A | Zone4A(WV-Charleston-WV) | ASHRAE30pct-state-STD2013 | state | WV | 0.0842 | 0.92 | ASHRAE30pct-state-4A_OfficeSmall_STD2013_WV-Charleston-WV.table.csv.gz | Small Office | Charleston Yeager Arpt WV USA TMY3 WMO#=724140 | Natural Gas | 4198.8298 | 0 | 0 | 0 | 0 | 0 | 0 | 0 | 0 | 0 | 0 | 0 | 0 | 0 | 4198.8298 | 0 | 4198.8298 | 0 | 0 | 38.6292 | 0 | 0 | 0 | 0 | 0 | 0 | 0 | 0 | 0 | 0 | 0 | 0 | 0 | 38.6292 | 0 | 38.6292 | 0 | 0 | 4.1988 | 0 | 0 | 0 | 0 | 0 | 0 | 0 | 0 | 0 | 0 | 0 | 0 | 0 | 4.1988 | 0 | 4.1988 | 0 | 0 | 0 | 0 | 0 | 0 | 0 | 0 | 0 | 0.76315 | 0 | 0 | 0 | 0.76315 | 0.76315 | 0.76315 | 2
AZ_4B_SO_2010_EL | 4B | SO | EL | 967 | ASHRAE30pct-state-4B | OfficeSmall | STD2010 | AZ-Prescott-AZ | Zone4B | Zone4B(AZ-Prescott-AZ) | ASHRAE30pct-state-STD2010 | state | AZ | 0.0954 | 0.95 | ASHRAE30pct-state-4B_OfficeSmall_STD2010_AZ-Prescott-AZ.table.csv.gz | Small Office | Prescott Love Field AZ USA TMY3 WMO#=723723 | Electricity | 1125 | 6447.2223 | 14783.3335 | 3413.8889 | 13663.889 | 0 | 7400.0001 | 0 | 0 | 0 | 0 | 5002.7778 | 0 | 0 | 51836.1115 | 0 | 51836.1115 | 0 | 0 | 107.325 | 615.065 | 1410.33 | 325.685 | 1303.535 | 0 | 705.96 | 0 | 0 | 0 | 0 | 477.265 | 0 | 0 | 4945.165 | 0 | 4945.165 | 0 | 0 | 3.8396 | 22.0042 | 50.4551 | 11.6515 | 46.6344 | 0 | 25.256 | 0 | 0 | 0 | 0 | 17.0743 | 0 | 0 | 176.915 | 0 | 176.915 | 0 | 0 | 9.1703 | 2.1177 | 8.4759 | 4.5903 | 0 | 0 | 3.9993 | 0.69785 | 3.1033 | 0 | 0 | 32.1547 | 32.1547 | 32.1547 | 1
AZ_4B_SO_2013_EL | 4B | SO | EL | 1003 | ASHRAE30pct-state-4B | OfficeSmall | STD2013 | AZ-Prescott-AZ | Zone4B | Zone4B(AZ-Prescott-AZ) | ASHRAE30pct-state-STD2013 | state | AZ | 0.0954 | 0.95 | ASHRAE30pct-state-4B_OfficeSmall_STD2013_AZ-Prescott-AZ.table.csv.gz | Small Office | Prescott Love Field AZ USA TMY3 WMO#=723723 | Electricity | 880.5556 | 4519.4445 | 12547.2223 | 3413.8889 | 13413.889 | 0 | 6347.2223 | 0 | 0 | 0 | 0 | 5002.7778 | 0 | 0 | 46125.0004 | 0 | 46125.0004 | 0 | 0 | 84.005 | 431.155 | 1197.005 | 325.685 | 1279.685 | 0 | 605.525 | 0 | 0 | 0 | 0 | 477.265 | 0 | 0 | 4400.325 | 0 | 4400.325 | 0 | 0 | 3.0053 | 15.4247 | 42.8233 | 11.6515 | 45.7812 | 0 | 21.6629 | 0 | 0 | 0 | 0 | 17.0743 | 0 | 0 | 157.4232 | 0 | 157.4232 | 0 | 0 | 7.7832 | 2.1177 | 8.3208 | 3.9373 | 0 | 0 | 2.8035 | 0.54622 | 3.1033 | 0 | 0 | 28.612 | 28.612 | 28.612 | 2
AZ_4B_SO_2010_NG | 4B | SO | NG | 968 | ASHRAE30pct-state-4B | OfficeSmall | STD2010 | AZ-Prescott-AZ | Zone4B | Zone4B(AZ-Prescott-AZ) | ASHRAE30pct-state-STD2010 | state | AZ | 0.0954 | 0.95 | ASHRAE30pct-state-4B_OfficeSmall_STD2010_AZ-Prescott-AZ.table.csv.gz | Small Office | Prescott Love Field AZ USA TMY3 WMO#=723723 | Natural Gas | 511.8212 | 0 | 0 | 0 | 0 | 0 | 0 | 0 | 0 | 0 | 0 | 0 | 0 | 0 | 511.8212 | 0 | 511.8212 | 0 | 0 | 4.8623 | 0 | 0 | 0 | 0 | 0 | 0 | 0 | 0 | 0 | 0 | 0 | 0 | 0 | 4.8623 | 0 | 4.8623 | 0 | 0 | 0.51182 | 0 | 0 | 0 | 0 | 0 | 0 | 0 | 0 | 0 | 0 | 0 | 0 | 0 | 0.51182 | 0 | 0.51182 | 0 | 0 | 0 | 0 | 0 | 0 | 0 | 0 | 0 | 0.093025 | 0 | 0 | 0 | 0.093025 | 0.093025 | 0.093025 | 1
AZ_4B_SO_2013_NG | 4B | SO | NG | 1004 | ASHRAE30pct-state-4B | OfficeSmall | STD2013 | AZ-Prescott-AZ | Zone4B | Zone4B(AZ-Prescott-AZ) | ASHRAE30pct-state-STD2013 | state | AZ | 0.0954 | 0.95 | ASHRAE30pct-state-4B_OfficeSmall_STD2013_AZ-Prescott-AZ.table.csv.gz | Small Office | Prescott Love Field AZ USA TMY3 WMO#=723723 | Natural Gas | 331.736 | 0 | 0 | 0 | 0 | 0 | 0 | 0 | 0 | 0 | 0 | 0 | 0 | 0 | 331.736 | 0 | 331.736 | 0 | 0 | 3.1515 | 0 | 0 | 0 | 0 | 0 | 0 | 0 | 0 | 0 | 0 | 0 | 0 | 0 | 3.1515 | 0 | 3.1515 | 0 | 0 | 0.33174 | 0 | 0 | 0 | 0 | 0 | 0 | 0 | 0 | 0 | 0 | 0 | 0 | 0 | 0.33174 | 0 | 0.33174 | 0 | 0 | 0 | 0 | 0 | 0 | 0 | 0 | 0 | 0.060294 | 0 | 0 | 0 | 0.060294 | 0.060294 | 0.060294 | 2
CA_4B_SO_2010_EL | 4B | SO | EL | 973 | ASHRAE30pct-state-4B | OfficeSmall | STD2010 | CA-Sacramento-CA | Zone4B | Zone4B(CA-Sacramento-CA) | ASHRAE30pct-state-STD2010 | state | CA | 0.136 | 0.7 | ASHRAE30pct-state-4B_OfficeSmall_STD2010_CA-Sacramento-CA.table.csv.gz | Small Office | Sacramento Metropolitan Ap CA USA TMY3 WMO#=724839 | Electricity | 500 | 7066.6667 | 14769.4446 | 3413.8889 | 13663.889 | 0 | 6497.2223 | 0 | 0 | 0 | 0 | 5002.7778 | 0 | 0 | 50916.6671 | 0 | 50913.8893 | 2.7778 | 2.7778 | 68 | 961.0667 | 2008.6445 | 464.2889 | 1858.2889 | 0 | 883.6222 | 0 | 0 | 0 | 0 | 680.3778 | 0 | 0 | 6924.6667 | 0 | 6924.2889 | 0.37778 | 0.37778 | 1.7065 | 24.1183 | 50.4077 | 11.6515 | 46.6344 | 0 | 22.1748 | 0 | 0 | 0 | 0 | 17.0743 | 0 | 0 | 173.777 | 0 | 173.7675 | 0.0094805 | 0.0094805 | 9.1617 | 2.1177 | 8.4776 | 4.0303 | 0 | 0 | 4.3836 | 0.31016 | 3.1033 | 0 | 0 | 31.5826 | 31.5843 | 31.5843 | 1
CA_4B_SO_2013_EL | 4B | SO | EL | 1009 | ASHRAE30pct-state-4B | OfficeSmall | STD2013 | CA-Sacramento-CA | Zone4B | Zone4B(CA-Sacramento-CA) | ASHRAE30pct-state-STD2013 | state | CA | 0.136 | 0.7 | ASHRAE30pct-state-4B_OfficeSmall_STD2013_CA-Sacramento-CA.table.csv.gz | Small Office | Sacramento Metropolitan Ap CA USA TMY3 WMO#=724839 | Electricity | 355.5556 | 5000 | 12527.7779 | 3413.8889 | 13413.889 | 0 | 5558.3334 | 0 | 0 | 0 | 0 | 5002.7778 | 0 | 0 | 45269.4448 | 0 | 45272.2226 | -2.7778 | -2.7778 | 48.3556 | 680 | 1703.7778 | 464.2889 | 1824.2889 | 0 | 755.9333 | 0 | 0 | 0 | 0 | 680.3778 | 0 | 0 | 6156.6445 | 0 | 6157.0223 | -0.37778 | -0.37778 | 1.2135 | 17.0648 | 42.7569 | 11.6515 | 45.7812 | 0 | 18.9704 | 0 | 0 | 0 | 0 | 17.0743 | 0 | 0 | 154.5032 | 0 | 154.5127 | -0.0094805 | -0.0094805 | 7.7712 | 2.1177 | 8.3191 | 3.4479 | 0 | 0 | 3.1016 | 0.22056 | 3.1033 | 0 | 0 | 28.083 | 28.0813 | 28.0813 | 2
CA_4B_SO_2010_NG | 4B | SO | NG | 974 | ASHRAE30pct-state-4B | OfficeSmall | STD2010 | CA-Sacramento-CA | Zone4B | Zone4B(CA-Sacramento-CA) | ASHRAE30pct-state-STD2010 | state | CA | 0.136 | 0.7 | ASHRAE30pct-state-4B_OfficeSmall_STD2010_CA-Sacramento-CA.table.csv.gz | Small Office | Sacramento Metropolitan Ap CA USA TMY3 WMO#=724839 | Natural Gas | 75.8254 | 0 | 0 | 0 | 0 | 0 | 0 | 0 | 0 | 0 | 0 | 0 | 0 | 0 | 75.8254 | 0 | 75.8254 | 0 | 0 | 0.53078 | 0 | 0 | 0 | 0 | 0 | 0 | 0 | 0 | 0 | 0 | 0 | 0 | 0 | 0.53078 | 0 | 0.53078 | 0 | 0 | 0.075825 | 0 | 0 | 0 | 0 | 0 | 0 | 0 | 0 | 0 | 0 | 0 | 0 | 0 | 0.075825 | 0 | 0.075825 | 0 | 0 | 0 | 0 | 0 | 0 | 0 | 0 | 0 | 0.013781 | 0 | 0 | 0 | 0.013781 | 0.013781 | 0.013781 | 1
CA_4B_SO_2013_NG | 4B | SO | NG | 1010 | ASHRAE30pct-state-4B | OfficeSmall | STD2013 | CA-Sacramento-CA | Zone4B | Zone4B(CA-Sacramento-CA) | ASHRAE30pct-state-STD2013 | state | CA | 0.136 | 0.7 | ASHRAE30pct-state-4B_OfficeSmall_STD2013_CA-Sacramento-CA.table.csv.gz | Small Office | Sacramento Metropolitan Ap CA USA TMY3 WMO#=724839 | Natural Gas | 37.9127 | 0 | 0 | 0 | 0 | 0 | 0 | 0 | 0 | 0 | 0 | 0 | 0 | 0 | 37.9127 | 0 | 37.9127 | 0 | 0 | 0.26539 | 0 | 0 | 0 | 0 | 0 | 0 | 0 | 0 | 0 | 0 | 0 | 0 | 0 | 0.26539 | 0 | 0.26539 | 0 | 0 | 0.037913 | 0 | 0 | 0 | 0 | 0 | 0 | 0 | 0 | 0 | 0 | 0 | 0 | 0 | 0.037913 | 0 | 0.037913 | 0 | 0 | 0 | 0 | 0 | 0 | 0 | 0 | 0 | 0.0068907 | 0 | 0 | 0 | 0.0068907 | 0.0068907 | 0.0068907 | 2
CO_4B_SO_2010_EL | 4B | SO | EL | 979 | ASHRAE30pct-state-4B | OfficeSmall | STD2010 | CO-Trinidad-CO | Zone4B | Zone4B(CO-Trinidad-CO) | ASHRAE30pct-state-STD2010 | state | CO | 0.0934 | 0.73 | ASHRAE30pct-state-4B_OfficeSmall_STD2010_CO-Trinidad-CO.table.csv.gz | Small Office | Trinidad Las Animas County Ap CO USA TMY3 WMO#=724645 | Electricity | 1847.2222 | 5638.8889 | 14788.889 | 3419.4445 | 13663.889 | 0 | 7416.6667 | 0 | 0 | 0 | 0 | 5002.7778 | 0 | 0 | 51780.556 | 0 | 51777.7782 | 2.7778 | 2.7778 | 172.5306 | 526.6722 | 1381.2822 | 319.3761 | 1276.2072 | 0 | 692.7167 | 0 | 0 | 0 | 0 | 467.2594 | 0 | 0 | 4836.3039 | 0 | 4836.0445 | 0.25944 | 0.25944 | 6.3045 | 19.2454 | 50.474 | 11.6705 | 46.6344 | 0 | 25.3129 | 0 | 0 | 0 | 0 | 17.0743 | 0 | 0 | 176.7254 | 0 | 176.716 | 0.0094805 | 0.0094805 | 9.1738 | 2.1211 | 8.4776 | 4.6007 | 0 | 0 | 3.4979 | 1.1459 | 3.1033 | 0 | 0 | 32.1185 | 32.1202 | 32.1202 | 1
CO_4B_SO_2013_EL | 4B | SO | EL | 1015 | ASHRAE30pct-state-4B | OfficeSmall | STD2013 | CO-Trinidad-CO | Zone4B | Zone4B(CO-Trinidad-CO) | ASHRAE30pct-state-STD2013 | state | CO | 0.0934 | 0.73 | ASHRAE30pct-state-4B_OfficeSmall_STD2013_CO-Trinidad-CO.table.csv.gz | Small Office | Trinidad Las Animas County Ap CO USA TMY3 WMO#=724645 | Electricity | 1475 | 4083.3334 | 12561.1112 | 3419.4445 | 13413.889 | 0 | 6455.5556 | 0 | 0 | 0 | 0 | 5002.7778 | 0 | 0 | 46411.1115 | 0 | 46411.1115 | 7.276e-12 | 7.276e-12 | 137.765 | 381.3833 | 1173.2078 | 319.3761 | 1252.8572 | 0 | 602.9489 | 0 | 0 | 0 | 0 | 467.2594 | 0 | 0 | 4334.7978 | 0 | 4334.7978 | 6.7957e-13 | 6.7957e-13 | 5.0341 | 13.9363 | 42.8707 | 11.6705 | 45.7812 | 0 | 22.0326 | 0 | 0 | 0 | 0 | 17.0743 | 0 | 0 | 158.3997 | 0 | 158.3997 | 2.4833e-14 | 2.4833e-14 | 7.7918 | 2.1211 | 8.3208 | 4.0045 | 0 | 0 | 2.5329 | 0.91496 | 3.1033 | 0 | 0 | 28.7895 | 28.7895 | 28.7895 | 2
CO_4B_SO_2010_NG | 4B | SO | NG | 980 | ASHRAE30pct-state-4B | OfficeSmall | STD2010 | CO-Trinidad-CO | Zone4B | Zone4B(CO-Trinidad-CO) | ASHRAE30pct-state-STD2010 | state | CO | 0.0934 | 0.73 | ASHRAE30pct-state-4B_OfficeSmall_STD2010_CO-Trinidad-CO.table.csv.gz | Small Office | Trinidad Las Animas County Ap CO USA TMY3 WMO#=724645 | Natural Gas | 3089.8838 | 0 | 0 | 0 | 0 | 0 | 0 | 0 | 0 | 0 | 0 | 0 | 0 | 0 | 3089.8838 | 0 | 3089.8838 | 0 | 0 | 22.5562 | 0 | 0 | 0 | 0 | 0 | 0 | 0 | 0 | 0 | 0 | 0 | 0 | 0 | 22.5562 | 0 | 22.5562 | 0 | 0 | 3.0899 | 0 | 0 | 0 | 0 | 0 | 0 | 0 | 0 | 0 | 0 | 0 | 0 | 0 | 3.0899 | 0 | 3.0899 | 0 | 0 | 0 | 0 | 0 | 0 | 0 | 0 | 0 | 0.56159 | 0 | 0 | 0 | 0.56159 | 0.56159 | 0.56159 | 1
CO_4B_SO_2013_NG | 4B | SO | NG | 1016 | ASHRAE30pct-state-4B | OfficeSmall | STD2013 | CO-Trinidad-CO | Zone4B | Zone4B(CO-Trinidad-CO) | ASHRAE30pct-state-STD2013 | state | CO | 0.0934 | 0.73 | ASHRAE30pct-state-4B_OfficeSmall_STD2013_CO-Trinidad-CO.table.csv.gz | Small Office | Trinidad Las Animas County Ap CO USA TMY3 WMO#=724645 | Natural Gas | 2303.1956 | 0 | 0 | 0 | 0 | 0 | 0 | 0 | 0 | 0 | 0 | 0 | 0 | 0 | 2303.1956 | 0 | 2303.1956 | 0 | 0 | 16.8133 | 0 | 0 | 0 | 0 | 0 | 0 | 0 | 0 | 0 | 0 | 0 | 0 | 0 | 16.8133 | 0 | 16.8133 | 0 | 0 | 2.3032 | 0 | 0 | 0 | 0 | 0 | 0 | 0 | 0 | 0 | 0 | 0 | 0 | 0 | 2.3032 | 0 | 2.3032 | 0 | 0 | 0 | 0 | 0 | 0 | 0 | 0 | 0 | 0.41861 | 0 | 0 | 0 | 0.41861 | 0.41861 | 0.41861 | 2
NM_4B_SO_2010_EL | 4B | SO | EL | 985 | ASHRAE30pct-state-4B | OfficeSmall | STD2010 | NM-Albuquerque-NM | Zone4B | Zone4B(NM-Albuquerque-NM) | ASHRAE30pct-state-STD2010 | state | NM | 0.093 | 0.62 | ASHRAE30pct-state-4B_OfficeSmall_STD2010_NM-Albuquerque-NM.table.csv.gz | Small Office | Albuquerque Intl Arpt Isis NM USA TMY3 WMO#=723650 | Electricity | 1188.8889 | 6625.0001 | 14775.0001 | 3411.1111 | 13663.889 | 0 | 7536.1112 | 0 | 0 | 0 | 0 | 5002.7778 | 0 | 0 | 52202.7782 | 0 | 52202.7782 | 0 | 0 | 110.5667 | 616.125 | 1374.075 | 317.2333 | 1270.7417 | 0 | 700.8583 | 0 | 0 | 0 | 0 | 465.2583 | 0 | 0 | 4854.8584 | 0 | 4854.8584 | 0 | 0 | 4.0576 | 22.6109 | 50.4266 | 11.642 | 46.6344 | 0 | 25.7205 | 0 | 0 | 0 | 0 | 17.0743 | 0 | 0 | 178.1665 | 0 | 178.1665 | 0 | 0 | 9.1651 | 2.116 | 8.4759 | 4.6748 | 0 | 0 | 4.1096 | 0.73748 | 3.1033 | 0 | 0 | 32.3821 | 32.3821 | 32.3821 | 1
NM_4B_SO_2013_EL | 4B | SO | EL | 1021 | ASHRAE30pct-state-4B | OfficeSmall | STD2013 | NM-Albuquerque-NM | Zone4B | Zone4B(NM-Albuquerque-NM) | ASHRAE30pct-state-STD2013 | state | NM | 0.093 | 0.62 | ASHRAE30pct-state-4B_OfficeSmall_STD2013_NM-Albuquerque-NM.table.csv.gz | Small Office | Albuquerque Intl Arpt Isis NM USA TMY3 WMO#=723650 | Electricity | 927.7778 | 4663.8889 | 12533.3334 | 3411.1111 | 13413.889 | 0 | 6463.8889 | 0 | 0 | 0 | 0 | 5002.7778 | 0 | 0 | 46416.667 | 0 | 46416.667 | 0 | 0 | 86.2833 | 433.7417 | 1165.6 | 317.2333 | 1247.4917 | 0 | 601.1417 | 0 | 0 | 0 | 0 | 465.2583 | 0 | 0 | 4316.75 | 0 | 4316.75 | 0 | 0 | 3.1665 | 15.9177 | 42.7759 | 11.642 | 45.7812 | 0 | 22.0611 | 0 | 0 | 0 | 0 | 17.0743 | 0 | 0 | 158.4186 | 0 | 158.4186 | 0 | 0 | 7.7746 | 2.116 | 8.3208 | 4.0096 | 0 | 0 | 2.8931 | 0.57551 | 3.1033 | 0 | 0 | 28.7929 | 28.7929 | 28.7929 | 2
NM_4B_SO_2010_NG | 4B | SO | NG | 986 | ASHRAE30pct-state-4B | OfficeSmall | STD2010 | NM-Albuquerque-NM | Zone4B | Zone4B(NM-Albuquerque-NM) | ASHRAE30pct-state-STD2010 | state | NM | 0.093 | 0.62 | ASHRAE30pct-state-4B_OfficeSmall_STD2010_NM-Albuquerque-NM.table.csv.gz | Small Office | Albuquerque Intl Arpt Isis NM USA TMY3 WMO#=723650 | Natural Gas | 398.0832 | 0 | 0 | 0 | 0 | 0 | 0 | 0 | 0 | 0 | 0 | 0 | 0 | 0 | 398.0832 | 0 | 398.0832 | 0 | 0 | 2.4681 | 0 | 0 | 0 | 0 | 0 | 0 | 0 | 0 | 0 | 0 | 0 | 0 | 0 | 2.4681 | 0 | 2.4681 | 0 | 0 | 0.39808 | 0 | 0 | 0 | 0 | 0 | 0 | 0 | 0 | 0 | 0 | 0 | 0 | 0 | 0.39808 | 0 | 0.39808 | 0 | 0 | 0 | 0 | 0 | 0 | 0 | 0 | 0 | 0.072352 | 0 | 0 | 0 | 0.072352 | 0.072352 | 0.072352 | 1
NM_4B_SO_2013_NG | 4B | SO | NG | 1022 | ASHRAE30pct-state-4B | OfficeSmall | STD2013 | NM-Albuquerque-NM | Zone4B | Zone4B(NM-Albuquerque-NM) | ASHRAE30pct-state-STD2013 | state | NM | 0.093 | 0.62 | ASHRAE30pct-state-4B_OfficeSmall_STD2013_NM-Albuquerque-NM.table.csv.gz | Small Office | Albuquerque Intl Arpt Isis NM USA TMY3 WMO#=723650 | Natural Gas | 236.9543 | 0 | 0 | 0 | 0 | 0 | 0 | 0 | 0 | 0 | 0 | 0 | 0 | 0 | 236.9543 | 0 | 236.9543 | 0 | 0 | 1.4691 | 0 | 0 | 0 | 0 | 0 | 0 | 0 | 0 | 0 | 0 | 0 | 0 | 0 | 1.4691 | 0 | 1.4691 | 0 | 0 | 0.23695 | 0 | 0 | 0 | 0 | 0 | 0 | 0 | 0 | 0 | 0 | 0 | 0 | 0 | 0.23695 | 0 | 0.23695 | 0 | 0 | 0 | 0 | 0 | 0 | 0 | 0 | 0 | 0.043067 | 0 | 0 | 0 | 0.043067 | 0.043067 | 0.043067 | 2
OK_4B_SO_2010_EL | 4B | SO | EL | 991 | ASHRAE30pct-state-4B | OfficeSmall | STD2010 | OK-Amarillo-TX | Zone4B | Zone4B(OK-Amarillo-TX) | ASHRAE30pct-state-STD2010 | state | OK | 0.0726 | 0.87 | ASHRAE30pct-state-4B_OfficeSmall_STD2010_OK-Amarillo-TX.table.csv.gz | Small Office | Amarillo International Ap Can TX USA TMY3 WMO#=723630 | Electricity | 1552.7778 | 6908.3334 | 14777.7779 | 3411.1111 | 13663.889 | 0 | 7291.6667 | 0 | 0 | 0 | 0 | 5002.7778 | 0 | 0 | 52611.1115 | 0 | 52608.3338 | 2.7778 | 2.7778 | 112.7317 | 501.545 | 1072.8667 | 247.6467 | 991.9983 | 0 | 529.375 | 0 | 0 | 0 | 0 | 363.2017 | 0 | 0 | 3819.5667 | 0 | 3819.365 | 0.20167 | 0.20167 | 5.2996 | 23.5779 | 50.4361 | 11.642 | 46.6344 | 0 | 24.8862 | 0 | 0 | 0 | 0 | 17.0743 | 0 | 0 | 179.5601 | 0 | 179.5506 | 0.0094805 | 0.0094805 | 9.1669 | 2.116 | 8.4776 | 4.5231 | 0 | 0 | 4.2853 | 0.96321 | 3.1033 | 0 | 0 | 32.6337 | 32.6354 | 32.6354 | 1
OK_4B_SO_2013_EL | 4B | SO | EL | 1027 | ASHRAE30pct-state-4B | OfficeSmall | STD2013 | OK-Amarillo-TX | Zone4B | Zone4B(OK-Amarillo-TX) | ASHRAE30pct-state-STD2013 | state | OK | 0.0726 | 0.87 | ASHRAE30pct-state-4B_OfficeSmall_STD2013_OK-Amarillo-TX.table.csv.gz | Small Office | Amarillo International Ap Can TX USA TMY3 WMO#=723630 | Electricity | 1227.7778 | 4725 | 12536.1112 | 3411.1111 | 13413.889 | 0 | 6180.5556 | 0 | 0 | 0 | 0 | 5002.7778 | 0 | 0 | 46494.4448 | 0 | 46497.2226 | -2.7778 | -2.7778 | 89.1367 | 343.035 | 910.1217 | 247.6467 | 973.8483 | 0 | 448.7083 | 0 | 0 | 0 | 0 | 363.2017 | 0 | 0 | 3375.4967 | 0 | 3375.6984 | -0.20167 | -0.20167 | 4.1904 | 16.1263 | 42.7854 | 11.642 | 45.7812 | 0 | 21.094 | 0 | 0 | 0 | 0 | 17.0743 | 0 | 0 | 158.6841 | 0 | 158.6936 | -0.0094805 | -0.0094805 | 7.7763 | 2.116 | 8.3191 | 3.8339 | 0 | 0 | 2.931 | 0.76161 | 3.1033 | 0 | 0 | 28.8429 | 28.8412 | 28.8412 | 2
OK_4B_SO_2010_NG | 4B | SO | NG | 992 | ASHRAE30pct-state-4B | OfficeSmall | STD2010 | OK-Amarillo-TX | Zone4B | Zone4B(OK-Amarillo-TX) | ASHRAE30pct-state-STD2010 | state | OK | 0.0726 | 0.87 | ASHRAE30pct-state-4B_OfficeSmall_STD2010_OK-Amarillo-TX.table.csv.gz | Small Office | Amarillo International Ap Can TX USA TMY3 WMO#=723630 | Natural Gas | 957.2953 | 0 | 0 | 0 | 0 | 0 | 0 | 0 | 0 | 0 | 0 | 0 | 0 | 0 | 957.2953 | 0 | 957.2953 | 0 | 0 | 8.3285 | 0 | 0 | 0 | 0 | 0 | 0 | 0 | 0 | 0 | 0 | 0 | 0 | 0 | 8.3285 | 0 | 8.3285 | 0 | 0 | 0.9573 | 0 | 0 | 0 | 0 | 0 | 0 | 0 | 0 | 0 | 0 | 0 | 0 | 0 | 0.9573 | 0 | 0.9573 | 0 | 0 | 0 | 0 | 0 | 0 | 0 | 0 | 0 | 0.17399 | 0 | 0 | 0 | 0.17399 | 0.17399 | 0.17399 | 1
OK_4B_SO_2013_NG | 4B | SO | NG | 1028 | ASHRAE30pct-state-4B | OfficeSmall | STD2013 | OK-Amarillo-TX | Zone4B | Zone4B(OK-Amarillo-TX) | ASHRAE30pct-state-STD2013 | state | OK | 0.0726 | 0.87 | ASHRAE30pct-state-4B_OfficeSmall_STD2013_OK-Amarillo-TX.table.csv.gz | Small Office | Amarillo International Ap Can TX USA TMY3 WMO#=723630 | Natural Gas | 682.4283 | 0 | 0 | 0 | 0 | 0 | 0 | 0 | 0 | 0 | 0 | 0 | 0 | 0 | 682.4283 | 0 | 682.4283 | 0 | 0 | 5.9371 | 0 | 0 | 0 | 0 | 0 | 0 | 0 | 0 | 0 | 0 | 0 | 0 | 0 | 5.9371 | 0 | 5.9371 | 0 | 0 | 0.68243 | 0 | 0 | 0 | 0 | 0 | 0 | 0 | 0 | 0 | 0 | 0 | 0 | 0 | 0.68243 | 0 | 0.68243 | 0 | 0 | 0 | 0 | 0 | 0 | 0 | 0 | 0 | 0.12403 | 0 | 0 | 0 | 0.12403 | 0.12403 | 0.12403 | 2
TX_4B_SO_2010_EL | 4B | SO | EL | 997 | ASHRAE30pct-state-4B | OfficeSmall | STD2010 | TX-Amarillo-TX | Zone4B | Zone4B(TX-Amarillo-TX) | ASHRAE30pct-state-STD2010 | state | TX | 0.0817 | 0.67 | ASHRAE30pct-state-4B_OfficeSmall_STD2010_TX-Amarillo-TX.table.csv.gz | Small Office | Amarillo International Ap Can TX USA TMY3 WMO#=723630 | Electricity | 1552.7778 | 6908.3334 | 14777.7779 | 3411.1111 | 13663.889 | 0 | 7291.6667 | 0 | 0 | 0 | 0 | 5002.7778 | 0 | 0 | 52611.1115 | 0 | 52608.3338 | 2.7778 | 2.7778 | 126.8619 | 564.4108 | 1207.3445 | 278.6878 | 1116.3397 | 0 | 595.7292 | 0 | 0 | 0 | 0 | 408.7269 | 0 | 0 | 4298.3278 | 0 | 4298.1009 | 0.22694 | 0.22694 | 5.2996 | 23.5779 | 50.4361 | 11.642 | 46.6344 | 0 | 24.8862 | 0 | 0 | 0 | 0 | 17.0743 | 0 | 0 | 179.5601 | 0 | 179.5506 | 0.0094805 | 0.0094805 | 9.1669 | 2.116 | 8.4776 | 4.5231 | 0 | 0 | 4.2853 | 0.96321 | 3.1033 | 0 | 0 | 32.6337 | 32.6354 | 32.6354 | 1
TX_4B_SO_2013_EL | 4B | SO | EL | 1033 | ASHRAE30pct-state-4B | OfficeSmall | STD2013 | TX-Amarillo-TX | Zone4B | Zone4B(TX-Amarillo-TX) | ASHRAE30pct-state-STD2013 | state | TX | 0.0817 | 0.67 | ASHRAE30pct-state-4B_OfficeSmall_STD2013_TX-Amarillo-TX.table.csv.gz | Small Office | Amarillo International Ap Can TX USA TMY3 WMO#=723630 | Electricity | 1227.7778 | 4725 | 12536.1112 | 3411.1111 | 13413.889 | 0 | 6180.5556 | 0 | 0 | 0 | 0 | 5002.7778 | 0 | 0 | 46494.4448 | 0 | 46497.2226 | -2.7778 | -2.7778 | 100.3094 | 386.0325 | 1024.2003 | 278.6878 | 1095.9147 | 0 | 504.9514 | 0 | 0 | 0 | 0 | 408.7269 | 0 | 0 | 3798.5961 | 0 | 3798.8231 | -0.22694 | -0.22694 | 4.1904 | 16.1263 | 42.7854 | 11.642 | 45.7812 | 0 | 21.094 | 0 | 0 | 0 | 0 | 17.0743 | 0 | 0 | 158.6841 | 0 | 158.6936 | -0.0094805 | -0.0094805 | 7.7763 | 2.116 | 8.3191 | 3.8339 | 0 | 0 | 2.931 | 0.76161 | 3.1033 | 0 | 0 | 28.8429 | 28.8412 | 28.8412 | 2
TX_4B_SO_2010_NG | 4B | SO | NG | 998 | ASHRAE30pct-state-4B | OfficeSmall | STD2010 | TX-Amarillo-TX | Zone4B | Zone4B(TX-Amarillo-TX) | ASHRAE30pct-state-STD2010 | state | TX | 0.0817 | 0.67 | ASHRAE30pct-state-4B_OfficeSmall_STD2010_TX-Amarillo-TX.table.csv.gz | Small Office | Amarillo International Ap Can TX USA TMY3 WMO#=723630 | Natural Gas | 957.2953 | 0 | 0 | 0 | 0 | 0 | 0 | 0 | 0 | 0 | 0 | 0 | 0 | 0 | 957.2953 | 0 | 957.2953 | 0 | 0 | 6.4139 | 0 | 0 | 0 | 0 | 0 | 0 | 0 | 0 | 0 | 0 | 0 | 0 | 0 | 6.4139 | 0 | 6.4139 | 0 | 0 | 0.9573 | 0 | 0 | 0 | 0 | 0 | 0 | 0 | 0 | 0 | 0 | 0 | 0 | 0 | 0.9573 | 0 | 0.9573 | 0 | 0 | 0 | 0 | 0 | 0 | 0 | 0 | 0 | 0.17399 | 0 | 0 | 0 | 0.17399 | 0.17399 | 0.17399 | 1
TX_4B_SO_2013_NG | 4B | SO | NG | 1034 | ASHRAE30pct-state-4B | OfficeSmall | STD2013 | TX-Amarillo-TX | Zone4B | Zone4B(TX-Amarillo-TX) | ASHRAE30pct-state-STD2013 | state | TX | 0.0817 | 0.67 | ASHRAE30pct-state-4B_OfficeSmall_STD2013_TX-Amarillo-TX.table.csv.gz | Small Office | Amarillo International Ap Can TX USA TMY3 WMO#=723630 | Natural Gas | 682.4283 | 0 | 0 | 0 | 0 | 0 | 0 | 0 | 0 | 0 | 0 | 0 | 0 | 0 | 682.4283 | 0 | 682.4283 | 0 | 0 | 4.5723 | 0 | 0 | 0 | 0 | 0 | 0 | 0 | 0 | 0 | 0 | 0 | 0 | 0 | 4.5723 | 0 | 4.5723 | 0 | 0 | 0.68243 | 0 | 0 | 0 | 0 | 0 | 0 | 0 | 0 | 0 | 0 | 0 | 0 | 0 | 0.68243 | 0 | 0.68243 | 0 | 0 | 0 | 0 | 0 | 0 | 0 | 0 | 0 | 0.12403 | 0 | 0 | 0 | 0.12403 | 0.12403 | 0.12403 | 2
CA_4C_SO_2010_EL | 4C | SO | EL | 1057 | ASHRAE30pct-state-4C | OfficeSmall | STD2010 | CA-Arcata-CA | Zone4C | Zone4C(CA-Arcata-CA) | ASHRAE30pct-state-STD2010 | state | CA | 0.136 | 0.7 | ASHRAE30pct-state-4C_OfficeSmall_STD2010_CA-Arcata-CA.table.csv.gz | Small Office | Arcata Airport CA USA TMY3 WMO#=725945 | Electricity | 630.5556 | 2186.1111 | 14802.7779 | 3411.1111 | 13663.889 | 0 | 5222.2223 | 0 | 0 | 0 | 0 | 5002.7778 | 0 | 0 | 44919.4448 | 0 | 44919.4448 | 0 | 0 | 85.7556 | 297.3111 | 2013.1778 | 463.9111 | 1858.2889 | 0 | 710.2222 | 0 | 0 | 0 | 0 | 680.3778 | 0 | 0 | 6109.0445 | 0 | 6109.0445 | 0 | 0 | 2.1521 | 7.4611 | 50.5214 | 11.642 | 46.6344 | 0 | 17.8233 | 0 | 0 | 0 | 0 | 17.0743 | 0 | 0 | 153.3087 | 0 | 153.3087 | 0 | 0 | 9.1824 | 2.116 | 8.4759 | 3.2394 | 0 | 0 | 1.3561 | 0.39114 | 3.1033 | 0 | 0 | 27.8642 | 27.8642 | 27.8642 | 1
CA_4C_SO_2013_EL | 4C | SO | EL | 1075 | ASHRAE30pct-state-4C | OfficeSmall | STD2013 | CA-Arcata-CA | Zone4C | Zone4C(CA-Arcata-CA) | ASHRAE30pct-state-STD2013 | state | CA | 0.136 | 0.7 | ASHRAE30pct-state-4C_OfficeSmall_STD2013_CA-Arcata-CA.table.csv.gz | Small Office | Arcata Airport CA USA TMY3 WMO#=725945 | Electricity | 444.4444 | 1805.5556 | 12586.1112 | 3411.1111 | 13413.889 | 0 | 4877.7778 | 0 | 0 | 0 | 0 | 5002.7778 | 0 | 0 | 41538.8892 | 0 | 41541.667 | -2.7778 | -2.7778 | 60.4444 | 245.5556 | 1711.7111 | 463.9111 | 1824.2889 | 0 | 663.3778 | 0 | 0 | 0 | 0 | 680.3778 | 0 | 0 | 5649.2889 | 0 | 5649.6667 | -0.37778 | -0.37778 | 1.5169 | 6.1623 | 42.956 | 11.642 | 45.7812 | 0 | 16.6477 | 0 | 0 | 0 | 0 | 17.0743 | 0 | 0 | 141.7709 | 0 | 141.7804 | -0.0094805 | -0.0094805 | 7.8073 | 2.116 | 8.3191 | 3.0258 | 0 | 0 | 1.12 | 0.2757 | 3.1033 | 0 | 0 | 25.7689 | 25.7672 | 25.7672 | 2
CA_4C_SO_2010_NG | 4C | SO | NG | 1058 | ASHRAE30pct-state-4C | OfficeSmall | STD2010 | CA-Arcata-CA | Zone4C | Zone4C(CA-Arcata-CA) | ASHRAE30pct-state-STD2010 | state | CA | 0.136 | 0.7 | ASHRAE30pct-state-4C_OfficeSmall_STD2010_CA-Arcata-CA.table.csv.gz | Small Office | Arcata Airport CA USA TMY3 WMO#=725945 | Natural Gas | 161.1289 | 0 | 0 | 0 | 0 | 0 | 0 | 0 | 0 | 0 | 0 | 0 | 0 | 0 | 161.1289 | 0 | 161.1289 | 0 | 0 | 1.1279 | 0 | 0 | 0 | 0 | 0 | 0 | 0 | 0 | 0 | 0 | 0 | 0 | 0 | 1.1279 | 0 | 1.1279 | 0 | 0 | 0.16113 | 0 | 0 | 0 | 0 | 0 | 0 | 0 | 0 | 0 | 0 | 0 | 0 | 0 | 0.16113 | 0 | 0.16113 | 0 | 0 | 0 | 0 | 0 | 0 | 0 | 0 | 0 | 0.029286 | 0 | 0 | 0 | 0.029286 | 0.029286 | 0.029286 | 1
CA_4C_SO_2013_NG | 4C | SO | NG | 1076 | ASHRAE30pct-state-4C | OfficeSmall | STD2013 | CA-Arcata-CA | Zone4C | Zone4C(CA-Arcata-CA) | ASHRAE30pct-state-STD2013 | state | CA | 0.136 | 0.7 | ASHRAE30pct-state-4C_OfficeSmall_STD2013_CA-Arcata-CA.table.csv.gz | Small Office | Arcata Airport CA USA TMY3 WMO#=725945 | Natural Gas | 75.8254 | 0 | 0 | 0 | 0 | 0 | 0 | 0 | 0 | 0 | 0 | 0 | 0 | 0 | 75.8254 | 0 | 75.8254 | 0 | 0 | 0.53078 | 0 | 0 | 0 | 0 | 0 | 0 | 0 | 0 | 0 | 0 | 0 | 0 | 0 | 0.53078 | 0 | 0.53078 | 0 | 0 | 0.075825 | 0 | 0 | 0 | 0 | 0 | 0 | 0 | 0 | 0 | 0 | 0 | 0 | 0 | 0.075825 | 0 | 0.075825 | 0 | 0 | 0 | 0 | 0 | 0 | 0 | 0 | 0 | 0.013781 | 0 | 0 | 0 | 0.013781 | 0.013781 | 0.013781 | 2
OR_4C_SO_2010_EL | 4C | SO | EL | 1063 | ASHRAE30pct-state-4C | OfficeSmall | STD2010 | OR-Portland-OR | Zone4C | Zone4C(OR-Portland-OR) | ASHRAE30pct-state-STD2010 | state | OR | 0.0834 | 0.92 | ASHRAE30pct-state-4C_OfficeSmall_STD2010_OR-Portland-OR.table.csv.gz | Small Office | Portland International Ap OR USA TMY3 WMO#=726980 | Electricity | 1119.4445 | 3680.5556 | 14830.5557 | 3416.6667 | 13663.889 | 0 | 6438.8889 | 0 | 0 | 0 | 0 | 5002.7778 | 0 | 0 | 48152.7782 | 0 | 48152.7782 | 0 | 0 | 93.3617 | 306.9583 | 1236.8683 | 284.95 | 1139.5683 | 0 | 537.0033 | 0 | 0 | 0 | 0 | 417.2317 | 0 | 0 | 4015.9417 | 0 | 4015.9417 | 0 | 0 | 3.8206 | 12.5616 | 50.6162 | 11.661 | 46.6344 | 0 | 21.9757 | 0 | 0 | 0 | 0 | 17.0743 | 0 | 0 | 164.3439 | 0 | 164.3439 | 0 | 0 | 9.1996 | 2.1194 | 8.4759 | 3.9941 | 0 | 0 | 2.2831 | 0.69441 | 3.1033 | 0 | 0 | 29.8699 | 29.8699 | 29.8699 | 1
OR_4C_SO_2013_EL | 4C | SO | EL | 1081 | ASHRAE30pct-state-4C | OfficeSmall | STD2013 | OR-Portland-OR | Zone4C | Zone4C(OR-Portland-OR) | ASHRAE30pct-state-STD2013 | state | OR | 0.0834 | 0.92 | ASHRAE30pct-state-4C_OfficeSmall_STD2013_OR-Portland-OR.table.csv.gz | Small Office | Portland International Ap OR USA TMY3 WMO#=726980 | Electricity | 825 | 2663.8889 | 12638.889 | 3416.6667 | 13413.889 | 0 | 5786.1112 | 0 | 0 | 0 | 0 | 5002.7778 | 0 | 0 | 43747.2226 | 0 | 43747.2226 | 0 | 0 | 68.805 | 222.1683 | 1054.0833 | 284.95 | 1118.7183 | 0 | 482.5617 | 0 | 0 | 0 | 0 | 417.2317 | 0 | 0 | 3648.5184 | 0 | 3648.5184 | 0 | 0 | 2.8157 | 9.0918 | 43.1361 | 11.661 | 45.7812 | 0 | 19.7478 | 0 | 0 | 0 | 0 | 17.0743 | 0 | 0 | 149.3079 | 0 | 149.3079 | 0 | 0 | 7.8401 | 2.1194 | 8.3208 | 3.5892 | 0 | 0 | 1.6524 | 0.51176 | 3.1033 | 0 | 0 | 27.137 | 27.137 | 27.137 | 2
OR_4C_SO_2010_NG | 4C | SO | NG | 1064 | ASHRAE30pct-state-4C | OfficeSmall | STD2010 | OR-Portland-OR | Zone4C | Zone4C(OR-Portland-OR) | ASHRAE30pct-state-STD2010 | state | OR | 0.0834 | 0.92 | ASHRAE30pct-state-4C_OfficeSmall_STD2010_OR-Portland-OR.table.csv.gz | Small Office | Portland International Ap OR USA TMY3 WMO#=726980 | Natural Gas | 170.6071 | 0 | 0 | 0 | 0 | 0 | 0 | 0 | 0 | 0 | 0 | 0 | 0 | 0 | 170.6071 | 0 | 170.6071 | 0 | 0 | 1.5696 | 0 | 0 | 0 | 0 | 0 | 0 | 0 | 0 | 0 | 0 | 0 | 0 | 0 | 1.5696 | 0 | 1.5696 | 0 | 0 | 0.17061 | 0 | 0 | 0 | 0 | 0 | 0 | 0 | 0 | 0 | 0 | 0 | 0 | 0 | 0.17061 | 0 | 0.17061 | 0 | 0 | 0 | 0 | 0 | 0 | 0 | 0 | 0 | 0.031008 | 0 | 0 | 0 | 0.031008 | 0.031008 | 0.031008 | 1
OR_4C_SO_2013_NG | 4C | SO | NG | 1082 | ASHRAE30pct-state-4C | OfficeSmall | STD2013 | OR-Portland-OR | Zone4C | Zone4C(OR-Portland-OR) | ASHRAE30pct-state-STD2013 | state | OR | 0.0834 | 0.92 | ASHRAE30pct-state-4C_OfficeSmall_STD2013_OR-Portland-OR.table.csv.gz | Small Office | Portland International Ap OR USA TMY3 WMO#=726980 | Natural Gas | 104.2599 | 0 | 0 | 0 | 0 | 0 | 0 | 0 | 0 | 0 | 0 | 0 | 0 | 0 | 104.2599 | 0 | 104.2599 | 0 | 0 | 0.95919 | 0 | 0 | 0 | 0 | 0 | 0 | 0 | 0 | 0 | 0 | 0 | 0 | 0 | 0.95919 | 0 | 0.95919 | 0 | 0 | 0.10426 | 0 | 0 | 0 | 0 | 0 | 0 | 0 | 0 | 0 | 0 | 0 | 0 | 0 | 0.10426 | 0 | 0.10426 | 0 | 0 | 0 | 0 | 0 | 0 | 0 | 0 | 0 | 0.018949 | 0 | 0 | 0 | 0.018949 | 0.018949 | 0.018949 | 2
WA_4C_SO_2010_EL | 4C | SO | EL | 1069 | ASHRAE30pct-state-4C | OfficeSmall | STD2010 | WA-Seattle-WA | Zone4C | Zone4C(WA-Seattle-WA) | ASHRAE30pct-state-STD2010 | state | WA | 0.0767 | 0.96 | ASHRAE30pct-state-4C_OfficeSmall_STD2010_WA-Seattle-WA.table.csv.gz | Small Office | Seattle Seattle Tacoma Intl A WA USA TMY3 WMO#=727930 | Electricity | 1130.5556 | 2977.7778 | 14844.4446 | 3419.4445 | 13663.889 | 0 | 6219.4445 | 0 | 0 | 0 | 0 | 5002.7778 | 0 | 0 | 47258.3337 | 0 | 47258.3337 | 0 | 0 | 86.7136 | 228.3956 | 1138.5689 | 262.2714 | 1048.0203 | 0 | 477.0314 | 0 | 0 | 0 | 0 | 383.7131 | 0 | 0 | 3624.7142 | 0 | 3624.7142 | 0 | 0 | 3.8586 | 10.1631 | 50.6636 | 11.6705 | 46.6344 | 0 | 21.2268 | 0 | 0 | 0 | 0 | 17.0743 | 0 | 0 | 161.2912 | 0 | 161.2912 | 0 | 0 | 9.2082 | 2.1211 | 8.4759 | 3.858 | 0 | 0 | 1.8472 | 0.7013 | 3.1033 | 0 | 0 | 29.315 | 29.315 | 29.315 | 1
WA_4C_SO_2013_EL | 4C | SO | EL | 1087 | ASHRAE30pct-state-4C | OfficeSmall | STD2013 | WA-Seattle-WA | Zone4C | Zone4C(WA-Seattle-WA) | ASHRAE30pct-state-STD2013 | state | WA | 0.0767 | 0.96 | ASHRAE30pct-state-4C_OfficeSmall_STD2013_WA-Seattle-WA.table.csv.gz | Small Office | Seattle Seattle Tacoma Intl A WA USA TMY3 WMO#=727930 | Electricity | 827.7778 | 2269.4445 | 12666.6668 | 3419.4445 | 13413.889 | 0 | 5683.3334 | 0 | 0 | 0 | 0 | 5002.7778 | 0 | 0 | 43283.3337 | 0 | 43283.3337 | 0 | 0 | 63.4906 | 174.0664 | 971.5333 | 262.2714 | 1028.8453 | 0 | 435.9117 | 0 | 0 | 0 | 0 | 383.7131 | 0 | 0 | 3319.8317 | 0 | 3319.8317 | 0 | 0 | 2.8252 | 7.7455 | 43.2309 | 11.6705 | 45.7812 | 0 | 19.397 | 0 | 0 | 0 | 0 | 17.0743 | 0 | 0 | 147.7247 | 0 | 147.7247 | 0 | 0 | 7.8573 | 2.1211 | 8.3208 | 3.5255 | 0 | 0 | 1.4078 | 0.51348 | 3.1033 | 0 | 0 | 26.8493 | 26.8493 | 26.8493 | 2
WA_4C_SO_2010_NG | 4C | SO | NG | 1070 | ASHRAE30pct-state-4C | OfficeSmall | STD2010 | WA-Seattle-WA | Zone4C | Zone4C(WA-Seattle-WA) | ASHRAE30pct-state-STD2010 | state | WA | 0.0767 | 0.96 | ASHRAE30pct-state-4C_OfficeSmall_STD2010_WA-Seattle-WA.table.csv.gz | Small Office | Seattle Seattle Tacoma Intl A WA USA TMY3 WMO#=727930 | Natural Gas | 199.0416 | 0 | 0 | 0 | 0 | 0 | 0 | 0 | 0 | 0 | 0 | 0 | 0 | 0 | 199.0416 | 0 | 199.0416 | 0 | 0 | 1.9108 | 0 | 0 | 0 | 0 | 0 | 0 | 0 | 0 | 0 | 0 | 0 | 0 | 0 | 1.9108 | 0 | 1.9108 | 0 | 0 | 0.19904 | 0 | 0 | 0 | 0 | 0 | 0 | 0 | 0 | 0 | 0 | 0 | 0 | 0 | 0.19904 | 0 | 0.19904 | 0 | 0 | 0 | 0 | 0 | 0 | 0 | 0 | 0 | 0.036176 | 0 | 0 | 0 | 0.036176 | 0.036176 | 0.036176 | 1
WA_4C_SO_2013_NG | 4C | SO | NG | 1088 | ASHRAE30pct-state-4C | OfficeSmall | STD2013 | WA-Seattle-WA | Zone4C | Zone4C(WA-Seattle-WA) | ASHRAE30pct-state-STD2013 | state | WA | 0.0767 | 0.96 | ASHRAE30pct-state-4C_OfficeSmall_STD2013_WA-Seattle-WA.table.csv.gz | Small Office | Seattle Seattle Tacoma Intl A WA USA TMY3 WMO#=727930 | Natural Gas | 113.7381 | 0 | 0 | 0 | 0 | 0 | 0 | 0 | 0 | 0 | 0 | 0 | 0 | 0 | 113.7381 | 0 | 113.7381 | 0 | 0 | 1.0919 | 0 | 0 | 0 | 0 | 0 | 0 | 0 | 0 | 0 | 0 | 0 | 0 | 0 | 1.0919 | 0 | 1.0919 | 0 | 0 | 0.11374 | 0 | 0 | 0 | 0 | 0 | 0 | 0 | 0 | 0 | 0 | 0 | 0 | 0 | 0.11374 | 0 | 0.11374 | 0 | 0 | 0 | 0 | 0 | 0 | 0 | 0 | 0 | 0.020672 | 0 | 0 | 0 | 0.020672 | 0.020672 | 0.020672 | 2
CT_5A_SO_2010_EL | 5A | SO | EL | 1207 | ASHRAE30pct-state-5A | OfficeSmall | STD2010 | CT-HartfordBradley-CT | Zone5A | Zone5A(CT-HartfordBradley-CT) | ASHRAE30pct-state-STD2010 | state | CT | 0.147 | 0.82 | ASHRAE30pct-state-5A_OfficeSmall_STD2010_CT-HartfordBradley-CT.table.csv.gz | Small Office | Hartford Bradley Intl Ap CT USA TMY3 WMO#=725080 | Electricity | 2666.6667 | 4533.3334 | 14786.1112 | 3425 | 13663.889 | 0 | 5836.1112 | 0 | 0 | 0 | 0 | 5002.7778 | 0 | 0 | 49911.1115 | 0 | 49913.8893 | -2.7778 | -2.7778 | 392 | 666.4 | 2173.5584 | 503.475 | 2008.5917 | 0 | 857.9083 | 0 | 0 | 0 | 0 | 735.4083 | 0 | 0 | 7336.9334 | 0 | 7337.3417 | -0.40833 | -0.40833 | 9.1013 | 15.4721 | 50.4645 | 11.6894 | 46.6344 | 0 | 19.9185 | 0 | 0 | 0 | 0 | 17.0743 | 0 | 0 | 170.3451 | 0 | 170.3546 | -0.0094805 | -0.0094805 | 9.172 | 2.1246 | 8.4742 | 3.6202 | 0 | 0 | 2.8121 | 1.6542 | 3.1033 | 0 | 0 | 30.9623 | 30.9606 | 30.9606 | 1
CT_5A_SO_2013_EL | 5A | SO | EL | 1321 | ASHRAE30pct-state-5A | OfficeSmall | STD2013 | CT-HartfordBradley-CT | Zone5A | Zone5A(CT-HartfordBradley-CT) | ASHRAE30pct-state-STD2013 | state | CT | 0.147 | 0.82 | ASHRAE30pct-state-5A_OfficeSmall_STD2013_CT-HartfordBradley-CT.table.csv.gz | Small Office | Hartford Bradley Intl Ap CT USA TMY3 WMO#=725080 | Electricity | 2194.4445 | 3377.7778 | 12555.5557 | 3425 | 13413.889 | 0 | 5194.4445 | 0 | 0 | 0 | 0 | 5002.7778 | 0 | 0 | 45166.667 | 0 | 45163.8893 | 2.7778 | 2.7778 | 322.5833 | 496.5333 | 1845.6667 | 503.475 | 1971.8417 | 0 | 763.5833 | 0 | 0 | 0 | 0 | 735.4083 | 0 | 0 | 6639.5001 | 0 | 6639.0917 | 0.40833 | 0.40833 | 7.4896 | 11.5283 | 42.8517 | 11.6894 | 45.7812 | 0 | 17.7285 | 0 | 0 | 0 | 0 | 17.0743 | 0 | 0 | 154.1524 | 0 | 154.143 | 0.0094805 | 0.0094805 | 7.7884 | 2.1246 | 8.3225 | 3.2222 | 0 | 0 | 2.0953 | 1.3612 | 3.1033 | 0 | 0 | 28.0158 | 28.0175 | 28.0175 | 2
CT_5A_SO_2010_NG | 5A | SO | NG | 1208 | ASHRAE30pct-state-5A | OfficeSmall | STD2010 | CT-HartfordBradley-CT | Zone5A | Zone5A(CT-HartfordBradley-CT) | ASHRAE30pct-state-STD2010 | state | CT | 0.147 | 0.82 | ASHRAE30pct-state-5A_OfficeSmall_STD2010_CT-HartfordBradley-CT.table.csv.gz | Small Office | Hartford Bradley Intl Ap CT USA TMY3 WMO#=725080 | Natural Gas | 2833.9732 | 0 | 0 | 0 | 0 | 0 | 0 | 0 | 0 | 0 | 0 | 0 | 0 | 0 | 2833.9732 | 0 | 2833.9732 | 0 | 0 | 23.2386 | 0 | 0 | 0 | 0 | 0 | 0 | 0 | 0 | 0 | 0 | 0 | 0 | 0 | 23.2386 | 0 | 23.2386 | 0 | 0 | 2.834 | 0 | 0 | 0 | 0 | 0 | 0 | 0 | 0 | 0 | 0 | 0 | 0 | 0 | 2.834 | 0 | 2.834 | 0 | 0 | 0 | 0 | 0 | 0 | 0 | 0 | 0 | 0.51508 | 0 | 0 | 0 | 0.51508 | 0.51508 | 0.51508 | 1
CT_5A_SO_2013_NG | 5A | SO | NG | 1322 | ASHRAE30pct-state-5A | OfficeSmall | STD2013 | CT-HartfordBradley-CT | Zone5A | Zone5A(CT-HartfordBradley-CT) | ASHRAE30pct-state-STD2013 | state | CT | 0.147 | 0.82 | ASHRAE30pct-state-5A_OfficeSmall_STD2013_CT-HartfordBradley-CT.table.csv.gz | Small Office | Hartford Bradley Intl Ap CT USA TMY3 WMO#=725080 | Natural Gas | 2056.7632 | 0 | 0 | 0 | 0 | 0 | 0 | 0 | 0 | 0 | 0 | 0 | 0 | 0 | 2056.7632 | 0 | 2056.7632 | 0 | 0 | 16.8655 | 0 | 0 | 0 | 0 | 0 | 0 | 0 | 0 | 0 | 0 | 0 | 0 | 0 | 16.8655 | 0 | 16.8655 | 0 | 0 | 2.0568 | 0 | 0 | 0 | 0 | 0 | 0 | 0 | 0 | 0 | 0 | 0 | 0 | 0 | 2.0568 | 0 | 2.0568 | 0 | 0 | 0 | 0 | 0 | 0 | 0 | 0 | 0 | 0.37382 | 0 | 0 | 0 | 0.37382 | 0.37382 | 0.37382 | 2
IA_5A_SO_2010_EL | 5A | SO | EL | 1213 | ASHRAE30pct-state-5A | OfficeSmall | STD2010 | IA-DesMoines-IA | Zone5A | Zone5A(IA-DesMoines-IA) | ASHRAE30pct-state-STD2010 | state | IA | 0.08 | 0.7 | ASHRAE30pct-state-5A_OfficeSmall_STD2010_IA-DesMoines-IA.table.csv.gz | Small Office | Des Moines Intl Ap IA USA TMY3 WMO#=725460 | Electricity | 2863.8889 | 5688.8889 | 14780.5557 | 3413.8889 | 13663.889 | 0 | 6366.6667 | 0 | 0 | 0 | 0 | 5002.7778 | 0 | 0 | 51777.7782 | 0 | 51780.556 | -2.7778 | -2.7778 | 229.1111 | 455.1111 | 1182.4445 | 273.1111 | 1093.1111 | 0 | 509.3333 | 0 | 0 | 0 | 0 | 400.2222 | 0 | 0 | 4142.2223 | 0 | 4142.4445 | -0.22222 | -0.22222 | 9.7744 | 19.416 | 50.4456 | 11.6515 | 46.6344 | 0 | 21.7292 | 0 | 0 | 0 | 0 | 17.0743 | 0 | 0 | 176.716 | 0 | 176.7254 | -0.0094805 | -0.0094805 | 9.1686 | 2.1177 | 8.4742 | 3.9493 | 0 | 0 | 3.5289 | 1.7765 | 3.1033 | 0 | 0 | 32.1202 | 32.1185 | 32.1185 | 1
IA_5A_SO_2013_EL | 5A | SO | EL | 1327 | ASHRAE30pct-state-5A | OfficeSmall | STD2013 | IA-DesMoines-IA | Zone5A | Zone5A(IA-DesMoines-IA) | ASHRAE30pct-state-STD2013 | state | IA | 0.08 | 0.7 | ASHRAE30pct-state-5A_OfficeSmall_STD2013_IA-DesMoines-IA.table.csv.gz | Small Office | Des Moines Intl Ap IA USA TMY3 WMO#=725460 | Electricity | 2363.8889 | 4075 | 12544.4445 | 3413.8889 | 13413.889 | 0 | 5538.8889 | 0 | 0 | 0 | 0 | 5002.7778 | 0 | 0 | 46350.0004 | 0 | 46352.7781 | -2.7778 | -2.7778 | 189.1111 | 326 | 1003.5556 | 273.1111 | 1073.1111 | 0 | 443.1111 | 0 | 0 | 0 | 0 | 400.2222 | 0 | 0 | 3708 | 0 | 3708.2223 | -0.22222 | -0.22222 | 8.0679 | 13.9078 | 42.8138 | 11.6515 | 45.7812 | 0 | 18.9041 | 0 | 0 | 0 | 0 | 17.0743 | 0 | 0 | 158.1911 | 0 | 158.2006 | -0.0094805 | -0.0094805 | 7.7815 | 2.1177 | 8.3191 | 3.4359 | 0 | 0 | 2.5278 | 1.4664 | 3.1033 | 0 | 0 | 28.7533 | 28.7516 | 28.7516 | 2
IA_5A_SO_2010_NG | 5A | SO | NG | 1214 | ASHRAE30pct-state-5A | OfficeSmall | STD2010 | IA-DesMoines-IA | Zone5A | Zone5A(IA-DesMoines-IA) | ASHRAE30pct-state-STD2010 | state | IA | 0.08 | 0.7 | ASHRAE30pct-state-5A_OfficeSmall_STD2010_IA-DesMoines-IA.table.csv.gz | Small Office | Des Moines Intl Ap IA USA TMY3 WMO#=725460 | Natural Gas | 10994.6786 | 0 | 0 | 0 | 0 | 0 | 0 | 0 | 0 | 0 | 0 | 0 | 0 | 0 | 10994.6786 | 0 | 10994.6786 | 0 | 0 | 76.9628 | 0 | 0 | 0 | 0 | 0 | 0 | 0 | 0 | 0 | 0 | 0 | 0 | 0 | 76.9628 | 0 | 76.9628 | 0 | 0 | 10.9947 | 0 | 0 | 0 | 0 | 0 | 0 | 0 | 0 | 0 | 0 | 0 | 0 | 0 | 10.9947 | 0 | 10.9947 | 0 | 0 | 0 | 0 | 0 | 0 | 0 | 0 | 0 | 1.9983 | 0 | 0 | 0 | 1.9983 | 1.9983 | 1.9983 | 1
IA_5A_SO_2013_NG | 5A | SO | NG | 1328 | ASHRAE30pct-state-5A | OfficeSmall | STD2013 | IA-DesMoines-IA | Zone5A | Zone5A(IA-DesMoines-IA) | ASHRAE30pct-state-STD2013 | state | IA | 0.08 | 0.7 | ASHRAE30pct-state-5A_OfficeSmall_STD2013_IA-DesMoines-IA.table.csv.gz | Small Office | Des Moines Intl Ap IA USA TMY3 WMO#=725460 | Natural Gas | 8757.8302 | 0 | 0 | 0 | 0 | 0 | 0 | 0 | 0 | 0 | 0 | 0 | 0 | 0 | 8757.8302 | 0 | 8757.8302 | 0 | 0 | 61.3048 | 0 | 0 | 0 | 0 | 0 | 0 | 0 | 0 | 0 | 0 | 0 | 0 | 0 | 61.3048 | 0 | 61.3048 | 0 | 0 | 8.7578 | 0 | 0 | 0 | 0 | 0 | 0 | 0 | 0 | 0 | 0 | 0 | 0 | 0 | 8.7578 | 0 | 8.7578 | 0 | 0 | 0 | 0 | 0 | 0 | 0 | 0 | 0 | 1.5918 | 0 | 0 | 0 | 1.5918 | 1.5918 | 1.5918 | 2
IL_5A_SO_2010_EL | 5A | SO | EL | 1219 | ASHRAE30pct-state-5A | OfficeSmall | STD2010 | IL-Peoria-IL | Zone5A | Zone5A(IL-Peoria-IL) | ASHRAE30pct-state-STD2010 | state | IL | 0.0819 | 0.76 | ASHRAE30pct-state-5A_OfficeSmall_STD2010_IL-Peoria-IL.table.csv.gz | Small Office | Peoria Greater Peoria Ap IL USA TMY3 WMO#=725320 | Electricity | 2700 | 5261.1112 | 14786.1112 | 3419.4445 | 13663.889 | 0 | 6183.3334 | 0 | 0 | 0 | 0 | 5002.7778 | 0 | 0 | 51013.8893 | 0 | 51016.6671 | -2.7778 | -2.7778 | 221.13 | 430.885 | 1210.9825 | 280.0525 | 1119.0725 | 0 | 506.415 | 0 | 0 | 0 | 0 | 409.7275 | 0 | 0 | 4178.0375 | 0 | 4178.265 | -0.2275 | -0.2275 | 9.215 | 17.956 | 50.4645 | 11.6705 | 46.6344 | 0 | 21.1035 | 0 | 0 | 0 | 0 | 17.0743 | 0 | 0 | 174.1088 | 0 | 174.1183 | -0.0094805 | -0.0094805 | 9.172 | 2.1211 | 8.4742 | 3.8356 | 0 | 0 | 3.2635 | 1.6748 | 3.1033 | 0 | 0 | 31.6464 | 31.6446 | 31.6446 | 1
IL_5A_SO_2013_EL | 5A | SO | EL | 1333 | ASHRAE30pct-state-5A | OfficeSmall | STD2013 | IL-Peoria-IL | Zone5A | Zone5A(IL-Peoria-IL) | ASHRAE30pct-state-STD2013 | state | IL | 0.0819 | 0.76 | ASHRAE30pct-state-5A_OfficeSmall_STD2013_IL-Peoria-IL.table.csv.gz | Small Office | Peoria Greater Peoria Ap IL USA TMY3 WMO#=725320 | Electricity | 2233.3334 | 3869.4445 | 12552.7779 | 3419.4445 | 13413.889 | 0 | 5402.7778 | 0 | 0 | 0 | 0 | 5002.7778 | 0 | 0 | 45894.4448 | 0 | 45894.4448 | 0 | 0 | 182.91 | 316.9075 | 1028.0725 | 280.0525 | 1098.5975 | 0 | 442.4875 | 0 | 0 | 0 | 0 | 409.7275 | 0 | 0 | 3758.755 | 0 | 3758.755 | 0 | 0 | 7.6223 | 13.2063 | 42.8422 | 11.6705 | 45.7812 | 0 | 18.4395 | 0 | 0 | 0 | 0 | 17.0743 | 0 | 0 | 156.6363 | 0 | 156.6363 | 0 | 0 | 7.7867 | 2.1211 | 8.3208 | 3.3514 | 0 | 0 | 2.4003 | 1.3854 | 3.1033 | 0 | 0 | 28.469 | 28.469 | 28.469 | 2
IL_5A_SO_2010_NG | 5A | SO | NG | 1220 | ASHRAE30pct-state-5A | OfficeSmall | STD2010 | IL-Peoria-IL | Zone5A | Zone5A(IL-Peoria-IL) | ASHRAE30pct-state-STD2010 | state | IL | 0.0819 | 0.76 | ASHRAE30pct-state-5A_OfficeSmall_STD2010_IL-Peoria-IL.table.csv.gz | Small Office | Peoria Greater Peoria Ap IL USA TMY3 WMO#=725320 | Natural Gas | 10407.032 | 0 | 0 | 0 | 0 | 0 | 0 | 0 | 0 | 0 | 0 | 0 | 0 | 0 | 10407.032 | 0 | 10407.032 | 0 | 0 | 79.0934 | 0 | 0 | 0 | 0 | 0 | 0 | 0 | 0 | 0 | 0 | 0 | 0 | 0 | 79.0934 | 0 | 79.0934 | 0 | 0 | 10.407 | 0 | 0 | 0 | 0 | 0 | 0 | 0 | 0 | 0 | 0 | 0 | 0 | 0 | 10.407 | 0 | 10.407 | 0 | 0 | 0 | 0 | 0 | 0 | 0 | 0 | 0 | 1.8915 | 0 | 0 | 0 | 1.8915 | 1.8915 | 1.8915 | 1
IL_5A_SO_2013_NG | 5A | SO | NG | 1334 | ASHRAE30pct-state-5A | OfficeSmall | STD2013 | IL-Peoria-IL | Zone5A | Zone5A(IL-Peoria-IL) | ASHRAE30pct-state-STD2013 | state | IL | 0.0819 | 0.76 | ASHRAE30pct-state-5A_OfficeSmall_STD2013_IL-Peoria-IL.table.csv.gz | Small Office | Peoria Greater Peoria Ap IL USA TMY3 WMO#=725320 | Natural Gas | 8160.7054 | 0 | 0 | 0 | 0 | 0 | 0 | 0 | 0 | 0 | 0 | 0 | 0 | 0 | 8160.7054 | 0 | 8160.7054 | 0 | 0 | 62.0214 | 0 | 0 | 0 | 0 | 0 | 0 | 0 | 0 | 0 | 0 | 0 | 0 | 0 | 62.0214 | 0 | 62.0214 | 0 | 0 | 8.1607 | 0 | 0 | 0 | 0 | 0 | 0 | 0 | 0 | 0 | 0 | 0 | 0 | 0 | 8.1607 | 0 | 8.1607 | 0 | 0 | 0 | 0 | 0 | 0 | 0 | 0 | 0 | 1.4832 | 0 | 0 | 0 | 1.4832 | 1.4832 | 1.4832 | 2
IN_5A_SO_2010_EL | 5A | SO | EL | 1225 | ASHRAE30pct-state-5A | OfficeSmall | STD2010 | IN-Indianapolis-IN | Zone5A | Zone5A(IN-Indianapolis-IN) | ASHRAE30pct-state-STD2010 | state | IN | 0.0907 | 0.75 | ASHRAE30pct-state-5A_OfficeSmall_STD2010_IN-Indianapolis-IN.table.csv.gz | Small Office | Indianapolis Intl Ap IN USA TMY3 WMO#=724380 | Electricity | 2808.3334 | 5533.3334 | 14777.7779 | 3411.1111 | 13663.889 | 0 | 6088.8889 | 0 | 0 | 0 | 0 | 5002.7778 | 0 | 0 | 51286.1115 | 0 | 51286.1115 | 0 | 0 | 254.7158 | 501.8733 | 1340.3445 | 309.3878 | 1239.3147 | 0 | 552.2622 | 0 | 0 | 0 | 0 | 453.7519 | 0 | 0 | 4651.6503 | 0 | 4651.6503 | 0 | 0 | 9.5848 | 18.8851 | 50.4361 | 11.642 | 46.6344 | 0 | 20.7812 | 0 | 0 | 0 | 0 | 17.0743 | 0 | 0 | 175.0379 | 0 | 175.0379 | 0 | 0 | 9.1669 | 2.116 | 8.4759 | 3.777 | 0 | 0 | 3.4324 | 1.742 | 3.1033 | 0 | 0 | 31.8135 | 31.8135 | 31.8135 | 1
IN_5A_SO_2013_EL | 5A | SO | EL | 1339 | ASHRAE30pct-state-5A | OfficeSmall | STD2013 | IN-Indianapolis-IN | Zone5A | Zone5A(IN-Indianapolis-IN) | ASHRAE30pct-state-STD2013 | state | IN | 0.0907 | 0.75 | ASHRAE30pct-state-5A_OfficeSmall_STD2013_IN-Indianapolis-IN.table.csv.gz | Small Office | Indianapolis Intl Ap IN USA TMY3 WMO#=724380 | Electricity | 2336.1111 | 3991.6667 | 12536.1112 | 3411.1111 | 13413.889 | 0 | 5311.1112 | 0 | 0 | 0 | 0 | 5002.7778 | 0 | 0 | 46000.0004 | 0 | 46002.7781 | -2.7778 | -2.7778 | 211.8853 | 362.0442 | 1137.0253 | 309.3878 | 1216.6397 | 0 | 481.7178 | 0 | 0 | 0 | 0 | 453.7519 | 0 | 0 | 4172.2 | 0 | 4172.452 | -0.25194 | -0.25194 | 7.9731 | 13.6234 | 42.7854 | 11.642 | 45.7812 | 0 | 18.1267 | 0 | 0 | 0 | 0 | 17.0743 | 0 | 0 | 156.9966 | 0 | 157.0061 | -0.0094805 | -0.0094805 | 7.7763 | 2.116 | 8.3191 | 3.2946 | 0 | 0 | 2.4761 | 1.4491 | 3.1033 | 0 | 0 | 28.5362 | 28.5345 | 28.5345 | 2
IN_5A_SO_2010_NG | 5A | SO | NG | 1226 | ASHRAE30pct-state-5A | OfficeSmall | STD2010 | IN-Indianapolis-IN | Zone5A | Zone5A(IN-Indianapolis-IN) | ASHRAE30pct-state-STD2010 | state | IN | 0.0907 | 0.75 | ASHRAE30pct-state-5A_OfficeSmall_STD2010_IN-Indianapolis-IN.table.csv.gz | Small Office | Indianapolis Intl Ap IN USA TMY3 WMO#=724380 | Natural Gas | 8776.7865 | 0 | 0 | 0 | 0 | 0 | 0 | 0 | 0 | 0 | 0 | 0 | 0 | 0 | 8776.7865 | 0 | 8776.7865 | 0 | 0 | 65.8259 | 0 | 0 | 0 | 0 | 0 | 0 | 0 | 0 | 0 | 0 | 0 | 0 | 0 | 65.8259 | 0 | 65.8259 | 0 | 0 | 8.7768 | 0 | 0 | 0 | 0 | 0 | 0 | 0 | 0 | 0 | 0 | 0 | 0 | 0 | 8.7768 | 0 | 8.7768 | 0 | 0 | 0 | 0 | 0 | 0 | 0 | 0 | 0 | 1.5952 | 0 | 0 | 0 | 1.5952 | 1.5952 | 1.5952 | 1
IN_5A_SO_2013_NG | 5A | SO | NG | 1340 | ASHRAE30pct-state-5A | OfficeSmall | STD2013 | IN-Indianapolis-IN | Zone5A | Zone5A(IN-Indianapolis-IN) | ASHRAE30pct-state-STD2013 | state | IN | 0.0907 | 0.75 | ASHRAE30pct-state-5A_OfficeSmall_STD2013_IN-Indianapolis-IN.table.csv.gz | Small Office | Indianapolis Intl Ap IN USA TMY3 WMO#=724380 | Natural Gas | 6975.934 | 0 | 0 | 0 | 0 | 0 | 0 | 0 | 0 | 0 | 0 | 0 | 0 | 0 | 6975.934 | 0 | 6975.934 | 0 | 0 | 52.3195 | 0 | 0 | 0 | 0 | 0 | 0 | 0 | 0 | 0 | 0 | 0 | 0 | 0 | 52.3195 | 0 | 52.3195 | 0 | 0 | 6.9759 | 0 | 0 | 0 | 0 | 0 | 0 | 0 | 0 | 0 | 0 | 0 | 0 | 0 | 6.9759 | 0 | 6.9759 | 0 | 0 | 0 | 0 | 0 | 0 | 0 | 0 | 0 | 1.2679 | 0 | 0 | 0 | 1.2679 | 1.2679 | 1.2679 | 2
KS_5A_SO_2010_EL | 5A | SO | EL | 1231 | ASHRAE30pct-state-5A | OfficeSmall | STD2010 | KS-Goodland-KS | Zone5A | Zone5A(KS-Goodland-KS) | ASHRAE30pct-state-STD2010 | state | KS | 0.0913 | 0.86 | ASHRAE30pct-state-5A_OfficeSmall_STD2010_KS-Goodland-KS.table.csv.gz | Small Office | Goodland Renner Field KS USA TMY3 WMO#=724650 | Electricity | 2133.3334 | 5525 | 14786.1112 | 3425 | 13663.889 | 0 | 7000.0001 | 0 | 0 | 0 | 0 | 5002.7778 | 0 | 0 | 51538.8893 | 0 | 51536.1115 | 2.7778 | 2.7778 | 194.7733 | 504.4325 | 1349.972 | 312.7025 | 1247.5131 | 0 | 639.1 | 0 | 0 | 0 | 0 | 456.7536 | 0 | 0 | 4705.5006 | 0 | 4705.247 | 0.25361 | 0.25361 | 7.281 | 18.8567 | 50.4645 | 11.6894 | 46.6344 | 0 | 23.8908 | 0 | 0 | 0 | 0 | 17.0743 | 0 | 0 | 175.9006 | 0 | 175.8912 | 0.0094805 | 0.0094805 | 9.172 | 2.1246 | 8.4776 | 4.3422 | 0 | 0 | 3.4272 | 1.3233 | 3.1033 | 0 | 0 | 31.9686 | 31.9703 | 31.9703 | 1
KS_5A_SO_2013_EL | 5A | SO | EL | 1345 | ASHRAE30pct-state-5A | OfficeSmall | STD2013 | KS-Goodland-KS | Zone5A | Zone5A(KS-Goodland-KS) | ASHRAE30pct-state-STD2013 | state | KS | 0.0913 | 0.86 | ASHRAE30pct-state-5A_OfficeSmall_STD2013_KS-Goodland-KS.table.csv.gz | Small Office | Goodland Renner Field KS USA TMY3 WMO#=724650 | Electricity | 1736.1111 | 4055.5556 | 12561.1112 | 3425 | 13413.889 | 0 | 6113.8889 | 0 | 0 | 0 | 0 | 5002.7778 | 0 | 0 | 46308.3337 | 0 | 46308.3337 | 0 | 0 | 158.5069 | 370.2722 | 1146.8295 | 312.7025 | 1224.6881 | 0 | 558.1981 | 0 | 0 | 0 | 0 | 456.7536 | 0 | 0 | 4227.9509 | 0 | 4227.9509 | 0 | 0 | 5.9253 | 13.8415 | 42.8707 | 11.6894 | 45.7812 | 0 | 20.8665 | 0 | 0 | 0 | 0 | 17.0743 | 0 | 0 | 158.0489 | 0 | 158.0489 | 0 | 0 | 7.7918 | 2.1246 | 8.3208 | 3.7925 | 0 | 0 | 2.5157 | 1.0769 | 3.1033 | 0 | 0 | 28.7257 | 28.7257 | 28.7257 | 2
KS_5A_SO_2010_NG | 5A | SO | NG | 1232 | ASHRAE30pct-state-5A | OfficeSmall | STD2010 | KS-Goodland-KS | Zone5A | Zone5A(KS-Goodland-KS) | ASHRAE30pct-state-STD2010 | state | KS | 0.0913 | 0.86 | ASHRAE30pct-state-5A_OfficeSmall_STD2010_KS-Goodland-KS.table.csv.gz | Small Office | Goodland Renner Field KS USA TMY3 WMO#=724650 | Natural Gas | 7449.8426 | 0 | 0 | 0 | 0 | 0 | 0 | 0 | 0 | 0 | 0 | 0 | 0 | 0 | 7449.8426 | 0 | 7449.8426 | 0 | 0 | 64.0686 | 0 | 0 | 0 | 0 | 0 | 0 | 0 | 0 | 0 | 0 | 0 | 0 | 0 | 64.0686 | 0 | 64.0686 | 0 | 0 | 7.4498 | 0 | 0 | 0 | 0 | 0 | 0 | 0 | 0 | 0 | 0 | 0 | 0 | 0 | 7.4498 | 0 | 7.4498 | 0 | 0 | 0 | 0 | 0 | 0 | 0 | 0 | 0 | 1.354 | 0 | 0 | 0 | 1.354 | 1.354 | 1.354 | 1
KS_5A_SO_2013_NG | 5A | SO | NG | 1346 | ASHRAE30pct-state-5A | OfficeSmall | STD2013 | KS-Goodland-KS | Zone5A | Zone5A(KS-Goodland-KS) | ASHRAE30pct-state-STD2013 | state | KS | 0.0913 | 0.86 | ASHRAE30pct-state-5A_OfficeSmall_STD2013_KS-Goodland-KS.table.csv.gz | Small Office | Goodland Renner Field KS USA TMY3 WMO#=724650 | Natural Gas | 5772.2063 | 0 | 0 | 0 | 0 | 0 | 0 | 0 | 0 | 0 | 0 | 0 | 0 | 0 | 5772.2063 | 0 | 5772.2063 | 0 | 0 | 49.641 | 0 | 0 | 0 | 0 | 0 | 0 | 0 | 0 | 0 | 0 | 0 | 0 | 0 | 49.641 | 0 | 49.641 | 0 | 0 | 5.7722 | 0 | 0 | 0 | 0 | 0 | 0 | 0 | 0 | 0 | 0 | 0 | 0 | 0 | 5.7722 | 0 | 5.7722 | 0 | 0 | 0 | 0 | 0 | 0 | 0 | 0 | 0 | 1.0491 | 0 | 0 | 0 | 1.0491 | 1.0491 | 1.0491 | 2
MA_5A_SO_2010_EL | 5A | SO | EL | 1237 | ASHRAE30pct-state-5A | OfficeSmall | STD2010 | MA-BostonLogan-MA | Zone5A | Zone5A(MA-BostonLogan-MA) | ASHRAE30pct-state-STD2010 | state | MA | 0.1397 | 1.01 | ASHRAE30pct-state-5A_OfficeSmall_STD2010_MA-BostonLogan-MA.table.csv.gz | Small Office | Boston Logan IntL Arpt MA USA TMY3 WMO#=725090 | Electricity | 2677.7778 | 4291.6667 | 14788.889 | 3430.5556 | 13663.889 | 0 | 5825 | 0 | 0 | 0 | 0 | 5002.7778 | 0 | 0 | 49683.3337 | 0 | 49680.556 | 2.7778 | 2.7778 | 374.0856 | 599.5458 | 2066.0078 | 479.2486 | 1908.8453 | 0 | 813.7525 | 0 | 0 | 0 | 0 | 698.8881 | 0 | 0 | 6940.7617 | 0 | 6940.3737 | 0.38806 | 0.38806 | 9.1392 | 14.6473 | 50.474 | 11.7084 | 46.6344 | 0 | 19.8805 | 0 | 0 | 0 | 0 | 17.0743 | 0 | 0 | 169.5677 | 0 | 169.5582 | 0.0094805 | 0.0094805 | 9.1738 | 2.128 | 8.4776 | 3.6133 | 0 | 0 | 2.6622 | 1.6611 | 3.1033 | 0 | 0 | 30.8176 | 30.8193 | 30.8193 | 1
MA_5A_SO_2013_EL | 5A | SO | EL | 1351 | ASHRAE30pct-state-5A | OfficeSmall | STD2013 | MA-BostonLogan-MA | Zone5A | Zone5A(MA-BostonLogan-MA) | ASHRAE30pct-state-STD2013 | state | MA | 0.1397 | 1.01 | ASHRAE30pct-state-5A_OfficeSmall_STD2013_MA-BostonLogan-MA.table.csv.gz | Small Office | Boston Logan IntL Arpt MA USA TMY3 WMO#=725090 | Electricity | 2213.8889 | 3180.5556 | 12563.889 | 3430.5556 | 13413.889 | 0 | 5186.1112 | 0 | 0 | 0 | 0 | 5002.7778 | 0 | 0 | 44994.4448 | 0 | 44991.667 | 2.7778 | 2.7778 | 309.2803 | 444.3236 | 1755.1753 | 479.2486 | 1873.9203 | 0 | 724.4997 | 0 | 0 | 0 | 0 | 698.8881 | 0 | 0 | 6285.7239 | 0 | 6285.3359 | 0.38806 | 0.38806 | 7.5559 | 10.8551 | 42.8802 | 11.7084 | 45.7812 | 0 | 17.7 | 0 | 0 | 0 | 0 | 17.0743 | 0 | 0 | 153.5646 | 0 | 153.5552 | 0.0094805 | 0.0094805 | 7.7936 | 2.128 | 8.3225 | 3.217 | 0 | 0 | 1.9729 | 1.3733 | 3.1033 | 0 | 0 | 27.909 | 27.9107 | 27.9107 | 2
MA_5A_SO_2010_NG | 5A | SO | NG | 1238 | ASHRAE30pct-state-5A | OfficeSmall | STD2010 | MA-BostonLogan-MA | Zone5A | Zone5A(MA-BostonLogan-MA) | ASHRAE30pct-state-STD2010 | state | MA | 0.1397 | 1.01 | ASHRAE30pct-state-5A_OfficeSmall_STD2010_MA-BostonLogan-MA.table.csv.gz | Small Office | Boston Logan IntL Arpt MA USA TMY3 WMO#=725090 | Natural Gas | 3923.9629 | 0 | 0 | 0 | 0 | 0 | 0 | 0 | 0 | 0 | 0 | 0 | 0 | 0 | 3923.9629 | 0 | 3923.9629 | 0 | 0 | 39.632 | 0 | 0 | 0 | 0 | 0 | 0 | 0 | 0 | 0 | 0 | 0 | 0 | 0 | 39.632 | 0 | 39.632 | 0 | 0 | 3.924 | 0 | 0 | 0 | 0 | 0 | 0 | 0 | 0 | 0 | 0 | 0 | 0 | 0 | 3.924 | 0 | 3.924 | 0 | 0 | 0 | 0 | 0 | 0 | 0 | 0 | 0 | 0.71319 | 0 | 0 | 0 | 0.71319 | 0.71319 | 0.71319 | 1
MA_5A_SO_2013_NG | 5A | SO | NG | 1352 | ASHRAE30pct-state-5A | OfficeSmall | STD2013 | MA-BostonLogan-MA | Zone5A | Zone5A(MA-BostonLogan-MA) | ASHRAE30pct-state-STD2013 | state | MA | 0.1397 | 1.01 | ASHRAE30pct-state-5A_OfficeSmall_STD2013_MA-BostonLogan-MA.table.csv.gz | Small Office | Boston Logan IntL Arpt MA USA TMY3 WMO#=725090 | Natural Gas | 3004.5803 | 0 | 0 | 0 | 0 | 0 | 0 | 0 | 0 | 0 | 0 | 0 | 0 | 0 | 3004.5803 | 0 | 3004.5803 | 0 | 0 | 30.3463 | 0 | 0 | 0 | 0 | 0 | 0 | 0 | 0 | 0 | 0 | 0 | 0 | 0 | 30.3463 | 0 | 30.3463 | 0 | 0 | 3.0046 | 0 | 0 | 0 | 0 | 0 | 0 | 0 | 0 | 0 | 0 | 0 | 0 | 0 | 3.0046 | 0 | 3.0046 | 0 | 0 | 0 | 0 | 0 | 0 | 0 | 0 | 0 | 0.54609 | 0 | 0 | 0 | 0.54609 | 0.54609 | 0.54609 | 2
MD_5A_SO_2010_EL | 5A | SO | EL | 1243 | ASHRAE30pct-state-5A | OfficeSmall | STD2010 | MD-Harrisburg-PA | Zone5A | Zone5A(MD-Harrisburg-PA) | ASHRAE30pct-state-STD2010 | state | MD | 0.1052 | 0.99 | ASHRAE30pct-state-5A_OfficeSmall_STD2010_MD-Harrisburg-PA.table.csv.gz | Small Office | Middletown Harrisburg Intl Ap PA USA TMY3 WMO#=725115 | Electricity | 3069.4445 | 5205.5556 | 14811.1112 | 3416.6667 | 13663.889 | 0 | 6027.7778 | 0 | 0 | 0 | 0 | 5002.7778 | 0 | 0 | 51197.2226 | 0 | 51197.2226 | 7.276e-12 | 7.276e-12 | 322.9056 | 547.6244 | 1558.1289 | 359.4333 | 1437.4411 | 0 | 634.1222 | 0 | 0 | 0 | 0 | 526.2922 | 0 | 0 | 5385.9478 | 0 | 5385.9478 | 7.6543e-13 | 7.6543e-13 | 10.4759 | 17.7664 | 50.5499 | 11.661 | 46.6344 | 0 | 20.5726 | 0 | 0 | 0 | 0 | 17.0743 | 0 | 0 | 174.7345 | 0 | 174.7345 | 2.4833e-14 | 2.4833e-14 | 9.1875 | 2.1194 | 8.4759 | 3.7391 | 0 | 0 | 3.2291 | 1.904 | 3.1033 | 0 | 0 | 31.7584 | 31.7584 | 31.7584 | 1
MD_5A_SO_2013_EL | 5A | SO | EL | 1357 | ASHRAE30pct-state-5A | OfficeSmall | STD2013 | MD-Harrisburg-PA | Zone5A | Zone5A(MD-Harrisburg-PA) | ASHRAE30pct-state-STD2013 | state | MD | 0.1052 | 0.99 | ASHRAE30pct-state-5A_OfficeSmall_STD2013_MD-Harrisburg-PA.table.csv.gz | Small Office | Middletown Harrisburg Intl Ap PA USA TMY3 WMO#=725115 | Electricity | 2538.8889 | 3741.6667 | 12611.1112 | 3416.6667 | 13413.889 | 0 | 5272.2223 | 0 | 0 | 0 | 0 | 5002.7778 | 0 | 0 | 45994.4448 | 0 | 45997.2226 | -2.7778 | -2.7778 | 267.0911 | 393.6233 | 1326.6889 | 359.4333 | 1411.1411 | 0 | 554.6378 | 0 | 0 | 0 | 0 | 526.2922 | 0 | 0 | 4838.6156 | 0 | 4838.9078 | -0.29222 | -0.29222 | 8.6651 | 12.7702 | 43.0413 | 11.661 | 45.7812 | 0 | 17.9939 | 0 | 0 | 0 | 0 | 17.0743 | 0 | 0 | 156.9776 | 0 | 156.9871 | -0.0094805 | -0.0094805 | 7.8229 | 2.1194 | 8.3191 | 3.2704 | 0 | 0 | 2.321 | 1.5749 | 3.1033 | 0 | 0 | 28.5327 | 28.531 | 28.531 | 2
MD_5A_SO_2010_NG | 5A | SO | NG | 1244 | ASHRAE30pct-state-5A | OfficeSmall | STD2010 | MD-Harrisburg-PA | Zone5A | Zone5A(MD-Harrisburg-PA) | ASHRAE30pct-state-STD2010 | state | MD | 0.1052 | 0.99 | ASHRAE30pct-state-5A_OfficeSmall_STD2010_MD-Harrisburg-PA.table.csv.gz | Small Office | Middletown Harrisburg Intl Ap PA USA TMY3 WMO#=725115 | Natural Gas | 5829.0753 | 0 | 0 | 0 | 0 | 0 | 0 | 0 | 0 | 0 | 0 | 0 | 0 | 0 | 5829.0753 | 0 | 5829.0753 | 0 | 0 | 57.7078 | 0 | 0 | 0 | 0 | 0 | 0 | 0 | 0 | 0 | 0 | 0 | 0 | 0 | 57.7078 | 0 | 57.7078 | 0 | 0 | 5.8291 | 0 | 0 | 0 | 0 | 0 | 0 | 0 | 0 | 0 | 0 | 0 | 0 | 0 | 5.8291 | 0 | 5.8291 | 0 | 0 | 0 | 0 | 0 | 0 | 0 | 0 | 0 | 1.0594 | 0 | 0 | 0 | 1.0594 | 1.0594 | 1.0594 | 1
MD_5A_SO_2013_NG | 5A | SO | NG | 1358 | ASHRAE30pct-state-5A | OfficeSmall | STD2013 | MD-Harrisburg-PA | Zone5A | Zone5A(MD-Harrisburg-PA) | ASHRAE30pct-state-STD2013 | state | MD | 0.1052 | 0.99 | ASHRAE30pct-state-5A_OfficeSmall_STD2013_MD-Harrisburg-PA.table.csv.gz | Small Office | Middletown Harrisburg Intl Ap PA USA TMY3 WMO#=725115 | Natural Gas | 4454.7405 | 0 | 0 | 0 | 0 | 0 | 0 | 0 | 0 | 0 | 0 | 0 | 0 | 0 | 4454.7405 | 0 | 4454.7405 | 0 | 0 | 44.1019 | 0 | 0 | 0 | 0 | 0 | 0 | 0 | 0 | 0 | 0 | 0 | 0 | 0 | 44.1019 | 0 | 44.1019 | 0 | 0 | 4.4547 | 0 | 0 | 0 | 0 | 0 | 0 | 0 | 0 | 0 | 0 | 0 | 0 | 0 | 4.4547 | 0 | 4.4547 | 0 | 0 | 0 | 0 | 0 | 0 | 0 | 0 | 0 | 0.80966 | 0 | 0 | 0 | 0.80966 | 0.80966 | 0.80966 | 2
MI_5A_SO_2010_EL | 5A | SO | EL | 1249 | ASHRAE30pct-state-5A | OfficeSmall | STD2010 | MI-Lansing-MI | Zone5A | Zone5A(MI-Lansing-MI) | ASHRAE30pct-state-STD2010 | state | MI | 0.1095 | 0.82 | ASHRAE30pct-state-5A_OfficeSmall_STD2010_MI-Lansing-MI.table.csv.gz | Small Office | Lansing Capital City Arpt MI USA TMY3 WMO#=725390 | Electricity | 3608.3334 | 4408.3334 | 14808.3335 | 3405.5556 | 13663.889 | 0 | 6058.3334 | 0 | 0 | 0 | 0 | 5002.7778 | 0 | 0 | 50955.556 | 0 | 50955.556 | 0 | 0 | 395.1125 | 482.7125 | 1621.5125 | 372.9083 | 1496.1958 | 0 | 663.3875 | 0 | 0 | 0 | 0 | 547.8042 | 0 | 0 | 5579.6334 | 0 | 5579.6334 | 0 | 0 | 12.3151 | 15.0455 | 50.5404 | 11.6231 | 46.6344 | 0 | 20.6769 | 0 | 0 | 0 | 0 | 17.0743 | 0 | 0 | 173.9097 | 0 | 173.9097 | 0 | 0 | 9.1858 | 2.1125 | 8.4759 | 3.7581 | 0 | 0 | 2.7346 | 2.2383 | 3.1033 | 0 | 0 | 31.6085 | 31.6085 | 31.6085 | 1
MI_5A_SO_2013_EL | 5A | SO | EL | 1363 | ASHRAE30pct-state-5A | OfficeSmall | STD2013 | MI-Lansing-MI | Zone5A | Zone5A(MI-Lansing-MI) | ASHRAE30pct-state-STD2013 | state | MI | 0.1095 | 0.82 | ASHRAE30pct-state-5A_OfficeSmall_STD2013_MI-Lansing-MI.table.csv.gz | Small Office | Lansing Capital City Arpt MI USA TMY3 WMO#=725390 | Electricity | 2980.5556 | 3225 | 12591.6668 | 3405.5556 | 13413.889 | 0 | 5352.7778 | 0 | 0 | 0 | 0 | 5002.7778 | 0 | 0 | 45975.0004 | 0 | 45972.2226 | 2.7778 | 2.7778 | 326.3708 | 353.1375 | 1378.7875 | 372.9083 | 1468.8208 | 0 | 586.1292 | 0 | 0 | 0 | 0 | 547.8042 | 0 | 0 | 5034.2625 | 0 | 5033.9584 | 0.30417 | 0.30417 | 10.1725 | 11.0068 | 42.975 | 11.6231 | 45.7812 | 0 | 18.2689 | 0 | 0 | 0 | 0 | 17.0743 | 0 | 0 | 156.9113 | 0 | 156.9018 | 0.0094805 | 0.0094805 | 7.8108 | 2.1125 | 8.3225 | 3.3204 | 0 | 0 | 2.0005 | 1.8489 | 3.1033 | 0 | 0 | 28.5172 | 28.5189 | 28.5189 | 2
MI_5A_SO_2010_NG | 5A | SO | NG | 1250 | ASHRAE30pct-state-5A | OfficeSmall | STD2010 | MI-Lansing-MI | Zone5A | Zone5A(MI-Lansing-MI) | ASHRAE30pct-state-STD2010 | state | MI | 0.1095 | 0.82 | ASHRAE30pct-state-5A_OfficeSmall_STD2010_MI-Lansing-MI.table.csv.gz | Small Office | Lansing Capital City Arpt MI USA TMY3 WMO#=725390 | Natural Gas | 8975.8281 | 0 | 0 | 0 | 0 | 0 | 0 | 0 | 0 | 0 | 0 | 0 | 0 | 0 | 8975.8281 | 0 | 8975.8281 | 0 | 0 | 73.6018 | 0 | 0 | 0 | 0 | 0 | 0 | 0 | 0 | 0 | 0 | 0 | 0 | 0 | 73.6018 | 0 | 73.6018 | 0 | 0 | 8.9758 | 0 | 0 | 0 | 0 | 0 | 0 | 0 | 0 | 0 | 0 | 0 | 0 | 0 | 8.9758 | 0 | 8.9758 | 0 | 0 | 0 | 0 | 0 | 0 | 0 | 0 | 0 | 1.6314 | 0 | 0 | 0 | 1.6314 | 1.6314 | 1.6314 | 1
MI_5A_SO_2013_NG | 5A | SO | NG | 1364 | ASHRAE30pct-state-5A | OfficeSmall | STD2013 | MI-Lansing-MI | Zone5A | Zone5A(MI-Lansing-MI) | ASHRAE30pct-state-STD2013 | state | MI | 0.1095 | 0.82 | ASHRAE30pct-state-5A_OfficeSmall_STD2013_MI-Lansing-MI.table.csv.gz | Small Office | Lansing Capital City Arpt MI USA TMY3 WMO#=725390 | Natural Gas | 7156.0193 | 0 | 0 | 0 | 0 | 0 | 0 | 0 | 0 | 0 | 0 | 0 | 0 | 0 | 7156.0193 | 0 | 7156.0193 | 0 | 0 | 58.6794 | 0 | 0 | 0 | 0 | 0 | 0 | 0 | 0 | 0 | 0 | 0 | 0 | 0 | 58.6794 | 0 | 58.6794 | 0 | 0 | 7.156 | 0 | 0 | 0 | 0 | 0 | 0 | 0 | 0 | 0 | 0 | 0 | 0 | 0 | 7.156 | 0 | 7.156 | 0 | 0 | 0 | 0 | 0 | 0 | 0 | 0 | 0 | 1.3006 | 0 | 0 | 0 | 1.3006 | 1.3006 | 1.3006 | 2
MO_5A_SO_2010_EL | 5A | SO | EL | 1255 | ASHRAE30pct-state-5A | OfficeSmall | STD2010 | MO-Kirksville-MO | Zone5A | Zone5A(MO-Kirksville-MO) | ASHRAE30pct-state-STD2010 | state | MO | 0.0816 | 0.95 | ASHRAE30pct-state-5A_OfficeSmall_STD2010_MO-Kirksville-MO.table.csv.gz | Small Office | Kirksville Regional Ap MO USA TMY3 WMO#=724455 | Electricity | 2847.2222 | 5486.1112 | 14816.6668 | 3413.8889 | 13663.889 | 0 | 6375.0001 | 0 | 0 | 0 | 0 | 5002.7778 | 0 | 0 | 51602.7782 | 0 | 51605.556 | -2.7778 | -2.7778 | 232.3333 | 447.6667 | 1209.04 | 278.5733 | 1114.9733 | 0 | 520.2 | 0 | 0 | 0 | 0 | 408.2267 | 0 | 0 | 4210.7867 | 0 | 4211.0134 | -0.22667 | -0.22667 | 9.7175 | 18.7239 | 50.5688 | 11.6515 | 46.6344 | 0 | 21.7577 | 0 | 0 | 0 | 0 | 17.0743 | 0 | 0 | 176.1187 | 0 | 176.1282 | -0.0094805 | -0.0094805 | 9.191 | 2.1177 | 8.4742 | 3.9545 | 0 | 0 | 3.4031 | 1.7662 | 3.1033 | 0 | 0 | 32.0117 | 32.0099 | 32.0099 | 1
MO_5A_SO_2013_EL | 5A | SO | EL | 1369 | ASHRAE30pct-state-5A | OfficeSmall | STD2013 | MO-Kirksville-MO | Zone5A | Zone5A(MO-Kirksville-MO) | ASHRAE30pct-state-STD2013 | state | MO | 0.0816 | 0.95 | ASHRAE30pct-state-5A_OfficeSmall_STD2013_MO-Kirksville-MO.table.csv.gz | Small Office | Kirksville Regional Ap MO USA TMY3 WMO#=724455 | Electricity | 2375 | 4022.2223 | 12613.889 | 3413.8889 | 13413.889 | 0 | 5538.8889 | 0 | 0 | 0 | 0 | 5002.7778 | 0 | 0 | 46380.5559 | 0 | 46380.5559 | 0 | 0 | 193.8 | 328.2133 | 1029.2933 | 278.5733 | 1094.5733 | 0 | 451.9733 | 0 | 0 | 0 | 0 | 408.2267 | 0 | 0 | 3784.6534 | 0 | 3784.6534 | 0 | 0 | 8.1058 | 13.7277 | 43.0508 | 11.6515 | 45.7812 | 0 | 18.9041 | 0 | 0 | 0 | 0 | 17.0743 | 0 | 0 | 158.2954 | 0 | 158.2954 | 0 | 0 | 7.8246 | 2.1177 | 8.3208 | 3.4359 | 0 | 0 | 2.495 | 1.4732 | 3.1033 | 0 | 0 | 28.7705 | 28.7705 | 28.7705 | 2
MO_5A_SO_2010_NG | 5A | SO | NG | 1256 | ASHRAE30pct-state-5A | OfficeSmall | STD2010 | MO-Kirksville-MO | Zone5A | Zone5A(MO-Kirksville-MO) | ASHRAE30pct-state-STD2010 | state | MO | 0.0816 | 0.95 | ASHRAE30pct-state-5A_OfficeSmall_STD2010_MO-Kirksville-MO.table.csv.gz | Small Office | Kirksville Regional Ap MO USA TMY3 WMO#=724455 | Natural Gas | 15022.9014 | 0 | 0 | 0 | 0 | 0 | 0 | 0 | 0 | 0 | 0 | 0 | 0 | 0 | 15022.9014 | 0 | 15022.9014 | 0 | 0 | 142.7176 | 0 | 0 | 0 | 0 | 0 | 0 | 0 | 0 | 0 | 0 | 0 | 0 | 0 | 142.7176 | 0 | 142.7176 | 0 | 0 | 15.0229 | 0 | 0 | 0 | 0 | 0 | 0 | 0 | 0 | 0 | 0 | 0 | 0 | 0 | 15.0229 | 0 | 15.0229 | 0 | 0 | 0 | 0 | 0 | 0 | 0 | 0 | 0 | 2.7304 | 0 | 0 | 0 | 2.7304 | 2.7304 | 2.7304 | 1
MO_5A_SO_2013_NG | 5A | SO | NG | 1370 | ASHRAE30pct-state-5A | OfficeSmall | STD2013 | MO-Kirksville-MO | Zone5A | Zone5A(MO-Kirksville-MO) | ASHRAE30pct-state-STD2013 | state | MO | 0.0816 | 0.95 | ASHRAE30pct-state-5A_OfficeSmall_STD2013_MO-Kirksville-MO.table.csv.gz | Small Office | Kirksville Regional Ap MO USA TMY3 WMO#=724455 | Natural Gas | 12065.7119 | 0 | 0 | 0 | 0 | 0 | 0 | 0 | 0 | 0 | 0 | 0 | 0 | 0 | 12065.7119 | 0 | 12065.7119 | 0 | 0 | 114.6243 | 0 | 0 | 0 | 0 | 0 | 0 | 0 | 0 | 0 | 0 | 0 | 0 | 0 | 114.6243 | 0 | 114.6243 | 0 | 0 | 12.0657 | 0 | 0 | 0 | 0 | 0 | 0 | 0 | 0 | 0 | 0 | 0 | 0 | 0 | 12.0657 | 0 | 12.0657 | 0 | 0 | 0 | 0 | 0 | 0 | 0 | 0 | 0 | 2.193 | 0 | 0 | 0 | 2.193 | 2.193 | 2.193 | 2
NC_5A_SO_2010_EL | 5A | SO | EL | 1261 | ASHRAE30pct-state-5A | OfficeSmall | STD2010 | NC-Elkins-WV | Zone5A | Zone5A(NC-Elkins-WV) | ASHRAE30pct-state-STD2010 | state | NC | 0.0861 | 0.84 | ASHRAE30pct-state-5A_OfficeSmall_STD2010_NC-Elkins-WV.table.csv.gz | Small Office | Elkins Elkins Randolph Co Arp WV USA TMY3 WMO#=724170 | Electricity | 2350 | 4052.7778 | 14805.5557 | 3411.1111 | 13663.889 | 0 | 5888.8889 | 0 | 0 | 0 | 0 | 5002.7778 | 0 | 0 | 49177.7782 | 0 | 49175.0004 | 2.7778 | 2.7778 | 202.335 | 348.9442 | 1274.7583 | 293.6967 | 1176.4608 | 0 | 507.0333 | 0 | 0 | 0 | 0 | 430.7392 | 0 | 0 | 4234.2067 | 0 | 4233.9675 | 0.23917 | 0.23917 | 8.0205 | 13.832 | 50.5309 | 11.642 | 46.6344 | 0 | 20.0986 | 0 | 0 | 0 | 0 | 17.0743 | 0 | 0 | 167.8422 | 0 | 167.8328 | 0.0094805 | 0.0094805 | 9.1841 | 2.116 | 8.4776 | 3.653 | 0 | 0 | 2.514 | 1.4577 | 3.1033 | 0 | 0 | 30.504 | 30.5057 | 30.5057 | 1
NC_5A_SO_2013_EL | 5A | SO | EL | 1375 | ASHRAE30pct-state-5A | OfficeSmall | STD2013 | NC-Elkins-WV | Zone5A | Zone5A(NC-Elkins-WV) | ASHRAE30pct-state-STD2013 | state | NC | 0.0861 | 0.84 | ASHRAE30pct-state-5A_OfficeSmall_STD2013_NC-Elkins-WV.table.csv.gz | Small Office | Elkins Elkins Randolph Co Arp WV USA TMY3 WMO#=724170 | Electricity | 1916.6667 | 3063.8889 | 12588.889 | 3411.1111 | 13413.889 | 0 | 5277.7778 | 0 | 0 | 0 | 0 | 5002.7778 | 0 | 0 | 44675.0004 | 0 | 44675.0004 | 0 | 0 | 165.025 | 263.8008 | 1083.9033 | 293.6967 | 1154.9358 | 0 | 454.4167 | 0 | 0 | 0 | 0 | 430.7392 | 0 | 0 | 3846.5175 | 0 | 3846.5175 | 0 | 0 | 6.5415 | 10.457 | 42.9655 | 11.642 | 45.7812 | 0 | 18.0129 | 0 | 0 | 0 | 0 | 17.0743 | 0 | 0 | 152.4744 | 0 | 152.4744 | 0 | 0 | 7.8091 | 2.116 | 8.3208 | 3.2739 | 0 | 0 | 1.9006 | 1.1889 | 3.1033 | 0 | 0 | 27.7125 | 27.7125 | 27.7125 | 2
NC_5A_SO_2010_NG | 5A | SO | NG | 1262 | ASHRAE30pct-state-5A | OfficeSmall | STD2010 | NC-Elkins-WV | Zone5A | Zone5A(NC-Elkins-WV) | ASHRAE30pct-state-STD2010 | state | NC | 0.0861 | 0.84 | ASHRAE30pct-state-5A_OfficeSmall_STD2010_NC-Elkins-WV.table.csv.gz | Small Office | Elkins Elkins Randolph Co Arp WV USA TMY3 WMO#=724170 | Natural Gas | 6596.8072 | 0 | 0 | 0 | 0 | 0 | 0 | 0 | 0 | 0 | 0 | 0 | 0 | 0 | 6596.8072 | 0 | 6596.8072 | 0 | 0 | 55.4132 | 0 | 0 | 0 | 0 | 0 | 0 | 0 | 0 | 0 | 0 | 0 | 0 | 0 | 55.4132 | 0 | 55.4132 | 0 | 0 | 6.5968 | 0 | 0 | 0 | 0 | 0 | 0 | 0 | 0 | 0 | 0 | 0 | 0 | 0 | 6.5968 | 0 | 6.5968 | 0 | 0 | 0 | 0 | 0 | 0 | 0 | 0 | 0 | 1.199 | 0 | 0 | 0 | 1.199 | 1.199 | 1.199 | 1
NC_5A_SO_2013_NG | 5A | SO | NG | 1376 | ASHRAE30pct-state-5A | OfficeSmall | STD2013 | NC-Elkins-WV | Zone5A | Zone5A(NC-Elkins-WV) | ASHRAE30pct-state-STD2013 | state | NC | 0.0861 | 0.84 | ASHRAE30pct-state-5A_OfficeSmall_STD2013_NC-Elkins-WV.table.csv.gz | Small Office | Elkins Elkins Randolph Co Arp WV USA TMY3 WMO#=724170 | Natural Gas | 5269.8632 | 0 | 0 | 0 | 0 | 0 | 0 | 0 | 0 | 0 | 0 | 0 | 0 | 0 | 5269.8632 | 0 | 5269.8632 | 0 | 0 | 44.2669 | 0 | 0 | 0 | 0 | 0 | 0 | 0 | 0 | 0 | 0 | 0 | 0 | 0 | 44.2669 | 0 | 44.2669 | 0 | 0 | 5.2699 | 0 | 0 | 0 | 0 | 0 | 0 | 0 | 0 | 0 | 0 | 0 | 0 | 0 | 5.2699 | 0 | 5.2699 | 0 | 0 | 0 | 0 | 0 | 0 | 0 | 0 | 0 | 0.95781 | 0 | 0 | 0 | 0.95781 | 0.95781 | 0.95781 | 2
NE_5A_SO_2010_EL | 5A | SO | EL | 1267 | ASHRAE30pct-state-5A | OfficeSmall | STD2010 | NE-Omaha-NE | Zone5A | Zone5A(NE-Omaha-NE) | ASHRAE30pct-state-STD2010 | state | NE | 0.084 | 0.6 | ASHRAE30pct-state-5A_OfficeSmall_STD2010_NE-Omaha-NE.table.csv.gz | Small Office | Omaha Eppley Airfield NE USA TMY3 WMO#=725500 | Electricity | 2933.3334 | 6091.6667 | 14802.7779 | 3411.1111 | 13663.889 | 0 | 6391.6667 | 0 | 0 | 0 | 0 | 5002.7778 | 0 | 0 | 52300.0004 | 0 | 52297.2226 | 2.7778 | 2.7778 | 246.4 | 511.7 | 1243.4333 | 286.5333 | 1147.7667 | 0 | 536.9 | 0 | 0 | 0 | 0 | 420.2333 | 0 | 0 | 4393.2 | 0 | 4392.9667 | 0.23333 | 0.23333 | 10.0114 | 20.7907 | 50.5214 | 11.642 | 46.6344 | 0 | 21.8146 | 0 | 0 | 0 | 0 | 17.0743 | 0 | 0 | 178.4983 | 0 | 178.4888 | 0.0094805 | 0.0094805 | 9.1824 | 2.116 | 8.4776 | 3.9648 | 0 | 0 | 3.7787 | 1.8196 | 3.1033 | 0 | 0 | 32.4407 | 32.4424 | 32.4424 | 1
NE_5A_SO_2013_EL | 5A | SO | EL | 1381 | ASHRAE30pct-state-5A | OfficeSmall | STD2013 | NE-Omaha-NE | Zone5A | Zone5A(NE-Omaha-NE) | ASHRAE30pct-state-STD2013 | state | NE | 0.084 | 0.6 | ASHRAE30pct-state-5A_OfficeSmall_STD2013_NE-Omaha-NE.table.csv.gz | Small Office | Omaha Eppley Airfield NE USA TMY3 WMO#=725500 | Electricity | 2411.1111 | 4422.2223 | 12588.889 | 3411.1111 | 13413.889 | 0 | 5547.2223 | 0 | 0 | 0 | 0 | 5002.7778 | 0 | 0 | 46797.2226 | 0 | 46797.2226 | 0 | 0 | 202.5333 | 371.4667 | 1057.4667 | 286.5333 | 1126.7667 | 0 | 465.9667 | 0 | 0 | 0 | 0 | 420.2333 | 0 | 0 | 3930.9667 | 0 | 3930.9667 | 0 | 0 | 8.229 | 15.0929 | 42.9655 | 11.642 | 45.7812 | 0 | 18.9325 | 0 | 0 | 0 | 0 | 17.0743 | 0 | 0 | 159.7175 | 0 | 159.7175 | 0 | 0 | 7.8091 | 2.116 | 8.3208 | 3.441 | 0 | 0 | 2.7432 | 1.4956 | 3.1033 | 0 | 0 | 29.029 | 29.029 | 29.029 | 2
NE_5A_SO_2010_NG | 5A | SO | NG | 1268 | ASHRAE30pct-state-5A | OfficeSmall | STD2010 | NE-Omaha-NE | Zone5A | Zone5A(NE-Omaha-NE) | ASHRAE30pct-state-STD2010 | state | NE | 0.084 | 0.6 | ASHRAE30pct-state-5A_OfficeSmall_STD2010_NE-Omaha-NE.table.csv.gz | Small Office | Omaha Eppley Airfield NE USA TMY3 WMO#=725500 | Natural Gas | 7212.8883 | 0 | 0 | 0 | 0 | 0 | 0 | 0 | 0 | 0 | 0 | 0 | 0 | 0 | 7212.8883 | 0 | 7212.8883 | 0 | 0 | 43.2773 | 0 | 0 | 0 | 0 | 0 | 0 | 0 | 0 | 0 | 0 | 0 | 0 | 0 | 43.2773 | 0 | 43.2773 | 0 | 0 | 7.2129 | 0 | 0 | 0 | 0 | 0 | 0 | 0 | 0 | 0 | 0 | 0 | 0 | 0 | 7.2129 | 0 | 7.2129 | 0 | 0 | 0 | 0 | 0 | 0 | 0 | 0 | 0 | 1.311 | 0 | 0 | 0 | 1.311 | 1.311 | 1.311 | 1
NE_5A_SO_2013_NG | 5A | SO | NG | 1382 | ASHRAE30pct-state-5A | OfficeSmall | STD2013 | NE-Omaha-NE | Zone5A | Zone5A(NE-Omaha-NE) | ASHRAE30pct-state-STD2013 | state | NE | 0.084 | 0.6 | ASHRAE30pct-state-5A_OfficeSmall_STD2013_NE-Omaha-NE.table.csv.gz | Small Office | Omaha Eppley Airfield NE USA TMY3 WMO#=725500 | Natural Gas | 5601.5992 | 0 | 0 | 0 | 0 | 0 | 0 | 0 | 0 | 0 | 0 | 0 | 0 | 0 | 5601.5992 | 0 | 5601.5992 | 0 | 0 | 33.6096 | 0 | 0 | 0 | 0 | 0 | 0 | 0 | 0 | 0 | 0 | 0 | 0 | 0 | 33.6096 | 0 | 33.6096 | 0 | 0 | 5.6016 | 0 | 0 | 0 | 0 | 0 | 0 | 0 | 0 | 0 | 0 | 0 | 0 | 0 | 5.6016 | 0 | 5.6016 | 0 | 0 | 0 | 0 | 0 | 0 | 0 | 0 | 0 | 1.0181 | 0 | 0 | 0 | 1.0181 | 1.0181 | 1.0181 | 2
NH_5A_SO_2010_EL | 5A | SO | EL | 1273 | ASHRAE30pct-state-5A | OfficeSmall | STD2010 | NH-Manchester-NH | Zone5A | Zone5A(NH-Manchester-NH) | ASHRAE30pct-state-STD2010 | state | NH | 0.134 | 1.17 | ASHRAE30pct-state-5A_OfficeSmall_STD2010_NH-Manchester-NH.table.csv.gz | Small Office | Manchester Airport NH USA TMY3 WMO#=743945 | Electricity | 2405.5556 | 4047.2223 | 14819.4446 | 3430.5556 | 13663.889 | 0 | 5944.4445 | 0 | 0 | 0 | 0 | 5002.7778 | 0 | 0 | 49313.8893 | 0 | 49313.8893 | 0 | 0 | 322.3444 | 542.3278 | 1985.8056 | 459.6944 | 1830.9611 | 0 | 796.5556 | 0 | 0 | 0 | 0 | 670.3722 | 0 | 0 | 6608.0612 | 0 | 6608.0612 | 0 | 0 | 8.2101 | 13.813 | 50.5783 | 11.7084 | 46.6344 | 0 | 20.2882 | 0 | 0 | 0 | 0 | 17.0743 | 0 | 0 | 168.3068 | 0 | 168.3068 | 0 | 0 | 9.1927 | 2.128 | 8.4759 | 3.6874 | 0 | 0 | 2.5105 | 1.4922 | 3.1033 | 0 | 0 | 30.5901 | 30.5901 | 30.5901 | 1
NH_5A_SO_2013_EL | 5A | SO | EL | 1387 | ASHRAE30pct-state-5A | OfficeSmall | STD2013 | NH-Manchester-NH | Zone5A | Zone5A(NH-Manchester-NH) | ASHRAE30pct-state-STD2013 | state | NH | 0.134 | 1.17 | ASHRAE30pct-state-5A_OfficeSmall_STD2013_NH-Manchester-NH.table.csv.gz | Small Office | Manchester Airport NH USA TMY3 WMO#=743945 | Electricity | 1980.5556 | 2969.4445 | 12625.0001 | 3430.5556 | 13413.889 | 0 | 5258.3334 | 0 | 0 | 0 | 0 | 5002.7778 | 0 | 0 | 44683.3337 | 0 | 44680.5559 | 2.7778 | 2.7778 | 265.3944 | 397.9056 | 1691.75 | 459.6944 | 1797.4611 | 0 | 704.6167 | 0 | 0 | 0 | 0 | 670.3722 | 0 | 0 | 5987.5667 | 0 | 5987.1945 | 0.37222 | 0.37222 | 6.7596 | 10.1346 | 43.0887 | 11.7084 | 45.7812 | 0 | 17.9465 | 0 | 0 | 0 | 0 | 17.0743 | 0 | 0 | 152.5028 | 0 | 152.4934 | 0.0094805 | 0.0094805 | 7.8315 | 2.128 | 8.3225 | 3.2618 | 0 | 0 | 1.842 | 1.2286 | 3.1033 | 0 | 0 | 27.716 | 27.7177 | 27.7177 | 2
NH_5A_SO_2010_NG | 5A | SO | NG | 1274 | ASHRAE30pct-state-5A | OfficeSmall | STD2010 | NH-Manchester-NH | Zone5A | Zone5A(NH-Manchester-NH) | ASHRAE30pct-state-STD2010 | state | NH | 0.134 | 1.17 | ASHRAE30pct-state-5A_OfficeSmall_STD2010_NH-Manchester-NH.table.csv.gz | Small Office | Manchester Airport NH USA TMY3 WMO#=743945 | Natural Gas | 5885.9443 | 0 | 0 | 0 | 0 | 0 | 0 | 0 | 0 | 0 | 0 | 0 | 0 | 0 | 5885.9443 | 0 | 5885.9443 | 0 | 0 | 68.8655 | 0 | 0 | 0 | 0 | 0 | 0 | 0 | 0 | 0 | 0 | 0 | 0 | 0 | 68.8655 | 0 | 68.8655 | 0 | 0 | 5.8859 | 0 | 0 | 0 | 0 | 0 | 0 | 0 | 0 | 0 | 0 | 0 | 0 | 0 | 5.8859 | 0 | 5.8859 | 0 | 0 | 0 | 0 | 0 | 0 | 0 | 0 | 0 | 1.0698 | 0 | 0 | 0 | 1.0698 | 1.0698 | 1.0698 | 1
NH_5A_SO_2013_NG | 5A | SO | NG | 1388 | ASHRAE30pct-state-5A | OfficeSmall | STD2013 | NH-Manchester-NH | Zone5A | Zone5A(NH-Manchester-NH) | ASHRAE30pct-state-STD2013 | state | NH | 0.134 | 1.17 | ASHRAE30pct-state-5A_OfficeSmall_STD2013_NH-Manchester-NH.table.csv.gz | Small Office | Manchester Airport NH USA TMY3 WMO#=743945 | Natural Gas | 4445.2623 | 0 | 0 | 0 | 0 | 0 | 0 | 0 | 0 | 0 | 0 | 0 | 0 | 0 | 4445.2623 | 0 | 4445.2623 | 0 | 0 | 52.0096 | 0 | 0 | 0 | 0 | 0 | 0 | 0 | 0 | 0 | 0 | 0 | 0 | 0 | 52.0096 | 0 | 52.0096 | 0 | 0 | 4.4453 | 0 | 0 | 0 | 0 | 0 | 0 | 0 | 0 | 0 | 0 | 0 | 0 | 0 | 4.4453 | 0 | 4.4453 | 0 | 0 | 0 | 0 | 0 | 0 | 0 | 0 | 0 | 0.80794 | 0 | 0 | 0 | 0.80794 | 0.80794 | 0.80794 | 2
NJ_5A_SO_2010_EL | 5A | SO | EL | 1279 | ASHRAE30pct-state-5A | OfficeSmall | STD2010 | NJ-Allentown-PA | Zone5A | Zone5A(NJ-Allentown-PA) | ASHRAE30pct-state-STD2010 | state | NJ | 0.1283 | 0.84 | ASHRAE30pct-state-5A_OfficeSmall_STD2010_NJ-Allentown-PA.table.csv.gz | Small Office | Allentown Lehigh Valley Intl PA USA TMY3 WMO#=725170 | Electricity | 2647.2222 | 4708.3334 | 14783.3335 | 3416.6667 | 13663.889 | 0 | 5850 | 0 | 0 | 0 | 0 | 5002.7778 | 0 | 0 | 50075.0004 | 0 | 50072.2226 | 2.7778 | 2.7778 | 339.6386 | 604.0792 | 1896.7017 | 438.3583 | 1753.077 | 0 | 750.555 | 0 | 0 | 0 | 0 | 641.8564 | 0 | 0 | 6424.6226 | 0 | 6424.2662 | 0.35639 | 0.35639 | 9.0349 | 16.0694 | 50.4551 | 11.661 | 46.6344 | 0 | 19.9659 | 0 | 0 | 0 | 0 | 17.0743 | 0 | 0 | 170.9044 | 0 | 170.8949 | 0.0094805 | 0.0094805 | 9.1703 | 2.1194 | 8.4776 | 3.6288 | 0 | 0 | 2.9206 | 1.6421 | 3.1033 | 0 | 0 | 31.0605 | 31.0622 | 31.0622 | 1
NJ_5A_SO_2013_EL | 5A | SO | EL | 1393 | ASHRAE30pct-state-5A | OfficeSmall | STD2013 | NJ-Allentown-PA | Zone5A | Zone5A(NJ-Allentown-PA) | ASHRAE30pct-state-STD2013 | state | NJ | 0.1283 | 0.84 | ASHRAE30pct-state-5A_OfficeSmall_STD2013_NJ-Allentown-PA.table.csv.gz | Small Office | Allentown Lehigh Valley Intl PA USA TMY3 WMO#=725170 | Electricity | 2186.1111 | 3491.6667 | 12547.2223 | 3416.6667 | 13413.889 | 0 | 5188.8889 | 0 | 0 | 0 | 0 | 5002.7778 | 0 | 0 | 45247.2226 | 0 | 45247.2226 | 0 | 0 | 280.4781 | 447.9808 | 1609.8086 | 438.3583 | 1721.002 | 0 | 665.7344 | 0 | 0 | 0 | 0 | 641.8564 | 0 | 0 | 5805.2187 | 0 | 5805.2187 | 0 | 0 | 7.4611 | 11.917 | 42.8233 | 11.661 | 45.7812 | 0 | 17.7095 | 0 | 0 | 0 | 0 | 17.0743 | 0 | 0 | 154.4274 | 0 | 154.4274 | 0 | 0 | 7.7832 | 2.1194 | 8.3208 | 3.2187 | 0 | 0 | 2.1659 | 1.3561 | 3.1033 | 0 | 0 | 28.0675 | 28.0675 | 28.0675 | 2
NJ_5A_SO_2010_NG | 5A | SO | NG | 1280 | ASHRAE30pct-state-5A | OfficeSmall | STD2010 | NJ-Allentown-PA | Zone5A | Zone5A(NJ-Allentown-PA) | ASHRAE30pct-state-STD2010 | state | NJ | 0.1283 | 0.84 | ASHRAE30pct-state-5A_OfficeSmall_STD2010_NJ-Allentown-PA.table.csv.gz | Small Office | Allentown Lehigh Valley Intl PA USA TMY3 WMO#=725170 | Natural Gas | 4075.6136 | 0 | 0 | 0 | 0 | 0 | 0 | 0 | 0 | 0 | 0 | 0 | 0 | 0 | 4075.6136 | 0 | 4075.6136 | 0 | 0 | 34.2352 | 0 | 0 | 0 | 0 | 0 | 0 | 0 | 0 | 0 | 0 | 0 | 0 | 0 | 34.2352 | 0 | 34.2352 | 0 | 0 | 4.0756 | 0 | 0 | 0 | 0 | 0 | 0 | 0 | 0 | 0 | 0 | 0 | 0 | 0 | 4.0756 | 0 | 4.0756 | 0 | 0 | 0 | 0 | 0 | 0 | 0 | 0 | 0 | 0.74075 | 0 | 0 | 0 | 0.74075 | 0.74075 | 0.74075 | 1
NJ_5A_SO_2013_NG | 5A | SO | NG | 1394 | ASHRAE30pct-state-5A | OfficeSmall | STD2013 | NJ-Allentown-PA | Zone5A | Zone5A(NJ-Allentown-PA) | ASHRAE30pct-state-STD2013 | state | NJ | 0.1283 | 0.84 | ASHRAE30pct-state-5A_OfficeSmall_STD2013_NJ-Allentown-PA.table.csv.gz | Small Office | Allentown Lehigh Valley Intl PA USA TMY3 WMO#=725170 | Natural Gas | 3127.7965 | 0 | 0 | 0 | 0 | 0 | 0 | 0 | 0 | 0 | 0 | 0 | 0 | 0 | 3127.7965 | 0 | 3127.7965 | 0 | 0 | 26.2735 | 0 | 0 | 0 | 0 | 0 | 0 | 0 | 0 | 0 | 0 | 0 | 0 | 0 | 26.2735 | 0 | 26.2735 | 0 | 0 | 3.1278 | 0 | 0 | 0 | 0 | 0 | 0 | 0 | 0 | 0 | 0 | 0 | 0 | 0 | 3.1278 | 0 | 3.1278 | 0 | 0 | 0 | 0 | 0 | 0 | 0 | 0 | 0 | 0.56848 | 0 | 0 | 0 | 0.56848 | 0.56848 | 0.56848 | 2
NY_5A_SO_2010_EL | 5A | SO | EL | 1285 | ASHRAE30pct-state-5A | OfficeSmall | STD2010 | NY-Albany-NY | Zone5A | Zone5A(NY-Albany-NY) | ASHRAE30pct-state-STD2010 | state | NY | 0.1508 | 0.73 | ASHRAE30pct-state-5A_OfficeSmall_STD2010_NY-Albany-NY.table.csv.gz | Small Office | Albany County Ap NY USA TMY3 WMO#=725180 | Electricity | 3252.7778 | 4158.3334 | 14780.5557 | 3425 | 13663.889 | 0 | 5808.3334 | 0 | 0 | 0 | 0 | 5002.7778 | 0 | 0 | 50088.8893 | 0 | 50091.6671 | -2.7778 | -2.7778 | 490.5189 | 627.0767 | 2228.9078 | 516.49 | 2060.5145 | 0 | 875.8967 | 0 | 0 | 0 | 0 | 754.4189 | 0 | 0 | 7553.4045 | 0 | 7553.8234 | -0.41889 | -0.41889 | 11.1016 | 14.1923 | 50.4456 | 11.6894 | 46.6344 | 0 | 19.8237 | 0 | 0 | 0 | 0 | 17.0743 | 0 | 0 | 170.9518 | 0 | 170.9613 | -0.0094805 | -0.0094805 | 9.1686 | 2.1246 | 8.4742 | 3.603 | 0 | 0 | 2.5795 | 2.0177 | 3.1033 | 0 | 0 | 31.0726 | 31.0709 | 31.0709 | 1
NY_5A_SO_2013_EL | 5A | SO | EL | 1399 | ASHRAE30pct-state-5A | OfficeSmall | STD2013 | NY-Albany-NY | Zone5A | Zone5A(NY-Albany-NY) | ASHRAE30pct-state-STD2013 | state | NY | 0.1508 | 0.73 | ASHRAE30pct-state-5A_OfficeSmall_STD2013_NY-Albany-NY.table.csv.gz | Small Office | Albany County Ap NY USA TMY3 WMO#=725180 | Electricity | 2708.3334 | 3077.7778 | 12550.0001 | 3425 | 13413.889 | 0 | 5152.7778 | 0 | 0 | 0 | 0 | 5002.7778 | 0 | 0 | 45327.7781 | 0 | 45330.5559 | -2.7778 | -2.7778 | 408.4167 | 464.1289 | 1892.54 | 516.49 | 2022.8145 | 0 | 777.0389 | 0 | 0 | 0 | 0 | 754.4189 | 0 | 0 | 6835.4289 | 0 | 6835.8478 | -0.41889 | -0.41889 | 9.2435 | 10.5044 | 42.8328 | 11.6894 | 45.7812 | 0 | 17.5863 | 0 | 0 | 0 | 0 | 17.0743 | 0 | 0 | 154.7023 | 0 | 154.7118 | -0.0094805 | -0.0094805 | 7.7849 | 2.1246 | 8.3191 | 3.1963 | 0 | 0 | 1.9092 | 1.68 | 3.1033 | 0 | 0 | 28.1192 | 28.1175 | 28.1175 | 2
NY_5A_SO_2010_NG | 5A | SO | NG | 1286 | ASHRAE30pct-state-5A | OfficeSmall | STD2010 | NY-Albany-NY | Zone5A | Zone5A(NY-Albany-NY) | ASHRAE30pct-state-STD2010 | state | NY | 0.1508 | 0.73 | ASHRAE30pct-state-5A_OfficeSmall_STD2010_NY-Albany-NY.table.csv.gz | Small Office | Albany County Ap NY USA TMY3 WMO#=725180 | Natural Gas | 6454.6346 | 0 | 0 | 0 | 0 | 0 | 0 | 0 | 0 | 0 | 0 | 0 | 0 | 0 | 6454.6346 | 0 | 6454.6346 | 0 | 0 | 47.1188 | 0 | 0 | 0 | 0 | 0 | 0 | 0 | 0 | 0 | 0 | 0 | 0 | 0 | 47.1188 | 0 | 47.1188 | 0 | 0 | 6.4546 | 0 | 0 | 0 | 0 | 0 | 0 | 0 | 0 | 0 | 0 | 0 | 0 | 0 | 6.4546 | 0 | 6.4546 | 0 | 0 | 0 | 0 | 0 | 0 | 0 | 0 | 0 | 1.1731 | 0 | 0 | 0 | 1.1731 | 1.1731 | 1.1731 | 1
NY_5A_SO_2013_NG | 5A | SO | NG | 1400 | ASHRAE30pct-state-5A | OfficeSmall | STD2013 | NY-Albany-NY | Zone5A | Zone5A(NY-Albany-NY) | ASHRAE30pct-state-STD2013 | state | NY | 0.1508 | 0.73 | ASHRAE30pct-state-5A_OfficeSmall_STD2013_NY-Albany-NY.table.csv.gz | Small Office | Albany County Ap NY USA TMY3 WMO#=725180 | Natural Gas | 4881.2582 | 0 | 0 | 0 | 0 | 0 | 0 | 0 | 0 | 0 | 0 | 0 | 0 | 0 | 4881.2582 | 0 | 4881.2582 | 0 | 0 | 35.6332 | 0 | 0 | 0 | 0 | 0 | 0 | 0 | 0 | 0 | 0 | 0 | 0 | 0 | 35.6332 | 0 | 35.6332 | 0 | 0 | 4.8813 | 0 | 0 | 0 | 0 | 0 | 0 | 0 | 0 | 0 | 0 | 0 | 0 | 0 | 4.8813 | 0 | 4.8813 | 0 | 0 | 0 | 0 | 0 | 0 | 0 | 0 | 0 | 0.88718 | 0 | 0 | 0 | 0.88718 | 0.88718 | 0.88718 | 2
OH_5A_SO_2010_EL | 5A | SO | EL | 1291 | ASHRAE30pct-state-5A | OfficeSmall | STD2010 | OH-Columbus-OH | Zone5A | Zone5A(OH-Columbus-OH) | ASHRAE30pct-state-STD2010 | state | OH | 0.0947 | 0.7 | ASHRAE30pct-state-5A_OfficeSmall_STD2010_OH-Columbus-OH.table.csv.gz | Small Office | Columbus Port Columbus Intl A OH USA TMY3 WMO#=724280 | Electricity | 2511.1111 | 4727.7778 | 14800.0001 | 3408.3334 | 13663.889 | 0 | 6022.2223 | 0 | 0 | 0 | 0 | 5002.7778 | 0 | 0 | 50133.3337 | 0 | 50136.1115 | -2.7778 | -2.7778 | 237.8022 | 447.7206 | 1401.56 | 322.7692 | 1293.9703 | 0 | 570.3044 | 0 | 0 | 0 | 0 | 473.7631 | 0 | 0 | 4747.6267 | 0 | 4747.8898 | -0.26306 | -0.26306 | 8.5703 | 16.1358 | 50.5119 | 11.6325 | 46.6344 | 0 | 20.5537 | 0 | 0 | 0 | 0 | 17.0743 | 0 | 0 | 171.1035 | 0 | 171.113 | -0.0094805 | -0.0094805 | 9.1807 | 2.1142 | 8.4742 | 3.7357 | 0 | 0 | 2.9327 | 1.5577 | 3.1033 | 0 | 0 | 31.1001 | 31.0984 | 31.0984 | 1
OH_5A_SO_2013_EL | 5A | SO | EL | 1405 | ASHRAE30pct-state-5A | OfficeSmall | STD2013 | OH-Columbus-OH | Zone5A | Zone5A(OH-Columbus-OH) | ASHRAE30pct-state-STD2013 | state | OH | 0.0947 | 0.7 | ASHRAE30pct-state-5A_OfficeSmall_STD2013_OH-Columbus-OH.table.csv.gz | Small Office | Columbus Port Columbus Intl A OH USA TMY3 WMO#=724280 | Electricity | 2052.7778 | 3488.8889 | 12575.0001 | 3408.3334 | 13413.889 | 0 | 5305.5556 | 0 | 0 | 0 | 0 | 5002.7778 | 0 | 0 | 45247.2226 | 0 | 45247.2226 | 0 | 0 | 194.3981 | 330.3978 | 1190.8525 | 322.7692 | 1270.2953 | 0 | 502.4361 | 0 | 0 | 0 | 0 | 473.7631 | 0 | 0 | 4284.912 | 0 | 4284.912 | 0 | 0 | 7.0061 | 11.9075 | 42.9181 | 11.6325 | 45.7812 | 0 | 18.1077 | 0 | 0 | 0 | 0 | 17.0743 | 0 | 0 | 154.4274 | 0 | 154.4274 | 0 | 0 | 7.8005 | 2.1142 | 8.3208 | 3.2911 | 0 | 0 | 2.1642 | 1.2734 | 3.1033 | 0 | 0 | 28.0675 | 28.0675 | 28.0675 | 2
OH_5A_SO_2010_NG | 5A | SO | NG | 1292 | ASHRAE30pct-state-5A | OfficeSmall | STD2010 | OH-Columbus-OH | Zone5A | Zone5A(OH-Columbus-OH) | ASHRAE30pct-state-STD2010 | state | OH | 0.0947 | 0.7 | ASHRAE30pct-state-5A_OfficeSmall_STD2010_OH-Columbus-OH.table.csv.gz | Small Office | Columbus Port Columbus Intl A OH USA TMY3 WMO#=724280 | Natural Gas | 4833.8673 | 0 | 0 | 0 | 0 | 0 | 0 | 0 | 0 | 0 | 0 | 0 | 0 | 0 | 4833.8673 | 0 | 4833.8673 | 0 | 0 | 33.8371 | 0 | 0 | 0 | 0 | 0 | 0 | 0 | 0 | 0 | 0 | 0 | 0 | 0 | 33.8371 | 0 | 33.8371 | 0 | 0 | 4.8339 | 0 | 0 | 0 | 0 | 0 | 0 | 0 | 0 | 0 | 0 | 0 | 0 | 0 | 4.8339 | 0 | 4.8339 | 0 | 0 | 0 | 0 | 0 | 0 | 0 | 0 | 0 | 0.87857 | 0 | 0 | 0 | 0.87857 | 0.87857 | 0.87857 | 1
OH_5A_SO_2013_NG | 5A | SO | NG | 1406 | ASHRAE30pct-state-5A | OfficeSmall | STD2013 | OH-Columbus-OH | Zone5A | Zone5A(OH-Columbus-OH) | ASHRAE30pct-state-STD2013 | state | OH | 0.0947 | 0.7 | ASHRAE30pct-state-5A_OfficeSmall_STD2013_OH-Columbus-OH.table.csv.gz | Small Office | Columbus Port Columbus Intl A OH USA TMY3 WMO#=724280 | Natural Gas | 3611.1832 | 0 | 0 | 0 | 0 | 0 | 0 | 0 | 0 | 0 | 0 | 0 | 0 | 0 | 3611.1832 | 0 | 3611.1832 | 0 | 0 | 25.2783 | 0 | 0 | 0 | 0 | 0 | 0 | 0 | 0 | 0 | 0 | 0 | 0 | 0 | 25.2783 | 0 | 25.2783 | 0 | 0 | 3.6112 | 0 | 0 | 0 | 0 | 0 | 0 | 0 | 0 | 0 | 0 | 0 | 0 | 0 | 3.6112 | 0 | 3.6112 | 0 | 0 | 0 | 0 | 0 | 0 | 0 | 0 | 0 | 0.65634 | 0 | 0 | 0 | 0.65634 | 0.65634 | 0.65634 | 2
PA_5A_SO_2010_EL | 5A | SO | EL | 1297 | ASHRAE30pct-state-5A | OfficeSmall | STD2010 | PA-Harrisburg-PA | Zone5A | Zone5A(PA-Harrisburg-PA) | ASHRAE30pct-state-STD2010 | state | PA | 0.0937 | 1 | ASHRAE30pct-state-5A_OfficeSmall_STD2010_PA-Harrisburg-PA.table.csv.gz | Small Office | Middletown Harrisburg Intl Ap PA USA TMY3 WMO#=725115 | Electricity | 3069.4445 | 5205.5556 | 14811.1112 | 3416.6667 | 13663.889 | 0 | 6027.7778 | 0 | 0 | 0 | 0 | 5002.7778 | 0 | 0 | 51197.2226 | 0 | 51197.2226 | 7.276e-12 | 7.276e-12 | 287.6069 | 487.7606 | 1387.8011 | 320.1417 | 1280.3064 | 0 | 564.8028 | 0 | 0 | 0 | 0 | 468.7603 | 0 | 0 | 4797.1798 | 0 | 4797.1798 | 6.8176e-13 | 6.8176e-13 | 10.4759 | 17.7664 | 50.5499 | 11.661 | 46.6344 | 0 | 20.5726 | 0 | 0 | 0 | 0 | 17.0743 | 0 | 0 | 174.7345 | 0 | 174.7345 | 2.4833e-14 | 2.4833e-14 | 9.1875 | 2.1194 | 8.4759 | 3.7391 | 0 | 0 | 3.2291 | 1.904 | 3.1033 | 0 | 0 | 31.7584 | 31.7584 | 31.7584 | 1
PA_5A_SO_2013_EL | 5A | SO | EL | 1411 | ASHRAE30pct-state-5A | OfficeSmall | STD2013 | PA-Harrisburg-PA | Zone5A | Zone5A(PA-Harrisburg-PA) | ASHRAE30pct-state-STD2013 | state | PA | 0.0937 | 1 | ASHRAE30pct-state-5A_OfficeSmall_STD2013_PA-Harrisburg-PA.table.csv.gz | Small Office | Middletown Harrisburg Intl Ap PA USA TMY3 WMO#=725115 | Electricity | 2538.8889 | 3741.6667 | 12611.1112 | 3416.6667 | 13413.889 | 0 | 5272.2223 | 0 | 0 | 0 | 0 | 5002.7778 | 0 | 0 | 45994.4448 | 0 | 45997.2226 | -2.7778 | -2.7778 | 237.8939 | 350.5942 | 1181.6611 | 320.1417 | 1256.8814 | 0 | 494.0072 | 0 | 0 | 0 | 0 | 468.7603 | 0 | 0 | 4309.6795 | 0 | 4309.9398 | -0.26028 | -0.26028 | 8.6651 | 12.7702 | 43.0413 | 11.661 | 45.7812 | 0 | 17.9939 | 0 | 0 | 0 | 0 | 17.0743 | 0 | 0 | 156.9776 | 0 | 156.9871 | -0.0094805 | -0.0094805 | 7.8229 | 2.1194 | 8.3191 | 3.2704 | 0 | 0 | 2.321 | 1.5749 | 3.1033 | 0 | 0 | 28.5327 | 28.531 | 28.531 | 2
PA_5A_SO_2010_NG | 5A | SO | NG | 1298 | ASHRAE30pct-state-5A | OfficeSmall | STD2010 | PA-Harrisburg-PA | Zone5A | Zone5A(PA-Harrisburg-PA) | ASHRAE30pct-state-STD2010 | state | PA | 0.0937 | 1 | ASHRAE30pct-state-5A_OfficeSmall_STD2010_PA-Harrisburg-PA.table.csv.gz | Small Office | Middletown Harrisburg Intl Ap PA USA TMY3 WMO#=725115 | Natural Gas | 5829.0753 | 0 | 0 | 0 | 0 | 0 | 0 | 0 | 0 | 0 | 0 | 0 | 0 | 0 | 5829.0753 | 0 | 5829.0753 | 0 | 0 | 58.2908 | 0 | 0 | 0 | 0 | 0 | 0 | 0 | 0 | 0 | 0 | 0 | 0 | 0 | 58.2908 | 0 | 58.2908 | 0 | 0 | 5.8291 | 0 | 0 | 0 | 0 | 0 | 0 | 0 | 0 | 0 | 0 | 0 | 0 | 0 | 5.8291 | 0 | 5.8291 | 0 | 0 | 0 | 0 | 0 | 0 | 0 | 0 | 0 | 1.0594 | 0 | 0 | 0 | 1.0594 | 1.0594 | 1.0594 | 1
PA_5A_SO_2013_NG | 5A | SO | NG | 1412 | ASHRAE30pct-state-5A | OfficeSmall | STD2013 | PA-Harrisburg-PA | Zone5A | Zone5A(PA-Harrisburg-PA) | ASHRAE30pct-state-STD2013 | state | PA | 0.0937 | 1 | ASHRAE30pct-state-5A_OfficeSmall_STD2013_PA-Harrisburg-PA.table.csv.gz | Small Office | Middletown Harrisburg Intl Ap PA USA TMY3 WMO#=725115 | Natural Gas | 4454.7405 | 0 | 0 | 0 | 0 | 0 | 0 | 0 | 0 | 0 | 0 | 0 | 0 | 0 | 4454.7405 | 0 | 4454.7405 | 0 | 0 | 44.5474 | 0 | 0 | 0 | 0 | 0 | 0 | 0 | 0 | 0 | 0 | 0 | 0 | 0 | 44.5474 | 0 | 44.5474 | 0 | 0 | 4.4547 | 0 | 0 | 0 | 0 | 0 | 0 | 0 | 0 | 0 | 0 | 0 | 0 | 0 | 4.4547 | 0 | 4.4547 | 0 | 0 | 0 | 0 | 0 | 0 | 0 | 0 | 0 | 0.80966 | 0 | 0 | 0 | 0.80966 | 0.80966 | 0.80966 | 2
RI_5A_SO_2010_EL | 5A | SO | EL | 1303 | ASHRAE30pct-state-5A | OfficeSmall | STD2010 | RI-Providence-RI | Zone5A | Zone5A(RI-Providence-RI) | ASHRAE30pct-state-STD2010 | state | RI | 0.1204 | 1.33 | ASHRAE30pct-state-5A_OfficeSmall_STD2010_RI-Providence-RI.table.csv.gz | Small Office | Providence T F Green State Ar RI USA TMY3 WMO#=725070 | Electricity | 2700 | 4425 | 14797.2223 | 3427.7778 | 13663.889 | 0 | 5719.4445 | 0 | 0 | 0 | 0 | 5002.7778 | 0 | 0 | 49736.1115 | 0 | 49736.1115 | 0 | 0 | 325.08 | 532.77 | 1781.5856 | 412.7044 | 1645.1322 | 0 | 688.6211 | 0 | 0 | 0 | 0 | 602.3344 | 0 | 0 | 5988.2278 | 0 | 5988.2278 | 0 | 0 | 9.215 | 15.1024 | 50.5025 | 11.6989 | 46.6344 | 0 | 19.5203 | 0 | 0 | 0 | 0 | 17.0743 | 0 | 0 | 169.7478 | 0 | 169.7478 | 0 | 0 | 9.1789 | 2.1263 | 8.4759 | 3.5479 | 0 | 0 | 2.7449 | 1.6748 | 3.1033 | 0 | 0 | 30.852 | 30.852 | 30.852 | 1
RI_5A_SO_2013_EL | 5A | SO | EL | 1417 | ASHRAE30pct-state-5A | OfficeSmall | STD2013 | RI-Providence-RI | Zone5A | Zone5A(RI-Providence-RI) | ASHRAE30pct-state-STD2013 | state | RI | 0.1204 | 1.33 | ASHRAE30pct-state-5A_OfficeSmall_STD2013_RI-Providence-RI.table.csv.gz | Small Office | Providence T F Green State Ar RI USA TMY3 WMO#=725070 | Electricity | 2225 | 3297.2222 | 12572.2223 | 3427.7778 | 13413.889 | 0 | 5091.6667 | 0 | 0 | 0 | 0 | 5002.7778 | 0 | 0 | 45027.7781 | 0 | 45030.5559 | -2.7778 | -2.7778 | 267.89 | 396.9856 | 1513.6956 | 412.7044 | 1615.0322 | 0 | 613.0367 | 0 | 0 | 0 | 0 | 602.3344 | 0 | 0 | 5421.3445 | 0 | 5421.6789 | -0.33444 | -0.33444 | 7.5939 | 11.2533 | 42.9086 | 11.6989 | 45.7812 | 0 | 17.3777 | 0 | 0 | 0 | 0 | 17.0743 | 0 | 0 | 153.6784 | 0 | 153.6879 | -0.0094805 | -0.0094805 | 7.7987 | 2.1263 | 8.3191 | 3.1584 | 0 | 0 | 2.0453 | 1.3802 | 3.1033 | 0 | 0 | 27.9331 | 27.9314 | 27.9314 | 2
RI_5A_SO_2010_NG | 5A | SO | NG | 1304 | ASHRAE30pct-state-5A | OfficeSmall | STD2010 | RI-Providence-RI | Zone5A | Zone5A(RI-Providence-RI) | ASHRAE30pct-state-STD2010 | state | RI | 0.1204 | 1.33 | ASHRAE30pct-state-5A_OfficeSmall_STD2010_RI-Providence-RI.table.csv.gz | Small Office | Providence T F Green State Ar RI USA TMY3 WMO#=725070 | Natural Gas | 2871.8859 | 0 | 0 | 0 | 0 | 0 | 0 | 0 | 0 | 0 | 0 | 0 | 0 | 0 | 2871.8859 | 0 | 2871.8859 | 0 | 0 | 38.1961 | 0 | 0 | 0 | 0 | 0 | 0 | 0 | 0 | 0 | 0 | 0 | 0 | 0 | 38.1961 | 0 | 38.1961 | 0 | 0 | 2.8719 | 0 | 0 | 0 | 0 | 0 | 0 | 0 | 0 | 0 | 0 | 0 | 0 | 0 | 2.8719 | 0 | 2.8719 | 0 | 0 | 0 | 0 | 0 | 0 | 0 | 0 | 0 | 0.52197 | 0 | 0 | 0 | 0.52197 | 0.52197 | 0.52197 | 1
RI_5A_SO_2013_NG | 5A | SO | NG | 1418 | ASHRAE30pct-state-5A | OfficeSmall | STD2013 | RI-Providence-RI | Zone5A | Zone5A(RI-Providence-RI) | ASHRAE30pct-state-STD2013 | state | RI | 0.1204 | 1.33 | ASHRAE30pct-state-5A_OfficeSmall_STD2013_RI-Providence-RI.table.csv.gz | Small Office | Providence T F Green State Ar RI USA TMY3 WMO#=725070 | Natural Gas | 2113.6322 | 0 | 0 | 0 | 0 | 0 | 0 | 0 | 0 | 0 | 0 | 0 | 0 | 0 | 2113.6322 | 0 | 2113.6322 | 0 | 0 | 28.1113 | 0 | 0 | 0 | 0 | 0 | 0 | 0 | 0 | 0 | 0 | 0 | 0 | 0 | 28.1113 | 0 | 28.1113 | 0 | 0 | 2.1136 | 0 | 0 | 0 | 0 | 0 | 0 | 0 | 0 | 0 | 0 | 0 | 0 | 0 | 2.1136 | 0 | 2.1136 | 0 | 0 | 0 | 0 | 0 | 0 | 0 | 0 | 0 | 0.38416 | 0 | 0 | 0 | 0.38416 | 0.38416 | 0.38416 | 2
SD_5A_SO_2010_EL | 5A | SO | EL | 1309 | ASHRAE30pct-state-5A | OfficeSmall | STD2010 | SD-SiouxCity-IA | Zone5A | Zone5A(SD-SiouxCity-IA) | ASHRAE30pct-state-STD2010 | state | SD | 0.0801 | 0.63 | ASHRAE30pct-state-5A_OfficeSmall_STD2010_SD-SiouxCity-IA.table.csv.gz | Small Office | Sioux City Sioux Gateway Ap IA USA TMY3 WMO#=725570 | Electricity | 3241.6667 | 5336.1112 | 14794.4446 | 3411.1111 | 13663.889 | 0 | 6472.2223 | 0 | 0 | 0 | 0 | 5002.7778 | 0 | 0 | 51925.0004 | 0 | 51922.2226 | 2.7778 | 2.7778 | 259.6575 | 427.4225 | 1185.035 | 273.23 | 1094.4775 | 0 | 518.425 | 0 | 0 | 0 | 0 | 400.7225 | 0 | 0 | 4159.1925 | 0 | 4158.97 | 0.2225 | 0.2225 | 11.0637 | 18.212 | 50.493 | 11.642 | 46.6344 | 0 | 22.0895 | 0 | 0 | 0 | 0 | 17.0743 | 0 | 0 | 177.2184 | 0 | 177.2089 | 0.0094805 | 0.0094805 | 9.1772 | 2.116 | 8.4776 | 4.0148 | 0 | 0 | 3.3101 | 2.0109 | 3.1033 | 0 | 0 | 32.2081 | 32.2098 | 32.2098 | 1
SD_5A_SO_2013_EL | 5A | SO | EL | 1423 | ASHRAE30pct-state-5A | OfficeSmall | STD2013 | SD-SiouxCity-IA | Zone5A | Zone5A(SD-SiouxCity-IA) | ASHRAE30pct-state-STD2013 | state | SD | 0.0801 | 0.63 | ASHRAE30pct-state-5A_OfficeSmall_STD2013_SD-SiouxCity-IA.table.csv.gz | Small Office | Sioux City Sioux Gateway Ap IA USA TMY3 WMO#=725570 | Electricity | 2675 | 3786.1111 | 12569.4445 | 3411.1111 | 13413.889 | 0 | 5613.8889 | 0 | 0 | 0 | 0 | 5002.7778 | 0 | 0 | 46472.2226 | 0 | 46472.2226 | 0 | 0 | 214.2675 | 303.2675 | 1006.8125 | 273.23 | 1074.4525 | 0 | 449.6725 | 0 | 0 | 0 | 0 | 400.7225 | 0 | 0 | 3722.425 | 0 | 3722.425 | 0 | 0 | 9.1297 | 12.9219 | 42.8991 | 11.642 | 45.7812 | 0 | 19.16 | 0 | 0 | 0 | 0 | 17.0743 | 0 | 0 | 158.6083 | 0 | 158.6083 | 0 | 0 | 7.797 | 2.116 | 8.3208 | 3.4824 | 0 | 0 | 2.3486 | 1.6593 | 3.1033 | 0 | 0 | 28.8274 | 28.8274 | 28.8274 | 2
SD_5A_SO_2010_NG | 5A | SO | NG | 1310 | ASHRAE30pct-state-5A | OfficeSmall | STD2010 | SD-SiouxCity-IA | Zone5A | Zone5A(SD-SiouxCity-IA) | ASHRAE30pct-state-STD2010 | state | SD | 0.0801 | 0.63 | ASHRAE30pct-state-5A_OfficeSmall_STD2010_SD-SiouxCity-IA.table.csv.gz | Small Office | Sioux City Sioux Gateway Ap IA USA TMY3 WMO#=725570 | Natural Gas | 13023.0072 | 0 | 0 | 0 | 0 | 0 | 0 | 0 | 0 | 0 | 0 | 0 | 0 | 0 | 13023.0072 | 0 | 13023.0072 | 0 | 0 | 82.0449 | 0 | 0 | 0 | 0 | 0 | 0 | 0 | 0 | 0 | 0 | 0 | 0 | 0 | 82.0449 | 0 | 82.0449 | 0 | 0 | 13.023 | 0 | 0 | 0 | 0 | 0 | 0 | 0 | 0 | 0 | 0 | 0 | 0 | 0 | 13.023 | 0 | 13.023 | 0 | 0 | 0 | 0 | 0 | 0 | 0 | 0 | 0 | 2.367 | 0 | 0 | 0 | 2.367 | 2.367 | 2.367 | 1
SD_5A_SO_2013_NG | 5A | SO | NG | 1424 | ASHRAE30pct-state-5A | OfficeSmall | STD2013 | SD-SiouxCity-IA | Zone5A | Zone5A(SD-SiouxCity-IA) | ASHRAE30pct-state-STD2013 | state | SD | 0.0801 | 0.63 | ASHRAE30pct-state-5A_OfficeSmall_STD2013_SD-SiouxCity-IA.table.csv.gz | Small Office | Sioux City Sioux Gateway Ap IA USA TMY3 WMO#=725570 | Natural Gas | 10435.4665 | 0 | 0 | 0 | 0 | 0 | 0 | 0 | 0 | 0 | 0 | 0 | 0 | 0 | 10435.4665 | 0 | 10435.4665 | 0 | 0 | 65.7434 | 0 | 0 | 0 | 0 | 0 | 0 | 0 | 0 | 0 | 0 | 0 | 0 | 0 | 65.7434 | 0 | 65.7434 | 0 | 0 | 10.4355 | 0 | 0 | 0 | 0 | 0 | 0 | 0 | 0 | 0 | 0 | 0 | 0 | 0 | 10.4355 | 0 | 10.4355 | 0 | 0 | 0 | 0 | 0 | 0 | 0 | 0 | 0 | 1.8967 | 0 | 0 | 0 | 1.8967 | 1.8967 | 1.8967 | 2
WV_5A_SO_2010_EL | 5A | SO | EL | 1315 | ASHRAE30pct-state-5A | OfficeSmall | STD2010 | WV-Elkins-WV | Zone5A | Zone5A(WV-Elkins-WV) | ASHRAE30pct-state-STD2010 | state | WV | 0.0842 | 0.92 | ASHRAE30pct-state-5A_OfficeSmall_STD2010_WV-Elkins-WV.table.csv.gz | Small Office | Elkins Elkins Randolph Co Arp WV USA TMY3 WMO#=724170 | Electricity | 2350 | 4052.7778 | 14805.5557 | 3411.1111 | 13663.889 | 0 | 5888.8889 | 0 | 0 | 0 | 0 | 5002.7778 | 0 | 0 | 49177.7782 | 0 | 49175.0004 | 2.7778 | 2.7778 | 197.87 | 341.2439 | 1246.6278 | 287.2156 | 1150.4995 | 0 | 495.8444 | 0 | 0 | 0 | 0 | 421.2339 | 0 | 0 | 4140.7689 | 0 | 4140.535 | 0.23389 | 0.23389 | 8.0205 | 13.832 | 50.5309 | 11.642 | 46.6344 | 0 | 20.0986 | 0 | 0 | 0 | 0 | 17.0743 | 0 | 0 | 167.8422 | 0 | 167.8328 | 0.0094805 | 0.0094805 | 9.1841 | 2.116 | 8.4776 | 3.653 | 0 | 0 | 2.514 | 1.4577 | 3.1033 | 0 | 0 | 30.504 | 30.5057 | 30.5057 | 1
WV_5A_SO_2013_EL | 5A | SO | EL | 1429 | ASHRAE30pct-state-5A | OfficeSmall | STD2013 | WV-Elkins-WV | Zone5A | Zone5A(WV-Elkins-WV) | ASHRAE30pct-state-STD2013 | state | WV | 0.0842 | 0.92 | ASHRAE30pct-state-5A_OfficeSmall_STD2013_WV-Elkins-WV.table.csv.gz | Small Office | Elkins Elkins Randolph Co Arp WV USA TMY3 WMO#=724170 | Electricity | 1916.6667 | 3063.8889 | 12588.889 | 3411.1111 | 13413.889 | 0 | 5277.7778 | 0 | 0 | 0 | 0 | 5002.7778 | 0 | 0 | 44675.0004 | 0 | 44675.0004 | 0 | 0 | 161.3833 | 257.9794 | 1059.9845 | 287.2156 | 1129.4495 | 0 | 444.3889 | 0 | 0 | 0 | 0 | 421.2339 | 0 | 0 | 3761.635 | 0 | 3761.635 | 0 | 0 | 6.5415 | 10.457 | 42.9655 | 11.642 | 45.7812 | 0 | 18.0129 | 0 | 0 | 0 | 0 | 17.0743 | 0 | 0 | 152.4744 | 0 | 152.4744 | 0 | 0 | 7.8091 | 2.116 | 8.3208 | 3.2739 | 0 | 0 | 1.9006 | 1.1889 | 3.1033 | 0 | 0 | 27.7125 | 27.7125 | 27.7125 | 2
WV_5A_SO_2010_NG | 5A | SO | NG | 1316 | ASHRAE30pct-state-5A | OfficeSmall | STD2010 | WV-Elkins-WV | Zone5A | Zone5A(WV-Elkins-WV) | ASHRAE30pct-state-STD2010 | state | WV | 0.0842 | 0.92 | ASHRAE30pct-state-5A_OfficeSmall_STD2010_WV-Elkins-WV.table.csv.gz | Small Office | Elkins Elkins Randolph Co Arp WV USA TMY3 WMO#=724170 | Natural Gas | 6596.8072 | 0 | 0 | 0 | 0 | 0 | 0 | 0 | 0 | 0 | 0 | 0 | 0 | 0 | 6596.8072 | 0 | 6596.8072 | 0 | 0 | 60.6906 | 0 | 0 | 0 | 0 | 0 | 0 | 0 | 0 | 0 | 0 | 0 | 0 | 0 | 60.6906 | 0 | 60.6906 | 0 | 0 | 6.5968 | 0 | 0 | 0 | 0 | 0 | 0 | 0 | 0 | 0 | 0 | 0 | 0 | 0 | 6.5968 | 0 | 6.5968 | 0 | 0 | 0 | 0 | 0 | 0 | 0 | 0 | 0 | 1.199 | 0 | 0 | 0 | 1.199 | 1.199 | 1.199 | 1
WV_5A_SO_2013_NG | 5A | SO | NG | 1430 | ASHRAE30pct-state-5A | OfficeSmall | STD2013 | WV-Elkins-WV | Zone5A | Zone5A(WV-Elkins-WV) | ASHRAE30pct-state-STD2013 | state | WV | 0.0842 | 0.92 | ASHRAE30pct-state-5A_OfficeSmall_STD2013_WV-Elkins-WV.table.csv.gz | Small Office | Elkins Elkins Randolph Co Arp WV USA TMY3 WMO#=724170 | Natural Gas | 5269.8632 | 0 | 0 | 0 | 0 | 0 | 0 | 0 | 0 | 0 | 0 | 0 | 0 | 0 | 5269.8632 | 0 | 5269.8632 | 0 | 0 | 48.4827 | 0 | 0 | 0 | 0 | 0 | 0 | 0 | 0 | 0 | 0 | 0 | 0 | 0 | 48.4827 | 0 | 48.4827 | 0 | 0 | 5.2699 | 0 | 0 | 0 | 0 | 0 | 0 | 0 | 0 | 0 | 0 | 0 | 0 | 0 | 5.2699 | 0 | 5.2699 | 0 | 0 | 0 | 0 | 0 | 0 | 0 | 0 | 0 | 0.95781 | 0 | 0 | 0 | 0.95781 | 0.95781 | 0.95781 | 2
AZ_5B_SO_2010_EL | 5B | SO | EL | 1495 | ASHRAE30pct-state-5B | OfficeSmall | STD2010 | AZ-Winslow-AZ | Zone5B | Zone5B(AZ-Winslow-AZ) | ASHRAE30pct-state-STD2010 | state | AZ | 0.0954 | 0.95 | ASHRAE30pct-state-5B_OfficeSmall_STD2010_AZ-Winslow-AZ.table.csv.gz | Small Office | Winslow Municipal Ap AZ USA TMY3 WMO#=723740 | Electricity | 1322.2222 | 6358.3334 | 14791.6668 | 3413.8889 | 13663.889 | 0 | 7175.0001 | 0 | 0 | 0 | 0 | 5002.7778 | 0 | 0 | 51725.0004 | 0 | 51727.7782 | -2.7778 | -2.7778 | 126.14 | 606.585 | 1411.125 | 325.685 | 1303.535 | 0 | 684.495 | 0 | 0 | 0 | 0 | 477.265 | 0 | 0 | 4934.565 | 0 | 4934.83 | -0.265 | -0.265 | 4.5127 | 21.7008 | 50.4835 | 11.6515 | 46.6344 | 0 | 24.4881 | 0 | 0 | 0 | 0 | 17.0743 | 0 | 0 | 176.5358 | 0 | 176.5453 | -0.0094805 | -0.0094805 | 9.1755 | 2.1177 | 8.4742 | 4.4508 | 0 | 0 | 3.9442 | 0.82019 | 3.1033 | 0 | 0 | 32.0875 | 32.0858 | 32.0858 | 1
AZ_5B_SO_2013_EL | 5B | SO | EL | 1555 | ASHRAE30pct-state-5B | OfficeSmall | STD2013 | AZ-Winslow-AZ | Zone5B | Zone5B(AZ-Winslow-AZ) | ASHRAE30pct-state-STD2013 | state | AZ | 0.0954 | 0.95 | ASHRAE30pct-state-5B_OfficeSmall_STD2013_AZ-Winslow-AZ.table.csv.gz | Small Office | Winslow Municipal Ap AZ USA TMY3 WMO#=723740 | Electricity | 1061.1111 | 4536.1111 | 12561.1112 | 3413.8889 | 13413.889 | 0 | 6233.3334 | 0 | 0 | 0 | 0 | 5002.7778 | 0 | 0 | 46219.4448 | 0 | 46222.2226 | -2.7778 | -2.7778 | 101.23 | 432.745 | 1198.33 | 325.685 | 1279.685 | 0 | 594.66 | 0 | 0 | 0 | 0 | 477.265 | 0 | 0 | 4409.335 | 0 | 4409.6 | -0.265 | -0.265 | 3.6215 | 15.4816 | 42.8707 | 11.6515 | 45.7812 | 0 | 21.2742 | 0 | 0 | 0 | 0 | 17.0743 | 0 | 0 | 157.7455 | 0 | 157.755 | -0.0094805 | -0.0094805 | 7.7918 | 2.1177 | 8.3191 | 3.8666 | 0 | 0 | 2.8138 | 0.65822 | 3.1033 | 0 | 0 | 28.6723 | 28.6706 | 28.6706 | 2
AZ_5B_SO_2010_NG | 5B | SO | NG | 1496 | ASHRAE30pct-state-5B | OfficeSmall | STD2010 | AZ-Winslow-AZ | Zone5B | Zone5B(AZ-Winslow-AZ) | ASHRAE30pct-state-STD2010 | state | AZ | 0.0954 | 0.95 | ASHRAE30pct-state-5B_OfficeSmall_STD2010_AZ-Winslow-AZ.table.csv.gz | Small Office | Winslow Municipal Ap AZ USA TMY3 WMO#=723740 | Natural Gas | 758.2537 | 0 | 0 | 0 | 0 | 0 | 0 | 0 | 0 | 0 | 0 | 0 | 0 | 0 | 758.2537 | 0 | 758.2537 | 0 | 0 | 7.2034 | 0 | 0 | 0 | 0 | 0 | 0 | 0 | 0 | 0 | 0 | 0 | 0 | 0 | 7.2034 | 0 | 7.2034 | 0 | 0 | 0.75825 | 0 | 0 | 0 | 0 | 0 | 0 | 0 | 0 | 0 | 0 | 0 | 0 | 0 | 0.75825 | 0 | 0.75825 | 0 | 0 | 0 | 0 | 0 | 0 | 0 | 0 | 0 | 0.13781 | 0 | 0 | 0 | 0.13781 | 0.13781 | 0.13781 | 1
AZ_5B_SO_2013_NG | 5B | SO | NG | 1556 | ASHRAE30pct-state-5B | OfficeSmall | STD2013 | AZ-Winslow-AZ | Zone5B | Zone5B(AZ-Winslow-AZ) | ASHRAE30pct-state-STD2013 | state | AZ | 0.0954 | 0.95 | ASHRAE30pct-state-5B_OfficeSmall_STD2013_AZ-Winslow-AZ.table.csv.gz | Small Office | Winslow Municipal Ap AZ USA TMY3 WMO#=723740 | Natural Gas | 521.2994 | 0 | 0 | 0 | 0 | 0 | 0 | 0 | 0 | 0 | 0 | 0 | 0 | 0 | 521.2994 | 0 | 521.2994 | 0 | 0 | 4.9523 | 0 | 0 | 0 | 0 | 0 | 0 | 0 | 0 | 0 | 0 | 0 | 0 | 0 | 4.9523 | 0 | 4.9523 | 0 | 0 | 0.5213 | 0 | 0 | 0 | 0 | 0 | 0 | 0 | 0 | 0 | 0 | 0 | 0 | 0 | 0.5213 | 0 | 0.5213 | 0 | 0 | 0 | 0 | 0 | 0 | 0 | 0 | 0 | 0.094747 | 0 | 0 | 0 | 0.094747 | 0.094747 | 0.094747 | 2
CA_5B_SO_2010_EL | 5B | SO | EL | 1501 | ASHRAE30pct-state-5B | OfficeSmall | STD2010 | CA-Reno-NV | Zone5B | Zone5B(CA-Reno-NV) | ASHRAE30pct-state-STD2010 | state | CA | 0.136 | 0.7 | ASHRAE30pct-state-5B_OfficeSmall_STD2010_CA-Reno-NV.table.csv.gz | Small Office | Reno Tahoe International Ap NV USA TMY3 WMO#=724880 | Electricity | 1777.7778 | 5194.4445 | 14780.5557 | 3416.6667 | 13663.889 | 0 | 6916.6667 | 0 | 0 | 0 | 0 | 5002.7778 | 0 | 0 | 50752.7782 | 0 | 50752.7782 | 0 | 0 | 241.7778 | 706.4445 | 2010.1556 | 464.6667 | 1858.2889 | 0 | 940.6667 | 0 | 0 | 0 | 0 | 680.3778 | 0 | 0 | 6902.3778 | 0 | 6902.3778 | 0 | 0 | 6.0675 | 17.7285 | 50.4456 | 11.661 | 46.6344 | 0 | 23.6064 | 0 | 0 | 0 | 0 | 17.0743 | 0 | 0 | 173.2177 | 0 | 173.2177 | 0 | 0 | 9.1686 | 2.1194 | 8.4759 | 4.2905 | 0 | 0 | 3.2222 | 1.1028 | 3.1033 | 0 | 0 | 31.4827 | 31.4827 | 31.4827 | 1
CA_5B_SO_2013_EL | 5B | SO | EL | 1561 | ASHRAE30pct-state-5B | OfficeSmall | STD2013 | CA-Reno-NV | Zone5B | Zone5B(CA-Reno-NV) | ASHRAE30pct-state-STD2013 | state | CA | 0.136 | 0.7 | ASHRAE30pct-state-5B_OfficeSmall_STD2013_CA-Reno-NV.table.csv.gz | Small Office | Reno Tahoe International Ap NV USA TMY3 WMO#=724880 | Electricity | 1438.8889 | 3727.7778 | 12552.7779 | 3416.6667 | 13413.889 | 0 | 6100 | 0 | 0 | 0 | 0 | 5002.7778 | 0 | 0 | 45652.7781 | 0 | 45652.7781 | 7.276e-12 | 7.276e-12 | 195.6889 | 506.9778 | 1707.1778 | 464.6667 | 1824.2889 | 0 | 829.6 | 0 | 0 | 0 | 0 | 680.3778 | 0 | 0 | 6208.7778 | 0 | 6208.7778 | 9.8953e-13 | 9.8953e-13 | 4.9109 | 12.7228 | 42.8422 | 11.661 | 45.7812 | 0 | 20.8191 | 0 | 0 | 0 | 0 | 17.0743 | 0 | 0 | 155.8115 | 0 | 155.8115 | 2.4833e-14 | 2.4833e-14 | 7.7867 | 2.1194 | 8.3208 | 3.7839 | 0 | 0 | 2.3124 | 0.89256 | 3.1033 | 0 | 0 | 28.3191 | 28.3191 | 28.3191 | 2
CA_5B_SO_2010_NG | 5B | SO | NG | 1502 | ASHRAE30pct-state-5B | OfficeSmall | STD2010 | CA-Reno-NV | Zone5B | Zone5B(CA-Reno-NV) | ASHRAE30pct-state-STD2010 | state | CA | 0.136 | 0.7 | ASHRAE30pct-state-5B_OfficeSmall_STD2010_CA-Reno-NV.table.csv.gz | Small Office | Reno Tahoe International Ap NV USA TMY3 WMO#=724880 | Natural Gas | 1554.4201 | 0 | 0 | 0 | 0 | 0 | 0 | 0 | 0 | 0 | 0 | 0 | 0 | 0 | 1554.4201 | 0 | 1554.4201 | 0 | 0 | 10.8809 | 0 | 0 | 0 | 0 | 0 | 0 | 0 | 0 | 0 | 0 | 0 | 0 | 0 | 10.8809 | 0 | 10.8809 | 0 | 0 | 1.5544 | 0 | 0 | 0 | 0 | 0 | 0 | 0 | 0 | 0 | 0 | 0 | 0 | 0 | 1.5544 | 0 | 1.5544 | 0 | 0 | 0 | 0 | 0 | 0 | 0 | 0 | 0 | 0.28252 | 0 | 0 | 0 | 0.28252 | 0.28252 | 0.28252 | 1
CA_5B_SO_2013_NG | 5B | SO | NG | 1562 | ASHRAE30pct-state-5B | OfficeSmall | STD2013 | CA-Reno-NV | Zone5B | Zone5B(CA-Reno-NV) | ASHRAE30pct-state-STD2013 | state | CA | 0.136 | 0.7 | ASHRAE30pct-state-5B_OfficeSmall_STD2013_CA-Reno-NV.table.csv.gz | Small Office | Reno Tahoe International Ap NV USA TMY3 WMO#=724880 | Natural Gas | 1099.4679 | 0 | 0 | 0 | 0 | 0 | 0 | 0 | 0 | 0 | 0 | 0 | 0 | 0 | 1099.4679 | 0 | 1099.4679 | 0 | 0 | 7.6963 | 0 | 0 | 0 | 0 | 0 | 0 | 0 | 0 | 0 | 0 | 0 | 0 | 0 | 7.6963 | 0 | 7.6963 | 0 | 0 | 1.0995 | 0 | 0 | 0 | 0 | 0 | 0 | 0 | 0 | 0 | 0 | 0 | 0 | 0 | 1.0995 | 0 | 1.0995 | 0 | 0 | 0 | 0 | 0 | 0 | 0 | 0 | 0 | 0.19983 | 0 | 0 | 0 | 0.19983 | 0.19983 | 0.19983 | 2
CO_5B_SO_2010_EL | 5B | SO | EL | 1507 | ASHRAE30pct-state-5B | OfficeSmall | STD2010 | CO-ColoradoSprings-CO | Zone5B | Zone5B(CO-ColoradoSprings-CO) | ASHRAE30pct-state-STD2010 | state | CO | 0.0934 | 0.73 | ASHRAE30pct-state-5B_OfficeSmall_STD2010_CO-ColoradoSprings-CO.table.csv.gz | Small Office | Colorado Springs Muni Ap CO USA TMY3 WMO#=724660 | Electricity | 2047.2222 | 4508.3334 | 14780.5557 | 3416.6667 | 13663.889 | 0 | 7063.8889 | 0 | 0 | 0 | 0 | 5002.7778 | 0 | 0 | 50486.1115 | 0 | 50483.3337 | 2.7778 | 2.7778 | 191.2106 | 421.0783 | 1380.5039 | 319.1167 | 1276.2072 | 0 | 659.7672 | 0 | 0 | 0 | 0 | 467.2594 | 0 | 0 | 4715.4028 | 0 | 4715.1434 | 0.25944 | 0.25944 | 6.9871 | 15.3868 | 50.4456 | 11.661 | 46.6344 | 0 | 24.1088 | 0 | 0 | 0 | 0 | 17.0743 | 0 | 0 | 172.3075 | 0 | 172.2981 | 0.0094805 | 0.0094805 | 9.1686 | 2.1194 | 8.4776 | 4.3818 | 0 | 0 | 2.7966 | 1.2699 | 3.1033 | 0 | 0 | 31.3155 | 31.3173 | 31.3173 | 1
CO_5B_SO_2013_EL | 5B | SO | EL | 1567 | ASHRAE30pct-state-5B | OfficeSmall | STD2013 | CO-ColoradoSprings-CO | Zone5B | Zone5B(CO-ColoradoSprings-CO) | ASHRAE30pct-state-STD2013 | state | CO | 0.0934 | 0.73 | ASHRAE30pct-state-5B_OfficeSmall_STD2013_CO-ColoradoSprings-CO.table.csv.gz | Small Office | Colorado Springs Muni Ap CO USA TMY3 WMO#=724660 | Electricity | 1680.5556 | 3361.1111 | 12544.4445 | 3416.6667 | 13413.889 | 0 | 6300.0001 | 0 | 0 | 0 | 0 | 5002.7778 | 0 | 0 | 45722.2226 | 0 | 45719.4448 | 2.7778 | 2.7778 | 156.9639 | 313.9278 | 1171.6511 | 319.1167 | 1252.8572 | 0 | 588.42 | 0 | 0 | 0 | 0 | 467.2594 | 0 | 0 | 4270.4556 | 0 | 4270.1961 | 0.25944 | 0.25944 | 5.7357 | 11.4714 | 42.8138 | 11.661 | 45.7812 | 0 | 21.5017 | 0 | 0 | 0 | 0 | 17.0743 | 0 | 0 | 156.0485 | 0 | 156.039 | 0.0094805 | 0.0094805 | 7.7815 | 2.1194 | 8.3225 | 3.908 | 0 | 0 | 2.0849 | 1.0425 | 3.1033 | 0 | 0 | 28.3604 | 28.3621 | 28.3621 | 2
CO_5B_SO_2010_NG | 5B | SO | NG | 1508 | ASHRAE30pct-state-5B | OfficeSmall | STD2010 | CO-ColoradoSprings-CO | Zone5B | Zone5B(CO-ColoradoSprings-CO) | ASHRAE30pct-state-STD2010 | state | CO | 0.0934 | 0.73 | ASHRAE30pct-state-5B_OfficeSmall_STD2010_CO-ColoradoSprings-CO.table.csv.gz | Small Office | Colorado Springs Muni Ap CO USA TMY3 WMO#=724660 | Natural Gas | 2805.5387 | 0 | 0 | 0 | 0 | 0 | 0 | 0 | 0 | 0 | 0 | 0 | 0 | 0 | 2805.5387 | 0 | 2805.5387 | 0 | 0 | 20.4804 | 0 | 0 | 0 | 0 | 0 | 0 | 0 | 0 | 0 | 0 | 0 | 0 | 0 | 20.4804 | 0 | 20.4804 | 0 | 0 | 2.8055 | 0 | 0 | 0 | 0 | 0 | 0 | 0 | 0 | 0 | 0 | 0 | 0 | 0 | 2.8055 | 0 | 2.8055 | 0 | 0 | 0 | 0 | 0 | 0 | 0 | 0 | 0 | 0.50991 | 0 | 0 | 0 | 0.50991 | 0.50991 | 0.50991 | 1
CO_5B_SO_2013_NG | 5B | SO | NG | 1568 | ASHRAE30pct-state-5B | OfficeSmall | STD2013 | CO-ColoradoSprings-CO | Zone5B | Zone5B(CO-ColoradoSprings-CO) | ASHRAE30pct-state-STD2013 | state | CO | 0.0934 | 0.73 | ASHRAE30pct-state-5B_OfficeSmall_STD2013_CO-ColoradoSprings-CO.table.csv.gz | Small Office | Colorado Springs Muni Ap CO USA TMY3 WMO#=724660 | Natural Gas | 2104.154 | 0 | 0 | 0 | 0 | 0 | 0 | 0 | 0 | 0 | 0 | 0 | 0 | 0 | 2104.154 | 0 | 2104.154 | 0 | 0 | 15.3603 | 0 | 0 | 0 | 0 | 0 | 0 | 0 | 0 | 0 | 0 | 0 | 0 | 0 | 15.3603 | 0 | 15.3603 | 0 | 0 | 2.1042 | 0 | 0 | 0 | 0 | 0 | 0 | 0 | 0 | 0 | 0 | 0 | 0 | 0 | 2.1042 | 0 | 2.1042 | 0 | 0 | 0 | 0 | 0 | 0 | 0 | 0 | 0 | 0.38243 | 0 | 0 | 0 | 0.38243 | 0.38243 | 0.38243 | 2
ID_5B_SO_2010_EL | 5B | SO | EL | 1513 | ASHRAE30pct-state-5B | OfficeSmall | STD2010 | ID-Boise-ID | Zone5B | Zone5B(ID-Boise-ID) | ASHRAE30pct-state-STD2010 | state | ID | 0.0683 | 0.73 | ASHRAE30pct-state-5B_OfficeSmall_STD2010_ID-Boise-ID.table.csv.gz | Small Office | Boise Air Terminal Uo ID USA TMY3 WMO#=726810 | Electricity | 1950 | 4708.3334 | 14808.3335 | 3405.5556 | 13663.889 | 0 | 6858.3334 | 0 | 0 | 0 | 0 | 5002.7778 | 0 | 0 | 50397.2226 | 0 | 50397.2226 | 0 | 0 | 133.185 | 321.5792 | 1011.4092 | 232.5994 | 933.2436 | 0 | 468.4242 | 0 | 0 | 0 | 0 | 341.6897 | 0 | 0 | 3442.1303 | 0 | 3442.1303 | 0 | 0 | 6.6553 | 16.0694 | 50.5404 | 11.6231 | 46.6344 | 0 | 23.4073 | 0 | 0 | 0 | 0 | 17.0743 | 0 | 0 | 172.0042 | 0 | 172.0042 | 0 | 0 | 9.1858 | 2.1125 | 8.4759 | 4.2543 | 0 | 0 | 2.9206 | 1.2096 | 3.1033 | 0 | 0 | 31.2621 | 31.2621 | 31.2621 | 1
ID_5B_SO_2013_EL | 5B | SO | EL | 1573 | ASHRAE30pct-state-5B | OfficeSmall | STD2013 | ID-Boise-ID | Zone5B | Zone5B(ID-Boise-ID) | ASHRAE30pct-state-STD2013 | state | ID | 0.0683 | 0.73 | ASHRAE30pct-state-5B_OfficeSmall_STD2013_ID-Boise-ID.table.csv.gz | Small Office | Boise Air Terminal Uo ID USA TMY3 WMO#=726810 | Electricity | 1572.2222 | 3225 | 12605.5557 | 3405.5556 | 13413.889 | 0 | 6030.5556 | 0 | 0 | 0 | 0 | 5002.7778 | 0 | 0 | 45252.7781 | 0 | 45255.5559 | -2.7778 | -2.7778 | 107.3828 | 220.2675 | 860.9595 | 232.5994 | 916.1686 | 0 | 411.8869 | 0 | 0 | 0 | 0 | 341.6897 | 0 | 0 | 3090.7647 | 0 | 3090.9545 | -0.18972 | -0.18972 | 5.3659 | 11.0068 | 43.0224 | 11.6231 | 45.7812 | 0 | 20.5821 | 0 | 0 | 0 | 0 | 17.0743 | 0 | 0 | 154.4463 | 0 | 154.4558 | -0.0094805 | -0.0094805 | 7.8194 | 2.1125 | 8.3191 | 3.7408 | 0 | 0 | 2.0005 | 0.97527 | 3.1033 | 0 | 0 | 28.0727 | 28.0709 | 28.0709 | 2
ID_5B_SO_2010_NG | 5B | SO | NG | 1514 | ASHRAE30pct-state-5B | OfficeSmall | STD2010 | ID-Boise-ID | Zone5B | Zone5B(ID-Boise-ID) | ASHRAE30pct-state-STD2010 | state | ID | 0.0683 | 0.73 | ASHRAE30pct-state-5B_OfficeSmall_STD2010_ID-Boise-ID.table.csv.gz | Small Office | Boise Air Terminal Uo ID USA TMY3 WMO#=726810 | Natural Gas | 1232.1623 | 0 | 0 | 0 | 0 | 0 | 0 | 0 | 0 | 0 | 0 | 0 | 0 | 0 | 1232.1623 | 0 | 1232.1623 | 0 | 0 | 8.9948 | 0 | 0 | 0 | 0 | 0 | 0 | 0 | 0 | 0 | 0 | 0 | 0 | 0 | 8.9948 | 0 | 8.9948 | 0 | 0 | 1.2322 | 0 | 0 | 0 | 0 | 0 | 0 | 0 | 0 | 0 | 0 | 0 | 0 | 0 | 1.2322 | 0 | 1.2322 | 0 | 0 | 0 | 0 | 0 | 0 | 0 | 0 | 0 | 0.22395 | 0 | 0 | 0 | 0.22395 | 0.22395 | 0.22395 | 1
ID_5B_SO_2013_NG | 5B | SO | NG | 1574 | ASHRAE30pct-state-5B | OfficeSmall | STD2013 | ID-Boise-ID | Zone5B | Zone5B(ID-Boise-ID) | ASHRAE30pct-state-STD2013 | state | ID | 0.0683 | 0.73 | ASHRAE30pct-state-5B_OfficeSmall_STD2013_ID-Boise-ID.table.csv.gz | Small Office | Boise Air Terminal Uo ID USA TMY3 WMO#=726810 | Natural Gas | 900.4263 | 0 | 0 | 0 | 0 | 0 | 0 | 0 | 0 | 0 | 0 | 0 | 0 | 0 | 900.4263 | 0 | 900.4263 | 0 | 0 | 6.5731 | 0 | 0 | 0 | 0 | 0 | 0 | 0 | 0 | 0 | 0 | 0 | 0 | 0 | 6.5731 | 0 | 6.5731 | 0 | 0 | 0.90043 | 0 | 0 | 0 | 0 | 0 | 0 | 0 | 0 | 0 | 0 | 0 | 0 | 0 | 0.90043 | 0 | 0.90043 | 0 | 0 | 0 | 0 | 0 | 0 | 0 | 0 | 0 | 0.16365 | 0 | 0 | 0 | 0.16365 | 0.16365 | 0.16365 | 2
NM_5B_SO_2010_EL | 5B | SO | EL | 1519 | ASHRAE30pct-state-5B | OfficeSmall | STD2010 | NM-Winslow-AZ | Zone5B | Zone5B(NM-Winslow-AZ) | ASHRAE30pct-state-STD2010 | state | NM | 0.093 | 0.62 | ASHRAE30pct-state-5B_OfficeSmall_STD2010_NM-Winslow-AZ.table.csv.gz | Small Office | Winslow Municipal Ap AZ USA TMY3 WMO#=723740 | Electricity | 1322.2222 | 6358.3334 | 14791.6668 | 3413.8889 | 13663.889 | 0 | 7175.0001 | 0 | 0 | 0 | 0 | 5002.7778 | 0 | 0 | 51725.0004 | 0 | 51727.7782 | -2.7778 | -2.7778 | 122.9667 | 591.325 | 1375.625 | 317.4917 | 1270.7417 | 0 | 667.275 | 0 | 0 | 0 | 0 | 465.2583 | 0 | 0 | 4810.425 | 0 | 4810.6834 | -0.25833 | -0.25833 | 4.5127 | 21.7008 | 50.4835 | 11.6515 | 46.6344 | 0 | 24.4881 | 0 | 0 | 0 | 0 | 17.0743 | 0 | 0 | 176.5358 | 0 | 176.5453 | -0.0094805 | -0.0094805 | 9.1755 | 2.1177 | 8.4742 | 4.4508 | 0 | 0 | 3.9442 | 0.82019 | 3.1033 | 0 | 0 | 32.0875 | 32.0858 | 32.0858 | 1
NM_5B_SO_2013_EL | 5B | SO | EL | 1579 | ASHRAE30pct-state-5B | OfficeSmall | STD2013 | NM-Winslow-AZ | Zone5B | Zone5B(NM-Winslow-AZ) | ASHRAE30pct-state-STD2013 | state | NM | 0.093 | 0.62 | ASHRAE30pct-state-5B_OfficeSmall_STD2013_NM-Winslow-AZ.table.csv.gz | Small Office | Winslow Municipal Ap AZ USA TMY3 WMO#=723740 | Electricity | 1061.1111 | 4536.1111 | 12561.1112 | 3413.8889 | 13413.889 | 0 | 6233.3334 | 0 | 0 | 0 | 0 | 5002.7778 | 0 | 0 | 46219.4448 | 0 | 46222.2226 | -2.7778 | -2.7778 | 98.6833 | 421.8583 | 1168.1833 | 317.4917 | 1247.4917 | 0 | 579.7 | 0 | 0 | 0 | 0 | 465.2583 | 0 | 0 | 4298.4084 | 0 | 4298.6667 | -0.25833 | -0.25833 | 3.6215 | 15.4816 | 42.8707 | 11.6515 | 45.7812 | 0 | 21.2742 | 0 | 0 | 0 | 0 | 17.0743 | 0 | 0 | 157.7455 | 0 | 157.755 | -0.0094805 | -0.0094805 | 7.7918 | 2.1177 | 8.3191 | 3.8666 | 0 | 0 | 2.8138 | 0.65822 | 3.1033 | 0 | 0 | 28.6723 | 28.6706 | 28.6706 | 2
NM_5B_SO_2010_NG | 5B | SO | NG | 1520 | ASHRAE30pct-state-5B | OfficeSmall | STD2010 | NM-Winslow-AZ | Zone5B | Zone5B(NM-Winslow-AZ) | ASHRAE30pct-state-STD2010 | state | NM | 0.093 | 0.62 | ASHRAE30pct-state-5B_OfficeSmall_STD2010_NM-Winslow-AZ.table.csv.gz | Small Office | Winslow Municipal Ap AZ USA TMY3 WMO#=723740 | Natural Gas | 758.2537 | 0 | 0 | 0 | 0 | 0 | 0 | 0 | 0 | 0 | 0 | 0 | 0 | 0 | 758.2537 | 0 | 758.2537 | 0 | 0 | 4.7012 | 0 | 0 | 0 | 0 | 0 | 0 | 0 | 0 | 0 | 0 | 0 | 0 | 0 | 4.7012 | 0 | 4.7012 | 0 | 0 | 0.75825 | 0 | 0 | 0 | 0 | 0 | 0 | 0 | 0 | 0 | 0 | 0 | 0 | 0 | 0.75825 | 0 | 0.75825 | 0 | 0 | 0 | 0 | 0 | 0 | 0 | 0 | 0 | 0.13781 | 0 | 0 | 0 | 0.13781 | 0.13781 | 0.13781 | 1
NM_5B_SO_2013_NG | 5B | SO | NG | 1580 | ASHRAE30pct-state-5B | OfficeSmall | STD2013 | NM-Winslow-AZ | Zone5B | Zone5B(NM-Winslow-AZ) | ASHRAE30pct-state-STD2013 | state | NM | 0.093 | 0.62 | ASHRAE30pct-state-5B_OfficeSmall_STD2013_NM-Winslow-AZ.table.csv.gz | Small Office | Winslow Municipal Ap AZ USA TMY3 WMO#=723740 | Natural Gas | 521.2994 | 0 | 0 | 0 | 0 | 0 | 0 | 0 | 0 | 0 | 0 | 0 | 0 | 0 | 521.2994 | 0 | 521.2994 | 0 | 0 | 3.2321 | 0 | 0 | 0 | 0 | 0 | 0 | 0 | 0 | 0 | 0 | 0 | 0 | 0 | 3.2321 | 0 | 3.2321 | 0 | 0 | 0.5213 | 0 | 0 | 0 | 0 | 0 | 0 | 0 | 0 | 0 | 0 | 0 | 0 | 0 | 0.5213 | 0 | 0.5213 | 0 | 0 | 0 | 0 | 0 | 0 | 0 | 0 | 0 | 0.094747 | 0 | 0 | 0 | 0.094747 | 0.094747 | 0.094747 | 2
NV_5B_SO_2010_EL | 5B | SO | EL | 1525 | ASHRAE30pct-state-5B | OfficeSmall | STD2010 | NV-Reno-NV | Zone5B | Zone5B(NV-Reno-NV) | ASHRAE30pct-state-STD2010 | state | NV | 0.0886 | 0.73 | ASHRAE30pct-state-5B_OfficeSmall_STD2010_NV-Reno-NV.table.csv.gz | Small Office | Reno Tahoe International Ap NV USA TMY3 WMO#=724880 | Electricity | 1777.7778 | 5194.4445 | 14780.5557 | 3416.6667 | 13663.889 | 0 | 6916.6667 | 0 | 0 | 0 | 0 | 5002.7778 | 0 | 0 | 50752.7782 | 0 | 50752.7782 | 0 | 0 | 157.5111 | 460.2278 | 1309.5572 | 302.7167 | 1210.6206 | 0 | 612.8167 | 0 | 0 | 0 | 0 | 443.2461 | 0 | 0 | 4496.6961 | 0 | 4496.6961 | 0 | 0 | 6.0675 | 17.7285 | 50.4456 | 11.661 | 46.6344 | 0 | 23.6064 | 0 | 0 | 0 | 0 | 17.0743 | 0 | 0 | 173.2177 | 0 | 173.2177 | 0 | 0 | 9.1686 | 2.1194 | 8.4759 | 4.2905 | 0 | 0 | 3.2222 | 1.1028 | 3.1033 | 0 | 0 | 31.4827 | 31.4827 | 31.4827 | 1
NV_5B_SO_2013_EL | 5B | SO | EL | 1585 | ASHRAE30pct-state-5B | OfficeSmall | STD2013 | NV-Reno-NV | Zone5B | Zone5B(NV-Reno-NV) | ASHRAE30pct-state-STD2013 | state | NV | 0.0886 | 0.73 | ASHRAE30pct-state-5B_OfficeSmall_STD2013_NV-Reno-NV.table.csv.gz | Small Office | Reno Tahoe International Ap NV USA TMY3 WMO#=724880 | Electricity | 1438.8889 | 3727.7778 | 12552.7779 | 3416.6667 | 13413.889 | 0 | 6100 | 0 | 0 | 0 | 0 | 5002.7778 | 0 | 0 | 45652.7781 | 0 | 45652.7781 | 7.276e-12 | 7.276e-12 | 127.4856 | 330.2811 | 1112.1761 | 302.7167 | 1188.4706 | 0 | 540.46 | 0 | 0 | 0 | 0 | 443.2461 | 0 | 0 | 4044.8361 | 0 | 4044.8361 | 6.4465e-13 | 6.4465e-13 | 4.9109 | 12.7228 | 42.8422 | 11.661 | 45.7812 | 0 | 20.8191 | 0 | 0 | 0 | 0 | 17.0743 | 0 | 0 | 155.8115 | 0 | 155.8115 | 2.4833e-14 | 2.4833e-14 | 7.7867 | 2.1194 | 8.3208 | 3.7839 | 0 | 0 | 2.3124 | 0.89256 | 3.1033 | 0 | 0 | 28.3191 | 28.3191 | 28.3191 | 2
NV_5B_SO_2010_NG | 5B | SO | NG | 1526 | ASHRAE30pct-state-5B | OfficeSmall | STD2010 | NV-Reno-NV | Zone5B | Zone5B(NV-Reno-NV) | ASHRAE30pct-state-STD2010 | state | NV | 0.0886 | 0.73 | ASHRAE30pct-state-5B_OfficeSmall_STD2010_NV-Reno-NV.table.csv.gz | Small Office | Reno Tahoe International Ap NV USA TMY3 WMO#=724880 | Natural Gas | 1554.4201 | 0 | 0 | 0 | 0 | 0 | 0 | 0 | 0 | 0 | 0 | 0 | 0 | 0 | 1554.4201 | 0 | 1554.4201 | 0 | 0 | 11.3473 | 0 | 0 | 0 | 0 | 0 | 0 | 0 | 0 | 0 | 0 | 0 | 0 | 0 | 11.3473 | 0 | 11.3473 | 0 | 0 | 1.5544 | 0 | 0 | 0 | 0 | 0 | 0 | 0 | 0 | 0 | 0 | 0 | 0 | 0 | 1.5544 | 0 | 1.5544 | 0 | 0 | 0 | 0 | 0 | 0 | 0 | 0 | 0 | 0.28252 | 0 | 0 | 0 | 0.28252 | 0.28252 | 0.28252 | 1
NV_5B_SO_2013_NG | 5B | SO | NG | 1586 | ASHRAE30pct-state-5B | OfficeSmall | STD2013 | NV-Reno-NV | Zone5B | Zone5B(NV-Reno-NV) | ASHRAE30pct-state-STD2013 | state | NV | 0.0886 | 0.73 | ASHRAE30pct-state-5B_OfficeSmall_STD2013_NV-Reno-NV.table.csv.gz | Small Office | Reno Tahoe International Ap NV USA TMY3 WMO#=724880 | Natural Gas | 1099.4679 | 0 | 0 | 0 | 0 | 0 | 0 | 0 | 0 | 0 | 0 | 0 | 0 | 0 | 1099.4679 | 0 | 1099.4679 | 0 | 0 | 8.0261 | 0 | 0 | 0 | 0 | 0 | 0 | 0 | 0 | 0 | 0 | 0 | 0 | 0 | 8.0261 | 0 | 8.0261 | 0 | 0 | 1.0995 | 0 | 0 | 0 | 0 | 0 | 0 | 0 | 0 | 0 | 0 | 0 | 0 | 0 | 1.0995 | 0 | 1.0995 | 0 | 0 | 0 | 0 | 0 | 0 | 0 | 0 | 0 | 0.19983 | 0 | 0 | 0 | 0.19983 | 0.19983 | 0.19983 | 2
OR_5B_SO_2010_EL | 5B | SO | EL | 1531 | ASHRAE30pct-state-5B | OfficeSmall | STD2010 | OR-Redmond-OR | Zone5B | Zone5B(OR-Redmond-OR) | ASHRAE30pct-state-STD2010 | state | OR | 0.0834 | 0.92 | ASHRAE30pct-state-5B_OfficeSmall_STD2010_OR-Redmond-OR.table.csv.gz | Small Office | Redmond Roberts Field OR USA TMY3 WMO#=726835 | Electricity | 2247.2222 | 3813.8889 | 14780.5557 | 3416.6667 | 13663.889 | 0 | 6511.1112 | 0 | 0 | 0 | 0 | 5002.7778 | 0 | 0 | 49438.8893 | 0 | 49436.1115 | 2.7778 | 2.7778 | 187.4183 | 318.0783 | 1232.6983 | 284.95 | 1139.5683 | 0 | 543.0267 | 0 | 0 | 0 | 0 | 417.2317 | 0 | 0 | 4123.2034 | 0 | 4122.9717 | 0.23167 | 0.23167 | 7.6697 | 13.0167 | 50.4456 | 11.661 | 46.6344 | 0 | 22.2222 | 0 | 0 | 0 | 0 | 17.0743 | 0 | 0 | 168.7334 | 0 | 168.7239 | 0.0094805 | 0.0094805 | 9.1686 | 2.1194 | 8.4776 | 4.0389 | 0 | 0 | 2.3658 | 1.394 | 3.1033 | 0 | 0 | 30.6659 | 30.6676 | 30.6676 | 1
OR_5B_SO_2013_EL | 5B | SO | EL | 1591 | ASHRAE30pct-state-5B | OfficeSmall | STD2013 | OR-Redmond-OR | Zone5B | Zone5B(OR-Redmond-OR) | ASHRAE30pct-state-STD2013 | state | OR | 0.0834 | 0.92 | ASHRAE30pct-state-5B_OfficeSmall_STD2013_OR-Redmond-OR.table.csv.gz | Small Office | Redmond Roberts Field OR USA TMY3 WMO#=726835 | Electricity | 1830.5556 | 2788.8889 | 12555.5557 | 3416.6667 | 13413.889 | 0 | 5861.1112 | 0 | 0 | 0 | 0 | 5002.7778 | 0 | 0 | 44869.4448 | 0 | 44869.4448 | 0 | 0 | 152.6683 | 232.5933 | 1047.1333 | 284.95 | 1118.7183 | 0 | 488.8167 | 0 | 0 | 0 | 0 | 417.2317 | 0 | 0 | 3742.1117 | 0 | 3742.1117 | 0 | 0 | 6.2476 | 9.5184 | 42.8517 | 11.661 | 45.7812 | 0 | 20.0038 | 0 | 0 | 0 | 0 | 17.0743 | 0 | 0 | 153.138 | 0 | 153.138 | 0 | 0 | 7.7884 | 2.1194 | 8.3208 | 3.6357 | 0 | 0 | 1.73 | 1.1355 | 3.1033 | 0 | 0 | 27.8332 | 27.8332 | 27.8332 | 2
OR_5B_SO_2010_NG | 5B | SO | NG | 1532 | ASHRAE30pct-state-5B | OfficeSmall | STD2010 | OR-Redmond-OR | Zone5B | Zone5B(OR-Redmond-OR) | ASHRAE30pct-state-STD2010 | state | OR | 0.0834 | 0.92 | ASHRAE30pct-state-5B_OfficeSmall_STD2010_OR-Redmond-OR.table.csv.gz | Small Office | Redmond Roberts Field OR USA TMY3 WMO#=726835 | Natural Gas | 1241.6404 | 0 | 0 | 0 | 0 | 0 | 0 | 0 | 0 | 0 | 0 | 0 | 0 | 0 | 1241.6404 | 0 | 1241.6404 | 0 | 0 | 11.4231 | 0 | 0 | 0 | 0 | 0 | 0 | 0 | 0 | 0 | 0 | 0 | 0 | 0 | 11.4231 | 0 | 11.4231 | 0 | 0 | 1.2416 | 0 | 0 | 0 | 0 | 0 | 0 | 0 | 0 | 0 | 0 | 0 | 0 | 0 | 1.2416 | 0 | 1.2416 | 0 | 0 | 0 | 0 | 0 | 0 | 0 | 0 | 0 | 0.22567 | 0 | 0 | 0 | 0.22567 | 0.22567 | 0.22567 | 1
OR_5B_SO_2013_NG | 5B | SO | NG | 1592 | ASHRAE30pct-state-5B | OfficeSmall | STD2013 | OR-Redmond-OR | Zone5B | Zone5B(OR-Redmond-OR) | ASHRAE30pct-state-STD2013 | state | OR | 0.0834 | 0.92 | ASHRAE30pct-state-5B_OfficeSmall_STD2013_OR-Redmond-OR.table.csv.gz | Small Office | Redmond Roberts Field OR USA TMY3 WMO#=726835 | Natural Gas | 815.1227 | 0 | 0 | 0 | 0 | 0 | 0 | 0 | 0 | 0 | 0 | 0 | 0 | 0 | 815.1227 | 0 | 815.1227 | 0 | 0 | 7.4991 | 0 | 0 | 0 | 0 | 0 | 0 | 0 | 0 | 0 | 0 | 0 | 0 | 0 | 7.4991 | 0 | 7.4991 | 0 | 0 | 0.81512 | 0 | 0 | 0 | 0 | 0 | 0 | 0 | 0 | 0 | 0 | 0 | 0 | 0 | 0.81512 | 0 | 0.81512 | 0 | 0 | 0 | 0 | 0 | 0 | 0 | 0 | 0 | 0.14815 | 0 | 0 | 0 | 0.14815 | 0.14815 | 0.14815 | 2
UT_5B_SO_2010_EL | 5B | SO | EL | 1537 | ASHRAE30pct-state-5B | OfficeSmall | STD2010 | UT-SaltLakeCity-UT | Zone5B | Zone5B(UT-SaltLakeCity-UT) | ASHRAE30pct-state-STD2010 | state | UT | 0.0805 | 0.69 | ASHRAE30pct-state-5B_OfficeSmall_STD2010_UT-SaltLakeCity-UT.table.csv.gz | Small Office | Salt Lake City IntL Arpt Isis UT USA TMY3 WMO#=725720 | Electricity | 1897.2222 | 5430.5556 | 14777.7779 | 3411.1111 | 13663.889 | 0 | 7211.1112 | 0 | 0 | 0 | 0 | 5002.7778 | 0 | 0 | 51397.2226 | 0 | 51394.4449 | 2.7778 | 2.7778 | 152.7264 | 437.1597 | 1189.6111 | 274.5944 | 1099.9431 | 0 | 580.4944 | 0 | 0 | 0 | 0 | 402.7236 | 0 | 0 | 4137.4764 | 0 | 4137.2528 | 0.22361 | 0.22361 | 6.4752 | 18.5343 | 50.4361 | 11.642 | 46.6344 | 0 | 24.6113 | 0 | 0 | 0 | 0 | 17.0743 | 0 | 0 | 175.4171 | 0 | 175.4076 | 0.0094805 | 0.0094805 | 9.1669 | 2.116 | 8.4776 | 4.4732 | 0 | 0 | 3.3687 | 1.1769 | 3.1033 | 0 | 0 | 31.8807 | 31.8824 | 31.8824 | 1
UT_5B_SO_2013_EL | 5B | SO | EL | 1597 | ASHRAE30pct-state-5B | OfficeSmall | STD2013 | UT-SaltLakeCity-UT | Zone5B | Zone5B(UT-SaltLakeCity-UT) | ASHRAE30pct-state-STD2013 | state | UT | 0.0805 | 0.69 | ASHRAE30pct-state-5B_OfficeSmall_STD2013_UT-SaltLakeCity-UT.table.csv.gz | Small Office | Salt Lake City IntL Arpt Isis UT USA TMY3 WMO#=725720 | Electricity | 1533.3333 | 3805.5556 | 12544.4445 | 3411.1111 | 13413.889 | 0 | 6313.8889 | 0 | 0 | 0 | 0 | 5002.7778 | 0 | 0 | 46022.2226 | 0 | 46025.0004 | -2.7778 | -2.7778 | 123.4333 | 306.3472 | 1009.8278 | 274.5944 | 1079.8181 | 0 | 508.2681 | 0 | 0 | 0 | 0 | 402.7236 | 0 | 0 | 3704.7889 | 0 | 3705.0125 | -0.22361 | -0.22361 | 5.2332 | 12.9882 | 42.8138 | 11.642 | 45.7812 | 0 | 21.5491 | 0 | 0 | 0 | 0 | 17.0743 | 0 | 0 | 157.0724 | 0 | 157.0819 | -0.0094805 | -0.0094805 | 7.7815 | 2.116 | 8.3191 | 3.9166 | 0 | 0 | 2.3606 | 0.95115 | 3.1033 | 0 | 0 | 28.55 | 28.5482 | 28.5482 | 2
UT_5B_SO_2010_NG | 5B | SO | NG | 1538 | ASHRAE30pct-state-5B | OfficeSmall | STD2010 | UT-SaltLakeCity-UT | Zone5B | Zone5B(UT-SaltLakeCity-UT) | ASHRAE30pct-state-STD2010 | state | UT | 0.0805 | 0.69 | ASHRAE30pct-state-5B_OfficeSmall_STD2010_UT-SaltLakeCity-UT.table.csv.gz | Small Office | Salt Lake City IntL Arpt Isis UT USA TMY3 WMO#=725720 | Natural Gas | 900.4263 | 0 | 0 | 0 | 0 | 0 | 0 | 0 | 0 | 0 | 0 | 0 | 0 | 0 | 900.4263 | 0 | 900.4263 | 0 | 0 | 6.2129 | 0 | 0 | 0 | 0 | 0 | 0 | 0 | 0 | 0 | 0 | 0 | 0 | 0 | 6.2129 | 0 | 6.2129 | 0 | 0 | 0.90043 | 0 | 0 | 0 | 0 | 0 | 0 | 0 | 0 | 0 | 0 | 0 | 0 | 0 | 0.90043 | 0 | 0.90043 | 0 | 0 | 0 | 0 | 0 | 0 | 0 | 0 | 0 | 0.16365 | 0 | 0 | 0 | 0.16365 | 0.16365 | 0.16365 | 1
UT_5B_SO_2013_NG | 5B | SO | NG | 1598 | ASHRAE30pct-state-5B | OfficeSmall | STD2013 | UT-SaltLakeCity-UT | Zone5B | Zone5B(UT-SaltLakeCity-UT) | ASHRAE30pct-state-STD2013 | state | UT | 0.0805 | 0.69 | ASHRAE30pct-state-5B_OfficeSmall_STD2013_UT-SaltLakeCity-UT.table.csv.gz | Small Office | Salt Lake City IntL Arpt Isis UT USA TMY3 WMO#=725720 | Natural Gas | 625.5593 | 0 | 0 | 0 | 0 | 0 | 0 | 0 | 0 | 0 | 0 | 0 | 0 | 0 | 625.5593 | 0 | 625.5593 | 0 | 0 | 4.3164 | 0 | 0 | 0 | 0 | 0 | 0 | 0 | 0 | 0 | 0 | 0 | 0 | 0 | 4.3164 | 0 | 4.3164 | 0 | 0 | 0.62556 | 0 | 0 | 0 | 0 | 0 | 0 | 0 | 0 | 0 | 0 | 0 | 0 | 0 | 0.62556 | 0 | 0.62556 | 0 | 0 | 0 | 0 | 0 | 0 | 0 | 0 | 0 | 0.1137 | 0 | 0 | 0 | 0.1137 | 0.1137 | 0.1137 | 2
WA_5B_SO_2010_EL | 5B | SO | EL | 1543 | ASHRAE30pct-state-5B | OfficeSmall | STD2010 | WA-Spokane-WA | Zone5B | Zone5B(WA-Spokane-WA) | ASHRAE30pct-state-STD2010 | state | WA | 0.0767 | 0.96 | ASHRAE30pct-state-5B_OfficeSmall_STD2010_WA-Spokane-WA.table.csv.gz | Small Office | Spokane International Ap Chen WA USA TMY3 WMO#=727850 | Electricity | 2944.4445 | 3775 | 14813.889 | 3430.5556 | 13663.889 | 0 | 6741.6667 | 0 | 0 | 0 | 0 | 5002.7778 | 0 | 0 | 50375.0004 | 0 | 50372.2226 | 2.7778 | 2.7778 | 225.8389 | 289.5425 | 1136.2253 | 263.1236 | 1048.0203 | 0 | 517.0858 | 0 | 0 | 0 | 0 | 383.7131 | 0 | 0 | 3863.7625 | 0 | 3863.5495 | 0.21306 | 0.21306 | 10.0493 | 12.884 | 50.5593 | 11.7084 | 46.6344 | 0 | 23.0091 | 0 | 0 | 0 | 0 | 17.0743 | 0 | 0 | 171.9283 | 0 | 171.9188 | 0.0094805 | 0.0094805 | 9.1893 | 2.128 | 8.4776 | 4.182 | 0 | 0 | 2.3417 | 1.8265 | 3.1033 | 0 | 0 | 31.2466 | 31.2483 | 31.2483 | 1
WA_5B_SO_2013_EL | 5B | SO | EL | 1603 | ASHRAE30pct-state-5B | OfficeSmall | STD2013 | WA-Spokane-WA | Zone5B | Zone5B(WA-Spokane-WA) | ASHRAE30pct-state-STD2013 | state | WA | 0.0767 | 0.96 | ASHRAE30pct-state-5B_OfficeSmall_STD2013_WA-Spokane-WA.table.csv.gz | Small Office | Spokane International Ap Chen WA USA TMY3 WMO#=727850 | Electricity | 2402.7778 | 2736.1111 | 12608.3334 | 3430.5556 | 13413.889 | 0 | 6061.1112 | 0 | 0 | 0 | 0 | 5002.7778 | 0 | 0 | 45658.3337 | 0 | 45655.5559 | 2.7778 | 2.7778 | 184.2931 | 209.8597 | 967.0592 | 263.1236 | 1028.8453 | 0 | 464.8872 | 0 | 0 | 0 | 0 | 383.7131 | 0 | 0 | 3501.9942 | 0 | 3501.7811 | 0.21306 | 0.21306 | 8.2006 | 9.3383 | 43.0319 | 11.7084 | 45.7812 | 0 | 20.6864 | 0 | 0 | 0 | 0 | 17.0743 | 0 | 0 | 155.8305 | 0 | 155.821 | 0.0094805 | 0.0094805 | 7.8211 | 2.128 | 8.3225 | 3.7598 | 0 | 0 | 1.6972 | 1.4905 | 3.1033 | 0 | 0 | 28.3208 | 28.3225 | 28.3225 | 2
WA_5B_SO_2010_NG | 5B | SO | NG | 1544 | ASHRAE30pct-state-5B | OfficeSmall | STD2010 | WA-Spokane-WA | Zone5B | Zone5B(WA-Spokane-WA) | ASHRAE30pct-state-STD2010 | state | WA | 0.0767 | 0.96 | ASHRAE30pct-state-5B_OfficeSmall_STD2010_WA-Spokane-WA.table.csv.gz | Small Office | Spokane International Ap Chen WA USA TMY3 WMO#=727850 | Natural Gas | 1573.3764 | 0 | 0 | 0 | 0 | 0 | 0 | 0 | 0 | 0 | 0 | 0 | 0 | 0 | 1573.3764 | 0 | 1573.3764 | 0 | 0 | 15.1044 | 0 | 0 | 0 | 0 | 0 | 0 | 0 | 0 | 0 | 0 | 0 | 0 | 0 | 15.1044 | 0 | 15.1044 | 0 | 0 | 1.5734 | 0 | 0 | 0 | 0 | 0 | 0 | 0 | 0 | 0 | 0 | 0 | 0 | 0 | 1.5734 | 0 | 1.5734 | 0 | 0 | 0 | 0 | 0 | 0 | 0 | 0 | 0 | 0.28596 | 0 | 0 | 0 | 0.28596 | 0.28596 | 0.28596 | 1
WA_5B_SO_2013_NG | 5B | SO | NG | 1604 | ASHRAE30pct-state-5B | OfficeSmall | STD2013 | WA-Spokane-WA | Zone5B | Zone5B(WA-Spokane-WA) | ASHRAE30pct-state-STD2013 | state | WA | 0.0767 | 0.96 | ASHRAE30pct-state-5B_OfficeSmall_STD2013_WA-Spokane-WA.table.csv.gz | Small Office | Spokane International Ap Chen WA USA TMY3 WMO#=727850 | Natural Gas | 1033.1207 | 0 | 0 | 0 | 0 | 0 | 0 | 0 | 0 | 0 | 0 | 0 | 0 | 0 | 1033.1207 | 0 | 1033.1207 | 0 | 0 | 9.918 | 0 | 0 | 0 | 0 | 0 | 0 | 0 | 0 | 0 | 0 | 0 | 0 | 0 | 9.918 | 0 | 9.918 | 0 | 0 | 1.0331 | 0 | 0 | 0 | 0 | 0 | 0 | 0 | 0 | 0 | 0 | 0 | 0 | 0 | 1.0331 | 0 | 1.0331 | 0 | 0 | 0 | 0 | 0 | 0 | 0 | 0 | 0 | 0.18777 | 0 | 0 | 0 | 0.18777 | 0.18777 | 0.18777 | 2
WY_5B_SO_2010_EL | 5B | SO | EL | 1549 | ASHRAE30pct-state-5B | OfficeSmall | STD2010 | WY-Scottsbluff-NE | Zone5B | Zone5B(WY-Scottsbluff-NE) | ASHRAE30pct-state-STD2010 | state | WY | 0.0823 | 0.68 | ASHRAE30pct-state-5B_OfficeSmall_STD2010_WY-Scottsbluff-NE.table.csv.gz | Small Office | Scottsbluff W B Heilig Field NE USA TMY3 WMO#=725660 | Electricity | 2297.2222 | 5008.3334 | 14775.0001 | 3422.2222 | 13663.889 | 0 | 7086.1112 | 0 | 0 | 0 | 0 | 5002.7778 | 0 | 0 | 51258.3337 | 0 | 51255.556 | 2.7778 | 2.7778 | 189.0614 | 412.1858 | 1215.9825 | 281.6489 | 1124.5381 | 0 | 583.1869 | 0 | 0 | 0 | 0 | 411.7286 | 0 | 0 | 4218.5609 | 0 | 4218.3323 | 0.22861 | 0.22861 | 7.8403 | 17.0933 | 50.4266 | 11.6799 | 46.6344 | 0 | 24.1847 | 0 | 0 | 0 | 0 | 17.0743 | 0 | 0 | 174.9431 | 0 | 174.9336 | 0.0094805 | 0.0094805 | 9.1651 | 2.1229 | 8.4776 | 4.3956 | 0 | 0 | 3.1067 | 1.425 | 3.1033 | 0 | 0 | 31.7946 | 31.7963 | 31.7963 | 1
WY_5B_SO_2013_EL | 5B | SO | EL | 1609 | ASHRAE30pct-state-5B | OfficeSmall | STD2013 | WY-Scottsbluff-NE | Zone5B | Zone5B(WY-Scottsbluff-NE) | ASHRAE30pct-state-STD2013 | state | WY | 0.0823 | 0.68 | ASHRAE30pct-state-5B_OfficeSmall_STD2013_WY-Scottsbluff-NE.table.csv.gz | Small Office | Scottsbluff W B Heilig Field NE USA TMY3 WMO#=725660 | Electricity | 1900 | 3644.4445 | 12538.889 | 3422.2222 | 13413.889 | 0 | 6227.7778 | 0 | 0 | 0 | 0 | 5002.7778 | 0 | 0 | 46152.7781 | 0 | 46150.0004 | 2.7778 | 2.7778 | 156.37 | 299.9378 | 1031.9506 | 281.6489 | 1103.9631 | 0 | 512.5461 | 0 | 0 | 0 | 0 | 411.7286 | 0 | 0 | 3798.3736 | 0 | 3798.145 | 0.22861 | 0.22861 | 6.4846 | 12.4384 | 42.7948 | 11.6799 | 45.7812 | 0 | 21.2552 | 0 | 0 | 0 | 0 | 17.0743 | 0 | 0 | 157.518 | 0 | 157.5085 | 0.0094805 | 0.0094805 | 7.7781 | 2.1229 | 8.3225 | 3.8632 | 0 | 0 | 2.2607 | 1.1786 | 3.1033 | 0 | 0 | 28.6275 | 28.6292 | 28.6292 | 2
WY_5B_SO_2010_NG | 5B | SO | NG | 1550 | ASHRAE30pct-state-5B | OfficeSmall | STD2010 | WY-Scottsbluff-NE | Zone5B | Zone5B(WY-Scottsbluff-NE) | ASHRAE30pct-state-STD2010 | state | WY | 0.0823 | 0.68 | ASHRAE30pct-state-5B_OfficeSmall_STD2010_WY-Scottsbluff-NE.table.csv.gz | Small Office | Scottsbluff W B Heilig Field NE USA TMY3 WMO#=725660 | Natural Gas | 7468.7989 | 0 | 0 | 0 | 0 | 0 | 0 | 0 | 0 | 0 | 0 | 0 | 0 | 0 | 7468.7989 | 0 | 7468.7989 | 0 | 0 | 50.7878 | 0 | 0 | 0 | 0 | 0 | 0 | 0 | 0 | 0 | 0 | 0 | 0 | 0 | 50.7878 | 0 | 50.7878 | 0 | 0 | 7.4688 | 0 | 0 | 0 | 0 | 0 | 0 | 0 | 0 | 0 | 0 | 0 | 0 | 0 | 7.4688 | 0 | 7.4688 | 0 | 0 | 0 | 0 | 0 | 0 | 0 | 0 | 0 | 1.3575 | 0 | 0 | 0 | 1.3575 | 1.3575 | 1.3575 | 1
WY_5B_SO_2013_NG | 5B | SO | NG | 1610 | ASHRAE30pct-state-5B | OfficeSmall | STD2013 | WY-Scottsbluff-NE | Zone5B | Zone5B(WY-Scottsbluff-NE) | ASHRAE30pct-state-STD2013 | state | WY | 0.0823 | 0.68 | ASHRAE30pct-state-5B_OfficeSmall_STD2013_WY-Scottsbluff-NE.table.csv.gz | Small Office | Scottsbluff W B Heilig Field NE USA TMY3 WMO#=725660 | Natural Gas | 5791.1626 | 0 | 0 | 0 | 0 | 0 | 0 | 0 | 0 | 0 | 0 | 0 | 0 | 0 | 5791.1626 | 0 | 5791.1626 | 0 | 0 | 39.3799 | 0 | 0 | 0 | 0 | 0 | 0 | 0 | 0 | 0 | 0 | 0 | 0 | 0 | 39.3799 | 0 | 39.3799 | 0 | 0 | 5.7912 | 0 | 0 | 0 | 0 | 0 | 0 | 0 | 0 | 0 | 0 | 0 | 0 | 0 | 5.7912 | 0 | 5.7912 | 0 | 0 | 0 | 0 | 0 | 0 | 0 | 0 | 0 | 1.0526 | 0 | 0 | 0 | 1.0526 | 1.0526 | 1.0526 | 2
IA_6A_SO_2010_EL | 6A | SO | EL | 1681 | ASHRAE30pct-state-6A | OfficeSmall | STD2010 | IA-MasonCity-IA | Zone6A | Zone6A(IA-MasonCity-IA) | ASHRAE30pct-state-STD2010 | state | IA | 0.08 | 0.7 | ASHRAE30pct-state-6A_OfficeSmall_STD2010_IA-MasonCity-IA.table.csv.gz | Small Office | Mason City Municipal Arpt IA USA TMY3 WMO#=725485 | Electricity | 3152.7778 | 4491.6667 | 14791.6668 | 3413.8889 | 13663.889 | 0 | 6241.6667 | 0 | 0 | 0 | 0 | 5002.7778 | 0 | 0 | 50758.3337 | 0 | 50758.3337 | 0 | 0 | 252.2222 | 359.3333 | 1183.3333 | 273.1111 | 1093.1111 | 0 | 499.3333 | 0 | 0 | 0 | 0 | 400.2222 | 0 | 0 | 4060.6667 | 0 | 4060.6667 | 0 | 0 | 10.7603 | 15.3299 | 50.4835 | 11.6515 | 46.6344 | 0 | 21.3026 | 0 | 0 | 0 | 0 | 17.0743 | 0 | 0 | 173.2366 | 0 | 173.2366 | 0 | 0 | 9.1755 | 2.1177 | 8.4759 | 3.8718 | 0 | 0 | 2.7862 | 1.9557 | 3.1033 | 0 | 0 | 31.4861 | 31.4861 | 31.4861 | 1
IA_6A_SO_2013_EL | 6A | SO | EL | 1747 | ASHRAE30pct-state-6A | OfficeSmall | STD2013 | IA-MasonCity-IA | Zone6A | Zone6A(IA-MasonCity-IA) | ASHRAE30pct-state-STD2013 | state | IA | 0.08 | 0.7 | ASHRAE30pct-state-6A_OfficeSmall_STD2013_IA-MasonCity-IA.table.csv.gz | Small Office | Mason City Municipal Arpt IA USA TMY3 WMO#=725485 | Electricity | 2927.7778 | 3294.4445 | 12563.889 | 3413.8889 | 13413.889 | 0 | 5622.2223 | 0 | 0 | 0 | 0 | 5002.7778 | 0 | 0 | 46238.8893 | 0 | 46238.8893 | 0 | 0 | 234.2222 | 263.5556 | 1005.1111 | 273.1111 | 1073.1111 | 0 | 449.7778 | 0 | 0 | 0 | 0 | 400.2222 | 0 | 0 | 3699.1111 | 0 | 3699.1111 | 0 | 0 | 9.9924 | 11.2438 | 42.8802 | 11.6515 | 45.7812 | 0 | 19.1885 | 0 | 0 | 0 | 0 | 17.0743 | 0 | 0 | 157.8119 | 0 | 157.8119 | 0 | 0 | 7.7936 | 2.1177 | 8.3208 | 3.4875 | 0 | 0 | 2.0436 | 1.8161 | 3.1033 | 0 | 0 | 28.6826 | 28.6826 | 28.6826 | 2
IA_6A_SO_2010_NG | 6A | SO | NG | 1682 | ASHRAE30pct-state-6A | OfficeSmall | STD2010 | IA-MasonCity-IA | Zone6A | Zone6A(IA-MasonCity-IA) | ASHRAE30pct-state-STD2010 | state | IA | 0.08 | 0.7 | ASHRAE30pct-state-6A_OfficeSmall_STD2010_IA-MasonCity-IA.table.csv.gz | Small Office | Mason City Municipal Arpt IA USA TMY3 WMO#=725485 | Natural Gas | 19288.0784 | 0 | 0 | 0 | 0 | 0 | 0 | 0 | 0 | 0 | 0 | 0 | 0 | 0 | 19288.0784 | 0 | 19288.0784 | 0 | 0 | 135.0165 | 0 | 0 | 0 | 0 | 0 | 0 | 0 | 0 | 0 | 0 | 0 | 0 | 0 | 135.0165 | 0 | 135.0165 | 0 | 0 | 19.2881 | 0 | 0 | 0 | 0 | 0 | 0 | 0 | 0 | 0 | 0 | 0 | 0 | 0 | 19.2881 | 0 | 19.2881 | 0 | 0 | 0 | 0 | 0 | 0 | 0 | 0 | 0 | 3.5056 | 0 | 0 | 0 | 3.5056 | 3.5056 | 3.5056 | 1
IA_6A_SO_2013_NG | 6A | SO | NG | 1748 | ASHRAE30pct-state-6A | OfficeSmall | STD2013 | IA-MasonCity-IA | Zone6A | Zone6A(IA-MasonCity-IA) | ASHRAE30pct-state-STD2013 | state | IA | 0.08 | 0.7 | ASHRAE30pct-state-6A_OfficeSmall_STD2013_IA-MasonCity-IA.table.csv.gz | Small Office | Mason City Municipal Arpt IA USA TMY3 WMO#=725485 | Natural Gas | 17411.4005 | 0 | 0 | 0 | 0 | 0 | 0 | 0 | 0 | 0 | 0 | 0 | 0 | 0 | 17411.4005 | 0 | 17411.4005 | 0 | 0 | 121.8798 | 0 | 0 | 0 | 0 | 0 | 0 | 0 | 0 | 0 | 0 | 0 | 0 | 0 | 121.8798 | 0 | 121.8798 | 0 | 0 | 17.4114 | 0 | 0 | 0 | 0 | 0 | 0 | 0 | 0 | 0 | 0 | 0 | 0 | 0 | 17.4114 | 0 | 17.4114 | 0 | 0 | 0 | 0 | 0 | 0 | 0 | 0 | 0 | 3.1646 | 0 | 0 | 0 | 3.1646 | 3.1646 | 3.1646 | 2
ME_6A_SO_2010_EL | 6A | SO | EL | 1687 | ASHRAE30pct-state-6A | OfficeSmall | STD2010 | ME-Portland-ME | Zone6A | Zone6A(ME-Portland-ME) | ASHRAE30pct-state-STD2010 | state | ME | 0.1158 | 1.03 | ASHRAE30pct-state-6A_OfficeSmall_STD2010_ME-Portland-ME.table.csv.gz | Small Office | Portland Intl Jetport ME USA TMY3 WMO#=726060 | Electricity | 2983.3334 | 3291.6667 | 14794.4446 | 3433.3334 | 13663.889 | 0 | 5463.8889 | 0 | 0 | 0 | 0 | 5002.7778 | 0 | 0 | 48633.3337 | 0 | 48633.3337 | 0 | 0 | 345.47 | 381.175 | 1713.1967 | 397.58 | 1582.2783 | 0 | 632.7183 | 0 | 0 | 0 | 0 | 579.3217 | 0 | 0 | 5631.74 | 0 | 5631.74 | 0 | 0 | 10.182 | 11.2344 | 50.493 | 11.7179 | 46.6344 | 0 | 18.6481 | 0 | 0 | 0 | 0 | 17.0743 | 0 | 0 | 165.9841 | 0 | 165.9841 | 0 | 0 | 9.1772 | 2.1297 | 8.4759 | 3.3893 | 0 | 0 | 2.0419 | 1.8506 | 3.1033 | 0 | 0 | 30.1679 | 30.1679 | 30.1679 | 1
ME_6A_SO_2013_EL | 6A | SO | EL | 1753 | ASHRAE30pct-state-6A | OfficeSmall | STD2013 | ME-Portland-ME | Zone6A | Zone6A(ME-Portland-ME) | ASHRAE30pct-state-STD2013 | state | ME | 0.1158 | 1.03 | ASHRAE30pct-state-6A_OfficeSmall_STD2013_ME-Portland-ME.table.csv.gz | Small Office | Portland Intl Jetport ME USA TMY3 WMO#=726060 | Electricity | 2755.5556 | 2486.1111 | 12575.0001 | 3433.3334 | 13413.889 | 0 | 5002.7778 | 0 | 0 | 0 | 0 | 5002.7778 | 0 | 0 | 44672.2226 | 0 | 44669.4448 | 2.7778 | 2.7778 | 319.0933 | 287.8917 | 1456.185 | 397.58 | 1553.3283 | 0 | 579.3217 | 0 | 0 | 0 | 0 | 579.3217 | 0 | 0 | 5173.0434 | 0 | 5172.7217 | 0.32167 | 0.32167 | 9.4046 | 8.485 | 42.9181 | 11.7179 | 45.7812 | 0 | 17.0743 | 0 | 0 | 0 | 0 | 17.0743 | 0 | 0 | 152.4649 | 0 | 152.4554 | 0.0094805 | 0.0094805 | 7.8005 | 2.1297 | 8.3225 | 3.1033 | 0 | 0 | 1.5422 | 1.7093 | 3.1033 | 0 | 0 | 27.7091 | 27.7108 | 27.7108 | 2
ME_6A_SO_2010_NG | 6A | SO | NG | 1688 | ASHRAE30pct-state-6A | OfficeSmall | STD2010 | ME-Portland-ME | Zone6A | Zone6A(ME-Portland-ME) | ASHRAE30pct-state-STD2010 | state | ME | 0.1158 | 1.03 | ASHRAE30pct-state-6A_OfficeSmall_STD2010_ME-Portland-ME.table.csv.gz | Small Office | Portland Intl Jetport ME USA TMY3 WMO#=726060 | Natural Gas | 7781.5786 | 0 | 0 | 0 | 0 | 0 | 0 | 0 | 0 | 0 | 0 | 0 | 0 | 0 | 7781.5786 | 0 | 7781.5786 | 0 | 0 | 80.1503 | 0 | 0 | 0 | 0 | 0 | 0 | 0 | 0 | 0 | 0 | 0 | 0 | 0 | 80.1503 | 0 | 80.1503 | 0 | 0 | 7.7816 | 0 | 0 | 0 | 0 | 0 | 0 | 0 | 0 | 0 | 0 | 0 | 0 | 0 | 7.7816 | 0 | 7.7816 | 0 | 0 | 0 | 0 | 0 | 0 | 0 | 0 | 0 | 1.4143 | 0 | 0 | 0 | 1.4143 | 1.4143 | 1.4143 | 1
ME_6A_SO_2013_NG | 6A | SO | NG | 1754 | ASHRAE30pct-state-6A | OfficeSmall | STD2013 | ME-Portland-ME | Zone6A | Zone6A(ME-Portland-ME) | ASHRAE30pct-state-STD2013 | state | ME | 0.1158 | 1.03 | ASHRAE30pct-state-6A_OfficeSmall_STD2013_ME-Portland-ME.table.csv.gz | Small Office | Portland Intl Jetport ME USA TMY3 WMO#=726060 | Natural Gas | 6975.934 | 0 | 0 | 0 | 0 | 0 | 0 | 0 | 0 | 0 | 0 | 0 | 0 | 0 | 6975.934 | 0 | 6975.934 | 0 | 0 | 71.8521 | 0 | 0 | 0 | 0 | 0 | 0 | 0 | 0 | 0 | 0 | 0 | 0 | 0 | 71.8521 | 0 | 71.8521 | 0 | 0 | 6.9759 | 0 | 0 | 0 | 0 | 0 | 0 | 0 | 0 | 0 | 0 | 0 | 0 | 0 | 6.9759 | 0 | 6.9759 | 0 | 0 | 0 | 0 | 0 | 0 | 0 | 0 | 0 | 1.2679 | 0 | 0 | 0 | 1.2679 | 1.2679 | 1.2679 | 2
MI_6A_SO_2010_EL | 6A | SO | EL | 1693 | ASHRAE30pct-state-6A | OfficeSmall | STD2010 | MI-AlpenaCounty-MI | Zone6A | Zone6A(MI-AlpenaCounty-MI) | ASHRAE30pct-state-STD2010 | state | MI | 0.1095 | 0.82 | ASHRAE30pct-state-6A_OfficeSmall_STD2010_MI-AlpenaCounty-MI.table.csv.gz | Small Office | Alpena County Regional Ap MI USA TMY3 WMO#=726390 | Electricity | 3808.3334 | 3380.5556 | 14808.3335 | 3408.3334 | 13663.889 | 0 | 5797.2223 | 0 | 0 | 0 | 0 | 5002.7778 | 0 | 0 | 49875.0004 | 0 | 49869.4448 | 5.5556 | 5.5556 | 417.0125 | 370.1708 | 1621.5125 | 373.2125 | 1496.1958 | 0 | 634.7958 | 0 | 0 | 0 | 0 | 547.8042 | 0 | 0 | 5461.3125 | 0 | 5460.7042 | 0.60833 | 0.60833 | 12.9977 | 11.5377 | 50.5404 | 11.6325 | 46.6344 | 0 | 19.7857 | 0 | 0 | 0 | 0 | 17.0743 | 0 | 0 | 170.2218 | 0 | 170.2029 | 0.018961 | 0.018961 | 9.1858 | 2.1142 | 8.4794 | 3.5961 | 0 | 0 | 2.097 | 2.3624 | 3.1033 | 0 | 0 | 30.9347 | 30.9382 | 30.9382 | 1
MI_6A_SO_2013_EL | 6A | SO | EL | 1759 | ASHRAE30pct-state-6A | OfficeSmall | STD2013 | MI-AlpenaCounty-MI | Zone6A | Zone6A(MI-AlpenaCounty-MI) | ASHRAE30pct-state-STD2013 | state | MI | 0.1095 | 0.82 | ASHRAE30pct-state-6A_OfficeSmall_STD2013_MI-AlpenaCounty-MI.table.csv.gz | Small Office | Alpena County Regional Ap MI USA TMY3 WMO#=726390 | Electricity | 3522.2223 | 2497.2222 | 12597.2223 | 3408.3334 | 13413.889 | 0 | 5288.8889 | 0 | 0 | 0 | 0 | 5002.7778 | 0 | 0 | 45730.5559 | 0 | 45730.5559 | 0 | 0 | 385.6833 | 273.4458 | 1379.3958 | 373.2125 | 1468.8208 | 0 | 579.1333 | 0 | 0 | 0 | 0 | 547.8042 | 0 | 0 | 5007.4959 | 0 | 5007.4959 | 0 | 0 | 12.0212 | 8.5229 | 42.9939 | 11.6325 | 45.7812 | 0 | 18.0508 | 0 | 0 | 0 | 0 | 17.0743 | 0 | 0 | 156.077 | 0 | 156.077 | 0 | 0 | 7.8142 | 2.1142 | 8.3208 | 3.2808 | 0 | 0 | 1.5491 | 2.1849 | 3.1033 | 0 | 0 | 28.3673 | 28.3673 | 28.3673 | 2
MI_6A_SO_2010_NG | 6A | SO | NG | 1694 | ASHRAE30pct-state-6A | OfficeSmall | STD2010 | MI-AlpenaCounty-MI | Zone6A | Zone6A(MI-AlpenaCounty-MI) | ASHRAE30pct-state-STD2010 | state | MI | 0.1095 | 0.82 | ASHRAE30pct-state-6A_OfficeSmall_STD2010_MI-AlpenaCounty-MI.table.csv.gz | Small Office | Alpena County Regional Ap MI USA TMY3 WMO#=726390 | Natural Gas | 9032.6972 | 0 | 0 | 0 | 0 | 0 | 0 | 0 | 0 | 0 | 0 | 0 | 0 | 0 | 9032.6972 | 0 | 9032.6972 | 0 | 0 | 74.0681 | 0 | 0 | 0 | 0 | 0 | 0 | 0 | 0 | 0 | 0 | 0 | 0 | 0 | 74.0681 | 0 | 74.0681 | 0 | 0 | 9.0327 | 0 | 0 | 0 | 0 | 0 | 0 | 0 | 0 | 0 | 0 | 0 | 0 | 0 | 9.0327 | 0 | 9.0327 | 0 | 0 | 0 | 0 | 0 | 0 | 0 | 0 | 0 | 1.6417 | 0 | 0 | 0 | 1.6417 | 1.6417 | 1.6417 | 1
MI_6A_SO_2013_NG | 6A | SO | NG | 1760 | ASHRAE30pct-state-6A | OfficeSmall | STD2013 | MI-AlpenaCounty-MI | Zone6A | Zone6A(MI-AlpenaCounty-MI) | ASHRAE30pct-state-STD2013 | state | MI | 0.1095 | 0.82 | ASHRAE30pct-state-6A_OfficeSmall_STD2013_MI-AlpenaCounty-MI.table.csv.gz | Small Office | Alpena County Regional Ap MI USA TMY3 WMO#=726390 | Natural Gas | 8075.4019 | 0 | 0 | 0 | 0 | 0 | 0 | 0 | 0 | 0 | 0 | 0 | 0 | 0 | 8075.4019 | 0 | 8075.4019 | 0 | 0 | 66.2183 | 0 | 0 | 0 | 0 | 0 | 0 | 0 | 0 | 0 | 0 | 0 | 0 | 0 | 66.2183 | 0 | 66.2183 | 0 | 0 | 8.0754 | 0 | 0 | 0 | 0 | 0 | 0 | 0 | 0 | 0 | 0 | 0 | 0 | 0 | 8.0754 | 0 | 8.0754 | 0 | 0 | 0 | 0 | 0 | 0 | 0 | 0 | 0 | 1.4677 | 0 | 0 | 0 | 1.4677 | 1.4677 | 1.4677 | 2
MN_6A_SO_2010_EL | 6A | SO | EL | 1699 | ASHRAE30pct-state-6A | OfficeSmall | STD2010 | MN-MinneapolisStPaul-MN | Zone6A | Zone6A(MN-MinneapolisStPaul-MN) | ASHRAE30pct-state-STD2010 | state | MN | 0.0886 | 0.62 | ASHRAE30pct-state-6A_OfficeSmall_STD2010_MN-MinneapolisStPaul-MN.table.csv.gz | Small Office | Minneapolis St Paul IntL Arp MN USA TMY3 WMO#=726580 | Electricity | 3172.2222 | 4327.7778 | 14802.7779 | 3416.6667 | 13663.889 | 0 | 6138.8889 | 0 | 0 | 0 | 0 | 5002.7778 | 0 | 0 | 50525.0004 | 0 | 50525.0004 | 0 | 0 | 281.0589 | 383.4411 | 1311.5261 | 302.7167 | 1210.6206 | 0 | 543.9056 | 0 | 0 | 0 | 0 | 443.2461 | 0 | 0 | 4476.515 | 0 | 4476.515 | 0 | 0 | 10.8267 | 14.7706 | 50.5214 | 11.661 | 46.6344 | 0 | 20.9518 | 0 | 0 | 0 | 0 | 17.0743 | 0 | 0 | 172.4403 | 0 | 172.4403 | 0 | 0 | 9.1824 | 2.1194 | 8.4759 | 3.808 | 0 | 0 | 2.6846 | 1.9678 | 3.1033 | 0 | 0 | 31.3414 | 31.3414 | 31.3414 | 1
MN_6A_SO_2013_EL | 6A | SO | EL | 1765 | ASHRAE30pct-state-6A | OfficeSmall | STD2013 | MN-MinneapolisStPaul-MN | Zone6A | Zone6A(MN-MinneapolisStPaul-MN) | ASHRAE30pct-state-STD2013 | state | MN | 0.0886 | 0.62 | ASHRAE30pct-state-6A_OfficeSmall_STD2013_MN-MinneapolisStPaul-MN.table.csv.gz | Small Office | Minneapolis St Paul IntL Arp MN USA TMY3 WMO#=726580 | Electricity | 2930.5556 | 3141.6667 | 12588.889 | 3416.6667 | 13413.889 | 0 | 5533.3334 | 0 | 0 | 0 | 0 | 5002.7778 | 0 | 0 | 46025.0004 | 0 | 46027.7781 | -2.7778 | -2.7778 | 259.6472 | 278.3517 | 1115.3756 | 302.7167 | 1188.4706 | 0 | 490.2533 | 0 | 0 | 0 | 0 | 443.2461 | 0 | 0 | 4077.815 | 0 | 4078.0611 | -0.24611 | -0.24611 | 10.0019 | 10.7224 | 42.9655 | 11.661 | 45.7812 | 0 | 18.8851 | 0 | 0 | 0 | 0 | 17.0743 | 0 | 0 | 157.0819 | 0 | 157.0914 | -0.0094805 | -0.0094805 | 7.8091 | 2.1194 | 8.3191 | 3.4324 | 0 | 0 | 1.9488 | 1.8179 | 3.1033 | 0 | 0 | 28.5517 | 28.55 | 28.55 | 2
MN_6A_SO_2010_NG | 6A | SO | NG | 1700 | ASHRAE30pct-state-6A | OfficeSmall | STD2010 | MN-MinneapolisStPaul-MN | Zone6A | Zone6A(MN-MinneapolisStPaul-MN) | ASHRAE30pct-state-STD2010 | state | MN | 0.0886 | 0.62 | ASHRAE30pct-state-6A_OfficeSmall_STD2010_MN-MinneapolisStPaul-MN.table.csv.gz | Small Office | Minneapolis St Paul IntL Arp MN USA TMY3 WMO#=726580 | Natural Gas | 15506.2881 | 0 | 0 | 0 | 0 | 0 | 0 | 0 | 0 | 0 | 0 | 0 | 0 | 0 | 15506.2881 | 0 | 15506.2881 | 0 | 0 | 96.139 | 0 | 0 | 0 | 0 | 0 | 0 | 0 | 0 | 0 | 0 | 0 | 0 | 0 | 96.139 | 0 | 96.139 | 0 | 0 | 15.5063 | 0 | 0 | 0 | 0 | 0 | 0 | 0 | 0 | 0 | 0 | 0 | 0 | 0 | 15.5063 | 0 | 15.5063 | 0 | 0 | 0 | 0 | 0 | 0 | 0 | 0 | 0 | 2.8183 | 0 | 0 | 0 | 2.8183 | 2.8183 | 2.8183 | 1
MN_6A_SO_2013_NG | 6A | SO | NG | 1766 | ASHRAE30pct-state-6A | OfficeSmall | STD2013 | MN-MinneapolisStPaul-MN | Zone6A | Zone6A(MN-MinneapolisStPaul-MN) | ASHRAE30pct-state-STD2013 | state | MN | 0.0886 | 0.62 | ASHRAE30pct-state-6A_OfficeSmall_STD2013_MN-MinneapolisStPaul-MN.table.csv.gz | Small Office | Minneapolis St Paul IntL Arp MN USA TMY3 WMO#=726580 | Natural Gas | 14046.6497 | 0 | 0 | 0 | 0 | 0 | 0 | 0 | 0 | 0 | 0 | 0 | 0 | 0 | 14046.6497 | 0 | 14046.6497 | 0 | 0 | 87.0892 | 0 | 0 | 0 | 0 | 0 | 0 | 0 | 0 | 0 | 0 | 0 | 0 | 0 | 87.0892 | 0 | 87.0892 | 0 | 0 | 14.0466 | 0 | 0 | 0 | 0 | 0 | 0 | 0 | 0 | 0 | 0 | 0 | 0 | 0 | 14.0466 | 0 | 14.0466 | 0 | 0 | 0 | 0 | 0 | 0 | 0 | 0 | 0 | 2.553 | 0 | 0 | 0 | 2.553 | 2.553 | 2.553 | 2
ND_6A_SO_2010_EL | 6A | SO | EL | 1705 | ASHRAE30pct-state-6A | OfficeSmall | STD2010 | ND-Bismarck-ND | Zone6A | Zone6A(ND-Bismarck-ND) | ASHRAE30pct-state-STD2010 | state | ND | 0.0798 | 0.59 | ASHRAE30pct-state-6A_OfficeSmall_STD2010_ND-Bismarck-ND.table.csv.gz | Small Office | Bismarck Municipal Arpt Isis ND USA TMY3 WMO#=727640 | Electricity | 2972.2222 | 4072.2223 | 14802.7779 | 3436.1111 | 13663.889 | 0 | 6519.4445 | 0 | 0 | 0 | 0 | 5002.7778 | 0 | 0 | 50472.2226 | 0 | 50469.4448 | 2.7778 | 2.7778 | 237.1833 | 324.9633 | 1181.2617 | 274.2017 | 1090.3783 | 0 | 520.2517 | 0 | 0 | 0 | 0 | 399.2217 | 0 | 0 | 4027.6834 | 0 | 4027.4617 | 0.22167 | 0.22167 | 10.1441 | 13.8984 | 50.5214 | 11.7273 | 46.6344 | 0 | 22.2507 | 0 | 0 | 0 | 0 | 17.0743 | 0 | 0 | 172.2601 | 0 | 172.2507 | 0.0094805 | 0.0094805 | 9.1824 | 2.1315 | 8.4776 | 4.0441 | 0 | 0 | 2.5261 | 1.8437 | 3.1033 | 0 | 0 | 31.3069 | 31.3086 | 31.3086 | 1
ND_6A_SO_2013_EL | 6A | SO | EL | 1771 | ASHRAE30pct-state-6A | OfficeSmall | STD2013 | ND-Bismarck-ND | Zone6A | Zone6A(ND-Bismarck-ND) | ASHRAE30pct-state-STD2013 | state | ND | 0.0798 | 0.59 | ASHRAE30pct-state-6A_OfficeSmall_STD2013_ND-Bismarck-ND.table.csv.gz | Small Office | Bismarck Municipal Arpt Isis ND USA TMY3 WMO#=727640 | Electricity | 2750 | 2963.8889 | 12594.4445 | 3436.1111 | 13413.889 | 0 | 5894.4445 | 0 | 0 | 0 | 0 | 5002.7778 | 0 | 0 | 46058.3337 | 0 | 46055.5559 | 2.7778 | 2.7778 | 219.45 | 236.5183 | 1005.0367 | 274.2017 | 1070.4283 | 0 | 470.3767 | 0 | 0 | 0 | 0 | 399.2217 | 0 | 0 | 3675.455 | 0 | 3675.2334 | 0.22167 | 0.22167 | 9.3857 | 10.1157 | 42.9844 | 11.7273 | 45.7812 | 0 | 20.1176 | 0 | 0 | 0 | 0 | 17.0743 | 0 | 0 | 157.1957 | 0 | 157.1862 | 0.0094805 | 0.0094805 | 7.8125 | 2.1315 | 8.3225 | 3.6564 | 0 | 0 | 1.8385 | 1.7059 | 3.1033 | 0 | 0 | 28.5689 | 28.5706 | 28.5706 | 2
ND_6A_SO_2010_NG | 6A | SO | NG | 1706 | ASHRAE30pct-state-6A | OfficeSmall | STD2010 | ND-Bismarck-ND | Zone6A | Zone6A(ND-Bismarck-ND) | ASHRAE30pct-state-STD2010 | state | ND | 0.0798 | 0.59 | ASHRAE30pct-state-6A_OfficeSmall_STD2010_ND-Bismarck-ND.table.csv.gz | Small Office | Bismarck Municipal Arpt Isis ND USA TMY3 WMO#=727640 | Natural Gas | 23031.956 | 0 | 0 | 0 | 0 | 0 | 0 | 0 | 0 | 0 | 0 | 0 | 0 | 0 | 23031.956 | 0 | 23031.956 | 0 | 0 | 135.8885 | 0 | 0 | 0 | 0 | 0 | 0 | 0 | 0 | 0 | 0 | 0 | 0 | 0 | 135.8885 | 0 | 135.8885 | 0 | 0 | 23.032 | 0 | 0 | 0 | 0 | 0 | 0 | 0 | 0 | 0 | 0 | 0 | 0 | 0 | 23.032 | 0 | 23.032 | 0 | 0 | 0 | 0 | 0 | 0 | 0 | 0 | 0 | 4.1861 | 0 | 0 | 0 | 4.1861 | 4.1861 | 4.1861 | 1
ND_6A_SO_2013_NG | 6A | SO | NG | 1772 | ASHRAE30pct-state-6A | OfficeSmall | STD2013 | ND-Bismarck-ND | Zone6A | Zone6A(ND-Bismarck-ND) | ASHRAE30pct-state-STD2013 | state | ND | 0.0798 | 0.59 | ASHRAE30pct-state-6A_OfficeSmall_STD2013_ND-Bismarck-ND.table.csv.gz | Small Office | Bismarck Municipal Arpt Isis ND USA TMY3 WMO#=727640 | Natural Gas | 20880.4112 | 0 | 0 | 0 | 0 | 0 | 0 | 0 | 0 | 0 | 0 | 0 | 0 | 0 | 20880.4112 | 0 | 20880.4112 | 0 | 0 | 123.1944 | 0 | 0 | 0 | 0 | 0 | 0 | 0 | 0 | 0 | 0 | 0 | 0 | 0 | 123.1944 | 0 | 123.1944 | 0 | 0 | 20.8804 | 0 | 0 | 0 | 0 | 0 | 0 | 0 | 0 | 0 | 0 | 0 | 0 | 0 | 20.8804 | 0 | 20.8804 | 0 | 0 | 0 | 0 | 0 | 0 | 0 | 0 | 0 | 3.7951 | 0 | 0 | 0 | 3.7951 | 3.7951 | 3.7951 | 2
NH_6A_SO_2010_EL | 6A | SO | EL | 1711 | ASHRAE30pct-state-6A | OfficeSmall | STD2010 | NH-Concord-NH | Zone6A | Zone6A(NH-Concord-NH) | ASHRAE30pct-state-STD2010 | state | NH | 0.134 | 1.17 | ASHRAE30pct-state-6A_OfficeSmall_STD2010_NH-Concord-NH.table.csv.gz | Small Office | Concord Municipal Arpt NH USA TMY3 WMO#=726050 | Electricity | 2963.8889 | 3863.8889 | 14797.2223 | 3430.5556 | 13663.889 | 0 | 5652.7778 | 0 | 0 | 0 | 0 | 5002.7778 | 0 | 0 | 49372.2226 | 0 | 49375.0004 | -2.7778 | -2.7778 | 397.1611 | 517.7611 | 1982.8278 | 459.6944 | 1830.9611 | 0 | 757.4722 | 0 | 0 | 0 | 0 | 670.3722 | 0 | 0 | 6615.8778 | 0 | 6616.2501 | -0.37222 | -0.37222 | 10.1157 | 13.1873 | 50.5025 | 11.7084 | 46.6344 | 0 | 19.2928 | 0 | 0 | 0 | 0 | 17.0743 | 0 | 0 | 168.5059 | 0 | 168.5153 | -0.0094805 | -0.0094805 | 9.1789 | 2.128 | 8.4742 | 3.5065 | 0 | 0 | 2.3968 | 1.8385 | 3.1033 | 0 | 0 | 30.628 | 30.6263 | 30.6263 | 1
NH_6A_SO_2013_EL | 6A | SO | EL | 1777 | ASHRAE30pct-state-6A | OfficeSmall | STD2013 | NH-Concord-NH | Zone6A | Zone6A(NH-Concord-NH) | ASHRAE30pct-state-STD2013 | state | NH | 0.134 | 1.17 | ASHRAE30pct-state-6A_OfficeSmall_STD2013_NH-Concord-NH.table.csv.gz | Small Office | Concord Municipal Arpt NH USA TMY3 WMO#=726050 | Electricity | 2736.1111 | 2888.8889 | 12575.0001 | 3430.5556 | 13413.889 | 0 | 5147.2223 | 0 | 0 | 0 | 0 | 5002.7778 | 0 | 0 | 45197.2226 | 0 | 45194.4448 | 2.7778 | 2.7778 | 366.6389 | 387.1111 | 1685.05 | 459.6944 | 1797.4611 | 0 | 689.7278 | 0 | 0 | 0 | 0 | 670.3722 | 0 | 0 | 6056.4278 | 0 | 6056.0556 | 0.37222 | 0.37222 | 9.3383 | 9.8597 | 42.9181 | 11.7084 | 45.7812 | 0 | 17.5673 | 0 | 0 | 0 | 0 | 17.0743 | 0 | 0 | 154.2567 | 0 | 154.2472 | 0.0094805 | 0.0094805 | 7.8005 | 2.128 | 8.3225 | 3.1929 | 0 | 0 | 1.792 | 1.6972 | 3.1033 | 0 | 0 | 28.0348 | 28.0365 | 28.0365 | 2
NH_6A_SO_2010_NG | 6A | SO | NG | 1712 | ASHRAE30pct-state-6A | OfficeSmall | STD2010 | NH-Concord-NH | Zone6A | Zone6A(NH-Concord-NH) | ASHRAE30pct-state-STD2010 | state | NH | 0.134 | 1.17 | ASHRAE30pct-state-6A_OfficeSmall_STD2010_NH-Concord-NH.table.csv.gz | Small Office | Concord Municipal Arpt NH USA TMY3 WMO#=726050 | Natural Gas | 7866.8821 | 0 | 0 | 0 | 0 | 0 | 0 | 0 | 0 | 0 | 0 | 0 | 0 | 0 | 7866.8821 | 0 | 7866.8821 | 0 | 0 | 92.0425 | 0 | 0 | 0 | 0 | 0 | 0 | 0 | 0 | 0 | 0 | 0 | 0 | 0 | 92.0425 | 0 | 92.0425 | 0 | 0 | 7.8669 | 0 | 0 | 0 | 0 | 0 | 0 | 0 | 0 | 0 | 0 | 0 | 0 | 0 | 7.8669 | 0 | 7.8669 | 0 | 0 | 0 | 0 | 0 | 0 | 0 | 0 | 0 | 1.4298 | 0 | 0 | 0 | 1.4298 | 1.4298 | 1.4298 | 1
NH_6A_SO_2013_NG | 6A | SO | NG | 1778 | ASHRAE30pct-state-6A | OfficeSmall | STD2013 | NH-Concord-NH | Zone6A | Zone6A(NH-Concord-NH) | ASHRAE30pct-state-STD2013 | state | NH | 0.134 | 1.17 | ASHRAE30pct-state-6A_OfficeSmall_STD2013_NH-Concord-NH.table.csv.gz | Small Office | Concord Municipal Arpt NH USA TMY3 WMO#=726050 | Natural Gas | 7013.8467 | 0 | 0 | 0 | 0 | 0 | 0 | 0 | 0 | 0 | 0 | 0 | 0 | 0 | 7013.8467 | 0 | 7013.8467 | 0 | 0 | 82.062 | 0 | 0 | 0 | 0 | 0 | 0 | 0 | 0 | 0 | 0 | 0 | 0 | 0 | 82.062 | 0 | 82.062 | 0 | 0 | 7.0138 | 0 | 0 | 0 | 0 | 0 | 0 | 0 | 0 | 0 | 0 | 0 | 0 | 0 | 7.0138 | 0 | 7.0138 | 0 | 0 | 0 | 0 | 0 | 0 | 0 | 0 | 0 | 1.2748 | 0 | 0 | 0 | 1.2748 | 1.2748 | 1.2748 | 2
NY_6A_SO_2010_EL | 6A | SO | EL | 1717 | ASHRAE30pct-state-6A | OfficeSmall | STD2010 | NY-Binghamton-NY | Zone6A | Zone6A(NY-Binghamton-NY) | ASHRAE30pct-state-STD2010 | state | NY | 0.1508 | 0.73 | ASHRAE30pct-state-6A_OfficeSmall_STD2010_NY-Binghamton-NY.table.csv.gz | Small Office | Binghamton Edwin A Link Field NY USA TMY3 WMO#=725150 | Electricity | 2950 | 3388.8889 | 14802.7779 | 3419.4445 | 13663.889 | 0 | 5811.1112 | 0 | 0 | 0 | 0 | 5002.7778 | 0 | 0 | 49041.6671 | 0 | 49038.8893 | 2.7778 | 2.7778 | 444.86 | 511.0444 | 2232.2589 | 515.6522 | 2060.5145 | 0 | 876.3156 | 0 | 0 | 0 | 0 | 754.4189 | 0 | 0 | 7395.4834 | 0 | 7395.0645 | 0.41889 | 0.41889 | 10.0683 | 11.5662 | 50.5214 | 11.6705 | 46.6344 | 0 | 19.8331 | 0 | 0 | 0 | 0 | 17.0743 | 0 | 0 | 167.3777 | 0 | 167.3682 | 0.0094805 | 0.0094805 | 9.1824 | 2.1211 | 8.4776 | 3.6047 | 0 | 0 | 2.1022 | 1.8299 | 3.1033 | 0 | 0 | 30.4195 | 30.4212 | 30.4212 | 1
NY_6A_SO_2013_EL | 6A | SO | EL | 1783 | ASHRAE30pct-state-6A | OfficeSmall | STD2013 | NY-Binghamton-NY | Zone6A | Zone6A(NY-Binghamton-NY) | ASHRAE30pct-state-STD2013 | state | NY | 0.1508 | 0.73 | ASHRAE30pct-state-6A_OfficeSmall_STD2013_NY-Binghamton-NY.table.csv.gz | Small Office | Binghamton Edwin A Link Field NY USA TMY3 WMO#=725150 | Electricity | 2716.6667 | 2516.6667 | 12583.3334 | 3419.4445 | 13413.889 | 0 | 5305.5556 | 0 | 0 | 0 | 0 | 5002.7778 | 0 | 0 | 44958.3337 | 0 | 44958.3337 | 0 | 0 | 409.6733 | 379.5133 | 1897.5667 | 515.6522 | 2022.8145 | 0 | 800.0778 | 0 | 0 | 0 | 0 | 754.4189 | 0 | 0 | 6779.7167 | 0 | 6779.7167 | 0 | 0 | 9.2719 | 8.5893 | 42.9465 | 11.6705 | 45.7812 | 0 | 18.1077 | 0 | 0 | 0 | 0 | 17.0743 | 0 | 0 | 153.4414 | 0 | 153.4414 | 0 | 0 | 7.8056 | 2.1211 | 8.3208 | 3.2911 | 0 | 0 | 1.5611 | 1.6852 | 3.1033 | 0 | 0 | 27.8883 | 27.8883 | 27.8883 | 2
NY_6A_SO_2010_NG | 6A | SO | NG | 1718 | ASHRAE30pct-state-6A | OfficeSmall | STD2010 | NY-Binghamton-NY | Zone6A | Zone6A(NY-Binghamton-NY) | ASHRAE30pct-state-STD2010 | state | NY | 0.1508 | 0.73 | ASHRAE30pct-state-6A_OfficeSmall_STD2010_NY-Binghamton-NY.table.csv.gz | Small Office | Binghamton Edwin A Link Field NY USA TMY3 WMO#=725150 | Natural Gas | 4265.177 | 0 | 0 | 0 | 0 | 0 | 0 | 0 | 0 | 0 | 0 | 0 | 0 | 0 | 4265.177 | 0 | 4265.177 | 0 | 0 | 31.1358 | 0 | 0 | 0 | 0 | 0 | 0 | 0 | 0 | 0 | 0 | 0 | 0 | 0 | 31.1358 | 0 | 31.1358 | 0 | 0 | 4.2652 | 0 | 0 | 0 | 0 | 0 | 0 | 0 | 0 | 0 | 0 | 0 | 0 | 0 | 4.2652 | 0 | 4.2652 | 0 | 0 | 0 | 0 | 0 | 0 | 0 | 0 | 0 | 0.7752 | 0 | 0 | 0 | 0.7752 | 0.7752 | 0.7752 | 1
NY_6A_SO_2013_NG | 6A | SO | NG | 1784 | ASHRAE30pct-state-6A | OfficeSmall | STD2013 | NY-Binghamton-NY | Zone6A | Zone6A(NY-Binghamton-NY) | ASHRAE30pct-state-STD2013 | state | NY | 0.1508 | 0.73 | ASHRAE30pct-state-6A_OfficeSmall_STD2013_NY-Binghamton-NY.table.csv.gz | Small Office | Binghamton Edwin A Link Field NY USA TMY3 WMO#=725150 | Natural Gas | 3705.9649 | 0 | 0 | 0 | 0 | 0 | 0 | 0 | 0 | 0 | 0 | 0 | 0 | 0 | 3705.9649 | 0 | 3705.9649 | 0 | 0 | 27.0535 | 0 | 0 | 0 | 0 | 0 | 0 | 0 | 0 | 0 | 0 | 0 | 0 | 0 | 27.0535 | 0 | 27.0535 | 0 | 0 | 3.706 | 0 | 0 | 0 | 0 | 0 | 0 | 0 | 0 | 0 | 0 | 0 | 0 | 0 | 3.706 | 0 | 3.706 | 0 | 0 | 0 | 0 | 0 | 0 | 0 | 0 | 0 | 0.67357 | 0 | 0 | 0 | 0.67357 | 0.67357 | 0.67357 | 2
PA_6A_SO_2010_EL | 6A | SO | EL | 1723 | ASHRAE30pct-state-6A | OfficeSmall | STD2010 | PA-Bradford-PA | Zone6A | Zone6A(PA-Bradford-PA) | ASHRAE30pct-state-STD2010 | state | PA | 0.0937 | 1 | ASHRAE30pct-state-6A_OfficeSmall_STD2010_PA-Bradford-PA.table.csv.gz | Small Office | Bradford Regional Ap PA USA TMY3 WMO#=725266 | Electricity | 3244.4445 | 3058.3334 | 14786.1112 | 3413.8889 | 13663.889 | 0 | 5727.7778 | 0 | 0 | 0 | 0 | 5002.7778 | 0 | 0 | 48900.0004 | 0 | 48897.2226 | 2.7778 | 2.7778 | 304.0044 | 286.5658 | 1385.4586 | 319.8814 | 1280.3064 | 0 | 536.6928 | 0 | 0 | 0 | 0 | 468.7603 | 0 | 0 | 4581.93 | 0 | 4581.6698 | 0.26028 | 0.26028 | 11.0732 | 10.438 | 50.4645 | 11.6515 | 46.6344 | 0 | 19.5487 | 0 | 0 | 0 | 0 | 17.0743 | 0 | 0 | 166.8942 | 0 | 166.8847 | 0.0094805 | 0.0094805 | 9.172 | 2.1177 | 8.4776 | 3.553 | 0 | 0 | 1.8971 | 2.0126 | 3.1033 | 0 | 0 | 30.3316 | 30.3334 | 30.3334 | 1
PA_6A_SO_2013_EL | 6A | SO | EL | 1789 | ASHRAE30pct-state-6A | OfficeSmall | STD2013 | PA-Bradford-PA | Zone6A | Zone6A(PA-Bradford-PA) | ASHRAE30pct-state-STD2013 | state | PA | 0.0937 | 1 | ASHRAE30pct-state-6A_OfficeSmall_STD2013_PA-Bradford-PA.table.csv.gz | Small Office | Bradford Regional Ap PA USA TMY3 WMO#=725266 | Electricity | 3005.5556 | 2302.7778 | 12558.3334 | 3413.8889 | 13413.889 | 0 | 5266.6667 | 0 | 0 | 0 | 0 | 5002.7778 | 0 | 0 | 44963.8892 | 0 | 44963.8892 | 0 | 0 | 281.6206 | 215.7703 | 1176.7158 | 319.8814 | 1256.8814 | 0 | 493.4867 | 0 | 0 | 0 | 0 | 468.7603 | 0 | 0 | 4213.1164 | 0 | 4213.1164 | 0 | 0 | 10.2579 | 7.8593 | 42.8612 | 11.6515 | 45.7812 | 0 | 17.975 | 0 | 0 | 0 | 0 | 17.0743 | 0 | 0 | 153.4604 | 0 | 153.4604 | 0 | 0 | 7.7901 | 2.1177 | 8.3208 | 3.267 | 0 | 0 | 1.4284 | 1.8644 | 3.1033 | 0 | 0 | 27.8917 | 27.8917 | 27.8917 | 2
PA_6A_SO_2010_NG | 6A | SO | NG | 1724 | ASHRAE30pct-state-6A | OfficeSmall | STD2010 | PA-Bradford-PA | Zone6A | Zone6A(PA-Bradford-PA) | ASHRAE30pct-state-STD2010 | state | PA | 0.0937 | 1 | ASHRAE30pct-state-6A_OfficeSmall_STD2010_PA-Bradford-PA.table.csv.gz | Small Office | Bradford Regional Ap PA USA TMY3 WMO#=725266 | Natural Gas | 13477.9594 | 0 | 0 | 0 | 0 | 0 | 0 | 0 | 0 | 0 | 0 | 0 | 0 | 0 | 13477.9594 | 0 | 13477.9594 | 0 | 0 | 134.7796 | 0 | 0 | 0 | 0 | 0 | 0 | 0 | 0 | 0 | 0 | 0 | 0 | 0 | 134.7796 | 0 | 134.7796 | 0 | 0 | 13.478 | 0 | 0 | 0 | 0 | 0 | 0 | 0 | 0 | 0 | 0 | 0 | 0 | 0 | 13.478 | 0 | 13.478 | 0 | 0 | 0 | 0 | 0 | 0 | 0 | 0 | 0 | 2.4496 | 0 | 0 | 0 | 2.4496 | 2.4496 | 2.4496 | 1
PA_6A_SO_2013_NG | 6A | SO | NG | 1790 | ASHRAE30pct-state-6A | OfficeSmall | STD2013 | PA-Bradford-PA | Zone6A | Zone6A(PA-Bradford-PA) | ASHRAE30pct-state-STD2013 | state | PA | 0.0937 | 1 | ASHRAE30pct-state-6A_OfficeSmall_STD2013_PA-Bradford-PA.table.csv.gz | Small Office | Bradford Regional Ap PA USA TMY3 WMO#=725266 | Natural Gas | 12293.188 | 0 | 0 | 0 | 0 | 0 | 0 | 0 | 0 | 0 | 0 | 0 | 0 | 0 | 12293.188 | 0 | 12293.188 | 0 | 0 | 122.9319 | 0 | 0 | 0 | 0 | 0 | 0 | 0 | 0 | 0 | 0 | 0 | 0 | 0 | 122.9319 | 0 | 122.9319 | 0 | 0 | 12.2932 | 0 | 0 | 0 | 0 | 0 | 0 | 0 | 0 | 0 | 0 | 0 | 0 | 0 | 12.2932 | 0 | 12.2932 | 0 | 0 | 0 | 0 | 0 | 0 | 0 | 0 | 0 | 2.2343 | 0 | 0 | 0 | 2.2343 | 2.2343 | 2.2343 | 2
SD_6A_SO_2010_EL | 6A | SO | EL | 1729 | ASHRAE30pct-state-6A | OfficeSmall | STD2010 | SD-Pierre-SD | Zone6A | Zone6A(SD-Pierre-SD) | ASHRAE30pct-state-STD2010 | state | SD | 0.0801 | 0.63 | ASHRAE30pct-state-6A_OfficeSmall_STD2010_SD-Pierre-SD.table.csv.gz | Small Office | Pierre Municipal Ap SD USA TMY3 WMO#=726686 | Electricity | 2688.8889 | 4847.2223 | 14786.1112 | 3436.1111 | 13663.889 | 0 | 6669.4445 | 0 | 0 | 0 | 0 | 5002.7778 | 0 | 0 | 51091.6671 | 0 | 51094.4449 | -2.7778 | -2.7778 | 215.38 | 388.2625 | 1184.3675 | 275.2325 | 1094.4775 | 0 | 534.2225 | 0 | 0 | 0 | 0 | 400.7225 | 0 | 0 | 4092.4425 | 0 | 4092.665 | -0.2225 | -0.2225 | 9.1771 | 16.5434 | 50.4645 | 11.7273 | 46.6344 | 0 | 22.7626 | 0 | 0 | 0 | 0 | 17.0743 | 0 | 0 | 174.3743 | 0 | 174.3838 | -0.0094805 | -0.0094805 | 9.172 | 2.1315 | 8.4742 | 4.1372 | 0 | 0 | 3.0068 | 1.668 | 3.1033 | 0 | 0 | 31.6946 | 31.6929 | 31.6929 | 1
SD_6A_SO_2013_EL | 6A | SO | EL | 1795 | ASHRAE30pct-state-6A | OfficeSmall | STD2013 | SD-Pierre-SD | Zone6A | Zone6A(SD-Pierre-SD) | ASHRAE30pct-state-STD2013 | state | SD | 0.0801 | 0.63 | ASHRAE30pct-state-6A_OfficeSmall_STD2013_SD-Pierre-SD.table.csv.gz | Small Office | Pierre Municipal Ap SD USA TMY3 WMO#=726686 | Electricity | 2475 | 3447.2222 | 12566.6668 | 3436.1111 | 13413.889 | 0 | 5955.5556 | 0 | 0 | 0 | 0 | 5002.7778 | 0 | 0 | 46297.2226 | 0 | 46297.2226 | 0 | 0 | 198.2475 | 276.1225 | 1006.59 | 275.2325 | 1074.4525 | 0 | 477.04 | 0 | 0 | 0 | 0 | 400.7225 | 0 | 0 | 3708.4075 | 0 | 3708.4075 | 0 | 0 | 8.4471 | 11.7653 | 42.8896 | 11.7273 | 45.7812 | 0 | 20.3261 | 0 | 0 | 0 | 0 | 17.0743 | 0 | 0 | 158.011 | 0 | 158.011 | 0 | 0 | 7.7953 | 2.1315 | 8.3208 | 3.6943 | 0 | 0 | 2.1384 | 1.5353 | 3.1033 | 0 | 0 | 28.7188 | 28.7188 | 28.7188 | 2
SD_6A_SO_2010_NG | 6A | SO | NG | 1730 | ASHRAE30pct-state-6A | OfficeSmall | STD2010 | SD-Pierre-SD | Zone6A | Zone6A(SD-Pierre-SD) | ASHRAE30pct-state-STD2010 | state | SD | 0.0801 | 0.63 | ASHRAE30pct-state-6A_OfficeSmall_STD2010_SD-Pierre-SD.table.csv.gz | Small Office | Pierre Municipal Ap SD USA TMY3 WMO#=726686 | Natural Gas | 14852.2943 | 0 | 0 | 0 | 0 | 0 | 0 | 0 | 0 | 0 | 0 | 0 | 0 | 0 | 14852.2943 | 0 | 14852.2943 | 0 | 0 | 93.5695 | 0 | 0 | 0 | 0 | 0 | 0 | 0 | 0 | 0 | 0 | 0 | 0 | 0 | 93.5695 | 0 | 93.5695 | 0 | 0 | 14.8523 | 0 | 0 | 0 | 0 | 0 | 0 | 0 | 0 | 0 | 0 | 0 | 0 | 0 | 14.8523 | 0 | 14.8523 | 0 | 0 | 0 | 0 | 0 | 0 | 0 | 0 | 0 | 2.6994 | 0 | 0 | 0 | 2.6994 | 2.6994 | 2.6994 | 1
SD_6A_SO_2013_NG | 6A | SO | NG | 1796 | ASHRAE30pct-state-6A | OfficeSmall | STD2013 | SD-Pierre-SD | Zone6A | Zone6A(SD-Pierre-SD) | ASHRAE30pct-state-STD2013 | state | SD | 0.0801 | 0.63 | ASHRAE30pct-state-6A_OfficeSmall_STD2013_SD-Pierre-SD.table.csv.gz | Small Office | Pierre Municipal Ap SD USA TMY3 WMO#=726686 | Natural Gas | 13515.8721 | 0 | 0 | 0 | 0 | 0 | 0 | 0 | 0 | 0 | 0 | 0 | 0 | 0 | 13515.8721 | 0 | 13515.8721 | 0 | 0 | 85.15 | 0 | 0 | 0 | 0 | 0 | 0 | 0 | 0 | 0 | 0 | 0 | 0 | 0 | 85.15 | 0 | 85.15 | 0 | 0 | 13.5159 | 0 | 0 | 0 | 0 | 0 | 0 | 0 | 0 | 0 | 0 | 0 | 0 | 0 | 13.5159 | 0 | 13.5159 | 0 | 0 | 0 | 0 | 0 | 0 | 0 | 0 | 0 | 2.4565 | 0 | 0 | 0 | 2.4565 | 2.4565 | 2.4565 | 2
VT_6A_SO_2010_EL | 6A | SO | EL | 1735 | ASHRAE30pct-state-6A | OfficeSmall | STD2010 | VT-Burlington-VT | Zone6A | Zone6A(VT-Burlington-VT) | ASHRAE30pct-state-STD2010 | state | VT | 0.143 | 1.18 | ASHRAE30pct-state-6A_OfficeSmall_STD2010_VT-Burlington-VT.table.csv.gz | Small Office | Burlington International Ap VT USA TMY3 WMO#=726170 | Electricity | 3088.8889 | 3622.2223 | 14805.5557 | 3427.7778 | 13663.889 | 0 | 5672.2223 | 0 | 0 | 0 | 0 | 5002.7778 | 0 | 0 | 49283.3337 | 0 | 49283.3337 | 0 | 0 | 441.7111 | 517.9778 | 2117.1945 | 490.1722 | 1953.9361 | 0 | 811.1278 | 0 | 0 | 0 | 0 | 715.3972 | 0 | 0 | 7047.5167 | 0 | 7047.5167 | 0 | 0 | 10.5423 | 12.3625 | 50.5309 | 11.6989 | 46.6344 | 0 | 19.3591 | 0 | 0 | 0 | 0 | 17.0743 | 0 | 0 | 168.2025 | 0 | 168.2025 | 0 | 0 | 9.1841 | 2.1263 | 8.4759 | 3.5186 | 0 | 0 | 2.2469 | 1.9161 | 3.1033 | 0 | 0 | 30.5712 | 30.5712 | 30.5712 | 1
VT_6A_SO_2013_EL | 6A | SO | EL | 1801 | ASHRAE30pct-state-6A | OfficeSmall | STD2013 | VT-Burlington-VT | Zone6A | Zone6A(VT-Burlington-VT) | ASHRAE30pct-state-STD2013 | state | VT | 0.143 | 1.18 | ASHRAE30pct-state-6A_OfficeSmall_STD2013_VT-Burlington-VT.table.csv.gz | Small Office | Burlington International Ap VT USA TMY3 WMO#=726170 | Electricity | 2855.5556 | 2705.5556 | 12591.6668 | 3427.7778 | 13413.889 | 0 | 5163.8889 | 0 | 0 | 0 | 0 | 5002.7778 | 0 | 0 | 45161.1115 | 0 | 45161.1115 | 0 | 0 | 408.3444 | 386.8944 | 1800.6083 | 490.1722 | 1918.1861 | 0 | 738.4361 | 0 | 0 | 0 | 0 | 715.3972 | 0 | 0 | 6458.0389 | 0 | 6458.0389 | 0 | 0 | 9.7459 | 9.234 | 42.975 | 11.6989 | 45.7812 | 0 | 17.6242 | 0 | 0 | 0 | 0 | 17.0743 | 0 | 0 | 154.1335 | 0 | 154.1335 | 0 | 0 | 7.8108 | 2.1263 | 8.3208 | 3.2032 | 0 | 0 | 1.6783 | 1.7713 | 3.1033 | 0 | 0 | 28.0141 | 28.0141 | 28.0141 | 2
VT_6A_SO_2010_NG | 6A | SO | NG | 1736 | ASHRAE30pct-state-6A | OfficeSmall | STD2010 | VT-Burlington-VT | Zone6A | Zone6A(VT-Burlington-VT) | ASHRAE30pct-state-STD2010 | state | VT | 0.143 | 1.18 | ASHRAE30pct-state-6A_OfficeSmall_STD2010_VT-Burlington-VT.table.csv.gz | Small Office | Burlington International Ap VT USA TMY3 WMO#=726170 | Natural Gas | 10833.5497 | 0 | 0 | 0 | 0 | 0 | 0 | 0 | 0 | 0 | 0 | 0 | 0 | 0 | 10833.5497 | 0 | 10833.5497 | 0 | 0 | 127.8359 | 0 | 0 | 0 | 0 | 0 | 0 | 0 | 0 | 0 | 0 | 0 | 0 | 0 | 127.8359 | 0 | 127.8359 | 0 | 0 | 10.8335 | 0 | 0 | 0 | 0 | 0 | 0 | 0 | 0 | 0 | 0 | 0 | 0 | 0 | 10.8335 | 0 | 10.8335 | 0 | 0 | 0 | 0 | 0 | 0 | 0 | 0 | 0 | 1.969 | 0 | 0 | 0 | 1.969 | 1.969 | 1.969 | 1
VT_6A_SO_2013_NG | 6A | SO | NG | 1802 | ASHRAE30pct-state-6A | OfficeSmall | STD2013 | VT-Burlington-VT | Zone6A | Zone6A(VT-Burlington-VT) | ASHRAE30pct-state-STD2013 | state | VT | 0.143 | 1.18 | ASHRAE30pct-state-6A_OfficeSmall_STD2013_VT-Burlington-VT.table.csv.gz | Small Office | Burlington International Ap VT USA TMY3 WMO#=726170 | Natural Gas | 9904.6889 | 0 | 0 | 0 | 0 | 0 | 0 | 0 | 0 | 0 | 0 | 0 | 0 | 0 | 9904.6889 | 0 | 9904.6889 | 0 | 0 | 116.8753 | 0 | 0 | 0 | 0 | 0 | 0 | 0 | 0 | 0 | 0 | 0 | 0 | 0 | 116.8753 | 0 | 116.8753 | 0 | 0 | 9.9047 | 0 | 0 | 0 | 0 | 0 | 0 | 0 | 0 | 0 | 0 | 0 | 0 | 0 | 9.9047 | 0 | 9.9047 | 0 | 0 | 0 | 0 | 0 | 0 | 0 | 0 | 0 | 1.8002 | 0 | 0 | 0 | 1.8002 | 1.8002 | 1.8002 | 2
WI_6A_SO_2010_EL | 6A | SO | EL | 1741 | ASHRAE30pct-state-6A | OfficeSmall | STD2010 | WI-Madison-WI | Zone6A | Zone6A(WI-Madison-WI) | ASHRAE30pct-state-STD2010 | state | WI | 0.1054 | 0.72 | ASHRAE30pct-state-6A_OfficeSmall_STD2010_WI-Madison-WI.table.csv.gz | Small Office | Madison Dane Co Regional Arpt WI USA TMY3 WMO#=726410 | Electricity | 2880.5556 | 4383.3334 | 14783.3335 | 3422.2222 | 13663.889 | 0 | 5963.8889 | 0 | 0 | 0 | 0 | 5002.7778 | 0 | 0 | 50100.0004 | 0 | 50100.0004 | 7.276e-12 | 7.276e-12 | 303.6106 | 462.0033 | 1558.1633 | 360.7022 | 1440.1739 | 0 | 628.5939 | 0 | 0 | 0 | 0 | 527.2928 | 0 | 0 | 5280.54 | 0 | 5280.54 | 7.6689e-13 | 7.6689e-13 | 9.8312 | 14.9602 | 50.4551 | 11.6799 | 46.6344 | 0 | 20.3546 | 0 | 0 | 0 | 0 | 17.0743 | 0 | 0 | 170.9897 | 0 | 170.9897 | 2.4833e-14 | 2.4833e-14 | 9.1703 | 2.1229 | 8.4759 | 3.6995 | 0 | 0 | 2.719 | 1.7868 | 3.1033 | 0 | 0 | 31.0777 | 31.0777 | 31.0777 | 1
WI_6A_SO_2013_EL | 6A | SO | EL | 1807 | ASHRAE30pct-state-6A | OfficeSmall | STD2013 | WI-Madison-WI | Zone6A | Zone6A(WI-Madison-WI) | ASHRAE30pct-state-STD2013 | state | WI | 0.1054 | 0.72 | ASHRAE30pct-state-6A_OfficeSmall_STD2013_WI-Madison-WI.table.csv.gz | Small Office | Madison Dane Co Regional Arpt WI USA TMY3 WMO#=726410 | Electricity | 2669.4445 | 3255.5556 | 12558.3334 | 3422.2222 | 13413.889 | 0 | 5383.3334 | 0 | 0 | 0 | 0 | 5002.7778 | 0 | 0 | 45705.5559 | 0 | 45705.5559 | 0 | 0 | 281.3594 | 343.1356 | 1323.6483 | 360.7022 | 1413.8239 | 0 | 567.4033 | 0 | 0 | 0 | 0 | 527.2928 | 0 | 0 | 4817.3656 | 0 | 4817.3656 | 0 | 0 | 9.1107 | 11.1111 | 42.8612 | 11.6799 | 45.7812 | 0 | 18.3731 | 0 | 0 | 0 | 0 | 17.0743 | 0 | 0 | 155.9916 | 0 | 155.9916 | 0 | 0 | 7.7901 | 2.1229 | 8.3208 | 3.3394 | 0 | 0 | 2.0195 | 1.6559 | 3.1033 | 0 | 0 | 28.3518 | 28.3518 | 28.3518 | 2
WI_6A_SO_2010_NG | 6A | SO | NG | 1742 | ASHRAE30pct-state-6A | OfficeSmall | STD2010 | WI-Madison-WI | Zone6A | Zone6A(WI-Madison-WI) | ASHRAE30pct-state-STD2010 | state | WI | 0.1054 | 0.72 | ASHRAE30pct-state-6A_OfficeSmall_STD2010_WI-Madison-WI.table.csv.gz | Small Office | Madison Dane Co Regional Arpt WI USA TMY3 WMO#=726410 | Natural Gas | 16349.8453 | 0 | 0 | 0 | 0 | 0 | 0 | 0 | 0 | 0 | 0 | 0 | 0 | 0 | 16349.8453 | 0 | 16349.8453 | 0 | 0 | 117.7189 | 0 | 0 | 0 | 0 | 0 | 0 | 0 | 0 | 0 | 0 | 0 | 0 | 0 | 117.7189 | 0 | 117.7189 | 0 | 0 | 16.3498 | 0 | 0 | 0 | 0 | 0 | 0 | 0 | 0 | 0 | 0 | 0 | 0 | 0 | 16.3498 | 0 | 16.3498 | 0 | 0 | 0 | 0 | 0 | 0 | 0 | 0 | 0 | 2.9716 | 0 | 0 | 0 | 2.9716 | 2.9716 | 2.9716 | 1
WI_6A_SO_2013_NG | 6A | SO | NG | 1808 | ASHRAE30pct-state-6A | OfficeSmall | STD2013 | WI-Madison-WI | Zone6A | Zone6A(WI-Madison-WI) | ASHRAE30pct-state-STD2013 | state | WI | 0.1054 | 0.72 | ASHRAE30pct-state-6A_OfficeSmall_STD2013_WI-Madison-WI.table.csv.gz | Small Office | Madison Dane Co Regional Arpt WI USA TMY3 WMO#=726410 | Natural Gas | 14795.4252 | 0 | 0 | 0 | 0 | 0 | 0 | 0 | 0 | 0 | 0 | 0 | 0 | 0 | 14795.4252 | 0 | 14795.4252 | 0 | 0 | 106.5271 | 0 | 0 | 0 | 0 | 0 | 0 | 0 | 0 | 0 | 0 | 0 | 0 | 0 | 106.5271 | 0 | 106.5271 | 0 | 0 | 14.7954 | 0 | 0 | 0 | 0 | 0 | 0 | 0 | 0 | 0 | 0 | 0 | 0 | 0 | 14.7954 | 0 | 14.7954 | 0 | 0 | 0 | 0 | 0 | 0 | 0 | 0 | 0 | 2.6891 | 0 | 0 | 0 | 2.6891 | 2.6891 | 2.6891 | 2
CA_6B_SO_2010_EL | 6B | SO | EL | 1855 | ASHRAE30pct-state-6B | OfficeSmall | STD2010 | CA-Eagle-CA | Zone6B | Zone6B(CA-Eagle-CA) | ASHRAE30pct-state-STD2010 | state | CA | 0.136 | 0.7 | ASHRAE30pct-state-6B_OfficeSmall_STD2010_CA-Eagle-CA.table.csv.gz | Small Office | Eagle County Ap CO USA TMY3 WMO#=724675 | Electricity | 2386.1111 | 3488.8889 | 14777.7779 | 3416.6667 | 13663.889 | 0 | 6686.1112 | 0 | 0 | 0 | 0 | 5002.7778 | 0 | 0 | 49425.0004 | 0 | 49422.2226 | 2.7778 | 2.7778 | 324.5111 | 474.4889 | 2009.7778 | 464.6667 | 1858.2889 | 0 | 909.3111 | 0 | 0 | 0 | 0 | 680.3778 | 0 | 0 | 6721.8001 | 0 | 6721.4223 | 0.37778 | 0.37778 | 8.1437 | 11.9075 | 50.4361 | 11.661 | 46.6344 | 0 | 22.8195 | 0 | 0 | 0 | 0 | 17.0743 | 0 | 0 | 168.686 | 0 | 168.6765 | 0.0094805 | 0.0094805 | 9.1669 | 2.1194 | 8.4776 | 4.1475 | 0 | 0 | 2.1642 | 1.4801 | 3.1033 | 0 | 0 | 30.6573 | 30.659 | 30.659 | 1
CA_6B_SO_2013_EL | 6B | SO | EL | 1897 | ASHRAE30pct-state-6B | OfficeSmall | STD2013 | CA-Eagle-CA | Zone6B | Zone6B(CA-Eagle-CA) | ASHRAE30pct-state-STD2013 | state | CA | 0.136 | 0.7 | ASHRAE30pct-state-6B_OfficeSmall_STD2013_CA-Eagle-CA.table.csv.gz | Small Office | Eagle County Ap CO USA TMY3 WMO#=724675 | Electricity | 2175 | 2566.6667 | 12547.2223 | 3416.6667 | 13413.889 | 0 | 6122.2223 | 0 | 0 | 0 | 0 | 5002.7778 | 0 | 0 | 45244.4448 | 0 | 45244.4448 | 0 | 0 | 295.8 | 349.0667 | 1706.4222 | 464.6667 | 1824.2889 | 0 | 832.6222 | 0 | 0 | 0 | 0 | 680.3778 | 0 | 0 | 6153.2445 | 0 | 6153.2445 | 0 | 0 | 7.4232 | 8.76 | 42.8233 | 11.661 | 45.7812 | 0 | 20.895 | 0 | 0 | 0 | 0 | 17.0743 | 0 | 0 | 154.4179 | 0 | 154.4179 | 0 | 0 | 7.7832 | 2.1194 | 8.3208 | 3.7977 | 0 | 0 | 1.5921 | 1.3492 | 3.1033 | 0 | 0 | 28.0658 | 28.0658 | 28.0658 | 2
CA_6B_SO_2010_NG | 6B | SO | NG | 1856 | ASHRAE30pct-state-6B | OfficeSmall | STD2010 | CA-Eagle-CA | Zone6B | Zone6B(CA-Eagle-CA) | ASHRAE30pct-state-STD2010 | state | CA | 0.136 | 0.7 | ASHRAE30pct-state-6B_OfficeSmall_STD2010_CA-Eagle-CA.table.csv.gz | Small Office | Eagle County Ap CO USA TMY3 WMO#=724675 | Natural Gas | 7307.67 | 0 | 0 | 0 | 0 | 0 | 0 | 0 | 0 | 0 | 0 | 0 | 0 | 0 | 7307.67 | 0 | 7307.67 | 0 | 0 | 51.1537 | 0 | 0 | 0 | 0 | 0 | 0 | 0 | 0 | 0 | 0 | 0 | 0 | 0 | 51.1537 | 0 | 51.1537 | 0 | 0 | 7.3077 | 0 | 0 | 0 | 0 | 0 | 0 | 0 | 0 | 0 | 0 | 0 | 0 | 0 | 7.3077 | 0 | 7.3077 | 0 | 0 | 0 | 0 | 0 | 0 | 0 | 0 | 0 | 1.3282 | 0 | 0 | 0 | 1.3282 | 1.3282 | 1.3282 | 1
CA_6B_SO_2013_NG | 6B | SO | NG | 1898 | ASHRAE30pct-state-6B | OfficeSmall | STD2013 | CA-Eagle-CA | Zone6B | Zone6B(CA-Eagle-CA) | ASHRAE30pct-state-STD2013 | state | CA | 0.136 | 0.7 | ASHRAE30pct-state-6B_OfficeSmall_STD2013_CA-Eagle-CA.table.csv.gz | Small Office | Eagle County Ap CO USA TMY3 WMO#=724675 | Natural Gas | 6397.7656 | 0 | 0 | 0 | 0 | 0 | 0 | 0 | 0 | 0 | 0 | 0 | 0 | 0 | 6397.7656 | 0 | 6397.7656 | 0 | 0 | 44.7844 | 0 | 0 | 0 | 0 | 0 | 0 | 0 | 0 | 0 | 0 | 0 | 0 | 0 | 44.7844 | 0 | 44.7844 | 0 | 0 | 6.3978 | 0 | 0 | 0 | 0 | 0 | 0 | 0 | 0 | 0 | 0 | 0 | 0 | 0 | 6.3978 | 0 | 6.3978 | 0 | 0 | 0 | 0 | 0 | 0 | 0 | 0 | 0 | 1.1628 | 0 | 0 | 0 | 1.1628 | 1.1628 | 1.1628 | 2
CO_6B_SO_2010_EL | 6B | SO | EL | 1861 | ASHRAE30pct-state-6B | OfficeSmall | STD2010 | CO-EagleCounty-CO | Zone6B | Zone6B(CO-EagleCounty-CO) | ASHRAE30pct-state-STD2010 | state | CO | 0.0934 | 0.73 | ASHRAE30pct-state-6B_OfficeSmall_STD2010_CO-EagleCounty-CO.table.csv.gz | Small Office | Eagle County Ap CO USA TMY3 WMO#=724675 | Electricity | 2386.1111 | 3488.8889 | 14777.7779 | 3416.6667 | 13663.889 | 0 | 6686.1112 | 0 | 0 | 0 | 0 | 5002.7778 | 0 | 0 | 49425.0004 | 0 | 49422.2226 | 2.7778 | 2.7778 | 222.8628 | 325.8622 | 1380.2445 | 319.1167 | 1276.2072 | 0 | 624.4828 | 0 | 0 | 0 | 0 | 467.2594 | 0 | 0 | 4616.295 | 0 | 4616.0356 | 0.25944 | 0.25944 | 8.1437 | 11.9075 | 50.4361 | 11.661 | 46.6344 | 0 | 22.8195 | 0 | 0 | 0 | 0 | 17.0743 | 0 | 0 | 168.686 | 0 | 168.6765 | 0.0094805 | 0.0094805 | 9.1669 | 2.1194 | 8.4776 | 4.1475 | 0 | 0 | 2.1642 | 1.4801 | 3.1033 | 0 | 0 | 30.6573 | 30.659 | 30.659 | 1
CO_6B_SO_2013_EL | 6B | SO | EL | 1903 | ASHRAE30pct-state-6B | OfficeSmall | STD2013 | CO-EagleCounty-CO | Zone6B | Zone6B(CO-EagleCounty-CO) | ASHRAE30pct-state-STD2013 | state | CO | 0.0934 | 0.73 | ASHRAE30pct-state-6B_OfficeSmall_STD2013_CO-EagleCounty-CO.table.csv.gz | Small Office | Eagle County Ap CO USA TMY3 WMO#=724675 | Electricity | 2175 | 2566.6667 | 12547.2223 | 3416.6667 | 13413.889 | 0 | 6122.2223 | 0 | 0 | 0 | 0 | 5002.7778 | 0 | 0 | 45244.4448 | 0 | 45244.4448 | 0 | 0 | 203.145 | 239.7267 | 1171.9106 | 319.1167 | 1252.8572 | 0 | 571.8156 | 0 | 0 | 0 | 0 | 467.2594 | 0 | 0 | 4225.8311 | 0 | 4225.8311 | 0 | 0 | 7.4232 | 8.76 | 42.8233 | 11.661 | 45.7812 | 0 | 20.895 | 0 | 0 | 0 | 0 | 17.0743 | 0 | 0 | 154.4179 | 0 | 154.4179 | 0 | 0 | 7.7832 | 2.1194 | 8.3208 | 3.7977 | 0 | 0 | 1.5921 | 1.3492 | 3.1033 | 0 | 0 | 28.0658 | 28.0658 | 28.0658 | 2
CO_6B_SO_2010_NG | 6B | SO | NG | 1862 | ASHRAE30pct-state-6B | OfficeSmall | STD2010 | CO-EagleCounty-CO | Zone6B | Zone6B(CO-EagleCounty-CO) | ASHRAE30pct-state-STD2010 | state | CO | 0.0934 | 0.73 | ASHRAE30pct-state-6B_OfficeSmall_STD2010_CO-EagleCounty-CO.table.csv.gz | Small Office | Eagle County Ap CO USA TMY3 WMO#=724675 | Natural Gas | 7307.67 | 0 | 0 | 0 | 0 | 0 | 0 | 0 | 0 | 0 | 0 | 0 | 0 | 0 | 7307.67 | 0 | 7307.67 | 0 | 0 | 53.346 | 0 | 0 | 0 | 0 | 0 | 0 | 0 | 0 | 0 | 0 | 0 | 0 | 0 | 53.346 | 0 | 53.346 | 0 | 0 | 7.3077 | 0 | 0 | 0 | 0 | 0 | 0 | 0 | 0 | 0 | 0 | 0 | 0 | 0 | 7.3077 | 0 | 7.3077 | 0 | 0 | 0 | 0 | 0 | 0 | 0 | 0 | 0 | 1.3282 | 0 | 0 | 0 | 1.3282 | 1.3282 | 1.3282 | 1
CO_6B_SO_2013_NG | 6B | SO | NG | 1904 | ASHRAE30pct-state-6B | OfficeSmall | STD2013 | CO-EagleCounty-CO | Zone6B | Zone6B(CO-EagleCounty-CO) | ASHRAE30pct-state-STD2013 | state | CO | 0.0934 | 0.73 | ASHRAE30pct-state-6B_OfficeSmall_STD2013_CO-EagleCounty-CO.table.csv.gz | Small Office | Eagle County Ap CO USA TMY3 WMO#=724675 | Natural Gas | 6397.7656 | 0 | 0 | 0 | 0 | 0 | 0 | 0 | 0 | 0 | 0 | 0 | 0 | 0 | 6397.7656 | 0 | 6397.7656 | 0 | 0 | 46.7037 | 0 | 0 | 0 | 0 | 0 | 0 | 0 | 0 | 0 | 0 | 0 | 0 | 0 | 46.7037 | 0 | 46.7037 | 0 | 0 | 6.3978 | 0 | 0 | 0 | 0 | 0 | 0 | 0 | 0 | 0 | 0 | 0 | 0 | 0 | 6.3978 | 0 | 6.3978 | 0 | 0 | 0 | 0 | 0 | 0 | 0 | 0 | 0 | 1.1628 | 0 | 0 | 0 | 1.1628 | 1.1628 | 1.1628 | 2
ID_6B_SO_2010_EL | 6B | SO | EL | 1867 | ASHRAE30pct-state-6B | OfficeSmall | STD2010 | ID-Pocatello-ID | Zone6B | Zone6B(ID-Pocatello-ID) | ASHRAE30pct-state-STD2010 | state | ID | 0.0683 | 0.73 | ASHRAE30pct-state-6B_OfficeSmall_STD2010_ID-Pocatello-ID.table.csv.gz | Small Office | Pocatello Regional Ap ID USA TMY3 WMO#=725780 | Electricity | 2702.7778 | 4152.7778 | 14797.2223 | 3408.3334 | 13663.889 | 0 | 6802.7778 | 0 | 0 | 0 | 0 | 5002.7778 | 0 | 0 | 50527.7782 | 0 | 50530.556 | -2.7778 | -2.7778 | 184.5997 | 283.6347 | 1010.6503 | 232.7892 | 933.2436 | 0 | 464.6297 | 0 | 0 | 0 | 0 | 341.6897 | 0 | 0 | 3451.0472 | 0 | 3451.237 | -0.18972 | -0.18972 | 9.2245 | 14.1733 | 50.5025 | 11.6325 | 46.6344 | 0 | 23.2177 | 0 | 0 | 0 | 0 | 17.0743 | 0 | 0 | 172.4497 | 0 | 172.4592 | -0.0094805 | -0.0094805 | 9.1789 | 2.1142 | 8.4742 | 4.2199 | 0 | 0 | 2.576 | 1.6766 | 3.1033 | 0 | 0 | 31.3448 | 31.3431 | 31.3431 | 1
ID_6B_SO_2013_EL | 6B | SO | EL | 1909 | ASHRAE30pct-state-6B | OfficeSmall | STD2013 | ID-Pocatello-ID | Zone6B | Zone6B(ID-Pocatello-ID) | ASHRAE30pct-state-STD2013 | state | ID | 0.0683 | 0.73 | ASHRAE30pct-state-6B_OfficeSmall_STD2013_ID-Pocatello-ID.table.csv.gz | Small Office | Pocatello Regional Ap ID USA TMY3 WMO#=725780 | Electricity | 2475 | 2952.7778 | 12583.3334 | 3408.3334 | 13413.889 | 0 | 6158.3334 | 0 | 0 | 0 | 0 | 5002.7778 | 0 | 0 | 45991.667 | 0 | 45994.4448 | -2.7778 | -2.7778 | 169.0425 | 201.6747 | 859.4417 | 232.7892 | 916.1686 | 0 | 420.6142 | 0 | 0 | 0 | 0 | 341.6897 | 0 | 0 | 3141.2309 | 0 | 3141.4206 | -0.18972 | -0.18972 | 8.4471 | 10.0777 | 42.9465 | 11.6325 | 45.7812 | 0 | 21.0182 | 0 | 0 | 0 | 0 | 17.0743 | 0 | 0 | 156.9681 | 0 | 156.9776 | -0.0094805 | -0.0094805 | 7.8056 | 2.1142 | 8.3191 | 3.8201 | 0 | 0 | 1.8317 | 1.5353 | 3.1033 | 0 | 0 | 28.531 | 28.5293 | 28.5293 | 2
ID_6B_SO_2010_NG | 6B | SO | NG | 1868 | ASHRAE30pct-state-6B | OfficeSmall | STD2010 | ID-Pocatello-ID | Zone6B | Zone6B(ID-Pocatello-ID) | ASHRAE30pct-state-STD2010 | state | ID | 0.0683 | 0.73 | ASHRAE30pct-state-6B_OfficeSmall_STD2010_ID-Pocatello-ID.table.csv.gz | Small Office | Pocatello Regional Ap ID USA TMY3 WMO#=725780 | Natural Gas | 5212.9942 | 0 | 0 | 0 | 0 | 0 | 0 | 0 | 0 | 0 | 0 | 0 | 0 | 0 | 5212.9942 | 0 | 5212.9942 | 0 | 0 | 38.0549 | 0 | 0 | 0 | 0 | 0 | 0 | 0 | 0 | 0 | 0 | 0 | 0 | 0 | 38.0549 | 0 | 38.0549 | 0 | 0 | 5.213 | 0 | 0 | 0 | 0 | 0 | 0 | 0 | 0 | 0 | 0 | 0 | 0 | 0 | 5.213 | 0 | 5.213 | 0 | 0 | 0 | 0 | 0 | 0 | 0 | 0 | 0 | 0.94747 | 0 | 0 | 0 | 0.94747 | 0.94747 | 0.94747 | 1
ID_6B_SO_2013_NG | 6B | SO | NG | 1910 | ASHRAE30pct-state-6B | OfficeSmall | STD2013 | ID-Pocatello-ID | Zone6B | Zone6B(ID-Pocatello-ID) | ASHRAE30pct-state-STD2013 | state | ID | 0.0683 | 0.73 | ASHRAE30pct-state-6B_OfficeSmall_STD2013_ID-Pocatello-ID.table.csv.gz | Small Office | Pocatello Regional Ap ID USA TMY3 WMO#=725780 | Natural Gas | 4729.6074 | 0 | 0 | 0 | 0 | 0 | 0 | 0 | 0 | 0 | 0 | 0 | 0 | 0 | 4729.6074 | 0 | 4729.6074 | 0 | 0 | 34.5261 | 0 | 0 | 0 | 0 | 0 | 0 | 0 | 0 | 0 | 0 | 0 | 0 | 0 | 34.5261 | 0 | 34.5261 | 0 | 0 | 4.7296 | 0 | 0 | 0 | 0 | 0 | 0 | 0 | 0 | 0 | 0 | 0 | 0 | 0 | 4.7296 | 0 | 4.7296 | 0 | 0 | 0 | 0 | 0 | 0 | 0 | 0 | 0 | 0.85962 | 0 | 0 | 0 | 0.85962 | 0.85962 | 0.85962 | 2
MT_6B_SO_2010_EL | 6B | SO | EL | 1873 | ASHRAE30pct-state-6B | OfficeSmall | STD2010 | MT-Helena-MT | Zone6B | Zone6B(MT-Helena-MT) | ASHRAE30pct-state-STD2010 | state | MT | 0.0916 | 0.78 | ASHRAE30pct-state-6B_OfficeSmall_STD2010_MT-Helena-MT.table.csv.gz | Small Office | Helena Regional Airport MT USA TMY3 WMO#=727720 | Electricity | 2747.2222 | 3441.6667 | 14800.0001 | 3411.1111 | 13663.889 | 0 | 6800.0001 | 0 | 0 | 0 | 0 | 5002.7778 | 0 | 0 | 49869.4448 | 0 | 49866.6671 | 2.7778 | 2.7778 | 251.6456 | 315.2567 | 1355.68 | 312.4578 | 1251.6122 | 0 | 622.88 | 0 | 0 | 0 | 0 | 458.2544 | 0 | 0 | 4568.0411 | 0 | 4567.7867 | 0.25444 | 0.25444 | 9.3762 | 11.7463 | 50.5119 | 11.642 | 46.6344 | 0 | 23.2082 | 0 | 0 | 0 | 0 | 17.0743 | 0 | 0 | 170.2029 | 0 | 170.1934 | 0.0094805 | 0.0094805 | 9.1807 | 2.116 | 8.4776 | 4.2181 | 0 | 0 | 2.1349 | 1.7041 | 3.1033 | 0 | 0 | 30.933 | 30.9347 | 30.9347 | 1
MT_6B_SO_2013_EL | 6B | SO | EL | 1915 | ASHRAE30pct-state-6B | OfficeSmall | STD2013 | MT-Helena-MT | Zone6B | Zone6B(MT-Helena-MT) | ASHRAE30pct-state-STD2013 | state | MT | 0.0916 | 0.78 | ASHRAE30pct-state-6B_OfficeSmall_STD2013_MT-Helena-MT.table.csv.gz | Small Office | Helena Regional Airport MT USA TMY3 WMO#=727720 | Electricity | 2513.8889 | 2461.1111 | 12586.1112 | 3411.1111 | 13413.889 | 0 | 6205.5556 | 0 | 0 | 0 | 0 | 5002.7778 | 0 | 0 | 45597.2226 | 0 | 45594.4448 | 2.7778 | 2.7778 | 230.2722 | 225.4378 | 1152.8878 | 312.4578 | 1228.7122 | 0 | 568.4289 | 0 | 0 | 0 | 0 | 458.2544 | 0 | 0 | 4176.7056 | 0 | 4176.4511 | 0.25444 | 0.25444 | 8.5798 | 8.3997 | 42.956 | 11.642 | 45.7812 | 0 | 21.1794 | 0 | 0 | 0 | 0 | 17.0743 | 0 | 0 | 155.6219 | 0 | 155.6124 | 0.0094805 | 0.0094805 | 7.8073 | 2.116 | 8.3225 | 3.8494 | 0 | 0 | 1.5267 | 1.5594 | 3.1033 | 0 | 0 | 28.2829 | 28.2846 | 28.2846 | 2
MT_6B_SO_2010_NG | 6B | SO | NG | 1874 | ASHRAE30pct-state-6B | OfficeSmall | STD2010 | MT-Helena-MT | Zone6B | Zone6B(MT-Helena-MT) | ASHRAE30pct-state-STD2010 | state | MT | 0.0916 | 0.78 | ASHRAE30pct-state-6B_OfficeSmall_STD2010_MT-Helena-MT.table.csv.gz | Small Office | Helena Regional Airport MT USA TMY3 WMO#=727720 | Natural Gas | 5705.8591 | 0 | 0 | 0 | 0 | 0 | 0 | 0 | 0 | 0 | 0 | 0 | 0 | 0 | 5705.8591 | 0 | 5705.8591 | 0 | 0 | 44.5057 | 0 | 0 | 0 | 0 | 0 | 0 | 0 | 0 | 0 | 0 | 0 | 0 | 0 | 44.5057 | 0 | 44.5057 | 0 | 0 | 5.7059 | 0 | 0 | 0 | 0 | 0 | 0 | 0 | 0 | 0 | 0 | 0 | 0 | 0 | 5.7059 | 0 | 5.7059 | 0 | 0 | 0 | 0 | 0 | 0 | 0 | 0 | 0 | 1.0371 | 0 | 0 | 0 | 1.0371 | 1.0371 | 1.0371 | 1
MT_6B_SO_2013_NG | 6B | SO | NG | 1916 | ASHRAE30pct-state-6B | OfficeSmall | STD2013 | MT-Helena-MT | Zone6B | Zone6B(MT-Helena-MT) | ASHRAE30pct-state-STD2013 | state | MT | 0.0916 | 0.78 | ASHRAE30pct-state-6B_OfficeSmall_STD2013_MT-Helena-MT.table.csv.gz | Small Office | Helena Regional Airport MT USA TMY3 WMO#=727720 | Natural Gas | 5023.4307 | 0 | 0 | 0 | 0 | 0 | 0 | 0 | 0 | 0 | 0 | 0 | 0 | 0 | 5023.4307 | 0 | 5023.4307 | 0 | 0 | 39.1828 | 0 | 0 | 0 | 0 | 0 | 0 | 0 | 0 | 0 | 0 | 0 | 0 | 0 | 39.1828 | 0 | 39.1828 | 0 | 0 | 5.0234 | 0 | 0 | 0 | 0 | 0 | 0 | 0 | 0 | 0 | 0 | 0 | 0 | 0 | 5.0234 | 0 | 5.0234 | 0 | 0 | 0 | 0 | 0 | 0 | 0 | 0 | 0 | 0.91302 | 0 | 0 | 0 | 0.91302 | 0.91302 | 0.91302 | 2
UT_6B_SO_2010_EL | 6B | SO | EL | 1879 | ASHRAE30pct-state-6B | OfficeSmall | STD2010 | UT-Vernal-UT | Zone6B | Zone6B(UT-Vernal-UT) | ASHRAE30pct-state-STD2010 | state | UT | 0.0805 | 0.69 | ASHRAE30pct-state-6B_OfficeSmall_STD2010_UT-Vernal-UT.table.csv.gz | Small Office | Vernal UT USA TMY3 WMO#=725705 | Electricity | 2202.7778 | 4550 | 14783.3335 | 3413.8889 | 13663.889 | 0 | 6866.6667 | 0 | 0 | 0 | 0 | 5002.7778 | 0 | 0 | 50483.3337 | 0 | 50483.3337 | 7.276e-12 | 7.276e-12 | 177.3236 | 366.275 | 1190.0583 | 274.8181 | 1099.9431 | 0 | 552.7667 | 0 | 0 | 0 | 0 | 402.7236 | 0 | 0 | 4063.9084 | 0 | 4063.9084 | 5.8571e-13 | 5.8571e-13 | 7.518 | 15.529 | 50.4551 | 11.6515 | 46.6344 | 0 | 23.4357 | 0 | 0 | 0 | 0 | 17.0743 | 0 | 0 | 172.2981 | 0 | 172.2981 | 2.4833e-14 | 2.4833e-14 | 9.1703 | 2.1177 | 8.4759 | 4.2595 | 0 | 0 | 2.8224 | 1.3664 | 3.1033 | 0 | 0 | 31.3155 | 31.3155 | 31.3155 | 1
UT_6B_SO_2013_EL | 6B | SO | EL | 1921 | ASHRAE30pct-state-6B | OfficeSmall | STD2013 | UT-Vernal-UT | Zone6B | Zone6B(UT-Vernal-UT) | ASHRAE30pct-state-STD2013 | state | UT | 0.0805 | 0.69 | ASHRAE30pct-state-6B_OfficeSmall_STD2013_UT-Vernal-UT.table.csv.gz | Small Office | Vernal UT USA TMY3 WMO#=725705 | Electricity | 2005.5556 | 3294.4445 | 12561.1112 | 3413.8889 | 13413.889 | 0 | 6236.1112 | 0 | 0 | 0 | 0 | 5002.7778 | 0 | 0 | 45925.0004 | 0 | 45927.7781 | -2.7778 | -2.7778 | 161.4472 | 265.2028 | 1011.1695 | 274.8181 | 1079.8181 | 0 | 502.0069 | 0 | 0 | 0 | 0 | 402.7236 | 0 | 0 | 3696.9625 | 0 | 3697.1861 | -0.22361 | -0.22361 | 6.8449 | 11.2438 | 42.8707 | 11.6515 | 45.7812 | 0 | 21.2837 | 0 | 0 | 0 | 0 | 17.0743 | 0 | 0 | 156.7406 | 0 | 156.7501 | -0.0094805 | -0.0094805 | 7.7918 | 2.1177 | 8.3191 | 3.8683 | 0 | 0 | 2.0436 | 1.2441 | 3.1033 | 0 | 0 | 28.4897 | 28.4879 | 28.4879 | 2
UT_6B_SO_2010_NG | 6B | SO | NG | 1880 | ASHRAE30pct-state-6B | OfficeSmall | STD2010 | UT-Vernal-UT | Zone6B | Zone6B(UT-Vernal-UT) | ASHRAE30pct-state-STD2010 | state | UT | 0.0805 | 0.69 | ASHRAE30pct-state-6B_OfficeSmall_STD2010_UT-Vernal-UT.table.csv.gz | Small Office | Vernal UT USA TMY3 WMO#=725705 | Natural Gas | 2369.5428 | 0 | 0 | 0 | 0 | 0 | 0 | 0 | 0 | 0 | 0 | 0 | 0 | 0 | 2369.5428 | 0 | 2369.5428 | 0 | 0 | 16.3498 | 0 | 0 | 0 | 0 | 0 | 0 | 0 | 0 | 0 | 0 | 0 | 0 | 0 | 16.3498 | 0 | 16.3498 | 0 | 0 | 2.3695 | 0 | 0 | 0 | 0 | 0 | 0 | 0 | 0 | 0 | 0 | 0 | 0 | 0 | 2.3695 | 0 | 2.3695 | 0 | 0 | 0 | 0 | 0 | 0 | 0 | 0 | 0 | 0.43067 | 0 | 0 | 0 | 0.43067 | 0.43067 | 0.43067 | 1
UT_6B_SO_2013_NG | 6B | SO | NG | 1922 | ASHRAE30pct-state-6B | OfficeSmall | STD2013 | UT-Vernal-UT | Zone6B | Zone6B(UT-Vernal-UT) | ASHRAE30pct-state-STD2013 | state | UT | 0.0805 | 0.69 | ASHRAE30pct-state-6B_OfficeSmall_STD2013_UT-Vernal-UT.table.csv.gz | Small Office | Vernal UT USA TMY3 WMO#=725705 | Natural Gas | 2066.2413 | 0 | 0 | 0 | 0 | 0 | 0 | 0 | 0 | 0 | 0 | 0 | 0 | 0 | 2066.2413 | 0 | 2066.2413 | 0 | 0 | 14.2571 | 0 | 0 | 0 | 0 | 0 | 0 | 0 | 0 | 0 | 0 | 0 | 0 | 0 | 14.2571 | 0 | 14.2571 | 0 | 0 | 2.0662 | 0 | 0 | 0 | 0 | 0 | 0 | 0 | 0 | 0 | 0 | 0 | 0 | 0 | 2.0662 | 0 | 2.0662 | 0 | 0 | 0 | 0 | 0 | 0 | 0 | 0 | 0 | 0.37554 | 0 | 0 | 0 | 0.37554 | 0.37554 | 0.37554 | 2
WA_6B_SO_2010_EL | 6B | SO | EL | 1885 | ASHRAE30pct-state-6B | OfficeSmall | STD2010 | WA-Kalispell-MT | Zone6B | Zone6B(WA-Kalispell-MT) | ASHRAE30pct-state-STD2010 | state | WA | 0.0767 | 0.96 | ASHRAE30pct-state-6B_OfficeSmall_STD2010_WA-Kalispell-MT.table.csv.gz | Small Office | Kalispell Glacier Pk IntL Ar MT USA TMY3 WMO#=727790 | Electricity | 3386.1111 | 3227.7778 | 14819.4446 | 3411.1111 | 13663.889 | 0 | 6472.2223 | 0 | 0 | 0 | 0 | 5002.7778 | 0 | 0 | 49983.3337 | 0 | 49983.3337 | 0 | 0 | 259.7147 | 247.5706 | 1136.6514 | 261.6322 | 1048.0203 | 0 | 496.4194 | 0 | 0 | 0 | 0 | 383.7131 | 0 | 0 | 3833.7217 | 0 | 3833.7217 | 0 | 0 | 11.5567 | 11.0163 | 50.5783 | 11.642 | 46.6344 | 0 | 22.0895 | 0 | 0 | 0 | 0 | 17.0743 | 0 | 0 | 170.5916 | 0 | 170.5916 | 0 | 0 | 9.1927 | 2.116 | 8.4759 | 4.0148 | 0 | 0 | 2.0022 | 2.1005 | 3.1033 | 0 | 0 | 31.0054 | 31.0054 | 31.0054 | 1
WA_6B_SO_2013_EL | 6B | SO | EL | 1927 | ASHRAE30pct-state-6B | OfficeSmall | STD2013 | WA-Kalispell-MT | Zone6B | Zone6B(WA-Kalispell-MT) | ASHRAE30pct-state-STD2013 | state | WA | 0.0767 | 0.96 | ASHRAE30pct-state-6B_OfficeSmall_STD2013_WA-Kalispell-MT.table.csv.gz | Small Office | Kalispell Glacier Pk IntL Ar MT USA TMY3 WMO#=727790 | Electricity | 3091.6667 | 2313.8889 | 12619.4445 | 3411.1111 | 13413.889 | 0 | 5952.7778 | 0 | 0 | 0 | 0 | 5002.7778 | 0 | 0 | 45802.7781 | 0 | 45805.5559 | -2.7778 | -2.7778 | 237.1308 | 177.4753 | 967.9114 | 261.6322 | 1028.8453 | 0 | 456.5781 | 0 | 0 | 0 | 0 | 383.7131 | 0 | 0 | 3513.0731 | 0 | 3513.2861 | -0.21306 | -0.21306 | 10.5518 | 7.8972 | 43.0698 | 11.642 | 45.7812 | 0 | 20.3166 | 0 | 0 | 0 | 0 | 17.0743 | 0 | 0 | 156.3235 | 0 | 156.3329 | -0.0094805 | -0.0094805 | 7.828 | 2.116 | 8.3191 | 3.6926 | 0 | 0 | 1.4353 | 1.9178 | 3.1033 | 0 | 0 | 28.4138 | 28.4121 | 28.4121 | 2
WA_6B_SO_2010_NG | 6B | SO | NG | 1886 | ASHRAE30pct-state-6B | OfficeSmall | STD2010 | WA-Kalispell-MT | Zone6B | Zone6B(WA-Kalispell-MT) | ASHRAE30pct-state-STD2010 | state | WA | 0.0767 | 0.96 | ASHRAE30pct-state-6B_OfficeSmall_STD2010_WA-Kalispell-MT.table.csv.gz | Small Office | Kalispell Glacier Pk IntL Ar MT USA TMY3 WMO#=727790 | Natural Gas | 4123.0045 | 0 | 0 | 0 | 0 | 0 | 0 | 0 | 0 | 0 | 0 | 0 | 0 | 0 | 4123.0045 | 0 | 4123.0045 | 0 | 0 | 39.5808 | 0 | 0 | 0 | 0 | 0 | 0 | 0 | 0 | 0 | 0 | 0 | 0 | 0 | 39.5808 | 0 | 39.5808 | 0 | 0 | 4.123 | 0 | 0 | 0 | 0 | 0 | 0 | 0 | 0 | 0 | 0 | 0 | 0 | 0 | 4.123 | 0 | 4.123 | 0 | 0 | 0 | 0 | 0 | 0 | 0 | 0 | 0 | 0.74936 | 0 | 0 | 0 | 0.74936 | 0.74936 | 0.74936 | 1
WA_6B_SO_2013_NG | 6B | SO | NG | 1928 | ASHRAE30pct-state-6B | OfficeSmall | STD2013 | WA-Kalispell-MT | Zone6B | Zone6B(WA-Kalispell-MT) | ASHRAE30pct-state-STD2013 | state | WA | 0.0767 | 0.96 | ASHRAE30pct-state-6B_OfficeSmall_STD2013_WA-Kalispell-MT.table.csv.gz | Small Office | Kalispell Glacier Pk IntL Ar MT USA TMY3 WMO#=727790 | Natural Gas | 3668.0523 | 0 | 0 | 0 | 0 | 0 | 0 | 0 | 0 | 0 | 0 | 0 | 0 | 0 | 3668.0523 | 0 | 3668.0523 | 0 | 0 | 35.2133 | 0 | 0 | 0 | 0 | 0 | 0 | 0 | 0 | 0 | 0 | 0 | 0 | 0 | 35.2133 | 0 | 35.2133 | 0 | 0 | 3.6681 | 0 | 0 | 0 | 0 | 0 | 0 | 0 | 0 | 0 | 0 | 0 | 0 | 0 | 3.6681 | 0 | 3.6681 | 0 | 0 | 0 | 0 | 0 | 0 | 0 | 0 | 0 | 0.66668 | 0 | 0 | 0 | 0.66668 | 0.66668 | 0.66668 | 2
WY_6B_SO_2010_EL | 6B | SO | EL | 1891 | ASHRAE30pct-state-6B | OfficeSmall | STD2010 | WY-Cheyenne-WY | Zone6B | Zone6B(WY-Cheyenne-WY) | ASHRAE30pct-state-STD2010 | state | WY | 0.0823 | 0.68 | ASHRAE30pct-state-6B_OfficeSmall_STD2010_WY-Cheyenne-WY.table.csv.gz | Small Office | Cheyenne Municipal Arpt WY USA TMY3 WMO#=725640 | Electricity | 2416.6667 | 3530.5556 | 14780.5557 | 3422.2222 | 13663.889 | 0 | 6880.5556 | 0 | 0 | 0 | 0 | 5002.7778 | 0 | 0 | 49697.2226 | 0 | 49697.2226 | 0 | 0 | 198.8917 | 290.5647 | 1216.4397 | 281.6489 | 1124.5381 | 0 | 566.2697 | 0 | 0 | 0 | 0 | 411.7286 | 0 | 0 | 4090.0814 | 0 | 4090.0814 | 0 | 0 | 8.248 | 12.0497 | 50.4456 | 11.6799 | 46.6344 | 0 | 23.4831 | 0 | 0 | 0 | 0 | 17.0743 | 0 | 0 | 169.6151 | 0 | 169.6151 | 0 | 0 | 9.1686 | 2.1229 | 8.4759 | 4.2681 | 0 | 0 | 2.1901 | 1.4991 | 3.1033 | 0 | 0 | 30.8279 | 30.8279 | 30.8279 | 1
WY_6B_SO_2013_EL | 6B | SO | EL | 1933 | ASHRAE30pct-state-6B | OfficeSmall | STD2013 | WY-Cheyenne-WY | Zone6B | Zone6B(WY-Cheyenne-WY) | ASHRAE30pct-state-STD2013 | state | WY | 0.0823 | 0.68 | ASHRAE30pct-state-6B_OfficeSmall_STD2013_WY-Cheyenne-WY.table.csv.gz | Small Office | Cheyenne Municipal Arpt WY USA TMY3 WMO#=725640 | Electricity | 2213.8889 | 2636.1111 | 12552.7779 | 3422.2222 | 13413.889 | 0 | 6305.5556 | 0 | 0 | 0 | 0 | 5002.7778 | 0 | 0 | 45547.2226 | 0 | 45547.2226 | 0 | 0 | 182.2031 | 216.9519 | 1033.0936 | 281.6489 | 1103.9631 | 0 | 518.9472 | 0 | 0 | 0 | 0 | 411.7286 | 0 | 0 | 3748.5364 | 0 | 3748.5364 | 0 | 0 | 7.5559 | 8.997 | 42.8422 | 11.6799 | 45.7812 | 0 | 21.5207 | 0 | 0 | 0 | 0 | 17.0743 | 0 | 0 | 155.4513 | 0 | 155.4513 | 0 | 0 | 7.7867 | 2.1229 | 8.3208 | 3.9114 | 0 | 0 | 1.6352 | 1.3733 | 3.1033 | 0 | 0 | 28.2536 | 28.2536 | 28.2536 | 2
WY_6B_SO_2010_NG | 6B | SO | NG | 1892 | ASHRAE30pct-state-6B | OfficeSmall | STD2010 | WY-Cheyenne-WY | Zone6B | Zone6B(WY-Cheyenne-WY) | ASHRAE30pct-state-STD2010 | state | WY | 0.0823 | 0.68 | ASHRAE30pct-state-6B_OfficeSmall_STD2010_WY-Cheyenne-WY.table.csv.gz | Small Office | Cheyenne Municipal Arpt WY USA TMY3 WMO#=725640 | Natural Gas | 4397.8714 | 0 | 0 | 0 | 0 | 0 | 0 | 0 | 0 | 0 | 0 | 0 | 0 | 0 | 4397.8714 | 0 | 4397.8714 | 0 | 0 | 29.9055 | 0 | 0 | 0 | 0 | 0 | 0 | 0 | 0 | 0 | 0 | 0 | 0 | 0 | 29.9055 | 0 | 29.9055 | 0 | 0 | 4.3979 | 0 | 0 | 0 | 0 | 0 | 0 | 0 | 0 | 0 | 0 | 0 | 0 | 0 | 4.3979 | 0 | 4.3979 | 0 | 0 | 0 | 0 | 0 | 0 | 0 | 0 | 0 | 0.79932 | 0 | 0 | 0 | 0.79932 | 0.79932 | 0.79932 | 1
WY_6B_SO_2013_NG | 6B | SO | NG | 1934 | ASHRAE30pct-state-6B | OfficeSmall | STD2013 | WY-Cheyenne-WY | Zone6B | Zone6B(WY-Cheyenne-WY) | ASHRAE30pct-state-STD2013 | state | WY | 0.0823 | 0.68 | ASHRAE30pct-state-6B_OfficeSmall_STD2013_WY-Cheyenne-WY.table.csv.gz | Small Office | Cheyenne Municipal Arpt WY USA TMY3 WMO#=725640 | Natural Gas | 3905.0065 | 0 | 0 | 0 | 0 | 0 | 0 | 0 | 0 | 0 | 0 | 0 | 0 | 0 | 3905.0065 | 0 | 3905.0065 | 0 | 0 | 26.554 | 0 | 0 | 0 | 0 | 0 | 0 | 0 | 0 | 0 | 0 | 0 | 0 | 0 | 26.554 | 0 | 26.554 | 0 | 0 | 3.905 | 0 | 0 | 0 | 0 | 0 | 0 | 0 | 0 | 0 | 0 | 0 | 0 | 0 | 3.905 | 0 | 3.905 | 0 | 0 | 0 | 0 | 0 | 0 | 0 | 0 | 0 | 0.70974 | 0 | 0 | 0 | 0.70974 | 0.70974 | 0.70974 | 2
AK_7_SO_2010_EL | 7 | SO | EL | 1987 | ASHRAE30pct-state-7 | OfficeSmall | STD2010 | AK-Anchorage-AK | Zone7 | Zone7(AK-Anchorage-AK) | ASHRAE30pct-state-STD2010 | state | AK | 0.1479 | 0.81 | ASHRAE30pct-state-7_OfficeSmall_STD2010_AK-Anchorage-AK.table.csv.gz | Small Office | Anchorage Intl Ap AK USA TMY3 WMO#=702730 | Electricity | 4961.1112 | 1508.3333 | 14908.3335 | 3416.6667 | 13663.889 | 0 | 5622.2223 | 0 | 0 | 0 | 0 | 5002.7778 | 0 | 0 | 49083.3337 | 0 | 49083.3337 | 0 | 0 | 733.7483 | 223.0825 | 2204.9425 | 505.325 | 2020.8892 | 0 | 831.5267 | 0 | 0 | 0 | 0 | 739.9108 | 0 | 0 | 7259.4251 | 0 | 7259.4251 | 0 | 0 | 16.9321 | 5.1479 | 50.8817 | 11.661 | 46.6344 | 0 | 19.1885 | 0 | 0 | 0 | 0 | 17.0743 | 0 | 0 | 167.5199 | 0 | 167.5199 | 0 | 0 | 9.2479 | 2.1194 | 8.4759 | 3.4875 | 0 | 0 | 0.93564 | 3.0774 | 3.1033 | 0 | 0 | 30.4471 | 30.4471 | 30.4471 | 1
AK_7_SO_2013_EL | 7 | SO | EL | 2035 | ASHRAE30pct-state-7 | OfficeSmall | STD2013 | AK-Anchorage-AK | Zone7 | Zone7(AK-Anchorage-AK) | ASHRAE30pct-state-STD2013 | state | AK | 0.1479 | 0.81 | ASHRAE30pct-state-7_OfficeSmall_STD2013_AK-Anchorage-AK.table.csv.gz | Small Office | Anchorage Intl Ap AK USA TMY3 WMO#=702730 | Electricity | 4480.5556 | 1183.3333 | 12586.1112 | 3416.6667 | 13413.889 | 0 | 5491.6667 | 0 | 0 | 0 | 0 | 5002.7778 | 0 | 0 | 45577.7781 | 0 | 45575.0004 | 2.7778 | 2.7778 | 662.6742 | 175.015 | 1861.4858 | 505.325 | 1983.9142 | 0 | 812.2175 | 0 | 0 | 0 | 0 | 739.9108 | 0 | 0 | 6740.9534 | 0 | 6740.5426 | 0.41083 | 0.41083 | 15.292 | 4.0387 | 42.956 | 11.661 | 45.7812 | 0 | 18.7429 | 0 | 0 | 0 | 0 | 17.0743 | 0 | 0 | 155.5555 | 0 | 155.5461 | 0.0094805 | 0.0094805 | 7.8073 | 2.1194 | 8.3225 | 3.4066 | 0 | 0 | 0.73404 | 2.7794 | 3.1033 | 0 | 0 | 28.2708 | 28.2725 | 28.2725 | 2
AK_7_SO_2010_NG | 7 | SO | NG | 1988 | ASHRAE30pct-state-7 | OfficeSmall | STD2010 | AK-Anchorage-AK | Zone7 | Zone7(AK-Anchorage-AK) | ASHRAE30pct-state-STD2010 | state | AK | 0.1479 | 0.81 | ASHRAE30pct-state-7_OfficeSmall_STD2010_AK-Anchorage-AK.table.csv.gz | Small Office | Anchorage Intl Ap AK USA TMY3 WMO#=702730 | Natural Gas | 19325.9911 | 0 | 0 | 0 | 0 | 0 | 0 | 0 | 0 | 0 | 0 | 0 | 0 | 0 | 19325.9911 | 0 | 19325.9911 | 0 | 0 | 156.5405 | 0 | 0 | 0 | 0 | 0 | 0 | 0 | 0 | 0 | 0 | 0 | 0 | 0 | 156.5405 | 0 | 156.5405 | 0 | 0 | 19.326 | 0 | 0 | 0 | 0 | 0 | 0 | 0 | 0 | 0 | 0 | 0 | 0 | 0 | 19.326 | 0 | 19.326 | 0 | 0 | 0 | 0 | 0 | 0 | 0 | 0 | 0 | 3.5125 | 0 | 0 | 0 | 3.5125 | 3.5125 | 3.5125 | 1
AK_7_SO_2013_NG | 7 | SO | NG | 2036 | ASHRAE30pct-state-7 | OfficeSmall | STD2013 | AK-Anchorage-AK | Zone7 | Zone7(AK-Anchorage-AK) | ASHRAE30pct-state-STD2013 | state | AK | 0.1479 | 0.81 | ASHRAE30pct-state-7_OfficeSmall_STD2013_AK-Anchorage-AK.table.csv.gz | Small Office | Anchorage Intl Ap AK USA TMY3 WMO#=702730 | Natural Gas | 16454.1052 | 0 | 0 | 0 | 0 | 0 | 0 | 0 | 0 | 0 | 0 | 0 | 0 | 0 | 16454.1052 | 0 | 16454.1052 | 0 | 0 | 133.2783 | 0 | 0 | 0 | 0 | 0 | 0 | 0 | 0 | 0 | 0 | 0 | 0 | 0 | 133.2783 | 0 | 133.2783 | 0 | 0 | 16.4541 | 0 | 0 | 0 | 0 | 0 | 0 | 0 | 0 | 0 | 0 | 0 | 0 | 0 | 16.4541 | 0 | 16.4541 | 0 | 0 | 0 | 0 | 0 | 0 | 0 | 0 | 0 | 2.9906 | 0 | 0 | 0 | 2.9906 | 2.9906 | 2.9906 | 2
CO_7_SO_2010_EL | 7 | SO | EL | 1993 | ASHRAE30pct-state-7 | OfficeSmall | STD2010 | CO-GunnisonCounty-CO | Zone7 | Zone7(CO-GunnisonCounty-CO) | ASHRAE30pct-state-STD2010 | state | CO | 0.0934 | 0.73 | ASHRAE30pct-state-7_OfficeSmall_STD2010_CO-GunnisonCounty-CO.table.csv.gz | Small Office | Gunnison Co Awos CO USA TMY3 WMO#=724677 | Electricity | 2558.3334 | 2883.3334 | 14794.4446 | 3413.8889 | 13663.889 | 0 | 6530.5556 | 0 | 0 | 0 | 0 | 5002.7778 | 0 | 0 | 48847.2226 | 0 | 48847.2226 | 0 | 0 | 238.9483 | 269.3033 | 1381.8011 | 318.8572 | 1276.2072 | 0 | 609.9539 | 0 | 0 | 0 | 0 | 467.2594 | 0 | 0 | 4562.3306 | 0 | 4562.3306 | 0 | 0 | 8.7315 | 9.8407 | 50.493 | 11.6515 | 46.6344 | 0 | 22.2886 | 0 | 0 | 0 | 0 | 17.0743 | 0 | 0 | 166.7141 | 0 | 166.7141 | 0 | 0 | 9.1772 | 2.1177 | 8.4759 | 4.051 | 0 | 0 | 1.7886 | 1.587 | 3.1033 | 0 | 0 | 30.3006 | 30.3006 | 30.3006 | 1
CO_7_SO_2013_EL | 7 | SO | EL | 2041 | ASHRAE30pct-state-7 | OfficeSmall | STD2013 | CO-GunnisonCounty-CO | Zone7 | Zone7(CO-GunnisonCounty-CO) | ASHRAE30pct-state-STD2013 | state | CO | 0.0934 | 0.73 | ASHRAE30pct-state-7_OfficeSmall_STD2013_CO-GunnisonCounty-CO.table.csv.gz | Small Office | Gunnison Co Awos CO USA TMY3 WMO#=724677 | Electricity | 2250 | 2280.5556 | 12308.3334 | 3413.8889 | 13413.889 | 0 | 6130.5556 | 0 | 0 | 0 | 0 | 5002.7778 | 0 | 0 | 44800.0004 | 0 | 44800.0004 | 0 | 0 | 210.15 | 213.0039 | 1149.5983 | 318.8572 | 1252.8572 | 0 | 572.5939 | 0 | 0 | 0 | 0 | 467.2594 | 0 | 0 | 4184.32 | 0 | 4184.32 | 0 | 0 | 7.6792 | 7.7835 | 42.008 | 11.6515 | 45.7812 | 0 | 20.9234 | 0 | 0 | 0 | 0 | 17.0743 | 0 | 0 | 152.901 | 0 | 152.901 | 0 | 0 | 7.635 | 2.1177 | 8.3208 | 3.8029 | 0 | 0 | 1.4147 | 1.3957 | 3.1033 | 0 | 0 | 27.7901 | 27.7901 | 27.7901 | 2
CO_7_SO_2010_NG | 7 | SO | NG | 1994 | ASHRAE30pct-state-7 | OfficeSmall | STD2010 | CO-GunnisonCounty-CO | Zone7 | Zone7(CO-GunnisonCounty-CO) | ASHRAE30pct-state-STD2010 | state | CO | 0.0934 | 0.73 | ASHRAE30pct-state-7_OfficeSmall_STD2010_CO-GunnisonCounty-CO.table.csv.gz | Small Office | Gunnison Co Awos CO USA TMY3 WMO#=724677 | Natural Gas | 10757.7243 | 0 | 0 | 0 | 0 | 0 | 0 | 0 | 0 | 0 | 0 | 0 | 0 | 0 | 10757.7243 | 0 | 10757.7243 | 0 | 0 | 78.5314 | 0 | 0 | 0 | 0 | 0 | 0 | 0 | 0 | 0 | 0 | 0 | 0 | 0 | 78.5314 | 0 | 78.5314 | 0 | 0 | 10.7577 | 0 | 0 | 0 | 0 | 0 | 0 | 0 | 0 | 0 | 0 | 0 | 0 | 0 | 10.7577 | 0 | 10.7577 | 0 | 0 | 0 | 0 | 0 | 0 | 0 | 0 | 0 | 1.9552 | 0 | 0 | 0 | 1.9552 | 1.9552 | 1.9552 | 1
CO_7_SO_2013_NG | 7 | SO | NG | 2042 | ASHRAE30pct-state-7 | OfficeSmall | STD2013 | CO-GunnisonCounty-CO | Zone7 | Zone7(CO-GunnisonCounty-CO) | ASHRAE30pct-state-STD2013 | state | CO | 0.0934 | 0.73 | ASHRAE30pct-state-7_OfficeSmall_STD2013_CO-GunnisonCounty-CO.table.csv.gz | Small Office | Gunnison Co Awos CO USA TMY3 WMO#=724677 | Natural Gas | 8881.0464 | 0 | 0 | 0 | 0 | 0 | 0 | 0 | 0 | 0 | 0 | 0 | 0 | 0 | 8881.0464 | 0 | 8881.0464 | 0 | 0 | 64.8316 | 0 | 0 | 0 | 0 | 0 | 0 | 0 | 0 | 0 | 0 | 0 | 0 | 0 | 64.8316 | 0 | 64.8316 | 0 | 0 | 8.881 | 0 | 0 | 0 | 0 | 0 | 0 | 0 | 0 | 0 | 0 | 0 | 0 | 0 | 8.881 | 0 | 8.881 | 0 | 0 | 0 | 0 | 0 | 0 | 0 | 0 | 0 | 1.6141 | 0 | 0 | 0 | 1.6141 | 1.6141 | 1.6141 | 2
ME_7_SO_2010_EL | 7 | SO | EL | 1999 | ASHRAE30pct-state-7 | OfficeSmall | STD2010 | ME-Caribou-ME | Zone7 | Zone7(ME-Caribou-ME) | ASHRAE30pct-state-STD2010 | state | ME | 0.1158 | 1.03 | ASHRAE30pct-state-7_OfficeSmall_STD2010_ME-Caribou-ME.table.csv.gz | Small Office | Caribou Municipal Arpt ME USA TMY3 WMO#=727120 | Electricity | 3777.7778 | 2566.6667 | 14836.1112 | 3444.4445 | 13663.889 | 0 | 5736.1112 | 0 | 0 | 0 | 0 | 5002.7778 | 0 | 0 | 49030.5559 | 0 | 49027.7782 | 2.7778 | 2.7778 | 437.4667 | 297.22 | 1718.0217 | 398.8667 | 1582.2783 | 0 | 664.2417 | 0 | 0 | 0 | 0 | 579.3217 | 0 | 0 | 5677.7384 | 0 | 5677.4167 | 0.32167 | 0.32167 | 12.8934 | 8.76 | 50.6352 | 11.7558 | 46.6344 | 0 | 19.5772 | 0 | 0 | 0 | 0 | 17.0743 | 0 | 0 | 167.3398 | 0 | 167.3303 | 0.0094805 | 0.0094805 | 9.2031 | 2.1366 | 8.4776 | 3.5582 | 0 | 0 | 1.5921 | 2.3434 | 3.1033 | 0 | 0 | 30.4126 | 30.4144 | 30.4144 | 1
ME_7_SO_2013_EL | 7 | SO | EL | 2047 | ASHRAE30pct-state-7 | OfficeSmall | STD2013 | ME-Caribou-ME | Zone7 | Zone7(ME-Caribou-ME) | ASHRAE30pct-state-STD2013 | state | ME | 0.1158 | 1.03 | ASHRAE30pct-state-7_OfficeSmall_STD2013_ME-Caribou-ME.table.csv.gz | Small Office | Caribou Municipal Arpt ME USA TMY3 WMO#=727120 | Electricity | 3397.2222 | 2000 | 12397.2223 | 3444.4445 | 13413.889 | 0 | 5361.1112 | 0 | 0 | 0 | 0 | 5002.7778 | 0 | 0 | 45016.667 | 0 | 45016.667 | 0 | 0 | 393.3983 | 231.6 | 1435.5983 | 398.8667 | 1553.3283 | 0 | 620.8167 | 0 | 0 | 0 | 0 | 579.3217 | 0 | 0 | 5212.93 | 0 | 5212.93 | 0 | 0 | 11.5946 | 6.8259 | 42.3113 | 11.7558 | 45.7812 | 0 | 18.2973 | 0 | 0 | 0 | 0 | 17.0743 | 0 | 0 | 153.6405 | 0 | 153.6405 | 0 | 0 | 7.6902 | 2.1366 | 8.3208 | 3.3256 | 0 | 0 | 1.2406 | 2.1073 | 3.1033 | 0 | 0 | 27.9245 | 27.9245 | 27.9245 | 2
ME_7_SO_2010_NG | 7 | SO | NG | 2000 | ASHRAE30pct-state-7 | OfficeSmall | STD2010 | ME-Caribou-ME | Zone7 | Zone7(ME-Caribou-ME) | ASHRAE30pct-state-STD2010 | state | ME | 0.1158 | 1.03 | ASHRAE30pct-state-7_OfficeSmall_STD2010_ME-Caribou-ME.table.csv.gz | Small Office | Caribou Municipal Arpt ME USA TMY3 WMO#=727120 | Natural Gas | 23098.3032 | 0 | 0 | 0 | 0 | 0 | 0 | 0 | 0 | 0 | 0 | 0 | 0 | 0 | 23098.3032 | 0 | 23098.3032 | 0 | 0 | 237.9125 | 0 | 0 | 0 | 0 | 0 | 0 | 0 | 0 | 0 | 0 | 0 | 0 | 0 | 237.9125 | 0 | 237.9125 | 0 | 0 | 23.0983 | 0 | 0 | 0 | 0 | 0 | 0 | 0 | 0 | 0 | 0 | 0 | 0 | 0 | 23.0983 | 0 | 23.0983 | 0 | 0 | 0 | 0 | 0 | 0 | 0 | 0 | 0 | 4.1982 | 0 | 0 | 0 | 4.1982 | 4.1982 | 4.1982 | 1
ME_7_SO_2013_NG | 7 | SO | NG | 2048 | ASHRAE30pct-state-7 | OfficeSmall | STD2013 | ME-Caribou-ME | Zone7 | Zone7(ME-Caribou-ME) | ASHRAE30pct-state-STD2013 | state | ME | 0.1158 | 1.03 | ASHRAE30pct-state-7_OfficeSmall_STD2013_ME-Caribou-ME.table.csv.gz | Small Office | Caribou Municipal Arpt ME USA TMY3 WMO#=727120 | Natural Gas | 19828.3342 | 0 | 0 | 0 | 0 | 0 | 0 | 0 | 0 | 0 | 0 | 0 | 0 | 0 | 19828.3342 | 0 | 19828.3342 | 0 | 0 | 204.2318 | 0 | 0 | 0 | 0 | 0 | 0 | 0 | 0 | 0 | 0 | 0 | 0 | 0 | 204.2318 | 0 | 204.2318 | 0 | 0 | 19.8283 | 0 | 0 | 0 | 0 | 0 | 0 | 0 | 0 | 0 | 0 | 0 | 0 | 0 | 19.8283 | 0 | 19.8283 | 0 | 0 | 0 | 0 | 0 | 0 | 0 | 0 | 0 | 3.6038 | 0 | 0 | 0 | 3.6038 | 3.6038 | 3.6038 | 2
MI_7_SO_2010_EL | 7 | SO | EL | 2005 | ASHRAE30pct-state-7 | OfficeSmall | STD2010 | MI-SaultSteMarie-MI | Zone7 | Zone7(MI-SaultSteMarie-MI) | ASHRAE30pct-state-STD2010 | state | MI | 0.1095 | 0.82 | ASHRAE30pct-state-7_OfficeSmall_STD2010_MI-SaultSteMarie-MI.table.csv.gz | Small Office | Sault Ste Marie Sanderson Fie MI USA TMY3 WMO#=727340 | Electricity | 3755.5556 | 2558.3334 | 14819.4446 | 3408.3334 | 13663.889 | 0 | 5652.7778 | 0 | 0 | 0 | 0 | 5002.7778 | 0 | 0 | 48861.1115 | 0 | 48861.1115 | 0 | 0 | 411.2333 | 280.1375 | 1622.7292 | 373.2125 | 1496.1958 | 0 | 618.9792 | 0 | 0 | 0 | 0 | 547.8042 | 0 | 0 | 5350.2917 | 0 | 5350.2917 | 0 | 0 | 12.8176 | 8.7315 | 50.5783 | 11.6325 | 46.6344 | 0 | 19.2928 | 0 | 0 | 0 | 0 | 17.0743 | 0 | 0 | 166.7615 | 0 | 166.7615 | 0 | 0 | 9.1927 | 2.1142 | 8.4759 | 3.5065 | 0 | 0 | 1.587 | 2.3296 | 3.1033 | 0 | 0 | 30.3092 | 30.3092 | 30.3092 | 1
MI_7_SO_2013_EL | 7 | SO | EL | 2053 | ASHRAE30pct-state-7 | OfficeSmall | STD2013 | MI-SaultSteMarie-MI | Zone7 | Zone7(MI-SaultSteMarie-MI) | ASHRAE30pct-state-STD2013 | state | MI | 0.1095 | 0.82 | ASHRAE30pct-state-7_OfficeSmall_STD2013_MI-SaultSteMarie-MI.table.csv.gz | Small Office | Sault Ste Marie Sanderson Fie MI USA TMY3 WMO#=727340 | Electricity | 3380.5556 | 1952.7778 | 12350.0001 | 3408.3334 | 13413.889 | 0 | 5272.2223 | 0 | 0 | 0 | 0 | 5002.7778 | 0 | 0 | 44780.5559 | 0 | 44780.5559 | 7.276e-12 | 7.276e-12 | 370.1708 | 213.8292 | 1352.325 | 373.2125 | 1468.8208 | 0 | 577.3083 | 0 | 0 | 0 | 0 | 547.8042 | 0 | 0 | 4903.4709 | 0 | 4903.4709 | 7.9672e-13 | 7.9672e-13 | 11.5377 | 6.6648 | 42.1502 | 11.6325 | 45.7812 | 0 | 17.9939 | 0 | 0 | 0 | 0 | 17.0743 | 0 | 0 | 152.8346 | 0 | 152.8346 | 2.4833e-14 | 2.4833e-14 | 7.6609 | 2.1142 | 8.3208 | 3.2704 | 0 | 0 | 1.2113 | 2.097 | 3.1033 | 0 | 0 | 27.778 | 27.778 | 27.778 | 2
MI_7_SO_2010_NG | 7 | SO | NG | 2006 | ASHRAE30pct-state-7 | OfficeSmall | STD2010 | MI-SaultSteMarie-MI | Zone7 | Zone7(MI-SaultSteMarie-MI) | ASHRAE30pct-state-STD2010 | state | MI | 0.1095 | 0.82 | ASHRAE30pct-state-7_OfficeSmall_STD2010_MI-SaultSteMarie-MI.table.csv.gz | Small Office | Sault Ste Marie Sanderson Fie MI USA TMY3 WMO#=727340 | Natural Gas | 18245.4796 | 0 | 0 | 0 | 0 | 0 | 0 | 0 | 0 | 0 | 0 | 0 | 0 | 0 | 18245.4796 | 0 | 18245.4796 | 0 | 0 | 149.6129 | 0 | 0 | 0 | 0 | 0 | 0 | 0 | 0 | 0 | 0 | 0 | 0 | 0 | 149.6129 | 0 | 149.6129 | 0 | 0 | 18.2455 | 0 | 0 | 0 | 0 | 0 | 0 | 0 | 0 | 0 | 0 | 0 | 0 | 0 | 18.2455 | 0 | 18.2455 | 0 | 0 | 0 | 0 | 0 | 0 | 0 | 0 | 0 | 3.3162 | 0 | 0 | 0 | 3.3162 | 3.3162 | 3.3162 | 1
MI_7_SO_2013_NG | 7 | SO | NG | 2054 | ASHRAE30pct-state-7 | OfficeSmall | STD2013 | MI-SaultSteMarie-MI | Zone7 | Zone7(MI-SaultSteMarie-MI) | ASHRAE30pct-state-STD2013 | state | MI | 0.1095 | 0.82 | ASHRAE30pct-state-7_OfficeSmall_STD2013_MI-SaultSteMarie-MI.table.csv.gz | Small Office | Sault Ste Marie Sanderson Fie MI USA TMY3 WMO#=727340 | Natural Gas | 15629.5043 | 0 | 0 | 0 | 0 | 0 | 0 | 0 | 0 | 0 | 0 | 0 | 0 | 0 | 15629.5043 | 0 | 15629.5043 | 0 | 0 | 128.1619 | 0 | 0 | 0 | 0 | 0 | 0 | 0 | 0 | 0 | 0 | 0 | 0 | 0 | 128.1619 | 0 | 128.1619 | 0 | 0 | 15.6295 | 0 | 0 | 0 | 0 | 0 | 0 | 0 | 0 | 0 | 0 | 0 | 0 | 0 | 15.6295 | 0 | 15.6295 | 0 | 0 | 0 | 0 | 0 | 0 | 0 | 0 | 0 | 2.8407 | 0 | 0 | 0 | 2.8407 | 2.8407 | 2.8407 | 2
MN_7_SO_2010_EL | 7 | SO | EL | 2011 | ASHRAE30pct-state-7 | OfficeSmall | STD2010 | MN-Duluth-MN | Zone7 | Zone7(MN-Duluth-MN) | ASHRAE30pct-state-STD2010 | state | MN | 0.0886 | 0.62 | ASHRAE30pct-state-7_OfficeSmall_STD2010_MN-Duluth-MN.table.csv.gz | Small Office | Duluth International Arpt MN USA TMY3 WMO#=727450 | Electricity | 3658.3334 | 2763.8889 | 14813.889 | 3419.4445 | 13663.889 | 0 | 5986.1112 | 0 | 0 | 0 | 0 | 5002.7778 | 0 | 0 | 49305.556 | 0 | 49308.3337 | -2.7778 | -2.7778 | 324.1283 | 244.8806 | 1312.5106 | 302.9628 | 1210.6206 | 0 | 530.3694 | 0 | 0 | 0 | 0 | 443.2461 | 0 | 0 | 4368.4723 | 0 | 4368.7184 | -0.24611 | -0.24611 | 12.4858 | 9.4331 | 50.5593 | 11.6705 | 46.6344 | 0 | 20.4304 | 0 | 0 | 0 | 0 | 17.0743 | 0 | 0 | 168.2783 | 0 | 168.2878 | -0.0094805 | -0.0094805 | 9.1893 | 2.1211 | 8.4742 | 3.7133 | 0 | 0 | 1.7145 | 2.2693 | 3.1033 | 0 | 0 | 30.5867 | 30.5849 | 30.5849 | 1
MN_7_SO_2013_EL | 7 | SO | EL | 2059 | ASHRAE30pct-state-7 | OfficeSmall | STD2013 | MN-Duluth-MN | Zone7 | Zone7(MN-Duluth-MN) | ASHRAE30pct-state-STD2013 | state | MN | 0.0886 | 0.62 | ASHRAE30pct-state-7_OfficeSmall_STD2013_MN-Duluth-MN.table.csv.gz | Small Office | Duluth International Arpt MN USA TMY3 WMO#=727450 | Electricity | 3263.8889 | 2155.5556 | 12350.0001 | 3419.4445 | 13413.889 | 0 | 5591.6667 | 0 | 0 | 0 | 0 | 5002.7778 | 0 | 0 | 45197.2226 | 0 | 45197.2226 | 0 | 0 | 289.1806 | 190.9822 | 1094.21 | 302.9628 | 1188.4706 | 0 | 495.4217 | 0 | 0 | 0 | 0 | 443.2461 | 0 | 0 | 4004.4739 | 0 | 4004.4739 | 0 | 0 | 11.1396 | 7.3568 | 42.1502 | 11.6705 | 45.7812 | 0 | 19.0842 | 0 | 0 | 0 | 0 | 17.0743 | 0 | 0 | 154.2567 | 0 | 154.2567 | 0 | 0 | 7.6609 | 2.1211 | 8.3208 | 3.4686 | 0 | 0 | 1.3371 | 2.0246 | 3.1033 | 0 | 0 | 28.0365 | 28.0365 | 28.0365 | 2
MN_7_SO_2010_NG | 7 | SO | NG | 2012 | ASHRAE30pct-state-7 | OfficeSmall | STD2010 | MN-Duluth-MN | Zone7 | Zone7(MN-Duluth-MN) | ASHRAE30pct-state-STD2010 | state | MN | 0.0886 | 0.62 | ASHRAE30pct-state-7_OfficeSmall_STD2010_MN-Duluth-MN.table.csv.gz | Small Office | Duluth International Arpt MN USA TMY3 WMO#=727450 | Natural Gas | 26064.9708 | 0 | 0 | 0 | 0 | 0 | 0 | 0 | 0 | 0 | 0 | 0 | 0 | 0 | 26064.9708 | 0 | 26064.9708 | 0 | 0 | 161.6028 | 0 | 0 | 0 | 0 | 0 | 0 | 0 | 0 | 0 | 0 | 0 | 0 | 0 | 161.6028 | 0 | 161.6028 | 0 | 0 | 26.065 | 0 | 0 | 0 | 0 | 0 | 0 | 0 | 0 | 0 | 0 | 0 | 0 | 0 | 26.065 | 0 | 26.065 | 0 | 0 | 0 | 0 | 0 | 0 | 0 | 0 | 0 | 4.7374 | 0 | 0 | 0 | 4.7374 | 4.7374 | 4.7374 | 1
MN_7_SO_2013_NG | 7 | SO | NG | 2060 | ASHRAE30pct-state-7 | OfficeSmall | STD2013 | MN-Duluth-MN | Zone7 | Zone7(MN-Duluth-MN) | ASHRAE30pct-state-STD2013 | state | MN | 0.0886 | 0.62 | ASHRAE30pct-state-7_OfficeSmall_STD2013_MN-Duluth-MN.table.csv.gz | Small Office | Duluth International Arpt MN USA TMY3 WMO#=727450 | Natural Gas | 22567.5256 | 0 | 0 | 0 | 0 | 0 | 0 | 0 | 0 | 0 | 0 | 0 | 0 | 0 | 22567.5256 | 0 | 22567.5256 | 0 | 0 | 139.9187 | 0 | 0 | 0 | 0 | 0 | 0 | 0 | 0 | 0 | 0 | 0 | 0 | 0 | 139.9187 | 0 | 139.9187 | 0 | 0 | 22.5675 | 0 | 0 | 0 | 0 | 0 | 0 | 0 | 0 | 0 | 0 | 0 | 0 | 0 | 22.5675 | 0 | 22.5675 | 0 | 0 | 0 | 0 | 0 | 0 | 0 | 0 | 0 | 4.1017 | 0 | 0 | 0 | 4.1017 | 4.1017 | 4.1017 | 2
ND_7_SO_2010_EL | 7 | SO | EL | 2017 | ASHRAE30pct-state-7 | OfficeSmall | STD2010 | ND-Minot-ND | Zone7 | Zone7(ND-Minot-ND) | ASHRAE30pct-state-STD2010 | state | ND | 0.0798 | 0.59 | ASHRAE30pct-state-7_OfficeSmall_STD2010_ND-Minot-ND.table.csv.gz | Small Office | Minot Faa Ap ND USA TMY3 WMO#=727676 | Electricity | 3230.5556 | 3547.2223 | 14797.2223 | 3405.5556 | 13663.889 | 0 | 6602.7778 | 0 | 0 | 0 | 0 | 5002.7778 | 0 | 0 | 50250.0004 | 0 | 50250.0004 | 0 | 0 | 257.7983 | 283.0683 | 1180.8183 | 271.7633 | 1090.3783 | 0 | 526.9017 | 0 | 0 | 0 | 0 | 399.2217 | 0 | 0 | 4009.95 | 0 | 4009.95 | 0 | 0 | 11.0258 | 12.1066 | 50.5025 | 11.6231 | 46.6344 | 0 | 22.5351 | 0 | 0 | 0 | 0 | 17.0743 | 0 | 0 | 171.5017 | 0 | 171.5017 | 0 | 0 | 9.1789 | 2.1125 | 8.4759 | 4.0958 | 0 | 0 | 2.2004 | 2.004 | 3.1033 | 0 | 0 | 31.1708 | 31.1708 | 31.1708 | 1
ND_7_SO_2013_EL | 7 | SO | EL | 2065 | ASHRAE30pct-state-7 | OfficeSmall | STD2013 | ND-Minot-ND | Zone7 | Zone7(ND-Minot-ND) | ASHRAE30pct-state-STD2013 | state | ND | 0.0798 | 0.59 | ASHRAE30pct-state-7_OfficeSmall_STD2013_ND-Minot-ND.table.csv.gz | Small Office | Minot Faa Ap ND USA TMY3 WMO#=727676 | Electricity | 2866.6667 | 2588.8889 | 12341.6668 | 3405.5556 | 13413.889 | 0 | 6063.8889 | 0 | 0 | 0 | 0 | 5002.7778 | 0 | 0 | 45688.8893 | 0 | 45683.3337 | 5.5556 | 5.5556 | 228.76 | 206.5933 | 984.865 | 271.7633 | 1070.4283 | 0 | 483.8983 | 0 | 0 | 0 | 0 | 399.2217 | 0 | 0 | 3645.9734 | 0 | 3645.53 | 0.44333 | 0.44333 | 9.7838 | 8.8358 | 42.1217 | 11.6231 | 45.7812 | 0 | 20.6959 | 0 | 0 | 0 | 0 | 17.0743 | 0 | 0 | 155.9348 | 0 | 155.9158 | 0.018961 | 0.018961 | 7.6557 | 2.1125 | 8.3243 | 3.7615 | 0 | 0 | 1.6059 | 1.7782 | 3.1033 | 0 | 0 | 28.338 | 28.3415 | 28.3415 | 2
ND_7_SO_2010_NG | 7 | SO | NG | 2018 | ASHRAE30pct-state-7 | OfficeSmall | STD2010 | ND-Minot-ND | Zone7 | Zone7(ND-Minot-ND) | ASHRAE30pct-state-STD2010 | state | ND | 0.0798 | 0.59 | ASHRAE30pct-state-7_OfficeSmall_STD2010_ND-Minot-ND.table.csv.gz | Small Office | Minot Faa Ap ND USA TMY3 WMO#=727676 | Natural Gas | 28083.8213 | 0 | 0 | 0 | 0 | 0 | 0 | 0 | 0 | 0 | 0 | 0 | 0 | 0 | 28083.8213 | 0 | 28083.8213 | 0 | 0 | 165.6945 | 0 | 0 | 0 | 0 | 0 | 0 | 0 | 0 | 0 | 0 | 0 | 0 | 0 | 165.6945 | 0 | 165.6945 | 0 | 0 | 28.0838 | 0 | 0 | 0 | 0 | 0 | 0 | 0 | 0 | 0 | 0 | 0 | 0 | 0 | 28.0838 | 0 | 28.0838 | 0 | 0 | 0 | 0 | 0 | 0 | 0 | 0 | 0 | 5.1043 | 0 | 0 | 0 | 5.1043 | 5.1043 | 5.1043 | 1
ND_7_SO_2013_NG | 7 | SO | NG | 2066 | ASHRAE30pct-state-7 | OfficeSmall | STD2013 | ND-Minot-ND | Zone7 | Zone7(ND-Minot-ND) | ASHRAE30pct-state-STD2013 | state | ND | 0.0798 | 0.59 | ASHRAE30pct-state-7_OfficeSmall_STD2013_ND-Minot-ND.table.csv.gz | Small Office | Minot Faa Ap ND USA TMY3 WMO#=727676 | Natural Gas | 24415.769 | 0 | 0 | 0 | 0 | 0 | 0 | 0 | 0 | 0 | 0 | 0 | 0 | 0 | 24415.769 | 0 | 24415.769 | 0 | 0 | 144.053 | 0 | 0 | 0 | 0 | 0 | 0 | 0 | 0 | 0 | 0 | 0 | 0 | 0 | 144.053 | 0 | 144.053 | 0 | 0 | 24.4158 | 0 | 0 | 0 | 0 | 0 | 0 | 0 | 0 | 0 | 0 | 0 | 0 | 0 | 24.4158 | 0 | 24.4158 | 0 | 0 | 0 | 0 | 0 | 0 | 0 | 0 | 0 | 4.4376 | 0 | 0 | 0 | 4.4376 | 4.4376 | 4.4376 | 2
WI_7_SO_2010_EL | 7 | SO | EL | 2023 | ASHRAE30pct-state-7 | OfficeSmall | STD2010 | WI-Duluth-MN | Zone7 | Zone7(WI-Duluth-MN) | ASHRAE30pct-state-STD2010 | state | WI | 0.1054 | 0.72 | ASHRAE30pct-state-7_OfficeSmall_STD2010_WI-Duluth-MN.table.csv.gz | Small Office | Duluth International Arpt MN USA TMY3 WMO#=727450 | Electricity | 3658.3334 | 2763.8889 | 14813.889 | 3419.4445 | 13663.889 | 0 | 5986.1112 | 0 | 0 | 0 | 0 | 5002.7778 | 0 | 0 | 49305.556 | 0 | 49308.3337 | -2.7778 | -2.7778 | 385.5883 | 291.3139 | 1561.3839 | 360.4094 | 1440.1739 | 0 | 630.9361 | 0 | 0 | 0 | 0 | 527.2928 | 0 | 0 | 5196.8056 | 0 | 5197.0984 | -0.29278 | -0.29278 | 12.4858 | 9.4331 | 50.5593 | 11.6705 | 46.6344 | 0 | 20.4304 | 0 | 0 | 0 | 0 | 17.0743 | 0 | 0 | 168.2783 | 0 | 168.2878 | -0.0094805 | -0.0094805 | 9.1893 | 2.1211 | 8.4742 | 3.7133 | 0 | 0 | 1.7145 | 2.2693 | 3.1033 | 0 | 0 | 30.5867 | 30.5849 | 30.5849 | 1
WI_7_SO_2013_EL | 7 | SO | EL | 2071 | ASHRAE30pct-state-7 | OfficeSmall | STD2013 | WI-Duluth-MN | Zone7 | Zone7(WI-Duluth-MN) | ASHRAE30pct-state-STD2013 | state | WI | 0.1054 | 0.72 | ASHRAE30pct-state-7_OfficeSmall_STD2013_WI-Duluth-MN.table.csv.gz | Small Office | Duluth International Arpt MN USA TMY3 WMO#=727450 | Electricity | 3263.8889 | 2155.5556 | 12350.0001 | 3419.4445 | 13413.889 | 0 | 5591.6667 | 0 | 0 | 0 | 0 | 5002.7778 | 0 | 0 | 45197.2226 | 0 | 45197.2226 | 0 | 0 | 344.0139 | 227.1956 | 1301.69 | 360.4094 | 1413.8239 | 0 | 589.3617 | 0 | 0 | 0 | 0 | 527.2928 | 0 | 0 | 4763.7873 | 0 | 4763.7873 | 0 | 0 | 11.1396 | 7.3568 | 42.1502 | 11.6705 | 45.7812 | 0 | 19.0842 | 0 | 0 | 0 | 0 | 17.0743 | 0 | 0 | 154.2567 | 0 | 154.2567 | 0 | 0 | 7.6609 | 2.1211 | 8.3208 | 3.4686 | 0 | 0 | 1.3371 | 2.0246 | 3.1033 | 0 | 0 | 28.0365 | 28.0365 | 28.0365 | 2
WI_7_SO_2010_NG | 7 | SO | NG | 2024 | ASHRAE30pct-state-7 | OfficeSmall | STD2010 | WI-Duluth-MN | Zone7 | Zone7(WI-Duluth-MN) | ASHRAE30pct-state-STD2010 | state | WI | 0.1054 | 0.72 | ASHRAE30pct-state-7_OfficeSmall_STD2010_WI-Duluth-MN.table.csv.gz | Small Office | Duluth International Arpt MN USA TMY3 WMO#=727450 | Natural Gas | 26064.9708 | 0 | 0 | 0 | 0 | 0 | 0 | 0 | 0 | 0 | 0 | 0 | 0 | 0 | 26064.9708 | 0 | 26064.9708 | 0 | 0 | 187.6678 | 0 | 0 | 0 | 0 | 0 | 0 | 0 | 0 | 0 | 0 | 0 | 0 | 0 | 187.6678 | 0 | 187.6678 | 0 | 0 | 26.065 | 0 | 0 | 0 | 0 | 0 | 0 | 0 | 0 | 0 | 0 | 0 | 0 | 0 | 26.065 | 0 | 26.065 | 0 | 0 | 0 | 0 | 0 | 0 | 0 | 0 | 0 | 4.7374 | 0 | 0 | 0 | 4.7374 | 4.7374 | 4.7374 | 1
WI_7_SO_2013_NG | 7 | SO | NG | 2072 | ASHRAE30pct-state-7 | OfficeSmall | STD2013 | WI-Duluth-MN | Zone7 | Zone7(WI-Duluth-MN) | ASHRAE30pct-state-STD2013 | state | WI | 0.1054 | 0.72 | ASHRAE30pct-state-7_OfficeSmall_STD2013_WI-Duluth-MN.table.csv.gz | Small Office | Duluth International Arpt MN USA TMY3 WMO#=727450 | Natural Gas | 22567.5256 | 0 | 0 | 0 | 0 | 0 | 0 | 0 | 0 | 0 | 0 | 0 | 0 | 0 | 22567.5256 | 0 | 22567.5256 | 0 | 0 | 162.4862 | 0 | 0 | 0 | 0 | 0 | 0 | 0 | 0 | 0 | 0 | 0 | 0 | 0 | 162.4862 | 0 | 162.4862 | 0 | 0 | 22.5675 | 0 | 0 | 0 | 0 | 0 | 0 | 0 | 0 | 0 | 0 | 0 | 0 | 0 | 22.5675 | 0 | 22.5675 | 0 | 0 | 0 | 0 | 0 | 0 | 0 | 0 | 0 | 4.1017 | 0 | 0 | 0 | 4.1017 | 4.1017 | 4.1017 | 2
WY_7_SO_2010_EL | 7 | SO | EL | 2029 | ASHRAE30pct-state-7 | OfficeSmall | STD2010 | WY-JacksonHole-WY | Zone7 | Zone7(WY-JacksonHole-WY) | ASHRAE30pct-state-STD2010 | state | WY | 0.0823 | 0.68 | ASHRAE30pct-state-7_OfficeSmall_STD2010_WY-JacksonHole-WY.table.csv.gz | Small Office | Jackson Hole WY USA TMY3 WMO#=725776 | Electricity | 3350 | 2533.3334 | 14797.2223 | 3408.3334 | 13663.889 | 0 | 6725.0001 | 0 | 0 | 0 | 0 | 5002.7778 | 0 | 0 | 49483.3337 | 0 | 49480.556 | 2.7778 | 2.7778 | 275.705 | 208.4933 | 1217.8114 | 280.5058 | 1124.5381 | 0 | 553.4675 | 0 | 0 | 0 | 0 | 411.7286 | 0 | 0 | 4072.4784 | 0 | 4072.2498 | 0.22861 | 0.22861 | 11.4334 | 8.6462 | 50.5025 | 11.6325 | 46.6344 | 0 | 22.9522 | 0 | 0 | 0 | 0 | 17.0743 | 0 | 0 | 168.8851 | 0 | 168.8756 | 0.0094805 | 0.0094805 | 9.1789 | 2.1142 | 8.4776 | 4.1716 | 0 | 0 | 1.5715 | 2.0781 | 3.1033 | 0 | 0 | 30.6935 | 30.6952 | 30.6952 | 1
WY_7_SO_2013_EL | 7 | SO | EL | 2077 | ASHRAE30pct-state-7 | OfficeSmall | STD2013 | WY-JacksonHole-WY | Zone7 | Zone7(WY-JacksonHole-WY) | ASHRAE30pct-state-STD2013 | state | WY | 0.0823 | 0.68 | ASHRAE30pct-state-7_OfficeSmall_STD2013_WY-JacksonHole-WY.table.csv.gz | Small Office | Jackson Hole WY USA TMY3 WMO#=725776 | Electricity | 2938.8889 | 1941.6667 | 12327.7779 | 3408.3334 | 13413.889 | 0 | 6319.4445 | 0 | 0 | 0 | 0 | 5002.7778 | 0 | 0 | 45355.5559 | 0 | 45352.7781 | 2.7778 | 2.7778 | 241.8706 | 159.7992 | 1014.5761 | 280.5058 | 1103.9631 | 0 | 520.0903 | 0 | 0 | 0 | 0 | 411.7286 | 0 | 0 | 3732.7623 | 0 | 3732.5336 | 0.22861 | 0.22861 | 10.0303 | 6.6268 | 42.0743 | 11.6325 | 45.7812 | 0 | 21.5681 | 0 | 0 | 0 | 0 | 17.0743 | 0 | 0 | 154.7971 | 0 | 154.7876 | 0.0094805 | 0.0094805 | 7.6471 | 2.1142 | 8.3225 | 3.92 | 0 | 0 | 1.2044 | 1.823 | 3.1033 | 0 | 0 | 28.133 | 28.1347 | 28.1347 | 2
WY_7_SO_2010_NG | 7 | SO | NG | 2030 | ASHRAE30pct-state-7 | OfficeSmall | STD2010 | WY-JacksonHole-WY | Zone7 | Zone7(WY-JacksonHole-WY) | ASHRAE30pct-state-STD2010 | state | WY | 0.0823 | 0.68 | ASHRAE30pct-state-7_OfficeSmall_STD2010_WY-JacksonHole-WY.table.csv.gz | Small Office | Jackson Hole WY USA TMY3 WMO#=725776 | Natural Gas | 10625.0299 | 0 | 0 | 0 | 0 | 0 | 0 | 0 | 0 | 0 | 0 | 0 | 0 | 0 | 10625.0299 | 0 | 10625.0299 | 0 | 0 | 72.2502 | 0 | 0 | 0 | 0 | 0 | 0 | 0 | 0 | 0 | 0 | 0 | 0 | 0 | 72.2502 | 0 | 72.2502 | 0 | 0 | 10.625 | 0 | 0 | 0 | 0 | 0 | 0 | 0 | 0 | 0 | 0 | 0 | 0 | 0 | 10.625 | 0 | 10.625 | 0 | 0 | 0 | 0 | 0 | 0 | 0 | 0 | 0 | 1.9311 | 0 | 0 | 0 | 1.9311 | 1.9311 | 1.9311 | 1
WY_7_SO_2013_NG | 7 | SO | NG | 2078 | ASHRAE30pct-state-7 | OfficeSmall | STD2013 | WY-JacksonHole-WY | Zone7 | Zone7(WY-JacksonHole-WY) | ASHRAE30pct-state-STD2013 | state | WY | 0.0823 | 0.68 | ASHRAE30pct-state-7_OfficeSmall_STD2013_WY-JacksonHole-WY.table.csv.gz | Small Office | Jackson Hole WY USA TMY3 WMO#=725776 | Natural Gas | 8700.9612 | 0 | 0 | 0 | 0 | 0 | 0 | 0 | 0 | 0 | 0 | 0 | 0 | 0 | 8700.9612 | 0 | 8700.9612 | 0 | 0 | 59.1665 | 0 | 0 | 0 | 0 | 0 | 0 | 0 | 0 | 0 | 0 | 0 | 0 | 0 | 59.1665 | 0 | 59.1665 | 0 | 0 | 8.701 | 0 | 0 | 0 | 0 | 0 | 0 | 0 | 0 | 0 | 0 | 0 | 0 | 0 | 8.701 | 0 | 8.701 | 0 | 0 | 0 | 0 | 0 | 0 | 0 | 0 | 0 | 1.5814 | 0 | 0 | 0 | 1.5814 | 1.5814 | 1.5814 | 2
AK_8_SO_2010_EL | 8 | SO | EL | 2089 | ASHRAE30pct-state-8 | OfficeSmall | STD2010 | AK-Fairbanks-AK | Zone8 | Zone8(AK-Fairbanks-AK) | ASHRAE30pct-state-STD2010 | state | AK | 0.1479 | 0.81 | ASHRAE30pct-state-8_OfficeSmall_STD2010_AK-Fairbanks-AK.table.csv.gz | Small Office | Fairbanks Intl Arpt AK USA TMY3 WMO#=702610 | Electricity | 3241.6667 | 1938.8889 | 14886.1112 | 3438.8889 | 13663.889 | 0 | 6263.8889 | 0 | 0 | 0 | 0 | 5002.7778 | 0 | 0 | 48438.8893 | 0 | 48436.1115 | 2.7778 | 2.7778 | 479.4425 | 286.7617 | 2201.6559 | 508.6117 | 2020.8892 | 0 | 926.4292 | 0 | 0 | 0 | 0 | 739.9108 | 0 | 0 | 7164.1117 | 0 | 7163.7009 | 0.41083 | 0.41083 | 11.0637 | 6.6174 | 50.8058 | 11.7368 | 46.6344 | 0 | 21.3785 | 0 | 0 | 0 | 0 | 17.0743 | 0 | 0 | 165.3204 | 0 | 165.3109 | 0.0094805 | 0.0094805 | 9.2341 | 2.1332 | 8.4776 | 3.8856 | 0 | 0 | 1.2027 | 2.0109 | 3.1033 | 0 | 0 | 30.0456 | 30.0473 | 30.0473 | 1
AK_8_SO_2013_EL | 8 | SO | EL | 2095 | ASHRAE30pct-state-8 | OfficeSmall | STD2013 | AK-Fairbanks-AK | Zone8 | Zone8(AK-Fairbanks-AK) | ASHRAE30pct-state-STD2013 | state | AK | 0.1479 | 0.81 | ASHRAE30pct-state-8_OfficeSmall_STD2013_AK-Fairbanks-AK.table.csv.gz | Small Office | Fairbanks Intl Arpt AK USA TMY3 WMO#=702610 | Electricity | 3050 | 1550 | 12561.1112 | 3438.8889 | 13413.889 | 0 | 6016.6667 | 0 | 0 | 0 | 0 | 5002.7778 | 0 | 0 | 45033.3337 | 0 | 45033.3337 | 0 | 0 | 451.095 | 229.245 | 1857.7883 | 508.6117 | 1983.9142 | 0 | 889.865 | 0 | 0 | 0 | 0 | 739.9108 | 0 | 0 | 6660.4301 | 0 | 6660.4301 | 0 | 0 | 10.4096 | 5.2901 | 42.8707 | 11.7368 | 45.7812 | 0 | 20.5347 | 0 | 0 | 0 | 0 | 17.0743 | 0 | 0 | 153.6974 | 0 | 153.6974 | 0 | 0 | 7.7918 | 2.1332 | 8.3208 | 3.7322 | 0 | 0 | 0.96149 | 1.892 | 3.1033 | 0 | 0 | 27.9348 | 27.9348 | 27.9348 | 2
AK_8_SO_2010_NG | 8 | SO | NG | 2090 | ASHRAE30pct-state-8 | OfficeSmall | STD2010 | AK-Fairbanks-AK | Zone8 | Zone8(AK-Fairbanks-AK) | ASHRAE30pct-state-STD2010 | state | AK | 0.1479 | 0.81 | ASHRAE30pct-state-8_OfficeSmall_STD2010_AK-Fairbanks-AK.table.csv.gz | Small Office | Fairbanks Intl Arpt AK USA TMY3 WMO#=702610 | Natural Gas | 70223.7704 | 0 | 0 | 0 | 0 | 0 | 0 | 0 | 0 | 0 | 0 | 0 | 0 | 0 | 70223.7704 | 0 | 70223.7704 | 0 | 0 | 568.8125 | 0 | 0 | 0 | 0 | 0 | 0 | 0 | 0 | 0 | 0 | 0 | 0 | 0 | 568.8125 | 0 | 568.8125 | 0 | 0 | 70.2238 | 0 | 0 | 0 | 0 | 0 | 0 | 0 | 0 | 0 | 0 | 0 | 0 | 0 | 70.2238 | 0 | 70.2238 | 0 | 0 | 0 | 0 | 0 | 0 | 0 | 0 | 0 | 12.7633 | 0 | 0 | 0 | 12.7633 | 12.7633 | 12.7633 | 1
AK_8_SO_2013_NG | 8 | SO | NG | 2096 | ASHRAE30pct-state-8 | OfficeSmall | STD2013 | AK-Fairbanks-AK | Zone8 | Zone8(AK-Fairbanks-AK) | ASHRAE30pct-state-STD2013 | state | AK | 0.1479 | 0.81 | ASHRAE30pct-state-8_OfficeSmall_STD2013_AK-Fairbanks-AK.table.csv.gz | Small Office | Fairbanks Intl Arpt AK USA TMY3 WMO#=702610 | Natural Gas | 64224.0881 | 0 | 0 | 0 | 0 | 0 | 0 | 0 | 0 | 0 | 0 | 0 | 0 | 0 | 64224.0881 | 0 | 64224.0881 | 0 | 0 | 520.2151 | 0 | 0 | 0 | 0 | 0 | 0 | 0 | 0 | 0 | 0 | 0 | 0 | 0 | 520.2151 | 0 | 520.2151 | 0 | 0 | 64.2241 | 0 | 0 | 0 | 0 | 0 | 0 | 0 | 0 | 0 | 0 | 0 | 0 | 0 | 64.2241 | 0 | 64.2241 | 0 | 0 | 0 | 0 | 0 | 0 | 0 | 0 | 0 | 11.6729 | 0 | 0 | 0 | 11.6729 | 11.6729 | 11.6729 | 2
FL_1A_RS_2010_EL | 1A | RS | EL | 1155 | ASHRAE30pct-state-1A | RetailStandalone | STD2010 | FL-Miami-FL | Zone1A | Zone1A(FL-Miami-FL) | ASHRAE30pct-state-STD2010 | state | FL | 0.0976 | 1.01 | ASHRAE30pct-state-1A_RetailStandalone_STD2010_FL-Miami-FL.table.csv.gz | Stand-alone Retail | Miami Intl Ap FL USA TMY3 WMO#=722020 | Electricity | 0 | 140305.5567 | 121377.7787 | 17038.889 | 54063.8893 | 0 | 52500.0004 | 0 | 0 | 0 | 0 | 0 | 0 | 0 | 385286.1142 | 0 | 385286.1142 | 0 | 0 | 0 | 13693.8223 | 11846.4712 | 1662.9956 | 5276.6356 | 0 | 5124 | 0 | 0 | 0 | 0 | 0 | 0 | 0 | 37603.9247 | 0 | 37603.9247 | 0 | 0 | 0 | 478.8585 | 414.2586 | 58.1532 | 184.5184 | 0 | 179.1809 | 0 | 0 | 0 | 0 | 0 | 0 | 0 | 1314.9696 | 0 | 1314.9696 | 0 | 0 | 16.777 | 2.3551 | 7.4728 | 7.2566 | 0 | 0 | 19.3933 | 0 | 0 | 0 | 0 | 53.2549 | 53.2549 | 53.2549 | 1
FL_1A_RS_2013_EL | 1A | RS | EL | 1275 | ASHRAE30pct-state-1A | RetailStandalone | STD2013 | FL-Miami-FL | Zone1A | Zone1A(FL-Miami-FL) | ASHRAE30pct-state-STD2013 | state | FL | 0.0976 | 1.01 | ASHRAE30pct-state-1A_RetailStandalone_STD2013_FL-Miami-FL.table.csv.gz | Stand-alone Retail | Miami Intl Ap FL USA TMY3 WMO#=722020 | Electricity | 0 | 105794.4453 | 98530.5563 | 17038.889 | 53972.2227 | 0 | 33625.0003 | 0 | 0 | 0 | 7422.2223 | 0 | 0 | 0 | 316383.3359 | 0 | 316383.3359 | 5.8208e-11 | 5.8208e-11 | 0 | 10325.5379 | 9616.5823 | 1662.9956 | 5267.6889 | 0 | 3281.8 | 0 | 0 | 0 | 724.4089 | 0 | 0 | 0 | 30879.0136 | 0 | 30879.0136 | 5.6811e-12 | 5.6811e-12 | 0 | 361.0732 | 336.2817 | 58.1532 | 184.2055 | 0 | 114.7611 | 0 | 0 | 0 | 25.3318 | 0 | 0 | 0 | 1079.8065 | 0 | 1079.8065 | 1.9866e-13 | 1.9866e-13 | 13.6191 | 2.3551 | 7.4601 | 4.6477 | 0 | 1.0259 | 14.6231 | 0 | 0 | 0 | 0 | 43.731 | 43.731 | 43.731 | 2
FL_1A_RS_2010_NG | 1A | RS | NG | 1162 | ASHRAE30pct-state-1A | RetailStandalone | STD2010 | FL-Miami-FL | Zone1A | Zone1A(FL-Miami-FL) | ASHRAE30pct-state-STD2010 | state | FL | 0.0976 | 1.01 | ASHRAE30pct-state-1A_RetailStandalone_STD2010_FL-Miami-FL.table.csv.gz | Stand-alone Retail | Miami Intl Ap FL USA TMY3 WMO#=722020 | Natural Gas | 11686.5851 | 0 | 0 | 0 | 0 | 0 | 0 | 0 | 0 | 0 | 0 | 81351.1434 | 0 | 0 | 93037.7285 | 0 | 93037.7285 | 0 | 0 | 118.0345 | 0 | 0 | 0 | 0 | 0 | 0 | 0 | 0 | 0 | 0 | 821.6465 | 0 | 0 | 939.6811 | 0 | 939.6811 | 0 | 0 | 11.6866 | 0 | 0 | 0 | 0 | 0 | 0 | 0 | 0 | 0 | 0 | 81.3511 | 0 | 0 | 93.0377 | 0 | 93.0377 | 0 | 0 | 0 | 0 | 0 | 0 | 0 | 0 | 0 | 0.47329 | 3.2946 | 0 | 0 | 3.7679 | 3.7679 | 3.7679 | 1
FL_1A_RS_2013_NG | 1A | RS | NG | 1282 | ASHRAE30pct-state-1A | RetailStandalone | STD2013 | FL-Miami-FL | Zone1A | Zone1A(FL-Miami-FL) | ASHRAE30pct-state-STD2013 | state | FL | 0.0976 | 1.01 | ASHRAE30pct-state-1A_RetailStandalone_STD2013_FL-Miami-FL.table.csv.gz | Stand-alone Retail | Miami Intl Ap FL USA TMY3 WMO#=722020 | Natural Gas | 4786.4765 | 0 | 0 | 0 | 0 | 0 | 0 | 0 | 0 | 0 | 0 | 81351.1434 | 0 | 0 | 86137.6199 | 0 | 86137.6199 | 0 | 0 | 48.3434 | 0 | 0 | 0 | 0 | 0 | 0 | 0 | 0 | 0 | 0 | 821.6465 | 0 | 0 | 869.99 | 0 | 869.99 | 0 | 0 | 4.7865 | 0 | 0 | 0 | 0 | 0 | 0 | 0 | 0 | 0 | 0 | 81.3511 | 0 | 0 | 86.1376 | 0 | 86.1376 | 0 | 0 | 0 | 0 | 0 | 0 | 0 | 0 | 0 | 0.19385 | 3.2946 | 0 | 0 | 3.4885 | 3.4885 | 3.4885 | 2
HI_1A_RS_2010_EL | 1A | RS | EL | 1215 | ASHRAE30pct-state-1A | RetailStandalone | STD2010 | HI-Honolulu-HI | Zone1A | Zone1A(HI-Honolulu-HI) | ASHRAE30pct-state-STD2010 | state | HI | 0.3483 | 4.6 | ASHRAE30pct-state-1A_RetailStandalone_STD2010_HI-Honolulu-HI.table.csv.gz | Stand-alone Retail | Honolulu Intl Arpt HI USA TMY3 WMO#=911820 | Electricity | 0 | 132733.3344 | 122575.001 | 17047.2224 | 54063.8893 | 0 | 51905.556 | 0 | 0 | 0 | 0 | 0 | 0 | 0 | 378327.7808 | 0 | 378325.003 | 2.7778 | 2.7778 | 0 | 46231.0204 | 42692.8728 | 5937.5475 | 18830.4527 | 0 | 18078.7051 | 0 | 0 | 0 | 0 | 0 | 0 | 0 | 131771.5661 | 0 | 131770.5986 | 0.9675 | 0.9675 | 0 | 453.0148 | 418.3447 | 58.1816 | 184.5184 | 0 | 177.1521 | 0 | 0 | 0 | 0 | 0 | 0 | 0 | 1291.221 | 0 | 1291.2115 | 0.0094805 | 0.0094805 | 16.9425 | 2.3563 | 7.4732 | 7.1745 | 0 | 0 | 18.3466 | 0 | 0 | 0 | 0 | 52.2927 | 52.2931 | 52.2931 | 1
HI_1A_RS_2013_EL | 1A | RS | EL | 1335 | ASHRAE30pct-state-1A | RetailStandalone | STD2013 | HI-Honolulu-HI | Zone1A | Zone1A(HI-Honolulu-HI) | ASHRAE30pct-state-STD2013 | state | HI | 0.3483 | 4.6 | ASHRAE30pct-state-1A_RetailStandalone_STD2013_HI-Honolulu-HI.table.csv.gz | Stand-alone Retail | Honolulu Intl Arpt HI USA TMY3 WMO#=911820 | Electricity | 0 | 105141.6675 | 100247.223 | 17047.2224 | 53972.2227 | 0 | 40616.667 | 0 | 0 | 0 | 7422.2223 | 0 | 0 | 0 | 324447.2248 | 0 | 324447.2248 | 0 | 0 | 0 | 36620.8428 | 34916.1078 | 5937.5475 | 18798.5252 | 0 | 14146.7851 | 0 | 0 | 0 | 2585.16 | 0 | 0 | 0 | 113004.9684 | 0 | 113004.9684 | 0 | 0 | 0 | 358.8453 | 342.1407 | 58.1816 | 184.2055 | 0 | 138.6234 | 0 | 0 | 0 | 25.3318 | 0 | 0 | 0 | 1107.3283 | 0 | 1107.3283 | 0 | 0 | 13.8563 | 2.3563 | 7.4601 | 5.6141 | 0 | 1.0259 | 14.5329 | 0 | 0 | 0 | 0 | 44.8456 | 44.8456 | 44.8456 | 2
HI_1A_RS_2010_NG | 1A | RS | NG | 1222 | ASHRAE30pct-state-1A | RetailStandalone | STD2010 | HI-Honolulu-HI | Zone1A | Zone1A(HI-Honolulu-HI) | ASHRAE30pct-state-STD2010 | state | HI | 0.3483 | 4.6 | ASHRAE30pct-state-1A_RetailStandalone_STD2010_HI-Honolulu-HI.table.csv.gz | Stand-alone Retail | Honolulu Intl Arpt HI USA TMY3 WMO#=911820 | Natural Gas | 985.7298 | 0 | 0 | 0 | 0 | 0 | 0 | 0 | 0 | 0 | 0 | 81322.7089 | 0 | 0 | 82298.9605 | 0 | 82308.4387 | 0 | 0 | 45.3436 | 0 | 0 | 0 | 0 | 0 | 0 | 0 | 0 | 0 | 0 | 3740.8446 | 0 | 0 | 3785.7522 | 0 | 3786.1882 | 0 | 0 | 0.98573 | 0 | 0 | 0 | 0 | 0 | 0 | 0 | 0 | 0 | 0 | 81.3227 | 0 | 0 | 82.299 | 0 | 82.3084 | 0 | 0 | 0 | 0 | 0 | 0 | 0 | 0 | 0 | 0.039921 | 3.2935 | 0 | 0 | 3.3334 | 3.333 | 3.3334 | 1
HI_1A_RS_2013_NG | 1A | RS | NG | 1342 | ASHRAE30pct-state-1A | RetailStandalone | STD2013 | HI-Honolulu-HI | Zone1A | Zone1A(HI-Honolulu-HI) | ASHRAE30pct-state-STD2013 | state | HI | 0.3483 | 4.6 | ASHRAE30pct-state-1A_RetailStandalone_STD2013_HI-Honolulu-HI.table.csv.gz | Stand-alone Retail | Honolulu Intl Arpt HI USA TMY3 WMO#=911820 | Natural Gas | 748.7755 | 0 | 0 | 0 | 0 | 0 | 0 | 0 | 0 | 0 | 0 | 81313.2307 | 0 | 0 | 82071.4844 | 0 | 82062.0062 | 0 | 0 | 34.4437 | 0 | 0 | 0 | 0 | 0 | 0 | 0 | 0 | 0 | 0 | 3740.4086 | 0 | 0 | 3775.2883 | 0 | 3774.8523 | 0 | 0 | 0.74878 | 0 | 0 | 0 | 0 | 0 | 0 | 0 | 0 | 0 | 0 | 81.3132 | 0 | 0 | 82.0715 | 0 | 82.062 | 0 | 0 | 0 | 0 | 0 | 0 | 0 | 0 | 0 | 0.030325 | 3.2931 | 0 | 0 | 3.3234 | 3.3238 | 3.3234 | 2
AL_2A_RS_2010_EL | 2A | RS | EL | 1755 | ASHRAE30pct-state-2A | RetailStandalone | STD2010 | AL-Mobile-AL | Zone2A | Zone2A(AL-Mobile-AL) | ASHRAE30pct-state-STD2010 | state | AL | 0.1058 | 1.24 | ASHRAE30pct-state-2A_RetailStandalone_STD2010_AL-Mobile-AL.table.csv.gz | Stand-alone Retail | Mobile Regional Ap AL USA TMY3 WMO#=722230 | Electricity | 0 | 68044.445 | 124094.4454 | 17041.6668 | 54063.8893 | 0 | 58880.556 | 0 | 0 | 0 | 5750 | 0 | 0 | 0 | 327875.0026 | 0 | 327875.0026 | 0 | 0 | 0 | 7199.1023 | 13129.1923 | 1803.0083 | 5719.9595 | 0 | 6229.5628 | 0 | 0 | 0 | 608.35 | 0 | 0 | 0 | 34689.1753 | 0 | 34689.1753 | 0 | 0 | 0 | 232.2336 | 423.5305 | 58.1627 | 184.5184 | 0 | 200.9575 | 0 | 0 | 0 | 19.6246 | 0 | 0 | 0 | 1119.0272 | 0 | 1119.0272 | 0 | 0 | 17.1525 | 2.3555 | 7.4728 | 8.1386 | 0 | 0.79477 | 9.4052 | 0 | 0 | 0 | 0 | 45.3194 | 45.3194 | 45.3194 | 1
AL_2A_RS_2013_EL | 2A | RS | EL | 2115 | ASHRAE30pct-state-2A | RetailStandalone | STD2013 | AL-Mobile-AL | Zone2A | Zone2A(AL-Mobile-AL) | ASHRAE30pct-state-STD2013 | state | AL | 0.1058 | 1.24 | ASHRAE30pct-state-2A_RetailStandalone_STD2013_AL-Mobile-AL.table.csv.gz | Stand-alone Retail | Mobile Regional Ap AL USA TMY3 WMO#=722230 | Electricity | 0 | 59880.556 | 101919.4453 | 17041.6668 | 53972.2227 | 0 | 51875.0004 | 0 | 0 | 0 | 5772.2223 | 0 | 0 | 0 | 290461.1134 | 0 | 290461.1134 | 0 | 0 | 0 | 6335.3628 | 10783.0773 | 1803.0083 | 5710.2612 | 0 | 5488.375 | 0 | 0 | 0 | 610.7011 | 0 | 0 | 0 | 30730.7858 | 0 | 30730.7858 | 0 | 0 | 0 | 204.3705 | 347.8479 | 58.1627 | 184.2055 | 0 | 177.0478 | 0 | 0 | 0 | 19.7004 | 0 | 0 | 0 | 991.3348 | 0 | 991.3348 | 0 | 0 | 14.0875 | 2.3555 | 7.4601 | 7.1702 | 0 | 0.79785 | 8.2768 | 0 | 0 | 0 | 0 | 40.148 | 40.148 | 40.148 | 2
AL_2A_RS_2010_NG | 2A | RS | NG | 1762 | ASHRAE30pct-state-2A | RetailStandalone | STD2010 | AL-Mobile-AL | Zone2A | Zone2A(AL-Mobile-AL) | ASHRAE30pct-state-STD2010 | state | AL | 0.1058 | 1.24 | ASHRAE30pct-state-2A_RetailStandalone_STD2010_AL-Mobile-AL.table.csv.gz | Stand-alone Retail | Mobile Regional Ap AL USA TMY3 WMO#=722230 | Natural Gas | 66498.8491 | 0 | 0 | 0 | 0 | 0 | 0 | 0 | 0 | 0 | 0 | 84232.5075 | 0 | 0 | 150731.3566 | 0 | 150731.3566 | 0 | 0 | 824.5857 | 0 | 0 | 0 | 0 | 0 | 0 | 0 | 0 | 0 | 0 | 1044.4831 | 0 | 0 | 1869.0688 | 0 | 1869.0688 | 0 | 0 | 66.4988 | 0 | 0 | 0 | 0 | 0 | 0 | 0 | 0 | 0 | 0 | 84.2325 | 0 | 0 | 150.7314 | 0 | 150.7314 | 0 | 0 | 0 | 0 | 0 | 0 | 0 | 0 | 0 | 2.6931 | 3.4113 | 0 | 0 | 6.1045 | 6.1045 | 6.1045 | 1
AL_2A_RS_2013_NG | 2A | RS | NG | 2122 | ASHRAE30pct-state-2A | RetailStandalone | STD2013 | AL-Mobile-AL | Zone2A | Zone2A(AL-Mobile-AL) | ASHRAE30pct-state-STD2013 | state | AL | 0.1058 | 1.24 | ASHRAE30pct-state-2A_RetailStandalone_STD2013_AL-Mobile-AL.table.csv.gz | Stand-alone Retail | Mobile Regional Ap AL USA TMY3 WMO#=722230 | Natural Gas | 37400.8636 | 0 | 0 | 0 | 0 | 0 | 0 | 0 | 0 | 0 | 0 | 84232.5075 | 0 | 0 | 121633.371 | 0 | 121633.371 | 0 | 0 | 463.7707 | 0 | 0 | 0 | 0 | 0 | 0 | 0 | 0 | 0 | 0 | 1044.4831 | 0 | 0 | 1508.2538 | 0 | 1508.2538 | 0 | 0 | 37.4009 | 0 | 0 | 0 | 0 | 0 | 0 | 0 | 0 | 0 | 0 | 84.2325 | 0 | 0 | 121.6334 | 0 | 121.6334 | 0 | 0 | 0 | 0 | 0 | 0 | 0 | 0 | 0 | 1.5147 | 3.4113 | 0 | 0 | 4.926 | 4.926 | 4.926 | 2
FL_2A_RS_2010_EL | 2A | RS | EL | 1815 | ASHRAE30pct-state-2A | RetailStandalone | STD2010 | FL-Tampa-FL | Zone2A | Zone2A(FL-Tampa-FL) | ASHRAE30pct-state-STD2010 | state | FL | 0.0976 | 1.01 | ASHRAE30pct-state-2A_RetailStandalone_STD2010_FL-Tampa-FL.table.csv.gz | Stand-alone Retail | Tampa International Ap FL USA TMY3 WMO#=722110 | Electricity | 0 | 87891.6674 | 123741.6677 | 17013.889 | 54063.8893 | 0 | 60833.3338 | 0 | 0 | 0 | 5944.4445 | 0 | 0 | 0 | 349488.8917 | 0 | 349488.8917 | 0 | 0 | 0 | 8578.2267 | 12077.1868 | 1660.5556 | 5276.6356 | 0 | 5937.3334 | 0 | 0 | 0 | 580.1778 | 0 | 0 | 0 | 34110.1158 | 0 | 34110.1158 | 0 | 0 | 0 | 299.9715 | 422.3265 | 58.0679 | 184.5184 | 0 | 207.6223 | 0 | 0 | 0 | 20.2882 | 0 | 0 | 0 | 1192.7948 | 0 | 1192.7948 | 0 | 0 | 17.1038 | 2.3517 | 7.4728 | 8.4085 | 0 | 0.82165 | 12.1485 | 0 | 0 | 0 | 0 | 48.3069 | 48.3069 | 48.3069 | 1
FL_2A_RS_2013_EL | 2A | RS | EL | 2175 | ASHRAE30pct-state-2A | RetailStandalone | STD2013 | FL-Tampa-FL | Zone2A | Zone2A(FL-Tampa-FL) | ASHRAE30pct-state-STD2013 | state | FL | 0.0976 | 1.01 | ASHRAE30pct-state-2A_RetailStandalone_STD2013_FL-Tampa-FL.table.csv.gz | Stand-alone Retail | Tampa International Ap FL USA TMY3 WMO#=722110 | Electricity | 0 | 77850.0006 | 101333.3341 | 17013.889 | 53972.2227 | 0 | 53816.6671 | 0 | 0 | 0 | 5927.7778 | 0 | 0 | 0 | 309913.8914 | 0 | 309913.8914 | 0 | 0 | 0 | 7598.1601 | 9890.1334 | 1660.5556 | 5267.6889 | 0 | 5252.5067 | 0 | 0 | 0 | 578.5511 | 0 | 0 | 0 | 30247.5958 | 0 | 30247.5958 | 0 | 0 | 0 | 265.6996 | 345.8475 | 58.0679 | 184.2055 | 0 | 183.6746 | 0 | 0 | 0 | 20.2313 | 0 | 0 | 0 | 1057.7265 | 0 | 1057.7265 | 0 | 0 | 14.0065 | 2.3517 | 7.4601 | 7.4386 | 0 | 0.81935 | 10.7606 | 0 | 0 | 0 | 0 | 42.8368 | 42.8368 | 42.8368 | 2
FL_2A_RS_2010_NG | 2A | RS | NG | 1822 | ASHRAE30pct-state-2A | RetailStandalone | STD2010 | FL-Tampa-FL | Zone2A | Zone2A(FL-Tampa-FL) | ASHRAE30pct-state-STD2010 | state | FL | 0.0976 | 1.01 | ASHRAE30pct-state-2A_RetailStandalone_STD2010_FL-Tampa-FL.table.csv.gz | Stand-alone Retail | Tampa International Ap FL USA TMY3 WMO#=722110 | Natural Gas | 20321.1991 | 0 | 0 | 0 | 0 | 0 | 0 | 0 | 0 | 0 | 0 | 84166.1603 | 0 | 0 | 104487.3593 | 0 | 104487.3593 | 0 | 0 | 205.2441 | 0 | 0 | 0 | 0 | 0 | 0 | 0 | 0 | 0 | 0 | 850.0782 | 0 | 0 | 1055.3223 | 0 | 1055.3223 | 0 | 0 | 20.3212 | 0 | 0 | 0 | 0 | 0 | 0 | 0 | 0 | 0 | 0 | 84.1662 | 0 | 0 | 104.4874 | 0 | 104.4874 | 0 | 0 | 0 | 0 | 0 | 0 | 0 | 0 | 0 | 0.82299 | 3.4086 | 0 | 0 | 4.2316 | 4.2316 | 4.2316 | 1
FL_2A_RS_2013_NG | 2A | RS | NG | 2182 | ASHRAE30pct-state-2A | RetailStandalone | STD2013 | FL-Tampa-FL | Zone2A | Zone2A(FL-Tampa-FL) | ASHRAE30pct-state-STD2013 | state | FL | 0.0976 | 1.01 | ASHRAE30pct-state-2A_RetailStandalone_STD2013_FL-Tampa-FL.table.csv.gz | Stand-alone Retail | Tampa International Ap FL USA TMY3 WMO#=722110 | Natural Gas | 9544.5184 | 0 | 0 | 0 | 0 | 0 | 0 | 0 | 0 | 0 | 0 | 84166.1603 | 0 | 0 | 93710.6787 | 0 | 93710.6787 | 0 | 0 | 96.3996 | 0 | 0 | 0 | 0 | 0 | 0 | 0 | 0 | 0 | 0 | 850.0782 | 0 | 0 | 946.4779 | 0 | 946.4779 | 0 | 0 | 9.5445 | 0 | 0 | 0 | 0 | 0 | 0 | 0 | 0 | 0 | 0 | 84.1662 | 0 | 0 | 93.7107 | 0 | 93.7107 | 0 | 0 | 0 | 0 | 0 | 0 | 0 | 0 | 0 | 0.38654 | 3.4086 | 0 | 0 | 3.7952 | 3.7952 | 3.7952 | 2
GA_2A_RS_2010_EL | 2A | RS | EL | 1875 | ASHRAE30pct-state-2A | RetailStandalone | STD2010 | GA-Savannah-GA | Zone2A | Zone2A(GA-Savannah-GA) | ASHRAE30pct-state-STD2010 | state | GA | 0.0947 | 0.94 | ASHRAE30pct-state-2A_RetailStandalone_STD2010_GA-Savannah-GA.table.csv.gz | Stand-alone Retail | Savannah Intl Ap GA USA TMY3 WMO#=722070 | Electricity | 0 | 68302.7783 | 123488.8899 | 17033.3335 | 54063.8893 | 0 | 59277.7783 | 0 | 0 | 0 | 5722.2223 | 0 | 0 | 0 | 327886.1137 | 0 | 327888.8915 | -2.7778 | -2.7778 | 0 | 6468.2731 | 11694.3979 | 1613.0567 | 5119.8503 | 0 | 5613.6056 | 0 | 0 | 0 | 541.8944 | 0 | 0 | 0 | 31050.815 | 0 | 31051.078 | -0.26306 | -0.26306 | 0 | 233.1153 | 421.4638 | 58.1342 | 184.5184 | 0 | 202.3132 | 0 | 0 | 0 | 19.5298 | 0 | 0 | 0 | 1119.0651 | 0 | 1119.0746 | -0.0094805 | -0.0094805 | 17.0688 | 2.3544 | 7.4724 | 8.1935 | 0 | 0.79094 | 9.4409 | 0 | 0 | 0 | 0 | 45.3213 | 45.321 | 45.321 | 1
GA_2A_RS_2013_EL | 2A | RS | EL | 2235 | ASHRAE30pct-state-2A | RetailStandalone | STD2013 | GA-Savannah-GA | Zone2A | Zone2A(GA-Savannah-GA) | ASHRAE30pct-state-STD2013 | state | GA | 0.0947 | 0.94 | ASHRAE30pct-state-2A_RetailStandalone_STD2013_GA-Savannah-GA.table.csv.gz | Stand-alone Retail | Savannah Intl Ap GA USA TMY3 WMO#=722070 | Electricity | 0 | 60338.8894 | 101194.4453 | 17033.3335 | 53972.2227 | 0 | 50233.3337 | 0 | 0 | 0 | 5747.2223 | 0 | 0 | 0 | 288519.4468 | 0 | 288519.4468 | 0 | 0 | 0 | 5714.0928 | 9583.114 | 1613.0567 | 5111.1695 | 0 | 4757.0967 | 0 | 0 | 0 | 544.2619 | 0 | 0 | 0 | 27322.7916 | 0 | 27322.7916 | 0 | 0 | 0 | 205.9348 | 345.3735 | 58.1342 | 184.2055 | 0 | 171.4448 | 0 | 0 | 0 | 19.6151 | 0 | 0 | 0 | 984.7079 | 0 | 984.7079 | 0 | 0 | 13.9873 | 2.3544 | 7.4601 | 6.9433 | 0 | 0.79439 | 8.3401 | 0 | 0 | 0 | 0 | 39.8796 | 39.8796 | 39.8796 | 2
GA_2A_RS_2010_NG | 2A | RS | NG | 1882 | ASHRAE30pct-state-2A | RetailStandalone | STD2010 | GA-Savannah-GA | Zone2A | Zone2A(GA-Savannah-GA) | ASHRAE30pct-state-STD2010 | state | GA | 0.0947 | 0.94 | ASHRAE30pct-state-2A_RetailStandalone_STD2010_GA-Savannah-GA.table.csv.gz | Stand-alone Retail | Savannah Intl Ap GA USA TMY3 WMO#=722070 | Natural Gas | 68887.3483 | 0 | 0 | 0 | 0 | 0 | 0 | 0 | 0 | 0 | 0 | 84241.9856 | 0 | 0 | 153129.3339 | 0 | 153129.3339 | 0 | 0 | 647.5411 | 0 | 0 | 0 | 0 | 0 | 0 | 0 | 0 | 0 | 0 | 791.8747 | 0 | 0 | 1439.4157 | 0 | 1439.4157 | 0 | 0 | 68.8873 | 0 | 0 | 0 | 0 | 0 | 0 | 0 | 0 | 0 | 0 | 84.242 | 0 | 0 | 153.1293 | 0 | 153.1293 | 0 | 0 | 0 | 0 | 0 | 0 | 0 | 0 | 0 | 2.7899 | 3.4117 | 0 | 0 | 6.2016 | 6.2016 | 6.2016 | 1
GA_2A_RS_2013_NG | 2A | RS | NG | 2242 | ASHRAE30pct-state-2A | RetailStandalone | STD2013 | GA-Savannah-GA | Zone2A | Zone2A(GA-Savannah-GA) | ASHRAE30pct-state-STD2013 | state | GA | 0.0947 | 0.94 | ASHRAE30pct-state-2A_RetailStandalone_STD2013_GA-Savannah-GA.table.csv.gz | Stand-alone Retail | Savannah Intl Ap GA USA TMY3 WMO#=722070 | Natural Gas | 39050.0653 | 0 | 0 | 0 | 0 | 0 | 0 | 0 | 0 | 0 | 0 | 84232.5075 | 0 | 0 | 123282.5728 | 0 | 123282.5728 | 0 | 0 | 367.0706 | 0 | 0 | 0 | 0 | 0 | 0 | 0 | 0 | 0 | 0 | 791.7856 | 0 | 0 | 1158.8562 | 0 | 1158.8562 | 0 | 0 | 39.0501 | 0 | 0 | 0 | 0 | 0 | 0 | 0 | 0 | 0 | 0 | 84.2325 | 0 | 0 | 123.2826 | 0 | 123.2826 | 0 | 0 | 0 | 0 | 0 | 0 | 0 | 0 | 0 | 1.5815 | 3.4113 | 0 | 0 | 4.9928 | 4.9928 | 4.9928 | 2
LA_2A_RS_2010_EL | 2A | RS | EL | 1935 | ASHRAE30pct-state-2A | RetailStandalone | STD2010 | LA-BatonRouge-LA | Zone2A | Zone2A(LA-BatonRouge-LA) | ASHRAE30pct-state-STD2010 | state | LA | 0.0779 | 0.8 | ASHRAE30pct-state-2A_RetailStandalone_STD2010_LA-BatonRouge-LA.table.csv.gz | Stand-alone Retail | Baton Rouge Ryan Arpt LA USA TMY3 WMO#=722317 | Electricity | 0 | 70783.3339 | 124172.2232 | 17019.4446 | 54063.8893 | 0 | 59091.6671 | 0 | 0 | 0 | 5811.1112 | 0 | 0 | 0 | 330938.8915 | 0 | 330941.6693 | -2.7778 | -2.7778 | 0 | 5514.0217 | 9673.0162 | 1325.8147 | 4211.577 | 0 | 4603.2409 | 0 | 0 | 0 | 452.6856 | 0 | 0 | 0 | 25780.1397 | 0 | 25780.356 | -0.21639 | -0.21639 | 0 | 241.5813 | 423.7959 | 58.0868 | 184.5184 | 0 | 201.678 | 0 | 0 | 0 | 19.8331 | 0 | 0 | 0 | 1129.4842 | 0 | 1129.4937 | -0.0094805 | -0.0094805 | 17.1633 | 2.3525 | 7.4724 | 8.1677 | 0 | 0.80322 | 9.7838 | 0 | 0 | 0 | 0 | 45.7433 | 45.7429 | 45.7429 | 1
LA_2A_RS_2013_EL | 2A | RS | EL | 2295 | ASHRAE30pct-state-2A | RetailStandalone | STD2013 | LA-BatonRouge-LA | Zone2A | Zone2A(LA-BatonRouge-LA) | ASHRAE30pct-state-STD2013 | state | LA | 0.0779 | 0.8 | ASHRAE30pct-state-2A_RetailStandalone_STD2013_LA-BatonRouge-LA.table.csv.gz | Stand-alone Retail | Baton Rouge Ryan Arpt LA USA TMY3 WMO#=722317 | Electricity | 0 | 62530.5561 | 101805.5564 | 17019.4446 | 53972.2227 | 0 | 50430.556 | 0 | 0 | 0 | 5822.2223 | 0 | 0 | 0 | 291577.7801 | 0 | 291580.5579 | -2.7778 | -2.7778 | 0 | 4871.1303 | 7930.6528 | 1325.8147 | 4204.4361 | 0 | 3928.5403 | 0 | 0 | 0 | 453.5511 | 0 | 0 | 0 | 22713.9091 | 0 | 22714.1255 | -0.21639 | -0.21639 | 0 | 213.4148 | 347.4592 | 58.0868 | 184.2055 | 0 | 172.1179 | 0 | 0 | 0 | 19.8711 | 0 | 0 | 0 | 995.1459 | 0 | 995.1554 | -0.0094805 | -0.0094805 | 14.0717 | 2.3525 | 7.4597 | 6.9706 | 0 | 0.80476 | 8.6431 | 0 | 0 | 0 | 0 | 40.3027 | 40.3024 | 40.3024 | 2
LA_2A_RS_2010_NG | 2A | RS | NG | 1942 | ASHRAE30pct-state-2A | RetailStandalone | STD2010 | LA-BatonRouge-LA | Zone2A | Zone2A(LA-BatonRouge-LA) | ASHRAE30pct-state-STD2010 | state | LA | 0.0779 | 0.8 | ASHRAE30pct-state-2A_RetailStandalone_STD2010_LA-BatonRouge-LA.table.csv.gz | Stand-alone Retail | Baton Rouge Ryan Arpt LA USA TMY3 WMO#=722317 | Natural Gas | 73361.0451 | 0 | 0 | 0 | 0 | 0 | 0 | 0 | 0 | 0 | 0 | 84232.5075 | 0 | 0 | 157603.0307 | 0 | 157593.5525 | 0 | 0 | 586.8884 | 0 | 0 | 0 | 0 | 0 | 0 | 0 | 0 | 0 | 0 | 673.8601 | 0 | 0 | 1260.8242 | 0 | 1260.7484 | 0 | 0 | 73.361 | 0 | 0 | 0 | 0 | 0 | 0 | 0 | 0 | 0 | 0 | 84.2325 | 0 | 0 | 157.603 | 0 | 157.5936 | 0 | 0 | 0 | 0 | 0 | 0 | 0 | 0 | 0 | 2.971 | 3.4113 | 0 | 0 | 6.3824 | 6.3828 | 6.3824 | 1
LA_2A_RS_2013_NG | 2A | RS | NG | 2302 | ASHRAE30pct-state-2A | RetailStandalone | STD2013 | LA-BatonRouge-LA | Zone2A | Zone2A(LA-BatonRouge-LA) | ASHRAE30pct-state-STD2013 | state | LA | 0.0779 | 0.8 | ASHRAE30pct-state-2A_RetailStandalone_STD2013_LA-BatonRouge-LA.table.csv.gz | Stand-alone Retail | Baton Rouge Ryan Arpt LA USA TMY3 WMO#=722317 | Natural Gas | 41059.4376 | 0 | 0 | 0 | 0 | 0 | 0 | 0 | 0 | 0 | 0 | 84232.5075 | 0 | 0 | 125291.9451 | 0 | 125291.9451 | 0 | 0 | 328.4755 | 0 | 0 | 0 | 0 | 0 | 0 | 0 | 0 | 0 | 0 | 673.8601 | 0 | 0 | 1002.3356 | 0 | 1002.3356 | 0 | 0 | 41.0594 | 0 | 0 | 0 | 0 | 0 | 0 | 0 | 0 | 0 | 0 | 84.2325 | 0 | 0 | 125.2919 | 0 | 125.2919 | 0 | 0 | 0 | 0 | 0 | 0 | 0 | 0 | 0 | 1.6629 | 3.4113 | 0 | 0 | 5.0742 | 5.0742 | 5.0742 | 2
MS_2A_RS_2010_EL | 2A | RS | EL | 1995 | ASHRAE30pct-state-2A | RetailStandalone | STD2010 | MS-Mobile-AL | Zone2A | Zone2A(MS-Mobile-AL) | ASHRAE30pct-state-STD2010 | state | MS | 0.0928 | 0.72 | ASHRAE30pct-state-2A_RetailStandalone_STD2010_MS-Mobile-AL.table.csv.gz | Stand-alone Retail | Mobile Regional Ap AL USA TMY3 WMO#=722230 | Electricity | 0 | 68044.445 | 124094.4454 | 17041.6668 | 54063.8893 | 0 | 58880.556 | 0 | 0 | 0 | 5750 | 0 | 0 | 0 | 327875.0026 | 0 | 327875.0026 | 0 | 0 | 0 | 6314.5245 | 11515.9645 | 1581.4667 | 5017.1289 | 0 | 5464.1156 | 0 | 0 | 0 | 533.6 | 0 | 0 | 0 | 30426.8002 | 0 | 30426.8002 | 0 | 0 | 0 | 232.2336 | 423.5305 | 58.1627 | 184.5184 | 0 | 200.9575 | 0 | 0 | 0 | 19.6246 | 0 | 0 | 0 | 1119.0272 | 0 | 1119.0272 | 0 | 0 | 17.1525 | 2.3555 | 7.4728 | 8.1386 | 0 | 0.79477 | 9.4052 | 0 | 0 | 0 | 0 | 45.3194 | 45.3194 | 45.3194 | 1
MS_2A_RS_2013_EL | 2A | RS | EL | 2353 | ASHRAE30pct-state-2A | RetailStandalone | STD2013 | MS-Mobile-AL | Zone2A | Zone2A(MS-Mobile-AL) | ASHRAE30pct-state-STD2013 | state | MS | 0.0928 | 0.72 | ASHRAE30pct-state-2A_RetailStandalone_STD2013_MS-Mobile-AL.table.csv.gz | Stand-alone Retail | Mobile Regional Ap AL USA TMY3 WMO#=722230 | Electricity | 0 | 59880.556 | 101919.4453 | 17041.6668 | 53972.2227 | 0 | 51875.0004 | 0 | 0 | 0 | 5772.2223 | 0 | 0 | 0 | 290461.1134 | 0 | 290461.1134 | 0 | 0 | 0 | 5556.9156 | 9458.1245 | 1581.4667 | 5008.6223 | 0 | 4814 | 0 | 0 | 0 | 535.6622 | 0 | 0 | 0 | 26954.7913 | 0 | 26954.7913 | 0 | 0 | 0 | 204.3705 | 347.8479 | 58.1627 | 184.2055 | 0 | 177.0478 | 0 | 0 | 0 | 19.7004 | 0 | 0 | 0 | 991.3348 | 0 | 991.3348 | 0 | 0 | 14.0875 | 2.3555 | 7.4601 | 7.1702 | 0 | 0.79785 | 8.2768 | 0 | 0 | 0 | 0 | 40.148 | 40.148 | 40.148 | 2
MS_2A_RS_2010_NG | 2A | RS | NG | 2002 | ASHRAE30pct-state-2A | RetailStandalone | STD2010 | MS-Mobile-AL | Zone2A | Zone2A(MS-Mobile-AL) | ASHRAE30pct-state-STD2010 | state | MS | 0.0928 | 0.72 | ASHRAE30pct-state-2A_RetailStandalone_STD2010_MS-Mobile-AL.table.csv.gz | Stand-alone Retail | Mobile Regional Ap AL USA TMY3 WMO#=722230 | Natural Gas | 66498.8491 | 0 | 0 | 0 | 0 | 0 | 0 | 0 | 0 | 0 | 0 | 84232.5075 | 0 | 0 | 150731.3566 | 0 | 150731.3566 | 0 | 0 | 478.7917 | 0 | 0 | 0 | 0 | 0 | 0 | 0 | 0 | 0 | 0 | 606.4741 | 0 | 0 | 1085.2658 | 0 | 1085.2658 | 0 | 0 | 66.4988 | 0 | 0 | 0 | 0 | 0 | 0 | 0 | 0 | 0 | 0 | 84.2325 | 0 | 0 | 150.7314 | 0 | 150.7314 | 0 | 0 | 0 | 0 | 0 | 0 | 0 | 0 | 0 | 2.6931 | 3.4113 | 0 | 0 | 6.1045 | 6.1045 | 6.1045 | 1
MS_2A_RS_2013_NG | 2A | RS | NG | 2362 | ASHRAE30pct-state-2A | RetailStandalone | STD2013 | MS-Mobile-AL | Zone2A | Zone2A(MS-Mobile-AL) | ASHRAE30pct-state-STD2013 | state | MS | 0.0928 | 0.72 | ASHRAE30pct-state-2A_RetailStandalone_STD2013_MS-Mobile-AL.table.csv.gz | Stand-alone Retail | Mobile Regional Ap AL USA TMY3 WMO#=722230 | Natural Gas | 37400.8636 | 0 | 0 | 0 | 0 | 0 | 0 | 0 | 0 | 0 | 0 | 84232.5075 | 0 | 0 | 121633.371 | 0 | 121633.371 | 0 | 0 | 269.2862 | 0 | 0 | 0 | 0 | 0 | 0 | 0 | 0 | 0 | 0 | 606.4741 | 0 | 0 | 875.7603 | 0 | 875.7603 | 0 | 0 | 37.4009 | 0 | 0 | 0 | 0 | 0 | 0 | 0 | 0 | 0 | 0 | 84.2325 | 0 | 0 | 121.6334 | 0 | 121.6334 | 0 | 0 | 0 | 0 | 0 | 0 | 0 | 0 | 0 | 1.5147 | 3.4113 | 0 | 0 | 4.926 | 4.926 | 4.926 | 2
TX_2A_RS_2010_EL | 2A | RS | EL | 2055 | ASHRAE30pct-state-2A | RetailStandalone | STD2010 | TX-Houston-TX | Zone2A | Zone2A(TX-Houston-TX) | ASHRAE30pct-state-STD2010 | state | TX | 0.0817 | 0.67 | ASHRAE30pct-state-2A_RetailStandalone_STD2010_TX-Houston-TX.table.csv.gz | Stand-alone Retail | Houston Bush Intercontinental TX USA TMY3 WMO#=722430 | Electricity | 0 | 76016.6673 | 123516.6677 | 17030.5557 | 54063.8893 | 0 | 60366.6671 | 0 | 0 | 0 | 5800 | 0 | 0 | 0 | 336794.4471 | 0 | 336794.4471 | 0 | 0 | 0 | 6210.5617 | 10091.3117 | 1391.3964 | 4417.0198 | 0 | 4931.9567 | 0 | 0 | 0 | 473.86 | 0 | 0 | 0 | 27516.1063 | 0 | 27516.1063 | 0 | 0 | 0 | 259.4425 | 421.5586 | 58.1248 | 184.5184 | 0 | 206.0296 | 0 | 0 | 0 | 19.7952 | 0 | 0 | 0 | 1149.469 | 0 | 1149.469 | 0 | 0 | 17.0727 | 2.354 | 7.4728 | 8.344 | 0 | 0.80169 | 10.5071 | 0 | 0 | 0 | 0 | 46.5523 | 46.5523 | 46.5523 | 1
TX_2A_RS_2013_EL | 2A | RS | EL | 2413 | ASHRAE30pct-state-2A | RetailStandalone | STD2013 | TX-Houston-TX | Zone2A | Zone2A(TX-Houston-TX) | ASHRAE30pct-state-STD2013 | state | TX | 0.0817 | 0.67 | ASHRAE30pct-state-2A_RetailStandalone_STD2013_TX-Houston-TX.table.csv.gz | Stand-alone Retail | Houston Bush Intercontinental TX USA TMY3 WMO#=722430 | Electricity | 0 | 66722.2228 | 101038.8897 | 17030.5557 | 53972.2227 | 0 | 53505.556 | 0 | 0 | 0 | 5786.1112 | 0 | 0 | 0 | 298050.0024 | 0 | 298055.5579 | -5.5556 | -5.5556 | 0 | 5451.2056 | 8254.8773 | 1391.3964 | 4409.5306 | 0 | 4371.4039 | 0 | 0 | 0 | 472.7253 | 0 | 0 | 0 | 24350.6852 | 0 | 24351.1391 | -0.45389 | -0.45389 | 0 | 227.7209 | 344.8426 | 58.1248 | 184.2055 | 0 | 182.6128 | 0 | 0 | 0 | 19.7478 | 0 | 0 | 0 | 1017.2354 | 0 | 1017.2544 | -0.018961 | -0.018961 | 13.9658 | 2.354 | 7.4594 | 7.3956 | 0 | 0.79977 | 9.2225 | 0 | 0 | 0 | 0 | 41.1977 | 41.197 | 41.197 | 2
TX_2A_RS_2010_NG | 2A | RS | NG | 2062 | ASHRAE30pct-state-2A | RetailStandalone | STD2010 | TX-Houston-TX | Zone2A | Zone2A(TX-Houston-TX) | ASHRAE30pct-state-STD2010 | state | TX | 0.0817 | 0.67 | ASHRAE30pct-state-2A_RetailStandalone_STD2010_TX-Houston-TX.table.csv.gz | Stand-alone Retail | Houston Bush Intercontinental TX USA TMY3 WMO#=722430 | Natural Gas | 51921.4218 | 0 | 0 | 0 | 0 | 0 | 0 | 0 | 0 | 0 | 0 | 84213.5511 | 0 | 0 | 136134.9729 | 0 | 136134.9729 | 0 | 0 | 347.8735 | 0 | 0 | 0 | 0 | 0 | 0 | 0 | 0 | 0 | 0 | 564.2308 | 0 | 0 | 912.1043 | 0 | 912.1043 | 0 | 0 | 51.9214 | 0 | 0 | 0 | 0 | 0 | 0 | 0 | 0 | 0 | 0 | 84.2136 | 0 | 0 | 136.135 | 0 | 136.135 | 0 | 0 | 0 | 0 | 0 | 0 | 0 | 0 | 0 | 2.1028 | 3.4106 | 0 | 0 | 5.5133 | 5.5133 | 5.5133 | 1
TX_2A_RS_2013_NG | 2A | RS | NG | 2422 | ASHRAE30pct-state-2A | RetailStandalone | STD2013 | TX-Houston-TX | Zone2A | Zone2A(TX-Houston-TX) | ASHRAE30pct-state-STD2013 | state | TX | 0.0817 | 0.67 | ASHRAE30pct-state-2A_RetailStandalone_STD2013_TX-Houston-TX.table.csv.gz | Stand-alone Retail | Houston Bush Intercontinental TX USA TMY3 WMO#=722430 | Natural Gas | 26889.5717 | 0 | 0 | 0 | 0 | 0 | 0 | 0 | 0 | 0 | 0 | 84213.5511 | 0 | 0 | 111103.1228 | 0 | 111103.1228 | 0 | 0 | 180.1601 | 0 | 0 | 0 | 0 | 0 | 0 | 0 | 0 | 0 | 0 | 564.2308 | 0 | 0 | 744.3909 | 0 | 744.3909 | 0 | 0 | 26.8896 | 0 | 0 | 0 | 0 | 0 | 0 | 0 | 0 | 0 | 0 | 84.2136 | 0 | 0 | 111.1031 | 0 | 111.1031 | 0 | 0 | 0 | 0 | 0 | 0 | 0 | 0 | 0 | 1.089 | 3.4106 | 0 | 0 | 4.4996 | 4.4996 | 4.4996 | 2
AZ_2B_RS_2010_EL | 2B | RS | EL | 2653 | ASHRAE30pct-state-2B | RetailStandalone | STD2010 | AZ-Phoenix-AZ | Zone2B | Zone2B(AZ-Phoenix-AZ) | ASHRAE30pct-state-STD2010 | state | AZ | 0.0954 | 0.95 | ASHRAE30pct-state-2B_RetailStandalone_STD2010_AZ-Phoenix-AZ.table.csv.gz | Stand-alone Retail | Phoenix Sky Harbor Intl Ap AZ USA TMY3 WMO#=722780 | Electricity | 0 | 94691.6674 | 124700.001 | 17025.0001 | 54063.8893 | 0 | 66750.0005 | 0 | 0 | 0 | 0 | 0 | 0 | 0 | 357227.7806 | 0 | 357230.5584 | -2.7778 | -2.7778 | 0 | 9033.5851 | 11896.3801 | 1624.185 | 5157.695 | 0 | 6367.9501 | 0 | 0 | 0 | 0 | 0 | 0 | 0 | 34079.5303 | 0 | 34079.7953 | -0.265 | -0.265 | 0 | 323.1797 | 425.5972 | 58.1058 | 184.5184 | 0 | 227.8157 | 0 | 0 | 0 | 0 | 0 | 0 | 0 | 1219.2073 | 0 | 1219.2168 | -0.0094805 | -0.0094805 | 17.2362 | 2.3532 | 7.4724 | 9.2263 | 0 | 0 | 13.0884 | 0 | 0 | 0 | 0 | 49.377 | 49.3766 | 49.3766 | 1
AZ_2B_RS_2013_EL | 2B | RS | EL | 2833 | ASHRAE30pct-state-2B | RetailStandalone | STD2013 | AZ-Phoenix-AZ | Zone2B | Zone2B(AZ-Phoenix-AZ) | ASHRAE30pct-state-STD2013 | state | AZ | 0.0954 | 0.95 | ASHRAE30pct-state-2B_RetailStandalone_STD2013_AZ-Phoenix-AZ.table.csv.gz | Stand-alone Retail | Phoenix Sky Harbor Intl Ap AZ USA TMY3 WMO#=722780 | Electricity | 0 | 87322.2229 | 103358.3342 | 17025.0001 | 53972.2227 | 0 | 66172.2228 | 0 | 0 | 0 | 0 | 0 | 0 | 0 | 327847.2248 | 0 | 327850.0026 | -2.7778 | -2.7778 | 0 | 8330.5401 | 9860.3851 | 1624.185 | 5148.95 | 0 | 6312.8301 | 0 | 0 | 0 | 0 | 0 | 0 | 0 | 31276.6253 | 0 | 31276.8903 | -0.265 | -0.265 | 0 | 298.028 | 352.7588 | 58.1058 | 184.2055 | 0 | 225.8437 | 0 | 0 | 0 | 0 | 0 | 0 | 0 | 1118.9324 | 0 | 1118.9419 | -0.0094805 | -0.0094805 | 14.2864 | 2.3532 | 7.4597 | 9.1464 | 0 | 0 | 12.0698 | 0 | 0 | 0 | 0 | 45.316 | 45.3156 | 45.3156 | 2
AZ_2B_RS_2010_NG | 2B | RS | NG | 2662 | ASHRAE30pct-state-2B | RetailStandalone | STD2010 | AZ-Phoenix-AZ | Zone2B | Zone2B(AZ-Phoenix-AZ) | ASHRAE30pct-state-STD2010 | state | AZ | 0.0954 | 0.95 | ASHRAE30pct-state-2B_RetailStandalone_STD2010_AZ-Phoenix-AZ.table.csv.gz | Stand-alone Retail | Phoenix Sky Harbor Intl Ap AZ USA TMY3 WMO#=722780 | Natural Gas | 49106.405 | 0 | 0 | 0 | 0 | 0 | 0 | 0 | 0 | 0 | 0 | 82516.9585 | 0 | 0 | 131623.3635 | 0 | 131623.3635 | 0 | 0 | 466.5108 | 0 | 0 | 0 | 0 | 0 | 0 | 0 | 0 | 0 | 0 | 783.9111 | 0 | 0 | 1250.422 | 0 | 1250.422 | 0 | 0 | 49.1064 | 0 | 0 | 0 | 0 | 0 | 0 | 0 | 0 | 0 | 0 | 82.517 | 0 | 0 | 131.6234 | 0 | 131.6234 | 0 | 0 | 0 | 0 | 0 | 0 | 0 | 0 | 0 | 1.9888 | 3.3418 | 0 | 0 | 5.3306 | 5.3306 | 5.3306 | 1
AZ_2B_RS_2013_NG | 2B | RS | NG | 2842 | ASHRAE30pct-state-2B | RetailStandalone | STD2013 | AZ-Phoenix-AZ | Zone2B | Zone2B(AZ-Phoenix-AZ) | ASHRAE30pct-state-STD2013 | state | AZ | 0.0954 | 0.95 | ASHRAE30pct-state-2B_RetailStandalone_STD2013_AZ-Phoenix-AZ.table.csv.gz | Stand-alone Retail | Phoenix Sky Harbor Intl Ap AZ USA TMY3 WMO#=722780 | Natural Gas | 34803.8446 | 0 | 0 | 0 | 0 | 0 | 0 | 0 | 0 | 0 | 0 | 82507.4803 | 0 | 0 | 117320.8031 | 0 | 117311.3249 | 0 | 0 | 330.6365 | 0 | 0 | 0 | 0 | 0 | 0 | 0 | 0 | 0 | 0 | 783.8211 | 0 | 0 | 1114.5476 | 0 | 1114.4576 | 0 | 0 | 34.8038 | 0 | 0 | 0 | 0 | 0 | 0 | 0 | 0 | 0 | 0 | 82.5075 | 0 | 0 | 117.3208 | 0 | 117.3113 | 0 | 0 | 0 | 0 | 0 | 0 | 0 | 0 | 0 | 1.4095 | 3.3415 | 0 | 0 | 4.751 | 4.7514 | 4.751 | 2
CA_2B_RS_2010_EL | 2B | RS | EL | 2713 | ASHRAE30pct-state-2B | RetailStandalone | STD2010 | CA-Tucson-AZ | Zone2B | Zone2B(CA-Tucson-AZ) | ASHRAE30pct-state-STD2010 | state | CA | 0.136 | 0.7 | ASHRAE30pct-state-2B_RetailStandalone_STD2010_CA-Tucson-AZ.table.csv.gz | Stand-alone Retail | Tucson International Ap AZ USA TMY3 WMO#=722740 | Electricity | 0 | 71233.3339 | 126155.5566 | 17033.3335 | 54063.8893 | 0 | 69344.445 | 0 | 0 | 0 | 0 | 0 | 0 | 0 | 337833.336 | 0 | 337830.5583 | 2.7778 | 2.7778 | 0 | 9687.7334 | 17157.1557 | 2316.5334 | 7352.6889 | 0 | 9430.8445 | 0 | 0 | 0 | 0 | 0 | 0 | 0 | 45945.3337 | 0 | 45944.9559 | 0.37778 | 0.37778 | 0 | 243.1172 | 430.565 | 58.1342 | 184.5184 | 0 | 236.6704 | 0 | 0 | 0 | 0 | 0 | 0 | 0 | 1153.0147 | 0 | 1153.0052 | 0.0094805 | 0.0094805 | 17.4374 | 2.3544 | 7.4732 | 9.5849 | 0 | 0 | 9.846 | 0 | 0 | 0 | 0 | 46.6955 | 46.6959 | 46.6959 | 1
CA_2B_RS_2013_EL | 2B | RS | EL | 2893 | ASHRAE30pct-state-2B | RetailStandalone | STD2013 | CA-Tucson-AZ | Zone2B | Zone2B(CA-Tucson-AZ) | ASHRAE30pct-state-STD2013 | state | CA | 0.136 | 0.7 | ASHRAE30pct-state-2B_RetailStandalone_STD2013_CA-Tucson-AZ.table.csv.gz | Stand-alone Retail | Tucson International Ap AZ USA TMY3 WMO#=722740 | Electricity | 0 | 64558.3338 | 104466.6675 | 17033.3335 | 53972.2227 | 0 | 66733.3339 | 0 | 0 | 0 | 0 | 0 | 0 | 0 | 306761.1136 | 0 | 306763.8913 | -2.7778 | -2.7778 | 0 | 8779.9334 | 14207.4668 | 2316.5334 | 7340.2223 | 0 | 9075.7334 | 0 | 0 | 0 | 0 | 0 | 0 | 0 | 41719.5114 | 0 | 41719.8892 | -0.37778 | -0.37778 | 0 | 220.3356 | 356.5415 | 58.1342 | 184.2055 | 0 | 227.7588 | 0 | 0 | 0 | 0 | 0 | 0 | 0 | 1046.9662 | 0 | 1046.9757 | -0.0094805 | -0.0094805 | 14.4396 | 2.3544 | 7.4597 | 9.224 | 0 | 0 | 8.9234 | 0 | 0 | 0 | 0 | 42.4014 | 42.401 | 42.401 | 2
CA_2B_RS_2010_NG | 2B | RS | NG | 2722 | ASHRAE30pct-state-2B | RetailStandalone | STD2010 | CA-Tucson-AZ | Zone2B | Zone2B(CA-Tucson-AZ) | ASHRAE30pct-state-STD2010 | state | CA | 0.136 | 0.7 | ASHRAE30pct-state-2B_RetailStandalone_STD2010_CA-Tucson-AZ.table.csv.gz | Stand-alone Retail | Tucson International Ap AZ USA TMY3 WMO#=722740 | Natural Gas | 70745.0698 | 0 | 0 | 0 | 0 | 0 | 0 | 0 | 0 | 0 | 0 | 82554.8712 | 0 | 0 | 153309.4192 | 0 | 153299.941 | 0 | 0 | 495.2155 | 0 | 0 | 0 | 0 | 0 | 0 | 0 | 0 | 0 | 0 | 577.8841 | 0 | 0 | 1073.1659 | 0 | 1073.0996 | 0 | 0 | 70.7451 | 0 | 0 | 0 | 0 | 0 | 0 | 0 | 0 | 0 | 0 | 82.5549 | 0 | 0 | 153.3094 | 0 | 153.2999 | 0 | 0 | 0 | 0 | 0 | 0 | 0 | 0 | 0 | 2.8651 | 3.3434 | 0 | 0 | 6.2085 | 6.2089 | 6.2085 | 1
CA_2B_RS_2013_NG | 2B | RS | NG | 2902 | ASHRAE30pct-state-2B | RetailStandalone | STD2013 | CA-Tucson-AZ | Zone2B | Zone2B(CA-Tucson-AZ) | ASHRAE30pct-state-STD2013 | state | CA | 0.136 | 0.7 | ASHRAE30pct-state-2B_RetailStandalone_STD2013_CA-Tucson-AZ.table.csv.gz | Stand-alone Retail | Tucson International Ap AZ USA TMY3 WMO#=722740 | Natural Gas | 54926.0021 | 0 | 0 | 0 | 0 | 0 | 0 | 0 | 0 | 0 | 0 | 82564.3493 | 0 | 0 | 137490.3514 | 0 | 137490.3514 | 0 | 0 | 384.482 | 0 | 0 | 0 | 0 | 0 | 0 | 0 | 0 | 0 | 0 | 577.9504 | 0 | 0 | 962.4325 | 0 | 962.4325 | 0 | 0 | 54.926 | 0 | 0 | 0 | 0 | 0 | 0 | 0 | 0 | 0 | 0 | 82.5643 | 0 | 0 | 137.4904 | 0 | 137.4904 | 0 | 0 | 0 | 0 | 0 | 0 | 0 | 0 | 0 | 2.2244 | 3.3438 | 0 | 0 | 5.5682 | 5.5682 | 5.5682 | 2
TX_2B_RS_2010_EL | 2B | RS | EL | 2773 | ASHRAE30pct-state-2B | RetailStandalone | STD2010 | TX-SanAntonio-TX | Zone2B | Zone2B(TX-SanAntonio-TX) | ASHRAE30pct-state-STD2010 | state | TX | 0.0817 | 0.67 | ASHRAE30pct-state-2B_RetailStandalone_STD2010_TX-SanAntonio-TX.table.csv.gz | Stand-alone Retail | San Antonio Intl Ap TX USA TMY3 WMO#=722530 | Electricity | 0 | 81055.5562 | 122711.1121 | 17016.6668 | 54063.8893 | 0 | 64083.3338 | 0 | 0 | 0 | 0 | 0 | 0 | 0 | 338927.7805 | 0 | 338930.5583 | -2.7778 | -2.7778 | 0 | 6622.2389 | 10025.4979 | 1390.2617 | 4417.0198 | 0 | 5235.6084 | 0 | 0 | 0 | 0 | 0 | 0 | 0 | 27690.3997 | 0 | 27690.6266 | -0.22694 | -0.22694 | 0 | 276.6401 | 418.8092 | 58.0774 | 184.5184 | 0 | 218.7144 | 0 | 0 | 0 | 0 | 0 | 0 | 0 | 1156.75 | 0 | 1156.7595 | -0.0094805 | -0.0094805 | 16.9613 | 2.3521 | 7.4724 | 8.8577 | 0 | 0 | 11.2036 | 0 | 0 | 0 | 0 | 46.8475 | 46.8472 | 46.8472 | 1
TX_2B_RS_2013_EL | 2B | RS | EL | 2953 | ASHRAE30pct-state-2B | RetailStandalone | STD2013 | TX-SanAntonio-TX | Zone2B | Zone2B(TX-SanAntonio-TX) | ASHRAE30pct-state-STD2013 | state | TX | 0.0817 | 0.67 | ASHRAE30pct-state-2B_RetailStandalone_STD2013_TX-SanAntonio-TX.table.csv.gz | Stand-alone Retail | San Antonio Intl Ap TX USA TMY3 WMO#=722530 | Electricity | 0 | 74458.3339 | 100275.0008 | 17016.6668 | 53972.2227 | 0 | 60247.2227 | 0 | 0 | 0 | 0 | 0 | 0 | 0 | 305969.4469 | 0 | 305969.4469 | 0 | 0 | 0 | 6083.2459 | 8192.4676 | 1390.2617 | 4409.5306 | 0 | 4922.1981 | 0 | 0 | 0 | 0 | 0 | 0 | 0 | 24997.7038 | 0 | 24997.7038 | 0 | 0 | 0 | 254.124 | 342.2355 | 58.0774 | 184.2055 | 0 | 205.6219 | 0 | 0 | 0 | 0 | 0 | 0 | 0 | 1044.2642 | 0 | 1044.2642 | 0 | 0 | 13.8602 | 2.3521 | 7.4601 | 8.3275 | 0 | 0 | 10.2918 | 0 | 0 | 0 | 0 | 42.2916 | 42.2916 | 42.2916 | 2
TX_2B_RS_2010_NG | 2B | RS | NG | 2782 | ASHRAE30pct-state-2B | RetailStandalone | STD2010 | TX-SanAntonio-TX | Zone2B | Zone2B(TX-SanAntonio-TX) | ASHRAE30pct-state-STD2010 | state | TX | 0.0817 | 0.67 | ASHRAE30pct-state-2B_RetailStandalone_STD2010_TX-SanAntonio-TX.table.csv.gz | Stand-alone Retail | San Antonio Intl Ap TX USA TMY3 WMO#=722530 | Natural Gas | 87872.1252 | 0 | 0 | 0 | 0 | 0 | 0 | 0 | 0 | 0 | 0 | 82554.8712 | 0 | 0 | 170426.9963 | 0 | 170426.9963 | 0 | 0 | 588.7432 | 0 | 0 | 0 | 0 | 0 | 0 | 0 | 0 | 0 | 0 | 553.1176 | 0 | 0 | 1141.8609 | 0 | 1141.8609 | 0 | 0 | 87.8721 | 0 | 0 | 0 | 0 | 0 | 0 | 0 | 0 | 0 | 0 | 82.5549 | 0 | 0 | 170.427 | 0 | 170.427 | 0 | 0 | 0 | 0 | 0 | 0 | 0 | 0 | 0 | 3.5587 | 3.3434 | 0 | 0 | 6.9021 | 6.9021 | 6.9021 | 1
TX_2B_RS_2013_NG | 2B | RS | NG | 2962 | ASHRAE30pct-state-2B | RetailStandalone | STD2013 | TX-SanAntonio-TX | Zone2B | Zone2B(TX-SanAntonio-TX) | ASHRAE30pct-state-STD2013 | state | TX | 0.0817 | 0.67 | ASHRAE30pct-state-2B_RetailStandalone_STD2013_TX-SanAntonio-TX.table.csv.gz | Stand-alone Retail | San Antonio Intl Ap TX USA TMY3 WMO#=722530 | Natural Gas | 66802.1506 | 0 | 0 | 0 | 0 | 0 | 0 | 0 | 0 | 0 | 0 | 82554.8712 | 0 | 0 | 149366.4999 | 0 | 149357.0218 | 0 | 0 | 447.5744 | 0 | 0 | 0 | 0 | 0 | 0 | 0 | 0 | 0 | 0 | 553.1176 | 0 | 0 | 1000.7555 | 0 | 1000.692 | 0 | 0 | 66.8022 | 0 | 0 | 0 | 0 | 0 | 0 | 0 | 0 | 0 | 0 | 82.5549 | 0 | 0 | 149.3665 | 0 | 149.357 | 0 | 0 | 0 | 0 | 0 | 0 | 0 | 0 | 0 | 2.7054 | 3.3434 | 0 | 0 | 6.0488 | 6.0492 | 6.0488 | 2
AL_3A_RS_2010_EL | 3A | RS | EL | 3613 | ASHRAE30pct-state-3A | RetailStandalone | STD2010 | AL-Birmingham-AL | Zone3A | Zone3A(AL-Birmingham-AL) | ASHRAE30pct-state-STD2010 | state | AL | 0.1058 | 1.24 | ASHRAE30pct-state-3A_RetailStandalone_STD2010_AL-Birmingham-AL.table.csv.gz | Stand-alone Retail | Birmingham Municipal Ap AL USA TMY3 WMO#=722280 | Electricity | 0 | 56072.2227 | 124308.3343 | 17063.889 | 54063.8893 | 0 | 61519.4449 | 0 | 0 | 0 | 5527.7778 | 0 | 0 | 0 | 318558.3359 | 0 | 318555.5581 | 2.7778 | 2.7778 | 0 | 5932.4412 | 13151.8218 | 1805.3595 | 5719.9595 | 0 | 6508.7573 | 0 | 0 | 0 | 584.8389 | 0 | 0 | 0 | 33703.4719 | 0 | 33703.178 | 0.29389 | 0.29389 | 0 | 191.3728 | 424.2605 | 58.2385 | 184.5184 | 0 | 209.964 | 0 | 0 | 0 | 18.8661 | 0 | 0 | 0 | 1087.2297 | 0 | 1087.2202 | 0.0094805 | 0.0094805 | 17.1821 | 2.3586 | 7.4732 | 8.5033 | 0 | 0.76406 | 7.7504 | 0 | 0 | 0 | 0 | 44.0313 | 44.0317 | 44.0317 | 1
AL_3A_RS_2013_EL | 3A | RS | EL | 4213 | ASHRAE30pct-state-3A | RetailStandalone | STD2013 | AL-Birmingham-AL | Zone3A | Zone3A(AL-Birmingham-AL) | ASHRAE30pct-state-STD2013 | state | AL | 0.1058 | 1.24 | ASHRAE30pct-state-3A_RetailStandalone_STD2013_AL-Birmingham-AL.table.csv.gz | Stand-alone Retail | Birmingham Municipal Ap AL USA TMY3 WMO#=722280 | Electricity | 0 | 49311.1115 | 101991.6675 | 17063.889 | 53972.2227 | 0 | 51241.6671 | 0 | 0 | 0 | 5588.8889 | 0 | 0 | 0 | 279166.6689 | 0 | 279169.4467 | -2.7778 | -2.7778 | 0 | 5217.1156 | 10790.7184 | 1805.3595 | 5710.2612 | 0 | 5421.3684 | 0 | 0 | 0 | 591.3044 | 0 | 0 | 0 | 29535.8336 | 0 | 29536.1275 | -0.29389 | -0.29389 | 0 | 168.2973 | 348.0944 | 58.2385 | 184.2055 | 0 | 174.8862 | 0 | 0 | 0 | 19.0747 | 0 | 0 | 0 | 952.7872 | 0 | 952.7967 | -0.0094805 | -0.0094805 | 14.0975 | 2.3586 | 7.4597 | 7.0827 | 0 | 0.77251 | 6.8159 | 0 | 0 | 0 | 0 | 38.5873 | 38.5869 | 38.5869 | 2
AL_3A_RS_2010_NG | 3A | RS | NG | 3622 | ASHRAE30pct-state-3A | RetailStandalone | STD2010 | AL-Birmingham-AL | Zone3A | Zone3A(AL-Birmingham-AL) | ASHRAE30pct-state-STD2010 | state | AL | 0.1058 | 1.24 | ASHRAE30pct-state-3A_RetailStandalone_STD2010_AL-Birmingham-AL.table.csv.gz | Stand-alone Retail | Birmingham Municipal Ap AL USA TMY3 WMO#=722280 | Natural Gas | 69010.5645 | 0 | 0 | 0 | 0 | 0 | 0 | 0 | 0 | 0 | 0 | 86440.9213 | 0 | 0 | 155460.964 | 0 | 155451.4859 | 0 | 0 | 855.731 | 0 | 0 | 0 | 0 | 0 | 0 | 0 | 0 | 0 | 0 | 1071.8674 | 0 | 0 | 1927.716 | 0 | 1927.5984 | 0 | 0 | 69.0106 | 0 | 0 | 0 | 0 | 0 | 0 | 0 | 0 | 0 | 0 | 86.4409 | 0 | 0 | 155.461 | 0 | 155.4515 | 0 | 0 | 0 | 0 | 0 | 0 | 0 | 0 | 0 | 2.7949 | 3.5008 | 0 | 0 | 6.2956 | 6.296 | 6.2956 | 1
AL_3A_RS_2013_NG | 3A | RS | NG | 4222 | ASHRAE30pct-state-3A | RetailStandalone | STD2013 | AL-Birmingham-AL | Zone3A | Zone3A(AL-Birmingham-AL) | ASHRAE30pct-state-STD2013 | state | AL | 0.1058 | 1.24 | ASHRAE30pct-state-3A_RetailStandalone_STD2013_AL-Birmingham-AL.table.csv.gz | Stand-alone Retail | Birmingham Municipal Ap AL USA TMY3 WMO#=722280 | Natural Gas | 44907.5751 | 0 | 0 | 0 | 0 | 0 | 0 | 0 | 0 | 0 | 0 | 86450.3995 | 0 | 0 | 131367.4528 | 0 | 131357.9747 | 0 | 0 | 556.8539 | 0 | 0 | 0 | 0 | 0 | 0 | 0 | 0 | 0 | 0 | 1071.985 | 0 | 0 | 1628.9564 | 0 | 1628.8389 | 0 | 0 | 44.9076 | 0 | 0 | 0 | 0 | 0 | 0 | 0 | 0 | 0 | 0 | 86.4504 | 0 | 0 | 131.3675 | 0 | 131.358 | 0 | 0 | 0 | 0 | 0 | 0 | 0 | 0 | 0 | 1.8187 | 3.5012 | 0 | 0 | 5.3199 | 5.3202 | 5.3199 | 2
AR_3A_RS_2010_EL | 3A | RS | EL | 3673 | ASHRAE30pct-state-3A | RetailStandalone | STD2010 | AR-Little-Rock-AR | Zone3A | Zone3A(AR-Little-Rock-AR) | ASHRAE30pct-state-STD2010 | state | AR | 0.0768 | 0.77 | ASHRAE30pct-state-3A_RetailStandalone_STD2010_AR-Little-Rock-AR.table.csv.gz | Stand-alone Retail | Little Rock Adams Field AR USA TMY3 WMO#=723403 | Electricity | 0 | 58780.556 | 123125.001 | 17019.4446 | 54063.8893 | 0 | 58455.556 | 0 | 0 | 0 | 5597.2223 | 0 | 0 | 0 | 317038.8914 | 0 | 317041.6692 | -2.7778 | -2.7778 | 0 | 4514.3467 | 9456.0001 | 1307.0933 | 4152.1067 | 0 | 4489.3867 | 0 | 0 | 0 | 429.8667 | 0 | 0 | 0 | 24348.5869 | 0 | 24348.8002 | -0.21333 | -0.21333 | 0 | 200.6162 | 420.2218 | 58.0868 | 184.5184 | 0 | 199.507 | 0 | 0 | 0 | 19.1031 | 0 | 0 | 0 | 1082.0439 | 0 | 1082.0534 | -0.0094805 | -0.0094805 | 17.0185 | 2.3525 | 7.4724 | 8.0798 | 0 | 0.77366 | 8.1247 | 0 | 0 | 0 | 0 | 43.822 | 43.8216 | 43.8216 | 1
AR_3A_RS_2013_EL | 3A | RS | EL | 4273 | ASHRAE30pct-state-3A | RetailStandalone | STD2013 | AR-Little-Rock-AR | Zone3A | Zone3A(AR-Little-Rock-AR) | ASHRAE30pct-state-STD2013 | state | AR | 0.0768 | 0.77 | ASHRAE30pct-state-3A_RetailStandalone_STD2013_AR-Little-Rock-AR.table.csv.gz | Stand-alone Retail | Little Rock Adams Field AR USA TMY3 WMO#=723403 | Electricity | 0 | 52038.8893 | 101369.4453 | 17019.4446 | 53972.2227 | 0 | 50508.3337 | 0 | 0 | 0 | 5227.7778 | 0 | 0 | 0 | 280136.1134 | 0 | 280136.1134 | 0 | 0 | 0 | 3996.5867 | 7785.1734 | 1307.0933 | 4145.0667 | 0 | 3879.04 | 0 | 0 | 0 | 401.4933 | 0 | 0 | 0 | 21514.4535 | 0 | 21514.4535 | 0 | 0 | 0 | 177.6071 | 345.9708 | 58.0868 | 184.2055 | 0 | 172.3834 | 0 | 0 | 0 | 17.8422 | 0 | 0 | 0 | 956.0959 | 0 | 956.0959 | 0 | 0 | 14.0115 | 2.3525 | 7.4601 | 6.9813 | 0 | 0.72259 | 7.1929 | 0 | 0 | 0 | 0 | 38.7209 | 38.7209 | 38.7209 | 2
AR_3A_RS_2010_NG | 3A | RS | NG | 3682 | ASHRAE30pct-state-3A | RetailStandalone | STD2010 | AR-Little-Rock-AR | Zone3A | Zone3A(AR-Little-Rock-AR) | ASHRAE30pct-state-STD2010 | state | AR | 0.0768 | 0.77 | ASHRAE30pct-state-3A_RetailStandalone_STD2010_AR-Little-Rock-AR.table.csv.gz | Stand-alone Retail | Little Rock Adams Field AR USA TMY3 WMO#=723403 | Natural Gas | 116439.3332 | 0 | 0 | 0 | 0 | 0 | 0 | 0 | 0 | 0 | 0 | 86478.834 | 0 | 0 | 202908.689 | 0 | 202918.1672 | 0 | 0 | 896.5829 | 0 | 0 | 0 | 0 | 0 | 0 | 0 | 0 | 0 | 0 | 665.887 | 0 | 0 | 1562.3969 | 0 | 1562.4699 | 0 | 0 | 116.4393 | 0 | 0 | 0 | 0 | 0 | 0 | 0 | 0 | 0 | 0 | 86.4788 | 0 | 0 | 202.9087 | 0 | 202.9182 | 0 | 0 | 0 | 0 | 0 | 0 | 0 | 0 | 0 | 4.7157 | 3.5023 | 0 | 0 | 8.218 | 8.2176 | 8.218 | 1
AR_3A_RS_2013_NG | 3A | RS | NG | 4282 | ASHRAE30pct-state-3A | RetailStandalone | STD2013 | AR-Little-Rock-AR | Zone3A | Zone3A(AR-Little-Rock-AR) | ASHRAE30pct-state-STD2013 | state | AR | 0.0768 | 0.77 | ASHRAE30pct-state-3A_RetailStandalone_STD2013_AR-Little-Rock-AR.table.csv.gz | Stand-alone Retail | Little Rock Adams Field AR USA TMY3 WMO#=723403 | Natural Gas | 79597.6817 | 0 | 0 | 0 | 0 | 0 | 0 | 0 | 0 | 0 | 0 | 86469.3559 | 0 | 0 | 166067.0376 | 0 | 166067.0376 | 0 | 0 | 612.9021 | 0 | 0 | 0 | 0 | 0 | 0 | 0 | 0 | 0 | 0 | 665.814 | 0 | 0 | 1278.7162 | 0 | 1278.7162 | 0 | 0 | 79.5977 | 0 | 0 | 0 | 0 | 0 | 0 | 0 | 0 | 0 | 0 | 86.4694 | 0 | 0 | 166.067 | 0 | 166.067 | 0 | 0 | 0 | 0 | 0 | 0 | 0 | 0 | 0 | 3.2236 | 3.5019 | 0 | 0 | 6.7255 | 6.7255 | 6.7255 | 2
GA_3A_RS_2010_EL | 3A | RS | EL | 3733 | ASHRAE30pct-state-3A | RetailStandalone | STD2010 | GA-Atlanta-GA | Zone3A | Zone3A(GA-Atlanta-GA) | ASHRAE30pct-state-STD2010 | state | GA | 0.0947 | 0.94 | ASHRAE30pct-state-3A_RetailStandalone_STD2010_GA-Atlanta-GA.table.csv.gz | Stand-alone Retail | Atlanta Hartsfield Intl Ap GA USA TMY3 WMO#=722190 | Electricity | 0 | 52502.7782 | 122622.2232 | 17025.0001 | 54063.8893 | 0 | 60938.8894 | 0 | 0 | 0 | 5430.5556 | 0 | 0 | 0 | 312583.3358 | 0 | 312583.3358 | 0 | 0 | 0 | 4972.0131 | 11612.3245 | 1612.2675 | 5119.8503 | 0 | 5770.9128 | 0 | 0 | 0 | 514.2736 | 0 | 0 | 0 | 29601.6419 | 0 | 29601.6419 | 0 | 0 | 0 | 179.1904 | 418.5058 | 58.1058 | 184.5184 | 0 | 207.9825 | 0 | 0 | 0 | 18.5343 | 0 | 0 | 0 | 1066.8372 | 0 | 1066.8372 | 0 | 0 | 16.949 | 2.3532 | 7.4728 | 8.4231 | 0 | 0.75062 | 7.257 | 0 | 0 | 0 | 0 | 43.2058 | 43.2058 | 43.2058 | 1
GA_3A_RS_2013_EL | 3A | RS | EL | 4333 | ASHRAE30pct-state-3A | RetailStandalone | STD2013 | GA-Atlanta-GA | Zone3A | Zone3A(GA-Atlanta-GA) | ASHRAE30pct-state-STD2013 | state | GA | 0.0947 | 0.94 | ASHRAE30pct-state-3A_RetailStandalone_STD2013_GA-Atlanta-GA.table.csv.gz | Stand-alone Retail | Atlanta Hartsfield Intl Ap GA USA TMY3 WMO#=722190 | Electricity | 0 | 46413.8893 | 100563.8897 | 17025.0001 | 53972.2227 | 0 | 49308.3337 | 0 | 0 | 0 | 5502.7778 | 0 | 0 | 0 | 272786.1133 | 0 | 272786.1133 | 0 | 0 | 0 | 4395.3953 | 9523.4004 | 1612.2675 | 5111.1695 | 0 | 4669.4992 | 0 | 0 | 0 | 521.1131 | 0 | 0 | 0 | 25832.8449 | 0 | 25832.8449 | 0 | 0 | 0 | 158.4092 | 343.2214 | 58.1058 | 184.2055 | 0 | 168.2878 | 0 | 0 | 0 | 18.7808 | 0 | 0 | 0 | 931.0105 | 0 | 931.0105 | 0 | 0 | 13.9001 | 2.3532 | 7.4601 | 6.8155 | 0 | 0.7606 | 6.4154 | 0 | 0 | 0 | 0 | 37.7049 | 37.7049 | 37.7049 | 2
GA_3A_RS_2010_NG | 3A | RS | NG | 3742 | ASHRAE30pct-state-3A | RetailStandalone | STD2010 | GA-Atlanta-GA | Zone3A | Zone3A(GA-Atlanta-GA) | ASHRAE30pct-state-STD2010 | state | GA | 0.0947 | 0.94 | ASHRAE30pct-state-3A_RetailStandalone_STD2010_GA-Atlanta-GA.table.csv.gz | Stand-alone Retail | Atlanta Hartsfield Intl Ap GA USA TMY3 WMO#=722190 | Natural Gas | 85644.755 | 0 | 0 | 0 | 0 | 0 | 0 | 0 | 0 | 0 | 0 | 86459.8777 | 0 | 0 | 172104.6326 | 0 | 172104.6326 | 0 | 0 | 805.0607 | 0 | 0 | 0 | 0 | 0 | 0 | 0 | 0 | 0 | 0 | 812.7229 | 0 | 0 | 1617.7835 | 0 | 1617.7835 | 0 | 0 | 85.6448 | 0 | 0 | 0 | 0 | 0 | 0 | 0 | 0 | 0 | 0 | 86.4599 | 0 | 0 | 172.1046 | 0 | 172.1046 | 0 | 0 | 0 | 0 | 0 | 0 | 0 | 0 | 0 | 3.4685 | 3.5015 | 0 | 0 | 6.9701 | 6.9701 | 6.9701 | 1
GA_3A_RS_2013_NG | 3A | RS | NG | 4342 | ASHRAE30pct-state-3A | RetailStandalone | STD2013 | GA-Atlanta-GA | Zone3A | Zone3A(GA-Atlanta-GA) | ASHRAE30pct-state-STD2013 | state | GA | 0.0947 | 0.94 | ASHRAE30pct-state-3A_RetailStandalone_STD2013_GA-Atlanta-GA.table.csv.gz | Stand-alone Retail | Atlanta Hartsfield Intl Ap GA USA TMY3 WMO#=722190 | Natural Gas | 60375.9505 | 0 | 0 | 0 | 0 | 0 | 0 | 0 | 0 | 0 | 0 | 86459.8777 | 0 | 0 | 146835.8282 | 0 | 146835.8282 | 0 | 0 | 567.5339 | 0 | 0 | 0 | 0 | 0 | 0 | 0 | 0 | 0 | 0 | 812.7229 | 0 | 0 | 1380.2568 | 0 | 1380.2568 | 0 | 0 | 60.376 | 0 | 0 | 0 | 0 | 0 | 0 | 0 | 0 | 0 | 0 | 86.4599 | 0 | 0 | 146.8358 | 0 | 146.8358 | 0 | 0 | 0 | 0 | 0 | 0 | 0 | 0 | 0 | 2.4452 | 3.5015 | 0 | 0 | 5.9467 | 5.9467 | 5.9467 | 2
LA_3A_RS_2010_EL | 3A | RS | EL | 3793 | ASHRAE30pct-state-3A | RetailStandalone | STD2010 | LA-Shreveport-LA | Zone3A | Zone3A(LA-Shreveport-LA) | ASHRAE30pct-state-STD2010 | state | LA | 0.0779 | 0.8 | ASHRAE30pct-state-3A_RetailStandalone_STD2010_LA-Shreveport-LA.table.csv.gz | Stand-alone Retail | Shreveport Regional Arpt LA USA TMY3 WMO#=722480 | Electricity | 0 | 64836.1116 | 122755.5565 | 17027.7779 | 54063.8893 | 0 | 58105.556 | 0 | 0 | 0 | 5675 | 0 | 0 | 0 | 322463.8915 | 0 | 322463.8915 | 0 | 0 | 0 | 5050.7331 | 9562.6579 | 1326.4639 | 4211.577 | 0 | 4526.4228 | 0 | 0 | 0 | 442.0825 | 0 | 0 | 0 | 25119.9371 | 0 | 25119.9371 | 0 | 0 | 0 | 221.2836 | 418.9609 | 58.1153 | 184.5184 | 0 | 198.3125 | 0 | 0 | 0 | 19.3686 | 0 | 0 | 0 | 1100.5593 | 0 | 1100.5593 | 0 | 0 | 16.9675 | 2.3536 | 7.4728 | 8.0314 | 0 | 0.78441 | 8.9618 | 0 | 0 | 0 | 0 | 44.5715 | 44.5715 | 44.5715 | 1
LA_3A_RS_2013_EL | 3A | RS | EL | 4393 | ASHRAE30pct-state-3A | RetailStandalone | STD2013 | LA-Shreveport-LA | Zone3A | Zone3A(LA-Shreveport-LA) | ASHRAE30pct-state-STD2013 | state | LA | 0.0779 | 0.8 | ASHRAE30pct-state-3A_RetailStandalone_STD2013_LA-Shreveport-LA.table.csv.gz | Stand-alone Retail | Shreveport Regional Arpt LA USA TMY3 WMO#=722480 | Electricity | 0 | 57327.7782 | 100894.4453 | 17027.7779 | 53972.2227 | 0 | 52991.6671 | 0 | 0 | 0 | 5683.3334 | 0 | 0 | 0 | 287897.2245 | 0 | 287897.2245 | 0 | 0 | 0 | 4465.8339 | 7859.6773 | 1326.4639 | 4204.4361 | 0 | 4128.0509 | 0 | 0 | 0 | 442.7317 | 0 | 0 | 0 | 22427.1938 | 0 | 22427.1938 | 0 | 0 | 0 | 195.6579 | 344.3496 | 58.1153 | 184.2055 | 0 | 180.8589 | 0 | 0 | 0 | 19.397 | 0 | 0 | 0 | 982.5843 | 0 | 982.5843 | 0 | 0 | 13.9458 | 2.3536 | 7.4601 | 7.3246 | 0 | 0.78556 | 7.9239 | 0 | 0 | 0 | 0 | 39.7936 | 39.7936 | 39.7936 | 2
LA_3A_RS_2010_NG | 3A | RS | NG | 3802 | ASHRAE30pct-state-3A | RetailStandalone | STD2010 | LA-Shreveport-LA | Zone3A | Zone3A(LA-Shreveport-LA) | ASHRAE30pct-state-STD2010 | state | LA | 0.0779 | 0.8 | ASHRAE30pct-state-3A_RetailStandalone_STD2010_LA-Shreveport-LA.table.csv.gz | Stand-alone Retail | Shreveport Regional Arpt LA USA TMY3 WMO#=722480 | Natural Gas | 70005.7725 | 0 | 0 | 0 | 0 | 0 | 0 | 0 | 0 | 0 | 0 | 86440.9213 | 0 | 0 | 156446.6938 | 0 | 156446.6938 | 0 | 0 | 560.0462 | 0 | 0 | 0 | 0 | 0 | 0 | 0 | 0 | 0 | 0 | 691.5274 | 0 | 0 | 1251.5736 | 0 | 1251.5736 | 0 | 0 | 70.0058 | 0 | 0 | 0 | 0 | 0 | 0 | 0 | 0 | 0 | 0 | 86.4409 | 0 | 0 | 156.4467 | 0 | 156.4467 | 0 | 0 | 0 | 0 | 0 | 0 | 0 | 0 | 0 | 2.8352 | 3.5008 | 0 | 0 | 6.3359 | 6.3359 | 6.3359 | 1
LA_3A_RS_2013_NG | 3A | RS | NG | 4402 | ASHRAE30pct-state-3A | RetailStandalone | STD2013 | LA-Shreveport-LA | Zone3A | Zone3A(LA-Shreveport-LA) | ASHRAE30pct-state-STD2013 | state | LA | 0.0779 | 0.8 | ASHRAE30pct-state-3A_RetailStandalone_STD2013_LA-Shreveport-LA.table.csv.gz | Stand-alone Retail | Shreveport Regional Arpt LA USA TMY3 WMO#=722480 | Natural Gas | 44917.0533 | 0 | 0 | 0 | 0 | 0 | 0 | 0 | 0 | 0 | 0 | 86431.4432 | 0 | 0 | 131348.4965 | 0 | 131348.4965 | 0 | 0 | 359.3364 | 0 | 0 | 0 | 0 | 0 | 0 | 0 | 0 | 0 | 0 | 691.4515 | 0 | 0 | 1050.788 | 0 | 1050.788 | 0 | 0 | 44.9171 | 0 | 0 | 0 | 0 | 0 | 0 | 0 | 0 | 0 | 0 | 86.4314 | 0 | 0 | 131.3485 | 0 | 131.3485 | 0 | 0 | 0 | 0 | 0 | 0 | 0 | 0 | 0 | 1.8191 | 3.5004 | 0 | 0 | 5.3195 | 5.3195 | 5.3195 | 2
MS_3A_RS_2010_EL | 3A | RS | EL | 3853 | ASHRAE30pct-state-3A | RetailStandalone | STD2010 | MS-Jackson-MS | Zone3A | Zone3A(MS-Jackson-MS) | ASHRAE30pct-state-STD2010 | state | MS | 0.0928 | 0.72 | ASHRAE30pct-state-3A_RetailStandalone_STD2010_MS-Jackson-MS.table.csv.gz | Stand-alone Retail | Jackson International Ap MS USA TMY3 WMO#=722350 | Electricity | 0 | 62177.7783 | 123538.8899 | 17016.6668 | 54063.8893 | 0 | 56697.2227 | 0 | 0 | 0 | 5186.1112 | 0 | 0 | 0 | 318683.3359 | 0 | 318680.5581 | 2.7778 | 2.7778 | 0 | 5770.0978 | 11464.409 | 1579.1467 | 5017.1289 | 0 | 5261.5023 | 0 | 0 | 0 | 481.2711 | 0 | 0 | 0 | 29573.8136 | 0 | 29573.5558 | 0.25778 | 0.25778 | 0 | 212.2108 | 421.6344 | 58.0774 | 184.5184 | 0 | 193.5059 | 0 | 0 | 0 | 17.7 | 0 | 0 | 0 | 1087.6563 | 0 | 1087.6469 | 0.0094805 | 0.0094805 | 17.0757 | 2.3521 | 7.4732 | 7.8368 | 0 | 0.71683 | 8.5943 | 0 | 0 | 0 | 0 | 44.0486 | 44.0489 | 44.0489 | 1
MS_3A_RS_2013_EL | 3A | RS | EL | 4453 | ASHRAE30pct-state-3A | RetailStandalone | STD2013 | MS-Jackson-MS | Zone3A | Zone3A(MS-Jackson-MS) | ASHRAE30pct-state-STD2013 | state | MS | 0.0928 | 0.72 | ASHRAE30pct-state-3A_RetailStandalone_STD2013_MS-Jackson-MS.table.csv.gz | Stand-alone Retail | Jackson International Ap MS USA TMY3 WMO#=722350 | Electricity | 0 | 55580.556 | 101413.8897 | 17016.6668 | 53972.2227 | 0 | 51513.8893 | 0 | 0 | 0 | 5686.1112 | 0 | 0 | 0 | 285180.5578 | 0 | 285183.3356 | -2.7778 | -2.7778 | 0 | 5157.8756 | 9411.209 | 1579.1467 | 5008.6223 | 0 | 4780.4889 | 0 | 0 | 0 | 527.6711 | 0 | 0 | 0 | 26464.7558 | 0 | 26465.0135 | -0.25778 | -0.25778 | 0 | 189.6947 | 346.1225 | 58.0774 | 184.2055 | 0 | 175.8153 | 0 | 0 | 0 | 19.4065 | 0 | 0 | 0 | 973.3124 | 0 | 973.3219 | -0.0094805 | -0.0094805 | 14.0176 | 2.3521 | 7.4597 | 7.1203 | 0 | 0.78594 | 7.6824 | 0 | 0 | 0 | 0 | 39.4185 | 39.4181 | 39.4181 | 2
MS_3A_RS_2010_NG | 3A | RS | NG | 3862 | ASHRAE30pct-state-3A | RetailStandalone | STD2010 | MS-Jackson-MS | Zone3A | Zone3A(MS-Jackson-MS) | ASHRAE30pct-state-STD2010 | state | MS | 0.0928 | 0.72 | ASHRAE30pct-state-3A_RetailStandalone_STD2010_MS-Jackson-MS.table.csv.gz | Stand-alone Retail | Jackson International Ap MS USA TMY3 WMO#=722350 | Natural Gas | 69474.9949 | 0 | 0 | 0 | 0 | 0 | 0 | 0 | 0 | 0 | 0 | 86440.9213 | 0 | 0 | 155925.3944 | 0 | 155915.9162 | 0 | 0 | 500.22 | 0 | 0 | 0 | 0 | 0 | 0 | 0 | 0 | 0 | 0 | 622.3746 | 0 | 0 | 1122.6628 | 0 | 1122.5946 | 0 | 0 | 69.475 | 0 | 0 | 0 | 0 | 0 | 0 | 0 | 0 | 0 | 0 | 86.4409 | 0 | 0 | 155.9254 | 0 | 155.9159 | 0 | 0 | 0 | 0 | 0 | 0 | 0 | 0 | 0 | 2.8137 | 3.5008 | 0 | 0 | 6.3144 | 6.3148 | 6.3144 | 1
MS_3A_RS_2013_NG | 3A | RS | NG | 4462 | ASHRAE30pct-state-3A | RetailStandalone | STD2013 | MS-Jackson-MS | Zone3A | Zone3A(MS-Jackson-MS) | ASHRAE30pct-state-STD2013 | state | MS | 0.0928 | 0.72 | ASHRAE30pct-state-3A_RetailStandalone_STD2013_MS-Jackson-MS.table.csv.gz | Stand-alone Retail | Jackson International Ap MS USA TMY3 WMO#=722350 | Natural Gas | 42035.6893 | 0 | 0 | 0 | 0 | 0 | 0 | 0 | 0 | 0 | 0 | 86440.9213 | 0 | 0 | 128476.6106 | 0 | 128476.6106 | 0 | 0 | 302.657 | 0 | 0 | 0 | 0 | 0 | 0 | 0 | 0 | 0 | 0 | 622.3746 | 0 | 0 | 925.0316 | 0 | 925.0316 | 0 | 0 | 42.0357 | 0 | 0 | 0 | 0 | 0 | 0 | 0 | 0 | 0 | 0 | 86.4409 | 0 | 0 | 128.4766 | 0 | 128.4766 | 0 | 0 | 0 | 0 | 0 | 0 | 0 | 0 | 0 | 1.7024 | 3.5008 | 0 | 0 | 5.2032 | 5.2032 | 5.2032 | 2
NC_3A_RS_2010_EL | 3A | RS | EL | 3913 | ASHRAE30pct-state-3A | RetailStandalone | STD2010 | NC-Charlotte-NC | Zone3A | Zone3A(NC-Charlotte-NC) | ASHRAE30pct-state-STD2010 | state | NC | 0.0861 | 0.84 | ASHRAE30pct-state-3A_RetailStandalone_STD2010_NC-Charlotte-NC.table.csv.gz | Stand-alone Retail | Charlotte Douglas Intl Arpt NC USA TMY3 WMO#=723140 | Electricity | 0 | 49377.7782 | 123455.5565 | 17019.4446 | 54063.8893 | 0 | 60569.4449 | 0 | 0 | 0 | 5441.6667 | 0 | 0 | 0 | 309927.7803 | 0 | 309927.7803 | 0 | 0 | 0 | 4251.4267 | 10629.5234 | 1465.3742 | 4654.9009 | 0 | 5215.0292 | 0 | 0 | 0 | 468.5275 | 0 | 0 | 0 | 26684.7819 | 0 | 26684.7819 | 0 | 0 | 0 | 168.5248 | 421.35 | 58.0868 | 184.5184 | 0 | 206.7216 | 0 | 0 | 0 | 18.5722 | 0 | 0 | 0 | 1057.7739 | 0 | 1057.7739 | 0 | 0 | 17.0642 | 2.3525 | 7.4728 | 8.372 | 0 | 0.75216 | 6.8251 | 0 | 0 | 0 | 0 | 42.8387 | 42.8387 | 42.8387 | 1
NC_3A_RS_2013_EL | 3A | RS | EL | 4513 | ASHRAE30pct-state-3A | RetailStandalone | STD2013 | NC-Charlotte-NC | Zone3A | Zone3A(NC-Charlotte-NC) | ASHRAE30pct-state-STD2013 | state | NC | 0.0861 | 0.84 | ASHRAE30pct-state-3A_RetailStandalone_STD2013_NC-Charlotte-NC.table.csv.gz | Stand-alone Retail | Charlotte Douglas Intl Arpt NC USA TMY3 WMO#=723140 | Electricity | 0 | 43830.5559 | 101672.223 | 17019.4446 | 53972.2227 | 0 | 48797.2226 | 0 | 0 | 0 | 5547.2223 | 0 | 0 | 0 | 270838.8911 | 0 | 270838.8911 | 0 | 0 | 0 | 3773.8109 | 8753.9784 | 1465.3742 | 4647.0084 | 0 | 4201.4409 | 0 | 0 | 0 | 477.6158 | 0 | 0 | 0 | 23319.2285 | 0 | 23319.2285 | 0 | 0 | 0 | 149.5923 | 347.0041 | 58.0868 | 184.2055 | 0 | 166.5434 | 0 | 0 | 0 | 18.9325 | 0 | 0 | 0 | 924.3647 | 0 | 924.3647 | 0 | 0 | 14.0533 | 2.3525 | 7.4601 | 6.7448 | 0 | 0.76675 | 6.0583 | 0 | 0 | 0 | 0 | 37.4358 | 37.4358 | 37.4358 | 2
NC_3A_RS_2010_NG | 3A | RS | NG | 3922 | ASHRAE30pct-state-3A | RetailStandalone | STD2010 | NC-Charlotte-NC | Zone3A | Zone3A(NC-Charlotte-NC) | ASHRAE30pct-state-STD2010 | state | NC | 0.0861 | 0.84 | ASHRAE30pct-state-3A_RetailStandalone_STD2010_NC-Charlotte-NC.table.csv.gz | Stand-alone Retail | Charlotte Douglas Intl Arpt NC USA TMY3 WMO#=723140 | Natural Gas | 91578.0901 | 0 | 0 | 0 | 0 | 0 | 0 | 0 | 0 | 0 | 0 | 86459.8777 | 0 | 0 | 178037.9678 | 0 | 178037.9678 | 0 | 0 | 769.256 | 0 | 0 | 0 | 0 | 0 | 0 | 0 | 0 | 0 | 0 | 726.263 | 0 | 0 | 1495.5189 | 0 | 1495.5189 | 0 | 0 | 91.5781 | 0 | 0 | 0 | 0 | 0 | 0 | 0 | 0 | 0 | 0 | 86.4599 | 0 | 0 | 178.038 | 0 | 178.038 | 0 | 0 | 0 | 0 | 0 | 0 | 0 | 0 | 0 | 3.7088 | 3.5015 | 0 | 0 | 7.2104 | 7.2104 | 7.2104 | 1
NC_3A_RS_2013_NG | 3A | RS | NG | 4522 | ASHRAE30pct-state-3A | RetailStandalone | STD2013 | NC-Charlotte-NC | Zone3A | Zone3A(NC-Charlotte-NC) | ASHRAE30pct-state-STD2013 | state | NC | 0.0861 | 0.84 | ASHRAE30pct-state-3A_RetailStandalone_STD2013_NC-Charlotte-NC.table.csv.gz | Stand-alone Retail | Charlotte Douglas Intl Arpt NC USA TMY3 WMO#=723140 | Natural Gas | 62499.0609 | 0 | 0 | 0 | 0 | 0 | 0 | 0 | 0 | 0 | 0 | 86469.3559 | 0 | 0 | 148958.9386 | 0 | 148968.4168 | 0 | 0 | 524.9921 | 0 | 0 | 0 | 0 | 0 | 0 | 0 | 0 | 0 | 0 | 726.3426 | 0 | 0 | 1251.2551 | 0 | 1251.3347 | 0 | 0 | 62.4991 | 0 | 0 | 0 | 0 | 0 | 0 | 0 | 0 | 0 | 0 | 86.4694 | 0 | 0 | 148.9589 | 0 | 148.9684 | 0 | 0 | 0 | 0 | 0 | 0 | 0 | 0 | 0 | 2.5311 | 3.5019 | 0 | 0 | 6.0331 | 6.0327 | 6.0331 | 2
OK_3A_RS_2010_EL | 3A | RS | EL | 3973 | ASHRAE30pct-state-3A | RetailStandalone | STD2010 | OK-Oklahoma-OK | Zone3A | Zone3A(OK-Oklahoma-OK) | ASHRAE30pct-state-STD2010 | state | OK | 0.0726 | 0.87 | ASHRAE30pct-state-3A_RetailStandalone_STD2010_OK-Oklahoma-OK.table.csv.gz | Stand-alone Retail | Oklahoma City Will Rogers Wor OK USA TMY3 WMO#=723530 | Electricity | 0 | 54202.7782 | 124238.8899 | 17013.889 | 54063.8893 | 0 | 65602.7783 | 0 | 0 | 0 | 5138.8889 | 0 | 0 | 0 | 320261.1137 | 0 | 320261.1137 | 0 | 0 | 0 | 3935.1217 | 9019.7434 | 1235.2083 | 3925.0384 | 0 | 4762.7617 | 0 | 0 | 0 | 373.0833 | 0 | 0 | 0 | 23250.9569 | 0 | 23250.9569 | 0 | 0 | 0 | 184.9924 | 424.0235 | 58.0679 | 184.5184 | 0 | 223.9002 | 0 | 0 | 0 | 17.5389 | 0 | 0 | 0 | 1093.0413 | 0 | 1093.0413 | 0 | 0 | 17.1725 | 2.3517 | 7.4728 | 9.0677 | 0 | 0.71031 | 7.492 | 0 | 0 | 0 | 0 | 44.267 | 44.267 | 44.267 | 1
OK_3A_RS_2013_EL | 3A | RS | EL | 4573 | ASHRAE30pct-state-3A | RetailStandalone | STD2013 | OK-Oklahoma-OK | Zone3A | Zone3A(OK-Oklahoma-OK) | ASHRAE30pct-state-STD2013 | state | OK | 0.0726 | 0.87 | ASHRAE30pct-state-3A_RetailStandalone_STD2013_OK-Oklahoma-OK.table.csv.gz | Stand-alone Retail | Oklahoma City Will Rogers Wor OK USA TMY3 WMO#=723530 | Electricity | 0 | 48338.8893 | 102477.7786 | 17013.889 | 53972.2227 | 0 | 51922.2226 | 0 | 0 | 0 | 5661.1112 | 0 | 0 | 0 | 279388.8911 | 0 | 279386.1133 | 2.7778 | 2.7778 | 0 | 3509.4034 | 7439.8867 | 1235.2083 | 3918.3834 | 0 | 3769.5534 | 0 | 0 | 0 | 410.9967 | 0 | 0 | 0 | 20283.6335 | 0 | 20283.4318 | 0.20167 | 0.20167 | 0 | 164.9791 | 349.7535 | 58.0679 | 184.2055 | 0 | 177.2089 | 0 | 0 | 0 | 19.3212 | 0 | 0 | 0 | 953.5456 | 0 | 953.5361 | 0.0094805 | 0.0094805 | 14.1646 | 2.3517 | 7.4605 | 7.1768 | 0 | 0.78249 | 6.6815 | 0 | 0 | 0 | 0 | 38.6172 | 38.6176 | 38.6176 | 2
OK_3A_RS_2010_NG | 3A | RS | NG | 3982 | ASHRAE30pct-state-3A | RetailStandalone | STD2010 | OK-Oklahoma-OK | Zone3A | Zone3A(OK-Oklahoma-OK) | ASHRAE30pct-state-STD2010 | state | OK | 0.0726 | 0.87 | ASHRAE30pct-state-3A_RetailStandalone_STD2010_OK-Oklahoma-OK.table.csv.gz | Stand-alone Retail | Oklahoma City Will Rogers Wor OK USA TMY3 WMO#=723530 | Natural Gas | 130068.9434 | 0 | 0 | 0 | 0 | 0 | 0 | 0 | 0 | 0 | 0 | 86488.3122 | 0 | 0 | 216557.2556 | 0 | 216557.2556 | 0 | 0 | 1131.5998 | 0 | 0 | 0 | 0 | 0 | 0 | 0 | 0 | 0 | 0 | 752.4483 | 0 | 0 | 1884.0481 | 0 | 1884.0481 | 0 | 0 | 130.0689 | 0 | 0 | 0 | 0 | 0 | 0 | 0 | 0 | 0 | 0 | 86.4883 | 0 | 0 | 216.5573 | 0 | 216.5573 | 0 | 0 | 0 | 0 | 0 | 0 | 0 | 0 | 0 | 5.2677 | 3.5027 | 0 | 0 | 8.7703 | 8.7703 | 8.7703 | 1
OK_3A_RS_2013_NG | 3A | RS | NG | 4582 | ASHRAE30pct-state-3A | RetailStandalone | STD2013 | OK-Oklahoma-OK | Zone3A | Zone3A(OK-Oklahoma-OK) | ASHRAE30pct-state-STD2013 | state | OK | 0.0726 | 0.87 | ASHRAE30pct-state-3A_RetailStandalone_STD2013_OK-Oklahoma-OK.table.csv.gz | Stand-alone Retail | Oklahoma City Will Rogers Wor OK USA TMY3 WMO#=723530 | Natural Gas | 96819.5188 | 0 | 0 | 0 | 0 | 0 | 0 | 0 | 0 | 0 | 0 | 86497.7904 | 0 | 0 | 183317.3092 | 0 | 183317.3092 | 0 | 0 | 842.3298 | 0 | 0 | 0 | 0 | 0 | 0 | 0 | 0 | 0 | 0 | 752.5308 | 0 | 0 | 1594.8606 | 0 | 1594.8606 | 0 | 0 | 96.8195 | 0 | 0 | 0 | 0 | 0 | 0 | 0 | 0 | 0 | 0 | 86.4978 | 0 | 0 | 183.3173 | 0 | 183.3173 | 0 | 0 | 0 | 0 | 0 | 0 | 0 | 0 | 0 | 3.9211 | 3.5031 | 0 | 0 | 7.4242 | 7.4242 | 7.4242 | 2
SC_3A_RS_2010_EL | 3A | RS | EL | 4033 | ASHRAE30pct-state-3A | RetailStandalone | STD2010 | SC-Columbia-SC | Zone3A | Zone3A(SC-Columbia-SC) | ASHRAE30pct-state-STD2010 | state | SC | 0.0957 | 0.85 | ASHRAE30pct-state-3A_RetailStandalone_STD2010_SC-Columbia-SC.table.csv.gz | Stand-alone Retail | Columbia Metro Arpt SC USA TMY3 WMO#=723100 | Electricity | 0 | 58294.4449 | 123783.3343 | 17011.1112 | 54063.8893 | 0 | 60794.4449 | 0 | 0 | 0 | 5613.8889 | 0 | 0 | 0 | 319561.1137 | 0 | 319561.1137 | 0 | 0 | 0 | 5578.7784 | 11846.0651 | 1627.9633 | 5173.9142 | 0 | 5818.0284 | 0 | 0 | 0 | 537.2492 | 0 | 0 | 0 | 30581.9986 | 0 | 30581.9986 | 0 | 0 | 0 | 198.9571 | 422.4687 | 58.0584 | 184.5184 | 0 | 207.4896 | 0 | 0 | 0 | 19.16 | 0 | 0 | 0 | 1090.6522 | 0 | 1090.6522 | 0 | 0 | 17.1095 | 2.3513 | 7.4728 | 8.4031 | 0 | 0.77596 | 8.0576 | 0 | 0 | 0 | 0 | 44.1703 | 44.1703 | 44.1703 | 1
SC_3A_RS_2013_EL | 3A | RS | EL | 4633 | ASHRAE30pct-state-3A | RetailStandalone | STD2013 | SC-Columbia-SC | Zone3A | Zone3A(SC-Columbia-SC) | ASHRAE30pct-state-STD2013 | state | SC | 0.0957 | 0.85 | ASHRAE30pct-state-3A_RetailStandalone_STD2013_SC-Columbia-SC.table.csv.gz | Stand-alone Retail | Columbia Metro Arpt SC USA TMY3 WMO#=723100 | Electricity | 0 | 51761.1115 | 101680.5564 | 17011.1112 | 53972.2227 | 0 | 49227.7782 | 0 | 0 | 0 | 5675 | 0 | 0 | 0 | 279325.0022 | 0 | 279327.78 | -2.7778 | -2.7778 | 0 | 4953.5384 | 9730.8292 | 1627.9633 | 5165.1417 | 0 | 4711.0984 | 0 | 0 | 0 | 543.0975 | 0 | 0 | 0 | 26731.4027 | 0 | 26731.6685 | -0.26583 | -0.26583 | 0 | 176.6591 | 347.0326 | 58.0584 | 184.2055 | 0 | 168.0129 | 0 | 0 | 0 | 19.3686 | 0 | 0 | 0 | 953.3276 | 0 | 953.3371 | -0.0094805 | -0.0094805 | 14.0545 | 2.3513 | 7.4597 | 6.8043 | 0 | 0.78441 | 7.1545 | 0 | 0 | 0 | 0 | 38.6091 | 38.6088 | 38.6088 | 2
SC_3A_RS_2010_NG | 3A | RS | NG | 4042 | ASHRAE30pct-state-3A | RetailStandalone | STD2010 | SC-Columbia-SC | Zone3A | Zone3A(SC-Columbia-SC) | ASHRAE30pct-state-STD2010 | state | SC | 0.0957 | 0.85 | ASHRAE30pct-state-3A_RetailStandalone_STD2010_SC-Columbia-SC.table.csv.gz | Stand-alone Retail | Columbia Metro Arpt SC USA TMY3 WMO#=723100 | Natural Gas | 70678.7226 | 0 | 0 | 0 | 0 | 0 | 0 | 0 | 0 | 0 | 0 | 86440.9213 | 0 | 0 | 157119.644 | 0 | 157119.644 | 0 | 0 | 600.7691 | 0 | 0 | 0 | 0 | 0 | 0 | 0 | 0 | 0 | 0 | 734.7478 | 0 | 0 | 1335.517 | 0 | 1335.517 | 0 | 0 | 70.6787 | 0 | 0 | 0 | 0 | 0 | 0 | 0 | 0 | 0 | 0 | 86.4409 | 0 | 0 | 157.1196 | 0 | 157.1196 | 0 | 0 | 0 | 0 | 0 | 0 | 0 | 0 | 0 | 2.8624 | 3.5008 | 0 | 0 | 6.3632 | 6.3632 | 6.3632 | 1
SC_3A_RS_2013_NG | 3A | RS | NG | 4642 | ASHRAE30pct-state-3A | RetailStandalone | STD2013 | SC-Columbia-SC | Zone3A | Zone3A(SC-Columbia-SC) | ASHRAE30pct-state-STD2013 | state | SC | 0.0957 | 0.85 | ASHRAE30pct-state-3A_RetailStandalone_STD2013_SC-Columbia-SC.table.csv.gz | Stand-alone Retail | Columbia Metro Arpt SC USA TMY3 WMO#=723100 | Natural Gas | 49011.6233 | 0 | 0 | 0 | 0 | 0 | 0 | 0 | 0 | 0 | 0 | 86440.9213 | 0 | 0 | 135462.0228 | 0 | 135452.5446 | 0 | 0 | 416.5988 | 0 | 0 | 0 | 0 | 0 | 0 | 0 | 0 | 0 | 0 | 734.7478 | 0 | 0 | 1151.4272 | 0 | 1151.3466 | 0 | 0 | 49.0116 | 0 | 0 | 0 | 0 | 0 | 0 | 0 | 0 | 0 | 0 | 86.4409 | 0 | 0 | 135.462 | 0 | 135.4525 | 0 | 0 | 0 | 0 | 0 | 0 | 0 | 0 | 0 | 1.9849 | 3.5008 | 0 | 0 | 5.4857 | 5.4861 | 5.4857 | 2
TN_3A_RS_2010_EL | 3A | RS | EL | 4093 | ASHRAE30pct-state-3A | RetailStandalone | STD2010 | TN-Memphis-TN | Zone3A | Zone3A(TN-Memphis-TN) | ASHRAE30pct-state-STD2010 | state | TN | 0.1029 | 0.81 | ASHRAE30pct-state-3A_RetailStandalone_STD2010_TN-Memphis-TN.table.csv.gz | Stand-alone Retail | Memphis International Ap TN USA TMY3 WMO#=723340 | Electricity | 0 | 57877.7782 | 123836.1121 | 17036.1112 | 54063.8893 | 0 | 58461.1116 | 0 | 0 | 0 | 5483.3334 | 0 | 0 | 0 | 316761.1136 | 0 | 316758.3359 | 2.7778 | 2.7778 | 0 | 5955.6234 | 12742.7359 | 1753.0158 | 5563.1742 | 0 | 6015.6484 | 0 | 0 | 0 | 564.235 | 0 | 0 | 0 | 32594.7186 | 0 | 32594.4328 | 0.28583 | 0.28583 | 0 | 197.5351 | 422.6488 | 58.1437 | 184.5184 | 0 | 199.526 | 0 | 0 | 0 | 18.7144 | 0 | 0 | 0 | 1081.0959 | 0 | 1081.0864 | 0.0094805 | 0.0094805 | 17.1168 | 2.3548 | 7.4732 | 8.0806 | 0 | 0.75792 | 8 | 0 | 0 | 0 | 0 | 43.7829 | 43.7832 | 43.7832 | 1
TN_3A_RS_2013_EL | 3A | RS | EL | 4693 | ASHRAE30pct-state-3A | RetailStandalone | STD2013 | TN-Memphis-TN | Zone3A | Zone3A(TN-Memphis-TN) | ASHRAE30pct-state-STD2013 | state | TN | 0.1029 | 0.81 | ASHRAE30pct-state-3A_RetailStandalone_STD2013_TN-Memphis-TN.table.csv.gz | Stand-alone Retail | Memphis International Ap TN USA TMY3 WMO#=723340 | Electricity | 0 | 51188.8893 | 101883.3341 | 17036.1112 | 53972.2227 | 0 | 49886.1115 | 0 | 0 | 0 | 5538.8889 | 0 | 0 | 0 | 279502.78 | 0 | 279505.5578 | -2.7778 | -2.7778 | 0 | 5267.3367 | 10483.7951 | 1753.0158 | 5553.7417 | 0 | 5133.2809 | 0 | 0 | 0 | 569.9517 | 0 | 0 | 0 | 28760.8361 | 0 | 28761.1219 | -0.28583 | -0.28583 | 0 | 174.7061 | 347.7247 | 58.1437 | 184.2055 | 0 | 170.2598 | 0 | 0 | 0 | 18.9041 | 0 | 0 | 0 | 953.9343 | 0 | 953.9438 | -0.0094805 | -0.0094805 | 14.0825 | 2.3548 | 7.4597 | 6.8953 | 0 | 0.76559 | 7.0754 | 0 | 0 | 0 | 0 | 38.6337 | 38.6333 | 38.6333 | 2
TN_3A_RS_2010_NG | 3A | RS | NG | 4102 | ASHRAE30pct-state-3A | RetailStandalone | STD2010 | TN-Memphis-TN | Zone3A | Zone3A(TN-Memphis-TN) | ASHRAE30pct-state-STD2010 | state | TN | 0.1029 | 0.81 | ASHRAE30pct-state-3A_RetailStandalone_STD2010_TN-Memphis-TN.table.csv.gz | Stand-alone Retail | Memphis International Ap TN USA TMY3 WMO#=723340 | Natural Gas | 104999.1806 | 0 | 0 | 0 | 0 | 0 | 0 | 0 | 0 | 0 | 0 | 86469.3559 | 0 | 0 | 191478.0146 | 0 | 191468.5364 | 0 | 0 | 850.4934 | 0 | 0 | 0 | 0 | 0 | 0 | 0 | 0 | 0 | 0 | 700.4018 | 0 | 0 | 1550.9719 | 0 | 1550.8951 | 0 | 0 | 104.9992 | 0 | 0 | 0 | 0 | 0 | 0 | 0 | 0 | 0 | 0 | 86.4694 | 0 | 0 | 191.478 | 0 | 191.4685 | 0 | 0 | 0 | 0 | 0 | 0 | 0 | 0 | 0 | 4.2524 | 3.5019 | 0 | 0 | 7.7543 | 7.7547 | 7.7543 | 1
TN_3A_RS_2013_NG | 3A | RS | NG | 4702 | ASHRAE30pct-state-3A | RetailStandalone | STD2013 | TN-Memphis-TN | Zone3A | Zone3A(TN-Memphis-TN) | ASHRAE30pct-state-STD2013 | state | TN | 0.1029 | 0.81 | ASHRAE30pct-state-3A_RetailStandalone_STD2013_TN-Memphis-TN.table.csv.gz | Stand-alone Retail | Memphis International Ap TN USA TMY3 WMO#=723340 | Natural Gas | 70858.8079 | 0 | 0 | 0 | 0 | 0 | 0 | 0 | 0 | 0 | 0 | 86469.3559 | 0 | 0 | 157328.1637 | 0 | 157328.1637 | 0 | 0 | 573.9563 | 0 | 0 | 0 | 0 | 0 | 0 | 0 | 0 | 0 | 0 | 700.4018 | 0 | 0 | 1274.3581 | 0 | 1274.3581 | 0 | 0 | 70.8588 | 0 | 0 | 0 | 0 | 0 | 0 | 0 | 0 | 0 | 0 | 86.4694 | 0 | 0 | 157.3282 | 0 | 157.3282 | 0 | 0 | 0 | 0 | 0 | 0 | 0 | 0 | 0 | 2.8697 | 3.5019 | 0 | 0 | 6.3716 | 6.3716 | 6.3716 | 2
TX_3A_RS_2010_EL | 3A | RS | EL | 4153 | ASHRAE30pct-state-3A | RetailStandalone | STD2010 | TX-FortWorthAlliance-TX | Zone3A | Zone3A(TX-FortWorthAlliance-TX) | ASHRAE30pct-state-STD2010 | state | TX | 0.0817 | 0.67 | ASHRAE30pct-state-3A_RetailStandalone_STD2010_TX-FortWorthAlliance-TX.table.csv.gz | Stand-alone Retail | Fort Worth Alliance TX USA TMY3 WMO#=722594 | Electricity | 0 | 63216.6672 | 124886.1121 | 17019.4446 | 54063.8893 | 0 | 64925.0005 | 0 | 0 | 0 | 5769.4445 | 0 | 0 | 0 | 329880.5582 | 0 | 329880.5582 | 0 | 0 | 0 | 5164.8017 | 10203.1954 | 1390.4886 | 4417.0198 | 0 | 5304.3725 | 0 | 0 | 0 | 471.3636 | 0 | 0 | 0 | 26951.2416 | 0 | 26951.2416 | 0 | 0 | 0 | 215.7565 | 426.2324 | 58.0868 | 184.5184 | 0 | 221.587 | 0 | 0 | 0 | 19.6909 | 0 | 0 | 0 | 1125.8721 | 0 | 1125.8721 | 0 | 0 | 17.262 | 2.3525 | 7.4728 | 8.974 | 0 | 0.79746 | 8.7379 | 0 | 0 | 0 | 0 | 45.5966 | 45.5966 | 45.5966 | 1
TX_3A_RS_2013_EL | 3A | RS | EL | 4753 | ASHRAE30pct-state-3A | RetailStandalone | STD2013 | TX-FortWorthAlliance-TX | Zone3A | Zone3A(TX-FortWorthAlliance-TX) | ASHRAE30pct-state-STD2013 | state | TX | 0.0817 | 0.67 | ASHRAE30pct-state-3A_RetailStandalone_STD2013_TX-FortWorthAlliance-TX.table.csv.gz | Stand-alone Retail | Fort Worth Alliance TX USA TMY3 WMO#=722594 | Electricity | 0 | 55991.6671 | 103105.5564 | 17019.4446 | 53972.2227 | 0 | 52655.556 | 0 | 0 | 0 | 5825 | 0 | 0 | 0 | 288569.4468 | 0 | 288569.4468 | 0 | 0 | 0 | 4574.5192 | 8423.724 | 1390.4886 | 4409.5306 | 0 | 4301.9589 | 0 | 0 | 0 | 475.9025 | 0 | 0 | 0 | 23576.1238 | 0 | 23576.1238 | 0 | 0 | 0 | 191.0978 | 351.8961 | 58.0868 | 184.2055 | 0 | 179.7118 | 0 | 0 | 0 | 19.8805 | 0 | 0 | 0 | 984.8786 | 0 | 984.8786 | 0 | 0 | 14.2514 | 2.3525 | 7.4601 | 7.2781 | 0 | 0.80514 | 7.7393 | 0 | 0 | 0 | 0 | 39.8865 | 39.8865 | 39.8865 | 2
TX_3A_RS_2010_NG | 3A | RS | NG | 4162 | ASHRAE30pct-state-3A | RetailStandalone | STD2010 | TX-FortWorthAlliance-TX | Zone3A | Zone3A(TX-FortWorthAlliance-TX) | ASHRAE30pct-state-STD2010 | state | TX | 0.0817 | 0.67 | ASHRAE30pct-state-3A_RetailStandalone_STD2010_TX-FortWorthAlliance-TX.table.csv.gz | Stand-alone Retail | Fort Worth Alliance TX USA TMY3 WMO#=722594 | Natural Gas | 80716.1059 | 0 | 0 | 0 | 0 | 0 | 0 | 0 | 0 | 0 | 0 | 86440.9213 | 0 | 0 | 167166.5055 | 0 | 167157.0273 | 0 | 0 | 540.7979 | 0 | 0 | 0 | 0 | 0 | 0 | 0 | 0 | 0 | 0 | 579.1542 | 0 | 0 | 1120.0156 | 0 | 1119.9521 | 0 | 0 | 80.7161 | 0 | 0 | 0 | 0 | 0 | 0 | 0 | 0 | 0 | 0 | 86.4409 | 0 | 0 | 167.1665 | 0 | 167.157 | 0 | 0 | 0 | 0 | 0 | 0 | 0 | 0 | 0 | 3.2689 | 3.5008 | 0 | 0 | 6.7697 | 6.7701 | 6.7697 | 1
TX_3A_RS_2013_NG | 3A | RS | NG | 4762 | ASHRAE30pct-state-3A | RetailStandalone | STD2013 | TX-FortWorthAlliance-TX | Zone3A | Zone3A(TX-FortWorthAlliance-TX) | ASHRAE30pct-state-STD2013 | state | TX | 0.0817 | 0.67 | ASHRAE30pct-state-3A_RetailStandalone_STD2013_TX-FortWorthAlliance-TX.table.csv.gz | Stand-alone Retail | Fort Worth Alliance TX USA TMY3 WMO#=722594 | Natural Gas | 55523.1269 | 0 | 0 | 0 | 0 | 0 | 0 | 0 | 0 | 0 | 0 | 86450.3995 | 0 | 0 | 141973.5264 | 0 | 141973.5264 | 0 | 0 | 372.005 | 0 | 0 | 0 | 0 | 0 | 0 | 0 | 0 | 0 | 0 | 579.2177 | 0 | 0 | 951.2226 | 0 | 951.2226 | 0 | 0 | 55.5231 | 0 | 0 | 0 | 0 | 0 | 0 | 0 | 0 | 0 | 0 | 86.4504 | 0 | 0 | 141.9735 | 0 | 141.9735 | 0 | 0 | 0 | 0 | 0 | 0 | 0 | 0 | 0 | 2.2486 | 3.5012 | 0 | 0 | 5.7498 | 5.7498 | 5.7498 | 2
AZ_3B_RS_2010_EL | 3B | RS | EL | 5173 | ASHRAE30pct-state-3B | RetailStandalone | STD2010 | AZ-Kingman-AZ | Zone3B | Zone3B(AZ-Kingman-AZ) | ASHRAE30pct-state-STD2010 | state | AZ | 0.0954 | 0.95 | ASHRAE30pct-state-3B_RetailStandalone_STD2010_AZ-Kingman-AZ.table.csv.gz | Stand-alone Retail | Kingman Amos AZ USA TMY3 WMO#=723700 | Electricity | 0 | 58402.7782 | 127238.8899 | 17013.889 | 54063.8893 | 0 | 65547.2227 | 0 | 0 | 0 | 0 | 0 | 0 | 0 | 322266.6692 | 0 | 322266.6692 | 0 | 0 | 0 | 5571.625 | 12138.5901 | 1623.125 | 5157.695 | 0 | 6253.2051 | 0 | 0 | 0 | 0 | 0 | 0 | 0 | 30744.2402 | 0 | 30744.2402 | 0 | 0 | 0 | 199.3269 | 434.2624 | 58.0679 | 184.5184 | 0 | 223.7106 | 0 | 0 | 0 | 0 | 0 | 0 | 0 | 1099.8862 | 0 | 1099.8862 | 0 | 0 | 17.5872 | 2.3517 | 7.4728 | 9.06 | 0 | 0 | 8.0725 | 0 | 0 | 0 | 0 | 44.5442 | 44.5442 | 44.5442 | 1
AZ_3B_RS_2013_EL | 3B | RS | EL | 5533 | ASHRAE30pct-state-3B | RetailStandalone | STD2013 | AZ-Kingman-AZ | Zone3B | Zone3B(AZ-Kingman-AZ) | ASHRAE30pct-state-STD2013 | state | AZ | 0.0954 | 0.95 | ASHRAE30pct-state-3B_RetailStandalone_STD2013_AZ-Kingman-AZ.table.csv.gz | Stand-alone Retail | Kingman Amos AZ USA TMY3 WMO#=723700 | Electricity | 0 | 53722.2227 | 105916.6675 | 17013.889 | 53972.2227 | 0 | 61075.0005 | 0 | 0 | 0 | 0 | 0 | 0 | 0 | 291702.7801 | 0 | 291700.0023 | 2.7778 | 2.7778 | 0 | 5125.1 | 10104.4501 | 1623.125 | 5148.95 | 0 | 5826.555 | 0 | 0 | 0 | 0 | 0 | 0 | 0 | 27828.4452 | 0 | 27828.1802 | 0.265 | 0.265 | 0 | 183.3523 | 361.4903 | 58.0679 | 184.2055 | 0 | 208.4471 | 0 | 0 | 0 | 0 | 0 | 0 | 0 | 995.5725 | 0 | 995.5631 | 0.0094805 | 0.0094805 | 14.64 | 2.3517 | 7.4605 | 8.4419 | 0 | 0 | 7.4256 | 0 | 0 | 0 | 0 | 40.3193 | 40.3196 | 40.3196 | 2
AZ_3B_RS_2010_NG | 3B | RS | NG | 5182 | ASHRAE30pct-state-3B | RetailStandalone | STD2010 | AZ-Kingman-AZ | Zone3B | Zone3B(AZ-Kingman-AZ) | ASHRAE30pct-state-STD2010 | state | AZ | 0.0954 | 0.95 | ASHRAE30pct-state-3B_RetailStandalone_STD2010_AZ-Kingman-AZ.table.csv.gz | Stand-alone Retail | Kingman Amos AZ USA TMY3 WMO#=723700 | Natural Gas | 123993.4356 | 0 | 0 | 0 | 0 | 0 | 0 | 0 | 0 | 0 | 0 | 85711.1022 | 0 | 0 | 209714.016 | 0 | 209704.5378 | 0 | 0 | 1177.9376 | 0 | 0 | 0 | 0 | 0 | 0 | 0 | 0 | 0 | 0 | 814.2555 | 0 | 0 | 1992.2832 | 0 | 1992.1931 | 0 | 0 | 123.9934 | 0 | 0 | 0 | 0 | 0 | 0 | 0 | 0 | 0 | 0 | 85.7111 | 0 | 0 | 209.714 | 0 | 209.7045 | 0 | 0 | 0 | 0 | 0 | 0 | 0 | 0 | 0 | 5.0216 | 3.4712 | 0 | 0 | 8.4928 | 8.4932 | 8.4928 | 1
AZ_3B_RS_2013_NG | 3B | RS | NG | 5542 | ASHRAE30pct-state-3B | RetailStandalone | STD2013 | AZ-Kingman-AZ | Zone3B | Zone3B(AZ-Kingman-AZ) | ASHRAE30pct-state-STD2013 | state | AZ | 0.0954 | 0.95 | ASHRAE30pct-state-3B_RetailStandalone_STD2013_AZ-Kingman-AZ.table.csv.gz | Stand-alone Retail | Kingman Amos AZ USA TMY3 WMO#=723700 | Natural Gas | 107103.3346 | 0 | 0 | 0 | 0 | 0 | 0 | 0 | 0 | 0 | 0 | 85720.5803 | 0 | 0 | 192823.9149 | 0 | 192823.9149 | 0 | 0 | 1017.4817 | 0 | 0 | 0 | 0 | 0 | 0 | 0 | 0 | 0 | 0 | 814.3455 | 0 | 0 | 1831.8272 | 0 | 1831.8272 | 0 | 0 | 107.1033 | 0 | 0 | 0 | 0 | 0 | 0 | 0 | 0 | 0 | 0 | 85.7206 | 0 | 0 | 192.8239 | 0 | 192.8239 | 0 | 0 | 0 | 0 | 0 | 0 | 0 | 0 | 0 | 4.3376 | 3.4716 | 0 | 0 | 7.8092 | 7.8092 | 7.8092 | 2
CA_3B_RS_2010_EL | 3B | RS | EL | 5233 | ASHRAE30pct-state-3B | RetailStandalone | STD2010 | CA-LosAngeles-CA | Zone3B | Zone3B(CA-LosAngeles-CA) | ASHRAE30pct-state-STD2010 | state | CA | 0.136 | 0.7 | ASHRAE30pct-state-3B_RetailStandalone_STD2010_CA-LosAngeles-CA.table.csv.gz | Stand-alone Retail | Los Angeles Intl Arpt CA USA TMY3 WMO#=722950 | Electricity | 0 | 22208.3335 | 123636.1121 | 17038.889 | 54063.8893 | 0 | 48572.2226 | 0 | 0 | 0 | 0 | 0 | 0 | 0 | 265516.6688 | 0 | 265519.4466 | -2.7778 | -2.7778 | 0 | 3020.3334 | 16814.5112 | 2317.2889 | 7352.6889 | 0 | 6605.8223 | 0 | 0 | 0 | 0 | 0 | 0 | 0 | 36110.267 | 0 | 36110.6447 | -0.37778 | -0.37778 | 0 | 75.7964 | 421.9662 | 58.1532 | 184.5184 | 0 | 165.7755 | 0 | 0 | 0 | 0 | 0 | 0 | 0 | 906.2002 | 0 | 906.2096 | -0.0094805 | -0.0094805 | 17.0892 | 2.3551 | 7.4724 | 6.7137 | 0 | 0 | 3.0697 | 0 | 0 | 0 | 0 | 36.7005 | 36.7002 | 36.7002 | 1
CA_3B_RS_2013_EL | 3B | RS | EL | 5593 | ASHRAE30pct-state-3B | RetailStandalone | STD2013 | CA-LosAngeles-CA | Zone3B | Zone3B(CA-LosAngeles-CA) | ASHRAE30pct-state-STD2013 | state | CA | 0.136 | 0.7 | ASHRAE30pct-state-3B_RetailStandalone_STD2013_CA-LosAngeles-CA.table.csv.gz | Stand-alone Retail | Los Angeles Intl Arpt CA USA TMY3 WMO#=722950 | Electricity | 0 | 18944.4446 | 101602.7786 | 17038.889 | 53972.2227 | 0 | 52483.3338 | 0 | 0 | 0 | 0 | 0 | 0 | 0 | 244038.8908 | 0 | 244041.6686 | -2.7778 | -2.7778 | 0 | 2576.4445 | 13817.9779 | 2317.2889 | 7340.2223 | 0 | 7137.7334 | 0 | 0 | 0 | 0 | 0 | 0 | 0 | 33189.2892 | 0 | 33189.6669 | -0.37778 | -0.37778 | 0 | 64.6568 | 346.7671 | 58.1532 | 184.2055 | 0 | 179.124 | 0 | 0 | 0 | 0 | 0 | 0 | 0 | 832.8972 | 0 | 832.9066 | -0.0094805 | -0.0094805 | 14.0437 | 2.3551 | 7.4597 | 7.2543 | 0 | 0 | 2.6185 | 0 | 0 | 0 | 0 | 33.7318 | 33.7315 | 33.7315 | 2
CA_3B_RS_2010_NG | 3B | RS | NG | 5242 | ASHRAE30pct-state-3B | RetailStandalone | STD2010 | CA-LosAngeles-CA | Zone3B | Zone3B(CA-LosAngeles-CA) | ASHRAE30pct-state-STD2010 | state | CA | 0.136 | 0.7 | ASHRAE30pct-state-3B_RetailStandalone_STD2010_CA-LosAngeles-CA.table.csv.gz | Stand-alone Retail | Los Angeles Intl Arpt CA USA TMY3 WMO#=722950 | Natural Gas | 34235.1544 | 0 | 0 | 0 | 0 | 0 | 0 | 0 | 0 | 0 | 0 | 85673.1895 | 0 | 0 | 119908.3439 | 0 | 119908.3439 | 0 | 0 | 239.6461 | 0 | 0 | 0 | 0 | 0 | 0 | 0 | 0 | 0 | 0 | 599.7123 | 0 | 0 | 839.3584 | 0 | 839.3584 | 0 | 0 | 34.2352 | 0 | 0 | 0 | 0 | 0 | 0 | 0 | 0 | 0 | 0 | 85.6732 | 0 | 0 | 119.9083 | 0 | 119.9083 | 0 | 0 | 0 | 0 | 0 | 0 | 0 | 0 | 0 | 1.3865 | 3.4697 | 0 | 0 | 4.8562 | 4.8562 | 4.8562 | 1
CA_3B_RS_2013_NG | 3B | RS | NG | 5602 | ASHRAE30pct-state-3B | RetailStandalone | STD2013 | CA-LosAngeles-CA | Zone3B | Zone3B(CA-LosAngeles-CA) | ASHRAE30pct-state-STD2013 | state | CA | 0.136 | 0.7 | ASHRAE30pct-state-3B_RetailStandalone_STD2013_CA-LosAngeles-CA.table.csv.gz | Stand-alone Retail | Los Angeles Intl Arpt CA USA TMY3 WMO#=722950 | Natural Gas | 21363.7979 | 0 | 0 | 0 | 0 | 0 | 0 | 0 | 0 | 0 | 0 | 85682.6676 | 0 | 0 | 107036.9874 | 0 | 107046.4655 | 0 | 0 | 149.5466 | 0 | 0 | 0 | 0 | 0 | 0 | 0 | 0 | 0 | 0 | 599.7787 | 0 | 0 | 749.2589 | 0 | 749.3253 | 0 | 0 | 21.3638 | 0 | 0 | 0 | 0 | 0 | 0 | 0 | 0 | 0 | 0 | 85.6827 | 0 | 0 | 107.037 | 0 | 107.0465 | 0 | 0 | 0 | 0 | 0 | 0 | 0 | 0 | 0 | 0.86521 | 3.4701 | 0 | 0 | 4.3353 | 4.3349 | 4.3353 | 2
NM_3B_RS_2010_EL | 3B | RS | EL | 5293 | ASHRAE30pct-state-3B | RetailStandalone | STD2010 | NM-Lubbock-TX | Zone3B | Zone3B(NM-Lubbock-TX) | ASHRAE30pct-state-STD2010 | state | NM | 0.093 | 0.62 | ASHRAE30pct-state-3B_RetailStandalone_STD2010_NM-Lubbock-TX.table.csv.gz | Stand-alone Retail | Lubbock International Ap TX USA TMY3 WMO#=722670 | Electricity | 0 | 47975.0004 | 126047.2232 | 17027.7779 | 54063.8893 | 0 | 64008.3338 | 0 | 0 | 0 | 0 | 0 | 0 | 0 | 309122.2247 | 0 | 309122.2247 | 0 | 0 | 0 | 4461.675 | 11722.3918 | 1583.5833 | 5027.9417 | 0 | 5952.775 | 0 | 0 | 0 | 0 | 0 | 0 | 0 | 28748.3669 | 0 | 28748.3669 | 0 | 0 | 0 | 163.7372 | 430.1953 | 58.1153 | 184.5184 | 0 | 218.4585 | 0 | 0 | 0 | 0 | 0 | 0 | 0 | 1055.0246 | 0 | 1055.0246 | 0 | 0 | 17.4225 | 2.3536 | 7.4728 | 8.8473 | 0 | 0 | 6.6312 | 0 | 0 | 0 | 0 | 42.7274 | 42.7274 | 42.7274 | 1
NM_3B_RS_2013_EL | 3B | RS | EL | 5653 | ASHRAE30pct-state-3B | RetailStandalone | STD2013 | NM-Lubbock-TX | Zone3B | Zone3B(NM-Lubbock-TX) | ASHRAE30pct-state-STD2013 | state | NM | 0.093 | 0.62 | ASHRAE30pct-state-3B_RetailStandalone_STD2013_NM-Lubbock-TX.table.csv.gz | Stand-alone Retail | Lubbock International Ap TX USA TMY3 WMO#=722670 | Electricity | 0 | 43772.2226 | 103938.8897 | 17027.7779 | 53972.2227 | 0 | 57691.6671 | 0 | 0 | 0 | 0 | 0 | 0 | 0 | 276400.0022 | 0 | 276402.78 | -2.7778 | -2.7778 | 0 | 4070.8167 | 9666.3167 | 1583.5833 | 5019.4167 | 0 | 5365.325 | 0 | 0 | 0 | 0 | 0 | 0 | 0 | 25705.2002 | 0 | 25705.4585 | -0.25833 | -0.25833 | 0 | 149.3932 | 354.7402 | 58.1153 | 184.2055 | 0 | 196.8999 | 0 | 0 | 0 | 0 | 0 | 0 | 0 | 943.3446 | 0 | 943.3541 | -0.0094805 | -0.0094805 | 14.3666 | 2.3536 | 7.4597 | 7.9742 | 0 | 0 | 6.0503 | 0 | 0 | 0 | 0 | 38.2048 | 38.2045 | 38.2045 | 2
NM_3B_RS_2010_NG | 3B | RS | NG | 5302 | ASHRAE30pct-state-3B | RetailStandalone | STD2010 | NM-Lubbock-TX | Zone3B | Zone3B(NM-Lubbock-TX) | ASHRAE30pct-state-STD2010 | state | NM | 0.093 | 0.62 | ASHRAE30pct-state-3B_RetailStandalone_STD2010_NM-Lubbock-TX.table.csv.gz | Stand-alone Retail | Lubbock International Ap TX USA TMY3 WMO#=722670 | Natural Gas | 200728.7097 | 0 | 0 | 0 | 0 | 0 | 0 | 0 | 0 | 0 | 0 | 85749.0148 | 0 | 0 | 286477.7245 | 0 | 286477.7245 | 0 | 0 | 1244.518 | 0 | 0 | 0 | 0 | 0 | 0 | 0 | 0 | 0 | 0 | 531.6439 | 0 | 0 | 1776.1619 | 0 | 1776.1619 | 0 | 0 | 200.7287 | 0 | 0 | 0 | 0 | 0 | 0 | 0 | 0 | 0 | 0 | 85.749 | 0 | 0 | 286.4777 | 0 | 286.4777 | 0 | 0 | 0 | 0 | 0 | 0 | 0 | 0 | 0 | 8.1293 | 3.4727 | 0 | 0 | 11.602 | 11.602 | 11.602 | 1
NM_3B_RS_2013_NG | 3B | RS | NG | 5662 | ASHRAE30pct-state-3B | RetailStandalone | STD2013 | NM-Lubbock-TX | Zone3B | Zone3B(NM-Lubbock-TX) | ASHRAE30pct-state-STD2013 | state | NM | 0.093 | 0.62 | ASHRAE30pct-state-3B_RetailStandalone_STD2013_NM-Lubbock-TX.table.csv.gz | Stand-alone Retail | Lubbock International Ap TX USA TMY3 WMO#=722670 | Natural Gas | 180616.0304 | 0 | 0 | 0 | 0 | 0 | 0 | 0 | 0 | 0 | 0 | 85758.493 | 0 | 0 | 266374.5234 | 0 | 266374.5234 | 0 | 0 | 1119.8194 | 0 | 0 | 0 | 0 | 0 | 0 | 0 | 0 | 0 | 0 | 531.7027 | 0 | 0 | 1651.522 | 0 | 1651.522 | 0 | 0 | 180.616 | 0 | 0 | 0 | 0 | 0 | 0 | 0 | 0 | 0 | 0 | 85.7585 | 0 | 0 | 266.3745 | 0 | 266.3745 | 0 | 0 | 0 | 0 | 0 | 0 | 0 | 0 | 0 | 7.3148 | 3.4731 | 0 | 0 | 10.7879 | 10.7879 | 10.7879 | 2
NV_3B_RS_2010_EL | 3B | RS | EL | 5353 | ASHRAE30pct-state-3B | RetailStandalone | STD2010 | NV-LasVegas-NV | Zone3B | Zone3B(NV-LasVegas-NV) | ASHRAE30pct-state-STD2010 | state | NV | 0.0886 | 0.73 | ASHRAE30pct-state-3B_RetailStandalone_STD2010_NV-LasVegas-NV.table.csv.gz | Stand-alone Retail | Las Vegas Mccarran Intl Ap NV USA TMY3 WMO#=723860 | Electricity | 0 | 69863.8894 | 126469.4455 | 17083.3335 | 54063.8893 | 0 | 63994.445 | 0 | 0 | 0 | 0 | 0 | 0 | 0 | 331472.2249 | 0 | 331475.0027 | -2.7778 | -2.7778 | 0 | 6189.9406 | 11205.1929 | 1513.5833 | 4790.0606 | 0 | 5669.9078 | 0 | 0 | 0 | 0 | 0 | 0 | 0 | 29368.4391 | 0 | 29368.6852 | -0.24611 | -0.24611 | 0 | 238.4433 | 431.6363 | 58.3049 | 184.5184 | 0 | 218.4111 | 0 | 0 | 0 | 0 | 0 | 0 | 0 | 1131.3044 | 0 | 1131.3139 | -0.0094805 | -0.0094805 | 17.4808 | 2.3613 | 7.4724 | 8.8454 | 0 | 0 | 9.6567 | 0 | 0 | 0 | 0 | 45.817 | 45.8166 | 45.8166 | 1
NV_3B_RS_2013_EL | 3B | RS | EL | 5713 | ASHRAE30pct-state-3B | RetailStandalone | STD2013 | NV-LasVegas-NV | Zone3B | Zone3B(NV-LasVegas-NV) | ASHRAE30pct-state-STD2013 | state | NV | 0.0886 | 0.73 | ASHRAE30pct-state-3B_RetailStandalone_STD2013_NV-LasVegas-NV.table.csv.gz | Stand-alone Retail | Las Vegas Mccarran Intl Ap NV USA TMY3 WMO#=723860 | Electricity | 0 | 64700.0005 | 104991.6675 | 17083.3335 | 53972.2227 | 0 | 62002.7783 | 0 | 0 | 0 | 0 | 0 | 0 | 0 | 302747.2246 | 0 | 302750.0024 | -2.7778 | -2.7778 | 0 | 5732.42 | 9302.2617 | 1513.5833 | 4781.9389 | 0 | 5493.4462 | 0 | 0 | 0 | 0 | 0 | 0 | 0 | 26823.4041 | 0 | 26823.6502 | -0.24611 | -0.24611 | 0 | 220.8191 | 358.3333 | 58.3049 | 184.2055 | 0 | 211.6136 | 0 | 0 | 0 | 0 | 0 | 0 | 0 | 1033.2669 | 0 | 1033.2764 | -0.0094805 | -0.0094805 | 14.5121 | 2.3613 | 7.4597 | 8.5701 | 0 | 0 | 8.9429 | 0 | 0 | 0 | 0 | 41.8466 | 41.8462 | 41.8462 | 2
NV_3B_RS_2010_NG | 3B | RS | NG | 5362 | ASHRAE30pct-state-3B | RetailStandalone | STD2010 | NV-LasVegas-NV | Zone3B | Zone3B(NV-LasVegas-NV) | ASHRAE30pct-state-STD2010 | state | NV | 0.0886 | 0.73 | ASHRAE30pct-state-3B_RetailStandalone_STD2010_NV-LasVegas-NV.table.csv.gz | Stand-alone Retail | Las Vegas Mccarran Intl Ap NV USA TMY3 WMO#=723860 | Natural Gas | 87000.1334 | 0 | 0 | 0 | 0 | 0 | 0 | 0 | 0 | 0 | 0 | 85692.1458 | 0 | 0 | 172692.2793 | 0 | 172692.2793 | 0 | 0 | 635.101 | 0 | 0 | 0 | 0 | 0 | 0 | 0 | 0 | 0 | 0 | 625.5527 | 0 | 0 | 1260.6536 | 0 | 1260.6536 | 0 | 0 | 87.0001 | 0 | 0 | 0 | 0 | 0 | 0 | 0 | 0 | 0 | 0 | 85.6921 | 0 | 0 | 172.6923 | 0 | 172.6923 | 0 | 0 | 0 | 0 | 0 | 0 | 0 | 0 | 0 | 3.5234 | 3.4704 | 0 | 0 | 6.9939 | 6.9939 | 6.9939 | 1
NV_3B_RS_2013_NG | 3B | RS | NG | 5722 | ASHRAE30pct-state-3B | RetailStandalone | STD2013 | NV-LasVegas-NV | Zone3B | Zone3B(NV-LasVegas-NV) | ASHRAE30pct-state-STD2013 | state | NV | 0.0886 | 0.73 | ASHRAE30pct-state-3B_RetailStandalone_STD2013_NV-LasVegas-NV.table.csv.gz | Stand-alone Retail | Las Vegas Mccarran Intl Ap NV USA TMY3 WMO#=723860 | Natural Gas | 73237.8289 | 0 | 0 | 0 | 0 | 0 | 0 | 0 | 0 | 0 | 0 | 85692.1458 | 0 | 0 | 158920.4965 | 0 | 158929.9747 | 0 | 0 | 534.6362 | 0 | 0 | 0 | 0 | 0 | 0 | 0 | 0 | 0 | 0 | 625.5527 | 0 | 0 | 1160.1196 | 0 | 1160.1888 | 0 | 0 | 73.2378 | 0 | 0 | 0 | 0 | 0 | 0 | 0 | 0 | 0 | 0 | 85.6921 | 0 | 0 | 158.9205 | 0 | 158.93 | 0 | 0 | 0 | 0 | 0 | 0 | 0 | 0 | 0 | 2.9661 | 3.4704 | 0 | 0 | 6.4365 | 6.4361 | 6.4365 | 2
TX_3B_RS_2010_EL | 3B | RS | EL | 5413 | ASHRAE30pct-state-3B | RetailStandalone | STD2010 | TX-ElPaso-TX | Zone3B | Zone3B(TX-ElPaso-TX) | ASHRAE30pct-state-STD2010 | state | TX | 0.0817 | 0.67 | ASHRAE30pct-state-3B_RetailStandalone_STD2010_TX-ElPaso-TX.table.csv.gz | Stand-alone Retail | El Paso International Ap Ut TX USA TMY3 WMO#=722700 | Electricity | 0 | 53586.1115 | 125283.3343 | 17025.0001 | 54063.8893 | 0 | 66186.1116 | 0 | 0 | 0 | 0 | 0 | 0 | 0 | 316147.2248 | 0 | 316144.447 | 2.7778 | 2.7778 | 0 | 4377.9853 | 10235.6484 | 1390.9425 | 4417.0198 | 0 | 5407.4053 | 0 | 0 | 0 | 0 | 0 | 0 | 0 | 25829.2283 | 0 | 25829.0013 | 0.22694 | 0.22694 | 0 | 182.8877 | 427.5881 | 58.1058 | 184.5184 | 0 | 225.8911 | 0 | 0 | 0 | 0 | 0 | 0 | 0 | 1079.0007 | 0 | 1078.9912 | 0.0094805 | 0.0094805 | 17.3169 | 2.3532 | 7.4732 | 9.1484 | 0 | 0 | 7.4068 | 0 | 0 | 0 | 0 | 43.698 | 43.6984 | 43.6984 | 1
TX_3B_RS_2013_EL | 3B | RS | EL | 5773 | ASHRAE30pct-state-3B | RetailStandalone | STD2013 | TX-ElPaso-TX | Zone3B | Zone3B(TX-ElPaso-TX) | ASHRAE30pct-state-STD2013 | state | TX | 0.0817 | 0.67 | ASHRAE30pct-state-3B_RetailStandalone_STD2013_TX-ElPaso-TX.table.csv.gz | Stand-alone Retail | El Paso International Ap Ut TX USA TMY3 WMO#=722700 | Electricity | 0 | 48961.1115 | 103694.4453 | 17025.0001 | 53972.2227 | 0 | 65619.445 | 0 | 0 | 0 | 0 | 0 | 0 | 0 | 289272.2245 | 0 | 289272.2245 | 0 | 0 | 0 | 4000.1228 | 8471.8362 | 1390.9425 | 4409.5306 | 0 | 5361.1087 | 0 | 0 | 0 | 0 | 0 | 0 | 0 | 23633.5407 | 0 | 23633.5407 | 0 | 0 | 0 | 167.1028 | 353.9059 | 58.1058 | 184.2055 | 0 | 223.9571 | 0 | 0 | 0 | 0 | 0 | 0 | 0 | 987.2771 | 0 | 987.2771 | 0 | 0 | 14.3328 | 2.3532 | 7.4601 | 9.07 | 0 | 0 | 6.7675 | 0 | 0 | 0 | 0 | 39.9837 | 39.9837 | 39.9837 | 2
TX_3B_RS_2010_NG | 3B | RS | NG | 5422 | ASHRAE30pct-state-3B | RetailStandalone | STD2010 | TX-ElPaso-TX | Zone3B | Zone3B(TX-ElPaso-TX) | ASHRAE30pct-state-STD2010 | state | TX | 0.0817 | 0.67 | ASHRAE30pct-state-3B_RetailStandalone_STD2010_TX-ElPaso-TX.table.csv.gz | Stand-alone Retail | El Paso International Ap Ut TX USA TMY3 WMO#=722700 | Natural Gas | 80801.4095 | 0 | 0 | 0 | 0 | 0 | 0 | 0 | 0 | 0 | 0 | 85682.6676 | 0 | 0 | 166484.0771 | 0 | 166484.0771 | 0 | 0 | 541.3694 | 0 | 0 | 0 | 0 | 0 | 0 | 0 | 0 | 0 | 0 | 574.0739 | 0 | 0 | 1115.4433 | 0 | 1115.4433 | 0 | 0 | 80.8014 | 0 | 0 | 0 | 0 | 0 | 0 | 0 | 0 | 0 | 0 | 85.6827 | 0 | 0 | 166.4841 | 0 | 166.4841 | 0 | 0 | 0 | 0 | 0 | 0 | 0 | 0 | 0 | 3.2724 | 3.4701 | 0 | 0 | 6.7424 | 6.7424 | 6.7424 | 1
TX_3B_RS_2013_NG | 3B | RS | NG | 5782 | ASHRAE30pct-state-3B | RetailStandalone | STD2013 | TX-ElPaso-TX | Zone3B | Zone3B(TX-ElPaso-TX) | ASHRAE30pct-state-STD2013 | state | TX | 0.0817 | 0.67 | ASHRAE30pct-state-3B_RetailStandalone_STD2013_TX-ElPaso-TX.table.csv.gz | Stand-alone Retail | El Paso International Ap Ut TX USA TMY3 WMO#=722700 | Natural Gas | 66896.9323 | 0 | 0 | 0 | 0 | 0 | 0 | 0 | 0 | 0 | 0 | 85692.1458 | 0 | 0 | 152589.0781 | 0 | 152589.0781 | 0 | 0 | 448.2094 | 0 | 0 | 0 | 0 | 0 | 0 | 0 | 0 | 0 | 0 | 574.1374 | 0 | 0 | 1022.3468 | 0 | 1022.3468 | 0 | 0 | 66.8969 | 0 | 0 | 0 | 0 | 0 | 0 | 0 | 0 | 0 | 0 | 85.6921 | 0 | 0 | 152.5891 | 0 | 152.5891 | 0 | 0 | 0 | 0 | 0 | 0 | 0 | 0 | 0 | 2.7093 | 3.4704 | 0 | 0 | 6.1797 | 6.1797 | 6.1797 | 2
UT_3B_RS_2010_EL | 3B | RS | EL | 5473 | ASHRAE30pct-state-3B | RetailStandalone | STD2010 | UT-SaintGeorge-UT | Zone3B | Zone3B(UT-SaintGeorge-UT) | ASHRAE30pct-state-STD2010 | state | UT | 0.0805 | 0.69 | ASHRAE30pct-state-3B_RetailStandalone_STD2010_UT-SaintGeorge-UT.table.csv.gz | Stand-alone Retail | Saint George Awos UT USA TMY3 WMO#=724754 | Electricity | 0 | 60375.0005 | 126236.1121 | 17005.5557 | 54063.8893 | 0 | 67133.3339 | 0 | 0 | 0 | 0 | 0 | 0 | 0 | 324813.8915 | 0 | 324813.8915 | 0 | 0 | 0 | 4860.1875 | 10162.007 | 1368.9472 | 4352.1431 | 0 | 5404.2334 | 0 | 0 | 0 | 0 | 0 | 0 | 0 | 26147.5183 | 0 | 26147.5183 | 0 | 0 | 0 | 206.058 | 430.8399 | 58.0394 | 184.5184 | 0 | 229.124 | 0 | 0 | 0 | 0 | 0 | 0 | 0 | 1108.5797 | 0 | 1108.5797 | 0 | 0 | 17.4486 | 2.3505 | 7.4728 | 9.2793 | 0 | 0 | 8.3451 | 0 | 0 | 0 | 0 | 44.8963 | 44.8963 | 44.8963 | 1
UT_3B_RS_2013_EL | 3B | RS | EL | 5833 | ASHRAE30pct-state-3B | RetailStandalone | STD2013 | UT-SaintGeorge-UT | Zone3B | Zone3B(UT-SaintGeorge-UT) | ASHRAE30pct-state-STD2013 | state | UT | 0.0805 | 0.69 | ASHRAE30pct-state-3B_RetailStandalone_STD2013_UT-SaintGeorge-UT.table.csv.gz | Stand-alone Retail | Saint George Awos UT USA TMY3 WMO#=724754 | Electricity | 0 | 55694.4449 | 104980.5564 | 17005.5557 | 53972.2227 | 0 | 60766.6672 | 0 | 0 | 0 | 0 | 0 | 0 | 0 | 292419.4468 | 0 | 292419.4468 | 5.8208e-11 | 5.8208e-11 | 0 | 4483.4028 | 8450.9348 | 1368.9472 | 4344.7639 | 0 | 4891.7167 | 0 | 0 | 0 | 0 | 0 | 0 | 0 | 23539.7655 | 0 | 23539.7655 | 4.6857e-12 | 4.6857e-12 | 0 | 190.0834 | 358.2954 | 58.0394 | 184.2055 | 0 | 207.3948 | 0 | 0 | 0 | 0 | 0 | 0 | 0 | 998.0185 | 0 | 998.0185 | 1.9866e-13 | 1.9866e-13 | 14.5106 | 2.3505 | 7.4601 | 8.3993 | 0 | 0 | 7.6982 | 0 | 0 | 0 | 0 | 40.4187 | 40.4187 | 40.4187 | 2
UT_3B_RS_2010_NG | 3B | RS | NG | 5482 | ASHRAE30pct-state-3B | RetailStandalone | STD2010 | UT-SaintGeorge-UT | Zone3B | Zone3B(UT-SaintGeorge-UT) | ASHRAE30pct-state-STD2010 | state | UT | 0.0805 | 0.69 | ASHRAE30pct-state-3B_RetailStandalone_STD2010_UT-SaintGeorge-UT.table.csv.gz | Stand-alone Retail | Saint George Awos UT USA TMY3 WMO#=724754 | Natural Gas | 122533.7973 | 0 | 0 | 0 | 0 | 0 | 0 | 0 | 0 | 0 | 0 | 85692.1458 | 0 | 0 | 208225.9431 | 0 | 208225.9431 | 0 | 0 | 845.4832 | 0 | 0 | 0 | 0 | 0 | 0 | 0 | 0 | 0 | 0 | 591.2758 | 0 | 0 | 1436.759 | 0 | 1436.759 | 0 | 0 | 122.5338 | 0 | 0 | 0 | 0 | 0 | 0 | 0 | 0 | 0 | 0 | 85.6921 | 0 | 0 | 208.2259 | 0 | 208.2259 | 0 | 0 | 0 | 0 | 0 | 0 | 0 | 0 | 0 | 4.9625 | 3.4704 | 0 | 0 | 8.4329 | 8.4329 | 8.4329 | 1
UT_3B_RS_2013_NG | 3B | RS | NG | 5842 | ASHRAE30pct-state-3B | RetailStandalone | STD2013 | UT-SaintGeorge-UT | Zone3B | Zone3B(UT-SaintGeorge-UT) | ASHRAE30pct-state-STD2013 | state | UT | 0.0805 | 0.69 | ASHRAE30pct-state-3B_RetailStandalone_STD2013_UT-SaintGeorge-UT.table.csv.gz | Stand-alone Retail | Saint George Awos UT USA TMY3 WMO#=724754 | Natural Gas | 106316.6464 | 0 | 0 | 0 | 0 | 0 | 0 | 0 | 0 | 0 | 0 | 85701.624 | 0 | 0 | 192018.2703 | 0 | 192018.2703 | 0 | 0 | 733.5849 | 0 | 0 | 0 | 0 | 0 | 0 | 0 | 0 | 0 | 0 | 591.3412 | 0 | 0 | 1324.9261 | 0 | 1324.9261 | 0 | 0 | 106.3166 | 0 | 0 | 0 | 0 | 0 | 0 | 0 | 0 | 0 | 0 | 85.7016 | 0 | 0 | 192.0183 | 0 | 192.0183 | 0 | 0 | 0 | 0 | 0 | 0 | 0 | 0 | 0 | 4.3057 | 3.4708 | 0 | 0 | 7.7765 | 7.7765 | 7.7765 | 2
CA_3C_RS_2010_EL | 3C | RS | EL | 5953 | ASHRAE30pct-state-3C | RetailStandalone | STD2010 | CA-SanFrancisco-CA | Zone3C | Zone3C(CA-SanFrancisco-CA) | ASHRAE30pct-state-STD2010 | state | CA | 0.136 | 0.7 | ASHRAE30pct-state-3C_RetailStandalone_STD2010_CA-SanFrancisco-CA.table.csv.gz | Stand-alone Retail | San Francisco Intl Ap CA USA TMY3 WMO#=724940 | Electricity | 0 | 9186.1112 | 124241.6677 | 17027.7779 | 54063.8893 | 0 | 46241.667 | 0 | 0 | 0 | 0 | 0 | 0 | 0 | 250761.1131 | 0 | 250761.1131 | 0 | 0 | 0 | 1249.3111 | 16896.8668 | 2315.7778 | 7352.6889 | 0 | 6288.8667 | 0 | 0 | 0 | 0 | 0 | 0 | 0 | 34103.5114 | 0 | 34103.5114 | 0 | 0 | 0 | 31.3519 | 424.033 | 58.1153 | 184.5184 | 0 | 157.8214 | 0 | 0 | 0 | 0 | 0 | 0 | 0 | 855.8399 | 0 | 855.8399 | 0 | 0 | 17.1729 | 2.3536 | 7.4728 | 6.3916 | 0 | 0 | 1.2697 | 0 | 0 | 0 | 0 | 34.6606 | 34.6606 | 34.6606 | 1
CA_3C_RS_2013_EL | 3C | RS | EL | 6013 | ASHRAE30pct-state-3C | RetailStandalone | STD2013 | CA-SanFrancisco-CA | Zone3C | Zone3C(CA-SanFrancisco-CA) | ASHRAE30pct-state-STD2013 | state | CA | 0.136 | 0.7 | ASHRAE30pct-state-3C_RetailStandalone_STD2013_CA-SanFrancisco-CA.table.csv.gz | Stand-alone Retail | San Francisco Intl Ap CA USA TMY3 WMO#=724940 | Electricity | 0 | 8597.2223 | 102605.5564 | 17027.7779 | 53972.2227 | 0 | 40908.3337 | 0 | 0 | 0 | 0 | 0 | 0 | 0 | 223108.3351 | 0 | 223111.1129 | -2.7778 | -2.7778 | 0 | 1169.2222 | 13954.3557 | 2315.7778 | 7340.2223 | 0 | 5563.5334 | 0 | 0 | 0 | 0 | 0 | 0 | 0 | 30342.7336 | 0 | 30343.1114 | -0.37778 | -0.37778 | 0 | 29.3421 | 350.1896 | 58.1153 | 184.2055 | 0 | 139.6189 | 0 | 0 | 0 | 0 | 0 | 0 | 0 | 761.4618 | 0 | 761.4713 | -0.0094805 | -0.0094805 | 14.1823 | 2.3536 | 7.4597 | 5.6544 | 0 | 0 | 1.1883 | 0 | 0 | 0 | 0 | 30.8388 | 30.8384 | 30.8384 | 2
CA_3C_RS_2010_NG | 3C | RS | NG | 5962 | ASHRAE30pct-state-3C | RetailStandalone | STD2010 | CA-SanFrancisco-CA | Zone3C | Zone3C(CA-SanFrancisco-CA) | ASHRAE30pct-state-STD2010 | state | CA | 0.136 | 0.7 | ASHRAE30pct-state-3C_RetailStandalone_STD2010_CA-SanFrancisco-CA.table.csv.gz | Stand-alone Retail | San Francisco Intl Ap CA USA TMY3 WMO#=724940 | Natural Gas | 100866.6979 | 0 | 0 | 0 | 0 | 0 | 0 | 0 | 0 | 0 | 0 | 88867.3332 | 0 | 0 | 189743.5093 | 0 | 189734.0311 | 0 | 0 | 706.0669 | 0 | 0 | 0 | 0 | 0 | 0 | 0 | 0 | 0 | 0 | 622.0713 | 0 | 0 | 1328.2046 | 0 | 1328.1382 | 0 | 0 | 100.8667 | 0 | 0 | 0 | 0 | 0 | 0 | 0 | 0 | 0 | 0 | 88.8673 | 0 | 0 | 189.7435 | 0 | 189.734 | 0 | 0 | 0 | 0 | 0 | 0 | 0 | 0 | 0 | 4.085 | 3.599 | 0 | 0 | 7.684 | 7.6844 | 7.684 | 1
CA_3C_RS_2013_NG | 3C | RS | NG | 6022 | ASHRAE30pct-state-3C | RetailStandalone | STD2013 | CA-SanFrancisco-CA | Zone3C | Zone3C(CA-SanFrancisco-CA) | ASHRAE30pct-state-STD2013 | state | CA | 0.136 | 0.7 | ASHRAE30pct-state-3C_RetailStandalone_STD2013_CA-SanFrancisco-CA.table.csv.gz | Stand-alone Retail | San Francisco Intl Ap CA USA TMY3 WMO#=724940 | Natural Gas | 76394.0599 | 0 | 0 | 0 | 0 | 0 | 0 | 0 | 0 | 0 | 0 | 88876.8113 | 0 | 0 | 165270.8712 | 0 | 165270.8712 | 0 | 0 | 534.7584 | 0 | 0 | 0 | 0 | 0 | 0 | 0 | 0 | 0 | 0 | 622.1377 | 0 | 0 | 1156.8961 | 0 | 1156.8961 | 0 | 0 | 76.3941 | 0 | 0 | 0 | 0 | 0 | 0 | 0 | 0 | 0 | 0 | 88.8768 | 0 | 0 | 165.2709 | 0 | 165.2709 | 0 | 0 | 0 | 0 | 0 | 0 | 0 | 0 | 0 | 3.0939 | 3.5994 | 0 | 0 | 6.6933 | 6.6933 | 6.6933 | 2
AR_4A_RS_2010_EL | 4A | RS | EL | 7153 | ASHRAE30pct-state-4A | RetailStandalone | STD2010 | AR-Springfield-MO | Zone4A | Zone4A(AR-Springfield-MO) | ASHRAE30pct-state-STD2010 | state | AR | 0.0768 | 0.77 | ASHRAE30pct-state-4A_RetailStandalone_STD2010_AR-Springfield-MO.table.csv.gz | Stand-alone Retail | Springfield Regional Arpt MO USA TMY3 WMO#=724400 | Electricity | 0 | 44555.5559 | 122780.5565 | 17011.1112 | 54063.8893 | 0 | 64794.445 | 0 | 0 | 0 | 5027.7778 | 0 | 0 | 0 | 308233.3358 | 0 | 308233.3358 | 0 | 0 | 0 | 3421.8667 | 9429.5467 | 1306.4533 | 4152.1067 | 0 | 4976.2134 | 0 | 0 | 0 | 386.1333 | 0 | 0 | 0 | 23672.3202 | 0 | 23672.3202 | 0 | 0 | 0 | 152.0667 | 419.0462 | 58.0584 | 184.5184 | 0 | 221.1414 | 0 | 0 | 0 | 17.1596 | 0 | 0 | 0 | 1051.9908 | 0 | 1051.9908 | 0 | 0 | 16.9709 | 2.3513 | 7.4728 | 8.956 | 0 | 0.69495 | 6.1585 | 0 | 0 | 0 | 0 | 42.6045 | 42.6045 | 42.6045 | 1
AR_4A_RS_2013_EL | 4A | RS | EL | 8233 | ASHRAE30pct-state-4A | RetailStandalone | STD2013 | AR-Springfield-MO | Zone4A | Zone4A(AR-Springfield-MO) | ASHRAE30pct-state-STD2013 | state | AR | 0.0768 | 0.77 | ASHRAE30pct-state-4A_RetailStandalone_STD2013_AR-Springfield-MO.table.csv.gz | Stand-alone Retail | Springfield Regional Arpt MO USA TMY3 WMO#=724400 | Electricity | 0 | 39322.2225 | 102636.1119 | 17011.1112 | 53972.2227 | 0 | 51608.3337 | 0 | 0 | 0 | 5063.8889 | 0 | 0 | 0 | 269611.1133 | 0 | 269613.891 | -2.7778 | -2.7778 | 0 | 3019.9467 | 7882.4534 | 1306.4533 | 4145.0667 | 0 | 3963.52 | 0 | 0 | 0 | 388.9067 | 0 | 0 | 0 | 20706.1335 | 0 | 20706.3468 | -0.21333 | -0.21333 | 0 | 134.2055 | 350.2939 | 58.0584 | 184.2055 | 0 | 176.1376 | 0 | 0 | 0 | 17.2829 | 0 | 0 | 0 | 920.1744 | 0 | 920.1839 | -0.0094805 | -0.0094805 | 14.1865 | 2.3513 | 7.4597 | 7.1334 | 0 | 0.69994 | 5.4352 | 0 | 0 | 0 | 0 | 37.2665 | 37.2661 | 37.2661 | 2
AR_4A_RS_2010_NG | 4A | RS | NG | 7162 | ASHRAE30pct-state-4A | RetailStandalone | STD2010 | AR-Springfield-MO | Zone4A | Zone4A(AR-Springfield-MO) | ASHRAE30pct-state-STD2010 | state | AR | 0.0768 | 0.77 | ASHRAE30pct-state-4A_RetailStandalone_STD2010_AR-Springfield-MO.table.csv.gz | Stand-alone Retail | Springfield Regional Arpt MO USA TMY3 WMO#=724400 | Natural Gas | 163697.4948 | 0 | 0 | 0 | 0 | 0 | 0 | 0 | 0 | 0 | 0 | 89189.591 | 0 | 0 | 252896.564 | 0 | 252887.0858 | 0 | 0 | 1260.4707 | 0 | 0 | 0 | 0 | 0 | 0 | 0 | 0 | 0 | 0 | 686.7599 | 0 | 0 | 1947.3035 | 0 | 1947.2306 | 0 | 0 | 163.6975 | 0 | 0 | 0 | 0 | 0 | 0 | 0 | 0 | 0 | 0 | 89.1896 | 0 | 0 | 252.8966 | 0 | 252.8871 | 0 | 0 | 0 | 0 | 0 | 0 | 0 | 0 | 0 | 6.6296 | 3.6121 | 0 | 0 | 10.2417 | 10.242 | 10.2417 | 1
AR_4A_RS_2013_NG | 4A | RS | NG | 8242 | ASHRAE30pct-state-4A | RetailStandalone | STD2013 | AR-Springfield-MO | Zone4A | Zone4A(AR-Springfield-MO) | ASHRAE30pct-state-STD2013 | state | AR | 0.0768 | 0.77 | ASHRAE30pct-state-4A_RetailStandalone_STD2013_AR-Springfield-MO.table.csv.gz | Stand-alone Retail | Springfield Regional Arpt MO USA TMY3 WMO#=724400 | Natural Gas | 100146.3569 | 0 | 0 | 0 | 0 | 0 | 0 | 0 | 0 | 0 | 0 | 89189.591 | 0 | 0 | 189335.9479 | 0 | 189335.9479 | 0 | 0 | 771.1269 | 0 | 0 | 0 | 0 | 0 | 0 | 0 | 0 | 0 | 0 | 686.7599 | 0 | 0 | 1457.8868 | 0 | 1457.8868 | 0 | 0 | 100.1464 | 0 | 0 | 0 | 0 | 0 | 0 | 0 | 0 | 0 | 0 | 89.1896 | 0 | 0 | 189.3359 | 0 | 189.3359 | 0 | 0 | 0 | 0 | 0 | 0 | 0 | 0 | 0 | 4.0558 | 3.6121 | 0 | 0 | 7.6679 | 7.6679 | 7.6679 | 2
DC_4A_RS_2010_EL | 4A | RS | EL | 7213 | ASHRAE30pct-state-4A | RetailStandalone | STD2010 | DC-Baltimore-MD | Zone4A | Zone4A(DC-Baltimore-MD) | ASHRAE30pct-state-STD2010 | state | DC | 0.12 | 1.12 | ASHRAE30pct-state-4A_RetailStandalone_STD2010_DC-Baltimore-MD.table.csv.gz | Stand-alone Retail | Baltimore Blt Washngtn IntL MD USA TMY3 WMO#=724060 | Electricity | 0 | 41822.2226 | 122902.7788 | 17033.3335 | 54063.8893 | 0 | 61613.8894 | 0 | 0 | 0 | 5172.2223 | 0 | 0 | 0 | 302608.3358 | 0 | 302608.3358 | 0 | 0 | 0 | 5018.6667 | 14748.3335 | 2044 | 6487.6667 | 0 | 7393.6667 | 0 | 0 | 0 | 620.6667 | 0 | 0 | 0 | 36313.0003 | 0 | 36313.0003 | 0 | 0 | 0 | 142.7379 | 419.4634 | 58.1342 | 184.5184 | 0 | 210.2863 | 0 | 0 | 0 | 17.6526 | 0 | 0 | 0 | 1032.7929 | 0 | 1032.7929 | 0 | 0 | 16.9878 | 2.3544 | 7.4728 | 8.5164 | 0 | 0.71491 | 5.7807 | 0 | 0 | 0 | 0 | 41.827 | 41.827 | 41.827 | 1
DC_4A_RS_2013_EL | 4A | RS | EL | 8293 | ASHRAE30pct-state-4A | RetailStandalone | STD2013 | DC-Baltimore-MD | Zone4A | Zone4A(DC-Baltimore-MD) | ASHRAE30pct-state-STD2013 | state | DC | 0.12 | 1.12 | ASHRAE30pct-state-4A_RetailStandalone_STD2013_DC-Baltimore-MD.table.csv.gz | Stand-alone Retail | Baltimore Blt Washngtn IntL MD USA TMY3 WMO#=724060 | Electricity | 0 | 37255.5559 | 102888.8897 | 17033.3335 | 53972.2227 | 0 | 48041.6671 | 0 | 0 | 0 | 5691.6667 | 0 | 0 | 0 | 264880.5577 | 0 | 264883.3355 | -2.7778 | -2.7778 | 0 | 4470.6667 | 12346.6668 | 2044 | 6476.6667 | 0 | 5765 | 0 | 0 | 0 | 683 | 0 | 0 | 0 | 31785.6669 | 0 | 31786.0003 | -0.33333 | -0.33333 | 0 | 127.1521 | 351.1566 | 58.1342 | 184.2055 | 0 | 163.9647 | 0 | 0 | 0 | 19.4255 | 0 | 0 | 0 | 904.0291 | 0 | 904.0386 | -0.0094805 | -0.0094805 | 14.2215 | 2.3544 | 7.4597 | 6.6404 | 0 | 0.78671 | 5.1495 | 0 | 0 | 0 | 0 | 36.6126 | 36.6122 | 36.6122 | 2
DC_4A_RS_2010_NG | 4A | RS | NG | 7222 | ASHRAE30pct-state-4A | RetailStandalone | STD2010 | DC-Baltimore-MD | Zone4A | Zone4A(DC-Baltimore-MD) | ASHRAE30pct-state-STD2010 | state | DC | 0.12 | 1.12 | ASHRAE30pct-state-4A_RetailStandalone_STD2010_DC-Baltimore-MD.table.csv.gz | Stand-alone Retail | Baltimore Blt Washngtn IntL MD USA TMY3 WMO#=724060 | Natural Gas | 164711.6591 | 0 | 0 | 0 | 0 | 0 | 0 | 0 | 0 | 0 | 0 | 89199.0692 | 0 | 0 | 253910.7283 | 0 | 253910.7283 | 0 | 0 | 1844.7706 | 0 | 0 | 0 | 0 | 0 | 0 | 0 | 0 | 0 | 0 | 999.0296 | 0 | 0 | 2843.8002 | 0 | 2843.8002 | 0 | 0 | 164.7117 | 0 | 0 | 0 | 0 | 0 | 0 | 0 | 0 | 0 | 0 | 89.1991 | 0 | 0 | 253.9107 | 0 | 253.9107 | 0 | 0 | 0 | 0 | 0 | 0 | 0 | 0 | 0 | 6.6706 | 3.6125 | 0 | 0 | 10.2831 | 10.2831 | 10.2831 | 1
DC_4A_RS_2013_NG | 4A | RS | NG | 8302 | ASHRAE30pct-state-4A | RetailStandalone | STD2013 | DC-Baltimore-MD | Zone4A | Zone4A(DC-Baltimore-MD) | ASHRAE30pct-state-STD2013 | state | DC | 0.12 | 1.12 | ASHRAE30pct-state-4A_RetailStandalone_STD2013_DC-Baltimore-MD.table.csv.gz | Stand-alone Retail | Baltimore Blt Washngtn IntL MD USA TMY3 WMO#=724060 | Natural Gas | 98298.1135 | 0 | 0 | 0 | 0 | 0 | 0 | 0 | 0 | 0 | 0 | 89199.0692 | 0 | 0 | 187497.1827 | 0 | 187497.1827 | 0 | 0 | 1100.9389 | 0 | 0 | 0 | 0 | 0 | 0 | 0 | 0 | 0 | 0 | 999.0296 | 0 | 0 | 2099.9684 | 0 | 2099.9684 | 0 | 0 | 98.2981 | 0 | 0 | 0 | 0 | 0 | 0 | 0 | 0 | 0 | 0 | 89.1991 | 0 | 0 | 187.4972 | 0 | 187.4972 | 0 | 0 | 0 | 0 | 0 | 0 | 0 | 0 | 0 | 3.981 | 3.6125 | 0 | 0 | 7.5934 | 7.5934 | 7.5934 | 2
DE_4A_RS_2010_EL | 4A | RS | EL | 7273 | ASHRAE30pct-state-4A | RetailStandalone | STD2010 | DE-Wilmington-DE | Zone4A | Zone4A(DE-Wilmington-DE) | ASHRAE30pct-state-STD2010 | state | DE | 0.1011 | 1.3 | ASHRAE30pct-state-4A_RetailStandalone_STD2010_DE-Wilmington-DE.table.csv.gz | Stand-alone Retail | Wilmington New Castle Cnty Ap DE USA TMY3 WMO#=724089 | Electricity | 0 | 39922.2225 | 122825.001 | 17044.4446 | 54063.8893 | 0 | 61422.2227 | 0 | 0 | 0 | 5705.5556 | 0 | 0 | 0 | 300983.3357 | 0 | 300983.3357 | 0 | 0 | 0 | 4036.1367 | 12417.6076 | 1723.1933 | 5465.8592 | 0 | 6209.7867 | 0 | 0 | 0 | 576.8317 | 0 | 0 | 0 | 30429.4152 | 0 | 30429.4152 | 0 | 0 | 0 | 136.2533 | 419.1979 | 58.1722 | 184.5184 | 0 | 209.6321 | 0 | 0 | 0 | 19.4729 | 0 | 0 | 0 | 1027.2468 | 0 | 1027.2468 | 0 | 0 | 16.9771 | 2.3559 | 7.4728 | 8.4899 | 0 | 0.78863 | 5.5181 | 0 | 0 | 0 | 0 | 41.6024 | 41.6024 | 41.6024 | 1
DE_4A_RS_2013_EL | 4A | RS | EL | 8353 | ASHRAE30pct-state-4A | RetailStandalone | STD2013 | DE-Wilmington-DE | Zone4A | Zone4A(DE-Wilmington-DE) | ASHRAE30pct-state-STD2013 | state | DE | 0.1011 | 1.3 | ASHRAE30pct-state-4A_RetailStandalone_STD2013_DE-Wilmington-DE.table.csv.gz | Stand-alone Retail | Wilmington New Castle Cnty Ap DE USA TMY3 WMO#=724089 | Electricity | 0 | 35155.5558 | 102505.5564 | 17044.4446 | 53972.2227 | 0 | 47358.3337 | 0 | 0 | 0 | 5772.2223 | 0 | 0 | 0 | 261808.3354 | 0 | 261808.3354 | 0 | 0 | 0 | 3554.2267 | 10363.3117 | 1723.1933 | 5456.5917 | 0 | 4787.9275 | 0 | 0 | 0 | 583.5717 | 0 | 0 | 0 | 26468.8227 | 0 | 26468.8227 | 0 | 0 | 0 | 119.9848 | 349.8483 | 58.1722 | 184.2055 | 0 | 161.6325 | 0 | 0 | 0 | 19.7004 | 0 | 0 | 0 | 893.5437 | 0 | 893.5437 | 0 | 0 | 14.1685 | 2.3559 | 7.4601 | 6.5459 | 0 | 0.79785 | 4.8593 | 0 | 0 | 0 | 0 | 36.1876 | 36.1876 | 36.1876 | 2
DE_4A_RS_2010_NG | 4A | RS | NG | 7282 | ASHRAE30pct-state-4A | RetailStandalone | STD2010 | DE-Wilmington-DE | Zone4A | Zone4A(DE-Wilmington-DE) | ASHRAE30pct-state-STD2010 | state | DE | 0.1011 | 1.3 | ASHRAE30pct-state-4A_RetailStandalone_STD2010_DE-Wilmington-DE.table.csv.gz | Stand-alone Retail | Wilmington New Castle Cnty Ap DE USA TMY3 WMO#=724089 | Natural Gas | 191525.4054 | 0 | 0 | 0 | 0 | 0 | 0 | 0 | 0 | 0 | 0 | 89218.0255 | 0 | 0 | 280733.9528 | 0 | 280743.4309 | 0 | 0 | 2489.8303 | 0 | 0 | 0 | 0 | 0 | 0 | 0 | 0 | 0 | 0 | 1159.8343 | 0 | 0 | 3649.5414 | 0 | 3649.6646 | 0 | 0 | 191.5254 | 0 | 0 | 0 | 0 | 0 | 0 | 0 | 0 | 0 | 0 | 89.218 | 0 | 0 | 280.734 | 0 | 280.7434 | 0 | 0 | 0 | 0 | 0 | 0 | 0 | 0 | 0 | 7.7566 | 3.6132 | 0 | 0 | 11.3698 | 11.3694 | 11.3698 | 1
DE_4A_RS_2013_NG | 4A | RS | NG | 8362 | ASHRAE30pct-state-4A | RetailStandalone | STD2013 | DE-Wilmington-DE | Zone4A | Zone4A(DE-Wilmington-DE) | ASHRAE30pct-state-STD2013 | state | DE | 0.1011 | 1.3 | ASHRAE30pct-state-4A_RetailStandalone_STD2013_DE-Wilmington-DE.table.csv.gz | Stand-alone Retail | Wilmington New Castle Cnty Ap DE USA TMY3 WMO#=724089 | Natural Gas | 112572.2393 | 0 | 0 | 0 | 0 | 0 | 0 | 0 | 0 | 0 | 0 | 89208.5473 | 0 | 0 | 201780.7867 | 0 | 201780.7867 | 0 | 0 | 1463.4391 | 0 | 0 | 0 | 0 | 0 | 0 | 0 | 0 | 0 | 0 | 1159.7111 | 0 | 0 | 2623.1502 | 0 | 2623.1502 | 0 | 0 | 112.5722 | 0 | 0 | 0 | 0 | 0 | 0 | 0 | 0 | 0 | 0 | 89.2085 | 0 | 0 | 201.7808 | 0 | 201.7808 | 0 | 0 | 0 | 0 | 0 | 0 | 0 | 0 | 0 | 4.5591 | 3.6129 | 0 | 0 | 8.1719 | 8.1719 | 8.1719 | 2
GA_4A_RS_2010_EL | 4A | RS | EL | 7333 | ASHRAE30pct-state-4A | RetailStandalone | STD2010 | GA-Chattanooga-TN | Zone4A | Zone4A(GA-Chattanooga-TN) | ASHRAE30pct-state-STD2010 | state | GA | 0.0947 | 0.94 | ASHRAE30pct-state-4A_RetailStandalone_STD2010_GA-Chattanooga-TN.table.csv.gz | Stand-alone Retail | Chattanooga Lovell Field Ap TN USA TMY3 WMO#=723240 | Electricity | 0 | 53205.556 | 122580.5565 | 17025.0001 | 54063.8893 | 0 | 62688.8894 | 0 | 0 | 0 | 5052.7778 | 0 | 0 | 0 | 314616.6692 | 0 | 314616.6692 | 0 | 0 | 0 | 5038.5662 | 11608.3787 | 1612.2675 | 5119.8503 | 0 | 5936.6378 | 0 | 0 | 0 | 478.4981 | 0 | 0 | 0 | 29794.1986 | 0 | 29794.1986 | 0 | 0 | 0 | 181.5889 | 418.3636 | 58.1058 | 184.5184 | 0 | 213.9552 | 0 | 0 | 0 | 17.245 | 0 | 0 | 0 | 1073.7769 | 0 | 1073.7769 | 0 | 0 | 16.9433 | 2.3532 | 7.4728 | 8.665 | 0 | 0.6984 | 7.3542 | 0 | 0 | 0 | 0 | 43.4868 | 43.4868 | 43.4868 | 1
GA_4A_RS_2013_EL | 4A | RS | EL | 8413 | ASHRAE30pct-state-4A | RetailStandalone | STD2013 | GA-Chattanooga-TN | Zone4A | Zone4A(GA-Chattanooga-TN) | ASHRAE30pct-state-STD2013 | state | GA | 0.0947 | 0.94 | ASHRAE30pct-state-4A_RetailStandalone_STD2013_GA-Chattanooga-TN.table.csv.gz | Stand-alone Retail | Chattanooga Lovell Field Ap TN USA TMY3 WMO#=723240 | Electricity | 0 | 46675.0004 | 102119.4453 | 17025.0001 | 53972.2227 | 0 | 50122.2226 | 0 | 0 | 0 | 5552.7778 | 0 | 0 | 0 | 275463.8911 | 0 | 275466.6689 | -2.7778 | -2.7778 | 0 | 4420.1225 | 9670.7115 | 1612.2675 | 5111.1695 | 0 | 4746.5745 | 0 | 0 | 0 | 525.8481 | 0 | 0 | 0 | 26086.4305 | 0 | 26086.6935 | -0.26306 | -0.26306 | 0 | 159.3003 | 348.5305 | 58.1058 | 184.2055 | 0 | 171.0656 | 0 | 0 | 0 | 18.9515 | 0 | 0 | 0 | 940.1497 | 0 | 940.1592 | -0.0094805 | -0.0094805 | 14.1151 | 2.3532 | 7.4597 | 6.928 | 0 | 0.76751 | 6.4515 | 0 | 0 | 0 | 0 | 38.0755 | 38.0751 | 38.0751 | 2
GA_4A_RS_2010_NG | 4A | RS | NG | 7342 | ASHRAE30pct-state-4A | RetailStandalone | STD2010 | GA-Chattanooga-TN | Zone4A | Zone4A(GA-Chattanooga-TN) | ASHRAE30pct-state-STD2010 | state | GA | 0.0947 | 0.94 | ASHRAE30pct-state-4A_RetailStandalone_STD2010_GA-Chattanooga-TN.table.csv.gz | Stand-alone Retail | Chattanooga Lovell Field Ap TN USA TMY3 WMO#=723240 | Natural Gas | 91379.0485 | 0 | 0 | 0 | 0 | 0 | 0 | 0 | 0 | 0 | 0 | 89142.2001 | 0 | 0 | 180521.2487 | 0 | 180521.2487 | 0 | 0 | 858.9631 | 0 | 0 | 0 | 0 | 0 | 0 | 0 | 0 | 0 | 0 | 837.9367 | 0 | 0 | 1696.8997 | 0 | 1696.8997 | 0 | 0 | 91.379 | 0 | 0 | 0 | 0 | 0 | 0 | 0 | 0 | 0 | 0 | 89.1422 | 0 | 0 | 180.5212 | 0 | 180.5212 | 0 | 0 | 0 | 0 | 0 | 0 | 0 | 0 | 0 | 3.7008 | 3.6102 | 0 | 0 | 7.3109 | 7.3109 | 7.3109 | 1
GA_4A_RS_2013_NG | 4A | RS | NG | 8422 | ASHRAE30pct-state-4A | RetailStandalone | STD2013 | GA-Chattanooga-TN | Zone4A | Zone4A(GA-Chattanooga-TN) | ASHRAE30pct-state-STD2013 | state | GA | 0.0947 | 0.94 | ASHRAE30pct-state-4A_RetailStandalone_STD2013_GA-Chattanooga-TN.table.csv.gz | Stand-alone Retail | Chattanooga Lovell Field Ap TN USA TMY3 WMO#=723240 | Natural Gas | 48623.0183 | 0 | 0 | 0 | 0 | 0 | 0 | 0 | 0 | 0 | 0 | 89132.722 | 0 | 0 | 137765.2184 | 0 | 137755.7402 | 0 | 0 | 457.0564 | 0 | 0 | 0 | 0 | 0 | 0 | 0 | 0 | 0 | 0 | 837.8476 | 0 | 0 | 1294.9931 | 0 | 1294.904 | 0 | 0 | 48.623 | 0 | 0 | 0 | 0 | 0 | 0 | 0 | 0 | 0 | 0 | 89.1327 | 0 | 0 | 137.7652 | 0 | 137.7557 | 0 | 0 | 0 | 0 | 0 | 0 | 0 | 0 | 0 | 1.9692 | 3.6098 | 0 | 0 | 5.579 | 5.5793 | 5.579 | 2
IL_4A_RS_2010_EL | 4A | RS | EL | 7393 | ASHRAE30pct-state-4A | RetailStandalone | STD2010 | IL-StLouis-MO | Zone4A | Zone4A(IL-StLouis-MO) | ASHRAE30pct-state-STD2010 | state | IL | 0.0819 | 0.76 | ASHRAE30pct-state-4A_RetailStandalone_STD2010_IL-StLouis-MO.table.csv.gz | Stand-alone Retail | St Louis Lambert IntL Arpt MO USA TMY3 WMO#=724340 | Electricity | 0 | 50272.2226 | 123450.001 | 17050.0001 | 54063.8893 | 0 | 63036.1116 | 0 | 0 | 0 | 0 | 0 | 0 | 0 | 307872.2247 | 0 | 307872.2247 | 5.8208e-11 | 5.8208e-11 | 0 | 4117.295 | 10110.5551 | 1396.395 | 4427.8325 | 0 | 5162.6575 | 0 | 0 | 0 | 0 | 0 | 0 | 0 | 25214.7352 | 0 | 25214.7352 | 4.7672e-12 | 4.7672e-12 | 0 | 171.5775 | 421.331 | 58.1911 | 184.5184 | 0 | 215.1403 | 0 | 0 | 0 | 0 | 0 | 0 | 0 | 1050.7584 | 0 | 1050.7584 | 1.9866e-13 | 1.9866e-13 | 17.0635 | 2.3567 | 7.4728 | 8.713 | 0 | 0 | 6.9487 | 0 | 0 | 0 | 0 | 42.5546 | 42.5546 | 42.5546 | 1
IL_4A_RS_2013_EL | 4A | RS | EL | 8473 | ASHRAE30pct-state-4A | RetailStandalone | STD2013 | IL-StLouis-MO | Zone4A | Zone4A(IL-StLouis-MO) | ASHRAE30pct-state-STD2013 | state | IL | 0.0819 | 0.76 | ASHRAE30pct-state-4A_RetailStandalone_STD2013_IL-StLouis-MO.table.csv.gz | Stand-alone Retail | St Louis Lambert IntL Arpt MO USA TMY3 WMO#=724340 | Electricity | 0 | 41925.0003 | 103033.3342 | 17050.0001 | 53972.2227 | 0 | 48694.4448 | 0 | 0 | 0 | 5727.7778 | 0 | 0 | 0 | 270402.7799 | 0 | 270402.7799 | 0 | 0 | 0 | 3433.6575 | 8438.4301 | 1396.395 | 4420.325 | 0 | 3988.075 | 0 | 0 | 0 | 469.105 | 0 | 0 | 0 | 22145.9877 | 0 | 22145.9877 | 0 | 0 | 0 | 143.0887 | 351.6496 | 58.1911 | 184.2055 | 0 | 166.1926 | 0 | 0 | 0 | 19.5487 | 0 | 0 | 0 | 922.8763 | 0 | 922.8763 | 0 | 0 | 14.2414 | 2.3567 | 7.4601 | 6.7306 | 0 | 0.7917 | 5.7949 | 0 | 0 | 0 | 0 | 37.3755 | 37.3755 | 37.3755 | 2
IL_4A_RS_2010_NG | 4A | RS | NG | 7402 | ASHRAE30pct-state-4A | RetailStandalone | STD2010 | IL-StLouis-MO | Zone4A | Zone4A(IL-StLouis-MO) | ASHRAE30pct-state-STD2010 | state | IL | 0.0819 | 0.76 | ASHRAE30pct-state-4A_RetailStandalone_STD2010_IL-StLouis-MO.table.csv.gz | Stand-alone Retail | St Louis Lambert IntL Arpt MO USA TMY3 WMO#=724340 | Natural Gas | 376662.5235 | 0 | 0 | 0 | 0 | 0 | 0 | 0 | 0 | 0 | 0 | 89218.0255 | 0 | 0 | 465880.549 | 0 | 465880.549 | 0 | 0 | 2862.6352 | 0 | 0 | 0 | 0 | 0 | 0 | 0 | 0 | 0 | 0 | 678.057 | 0 | 0 | 3540.6922 | 0 | 3540.6922 | 0 | 0 | 376.6625 | 0 | 0 | 0 | 0 | 0 | 0 | 0 | 0 | 0 | 0 | 89.218 | 0 | 0 | 465.8805 | 0 | 465.8805 | 0 | 0 | 0 | 0 | 0 | 0 | 0 | 0 | 0 | 15.2544 | 3.6132 | 0 | 0 | 18.8677 | 18.8677 | 18.8677 | 1
IL_4A_RS_2013_NG | 4A | RS | NG | 8482 | ASHRAE30pct-state-4A | RetailStandalone | STD2013 | IL-StLouis-MO | Zone4A | Zone4A(IL-StLouis-MO) | ASHRAE30pct-state-STD2013 | state | IL | 0.0819 | 0.76 | ASHRAE30pct-state-4A_RetailStandalone_STD2013_IL-StLouis-MO.table.csv.gz | Stand-alone Retail | St Louis Lambert IntL Arpt MO USA TMY3 WMO#=724340 | Natural Gas | 124164.0427 | 0 | 0 | 0 | 0 | 0 | 0 | 0 | 0 | 0 | 0 | 89199.0692 | 0 | 0 | 213363.1119 | 0 | 213363.1119 | 0 | 0 | 943.6467 | 0 | 0 | 0 | 0 | 0 | 0 | 0 | 0 | 0 | 0 | 677.9129 | 0 | 0 | 1621.5597 | 0 | 1621.5597 | 0 | 0 | 124.164 | 0 | 0 | 0 | 0 | 0 | 0 | 0 | 0 | 0 | 0 | 89.1991 | 0 | 0 | 213.3631 | 0 | 213.3631 | 0 | 0 | 0 | 0 | 0 | 0 | 0 | 0 | 0 | 5.0285 | 3.6125 | 0 | 0 | 8.641 | 8.641 | 8.641 | 2
IN_4A_RS_2010_EL | 4A | RS | EL | 7453 | ASHRAE30pct-state-4A | RetailStandalone | STD2010 | IN-Evansville-IN | Zone4A | Zone4A(IN-Evansville-IN) | ASHRAE30pct-state-STD2010 | state | IN | 0.0907 | 0.75 | ASHRAE30pct-state-4A_RetailStandalone_STD2010_IN-Evansville-IN.table.csv.gz | Stand-alone Retail | Evansville Regional Ap IN USA TMY3 WMO#=724320 | Electricity | 0 | 48597.2226 | 123433.3343 | 17077.7779 | 54063.8893 | 0 | 59658.3338 | 0 | 0 | 0 | 5661.1112 | 0 | 0 | 0 | 308494.4469 | 0 | 308491.6691 | 2.7778 | 2.7778 | 0 | 4407.7681 | 11195.4034 | 1548.9545 | 4903.5948 | 0 | 5411.0109 | 0 | 0 | 0 | 513.4628 | 0 | 0 | 0 | 27980.4463 | 0 | 27980.1944 | 0.25194 | 0.25194 | 0 | 165.8608 | 421.2741 | 58.2859 | 184.5184 | 0 | 203.612 | 0 | 0 | 0 | 19.3212 | 0 | 0 | 0 | 1052.882 | 0 | 1052.8725 | 0.0094805 | 0.0094805 | 17.0612 | 2.3605 | 7.4732 | 8.2461 | 0 | 0.78249 | 6.7172 | 0 | 0 | 0 | 0 | 42.6402 | 42.6406 | 42.6406 | 1
IN_4A_RS_2013_EL | 4A | RS | EL | 8533 | ASHRAE30pct-state-4A | RetailStandalone | STD2013 | IN-Evansville-IN | Zone4A | Zone4A(IN-Evansville-IN) | ASHRAE30pct-state-STD2013 | state | IN | 0.0907 | 0.75 | ASHRAE30pct-state-4A_RetailStandalone_STD2013_IN-Evansville-IN.table.csv.gz | Stand-alone Retail | Evansville Regional Ap IN USA TMY3 WMO#=724320 | Electricity | 0 | 43188.8892 | 102991.6675 | 17077.7779 | 53972.2227 | 0 | 48002.7782 | 0 | 0 | 0 | 5672.2223 | 0 | 0 | 0 | 270905.5577 | 0 | 270905.5577 | 0 | 0 | 0 | 3917.2323 | 9341.3442 | 1548.9545 | 4895.2806 | 0 | 4353.852 | 0 | 0 | 0 | 514.4706 | 0 | 0 | 0 | 24571.1341 | 0 | 24571.1341 | 0 | 0 | 0 | 147.4023 | 351.5074 | 58.2859 | 184.2055 | 0 | 163.832 | 0 | 0 | 0 | 19.3591 | 0 | 0 | 0 | 924.5923 | 0 | 924.5923 | 0 | 0 | 14.2357 | 2.3605 | 7.4601 | 6.635 | 0 | 0.78402 | 5.9696 | 0 | 0 | 0 | 0 | 37.445 | 37.445 | 37.445 | 2
IN_4A_RS_2010_NG | 4A | RS | NG | 7462 | ASHRAE30pct-state-4A | RetailStandalone | STD2010 | IN-Evansville-IN | Zone4A | Zone4A(IN-Evansville-IN) | ASHRAE30pct-state-STD2010 | state | IN | 0.0907 | 0.75 | ASHRAE30pct-state-4A_RetailStandalone_STD2010_IN-Evansville-IN.table.csv.gz | Stand-alone Retail | Evansville Regional Ap IN USA TMY3 WMO#=724320 | Natural Gas | 169953.0878 | 0 | 0 | 0 | 0 | 0 | 0 | 0 | 0 | 0 | 0 | 89199.0692 | 0 | 0 | 259152.157 | 0 | 259152.157 | 0 | 0 | 1274.6482 | 0 | 0 | 0 | 0 | 0 | 0 | 0 | 0 | 0 | 0 | 668.993 | 0 | 0 | 1943.6412 | 0 | 1943.6412 | 0 | 0 | 169.9531 | 0 | 0 | 0 | 0 | 0 | 0 | 0 | 0 | 0 | 0 | 89.1991 | 0 | 0 | 259.1522 | 0 | 259.1522 | 0 | 0 | 0 | 0 | 0 | 0 | 0 | 0 | 0 | 6.8829 | 3.6125 | 0 | 0 | 10.4954 | 10.4954 | 10.4954 | 1
IN_4A_RS_2013_NG | 4A | RS | NG | 8542 | ASHRAE30pct-state-4A | RetailStandalone | STD2013 | IN-Evansville-IN | Zone4A | Zone4A(IN-Evansville-IN) | ASHRAE30pct-state-STD2013 | state | IN | 0.0907 | 0.75 | ASHRAE30pct-state-4A_RetailStandalone_STD2013_IN-Evansville-IN.table.csv.gz | Stand-alone Retail | Evansville Regional Ap IN USA TMY3 WMO#=724320 | Natural Gas | 101463.8227 | 0 | 0 | 0 | 0 | 0 | 0 | 0 | 0 | 0 | 0 | 89180.1128 | 0 | 0 | 190643.9355 | 0 | 190643.9355 | 0 | 0 | 760.9787 | 0 | 0 | 0 | 0 | 0 | 0 | 0 | 0 | 0 | 0 | 668.8508 | 0 | 0 | 1429.8295 | 0 | 1429.8295 | 0 | 0 | 101.4638 | 0 | 0 | 0 | 0 | 0 | 0 | 0 | 0 | 0 | 0 | 89.1801 | 0 | 0 | 190.6439 | 0 | 190.6439 | 0 | 0 | 0 | 0 | 0 | 0 | 0 | 0 | 0 | 4.1092 | 3.6117 | 0 | 0 | 7.7209 | 7.7209 | 7.7209 | 2
KS_4A_RS_2010_EL | 4A | RS | EL | 7513 | ASHRAE30pct-state-4A | RetailStandalone | STD2010 | KS-Topeka-KS | Zone4A | Zone4A(KS-Topeka-KS) | ASHRAE30pct-state-STD2010 | state | KS | 0.0913 | 0.86 | ASHRAE30pct-state-4A_RetailStandalone_STD2010_KS-Topeka-KS.table.csv.gz | Stand-alone Retail | Topeka Municipal Ap KS USA TMY3 WMO#=724560 | Electricity | 0 | 46252.7781 | 124088.8899 | 17016.6668 | 54063.8893 | 0 | 61377.7783 | 0 | 0 | 0 | 5527.7778 | 0 | 0 | 0 | 308325.0025 | 0 | 308327.7802 | -2.7778 | -2.7778 | 0 | 4222.8786 | 11329.3156 | 1553.6217 | 4936.0331 | 0 | 5603.7912 | 0 | 0 | 0 | 504.6861 | 0 | 0 | 0 | 28150.0727 | 0 | 28150.3263 | -0.25361 | -0.25361 | 0 | 157.8593 | 423.5115 | 58.0774 | 184.5184 | 0 | 209.4805 | 0 | 0 | 0 | 18.8661 | 0 | 0 | 0 | 1052.3037 | 0 | 1052.3132 | -0.0094805 | -0.0094805 | 17.1518 | 2.3521 | 7.4724 | 8.4837 | 0 | 0.76406 | 6.3931 | 0 | 0 | 0 | 0 | 42.6176 | 42.6172 | 42.6172 | 1
KS_4A_RS_2013_EL | 4A | RS | EL | 8593 | ASHRAE30pct-state-4A | RetailStandalone | STD2013 | KS-Topeka-KS | Zone4A | Zone4A(KS-Topeka-KS) | ASHRAE30pct-state-STD2013 | state | KS | 0.0913 | 0.86 | ASHRAE30pct-state-4A_RetailStandalone_STD2013_KS-Topeka-KS.table.csv.gz | Stand-alone Retail | Topeka Municipal Ap KS USA TMY3 WMO#=724560 | Electricity | 0 | 40994.4448 | 103750.0008 | 17016.6668 | 53972.2227 | 0 | 49852.7782 | 0 | 0 | 0 | 5519.4445 | 0 | 0 | 0 | 271105.5577 | 0 | 271105.5577 | 0 | 0 | 0 | 3742.7928 | 9472.3751 | 1553.6217 | 4927.6639 | 0 | 4551.5586 | 0 | 0 | 0 | 503.9253 | 0 | 0 | 0 | 24751.9374 | 0 | 24751.9374 | 0 | 0 | 0 | 139.9128 | 354.0955 | 58.0774 | 184.2055 | 0 | 170.146 | 0 | 0 | 0 | 18.8377 | 0 | 0 | 0 | 925.2749 | 0 | 925.2749 | 0 | 0 | 14.3405 | 2.3521 | 7.4601 | 6.8907 | 0 | 0.76291 | 5.6663 | 0 | 0 | 0 | 0 | 37.4727 | 37.4727 | 37.4727 | 2
KS_4A_RS_2010_NG | 4A | RS | NG | 7522 | ASHRAE30pct-state-4A | RetailStandalone | STD2010 | KS-Topeka-KS | Zone4A | Zone4A(KS-Topeka-KS) | ASHRAE30pct-state-STD2010 | state | KS | 0.0913 | 0.86 | ASHRAE30pct-state-4A_RetailStandalone_STD2010_KS-Topeka-KS.table.csv.gz | Stand-alone Retail | Topeka Municipal Ap KS USA TMY3 WMO#=724560 | Natural Gas | 190994.6279 | 0 | 0 | 0 | 0 | 0 | 0 | 0 | 0 | 0 | 0 | 89208.5473 | 0 | 0 | 280203.1752 | 0 | 280203.1752 | 0 | 0 | 1642.5538 | 0 | 0 | 0 | 0 | 0 | 0 | 0 | 0 | 0 | 0 | 767.1935 | 0 | 0 | 2409.7473 | 0 | 2409.7473 | 0 | 0 | 190.9946 | 0 | 0 | 0 | 0 | 0 | 0 | 0 | 0 | 0 | 0 | 89.2085 | 0 | 0 | 280.2032 | 0 | 280.2032 | 0 | 0 | 0 | 0 | 0 | 0 | 0 | 0 | 0 | 7.7351 | 3.6129 | 0 | 0 | 11.3479 | 11.3479 | 11.3479 | 1
KS_4A_RS_2013_NG | 4A | RS | NG | 8602 | ASHRAE30pct-state-4A | RetailStandalone | STD2013 | KS-Topeka-KS | Zone4A | Zone4A(KS-Topeka-KS) | ASHRAE30pct-state-STD2013 | state | KS | 0.0913 | 0.86 | ASHRAE30pct-state-4A_RetailStandalone_STD2013_KS-Topeka-KS.table.csv.gz | Stand-alone Retail | Topeka Municipal Ap KS USA TMY3 WMO#=724560 | Natural Gas | 125870.1135 | 0 | 0 | 0 | 0 | 0 | 0 | 0 | 0 | 0 | 0 | 89199.0692 | 0 | 0 | 215059.7045 | 0 | 215069.1827 | 0 | 0 | 1082.483 | 0 | 0 | 0 | 0 | 0 | 0 | 0 | 0 | 0 | 0 | 767.112 | 0 | 0 | 1849.5135 | 0 | 1849.595 | 0 | 0 | 125.8701 | 0 | 0 | 0 | 0 | 0 | 0 | 0 | 0 | 0 | 0 | 89.1991 | 0 | 0 | 215.0597 | 0 | 215.0692 | 0 | 0 | 0 | 0 | 0 | 0 | 0 | 0 | 0 | 5.0976 | 3.6125 | 0 | 0 | 8.7101 | 8.7097 | 8.7101 | 2
KY_4A_RS_2010_EL | 4A | RS | EL | 7573 | ASHRAE30pct-state-4A | RetailStandalone | STD2010 | KY-Lexington-KY | Zone4A | Zone4A(KY-Lexington-KY) | ASHRAE30pct-state-STD2010 | state | KY | 0.0866 | 0.81 | ASHRAE30pct-state-4A_RetailStandalone_STD2010_KY-Lexington-KY.table.csv.gz | Stand-alone Retail | Lexington Bluegrass Ap KY USA TMY3 WMO#=724220 | Electricity | 0 | 41561.1114 | 122688.8899 | 17011.1112 | 54063.8893 | 0 | 62008.3338 | 0 | 0 | 0 | 5572.2223 | 0 | 0 | 0 | 302905.558 | 0 | 302905.558 | 0 | 0 | 0 | 3599.1923 | 10624.8579 | 1473.1622 | 4681.9328 | 0 | 5369.9217 | 0 | 0 | 0 | 482.5544 | 0 | 0 | 0 | 26231.6213 | 0 | 26231.6213 | 0 | 0 | 0 | 141.8468 | 418.7334 | 58.0584 | 184.5184 | 0 | 211.6325 | 0 | 0 | 0 | 19.0178 | 0 | 0 | 0 | 1033.8073 | 0 | 1033.8073 | 0 | 0 | 16.9583 | 2.3513 | 7.4728 | 8.5709 | 0 | 0.7702 | 5.7446 | 0 | 0 | 0 | 0 | 41.8681 | 41.8681 | 41.8681 | 1
KY_4A_RS_2013_EL | 4A | RS | EL | 8653 | ASHRAE30pct-state-4A | RetailStandalone | STD2013 | KY-Lexington-KY | Zone4A | Zone4A(KY-Lexington-KY) | ASHRAE30pct-state-STD2013 | state | KY | 0.0866 | 0.81 | ASHRAE30pct-state-4A_RetailStandalone_STD2013_KY-Lexington-KY.table.csv.gz | Stand-alone Retail | Lexington Bluegrass Ap KY USA TMY3 WMO#=724220 | Electricity | 0 | 36672.2225 | 101994.4453 | 17011.1112 | 53972.2227 | 0 | 48969.4448 | 0 | 0 | 0 | 5594.4445 | 0 | 0 | 0 | 264213.891 | 0 | 264213.891 | 5.8208e-11 | 5.8208e-11 | 0 | 3175.8145 | 8832.719 | 1473.1622 | 4673.9945 | 0 | 4240.7539 | 0 | 0 | 0 | 484.4789 | 0 | 0 | 0 | 22880.923 | 0 | 22880.923 | 5.0408e-12 | 5.0408e-12 | 0 | 125.1612 | 348.1039 | 58.0584 | 184.2055 | 0 | 167.1312 | 0 | 0 | 0 | 19.0937 | 0 | 0 | 0 | 901.7538 | 0 | 901.7538 | 1.9866e-13 | 1.9866e-13 | 14.0978 | 2.3513 | 7.4601 | 6.7686 | 0 | 0.77327 | 5.0689 | 0 | 0 | 0 | 0 | 36.5201 | 36.5201 | 36.5201 | 2
KY_4A_RS_2010_NG | 4A | RS | NG | 7582 | ASHRAE30pct-state-4A | RetailStandalone | STD2010 | KY-Lexington-KY | Zone4A | Zone4A(KY-Lexington-KY) | ASHRAE30pct-state-STD2010 | state | KY | 0.0866 | 0.81 | ASHRAE30pct-state-4A_RetailStandalone_STD2010_KY-Lexington-KY.table.csv.gz | Stand-alone Retail | Lexington Bluegrass Ap KY USA TMY3 WMO#=724220 | Natural Gas | 185980.6753 | 0 | 0 | 0 | 0 | 0 | 0 | 0 | 0 | 0 | 0 | 89199.0692 | 0 | 0 | 275179.7444 | 0 | 275179.7444 | 0 | 0 | 1506.4435 | 0 | 0 | 0 | 0 | 0 | 0 | 0 | 0 | 0 | 0 | 722.5125 | 0 | 0 | 2228.9559 | 0 | 2228.9559 | 0 | 0 | 185.9807 | 0 | 0 | 0 | 0 | 0 | 0 | 0 | 0 | 0 | 0 | 89.1991 | 0 | 0 | 275.1797 | 0 | 275.1797 | 0 | 0 | 0 | 0 | 0 | 0 | 0 | 0 | 0 | 7.532 | 3.6125 | 0 | 0 | 11.1445 | 11.1445 | 11.1445 | 1
KY_4A_RS_2013_NG | 4A | RS | NG | 8662 | ASHRAE30pct-state-4A | RetailStandalone | STD2013 | KY-Lexington-KY | Zone4A | Zone4A(KY-Lexington-KY) | ASHRAE30pct-state-STD2013 | state | KY | 0.0866 | 0.81 | ASHRAE30pct-state-4A_RetailStandalone_STD2013_KY-Lexington-KY.table.csv.gz | Stand-alone Retail | Lexington Bluegrass Ap KY USA TMY3 WMO#=724220 | Natural Gas | 117870.537 | 0 | 0 | 0 | 0 | 0 | 0 | 0 | 0 | 0 | 0 | 89199.0692 | 0 | 0 | 207069.6062 | 0 | 207069.6062 | 0 | 0 | 954.7514 | 0 | 0 | 0 | 0 | 0 | 0 | 0 | 0 | 0 | 0 | 722.5125 | 0 | 0 | 1677.2638 | 0 | 1677.2638 | 0 | 0 | 117.8705 | 0 | 0 | 0 | 0 | 0 | 0 | 0 | 0 | 0 | 0 | 89.1991 | 0 | 0 | 207.0696 | 0 | 207.0696 | 0 | 0 | 0 | 0 | 0 | 0 | 0 | 0 | 0 | 4.7736 | 3.6125 | 0 | 0 | 8.3861 | 8.3861 | 8.3861 | 2
MD_4A_RS_2010_EL | 4A | RS | EL | 7633 | ASHRAE30pct-state-4A | RetailStandalone | STD2010 | MD-Baltimore-MD | Zone4A | Zone4A(MD-Baltimore-MD) | ASHRAE30pct-state-STD2010 | state | MD | 0.1052 | 0.99 | ASHRAE30pct-state-4A_RetailStandalone_STD2010_MD-Baltimore-MD.table.csv.gz | Stand-alone Retail | Baltimore Blt Washngtn IntL MD USA TMY3 WMO#=724060 | Electricity | 0 | 41822.2226 | 122902.7788 | 17033.3335 | 54063.8893 | 0 | 61613.8894 | 0 | 0 | 0 | 5172.2223 | 0 | 0 | 0 | 302608.3358 | 0 | 302608.3358 | 0 | 0 | 0 | 4399.6978 | 12929.3723 | 1791.9067 | 5687.5212 | 0 | 6481.7812 | 0 | 0 | 0 | 544.1178 | 0 | 0 | 0 | 31834.3969 | 0 | 31834.3969 | 0 | 0 | 0 | 142.7379 | 419.4634 | 58.1342 | 184.5184 | 0 | 210.2863 | 0 | 0 | 0 | 17.6526 | 0 | 0 | 0 | 1032.7929 | 0 | 1032.7929 | 0 | 0 | 16.9878 | 2.3544 | 7.4728 | 8.5164 | 0 | 0.71491 | 5.7807 | 0 | 0 | 0 | 0 | 41.827 | 41.827 | 41.827 | 1
MD_4A_RS_2013_EL | 4A | RS | EL | 8713 | ASHRAE30pct-state-4A | RetailStandalone | STD2013 | MD-Baltimore-MD | Zone4A | Zone4A(MD-Baltimore-MD) | ASHRAE30pct-state-STD2013 | state | MD | 0.1052 | 0.99 | ASHRAE30pct-state-4A_RetailStandalone_STD2013_MD-Baltimore-MD.table.csv.gz | Stand-alone Retail | Baltimore Blt Washngtn IntL MD USA TMY3 WMO#=724060 | Electricity | 0 | 37255.5559 | 102888.8897 | 17033.3335 | 53972.2227 | 0 | 48041.6671 | 0 | 0 | 0 | 5691.6667 | 0 | 0 | 0 | 264880.5577 | 0 | 264883.3355 | -2.7778 | -2.7778 | 0 | 3919.2845 | 10823.9112 | 1791.9067 | 5677.8778 | 0 | 5053.9834 | 0 | 0 | 0 | 598.7633 | 0 | 0 | 0 | 27865.4347 | 0 | 27865.7269 | -0.29222 | -0.29222 | 0 | 127.1521 | 351.1566 | 58.1342 | 184.2055 | 0 | 163.9647 | 0 | 0 | 0 | 19.4255 | 0 | 0 | 0 | 904.0291 | 0 | 904.0386 | -0.0094805 | -0.0094805 | 14.2215 | 2.3544 | 7.4597 | 6.6404 | 0 | 0.78671 | 5.1495 | 0 | 0 | 0 | 0 | 36.6126 | 36.6122 | 36.6122 | 2
MD_4A_RS_2010_NG | 4A | RS | NG | 7642 | ASHRAE30pct-state-4A | RetailStandalone | STD2010 | MD-Baltimore-MD | Zone4A | Zone4A(MD-Baltimore-MD) | ASHRAE30pct-state-STD2010 | state | MD | 0.1052 | 0.99 | ASHRAE30pct-state-4A_RetailStandalone_STD2010_MD-Baltimore-MD.table.csv.gz | Stand-alone Retail | Baltimore Blt Washngtn IntL MD USA TMY3 WMO#=724060 | Natural Gas | 164711.6591 | 0 | 0 | 0 | 0 | 0 | 0 | 0 | 0 | 0 | 0 | 89199.0692 | 0 | 0 | 253910.7283 | 0 | 253910.7283 | 0 | 0 | 1630.6454 | 0 | 0 | 0 | 0 | 0 | 0 | 0 | 0 | 0 | 0 | 883.0708 | 0 | 0 | 2513.7162 | 0 | 2513.7162 | 0 | 0 | 164.7117 | 0 | 0 | 0 | 0 | 0 | 0 | 0 | 0 | 0 | 0 | 89.1991 | 0 | 0 | 253.9107 | 0 | 253.9107 | 0 | 0 | 0 | 0 | 0 | 0 | 0 | 0 | 0 | 6.6706 | 3.6125 | 0 | 0 | 10.2831 | 10.2831 | 10.2831 | 1
MD_4A_RS_2013_NG | 4A | RS | NG | 8722 | ASHRAE30pct-state-4A | RetailStandalone | STD2013 | MD-Baltimore-MD | Zone4A | Zone4A(MD-Baltimore-MD) | ASHRAE30pct-state-STD2013 | state | MD | 0.1052 | 0.99 | ASHRAE30pct-state-4A_RetailStandalone_STD2013_MD-Baltimore-MD.table.csv.gz | Stand-alone Retail | Baltimore Blt Washngtn IntL MD USA TMY3 WMO#=724060 | Natural Gas | 98298.1135 | 0 | 0 | 0 | 0 | 0 | 0 | 0 | 0 | 0 | 0 | 89199.0692 | 0 | 0 | 187497.1827 | 0 | 187497.1827 | 0 | 0 | 973.1513 | 0 | 0 | 0 | 0 | 0 | 0 | 0 | 0 | 0 | 0 | 883.0708 | 0 | 0 | 1856.2221 | 0 | 1856.2221 | 0 | 0 | 98.2981 | 0 | 0 | 0 | 0 | 0 | 0 | 0 | 0 | 0 | 0 | 89.1991 | 0 | 0 | 187.4972 | 0 | 187.4972 | 0 | 0 | 0 | 0 | 0 | 0 | 0 | 0 | 0 | 3.981 | 3.6125 | 0 | 0 | 7.5934 | 7.5934 | 7.5934 | 2
MO_4A_RS_2010_EL | 4A | RS | EL | 7693 | ASHRAE30pct-state-4A | RetailStandalone | STD2010 | MO-StLouis-MO | Zone4A | Zone4A(MO-StLouis-MO) | ASHRAE30pct-state-STD2010 | state | MO | 0.0816 | 0.95 | ASHRAE30pct-state-4A_RetailStandalone_STD2010_MO-StLouis-MO.table.csv.gz | Stand-alone Retail | St Louis Lambert IntL Arpt MO USA TMY3 WMO#=724340 | Electricity | 0 | 50272.2226 | 123450.001 | 17050.0001 | 54063.8893 | 0 | 63036.1116 | 0 | 0 | 0 | 0 | 0 | 0 | 0 | 307872.2247 | 0 | 307872.2247 | 5.8208e-11 | 5.8208e-11 | 0 | 4102.2134 | 10073.5201 | 1391.28 | 4411.6134 | 0 | 5143.7467 | 0 | 0 | 0 | 0 | 0 | 0 | 0 | 25122.3735 | 0 | 25122.3735 | 4.7497e-12 | 4.7497e-12 | 0 | 171.5775 | 421.331 | 58.1911 | 184.5184 | 0 | 215.1403 | 0 | 0 | 0 | 0 | 0 | 0 | 0 | 1050.7584 | 0 | 1050.7584 | 1.9866e-13 | 1.9866e-13 | 17.0635 | 2.3567 | 7.4728 | 8.713 | 0 | 0 | 6.9487 | 0 | 0 | 0 | 0 | 42.5546 | 42.5546 | 42.5546 | 1
MO_4A_RS_2013_EL | 4A | RS | EL | 8773 | ASHRAE30pct-state-4A | RetailStandalone | STD2013 | MO-StLouis-MO | Zone4A | Zone4A(MO-StLouis-MO) | ASHRAE30pct-state-STD2013 | state | MO | 0.0816 | 0.95 | ASHRAE30pct-state-4A_RetailStandalone_STD2013_MO-StLouis-MO.table.csv.gz | Stand-alone Retail | St Louis Lambert IntL Arpt MO USA TMY3 WMO#=724340 | Electricity | 0 | 41925.0003 | 103033.3342 | 17050.0001 | 53972.2227 | 0 | 48694.4448 | 0 | 0 | 0 | 5727.7778 | 0 | 0 | 0 | 270402.7799 | 0 | 270402.7799 | 0 | 0 | 0 | 3421.08 | 8407.5201 | 1391.28 | 4404.1334 | 0 | 3973.4667 | 0 | 0 | 0 | 467.3867 | 0 | 0 | 0 | 22064.8668 | 0 | 22064.8668 | 0 | 0 | 0 | 143.0887 | 351.6496 | 58.1911 | 184.2055 | 0 | 166.1926 | 0 | 0 | 0 | 19.5487 | 0 | 0 | 0 | 922.8763 | 0 | 922.8763 | 0 | 0 | 14.2414 | 2.3567 | 7.4601 | 6.7306 | 0 | 0.7917 | 5.7949 | 0 | 0 | 0 | 0 | 37.3755 | 37.3755 | 37.3755 | 2
MO_4A_RS_2010_NG | 4A | RS | NG | 7702 | ASHRAE30pct-state-4A | RetailStandalone | STD2010 | MO-StLouis-MO | Zone4A | Zone4A(MO-StLouis-MO) | ASHRAE30pct-state-STD2010 | state | MO | 0.0816 | 0.95 | ASHRAE30pct-state-4A_RetailStandalone_STD2010_MO-StLouis-MO.table.csv.gz | Stand-alone Retail | St Louis Lambert IntL Arpt MO USA TMY3 WMO#=724340 | Natural Gas | 376662.5235 | 0 | 0 | 0 | 0 | 0 | 0 | 0 | 0 | 0 | 0 | 89218.0255 | 0 | 0 | 465880.549 | 0 | 465880.549 | 0 | 0 | 3578.294 | 0 | 0 | 0 | 0 | 0 | 0 | 0 | 0 | 0 | 0 | 847.5712 | 0 | 0 | 4425.8652 | 0 | 4425.8652 | 0 | 0 | 376.6625 | 0 | 0 | 0 | 0 | 0 | 0 | 0 | 0 | 0 | 0 | 89.218 | 0 | 0 | 465.8805 | 0 | 465.8805 | 0 | 0 | 0 | 0 | 0 | 0 | 0 | 0 | 0 | 15.2544 | 3.6132 | 0 | 0 | 18.8677 | 18.8677 | 18.8677 | 1
MO_4A_RS_2013_NG | 4A | RS | NG | 8782 | ASHRAE30pct-state-4A | RetailStandalone | STD2013 | MO-StLouis-MO | Zone4A | Zone4A(MO-StLouis-MO) | ASHRAE30pct-state-STD2013 | state | MO | 0.0816 | 0.95 | ASHRAE30pct-state-4A_RetailStandalone_STD2013_MO-StLouis-MO.table.csv.gz | Stand-alone Retail | St Louis Lambert IntL Arpt MO USA TMY3 WMO#=724340 | Natural Gas | 124164.0427 | 0 | 0 | 0 | 0 | 0 | 0 | 0 | 0 | 0 | 0 | 89199.0692 | 0 | 0 | 213363.1119 | 0 | 213363.1119 | 0 | 0 | 1179.5584 | 0 | 0 | 0 | 0 | 0 | 0 | 0 | 0 | 0 | 0 | 847.3912 | 0 | 0 | 2026.9496 | 0 | 2026.9496 | 0 | 0 | 124.164 | 0 | 0 | 0 | 0 | 0 | 0 | 0 | 0 | 0 | 0 | 89.1991 | 0 | 0 | 213.3631 | 0 | 213.3631 | 0 | 0 | 0 | 0 | 0 | 0 | 0 | 0 | 0 | 5.0285 | 3.6125 | 0 | 0 | 8.641 | 8.641 | 8.641 | 2
NC_4A_RS_2010_EL | 4A | RS | EL | 7753 | ASHRAE30pct-state-4A | RetailStandalone | STD2010 | NC-Raleigh-NC | Zone4A | Zone4A(NC-Raleigh-NC) | ASHRAE30pct-state-STD2010 | state | NC | 0.0861 | 0.84 | ASHRAE30pct-state-4A_RetailStandalone_STD2010_NC-Raleigh-NC.table.csv.gz | Stand-alone Retail | Raleigh Durham International NC USA TMY3 WMO#=723060 | Electricity | 0 | 51419.4449 | 121338.8899 | 17019.4446 | 54063.8893 | 0 | 56811.1116 | 0 | 0 | 0 | 5577.7778 | 0 | 0 | 0 | 306230.558 | 0 | 306230.558 | 0 | 0 | 0 | 4427.2142 | 10447.2784 | 1465.3742 | 4654.9009 | 0 | 4891.4367 | 0 | 0 | 0 | 480.2467 | 0 | 0 | 0 | 26366.451 | 0 | 26366.451 | 0 | 0 | 0 | 175.493 | 414.1259 | 58.0868 | 184.5184 | 0 | 193.8946 | 0 | 0 | 0 | 19.0368 | 0 | 0 | 0 | 1045.1554 | 0 | 1045.1554 | 0 | 0 | 16.7717 | 2.3525 | 7.4728 | 7.8525 | 0 | 0.77097 | 7.1073 | 0 | 0 | 0 | 0 | 42.3277 | 42.3277 | 42.3277 | 1
NC_4A_RS_2013_EL | 4A | RS | EL | 8833 | ASHRAE30pct-state-4A | RetailStandalone | STD2013 | NC-Raleigh-NC | Zone4A | Zone4A(NC-Raleigh-NC) | ASHRAE30pct-state-STD2013 | state | NC | 0.0861 | 0.84 | ASHRAE30pct-state-4A_RetailStandalone_STD2013_NC-Raleigh-NC.table.csv.gz | Stand-alone Retail | Raleigh Durham International NC USA TMY3 WMO#=723060 | Electricity | 0 | 45597.2226 | 101147.223 | 17019.4446 | 53972.2227 | 0 | 49286.1115 | 0 | 0 | 0 | 5608.3334 | 0 | 0 | 0 | 272630.5577 | 0 | 272630.5577 | 0 | 0 | 0 | 3925.9209 | 8708.7759 | 1465.3742 | 4647.0084 | 0 | 4243.5342 | 0 | 0 | 0 | 482.8775 | 0 | 0 | 0 | 23473.491 | 0 | 23473.491 | 0 | 0 | 0 | 155.6219 | 345.2123 | 58.0868 | 184.2055 | 0 | 168.212 | 0 | 0 | 0 | 19.1411 | 0 | 0 | 0 | 930.4796 | 0 | 930.4796 | 0 | 0 | 13.9807 | 2.3525 | 7.4601 | 6.8124 | 0 | 0.77519 | 6.3025 | 0 | 0 | 0 | 0 | 37.6834 | 37.6834 | 37.6834 | 2
NC_4A_RS_2010_NG | 4A | RS | NG | 7762 | ASHRAE30pct-state-4A | RetailStandalone | STD2010 | NC-Raleigh-NC | Zone4A | Zone4A(NC-Raleigh-NC) | ASHRAE30pct-state-STD2010 | state | NC | 0.0861 | 0.84 | ASHRAE30pct-state-4A_RetailStandalone_STD2010_NC-Raleigh-NC.table.csv.gz | Stand-alone Retail | Raleigh Durham International NC USA TMY3 WMO#=723060 | Natural Gas | 103624.8457 | 0 | 0 | 0 | 0 | 0 | 0 | 0 | 0 | 0 | 0 | 89161.1565 | 0 | 0 | 192786.0022 | 0 | 192786.0022 | 0 | 0 | 870.4487 | 0 | 0 | 0 | 0 | 0 | 0 | 0 | 0 | 0 | 0 | 748.9537 | 0 | 0 | 1619.4024 | 0 | 1619.4024 | 0 | 0 | 103.6248 | 0 | 0 | 0 | 0 | 0 | 0 | 0 | 0 | 0 | 0 | 89.1612 | 0 | 0 | 192.786 | 0 | 192.786 | 0 | 0 | 0 | 0 | 0 | 0 | 0 | 0 | 0 | 4.1967 | 3.6109 | 0 | 0 | 7.8076 | 7.8076 | 7.8076 | 1
NC_4A_RS_2013_NG | 4A | RS | NG | 8842 | ASHRAE30pct-state-4A | RetailStandalone | STD2013 | NC-Raleigh-NC | Zone4A | Zone4A(NC-Raleigh-NC) | ASHRAE30pct-state-STD2013 | state | NC | 0.0861 | 0.84 | ASHRAE30pct-state-4A_RetailStandalone_STD2013_NC-Raleigh-NC.table.csv.gz | Stand-alone Retail | Raleigh Durham International NC USA TMY3 WMO#=723060 | Natural Gas | 52973.4988 | 0 | 0 | 0 | 0 | 0 | 0 | 0 | 0 | 0 | 0 | 89151.6783 | 0 | 0 | 142125.1771 | 0 | 142125.1771 | 0 | 0 | 444.9774 | 0 | 0 | 0 | 0 | 0 | 0 | 0 | 0 | 0 | 0 | 748.8741 | 0 | 0 | 1193.8515 | 0 | 1193.8515 | 0 | 0 | 52.9735 | 0 | 0 | 0 | 0 | 0 | 0 | 0 | 0 | 0 | 0 | 89.1517 | 0 | 0 | 142.1252 | 0 | 142.1252 | 0 | 0 | 0 | 0 | 0 | 0 | 0 | 0 | 0 | 2.1454 | 3.6105 | 0 | 0 | 5.7559 | 5.7559 | 5.7559 | 2
NJ_4A_RS_2010_EL | 4A | RS | EL | 7813 | ASHRAE30pct-state-4A | RetailStandalone | STD2010 | NJ-Newark-NJ | Zone4A | Zone4A(NJ-Newark-NJ) | ASHRAE30pct-state-STD2010 | state | NJ | 0.1283 | 0.84 | ASHRAE30pct-state-4A_RetailStandalone_STD2010_NJ-Newark-NJ.table.csv.gz | Stand-alone Retail | Newark International Arpt NJ USA TMY3 WMO#=725020 | Electricity | 0 | 37358.3336 | 122686.1121 | 17069.4446 | 54063.8893 | 0 | 58111.1116 | 0 | 0 | 0 | 5161.1112 | 0 | 0 | 0 | 294447.2246 | 0 | 294450.0024 | -2.7778 | -2.7778 | 0 | 4793.0742 | 15740.6282 | 2190.0097 | 6936.397 | 0 | 7455.6556 | 0 | 0 | 0 | 662.1706 | 0 | 0 | 0 | 37777.5789 | 0 | 37777.9353 | -0.35639 | -0.35639 | 0 | 127.5028 | 418.7239 | 58.2575 | 184.5184 | 0 | 198.3314 | 0 | 0 | 0 | 17.6147 | 0 | 0 | 0 | 1004.9392 | 0 | 1004.9487 | -0.0094805 | -0.0094805 | 16.9579 | 2.3594 | 7.4724 | 8.0322 | 0 | 0.71338 | 5.1637 | 0 | 0 | 0 | 0 | 40.6994 | 40.699 | 40.699 | 1
NJ_4A_RS_2013_EL | 4A | RS | EL | 8893 | ASHRAE30pct-state-4A | RetailStandalone | STD2013 | NJ-Newark-NJ | Zone4A | Zone4A(NJ-Newark-NJ) | ASHRAE30pct-state-STD2013 | state | NJ | 0.1283 | 0.84 | ASHRAE30pct-state-4A_RetailStandalone_STD2013_NJ-Newark-NJ.table.csv.gz | Stand-alone Retail | Newark International Arpt NJ USA TMY3 WMO#=725020 | Electricity | 0 | 33677.778 | 102483.3342 | 17069.4446 | 53972.2227 | 0 | 46144.4448 | 0 | 0 | 0 | 5638.8889 | 0 | 0 | 0 | 258986.1132 | 0 | 258986.1132 | 0 | 0 | 0 | 4320.8589 | 13148.6118 | 2190.0097 | 6924.6362 | 0 | 5920.3323 | 0 | 0 | 0 | 723.4695 | 0 | 0 | 0 | 33227.9183 | 0 | 33227.9183 | 0 | 0 | 0 | 114.9412 | 349.7724 | 58.2575 | 184.2055 | 0 | 157.4896 | 0 | 0 | 0 | 19.2454 | 0 | 0 | 0 | 883.9116 | 0 | 883.9116 | 0 | 0 | 14.1654 | 2.3594 | 7.4601 | 6.3782 | 0 | 0.77942 | 4.655 | 0 | 0 | 0 | 0 | 35.7975 | 35.7975 | 35.7975 | 2
NJ_4A_RS_2010_NG | 4A | RS | NG | 7822 | ASHRAE30pct-state-4A | RetailStandalone | STD2010 | NJ-Newark-NJ | Zone4A | Zone4A(NJ-Newark-NJ) | ASHRAE30pct-state-STD2010 | state | NJ | 0.1283 | 0.84 | ASHRAE30pct-state-4A_RetailStandalone_STD2010_NJ-Newark-NJ.table.csv.gz | Stand-alone Retail | Newark International Arpt NJ USA TMY3 WMO#=725020 | Natural Gas | 206358.7434 | 0 | 0 | 0 | 0 | 0 | 0 | 0 | 0 | 0 | 0 | 89227.5037 | 0 | 0 | 295586.247 | 0 | 295586.247 | 0 | 0 | 1733.4134 | 0 | 0 | 0 | 0 | 0 | 0 | 0 | 0 | 0 | 0 | 749.511 | 0 | 0 | 2482.9245 | 0 | 2482.9245 | 0 | 0 | 206.3587 | 0 | 0 | 0 | 0 | 0 | 0 | 0 | 0 | 0 | 0 | 89.2275 | 0 | 0 | 295.5862 | 0 | 295.5862 | 0 | 0 | 0 | 0 | 0 | 0 | 0 | 0 | 0 | 8.3573 | 3.6136 | 0 | 0 | 11.9709 | 11.9709 | 11.9709 | 1
NJ_4A_RS_2013_NG | 4A | RS | NG | 8902 | ASHRAE30pct-state-4A | RetailStandalone | STD2013 | NJ-Newark-NJ | Zone4A | Zone4A(NJ-Newark-NJ) | ASHRAE30pct-state-STD2013 | state | NJ | 0.1283 | 0.84 | ASHRAE30pct-state-4A_RetailStandalone_STD2013_NJ-Newark-NJ.table.csv.gz | Stand-alone Retail | Newark International Arpt NJ USA TMY3 WMO#=725020 | Natural Gas | 126998.0159 | 0 | 0 | 0 | 0 | 0 | 0 | 0 | 0 | 0 | 0 | 89218.0255 | 0 | 0 | 216206.5632 | 0 | 216216.0414 | 0 | 0 | 1066.7833 | 0 | 0 | 0 | 0 | 0 | 0 | 0 | 0 | 0 | 0 | 749.4314 | 0 | 0 | 1816.1351 | 0 | 1816.2147 | 0 | 0 | 126.998 | 0 | 0 | 0 | 0 | 0 | 0 | 0 | 0 | 0 | 0 | 89.218 | 0 | 0 | 216.2066 | 0 | 216.216 | 0 | 0 | 0 | 0 | 0 | 0 | 0 | 0 | 0 | 5.1433 | 3.6132 | 0 | 0 | 8.7565 | 8.7561 | 8.7565 | 2
NY_4A_RS_2010_EL | 4A | RS | EL | 7873 | ASHRAE30pct-state-4A | RetailStandalone | STD2010 | NY-NewYork-NY | Zone4A | Zone4A(NY-NewYork-NY) | ASHRAE30pct-state-STD2010 | state | NY | 0.1508 | 0.73 | ASHRAE30pct-state-4A_RetailStandalone_STD2010_NY-NewYork-NY.table.csv.gz | Stand-alone Retail | New York J F Kennedy IntL Ar NY USA TMY3 WMO#=744860 | Electricity | 0 | 36952.7781 | 123250.001 | 17063.889 | 54063.8893 | 0 | 61336.1116 | 0 | 0 | 0 | 5597.2223 | 0 | 0 | 0 | 298261.1135 | 0 | 298263.8913 | -2.7778 | -2.7778 | 0 | 5572.4789 | 18586.1001 | 2573.2345 | 8152.8345 | 0 | 9249.4856 | 0 | 0 | 0 | 844.0611 | 0 | 0 | 0 | 44977.7759 | 0 | 44978.1948 | -0.41889 | -0.41889 | 0 | 126.1187 | 420.6484 | 58.2385 | 184.5184 | 0 | 209.3382 | 0 | 0 | 0 | 19.1031 | 0 | 0 | 0 | 1017.9559 | 0 | 1017.9654 | -0.0094805 | -0.0094805 | 17.0358 | 2.3586 | 7.4724 | 8.478 | 0 | 0.77366 | 5.1077 | 0 | 0 | 0 | 0 | 41.2265 | 41.2261 | 41.2261 | 1
NY_4A_RS_2013_EL | 4A | RS | EL | 8953 | ASHRAE30pct-state-4A | RetailStandalone | STD2013 | NY-NewYork-NY | Zone4A | Zone4A(NY-NewYork-NY) | ASHRAE30pct-state-STD2013 | state | NY | 0.1508 | 0.73 | ASHRAE30pct-state-4A_RetailStandalone_STD2013_NY-NewYork-NY.table.csv.gz | Stand-alone Retail | New York J F Kennedy IntL Ar NY USA TMY3 WMO#=744860 | Electricity | 0 | 32377.778 | 103041.6675 | 17063.889 | 53972.2227 | 0 | 47175.0004 | 0 | 0 | 0 | 5647.2223 | 0 | 0 | 0 | 259275.0021 | 0 | 259277.7799 | -2.7778 | -2.7778 | 0 | 4882.5689 | 15538.6835 | 2573.2345 | 8139.0112 | 0 | 7113.9901 | 0 | 0 | 0 | 851.6011 | 0 | 0 | 0 | 39098.6703 | 0 | 39099.0892 | -0.41889 | -0.41889 | 0 | 110.5044 | 351.678 | 58.2385 | 184.2055 | 0 | 161.0068 | 0 | 0 | 0 | 19.2738 | 0 | 0 | 0 | 884.8975 | 0 | 884.907 | -0.0094805 | -0.0094805 | 14.2426 | 2.3586 | 7.4597 | 6.5206 | 0 | 0.78057 | 4.4753 | 0 | 0 | 0 | 0 | 35.8378 | 35.8374 | 35.8374 | 2
NY_4A_RS_2010_NG | 4A | RS | NG | 7882 | ASHRAE30pct-state-4A | RetailStandalone | STD2010 | NY-NewYork-NY | Zone4A | Zone4A(NY-NewYork-NY) | ASHRAE30pct-state-STD2010 | state | NY | 0.1508 | 0.73 | ASHRAE30pct-state-4A_RetailStandalone_STD2010_NY-NewYork-NY.table.csv.gz | Stand-alone Retail | New York J F Kennedy IntL Ar NY USA TMY3 WMO#=744860 | Natural Gas | 185307.7251 | 0 | 0 | 0 | 0 | 0 | 0 | 0 | 0 | 0 | 0 | 89227.5037 | 0 | 0 | 274535.2288 | 0 | 274535.2288 | 0 | 0 | 1352.7464 | 0 | 0 | 0 | 0 | 0 | 0 | 0 | 0 | 0 | 0 | 651.3608 | 0 | 0 | 2004.1072 | 0 | 2004.1072 | 0 | 0 | 185.3077 | 0 | 0 | 0 | 0 | 0 | 0 | 0 | 0 | 0 | 0 | 89.2275 | 0 | 0 | 274.5352 | 0 | 274.5352 | 0 | 0 | 0 | 0 | 0 | 0 | 0 | 0 | 0 | 7.5048 | 3.6136 | 0 | 0 | 11.1184 | 11.1184 | 11.1184 | 1
NY_4A_RS_2013_NG | 4A | RS | NG | 8962 | ASHRAE30pct-state-4A | RetailStandalone | STD2013 | NY-NewYork-NY | Zone4A | Zone4A(NY-NewYork-NY) | ASHRAE30pct-state-STD2013 | state | NY | 0.1508 | 0.73 | ASHRAE30pct-state-4A_RetailStandalone_STD2013_NY-NewYork-NY.table.csv.gz | Stand-alone Retail | New York J F Kennedy IntL Ar NY USA TMY3 WMO#=744860 | Natural Gas | 105871.1723 | 0 | 0 | 0 | 0 | 0 | 0 | 0 | 0 | 0 | 0 | 89227.5037 | 0 | 0 | 195098.676 | 0 | 195098.676 | 0 | 0 | 772.8596 | 0 | 0 | 0 | 0 | 0 | 0 | 0 | 0 | 0 | 0 | 651.3608 | 0 | 0 | 1424.2203 | 0 | 1424.2203 | 0 | 0 | 105.8712 | 0 | 0 | 0 | 0 | 0 | 0 | 0 | 0 | 0 | 0 | 89.2275 | 0 | 0 | 195.0987 | 0 | 195.0987 | 0 | 0 | 0 | 0 | 0 | 0 | 0 | 0 | 0 | 4.2877 | 3.6136 | 0 | 0 | 7.9013 | 7.9013 | 7.9013 | 2
OH_4A_RS_2010_EL | 4A | RS | EL | 7933 | ASHRAE30pct-state-4A | RetailStandalone | STD2010 | OH-Cincinnati-KY | Zone4A | Zone4A(OH-Cincinnati-KY) | ASHRAE30pct-state-STD2010 | state | OH | 0.0947 | 0.7 | ASHRAE30pct-state-4A_RetailStandalone_STD2010_OH-Cincinnati-KY.table.csv.gz | Stand-alone Retail | Cincinnati Northern Ky Ap KY USA TMY3 WMO#=724210 | Electricity | 0 | 38452.7781 | 123111.1121 | 16994.4446 | 54063.8893 | 0 | 62194.4449 | 0 | 0 | 0 | 5658.3334 | 0 | 0 | 0 | 300472.2246 | 0 | 300475.0024 | -2.7778 | -2.7778 | 0 | 3641.4781 | 11658.6223 | 1609.3739 | 5119.8503 | 0 | 5889.8139 | 0 | 0 | 0 | 535.8442 | 0 | 0 | 0 | 28454.7197 | 0 | 28454.9827 | -0.26306 | -0.26306 | 0 | 131.2381 | 420.1744 | 58.0015 | 184.5184 | 0 | 212.2677 | 0 | 0 | 0 | 19.3117 | 0 | 0 | 0 | 1025.5024 | 0 | 1025.5119 | -0.0094805 | -0.0094805 | 17.0166 | 2.349 | 7.4724 | 8.5966 | 0 | 0.7821 | 5.315 | 0 | 0 | 0 | 0 | 41.5322 | 41.5318 | 41.5318 | 1
OH_4A_RS_2013_EL | 4A | RS | EL | 9013 | ASHRAE30pct-state-4A | RetailStandalone | STD2013 | OH-Cincinnati-KY | Zone4A | Zone4A(OH-Cincinnati-KY) | ASHRAE30pct-state-STD2013 | state | OH | 0.0947 | 0.7 | ASHRAE30pct-state-4A_RetailStandalone_STD2013_OH-Cincinnati-KY.table.csv.gz | Stand-alone Retail | Cincinnati Northern Ky Ap KY USA TMY3 WMO#=724210 | Electricity | 0 | 33919.4447 | 102541.6675 | 16994.4446 | 53972.2227 | 0 | 48022.2226 | 0 | 0 | 0 | 5675 | 0 | 0 | 0 | 261125.0021 | 0 | 261125.0021 | 0 | 0 | 0 | 3212.1714 | 9710.6959 | 1609.3739 | 5111.1695 | 0 | 4547.7045 | 0 | 0 | 0 | 537.4225 | 0 | 0 | 0 | 24728.5377 | 0 | 24728.5377 | 0 | 0 | 0 | 115.766 | 349.9715 | 58.0015 | 184.2055 | 0 | 163.8984 | 0 | 0 | 0 | 19.3686 | 0 | 0 | 0 | 891.2115 | 0 | 891.2115 | 0 | 0 | 14.1735 | 2.349 | 7.4601 | 6.6377 | 0 | 0.78441 | 4.6884 | 0 | 0 | 0 | 0 | 36.0931 | 36.0931 | 36.0931 | 2
OH_4A_RS_2010_NG | 4A | RS | NG | 7942 | ASHRAE30pct-state-4A | RetailStandalone | STD2010 | OH-Cincinnati-KY | Zone4A | Zone4A(OH-Cincinnati-KY) | ASHRAE30pct-state-STD2010 | state | OH | 0.0947 | 0.7 | ASHRAE30pct-state-4A_RetailStandalone_STD2010_OH-Cincinnati-KY.table.csv.gz | Stand-alone Retail | Cincinnati Northern Ky Ap KY USA TMY3 WMO#=724210 | Natural Gas | 210178.4464 | 0 | 0 | 0 | 0 | 0 | 0 | 0 | 0 | 0 | 0 | 89218.0255 | 0 | 0 | 299396.4719 | 0 | 299396.4719 | 0 | 0 | 1471.2491 | 0 | 0 | 0 | 0 | 0 | 0 | 0 | 0 | 0 | 0 | 624.5262 | 0 | 0 | 2095.7753 | 0 | 2095.7753 | 0 | 0 | 210.1784 | 0 | 0 | 0 | 0 | 0 | 0 | 0 | 0 | 0 | 0 | 89.218 | 0 | 0 | 299.3965 | 0 | 299.3965 | 0 | 0 | 0 | 0 | 0 | 0 | 0 | 0 | 0 | 8.512 | 3.6132 | 0 | 0 | 12.1252 | 12.1252 | 12.1252 | 1
OH_4A_RS_2013_NG | 4A | RS | NG | 9022 | ASHRAE30pct-state-4A | RetailStandalone | STD2013 | OH-Cincinnati-KY | Zone4A | Zone4A(OH-Cincinnati-KY) | ASHRAE30pct-state-STD2013 | state | OH | 0.0947 | 0.7 | ASHRAE30pct-state-4A_RetailStandalone_STD2013_OH-Cincinnati-KY.table.csv.gz | Stand-alone Retail | Cincinnati Northern Ky Ap KY USA TMY3 WMO#=724210 | Natural Gas | 134751.16 | 0 | 0 | 0 | 0 | 0 | 0 | 0 | 0 | 0 | 0 | 89208.5473 | 0 | 0 | 223959.7073 | 0 | 223959.7073 | 0 | 0 | 943.2581 | 0 | 0 | 0 | 0 | 0 | 0 | 0 | 0 | 0 | 0 | 624.4598 | 0 | 0 | 1567.718 | 0 | 1567.718 | 0 | 0 | 134.7512 | 0 | 0 | 0 | 0 | 0 | 0 | 0 | 0 | 0 | 0 | 89.2085 | 0 | 0 | 223.9597 | 0 | 223.9597 | 0 | 0 | 0 | 0 | 0 | 0 | 0 | 0 | 0 | 5.4573 | 3.6129 | 0 | 0 | 9.0701 | 9.0701 | 9.0701 | 2
PA_4A_RS_2010_EL | 4A | RS | EL | 7993 | ASHRAE30pct-state-4A | RetailStandalone | STD2010 | PA-Philadelphia-PA | Zone4A | Zone4A(PA-Philadelphia-PA) | ASHRAE30pct-state-STD2010 | state | PA | 0.0937 | 1 | ASHRAE30pct-state-4A_RetailStandalone_STD2010_PA-Philadelphia-PA.table.csv.gz | Stand-alone Retail | Philadelphia International Ap PA USA TMY3 WMO#=724080 | Electricity | 0 | 39763.8892 | 123150.001 | 17041.6668 | 54063.8893 | 0 | 57244.4449 | 0 | 0 | 0 | 5533.3334 | 0 | 0 | 0 | 296797.2246 | 0 | 296797.2246 | 0 | 0 | 0 | 3725.8764 | 11539.1551 | 1596.8042 | 5065.7864 | 0 | 5363.8045 | 0 | 0 | 0 | 518.4733 | 0 | 0 | 0 | 27809.8999 | 0 | 27809.8999 | 0 | 0 | 0 | 135.7129 | 420.3071 | 58.1627 | 184.5184 | 0 | 195.3735 | 0 | 0 | 0 | 18.8851 | 0 | 0 | 0 | 1012.9597 | 0 | 1012.9597 | 0 | 0 | 17.022 | 2.3555 | 7.4728 | 7.9124 | 0 | 0.76483 | 5.4962 | 0 | 0 | 0 | 0 | 41.0238 | 41.0238 | 41.0238 | 1
PA_4A_RS_2013_EL | 4A | RS | EL | 9073 | ASHRAE30pct-state-4A | RetailStandalone | STD2013 | PA-Philadelphia-PA | Zone4A | Zone4A(PA-Philadelphia-PA) | ASHRAE30pct-state-STD2013 | state | PA | 0.0937 | 1 | ASHRAE30pct-state-4A_RetailStandalone_STD2013_PA-Philadelphia-PA.table.csv.gz | Stand-alone Retail | Philadelphia International Ap PA USA TMY3 WMO#=724080 | Electricity | 0 | 35250.0003 | 102863.8897 | 17041.6668 | 53972.2227 | 0 | 47697.2226 | 0 | 0 | 0 | 5577.7778 | 0 | 0 | 0 | 262400.0021 | 0 | 262402.7799 | -2.7778 | -2.7778 | 0 | 3302.925 | 9638.3465 | 1596.8042 | 5057.1973 | 0 | 4469.2298 | 0 | 0 | 0 | 522.6378 | 0 | 0 | 0 | 24586.8802 | 0 | 24587.1405 | -0.26028 | -0.26028 | 0 | 120.3072 | 351.0713 | 58.1627 | 184.2055 | 0 | 162.7891 | 0 | 0 | 0 | 19.0368 | 0 | 0 | 0 | 895.5631 | 0 | 895.5726 | -0.0094805 | -0.0094805 | 14.218 | 2.3555 | 7.4597 | 6.5928 | 0 | 0.77097 | 4.8723 | 0 | 0 | 0 | 0 | 36.2697 | 36.2694 | 36.2694 | 2
PA_4A_RS_2010_NG | 4A | RS | NG | 8002 | ASHRAE30pct-state-4A | RetailStandalone | STD2010 | PA-Philadelphia-PA | Zone4A | Zone4A(PA-Philadelphia-PA) | ASHRAE30pct-state-STD2010 | state | PA | 0.0937 | 1 | ASHRAE30pct-state-4A_RetailStandalone_STD2010_PA-Philadelphia-PA.table.csv.gz | Stand-alone Retail | Philadelphia International Ap PA USA TMY3 WMO#=724080 | Natural Gas | 189222.2098 | 0 | 0 | 0 | 0 | 0 | 0 | 0 | 0 | 0 | 0 | 89218.0255 | 0 | 0 | 278440.2353 | 0 | 278440.2353 | 0 | 0 | 1892.2221 | 0 | 0 | 0 | 0 | 0 | 0 | 0 | 0 | 0 | 0 | 892.1803 | 0 | 0 | 2784.4024 | 0 | 2784.4024 | 0 | 0 | 189.2222 | 0 | 0 | 0 | 0 | 0 | 0 | 0 | 0 | 0 | 0 | 89.218 | 0 | 0 | 278.4402 | 0 | 278.4402 | 0 | 0 | 0 | 0 | 0 | 0 | 0 | 0 | 0 | 7.6633 | 3.6132 | 0 | 0 | 11.2765 | 11.2765 | 11.2765 | 1
PA_4A_RS_2013_NG | 4A | RS | NG | 9082 | ASHRAE30pct-state-4A | RetailStandalone | STD2013 | PA-Philadelphia-PA | Zone4A | Zone4A(PA-Philadelphia-PA) | ASHRAE30pct-state-STD2013 | state | PA | 0.0937 | 1 | ASHRAE30pct-state-4A_RetailStandalone_STD2013_PA-Philadelphia-PA.table.csv.gz | Stand-alone Retail | Philadelphia International Ap PA USA TMY3 WMO#=724080 | Natural Gas | 110979.9066 | 0 | 0 | 0 | 0 | 0 | 0 | 0 | 0 | 0 | 0 | 89208.5473 | 0 | 0 | 200188.4539 | 0 | 200188.4539 | 0 | 0 | 1109.7991 | 0 | 0 | 0 | 0 | 0 | 0 | 0 | 0 | 0 | 0 | 892.0855 | 0 | 0 | 2001.8845 | 0 | 2001.8845 | 0 | 0 | 110.9799 | 0 | 0 | 0 | 0 | 0 | 0 | 0 | 0 | 0 | 0 | 89.2085 | 0 | 0 | 200.1885 | 0 | 200.1885 | 0 | 0 | 0 | 0 | 0 | 0 | 0 | 0 | 0 | 4.4946 | 3.6129 | 0 | 0 | 8.1074 | 8.1074 | 8.1074 | 2
TN_4A_RS_2010_EL | 4A | RS | EL | 8053 | ASHRAE30pct-state-4A | RetailStandalone | STD2010 | TN-Nashville-TN | Zone4A | Zone4A(TN-Nashville-TN) | ASHRAE30pct-state-STD2010 | state | TN | 0.1029 | 0.81 | ASHRAE30pct-state-4A_RetailStandalone_STD2010_TN-Nashville-TN.table.csv.gz | Stand-alone Retail | Nashville International Ap TN USA TMY3 WMO#=723270 | Electricity | 0 | 53352.7782 | 122408.3343 | 17077.7779 | 54063.8893 | 0 | 59680.556 | 0 | 0 | 0 | 5158.3334 | 0 | 0 | 0 | 311741.6692 | 0 | 311741.6692 | 0 | 0 | 0 | 5490.0009 | 12595.8176 | 1757.3033 | 5563.1742 | 0 | 6141.1292 | 0 | 0 | 0 | 530.7925 | 0 | 0 | 0 | 32078.2178 | 0 | 32078.2178 | 0 | 0 | 0 | 182.0914 | 417.7759 | 58.2859 | 184.5184 | 0 | 203.6879 | 0 | 0 | 0 | 17.6052 | 0 | 0 | 0 | 1063.9647 | 0 | 1063.9647 | 0 | 0 | 16.9195 | 2.3605 | 7.4728 | 8.2491 | 0 | 0.71299 | 7.3745 | 0 | 0 | 0 | 0 | 43.0894 | 43.0894 | 43.0894 | 1
TN_4A_RS_2013_EL | 4A | RS | EL | 9133 | ASHRAE30pct-state-4A | RetailStandalone | STD2013 | TN-Nashville-TN | Zone4A | Zone4A(TN-Nashville-TN) | ASHRAE30pct-state-STD2013 | state | TN | 0.1029 | 0.81 | ASHRAE30pct-state-4A_RetailStandalone_STD2013_TN-Nashville-TN.table.csv.gz | Stand-alone Retail | Nashville International Ap TN USA TMY3 WMO#=723270 | Electricity | 0 | 47855.5559 | 101872.223 | 17077.7779 | 53972.2227 | 0 | 51036.1115 | 0 | 0 | 0 | 5672.2223 | 0 | 0 | 0 | 277486.1133 | 0 | 277486.1133 | -5.8208e-11 | -5.8208e-11 | 0 | 4924.3367 | 10482.6518 | 1757.3033 | 5553.7417 | 0 | 5251.6159 | 0 | 0 | 0 | 583.6717 | 0 | 0 | 0 | 28553.3211 | 0 | 28553.3211 | -5.9896e-12 | -5.9896e-12 | 0 | 163.3295 | 347.6867 | 58.2859 | 184.2055 | 0 | 174.1847 | 0 | 0 | 0 | 19.3591 | 0 | 0 | 0 | 947.0515 | 0 | 947.0515 | -1.9866e-13 | -1.9866e-13 | 14.0809 | 2.3605 | 7.4601 | 7.0543 | 0 | 0.78402 | 6.6147 | 0 | 0 | 0 | 0 | 38.3546 | 38.3546 | 38.3546 | 2
TN_4A_RS_2010_NG | 4A | RS | NG | 8062 | ASHRAE30pct-state-4A | RetailStandalone | STD2010 | TN-Nashville-TN | Zone4A | Zone4A(TN-Nashville-TN) | ASHRAE30pct-state-STD2010 | state | TN | 0.1029 | 0.81 | ASHRAE30pct-state-4A_RetailStandalone_STD2010_TN-Nashville-TN.table.csv.gz | Stand-alone Retail | Nashville International Ap TN USA TMY3 WMO#=723270 | Natural Gas | 121424.8512 | 0 | 0 | 0 | 0 | 0 | 0 | 0 | 0 | 0 | 0 | 89170.6346 | 0 | 0 | 210595.4859 | 0 | 210595.4859 | 0 | 0 | 983.5413 | 0 | 0 | 0 | 0 | 0 | 0 | 0 | 0 | 0 | 0 | 722.2821 | 0 | 0 | 1705.8234 | 0 | 1705.8234 | 0 | 0 | 121.4249 | 0 | 0 | 0 | 0 | 0 | 0 | 0 | 0 | 0 | 0 | 89.1706 | 0 | 0 | 210.5955 | 0 | 210.5955 | 0 | 0 | 0 | 0 | 0 | 0 | 0 | 0 | 0 | 4.9176 | 3.6113 | 0 | 0 | 8.5289 | 8.5289 | 8.5289 | 1
TN_4A_RS_2013_NG | 4A | RS | NG | 9142 | ASHRAE30pct-state-4A | RetailStandalone | STD2013 | TN-Nashville-TN | Zone4A | Zone4A(TN-Nashville-TN) | ASHRAE30pct-state-STD2013 | state | TN | 0.1029 | 0.81 | ASHRAE30pct-state-4A_RetailStandalone_STD2013_TN-Nashville-TN.table.csv.gz | Stand-alone Retail | Nashville International Ap TN USA TMY3 WMO#=723270 | Natural Gas | 66214.504 | 0 | 0 | 0 | 0 | 0 | 0 | 0 | 0 | 0 | 0 | 89151.6783 | 0 | 0 | 155366.1823 | 0 | 155366.1823 | 0 | 0 | 536.3375 | 0 | 0 | 0 | 0 | 0 | 0 | 0 | 0 | 0 | 0 | 722.1286 | 0 | 0 | 1258.4661 | 0 | 1258.4661 | 0 | 0 | 66.2145 | 0 | 0 | 0 | 0 | 0 | 0 | 0 | 0 | 0 | 0 | 89.1517 | 0 | 0 | 155.3662 | 0 | 155.3662 | 0 | 0 | 0 | 0 | 0 | 0 | 0 | 0 | 0 | 2.6816 | 3.6105 | 0 | 0 | 6.2922 | 6.2922 | 6.2922 | 2
VA_4A_RS_2010_EL | 4A | RS | EL | 8113 | ASHRAE30pct-state-4A | RetailStandalone | STD2010 | VA-Richmond-VA | Zone4A | Zone4A(VA-Richmond-VA) | ASHRAE30pct-state-STD2010 | state | VA | 0.0811 | 0.86 | ASHRAE30pct-state-4A_RetailStandalone_STD2010_VA-Richmond-VA.table.csv.gz | Stand-alone Retail | Richmond International Ap VA USA TMY3 WMO#=724010 | Electricity | 0 | 49472.2226 | 122069.4454 | 17027.7779 | 54063.8893 | 0 | 57436.1116 | 0 | 0 | 0 | 5625 | 0 | 0 | 0 | 305694.4469 | 0 | 305694.4469 | 5.8208e-11 | 5.8208e-11 | 0 | 4012.1973 | 9899.832 | 1380.9528 | 4384.5814 | 0 | 4658.0686 | 0 | 0 | 0 | 456.1875 | 0 | 0 | 0 | 24791.8196 | 0 | 24791.8196 | 4.7206e-12 | 4.7206e-12 | 0 | 168.8472 | 416.6192 | 58.1153 | 184.5184 | 0 | 196.0277 | 0 | 0 | 0 | 19.198 | 0 | 0 | 0 | 1043.3257 | 0 | 1043.3257 | 1.9866e-13 | 1.9866e-13 | 16.8726 | 2.3536 | 7.4728 | 7.9389 | 0 | 0.7775 | 6.8381 | 0 | 0 | 0 | 0 | 42.2536 | 42.2536 | 42.2536 | 1
VA_4A_RS_2013_EL | 4A | RS | EL | 9193 | ASHRAE30pct-state-4A | RetailStandalone | STD2013 | VA-Richmond-VA | Zone4A | Zone4A(VA-Richmond-VA) | ASHRAE30pct-state-STD2013 | state | VA | 0.0811 | 0.86 | ASHRAE30pct-state-4A_RetailStandalone_STD2013_VA-Richmond-VA.table.csv.gz | Stand-alone Retail | Richmond International Ap VA USA TMY3 WMO#=724010 | Electricity | 0 | 43925.0004 | 101888.8897 | 17027.7779 | 53972.2227 | 0 | 47247.2226 | 0 | 0 | 0 | 5650 | 0 | 0 | 0 | 269711.1133 | 0 | 269711.1133 | 0 | 0 | 0 | 3562.3175 | 8263.189 | 1380.9528 | 4377.1473 | 0 | 3831.7498 | 0 | 0 | 0 | 458.215 | 0 | 0 | 0 | 21873.5713 | 0 | 21873.5713 | 0 | 0 | 0 | 149.9147 | 347.7436 | 58.1153 | 184.2055 | 0 | 161.2533 | 0 | 0 | 0 | 19.2833 | 0 | 0 | 0 | 920.5157 | 0 | 920.5157 | 0 | 0 | 14.0833 | 2.3536 | 7.4601 | 6.5306 | 0 | 0.78095 | 6.0714 | 0 | 0 | 0 | 0 | 37.2799 | 37.2799 | 37.2799 | 2
VA_4A_RS_2010_NG | 4A | RS | NG | 8122 | ASHRAE30pct-state-4A | RetailStandalone | STD2010 | VA-Richmond-VA | Zone4A | Zone4A(VA-Richmond-VA) | ASHRAE30pct-state-STD2010 | state | VA | 0.0811 | 0.86 | ASHRAE30pct-state-4A_RetailStandalone_STD2010_VA-Richmond-VA.table.csv.gz | Stand-alone Retail | Richmond International Ap VA USA TMY3 WMO#=724010 | Natural Gas | 125291.9451 | 0 | 0 | 0 | 0 | 0 | 0 | 0 | 0 | 0 | 0 | 89180.1128 | 0 | 0 | 214462.5797 | 0 | 214472.0579 | 0 | 0 | 1077.5107 | 0 | 0 | 0 | 0 | 0 | 0 | 0 | 0 | 0 | 0 | 766.949 | 0 | 0 | 1844.3782 | 0 | 1844.4597 | 0 | 0 | 125.2919 | 0 | 0 | 0 | 0 | 0 | 0 | 0 | 0 | 0 | 0 | 89.1801 | 0 | 0 | 214.4626 | 0 | 214.4721 | 0 | 0 | 0 | 0 | 0 | 0 | 0 | 0 | 0 | 5.0742 | 3.6117 | 0 | 0 | 8.6859 | 8.6855 | 8.6859 | 1
VA_4A_RS_2013_NG | 4A | RS | NG | 9202 | ASHRAE30pct-state-4A | RetailStandalone | STD2013 | VA-Richmond-VA | Zone4A | Zone4A(VA-Richmond-VA) | ASHRAE30pct-state-STD2013 | state | VA | 0.0811 | 0.86 | ASHRAE30pct-state-4A_RetailStandalone_STD2013_VA-Richmond-VA.table.csv.gz | Stand-alone Retail | Richmond International Ap VA USA TMY3 WMO#=724010 | Natural Gas | 70214.2922 | 0 | 0 | 0 | 0 | 0 | 0 | 0 | 0 | 0 | 0 | 89161.1565 | 0 | 0 | 159375.4487 | 0 | 159375.4487 | 0 | 0 | 603.8429 | 0 | 0 | 0 | 0 | 0 | 0 | 0 | 0 | 0 | 0 | 766.7859 | 0 | 0 | 1370.6289 | 0 | 1370.6289 | 0 | 0 | 70.2143 | 0 | 0 | 0 | 0 | 0 | 0 | 0 | 0 | 0 | 0 | 89.1612 | 0 | 0 | 159.3754 | 0 | 159.3754 | 0 | 0 | 0 | 0 | 0 | 0 | 0 | 0 | 0 | 2.8436 | 3.6109 | 0 | 0 | 6.4545 | 6.4545 | 6.4545 | 2
WV_4A_RS_2010_EL | 4A | RS | EL | 8173 | ASHRAE30pct-state-4A | RetailStandalone | STD2010 | WV-Charleston-WV | Zone4A | Zone4A(WV-Charleston-WV) | ASHRAE30pct-state-STD2010 | state | WV | 0.0842 | 0.92 | ASHRAE30pct-state-4A_RetailStandalone_STD2010_WV-Charleston-WV.table.csv.gz | Stand-alone Retail | Charleston Yeager Arpt WV USA TMY3 WMO#=724140 | Electricity | 0 | 41727.7781 | 122291.6676 | 17000.0001 | 54063.8893 | 0 | 62152.7783 | 0 | 0 | 0 | 5550 | 0 | 0 | 0 | 302783.3358 | 0 | 302786.1135 | -2.7778 | -2.7778 | 0 | 3513.4789 | 10296.9584 | 1431.4 | 4552.1795 | 0 | 5233.2639 | 0 | 0 | 0 | 467.31 | 0 | 0 | 0 | 25494.3569 | 0 | 25494.5908 | -0.23389 | -0.23389 | 0 | 142.4156 | 417.3777 | 58.0205 | 184.5184 | 0 | 212.1255 | 0 | 0 | 0 | 18.942 | 0 | 0 | 0 | 1033.3901 | 0 | 1033.3996 | -0.0094805 | -0.0094805 | 16.9034 | 2.3498 | 7.4724 | 8.5909 | 0 | 0.76713 | 5.7677 | 0 | 0 | 0 | 0 | 41.8516 | 41.8512 | 41.8512 | 1
WV_4A_RS_2013_EL | 4A | RS | EL | 9253 | ASHRAE30pct-state-4A | RetailStandalone | STD2013 | WV-Charleston-WV | Zone4A | Zone4A(WV-Charleston-WV) | ASHRAE30pct-state-STD2013 | state | WV | 0.0842 | 0.92 | ASHRAE30pct-state-4A_RetailStandalone_STD2013_WV-Charleston-WV.table.csv.gz | Stand-alone Retail | Charleston Yeager Arpt WV USA TMY3 WMO#=724140 | Electricity | 0 | 36747.2225 | 101813.8897 | 17000.0001 | 53972.2227 | 0 | 49058.3337 | 0 | 0 | 0 | 5544.4445 | 0 | 0 | 0 | 264136.1132 | 0 | 264136.1132 | 0 | 0 | 0 | 3094.1161 | 8572.7295 | 1431.4 | 4544.4611 | 0 | 4130.7117 | 0 | 0 | 0 | 466.8422 | 0 | 0 | 0 | 22240.2607 | 0 | 22240.2607 | 0 | 0 | 0 | 125.4171 | 347.4876 | 58.0205 | 184.2055 | 0 | 167.4346 | 0 | 0 | 0 | 18.923 | 0 | 0 | 0 | 901.4884 | 0 | 901.4884 | 0 | 0 | 14.0729 | 2.3498 | 7.4601 | 6.7809 | 0 | 0.76636 | 5.0793 | 0 | 0 | 0 | 0 | 36.5093 | 36.5093 | 36.5093 | 2
WV_4A_RS_2010_NG | 4A | RS | NG | 8182 | ASHRAE30pct-state-4A | RetailStandalone | STD2010 | WV-Charleston-WV | Zone4A | Zone4A(WV-Charleston-WV) | ASHRAE30pct-state-STD2010 | state | WV | 0.0842 | 0.92 | ASHRAE30pct-state-4A_RetailStandalone_STD2010_WV-Charleston-WV.table.csv.gz | Stand-alone Retail | Charleston Yeager Arpt WV USA TMY3 WMO#=724140 | Natural Gas | 171355.8571 | 0 | 0 | 0 | 0 | 0 | 0 | 0 | 0 | 0 | 0 | 89189.591 | 0 | 0 | 260545.4481 | 0 | 260545.4481 | 0 | 0 | 1576.4739 | 0 | 0 | 0 | 0 | 0 | 0 | 0 | 0 | 0 | 0 | 820.5442 | 0 | 0 | 2397.0181 | 0 | 2397.0181 | 0 | 0 | 171.3559 | 0 | 0 | 0 | 0 | 0 | 0 | 0 | 0 | 0 | 0 | 89.1896 | 0 | 0 | 260.5454 | 0 | 260.5454 | 0 | 0 | 0 | 0 | 0 | 0 | 0 | 0 | 0 | 6.9397 | 3.6121 | 0 | 0 | 10.5518 | 10.5518 | 10.5518 | 1
WV_4A_RS_2013_NG | 4A | RS | NG | 9262 | ASHRAE30pct-state-4A | RetailStandalone | STD2013 | WV-Charleston-WV | Zone4A | Zone4A(WV-Charleston-WV) | ASHRAE30pct-state-STD2013 | state | WV | 0.0842 | 0.92 | ASHRAE30pct-state-4A_RetailStandalone_STD2013_WV-Charleston-WV.table.csv.gz | Stand-alone Retail | Charleston Yeager Arpt WV USA TMY3 WMO#=724140 | Natural Gas | 100961.4796 | 0 | 0 | 0 | 0 | 0 | 0 | 0 | 0 | 0 | 0 | 89180.1128 | 0 | 0 | 190141.5924 | 0 | 190141.5924 | 0 | 0 | 928.8456 | 0 | 0 | 0 | 0 | 0 | 0 | 0 | 0 | 0 | 0 | 820.457 | 0 | 0 | 1749.3027 | 0 | 1749.3027 | 0 | 0 | 100.9615 | 0 | 0 | 0 | 0 | 0 | 0 | 0 | 0 | 0 | 0 | 89.1801 | 0 | 0 | 190.1416 | 0 | 190.1416 | 0 | 0 | 0 | 0 | 0 | 0 | 0 | 0 | 0 | 4.0888 | 3.6117 | 0 | 0 | 7.7005 | 7.7005 | 7.7005 | 2
AZ_4B_RS_2010_EL | 4B | RS | EL | 9673 | ASHRAE30pct-state-4B | RetailStandalone | STD2010 | AZ-Prescott-AZ | Zone4B | Zone4B(AZ-Prescott-AZ) | ASHRAE30pct-state-STD2010 | state | AZ | 0.0954 | 0.95 | ASHRAE30pct-state-4B_RetailStandalone_STD2010_AZ-Prescott-AZ.table.csv.gz | Stand-alone Retail | Prescott Love Field AZ USA TMY3 WMO#=723723 | Electricity | 0 | 40227.7781 | 124983.3343 | 17022.2224 | 54063.8893 | 0 | 70522.2228 | 0 | 0 | 0 | 0 | 0 | 0 | 0 | 306819.4469 | 0 | 306819.4469 | 0 | 0 | 0 | 3837.73 | 11923.4101 | 1623.92 | 5157.695 | 0 | 6727.8201 | 0 | 0 | 0 | 0 | 0 | 0 | 0 | 29270.5752 | 0 | 29270.5752 | 0 | 0 | 0 | 137.2962 | 426.5642 | 58.0963 | 184.5184 | 0 | 240.6902 | 0 | 0 | 0 | 0 | 0 | 0 | 0 | 1047.1653 | 0 | 1047.1653 | 0 | 0 | 17.2754 | 2.3528 | 7.4728 | 9.7477 | 0 | 0 | 5.5603 | 0 | 0 | 0 | 0 | 42.4091 | 42.4091 | 42.4091 | 1
AZ_4B_RS_2013_EL | 4B | RS | EL | 10033 | ASHRAE30pct-state-4B | RetailStandalone | STD2013 | AZ-Prescott-AZ | Zone4B | Zone4B(AZ-Prescott-AZ) | ASHRAE30pct-state-STD2013 | state | AZ | 0.0954 | 0.95 | ASHRAE30pct-state-4B_RetailStandalone_STD2013_AZ-Prescott-AZ.table.csv.gz | Stand-alone Retail | Prescott Love Field AZ USA TMY3 WMO#=723723 | Electricity | 0 | 34980.5558 | 104750.0008 | 17022.2224 | 53972.2227 | 0 | 67727.7783 | 0 | 0 | 0 | 0 | 0 | 0 | 0 | 278455.5578 | 0 | 278452.78 | 2.7778 | 2.7778 | 0 | 3337.145 | 9993.1501 | 1623.92 | 5148.95 | 0 | 6461.2301 | 0 | 0 | 0 | 0 | 0 | 0 | 0 | 26564.6602 | 0 | 26564.3952 | 0.265 | 0.265 | 0 | 119.3876 | 357.5085 | 58.0963 | 184.2055 | 0 | 231.1528 | 0 | 0 | 0 | 0 | 0 | 0 | 0 | 950.3602 | 0 | 950.3507 | 0.0094805 | 0.0094805 | 14.4787 | 2.3528 | 7.4605 | 9.3614 | 0 | 0 | 4.8351 | 0 | 0 | 0 | 0 | 38.4882 | 38.4886 | 38.4886 | 2
AZ_4B_RS_2010_NG | 4B | RS | NG | 9682 | ASHRAE30pct-state-4B | RetailStandalone | STD2010 | AZ-Prescott-AZ | Zone4B | Zone4B(AZ-Prescott-AZ) | ASHRAE30pct-state-STD2010 | state | AZ | 0.0954 | 0.95 | ASHRAE30pct-state-4B_RetailStandalone_STD2010_AZ-Prescott-AZ.table.csv.gz | Stand-alone Retail | Prescott Love Field AZ USA TMY3 WMO#=723723 | Natural Gas | 159394.4051 | 0 | 0 | 0 | 0 | 0 | 0 | 0 | 0 | 0 | 0 | 88763.0733 | 0 | 0 | 248166.9565 | 0 | 248157.4784 | 0 | 0 | 1514.2468 | 0 | 0 | 0 | 0 | 0 | 0 | 0 | 0 | 0 | 0 | 843.2492 | 0 | 0 | 2357.5861 | 0 | 2357.496 | 0 | 0 | 159.3944 | 0 | 0 | 0 | 0 | 0 | 0 | 0 | 0 | 0 | 0 | 88.7631 | 0 | 0 | 248.167 | 0 | 248.1575 | 0 | 0 | 0 | 0 | 0 | 0 | 0 | 0 | 0 | 6.4553 | 3.5948 | 0 | 0 | 10.0501 | 10.0505 | 10.0501 | 1
AZ_4B_RS_2013_NG | 4B | RS | NG | 10042 | ASHRAE30pct-state-4B | RetailStandalone | STD2013 | AZ-Prescott-AZ | Zone4B | Zone4B(AZ-Prescott-AZ) | ASHRAE30pct-state-STD2013 | state | AZ | 0.0954 | 0.95 | ASHRAE30pct-state-4B_RetailStandalone_STD2013_AZ-Prescott-AZ.table.csv.gz | Stand-alone Retail | Prescott Love Field AZ USA TMY3 WMO#=723723 | Natural Gas | 119244.8719 | 0 | 0 | 0 | 0 | 0 | 0 | 0 | 0 | 0 | 0 | 88753.5951 | 0 | 0 | 207998.467 | 0 | 207998.467 | 0 | 0 | 1132.8263 | 0 | 0 | 0 | 0 | 0 | 0 | 0 | 0 | 0 | 0 | 843.1592 | 0 | 0 | 1975.9854 | 0 | 1975.9854 | 0 | 0 | 119.2449 | 0 | 0 | 0 | 0 | 0 | 0 | 0 | 0 | 0 | 0 | 88.7536 | 0 | 0 | 207.9985 | 0 | 207.9985 | 0 | 0 | 0 | 0 | 0 | 0 | 0 | 0 | 0 | 4.8293 | 3.5944 | 0 | 0 | 8.4237 | 8.4237 | 8.4237 | 2
CA_4B_RS_2010_EL | 4B | RS | EL | 9733 | ASHRAE30pct-state-4B | RetailStandalone | STD2010 | CA-Sacramento-CA | Zone4B | Zone4B(CA-Sacramento-CA) | ASHRAE30pct-state-STD2010 | state | CA | 0.136 | 0.7 | ASHRAE30pct-state-4B_RetailStandalone_STD2010_CA-Sacramento-CA.table.csv.gz | Stand-alone Retail | Sacramento Metropolitan Ap CA USA TMY3 WMO#=724839 | Electricity | 0 | 48361.1115 | 123425.001 | 17030.5557 | 54063.8893 | 0 | 60397.2227 | 0 | 0 | 0 | 0 | 0 | 0 | 0 | 303280.558 | 0 | 303277.7802 | 2.7778 | 2.7778 | 0 | 6577.1112 | 16785.8001 | 2316.1556 | 7352.6889 | 0 | 8214.0223 | 0 | 0 | 0 | 0 | 0 | 0 | 0 | 41246.1559 | 0 | 41245.7781 | 0.37778 | 0.37778 | 0 | 165.055 | 421.2457 | 58.1248 | 184.5184 | 0 | 206.1338 | 0 | 0 | 0 | 0 | 0 | 0 | 0 | 1035.0871 | 0 | 1035.0777 | 0.0094805 | 0.0094805 | 17.06 | 2.354 | 7.4732 | 8.3482 | 0 | 0 | 6.6846 | 0 | 0 | 0 | 0 | 41.9196 | 41.9199 | 41.9199 | 1
CA_4B_RS_2013_EL | 4B | RS | EL | 10093 | ASHRAE30pct-state-4B | RetailStandalone | STD2013 | CA-Sacramento-CA | Zone4B | Zone4B(CA-Sacramento-CA) | ASHRAE30pct-state-STD2013 | state | CA | 0.136 | 0.7 | ASHRAE30pct-state-4B_RetailStandalone_STD2013_CA-Sacramento-CA.table.csv.gz | Stand-alone Retail | Sacramento Metropolitan Ap CA USA TMY3 WMO#=724839 | Electricity | 0 | 41641.667 | 103633.3342 | 17030.5557 | 53972.2227 | 0 | 54175.0004 | 0 | 0 | 0 | 0 | 0 | 0 | 0 | 270452.7799 | 0 | 270452.7799 | 0 | 0 | 0 | 5663.2667 | 14094.1334 | 2316.1556 | 7340.2223 | 0 | 7367.8001 | 0 | 0 | 0 | 0 | 0 | 0 | 0 | 36781.5781 | 0 | 36781.5781 | 0 | 0 | 0 | 142.1217 | 353.6974 | 58.1248 | 184.2055 | 0 | 184.8976 | 0 | 0 | 0 | 0 | 0 | 0 | 0 | 923.047 | 0 | 923.047 | 0 | 0 | 14.3244 | 2.354 | 7.4601 | 7.4882 | 0 | 0 | 5.7558 | 0 | 0 | 0 | 0 | 37.3824 | 37.3824 | 37.3824 | 2
CA_4B_RS_2010_NG | 4B | RS | NG | 9742 | ASHRAE30pct-state-4B | RetailStandalone | STD2010 | CA-Sacramento-CA | Zone4B | Zone4B(CA-Sacramento-CA) | ASHRAE30pct-state-STD2010 | state | CA | 0.136 | 0.7 | ASHRAE30pct-state-4B_RetailStandalone_STD2010_CA-Sacramento-CA.table.csv.gz | Stand-alone Retail | Sacramento Metropolitan Ap CA USA TMY3 WMO#=724839 | Natural Gas | 116666.8093 | 0 | 0 | 0 | 0 | 0 | 0 | 0 | 0 | 0 | 0 | 88734.6388 | 0 | 0 | 205401.4481 | 0 | 205401.4481 | 0 | 0 | 816.6677 | 0 | 0 | 0 | 0 | 0 | 0 | 0 | 0 | 0 | 0 | 621.1425 | 0 | 0 | 1437.8101 | 0 | 1437.8101 | 0 | 0 | 116.6668 | 0 | 0 | 0 | 0 | 0 | 0 | 0 | 0 | 0 | 0 | 88.7346 | 0 | 0 | 205.4014 | 0 | 205.4014 | 0 | 0 | 0 | 0 | 0 | 0 | 0 | 0 | 0 | 4.7249 | 3.5937 | 0 | 0 | 8.3185 | 8.3185 | 8.3185 | 1
CA_4B_RS_2013_NG | 4B | RS | NG | 10102 | ASHRAE30pct-state-4B | RetailStandalone | STD2013 | CA-Sacramento-CA | Zone4B | Zone4B(CA-Sacramento-CA) | ASHRAE30pct-state-STD2013 | state | CA | 0.136 | 0.7 | ASHRAE30pct-state-4B_RetailStandalone_STD2013_CA-Sacramento-CA.table.csv.gz | Stand-alone Retail | Sacramento Metropolitan Ap CA USA TMY3 WMO#=724839 | Natural Gas | 88440.8155 | 0 | 0 | 0 | 0 | 0 | 0 | 0 | 0 | 0 | 0 | 88734.6388 | 0 | 0 | 177175.4542 | 0 | 177175.4542 | 0 | 0 | 619.0857 | 0 | 0 | 0 | 0 | 0 | 0 | 0 | 0 | 0 | 0 | 621.1425 | 0 | 0 | 1240.2282 | 0 | 1240.2282 | 0 | 0 | 88.4408 | 0 | 0 | 0 | 0 | 0 | 0 | 0 | 0 | 0 | 0 | 88.7346 | 0 | 0 | 177.1755 | 0 | 177.1755 | 0 | 0 | 0 | 0 | 0 | 0 | 0 | 0 | 0 | 3.5818 | 3.5937 | 0 | 0 | 7.1754 | 7.1754 | 7.1754 | 2
CO_4B_RS_2010_EL | 4B | RS | EL | 9793 | ASHRAE30pct-state-4B | RetailStandalone | STD2010 | CO-Trinidad-CO | Zone4B | Zone4B(CO-Trinidad-CO) | ASHRAE30pct-state-STD2010 | state | CO | 0.0934 | 0.73 | ASHRAE30pct-state-4B_RetailStandalone_STD2010_CO-Trinidad-CO.table.csv.gz | Stand-alone Retail | Trinidad Las Animas County Ap CO USA TMY3 WMO#=724645 | Electricity | 0 | 32697.2225 | 124713.8899 | 17055.5557 | 54063.8893 | 0 | 70669.445 | 0 | 0 | 0 | 0 | 0 | 0 | 0 | 299197.2246 | 0 | 299200.0024 | -2.7778 | -2.7778 | 0 | 3053.9206 | 11648.2773 | 1592.9889 | 5049.5673 | 0 | 6600.5262 | 0 | 0 | 0 | 0 | 0 | 0 | 0 | 27945.0208 | 0 | 27945.2802 | -0.25944 | -0.25944 | 0 | 111.5946 | 425.6446 | 58.2101 | 184.5184 | 0 | 241.1926 | 0 | 0 | 0 | 0 | 0 | 0 | 0 | 1021.1509 | 0 | 1021.1603 | -0.0094805 | -0.0094805 | 17.2382 | 2.3574 | 7.4724 | 9.768 | 0 | 0 | 4.5195 | 0 | 0 | 0 | 0 | 41.3559 | 41.3555 | 41.3555 | 1
CO_4B_RS_2013_EL | 4B | RS | EL | 10153 | ASHRAE30pct-state-4B | RetailStandalone | STD2013 | CO-Trinidad-CO | Zone4B | Zone4B(CO-Trinidad-CO) | ASHRAE30pct-state-STD2013 | state | CO | 0.0934 | 0.73 | ASHRAE30pct-state-4B_RetailStandalone_STD2013_CO-Trinidad-CO.table.csv.gz | Stand-alone Retail | Trinidad Las Animas County Ap CO USA TMY3 WMO#=724645 | Electricity | 0 | 28788.8891 | 104825.0008 | 17055.5557 | 53972.2227 | 0 | 62211.1116 | 0 | 0 | 0 | 0 | 0 | 0 | 0 | 266852.7799 | 0 | 266852.7799 | 0 | 0 | 0 | 2688.8822 | 9790.6551 | 1592.9889 | 5041.0056 | 0 | 5810.5178 | 0 | 0 | 0 | 0 | 0 | 0 | 0 | 24924.0496 | 0 | 24924.0496 | 0 | 0 | 0 | 98.2556 | 357.7645 | 58.2101 | 184.2055 | 0 | 212.3246 | 0 | 0 | 0 | 0 | 0 | 0 | 0 | 910.7603 | 0 | 910.7603 | 0 | 0 | 14.4891 | 2.3574 | 7.4601 | 8.5989 | 0 | 0 | 3.9792 | 0 | 0 | 0 | 0 | 36.8848 | 36.8848 | 36.8848 | 2
CO_4B_RS_2010_NG | 4B | RS | NG | 9802 | ASHRAE30pct-state-4B | RetailStandalone | STD2010 | CO-Trinidad-CO | Zone4B | Zone4B(CO-Trinidad-CO) | ASHRAE30pct-state-STD2010 | state | CO | 0.0934 | 0.73 | ASHRAE30pct-state-4B_RetailStandalone_STD2010_CO-Trinidad-CO.table.csv.gz | Stand-alone Retail | Trinidad Las Animas County Ap CO USA TMY3 WMO#=724645 | Natural Gas | 248365.9981 | 0 | 0 | 0 | 0 | 0 | 0 | 0 | 0 | 0 | 0 | 88810.4641 | 0 | 0 | 337176.4623 | 0 | 337176.4623 | 0 | 0 | 1813.0718 | 0 | 0 | 0 | 0 | 0 | 0 | 0 | 0 | 0 | 0 | 648.3164 | 0 | 0 | 2461.3882 | 0 | 2461.3882 | 0 | 0 | 248.366 | 0 | 0 | 0 | 0 | 0 | 0 | 0 | 0 | 0 | 0 | 88.8105 | 0 | 0 | 337.1765 | 0 | 337.1765 | 0 | 0 | 0 | 0 | 0 | 0 | 0 | 0 | 0 | 10.0586 | 3.5967 | 0 | 0 | 13.6553 | 13.6553 | 13.6553 | 1
CO_4B_RS_2013_NG | 4B | RS | NG | 10162 | ASHRAE30pct-state-4B | RetailStandalone | STD2013 | CO-Trinidad-CO | Zone4B | Zone4B(CO-Trinidad-CO) | ASHRAE30pct-state-STD2013 | state | CO | 0.0934 | 0.73 | ASHRAE30pct-state-4B_RetailStandalone_STD2013_CO-Trinidad-CO.table.csv.gz | Stand-alone Retail | Trinidad Las Animas County Ap CO USA TMY3 WMO#=724645 | Natural Gas | 198833.0754 | 0 | 0 | 0 | 0 | 0 | 0 | 0 | 0 | 0 | 0 | 88810.4641 | 0 | 0 | 287643.5396 | 0 | 287643.5396 | 0 | 0 | 1451.4815 | 0 | 0 | 0 | 0 | 0 | 0 | 0 | 0 | 0 | 0 | 648.3164 | 0 | 0 | 2099.7978 | 0 | 2099.7978 | 0 | 0 | 198.8331 | 0 | 0 | 0 | 0 | 0 | 0 | 0 | 0 | 0 | 0 | 88.8105 | 0 | 0 | 287.6435 | 0 | 287.6435 | 0 | 0 | 0 | 0 | 0 | 0 | 0 | 0 | 0 | 8.0525 | 3.5967 | 0 | 0 | 11.6493 | 11.6493 | 11.6493 | 2
NM_4B_RS_2010_EL | 4B | RS | EL | 9853 | ASHRAE30pct-state-4B | RetailStandalone | STD2010 | NM-Albuquerque-NM | Zone4B | Zone4B(NM-Albuquerque-NM) | ASHRAE30pct-state-STD2010 | state | NM | 0.093 | 0.62 | ASHRAE30pct-state-4B_RetailStandalone_STD2010_NM-Albuquerque-NM.table.csv.gz | Stand-alone Retail | Albuquerque Intl Arpt Isis NM USA TMY3 WMO#=723650 | Electricity | 0 | 40461.1114 | 123322.2232 | 17019.4446 | 54063.8893 | 0 | 71163.8895 | 0 | 0 | 0 | 0 | 0 | 0 | 0 | 306030.558 | 0 | 306030.558 | 0 | 0 | 0 | 3762.8834 | 11468.9668 | 1582.8083 | 5027.9417 | 0 | 6618.2417 | 0 | 0 | 0 | 0 | 0 | 0 | 0 | 28460.8419 | 0 | 28460.8419 | 0 | 0 | 0 | 138.0925 | 420.8949 | 58.0868 | 184.5184 | 0 | 242.8801 | 0 | 0 | 0 | 0 | 0 | 0 | 0 | 1044.4728 | 0 | 1044.4728 | 0 | 0 | 17.0458 | 2.3525 | 7.4728 | 9.8364 | 0 | 0 | 5.5926 | 0 | 0 | 0 | 0 | 42.3 | 42.3 | 42.3 | 1
NM_4B_RS_2013_EL | 4B | RS | EL | 10213 | ASHRAE30pct-state-4B | RetailStandalone | STD2013 | NM-Albuquerque-NM | Zone4B | Zone4B(NM-Albuquerque-NM) | ASHRAE30pct-state-STD2013 | state | NM | 0.093 | 0.62 | ASHRAE30pct-state-4B_RetailStandalone_STD2013_NM-Albuquerque-NM.table.csv.gz | Stand-alone Retail | Albuquerque Intl Arpt Isis NM USA TMY3 WMO#=723650 | Electricity | 0 | 35305.5558 | 103486.1119 | 17019.4446 | 53972.2227 | 0 | 64444.445 | 0 | 0 | 0 | 0 | 0 | 0 | 0 | 274227.78 | 0 | 274227.78 | 0 | 0 | 0 | 3283.4167 | 9624.2084 | 1582.8083 | 5019.4167 | 0 | 5993.3334 | 0 | 0 | 0 | 0 | 0 | 0 | 0 | 25503.1835 | 0 | 25503.1835 | 0 | 0 | 0 | 120.4968 | 353.1949 | 58.0868 | 184.2055 | 0 | 219.9469 | 0 | 0 | 0 | 0 | 0 | 0 | 0 | 935.9309 | 0 | 935.9309 | 0 | 0 | 14.304 | 2.3525 | 7.4601 | 8.9076 | 0 | 0 | 4.88 | 0 | 0 | 0 | 0 | 37.9042 | 37.9042 | 37.9042 | 2
NM_4B_RS_2010_NG | 4B | RS | NG | 9862 | ASHRAE30pct-state-4B | RetailStandalone | STD2010 | NM-Albuquerque-NM | Zone4B | Zone4B(NM-Albuquerque-NM) | ASHRAE30pct-state-STD2010 | state | NM | 0.093 | 0.62 | ASHRAE30pct-state-4B_RetailStandalone_STD2010_NM-Albuquerque-NM.table.csv.gz | Stand-alone Retail | Albuquerque Intl Arpt Isis NM USA TMY3 WMO#=723650 | Natural Gas | 164711.6591 | 0 | 0 | 0 | 0 | 0 | 0 | 0 | 0 | 0 | 0 | 88763.0733 | 0 | 0 | 253474.7324 | 0 | 253474.7324 | 0 | 0 | 1021.2123 | 0 | 0 | 0 | 0 | 0 | 0 | 0 | 0 | 0 | 0 | 550.3311 | 0 | 0 | 1571.5433 | 0 | 1571.5433 | 0 | 0 | 164.7117 | 0 | 0 | 0 | 0 | 0 | 0 | 0 | 0 | 0 | 0 | 88.7631 | 0 | 0 | 253.4747 | 0 | 253.4747 | 0 | 0 | 0 | 0 | 0 | 0 | 0 | 0 | 0 | 6.6706 | 3.5948 | 0 | 0 | 10.2655 | 10.2655 | 10.2655 | 1
NM_4B_RS_2013_NG | 4B | RS | NG | 10222 | ASHRAE30pct-state-4B | RetailStandalone | STD2013 | NM-Albuquerque-NM | Zone4B | Zone4B(NM-Albuquerque-NM) | ASHRAE30pct-state-STD2013 | state | NM | 0.093 | 0.62 | ASHRAE30pct-state-4B_RetailStandalone_STD2013_NM-Albuquerque-NM.table.csv.gz | Stand-alone Retail | Albuquerque Intl Arpt Isis NM USA TMY3 WMO#=723650 | Natural Gas | 125633.1593 | 0 | 0 | 0 | 0 | 0 | 0 | 0 | 0 | 0 | 0 | 88763.0733 | 0 | 0 | 214396.2325 | 0 | 214396.2325 | 0 | 0 | 778.9256 | 0 | 0 | 0 | 0 | 0 | 0 | 0 | 0 | 0 | 0 | 550.3311 | 0 | 0 | 1329.2566 | 0 | 1329.2566 | 0 | 0 | 125.6332 | 0 | 0 | 0 | 0 | 0 | 0 | 0 | 0 | 0 | 0 | 88.7631 | 0 | 0 | 214.3962 | 0 | 214.3962 | 0 | 0 | 0 | 0 | 0 | 0 | 0 | 0 | 0 | 5.088 | 3.5948 | 0 | 0 | 8.6828 | 8.6828 | 8.6828 | 2
OK_4B_RS_2010_EL | 4B | RS | EL | 9913 | ASHRAE30pct-state-4B | RetailStandalone | STD2010 | OK-Amarillo-TX | Zone4B | Zone4B(OK-Amarillo-TX) | ASHRAE30pct-state-STD2010 | state | OK | 0.0726 | 0.87 | ASHRAE30pct-state-4B_RetailStandalone_STD2010_OK-Amarillo-TX.table.csv.gz | Stand-alone Retail | Amarillo International Ap Can TX USA TMY3 WMO#=723630 | Electricity | 0 | 47019.4448 | 124366.6677 | 17005.5557 | 54063.8893 | 0 | 70288.8895 | 0 | 0 | 0 | 0 | 0 | 0 | 0 | 312744.4469 | 0 | 312744.4469 | 0 | 0 | 0 | 3413.6117 | 9029.0201 | 1234.6033 | 3925.0384 | 0 | 5102.9734 | 0 | 0 | 0 | 0 | 0 | 0 | 0 | 22705.2468 | 0 | 22705.2468 | 0 | 0 | 0 | 160.4759 | 424.4596 | 58.0394 | 184.5184 | 0 | 239.8938 | 0 | 0 | 0 | 0 | 0 | 0 | 0 | 1067.3871 | 0 | 1067.3871 | 0 | 0 | 17.1902 | 2.3505 | 7.4728 | 9.7154 | 0 | 0 | 6.4991 | 0 | 0 | 0 | 0 | 43.2281 | 43.2281 | 43.2281 | 1
OK_4B_RS_2013_EL | 4B | RS | EL | 10273 | ASHRAE30pct-state-4B | RetailStandalone | STD2013 | OK-Amarillo-TX | Zone4B | Zone4B(OK-Amarillo-TX) | ASHRAE30pct-state-STD2013 | state | OK | 0.0726 | 0.87 | ASHRAE30pct-state-4B_RetailStandalone_STD2013_OK-Amarillo-TX.table.csv.gz | Stand-alone Retail | Amarillo International Ap Can TX USA TMY3 WMO#=723630 | Electricity | 0 | 40261.1114 | 103975.0008 | 17005.5557 | 53972.2227 | 0 | 60527.7783 | 0 | 0 | 0 | 0 | 0 | 0 | 0 | 275741.6689 | 0 | 275741.6689 | 0 | 0 | 0 | 2922.9567 | 7548.5851 | 1234.6033 | 3918.3834 | 0 | 4394.3167 | 0 | 0 | 0 | 0 | 0 | 0 | 0 | 20018.8452 | 0 | 20018.8452 | 0 | 0 | 0 | 137.4099 | 354.8635 | 58.0394 | 184.2055 | 0 | 206.5794 | 0 | 0 | 0 | 0 | 0 | 0 | 0 | 941.0978 | 0 | 941.0978 | 0 | 0 | 14.3716 | 2.3505 | 7.4601 | 8.3662 | 0 | 0 | 5.565 | 0 | 0 | 0 | 0 | 38.1135 | 38.1135 | 38.1135 | 2
OK_4B_RS_2010_NG | 4B | RS | NG | 9922 | ASHRAE30pct-state-4B | RetailStandalone | STD2010 | OK-Amarillo-TX | Zone4B | Zone4B(OK-Amarillo-TX) | ASHRAE30pct-state-STD2010 | state | OK | 0.0726 | 0.87 | ASHRAE30pct-state-4B_RetailStandalone_STD2010_OK-Amarillo-TX.table.csv.gz | Stand-alone Retail | Amarillo International Ap Can TX USA TMY3 WMO#=723630 | Natural Gas | 221950.335 | 0 | 0 | 0 | 0 | 0 | 0 | 0 | 0 | 0 | 0 | 88782.0296 | 0 | 0 | 310722.8864 | 0 | 310732.3646 | 0 | 0 | 1930.9679 | 0 | 0 | 0 | 0 | 0 | 0 | 0 | 0 | 0 | 0 | 772.4037 | 0 | 0 | 2703.2891 | 0 | 2703.3716 | 0 | 0 | 221.9503 | 0 | 0 | 0 | 0 | 0 | 0 | 0 | 0 | 0 | 0 | 88.782 | 0 | 0 | 310.7229 | 0 | 310.7324 | 0 | 0 | 0 | 0 | 0 | 0 | 0 | 0 | 0 | 8.9888 | 3.5956 | 0 | 0 | 12.5843 | 12.5839 | 12.5843 | 1
OK_4B_RS_2013_NG | 4B | RS | NG | 10282 | ASHRAE30pct-state-4B | RetailStandalone | STD2013 | OK-Amarillo-TX | Zone4B | Zone4B(OK-Amarillo-TX) | ASHRAE30pct-state-STD2013 | state | OK | 0.0726 | 0.87 | ASHRAE30pct-state-4B_RetailStandalone_STD2013_OK-Amarillo-TX.table.csv.gz | Stand-alone Retail | Amarillo International Ap Can TX USA TMY3 WMO#=723630 | Natural Gas | 179943.0802 | 0 | 0 | 0 | 0 | 0 | 0 | 0 | 0 | 0 | 0 | 88782.0296 | 0 | 0 | 268725.1099 | 0 | 268725.1099 | 0 | 0 | 1565.5048 | 0 | 0 | 0 | 0 | 0 | 0 | 0 | 0 | 0 | 0 | 772.4037 | 0 | 0 | 2337.9085 | 0 | 2337.9085 | 0 | 0 | 179.9431 | 0 | 0 | 0 | 0 | 0 | 0 | 0 | 0 | 0 | 0 | 88.782 | 0 | 0 | 268.7251 | 0 | 268.7251 | 0 | 0 | 0 | 0 | 0 | 0 | 0 | 0 | 0 | 7.2875 | 3.5956 | 0 | 0 | 10.8831 | 10.8831 | 10.8831 | 2
TX_4B_RS_2010_EL | 4B | RS | EL | 9973 | ASHRAE30pct-state-4B | RetailStandalone | STD2010 | TX-Amarillo-TX | Zone4B | Zone4B(TX-Amarillo-TX) | ASHRAE30pct-state-STD2010 | state | TX | 0.0817 | 0.67 | ASHRAE30pct-state-4B_RetailStandalone_STD2010_TX-Amarillo-TX.table.csv.gz | Stand-alone Retail | Amarillo International Ap Can TX USA TMY3 WMO#=723630 | Electricity | 0 | 47019.4448 | 124366.6677 | 17005.5557 | 54063.8893 | 0 | 70288.8895 | 0 | 0 | 0 | 0 | 0 | 0 | 0 | 312744.4469 | 0 | 312744.4469 | 0 | 0 | 0 | 3841.4886 | 10160.7567 | 1389.3539 | 4417.0198 | 0 | 5742.6023 | 0 | 0 | 0 | 0 | 0 | 0 | 0 | 25551.2213 | 0 | 25551.2213 | 0 | 0 | 0 | 160.4759 | 424.4596 | 58.0394 | 184.5184 | 0 | 239.8938 | 0 | 0 | 0 | 0 | 0 | 0 | 0 | 1067.3871 | 0 | 1067.3871 | 0 | 0 | 17.1902 | 2.3505 | 7.4728 | 9.7154 | 0 | 0 | 6.4991 | 0 | 0 | 0 | 0 | 43.2281 | 43.2281 | 43.2281 | 1
TX_4B_RS_2013_EL | 4B | RS | EL | 10333 | ASHRAE30pct-state-4B | RetailStandalone | STD2013 | TX-Amarillo-TX | Zone4B | Zone4B(TX-Amarillo-TX) | ASHRAE30pct-state-STD2013 | state | TX | 0.0817 | 0.67 | ASHRAE30pct-state-4B_RetailStandalone_STD2013_TX-Amarillo-TX.table.csv.gz | Stand-alone Retail | Amarillo International Ap Can TX USA TMY3 WMO#=723630 | Electricity | 0 | 40261.1114 | 103975.0008 | 17005.5557 | 53972.2227 | 0 | 60527.7783 | 0 | 0 | 0 | 0 | 0 | 0 | 0 | 275741.6689 | 0 | 275741.6689 | 0 | 0 | 0 | 3289.3328 | 8494.7576 | 1389.3539 | 4409.5306 | 0 | 4945.1195 | 0 | 0 | 0 | 0 | 0 | 0 | 0 | 22528.0943 | 0 | 22528.0943 | 0 | 0 | 0 | 137.4099 | 354.8635 | 58.0394 | 184.2055 | 0 | 206.5794 | 0 | 0 | 0 | 0 | 0 | 0 | 0 | 941.0978 | 0 | 941.0978 | 0 | 0 | 14.3716 | 2.3505 | 7.4601 | 8.3662 | 0 | 0 | 5.565 | 0 | 0 | 0 | 0 | 38.1135 | 38.1135 | 38.1135 | 2
TX_4B_RS_2010_NG | 4B | RS | NG | 9982 | ASHRAE30pct-state-4B | RetailStandalone | STD2010 | TX-Amarillo-TX | Zone4B | Zone4B(TX-Amarillo-TX) | ASHRAE30pct-state-STD2010 | state | TX | 0.0817 | 0.67 | ASHRAE30pct-state-4B_RetailStandalone_STD2010_TX-Amarillo-TX.table.csv.gz | Stand-alone Retail | Amarillo International Ap Can TX USA TMY3 WMO#=723630 | Natural Gas | 221950.335 | 0 | 0 | 0 | 0 | 0 | 0 | 0 | 0 | 0 | 0 | 88782.0296 | 0 | 0 | 310722.8864 | 0 | 310732.3646 | 0 | 0 | 1487.0672 | 0 | 0 | 0 | 0 | 0 | 0 | 0 | 0 | 0 | 0 | 594.8396 | 0 | 0 | 2081.8433 | 0 | 2081.9068 | 0 | 0 | 221.9503 | 0 | 0 | 0 | 0 | 0 | 0 | 0 | 0 | 0 | 0 | 88.782 | 0 | 0 | 310.7229 | 0 | 310.7324 | 0 | 0 | 0 | 0 | 0 | 0 | 0 | 0 | 0 | 8.9888 | 3.5956 | 0 | 0 | 12.5843 | 12.5839 | 12.5843 | 1
TX_4B_RS_2013_NG | 4B | RS | NG | 10342 | ASHRAE30pct-state-4B | RetailStandalone | STD2013 | TX-Amarillo-TX | Zone4B | Zone4B(TX-Amarillo-TX) | ASHRAE30pct-state-STD2013 | state | TX | 0.0817 | 0.67 | ASHRAE30pct-state-4B_RetailStandalone_STD2013_TX-Amarillo-TX.table.csv.gz | Stand-alone Retail | Amarillo International Ap Can TX USA TMY3 WMO#=723630 | Natural Gas | 179943.0802 | 0 | 0 | 0 | 0 | 0 | 0 | 0 | 0 | 0 | 0 | 88782.0296 | 0 | 0 | 268725.1099 | 0 | 268725.1099 | 0 | 0 | 1205.6186 | 0 | 0 | 0 | 0 | 0 | 0 | 0 | 0 | 0 | 0 | 594.8396 | 0 | 0 | 1800.4582 | 0 | 1800.4582 | 0 | 0 | 179.9431 | 0 | 0 | 0 | 0 | 0 | 0 | 0 | 0 | 0 | 0 | 88.782 | 0 | 0 | 268.7251 | 0 | 268.7251 | 0 | 0 | 0 | 0 | 0 | 0 | 0 | 0 | 0 | 7.2875 | 3.5956 | 0 | 0 | 10.8831 | 10.8831 | 10.8831 | 2
CA_4C_RS_2010_EL | 4C | RS | EL | 10573 | ASHRAE30pct-state-4C | RetailStandalone | STD2010 | CA-Arcata-CA | Zone4C | Zone4C(CA-Arcata-CA) | ASHRAE30pct-state-STD2010 | state | CA | 0.136 | 0.7 | ASHRAE30pct-state-4C_RetailStandalone_STD2010_CA-Arcata-CA.table.csv.gz | Stand-alone Retail | Arcata Airport CA USA TMY3 WMO#=725945 | Electricity | 0 | 3241.6667 | 123141.6677 | 17016.6668 | 54063.8893 | 0 | 46786.1115 | 0 | 0 | 0 | 0 | 0 | 0 | 0 | 244250.002 | 0 | 244250.002 | 0 | 0 | 0 | 440.8667 | 16747.2668 | 2314.2667 | 7352.6889 | 0 | 6362.9112 | 0 | 0 | 0 | 0 | 0 | 0 | 0 | 33218.0003 | 0 | 33218.0003 | 0 | 0 | 0 | 11.0637 | 420.2787 | 58.0774 | 184.5184 | 0 | 159.6795 | 0 | 0 | 0 | 0 | 0 | 0 | 0 | 833.6177 | 0 | 833.6177 | 0 | 0 | 17.0208 | 2.3521 | 7.4728 | 6.4669 | 0 | 0 | 0.44807 | 0 | 0 | 0 | 0 | 33.7606 | 33.7606 | 33.7606 | 1
CA_4C_RS_2013_EL | 4C | RS | EL | 10753 | ASHRAE30pct-state-4C | RetailStandalone | STD2013 | CA-Arcata-CA | Zone4C | Zone4C(CA-Arcata-CA) | ASHRAE30pct-state-STD2013 | state | CA | 0.136 | 0.7 | ASHRAE30pct-state-4C_RetailStandalone_STD2013_CA-Arcata-CA.table.csv.gz | Stand-alone Retail | Arcata Airport CA USA TMY3 WMO#=725945 | Electricity | 0 | 3236.1111 | 102994.4453 | 17016.6668 | 53972.2227 | 0 | 46011.1115 | 0 | 0 | 0 | 0 | 0 | 0 | 0 | 223227.7796 | 0 | 223230.5573 | -2.7778 | -2.7778 | 0 | 440.1111 | 14007.2446 | 2314.2667 | 7340.2223 | 0 | 6257.5112 | 0 | 0 | 0 | 0 | 0 | 0 | 0 | 30358.978 | 0 | 30359.3558 | -0.37778 | -0.37778 | 0 | 11.0447 | 351.5168 | 58.0774 | 184.2055 | 0 | 157.0345 | 0 | 0 | 0 | 0 | 0 | 0 | 0 | 761.8695 | 0 | 761.879 | -0.0094805 | -0.0094805 | 14.2361 | 2.3521 | 7.4597 | 6.3597 | 0 | 0 | 0.4473 | 0 | 0 | 0 | 0 | 30.8553 | 30.8549 | 30.8549 | 2
CA_4C_RS_2010_NG | 4C | RS | NG | 10582 | ASHRAE30pct-state-4C | RetailStandalone | STD2010 | CA-Arcata-CA | Zone4C | Zone4C(CA-Arcata-CA) | ASHRAE30pct-state-STD2010 | state | CA | 0.136 | 0.7 | ASHRAE30pct-state-4C_RetailStandalone_STD2010_CA-Arcata-CA.table.csv.gz | Stand-alone Retail | Arcata Airport CA USA TMY3 WMO#=725945 | Natural Gas | 179203.7829 | 0 | 0 | 0 | 0 | 0 | 0 | 0 | 0 | 0 | 0 | 90355.406 | 0 | 0 | 269549.7108 | 0 | 269559.1889 | 0 | 0 | 1254.4265 | 0 | 0 | 0 | 0 | 0 | 0 | 0 | 0 | 0 | 0 | 632.4878 | 0 | 0 | 1886.848 | 0 | 1886.9143 | 0 | 0 | 179.2038 | 0 | 0 | 0 | 0 | 0 | 0 | 0 | 0 | 0 | 0 | 90.3554 | 0 | 0 | 269.5497 | 0 | 269.5592 | 0 | 0 | 0 | 0 | 0 | 0 | 0 | 0 | 0 | 7.2576 | 3.6593 | 0 | 0 | 10.9169 | 10.9165 | 10.9169 | 1
CA_4C_RS_2013_NG | 4C | RS | NG | 10762 | ASHRAE30pct-state-4C | RetailStandalone | STD2013 | CA-Arcata-CA | Zone4C | Zone4C(CA-Arcata-CA) | ASHRAE30pct-state-STD2013 | state | CA | 0.136 | 0.7 | ASHRAE30pct-state-4C_RetailStandalone_STD2013_CA-Arcata-CA.table.csv.gz | Stand-alone Retail | Arcata Airport CA USA TMY3 WMO#=725945 | Natural Gas | 112430.0668 | 0 | 0 | 0 | 0 | 0 | 0 | 0 | 0 | 0 | 0 | 90345.9279 | 0 | 0 | 202775.9947 | 0 | 202775.9947 | 0 | 0 | 787.0105 | 0 | 0 | 0 | 0 | 0 | 0 | 0 | 0 | 0 | 0 | 632.4215 | 0 | 0 | 1419.432 | 0 | 1419.432 | 0 | 0 | 112.4301 | 0 | 0 | 0 | 0 | 0 | 0 | 0 | 0 | 0 | 0 | 90.3459 | 0 | 0 | 202.776 | 0 | 202.776 | 0 | 0 | 0 | 0 | 0 | 0 | 0 | 0 | 0 | 4.5533 | 3.6589 | 0 | 0 | 8.2122 | 8.2122 | 8.2122 | 2
OR_4C_RS_2010_EL | 4C | RS | EL | 10633 | ASHRAE30pct-state-4C | RetailStandalone | STD2010 | OR-Portland-OR | Zone4C | Zone4C(OR-Portland-OR) | ASHRAE30pct-state-STD2010 | state | OR | 0.0834 | 0.92 | ASHRAE30pct-state-4C_RetailStandalone_STD2010_OR-Portland-OR.table.csv.gz | Stand-alone Retail | Portland International Ap OR USA TMY3 WMO#=726980 | Electricity | 0 | 18458.3335 | 123519.4454 | 17047.2224 | 54063.8893 | 0 | 58013.8894 | 0 | 0 | 0 | 0 | 0 | 0 | 0 | 271105.5577 | 0 | 271102.7799 | 2.7778 | 2.7778 | 0 | 1539.425 | 10301.5217 | 1421.7383 | 4508.9284 | 0 | 4838.3584 | 0 | 0 | 0 | 0 | 0 | 0 | 0 | 22610.2035 | 0 | 22609.9718 | 0.23167 | 0.23167 | 0 | 62.9977 | 421.568 | 58.1816 | 184.5184 | 0 | 197.9996 | 0 | 0 | 0 | 0 | 0 | 0 | 0 | 925.2749 | 0 | 925.2654 | 0.0094805 | 0.0094805 | 17.0731 | 2.3563 | 7.4732 | 8.0188 | 0 | 0 | 2.5513 | 0 | 0 | 0 | 0 | 37.4723 | 37.4727 | 37.4727 | 1
OR_4C_RS_2013_EL | 4C | RS | EL | 10813 | ASHRAE30pct-state-4C | RetailStandalone | STD2013 | OR-Portland-OR | Zone4C | Zone4C(OR-Portland-OR) | ASHRAE30pct-state-STD2013 | state | OR | 0.0834 | 0.92 | ASHRAE30pct-state-4C_RetailStandalone_STD2013_OR-Portland-OR.table.csv.gz | Stand-alone Retail | Portland International Ap OR USA TMY3 WMO#=726980 | Electricity | 0 | 16277.7779 | 103641.6675 | 17047.2224 | 53972.2227 | 0 | 51008.3337 | 0 | 0 | 0 | 0 | 0 | 0 | 0 | 241947.2242 | 0 | 241947.2242 | 0 | 0 | 0 | 1357.5667 | 8643.7151 | 1421.7383 | 4501.2834 | 0 | 4254.095 | 0 | 0 | 0 | 0 | 0 | 0 | 0 | 20178.3985 | 0 | 20178.3985 | 0 | 0 | 0 | 55.5556 | 353.7258 | 58.1816 | 184.2055 | 0 | 174.0899 | 0 | 0 | 0 | 0 | 0 | 0 | 0 | 825.7584 | 0 | 825.7584 | 0 | 0 | 14.3255 | 2.3563 | 7.4601 | 7.0505 | 0 | 0 | 2.2499 | 0 | 0 | 0 | 0 | 33.4423 | 33.4423 | 33.4423 | 2
OR_4C_RS_2010_NG | 4C | RS | NG | 10642 | ASHRAE30pct-state-4C | RetailStandalone | STD2010 | OR-Portland-OR | Zone4C | Zone4C(OR-Portland-OR) | ASHRAE30pct-state-STD2010 | state | OR | 0.0834 | 0.92 | ASHRAE30pct-state-4C_RetailStandalone_STD2010_OR-Portland-OR.table.csv.gz | Stand-alone Retail | Portland International Ap OR USA TMY3 WMO#=726980 | Natural Gas | 243607.9562 | 0 | 0 | 0 | 0 | 0 | 0 | 0 | 0 | 0 | 0 | 90345.9279 | 0 | 0 | 333963.3622 | 0 | 333953.8841 | 0 | 0 | 2241.1932 | 0 | 0 | 0 | 0 | 0 | 0 | 0 | 0 | 0 | 0 | 831.1825 | 0 | 0 | 3072.4629 | 0 | 3072.3757 | 0 | 0 | 243.608 | 0 | 0 | 0 | 0 | 0 | 0 | 0 | 0 | 0 | 0 | 90.3459 | 0 | 0 | 333.9634 | 0 | 333.9539 | 0 | 0 | 0 | 0 | 0 | 0 | 0 | 0 | 0 | 9.8659 | 3.6589 | 0 | 0 | 13.5248 | 13.5252 | 13.5248 | 1
OR_4C_RS_2013_NG | 4C | RS | NG | 10822 | ASHRAE30pct-state-4C | RetailStandalone | STD2013 | OR-Portland-OR | Zone4C | Zone4C(OR-Portland-OR) | ASHRAE30pct-state-STD2013 | state | OR | 0.0834 | 0.92 | ASHRAE30pct-state-4C_RetailStandalone_STD2013_OR-Portland-OR.table.csv.gz | Stand-alone Retail | Portland International Ap OR USA TMY3 WMO#=726980 | Natural Gas | 182426.3611 | 0 | 0 | 0 | 0 | 0 | 0 | 0 | 0 | 0 | 0 | 90345.9279 | 0 | 0 | 272772.289 | 0 | 272772.289 | 0 | 0 | 1678.3225 | 0 | 0 | 0 | 0 | 0 | 0 | 0 | 0 | 0 | 0 | 831.1825 | 0 | 0 | 2509.5051 | 0 | 2509.5051 | 0 | 0 | 182.4264 | 0 | 0 | 0 | 0 | 0 | 0 | 0 | 0 | 0 | 0 | 90.3459 | 0 | 0 | 272.7723 | 0 | 272.7723 | 0 | 0 | 0 | 0 | 0 | 0 | 0 | 0 | 0 | 7.3881 | 3.6589 | 0 | 0 | 11.047 | 11.047 | 11.047 | 2
WA_4C_RS_2010_EL | 4C | RS | EL | 10693 | ASHRAE30pct-state-4C | RetailStandalone | STD2010 | WA-Seattle-WA | Zone4C | Zone4C(WA-Seattle-WA) | ASHRAE30pct-state-STD2010 | state | WA | 0.0767 | 0.96 | ASHRAE30pct-state-4C_RetailStandalone_STD2010_WA-Seattle-WA.table.csv.gz | Stand-alone Retail | Seattle Seattle Tacoma Intl A WA USA TMY3 WMO#=727930 | Electricity | 0 | 11055.5556 | 124466.6677 | 17061.1112 | 54063.8893 | 0 | 56055.556 | 0 | 0 | 0 | 0 | 0 | 0 | 0 | 262702.7799 | 0 | 262702.7799 | 0 | 0 | 0 | 847.9611 | 9546.5934 | 1308.5872 | 4146.7003 | 0 | 4299.4611 | 0 | 0 | 0 | 0 | 0 | 0 | 0 | 20149.3032 | 0 | 20149.3032 | 0 | 0 | 0 | 37.7323 | 424.8009 | 58.229 | 184.5184 | 0 | 191.3159 | 0 | 0 | 0 | 0 | 0 | 0 | 0 | 896.5964 | 0 | 896.5964 | 0 | 0 | 17.204 | 2.3582 | 7.4728 | 7.7481 | 0 | 0 | 1.5281 | 0 | 0 | 0 | 0 | 36.3112 | 36.3112 | 36.3112 | 1
WA_4C_RS_2013_EL | 4C | RS | EL | 10873 | ASHRAE30pct-state-4C | RetailStandalone | STD2013 | WA-Seattle-WA | Zone4C | Zone4C(WA-Seattle-WA) | ASHRAE30pct-state-STD2013 | state | WA | 0.0767 | 0.96 | ASHRAE30pct-state-4C_RetailStandalone_STD2013_WA-Seattle-WA.table.csv.gz | Stand-alone Retail | Seattle Seattle Tacoma Intl A WA USA TMY3 WMO#=727930 | Electricity | 0 | 9855.5556 | 104627.7786 | 17061.1112 | 53972.2227 | 0 | 49119.4448 | 0 | 0 | 0 | 0 | 0 | 0 | 0 | 234636.113 | 0 | 234636.113 | 0 | 0 | 0 | 755.9211 | 8024.9506 | 1308.5872 | 4139.6695 | 0 | 3767.4614 | 0 | 0 | 0 | 0 | 0 | 0 | 0 | 17996.5899 | 0 | 17996.5899 | 0 | 0 | 0 | 33.6367 | 357.0914 | 58.229 | 184.2055 | 0 | 167.6431 | 0 | 0 | 0 | 0 | 0 | 0 | 0 | 800.8058 | 0 | 800.8058 | 0 | 0 | 14.4618 | 2.3582 | 7.4601 | 6.7894 | 0 | 0 | 1.3623 | 0 | 0 | 0 | 0 | 32.4318 | 32.4318 | 32.4318 | 2
WA_4C_RS_2010_NG | 4C | RS | NG | 10702 | ASHRAE30pct-state-4C | RetailStandalone | STD2010 | WA-Seattle-WA | Zone4C | Zone4C(WA-Seattle-WA) | ASHRAE30pct-state-STD2010 | state | WA | 0.0767 | 0.96 | ASHRAE30pct-state-4C_RetailStandalone_STD2010_WA-Seattle-WA.table.csv.gz | Stand-alone Retail | Seattle Seattle Tacoma Intl A WA USA TMY3 WMO#=727930 | Natural Gas | 266232.3508 | 0 | 0 | 0 | 0 | 0 | 0 | 0 | 0 | 0 | 0 | 90374.3624 | 0 | 0 | 356597.2351 | 0 | 356606.7132 | 0 | 0 | 2555.8306 | 0 | 0 | 0 | 0 | 0 | 0 | 0 | 0 | 0 | 0 | 867.5939 | 0 | 0 | 3423.3335 | 0 | 3423.4244 | 0 | 0 | 266.2324 | 0 | 0 | 0 | 0 | 0 | 0 | 0 | 0 | 0 | 0 | 90.3744 | 0 | 0 | 356.5972 | 0 | 356.6067 | 0 | 0 | 0 | 0 | 0 | 0 | 0 | 0 | 0 | 10.7821 | 3.6601 | 0 | 0 | 14.4422 | 14.4418 | 14.4422 | 1
WA_4C_RS_2013_NG | 4C | RS | NG | 10882 | ASHRAE30pct-state-4C | RetailStandalone | STD2013 | WA-Seattle-WA | Zone4C | Zone4C(WA-Seattle-WA) | ASHRAE30pct-state-STD2013 | state | WA | 0.0767 | 0.96 | ASHRAE30pct-state-4C_RetailStandalone_STD2013_WA-Seattle-WA.table.csv.gz | Stand-alone Retail | Seattle Seattle Tacoma Intl A WA USA TMY3 WMO#=727930 | Natural Gas | 196217.1002 | 0 | 0 | 0 | 0 | 0 | 0 | 0 | 0 | 0 | 0 | 90374.3624 | 0 | 0 | 286581.9844 | 0 | 286591.4626 | 0 | 0 | 1883.6842 | 0 | 0 | 0 | 0 | 0 | 0 | 0 | 0 | 0 | 0 | 867.5939 | 0 | 0 | 2751.1871 | 0 | 2751.278 | 0 | 0 | 196.2171 | 0 | 0 | 0 | 0 | 0 | 0 | 0 | 0 | 0 | 0 | 90.3744 | 0 | 0 | 286.582 | 0 | 286.5915 | 0 | 0 | 0 | 0 | 0 | 0 | 0 | 0 | 0 | 7.9466 | 3.6601 | 0 | 0 | 11.6067 | 11.6063 | 11.6067 | 2
CT_5A_RS_2010_EL | 5A | RS | EL | 12073 | ASHRAE30pct-state-5A | RetailStandalone | STD2010 | CT-HartfordBradley-CT | Zone5A | Zone5A(CT-HartfordBradley-CT) | ASHRAE30pct-state-STD2010 | state | CT | 0.147 | 0.82 | ASHRAE30pct-state-5A_RetailStandalone_STD2010_CT-HartfordBradley-CT.table.csv.gz | Stand-alone Retail | Hartford Bradley Intl Ap CT USA TMY3 WMO#=725080 | Electricity | 0 | 28644.4447 | 123641.6677 | 17094.4446 | 54063.8893 | 0 | 60511.1116 | 0 | 0 | 0 | 4711.1111 | 0 | 0 | 0 | 288666.669 | 0 | 288666.669 | 0 | 0 | 0 | 4210.7334 | 18175.3251 | 2512.8834 | 7947.3917 | 0 | 8895.1334 | 0 | 0 | 0 | 692.5333 | 0 | 0 | 0 | 42434.0003 | 0 | 42434.0003 | 0 | 0 | 0 | 97.7626 | 421.9852 | 58.3428 | 184.5184 | 0 | 206.5225 | 0 | 0 | 0 | 16.0789 | 0 | 0 | 0 | 985.2104 | 0 | 985.2104 | 0 | 0 | 17.09 | 2.3628 | 7.4728 | 8.3639 | 0 | 0.65118 | 3.9593 | 0 | 0 | 0 | 0 | 39.9 | 39.9 | 39.9 | 1
CT_5A_RS_2013_EL | 5A | RS | EL | 13213 | ASHRAE30pct-state-5A | RetailStandalone | STD2013 | CT-HartfordBradley-CT | Zone5A | Zone5A(CT-HartfordBradley-CT) | ASHRAE30pct-state-STD2013 | state | CT | 0.147 | 0.82 | ASHRAE30pct-state-5A_RetailStandalone_STD2013_CT-HartfordBradley-CT.table.csv.gz | Stand-alone Retail | Hartford Bradley Intl Ap CT USA TMY3 WMO#=725080 | Electricity | 0 | 26025.0002 | 103077.7786 | 17094.4446 | 53972.2227 | 0 | 46111.1115 | 0 | 0 | 0 | 5258.3334 | 0 | 0 | 0 | 251536.1131 | 0 | 251538.8909 | -2.7778 | -2.7778 | 0 | 3825.675 | 15152.4335 | 2512.8834 | 7933.9167 | 0 | 6778.3334 | 0 | 0 | 0 | 772.975 | 0 | 0 | 0 | 36975.8086 | 0 | 36976.217 | -0.40833 | -0.40833 | 0 | 88.8225 | 351.8013 | 58.3428 | 184.2055 | 0 | 157.3758 | 0 | 0 | 0 | 17.9465 | 0 | 0 | 0 | 858.485 | 0 | 858.4944 | -0.0094805 | -0.0094805 | 14.2476 | 2.3628 | 7.4597 | 6.3736 | 0 | 0.72682 | 3.5972 | 0 | 0 | 0 | 0 | 34.7681 | 34.7677 | 34.7677 | 2
CT_5A_RS_2010_NG | 5A | RS | NG | 12082 | ASHRAE30pct-state-5A | RetailStandalone | STD2010 | CT-HartfordBradley-CT | Zone5A | Zone5A(CT-HartfordBradley-CT) | ASHRAE30pct-state-STD2010 | state | CT | 0.147 | 0.82 | ASHRAE30pct-state-5A_RetailStandalone_STD2010_CT-HartfordBradley-CT.table.csv.gz | Stand-alone Retail | Hartford Bradley Intl Ap CT USA TMY3 WMO#=725080 | Natural Gas | 223144.5846 | 0 | 0 | 0 | 0 | 0 | 0 | 0 | 0 | 0 | 0 | 91104.1816 | 0 | 0 | 314248.7661 | 0 | 314248.7661 | 0 | 0 | 1829.7856 | 0 | 0 | 0 | 0 | 0 | 0 | 0 | 0 | 0 | 0 | 747.0543 | 0 | 0 | 2576.8399 | 0 | 2576.8399 | 0 | 0 | 223.1446 | 0 | 0 | 0 | 0 | 0 | 0 | 0 | 0 | 0 | 0 | 91.1042 | 0 | 0 | 314.2488 | 0 | 314.2488 | 0 | 0 | 0 | 0 | 0 | 0 | 0 | 0 | 0 | 9.0371 | 3.6896 | 0 | 0 | 12.7267 | 12.7267 | 12.7267 | 1
CT_5A_RS_2013_NG | 5A | RS | NG | 13222 | ASHRAE30pct-state-5A | RetailStandalone | STD2013 | CT-HartfordBradley-CT | Zone5A | Zone5A(CT-HartfordBradley-CT) | ASHRAE30pct-state-STD2013 | state | CT | 0.147 | 0.82 | ASHRAE30pct-state-5A_RetailStandalone_STD2013_CT-HartfordBradley-CT.table.csv.gz | Stand-alone Retail | Hartford Bradley Intl Ap CT USA TMY3 WMO#=725080 | Natural Gas | 134343.5986 | 0 | 0 | 0 | 0 | 0 | 0 | 0 | 0 | 0 | 0 | 91094.7034 | 0 | 0 | 225438.302 | 0 | 225438.302 | 0 | 0 | 1101.6175 | 0 | 0 | 0 | 0 | 0 | 0 | 0 | 0 | 0 | 0 | 746.9766 | 0 | 0 | 1848.5941 | 0 | 1848.5941 | 0 | 0 | 134.3436 | 0 | 0 | 0 | 0 | 0 | 0 | 0 | 0 | 0 | 0 | 91.0947 | 0 | 0 | 225.4383 | 0 | 225.4383 | 0 | 0 | 0 | 0 | 0 | 0 | 0 | 0 | 0 | 5.4408 | 3.6892 | 0 | 0 | 9.13 | 9.13 | 9.13 | 2
IA_5A_RS_2010_EL | 5A | RS | EL | 12133 | ASHRAE30pct-state-5A | RetailStandalone | STD2010 | IA-DesMoines-IA | Zone5A | Zone5A(IA-DesMoines-IA) | ASHRAE30pct-state-STD2010 | state | IA | 0.08 | 0.7 | ASHRAE30pct-state-5A_RetailStandalone_STD2010_IA-DesMoines-IA.table.csv.gz | Stand-alone Retail | Des Moines Intl Ap IA USA TMY3 WMO#=725460 | Electricity | 0 | 39866.667 | 123516.6677 | 17022.2224 | 54063.8893 | 0 | 61958.3338 | 0 | 0 | 0 | 5425 | 0 | 0 | 0 | 301852.7802 | 0 | 301852.7802 | 0 | 0 | 0 | 3189.3334 | 9881.3334 | 1361.7778 | 4325.1111 | 0 | 4956.6667 | 0 | 0 | 0 | 434 | 0 | 0 | 0 | 24148.2224 | 0 | 24148.2224 | 0 | 0 | 0 | 136.0637 | 421.5586 | 58.0963 | 184.5184 | 0 | 211.4619 | 0 | 0 | 0 | 18.5154 | 0 | 0 | 0 | 1030.2142 | 0 | 1030.2142 | 0 | 0 | 17.0727 | 2.3528 | 7.4728 | 8.564 | 0 | 0.74985 | 5.5104 | 0 | 0 | 0 | 0 | 41.7226 | 41.7226 | 41.7226 | 1
IA_5A_RS_2013_EL | 5A | RS | EL | 13273 | ASHRAE30pct-state-5A | RetailStandalone | STD2013 | IA-DesMoines-IA | Zone5A | Zone5A(IA-DesMoines-IA) | ASHRAE30pct-state-STD2013 | state | IA | 0.08 | 0.7 | ASHRAE30pct-state-5A_RetailStandalone_STD2013_IA-DesMoines-IA.table.csv.gz | Stand-alone Retail | Des Moines Intl Ap IA USA TMY3 WMO#=725460 | Electricity | 0 | 35594.4447 | 103405.5564 | 17022.2224 | 53972.2227 | 0 | 47255.5559 | 0 | 0 | 0 | 5477.7778 | 0 | 0 | 0 | 262727.7799 | 0 | 262727.7799 | 0 | 0 | 0 | 2847.5556 | 8272.4445 | 1361.7778 | 4317.7778 | 0 | 3780.4445 | 0 | 0 | 0 | 438.2222 | 0 | 0 | 0 | 21018.2224 | 0 | 21018.2224 | 0 | 0 | 0 | 121.4827 | 352.92 | 58.0963 | 184.2055 | 0 | 161.2817 | 0 | 0 | 0 | 18.6955 | 0 | 0 | 0 | 896.6818 | 0 | 896.6818 | 0 | 0 | 14.2929 | 2.3528 | 7.4601 | 6.5317 | 0 | 0.75715 | 4.9199 | 0 | 0 | 0 | 0 | 36.3147 | 36.3147 | 36.3147 | 2
IA_5A_RS_2010_NG | 5A | RS | NG | 12142 | ASHRAE30pct-state-5A | RetailStandalone | STD2010 | IA-DesMoines-IA | Zone5A | Zone5A(IA-DesMoines-IA) | ASHRAE30pct-state-STD2010 | state | IA | 0.08 | 0.7 | ASHRAE30pct-state-5A_RetailStandalone_STD2010_IA-DesMoines-IA.table.csv.gz | Stand-alone Retail | Des Moines Intl Ap IA USA TMY3 WMO#=725460 | Natural Gas | 286591.4626 | 0 | 0 | 0 | 0 | 0 | 0 | 0 | 0 | 0 | 0 | 91123.1379 | 0 | 0 | 377714.6005 | 0 | 377714.6005 | 0 | 0 | 2006.1402 | 0 | 0 | 0 | 0 | 0 | 0 | 0 | 0 | 0 | 0 | 637.862 | 0 | 0 | 2644.0022 | 0 | 2644.0022 | 0 | 0 | 286.5915 | 0 | 0 | 0 | 0 | 0 | 0 | 0 | 0 | 0 | 0 | 91.1231 | 0 | 0 | 377.7146 | 0 | 377.7146 | 0 | 0 | 0 | 0 | 0 | 0 | 0 | 0 | 0 | 11.6067 | 3.6904 | 0 | 0 | 15.297 | 15.297 | 15.297 | 1
IA_5A_RS_2013_NG | 5A | RS | NG | 13282 | ASHRAE30pct-state-5A | RetailStandalone | STD2013 | IA-DesMoines-IA | Zone5A | Zone5A(IA-DesMoines-IA) | ASHRAE30pct-state-STD2013 | state | IA | 0.08 | 0.7 | ASHRAE30pct-state-5A_RetailStandalone_STD2013_IA-DesMoines-IA.table.csv.gz | Stand-alone Retail | Des Moines Intl Ap IA USA TMY3 WMO#=725460 | Natural Gas | 182568.5337 | 0 | 0 | 0 | 0 | 0 | 0 | 0 | 0 | 0 | 0 | 91104.1816 | 0 | 0 | 273672.7152 | 0 | 273672.7152 | 0 | 0 | 1277.9797 | 0 | 0 | 0 | 0 | 0 | 0 | 0 | 0 | 0 | 0 | 637.7293 | 0 | 0 | 1915.709 | 0 | 1915.709 | 0 | 0 | 182.5685 | 0 | 0 | 0 | 0 | 0 | 0 | 0 | 0 | 0 | 0 | 91.1042 | 0 | 0 | 273.6727 | 0 | 273.6727 | 0 | 0 | 0 | 0 | 0 | 0 | 0 | 0 | 0 | 7.3938 | 3.6896 | 0 | 0 | 11.0835 | 11.0835 | 11.0835 | 2
IL_5A_RS_2010_EL | 5A | RS | EL | 12193 | ASHRAE30pct-state-5A | RetailStandalone | STD2010 | IL-Peoria-IL | Zone5A | Zone5A(IL-Peoria-IL) | ASHRAE30pct-state-STD2010 | state | IL | 0.0819 | 0.76 | ASHRAE30pct-state-5A_RetailStandalone_STD2010_IL-Peoria-IL.table.csv.gz | Stand-alone Retail | Peoria Greater Peoria Ap IL USA TMY3 WMO#=725320 | Electricity | 0 | 36116.667 | 122941.6677 | 17061.1112 | 54063.8893 | 0 | 60011.1116 | 0 | 0 | 0 | 5341.6667 | 0 | 0 | 0 | 295538.8913 | 0 | 295536.1135 | 2.7778 | 2.7778 | 0 | 2957.955 | 10068.9226 | 1397.305 | 4427.8325 | 0 | 4914.91 | 0 | 0 | 0 | 437.4825 | 0 | 0 | 0 | 24204.6352 | 0 | 24204.4077 | 0.2275 | 0.2275 | 0 | 123.2651 | 419.5961 | 58.229 | 184.5184 | 0 | 204.8161 | 0 | 0 | 0 | 18.2309 | 0 | 0 | 0 | 1008.6651 | 0 | 1008.6556 | 0.0094805 | 0.0094805 | 16.9932 | 2.3582 | 7.4732 | 8.2948 | 0 | 0.73833 | 4.9921 | 0 | 0 | 0 | 0 | 40.8495 | 40.8499 | 40.8499 | 1
IL_5A_RS_2013_EL | 5A | RS | EL | 13333 | ASHRAE30pct-state-5A | RetailStandalone | STD2013 | IL-Peoria-IL | Zone5A | Zone5A(IL-Peoria-IL) | ASHRAE30pct-state-STD2013 | state | IL | 0.0819 | 0.76 | ASHRAE30pct-state-5A_RetailStandalone_STD2013_IL-Peoria-IL.table.csv.gz | Stand-alone Retail | Peoria Greater Peoria Ap IL USA TMY3 WMO#=725320 | Electricity | 0 | 32483.3336 | 102711.1119 | 17061.1112 | 53972.2227 | 0 | 46341.667 | 0 | 0 | 0 | 5405.5556 | 0 | 0 | 0 | 257977.7798 | 0 | 257975.0021 | 2.7778 | 2.7778 | 0 | 2660.385 | 8412.0401 | 1397.305 | 4420.325 | 0 | 3795.3825 | 0 | 0 | 0 | 442.715 | 0 | 0 | 0 | 21128.3802 | 0 | 21128.1527 | 0.2275 | 0.2275 | 0 | 110.8646 | 350.5498 | 58.229 | 184.2055 | 0 | 158.1627 | 0 | 0 | 0 | 18.449 | 0 | 0 | 0 | 880.4702 | 0 | 880.4607 | 0.0094805 | 0.0094805 | 14.1969 | 2.3582 | 7.4605 | 6.4054 | 0 | 0.74716 | 4.4899 | 0 | 0 | 0 | 0 | 35.6577 | 35.6581 | 35.6581 | 2
IL_5A_RS_2010_NG | 5A | RS | NG | 12202 | ASHRAE30pct-state-5A | RetailStandalone | STD2010 | IL-Peoria-IL | Zone5A | Zone5A(IL-Peoria-IL) | ASHRAE30pct-state-STD2010 | state | IL | 0.0819 | 0.76 | ASHRAE30pct-state-5A_RetailStandalone_STD2010_IL-Peoria-IL.table.csv.gz | Stand-alone Retail | Peoria Greater Peoria Ap IL USA TMY3 WMO#=725320 | Natural Gas | 270431.1807 | 0 | 0 | 0 | 0 | 0 | 0 | 0 | 0 | 0 | 0 | 91113.6597 | 0 | 0 | 361544.8404 | 0 | 361544.8404 | 0 | 0 | 2055.277 | 0 | 0 | 0 | 0 | 0 | 0 | 0 | 0 | 0 | 0 | 692.4638 | 0 | 0 | 2747.7408 | 0 | 2747.7408 | 0 | 0 | 270.4312 | 0 | 0 | 0 | 0 | 0 | 0 | 0 | 0 | 0 | 0 | 91.1137 | 0 | 0 | 361.5448 | 0 | 361.5448 | 0 | 0 | 0 | 0 | 0 | 0 | 0 | 0 | 0 | 10.9522 | 3.69 | 0 | 0 | 14.6422 | 14.6422 | 14.6422 | 1
IL_5A_RS_2013_NG | 5A | RS | NG | 13342 | ASHRAE30pct-state-5A | RetailStandalone | STD2013 | IL-Peoria-IL | Zone5A | Zone5A(IL-Peoria-IL) | ASHRAE30pct-state-STD2013 | state | IL | 0.0819 | 0.76 | ASHRAE30pct-state-5A_RetailStandalone_STD2013_IL-Peoria-IL.table.csv.gz | Stand-alone Retail | Peoria Greater Peoria Ap IL USA TMY3 WMO#=725320 | Natural Gas | 177194.4106 | 0 | 0 | 0 | 0 | 0 | 0 | 0 | 0 | 0 | 0 | 91104.1816 | 0 | 0 | 268298.5922 | 0 | 268298.5922 | 0 | 0 | 1346.6775 | 0 | 0 | 0 | 0 | 0 | 0 | 0 | 0 | 0 | 0 | 692.3918 | 0 | 0 | 2039.0693 | 0 | 2039.0693 | 0 | 0 | 177.1944 | 0 | 0 | 0 | 0 | 0 | 0 | 0 | 0 | 0 | 0 | 91.1042 | 0 | 0 | 268.2986 | 0 | 268.2986 | 0 | 0 | 0 | 0 | 0 | 0 | 0 | 0 | 0 | 7.1762 | 3.6896 | 0 | 0 | 10.8658 | 10.8658 | 10.8658 | 2
IN_5A_RS_2010_EL | 5A | RS | EL | 12253 | ASHRAE30pct-state-5A | RetailStandalone | STD2010 | IN-Indianapolis-IN | Zone5A | Zone5A(IN-Indianapolis-IN) | ASHRAE30pct-state-STD2010 | state | IN | 0.0907 | 0.75 | ASHRAE30pct-state-5A_RetailStandalone_STD2010_IN-Indianapolis-IN.table.csv.gz | Stand-alone Retail | Indianapolis Intl Ap IN USA TMY3 WMO#=724380 | Electricity | 0 | 38616.667 | 122622.2232 | 17008.3335 | 54063.8893 | 0 | 62166.6672 | 0 | 0 | 0 | 5252.7778 | 0 | 0 | 0 | 299727.7802 | 0 | 299730.558 | -2.7778 | -2.7778 | 0 | 3502.5317 | 11121.8356 | 1542.6558 | 4903.5948 | 0 | 5638.5167 | 0 | 0 | 0 | 476.4269 | 0 | 0 | 0 | 27185.3097 | 0 | 27185.5616 | -0.25194 | -0.25194 | 0 | 131.7975 | 418.5058 | 58.0489 | 184.5184 | 0 | 212.1729 | 0 | 0 | 0 | 17.9276 | 0 | 0 | 0 | 1022.9616 | 0 | 1022.9711 | -0.0094805 | -0.0094805 | 16.949 | 2.3509 | 7.4724 | 8.5928 | 0 | 0.72605 | 5.3377 | 0 | 0 | 0 | 0 | 41.4293 | 41.4289 | 41.4289 | 1
IN_5A_RS_2013_EL | 5A | RS | EL | 13393 | ASHRAE30pct-state-5A | RetailStandalone | STD2013 | IN-Indianapolis-IN | Zone5A | Zone5A(IN-Indianapolis-IN) | ASHRAE30pct-state-STD2013 | state | IN | 0.0907 | 0.75 | ASHRAE30pct-state-5A_RetailStandalone_STD2013_IN-Indianapolis-IN.table.csv.gz | Stand-alone Retail | Indianapolis Intl Ap IN USA TMY3 WMO#=724380 | Electricity | 0 | 34183.3336 | 101891.6675 | 17008.3335 | 53972.2227 | 0 | 47852.7782 | 0 | 0 | 0 | 5319.4445 | 0 | 0 | 0 | 260225.0021 | 0 | 260227.7799 | -2.7778 | -2.7778 | 0 | 3100.4284 | 9241.5742 | 1542.6558 | 4895.2806 | 0 | 4340.247 | 0 | 0 | 0 | 482.4736 | 0 | 0 | 0 | 23602.4077 | 0 | 23602.6596 | -0.25194 | -0.25194 | 0 | 116.6667 | 347.7531 | 58.0489 | 184.2055 | 0 | 163.32 | 0 | 0 | 0 | 18.1551 | 0 | 0 | 0 | 888.1399 | 0 | 888.1493 | -0.0094805 | -0.0094805 | 14.0836 | 2.3509 | 7.4597 | 6.6143 | 0 | 0.73526 | 4.7249 | 0 | 0 | 0 | 0 | 35.9691 | 35.9687 | 35.9687 | 2
IN_5A_RS_2010_NG | 5A | RS | NG | 12262 | ASHRAE30pct-state-5A | RetailStandalone | STD2010 | IN-Indianapolis-IN | Zone5A | Zone5A(IN-Indianapolis-IN) | ASHRAE30pct-state-STD2010 | state | IN | 0.0907 | 0.75 | ASHRAE30pct-state-5A_RetailStandalone_STD2010_IN-Indianapolis-IN.table.csv.gz | Stand-alone Retail | Indianapolis Intl Ap IN USA TMY3 WMO#=724380 | Natural Gas | 252128.8321 | 0 | 0 | 0 | 0 | 0 | 0 | 0 | 0 | 0 | 0 | 91094.7034 | 0 | 0 | 343223.5355 | 0 | 343223.5355 | 0 | 0 | 1890.9662 | 0 | 0 | 0 | 0 | 0 | 0 | 0 | 0 | 0 | 0 | 683.2103 | 0 | 0 | 2574.1765 | 0 | 2574.1765 | 0 | 0 | 252.1288 | 0 | 0 | 0 | 0 | 0 | 0 | 0 | 0 | 0 | 0 | 91.0947 | 0 | 0 | 343.2235 | 0 | 343.2235 | 0 | 0 | 0 | 0 | 0 | 0 | 0 | 0 | 0 | 10.211 | 3.6892 | 0 | 0 | 13.9002 | 13.9002 | 13.9002 | 1
IN_5A_RS_2013_NG | 5A | RS | NG | 13402 | ASHRAE30pct-state-5A | RetailStandalone | STD2013 | IN-Indianapolis-IN | Zone5A | Zone5A(IN-Indianapolis-IN) | ASHRAE30pct-state-STD2013 | state | IN | 0.0907 | 0.75 | ASHRAE30pct-state-5A_RetailStandalone_STD2013_IN-Indianapolis-IN.table.csv.gz | Stand-alone Retail | Indianapolis Intl Ap IN USA TMY3 WMO#=724380 | Natural Gas | 168332.3205 | 0 | 0 | 0 | 0 | 0 | 0 | 0 | 0 | 0 | 0 | 91085.2252 | 0 | 0 | 259417.5457 | 0 | 259417.5457 | 0 | 0 | 1262.4924 | 0 | 0 | 0 | 0 | 0 | 0 | 0 | 0 | 0 | 0 | 683.1392 | 0 | 0 | 1945.6316 | 0 | 1945.6316 | 0 | 0 | 168.3323 | 0 | 0 | 0 | 0 | 0 | 0 | 0 | 0 | 0 | 0 | 91.0852 | 0 | 0 | 259.4175 | 0 | 259.4175 | 0 | 0 | 0 | 0 | 0 | 0 | 0 | 0 | 0 | 6.8173 | 3.6889 | 0 | 0 | 10.5061 | 10.5061 | 10.5061 | 2
KS_5A_RS_2010_EL | 5A | RS | EL | 12313 | ASHRAE30pct-state-5A | RetailStandalone | STD2010 | KS-Goodland-KS | Zone5A | Zone5A(KS-Goodland-KS) | ASHRAE30pct-state-STD2010 | state | KS | 0.0913 | 0.86 | ASHRAE30pct-state-5A_RetailStandalone_STD2010_KS-Goodland-KS.table.csv.gz | Stand-alone Retail | Goodland Renner Field KS USA TMY3 WMO#=724650 | Electricity | 0 | 35983.3336 | 125700.001 | 17088.889 | 54063.8893 | 0 | 71216.6672 | 0 | 0 | 0 | 0 | 0 | 0 | 0 | 304052.7802 | 0 | 304052.7802 | 0 | 0 | 0 | 3285.2784 | 11476.4101 | 1560.2156 | 4936.0331 | 0 | 6502.0817 | 0 | 0 | 0 | 0 | 0 | 0 | 0 | 27760.0188 | 0 | 27760.0188 | 0 | 0 | 0 | 122.81 | 429.0102 | 58.3238 | 184.5184 | 0 | 243.0603 | 0 | 0 | 0 | 0 | 0 | 0 | 0 | 1037.7227 | 0 | 1037.7227 | 0 | 0 | 17.3745 | 2.3621 | 7.4728 | 9.8437 | 0 | 0 | 4.9737 | 0 | 0 | 0 | 0 | 42.0267 | 42.0267 | 42.0267 | 1
KS_5A_RS_2013_EL | 5A | RS | EL | 13453 | ASHRAE30pct-state-5A | RetailStandalone | STD2013 | KS-Goodland-KS | Zone5A | Zone5A(KS-Goodland-KS) | ASHRAE30pct-state-STD2013 | state | KS | 0.0913 | 0.86 | ASHRAE30pct-state-5A_RetailStandalone_STD2013_KS-Goodland-KS.table.csv.gz | Stand-alone Retail | Goodland Renner Field KS USA TMY3 WMO#=724650 | Electricity | 0 | 31761.1114 | 105419.4453 | 17088.889 | 53972.2227 | 0 | 63708.3338 | 0 | 0 | 0 | 0 | 0 | 0 | 0 | 271950.0022 | 0 | 271950.0022 | 0 | 0 | 0 | 2899.7895 | 9624.7954 | 1560.2156 | 4927.6639 | 0 | 5816.5709 | 0 | 0 | 0 | 0 | 0 | 0 | 0 | 24829.0352 | 0 | 24829.0352 | 0 | 0 | 0 | 108.3997 | 359.7933 | 58.3238 | 184.2055 | 0 | 217.4346 | 0 | 0 | 0 | 0 | 0 | 0 | 0 | 928.1569 | 0 | 928.1569 | 0 | 0 | 14.5712 | 2.3621 | 7.4601 | 8.8059 | 0 | 0 | 4.3901 | 0 | 0 | 0 | 0 | 37.5894 | 37.5894 | 37.5894 | 2
KS_5A_RS_2010_NG | 5A | RS | NG | 12322 | ASHRAE30pct-state-5A | RetailStandalone | STD2010 | KS-Goodland-KS | Zone5A | Zone5A(KS-Goodland-KS) | ASHRAE30pct-state-STD2010 | state | KS | 0.0913 | 0.86 | ASHRAE30pct-state-5A_RetailStandalone_STD2010_KS-Goodland-KS.table.csv.gz | Stand-alone Retail | Goodland Renner Field KS USA TMY3 WMO#=724650 | Natural Gas | 367070.6142 | 0 | 0 | 0 | 0 | 0 | 0 | 0 | 0 | 0 | 0 | 91113.6597 | 0 | 0 | 458174.7958 | 0 | 458184.274 | 0 | 0 | 3156.8073 | 0 | 0 | 0 | 0 | 0 | 0 | 0 | 0 | 0 | 0 | 783.5775 | 0 | 0 | 3940.3032 | 0 | 3940.3848 | 0 | 0 | 367.0706 | 0 | 0 | 0 | 0 | 0 | 0 | 0 | 0 | 0 | 0 | 91.1137 | 0 | 0 | 458.1748 | 0 | 458.1843 | 0 | 0 | 0 | 0 | 0 | 0 | 0 | 0 | 0 | 14.866 | 3.69 | 0 | 0 | 18.556 | 18.5556 | 18.556 | 1
KS_5A_RS_2013_NG | 5A | RS | NG | 13462 | ASHRAE30pct-state-5A | RetailStandalone | STD2013 | KS-Goodland-KS | Zone5A | Zone5A(KS-Goodland-KS) | ASHRAE30pct-state-STD2013 | state | KS | 0.0913 | 0.86 | ASHRAE30pct-state-5A_RetailStandalone_STD2013_KS-Goodland-KS.table.csv.gz | Stand-alone Retail | Goodland Renner Field KS USA TMY3 WMO#=724650 | Natural Gas | 293017.6626 | 0 | 0 | 0 | 0 | 0 | 0 | 0 | 0 | 0 | 0 | 91104.1816 | 0 | 0 | 384121.8442 | 0 | 384121.8442 | 0 | 0 | 2519.9519 | 0 | 0 | 0 | 0 | 0 | 0 | 0 | 0 | 0 | 0 | 783.496 | 0 | 0 | 3303.4479 | 0 | 3303.4479 | 0 | 0 | 293.0177 | 0 | 0 | 0 | 0 | 0 | 0 | 0 | 0 | 0 | 0 | 91.1042 | 0 | 0 | 384.1218 | 0 | 384.1218 | 0 | 0 | 0 | 0 | 0 | 0 | 0 | 0 | 0 | 11.8669 | 3.6896 | 0 | 0 | 15.5565 | 15.5565 | 15.5565 | 2
MA_5A_RS_2010_EL | 5A | RS | EL | 12373 | ASHRAE30pct-state-5A | RetailStandalone | STD2010 | MA-BostonLogan-MA | Zone5A | Zone5A(MA-BostonLogan-MA) | ASHRAE30pct-state-STD2010 | state | MA | 0.1397 | 1.01 | ASHRAE30pct-state-5A_RetailStandalone_STD2010_MA-BostonLogan-MA.table.csv.gz | Stand-alone Retail | Boston Logan IntL Arpt MA USA TMY3 WMO#=725090 | Electricity | 0 | 26775.0002 | 124144.4454 | 17122.2224 | 54063.8893 | 0 | 60983.3338 | 0 | 0 | 0 | 5080.5556 | 0 | 0 | 0 | 288169.4467 | 0 | 288169.4467 | 0 | 0 | 0 | 3740.4675 | 17342.979 | 2391.9745 | 7552.7253 | 0 | 8519.3717 | 0 | 0 | 0 | 709.7536 | 0 | 0 | 0 | 40257.2717 | 0 | 40257.2717 | 0 | 0 | 0 | 91.3822 | 423.7011 | 58.4376 | 184.5184 | 0 | 208.1342 | 0 | 0 | 0 | 17.3398 | 0 | 0 | 0 | 983.5134 | 0 | 983.5134 | 0 | 0 | 17.1595 | 2.3667 | 7.4728 | 8.4292 | 0 | 0.70224 | 3.7009 | 0 | 0 | 0 | 0 | 39.8313 | 39.8313 | 39.8313 | 1
MA_5A_RS_2013_EL | 5A | RS | EL | 13513 | ASHRAE30pct-state-5A | RetailStandalone | STD2013 | MA-BostonLogan-MA | Zone5A | Zone5A(MA-BostonLogan-MA) | ASHRAE30pct-state-STD2013 | state | MA | 0.1397 | 1.01 | ASHRAE30pct-state-5A_RetailStandalone_STD2013_MA-BostonLogan-MA.table.csv.gz | Stand-alone Retail | Boston Logan IntL Arpt MA USA TMY3 WMO#=725090 | Electricity | 0 | 23611.1113 | 103675.0008 | 17122.2224 | 53972.2227 | 0 | 45858.3337 | 0 | 0 | 0 | 5172.2223 | 0 | 0 | 0 | 249408.3353 | 0 | 249411.1131 | -2.7778 | -2.7778 | 0 | 3298.4722 | 14483.3976 | 2391.9745 | 7539.9195 | 0 | 6406.4092 | 0 | 0 | 0 | 722.5595 | 0 | 0 | 0 | 34842.3444 | 0 | 34842.7325 | -0.38806 | -0.38806 | 0 | 80.584 | 353.8396 | 58.4376 | 184.2055 | 0 | 156.5131 | 0 | 0 | 0 | 17.6526 | 0 | 0 | 0 | 851.2229 | 0 | 851.2324 | -0.0094805 | -0.0094805 | 14.3301 | 2.3667 | 7.4597 | 6.3386 | 0 | 0.71491 | 3.2636 | 0 | 0 | 0 | 0 | 34.474 | 34.4736 | 34.4736 | 2
MA_5A_RS_2010_NG | 5A | RS | NG | 12382 | ASHRAE30pct-state-5A | RetailStandalone | STD2010 | MA-BostonLogan-MA | Zone5A | Zone5A(MA-BostonLogan-MA) | ASHRAE30pct-state-STD2010 | state | MA | 0.1397 | 1.01 | ASHRAE30pct-state-5A_RetailStandalone_STD2010_MA-BostonLogan-MA.table.csv.gz | Stand-alone Retail | Boston Logan IntL Arpt MA USA TMY3 WMO#=725090 | Natural Gas | 228679.8365 | 0 | 0 | 0 | 0 | 0 | 0 | 0 | 0 | 0 | 0 | 91123.1379 | 0 | 0 | 319802.9745 | 0 | 319802.9745 | 0 | 0 | 2309.6663 | 0 | 0 | 0 | 0 | 0 | 0 | 0 | 0 | 0 | 0 | 920.3437 | 0 | 0 | 3230.01 | 0 | 3230.01 | 0 | 0 | 228.6798 | 0 | 0 | 0 | 0 | 0 | 0 | 0 | 0 | 0 | 0 | 91.1231 | 0 | 0 | 319.803 | 0 | 319.803 | 0 | 0 | 0 | 0 | 0 | 0 | 0 | 0 | 0 | 9.2613 | 3.6904 | 0 | 0 | 12.9517 | 12.9517 | 12.9517 | 1
MA_5A_RS_2013_NG | 5A | RS | NG | 13522 | ASHRAE30pct-state-5A | RetailStandalone | STD2013 | MA-BostonLogan-MA | Zone5A | Zone5A(MA-BostonLogan-MA) | ASHRAE30pct-state-STD2013 | state | MA | 0.1397 | 1.01 | ASHRAE30pct-state-5A_RetailStandalone_STD2013_MA-BostonLogan-MA.table.csv.gz | Stand-alone Retail | Boston Logan IntL Arpt MA USA TMY3 WMO#=725090 | Natural Gas | 137793.6529 | 0 | 0 | 0 | 0 | 0 | 0 | 0 | 0 | 0 | 0 | 91113.6597 | 0 | 0 | 228916.7908 | 0 | 228907.3127 | 0 | 0 | 1391.7159 | 0 | 0 | 0 | 0 | 0 | 0 | 0 | 0 | 0 | 0 | 920.248 | 0 | 0 | 2312.0596 | 0 | 2311.9639 | 0 | 0 | 137.7937 | 0 | 0 | 0 | 0 | 0 | 0 | 0 | 0 | 0 | 0 | 91.1137 | 0 | 0 | 228.9168 | 0 | 228.9073 | 0 | 0 | 0 | 0 | 0 | 0 | 0 | 0 | 0 | 5.5805 | 3.69 | 0 | 0 | 9.2705 | 9.2709 | 9.2705 | 2
MD_5A_RS_2010_EL | 5A | RS | EL | 12433 | ASHRAE30pct-state-5A | RetailStandalone | STD2010 | MD-Harrisburg-PA | Zone5A | Zone5A(MD-Harrisburg-PA) | ASHRAE30pct-state-STD2010 | state | MD | 0.1052 | 0.99 | ASHRAE30pct-state-5A_RetailStandalone_STD2010_MD-Harrisburg-PA.table.csv.gz | Stand-alone Retail | Middletown Harrisburg Intl Ap PA USA TMY3 WMO#=725115 | Electricity | 0 | 36183.3336 | 122411.1121 | 17038.889 | 54063.8893 | 0 | 62080.5561 | 0 | 0 | 0 | 5361.1112 | 0 | 0 | 0 | 297138.8913 | 0 | 297138.8913 | 0 | 0 | 0 | 3806.4867 | 12877.649 | 1792.4911 | 5687.5212 | 0 | 6530.8745 | 0 | 0 | 0 | 563.9889 | 0 | 0 | 0 | 31259.0114 | 0 | 31259.0114 | 0 | 0 | 0 | 123.4926 | 417.7853 | 58.1532 | 184.5184 | 0 | 211.879 | 0 | 0 | 0 | 18.2973 | 0 | 0 | 0 | 1014.1258 | 0 | 1014.1258 | 0 | 0 | 16.9199 | 2.3551 | 7.4728 | 8.5809 | 0 | 0.74102 | 5.0013 | 0 | 0 | 0 | 0 | 41.071 | 41.071 | 41.071 | 1
MD_5A_RS_2013_EL | 5A | RS | EL | 13573 | ASHRAE30pct-state-5A | RetailStandalone | STD2013 | MD-Harrisburg-PA | Zone5A | Zone5A(MD-Harrisburg-PA) | ASHRAE30pct-state-STD2013 | state | MD | 0.1052 | 0.99 | ASHRAE30pct-state-5A_RetailStandalone_STD2013_MD-Harrisburg-PA.table.csv.gz | Stand-alone Retail | Middletown Harrisburg Intl Ap PA USA TMY3 WMO#=725115 | Electricity | 0 | 32019.4447 | 102486.1119 | 17038.889 | 53972.2227 | 0 | 47386.1115 | 0 | 0 | 0 | 5436.1112 | 0 | 0 | 0 | 258338.891 | 0 | 258338.891 | 0 | 0 | 0 | 3368.4456 | 10781.539 | 1792.4911 | 5677.8778 | 0 | 4985.0189 | 0 | 0 | 0 | 571.8789 | 0 | 0 | 0 | 27177.2513 | 0 | 27177.2513 | 0 | 0 | 0 | 109.2814 | 349.7819 | 58.1532 | 184.2055 | 0 | 161.7273 | 0 | 0 | 0 | 18.5533 | 0 | 0 | 0 | 881.7026 | 0 | 881.7026 | 0 | 0 | 14.1658 | 2.3551 | 7.4601 | 6.5498 | 0 | 0.75139 | 4.4258 | 0 | 0 | 0 | 0 | 35.708 | 35.708 | 35.708 | 2
MD_5A_RS_2010_NG | 5A | RS | NG | 12442 | ASHRAE30pct-state-5A | RetailStandalone | STD2010 | MD-Harrisburg-PA | Zone5A | Zone5A(MD-Harrisburg-PA) | ASHRAE30pct-state-STD2010 | state | MD | 0.1052 | 0.99 | ASHRAE30pct-state-5A_RetailStandalone_STD2010_MD-Harrisburg-PA.table.csv.gz | Stand-alone Retail | Middletown Harrisburg Intl Ap PA USA TMY3 WMO#=725115 | Natural Gas | 260118.9304 | 0 | 0 | 0 | 0 | 0 | 0 | 0 | 0 | 0 | 0 | 91104.1816 | 0 | 0 | 351232.5902 | 0 | 351223.112 | 0 | 0 | 2575.1774 | 0 | 0 | 0 | 0 | 0 | 0 | 0 | 0 | 0 | 0 | 901.9314 | 0 | 0 | 3477.2026 | 0 | 3477.1088 | 0 | 0 | 260.1189 | 0 | 0 | 0 | 0 | 0 | 0 | 0 | 0 | 0 | 0 | 91.1042 | 0 | 0 | 351.2326 | 0 | 351.2231 | 0 | 0 | 0 | 0 | 0 | 0 | 0 | 0 | 0 | 10.5345 | 3.6896 | 0 | 0 | 14.2242 | 14.2246 | 14.2242 | 1
MD_5A_RS_2013_NG | 5A | RS | NG | 13582 | ASHRAE30pct-state-5A | RetailStandalone | STD2013 | MD-Harrisburg-PA | Zone5A | Zone5A(MD-Harrisburg-PA) | ASHRAE30pct-state-STD2013 | state | MD | 0.1052 | 0.99 | ASHRAE30pct-state-5A_RetailStandalone_STD2013_MD-Harrisburg-PA.table.csv.gz | Stand-alone Retail | Middletown Harrisburg Intl Ap PA USA TMY3 WMO#=725115 | Natural Gas | 156342.4339 | 0 | 0 | 0 | 0 | 0 | 0 | 0 | 0 | 0 | 0 | 91104.1816 | 0 | 0 | 247446.6155 | 0 | 247446.6155 | 0 | 0 | 1547.7901 | 0 | 0 | 0 | 0 | 0 | 0 | 0 | 0 | 0 | 0 | 901.9314 | 0 | 0 | 2449.7215 | 0 | 2449.7215 | 0 | 0 | 156.3424 | 0 | 0 | 0 | 0 | 0 | 0 | 0 | 0 | 0 | 0 | 91.1042 | 0 | 0 | 247.4466 | 0 | 247.4466 | 0 | 0 | 0 | 0 | 0 | 0 | 0 | 0 | 0 | 6.3317 | 3.6896 | 0 | 0 | 10.0213 | 10.0213 | 10.0213 | 2
MI_5A_RS_2010_EL | 5A | RS | EL | 12493 | ASHRAE30pct-state-5A | RetailStandalone | STD2010 | MI-Lansing-MI | Zone5A | Zone5A(MI-Lansing-MI) | ASHRAE30pct-state-STD2010 | state | MI | 0.1095 | 0.82 | ASHRAE30pct-state-5A_RetailStandalone_STD2010_MI-Lansing-MI.table.csv.gz | Stand-alone Retail | Lansing Capital City Arpt MI USA TMY3 WMO#=725390 | Electricity | 0 | 28025.0002 | 123202.7788 | 16991.6668 | 54063.8893 | 0 | 61230.556 | 0 | 0 | 0 | 5266.6667 | 0 | 0 | 0 | 288775.0023 | 0 | 288780.5579 | -5.5556 | -5.5556 | 0 | 3068.7375 | 13490.7043 | 1860.5875 | 5919.9959 | 0 | 6704.7459 | 0 | 0 | 0 | 576.7 | 0 | 0 | 0 | 31620.8628 | 0 | 31621.4711 | -0.60833 | -0.60833 | 0 | 95.6485 | 420.4873 | 57.992 | 184.5184 | 0 | 208.978 | 0 | 0 | 0 | 17.975 | 0 | 0 | 0 | 985.5801 | 0 | 985.5991 | -0.018961 | -0.018961 | 17.0293 | 2.3486 | 7.472 | 8.4634 | 0 | 0.72797 | 3.8737 | 0 | 0 | 0 | 0 | 39.9157 | 39.915 | 39.915 | 1
MI_5A_RS_2013_EL | 5A | RS | EL | 13633 | ASHRAE30pct-state-5A | RetailStandalone | STD2013 | MI-Lansing-MI | Zone5A | Zone5A(MI-Lansing-MI) | ASHRAE30pct-state-STD2013 | state | MI | 0.1095 | 0.82 | ASHRAE30pct-state-5A_RetailStandalone_STD2013_MI-Lansing-MI.table.csv.gz | Stand-alone Retail | Lansing Capital City Arpt MI USA TMY3 WMO#=725390 | Electricity | 0 | 24866.6669 | 102761.1119 | 16991.6668 | 53972.2227 | 0 | 46025.0004 | 0 | 0 | 0 | 5319.4445 | 0 | 0 | 0 | 249933.3353 | 0 | 249936.1131 | -2.7778 | -2.7778 | 0 | 2722.9 | 11252.3418 | 1860.5875 | 5909.9584 | 0 | 5039.7375 | 0 | 0 | 0 | 582.4792 | 0 | 0 | 0 | 27367.7002 | 0 | 27368.0044 | -0.30417 | -0.30417 | 0 | 84.8692 | 350.7205 | 57.992 | 184.2055 | 0 | 157.0819 | 0 | 0 | 0 | 18.1551 | 0 | 0 | 0 | 853.0147 | 0 | 853.0242 | -0.0094805 | -0.0094805 | 14.2038 | 2.3486 | 7.4597 | 6.3617 | 0 | 0.73526 | 3.4371 | 0 | 0 | 0 | 0 | 34.5466 | 34.5462 | 34.5462 | 2
MI_5A_RS_2010_NG | 5A | RS | NG | 12502 | ASHRAE30pct-state-5A | RetailStandalone | STD2010 | MI-Lansing-MI | Zone5A | Zone5A(MI-Lansing-MI) | ASHRAE30pct-state-STD2010 | state | MI | 0.1095 | 0.82 | ASHRAE30pct-state-5A_RetailStandalone_STD2010_MI-Lansing-MI.table.csv.gz | Stand-alone Retail | Lansing Capital City Arpt MI USA TMY3 WMO#=725390 | Natural Gas | 307642.4808 | 0 | 0 | 0 | 0 | 0 | 0 | 0 | 0 | 0 | 0 | 91142.0943 | 0 | 0 | 398775.0969 | 0 | 398784.5751 | 0 | 0 | 2522.6683 | 0 | 0 | 0 | 0 | 0 | 0 | 0 | 0 | 0 | 0 | 747.3652 | 0 | 0 | 3269.9558 | 0 | 3270.0335 | 0 | 0 | 307.6425 | 0 | 0 | 0 | 0 | 0 | 0 | 0 | 0 | 0 | 0 | 91.1421 | 0 | 0 | 398.7751 | 0 | 398.7846 | 0 | 0 | 0 | 0 | 0 | 0 | 0 | 0 | 0 | 12.4592 | 3.6912 | 0 | 0 | 16.1504 | 16.15 | 16.1504 | 1
MI_5A_RS_2013_NG | 5A | RS | NG | 13642 | ASHRAE30pct-state-5A | RetailStandalone | STD2013 | MI-Lansing-MI | Zone5A | Zone5A(MI-Lansing-MI) | ASHRAE30pct-state-STD2013 | state | MI | 0.1095 | 0.82 | ASHRAE30pct-state-5A_RetailStandalone_STD2013_MI-Lansing-MI.table.csv.gz | Stand-alone Retail | Lansing Capital City Arpt MI USA TMY3 WMO#=725390 | Natural Gas | 203733.2899 | 0 | 0 | 0 | 0 | 0 | 0 | 0 | 0 | 0 | 0 | 91132.6161 | 0 | 0 | 294865.906 | 0 | 294865.906 | 0 | 0 | 1670.613 | 0 | 0 | 0 | 0 | 0 | 0 | 0 | 0 | 0 | 0 | 747.2875 | 0 | 0 | 2417.9004 | 0 | 2417.9004 | 0 | 0 | 203.7333 | 0 | 0 | 0 | 0 | 0 | 0 | 0 | 0 | 0 | 0 | 91.1326 | 0 | 0 | 294.8659 | 0 | 294.8659 | 0 | 0 | 0 | 0 | 0 | 0 | 0 | 0 | 0 | 8.251 | 3.6908 | 0 | 0 | 11.9418 | 11.9418 | 11.9418 | 2
MO_5A_RS_2010_EL | 5A | RS | EL | 12553 | ASHRAE30pct-state-5A | RetailStandalone | STD2010 | MO-Kirksville-MO | Zone5A | Zone5A(MO-Kirksville-MO) | ASHRAE30pct-state-STD2010 | state | MO | 0.0816 | 0.95 | ASHRAE30pct-state-5A_RetailStandalone_STD2010_MO-Kirksville-MO.table.csv.gz | Stand-alone Retail | Kirksville Regional Ap MO USA TMY3 WMO#=724455 | Electricity | 0 | 38200.0003 | 123669.4454 | 17027.7779 | 54063.8893 | 0 | 61291.6672 | 0 | 0 | 0 | 5244.4445 | 0 | 0 | 0 | 299497.2246 | 0 | 299497.2246 | 0 | 0 | 0 | 3117.12 | 10091.4267 | 1389.4667 | 4411.6134 | 0 | 5001.4 | 0 | 0 | 0 | 427.9467 | 0 | 0 | 0 | 24438.9735 | 0 | 24438.9735 | 0 | 0 | 0 | 130.3754 | 422.08 | 58.1153 | 184.5184 | 0 | 209.1866 | 0 | 0 | 0 | 17.8991 | 0 | 0 | 0 | 1022.1747 | 0 | 1022.1747 | 0 | 0 | 17.0938 | 2.3536 | 7.4728 | 8.4718 | 0 | 0.7249 | 5.2801 | 0 | 0 | 0 | 0 | 41.397 | 41.397 | 41.397 | 1
MO_5A_RS_2013_EL | 5A | RS | EL | 13693 | ASHRAE30pct-state-5A | RetailStandalone | STD2013 | MO-Kirksville-MO | Zone5A | Zone5A(MO-Kirksville-MO) | ASHRAE30pct-state-STD2013 | state | MO | 0.0816 | 0.95 | ASHRAE30pct-state-5A_RetailStandalone_STD2013_MO-Kirksville-MO.table.csv.gz | Stand-alone Retail | Kirksville Regional Ap MO USA TMY3 WMO#=724455 | Electricity | 0 | 34294.4447 | 103625.0008 | 17027.7779 | 53972.2227 | 0 | 47800.0004 | 0 | 0 | 0 | 5291.6667 | 0 | 0 | 0 | 262008.3354 | 0 | 262011.1132 | -2.7778 | -2.7778 | 0 | 2798.4267 | 8455.8001 | 1389.4667 | 4404.1334 | 0 | 3900.48 | 0 | 0 | 0 | 431.8 | 0 | 0 | 0 | 21379.8802 | 0 | 21380.1068 | -0.22667 | -0.22667 | 0 | 117.0459 | 353.6689 | 58.1153 | 184.2055 | 0 | 163.1399 | 0 | 0 | 0 | 18.0603 | 0 | 0 | 0 | 894.2263 | 0 | 894.2358 | -0.0094805 | -0.0094805 | 14.3232 | 2.3536 | 7.4597 | 6.607 | 0 | 0.73142 | 4.7402 | 0 | 0 | 0 | 0 | 36.2156 | 36.2152 | 36.2152 | 2
MO_5A_RS_2010_NG | 5A | RS | NG | 12562 | ASHRAE30pct-state-5A | RetailStandalone | STD2010 | MO-Kirksville-MO | Zone5A | Zone5A(MO-Kirksville-MO) | ASHRAE30pct-state-STD2010 | state | MO | 0.0816 | 0.95 | ASHRAE30pct-state-5A_RetailStandalone_STD2010_MO-Kirksville-MO.table.csv.gz | Stand-alone Retail | Kirksville Regional Ap MO USA TMY3 WMO#=724455 | Natural Gas | 310893.4935 | 0 | 0 | 0 | 0 | 0 | 0 | 0 | 0 | 0 | 0 | 91113.6597 | 0 | 0 | 402007.1533 | 0 | 402007.1533 | 0 | 0 | 2953.4882 | 0 | 0 | 0 | 0 | 0 | 0 | 0 | 0 | 0 | 0 | 865.5798 | 0 | 0 | 3819.068 | 0 | 3819.068 | 0 | 0 | 310.8935 | 0 | 0 | 0 | 0 | 0 | 0 | 0 | 0 | 0 | 0 | 91.1137 | 0 | 0 | 402.0072 | 0 | 402.0072 | 0 | 0 | 0 | 0 | 0 | 0 | 0 | 0 | 0 | 12.5909 | 3.69 | 0 | 0 | 16.2809 | 16.2809 | 16.2809 | 1
MO_5A_RS_2013_NG | 5A | RS | NG | 13702 | ASHRAE30pct-state-5A | RetailStandalone | STD2013 | MO-Kirksville-MO | Zone5A | Zone5A(MO-Kirksville-MO) | ASHRAE30pct-state-STD2013 | state | MO | 0.0816 | 0.95 | ASHRAE30pct-state-5A_RetailStandalone_STD2013_MO-Kirksville-MO.table.csv.gz | Stand-alone Retail | Kirksville Regional Ap MO USA TMY3 WMO#=724455 | Natural Gas | 208595.5918 | 0 | 0 | 0 | 0 | 0 | 0 | 0 | 0 | 0 | 0 | 91104.1816 | 0 | 0 | 299699.7733 | 0 | 299699.7733 | 0 | 0 | 1981.6581 | 0 | 0 | 0 | 0 | 0 | 0 | 0 | 0 | 0 | 0 | 865.4897 | 0 | 0 | 2847.1478 | 0 | 2847.1478 | 0 | 0 | 208.5956 | 0 | 0 | 0 | 0 | 0 | 0 | 0 | 0 | 0 | 0 | 91.1042 | 0 | 0 | 299.6998 | 0 | 299.6998 | 0 | 0 | 0 | 0 | 0 | 0 | 0 | 0 | 0 | 8.4479 | 3.6896 | 0 | 0 | 12.1375 | 12.1375 | 12.1375 | 2
NC_5A_RS_2010_EL | 5A | RS | EL | 12613 | ASHRAE30pct-state-5A | RetailStandalone | STD2010 | NC-Elkins-WV | Zone5A | Zone5A(NC-Elkins-WV) | ASHRAE30pct-state-STD2010 | state | NC | 0.0861 | 0.84 | ASHRAE30pct-state-5A_RetailStandalone_STD2010_NC-Elkins-WV.table.csv.gz | Stand-alone Retail | Elkins Elkins Randolph Co Arp WV USA TMY3 WMO#=724170 | Electricity | 0 | 26619.4447 | 122441.6676 | 17008.3335 | 54063.8893 | 0 | 60236.1116 | 0 | 0 | 0 | 4866.6667 | 0 | 0 | 0 | 285238.8912 | 0 | 285236.1134 | 2.7778 | 2.7778 | 0 | 2291.9342 | 10542.2276 | 1464.4175 | 4654.9009 | 0 | 5186.3292 | 0 | 0 | 0 | 419.02 | 0 | 0 | 0 | 24559.0685 | 0 | 24558.8294 | 0.23917 | 0.23917 | 0 | 90.8513 | 417.8896 | 58.0489 | 184.5184 | 0 | 205.584 | 0 | 0 | 0 | 16.6098 | 0 | 0 | 0 | 973.5115 | 0 | 973.502 | 0.0094805 | 0.0094805 | 16.9241 | 2.3509 | 7.4732 | 8.3259 | 0 | 0.67268 | 3.6794 | 0 | 0 | 0 | 0 | 39.4258 | 39.4262 | 39.4262 | 1
NC_5A_RS_2013_EL | 5A | RS | EL | 13753 | ASHRAE30pct-state-5A | RetailStandalone | STD2013 | NC-Elkins-WV | Zone5A | Zone5A(NC-Elkins-WV) | ASHRAE30pct-state-STD2013 | state | NC | 0.0861 | 0.84 | ASHRAE30pct-state-5A_RetailStandalone_STD2013_NC-Elkins-WV.table.csv.gz | Stand-alone Retail | Elkins Elkins Randolph Co Arp WV USA TMY3 WMO#=724170 | Electricity | 0 | 23625.0002 | 102083.3341 | 17008.3335 | 53972.2227 | 0 | 46708.3337 | 0 | 0 | 0 | 4900 | 0 | 0 | 0 | 248297.2242 | 0 | 248297.2242 | 0 | 0 | 0 | 2034.1125 | 8789.3751 | 1464.4175 | 4647.0084 | 0 | 4021.5875 | 0 | 0 | 0 | 421.89 | 0 | 0 | 0 | 21378.391 | 0 | 21378.391 | 0 | 0 | 0 | 80.6314 | 348.4073 | 58.0489 | 184.2055 | 0 | 159.4141 | 0 | 0 | 0 | 16.7235 | 0 | 0 | 0 | 847.4307 | 0 | 847.4307 | 0 | 0 | 14.1101 | 2.3509 | 7.4601 | 6.4561 | 0 | 0.67729 | 3.2655 | 0 | 0 | 0 | 0 | 34.3201 | 34.3201 | 34.3201 | 2
NC_5A_RS_2010_NG | 5A | RS | NG | 12622 | ASHRAE30pct-state-5A | RetailStandalone | STD2010 | NC-Elkins-WV | Zone5A | Zone5A(NC-Elkins-WV) | ASHRAE30pct-state-STD2010 | state | NC | 0.0861 | 0.84 | ASHRAE30pct-state-5A_RetailStandalone_STD2010_NC-Elkins-WV.table.csv.gz | Stand-alone Retail | Elkins Elkins Randolph Co Arp WV USA TMY3 WMO#=724170 | Natural Gas | 204046.0696 | 0 | 0 | 0 | 0 | 0 | 0 | 0 | 0 | 0 | 0 | 91094.7034 | 0 | 0 | 295140.773 | 0 | 295140.773 | 0 | 0 | 1713.987 | 0 | 0 | 0 | 0 | 0 | 0 | 0 | 0 | 0 | 0 | 765.1955 | 0 | 0 | 2479.1825 | 0 | 2479.1825 | 0 | 0 | 204.0461 | 0 | 0 | 0 | 0 | 0 | 0 | 0 | 0 | 0 | 0 | 91.0947 | 0 | 0 | 295.1408 | 0 | 295.1408 | 0 | 0 | 0 | 0 | 0 | 0 | 0 | 0 | 0 | 8.2637 | 3.6892 | 0 | 0 | 11.9529 | 11.9529 | 11.9529 | 1
NC_5A_RS_2013_NG | 5A | RS | NG | 13762 | ASHRAE30pct-state-5A | RetailStandalone | STD2013 | NC-Elkins-WV | Zone5A | Zone5A(NC-Elkins-WV) | ASHRAE30pct-state-STD2013 | state | NC | 0.0861 | 0.84 | ASHRAE30pct-state-5A_RetailStandalone_STD2013_NC-Elkins-WV.table.csv.gz | Stand-alone Retail | Elkins Elkins Randolph Co Arp WV USA TMY3 WMO#=724170 | Natural Gas | 122325.2775 | 0 | 0 | 0 | 0 | 0 | 0 | 0 | 0 | 0 | 0 | 91085.2252 | 0 | 0 | 213410.5027 | 0 | 213410.5027 | 0 | 0 | 1027.5323 | 0 | 0 | 0 | 0 | 0 | 0 | 0 | 0 | 0 | 0 | 765.1159 | 0 | 0 | 1792.6482 | 0 | 1792.6482 | 0 | 0 | 122.3253 | 0 | 0 | 0 | 0 | 0 | 0 | 0 | 0 | 0 | 0 | 91.0852 | 0 | 0 | 213.4105 | 0 | 213.4105 | 0 | 0 | 0 | 0 | 0 | 0 | 0 | 0 | 0 | 4.954 | 3.6889 | 0 | 0 | 8.6429 | 8.6429 | 8.6429 | 2
NE_5A_RS_2010_EL | 5A | RS | EL | 12673 | ASHRAE30pct-state-5A | RetailStandalone | STD2010 | NE-Omaha-NE | Zone5A | Zone5A(NE-Omaha-NE) | ASHRAE30pct-state-STD2010 | state | NE | 0.084 | 0.6 | ASHRAE30pct-state-5A_RetailStandalone_STD2010_NE-Omaha-NE.table.csv.gz | Stand-alone Retail | Omaha Eppley Airfield NE USA TMY3 WMO#=725500 | Electricity | 0 | 43052.7781 | 123813.8899 | 17011.1112 | 54063.8893 | 0 | 62091.6672 | 0 | 0 | 0 | 5472.2223 | 0 | 0 | 0 | 305505.558 | 0 | 305505.558 | 0 | 0 | 0 | 3616.4334 | 10400.3667 | 1428.9333 | 4541.3667 | 0 | 5215.7 | 0 | 0 | 0 | 459.6667 | 0 | 0 | 0 | 25662.4669 | 0 | 25662.4669 | 0 | 0 | 0 | 146.9378 | 422.573 | 58.0584 | 184.5184 | 0 | 211.9169 | 0 | 0 | 0 | 18.6765 | 0 | 0 | 0 | 1042.681 | 0 | 1042.681 | 0 | 0 | 17.1138 | 2.3513 | 7.4728 | 8.5824 | 0 | 0.75638 | 5.9508 | 0 | 0 | 0 | 0 | 42.2275 | 42.2275 | 42.2275 | 1
NE_5A_RS_2013_EL | 5A | RS | EL | 13813 | ASHRAE30pct-state-5A | RetailStandalone | STD2013 | NE-Omaha-NE | Zone5A | Zone5A(NE-Omaha-NE) | ASHRAE30pct-state-STD2013 | state | NE | 0.084 | 0.6 | ASHRAE30pct-state-5A_RetailStandalone_STD2013_NE-Omaha-NE.table.csv.gz | Stand-alone Retail | Omaha Eppley Airfield NE USA TMY3 WMO#=725500 | Electricity | 0 | 38627.7781 | 103658.3342 | 17011.1112 | 53972.2227 | 0 | 48577.7782 | 0 | 0 | 0 | 5538.8889 | 0 | 0 | 0 | 267386.1133 | 0 | 267386.1133 | 0 | 0 | 0 | 3244.7334 | 8707.3001 | 1428.9333 | 4533.6667 | 0 | 4080.5334 | 0 | 0 | 0 | 465.2667 | 0 | 0 | 0 | 22460.4335 | 0 | 22460.4335 | 0 | 0 | 0 | 131.8354 | 353.7827 | 58.0584 | 184.2055 | 0 | 165.7945 | 0 | 0 | 0 | 18.9041 | 0 | 0 | 0 | 912.5805 | 0 | 912.5805 | 0 | 0 | 14.3278 | 2.3513 | 7.4601 | 6.7145 | 0 | 0.76559 | 5.3392 | 0 | 0 | 0 | 0 | 36.9585 | 36.9585 | 36.9585 | 2
NE_5A_RS_2010_NG | 5A | RS | NG | 12682 | ASHRAE30pct-state-5A | RetailStandalone | STD2010 | NE-Omaha-NE | Zone5A | Zone5A(NE-Omaha-NE) | ASHRAE30pct-state-STD2010 | state | NE | 0.084 | 0.6 | ASHRAE30pct-state-5A_RetailStandalone_STD2010_NE-Omaha-NE.table.csv.gz | Stand-alone Retail | Omaha Eppley Airfield NE USA TMY3 WMO#=725500 | Natural Gas | 260270.5812 | 0 | 0 | 0 | 0 | 0 | 0 | 0 | 0 | 0 | 0 | 91113.6597 | 0 | 0 | 351374.7627 | 0 | 351384.2409 | 0 | 0 | 1561.6235 | 0 | 0 | 0 | 0 | 0 | 0 | 0 | 0 | 0 | 0 | 546.682 | 0 | 0 | 2108.2486 | 0 | 2108.3054 | 0 | 0 | 260.2706 | 0 | 0 | 0 | 0 | 0 | 0 | 0 | 0 | 0 | 0 | 91.1137 | 0 | 0 | 351.3748 | 0 | 351.3842 | 0 | 0 | 0 | 0 | 0 | 0 | 0 | 0 | 0 | 10.5407 | 3.69 | 0 | 0 | 14.2307 | 14.2303 | 14.2307 | 1
NE_5A_RS_2013_NG | 5A | RS | NG | 13822 | ASHRAE30pct-state-5A | RetailStandalone | STD2013 | NE-Omaha-NE | Zone5A | Zone5A(NE-Omaha-NE) | ASHRAE30pct-state-STD2013 | state | NE | 0.084 | 0.6 | ASHRAE30pct-state-5A_RetailStandalone_STD2013_NE-Omaha-NE.table.csv.gz | Stand-alone Retail | Omaha Eppley Airfield NE USA TMY3 WMO#=725500 | Natural Gas | 171886.6347 | 0 | 0 | 0 | 0 | 0 | 0 | 0 | 0 | 0 | 0 | 91094.7034 | 0 | 0 | 262981.3381 | 0 | 262981.3381 | 0 | 0 | 1031.3198 | 0 | 0 | 0 | 0 | 0 | 0 | 0 | 0 | 0 | 0 | 546.5682 | 0 | 0 | 1577.888 | 0 | 1577.888 | 0 | 0 | 171.8866 | 0 | 0 | 0 | 0 | 0 | 0 | 0 | 0 | 0 | 0 | 91.0947 | 0 | 0 | 262.9813 | 0 | 262.9813 | 0 | 0 | 0 | 0 | 0 | 0 | 0 | 0 | 0 | 6.9612 | 3.6892 | 0 | 0 | 10.6505 | 10.6505 | 10.6505 | 2
NH_5A_RS_2010_EL | 5A | RS | EL | 12733 | ASHRAE30pct-state-5A | RetailStandalone | STD2010 | NH-Manchester-NH | Zone5A | Zone5A(NH-Manchester-NH) | ASHRAE30pct-state-STD2010 | state | NH | 0.134 | 1.17 | ASHRAE30pct-state-5A_RetailStandalone_STD2010_NH-Manchester-NH.table.csv.gz | Stand-alone Retail | Manchester Airport NH USA TMY3 WMO#=743945 | Electricity | 0 | 25738.8891 | 125172.2232 | 17122.2224 | 54063.8893 | 0 | 61902.7783 | 0 | 0 | 0 | 4797.2223 | 0 | 0 | 0 | 288800.0023 | 0 | 288797.2245 | 2.7778 | 2.7778 | 0 | 3449.0111 | 16773.0779 | 2294.3778 | 7244.5612 | 0 | 8294.9723 | 0 | 0 | 0 | 642.8278 | 0 | 0 | 0 | 38699.2003 | 0 | 38698.8281 | 0.37222 | 0.37222 | 0 | 87.846 | 427.2089 | 58.4376 | 184.5184 | 0 | 211.2723 | 0 | 0 | 0 | 16.3728 | 0 | 0 | 0 | 985.6655 | 0 | 985.656 | 0.0094805 | 0.0094805 | 17.3015 | 2.3667 | 7.4732 | 8.5563 | 0 | 0.66308 | 3.5577 | 0 | 0 | 0 | 0 | 39.918 | 39.9184 | 39.9184 | 1
NH_5A_RS_2013_EL | 5A | RS | EL | 13873 | ASHRAE30pct-state-5A | RetailStandalone | STD2013 | NH-Manchester-NH | Zone5A | Zone5A(NH-Manchester-NH) | ASHRAE30pct-state-STD2013 | state | NH | 0.134 | 1.17 | ASHRAE30pct-state-5A_RetailStandalone_STD2013_NH-Manchester-NH.table.csv.gz | Stand-alone Retail | Manchester Airport NH USA TMY3 WMO#=743945 | Electricity | 0 | 23800.0002 | 104969.4453 | 17122.2224 | 53972.2227 | 0 | 45919.4448 | 0 | 0 | 0 | 5408.3334 | 0 | 0 | 0 | 251191.6687 | 0 | 251191.6687 | 0 | 0 | 0 | 3189.2 | 14065.9057 | 2294.3778 | 7232.2778 | 0 | 6153.2056 | 0 | 0 | 0 | 724.7167 | 0 | 0 | 0 | 33659.6836 | 0 | 33659.6836 | 0 | 0 | 0 | 81.2287 | 358.2575 | 58.4376 | 184.2055 | 0 | 156.7216 | 0 | 0 | 0 | 18.4585 | 0 | 0 | 0 | 857.3094 | 0 | 857.3094 | 0 | 0 | 14.5091 | 2.3667 | 7.4601 | 6.3471 | 0 | 0.74755 | 3.2897 | 0 | 0 | 0 | 0 | 34.7201 | 34.7201 | 34.7201 | 2
NH_5A_RS_2010_NG | 5A | RS | NG | 12742 | ASHRAE30pct-state-5A | RetailStandalone | STD2010 | NH-Manchester-NH | Zone5A | Zone5A(NH-Manchester-NH) | ASHRAE30pct-state-STD2010 | state | NH | 0.134 | 1.17 | ASHRAE30pct-state-5A_RetailStandalone_STD2010_NH-Manchester-NH.table.csv.gz | Stand-alone Retail | Manchester Airport NH USA TMY3 WMO#=743945 | Natural Gas | 240385.378 | 0 | 0 | 0 | 0 | 0 | 0 | 0 | 0 | 0 | 0 | 91113.6597 | 0 | 0 | 331508.5159 | 0 | 331499.0377 | 0 | 0 | 2812.5089 | 0 | 0 | 0 | 0 | 0 | 0 | 0 | 0 | 0 | 0 | 1066.0298 | 0 | 0 | 3878.6496 | 0 | 3878.5387 | 0 | 0 | 240.3854 | 0 | 0 | 0 | 0 | 0 | 0 | 0 | 0 | 0 | 0 | 91.1137 | 0 | 0 | 331.5085 | 0 | 331.499 | 0 | 0 | 0 | 0 | 0 | 0 | 0 | 0 | 0 | 9.7354 | 3.69 | 0 | 0 | 13.4254 | 13.4257 | 13.4254 | 1
NH_5A_RS_2013_NG | 5A | RS | NG | 13882 | ASHRAE30pct-state-5A | RetailStandalone | STD2013 | NH-Manchester-NH | Zone5A | Zone5A(NH-Manchester-NH) | ASHRAE30pct-state-STD2013 | state | NH | 0.134 | 1.17 | ASHRAE30pct-state-5A_RetailStandalone_STD2013_NH-Manchester-NH.table.csv.gz | Stand-alone Retail | Manchester Airport NH USA TMY3 WMO#=743945 | Natural Gas | 139831.4597 | 0 | 0 | 0 | 0 | 0 | 0 | 0 | 0 | 0 | 0 | 91104.1816 | 0 | 0 | 230935.6413 | 0 | 230935.6413 | 0 | 0 | 1636.0281 | 0 | 0 | 0 | 0 | 0 | 0 | 0 | 0 | 0 | 0 | 1065.9189 | 0 | 0 | 2701.947 | 0 | 2701.947 | 0 | 0 | 139.8315 | 0 | 0 | 0 | 0 | 0 | 0 | 0 | 0 | 0 | 0 | 91.1042 | 0 | 0 | 230.9356 | 0 | 230.9356 | 0 | 0 | 0 | 0 | 0 | 0 | 0 | 0 | 0 | 5.663 | 3.6896 | 0 | 0 | 9.3527 | 9.3527 | 9.3527 | 2
NJ_5A_RS_2010_EL | 5A | RS | EL | 12793 | ASHRAE30pct-state-5A | RetailStandalone | STD2010 | NJ-Allentown-PA | Zone5A | Zone5A(NJ-Allentown-PA) | ASHRAE30pct-state-STD2010 | state | NJ | 0.1283 | 0.84 | ASHRAE30pct-state-5A_RetailStandalone_STD2010_NJ-Allentown-PA.table.csv.gz | Stand-alone Retail | Allentown Lehigh Valley Intl PA USA TMY3 WMO#=725170 | Electricity | 0 | 30427.778 | 122522.2232 | 17044.4446 | 54063.8893 | 0 | 60275.0005 | 0 | 0 | 0 | 4708.3334 | 0 | 0 | 0 | 289038.8912 | 0 | 289041.669 | -2.7778 | -2.7778 | 0 | 3903.8839 | 15719.6012 | 2186.8022 | 6936.397 | 0 | 7733.2826 | 0 | 0 | 0 | 604.0792 | 0 | 0 | 0 | 37083.6897 | 0 | 37084.0461 | -0.35639 | -0.35639 | 0 | 103.8491 | 418.1645 | 58.1722 | 184.5184 | 0 | 205.7167 | 0 | 0 | 0 | 16.0694 | 0 | 0 | 0 | 986.4808 | 0 | 986.4903 | -0.0094805 | -0.0094805 | 16.9352 | 2.3559 | 7.4724 | 8.3313 | 0 | 0.65079 | 4.2058 | 0 | 0 | 0 | 0 | 39.9518 | 39.9514 | 39.9514 | 1
NJ_5A_RS_2013_EL | 5A | RS | EL | 13933 | ASHRAE30pct-state-5A | RetailStandalone | STD2013 | NJ-Allentown-PA | Zone5A | Zone5A(NJ-Allentown-PA) | ASHRAE30pct-state-STD2013 | state | NJ | 0.1283 | 0.84 | ASHRAE30pct-state-5A_RetailStandalone_STD2013_NJ-Allentown-PA.table.csv.gz | Stand-alone Retail | Allentown Lehigh Valley Intl PA USA TMY3 WMO#=725170 | Electricity | 0 | 27552.778 | 102261.1119 | 17044.4446 | 53972.2227 | 0 | 46975.0004 | 0 | 0 | 0 | 5222.2223 | 0 | 0 | 0 | 253025.002 | 0 | 253027.7798 | -2.7778 | -2.7778 | 0 | 3535.0214 | 13120.1007 | 2186.8022 | 6924.6362 | 0 | 6026.8925 | 0 | 0 | 0 | 670.0111 | 0 | 0 | 0 | 32463.1078 | 0 | 32463.4641 | -0.35639 | -0.35639 | 0 | 94.0368 | 349.014 | 58.1722 | 184.2055 | 0 | 160.3242 | 0 | 0 | 0 | 17.8233 | 0 | 0 | 0 | 863.5665 | 0 | 863.576 | -0.0094805 | -0.0094805 | 14.1347 | 2.3559 | 7.4597 | 6.493 | 0 | 0.72182 | 3.8084 | 0 | 0 | 0 | 0 | 34.9739 | 34.9735 | 34.9735 | 2
NJ_5A_RS_2010_NG | 5A | RS | NG | 12802 | ASHRAE30pct-state-5A | RetailStandalone | STD2010 | NJ-Allentown-PA | Zone5A | Zone5A(NJ-Allentown-PA) | ASHRAE30pct-state-STD2010 | state | NJ | 0.1283 | 0.84 | ASHRAE30pct-state-5A_RetailStandalone_STD2010_NJ-Allentown-PA.table.csv.gz | Stand-alone Retail | Allentown Lehigh Valley Intl PA USA TMY3 WMO#=725170 | Natural Gas | 221514.3391 | 0 | 0 | 0 | 0 | 0 | 0 | 0 | 0 | 0 | 0 | 91094.7034 | 0 | 0 | 312609.0425 | 0 | 312609.0425 | 0 | 0 | 1860.7204 | 0 | 0 | 0 | 0 | 0 | 0 | 0 | 0 | 0 | 0 | 765.1955 | 0 | 0 | 2625.916 | 0 | 2625.916 | 0 | 0 | 221.5143 | 0 | 0 | 0 | 0 | 0 | 0 | 0 | 0 | 0 | 0 | 91.0947 | 0 | 0 | 312.609 | 0 | 312.609 | 0 | 0 | 0 | 0 | 0 | 0 | 0 | 0 | 0 | 8.9711 | 3.6892 | 0 | 0 | 12.6603 | 12.6603 | 12.6603 | 1
NJ_5A_RS_2013_NG | 5A | RS | NG | 13942 | ASHRAE30pct-state-5A | RetailStandalone | STD2013 | NJ-Allentown-PA | Zone5A | Zone5A(NJ-Allentown-PA) | ASHRAE30pct-state-STD2013 | state | NJ | 0.1283 | 0.84 | ASHRAE30pct-state-5A_RetailStandalone_STD2013_NJ-Allentown-PA.table.csv.gz | Stand-alone Retail | Allentown Lehigh Valley Intl PA USA TMY3 WMO#=725170 | Natural Gas | 137101.7464 | 0 | 0 | 0 | 0 | 0 | 0 | 0 | 0 | 0 | 0 | 91094.7034 | 0 | 0 | 228186.9716 | 0 | 228196.4498 | 0 | 0 | 1151.6547 | 0 | 0 | 0 | 0 | 0 | 0 | 0 | 0 | 0 | 0 | 765.1955 | 0 | 0 | 1916.7706 | 0 | 1916.8502 | 0 | 0 | 137.1017 | 0 | 0 | 0 | 0 | 0 | 0 | 0 | 0 | 0 | 0 | 91.0947 | 0 | 0 | 228.187 | 0 | 228.1964 | 0 | 0 | 0 | 0 | 0 | 0 | 0 | 0 | 0 | 5.5525 | 3.6892 | 0 | 0 | 9.2417 | 9.2413 | 9.2417 | 2
NY_5A_RS_2010_EL | 5A | RS | EL | 12853 | ASHRAE30pct-state-5A | RetailStandalone | STD2010 | NY-Albany-NY | Zone5A | Zone5A(NY-Albany-NY) | ASHRAE30pct-state-STD2010 | state | NY | 0.1508 | 0.73 | ASHRAE30pct-state-5A_RetailStandalone_STD2010_NY-Albany-NY.table.csv.gz | Stand-alone Retail | Albany County Ap NY USA TMY3 WMO#=725180 | Electricity | 0 | 25755.5558 | 122805.5565 | 17083.3335 | 54063.8893 | 0 | 60925.0005 | 0 | 0 | 0 | 5130.5556 | 0 | 0 | 0 | 285763.8912 | 0 | 285763.8912 | 0 | 0 | 0 | 3883.9378 | 18519.0779 | 2576.1667 | 8152.8345 | 0 | 9187.4901 | 0 | 0 | 0 | 773.6878 | 0 | 0 | 0 | 43093.1948 | 0 | 43093.1948 | 0 | 0 | 0 | 87.9029 | 419.1316 | 58.3049 | 184.5184 | 0 | 207.9351 | 0 | 0 | 0 | 17.5104 | 0 | 0 | 0 | 975.3033 | 0 | 975.3033 | 0 | 0 | 16.9744 | 2.3613 | 7.4728 | 8.4212 | 0 | 0.70915 | 3.56 | 0 | 0 | 0 | 0 | 39.4988 | 39.4988 | 39.4988 | 1
NY_5A_RS_2013_EL | 5A | RS | EL | 13993 | ASHRAE30pct-state-5A | RetailStandalone | STD2013 | NY-Albany-NY | Zone5A | Zone5A(NY-Albany-NY) | ASHRAE30pct-state-STD2013 | state | NY | 0.1508 | 0.73 | ASHRAE30pct-state-5A_RetailStandalone_STD2013_NY-Albany-NY.table.csv.gz | Stand-alone Retail | Albany County Ap NY USA TMY3 WMO#=725180 | Electricity | 0 | 22927.778 | 102358.3342 | 17083.3335 | 53972.2227 | 0 | 45069.4448 | 0 | 0 | 0 | 5211.1112 | 0 | 0 | 0 | 246619.4464 | 0 | 246622.2242 | -2.7778 | -2.7778 | 0 | 3457.5089 | 15435.6368 | 2576.1667 | 8139.0112 | 0 | 6796.4723 | 0 | 0 | 0 | 785.8356 | 0 | 0 | 0 | 37190.2125 | 0 | 37190.6314 | -0.41889 | -0.41889 | 0 | 78.2518 | 349.3458 | 58.3049 | 184.2055 | 0 | 153.8206 | 0 | 0 | 0 | 17.7854 | 0 | 0 | 0 | 841.7045 | 0 | 841.714 | -0.0094805 | -0.0094805 | 14.1481 | 2.3613 | 7.4597 | 6.2296 | 0 | 0.72029 | 3.1691 | 0 | 0 | 0 | 0 | 34.0885 | 34.0881 | 34.0881 | 2
NY_5A_RS_2010_NG | 5A | RS | NG | 12862 | ASHRAE30pct-state-5A | RetailStandalone | STD2010 | NY-Albany-NY | Zone5A | Zone5A(NY-Albany-NY) | ASHRAE30pct-state-STD2010 | state | NY | 0.1508 | 0.73 | ASHRAE30pct-state-5A_RetailStandalone_STD2010_NY-Albany-NY.table.csv.gz | Stand-alone Retail | Albany County Ap NY USA TMY3 WMO#=725180 | Natural Gas | 282203.0693 | 0 | 0 | 0 | 0 | 0 | 0 | 0 | 0 | 0 | 0 | 91123.1379 | 0 | 0 | 373326.2072 | 0 | 373326.2072 | 0 | 0 | 2060.0824 | 0 | 0 | 0 | 0 | 0 | 0 | 0 | 0 | 0 | 0 | 665.1989 | 0 | 0 | 2725.2813 | 0 | 2725.2813 | 0 | 0 | 282.2031 | 0 | 0 | 0 | 0 | 0 | 0 | 0 | 0 | 0 | 0 | 91.1231 | 0 | 0 | 373.3262 | 0 | 373.3262 | 0 | 0 | 0 | 0 | 0 | 0 | 0 | 0 | 0 | 11.4289 | 3.6904 | 0 | 0 | 15.1193 | 15.1193 | 15.1193 | 1
NY_5A_RS_2013_NG | 5A | RS | NG | 14002 | ASHRAE30pct-state-5A | RetailStandalone | STD2013 | NY-Albany-NY | Zone5A | Zone5A(NY-Albany-NY) | ASHRAE30pct-state-STD2013 | state | NY | 0.1508 | 0.73 | ASHRAE30pct-state-5A_RetailStandalone_STD2013_NY-Albany-NY.table.csv.gz | Stand-alone Retail | Albany County Ap NY USA TMY3 WMO#=725180 | Natural Gas | 173706.4436 | 0 | 0 | 0 | 0 | 0 | 0 | 0 | 0 | 0 | 0 | 91123.1379 | 0 | 0 | 264829.5815 | 0 | 264829.5815 | 0 | 0 | 1268.057 | 0 | 0 | 0 | 0 | 0 | 0 | 0 | 0 | 0 | 0 | 665.1989 | 0 | 0 | 1933.2559 | 0 | 1933.2559 | 0 | 0 | 173.7064 | 0 | 0 | 0 | 0 | 0 | 0 | 0 | 0 | 0 | 0 | 91.1231 | 0 | 0 | 264.8296 | 0 | 264.8296 | 0 | 0 | 0 | 0 | 0 | 0 | 0 | 0 | 0 | 7.0349 | 3.6904 | 0 | 0 | 10.7253 | 10.7253 | 10.7253 | 2
OH_5A_RS_2010_EL | 5A | RS | EL | 12913 | ASHRAE30pct-state-5A | RetailStandalone | STD2010 | OH-Columbus-OH | Zone5A | Zone5A(OH-Columbus-OH) | ASHRAE30pct-state-STD2010 | state | OH | 0.0947 | 0.7 | ASHRAE30pct-state-5A_RetailStandalone_STD2010_OH-Columbus-OH.table.csv.gz | Stand-alone Retail | Columbus Port Columbus Intl A OH USA TMY3 WMO#=724280 | Electricity | 0 | 31986.1114 | 122783.3343 | 16994.4446 | 54063.8893 | 0 | 61647.2227 | 0 | 0 | 0 | 4986.1112 | 0 | 0 | 0 | 292461.1135 | 0 | 292461.1135 | 0 | 0 | 0 | 3029.0847 | 11627.5818 | 1609.3739 | 5119.8503 | 0 | 5837.992 | 0 | 0 | 0 | 472.1847 | 0 | 0 | 0 | 27696.0674 | 0 | 27696.0674 | 0 | 0 | 0 | 109.1676 | 419.0557 | 58.0015 | 184.5184 | 0 | 210.4001 | 0 | 0 | 0 | 17.0174 | 0 | 0 | 0 | 998.1607 | 0 | 998.1607 | 0 | 0 | 16.9713 | 2.349 | 7.4728 | 8.521 | 0 | 0.68919 | 4.4212 | 0 | 0 | 0 | 0 | 40.4245 | 40.4245 | 40.4245 | 1
OH_5A_RS_2013_EL | 5A | RS | EL | 14053 | ASHRAE30pct-state-5A | RetailStandalone | STD2013 | OH-Columbus-OH | Zone5A | Zone5A(OH-Columbus-OH) | ASHRAE30pct-state-STD2013 | state | OH | 0.0947 | 0.7 | ASHRAE30pct-state-5A_RetailStandalone_STD2013_OH-Columbus-OH.table.csv.gz | Stand-alone Retail | Columbus Port Columbus Intl A OH USA TMY3 WMO#=724280 | Electricity | 0 | 28166.6669 | 102291.6675 | 16994.4446 | 53972.2227 | 0 | 45308.3337 | 0 | 0 | 0 | 5094.4445 | 0 | 0 | 0 | 251827.7798 | 0 | 251827.7798 | 0 | 0 | 0 | 2667.3834 | 9687.0209 | 1609.3739 | 5111.1695 | 0 | 4290.6992 | 0 | 0 | 0 | 482.4439 | 0 | 0 | 0 | 23848.0907 | 0 | 23848.0907 | 0 | 0 | 0 | 96.132 | 349.1183 | 58.0015 | 184.2055 | 0 | 154.6359 | 0 | 0 | 0 | 17.3872 | 0 | 0 | 0 | 859.4804 | 0 | 859.4804 | 0 | 0 | 14.1389 | 2.349 | 7.4601 | 6.2626 | 0 | 0.70416 | 3.8932 | 0 | 0 | 0 | 0 | 34.8081 | 34.8081 | 34.8081 | 2
OH_5A_RS_2010_NG | 5A | RS | NG | 12922 | ASHRAE30pct-state-5A | RetailStandalone | STD2010 | OH-Columbus-OH | Zone5A | Zone5A(OH-Columbus-OH) | ASHRAE30pct-state-STD2010 | state | OH | 0.0947 | 0.7 | ASHRAE30pct-state-5A_RetailStandalone_STD2010_OH-Columbus-OH.table.csv.gz | Stand-alone Retail | Columbus Port Columbus Intl A OH USA TMY3 WMO#=724280 | Natural Gas | 215381.9623 | 0 | 0 | 0 | 0 | 0 | 0 | 0 | 0 | 0 | 0 | 91085.2252 | 0 | 0 | 306467.1876 | 0 | 306467.1876 | 0 | 0 | 1507.6737 | 0 | 0 | 0 | 0 | 0 | 0 | 0 | 0 | 0 | 0 | 637.5966 | 0 | 0 | 2145.2703 | 0 | 2145.2703 | 0 | 0 | 215.382 | 0 | 0 | 0 | 0 | 0 | 0 | 0 | 0 | 0 | 0 | 91.0852 | 0 | 0 | 306.4672 | 0 | 306.4672 | 0 | 0 | 0 | 0 | 0 | 0 | 0 | 0 | 0 | 8.7227 | 3.6889 | 0 | 0 | 12.4116 | 12.4116 | 12.4116 | 1
OH_5A_RS_2013_NG | 5A | RS | NG | 14062 | ASHRAE30pct-state-5A | RetailStandalone | STD2013 | OH-Columbus-OH | Zone5A | Zone5A(OH-Columbus-OH) | ASHRAE30pct-state-STD2013 | state | OH | 0.0947 | 0.7 | ASHRAE30pct-state-5A_RetailStandalone_STD2013_OH-Columbus-OH.table.csv.gz | Stand-alone Retail | Columbus Port Columbus Intl A OH USA TMY3 WMO#=724280 | Natural Gas | 129320.1679 | 0 | 0 | 0 | 0 | 0 | 0 | 0 | 0 | 0 | 0 | 91075.7471 | 0 | 0 | 220395.9149 | 0 | 220395.9149 | 0 | 0 | 905.2412 | 0 | 0 | 0 | 0 | 0 | 0 | 0 | 0 | 0 | 0 | 637.5302 | 0 | 0 | 1542.7714 | 0 | 1542.7714 | 0 | 0 | 129.3202 | 0 | 0 | 0 | 0 | 0 | 0 | 0 | 0 | 0 | 0 | 91.0757 | 0 | 0 | 220.3959 | 0 | 220.3959 | 0 | 0 | 0 | 0 | 0 | 0 | 0 | 0 | 0 | 5.2373 | 3.6885 | 0 | 0 | 8.9258 | 8.9258 | 8.9258 | 2
PA_5A_RS_2010_EL | 5A | RS | EL | 12973 | ASHRAE30pct-state-5A | RetailStandalone | STD2010 | PA-Harrisburg-PA | Zone5A | Zone5A(PA-Harrisburg-PA) | ASHRAE30pct-state-STD2010 | state | PA | 0.0937 | 1 | ASHRAE30pct-state-5A_RetailStandalone_STD2010_PA-Harrisburg-PA.table.csv.gz | Stand-alone Retail | Middletown Harrisburg Intl Ap PA USA TMY3 WMO#=725115 | Electricity | 0 | 36183.3336 | 122411.1121 | 17038.889 | 54063.8893 | 0 | 62080.5561 | 0 | 0 | 0 | 5361.1112 | 0 | 0 | 0 | 297138.8913 | 0 | 297138.8913 | 0 | 0 | 0 | 3390.3784 | 11469.9212 | 1596.5439 | 5065.7864 | 0 | 5816.9481 | 0 | 0 | 0 | 502.3361 | 0 | 0 | 0 | 27841.9141 | 0 | 27841.9141 | 0 | 0 | 0 | 123.4926 | 417.7853 | 58.1532 | 184.5184 | 0 | 211.879 | 0 | 0 | 0 | 18.2973 | 0 | 0 | 0 | 1014.1258 | 0 | 1014.1258 | 0 | 0 | 16.9199 | 2.3551 | 7.4728 | 8.5809 | 0 | 0.74102 | 5.0013 | 0 | 0 | 0 | 0 | 41.071 | 41.071 | 41.071 | 1
PA_5A_RS_2013_EL | 5A | RS | EL | 14113 | ASHRAE30pct-state-5A | RetailStandalone | STD2013 | PA-Harrisburg-PA | Zone5A | Zone5A(PA-Harrisburg-PA) | ASHRAE30pct-state-STD2013 | state | PA | 0.0937 | 1 | ASHRAE30pct-state-5A_RetailStandalone_STD2013_PA-Harrisburg-PA.table.csv.gz | Stand-alone Retail | Middletown Harrisburg Intl Ap PA USA TMY3 WMO#=725115 | Electricity | 0 | 32019.4447 | 102486.1119 | 17038.889 | 53972.2227 | 0 | 47386.1115 | 0 | 0 | 0 | 5436.1112 | 0 | 0 | 0 | 258338.891 | 0 | 258338.891 | 0 | 0 | 0 | 3000.222 | 9602.9487 | 1596.5439 | 5057.1973 | 0 | 4440.0786 | 0 | 0 | 0 | 509.3636 | 0 | 0 | 0 | 24206.3541 | 0 | 24206.3541 | 0 | 0 | 0 | 109.2814 | 349.7819 | 58.1532 | 184.2055 | 0 | 161.7273 | 0 | 0 | 0 | 18.5533 | 0 | 0 | 0 | 881.7026 | 0 | 881.7026 | 0 | 0 | 14.1658 | 2.3551 | 7.4601 | 6.5498 | 0 | 0.75139 | 4.4258 | 0 | 0 | 0 | 0 | 35.708 | 35.708 | 35.708 | 2
PA_5A_RS_2010_NG | 5A | RS | NG | 12982 | ASHRAE30pct-state-5A | RetailStandalone | STD2010 | PA-Harrisburg-PA | Zone5A | Zone5A(PA-Harrisburg-PA) | ASHRAE30pct-state-STD2010 | state | PA | 0.0937 | 1 | ASHRAE30pct-state-5A_RetailStandalone_STD2010_PA-Harrisburg-PA.table.csv.gz | Stand-alone Retail | Middletown Harrisburg Intl Ap PA USA TMY3 WMO#=725115 | Natural Gas | 260118.9304 | 0 | 0 | 0 | 0 | 0 | 0 | 0 | 0 | 0 | 0 | 91104.1816 | 0 | 0 | 351232.5902 | 0 | 351223.112 | 0 | 0 | 2601.1893 | 0 | 0 | 0 | 0 | 0 | 0 | 0 | 0 | 0 | 0 | 911.0418 | 0 | 0 | 3512.3259 | 0 | 3512.2311 | 0 | 0 | 260.1189 | 0 | 0 | 0 | 0 | 0 | 0 | 0 | 0 | 0 | 0 | 91.1042 | 0 | 0 | 351.2326 | 0 | 351.2231 | 0 | 0 | 0 | 0 | 0 | 0 | 0 | 0 | 0 | 10.5345 | 3.6896 | 0 | 0 | 14.2242 | 14.2246 | 14.2242 | 1
PA_5A_RS_2013_NG | 5A | RS | NG | 14122 | ASHRAE30pct-state-5A | RetailStandalone | STD2013 | PA-Harrisburg-PA | Zone5A | Zone5A(PA-Harrisburg-PA) | ASHRAE30pct-state-STD2013 | state | PA | 0.0937 | 1 | ASHRAE30pct-state-5A_RetailStandalone_STD2013_PA-Harrisburg-PA.table.csv.gz | Stand-alone Retail | Middletown Harrisburg Intl Ap PA USA TMY3 WMO#=725115 | Natural Gas | 156342.4339 | 0 | 0 | 0 | 0 | 0 | 0 | 0 | 0 | 0 | 0 | 91104.1816 | 0 | 0 | 247446.6155 | 0 | 247446.6155 | 0 | 0 | 1563.4243 | 0 | 0 | 0 | 0 | 0 | 0 | 0 | 0 | 0 | 0 | 911.0418 | 0 | 0 | 2474.4662 | 0 | 2474.4662 | 0 | 0 | 156.3424 | 0 | 0 | 0 | 0 | 0 | 0 | 0 | 0 | 0 | 0 | 91.1042 | 0 | 0 | 247.4466 | 0 | 247.4466 | 0 | 0 | 0 | 0 | 0 | 0 | 0 | 0 | 0 | 6.3317 | 3.6896 | 0 | 0 | 10.0213 | 10.0213 | 10.0213 | 2
RI_5A_RS_2010_EL | 5A | RS | EL | 13033 | ASHRAE30pct-state-5A | RetailStandalone | STD2010 | RI-Providence-RI | Zone5A | Zone5A(RI-Providence-RI) | ASHRAE30pct-state-STD2010 | state | RI | 0.1204 | 1.33 | ASHRAE30pct-state-5A_RetailStandalone_STD2010_RI-Providence-RI.table.csv.gz | Stand-alone Retail | Providence T F Green State Ar RI USA TMY3 WMO#=725070 | Electricity | 0 | 28319.4447 | 124091.6677 | 17102.7779 | 54063.8893 | 0 | 60052.7783 | 0 | 0 | 0 | 5088.8889 | 0 | 0 | 0 | 288719.4468 | 0 | 288719.4468 | 0 | 0 | 0 | 3409.6611 | 14940.6368 | 2059.1745 | 6509.2923 | 0 | 7230.3545 | 0 | 0 | 0 | 612.7022 | 0 | 0 | 0 | 34761.8214 | 0 | 34761.8214 | 0 | 0 | 0 | 96.6534 | 423.521 | 58.3713 | 184.5184 | 0 | 204.9583 | 0 | 0 | 0 | 17.3682 | 0 | 0 | 0 | 985.3905 | 0 | 985.3905 | 0 | 0 | 17.1522 | 2.364 | 7.4728 | 8.3006 | 0 | 0.70339 | 3.9144 | 0 | 0 | 0 | 0 | 39.9073 | 39.9073 | 39.9073 | 1
RI_5A_RS_2013_EL | 5A | RS | EL | 14173 | ASHRAE30pct-state-5A | RetailStandalone | STD2013 | RI-Providence-RI | Zone5A | Zone5A(RI-Providence-RI) | ASHRAE30pct-state-STD2013 | state | RI | 0.1204 | 1.33 | ASHRAE30pct-state-5A_RetailStandalone_STD2013_RI-Providence-RI.table.csv.gz | Stand-alone Retail | Providence T F Green State Ar RI USA TMY3 WMO#=725070 | Electricity | 0 | 25250.0002 | 103563.8897 | 17102.7779 | 53972.2227 | 0 | 46377.7781 | 0 | 0 | 0 | 5186.1112 | 0 | 0 | 0 | 251452.7798 | 0 | 251452.7798 | 0 | 0 | 0 | 3040.1 | 12469.0923 | 2059.1745 | 6498.2556 | 0 | 5583.8845 | 0 | 0 | 0 | 624.4078 | 0 | 0 | 0 | 30274.9147 | 0 | 30274.9147 | 0 | 0 | 0 | 86.1775 | 353.4603 | 58.3713 | 184.2055 | 0 | 158.2859 | 0 | 0 | 0 | 17.7 | 0 | 0 | 0 | 858.2005 | 0 | 858.2005 | 0 | 0 | 14.3148 | 2.364 | 7.4601 | 6.4104 | 0 | 0.71683 | 3.4901 | 0 | 0 | 0 | 0 | 34.7562 | 34.7562 | 34.7562 | 2
RI_5A_RS_2010_NG | 5A | RS | NG | 13042 | ASHRAE30pct-state-5A | RetailStandalone | STD2010 | RI-Providence-RI | Zone5A | Zone5A(RI-Providence-RI) | ASHRAE30pct-state-STD2010 | state | RI | 0.1204 | 1.33 | ASHRAE30pct-state-5A_RetailStandalone_STD2010_RI-Providence-RI.table.csv.gz | Stand-alone Retail | Providence T F Green State Ar RI USA TMY3 WMO#=725070 | Natural Gas | 217343.9438 | 0 | 0 | 0 | 0 | 0 | 0 | 0 | 0 | 0 | 0 | 91113.6597 | 0 | 0 | 308457.6035 | 0 | 308457.6035 | 0 | 0 | 2890.6745 | 0 | 0 | 0 | 0 | 0 | 0 | 0 | 0 | 0 | 0 | 1211.8117 | 0 | 0 | 4102.4861 | 0 | 4102.4861 | 0 | 0 | 217.3439 | 0 | 0 | 0 | 0 | 0 | 0 | 0 | 0 | 0 | 0 | 91.1137 | 0 | 0 | 308.4576 | 0 | 308.4576 | 0 | 0 | 0 | 0 | 0 | 0 | 0 | 0 | 0 | 8.8022 | 3.69 | 0 | 0 | 12.4922 | 12.4922 | 12.4922 | 1
RI_5A_RS_2013_NG | 5A | RS | NG | 14182 | ASHRAE30pct-state-5A | RetailStandalone | STD2013 | RI-Providence-RI | Zone5A | Zone5A(RI-Providence-RI) | ASHRAE30pct-state-STD2013 | state | RI | 0.1204 | 1.33 | ASHRAE30pct-state-5A_RetailStandalone_STD2013_RI-Providence-RI.table.csv.gz | Stand-alone Retail | Providence T F Green State Ar RI USA TMY3 WMO#=725070 | Natural Gas | 128315.4817 | 0 | 0 | 0 | 0 | 0 | 0 | 0 | 0 | 0 | 0 | 91104.1816 | 0 | 0 | 219419.6633 | 0 | 219419.6633 | 0 | 0 | 1706.5959 | 0 | 0 | 0 | 0 | 0 | 0 | 0 | 0 | 0 | 0 | 1211.6856 | 0 | 0 | 2918.2815 | 0 | 2918.2815 | 0 | 0 | 128.3155 | 0 | 0 | 0 | 0 | 0 | 0 | 0 | 0 | 0 | 0 | 91.1042 | 0 | 0 | 219.4197 | 0 | 219.4197 | 0 | 0 | 0 | 0 | 0 | 0 | 0 | 0 | 0 | 5.1966 | 3.6896 | 0 | 0 | 8.8863 | 8.8863 | 8.8863 | 2
SD_5A_RS_2010_EL | 5A | RS | EL | 13093 | ASHRAE30pct-state-5A | RetailStandalone | STD2010 | SD-SiouxCity-IA | Zone5A | Zone5A(SD-SiouxCity-IA) | ASHRAE30pct-state-STD2010 | state | SD | 0.0801 | 0.63 | ASHRAE30pct-state-5A_RetailStandalone_STD2010_SD-SiouxCity-IA.table.csv.gz | Stand-alone Retail | Sioux City Sioux Gateway Ap IA USA TMY3 WMO#=725570 | Electricity | 0 | 36188.8892 | 124255.5565 | 17008.3335 | 54063.8893 | 0 | 66316.6672 | 0 | 0 | 0 | 5272.2223 | 0 | 0 | 0 | 303108.3358 | 0 | 303105.558 | 2.7778 | 2.7778 | 0 | 2898.73 | 9952.8701 | 1362.3675 | 4330.5175 | 0 | 5311.965 | 0 | 0 | 0 | 422.305 | 0 | 0 | 0 | 24278.9777 | 0 | 24278.7552 | 0.2225 | 0.2225 | 0 | 123.5116 | 424.0804 | 58.0489 | 184.5184 | 0 | 226.3367 | 0 | 0 | 0 | 17.9939 | 0 | 0 | 0 | 1034.4994 | 0 | 1034.4899 | 0.0094805 | 0.0094805 | 17.1748 | 2.3509 | 7.4732 | 9.1664 | 0 | 0.72874 | 5.0021 | 0 | 0 | 0 | 0 | 41.8958 | 41.8961 | 41.8961 | 1
SD_5A_RS_2013_EL | 5A | RS | EL | 14233 | ASHRAE30pct-state-5A | RetailStandalone | STD2013 | SD-SiouxCity-IA | Zone5A | Zone5A(SD-SiouxCity-IA) | ASHRAE30pct-state-STD2013 | state | SD | 0.0801 | 0.63 | ASHRAE30pct-state-5A_RetailStandalone_STD2013_SD-SiouxCity-IA.table.csv.gz | Stand-alone Retail | Sioux City Sioux Gateway Ap IA USA TMY3 WMO#=725570 | Electricity | 0 | 31608.3336 | 104063.8897 | 17008.3335 | 53972.2227 | 0 | 47127.7782 | 0 | 0 | 0 | 4913.8889 | 0 | 0 | 0 | 258694.4465 | 0 | 258694.4465 | 0 | 0 | 0 | 2531.8275 | 8335.5176 | 1362.3675 | 4323.175 | 0 | 3774.935 | 0 | 0 | 0 | 393.6025 | 0 | 0 | 0 | 20721.4252 | 0 | 20721.4252 | 0 | 0 | 0 | 107.8783 | 355.1668 | 58.0489 | 184.2055 | 0 | 160.8456 | 0 | 0 | 0 | 16.771 | 0 | 0 | 0 | 882.9161 | 0 | 882.9161 | 0 | 0 | 14.3839 | 2.3509 | 7.4601 | 6.5141 | 0 | 0.67921 | 4.369 | 0 | 0 | 0 | 0 | 35.7572 | 35.7572 | 35.7572 | 2
SD_5A_RS_2010_NG | 5A | RS | NG | 13102 | ASHRAE30pct-state-5A | RetailStandalone | STD2010 | SD-SiouxCity-IA | Zone5A | Zone5A(SD-SiouxCity-IA) | ASHRAE30pct-state-STD2010 | state | SD | 0.0801 | 0.63 | ASHRAE30pct-state-5A_RetailStandalone_STD2010_SD-SiouxCity-IA.table.csv.gz | Stand-alone Retail | Sioux City Sioux Gateway Ap IA USA TMY3 WMO#=725570 | Natural Gas | 317888.3839 | 0 | 0 | 0 | 0 | 0 | 0 | 0 | 0 | 0 | 0 | 91123.1379 | 0 | 0 | 409011.5218 | 0 | 409011.5218 | 0 | 0 | 2002.6968 | 0 | 0 | 0 | 0 | 0 | 0 | 0 | 0 | 0 | 0 | 574.0758 | 0 | 0 | 2576.7726 | 0 | 2576.7726 | 0 | 0 | 317.8884 | 0 | 0 | 0 | 0 | 0 | 0 | 0 | 0 | 0 | 0 | 91.1231 | 0 | 0 | 409.0115 | 0 | 409.0115 | 0 | 0 | 0 | 0 | 0 | 0 | 0 | 0 | 0 | 12.8741 | 3.6904 | 0 | 0 | 16.5645 | 16.5645 | 16.5645 | 1
SD_5A_RS_2013_NG | 5A | RS | NG | 14242 | ASHRAE30pct-state-5A | RetailStandalone | STD2013 | SD-SiouxCity-IA | Zone5A | Zone5A(SD-SiouxCity-IA) | ASHRAE30pct-state-STD2013 | state | SD | 0.0801 | 0.63 | ASHRAE30pct-state-5A_RetailStandalone_STD2013_SD-SiouxCity-IA.table.csv.gz | Stand-alone Retail | Sioux City Sioux Gateway Ap IA USA TMY3 WMO#=725570 | Natural Gas | 218509.7588 | 0 | 0 | 0 | 0 | 0 | 0 | 0 | 0 | 0 | 0 | 91123.1379 | 0 | 0 | 309623.4186 | 0 | 309632.8968 | 0 | 0 | 1376.6115 | 0 | 0 | 0 | 0 | 0 | 0 | 0 | 0 | 0 | 0 | 574.0758 | 0 | 0 | 1950.6275 | 0 | 1950.6872 | 0 | 0 | 218.5098 | 0 | 0 | 0 | 0 | 0 | 0 | 0 | 0 | 0 | 0 | 91.1231 | 0 | 0 | 309.6234 | 0 | 309.6329 | 0 | 0 | 0 | 0 | 0 | 0 | 0 | 0 | 0 | 8.8494 | 3.6904 | 0 | 0 | 12.5398 | 12.5394 | 12.5398 | 2
WV_5A_RS_2010_EL | 5A | RS | EL | 13153 | ASHRAE30pct-state-5A | RetailStandalone | STD2010 | WV-Elkins-WV | Zone5A | Zone5A(WV-Elkins-WV) | ASHRAE30pct-state-STD2010 | state | WV | 0.0842 | 0.92 | ASHRAE30pct-state-5A_RetailStandalone_STD2010_WV-Elkins-WV.table.csv.gz | Stand-alone Retail | Elkins Elkins Randolph Co Arp WV USA TMY3 WMO#=724170 | Electricity | 0 | 26619.4447 | 122441.6676 | 17008.3335 | 54063.8893 | 0 | 60236.1116 | 0 | 0 | 0 | 4866.6667 | 0 | 0 | 0 | 285238.8912 | 0 | 285236.1134 | 2.7778 | 2.7778 | 0 | 2241.3572 | 10309.5884 | 1432.1017 | 4552.1795 | 0 | 5071.8806 | 0 | 0 | 0 | 409.7733 | 0 | 0 | 0 | 24017.1146 | 0 | 24016.8807 | 0.23389 | 0.23389 | 0 | 90.8513 | 417.8896 | 58.0489 | 184.5184 | 0 | 205.584 | 0 | 0 | 0 | 16.6098 | 0 | 0 | 0 | 973.5115 | 0 | 973.502 | 0.0094805 | 0.0094805 | 16.9241 | 2.3509 | 7.4732 | 8.3259 | 0 | 0.67268 | 3.6794 | 0 | 0 | 0 | 0 | 39.4258 | 39.4262 | 39.4262 | 1
WV_5A_RS_2013_EL | 5A | RS | EL | 14293 | ASHRAE30pct-state-5A | RetailStandalone | STD2013 | WV-Elkins-WV | Zone5A | Zone5A(WV-Elkins-WV) | ASHRAE30pct-state-STD2013 | state | WV | 0.0842 | 0.92 | ASHRAE30pct-state-5A_RetailStandalone_STD2013_WV-Elkins-WV.table.csv.gz | Stand-alone Retail | Elkins Elkins Randolph Co Arp WV USA TMY3 WMO#=724170 | Electricity | 0 | 23625.0002 | 102083.3341 | 17008.3335 | 53972.2227 | 0 | 46708.3337 | 0 | 0 | 0 | 4900 | 0 | 0 | 0 | 248297.2242 | 0 | 248297.2242 | 0 | 0 | 0 | 1989.225 | 8595.4167 | 1432.1017 | 4544.4611 | 0 | 3932.8417 | 0 | 0 | 0 | 412.58 | 0 | 0 | 0 | 20906.6263 | 0 | 20906.6263 | 0 | 0 | 0 | 80.6314 | 348.4073 | 58.0489 | 184.2055 | 0 | 159.4141 | 0 | 0 | 0 | 16.7235 | 0 | 0 | 0 | 847.4307 | 0 | 847.4307 | 0 | 0 | 14.1101 | 2.3509 | 7.4601 | 6.4561 | 0 | 0.67729 | 3.2655 | 0 | 0 | 0 | 0 | 34.3201 | 34.3201 | 34.3201 | 2
WV_5A_RS_2010_NG | 5A | RS | NG | 13162 | ASHRAE30pct-state-5A | RetailStandalone | STD2010 | WV-Elkins-WV | Zone5A | Zone5A(WV-Elkins-WV) | ASHRAE30pct-state-STD2010 | state | WV | 0.0842 | 0.92 | ASHRAE30pct-state-5A_RetailStandalone_STD2010_WV-Elkins-WV.table.csv.gz | Stand-alone Retail | Elkins Elkins Randolph Co Arp WV USA TMY3 WMO#=724170 | Natural Gas | 204046.0696 | 0 | 0 | 0 | 0 | 0 | 0 | 0 | 0 | 0 | 0 | 91094.7034 | 0 | 0 | 295140.773 | 0 | 295140.773 | 0 | 0 | 1877.2238 | 0 | 0 | 0 | 0 | 0 | 0 | 0 | 0 | 0 | 0 | 838.0713 | 0 | 0 | 2715.2951 | 0 | 2715.2951 | 0 | 0 | 204.0461 | 0 | 0 | 0 | 0 | 0 | 0 | 0 | 0 | 0 | 0 | 91.0947 | 0 | 0 | 295.1408 | 0 | 295.1408 | 0 | 0 | 0 | 0 | 0 | 0 | 0 | 0 | 0 | 8.2637 | 3.6892 | 0 | 0 | 11.9529 | 11.9529 | 11.9529 | 1
WV_5A_RS_2013_NG | 5A | RS | NG | 14302 | ASHRAE30pct-state-5A | RetailStandalone | STD2013 | WV-Elkins-WV | Zone5A | Zone5A(WV-Elkins-WV) | ASHRAE30pct-state-STD2013 | state | WV | 0.0842 | 0.92 | ASHRAE30pct-state-5A_RetailStandalone_STD2013_WV-Elkins-WV.table.csv.gz | Stand-alone Retail | Elkins Elkins Randolph Co Arp WV USA TMY3 WMO#=724170 | Natural Gas | 122325.2775 | 0 | 0 | 0 | 0 | 0 | 0 | 0 | 0 | 0 | 0 | 91085.2252 | 0 | 0 | 213410.5027 | 0 | 213410.5027 | 0 | 0 | 1125.3926 | 0 | 0 | 0 | 0 | 0 | 0 | 0 | 0 | 0 | 0 | 837.9841 | 0 | 0 | 1963.3766 | 0 | 1963.3766 | 0 | 0 | 122.3253 | 0 | 0 | 0 | 0 | 0 | 0 | 0 | 0 | 0 | 0 | 91.0852 | 0 | 0 | 213.4105 | 0 | 213.4105 | 0 | 0 | 0 | 0 | 0 | 0 | 0 | 0 | 0 | 4.954 | 3.6889 | 0 | 0 | 8.6429 | 8.6429 | 8.6429 | 2
AZ_5B_RS_2010_EL | 5B | RS | EL | 14953 | ASHRAE30pct-state-5B | RetailStandalone | STD2010 | AZ-Winslow-AZ | Zone5B | Zone5B(AZ-Winslow-AZ) | ASHRAE30pct-state-STD2010 | state | AZ | 0.0954 | 0.95 | ASHRAE30pct-state-5B_RetailStandalone_STD2010_AZ-Winslow-AZ.table.csv.gz | Stand-alone Retail | Winslow Municipal Ap AZ USA TMY3 WMO#=723740 | Electricity | 0 | 43691.667 | 124922.2232 | 17019.4446 | 54063.8893 | 0 | 71772.2228 | 0 | 0 | 0 | 0 | 0 | 0 | 0 | 311472.2247 | 0 | 311469.4469 | 2.7778 | 2.7778 | 0 | 4168.185 | 11917.5801 | 1623.655 | 5157.695 | 0 | 6847.0701 | 0 | 0 | 0 | 0 | 0 | 0 | 0 | 29714.4502 | 0 | 29714.1852 | 0.265 | 0.265 | 0 | 149.1183 | 426.3557 | 58.0868 | 184.5184 | 0 | 244.9564 | 0 | 0 | 0 | 0 | 0 | 0 | 0 | 1063.045 | 0 | 1063.0356 | 0.0094805 | 0.0094805 | 17.267 | 2.3525 | 7.4732 | 9.9205 | 0 | 0 | 6.0391 | 0 | 0 | 0 | 0 | 43.0518 | 43.0522 | 43.0522 | 1
AZ_5B_RS_2013_EL | 5B | RS | EL | 15553 | ASHRAE30pct-state-5B | RetailStandalone | STD2013 | AZ-Winslow-AZ | Zone5B | Zone5B(AZ-Winslow-AZ) | ASHRAE30pct-state-STD2013 | state | AZ | 0.0954 | 0.95 | ASHRAE30pct-state-5B_RetailStandalone_STD2013_AZ-Winslow-AZ.table.csv.gz | Stand-alone Retail | Winslow Municipal Ap AZ USA TMY3 WMO#=723740 | Electricity | 0 | 38030.5559 | 104997.2231 | 17019.4446 | 53972.2227 | 0 | 67069.445 | 0 | 0 | 0 | 0 | 0 | 0 | 0 | 281091.6689 | 0 | 281088.8911 | 2.7778 | 2.7778 | 0 | 3628.115 | 10016.7351 | 1623.655 | 5148.95 | 0 | 6398.4251 | 0 | 0 | 0 | 0 | 0 | 0 | 0 | 26816.1452 | 0 | 26815.8802 | 0.265 | 0.265 | 0 | 129.7971 | 358.3523 | 58.0868 | 184.2055 | 0 | 228.9059 | 0 | 0 | 0 | 0 | 0 | 0 | 0 | 959.3572 | 0 | 959.3477 | 0.0094805 | 0.0094805 | 14.5129 | 2.3525 | 7.4605 | 9.2704 | 0 | 0 | 5.2566 | 0 | 0 | 0 | 0 | 38.8526 | 38.853 | 38.853 | 2
AZ_5B_RS_2010_NG | 5B | RS | NG | 14962 | ASHRAE30pct-state-5B | RetailStandalone | STD2010 | AZ-Winslow-AZ | Zone5B | Zone5B(AZ-Winslow-AZ) | ASHRAE30pct-state-STD2010 | state | AZ | 0.0954 | 0.95 | ASHRAE30pct-state-5B_RetailStandalone_STD2010_AZ-Winslow-AZ.table.csv.gz | Stand-alone Retail | Winslow Municipal Ap AZ USA TMY3 WMO#=723740 | Natural Gas | 175981.2047 | 0 | 0 | 0 | 0 | 0 | 0 | 0 | 0 | 0 | 0 | 90706.0984 | 0 | 0 | 266687.3031 | 0 | 266687.3031 | 0 | 0 | 1671.8214 | 0 | 0 | 0 | 0 | 0 | 0 | 0 | 0 | 0 | 0 | 861.7079 | 0 | 0 | 2533.5294 | 0 | 2533.5294 | 0 | 0 | 175.9812 | 0 | 0 | 0 | 0 | 0 | 0 | 0 | 0 | 0 | 0 | 90.7061 | 0 | 0 | 266.6873 | 0 | 266.6873 | 0 | 0 | 0 | 0 | 0 | 0 | 0 | 0 | 0 | 7.1271 | 3.6735 | 0 | 0 | 10.8006 | 10.8006 | 10.8006 | 1
AZ_5B_RS_2013_NG | 5B | RS | NG | 15562 | ASHRAE30pct-state-5B | RetailStandalone | STD2013 | AZ-Winslow-AZ | Zone5B | Zone5B(AZ-Winslow-AZ) | ASHRAE30pct-state-STD2013 | state | AZ | 0.0954 | 0.95 | ASHRAE30pct-state-5B_RetailStandalone_STD2013_AZ-Winslow-AZ.table.csv.gz | Stand-alone Retail | Winslow Municipal Ap AZ USA TMY3 WMO#=723740 | Natural Gas | 131803.4487 | 0 | 0 | 0 | 0 | 0 | 0 | 0 | 0 | 0 | 0 | 90706.0984 | 0 | 0 | 222509.5471 | 0 | 222509.5471 | 0 | 0 | 1252.1328 | 0 | 0 | 0 | 0 | 0 | 0 | 0 | 0 | 0 | 0 | 861.7079 | 0 | 0 | 2113.8407 | 0 | 2113.8407 | 0 | 0 | 131.8034 | 0 | 0 | 0 | 0 | 0 | 0 | 0 | 0 | 0 | 0 | 90.7061 | 0 | 0 | 222.5095 | 0 | 222.5095 | 0 | 0 | 0 | 0 | 0 | 0 | 0 | 0 | 0 | 5.3379 | 3.6735 | 0 | 0 | 9.0114 | 9.0114 | 9.0114 | 2
CA_5B_RS_2010_EL | 5B | RS | EL | 15013 | ASHRAE30pct-state-5B | RetailStandalone | STD2010 | CA-Reno-NV | Zone5B | Zone5B(CA-Reno-NV) | ASHRAE30pct-state-STD2010 | state | CA | 0.136 | 0.7 | ASHRAE30pct-state-5B_RetailStandalone_STD2010_CA-Reno-NV.table.csv.gz | Stand-alone Retail | Reno Tahoe International Ap NV USA TMY3 WMO#=724880 | Electricity | 0 | 33650.0003 | 125158.3343 | 17038.889 | 54063.8893 | 0 | 68536.1117 | 0 | 0 | 0 | 0 | 0 | 0 | 0 | 298447.2246 | 0 | 298447.2246 | -5.8208e-11 | -5.8208e-11 | 0 | 4576.4 | 17021.5335 | 2317.2889 | 7352.6889 | 0 | 9320.9112 | 0 | 0 | 0 | 0 | 0 | 0 | 0 | 40588.8225 | 0 | 40588.8225 | -7.9162e-12 | -7.9162e-12 | 0 | 114.8464 | 427.1615 | 58.1532 | 184.5184 | 0 | 233.9116 | 0 | 0 | 0 | 0 | 0 | 0 | 0 | 1018.5911 | 0 | 1018.5911 | -1.9866e-13 | -1.9866e-13 | 17.2996 | 2.3551 | 7.4728 | 9.4732 | 0 | 0 | 4.6512 | 0 | 0 | 0 | 0 | 41.2519 | 41.2519 | 41.2519 | 1
CA_5B_RS_2013_EL | 5B | RS | EL | 15613 | ASHRAE30pct-state-5B | RetailStandalone | STD2013 | CA-Reno-NV | Zone5B | Zone5B(CA-Reno-NV) | ASHRAE30pct-state-STD2013 | state | CA | 0.136 | 0.7 | ASHRAE30pct-state-5B_RetailStandalone_STD2013_CA-Reno-NV.table.csv.gz | Stand-alone Retail | Reno Tahoe International Ap NV USA TMY3 WMO#=724880 | Electricity | 0 | 29486.1113 | 105055.5564 | 17038.889 | 53972.2227 | 0 | 60169.4449 | 0 | 0 | 0 | 0 | 0 | 0 | 0 | 265722.2243 | 0 | 265722.2243 | 0 | 0 | 0 | 4010.1111 | 14287.5557 | 2317.2889 | 7340.2223 | 0 | 8183.0445 | 0 | 0 | 0 | 0 | 0 | 0 | 0 | 36138.2225 | 0 | 36138.2225 | 0 | 0 | 0 | 100.6352 | 358.5514 | 58.1532 | 184.2055 | 0 | 205.3565 | 0 | 0 | 0 | 0 | 0 | 0 | 0 | 906.9017 | 0 | 906.9017 | 0 | 0 | 14.521 | 2.3551 | 7.4601 | 8.3167 | 0 | 0 | 4.0756 | 0 | 0 | 0 | 0 | 36.7286 | 36.7286 | 36.7286 | 2
CA_5B_RS_2010_NG | 5B | RS | NG | 15022 | ASHRAE30pct-state-5B | RetailStandalone | STD2010 | CA-Reno-NV | Zone5B | Zone5B(CA-Reno-NV) | ASHRAE30pct-state-STD2010 | state | CA | 0.136 | 0.7 | ASHRAE30pct-state-5B_RetailStandalone_STD2010_CA-Reno-NV.table.csv.gz | Stand-alone Retail | Reno Tahoe International Ap NV USA TMY3 WMO#=724880 | Natural Gas | 260886.6623 | 0 | 0 | 0 | 0 | 0 | 0 | 0 | 0 | 0 | 0 | 90744.0111 | 0 | 0 | 351630.6733 | 0 | 351630.6733 | 0 | 0 | 1826.2066 | 0 | 0 | 0 | 0 | 0 | 0 | 0 | 0 | 0 | 0 | 635.2081 | 0 | 0 | 2461.4147 | 0 | 2461.4147 | 0 | 0 | 260.8867 | 0 | 0 | 0 | 0 | 0 | 0 | 0 | 0 | 0 | 0 | 90.744 | 0 | 0 | 351.6307 | 0 | 351.6307 | 0 | 0 | 0 | 0 | 0 | 0 | 0 | 0 | 0 | 10.5656 | 3.675 | 0 | 0 | 14.2407 | 14.2407 | 14.2407 | 1
CA_5B_RS_2013_NG | 5B | RS | NG | 15622 | ASHRAE30pct-state-5B | RetailStandalone | STD2013 | CA-Reno-NV | Zone5B | Zone5B(CA-Reno-NV) | ASHRAE30pct-state-STD2013 | state | CA | 0.136 | 0.7 | ASHRAE30pct-state-5B_RetailStandalone_STD2013_CA-Reno-NV.table.csv.gz | Stand-alone Retail | Reno Tahoe International Ap NV USA TMY3 WMO#=724880 | Natural Gas | 202017.741 | 0 | 0 | 0 | 0 | 0 | 0 | 0 | 0 | 0 | 0 | 90734.5329 | 0 | 0 | 292752.2739 | 0 | 292752.2739 | 0 | 0 | 1414.1242 | 0 | 0 | 0 | 0 | 0 | 0 | 0 | 0 | 0 | 0 | 635.1417 | 0 | 0 | 2049.2659 | 0 | 2049.2659 | 0 | 0 | 202.0177 | 0 | 0 | 0 | 0 | 0 | 0 | 0 | 0 | 0 | 0 | 90.7345 | 0 | 0 | 292.7523 | 0 | 292.7523 | 0 | 0 | 0 | 0 | 0 | 0 | 0 | 0 | 0 | 8.1815 | 3.6747 | 0 | 0 | 11.8562 | 11.8562 | 11.8562 | 2
CO_5B_RS_2010_EL | 5B | RS | EL | 15073 | ASHRAE30pct-state-5B | RetailStandalone | STD2010 | CO-ColoradoSprings-CO | Zone5B | Zone5B(CO-ColoradoSprings-CO) | ASHRAE30pct-state-STD2010 | state | CO | 0.0934 | 0.73 | ASHRAE30pct-state-5B_RetailStandalone_STD2010_CO-ColoradoSprings-CO.table.csv.gz | Stand-alone Retail | Colorado Springs Muni Ap CO USA TMY3 WMO#=724660 | Electricity | 0 | 25172.2224 | 124919.4454 | 17041.6668 | 54063.8893 | 0 | 70091.6672 | 0 | 0 | 0 | 0 | 0 | 0 | 0 | 291288.8912 | 0 | 291288.8912 | 0 | 0 | 0 | 2351.0856 | 11667.4762 | 1591.6917 | 5049.5673 | 0 | 6546.5617 | 0 | 0 | 0 | 0 | 0 | 0 | 0 | 27206.3824 | 0 | 27206.3824 | 0 | 0 | 0 | 85.912 | 426.3462 | 58.1627 | 184.5184 | 0 | 239.2207 | 0 | 0 | 0 | 0 | 0 | 0 | 0 | 994.16 | 0 | 994.16 | 0 | 0 | 17.2666 | 2.3555 | 7.4728 | 9.6882 | 0 | 0 | 3.4793 | 0 | 0 | 0 | 0 | 40.2624 | 40.2624 | 40.2624 | 1
CO_5B_RS_2013_EL | 5B | RS | EL | 15673 | ASHRAE30pct-state-5B | RetailStandalone | STD2013 | CO-ColoradoSprings-CO | Zone5B | Zone5B(CO-ColoradoSprings-CO) | ASHRAE30pct-state-STD2013 | state | CO | 0.0934 | 0.73 | ASHRAE30pct-state-5B_RetailStandalone_STD2013_CO-ColoradoSprings-CO.table.csv.gz | Stand-alone Retail | Colorado Springs Muni Ap CO USA TMY3 WMO#=724660 | Electricity | 0 | 22097.2224 | 104769.4453 | 17041.6668 | 53972.2227 | 0 | 65280.5561 | 0 | 0 | 0 | 0 | 0 | 0 | 0 | 263161.1132 | 0 | 263161.1132 | -5.8208e-11 | -5.8208e-11 | 0 | 2063.8806 | 9785.4662 | 1591.6917 | 5041.0056 | 0 | 6097.2039 | 0 | 0 | 0 | 0 | 0 | 0 | 0 | 24579.248 | 0 | 24579.248 | -5.4366e-12 | -5.4366e-12 | 0 | 75.4171 | 357.5749 | 58.1627 | 184.2055 | 0 | 222.8005 | 0 | 0 | 0 | 0 | 0 | 0 | 0 | 898.1607 | 0 | 898.1607 | -1.9866e-13 | -1.9866e-13 | 14.4814 | 2.3555 | 7.4601 | 9.0232 | 0 | 0 | 3.0543 | 0 | 0 | 0 | 0 | 36.3746 | 36.3746 | 36.3746 | 2
CO_5B_RS_2010_NG | 5B | RS | NG | 15082 | ASHRAE30pct-state-5B | RetailStandalone | STD2010 | CO-ColoradoSprings-CO | Zone5B | Zone5B(CO-ColoradoSprings-CO) | ASHRAE30pct-state-STD2010 | state | CO | 0.0934 | 0.73 | ASHRAE30pct-state-5B_RetailStandalone_STD2010_CO-ColoradoSprings-CO.table.csv.gz | Stand-alone Retail | Colorado Springs Muni Ap CO USA TMY3 WMO#=724660 | Natural Gas | 293330.4423 | 0 | 0 | 0 | 0 | 0 | 0 | 0 | 0 | 0 | 0 | 90772.4456 | 0 | 0 | 384102.8879 | 0 | 384102.8879 | 0 | 0 | 2141.3122 | 0 | 0 | 0 | 0 | 0 | 0 | 0 | 0 | 0 | 0 | 662.6389 | 0 | 0 | 2803.9511 | 0 | 2803.9511 | 0 | 0 | 293.3304 | 0 | 0 | 0 | 0 | 0 | 0 | 0 | 0 | 0 | 0 | 90.7724 | 0 | 0 | 384.1029 | 0 | 384.1029 | 0 | 0 | 0 | 0 | 0 | 0 | 0 | 0 | 0 | 11.8796 | 3.6762 | 0 | 0 | 15.5558 | 15.5558 | 15.5558 | 1
CO_5B_RS_2013_NG | 5B | RS | NG | 15682 | ASHRAE30pct-state-5B | RetailStandalone | STD2013 | CO-ColoradoSprings-CO | Zone5B | Zone5B(CO-ColoradoSprings-CO) | ASHRAE30pct-state-STD2013 | state | CO | 0.0934 | 0.73 | ASHRAE30pct-state-5B_RetailStandalone_STD2013_CO-ColoradoSprings-CO.table.csv.gz | Stand-alone Retail | Colorado Springs Muni Ap CO USA TMY3 WMO#=724660 | Natural Gas | 224765.3518 | 0 | 0 | 0 | 0 | 0 | 0 | 0 | 0 | 0 | 0 | 90762.9674 | 0 | 0 | 315528.3192 | 0 | 315528.3192 | 0 | 0 | 1640.7871 | 0 | 0 | 0 | 0 | 0 | 0 | 0 | 0 | 0 | 0 | 662.5697 | 0 | 0 | 2303.3567 | 0 | 2303.3567 | 0 | 0 | 224.7654 | 0 | 0 | 0 | 0 | 0 | 0 | 0 | 0 | 0 | 0 | 90.763 | 0 | 0 | 315.5283 | 0 | 315.5283 | 0 | 0 | 0 | 0 | 0 | 0 | 0 | 0 | 0 | 9.1028 | 3.6758 | 0 | 0 | 12.7786 | 12.7786 | 12.7786 | 2
ID_5B_RS_2010_EL | 5B | RS | EL | 15133 | ASHRAE30pct-state-5B | RetailStandalone | STD2010 | ID-Boise-ID | Zone5B | Zone5B(ID-Boise-ID) | ASHRAE30pct-state-STD2010 | state | ID | 0.0683 | 0.73 | ASHRAE30pct-state-5B_RetailStandalone_STD2010_ID-Boise-ID.table.csv.gz | Stand-alone Retail | Boise Air Terminal Uo ID USA TMY3 WMO#=726810 | Electricity | 0 | 28577.778 | 125263.8899 | 16988.889 | 54063.8893 | 0 | 67083.3339 | 0 | 0 | 0 | 0 | 0 | 0 | 0 | 291977.7801 | 0 | 291977.7801 | 0 | 0 | 0 | 1951.8622 | 8555.5237 | 1160.3411 | 3692.5636 | 0 | 4581.7917 | 0 | 0 | 0 | 0 | 0 | 0 | 0 | 19942.0824 | 0 | 19942.0824 | 0 | 0 | 0 | 97.5351 | 427.5218 | 57.9826 | 184.5184 | 0 | 228.9533 | 0 | 0 | 0 | 0 | 0 | 0 | 0 | 996.5111 | 0 | 996.5111 | 0 | 0 | 17.3142 | 2.3482 | 7.4728 | 9.2724 | 0 | 0 | 3.9501 | 0 | 0 | 0 | 0 | 40.3577 | 40.3577 | 40.3577 | 1
ID_5B_RS_2013_EL | 5B | RS | EL | 15733 | ASHRAE30pct-state-5B | RetailStandalone | STD2013 | ID-Boise-ID | Zone5B | Zone5B(ID-Boise-ID) | ASHRAE30pct-state-STD2013 | state | ID | 0.0683 | 0.73 | ASHRAE30pct-state-5B_RetailStandalone_STD2013_ID-Boise-ID.table.csv.gz | Stand-alone Retail | Boise Air Terminal Uo ID USA TMY3 WMO#=726810 | Electricity | 0 | 24850.0002 | 105086.112 | 16988.889 | 53972.2227 | 0 | 55844.4449 | 0 | 0 | 0 | 0 | 0 | 0 | 0 | 256738.8909 | 0 | 256741.6687 | -2.7778 | -2.7778 | 0 | 1697.255 | 7177.3814 | 1160.3411 | 3686.3028 | 0 | 3814.1756 | 0 | 0 | 0 | 0 | 0 | 0 | 0 | 17535.2663 | 0 | 17535.456 | -0.18972 | -0.18972 | 0 | 84.8123 | 358.6556 | 57.9826 | 184.2055 | 0 | 190.5954 | 0 | 0 | 0 | 0 | 0 | 0 | 0 | 876.2419 | 0 | 876.2514 | -0.0094805 | -0.0094805 | 14.5252 | 2.3482 | 7.4597 | 7.7189 | 0 | 0 | 3.4348 | 0 | 0 | 0 | 0 | 35.4873 | 35.4869 | 35.4869 | 2
ID_5B_RS_2010_NG | 5B | RS | NG | 15142 | ASHRAE30pct-state-5B | RetailStandalone | STD2010 | ID-Boise-ID | Zone5B | Zone5B(ID-Boise-ID) | ASHRAE30pct-state-STD2010 | state | ID | 0.0683 | 0.73 | ASHRAE30pct-state-5B_RetailStandalone_STD2010_ID-Boise-ID.table.csv.gz | Stand-alone Retail | Boise Air Terminal Uo ID USA TMY3 WMO#=726810 | Natural Gas | 320997.224 | 0 | 0 | 0 | 0 | 0 | 0 | 0 | 0 | 0 | 0 | 90762.9674 | 0 | 0 | 411760.1914 | 0 | 411760.1914 | 0 | 0 | 2343.2797 | 0 | 0 | 0 | 0 | 0 | 0 | 0 | 0 | 0 | 0 | 662.5697 | 0 | 0 | 3005.8494 | 0 | 3005.8494 | 0 | 0 | 320.9972 | 0 | 0 | 0 | 0 | 0 | 0 | 0 | 0 | 0 | 0 | 90.763 | 0 | 0 | 411.7602 | 0 | 411.7602 | 0 | 0 | 0 | 0 | 0 | 0 | 0 | 0 | 0 | 13 | 3.6758 | 0 | 0 | 16.6759 | 16.6759 | 16.6759 | 1
ID_5B_RS_2013_NG | 5B | RS | NG | 15742 | ASHRAE30pct-state-5B | RetailStandalone | STD2013 | ID-Boise-ID | Zone5B | Zone5B(ID-Boise-ID) | ASHRAE30pct-state-STD2013 | state | ID | 0.0683 | 0.73 | ASHRAE30pct-state-5B_RetailStandalone_STD2013_ID-Boise-ID.table.csv.gz | Stand-alone Retail | Boise Air Terminal Uo ID USA TMY3 WMO#=726810 | Natural Gas | 264545.2364 | 0 | 0 | 0 | 0 | 0 | 0 | 0 | 0 | 0 | 0 | 90753.4892 | 0 | 0 | 355298.7256 | 0 | 355298.7256 | 0 | 0 | 1931.1802 | 0 | 0 | 0 | 0 | 0 | 0 | 0 | 0 | 0 | 0 | 662.5005 | 0 | 0 | 2593.6807 | 0 | 2593.6807 | 0 | 0 | 264.5452 | 0 | 0 | 0 | 0 | 0 | 0 | 0 | 0 | 0 | 0 | 90.7535 | 0 | 0 | 355.2987 | 0 | 355.2987 | 0 | 0 | 0 | 0 | 0 | 0 | 0 | 0 | 0 | 10.7138 | 3.6754 | 0 | 0 | 14.3892 | 14.3892 | 14.3892 | 2
NM_5B_RS_2010_EL | 5B | RS | EL | 15193 | ASHRAE30pct-state-5B | RetailStandalone | STD2010 | NM-Winslow-AZ | Zone5B | Zone5B(NM-Winslow-AZ) | ASHRAE30pct-state-STD2010 | state | NM | 0.093 | 0.62 | ASHRAE30pct-state-5B_RetailStandalone_STD2010_NM-Winslow-AZ.table.csv.gz | Stand-alone Retail | Winslow Municipal Ap AZ USA TMY3 WMO#=723740 | Electricity | 0 | 43691.667 | 124922.2232 | 17019.4446 | 54063.8893 | 0 | 71772.2228 | 0 | 0 | 0 | 0 | 0 | 0 | 0 | 311472.2247 | 0 | 311469.4469 | 2.7778 | 2.7778 | 0 | 4063.325 | 11617.7668 | 1582.8083 | 5027.9417 | 0 | 6674.8167 | 0 | 0 | 0 | 0 | 0 | 0 | 0 | 28966.9169 | 0 | 28966.6586 | 0.25833 | 0.25833 | 0 | 149.1183 | 426.3557 | 58.0868 | 184.5184 | 0 | 244.9564 | 0 | 0 | 0 | 0 | 0 | 0 | 0 | 1063.045 | 0 | 1063.0356 | 0.0094805 | 0.0094805 | 17.267 | 2.3525 | 7.4732 | 9.9205 | 0 | 0 | 6.0391 | 0 | 0 | 0 | 0 | 43.0518 | 43.0522 | 43.0522 | 1
NM_5B_RS_2013_EL | 5B | RS | EL | 15793 | ASHRAE30pct-state-5B | RetailStandalone | STD2013 | NM-Winslow-AZ | Zone5B | Zone5B(NM-Winslow-AZ) | ASHRAE30pct-state-STD2013 | state | NM | 0.093 | 0.62 | ASHRAE30pct-state-5B_RetailStandalone_STD2013_NM-Winslow-AZ.table.csv.gz | Stand-alone Retail | Winslow Municipal Ap AZ USA TMY3 WMO#=723740 | Electricity | 0 | 38030.5559 | 104997.2231 | 17019.4446 | 53972.2227 | 0 | 67069.445 | 0 | 0 | 0 | 0 | 0 | 0 | 0 | 281091.6689 | 0 | 281088.8911 | 2.7778 | 2.7778 | 0 | 3536.8417 | 9764.7417 | 1582.8083 | 5019.4167 | 0 | 6237.4584 | 0 | 0 | 0 | 0 | 0 | 0 | 0 | 26141.5252 | 0 | 26141.2669 | 0.25833 | 0.25833 | 0 | 129.7971 | 358.3523 | 58.0868 | 184.2055 | 0 | 228.9059 | 0 | 0 | 0 | 0 | 0 | 0 | 0 | 959.3572 | 0 | 959.3477 | 0.0094805 | 0.0094805 | 14.5129 | 2.3525 | 7.4605 | 9.2704 | 0 | 0 | 5.2566 | 0 | 0 | 0 | 0 | 38.8526 | 38.853 | 38.853 | 2
NM_5B_RS_2010_NG | 5B | RS | NG | 15202 | ASHRAE30pct-state-5B | RetailStandalone | STD2010 | NM-Winslow-AZ | Zone5B | Zone5B(NM-Winslow-AZ) | ASHRAE30pct-state-STD2010 | state | NM | 0.093 | 0.62 | ASHRAE30pct-state-5B_RetailStandalone_STD2010_NM-Winslow-AZ.table.csv.gz | Stand-alone Retail | Winslow Municipal Ap AZ USA TMY3 WMO#=723740 | Natural Gas | 175981.2047 | 0 | 0 | 0 | 0 | 0 | 0 | 0 | 0 | 0 | 0 | 90706.0984 | 0 | 0 | 266687.3031 | 0 | 266687.3031 | 0 | 0 | 1091.0835 | 0 | 0 | 0 | 0 | 0 | 0 | 0 | 0 | 0 | 0 | 562.3778 | 0 | 0 | 1653.4613 | 0 | 1653.4613 | 0 | 0 | 175.9812 | 0 | 0 | 0 | 0 | 0 | 0 | 0 | 0 | 0 | 0 | 90.7061 | 0 | 0 | 266.6873 | 0 | 266.6873 | 0 | 0 | 0 | 0 | 0 | 0 | 0 | 0 | 0 | 7.1271 | 3.6735 | 0 | 0 | 10.8006 | 10.8006 | 10.8006 | 1
NM_5B_RS_2013_NG | 5B | RS | NG | 15802 | ASHRAE30pct-state-5B | RetailStandalone | STD2013 | NM-Winslow-AZ | Zone5B | Zone5B(NM-Winslow-AZ) | ASHRAE30pct-state-STD2013 | state | NM | 0.093 | 0.62 | ASHRAE30pct-state-5B_RetailStandalone_STD2013_NM-Winslow-AZ.table.csv.gz | Stand-alone Retail | Winslow Municipal Ap AZ USA TMY3 WMO#=723740 | Natural Gas | 131803.4487 | 0 | 0 | 0 | 0 | 0 | 0 | 0 | 0 | 0 | 0 | 90706.0984 | 0 | 0 | 222509.5471 | 0 | 222509.5471 | 0 | 0 | 817.1814 | 0 | 0 | 0 | 0 | 0 | 0 | 0 | 0 | 0 | 0 | 562.3778 | 0 | 0 | 1379.5592 | 0 | 1379.5592 | 0 | 0 | 131.8034 | 0 | 0 | 0 | 0 | 0 | 0 | 0 | 0 | 0 | 0 | 90.7061 | 0 | 0 | 222.5095 | 0 | 222.5095 | 0 | 0 | 0 | 0 | 0 | 0 | 0 | 0 | 0 | 5.3379 | 3.6735 | 0 | 0 | 9.0114 | 9.0114 | 9.0114 | 2
NV_5B_RS_2010_EL | 5B | RS | EL | 15253 | ASHRAE30pct-state-5B | RetailStandalone | STD2010 | NV-Reno-NV | Zone5B | Zone5B(NV-Reno-NV) | ASHRAE30pct-state-STD2010 | state | NV | 0.0886 | 0.73 | ASHRAE30pct-state-5B_RetailStandalone_STD2010_NV-Reno-NV.table.csv.gz | Stand-alone Retail | Reno Tahoe International Ap NV USA TMY3 WMO#=724880 | Electricity | 0 | 33650.0003 | 125158.3343 | 17038.889 | 54063.8893 | 0 | 68536.1117 | 0 | 0 | 0 | 0 | 0 | 0 | 0 | 298447.2246 | 0 | 298447.2246 | -5.8208e-11 | -5.8208e-11 | 0 | 2981.39 | 11089.0284 | 1509.6456 | 4790.0606 | 0 | 6072.2995 | 0 | 0 | 0 | 0 | 0 | 0 | 0 | 26442.4241 | 0 | 26442.4241 | -5.1572e-12 | -5.1572e-12 | 0 | 114.8464 | 427.1615 | 58.1532 | 184.5184 | 0 | 233.9116 | 0 | 0 | 0 | 0 | 0 | 0 | 0 | 1018.5911 | 0 | 1018.5911 | -1.9866e-13 | -1.9866e-13 | 17.2996 | 2.3551 | 7.4728 | 9.4732 | 0 | 0 | 4.6512 | 0 | 0 | 0 | 0 | 41.2519 | 41.2519 | 41.2519 | 1
NV_5B_RS_2013_EL | 5B | RS | EL | 15853 | ASHRAE30pct-state-5B | RetailStandalone | STD2013 | NV-Reno-NV | Zone5B | Zone5B(NV-Reno-NV) | ASHRAE30pct-state-STD2013 | state | NV | 0.0886 | 0.73 | ASHRAE30pct-state-5B_RetailStandalone_STD2013_NV-Reno-NV.table.csv.gz | Stand-alone Retail | Reno Tahoe International Ap NV USA TMY3 WMO#=724880 | Electricity | 0 | 29486.1113 | 105055.5564 | 17038.889 | 53972.2227 | 0 | 60169.4449 | 0 | 0 | 0 | 0 | 0 | 0 | 0 | 265722.2243 | 0 | 265722.2243 | 0 | 0 | 0 | 2612.4695 | 9307.9223 | 1509.6456 | 4781.9389 | 0 | 5331.0128 | 0 | 0 | 0 | 0 | 0 | 0 | 0 | 23542.9891 | 0 | 23542.9891 | 0 | 0 | 0 | 100.6352 | 358.5514 | 58.1532 | 184.2055 | 0 | 205.3565 | 0 | 0 | 0 | 0 | 0 | 0 | 0 | 906.9017 | 0 | 906.9017 | 0 | 0 | 14.521 | 2.3551 | 7.4601 | 8.3167 | 0 | 0 | 4.0756 | 0 | 0 | 0 | 0 | 36.7286 | 36.7286 | 36.7286 | 2
NV_5B_RS_2010_NG | 5B | RS | NG | 15262 | ASHRAE30pct-state-5B | RetailStandalone | STD2010 | NV-Reno-NV | Zone5B | Zone5B(NV-Reno-NV) | ASHRAE30pct-state-STD2010 | state | NV | 0.0886 | 0.73 | ASHRAE30pct-state-5B_RetailStandalone_STD2010_NV-Reno-NV.table.csv.gz | Stand-alone Retail | Reno Tahoe International Ap NV USA TMY3 WMO#=724880 | Natural Gas | 260886.6623 | 0 | 0 | 0 | 0 | 0 | 0 | 0 | 0 | 0 | 0 | 90744.0111 | 0 | 0 | 351630.6733 | 0 | 351630.6733 | 0 | 0 | 1904.4726 | 0 | 0 | 0 | 0 | 0 | 0 | 0 | 0 | 0 | 0 | 662.4313 | 0 | 0 | 2566.9039 | 0 | 2566.9039 | 0 | 0 | 260.8867 | 0 | 0 | 0 | 0 | 0 | 0 | 0 | 0 | 0 | 0 | 90.744 | 0 | 0 | 351.6307 | 0 | 351.6307 | 0 | 0 | 0 | 0 | 0 | 0 | 0 | 0 | 0 | 10.5656 | 3.675 | 0 | 0 | 14.2407 | 14.2407 | 14.2407 | 1
NV_5B_RS_2013_NG | 5B | RS | NG | 15862 | ASHRAE30pct-state-5B | RetailStandalone | STD2013 | NV-Reno-NV | Zone5B | Zone5B(NV-Reno-NV) | ASHRAE30pct-state-STD2013 | state | NV | 0.0886 | 0.73 | ASHRAE30pct-state-5B_RetailStandalone_STD2013_NV-Reno-NV.table.csv.gz | Stand-alone Retail | Reno Tahoe International Ap NV USA TMY3 WMO#=724880 | Natural Gas | 202017.741 | 0 | 0 | 0 | 0 | 0 | 0 | 0 | 0 | 0 | 0 | 90734.5329 | 0 | 0 | 292752.2739 | 0 | 292752.2739 | 0 | 0 | 1474.7295 | 0 | 0 | 0 | 0 | 0 | 0 | 0 | 0 | 0 | 0 | 662.3621 | 0 | 0 | 2137.0916 | 0 | 2137.0916 | 0 | 0 | 202.0177 | 0 | 0 | 0 | 0 | 0 | 0 | 0 | 0 | 0 | 0 | 90.7345 | 0 | 0 | 292.7523 | 0 | 292.7523 | 0 | 0 | 0 | 0 | 0 | 0 | 0 | 0 | 0 | 8.1815 | 3.6747 | 0 | 0 | 11.8562 | 11.8562 | 11.8562 | 2
OR_5B_RS_2010_EL | 5B | RS | EL | 15313 | ASHRAE30pct-state-5B | RetailStandalone | STD2010 | OR-Redmond-OR | Zone5B | Zone5B(OR-Redmond-OR) | ASHRAE30pct-state-STD2010 | state | OR | 0.0834 | 0.92 | ASHRAE30pct-state-5B_RetailStandalone_STD2010_OR-Redmond-OR.table.csv.gz | Stand-alone Retail | Redmond Roberts Field OR USA TMY3 WMO#=726835 | Electricity | 0 | 19716.6668 | 123852.7788 | 17050.0001 | 54063.8893 | 0 | 63472.2227 | 0 | 0 | 0 | 0 | 0 | 0 | 0 | 278158.3356 | 0 | 278155.5578 | 2.7778 | 2.7778 | 0 | 1644.37 | 10329.3217 | 1421.97 | 4508.9284 | 0 | 5293.5834 | 0 | 0 | 0 | 0 | 0 | 0 | 0 | 23198.4052 | 0 | 23198.1735 | 0.23167 | 0.23167 | 0 | 67.2924 | 422.7057 | 58.1911 | 184.5184 | 0 | 216.6287 | 0 | 0 | 0 | 0 | 0 | 0 | 0 | 949.3458 | 0 | 949.3363 | 0.0094805 | 0.0094805 | 17.1191 | 2.3567 | 7.4732 | 8.7732 | 0 | 0 | 2.7253 | 0 | 0 | 0 | 0 | 38.4471 | 38.4475 | 38.4475 | 1
OR_5B_RS_2013_EL | 5B | RS | EL | 15913 | ASHRAE30pct-state-5B | RetailStandalone | STD2013 | OR-Redmond-OR | Zone5B | Zone5B(OR-Redmond-OR) | ASHRAE30pct-state-STD2013 | state | OR | 0.0834 | 0.92 | ASHRAE30pct-state-5B_RetailStandalone_STD2013_OR-Redmond-OR.table.csv.gz | Stand-alone Retail | Redmond Roberts Field OR USA TMY3 WMO#=726835 | Electricity | 0 | 17461.1113 | 103952.7786 | 17050.0001 | 53972.2227 | 0 | 53016.6671 | 0 | 0 | 0 | 0 | 0 | 0 | 0 | 245452.7797 | 0 | 245452.7797 | 0 | 0 | 0 | 1456.2567 | 8669.6617 | 1421.97 | 4501.2834 | 0 | 4421.59 | 0 | 0 | 0 | 0 | 0 | 0 | 0 | 20470.7618 | 0 | 20470.7618 | 0 | 0 | 0 | 59.5942 | 354.7876 | 58.1911 | 184.2055 | 0 | 180.9442 | 0 | 0 | 0 | 0 | 0 | 0 | 0 | 837.7227 | 0 | 837.7227 | 0 | 0 | 14.3685 | 2.3567 | 7.4601 | 7.3281 | 0 | 0 | 2.4135 | 0 | 0 | 0 | 0 | 33.9269 | 33.9269 | 33.9269 | 2
OR_5B_RS_2010_NG | 5B | RS | NG | 15322 | ASHRAE30pct-state-5B | RetailStandalone | STD2010 | OR-Redmond-OR | Zone5B | Zone5B(OR-Redmond-OR) | ASHRAE30pct-state-STD2010 | state | OR | 0.0834 | 0.92 | ASHRAE30pct-state-5B_RetailStandalone_STD2010_OR-Redmond-OR.table.csv.gz | Stand-alone Retail | Redmond Roberts Field OR USA TMY3 WMO#=726835 | Natural Gas | 344294.5688 | 0 | 0 | 0 | 0 | 0 | 0 | 0 | 0 | 0 | 0 | 90791.4019 | 0 | 0 | 435085.9708 | 0 | 435085.9708 | 0 | 0 | 3167.51 | 0 | 0 | 0 | 0 | 0 | 0 | 0 | 0 | 0 | 0 | 835.2809 | 0 | 0 | 4002.7909 | 0 | 4002.7909 | 0 | 0 | 344.2946 | 0 | 0 | 0 | 0 | 0 | 0 | 0 | 0 | 0 | 0 | 90.7914 | 0 | 0 | 435.086 | 0 | 435.086 | 0 | 0 | 0 | 0 | 0 | 0 | 0 | 0 | 0 | 13.9436 | 3.677 | 0 | 0 | 17.6205 | 17.6205 | 17.6205 | 1
OR_5B_RS_2013_NG | 5B | RS | NG | 15922 | ASHRAE30pct-state-5B | RetailStandalone | STD2013 | OR-Redmond-OR | Zone5B | Zone5B(OR-Redmond-OR) | ASHRAE30pct-state-STD2013 | state | OR | 0.0834 | 0.92 | ASHRAE30pct-state-5B_RetailStandalone_STD2013_OR-Redmond-OR.table.csv.gz | Stand-alone Retail | Redmond Roberts Field OR USA TMY3 WMO#=726835 | Natural Gas | 269549.7108 | 0 | 0 | 0 | 0 | 0 | 0 | 0 | 0 | 0 | 0 | 90781.9238 | 0 | 0 | 360331.6345 | 0 | 360331.6345 | 0 | 0 | 2479.8573 | 0 | 0 | 0 | 0 | 0 | 0 | 0 | 0 | 0 | 0 | 835.1937 | 0 | 0 | 3315.051 | 0 | 3315.051 | 0 | 0 | 269.5497 | 0 | 0 | 0 | 0 | 0 | 0 | 0 | 0 | 0 | 0 | 90.7819 | 0 | 0 | 360.3316 | 0 | 360.3316 | 0 | 0 | 0 | 0 | 0 | 0 | 0 | 0 | 0 | 10.9165 | 3.6766 | 0 | 0 | 14.5931 | 14.5931 | 14.5931 | 2
UT_5B_RS_2010_EL | 5B | RS | EL | 15373 | ASHRAE30pct-state-5B | RetailStandalone | STD2010 | UT-SaltLakeCity-UT | Zone5B | Zone5B(UT-SaltLakeCity-UT) | ASHRAE30pct-state-STD2010 | state | UT | 0.0805 | 0.69 | ASHRAE30pct-state-5B_RetailStandalone_STD2010_UT-SaltLakeCity-UT.table.csv.gz | Stand-alone Retail | Salt Lake City IntL Arpt Isis UT USA TMY3 WMO#=725720 | Electricity | 0 | 34819.4447 | 123947.2232 | 17011.1112 | 54063.8893 | 0 | 71386.1117 | 0 | 0 | 0 | 0 | 0 | 0 | 0 | 301225.0024 | 0 | 301227.7802 | -2.7778 | -2.7778 | 0 | 2802.9653 | 9977.7515 | 1369.3945 | 4352.1431 | 0 | 5746.582 | 0 | 0 | 0 | 0 | 0 | 0 | 0 | 24248.6127 | 0 | 24248.8363 | -0.22361 | -0.22361 | 0 | 118.8377 | 423.028 | 58.0584 | 184.5184 | 0 | 243.6386 | 0 | 0 | 0 | 0 | 0 | 0 | 0 | 1028.0716 | 0 | 1028.0811 | -0.0094805 | -0.0094805 | 17.1322 | 2.3513 | 7.4724 | 9.8671 | 0 | 0 | 4.8128 | 0 | 0 | 0 | 0 | 41.6362 | 41.6358 | 41.6358 | 1
UT_5B_RS_2013_EL | 5B | RS | EL | 15973 | ASHRAE30pct-state-5B | RetailStandalone | STD2013 | UT-SaltLakeCity-UT | Zone5B | Zone5B(UT-SaltLakeCity-UT) | ASHRAE30pct-state-STD2013 | state | UT | 0.0805 | 0.69 | ASHRAE30pct-state-5B_RetailStandalone_STD2013_UT-SaltLakeCity-UT.table.csv.gz | Stand-alone Retail | Salt Lake City IntL Arpt Isis UT USA TMY3 WMO#=725720 | Electricity | 0 | 30208.3336 | 103788.8897 | 17011.1112 | 53972.2227 | 0 | 60483.3338 | 0 | 0 | 0 | 0 | 0 | 0 | 0 | 265463.891 | 0 | 265463.891 | 0 | 0 | 0 | 2431.7709 | 8355.0056 | 1369.3945 | 4344.7639 | 0 | 4868.9084 | 0 | 0 | 0 | 0 | 0 | 0 | 0 | 21369.8432 | 0 | 21369.8432 | 0 | 0 | 0 | 103.1001 | 354.2283 | 58.0584 | 184.2055 | 0 | 206.4277 | 0 | 0 | 0 | 0 | 0 | 0 | 0 | 906.02 | 0 | 906.02 | 0 | 0 | 14.3459 | 2.3513 | 7.4601 | 8.3601 | 0 | 0 | 4.1754 | 0 | 0 | 0 | 0 | 36.6929 | 36.6929 | 36.6929 | 2
UT_5B_RS_2010_NG | 5B | RS | NG | 15382 | ASHRAE30pct-state-5B | RetailStandalone | STD2010 | UT-SaltLakeCity-UT | Zone5B | Zone5B(UT-SaltLakeCity-UT) | ASHRAE30pct-state-STD2010 | state | UT | 0.0805 | 0.69 | ASHRAE30pct-state-5B_RetailStandalone_STD2010_UT-SaltLakeCity-UT.table.csv.gz | Stand-alone Retail | Salt Lake City IntL Arpt Isis UT USA TMY3 WMO#=725720 | Natural Gas | 285738.4272 | 0 | 0 | 0 | 0 | 0 | 0 | 0 | 0 | 0 | 0 | 90753.4892 | 0 | 0 | 376491.9164 | 0 | 376491.9164 | 0 | 0 | 1971.5951 | 0 | 0 | 0 | 0 | 0 | 0 | 0 | 0 | 0 | 0 | 626.1991 | 0 | 0 | 2597.7942 | 0 | 2597.7942 | 0 | 0 | 285.7384 | 0 | 0 | 0 | 0 | 0 | 0 | 0 | 0 | 0 | 0 | 90.7535 | 0 | 0 | 376.4919 | 0 | 376.4919 | 0 | 0 | 0 | 0 | 0 | 0 | 0 | 0 | 0 | 11.5721 | 3.6754 | 0 | 0 | 15.2475 | 15.2475 | 15.2475 | 1
UT_5B_RS_2013_NG | 5B | RS | NG | 15982 | ASHRAE30pct-state-5B | RetailStandalone | STD2013 | UT-SaltLakeCity-UT | Zone5B | Zone5B(UT-SaltLakeCity-UT) | ASHRAE30pct-state-STD2013 | state | UT | 0.0805 | 0.69 | ASHRAE30pct-state-5B_RetailStandalone_STD2013_UT-SaltLakeCity-UT.table.csv.gz | Stand-alone Retail | Salt Lake City IntL Arpt Isis UT USA TMY3 WMO#=725720 | Natural Gas | 221808.1624 | 0 | 0 | 0 | 0 | 0 | 0 | 0 | 0 | 0 | 0 | 90753.4892 | 0 | 0 | 312561.6517 | 0 | 312561.6517 | 0 | 0 | 1530.4763 | 0 | 0 | 0 | 0 | 0 | 0 | 0 | 0 | 0 | 0 | 626.1991 | 0 | 0 | 2156.6754 | 0 | 2156.6754 | 0 | 0 | 221.8082 | 0 | 0 | 0 | 0 | 0 | 0 | 0 | 0 | 0 | 0 | 90.7535 | 0 | 0 | 312.5617 | 0 | 312.5617 | 0 | 0 | 0 | 0 | 0 | 0 | 0 | 0 | 0 | 8.983 | 3.6754 | 0 | 0 | 12.6584 | 12.6584 | 12.6584 | 2
WA_5B_RS_2010_EL | 5B | RS | EL | 15433 | ASHRAE30pct-state-5B | RetailStandalone | STD2010 | WA-Spokane-WA | Zone5B | Zone5B(WA-Spokane-WA) | ASHRAE30pct-state-STD2010 | state | WA | 0.0767 | 0.96 | ASHRAE30pct-state-5B_RetailStandalone_STD2010_WA-Spokane-WA.table.csv.gz | Stand-alone Retail | Spokane International Ap Chen WA USA TMY3 WMO#=727850 | Electricity | 0 | 19533.3335 | 125488.8899 | 17130.5557 | 54063.8893 | 0 | 66825.0005 | 0 | 0 | 0 | 0 | 0 | 0 | 0 | 283041.6689 | 0 | 283041.6689 | 0 | 0 | 0 | 1498.2067 | 9624.9979 | 1313.9136 | 4146.7003 | 0 | 5125.4775 | 0 | 0 | 0 | 0 | 0 | 0 | 0 | 21709.296 | 0 | 21709.296 | 0 | 0 | 0 | 66.6667 | 428.2897 | 58.4661 | 184.5184 | 0 | 228.0717 | 0 | 0 | 0 | 0 | 0 | 0 | 0 | 966.0124 | 0 | 966.0124 | 0 | 0 | 17.3453 | 2.3678 | 7.4728 | 9.2367 | 0 | 0 | 2.6999 | 0 | 0 | 0 | 0 | 39.1225 | 39.1225 | 39.1225 | 1
WA_5B_RS_2013_EL | 5B | RS | EL | 16033 | ASHRAE30pct-state-5B | RetailStandalone | STD2013 | WA-Spokane-WA | Zone5B | Zone5B(WA-Spokane-WA) | ASHRAE30pct-state-STD2013 | state | WA | 0.0767 | 0.96 | ASHRAE30pct-state-5B_RetailStandalone_STD2013_WA-Spokane-WA.table.csv.gz | Stand-alone Retail | Spokane International Ap Chen WA USA TMY3 WMO#=727850 | Electricity | 0 | 17275.0001 | 105355.5564 | 17130.5557 | 53972.2227 | 0 | 56227.7782 | 0 | 0 | 0 | 0 | 0 | 0 | 0 | 249958.3353 | 0 | 249961.1131 | -2.7778 | -2.7778 | 0 | 1324.9925 | 8080.7712 | 1313.9136 | 4139.6695 | 0 | 4312.6706 | 0 | 0 | 0 | 0 | 0 | 0 | 0 | 19171.8043 | 0 | 19172.0174 | -0.21306 | -0.21306 | 0 | 58.959 | 359.5752 | 58.4661 | 184.2055 | 0 | 191.9037 | 0 | 0 | 0 | 0 | 0 | 0 | 0 | 853.1 | 0 | 853.1095 | -0.0094805 | -0.0094805 | 14.5624 | 2.3678 | 7.4597 | 7.7719 | 0 | 0 | 2.3878 | 0 | 0 | 0 | 0 | 34.55 | 34.5497 | 34.5497 | 2
WA_5B_RS_2010_NG | 5B | RS | NG | 15442 | ASHRAE30pct-state-5B | RetailStandalone | STD2010 | WA-Spokane-WA | Zone5B | Zone5B(WA-Spokane-WA) | ASHRAE30pct-state-STD2010 | state | WA | 0.0767 | 0.96 | ASHRAE30pct-state-5B_RetailStandalone_STD2010_WA-Spokane-WA.table.csv.gz | Stand-alone Retail | Spokane International Ap Chen WA USA TMY3 WMO#=727850 | Natural Gas | 438043.1602 | 0 | 0 | 0 | 0 | 0 | 0 | 0 | 0 | 0 | 0 | 90810.3583 | 0 | 0 | 528853.5184 | 0 | 528853.5184 | 0 | 0 | 4205.2143 | 0 | 0 | 0 | 0 | 0 | 0 | 0 | 0 | 0 | 0 | 871.7794 | 0 | 0 | 5076.9938 | 0 | 5076.9938 | 0 | 0 | 438.0432 | 0 | 0 | 0 | 0 | 0 | 0 | 0 | 0 | 0 | 0 | 90.8104 | 0 | 0 | 528.8535 | 0 | 528.8535 | 0 | 0 | 0 | 0 | 0 | 0 | 0 | 0 | 0 | 17.7403 | 3.6777 | 0 | 0 | 21.418 | 21.418 | 21.418 | 1
WA_5B_RS_2013_NG | 5B | RS | NG | 16042 | ASHRAE30pct-state-5B | RetailStandalone | STD2013 | WA-Spokane-WA | Zone5B | Zone5B(WA-Spokane-WA) | ASHRAE30pct-state-STD2013 | state | WA | 0.0767 | 0.96 | ASHRAE30pct-state-5B_RetailStandalone_STD2013_WA-Spokane-WA.table.csv.gz | Stand-alone Retail | Spokane International Ap Chen WA USA TMY3 WMO#=727850 | Natural Gas | 360767.6304 | 0 | 0 | 0 | 0 | 0 | 0 | 0 | 0 | 0 | 0 | 90800.8801 | 0 | 0 | 451568.5105 | 0 | 451568.5105 | 0 | 0 | 3463.3693 | 0 | 0 | 0 | 0 | 0 | 0 | 0 | 0 | 0 | 0 | 871.6884 | 0 | 0 | 4335.0577 | 0 | 4335.0577 | 0 | 0 | 360.7676 | 0 | 0 | 0 | 0 | 0 | 0 | 0 | 0 | 0 | 0 | 90.8009 | 0 | 0 | 451.5685 | 0 | 451.5685 | 0 | 0 | 0 | 0 | 0 | 0 | 0 | 0 | 0 | 14.6107 | 3.6773 | 0 | 0 | 18.288 | 18.288 | 18.288 | 2
WY_5B_RS_2010_EL | 5B | RS | EL | 15493 | ASHRAE30pct-state-5B | RetailStandalone | STD2010 | WY-Scottsbluff-NE | Zone5B | Zone5B(WY-Scottsbluff-NE) | ASHRAE30pct-state-STD2010 | state | WY | 0.0823 | 0.68 | ASHRAE30pct-state-5B_RetailStandalone_STD2010_WY-Scottsbluff-NE.table.csv.gz | Stand-alone Retail | Scottsbluff W B Heilig Field NE USA TMY3 WMO#=725660 | Electricity | 0 | 31744.4447 | 124097.2232 | 17080.5557 | 54063.8893 | 0 | 71866.6672 | 0 | 0 | 0 | 0 | 0 | 0 | 0 | 298852.7802 | 0 | 298852.7802 | 0 | 0 | 0 | 2612.5678 | 10213.2015 | 1405.7297 | 4449.4581 | 0 | 5914.6267 | 0 | 0 | 0 | 0 | 0 | 0 | 0 | 24595.5838 | 0 | 24595.5838 | 0 | 0 | 0 | 108.3428 | 423.54 | 58.2954 | 184.5184 | 0 | 245.2787 | 0 | 0 | 0 | 0 | 0 | 0 | 0 | 1019.9753 | 0 | 1019.9753 | 0 | 0 | 17.1529 | 2.3609 | 7.4728 | 9.9335 | 0 | 0 | 4.3878 | 0 | 0 | 0 | 0 | 41.3079 | 41.3079 | 41.3079 | 1
WY_5B_RS_2013_EL | 5B | RS | EL | 16093 | ASHRAE30pct-state-5B | RetailStandalone | STD2013 | WY-Scottsbluff-NE | Zone5B | Zone5B(WY-Scottsbluff-NE) | ASHRAE30pct-state-STD2013 | state | WY | 0.0823 | 0.68 | ASHRAE30pct-state-5B_RetailStandalone_STD2013_WY-Scottsbluff-NE.table.csv.gz | Stand-alone Retail | Scottsbluff W B Heilig Field NE USA TMY3 WMO#=725660 | Electricity | 0 | 28319.4447 | 104044.4453 | 17080.5557 | 53972.2227 | 0 | 62180.5561 | 0 | 0 | 0 | 0 | 0 | 0 | 0 | 265594.4466 | 0 | 265597.2243 | -2.7778 | -2.7778 | 0 | 2330.6903 | 8562.8578 | 1405.7297 | 4441.9139 | 0 | 5117.4598 | 0 | 0 | 0 | 0 | 0 | 0 | 0 | 21858.423 | 0 | 21858.6516 | -0.22861 | -0.22861 | 0 | 96.6534 | 355.1005 | 58.2954 | 184.2055 | 0 | 212.2203 | 0 | 0 | 0 | 0 | 0 | 0 | 0 | 906.4656 | 0 | 906.4751 | -0.0094805 | -0.0094805 | 14.3812 | 2.3609 | 7.4597 | 8.5947 | 0 | 0 | 3.9144 | 0 | 0 | 0 | 0 | 36.7113 | 36.7109 | 36.7109 | 2
WY_5B_RS_2010_NG | 5B | RS | NG | 15502 | ASHRAE30pct-state-5B | RetailStandalone | STD2010 | WY-Scottsbluff-NE | Zone5B | Zone5B(WY-Scottsbluff-NE) | ASHRAE30pct-state-STD2010 | state | WY | 0.0823 | 0.68 | ASHRAE30pct-state-5B_RetailStandalone_STD2010_WY-Scottsbluff-NE.table.csv.gz | Stand-alone Retail | Scottsbluff W B Heilig Field NE USA TMY3 WMO#=725660 | Natural Gas | 403988.0911 | 0 | 0 | 0 | 0 | 0 | 0 | 0 | 0 | 0 | 0 | 90791.4019 | 0 | 0 | 494770.0148 | 0 | 494779.493 | 0 | 0 | 2747.119 | 0 | 0 | 0 | 0 | 0 | 0 | 0 | 0 | 0 | 0 | 617.3815 | 0 | 0 | 3364.4361 | 0 | 3364.5006 | 0 | 0 | 403.9881 | 0 | 0 | 0 | 0 | 0 | 0 | 0 | 0 | 0 | 0 | 90.7914 | 0 | 0 | 494.77 | 0 | 494.7795 | 0 | 0 | 0 | 0 | 0 | 0 | 0 | 0 | 0 | 16.3611 | 3.677 | 0 | 0 | 20.038 | 20.0377 | 20.038 | 1
WY_5B_RS_2013_NG | 5B | RS | NG | 16102 | ASHRAE30pct-state-5B | RetailStandalone | STD2013 | WY-Scottsbluff-NE | Zone5B | Zone5B(WY-Scottsbluff-NE) | ASHRAE30pct-state-STD2013 | state | WY | 0.0823 | 0.68 | ASHRAE30pct-state-5B_RetailStandalone_STD2013_WY-Scottsbluff-NE.table.csv.gz | Stand-alone Retail | Scottsbluff W B Heilig Field NE USA TMY3 WMO#=725660 | Natural Gas | 325688.9188 | 0 | 0 | 0 | 0 | 0 | 0 | 0 | 0 | 0 | 0 | 90781.9238 | 0 | 0 | 416470.8425 | 0 | 416470.8425 | 0 | 0 | 2214.6846 | 0 | 0 | 0 | 0 | 0 | 0 | 0 | 0 | 0 | 0 | 617.3171 | 0 | 0 | 2832.0017 | 0 | 2832.0017 | 0 | 0 | 325.6889 | 0 | 0 | 0 | 0 | 0 | 0 | 0 | 0 | 0 | 0 | 90.7819 | 0 | 0 | 416.4708 | 0 | 416.4708 | 0 | 0 | 0 | 0 | 0 | 0 | 0 | 0 | 0 | 13.1901 | 3.6766 | 0 | 0 | 16.8666 | 16.8666 | 16.8666 | 2
IA_6A_RS_2010_EL | 6A | RS | EL | 16813 | ASHRAE30pct-state-6A | RetailStandalone | STD2010 | IA-MasonCity-IA | Zone6A | Zone6A(IA-MasonCity-IA) | ASHRAE30pct-state-STD2010 | state | IA | 0.08 | 0.7 | ASHRAE30pct-state-6A_RetailStandalone_STD2010_IA-MasonCity-IA.table.csv.gz | Stand-alone Retail | Mason City Municipal Arpt IA USA TMY3 WMO#=725485 | Electricity | 0 | 29255.5558 | 129952.7788 | 17027.7779 | 54063.8893 | 0 | 65163.8894 | 0 | 0 | 0 | 4830.5556 | 0 | 0 | 0 | 300294.4468 | 0 | 300294.4468 | 0 | 0 | 0 | 2340.4445 | 10396.2223 | 1362.2222 | 4325.1111 | 0 | 5213.1112 | 0 | 0 | 0 | 386.4444 | 0 | 0 | 0 | 24023.5557 | 0 | 24023.5557 | 0 | 0 | 0 | 99.8483 | 443.5248 | 58.1153 | 184.5184 | 0 | 222.4023 | 0 | 0 | 0 | 16.4865 | 0 | 0 | 0 | 1024.8956 | 0 | 1024.8956 | 0 | 0 | 17.9623 | 2.3536 | 7.4728 | 9.0071 | 0 | 0.66769 | 4.0438 | 0 | 0 | 0 | 0 | 41.5072 | 41.5072 | 41.5072 | 1
IA_6A_RS_2013_EL | 6A | RS | EL | 17473 | ASHRAE30pct-state-6A | RetailStandalone | STD2013 | IA-MasonCity-IA | Zone6A | Zone6A(IA-MasonCity-IA) | ASHRAE30pct-state-STD2013 | state | IA | 0.08 | 0.7 | ASHRAE30pct-state-6A_RetailStandalone_STD2013_IA-MasonCity-IA.table.csv.gz | Stand-alone Retail | Mason City Municipal Arpt IA USA TMY3 WMO#=725485 | Electricity | 0 | 26494.4447 | 111172.2231 | 17027.7779 | 53972.2227 | 0 | 47677.7782 | 0 | 0 | 0 | 4861.1111 | 0 | 0 | 0 | 261205.5576 | 0 | 261205.5576 | 0 | 0 | 0 | 2119.5556 | 8893.7778 | 1362.2222 | 4317.7778 | 0 | 3814.2223 | 0 | 0 | 0 | 388.8889 | 0 | 0 | 0 | 20896.4446 | 0 | 20896.4446 | 0 | 0 | 0 | 90.4247 | 379.4274 | 58.1153 | 184.2055 | 0 | 162.7228 | 0 | 0 | 0 | 16.5908 | 0 | 0 | 0 | 891.4865 | 0 | 891.4865 | 0 | 0 | 15.3664 | 2.3536 | 7.4601 | 6.5901 | 0 | 0.67191 | 3.6621 | 0 | 0 | 0 | 0 | 36.1043 | 36.1043 | 36.1043 | 2
IA_6A_RS_2010_NG | 6A | RS | NG | 16822 | ASHRAE30pct-state-6A | RetailStandalone | STD2010 | IA-MasonCity-IA | Zone6A | Zone6A(IA-MasonCity-IA) | ASHRAE30pct-state-STD2010 | state | IA | 0.08 | 0.7 | ASHRAE30pct-state-6A_RetailStandalone_STD2010_IA-MasonCity-IA.table.csv.gz | Stand-alone Retail | Mason City Municipal Arpt IA USA TMY3 WMO#=725485 | Natural Gas | 361326.8425 | 0 | 0 | 0 | 0 | 0 | 0 | 0 | 0 | 0 | 0 | 92800.7742 | 0 | 0 | 454137.0949 | 0 | 454127.6167 | 0 | 0 | 2529.2879 | 0 | 0 | 0 | 0 | 0 | 0 | 0 | 0 | 0 | 0 | 649.6054 | 0 | 0 | 3178.9597 | 0 | 3178.8933 | 0 | 0 | 361.3268 | 0 | 0 | 0 | 0 | 0 | 0 | 0 | 0 | 0 | 0 | 92.8008 | 0 | 0 | 454.1371 | 0 | 454.1276 | 0 | 0 | 0 | 0 | 0 | 0 | 0 | 0 | 0 | 14.6334 | 3.7583 | 0 | 0 | 18.3917 | 18.3921 | 18.3917 | 1
IA_6A_RS_2013_NG | 6A | RS | NG | 17482 | ASHRAE30pct-state-6A | RetailStandalone | STD2013 | IA-MasonCity-IA | Zone6A | Zone6A(IA-MasonCity-IA) | ASHRAE30pct-state-STD2013 | state | IA | 0.08 | 0.7 | ASHRAE30pct-state-6A_RetailStandalone_STD2013_IA-MasonCity-IA.table.csv.gz | Stand-alone Retail | Mason City Municipal Arpt IA USA TMY3 WMO#=725485 | Natural Gas | 249342.2498 | 0 | 0 | 0 | 0 | 0 | 0 | 0 | 0 | 0 | 0 | 92800.7742 | 0 | 0 | 342133.5458 | 0 | 342143.024 | 0 | 0 | 1745.3957 | 0 | 0 | 0 | 0 | 0 | 0 | 0 | 0 | 0 | 0 | 649.6054 | 0 | 0 | 2394.9348 | 0 | 2395.0012 | 0 | 0 | 249.3422 | 0 | 0 | 0 | 0 | 0 | 0 | 0 | 0 | 0 | 0 | 92.8008 | 0 | 0 | 342.1335 | 0 | 342.143 | 0 | 0 | 0 | 0 | 0 | 0 | 0 | 0 | 0 | 10.0981 | 3.7583 | 0 | 0 | 13.8564 | 13.856 | 13.8564 | 2
ME_6A_RS_2010_EL | 6A | RS | EL | 16873 | ASHRAE30pct-state-6A | RetailStandalone | STD2010 | ME-Portland-ME | Zone6A | Zone6A(ME-Portland-ME) | ASHRAE30pct-state-STD2010 | state | ME | 0.1158 | 1.03 | ASHRAE30pct-state-6A_RetailStandalone_STD2010_ME-Portland-ME.table.csv.gz | Stand-alone Retail | Portland Intl Jetport ME USA TMY3 WMO#=726060 | Electricity | 0 | 18691.6668 | 130038.8899 | 17136.1112 | 54063.8893 | 0 | 58919.4449 | 0 | 0 | 0 | 5116.6667 | 0 | 0 | 0 | 283963.8912 | 0 | 283966.6689 | -2.7778 | -2.7778 | 0 | 2164.495 | 15058.5035 | 1984.3617 | 6260.5984 | 0 | 6822.8717 | 0 | 0 | 0 | 592.51 | 0 | 0 | 0 | 32883.0186 | 0 | 32883.3403 | -0.32167 | -0.32167 | 0 | 63.7941 | 443.8187 | 58.485 | 184.5184 | 0 | 201.0902 | 0 | 0 | 0 | 17.463 | 0 | 0 | 0 | 969.16 | 0 | 969.1694 | -0.0094805 | -0.0094805 | 17.9742 | 2.3686 | 7.4724 | 8.1439 | 0 | 0.70723 | 2.5836 | 0 | 0 | 0 | 0 | 39.2503 | 39.25 | 39.25 | 1
ME_6A_RS_2013_EL | 6A | RS | EL | 17533 | ASHRAE30pct-state-6A | RetailStandalone | STD2013 | ME-Portland-ME | Zone6A | Zone6A(ME-Portland-ME) | ASHRAE30pct-state-STD2013 | state | ME | 0.1158 | 1.03 | ASHRAE30pct-state-6A_RetailStandalone_STD2013_ME-Portland-ME.table.csv.gz | Stand-alone Retail | Portland Intl Jetport ME USA TMY3 WMO#=726060 | Electricity | 0 | 16744.4446 | 111380.5564 | 17136.1112 | 53972.2227 | 0 | 43316.667 | 0 | 0 | 0 | 5169.4445 | 0 | 0 | 0 | 247716.6686 | 0 | 247719.4464 | -2.7778 | -2.7778 | 0 | 1939.0067 | 12897.8684 | 1984.3617 | 6249.9834 | 0 | 5016.07 | 0 | 0 | 0 | 598.6217 | 0 | 0 | 0 | 28685.5902 | 0 | 28685.9119 | -0.32167 | -0.32167 | 0 | 57.1483 | 380.1384 | 58.485 | 184.2055 | 0 | 147.8384 | 0 | 0 | 0 | 17.6432 | 0 | 0 | 0 | 845.4493 | 0 | 845.4588 | -0.0094805 | -0.0094805 | 15.3952 | 2.3686 | 7.4597 | 5.9873 | 0 | 0.71453 | 2.3144 | 0 | 0 | 0 | 0 | 34.2402 | 34.2398 | 34.2398 | 2
ME_6A_RS_2010_NG | 6A | RS | NG | 16882 | ASHRAE30pct-state-6A | RetailStandalone | STD2010 | ME-Portland-ME | Zone6A | Zone6A(ME-Portland-ME) | ASHRAE30pct-state-STD2010 | state | ME | 0.1158 | 1.03 | ASHRAE30pct-state-6A_RetailStandalone_STD2010_ME-Portland-ME.table.csv.gz | Stand-alone Retail | Portland Intl Jetport ME USA TMY3 WMO#=726060 | Natural Gas | 279511.2687 | 0 | 0 | 0 | 0 | 0 | 0 | 0 | 0 | 0 | 0 | 92800.7742 | 0 | 0 | 372312.0429 | 0 | 372312.0429 | 0 | 0 | 2878.9661 | 0 | 0 | 0 | 0 | 0 | 0 | 0 | 0 | 0 | 0 | 955.848 | 0 | 0 | 3834.814 | 0 | 3834.814 | 0 | 0 | 279.5113 | 0 | 0 | 0 | 0 | 0 | 0 | 0 | 0 | 0 | 0 | 92.8008 | 0 | 0 | 372.312 | 0 | 372.312 | 0 | 0 | 0 | 0 | 0 | 0 | 0 | 0 | 0 | 11.3199 | 3.7583 | 0 | 0 | 15.0782 | 15.0782 | 15.0782 | 1
ME_6A_RS_2013_NG | 6A | RS | NG | 17542 | ASHRAE30pct-state-6A | RetailStandalone | STD2013 | ME-Portland-ME | Zone6A | Zone6A(ME-Portland-ME) | ASHRAE30pct-state-STD2013 | state | ME | 0.1158 | 1.03 | ASHRAE30pct-state-6A_RetailStandalone_STD2013_ME-Portland-ME.table.csv.gz | Stand-alone Retail | Portland Intl Jetport ME USA TMY3 WMO#=726060 | Natural Gas | 165536.26 | 0 | 0 | 0 | 0 | 0 | 0 | 0 | 0 | 0 | 0 | 92800.7742 | 0 | 0 | 258337.0342 | 0 | 258337.0342 | 0 | 0 | 1705.0235 | 0 | 0 | 0 | 0 | 0 | 0 | 0 | 0 | 0 | 0 | 955.848 | 0 | 0 | 2660.8715 | 0 | 2660.8715 | 0 | 0 | 165.5363 | 0 | 0 | 0 | 0 | 0 | 0 | 0 | 0 | 0 | 0 | 92.8008 | 0 | 0 | 258.337 | 0 | 258.337 | 0 | 0 | 0 | 0 | 0 | 0 | 0 | 0 | 0 | 6.704 | 3.7583 | 0 | 0 | 10.4624 | 10.4624 | 10.4624 | 2
MI_6A_RS_2010_EL | 6A | RS | EL | 16933 | ASHRAE30pct-state-6A | RetailStandalone | STD2010 | MI-AlpenaCounty-MI | Zone6A | Zone6A(MI-AlpenaCounty-MI) | ASHRAE30pct-state-STD2010 | state | MI | 0.1095 | 0.82 | ASHRAE30pct-state-6A_RetailStandalone_STD2010_MI-AlpenaCounty-MI.table.csv.gz | Stand-alone Retail | Alpena County Regional Ap MI USA TMY3 WMO#=726390 | Electricity | 0 | 19905.5557 | 130130.5566 | 17005.5557 | 54063.8893 | 0 | 59763.8894 | 0 | 0 | 0 | 5177.7778 | 0 | 0 | 0 | 286047.2245 | 0 | 286047.2245 | 0 | 0 | 0 | 2179.6584 | 14249.2959 | 1862.1083 | 5919.9959 | 0 | 6544.1459 | 0 | 0 | 0 | 566.9667 | 0 | 0 | 0 | 31322.1711 | 0 | 31322.1711 | 0 | 0 | 0 | 67.937 | 444.1316 | 58.0394 | 184.5184 | 0 | 203.9723 | 0 | 0 | 0 | 17.6716 | 0 | 0 | 0 | 976.2703 | 0 | 976.2703 | 0 | 0 | 17.9869 | 2.3505 | 7.4728 | 8.2607 | 0 | 0.71568 | 2.7514 | 0 | 0 | 0 | 0 | 39.5379 | 39.5379 | 39.5379 | 1
MI_6A_RS_2013_EL | 6A | RS | EL | 17593 | ASHRAE30pct-state-6A | RetailStandalone | STD2013 | MI-AlpenaCounty-MI | Zone6A | Zone6A(MI-AlpenaCounty-MI) | ASHRAE30pct-state-STD2013 | state | MI | 0.1095 | 0.82 | ASHRAE30pct-state-6A_RetailStandalone_STD2013_MI-AlpenaCounty-MI.table.csv.gz | Stand-alone Retail | Alpena County Regional Ap MI USA TMY3 WMO#=726390 | Electricity | 0 | 17961.1113 | 111319.4453 | 17005.5557 | 53972.2227 | 0 | 44216.667 | 0 | 0 | 0 | 5211.1112 | 0 | 0 | 0 | 249686.1131 | 0 | 249686.1131 | 0 | 0 | 0 | 1966.7417 | 12189.4793 | 1862.1083 | 5909.9584 | 0 | 4841.725 | 0 | 0 | 0 | 570.6167 | 0 | 0 | 0 | 27340.6294 | 0 | 27340.6294 | 0 | 0 | 0 | 61.3007 | 379.9298 | 58.0394 | 184.2055 | 0 | 150.9101 | 0 | 0 | 0 | 17.7854 | 0 | 0 | 0 | 852.171 | 0 | 852.171 | 0 | 0 | 15.3868 | 2.3505 | 7.4601 | 6.1117 | 0 | 0.72029 | 2.4826 | 0 | 0 | 0 | 0 | 34.512 | 34.512 | 34.512 | 2
MI_6A_RS_2010_NG | 6A | RS | NG | 16942 | ASHRAE30pct-state-6A | RetailStandalone | STD2010 | MI-AlpenaCounty-MI | Zone6A | Zone6A(MI-AlpenaCounty-MI) | ASHRAE30pct-state-STD2010 | state | MI | 0.1095 | 0.82 | ASHRAE30pct-state-6A_RetailStandalone_STD2010_MI-AlpenaCounty-MI.table.csv.gz | Stand-alone Retail | Alpena County Regional Ap MI USA TMY3 WMO#=726390 | Natural Gas | 329868.7923 | 0 | 0 | 0 | 0 | 0 | 0 | 0 | 0 | 0 | 0 | 92810.2524 | 0 | 0 | 422679.0447 | 0 | 422679.0447 | 0 | 0 | 2704.9241 | 0 | 0 | 0 | 0 | 0 | 0 | 0 | 0 | 0 | 0 | 761.0441 | 0 | 0 | 3465.9682 | 0 | 3465.9682 | 0 | 0 | 329.8688 | 0 | 0 | 0 | 0 | 0 | 0 | 0 | 0 | 0 | 0 | 92.8103 | 0 | 0 | 422.679 | 0 | 422.679 | 0 | 0 | 0 | 0 | 0 | 0 | 0 | 0 | 0 | 13.3593 | 3.7587 | 0 | 0 | 17.1181 | 17.1181 | 17.1181 | 1
MI_6A_RS_2013_NG | 6A | RS | NG | 17602 | ASHRAE30pct-state-6A | RetailStandalone | STD2013 | MI-AlpenaCounty-MI | Zone6A | Zone6A(MI-AlpenaCounty-MI) | ASHRAE30pct-state-STD2013 | state | MI | 0.1095 | 0.82 | ASHRAE30pct-state-6A_RetailStandalone_STD2013_MI-AlpenaCounty-MI.table.csv.gz | Stand-alone Retail | Alpena County Regional Ap MI USA TMY3 WMO#=726390 | Natural Gas | 216216.0414 | 0 | 0 | 0 | 0 | 0 | 0 | 0 | 0 | 0 | 0 | 92800.7742 | 0 | 0 | 309016.8156 | 0 | 309016.8156 | 0 | 0 | 1772.9715 | 0 | 0 | 0 | 0 | 0 | 0 | 0 | 0 | 0 | 0 | 760.9663 | 0 | 0 | 2533.9379 | 0 | 2533.9379 | 0 | 0 | 216.216 | 0 | 0 | 0 | 0 | 0 | 0 | 0 | 0 | 0 | 0 | 92.8008 | 0 | 0 | 309.0168 | 0 | 309.0168 | 0 | 0 | 0 | 0 | 0 | 0 | 0 | 0 | 0 | 8.7565 | 3.7583 | 0 | 0 | 12.5149 | 12.5149 | 12.5149 | 2
MN_6A_RS_2010_EL | 6A | RS | EL | 16993 | ASHRAE30pct-state-6A | RetailStandalone | STD2010 | MN-MinneapolisStPaul-MN | Zone6A | Zone6A(MN-MinneapolisStPaul-MN) | ASHRAE30pct-state-STD2010 | state | MN | 0.0886 | 0.62 | ASHRAE30pct-state-6A_RetailStandalone_STD2010_MN-MinneapolisStPaul-MN.table.csv.gz | Stand-alone Retail | Minneapolis St Paul IntL Arp MN USA TMY3 WMO#=726580 | Electricity | 0 | 28416.6669 | 130188.8899 | 17047.2224 | 54063.8893 | 0 | 65402.7783 | 0 | 0 | 0 | 5305.5556 | 0 | 0 | 0 | 300425.0024 | 0 | 300425.0024 | 5.8208e-11 | 5.8208e-11 | 0 | 2517.7167 | 11534.7356 | 1510.3839 | 4790.0606 | 0 | 5794.6862 | 0 | 0 | 0 | 470.0722 | 0 | 0 | 0 | 26617.6552 | 0 | 26617.6552 | 5.1572e-12 | 5.1572e-12 | 0 | 96.9852 | 444.3306 | 58.1816 | 184.5184 | 0 | 223.2177 | 0 | 0 | 0 | 18.1077 | 0 | 0 | 0 | 1025.3412 | 0 | 1025.3412 | 1.9866e-13 | 1.9866e-13 | 17.9949 | 2.3563 | 7.4728 | 9.0401 | 0 | 0.73334 | 3.9278 | 0 | 0 | 0 | 0 | 41.5252 | 41.5252 | 41.5252 | 1
MN_6A_RS_2013_EL | 6A | RS | EL | 17653 | ASHRAE30pct-state-6A | RetailStandalone | STD2013 | MN-MinneapolisStPaul-MN | Zone6A | Zone6A(MN-MinneapolisStPaul-MN) | ASHRAE30pct-state-STD2013 | state | MN | 0.0886 | 0.62 | ASHRAE30pct-state-6A_RetailStandalone_STD2013_MN-MinneapolisStPaul-MN.table.csv.gz | Stand-alone Retail | Minneapolis St Paul IntL Arp MN USA TMY3 WMO#=726580 | Electricity | 0 | 25444.4446 | 111516.6676 | 17047.2224 | 53972.2227 | 0 | 48605.5559 | 0 | 0 | 0 | 5355.5556 | 0 | 0 | 0 | 261938.891 | 0 | 261941.6688 | -2.7778 | -2.7778 | 0 | 2254.3778 | 9880.3767 | 1510.3839 | 4781.9389 | 0 | 4306.4523 | 0 | 0 | 0 | 474.5022 | 0 | 0 | 0 | 23207.7857 | 0 | 23208.0319 | -0.24611 | -0.24611 | 0 | 86.8411 | 380.6029 | 58.1816 | 184.2055 | 0 | 165.8893 | 0 | 0 | 0 | 18.2783 | 0 | 0 | 0 | 893.9893 | 0 | 893.9988 | -0.0094805 | -0.0094805 | 15.414 | 2.3563 | 7.4597 | 6.7183 | 0 | 0.74025 | 3.517 | 0 | 0 | 0 | 0 | 36.206 | 36.2056 | 36.2056 | 2
MN_6A_RS_2010_NG | 6A | RS | NG | 17002 | ASHRAE30pct-state-6A | RetailStandalone | STD2010 | MN-MinneapolisStPaul-MN | Zone6A | Zone6A(MN-MinneapolisStPaul-MN) | ASHRAE30pct-state-STD2010 | state | MN | 0.0886 | 0.62 | ASHRAE30pct-state-6A_RetailStandalone_STD2010_MN-MinneapolisStPaul-MN.table.csv.gz | Stand-alone Retail | Minneapolis St Paul IntL Arp MN USA TMY3 WMO#=726580 | Natural Gas | 340218.9552 | 0 | 0 | 0 | 0 | 0 | 0 | 0 | 0 | 0 | 0 | 92800.7742 | 0 | 0 | 433019.7294 | 0 | 433019.7294 | 0 | 0 | 2109.3575 | 0 | 0 | 0 | 0 | 0 | 0 | 0 | 0 | 0 | 0 | 575.3648 | 0 | 0 | 2684.7223 | 0 | 2684.7223 | 0 | 0 | 340.219 | 0 | 0 | 0 | 0 | 0 | 0 | 0 | 0 | 0 | 0 | 92.8008 | 0 | 0 | 433.0197 | 0 | 433.0197 | 0 | 0 | 0 | 0 | 0 | 0 | 0 | 0 | 0 | 13.7785 | 3.7583 | 0 | 0 | 17.5368 | 17.5368 | 17.5368 | 1
MN_6A_RS_2013_NG | 6A | RS | NG | 17662 | ASHRAE30pct-state-6A | RetailStandalone | STD2013 | MN-MinneapolisStPaul-MN | Zone6A | Zone6A(MN-MinneapolisStPaul-MN) | ASHRAE30pct-state-STD2013 | state | MN | 0.0886 | 0.62 | ASHRAE30pct-state-6A_RetailStandalone_STD2013_MN-MinneapolisStPaul-MN.table.csv.gz | Stand-alone Retail | Minneapolis St Paul IntL Arp MN USA TMY3 WMO#=726580 | Natural Gas | 247778.3515 | 0 | 0 | 0 | 0 | 0 | 0 | 0 | 0 | 0 | 0 | 92791.296 | 0 | 0 | 340569.6476 | 0 | 340569.6476 | 0 | 0 | 1536.2258 | 0 | 0 | 0 | 0 | 0 | 0 | 0 | 0 | 0 | 0 | 575.306 | 0 | 0 | 2111.5318 | 0 | 2111.5318 | 0 | 0 | 247.7784 | 0 | 0 | 0 | 0 | 0 | 0 | 0 | 0 | 0 | 0 | 92.7913 | 0 | 0 | 340.5696 | 0 | 340.5696 | 0 | 0 | 0 | 0 | 0 | 0 | 0 | 0 | 0 | 10.0348 | 3.7579 | 0 | 0 | 13.7927 | 13.7927 | 13.7927 | 2
ND_6A_RS_2010_EL | 6A | RS | EL | 17053 | ASHRAE30pct-state-6A | RetailStandalone | STD2010 | ND-Bismarck-ND | Zone6A | Zone6A(ND-Bismarck-ND) | ASHRAE30pct-state-STD2010 | state | ND | 0.0798 | 0.59 | ASHRAE30pct-state-6A_RetailStandalone_STD2010_ND-Bismarck-ND.table.csv.gz | Stand-alone Retail | Bismarck Municipal Arpt Isis ND USA TMY3 WMO#=727640 | Electricity | 0 | 24411.1113 | 130644.4455 | 17155.5557 | 54063.8893 | 0 | 73913.8895 | 0 | 0 | 0 | 5297.2223 | 0 | 0 | 0 | 305486.1136 | 0 | 305486.1136 | 0 | 0 | 0 | 1948.0067 | 10425.4268 | 1369.0133 | 4314.2984 | 0 | 5898.3284 | 0 | 0 | 0 | 422.7183 | 0 | 0 | 0 | 24377.7919 | 0 | 24377.7919 | 0 | 0 | 0 | 83.3144 | 445.8854 | 58.5514 | 184.5184 | 0 | 252.2658 | 0 | 0 | 0 | 18.0793 | 0 | 0 | 0 | 1042.6146 | 0 | 1042.6146 | 0 | 0 | 18.0579 | 2.3713 | 7.4728 | 10.2165 | 0 | 0.73219 | 3.3741 | 0 | 0 | 0 | 0 | 42.2248 | 42.2248 | 42.2248 | 1
ND_6A_RS_2013_EL | 6A | RS | EL | 17713 | ASHRAE30pct-state-6A | RetailStandalone | STD2013 | ND-Bismarck-ND | Zone6A | Zone6A(ND-Bismarck-ND) | ASHRAE30pct-state-STD2013 | state | ND | 0.0798 | 0.59 | ASHRAE30pct-state-6A_RetailStandalone_STD2013_ND-Bismarck-ND.table.csv.gz | Stand-alone Retail | Bismarck Municipal Arpt Isis ND USA TMY3 WMO#=727640 | Electricity | 0 | 22038.8891 | 111927.7787 | 17155.5557 | 53972.2227 | 0 | 51505.556 | 0 | 0 | 0 | 5350 | 0 | 0 | 0 | 261947.2243 | 0 | 261950.0021 | -2.7778 | -2.7778 | 0 | 1758.7033 | 8931.8367 | 1369.0133 | 4306.9834 | 0 | 4110.1434 | 0 | 0 | 0 | 426.93 | 0 | 0 | 0 | 20903.3885 | 0 | 20903.6102 | -0.22167 | -0.22167 | 0 | 75.218 | 382.006 | 58.5514 | 184.2055 | 0 | 175.7869 | 0 | 0 | 0 | 18.2594 | 0 | 0 | 0 | 894.0178 | 0 | 894.0272 | -0.0094805 | -0.0094805 | 15.4708 | 2.3713 | 7.4597 | 7.1192 | 0 | 0.73949 | 3.0463 | 0 | 0 | 0 | 0 | 36.2072 | 36.2068 | 36.2068 | 2
ND_6A_RS_2010_NG | 6A | RS | NG | 17062 | ASHRAE30pct-state-6A | RetailStandalone | STD2010 | ND-Bismarck-ND | Zone6A | Zone6A(ND-Bismarck-ND) | ASHRAE30pct-state-STD2010 | state | ND | 0.0798 | 0.59 | ASHRAE30pct-state-6A_RetailStandalone_STD2010_ND-Bismarck-ND.table.csv.gz | Stand-alone Retail | Bismarck Municipal Arpt Isis ND USA TMY3 WMO#=727640 | Natural Gas | 353876.9999 | 0 | 0 | 0 | 0 | 0 | 0 | 0 | 0 | 0 | 0 | 92810.2524 | 0 | 0 | 446687.2523 | 0 | 446687.2523 | 0 | 0 | 2087.8743 | 0 | 0 | 0 | 0 | 0 | 0 | 0 | 0 | 0 | 0 | 547.5805 | 0 | 0 | 2635.4548 | 0 | 2635.4548 | 0 | 0 | 353.877 | 0 | 0 | 0 | 0 | 0 | 0 | 0 | 0 | 0 | 0 | 92.8103 | 0 | 0 | 446.6873 | 0 | 446.6873 | 0 | 0 | 0 | 0 | 0 | 0 | 0 | 0 | 0 | 14.3316 | 3.7587 | 0 | 0 | 18.0904 | 18.0904 | 18.0904 | 1
ND_6A_RS_2013_NG | 6A | RS | NG | 17722 | ASHRAE30pct-state-6A | RetailStandalone | STD2013 | ND-Bismarck-ND | Zone6A | Zone6A(ND-Bismarck-ND) | ASHRAE30pct-state-STD2013 | state | ND | 0.0798 | 0.59 | ASHRAE30pct-state-6A_RetailStandalone_STD2013_ND-Bismarck-ND.table.csv.gz | Stand-alone Retail | Bismarck Municipal Arpt Isis ND USA TMY3 WMO#=727640 | Natural Gas | 281387.9466 | 0 | 0 | 0 | 0 | 0 | 0 | 0 | 0 | 0 | 0 | 92800.7742 | 0 | 0 | 374188.7208 | 0 | 374188.7208 | 0 | 0 | 1660.1889 | 0 | 0 | 0 | 0 | 0 | 0 | 0 | 0 | 0 | 0 | 547.5246 | 0 | 0 | 2207.7135 | 0 | 2207.7135 | 0 | 0 | 281.3879 | 0 | 0 | 0 | 0 | 0 | 0 | 0 | 0 | 0 | 0 | 92.8008 | 0 | 0 | 374.1887 | 0 | 374.1887 | 0 | 0 | 0 | 0 | 0 | 0 | 0 | 0 | 0 | 11.3959 | 3.7583 | 0 | 0 | 15.1542 | 15.1542 | 15.1542 | 2
NH_6A_RS_2010_EL | 6A | RS | EL | 17113 | ASHRAE30pct-state-6A | RetailStandalone | STD2010 | NH-Concord-NH | Zone6A | Zone6A(NH-Concord-NH) | ASHRAE30pct-state-STD2010 | state | NH | 0.134 | 1.17 | ASHRAE30pct-state-6A_RetailStandalone_STD2010_NH-Concord-NH.table.csv.gz | Stand-alone Retail | Concord Municipal Arpt NH USA TMY3 WMO#=726050 | Electricity | 0 | 23613.8891 | 129866.6677 | 17119.4446 | 54063.8893 | 0 | 60386.1116 | 0 | 0 | 0 | 5172.2223 | 0 | 0 | 0 | 290222.2245 | 0 | 290222.2245 | 0 | 0 | 0 | 3164.2611 | 17402.1335 | 2294.0056 | 7244.5612 | 0 | 8091.739 | 0 | 0 | 0 | 693.0778 | 0 | 0 | 0 | 38889.7781 | 0 | 38889.7781 | 0 | 0 | 0 | 80.5935 | 443.2309 | 58.4281 | 184.5184 | 0 | 206.0959 | 0 | 0 | 0 | 17.6526 | 0 | 0 | 0 | 990.5195 | 0 | 990.5195 | 0 | 0 | 17.9504 | 2.3663 | 7.4728 | 8.3467 | 0 | 0.71491 | 3.264 | 0 | 0 | 0 | 0 | 40.115 | 40.115 | 40.115 | 1
NH_6A_RS_2013_EL | 6A | RS | EL | 17773 | ASHRAE30pct-state-6A | RetailStandalone | STD2013 | NH-Concord-NH | Zone6A | Zone6A(NH-Concord-NH) | ASHRAE30pct-state-STD2013 | state | NH | 0.134 | 1.17 | ASHRAE30pct-state-6A_RetailStandalone_STD2013_NH-Concord-NH.table.csv.gz | Stand-alone Retail | Concord Municipal Arpt NH USA TMY3 WMO#=726050 | Electricity | 0 | 21258.3335 | 111197.2231 | 17119.4446 | 53972.2227 | 0 | 47605.5559 | 0 | 0 | 0 | 5213.8889 | 0 | 0 | 0 | 256366.6687 | 0 | 256366.6687 | 0 | 0 | 0 | 2848.6167 | 14900.4279 | 2294.0056 | 7232.2778 | 0 | 6379.1445 | 0 | 0 | 0 | 698.6611 | 0 | 0 | 0 | 34353.1336 | 0 | 34353.1336 | 0 | 0 | 0 | 72.554 | 379.5127 | 58.4281 | 184.2055 | 0 | 162.4763 | 0 | 0 | 0 | 17.7948 | 0 | 0 | 0 | 874.9715 | 0 | 874.9715 | 0 | 0 | 15.3699 | 2.3663 | 7.4601 | 6.5801 | 0 | 0.72067 | 2.9384 | 0 | 0 | 0 | 0 | 35.4354 | 35.4354 | 35.4354 | 2
NH_6A_RS_2010_NG | 6A | RS | NG | 17122 | ASHRAE30pct-state-6A | RetailStandalone | STD2010 | NH-Concord-NH | Zone6A | Zone6A(NH-Concord-NH) | ASHRAE30pct-state-STD2010 | state | NH | 0.134 | 1.17 | ASHRAE30pct-state-6A_RetailStandalone_STD2010_NH-Concord-NH.table.csv.gz | Stand-alone Retail | Concord Municipal Arpt NH USA TMY3 WMO#=726050 | Natural Gas | 268582.9373 | 0 | 0 | 0 | 0 | 0 | 0 | 0 | 0 | 0 | 0 | 92781.8179 | 0 | 0 | 361364.7552 | 0 | 361364.7552 | 0 | 0 | 3142.4204 | 0 | 0 | 0 | 0 | 0 | 0 | 0 | 0 | 0 | 0 | 1085.5473 | 0 | 0 | 4227.9676 | 0 | 4227.9676 | 0 | 0 | 268.5829 | 0 | 0 | 0 | 0 | 0 | 0 | 0 | 0 | 0 | 0 | 92.7818 | 0 | 0 | 361.3648 | 0 | 361.3648 | 0 | 0 | 0 | 0 | 0 | 0 | 0 | 0 | 0 | 10.8773 | 3.7576 | 0 | 0 | 14.6349 | 14.6349 | 14.6349 | 1
NH_6A_RS_2013_NG | 6A | RS | NG | 17782 | ASHRAE30pct-state-6A | RetailStandalone | STD2013 | NH-Concord-NH | Zone6A | Zone6A(NH-Concord-NH) | ASHRAE30pct-state-STD2013 | state | NH | 0.134 | 1.17 | ASHRAE30pct-state-6A_RetailStandalone_STD2013_NH-Concord-NH.table.csv.gz | Stand-alone Retail | Concord Municipal Arpt NH USA TMY3 WMO#=726050 | Natural Gas | 194738.5055 | 0 | 0 | 0 | 0 | 0 | 0 | 0 | 0 | 0 | 0 | 92772.3397 | 0 | 0 | 287510.8452 | 0 | 287510.8452 | 0 | 0 | 2278.4405 | 0 | 0 | 0 | 0 | 0 | 0 | 0 | 0 | 0 | 0 | 1085.4364 | 0 | 0 | 3363.8769 | 0 | 3363.8769 | 0 | 0 | 194.7385 | 0 | 0 | 0 | 0 | 0 | 0 | 0 | 0 | 0 | 0 | 92.7723 | 0 | 0 | 287.5108 | 0 | 287.5108 | 0 | 0 | 0 | 0 | 0 | 0 | 0 | 0 | 0 | 7.8867 | 3.7572 | 0 | 0 | 11.6439 | 11.6439 | 11.6439 | 2
NY_6A_RS_2010_EL | 6A | RS | EL | 17173 | ASHRAE30pct-state-6A | RetailStandalone | STD2010 | NY-Binghamton-NY | Zone6A | Zone6A(NY-Binghamton-NY) | ASHRAE30pct-state-STD2010 | state | NY | 0.1508 | 0.73 | ASHRAE30pct-state-6A_RetailStandalone_STD2010_NY-Binghamton-NY.table.csv.gz | Stand-alone Retail | Binghamton Edwin A Link Field NY USA TMY3 WMO#=725150 | Electricity | 0 | 18991.6668 | 129922.2233 | 17055.5557 | 54063.8893 | 0 | 60552.7783 | 0 | 0 | 0 | 4491.6667 | 0 | 0 | 0 | 285077.7801 | 0 | 285077.7801 | 0 | 0 | 0 | 2863.9434 | 19592.2713 | 2571.9778 | 8152.8345 | 0 | 9131.359 | 0 | 0 | 0 | 677.3433 | 0 | 0 | 0 | 42989.7292 | 0 | 42989.7292 | 0 | 0 | 0 | 64.818 | 443.4205 | 58.2101 | 184.5184 | 0 | 206.6648 | 0 | 0 | 0 | 15.3299 | 0 | 0 | 0 | 972.9616 | 0 | 972.9616 | 0 | 0 | 17.9581 | 2.3574 | 7.4728 | 8.3697 | 0 | 0.62085 | 2.6251 | 0 | 0 | 0 | 0 | 39.4039 | 39.4039 | 39.4039 | 1
NY_6A_RS_2013_EL | 6A | RS | EL | 17833 | ASHRAE30pct-state-6A | RetailStandalone | STD2013 | NY-Binghamton-NY | Zone6A | Zone6A(NY-Binghamton-NY) | ASHRAE30pct-state-STD2013 | state | NY | 0.1508 | 0.73 | ASHRAE30pct-state-6A_RetailStandalone_STD2013_NY-Binghamton-NY.table.csv.gz | Stand-alone Retail | Binghamton Edwin A Link Field NY USA TMY3 WMO#=725150 | Electricity | 0 | 18016.6668 | 111041.6676 | 17055.5557 | 53972.2227 | 0 | 46266.667 | 0 | 0 | 0 | 5075 | 0 | 0 | 0 | 251427.7798 | 0 | 251427.7798 | 0 | 0 | 0 | 2716.9134 | 16745.0835 | 2571.9778 | 8139.0112 | 0 | 6977.0134 | 0 | 0 | 0 | 765.31 | 0 | 0 | 0 | 37915.3092 | 0 | 37915.3092 | 0 | 0 | 0 | 61.4903 | 378.9818 | 58.2101 | 184.2055 | 0 | 157.9067 | 0 | 0 | 0 | 17.3208 | 0 | 0 | 0 | 858.1152 | 0 | 858.1152 | 0 | 0 | 15.3484 | 2.3574 | 7.4601 | 6.3951 | 0 | 0.70147 | 2.4903 | 0 | 0 | 0 | 0 | 34.7528 | 34.7528 | 34.7528 | 2
NY_6A_RS_2010_NG | 6A | RS | NG | 17182 | ASHRAE30pct-state-6A | RetailStandalone | STD2010 | NY-Binghamton-NY | Zone6A | Zone6A(NY-Binghamton-NY) | ASHRAE30pct-state-STD2010 | state | NY | 0.1508 | 0.73 | ASHRAE30pct-state-6A_RetailStandalone_STD2010_NY-Binghamton-NY.table.csv.gz | Stand-alone Retail | Binghamton Edwin A Link Field NY USA TMY3 WMO#=725150 | Natural Gas | 257834.6912 | 0 | 0 | 0 | 0 | 0 | 0 | 0 | 0 | 0 | 0 | 92791.296 | 0 | 0 | 350625.9872 | 0 | 350625.9872 | 0 | 0 | 1882.1932 | 0 | 0 | 0 | 0 | 0 | 0 | 0 | 0 | 0 | 0 | 677.3765 | 0 | 0 | 2559.5697 | 0 | 2559.5697 | 0 | 0 | 257.8347 | 0 | 0 | 0 | 0 | 0 | 0 | 0 | 0 | 0 | 0 | 92.7913 | 0 | 0 | 350.626 | 0 | 350.626 | 0 | 0 | 0 | 0 | 0 | 0 | 0 | 0 | 0 | 10.442 | 3.7579 | 0 | 0 | 14.2 | 14.2 | 14.2 | 1
NY_6A_RS_2013_NG | 6A | RS | NG | 17842 | ASHRAE30pct-state-6A | RetailStandalone | STD2013 | NY-Binghamton-NY | Zone6A | Zone6A(NY-Binghamton-NY) | ASHRAE30pct-state-STD2013 | state | NY | 0.1508 | 0.73 | ASHRAE30pct-state-6A_RetailStandalone_STD2013_NY-Binghamton-NY.table.csv.gz | Stand-alone Retail | Binghamton Edwin A Link Field NY USA TMY3 WMO#=725150 | Natural Gas | 165526.7818 | 0 | 0 | 0 | 0 | 0 | 0 | 0 | 0 | 0 | 0 | 92791.296 | 0 | 0 | 258308.5997 | 0 | 258318.0779 | 0 | 0 | 1208.3455 | 0 | 0 | 0 | 0 | 0 | 0 | 0 | 0 | 0 | 0 | 677.3765 | 0 | 0 | 1885.6528 | 0 | 1885.722 | 0 | 0 | 165.5268 | 0 | 0 | 0 | 0 | 0 | 0 | 0 | 0 | 0 | 0 | 92.7913 | 0 | 0 | 258.3086 | 0 | 258.3181 | 0 | 0 | 0 | 0 | 0 | 0 | 0 | 0 | 0 | 6.7037 | 3.7579 | 0 | 0 | 10.4616 | 10.4612 | 10.4616 | 2
PA_6A_RS_2010_EL | 6A | RS | EL | 17233 | ASHRAE30pct-state-6A | RetailStandalone | STD2010 | PA-Bradford-PA | Zone6A | Zone6A(PA-Bradford-PA) | ASHRAE30pct-state-STD2010 | state | PA | 0.0937 | 1 | ASHRAE30pct-state-6A_RetailStandalone_STD2010_PA-Bradford-PA.table.csv.gz | Stand-alone Retail | Bradford Regional Ap PA USA TMY3 WMO#=725266 | Electricity | 0 | 16725.0001 | 129380.5566 | 17027.7779 | 54063.8893 | 0 | 59838.8894 | 0 | 0 | 0 | 4891.6667 | 0 | 0 | 0 | 281927.78 | 0 | 281927.78 | 0 | 0 | 0 | 1567.1325 | 12122.9582 | 1595.5028 | 5065.7864 | 0 | 5606.9039 | 0 | 0 | 0 | 458.3492 | 0 | 0 | 0 | 26416.633 | 0 | 26416.633 | 0 | 0 | 0 | 57.0819 | 441.5718 | 58.1153 | 184.5184 | 0 | 204.2283 | 0 | 0 | 0 | 16.6951 | 0 | 0 | 0 | 962.2108 | 0 | 962.2108 | 0 | 0 | 17.8832 | 2.3536 | 7.4728 | 8.271 | 0 | 0.67613 | 2.3118 | 0 | 0 | 0 | 0 | 38.9685 | 38.9685 | 38.9685 | 1
PA_6A_RS_2013_EL | 6A | RS | EL | 17893 | ASHRAE30pct-state-6A | RetailStandalone | STD2013 | PA-Bradford-PA | Zone6A | Zone6A(PA-Bradford-PA) | ASHRAE30pct-state-STD2013 | state | PA | 0.0937 | 1 | ASHRAE30pct-state-6A_RetailStandalone_STD2013_PA-Bradford-PA.table.csv.gz | Stand-alone Retail | Bradford Regional Ap PA USA TMY3 WMO#=725266 | Electricity | 0 | 15538.889 | 110536.112 | 17027.7779 | 53972.2227 | 0 | 46788.8893 | 0 | 0 | 0 | 4938.8889 | 0 | 0 | 0 | 248802.7798 | 0 | 248802.7798 | 0 | 0 | 0 | 1455.9939 | 10357.2337 | 1595.5028 | 5057.1973 | 0 | 4384.1189 | 0 | 0 | 0 | 462.7739 | 0 | 0 | 0 | 23312.8205 | 0 | 23312.8205 | 0 | 0 | 0 | 53.0337 | 377.2563 | 58.1153 | 184.2055 | 0 | 159.689 | 0 | 0 | 0 | 16.8563 | 0 | 0 | 0 | 849.1562 | 0 | 849.1562 | 0 | 0 | 15.2785 | 2.3536 | 7.4601 | 6.4672 | 0 | 0.68266 | 2.1478 | 0 | 0 | 0 | 0 | 34.3899 | 34.3899 | 34.3899 | 2
PA_6A_RS_2010_NG | 6A | RS | NG | 17242 | ASHRAE30pct-state-6A | RetailStandalone | STD2010 | PA-Bradford-PA | Zone6A | Zone6A(PA-Bradford-PA) | ASHRAE30pct-state-STD2010 | state | PA | 0.0937 | 1 | ASHRAE30pct-state-6A_RetailStandalone_STD2010_PA-Bradford-PA.table.csv.gz | Stand-alone Retail | Bradford Regional Ap PA USA TMY3 WMO#=725266 | Natural Gas | 304761.1168 | 0 | 0 | 0 | 0 | 0 | 0 | 0 | 0 | 0 | 0 | 92810.2524 | 0 | 0 | 397571.3692 | 0 | 397571.3692 | 0 | 0 | 3047.6112 | 0 | 0 | 0 | 0 | 0 | 0 | 0 | 0 | 0 | 0 | 928.1025 | 0 | 0 | 3975.7137 | 0 | 3975.7137 | 0 | 0 | 304.7611 | 0 | 0 | 0 | 0 | 0 | 0 | 0 | 0 | 0 | 0 | 92.8103 | 0 | 0 | 397.5714 | 0 | 397.5714 | 0 | 0 | 0 | 0 | 0 | 0 | 0 | 0 | 0 | 12.3425 | 3.7587 | 0 | 0 | 16.1012 | 16.1012 | 16.1012 | 1
PA_6A_RS_2013_NG | 6A | RS | NG | 17902 | ASHRAE30pct-state-6A | RetailStandalone | STD2013 | PA-Bradford-PA | Zone6A | Zone6A(PA-Bradford-PA) | ASHRAE30pct-state-STD2013 | state | PA | 0.0937 | 1 | ASHRAE30pct-state-6A_RetailStandalone_STD2013_PA-Bradford-PA.table.csv.gz | Stand-alone Retail | Bradford Regional Ap PA USA TMY3 WMO#=725266 | Natural Gas | 189914.1163 | 0 | 0 | 0 | 0 | 0 | 0 | 0 | 0 | 0 | 0 | 92800.7742 | 0 | 0 | 282714.8906 | 0 | 282714.8906 | 0 | 0 | 1899.1412 | 0 | 0 | 0 | 0 | 0 | 0 | 0 | 0 | 0 | 0 | 928.0077 | 0 | 0 | 2827.1489 | 0 | 2827.1489 | 0 | 0 | 189.9141 | 0 | 0 | 0 | 0 | 0 | 0 | 0 | 0 | 0 | 0 | 92.8008 | 0 | 0 | 282.7149 | 0 | 282.7149 | 0 | 0 | 0 | 0 | 0 | 0 | 0 | 0 | 0 | 7.6913 | 3.7583 | 0 | 0 | 11.4497 | 11.4497 | 11.4497 | 2
SD_6A_RS_2010_EL | 6A | RS | EL | 17293 | ASHRAE30pct-state-6A | RetailStandalone | STD2010 | SD-Pierre-SD | Zone6A | Zone6A(SD-Pierre-SD) | ASHRAE30pct-state-STD2010 | state | SD | 0.0801 | 0.63 | ASHRAE30pct-state-6A_RetailStandalone_STD2010_SD-Pierre-SD.table.csv.gz | Stand-alone Retail | Pierre Municipal Ap SD USA TMY3 WMO#=726686 | Electricity | 0 | 32016.6669 | 130250.001 | 17144.4446 | 54063.8893 | 0 | 70997.2228 | 0 | 0 | 0 | 0 | 0 | 0 | 0 | 304472.2247 | 0 | 304472.2247 | 0 | 0 | 0 | 2564.535 | 10433.0251 | 1373.27 | 4330.5175 | 0 | 5686.8775 | 0 | 0 | 0 | 0 | 0 | 0 | 0 | 24388.2252 | 0 | 24388.2252 | 0 | 0 | 0 | 109.2719 | 444.5392 | 58.5135 | 184.5184 | 0 | 242.3113 | 0 | 0 | 0 | 0 | 0 | 0 | 0 | 1039.1543 | 0 | 1039.1543 | 0 | 0 | 18.0034 | 2.3697 | 7.4728 | 9.8134 | 0 | 0 | 4.4254 | 0 | 0 | 0 | 0 | 42.0847 | 42.0847 | 42.0847 | 1
SD_6A_RS_2013_EL | 6A | RS | EL | 17953 | ASHRAE30pct-state-6A | RetailStandalone | STD2013 | SD-Pierre-SD | Zone6A | Zone6A(SD-Pierre-SD) | ASHRAE30pct-state-STD2013 | state | SD | 0.0801 | 0.63 | ASHRAE30pct-state-6A_RetailStandalone_STD2013_SD-Pierre-SD.table.csv.gz | Stand-alone Retail | Pierre Municipal Ap SD USA TMY3 WMO#=726686 | Electricity | 0 | 28069.4447 | 111577.7787 | 17144.4446 | 53972.2227 | 0 | 50725.0004 | 0 | 0 | 0 | 5383.3334 | 0 | 0 | 0 | 266872.2244 | 0 | 266872.2244 | 0 | 0 | 0 | 2248.3625 | 8937.3801 | 1373.27 | 4323.175 | 0 | 4063.0725 | 0 | 0 | 0 | 431.205 | 0 | 0 | 0 | 21376.4652 | 0 | 21376.4652 | 0 | 0 | 0 | 95.8001 | 380.8115 | 58.5135 | 184.2055 | 0 | 173.1229 | 0 | 0 | 0 | 18.3731 | 0 | 0 | 0 | 910.8266 | 0 | 910.8266 | 0 | 0 | 15.4225 | 2.3697 | 7.4601 | 7.0113 | 0 | 0.74409 | 3.8798 | 0 | 0 | 0 | 0 | 36.8875 | 36.8875 | 36.8875 | 2
SD_6A_RS_2010_NG | 6A | RS | NG | 17302 | ASHRAE30pct-state-6A | RetailStandalone | STD2010 | SD-Pierre-SD | Zone6A | Zone6A(SD-Pierre-SD) | ASHRAE30pct-state-STD2010 | state | SD | 0.0801 | 0.63 | ASHRAE30pct-state-6A_RetailStandalone_STD2010_SD-Pierre-SD.table.csv.gz | Stand-alone Retail | Pierre Municipal Ap SD USA TMY3 WMO#=726686 | Natural Gas | 550340.5326 | 0 | 0 | 0 | 0 | 0 | 0 | 0 | 0 | 0 | 0 | 92791.296 | 0 | 0 | 643131.8286 | 0 | 643131.8286 | 0 | 0 | 3467.1454 | 0 | 0 | 0 | 0 | 0 | 0 | 0 | 0 | 0 | 0 | 584.5852 | 0 | 0 | 4051.7305 | 0 | 4051.7305 | 0 | 0 | 550.3405 | 0 | 0 | 0 | 0 | 0 | 0 | 0 | 0 | 0 | 0 | 92.7913 | 0 | 0 | 643.1318 | 0 | 643.1318 | 0 | 0 | 0 | 0 | 0 | 0 | 0 | 0 | 0 | 22.2882 | 3.7579 | 0 | 0 | 26.0462 | 26.0462 | 26.0462 | 1
SD_6A_RS_2013_NG | 6A | RS | NG | 17962 | ASHRAE30pct-state-6A | RetailStandalone | STD2013 | SD-Pierre-SD | Zone6A | Zone6A(SD-Pierre-SD) | ASHRAE30pct-state-STD2013 | state | SD | 0.0801 | 0.63 | ASHRAE30pct-state-6A_RetailStandalone_STD2013_SD-Pierre-SD.table.csv.gz | Stand-alone Retail | Pierre Municipal Ap SD USA TMY3 WMO#=726686 | Natural Gas | 217770.4615 | 0 | 0 | 0 | 0 | 0 | 0 | 0 | 0 | 0 | 0 | 92781.8179 | 0 | 0 | 310552.2794 | 0 | 310552.2794 | 0 | 0 | 1371.9539 | 0 | 0 | 0 | 0 | 0 | 0 | 0 | 0 | 0 | 0 | 584.5255 | 0 | 0 | 1956.4794 | 0 | 1956.4794 | 0 | 0 | 217.7705 | 0 | 0 | 0 | 0 | 0 | 0 | 0 | 0 | 0 | 0 | 92.7818 | 0 | 0 | 310.5523 | 0 | 310.5523 | 0 | 0 | 0 | 0 | 0 | 0 | 0 | 0 | 0 | 8.8195 | 3.7576 | 0 | 0 | 12.577 | 12.577 | 12.577 | 2
VT_6A_RS_2010_EL | 6A | RS | EL | 17353 | ASHRAE30pct-state-6A | RetailStandalone | STD2010 | VT-Burlington-VT | Zone6A | Zone6A(VT-Burlington-VT) | ASHRAE30pct-state-STD2010 | state | VT | 0.143 | 1.18 | ASHRAE30pct-state-6A_RetailStandalone_STD2010_VT-Burlington-VT.table.csv.gz | Stand-alone Retail | Burlington International Ap VT USA TMY3 WMO#=726170 | Electricity | 0 | 21044.4446 | 130147.2233 | 17105.5557 | 54063.8893 | 0 | 61491.6672 | 0 | 0 | 0 | 5030.5556 | 0 | 0 | 0 | 288883.3356 | 0 | 288883.3356 | 0 | 0 | 0 | 3009.3556 | 18611.0529 | 2446.0945 | 7731.1362 | 0 | 8793.3084 | 0 | 0 | 0 | 719.3695 | 0 | 0 | 0 | 41310.317 | 0 | 41310.317 | 0 | 0 | 0 | 71.824 | 444.1884 | 58.3807 | 184.5184 | 0 | 209.8692 | 0 | 0 | 0 | 17.1691 | 0 | 0 | 0 | 985.9499 | 0 | 985.9499 | 0 | 0 | 17.9892 | 2.3644 | 7.4728 | 8.4995 | 0 | 0.69533 | 2.9088 | 0 | 0 | 0 | 0 | 39.9299 | 39.9299 | 39.9299 | 1
VT_6A_RS_2013_EL | 6A | RS | EL | 18013 | ASHRAE30pct-state-6A | RetailStandalone | STD2013 | VT-Burlington-VT | Zone6A | Zone6A(VT-Burlington-VT) | ASHRAE30pct-state-STD2013 | state | VT | 0.143 | 1.18 | ASHRAE30pct-state-6A_RetailStandalone_STD2013_VT-Burlington-VT.table.csv.gz | Stand-alone Retail | Burlington International Ap VT USA TMY3 WMO#=726170 | Electricity | 0 | 18805.5557 | 111300.0009 | 17105.5557 | 53972.2227 | 0 | 45933.3337 | 0 | 0 | 0 | 5075 | 0 | 0 | 0 | 252188.8909 | 0 | 252191.6687 | -2.7778 | -2.7778 | 0 | 2689.1945 | 15915.9001 | 2446.0945 | 7718.0278 | 0 | 6568.4667 | 0 | 0 | 0 | 725.725 | 0 | 0 | 0 | 36063.0114 | 0 | 36063.4086 | -0.39722 | -0.39722 | 0 | 64.1828 | 379.8635 | 58.3807 | 184.2055 | 0 | 156.769 | 0 | 0 | 0 | 17.3208 | 0 | 0 | 0 | 860.7129 | 0 | 860.7223 | -0.0094805 | -0.0094805 | 15.3841 | 2.3644 | 7.4597 | 6.349 | 0 | 0.70147 | 2.5993 | 0 | 0 | 0 | 0 | 34.8583 | 34.858 | 34.858 | 2
VT_6A_RS_2010_NG | 6A | RS | NG | 17362 | ASHRAE30pct-state-6A | RetailStandalone | STD2010 | VT-Burlington-VT | Zone6A | Zone6A(VT-Burlington-VT) | ASHRAE30pct-state-STD2010 | state | VT | 0.143 | 1.18 | ASHRAE30pct-state-6A_RetailStandalone_STD2010_VT-Burlington-VT.table.csv.gz | Stand-alone Retail | Burlington International Ap VT USA TMY3 WMO#=726170 | Natural Gas | 298723.5217 | 0 | 0 | 0 | 0 | 0 | 0 | 0 | 0 | 0 | 0 | 92800.7742 | 0 | 0 | 391524.2959 | 0 | 391524.2959 | 0 | 0 | 3524.9376 | 0 | 0 | 0 | 0 | 0 | 0 | 0 | 0 | 0 | 0 | 1095.0491 | 0 | 0 | 4619.9867 | 0 | 4619.9867 | 0 | 0 | 298.7235 | 0 | 0 | 0 | 0 | 0 | 0 | 0 | 0 | 0 | 0 | 92.8008 | 0 | 0 | 391.5243 | 0 | 391.5243 | 0 | 0 | 0 | 0 | 0 | 0 | 0 | 0 | 0 | 12.098 | 3.7583 | 0 | 0 | 15.8563 | 15.8563 | 15.8563 | 1
VT_6A_RS_2013_NG | 6A | RS | NG | 18022 | ASHRAE30pct-state-6A | RetailStandalone | STD2013 | VT-Burlington-VT | Zone6A | Zone6A(VT-Burlington-VT) | ASHRAE30pct-state-STD2013 | state | VT | 0.143 | 1.18 | ASHRAE30pct-state-6A_RetailStandalone_STD2013_VT-Burlington-VT.table.csv.gz | Stand-alone Retail | Burlington International Ap VT USA TMY3 WMO#=726170 | Natural Gas | 204036.5914 | 0 | 0 | 0 | 0 | 0 | 0 | 0 | 0 | 0 | 0 | 92791.296 | 0 | 0 | 296827.8875 | 0 | 296827.8875 | 0 | 0 | 2407.6318 | 0 | 0 | 0 | 0 | 0 | 0 | 0 | 0 | 0 | 0 | 1094.9373 | 0 | 0 | 3502.5691 | 0 | 3502.5691 | 0 | 0 | 204.0366 | 0 | 0 | 0 | 0 | 0 | 0 | 0 | 0 | 0 | 0 | 92.7913 | 0 | 0 | 296.8279 | 0 | 296.8279 | 0 | 0 | 0 | 0 | 0 | 0 | 0 | 0 | 0 | 8.2633 | 3.7579 | 0 | 0 | 12.0212 | 12.0212 | 12.0212 | 2
WI_6A_RS_2010_EL | 6A | RS | EL | 17413 | ASHRAE30pct-state-6A | RetailStandalone | STD2010 | WI-Madison-WI | Zone6A | Zone6A(WI-Madison-WI) | ASHRAE30pct-state-STD2010 | state | WI | 0.1054 | 0.72 | ASHRAE30pct-state-6A_RetailStandalone_STD2010_WI-Madison-WI.table.csv.gz | Stand-alone Retail | Madison Dane Co Regional Arpt WI USA TMY3 WMO#=726410 | Electricity | 0 | 29694.4447 | 129891.6677 | 17080.5557 | 54063.8893 | 0 | 63913.8894 | 0 | 0 | 0 | 5297.2223 | 0 | 0 | 0 | 299941.6691 | 0 | 299941.6691 | -5.8208e-11 | -5.8208e-11 | 0 | 3129.7945 | 13690.5818 | 1800.2906 | 5698.3339 | 0 | 6736.5239 | 0 | 0 | 0 | 558.3272 | 0 | 0 | 0 | 31613.8519 | 0 | 31613.8519 | -6.1351e-12 | -6.1351e-12 | 0 | 101.3462 | 443.3162 | 58.2954 | 184.5184 | 0 | 218.1361 | 0 | 0 | 0 | 18.0793 | 0 | 0 | 0 | 1023.6916 | 0 | 1023.6916 | -1.9866e-13 | -1.9866e-13 | 17.9538 | 2.3609 | 7.4728 | 8.8343 | 0 | 0.73219 | 4.1044 | 0 | 0 | 0 | 0 | 41.4584 | 41.4584 | 41.4584 | 1
WI_6A_RS_2013_EL | 6A | RS | EL | 18073 | ASHRAE30pct-state-6A | RetailStandalone | STD2013 | WI-Madison-WI | Zone6A | Zone6A(WI-Madison-WI) | ASHRAE30pct-state-STD2013 | state | WI | 0.1054 | 0.72 | ASHRAE30pct-state-6A_RetailStandalone_STD2013_WI-Madison-WI.table.csv.gz | Stand-alone Retail | Madison Dane Co Regional Arpt WI USA TMY3 WMO#=726410 | Electricity | 0 | 26636.1113 | 111016.6676 | 17080.5557 | 53972.2227 | 0 | 48352.7782 | 0 | 0 | 0 | 5350 | 0 | 0 | 0 | 262411.1132 | 0 | 262408.3354 | 2.7778 | 2.7778 | 0 | 2807.4461 | 11701.1568 | 1800.2906 | 5688.6723 | 0 | 5096.3828 | 0 | 0 | 0 | 563.89 | 0 | 0 | 0 | 27658.1313 | 0 | 27657.8386 | 0.29278 | 0.29278 | 0 | 90.9082 | 378.8964 | 58.2954 | 184.2055 | 0 | 165.0265 | 0 | 0 | 0 | 18.2594 | 0 | 0 | 0 | 895.601 | 0 | 895.5915 | 0.0094805 | 0.0094805 | 15.3449 | 2.3609 | 7.4605 | 6.6834 | 0 | 0.73949 | 3.6817 | 0 | 0 | 0 | 0 | 36.2705 | 36.2709 | 36.2709 | 2
WI_6A_RS_2010_NG | 6A | RS | NG | 17422 | ASHRAE30pct-state-6A | RetailStandalone | STD2010 | WI-Madison-WI | Zone6A | Zone6A(WI-Madison-WI) | ASHRAE30pct-state-STD2010 | state | WI | 0.1054 | 0.72 | ASHRAE30pct-state-6A_RetailStandalone_STD2010_WI-Madison-WI.table.csv.gz | Stand-alone Retail | Madison Dane Co Regional Arpt WI USA TMY3 WMO#=726410 | Natural Gas | 327404.4678 | 0 | 0 | 0 | 0 | 0 | 0 | 0 | 0 | 0 | 0 | 92791.296 | 0 | 0 | 420195.7638 | 0 | 420195.7638 | 0 | 0 | 2357.3122 | 0 | 0 | 0 | 0 | 0 | 0 | 0 | 0 | 0 | 0 | 668.0973 | 0 | 0 | 3025.4095 | 0 | 3025.4095 | 0 | 0 | 327.4045 | 0 | 0 | 0 | 0 | 0 | 0 | 0 | 0 | 0 | 0 | 92.7913 | 0 | 0 | 420.1958 | 0 | 420.1958 | 0 | 0 | 0 | 0 | 0 | 0 | 0 | 0 | 0 | 13.2595 | 3.7579 | 0 | 0 | 17.0175 | 17.0175 | 17.0175 | 1
WI_6A_RS_2013_NG | 6A | RS | NG | 18082 | ASHRAE30pct-state-6A | RetailStandalone | STD2013 | WI-Madison-WI | Zone6A | Zone6A(WI-Madison-WI) | ASHRAE30pct-state-STD2013 | state | WI | 0.1054 | 0.72 | ASHRAE30pct-state-6A_RetailStandalone_STD2013_WI-Madison-WI.table.csv.gz | Stand-alone Retail | Madison Dane Co Regional Arpt WI USA TMY3 WMO#=726410 | Natural Gas | 247361.312 | 0 | 0 | 0 | 0 | 0 | 0 | 0 | 0 | 0 | 0 | 92781.8179 | 0 | 0 | 340143.1299 | 0 | 340143.1299 | 0 | 0 | 1781.0014 | 0 | 0 | 0 | 0 | 0 | 0 | 0 | 0 | 0 | 0 | 668.0291 | 0 | 0 | 2449.0305 | 0 | 2449.0305 | 0 | 0 | 247.3613 | 0 | 0 | 0 | 0 | 0 | 0 | 0 | 0 | 0 | 0 | 92.7818 | 0 | 0 | 340.1431 | 0 | 340.1431 | 0 | 0 | 0 | 0 | 0 | 0 | 0 | 0 | 0 | 10.0179 | 3.7576 | 0 | 0 | 13.7754 | 13.7754 | 13.7754 | 2
CA_6B_RS_2010_EL | 6B | RS | EL | 18553 | ASHRAE30pct-state-6B | RetailStandalone | STD2010 | CA-Eagle-CA | Zone6B | Zone6B(CA-Eagle-CA) | ASHRAE30pct-state-STD2010 | state | CA | 0.136 | 0.7 | ASHRAE30pct-state-6B_RetailStandalone_STD2010_CA-Eagle-CA.table.csv.gz | Stand-alone Retail | Eagle County Ap CO USA TMY3 WMO#=724675 | Electricity | 0 | 18566.6668 | 130347.2233 | 17036.1112 | 54063.8893 | 0 | 68366.6672 | 0 | 0 | 0 | 0 | 0 | 0 | 0 | 288383.3356 | 0 | 288380.5579 | 2.7778 | 2.7778 | 0 | 2525.0667 | 17727.2224 | 2316.9111 | 7352.6889 | 0 | 9297.8667 | 0 | 0 | 0 | 0 | 0 | 0 | 0 | 39220.1336 | 0 | 39219.7559 | 0.37778 | 0.37778 | 0 | 63.3675 | 444.871 | 58.1437 | 184.5184 | 0 | 233.3333 | 0 | 0 | 0 | 0 | 0 | 0 | 0 | 984.2434 | 0 | 984.2339 | 0.0094805 | 0.0094805 | 18.0168 | 2.3548 | 7.4732 | 9.4498 | 0 | 0 | 2.5663 | 0 | 0 | 0 | 0 | 39.8604 | 39.8608 | 39.8608 | 1
CA_6B_RS_2013_EL | 6B | RS | EL | 18973 | ASHRAE30pct-state-6B | RetailStandalone | STD2013 | CA-Eagle-CA | Zone6B | Zone6B(CA-Eagle-CA) | ASHRAE30pct-state-STD2013 | state | CA | 0.136 | 0.7 | ASHRAE30pct-state-6B_RetailStandalone_STD2013_CA-Eagle-CA.table.csv.gz | Stand-alone Retail | Eagle County Ap CO USA TMY3 WMO#=724675 | Electricity | 0 | 16497.2224 | 111638.8898 | 17036.1112 | 53972.2227 | 0 | 57527.7782 | 0 | 0 | 0 | 0 | 0 | 0 | 0 | 256669.4465 | 0 | 256672.2243 | -2.7778 | -2.7778 | 0 | 2243.6222 | 15182.889 | 2316.9111 | 7340.2223 | 0 | 7823.7778 | 0 | 0 | 0 | 0 | 0 | 0 | 0 | 34907.0447 | 0 | 34907.4225 | -0.37778 | -0.37778 | 0 | 56.3045 | 381.0201 | 58.1437 | 184.2055 | 0 | 196.3405 | 0 | 0 | 0 | 0 | 0 | 0 | 0 | 876.0049 | 0 | 876.0143 | -0.0094805 | -0.0094805 | 15.4309 | 2.3548 | 7.4597 | 7.9516 | 0 | 0 | 2.2803 | 0 | 0 | 0 | 0 | 35.4777 | 35.4773 | 35.4773 | 2
CA_6B_RS_2010_NG | 6B | RS | NG | 18562 | ASHRAE30pct-state-6B | RetailStandalone | STD2010 | CA-Eagle-CA | Zone6B | Zone6B(CA-Eagle-CA) | ASHRAE30pct-state-STD2010 | state | CA | 0.136 | 0.7 | ASHRAE30pct-state-6B_RetailStandalone_STD2010_CA-Eagle-CA.table.csv.gz | Stand-alone Retail | Eagle County Ap CO USA TMY3 WMO#=724675 | Natural Gas | 380880.3097 | 0 | 0 | 0 | 0 | 0 | 0 | 0 | 0 | 0 | 0 | 93028.2503 | 0 | 0 | 473908.56 | 0 | 473908.56 | 0 | 0 | 2666.1622 | 0 | 0 | 0 | 0 | 0 | 0 | 0 | 0 | 0 | 0 | 651.1978 | 0 | 0 | 3317.3599 | 0 | 3317.3599 | 0 | 0 | 380.8803 | 0 | 0 | 0 | 0 | 0 | 0 | 0 | 0 | 0 | 0 | 93.0283 | 0 | 0 | 473.9086 | 0 | 473.9086 | 0 | 0 | 0 | 0 | 0 | 0 | 0 | 0 | 0 | 15.4253 | 3.7675 | 0 | 0 | 19.1928 | 19.1928 | 19.1928 | 1
CA_6B_RS_2013_NG | 6B | RS | NG | 18982 | ASHRAE30pct-state-6B | RetailStandalone | STD2013 | CA-Eagle-CA | Zone6B | Zone6B(CA-Eagle-CA) | ASHRAE30pct-state-STD2013 | state | CA | 0.136 | 0.7 | ASHRAE30pct-state-6B_RetailStandalone_STD2013_CA-Eagle-CA.table.csv.gz | Stand-alone Retail | Eagle County Ap CO USA TMY3 WMO#=724675 | Natural Gas | 327669.8566 | 0 | 0 | 0 | 0 | 0 | 0 | 0 | 0 | 0 | 0 | 93018.7722 | 0 | 0 | 420688.6287 | 0 | 420688.6287 | 0 | 0 | 2293.689 | 0 | 0 | 0 | 0 | 0 | 0 | 0 | 0 | 0 | 0 | 651.1314 | 0 | 0 | 2944.8204 | 0 | 2944.8204 | 0 | 0 | 327.6699 | 0 | 0 | 0 | 0 | 0 | 0 | 0 | 0 | 0 | 0 | 93.0188 | 0 | 0 | 420.6886 | 0 | 420.6886 | 0 | 0 | 0 | 0 | 0 | 0 | 0 | 0 | 0 | 13.2703 | 3.7672 | 0 | 0 | 17.0374 | 17.0374 | 17.0374 | 2
CO_6B_RS_2010_EL | 6B | RS | EL | 18613 | ASHRAE30pct-state-6B | RetailStandalone | STD2010 | CO-EagleCounty-CO | Zone6B | Zone6B(CO-EagleCounty-CO) | ASHRAE30pct-state-STD2010 | state | CO | 0.0934 | 0.73 | ASHRAE30pct-state-6B_RetailStandalone_STD2010_CO-EagleCounty-CO.table.csv.gz | Stand-alone Retail | Eagle County Ap CO USA TMY3 WMO#=724675 | Electricity | 0 | 18566.6668 | 130347.2233 | 17036.1112 | 54063.8893 | 0 | 68366.6672 | 0 | 0 | 0 | 0 | 0 | 0 | 0 | 288383.3356 | 0 | 288380.5579 | 2.7778 | 2.7778 | 0 | 1734.1267 | 12174.4307 | 1591.1728 | 5049.5673 | 0 | 6385.4467 | 0 | 0 | 0 | 0 | 0 | 0 | 0 | 26935.0035 | 0 | 26934.7441 | 0.25944 | 0.25944 | 0 | 63.3675 | 444.871 | 58.1437 | 184.5184 | 0 | 233.3333 | 0 | 0 | 0 | 0 | 0 | 0 | 0 | 984.2434 | 0 | 984.2339 | 0.0094805 | 0.0094805 | 18.0168 | 2.3548 | 7.4732 | 9.4498 | 0 | 0 | 2.5663 | 0 | 0 | 0 | 0 | 39.8604 | 39.8608 | 39.8608 | 1
CO_6B_RS_2013_EL | 6B | RS | EL | 19033 | ASHRAE30pct-state-6B | RetailStandalone | STD2013 | CO-EagleCounty-CO | Zone6B | Zone6B(CO-EagleCounty-CO) | ASHRAE30pct-state-STD2013 | state | CO | 0.0934 | 0.73 | ASHRAE30pct-state-6B_RetailStandalone_STD2013_CO-EagleCounty-CO.table.csv.gz | Stand-alone Retail | Eagle County Ap CO USA TMY3 WMO#=724675 | Electricity | 0 | 16497.2224 | 111638.8898 | 17036.1112 | 53972.2227 | 0 | 57527.7782 | 0 | 0 | 0 | 0 | 0 | 0 | 0 | 256669.4465 | 0 | 256672.2243 | -2.7778 | -2.7778 | 0 | 1540.8406 | 10427.0723 | 1591.1728 | 5041.0056 | 0 | 5373.0945 | 0 | 0 | 0 | 0 | 0 | 0 | 0 | 23972.9263 | 0 | 23973.1857 | -0.25944 | -0.25944 | 0 | 56.3045 | 381.0201 | 58.1437 | 184.2055 | 0 | 196.3405 | 0 | 0 | 0 | 0 | 0 | 0 | 0 | 876.0049 | 0 | 876.0143 | -0.0094805 | -0.0094805 | 15.4309 | 2.3548 | 7.4597 | 7.9516 | 0 | 0 | 2.2803 | 0 | 0 | 0 | 0 | 35.4777 | 35.4773 | 35.4773 | 2
CO_6B_RS_2010_NG | 6B | RS | NG | 18622 | ASHRAE30pct-state-6B | RetailStandalone | STD2010 | CO-EagleCounty-CO | Zone6B | Zone6B(CO-EagleCounty-CO) | ASHRAE30pct-state-STD2010 | state | CO | 0.0934 | 0.73 | ASHRAE30pct-state-6B_RetailStandalone_STD2010_CO-EagleCounty-CO.table.csv.gz | Stand-alone Retail | Eagle County Ap CO USA TMY3 WMO#=724675 | Natural Gas | 380880.3097 | 0 | 0 | 0 | 0 | 0 | 0 | 0 | 0 | 0 | 0 | 93028.2503 | 0 | 0 | 473908.56 | 0 | 473908.56 | 0 | 0 | 2780.4263 | 0 | 0 | 0 | 0 | 0 | 0 | 0 | 0 | 0 | 0 | 679.1062 | 0 | 0 | 3459.5325 | 0 | 3459.5325 | 0 | 0 | 380.8803 | 0 | 0 | 0 | 0 | 0 | 0 | 0 | 0 | 0 | 0 | 93.0283 | 0 | 0 | 473.9086 | 0 | 473.9086 | 0 | 0 | 0 | 0 | 0 | 0 | 0 | 0 | 0 | 15.4253 | 3.7675 | 0 | 0 | 19.1928 | 19.1928 | 19.1928 | 1
CO_6B_RS_2013_NG | 6B | RS | NG | 19042 | ASHRAE30pct-state-6B | RetailStandalone | STD2013 | CO-EagleCounty-CO | Zone6B | Zone6B(CO-EagleCounty-CO) | ASHRAE30pct-state-STD2013 | state | CO | 0.0934 | 0.73 | ASHRAE30pct-state-6B_RetailStandalone_STD2013_CO-EagleCounty-CO.table.csv.gz | Stand-alone Retail | Eagle County Ap CO USA TMY3 WMO#=724675 | Natural Gas | 327669.8566 | 0 | 0 | 0 | 0 | 0 | 0 | 0 | 0 | 0 | 0 | 93018.7722 | 0 | 0 | 420688.6287 | 0 | 420688.6287 | 0 | 0 | 2391.99 | 0 | 0 | 0 | 0 | 0 | 0 | 0 | 0 | 0 | 0 | 679.037 | 0 | 0 | 3071.027 | 0 | 3071.027 | 0 | 0 | 327.6699 | 0 | 0 | 0 | 0 | 0 | 0 | 0 | 0 | 0 | 0 | 93.0188 | 0 | 0 | 420.6886 | 0 | 420.6886 | 0 | 0 | 0 | 0 | 0 | 0 | 0 | 0 | 0 | 13.2703 | 3.7672 | 0 | 0 | 17.0374 | 17.0374 | 17.0374 | 2
ID_6B_RS_2010_EL | 6B | RS | EL | 18673 | ASHRAE30pct-state-6B | RetailStandalone | STD2010 | ID-Pocatello-ID | Zone6B | Zone6B(ID-Pocatello-ID) | ASHRAE30pct-state-STD2010 | state | ID | 0.0683 | 0.73 | ASHRAE30pct-state-6B_RetailStandalone_STD2010_ID-Pocatello-ID.table.csv.gz | Stand-alone Retail | Pocatello Regional Ap ID USA TMY3 WMO#=725780 | Electricity | 0 | 24800.0002 | 129980.5566 | 16994.4446 | 54063.8893 | 0 | 67638.8894 | 0 | 0 | 0 | 0 | 0 | 0 | 0 | 293475.0023 | 0 | 293477.7801 | -2.7778 | -2.7778 | 0 | 1693.84 | 8877.672 | 1160.7206 | 3692.5636 | 0 | 4619.7361 | 0 | 0 | 0 | 0 | 0 | 0 | 0 | 20044.3427 | 0 | 20044.5324 | -0.18972 | -0.18972 | 0 | 84.6416 | 443.6196 | 58.0015 | 184.5184 | 0 | 230.8494 | 0 | 0 | 0 | 0 | 0 | 0 | 0 | 1001.6211 | 0 | 1001.6306 | -0.0094805 | -0.0094805 | 17.9661 | 2.349 | 7.4724 | 9.3492 | 0 | 0 | 3.4279 | 0 | 0 | 0 | 0 | 40.565 | 40.5646 | 40.5646 | 1
ID_6B_RS_2013_EL | 6B | RS | EL | 19093 | ASHRAE30pct-state-6B | RetailStandalone | STD2013 | ID-Pocatello-ID | Zone6B | Zone6B(ID-Pocatello-ID) | ASHRAE30pct-state-STD2013 | state | ID | 0.0683 | 0.73 | ASHRAE30pct-state-6B_RetailStandalone_STD2013_ID-Pocatello-ID.table.csv.gz | Stand-alone Retail | Pocatello Regional Ap ID USA TMY3 WMO#=725780 | Electricity | 0 | 22138.8891 | 111502.7787 | 16994.4446 | 53972.2227 | 0 | 52833.3338 | 0 | 0 | 0 | 5361.1112 | 0 | 0 | 0 | 262800.0021 | 0 | 262802.7799 | -2.7778 | -2.7778 | 0 | 1512.0861 | 7615.6398 | 1160.7206 | 3686.3028 | 0 | 3608.5167 | 0 | 0 | 0 | 366.1639 | 0 | 0 | 0 | 17949.2401 | 0 | 17949.4299 | -0.18972 | -0.18972 | 0 | 75.5593 | 380.5555 | 58.0015 | 184.2055 | 0 | 180.3185 | 0 | 0 | 0 | 18.2973 | 0 | 0 | 0 | 896.9283 | 0 | 896.9377 | -0.0094805 | -0.0094805 | 15.4121 | 2.349 | 7.4597 | 7.3027 | 0 | 0.74102 | 3.0601 | 0 | 0 | 0 | 0 | 36.325 | 36.3247 | 36.3247 | 2
ID_6B_RS_2010_NG | 6B | RS | NG | 18682 | ASHRAE30pct-state-6B | RetailStandalone | STD2010 | ID-Pocatello-ID | Zone6B | Zone6B(ID-Pocatello-ID) | ASHRAE30pct-state-STD2010 | state | ID | 0.0683 | 0.73 | ASHRAE30pct-state-6B_RetailStandalone_STD2010_ID-Pocatello-ID.table.csv.gz | Stand-alone Retail | Pocatello Regional Ap ID USA TMY3 WMO#=725780 | Natural Gas | 407172.7566 | 0 | 0 | 0 | 0 | 0 | 0 | 0 | 0 | 0 | 0 | 93028.2503 | 0 | 0 | 500201.0069 | 0 | 500201.0069 | 0 | 0 | 2972.3611 | 0 | 0 | 0 | 0 | 0 | 0 | 0 | 0 | 0 | 0 | 679.1062 | 0 | 0 | 3651.4674 | 0 | 3651.4674 | 0 | 0 | 407.1728 | 0 | 0 | 0 | 0 | 0 | 0 | 0 | 0 | 0 | 0 | 93.0283 | 0 | 0 | 500.201 | 0 | 500.201 | 0 | 0 | 0 | 0 | 0 | 0 | 0 | 0 | 0 | 16.4901 | 3.7675 | 0 | 0 | 20.2576 | 20.2576 | 20.2576 | 1
ID_6B_RS_2013_NG | 6B | RS | NG | 19102 | ASHRAE30pct-state-6B | RetailStandalone | STD2013 | ID-Pocatello-ID | Zone6B | Zone6B(ID-Pocatello-ID) | ASHRAE30pct-state-STD2013 | state | ID | 0.0683 | 0.73 | ASHRAE30pct-state-6B_RetailStandalone_STD2013_ID-Pocatello-ID.table.csv.gz | Stand-alone Retail | Pocatello Regional Ap ID USA TMY3 WMO#=725780 | Natural Gas | 141082.5783 | 0 | 0 | 0 | 0 | 0 | 0 | 0 | 0 | 0 | 0 | 93018.7722 | 0 | 0 | 234101.3505 | 0 | 234101.3505 | 0 | 0 | 1029.9028 | 0 | 0 | 0 | 0 | 0 | 0 | 0 | 0 | 0 | 0 | 679.037 | 0 | 0 | 1708.9399 | 0 | 1708.9399 | 0 | 0 | 141.0826 | 0 | 0 | 0 | 0 | 0 | 0 | 0 | 0 | 0 | 0 | 93.0188 | 0 | 0 | 234.1014 | 0 | 234.1014 | 0 | 0 | 0 | 0 | 0 | 0 | 0 | 0 | 0 | 5.7137 | 3.7672 | 0 | 0 | 9.4809 | 9.4809 | 9.4809 | 2
MT_6B_RS_2010_EL | 6B | RS | EL | 18733 | ASHRAE30pct-state-6B | RetailStandalone | STD2010 | MT-Helena-MT | Zone6B | Zone6B(MT-Helena-MT) | ASHRAE30pct-state-STD2010 | state | MT | 0.0916 | 0.78 | ASHRAE30pct-state-6B_RetailStandalone_STD2010_MT-Helena-MT.table.csv.gz | Stand-alone Retail | Helena Regional Airport MT USA TMY3 WMO#=727720 | Electricity | 0 | 17127.7779 | 130094.4455 | 17022.2224 | 54063.8893 | 0 | 68358.3339 | 0 | 0 | 0 | 0 | 0 | 0 | 0 | 286663.8912 | 0 | 286666.669 | -2.7778 | -2.7778 | 0 | 1568.9045 | 11916.6512 | 1559.2356 | 4952.2523 | 0 | 6261.6234 | 0 | 0 | 0 | 0 | 0 | 0 | 0 | 26258.4124 | 0 | 26258.6669 | -0.25444 | -0.25444 | 0 | 58.4566 | 444.0083 | 58.0963 | 184.5184 | 0 | 233.3049 | 0 | 0 | 0 | 0 | 0 | 0 | 0 | 978.375 | 0 | 978.3845 | -0.0094805 | -0.0094805 | 17.9819 | 2.3528 | 7.4724 | 9.4486 | 0 | 0 | 2.3674 | 0 | 0 | 0 | 0 | 39.6235 | 39.6232 | 39.6232 | 1
MT_6B_RS_2013_EL | 6B | RS | EL | 19153 | ASHRAE30pct-state-6B | RetailStandalone | STD2013 | MT-Helena-MT | Zone6B | Zone6B(MT-Helena-MT) | ASHRAE30pct-state-STD2013 | state | MT | 0.0916 | 0.78 | ASHRAE30pct-state-6B_RetailStandalone_STD2013_MT-Helena-MT.table.csv.gz | Stand-alone Retail | Helena Regional Airport MT USA TMY3 WMO#=727720 | Electricity | 0 | 16702.7779 | 111625.0009 | 17022.2224 | 53972.2227 | 0 | 59855.556 | 0 | 0 | 0 | 5027.7778 | 0 | 0 | 0 | 264205.5577 | 0 | 264205.5577 | 0 | 0 | 0 | 1529.9745 | 10224.8501 | 1559.2356 | 4943.8556 | 0 | 5482.7689 | 0 | 0 | 0 | 460.5444 | 0 | 0 | 0 | 24201.2291 | 0 | 24201.2291 | 0 | 0 | 0 | 57.0061 | 380.9727 | 58.0963 | 184.2055 | 0 | 204.2852 | 0 | 0 | 0 | 17.1596 | 0 | 0 | 0 | 901.7254 | 0 | 901.7254 | 0 | 0 | 15.429 | 2.3528 | 7.4601 | 8.2733 | 0 | 0.69495 | 2.3087 | 0 | 0 | 0 | 0 | 36.5189 | 36.5189 | 36.5189 | 2
MT_6B_RS_2010_NG | 6B | RS | NG | 18742 | ASHRAE30pct-state-6B | RetailStandalone | STD2010 | MT-Helena-MT | Zone6B | Zone6B(MT-Helena-MT) | ASHRAE30pct-state-STD2010 | state | MT | 0.0916 | 0.78 | ASHRAE30pct-state-6B_RetailStandalone_STD2010_MT-Helena-MT.table.csv.gz | Stand-alone Retail | Helena Regional Airport MT USA TMY3 WMO#=727720 | Natural Gas | 455757.8622 | 0 | 0 | 0 | 0 | 0 | 0 | 0 | 0 | 0 | 0 | 93037.7285 | 0 | 0 | 548795.5907 | 0 | 548795.5907 | 0 | 0 | 3554.9113 | 0 | 0 | 0 | 0 | 0 | 0 | 0 | 0 | 0 | 0 | 725.6943 | 0 | 0 | 4280.6056 | 0 | 4280.6056 | 0 | 0 | 455.7579 | 0 | 0 | 0 | 0 | 0 | 0 | 0 | 0 | 0 | 0 | 93.0377 | 0 | 0 | 548.7956 | 0 | 548.7956 | 0 | 0 | 0 | 0 | 0 | 0 | 0 | 0 | 0 | 18.4577 | 3.7679 | 0 | 0 | 22.2256 | 22.2256 | 22.2256 | 1
MT_6B_RS_2013_NG | 6B | RS | NG | 19162 | ASHRAE30pct-state-6B | RetailStandalone | STD2013 | MT-Helena-MT | Zone6B | Zone6B(MT-Helena-MT) | ASHRAE30pct-state-STD2013 | state | MT | 0.0916 | 0.78 | ASHRAE30pct-state-6B_RetailStandalone_STD2013_MT-Helena-MT.table.csv.gz | Stand-alone Retail | Helena Regional Airport MT USA TMY3 WMO#=727720 | Natural Gas | 130599.721 | 0 | 0 | 0 | 0 | 0 | 0 | 0 | 0 | 0 | 0 | 93028.2503 | 0 | 0 | 223627.9713 | 0 | 223627.9713 | 0 | 0 | 1018.6778 | 0 | 0 | 0 | 0 | 0 | 0 | 0 | 0 | 0 | 0 | 725.6204 | 0 | 0 | 1744.2982 | 0 | 1744.2982 | 0 | 0 | 130.5997 | 0 | 0 | 0 | 0 | 0 | 0 | 0 | 0 | 0 | 0 | 93.0283 | 0 | 0 | 223.628 | 0 | 223.628 | 0 | 0 | 0 | 0 | 0 | 0 | 0 | 0 | 0 | 5.2892 | 3.7675 | 0 | 0 | 9.0567 | 9.0567 | 9.0567 | 2
UT_6B_RS_2010_EL | 6B | RS | EL | 18793 | ASHRAE30pct-state-6B | RetailStandalone | STD2010 | UT-Vernal-UT | Zone6B | Zone6B(UT-Vernal-UT) | ASHRAE30pct-state-STD2010 | state | UT | 0.0805 | 0.69 | ASHRAE30pct-state-6B_RetailStandalone_STD2010_UT-Vernal-UT.table.csv.gz | Stand-alone Retail | Vernal UT USA TMY3 WMO#=725705 | Electricity | 0 | 27044.4447 | 130222.2233 | 17022.2224 | 54063.8893 | 0 | 67833.3339 | 0 | 0 | 0 | 0 | 0 | 0 | 0 | 296186.1135 | 0 | 296186.1135 | 0 | 0 | 0 | 2177.0778 | 10482.889 | 1370.2889 | 4352.1431 | 0 | 5460.5834 | 0 | 0 | 0 | 0 | 0 | 0 | 0 | 23842.9821 | 0 | 23842.9821 | 0 | 0 | 0 | 92.3019 | 444.4444 | 58.0963 | 184.5184 | 0 | 231.5131 | 0 | 0 | 0 | 0 | 0 | 0 | 0 | 1010.874 | 0 | 1010.874 | 0 | 0 | 17.9995 | 2.3528 | 7.4728 | 9.376 | 0 | 0 | 3.7381 | 0 | 0 | 0 | 0 | 40.9393 | 40.9393 | 40.9393 | 1
UT_6B_RS_2013_EL | 6B | RS | EL | 19213 | ASHRAE30pct-state-6B | RetailStandalone | STD2013 | UT-Vernal-UT | Zone6B | Zone6B(UT-Vernal-UT) | ASHRAE30pct-state-STD2013 | state | UT | 0.0805 | 0.69 | ASHRAE30pct-state-6B_RetailStandalone_STD2013_UT-Vernal-UT.table.csv.gz | Stand-alone Retail | Vernal UT USA TMY3 WMO#=725705 | Electricity | 0 | 24219.4446 | 111613.8898 | 17022.2224 | 53972.2227 | 0 | 59305.556 | 0 | 0 | 0 | 0 | 0 | 0 | 0 | 266133.3355 | 0 | 266133.3355 | 0 | 0 | 0 | 1949.6653 | 8984.9181 | 1370.2889 | 4344.7639 | 0 | 4774.0973 | 0 | 0 | 0 | 0 | 0 | 0 | 0 | 21423.7335 | 0 | 21423.7335 | 0 | 0 | 0 | 82.6602 | 380.9347 | 58.0963 | 184.2055 | 0 | 202.408 | 0 | 0 | 0 | 0 | 0 | 0 | 0 | 908.3048 | 0 | 908.3048 | 0 | 0 | 15.4275 | 2.3528 | 7.4601 | 8.1973 | 0 | 0 | 3.3477 | 0 | 0 | 0 | 0 | 36.7854 | 36.7854 | 36.7854 | 2
UT_6B_RS_2010_NG | 6B | RS | NG | 18802 | ASHRAE30pct-state-6B | RetailStandalone | STD2010 | UT-Vernal-UT | Zone6B | Zone6B(UT-Vernal-UT) | ASHRAE30pct-state-STD2010 | state | UT | 0.0805 | 0.69 | ASHRAE30pct-state-6B_RetailStandalone_STD2010_UT-Vernal-UT.table.csv.gz | Stand-alone Retail | Vernal UT USA TMY3 WMO#=725705 | Natural Gas | 323347.8105 | 0 | 0 | 0 | 0 | 0 | 0 | 0 | 0 | 0 | 0 | 92999.8158 | 0 | 0 | 416347.6263 | 0 | 416347.6263 | 0 | 0 | 2231.0999 | 0 | 0 | 0 | 0 | 0 | 0 | 0 | 0 | 0 | 0 | 641.6987 | 0 | 0 | 2872.7986 | 0 | 2872.7986 | 0 | 0 | 323.3478 | 0 | 0 | 0 | 0 | 0 | 0 | 0 | 0 | 0 | 0 | 92.9998 | 0 | 0 | 416.3476 | 0 | 416.3476 | 0 | 0 | 0 | 0 | 0 | 0 | 0 | 0 | 0 | 13.0952 | 3.7664 | 0 | 0 | 16.8616 | 16.8616 | 16.8616 | 1
UT_6B_RS_2013_NG | 6B | RS | NG | 19222 | ASHRAE30pct-state-6B | RetailStandalone | STD2013 | UT-Vernal-UT | Zone6B | Zone6B(UT-Vernal-UT) | ASHRAE30pct-state-STD2013 | state | UT | 0.0805 | 0.69 | ASHRAE30pct-state-6B_RetailStandalone_STD2013_UT-Vernal-UT.table.csv.gz | Stand-alone Retail | Vernal UT USA TMY3 WMO#=725705 | Natural Gas | 268402.852 | 0 | 0 | 0 | 0 | 0 | 0 | 0 | 0 | 0 | 0 | 92990.3376 | 0 | 0 | 361393.1897 | 0 | 361393.1897 | 0 | 0 | 1851.9797 | 0 | 0 | 0 | 0 | 0 | 0 | 0 | 0 | 0 | 0 | 641.6333 | 0 | 0 | 2493.613 | 0 | 2493.613 | 0 | 0 | 268.4029 | 0 | 0 | 0 | 0 | 0 | 0 | 0 | 0 | 0 | 0 | 92.9903 | 0 | 0 | 361.3932 | 0 | 361.3932 | 0 | 0 | 0 | 0 | 0 | 0 | 0 | 0 | 0 | 10.87 | 3.766 | 0 | 0 | 14.636 | 14.636 | 14.636 | 2
WA_6B_RS_2010_EL | 6B | RS | EL | 18853 | ASHRAE30pct-state-6B | RetailStandalone | STD2010 | WA-Kalispell-MT | Zone6B | Zone6B(WA-Kalispell-MT) | ASHRAE30pct-state-STD2010 | state | WA | 0.0767 | 0.96 | ASHRAE30pct-state-6B_RetailStandalone_STD2010_WA-Kalispell-MT.table.csv.gz | Stand-alone Retail | Kalispell Glacier Pk IntL Ar MT USA TMY3 WMO#=727790 | Electricity | 0 | 17347.2224 | 130372.2233 | 17008.3335 | 54063.8893 | 0 | 65030.5561 | 0 | 0 | 0 | 5266.6667 | 0 | 0 | 0 | 289088.8912 | 0 | 289088.8912 | 5.8208e-11 | 5.8208e-11 | 0 | 1330.532 | 9999.5495 | 1304.5392 | 4146.7003 | 0 | 4987.8437 | 0 | 0 | 0 | 403.9533 | 0 | 0 | 0 | 22173.118 | 0 | 22173.118 | 4.4645e-12 | 4.4645e-12 | 0 | 59.2055 | 444.9564 | 58.0489 | 184.5184 | 0 | 221.9473 | 0 | 0 | 0 | 17.975 | 0 | 0 | 0 | 986.6514 | 0 | 986.6514 | 1.9866e-13 | 1.9866e-13 | 18.0203 | 2.3509 | 7.4728 | 8.9886 | 0 | 0.72797 | 2.3978 | 0 | 0 | 0 | 0 | 39.9583 | 39.9583 | 39.9583 | 1
WA_6B_RS_2013_EL | 6B | RS | EL | 19273 | ASHRAE30pct-state-6B | RetailStandalone | STD2013 | WA-Kalispell-MT | Zone6B | Zone6B(WA-Kalispell-MT) | ASHRAE30pct-state-STD2013 | state | WA | 0.0767 | 0.96 | ASHRAE30pct-state-6B_RetailStandalone_STD2013_WA-Kalispell-MT.table.csv.gz | Stand-alone Retail | Kalispell Glacier Pk IntL Ar MT USA TMY3 WMO#=727790 | Electricity | 0 | 15305.5557 | 111727.7787 | 17008.3335 | 53972.2227 | 0 | 47788.8893 | 0 | 0 | 0 | 5322.2223 | 0 | 0 | 0 | 251125.002 | 0 | 251125.002 | 0 | 0 | 0 | 1173.9361 | 8569.5206 | 1304.5392 | 4139.6695 | 0 | 3665.4078 | 0 | 0 | 0 | 408.2144 | 0 | 0 | 0 | 19261.2877 | 0 | 19261.2877 | 0 | 0 | 0 | 52.2374 | 381.3234 | 58.0489 | 184.2055 | 0 | 163.102 | 0 | 0 | 0 | 18.1646 | 0 | 0 | 0 | 857.0818 | 0 | 857.0818 | 0 | 0 | 15.4432 | 2.3509 | 7.4601 | 6.6055 | 0 | 0.73565 | 2.1156 | 0 | 0 | 0 | 0 | 34.7109 | 34.7109 | 34.7109 | 2
WA_6B_RS_2010_NG | 6B | RS | NG | 18862 | ASHRAE30pct-state-6B | RetailStandalone | STD2010 | WA-Kalispell-MT | Zone6B | Zone6B(WA-Kalispell-MT) | ASHRAE30pct-state-STD2010 | state | WA | 0.0767 | 0.96 | ASHRAE30pct-state-6B_RetailStandalone_STD2010_WA-Kalispell-MT.table.csv.gz | Stand-alone Retail | Kalispell Glacier Pk IntL Ar MT USA TMY3 WMO#=727790 | Natural Gas | 245494.1123 | 0 | 0 | 0 | 0 | 0 | 0 | 0 | 0 | 0 | 0 | 93037.7285 | 0 | 0 | 338531.8408 | 0 | 338531.8408 | 0 | 0 | 2356.7435 | 0 | 0 | 0 | 0 | 0 | 0 | 0 | 0 | 0 | 0 | 893.1622 | 0 | 0 | 3249.9057 | 0 | 3249.9057 | 0 | 0 | 245.4941 | 0 | 0 | 0 | 0 | 0 | 0 | 0 | 0 | 0 | 0 | 93.0377 | 0 | 0 | 338.5318 | 0 | 338.5318 | 0 | 0 | 0 | 0 | 0 | 0 | 0 | 0 | 0 | 9.9423 | 3.7679 | 0 | 0 | 13.7102 | 13.7102 | 13.7102 | 1
WA_6B_RS_2013_NG | 6B | RS | NG | 19282 | ASHRAE30pct-state-6B | RetailStandalone | STD2013 | WA-Kalispell-MT | Zone6B | Zone6B(WA-Kalispell-MT) | ASHRAE30pct-state-STD2013 | state | WA | 0.0767 | 0.96 | ASHRAE30pct-state-6B_RetailStandalone_STD2013_WA-Kalispell-MT.table.csv.gz | Stand-alone Retail | Kalispell Glacier Pk IntL Ar MT USA TMY3 WMO#=727790 | Natural Gas | 155764.2655 | 0 | 0 | 0 | 0 | 0 | 0 | 0 | 0 | 0 | 0 | 93028.2503 | 0 | 0 | 248792.5158 | 0 | 248792.5158 | 0 | 0 | 1495.3369 | 0 | 0 | 0 | 0 | 0 | 0 | 0 | 0 | 0 | 0 | 893.0712 | 0 | 0 | 2388.4082 | 0 | 2388.4082 | 0 | 0 | 155.7643 | 0 | 0 | 0 | 0 | 0 | 0 | 0 | 0 | 0 | 0 | 93.0283 | 0 | 0 | 248.7925 | 0 | 248.7925 | 0 | 0 | 0 | 0 | 0 | 0 | 0 | 0 | 0 | 6.3083 | 3.7675 | 0 | 0 | 10.0758 | 10.0758 | 10.0758 | 2
WY_6B_RS_2010_EL | 6B | RS | EL | 18913 | ASHRAE30pct-state-6B | RetailStandalone | STD2010 | WY-Cheyenne-WY | Zone6B | Zone6B(WY-Cheyenne-WY) | ASHRAE30pct-state-STD2010 | state | WY | 0.0823 | 0.68 | ASHRAE30pct-state-6B_RetailStandalone_STD2010_WY-Cheyenne-WY.table.csv.gz | Stand-alone Retail | Cheyenne Municipal Arpt WY USA TMY3 WMO#=725640 | Electricity | 0 | 17997.2224 | 130600.001 | 17069.4446 | 54063.8893 | 0 | 69508.3339 | 0 | 0 | 0 | 0 | 0 | 0 | 0 | 289238.8912 | 0 | 289238.8912 | 0 | 0 | 0 | 1481.1714 | 10748.3801 | 1404.8153 | 4449.4581 | 0 | 5720.5359 | 0 | 0 | 0 | 0 | 0 | 0 | 0 | 23804.3607 | 0 | 23804.3607 | 0 | 0 | 0 | 61.424 | 445.7338 | 58.2575 | 184.5184 | 0 | 237.2298 | 0 | 0 | 0 | 0 | 0 | 0 | 0 | 987.1634 | 0 | 987.1634 | 0 | 0 | 18.0517 | 2.3594 | 7.4728 | 9.6076 | 0 | 0 | 2.4876 | 0 | 0 | 0 | 0 | 39.9791 | 39.9791 | 39.9791 | 1
WY_6B_RS_2013_EL | 6B | RS | EL | 19333 | ASHRAE30pct-state-6B | RetailStandalone | STD2013 | WY-Cheyenne-WY | Zone6B | Zone6B(WY-Cheyenne-WY) | ASHRAE30pct-state-STD2013 | state | WY | 0.0823 | 0.68 | ASHRAE30pct-state-6B_RetailStandalone_STD2013_WY-Cheyenne-WY.table.csv.gz | Stand-alone Retail | Cheyenne Municipal Arpt WY USA TMY3 WMO#=725640 | Electricity | 0 | 16072.2224 | 111866.6676 | 17069.4446 | 53972.2227 | 0 | 59188.8894 | 0 | 0 | 0 | 0 | 0 | 0 | 0 | 258169.4465 | 0 | 258169.4465 | 0 | 0 | 0 | 1322.7439 | 9206.6267 | 1404.8153 | 4441.9139 | 0 | 4871.2456 | 0 | 0 | 0 | 0 | 0 | 0 | 0 | 21247.3454 | 0 | 21247.3454 | 0 | 0 | 0 | 54.854 | 381.7975 | 58.2575 | 184.2055 | 0 | 202.0098 | 0 | 0 | 0 | 0 | 0 | 0 | 0 | 881.1243 | 0 | 881.1243 | 0 | 0 | 15.4624 | 2.3594 | 7.4601 | 8.1812 | 0 | 0 | 2.2215 | 0 | 0 | 0 | 0 | 35.6846 | 35.6846 | 35.6846 | 2
WY_6B_RS_2010_NG | 6B | RS | NG | 18922 | ASHRAE30pct-state-6B | RetailStandalone | STD2010 | WY-Cheyenne-WY | Zone6B | Zone6B(WY-Cheyenne-WY) | ASHRAE30pct-state-STD2010 | state | WY | 0.0823 | 0.68 | ASHRAE30pct-state-6B_RetailStandalone_STD2010_WY-Cheyenne-WY.table.csv.gz | Stand-alone Retail | Cheyenne Municipal Arpt WY USA TMY3 WMO#=725640 | Natural Gas | 366255.4915 | 0 | 0 | 0 | 0 | 0 | 0 | 0 | 0 | 0 | 0 | 93047.2067 | 0 | 0 | 459302.6982 | 0 | 459302.6982 | 0 | 0 | 2490.5373 | 0 | 0 | 0 | 0 | 0 | 0 | 0 | 0 | 0 | 0 | 632.721 | 0 | 0 | 3123.2583 | 0 | 3123.2583 | 0 | 0 | 366.2555 | 0 | 0 | 0 | 0 | 0 | 0 | 0 | 0 | 0 | 0 | 93.0472 | 0 | 0 | 459.3027 | 0 | 459.3027 | 0 | 0 | 0 | 0 | 0 | 0 | 0 | 0 | 0 | 14.833 | 3.7683 | 0 | 0 | 18.6013 | 18.6013 | 18.6013 | 1
WY_6B_RS_2013_NG | 6B | RS | NG | 19342 | ASHRAE30pct-state-6B | RetailStandalone | STD2013 | WY-Cheyenne-WY | Zone6B | Zone6B(WY-Cheyenne-WY) | ASHRAE30pct-state-STD2013 | state | WY | 0.0823 | 0.68 | ASHRAE30pct-state-6B_RetailStandalone_STD2013_WY-Cheyenne-WY.table.csv.gz | Stand-alone Retail | Cheyenne Municipal Arpt WY USA TMY3 WMO#=725640 | Natural Gas | 297898.9208 | 0 | 0 | 0 | 0 | 0 | 0 | 0 | 0 | 0 | 0 | 93047.2067 | 0 | 0 | 390936.6493 | 0 | 390946.1275 | 0 | 0 | 2025.7127 | 0 | 0 | 0 | 0 | 0 | 0 | 0 | 0 | 0 | 0 | 632.721 | 0 | 0 | 2658.3692 | 0 | 2658.4337 | 0 | 0 | 297.8989 | 0 | 0 | 0 | 0 | 0 | 0 | 0 | 0 | 0 | 0 | 93.0472 | 0 | 0 | 390.9366 | 0 | 390.9461 | 0 | 0 | 0 | 0 | 0 | 0 | 0 | 0 | 0 | 12.0646 | 3.7683 | 0 | 0 | 15.8329 | 15.8325 | 15.8329 | 2
AK_7_RS_2010_EL | 7 | RS | EL | 19873 | ASHRAE30pct-state-7 | RetailStandalone | STD2010 | AK-Anchorage-AK | Zone7 | Zone7(AK-Anchorage-AK) | ASHRAE30pct-state-STD2010 | state | AK | 0.1479 | 0.81 | ASHRAE30pct-state-7_RetailStandalone_STD2010_AK-Anchorage-AK.table.csv.gz | Stand-alone Retail | Anchorage Intl Ap AK USA TMY3 WMO#=702730 | Electricity | 0 | 3386.1111 | 127597.2232 | 17058.3335 | 54063.8893 | 0 | 58683.3338 | 0 | 0 | 0 | 5388.8889 | 0 | 0 | 0 | 266177.7799 | 0 | 266177.7799 | 0 | 0 | 0 | 500.8058 | 18871.6293 | 2522.9275 | 7996.0492 | 0 | 8679.2651 | 0 | 0 | 0 | 797.0167 | 0 | 0 | 0 | 39367.6936 | 0 | 39367.6936 | 0 | 0 | 0 | 11.5567 | 435.4854 | 58.2196 | 184.5184 | 0 | 200.2844 | 0 | 0 | 0 | 18.3921 | 0 | 0 | 0 | 908.4565 | 0 | 908.4565 | 0 | 0 | 17.6367 | 2.3578 | 7.4728 | 8.1113 | 0 | 0.74486 | 0.46803 | 0 | 0 | 0 | 0 | 36.7915 | 36.7915 | 36.7915 | 1
AK_7_RS_2013_EL | 7 | RS | EL | 20353 | ASHRAE30pct-state-7 | RetailStandalone | STD2013 | AK-Anchorage-AK | Zone7 | Zone7(AK-Anchorage-AK) | ASHRAE30pct-state-STD2013 | state | AK | 0.1479 | 0.81 | ASHRAE30pct-state-7_RetailStandalone_STD2013_AK-Anchorage-AK.table.csv.gz | Stand-alone Retail | Anchorage Intl Ap AK USA TMY3 WMO#=702730 | Electricity | 0 | 3577.7778 | 112708.3342 | 17058.3335 | 53972.2227 | 0 | 39275.0003 | 0 | 0 | 0 | 5452.7778 | 0 | 0 | 0 | 232047.2241 | 0 | 232044.4463 | 2.7778 | 2.7778 | 0 | 529.1533 | 16669.5626 | 2522.9275 | 7982.4917 | 0 | 5808.7725 | 0 | 0 | 0 | 806.4658 | 0 | 0 | 0 | 34319.7844 | 0 | 34319.3736 | 0.41083 | 0.41083 | 0 | 12.2108 | 384.6701 | 58.2196 | 184.2055 | 0 | 134.0444 | 0 | 0 | 0 | 18.6102 | 0 | 0 | 0 | 791.97 | 0 | 791.9605 | 0.0094805 | 0.0094805 | 15.5787 | 2.3578 | 7.4605 | 5.4287 | 0 | 0.75369 | 0.49453 | 0 | 0 | 0 | 0 | 32.0736 | 32.074 | 32.074 | 2
AK_7_RS_2010_NG | 7 | RS | NG | 19882 | ASHRAE30pct-state-7 | RetailStandalone | STD2010 | AK-Anchorage-AK | Zone7 | Zone7(AK-Anchorage-AK) | ASHRAE30pct-state-STD2010 | state | AK | 0.1479 | 0.81 | ASHRAE30pct-state-7_RetailStandalone_STD2010_AK-Anchorage-AK.table.csv.gz | Stand-alone Retail | Anchorage Intl Ap AK USA TMY3 WMO#=702730 | Natural Gas | 469690.7738 | 0 | 0 | 0 | 0 | 0 | 0 | 0 | 0 | 0 | 0 | 95492.5748 | 0 | 0 | 565183.3487 | 0 | 565183.3487 | 0 | 0 | 3804.4953 | 0 | 0 | 0 | 0 | 0 | 0 | 0 | 0 | 0 | 0 | 773.4899 | 0 | 0 | 4577.9851 | 0 | 4577.9851 | 0 | 0 | 469.6908 | 0 | 0 | 0 | 0 | 0 | 0 | 0 | 0 | 0 | 0 | 95.4926 | 0 | 0 | 565.1833 | 0 | 565.1833 | 0 | 0 | 0 | 0 | 0 | 0 | 0 | 0 | 0 | 19.022 | 3.8673 | 0 | 0 | 22.8893 | 22.8893 | 22.8893 | 1
AK_7_RS_2013_NG | 7 | RS | NG | 20362 | ASHRAE30pct-state-7 | RetailStandalone | STD2013 | AK-Anchorage-AK | Zone7 | Zone7(AK-Anchorage-AK) | ASHRAE30pct-state-STD2013 | state | AK | 0.1479 | 0.81 | ASHRAE30pct-state-7_RetailStandalone_STD2013_AK-Anchorage-AK.table.csv.gz | Stand-alone Retail | Anchorage Intl Ap AK USA TMY3 WMO#=702730 | Natural Gas | 335233.4372 | 0 | 0 | 0 | 0 | 0 | 0 | 0 | 0 | 0 | 0 | 95473.6185 | 0 | 0 | 430707.0557 | 0 | 430707.0557 | 0 | 0 | 2715.3908 | 0 | 0 | 0 | 0 | 0 | 0 | 0 | 0 | 0 | 0 | 773.3363 | 0 | 0 | 3488.7272 | 0 | 3488.7272 | 0 | 0 | 335.2334 | 0 | 0 | 0 | 0 | 0 | 0 | 0 | 0 | 0 | 0 | 95.4736 | 0 | 0 | 430.7071 | 0 | 430.7071 | 0 | 0 | 0 | 0 | 0 | 0 | 0 | 0 | 0 | 13.5766 | 3.8666 | 0 | 0 | 17.4432 | 17.4432 | 17.4432 | 2
CO_7_RS_2010_EL | 7 | RS | EL | 19933 | ASHRAE30pct-state-7 | RetailStandalone | STD2010 | CO-GunnisonCounty-CO | Zone7 | Zone7(CO-GunnisonCounty-CO) | ASHRAE30pct-state-STD2010 | state | CO | 0.0934 | 0.73 | ASHRAE30pct-state-7_RetailStandalone_STD2010_CO-GunnisonCounty-CO.table.csv.gz | Stand-alone Retail | Gunnison Co Awos CO USA TMY3 WMO#=724677 | Electricity | 0 | 12363.889 | 126397.2232 | 17022.2224 | 54063.8893 | 0 | 68038.8894 | 0 | 0 | 0 | 0 | 0 | 0 | 0 | 277888.8911 | 0 | 277886.1133 | 2.7778 | 2.7778 | 0 | 1154.7872 | 11805.5006 | 1589.8756 | 5049.5673 | 0 | 6354.8323 | 0 | 0 | 0 | 0 | 0 | 0 | 0 | 25954.8224 | 0 | 25954.563 | 0.25944 | 0.25944 | 0 | 42.1976 | 431.3898 | 58.0963 | 184.5184 | 0 | 232.2146 | 0 | 0 | 0 | 0 | 0 | 0 | 0 | 948.4262 | 0 | 948.4167 | 0.0094805 | 0.0094805 | 17.4708 | 2.3528 | 7.4732 | 9.4044 | 0 | 0 | 1.709 | 0 | 0 | 0 | 0 | 38.4099 | 38.4103 | 38.4103 | 1
CO_7_RS_2013_EL | 7 | RS | EL | 20413 | ASHRAE30pct-state-7 | RetailStandalone | STD2013 | CO-GunnisonCounty-CO | Zone7 | Zone7(CO-GunnisonCounty-CO) | ASHRAE30pct-state-STD2013 | state | CO | 0.0934 | 0.73 | ASHRAE30pct-state-7_RetailStandalone_STD2013_CO-GunnisonCounty-CO.table.csv.gz | Stand-alone Retail | Gunnison Co Awos CO USA TMY3 WMO#=724677 | Electricity | 0 | 12466.6668 | 112036.112 | 17022.2224 | 53972.2227 | 0 | 53683.3338 | 0 | 0 | 0 | 4569.4445 | 0 | 0 | 0 | 253750.002 | 0 | 253750.002 | 0 | 0 | 0 | 1164.3867 | 10464.1729 | 1589.8756 | 5041.0056 | 0 | 5014.0234 | 0 | 0 | 0 | 426.7861 | 0 | 0 | 0 | 23700.2502 | 0 | 23700.2502 | 0 | 0 | 0 | 42.5483 | 382.3758 | 58.0963 | 184.2055 | 0 | 183.2196 | 0 | 0 | 0 | 15.5954 | 0 | 0 | 0 | 866.0409 | 0 | 866.0409 | 0 | 0 | 15.4858 | 2.3528 | 7.4601 | 7.4202 | 0 | 0.6316 | 1.7232 | 0 | 0 | 0 | 0 | 35.0737 | 35.0737 | 35.0737 | 2
CO_7_RS_2010_NG | 7 | RS | NG | 19942 | ASHRAE30pct-state-7 | RetailStandalone | STD2010 | CO-GunnisonCounty-CO | Zone7 | Zone7(CO-GunnisonCounty-CO) | ASHRAE30pct-state-STD2010 | state | CO | 0.0934 | 0.73 | ASHRAE30pct-state-7_RetailStandalone_STD2010_CO-GunnisonCounty-CO.table.csv.gz | Stand-alone Retail | Gunnison Co Awos CO USA TMY3 WMO#=724677 | Natural Gas | 429664.4568 | 0 | 0 | 0 | 0 | 0 | 0 | 0 | 0 | 0 | 0 | 95426.2276 | 0 | 0 | 525081.2063 | 0 | 525090.6845 | 0 | 0 | 3136.5505 | 0 | 0 | 0 | 0 | 0 | 0 | 0 | 0 | 0 | 0 | 696.6115 | 0 | 0 | 3833.0928 | 0 | 3833.162 | 0 | 0 | 429.6645 | 0 | 0 | 0 | 0 | 0 | 0 | 0 | 0 | 0 | 0 | 95.4262 | 0 | 0 | 525.0812 | 0 | 525.0907 | 0 | 0 | 0 | 0 | 0 | 0 | 0 | 0 | 0 | 17.401 | 3.8647 | 0 | 0 | 21.2656 | 21.2652 | 21.2656 | 1
CO_7_RS_2013_NG | 7 | RS | NG | 20422 | ASHRAE30pct-state-7 | RetailStandalone | STD2013 | CO-GunnisonCounty-CO | Zone7 | Zone7(CO-GunnisonCounty-CO) | ASHRAE30pct-state-STD2013 | state | CO | 0.0934 | 0.73 | ASHRAE30pct-state-7_RetailStandalone_STD2013_CO-GunnisonCounty-CO.table.csv.gz | Stand-alone Retail | Gunnison Co Awos CO USA TMY3 WMO#=724677 | Natural Gas | 144106.1149 | 0 | 0 | 0 | 0 | 0 | 0 | 0 | 0 | 0 | 0 | 95397.7931 | 0 | 0 | 239503.9081 | 0 | 239503.9081 | 0 | 0 | 1051.9746 | 0 | 0 | 0 | 0 | 0 | 0 | 0 | 0 | 0 | 0 | 696.4039 | 0 | 0 | 1748.3785 | 0 | 1748.3785 | 0 | 0 | 144.1061 | 0 | 0 | 0 | 0 | 0 | 0 | 0 | 0 | 0 | 0 | 95.3978 | 0 | 0 | 239.5039 | 0 | 239.5039 | 0 | 0 | 0 | 0 | 0 | 0 | 0 | 0 | 0 | 5.8361 | 3.8635 | 0 | 0 | 9.6997 | 9.6997 | 9.6997 | 2
ME_7_RS_2010_EL | 7 | RS | EL | 19993 | ASHRAE30pct-state-7 | RetailStandalone | STD2010 | ME-Caribou-ME | Zone7 | Zone7(ME-Caribou-ME) | ASHRAE30pct-state-STD2010 | state | ME | 0.1158 | 1.03 | ASHRAE30pct-state-7_RetailStandalone_STD2010_ME-Caribou-ME.table.csv.gz | Stand-alone Retail | Caribou Municipal Arpt ME USA TMY3 WMO#=727120 | Electricity | 0 | 13983.3334 | 125875.001 | 17202.7779 | 54063.8893 | 0 | 62952.7783 | 0 | 0 | 0 | 5383.3334 | 0 | 0 | 0 | 279463.8911 | 0 | 279461.1133 | 2.7778 | 2.7778 | 0 | 1619.27 | 14576.3251 | 1992.0817 | 6260.5984 | 0 | 7289.9317 | 0 | 0 | 0 | 623.39 | 0 | 0 | 0 | 32361.9186 | 0 | 32361.5969 | 0.32167 | 0.32167 | 0 | 47.7247 | 429.6075 | 58.7125 | 184.5184 | 0 | 214.8559 | 0 | 0 | 0 | 18.3731 | 0 | 0 | 0 | 953.8016 | 0 | 953.7921 | 0.0094805 | 0.0094805 | 17.3987 | 2.3778 | 7.4732 | 8.7014 | 0 | 0.74409 | 1.9328 | 0 | 0 | 0 | 0 | 38.6276 | 38.628 | 38.628 | 1
ME_7_RS_2013_EL | 7 | RS | EL | 20473 | ASHRAE30pct-state-7 | RetailStandalone | STD2013 | ME-Caribou-ME | Zone7 | Zone7(ME-Caribou-ME) | ASHRAE30pct-state-STD2013 | state | ME | 0.1158 | 1.03 | ASHRAE30pct-state-7_RetailStandalone_STD2013_ME-Caribou-ME.table.csv.gz | Stand-alone Retail | Caribou Municipal Arpt ME USA TMY3 WMO#=727120 | Electricity | 0 | 12208.3334 | 111605.5564 | 17202.7779 | 53972.2227 | 0 | 44152.7781 | 0 | 0 | 0 | 5011.1112 | 0 | 0 | 0 | 244152.7797 | 0 | 244152.7797 | -2.9104e-11 | -2.9104e-11 | 0 | 1413.725 | 12923.9234 | 1992.0817 | 6249.9834 | 0 | 5112.8917 | 0 | 0 | 0 | 580.2867 | 0 | 0 | 0 | 28272.8919 | 0 | 28272.8919 | -3.3702e-12 | -3.3702e-12 | 0 | 41.6667 | 380.9063 | 58.7125 | 184.2055 | 0 | 150.6921 | 0 | 0 | 0 | 17.1028 | 0 | 0 | 0 | 833.2859 | 0 | 833.2859 | -9.933e-14 | -9.933e-14 | 15.4263 | 2.3778 | 7.4601 | 6.1029 | 0 | 0.69264 | 1.6875 | 0 | 0 | 0 | 0 | 33.7472 | 33.7472 | 33.7472 | 2
ME_7_RS_2010_NG | 7 | RS | NG | 20002 | ASHRAE30pct-state-7 | RetailStandalone | STD2010 | ME-Caribou-ME | Zone7 | Zone7(ME-Caribou-ME) | ASHRAE30pct-state-STD2010 | state | ME | 0.1158 | 1.03 | ASHRAE30pct-state-7_RetailStandalone_STD2010_ME-Caribou-ME.table.csv.gz | Stand-alone Retail | Caribou Municipal Arpt ME USA TMY3 WMO#=727120 | Natural Gas | 426422.9223 | 0 | 0 | 0 | 0 | 0 | 0 | 0 | 0 | 0 | 0 | 95473.6185 | 0 | 0 | 521906.019 | 0 | 521896.5408 | 0 | 0 | 4392.1561 | 0 | 0 | 0 | 0 | 0 | 0 | 0 | 0 | 0 | 0 | 983.3783 | 0 | 0 | 5375.632 | 0 | 5375.5344 | 0 | 0 | 426.4229 | 0 | 0 | 0 | 0 | 0 | 0 | 0 | 0 | 0 | 0 | 95.4736 | 0 | 0 | 521.906 | 0 | 521.8965 | 0 | 0 | 0 | 0 | 0 | 0 | 0 | 0 | 0 | 17.2697 | 3.8666 | 0 | 0 | 21.1363 | 21.1366 | 21.1363 | 1
ME_7_RS_2013_NG | 7 | RS | NG | 20482 | ASHRAE30pct-state-7 | RetailStandalone | STD2013 | ME-Caribou-ME | Zone7 | Zone7(ME-Caribou-ME) | ASHRAE30pct-state-STD2013 | state | ME | 0.1158 | 1.03 | ASHRAE30pct-state-7_RetailStandalone_STD2013_ME-Caribou-ME.table.csv.gz | Stand-alone Retail | Caribou Municipal Arpt ME USA TMY3 WMO#=727120 | Natural Gas | 279662.9194 | 0 | 0 | 0 | 0 | 0 | 0 | 0 | 0 | 0 | 0 | 95464.1403 | 0 | 0 | 375136.5379 | 0 | 375127.0598 | 0 | 0 | 2880.5281 | 0 | 0 | 0 | 0 | 0 | 0 | 0 | 0 | 0 | 0 | 983.2806 | 0 | 0 | 3863.9063 | 0 | 3863.8087 | 0 | 0 | 279.6629 | 0 | 0 | 0 | 0 | 0 | 0 | 0 | 0 | 0 | 0 | 95.4641 | 0 | 0 | 375.1365 | 0 | 375.1271 | 0 | 0 | 0 | 0 | 0 | 0 | 0 | 0 | 0 | 11.3261 | 3.8662 | 0 | 0 | 15.1923 | 15.1926 | 15.1923 | 2
MI_7_RS_2010_EL | 7 | RS | EL | 20053 | ASHRAE30pct-state-7 | RetailStandalone | STD2010 | MI-SaultSteMarie-MI | Zone7 | Zone7(MI-SaultSteMarie-MI) | ASHRAE30pct-state-STD2010 | state | MI | 0.1095 | 0.82 | ASHRAE30pct-state-7_RetailStandalone_STD2010_MI-SaultSteMarie-MI.table.csv.gz | Stand-alone Retail | Sault Ste Marie Sanderson Fie MI USA TMY3 WMO#=727340 | Electricity | 0 | 13625.0001 | 125241.6677 | 16997.2224 | 54063.8893 | 0 | 59505.556 | 0 | 0 | 0 | 5211.1112 | 0 | 0 | 0 | 274644.4466 | 0 | 274644.4466 | 0 | 0 | 0 | 1491.9375 | 13713.9626 | 1861.1958 | 5919.9959 | 0 | 6515.8584 | 0 | 0 | 0 | 570.6167 | 0 | 0 | 0 | 30073.5669 | 0 | 30073.5669 | 0 | 0 | 0 | 46.5017 | 427.4459 | 58.011 | 184.5184 | 0 | 203.0906 | 0 | 0 | 0 | 17.7854 | 0 | 0 | 0 | 937.353 | 0 | 937.353 | 0 | 0 | 17.3111 | 2.3494 | 7.4728 | 8.225 | 0 | 0.72029 | 1.8833 | 0 | 0 | 0 | 0 | 37.9618 | 37.9618 | 37.9618 | 1
MI_7_RS_2013_EL | 7 | RS | EL | 20533 | ASHRAE30pct-state-7 | RetailStandalone | STD2013 | MI-SaultSteMarie-MI | Zone7 | Zone7(MI-SaultSteMarie-MI) | ASHRAE30pct-state-STD2013 | state | MI | 0.1095 | 0.82 | ASHRAE30pct-state-7_RetailStandalone_STD2013_MI-SaultSteMarie-MI.table.csv.gz | Stand-alone Retail | Sault Ste Marie Sanderson Fie MI USA TMY3 WMO#=727340 | Electricity | 0 | 11602.7779 | 111358.3342 | 16997.2224 | 53972.2227 | 0 | 44230.5559 | 0 | 0 | 0 | 4797.2223 | 0 | 0 | 0 | 242955.5575 | 0 | 242958.3353 | -2.7778 | -2.7778 | 0 | 1270.5042 | 12193.7376 | 1861.1958 | 5909.9584 | 0 | 4843.2459 | 0 | 0 | 0 | 525.2958 | 0 | 0 | 0 | 26603.6335 | 0 | 26603.9377 | -0.30417 | -0.30417 | 0 | 39.5999 | 380.0625 | 58.011 | 184.2055 | 0 | 150.9575 | 0 | 0 | 0 | 16.3728 | 0 | 0 | 0 | 829.1998 | 0 | 829.2093 | -0.0094805 | -0.0094805 | 15.3921 | 2.3494 | 7.4597 | 6.1136 | 0 | 0.66308 | 1.6038 | 0 | 0 | 0 | 0 | 33.5821 | 33.5817 | 33.5817 | 2
MI_7_RS_2010_NG | 7 | RS | NG | 20062 | ASHRAE30pct-state-7 | RetailStandalone | STD2010 | MI-SaultSteMarie-MI | Zone7 | Zone7(MI-SaultSteMarie-MI) | ASHRAE30pct-state-STD2010 | state | MI | 0.1095 | 0.82 | ASHRAE30pct-state-7_RetailStandalone_STD2010_MI-SaultSteMarie-MI.table.csv.gz | Stand-alone Retail | Sault Ste Marie Sanderson Fie MI USA TMY3 WMO#=727340 | Natural Gas | 387420.2478 | 0 | 0 | 0 | 0 | 0 | 0 | 0 | 0 | 0 | 0 | 95454.6622 | 0 | 0 | 482874.91 | 0 | 482874.91 | 0 | 0 | 3176.846 | 0 | 0 | 0 | 0 | 0 | 0 | 0 | 0 | 0 | 0 | 782.7282 | 0 | 0 | 3959.5743 | 0 | 3959.5743 | 0 | 0 | 387.4202 | 0 | 0 | 0 | 0 | 0 | 0 | 0 | 0 | 0 | 0 | 95.4547 | 0 | 0 | 482.8749 | 0 | 482.8749 | 0 | 0 | 0 | 0 | 0 | 0 | 0 | 0 | 0 | 15.6901 | 3.8658 | 0 | 0 | 19.5559 | 19.5559 | 19.5559 | 1
MI_7_RS_2013_NG | 7 | RS | NG | 20542 | ASHRAE30pct-state-7 | RetailStandalone | STD2013 | MI-SaultSteMarie-MI | Zone7 | Zone7(MI-SaultSteMarie-MI) | ASHRAE30pct-state-STD2013 | state | MI | 0.1095 | 0.82 | ASHRAE30pct-state-7_RetailStandalone_STD2013_MI-SaultSteMarie-MI.table.csv.gz | Stand-alone Retail | Sault Ste Marie Sanderson Fie MI USA TMY3 WMO#=727340 | Natural Gas | 276554.0793 | 0 | 0 | 0 | 0 | 0 | 0 | 0 | 0 | 0 | 0 | 95445.184 | 0 | 0 | 372008.7414 | 0 | 371999.2633 | 0 | 0 | 2267.7435 | 0 | 0 | 0 | 0 | 0 | 0 | 0 | 0 | 0 | 0 | 782.6505 | 0 | 0 | 3050.4717 | 0 | 3050.394 | 0 | 0 | 276.5541 | 0 | 0 | 0 | 0 | 0 | 0 | 0 | 0 | 0 | 0 | 95.4452 | 0 | 0 | 372.0087 | 0 | 371.9993 | 0 | 0 | 0 | 0 | 0 | 0 | 0 | 0 | 0 | 11.2001 | 3.8654 | 0 | 0 | 15.0656 | 15.066 | 15.0656 | 2
MN_7_RS_2010_EL | 7 | RS | EL | 20113 | ASHRAE30pct-state-7 | RetailStandalone | STD2010 | MN-Duluth-MN | Zone7 | Zone7(MN-Duluth-MN) | ASHRAE30pct-state-STD2010 | state | MN | 0.0886 | 0.62 | ASHRAE30pct-state-7_RetailStandalone_STD2010_MN-Duluth-MN.table.csv.gz | Stand-alone Retail | Duluth International Arpt MN USA TMY3 WMO#=727450 | Electricity | 0 | 13811.1112 | 125713.8899 | 17063.889 | 54063.8893 | 0 | 70052.7783 | 0 | 0 | 0 | 5100 | 0 | 0 | 0 | 285805.5578 | 0 | 285805.5578 | 0 | 0 | 0 | 1223.6645 | 11138.2506 | 1511.8606 | 4790.0606 | 0 | 6206.6762 | 0 | 0 | 0 | 451.86 | 0 | 0 | 0 | 25322.3724 | 0 | 25322.3724 | 0 | 0 | 0 | 47.1369 | 429.0576 | 58.2385 | 184.5184 | 0 | 239.088 | 0 | 0 | 0 | 17.4061 | 0 | 0 | 0 | 975.4455 | 0 | 975.4455 | 0 | 0 | 17.3764 | 2.3586 | 7.4728 | 9.6828 | 0 | 0.70493 | 1.909 | 0 | 0 | 0 | 0 | 39.5045 | 39.5045 | 39.5045 | 1
MN_7_RS_2013_EL | 7 | RS | EL | 20593 | ASHRAE30pct-state-7 | RetailStandalone | STD2013 | MN-Duluth-MN | Zone7 | Zone7(MN-Duluth-MN) | ASHRAE30pct-state-STD2013 | state | MN | 0.0886 | 0.62 | ASHRAE30pct-state-7_RetailStandalone_STD2013_MN-Duluth-MN.table.csv.gz | Stand-alone Retail | Duluth International Arpt MN USA TMY3 WMO#=727450 | Electricity | 0 | 12605.5557 | 111775.0009 | 17063.889 | 53972.2227 | 0 | 46694.4448 | 0 | 0 | 0 | 5119.4445 | 0 | 0 | 0 | 247230.5575 | 0 | 247230.5575 | 0 | 0 | 0 | 1116.8522 | 9903.2651 | 1511.8606 | 4781.9389 | 0 | 4137.1278 | 0 | 0 | 0 | 453.5828 | 0 | 0 | 0 | 21904.6274 | 0 | 21904.6274 | 0 | 0 | 0 | 43.0224 | 381.4846 | 58.2385 | 184.2055 | 0 | 159.3667 | 0 | 0 | 0 | 17.4725 | 0 | 0 | 0 | 843.7902 | 0 | 843.7902 | 0 | 0 | 15.4497 | 2.3586 | 7.4601 | 6.4542 | 0 | 0.70762 | 1.7424 | 0 | 0 | 0 | 0 | 34.1726 | 34.1726 | 34.1726 | 2
MN_7_RS_2010_NG | 7 | RS | NG | 20122 | ASHRAE30pct-state-7 | RetailStandalone | STD2010 | MN-Duluth-MN | Zone7 | Zone7(MN-Duluth-MN) | ASHRAE30pct-state-STD2010 | state | MN | 0.0886 | 0.62 | ASHRAE30pct-state-7_RetailStandalone_STD2010_MN-Duluth-MN.table.csv.gz | Stand-alone Retail | Duluth International Arpt MN USA TMY3 WMO#=727450 | Natural Gas | 412110.8838 | 0 | 0 | 0 | 0 | 0 | 0 | 0 | 0 | 0 | 0 | 95473.6185 | 0 | 0 | 507584.5023 | 0 | 507584.5023 | 0 | 0 | 2555.0875 | 0 | 0 | 0 | 0 | 0 | 0 | 0 | 0 | 0 | 0 | 591.9364 | 0 | 0 | 3147.0239 | 0 | 3147.0239 | 0 | 0 | 412.1109 | 0 | 0 | 0 | 0 | 0 | 0 | 0 | 0 | 0 | 0 | 95.4736 | 0 | 0 | 507.5845 | 0 | 507.5845 | 0 | 0 | 0 | 0 | 0 | 0 | 0 | 0 | 0 | 16.6901 | 3.8666 | 0 | 0 | 20.5566 | 20.5566 | 20.5566 | 1
MN_7_RS_2013_NG | 7 | RS | NG | 20602 | ASHRAE30pct-state-7 | RetailStandalone | STD2013 | MN-Duluth-MN | Zone7 | Zone7(MN-Duluth-MN) | ASHRAE30pct-state-STD2013 | state | MN | 0.0886 | 0.62 | ASHRAE30pct-state-7_RetailStandalone_STD2013_MN-Duluth-MN.table.csv.gz | Stand-alone Retail | Duluth International Arpt MN USA TMY3 WMO#=727450 | Natural Gas | 307102.2251 | 0 | 0 | 0 | 0 | 0 | 0 | 0 | 0 | 0 | 0 | 95454.6622 | 0 | 0 | 402566.3654 | 0 | 402556.8872 | 0 | 0 | 1904.0338 | 0 | 0 | 0 | 0 | 0 | 0 | 0 | 0 | 0 | 0 | 591.8189 | 0 | 0 | 2495.9115 | 0 | 2495.8527 | 0 | 0 | 307.1022 | 0 | 0 | 0 | 0 | 0 | 0 | 0 | 0 | 0 | 0 | 95.4547 | 0 | 0 | 402.5664 | 0 | 402.5569 | 0 | 0 | 0 | 0 | 0 | 0 | 0 | 0 | 0 | 12.4373 | 3.8658 | 0 | 0 | 16.3031 | 16.3035 | 16.3031 | 2
ND_7_RS_2010_EL | 7 | RS | EL | 20173 | ASHRAE30pct-state-7 | RetailStandalone | STD2010 | ND-Minot-ND | Zone7 | Zone7(ND-Minot-ND) | ASHRAE30pct-state-STD2010 | state | ND | 0.0798 | 0.59 | ASHRAE30pct-state-7_RetailStandalone_STD2010_ND-Minot-ND.table.csv.gz | Stand-alone Retail | Minot Faa Ap ND USA TMY3 WMO#=727676 | Electricity | 0 | 20563.8891 | 126022.2232 | 16991.6668 | 54063.8893 | 0 | 72766.6672 | 0 | 0 | 0 | 5275 | 0 | 0 | 0 | 295686.1135 | 0 | 295683.3357 | 2.7778 | 2.7778 | 0 | 1640.9983 | 10056.5734 | 1355.935 | 4314.2984 | 0 | 5806.78 | 0 | 0 | 0 | 420.945 | 0 | 0 | 0 | 23595.7519 | 0 | 23595.5302 | 0.22167 | 0.22167 | 0 | 70.1839 | 430.1099 | 57.992 | 184.5184 | 0 | 248.3504 | 0 | 0 | 0 | 18.0034 | 0 | 0 | 0 | 1009.1675 | 0 | 1009.1581 | 0.0094805 | 0.0094805 | 17.419 | 2.3486 | 7.4732 | 10.0579 | 0 | 0.72912 | 2.8424 | 0 | 0 | 0 | 0 | 40.8698 | 40.8702 | 40.8702 | 1
ND_7_RS_2013_EL | 7 | RS | EL | 20653 | ASHRAE30pct-state-7 | RetailStandalone | STD2013 | ND-Minot-ND | Zone7 | Zone7(ND-Minot-ND) | ASHRAE30pct-state-STD2013 | state | ND | 0.0798 | 0.59 | ASHRAE30pct-state-7_RetailStandalone_STD2013_ND-Minot-ND.table.csv.gz | Stand-alone Retail | Minot Faa Ap ND USA TMY3 WMO#=727676 | Electricity | 0 | 18069.4446 | 111908.3342 | 16991.6668 | 53972.2227 | 0 | 51286.1115 | 0 | 0 | 0 | 4925 | 0 | 0 | 0 | 257147.2243 | 0 | 257152.7798 | -5.5556 | -5.5556 | 0 | 1441.9417 | 8930.2851 | 1355.935 | 4306.9834 | 0 | 4092.6317 | 0 | 0 | 0 | 393.015 | 0 | 0 | 0 | 20520.3485 | 0 | 20520.7918 | -0.44333 | -0.44333 | 0 | 61.6705 | 381.9397 | 57.992 | 184.2055 | 0 | 175.0379 | 0 | 0 | 0 | 16.8089 | 0 | 0 | 0 | 877.6355 | 0 | 877.6545 | -0.018961 | -0.018961 | 15.4682 | 2.3486 | 7.4594 | 7.0889 | 0 | 0.68074 | 2.4976 | 0 | 0 | 0 | 0 | 35.5441 | 35.5433 | 35.5433 | 2
ND_7_RS_2010_NG | 7 | RS | NG | 20182 | ASHRAE30pct-state-7 | RetailStandalone | STD2010 | ND-Minot-ND | Zone7 | Zone7(ND-Minot-ND) | ASHRAE30pct-state-STD2010 | state | ND | 0.0798 | 0.59 | ASHRAE30pct-state-7_RetailStandalone_STD2010_ND-Minot-ND.table.csv.gz | Stand-alone Retail | Minot Faa Ap ND USA TMY3 WMO#=727676 | Natural Gas | 403997.5692 | 0 | 0 | 0 | 0 | 0 | 0 | 0 | 0 | 0 | 0 | 95454.6622 | 0 | 0 | 499452.2314 | 0 | 499452.2314 | 0 | 0 | 2383.5857 | 0 | 0 | 0 | 0 | 0 | 0 | 0 | 0 | 0 | 0 | 563.1825 | 0 | 0 | 2946.7682 | 0 | 2946.7682 | 0 | 0 | 403.9976 | 0 | 0 | 0 | 0 | 0 | 0 | 0 | 0 | 0 | 0 | 95.4547 | 0 | 0 | 499.4522 | 0 | 499.4522 | 0 | 0 | 0 | 0 | 0 | 0 | 0 | 0 | 0 | 16.3615 | 3.8658 | 0 | 0 | 20.2273 | 20.2273 | 20.2273 | 1
ND_7_RS_2013_NG | 7 | RS | NG | 20662 | ASHRAE30pct-state-7 | RetailStandalone | STD2013 | ND-Minot-ND | Zone7 | Zone7(ND-Minot-ND) | ASHRAE30pct-state-STD2013 | state | ND | 0.0798 | 0.59 | ASHRAE30pct-state-7_RetailStandalone_STD2013_ND-Minot-ND.table.csv.gz | Stand-alone Retail | Minot Faa Ap ND USA TMY3 WMO#=727676 | Natural Gas | 320731.8352 | 0 | 0 | 0 | 0 | 0 | 0 | 0 | 0 | 0 | 0 | 95445.184 | 0 | 0 | 416177.0192 | 0 | 416177.0192 | 0 | 0 | 1892.3178 | 0 | 0 | 0 | 0 | 0 | 0 | 0 | 0 | 0 | 0 | 563.1266 | 0 | 0 | 2455.4444 | 0 | 2455.4444 | 0 | 0 | 320.7318 | 0 | 0 | 0 | 0 | 0 | 0 | 0 | 0 | 0 | 0 | 95.4452 | 0 | 0 | 416.177 | 0 | 416.177 | 0 | 0 | 0 | 0 | 0 | 0 | 0 | 0 | 0 | 12.9893 | 3.8654 | 0 | 0 | 16.8547 | 16.8547 | 16.8547 | 2
WI_7_RS_2010_EL | 7 | RS | EL | 20233 | ASHRAE30pct-state-7 | RetailStandalone | STD2010 | WI-Duluth-MN | Zone7 | Zone7(WI-Duluth-MN) | ASHRAE30pct-state-STD2010 | state | WI | 0.1054 | 0.72 | ASHRAE30pct-state-7_RetailStandalone_STD2010_WI-Duluth-MN.table.csv.gz | Stand-alone Retail | Duluth International Arpt MN USA TMY3 WMO#=727450 | Electricity | 0 | 13811.1112 | 125713.8899 | 17063.889 | 54063.8893 | 0 | 70052.7783 | 0 | 0 | 0 | 5100 | 0 | 0 | 0 | 285805.5578 | 0 | 285805.5578 | 0 | 0 | 0 | 1455.6911 | 13250.244 | 1798.5339 | 5698.3339 | 0 | 7383.5628 | 0 | 0 | 0 | 537.54 | 0 | 0 | 0 | 30123.9058 | 0 | 30123.9058 | 0 | 0 | 0 | 47.1369 | 429.0576 | 58.2385 | 184.5184 | 0 | 239.088 | 0 | 0 | 0 | 17.4061 | 0 | 0 | 0 | 975.4455 | 0 | 975.4455 | 0 | 0 | 17.3764 | 2.3586 | 7.4728 | 9.6828 | 0 | 0.70493 | 1.909 | 0 | 0 | 0 | 0 | 39.5045 | 39.5045 | 39.5045 | 1
WI_7_RS_2013_EL | 7 | RS | EL | 20713 | ASHRAE30pct-state-7 | RetailStandalone | STD2013 | WI-Duluth-MN | Zone7 | Zone7(WI-Duluth-MN) | ASHRAE30pct-state-STD2013 | state | WI | 0.1054 | 0.72 | ASHRAE30pct-state-7_RetailStandalone_STD2013_WI-Duluth-MN.table.csv.gz | Stand-alone Retail | Duluth International Arpt MN USA TMY3 WMO#=727450 | Electricity | 0 | 12605.5557 | 111775.0009 | 17063.889 | 53972.2227 | 0 | 46694.4448 | 0 | 0 | 0 | 5119.4445 | 0 | 0 | 0 | 247230.5575 | 0 | 247230.5575 | 0 | 0 | 0 | 1328.6256 | 11781.0851 | 1798.5339 | 5688.6723 | 0 | 4921.5945 | 0 | 0 | 0 | 539.5894 | 0 | 0 | 0 | 26058.1008 | 0 | 26058.1008 | 0 | 0 | 0 | 43.0224 | 381.4846 | 58.2385 | 184.2055 | 0 | 159.3667 | 0 | 0 | 0 | 17.4725 | 0 | 0 | 0 | 843.7902 | 0 | 843.7902 | 0 | 0 | 15.4497 | 2.3586 | 7.4601 | 6.4542 | 0 | 0.70762 | 1.7424 | 0 | 0 | 0 | 0 | 34.1726 | 34.1726 | 34.1726 | 2
WI_7_RS_2010_NG | 7 | RS | NG | 20242 | ASHRAE30pct-state-7 | RetailStandalone | STD2010 | WI-Duluth-MN | Zone7 | Zone7(WI-Duluth-MN) | ASHRAE30pct-state-STD2010 | state | WI | 0.1054 | 0.72 | ASHRAE30pct-state-7_RetailStandalone_STD2010_WI-Duluth-MN.table.csv.gz | Stand-alone Retail | Duluth International Arpt MN USA TMY3 WMO#=727450 | Natural Gas | 412110.8838 | 0 | 0 | 0 | 0 | 0 | 0 | 0 | 0 | 0 | 0 | 95473.6185 | 0 | 0 | 507584.5023 | 0 | 507584.5023 | 0 | 0 | 2967.1984 | 0 | 0 | 0 | 0 | 0 | 0 | 0 | 0 | 0 | 0 | 687.4101 | 0 | 0 | 3654.6084 | 0 | 3654.6084 | 0 | 0 | 412.1109 | 0 | 0 | 0 | 0 | 0 | 0 | 0 | 0 | 0 | 0 | 95.4736 | 0 | 0 | 507.5845 | 0 | 507.5845 | 0 | 0 | 0 | 0 | 0 | 0 | 0 | 0 | 0 | 16.6901 | 3.8666 | 0 | 0 | 20.5566 | 20.5566 | 20.5566 | 1
WI_7_RS_2013_NG | 7 | RS | NG | 20722 | ASHRAE30pct-state-7 | RetailStandalone | STD2013 | WI-Duluth-MN | Zone7 | Zone7(WI-Duluth-MN) | ASHRAE30pct-state-STD2013 | state | WI | 0.1054 | 0.72 | ASHRAE30pct-state-7_RetailStandalone_STD2013_WI-Duluth-MN.table.csv.gz | Stand-alone Retail | Duluth International Arpt MN USA TMY3 WMO#=727450 | Natural Gas | 307102.2251 | 0 | 0 | 0 | 0 | 0 | 0 | 0 | 0 | 0 | 0 | 95454.6622 | 0 | 0 | 402566.3654 | 0 | 402556.8872 | 0 | 0 | 2211.136 | 0 | 0 | 0 | 0 | 0 | 0 | 0 | 0 | 0 | 0 | 687.2736 | 0 | 0 | 2898.4778 | 0 | 2898.4096 | 0 | 0 | 307.1022 | 0 | 0 | 0 | 0 | 0 | 0 | 0 | 0 | 0 | 0 | 95.4547 | 0 | 0 | 402.5664 | 0 | 402.5569 | 0 | 0 | 0 | 0 | 0 | 0 | 0 | 0 | 0 | 12.4373 | 3.8658 | 0 | 0 | 16.3031 | 16.3035 | 16.3031 | 2
WY_7_RS_2010_EL | 7 | RS | EL | 20293 | ASHRAE30pct-state-7 | RetailStandalone | STD2010 | WY-JacksonHole-WY | Zone7 | Zone7(WY-JacksonHole-WY) | ASHRAE30pct-state-STD2010 | state | WY | 0.0823 | 0.68 | ASHRAE30pct-state-7_RetailStandalone_STD2010_WY-JacksonHole-WY.table.csv.gz | Stand-alone Retail | Jackson Hole WY USA TMY3 WMO#=725776 | Electricity | 0 | 10963.889 | 125805.5566 | 17005.5557 | 54063.8893 | 0 | 68386.1117 | 0 | 0 | 0 | 0 | 0 | 0 | 0 | 276227.78 | 0 | 276225.0022 | 2.7778 | 2.7778 | 0 | 902.3281 | 10353.7973 | 1399.5572 | 4449.4581 | 0 | 5628.177 | 0 | 0 | 0 | 0 | 0 | 0 | 0 | 22733.5463 | 0 | 22733.3177 | 0.22861 | 0.22861 | 0 | 37.4194 | 429.3705 | 58.0394 | 184.5184 | 0 | 233.3997 | 0 | 0 | 0 | 0 | 0 | 0 | 0 | 942.7569 | 0 | 942.7474 | 0.0094805 | 0.0094805 | 17.3891 | 2.3505 | 7.4732 | 9.4524 | 0 | 0 | 1.5154 | 0 | 0 | 0 | 0 | 38.1803 | 38.1807 | 38.1807 | 1
WY_7_RS_2013_EL | 7 | RS | EL | 20773 | ASHRAE30pct-state-7 | RetailStandalone | STD2013 | WY-JacksonHole-WY | Zone7 | Zone7(WY-JacksonHole-WY) | ASHRAE30pct-state-STD2013 | state | WY | 0.0823 | 0.68 | ASHRAE30pct-state-7_RetailStandalone_STD2013_WY-JacksonHole-WY.table.csv.gz | Stand-alone Retail | Jackson Hole WY USA TMY3 WMO#=725776 | Electricity | 0 | 11191.6668 | 111547.2231 | 17005.5557 | 53972.2227 | 0 | 51658.3337 | 0 | 0 | 0 | 5122.2223 | 0 | 0 | 0 | 250497.2242 | 0 | 250497.2242 | 0 | 0 | 0 | 921.0742 | 9180.3365 | 1399.5572 | 4441.9139 | 0 | 4251.4809 | 0 | 0 | 0 | 421.5589 | 0 | 0 | 0 | 20615.9216 | 0 | 20615.9216 | 0 | 0 | 0 | 38.1968 | 380.7072 | 58.0394 | 184.2055 | 0 | 176.3083 | 0 | 0 | 0 | 17.482 | 0 | 0 | 0 | 854.9393 | 0 | 854.9393 | 0 | 0 | 15.4182 | 2.3505 | 7.4601 | 7.1403 | 0 | 0.708 | 1.5469 | 0 | 0 | 0 | 0 | 34.6241 | 34.6241 | 34.6241 | 2
WY_7_RS_2010_NG | 7 | RS | NG | 20302 | ASHRAE30pct-state-7 | RetailStandalone | STD2010 | WY-JacksonHole-WY | Zone7 | Zone7(WY-JacksonHole-WY) | ASHRAE30pct-state-STD2010 | state | WY | 0.0823 | 0.68 | ASHRAE30pct-state-7_RetailStandalone_STD2010_WY-JacksonHole-WY.table.csv.gz | Stand-alone Retail | Jackson Hole WY USA TMY3 WMO#=725776 | Natural Gas | 514721.5652 | 0 | 0 | 0 | 0 | 0 | 0 | 0 | 0 | 0 | 0 | 95473.6185 | 0 | 0 | 610195.1837 | 0 | 610195.1837 | 0 | 0 | 3500.1066 | 0 | 0 | 0 | 0 | 0 | 0 | 0 | 0 | 0 | 0 | 649.2206 | 0 | 0 | 4149.3272 | 0 | 4149.3272 | 0 | 0 | 514.7216 | 0 | 0 | 0 | 0 | 0 | 0 | 0 | 0 | 0 | 0 | 95.4736 | 0 | 0 | 610.1952 | 0 | 610.1952 | 0 | 0 | 0 | 0 | 0 | 0 | 0 | 0 | 0 | 20.8457 | 3.8666 | 0 | 0 | 24.7123 | 24.7123 | 24.7123 | 1
WY_7_RS_2013_NG | 7 | RS | NG | 20782 | ASHRAE30pct-state-7 | RetailStandalone | STD2013 | WY-JacksonHole-WY | Zone7 | Zone7(WY-JacksonHole-WY) | ASHRAE30pct-state-STD2013 | state | WY | 0.0823 | 0.68 | ASHRAE30pct-state-7_RetailStandalone_STD2013_WY-JacksonHole-WY.table.csv.gz | Stand-alone Retail | Jackson Hole WY USA TMY3 WMO#=725776 | Natural Gas | 178208.5749 | 0 | 0 | 0 | 0 | 0 | 0 | 0 | 0 | 0 | 0 | 95445.184 | 0 | 0 | 273653.7589 | 0 | 273653.7589 | 0 | 0 | 1211.8183 | 0 | 0 | 0 | 0 | 0 | 0 | 0 | 0 | 0 | 0 | 649.0273 | 0 | 0 | 1860.8456 | 0 | 1860.8456 | 0 | 0 | 178.2086 | 0 | 0 | 0 | 0 | 0 | 0 | 0 | 0 | 0 | 0 | 95.4452 | 0 | 0 | 273.6538 | 0 | 273.6538 | 0 | 0 | 0 | 0 | 0 | 0 | 0 | 0 | 0 | 7.2173 | 3.8654 | 0 | 0 | 11.0827 | 11.0827 | 11.0827 | 2
AK_8_RS_2010_EL | 8 | RS | EL | 20893 | ASHRAE30pct-state-8 | RetailStandalone | STD2010 | AK-Fairbanks-AK | Zone8 | Zone8(AK-Fairbanks-AK) | ASHRAE30pct-state-STD2010 | state | AK | 0.1479 | 0.81 | ASHRAE30pct-state-8_RetailStandalone_STD2010_AK-Fairbanks-AK.table.csv.gz | Stand-alone Retail | Fairbanks Intl Arpt AK USA TMY3 WMO#=702610 | Electricity | 0 | 7313.8889 | 131677.7788 | 17183.3335 | 54063.8893 | 0 | 81947.2229 | 0 | 0 | 0 | 5325 | 0 | 0 | 0 | 297508.3357 | 0 | 297511.1135 | -2.7778 | -2.7778 | 0 | 1081.7242 | 19475.1435 | 2541.415 | 7996.0492 | 0 | 12119.9943 | 0 | 0 | 0 | 787.5675 | 0 | 0 | 0 | 44001.4829 | 0 | 44001.8937 | -0.41083 | -0.41083 | 0 | 24.9621 | 449.4122 | 58.6462 | 184.5184 | 0 | 279.6833 | 0 | 0 | 0 | 18.1741 | 0 | 0 | 0 | 1015.3867 | 0 | 1015.3962 | -0.0094805 | -0.0094805 | 18.2007 | 2.3751 | 7.4724 | 11.3269 | 0 | 0.73603 | 1.0109 | 0 | 0 | 0 | 0 | 41.1225 | 41.1221 | 41.1221 | 1
AK_8_RS_2013_EL | 8 | RS | EL | 20953 | ASHRAE30pct-state-8 | RetailStandalone | STD2013 | AK-Fairbanks-AK | Zone8 | Zone8(AK-Fairbanks-AK) | ASHRAE30pct-state-STD2013 | state | AK | 0.1479 | 0.81 | ASHRAE30pct-state-8_RetailStandalone_STD2013_AK-Fairbanks-AK.table.csv.gz | Stand-alone Retail | Fairbanks Intl Arpt AK USA TMY3 WMO#=702610 | Electricity | 0 | 7347.2223 | 112952.7787 | 17183.3335 | 53972.2227 | 0 | 41350.0003 | 0 | 0 | 0 | 5419.4445 | 0 | 0 | 0 | 238222.2241 | 0 | 238225.0019 | -2.7778 | -2.7778 | 0 | 1086.6542 | 16705.716 | 2541.415 | 7982.4917 | 0 | 6115.665 | 0 | 0 | 0 | 801.5358 | 0 | 0 | 0 | 35233.0669 | 0 | 35233.4778 | -0.41083 | -0.41083 | 0 | 25.0758 | 385.5043 | 58.6462 | 184.2055 | 0 | 141.1263 | 0 | 0 | 0 | 18.4964 | 0 | 0 | 0 | 813.0451 | 0 | 813.0545 | -0.0094805 | -0.0094805 | 15.6125 | 2.3751 | 7.4597 | 5.7155 | 0 | 0.74908 | 1.0155 | 0 | 0 | 0 | 0 | 32.9279 | 32.9275 | 32.9275 | 2
AK_8_RS_2010_NG | 8 | RS | NG | 20902 | ASHRAE30pct-state-8 | RetailStandalone | STD2010 | AK-Fairbanks-AK | Zone8 | Zone8(AK-Fairbanks-AK) | ASHRAE30pct-state-STD2010 | state | AK | 0.1479 | 0.81 | ASHRAE30pct-state-8_RetailStandalone_STD2010_AK-Fairbanks-AK.table.csv.gz | Stand-alone Retail | Fairbanks Intl Arpt AK USA TMY3 WMO#=702610 | Natural Gas | 828411.1192 | 0 | 0 | 0 | 0 | 0 | 0 | 0 | 0 | 0 | 0 | 98753.0657 | 0 | 0 | 927154.7068 | 0 | 927164.185 | 0 | 0 | 6710.1301 | 0 | 0 | 0 | 0 | 0 | 0 | 0 | 0 | 0 | 0 | 799.8998 | 0 | 0 | 7509.9531 | 0 | 7510.0299 | 0 | 0 | 828.4111 | 0 | 0 | 0 | 0 | 0 | 0 | 0 | 0 | 0 | 0 | 98.7531 | 0 | 0 | 927.1547 | 0 | 927.1642 | 0 | 0 | 0 | 0 | 0 | 0 | 0 | 0 | 0 | 33.5498 | 3.9994 | 0 | 0 | 37.5492 | 37.5488 | 37.5492 | 1
AK_8_RS_2013_NG | 8 | RS | NG | 20962 | ASHRAE30pct-state-8 | RetailStandalone | STD2013 | AK-Fairbanks-AK | Zone8 | Zone8(AK-Fairbanks-AK) | ASHRAE30pct-state-STD2013 | state | AK | 0.1479 | 0.81 | ASHRAE30pct-state-8_RetailStandalone_STD2013_AK-Fairbanks-AK.table.csv.gz | Stand-alone Retail | Fairbanks Intl Arpt AK USA TMY3 WMO#=702610 | Natural Gas | 636117.9819 | 0 | 0 | 0 | 0 | 0 | 0 | 0 | 0 | 0 | 0 | 98705.6749 | 0 | 0 | 734823.6568 | 0 | 734823.6568 | 0 | 0 | 5152.5557 | 0 | 0 | 0 | 0 | 0 | 0 | 0 | 0 | 0 | 0 | 799.516 | 0 | 0 | 5952.0716 | 0 | 5952.0716 | 0 | 0 | 636.118 | 0 | 0 | 0 | 0 | 0 | 0 | 0 | 0 | 0 | 0 | 98.7057 | 0 | 0 | 734.8237 | 0 | 734.8237 | 0 | 0 | 0 | 0 | 0 | 0 | 0 | 0 | 0 | 25.7621 | 3.9975 | 0 | 0 | 29.7596 | 29.7596 | 29.7596 | 2
FL_1A_PS_2010_EL | 1A | PS | EL | 1156 | ASHRAE30pct-state-1A | SchoolPrimary | STD2010 | FL-Miami-FL | Zone1A | Zone1A(FL-Miami-FL) | ASHRAE30pct-state-STD2010 | state | FL | 0.0976 | 1.01 | ASHRAE30pct-state-1A_SchoolPrimary_STD2010_FL-Miami-FL.table.csv.gz | Primary School | Miami Intl Ap FL USA TMY3 WMO#=722020 | Electricity | 0 | 418786.1145 | 225897.224 | 12733.3334 | 355925.0028 | 0 | 122997.2232 | 63.8889 | 0 | 0 | 50508.3337 | 7175.0001 | 17786.1113 | 0 | 1219336.1209 | 0 | 1211872.2319 | 7463.8889 | 7463.8889 | 0 | 40873.5248 | 22047.5691 | 1242.7733 | 34738.2803 | 0 | 12004.529 | 6.2356 | 0 | 0 | 4929.6134 | 700.28 | 1735.9245 | 0 | 119007.2054 | 0 | 118278.7298 | 728.4756 | 728.4756 | 0 | 1429.304 | 770.9802 | 43.4585 | 1214.761 | 0 | 419.7857 | 0.21805 | 0 | 0 | 172.3834 | 24.4881 | 60.7034 | 0 | 4161.5564 | 0 | 4136.0824 | 25.474 | 25.474 | 10.4244 | 0.5876 | 16.7692 | 5.6759 | 0.0029483 | 2.3308 | 19.3256 | 0 | 0.3311 | 0 | 0.82077 | 55.924 | 56.2684 | 56.2684 | 1
FL_1A_PS_2013_EL | 1A | PS | EL | 1276 | ASHRAE30pct-state-1A | SchoolPrimary | STD2013 | FL-Miami-FL | Zone1A | Zone1A(FL-Miami-FL) | ASHRAE30pct-state-STD2013 | state | FL | 0.0976 | 1.01 | ASHRAE30pct-state-1A_SchoolPrimary_STD2013_FL-Miami-FL.table.csv.gz | Primary School | Miami Intl Ap FL USA TMY3 WMO#=722020 | Electricity | 0 | 311613.8914 | 196116.6682 | 12733.3334 | 317797.2248 | 0 | 93866.6674 | 50 | 0 | 0 | 36913.8892 | 7175.0001 | 17994.4446 | 0 | 1000983.3413 | 0 | 994261.1191 | 6722.2223 | 6722.2223 | 0 | 30413.5158 | 19140.9868 | 1242.7733 | 31017.0091 | 0 | 9161.3867 | 4.88 | 0 | 0 | 3602.7956 | 700.28 | 1756.2578 | 0 | 97695.9741 | 0 | 97039.8852 | 656.0889 | 656.0889 | 0 | 1063.5286 | 669.3401 | 43.4585 | 1084.6321 | 0 | 320.364 | 0.17065 | 0 | 0 | 125.986 | 24.4881 | 61.4145 | 0 | 3416.3251 | 0 | 3393.3824 | 22.9427 | 22.9427 | 9.0502 | 0.5876 | 14.9755 | 4.3316 | 0.0023073 | 1.7035 | 14.38 | 0 | 0.3311 | 0 | 0.83039 | 45.8819 | 46.1921 | 46.1921 | 2
FL_1A_PS_2010_NG | 1A | PS | NG | 1163 | ASHRAE30pct-state-1A | SchoolPrimary | STD2010 | FL-Miami-FL | Zone1A | Zone1A(FL-Miami-FL) | ASHRAE30pct-state-STD2010 | state | FL | 0.0976 | 1.01 | ASHRAE30pct-state-1A_SchoolPrimary_STD2010_FL-Miami-FL.table.csv.gz | Primary School | Miami Intl Ap FL USA TMY3 WMO#=722020 | Natural Gas | 139869.3724 | 0 | 0 | 0 | 342190.4148 | 0 | 0 | 0 | 0 | 0 | 0 | 85313.019 | 0 | 0 | 567372.8062 | 0 | 567372.8062 | 0 | 0 | 1412.6807 | 0 | 0 | 0 | 3456.1232 | 0 | 0 | 0 | 0 | 0 | 0 | 861.6615 | 0 | 0 | 5730.4653 | 0 | 5730.4653 | 0 | 0 | 139.8694 | 0 | 0 | 0 | 342.1904 | 0 | 0 | 0 | 0 | 0 | 0 | 85.313 | 0 | 0 | 567.3728 | 0 | 567.3728 | 0 | 0 | 0 | 0 | 4.6268 | 0 | 0 | 0 | 0 | 1.8912 | 1.1535 | 0 | 0 | 7.6715 | 7.6715 | 7.6715 | 1
FL_1A_PS_2013_NG | 1A | PS | NG | 1283 | ASHRAE30pct-state-1A | SchoolPrimary | STD2013 | FL-Miami-FL | Zone1A | Zone1A(FL-Miami-FL) | ASHRAE30pct-state-STD2013 | state | FL | 0.0976 | 1.01 | ASHRAE30pct-state-1A_SchoolPrimary_STD2013_FL-Miami-FL.table.csv.gz | Primary School | Miami Intl Ap FL USA TMY3 WMO#=722020 | Natural Gas | 129329.646 | 0 | 0 | 0 | 342190.4148 | 0 | 0 | 0 | 0 | 0 | 0 | 85265.6281 | 0 | 0 | 556776.2108 | 0 | 556785.689 | 0 | 0 | 1306.2294 | 0 | 0 | 0 | 3456.1232 | 0 | 0 | 0 | 0 | 0 | 0 | 861.1828 | 0 | 0 | 5623.4397 | 0 | 5623.5355 | 0 | 0 | 129.3296 | 0 | 0 | 0 | 342.1904 | 0 | 0 | 0 | 0 | 0 | 0 | 85.2656 | 0 | 0 | 556.7762 | 0 | 556.7857 | 0 | 0 | 0 | 0 | 4.6268 | 0 | 0 | 0 | 0 | 1.7487 | 1.1529 | 0 | 0 | 7.5283 | 7.5282 | 7.5283 | 2
HI_1A_PS_2010_EL | 1A | PS | EL | 1216 | ASHRAE30pct-state-1A | SchoolPrimary | STD2010 | HI-Honolulu-HI | Zone1A | Zone1A(HI-Honolulu-HI) | ASHRAE30pct-state-STD2010 | state | HI | 0.3483 | 4.6 | ASHRAE30pct-state-1A_SchoolPrimary_STD2010_HI-Honolulu-HI.table.csv.gz | Primary School | Honolulu Intl Arpt HI USA TMY3 WMO#=911820 | Electricity | 0 | 425213.8923 | 226963.8907 | 12738.889 | 355925.0028 | 0 | 139352.7789 | 55.5556 | 0 | 0 | 49077.7782 | 7175.0001 | 17713.889 | 0 | 1241686.121 | 0 | 1234216.6765 | 7469.4445 | 7469.4445 | 0 | 148101.9987 | 79051.5231 | 4436.955 | 123968.6785 | 0 | 48536.5729 | 19.35 | 0 | 0 | 17093.7901 | 2499.0525 | 6169.7475 | 0 | 432479.276 | 0 | 429877.6684 | 2601.6075 | 2601.6075 | 0 | 1451.2418 | 774.6207 | 43.4774 | 1214.761 | 0 | 475.6067 | 0.18961 | 0 | 0 | 167.5009 | 24.4881 | 60.457 | 0 | 4237.8362 | 0 | 4212.3433 | 25.493 | 25.493 | 10.4737 | 0.58786 | 16.7695 | 6.4307 | 0.0025637 | 2.2648 | 19.6222 | 0 | 0.3311 | 0 | 0.81744 | 56.9551 | 57.2998 | 57.2998 | 1
HI_1A_PS_2013_EL | 1A | PS | EL | 1336 | ASHRAE30pct-state-1A | SchoolPrimary | STD2013 | HI-Honolulu-HI | Zone1A | Zone1A(HI-Honolulu-HI) | ASHRAE30pct-state-STD2013 | state | HI | 0.3483 | 4.6 | ASHRAE30pct-state-1A_SchoolPrimary_STD2013_HI-Honolulu-HI.table.csv.gz | Primary School | Honolulu Intl Arpt HI USA TMY3 WMO#=911820 | Electricity | 0 | 315619.447 | 197005.5571 | 12738.889 | 317797.2248 | 0 | 99672.223 | 44.4444 | 0 | 0 | 35608.3336 | 7175.0001 | 17716.6668 | 0 | 1010102.7859 | 0 | 1003377.7858 | 6725.0001 | 6725.0001 | 0 | 109930.2534 | 68617.0355 | 4436.955 | 110688.7734 | 0 | 34715.8353 | 15.48 | 0 | 0 | 12402.3826 | 2499.0525 | 6170.715 | 0 | 351818.8003 | 0 | 349476.4828 | 2342.3175 | 2342.3175 | 0 | 1077.1994 | 672.3739 | 43.4774 | 1084.6321 | 0 | 340.1782 | 0.15169 | 0 | 0 | 121.5301 | 24.4881 | 60.4664 | 0 | 3447.4495 | 0 | 3424.4973 | 22.9522 | 22.9522 | 9.0912 | 0.58786 | 14.9757 | 4.5996 | 0.002051 | 1.6432 | 14.5648 | 0 | 0.3311 | 0 | 0.81757 | 46.3026 | 46.613 | 46.613 | 2
HI_1A_PS_2010_NG | 1A | PS | NG | 1223 | ASHRAE30pct-state-1A | SchoolPrimary | STD2010 | HI-Honolulu-HI | Zone1A | Zone1A(HI-Honolulu-HI) | ASHRAE30pct-state-STD2010 | state | HI | 0.3483 | 4.6 | ASHRAE30pct-state-1A_SchoolPrimary_STD2010_HI-Honolulu-HI.table.csv.gz | Primary School | Honolulu Intl Arpt HI USA TMY3 WMO#=911820 | Natural Gas | 101719.7333 | 0 | 0 | 0 | 342190.4148 | 0 | 0 | 0 | 0 | 0 | 0 | 85237.1936 | 0 | 0 | 529147.3418 | 0 | 529147.3418 | 0 | 0 | 4679.1077 | 0 | 0 | 0 | 15740.7591 | 0 | 0 | 0 | 0 | 0 | 0 | 3920.9109 | 0 | 0 | 24340.7777 | 0 | 24340.7777 | 0 | 0 | 101.7197 | 0 | 0 | 0 | 342.1904 | 0 | 0 | 0 | 0 | 0 | 0 | 85.2372 | 0 | 0 | 529.1473 | 0 | 529.1473 | 0 | 0 | 0 | 0 | 4.6268 | 0 | 0 | 0 | 0 | 1.3754 | 1.1525 | 0 | 0 | 7.1546 | 7.1546 | 7.1546 | 1
HI_1A_PS_2013_NG | 1A | PS | NG | 1343 | ASHRAE30pct-state-1A | SchoolPrimary | STD2013 | HI-Honolulu-HI | Zone1A | Zone1A(HI-Honolulu-HI) | ASHRAE30pct-state-STD2013 | state | HI | 0.3483 | 4.6 | ASHRAE30pct-state-1A_SchoolPrimary_STD2013_HI-Honolulu-HI.table.csv.gz | Primary School | Honolulu Intl Arpt HI USA TMY3 WMO#=911820 | Natural Gas | 60186.3871 | 0 | 0 | 0 | 342190.4148 | 0 | 0 | 0 | 0 | 0 | 0 | 85218.2373 | 0 | 0 | 487585.561 | 0 | 487595.0392 | 0 | 0 | 2768.5738 | 0 | 0 | 0 | 15740.7591 | 0 | 0 | 0 | 0 | 0 | 0 | 3920.0389 | 0 | 0 | 22428.9358 | 0 | 22429.3718 | 0 | 0 | 60.1864 | 0 | 0 | 0 | 342.1904 | 0 | 0 | 0 | 0 | 0 | 0 | 85.2182 | 0 | 0 | 487.5856 | 0 | 487.595 | 0 | 0 | 0 | 0 | 4.6268 | 0 | 0 | 0 | 0 | 0.81378 | 1.1522 | 0 | 0 | 6.5928 | 6.5926 | 6.5928 | 2
AL_2A_PS_2010_EL | 2A | PS | EL | 1756 | ASHRAE30pct-state-2A | SchoolPrimary | STD2010 | AL-Mobile-AL | Zone2A | Zone2A(AL-Mobile-AL) | ASHRAE30pct-state-STD2010 | state | AL | 0.1058 | 1.24 | ASHRAE30pct-state-2A_SchoolPrimary_STD2010_AL-Mobile-AL.table.csv.gz | Primary School | Mobile Regional Ap AL USA TMY3 WMO#=722230 | Electricity | 0 | 263194.4465 | 229255.5574 | 12736.1112 | 355925.0028 | 0 | 105966.6675 | 163.8889 | 0 | 0 | 30852.778 | 7175.0001 | 17630.5557 | 0 | 1030366.6749 | 0 | 1022900.0082 | 7466.6667 | 7466.6667 | 0 | 27845.9724 | 24255.238 | 1347.4806 | 37656.8653 | 0 | 11211.2734 | 17.3394 | 0 | 0 | 3264.2239 | 759.115 | 1865.3128 | 0 | 109012.7942 | 0 | 108222.8209 | 789.9733 | 789.9733 | 0 | 898.2745 | 782.4421 | 43.468 | 1214.761 | 0 | 361.661 | 0.55935 | 0 | 0 | 105.2996 | 24.4881 | 60.1725 | 0 | 3516.6095 | 0 | 3491.126 | 25.4835 | 25.4835 | 10.5794 | 0.58773 | 16.7694 | 4.89 | 0.0075629 | 1.4238 | 12.1456 | 0 | 0.3311 | 0 | 0.81359 | 47.2035 | 47.5481 | 47.5481 | 1
AL_2A_PS_2013_EL | 2A | PS | EL | 2116 | ASHRAE30pct-state-2A | SchoolPrimary | STD2013 | AL-Mobile-AL | Zone2A | Zone2A(AL-Mobile-AL) | ASHRAE30pct-state-STD2013 | state | AL | 0.1058 | 1.24 | ASHRAE30pct-state-2A_SchoolPrimary_STD2013_AL-Mobile-AL.table.csv.gz | Primary School | Mobile Regional Ap AL USA TMY3 WMO#=722230 | Electricity | 0 | 213530.5573 | 199811.1127 | 12736.1112 | 317797.2248 | 0 | 88450.0007 | 108.3333 | 0 | 0 | 27333.3336 | 7175.0001 | 17802.7779 | 0 | 891469.4516 | 0 | 884744.4515 | 6725.0001 | 6725.0001 | 0 | 22591.533 | 21140.0157 | 1347.4806 | 33622.9464 | 0 | 9358.0101 | 11.4617 | 0 | 0 | 2891.8667 | 759.115 | 1883.5339 | 0 | 94317.468 | 0 | 93605.963 | 711.505 | 711.505 | 0 | 728.7732 | 681.9491 | 43.468 | 1084.6321 | 0 | 301.8771 | 0.36974 | 0 | 0 | 93.2878 | 24.4881 | 60.7603 | 0 | 3042.5576 | 0 | 3019.6054 | 22.9522 | 22.9522 | 9.2206 | 0.58773 | 14.9757 | 4.0817 | 0.0049992 | 1.2613 | 9.8537 | 0 | 0.3311 | 0 | 0.82154 | 40.8281 | 41.1384 | 41.1384 | 2
AL_2A_PS_2010_NG | 2A | PS | NG | 1763 | ASHRAE30pct-state-2A | SchoolPrimary | STD2010 | AL-Mobile-AL | Zone2A | Zone2A(AL-Mobile-AL) | ASHRAE30pct-state-STD2010 | state | AL | 0.1058 | 1.24 | ASHRAE30pct-state-2A_SchoolPrimary_STD2010_AL-Mobile-AL.table.csv.gz | Primary School | Mobile Regional Ap AL USA TMY3 WMO#=722230 | Natural Gas | 464961.1664 | 0 | 0 | 0 | 342190.4148 | 0 | 0 | 0 | 0 | 0 | 0 | 96212.9159 | 0 | 0 | 903364.4971 | 0 | 903364.4971 | 0 | 0 | 5765.5185 | 0 | 0 | 0 | 4243.1611 | 0 | 0 | 0 | 0 | 0 | 0 | 1193.0402 | 0 | 0 | 11201.7198 | 0 | 11201.7198 | 0 | 0 | 464.9612 | 0 | 0 | 0 | 342.1904 | 0 | 0 | 0 | 0 | 0 | 0 | 96.2129 | 0 | 0 | 903.3645 | 0 | 903.3645 | 0 | 0 | 0 | 0 | 4.6268 | 0 | 0 | 0 | 0 | 6.2867 | 1.3009 | 0 | 0 | 12.2144 | 12.2144 | 12.2144 | 1
AL_2A_PS_2013_NG | 2A | PS | NG | 2123 | ASHRAE30pct-state-2A | SchoolPrimary | STD2013 | AL-Mobile-AL | Zone2A | Zone2A(AL-Mobile-AL) | ASHRAE30pct-state-STD2013 | state | AL | 0.1058 | 1.24 | ASHRAE30pct-state-2A_SchoolPrimary_STD2013_AL-Mobile-AL.table.csv.gz | Primary School | Mobile Regional Ap AL USA TMY3 WMO#=722230 | Natural Gas | 477595.5686 | 0 | 0 | 0 | 342190.4148 | 0 | 0 | 0 | 0 | 0 | 0 | 96222.394 | 0 | 0 | 916008.3775 | 0 | 916008.3775 | 0 | 0 | 5922.1851 | 0 | 0 | 0 | 4243.1611 | 0 | 0 | 0 | 0 | 0 | 0 | 1193.1577 | 0 | 0 | 11358.5039 | 0 | 11358.5039 | 0 | 0 | 477.5956 | 0 | 0 | 0 | 342.1904 | 0 | 0 | 0 | 0 | 0 | 0 | 96.2224 | 0 | 0 | 916.0084 | 0 | 916.0084 | 0 | 0 | 0 | 0 | 4.6268 | 0 | 0 | 0 | 0 | 6.4576 | 1.301 | 0 | 0 | 12.3854 | 12.3854 | 12.3854 | 2
FL_2A_PS_2010_EL | 2A | PS | EL | 1816 | ASHRAE30pct-state-2A | SchoolPrimary | STD2010 | FL-Tampa-FL | Zone2A | Zone2A(FL-Tampa-FL) | ASHRAE30pct-state-STD2010 | state | FL | 0.0976 | 1.01 | ASHRAE30pct-state-2A_SchoolPrimary_STD2010_FL-Tampa-FL.table.csv.gz | Primary School | Tampa International Ap FL USA TMY3 WMO#=722110 | Electricity | 0 | 327444.4471 | 228219.4463 | 12716.6668 | 355925.0028 | 0 | 109833.3342 | 86.1111 | 0 | 0 | 32305.5558 | 7175.0001 | 17738.889 | 0 | 1098908.3421 | 0 | 1091444.4532 | 7463.8889 | 7463.8889 | 0 | 31958.578 | 22274.218 | 1241.1467 | 34738.2803 | 0 | 10719.7334 | 8.4044 | 0 | 0 | 3153.0222 | 700.28 | 1731.3156 | 0 | 107253.4542 | 0 | 106524.9786 | 728.4756 | 728.4756 | 0 | 1117.5577 | 778.9059 | 43.4016 | 1214.761 | 0 | 374.8578 | 0.29389 | 0 | 0 | 110.2579 | 24.4881 | 60.5423 | 0 | 3750.5401 | 0 | 3725.0661 | 25.474 | 25.474 | 10.5316 | 0.58683 | 16.7692 | 5.0685 | 0.0039737 | 1.4908 | 15.1105 | 0 | 0.3311 | 0 | 0.81859 | 50.3666 | 50.7111 | 50.7111 | 1
FL_2A_PS_2013_EL | 2A | PS | EL | 2176 | ASHRAE30pct-state-2A | SchoolPrimary | STD2013 | FL-Tampa-FL | Zone2A | Zone2A(FL-Tampa-FL) | ASHRAE30pct-state-STD2013 | state | FL | 0.0976 | 1.01 | ASHRAE30pct-state-2A_SchoolPrimary_STD2013_FL-Tampa-FL.table.csv.gz | Primary School | Tampa International Ap FL USA TMY3 WMO#=722110 | Electricity | 0 | 263011.1132 | 197800.0016 | 12716.6668 | 317797.2248 | 0 | 90605.5563 | 63.8889 | 0 | 0 | 28791.6669 | 7175.0001 | 17933.3335 | 0 | 942619.452 | 0 | 935894.4519 | 6725.0001 | 6725.0001 | 0 | 25669.8846 | 19305.2802 | 1241.1467 | 31017.0091 | 0 | 8843.1023 | 6.2356 | 0 | 0 | 2810.0667 | 700.28 | 1750.2933 | 0 | 91999.6585 | 0 | 91343.2985 | 656.36 | 656.36 | 0 | 897.6488 | 675.0853 | 43.4016 | 1084.6321 | 0 | 309.234 | 0.21805 | 0 | 0 | 98.2651 | 24.4881 | 61.2059 | 0 | 3217.131 | 0 | 3194.1788 | 22.9522 | 22.9522 | 9.1278 | 0.58683 | 14.9757 | 4.1812 | 0.0029483 | 1.3286 | 12.1371 | 0 | 0.3311 | 0 | 0.82757 | 43.1885 | 43.4988 | 43.4988 | 2
FL_2A_PS_2010_NG | 2A | PS | NG | 1823 | ASHRAE30pct-state-2A | SchoolPrimary | STD2010 | FL-Tampa-FL | Zone2A | Zone2A(FL-Tampa-FL) | ASHRAE30pct-state-STD2010 | state | FL | 0.0976 | 1.01 | ASHRAE30pct-state-2A_SchoolPrimary_STD2010_FL-Tampa-FL.table.csv.gz | Primary School | Tampa International Ap FL USA TMY3 WMO#=722110 | Natural Gas | 266308.1762 | 0 | 0 | 0 | 342190.4148 | 0 | 0 | 0 | 0 | 0 | 0 | 96099.1778 | 0 | 0 | 704597.7688 | 0 | 704597.7688 | 0 | 0 | 2689.7126 | 0 | 0 | 0 | 3456.1232 | 0 | 0 | 0 | 0 | 0 | 0 | 970.6017 | 0 | 0 | 7116.4375 | 0 | 7116.4375 | 0 | 0 | 266.3082 | 0 | 0 | 0 | 342.1904 | 0 | 0 | 0 | 0 | 0 | 0 | 96.0992 | 0 | 0 | 704.5978 | 0 | 704.5978 | 0 | 0 | 0 | 0 | 4.6268 | 0 | 0 | 0 | 0 | 3.6008 | 1.2994 | 0 | 0 | 9.5269 | 9.5269 | 9.5269 | 1
FL_2A_PS_2013_NG | 2A | PS | NG | 2183 | ASHRAE30pct-state-2A | SchoolPrimary | STD2013 | FL-Tampa-FL | Zone2A | Zone2A(FL-Tampa-FL) | ASHRAE30pct-state-STD2013 | state | FL | 0.0976 | 1.01 | ASHRAE30pct-state-2A_SchoolPrimary_STD2013_FL-Tampa-FL.table.csv.gz | Primary School | Tampa International Ap FL USA TMY3 WMO#=722110 | Natural Gas | 280942.4725 | 0 | 0 | 0 | 342190.4148 | 0 | 0 | 0 | 0 | 0 | 0 | 96108.656 | 0 | 0 | 719241.5433 | 0 | 719241.5433 | 0 | 0 | 2837.519 | 0 | 0 | 0 | 3456.1232 | 0 | 0 | 0 | 0 | 0 | 0 | 970.6974 | 0 | 0 | 7264.3396 | 0 | 7264.3396 | 0 | 0 | 280.9425 | 0 | 0 | 0 | 342.1904 | 0 | 0 | 0 | 0 | 0 | 0 | 96.1087 | 0 | 0 | 719.2415 | 0 | 719.2415 | 0 | 0 | 0 | 0 | 4.6268 | 0 | 0 | 0 | 0 | 3.7986 | 1.2995 | 0 | 0 | 9.7249 | 9.7249 | 9.7249 | 2
GA_2A_PS_2010_EL | 2A | PS | EL | 1876 | ASHRAE30pct-state-2A | SchoolPrimary | STD2010 | GA-Savannah-GA | Zone2A | Zone2A(GA-Savannah-GA) | ASHRAE30pct-state-STD2010 | state | GA | 0.0947 | 0.94 | ASHRAE30pct-state-2A_SchoolPrimary_STD2010_GA-Savannah-GA.table.csv.gz | Primary School | Savannah Intl Ap GA USA TMY3 WMO#=722070 | Electricity | 0 | 264502.7799 | 229358.3352 | 12727.7779 | 355925.0028 | 0 | 107141.6675 | 161.1111 | 0 | 0 | 30963.8891 | 7175.0001 | 17613.889 | 0 | 1033038.8972 | 0 | 1025569.4526 | 7469.4445 | 7469.4445 | 0 | 25048.4133 | 21720.2343 | 1205.3206 | 33706.0978 | 0 | 10146.3159 | 15.2572 | 0 | 0 | 2932.2803 | 679.4725 | 1668.0353 | 0 | 97828.7836 | 0 | 97121.4272 | 707.3564 | 707.3564 | 0 | 902.7398 | 782.7929 | 43.4395 | 1214.761 | 0 | 365.6712 | 0.54987 | 0 | 0 | 105.6788 | 24.4881 | 60.1157 | 0 | 3525.7297 | 0 | 3500.2367 | 25.493 | 25.493 | 10.5841 | 0.58735 | 16.7695 | 4.9442 | 0.0074348 | 1.4289 | 12.2059 | 0 | 0.3311 | 0 | 0.81282 | 47.3267 | 47.6714 | 47.6714 | 1
GA_2A_PS_2013_EL | 2A | PS | EL | 2236 | ASHRAE30pct-state-2A | SchoolPrimary | STD2013 | GA-Savannah-GA | Zone2A | Zone2A(GA-Savannah-GA) | ASHRAE30pct-state-STD2013 | state | GA | 0.0947 | 0.94 | ASHRAE30pct-state-2A_SchoolPrimary_STD2013_GA-Savannah-GA.table.csv.gz | Primary School | Savannah Intl Ap GA USA TMY3 WMO#=722070 | Electricity | 0 | 212366.6684 | 199944.446 | 12727.7779 | 317797.2248 | 0 | 89288.8896 | 111.1111 | 0 | 0 | 27436.1113 | 7175.0001 | 17775.0001 | 0 | 891347.2294 | 0 | 884622.2293 | 6725.0001 | 6725.0001 | 0 | 20111.1235 | 18934.739 | 1205.3206 | 30095.3972 | 0 | 8455.6578 | 10.5222 | 0 | 0 | 2598.1997 | 679.4725 | 1683.2925 | 0 | 84410.5826 | 0 | 83773.7251 | 636.8575 | 636.8575 | 0 | 724.8009 | 682.4042 | 43.4395 | 1084.6321 | 0 | 304.7402 | 0.37922 | 0 | 0 | 93.6386 | 24.4881 | 60.6655 | 0 | 3042.1405 | 0 | 3019.1882 | 22.9522 | 22.9522 | 9.2268 | 0.58735 | 14.9757 | 4.1204 | 0.0051274 | 1.2661 | 9.8 | 0 | 0.3311 | 0 | 0.82026 | 40.8225 | 41.1328 | 41.1328 | 2
GA_2A_PS_2010_NG | 2A | PS | NG | 1883 | ASHRAE30pct-state-2A | SchoolPrimary | STD2010 | GA-Savannah-GA | Zone2A | Zone2A(GA-Savannah-GA) | ASHRAE30pct-state-STD2010 | state | GA | 0.0947 | 0.94 | ASHRAE30pct-state-2A_SchoolPrimary_STD2010_GA-Savannah-GA.table.csv.gz | Primary School | Savannah Intl Ap GA USA TMY3 WMO#=722070 | Natural Gas | 484969.5858 | 0 | 0 | 0 | 342190.4148 | 0 | 0 | 0 | 0 | 0 | 0 | 96203.4377 | 0 | 0 | 923363.4383 | 0 | 923363.4383 | 0 | 0 | 4558.7141 | 0 | 0 | 0 | 3216.5899 | 0 | 0 | 0 | 0 | 0 | 0 | 904.3123 | 0 | 0 | 8679.6163 | 0 | 8679.6163 | 0 | 0 | 484.9696 | 0 | 0 | 0 | 342.1904 | 0 | 0 | 0 | 0 | 0 | 0 | 96.2034 | 0 | 0 | 923.3634 | 0 | 923.3634 | 0 | 0 | 0 | 0 | 4.6268 | 0 | 0 | 0 | 0 | 6.5573 | 1.3008 | 0 | 0 | 12.4848 | 12.4848 | 12.4848 | 1
GA_2A_PS_2013_NG | 2A | PS | NG | 2243 | ASHRAE30pct-state-2A | SchoolPrimary | STD2013 | GA-Savannah-GA | Zone2A | Zone2A(GA-Savannah-GA) | ASHRAE30pct-state-STD2013 | state | GA | 0.0947 | 0.94 | ASHRAE30pct-state-2A_SchoolPrimary_STD2013_GA-Savannah-GA.table.csv.gz | Primary School | Savannah Intl Ap GA USA TMY3 WMO#=722070 | Natural Gas | 498807.7157 | 0 | 0 | 0 | 342190.4148 | 0 | 0 | 0 | 0 | 0 | 0 | 96231.8722 | 0 | 0 | 937230.0028 | 0 | 937230.0028 | 0 | 0 | 4688.7925 | 0 | 0 | 0 | 3216.5899 | 0 | 0 | 0 | 0 | 0 | 0 | 904.5796 | 0 | 0 | 8809.962 | 0 | 8809.962 | 0 | 0 | 498.8077 | 0 | 0 | 0 | 342.1904 | 0 | 0 | 0 | 0 | 0 | 0 | 96.2319 | 0 | 0 | 937.23 | 0 | 937.23 | 0 | 0 | 0 | 0 | 4.6268 | 0 | 0 | 0 | 0 | 6.7444 | 1.3012 | 0 | 0 | 12.6723 | 12.6723 | 12.6723 | 2
LA_2A_PS_2010_EL | 2A | PS | EL | 1936 | ASHRAE30pct-state-2A | SchoolPrimary | STD2010 | LA-BatonRouge-LA | Zone2A | Zone2A(LA-BatonRouge-LA) | ASHRAE30pct-state-STD2010 | state | LA | 0.0779 | 0.8 | ASHRAE30pct-state-2A_SchoolPrimary_STD2010_LA-BatonRouge-LA.table.csv.gz | Primary School | Baton Rouge Ryan Arpt LA USA TMY3 WMO#=722317 | Electricity | 0 | 271127.7799 | 229433.3352 | 12719.4445 | 355925.0028 | 0 | 106877.7786 | 169.4444 | 0 | 0 | 31027.778 | 7175.0001 | 17644.4446 | 0 | 1039569.4528 | 0 | 1032100.0083 | 7469.4445 | 7469.4445 | 0 | 21120.8541 | 17872.8568 | 990.8447 | 27726.5577 | 0 | 8325.779 | 13.1997 | 0 | 0 | 2417.0639 | 558.9325 | 1374.5022 | 0 | 80982.4604 | 0 | 80400.5906 | 581.8697 | 581.8697 | 0 | 925.3507 | 783.0489 | 43.4111 | 1214.761 | 0 | 364.7705 | 0.57831 | 0 | 0 | 105.8968 | 24.4881 | 60.2199 | 0 | 3548.0183 | 0 | 3522.5253 | 25.493 | 25.493 | 10.5876 | 0.58696 | 16.7695 | 4.9321 | 0.0078193 | 1.4318 | 12.5117 | 0 | 0.3311 | 0 | 0.81423 | 47.6281 | 47.9728 | 47.9728 | 1
LA_2A_PS_2013_EL | 2A | PS | EL | 2296 | ASHRAE30pct-state-2A | SchoolPrimary | STD2013 | LA-BatonRouge-LA | Zone2A | Zone2A(LA-BatonRouge-LA) | ASHRAE30pct-state-STD2013 | state | LA | 0.0779 | 0.8 | ASHRAE30pct-state-2A_SchoolPrimary_STD2013_LA-BatonRouge-LA.table.csv.gz | Primary School | Baton Rouge Ryan Arpt LA USA TMY3 WMO#=722317 | Electricity | 0 | 219636.1129 | 200338.8905 | 12719.4445 | 317797.2248 | 0 | 88830.5563 | 113.8889 | 0 | 0 | 27527.778 | 7175.0001 | 17813.889 | 0 | 898675.0072 | 0 | 891952.7849 | 6722.2223 | 6722.2223 | 0 | 17109.6532 | 15606.3996 | 990.8447 | 24756.4038 | 0 | 6919.9003 | 8.8719 | 0 | 0 | 2144.4139 | 558.9325 | 1387.702 | 0 | 70006.7831 | 0 | 69483.1219 | 523.6611 | 523.6611 | 0 | 749.6112 | 683.7504 | 43.4111 | 1084.6321 | 0 | 303.1759 | 0.3887 | 0 | 0 | 93.9515 | 24.4881 | 60.7983 | 0 | 3067.1499 | 0 | 3044.2072 | 22.9427 | 22.9427 | 9.245 | 0.58696 | 14.9755 | 4.0992 | 0.0052556 | 1.2703 | 10.1355 | 0 | 0.3311 | 0 | 0.82205 | 41.1607 | 41.4709 | 41.4709 | 2
LA_2A_PS_2010_NG | 2A | PS | NG | 1943 | ASHRAE30pct-state-2A | SchoolPrimary | STD2010 | LA-BatonRouge-LA | Zone2A | Zone2A(LA-BatonRouge-LA) | ASHRAE30pct-state-STD2010 | state | LA | 0.0779 | 0.8 | ASHRAE30pct-state-2A_SchoolPrimary_STD2010_LA-BatonRouge-LA.table.csv.gz | Primary School | Baton Rouge Ryan Arpt LA USA TMY3 WMO#=722317 | Natural Gas | 480505.3672 | 0 | 0 | 0 | 342190.4148 | 0 | 0 | 0 | 0 | 0 | 0 | 96212.9159 | 0 | 0 | 918908.6978 | 0 | 918908.6978 | 0 | 0 | 3844.0429 | 0 | 0 | 0 | 2737.5233 | 0 | 0 | 0 | 0 | 0 | 0 | 769.7033 | 0 | 0 | 7351.2696 | 0 | 7351.2696 | 0 | 0 | 480.5054 | 0 | 0 | 0 | 342.1904 | 0 | 0 | 0 | 0 | 0 | 0 | 96.2129 | 0 | 0 | 918.9087 | 0 | 918.9087 | 0 | 0 | 0 | 0 | 4.6268 | 0 | 0 | 0 | 0 | 6.4969 | 1.3009 | 0 | 0 | 12.4246 | 12.4246 | 12.4246 | 1
LA_2A_PS_2013_NG | 2A | PS | NG | 2303 | ASHRAE30pct-state-2A | SchoolPrimary | STD2013 | LA-BatonRouge-LA | Zone2A | Zone2A(LA-BatonRouge-LA) | ASHRAE30pct-state-STD2013 | state | LA | 0.0779 | 0.8 | ASHRAE30pct-state-2A_SchoolPrimary_STD2013_LA-BatonRouge-LA.table.csv.gz | Primary School | Baton Rouge Ryan Arpt LA USA TMY3 WMO#=722317 | Natural Gas | 498002.0712 | 0 | 0 | 0 | 342190.4148 | 0 | 0 | 0 | 0 | 0 | 0 | 96203.4377 | 0 | 0 | 936395.9237 | 0 | 936395.9237 | 0 | 0 | 3984.0166 | 0 | 0 | 0 | 2737.5233 | 0 | 0 | 0 | 0 | 0 | 0 | 769.6275 | 0 | 0 | 7491.1674 | 0 | 7491.1674 | 0 | 0 | 498.0021 | 0 | 0 | 0 | 342.1904 | 0 | 0 | 0 | 0 | 0 | 0 | 96.2034 | 0 | 0 | 936.3959 | 0 | 936.3959 | 0 | 0 | 0 | 0 | 4.6268 | 0 | 0 | 0 | 0 | 6.7335 | 1.3008 | 0 | 0 | 12.661 | 12.661 | 12.661 | 2
MS_2A_PS_2010_EL | 2A | PS | EL | 1996 | ASHRAE30pct-state-2A | SchoolPrimary | STD2010 | MS-Mobile-AL | Zone2A | Zone2A(MS-Mobile-AL) | ASHRAE30pct-state-STD2010 | state | MS | 0.0928 | 0.72 | ASHRAE30pct-state-2A_SchoolPrimary_STD2010_MS-Mobile-AL.table.csv.gz | Primary School | Mobile Regional Ap AL USA TMY3 WMO#=722230 | Electricity | 0 | 263194.4465 | 229255.5574 | 12736.1112 | 355925.0028 | 0 | 105966.6675 | 163.8889 | 0 | 0 | 30852.778 | 7175.0001 | 17630.5557 | 0 | 1030366.6749 | 0 | 1022900.0082 | 7466.6667 | 7466.6667 | 0 | 24424.4446 | 21274.9157 | 1181.9111 | 33029.8403 | 0 | 9833.7067 | 15.2089 | 0 | 0 | 2863.1378 | 665.84 | 1636.1156 | 0 | 95618.0274 | 0 | 94925.1208 | 692.9067 | 692.9067 | 0 | 898.2745 | 782.4421 | 43.468 | 1214.761 | 0 | 361.661 | 0.55935 | 0 | 0 | 105.2996 | 24.4881 | 60.1725 | 0 | 3516.6095 | 0 | 3491.126 | 25.4835 | 25.4835 | 10.5794 | 0.58773 | 16.7694 | 4.89 | 0.0075629 | 1.4238 | 12.1456 | 0 | 0.3311 | 0 | 0.81359 | 47.2035 | 47.5481 | 47.5481 | 1
MS_2A_PS_2013_EL | 2A | PS | EL | 2354 | ASHRAE30pct-state-2A | SchoolPrimary | STD2013 | MS-Mobile-AL | Zone2A | Zone2A(MS-Mobile-AL) | ASHRAE30pct-state-STD2013 | state | MS | 0.0928 | 0.72 | ASHRAE30pct-state-2A_SchoolPrimary_STD2013_MS-Mobile-AL.table.csv.gz | Primary School | Mobile Regional Ap AL USA TMY3 WMO#=722230 | Electricity | 0 | 213530.5573 | 199811.1127 | 12736.1112 | 317797.2248 | 0 | 88450.0007 | 108.3333 | 0 | 0 | 27333.3336 | 7175.0001 | 17802.7779 | 0 | 891469.4516 | 0 | 884744.4515 | 6725.0001 | 6725.0001 | 0 | 19815.6357 | 18542.4713 | 1181.9111 | 29491.5825 | 0 | 8208.1601 | 10.0533 | 0 | 0 | 2536.5334 | 665.84 | 1652.0978 | 0 | 82728.3651 | 0 | 82104.2851 | 624.08 | 624.08 | 0 | 728.7732 | 681.9491 | 43.468 | 1084.6321 | 0 | 301.8771 | 0.36974 | 0 | 0 | 93.2878 | 24.4881 | 60.7603 | 0 | 3042.5576 | 0 | 3019.6054 | 22.9522 | 22.9522 | 9.2206 | 0.58773 | 14.9757 | 4.0817 | 0.0049992 | 1.2613 | 9.8537 | 0 | 0.3311 | 0 | 0.82154 | 40.8281 | 41.1384 | 41.1384 | 2
MS_2A_PS_2010_NG | 2A | PS | NG | 2003 | ASHRAE30pct-state-2A | SchoolPrimary | STD2010 | MS-Mobile-AL | Zone2A | Zone2A(MS-Mobile-AL) | ASHRAE30pct-state-STD2010 | state | MS | 0.0928 | 0.72 | ASHRAE30pct-state-2A_SchoolPrimary_STD2010_MS-Mobile-AL.table.csv.gz | Primary School | Mobile Regional Ap AL USA TMY3 WMO#=722230 | Natural Gas | 464961.1664 | 0 | 0 | 0 | 342190.4148 | 0 | 0 | 0 | 0 | 0 | 0 | 96212.9159 | 0 | 0 | 903364.4971 | 0 | 903364.4971 | 0 | 0 | 3347.7204 | 0 | 0 | 0 | 2463.771 | 0 | 0 | 0 | 0 | 0 | 0 | 692.733 | 0 | 0 | 6504.2244 | 0 | 6504.2244 | 0 | 0 | 464.9612 | 0 | 0 | 0 | 342.1904 | 0 | 0 | 0 | 0 | 0 | 0 | 96.2129 | 0 | 0 | 903.3645 | 0 | 903.3645 | 0 | 0 | 0 | 0 | 4.6268 | 0 | 0 | 0 | 0 | 6.2867 | 1.3009 | 0 | 0 | 12.2144 | 12.2144 | 12.2144 | 1
MS_2A_PS_2013_NG | 2A | PS | NG | 2363 | ASHRAE30pct-state-2A | SchoolPrimary | STD2013 | MS-Mobile-AL | Zone2A | Zone2A(MS-Mobile-AL) | ASHRAE30pct-state-STD2013 | state | MS | 0.0928 | 0.72 | ASHRAE30pct-state-2A_SchoolPrimary_STD2013_MS-Mobile-AL.table.csv.gz | Primary School | Mobile Regional Ap AL USA TMY3 WMO#=722230 | Natural Gas | 477595.5686 | 0 | 0 | 0 | 342190.4148 | 0 | 0 | 0 | 0 | 0 | 0 | 96222.394 | 0 | 0 | 916008.3775 | 0 | 916008.3775 | 0 | 0 | 3438.6881 | 0 | 0 | 0 | 2463.771 | 0 | 0 | 0 | 0 | 0 | 0 | 692.8012 | 0 | 0 | 6595.2603 | 0 | 6595.2603 | 0 | 0 | 477.5956 | 0 | 0 | 0 | 342.1904 | 0 | 0 | 0 | 0 | 0 | 0 | 96.2224 | 0 | 0 | 916.0084 | 0 | 916.0084 | 0 | 0 | 0 | 0 | 4.6268 | 0 | 0 | 0 | 0 | 6.4576 | 1.301 | 0 | 0 | 12.3854 | 12.3854 | 12.3854 | 2
TX_2A_PS_2010_EL | 2A | PS | EL | 2056 | ASHRAE30pct-state-2A | SchoolPrimary | STD2010 | TX-Houston-TX | Zone2A | Zone2A(TX-Houston-TX) | ASHRAE30pct-state-STD2010 | state | TX | 0.0817 | 0.67 | ASHRAE30pct-state-2A_SchoolPrimary_STD2010_TX-Houston-TX.table.csv.gz | Primary School | Houston Bush Intercontinental TX USA TMY3 WMO#=722430 | Electricity | 0 | 284930.5578 | 228694.4463 | 12727.7779 | 355925.0028 | 0 | 106658.3342 | 144.4444 | 0 | 0 | 31430.5558 | 7175.0001 | 17663.889 | 0 | 1052811.1195 | 0 | 1045350.0084 | 7461.1112 | 7461.1112 | 0 | 23278.8266 | 18684.3363 | 1039.8595 | 29079.0727 | 0 | 8713.9859 | 11.8011 | 0 | 0 | 2567.8764 | 586.1975 | 1443.1397 | 0 | 86014.6685 | 0 | 85405.0957 | 609.5728 | 609.5728 | 0 | 972.4592 | 780.5271 | 43.4395 | 1214.761 | 0 | 364.0216 | 0.49298 | 0 | 0 | 107.2715 | 24.4881 | 60.2863 | 0 | 3593.2117 | 0 | 3567.7472 | 25.4645 | 25.4645 | 10.5535 | 0.58735 | 16.7691 | 4.9219 | 0.0066656 | 1.4504 | 13.1486 | 0 | 0.3311 | 0 | 0.81513 | 48.2395 | 48.5838 | 48.5838 | 1
TX_2A_PS_2013_EL | 2A | PS | EL | 2414 | ASHRAE30pct-state-2A | SchoolPrimary | STD2013 | TX-Houston-TX | Zone2A | Zone2A(TX-Houston-TX) | ASHRAE30pct-state-STD2013 | state | TX | 0.0817 | 0.67 | ASHRAE30pct-state-2A_SchoolPrimary_STD2013_TX-Houston-TX.table.csv.gz | Primary School | Houston Bush Intercontinental TX USA TMY3 WMO#=722430 | Electricity | 0 | 228888.8907 | 199141.6683 | 12727.7779 | 317797.2248 | 0 | 89063.8896 | 86.1111 | 0 | 0 | 27816.6669 | 7175.0001 | 17833.3335 | 0 | 907255.5628 | 0 | 900530.5628 | 6725.0001 | 6725.0001 | 0 | 18700.2224 | 16269.8743 | 1039.8595 | 25964.0333 | 0 | 7276.5198 | 7.0353 | 0 | 0 | 2272.6217 | 586.1975 | 1456.9833 | 0 | 74122.7795 | 0 | 73573.347 | 549.4325 | 549.4325 | 0 | 781.1907 | 679.6643 | 43.4395 | 1084.6321 | 0 | 303.9723 | 0.29389 | 0 | 0 | 94.9374 | 24.4881 | 60.8646 | 0 | 3096.4351 | 0 | 3073.4829 | 22.9522 | 22.9522 | 9.1897 | 0.58735 | 14.9757 | 4.11 | 0.0039737 | 1.2836 | 10.5625 | 0 | 0.3311 | 0 | 0.82295 | 41.5566 | 41.8669 | 41.8669 | 2
TX_2A_PS_2010_NG | 2A | PS | NG | 2063 | ASHRAE30pct-state-2A | SchoolPrimary | STD2010 | TX-Houston-TX | Zone2A | Zone2A(TX-Houston-TX) | ASHRAE30pct-state-STD2010 | state | TX | 0.0817 | 0.67 | ASHRAE30pct-state-2A_SchoolPrimary_STD2010_TX-Houston-TX.table.csv.gz | Primary School | Houston Bush Intercontinental TX USA TMY3 WMO#=722430 | Natural Gas | 422868.6081 | 0 | 0 | 0 | 342190.4148 | 0 | 0 | 0 | 0 | 0 | 0 | 96193.9595 | 0 | 0 | 861252.9824 | 0 | 861252.9824 | 0 | 0 | 2833.2197 | 0 | 0 | 0 | 2292.6758 | 0 | 0 | 0 | 0 | 0 | 0 | 644.4995 | 0 | 0 | 5770.395 | 0 | 5770.395 | 0 | 0 | 422.8686 | 0 | 0 | 0 | 342.1904 | 0 | 0 | 0 | 0 | 0 | 0 | 96.194 | 0 | 0 | 861.253 | 0 | 861.253 | 0 | 0 | 0 | 0 | 4.6268 | 0 | 0 | 0 | 0 | 5.7176 | 1.3006 | 0 | 0 | 11.645 | 11.645 | 11.645 | 1
TX_2A_PS_2013_NG | 2A | PS | NG | 2423 | ASHRAE30pct-state-2A | SchoolPrimary | STD2013 | TX-Houston-TX | Zone2A | Zone2A(TX-Houston-TX) | ASHRAE30pct-state-STD2013 | state | TX | 0.0817 | 0.67 | ASHRAE30pct-state-2A_SchoolPrimary_STD2013_TX-Houston-TX.table.csv.gz | Primary School | Houston Bush Intercontinental TX USA TMY3 WMO#=722430 | Natural Gas | 433038.6858 | 0 | 0 | 0 | 342190.4148 | 0 | 0 | 0 | 0 | 0 | 0 | 96193.9595 | 0 | 0 | 871423.0601 | 0 | 871423.0601 | 0 | 0 | 2901.3592 | 0 | 0 | 0 | 2292.6758 | 0 | 0 | 0 | 0 | 0 | 0 | 644.4995 | 0 | 0 | 5838.5345 | 0 | 5838.5345 | 0 | 0 | 433.0387 | 0 | 0 | 0 | 342.1904 | 0 | 0 | 0 | 0 | 0 | 0 | 96.194 | 0 | 0 | 871.4231 | 0 | 871.4231 | 0 | 0 | 0 | 0 | 4.6268 | 0 | 0 | 0 | 0 | 5.8551 | 1.3006 | 0 | 0 | 11.7825 | 11.7825 | 11.7825 | 2
AZ_2B_PS_2010_EL | 2B | PS | EL | 2654 | ASHRAE30pct-state-2B | SchoolPrimary | STD2010 | AZ-Phoenix-AZ | Zone2B | Zone2B(AZ-Phoenix-AZ) | ASHRAE30pct-state-STD2010 | state | AZ | 0.0954 | 0.95 | ASHRAE30pct-state-2B_SchoolPrimary_STD2010_AZ-Phoenix-AZ.table.csv.gz | Primary School | Phoenix Sky Harbor Intl Ap AZ USA TMY3 WMO#=722780 | Electricity | 0 | 289272.2245 | 230319.4463 | 12722.2223 | 355925.0028 | 0 | 108533.3342 | 88.8889 | 0 | 0 | 24997.2224 | 7175.0001 | 17316.6668 | 0 | 1053819.4529 | 0 | 1046350.0084 | 7469.4445 | 7469.4445 | 0 | 27596.5702 | 21972.4752 | 1213.7 | 33955.2453 | 0 | 10354.0801 | 8.48 | 0 | 0 | 2384.735 | 684.495 | 1652.01 | 0 | 100534.3758 | 0 | 99821.7908 | 712.585 | 712.585 | 0 | 987.2771 | 786.0731 | 43.4206 | 1214.761 | 0 | 370.4209 | 0.30338 | 0 | 0 | 85.3147 | 24.4881 | 59.1012 | 0 | 3596.6531 | 0 | 3571.1601 | 25.493 | 25.493 | 10.6285 | 0.58709 | 16.7695 | 5.0085 | 0.0041019 | 1.1535 | 13.349 | 0 | 0.3311 | 0 | 0.79911 | 48.2857 | 48.6304 | 48.6304 | 1
AZ_2B_PS_2013_EL | 2B | PS | EL | 2834 | ASHRAE30pct-state-2B | SchoolPrimary | STD2013 | AZ-Phoenix-AZ | Zone2B | Zone2B(AZ-Phoenix-AZ) | ASHRAE30pct-state-STD2013 | state | AZ | 0.0954 | 0.95 | ASHRAE30pct-state-2B_SchoolPrimary_STD2013_AZ-Phoenix-AZ.table.csv.gz | Primary School | Phoenix Sky Harbor Intl Ap AZ USA TMY3 WMO#=722780 | Electricity | 0 | 250922.2242 | 199208.3349 | 12722.2223 | 317797.2248 | 0 | 94700.0008 | 75 | 0 | 0 | 24963.8891 | 7175.0001 | 17311.1112 | 0 | 931600.0075 | 0 | 924875.0074 | 6725.0001 | 6725.0001 | 0 | 23937.9802 | 19004.4752 | 1213.7 | 30317.8552 | 0 | 9034.3801 | 7.155 | 0 | 0 | 2381.555 | 684.495 | 1651.48 | 0 | 88874.6407 | 0 | 88233.0757 | 641.565 | 641.565 | 0 | 856.3898 | 679.8919 | 43.4206 | 1084.6321 | 0 | 323.2082 | 0.25597 | 0 | 0 | 85.201 | 24.4881 | 59.0823 | 0 | 3179.5219 | 0 | 3156.5697 | 22.9522 | 22.9522 | 9.1928 | 0.58709 | 14.9757 | 4.3701 | 0.003461 | 1.152 | 11.5793 | 0 | 0.3311 | 0 | 0.79885 | 42.68 | 42.9903 | 42.9903 | 2
AZ_2B_PS_2010_NG | 2B | PS | NG | 2663 | ASHRAE30pct-state-2B | SchoolPrimary | STD2010 | AZ-Phoenix-AZ | Zone2B | Zone2B(AZ-Phoenix-AZ) | ASHRAE30pct-state-STD2010 | state | AZ | 0.0954 | 0.95 | ASHRAE30pct-state-2B_SchoolPrimary_STD2010_AZ-Phoenix-AZ.table.csv.gz | Primary School | Phoenix Sky Harbor Intl Ap AZ USA TMY3 WMO#=722780 | Natural Gas | 212983.985 | 0 | 0 | 0 | 342190.4148 | 0 | 0 | 0 | 0 | 0 | 0 | 91435.9176 | 0 | 0 | 646610.3174 | 0 | 646610.3174 | 0 | 0 | 2023.3479 | 0 | 0 | 0 | 3250.8089 | 0 | 0 | 0 | 0 | 0 | 0 | 868.6412 | 0 | 0 | 6142.798 | 0 | 6142.798 | 0 | 0 | 212.984 | 0 | 0 | 0 | 342.1904 | 0 | 0 | 0 | 0 | 0 | 0 | 91.4359 | 0 | 0 | 646.6103 | 0 | 646.6103 | 0 | 0 | 0 | 0 | 4.6268 | 0 | 0 | 0 | 0 | 2.8798 | 1.2363 | 0 | 0 | 8.7428 | 8.7428 | 8.7428 | 1
AZ_2B_PS_2013_NG | 2B | PS | NG | 2843 | ASHRAE30pct-state-2B | SchoolPrimary | STD2013 | AZ-Phoenix-AZ | Zone2B | Zone2B(AZ-Phoenix-AZ) | ASHRAE30pct-state-STD2013 | state | AZ | 0.0954 | 0.95 | ASHRAE30pct-state-2B_SchoolPrimary_STD2013_AZ-Phoenix-AZ.table.csv.gz | Primary School | Phoenix Sky Harbor Intl Ap AZ USA TMY3 WMO#=722780 | Natural Gas | 187174.9249 | 0 | 0 | 0 | 342190.4148 | 0 | 0 | 0 | 0 | 0 | 0 | 91454.8739 | 0 | 0 | 620820.2136 | 0 | 620820.2136 | 0 | 0 | 1778.1618 | 0 | 0 | 0 | 3250.8089 | 0 | 0 | 0 | 0 | 0 | 0 | 868.8213 | 0 | 0 | 5897.792 | 0 | 5897.792 | 0 | 0 | 187.1749 | 0 | 0 | 0 | 342.1904 | 0 | 0 | 0 | 0 | 0 | 0 | 91.4549 | 0 | 0 | 620.8202 | 0 | 620.8202 | 0 | 0 | 0 | 0 | 4.6268 | 0 | 0 | 0 | 0 | 2.5308 | 1.2366 | 0 | 0 | 8.3941 | 8.3941 | 8.3941 | 2
CA_2B_PS_2010_EL | 2B | PS | EL | 2714 | ASHRAE30pct-state-2B | SchoolPrimary | STD2010 | CA-Tucson-AZ | Zone2B | Zone2B(CA-Tucson-AZ) | ASHRAE30pct-state-STD2010 | state | CA | 0.136 | 0.7 | ASHRAE30pct-state-2B_SchoolPrimary_STD2010_CA-Tucson-AZ.table.csv.gz | Primary School | Tucson International Ap AZ USA TMY3 WMO#=722740 | Electricity | 0 | 228736.1129 | 231411.113 | 12730.5557 | 355925.0028 | 0 | 104841.6675 | 108.3333 | 0 | 0 | 24972.2224 | 7175.0001 | 17311.1112 | 0 | 990680.5635 | 0 | 983211.119 | 7469.4445 | 7469.4445 | 0 | 31108.1114 | 31471.9114 | 1731.3556 | 48405.8004 | 0 | 14258.4668 | 14.7333 | 0 | 0 | 3396.2222 | 975.8 | 2354.3111 | 0 | 134732.5566 | 0 | 133716.7122 | 1015.8445 | 1015.8445 | 0 | 780.6693 | 789.799 | 43.449 | 1214.761 | 0 | 357.8214 | 0.36974 | 0 | 0 | 85.2294 | 24.4881 | 59.0823 | 0 | 3381.1621 | 0 | 3355.6691 | 25.493 | 25.493 | 10.6789 | 0.58747 | 16.7695 | 4.8381 | 0.0049992 | 1.1524 | 10.5554 | 0 | 0.3311 | 0 | 0.79885 | 45.372 | 45.7167 | 45.7167 | 1
CA_2B_PS_2013_EL | 2B | PS | EL | 2894 | ASHRAE30pct-state-2B | SchoolPrimary | STD2013 | CA-Tucson-AZ | Zone2B | Zone2B(CA-Tucson-AZ) | ASHRAE30pct-state-STD2013 | state | CA | 0.136 | 0.7 | ASHRAE30pct-state-2B_SchoolPrimary_STD2013_CA-Tucson-AZ.table.csv.gz | Primary School | Tucson International Ap AZ USA TMY3 WMO#=722740 | Electricity | 0 | 200091.6683 | 200886.1127 | 12730.5557 | 317797.2248 | 0 | 92713.8896 | 88.8889 | 0 | 0 | 24836.1113 | 7175.0001 | 17305.5557 | 0 | 880350.007 | 0 | 873625.007 | 6725.0001 | 6725.0001 | 0 | 27212.4669 | 27320.5113 | 1731.3556 | 43220.4226 | 0 | 12609.089 | 12.0889 | 0 | 0 | 3377.7111 | 975.8 | 2353.5556 | 0 | 119727.601 | 0 | 118813.001 | 914.6 | 914.6 | 0 | 682.9067 | 685.6181 | 43.449 | 1084.6321 | 0 | 316.4296 | 0.30338 | 0 | 0 | 84.7649 | 24.4881 | 59.0633 | 0 | 3004.6073 | 0 | 2981.6551 | 22.9522 | 22.9522 | 9.2702 | 0.58747 | 14.9757 | 4.2784 | 0.0041019 | 1.1461 | 9.2336 | 0 | 0.3311 | 0 | 0.7986 | 40.315 | 40.6253 | 40.6253 | 2
CA_2B_PS_2010_NG | 2B | PS | NG | 2723 | ASHRAE30pct-state-2B | SchoolPrimary | STD2010 | CA-Tucson-AZ | Zone2B | Zone2B(CA-Tucson-AZ) | ASHRAE30pct-state-STD2010 | state | CA | 0.136 | 0.7 | ASHRAE30pct-state-2B_SchoolPrimary_STD2010_CA-Tucson-AZ.table.csv.gz | Primary School | Tucson International Ap AZ USA TMY3 WMO#=722740 | Natural Gas | 271710.7338 | 0 | 0 | 0 | 342190.4148 | 0 | 0 | 0 | 0 | 0 | 0 | 91502.2648 | 0 | 0 | 705403.4134 | 0 | 705403.4134 | 0 | 0 | 1901.9751 | 0 | 0 | 0 | 2395.3329 | 0 | 0 | 0 | 0 | 0 | 0 | 640.5159 | 0 | 0 | 4937.8239 | 0 | 4937.8239 | 0 | 0 | 271.7107 | 0 | 0 | 0 | 342.1904 | 0 | 0 | 0 | 0 | 0 | 0 | 91.5023 | 0 | 0 | 705.4034 | 0 | 705.4034 | 0 | 0 | 0 | 0 | 4.6268 | 0 | 0 | 0 | 0 | 3.6738 | 1.2372 | 0 | 0 | 9.5378 | 9.5378 | 9.5378 | 1
CA_2B_PS_2013_NG | 2B | PS | NG | 2903 | ASHRAE30pct-state-2B | SchoolPrimary | STD2013 | CA-Tucson-AZ | Zone2B | Zone2B(CA-Tucson-AZ) | ASHRAE30pct-state-STD2013 | state | CA | 0.136 | 0.7 | ASHRAE30pct-state-2B_SchoolPrimary_STD2013_CA-Tucson-AZ.table.csv.gz | Primary School | Tucson International Ap AZ USA TMY3 WMO#=722740 | Natural Gas | 243607.9562 | 0 | 0 | 0 | 342190.4148 | 0 | 0 | 0 | 0 | 0 | 0 | 91530.6993 | 0 | 0 | 677329.0703 | 0 | 677329.0703 | 0 | 0 | 1705.2557 | 0 | 0 | 0 | 2395.3329 | 0 | 0 | 0 | 0 | 0 | 0 | 640.7149 | 0 | 0 | 4741.3035 | 0 | 4741.3035 | 0 | 0 | 243.608 | 0 | 0 | 0 | 342.1904 | 0 | 0 | 0 | 0 | 0 | 0 | 91.5307 | 0 | 0 | 677.3291 | 0 | 677.3291 | 0 | 0 | 0 | 0 | 4.6268 | 0 | 0 | 0 | 0 | 3.2938 | 1.2376 | 0 | 0 | 9.1582 | 9.1582 | 9.1582 | 2
TX_2B_PS_2010_EL | 2B | PS | EL | 2774 | ASHRAE30pct-state-2B | SchoolPrimary | STD2010 | TX-SanAntonio-TX | Zone2B | Zone2B(TX-SanAntonio-TX) | ASHRAE30pct-state-STD2010 | state | TX | 0.0817 | 0.67 | ASHRAE30pct-state-2B_SchoolPrimary_STD2010_TX-SanAntonio-TX.table.csv.gz | Primary School | San Antonio Intl Ap TX USA TMY3 WMO#=722530 | Electricity | 0 | 273150.0022 | 228366.6685 | 12716.6668 | 355925.0028 | 0 | 103000.0008 | 127.7778 | 0 | 0 | 25258.3335 | 7177.7778 | 17452.7779 | 0 | 1030638.8971 | 0 | 1023175.0082 | 7463.8889 | 7463.8889 | 0 | 22316.3552 | 18657.5568 | 1038.9517 | 29079.0727 | 0 | 8415.1001 | 10.4394 | 0 | 0 | 2063.6058 | 586.4244 | 1425.892 | 0 | 84203.1979 | 0 | 83593.3982 | 609.7997 | 609.7997 | 0 | 932.2525 | 779.4084 | 43.4016 | 1214.761 | 0 | 351.5358 | 0.4361 | 0 | 0 | 86.2059 | 24.4975 | 59.5658 | 0 | 3517.5386 | 0 | 3492.0646 | 25.474 | 25.474 | 10.5384 | 0.58683 | 16.7692 | 4.7531 | 0.0058965 | 1.1656 | 12.605 | 0 | 0.33123 | 0 | 0.80539 | 47.2162 | 47.5607 | 47.5607 | 1
TX_2B_PS_2013_EL | 2B | PS | EL | 2954 | ASHRAE30pct-state-2B | SchoolPrimary | STD2013 | TX-SanAntonio-TX | Zone2B | Zone2B(TX-SanAntonio-TX) | ASHRAE30pct-state-STD2013 | state | TX | 0.0817 | 0.67 | ASHRAE30pct-state-2B_SchoolPrimary_STD2013_TX-SanAntonio-TX.table.csv.gz | Primary School | San Antonio Intl Ap TX USA TMY3 WMO#=722530 | Electricity | 0 | 234747.2241 | 198227.7794 | 12716.6668 | 317797.2248 | 0 | 88344.4452 | 97.2222 | 0 | 0 | 23000.0002 | 7177.7778 | 17450.0001 | 0 | 906280.5628 | 0 | 899558.3405 | 6722.2223 | 6722.2223 | 0 | 19178.8482 | 16195.2096 | 1038.9517 | 25964.0333 | 0 | 7217.7412 | 7.9431 | 0 | 0 | 1879.1 | 586.4244 | 1425.665 | 0 | 74043.122 | 0 | 73493.9164 | 549.2056 | 549.2056 | 0 | 801.185 | 676.5453 | 43.4016 | 1084.6321 | 0 | 301.5169 | 0.33182 | 0 | 0 | 78.4983 | 24.4975 | 59.5563 | 0 | 3093.1075 | 0 | 3070.1647 | 22.9427 | 22.9427 | 9.1476 | 0.58683 | 14.9755 | 4.0768 | 0.0044865 | 1.0614 | 10.8328 | 0 | 0.33123 | 0 | 0.80526 | 41.5117 | 41.8219 | 41.8219 | 2
TX_2B_PS_2010_NG | 2B | PS | NG | 2783 | ASHRAE30pct-state-2B | SchoolPrimary | STD2010 | TX-SanAntonio-TX | Zone2B | Zone2B(TX-SanAntonio-TX) | ASHRAE30pct-state-STD2010 | state | TX | 0.0817 | 0.67 | ASHRAE30pct-state-2B_SchoolPrimary_STD2010_TX-SanAntonio-TX.table.csv.gz | Primary School | San Antonio Intl Ap TX USA TMY3 WMO#=722530 | Natural Gas | 275549.3931 | 0 | 0 | 0 | 342190.4148 | 0 | 0 | 0 | 0 | 0 | 0 | 91473.8303 | 0 | 0 | 709213.6382 | 0 | 709213.6382 | 0 | 0 | 1846.1809 | 0 | 0 | 0 | 2292.6758 | 0 | 0 | 0 | 0 | 0 | 0 | 612.8747 | 0 | 0 | 4751.7314 | 0 | 4751.7314 | 0 | 0 | 275.5494 | 0 | 0 | 0 | 342.1904 | 0 | 0 | 0 | 0 | 0 | 0 | 91.4738 | 0 | 0 | 709.2136 | 0 | 709.2136 | 0 | 0 | 0 | 0 | 4.6268 | 0 | 0 | 0 | 0 | 3.7257 | 1.2368 | 0 | 0 | 9.5893 | 9.5893 | 9.5893 | 1
TX_2B_PS_2013_NG | 2B | PS | NG | 2963 | ASHRAE30pct-state-2B | SchoolPrimary | STD2013 | TX-SanAntonio-TX | Zone2B | Zone2B(TX-SanAntonio-TX) | ASHRAE30pct-state-STD2013 | state | TX | 0.0817 | 0.67 | ASHRAE30pct-state-2B_SchoolPrimary_STD2013_TX-SanAntonio-TX.table.csv.gz | Primary School | San Antonio Intl Ap TX USA TMY3 WMO#=722530 | Natural Gas | 234442.5646 | 0 | 0 | 0 | 342190.4148 | 0 | 0 | 0 | 0 | 0 | 0 | 91502.2648 | 0 | 0 | 668125.7661 | 0 | 668135.2442 | 0 | 0 | 1570.7652 | 0 | 0 | 0 | 2292.6758 | 0 | 0 | 0 | 0 | 0 | 0 | 613.0652 | 0 | 0 | 4476.4426 | 0 | 4476.5061 | 0 | 0 | 234.4426 | 0 | 0 | 0 | 342.1904 | 0 | 0 | 0 | 0 | 0 | 0 | 91.5023 | 0 | 0 | 668.1258 | 0 | 668.1352 | 0 | 0 | 0 | 0 | 4.6268 | 0 | 0 | 0 | 0 | 3.1699 | 1.2372 | 0 | 0 | 9.0339 | 9.0337 | 9.0339 | 2
AL_3A_PS_2010_EL | 3A | PS | EL | 3614 | ASHRAE30pct-state-3A | SchoolPrimary | STD2010 | AL-Birmingham-AL | Zone3A | Zone3A(AL-Birmingham-AL) | ASHRAE30pct-state-STD2010 | state | AL | 0.1058 | 1.24 | ASHRAE30pct-state-3A_SchoolPrimary_STD2010_AL-Birmingham-AL.table.csv.gz | Primary School | Birmingham Municipal Ap AL USA TMY3 WMO#=722280 | Electricity | 0 | 210452.7795 | 223344.4462 | 12750.0001 | 355925.0028 | 0 | 102844.4453 | 183.3333 | 0 | 0 | 28255.5558 | 7175.0001 | 17527.7779 | 0 | 965925.0077 | 0 | 958458.341 | 7466.6667 | 7466.6667 | 0 | 22265.9041 | 23629.8424 | 1348.95 | 37656.8653 | 0 | 10880.9423 | 19.3967 | 0 | 0 | 2989.4378 | 759.115 | 1854.4389 | 0 | 102194.8658 | 0 | 101404.8925 | 789.9733 | 789.9733 | 0 | 718.2688 | 762.2677 | 43.5154 | 1214.761 | 0 | 351.0049 | 0.62571 | 0 | 0 | 96.4353 | 24.4881 | 59.8218 | 0 | 3296.6721 | 0 | 3271.1886 | 25.4835 | 25.4835 | 10.3066 | 0.58837 | 16.7694 | 4.7459 | 0.0084602 | 1.3039 | 9.7117 | 0 | 0.3311 | 0 | 0.80885 | 44.2298 | 44.5743 | 44.5743 | 1
AL_3A_PS_2013_EL | 3A | PS | EL | 4214 | ASHRAE30pct-state-3A | SchoolPrimary | STD2013 | AL-Birmingham-AL | Zone3A | Zone3A(AL-Birmingham-AL) | ASHRAE30pct-state-STD2013 | state | AL | 0.1058 | 1.24 | ASHRAE30pct-state-3A_SchoolPrimary_STD2013_AL-Birmingham-AL.table.csv.gz | Primary School | Birmingham Municipal Ap AL USA TMY3 WMO#=722280 | Electricity | 0 | 178227.7792 | 199802.7794 | 12750.0001 | 317797.2248 | 0 | 88852.7785 | 147.2222 | 0 | 0 | 26908.3335 | 7175.0001 | 17669.4446 | 0 | 856052.7846 | 0 | 849330.5624 | 6722.2223 | 6722.2223 | 0 | 18856.499 | 21139.1341 | 1348.95 | 33622.9464 | 0 | 9400.624 | 15.5761 | 0 | 0 | 2846.9017 | 759.115 | 1869.4272 | 0 | 90570.3846 | 0 | 89859.1735 | 711.2111 | 711.2111 | 0 | 608.2859 | 681.9207 | 43.5154 | 1084.6321 | 0 | 303.2518 | 0.50246 | 0 | 0 | 91.8373 | 24.4881 | 60.3053 | 0 | 2921.6816 | 0 | 2898.7389 | 22.9427 | 22.9427 | 9.2203 | 0.58837 | 14.9755 | 4.1003 | 0.0067938 | 1.2417 | 8.2246 | 0 | 0.3311 | 0 | 0.81539 | 39.1939 | 39.5041 | 39.5041 | 2
AL_3A_PS_2010_NG | 3A | PS | NG | 3623 | ASHRAE30pct-state-3A | SchoolPrimary | STD2010 | AL-Birmingham-AL | Zone3A | Zone3A(AL-Birmingham-AL) | ASHRAE30pct-state-STD2010 | state | AL | 0.1058 | 1.24 | ASHRAE30pct-state-3A_SchoolPrimary_STD2010_AL-Birmingham-AL.table.csv.gz | Primary School | Birmingham Municipal Ap AL USA TMY3 WMO#=722280 | Natural Gas | 558975.1465 | 0 | 0 | 0 | 342190.4148 | 0 | 0 | 0 | 0 | 0 | 0 | 104174.5797 | 0 | 0 | 1005340.141 | 0 | 1005340.141 | 0 | 0 | 6931.2918 | 0 | 0 | 0 | 4243.1611 | 0 | 0 | 0 | 0 | 0 | 0 | 1291.7648 | 0 | 0 | 12466.2177 | 0 | 12466.2177 | 0 | 0 | 558.9751 | 0 | 0 | 0 | 342.1904 | 0 | 0 | 0 | 0 | 0 | 0 | 104.1746 | 0 | 0 | 1005.3401 | 0 | 1005.3401 | 0 | 0 | 0 | 0 | 4.6268 | 0 | 0 | 0 | 0 | 7.5579 | 1.4085 | 0 | 0 | 13.5932 | 13.5932 | 13.5932 | 1
AL_3A_PS_2013_NG | 3A | PS | NG | 4223 | ASHRAE30pct-state-3A | SchoolPrimary | STD2013 | AL-Birmingham-AL | Zone3A | Zone3A(AL-Birmingham-AL) | ASHRAE30pct-state-STD2013 | state | AL | 0.1058 | 1.24 | ASHRAE30pct-state-3A_SchoolPrimary_STD2013_AL-Birmingham-AL.table.csv.gz | Primary School | Birmingham Municipal Ap AL USA TMY3 WMO#=722280 | Natural Gas | 636667.7158 | 0 | 0 | 0 | 342190.4148 | 0 | 0 | 0 | 0 | 0 | 0 | 104165.1015 | 0 | 0 | 1083023.2322 | 0 | 1083023.2322 | 0 | 0 | 7894.6797 | 0 | 0 | 0 | 4243.1611 | 0 | 0 | 0 | 0 | 0 | 0 | 1291.6473 | 0 | 0 | 13429.4881 | 0 | 13429.4881 | 0 | 0 | 636.6677 | 0 | 0 | 0 | 342.1904 | 0 | 0 | 0 | 0 | 0 | 0 | 104.1651 | 0 | 0 | 1083.0232 | 0 | 1083.0232 | 0 | 0 | 0 | 0 | 4.6268 | 0 | 0 | 0 | 0 | 8.6084 | 1.4084 | 0 | 0 | 14.6436 | 14.6436 | 14.6436 | 2
AR_3A_PS_2010_EL | 3A | PS | EL | 3674 | ASHRAE30pct-state-3A | SchoolPrimary | STD2010 | AR-Little-Rock-AR | Zone3A | Zone3A(AR-Little-Rock-AR) | ASHRAE30pct-state-STD2010 | state | AR | 0.0768 | 0.77 | ASHRAE30pct-state-3A_SchoolPrimary_STD2010_AR-Little-Rock-AR.table.csv.gz | Primary School | Little Rock Adams Field AR USA TMY3 WMO#=723403 | Electricity | 0 | 211536.1128 | 223516.6685 | 12719.4445 | 355925.0028 | 0 | 105066.6675 | 272.2222 | 0 | 0 | 29152.778 | 7175.0001 | 17541.6668 | 0 | 970372.23 | 0 | 962905.5633 | 7466.6667 | 7466.6667 | 0 | 16245.9735 | 17166.0801 | 976.8533 | 27335.0402 | 0 | 8069.1201 | 20.9067 | 0 | 0 | 2238.9334 | 551.04 | 1347.2 | 0 | 74524.5873 | 0 | 73951.1473 | 573.44 | 573.44 | 0 | 721.9662 | 762.8555 | 43.4111 | 1214.761 | 0 | 358.5893 | 0.92909 | 0 | 0 | 99.4975 | 24.4881 | 59.8692 | 0 | 3311.8503 | 0 | 3286.3668 | 25.4835 | 25.4835 | 10.3146 | 0.58696 | 16.7694 | 4.8485 | 0.012562 | 1.3453 | 9.7617 | 0 | 0.3311 | 0 | 0.80949 | 44.435 | 44.7795 | 44.7795 | 1
AR_3A_PS_2013_EL | 3A | PS | EL | 4274 | ASHRAE30pct-state-3A | SchoolPrimary | STD2013 | AR-Little-Rock-AR | Zone3A | Zone3A(AR-Little-Rock-AR) | ASHRAE30pct-state-STD2013 | state | AR | 0.0768 | 0.77 | ASHRAE30pct-state-3A_SchoolPrimary_STD2013_AR-Little-Rock-AR.table.csv.gz | Primary School | Little Rock Adams Field AR USA TMY3 WMO#=723403 | Electricity | 0 | 176902.7792 | 199994.446 | 12719.4445 | 317797.2248 | 0 | 90150.0007 | 186.1111 | 0 | 0 | 27719.4447 | 7177.7778 | 17680.5557 | 0 | 857052.7846 | 0 | 850327.7846 | 6725.0001 | 6725.0001 | 0 | 13586.1334 | 15359.5735 | 976.8533 | 24406.8269 | 0 | 6923.5201 | 14.2933 | 0 | 0 | 2128.8534 | 551.2533 | 1357.8667 | 0 | 65821.6539 | 0 | 65305.1739 | 516.48 | 516.48 | 0 | 603.7637 | 682.5748 | 43.4111 | 1084.6321 | 0 | 307.6792 | 0.63519 | 0 | 0 | 94.6056 | 24.4975 | 60.3432 | 0 | 2925.0946 | 0 | 2902.1424 | 22.9522 | 22.9522 | 9.2291 | 0.58696 | 14.9757 | 4.1601 | 0.0085884 | 1.2792 | 8.1635 | 0 | 0.33123 | 0 | 0.8159 | 39.2399 | 39.5502 | 39.5502 | 2
AR_3A_PS_2010_NG | 3A | PS | NG | 3683 | ASHRAE30pct-state-3A | SchoolPrimary | STD2010 | AR-Little-Rock-AR | Zone3A | Zone3A(AR-Little-Rock-AR) | ASHRAE30pct-state-STD2010 | state | AR | 0.0768 | 0.77 | ASHRAE30pct-state-3A_SchoolPrimary_STD2010_AR-Little-Rock-AR.table.csv.gz | Primary School | Little Rock Adams Field AR USA TMY3 WMO#=723403 | Natural Gas | 689508.5203 | 0 | 0 | 0 | 342190.4148 | 0 | 0 | 0 | 0 | 0 | 0 | 104184.0578 | 0 | 0 | 1135882.993 | 0 | 1135882.993 | 0 | 0 | 5309.2156 | 0 | 0 | 0 | 2634.8662 | 0 | 0 | 0 | 0 | 0 | 0 | 802.2172 | 0 | 0 | 8746.299 | 0 | 8746.299 | 0 | 0 | 689.5085 | 0 | 0 | 0 | 342.1904 | 0 | 0 | 0 | 0 | 0 | 0 | 104.1841 | 0 | 0 | 1135.883 | 0 | 1135.883 | 0 | 0 | 0 | 0 | 4.6268 | 0 | 0 | 0 | 0 | 9.3228 | 1.4087 | 0 | 0 | 15.3583 | 15.3583 | 15.3583 | 1
AR_3A_PS_2013_NG | 3A | PS | NG | 4283 | ASHRAE30pct-state-3A | SchoolPrimary | STD2013 | AR-Little-Rock-AR | Zone3A | Zone3A(AR-Little-Rock-AR) | ASHRAE30pct-state-STD2013 | state | AR | 0.0768 | 0.77 | ASHRAE30pct-state-3A_SchoolPrimary_STD2013_AR-Little-Rock-AR.table.csv.gz | Primary School | Little Rock Adams Field AR USA TMY3 WMO#=723403 | Natural Gas | 750121.4251 | 0 | 0 | 0 | 342190.4148 | 0 | 0 | 0 | 0 | 0 | 0 | 104193.536 | 0 | 0 | 1196505.3759 | 0 | 1196505.3759 | 0 | 0 | 5775.935 | 0 | 0 | 0 | 2634.8662 | 0 | 0 | 0 | 0 | 0 | 0 | 802.2902 | 0 | 0 | 9213.0914 | 0 | 9213.0914 | 0 | 0 | 750.1214 | 0 | 0 | 0 | 342.1904 | 0 | 0 | 0 | 0 | 0 | 0 | 104.1935 | 0 | 0 | 1196.5054 | 0 | 1196.5054 | 0 | 0 | 0 | 0 | 4.6268 | 0 | 0 | 0 | 0 | 10.1424 | 1.4088 | 0 | 0 | 16.178 | 16.178 | 16.178 | 2
GA_3A_PS_2010_EL | 3A | PS | EL | 3734 | ASHRAE30pct-state-3A | SchoolPrimary | STD2010 | GA-Atlanta-GA | Zone3A | Zone3A(GA-Atlanta-GA) | ASHRAE30pct-state-STD2010 | state | GA | 0.0947 | 0.94 | ASHRAE30pct-state-3A_SchoolPrimary_STD2010_GA-Atlanta-GA.table.csv.gz | Primary School | Atlanta Hartsfield Intl Ap GA USA TMY3 WMO#=722190 | Electricity | 0 | 201497.2238 | 223316.6685 | 12722.2223 | 355925.0028 | 0 | 105591.6675 | 208.3333 | 0 | 0 | 28275.0002 | 7177.7778 | 17491.6668 | 0 | 959666.6743 | 0 | 952205.5632 | 7461.1112 | 7461.1112 | 0 | 19081.7871 | 21148.0885 | 1204.7945 | 33706.0978 | 0 | 9999.5309 | 19.7292 | 0 | 0 | 2677.6425 | 679.7356 | 1656.4608 | 0 | 90880.4341 | 0 | 90173.8668 | 706.5672 | 706.5672 | 0 | 687.7038 | 762.1729 | 43.4206 | 1214.761 | 0 | 360.3811 | 0.71104 | 0 | 0 | 96.5017 | 24.4975 | 59.6985 | 0 | 3275.3126 | 0 | 3249.8481 | 25.4645 | 25.4645 | 10.3053 | 0.58709 | 16.7691 | 4.8727 | 0.0096139 | 1.3048 | 9.2984 | 0 | 0.33123 | 0 | 0.80718 | 43.9412 | 44.2855 | 44.2855 | 1
GA_3A_PS_2013_EL | 3A | PS | EL | 4334 | ASHRAE30pct-state-3A | SchoolPrimary | STD2013 | GA-Atlanta-GA | Zone3A | Zone3A(GA-Atlanta-GA) | ASHRAE30pct-state-STD2013 | state | GA | 0.0947 | 0.94 | ASHRAE30pct-state-3A_SchoolPrimary_STD2013_GA-Atlanta-GA.table.csv.gz | Primary School | Atlanta Hartsfield Intl Ap GA USA TMY3 WMO#=722190 | Electricity | 0 | 168475.0013 | 199594.446 | 12722.2223 | 317797.2248 | 0 | 90961.1118 | 150 | 0 | 0 | 26827.778 | 7177.7778 | 17630.5557 | 0 | 848061.1179 | 0 | 841336.1178 | 6725.0001 | 6725.0001 | 0 | 15954.5826 | 18901.594 | 1204.7945 | 30095.3972 | 0 | 8614.0173 | 14.205 | 0 | 0 | 2540.5906 | 679.7356 | 1669.6136 | 0 | 80311.3879 | 0 | 79674.5304 | 636.8575 | 636.8575 | 0 | 575 | 681.2097 | 43.4206 | 1084.6321 | 0 | 310.4475 | 0.51195 | 0 | 0 | 91.5624 | 24.4975 | 60.1725 | 0 | 2894.4063 | 0 | 2871.4541 | 22.9522 | 22.9522 | 9.2106 | 0.58709 | 14.9757 | 4.1976 | 0.006922 | 1.238 | 7.7746 | 0 | 0.33123 | 0 | 0.81359 | 38.8249 | 39.1353 | 39.1353 | 2
GA_3A_PS_2010_NG | 3A | PS | NG | 3743 | ASHRAE30pct-state-3A | SchoolPrimary | STD2010 | GA-Atlanta-GA | Zone3A | Zone3A(GA-Atlanta-GA) | ASHRAE30pct-state-STD2010 | state | GA | 0.0947 | 0.94 | ASHRAE30pct-state-3A_SchoolPrimary_STD2010_GA-Atlanta-GA.table.csv.gz | Primary School | Atlanta Hartsfield Intl Ap GA USA TMY3 WMO#=722190 | Natural Gas | 579590.1689 | 0 | 0 | 0 | 342190.4148 | 0 | 0 | 0 | 0 | 0 | 0 | 104184.0578 | 0 | 0 | 1025964.6415 | 0 | 1025964.6415 | 0 | 0 | 5448.1476 | 0 | 0 | 0 | 3216.5899 | 0 | 0 | 0 | 0 | 0 | 0 | 979.3301 | 0 | 0 | 9644.0676 | 0 | 9644.0676 | 0 | 0 | 579.5902 | 0 | 0 | 0 | 342.1904 | 0 | 0 | 0 | 0 | 0 | 0 | 104.1841 | 0 | 0 | 1025.9646 | 0 | 1025.9646 | 0 | 0 | 0 | 0 | 4.6268 | 0 | 0 | 0 | 0 | 7.8366 | 1.4087 | 0 | 0 | 13.8721 | 13.8721 | 13.8721 | 1
GA_3A_PS_2013_NG | 3A | PS | NG | 4343 | ASHRAE30pct-state-3A | SchoolPrimary | STD2013 | GA-Atlanta-GA | Zone3A | Zone3A(GA-Atlanta-GA) | ASHRAE30pct-state-STD2013 | state | GA | 0.0947 | 0.94 | ASHRAE30pct-state-3A_SchoolPrimary_STD2013_GA-Atlanta-GA.table.csv.gz | Primary School | Atlanta Hartsfield Intl Ap GA USA TMY3 WMO#=722190 | Natural Gas | 650534.2803 | 0 | 0 | 0 | 342190.4148 | 0 | 0 | 0 | 0 | 0 | 0 | 104193.536 | 0 | 0 | 1096918.2311 | 0 | 1096918.2311 | 0 | 0 | 6115.0222 | 0 | 0 | 0 | 3216.5899 | 0 | 0 | 0 | 0 | 0 | 0 | 979.4192 | 0 | 0 | 10311.0314 | 0 | 10311.0314 | 0 | 0 | 650.5343 | 0 | 0 | 0 | 342.1904 | 0 | 0 | 0 | 0 | 0 | 0 | 104.1935 | 0 | 0 | 1096.9182 | 0 | 1096.9182 | 0 | 0 | 0 | 0 | 4.6268 | 0 | 0 | 0 | 0 | 8.7959 | 1.4088 | 0 | 0 | 14.8314 | 14.8314 | 14.8314 | 2
LA_3A_PS_2010_EL | 3A | PS | EL | 3794 | ASHRAE30pct-state-3A | SchoolPrimary | STD2010 | LA-Shreveport-LA | Zone3A | Zone3A(LA-Shreveport-LA) | ASHRAE30pct-state-STD2010 | state | LA | 0.0779 | 0.8 | ASHRAE30pct-state-3A_SchoolPrimary_STD2010_LA-Shreveport-LA.table.csv.gz | Primary School | Shreveport Regional Arpt LA USA TMY3 WMO#=722480 | Electricity | 0 | 238711.113 | 223225.0018 | 12725.0001 | 355925.0028 | 0 | 105361.112 | 175 | 0 | 0 | 29261.1113 | 7175.0001 | 17588.889 | 0 | 997611.1191 | 0 | 990147.2301 | 7463.8889 | 7463.8889 | 0 | 18595.5957 | 17389.2276 | 991.2775 | 27726.5577 | 0 | 8207.6306 | 13.6325 | 0 | 0 | 2279.4406 | 558.9325 | 1370.1745 | 0 | 77713.9062 | 0 | 77132.4692 | 581.4369 | 581.4369 | 0 | 814.7136 | 761.86 | 43.43 | 1214.761 | 0 | 359.5942 | 0.59727 | 0 | 0 | 99.8673 | 24.4881 | 60.0303 | 0 | 3404.8158 | 0 | 3379.3418 | 25.474 | 25.474 | 10.3011 | 0.58722 | 16.7692 | 4.8621 | 0.0080757 | 1.3503 | 11.0157 | 0 | 0.3311 | 0 | 0.81167 | 45.6921 | 46.0365 | 46.0365 | 1
LA_3A_PS_2013_EL | 3A | PS | EL | 4394 | ASHRAE30pct-state-3A | SchoolPrimary | STD2013 | LA-Shreveport-LA | Zone3A | Zone3A(LA-Shreveport-LA) | ASHRAE30pct-state-STD2013 | state | LA | 0.0779 | 0.8 | ASHRAE30pct-state-3A_SchoolPrimary_STD2013_LA-Shreveport-LA.table.csv.gz | Primary School | Shreveport Regional Arpt LA USA TMY3 WMO#=722480 | Electricity | 0 | 200663.8905 | 199372.2238 | 12725.0001 | 317797.2248 | 0 | 90027.7785 | 138.8889 | 0 | 0 | 27855.5558 | 7175.0001 | 17741.6668 | 0 | 880219.4515 | 0 | 873497.2292 | 6722.2223 | 6722.2223 | 0 | 15631.7171 | 15531.0962 | 991.2775 | 24756.4038 | 0 | 7013.1639 | 10.8194 | 0 | 0 | 2169.9478 | 558.9325 | 1382.0758 | 0 | 68569.0953 | 0 | 68045.4342 | 523.6611 | 523.6611 | 0 | 684.8596 | 680.4512 | 43.43 | 1084.6321 | 0 | 307.262 | 0.47402 | 0 | 0 | 95.0701 | 24.4881 | 60.5518 | 0 | 3004.1617 | 0 | 2981.219 | 22.9427 | 22.9427 | 9.2004 | 0.58722 | 14.9755 | 4.1545 | 0.0064093 | 1.2854 | 9.26 | 0 | 0.3311 | 0 | 0.81872 | 40.3091 | 40.6193 | 40.6193 | 2
LA_3A_PS_2010_NG | 3A | PS | NG | 3803 | ASHRAE30pct-state-3A | SchoolPrimary | STD2010 | LA-Shreveport-LA | Zone3A | Zone3A(LA-Shreveport-LA) | ASHRAE30pct-state-STD2010 | state | LA | 0.0779 | 0.8 | ASHRAE30pct-state-3A_SchoolPrimary_STD2010_LA-Shreveport-LA.table.csv.gz | Primary School | Shreveport Regional Arpt LA USA TMY3 WMO#=722480 | Natural Gas | 519109.9585 | 0 | 0 | 0 | 342190.4148 | 0 | 0 | 0 | 0 | 0 | 0 | 104127.1888 | 0 | 0 | 965418.0839 | 0 | 965427.5621 | 0 | 0 | 4152.8797 | 0 | 0 | 0 | 2737.5233 | 0 | 0 | 0 | 0 | 0 | 0 | 833.0175 | 0 | 0 | 7723.3447 | 0 | 7723.4205 | 0 | 0 | 519.11 | 0 | 0 | 0 | 342.1904 | 0 | 0 | 0 | 0 | 0 | 0 | 104.1272 | 0 | 0 | 965.4181 | 0 | 965.4276 | 0 | 0 | 0 | 0 | 4.6268 | 0 | 0 | 0 | 0 | 7.0189 | 1.4079 | 0 | 0 | 13.0536 | 13.0534 | 13.0536 | 1
LA_3A_PS_2013_NG | 3A | PS | NG | 4403 | ASHRAE30pct-state-3A | SchoolPrimary | STD2013 | LA-Shreveport-LA | Zone3A | Zone3A(LA-Shreveport-LA) | ASHRAE30pct-state-STD2013 | state | LA | 0.0779 | 0.8 | ASHRAE30pct-state-3A_SchoolPrimary_STD2013_LA-Shreveport-LA.table.csv.gz | Primary School | Shreveport Regional Arpt LA USA TMY3 WMO#=722480 | Natural Gas | 584594.6433 | 0 | 0 | 0 | 342190.4148 | 0 | 0 | 0 | 0 | 0 | 0 | 104146.1451 | 0 | 0 | 1030931.2033 | 0 | 1030931.2033 | 0 | 0 | 4676.7571 | 0 | 0 | 0 | 2737.5233 | 0 | 0 | 0 | 0 | 0 | 0 | 833.1692 | 0 | 0 | 8247.4496 | 0 | 8247.4496 | 0 | 0 | 584.5946 | 0 | 0 | 0 | 342.1904 | 0 | 0 | 0 | 0 | 0 | 0 | 104.1461 | 0 | 0 | 1030.9312 | 0 | 1030.9312 | 0 | 0 | 0 | 0 | 4.6268 | 0 | 0 | 0 | 0 | 7.9043 | 1.4082 | 0 | 0 | 13.9392 | 13.9392 | 13.9392 | 2
MS_3A_PS_2010_EL | 3A | PS | EL | 3854 | ASHRAE30pct-state-3A | SchoolPrimary | STD2010 | MS-Jackson-MS | Zone3A | Zone3A(MS-Jackson-MS) | ASHRAE30pct-state-STD2010 | state | MS | 0.0928 | 0.72 | ASHRAE30pct-state-3A_SchoolPrimary_STD2010_MS-Jackson-MS.table.csv.gz | Primary School | Jackson International Ap MS USA TMY3 WMO#=722350 | Electricity | 0 | 229033.3352 | 223161.1129 | 12716.6668 | 355925.0028 | 0 | 102955.5564 | 166.6667 | 0 | 0 | 28361.1113 | 7175.0001 | 17577.7779 | 0 | 984536.119 | 0 | 977072.23 | 7463.8889 | 7463.8889 | 0 | 21254.2935 | 20709.3513 | 1180.1067 | 33029.8403 | 0 | 9554.2756 | 15.4667 | 0 | 0 | 2631.9111 | 665.84 | 1631.2178 | 0 | 91364.9518 | 0 | 90672.3029 | 692.6489 | 692.6489 | 0 | 781.6837 | 761.642 | 43.4016 | 1214.761 | 0 | 351.3841 | 0.56883 | 0 | 0 | 96.7956 | 24.4881 | 59.9924 | 0 | 3360.1913 | 0 | 3334.7172 | 25.474 | 25.474 | 10.2982 | 0.58683 | 16.7692 | 4.7511 | 0.0076911 | 1.3088 | 10.5691 | 0 | 0.3311 | 0 | 0.81116 | 45.0887 | 45.4332 | 45.4332 | 1
MS_3A_PS_2013_EL | 3A | PS | EL | 4454 | ASHRAE30pct-state-3A | SchoolPrimary | STD2013 | MS-Jackson-MS | Zone3A | Zone3A(MS-Jackson-MS) | ASHRAE30pct-state-STD2013 | state | MS | 0.0928 | 0.72 | ASHRAE30pct-state-3A_SchoolPrimary_STD2013_MS-Jackson-MS.table.csv.gz | Primary School | Jackson International Ap MS USA TMY3 WMO#=722350 | Electricity | 0 | 195338.8905 | 199700.0016 | 12716.6668 | 317797.2248 | 0 | 89200.0007 | 133.3333 | 0 | 0 | 27108.3336 | 7175.0001 | 17730.5557 | 0 | 873625.007 | 0 | 866900.0069 | 6725.0001 | 6725.0001 | 0 | 18127.449 | 18532.1601 | 1180.1067 | 29491.5825 | 0 | 8277.7601 | 12.3733 | 0 | 0 | 2515.6534 | 665.84 | 1645.3956 | 0 | 81072.4006 | 0 | 80448.3206 | 624.08 | 624.08 | 0 | 666.6856 | 681.5699 | 43.4016 | 1084.6321 | 0 | 304.4368 | 0.45506 | 0 | 0 | 92.5199 | 24.4881 | 60.5138 | 0 | 2981.6551 | 0 | 2958.7028 | 22.9522 | 22.9522 | 9.2155 | 0.58683 | 14.9757 | 4.1163 | 0.0061529 | 1.251 | 9.0143 | 0 | 0.3311 | 0 | 0.81821 | 40.0046 | 40.315 | 40.315 | 2
MS_3A_PS_2010_NG | 3A | PS | NG | 3863 | ASHRAE30pct-state-3A | SchoolPrimary | STD2010 | MS-Jackson-MS | Zone3A | Zone3A(MS-Jackson-MS) | ASHRAE30pct-state-STD2010 | state | MS | 0.0928 | 0.72 | ASHRAE30pct-state-3A_SchoolPrimary_STD2010_MS-Jackson-MS.table.csv.gz | Primary School | Jackson International Ap MS USA TMY3 WMO#=722350 | Natural Gas | 526967.3624 | 0 | 0 | 0 | 342190.4148 | 0 | 0 | 0 | 0 | 0 | 0 | 104136.667 | 0 | 0 | 973294.4442 | 0 | 973294.4442 | 0 | 0 | 3794.165 | 0 | 0 | 0 | 2463.771 | 0 | 0 | 0 | 0 | 0 | 0 | 749.784 | 0 | 0 | 7007.72 | 0 | 7007.72 | 0 | 0 | 526.9674 | 0 | 0 | 0 | 342.1904 | 0 | 0 | 0 | 0 | 0 | 0 | 104.1367 | 0 | 0 | 973.2944 | 0 | 973.2944 | 0 | 0 | 0 | 0 | 4.6268 | 0 | 0 | 0 | 0 | 7.1251 | 1.408 | 0 | 0 | 13.1599 | 13.1599 | 13.1599 | 1
MS_3A_PS_2013_NG | 3A | PS | NG | 4463 | ASHRAE30pct-state-3A | SchoolPrimary | STD2013 | MS-Jackson-MS | Zone3A | Zone3A(MS-Jackson-MS) | ASHRAE30pct-state-STD2013 | state | MS | 0.0928 | 0.72 | ASHRAE30pct-state-3A_SchoolPrimary_STD2013_MS-Jackson-MS.table.csv.gz | Primary School | Jackson International Ap MS USA TMY3 WMO#=722350 | Natural Gas | 603721.5928 | 0 | 0 | 0 | 342190.4148 | 0 | 0 | 0 | 0 | 0 | 0 | 104136.667 | 0 | 0 | 1050048.6746 | 0 | 1050048.6746 | 0 | 0 | 4346.7955 | 0 | 0 | 0 | 2463.771 | 0 | 0 | 0 | 0 | 0 | 0 | 749.784 | 0 | 0 | 7560.3505 | 0 | 7560.3505 | 0 | 0 | 603.7216 | 0 | 0 | 0 | 342.1904 | 0 | 0 | 0 | 0 | 0 | 0 | 104.1367 | 0 | 0 | 1050.0487 | 0 | 1050.0487 | 0 | 0 | 0 | 0 | 4.6268 | 0 | 0 | 0 | 0 | 8.1629 | 1.408 | 0 | 0 | 14.1977 | 14.1977 | 14.1977 | 2
NC_3A_PS_2010_EL | 3A | PS | EL | 3914 | ASHRAE30pct-state-3A | SchoolPrimary | STD2010 | NC-Charlotte-NC | Zone3A | Zone3A(NC-Charlotte-NC) | ASHRAE30pct-state-STD2010 | state | NC | 0.0861 | 0.84 | ASHRAE30pct-state-3A_SchoolPrimary_STD2010_NC-Charlotte-NC.table.csv.gz | Primary School | Charlotte Douglas Intl Arpt NC USA TMY3 WMO#=723140 | Electricity | 0 | 189175.0015 | 224122.224 | 12719.4445 | 355925.0028 | 0 | 103602.7786 | 211.1111 | 0 | 0 | 28083.3336 | 7177.7778 | 17480.5557 | 0 | 945958.3409 | 0 | 938497.2297 | 7461.1112 | 7461.1112 | 0 | 16287.9676 | 19296.9235 | 1095.1442 | 30645.1427 | 0 | 8920.1992 | 18.1767 | 0 | 0 | 2417.975 | 618.0067 | 1505.0758 | 0 | 81447.0132 | 0 | 80804.6115 | 642.4017 | 642.4017 | 0 | 645.6484 | 764.9222 | 43.4111 | 1214.761 | 0 | 353.5931 | 0.72052 | 0 | 0 | 95.8475 | 24.4975 | 59.6606 | 0 | 3228.5265 | 0 | 3203.062 | 25.4645 | 25.4645 | 10.3425 | 0.58696 | 16.7691 | 4.7809 | 0.0097421 | 1.296 | 8.7298 | 0 | 0.33123 | 0 | 0.80667 | 43.3086 | 43.6529 | 43.6529 | 1
NC_3A_PS_2013_EL | 3A | PS | EL | 4514 | ASHRAE30pct-state-3A | SchoolPrimary | STD2013 | NC-Charlotte-NC | Zone3A | Zone3A(NC-Charlotte-NC) | ASHRAE30pct-state-STD2013 | state | NC | 0.0861 | 0.84 | ASHRAE30pct-state-3A_SchoolPrimary_STD2013_NC-Charlotte-NC.table.csv.gz | Primary School | Charlotte Douglas Intl Arpt NC USA TMY3 WMO#=723140 | Electricity | 0 | 157522.2235 | 200663.8905 | 12719.4445 | 317797.2248 | 0 | 89119.4452 | 166.6667 | 0 | 0 | 26608.3335 | 7177.7778 | 17613.889 | 0 | 836113.8956 | 0 | 829388.8955 | 6725.0001 | 6725.0001 | 0 | 13562.6634 | 17277.161 | 1095.1442 | 27362.3411 | 0 | 7673.1842 | 14.35 | 0 | 0 | 2290.9775 | 618.0067 | 1516.5558 | 0 | 71989.4064 | 0 | 71410.3839 | 579.0225 | 579.0225 | 0 | 537.6185 | 684.8596 | 43.4111 | 1084.6321 | 0 | 304.1619 | 0.56883 | 0 | 0 | 90.8134 | 24.4975 | 60.1157 | 0 | 2853.6308 | 0 | 2830.6786 | 22.9522 | 22.9522 | 9.26 | 0.58696 | 14.9757 | 4.1126 | 0.0076911 | 1.2279 | 7.2691 | 0 | 0.33123 | 0 | 0.81282 | 38.2736 | 38.584 | 38.584 | 2
NC_3A_PS_2010_NG | 3A | PS | NG | 3923 | ASHRAE30pct-state-3A | SchoolPrimary | STD2010 | NC-Charlotte-NC | Zone3A | Zone3A(NC-Charlotte-NC) | ASHRAE30pct-state-STD2010 | state | NC | 0.0861 | 0.84 | ASHRAE30pct-state-3A_SchoolPrimary_STD2010_NC-Charlotte-NC.table.csv.gz | Primary School | Charlotte Douglas Intl Arpt NC USA TMY3 WMO#=723140 | Natural Gas | 619597.5295 | 0 | 0 | 0 | 342190.4148 | 0 | 0 | 0 | 0 | 0 | 0 | 104203.0142 | 0 | 0 | 1065990.9585 | 0 | 1065990.9585 | 0 | 0 | 5204.6192 | 0 | 0 | 0 | 2874.3995 | 0 | 0 | 0 | 0 | 0 | 0 | 875.3053 | 0 | 0 | 8954.3241 | 0 | 8954.3241 | 0 | 0 | 619.5975 | 0 | 0 | 0 | 342.1904 | 0 | 0 | 0 | 0 | 0 | 0 | 104.203 | 0 | 0 | 1065.991 | 0 | 1065.991 | 0 | 0 | 0 | 0 | 4.6268 | 0 | 0 | 0 | 0 | 8.3776 | 1.4089 | 0 | 0 | 14.4133 | 14.4133 | 14.4133 | 1
NC_3A_PS_2013_NG | 3A | PS | NG | 4523 | ASHRAE30pct-state-3A | SchoolPrimary | STD2013 | NC-Charlotte-NC | Zone3A | Zone3A(NC-Charlotte-NC) | ASHRAE30pct-state-STD2013 | state | NC | 0.0861 | 0.84 | ASHRAE30pct-state-3A_SchoolPrimary_STD2013_NC-Charlotte-NC.table.csv.gz | Primary School | Charlotte Douglas Intl Arpt NC USA TMY3 WMO#=723140 | Natural Gas | 698740.259 | 0 | 0 | 0 | 342190.4148 | 0 | 0 | 0 | 0 | 0 | 0 | 104193.536 | 0 | 0 | 1145114.7317 | 0 | 1145124.2099 | 0 | 0 | 5869.4182 | 0 | 0 | 0 | 2874.3995 | 0 | 0 | 0 | 0 | 0 | 0 | 875.2257 | 0 | 0 | 9618.9637 | 0 | 9619.0434 | 0 | 0 | 698.7403 | 0 | 0 | 0 | 342.1904 | 0 | 0 | 0 | 0 | 0 | 0 | 104.1935 | 0 | 0 | 1145.1147 | 0 | 1145.1242 | 0 | 0 | 0 | 0 | 4.6268 | 0 | 0 | 0 | 0 | 9.4477 | 1.4088 | 0 | 0 | 15.4832 | 15.4831 | 15.4832 | 2
OK_3A_PS_2010_EL | 3A | PS | EL | 3974 | ASHRAE30pct-state-3A | SchoolPrimary | STD2010 | OK-Oklahoma-OK | Zone3A | Zone3A(OK-Oklahoma-OK) | ASHRAE30pct-state-STD2010 | state | OK | 0.0726 | 0.87 | ASHRAE30pct-state-3A_SchoolPrimary_STD2010_OK-Oklahoma-OK.table.csv.gz | Primary School | Oklahoma City Will Rogers Wor OK USA TMY3 WMO#=723530 | Electricity | 0 | 208275.0017 | 223905.5573 | 12716.6668 | 355925.0028 | 0 | 113225.0009 | 333.3333 | 0 | 0 | 30377.778 | 7177.7778 | 17463.889 | 0 | 976858.3411 | 0 | 969400.0078 | 7458.3334 | 7458.3334 | 0 | 15120.7651 | 16255.5435 | 923.23 | 25840.1552 | 0 | 8220.1351 | 24.2 | 0 | 0 | 2205.4267 | 521.1067 | 1267.8783 | 0 | 70919.9156 | 0 | 70378.4406 | 541.475 | 541.475 | 0 | 710.8361 | 764.1827 | 43.4016 | 1214.761 | 0 | 386.4334 | 1.1377 | 0 | 0 | 103.6784 | 24.4975 | 59.6037 | 0 | 3333.9872 | 0 | 3308.5322 | 25.4551 | 25.4551 | 10.3325 | 0.58683 | 16.769 | 5.225 | 0.015382 | 1.4018 | 9.6112 | 0 | 0.33123 | 0 | 0.8059 | 44.7347 | 45.0789 | 45.0789 | 1
OK_3A_PS_2013_EL | 3A | PS | EL | 4574 | ASHRAE30pct-state-3A | SchoolPrimary | STD2013 | OK-Oklahoma-OK | Zone3A | Zone3A(OK-Oklahoma-OK) | ASHRAE30pct-state-STD2013 | state | OK | 0.0726 | 0.87 | ASHRAE30pct-state-3A_SchoolPrimary_STD2013_OK-Oklahoma-OK.table.csv.gz | Primary School | Oklahoma City Will Rogers Wor OK USA TMY3 WMO#=723530 | Electricity | 0 | 174536.1125 | 200050.0016 | 12716.6668 | 317797.2248 | 0 | 93447.223 | 275 | 0 | 0 | 27830.5558 | 7177.7778 | 17463.889 | 0 | 858019.4513 | 0 | 851294.4513 | 6725.0001 | 6725.0001 | 0 | 12671.3218 | 14523.6301 | 923.23 | 23072.0785 | 0 | 6784.2684 | 19.965 | 0 | 0 | 2020.4983 | 521.1067 | 1267.8783 | 0 | 62292.2122 | 0 | 61803.9772 | 488.235 | 488.235 | 0 | 595.6863 | 682.7645 | 43.4016 | 1084.6321 | 0 | 318.9325 | 0.93857 | 0 | 0 | 94.9848 | 24.4975 | 59.6037 | 0 | 2928.3938 | 0 | 2905.4416 | 22.9522 | 22.9522 | 9.2317 | 0.58683 | 14.9757 | 4.3123 | 0.01269 | 1.2843 | 8.0543 | 0 | 0.33123 | 0 | 0.8059 | 39.2845 | 39.5948 | 39.5948 | 2
OK_3A_PS_2010_NG | 3A | PS | NG | 3983 | ASHRAE30pct-state-3A | SchoolPrimary | STD2010 | OK-Oklahoma-OK | Zone3A | Zone3A(OK-Oklahoma-OK) | ASHRAE30pct-state-STD2010 | state | OK | 0.0726 | 0.87 | ASHRAE30pct-state-3A_SchoolPrimary_STD2010_OK-Oklahoma-OK.table.csv.gz | Primary School | Oklahoma City Will Rogers Wor OK USA TMY3 WMO#=723530 | Natural Gas | 735174.3491 | 0 | 0 | 0 | 342190.4148 | 0 | 0 | 0 | 0 | 0 | 0 | 104212.4923 | 0 | 0 | 1181577.2563 | 0 | 1181577.2563 | 0 | 0 | 6396.0168 | 0 | 0 | 0 | 2977.0566 | 0 | 0 | 0 | 0 | 0 | 0 | 906.6487 | 0 | 0 | 10279.7221 | 0 | 10279.7221 | 0 | 0 | 735.1743 | 0 | 0 | 0 | 342.1904 | 0 | 0 | 0 | 0 | 0 | 0 | 104.2125 | 0 | 0 | 1181.5773 | 0 | 1181.5773 | 0 | 0 | 0 | 0 | 4.6268 | 0 | 0 | 0 | 0 | 9.9403 | 1.4091 | 0 | 0 | 15.9761 | 15.9761 | 15.9761 | 1
OK_3A_PS_2013_NG | 3A | PS | NG | 4583 | ASHRAE30pct-state-3A | SchoolPrimary | STD2013 | OK-Oklahoma-OK | Zone3A | Zone3A(OK-Oklahoma-OK) | ASHRAE30pct-state-STD2013 | state | OK | 0.0726 | 0.87 | ASHRAE30pct-state-3A_SchoolPrimary_STD2013_OK-Oklahoma-OK.table.csv.gz | Primary School | Oklahoma City Will Rogers Wor OK USA TMY3 WMO#=723530 | Natural Gas | 675092.2219 | 0 | 0 | 0 | 342190.4148 | 0 | 0 | 0 | 0 | 0 | 0 | 104212.4923 | 0 | 0 | 1121495.1291 | 0 | 1121495.1291 | 0 | 0 | 5873.3023 | 0 | 0 | 0 | 2977.0566 | 0 | 0 | 0 | 0 | 0 | 0 | 906.6487 | 0 | 0 | 9757.0076 | 0 | 9757.0076 | 0 | 0 | 675.0922 | 0 | 0 | 0 | 342.1904 | 0 | 0 | 0 | 0 | 0 | 0 | 104.2125 | 0 | 0 | 1121.4951 | 0 | 1121.4951 | 0 | 0 | 0 | 0 | 4.6268 | 0 | 0 | 0 | 0 | 9.1279 | 1.4091 | 0 | 0 | 15.1637 | 15.1637 | 15.1637 | 2
SC_3A_PS_2010_EL | 3A | PS | EL | 4034 | ASHRAE30pct-state-3A | SchoolPrimary | STD2010 | SC-Columbia-SC | Zone3A | Zone3A(SC-Columbia-SC) | ASHRAE30pct-state-STD2010 | state | SC | 0.0957 | 0.85 | ASHRAE30pct-state-3A_SchoolPrimary_STD2010_SC-Columbia-SC.table.csv.gz | Primary School | Columbia Metro Arpt SC USA TMY3 WMO#=723100 | Electricity | 0 | 216805.5573 | 223855.5573 | 12713.889 | 355925.0028 | 0 | 103530.5564 | 191.6667 | 0 | 0 | 28616.6669 | 7175.0001 | 17536.1113 | 0 | 973813.8967 | 0 | 966350.0077 | 7463.8889 | 7463.8889 | 0 | 20748.2918 | 21422.9768 | 1216.7192 | 34062.0228 | 0 | 9907.8742 | 18.3425 | 0 | 0 | 2738.615 | 686.6475 | 1678.2058 | 0 | 93193.9899 | 0 | 92479.6957 | 714.2942 | 714.2942 | 0 | 739.9506 | 764.0121 | 43.3921 | 1214.761 | 0 | 353.3466 | 0.65415 | 0 | 0 | 97.6678 | 24.4881 | 59.8502 | 0 | 3323.5966 | 0 | 3298.1226 | 25.474 | 25.474 | 10.3302 | 0.5867 | 16.7692 | 4.7776 | 0.0088448 | 1.3206 | 10.0049 | 0 | 0.3311 | 0 | 0.80923 | 44.5939 | 44.9384 | 44.9384 | 1
SC_3A_PS_2013_EL | 3A | PS | EL | 4634 | ASHRAE30pct-state-3A | SchoolPrimary | STD2013 | SC-Columbia-SC | Zone3A | Zone3A(SC-Columbia-SC) | ASHRAE30pct-state-STD2013 | state | SC | 0.0957 | 0.85 | ASHRAE30pct-state-3A_SchoolPrimary_STD2013_SC-Columbia-SC.table.csv.gz | Primary School | Columbia Metro Arpt SC USA TMY3 WMO#=723100 | Electricity | 0 | 182263.8903 | 200350.0016 | 12713.889 | 317797.2248 | 0 | 89191.6674 | 138.8889 | 0 | 0 | 27261.1113 | 7177.7778 | 17686.1113 | 0 | 861305.5624 | 0 | 854580.5624 | 6725.0001 | 6725.0001 | 0 | 17442.6543 | 19173.4952 | 1216.7192 | 30413.1944 | 0 | 8535.6426 | 13.2917 | 0 | 0 | 2608.8884 | 686.9133 | 1692.5608 | 0 | 82426.9423 | 0 | 81783.3598 | 643.5825 | 643.5825 | 0 | 622.061 | 683.7883 | 43.3921 | 1084.6321 | 0 | 304.4084 | 0.47402 | 0 | 0 | 93.0413 | 24.4975 | 60.3621 | 0 | 2939.6092 | 0 | 2916.657 | 22.9522 | 22.9522 | 9.2455 | 0.5867 | 14.9757 | 4.1159 | 0.0064093 | 1.258 | 8.4109 | 0 | 0.33123 | 0 | 0.81616 | 39.4361 | 39.7465 | 39.7465 | 2
SC_3A_PS_2010_NG | 3A | PS | NG | 4043 | ASHRAE30pct-state-3A | SchoolPrimary | STD2010 | SC-Columbia-SC | Zone3A | Zone3A(SC-Columbia-SC) | ASHRAE30pct-state-STD2010 | state | SC | 0.0957 | 0.85 | ASHRAE30pct-state-3A_SchoolPrimary_STD2010_SC-Columbia-SC.table.csv.gz | Primary School | Columbia Metro Arpt SC USA TMY3 WMO#=723100 | Natural Gas | 572936.4927 | 0 | 0 | 0 | 342190.4148 | 0 | 0 | 0 | 0 | 0 | 0 | 104146.1451 | 0 | 0 | 1019273.0527 | 0 | 1019273.0527 | 0 | 0 | 4869.9602 | 0 | 0 | 0 | 2908.6185 | 0 | 0 | 0 | 0 | 0 | 0 | 885.2422 | 0 | 0 | 8663.8209 | 0 | 8663.8209 | 0 | 0 | 572.9365 | 0 | 0 | 0 | 342.1904 | 0 | 0 | 0 | 0 | 0 | 0 | 104.1461 | 0 | 0 | 1019.2731 | 0 | 1019.2731 | 0 | 0 | 0 | 0 | 4.6268 | 0 | 0 | 0 | 0 | 7.7467 | 1.4082 | 0 | 0 | 13.7816 | 13.7816 | 13.7816 | 1
SC_3A_PS_2013_NG | 3A | PS | NG | 4643 | ASHRAE30pct-state-3A | SchoolPrimary | STD2013 | SC-Columbia-SC | Zone3A | Zone3A(SC-Columbia-SC) | ASHRAE30pct-state-STD2013 | state | SC | 0.0957 | 0.85 | ASHRAE30pct-state-3A_SchoolPrimary_STD2013_SC-Columbia-SC.table.csv.gz | Primary School | Columbia Metro Arpt SC USA TMY3 WMO#=723100 | Natural Gas | 646297.5378 | 0 | 0 | 0 | 342190.4148 | 0 | 0 | 0 | 0 | 0 | 0 | 104174.5797 | 0 | 0 | 1092662.5323 | 0 | 1092662.5323 | 0 | 0 | 5493.5291 | 0 | 0 | 0 | 2908.6185 | 0 | 0 | 0 | 0 | 0 | 0 | 885.4839 | 0 | 0 | 9287.6315 | 0 | 9287.6315 | 0 | 0 | 646.2975 | 0 | 0 | 0 | 342.1904 | 0 | 0 | 0 | 0 | 0 | 0 | 104.1746 | 0 | 0 | 1092.6625 | 0 | 1092.6625 | 0 | 0 | 0 | 0 | 4.6268 | 0 | 0 | 0 | 0 | 8.7386 | 1.4085 | 0 | 0 | 14.7739 | 14.7739 | 14.7739 | 2
TN_3A_PS_2010_EL | 3A | PS | EL | 4094 | ASHRAE30pct-state-3A | SchoolPrimary | STD2010 | TN-Memphis-TN | Zone3A | Zone3A(TN-Memphis-TN) | ASHRAE30pct-state-STD2010 | state | TN | 0.1029 | 0.81 | ASHRAE30pct-state-3A_SchoolPrimary_STD2010_TN-Memphis-TN.table.csv.gz | Primary School | Memphis International Ap TN USA TMY3 WMO#=723340 | Electricity | 0 | 208600.0017 | 223855.5573 | 12730.5557 | 355925.0028 | 0 | 107427.7786 | 258.3333 | 0 | 0 | 28675.0002 | 7175.0001 | 17513.889 | 0 | 969627.7855 | 0 | 962161.1188 | 7466.6667 | 7466.6667 | 0 | 21464.9402 | 23034.7369 | 1309.9742 | 36624.6828 | 0 | 11054.3184 | 26.5825 | 0 | 0 | 2950.6575 | 738.3075 | 1802.1792 | 0 | 99774.6991 | 0 | 99006.3791 | 768.32 | 768.32 | 0 | 711.9453 | 764.0121 | 43.449 | 1214.761 | 0 | 366.6477 | 0.88168 | 0 | 0 | 97.8669 | 24.4881 | 59.7744 | 0 | 3309.3096 | 0 | 3283.8261 | 25.4835 | 25.4835 | 10.3302 | 0.58747 | 16.7694 | 4.9574 | 0.011921 | 1.3233 | 9.6262 | 0 | 0.3311 | 0 | 0.80821 | 44.4006 | 44.7452 | 44.7452 | 1
TN_3A_PS_2013_EL | 3A | PS | EL | 4694 | ASHRAE30pct-state-3A | SchoolPrimary | STD2013 | TN-Memphis-TN | Zone3A | Zone3A(TN-Memphis-TN) | ASHRAE30pct-state-STD2013 | state | TN | 0.1029 | 0.81 | ASHRAE30pct-state-3A_SchoolPrimary_STD2013_TN-Memphis-TN.table.csv.gz | Primary School | Memphis International Ap TN USA TMY3 WMO#=723340 | Electricity | 0 | 173330.5569 | 200597.2238 | 12730.5557 | 317797.2248 | 0 | 92019.4452 | 197.2222 | 0 | 0 | 27225.0002 | 7177.7778 | 17652.7779 | 0 | 855450.0068 | 0 | 848727.7846 | 6722.2223 | 6722.2223 | 0 | 17835.7143 | 20641.4543 | 1309.9742 | 32701.3344 | 0 | 9468.8009 | 20.2942 | 0 | 0 | 2801.4525 | 738.5933 | 1816.4708 | 0 | 88025.8057 | 0 | 87334.089 | 691.7167 | 691.7167 | 0 | 591.5718 | 684.6321 | 43.449 | 1084.6321 | 0 | 314.0595 | 0.67311 | 0 | 0 | 92.9181 | 24.4975 | 60.2484 | 0 | 2919.6244 | 0 | 2896.6816 | 22.9427 | 22.9427 | 9.2569 | 0.58747 | 14.9755 | 4.2464 | 0.0091012 | 1.2563 | 7.9986 | 0 | 0.33123 | 0 | 0.81462 | 39.166 | 39.4763 | 39.4763 | 2
TN_3A_PS_2010_NG | 3A | PS | NG | 4103 | ASHRAE30pct-state-3A | SchoolPrimary | STD2010 | TN-Memphis-TN | Zone3A | Zone3A(TN-Memphis-TN) | ASHRAE30pct-state-STD2010 | state | TN | 0.1029 | 0.81 | ASHRAE30pct-state-3A_SchoolPrimary_STD2010_TN-Memphis-TN.table.csv.gz | Primary School | Memphis International Ap TN USA TMY3 WMO#=723340 | Natural Gas | 655415.5385 | 0 | 0 | 0 | 342190.4148 | 0 | 0 | 0 | 0 | 0 | 0 | 104174.5797 | 0 | 0 | 1101780.533 | 0 | 1101780.533 | 0 | 0 | 5308.8659 | 0 | 0 | 0 | 2771.7424 | 0 | 0 | 0 | 0 | 0 | 0 | 843.8141 | 0 | 0 | 8924.4223 | 0 | 8924.4223 | 0 | 0 | 655.4155 | 0 | 0 | 0 | 342.1904 | 0 | 0 | 0 | 0 | 0 | 0 | 104.1746 | 0 | 0 | 1101.7805 | 0 | 1101.7805 | 0 | 0 | 0 | 0 | 4.6268 | 0 | 0 | 0 | 0 | 8.8619 | 1.4085 | 0 | 0 | 14.8972 | 14.8972 | 14.8972 | 1
TN_3A_PS_2013_NG | 3A | PS | NG | 4703 | ASHRAE30pct-state-3A | SchoolPrimary | STD2013 | TN-Memphis-TN | Zone3A | Zone3A(TN-Memphis-TN) | ASHRAE30pct-state-STD2013 | state | TN | 0.1029 | 0.81 | ASHRAE30pct-state-3A_SchoolPrimary_STD2013_TN-Memphis-TN.table.csv.gz | Primary School | Memphis International Ap TN USA TMY3 WMO#=723340 | Natural Gas | 709384.2453 | 0 | 0 | 0 | 342190.4148 | 0 | 0 | 0 | 0 | 0 | 0 | 104184.0578 | 0 | 0 | 1155758.718 | 0 | 1155758.718 | 0 | 0 | 5746.0124 | 0 | 0 | 0 | 2771.7424 | 0 | 0 | 0 | 0 | 0 | 0 | 843.8909 | 0 | 0 | 9361.6456 | 0 | 9361.6456 | 0 | 0 | 709.3842 | 0 | 0 | 0 | 342.1904 | 0 | 0 | 0 | 0 | 0 | 0 | 104.1841 | 0 | 0 | 1155.7587 | 0 | 1155.7587 | 0 | 0 | 0 | 0 | 4.6268 | 0 | 0 | 0 | 0 | 9.5916 | 1.4087 | 0 | 0 | 15.627 | 15.627 | 15.627 | 2
TX_3A_PS_2010_EL | 3A | PS | EL | 4154 | ASHRAE30pct-state-3A | SchoolPrimary | STD2010 | TX-FortWorthAlliance-TX | Zone3A | Zone3A(TX-FortWorthAlliance-TX) | ASHRAE30pct-state-STD2010 | state | TX | 0.0817 | 0.67 | ASHRAE30pct-state-3A_SchoolPrimary_STD2010_TX-FortWorthAlliance-TX.table.csv.gz | Primary School | Fort Worth Alliance TX USA TMY3 WMO#=722594 | Electricity | 0 | 229941.6685 | 224905.5574 | 12719.4445 | 355925.0028 | 0 | 107416.6675 | 216.6667 | 0 | 0 | 30452.778 | 7175.0001 | 17536.1113 | 0 | 993755.5635 | 0 | 986288.8968 | 7466.6667 | 7466.6667 | 0 | 18786.2343 | 18374.784 | 1039.1786 | 29079.0727 | 0 | 8775.9417 | 17.7017 | 0 | 0 | 2487.992 | 586.1975 | 1432.7003 | 0 | 81189.8295 | 0 | 80579.8029 | 610.0267 | 610.0267 | 0 | 784.7838 | 767.5957 | 43.4111 | 1214.761 | 0 | 366.6098 | 0.73948 | 0 | 0 | 103.9344 | 24.4881 | 59.8502 | 0 | 3391.6569 | 0 | 3366.1734 | 25.4835 | 25.4835 | 10.3787 | 0.58696 | 16.7694 | 4.9569 | 0.0099985 | 1.4053 | 10.6111 | 0 | 0.3311 | 0 | 0.80923 | 45.514 | 45.8586 | 45.8586 | 1
TX_3A_PS_2013_EL | 3A | PS | EL | 4754 | ASHRAE30pct-state-3A | SchoolPrimary | STD2013 | TX-FortWorthAlliance-TX | Zone3A | Zone3A(TX-FortWorthAlliance-TX) | ASHRAE30pct-state-STD2013 | state | TX | 0.0817 | 0.67 | ASHRAE30pct-state-3A_SchoolPrimary_STD2013_TX-FortWorthAlliance-TX.table.csv.gz | Primary School | Fort Worth Alliance TX USA TMY3 WMO#=722594 | Electricity | 0 | 194252.7793 | 201938.8905 | 12719.4445 | 317797.2248 | 0 | 88375.0007 | 180.5556 | 0 | 0 | 27844.4447 | 7175.0001 | 17536.1113 | 0 | 874541.6737 | 0 | 867819.4514 | 6722.2223 | 6722.2223 | 0 | 15870.4521 | 16498.4074 | 1039.1786 | 25964.0333 | 0 | 7220.2376 | 14.7514 | 0 | 0 | 2274.8911 | 586.1975 | 1432.7003 | 0 | 71450.0547 | 0 | 70900.8492 | 549.2056 | 549.2056 | 0 | 662.9787 | 689.2112 | 43.4111 | 1084.6321 | 0 | 301.6211 | 0.61623 | 0 | 0 | 95.0322 | 24.4881 | 59.8502 | 0 | 2984.7836 | 0 | 2961.8409 | 22.9427 | 22.9427 | 9.3188 | 0.58696 | 14.9755 | 4.0782 | 0.0083321 | 1.2849 | 8.9641 | 0 | 0.3311 | 0 | 0.80923 | 40.0471 | 40.3573 | 40.3573 | 2
TX_3A_PS_2010_NG | 3A | PS | NG | 4163 | ASHRAE30pct-state-3A | SchoolPrimary | STD2010 | TX-FortWorthAlliance-TX | Zone3A | Zone3A(TX-FortWorthAlliance-TX) | ASHRAE30pct-state-STD2010 | state | TX | 0.0817 | 0.67 | ASHRAE30pct-state-3A_SchoolPrimary_STD2010_TX-FortWorthAlliance-TX.table.csv.gz | Primary School | Fort Worth Alliance TX USA TMY3 WMO#=722594 | Natural Gas | 582395.7076 | 0 | 0 | 0 | 342190.4148 | 0 | 0 | 0 | 0 | 0 | 0 | 104155.6233 | 0 | 0 | 1028751.2239 | 0 | 1028741.7457 | 0 | 0 | 3902.0512 | 0 | 0 | 0 | 2292.6758 | 0 | 0 | 0 | 0 | 0 | 0 | 697.8427 | 0 | 0 | 6892.6332 | 0 | 6892.5697 | 0 | 0 | 582.3957 | 0 | 0 | 0 | 342.1904 | 0 | 0 | 0 | 0 | 0 | 0 | 104.1556 | 0 | 0 | 1028.7512 | 0 | 1028.7417 | 0 | 0 | 0 | 0 | 4.6268 | 0 | 0 | 0 | 0 | 7.8746 | 1.4083 | 0 | 0 | 13.9096 | 13.9098 | 13.9096 | 1
TX_3A_PS_2013_NG | 3A | PS | NG | 4763 | ASHRAE30pct-state-3A | SchoolPrimary | STD2013 | TX-FortWorthAlliance-TX | Zone3A | Zone3A(TX-FortWorthAlliance-TX) | ASHRAE30pct-state-STD2013 | state | TX | 0.0817 | 0.67 | ASHRAE30pct-state-3A_SchoolPrimary_STD2013_TX-FortWorthAlliance-TX.table.csv.gz | Primary School | Fort Worth Alliance TX USA TMY3 WMO#=722594 | Natural Gas | 536199.1011 | 0 | 0 | 0 | 342190.4148 | 0 | 0 | 0 | 0 | 0 | 0 | 104155.6233 | 0 | 0 | 982545.1393 | 0 | 982545.1393 | 0 | 0 | 3592.534 | 0 | 0 | 0 | 2292.6758 | 0 | 0 | 0 | 0 | 0 | 0 | 697.8427 | 0 | 0 | 6583.0524 | 0 | 6583.0524 | 0 | 0 | 536.1991 | 0 | 0 | 0 | 342.1904 | 0 | 0 | 0 | 0 | 0 | 0 | 104.1556 | 0 | 0 | 982.5451 | 0 | 982.5451 | 0 | 0 | 0 | 0 | 4.6268 | 0 | 0 | 0 | 0 | 7.25 | 1.4083 | 0 | 0 | 13.285 | 13.285 | 13.285 | 2
AZ_3B_PS_2010_EL | 3B | PS | EL | 5174 | ASHRAE30pct-state-3B | SchoolPrimary | STD2010 | AZ-Kingman-AZ | Zone3B | Zone3B(AZ-Kingman-AZ) | ASHRAE30pct-state-STD2010 | state | AZ | 0.0954 | 0.95 | ASHRAE30pct-state-3B_SchoolPrimary_STD2010_AZ-Kingman-AZ.table.csv.gz | Primary School | Kingman Amos AZ USA TMY3 WMO#=723700 | Electricity | 0 | 167888.8902 | 226419.4463 | 12716.6668 | 355925.0028 | 0 | 106847.2231 | 172.2222 | 0 | 0 | 25380.5558 | 7177.7778 | 17258.3335 | 0 | 927250.0074 | 0 | 919786.1185 | 7463.8889 | 7463.8889 | 0 | 16016.6001 | 21600.4152 | 1213.17 | 33955.2453 | 0 | 10193.2251 | 16.43 | 0 | 0 | 2421.305 | 684.76 | 1646.445 | 0 | 88459.6507 | 0 | 87747.5957 | 712.055 | 712.055 | 0 | 572.9996 | 772.7626 | 43.4016 | 1214.761 | 0 | 364.6663 | 0.58779 | 0 | 0 | 86.6231 | 24.4975 | 58.9022 | 0 | 3164.6755 | 0 | 3139.2015 | 25.474 | 25.474 | 10.4485 | 0.58683 | 16.7692 | 4.9307 | 0.0079475 | 1.1712 | 7.7475 | 0 | 0.33123 | 0 | 0.79642 | 42.4452 | 42.7896 | 42.7896 | 1
AZ_3B_PS_2013_EL | 3B | PS | EL | 5534 | ASHRAE30pct-state-3B | SchoolPrimary | STD2013 | AZ-Kingman-AZ | Zone3B | Zone3B(AZ-Kingman-AZ) | ASHRAE30pct-state-STD2013 | state | AZ | 0.0954 | 0.95 | ASHRAE30pct-state-3B_SchoolPrimary_STD2013_AZ-Kingman-AZ.table.csv.gz | Primary School | Kingman Amos AZ USA TMY3 WMO#=723700 | Electricity | 0 | 148477.779 | 202436.1127 | 12716.6668 | 317797.2248 | 0 | 69877.7783 | 308.3333 | 0 | 0 | 0 | 7177.7778 | 17252.7779 | 0 | 782769.4507 | 0 | 776044.4507 | 6725.0001 | 6725.0001 | 0 | 14164.7801 | 19312.4052 | 1213.17 | 30317.8552 | 0 | 6666.3401 | 29.415 | 0 | 0 | 0 | 684.76 | 1645.915 | 0 | 74676.2056 | 0 | 74034.6406 | 641.565 | 641.565 | 0 | 506.7501 | 690.9082 | 43.4016 | 1084.6321 | 0 | 238.4907 | 1.0523 | 0 | 0 | 0 | 24.4975 | 58.8832 | 0 | 2671.5679 | 0 | 2648.6157 | 22.9522 | 22.9522 | 9.3418 | 0.58683 | 14.9757 | 3.2246 | 0.014229 | 0 | 6.8518 | 0 | 0.33123 | 0 | 0.79616 | 35.8119 | 36.1223 | 36.1223 | 2
AZ_3B_PS_2010_NG | 3B | PS | NG | 5183 | ASHRAE30pct-state-3B | SchoolPrimary | STD2010 | AZ-Kingman-AZ | Zone3B | Zone3B(AZ-Kingman-AZ) | ASHRAE30pct-state-STD2010 | state | AZ | 0.0954 | 0.95 | ASHRAE30pct-state-3B_SchoolPrimary_STD2010_AZ-Kingman-AZ.table.csv.gz | Primary School | Kingman Amos AZ USA TMY3 WMO#=723700 | Natural Gas | 351706.4987 | 0 | 0 | 0 | 342190.4148 | 0 | 0 | 0 | 0 | 0 | 0 | 101672.3425 | 0 | 0 | 795569.256 | 0 | 795569.256 | 0 | 0 | 3341.2117 | 0 | 0 | 0 | 3250.8089 | 0 | 0 | 0 | 0 | 0 | 0 | 965.8873 | 0 | 0 | 7557.9079 | 0 | 7557.9079 | 0 | 0 | 351.7065 | 0 | 0 | 0 | 342.1904 | 0 | 0 | 0 | 0 | 0 | 0 | 101.6723 | 0 | 0 | 795.5693 | 0 | 795.5693 | 0 | 0 | 0 | 0 | 4.6268 | 0 | 0 | 0 | 0 | 4.7554 | 1.3747 | 0 | 0 | 10.7569 | 10.7569 | 10.7569 | 1
AZ_3B_PS_2013_NG | 3B | PS | NG | 5543 | ASHRAE30pct-state-3B | SchoolPrimary | STD2013 | AZ-Kingman-AZ | Zone3B | Zone3B(AZ-Kingman-AZ) | ASHRAE30pct-state-STD2013 | state | AZ | 0.0954 | 0.95 | ASHRAE30pct-state-3B_SchoolPrimary_STD2013_AZ-Kingman-AZ.table.csv.gz | Primary School | Kingman Amos AZ USA TMY3 WMO#=723700 | Natural Gas | 480495.889 | 0 | 0 | 0 | 342190.4148 | 0 | 0 | 0 | 0 | 0 | 0 | 101700.777 | 0 | 0 | 924387.0808 | 0 | 924387.0808 | 0 | 0 | 4564.7109 | 0 | 0 | 0 | 3250.8089 | 0 | 0 | 0 | 0 | 0 | 0 | 966.1574 | 0 | 0 | 8781.6773 | 0 | 8781.6773 | 0 | 0 | 480.4959 | 0 | 0 | 0 | 342.1904 | 0 | 0 | 0 | 0 | 0 | 0 | 101.7008 | 0 | 0 | 924.3871 | 0 | 924.3871 | 0 | 0 | 0 | 0 | 4.6268 | 0 | 0 | 0 | 0 | 6.4968 | 1.3751 | 0 | 0 | 12.4986 | 12.4986 | 12.4986 | 2
CA_3B_PS_2010_EL | 3B | PS | EL | 5234 | ASHRAE30pct-state-3B | SchoolPrimary | STD2010 | CA-LosAngeles-CA | Zone3B | Zone3B(CA-LosAngeles-CA) | ASHRAE30pct-state-STD2010 | state | CA | 0.136 | 0.7 | ASHRAE30pct-state-3B_SchoolPrimary_STD2010_CA-LosAngeles-CA.table.csv.gz | Primary School | Los Angeles Intl Arpt CA USA TMY3 WMO#=722950 | Electricity | 0 | 152569.4457 | 222733.3351 | 12730.5557 | 355925.0028 | 0 | 102625.0008 | 63.8889 | 0 | 0 | 21283.3335 | 7177.7778 | 17377.7779 | 0 | 899947.2294 | 0 | 892486.1183 | 7461.1112 | 7461.1112 | 0 | 20749.4446 | 30291.7336 | 1731.3556 | 48405.8004 | 0 | 13957.0001 | 8.6889 | 0 | 0 | 2894.5334 | 976.1778 | 2363.3778 | 0 | 122392.8232 | 0 | 121378.1121 | 1014.7111 | 1014.7111 | 0 | 520.7148 | 760.182 | 43.449 | 1214.761 | 0 | 350.2559 | 0.21805 | 0 | 0 | 72.6394 | 24.4975 | 59.3098 | 0 | 3071.492 | 0 | 3046.0275 | 25.4645 | 25.4645 | 10.2784 | 0.58747 | 16.7691 | 4.7358 | 0.0029483 | 0.98216 | 7.0406 | 0 | 0.33123 | 0 | 0.80193 | 41.1854 | 41.5297 | 41.5297 | 1
CA_3B_PS_2013_EL | 3B | PS | EL | 5594 | ASHRAE30pct-state-3B | SchoolPrimary | STD2013 | CA-LosAngeles-CA | Zone3B | Zone3B(CA-LosAngeles-CA) | ASHRAE30pct-state-STD2013 | state | CA | 0.136 | 0.7 | ASHRAE30pct-state-3B_SchoolPrimary_STD2013_CA-LosAngeles-CA.table.csv.gz | Primary School | Los Angeles Intl Arpt CA USA TMY3 WMO#=722950 | Electricity | 0 | 107905.5564 | 198311.1127 | 12730.5557 | 317797.2248 | 0 | 66408.3339 | 72.2222 | 0 | 0 | 0 | 7177.7778 | 17377.7779 | 0 | 734502.7837 | 0 | 727780.5614 | 6722.2223 | 6722.2223 | 0 | 14675.1557 | 26970.3113 | 1731.3556 | 43220.4226 | 0 | 9031.5334 | 9.8222 | 0 | 0 | 0 | 976.1778 | 2363.3778 | 0 | 99892.3786 | 0 | 98978.1563 | 914.2222 | 914.2222 | 0 | 368.2783 | 676.8297 | 43.449 | 1084.6321 | 0 | 226.6496 | 0.24649 | 0 | 0 | 0 | 24.4975 | 59.3098 | 0 | 2506.8352 | 0 | 2483.8925 | 22.9427 | 22.9427 | 9.1514 | 0.58747 | 14.9755 | 3.0645 | 0.0033328 | 0 | 4.9795 | 0 | 0.33123 | 0 | 0.80193 | 33.5847 | 33.8949 | 33.8949 | 2
CA_3B_PS_2010_NG | 3B | PS | NG | 5243 | ASHRAE30pct-state-3B | SchoolPrimary | STD2010 | CA-LosAngeles-CA | Zone3B | Zone3B(CA-LosAngeles-CA) | ASHRAE30pct-state-STD2010 | state | CA | 0.136 | 0.7 | ASHRAE30pct-state-3B_SchoolPrimary_STD2010_CA-LosAngeles-CA.table.csv.gz | Primary School | Los Angeles Intl Arpt CA USA TMY3 WMO#=722950 | Natural Gas | 259246.9387 | 0 | 0 | 0 | 342190.4148 | 0 | 0 | 0 | 0 | 0 | 0 | 101634.4298 | 0 | 0 | 703071.7833 | 0 | 703071.7833 | 0 | 0 | 1814.7286 | 0 | 0 | 0 | 2395.3329 | 0 | 0 | 0 | 0 | 0 | 0 | 711.441 | 0 | 0 | 4921.5025 | 0 | 4921.5025 | 0 | 0 | 259.2469 | 0 | 0 | 0 | 342.1904 | 0 | 0 | 0 | 0 | 0 | 0 | 101.6344 | 0 | 0 | 703.0718 | 0 | 703.0718 | 0 | 0 | 0 | 0 | 4.6268 | 0 | 0 | 0 | 0 | 3.5053 | 1.3742 | 0 | 0 | 9.5062 | 9.5062 | 9.5062 | 1
CA_3B_PS_2013_NG | 3B | PS | NG | 5603 | ASHRAE30pct-state-3B | SchoolPrimary | STD2013 | CA-LosAngeles-CA | Zone3B | Zone3B(CA-LosAngeles-CA) | ASHRAE30pct-state-STD2013 | state | CA | 0.136 | 0.7 | ASHRAE30pct-state-3B_SchoolPrimary_STD2013_CA-LosAngeles-CA.table.csv.gz | Primary School | Los Angeles Intl Arpt CA USA TMY3 WMO#=722950 | Natural Gas | 254782.72 | 0 | 0 | 0 | 342190.4148 | 0 | 0 | 0 | 0 | 0 | 0 | 101662.8643 | 0 | 0 | 698635.9992 | 0 | 698635.9992 | 0 | 0 | 1783.479 | 0 | 0 | 0 | 2395.3329 | 0 | 0 | 0 | 0 | 0 | 0 | 711.6401 | 0 | 0 | 4890.452 | 0 | 4890.452 | 0 | 0 | 254.7827 | 0 | 0 | 0 | 342.1904 | 0 | 0 | 0 | 0 | 0 | 0 | 101.6629 | 0 | 0 | 698.636 | 0 | 698.636 | 0 | 0 | 0 | 0 | 4.6268 | 0 | 0 | 0 | 0 | 3.4449 | 1.3746 | 0 | 0 | 9.4463 | 9.4463 | 9.4463 | 2
NM_3B_PS_2010_EL | 3B | PS | EL | 5294 | ASHRAE30pct-state-3B | SchoolPrimary | STD2010 | NM-Lubbock-TX | Zone3B | Zone3B(NM-Lubbock-TX) | ASHRAE30pct-state-STD2010 | state | NM | 0.093 | 0.62 | ASHRAE30pct-state-3B_SchoolPrimary_STD2010_NM-Lubbock-TX.table.csv.gz | Primary School | Lubbock International Ap TX USA TMY3 WMO#=722670 | Electricity | 0 | 168277.7791 | 224547.224 | 12725.0001 | 355925.0028 | 0 | 108711.112 | 244.4444 | 0 | 0 | 25419.4446 | 7177.7778 | 17325.0001 | 0 | 927816.6741 | 0 | 920352.7851 | 7463.8889 | 7463.8889 | 0 | 15649.8335 | 20882.8918 | 1183.425 | 33101.0253 | 0 | 10110.1334 | 22.7333 | 0 | 0 | 2364.0084 | 667.5333 | 1611.225 | 0 | 86286.9507 | 0 | 85592.809 | 694.1417 | 694.1417 | 0 | 574.3268 | 766.3727 | 43.43 | 1214.761 | 0 | 371.0277 | 0.83428 | 0 | 0 | 86.7558 | 24.4975 | 59.1297 | 0 | 3166.6095 | 0 | 3141.1355 | 25.474 | 25.474 | 10.3621 | 0.58722 | 16.7692 | 5.0167 | 0.01128 | 1.173 | 7.7655 | 0 | 0.33123 | 0 | 0.79949 | 42.4713 | 42.8157 | 42.8157 | 1
NM_3B_PS_2013_EL | 3B | PS | EL | 5654 | ASHRAE30pct-state-3B | SchoolPrimary | STD2013 | NM-Lubbock-TX | Zone3B | Zone3B(NM-Lubbock-TX) | ASHRAE30pct-state-STD2013 | state | NM | 0.093 | 0.62 | ASHRAE30pct-state-3B_SchoolPrimary_STD2013_NM-Lubbock-TX.table.csv.gz | Primary School | Lubbock International Ap TX USA TMY3 WMO#=722670 | Electricity | 0 | 137483.3344 | 200594.446 | 12725.0001 | 317797.2248 | 0 | 63791.6672 | 472.2222 | 0 | 0 | 0 | 7177.7778 | 17319.4446 | 0 | 764086.1172 | 0 | 757361.1172 | 6725.0001 | 6725.0001 | 0 | 12785.9501 | 18655.2835 | 1183.425 | 29555.1419 | 0 | 5932.625 | 43.9167 | 0 | 0 | 0 | 667.5333 | 1610.7083 | 0 | 71060.0089 | 0 | 70434.5839 | 625.425 | 625.425 | 0 | 469.2264 | 684.6226 | 43.43 | 1084.6321 | 0 | 217.719 | 1.6117 | 0 | 0 | 0 | 24.4975 | 59.1107 | 0 | 2607.8022 | 0 | 2584.85 | 22.9522 | 22.9522 | 9.2568 | 0.58722 | 14.9757 | 2.9438 | 0.021792 | 0 | 6.3444 | 0 | 0.33123 | 0 | 0.79924 | 34.9498 | 35.2601 | 35.2601 | 2
NM_3B_PS_2010_NG | 3B | PS | NG | 5303 | ASHRAE30pct-state-3B | SchoolPrimary | STD2010 | NM-Lubbock-TX | Zone3B | Zone3B(NM-Lubbock-TX) | ASHRAE30pct-state-STD2010 | state | NM | 0.093 | 0.62 | ASHRAE30pct-state-3B_SchoolPrimary_STD2010_NM-Lubbock-TX.table.csv.gz | Primary School | Lubbock International Ap TX USA TMY3 WMO#=722670 | Natural Gas | 429446.4589 | 0 | 0 | 0 | 342190.4148 | 0 | 0 | 0 | 0 | 0 | 0 | 101748.1678 | 0 | 0 | 873385.0416 | 0 | 873385.0416 | 0 | 0 | 2662.568 | 0 | 0 | 0 | 2121.5806 | 0 | 0 | 0 | 0 | 0 | 0 | 630.8386 | 0 | 0 | 5414.9873 | 0 | 5414.9873 | 0 | 0 | 429.4465 | 0 | 0 | 0 | 342.1904 | 0 | 0 | 0 | 0 | 0 | 0 | 101.7482 | 0 | 0 | 873.385 | 0 | 873.385 | 0 | 0 | 0 | 0 | 4.6268 | 0 | 0 | 0 | 0 | 5.8065 | 1.3757 | 0 | 0 | 11.809 | 11.809 | 11.809 | 1
NM_3B_PS_2013_NG | 3B | PS | NG | 5663 | ASHRAE30pct-state-3B | SchoolPrimary | STD2013 | NM-Lubbock-TX | Zone3B | Zone3B(NM-Lubbock-TX) | ASHRAE30pct-state-STD2013 | state | NM | 0.093 | 0.62 | ASHRAE30pct-state-3B_SchoolPrimary_STD2013_NM-Lubbock-TX.table.csv.gz | Primary School | Lubbock International Ap TX USA TMY3 WMO#=722670 | Natural Gas | 625720.4281 | 0 | 0 | 0 | 342190.4148 | 0 | 0 | 0 | 0 | 0 | 0 | 101738.6897 | 0 | 0 | 1069649.5326 | 0 | 1069649.5326 | 0 | 0 | 3879.4667 | 0 | 0 | 0 | 2121.5806 | 0 | 0 | 0 | 0 | 0 | 0 | 630.7799 | 0 | 0 | 6631.8271 | 0 | 6631.8271 | 0 | 0 | 625.7204 | 0 | 0 | 0 | 342.1904 | 0 | 0 | 0 | 0 | 0 | 0 | 101.7387 | 0 | 0 | 1069.6495 | 0 | 1069.6495 | 0 | 0 | 0 | 0 | 4.6268 | 0 | 0 | 0 | 0 | 8.4604 | 1.3756 | 0 | 0 | 14.4627 | 14.4627 | 14.4627 | 2
NV_3B_PS_2010_EL | 3B | PS | EL | 5354 | ASHRAE30pct-state-3B | SchoolPrimary | STD2010 | NV-LasVegas-NV | Zone3B | Zone3B(NV-LasVegas-NV) | ASHRAE30pct-state-STD2010 | state | NV | 0.0886 | 0.73 | ASHRAE30pct-state-3B_SchoolPrimary_STD2010_NV-LasVegas-NV.table.csv.gz | Primary School | Las Vegas Mccarran Intl Ap NV USA TMY3 WMO#=723860 | Electricity | 0 | 196108.3349 | 226155.5574 | 12761.1112 | 355925.0028 | 0 | 101202.7786 | 122.2222 | 0 | 0 | 25402.778 | 7177.7778 | 17252.7779 | 0 | 949575.0076 | 0 | 942108.3409 | 7466.6667 | 7466.6667 | 0 | 17375.1985 | 20037.3824 | 1130.6345 | 31534.9553 | 0 | 8966.5662 | 10.8289 | 0 | 0 | 2250.6861 | 635.9511 | 1528.5961 | 0 | 84132.3457 | 0 | 83470.799 | 661.5467 | 661.5467 | 0 | 669.3117 | 771.8619 | 43.5533 | 1214.761 | 0 | 345.4019 | 0.41714 | 0 | 0 | 86.6989 | 24.4975 | 58.8832 | 0 | 3240.8701 | 0 | 3215.3866 | 25.4835 | 25.4835 | 10.4363 | 0.58888 | 16.7694 | 4.6702 | 0.0056402 | 1.1723 | 9.0498 | 0 | 0.33123 | 0 | 0.79616 | 43.4753 | 43.8198 | 43.8198 | 1
NV_3B_PS_2013_EL | 3B | PS | EL | 5714 | ASHRAE30pct-state-3B | SchoolPrimary | STD2013 | NV-LasVegas-NV | Zone3B | Zone3B(NV-LasVegas-NV) | ASHRAE30pct-state-STD2013 | state | NV | 0.0886 | 0.73 | ASHRAE30pct-state-3B_SchoolPrimary_STD2013_NV-LasVegas-NV.table.csv.gz | Primary School | Las Vegas Mccarran Intl Ap NV USA TMY3 WMO#=723860 | Electricity | 0 | 178361.1125 | 202169.4461 | 12761.1112 | 317797.2248 | 0 | 70752.7783 | 197.2222 | 0 | 0 | 0 | 7177.7778 | 17250.0001 | 0 | 813191.6732 | 0 | 806466.6731 | 6725.0001 | 6725.0001 | 0 | 15802.7946 | 17912.2129 | 1130.6345 | 28156.8341 | 0 | 6268.6962 | 17.4739 | 0 | 0 | 0 | 635.9511 | 1528.35 | 0 | 72048.7822 | 0 | 71452.9472 | 595.835 | 595.835 | 0 | 608.7409 | 689.9981 | 43.5533 | 1084.6321 | 0 | 241.477 | 0.67311 | 0 | 0 | 0 | 24.4975 | 58.8737 | 0 | 2775.398 | 0 | 2752.4458 | 22.9522 | 22.9522 | 9.3295 | 0.58888 | 14.9757 | 3.265 | 0.0091012 | 0 | 8.2308 | 0 | 0.33123 | 0 | 0.79603 | 37.2158 | 37.5262 | 37.5262 | 2
NV_3B_PS_2010_NG | 3B | PS | NG | 5363 | ASHRAE30pct-state-3B | SchoolPrimary | STD2010 | NV-LasVegas-NV | Zone3B | Zone3B(NV-LasVegas-NV) | ASHRAE30pct-state-STD2010 | state | NV | 0.0886 | 0.73 | ASHRAE30pct-state-3B_SchoolPrimary_STD2010_NV-LasVegas-NV.table.csv.gz | Primary School | Las Vegas Mccarran Intl Ap NV USA TMY3 WMO#=723860 | Natural Gas | 295899.0267 | 0 | 0 | 0 | 342190.4148 | 0 | 0 | 0 | 0 | 0 | 0 | 101624.9516 | 0 | 0 | 739714.3931 | 0 | 739714.3931 | 0 | 0 | 2160.0629 | 0 | 0 | 0 | 2497.99 | 0 | 0 | 0 | 0 | 0 | 0 | 741.8621 | 0 | 0 | 5399.9151 | 0 | 5399.9151 | 0 | 0 | 295.899 | 0 | 0 | 0 | 342.1904 | 0 | 0 | 0 | 0 | 0 | 0 | 101.625 | 0 | 0 | 739.7144 | 0 | 739.7144 | 0 | 0 | 0 | 0 | 4.6268 | 0 | 0 | 0 | 0 | 4.0009 | 1.3741 | 0 | 0 | 10.0017 | 10.0017 | 10.0017 | 1
NV_3B_PS_2013_NG | 3B | PS | NG | 5723 | ASHRAE30pct-state-3B | SchoolPrimary | STD2013 | NV-LasVegas-NV | Zone3B | Zone3B(NV-LasVegas-NV) | ASHRAE30pct-state-STD2013 | state | NV | 0.0886 | 0.73 | ASHRAE30pct-state-3B_SchoolPrimary_STD2013_NV-LasVegas-NV.table.csv.gz | Primary School | Las Vegas Mccarran Intl Ap NV USA TMY3 WMO#=723860 | Natural Gas | 361999.7926 | 0 | 0 | 0 | 342190.4148 | 0 | 0 | 0 | 0 | 0 | 0 | 101634.4298 | 0 | 0 | 805824.6373 | 0 | 805824.6373 | 0 | 0 | 2642.5985 | 0 | 0 | 0 | 2497.99 | 0 | 0 | 0 | 0 | 0 | 0 | 741.9313 | 0 | 0 | 5882.5199 | 0 | 5882.5199 | 0 | 0 | 361.9998 | 0 | 0 | 0 | 342.1904 | 0 | 0 | 0 | 0 | 0 | 0 | 101.6344 | 0 | 0 | 805.8246 | 0 | 805.8246 | 0 | 0 | 0 | 0 | 4.6268 | 0 | 0 | 0 | 0 | 4.8946 | 1.3742 | 0 | 0 | 10.8956 | 10.8956 | 10.8956 | 2
TX_3B_PS_2010_EL | 3B | PS | EL | 5414 | ASHRAE30pct-state-3B | SchoolPrimary | STD2010 | TX-ElPaso-TX | Zone3B | Zone3B(TX-ElPaso-TX) | ASHRAE30pct-state-STD2010 | state | TX | 0.0817 | 0.67 | ASHRAE30pct-state-3B_SchoolPrimary_STD2010_TX-ElPaso-TX.table.csv.gz | Primary School | El Paso International Ap Ut TX USA TMY3 WMO#=722700 | Electricity | 0 | 173958.3347 | 223611.1129 | 12722.2223 | 355925.0028 | 0 | 108747.2231 | 138.8889 | 0 | 0 | 25377.778 | 7177.7778 | 17302.7779 | 0 | 932427.7852 | 0 | 924961.1185 | 7466.6667 | 7466.6667 | 0 | 14212.3959 | 18269.0279 | 1039.4056 | 29079.0727 | 0 | 8884.6481 | 11.3472 | 0 | 0 | 2073.3645 | 586.4244 | 1413.637 | 0 | 76179.3501 | 0 | 75569.3234 | 610.0267 | 610.0267 | 0 | 593.7144 | 763.1778 | 43.4206 | 1214.761 | 0 | 371.1509 | 0.47402 | 0 | 0 | 86.6136 | 24.4975 | 59.0538 | 0 | 3182.3471 | 0 | 3156.8636 | 25.4835 | 25.4835 | 10.3189 | 0.58709 | 16.7694 | 5.0183 | 0.0064093 | 1.1711 | 8.0276 | 0 | 0.33123 | 0 | 0.79847 | 42.684 | 43.0285 | 43.0285 | 1
TX_3B_PS_2013_EL | 3B | PS | EL | 5774 | ASHRAE30pct-state-3B | SchoolPrimary | STD2013 | TX-ElPaso-TX | Zone3B | Zone3B(TX-ElPaso-TX) | ASHRAE30pct-state-STD2013 | state | TX | 0.0817 | 0.67 | ASHRAE30pct-state-3B_SchoolPrimary_STD2013_TX-ElPaso-TX.table.csv.gz | Primary School | El Paso International Ap Ut TX USA TMY3 WMO#=722700 | Electricity | 0 | 144891.6678 | 198883.3349 | 12722.2223 | 317797.2248 | 0 | 68444.445 | 225 | 0 | 0 | 0 | 7177.7778 | 17300.0001 | 0 | 774166.6729 | 0 | 767441.6728 | 6725.0001 | 6725.0001 | 0 | 11837.6493 | 16248.7685 | 1039.4056 | 25964.0333 | 0 | 5591.9112 | 18.3825 | 0 | 0 | 0 | 586.4244 | 1413.41 | 0 | 63249.4172 | 0 | 62699.9847 | 549.4325 | 549.4325 | 0 | 494.5108 | 678.7827 | 43.4206 | 1084.6321 | 0 | 233.5988 | 0.76792 | 0 | 0 | 0 | 24.4975 | 59.0444 | 0 | 2642.2069 | 0 | 2619.2546 | 22.9522 | 22.9522 | 9.1778 | 0.58709 | 14.9757 | 3.1585 | 0.010383 | 0 | 6.6863 | 0 | 0.33123 | 0 | 0.79834 | 35.415 | 35.7253 | 35.7253 | 2
TX_3B_PS_2010_NG | 3B | PS | NG | 5423 | ASHRAE30pct-state-3B | SchoolPrimary | STD2010 | TX-ElPaso-TX | Zone3B | Zone3B(TX-ElPaso-TX) | ASHRAE30pct-state-STD2010 | state | TX | 0.0817 | 0.67 | ASHRAE30pct-state-3B_SchoolPrimary_STD2010_TX-ElPaso-TX.table.csv.gz | Primary School | El Paso International Ap Ut TX USA TMY3 WMO#=722700 | Natural Gas | 310817.6682 | 0 | 0 | 0 | 342190.4148 | 0 | 0 | 0 | 0 | 0 | 0 | 101624.9516 | 0 | 0 | 754642.5128 | 0 | 754633.0346 | 0 | 0 | 2082.4784 | 0 | 0 | 0 | 2292.6758 | 0 | 0 | 0 | 0 | 0 | 0 | 680.8872 | 0 | 0 | 5056.1048 | 0 | 5056.0413 | 0 | 0 | 310.8177 | 0 | 0 | 0 | 342.1904 | 0 | 0 | 0 | 0 | 0 | 0 | 101.625 | 0 | 0 | 754.6425 | 0 | 754.633 | 0 | 0 | 0 | 0 | 4.6268 | 0 | 0 | 0 | 0 | 4.2026 | 1.3741 | 0 | 0 | 10.2034 | 10.2035 | 10.2034 | 1
TX_3B_PS_2013_NG | 3B | PS | NG | 5783 | ASHRAE30pct-state-3B | SchoolPrimary | STD2013 | TX-ElPaso-TX | Zone3B | Zone3B(TX-ElPaso-TX) | ASHRAE30pct-state-STD2013 | state | TX | 0.0817 | 0.67 | ASHRAE30pct-state-3B_SchoolPrimary_STD2013_TX-ElPaso-TX.table.csv.gz | Primary School | El Paso International Ap Ut TX USA TMY3 WMO#=722700 | Natural Gas | 396215.9907 | 0 | 0 | 0 | 342190.4148 | 0 | 0 | 0 | 0 | 0 | 0 | 101653.3861 | 0 | 0 | 840059.7916 | 0 | 840059.7916 | 0 | 0 | 2654.6471 | 0 | 0 | 0 | 2292.6758 | 0 | 0 | 0 | 0 | 0 | 0 | 681.0777 | 0 | 0 | 5628.4006 | 0 | 5628.4006 | 0 | 0 | 396.216 | 0 | 0 | 0 | 342.1904 | 0 | 0 | 0 | 0 | 0 | 0 | 101.6534 | 0 | 0 | 840.0598 | 0 | 840.0598 | 0 | 0 | 0 | 0 | 4.6268 | 0 | 0 | 0 | 0 | 5.3572 | 1.3745 | 0 | 0 | 11.3585 | 11.3585 | 11.3585 | 2
UT_3B_PS_2010_EL | 3B | PS | EL | 5474 | ASHRAE30pct-state-3B | SchoolPrimary | STD2010 | UT-SaintGeorge-UT | Zone3B | Zone3B(UT-SaintGeorge-UT) | ASHRAE30pct-state-STD2010 | state | UT | 0.0805 | 0.69 | ASHRAE30pct-state-3B_SchoolPrimary_STD2010_UT-SaintGeorge-UT.table.csv.gz | Primary School | Saint George Awos UT USA TMY3 WMO#=724754 | Electricity | 0 | 168372.2236 | 225863.8907 | 12708.3334 | 355925.0028 | 0 | 103605.5564 | 161.1111 | 0 | 0 | 25233.3335 | 7177.7778 | 17247.2224 | 0 | 923763.8963 | 0 | 916294.4518 | 7469.4445 | 7469.4445 | 0 | 13553.964 | 18182.0432 | 1023.0208 | 28651.9627 | 0 | 8340.2473 | 12.9694 | 0 | 0 | 2031.2833 | 577.8111 | 1388.4014 | 0 | 74362.9937 | 0 | 73761.7034 | 601.2903 | 601.2903 | 0 | 574.6492 | 770.8665 | 43.3731 | 1214.761 | 0 | 353.6026 | 0.54987 | 0 | 0 | 86.1206 | 24.4975 | 58.8642 | 0 | 3152.7775 | 0 | 3127.2846 | 25.493 | 25.493 | 10.4229 | 0.58645 | 16.7695 | 4.7811 | 0.0074348 | 1.1644 | 7.7698 | 0 | 0.33123 | 0 | 0.7959 | 42.284 | 42.6287 | 42.6287 | 1
UT_3B_PS_2013_EL | 3B | PS | EL | 5834 | ASHRAE30pct-state-3B | SchoolPrimary | STD2013 | UT-SaintGeorge-UT | Zone3B | Zone3B(UT-SaintGeorge-UT) | ASHRAE30pct-state-STD2013 | state | UT | 0.0805 | 0.69 | ASHRAE30pct-state-3B_SchoolPrimary_STD2013_UT-SaintGeorge-UT.table.csv.gz | Primary School | Saint George Awos UT USA TMY3 WMO#=724754 | Electricity | 0 | 151119.4457 | 201636.1127 | 12708.3334 | 317797.2248 | 0 | 68641.6672 | 302.7778 | 0 | 0 | 0 | 7177.7778 | 17241.6668 | 0 | 783352.784 | 0 | 776625.0062 | 6727.7778 | 6727.7778 | 0 | 12165.1154 | 16231.7071 | 1023.0208 | 25582.6766 | 0 | 5525.6542 | 24.3736 | 0 | 0 | 0 | 577.8111 | 1387.9542 | 0 | 63059.8991 | 0 | 62518.313 | 541.5861 | 541.5861 | 0 | 515.766 | 688.1778 | 43.3731 | 1084.6321 | 0 | 234.2719 | 1.0334 | 0 | 0 | 0 | 24.4975 | 58.8453 | 0 | 2673.5588 | 0 | 2650.5971 | 22.9617 | 22.9617 | 9.3049 | 0.58645 | 14.9758 | 3.1676 | 0.013972 | 0 | 6.9737 | 0 | 0.33123 | 0 | 0.79565 | 35.8387 | 36.1492 | 36.1492 | 2
UT_3B_PS_2010_NG | 3B | PS | NG | 5483 | ASHRAE30pct-state-3B | SchoolPrimary | STD2010 | UT-SaintGeorge-UT | Zone3B | Zone3B(UT-SaintGeorge-UT) | ASHRAE30pct-state-STD2010 | state | UT | 0.0805 | 0.69 | ASHRAE30pct-state-3B_SchoolPrimary_STD2010_UT-SaintGeorge-UT.table.csv.gz | Primary School | Saint George Awos UT USA TMY3 WMO#=724754 | Natural Gas | 351810.7586 | 0 | 0 | 0 | 342190.4148 | 0 | 0 | 0 | 0 | 0 | 0 | 101662.8643 | 0 | 0 | 795664.0377 | 0 | 795664.0377 | 0 | 0 | 2427.4942 | 0 | 0 | 0 | 2361.1139 | 0 | 0 | 0 | 0 | 0 | 0 | 701.4738 | 0 | 0 | 5490.0819 | 0 | 5490.0819 | 0 | 0 | 351.8108 | 0 | 0 | 0 | 342.1904 | 0 | 0 | 0 | 0 | 0 | 0 | 101.6629 | 0 | 0 | 795.664 | 0 | 795.664 | 0 | 0 | 0 | 0 | 4.6268 | 0 | 0 | 0 | 0 | 4.7568 | 1.3746 | 0 | 0 | 10.7582 | 10.7582 | 10.7582 | 1
UT_3B_PS_2013_NG | 3B | PS | NG | 5843 | ASHRAE30pct-state-3B | SchoolPrimary | STD2013 | UT-SaintGeorge-UT | Zone3B | Zone3B(UT-SaintGeorge-UT) | ASHRAE30pct-state-STD2013 | state | UT | 0.0805 | 0.69 | ASHRAE30pct-state-3B_SchoolPrimary_STD2013_UT-SaintGeorge-UT.table.csv.gz | Primary School | Saint George Awos UT USA TMY3 WMO#=724754 | Natural Gas | 480268.4129 | 0 | 0 | 0 | 342190.4148 | 0 | 0 | 0 | 0 | 0 | 0 | 101672.3425 | 0 | 0 | 924131.1702 | 0 | 924131.1702 | 0 | 0 | 3313.852 | 0 | 0 | 0 | 2361.1139 | 0 | 0 | 0 | 0 | 0 | 0 | 701.5392 | 0 | 0 | 6376.5051 | 0 | 6376.5051 | 0 | 0 | 480.2684 | 0 | 0 | 0 | 342.1904 | 0 | 0 | 0 | 0 | 0 | 0 | 101.6723 | 0 | 0 | 924.1312 | 0 | 924.1312 | 0 | 0 | 0 | 0 | 4.6268 | 0 | 0 | 0 | 0 | 6.4937 | 1.3747 | 0 | 0 | 12.4952 | 12.4952 | 12.4952 | 2
CA_3C_PS_2010_EL | 3C | PS | EL | 5954 | ASHRAE30pct-state-3C | SchoolPrimary | STD2010 | CA-SanFrancisco-CA | Zone3C | Zone3C(CA-SanFrancisco-CA) | ASHRAE30pct-state-STD2010 | state | CA | 0.136 | 0.7 | ASHRAE30pct-state-3C_SchoolPrimary_STD2010_CA-SanFrancisco-CA.table.csv.gz | Primary School | San Francisco Intl Ap CA USA TMY3 WMO#=724940 | Electricity | 0 | 91108.3341 | 224311.1129 | 12725.0001 | 355925.0028 | 0 | 106572.2231 | 102.7778 | 0 | 0 | 21297.2224 | 7177.7778 | 17297.2224 | 0 | 843980.5623 | 0 | 836516.6734 | 7463.8889 | 7463.8889 | 0 | 12390.7334 | 30506.3114 | 1730.6 | 48405.8004 | 0 | 14493.8223 | 13.9778 | 0 | 0 | 2896.4222 | 976.1778 | 2352.4222 | 0 | 114781.3565 | 0 | 113766.2676 | 1015.0889 | 1015.0889 | 0 | 310.9499 | 765.5669 | 43.43 | 1214.761 | 0 | 363.7277 | 0.35078 | 0 | 0 | 72.6868 | 24.4975 | 59.0349 | 0 | 2880.4795 | 0 | 2855.0055 | 25.474 | 25.474 | 10.3512 | 0.58722 | 16.7692 | 4.918 | 0.0047429 | 0.9828 | 4.2044 | 0 | 0.33123 | 0 | 0.79821 | 38.6025 | 38.947 | 38.947 | 1
CA_3C_PS_2013_EL | 3C | PS | EL | 6014 | ASHRAE30pct-state-3C | SchoolPrimary | STD2013 | CA-SanFrancisco-CA | Zone3C | Zone3C(CA-SanFrancisco-CA) | ASHRAE30pct-state-STD2013 | state | CA | 0.136 | 0.7 | ASHRAE30pct-state-3C_SchoolPrimary_STD2013_CA-SanFrancisco-CA.table.csv.gz | Primary School | San Francisco Intl Ap CA USA TMY3 WMO#=724940 | Electricity | 0 | 50352.7782 | 200238.8905 | 12725.0001 | 317797.2248 | 0 | 62313.8894 | 191.6667 | 0 | 0 | 0 | 7177.7778 | 17294.4446 | 0 | 674813.8943 | 0 | 668091.672 | 6722.2223 | 6722.2223 | 0 | 6847.9778 | 27232.4891 | 1730.6 | 43220.4226 | 0 | 8474.689 | 26.0667 | 0 | 0 | 0 | 976.1778 | 2352.0445 | 0 | 91774.6896 | 0 | 90860.4674 | 914.2222 | 914.2222 | 0 | 171.8525 | 683.4091 | 43.43 | 1084.6321 | 0 | 212.6754 | 0.65415 | 0 | 0 | 0 | 24.4975 | 59.0254 | 0 | 2303.1189 | 0 | 2280.1762 | 22.9427 | 22.9427 | 9.2404 | 0.58722 | 14.9755 | 2.8756 | 0.0088448 | 0 | 2.3236 | 0 | 0.33123 | 0 | 0.79808 | 30.8303 | 31.1405 | 31.1405 | 2
CA_3C_PS_2010_NG | 3C | PS | NG | 5963 | ASHRAE30pct-state-3C | SchoolPrimary | STD2010 | CA-SanFrancisco-CA | Zone3C | Zone3C(CA-SanFrancisco-CA) | ASHRAE30pct-state-STD2010 | state | CA | 0.136 | 0.7 | ASHRAE30pct-state-3C_SchoolPrimary_STD2010_CA-SanFrancisco-CA.table.csv.gz | Primary School | San Francisco Intl Ap CA USA TMY3 WMO#=724940 | Natural Gas | 413077.6572 | 0 | 0 | 0 | 342190.4148 | 0 | 0 | 0 | 0 | 0 | 0 | 110306.9564 | 0 | 0 | 865575.0285 | 0 | 865575.0285 | 0 | 0 | 2891.5436 | 0 | 0 | 0 | 2395.3329 | 0 | 0 | 0 | 0 | 0 | 0 | 772.1487 | 0 | 0 | 6059.0252 | 0 | 6059.0252 | 0 | 0 | 413.0777 | 0 | 0 | 0 | 342.1904 | 0 | 0 | 0 | 0 | 0 | 0 | 110.307 | 0 | 0 | 865.575 | 0 | 865.575 | 0 | 0 | 0 | 0 | 4.6268 | 0 | 0 | 0 | 0 | 5.5852 | 1.4915 | 0 | 0 | 11.7034 | 11.7034 | 11.7034 | 1
CA_3C_PS_2013_NG | 3C | PS | NG | 6023 | ASHRAE30pct-state-3C | SchoolPrimary | STD2013 | CA-SanFrancisco-CA | Zone3C | Zone3C(CA-SanFrancisco-CA) | ASHRAE30pct-state-STD2013 | state | CA | 0.136 | 0.7 | ASHRAE30pct-state-3C_SchoolPrimary_STD2013_CA-SanFrancisco-CA.table.csv.gz | Primary School | San Francisco Intl Ap CA USA TMY3 WMO#=724940 | Natural Gas | 477984.1736 | 0 | 0 | 0 | 342190.4148 | 0 | 0 | 0 | 0 | 0 | 0 | 110306.9564 | 0 | 0 | 930472.0667 | 0 | 930481.5449 | 0 | 0 | 3345.8892 | 0 | 0 | 0 | 2395.3329 | 0 | 0 | 0 | 0 | 0 | 0 | 772.1487 | 0 | 0 | 6513.3045 | 0 | 6513.3708 | 0 | 0 | 477.9842 | 0 | 0 | 0 | 342.1904 | 0 | 0 | 0 | 0 | 0 | 0 | 110.307 | 0 | 0 | 930.4721 | 0 | 930.4815 | 0 | 0 | 0 | 0 | 4.6268 | 0 | 0 | 0 | 0 | 6.4628 | 1.4915 | 0 | 0 | 12.581 | 12.5809 | 12.581 | 2
AR_4A_PS_2010_EL | 4A | PS | EL | 7154 | ASHRAE30pct-state-4A | SchoolPrimary | STD2010 | AR-Springfield-MO | Zone4A | Zone4A(AR-Springfield-MO) | ASHRAE30pct-state-STD2010 | state | AR | 0.0768 | 0.77 | ASHRAE30pct-state-4A_SchoolPrimary_STD2010_AR-Springfield-MO.table.csv.gz | Primary School | Springfield Regional Arpt MO USA TMY3 WMO#=724400 | Electricity | 0 | 172341.668 | 219133.3351 | 12713.889 | 355925.0028 | 0 | 113272.2231 | 475 | 0 | 0 | 30783.3336 | 7177.7778 | 17427.7779 | 0 | 936711.1186 | 0 | 929250.0074 | 7461.1112 | 7461.1112 | 0 | 13235.8401 | 16829.4401 | 976.4267 | 27335.0402 | 0 | 8699.3067 | 36.48 | 0 | 0 | 2364.16 | 551.2533 | 1338.4533 | 0 | 71939.4139 | 0 | 71366.4006 | 573.0133 | 573.0133 | 0 | 588.1968 | 747.8953 | 43.3921 | 1214.761 | 0 | 386.5946 | 1.6212 | 0 | 0 | 105.0626 | 24.4975 | 59.4805 | 0 | 3196.966 | 0 | 3171.5015 | 25.4645 | 25.4645 | 10.1123 | 0.5867 | 16.7691 | 5.2271 | 0.02192 | 1.4206 | 7.953 | 0 | 0.33123 | 0 | 0.80424 | 42.8819 | 43.2262 | 43.2262 | 1
AR_4A_PS_2013_EL | 4A | PS | EL | 8234 | ASHRAE30pct-state-4A | SchoolPrimary | STD2013 | AR-Springfield-MO | Zone4A | Zone4A(AR-Springfield-MO) | ASHRAE30pct-state-STD2013 | state | AR | 0.0768 | 0.77 | ASHRAE30pct-state-4A_SchoolPrimary_STD2013_AR-Springfield-MO.table.csv.gz | Primary School | Springfield Regional Arpt MO USA TMY3 WMO#=724400 | Electricity | 0 | 146691.6678 | 191477.7793 | 12713.889 | 317797.2248 | 0 | 96777.7786 | 397.2222 | 0 | 0 | 28063.8891 | 7177.7778 | 17422.2224 | 0 | 825238.8955 | 0 | 818519.451 | 6719.4445 | 6719.4445 | 0 | 11265.9201 | 14705.4935 | 976.4267 | 24406.8269 | 0 | 7432.5334 | 30.5067 | 0 | 0 | 2155.3067 | 551.2533 | 1338.0267 | 0 | 63378.3472 | 0 | 62862.2938 | 516.0533 | 516.0533 | 0 | 500.6541 | 653.5077 | 43.3921 | 1084.6321 | 0 | 330.2996 | 1.3557 | 0 | 0 | 95.7812 | 24.4975 | 59.4615 | 0 | 2816.5148 | 0 | 2793.5815 | 22.9333 | 22.9333 | 8.8361 | 0.5867 | 14.9754 | 4.466 | 0.018331 | 1.2951 | 6.7693 | 0 | 0.33123 | 0 | 0.80398 | 37.772 | 38.0821 | 38.0821 | 2
AR_4A_PS_2010_NG | 4A | PS | NG | 7163 | ASHRAE30pct-state-4A | SchoolPrimary | STD2010 | AR-Springfield-MO | Zone4A | Zone4A(AR-Springfield-MO) | ASHRAE30pct-state-STD2010 | state | AR | 0.0768 | 0.77 | ASHRAE30pct-state-4A_SchoolPrimary_STD2010_AR-Springfield-MO.table.csv.gz | Primary School | Springfield Regional Arpt MO USA TMY3 WMO#=724400 | Natural Gas | 762367.2223 | 0 | 0 | 0 | 342190.4148 | 0 | 0 | 0 | 0 | 0 | 0 | 113396.8402 | 0 | 0 | 1217954.4774 | 0 | 1217954.4774 | 0 | 0 | 5870.2276 | 0 | 0 | 0 | 2634.8662 | 0 | 0 | 0 | 0 | 0 | 0 | 873.1557 | 0 | 0 | 9378.2495 | 0 | 9378.2495 | 0 | 0 | 762.3672 | 0 | 0 | 0 | 342.1904 | 0 | 0 | 0 | 0 | 0 | 0 | 113.3968 | 0 | 0 | 1217.9545 | 0 | 1217.9545 | 0 | 0 | 0 | 0 | 4.6268 | 0 | 0 | 0 | 0 | 10.308 | 1.5332 | 0 | 0 | 16.468 | 16.468 | 16.468 | 1
AR_4A_PS_2013_NG | 4A | PS | NG | 8243 | ASHRAE30pct-state-4A | SchoolPrimary | STD2013 | AR-Springfield-MO | Zone4A | Zone4A(AR-Springfield-MO) | ASHRAE30pct-state-STD2013 | state | AR | 0.0768 | 0.77 | ASHRAE30pct-state-4A_SchoolPrimary_STD2013_AR-Springfield-MO.table.csv.gz | Primary School | Springfield Regional Arpt MO USA TMY3 WMO#=724400 | Natural Gas | 695754.6351 | 0 | 0 | 0 | 342190.4148 | 0 | 0 | 0 | 0 | 0 | 0 | 113339.9712 | 0 | 0 | 1151285.0212 | 0 | 1151285.0212 | 0 | 0 | 5357.3107 | 0 | 0 | 0 | 2634.8662 | 0 | 0 | 0 | 0 | 0 | 0 | 872.7178 | 0 | 0 | 8864.8947 | 0 | 8864.8947 | 0 | 0 | 695.7546 | 0 | 0 | 0 | 342.1904 | 0 | 0 | 0 | 0 | 0 | 0 | 113.34 | 0 | 0 | 1151.285 | 0 | 1151.285 | 0 | 0 | 0 | 0 | 4.6268 | 0 | 0 | 0 | 0 | 9.4073 | 1.5325 | 0 | 0 | 15.5665 | 15.5665 | 15.5665 | 2
DC_4A_PS_2010_EL | 4A | PS | EL | 7214 | ASHRAE30pct-state-4A | SchoolPrimary | STD2010 | DC-Baltimore-MD | Zone4A | Zone4A(DC-Baltimore-MD) | ASHRAE30pct-state-STD2010 | state | DC | 0.12 | 1.12 | ASHRAE30pct-state-4A_SchoolPrimary_STD2010_DC-Baltimore-MD.table.csv.gz | Primary School | Baltimore Blt Washngtn IntL MD USA TMY3 WMO#=724060 | Electricity | 0 | 159066.6679 | 219813.8906 | 12727.7779 | 355925.0028 | 0 | 110380.5564 | 416.6667 | 0 | 0 | 30333.3336 | 7177.7778 | 17413.889 | 0 | 920716.674 | 0 | 913255.5629 | 7461.1112 | 7461.1112 | 0 | 19088.0002 | 26377.6669 | 1527.3333 | 42711.0003 | 0 | 13245.6668 | 50 | 0 | 0 | 3640 | 861.3333 | 2089.6667 | 0 | 110486.0009 | 0 | 109590.6675 | 895.3333 | 895.3333 | 0 | 542.8896 | 750.218 | 43.4395 | 1214.761 | 0 | 376.7254 | 1.4221 | 0 | 0 | 103.5267 | 24.4975 | 59.4331 | 0 | 3142.3775 | 0 | 3116.9129 | 25.4645 | 25.4645 | 10.1437 | 0.58735 | 16.7691 | 5.0937 | 0.019228 | 1.3998 | 7.3404 | 0 | 0.33123 | 0 | 0.80359 | 42.1438 | 42.4881 | 42.4881 | 1
DC_4A_PS_2013_EL | 4A | PS | EL | 8294 | ASHRAE30pct-state-4A | SchoolPrimary | STD2013 | DC-Baltimore-MD | Zone4A | Zone4A(DC-Baltimore-MD) | ASHRAE30pct-state-STD2013 | state | DC | 0.12 | 1.12 | ASHRAE30pct-state-4A_SchoolPrimary_STD2013_DC-Baltimore-MD.table.csv.gz | Primary School | Baltimore Blt Washngtn IntL MD USA TMY3 WMO#=724060 | Electricity | 0 | 135130.5566 | 192461.1127 | 12727.7779 | 317797.2248 | 0 | 94891.6674 | 352.7778 | 0 | 0 | 28141.6669 | 7177.7778 | 17513.889 | 0 | 812916.6732 | 0 | 806194.4509 | 6722.2223 | 6722.2223 | 0 | 16215.6668 | 23095.3335 | 1527.3333 | 38135.667 | 0 | 11387.0001 | 42.3333 | 0 | 0 | 3377 | 861.3333 | 2101.6667 | 0 | 97550.0008 | 0 | 96743.3341 | 806.6667 | 806.6667 | 0 | 461.1964 | 656.8638 | 43.4395 | 1084.6321 | 0 | 323.8623 | 1.204 | 0 | 0 | 96.0466 | 24.4975 | 59.7744 | 0 | 2774.4594 | 0 | 2751.5167 | 22.9427 | 22.9427 | 8.8815 | 0.58735 | 14.9755 | 4.3789 | 0.01628 | 1.2986 | 6.2358 | 0 | 0.33123 | 0 | 0.80821 | 37.2033 | 37.5135 | 37.5135 | 2
DC_4A_PS_2010_NG | 4A | PS | NG | 7223 | ASHRAE30pct-state-4A | SchoolPrimary | STD2010 | DC-Baltimore-MD | Zone4A | Zone4A(DC-Baltimore-MD) | ASHRAE30pct-state-STD2010 | state | DC | 0.12 | 1.12 | ASHRAE30pct-state-4A_SchoolPrimary_STD2010_DC-Baltimore-MD.table.csv.gz | Primary School | Baltimore Blt Washngtn IntL MD USA TMY3 WMO#=724060 | Natural Gas | 774053.8074 | 0 | 0 | 0 | 342190.4148 | 0 | 0 | 0 | 0 | 0 | 0 | 113434.7529 | 0 | 0 | 1229678.9751 | 0 | 1229678.9751 | 0 | 0 | 8669.4026 | 0 | 0 | 0 | 3832.5326 | 0 | 0 | 0 | 0 | 0 | 0 | 1270.4692 | 0 | 0 | 13772.4045 | 0 | 13772.4045 | 0 | 0 | 774.0538 | 0 | 0 | 0 | 342.1904 | 0 | 0 | 0 | 0 | 0 | 0 | 113.4348 | 0 | 0 | 1229.679 | 0 | 1229.679 | 0 | 0 | 0 | 0 | 4.6268 | 0 | 0 | 0 | 0 | 10.466 | 1.5338 | 0 | 0 | 16.6265 | 16.6265 | 16.6265 | 1
DC_4A_PS_2013_NG | 4A | PS | NG | 8303 | ASHRAE30pct-state-4A | SchoolPrimary | STD2013 | DC-Baltimore-MD | Zone4A | Zone4A(DC-Baltimore-MD) | ASHRAE30pct-state-STD2013 | state | DC | 0.12 | 1.12 | ASHRAE30pct-state-4A_SchoolPrimary_STD2013_DC-Baltimore-MD.table.csv.gz | Primary School | Baltimore Blt Washngtn IntL MD USA TMY3 WMO#=724060 | Natural Gas | 874588.7693 | 0 | 0 | 0 | 342190.4148 | 0 | 0 | 0 | 0 | 0 | 0 | 113349.4494 | 0 | 0 | 1330128.6335 | 0 | 1330128.6335 | 0 | 0 | 9795.3942 | 0 | 0 | 0 | 3832.5326 | 0 | 0 | 0 | 0 | 0 | 0 | 1269.5138 | 0 | 0 | 14897.4407 | 0 | 14897.4407 | 0 | 0 | 874.5888 | 0 | 0 | 0 | 342.1904 | 0 | 0 | 0 | 0 | 0 | 0 | 113.3494 | 0 | 0 | 1330.1286 | 0 | 1330.1286 | 0 | 0 | 0 | 0 | 4.6268 | 0 | 0 | 0 | 0 | 11.8253 | 1.5326 | 0 | 0 | 17.9847 | 17.9847 | 17.9847 | 2
DE_4A_PS_2010_EL | 4A | PS | EL | 7274 | ASHRAE30pct-state-4A | SchoolPrimary | STD2010 | DE-Wilmington-DE | Zone4A | Zone4A(DE-Wilmington-DE) | ASHRAE30pct-state-STD2010 | state | DE | 0.1011 | 1.3 | ASHRAE30pct-state-4A_SchoolPrimary_STD2010_DE-Wilmington-DE.table.csv.gz | Primary School | Wilmington New Castle Cnty Ap DE USA TMY3 WMO#=724089 | Electricity | 0 | 147616.6678 | 219250.0018 | 12736.1112 | 355925.0028 | 0 | 110941.6676 | 469.4444 | 0 | 0 | 30080.5558 | 7177.7778 | 17402.7779 | 0 | 909061.1184 | 0 | 901600.0072 | 7461.1112 | 7461.1112 | 0 | 14924.0451 | 22166.1752 | 1287.6208 | 35984.0178 | 0 | 11216.2026 | 47.4608 | 0 | 0 | 3041.1442 | 725.6733 | 1759.4208 | 0 | 91906.0791 | 0 | 91151.7607 | 754.3183 | 754.3183 | 0 | 503.8111 | 748.2935 | 43.468 | 1214.761 | 0 | 378.6405 | 1.6022 | 0 | 0 | 102.664 | 24.4975 | 59.3951 | 0 | 3102.5974 | 0 | 3077.1329 | 25.4645 | 25.4645 | 10.1177 | 0.58773 | 16.7691 | 5.1196 | 0.021663 | 1.3881 | 6.812 | 0 | 0.33123 | 0 | 0.80308 | 41.6059 | 41.9502 | 41.9502 | 1
DE_4A_PS_2013_EL | 4A | PS | EL | 8354 | ASHRAE30pct-state-4A | SchoolPrimary | STD2013 | DE-Wilmington-DE | Zone4A | Zone4A(DE-Wilmington-DE) | ASHRAE30pct-state-STD2013 | state | DE | 0.1011 | 1.3 | ASHRAE30pct-state-4A_SchoolPrimary_STD2013_DE-Wilmington-DE.table.csv.gz | Primary School | Wilmington New Castle Cnty Ap DE USA TMY3 WMO#=724089 | Electricity | 0 | 121675.001 | 191888.8904 | 12736.1112 | 317797.2248 | 0 | 95597.223 | 388.8889 | 0 | 0 | 27894.4447 | 7177.7778 | 17511.1113 | 0 | 799386.1175 | 0 | 792666.673 | 6719.4445 | 6719.4445 | 0 | 12301.3426 | 19399.9668 | 1287.6208 | 32129.2994 | 0 | 9664.8792 | 39.3167 | 0 | 0 | 2820.1284 | 725.6733 | 1770.3733 | 0 | 80817.9365 | 0 | 80138.6006 | 679.3358 | 679.3358 | 0 | 415.273 | 654.9108 | 43.468 | 1084.6321 | 0 | 326.2704 | 1.3273 | 0 | 0 | 95.2029 | 24.4975 | 59.7649 | 0 | 2728.28 | 0 | 2705.3468 | 22.9333 | 22.9333 | 8.8551 | 0.58773 | 14.9754 | 4.4115 | 0.017946 | 1.2872 | 5.6149 | 0 | 0.33123 | 0 | 0.80808 | 36.579 | 36.8891 | 36.8891 | 2
DE_4A_PS_2010_NG | 4A | PS | NG | 7283 | ASHRAE30pct-state-4A | SchoolPrimary | STD2010 | DE-Wilmington-DE | Zone4A | Zone4A(DE-Wilmington-DE) | ASHRAE30pct-state-STD2010 | state | DE | 0.1011 | 1.3 | ASHRAE30pct-state-4A_SchoolPrimary_STD2010_DE-Wilmington-DE.table.csv.gz | Primary School | Wilmington New Castle Cnty Ap DE USA TMY3 WMO#=724089 | Natural Gas | 832913.2505 | 0 | 0 | 0 | 342190.4148 | 0 | 0 | 0 | 0 | 0 | 0 | 113463.1874 | 0 | 0 | 1288557.3746 | 0 | 1288566.8528 | 0 | 0 | 10827.8723 | 0 | 0 | 0 | 4448.4754 | 0 | 0 | 0 | 0 | 0 | 0 | 1475.0214 | 0 | 0 | 16751.2459 | 0 | 16751.3691 | 0 | 0 | 832.9133 | 0 | 0 | 0 | 342.1904 | 0 | 0 | 0 | 0 | 0 | 0 | 113.4632 | 0 | 0 | 1288.5574 | 0 | 1288.5669 | 0 | 0 | 0 | 0 | 4.6268 | 0 | 0 | 0 | 0 | 11.2618 | 1.5341 | 0 | 0 | 17.4227 | 17.4226 | 17.4227 | 1
DE_4A_PS_2013_NG | 4A | PS | NG | 8363 | ASHRAE30pct-state-4A | SchoolPrimary | STD2013 | DE-Wilmington-DE | Zone4A | Zone4A(DE-Wilmington-DE) | ASHRAE30pct-state-STD2013 | state | DE | 0.1011 | 1.3 | ASHRAE30pct-state-4A_SchoolPrimary_STD2013_DE-Wilmington-DE.table.csv.gz | Primary School | Wilmington New Castle Cnty Ap DE USA TMY3 WMO#=724089 | Natural Gas | 925306.4634 | 0 | 0 | 0 | 342190.4148 | 0 | 0 | 0 | 0 | 0 | 0 | 113368.4057 | 0 | 0 | 1380865.284 | 0 | 1380865.284 | 0 | 0 | 12028.984 | 0 | 0 | 0 | 4448.4754 | 0 | 0 | 0 | 0 | 0 | 0 | 1473.7893 | 0 | 0 | 17951.2487 | 0 | 17951.2487 | 0 | 0 | 925.3065 | 0 | 0 | 0 | 342.1904 | 0 | 0 | 0 | 0 | 0 | 0 | 113.3684 | 0 | 0 | 1380.8653 | 0 | 1380.8653 | 0 | 0 | 0 | 0 | 4.6268 | 0 | 0 | 0 | 0 | 12.5111 | 1.5329 | 0 | 0 | 18.6707 | 18.6707 | 18.6707 | 2
GA_4A_PS_2010_EL | 4A | PS | EL | 7334 | ASHRAE30pct-state-4A | SchoolPrimary | STD2010 | GA-Chattanooga-TN | Zone4A | Zone4A(GA-Chattanooga-TN) | ASHRAE30pct-state-STD2010 | state | GA | 0.0947 | 0.94 | ASHRAE30pct-state-4A_SchoolPrimary_STD2010_GA-Chattanooga-TN.table.csv.gz | Primary School | Chattanooga Lovell Field Ap TN USA TMY3 WMO#=723240 | Electricity | 0 | 198352.7794 | 218905.5573 | 12722.2223 | 355925.0028 | 0 | 111602.7787 | 250 | 0 | 0 | 30655.5558 | 7175.0001 | 17508.3335 | 0 | 960563.8966 | 0 | 953097.2298 | 7466.6667 | 7466.6667 | 0 | 18784.0082 | 20730.3563 | 1204.7945 | 33706.0978 | 0 | 10568.7831 | 23.675 | 0 | 0 | 2903.0811 | 679.4725 | 1658.0392 | 0 | 90965.401 | 0 | 90258.3077 | 707.0933 | 707.0933 | 0 | 676.9719 | 747.1179 | 43.4206 | 1214.761 | 0 | 380.8968 | 0.85324 | 0 | 0 | 104.6265 | 24.4881 | 59.7554 | 0 | 3278.3748 | 0 | 3252.8913 | 25.4835 | 25.4835 | 10.1018 | 0.58709 | 16.7694 | 5.1501 | 0.011537 | 1.4147 | 9.1533 | 0 | 0.3311 | 0 | 0.80795 | 43.9824 | 44.3269 | 44.3269 | 1
GA_4A_PS_2013_EL | 4A | PS | EL | 8414 | ASHRAE30pct-state-4A | SchoolPrimary | STD2013 | GA-Chattanooga-TN | Zone4A | Zone4A(GA-Chattanooga-TN) | ASHRAE30pct-state-STD2013 | state | GA | 0.0947 | 0.94 | ASHRAE30pct-state-4A_SchoolPrimary_STD2013_GA-Chattanooga-TN.table.csv.gz | Primary School | Chattanooga Lovell Field Ap TN USA TMY3 WMO#=723240 | Electricity | 0 | 166466.668 | 191127.7793 | 12722.2223 | 317797.2248 | 0 | 92722.223 | 205.5556 | 0 | 0 | 27236.1113 | 7175.0001 | 17505.5557 | 0 | 839683.3401 | 0 | 832958.34 | 6725.0001 | 6725.0001 | 0 | 15764.3935 | 18099.8007 | 1204.7945 | 30095.3972 | 0 | 8780.7945 | 19.4661 | 0 | 0 | 2579.2597 | 679.4725 | 1657.7761 | 0 | 79518.0123 | 0 | 78881.1548 | 636.8575 | 636.8575 | 0 | 568.1456 | 652.3132 | 43.4206 | 1084.6321 | 0 | 316.4581 | 0.70155 | 0 | 0 | 92.956 | 24.4881 | 59.7459 | 0 | 2865.8132 | 0 | 2842.861 | 22.9522 | 22.9522 | 8.8199 | 0.58709 | 14.9757 | 4.2788 | 0.0094857 | 1.2569 | 7.6819 | 0 | 0.3311 | 0 | 0.80782 | 38.4383 | 38.7487 | 38.7487 | 2
GA_4A_PS_2010_NG | 4A | PS | NG | 7343 | ASHRAE30pct-state-4A | SchoolPrimary | STD2010 | GA-Chattanooga-TN | Zone4A | Zone4A(GA-Chattanooga-TN) | ASHRAE30pct-state-STD2010 | state | GA | 0.0947 | 0.94 | ASHRAE30pct-state-4A_SchoolPrimary_STD2010_GA-Chattanooga-TN.table.csv.gz | Primary School | Chattanooga Lovell Field Ap TN USA TMY3 WMO#=723240 | Natural Gas | 562083.9867 | 0 | 0 | 0 | 342190.4148 | 0 | 0 | 0 | 0 | 0 | 0 | 113321.0149 | 0 | 0 | 1017604.8945 | 0 | 1017595.4164 | 0 | 0 | 5283.5895 | 0 | 0 | 0 | 3216.5899 | 0 | 0 | 0 | 0 | 0 | 0 | 1065.2175 | 0 | 0 | 9565.486 | 0 | 9565.3969 | 0 | 0 | 562.084 | 0 | 0 | 0 | 342.1904 | 0 | 0 | 0 | 0 | 0 | 0 | 113.321 | 0 | 0 | 1017.6049 | 0 | 1017.5954 | 0 | 0 | 0 | 0 | 4.6268 | 0 | 0 | 0 | 0 | 7.5999 | 1.5322 | 0 | 0 | 13.7589 | 13.759 | 13.7589 | 1
GA_4A_PS_2013_NG | 4A | PS | NG | 8423 | ASHRAE30pct-state-4A | SchoolPrimary | STD2013 | GA-Chattanooga-TN | Zone4A | Zone4A(GA-Chattanooga-TN) | ASHRAE30pct-state-STD2013 | state | GA | 0.0947 | 0.94 | ASHRAE30pct-state-4A_SchoolPrimary_STD2013_GA-Chattanooga-TN.table.csv.gz | Primary School | Chattanooga Lovell Field Ap TN USA TMY3 WMO#=723240 | Natural Gas | 520417.9461 | 0 | 0 | 0 | 342190.4148 | 0 | 0 | 0 | 0 | 0 | 0 | 113273.624 | 0 | 0 | 975881.9849 | 0 | 975881.9849 | 0 | 0 | 4891.9287 | 0 | 0 | 0 | 3216.5899 | 0 | 0 | 0 | 0 | 0 | 0 | 1064.7721 | 0 | 0 | 9173.2907 | 0 | 9173.2907 | 0 | 0 | 520.4179 | 0 | 0 | 0 | 342.1904 | 0 | 0 | 0 | 0 | 0 | 0 | 113.2736 | 0 | 0 | 975.882 | 0 | 975.882 | 0 | 0 | 0 | 0 | 4.6268 | 0 | 0 | 0 | 0 | 7.0366 | 1.5316 | 0 | 0 | 13.1949 | 13.1949 | 13.1949 | 2
IL_4A_PS_2010_EL | 4A | PS | EL | 7394 | ASHRAE30pct-state-4A | SchoolPrimary | STD2010 | IL-StLouis-MO | Zone4A | Zone4A(IL-StLouis-MO) | ASHRAE30pct-state-STD2010 | state | IL | 0.0819 | 0.76 | ASHRAE30pct-state-4A_SchoolPrimary_STD2010_IL-StLouis-MO.table.csv.gz | Primary School | St Louis Lambert IntL Arpt MO USA TMY3 WMO#=724340 | Electricity | 0 | 172197.2236 | 219422.224 | 12738.889 | 355925.0028 | 0 | 115036.112 | 536.1111 | 0 | 0 | 30938.8891 | 7177.7778 | 17408.3335 | 0 | 938847.2297 | 0 | 931380.563 | 7466.6667 | 7466.6667 | 0 | 14102.9526 | 17970.6801 | 1043.315 | 29150.2577 | 0 | 9421.4576 | 43.9075 | 0 | 0 | 2533.895 | 587.86 | 1425.7425 | 0 | 76891.5881 | 0 | 76280.0681 | 611.52 | 611.52 | 0 | 587.7038 | 748.8812 | 43.4774 | 1214.761 | 0 | 392.6147 | 1.8297 | 0 | 0 | 105.5935 | 24.4975 | 59.4141 | 0 | 3204.2565 | 0 | 3178.773 | 25.4835 | 25.4835 | 10.1256 | 0.58786 | 16.7694 | 5.3085 | 0.02474 | 1.4277 | 7.9463 | 0 | 0.33123 | 0 | 0.80334 | 42.9802 | 43.3248 | 43.3248 | 1
IL_4A_PS_2013_EL | 4A | PS | EL | 8474 | ASHRAE30pct-state-4A | SchoolPrimary | STD2013 | IL-StLouis-MO | Zone4A | Zone4A(IL-StLouis-MO) | ASHRAE30pct-state-STD2013 | state | IL | 0.0819 | 0.76 | ASHRAE30pct-state-4A_SchoolPrimary_STD2013_IL-StLouis-MO.table.csv.gz | Primary School | St Louis Lambert IntL Arpt MO USA TMY3 WMO#=724340 | Electricity | 0 | 144938.89 | 191986.1126 | 12738.889 | 317797.2248 | 0 | 97277.7786 | 450 | 0 | 0 | 28125.0002 | 7177.7778 | 17402.7779 | 0 | 824613.8955 | 0 | 817894.451 | 6719.4445 | 6719.4445 | 0 | 11870.4951 | 15723.6626 | 1043.315 | 26027.5927 | 0 | 7967.0501 | 36.855 | 0 | 0 | 2303.4375 | 587.86 | 1425.2875 | 0 | 67535.878 | 0 | 66985.5555 | 550.3225 | 550.3225 | 0 | 494.6719 | 655.2427 | 43.4774 | 1084.6321 | 0 | 332.006 | 1.5358 | 0 | 0 | 95.9898 | 24.4975 | 59.3951 | 0 | 2814.3817 | 0 | 2791.4484 | 22.9333 | 22.9333 | 8.8595 | 0.58786 | 14.9754 | 4.4891 | 0.020766 | 1.2979 | 6.6885 | 0 | 0.33123 | 0 | 0.80308 | 37.7432 | 38.0533 | 38.0533 | 2
IL_4A_PS_2010_NG | 4A | PS | NG | 7403 | ASHRAE30pct-state-4A | SchoolPrimary | STD2010 | IL-StLouis-MO | Zone4A | Zone4A(IL-StLouis-MO) | ASHRAE30pct-state-STD2010 | state | IL | 0.0819 | 0.76 | ASHRAE30pct-state-4A_SchoolPrimary_STD2010_IL-StLouis-MO.table.csv.gz | Primary School | St Louis Lambert IntL Arpt MO USA TMY3 WMO#=724340 | Natural Gas | 824079.595 | 0 | 0 | 0 | 342190.4148 | 0 | 0 | 0 | 0 | 0 | 0 | 113425.2748 | 0 | 0 | 1279695.2846 | 0 | 1279695.2846 | 0 | 0 | 6263.0049 | 0 | 0 | 0 | 2600.6472 | 0 | 0 | 0 | 0 | 0 | 0 | 862.0321 | 0 | 0 | 9725.6842 | 0 | 9725.6842 | 0 | 0 | 824.0796 | 0 | 0 | 0 | 342.1904 | 0 | 0 | 0 | 0 | 0 | 0 | 113.4253 | 0 | 0 | 1279.6953 | 0 | 1279.6953 | 0 | 0 | 0 | 0 | 4.6268 | 0 | 0 | 0 | 0 | 11.1424 | 1.5336 | 0 | 0 | 17.3028 | 17.3028 | 17.3028 | 1
IL_4A_PS_2013_NG | 4A | PS | NG | 8483 | ASHRAE30pct-state-4A | SchoolPrimary | STD2013 | IL-StLouis-MO | Zone4A | Zone4A(IL-StLouis-MO) | ASHRAE30pct-state-STD2013 | state | IL | 0.0819 | 0.76 | ASHRAE30pct-state-4A_SchoolPrimary_STD2013_IL-StLouis-MO.table.csv.gz | Primary School | St Louis Lambert IntL Arpt MO USA TMY3 WMO#=724340 | Natural Gas | 751846.4523 | 0 | 0 | 0 | 342190.4148 | 0 | 0 | 0 | 0 | 0 | 0 | 113368.4057 | 0 | 0 | 1207395.7947 | 0 | 1207405.2728 | 0 | 0 | 5714.033 | 0 | 0 | 0 | 2600.6472 | 0 | 0 | 0 | 0 | 0 | 0 | 861.5999 | 0 | 0 | 9176.208 | 0 | 9176.2801 | 0 | 0 | 751.8465 | 0 | 0 | 0 | 342.1904 | 0 | 0 | 0 | 0 | 0 | 0 | 113.3684 | 0 | 0 | 1207.3958 | 0 | 1207.4053 | 0 | 0 | 0 | 0 | 4.6268 | 0 | 0 | 0 | 0 | 10.1657 | 1.5329 | 0 | 0 | 16.3253 | 16.3252 | 16.3253 | 2
IN_4A_PS_2010_EL | 4A | PS | EL | 7454 | ASHRAE30pct-state-4A | SchoolPrimary | STD2010 | IN-Evansville-IN | Zone4A | Zone4A(IN-Evansville-IN) | ASHRAE30pct-state-STD2010 | state | IN | 0.0907 | 0.75 | ASHRAE30pct-state-4A_SchoolPrimary_STD2010_IN-Evansville-IN.table.csv.gz | Primary School | Evansville Regional Ap IN USA TMY3 WMO#=724320 | Electricity | 0 | 180094.4459 | 219661.1129 | 12758.3334 | 355925.0028 | 0 | 113277.7787 | 450 | 0 | 0 | 30652.778 | 7177.7778 | 17450.0001 | 0 | 944908.3409 | 0 | 937447.2297 | 7461.1112 | 7461.1112 | 0 | 16334.5662 | 19923.2629 | 1157.1808 | 32282.3978 | 0 | 10274.2945 | 40.815 | 0 | 0 | 2780.207 | 651.0244 | 1582.715 | 0 | 85703.1865 | 0 | 85026.4637 | 676.7228 | 676.7228 | 0 | 614.6568 | 749.6966 | 43.5438 | 1214.761 | 0 | 386.6135 | 1.5358 | 0 | 0 | 104.617 | 24.4975 | 59.5563 | 0 | 3224.9429 | 0 | 3199.4783 | 25.4645 | 25.4645 | 10.1367 | 0.58876 | 16.7691 | 5.2274 | 0.020766 | 1.4145 | 8.3108 | 0 | 0.33123 | 0 | 0.80526 | 43.2602 | 43.6045 | 43.6045 | 1
IN_4A_PS_2013_EL | 4A | PS | EL | 8534 | ASHRAE30pct-state-4A | SchoolPrimary | STD2013 | IN-Evansville-IN | Zone4A | Zone4A(IN-Evansville-IN) | ASHRAE30pct-state-STD2013 | state | IN | 0.0907 | 0.75 | ASHRAE30pct-state-4A_SchoolPrimary_STD2013_IN-Evansville-IN.table.csv.gz | Primary School | Evansville Regional Ap IN USA TMY3 WMO#=724320 | Electricity | 0 | 152722.2234 | 192438.8904 | 12758.3334 | 317797.2248 | 0 | 94886.1119 | 380.5556 | 0 | 0 | 27388.8891 | 7177.7778 | 17441.6668 | 0 | 829713.8955 | 0 | 822991.6733 | 6722.2223 | 6722.2223 | 0 | 13851.9057 | 17454.2074 | 1157.1808 | 28824.2083 | 0 | 8606.1703 | 34.5164 | 0 | 0 | 2484.1722 | 651.0244 | 1581.9592 | 0 | 75255.0503 | 0 | 74645.3448 | 609.7056 | 609.7056 | 0 | 521.2362 | 656.788 | 43.5438 | 1084.6321 | 0 | 323.8434 | 1.2988 | 0 | 0 | 93.4774 | 24.4975 | 59.5279 | 0 | 2831.7878 | 0 | 2808.8451 | 22.9427 | 22.9427 | 8.8804 | 0.58876 | 14.9755 | 4.3787 | 0.017561 | 1.2639 | 7.0476 | 0 | 0.33123 | 0 | 0.80488 | 37.9784 | 38.2886 | 38.2886 | 2
IN_4A_PS_2010_NG | 4A | PS | NG | 7463 | ASHRAE30pct-state-4A | SchoolPrimary | STD2010 | IN-Evansville-IN | Zone4A | Zone4A(IN-Evansville-IN) | ASHRAE30pct-state-STD2010 | state | IN | 0.0907 | 0.75 | ASHRAE30pct-state-4A_SchoolPrimary_STD2010_IN-Evansville-IN.table.csv.gz | Primary School | Evansville Regional Ap IN USA TMY3 WMO#=724320 | Natural Gas | 766679.7902 | 0 | 0 | 0 | 342190.4148 | 0 | 0 | 0 | 0 | 0 | 0 | 113415.7966 | 0 | 0 | 1222286.0016 | 0 | 1222286.0016 | 0 | 0 | 5750.0984 | 0 | 0 | 0 | 2566.4281 | 0 | 0 | 0 | 0 | 0 | 0 | 850.6185 | 0 | 0 | 9167.145 | 0 | 9167.145 | 0 | 0 | 766.6798 | 0 | 0 | 0 | 342.1904 | 0 | 0 | 0 | 0 | 0 | 0 | 113.4158 | 0 | 0 | 1222.286 | 0 | 1222.286 | 0 | 0 | 0 | 0 | 4.6268 | 0 | 0 | 0 | 0 | 10.3663 | 1.5335 | 0 | 0 | 16.5265 | 16.5265 | 16.5265 | 1
IN_4A_PS_2013_NG | 4A | PS | NG | 8543 | ASHRAE30pct-state-4A | SchoolPrimary | STD2013 | IN-Evansville-IN | Zone4A | Zone4A(IN-Evansville-IN) | ASHRAE30pct-state-STD2013 | state | IN | 0.0907 | 0.75 | ASHRAE30pct-state-4A_SchoolPrimary_STD2013_IN-Evansville-IN.table.csv.gz | Primary School | Evansville Regional Ap IN USA TMY3 WMO#=724320 | Natural Gas | 694958.4687 | 0 | 0 | 0 | 342190.4148 | 0 | 0 | 0 | 0 | 0 | 0 | 113330.493 | 0 | 0 | 1150488.8548 | 0 | 1150479.3766 | 0 | 0 | 5212.1885 | 0 | 0 | 0 | 2566.4281 | 0 | 0 | 0 | 0 | 0 | 0 | 849.9787 | 0 | 0 | 8628.6664 | 0 | 8628.5953 | 0 | 0 | 694.9585 | 0 | 0 | 0 | 342.1904 | 0 | 0 | 0 | 0 | 0 | 0 | 113.3305 | 0 | 0 | 1150.4889 | 0 | 1150.4794 | 0 | 0 | 0 | 0 | 4.6268 | 0 | 0 | 0 | 0 | 9.3965 | 1.5323 | 0 | 0 | 15.5556 | 15.5558 | 15.5556 | 2
KS_4A_PS_2010_EL | 4A | PS | EL | 7514 | ASHRAE30pct-state-4A | SchoolPrimary | STD2010 | KS-Topeka-KS | Zone4A | Zone4A(KS-Topeka-KS) | ASHRAE30pct-state-STD2010 | state | KS | 0.0913 | 0.86 | ASHRAE30pct-state-4A_SchoolPrimary_STD2010_KS-Topeka-KS.table.csv.gz | Primary School | Topeka Municipal Ap KS USA TMY3 WMO#=724560 | Electricity | 0 | 171902.7792 | 219869.4462 | 12716.6668 | 355925.0028 | 0 | 111311.112 | 508.3333 | 0 | 0 | 30794.4447 | 7177.7778 | 17425.0001 | 0 | 935094.4519 | 0 | 927630.563 | 7463.8889 | 7463.8889 | 0 | 15694.7237 | 20074.0804 | 1161.0317 | 32495.9528 | 0 | 10162.7045 | 46.4108 | 0 | 0 | 2811.5328 | 655.3311 | 1590.9025 | 0 | 85374.1235 | 0 | 84692.6704 | 681.4531 | 681.4531 | 0 | 586.6989 | 750.4076 | 43.4016 | 1214.761 | 0 | 379.9014 | 1.7349 | 0 | 0 | 105.1005 | 24.4975 | 59.471 | 0 | 3191.4484 | 0 | 3165.9744 | 25.474 | 25.474 | 10.1463 | 0.58683 | 16.7692 | 5.1366 | 0.023458 | 1.4211 | 7.9328 | 0 | 0.33123 | 0 | 0.80411 | 42.8072 | 43.1516 | 43.1516 | 1
KS_4A_PS_2013_EL | 4A | PS | EL | 8594 | ASHRAE30pct-state-4A | SchoolPrimary | STD2013 | KS-Topeka-KS | Zone4A | Zone4A(KS-Topeka-KS) | ASHRAE30pct-state-STD2013 | state | KS | 0.0913 | 0.86 | ASHRAE30pct-state-4A_SchoolPrimary_STD2013_KS-Topeka-KS.table.csv.gz | Primary School | Topeka Municipal Ap KS USA TMY3 WMO#=724560 | Electricity | 0 | 145752.7789 | 192319.446 | 12716.6668 | 317797.2248 | 0 | 96186.1119 | 438.8889 | 0 | 0 | 28419.4447 | 7177.7778 | 17422.2224 | 0 | 824952.7844 | 0 | 818230.5621 | 6722.2223 | 6722.2223 | 0 | 13307.2287 | 17558.7654 | 1161.0317 | 29014.8866 | 0 | 8781.792 | 40.0706 | 0 | 0 | 2594.6953 | 655.3311 | 1590.6489 | 0 | 75318.1892 | 0 | 74704.4503 | 613.7389 | 613.7389 | 0 | 497.4497 | 656.3803 | 43.4016 | 1084.6321 | 0 | 328.2802 | 1.4979 | 0 | 0 | 96.9947 | 24.4975 | 59.4615 | 0 | 2815.5383 | 0 | 2792.5955 | 22.9427 | 22.9427 | 8.8749 | 0.58683 | 14.9755 | 4.4387 | 0.020253 | 1.3115 | 6.726 | 0 | 0.33123 | 0 | 0.80398 | 37.7587 | 38.0689 | 38.0689 | 2
KS_4A_PS_2010_NG | 4A | PS | NG | 7523 | ASHRAE30pct-state-4A | SchoolPrimary | STD2010 | KS-Topeka-KS | Zone4A | Zone4A(KS-Topeka-KS) | ASHRAE30pct-state-STD2010 | state | KS | 0.0913 | 0.86 | ASHRAE30pct-state-4A_SchoolPrimary_STD2010_KS-Topeka-KS.table.csv.gz | Primary School | Topeka Municipal Ap KS USA TMY3 WMO#=724560 | Natural Gas | 819634.3327 | 0 | 0 | 0 | 342190.4148 | 0 | 0 | 0 | 0 | 0 | 0 | 113453.7093 | 0 | 0 | 1275268.9786 | 0 | 1275278.4568 | 0 | 0 | 7048.8553 | 0 | 0 | 0 | 2942.8376 | 0 | 0 | 0 | 0 | 0 | 0 | 975.7019 | 0 | 0 | 10967.3132 | 0 | 10967.3947 | 0 | 0 | 819.6343 | 0 | 0 | 0 | 342.1904 | 0 | 0 | 0 | 0 | 0 | 0 | 113.4537 | 0 | 0 | 1275.269 | 0 | 1275.2785 | 0 | 0 | 0 | 0 | 4.6268 | 0 | 0 | 0 | 0 | 11.0823 | 1.534 | 0 | 0 | 17.243 | 17.2429 | 17.243 | 1
KS_4A_PS_2013_NG | 4A | PS | NG | 8603 | ASHRAE30pct-state-4A | SchoolPrimary | STD2013 | KS-Topeka-KS | Zone4A | Zone4A(KS-Topeka-KS) | ASHRAE30pct-state-STD2013 | state | KS | 0.0913 | 0.86 | ASHRAE30pct-state-4A_SchoolPrimary_STD2013_KS-Topeka-KS.table.csv.gz | Primary School | Topeka Municipal Ap KS USA TMY3 WMO#=724560 | Natural Gas | 747296.9301 | 0 | 0 | 0 | 342190.4148 | 0 | 0 | 0 | 0 | 0 | 0 | 113349.4494 | 0 | 0 | 1202836.7943 | 0 | 1202836.7943 | 0 | 0 | 6426.7536 | 0 | 0 | 0 | 2942.8376 | 0 | 0 | 0 | 0 | 0 | 0 | 974.8053 | 0 | 0 | 10344.3964 | 0 | 10344.3964 | 0 | 0 | 747.2969 | 0 | 0 | 0 | 342.1904 | 0 | 0 | 0 | 0 | 0 | 0 | 113.3494 | 0 | 0 | 1202.8368 | 0 | 1202.8368 | 0 | 0 | 0 | 0 | 4.6268 | 0 | 0 | 0 | 0 | 10.1042 | 1.5326 | 0 | 0 | 16.2636 | 16.2636 | 16.2636 | 2
KY_4A_PS_2010_EL | 4A | PS | EL | 7574 | ASHRAE30pct-state-4A | SchoolPrimary | STD2010 | KY-Lexington-KY | Zone4A | Zone4A(KY-Lexington-KY) | ASHRAE30pct-state-STD2010 | state | KY | 0.0866 | 0.81 | ASHRAE30pct-state-4A_SchoolPrimary_STD2010_KY-Lexington-KY.table.csv.gz | Primary School | Lexington Bluegrass Ap KY USA TMY3 WMO#=724220 | Electricity | 0 | 163225.0013 | 218922.224 | 12713.889 | 355925.0028 | 0 | 111394.4453 | 511.1111 | 0 | 0 | 30744.4447 | 7177.7778 | 17436.1113 | 0 | 925508.3407 | 0 | 918050.0073 | 7458.3334 | 7458.3334 | 0 | 14135.2851 | 18958.6646 | 1101.0228 | 30823.1052 | 0 | 9646.759 | 44.2622 | 0 | 0 | 2662.4689 | 621.5956 | 1509.9672 | 0 | 80149.0223 | 0 | 79503.1306 | 645.8917 | 645.8917 | 0 | 557.0819 | 747.1748 | 43.3921 | 1214.761 | 0 | 380.1858 | 1.7444 | 0 | 0 | 104.9298 | 24.4975 | 59.5089 | 0 | 3158.7313 | 0 | 3133.2762 | 25.4551 | 25.4551 | 10.1026 | 0.5867 | 16.769 | 5.1405 | 0.023586 | 1.4188 | 7.5323 | 0 | 0.33123 | 0 | 0.80462 | 42.365 | 42.7092 | 42.7092 | 1
KY_4A_PS_2013_EL | 4A | PS | EL | 8654 | ASHRAE30pct-state-4A | SchoolPrimary | STD2013 | KY-Lexington-KY | Zone4A | Zone4A(KY-Lexington-KY) | ASHRAE30pct-state-STD2013 | state | KY | 0.0866 | 0.81 | ASHRAE30pct-state-4A_SchoolPrimary_STD2013_KY-Lexington-KY.table.csv.gz | Primary School | Lexington Bluegrass Ap KY USA TMY3 WMO#=724220 | Electricity | 0 | 138616.6678 | 191408.3349 | 12713.889 | 317797.2248 | 0 | 93866.6674 | 430.5556 | 0 | 0 | 27611.1113 | 7177.7778 | 17427.7779 | 0 | 813772.2287 | 0 | 807050.0065 | 6722.2223 | 6722.2223 | 0 | 12004.2034 | 16575.9618 | 1101.0228 | 27521.2397 | 0 | 8128.8534 | 37.2861 | 0 | 0 | 2391.1222 | 621.5956 | 1509.2456 | 0 | 70472.675 | 0 | 69890.5306 | 582.1444 | 582.1444 | 0 | 473.0944 | 653.2707 | 43.3921 | 1084.6321 | 0 | 320.364 | 1.4695 | 0 | 0 | 94.2359 | 24.4975 | 59.4805 | 0 | 2777.3794 | 0 | 2754.4367 | 22.9427 | 22.9427 | 8.8329 | 0.5867 | 14.9755 | 4.3316 | 0.019869 | 1.2742 | 6.3967 | 0 | 0.33123 | 0 | 0.80424 | 37.2428 | 37.553 | 37.553 | 2
KY_4A_PS_2010_NG | 4A | PS | NG | 7583 | ASHRAE30pct-state-4A | SchoolPrimary | STD2010 | KY-Lexington-KY | Zone4A | Zone4A(KY-Lexington-KY) | ASHRAE30pct-state-STD2010 | state | KY | 0.0866 | 0.81 | ASHRAE30pct-state-4A_SchoolPrimary_STD2010_KY-Lexington-KY.table.csv.gz | Primary School | Lexington Bluegrass Ap KY USA TMY3 WMO#=724220 | Natural Gas | 797825.0608 | 0 | 0 | 0 | 342190.4148 | 0 | 0 | 0 | 0 | 0 | 0 | 113415.7966 | 0 | 0 | 1253431.2722 | 0 | 1253431.2722 | 0 | 0 | 6462.383 | 0 | 0 | 0 | 2771.7424 | 0 | 0 | 0 | 0 | 0 | 0 | 918.668 | 0 | 0 | 10152.7933 | 0 | 10152.7933 | 0 | 0 | 797.8251 | 0 | 0 | 0 | 342.1904 | 0 | 0 | 0 | 0 | 0 | 0 | 113.4158 | 0 | 0 | 1253.4313 | 0 | 1253.4313 | 0 | 0 | 0 | 0 | 4.6268 | 0 | 0 | 0 | 0 | 10.7874 | 1.5335 | 0 | 0 | 16.9477 | 16.9477 | 16.9477 | 1
KY_4A_PS_2013_NG | 4A | PS | NG | 8663 | ASHRAE30pct-state-4A | SchoolPrimary | STD2013 | KY-Lexington-KY | Zone4A | Zone4A(KY-Lexington-KY) | ASHRAE30pct-state-STD2013 | state | KY | 0.0866 | 0.81 | ASHRAE30pct-state-4A_SchoolPrimary_STD2013_KY-Lexington-KY.table.csv.gz | Primary School | Lexington Bluegrass Ap KY USA TMY3 WMO#=724220 | Natural Gas | 736302.2515 | 0 | 0 | 0 | 342190.4148 | 0 | 0 | 0 | 0 | 0 | 0 | 113377.8839 | 0 | 0 | 1191870.5502 | 0 | 1191870.5502 | 0 | 0 | 5964.0482 | 0 | 0 | 0 | 2771.7424 | 0 | 0 | 0 | 0 | 0 | 0 | 918.3609 | 0 | 0 | 9654.1515 | 0 | 9654.1515 | 0 | 0 | 736.3023 | 0 | 0 | 0 | 342.1904 | 0 | 0 | 0 | 0 | 0 | 0 | 113.3779 | 0 | 0 | 1191.8706 | 0 | 1191.8706 | 0 | 0 | 0 | 0 | 4.6268 | 0 | 0 | 0 | 0 | 9.9555 | 1.533 | 0 | 0 | 16.1153 | 16.1153 | 16.1153 | 2
MD_4A_PS_2010_EL | 4A | PS | EL | 7634 | ASHRAE30pct-state-4A | SchoolPrimary | STD2010 | MD-Baltimore-MD | Zone4A | Zone4A(MD-Baltimore-MD) | ASHRAE30pct-state-STD2010 | state | MD | 0.1052 | 0.99 | ASHRAE30pct-state-4A_SchoolPrimary_STD2010_MD-Baltimore-MD.table.csv.gz | Primary School | Baltimore Blt Washngtn IntL MD USA TMY3 WMO#=724060 | Electricity | 0 | 159066.6679 | 219813.8906 | 12727.7779 | 355925.0028 | 0 | 110380.5564 | 416.6667 | 0 | 0 | 30333.3336 | 7177.7778 | 17413.889 | 0 | 920716.674 | 0 | 913255.5629 | 7461.1112 | 7461.1112 | 0 | 16733.8135 | 23124.4213 | 1338.9622 | 37443.3103 | 0 | 11612.0345 | 43.8333 | 0 | 0 | 3191.0667 | 755.1022 | 1831.9411 | 0 | 96859.3941 | 0 | 96074.4852 | 784.9089 | 784.9089 | 0 | 542.8896 | 750.218 | 43.4395 | 1214.761 | 0 | 376.7254 | 1.4221 | 0 | 0 | 103.5267 | 24.4975 | 59.4331 | 0 | 3142.3775 | 0 | 3116.9129 | 25.4645 | 25.4645 | 10.1437 | 0.58735 | 16.7691 | 5.0937 | 0.019228 | 1.3998 | 7.3404 | 0 | 0.33123 | 0 | 0.80359 | 42.1438 | 42.4881 | 42.4881 | 1
MD_4A_PS_2013_EL | 4A | PS | EL | 8714 | ASHRAE30pct-state-4A | SchoolPrimary | STD2013 | MD-Baltimore-MD | Zone4A | Zone4A(MD-Baltimore-MD) | ASHRAE30pct-state-STD2013 | state | MD | 0.1052 | 0.99 | ASHRAE30pct-state-4A_SchoolPrimary_STD2013_MD-Baltimore-MD.table.csv.gz | Primary School | Baltimore Blt Washngtn IntL MD USA TMY3 WMO#=724060 | Electricity | 0 | 135130.5566 | 192461.1127 | 12727.7779 | 317797.2248 | 0 | 94891.6674 | 352.7778 | 0 | 0 | 28141.6669 | 7177.7778 | 17513.889 | 0 | 812916.6732 | 0 | 806194.4509 | 6722.2223 | 6722.2223 | 0 | 14215.7346 | 20246.9091 | 1338.9622 | 33432.268 | 0 | 9982.6034 | 37.1122 | 0 | 0 | 2960.5034 | 755.1022 | 1842.4611 | 0 | 85518.834 | 0 | 84811.6562 | 707.1778 | 707.1778 | 0 | 461.1964 | 656.8638 | 43.4395 | 1084.6321 | 0 | 323.8623 | 1.204 | 0 | 0 | 96.0466 | 24.4975 | 59.7744 | 0 | 2774.4594 | 0 | 2751.5167 | 22.9427 | 22.9427 | 8.8815 | 0.58735 | 14.9755 | 4.3789 | 0.01628 | 1.2986 | 6.2358 | 0 | 0.33123 | 0 | 0.80821 | 37.2033 | 37.5135 | 37.5135 | 2
MD_4A_PS_2010_NG | 4A | PS | NG | 7643 | ASHRAE30pct-state-4A | SchoolPrimary | STD2010 | MD-Baltimore-MD | Zone4A | Zone4A(MD-Baltimore-MD) | ASHRAE30pct-state-STD2010 | state | MD | 0.1052 | 0.99 | ASHRAE30pct-state-4A_SchoolPrimary_STD2010_MD-Baltimore-MD.table.csv.gz | Primary School | Baltimore Blt Washngtn IntL MD USA TMY3 WMO#=724060 | Natural Gas | 774053.8074 | 0 | 0 | 0 | 342190.4148 | 0 | 0 | 0 | 0 | 0 | 0 | 113434.7529 | 0 | 0 | 1229678.9751 | 0 | 1229678.9751 | 0 | 0 | 7663.1327 | 0 | 0 | 0 | 3387.6851 | 0 | 0 | 0 | 0 | 0 | 0 | 1123.0041 | 0 | 0 | 12173.8219 | 0 | 12173.8219 | 0 | 0 | 774.0538 | 0 | 0 | 0 | 342.1904 | 0 | 0 | 0 | 0 | 0 | 0 | 113.4348 | 0 | 0 | 1229.679 | 0 | 1229.679 | 0 | 0 | 0 | 0 | 4.6268 | 0 | 0 | 0 | 0 | 10.466 | 1.5338 | 0 | 0 | 16.6265 | 16.6265 | 16.6265 | 1
MD_4A_PS_2013_NG | 4A | PS | NG | 8723 | ASHRAE30pct-state-4A | SchoolPrimary | STD2013 | MD-Baltimore-MD | Zone4A | Zone4A(MD-Baltimore-MD) | ASHRAE30pct-state-STD2013 | state | MD | 0.1052 | 0.99 | ASHRAE30pct-state-4A_SchoolPrimary_STD2013_MD-Baltimore-MD.table.csv.gz | Primary School | Baltimore Blt Washngtn IntL MD USA TMY3 WMO#=724060 | Natural Gas | 874588.7693 | 0 | 0 | 0 | 342190.4148 | 0 | 0 | 0 | 0 | 0 | 0 | 113349.4494 | 0 | 0 | 1330128.6335 | 0 | 1330128.6335 | 0 | 0 | 8658.4288 | 0 | 0 | 0 | 3387.6851 | 0 | 0 | 0 | 0 | 0 | 0 | 1122.1595 | 0 | 0 | 13168.2735 | 0 | 13168.2735 | 0 | 0 | 874.5888 | 0 | 0 | 0 | 342.1904 | 0 | 0 | 0 | 0 | 0 | 0 | 113.3494 | 0 | 0 | 1330.1286 | 0 | 1330.1286 | 0 | 0 | 0 | 0 | 4.6268 | 0 | 0 | 0 | 0 | 11.8253 | 1.5326 | 0 | 0 | 17.9847 | 17.9847 | 17.9847 | 2
MO_4A_PS_2010_EL | 4A | PS | EL | 7694 | ASHRAE30pct-state-4A | SchoolPrimary | STD2010 | MO-StLouis-MO | Zone4A | Zone4A(MO-StLouis-MO) | ASHRAE30pct-state-STD2010 | state | MO | 0.0816 | 0.95 | ASHRAE30pct-state-4A_SchoolPrimary_STD2010_MO-StLouis-MO.table.csv.gz | Primary School | St Louis Lambert IntL Arpt MO USA TMY3 WMO#=724340 | Electricity | 0 | 172197.2236 | 219422.224 | 12738.889 | 355925.0028 | 0 | 115036.112 | 536.1111 | 0 | 0 | 30938.8891 | 7177.7778 | 17408.3335 | 0 | 938847.2297 | 0 | 931380.563 | 7466.6667 | 7466.6667 | 0 | 14051.2934 | 17904.8535 | 1039.4933 | 29043.4802 | 0 | 9386.9467 | 43.7467 | 0 | 0 | 2524.6134 | 585.7067 | 1420.52 | 0 | 76609.9339 | 0 | 76000.6539 | 609.28 | 609.28 | 0 | 587.7038 | 748.8812 | 43.4774 | 1214.761 | 0 | 392.6147 | 1.8297 | 0 | 0 | 105.5935 | 24.4975 | 59.4141 | 0 | 3204.2565 | 0 | 3178.773 | 25.4835 | 25.4835 | 10.1256 | 0.58786 | 16.7694 | 5.3085 | 0.02474 | 1.4277 | 7.9463 | 0 | 0.33123 | 0 | 0.80334 | 42.9802 | 43.3248 | 43.3248 | 1
MO_4A_PS_2013_EL | 4A | PS | EL | 8774 | ASHRAE30pct-state-4A | SchoolPrimary | STD2013 | MO-StLouis-MO | Zone4A | Zone4A(MO-StLouis-MO) | ASHRAE30pct-state-STD2013 | state | MO | 0.0816 | 0.95 | ASHRAE30pct-state-4A_SchoolPrimary_STD2013_MO-StLouis-MO.table.csv.gz | Primary School | St Louis Lambert IntL Arpt MO USA TMY3 WMO#=724340 | Electricity | 0 | 144938.89 | 191986.1126 | 12738.889 | 317797.2248 | 0 | 97277.7786 | 450 | 0 | 0 | 28125.0002 | 7177.7778 | 17402.7779 | 0 | 824613.8955 | 0 | 817894.451 | 6719.4445 | 6719.4445 | 0 | 11827.0134 | 15666.0668 | 1039.4933 | 25932.2535 | 0 | 7937.8667 | 36.72 | 0 | 0 | 2295 | 585.7067 | 1420.0667 | 0 | 67288.4939 | 0 | 66740.1872 | 548.3067 | 548.3067 | 0 | 494.6719 | 655.2427 | 43.4774 | 1084.6321 | 0 | 332.006 | 1.5358 | 0 | 0 | 95.9898 | 24.4975 | 59.3951 | 0 | 2814.3817 | 0 | 2791.4484 | 22.9333 | 22.9333 | 8.8595 | 0.58786 | 14.9754 | 4.4891 | 0.020766 | 1.2979 | 6.6885 | 0 | 0.33123 | 0 | 0.80308 | 37.7432 | 38.0533 | 38.0533 | 2
MO_4A_PS_2010_NG | 4A | PS | NG | 7703 | ASHRAE30pct-state-4A | SchoolPrimary | STD2010 | MO-StLouis-MO | Zone4A | Zone4A(MO-StLouis-MO) | ASHRAE30pct-state-STD2010 | state | MO | 0.0816 | 0.95 | ASHRAE30pct-state-4A_SchoolPrimary_STD2010_MO-StLouis-MO.table.csv.gz | Primary School | St Louis Lambert IntL Arpt MO USA TMY3 WMO#=724340 | Natural Gas | 824079.595 | 0 | 0 | 0 | 342190.4148 | 0 | 0 | 0 | 0 | 0 | 0 | 113425.2748 | 0 | 0 | 1279695.2846 | 0 | 1279695.2846 | 0 | 0 | 7828.7562 | 0 | 0 | 0 | 3250.8089 | 0 | 0 | 0 | 0 | 0 | 0 | 1077.5401 | 0 | 0 | 12157.1052 | 0 | 12157.1052 | 0 | 0 | 824.0796 | 0 | 0 | 0 | 342.1904 | 0 | 0 | 0 | 0 | 0 | 0 | 113.4253 | 0 | 0 | 1279.6953 | 0 | 1279.6953 | 0 | 0 | 0 | 0 | 4.6268 | 0 | 0 | 0 | 0 | 11.1424 | 1.5336 | 0 | 0 | 17.3028 | 17.3028 | 17.3028 | 1
MO_4A_PS_2013_NG | 4A | PS | NG | 8783 | ASHRAE30pct-state-4A | SchoolPrimary | STD2013 | MO-StLouis-MO | Zone4A | Zone4A(MO-StLouis-MO) | ASHRAE30pct-state-STD2013 | state | MO | 0.0816 | 0.95 | ASHRAE30pct-state-4A_SchoolPrimary_STD2013_MO-StLouis-MO.table.csv.gz | Primary School | St Louis Lambert IntL Arpt MO USA TMY3 WMO#=724340 | Natural Gas | 751846.4523 | 0 | 0 | 0 | 342190.4148 | 0 | 0 | 0 | 0 | 0 | 0 | 113368.4057 | 0 | 0 | 1207395.7947 | 0 | 1207405.2728 | 0 | 0 | 7142.5413 | 0 | 0 | 0 | 3250.8089 | 0 | 0 | 0 | 0 | 0 | 0 | 1076.9999 | 0 | 0 | 11470.26 | 0 | 11470.3501 | 0 | 0 | 751.8465 | 0 | 0 | 0 | 342.1904 | 0 | 0 | 0 | 0 | 0 | 0 | 113.3684 | 0 | 0 | 1207.3958 | 0 | 1207.4053 | 0 | 0 | 0 | 0 | 4.6268 | 0 | 0 | 0 | 0 | 10.1657 | 1.5329 | 0 | 0 | 16.3253 | 16.3252 | 16.3253 | 2
NC_4A_PS_2010_EL | 4A | PS | EL | 7754 | ASHRAE30pct-state-4A | SchoolPrimary | STD2010 | NC-Raleigh-NC | Zone4A | Zone4A(NC-Raleigh-NC) | ASHRAE30pct-state-STD2010 | state | NC | 0.0861 | 0.84 | ASHRAE30pct-state-4A_SchoolPrimary_STD2010_NC-Raleigh-NC.table.csv.gz | Primary School | Raleigh Durham International NC USA TMY3 WMO#=723060 | Electricity | 0 | 195286.1127 | 219272.224 | 12719.4445 | 355925.0028 | 0 | 111844.4453 | 280.5556 | 0 | 0 | 30711.1114 | 7177.7778 | 17500.0001 | 0 | 958177.7854 | 0 | 950716.6743 | 7461.1112 | 7461.1112 | 0 | 16814.1343 | 18879.3385 | 1095.1442 | 30645.1427 | 0 | 9629.8067 | 24.1558 | 0 | 0 | 2644.2267 | 618.0067 | 1506.75 | 0 | 82499.1073 | 0 | 81856.7057 | 642.4017 | 642.4017 | 0 | 666.5054 | 748.3693 | 43.4111 | 1214.761 | 0 | 381.7216 | 0.95753 | 0 | 0 | 104.8161 | 24.4975 | 59.727 | 0 | 3270.2311 | 0 | 3244.7665 | 25.4645 | 25.4645 | 10.1187 | 0.58696 | 16.7691 | 5.1613 | 0.012947 | 1.4172 | 9.0118 | 0 | 0.33123 | 0 | 0.80757 | 43.8725 | 44.2168 | 44.2168 | 1
NC_4A_PS_2013_EL | 4A | PS | EL | 8834 | ASHRAE30pct-state-4A | SchoolPrimary | STD2013 | NC-Raleigh-NC | Zone4A | Zone4A(NC-Raleigh-NC) | ASHRAE30pct-state-STD2013 | state | NC | 0.0861 | 0.84 | ASHRAE30pct-state-4A_SchoolPrimary_STD2013_NC-Raleigh-NC.table.csv.gz | Primary School | Raleigh Durham International NC USA TMY3 WMO#=723060 | Electricity | 0 | 162430.5569 | 191200.0015 | 12719.4445 | 317797.2248 | 0 | 93005.5563 | 236.1111 | 0 | 0 | 27288.8891 | 7175.0001 | 17500.0001 | 0 | 836075.0067 | 0 | 829352.7844 | 6722.2223 | 6722.2223 | 0 | 13985.2709 | 16462.3201 | 1095.1442 | 27362.3411 | 0 | 8007.7784 | 20.3292 | 0 | 0 | 2349.5734 | 617.7675 | 1506.75 | 0 | 71986.0581 | 0 | 71407.2747 | 578.7833 | 578.7833 | 0 | 554.3705 | 652.5597 | 43.4111 | 1084.6321 | 0 | 317.4251 | 0.80584 | 0 | 0 | 93.1361 | 24.4881 | 59.727 | 0 | 2853.4981 | 0 | 2830.5553 | 22.9427 | 22.9427 | 8.8233 | 0.58696 | 14.9755 | 4.2919 | 0.010896 | 1.2593 | 7.4956 | 0 | 0.3311 | 0 | 0.80757 | 38.272 | 38.5822 | 38.5822 | 2
NC_4A_PS_2010_NG | 4A | PS | NG | 7763 | ASHRAE30pct-state-4A | SchoolPrimary | STD2010 | NC-Raleigh-NC | Zone4A | Zone4A(NC-Raleigh-NC) | ASHRAE30pct-state-STD2010 | state | NC | 0.0861 | 0.84 | ASHRAE30pct-state-4A_SchoolPrimary_STD2010_NC-Raleigh-NC.table.csv.gz | Primary School | Raleigh Durham International NC USA TMY3 WMO#=723060 | Natural Gas | 610318.3999 | 0 | 0 | 0 | 342190.4148 | 0 | 0 | 0 | 0 | 0 | 0 | 113330.493 | 0 | 0 | 1065848.786 | 0 | 1065839.3078 | 0 | 0 | 5126.6746 | 0 | 0 | 0 | 2874.3995 | 0 | 0 | 0 | 0 | 0 | 0 | 951.9761 | 0 | 0 | 8953.1298 | 0 | 8953.0502 | 0 | 0 | 610.3184 | 0 | 0 | 0 | 342.1904 | 0 | 0 | 0 | 0 | 0 | 0 | 113.3305 | 0 | 0 | 1065.8488 | 0 | 1065.8393 | 0 | 0 | 0 | 0 | 4.6268 | 0 | 0 | 0 | 0 | 8.2521 | 1.5323 | 0 | 0 | 14.4112 | 14.4113 | 14.4112 | 1
NC_4A_PS_2013_NG | 4A | PS | NG | 8843 | ASHRAE30pct-state-4A | SchoolPrimary | STD2013 | NC-Raleigh-NC | Zone4A | Zone4A(NC-Raleigh-NC) | ASHRAE30pct-state-STD2013 | state | NC | 0.0861 | 0.84 | ASHRAE30pct-state-4A_SchoolPrimary_STD2013_NC-Raleigh-NC.table.csv.gz | Primary School | Raleigh Durham International NC USA TMY3 WMO#=723060 | Natural Gas | 559885.051 | 0 | 0 | 0 | 342190.4148 | 0 | 0 | 0 | 0 | 0 | 0 | 113273.624 | 0 | 0 | 1015349.0898 | 0 | 1015349.0898 | 0 | 0 | 4703.0344 | 0 | 0 | 0 | 2874.3995 | 0 | 0 | 0 | 0 | 0 | 0 | 951.4984 | 0 | 0 | 8528.9324 | 0 | 8528.9324 | 0 | 0 | 559.8851 | 0 | 0 | 0 | 342.1904 | 0 | 0 | 0 | 0 | 0 | 0 | 113.2736 | 0 | 0 | 1015.3491 | 0 | 1015.3491 | 0 | 0 | 0 | 0 | 4.6268 | 0 | 0 | 0 | 0 | 7.5702 | 1.5316 | 0 | 0 | 13.7285 | 13.7285 | 13.7285 | 2
NJ_4A_PS_2010_EL | 4A | PS | EL | 7814 | ASHRAE30pct-state-4A | SchoolPrimary | STD2010 | NJ-Newark-NJ | Zone4A | Zone4A(NJ-Newark-NJ) | ASHRAE30pct-state-STD2010 | state | NJ | 0.1283 | 0.84 | ASHRAE30pct-state-4A_SchoolPrimary_STD2010_NJ-Newark-NJ.table.csv.gz | Primary School | Newark International Arpt NJ USA TMY3 WMO#=725020 | Electricity | 0 | 148536.1123 | 219697.224 | 12752.7779 | 355925.0028 | 0 | 111219.4453 | 519.4444 | 0 | 0 | 30380.5558 | 7177.7778 | 17383.3335 | 0 | 911055.5628 | 0 | 903591.6739 | 7463.8889 | 7463.8889 | 0 | 19057.1832 | 28187.1538 | 1636.1814 | 45665.1779 | 0 | 14269.4548 | 66.6447 | 0 | 0 | 3897.8253 | 920.9089 | 2230.2817 | 0 | 116888.4287 | 0 | 115930.8118 | 957.617 | 957.617 | 0 | 506.9491 | 749.8198 | 43.5248 | 1214.761 | 0 | 379.5885 | 1.7728 | 0 | 0 | 103.6879 | 24.4975 | 59.3288 | 0 | 3109.4044 | 0 | 3083.9304 | 25.474 | 25.474 | 10.1383 | 0.5885 | 16.7692 | 5.1324 | 0.023971 | 1.402 | 6.8545 | 0 | 0.33123 | 0 | 0.80218 | 41.6978 | 42.0423 | 42.0423 | 1
NJ_4A_PS_2013_EL | 4A | PS | EL | 8894 | ASHRAE30pct-state-4A | SchoolPrimary | STD2013 | NJ-Newark-NJ | Zone4A | Zone4A(NJ-Newark-NJ) | ASHRAE30pct-state-STD2013 | state | NJ | 0.1283 | 0.84 | ASHRAE30pct-state-4A_SchoolPrimary_STD2013_NJ-Newark-NJ.table.csv.gz | Primary School | Newark International Arpt NJ USA TMY3 WMO#=725020 | Electricity | 0 | 125230.5566 | 192347.2238 | 12752.7779 | 317797.2248 | 0 | 95275.0008 | 447.2222 | 0 | 0 | 28275.0002 | 7177.7778 | 17483.3335 | 0 | 803505.562 | 0 | 796786.1175 | 6719.4445 | 6719.4445 | 0 | 16067.0804 | 24678.1488 | 1636.1814 | 40773.3839 | 0 | 12223.7826 | 57.3786 | 0 | 0 | 3627.6825 | 920.9089 | 2243.1117 | 0 | 103089.7636 | 0 | 102227.6589 | 862.1047 | 862.1047 | 0 | 427.408 | 656.4751 | 43.5248 | 1084.6321 | 0 | 325.1706 | 1.5264 | 0 | 0 | 96.5017 | 24.4975 | 59.6701 | 0 | 2742.3396 | 0 | 2719.4063 | 22.9333 | 22.9333 | 8.8762 | 0.5885 | 14.9754 | 4.3966 | 0.020638 | 1.3048 | 5.779 | 0 | 0.33123 | 0 | 0.8068 | 36.7691 | 37.0792 | 37.0792 | 2
NJ_4A_PS_2010_NG | 4A | PS | NG | 7823 | ASHRAE30pct-state-4A | SchoolPrimary | STD2010 | NJ-Newark-NJ | Zone4A | Zone4A(NJ-Newark-NJ) | ASHRAE30pct-state-STD2010 | state | NJ | 0.1283 | 0.84 | ASHRAE30pct-state-4A_SchoolPrimary_STD2010_NJ-Newark-NJ.table.csv.gz | Primary School | Newark International Arpt NJ USA TMY3 WMO#=725020 | Natural Gas | 874200.1643 | 0 | 0 | 0 | 342190.4148 | 0 | 0 | 0 | 0 | 0 | 0 | 113453.7093 | 0 | 0 | 1329853.7666 | 0 | 1329844.2884 | 0 | 0 | 7343.2814 | 0 | 0 | 0 | 2874.3995 | 0 | 0 | 0 | 0 | 0 | 0 | 953.0112 | 0 | 0 | 11170.7716 | 0 | 11170.692 | 0 | 0 | 874.2002 | 0 | 0 | 0 | 342.1904 | 0 | 0 | 0 | 0 | 0 | 0 | 113.4537 | 0 | 0 | 1329.8538 | 0 | 1329.8443 | 0 | 0 | 0 | 0 | 4.6268 | 0 | 0 | 0 | 0 | 11.8201 | 1.534 | 0 | 0 | 17.9808 | 17.981 | 17.9808 | 1
NJ_4A_PS_2013_NG | 4A | PS | NG | 8903 | ASHRAE30pct-state-4A | SchoolPrimary | STD2013 | NJ-Newark-NJ | Zone4A | Zone4A(NJ-Newark-NJ) | ASHRAE30pct-state-STD2013 | state | NJ | 0.1283 | 0.84 | ASHRAE30pct-state-4A_SchoolPrimary_STD2013_NJ-Newark-NJ.table.csv.gz | Primary School | Newark International Arpt NJ USA TMY3 WMO#=725020 | Natural Gas | 954603.4906 | 0 | 0 | 0 | 342190.4148 | 0 | 0 | 0 | 0 | 0 | 0 | 113368.4057 | 0 | 0 | 1410152.833 | 0 | 1410162.3111 | 0 | 0 | 8018.6693 | 0 | 0 | 0 | 2874.3995 | 0 | 0 | 0 | 0 | 0 | 0 | 952.2946 | 0 | 0 | 11845.2838 | 0 | 11845.3634 | 0 | 0 | 954.6035 | 0 | 0 | 0 | 342.1904 | 0 | 0 | 0 | 0 | 0 | 0 | 113.3684 | 0 | 0 | 1410.1528 | 0 | 1410.1623 | 0 | 0 | 0 | 0 | 4.6268 | 0 | 0 | 0 | 0 | 12.9072 | 1.5329 | 0 | 0 | 19.0668 | 19.0667 | 19.0668 | 2
NY_4A_PS_2010_EL | 4A | PS | EL | 7874 | ASHRAE30pct-state-4A | SchoolPrimary | STD2010 | NY-NewYork-NY | Zone4A | Zone4A(NY-NewYork-NY) | ASHRAE30pct-state-STD2010 | state | NY | 0.1508 | 0.73 | ASHRAE30pct-state-4A_SchoolPrimary_STD2010_NY-NewYork-NY.table.csv.gz | Primary School | New York J F Kennedy IntL Ar NY USA TMY3 WMO#=744860 | Electricity | 0 | 143011.1123 | 219969.4462 | 12747.2223 | 355925.0028 | 0 | 109722.2231 | 466.6667 | 0 | 0 | 29661.1113 | 7177.7778 | 17422.2224 | 0 | 903563.8961 | 0 | 896102.7849 | 7461.1112 | 7461.1112 | 0 | 21566.0757 | 33171.3925 | 1922.2811 | 53673.4904 | 0 | 16546.1112 | 70.3733 | 0 | 0 | 4472.8956 | 1082.4089 | 2627.2711 | 0 | 136257.4355 | 0 | 135132.3 | 1125.1356 | 1125.1356 | 0 | 488.0925 | 750.7489 | 43.5059 | 1214.761 | 0 | 374.4785 | 1.5927 | 0 | 0 | 101.2325 | 24.4975 | 59.4615 | 0 | 3083.8356 | 0 | 3058.371 | 25.4645 | 25.4645 | 10.1509 | 0.58824 | 16.7691 | 5.0633 | 0.021535 | 1.3688 | 6.5995 | 0 | 0.33123 | 0 | 0.80398 | 41.3522 | 41.6966 | 41.6966 | 1
NY_4A_PS_2013_EL | 4A | PS | EL | 8954 | ASHRAE30pct-state-4A | SchoolPrimary | STD2013 | NY-NewYork-NY | Zone4A | Zone4A(NY-NewYork-NY) | ASHRAE30pct-state-STD2013 | state | NY | 0.1508 | 0.73 | ASHRAE30pct-state-4A_SchoolPrimary_STD2013_NY-NewYork-NY.table.csv.gz | Primary School | New York J F Kennedy IntL Ar NY USA TMY3 WMO#=744860 | Electricity | 0 | 117986.1121 | 193044.446 | 12747.2223 | 317797.2248 | 0 | 94816.6674 | 372.2222 | 0 | 0 | 27494.4447 | 7177.7778 | 17525.0001 | 0 | 795683.3397 | 0 | 788961.1174 | 6722.2223 | 6722.2223 | 0 | 17792.3057 | 29111.1025 | 1922.2811 | 47923.8215 | 0 | 14298.3534 | 56.1311 | 0 | 0 | 4146.1623 | 1082.4089 | 2642.77 | 0 | 119989.0476 | 0 | 118975.3365 | 1013.7111 | 1013.7111 | 0 | 402.6829 | 658.8547 | 43.5059 | 1084.6321 | 0 | 323.6063 | 1.2704 | 0 | 0 | 93.8377 | 24.4975 | 59.8123 | 0 | 2715.6426 | 0 | 2692.6998 | 22.9427 | 22.9427 | 8.9084 | 0.58824 | 14.9755 | 4.3755 | 0.017177 | 1.2688 | 5.4447 | 0 | 0.33123 | 0 | 0.80872 | 36.408 | 36.7182 | 36.7182 | 2
NY_4A_PS_2010_NG | 4A | PS | NG | 7883 | ASHRAE30pct-state-4A | SchoolPrimary | STD2010 | NY-NewYork-NY | Zone4A | Zone4A(NY-NewYork-NY) | ASHRAE30pct-state-STD2010 | state | NY | 0.1508 | 0.73 | ASHRAE30pct-state-4A_SchoolPrimary_STD2010_NY-NewYork-NY.table.csv.gz | Primary School | New York J F Kennedy IntL Ar NY USA TMY3 WMO#=744860 | Natural Gas | 803038.0549 | 0 | 0 | 0 | 342190.4148 | 0 | 0 | 0 | 0 | 0 | 0 | 113453.7093 | 0 | 0 | 1258682.179 | 0 | 1258682.179 | 0 | 0 | 5862.1778 | 0 | 0 | 0 | 2497.99 | 0 | 0 | 0 | 0 | 0 | 0 | 828.2121 | 0 | 0 | 9188.3799 | 0 | 9188.3799 | 0 | 0 | 803.0381 | 0 | 0 | 0 | 342.1904 | 0 | 0 | 0 | 0 | 0 | 0 | 113.4537 | 0 | 0 | 1258.6822 | 0 | 1258.6822 | 0 | 0 | 0 | 0 | 4.6268 | 0 | 0 | 0 | 0 | 10.8579 | 1.534 | 0 | 0 | 17.0186 | 17.0186 | 17.0186 | 1
NY_4A_PS_2013_NG | 4A | PS | NG | 8963 | ASHRAE30pct-state-4A | SchoolPrimary | STD2013 | NY-NewYork-NY | Zone4A | Zone4A(NY-NewYork-NY) | ASHRAE30pct-state-STD2013 | state | NY | 0.1508 | 0.73 | ASHRAE30pct-state-4A_SchoolPrimary_STD2013_NY-NewYork-NY.table.csv.gz | Primary School | New York J F Kennedy IntL Ar NY USA TMY3 WMO#=744860 | Natural Gas | 905629.78 | 0 | 0 | 0 | 342190.4148 | 0 | 0 | 0 | 0 | 0 | 0 | 113387.3621 | 0 | 0 | 1361207.5569 | 0 | 1361207.5569 | 0 | 0 | 6611.0974 | 0 | 0 | 0 | 2497.99 | 0 | 0 | 0 | 0 | 0 | 0 | 827.7277 | 0 | 0 | 9936.8152 | 0 | 9936.8152 | 0 | 0 | 905.6298 | 0 | 0 | 0 | 342.1904 | 0 | 0 | 0 | 0 | 0 | 0 | 113.3874 | 0 | 0 | 1361.2076 | 0 | 1361.2076 | 0 | 0 | 0 | 0 | 4.6268 | 0 | 0 | 0 | 0 | 12.245 | 1.5331 | 0 | 0 | 18.4049 | 18.4049 | 18.4049 | 2
OH_4A_PS_2010_EL | 4A | PS | EL | 7934 | ASHRAE30pct-state-4A | SchoolPrimary | STD2010 | OH-Cincinnati-KY | Zone4A | Zone4A(OH-Cincinnati-KY) | ASHRAE30pct-state-STD2010 | state | OH | 0.0947 | 0.7 | ASHRAE30pct-state-4A_SchoolPrimary_STD2010_OH-Cincinnati-KY.table.csv.gz | Primary School | Cincinnati Northern Ky Ap KY USA TMY3 WMO#=724210 | Electricity | 0 | 146008.3345 | 219305.5573 | 12700.0001 | 355925.0028 | 0 | 113683.3342 | 575 | 0 | 0 | 30569.4447 | 7177.7778 | 17402.7779 | 0 | 910811.1184 | 0 | 903347.2294 | 7463.8889 | 7463.8889 | 0 | 13826.9893 | 20768.2363 | 1202.69 | 33706.0978 | 0 | 10765.8118 | 54.4525 | 0 | 0 | 2894.9264 | 679.7356 | 1648.0431 | 0 | 86253.8129 | 0 | 85546.9826 | 706.8303 | 706.8303 | 0 | 498.3219 | 748.4831 | 43.3447 | 1214.761 | 0 | 387.9977 | 1.9625 | 0 | 0 | 104.3326 | 24.4975 | 59.3951 | 0 | 3108.5701 | 0 | 3083.0961 | 25.474 | 25.474 | 10.1202 | 0.58606 | 16.7692 | 5.2461 | 0.026534 | 1.4107 | 6.7378 | 0 | 0.33123 | 0 | 0.80308 | 41.6866 | 42.031 | 42.031 | 1
OH_4A_PS_2013_EL | 4A | PS | EL | 9014 | ASHRAE30pct-state-4A | SchoolPrimary | STD2013 | OH-Cincinnati-KY | Zone4A | Zone4A(OH-Cincinnati-KY) | ASHRAE30pct-state-STD2013 | state | OH | 0.0947 | 0.7 | ASHRAE30pct-state-4A_SchoolPrimary_STD2013_OH-Cincinnati-KY.table.csv.gz | Primary School | Cincinnati Northern Ky Ap KY USA TMY3 WMO#=724210 | Electricity | 0 | 123133.3343 | 192027.7793 | 12700.0001 | 317797.2248 | 0 | 95752.7785 | 480.5556 | 0 | 0 | 27480.5558 | 7177.7778 | 17397.2224 | 0 | 800672.2286 | 0 | 793947.2286 | 6725.0001 | 6725.0001 | 0 | 11660.7268 | 18185.0307 | 1202.69 | 30095.3972 | 0 | 9067.7881 | 45.5086 | 0 | 0 | 2602.4086 | 679.7356 | 1647.517 | 0 | 75823.6601 | 0 | 75186.8025 | 636.8575 | 636.8575 | 0 | 420.2503 | 655.3849 | 43.3447 | 1084.6321 | 0 | 326.8013 | 1.6401 | 0 | 0 | 93.7903 | 24.4975 | 59.3762 | 0 | 2732.6695 | 0 | 2709.7173 | 22.9522 | 22.9522 | 8.8615 | 0.58606 | 14.9757 | 4.4187 | 0.022176 | 1.2681 | 5.6822 | 0 | 0.33123 | 0 | 0.80283 | 36.6381 | 36.9484 | 36.9484 | 2
OH_4A_PS_2010_NG | 4A | PS | NG | 7943 | ASHRAE30pct-state-4A | SchoolPrimary | STD2010 | OH-Cincinnati-KY | Zone4A | Zone4A(OH-Cincinnati-KY) | ASHRAE30pct-state-STD2010 | state | OH | 0.0947 | 0.7 | ASHRAE30pct-state-4A_SchoolPrimary_STD2010_OH-Cincinnati-KY.table.csv.gz | Primary School | Cincinnati Northern Ky Ap KY USA TMY3 WMO#=724210 | Natural Gas | 871726.3616 | 0 | 0 | 0 | 342190.4148 | 0 | 0 | 0 | 0 | 0 | 0 | 113472.6656 | 0 | 0 | 1327379.9639 | 0 | 1327389.442 | 0 | 0 | 6102.0845 | 0 | 0 | 0 | 2395.3329 | 0 | 0 | 0 | 0 | 0 | 0 | 794.3087 | 0 | 0 | 9291.6597 | 0 | 9291.7261 | 0 | 0 | 871.7264 | 0 | 0 | 0 | 342.1904 | 0 | 0 | 0 | 0 | 0 | 0 | 113.4727 | 0 | 0 | 1327.38 | 0 | 1327.3894 | 0 | 0 | 0 | 0 | 4.6268 | 0 | 0 | 0 | 0 | 11.7866 | 1.5343 | 0 | 0 | 17.9476 | 17.9475 | 17.9476 | 1
OH_4A_PS_2013_NG | 4A | PS | NG | 9023 | ASHRAE30pct-state-4A | SchoolPrimary | STD2013 | OH-Cincinnati-KY | Zone4A | Zone4A(OH-Cincinnati-KY) | ASHRAE30pct-state-STD2013 | state | OH | 0.0947 | 0.7 | ASHRAE30pct-state-4A_SchoolPrimary_STD2013_OH-Cincinnati-KY.table.csv.gz | Primary School | Cincinnati Northern Ky Ap KY USA TMY3 WMO#=724210 | Natural Gas | 794820.4805 | 0 | 0 | 0 | 342190.4148 | 0 | 0 | 0 | 0 | 0 | 0 | 113415.7966 | 0 | 0 | 1250417.2137 | 0 | 1250426.6919 | 0 | 0 | 5563.7434 | 0 | 0 | 0 | 2395.3329 | 0 | 0 | 0 | 0 | 0 | 0 | 793.9106 | 0 | 0 | 8752.9205 | 0 | 8752.9868 | 0 | 0 | 794.8205 | 0 | 0 | 0 | 342.1904 | 0 | 0 | 0 | 0 | 0 | 0 | 113.4158 | 0 | 0 | 1250.4172 | 0 | 1250.4267 | 0 | 0 | 0 | 0 | 4.6268 | 0 | 0 | 0 | 0 | 10.7468 | 1.5335 | 0 | 0 | 16.907 | 16.9069 | 16.907 | 2
PA_4A_PS_2010_EL | 4A | PS | EL | 7994 | ASHRAE30pct-state-4A | SchoolPrimary | STD2010 | PA-Philadelphia-PA | Zone4A | Zone4A(PA-Philadelphia-PA) | ASHRAE30pct-state-STD2010 | state | PA | 0.0937 | 1 | ASHRAE30pct-state-4A_SchoolPrimary_STD2010_PA-Philadelphia-PA.table.csv.gz | Primary School | Philadelphia International Ap PA USA TMY3 WMO#=724080 | Electricity | 0 | 154461.1123 | 219841.6684 | 12733.3334 | 355925.0028 | 0 | 109358.3342 | 477.7778 | 0 | 0 | 30130.5558 | 7177.7778 | 17408.3335 | 0 | 914975.0073 | 0 | 907513.8961 | 7461.1112 | 7461.1112 | 0 | 14473.0062 | 20599.1643 | 1193.1133 | 33350.1728 | 0 | 10246.8759 | 44.7678 | 0 | 0 | 2823.2331 | 672.5578 | 1631.1608 | 0 | 85733.1582 | 0 | 85034.0521 | 699.1061 | 699.1061 | 0 | 527.171 | 750.3128 | 43.4585 | 1214.761 | 0 | 373.2366 | 1.6306 | 0 | 0 | 102.8347 | 24.4975 | 59.4141 | 0 | 3122.7813 | 0 | 3097.3168 | 25.4645 | 25.4645 | 10.145 | 0.5876 | 16.7691 | 5.0465 | 0.022048 | 1.3904 | 7.1279 | 0 | 0.33123 | 0 | 0.80334 | 41.8788 | 42.2231 | 42.2231 | 1
PA_4A_PS_2013_EL | 4A | PS | EL | 9074 | ASHRAE30pct-state-4A | SchoolPrimary | STD2013 | PA-Philadelphia-PA | Zone4A | Zone4A(PA-Philadelphia-PA) | ASHRAE30pct-state-STD2013 | state | PA | 0.0937 | 1 | ASHRAE30pct-state-4A_SchoolPrimary_STD2013_PA-Philadelphia-PA.table.csv.gz | Primary School | Philadelphia International Ap PA USA TMY3 WMO#=724080 | Electricity | 0 | 131005.5566 | 192500.0015 | 12733.3334 | 317797.2248 | 0 | 95227.7785 | 411.1111 | 0 | 0 | 27888.8891 | 7177.7778 | 17511.1113 | 0 | 808972.2287 | 0 | 802252.7842 | 6719.4445 | 6719.4445 | 0 | 12275.2207 | 18037.2501 | 1193.1133 | 29777.6 | 0 | 8922.8428 | 38.5211 | 0 | 0 | 2613.1889 | 672.5578 | 1640.7911 | 0 | 75800.6978 | 0 | 75171.0859 | 629.6119 | 629.6119 | 0 | 447.1179 | 656.9965 | 43.4585 | 1084.6321 | 0 | 325.0095 | 1.4031 | 0 | 0 | 95.1839 | 24.4975 | 59.7649 | 0 | 2760.9971 | 0 | 2738.0639 | 22.9333 | 22.9333 | 8.8833 | 0.5876 | 14.9754 | 4.3945 | 0.018971 | 1.287 | 6.0455 | 0 | 0.33123 | 0 | 0.80808 | 37.0214 | 37.3315 | 37.3315 | 2
PA_4A_PS_2010_NG | 4A | PS | NG | 8003 | ASHRAE30pct-state-4A | SchoolPrimary | STD2010 | PA-Philadelphia-PA | Zone4A | Zone4A(PA-Philadelphia-PA) | ASHRAE30pct-state-STD2010 | state | PA | 0.0937 | 1 | ASHRAE30pct-state-4A_SchoolPrimary_STD2010_PA-Philadelphia-PA.table.csv.gz | Primary School | Philadelphia International Ap PA USA TMY3 WMO#=724080 | Natural Gas | 823766.8153 | 0 | 0 | 0 | 342190.4148 | 0 | 0 | 0 | 0 | 0 | 0 | 113434.7529 | 0 | 0 | 1279382.5049 | 0 | 1279391.9831 | 0 | 0 | 8237.6682 | 0 | 0 | 0 | 3421.9041 | 0 | 0 | 0 | 0 | 0 | 0 | 1134.3475 | 0 | 0 | 12793.825 | 0 | 12793.9198 | 0 | 0 | 823.7668 | 0 | 0 | 0 | 342.1904 | 0 | 0 | 0 | 0 | 0 | 0 | 113.4348 | 0 | 0 | 1279.3825 | 0 | 1279.392 | 0 | 0 | 0 | 0 | 4.6268 | 0 | 0 | 0 | 0 | 11.1382 | 1.5338 | 0 | 0 | 17.2987 | 17.2985 | 17.2987 | 1
PA_4A_PS_2013_NG | 4A | PS | NG | 9083 | ASHRAE30pct-state-4A | SchoolPrimary | STD2013 | PA-Philadelphia-PA | Zone4A | Zone4A(PA-Philadelphia-PA) | ASHRAE30pct-state-STD2013 | state | PA | 0.0937 | 1 | ASHRAE30pct-state-4A_SchoolPrimary_STD2013_PA-Philadelphia-PA.table.csv.gz | Primary School | Philadelphia International Ap PA USA TMY3 WMO#=724080 | Natural Gas | 917212.1052 | 0 | 0 | 0 | 342190.4148 | 0 | 0 | 0 | 0 | 0 | 0 | 113377.8839 | 0 | 0 | 1372780.4039 | 0 | 1372780.4039 | 0 | 0 | 9172.1211 | 0 | 0 | 0 | 3421.9041 | 0 | 0 | 0 | 0 | 0 | 0 | 1133.7788 | 0 | 0 | 13727.804 | 0 | 13727.804 | 0 | 0 | 917.2121 | 0 | 0 | 0 | 342.1904 | 0 | 0 | 0 | 0 | 0 | 0 | 113.3779 | 0 | 0 | 1372.7804 | 0 | 1372.7804 | 0 | 0 | 0 | 0 | 4.6268 | 0 | 0 | 0 | 0 | 12.4016 | 1.533 | 0 | 0 | 18.5614 | 18.5614 | 18.5614 | 2
TN_4A_PS_2010_EL | 4A | PS | EL | 8054 | ASHRAE30pct-state-4A | SchoolPrimary | STD2010 | TN-Nashville-TN | Zone4A | Zone4A(TN-Nashville-TN) | ASHRAE30pct-state-STD2010 | state | TN | 0.1029 | 0.81 | ASHRAE30pct-state-4A_SchoolPrimary_STD2010_TN-Nashville-TN.table.csv.gz | Primary School | Nashville International Ap TN USA TMY3 WMO#=723270 | Electricity | 0 | 200997.2238 | 219405.5573 | 12758.3334 | 355925.0028 | 0 | 113602.7787 | 311.1111 | 0 | 0 | 30769.4447 | 7177.7778 | 17480.5557 | 0 | 965888.8966 | 0 | 958427.7854 | 7461.1112 | 7461.1112 | 0 | 20682.6143 | 22576.8318 | 1312.8325 | 36624.6828 | 0 | 11689.7259 | 32.0133 | 0 | 0 | 3166.1759 | 738.5933 | 1798.7492 | 0 | 99389.9675 | 0 | 98622.2191 | 767.7483 | 767.7483 | 0 | 685.9973 | 748.8244 | 43.5438 | 1214.761 | 0 | 387.7228 | 1.0618 | 0 | 0 | 105.0152 | 24.4975 | 59.6606 | 0 | 3296.5489 | 0 | 3271.0843 | 25.4645 | 25.4645 | 10.1249 | 0.58876 | 16.7691 | 5.2424 | 0.014357 | 1.4199 | 9.2754 | 0 | 0.33123 | 0 | 0.80667 | 44.2283 | 44.5727 | 44.5727 | 1
TN_4A_PS_2013_EL | 4A | PS | EL | 9134 | ASHRAE30pct-state-4A | SchoolPrimary | STD2013 | TN-Nashville-TN | Zone4A | Zone4A(TN-Nashville-TN) | ASHRAE30pct-state-STD2013 | state | TN | 0.1029 | 0.81 | ASHRAE30pct-state-4A_SchoolPrimary_STD2013_TN-Nashville-TN.table.csv.gz | Primary School | Nashville International Ap TN USA TMY3 WMO#=723270 | Electricity | 0 | 170186.1125 | 191652.7793 | 12758.3334 | 317797.2248 | 0 | 94461.1119 | 263.8889 | 0 | 0 | 27436.1113 | 7175.0001 | 17480.5557 | 0 | 845930.5623 | 0 | 839211.1178 | 6719.4445 | 6719.4445 | 0 | 17512.151 | 19721.071 | 1312.8325 | 32701.3344 | 0 | 9720.0484 | 27.1542 | 0 | 0 | 2823.1759 | 738.3075 | 1798.7492 | 0 | 87046.2549 | 0 | 86354.824 | 691.4308 | 691.4308 | 0 | 580.8399 | 654.105 | 43.5438 | 1084.6321 | 0 | 322.3928 | 0.90064 | 0 | 0 | 93.6386 | 24.4881 | 59.6606 | 0 | 2887.1348 | 0 | 2864.2015 | 22.9333 | 22.9333 | 8.8442 | 0.58876 | 14.9754 | 4.3591 | 0.012178 | 1.2661 | 7.8535 | 0 | 0.3311 | 0 | 0.80667 | 38.7269 | 39.037 | 39.037 | 2
TN_4A_PS_2010_NG | 4A | PS | NG | 8063 | ASHRAE30pct-state-4A | SchoolPrimary | STD2010 | TN-Nashville-TN | Zone4A | Zone4A(TN-Nashville-TN) | ASHRAE30pct-state-STD2010 | state | TN | 0.1029 | 0.81 | ASHRAE30pct-state-4A_SchoolPrimary_STD2010_TN-Nashville-TN.table.csv.gz | Primary School | Nashville International Ap TN USA TMY3 WMO#=723270 | Natural Gas | 619028.8392 | 0 | 0 | 0 | 342190.4148 | 0 | 0 | 0 | 0 | 0 | 0 | 113339.9712 | 0 | 0 | 1074549.7471 | 0 | 1074559.2253 | 0 | 0 | 5014.1336 | 0 | 0 | 0 | 2771.7424 | 0 | 0 | 0 | 0 | 0 | 0 | 918.0538 | 0 | 0 | 8703.853 | 0 | 8703.9297 | 0 | 0 | 619.0288 | 0 | 0 | 0 | 342.1904 | 0 | 0 | 0 | 0 | 0 | 0 | 113.34 | 0 | 0 | 1074.5497 | 0 | 1074.5592 | 0 | 0 | 0 | 0 | 4.6268 | 0 | 0 | 0 | 0 | 8.3699 | 1.5325 | 0 | 0 | 14.5291 | 14.529 | 14.5291 | 1
TN_4A_PS_2013_NG | 4A | PS | NG | 9143 | ASHRAE30pct-state-4A | SchoolPrimary | STD2013 | TN-Nashville-TN | Zone4A | Zone4A(TN-Nashville-TN) | ASHRAE30pct-state-STD2013 | state | TN | 0.1029 | 0.81 | ASHRAE30pct-state-4A_SchoolPrimary_STD2013_TN-Nashville-TN.table.csv.gz | Primary School | Nashville International Ap TN USA TMY3 WMO#=723270 | Natural Gas | 566036.3841 | 0 | 0 | 0 | 342190.4148 | 0 | 0 | 0 | 0 | 0 | 0 | 113273.624 | 0 | 0 | 1021500.4229 | 0 | 1021500.4229 | 0 | 0 | 4584.8947 | 0 | 0 | 0 | 2771.7424 | 0 | 0 | 0 | 0 | 0 | 0 | 917.5164 | 0 | 0 | 8274.1534 | 0 | 8274.1534 | 0 | 0 | 566.0364 | 0 | 0 | 0 | 342.1904 | 0 | 0 | 0 | 0 | 0 | 0 | 113.2736 | 0 | 0 | 1021.5004 | 0 | 1021.5004 | 0 | 0 | 0 | 0 | 4.6268 | 0 | 0 | 0 | 0 | 7.6534 | 1.5316 | 0 | 0 | 13.8117 | 13.8117 | 13.8117 | 2
VA_4A_PS_2010_EL | 4A | PS | EL | 8114 | ASHRAE30pct-state-4A | SchoolPrimary | STD2010 | VA-Richmond-VA | Zone4A | Zone4A(VA-Richmond-VA) | ASHRAE30pct-state-STD2010 | state | VA | 0.0811 | 0.86 | ASHRAE30pct-state-4A_SchoolPrimary_STD2010_VA-Richmond-VA.table.csv.gz | Primary School | Richmond International Ap VA USA TMY3 WMO#=724010 | Electricity | 0 | 184691.6681 | 219136.1129 | 12725.0001 | 355925.0028 | 0 | 111283.3342 | 316.6667 | 0 | 0 | 30430.5558 | 7177.7778 | 17472.2224 | 0 | 946619.452 | 0 | 939158.3408 | 7461.1112 | 7461.1112 | 0 | 14978.4943 | 17771.9388 | 1031.9975 | 28865.5177 | 0 | 9025.0784 | 25.6817 | 0 | 0 | 2467.9181 | 582.1178 | 1416.9972 | 0 | 76770.8376 | 0 | 76165.7414 | 605.0961 | 605.0961 | 0 | 630.3469 | 747.9048 | 43.43 | 1214.761 | 0 | 379.8066 | 1.0808 | 0 | 0 | 103.8585 | 24.4975 | 59.6322 | 0 | 3230.7828 | 0 | 3205.3183 | 25.4645 | 25.4645 | 10.1124 | 0.58722 | 16.7691 | 5.1354 | 0.014613 | 1.4043 | 8.5229 | 0 | 0.33123 | 0 | 0.80629 | 43.3391 | 43.6834 | 43.6834 | 1
VA_4A_PS_2013_EL | 4A | PS | EL | 9194 | ASHRAE30pct-state-4A | SchoolPrimary | STD2013 | VA-Richmond-VA | Zone4A | Zone4A(VA-Richmond-VA) | ASHRAE30pct-state-STD2013 | state | VA | 0.0811 | 0.86 | ASHRAE30pct-state-4A_SchoolPrimary_STD2013_VA-Richmond-VA.table.csv.gz | Primary School | Richmond International Ap VA USA TMY3 WMO#=724010 | Electricity | 0 | 156419.4457 | 191161.1126 | 12725.0001 | 317797.2248 | 0 | 92936.1119 | 266.6667 | 0 | 0 | 27077.778 | 7175.0001 | 17469.4446 | 0 | 829752.7844 | 0 | 823027.7844 | 6725.0001 | 6725.0001 | 0 | 12685.617 | 15503.1662 | 1031.9975 | 25773.3549 | 0 | 7537.1187 | 21.6267 | 0 | 0 | 2196.0078 | 581.8925 | 1416.772 | 0 | 67292.9508 | 0 | 66747.5533 | 545.3975 | 545.3975 | 0 | 533.8547 | 652.427 | 43.43 | 1084.6321 | 0 | 317.1881 | 0.91013 | 0 | 0 | 92.4156 | 24.4881 | 59.6227 | 0 | 2831.9205 | 0 | 2808.9683 | 22.9522 | 22.9522 | 8.8215 | 0.58722 | 14.9757 | 4.2887 | 0.012306 | 1.2496 | 7.2183 | 0 | 0.3311 | 0 | 0.80616 | 37.9801 | 38.2904 | 38.2904 | 2
VA_4A_PS_2010_NG | 4A | PS | NG | 8123 | ASHRAE30pct-state-4A | SchoolPrimary | STD2010 | VA-Richmond-VA | Zone4A | Zone4A(VA-Richmond-VA) | ASHRAE30pct-state-STD2010 | state | VA | 0.0811 | 0.86 | ASHRAE30pct-state-4A_SchoolPrimary_STD2010_VA-Richmond-VA.table.csv.gz | Primary School | Richmond International Ap VA USA TMY3 WMO#=724010 | Natural Gas | 655804.1435 | 0 | 0 | 0 | 342190.4148 | 0 | 0 | 0 | 0 | 0 | 0 | 113377.8839 | 0 | 0 | 1111362.9641 | 0 | 1111372.4422 | 0 | 0 | 5639.9156 | 0 | 0 | 0 | 2942.8376 | 0 | 0 | 0 | 0 | 0 | 0 | 975.0498 | 0 | 0 | 9557.7215 | 0 | 9557.803 | 0 | 0 | 655.8041 | 0 | 0 | 0 | 342.1904 | 0 | 0 | 0 | 0 | 0 | 0 | 113.3779 | 0 | 0 | 1111.363 | 0 | 1111.3724 | 0 | 0 | 0 | 0 | 4.6268 | 0 | 0 | 0 | 0 | 8.8671 | 1.533 | 0 | 0 | 15.0269 | 15.0267 | 15.0269 | 1
VA_4A_PS_2013_NG | 4A | PS | NG | 9203 | ASHRAE30pct-state-4A | SchoolPrimary | STD2013 | VA-Richmond-VA | Zone4A | Zone4A(VA-Richmond-VA) | ASHRAE30pct-state-STD2013 | state | VA | 0.0811 | 0.86 | ASHRAE30pct-state-4A_SchoolPrimary_STD2013_VA-Richmond-VA.table.csv.gz | Primary School | Richmond International Ap VA USA TMY3 WMO#=724010 | Natural Gas | 607873.0317 | 0 | 0 | 0 | 342190.4148 | 0 | 0 | 0 | 0 | 0 | 0 | 113302.0585 | 0 | 0 | 1063365.5051 | 0 | 1063365.5051 | 0 | 0 | 5227.7081 | 0 | 0 | 0 | 2942.8376 | 0 | 0 | 0 | 0 | 0 | 0 | 974.3977 | 0 | 0 | 9144.9433 | 0 | 9144.9433 | 0 | 0 | 607.873 | 0 | 0 | 0 | 342.1904 | 0 | 0 | 0 | 0 | 0 | 0 | 113.3021 | 0 | 0 | 1063.3655 | 0 | 1063.3655 | 0 | 0 | 0 | 0 | 4.6268 | 0 | 0 | 0 | 0 | 8.2191 | 1.532 | 0 | 0 | 14.3778 | 14.3778 | 14.3778 | 2
WV_4A_PS_2010_EL | 4A | PS | EL | 8174 | ASHRAE30pct-state-4A | SchoolPrimary | STD2010 | WV-Charleston-WV | Zone4A | Zone4A(WV-Charleston-WV) | ASHRAE30pct-state-STD2010 | state | WV | 0.0842 | 0.92 | ASHRAE30pct-state-4A_SchoolPrimary_STD2010_WV-Charleston-WV.table.csv.gz | Primary School | Charleston Yeager Arpt WV USA TMY3 WMO#=724140 | Electricity | 0 | 161755.5568 | 219130.5573 | 12705.5557 | 355925.0028 | 0 | 112175.0009 | 455.5556 | 0 | 0 | 30538.8891 | 7177.7778 | 17419.4446 | 0 | 924741.6741 | 0 | 917283.3407 | 7458.3334 | 7458.3334 | 0 | 13619.8179 | 18450.7929 | 1069.8078 | 29968.8852 | 0 | 9445.1351 | 38.3578 | 0 | 0 | 2571.3745 | 604.3689 | 1466.7172 | 0 | 77863.249 | 0 | 77235.2573 | 627.9917 | 627.9917 | 0 | 552.0667 | 747.8858 | 43.3637 | 1214.761 | 0 | 382.8498 | 1.5548 | 0 | 0 | 104.2283 | 24.4975 | 59.452 | 0 | 3156.1147 | 0 | 3130.6596 | 25.4551 | 25.4551 | 10.1122 | 0.58632 | 16.769 | 5.1765 | 0.021022 | 1.4093 | 7.4645 | 0 | 0.33123 | 0 | 0.80385 | 42.3297 | 42.6738 | 42.6738 | 1
WV_4A_PS_2013_EL | 4A | PS | EL | 9254 | ASHRAE30pct-state-4A | SchoolPrimary | STD2013 | WV-Charleston-WV | Zone4A | Zone4A(WV-Charleston-WV) | ASHRAE30pct-state-STD2013 | state | WV | 0.0842 | 0.92 | ASHRAE30pct-state-4A_SchoolPrimary_STD2013_WV-Charleston-WV.table.csv.gz | Primary School | Charleston Yeager Arpt WV USA TMY3 WMO#=724140 | Electricity | 0 | 136816.6678 | 191561.1126 | 12705.5557 | 317797.2248 | 0 | 93891.6674 | 386.1111 | 0 | 0 | 27372.2224 | 7177.7778 | 17416.6668 | 0 | 811844.4509 | 0 | 805125.0064 | 6719.4445 | 6719.4445 | 0 | 11519.9634 | 16129.4457 | 1069.8078 | 26758.5263 | 0 | 7905.6784 | 32.5106 | 0 | 0 | 2304.7411 | 604.3689 | 1466.4833 | 0 | 68357.3028 | 0 | 67791.5255 | 565.7772 | 565.7772 | 0 | 466.951 | 653.7921 | 43.3637 | 1084.6321 | 0 | 320.4494 | 1.3178 | 0 | 0 | 93.4205 | 24.4975 | 59.4425 | 0 | 2770.7999 | 0 | 2747.8667 | 22.9333 | 22.9333 | 8.8399 | 0.58632 | 14.9754 | 4.3328 | 0.017818 | 1.2631 | 6.3136 | 0 | 0.33123 | 0 | 0.80372 | 37.1539 | 37.464 | 37.464 | 2
WV_4A_PS_2010_NG | 4A | PS | NG | 8183 | ASHRAE30pct-state-4A | SchoolPrimary | STD2010 | WV-Charleston-WV | Zone4A | Zone4A(WV-Charleston-WV) | ASHRAE30pct-state-STD2010 | state | WV | 0.0842 | 0.92 | ASHRAE30pct-state-4A_SchoolPrimary_STD2010_WV-Charleston-WV.table.csv.gz | Primary School | Charleston Yeager Arpt WV USA TMY3 WMO#=724140 | Natural Gas | 795559.7778 | 0 | 0 | 0 | 342190.4148 | 0 | 0 | 0 | 0 | 0 | 0 | 113406.3184 | 0 | 0 | 1251156.5111 | 0 | 1251156.5111 | 0 | 0 | 7319.15 | 0 | 0 | 0 | 3148.1518 | 0 | 0 | 0 | 0 | 0 | 0 | 1043.3381 | 0 | 0 | 11510.6399 | 0 | 11510.6399 | 0 | 0 | 795.5598 | 0 | 0 | 0 | 342.1904 | 0 | 0 | 0 | 0 | 0 | 0 | 113.4063 | 0 | 0 | 1251.1565 | 0 | 1251.1565 | 0 | 0 | 0 | 0 | 4.6268 | 0 | 0 | 0 | 0 | 10.7568 | 1.5334 | 0 | 0 | 16.9169 | 16.9169 | 16.9169 | 1
WV_4A_PS_2013_NG | 4A | PS | NG | 9263 | ASHRAE30pct-state-4A | SchoolPrimary | STD2013 | WV-Charleston-WV | Zone4A | Zone4A(WV-Charleston-WV) | ASHRAE30pct-state-STD2013 | state | WV | 0.0842 | 0.92 | ASHRAE30pct-state-4A_SchoolPrimary_STD2013_WV-Charleston-WV.table.csv.gz | Primary School | Charleston Yeager Arpt WV USA TMY3 WMO#=724140 | Natural Gas | 734207.5757 | 0 | 0 | 0 | 342190.4148 | 0 | 0 | 0 | 0 | 0 | 0 | 113349.4494 | 0 | 0 | 1189737.9617 | 0 | 1189747.4399 | 0 | 0 | 6754.7097 | 0 | 0 | 0 | 3148.1518 | 0 | 0 | 0 | 0 | 0 | 0 | 1042.8149 | 0 | 0 | 10945.5892 | 0 | 10945.6764 | 0 | 0 | 734.2076 | 0 | 0 | 0 | 342.1904 | 0 | 0 | 0 | 0 | 0 | 0 | 113.3494 | 0 | 0 | 1189.738 | 0 | 1189.7474 | 0 | 0 | 0 | 0 | 4.6268 | 0 | 0 | 0 | 0 | 9.9272 | 1.5326 | 0 | 0 | 16.0866 | 16.0865 | 16.0866 | 2
AZ_4B_PS_2010_EL | 4B | PS | EL | 9674 | ASHRAE30pct-state-4B | SchoolPrimary | STD2010 | AZ-Prescott-AZ | Zone4B | Zone4B(AZ-Prescott-AZ) | ASHRAE30pct-state-STD2010 | state | AZ | 0.0954 | 0.95 | ASHRAE30pct-state-4B_SchoolPrimary_STD2010_AZ-Prescott-AZ.table.csv.gz | Primary School | Prescott Love Field AZ USA TMY3 WMO#=723723 | Electricity | 0 | 140508.3345 | 219958.3351 | 12722.2223 | 355925.0028 | 0 | 115333.3343 | 219.4444 | 0 | 0 | 24380.5558 | 7177.7778 | 17269.4446 | 0 | 900952.785 | 0 | 893494.4516 | 7458.3334 | 7458.3334 | 0 | 13404.4951 | 20984.0252 | 1213.7 | 33955.2453 | 0 | 11002.8001 | 20.935 | 0 | 0 | 2325.905 | 684.76 | 1647.505 | 0 | 85950.8957 | 0 | 85239.3707 | 711.525 | 711.525 | 0 | 479.5506 | 750.711 | 43.4206 | 1214.761 | 0 | 393.6291 | 0.74896 | 0 | 0 | 83.2101 | 24.4975 | 58.9401 | 0 | 3074.9239 | 0 | 3049.4689 | 25.4551 | 25.4551 | 10.1504 | 0.58709 | 16.769 | 5.3223 | 0.010127 | 1.1251 | 6.484 | 0 | 0.33123 | 0 | 0.79693 | 41.2319 | 41.5761 | 41.5761 | 1
AZ_4B_PS_2013_EL | 4B | PS | EL | 10034 | ASHRAE30pct-state-4B | SchoolPrimary | STD2013 | AZ-Prescott-AZ | Zone4B | Zone4B(AZ-Prescott-AZ) | ASHRAE30pct-state-STD2013 | state | AZ | 0.0954 | 0.95 | ASHRAE30pct-state-4B_SchoolPrimary_STD2013_AZ-Prescott-AZ.table.csv.gz | Primary School | Prescott Love Field AZ USA TMY3 WMO#=723723 | Electricity | 0 | 103966.6675 | 191569.446 | 12722.2223 | 317797.2248 | 0 | 73761.1117 | 350 | 0 | 0 | 0 | 7177.7778 | 17266.6668 | 0 | 731330.5614 | 0 | 724611.1169 | 6719.4445 | 6719.4445 | 0 | 9918.4201 | 18275.7251 | 1213.7 | 30317.8552 | 0 | 7036.8101 | 33.39 | 0 | 0 | 0 | 684.76 | 1647.24 | 0 | 69768.9356 | 0 | 69127.9006 | 641.035 | 641.035 | 0 | 354.835 | 653.8206 | 43.4206 | 1084.6321 | 0 | 251.7444 | 1.1945 | 0 | 0 | 0 | 24.4975 | 58.9306 | 0 | 2496.0085 | 0 | 2473.0753 | 22.9333 | 22.9333 | 8.8403 | 0.58709 | 14.9754 | 3.4038 | 0.016151 | 0 | 4.7977 | 0 | 0.33123 | 0 | 0.7968 | 33.4385 | 33.7485 | 33.7485 | 2
AZ_4B_PS_2010_NG | 4B | PS | NG | 9683 | ASHRAE30pct-state-4B | SchoolPrimary | STD2010 | AZ-Prescott-AZ | Zone4B | Zone4B(AZ-Prescott-AZ) | ASHRAE30pct-state-STD2010 | state | AZ | 0.0954 | 0.95 | ASHRAE30pct-state-4B_SchoolPrimary_STD2010_AZ-Prescott-AZ.table.csv.gz | Primary School | Prescott Love Field AZ USA TMY3 WMO#=723723 | Natural Gas | 449085.2296 | 0 | 0 | 0 | 342190.4148 | 0 | 0 | 0 | 0 | 0 | 0 | 111899.2892 | 0 | 0 | 903174.9336 | 0 | 903174.9336 | 0 | 0 | 4266.3097 | 0 | 0 | 0 | 3250.8089 | 0 | 0 | 0 | 0 | 0 | 0 | 1063.0432 | 0 | 0 | 8580.1619 | 0 | 8580.1619 | 0 | 0 | 449.0852 | 0 | 0 | 0 | 342.1904 | 0 | 0 | 0 | 0 | 0 | 0 | 111.8993 | 0 | 0 | 903.1749 | 0 | 903.1749 | 0 | 0 | 0 | 0 | 4.6268 | 0 | 0 | 0 | 0 | 6.0721 | 1.513 | 0 | 0 | 12.2118 | 12.2118 | 12.2118 | 1
AZ_4B_PS_2013_NG | 4B | PS | NG | 10043 | ASHRAE30pct-state-4B | SchoolPrimary | STD2013 | AZ-Prescott-AZ | Zone4B | Zone4B(AZ-Prescott-AZ) | ASHRAE30pct-state-STD2013 | state | AZ | 0.0954 | 0.95 | ASHRAE30pct-state-4B_SchoolPrimary_STD2013_AZ-Prescott-AZ.table.csv.gz | Primary School | Prescott Love Field AZ USA TMY3 WMO#=723723 | Natural Gas | 609816.0568 | 0 | 0 | 0 | 342190.4148 | 0 | 0 | 0 | 0 | 0 | 0 | 111813.9856 | 0 | 0 | 1063820.4573 | 0 | 1063820.4573 | 0 | 0 | 5793.2525 | 0 | 0 | 0 | 3250.8089 | 0 | 0 | 0 | 0 | 0 | 0 | 1062.2329 | 0 | 0 | 10106.2943 | 0 | 10106.2943 | 0 | 0 | 609.8161 | 0 | 0 | 0 | 342.1904 | 0 | 0 | 0 | 0 | 0 | 0 | 111.814 | 0 | 0 | 1063.8205 | 0 | 1063.8205 | 0 | 0 | 0 | 0 | 4.6268 | 0 | 0 | 0 | 0 | 8.2453 | 1.5118 | 0 | 0 | 14.3839 | 14.3839 | 14.3839 | 2
CA_4B_PS_2010_EL | 4B | PS | EL | 9734 | ASHRAE30pct-state-4B | SchoolPrimary | STD2010 | CA-Sacramento-CA | Zone4B | Zone4B(CA-Sacramento-CA) | ASHRAE30pct-state-STD2010 | state | CA | 0.136 | 0.7 | ASHRAE30pct-state-4B_SchoolPrimary_STD2010_CA-Sacramento-CA.table.csv.gz | Primary School | Sacramento Metropolitan Ap CA USA TMY3 WMO#=724839 | Electricity | 0 | 180283.3348 | 218419.4462 | 12727.7779 | 355925.0028 | 0 | 114536.112 | 152.7778 | 0 | 0 | 25433.3335 | 7177.7778 | 17313.889 | 0 | 939427.7853 | 0 | 931969.4519 | 7458.3334 | 7458.3334 | 0 | 24518.5335 | 29705.0447 | 1730.9778 | 48405.8004 | 0 | 15576.9112 | 20.7778 | 0 | 0 | 3458.9334 | 976.1778 | 2354.6889 | 0 | 127762.1788 | 0 | 126747.8455 | 1014.3333 | 1014.3333 | 0 | 615.3014 | 745.4588 | 43.4395 | 1214.761 | 0 | 390.9082 | 0.52143 | 0 | 0 | 86.8032 | 24.4975 | 59.0918 | 0 | 3206.2379 | 0 | 3180.7828 | 25.4551 | 25.4551 | 10.0794 | 0.58735 | 16.769 | 5.2855 | 0.0070502 | 1.1737 | 8.3195 | 0 | 0.33123 | 0 | 0.79898 | 43.0074 | 43.3516 | 43.3516 | 1
CA_4B_PS_2013_EL | 4B | PS | EL | 10094 | ASHRAE30pct-state-4B | SchoolPrimary | STD2013 | CA-Sacramento-CA | Zone4B | Zone4B(CA-Sacramento-CA) | ASHRAE30pct-state-STD2013 | state | CA | 0.136 | 0.7 | ASHRAE30pct-state-4B_SchoolPrimary_STD2013_CA-Sacramento-CA.table.csv.gz | Primary School | Sacramento Metropolitan Ap CA USA TMY3 WMO#=724839 | Electricity | 0 | 136569.4455 | 190691.6682 | 12727.7779 | 317797.2248 | 0 | 68194.445 | 225 | 0 | 0 | 0 | 7177.7778 | 17308.3335 | 0 | 757411.1172 | 0 | 750691.6727 | 6719.4445 | 6719.4445 | 0 | 18573.4446 | 25934.0669 | 1730.9778 | 43220.4226 | 0 | 9274.4445 | 30.6 | 0 | 0 | 0 | 976.1778 | 2353.9334 | 0 | 103007.9119 | 0 | 102094.0675 | 913.8445 | 913.8445 | 0 | 466.1073 | 650.8248 | 43.4395 | 1084.6321 | 0 | 232.7455 | 0.76792 | 0 | 0 | 0 | 24.4975 | 59.0728 | 0 | 2585.0207 | 0 | 2562.0874 | 22.9333 | 22.9333 | 8.7998 | 0.58735 | 14.9754 | 3.147 | 0.010383 | 0 | 6.3022 | 0 | 0.33123 | 0 | 0.79872 | 34.642 | 34.9521 | 34.9521 | 2
CA_4B_PS_2010_NG | 4B | PS | NG | 9743 | ASHRAE30pct-state-4B | SchoolPrimary | STD2010 | CA-Sacramento-CA | Zone4B | Zone4B(CA-Sacramento-CA) | ASHRAE30pct-state-STD2010 | state | CA | 0.136 | 0.7 | ASHRAE30pct-state-4B_SchoolPrimary_STD2010_CA-Sacramento-CA.table.csv.gz | Primary School | Sacramento Metropolitan Ap CA USA TMY3 WMO#=724839 | Natural Gas | 428593.4235 | 0 | 0 | 0 | 342190.4148 | 0 | 0 | 0 | 0 | 0 | 0 | 111823.4638 | 0 | 0 | 882607.3021 | 0 | 882607.3021 | 0 | 0 | 3000.154 | 0 | 0 | 0 | 2395.3329 | 0 | 0 | 0 | 0 | 0 | 0 | 782.7642 | 0 | 0 | 6178.2511 | 0 | 6178.2511 | 0 | 0 | 428.5934 | 0 | 0 | 0 | 342.1904 | 0 | 0 | 0 | 0 | 0 | 0 | 111.8235 | 0 | 0 | 882.6073 | 0 | 882.6073 | 0 | 0 | 0 | 0 | 4.6268 | 0 | 0 | 0 | 0 | 5.795 | 1.512 | 0 | 0 | 11.9337 | 11.9337 | 11.9337 | 1
CA_4B_PS_2013_NG | 4B | PS | NG | 10103 | ASHRAE30pct-state-4B | SchoolPrimary | STD2013 | CA-Sacramento-CA | Zone4B | Zone4B(CA-Sacramento-CA) | ASHRAE30pct-state-STD2013 | state | CA | 0.136 | 0.7 | ASHRAE30pct-state-4B_SchoolPrimary_STD2013_CA-Sacramento-CA.table.csv.gz | Primary School | Sacramento Metropolitan Ap CA USA TMY3 WMO#=724839 | Natural Gas | 489538.0643 | 0 | 0 | 0 | 342190.4148 | 0 | 0 | 0 | 0 | 0 | 0 | 111785.5511 | 0 | 0 | 943514.0303 | 0 | 943514.0303 | 0 | 0 | 3426.7665 | 0 | 0 | 0 | 2395.3329 | 0 | 0 | 0 | 0 | 0 | 0 | 782.4989 | 0 | 0 | 6604.5982 | 0 | 6604.5982 | 0 | 0 | 489.5381 | 0 | 0 | 0 | 342.1904 | 0 | 0 | 0 | 0 | 0 | 0 | 111.7856 | 0 | 0 | 943.514 | 0 | 943.514 | 0 | 0 | 0 | 0 | 4.6268 | 0 | 0 | 0 | 0 | 6.619 | 1.5115 | 0 | 0 | 12.7573 | 12.7573 | 12.7573 | 2
CO_4B_PS_2010_EL | 4B | PS | EL | 9794 | ASHRAE30pct-state-4B | SchoolPrimary | STD2010 | CO-Trinidad-CO | Zone4B | Zone4B(CO-Trinidad-CO) | ASHRAE30pct-state-STD2010 | state | CO | 0.0934 | 0.73 | ASHRAE30pct-state-4B_SchoolPrimary_STD2010_CO-Trinidad-CO.table.csv.gz | Primary School | Trinidad Las Animas County Ap CO USA TMY3 WMO#=724645 | Electricity | 0 | 118658.3343 | 220444.4462 | 12744.4445 | 355925.0028 | 0 | 113452.7787 | 413.8889 | 0 | 0 | 24005.5557 | 7177.7778 | 17238.889 | 0 | 877519.4515 | 0 | 870061.1181 | 7458.3334 | 7458.3334 | 0 | 11082.6884 | 20589.5113 | 1190.3311 | 33243.3953 | 0 | 10596.4895 | 38.6572 | 0 | 0 | 2242.1189 | 670.4044 | 1610.1122 | 0 | 81960.3168 | 0 | 81263.7084 | 696.6083 | 696.6083 | 0 | 404.9772 | 752.3701 | 43.4964 | 1214.761 | 0 | 387.2108 | 1.4126 | 0 | 0 | 81.9302 | 24.4975 | 58.8358 | 0 | 2994.9467 | 0 | 2969.4916 | 25.4551 | 25.4551 | 10.1728 | 0.58811 | 16.769 | 5.2355 | 0.0191 | 1.1078 | 5.4757 | 0 | 0.33123 | 0 | 0.79552 | 40.1505 | 40.4947 | 40.4947 | 1
CO_4B_PS_2013_EL | 4B | PS | EL | 10154 | ASHRAE30pct-state-4B | SchoolPrimary | STD2013 | CO-Trinidad-CO | Zone4B | Zone4B(CO-Trinidad-CO) | ASHRAE30pct-state-STD2013 | state | CO | 0.0934 | 0.73 | ASHRAE30pct-state-4B_SchoolPrimary_STD2013_CO-Trinidad-CO.table.csv.gz | Primary School | Trinidad Las Animas County Ap CO USA TMY3 WMO#=724645 | Electricity | 0 | 89930.5563 | 192913.8904 | 12744.4445 | 317797.2248 | 0 | 71666.6672 | 591.6667 | 0 | 0 | 0 | 7177.7778 | 17244.4446 | 0 | 716786.1168 | 0 | 710066.6723 | 6719.4445 | 6719.4445 | 0 | 8399.514 | 18018.1574 | 1190.3311 | 29682.2608 | 0 | 6693.6667 | 55.2617 | 0 | 0 | 0 | 670.4044 | 1610.6311 | 0 | 66947.8233 | 0 | 66320.2272 | 627.5961 | 627.5961 | 0 | 306.9302 | 658.4091 | 43.4964 | 1084.6321 | 0 | 244.5961 | 2.0193 | 0 | 0 | 0 | 24.4975 | 58.8548 | 0 | 2446.3688 | 0 | 2423.4355 | 22.9333 | 22.9333 | 8.9024 | 0.58811 | 14.9754 | 3.3072 | 0.027304 | 0 | 4.15 | 0 | 0.33123 | 0 | 0.79578 | 32.7673 | 33.0774 | 33.0774 | 2
CO_4B_PS_2010_NG | 4B | PS | NG | 9803 | ASHRAE30pct-state-4B | SchoolPrimary | STD2010 | CO-Trinidad-CO | Zone4B | Zone4B(CO-Trinidad-CO) | ASHRAE30pct-state-STD2010 | state | CO | 0.0934 | 0.73 | ASHRAE30pct-state-4B_SchoolPrimary_STD2010_CO-Trinidad-CO.table.csv.gz | Primary School | Trinidad Las Animas County Ap CO USA TMY3 WMO#=724645 | Natural Gas | 582746.3999 | 0 | 0 | 0 | 342190.4148 | 0 | 0 | 0 | 0 | 0 | 0 | 111965.6364 | 0 | 0 | 1036902.4511 | 0 | 1036902.4511 | 0 | 0 | 4254.0487 | 0 | 0 | 0 | 2497.99 | 0 | 0 | 0 | 0 | 0 | 0 | 817.3491 | 0 | 0 | 7569.3879 | 0 | 7569.3879 | 0 | 0 | 582.7464 | 0 | 0 | 0 | 342.1904 | 0 | 0 | 0 | 0 | 0 | 0 | 111.9656 | 0 | 0 | 1036.9025 | 0 | 1036.9025 | 0 | 0 | 0 | 0 | 4.6268 | 0 | 0 | 0 | 0 | 7.8793 | 1.5139 | 0 | 0 | 14.02 | 14.02 | 14.02 | 1
CO_4B_PS_2013_NG | 4B | PS | NG | 10163 | ASHRAE30pct-state-4B | SchoolPrimary | STD2013 | CO-Trinidad-CO | Zone4B | Zone4B(CO-Trinidad-CO) | ASHRAE30pct-state-STD2013 | state | CO | 0.0934 | 0.73 | ASHRAE30pct-state-4B_SchoolPrimary_STD2013_CO-Trinidad-CO.table.csv.gz | Primary School | Trinidad Las Animas County Ap CO USA TMY3 WMO#=724645 | Natural Gas | 828951.375 | 0 | 0 | 0 | 342190.4148 | 0 | 0 | 0 | 0 | 0 | 0 | 111870.8547 | 0 | 0 | 1283012.6445 | 0 | 1283012.6445 | 0 | 0 | 6051.345 | 0 | 0 | 0 | 2497.99 | 0 | 0 | 0 | 0 | 0 | 0 | 816.6572 | 0 | 0 | 9365.9923 | 0 | 9365.9923 | 0 | 0 | 828.9514 | 0 | 0 | 0 | 342.1904 | 0 | 0 | 0 | 0 | 0 | 0 | 111.8709 | 0 | 0 | 1283.0126 | 0 | 1283.0126 | 0 | 0 | 0 | 0 | 4.6268 | 0 | 0 | 0 | 0 | 11.2083 | 1.5126 | 0 | 0 | 17.3476 | 17.3476 | 17.3476 | 2
NM_4B_PS_2010_EL | 4B | PS | EL | 9854 | ASHRAE30pct-state-4B | SchoolPrimary | STD2010 | NM-Albuquerque-NM | Zone4B | Zone4B(NM-Albuquerque-NM) | ASHRAE30pct-state-STD2010 | state | NM | 0.093 | 0.62 | ASHRAE30pct-state-4B_SchoolPrimary_STD2010_NM-Albuquerque-NM.table.csv.gz | Primary School | Albuquerque Intl Arpt Isis NM USA TMY3 WMO#=723650 | Electricity | 0 | 137825.0011 | 219891.6684 | 12719.4445 | 355925.0028 | 0 | 116161.112 | 241.6667 | 0 | 0 | 23869.4446 | 7177.7778 | 17269.4446 | 0 | 898538.8961 | 0 | 891080.5627 | 7458.3334 | 7458.3334 | 0 | 12817.7251 | 20449.9252 | 1182.9083 | 33101.0253 | 0 | 10802.9834 | 22.475 | 0 | 0 | 2219.8584 | 667.5333 | 1606.0583 | 0 | 83564.1173 | 0 | 82870.4923 | 693.625 | 693.625 | 0 | 470.3925 | 750.4834 | 43.4111 | 1214.761 | 0 | 396.4543 | 0.8248 | 0 | 0 | 81.4657 | 24.4975 | 58.9401 | 0 | 3066.6854 | 0 | 3041.2303 | 25.4551 | 25.4551 | 10.1473 | 0.58696 | 16.769 | 5.3605 | 0.011152 | 1.1015 | 6.3602 | 0 | 0.33123 | 0 | 0.79693 | 41.1205 | 41.4647 | 41.4647 | 1
NM_4B_PS_2013_EL | 4B | PS | EL | 10214 | ASHRAE30pct-state-4B | SchoolPrimary | STD2013 | NM-Albuquerque-NM | Zone4B | Zone4B(NM-Albuquerque-NM) | ASHRAE30pct-state-STD2013 | state | NM | 0.093 | 0.62 | ASHRAE30pct-state-4B_SchoolPrimary_STD2013_NM-Albuquerque-NM.table.csv.gz | Primary School | Albuquerque Intl Arpt Isis NM USA TMY3 WMO#=723650 | Electricity | 0 | 99900.0008 | 191661.1126 | 12719.4445 | 317797.2248 | 0 | 74997.2228 | 383.3333 | 0 | 0 | 0 | 7177.7778 | 17269.4446 | 0 | 728622.2281 | 0 | 721905.5613 | 6716.6667 | 6716.6667 | 0 | 9290.7001 | 17824.4835 | 1182.9083 | 29555.1419 | 0 | 6974.7417 | 35.65 | 0 | 0 | 0 | 667.5333 | 1606.0583 | 0 | 67761.8672 | 0 | 67137.2172 | 624.65 | 624.65 | 0 | 340.9556 | 654.1334 | 43.4111 | 1084.6321 | 0 | 255.9632 | 1.3083 | 0 | 0 | 0 | 24.4975 | 58.9401 | 0 | 2486.7651 | 0 | 2463.8413 | 22.9238 | 22.9238 | 8.8445 | 0.58696 | 14.9753 | 3.4609 | 0.01769 | 0 | 4.6101 | 0 | 0.33123 | 0 | 0.79693 | 33.3136 | 33.6236 | 33.6236 | 2
NM_4B_PS_2010_NG | 4B | PS | NG | 9863 | ASHRAE30pct-state-4B | SchoolPrimary | STD2010 | NM-Albuquerque-NM | Zone4B | Zone4B(NM-Albuquerque-NM) | ASHRAE30pct-state-STD2010 | state | NM | 0.093 | 0.62 | ASHRAE30pct-state-4B_SchoolPrimary_STD2010_NM-Albuquerque-NM.table.csv.gz | Primary School | Albuquerque Intl Arpt Isis NM USA TMY3 WMO#=723650 | Natural Gas | 433057.6421 | 0 | 0 | 0 | 342190.4148 | 0 | 0 | 0 | 0 | 0 | 0 | 111889.811 | 0 | 0 | 887137.868 | 0 | 887137.868 | 0 | 0 | 2684.9574 | 0 | 0 | 0 | 2121.5806 | 0 | 0 | 0 | 0 | 0 | 0 | 693.7168 | 0 | 0 | 5500.2548 | 0 | 5500.2548 | 0 | 0 | 433.0576 | 0 | 0 | 0 | 342.1904 | 0 | 0 | 0 | 0 | 0 | 0 | 111.8898 | 0 | 0 | 887.1379 | 0 | 887.1379 | 0 | 0 | 0 | 0 | 4.6268 | 0 | 0 | 0 | 0 | 5.8554 | 1.5129 | 0 | 0 | 11.995 | 11.995 | 11.995 | 1
NM_4B_PS_2013_NG | 4B | PS | NG | 10223 | ASHRAE30pct-state-4B | SchoolPrimary | STD2013 | NM-Albuquerque-NM | Zone4B | Zone4B(NM-Albuquerque-NM) | ASHRAE30pct-state-STD2013 | state | NM | 0.093 | 0.62 | ASHRAE30pct-state-4B_SchoolPrimary_STD2013_NM-Albuquerque-NM.table.csv.gz | Primary School | Albuquerque Intl Arpt Isis NM USA TMY3 WMO#=723650 | Natural Gas | 614905.8348 | 0 | 0 | 0 | 342190.4148 | 0 | 0 | 0 | 0 | 0 | 0 | 111785.5511 | 0 | 0 | 1068881.8007 | 0 | 1068881.8007 | 0 | 0 | 3812.4162 | 0 | 0 | 0 | 2121.5806 | 0 | 0 | 0 | 0 | 0 | 0 | 693.0704 | 0 | 0 | 6627.0672 | 0 | 6627.0672 | 0 | 0 | 614.9058 | 0 | 0 | 0 | 342.1904 | 0 | 0 | 0 | 0 | 0 | 0 | 111.7856 | 0 | 0 | 1068.8818 | 0 | 1068.8818 | 0 | 0 | 0 | 0 | 4.6268 | 0 | 0 | 0 | 0 | 8.3141 | 1.5115 | 0 | 0 | 14.4524 | 14.4524 | 14.4524 | 2
OK_4B_PS_2010_EL | 4B | PS | EL | 9914 | ASHRAE30pct-state-4B | SchoolPrimary | STD2010 | OK-Amarillo-TX | Zone4B | Zone4B(OK-Amarillo-TX) | ASHRAE30pct-state-STD2010 | state | OK | 0.0726 | 0.87 | ASHRAE30pct-state-4B_SchoolPrimary_STD2010_OK-Amarillo-TX.table.csv.gz | Primary School | Amarillo International Ap Can TX USA TMY3 WMO#=723630 | Electricity | 0 | 169711.1125 | 219402.7795 | 12708.3334 | 355925.0028 | 0 | 113036.112 | 283.3333 | 0 | 0 | 25061.1113 | 7177.7778 | 17313.889 | 0 | 928086.1185 | 0 | 920619.4518 | 7466.6667 | 7466.6667 | 0 | 12321.0268 | 15928.6418 | 922.625 | 25840.1552 | 0 | 8206.4217 | 20.57 | 0 | 0 | 1819.4367 | 521.1067 | 1256.9883 | 0 | 67379.0522 | 0 | 66836.9722 | 542.08 | 542.08 | 0 | 579.2188 | 748.8149 | 43.3731 | 1214.761 | 0 | 385.7887 | 0.96701 | 0 | 0 | 85.5328 | 24.4975 | 59.0918 | 0 | 3167.5292 | 0 | 3142.0456 | 25.4835 | 25.4835 | 10.1247 | 0.58645 | 16.7694 | 5.2163 | 0.013075 | 1.1565 | 7.8316 | 0 | 0.33123 | 0 | 0.79898 | 42.4836 | 42.8282 | 42.8282 | 1
OK_4B_PS_2013_EL | 4B | PS | EL | 10274 | ASHRAE30pct-state-4B | SchoolPrimary | STD2013 | OK-Amarillo-TX | Zone4B | Zone4B(OK-Amarillo-TX) | ASHRAE30pct-state-STD2013 | state | OK | 0.0726 | 0.87 | ASHRAE30pct-state-4B_SchoolPrimary_STD2013_OK-Amarillo-TX.table.csv.gz | Primary School | Amarillo International Ap Can TX USA TMY3 WMO#=723630 | Electricity | 0 | 126702.7788 | 191005.5571 | 12708.3334 | 317797.2248 | 0 | 68075.0005 | 516.6667 | 0 | 0 | 0 | 7177.7778 | 17308.3335 | 0 | 748011.1171 | 0 | 741291.6726 | 6719.4445 | 6719.4445 | 0 | 9198.6217 | 13867.0034 | 922.625 | 23072.0785 | 0 | 4942.245 | 37.51 | 0 | 0 | 0 | 521.1067 | 1256.585 | 0 | 54305.6071 | 0 | 53817.7754 | 487.8317 | 487.8317 | 0 | 432.4327 | 651.896 | 43.3731 | 1084.6321 | 0 | 232.3379 | 1.7634 | 0 | 0 | 0 | 24.4975 | 59.0728 | 0 | 2552.9388 | 0 | 2530.0055 | 22.9333 | 22.9333 | 8.8143 | 0.58645 | 14.9754 | 3.1414 | 0.023842 | 0 | 5.8469 | 0 | 0.33123 | 0 | 0.79872 | 34.2082 | 34.5183 | 34.5183 | 2
OK_4B_PS_2010_NG | 4B | PS | NG | 9923 | ASHRAE30pct-state-4B | SchoolPrimary | STD2010 | OK-Amarillo-TX | Zone4B | Zone4B(OK-Amarillo-TX) | ASHRAE30pct-state-STD2010 | state | OK | 0.0726 | 0.87 | ASHRAE30pct-state-4B_SchoolPrimary_STD2010_OK-Amarillo-TX.table.csv.gz | Primary School | Amarillo International Ap Can TX USA TMY3 WMO#=723630 | Natural Gas | 481121.4483 | 0 | 0 | 0 | 342190.4148 | 0 | 0 | 0 | 0 | 0 | 0 | 111927.7237 | 0 | 0 | 935239.5868 | 0 | 935239.5868 | 0 | 0 | 4185.7566 | 0 | 0 | 0 | 2977.0566 | 0 | 0 | 0 | 0 | 0 | 0 | 973.7712 | 0 | 0 | 8136.5844 | 0 | 8136.5844 | 0 | 0 | 481.1214 | 0 | 0 | 0 | 342.1904 | 0 | 0 | 0 | 0 | 0 | 0 | 111.9277 | 0 | 0 | 935.2396 | 0 | 935.2396 | 0 | 0 | 0 | 0 | 4.6268 | 0 | 0 | 0 | 0 | 6.5052 | 1.5134 | 0 | 0 | 12.6454 | 12.6454 | 12.6454 | 1
OK_4B_PS_2013_NG | 4B | PS | NG | 10283 | ASHRAE30pct-state-4B | SchoolPrimary | STD2013 | OK-Amarillo-TX | Zone4B | Zone4B(OK-Amarillo-TX) | ASHRAE30pct-state-STD2013 | state | OK | 0.0726 | 0.87 | ASHRAE30pct-state-4B_SchoolPrimary_STD2013_OK-Amarillo-TX.table.csv.gz | Primary School | Amarillo International Ap Can TX USA TMY3 WMO#=723630 | Natural Gas | 713677.8568 | 0 | 0 | 0 | 342190.4148 | 0 | 0 | 0 | 0 | 0 | 0 | 111804.5075 | 0 | 0 | 1167672.7792 | 0 | 1167672.7792 | 0 | 0 | 6208.9974 | 0 | 0 | 0 | 2977.0566 | 0 | 0 | 0 | 0 | 0 | 0 | 972.6992 | 0 | 0 | 10158.7532 | 0 | 10158.7532 | 0 | 0 | 713.6779 | 0 | 0 | 0 | 342.1904 | 0 | 0 | 0 | 0 | 0 | 0 | 111.8045 | 0 | 0 | 1167.6728 | 0 | 1167.6728 | 0 | 0 | 0 | 0 | 4.6268 | 0 | 0 | 0 | 0 | 9.6496 | 1.5117 | 0 | 0 | 15.7881 | 15.7881 | 15.7881 | 2
TX_4B_PS_2010_EL | 4B | PS | EL | 9974 | ASHRAE30pct-state-4B | SchoolPrimary | STD2010 | TX-Amarillo-TX | Zone4B | Zone4B(TX-Amarillo-TX) | ASHRAE30pct-state-STD2010 | state | TX | 0.0817 | 0.67 | ASHRAE30pct-state-4B_SchoolPrimary_STD2010_TX-Amarillo-TX.table.csv.gz | Primary School | Amarillo International Ap Can TX USA TMY3 WMO#=723630 | Electricity | 0 | 169711.1125 | 219402.7795 | 12708.3334 | 355925.0028 | 0 | 113036.112 | 283.3333 | 0 | 0 | 25061.1113 | 7177.7778 | 17313.889 | 0 | 928086.1185 | 0 | 920619.4518 | 7466.6667 | 7466.6667 | 0 | 13865.3979 | 17925.2071 | 1038.2708 | 29079.0727 | 0 | 9235.0504 | 23.1483 | 0 | 0 | 2047.4928 | 586.4244 | 1414.5447 | 0 | 75824.6359 | 0 | 75214.6092 | 610.0267 | 610.0267 | 0 | 579.2188 | 748.8149 | 43.3731 | 1214.761 | 0 | 385.7887 | 0.96701 | 0 | 0 | 85.5328 | 24.4975 | 59.0918 | 0 | 3167.5292 | 0 | 3142.0456 | 25.4835 | 25.4835 | 10.1247 | 0.58645 | 16.7694 | 5.2163 | 0.013075 | 1.1565 | 7.8316 | 0 | 0.33123 | 0 | 0.79898 | 42.4836 | 42.8282 | 42.8282 | 1
TX_4B_PS_2013_EL | 4B | PS | EL | 10334 | ASHRAE30pct-state-4B | SchoolPrimary | STD2013 | TX-Amarillo-TX | Zone4B | Zone4B(TX-Amarillo-TX) | ASHRAE30pct-state-STD2013 | state | TX | 0.0817 | 0.67 | ASHRAE30pct-state-4B_SchoolPrimary_STD2013_TX-Amarillo-TX.table.csv.gz | Primary School | Amarillo International Ap Can TX USA TMY3 WMO#=723630 | Electricity | 0 | 126702.7788 | 191005.5571 | 12708.3334 | 317797.2248 | 0 | 68075.0005 | 516.6667 | 0 | 0 | 0 | 7177.7778 | 17308.3335 | 0 | 748011.1171 | 0 | 741291.6726 | 6719.4445 | 6719.4445 | 0 | 10351.617 | 15605.154 | 1038.2708 | 25964.0333 | 0 | 5561.7275 | 42.2117 | 0 | 0 | 0 | 586.4244 | 1414.0908 | 0 | 61112.5083 | 0 | 60563.5297 | 548.9786 | 548.9786 | 0 | 432.4327 | 651.896 | 43.3731 | 1084.6321 | 0 | 232.3379 | 1.7634 | 0 | 0 | 0 | 24.4975 | 59.0728 | 0 | 2552.9388 | 0 | 2530.0055 | 22.9333 | 22.9333 | 8.8143 | 0.58645 | 14.9754 | 3.1414 | 0.023842 | 0 | 5.8469 | 0 | 0.33123 | 0 | 0.79872 | 34.2082 | 34.5183 | 34.5183 | 2
TX_4B_PS_2010_NG | 4B | PS | NG | 9983 | ASHRAE30pct-state-4B | SchoolPrimary | STD2010 | TX-Amarillo-TX | Zone4B | Zone4B(TX-Amarillo-TX) | ASHRAE30pct-state-STD2010 | state | TX | 0.0817 | 0.67 | ASHRAE30pct-state-4B_SchoolPrimary_STD2010_TX-Amarillo-TX.table.csv.gz | Primary School | Amarillo International Ap Can TX USA TMY3 WMO#=723630 | Natural Gas | 481121.4483 | 0 | 0 | 0 | 342190.4148 | 0 | 0 | 0 | 0 | 0 | 0 | 111927.7237 | 0 | 0 | 935239.5868 | 0 | 935239.5868 | 0 | 0 | 3223.5137 | 0 | 0 | 0 | 2292.6758 | 0 | 0 | 0 | 0 | 0 | 0 | 749.9157 | 0 | 0 | 6266.1052 | 0 | 6266.1052 | 0 | 0 | 481.1214 | 0 | 0 | 0 | 342.1904 | 0 | 0 | 0 | 0 | 0 | 0 | 111.9277 | 0 | 0 | 935.2396 | 0 | 935.2396 | 0 | 0 | 0 | 0 | 4.6268 | 0 | 0 | 0 | 0 | 6.5052 | 1.5134 | 0 | 0 | 12.6454 | 12.6454 | 12.6454 | 1
TX_4B_PS_2013_NG | 4B | PS | NG | 10343 | ASHRAE30pct-state-4B | SchoolPrimary | STD2013 | TX-Amarillo-TX | Zone4B | Zone4B(TX-Amarillo-TX) | ASHRAE30pct-state-STD2013 | state | TX | 0.0817 | 0.67 | ASHRAE30pct-state-4B_SchoolPrimary_STD2013_TX-Amarillo-TX.table.csv.gz | Primary School | Amarillo International Ap Can TX USA TMY3 WMO#=723630 | Natural Gas | 713677.8568 | 0 | 0 | 0 | 342190.4148 | 0 | 0 | 0 | 0 | 0 | 0 | 111804.5075 | 0 | 0 | 1167672.7792 | 0 | 1167672.7792 | 0 | 0 | 4781.6416 | 0 | 0 | 0 | 2292.6758 | 0 | 0 | 0 | 0 | 0 | 0 | 749.0902 | 0 | 0 | 7823.4076 | 0 | 7823.4076 | 0 | 0 | 713.6779 | 0 | 0 | 0 | 342.1904 | 0 | 0 | 0 | 0 | 0 | 0 | 111.8045 | 0 | 0 | 1167.6728 | 0 | 1167.6728 | 0 | 0 | 0 | 0 | 4.6268 | 0 | 0 | 0 | 0 | 9.6496 | 1.5117 | 0 | 0 | 15.7881 | 15.7881 | 15.7881 | 2
CA_4C_PS_2010_EL | 4C | PS | EL | 10574 | ASHRAE30pct-state-4C | SchoolPrimary | STD2010 | CA-Arcata-CA | Zone4C | Zone4C(CA-Arcata-CA) | ASHRAE30pct-state-STD2010 | state | CA | 0.136 | 0.7 | ASHRAE30pct-state-4C_SchoolPrimary_STD2010_CA-Arcata-CA.table.csv.gz | Primary School | Arcata Airport CA USA TMY3 WMO#=725945 | Electricity | 0 | 47627.7782 | 219797.224 | 12716.6668 | 355925.0028 | 0 | 110275.0009 | 150 | 0 | 0 | 21755.5557 | 7177.7778 | 17283.3335 | 0 | 800172.2286 | 0 | 792708.3397 | 7463.8889 | 7463.8889 | 0 | 6477.3778 | 29892.4225 | 1729.4667 | 48405.8004 | 0 | 14997.4001 | 20.4 | 0 | 0 | 2958.7556 | 976.1778 | 2350.5334 | 0 | 108823.4231 | 0 | 107808.3342 | 1015.0889 | 1015.0889 | 0 | 162.5521 | 750.1611 | 43.4016 | 1214.761 | 0 | 376.3652 | 0.51195 | 0 | 0 | 74.251 | 24.4975 | 58.9875 | 0 | 2730.963 | 0 | 2705.489 | 25.474 | 25.474 | 10.1429 | 0.58683 | 16.7692 | 5.0888 | 0.006922 | 1.0039 | 2.1979 | 0 | 0.33123 | 0 | 0.79757 | 36.5809 | 36.9254 | 36.9254 | 1
CA_4C_PS_2013_EL | 4C | PS | EL | 10754 | ASHRAE30pct-state-4C | SchoolPrimary | STD2013 | CA-Arcata-CA | Zone4C | Zone4C(CA-Arcata-CA) | ASHRAE30pct-state-STD2013 | state | CA | 0.136 | 0.7 | ASHRAE30pct-state-4C_SchoolPrimary_STD2013_CA-Arcata-CA.table.csv.gz | Primary School | Arcata Airport CA USA TMY3 WMO#=725945 | Electricity | 0 | 21816.6668 | 192750.0015 | 12716.6668 | 317797.2248 | 0 | 62905.5561 | 438.8889 | 0 | 0 | 0 | 7177.7778 | 17283.3335 | 0 | 639608.3385 | 0 | 632886.1162 | 6722.2223 | 6722.2223 | 0 | 2967.0667 | 26214.0002 | 1729.4667 | 43220.4226 | 0 | 8555.1556 | 59.6889 | 0 | 0 | 0 | 976.1778 | 2350.5334 | 0 | 86986.734 | 0 | 86072.5118 | 914.2222 | 914.2222 | 0 | 74.4596 | 657.8498 | 43.4016 | 1084.6321 | 0 | 214.6947 | 1.4979 | 0 | 0 | 0 | 24.4975 | 58.9875 | 0 | 2182.9634 | 0 | 2160.0207 | 22.9427 | 22.9427 | 8.8948 | 0.58683 | 14.9755 | 2.9029 | 0.020253 | 0 | 1.0068 | 0 | 0.33123 | 0 | 0.79757 | 29.2057 | 29.5159 | 29.5159 | 2
CA_4C_PS_2010_NG | 4C | PS | NG | 10583 | ASHRAE30pct-state-4C | SchoolPrimary | STD2010 | CA-Arcata-CA | Zone4C | Zone4C(CA-Arcata-CA) | ASHRAE30pct-state-STD2010 | state | CA | 0.136 | 0.7 | ASHRAE30pct-state-4C_SchoolPrimary_STD2010_CA-Arcata-CA.table.csv.gz | Primary School | Arcata Airport CA USA TMY3 WMO#=725945 | Natural Gas | 530152.0279 | 0 | 0 | 0 | 342190.4148 | 0 | 0 | 0 | 0 | 0 | 0 | 115823.2521 | 0 | 0 | 988165.6948 | 0 | 988165.6948 | 0 | 0 | 3711.0642 | 0 | 0 | 0 | 2395.3329 | 0 | 0 | 0 | 0 | 0 | 0 | 810.7628 | 0 | 0 | 6917.1599 | 0 | 6917.1599 | 0 | 0 | 530.152 | 0 | 0 | 0 | 342.1904 | 0 | 0 | 0 | 0 | 0 | 0 | 115.8233 | 0 | 0 | 988.1657 | 0 | 988.1657 | 0 | 0 | 0 | 0 | 4.6268 | 0 | 0 | 0 | 0 | 7.1682 | 1.566 | 0 | 0 | 13.361 | 13.361 | 13.361 | 1
CA_4C_PS_2013_NG | 4C | PS | NG | 10763 | ASHRAE30pct-state-4C | SchoolPrimary | STD2013 | CA-Arcata-CA | Zone4C | Zone4C(CA-Arcata-CA) | ASHRAE30pct-state-STD2013 | state | CA | 0.136 | 0.7 | ASHRAE30pct-state-4C_SchoolPrimary_STD2013_CA-Arcata-CA.table.csv.gz | Primary School | Arcata Airport CA USA TMY3 WMO#=725945 | Natural Gas | 793303.9731 | 0 | 0 | 0 | 342190.4148 | 0 | 0 | 0 | 0 | 0 | 0 | 115747.4267 | 0 | 0 | 1251232.3365 | 0 | 1251241.8146 | 0 | 0 | 5553.1278 | 0 | 0 | 0 | 2395.3329 | 0 | 0 | 0 | 0 | 0 | 0 | 810.232 | 0 | 0 | 8758.6264 | 0 | 8758.6927 | 0 | 0 | 793.304 | 0 | 0 | 0 | 342.1904 | 0 | 0 | 0 | 0 | 0 | 0 | 115.7474 | 0 | 0 | 1251.2323 | 0 | 1251.2418 | 0 | 0 | 0 | 0 | 4.6268 | 0 | 0 | 0 | 0 | 10.7263 | 1.565 | 0 | 0 | 16.918 | 16.9179 | 16.918 | 2
OR_4C_PS_2010_EL | 4C | PS | EL | 10634 | ASHRAE30pct-state-4C | SchoolPrimary | STD2010 | OR-Portland-OR | Zone4C | Zone4C(OR-Portland-OR) | ASHRAE30pct-state-STD2010 | state | OR | 0.0834 | 0.92 | ASHRAE30pct-state-4C_SchoolPrimary_STD2010_OR-Portland-OR.table.csv.gz | Primary School | Portland International Ap OR USA TMY3 WMO#=726980 | Electricity | 0 | 98186.1119 | 221355.5573 | 12736.1112 | 355925.0028 | 0 | 107808.3342 | 311.1111 | 0 | 0 | 25397.2224 | 7177.7778 | 17272.2224 | 0 | 853633.3402 | 0 | 846169.4512 | 7463.8889 | 7463.8889 | 0 | 8188.7217 | 18461.0535 | 1062.1917 | 29684.1452 | 0 | 8991.2151 | 25.9467 | 0 | 0 | 2118.1284 | 598.6267 | 1440.5033 | 0 | 71193.0206 | 0 | 70570.5322 | 622.4883 | 622.4883 | 0 | 335.1062 | 755.4797 | 43.468 | 1214.761 | 0 | 367.9465 | 1.0618 | 0 | 0 | 86.6799 | 24.4975 | 58.9496 | 0 | 2913.4241 | 0 | 2887.9501 | 25.474 | 25.474 | 10.2148 | 0.58773 | 16.7692 | 4.975 | 0.014357 | 1.172 | 4.531 | 0 | 0.33123 | 0 | 0.79706 | 39.048 | 39.3924 | 39.3924 | 1
OR_4C_PS_2013_EL | 4C | PS | EL | 10814 | ASHRAE30pct-state-4C | SchoolPrimary | STD2013 | OR-Portland-OR | Zone4C | Zone4C(OR-Portland-OR) | ASHRAE30pct-state-STD2013 | state | OR | 0.0834 | 0.92 | ASHRAE30pct-state-4C_SchoolPrimary_STD2013_OR-Portland-OR.table.csv.gz | Primary School | Portland International Ap OR USA TMY3 WMO#=726980 | Electricity | 0 | 66038.8894 | 195544.446 | 12736.1112 | 317797.2248 | 0 | 57938.8894 | 591.6667 | 0 | 0 | 0 | 7177.7778 | 17266.6668 | 0 | 681813.8943 | 0 | 675091.6721 | 6722.2223 | 6722.2223 | 0 | 5507.6434 | 16308.4068 | 1062.1917 | 26504.2885 | 0 | 4832.1034 | 49.345 | 0 | 0 | 0 | 598.6267 | 1440.04 | 0 | 56863.2788 | 0 | 56302.6455 | 560.6333 | 560.6333 | 0 | 225.3887 | 667.3871 | 43.468 | 1084.6321 | 0 | 197.7436 | 2.0193 | 0 | 0 | 0 | 24.4975 | 58.9306 | 0 | 2327.0097 | 0 | 2304.0669 | 22.9427 | 22.9427 | 9.0237 | 0.58773 | 14.9755 | 2.6737 | 0.027304 | 0 | 3.0475 | 0 | 0.33123 | 0 | 0.7968 | 31.1533 | 31.4635 | 31.4635 | 2
OR_4C_PS_2010_NG | 4C | PS | NG | 10643 | ASHRAE30pct-state-4C | SchoolPrimary | STD2010 | OR-Portland-OR | Zone4C | Zone4C(OR-Portland-OR) | ASHRAE30pct-state-STD2010 | state | OR | 0.0834 | 0.92 | ASHRAE30pct-state-4C_SchoolPrimary_STD2010_OR-Portland-OR.table.csv.gz | Primary School | Portland International Ap OR USA TMY3 WMO#=726980 | Natural Gas | 617645.0262 | 0 | 0 | 0 | 342190.4148 | 0 | 0 | 0 | 0 | 0 | 0 | 115832.7302 | 0 | 0 | 1075668.1713 | 0 | 1075668.1713 | 0 | 0 | 5682.3342 | 0 | 0 | 0 | 3148.1518 | 0 | 0 | 0 | 0 | 0 | 0 | 1065.6611 | 0 | 0 | 9896.1472 | 0 | 9896.1472 | 0 | 0 | 617.645 | 0 | 0 | 0 | 342.1904 | 0 | 0 | 0 | 0 | 0 | 0 | 115.8327 | 0 | 0 | 1075.6682 | 0 | 1075.6682 | 0 | 0 | 0 | 0 | 4.6268 | 0 | 0 | 0 | 0 | 8.3512 | 1.5662 | 0 | 0 | 14.5441 | 14.5441 | 14.5441 | 1
OR_4C_PS_2013_NG | 4C | PS | NG | 10823 | ASHRAE30pct-state-4C | SchoolPrimary | STD2013 | OR-Portland-OR | Zone4C | Zone4C(OR-Portland-OR) | ASHRAE30pct-state-STD2013 | state | OR | 0.0834 | 0.92 | ASHRAE30pct-state-4C_SchoolPrimary_STD2013_OR-Portland-OR.table.csv.gz | Primary School | Portland International Ap OR USA TMY3 WMO#=726980 | Natural Gas | 867973.0058 | 0 | 0 | 0 | 342190.4148 | 0 | 0 | 0 | 0 | 0 | 0 | 115747.4267 | 0 | 0 | 1325910.8473 | 0 | 1325910.8473 | 0 | 0 | 7985.3517 | 0 | 0 | 0 | 3148.1518 | 0 | 0 | 0 | 0 | 0 | 0 | 1064.8763 | 0 | 0 | 12198.3798 | 0 | 12198.3798 | 0 | 0 | 867.973 | 0 | 0 | 0 | 342.1904 | 0 | 0 | 0 | 0 | 0 | 0 | 115.7474 | 0 | 0 | 1325.9108 | 0 | 1325.9108 | 0 | 0 | 0 | 0 | 4.6268 | 0 | 0 | 0 | 0 | 11.7359 | 1.565 | 0 | 0 | 17.9276 | 17.9276 | 17.9276 | 2
WA_4C_PS_2010_EL | 4C | PS | EL | 10694 | ASHRAE30pct-state-4C | SchoolPrimary | STD2010 | WA-Seattle-WA | Zone4C | Zone4C(WA-Seattle-WA) | ASHRAE30pct-state-STD2010 | state | WA | 0.0767 | 0.96 | ASHRAE30pct-state-4C_SchoolPrimary_STD2010_WA-Seattle-WA.table.csv.gz | Primary School | Seattle Seattle Tacoma Intl A WA USA TMY3 WMO#=727930 | Electricity | 0 | 76063.8895 | 222347.224 | 12744.4445 | 355925.0028 | 0 | 115338.8898 | 308.3333 | 0 | 0 | 25313.8891 | 7177.7778 | 17255.5557 | 0 | 839941.6734 | 0 | 832475.0067 | 7466.6667 | 7466.6667 | 0 | 5834.1003 | 17054.0321 | 977.4989 | 27299.4477 | 0 | 8846.4928 | 23.6492 | 0 | 0 | 1941.5753 | 550.5356 | 1323.5011 | 0 | 64423.5263 | 0 | 63850.833 | 572.6933 | 572.6933 | 0 | 259.6037 | 758.8642 | 43.4964 | 1214.761 | 0 | 393.6481 | 1.0523 | 0 | 0 | 86.3955 | 24.4975 | 58.8927 | 0 | 2866.6949 | 0 | 2841.2114 | 25.4835 | 25.4835 | 10.2606 | 0.58811 | 16.7694 | 5.3225 | 0.014229 | 1.1682 | 3.5101 | 0 | 0.33123 | 0 | 0.79629 | 38.416 | 38.7606 | 38.7606 | 1
WA_4C_PS_2013_EL | 4C | PS | EL | 10874 | ASHRAE30pct-state-4C | SchoolPrimary | STD2013 | WA-Seattle-WA | Zone4C | Zone4C(WA-Seattle-WA) | ASHRAE30pct-state-STD2013 | state | WA | 0.0767 | 0.96 | ASHRAE30pct-state-4C_SchoolPrimary_STD2013_WA-Seattle-WA.table.csv.gz | Primary School | Seattle Seattle Tacoma Intl A WA USA TMY3 WMO#=727930 | Electricity | 0 | 43152.7781 | 197263.8905 | 12744.4445 | 317797.2248 | 0 | 57102.7782 | 619.4444 | 0 | 0 | 0 | 7177.7778 | 17250.0001 | 0 | 659833.3386 | 0 | 653108.3386 | 6725.0001 | 6725.0001 | 0 | 3309.8181 | 15130.1404 | 977.4989 | 24375.0471 | 0 | 4379.7831 | 47.5114 | 0 | 0 | 0 | 550.5356 | 1323.075 | 0 | 50609.2171 | 0 | 50093.4096 | 515.8075 | 515.8075 | 0 | 147.2791 | 673.2555 | 43.4964 | 1084.6321 | 0 | 194.89 | 2.1141 | 0 | 0 | 0 | 24.4975 | 58.8737 | 0 | 2251.9907 | 0 | 2229.0385 | 22.9522 | 22.9522 | 9.1031 | 0.58811 | 14.9757 | 2.6351 | 0.028585 | 0 | 1.9914 | 0 | 0.33123 | 0 | 0.79603 | 30.1388 | 30.4492 | 30.4492 | 2
WA_4C_PS_2010_NG | 4C | PS | NG | 10703 | ASHRAE30pct-state-4C | SchoolPrimary | STD2010 | WA-Seattle-WA | Zone4C | Zone4C(WA-Seattle-WA) | ASHRAE30pct-state-STD2010 | state | WA | 0.0767 | 0.96 | ASHRAE30pct-state-4C_SchoolPrimary_STD2010_WA-Seattle-WA.table.csv.gz | Primary School | Seattle Seattle Tacoma Intl A WA USA TMY3 WMO#=727930 | Natural Gas | 635426.0754 | 0 | 0 | 0 | 342190.4148 | 0 | 0 | 0 | 0 | 0 | 0 | 115851.6866 | 0 | 0 | 1093468.1768 | 0 | 1093468.1768 | 0 | 0 | 6100.0903 | 0 | 0 | 0 | 3285.028 | 0 | 0 | 0 | 0 | 0 | 0 | 1112.1762 | 0 | 0 | 10497.2945 | 0 | 10497.2945 | 0 | 0 | 635.4261 | 0 | 0 | 0 | 342.1904 | 0 | 0 | 0 | 0 | 0 | 0 | 115.8517 | 0 | 0 | 1093.4682 | 0 | 1093.4682 | 0 | 0 | 0 | 0 | 4.6268 | 0 | 0 | 0 | 0 | 8.5916 | 1.5664 | 0 | 0 | 14.7848 | 14.7848 | 14.7848 | 1
WA_4C_PS_2013_NG | 4C | PS | NG | 10883 | ASHRAE30pct-state-4C | SchoolPrimary | STD2013 | WA-Seattle-WA | Zone4C | Zone4C(WA-Seattle-WA) | ASHRAE30pct-state-STD2013 | state | WA | 0.0767 | 0.96 | ASHRAE30pct-state-4C_SchoolPrimary_STD2013_WA-Seattle-WA.table.csv.gz | Primary School | Seattle Seattle Tacoma Intl A WA USA TMY3 WMO#=727930 | Natural Gas | 910833.296 | 0 | 0 | 0 | 342190.4148 | 0 | 0 | 0 | 0 | 0 | 0 | 115775.8612 | 0 | 0 | 1368799.572 | 0 | 1368799.572 | 0 | 0 | 8743.9996 | 0 | 0 | 0 | 3285.028 | 0 | 0 | 0 | 0 | 0 | 0 | 1111.4483 | 0 | 0 | 13140.4759 | 0 | 13140.4759 | 0 | 0 | 910.8333 | 0 | 0 | 0 | 342.1904 | 0 | 0 | 0 | 0 | 0 | 0 | 115.7759 | 0 | 0 | 1368.7996 | 0 | 1368.7996 | 0 | 0 | 0 | 0 | 4.6268 | 0 | 0 | 0 | 0 | 12.3154 | 1.5654 | 0 | 0 | 18.5075 | 18.5075 | 18.5075 | 2
CT_5A_PS_2010_EL | 5A | PS | EL | 12074 | ASHRAE30pct-state-5A | SchoolPrimary | STD2010 | CT-HartfordBradley-CT | Zone5A | Zone5A(CT-HartfordBradley-CT) | ASHRAE30pct-state-STD2010 | state | CT | 0.147 | 0.82 | ASHRAE30pct-state-5A_SchoolPrimary_STD2010_CT-HartfordBradley-CT.table.csv.gz | Primary School | Hartford Bradley Intl Ap CT USA TMY3 WMO#=725080 | Electricity | 0 | 119552.7787 | 219908.3351 | 12769.4445 | 355925.0028 | 0 | 106622.2231 | 627.7778 | 0 | 0 | 29577.778 | 7177.7778 | 17347.2224 | 0 | 876969.4515 | 0 | 869508.3403 | 7461.1112 | 7461.1112 | 0 | 17574.2585 | 32326.5253 | 1877.1083 | 52320.9754 | 0 | 15673.4668 | 92.2833 | 0 | 0 | 4347.9334 | 1055.1333 | 2550.0417 | 0 | 128914.5094 | 0 | 127817.726 | 1096.7833 | 1096.7833 | 0 | 408.0299 | 750.5403 | 43.5817 | 1214.761 | 0 | 363.8983 | 2.1426 | 0 | 0 | 100.948 | 24.4975 | 59.2055 | 0 | 2993.0696 | 0 | 2967.605 | 25.4645 | 25.4645 | 10.1481 | 0.58927 | 16.7691 | 4.9203 | 0.02897 | 1.3649 | 5.517 | 0 | 0.33123 | 0 | 0.80052 | 40.125 | 40.4693 | 40.4693 | 1
CT_5A_PS_2013_EL | 5A | PS | EL | 13214 | ASHRAE30pct-state-5A | SchoolPrimary | STD2013 | CT-HartfordBradley-CT | Zone5A | Zone5A(CT-HartfordBradley-CT) | ASHRAE30pct-state-STD2013 | state | CT | 0.147 | 0.82 | ASHRAE30pct-state-5A_SchoolPrimary_STD2013_CT-HartfordBradley-CT.table.csv.gz | Primary School | Hartford Bradley Intl Ap CT USA TMY3 WMO#=725080 | Electricity | 0 | 100111.1119 | 192802.7793 | 12769.4445 | 317797.2248 | 0 | 93580.5563 | 544.4444 | 0 | 0 | 27444.4447 | 7177.7778 | 17425.0001 | 0 | 776375.0062 | 0 | 769652.7839 | 6722.2223 | 6722.2223 | 0 | 14716.3335 | 28342.0086 | 1877.1083 | 46716.192 | 0 | 13756.3418 | 80.0333 | 0 | 0 | 4034.3334 | 1055.1333 | 2561.475 | 0 | 114127.1259 | 0 | 113138.9592 | 988.1667 | 988.1667 | 0 | 341.6761 | 658.0299 | 43.5817 | 1084.6321 | 0 | 319.3875 | 1.8582 | 0 | 0 | 93.667 | 24.4975 | 59.471 | 0 | 2649.7438 | 0 | 2626.8011 | 22.9427 | 22.9427 | 8.8972 | 0.58927 | 14.9755 | 4.3184 | 0.025124 | 1.2665 | 4.6198 | 0 | 0.33123 | 0 | 0.80411 | 35.517 | 35.8272 | 35.8272 | 2
CT_5A_PS_2010_NG | 5A | PS | NG | 12083 | ASHRAE30pct-state-5A | SchoolPrimary | STD2010 | CT-HartfordBradley-CT | Zone5A | Zone5A(CT-HartfordBradley-CT) | ASHRAE30pct-state-STD2010 | state | CT | 0.147 | 0.82 | ASHRAE30pct-state-5A_SchoolPrimary_STD2010_CT-HartfordBradley-CT.table.csv.gz | Primary School | Hartford Bradley Intl Ap CT USA TMY3 WMO#=725080 | Natural Gas | 972375.0616 | 0 | 0 | 0 | 342190.4148 | 0 | 0 | 0 | 0 | 0 | 0 | 119870.4312 | 0 | 0 | 1434445.3858 | 0 | 1434435.9076 | 0 | 0 | 7973.4755 | 0 | 0 | 0 | 2805.9614 | 0 | 0 | 0 | 0 | 0 | 0 | 982.9375 | 0 | 0 | 11762.4522 | 0 | 11762.3744 | 0 | 0 | 972.3751 | 0 | 0 | 0 | 342.1904 | 0 | 0 | 0 | 0 | 0 | 0 | 119.8704 | 0 | 0 | 1434.4454 | 0 | 1434.4359 | 0 | 0 | 0 | 0 | 4.6268 | 0 | 0 | 0 | 0 | 13.1475 | 1.6208 | 0 | 0 | 19.395 | 19.3951 | 19.395 | 1
CT_5A_PS_2013_NG | 5A | PS | NG | 13223 | ASHRAE30pct-state-5A | SchoolPrimary | STD2013 | CT-HartfordBradley-CT | Zone5A | Zone5A(CT-HartfordBradley-CT) | ASHRAE30pct-state-STD2013 | state | CT | 0.147 | 0.82 | ASHRAE30pct-state-5A_SchoolPrimary_STD2013_CT-HartfordBradley-CT.table.csv.gz | Primary School | Hartford Bradley Intl Ap CT USA TMY3 WMO#=725080 | Natural Gas | 1061469.8709 | 0 | 0 | 0 | 342190.4148 | 0 | 0 | 0 | 0 | 0 | 0 | 119785.1276 | 0 | 0 | 1523445.4133 | 0 | 1523445.4133 | 0 | 0 | 8704.0529 | 0 | 0 | 0 | 2805.9614 | 0 | 0 | 0 | 0 | 0 | 0 | 982.238 | 0 | 0 | 12492.2524 | 0 | 12492.2524 | 0 | 0 | 1061.4699 | 0 | 0 | 0 | 342.1904 | 0 | 0 | 0 | 0 | 0 | 0 | 119.7851 | 0 | 0 | 1523.4454 | 0 | 1523.4454 | 0 | 0 | 0 | 0 | 4.6268 | 0 | 0 | 0 | 0 | 14.3521 | 1.6196 | 0 | 0 | 20.5985 | 20.5985 | 20.5985 | 2
IA_5A_PS_2010_EL | 5A | PS | EL | 12134 | ASHRAE30pct-state-5A | SchoolPrimary | STD2010 | IA-DesMoines-IA | Zone5A | Zone5A(IA-DesMoines-IA) | ASHRAE30pct-state-STD2010 | state | IA | 0.08 | 0.7 | ASHRAE30pct-state-5A_SchoolPrimary_STD2010_IA-DesMoines-IA.table.csv.gz | Primary School | Des Moines Intl Ap IA USA TMY3 WMO#=725460 | Electricity | 0 | 147208.3345 | 219536.1129 | 12719.4445 | 355925.0028 | 0 | 112008.3342 | 786.1111 | 0 | 0 | 30741.6669 | 7177.7778 | 17355.5557 | 0 | 910922.2295 | 0 | 903458.3406 | 7463.8889 | 7463.8889 | 0 | 11776.6668 | 17562.889 | 1017.5556 | 28474.0002 | 0 | 8960.6667 | 62.8889 | 0 | 0 | 2459.3334 | 574.2222 | 1388.4445 | 0 | 72873.7784 | 0 | 72276.6672 | 597.1111 | 597.1111 | 0 | 502.4175 | 749.2699 | 43.4111 | 1214.761 | 0 | 382.281 | 2.683 | 0 | 0 | 104.9204 | 24.4975 | 59.234 | 0 | 3108.9493 | 0 | 3083.4753 | 25.474 | 25.474 | 10.1309 | 0.58696 | 16.7692 | 5.1688 | 0.036276 | 1.4186 | 6.7932 | 0 | 0.33123 | 0 | 0.8009 | 41.6917 | 42.0361 | 42.0361 | 1
IA_5A_PS_2013_EL | 5A | PS | EL | 13274 | ASHRAE30pct-state-5A | SchoolPrimary | STD2013 | IA-DesMoines-IA | Zone5A | Zone5A(IA-DesMoines-IA) | ASHRAE30pct-state-STD2013 | state | IA | 0.08 | 0.7 | ASHRAE30pct-state-5A_SchoolPrimary_STD2013_IA-DesMoines-IA.table.csv.gz | Primary School | Des Moines Intl Ap IA USA TMY3 WMO#=725460 | Electricity | 0 | 123441.6677 | 191886.1126 | 12719.4445 | 317797.2248 | 0 | 95722.223 | 661.1111 | 0 | 0 | 27988.8891 | 7177.7778 | 17352.7779 | 0 | 801463.8953 | 0 | 794747.2286 | 6716.6667 | 6716.6667 | 0 | 9875.3334 | 15350.889 | 1017.5556 | 25423.778 | 0 | 7657.7778 | 52.8889 | 0 | 0 | 2239.1111 | 574.2222 | 1388.2222 | 0 | 64117.1116 | 0 | 63579.7783 | 537.3333 | 537.3333 | 0 | 421.3026 | 654.9014 | 43.4111 | 1084.6321 | 0 | 326.697 | 2.2564 | 0 | 0 | 95.5252 | 24.4975 | 59.2245 | 0 | 2735.3714 | 0 | 2712.4477 | 22.9238 | 22.9238 | 8.8549 | 0.58696 | 14.9753 | 4.4173 | 0.030508 | 1.2916 | 5.6964 | 0 | 0.33123 | 0 | 0.80077 | 36.675 | 36.985 | 36.985 | 2
IA_5A_PS_2010_NG | 5A | PS | NG | 12143 | ASHRAE30pct-state-5A | SchoolPrimary | STD2010 | IA-DesMoines-IA | Zone5A | Zone5A(IA-DesMoines-IA) | ASHRAE30pct-state-STD2010 | state | IA | 0.08 | 0.7 | ASHRAE30pct-state-5A_SchoolPrimary_STD2010_IA-DesMoines-IA.table.csv.gz | Primary School | Des Moines Intl Ap IA USA TMY3 WMO#=725460 | Natural Gas | 1048086.6931 | 0 | 0 | 0 | 342190.4148 | 0 | 0 | 0 | 0 | 0 | 0 | 119898.8657 | 0 | 0 | 1510175.9736 | 0 | 1510175.9736 | 0 | 0 | 7336.6069 | 0 | 0 | 0 | 2395.3329 | 0 | 0 | 0 | 0 | 0 | 0 | 839.2921 | 0 | 0 | 10571.2318 | 0 | 10571.2318 | 0 | 0 | 1048.0867 | 0 | 0 | 0 | 342.1904 | 0 | 0 | 0 | 0 | 0 | 0 | 119.8989 | 0 | 0 | 1510.176 | 0 | 1510.176 | 0 | 0 | 0 | 0 | 4.6268 | 0 | 0 | 0 | 0 | 14.1712 | 1.6212 | 0 | 0 | 20.4191 | 20.4191 | 20.4191 | 1
IA_5A_PS_2013_NG | 5A | PS | NG | 13283 | ASHRAE30pct-state-5A | SchoolPrimary | STD2013 | IA-DesMoines-IA | Zone5A | Zone5A(IA-DesMoines-IA) | ASHRAE30pct-state-STD2013 | state | IA | 0.08 | 0.7 | ASHRAE30pct-state-5A_SchoolPrimary_STD2013_IA-DesMoines-IA.table.csv.gz | Primary School | Des Moines Intl Ap IA USA TMY3 WMO#=725460 | Natural Gas | 939220.4187 | 0 | 0 | 0 | 342190.4148 | 0 | 0 | 0 | 0 | 0 | 0 | 119804.084 | 0 | 0 | 1401205.4394 | 0 | 1401214.9175 | 0 | 0 | 6574.5429 | 0 | 0 | 0 | 2395.3329 | 0 | 0 | 0 | 0 | 0 | 0 | 838.6286 | 0 | 0 | 9808.4381 | 0 | 9808.5044 | 0 | 0 | 939.2204 | 0 | 0 | 0 | 342.1904 | 0 | 0 | 0 | 0 | 0 | 0 | 119.8041 | 0 | 0 | 1401.2054 | 0 | 1401.2149 | 0 | 0 | 0 | 0 | 4.6268 | 0 | 0 | 0 | 0 | 12.6992 | 1.6199 | 0 | 0 | 18.9458 | 18.9457 | 18.9458 | 2
IL_5A_PS_2010_EL | 5A | PS | EL | 12194 | ASHRAE30pct-state-5A | SchoolPrimary | STD2010 | IL-Peoria-IL | Zone5A | Zone5A(IL-Peoria-IL) | ASHRAE30pct-state-STD2010 | state | IL | 0.0819 | 0.76 | ASHRAE30pct-state-5A_SchoolPrimary_STD2010_IL-Peoria-IL.table.csv.gz | Primary School | Peoria Greater Peoria Ap IL USA TMY3 WMO#=725320 | Electricity | 0 | 138766.6678 | 219494.4462 | 12747.2223 | 355925.0028 | 0 | 111336.112 | 705.5556 | 0 | 0 | 30375.0002 | 7177.7778 | 17372.2224 | 0 | 901366.6739 | 0 | 893900.0072 | 7466.6667 | 7466.6667 | 0 | 11364.9901 | 17976.5951 | 1043.9975 | 29150.2577 | 0 | 9118.4276 | 57.785 | 0 | 0 | 2487.7125 | 587.86 | 1422.785 | 0 | 73821.9306 | 0 | 73210.4106 | 611.52 | 611.52 | 0 | 473.6063 | 749.1277 | 43.5059 | 1214.761 | 0 | 379.9867 | 2.408 | 0 | 0 | 103.6689 | 24.4975 | 59.2909 | 0 | 3076.3365 | 0 | 3050.853 | 25.4835 | 25.4835 | 10.129 | 0.58824 | 16.7694 | 5.1378 | 0.032559 | 1.4017 | 6.4036 | 0 | 0.33123 | 0 | 0.80167 | 41.2506 | 41.5952 | 41.5952 | 1
IL_5A_PS_2013_EL | 5A | PS | EL | 13334 | ASHRAE30pct-state-5A | SchoolPrimary | STD2013 | IL-Peoria-IL | Zone5A | Zone5A(IL-Peoria-IL) | ASHRAE30pct-state-STD2013 | state | IL | 0.0819 | 0.76 | ASHRAE30pct-state-5A_SchoolPrimary_STD2013_IL-Peoria-IL.table.csv.gz | Primary School | Peoria Greater Peoria Ap IL USA TMY3 WMO#=725320 | Electricity | 0 | 117033.3343 | 192222.2238 | 12747.2223 | 317797.2248 | 0 | 94802.7785 | 583.3333 | 0 | 0 | 27294.4447 | 7177.7778 | 17372.2224 | 0 | 793752.7841 | 0 | 787030.5619 | 6722.2223 | 6722.2223 | 0 | 9585.0301 | 15743.0001 | 1043.9975 | 26027.5927 | 0 | 7764.3476 | 47.775 | 0 | 0 | 2235.415 | 587.86 | 1422.785 | 0 | 65008.353 | 0 | 64457.803 | 550.55 | 550.55 | 0 | 399.4311 | 656.0485 | 43.5059 | 1084.6321 | 0 | 323.5589 | 1.9909 | 0 | 0 | 93.1551 | 24.4975 | 59.2909 | 0 | 2709.0536 | 0 | 2686.1109 | 22.9427 | 22.9427 | 8.8704 | 0.58824 | 14.9755 | 4.3748 | 0.026919 | 1.2596 | 5.4007 | 0 | 0.33123 | 0 | 0.80167 | 36.3189 | 36.6291 | 36.6291 | 2
IL_5A_PS_2010_NG | 5A | PS | NG | 12203 | ASHRAE30pct-state-5A | SchoolPrimary | STD2010 | IL-Peoria-IL | Zone5A | Zone5A(IL-Peoria-IL) | ASHRAE30pct-state-STD2010 | state | IL | 0.0819 | 0.76 | ASHRAE30pct-state-5A_SchoolPrimary_STD2010_IL-Peoria-IL.table.csv.gz | Primary School | Peoria Greater Peoria Ap IL USA TMY3 WMO#=725320 | Natural Gas | 1030675.2926 | 0 | 0 | 0 | 342190.4148 | 0 | 0 | 0 | 0 | 0 | 0 | 119898.8657 | 0 | 0 | 1492774.0513 | 0 | 1492764.5731 | 0 | 0 | 7833.1322 | 0 | 0 | 0 | 2600.6472 | 0 | 0 | 0 | 0 | 0 | 0 | 911.2314 | 0 | 0 | 11345.0828 | 0 | 11345.0108 | 0 | 0 | 1030.6753 | 0 | 0 | 0 | 342.1904 | 0 | 0 | 0 | 0 | 0 | 0 | 119.8989 | 0 | 0 | 1492.7741 | 0 | 1492.7646 | 0 | 0 | 0 | 0 | 4.6268 | 0 | 0 | 0 | 0 | 13.9358 | 1.6212 | 0 | 0 | 20.1837 | 20.1838 | 20.1837 | 1
IL_5A_PS_2013_NG | 5A | PS | NG | 13343 | ASHRAE30pct-state-5A | SchoolPrimary | STD2013 | IL-Peoria-IL | Zone5A | Zone5A(IL-Peoria-IL) | ASHRAE30pct-state-STD2013 | state | IL | 0.0819 | 0.76 | ASHRAE30pct-state-5A_SchoolPrimary_STD2013_IL-Peoria-IL.table.csv.gz | Primary School | Peoria Greater Peoria Ap IL USA TMY3 WMO#=725320 | Natural Gas | 928813.3867 | 0 | 0 | 0 | 342190.4148 | 0 | 0 | 0 | 0 | 0 | 0 | 119785.1276 | 0 | 0 | 1390798.4074 | 0 | 1390788.9292 | 0 | 0 | 7058.9817 | 0 | 0 | 0 | 2600.6472 | 0 | 0 | 0 | 0 | 0 | 0 | 910.367 | 0 | 0 | 10570.0679 | 0 | 10569.9959 | 0 | 0 | 928.8134 | 0 | 0 | 0 | 342.1904 | 0 | 0 | 0 | 0 | 0 | 0 | 119.7851 | 0 | 0 | 1390.7984 | 0 | 1390.7889 | 0 | 0 | 0 | 0 | 4.6268 | 0 | 0 | 0 | 0 | 12.5585 | 1.6196 | 0 | 0 | 18.8049 | 18.805 | 18.8049 | 2
IN_5A_PS_2010_EL | 5A | PS | EL | 12254 | ASHRAE30pct-state-5A | SchoolPrimary | STD2010 | IN-Indianapolis-IN | Zone5A | Zone5A(IN-Indianapolis-IN) | ASHRAE30pct-state-STD2010 | state | IN | 0.0907 | 0.75 | ASHRAE30pct-state-5A_SchoolPrimary_STD2010_IN-Indianapolis-IN.table.csv.gz | Primary School | Indianapolis Intl Ap IN USA TMY3 WMO#=724380 | Electricity | 0 | 150850.0012 | 218811.1129 | 12711.1112 | 355925.0028 | 0 | 110238.8898 | 702.7778 | 0 | 0 | 30086.1114 | 7177.7778 | 17377.7779 | 0 | 911341.674 | 0 | 903880.5628 | 7461.1112 | 7461.1112 | 0 | 13682.0951 | 19846.1679 | 1152.8978 | 32282.3978 | 0 | 9998.6673 | 63.7419 | 0 | 0 | 2728.8103 | 651.0244 | 1576.1645 | 0 | 82658.6898 | 0 | 81981.967 | 676.7228 | 676.7228 | 0 | 514.8464 | 746.7955 | 43.3826 | 1214.761 | 0 | 376.2419 | 2.3986 | 0 | 0 | 102.683 | 24.4975 | 59.3098 | 0 | 3110.3809 | 0 | 3084.9163 | 25.4645 | 25.4645 | 10.0974 | 0.58658 | 16.7691 | 5.0872 | 0.032431 | 1.3884 | 6.9612 | 0 | 0.33123 | 0 | 0.80193 | 41.7112 | 42.0555 | 42.0555 | 1
IN_5A_PS_2013_EL | 5A | PS | EL | 13394 | ASHRAE30pct-state-5A | SchoolPrimary | STD2013 | IN-Indianapolis-IN | Zone5A | Zone5A(IN-Indianapolis-IN) | ASHRAE30pct-state-STD2013 | state | IN | 0.0907 | 0.75 | ASHRAE30pct-state-5A_SchoolPrimary_STD2013_IN-Indianapolis-IN.table.csv.gz | Primary School | Indianapolis Intl Ap IN USA TMY3 WMO#=724380 | Electricity | 0 | 125688.8899 | 190994.446 | 12711.1112 | 317797.2248 | 0 | 93361.1119 | 583.3333 | 0 | 0 | 26847.2224 | 7177.7778 | 17372.2224 | 0 | 799255.5619 | 0 | 792533.3397 | 6722.2223 | 6722.2223 | 0 | 11399.9823 | 17323.1962 | 1152.8978 | 28824.2083 | 0 | 8467.8528 | 52.9083 | 0 | 0 | 2435.0431 | 651.0244 | 1575.6606 | 0 | 72492.4795 | 0 | 71882.7739 | 609.7056 | 609.7056 | 0 | 428.9723 | 651.8581 | 43.3826 | 1084.6321 | 0 | 318.6386 | 1.9909 | 0 | 0 | 91.6287 | 24.4975 | 59.2909 | 0 | 2727.8345 | 0 | 2704.8917 | 22.9427 | 22.9427 | 8.8138 | 0.58658 | 14.9755 | 4.3083 | 0.026919 | 1.2389 | 5.8001 | 0 | 0.33123 | 0 | 0.80167 | 36.5729 | 36.8831 | 36.8831 | 2
IN_5A_PS_2010_NG | 5A | PS | NG | 12263 | ASHRAE30pct-state-5A | SchoolPrimary | STD2010 | IN-Indianapolis-IN | Zone5A | Zone5A(IN-Indianapolis-IN) | ASHRAE30pct-state-STD2010 | state | IN | 0.0907 | 0.75 | ASHRAE30pct-state-5A_SchoolPrimary_STD2010_IN-Indianapolis-IN.table.csv.gz | Primary School | Indianapolis Intl Ap IN USA TMY3 WMO#=724380 | Natural Gas | 994004.2483 | 0 | 0 | 0 | 342190.4148 | 0 | 0 | 0 | 0 | 0 | 0 | 119879.9093 | 0 | 0 | 1456074.5724 | 0 | 1456074.5724 | 0 | 0 | 7455.0319 | 0 | 0 | 0 | 2566.4281 | 0 | 0 | 0 | 0 | 0 | 0 | 899.0993 | 0 | 0 | 10920.5593 | 0 | 10920.5593 | 0 | 0 | 994.0042 | 0 | 0 | 0 | 342.1904 | 0 | 0 | 0 | 0 | 0 | 0 | 119.8799 | 0 | 0 | 1456.0746 | 0 | 1456.0746 | 0 | 0 | 0 | 0 | 4.6268 | 0 | 0 | 0 | 0 | 13.4399 | 1.6209 | 0 | 0 | 19.6876 | 19.6876 | 19.6876 | 1
IN_5A_PS_2013_NG | 5A | PS | NG | 13403 | ASHRAE30pct-state-5A | SchoolPrimary | STD2013 | IN-Indianapolis-IN | Zone5A | Zone5A(IN-Indianapolis-IN) | ASHRAE30pct-state-STD2013 | state | IN | 0.0907 | 0.75 | ASHRAE30pct-state-5A_SchoolPrimary_STD2013_IN-Indianapolis-IN.table.csv.gz | Primary School | Indianapolis Intl Ap IN USA TMY3 WMO#=724380 | Natural Gas | 896075.7834 | 0 | 0 | 0 | 342190.4148 | 0 | 0 | 0 | 0 | 0 | 0 | 119785.1276 | 0 | 0 | 1358051.3259 | 0 | 1358051.3259 | 0 | 0 | 6720.5684 | 0 | 0 | 0 | 2566.4281 | 0 | 0 | 0 | 0 | 0 | 0 | 898.3885 | 0 | 0 | 10185.3849 | 0 | 10185.3849 | 0 | 0 | 896.0758 | 0 | 0 | 0 | 342.1904 | 0 | 0 | 0 | 0 | 0 | 0 | 119.7851 | 0 | 0 | 1358.0513 | 0 | 1358.0513 | 0 | 0 | 0 | 0 | 4.6268 | 0 | 0 | 0 | 0 | 12.1158 | 1.6196 | 0 | 0 | 18.3622 | 18.3622 | 18.3622 | 2
KS_5A_PS_2010_EL | 5A | PS | EL | 12314 | ASHRAE30pct-state-5A | SchoolPrimary | STD2010 | KS-Goodland-KS | Zone5A | Zone5A(KS-Goodland-KS) | ASHRAE30pct-state-STD2010 | state | KS | 0.0913 | 0.86 | ASHRAE30pct-state-5A_SchoolPrimary_STD2010_KS-Goodland-KS.table.csv.gz | Primary School | Goodland Renner Field KS USA TMY3 WMO#=724650 | Electricity | 0 | 135733.3344 | 220294.4462 | 12766.6668 | 355925.0028 | 0 | 105436.112 | 486.1111 | 0 | 0 | 29997.2225 | 7177.7778 | 17311.1112 | 0 | 892594.4516 | 0 | 885127.7849 | 7466.6667 | 7466.6667 | 0 | 12392.4534 | 20112.8829 | 1165.5967 | 32495.9528 | 0 | 9626.317 | 44.3819 | 0 | 0 | 2738.7464 | 655.3311 | 1580.5045 | 0 | 81493.8734 | 0 | 80812.1668 | 681.7067 | 681.7067 | 0 | 463.2537 | 751.8581 | 43.5722 | 1214.761 | 0 | 359.8502 | 1.6591 | 0 | 0 | 102.3796 | 24.4975 | 59.0823 | 0 | 3046.3972 | 0 | 3020.9137 | 25.4835 | 25.4835 | 10.1659 | 0.58914 | 16.7694 | 4.8655 | 0.022432 | 1.3843 | 6.2637 | 0 | 0.33123 | 0 | 0.79885 | 40.8458 | 41.1904 | 41.1904 | 1
KS_5A_PS_2013_EL | 5A | PS | EL | 13454 | ASHRAE30pct-state-5A | SchoolPrimary | STD2013 | KS-Goodland-KS | Zone5A | Zone5A(KS-Goodland-KS) | ASHRAE30pct-state-STD2013 | state | KS | 0.0913 | 0.86 | ASHRAE30pct-state-5A_SchoolPrimary_STD2013_KS-Goodland-KS.table.csv.gz | Primary School | Goodland Renner Field KS USA TMY3 WMO#=724650 | Electricity | 0 | 119172.2232 | 192486.1127 | 12766.6668 | 317797.2248 | 0 | 100319.4452 | 438.8889 | 0 | 0 | 30025.0002 | 7177.7778 | 17316.6668 | 0 | 804219.4509 | 0 | 797500.0064 | 6719.4445 | 6719.4445 | 0 | 10880.424 | 17573.9821 | 1165.5967 | 29014.8866 | 0 | 9159.1654 | 40.0706 | 0 | 0 | 2741.2825 | 655.3311 | 1581.0117 | 0 | 73425.2359 | 0 | 72811.7506 | 613.4853 | 613.4853 | 0 | 406.7311 | 656.9491 | 43.5722 | 1084.6321 | 0 | 342.3872 | 1.4979 | 0 | 0 | 102.4744 | 24.4975 | 59.1012 | 0 | 2744.7761 | 0 | 2721.8428 | 22.9333 | 22.9333 | 8.8826 | 0.58914 | 14.9754 | 4.6294 | 0.020253 | 1.3856 | 5.4994 | 0 | 0.33123 | 0 | 0.79911 | 36.802 | 37.1121 | 37.1121 | 2
KS_5A_PS_2010_NG | 5A | PS | NG | 12323 | ASHRAE30pct-state-5A | SchoolPrimary | STD2010 | KS-Goodland-KS | Zone5A | Zone5A(KS-Goodland-KS) | ASHRAE30pct-state-STD2010 | state | KS | 0.0913 | 0.86 | ASHRAE30pct-state-5A_SchoolPrimary_STD2010_KS-Goodland-KS.table.csv.gz | Primary School | Goodland Renner Field KS USA TMY3 WMO#=724650 | Natural Gas | 830297.2753 | 0 | 0 | 0 | 342190.4148 | 0 | 0 | 0 | 0 | 0 | 0 | 119841.9967 | 0 | 0 | 1292329.6868 | 0 | 1292329.6868 | 0 | 0 | 7140.5566 | 0 | 0 | 0 | 2942.8376 | 0 | 0 | 0 | 0 | 0 | 0 | 1030.6412 | 0 | 0 | 11114.0353 | 0 | 11114.0353 | 0 | 0 | 830.2973 | 0 | 0 | 0 | 342.1904 | 0 | 0 | 0 | 0 | 0 | 0 | 119.842 | 0 | 0 | 1292.3297 | 0 | 1292.3297 | 0 | 0 | 0 | 0 | 4.6268 | 0 | 0 | 0 | 0 | 11.2265 | 1.6204 | 0 | 0 | 17.4736 | 17.4736 | 17.4736 | 1
KS_5A_PS_2013_NG | 5A | PS | NG | 13463 | ASHRAE30pct-state-5A | SchoolPrimary | STD2013 | KS-Goodland-KS | Zone5A | Zone5A(KS-Goodland-KS) | ASHRAE30pct-state-STD2013 | state | KS | 0.0913 | 0.86 | ASHRAE30pct-state-5A_SchoolPrimary_STD2013_KS-Goodland-KS.table.csv.gz | Primary School | Goodland Renner Field KS USA TMY3 WMO#=724650 | Natural Gas | 755580.8517 | 0 | 0 | 0 | 342190.4148 | 0 | 0 | 0 | 0 | 0 | 0 | 119747.2149 | 0 | 0 | 1217518.4815 | 0 | 1217518.4815 | 0 | 0 | 6497.9953 | 0 | 0 | 0 | 2942.8376 | 0 | 0 | 0 | 0 | 0 | 0 | 1029.826 | 0 | 0 | 10470.6589 | 0 | 10470.6589 | 0 | 0 | 755.5809 | 0 | 0 | 0 | 342.1904 | 0 | 0 | 0 | 0 | 0 | 0 | 119.7472 | 0 | 0 | 1217.5185 | 0 | 1217.5185 | 0 | 0 | 0 | 0 | 4.6268 | 0 | 0 | 0 | 0 | 10.2162 | 1.6191 | 0 | 0 | 16.4621 | 16.4621 | 16.4621 | 2
MA_5A_PS_2010_EL | 5A | PS | EL | 12374 | ASHRAE30pct-state-5A | SchoolPrimary | STD2010 | MA-BostonLogan-MA | Zone5A | Zone5A(MA-BostonLogan-MA) | ASHRAE30pct-state-STD2010 | state | MA | 0.1397 | 1.01 | ASHRAE30pct-state-5A_SchoolPrimary_STD2010_MA-BostonLogan-MA.table.csv.gz | Primary School | Boston Logan IntL Arpt MA USA TMY3 WMO#=725090 | Electricity | 0 | 109158.3342 | 220175.0018 | 12788.889 | 355925.0028 | 0 | 108441.6675 | 627.7778 | 0 | 0 | 29333.3336 | 7177.7778 | 17350.0001 | 0 | 868438.8958 | 0 | 860977.7847 | 7461.1112 | 7461.1112 | 0 | 15249.4193 | 30758.4477 | 1786.6078 | 49722.7229 | 0 | 15149.301 | 87.7006 | 0 | 0 | 4097.8667 | 1002.7356 | 2423.795 | 0 | 121320.9137 | 0 | 120278.5965 | 1042.3172 | 1042.3172 | 0 | 372.554 | 751.4505 | 43.6481 | 1214.761 | 0 | 370.108 | 2.1426 | 0 | 0 | 100.1138 | 24.4975 | 59.215 | 0 | 2963.955 | 0 | 2938.4905 | 25.4645 | 25.4645 | 10.1604 | 0.59017 | 16.7691 | 5.0042 | 0.02897 | 1.3536 | 5.0373 | 0 | 0.33123 | 0 | 0.80065 | 39.7313 | 40.0757 | 40.0757 | 1
MA_5A_PS_2013_EL | 5A | PS | EL | 13514 | ASHRAE30pct-state-5A | SchoolPrimary | STD2013 | MA-BostonLogan-MA | Zone5A | Zone5A(MA-BostonLogan-MA) | ASHRAE30pct-state-STD2013 | state | MA | 0.1397 | 1.01 | ASHRAE30pct-state-5A_SchoolPrimary_STD2013_MA-BostonLogan-MA.table.csv.gz | Primary School | Boston Logan IntL Arpt MA USA TMY3 WMO#=725090 | Electricity | 0 | 89186.1118 | 193288.8904 | 12788.889 | 317797.2248 | 0 | 94700.0008 | 502.7778 | 0 | 0 | 27063.8891 | 7177.7778 | 17438.889 | 0 | 766661.1172 | 0 | 759944.4505 | 6716.6667 | 6716.6667 | 0 | 12459.2998 | 27002.458 | 1786.6078 | 44396.2723 | 0 | 13229.5901 | 70.2381 | 0 | 0 | 3780.8253 | 1002.7356 | 2436.2128 | 0 | 107102.5581 | 0 | 106164.2397 | 938.3183 | 938.3183 | 0 | 304.3894 | 659.689 | 43.6481 | 1084.6321 | 0 | 323.2082 | 1.716 | 0 | 0 | 92.3682 | 24.4975 | 59.5184 | 0 | 2616.5906 | 0 | 2593.6669 | 22.9238 | 22.9238 | 8.9197 | 0.59017 | 14.9753 | 4.3701 | 0.023202 | 1.2489 | 4.1157 | 0 | 0.33123 | 0 | 0.80475 | 35.069 | 35.3789 | 35.3789 | 2
MA_5A_PS_2010_NG | 5A | PS | NG | 12383 | ASHRAE30pct-state-5A | SchoolPrimary | STD2010 | MA-BostonLogan-MA | Zone5A | Zone5A(MA-BostonLogan-MA) | ASHRAE30pct-state-STD2010 | state | MA | 0.1397 | 1.01 | ASHRAE30pct-state-5A_SchoolPrimary_STD2010_MA-BostonLogan-MA.table.csv.gz | Primary School | Boston Logan IntL Arpt MA USA TMY3 WMO#=725090 | Natural Gas | 994032.6828 | 0 | 0 | 0 | 342190.4148 | 0 | 0 | 0 | 0 | 0 | 0 | 119889.3875 | 0 | 0 | 1456112.4851 | 0 | 1456112.4851 | 0 | 0 | 10039.7301 | 0 | 0 | 0 | 3456.1232 | 0 | 0 | 0 | 0 | 0 | 0 | 1210.8828 | 0 | 0 | 14706.7361 | 0 | 14706.7361 | 0 | 0 | 994.0327 | 0 | 0 | 0 | 342.1904 | 0 | 0 | 0 | 0 | 0 | 0 | 119.8894 | 0 | 0 | 1456.1125 | 0 | 1456.1125 | 0 | 0 | 0 | 0 | 4.6268 | 0 | 0 | 0 | 0 | 13.4403 | 1.621 | 0 | 0 | 19.6881 | 19.6881 | 19.6881 | 1
MA_5A_PS_2013_NG | 5A | PS | NG | 13523 | ASHRAE30pct-state-5A | SchoolPrimary | STD2013 | MA-BostonLogan-MA | Zone5A | Zone5A(MA-BostonLogan-MA) | ASHRAE30pct-state-STD2013 | state | MA | 0.1397 | 1.01 | ASHRAE30pct-state-5A_SchoolPrimary_STD2013_MA-BostonLogan-MA.table.csv.gz | Primary School | Boston Logan IntL Arpt MA USA TMY3 WMO#=725090 | Natural Gas | 1077364.764 | 0 | 0 | 0 | 342190.4148 | 0 | 0 | 0 | 0 | 0 | 0 | 119785.1276 | 0 | 0 | 1539340.3064 | 0 | 1539340.3064 | 0 | 0 | 10881.3841 | 0 | 0 | 0 | 3456.1232 | 0 | 0 | 0 | 0 | 0 | 0 | 1209.8298 | 0 | 0 | 15547.3371 | 0 | 15547.3371 | 0 | 0 | 1077.3648 | 0 | 0 | 0 | 342.1904 | 0 | 0 | 0 | 0 | 0 | 0 | 119.7851 | 0 | 0 | 1539.3403 | 0 | 1539.3403 | 0 | 0 | 0 | 0 | 4.6268 | 0 | 0 | 0 | 0 | 14.5671 | 1.6196 | 0 | 0 | 20.8134 | 20.8134 | 20.8134 | 2
MD_5A_PS_2010_EL | 5A | PS | EL | 12434 | ASHRAE30pct-state-5A | SchoolPrimary | STD2010 | MD-Harrisburg-PA | Zone5A | Zone5A(MD-Harrisburg-PA) | ASHRAE30pct-state-STD2010 | state | MD | 0.1052 | 0.99 | ASHRAE30pct-state-5A_SchoolPrimary_STD2010_MD-Harrisburg-PA.table.csv.gz | Primary School | Middletown Harrisburg Intl Ap PA USA TMY3 WMO#=725115 | Electricity | 0 | 139416.6678 | 220294.4462 | 12733.3334 | 355925.0028 | 0 | 108802.7786 | 652.7778 | 0 | 0 | 30108.3336 | 7177.7778 | 17388.889 | 0 | 899963.8961 | 0 | 892500.0071 | 7463.8889 | 7463.8889 | 0 | 14666.6335 | 23174.9757 | 1339.5467 | 37443.3103 | 0 | 11446.0523 | 68.6722 | 0 | 0 | 3167.3967 | 755.1022 | 1829.3111 | 0 | 94676.2019 | 0 | 93891.0008 | 785.2011 | 785.2011 | 0 | 475.8248 | 751.8581 | 43.4585 | 1214.761 | 0 | 371.3405 | 2.2279 | 0 | 0 | 102.7588 | 24.4975 | 59.3477 | 0 | 3071.5489 | 0 | 3046.0749 | 25.474 | 25.474 | 10.1659 | 0.5876 | 16.7692 | 5.0209 | 0.030124 | 1.3894 | 6.4336 | 0 | 0.33123 | 0 | 0.80244 | 41.186 | 41.5304 | 41.5304 | 1
MD_5A_PS_2013_EL | 5A | PS | EL | 13574 | ASHRAE30pct-state-5A | SchoolPrimary | STD2013 | MD-Harrisburg-PA | Zone5A | Zone5A(MD-Harrisburg-PA) | ASHRAE30pct-state-STD2013 | state | MD | 0.1052 | 0.99 | ASHRAE30pct-state-5A_SchoolPrimary_STD2013_MD-Harrisburg-PA.table.csv.gz | Primary School | Middletown Harrisburg Intl Ap PA USA TMY3 WMO#=725115 | Electricity | 0 | 117136.112 | 194175.0016 | 12733.3334 | 317797.2248 | 0 | 94316.6674 | 555.5556 | 0 | 0 | 27847.2224 | 7177.7778 | 17486.1113 | 0 | 795944.4508 | 0 | 789225.0063 | 6719.4445 | 6719.4445 | 0 | 12322.719 | 20427.2102 | 1339.5467 | 33432.268 | 0 | 9922.1134 | 58.4444 | 0 | 0 | 2929.5278 | 755.1022 | 1839.5389 | 0 | 83733.3562 | 0 | 83026.4707 | 706.8856 | 706.8856 | 0 | 399.7819 | 662.7133 | 43.4585 | 1084.6321 | 0 | 321.8999 | 1.8961 | 0 | 0 | 95.0417 | 24.4975 | 59.6796 | 0 | 2716.5337 | 0 | 2693.6005 | 22.9333 | 22.9333 | 8.9605 | 0.5876 | 14.9754 | 4.3524 | 0.025637 | 1.2851 | 5.4055 | 0 | 0.33123 | 0 | 0.80693 | 36.4202 | 36.7303 | 36.7303 | 2
MD_5A_PS_2010_NG | 5A | PS | NG | 12443 | ASHRAE30pct-state-5A | SchoolPrimary | STD2010 | MD-Harrisburg-PA | Zone5A | Zone5A(MD-Harrisburg-PA) | ASHRAE30pct-state-STD2010 | state | MD | 0.1052 | 0.99 | ASHRAE30pct-state-5A_SchoolPrimary_STD2010_MD-Harrisburg-PA.table.csv.gz | Primary School | Middletown Harrisburg Intl Ap PA USA TMY3 WMO#=725115 | Natural Gas | 1015965.1709 | 0 | 0 | 0 | 342190.4148 | 0 | 0 | 0 | 0 | 0 | 0 | 119898.8657 | 0 | 0 | 1478054.4514 | 0 | 1478054.4514 | 0 | 0 | 10058.0552 | 0 | 0 | 0 | 3387.6851 | 0 | 0 | 0 | 0 | 0 | 0 | 1186.9988 | 0 | 0 | 14632.7391 | 0 | 14632.7391 | 0 | 0 | 1015.9652 | 0 | 0 | 0 | 342.1904 | 0 | 0 | 0 | 0 | 0 | 0 | 119.8989 | 0 | 0 | 1478.0545 | 0 | 1478.0545 | 0 | 0 | 0 | 0 | 4.6268 | 0 | 0 | 0 | 0 | 13.7369 | 1.6212 | 0 | 0 | 19.9848 | 19.9848 | 19.9848 | 1
MD_5A_PS_2013_NG | 5A | PS | NG | 13583 | ASHRAE30pct-state-5A | SchoolPrimary | STD2013 | MD-Harrisburg-PA | Zone5A | Zone5A(MD-Harrisburg-PA) | ASHRAE30pct-state-STD2013 | state | MD | 0.1052 | 0.99 | ASHRAE30pct-state-5A_SchoolPrimary_STD2013_MD-Harrisburg-PA.table.csv.gz | Primary School | Middletown Harrisburg Intl Ap PA USA TMY3 WMO#=725115 | Natural Gas | 1081222.3796 | 0 | 0 | 0 | 342190.4148 | 0 | 0 | 0 | 0 | 0 | 0 | 119804.084 | 0 | 0 | 1543216.8784 | 0 | 1543216.8784 | 0 | 0 | 10704.1016 | 0 | 0 | 0 | 3387.6851 | 0 | 0 | 0 | 0 | 0 | 0 | 1186.0604 | 0 | 0 | 15277.8471 | 0 | 15277.8471 | 0 | 0 | 1081.2224 | 0 | 0 | 0 | 342.1904 | 0 | 0 | 0 | 0 | 0 | 0 | 119.8041 | 0 | 0 | 1543.2169 | 0 | 1543.2169 | 0 | 0 | 0 | 0 | 4.6268 | 0 | 0 | 0 | 0 | 14.6192 | 1.6199 | 0 | 0 | 20.8658 | 20.8658 | 20.8658 | 2
MI_5A_PS_2010_EL | 5A | PS | EL | 12494 | ASHRAE30pct-state-5A | SchoolPrimary | STD2010 | MI-Lansing-MI | Zone5A | Zone5A(MI-Lansing-MI) | ASHRAE30pct-state-STD2010 | state | MI | 0.1095 | 0.82 | ASHRAE30pct-state-5A_SchoolPrimary_STD2010_MI-Lansing-MI.table.csv.gz | Primary School | Lansing Capital City Arpt MI USA TMY3 WMO#=725390 | Electricity | 0 | 115955.5565 | 219780.5573 | 12697.2223 | 355925.0028 | 0 | 109491.6675 | 825 | 0 | 0 | 29902.778 | 7180.5556 | 17333.3335 | 0 | 876555.5626 | 0 | 869091.6736 | 7463.8889 | 7463.8889 | 0 | 12697.1334 | 24065.971 | 1390.3458 | 38973.7878 | 0 | 11989.3376 | 90.3375 | 0 | 0 | 3274.3542 | 786.2708 | 1898 | 0 | 95982.8341 | 0 | 95165.5383 | 817.2958 | 817.2958 | 0 | 395.7527 | 750.1042 | 43.3352 | 1214.761 | 0 | 373.6917 | 2.8157 | 0 | 0 | 102.0573 | 24.507 | 59.1581 | 0 | 2991.657 | 0 | 2966.1829 | 25.474 | 25.474 | 10.1422 | 0.58594 | 16.7692 | 5.0527 | 0.038071 | 1.3799 | 5.351 | 0 | 0.33136 | 0 | 0.79988 | 40.1058 | 40.4502 | 40.4502 | 1
MI_5A_PS_2013_EL | 5A | PS | EL | 13634 | ASHRAE30pct-state-5A | SchoolPrimary | STD2013 | MI-Lansing-MI | Zone5A | Zone5A(MI-Lansing-MI) | ASHRAE30pct-state-STD2013 | state | MI | 0.1095 | 0.82 | ASHRAE30pct-state-5A_SchoolPrimary_STD2013_MI-Lansing-MI.table.csv.gz | Primary School | Lansing Capital City Arpt MI USA TMY3 WMO#=725390 | Electricity | 0 | 99255.5563 | 193030.5571 | 12697.2223 | 317797.2248 | 0 | 93447.223 | 697.2222 | 0 | 0 | 26963.8891 | 7177.7778 | 17336.1112 | 0 | 775122.2284 | 0 | 768402.7839 | 6719.4445 | 6719.4445 | 0 | 10868.4834 | 21136.846 | 1390.3458 | 34798.7961 | 0 | 10232.4709 | 76.3458 | 0 | 0 | 2952.5459 | 785.9667 | 1898.3042 | 0 | 84875.884 | 0 | 84140.1048 | 735.7792 | 735.7792 | 0 | 338.7561 | 658.8073 | 43.3352 | 1084.6321 | 0 | 318.9325 | 2.3796 | 0 | 0 | 92.0269 | 24.4975 | 59.1676 | 0 | 2645.4681 | 0 | 2622.5349 | 22.9333 | 22.9333 | 8.9077 | 0.58594 | 14.9754 | 4.3123 | 0.032175 | 1.2443 | 4.5803 | 0 | 0.33123 | 0 | 0.80001 | 35.4593 | 35.7694 | 35.7694 | 2
MI_5A_PS_2010_NG | 5A | PS | NG | 12503 | ASHRAE30pct-state-5A | SchoolPrimary | STD2010 | MI-Lansing-MI | Zone5A | Zone5A(MI-Lansing-MI) | ASHRAE30pct-state-STD2010 | state | MI | 0.1095 | 0.82 | ASHRAE30pct-state-5A_SchoolPrimary_STD2010_MI-Lansing-MI.table.csv.gz | Primary School | Lansing Capital City Arpt MI USA TMY3 WMO#=725390 | Natural Gas | 1146849.237 | 0 | 0 | 0 | 342190.4148 | 0 | 0 | 0 | 0 | 0 | 0 | 119965.2129 | 0 | 0 | 1609004.8647 | 0 | 1609004.8647 | 0 | 0 | 9404.1637 | 0 | 0 | 0 | 2805.9614 | 0 | 0 | 0 | 0 | 0 | 0 | 983.7147 | 0 | 0 | 13193.8399 | 0 | 13193.8399 | 0 | 0 | 1146.8492 | 0 | 0 | 0 | 342.1904 | 0 | 0 | 0 | 0 | 0 | 0 | 119.9652 | 0 | 0 | 1609.0049 | 0 | 1609.0049 | 0 | 0 | 0 | 0 | 4.6268 | 0 | 0 | 0 | 0 | 15.5066 | 1.6221 | 0 | 0 | 21.7554 | 21.7554 | 21.7554 | 1
MI_5A_PS_2013_NG | 5A | PS | NG | 13643 | ASHRAE30pct-state-5A | SchoolPrimary | STD2013 | MI-Lansing-MI | Zone5A | Zone5A(MI-Lansing-MI) | ASHRAE30pct-state-STD2013 | state | MI | 0.1095 | 0.82 | ASHRAE30pct-state-5A_SchoolPrimary_STD2013_MI-Lansing-MI.table.csv.gz | Primary School | Lansing Capital City Arpt MI USA TMY3 WMO#=725390 | Natural Gas | 1032011.7148 | 0 | 0 | 0 | 342190.4148 | 0 | 0 | 0 | 0 | 0 | 0 | 119851.4748 | 0 | 0 | 1494063.0826 | 0 | 1494053.6044 | 0 | 0 | 8462.4961 | 0 | 0 | 0 | 2805.9614 | 0 | 0 | 0 | 0 | 0 | 0 | 982.7821 | 0 | 0 | 12251.3173 | 0 | 12251.2396 | 0 | 0 | 1032.0117 | 0 | 0 | 0 | 342.1904 | 0 | 0 | 0 | 0 | 0 | 0 | 119.8515 | 0 | 0 | 1494.0631 | 0 | 1494.0536 | 0 | 0 | 0 | 0 | 4.6268 | 0 | 0 | 0 | 0 | 13.9538 | 1.6205 | 0 | 0 | 20.2011 | 20.2012 | 20.2011 | 2
MO_5A_PS_2010_EL | 5A | PS | EL | 12554 | ASHRAE30pct-state-5A | SchoolPrimary | STD2010 | MO-Kirksville-MO | Zone5A | Zone5A(MO-Kirksville-MO) | ASHRAE30pct-state-STD2010 | state | MO | 0.0816 | 0.95 | ASHRAE30pct-state-5A_SchoolPrimary_STD2010_MO-Kirksville-MO.table.csv.gz | Primary School | Kirksville Regional Ap MO USA TMY3 WMO#=724455 | Electricity | 0 | 148044.4456 | 220277.7795 | 12722.2223 | 355925.0028 | 0 | 108286.112 | 791.6667 | 0 | 0 | 30325.0002 | 7177.7778 | 17391.6668 | 0 | 908405.5628 | 0 | 900941.6739 | 7463.8889 | 7463.8889 | 0 | 12080.4268 | 17974.6668 | 1038.1333 | 29043.4802 | 0 | 8836.1467 | 64.6 | 0 | 0 | 2474.52 | 585.7067 | 1419.16 | 0 | 74125.8939 | 0 | 73516.8406 | 609.0533 | 609.0533 | 0 | 505.2711 | 751.8012 | 43.4206 | 1214.761 | 0 | 369.5771 | 2.7019 | 0 | 0 | 103.4983 | 24.4975 | 59.3572 | 0 | 3100.36 | 0 | 3074.886 | 25.474 | 25.474 | 10.1651 | 0.58709 | 16.7692 | 4.9971 | 0.036533 | 1.3994 | 6.8318 | 0 | 0.33123 | 0 | 0.80257 | 41.5755 | 41.92 | 41.92 | 1
MO_5A_PS_2013_EL | 5A | PS | EL | 13694 | ASHRAE30pct-state-5A | SchoolPrimary | STD2013 | MO-Kirksville-MO | Zone5A | Zone5A(MO-Kirksville-MO) | ASHRAE30pct-state-STD2013 | state | MO | 0.0816 | 0.95 | ASHRAE30pct-state-5A_SchoolPrimary_STD2013_MO-Kirksville-MO.table.csv.gz | Primary School | Kirksville Regional Ap MO USA TMY3 WMO#=724455 | Electricity | 0 | 125886.1121 | 193866.6682 | 12722.2223 | 317797.2248 | 0 | 93258.3341 | 675 | 0 | 0 | 27430.5558 | 7177.7778 | 17391.6668 | 0 | 802930.562 | 0 | 796205.5619 | 6725.0001 | 6725.0001 | 0 | 10272.3067 | 15819.5201 | 1038.1333 | 25932.2535 | 0 | 7609.8801 | 55.08 | 0 | 0 | 2238.3334 | 585.7067 | 1419.16 | 0 | 65519.1339 | 0 | 64970.3739 | 548.76 | 548.76 | 0 | 429.6454 | 661.6609 | 43.4206 | 1084.6321 | 0 | 318.2878 | 2.3038 | 0 | 0 | 93.6196 | 24.4975 | 59.3572 | 0 | 2740.3771 | 0 | 2717.4249 | 22.9522 | 22.9522 | 8.9463 | 0.58709 | 14.9757 | 4.3036 | 0.031149 | 1.2658 | 5.8092 | 0 | 0.33123 | 0 | 0.80257 | 36.7423 | 37.0527 | 37.0527 | 2
MO_5A_PS_2010_NG | 5A | PS | NG | 12563 | ASHRAE30pct-state-5A | SchoolPrimary | STD2010 | MO-Kirksville-MO | Zone5A | Zone5A(MO-Kirksville-MO) | ASHRAE30pct-state-STD2010 | state | MO | 0.0816 | 0.95 | ASHRAE30pct-state-5A_SchoolPrimary_STD2010_MO-Kirksville-MO.table.csv.gz | Primary School | Kirksville Regional Ap MO USA TMY3 WMO#=724455 | Natural Gas | 1107334.7413 | 0 | 0 | 0 | 342190.4148 | 0 | 0 | 0 | 0 | 0 | 0 | 119917.822 | 0 | 0 | 1569442.9782 | 0 | 1569442.9782 | 0 | 0 | 10519.68 | 0 | 0 | 0 | 3250.8089 | 0 | 0 | 0 | 0 | 0 | 0 | 1139.2193 | 0 | 0 | 14909.7083 | 0 | 14909.7083 | 0 | 0 | 1107.3347 | 0 | 0 | 0 | 342.1904 | 0 | 0 | 0 | 0 | 0 | 0 | 119.9178 | 0 | 0 | 1569.443 | 0 | 1569.443 | 0 | 0 | 0 | 0 | 4.6268 | 0 | 0 | 0 | 0 | 14.9723 | 1.6214 | 0 | 0 | 21.2204 | 21.2204 | 21.2204 | 1
MO_5A_PS_2013_NG | 5A | PS | NG | 13703 | ASHRAE30pct-state-5A | SchoolPrimary | STD2013 | MO-Kirksville-MO | Zone5A | Zone5A(MO-Kirksville-MO) | ASHRAE30pct-state-STD2013 | state | MO | 0.0816 | 0.95 | ASHRAE30pct-state-5A_SchoolPrimary_STD2013_MO-Kirksville-MO.table.csv.gz | Primary School | Kirksville Regional Ap MO USA TMY3 WMO#=724455 | Natural Gas | 986118.4098 | 0 | 0 | 0 | 342190.4148 | 0 | 0 | 0 | 0 | 0 | 0 | 119813.5621 | 0 | 0 | 1448112.9086 | 0 | 1448122.3868 | 0 | 0 | 9368.1249 | 0 | 0 | 0 | 3250.8089 | 0 | 0 | 0 | 0 | 0 | 0 | 1138.2288 | 0 | 0 | 13757.0726 | 0 | 13757.1627 | 0 | 0 | 986.1184 | 0 | 0 | 0 | 342.1904 | 0 | 0 | 0 | 0 | 0 | 0 | 119.8136 | 0 | 0 | 1448.1129 | 0 | 1448.1224 | 0 | 0 | 0 | 0 | 4.6268 | 0 | 0 | 0 | 0 | 13.3333 | 1.62 | 0 | 0 | 19.5801 | 19.5799 | 19.5801 | 2
NC_5A_PS_2010_EL | 5A | PS | EL | 12614 | ASHRAE30pct-state-5A | SchoolPrimary | STD2010 | NC-Elkins-WV | Zone5A | Zone5A(NC-Elkins-WV) | ASHRAE30pct-state-STD2010 | state | NC | 0.0861 | 0.84 | ASHRAE30pct-state-5A_SchoolPrimary_STD2010_NC-Elkins-WV.table.csv.gz | Primary School | Elkins Elkins Randolph Co Arp WV USA TMY3 WMO#=724170 | Electricity | 0 | 116736.112 | 219575.0018 | 12711.1112 | 355925.0028 | 0 | 107547.2231 | 588.8889 | 0 | 0 | 29586.1113 | 7177.7778 | 17358.3335 | 0 | 874669.4514 | 0 | 867205.5625 | 7463.8889 | 7463.8889 | 0 | 10050.9792 | 18905.4077 | 1094.4267 | 30645.1427 | 0 | 9259.8159 | 50.7033 | 0 | 0 | 2547.3642 | 618.0067 | 1494.5525 | 0 | 75309.0398 | 0 | 74666.3989 | 642.6408 | 642.6408 | 0 | 398.4167 | 749.4027 | 43.3826 | 1214.761 | 0 | 367.0553 | 2.0099 | 0 | 0 | 100.9765 | 24.4975 | 59.2435 | 0 | 2985.2197 | 0 | 2959.7457 | 25.474 | 25.474 | 10.1327 | 0.58658 | 16.7692 | 4.963 | 0.027175 | 1.3653 | 5.387 | 0 | 0.33123 | 0 | 0.80103 | 40.0187 | 40.3632 | 40.3632 | 1
NC_5A_PS_2013_EL | 5A | PS | EL | 13754 | ASHRAE30pct-state-5A | SchoolPrimary | STD2013 | NC-Elkins-WV | Zone5A | Zone5A(NC-Elkins-WV) | ASHRAE30pct-state-STD2013 | state | NC | 0.0861 | 0.84 | ASHRAE30pct-state-5A_SchoolPrimary_STD2013_NC-Elkins-WV.table.csv.gz | Primary School | Elkins Elkins Randolph Co Arp WV USA TMY3 WMO#=724170 | Electricity | 0 | 98186.1119 | 192711.1127 | 12711.1112 | 317797.2248 | 0 | 91522.223 | 480.5556 | 0 | 0 | 26330.5558 | 7177.7778 | 17358.3335 | 0 | 770997.2284 | 0 | 764275.0061 | 6722.2223 | 6722.2223 | 0 | 8453.8242 | 16592.4268 | 1094.4267 | 27362.3411 | 0 | 7880.0634 | 41.3758 | 0 | 0 | 2267.0609 | 618.0067 | 1494.5525 | 0 | 66382.8614 | 0 | 65804.078 | 578.7833 | 578.7833 | 0 | 335.1062 | 657.7171 | 43.3826 | 1084.6321 | 0 | 312.3625 | 1.6401 | 0 | 0 | 89.8654 | 24.4975 | 59.2435 | 0 | 2631.3896 | 0 | 2608.4469 | 22.9427 | 22.9427 | 8.893 | 0.58658 | 14.9755 | 4.2235 | 0.022176 | 1.2151 | 4.531 | 0 | 0.33123 | 0 | 0.80103 | 35.2688 | 35.579 | 35.579 | 2
NC_5A_PS_2010_NG | 5A | PS | NG | 12623 | ASHRAE30pct-state-5A | SchoolPrimary | STD2010 | NC-Elkins-WV | Zone5A | Zone5A(NC-Elkins-WV) | ASHRAE30pct-state-STD2010 | state | NC | 0.0861 | 0.84 | ASHRAE30pct-state-5A_SchoolPrimary_STD2010_NC-Elkins-WV.table.csv.gz | Primary School | Elkins Elkins Randolph Co Arp WV USA TMY3 WMO#=724170 | Natural Gas | 957162.5968 | 0 | 0 | 0 | 342190.4148 | 0 | 0 | 0 | 0 | 0 | 0 | 119898.8657 | 0 | 0 | 1419242.3991 | 0 | 1419251.8773 | 0 | 0 | 8040.1658 | 0 | 0 | 0 | 2874.3995 | 0 | 0 | 0 | 0 | 0 | 0 | 1007.1505 | 0 | 0 | 11921.6362 | 0 | 11921.7158 | 0 | 0 | 957.1626 | 0 | 0 | 0 | 342.1904 | 0 | 0 | 0 | 0 | 0 | 0 | 119.8989 | 0 | 0 | 1419.2424 | 0 | 1419.2519 | 0 | 0 | 0 | 0 | 4.6268 | 0 | 0 | 0 | 0 | 12.9418 | 1.6212 | 0 | 0 | 19.1897 | 19.1896 | 19.1897 | 1
NC_5A_PS_2013_NG | 5A | PS | NG | 13763 | ASHRAE30pct-state-5A | SchoolPrimary | STD2013 | NC-Elkins-WV | Zone5A | Zone5A(NC-Elkins-WV) | ASHRAE30pct-state-STD2013 | state | NC | 0.0861 | 0.84 | ASHRAE30pct-state-5A_SchoolPrimary_STD2013_NC-Elkins-WV.table.csv.gz | Primary School | Elkins Elkins Randolph Co Arp WV USA TMY3 WMO#=724170 | Natural Gas | 877337.439 | 0 | 0 | 0 | 342190.4148 | 0 | 0 | 0 | 0 | 0 | 0 | 119813.5621 | 0 | 0 | 1339341.4159 | 0 | 1339341.4159 | 0 | 0 | 7369.6345 | 0 | 0 | 0 | 2874.3995 | 0 | 0 | 0 | 0 | 0 | 0 | 1006.4339 | 0 | 0 | 11250.4679 | 0 | 11250.4679 | 0 | 0 | 877.3374 | 0 | 0 | 0 | 342.1904 | 0 | 0 | 0 | 0 | 0 | 0 | 119.8136 | 0 | 0 | 1339.3414 | 0 | 1339.3414 | 0 | 0 | 0 | 0 | 4.6268 | 0 | 0 | 0 | 0 | 11.8625 | 1.62 | 0 | 0 | 18.1092 | 18.1092 | 18.1092 | 2
NE_5A_PS_2010_EL | 5A | PS | EL | 12674 | ASHRAE30pct-state-5A | SchoolPrimary | STD2010 | NE-Omaha-NE | Zone5A | Zone5A(NE-Omaha-NE) | ASHRAE30pct-state-STD2010 | state | NE | 0.084 | 0.6 | ASHRAE30pct-state-5A_SchoolPrimary_STD2010_NE-Omaha-NE.table.csv.gz | Primary School | Omaha Eppley Airfield NE USA TMY3 WMO#=725500 | Electricity | 0 | 160822.2235 | 220263.8907 | 12711.1112 | 355925.0028 | 0 | 109016.6675 | 702.7778 | 0 | 0 | 30738.8891 | 7177.7778 | 17411.1113 | 0 | 922236.1185 | 0 | 914769.4518 | 7466.6667 | 7466.6667 | 0 | 13509.0668 | 18502.1668 | 1067.7333 | 29897.7002 | 0 | 9157.4001 | 59.0333 | 0 | 0 | 2582.0667 | 602.9333 | 1462.5333 | 0 | 77467.834 | 0 | 76840.6339 | 627.2 | 627.2 | 0 | 548.8813 | 751.7538 | 43.3826 | 1214.761 | 0 | 372.0705 | 2.3986 | 0 | 0 | 104.9109 | 24.4975 | 59.4236 | 0 | 3147.5633 | 0 | 3122.0798 | 25.4835 | 25.4835 | 10.1645 | 0.58658 | 16.7694 | 5.0308 | 0.032431 | 1.4185 | 7.4214 | 0 | 0.33123 | 0 | 0.80347 | 42.2137 | 42.5582 | 42.5582 | 1
NE_5A_PS_2013_EL | 5A | PS | EL | 13814 | ASHRAE30pct-state-5A | SchoolPrimary | STD2013 | NE-Omaha-NE | Zone5A | Zone5A(NE-Omaha-NE) | ASHRAE30pct-state-STD2013 | state | NE | 0.084 | 0.6 | ASHRAE30pct-state-5A_SchoolPrimary_STD2013_NE-Omaha-NE.table.csv.gz | Primary School | Omaha Eppley Airfield NE USA TMY3 WMO#=725500 | Electricity | 0 | 135547.2233 | 193641.6682 | 12711.1112 | 317797.2248 | 0 | 94730.5563 | 602.7778 | 0 | 0 | 28213.8891 | 7177.7778 | 17405.5557 | 0 | 814552.7843 | 0 | 807827.7842 | 6725.0001 | 6725.0001 | 0 | 11385.9668 | 16265.9001 | 1067.7333 | 26694.9669 | 0 | 7957.3667 | 50.6333 | 0 | 0 | 2369.9667 | 602.9333 | 1462.0667 | 0 | 68422.4339 | 0 | 67857.5339 | 564.9 | 564.9 | 0 | 462.6185 | 660.893 | 43.3826 | 1084.6321 | 0 | 323.3125 | 2.0573 | 0 | 0 | 96.2931 | 24.4975 | 59.4046 | 0 | 2780.0434 | 0 | 2757.0912 | 22.9522 | 22.9522 | 8.9359 | 0.58658 | 14.9757 | 4.3715 | 0.027816 | 1.302 | 6.2551 | 0 | 0.33123 | 0 | 0.80321 | 37.2786 | 37.589 | 37.589 | 2
NE_5A_PS_2010_NG | 5A | PS | NG | 12683 | ASHRAE30pct-state-5A | SchoolPrimary | STD2010 | NE-Omaha-NE | Zone5A | Zone5A(NE-Omaha-NE) | ASHRAE30pct-state-STD2010 | state | NE | 0.084 | 0.6 | ASHRAE30pct-state-5A_SchoolPrimary_STD2010_NE-Omaha-NE.table.csv.gz | Primary School | Omaha Eppley Airfield NE USA TMY3 WMO#=725500 | Natural Gas | 964498.7013 | 0 | 0 | 0 | 342190.4148 | 0 | 0 | 0 | 0 | 0 | 0 | 119889.3875 | 0 | 0 | 1426587.9818 | 0 | 1426578.5037 | 0 | 0 | 5786.9922 | 0 | 0 | 0 | 2053.1425 | 0 | 0 | 0 | 0 | 0 | 0 | 719.3363 | 0 | 0 | 8559.5279 | 0 | 8559.471 | 0 | 0 | 964.4987 | 0 | 0 | 0 | 342.1904 | 0 | 0 | 0 | 0 | 0 | 0 | 119.8894 | 0 | 0 | 1426.588 | 0 | 1426.5785 | 0 | 0 | 0 | 0 | 4.6268 | 0 | 0 | 0 | 0 | 13.041 | 1.621 | 0 | 0 | 19.2888 | 19.2889 | 19.2888 | 1
NE_5A_PS_2013_NG | 5A | PS | NG | 13823 | ASHRAE30pct-state-5A | SchoolPrimary | STD2013 | NE-Omaha-NE | Zone5A | Zone5A(NE-Omaha-NE) | ASHRAE30pct-state-STD2013 | state | NE | 0.084 | 0.6 | ASHRAE30pct-state-5A_SchoolPrimary_STD2013_NE-Omaha-NE.table.csv.gz | Primary School | Omaha Eppley Airfield NE USA TMY3 WMO#=725500 | Natural Gas | 870209.8542 | 0 | 0 | 0 | 342190.4148 | 0 | 0 | 0 | 0 | 0 | 0 | 119794.6058 | 0 | 0 | 1332185.3967 | 0 | 1332194.8748 | 0 | 0 | 5221.2591 | 0 | 0 | 0 | 2053.1425 | 0 | 0 | 0 | 0 | 0 | 0 | 718.7676 | 0 | 0 | 7993.1124 | 0 | 7993.1692 | 0 | 0 | 870.2099 | 0 | 0 | 0 | 342.1904 | 0 | 0 | 0 | 0 | 0 | 0 | 119.7946 | 0 | 0 | 1332.1854 | 0 | 1332.1949 | 0 | 0 | 0 | 0 | 4.6268 | 0 | 0 | 0 | 0 | 11.7661 | 1.6197 | 0 | 0 | 18.0126 | 18.0125 | 18.0126 | 2
NH_5A_PS_2010_EL | 5A | PS | EL | 12734 | ASHRAE30pct-state-5A | SchoolPrimary | STD2010 | NH-Manchester-NH | Zone5A | Zone5A(NH-Manchester-NH) | ASHRAE30pct-state-STD2010 | state | NH | 0.134 | 1.17 | ASHRAE30pct-state-5A_SchoolPrimary_STD2010_NH-Manchester-NH.table.csv.gz | Primary School | Manchester Airport NH USA TMY3 WMO#=743945 | Electricity | 0 | 103436.1119 | 220888.8907 | 12788.889 | 355925.0028 | 0 | 108075.0009 | 638.8889 | 0 | 0 | 29761.1113 | 7177.7778 | 17352.7779 | 0 | 863508.3402 | 0 | 856044.4513 | 7463.8889 | 7463.8889 | 0 | 13860.439 | 29599.1113 | 1713.7111 | 47693.9504 | 0 | 14482.0501 | 85.6111 | 0 | 0 | 3987.9889 | 961.8222 | 2325.2722 | 0 | 115710.1176 | 0 | 114709.9565 | 1000.1611 | 1000.1611 | 0 | 353.0242 | 753.8869 | 43.6481 | 1214.761 | 0 | 368.8566 | 2.1805 | 0 | 0 | 101.5738 | 24.4975 | 59.2245 | 0 | 2947.1272 | 0 | 2921.6532 | 25.474 | 25.474 | 10.1933 | 0.59017 | 16.7692 | 4.9873 | 0.029483 | 1.3734 | 4.7732 | 0 | 0.33123 | 0 | 0.80077 | 39.5037 | 39.8481 | 39.8481 | 1
NH_5A_PS_2013_EL | 5A | PS | EL | 13874 | ASHRAE30pct-state-5A | SchoolPrimary | STD2013 | NH-Manchester-NH | Zone5A | Zone5A(NH-Manchester-NH) | ASHRAE30pct-state-STD2013 | state | NH | 0.134 | 1.17 | ASHRAE30pct-state-5A_SchoolPrimary_STD2013_NH-Manchester-NH.table.csv.gz | Primary School | Manchester Airport NH USA TMY3 WMO#=743945 | Electricity | 0 | 86622.2229 | 195069.446 | 12788.889 | 317797.2248 | 0 | 95125.0008 | 538.8889 | 0 | 0 | 27716.6669 | 7177.7778 | 17430.5557 | 0 | 766986.1172 | 0 | 760266.6727 | 6719.4445 | 6719.4445 | 0 | 11607.3779 | 26139.3058 | 1713.7111 | 42584.8281 | 0 | 12746.7501 | 72.2111 | 0 | 0 | 3714.0334 | 961.8222 | 2335.6945 | 0 | 102776.1397 | 0 | 101875.7341 | 900.4056 | 900.4056 | 0 | 295.639 | 665.766 | 43.6481 | 1084.6321 | 0 | 324.6587 | 1.8392 | 0 | 0 | 94.5961 | 24.4975 | 59.4899 | 0 | 2617.6998 | 0 | 2594.7666 | 22.9333 | 22.9333 | 9.0018 | 0.59017 | 14.9754 | 4.3897 | 0.024868 | 1.279 | 3.9973 | 0 | 0.33123 | 0 | 0.80436 | 35.0839 | 35.3939 | 35.3939 | 2
NH_5A_PS_2010_NG | 5A | PS | NG | 12743 | ASHRAE30pct-state-5A | SchoolPrimary | STD2010 | NH-Manchester-NH | Zone5A | Zone5A(NH-Manchester-NH) | ASHRAE30pct-state-STD2010 | state | NH | 0.134 | 1.17 | ASHRAE30pct-state-5A_SchoolPrimary_STD2010_NH-Manchester-NH.table.csv.gz | Primary School | Manchester Airport NH USA TMY3 WMO#=743945 | Natural Gas | 1007700.2056 | 0 | 0 | 0 | 342190.4148 | 0 | 0 | 0 | 0 | 0 | 0 | 119946.2565 | 0 | 0 | 1469836.877 | 0 | 1469836.877 | 0 | 0 | 11790.0924 | 0 | 0 | 0 | 4003.6279 | 0 | 0 | 0 | 0 | 0 | 0 | 1403.3712 | 0 | 0 | 17197.0915 | 0 | 17197.0915 | 0 | 0 | 1007.7002 | 0 | 0 | 0 | 342.1904 | 0 | 0 | 0 | 0 | 0 | 0 | 119.9463 | 0 | 0 | 1469.8369 | 0 | 1469.8369 | 0 | 0 | 0 | 0 | 4.6268 | 0 | 0 | 0 | 0 | 13.6251 | 1.6218 | 0 | 0 | 19.8737 | 19.8737 | 19.8737 | 1
NH_5A_PS_2013_NG | 5A | PS | NG | 13883 | ASHRAE30pct-state-5A | SchoolPrimary | STD2013 | NH-Manchester-NH | Zone5A | Zone5A(NH-Manchester-NH) | ASHRAE30pct-state-STD2013 | state | NH | 0.134 | 1.17 | ASHRAE30pct-state-5A_SchoolPrimary_STD2013_NH-Manchester-NH.table.csv.gz | Primary School | Manchester Airport NH USA TMY3 WMO#=743945 | Natural Gas | 1107135.6997 | 0 | 0 | 0 | 342190.4148 | 0 | 0 | 0 | 0 | 0 | 0 | 119823.0403 | 0 | 0 | 1569149.1548 | 0 | 1569149.1548 | 0 | 0 | 12953.4877 | 0 | 0 | 0 | 4003.6279 | 0 | 0 | 0 | 0 | 0 | 0 | 1401.9296 | 0 | 0 | 18359.0451 | 0 | 18359.0451 | 0 | 0 | 1107.1357 | 0 | 0 | 0 | 342.1904 | 0 | 0 | 0 | 0 | 0 | 0 | 119.823 | 0 | 0 | 1569.1492 | 0 | 1569.1492 | 0 | 0 | 0 | 0 | 4.6268 | 0 | 0 | 0 | 0 | 14.9696 | 1.6201 | 0 | 0 | 21.2165 | 21.2165 | 21.2165 | 2
NJ_5A_PS_2010_EL | 5A | PS | EL | 12794 | ASHRAE30pct-state-5A | SchoolPrimary | STD2010 | NJ-Allentown-PA | Zone5A | Zone5A(NJ-Allentown-PA) | ASHRAE30pct-state-STD2010 | state | NJ | 0.1283 | 0.84 | ASHRAE30pct-state-5A_SchoolPrimary_STD2010_NJ-Allentown-PA.table.csv.gz | Primary School | Allentown Lehigh Valley Intl PA USA TMY3 WMO#=725170 | Electricity | 0 | 127338.8899 | 219547.224 | 12736.1112 | 355925.0028 | 0 | 107677.7786 | 597.2222 | 0 | 0 | 29655.5558 | 7177.7778 | 17361.1113 | 0 | 885475.0071 | 0 | 878016.6737 | 7458.3334 | 7458.3334 | 0 | 16337.5796 | 28167.9088 | 1634.0431 | 45665.1779 | 0 | 13815.059 | 76.6236 | 0 | 0 | 3804.8078 | 920.9089 | 2227.4306 | 0 | 113606.4434 | 0 | 112649.5392 | 956.9042 | 956.9042 | 0 | 434.6037 | 749.3079 | 43.468 | 1214.761 | 0 | 367.5009 | 2.0383 | 0 | 0 | 101.2135 | 24.4975 | 59.2529 | 0 | 3022.0987 | 0 | 2996.6437 | 25.4551 | 25.4551 | 10.1314 | 0.58773 | 16.769 | 4.969 | 0.02756 | 1.3685 | 5.8763 | 0 | 0.33123 | 0 | 0.80116 | 40.5176 | 40.8618 | 40.8618 | 1
NJ_5A_PS_2013_EL | 5A | PS | EL | 13934 | ASHRAE30pct-state-5A | SchoolPrimary | STD2013 | NJ-Allentown-PA | Zone5A | Zone5A(NJ-Allentown-PA) | ASHRAE30pct-state-STD2013 | state | NJ | 0.1283 | 0.84 | ASHRAE30pct-state-5A_SchoolPrimary_STD2013_NJ-Allentown-PA.table.csv.gz | Primary School | Allentown Lehigh Valley Intl PA USA TMY3 WMO#=725170 | Electricity | 0 | 104911.112 | 192058.3349 | 12736.1112 | 317797.2248 | 0 | 94547.223 | 497.2222 | 0 | 0 | 27372.2224 | 7177.7778 | 17447.2224 | 0 | 781263.8951 | 0 | 774544.4506 | 6719.4445 | 6719.4445 | 0 | 13460.0957 | 24641.0844 | 1634.0431 | 40773.3839 | 0 | 12130.4087 | 63.7936 | 0 | 0 | 3511.8561 | 920.9089 | 2238.4786 | 0 | 100236.1577 | 0 | 99374.053 | 862.1047 | 862.1047 | 0 | 358.0584 | 655.4891 | 43.468 | 1084.6321 | 0 | 322.6867 | 1.697 | 0 | 0 | 93.4205 | 24.4975 | 59.5468 | 0 | 2666.4295 | 0 | 2643.4962 | 22.9333 | 22.9333 | 8.8629 | 0.58773 | 14.9754 | 4.363 | 0.022945 | 1.2631 | 4.8413 | 0 | 0.33123 | 0 | 0.80513 | 35.7427 | 36.0528 | 36.0528 | 2
NJ_5A_PS_2010_NG | 5A | PS | NG | 12803 | ASHRAE30pct-state-5A | SchoolPrimary | STD2010 | NJ-Allentown-PA | Zone5A | Zone5A(NJ-Allentown-PA) | ASHRAE30pct-state-STD2010 | state | NJ | 0.1283 | 0.84 | ASHRAE30pct-state-5A_SchoolPrimary_STD2010_NJ-Allentown-PA.table.csv.gz | Primary School | Allentown Lehigh Valley Intl PA USA TMY3 WMO#=725170 | Natural Gas | 938234.6889 | 0 | 0 | 0 | 342190.4148 | 0 | 0 | 0 | 0 | 0 | 0 | 119870.4312 | 0 | 0 | 1400295.5349 | 0 | 1400295.5349 | 0 | 0 | 7881.1714 | 0 | 0 | 0 | 2874.3995 | 0 | 0 | 0 | 0 | 0 | 0 | 1006.9116 | 0 | 0 | 11762.4825 | 0 | 11762.4825 | 0 | 0 | 938.2347 | 0 | 0 | 0 | 342.1904 | 0 | 0 | 0 | 0 | 0 | 0 | 119.8704 | 0 | 0 | 1400.2955 | 0 | 1400.2955 | 0 | 0 | 0 | 0 | 4.6268 | 0 | 0 | 0 | 0 | 12.6859 | 1.6208 | 0 | 0 | 18.9334 | 18.9334 | 18.9334 | 1
NJ_5A_PS_2013_NG | 5A | PS | NG | 13943 | ASHRAE30pct-state-5A | SchoolPrimary | STD2013 | NJ-Allentown-PA | Zone5A | Zone5A(NJ-Allentown-PA) | ASHRAE30pct-state-STD2013 | state | NJ | 0.1283 | 0.84 | ASHRAE30pct-state-5A_SchoolPrimary_STD2013_NJ-Allentown-PA.table.csv.gz | Primary School | Allentown Lehigh Valley Intl PA USA TMY3 WMO#=725170 | Natural Gas | 1030049.7333 | 0 | 0 | 0 | 342190.4148 | 0 | 0 | 0 | 0 | 0 | 0 | 119775.6495 | 0 | 0 | 1492015.7976 | 0 | 1492015.7976 | 0 | 0 | 8652.4178 | 0 | 0 | 0 | 2874.3995 | 0 | 0 | 0 | 0 | 0 | 0 | 1006.1155 | 0 | 0 | 12532.9327 | 0 | 12532.9327 | 0 | 0 | 1030.0497 | 0 | 0 | 0 | 342.1904 | 0 | 0 | 0 | 0 | 0 | 0 | 119.7756 | 0 | 0 | 1492.0158 | 0 | 1492.0158 | 0 | 0 | 0 | 0 | 4.6268 | 0 | 0 | 0 | 0 | 13.9273 | 1.6195 | 0 | 0 | 20.1736 | 20.1736 | 20.1736 | 2
NY_5A_PS_2010_EL | 5A | PS | EL | 12854 | ASHRAE30pct-state-5A | SchoolPrimary | STD2010 | NY-Albany-NY | Zone5A | Zone5A(NY-Albany-NY) | ASHRAE30pct-state-STD2010 | state | NY | 0.1508 | 0.73 | ASHRAE30pct-state-5A_SchoolPrimary_STD2010_NY-Albany-NY.table.csv.gz | Primary School | Albany County Ap NY USA TMY3 WMO#=725180 | Electricity | 0 | 109050.0009 | 219738.8906 | 12761.1112 | 355925.0028 | 0 | 107786.112 | 744.4445 | 0 | 0 | 29277.778 | 7177.7778 | 17327.7779 | 0 | 867252.7847 | 0 | 859788.8958 | 7463.8889 | 7463.8889 | 0 | 16444.7401 | 33136.6247 | 1924.3756 | 53673.4904 | 0 | 16254.1457 | 112.2622 | 0 | 0 | 4415.0889 | 1082.4089 | 2613.0289 | 0 | 130781.7199 | 0 | 129656.1655 | 1125.5545 | 1125.5545 | 0 | 372.1843 | 749.962 | 43.5533 | 1214.761 | 0 | 367.8707 | 2.5408 | 0 | 0 | 99.9241 | 24.4975 | 59.1392 | 0 | 2959.9069 | 0 | 2934.4328 | 25.474 | 25.474 | 10.1402 | 0.58888 | 16.7692 | 4.974 | 0.034354 | 1.3511 | 5.0323 | 0 | 0.33123 | 0 | 0.79962 | 39.6765 | 40.0209 | 40.0209 | 1
NY_5A_PS_2013_EL | 5A | PS | EL | 13994 | ASHRAE30pct-state-5A | SchoolPrimary | STD2013 | NY-Albany-NY | Zone5A | Zone5A(NY-Albany-NY) | ASHRAE30pct-state-STD2013 | state | NY | 0.1508 | 0.73 | ASHRAE30pct-state-5A_SchoolPrimary_STD2013_NY-Albany-NY.table.csv.gz | Primary School | Albany County Ap NY USA TMY3 WMO#=725180 | Electricity | 0 | 90719.4452 | 192469.446 | 12761.1112 | 317797.2248 | 0 | 94605.5563 | 619.4444 | 0 | 0 | 27166.6669 | 7177.7778 | 17411.1113 | 0 | 767450.0061 | 0 | 760727.7839 | 6722.2223 | 6722.2223 | 0 | 13680.4923 | 29024.3925 | 1924.3756 | 47923.8215 | 0 | 14266.5179 | 93.4122 | 0 | 0 | 4096.7334 | 1082.4089 | 2625.5956 | 0 | 115731.4609 | 0 | 114717.7498 | 1013.7111 | 1013.7111 | 0 | 309.6227 | 656.8923 | 43.5533 | 1084.6321 | 0 | 322.8858 | 2.1141 | 0 | 0 | 92.719 | 24.4975 | 59.4236 | 0 | 2619.2831 | 0 | 2596.3403 | 22.9427 | 22.9427 | 8.8818 | 0.58888 | 14.9755 | 4.3657 | 0.028585 | 1.2537 | 4.1864 | 0 | 0.33123 | 0 | 0.80347 | 35.1051 | 35.4153 | 35.4153 | 2
NY_5A_PS_2010_NG | 5A | PS | NG | 12863 | ASHRAE30pct-state-5A | SchoolPrimary | STD2010 | NY-Albany-NY | Zone5A | Zone5A(NY-Albany-NY) | ASHRAE30pct-state-STD2010 | state | NY | 0.1508 | 0.73 | ASHRAE30pct-state-5A_SchoolPrimary_STD2010_NY-Albany-NY.table.csv.gz | Primary School | Albany County Ap NY USA TMY3 WMO#=725180 | Natural Gas | 1085696.0764 | 0 | 0 | 0 | 342190.4148 | 0 | 0 | 0 | 0 | 0 | 0 | 119917.822 | 0 | 0 | 1547794.8351 | 0 | 1547804.3133 | 0 | 0 | 7925.5814 | 0 | 0 | 0 | 2497.99 | 0 | 0 | 0 | 0 | 0 | 0 | 875.4001 | 0 | 0 | 11298.9023 | 0 | 11298.9715 | 0 | 0 | 1085.6961 | 0 | 0 | 0 | 342.1904 | 0 | 0 | 0 | 0 | 0 | 0 | 119.9178 | 0 | 0 | 1547.7948 | 0 | 1547.8043 | 0 | 0 | 0 | 0 | 4.6268 | 0 | 0 | 0 | 0 | 14.6797 | 1.6214 | 0 | 0 | 20.9279 | 20.9277 | 20.9279 | 1
NY_5A_PS_2013_NG | 5A | PS | NG | 14003 | ASHRAE30pct-state-5A | SchoolPrimary | STD2013 | NY-Albany-NY | Zone5A | Zone5A(NY-Albany-NY) | ASHRAE30pct-state-STD2013 | state | NY | 0.1508 | 0.73 | ASHRAE30pct-state-5A_SchoolPrimary_STD2013_NY-Albany-NY.table.csv.gz | Primary School | Albany County Ap NY USA TMY3 WMO#=725180 | Natural Gas | 1156952.9675 | 0 | 0 | 0 | 342190.4148 | 0 | 0 | 0 | 0 | 0 | 0 | 119823.0403 | 0 | 0 | 1618966.4227 | 0 | 1618966.4227 | 0 | 0 | 8445.7567 | 0 | 0 | 0 | 2497.99 | 0 | 0 | 0 | 0 | 0 | 0 | 874.7082 | 0 | 0 | 11818.4549 | 0 | 11818.4549 | 0 | 0 | 1156.953 | 0 | 0 | 0 | 342.1904 | 0 | 0 | 0 | 0 | 0 | 0 | 119.823 | 0 | 0 | 1618.9664 | 0 | 1618.9664 | 0 | 0 | 0 | 0 | 4.6268 | 0 | 0 | 0 | 0 | 15.6432 | 1.6201 | 0 | 0 | 21.8901 | 21.8901 | 21.8901 | 2
OH_5A_PS_2010_EL | 5A | PS | EL | 12914 | ASHRAE30pct-state-5A | SchoolPrimary | STD2010 | OH-Columbus-OH | Zone5A | Zone5A(OH-Columbus-OH) | ASHRAE30pct-state-STD2010 | state | OH | 0.0947 | 0.7 | ASHRAE30pct-state-5A_SchoolPrimary_STD2010_OH-Columbus-OH.table.csv.gz | Primary School | Columbus Port Columbus Intl A OH USA TMY3 WMO#=724280 | Electricity | 0 | 132508.3344 | 219427.7795 | 12702.7779 | 355925.0028 | 0 | 107938.8898 | 591.6667 | 0 | 0 | 29777.778 | 7177.7778 | 17377.7779 | 0 | 890888.896 | 0 | 883427.7848 | 7461.1112 | 7461.1112 | 0 | 12548.5393 | 20779.8107 | 1202.9531 | 33706.0978 | 0 | 10221.8129 | 56.0308 | 0 | 0 | 2819.9556 | 679.7356 | 1645.6756 | 0 | 84367.1785 | 0 | 83660.6112 | 706.5672 | 706.5672 | 0 | 452.2468 | 748.9002 | 43.3542 | 1214.761 | 0 | 368.3921 | 2.0193 | 0 | 0 | 101.6306 | 24.4975 | 59.3098 | 0 | 3040.5762 | 0 | 3015.1116 | 25.4645 | 25.4645 | 10.1259 | 0.58619 | 16.7691 | 4.981 | 0.027304 | 1.3741 | 6.1148 | 0 | 0.33123 | 0 | 0.80193 | 40.7673 | 41.1116 | 41.1116 | 1
OH_5A_PS_2013_EL | 5A | PS | EL | 14054 | ASHRAE30pct-state-5A | SchoolPrimary | STD2013 | OH-Columbus-OH | Zone5A | Zone5A(OH-Columbus-OH) | ASHRAE30pct-state-STD2013 | state | OH | 0.0947 | 0.7 | ASHRAE30pct-state-5A_SchoolPrimary_STD2013_OH-Columbus-OH.table.csv.gz | Primary School | Columbus Port Columbus Intl A OH USA TMY3 WMO#=724280 | Electricity | 0 | 111533.3342 | 192358.3349 | 12702.7779 | 317797.2248 | 0 | 91841.6674 | 491.6667 | 0 | 0 | 26638.8891 | 7177.7778 | 17375.0001 | 0 | 784638.8952 | 0 | 777916.6729 | 6722.2223 | 6722.2223 | 0 | 10562.2068 | 18216.3343 | 1202.9531 | 30095.3972 | 0 | 8697.4059 | 46.5608 | 0 | 0 | 2522.7028 | 679.7356 | 1645.4125 | 0 | 74305.3034 | 0 | 73668.7089 | 636.5944 | 636.5944 | 0 | 380.6598 | 656.513 | 43.3542 | 1084.6321 | 0 | 313.4528 | 1.678 | 0 | 0 | 90.9177 | 24.4975 | 59.3003 | 0 | 2677.9482 | 0 | 2655.0055 | 22.9427 | 22.9427 | 8.8767 | 0.58619 | 14.9755 | 4.2382 | 0.022689 | 1.2293 | 5.1469 | 0 | 0.33123 | 0 | 0.8018 | 35.8983 | 36.2086 | 36.2086 | 2
OH_5A_PS_2010_NG | 5A | PS | NG | 12923 | ASHRAE30pct-state-5A | SchoolPrimary | STD2010 | OH-Columbus-OH | Zone5A | Zone5A(OH-Columbus-OH) | ASHRAE30pct-state-STD2010 | state | OH | 0.0947 | 0.7 | ASHRAE30pct-state-5A_SchoolPrimary_STD2010_OH-Columbus-OH.table.csv.gz | Primary School | Columbus Port Columbus Intl A OH USA TMY3 WMO#=724280 | Natural Gas | 919012.9577 | 0 | 0 | 0 | 342190.4148 | 0 | 0 | 0 | 0 | 0 | 0 | 119889.3875 | 0 | 0 | 1381092.7601 | 0 | 1381092.7601 | 0 | 0 | 6433.0907 | 0 | 0 | 0 | 2395.3329 | 0 | 0 | 0 | 0 | 0 | 0 | 839.2257 | 0 | 0 | 9667.6493 | 0 | 9667.6493 | 0 | 0 | 919.013 | 0 | 0 | 0 | 342.1904 | 0 | 0 | 0 | 0 | 0 | 0 | 119.8894 | 0 | 0 | 1381.0928 | 0 | 1381.0928 | 0 | 0 | 0 | 0 | 4.6268 | 0 | 0 | 0 | 0 | 12.426 | 1.621 | 0 | 0 | 18.6738 | 18.6738 | 18.6738 | 1
OH_5A_PS_2013_NG | 5A | PS | NG | 14063 | ASHRAE30pct-state-5A | SchoolPrimary | STD2013 | OH-Columbus-OH | Zone5A | Zone5A(OH-Columbus-OH) | ASHRAE30pct-state-STD2013 | state | OH | 0.0947 | 0.7 | ASHRAE30pct-state-5A_SchoolPrimary_STD2013_OH-Columbus-OH.table.csv.gz | Primary School | Columbus Port Columbus Intl A OH USA TMY3 WMO#=724280 | Natural Gas | 834306.5417 | 0 | 0 | 0 | 342190.4148 | 0 | 0 | 0 | 0 | 0 | 0 | 119775.6495 | 0 | 0 | 1296272.606 | 0 | 1296272.606 | 0 | 0 | 5840.1458 | 0 | 0 | 0 | 2395.3329 | 0 | 0 | 0 | 0 | 0 | 0 | 838.4295 | 0 | 0 | 9073.9082 | 0 | 9073.9082 | 0 | 0 | 834.3065 | 0 | 0 | 0 | 342.1904 | 0 | 0 | 0 | 0 | 0 | 0 | 119.7756 | 0 | 0 | 1296.2726 | 0 | 1296.2726 | 0 | 0 | 0 | 0 | 4.6268 | 0 | 0 | 0 | 0 | 11.2807 | 1.6195 | 0 | 0 | 17.5269 | 17.5269 | 17.5269 | 2
PA_5A_PS_2010_EL | 5A | PS | EL | 12974 | ASHRAE30pct-state-5A | SchoolPrimary | STD2010 | PA-Harrisburg-PA | Zone5A | Zone5A(PA-Harrisburg-PA) | ASHRAE30pct-state-STD2010 | state | PA | 0.0937 | 1 | ASHRAE30pct-state-5A_SchoolPrimary_STD2010_PA-Harrisburg-PA.table.csv.gz | Primary School | Middletown Harrisburg Intl Ap PA USA TMY3 WMO#=725115 | Electricity | 0 | 139416.6678 | 220294.4462 | 12733.3334 | 355925.0028 | 0 | 108802.7786 | 652.7778 | 0 | 0 | 30108.3336 | 7177.7778 | 17388.889 | 0 | 899963.8961 | 0 | 892500.0071 | 7463.8889 | 7463.8889 | 0 | 13063.3418 | 20641.5896 | 1193.1133 | 33350.1728 | 0 | 10194.8204 | 61.1653 | 0 | 0 | 2821.1509 | 672.5578 | 1629.3389 | 0 | 84326.6171 | 0 | 83627.2507 | 699.3664 | 699.3664 | 0 | 475.8248 | 751.8581 | 43.4585 | 1214.761 | 0 | 371.3405 | 2.2279 | 0 | 0 | 102.7588 | 24.4975 | 59.3477 | 0 | 3071.5489 | 0 | 3046.0749 | 25.474 | 25.474 | 10.1659 | 0.5876 | 16.7692 | 5.0209 | 0.030124 | 1.3894 | 6.4336 | 0 | 0.33123 | 0 | 0.80244 | 41.186 | 41.5304 | 41.5304 | 1
PA_5A_PS_2013_EL | 5A | PS | EL | 14114 | ASHRAE30pct-state-5A | SchoolPrimary | STD2013 | PA-Harrisburg-PA | Zone5A | Zone5A(PA-Harrisburg-PA) | ASHRAE30pct-state-STD2013 | state | PA | 0.0937 | 1 | ASHRAE30pct-state-5A_SchoolPrimary_STD2013_PA-Harrisburg-PA.table.csv.gz | Primary School | Middletown Harrisburg Intl Ap PA USA TMY3 WMO#=725115 | Electricity | 0 | 117136.112 | 194175.0016 | 12733.3334 | 317797.2248 | 0 | 94316.6674 | 555.5556 | 0 | 0 | 27847.2224 | 7177.7778 | 17486.1113 | 0 | 795944.4508 | 0 | 789225.0063 | 6719.4445 | 6719.4445 | 0 | 10975.6537 | 18194.1976 | 1193.1133 | 29777.6 | 0 | 8837.4717 | 52.0556 | 0 | 0 | 2609.2847 | 672.5578 | 1638.4486 | 0 | 74579.995 | 0 | 73950.3831 | 629.6119 | 629.6119 | 0 | 399.7819 | 662.7133 | 43.4585 | 1084.6321 | 0 | 321.8999 | 1.8961 | 0 | 0 | 95.0417 | 24.4975 | 59.6796 | 0 | 2716.5337 | 0 | 2693.6005 | 22.9333 | 22.9333 | 8.9605 | 0.5876 | 14.9754 | 4.3524 | 0.025637 | 1.2851 | 5.4055 | 0 | 0.33123 | 0 | 0.80693 | 36.4202 | 36.7303 | 36.7303 | 2
PA_5A_PS_2010_NG | 5A | PS | NG | 12983 | ASHRAE30pct-state-5A | SchoolPrimary | STD2010 | PA-Harrisburg-PA | Zone5A | Zone5A(PA-Harrisburg-PA) | ASHRAE30pct-state-STD2010 | state | PA | 0.0937 | 1 | ASHRAE30pct-state-5A_SchoolPrimary_STD2010_PA-Harrisburg-PA.table.csv.gz | Primary School | Middletown Harrisburg Intl Ap PA USA TMY3 WMO#=725115 | Natural Gas | 1015965.1709 | 0 | 0 | 0 | 342190.4148 | 0 | 0 | 0 | 0 | 0 | 0 | 119898.8657 | 0 | 0 | 1478054.4514 | 0 | 1478054.4514 | 0 | 0 | 10159.6517 | 0 | 0 | 0 | 3421.9041 | 0 | 0 | 0 | 0 | 0 | 0 | 1198.9887 | 0 | 0 | 14780.5445 | 0 | 14780.5445 | 0 | 0 | 1015.9652 | 0 | 0 | 0 | 342.1904 | 0 | 0 | 0 | 0 | 0 | 0 | 119.8989 | 0 | 0 | 1478.0545 | 0 | 1478.0545 | 0 | 0 | 0 | 0 | 4.6268 | 0 | 0 | 0 | 0 | 13.7369 | 1.6212 | 0 | 0 | 19.9848 | 19.9848 | 19.9848 | 1
PA_5A_PS_2013_NG | 5A | PS | NG | 14123 | ASHRAE30pct-state-5A | SchoolPrimary | STD2013 | PA-Harrisburg-PA | Zone5A | Zone5A(PA-Harrisburg-PA) | ASHRAE30pct-state-STD2013 | state | PA | 0.0937 | 1 | ASHRAE30pct-state-5A_SchoolPrimary_STD2013_PA-Harrisburg-PA.table.csv.gz | Primary School | Middletown Harrisburg Intl Ap PA USA TMY3 WMO#=725115 | Natural Gas | 1081222.3796 | 0 | 0 | 0 | 342190.4148 | 0 | 0 | 0 | 0 | 0 | 0 | 119804.084 | 0 | 0 | 1543216.8784 | 0 | 1543216.8784 | 0 | 0 | 10812.2238 | 0 | 0 | 0 | 3421.9041 | 0 | 0 | 0 | 0 | 0 | 0 | 1198.0408 | 0 | 0 | 15432.1688 | 0 | 15432.1688 | 0 | 0 | 1081.2224 | 0 | 0 | 0 | 342.1904 | 0 | 0 | 0 | 0 | 0 | 0 | 119.8041 | 0 | 0 | 1543.2169 | 0 | 1543.2169 | 0 | 0 | 0 | 0 | 4.6268 | 0 | 0 | 0 | 0 | 14.6192 | 1.6199 | 0 | 0 | 20.8658 | 20.8658 | 20.8658 | 2
RI_5A_PS_2010_EL | 5A | PS | EL | 13034 | ASHRAE30pct-state-5A | SchoolPrimary | STD2010 | RI-Providence-RI | Zone5A | Zone5A(RI-Providence-RI) | ASHRAE30pct-state-STD2010 | state | RI | 0.1204 | 1.33 | ASHRAE30pct-state-5A_SchoolPrimary_STD2010_RI-Providence-RI.table.csv.gz | Primary School | Providence T F Green State Ar RI USA TMY3 WMO#=725070 | Electricity | 0 | 116647.2232 | 219919.4462 | 12775.0001 | 355925.0028 | 0 | 106727.7786 | 608.3333 | 0 | 0 | 29091.6669 | 7177.7778 | 17363.889 | 0 | 873694.4514 | 0 | 866236.118 | 7458.3334 | 7458.3334 | 0 | 14044.3257 | 26478.3013 | 1538.11 | 42853.3703 | 0 | 12850.0245 | 73.2433 | 0 | 0 | 3502.6367 | 864.2045 | 2090.6122 | 0 | 105192.812 | 0 | 104294.8286 | 897.9833 | 897.9833 | 0 | 398.1134 | 750.5783 | 43.6007 | 1214.761 | 0 | 364.2586 | 2.0762 | 0 | 0 | 99.289 | 24.4975 | 59.2624 | 0 | 2981.8921 | 0 | 2956.437 | 25.4551 | 25.4551 | 10.1486 | 0.58952 | 16.769 | 4.9251 | 0.028073 | 1.3425 | 5.3829 | 0 | 0.33123 | 0 | 0.80129 | 39.974 | 40.3182 | 40.3182 | 1
RI_5A_PS_2013_EL | 5A | PS | EL | 14174 | ASHRAE30pct-state-5A | SchoolPrimary | STD2013 | RI-Providence-RI | Zone5A | Zone5A(RI-Providence-RI) | ASHRAE30pct-state-STD2013 | state | RI | 0.1204 | 1.33 | ASHRAE30pct-state-5A_SchoolPrimary_STD2013_RI-Providence-RI.table.csv.gz | Primary School | Providence T F Green State Ar RI USA TMY3 WMO#=725070 | Electricity | 0 | 95077.7785 | 192947.2238 | 12775.0001 | 317797.2248 | 0 | 93230.5563 | 469.4444 | 0 | 0 | 26877.778 | 7177.7778 | 17455.5557 | 0 | 770530.5617 | 0 | 763808.3394 | 6722.2223 | 6722.2223 | 0 | 11447.3645 | 23230.8457 | 1538.11 | 38262.7859 | 0 | 11224.959 | 56.5211 | 0 | 0 | 3236.0845 | 864.2045 | 2101.6489 | 0 | 92771.8796 | 0 | 91962.5241 | 809.3556 | 809.3556 | 0 | 324.4975 | 658.5229 | 43.6007 | 1084.6321 | 0 | 318.193 | 1.6022 | 0 | 0 | 91.733 | 24.4975 | 59.5753 | 0 | 2629.7969 | 0 | 2606.8542 | 22.9427 | 22.9427 | 8.9039 | 0.58952 | 14.9755 | 4.3023 | 0.021663 | 1.2403 | 4.3875 | 0 | 0.33123 | 0 | 0.80552 | 35.2473 | 35.5575 | 35.5575 | 2
RI_5A_PS_2010_NG | 5A | PS | NG | 13043 | ASHRAE30pct-state-5A | SchoolPrimary | STD2010 | RI-Providence-RI | Zone5A | Zone5A(RI-Providence-RI) | ASHRAE30pct-state-STD2010 | state | RI | 0.1204 | 1.33 | ASHRAE30pct-state-5A_SchoolPrimary_STD2010_RI-Providence-RI.table.csv.gz | Primary School | Providence T F Green State Ar RI USA TMY3 WMO#=725070 | Natural Gas | 974071.6542 | 0 | 0 | 0 | 342190.4148 | 0 | 0 | 0 | 0 | 0 | 0 | 119879.9093 | 0 | 0 | 1436141.9784 | 0 | 1436141.9784 | 0 | 0 | 12955.153 | 0 | 0 | 0 | 4551.1325 | 0 | 0 | 0 | 0 | 0 | 0 | 1594.4028 | 0 | 0 | 19100.6883 | 0 | 19100.6883 | 0 | 0 | 974.0717 | 0 | 0 | 0 | 342.1904 | 0 | 0 | 0 | 0 | 0 | 0 | 119.8799 | 0 | 0 | 1436.142 | 0 | 1436.142 | 0 | 0 | 0 | 0 | 4.6268 | 0 | 0 | 0 | 0 | 13.1704 | 1.6209 | 0 | 0 | 19.4181 | 19.4181 | 19.4181 | 1
RI_5A_PS_2013_NG | 5A | PS | NG | 14183 | ASHRAE30pct-state-5A | SchoolPrimary | STD2013 | RI-Providence-RI | Zone5A | Zone5A(RI-Providence-RI) | ASHRAE30pct-state-STD2013 | state | RI | 0.1204 | 1.33 | ASHRAE30pct-state-5A_SchoolPrimary_STD2013_RI-Providence-RI.table.csv.gz | Primary School | Providence T F Green State Ar RI USA TMY3 WMO#=725070 | Natural Gas | 1067971.8963 | 0 | 0 | 0 | 342190.4148 | 0 | 0 | 0 | 0 | 0 | 0 | 119794.6058 | 0 | 0 | 1529956.9169 | 0 | 1529956.9169 | 0 | 0 | 14204.0262 | 0 | 0 | 0 | 4551.1325 | 0 | 0 | 0 | 0 | 0 | 0 | 1593.2683 | 0 | 0 | 20348.427 | 0 | 20348.427 | 0 | 0 | 1067.9719 | 0 | 0 | 0 | 342.1904 | 0 | 0 | 0 | 0 | 0 | 0 | 119.7946 | 0 | 0 | 1529.9569 | 0 | 1529.9569 | 0 | 0 | 0 | 0 | 4.6268 | 0 | 0 | 0 | 0 | 14.4401 | 1.6197 | 0 | 0 | 20.6866 | 20.6866 | 20.6866 | 2
SD_5A_PS_2010_EL | 5A | PS | EL | 13094 | ASHRAE30pct-state-5A | SchoolPrimary | STD2010 | SD-SiouxCity-IA | Zone5A | Zone5A(SD-SiouxCity-IA) | ASHRAE30pct-state-STD2010 | state | SD | 0.0801 | 0.63 | ASHRAE30pct-state-5A_SchoolPrimary_STD2010_SD-SiouxCity-IA.table.csv.gz | Primary School | Sioux City Sioux Gateway Ap IA USA TMY3 WMO#=725570 | Electricity | 0 | 138463.89 | 220127.7795 | 12711.1112 | 355925.0028 | 0 | 112163.8898 | 830.5556 | 0 | 0 | 30538.8891 | 7180.5556 | 17330.5557 | 0 | 902736.1183 | 0 | 895272.2294 | 7463.8889 | 7463.8889 | 0 | 11090.9576 | 17632.2351 | 1018.16 | 28509.5927 | 0 | 8984.3276 | 66.5275 | 0 | 0 | 2446.165 | 575.1625 | 1388.1775 | 0 | 72309.1631 | 0 | 71711.3056 | 597.8575 | 597.8575 | 0 | 472.573 | 751.2893 | 43.3826 | 1214.761 | 0 | 382.8119 | 2.8347 | 0 | 0 | 104.2283 | 24.507 | 59.1486 | 0 | 3081.0104 | 0 | 3055.5364 | 25.474 | 25.474 | 10.1582 | 0.58658 | 16.7692 | 5.176 | 0.038327 | 1.4093 | 6.3897 | 0 | 0.33136 | 0 | 0.79975 | 41.3139 | 41.6584 | 41.6584 | 1
SD_5A_PS_2013_EL | 5A | PS | EL | 14234 | ASHRAE30pct-state-5A | SchoolPrimary | STD2013 | SD-SiouxCity-IA | Zone5A | Zone5A(SD-SiouxCity-IA) | ASHRAE30pct-state-STD2013 | state | SD | 0.0801 | 0.63 | ASHRAE30pct-state-5A_SchoolPrimary_STD2013_SD-SiouxCity-IA.table.csv.gz | Primary School | Sioux City Sioux Gateway Ap IA USA TMY3 WMO#=725570 | Electricity | 0 | 116605.5565 | 192672.2238 | 12711.1112 | 317797.2248 | 0 | 97183.3341 | 722.2222 | 0 | 0 | 28036.1113 | 7177.7778 | 17333.3335 | 0 | 796961.1175 | 0 | 790238.8952 | 6722.2223 | 6722.2223 | 0 | 9340.1051 | 15433.0451 | 1018.16 | 25455.5577 | 0 | 7784.3851 | 57.85 | 0 | 0 | 2245.6925 | 574.94 | 1388.4 | 0 | 63836.5855 | 0 | 63298.1355 | 538.45 | 538.45 | 0 | 397.9711 | 657.5843 | 43.3826 | 1084.6321 | 0 | 331.6837 | 2.4649 | 0 | 0 | 95.6864 | 24.4975 | 59.1581 | 0 | 2720.0036 | 0 | 2697.0609 | 22.9427 | 22.9427 | 8.8912 | 0.58658 | 14.9755 | 4.4847 | 0.033328 | 1.2938 | 5.381 | 0 | 0.33123 | 0 | 0.79988 | 36.467 | 36.7772 | 36.7772 | 2
SD_5A_PS_2010_NG | 5A | PS | NG | 13103 | ASHRAE30pct-state-5A | SchoolPrimary | STD2010 | SD-SiouxCity-IA | Zone5A | Zone5A(SD-SiouxCity-IA) | ASHRAE30pct-state-STD2010 | state | SD | 0.0801 | 0.63 | ASHRAE30pct-state-5A_SchoolPrimary_STD2010_SD-SiouxCity-IA.table.csv.gz | Primary School | Sioux City Sioux Gateway Ap IA USA TMY3 WMO#=725570 | Natural Gas | 1131238.6891 | 0 | 0 | 0 | 342190.4148 | 0 | 0 | 0 | 0 | 0 | 0 | 119908.3439 | 0 | 0 | 1593337.4477 | 0 | 1593337.4477 | 0 | 0 | 7126.8037 | 0 | 0 | 0 | 2155.7996 | 0 | 0 | 0 | 0 | 0 | 0 | 755.4226 | 0 | 0 | 10038.0259 | 0 | 10038.0259 | 0 | 0 | 1131.2387 | 0 | 0 | 0 | 342.1904 | 0 | 0 | 0 | 0 | 0 | 0 | 119.9083 | 0 | 0 | 1593.3374 | 0 | 1593.3374 | 0 | 0 | 0 | 0 | 4.6268 | 0 | 0 | 0 | 0 | 15.2955 | 1.6213 | 0 | 0 | 21.5435 | 21.5435 | 21.5435 | 1
SD_5A_PS_2013_NG | 5A | PS | NG | 14243 | ASHRAE30pct-state-5A | SchoolPrimary | STD2013 | SD-SiouxCity-IA | Zone5A | Zone5A(SD-SiouxCity-IA) | ASHRAE30pct-state-STD2013 | state | SD | 0.0801 | 0.63 | ASHRAE30pct-state-5A_SchoolPrimary_STD2013_SD-SiouxCity-IA.table.csv.gz | Primary School | Sioux City Sioux Gateway Ap IA USA TMY3 WMO#=725570 | Natural Gas | 1004828.3198 | 0 | 0 | 0 | 342190.4148 | 0 | 0 | 0 | 0 | 0 | 0 | 119813.5621 | 0 | 0 | 1466822.8186 | 0 | 1466832.2967 | 0 | 0 | 6330.4184 | 0 | 0 | 0 | 2155.7996 | 0 | 0 | 0 | 0 | 0 | 0 | 754.8254 | 0 | 0 | 9240.9838 | 0 | 9241.0435 | 0 | 0 | 1004.8283 | 0 | 0 | 0 | 342.1904 | 0 | 0 | 0 | 0 | 0 | 0 | 119.8136 | 0 | 0 | 1466.8228 | 0 | 1466.8323 | 0 | 0 | 0 | 0 | 4.6268 | 0 | 0 | 0 | 0 | 13.5863 | 1.62 | 0 | 0 | 19.833 | 19.8329 | 19.833 | 2
WV_5A_PS_2010_EL | 5A | PS | EL | 13154 | ASHRAE30pct-state-5A | SchoolPrimary | STD2010 | WV-Elkins-WV | Zone5A | Zone5A(WV-Elkins-WV) | ASHRAE30pct-state-STD2010 | state | WV | 0.0842 | 0.92 | ASHRAE30pct-state-5A_SchoolPrimary_STD2010_WV-Elkins-WV.table.csv.gz | Primary School | Elkins Elkins Randolph Co Arp WV USA TMY3 WMO#=724170 | Electricity | 0 | 116736.112 | 219575.0018 | 12711.1112 | 355925.0028 | 0 | 107547.2231 | 588.8889 | 0 | 0 | 29586.1113 | 7177.7778 | 17358.3335 | 0 | 874669.4514 | 0 | 867205.5625 | 7463.8889 | 7463.8889 | 0 | 9829.1806 | 18488.2151 | 1070.2756 | 29968.8852 | 0 | 9055.4762 | 49.5844 | 0 | 0 | 2491.1506 | 604.3689 | 1461.5717 | 0 | 73647.1678 | 0 | 73018.7084 | 628.4594 | 628.4594 | 0 | 398.4167 | 749.4027 | 43.3826 | 1214.761 | 0 | 367.0553 | 2.0099 | 0 | 0 | 100.9765 | 24.4975 | 59.2435 | 0 | 2985.2197 | 0 | 2959.7457 | 25.474 | 25.474 | 10.1327 | 0.58658 | 16.7692 | 4.963 | 0.027175 | 1.3653 | 5.387 | 0 | 0.33123 | 0 | 0.80103 | 40.0187 | 40.3632 | 40.3632 | 1
WV_5A_PS_2013_EL | 5A | PS | EL | 14294 | ASHRAE30pct-state-5A | SchoolPrimary | STD2013 | WV-Elkins-WV | Zone5A | Zone5A(WV-Elkins-WV) | ASHRAE30pct-state-STD2013 | state | WV | 0.0842 | 0.92 | ASHRAE30pct-state-5A_SchoolPrimary_STD2013_WV-Elkins-WV.table.csv.gz | Primary School | Elkins Elkins Randolph Co Arp WV USA TMY3 WMO#=724170 | Electricity | 0 | 98186.1119 | 192711.1127 | 12711.1112 | 317797.2248 | 0 | 91522.223 | 480.5556 | 0 | 0 | 26330.5558 | 7177.7778 | 17358.3335 | 0 | 770997.2284 | 0 | 764275.0061 | 6722.2223 | 6722.2223 | 0 | 8267.2706 | 16226.2757 | 1070.2756 | 26758.5263 | 0 | 7706.1712 | 40.4628 | 0 | 0 | 2217.0328 | 604.3689 | 1461.5717 | 0 | 64917.9666 | 0 | 64351.9555 | 566.0111 | 566.0111 | 0 | 335.1062 | 657.7171 | 43.3826 | 1084.6321 | 0 | 312.3625 | 1.6401 | 0 | 0 | 89.8654 | 24.4975 | 59.2435 | 0 | 2631.3896 | 0 | 2608.4469 | 22.9427 | 22.9427 | 8.893 | 0.58658 | 14.9755 | 4.2235 | 0.022176 | 1.2151 | 4.531 | 0 | 0.33123 | 0 | 0.80103 | 35.2688 | 35.579 | 35.579 | 2
WV_5A_PS_2010_NG | 5A | PS | NG | 13163 | ASHRAE30pct-state-5A | SchoolPrimary | STD2010 | WV-Elkins-WV | Zone5A | Zone5A(WV-Elkins-WV) | ASHRAE30pct-state-STD2010 | state | WV | 0.0842 | 0.92 | ASHRAE30pct-state-5A_SchoolPrimary_STD2010_WV-Elkins-WV.table.csv.gz | Primary School | Elkins Elkins Randolph Co Arp WV USA TMY3 WMO#=724170 | Natural Gas | 957162.5968 | 0 | 0 | 0 | 342190.4148 | 0 | 0 | 0 | 0 | 0 | 0 | 119898.8657 | 0 | 0 | 1419242.3991 | 0 | 1419251.8773 | 0 | 0 | 8805.8959 | 0 | 0 | 0 | 3148.1518 | 0 | 0 | 0 | 0 | 0 | 0 | 1103.0696 | 0 | 0 | 13057.0301 | 0 | 13057.1173 | 0 | 0 | 957.1626 | 0 | 0 | 0 | 342.1904 | 0 | 0 | 0 | 0 | 0 | 0 | 119.8989 | 0 | 0 | 1419.2424 | 0 | 1419.2519 | 0 | 0 | 0 | 0 | 4.6268 | 0 | 0 | 0 | 0 | 12.9418 | 1.6212 | 0 | 0 | 19.1897 | 19.1896 | 19.1897 | 1
WV_5A_PS_2013_NG | 5A | PS | NG | 14303 | ASHRAE30pct-state-5A | SchoolPrimary | STD2013 | WV-Elkins-WV | Zone5A | Zone5A(WV-Elkins-WV) | ASHRAE30pct-state-STD2013 | state | WV | 0.0842 | 0.92 | ASHRAE30pct-state-5A_SchoolPrimary_STD2013_WV-Elkins-WV.table.csv.gz | Primary School | Elkins Elkins Randolph Co Arp WV USA TMY3 WMO#=724170 | Natural Gas | 877337.439 | 0 | 0 | 0 | 342190.4148 | 0 | 0 | 0 | 0 | 0 | 0 | 119813.5621 | 0 | 0 | 1339341.4159 | 0 | 1339341.4159 | 0 | 0 | 8071.5044 | 0 | 0 | 0 | 3148.1518 | 0 | 0 | 0 | 0 | 0 | 0 | 1102.2848 | 0 | 0 | 12321.941 | 0 | 12321.941 | 0 | 0 | 877.3374 | 0 | 0 | 0 | 342.1904 | 0 | 0 | 0 | 0 | 0 | 0 | 119.8136 | 0 | 0 | 1339.3414 | 0 | 1339.3414 | 0 | 0 | 0 | 0 | 4.6268 | 0 | 0 | 0 | 0 | 11.8625 | 1.62 | 0 | 0 | 18.1092 | 18.1092 | 18.1092 | 2
AZ_5B_PS_2010_EL | 5B | PS | EL | 14954 | ASHRAE30pct-state-5B | SchoolPrimary | STD2010 | AZ-Winslow-AZ | Zone5B | Zone5B(AZ-Winslow-AZ) | ASHRAE30pct-state-STD2010 | state | AZ | 0.0954 | 0.95 | ASHRAE30pct-state-5B_SchoolPrimary_STD2010_AZ-Winslow-AZ.table.csv.gz | Primary School | Winslow Municipal Ap AZ USA TMY3 WMO#=723740 | Electricity | 0 | 144336.1123 | 220763.8907 | 12719.4445 | 355925.0028 | 0 | 114433.3342 | 272.2222 | 0 | 0 | 24438.8891 | 7177.7778 | 17263.889 | 0 | 904794.4517 | 0 | 897330.5627 | 7463.8889 | 7463.8889 | 0 | 13769.6651 | 21060.8752 | 1213.435 | 33955.2453 | 0 | 10916.9401 | 25.97 | 0 | 0 | 2331.47 | 684.76 | 1646.975 | 0 | 86317.3907 | 0 | 85605.3357 | 712.055 | 712.055 | 0 | 492.6147 | 753.4603 | 43.4111 | 1214.761 | 0 | 390.5574 | 0.92909 | 0 | 0 | 83.4092 | 24.4975 | 58.9211 | 0 | 3088.0354 | 0 | 3062.5614 | 25.474 | 25.474 | 10.1875 | 0.58696 | 16.7692 | 5.2807 | 0.012562 | 1.1278 | 6.6606 | 0 | 0.33123 | 0 | 0.79667 | 41.4089 | 41.7533 | 41.7533 | 1
AZ_5B_PS_2013_EL | 5B | PS | EL | 15554 | ASHRAE30pct-state-5B | SchoolPrimary | STD2013 | AZ-Winslow-AZ | Zone5B | Zone5B(AZ-Winslow-AZ) | ASHRAE30pct-state-STD2013 | state | AZ | 0.0954 | 0.95 | ASHRAE30pct-state-5B_SchoolPrimary_STD2013_AZ-Winslow-AZ.table.csv.gz | Primary School | Winslow Municipal Ap AZ USA TMY3 WMO#=723740 | Electricity | 0 | 109094.4453 | 192677.7793 | 12719.4445 | 317797.2248 | 0 | 73861.1117 | 436.1111 | 0 | 0 | 0 | 7177.7778 | 17261.1112 | 0 | 737747.2281 | 0 | 731025.0058 | 6722.2223 | 6722.2223 | 0 | 10407.6101 | 18381.4601 | 1213.435 | 30317.8552 | 0 | 7046.3501 | 41.605 | 0 | 0 | 0 | 684.76 | 1646.71 | 0 | 70381.0856 | 0 | 69739.7856 | 641.3 | 641.3 | 0 | 372.336 | 657.6033 | 43.4111 | 1084.6321 | 0 | 252.0857 | 1.4884 | 0 | 0 | 0 | 24.4975 | 58.9116 | 0 | 2517.9084 | 0 | 2494.9657 | 22.9427 | 22.9427 | 8.8915 | 0.58696 | 14.9755 | 3.4085 | 0.020125 | 0 | 5.0344 | 0 | 0.33123 | 0 | 0.79654 | 33.7344 | 34.0447 | 34.0447 | 2
AZ_5B_PS_2010_NG | 5B | PS | NG | 14963 | ASHRAE30pct-state-5B | SchoolPrimary | STD2010 | AZ-Winslow-AZ | Zone5B | Zone5B(AZ-Winslow-AZ) | ASHRAE30pct-state-STD2010 | state | AZ | 0.0954 | 0.95 | ASHRAE30pct-state-5B_SchoolPrimary_STD2010_AZ-Winslow-AZ.table.csv.gz | Primary School | Winslow Municipal Ap AZ USA TMY3 WMO#=723740 | Natural Gas | 464856.9065 | 0 | 0 | 0 | 342190.4148 | 0 | 0 | 0 | 0 | 0 | 0 | 118552.9654 | 0 | 0 | 925600.2867 | 0 | 925600.2867 | 0 | 0 | 4416.1406 | 0 | 0 | 0 | 3250.8089 | 0 | 0 | 0 | 0 | 0 | 0 | 1126.2532 | 0 | 0 | 8793.2027 | 0 | 8793.2027 | 0 | 0 | 464.8569 | 0 | 0 | 0 | 342.1904 | 0 | 0 | 0 | 0 | 0 | 0 | 118.553 | 0 | 0 | 925.6003 | 0 | 925.6003 | 0 | 0 | 0 | 0 | 4.6268 | 0 | 0 | 0 | 0 | 6.2853 | 1.603 | 0 | 0 | 12.515 | 12.515 | 12.515 | 1
AZ_5B_PS_2013_NG | 5B | PS | NG | 15563 | ASHRAE30pct-state-5B | SchoolPrimary | STD2013 | AZ-Winslow-AZ | Zone5B | Zone5B(AZ-Winslow-AZ) | ASHRAE30pct-state-STD2013 | state | AZ | 0.0954 | 0.95 | ASHRAE30pct-state-5B_SchoolPrimary_STD2013_AZ-Winslow-AZ.table.csv.gz | Primary School | Winslow Municipal Ap AZ USA TMY3 WMO#=723740 | Natural Gas | 674333.9682 | 0 | 0 | 0 | 342190.4148 | 0 | 0 | 0 | 0 | 0 | 0 | 118458.1837 | 0 | 0 | 1134982.5667 | 0 | 1134982.5667 | 0 | 0 | 6406.1727 | 0 | 0 | 0 | 3250.8089 | 0 | 0 | 0 | 0 | 0 | 0 | 1125.3527 | 0 | 0 | 10782.3344 | 0 | 10782.3344 | 0 | 0 | 674.334 | 0 | 0 | 0 | 342.1904 | 0 | 0 | 0 | 0 | 0 | 0 | 118.4582 | 0 | 0 | 1134.9826 | 0 | 1134.9826 | 0 | 0 | 0 | 0 | 4.6268 | 0 | 0 | 0 | 0 | 9.1177 | 1.6017 | 0 | 0 | 15.3461 | 15.3461 | 15.3461 | 2
CA_5B_PS_2010_EL | 5B | PS | EL | 15014 | ASHRAE30pct-state-5B | SchoolPrimary | STD2010 | CA-Reno-NV | Zone5B | Zone5B(CA-Reno-NV) | ASHRAE30pct-state-STD2010 | state | CA | 0.136 | 0.7 | ASHRAE30pct-state-5B_SchoolPrimary_STD2010_CA-Reno-NV.table.csv.gz | Primary School | Reno Tahoe International Ap NV USA TMY3 WMO#=724880 | Electricity | 0 | 111052.7787 | 220105.5573 | 12730.5557 | 355925.0028 | 0 | 106822.2231 | 350 | 0 | 0 | 24558.3335 | 7177.7778 | 17216.6668 | 0 | 863405.5625 | 0 | 855938.8957 | 7466.6667 | 7466.6667 | 0 | 15103.1779 | 29934.3558 | 1731.3556 | 48405.8004 | 0 | 14527.8223 | 47.6 | 0 | 0 | 3339.9334 | 976.1778 | 2341.4667 | 0 | 117423.1565 | 0 | 116407.6898 | 1015.4667 | 1015.4667 | 0 | 379.0197 | 751.2134 | 43.449 | 1214.761 | 0 | 364.5809 | 1.1945 | 0 | 0 | 83.8168 | 24.4975 | 58.76 | 0 | 2946.7764 | 0 | 2921.2929 | 25.4835 | 25.4835 | 10.1572 | 0.58747 | 16.7694 | 4.9295 | 0.016151 | 1.1333 | 5.1247 | 0 | 0.33123 | 0 | 0.79449 | 39.4988 | 39.8434 | 39.8434 | 1
CA_5B_PS_2013_EL | 5B | PS | EL | 15614 | ASHRAE30pct-state-5B | SchoolPrimary | STD2013 | CA-Reno-NV | Zone5B | Zone5B(CA-Reno-NV) | ASHRAE30pct-state-STD2013 | state | CA | 0.136 | 0.7 | ASHRAE30pct-state-5B_SchoolPrimary_STD2013_CA-Reno-NV.table.csv.gz | Primary School | Reno Tahoe International Ap NV USA TMY3 WMO#=724880 | Electricity | 0 | 86413.8896 | 192066.6682 | 12730.5557 | 317797.2248 | 0 | 69688.8894 | 591.6667 | 0 | 0 | 0 | 7177.7778 | 17216.6668 | 0 | 710402.7835 | 0 | 703683.339 | 6719.4445 | 6719.4445 | 0 | 11752.289 | 26121.0669 | 1731.3556 | 43220.4226 | 0 | 9477.689 | 80.4667 | 0 | 0 | 0 | 976.1778 | 2341.4667 | 0 | 96614.7786 | 0 | 95700.9341 | 913.8445 | 913.8445 | 0 | 294.9279 | 655.5176 | 43.449 | 1084.6321 | 0 | 237.846 | 2.0193 | 0 | 0 | 0 | 24.4975 | 58.76 | 0 | 2424.5827 | 0 | 2401.6494 | 22.9333 | 22.9333 | 8.8633 | 0.58747 | 14.9754 | 3.2159 | 0.027304 | 0 | 3.9877 | 0 | 0.33123 | 0 | 0.79449 | 32.4727 | 32.7828 | 32.7828 | 2
CA_5B_PS_2010_NG | 5B | PS | NG | 15023 | ASHRAE30pct-state-5B | SchoolPrimary | STD2010 | CA-Reno-NV | Zone5B | Zone5B(CA-Reno-NV) | ASHRAE30pct-state-STD2010 | state | CA | 0.136 | 0.7 | ASHRAE30pct-state-5B_SchoolPrimary_STD2010_CA-Reno-NV.table.csv.gz | Primary School | Reno Tahoe International Ap NV USA TMY3 WMO#=724880 | Natural Gas | 595807.3198 | 0 | 0 | 0 | 342190.4148 | 0 | 0 | 0 | 0 | 0 | 0 | 118647.7471 | 0 | 0 | 1056645.4817 | 0 | 1056645.4817 | 0 | 0 | 4170.6512 | 0 | 0 | 0 | 2395.3329 | 0 | 0 | 0 | 0 | 0 | 0 | 830.5342 | 0 | 0 | 7396.5184 | 0 | 7396.5184 | 0 | 0 | 595.8073 | 0 | 0 | 0 | 342.1904 | 0 | 0 | 0 | 0 | 0 | 0 | 118.6477 | 0 | 0 | 1056.6455 | 0 | 1056.6455 | 0 | 0 | 0 | 0 | 4.6268 | 0 | 0 | 0 | 0 | 8.0559 | 1.6042 | 0 | 0 | 14.2869 | 14.2869 | 14.2869 | 1
CA_5B_PS_2013_NG | 5B | PS | NG | 15623 | ASHRAE30pct-state-5B | SchoolPrimary | STD2013 | CA-Reno-NV | Zone5B | Zone5B(CA-Reno-NV) | ASHRAE30pct-state-STD2013 | state | CA | 0.136 | 0.7 | ASHRAE30pct-state-5B_SchoolPrimary_STD2013_CA-Reno-NV.table.csv.gz | Primary School | Reno Tahoe International Ap NV USA TMY3 WMO#=724880 | Natural Gas | 853926.3561 | 0 | 0 | 0 | 342190.4148 | 0 | 0 | 0 | 0 | 0 | 0 | 118562.4435 | 0 | 0 | 1314679.2145 | 0 | 1314679.2145 | 0 | 0 | 5977.4845 | 0 | 0 | 0 | 2395.3329 | 0 | 0 | 0 | 0 | 0 | 0 | 829.9371 | 0 | 0 | 9202.7545 | 0 | 9202.7545 | 0 | 0 | 853.9264 | 0 | 0 | 0 | 342.1904 | 0 | 0 | 0 | 0 | 0 | 0 | 118.5624 | 0 | 0 | 1314.6792 | 0 | 1314.6792 | 0 | 0 | 0 | 0 | 4.6268 | 0 | 0 | 0 | 0 | 11.5459 | 1.6031 | 0 | 0 | 17.7758 | 17.7758 | 17.7758 | 2
CO_5B_PS_2010_EL | 5B | PS | EL | 15074 | ASHRAE30pct-state-5B | SchoolPrimary | STD2010 | CO-ColoradoSprings-CO | Zone5B | Zone5B(CO-ColoradoSprings-CO) | ASHRAE30pct-state-STD2010 | state | CO | 0.0934 | 0.73 | ASHRAE30pct-state-5B_SchoolPrimary_STD2010_CO-ColoradoSprings-CO.table.csv.gz | Primary School | Colorado Springs Muni Ap CO USA TMY3 WMO#=724660 | Electricity | 0 | 96672.223 | 220213.8907 | 12733.3334 | 355925.0028 | 0 | 110955.5564 | 466.6667 | 0 | 0 | 24030.5557 | 7177.7778 | 17233.3335 | 0 | 852869.4513 | 0 | 845408.3401 | 7461.1112 | 7461.1112 | 0 | 9029.1856 | 20567.9774 | 1189.2933 | 33243.3953 | 0 | 10363.249 | 43.5867 | 0 | 0 | 2244.4539 | 670.4044 | 1609.5933 | 0 | 79658.0067 | 0 | 78961.139 | 696.8678 | 696.8678 | 0 | 329.9393 | 751.5832 | 43.4585 | 1214.761 | 0 | 378.6879 | 1.5927 | 0 | 0 | 82.0155 | 24.4975 | 58.8168 | 0 | 2910.817 | 0 | 2885.3525 | 25.4645 | 25.4645 | 10.1622 | 0.5876 | 16.7691 | 5.1202 | 0.021535 | 1.1089 | 4.4611 | 0 | 0.33123 | 0 | 0.79526 | 39.0129 | 39.3572 | 39.3572 | 1
CO_5B_PS_2013_EL | 5B | PS | EL | 15674 | ASHRAE30pct-state-5B | SchoolPrimary | STD2013 | CO-ColoradoSprings-CO | Zone5B | Zone5B(CO-ColoradoSprings-CO) | ASHRAE30pct-state-STD2013 | state | CO | 0.0934 | 0.73 | ASHRAE30pct-state-5B_SchoolPrimary_STD2013_CO-ColoradoSprings-CO.table.csv.gz | Primary School | Colorado Springs Muni Ap CO USA TMY3 WMO#=724660 | Electricity | 0 | 68191.6672 | 192408.3349 | 12733.3334 | 317797.2248 | 0 | 68794.445 | 708.3333 | 0 | 0 | 0 | 7177.7778 | 17233.3335 | 0 | 691769.45 | 0 | 685044.4499 | 6725.0001 | 6725.0001 | 0 | 6369.1017 | 17970.9385 | 1189.2933 | 29682.2608 | 0 | 6425.4012 | 66.1583 | 0 | 0 | 0 | 670.4044 | 1609.5933 | 0 | 64611.2666 | 0 | 63983.1516 | 628.115 | 628.115 | 0 | 232.736 | 656.6837 | 43.4585 | 1084.6321 | 0 | 234.7933 | 2.4175 | 0 | 0 | 0 | 24.4975 | 58.8168 | 0 | 2360.9877 | 0 | 2338.0355 | 22.9522 | 22.9522 | 8.879 | 0.5876 | 14.9757 | 3.1746 | 0.032687 | 0 | 3.1468 | 0 | 0.33123 | 0 | 0.79526 | 31.6126 | 31.9229 | 31.9229 | 2
CO_5B_PS_2010_NG | 5B | PS | NG | 15083 | ASHRAE30pct-state-5B | SchoolPrimary | STD2010 | CO-ColoradoSprings-CO | Zone5B | Zone5B(CO-ColoradoSprings-CO) | ASHRAE30pct-state-STD2010 | state | CO | 0.0934 | 0.73 | ASHRAE30pct-state-5B_SchoolPrimary_STD2010_CO-ColoradoSprings-CO.table.csv.gz | Primary School | Colorado Springs Muni Ap CO USA TMY3 WMO#=724660 | Natural Gas | 633028.0981 | 0 | 0 | 0 | 342190.4148 | 0 | 0 | 0 | 0 | 0 | 0 | 118676.1816 | 0 | 0 | 1093894.6945 | 0 | 1093894.6945 | 0 | 0 | 4621.1051 | 0 | 0 | 0 | 2497.99 | 0 | 0 | 0 | 0 | 0 | 0 | 866.3361 | 0 | 0 | 7985.4313 | 0 | 7985.4313 | 0 | 0 | 633.0281 | 0 | 0 | 0 | 342.1904 | 0 | 0 | 0 | 0 | 0 | 0 | 118.6762 | 0 | 0 | 1093.8947 | 0 | 1093.8947 | 0 | 0 | 0 | 0 | 4.6268 | 0 | 0 | 0 | 0 | 8.5592 | 1.6046 | 0 | 0 | 14.7906 | 14.7906 | 14.7906 | 1
CO_5B_PS_2013_NG | 5B | PS | NG | 15683 | ASHRAE30pct-state-5B | SchoolPrimary | STD2013 | CO-ColoradoSprings-CO | Zone5B | Zone5B(CO-ColoradoSprings-CO) | ASHRAE30pct-state-STD2013 | state | CO | 0.0934 | 0.73 | ASHRAE30pct-state-5B_SchoolPrimary_STD2013_CO-ColoradoSprings-CO.table.csv.gz | Primary School | Colorado Springs Muni Ap CO USA TMY3 WMO#=724660 | Natural Gas | 922614.6628 | 0 | 0 | 0 | 342190.4148 | 0 | 0 | 0 | 0 | 0 | 0 | 118581.3999 | 0 | 0 | 1383386.4775 | 0 | 1383386.4775 | 0 | 0 | 6735.087 | 0 | 0 | 0 | 2497.99 | 0 | 0 | 0 | 0 | 0 | 0 | 865.6442 | 0 | 0 | 10098.7213 | 0 | 10098.7213 | 0 | 0 | 922.6147 | 0 | 0 | 0 | 342.1904 | 0 | 0 | 0 | 0 | 0 | 0 | 118.5814 | 0 | 0 | 1383.3865 | 0 | 1383.3865 | 0 | 0 | 0 | 0 | 4.6268 | 0 | 0 | 0 | 0 | 12.4747 | 1.6033 | 0 | 0 | 18.7048 | 18.7048 | 18.7048 | 2
ID_5B_PS_2010_EL | 5B | PS | EL | 15134 | ASHRAE30pct-state-5B | SchoolPrimary | STD2010 | ID-Boise-ID | Zone5B | Zone5B(ID-Boise-ID) | ASHRAE30pct-state-STD2010 | state | ID | 0.0683 | 0.73 | ASHRAE30pct-state-5B_SchoolPrimary_STD2010_ID-Boise-ID.table.csv.gz | Primary School | Boise Air Terminal Uo ID USA TMY3 WMO#=726810 | Electricity | 0 | 100008.3341 | 221030.5573 | 12694.4445 | 355925.0028 | 0 | 101686.1119 | 402.7778 | 0 | 0 | 24722.2224 | 7177.7778 | 17216.6668 | 0 | 848327.7846 | 0 | 840863.8956 | 7463.8889 | 7463.8889 | 0 | 6830.5692 | 15096.3871 | 867.0306 | 24309.6777 | 0 | 6945.1614 | 27.5097 | 0 | 0 | 1688.5278 | 490.2422 | 1175.8983 | 0 | 57940.7877 | 0 | 57431.0041 | 509.7836 | 509.7836 | 0 | 341.3253 | 754.3704 | 43.3257 | 1214.761 | 0 | 347.0515 | 1.3747 | 0 | 0 | 84.3762 | 24.4975 | 58.76 | 0 | 2895.3164 | 0 | 2869.8424 | 25.474 | 25.474 | 10.1998 | 0.58581 | 16.7692 | 4.6925 | 0.018587 | 1.1409 | 4.6151 | 0 | 0.33123 | 0 | 0.79449 | 38.8032 | 39.1476 | 39.1476 | 1
ID_5B_PS_2013_EL | 5B | PS | EL | 15734 | ASHRAE30pct-state-5B | SchoolPrimary | STD2013 | ID-Boise-ID | Zone5B | Zone5B(ID-Boise-ID) | ASHRAE30pct-state-STD2013 | state | ID | 0.0683 | 0.73 | ASHRAE30pct-state-5B_SchoolPrimary_STD2013_ID-Boise-ID.table.csv.gz | Primary School | Boise Air Terminal Uo ID USA TMY3 WMO#=726810 | Electricity | 0 | 76311.1117 | 194066.6682 | 12694.4445 | 317797.2248 | 0 | 62172.2227 | 716.6667 | 0 | 0 | 0 | 7177.7778 | 17208.3335 | 0 | 694866.6722 | 0 | 688144.4499 | 6722.2223 | 6722.2223 | 0 | 5212.0489 | 13254.7534 | 867.0306 | 21705.5505 | 0 | 4246.3628 | 48.9483 | 0 | 0 | 0 | 490.2422 | 1175.3292 | 0 | 47459.3937 | 0 | 47000.2659 | 459.1278 | 459.1278 | 0 | 260.4475 | 662.3435 | 43.3257 | 1084.6321 | 0 | 212.1919 | 2.446 | 0 | 0 | 0 | 24.4975 | 58.7315 | 0 | 2371.5584 | 0 | 2348.6157 | 22.9427 | 22.9427 | 8.9556 | 0.58581 | 14.9755 | 2.869 | 0.033072 | 0 | 3.5215 | 0 | 0.33123 | 0 | 0.79411 | 31.7556 | 32.0659 | 32.0659 | 2
ID_5B_PS_2010_NG | 5B | PS | NG | 15143 | ASHRAE30pct-state-5B | SchoolPrimary | STD2010 | ID-Boise-ID | Zone5B | Zone5B(ID-Boise-ID) | ASHRAE30pct-state-STD2010 | state | ID | 0.0683 | 0.73 | ASHRAE30pct-state-5B_SchoolPrimary_STD2010_ID-Boise-ID.table.csv.gz | Primary School | Boise Air Terminal Uo ID USA TMY3 WMO#=726810 | Natural Gas | 639482.7327 | 0 | 0 | 0 | 342190.4148 | 0 | 0 | 0 | 0 | 0 | 0 | 118657.2253 | 0 | 0 | 1100320.8946 | 0 | 1100330.3728 | 0 | 0 | 4668.2239 | 0 | 0 | 0 | 2497.99 | 0 | 0 | 0 | 0 | 0 | 0 | 866.1977 | 0 | 0 | 8032.3425 | 0 | 8032.4117 | 0 | 0 | 639.4827 | 0 | 0 | 0 | 342.1904 | 0 | 0 | 0 | 0 | 0 | 0 | 118.6572 | 0 | 0 | 1100.3209 | 0 | 1100.3304 | 0 | 0 | 0 | 0 | 4.6268 | 0 | 0 | 0 | 0 | 8.6464 | 1.6044 | 0 | 0 | 14.8776 | 14.8774 | 14.8776 | 1
ID_5B_PS_2013_NG | 5B | PS | NG | 15743 | ASHRAE30pct-state-5B | SchoolPrimary | STD2013 | ID-Boise-ID | Zone5B | Zone5B(ID-Boise-ID) | ASHRAE30pct-state-STD2013 | state | ID | 0.0683 | 0.73 | ASHRAE30pct-state-5B_SchoolPrimary_STD2013_ID-Boise-ID.table.csv.gz | Primary School | Boise Air Terminal Uo ID USA TMY3 WMO#=726810 | Natural Gas | 971787.415 | 0 | 0 | 0 | 342190.4148 | 0 | 0 | 0 | 0 | 0 | 0 | 118562.4435 | 0 | 0 | 1432549.7515 | 0 | 1432540.2733 | 0 | 0 | 7094.0481 | 0 | 0 | 0 | 2497.99 | 0 | 0 | 0 | 0 | 0 | 0 | 865.5058 | 0 | 0 | 10457.6132 | 0 | 10457.544 | 0 | 0 | 971.7874 | 0 | 0 | 0 | 342.1904 | 0 | 0 | 0 | 0 | 0 | 0 | 118.5624 | 0 | 0 | 1432.5498 | 0 | 1432.5403 | 0 | 0 | 0 | 0 | 4.6268 | 0 | 0 | 0 | 0 | 13.1395 | 1.6031 | 0 | 0 | 19.3694 | 19.3695 | 19.3694 | 2
NM_5B_PS_2010_EL | 5B | PS | EL | 15194 | ASHRAE30pct-state-5B | SchoolPrimary | STD2010 | NM-Winslow-AZ | Zone5B | Zone5B(NM-Winslow-AZ) | ASHRAE30pct-state-STD2010 | state | NM | 0.093 | 0.62 | ASHRAE30pct-state-5B_SchoolPrimary_STD2010_NM-Winslow-AZ.table.csv.gz | Primary School | Winslow Municipal Ap AZ USA TMY3 WMO#=723740 | Electricity | 0 | 144336.1123 | 220763.8907 | 12719.4445 | 355925.0028 | 0 | 114433.3342 | 272.2222 | 0 | 0 | 24438.8891 | 7177.7778 | 17263.889 | 0 | 904794.4517 | 0 | 897330.5627 | 7463.8889 | 7463.8889 | 0 | 13423.2584 | 20531.0418 | 1182.9083 | 33101.0253 | 0 | 10642.3001 | 25.3167 | 0 | 0 | 2272.8167 | 667.5333 | 1605.5417 | 0 | 84145.884 | 0 | 83451.7423 | 694.1417 | 694.1417 | 0 | 492.6147 | 753.4603 | 43.4111 | 1214.761 | 0 | 390.5574 | 0.92909 | 0 | 0 | 83.4092 | 24.4975 | 58.9211 | 0 | 3088.0354 | 0 | 3062.5614 | 25.474 | 25.474 | 10.1875 | 0.58696 | 16.7692 | 5.2807 | 0.012562 | 1.1278 | 6.6606 | 0 | 0.33123 | 0 | 0.79667 | 41.4089 | 41.7533 | 41.7533 | 1
NM_5B_PS_2013_EL | 5B | PS | EL | 15794 | ASHRAE30pct-state-5B | SchoolPrimary | STD2013 | NM-Winslow-AZ | Zone5B | Zone5B(NM-Winslow-AZ) | ASHRAE30pct-state-STD2013 | state | NM | 0.093 | 0.62 | ASHRAE30pct-state-5B_SchoolPrimary_STD2013_NM-Winslow-AZ.table.csv.gz | Primary School | Winslow Municipal Ap AZ USA TMY3 WMO#=723740 | Electricity | 0 | 109094.4453 | 192677.7793 | 12719.4445 | 317797.2248 | 0 | 73861.1117 | 436.1111 | 0 | 0 | 0 | 7177.7778 | 17261.1112 | 0 | 737747.2281 | 0 | 731025.0058 | 6722.2223 | 6722.2223 | 0 | 10145.7834 | 17919.0335 | 1182.9083 | 29555.1419 | 0 | 6869.0834 | 40.5583 | 0 | 0 | 0 | 667.5333 | 1605.2833 | 0 | 68610.4922 | 0 | 67985.3255 | 625.1667 | 625.1667 | 0 | 372.336 | 657.6033 | 43.4111 | 1084.6321 | 0 | 252.0857 | 1.4884 | 0 | 0 | 0 | 24.4975 | 58.9116 | 0 | 2517.9084 | 0 | 2494.9657 | 22.9427 | 22.9427 | 8.8915 | 0.58696 | 14.9755 | 3.4085 | 0.020125 | 0 | 5.0344 | 0 | 0.33123 | 0 | 0.79654 | 33.7344 | 34.0447 | 34.0447 | 2
NM_5B_PS_2010_NG | 5B | PS | NG | 15203 | ASHRAE30pct-state-5B | SchoolPrimary | STD2010 | NM-Winslow-AZ | Zone5B | Zone5B(NM-Winslow-AZ) | ASHRAE30pct-state-STD2010 | state | NM | 0.093 | 0.62 | ASHRAE30pct-state-5B_SchoolPrimary_STD2010_NM-Winslow-AZ.table.csv.gz | Primary School | Winslow Municipal Ap AZ USA TMY3 WMO#=723740 | Natural Gas | 464856.9065 | 0 | 0 | 0 | 342190.4148 | 0 | 0 | 0 | 0 | 0 | 0 | 118552.9654 | 0 | 0 | 925600.2867 | 0 | 925600.2867 | 0 | 0 | 2882.1128 | 0 | 0 | 0 | 2121.5806 | 0 | 0 | 0 | 0 | 0 | 0 | 735.0284 | 0 | 0 | 5738.7218 | 0 | 5738.7218 | 0 | 0 | 464.8569 | 0 | 0 | 0 | 342.1904 | 0 | 0 | 0 | 0 | 0 | 0 | 118.553 | 0 | 0 | 925.6003 | 0 | 925.6003 | 0 | 0 | 0 | 0 | 4.6268 | 0 | 0 | 0 | 0 | 6.2853 | 1.603 | 0 | 0 | 12.515 | 12.515 | 12.515 | 1
NM_5B_PS_2013_NG | 5B | PS | NG | 15803 | ASHRAE30pct-state-5B | SchoolPrimary | STD2013 | NM-Winslow-AZ | Zone5B | Zone5B(NM-Winslow-AZ) | ASHRAE30pct-state-STD2013 | state | NM | 0.093 | 0.62 | ASHRAE30pct-state-5B_SchoolPrimary_STD2013_NM-Winslow-AZ.table.csv.gz | Primary School | Winslow Municipal Ap AZ USA TMY3 WMO#=723740 | Natural Gas | 674333.9682 | 0 | 0 | 0 | 342190.4148 | 0 | 0 | 0 | 0 | 0 | 0 | 118458.1837 | 0 | 0 | 1134982.5667 | 0 | 1134982.5667 | 0 | 0 | 4180.8706 | 0 | 0 | 0 | 2121.5806 | 0 | 0 | 0 | 0 | 0 | 0 | 734.4407 | 0 | 0 | 7036.8919 | 0 | 7036.8919 | 0 | 0 | 674.334 | 0 | 0 | 0 | 342.1904 | 0 | 0 | 0 | 0 | 0 | 0 | 118.4582 | 0 | 0 | 1134.9826 | 0 | 1134.9826 | 0 | 0 | 0 | 0 | 4.6268 | 0 | 0 | 0 | 0 | 9.1177 | 1.6017 | 0 | 0 | 15.3461 | 15.3461 | 15.3461 | 2
NV_5B_PS_2010_EL | 5B | PS | EL | 15254 | ASHRAE30pct-state-5B | SchoolPrimary | STD2010 | NV-Reno-NV | Zone5B | Zone5B(NV-Reno-NV) | ASHRAE30pct-state-STD2010 | state | NV | 0.0886 | 0.73 | ASHRAE30pct-state-5B_SchoolPrimary_STD2010_NV-Reno-NV.table.csv.gz | Primary School | Reno Tahoe International Ap NV USA TMY3 WMO#=724880 | Electricity | 0 | 111052.7787 | 220105.5573 | 12730.5557 | 355925.0028 | 0 | 106822.2231 | 350 | 0 | 0 | 24558.3335 | 7177.7778 | 17216.6668 | 0 | 863405.5625 | 0 | 855938.8957 | 7466.6667 | 7466.6667 | 0 | 9839.2762 | 19501.3524 | 1127.9272 | 31534.9553 | 0 | 9464.449 | 31.01 | 0 | 0 | 2175.8684 | 635.9511 | 1525.3967 | 0 | 76497.7328 | 0 | 75836.1862 | 661.5467 | 661.5467 | 0 | 379.0197 | 751.2134 | 43.449 | 1214.761 | 0 | 364.5809 | 1.1945 | 0 | 0 | 83.8168 | 24.4975 | 58.76 | 0 | 2946.7764 | 0 | 2921.2929 | 25.4835 | 25.4835 | 10.1572 | 0.58747 | 16.7694 | 4.9295 | 0.016151 | 1.1333 | 5.1247 | 0 | 0.33123 | 0 | 0.79449 | 39.4988 | 39.8434 | 39.8434 | 1
NV_5B_PS_2013_EL | 5B | PS | EL | 15854 | ASHRAE30pct-state-5B | SchoolPrimary | STD2013 | NV-Reno-NV | Zone5B | Zone5B(NV-Reno-NV) | ASHRAE30pct-state-STD2013 | state | NV | 0.0886 | 0.73 | ASHRAE30pct-state-5B_SchoolPrimary_STD2013_NV-Reno-NV.table.csv.gz | Primary School | Reno Tahoe International Ap NV USA TMY3 WMO#=724880 | Electricity | 0 | 86413.8896 | 192066.6682 | 12730.5557 | 317797.2248 | 0 | 69688.8894 | 591.6667 | 0 | 0 | 0 | 7177.7778 | 17216.6668 | 0 | 710402.7835 | 0 | 703683.339 | 6719.4445 | 6719.4445 | 0 | 7656.2706 | 17017.1068 | 1127.9272 | 28156.8341 | 0 | 6174.4356 | 52.4217 | 0 | 0 | 0 | 635.9511 | 1525.3967 | 0 | 62941.6866 | 0 | 62346.3438 | 595.3428 | 595.3428 | 0 | 294.9279 | 655.5176 | 43.449 | 1084.6321 | 0 | 237.846 | 2.0193 | 0 | 0 | 0 | 24.4975 | 58.76 | 0 | 2424.5827 | 0 | 2401.6494 | 22.9333 | 22.9333 | 8.8633 | 0.58747 | 14.9754 | 3.2159 | 0.027304 | 0 | 3.9877 | 0 | 0.33123 | 0 | 0.79449 | 32.4727 | 32.7828 | 32.7828 | 2
NV_5B_PS_2010_NG | 5B | PS | NG | 15263 | ASHRAE30pct-state-5B | SchoolPrimary | STD2010 | NV-Reno-NV | Zone5B | Zone5B(NV-Reno-NV) | ASHRAE30pct-state-STD2010 | state | NV | 0.0886 | 0.73 | ASHRAE30pct-state-5B_SchoolPrimary_STD2010_NV-Reno-NV.table.csv.gz | Primary School | Reno Tahoe International Ap NV USA TMY3 WMO#=724880 | Natural Gas | 595807.3198 | 0 | 0 | 0 | 342190.4148 | 0 | 0 | 0 | 0 | 0 | 0 | 118647.7471 | 0 | 0 | 1056645.4817 | 0 | 1056645.4817 | 0 | 0 | 4349.3934 | 0 | 0 | 0 | 2497.99 | 0 | 0 | 0 | 0 | 0 | 0 | 866.1286 | 0 | 0 | 7713.512 | 0 | 7713.512 | 0 | 0 | 595.8073 | 0 | 0 | 0 | 342.1904 | 0 | 0 | 0 | 0 | 0 | 0 | 118.6477 | 0 | 0 | 1056.6455 | 0 | 1056.6455 | 0 | 0 | 0 | 0 | 4.6268 | 0 | 0 | 0 | 0 | 8.0559 | 1.6042 | 0 | 0 | 14.2869 | 14.2869 | 14.2869 | 1
NV_5B_PS_2013_NG | 5B | PS | NG | 15863 | ASHRAE30pct-state-5B | SchoolPrimary | STD2013 | NV-Reno-NV | Zone5B | Zone5B(NV-Reno-NV) | ASHRAE30pct-state-STD2013 | state | NV | 0.0886 | 0.73 | ASHRAE30pct-state-5B_SchoolPrimary_STD2013_NV-Reno-NV.table.csv.gz | Primary School | Reno Tahoe International Ap NV USA TMY3 WMO#=724880 | Natural Gas | 853926.3561 | 0 | 0 | 0 | 342190.4148 | 0 | 0 | 0 | 0 | 0 | 0 | 118562.4435 | 0 | 0 | 1314679.2145 | 0 | 1314679.2145 | 0 | 0 | 6233.6624 | 0 | 0 | 0 | 2497.99 | 0 | 0 | 0 | 0 | 0 | 0 | 865.5058 | 0 | 0 | 9597.1583 | 0 | 9597.1583 | 0 | 0 | 853.9264 | 0 | 0 | 0 | 342.1904 | 0 | 0 | 0 | 0 | 0 | 0 | 118.5624 | 0 | 0 | 1314.6792 | 0 | 1314.6792 | 0 | 0 | 0 | 0 | 4.6268 | 0 | 0 | 0 | 0 | 11.5459 | 1.6031 | 0 | 0 | 17.7758 | 17.7758 | 17.7758 | 2
OR_5B_PS_2010_EL | 5B | PS | EL | 15314 | ASHRAE30pct-state-5B | SchoolPrimary | STD2010 | OR-Redmond-OR | Zone5B | Zone5B(OR-Redmond-OR) | ASHRAE30pct-state-STD2010 | state | OR | 0.0834 | 0.92 | ASHRAE30pct-state-5B_SchoolPrimary_STD2010_OR-Redmond-OR.table.csv.gz | Primary School | Redmond Roberts Field OR USA TMY3 WMO#=726835 | Electricity | 0 | 80836.1118 | 220436.1129 | 12738.889 | 355925.0028 | 0 | 108836.112 | 411.1111 | 0 | 0 | 24733.3335 | 7177.7778 | 17208.3335 | 0 | 835769.4511 | 0 | 828302.7844 | 7466.6667 | 7466.6667 | 0 | 6741.7317 | 18384.3718 | 1062.4233 | 29684.1452 | 0 | 9076.9317 | 34.2867 | 0 | 0 | 2062.76 | 598.6267 | 1435.175 | 0 | 69703.1722 | 0 | 69080.4522 | 622.72 | 622.72 | 0 | 275.8911 | 752.3416 | 43.4774 | 1214.761 | 0 | 371.4543 | 1.4031 | 0 | 0 | 84.4141 | 24.4975 | 58.7315 | 0 | 2852.4552 | 0 | 2826.9717 | 25.4835 | 25.4835 | 10.1724 | 0.58786 | 16.7694 | 5.0224 | 0.018971 | 1.1414 | 3.7303 | 0 | 0.33123 | 0 | 0.79411 | 38.2235 | 38.5681 | 38.5681 | 1
OR_5B_PS_2013_EL | 5B | PS | EL | 15914 | ASHRAE30pct-state-5B | SchoolPrimary | STD2013 | OR-Redmond-OR | Zone5B | Zone5B(OR-Redmond-OR) | ASHRAE30pct-state-STD2013 | state | OR | 0.0834 | 0.92 | ASHRAE30pct-state-5B_SchoolPrimary_STD2013_OR-Redmond-OR.table.csv.gz | Primary School | Redmond Roberts Field OR USA TMY3 WMO#=726835 | Electricity | 0 | 58238.8894 | 192727.7793 | 12738.889 | 317797.2248 | 0 | 63419.445 | 802.7778 | 0 | 0 | 0 | 7177.7778 | 17197.2224 | 0 | 676819.4499 | 0 | 670100.0054 | 6719.4445 | 6719.4445 | 0 | 4857.1234 | 16073.4968 | 1062.4233 | 26504.2885 | 0 | 5289.1817 | 66.9517 | 0 | 0 | 0 | 598.6267 | 1434.2483 | 0 | 56446.7421 | 0 | 55886.3404 | 560.4017 | 560.4017 | 0 | 198.7675 | 657.7739 | 43.4774 | 1084.6321 | 0 | 216.4486 | 2.7399 | 0 | 0 | 0 | 24.4975 | 58.6936 | 0 | 2309.9638 | 0 | 2287.0305 | 22.9333 | 22.9333 | 8.8938 | 0.58786 | 14.9754 | 2.9266 | 0.037046 | 0 | 2.6875 | 0 | 0.33123 | 0 | 0.7936 | 30.923 | 31.233 | 31.233 | 2
OR_5B_PS_2010_NG | 5B | PS | NG | 15323 | ASHRAE30pct-state-5B | SchoolPrimary | STD2010 | OR-Redmond-OR | Zone5B | Zone5B(OR-Redmond-OR) | ASHRAE30pct-state-STD2010 | state | OR | 0.0834 | 0.92 | ASHRAE30pct-state-5B_SchoolPrimary_STD2010_OR-Redmond-OR.table.csv.gz | Primary School | Redmond Roberts Field OR USA TMY3 WMO#=726835 | Natural Gas | 700057.7248 | 0 | 0 | 0 | 342190.4148 | 0 | 0 | 0 | 0 | 0 | 0 | 118704.6161 | 0 | 0 | 1160952.7558 | 0 | 1160952.7558 | 0 | 0 | 6440.5311 | 0 | 0 | 0 | 3148.1518 | 0 | 0 | 0 | 0 | 0 | 0 | 1092.0825 | 0 | 0 | 10680.7654 | 0 | 10680.7654 | 0 | 0 | 700.0577 | 0 | 0 | 0 | 342.1904 | 0 | 0 | 0 | 0 | 0 | 0 | 118.7046 | 0 | 0 | 1160.9528 | 0 | 1160.9528 | 0 | 0 | 0 | 0 | 4.6268 | 0 | 0 | 0 | 0 | 9.4655 | 1.605 | 0 | 0 | 15.6972 | 15.6972 | 15.6972 | 1
OR_5B_PS_2013_NG | 5B | PS | NG | 15923 | ASHRAE30pct-state-5B | SchoolPrimary | STD2013 | OR-Redmond-OR | Zone5B | Zone5B(OR-Redmond-OR) | ASHRAE30pct-state-STD2013 | state | OR | 0.0834 | 0.92 | ASHRAE30pct-state-5B_SchoolPrimary_STD2013_OR-Redmond-OR.table.csv.gz | Primary School | Redmond Roberts Field OR USA TMY3 WMO#=726835 | Natural Gas | 1080814.8183 | 0 | 0 | 0 | 342190.4148 | 0 | 0 | 0 | 0 | 0 | 0 | 118628.7907 | 0 | 0 | 1541624.5457 | 0 | 1541634.0239 | 0 | 0 | 9943.4963 | 0 | 0 | 0 | 3148.1518 | 0 | 0 | 0 | 0 | 0 | 0 | 1091.3849 | 0 | 0 | 14182.9458 | 0 | 14183.033 | 0 | 0 | 1080.8148 | 0 | 0 | 0 | 342.1904 | 0 | 0 | 0 | 0 | 0 | 0 | 118.6288 | 0 | 0 | 1541.6245 | 0 | 1541.634 | 0 | 0 | 0 | 0 | 4.6268 | 0 | 0 | 0 | 0 | 14.6137 | 1.604 | 0 | 0 | 20.8444 | 20.8443 | 20.8444 | 2
UT_5B_PS_2010_EL | 5B | PS | EL | 15374 | ASHRAE30pct-state-5B | SchoolPrimary | STD2010 | UT-SaltLakeCity-UT | Zone5B | Zone5B(UT-SaltLakeCity-UT) | ASHRAE30pct-state-STD2010 | state | UT | 0.0805 | 0.69 | ASHRAE30pct-state-5B_SchoolPrimary_STD2010_UT-SaltLakeCity-UT.table.csv.gz | Primary School | Salt Lake City IntL Arpt Isis UT USA TMY3 WMO#=725720 | Electricity | 0 | 118097.2232 | 219455.5573 | 12713.889 | 355925.0028 | 0 | 105694.4453 | 388.8889 | 0 | 0 | 24680.5558 | 7177.7778 | 17230.5557 | 0 | 868830.5625 | 0 | 861363.8958 | 7466.6667 | 7466.6667 | 0 | 9506.8265 | 17666.1724 | 1023.4681 | 28651.9627 | 0 | 8508.4028 | 31.3056 | 0 | 0 | 1986.7847 | 577.8111 | 1387.0597 | 0 | 69940.8603 | 0 | 69339.7936 | 601.0667 | 601.0667 | 0 | 403.0622 | 748.995 | 43.3921 | 1214.761 | 0 | 360.7319 | 1.3273 | 0 | 0 | 84.234 | 24.4975 | 58.8074 | 0 | 2965.2918 | 0 | 2939.8083 | 25.4835 | 25.4835 | 10.1272 | 0.5867 | 16.7694 | 4.8775 | 0.017946 | 1.1389 | 5.4498 | 0 | 0.33123 | 0 | 0.79513 | 39.7492 | 40.0937 | 40.0937 | 1
UT_5B_PS_2013_EL | 5B | PS | EL | 15974 | ASHRAE30pct-state-5B | SchoolPrimary | STD2013 | UT-SaltLakeCity-UT | Zone5B | Zone5B(UT-SaltLakeCity-UT) | ASHRAE30pct-state-STD2013 | state | UT | 0.0805 | 0.69 | ASHRAE30pct-state-5B_SchoolPrimary_STD2013_UT-SaltLakeCity-UT.table.csv.gz | Primary School | Salt Lake City IntL Arpt Isis UT USA TMY3 WMO#=725720 | Electricity | 0 | 88538.8896 | 191666.6682 | 12713.889 | 317797.2248 | 0 | 65494.445 | 661.1111 | 0 | 0 | 0 | 7177.7778 | 17225.0001 | 0 | 707994.4501 | 0 | 701275.0056 | 6719.4445 | 6719.4445 | 0 | 7127.3806 | 15429.1668 | 1023.4681 | 25582.6766 | 0 | 5272.3028 | 53.2194 | 0 | 0 | 0 | 577.8111 | 1386.6125 | 0 | 56993.5532 | 0 | 56452.638 | 540.9153 | 540.9153 | 0 | 302.1805 | 654.1524 | 43.3921 | 1084.6321 | 0 | 223.5305 | 2.2564 | 0 | 0 | 0 | 24.4975 | 58.7884 | 0 | 2416.3631 | 0 | 2393.4299 | 22.9333 | 22.9333 | 8.8448 | 0.5867 | 14.9754 | 3.0224 | 0.030508 | 0 | 4.0858 | 0 | 0.33123 | 0 | 0.79488 | 32.3616 | 32.6717 | 32.6717 | 2
UT_5B_PS_2010_NG | 5B | PS | NG | 15383 | ASHRAE30pct-state-5B | SchoolPrimary | STD2010 | UT-SaltLakeCity-UT | Zone5B | Zone5B(UT-SaltLakeCity-UT) | ASHRAE30pct-state-STD2010 | state | UT | 0.0805 | 0.69 | ASHRAE30pct-state-5B_SchoolPrimary_STD2010_UT-SaltLakeCity-UT.table.csv.gz | Primary School | Salt Lake City IntL Arpt Isis UT USA TMY3 WMO#=725720 | Natural Gas | 590821.8018 | 0 | 0 | 0 | 342190.4148 | 0 | 0 | 0 | 0 | 0 | 0 | 118666.7034 | 0 | 0 | 1051669.4418 | 0 | 1051678.92 | 0 | 0 | 4076.6704 | 0 | 0 | 0 | 2361.1139 | 0 | 0 | 0 | 0 | 0 | 0 | 818.8003 | 0 | 0 | 7256.5191 | 0 | 7256.5845 | 0 | 0 | 590.8218 | 0 | 0 | 0 | 342.1904 | 0 | 0 | 0 | 0 | 0 | 0 | 118.6667 | 0 | 0 | 1051.6694 | 0 | 1051.6789 | 0 | 0 | 0 | 0 | 4.6268 | 0 | 0 | 0 | 0 | 7.9885 | 1.6045 | 0 | 0 | 14.2198 | 14.2196 | 14.2198 | 1
UT_5B_PS_2013_NG | 5B | PS | NG | 15983 | ASHRAE30pct-state-5B | SchoolPrimary | STD2013 | UT-SaltLakeCity-UT | Zone5B | Zone5B(UT-SaltLakeCity-UT) | ASHRAE30pct-state-STD2013 | state | UT | 0.0805 | 0.69 | ASHRAE30pct-state-5B_SchoolPrimary_STD2013_UT-SaltLakeCity-UT.table.csv.gz | Primary School | Salt Lake City IntL Arpt Isis UT USA TMY3 WMO#=725720 | Natural Gas | 883365.5558 | 0 | 0 | 0 | 342190.4148 | 0 | 0 | 0 | 0 | 0 | 0 | 118543.4872 | 0 | 0 | 1344099.4579 | 0 | 1344099.4579 | 0 | 0 | 6095.2223 | 0 | 0 | 0 | 2361.1139 | 0 | 0 | 0 | 0 | 0 | 0 | 817.9501 | 0 | 0 | 9274.2863 | 0 | 9274.2863 | 0 | 0 | 883.3656 | 0 | 0 | 0 | 342.1904 | 0 | 0 | 0 | 0 | 0 | 0 | 118.5435 | 0 | 0 | 1344.0995 | 0 | 1344.0995 | 0 | 0 | 0 | 0 | 4.6268 | 0 | 0 | 0 | 0 | 11.944 | 1.6028 | 0 | 0 | 18.1736 | 18.1736 | 18.1736 | 2
WA_5B_PS_2010_EL | 5B | PS | EL | 15434 | ASHRAE30pct-state-5B | SchoolPrimary | STD2010 | WA-Spokane-WA | Zone5B | Zone5B(WA-Spokane-WA) | ASHRAE30pct-state-STD2010 | state | WA | 0.0767 | 0.96 | ASHRAE30pct-state-5B_SchoolPrimary_STD2010_WA-Spokane-WA.table.csv.gz | Primary School | Spokane International Ap Chen WA USA TMY3 WMO#=727850 | Electricity | 0 | 78375.0006 | 221105.5573 | 12791.6668 | 355925.0028 | 0 | 103608.3342 | 625 | 0 | 0 | 24783.3335 | 7177.7778 | 17205.5557 | 0 | 829063.8955 | 0 | 821597.2288 | 7466.6667 | 7466.6667 | 0 | 6011.3625 | 16958.7962 | 981.1208 | 27299.4477 | 0 | 7946.7592 | 47.9375 | 0 | 0 | 1900.8817 | 550.5356 | 1319.6661 | 0 | 63589.2008 | 0 | 63016.5074 | 572.6933 | 572.6933 | 0 | 267.4914 | 754.6264 | 43.6576 | 1214.761 | 0 | 353.612 | 2.1331 | 0 | 0 | 84.5847 | 24.4975 | 58.722 | 0 | 2829.5694 | 0 | 2804.0859 | 25.4835 | 25.4835 | 10.2033 | 0.59029 | 16.7694 | 4.7812 | 0.028842 | 1.1437 | 3.6168 | 0 | 0.33123 | 0 | 0.79398 | 37.9141 | 38.2586 | 38.2586 | 1
WA_5B_PS_2013_EL | 5B | PS | EL | 16034 | ASHRAE30pct-state-5B | SchoolPrimary | STD2013 | WA-Spokane-WA | Zone5B | Zone5B(WA-Spokane-WA) | ASHRAE30pct-state-STD2013 | state | WA | 0.0767 | 0.96 | ASHRAE30pct-state-5B_SchoolPrimary_STD2013_WA-Spokane-WA.table.csv.gz | Primary School | Spokane International Ap Chen WA USA TMY3 WMO#=727850 | Electricity | 0 | 57022.2227 | 194644.446 | 12791.6668 | 317797.2248 | 0 | 60633.3338 | 1044.4445 | 0 | 0 | 0 | 7177.7778 | 17188.889 | 0 | 675019.4498 | 0 | 668300.0053 | 6719.4445 | 6719.4445 | 0 | 4373.6045 | 14929.229 | 981.1208 | 24375.0471 | 0 | 4650.5767 | 80.1089 | 0 | 0 | 0 | 550.5356 | 1318.3878 | 0 | 51773.9918 | 0 | 51258.6104 | 515.3814 | 515.3814 | 0 | 194.6151 | 664.3155 | 43.6576 | 1084.6321 | 0 | 206.9397 | 3.5647 | 0 | 0 | 0 | 24.4975 | 58.6651 | 0 | 2303.8205 | 0 | 2280.8872 | 22.9333 | 22.9333 | 8.9822 | 0.59029 | 14.9754 | 2.798 | 0.048198 | 0 | 2.6314 | 0 | 0.33123 | 0 | 0.79321 | 30.8399 | 31.15 | 31.15 | 2
WA_5B_PS_2010_NG | 5B | PS | NG | 15443 | ASHRAE30pct-state-5B | SchoolPrimary | STD2010 | WA-Spokane-WA | Zone5B | Zone5B(WA-Spokane-WA) | ASHRAE30pct-state-STD2010 | state | WA | 0.0767 | 0.96 | ASHRAE30pct-state-5B_SchoolPrimary_STD2010_WA-Spokane-WA.table.csv.gz | Primary School | Spokane International Ap Chen WA USA TMY3 WMO#=727850 | Natural Gas | 782460.9452 | 0 | 0 | 0 | 342190.4148 | 0 | 0 | 0 | 0 | 0 | 0 | 118742.5288 | 0 | 0 | 1243393.8889 | 0 | 1243393.8889 | 0 | 0 | 7511.6251 | 0 | 0 | 0 | 3285.028 | 0 | 0 | 0 | 0 | 0 | 0 | 1139.9283 | 0 | 0 | 11936.5813 | 0 | 11936.5813 | 0 | 0 | 782.4609 | 0 | 0 | 0 | 342.1904 | 0 | 0 | 0 | 0 | 0 | 0 | 118.7425 | 0 | 0 | 1243.3939 | 0 | 1243.3939 | 0 | 0 | 0 | 0 | 4.6268 | 0 | 0 | 0 | 0 | 10.5797 | 1.6055 | 0 | 0 | 16.8119 | 16.8119 | 16.8119 | 1
WA_5B_PS_2013_NG | 5B | PS | NG | 16043 | ASHRAE30pct-state-5B | SchoolPrimary | STD2013 | WA-Spokane-WA | Zone5B | Zone5B(WA-Spokane-WA) | ASHRAE30pct-state-STD2013 | state | WA | 0.0767 | 0.96 | ASHRAE30pct-state-5B_SchoolPrimary_STD2013_WA-Spokane-WA.table.csv.gz | Primary School | Spokane International Ap Chen WA USA TMY3 WMO#=727850 | Natural Gas | 1217584.8287 | 0 | 0 | 0 | 342190.4148 | 0 | 0 | 0 | 0 | 0 | 0 | 118647.7471 | 0 | 0 | 1678422.9906 | 0 | 1678422.9906 | 0 | 0 | 11688.8144 | 0 | 0 | 0 | 3285.028 | 0 | 0 | 0 | 0 | 0 | 0 | 1139.0184 | 0 | 0 | 16112.8607 | 0 | 16112.8607 | 0 | 0 | 1217.5848 | 0 | 0 | 0 | 342.1904 | 0 | 0 | 0 | 0 | 0 | 0 | 118.6477 | 0 | 0 | 1678.423 | 0 | 1678.423 | 0 | 0 | 0 | 0 | 4.6268 | 0 | 0 | 0 | 0 | 16.463 | 1.6042 | 0 | 0 | 22.694 | 22.694 | 22.694 | 2
WY_5B_PS_2010_EL | 5B | PS | EL | 15494 | ASHRAE30pct-state-5B | SchoolPrimary | STD2010 | WY-Scottsbluff-NE | Zone5B | Zone5B(WY-Scottsbluff-NE) | ASHRAE30pct-state-STD2010 | state | WY | 0.0823 | 0.68 | ASHRAE30pct-state-5B_SchoolPrimary_STD2010_WY-Scottsbluff-NE.table.csv.gz | Primary School | Scottsbluff W B Heilig Field NE USA TMY3 WMO#=725660 | Electricity | 0 | 116525.0009 | 219966.6684 | 12761.1112 | 355925.0028 | 0 | 105463.8897 | 544.4444 | 0 | 0 | 24869.4446 | 7177.7778 | 17236.1112 | 0 | 867936.1181 | 0 | 860469.4513 | 7466.6667 | 7466.6667 | 0 | 9590.0076 | 18103.2568 | 1050.2395 | 29292.6277 | 0 | 8679.6781 | 44.8078 | 0 | 0 | 2046.7553 | 590.7311 | 1418.532 | 0 | 71431.1425 | 0 | 70816.6358 | 614.5067 | 614.5067 | 0 | 397.6962 | 750.7394 | 43.5533 | 1214.761 | 0 | 359.945 | 1.8582 | 0 | 0 | 84.8786 | 24.4975 | 58.8263 | 0 | 2962.2391 | 0 | 2936.7556 | 25.4835 | 25.4835 | 10.1508 | 0.58888 | 16.7694 | 4.8668 | 0.025124 | 1.1476 | 5.3773 | 0 | 0.33123 | 0 | 0.79539 | 39.7079 | 40.0524 | 40.0524 | 1
WY_5B_PS_2013_EL | 5B | PS | EL | 16094 | ASHRAE30pct-state-5B | SchoolPrimary | STD2013 | WY-Scottsbluff-NE | Zone5B | Zone5B(WY-Scottsbluff-NE) | ASHRAE30pct-state-STD2013 | state | WY | 0.0823 | 0.68 | ASHRAE30pct-state-5B_SchoolPrimary_STD2013_WY-Scottsbluff-NE.table.csv.gz | Primary School | Scottsbluff W B Heilig Field NE USA TMY3 WMO#=725660 | Electricity | 0 | 88330.5563 | 192175.0015 | 12761.1112 | 317797.2248 | 0 | 63480.5561 | 977.7778 | 0 | 0 | 0 | 7177.7778 | 17230.5557 | 0 | 706652.7834 | 0 | 699930.5612 | 6722.2223 | 6722.2223 | 0 | 7269.6048 | 15816.0026 | 1050.2395 | 26154.7116 | 0 | 5224.4498 | 80.4711 | 0 | 0 | 0 | 590.7311 | 1418.0747 | 0 | 58157.5241 | 0 | 57604.2852 | 553.2389 | 553.2389 | 0 | 301.4695 | 655.8873 | 43.5533 | 1084.6321 | 0 | 216.6572 | 3.3371 | 0 | 0 | 0 | 24.4975 | 58.8074 | 0 | 2411.784 | 0 | 2388.8413 | 22.9427 | 22.9427 | 8.8683 | 0.58888 | 14.9755 | 2.9294 | 0.045121 | 0 | 4.0762 | 0 | 0.33123 | 0 | 0.79513 | 32.2995 | 32.6097 | 32.6097 | 2
WY_5B_PS_2010_NG | 5B | PS | NG | 15503 | ASHRAE30pct-state-5B | SchoolPrimary | STD2010 | WY-Scottsbluff-NE | Zone5B | Zone5B(WY-Scottsbluff-NE) | ASHRAE30pct-state-STD2010 | state | WY | 0.0823 | 0.68 | ASHRAE30pct-state-5B_SchoolPrimary_STD2010_WY-Scottsbluff-NE.table.csv.gz | Primary School | Scottsbluff W B Heilig Field NE USA TMY3 WMO#=725660 | Natural Gas | 759827.0724 | 0 | 0 | 0 | 342190.4148 | 0 | 0 | 0 | 0 | 0 | 0 | 118723.5725 | 0 | 0 | 1220741.0597 | 0 | 1220741.0597 | 0 | 0 | 5166.8241 | 0 | 0 | 0 | 2326.8948 | 0 | 0 | 0 | 0 | 0 | 0 | 807.3203 | 0 | 0 | 8301.0392 | 0 | 8301.0392 | 0 | 0 | 759.8271 | 0 | 0 | 0 | 342.1904 | 0 | 0 | 0 | 0 | 0 | 0 | 118.7236 | 0 | 0 | 1220.7411 | 0 | 1220.7411 | 0 | 0 | 0 | 0 | 4.6268 | 0 | 0 | 0 | 0 | 10.2736 | 1.6053 | 0 | 0 | 16.5056 | 16.5056 | 16.5056 | 1
WY_5B_PS_2013_NG | 5B | PS | NG | 16103 | ASHRAE30pct-state-5B | SchoolPrimary | STD2013 | WY-Scottsbluff-NE | Zone5B | Zone5B(WY-Scottsbluff-NE) | ASHRAE30pct-state-STD2013 | state | WY | 0.0823 | 0.68 | ASHRAE30pct-state-5B_SchoolPrimary_STD2013_WY-Scottsbluff-NE.table.csv.gz | Primary School | Scottsbluff W B Heilig Field NE USA TMY3 WMO#=725660 | Natural Gas | 1148640.6114 | 0 | 0 | 0 | 342190.4148 | 0 | 0 | 0 | 0 | 0 | 0 | 118619.3126 | 0 | 0 | 1609450.3388 | 0 | 1609450.3388 | 0 | 0 | 7810.7562 | 0 | 0 | 0 | 2326.8948 | 0 | 0 | 0 | 0 | 0 | 0 | 806.6113 | 0 | 0 | 10944.2623 | 0 | 10944.2623 | 0 | 0 | 1148.6406 | 0 | 0 | 0 | 342.1904 | 0 | 0 | 0 | 0 | 0 | 0 | 118.6193 | 0 | 0 | 1609.4503 | 0 | 1609.4503 | 0 | 0 | 0 | 0 | 4.6268 | 0 | 0 | 0 | 0 | 15.5308 | 1.6039 | 0 | 0 | 21.7614 | 21.7614 | 21.7614 | 2
IA_6A_PS_2010_EL | 6A | PS | EL | 16814 | ASHRAE30pct-state-6A | SchoolPrimary | STD2010 | IA-MasonCity-IA | Zone6A | Zone6A(IA-MasonCity-IA) | ASHRAE30pct-state-STD2010 | state | IA | 0.08 | 0.7 | ASHRAE30pct-state-6A_SchoolPrimary_STD2010_IA-MasonCity-IA.table.csv.gz | Primary School | Mason City Municipal Arpt IA USA TMY3 WMO#=725485 | Electricity | 0 | 119452.7787 | 219794.4462 | 12722.2223 | 355925.0028 | 0 | 111986.112 | 997.2222 | 0 | 0 | 30305.5558 | 7180.5556 | 17308.3335 | 0 | 883136.1182 | 0 | 875672.2292 | 7463.8889 | 7463.8889 | 0 | 9556.2223 | 17583.5557 | 1017.7778 | 28474.0002 | 0 | 8958.889 | 79.7778 | 0 | 0 | 2424.4445 | 574.4444 | 1384.6667 | 0 | 70650.8895 | 0 | 70053.7783 | 597.1111 | 597.1111 | 0 | 407.6886 | 750.1516 | 43.4206 | 1214.761 | 0 | 382.2051 | 3.4035 | 0 | 0 | 103.4319 | 24.507 | 59.0728 | 0 | 3014.1162 | 0 | 2988.6422 | 25.474 | 25.474 | 10.1428 | 0.58709 | 16.7692 | 5.1678 | 0.046019 | 1.3985 | 5.5124 | 0 | 0.33136 | 0 | 0.79872 | 40.4094 | 40.7539 | 40.7539 | 1
IA_6A_PS_2013_EL | 6A | PS | EL | 17474 | ASHRAE30pct-state-6A | SchoolPrimary | STD2013 | IA-MasonCity-IA | Zone6A | Zone6A(IA-MasonCity-IA) | ASHRAE30pct-state-STD2013 | state | IA | 0.08 | 0.7 | ASHRAE30pct-state-6A_SchoolPrimary_STD2013_IA-MasonCity-IA.table.csv.gz | Primary School | Mason City Municipal Arpt IA USA TMY3 WMO#=725485 | Electricity | 0 | 101738.8897 | 192705.5571 | 12722.2223 | 317797.2248 | 0 | 96147.223 | 838.8889 | 0 | 0 | 27425.0002 | 7177.7778 | 17316.6668 | 0 | 780594.4507 | 0 | 773869.4506 | 6725.0001 | 6725.0001 | 0 | 8139.1112 | 15416.4446 | 1017.7778 | 25423.778 | 0 | 7691.7778 | 67.1111 | 0 | 0 | 2194 | 574.2222 | 1385.3333 | 0 | 62447.5561 | 0 | 61909.5561 | 538 | 538 | 0 | 347.2317 | 657.6981 | 43.4206 | 1084.6321 | 0 | 328.1475 | 2.8631 | 0 | 0 | 93.6007 | 24.4975 | 59.1012 | 0 | 2664.1447 | 0 | 2641.1924 | 22.9522 | 22.9522 | 8.8927 | 0.58709 | 14.9757 | 4.4369 | 0.038712 | 1.2656 | 4.6949 | 0 | 0.33123 | 0 | 0.79911 | 35.7116 | 36.0219 | 36.0219 | 2
IA_6A_PS_2010_NG | 6A | PS | NG | 16823 | ASHRAE30pct-state-6A | SchoolPrimary | STD2010 | IA-MasonCity-IA | Zone6A | Zone6A(IA-MasonCity-IA) | ASHRAE30pct-state-STD2010 | state | IA | 0.08 | 0.7 | ASHRAE30pct-state-6A_SchoolPrimary_STD2010_IA-MasonCity-IA.table.csv.gz | Primary School | Mason City Municipal Arpt IA USA TMY3 WMO#=725485 | Natural Gas | 1308205.6235 | 0 | 0 | 0 | 342190.4148 | 0 | 0 | 0 | 0 | 0 | 0 | 125386.7268 | 0 | 0 | 1775773.287 | 0 | 1775782.7652 | 0 | 0 | 9157.4394 | 0 | 0 | 0 | 2395.3329 | 0 | 0 | 0 | 0 | 0 | 0 | 877.7071 | 0 | 0 | 12430.413 | 0 | 12430.4794 | 0 | 0 | 1308.2056 | 0 | 0 | 0 | 342.1904 | 0 | 0 | 0 | 0 | 0 | 0 | 125.3867 | 0 | 0 | 1775.7733 | 0 | 1775.7828 | 0 | 0 | 0 | 0 | 4.6268 | 0 | 0 | 0 | 0 | 17.6883 | 1.6954 | 0 | 0 | 24.0104 | 24.0102 | 24.0104 | 1
IA_6A_PS_2013_NG | 6A | PS | NG | 17483 | ASHRAE30pct-state-6A | SchoolPrimary | STD2013 | IA-MasonCity-IA | Zone6A | Zone6A(IA-MasonCity-IA) | ASHRAE30pct-state-STD2013 | state | IA | 0.08 | 0.7 | ASHRAE30pct-state-6A_SchoolPrimary_STD2013_IA-MasonCity-IA.table.csv.gz | Primary School | Mason City Municipal Arpt IA USA TMY3 WMO#=725485 | Natural Gas | 1156118.8885 | 0 | 0 | 0 | 342190.4148 | 0 | 0 | 0 | 0 | 0 | 0 | 125291.9451 | 0 | 0 | 1623601.2484 | 0 | 1623601.2484 | 0 | 0 | 8092.8322 | 0 | 0 | 0 | 2395.3329 | 0 | 0 | 0 | 0 | 0 | 0 | 877.0436 | 0 | 0 | 11365.2087 | 0 | 11365.2087 | 0 | 0 | 1156.1189 | 0 | 0 | 0 | 342.1904 | 0 | 0 | 0 | 0 | 0 | 0 | 125.2919 | 0 | 0 | 1623.6012 | 0 | 1623.6012 | 0 | 0 | 0 | 0 | 4.6268 | 0 | 0 | 0 | 0 | 15.6319 | 1.6941 | 0 | 0 | 21.9527 | 21.9527 | 21.9527 | 2
ME_6A_PS_2010_EL | 6A | PS | EL | 16874 | ASHRAE30pct-state-6A | SchoolPrimary | STD2010 | ME-Portland-ME | Zone6A | Zone6A(ME-Portland-ME) | ASHRAE30pct-state-STD2010 | state | ME | 0.1158 | 1.03 | ASHRAE30pct-state-6A_SchoolPrimary_STD2010_ME-Portland-ME.table.csv.gz | Primary School | Portland Intl Jetport ME USA TMY3 WMO#=726060 | Electricity | 0 | 82066.6673 | 220230.5573 | 12797.2223 | 355925.0028 | 0 | 106113.8897 | 811.1111 | 0 | 0 | 28538.8891 | 7180.5556 | 17294.4446 | 0 | 838419.4512 | 0 | 830958.34 | 7461.1112 | 7461.1112 | 0 | 9503.3201 | 25502.6985 | 1481.9183 | 41216.1153 | 0 | 12287.9884 | 93.9267 | 0 | 0 | 3304.8034 | 831.5083 | 2002.6967 | 0 | 97088.9724 | 0 | 96224.9758 | 863.9967 | 863.9967 | 0 | 280.091 | 751.6401 | 43.6765 | 1214.761 | 0 | 362.1634 | 2.7683 | 0 | 0 | 97.4023 | 24.507 | 59.0254 | 0 | 2861.4996 | 0 | 2836.0351 | 25.4645 | 25.4645 | 10.1629 | 0.59055 | 16.7691 | 4.8968 | 0.03743 | 1.317 | 3.7871 | 0 | 0.33136 | 0 | 0.79808 | 38.346 | 38.6904 | 38.6904 | 1
ME_6A_PS_2013_EL | 6A | PS | EL | 17534 | ASHRAE30pct-state-6A | SchoolPrimary | STD2013 | ME-Portland-ME | Zone6A | Zone6A(ME-Portland-ME) | ASHRAE30pct-state-STD2013 | state | ME | 0.1158 | 1.03 | ASHRAE30pct-state-6A_SchoolPrimary_STD2013_ME-Portland-ME.table.csv.gz | Primary School | Portland Intl Jetport ME USA TMY3 WMO#=726060 | Electricity | 0 | 67980.5561 | 193458.3349 | 12797.2223 | 317797.2248 | 0 | 93683.3341 | 408.3333 | 0 | 0 | 26372.2224 | 7177.7778 | 17372.2224 | 0 | 743766.6726 | 0 | 737047.2281 | 6719.4445 | 6719.4445 | 0 | 7872.1484 | 22402.4752 | 1481.9183 | 36800.9186 | 0 | 10848.5301 | 47.285 | 0 | 0 | 3053.9034 | 831.1867 | 2011.7033 | 0 | 86128.1807 | 0 | 85350.069 | 778.1117 | 778.1117 | 0 | 232.0155 | 660.2673 | 43.6765 | 1084.6321 | 0 | 319.7383 | 1.3936 | 0 | 0 | 90.0076 | 24.4975 | 59.2909 | 0 | 2538.4526 | 0 | 2515.5193 | 22.9333 | 22.9333 | 8.9275 | 0.59055 | 14.9754 | 4.3232 | 0.018843 | 1.217 | 3.1371 | 0 | 0.33123 | 0 | 0.80167 | 34.0123 | 34.3224 | 34.3224 | 2
ME_6A_PS_2010_NG | 6A | PS | NG | 16883 | ASHRAE30pct-state-6A | SchoolPrimary | STD2010 | ME-Portland-ME | Zone6A | Zone6A(ME-Portland-ME) | ASHRAE30pct-state-STD2010 | state | ME | 0.1158 | 1.03 | ASHRAE30pct-state-6A_SchoolPrimary_STD2010_ME-Portland-ME.table.csv.gz | Primary School | Portland Intl Jetport ME USA TMY3 WMO#=726060 | Natural Gas | 1188439.4523 | 0 | 0 | 0 | 342190.4148 | 0 | 0 | 0 | 0 | 0 | 0 | 125358.2923 | 0 | 0 | 1655988.1594 | 0 | 1655988.1594 | 0 | 0 | 12240.9264 | 0 | 0 | 0 | 3524.5613 | 0 | 0 | 0 | 0 | 0 | 0 | 1291.1904 | 0 | 0 | 17056.678 | 0 | 17056.678 | 0 | 0 | 1188.4395 | 0 | 0 | 0 | 342.1904 | 0 | 0 | 0 | 0 | 0 | 0 | 125.3583 | 0 | 0 | 1655.9882 | 0 | 1655.9882 | 0 | 0 | 0 | 0 | 4.6268 | 0 | 0 | 0 | 0 | 16.0689 | 1.695 | 0 | 0 | 22.3906 | 22.3906 | 22.3906 | 1
ME_6A_PS_2013_NG | 6A | PS | NG | 17543 | ASHRAE30pct-state-6A | SchoolPrimary | STD2013 | ME-Portland-ME | Zone6A | Zone6A(ME-Portland-ME) | ASHRAE30pct-state-STD2013 | state | ME | 0.1158 | 1.03 | ASHRAE30pct-state-6A_SchoolPrimary_STD2013_ME-Portland-ME.table.csv.gz | Primary School | Portland Intl Jetport ME USA TMY3 WMO#=726060 | Natural Gas | 1283211.6861 | 0 | 0 | 0 | 342190.4148 | 0 | 0 | 0 | 0 | 0 | 0 | 125272.9888 | 0 | 0 | 1750675.0897 | 0 | 1750675.0897 | 0 | 0 | 13217.0804 | 0 | 0 | 0 | 3524.5613 | 0 | 0 | 0 | 0 | 0 | 0 | 1290.3118 | 0 | 0 | 18031.9534 | 0 | 18031.9534 | 0 | 0 | 1283.2117 | 0 | 0 | 0 | 342.1904 | 0 | 0 | 0 | 0 | 0 | 0 | 125.273 | 0 | 0 | 1750.6751 | 0 | 1750.6751 | 0 | 0 | 0 | 0 | 4.6268 | 0 | 0 | 0 | 0 | 17.3503 | 1.6938 | 0 | 0 | 23.6709 | 23.6709 | 23.6709 | 2
MI_6A_PS_2010_EL | 6A | PS | EL | 16934 | ASHRAE30pct-state-6A | SchoolPrimary | STD2010 | MI-AlpenaCounty-MI | Zone6A | Zone6A(MI-AlpenaCounty-MI) | ASHRAE30pct-state-STD2010 | state | MI | 0.1095 | 0.82 | ASHRAE30pct-state-6A_SchoolPrimary_STD2010_MI-AlpenaCounty-MI.table.csv.gz | Primary School | Alpena County Regional Ap MI USA TMY3 WMO#=726390 | Electricity | 0 | 87025.0007 | 220175.0018 | 12708.3334 | 355925.0028 | 0 | 107930.5564 | 972.2222 | 0 | 0 | 29513.8891 | 7180.5556 | 17288.889 | 0 | 846183.3401 | 0 | 838719.4512 | 7463.8889 | 7463.8889 | 0 | 9529.2376 | 24109.1627 | 1391.5625 | 38973.7878 | 0 | 11818.3959 | 106.4583 | 0 | 0 | 3231.7709 | 786.2708 | 1893.1333 | 0 | 92657.0757 | 0 | 91839.7799 | 817.2958 | 817.2958 | 0 | 297.0136 | 751.4505 | 43.3731 | 1214.761 | 0 | 368.3636 | 3.3182 | 0 | 0 | 100.73 | 24.507 | 59.0064 | 0 | 2887.9975 | 0 | 2862.5235 | 25.474 | 25.474 | 10.1604 | 0.58645 | 16.7692 | 4.9806 | 0.044865 | 1.362 | 4.0159 | 0 | 0.33136 | 0 | 0.79783 | 38.7042 | 39.0486 | 39.0486 | 1
MI_6A_PS_2013_EL | 6A | PS | EL | 17594 | ASHRAE30pct-state-6A | SchoolPrimary | STD2013 | MI-AlpenaCounty-MI | Zone6A | Zone6A(MI-AlpenaCounty-MI) | ASHRAE30pct-state-STD2013 | state | MI | 0.1095 | 0.82 | ASHRAE30pct-state-6A_SchoolPrimary_STD2013_MI-AlpenaCounty-MI.table.csv.gz | Primary School | Alpena County Regional Ap MI USA TMY3 WMO#=726390 | Electricity | 0 | 73822.2228 | 193280.5571 | 12708.3334 | 317797.2248 | 0 | 95427.7785 | 825 | 0 | 0 | 27444.4447 | 7177.7778 | 17363.889 | 0 | 752566.6727 | 0 | 745847.2282 | 6719.4445 | 6719.4445 | 0 | 8083.5334 | 21164.221 | 1391.5625 | 34798.7961 | 0 | 10449.3418 | 90.3375 | 0 | 0 | 3005.1667 | 785.9667 | 1901.3458 | 0 | 82406.0507 | 0 | 81670.2715 | 735.7792 | 735.7792 | 0 | 251.953 | 659.6605 | 43.3731 | 1084.6321 | 0 | 325.692 | 2.8157 | 0 | 0 | 93.667 | 24.4975 | 59.2624 | 0 | 2568.4867 | 0 | 2545.5535 | 22.9333 | 22.9333 | 8.9193 | 0.58645 | 14.9754 | 4.4037 | 0.038071 | 1.2665 | 3.4067 | 0 | 0.33123 | 0 | 0.80129 | 34.4184 | 34.7285 | 34.7285 | 2
MI_6A_PS_2010_NG | 6A | PS | NG | 16943 | ASHRAE30pct-state-6A | SchoolPrimary | STD2010 | MI-AlpenaCounty-MI | Zone6A | Zone6A(MI-AlpenaCounty-MI) | ASHRAE30pct-state-STD2010 | state | MI | 0.1095 | 0.82 | ASHRAE30pct-state-6A_SchoolPrimary_STD2010_MI-AlpenaCounty-MI.table.csv.gz | Primary School | Alpena County Regional Ap MI USA TMY3 WMO#=726390 | Natural Gas | 1269515.7287 | 0 | 0 | 0 | 342190.4148 | 0 | 0 | 0 | 0 | 0 | 0 | 125367.7705 | 0 | 0 | 1737073.914 | 0 | 1737073.914 | 0 | 0 | 10410.029 | 0 | 0 | 0 | 2805.9614 | 0 | 0 | 0 | 0 | 0 | 0 | 1028.0157 | 0 | 0 | 14244.0061 | 0 | 14244.0061 | 0 | 0 | 1269.5157 | 0 | 0 | 0 | 342.1904 | 0 | 0 | 0 | 0 | 0 | 0 | 125.3678 | 0 | 0 | 1737.0739 | 0 | 1737.0739 | 0 | 0 | 0 | 0 | 4.6268 | 0 | 0 | 0 | 0 | 17.1651 | 1.6951 | 0 | 0 | 23.487 | 23.487 | 23.487 | 1
MI_6A_PS_2013_NG | 6A | PS | NG | 17603 | ASHRAE30pct-state-6A | SchoolPrimary | STD2013 | MI-AlpenaCounty-MI | Zone6A | Zone6A(MI-AlpenaCounty-MI) | ASHRAE30pct-state-STD2013 | state | MI | 0.1095 | 0.82 | ASHRAE30pct-state-6A_SchoolPrimary_STD2013_MI-AlpenaCounty-MI.table.csv.gz | Primary School | Alpena County Regional Ap MI USA TMY3 WMO#=726390 | Natural Gas | 1336128.3159 | 0 | 0 | 0 | 342190.4148 | 0 | 0 | 0 | 0 | 0 | 0 | 125291.9451 | 0 | 0 | 1803610.6758 | 0 | 1803610.6758 | 0 | 0 | 10956.2522 | 0 | 0 | 0 | 2805.9614 | 0 | 0 | 0 | 0 | 0 | 0 | 1027.3939 | 0 | 0 | 14789.6075 | 0 | 14789.6075 | 0 | 0 | 1336.1283 | 0 | 0 | 0 | 342.1904 | 0 | 0 | 0 | 0 | 0 | 0 | 125.2919 | 0 | 0 | 1803.6107 | 0 | 1803.6107 | 0 | 0 | 0 | 0 | 4.6268 | 0 | 0 | 0 | 0 | 18.0658 | 1.6941 | 0 | 0 | 24.3866 | 24.3866 | 24.3866 | 2
MN_6A_PS_2010_EL | 6A | PS | EL | 16994 | ASHRAE30pct-state-6A | SchoolPrimary | STD2010 | MN-MinneapolisStPaul-MN | Zone6A | Zone6A(MN-MinneapolisStPaul-MN) | ASHRAE30pct-state-STD2010 | state | MN | 0.0886 | 0.62 | ASHRAE30pct-state-6A_SchoolPrimary_STD2010_MN-MinneapolisStPaul-MN.table.csv.gz | Primary School | Minneapolis St Paul IntL Arp MN USA TMY3 WMO#=726580 | Electricity | 0 | 111655.5564 | 220975.0018 | 12736.1112 | 355925.0028 | 0 | 112500.0009 | 977.7778 | 0 | 0 | 30422.2225 | 7180.5556 | 17283.3335 | 0 | 877116.6737 | 0 | 869655.5625 | 7461.1112 | 7461.1112 | 0 | 9892.6823 | 19578.3852 | 1128.4195 | 31534.9553 | 0 | 9967.5001 | 86.6311 | 0 | 0 | 2695.4089 | 636.1972 | 1531.3033 | 0 | 77712.5373 | 0 | 77051.4828 | 661.0544 | 661.0544 | 0 | 381.077 | 754.1808 | 43.468 | 1214.761 | 0 | 383.959 | 3.3371 | 0 | 0 | 103.8301 | 24.507 | 58.9875 | 0 | 2993.572 | 0 | 2968.1075 | 25.4645 | 25.4645 | 10.1973 | 0.58773 | 16.7691 | 5.1915 | 0.045121 | 1.4039 | 5.1525 | 0 | 0.33136 | 0 | 0.79757 | 40.1318 | 40.4761 | 40.4761 | 1
MN_6A_PS_2013_EL | 6A | PS | EL | 17654 | ASHRAE30pct-state-6A | SchoolPrimary | STD2013 | MN-MinneapolisStPaul-MN | Zone6A | Zone6A(MN-MinneapolisStPaul-MN) | ASHRAE30pct-state-STD2013 | state | MN | 0.0886 | 0.62 | ASHRAE30pct-state-6A_SchoolPrimary_STD2013_MN-MinneapolisStPaul-MN.table.csv.gz | Primary School | Minneapolis St Paul IntL Arp MN USA TMY3 WMO#=726580 | Electricity | 0 | 93408.3341 | 194311.1127 | 12736.1112 | 317797.2248 | 0 | 97575.0008 | 863.8889 | 0 | 0 | 28700.0002 | 7177.7778 | 17363.889 | 0 | 776652.784 | 0 | 769933.3395 | 6719.4445 | 6719.4445 | 0 | 8275.9784 | 17215.9646 | 1128.4195 | 28156.8341 | 0 | 8645.1451 | 76.5406 | 0 | 0 | 2542.82 | 635.9511 | 1538.4406 | 0 | 68811.4367 | 0 | 68216.0939 | 595.3428 | 595.3428 | 0 | 318.7997 | 663.1778 | 43.468 | 1084.6321 | 0 | 333.0205 | 2.9484 | 0 | 0 | 97.9522 | 24.4975 | 59.2624 | 0 | 2650.6919 | 0 | 2627.7586 | 22.9333 | 22.9333 | 8.9668 | 0.58773 | 14.9754 | 4.5028 | 0.039866 | 1.3244 | 4.3105 | 0 | 0.33123 | 0 | 0.80129 | 35.5299 | 35.84 | 35.84 | 2
MN_6A_PS_2010_NG | 6A | PS | NG | 17003 | ASHRAE30pct-state-6A | SchoolPrimary | STD2010 | MN-MinneapolisStPaul-MN | Zone6A | Zone6A(MN-MinneapolisStPaul-MN) | ASHRAE30pct-state-STD2010 | state | MN | 0.0886 | 0.62 | ASHRAE30pct-state-6A_SchoolPrimary_STD2010_MN-MinneapolisStPaul-MN.table.csv.gz | Primary School | Minneapolis St Paul IntL Arp MN USA TMY3 WMO#=726580 | Natural Gas | 1294244.2774 | 0 | 0 | 0 | 342190.4148 | 0 | 0 | 0 | 0 | 0 | 0 | 125367.7705 | 0 | 0 | 1761802.4627 | 0 | 1761802.4627 | 0 | 0 | 8024.3145 | 0 | 0 | 0 | 2121.5806 | 0 | 0 | 0 | 0 | 0 | 0 | 777.2802 | 0 | 0 | 10923.1753 | 0 | 10923.1753 | 0 | 0 | 1294.2443 | 0 | 0 | 0 | 342.1904 | 0 | 0 | 0 | 0 | 0 | 0 | 125.3678 | 0 | 0 | 1761.8025 | 0 | 1761.8025 | 0 | 0 | 0 | 0 | 4.6268 | 0 | 0 | 0 | 0 | 17.4995 | 1.6951 | 0 | 0 | 23.8213 | 23.8213 | 23.8213 | 1
MN_6A_PS_2013_NG | 6A | PS | NG | 17663 | ASHRAE30pct-state-6A | SchoolPrimary | STD2013 | MN-MinneapolisStPaul-MN | Zone6A | Zone6A(MN-MinneapolisStPaul-MN) | ASHRAE30pct-state-STD2013 | state | MN | 0.0886 | 0.62 | ASHRAE30pct-state-6A_SchoolPrimary_STD2013_MN-MinneapolisStPaul-MN.table.csv.gz | Primary School | Minneapolis St Paul IntL Arp MN USA TMY3 WMO#=726580 | Natural Gas | 1304641.8312 | 0 | 0 | 0 | 342190.4148 | 0 | 0 | 0 | 0 | 0 | 0 | 125244.5542 | 0 | 0 | 1772086.2784 | 0 | 1772076.8002 | 0 | 0 | 8088.7794 | 0 | 0 | 0 | 2121.5806 | 0 | 0 | 0 | 0 | 0 | 0 | 776.5162 | 0 | 0 | 10986.9349 | 0 | 10986.8762 | 0 | 0 | 1304.6418 | 0 | 0 | 0 | 342.1904 | 0 | 0 | 0 | 0 | 0 | 0 | 125.2446 | 0 | 0 | 1772.0863 | 0 | 1772.0768 | 0 | 0 | 0 | 0 | 4.6268 | 0 | 0 | 0 | 0 | 17.6401 | 1.6934 | 0 | 0 | 23.9603 | 23.9604 | 23.9603 | 2
ND_6A_PS_2010_EL | 6A | PS | EL | 17054 | ASHRAE30pct-state-6A | SchoolPrimary | STD2010 | ND-Bismarck-ND | Zone6A | Zone6A(ND-Bismarck-ND) | ASHRAE30pct-state-STD2010 | state | ND | 0.0798 | 0.59 | ASHRAE30pct-state-6A_SchoolPrimary_STD2010_ND-Bismarck-ND.table.csv.gz | Primary School | Bismarck Municipal Arpt Isis ND USA TMY3 WMO#=727640 | Electricity | 0 | 100208.3341 | 221566.6684 | 12808.3334 | 355925.0028 | 0 | 107855.5564 | 1027.7778 | 0 | 0 | 30458.3336 | 7180.5556 | 17233.3335 | 0 | 861727.7847 | 0 | 854263.8957 | 7463.8889 | 7463.8889 | 0 | 7996.6251 | 17681.0201 | 1022.105 | 28402.8152 | 0 | 8606.8734 | 82.0167 | 0 | 0 | 2430.575 | 573.0083 | 1375.22 | 0 | 68765.8772 | 0 | 68170.2589 | 595.6183 | 595.6183 | 0 | 342.0079 | 756.2002 | 43.7144 | 1214.761 | 0 | 368.1077 | 3.5078 | 0 | 0 | 103.9533 | 24.507 | 58.8168 | 0 | 2941.0502 | 0 | 2915.5762 | 25.474 | 25.474 | 10.2246 | 0.59106 | 16.7692 | 4.9772 | 0.047429 | 1.4056 | 4.6243 | 0 | 0.33136 | 0 | 0.79526 | 39.4215 | 39.766 | 39.766 | 1
ND_6A_PS_2013_EL | 6A | PS | EL | 17714 | ASHRAE30pct-state-6A | SchoolPrimary | STD2013 | ND-Bismarck-ND | Zone6A | Zone6A(ND-Bismarck-ND) | ASHRAE30pct-state-STD2013 | state | ND | 0.0798 | 0.59 | ASHRAE30pct-state-6A_SchoolPrimary_STD2013_ND-Bismarck-ND.table.csv.gz | Primary School | Bismarck Municipal Arpt Isis ND USA TMY3 WMO#=727640 | Electricity | 0 | 87652.7785 | 195002.7793 | 12808.3334 | 317797.2248 | 0 | 99130.5563 | 913.8889 | 0 | 0 | 28936.1113 | 7180.5556 | 17247.2224 | 0 | 773391.6729 | 0 | 766669.4506 | 6722.2223 | 6722.2223 | 0 | 6994.6917 | 15561.2218 | 1022.105 | 25360.2185 | 0 | 7910.6184 | 72.9283 | 0 | 0 | 2309.1017 | 573.0083 | 1376.3283 | 0 | 61716.6555 | 0 | 61180.2222 | 536.4333 | 536.4333 | 0 | 299.1562 | 665.5384 | 43.7144 | 1084.6321 | 0 | 338.3295 | 3.1191 | 0 | 0 | 98.7581 | 24.507 | 58.8642 | 0 | 2639.5618 | 0 | 2616.6191 | 22.9427 | 22.9427 | 8.9987 | 0.59106 | 14.9755 | 4.5746 | 0.042173 | 1.3353 | 4.0449 | 0 | 0.33136 | 0 | 0.7959 | 35.3793 | 35.6895 | 35.6895 | 2
ND_6A_PS_2010_NG | 6A | PS | NG | 17063 | ASHRAE30pct-state-6A | SchoolPrimary | STD2010 | ND-Bismarck-ND | Zone6A | Zone6A(ND-Bismarck-ND) | ASHRAE30pct-state-STD2010 | state | ND | 0.0798 | 0.59 | ASHRAE30pct-state-6A_SchoolPrimary_STD2010_ND-Bismarck-ND.table.csv.gz | Primary School | Bismarck Municipal Arpt Isis ND USA TMY3 WMO#=727640 | Natural Gas | 1399433.0213 | 0 | 0 | 0 | 342190.4148 | 0 | 0 | 0 | 0 | 0 | 0 | 125424.6395 | 0 | 0 | 1867048.0757 | 0 | 1867048.0757 | 0 | 0 | 8256.6548 | 0 | 0 | 0 | 2018.9234 | 0 | 0 | 0 | 0 | 0 | 0 | 740.0054 | 0 | 0 | 11015.5836 | 0 | 11015.5836 | 0 | 0 | 1399.433 | 0 | 0 | 0 | 342.1904 | 0 | 0 | 0 | 0 | 0 | 0 | 125.4246 | 0 | 0 | 1867.0481 | 0 | 1867.0481 | 0 | 0 | 0 | 0 | 4.6268 | 0 | 0 | 0 | 0 | 18.9217 | 1.6959 | 0 | 0 | 25.2444 | 25.2444 | 25.2444 | 1
ND_6A_PS_2013_NG | 6A | PS | NG | 17723 | ASHRAE30pct-state-6A | SchoolPrimary | STD2013 | ND-Bismarck-ND | Zone6A | Zone6A(ND-Bismarck-ND) | ASHRAE30pct-state-STD2013 | state | ND | 0.0798 | 0.59 | ASHRAE30pct-state-6A_SchoolPrimary_STD2013_ND-Bismarck-ND.table.csv.gz | Primary School | Bismarck Municipal Arpt Isis ND USA TMY3 WMO#=727640 | Natural Gas | 1244180.5771 | 0 | 0 | 0 | 342190.4148 | 0 | 0 | 0 | 0 | 0 | 0 | 125282.4669 | 0 | 0 | 1711662.937 | 0 | 1711653.4588 | 0 | 0 | 7340.6654 | 0 | 0 | 0 | 2018.9234 | 0 | 0 | 0 | 0 | 0 | 0 | 739.1666 | 0 | 0 | 10098.8113 | 0 | 10098.7554 | 0 | 0 | 1244.1806 | 0 | 0 | 0 | 342.1904 | 0 | 0 | 0 | 0 | 0 | 0 | 125.2825 | 0 | 0 | 1711.6629 | 0 | 1711.6535 | 0 | 0 | 0 | 0 | 4.6268 | 0 | 0 | 0 | 0 | 16.8226 | 1.6939 | 0 | 0 | 23.1433 | 23.1434 | 23.1433 | 2
NH_6A_PS_2010_EL | 6A | PS | EL | 17114 | ASHRAE30pct-state-6A | SchoolPrimary | STD2010 | NH-Concord-NH | Zone6A | Zone6A(NH-Concord-NH) | ASHRAE30pct-state-STD2010 | state | NH | 0.134 | 1.17 | ASHRAE30pct-state-6A_SchoolPrimary_STD2010_NH-Concord-NH.table.csv.gz | Primary School | Concord Municipal Arpt NH USA TMY3 WMO#=726050 | Electricity | 0 | 103063.8897 | 220355.5573 | 12786.1112 | 355925.0028 | 0 | 107480.5564 | 808.3333 | 0 | 0 | 29416.6669 | 7180.5556 | 17311.1112 | 0 | 861788.8958 | 0 | 854327.7846 | 7461.1112 | 7461.1112 | 0 | 13810.5612 | 29527.6447 | 1713.3389 | 47693.9504 | 0 | 14402.3946 | 108.3167 | 0 | 0 | 3941.8334 | 962.1945 | 2319.6889 | 0 | 115479.712 | 0 | 114479.9231 | 999.7889 | 999.7889 | 0 | 351.7539 | 752.0667 | 43.6386 | 1214.761 | 0 | 366.8278 | 2.7588 | 0 | 0 | 100.3982 | 24.507 | 59.0823 | 0 | 2941.2588 | 0 | 2915.7942 | 25.4645 | 25.4645 | 10.1687 | 0.59004 | 16.7691 | 4.9599 | 0.037302 | 1.3575 | 4.7561 | 0 | 0.33136 | 0 | 0.79885 | 39.4245 | 39.7688 | 39.7688 | 1
NH_6A_PS_2013_EL | 6A | PS | EL | 17774 | ASHRAE30pct-state-6A | SchoolPrimary | STD2013 | NH-Concord-NH | Zone6A | Zone6A(NH-Concord-NH) | ASHRAE30pct-state-STD2013 | state | NH | 0.134 | 1.17 | ASHRAE30pct-state-6A_SchoolPrimary_STD2013_NH-Concord-NH.table.csv.gz | Primary School | Concord Municipal Arpt NH USA TMY3 WMO#=726050 | Electricity | 0 | 85744.4451 | 193605.5571 | 12786.1112 | 317797.2248 | 0 | 94658.3341 | 683.3333 | 0 | 0 | 27269.4447 | 7177.7778 | 17383.3335 | 0 | 763827.7839 | 0 | 757105.5616 | 6722.2223 | 6722.2223 | 0 | 11489.7556 | 25943.1447 | 1713.3389 | 42584.8281 | 0 | 12684.2168 | 91.5667 | 0 | 0 | 3654.1056 | 961.8222 | 2329.3667 | 0 | 102352.923 | 0 | 101452.1453 | 900.7778 | 900.7778 | 0 | 292.6431 | 660.7698 | 43.6386 | 1084.6321 | 0 | 323.066 | 2.3322 | 0 | 0 | 93.0698 | 24.4975 | 59.3288 | 0 | 2606.9205 | 0 | 2583.9778 | 22.9427 | 22.9427 | 8.9343 | 0.59004 | 14.9755 | 4.3682 | 0.031534 | 1.2584 | 3.9568 | 0 | 0.33123 | 0 | 0.80218 | 34.938 | 35.2482 | 35.2482 | 2
NH_6A_PS_2010_NG | 6A | PS | NG | 17123 | ASHRAE30pct-state-6A | SchoolPrimary | STD2010 | NH-Concord-NH | Zone6A | Zone6A(NH-Concord-NH) | ASHRAE30pct-state-STD2010 | state | NH | 0.134 | 1.17 | ASHRAE30pct-state-6A_SchoolPrimary_STD2010_NH-Concord-NH.table.csv.gz | Primary School | Concord Municipal Arpt NH USA TMY3 WMO#=726050 | Natural Gas | 1144328.0435 | 0 | 0 | 0 | 342190.4148 | 0 | 0 | 0 | 0 | 0 | 0 | 125329.8578 | 0 | 0 | 1611848.3161 | 0 | 1611848.3161 | 0 | 0 | 13388.6381 | 0 | 0 | 0 | 4003.6279 | 0 | 0 | 0 | 0 | 0 | 0 | 1466.3593 | 0 | 0 | 18858.6253 | 0 | 18858.6253 | 0 | 0 | 1144.328 | 0 | 0 | 0 | 342.1904 | 0 | 0 | 0 | 0 | 0 | 0 | 125.3299 | 0 | 0 | 1611.8483 | 0 | 1611.8483 | 0 | 0 | 0 | 0 | 4.6268 | 0 | 0 | 0 | 0 | 15.4725 | 1.6946 | 0 | 0 | 21.7938 | 21.7938 | 21.7938 | 1
NH_6A_PS_2013_NG | 6A | PS | NG | 17783 | ASHRAE30pct-state-6A | SchoolPrimary | STD2013 | NH-Concord-NH | Zone6A | Zone6A(NH-Concord-NH) | ASHRAE30pct-state-STD2013 | state | NH | 0.134 | 1.17 | ASHRAE30pct-state-6A_SchoolPrimary_STD2013_NH-Concord-NH.table.csv.gz | Primary School | Concord Municipal Arpt NH USA TMY3 WMO#=726050 | Natural Gas | 1231404.0023 | 0 | 0 | 0 | 342190.4148 | 0 | 0 | 0 | 0 | 0 | 0 | 125225.5979 | 0 | 0 | 1698820.015 | 0 | 1698820.015 | 0 | 0 | 14407.4268 | 0 | 0 | 0 | 4003.6279 | 0 | 0 | 0 | 0 | 0 | 0 | 1465.1395 | 0 | 0 | 19876.1942 | 0 | 19876.1942 | 0 | 0 | 1231.404 | 0 | 0 | 0 | 342.1904 | 0 | 0 | 0 | 0 | 0 | 0 | 125.2256 | 0 | 0 | 1698.82 | 0 | 1698.82 | 0 | 0 | 0 | 0 | 4.6268 | 0 | 0 | 0 | 0 | 16.6498 | 1.6932 | 0 | 0 | 22.9698 | 22.9698 | 22.9698 | 2
NY_6A_PS_2010_EL | 6A | PS | EL | 17174 | ASHRAE30pct-state-6A | SchoolPrimary | STD2010 | NY-Binghamton-NY | Zone6A | Zone6A(NY-Binghamton-NY) | ASHRAE30pct-state-STD2010 | state | NY | 0.1508 | 0.73 | ASHRAE30pct-state-6A_SchoolPrimary_STD2010_NY-Binghamton-NY.table.csv.gz | Primary School | Binghamton Edwin A Link Field NY USA TMY3 WMO#=725150 | Electricity | 0 | 89405.5563 | 219761.1129 | 12744.4445 | 355925.0028 | 0 | 109233.3342 | 719.4445 | 0 | 0 | 29577.778 | 7177.7778 | 17325.0001 | 0 | 849333.3401 | 0 | 841869.4512 | 7463.8889 | 7463.8889 | 0 | 13482.3579 | 33139.9758 | 1921.8622 | 53673.4904 | 0 | 16472.3868 | 108.4922 | 0 | 0 | 4460.3289 | 1082.4089 | 2612.61 | 0 | 128079.4677 | 0 | 126953.9132 | 1125.5545 | 1125.5545 | 0 | 305.1384 | 750.0379 | 43.4964 | 1214.761 | 0 | 372.81 | 2.4554 | 0 | 0 | 100.948 | 24.4975 | 59.1297 | 0 | 2898.7484 | 0 | 2873.2743 | 25.474 | 25.474 | 10.1413 | 0.58811 | 16.7692 | 5.0408 | 0.0332 | 1.3649 | 4.1258 | 0 | 0.33123 | 0 | 0.79949 | 38.8496 | 39.194 | 39.194 | 1
NY_6A_PS_2013_EL | 6A | PS | EL | 17834 | ASHRAE30pct-state-6A | SchoolPrimary | STD2013 | NY-Binghamton-NY | Zone6A | Zone6A(NY-Binghamton-NY) | ASHRAE30pct-state-STD2013 | state | NY | 0.1508 | 0.73 | ASHRAE30pct-state-6A_SchoolPrimary_STD2013_NY-Binghamton-NY.table.csv.gz | Primary School | Binghamton Edwin A Link Field NY USA TMY3 WMO#=725150 | Electricity | 0 | 75213.8895 | 192875.0015 | 12744.4445 | 317797.2248 | 0 | 94491.6674 | 602.7778 | 0 | 0 | 27408.3336 | 7177.7778 | 17400.0001 | 0 | 752430.5616 | 0 | 745711.1171 | 6719.4445 | 6719.4445 | 0 | 11342.2545 | 29085.5502 | 1921.8622 | 47923.8215 | 0 | 14249.3434 | 90.8989 | 0 | 0 | 4133.1767 | 1082.4089 | 2623.92 | 0 | 113466.5287 | 0 | 112453.2365 | 1013.2922 | 1013.2922 | 0 | 256.7027 | 658.2764 | 43.4964 | 1084.6321 | 0 | 322.4971 | 2.0573 | 0 | 0 | 93.5438 | 24.4975 | 59.3857 | 0 | 2568.0222 | 0 | 2545.0889 | 22.9333 | 22.9333 | 8.9006 | 0.58811 | 14.9754 | 4.3605 | 0.027816 | 1.2648 | 3.4709 | 0 | 0.33123 | 0 | 0.80295 | 34.4122 | 34.7222 | 34.7222 | 2
NY_6A_PS_2010_NG | 6A | PS | NG | 17183 | ASHRAE30pct-state-6A | SchoolPrimary | STD2010 | NY-Binghamton-NY | Zone6A | Zone6A(NY-Binghamton-NY) | ASHRAE30pct-state-STD2010 | state | NY | 0.1508 | 0.73 | ASHRAE30pct-state-6A_SchoolPrimary_STD2010_NY-Binghamton-NY.table.csv.gz | Primary School | Binghamton Edwin A Link Field NY USA TMY3 WMO#=725150 | Natural Gas | 1036220.0228 | 0 | 0 | 0 | 342190.4148 | 0 | 0 | 0 | 0 | 0 | 0 | 125348.8141 | 0 | 0 | 1503759.2517 | 0 | 1503759.2517 | 0 | 0 | 7564.4062 | 0 | 0 | 0 | 2497.99 | 0 | 0 | 0 | 0 | 0 | 0 | 915.0463 | 0 | 0 | 10977.4425 | 0 | 10977.4425 | 0 | 0 | 1036.22 | 0 | 0 | 0 | 342.1904 | 0 | 0 | 0 | 0 | 0 | 0 | 125.3488 | 0 | 0 | 1503.7593 | 0 | 1503.7593 | 0 | 0 | 0 | 0 | 4.6268 | 0 | 0 | 0 | 0 | 14.0107 | 1.6948 | 0 | 0 | 20.3323 | 20.3323 | 20.3323 | 1
NY_6A_PS_2013_NG | 6A | PS | NG | 17843 | ASHRAE30pct-state-6A | SchoolPrimary | STD2013 | NY-Binghamton-NY | Zone6A | Zone6A(NY-Binghamton-NY) | ASHRAE30pct-state-STD2013 | state | NY | 0.1508 | 0.73 | ASHRAE30pct-state-6A_SchoolPrimary_STD2013_NY-Binghamton-NY.table.csv.gz | Primary School | Binghamton Edwin A Link Field NY USA TMY3 WMO#=725150 | Natural Gas | 1115997.7898 | 0 | 0 | 0 | 342190.4148 | 0 | 0 | 0 | 0 | 0 | 0 | 125244.5542 | 0 | 0 | 1583432.7588 | 0 | 1583432.7588 | 0 | 0 | 8146.7839 | 0 | 0 | 0 | 2497.99 | 0 | 0 | 0 | 0 | 0 | 0 | 914.2852 | 0 | 0 | 11559.0591 | 0 | 11559.0591 | 0 | 0 | 1115.9978 | 0 | 0 | 0 | 342.1904 | 0 | 0 | 0 | 0 | 0 | 0 | 125.2446 | 0 | 0 | 1583.4328 | 0 | 1583.4328 | 0 | 0 | 0 | 0 | 4.6268 | 0 | 0 | 0 | 0 | 15.0894 | 1.6934 | 0 | 0 | 21.4096 | 21.4096 | 21.4096 | 2
PA_6A_PS_2010_EL | 6A | PS | EL | 17234 | ASHRAE30pct-state-6A | SchoolPrimary | STD2010 | PA-Bradford-PA | Zone6A | Zone6A(PA-Bradford-PA) | ASHRAE30pct-state-STD2010 | state | PA | 0.0937 | 1 | ASHRAE30pct-state-6A_SchoolPrimary_STD2010_PA-Bradford-PA.table.csv.gz | Primary School | Bradford Regional Ap PA USA TMY3 WMO#=725266 | Electricity | 0 | 80747.2229 | 219327.7795 | 12725.0001 | 355925.0028 | 0 | 108522.2231 | 911.1111 | 0 | 0 | 29200.0002 | 7180.5556 | 17275.0001 | 0 | 839275.0067 | 0 | 831813.8955 | 7461.1112 | 7461.1112 | 0 | 7566.0148 | 20551.0129 | 1192.3325 | 33350.1728 | 0 | 10168.5323 | 85.3711 | 0 | 0 | 2736.04 | 672.8181 | 1618.6675 | 0 | 78640.0681 | 0 | 77940.962 | 699.1061 | 699.1061 | 0 | 275.5878 | 748.5589 | 43.43 | 1214.761 | 0 | 370.383 | 3.1096 | 0 | 0 | 99.6587 | 24.507 | 58.959 | 0 | 2864.4196 | 0 | 2838.955 | 25.4645 | 25.4645 | 10.1213 | 0.58722 | 16.7691 | 5.008 | 0.042045 | 1.3475 | 3.7262 | 0 | 0.33136 | 0 | 0.79719 | 38.3855 | 38.7298 | 38.7298 | 1
PA_6A_PS_2013_EL | 6A | PS | EL | 17894 | ASHRAE30pct-state-6A | SchoolPrimary | STD2013 | PA-Bradford-PA | Zone6A | Zone6A(PA-Bradford-PA) | ASHRAE30pct-state-STD2013 | state | PA | 0.0937 | 1 | ASHRAE30pct-state-6A_SchoolPrimary_STD2013_PA-Bradford-PA.table.csv.gz | Primary School | Bradford Regional Ap PA USA TMY3 WMO#=725266 | Electricity | 0 | 68011.1117 | 192047.2238 | 12725.0001 | 317797.2248 | 0 | 95075.0008 | 769.4445 | 0 | 0 | 27108.3336 | 7177.7778 | 17350.0001 | 0 | 744780.5615 | 0 | 738061.117 | 6719.4445 | 6719.4445 | 0 | 6372.6412 | 17994.8249 | 1192.3325 | 29777.6 | 0 | 8908.5276 | 72.0969 | 0 | 0 | 2540.0509 | 672.5578 | 1625.695 | 0 | 69785.9386 | 0 | 69156.3267 | 629.6119 | 629.6119 | 0 | 232.1198 | 655.4512 | 43.43 | 1084.6321 | 0 | 324.488 | 2.6261 | 0 | 0 | 92.5199 | 24.4975 | 59.215 | 0 | 2541.913 | 0 | 2518.9797 | 22.9333 | 22.9333 | 8.8624 | 0.58722 | 14.9754 | 4.3874 | 0.035507 | 1.251 | 3.1385 | 0 | 0.33123 | 0 | 0.80065 | 34.0591 | 34.3692 | 34.3692 | 2
PA_6A_PS_2010_NG | 6A | PS | NG | 17243 | ASHRAE30pct-state-6A | SchoolPrimary | STD2010 | PA-Bradford-PA | Zone6A | Zone6A(PA-Bradford-PA) | ASHRAE30pct-state-STD2010 | state | PA | 0.0937 | 1 | ASHRAE30pct-state-6A_SchoolPrimary_STD2010_PA-Bradford-PA.table.csv.gz | Primary School | Bradford Regional Ap PA USA TMY3 WMO#=725266 | Natural Gas | 1231186.0044 | 0 | 0 | 0 | 342190.4148 | 0 | 0 | 0 | 0 | 0 | 0 | 125386.7268 | 0 | 0 | 1698763.146 | 0 | 1698763.146 | 0 | 0 | 12311.86 | 0 | 0 | 0 | 3421.9041 | 0 | 0 | 0 | 0 | 0 | 0 | 1253.8673 | 0 | 0 | 16987.6315 | 0 | 16987.6315 | 0 | 0 | 1231.186 | 0 | 0 | 0 | 342.1904 | 0 | 0 | 0 | 0 | 0 | 0 | 125.3867 | 0 | 0 | 1698.7631 | 0 | 1698.7631 | 0 | 0 | 0 | 0 | 4.6268 | 0 | 0 | 0 | 0 | 16.6469 | 1.6954 | 0 | 0 | 22.969 | 22.969 | 22.969 | 1
PA_6A_PS_2013_NG | 6A | PS | NG | 17903 | ASHRAE30pct-state-6A | SchoolPrimary | STD2013 | PA-Bradford-PA | Zone6A | Zone6A(PA-Bradford-PA) | ASHRAE30pct-state-STD2013 | state | PA | 0.0937 | 1 | ASHRAE30pct-state-6A_SchoolPrimary_STD2013_PA-Bradford-PA.table.csv.gz | Primary School | Bradford Regional Ap PA USA TMY3 WMO#=725266 | Natural Gas | 1313447.0522 | 0 | 0 | 0 | 342190.4148 | 0 | 0 | 0 | 0 | 0 | 0 | 125282.4669 | 0 | 0 | 1780919.934 | 0 | 1780919.934 | 0 | 0 | 13134.4705 | 0 | 0 | 0 | 3421.9041 | 0 | 0 | 0 | 0 | 0 | 0 | 1252.8247 | 0 | 0 | 17809.1993 | 0 | 17809.1993 | 0 | 0 | 1313.4471 | 0 | 0 | 0 | 342.1904 | 0 | 0 | 0 | 0 | 0 | 0 | 125.2825 | 0 | 0 | 1780.9199 | 0 | 1780.9199 | 0 | 0 | 0 | 0 | 4.6268 | 0 | 0 | 0 | 0 | 17.7591 | 1.6939 | 0 | 0 | 24.0798 | 24.0798 | 24.0798 | 2
SD_6A_PS_2010_EL | 6A | PS | EL | 17294 | ASHRAE30pct-state-6A | SchoolPrimary | STD2010 | SD-Pierre-SD | Zone6A | Zone6A(SD-Pierre-SD) | ASHRAE30pct-state-STD2010 | state | SD | 0.0801 | 0.63 | ASHRAE30pct-state-6A_SchoolPrimary_STD2010_SD-Pierre-SD.table.csv.gz | Primary School | Pierre Municipal Ap SD USA TMY3 WMO#=726686 | Electricity | 0 | 121319.4454 | 220711.1129 | 12802.7779 | 355925.0028 | 0 | 105072.2231 | 758.3333 | 0 | 0 | 30311.1114 | 7180.5556 | 17280.5557 | 0 | 878822.2293 | 0 | 871361.1181 | 7461.1112 | 7461.1112 | 0 | 9717.6876 | 17678.9601 | 1025.5025 | 28509.5927 | 0 | 8416.2851 | 60.7425 | 0 | 0 | 2427.92 | 575.1625 | 1384.1725 | 0 | 70393.6606 | 0 | 69796.0256 | 597.635 | 597.635 | 0 | 414.0595 | 753.2802 | 43.6955 | 1214.761 | 0 | 358.6082 | 2.5882 | 0 | 0 | 103.4509 | 24.507 | 58.978 | 0 | 2999.393 | 0 | 2973.9285 | 25.4645 | 25.4645 | 10.1851 | 0.59081 | 16.7691 | 4.8487 | 0.034995 | 1.3988 | 5.5985 | 0 | 0.33136 | 0 | 0.79744 | 40.2105 | 40.5548 | 40.5548 | 1
SD_6A_PS_2013_EL | 6A | PS | EL | 17954 | ASHRAE30pct-state-6A | SchoolPrimary | STD2013 | SD-Pierre-SD | Zone6A | Zone6A(SD-Pierre-SD) | ASHRAE30pct-state-STD2013 | state | SD | 0.0801 | 0.63 | ASHRAE30pct-state-6A_SchoolPrimary_STD2013_SD-Pierre-SD.table.csv.gz | Primary School | Pierre Municipal Ap SD USA TMY3 WMO#=726686 | Electricity | 0 | 105738.8897 | 193613.8904 | 12802.7779 | 317797.2248 | 0 | 99766.6675 | 766.6667 | 0 | 0 | 29427.778 | 7177.7778 | 17286.1112 | 0 | 791105.5619 | 0 | 784377.7841 | 6727.7778 | 6727.7778 | 0 | 8469.6851 | 15508.4726 | 1025.5025 | 25455.5577 | 0 | 7991.3101 | 61.41 | 0 | 0 | 2357.165 | 574.94 | 1384.6175 | 0 | 63367.5555 | 0 | 62828.6605 | 538.895 | 538.895 | 0 | 360.8836 | 660.7982 | 43.6955 | 1084.6321 | 0 | 340.5005 | 2.6166 | 0 | 0 | 100.4361 | 24.4975 | 58.997 | 0 | 2700.0188 | 0 | 2677.0571 | 22.9617 | 22.9617 | 8.9347 | 0.59081 | 14.9758 | 4.6039 | 0.035379 | 1.358 | 4.8795 | 0 | 0.33123 | 0 | 0.7977 | 36.1965 | 36.507 | 36.507 | 2
SD_6A_PS_2010_NG | 6A | PS | NG | 17303 | ASHRAE30pct-state-6A | SchoolPrimary | STD2010 | SD-Pierre-SD | Zone6A | Zone6A(SD-Pierre-SD) | ASHRAE30pct-state-STD2010 | state | SD | 0.0801 | 0.63 | ASHRAE30pct-state-6A_SchoolPrimary_STD2010_SD-Pierre-SD.table.csv.gz | Primary School | Pierre Municipal Ap SD USA TMY3 WMO#=726686 | Natural Gas | 1222323.9143 | 0 | 0 | 0 | 342190.4148 | 0 | 0 | 0 | 0 | 0 | 0 | 125348.8141 | 0 | 0 | 1689863.1432 | 0 | 1689863.1432 | 0 | 0 | 7700.6407 | 0 | 0 | 0 | 2155.7996 | 0 | 0 | 0 | 0 | 0 | 0 | 789.6975 | 0 | 0 | 10646.1378 | 0 | 10646.1378 | 0 | 0 | 1222.3239 | 0 | 0 | 0 | 342.1904 | 0 | 0 | 0 | 0 | 0 | 0 | 125.3488 | 0 | 0 | 1689.8631 | 0 | 1689.8631 | 0 | 0 | 0 | 0 | 4.6268 | 0 | 0 | 0 | 0 | 16.527 | 1.6948 | 0 | 0 | 22.8486 | 22.8486 | 22.8486 | 1
SD_6A_PS_2013_NG | 6A | PS | NG | 17963 | ASHRAE30pct-state-6A | SchoolPrimary | STD2013 | SD-Pierre-SD | Zone6A | Zone6A(SD-Pierre-SD) | ASHRAE30pct-state-STD2013 | state | SD | 0.0801 | 0.63 | ASHRAE30pct-state-6A_SchoolPrimary_STD2013_SD-Pierre-SD.table.csv.gz | Primary School | Pierre Municipal Ap SD USA TMY3 WMO#=726686 | Natural Gas | 1104491.2899 | 0 | 0 | 0 | 342190.4148 | 0 | 0 | 0 | 0 | 0 | 0 | 125244.5542 | 0 | 0 | 1571926.259 | 0 | 1571926.259 | 0 | 0 | 6958.2951 | 0 | 0 | 0 | 2155.7996 | 0 | 0 | 0 | 0 | 0 | 0 | 789.0407 | 0 | 0 | 9903.1354 | 0 | 9903.1354 | 0 | 0 | 1104.4913 | 0 | 0 | 0 | 342.1904 | 0 | 0 | 0 | 0 | 0 | 0 | 125.2446 | 0 | 0 | 1571.9263 | 0 | 1571.9263 | 0 | 0 | 0 | 0 | 4.6268 | 0 | 0 | 0 | 0 | 14.9338 | 1.6934 | 0 | 0 | 21.254 | 21.254 | 21.254 | 2
VT_6A_PS_2010_EL | 6A | PS | EL | 17354 | ASHRAE30pct-state-6A | SchoolPrimary | STD2010 | VT-Burlington-VT | Zone6A | Zone6A(VT-Burlington-VT) | ASHRAE30pct-state-STD2010 | state | VT | 0.143 | 1.18 | ASHRAE30pct-state-6A_SchoolPrimary_STD2010_VT-Burlington-VT.table.csv.gz | Primary School | Burlington International Ap VT USA TMY3 WMO#=726170 | Electricity | 0 | 95300.0008 | 220641.6684 | 12777.7779 | 355925.0028 | 0 | 107063.8897 | 888.8889 | 0 | 0 | 29277.778 | 7180.5556 | 17294.4446 | 0 | 853811.1179 | 0 | 846350.0068 | 7461.1112 | 7461.1112 | 0 | 13627.9001 | 31551.7586 | 1827.2222 | 50897.2754 | 0 | 15310.1362 | 127.1111 | 0 | 0 | 4186.7223 | 1026.8195 | 2473.1056 | 0 | 122094.9899 | 0 | 121028.051 | 1066.9389 | 1066.9389 | 0 | 325.2559 | 753.0432 | 43.6102 | 1214.761 | 0 | 365.4057 | 3.0338 | 0 | 0 | 99.9241 | 24.507 | 59.0254 | 0 | 2914.0309 | 0 | 2888.5663 | 25.4645 | 25.4645 | 10.1819 | 0.58965 | 16.7691 | 4.9407 | 0.041019 | 1.3511 | 4.3978 | 0 | 0.33136 | 0 | 0.79808 | 39.0563 | 39.4006 | 39.4006 | 1
VT_6A_PS_2013_EL | 6A | PS | EL | 18014 | ASHRAE30pct-state-6A | SchoolPrimary | STD2013 | VT-Burlington-VT | Zone6A | Zone6A(VT-Burlington-VT) | ASHRAE30pct-state-STD2013 | state | VT | 0.143 | 1.18 | ASHRAE30pct-state-6A_SchoolPrimary_STD2013_VT-Burlington-VT.table.csv.gz | Primary School | Burlington International Ap VT USA TMY3 WMO#=726170 | Electricity | 0 | 79455.5562 | 194155.5571 | 12777.7779 | 317797.2248 | 0 | 93436.1119 | 730.5556 | 0 | 0 | 27111.1113 | 7177.7778 | 17369.4446 | 0 | 756736.1172 | 0 | 750011.1171 | 6725.0001 | 6725.0001 | 0 | 11362.1445 | 27764.2447 | 1827.2222 | 45445.0031 | 0 | 13361.364 | 104.4694 | 0 | 0 | 3876.8889 | 1026.4222 | 2483.8306 | 0 | 108213.2648 | 0 | 107251.5897 | 961.675 | 961.675 | 0 | 271.1794 | 662.6469 | 43.6102 | 1084.6321 | 0 | 318.8946 | 2.4934 | 0 | 0 | 92.5294 | 24.4975 | 59.2814 | 0 | 2582.7169 | 0 | 2559.7647 | 22.9522 | 22.9522 | 8.9597 | 0.58965 | 14.9757 | 4.3118 | 0.033713 | 1.2511 | 3.6666 | 0 | 0.33123 | 0 | 0.80154 | 34.6106 | 34.9209 | 34.9209 | 2
VT_6A_PS_2010_NG | 6A | PS | NG | 17363 | ASHRAE30pct-state-6A | SchoolPrimary | STD2010 | VT-Burlington-VT | Zone6A | Zone6A(VT-Burlington-VT) | ASHRAE30pct-state-STD2010 | state | VT | 0.143 | 1.18 | ASHRAE30pct-state-6A_SchoolPrimary_STD2010_VT-Burlington-VT.table.csv.gz | Primary School | Burlington International Ap VT USA TMY3 WMO#=726170 | Natural Gas | 1212229.662 | 0 | 0 | 0 | 342190.4148 | 0 | 0 | 0 | 0 | 0 | 0 | 125358.2923 | 0 | 0 | 1679778.3691 | 0 | 1679778.3691 | 0 | 0 | 14304.31 | 0 | 0 | 0 | 4037.8469 | 0 | 0 | 0 | 0 | 0 | 0 | 1479.2278 | 0 | 0 | 19821.3848 | 0 | 19821.3848 | 0 | 0 | 1212.2297 | 0 | 0 | 0 | 342.1904 | 0 | 0 | 0 | 0 | 0 | 0 | 125.3583 | 0 | 0 | 1679.7784 | 0 | 1679.7784 | 0 | 0 | 0 | 0 | 4.6268 | 0 | 0 | 0 | 0 | 16.3906 | 1.695 | 0 | 0 | 22.7123 | 22.7123 | 22.7123 | 1
VT_6A_PS_2013_NG | 6A | PS | NG | 18023 | ASHRAE30pct-state-6A | SchoolPrimary | STD2013 | VT-Burlington-VT | Zone6A | Zone6A(VT-Burlington-VT) | ASHRAE30pct-state-STD2013 | state | VT | 0.143 | 1.18 | ASHRAE30pct-state-6A_SchoolPrimary_STD2013_VT-Burlington-VT.table.csv.gz | Primary School | Burlington International Ap VT USA TMY3 WMO#=726170 | Natural Gas | 1282434.476 | 0 | 0 | 0 | 342190.4148 | 0 | 0 | 0 | 0 | 0 | 0 | 125263.5106 | 0 | 0 | 1749897.8796 | 0 | 1749888.4015 | 0 | 0 | 15132.7268 | 0 | 0 | 0 | 4037.8469 | 0 | 0 | 0 | 0 | 0 | 0 | 1478.1094 | 0 | 0 | 20648.795 | 0 | 20648.6831 | 0 | 0 | 1282.4345 | 0 | 0 | 0 | 342.1904 | 0 | 0 | 0 | 0 | 0 | 0 | 125.2635 | 0 | 0 | 1749.8979 | 0 | 1749.8884 | 0 | 0 | 0 | 0 | 4.6268 | 0 | 0 | 0 | 0 | 17.3398 | 1.6937 | 0 | 0 | 23.6602 | 23.6604 | 23.6602 | 2
WI_6A_PS_2010_EL | 6A | PS | EL | 17414 | ASHRAE30pct-state-6A | SchoolPrimary | STD2010 | WI-Madison-WI | Zone6A | Zone6A(WI-Madison-WI) | ASHRAE30pct-state-STD2010 | state | WI | 0.1054 | 0.72 | ASHRAE30pct-state-6A_SchoolPrimary_STD2010_WI-Madison-WI.table.csv.gz | Primary School | Madison Dane Co Regional Arpt WI USA TMY3 WMO#=726410 | Electricity | 0 | 116005.5565 | 220127.7795 | 12761.1112 | 355925.0028 | 0 | 110588.8898 | 936.1111 | 0 | 0 | 29925.0002 | 7180.5556 | 17330.5557 | 0 | 878241.6737 | 0 | 870780.5625 | 7461.1112 | 7461.1112 | 0 | 12226.9857 | 23201.468 | 1345.0211 | 37514.4953 | 0 | 11656.069 | 98.6661 | 0 | 0 | 3154.095 | 756.8306 | 1826.6406 | 0 | 92566.6724 | 0 | 91780.2713 | 786.4011 | 786.4011 | 0 | 395.9234 | 751.2893 | 43.5533 | 1214.761 | 0 | 377.4365 | 3.1949 | 0 | 0 | 102.1331 | 24.507 | 59.1486 | 0 | 2997.4116 | 0 | 2971.9471 | 25.4645 | 25.4645 | 10.1582 | 0.58888 | 16.7691 | 5.1033 | 0.043199 | 1.3809 | 5.3533 | 0 | 0.33136 | 0 | 0.79975 | 40.1837 | 40.528 | 40.528 | 1
WI_6A_PS_2013_EL | 6A | PS | EL | 18074 | ASHRAE30pct-state-6A | SchoolPrimary | STD2013 | WI-Madison-WI | Zone6A | Zone6A(WI-Madison-WI) | ASHRAE30pct-state-STD2013 | state | WI | 0.1054 | 0.72 | ASHRAE30pct-state-6A_SchoolPrimary_STD2013_WI-Madison-WI.table.csv.gz | Primary School | Madison Dane Co Regional Arpt WI USA TMY3 WMO#=726410 | Electricity | 0 | 97858.3341 | 193016.6682 | 12761.1112 | 317797.2248 | 0 | 97530.5563 | 783.3333 | 0 | 0 | 27983.3336 | 7177.7778 | 17427.7779 | 0 | 779052.784 | 0 | 772336.1173 | 6716.6667 | 6716.6667 | 0 | 10314.2684 | 20343.9568 | 1345.0211 | 33495.8275 | 0 | 10279.7206 | 82.5633 | 0 | 0 | 2949.4434 | 756.5378 | 1836.8878 | 0 | 82112.1634 | 0 | 81404.2268 | 707.9367 | 707.9367 | 0 | 333.9875 | 658.7599 | 43.5533 | 1084.6321 | 0 | 332.8688 | 2.6735 | 0 | 0 | 95.5062 | 24.4975 | 59.4805 | 0 | 2658.883 | 0 | 2635.9592 | 22.9238 | 22.9238 | 8.9071 | 0.58888 | 14.9753 | 4.5007 | 0.036148 | 1.2913 | 4.5158 | 0 | 0.33123 | 0 | 0.80424 | 35.6408 | 35.9508 | 35.9508 | 2
WI_6A_PS_2010_NG | 6A | PS | NG | 17423 | ASHRAE30pct-state-6A | SchoolPrimary | STD2010 | WI-Madison-WI | Zone6A | Zone6A(WI-Madison-WI) | ASHRAE30pct-state-STD2010 | state | WI | 0.1054 | 0.72 | ASHRAE30pct-state-6A_SchoolPrimary_STD2010_WI-Madison-WI.table.csv.gz | Primary School | Madison Dane Co Regional Arpt WI USA TMY3 WMO#=726410 | Natural Gas | 1253819.8772 | 0 | 0 | 0 | 342190.4148 | 0 | 0 | 0 | 0 | 0 | 0 | 125329.8578 | 0 | 0 | 1721349.628 | 0 | 1721340.1498 | 0 | 0 | 9027.5031 | 0 | 0 | 0 | 2463.771 | 0 | 0 | 0 | 0 | 0 | 0 | 902.375 | 0 | 0 | 12393.7173 | 0 | 12393.6491 | 0 | 0 | 1253.8199 | 0 | 0 | 0 | 342.1904 | 0 | 0 | 0 | 0 | 0 | 0 | 125.3299 | 0 | 0 | 1721.3496 | 0 | 1721.3401 | 0 | 0 | 0 | 0 | 4.6268 | 0 | 0 | 0 | 0 | 16.9529 | 1.6946 | 0 | 0 | 23.2742 | 23.2744 | 23.2742 | 1
WI_6A_PS_2013_NG | 6A | PS | NG | 18083 | ASHRAE30pct-state-6A | SchoolPrimary | STD2013 | WI-Madison-WI | Zone6A | Zone6A(WI-Madison-WI) | ASHRAE30pct-state-STD2013 | state | WI | 0.1054 | 0.72 | ASHRAE30pct-state-6A_SchoolPrimary_STD2013_WI-Madison-WI.table.csv.gz | Primary School | Madison Dane Co Regional Arpt WI USA TMY3 WMO#=726410 | Natural Gas | 1298803.2777 | 0 | 0 | 0 | 342190.4148 | 0 | 0 | 0 | 0 | 0 | 0 | 125254.0324 | 0 | 0 | 1766247.7249 | 0 | 1766247.7249 | 0 | 0 | 9351.3836 | 0 | 0 | 0 | 2463.771 | 0 | 0 | 0 | 0 | 0 | 0 | 901.829 | 0 | 0 | 12716.9836 | 0 | 12716.9836 | 0 | 0 | 1298.8033 | 0 | 0 | 0 | 342.1904 | 0 | 0 | 0 | 0 | 0 | 0 | 125.254 | 0 | 0 | 1766.2477 | 0 | 1766.2477 | 0 | 0 | 0 | 0 | 4.6268 | 0 | 0 | 0 | 0 | 17.5611 | 1.6936 | 0 | 0 | 23.8814 | 23.8814 | 23.8814 | 2
CA_6B_PS_2010_EL | 6B | PS | EL | 18554 | ASHRAE30pct-state-6B | SchoolPrimary | STD2010 | CA-Eagle-CA | Zone6B | Zone6B(CA-Eagle-CA) | ASHRAE30pct-state-STD2010 | state | CA | 0.136 | 0.7 | ASHRAE30pct-state-6B_SchoolPrimary_STD2010_CA-Eagle-CA.table.csv.gz | Primary School | Eagle County Ap CO USA TMY3 WMO#=724675 | Electricity | 0 | 68275.0005 | 220113.8906 | 12730.5557 | 355925.0028 | 0 | 110513.8898 | 658.3333 | 0 | 0 | 28572.2225 | 7180.5556 | 17094.4446 | 0 | 828527.7844 | 0 | 821063.8955 | 7463.8889 | 7463.8889 | 0 | 9285.4001 | 29935.4891 | 1731.3556 | 48405.8004 | 0 | 15029.889 | 89.5333 | 0 | 0 | 3885.8223 | 976.5556 | 2324.8445 | 0 | 112679.7787 | 0 | 111664.6898 | 1015.0889 | 1015.0889 | 0 | 233.0205 | 751.2419 | 43.449 | 1214.761 | 0 | 377.1805 | 2.2469 | 0 | 0 | 97.5161 | 24.507 | 58.3428 | 0 | 2827.7396 | 0 | 2802.2656 | 25.474 | 25.474 | 10.1575 | 0.58747 | 16.7692 | 5.0999 | 0.03038 | 1.3185 | 3.1507 | 0 | 0.33136 | 0 | 0.78885 | 37.8894 | 38.2339 | 38.2339 | 1
CA_6B_PS_2013_EL | 6B | PS | EL | 18974 | ASHRAE30pct-state-6B | SchoolPrimary | STD2013 | CA-Eagle-CA | Zone6B | Zone6B(CA-Eagle-CA) | ASHRAE30pct-state-STD2013 | state | CA | 0.136 | 0.7 | ASHRAE30pct-state-6B_SchoolPrimary_STD2013_CA-Eagle-CA.table.csv.gz | Primary School | Eagle County Ap CO USA TMY3 WMO#=724675 | Electricity | 0 | 60072.2227 | 192152.7793 | 12730.5557 | 317797.2248 | 0 | 100491.6675 | 575 | 0 | 0 | 29188.8891 | 7180.5556 | 17088.889 | 0 | 744000.006 | 0 | 737277.7837 | 6722.2223 | 6722.2223 | 0 | 8169.8223 | 26132.778 | 1731.3556 | 43220.4226 | 0 | 13666.8668 | 78.2 | 0 | 0 | 3969.6889 | 976.5556 | 2324.0889 | 0 | 101184.0008 | 0 | 100269.7786 | 914.2222 | 914.2222 | 0 | 205.0246 | 655.8115 | 43.449 | 1084.6321 | 0 | 342.9749 | 1.9625 | 0 | 0 | 99.6208 | 24.507 | 58.3238 | 0 | 2539.249 | 0 | 2516.3062 | 22.9427 | 22.9427 | 8.8672 | 0.58747 | 14.9755 | 4.6374 | 0.026534 | 1.347 | 2.7721 | 0 | 0.33136 | 0 | 0.7886 | 34.023 | 34.3332 | 34.3332 | 2
CA_6B_PS_2010_NG | 6B | PS | NG | 18563 | ASHRAE30pct-state-6B | SchoolPrimary | STD2010 | CA-Eagle-CA | Zone6B | Zone6B(CA-Eagle-CA) | ASHRAE30pct-state-STD2010 | state | CA | 0.136 | 0.7 | ASHRAE30pct-state-6B_SchoolPrimary_STD2010_CA-Eagle-CA.table.csv.gz | Primary School | Eagle County Ap CO USA TMY3 WMO#=724675 | Natural Gas | 872702.6132 | 0 | 0 | 0 | 342190.4148 | 0 | 0 | 0 | 0 | 0 | 0 | 126021.7643 | 0 | 0 | 1340924.2705 | 0 | 1340914.7923 | 0 | 0 | 6108.9183 | 0 | 0 | 0 | 2395.3329 | 0 | 0 | 0 | 0 | 0 | 0 | 882.1523 | 0 | 0 | 9386.4699 | 0 | 9386.4035 | 0 | 0 | 872.7026 | 0 | 0 | 0 | 342.1904 | 0 | 0 | 0 | 0 | 0 | 0 | 126.0218 | 0 | 0 | 1340.9243 | 0 | 1340.9148 | 0 | 0 | 0 | 0 | 4.6268 | 0 | 0 | 0 | 0 | 11.7998 | 1.7039 | 0 | 0 | 18.1305 | 18.1306 | 18.1305 | 1
CA_6B_PS_2013_NG | 6B | PS | NG | 18983 | ASHRAE30pct-state-6B | SchoolPrimary | STD2013 | CA-Eagle-CA | Zone6B | Zone6B(CA-Eagle-CA) | ASHRAE30pct-state-STD2013 | state | CA | 0.136 | 0.7 | ASHRAE30pct-state-6B_SchoolPrimary_STD2013_CA-Eagle-CA.table.csv.gz | Primary School | Eagle County Ap CO USA TMY3 WMO#=724675 | Natural Gas | 803796.3086 | 0 | 0 | 0 | 342190.4148 | 0 | 0 | 0 | 0 | 0 | 0 | 125908.0262 | 0 | 0 | 1271894.7497 | 0 | 1271894.7497 | 0 | 0 | 5626.5742 | 0 | 0 | 0 | 2395.3329 | 0 | 0 | 0 | 0 | 0 | 0 | 881.3562 | 0 | 0 | 8903.2632 | 0 | 8903.2632 | 0 | 0 | 803.7963 | 0 | 0 | 0 | 342.1904 | 0 | 0 | 0 | 0 | 0 | 0 | 125.908 | 0 | 0 | 1271.8947 | 0 | 1271.8947 | 0 | 0 | 0 | 0 | 4.6268 | 0 | 0 | 0 | 0 | 10.8681 | 1.7024 | 0 | 0 | 17.1973 | 17.1973 | 17.1973 | 2
CO_6B_PS_2010_EL | 6B | PS | EL | 18614 | ASHRAE30pct-state-6B | SchoolPrimary | STD2010 | CO-EagleCounty-CO | Zone6B | Zone6B(CO-EagleCounty-CO) | ASHRAE30pct-state-STD2010 | state | CO | 0.0934 | 0.73 | ASHRAE30pct-state-6B_SchoolPrimary_STD2010_CO-EagleCounty-CO.table.csv.gz | Primary School | Eagle County Ap CO USA TMY3 WMO#=724675 | Electricity | 0 | 68275.0005 | 220113.8906 | 12730.5557 | 355925.0028 | 0 | 110513.8898 | 658.3333 | 0 | 0 | 28572.2225 | 7180.5556 | 17094.4446 | 0 | 828527.7844 | 0 | 821063.8955 | 7463.8889 | 7463.8889 | 0 | 6376.8851 | 20558.6374 | 1189.0339 | 33243.3953 | 0 | 10321.9973 | 61.4883 | 0 | 0 | 2668.6456 | 670.6639 | 1596.6211 | 0 | 77384.4951 | 0 | 76687.3678 | 697.1272 | 697.1272 | 0 | 233.0205 | 751.2419 | 43.449 | 1214.761 | 0 | 377.1805 | 2.2469 | 0 | 0 | 97.5161 | 24.507 | 58.3428 | 0 | 2827.7396 | 0 | 2802.2656 | 25.474 | 25.474 | 10.1575 | 0.58747 | 16.7692 | 5.0999 | 0.03038 | 1.3185 | 3.1507 | 0 | 0.33136 | 0 | 0.78885 | 37.8894 | 38.2339 | 38.2339 | 1
CO_6B_PS_2013_EL | 6B | PS | EL | 19034 | ASHRAE30pct-state-6B | SchoolPrimary | STD2013 | CO-EagleCounty-CO | Zone6B | Zone6B(CO-EagleCounty-CO) | ASHRAE30pct-state-STD2013 | state | CO | 0.0934 | 0.73 | ASHRAE30pct-state-6B_SchoolPrimary_STD2013_CO-EagleCounty-CO.table.csv.gz | Primary School | Eagle County Ap CO USA TMY3 WMO#=724675 | Electricity | 0 | 60072.2227 | 192152.7793 | 12730.5557 | 317797.2248 | 0 | 100491.6675 | 575 | 0 | 0 | 29188.8891 | 7180.5556 | 17088.889 | 0 | 744000.006 | 0 | 737277.7837 | 6722.2223 | 6722.2223 | 0 | 5610.7456 | 17947.0696 | 1189.0339 | 29682.2608 | 0 | 9385.9217 | 53.705 | 0 | 0 | 2726.2422 | 670.6639 | 1596.1022 | 0 | 69489.6006 | 0 | 68861.745 | 627.8556 | 627.8556 | 0 | 205.0246 | 655.8115 | 43.449 | 1084.6321 | 0 | 342.9749 | 1.9625 | 0 | 0 | 99.6208 | 24.507 | 58.3238 | 0 | 2539.249 | 0 | 2516.3062 | 22.9427 | 22.9427 | 8.8672 | 0.58747 | 14.9755 | 4.6374 | 0.026534 | 1.347 | 2.7721 | 0 | 0.33136 | 0 | 0.7886 | 34.023 | 34.3332 | 34.3332 | 2
CO_6B_PS_2010_NG | 6B | PS | NG | 18623 | ASHRAE30pct-state-6B | SchoolPrimary | STD2010 | CO-EagleCounty-CO | Zone6B | Zone6B(CO-EagleCounty-CO) | ASHRAE30pct-state-STD2010 | state | CO | 0.0934 | 0.73 | ASHRAE30pct-state-6B_SchoolPrimary_STD2010_CO-EagleCounty-CO.table.csv.gz | Primary School | Eagle County Ap CO USA TMY3 WMO#=724675 | Natural Gas | 872702.6132 | 0 | 0 | 0 | 342190.4148 | 0 | 0 | 0 | 0 | 0 | 0 | 126021.7643 | 0 | 0 | 1340924.2705 | 0 | 1340914.7923 | 0 | 0 | 6370.7291 | 0 | 0 | 0 | 2497.99 | 0 | 0 | 0 | 0 | 0 | 0 | 919.9589 | 0 | 0 | 9788.7472 | 0 | 9788.678 | 0 | 0 | 872.7026 | 0 | 0 | 0 | 342.1904 | 0 | 0 | 0 | 0 | 0 | 0 | 126.0218 | 0 | 0 | 1340.9243 | 0 | 1340.9148 | 0 | 0 | 0 | 0 | 4.6268 | 0 | 0 | 0 | 0 | 11.7998 | 1.7039 | 0 | 0 | 18.1305 | 18.1306 | 18.1305 | 1
CO_6B_PS_2013_NG | 6B | PS | NG | 19043 | ASHRAE30pct-state-6B | SchoolPrimary | STD2013 | CO-EagleCounty-CO | Zone6B | Zone6B(CO-EagleCounty-CO) | ASHRAE30pct-state-STD2013 | state | CO | 0.0934 | 0.73 | ASHRAE30pct-state-6B_SchoolPrimary_STD2013_CO-EagleCounty-CO.table.csv.gz | Primary School | Eagle County Ap CO USA TMY3 WMO#=724675 | Natural Gas | 803796.3086 | 0 | 0 | 0 | 342190.4148 | 0 | 0 | 0 | 0 | 0 | 0 | 125908.0262 | 0 | 0 | 1271894.7497 | 0 | 1271894.7497 | 0 | 0 | 5867.7131 | 0 | 0 | 0 | 2497.99 | 0 | 0 | 0 | 0 | 0 | 0 | 919.1286 | 0 | 0 | 9284.8317 | 0 | 9284.8317 | 0 | 0 | 803.7963 | 0 | 0 | 0 | 342.1904 | 0 | 0 | 0 | 0 | 0 | 0 | 125.908 | 0 | 0 | 1271.8947 | 0 | 1271.8947 | 0 | 0 | 0 | 0 | 4.6268 | 0 | 0 | 0 | 0 | 10.8681 | 1.7024 | 0 | 0 | 17.1973 | 17.1973 | 17.1973 | 2
ID_6B_PS_2010_EL | 6B | PS | EL | 18674 | ASHRAE30pct-state-6B | SchoolPrimary | STD2010 | ID-Pocatello-ID | Zone6B | Zone6B(ID-Pocatello-ID) | ASHRAE30pct-state-STD2010 | state | ID | 0.0683 | 0.73 | ASHRAE30pct-state-6B_SchoolPrimary_STD2010_ID-Pocatello-ID.table.csv.gz | Primary School | Pocatello Regional Ap ID USA TMY3 WMO#=725780 | Electricity | 0 | 90752.7785 | 220552.7795 | 12700.0001 | 355925.0028 | 0 | 99775.0008 | 625 | 0 | 0 | 29680.5558 | 7177.7778 | 17225.0001 | 0 | 841877.7845 | 0 | 834413.8956 | 7463.8889 | 7463.8889 | 0 | 6198.4148 | 15063.7548 | 867.41 | 24309.6777 | 0 | 6814.6326 | 42.6875 | 0 | 0 | 2027.182 | 490.2422 | 1176.4675 | 0 | 57500.2527 | 0 | 56990.4691 | 509.7836 | 509.7836 | 0 | 309.7364 | 752.7398 | 43.3447 | 1214.761 | 0 | 340.529 | 2.1331 | 0 | 0 | 101.2988 | 24.4975 | 58.7884 | 0 | 2873.3028 | 0 | 2847.8288 | 25.474 | 25.474 | 10.1778 | 0.58606 | 16.7692 | 4.6043 | 0.028842 | 1.3697 | 4.1879 | 0 | 0.33123 | 0 | 0.79488 | 38.5055 | 38.8499 | 38.8499 | 1
ID_6B_PS_2013_EL | 6B | PS | EL | 19094 | ASHRAE30pct-state-6B | SchoolPrimary | STD2013 | ID-Pocatello-ID | Zone6B | Zone6B(ID-Pocatello-ID) | ASHRAE30pct-state-STD2013 | state | ID | 0.0683 | 0.73 | ASHRAE30pct-state-6B_SchoolPrimary_STD2013_ID-Pocatello-ID.table.csv.gz | Primary School | Pocatello Regional Ap ID USA TMY3 WMO#=725780 | Electricity | 0 | 80386.1118 | 192952.7793 | 12700.0001 | 317797.2248 | 0 | 99961.1119 | 569.4444 | 0 | 0 | 30291.6669 | 7177.7778 | 17227.7779 | 0 | 765783.3395 | 0 | 759063.895 | 6719.4445 | 6719.4445 | 0 | 5490.3714 | 13178.6748 | 867.41 | 21705.5505 | 0 | 6827.3439 | 38.8931 | 0 | 0 | 2068.9208 | 490.2422 | 1176.6572 | 0 | 52303.0021 | 0 | 51844.064 | 458.9381 | 458.9381 | 0 | 274.3553 | 658.5419 | 43.3447 | 1084.6321 | 0 | 341.1642 | 1.9435 | 0 | 0 | 103.3845 | 24.4975 | 58.7979 | 0 | 2613.5948 | 0 | 2590.6615 | 22.9333 | 22.9333 | 8.9041 | 0.58606 | 14.9754 | 4.6129 | 0.026278 | 1.3979 | 3.7096 | 0 | 0.33123 | 0 | 0.79501 | 35.0283 | 35.3384 | 35.3384 | 2
ID_6B_PS_2010_NG | 6B | PS | NG | 18683 | ASHRAE30pct-state-6B | SchoolPrimary | STD2010 | ID-Pocatello-ID | Zone6B | Zone6B(ID-Pocatello-ID) | ASHRAE30pct-state-STD2010 | state | ID | 0.0683 | 0.73 | ASHRAE30pct-state-6B_SchoolPrimary_STD2010_ID-Pocatello-ID.table.csv.gz | Primary School | Pocatello Regional Ap ID USA TMY3 WMO#=725780 | Natural Gas | 957693.3744 | 0 | 0 | 0 | 342190.4148 | 0 | 0 | 0 | 0 | 0 | 0 | 125993.3298 | 0 | 0 | 1425877.119 | 0 | 1425877.119 | 0 | 0 | 6991.1616 | 0 | 0 | 0 | 2497.99 | 0 | 0 | 0 | 0 | 0 | 0 | 919.7513 | 0 | 0 | 10408.903 | 0 | 10408.903 | 0 | 0 | 957.6934 | 0 | 0 | 0 | 342.1904 | 0 | 0 | 0 | 0 | 0 | 0 | 125.9933 | 0 | 0 | 1425.8771 | 0 | 1425.8771 | 0 | 0 | 0 | 0 | 4.6268 | 0 | 0 | 0 | 0 | 12.949 | 1.7036 | 0 | 0 | 19.2793 | 19.2793 | 19.2793 | 1
ID_6B_PS_2013_NG | 6B | PS | NG | 19103 | ASHRAE30pct-state-6B | SchoolPrimary | STD2013 | ID-Pocatello-ID | Zone6B | Zone6B(ID-Pocatello-ID) | ASHRAE30pct-state-STD2013 | state | ID | 0.0683 | 0.73 | ASHRAE30pct-state-6B_SchoolPrimary_STD2013_ID-Pocatello-ID.table.csv.gz | Primary School | Pocatello Regional Ap ID USA TMY3 WMO#=725780 | Natural Gas | 882493.5641 | 0 | 0 | 0 | 342190.4148 | 0 | 0 | 0 | 0 | 0 | 0 | 125908.0262 | 0 | 0 | 1350601.4833 | 0 | 1350592.0051 | 0 | 0 | 6442.203 | 0 | 0 | 0 | 2497.99 | 0 | 0 | 0 | 0 | 0 | 0 | 919.1286 | 0 | 0 | 9859.3908 | 0 | 9859.3216 | 0 | 0 | 882.4936 | 0 | 0 | 0 | 342.1904 | 0 | 0 | 0 | 0 | 0 | 0 | 125.908 | 0 | 0 | 1350.6015 | 0 | 1350.592 | 0 | 0 | 0 | 0 | 4.6268 | 0 | 0 | 0 | 0 | 11.9322 | 1.7024 | 0 | 0 | 18.2614 | 18.2615 | 18.2614 | 2
MT_6B_PS_2010_EL | 6B | PS | EL | 18734 | ASHRAE30pct-state-6B | SchoolPrimary | STD2010 | MT-Helena-MT | Zone6B | Zone6B(MT-Helena-MT) | ASHRAE30pct-state-STD2010 | state | MT | 0.0916 | 0.78 | ASHRAE30pct-state-6B_SchoolPrimary_STD2010_MT-Helena-MT.table.csv.gz | Primary School | Helena Regional Airport MT USA TMY3 WMO#=727720 | Electricity | 0 | 71977.7784 | 221177.7795 | 12719.4445 | 355925.0028 | 0 | 102263.8897 | 730.5556 | 0 | 0 | 29519.4447 | 7177.7778 | 17225.0001 | 0 | 826180.5622 | 0 | 818716.6732 | 7463.8889 | 7463.8889 | 0 | 6593.1645 | 20259.8846 | 1165.1011 | 32602.7303 | 0 | 9367.3723 | 66.9189 | 0 | 0 | 2703.9811 | 657.4844 | 1577.81 | 0 | 75678.1395 | 0 | 74994.4473 | 683.6922 | 683.6922 | 0 | 245.6579 | 754.8729 | 43.4111 | 1214.761 | 0 | 349.0235 | 2.4934 | 0 | 0 | 100.7489 | 24.4975 | 58.7884 | 0 | 2819.7286 | 0 | 2794.2546 | 25.474 | 25.474 | 10.2066 | 0.58696 | 16.7692 | 4.7191 | 0.033713 | 1.3622 | 3.3215 | 0 | 0.33123 | 0 | 0.79488 | 37.7811 | 38.1256 | 38.1256 | 1
MT_6B_PS_2013_EL | 6B | PS | EL | 19154 | ASHRAE30pct-state-6B | SchoolPrimary | STD2013 | MT-Helena-MT | Zone6B | Zone6B(MT-Helena-MT) | ASHRAE30pct-state-STD2013 | state | MT | 0.0916 | 0.78 | ASHRAE30pct-state-6B_SchoolPrimary_STD2013_MT-Helena-MT.table.csv.gz | Primary School | Helena Regional Airport MT USA TMY3 WMO#=727720 | Electricity | 0 | 61986.1116 | 194227.7793 | 12719.4445 | 317797.2248 | 0 | 100044.4452 | 711.1111 | 0 | 0 | 29788.8891 | 7177.7778 | 17219.4446 | 0 | 748391.6727 | 0 | 741672.2282 | 6719.4445 | 6719.4445 | 0 | 5677.9278 | 17791.2646 | 1165.1011 | 29110.2258 | 0 | 9164.0712 | 65.1378 | 0 | 0 | 2728.6622 | 657.4844 | 1577.3011 | 0 | 68552.6772 | 0 | 67937.1761 | 615.5011 | 615.5011 | 0 | 211.5567 | 662.8934 | 43.4111 | 1084.6321 | 0 | 341.4486 | 2.427 | 0 | 0 | 101.6686 | 24.4975 | 58.7694 | 0 | 2554.2376 | 0 | 2531.3043 | 22.9333 | 22.9333 | 8.963 | 0.58696 | 14.9754 | 4.6167 | 0.032815 | 1.3747 | 2.8605 | 0 | 0.33123 | 0 | 0.79462 | 34.2258 | 34.5359 | 34.5359 | 2
MT_6B_PS_2010_NG | 6B | PS | NG | 18743 | ASHRAE30pct-state-6B | SchoolPrimary | STD2010 | MT-Helena-MT | Zone6B | Zone6B(MT-Helena-MT) | ASHRAE30pct-state-STD2010 | state | MT | 0.0916 | 0.78 | ASHRAE30pct-state-6B_SchoolPrimary_STD2010_MT-Helena-MT.table.csv.gz | Primary School | Helena Regional Airport MT USA TMY3 WMO#=727720 | Natural Gas | 1041158.15 | 0 | 0 | 0 | 342190.4148 | 0 | 0 | 0 | 0 | 0 | 0 | 126031.2424 | 0 | 0 | 1509379.8073 | 0 | 1509379.8073 | 0 | 0 | 8121.0336 | 0 | 0 | 0 | 2669.0852 | 0 | 0 | 0 | 0 | 0 | 0 | 983.0437 | 0 | 0 | 11773.1625 | 0 | 11773.1625 | 0 | 0 | 1041.1581 | 0 | 0 | 0 | 342.1904 | 0 | 0 | 0 | 0 | 0 | 0 | 126.0312 | 0 | 0 | 1509.3798 | 0 | 1509.3798 | 0 | 0 | 0 | 0 | 4.6268 | 0 | 0 | 0 | 0 | 14.0775 | 1.7041 | 0 | 0 | 20.4083 | 20.4083 | 20.4083 | 1
MT_6B_PS_2013_NG | 6B | PS | NG | 19163 | ASHRAE30pct-state-6B | SchoolPrimary | STD2013 | MT-Helena-MT | Zone6B | Zone6B(MT-Helena-MT) | ASHRAE30pct-state-STD2013 | state | MT | 0.0916 | 0.78 | ASHRAE30pct-state-6B_SchoolPrimary_STD2013_MT-Helena-MT.table.csv.gz | Primary School | Helena Regional Airport MT USA TMY3 WMO#=727720 | Natural Gas | 971142.8993 | 0 | 0 | 0 | 342190.4148 | 0 | 0 | 0 | 0 | 0 | 0 | 125955.4171 | 0 | 0 | 1439288.7312 | 0 | 1439288.7312 | 0 | 0 | 7574.9146 | 0 | 0 | 0 | 2669.0852 | 0 | 0 | 0 | 0 | 0 | 0 | 982.4523 | 0 | 0 | 11226.4521 | 0 | 11226.4521 | 0 | 0 | 971.1429 | 0 | 0 | 0 | 342.1904 | 0 | 0 | 0 | 0 | 0 | 0 | 125.9554 | 0 | 0 | 1439.2887 | 0 | 1439.2887 | 0 | 0 | 0 | 0 | 4.6268 | 0 | 0 | 0 | 0 | 13.1308 | 1.703 | 0 | 0 | 19.4606 | 19.4606 | 19.4606 | 2
UT_6B_PS_2010_EL | 6B | PS | EL | 18794 | ASHRAE30pct-state-6B | SchoolPrimary | STD2010 | UT-Vernal-UT | Zone6B | Zone6B(UT-Vernal-UT) | ASHRAE30pct-state-STD2010 | state | UT | 0.0805 | 0.69 | ASHRAE30pct-state-6B_SchoolPrimary_STD2010_UT-Vernal-UT.table.csv.gz | Primary School | Vernal UT USA TMY3 WMO#=725705 | Electricity | 0 | 98347.223 | 220161.1129 | 12719.4445 | 355925.0028 | 0 | 104205.5564 | 527.7778 | 0 | 0 | 29061.1113 | 7180.5556 | 17113.889 | 0 | 852705.5624 | 0 | 845241.6734 | 7463.8889 | 7463.8889 | 0 | 7916.9515 | 17722.9696 | 1023.9153 | 28651.9627 | 0 | 8388.5473 | 42.4861 | 0 | 0 | 2339.4195 | 578.0347 | 1377.6681 | 0 | 68642.7978 | 0 | 68041.9547 | 600.8431 | 600.8431 | 0 | 335.656 | 751.4031 | 43.4111 | 1214.761 | 0 | 355.6503 | 1.8013 | 0 | 0 | 99.1847 | 24.507 | 58.4092 | 0 | 2910.2577 | 0 | 2884.7836 | 25.474 | 25.474 | 10.1597 | 0.58696 | 16.7692 | 4.8087 | 0.024355 | 1.3411 | 4.5384 | 0 | 0.33136 | 0 | 0.78975 | 39.0052 | 39.3496 | 39.3496 | 1
UT_6B_PS_2013_EL | 6B | PS | EL | 19214 | ASHRAE30pct-state-6B | SchoolPrimary | STD2013 | UT-Vernal-UT | Zone6B | Zone6B(UT-Vernal-UT) | ASHRAE30pct-state-STD2013 | state | UT | 0.0805 | 0.69 | ASHRAE30pct-state-6B_SchoolPrimary_STD2013_UT-Vernal-UT.table.csv.gz | Primary School | Vernal UT USA TMY3 WMO#=725705 | Electricity | 0 | 86863.8896 | 192327.7793 | 12719.4445 | 317797.2248 | 0 | 100652.7786 | 455.5556 | 0 | 0 | 30180.5558 | 7180.5556 | 17147.2224 | 0 | 772044.4506 | 0 | 765325.0061 | 6719.4445 | 6719.4445 | 0 | 6992.5431 | 15482.3862 | 1023.9153 | 25582.6766 | 0 | 8102.5487 | 36.6722 | 0 | 0 | 2429.5347 | 578.0347 | 1380.3514 | 0 | 62149.5783 | 0 | 61608.663 | 540.9153 | 540.9153 | 0 | 296.4638 | 656.4087 | 43.4111 | 1084.6321 | 0 | 343.5248 | 1.5548 | 0 | 0 | 103.0053 | 24.507 | 58.5229 | 0 | 2634.9638 | 0 | 2612.0305 | 22.9333 | 22.9333 | 8.8753 | 0.58696 | 14.9754 | 4.6448 | 0.021022 | 1.3927 | 4.0085 | 0 | 0.33136 | 0 | 0.79129 | 35.3173 | 35.6274 | 35.6274 | 2
UT_6B_PS_2010_NG | 6B | PS | NG | 18803 | ASHRAE30pct-state-6B | SchoolPrimary | STD2010 | UT-Vernal-UT | Zone6B | Zone6B(UT-Vernal-UT) | ASHRAE30pct-state-STD2010 | state | UT | 0.0805 | 0.69 | ASHRAE30pct-state-6B_SchoolPrimary_STD2010_UT-Vernal-UT.table.csv.gz | Primary School | Vernal UT USA TMY3 WMO#=725705 | Natural Gas | 764717.8088 | 0 | 0 | 0 | 342190.4148 | 0 | 0 | 0 | 0 | 0 | 0 | 125936.4607 | 0 | 0 | 1232844.6843 | 0 | 1232844.6843 | 0 | 0 | 5276.5529 | 0 | 0 | 0 | 2361.1139 | 0 | 0 | 0 | 0 | 0 | 0 | 868.9616 | 0 | 0 | 8506.6283 | 0 | 8506.6283 | 0 | 0 | 764.7178 | 0 | 0 | 0 | 342.1904 | 0 | 0 | 0 | 0 | 0 | 0 | 125.9365 | 0 | 0 | 1232.8447 | 0 | 1232.8447 | 0 | 0 | 0 | 0 | 4.6268 | 0 | 0 | 0 | 0 | 10.3398 | 1.7028 | 0 | 0 | 16.6693 | 16.6693 | 16.6693 | 1
UT_6B_PS_2013_NG | 6B | PS | NG | 19223 | ASHRAE30pct-state-6B | SchoolPrimary | STD2013 | UT-Vernal-UT | Zone6B | Zone6B(UT-Vernal-UT) | ASHRAE30pct-state-STD2013 | state | UT | 0.0805 | 0.69 | ASHRAE30pct-state-6B_SchoolPrimary_STD2013_UT-Vernal-UT.table.csv.gz | Primary School | Vernal UT USA TMY3 WMO#=725705 | Natural Gas | 714606.7176 | 0 | 0 | 0 | 342190.4148 | 0 | 0 | 0 | 0 | 0 | 0 | 125851.1572 | 0 | 0 | 1182638.8115 | 0 | 1182648.2897 | 0 | 0 | 4930.7864 | 0 | 0 | 0 | 2361.1139 | 0 | 0 | 0 | 0 | 0 | 0 | 868.373 | 0 | 0 | 8160.2078 | 0 | 8160.2732 | 0 | 0 | 714.6067 | 0 | 0 | 0 | 342.1904 | 0 | 0 | 0 | 0 | 0 | 0 | 125.8512 | 0 | 0 | 1182.6388 | 0 | 1182.6483 | 0 | 0 | 0 | 0 | 4.6268 | 0 | 0 | 0 | 0 | 9.6622 | 1.7016 | 0 | 0 | 15.9906 | 15.9905 | 15.9906 | 2
WA_6B_PS_2010_EL | 6B | PS | EL | 18854 | ASHRAE30pct-state-6B | SchoolPrimary | STD2010 | WA-Kalispell-MT | Zone6B | Zone6B(WA-Kalispell-MT) | ASHRAE30pct-state-STD2010 | state | WA | 0.0767 | 0.96 | ASHRAE30pct-state-6B_SchoolPrimary_STD2010_WA-Kalispell-MT.table.csv.gz | Primary School | Kalispell Glacier Pk IntL Ar MT USA TMY3 WMO#=727790 | Electricity | 0 | 71122.2228 | 220763.8907 | 12711.1112 | 355925.0028 | 0 | 104611.1119 | 794.4445 | 0 | 0 | 30030.5558 | 7177.7778 | 17250.0001 | 0 | 827850.0066 | 0 | 820386.1177 | 7463.8889 | 7463.8889 | 0 | 5455.0745 | 16932.5904 | 974.9422 | 27299.4477 | 0 | 8023.6723 | 60.9339 | 0 | 0 | 2303.3436 | 550.5356 | 1323.075 | 0 | 63496.0955 | 0 | 62923.6152 | 572.4803 | 572.4803 | 0 | 242.7379 | 753.4603 | 43.3826 | 1214.761 | 0 | 357.0345 | 2.7114 | 0 | 0 | 102.4934 | 24.4975 | 58.8737 | 0 | 2825.4264 | 0 | 2799.9524 | 25.474 | 25.474 | 10.1875 | 0.58658 | 16.7692 | 4.8275 | 0.036661 | 1.3858 | 3.2821 | 0 | 0.33123 | 0 | 0.79603 | 37.8582 | 38.2026 | 38.2026 | 1
WA_6B_PS_2013_EL | 6B | PS | EL | 19274 | ASHRAE30pct-state-6B | SchoolPrimary | STD2013 | WA-Kalispell-MT | Zone6B | Zone6B(WA-Kalispell-MT) | ASHRAE30pct-state-STD2013 | state | WA | 0.0767 | 0.96 | ASHRAE30pct-state-6B_SchoolPrimary_STD2013_WA-Kalispell-MT.table.csv.gz | Primary School | Kalispell Glacier Pk IntL Ar MT USA TMY3 WMO#=727790 | Electricity | 0 | 62261.1116 | 194338.8904 | 12711.1112 | 317797.2248 | 0 | 100108.3341 | 738.8889 | 0 | 0 | 29433.3336 | 7177.7778 | 17238.889 | 0 | 748522.2282 | 0 | 741805.5615 | 6716.6667 | 6716.6667 | 0 | 4775.4273 | 14905.7929 | 974.9422 | 24375.0471 | 0 | 7678.3092 | 56.6728 | 0 | 0 | 2257.5367 | 550.5356 | 1322.2228 | 0 | 57411.6549 | 0 | 56896.4866 | 515.1683 | 515.1683 | 0 | 212.4952 | 663.2726 | 43.3826 | 1084.6321 | 0 | 341.6666 | 2.5218 | 0 | 0 | 100.4551 | 24.4975 | 58.8358 | 0 | 2554.6832 | 0 | 2531.7594 | 22.9238 | 22.9238 | 8.9681 | 0.58658 | 14.9753 | 4.6197 | 0.034097 | 1.3583 | 2.8731 | 0 | 0.33123 | 0 | 0.79552 | 34.2319 | 34.5419 | 34.5419 | 2
WA_6B_PS_2010_NG | 6B | PS | NG | 18863 | ASHRAE30pct-state-6B | SchoolPrimary | STD2010 | WA-Kalispell-MT | Zone6B | Zone6B(WA-Kalispell-MT) | ASHRAE30pct-state-STD2010 | state | WA | 0.0767 | 0.96 | ASHRAE30pct-state-6B_SchoolPrimary_STD2010_WA-Kalispell-MT.table.csv.gz | Primary School | Kalispell Glacier Pk IntL Ar MT USA TMY3 WMO#=727790 | Natural Gas | 1128167.7616 | 0 | 0 | 0 | 342190.4148 | 0 | 0 | 0 | 0 | 0 | 0 | 126050.1988 | 0 | 0 | 1596408.3752 | 0 | 1596408.3752 | 0 | 0 | 10830.4105 | 0 | 0 | 0 | 3285.028 | 0 | 0 | 0 | 0 | 0 | 0 | 1210.0819 | 0 | 0 | 15325.5204 | 0 | 15325.5204 | 0 | 0 | 1128.1678 | 0 | 0 | 0 | 342.1904 | 0 | 0 | 0 | 0 | 0 | 0 | 126.0502 | 0 | 0 | 1596.4084 | 0 | 1596.4084 | 0 | 0 | 0 | 0 | 4.6268 | 0 | 0 | 0 | 0 | 15.254 | 1.7043 | 0 | 0 | 21.585 | 21.585 | 21.585 | 1
WA_6B_PS_2013_NG | 6B | PS | NG | 19283 | ASHRAE30pct-state-6B | SchoolPrimary | STD2013 | WA-Kalispell-MT | Zone6B | Zone6B(WA-Kalispell-MT) | ASHRAE30pct-state-STD2013 | state | WA | 0.0767 | 0.96 | ASHRAE30pct-state-6B_SchoolPrimary_STD2013_WA-Kalispell-MT.table.csv.gz | Primary School | Kalispell Glacier Pk IntL Ar MT USA TMY3 WMO#=727790 | Natural Gas | 1054020.0283 | 0 | 0 | 0 | 342190.4148 | 0 | 0 | 0 | 0 | 0 | 0 | 125983.8516 | 0 | 0 | 1522184.8165 | 0 | 1522194.2947 | 0 | 0 | 10118.5923 | 0 | 0 | 0 | 3285.028 | 0 | 0 | 0 | 0 | 0 | 0 | 1209.445 | 0 | 0 | 14612.9742 | 0 | 14613.0652 | 0 | 0 | 1054.02 | 0 | 0 | 0 | 342.1904 | 0 | 0 | 0 | 0 | 0 | 0 | 125.9839 | 0 | 0 | 1522.1848 | 0 | 1522.1943 | 0 | 0 | 0 | 0 | 4.6268 | 0 | 0 | 0 | 0 | 14.2514 | 1.7034 | 0 | 0 | 20.5816 | 20.5815 | 20.5816 | 2
WY_6B_PS_2010_EL | 6B | PS | EL | 18914 | ASHRAE30pct-state-6B | SchoolPrimary | STD2010 | WY-Cheyenne-WY | Zone6B | Zone6B(WY-Cheyenne-WY) | ASHRAE30pct-state-STD2010 | state | WY | 0.0823 | 0.68 | ASHRAE30pct-state-6B_SchoolPrimary_STD2010_WY-Cheyenne-WY.table.csv.gz | Primary School | Cheyenne Municipal Arpt WY USA TMY3 WMO#=725640 | Electricity | 0 | 72088.8895 | 220327.7795 | 12752.7779 | 355925.0028 | 0 | 107880.5564 | 611.1111 | 0 | 0 | 29016.6669 | 7180.5556 | 17091.6668 | 0 | 830338.8955 | 0 | 822875.0066 | 7463.8889 | 7463.8889 | 0 | 5932.9156 | 18132.9763 | 1049.5536 | 29292.6277 | 0 | 8878.5698 | 50.2944 | 0 | 0 | 2388.0717 | 590.9597 | 1406.6442 | 0 | 68336.8911 | 0 | 67722.613 | 614.2781 | 614.2781 | 0 | 246.0371 | 751.9719 | 43.5248 | 1214.761 | 0 | 368.193 | 2.0857 | 0 | 0 | 99.033 | 24.507 | 58.3333 | 0 | 2833.9209 | 0 | 2808.4469 | 25.474 | 25.474 | 10.1674 | 0.5885 | 16.7692 | 4.9783 | 0.028201 | 1.339 | 3.3267 | 0 | 0.33136 | 0 | 0.78873 | 37.973 | 38.3175 | 38.3175 | 1
WY_6B_PS_2013_EL | 6B | PS | EL | 19334 | ASHRAE30pct-state-6B | SchoolPrimary | STD2013 | WY-Cheyenne-WY | Zone6B | Zone6B(WY-Cheyenne-WY) | ASHRAE30pct-state-STD2013 | state | WY | 0.0823 | 0.68 | ASHRAE30pct-state-6B_SchoolPrimary_STD2013_WY-Cheyenne-WY.table.csv.gz | Primary School | Cheyenne Municipal Arpt WY USA TMY3 WMO#=725640 | Electricity | 0 | 62030.5561 | 192550.0015 | 12752.7779 | 317797.2248 | 0 | 102616.6675 | 541.6667 | 0 | 0 | 29933.3336 | 7180.5556 | 17094.4446 | 0 | 749213.8949 | 0 | 742497.2282 | 6716.6667 | 6716.6667 | 0 | 5105.1148 | 15846.8651 | 1049.5536 | 26154.7116 | 0 | 8445.3517 | 44.5792 | 0 | 0 | 2463.5134 | 590.9597 | 1406.8728 | 0 | 61660.3035 | 0 | 61107.5219 | 552.7817 | 552.7817 | 0 | 211.7084 | 657.1672 | 43.5248 | 1084.6321 | 0 | 350.2275 | 1.8487 | 0 | 0 | 102.1615 | 24.507 | 58.3428 | 0 | 2557.0438 | 0 | 2534.12 | 22.9238 | 22.9238 | 8.8856 | 0.5885 | 14.9753 | 4.7354 | 0.024996 | 1.3813 | 2.8625 | 0 | 0.33136 | 0 | 0.78885 | 34.2638 | 34.5738 | 34.5738 | 2
WY_6B_PS_2010_NG | 6B | PS | NG | 18923 | ASHRAE30pct-state-6B | SchoolPrimary | STD2010 | WY-Cheyenne-WY | Zone6B | Zone6B(WY-Cheyenne-WY) | ASHRAE30pct-state-STD2010 | state | WY | 0.0823 | 0.68 | ASHRAE30pct-state-6B_SchoolPrimary_STD2010_WY-Cheyenne-WY.table.csv.gz | Primary School | Cheyenne Municipal Arpt WY USA TMY3 WMO#=725640 | Natural Gas | 818108.3471 | 0 | 0 | 0 | 342190.4148 | 0 | 0 | 0 | 0 | 0 | 0 | 126012.2861 | 0 | 0 | 1286301.5699 | 0 | 1286311.0481 | 0 | 0 | 5563.1368 | 0 | 0 | 0 | 2326.8948 | 0 | 0 | 0 | 0 | 0 | 0 | 856.8835 | 0 | 0 | 8746.8507 | 0 | 8746.9151 | 0 | 0 | 818.1083 | 0 | 0 | 0 | 342.1904 | 0 | 0 | 0 | 0 | 0 | 0 | 126.0123 | 0 | 0 | 1286.3016 | 0 | 1286.311 | 0 | 0 | 0 | 0 | 4.6268 | 0 | 0 | 0 | 0 | 11.0616 | 1.7038 | 0 | 0 | 17.3922 | 17.3921 | 17.3922 | 1
WY_6B_PS_2013_NG | 6B | PS | NG | 19343 | ASHRAE30pct-state-6B | SchoolPrimary | STD2013 | WY-Cheyenne-WY | Zone6B | Zone6B(WY-Cheyenne-WY) | ASHRAE30pct-state-STD2013 | state | WY | 0.0823 | 0.68 | ASHRAE30pct-state-6B_SchoolPrimary_STD2013_WY-Cheyenne-WY.table.csv.gz | Primary School | Cheyenne Municipal Arpt WY USA TMY3 WMO#=725640 | Natural Gas | 749856.0363 | 0 | 0 | 0 | 342190.4148 | 0 | 0 | 0 | 0 | 0 | 0 | 125917.5044 | 0 | 0 | 1217963.9555 | 0 | 1217963.9555 | 0 | 0 | 5099.021 | 0 | 0 | 0 | 2326.8948 | 0 | 0 | 0 | 0 | 0 | 0 | 856.239 | 0 | 0 | 8282.1549 | 0 | 8282.1549 | 0 | 0 | 749.856 | 0 | 0 | 0 | 342.1904 | 0 | 0 | 0 | 0 | 0 | 0 | 125.9175 | 0 | 0 | 1217.964 | 0 | 1217.964 | 0 | 0 | 0 | 0 | 4.6268 | 0 | 0 | 0 | 0 | 10.1388 | 1.7025 | 0 | 0 | 16.4681 | 16.4681 | 16.4681 | 2
AK_7_PS_2010_EL | 7 | PS | EL | 19874 | ASHRAE30pct-state-7 | SchoolPrimary | STD2010 | AK-Anchorage-AK | Zone7 | Zone7(AK-Anchorage-AK) | ASHRAE30pct-state-STD2010 | state | AK | 0.1479 | 0.81 | ASHRAE30pct-state-7_SchoolPrimary_STD2010_AK-Anchorage-AK.table.csv.gz | Primary School | Anchorage Intl Ap AK USA TMY3 WMO#=702730 | Electricity | 0 | 26208.3335 | 225444.4462 | 12738.889 | 355925.0028 | 0 | 111902.7787 | 1013.8889 | 0 | 0 | 29733.3336 | 7180.5556 | 17233.3335 | 0 | 794847.2286 | 0 | 787380.5619 | 7466.6667 | 7466.6667 | 0 | 3876.2125 | 33343.2336 | 1884.0817 | 52641.3079 | 0 | 16550.421 | 149.9542 | 0 | 0 | 4397.56 | 1062.0042 | 2548.81 | 0 | 117557.9051 | 0 | 116453.5851 | 1104.32 | 1104.32 | 0 | 89.4482 | 769.4349 | 43.4774 | 1214.761 | 0 | 381.9207 | 3.4604 | 0 | 0 | 101.4789 | 24.507 | 58.8168 | 0 | 2712.789 | 0 | 2687.3054 | 25.4835 | 25.4835 | 10.4035 | 0.58786 | 16.7694 | 5.164 | 0.046788 | 1.3721 | 1.2094 | 0 | 0.33136 | 0 | 0.79526 | 36.3351 | 36.6796 | 36.6796 | 1
AK_7_PS_2013_EL | 7 | PS | EL | 20354 | ASHRAE30pct-state-7 | SchoolPrimary | STD2013 | AK-Anchorage-AK | Zone7 | Zone7(AK-Anchorage-AK) | ASHRAE30pct-state-STD2013 | state | AK | 0.1479 | 0.81 | ASHRAE30pct-state-7_SchoolPrimary_STD2013_AK-Anchorage-AK.table.csv.gz | Primary School | Anchorage Intl Ap AK USA TMY3 WMO#=702730 | Electricity | 0 | 23402.778 | 196572.2238 | 12738.889 | 317797.2248 | 0 | 97838.8897 | 872.2222 | 0 | 0 | 28677.778 | 7180.5556 | 17219.4446 | 0 | 709022.2279 | 0 | 702300.0056 | 6722.2223 | 6722.2223 | 0 | 3461.2709 | 29073.0319 | 1884.0817 | 47002.2095 | 0 | 14470.3718 | 129.0017 | 0 | 0 | 4241.4434 | 1062.0042 | 2546.7559 | 0 | 104864.3875 | 0 | 103870.1708 | 994.2167 | 994.2167 | 0 | 79.873 | 670.8949 | 43.4774 | 1084.6321 | 0 | 333.9211 | 2.9769 | 0 | 0 | 97.8764 | 24.507 | 58.7694 | 0 | 2419.8709 | 0 | 2396.9281 | 22.9427 | 22.9427 | 9.0712 | 0.58786 | 14.9755 | 4.5149 | 0.04025 | 1.3234 | 1.08 | 0 | 0.33136 | 0 | 0.79462 | 32.4089 | 32.7191 | 32.7191 | 2
AK_7_PS_2010_NG | 7 | PS | NG | 19883 | ASHRAE30pct-state-7 | SchoolPrimary | STD2010 | AK-Anchorage-AK | Zone7 | Zone7(AK-Anchorage-AK) | ASHRAE30pct-state-STD2010 | state | AK | 0.1479 | 0.81 | ASHRAE30pct-state-7_SchoolPrimary_STD2010_AK-Anchorage-AK.table.csv.gz | Primary School | Anchorage Intl Ap AK USA TMY3 WMO#=702730 | Natural Gas | 1891786.1025 | 0 | 0 | 0 | 342190.4148 | 0 | 0 | 0 | 0 | 0 | 0 | 134191.9478 | 0 | 0 | 2368168.4652 | 0 | 2368168.4652 | 0 | 0 | 15323.4674 | 0 | 0 | 0 | 2771.7424 | 0 | 0 | 0 | 0 | 0 | 0 | 1086.9548 | 0 | 0 | 19182.1646 | 0 | 19182.1646 | 0 | 0 | 1891.7861 | 0 | 0 | 0 | 342.1904 | 0 | 0 | 0 | 0 | 0 | 0 | 134.1919 | 0 | 0 | 2368.1685 | 0 | 2368.1685 | 0 | 0 | 0 | 0 | 4.6268 | 0 | 0 | 0 | 0 | 25.5788 | 1.8144 | 0 | 0 | 32.02 | 32.02 | 32.02 | 1
AK_7_PS_2013_NG | 7 | PS | NG | 20363 | ASHRAE30pct-state-7 | SchoolPrimary | STD2013 | AK-Anchorage-AK | Zone7 | Zone7(AK-Anchorage-AK) | ASHRAE30pct-state-STD2013 | state | AK | 0.1479 | 0.81 | ASHRAE30pct-state-7_SchoolPrimary_STD2013_AK-Anchorage-AK.table.csv.gz | Primary School | Anchorage Intl Ap AK USA TMY3 WMO#=702730 | Natural Gas | 1790000.022 | 0 | 0 | 0 | 342190.4148 | 0 | 0 | 0 | 0 | 0 | 0 | 134040.2971 | 0 | 0 | 2266240.2121 | 0 | 2266230.7339 | 0 | 0 | 14499.0002 | 0 | 0 | 0 | 2771.7424 | 0 | 0 | 0 | 0 | 0 | 0 | 1085.7264 | 0 | 0 | 18356.5457 | 0 | 18356.4689 | 0 | 0 | 1790 | 0 | 0 | 0 | 342.1904 | 0 | 0 | 0 | 0 | 0 | 0 | 134.0403 | 0 | 0 | 2266.2402 | 0 | 2266.2307 | 0 | 0 | 0 | 0 | 4.6268 | 0 | 0 | 0 | 0 | 24.2026 | 1.8124 | 0 | 0 | 30.6417 | 30.6418 | 30.6417 | 2
CO_7_PS_2010_EL | 7 | PS | EL | 19934 | ASHRAE30pct-state-7 | SchoolPrimary | STD2010 | CO-GunnisonCounty-CO | Zone7 | Zone7(CO-GunnisonCounty-CO) | ASHRAE30pct-state-STD2010 | state | CO | 0.0934 | 0.73 | ASHRAE30pct-state-7_SchoolPrimary_STD2010_CO-GunnisonCounty-CO.table.csv.gz | Primary School | Gunnison Co Awos CO USA TMY3 WMO#=724677 | Electricity | 0 | 51597.2226 | 219272.224 | 12719.4445 | 355925.0028 | 0 | 110197.2231 | 666.6667 | 0 | 0 | 28555.5558 | 7180.5556 | 17194.4446 | 0 | 810766.6732 | 0 | 803308.3398 | 7458.3334 | 7458.3334 | 0 | 4819.1806 | 20480.0257 | 1187.9961 | 33243.3953 | 0 | 10292.4206 | 62.2667 | 0 | 0 | 2667.0889 | 670.6639 | 1605.9611 | 0 | 75725.6073 | 0 | 75028.9989 | 696.6083 | 696.6083 | 0 | 176.0997 | 748.3693 | 43.4111 | 1214.761 | 0 | 376.0997 | 2.2753 | 0 | 0 | 97.4592 | 24.507 | 58.6841 | 0 | 2767.1215 | 0 | 2741.6665 | 25.4551 | 25.4551 | 10.1187 | 0.58696 | 16.769 | 5.0852 | 0.030765 | 1.3177 | 2.381 | 0 | 0.33136 | 0 | 0.79347 | 37.0701 | 37.4143 | 37.4143 | 1
CO_7_PS_2013_EL | 7 | PS | EL | 20414 | ASHRAE30pct-state-7 | SchoolPrimary | STD2013 | CO-GunnisonCounty-CO | Zone7 | Zone7(CO-GunnisonCounty-CO) | ASHRAE30pct-state-STD2013 | state | CO | 0.0934 | 0.73 | ASHRAE30pct-state-7_SchoolPrimary_STD2013_CO-GunnisonCounty-CO.table.csv.gz | Primary School | Gunnison Co Awos CO USA TMY3 WMO#=724677 | Electricity | 0 | 46772.2226 | 185536.1126 | 12719.4445 | 317797.2248 | 0 | 102616.6675 | 619.4444 | 0 | 0 | 29280.5558 | 7177.7778 | 17197.2224 | 0 | 726441.6725 | 0 | 719716.6724 | 6725.0001 | 6725.0001 | 0 | 4368.5256 | 17329.0729 | 1187.9961 | 29682.2608 | 0 | 9584.3967 | 57.8561 | 0 | 0 | 2734.8039 | 670.4044 | 1606.2206 | 0 | 67849.6522 | 0 | 67221.5372 | 628.115 | 628.115 | 0 | 159.6321 | 633.229 | 43.4111 | 1084.6321 | 0 | 350.2275 | 2.1141 | 0 | 0 | 99.9336 | 24.4975 | 58.6936 | 0 | 2479.3229 | 0 | 2456.3707 | 22.9522 | 22.9522 | 8.5619 | 0.58696 | 14.9757 | 4.7354 | 0.028585 | 1.3512 | 2.1584 | 0 | 0.33123 | 0 | 0.7936 | 33.2126 | 33.5229 | 33.5229 | 2
CO_7_PS_2010_NG | 7 | PS | NG | 19943 | ASHRAE30pct-state-7 | SchoolPrimary | STD2010 | CO-GunnisonCounty-CO | Zone7 | Zone7(CO-GunnisonCounty-CO) | ASHRAE30pct-state-STD2010 | state | CO | 0.0934 | 0.73 | ASHRAE30pct-state-7_SchoolPrimary_STD2010_CO-GunnisonCounty-CO.table.csv.gz | Primary School | Gunnison Co Awos CO USA TMY3 WMO#=724677 | Natural Gas | 1109818.0222 | 0 | 0 | 0 | 342190.4148 | 0 | 0 | 0 | 0 | 0 | 0 | 134030.8189 | 0 | 0 | 1586029.7778 | 0 | 1586039.2559 | 0 | 0 | 8101.6716 | 0 | 0 | 0 | 2497.99 | 0 | 0 | 0 | 0 | 0 | 0 | 978.425 | 0 | 0 | 11578.0174 | 0 | 11578.0866 | 0 | 0 | 1109.818 | 0 | 0 | 0 | 342.1904 | 0 | 0 | 0 | 0 | 0 | 0 | 134.0308 | 0 | 0 | 1586.0298 | 0 | 1586.0393 | 0 | 0 | 0 | 0 | 4.6268 | 0 | 0 | 0 | 0 | 15.0059 | 1.8122 | 0 | 0 | 21.4448 | 21.4447 | 21.4448 | 1
CO_7_PS_2013_NG | 7 | PS | NG | 20423 | ASHRAE30pct-state-7 | SchoolPrimary | STD2013 | CO-GunnisonCounty-CO | Zone7 | Zone7(CO-GunnisonCounty-CO) | ASHRAE30pct-state-STD2013 | state | CO | 0.0934 | 0.73 | ASHRAE30pct-state-7_SchoolPrimary_STD2013_CO-GunnisonCounty-CO.table.csv.gz | Primary School | Gunnison Co Awos CO USA TMY3 WMO#=724677 | Natural Gas | 1078795.9678 | 0 | 0 | 0 | 342190.4148 | 0 | 0 | 0 | 0 | 0 | 0 | 133879.1682 | 0 | 0 | 1554865.5508 | 0 | 1554865.5508 | 0 | 0 | 7875.2106 | 0 | 0 | 0 | 2497.99 | 0 | 0 | 0 | 0 | 0 | 0 | 977.3179 | 0 | 0 | 11350.5185 | 0 | 11350.5185 | 0 | 0 | 1078.796 | 0 | 0 | 0 | 342.1904 | 0 | 0 | 0 | 0 | 0 | 0 | 133.8792 | 0 | 0 | 1554.8656 | 0 | 1554.8656 | 0 | 0 | 0 | 0 | 4.6268 | 0 | 0 | 0 | 0 | 14.5864 | 1.8102 | 0 | 0 | 21.0233 | 21.0233 | 21.0233 | 2
ME_7_PS_2010_EL | 7 | PS | EL | 19994 | ASHRAE30pct-state-7 | SchoolPrimary | STD2010 | ME-Caribou-ME | Zone7 | Zone7(ME-Caribou-ME) | ASHRAE30pct-state-STD2010 | state | ME | 0.1158 | 1.03 | ASHRAE30pct-state-7_SchoolPrimary_STD2010_ME-Caribou-ME.table.csv.gz | Primary School | Caribou Municipal Arpt ME USA TMY3 WMO#=727120 | Electricity | 0 | 62833.3338 | 220552.7795 | 12841.6668 | 355925.0028 | 0 | 110094.4453 | 1158.3333 | 0 | 0 | 29980.5558 | 7180.5556 | 17286.1112 | 0 | 825319.451 | 0 | 817852.7843 | 7466.6667 | 7466.6667 | 0 | 7276.1001 | 25540.0119 | 1487.065 | 41216.1153 | 0 | 12748.9368 | 134.135 | 0 | 0 | 3471.7484 | 831.5083 | 2001.7317 | 0 | 95571.9924 | 0 | 94707.3524 | 864.64 | 864.64 | 0 | 214.4482 | 752.7398 | 43.8282 | 1214.761 | 0 | 375.7489 | 3.9534 | 0 | 0 | 102.3227 | 24.507 | 58.997 | 0 | 2816.7897 | 0 | 2791.3062 | 25.4835 | 25.4835 | 10.1778 | 0.5926 | 16.7694 | 5.0805 | 0.053453 | 1.3835 | 2.8996 | 0 | 0.33136 | 0 | 0.7977 | 37.7413 | 38.0858 | 38.0858 | 1
ME_7_PS_2013_EL | 7 | PS | EL | 20474 | ASHRAE30pct-state-7 | SchoolPrimary | STD2013 | ME-Caribou-ME | Zone7 | Zone7(ME-Caribou-ME) | ASHRAE30pct-state-STD2013 | state | ME | 0.1158 | 1.03 | ASHRAE30pct-state-7_SchoolPrimary_STD2013_ME-Caribou-ME.table.csv.gz | Primary School | Caribou Municipal Arpt ME USA TMY3 WMO#=727120 | Electricity | 0 | 54822.2227 | 189122.2237 | 12841.6668 | 317797.2248 | 0 | 96738.8897 | 1022.2222 | 0 | 0 | 27591.6669 | 7180.5556 | 17288.889 | 0 | 731125.0058 | 0 | 724405.5614 | 6719.4445 | 6719.4445 | 0 | 6348.4134 | 21900.3535 | 1487.065 | 36800.9186 | 0 | 11202.3634 | 118.3733 | 0 | 0 | 3195.115 | 831.5083 | 2002.0533 | 0 | 84664.2757 | 0 | 83886.164 | 778.1117 | 778.1117 | 0 | 187.1065 | 645.4683 | 43.8282 | 1084.6321 | 0 | 330.1668 | 3.4888 | 0 | 0 | 94.1695 | 24.507 | 59.0064 | 0 | 2495.307 | 0 | 2472.3737 | 22.9333 | 22.9333 | 8.7274 | 0.5926 | 14.9754 | 4.4642 | 0.047172 | 1.2733 | 2.5299 | 0 | 0.33136 | 0 | 0.79783 | 33.429 | 33.7391 | 33.7391 | 2
ME_7_PS_2010_NG | 7 | PS | NG | 20003 | ASHRAE30pct-state-7 | SchoolPrimary | STD2010 | ME-Caribou-ME | Zone7 | Zone7(ME-Caribou-ME) | ASHRAE30pct-state-STD2010 | state | ME | 0.1158 | 1.03 | ASHRAE30pct-state-7_SchoolPrimary_STD2010_ME-Caribou-ME.table.csv.gz | Primary School | Caribou Municipal Arpt ME USA TMY3 WMO#=727120 | Natural Gas | 1688337.1577 | 0 | 0 | 0 | 342190.4148 | 0 | 0 | 0 | 0 | 0 | 0 | 134154.0352 | 0 | 0 | 2164681.6077 | 0 | 2164681.6077 | 0 | 0 | 17389.8727 | 0 | 0 | 0 | 3524.5613 | 0 | 0 | 0 | 0 | 0 | 0 | 1381.7866 | 0 | 0 | 22296.2206 | 0 | 22296.2206 | 0 | 0 | 1688.3372 | 0 | 0 | 0 | 342.1904 | 0 | 0 | 0 | 0 | 0 | 0 | 134.154 | 0 | 0 | 2164.6816 | 0 | 2164.6816 | 0 | 0 | 0 | 0 | 4.6268 | 0 | 0 | 0 | 0 | 22.828 | 1.8139 | 0 | 0 | 29.2687 | 29.2687 | 29.2687 | 1
ME_7_PS_2013_NG | 7 | PS | NG | 20483 | ASHRAE30pct-state-7 | SchoolPrimary | STD2013 | ME-Caribou-ME | Zone7 | Zone7(ME-Caribou-ME) | ASHRAE30pct-state-STD2013 | state | ME | 0.1158 | 1.03 | ASHRAE30pct-state-7_SchoolPrimary_STD2013_ME-Caribou-ME.table.csv.gz | Primary School | Caribou Municipal Arpt ME USA TMY3 WMO#=727120 | Natural Gas | 1579736.2721 | 0 | 0 | 0 | 342190.4148 | 0 | 0 | 0 | 0 | 0 | 0 | 134011.8626 | 0 | 0 | 2055938.5495 | 0 | 2055938.5495 | 0 | 0 | 16271.2836 | 0 | 0 | 0 | 3524.5613 | 0 | 0 | 0 | 0 | 0 | 0 | 1380.3222 | 0 | 0 | 21176.1671 | 0 | 21176.1671 | 0 | 0 | 1579.7363 | 0 | 0 | 0 | 342.1904 | 0 | 0 | 0 | 0 | 0 | 0 | 134.0119 | 0 | 0 | 2055.9385 | 0 | 2055.9385 | 0 | 0 | 0 | 0 | 4.6268 | 0 | 0 | 0 | 0 | 21.3596 | 1.812 | 0 | 0 | 27.7984 | 27.7984 | 27.7984 | 2
MI_7_PS_2010_EL | 7 | PS | EL | 20054 | ASHRAE30pct-state-7 | SchoolPrimary | STD2010 | MI-SaultSteMarie-MI | Zone7 | Zone7(MI-SaultSteMarie-MI) | ASHRAE30pct-state-STD2010 | state | MI | 0.1095 | 0.82 | ASHRAE30pct-state-7_SchoolPrimary_STD2010_MI-SaultSteMarie-MI.table.csv.gz | Primary School | Sault Ste Marie Sanderson Fie MI USA TMY3 WMO#=727340 | Electricity | 0 | 64161.1116 | 218811.1129 | 12702.7779 | 355925.0028 | 0 | 109863.8898 | 1077.7778 | 0 | 0 | 29902.778 | 7180.5556 | 17336.1112 | 0 | 824419.451 | 0 | 816961.1176 | 7458.3334 | 7458.3334 | 0 | 7025.6417 | 23959.8169 | 1390.9542 | 38973.7878 | 0 | 12030.0959 | 118.0167 | 0 | 0 | 3274.3542 | 786.2708 | 1898.3042 | 0 | 90273.9299 | 0 | 89457.2424 | 816.6875 | 816.6875 | 0 | 218.9799 | 746.7955 | 43.3542 | 1214.761 | 0 | 374.962 | 3.6784 | 0 | 0 | 102.0573 | 24.507 | 59.1676 | 0 | 2813.718 | 0 | 2788.263 | 25.4551 | 25.4551 | 10.0974 | 0.58619 | 16.769 | 5.0699 | 0.049736 | 1.3799 | 2.9608 | 0 | 0.33136 | 0 | 0.80001 | 37.7001 | 38.0443 | 38.0443 | 1
MI_7_PS_2013_EL | 7 | PS | EL | 20534 | ASHRAE30pct-state-7 | SchoolPrimary | STD2013 | MI-SaultSteMarie-MI | Zone7 | Zone7(MI-SaultSteMarie-MI) | ASHRAE30pct-state-STD2013 | state | MI | 0.1095 | 0.82 | ASHRAE30pct-state-7_SchoolPrimary_STD2013_MI-SaultSteMarie-MI.table.csv.gz | Primary School | Sault Ste Marie Sanderson Fie MI USA TMY3 WMO#=727340 | Electricity | 0 | 55550.0004 | 186477.7793 | 12702.7779 | 317797.2248 | 0 | 96450.0008 | 925 | 0 | 0 | 27433.3336 | 7177.7778 | 17322.2224 | 0 | 728558.3392 | 0 | 721836.1169 | 6722.2223 | 6722.2223 | 0 | 6082.725 | 20419.3168 | 1390.9542 | 34798.7961 | 0 | 10561.2751 | 101.2875 | 0 | 0 | 3003.95 | 785.9667 | 1896.7833 | 0 | 79777.1381 | 0 | 79041.0548 | 736.0833 | 736.0833 | 0 | 189.5904 | 636.4429 | 43.3542 | 1084.6321 | 0 | 329.1809 | 3.157 | 0 | 0 | 93.6291 | 24.4975 | 59.1202 | 0 | 2486.547 | 0 | 2463.6043 | 22.9427 | 22.9427 | 8.6053 | 0.58619 | 14.9755 | 4.4509 | 0.042686 | 1.266 | 2.5635 | 0 | 0.33123 | 0 | 0.79936 | 33.3104 | 33.6206 | 33.6206 | 2
MI_7_PS_2010_NG | 7 | PS | NG | 20063 | ASHRAE30pct-state-7 | SchoolPrimary | STD2010 | MI-SaultSteMarie-MI | Zone7 | Zone7(MI-SaultSteMarie-MI) | ASHRAE30pct-state-STD2010 | state | MI | 0.1095 | 0.82 | ASHRAE30pct-state-7_SchoolPrimary_STD2010_MI-SaultSteMarie-MI.table.csv.gz | Primary School | Sault Ste Marie Sanderson Fie MI USA TMY3 WMO#=727340 | Natural Gas | 1604360.5609 | 0 | 0 | 0 | 342190.4148 | 0 | 0 | 0 | 0 | 0 | 0 | 134087.688 | 0 | 0 | 2080629.1855 | 0 | 2080638.6637 | 0 | 0 | 13155.7566 | 0 | 0 | 0 | 2805.9614 | 0 | 0 | 0 | 0 | 0 | 0 | 1099.519 | 0 | 0 | 17061.1593 | 0 | 17061.237 | 0 | 0 | 1604.3606 | 0 | 0 | 0 | 342.1904 | 0 | 0 | 0 | 0 | 0 | 0 | 134.0877 | 0 | 0 | 2080.6292 | 0 | 2080.6387 | 0 | 0 | 0 | 0 | 4.6268 | 0 | 0 | 0 | 0 | 21.6926 | 1.813 | 0 | 0 | 28.1323 | 28.1322 | 28.1323 | 1
MI_7_PS_2013_NG | 7 | PS | NG | 20543 | ASHRAE30pct-state-7 | SchoolPrimary | STD2013 | MI-SaultSteMarie-MI | Zone7 | Zone7(MI-SaultSteMarie-MI) | ASHRAE30pct-state-STD2013 | state | MI | 0.1095 | 0.82 | ASHRAE30pct-state-7_SchoolPrimary_STD2013_MI-SaultSteMarie-MI.table.csv.gz | Primary School | Sault Ste Marie Sanderson Fie MI USA TMY3 WMO#=727340 | Natural Gas | 1523056.8083 | 0 | 0 | 0 | 342190.4148 | 0 | 0 | 0 | 0 | 0 | 0 | 133945.5154 | 0 | 0 | 1999192.7385 | 0 | 1999192.7385 | 0 | 0 | 12489.0658 | 0 | 0 | 0 | 2805.9614 | 0 | 0 | 0 | 0 | 0 | 0 | 1098.3532 | 0 | 0 | 16393.3805 | 0 | 16393.3805 | 0 | 0 | 1523.0568 | 0 | 0 | 0 | 342.1904 | 0 | 0 | 0 | 0 | 0 | 0 | 133.9455 | 0 | 0 | 1999.1927 | 0 | 1999.1927 | 0 | 0 | 0 | 0 | 4.6268 | 0 | 0 | 0 | 0 | 20.5933 | 1.8111 | 0 | 0 | 27.0311 | 27.0311 | 27.0311 | 2
MN_7_PS_2010_EL | 7 | PS | EL | 20114 | ASHRAE30pct-state-7 | SchoolPrimary | STD2010 | MN-Duluth-MN | Zone7 | Zone7(MN-Duluth-MN) | ASHRAE30pct-state-STD2010 | state | MN | 0.0886 | 0.62 | ASHRAE30pct-state-7_SchoolPrimary_STD2010_MN-Duluth-MN.table.csv.gz | Primary School | Duluth International Arpt MN USA TMY3 WMO#=727450 | Electricity | 0 | 69000.0006 | 219411.1129 | 12747.2223 | 355925.0028 | 0 | 111747.2231 | 1230.5556 | 0 | 0 | 30608.3336 | 7180.5556 | 17286.1112 | 0 | 832597.2289 | 0 | 825136.1177 | 7461.1112 | 7461.1112 | 0 | 6113.4 | 19439.8246 | 1129.4039 | 31534.9553 | 0 | 9900.804 | 109.0272 | 0 | 0 | 2711.8984 | 636.1972 | 1531.5495 | 0 | 73768.1145 | 0 | 73107.06 | 661.0544 | 661.0544 | 0 | 235.4949 | 748.8433 | 43.5059 | 1214.761 | 0 | 381.3898 | 4.1998 | 0 | 0 | 104.4653 | 24.507 | 58.997 | 0 | 2841.6285 | 0 | 2816.164 | 25.4645 | 25.4645 | 10.1251 | 0.58824 | 16.7691 | 5.1568 | 0.056786 | 1.4125 | 3.1841 | 0 | 0.33136 | 0 | 0.7977 | 38.0774 | 38.4217 | 38.4217 | 1
MN_7_PS_2013_EL | 7 | PS | EL | 20594 | ASHRAE30pct-state-7 | SchoolPrimary | STD2013 | MN-Duluth-MN | Zone7 | Zone7(MN-Duluth-MN) | ASHRAE30pct-state-STD2013 | state | MN | 0.0886 | 0.62 | ASHRAE30pct-state-7_SchoolPrimary_STD2013_MN-Duluth-MN.table.csv.gz | Primary School | Duluth International Arpt MN USA TMY3 WMO#=727450 | Electricity | 0 | 60352.7783 | 187027.7793 | 12747.2223 | 317797.2248 | 0 | 98461.1119 | 1025 | 0 | 0 | 27986.1113 | 7180.5556 | 17294.4446 | 0 | 736586.117 | 0 | 729872.2281 | 6713.8889 | 6713.8889 | 0 | 5347.2562 | 16570.6612 | 1129.4039 | 28156.8341 | 0 | 8723.6545 | 90.815 | 0 | 0 | 2479.5695 | 636.1972 | 1532.2878 | 0 | 65261.53 | 0 | 64666.6794 | 594.8506 | 594.8506 | 0 | 205.9822 | 638.32 | 43.5059 | 1084.6321 | 0 | 336.0447 | 3.4983 | 0 | 0 | 95.5157 | 24.507 | 59.0254 | 0 | 2513.9456 | 0 | 2491.0313 | 22.9143 | 22.9143 | 8.6307 | 0.58824 | 14.9751 | 4.5437 | 0.0473 | 1.2915 | 2.7851 | 0 | 0.33136 | 0 | 0.79808 | 33.6812 | 33.9911 | 33.9911 | 2
MN_7_PS_2010_NG | 7 | PS | NG | 20123 | ASHRAE30pct-state-7 | SchoolPrimary | STD2010 | MN-Duluth-MN | Zone7 | Zone7(MN-Duluth-MN) | ASHRAE30pct-state-STD2010 | state | MN | 0.0886 | 0.62 | ASHRAE30pct-state-7_SchoolPrimary_STD2010_MN-Duluth-MN.table.csv.gz | Primary School | Duluth International Arpt MN USA TMY3 WMO#=727450 | Natural Gas | 1708601.4877 | 0 | 0 | 0 | 342190.4148 | 0 | 0 | 0 | 0 | 0 | 0 | 134125.6007 | 0 | 0 | 2184917.5032 | 0 | 2184917.5032 | 0 | 0 | 10593.3292 | 0 | 0 | 0 | 2121.5806 | 0 | 0 | 0 | 0 | 0 | 0 | 831.5787 | 0 | 0 | 13546.4885 | 0 | 13546.4885 | 0 | 0 | 1708.6015 | 0 | 0 | 0 | 342.1904 | 0 | 0 | 0 | 0 | 0 | 0 | 134.1256 | 0 | 0 | 2184.9175 | 0 | 2184.9175 | 0 | 0 | 0 | 0 | 4.6268 | 0 | 0 | 0 | 0 | 23.102 | 1.8135 | 0 | 0 | 29.5423 | 29.5423 | 29.5423 | 1
MN_7_PS_2013_NG | 7 | PS | NG | 20603 | ASHRAE30pct-state-7 | SchoolPrimary | STD2013 | MN-Duluth-MN | Zone7 | Zone7(MN-Duluth-MN) | ASHRAE30pct-state-STD2013 | state | MN | 0.0886 | 0.62 | ASHRAE30pct-state-7_SchoolPrimary_STD2013_MN-Duluth-MN.table.csv.gz | Primary School | Duluth International Arpt MN USA TMY3 WMO#=727450 | Natural Gas | 1584209.9689 | 0 | 0 | 0 | 342190.4148 | 0 | 0 | 0 | 0 | 0 | 0 | 133964.4717 | 0 | 0 | 2060364.8555 | 0 | 2060364.8555 | 0 | 0 | 9822.1018 | 0 | 0 | 0 | 2121.5806 | 0 | 0 | 0 | 0 | 0 | 0 | 830.5797 | 0 | 0 | 12774.2621 | 0 | 12774.2621 | 0 | 0 | 1584.21 | 0 | 0 | 0 | 342.1904 | 0 | 0 | 0 | 0 | 0 | 0 | 133.9645 | 0 | 0 | 2060.3649 | 0 | 2060.3649 | 0 | 0 | 0 | 0 | 4.6268 | 0 | 0 | 0 | 0 | 21.4201 | 1.8113 | 0 | 0 | 27.8582 | 27.8582 | 27.8582 | 2
ND_7_PS_2010_EL | 7 | PS | EL | 20174 | ASHRAE30pct-state-7 | SchoolPrimary | STD2010 | ND-Minot-ND | Zone7 | Zone7(ND-Minot-ND) | ASHRAE30pct-state-STD2010 | state | ND | 0.0798 | 0.59 | ASHRAE30pct-state-7_SchoolPrimary_STD2010_ND-Minot-ND.table.csv.gz | Primary School | Minot Faa Ap ND USA TMY3 WMO#=727676 | Electricity | 0 | 87155.5563 | 219619.4462 | 12697.2223 | 355925.0028 | 0 | 108136.112 | 1219.4445 | 0 | 0 | 31297.2225 | 7180.5556 | 17255.5557 | 0 | 847950.0068 | 0 | 840486.1178 | 7463.8889 | 7463.8889 | 0 | 6955.0134 | 17525.6318 | 1013.2383 | 28402.8152 | 0 | 8629.2617 | 97.3117 | 0 | 0 | 2497.5184 | 573.0083 | 1376.9933 | 0 | 67666.4105 | 0 | 67070.7922 | 595.6183 | 595.6183 | 0 | 297.4592 | 749.5544 | 43.3352 | 1214.761 | 0 | 369.0652 | 4.1619 | 0 | 0 | 106.8165 | 24.507 | 58.8927 | 0 | 2894.0271 | 0 | 2868.5531 | 25.474 | 25.474 | 10.1347 | 0.58594 | 16.7692 | 4.9901 | 0.056273 | 1.4443 | 4.0219 | 0 | 0.33136 | 0 | 0.79629 | 38.7857 | 39.1302 | 39.1302 | 1
ND_7_PS_2013_EL | 7 | PS | EL | 20654 | ASHRAE30pct-state-7 | SchoolPrimary | STD2013 | ND-Minot-ND | Zone7 | Zone7(ND-Minot-ND) | ASHRAE30pct-state-STD2013 | state | ND | 0.0798 | 0.59 | ASHRAE30pct-state-7_SchoolPrimary_STD2013_ND-Minot-ND.table.csv.gz | Primary School | Minot Faa Ap ND USA TMY3 WMO#=727676 | Electricity | 0 | 76050.0006 | 186952.7793 | 12697.2223 | 317797.2248 | 0 | 99791.6675 | 1061.1111 | 0 | 0 | 29827.778 | 7180.5556 | 17272.2224 | 0 | 755347.2283 | 0 | 748630.5615 | 6716.6667 | 6716.6667 | 0 | 6068.79 | 14918.8318 | 1013.2383 | 25360.2185 | 0 | 7963.3751 | 84.6767 | 0 | 0 | 2380.2567 | 573.0083 | 1378.3233 | 0 | 60276.7088 | 0 | 59740.7188 | 535.99 | 535.99 | 0 | 259.5563 | 638.064 | 43.3352 | 1084.6321 | 0 | 340.5859 | 3.6215 | 0 | 0 | 101.8013 | 24.507 | 58.9496 | 0 | 2577.9767 | 0 | 2555.0529 | 22.9238 | 22.9238 | 8.6273 | 0.58594 | 14.9753 | 4.6051 | 0.048967 | 1.3765 | 3.5095 | 0 | 0.33136 | 0 | 0.79706 | 34.5469 | 34.8568 | 34.8568 | 2
ND_7_PS_2010_NG | 7 | PS | NG | 20183 | ASHRAE30pct-state-7 | SchoolPrimary | STD2010 | ND-Minot-ND | Zone7 | Zone7(ND-Minot-ND) | ASHRAE30pct-state-STD2010 | state | ND | 0.0798 | 0.59 | ASHRAE30pct-state-7_SchoolPrimary_STD2010_ND-Minot-ND.table.csv.gz | Primary School | Minot Faa Ap ND USA TMY3 WMO#=727676 | Natural Gas | 1681607.6561 | 0 | 0 | 0 | 342190.4148 | 0 | 0 | 0 | 0 | 0 | 0 | 134068.7316 | 0 | 0 | 2157866.8026 | 0 | 2157866.8026 | 0 | 0 | 9921.4852 | 0 | 0 | 0 | 2018.9234 | 0 | 0 | 0 | 0 | 0 | 0 | 791.0055 | 0 | 0 | 12731.4141 | 0 | 12731.4141 | 0 | 0 | 1681.6077 | 0 | 0 | 0 | 342.1904 | 0 | 0 | 0 | 0 | 0 | 0 | 134.0687 | 0 | 0 | 2157.8668 | 0 | 2157.8668 | 0 | 0 | 0 | 0 | 4.6268 | 0 | 0 | 0 | 0 | 22.737 | 1.8127 | 0 | 0 | 29.1765 | 29.1765 | 29.1765 | 1
ND_7_PS_2013_NG | 7 | PS | NG | 20663 | ASHRAE30pct-state-7 | SchoolPrimary | STD2013 | ND-Minot-ND | Zone7 | Zone7(ND-Minot-ND) | ASHRAE30pct-state-STD2013 | state | ND | 0.0798 | 0.59 | ASHRAE30pct-state-7_SchoolPrimary_STD2013_ND-Minot-ND.table.csv.gz | Primary School | Minot Faa Ap ND USA TMY3 WMO#=727676 | Natural Gas | 1535577.4725 | 0 | 0 | 0 | 342190.4148 | 0 | 0 | 0 | 0 | 0 | 0 | 133936.0372 | 0 | 0 | 2011703.9245 | 0 | 2011703.9245 | 0 | 0 | 9059.9071 | 0 | 0 | 0 | 2018.9234 | 0 | 0 | 0 | 0 | 0 | 0 | 790.2226 | 0 | 0 | 11869.0532 | 0 | 11869.0532 | 0 | 0 | 1535.5775 | 0 | 0 | 0 | 342.1904 | 0 | 0 | 0 | 0 | 0 | 0 | 133.936 | 0 | 0 | 2011.7039 | 0 | 2011.7039 | 0 | 0 | 0 | 0 | 4.6268 | 0 | 0 | 0 | 0 | 20.7626 | 1.8109 | 0 | 0 | 27.2003 | 27.2003 | 27.2003 | 2
WI_7_PS_2010_EL | 7 | PS | EL | 20234 | ASHRAE30pct-state-7 | SchoolPrimary | STD2010 | WI-Duluth-MN | Zone7 | Zone7(WI-Duluth-MN) | ASHRAE30pct-state-STD2010 | state | WI | 0.1054 | 0.72 | ASHRAE30pct-state-7_SchoolPrimary_STD2010_WI-Duluth-MN.table.csv.gz | Primary School | Duluth International Arpt MN USA TMY3 WMO#=727450 | Electricity | 0 | 69000.0006 | 219411.1129 | 12747.2223 | 355925.0028 | 0 | 111747.2231 | 1230.5556 | 0 | 0 | 30608.3336 | 7180.5556 | 17286.1112 | 0 | 832597.2289 | 0 | 825136.1177 | 7461.1112 | 7461.1112 | 0 | 7272.6001 | 23125.9313 | 1343.5572 | 37514.4953 | 0 | 11778.1573 | 129.7006 | 0 | 0 | 3226.1184 | 756.8306 | 1821.9561 | 0 | 87755.7479 | 0 | 86969.3468 | 786.4011 | 786.4011 | 0 | 235.4949 | 748.8433 | 43.5059 | 1214.761 | 0 | 381.3898 | 4.1998 | 0 | 0 | 104.4653 | 24.507 | 58.997 | 0 | 2841.6285 | 0 | 2816.164 | 25.4645 | 25.4645 | 10.1251 | 0.58824 | 16.7691 | 5.1568 | 0.056786 | 1.4125 | 3.1841 | 0 | 0.33136 | 0 | 0.7977 | 38.0774 | 38.4217 | 38.4217 | 1
WI_7_PS_2013_EL | 7 | PS | EL | 20714 | ASHRAE30pct-state-7 | SchoolPrimary | STD2013 | WI-Duluth-MN | Zone7 | Zone7(WI-Duluth-MN) | ASHRAE30pct-state-STD2013 | state | WI | 0.1054 | 0.72 | ASHRAE30pct-state-7_SchoolPrimary_STD2013_WI-Duluth-MN.table.csv.gz | Primary School | Duluth International Arpt MN USA TMY3 WMO#=727450 | Electricity | 0 | 60352.7783 | 187027.7793 | 12747.2223 | 317797.2248 | 0 | 98461.1119 | 1025 | 0 | 0 | 27986.1113 | 7180.5556 | 17294.4446 | 0 | 736586.117 | 0 | 729872.2281 | 6713.8889 | 6713.8889 | 0 | 6361.1828 | 19712.7279 | 1343.5572 | 33495.8275 | 0 | 10377.8012 | 108.035 | 0 | 0 | 2949.7361 | 756.8306 | 1822.8345 | 0 | 77636.1767 | 0 | 76928.5328 | 707.6439 | 707.6439 | 0 | 205.9822 | 638.32 | 43.5059 | 1084.6321 | 0 | 336.0447 | 3.4983 | 0 | 0 | 95.5157 | 24.507 | 59.0254 | 0 | 2513.9456 | 0 | 2491.0313 | 22.9143 | 22.9143 | 8.6307 | 0.58824 | 14.9751 | 4.5437 | 0.0473 | 1.2915 | 2.7851 | 0 | 0.33136 | 0 | 0.79808 | 33.6812 | 33.9911 | 33.9911 | 2
WI_7_PS_2010_NG | 7 | PS | NG | 20243 | ASHRAE30pct-state-7 | SchoolPrimary | STD2010 | WI-Duluth-MN | Zone7 | Zone7(WI-Duluth-MN) | ASHRAE30pct-state-STD2010 | state | WI | 0.1054 | 0.72 | ASHRAE30pct-state-7_SchoolPrimary_STD2010_WI-Duluth-MN.table.csv.gz | Primary School | Duluth International Arpt MN USA TMY3 WMO#=727450 | Natural Gas | 1708601.4877 | 0 | 0 | 0 | 342190.4148 | 0 | 0 | 0 | 0 | 0 | 0 | 134125.6007 | 0 | 0 | 2184917.5032 | 0 | 2184917.5032 | 0 | 0 | 12301.9307 | 0 | 0 | 0 | 2463.771 | 0 | 0 | 0 | 0 | 0 | 0 | 965.7043 | 0 | 0 | 15731.406 | 0 | 15731.406 | 0 | 0 | 1708.6015 | 0 | 0 | 0 | 342.1904 | 0 | 0 | 0 | 0 | 0 | 0 | 134.1256 | 0 | 0 | 2184.9175 | 0 | 2184.9175 | 0 | 0 | 0 | 0 | 4.6268 | 0 | 0 | 0 | 0 | 23.102 | 1.8135 | 0 | 0 | 29.5423 | 29.5423 | 29.5423 | 1
WI_7_PS_2013_NG | 7 | PS | NG | 20723 | ASHRAE30pct-state-7 | SchoolPrimary | STD2013 | WI-Duluth-MN | Zone7 | Zone7(WI-Duluth-MN) | ASHRAE30pct-state-STD2013 | state | WI | 0.1054 | 0.72 | ASHRAE30pct-state-7_SchoolPrimary_STD2013_WI-Duluth-MN.table.csv.gz | Primary School | Duluth International Arpt MN USA TMY3 WMO#=727450 | Natural Gas | 1584209.9689 | 0 | 0 | 0 | 342190.4148 | 0 | 0 | 0 | 0 | 0 | 0 | 133964.4717 | 0 | 0 | 2060364.8555 | 0 | 2060364.8555 | 0 | 0 | 11406.3118 | 0 | 0 | 0 | 2463.771 | 0 | 0 | 0 | 0 | 0 | 0 | 964.5442 | 0 | 0 | 14834.627 | 0 | 14834.627 | 0 | 0 | 1584.21 | 0 | 0 | 0 | 342.1904 | 0 | 0 | 0 | 0 | 0 | 0 | 133.9645 | 0 | 0 | 2060.3649 | 0 | 2060.3649 | 0 | 0 | 0 | 0 | 4.6268 | 0 | 0 | 0 | 0 | 21.4201 | 1.8113 | 0 | 0 | 27.8582 | 27.8582 | 27.8582 | 2
WY_7_PS_2010_EL | 7 | PS | EL | 20294 | ASHRAE30pct-state-7 | SchoolPrimary | STD2010 | WY-JacksonHole-WY | Zone7 | Zone7(WY-JacksonHole-WY) | ASHRAE30pct-state-STD2010 | state | WY | 0.0823 | 0.68 | ASHRAE30pct-state-7_SchoolPrimary_STD2010_WY-JacksonHole-WY.table.csv.gz | Primary School | Jackson Hole WY USA TMY3 WMO#=725776 | Electricity | 0 | 44947.2226 | 219283.3351 | 12708.3334 | 355925.0028 | 0 | 106386.112 | 866.6667 | 0 | 0 | 30250.0002 | 7180.5556 | 17208.3335 | 0 | 802219.4509 | 0 | 794755.5619 | 7463.8889 | 7463.8889 | 0 | 3699.1564 | 18047.0185 | 1045.8958 | 29292.6277 | 0 | 8755.577 | 71.3267 | 0 | 0 | 2489.575 | 590.9597 | 1416.2458 | 0 | 66022.6608 | 0 | 65408.3827 | 614.2781 | 614.2781 | 0 | 153.4035 | 748.4072 | 43.3731 | 1214.761 | 0 | 363.0925 | 2.9579 | 0 | 0 | 103.2423 | 24.507 | 58.7315 | 0 | 2737.9501 | 0 | 2712.4761 | 25.474 | 25.474 | 10.1192 | 0.58645 | 16.7692 | 4.9094 | 0.039994 | 1.3959 | 2.0742 | 0 | 0.33136 | 0 | 0.79411 | 36.6754 | 37.0198 | 37.0198 | 1
WY_7_PS_2013_EL | 7 | PS | EL | 20774 | ASHRAE30pct-state-7 | SchoolPrimary | STD2013 | WY-JacksonHole-WY | Zone7 | Zone7(WY-JacksonHole-WY) | ASHRAE30pct-state-STD2013 | state | WY | 0.0823 | 0.68 | ASHRAE30pct-state-7_SchoolPrimary_STD2013_WY-JacksonHole-WY.table.csv.gz | Primary School | Jackson Hole WY USA TMY3 WMO#=725776 | Electricity | 0 | 40894.4448 | 186450.0015 | 12708.3334 | 317797.2248 | 0 | 103586.1119 | 780.5556 | 0 | 0 | 30502.778 | 7177.7778 | 17208.3335 | 0 | 723825.0058 | 0 | 717105.5613 | 6719.4445 | 6719.4445 | 0 | 3365.6128 | 15344.8351 | 1045.8958 | 26154.7116 | 0 | 8525.137 | 64.2397 | 0 | 0 | 2510.3786 | 590.7311 | 1416.2458 | 0 | 59570.798 | 0 | 59017.7877 | 553.0103 | 553.0103 | 0 | 139.5715 | 636.3481 | 43.3731 | 1084.6321 | 0 | 353.5362 | 2.664 | 0 | 0 | 104.105 | 24.4975 | 58.7315 | 0 | 2470.3923 | 0 | 2447.4591 | 22.9333 | 22.9333 | 8.6041 | 0.58645 | 14.9754 | 4.7802 | 0.03602 | 1.4076 | 1.8871 | 0 | 0.33123 | 0 | 0.79411 | 33.0921 | 33.4022 | 33.4022 | 2
WY_7_PS_2010_NG | 7 | PS | NG | 20303 | ASHRAE30pct-state-7 | SchoolPrimary | STD2010 | WY-JacksonHole-WY | Zone7 | Zone7(WY-JacksonHole-WY) | ASHRAE30pct-state-STD2010 | state | WY | 0.0823 | 0.68 | ASHRAE30pct-state-7_SchoolPrimary_STD2010_WY-JacksonHole-WY.table.csv.gz | Primary School | Jackson Hole WY USA TMY3 WMO#=725776 | Natural Gas | 1263032.6596 | 0 | 0 | 0 | 342190.4148 | 0 | 0 | 0 | 0 | 0 | 0 | 134040.2971 | 0 | 0 | 1739272.8497 | 0 | 1739263.3715 | 0 | 0 | 8588.6221 | 0 | 0 | 0 | 2326.8948 | 0 | 0 | 0 | 0 | 0 | 0 | 911.474 | 0 | 0 | 11827.0554 | 0 | 11826.9909 | 0 | 0 | 1263.0327 | 0 | 0 | 0 | 342.1904 | 0 | 0 | 0 | 0 | 0 | 0 | 134.0403 | 0 | 0 | 1739.2728 | 0 | 1739.2634 | 0 | 0 | 0 | 0 | 4.6268 | 0 | 0 | 0 | 0 | 17.0775 | 1.8124 | 0 | 0 | 23.5166 | 23.5167 | 23.5166 | 1
WY_7_PS_2013_NG | 7 | PS | NG | 20783 | ASHRAE30pct-state-7 | SchoolPrimary | STD2013 | WY-JacksonHole-WY | Zone7 | Zone7(WY-JacksonHole-WY) | ASHRAE30pct-state-STD2013 | state | WY | 0.0823 | 0.68 | ASHRAE30pct-state-7_SchoolPrimary_STD2013_WY-JacksonHole-WY.table.csv.gz | Primary School | Jackson Hole WY USA TMY3 WMO#=725776 | Natural Gas | 1216352.6664 | 0 | 0 | 0 | 342190.4148 | 0 | 0 | 0 | 0 | 0 | 0 | 133926.5591 | 0 | 0 | 1692469.6403 | 0 | 1692469.6403 | 0 | 0 | 8271.1981 | 0 | 0 | 0 | 2326.8948 | 0 | 0 | 0 | 0 | 0 | 0 | 910.7006 | 0 | 0 | 11508.7936 | 0 | 11508.7936 | 0 | 0 | 1216.3527 | 0 | 0 | 0 | 342.1904 | 0 | 0 | 0 | 0 | 0 | 0 | 133.9266 | 0 | 0 | 1692.4696 | 0 | 1692.4696 | 0 | 0 | 0 | 0 | 4.6268 | 0 | 0 | 0 | 0 | 16.4463 | 1.8108 | 0 | 0 | 22.8839 | 22.8839 | 22.8839 | 2
AK_8_PS_2010_EL | 8 | PS | EL | 20894 | ASHRAE30pct-state-8 | SchoolPrimary | STD2010 | AK-Fairbanks-AK | Zone8 | Zone8(AK-Fairbanks-AK) | ASHRAE30pct-state-STD2010 | state | AK | 0.1479 | 0.81 | ASHRAE30pct-state-8_SchoolPrimary_STD2010_AK-Fairbanks-AK.table.csv.gz | Primary School | Fairbanks Intl Arpt AK USA TMY3 WMO#=702610 | Electricity | 0 | 40086.1114 | 227641.6685 | 12822.2223 | 355925.0028 | 0 | 119147.2232 | 2305.5556 | 0 | 0 | 31227.778 | 7186.1112 | 17094.4446 | 0 | 820902.7843 | 0 | 813436.1176 | 7466.6667 | 7466.6667 | 0 | 5928.7359 | 33668.2028 | 1896.4067 | 52641.3079 | 0 | 17621.8743 | 340.9917 | 0 | 0 | 4618.5884 | 1062.8258 | 2528.2684 | 0 | 121411.5218 | 0 | 120307.2018 | 1104.32 | 1104.32 | 0 | 136.8127 | 776.934 | 43.7618 | 1214.761 | 0 | 406.6458 | 7.8688 | 0 | 0 | 106.5794 | 24.526 | 58.3428 | 0 | 2801.7158 | 0 | 2776.2323 | 25.4835 | 25.4835 | 10.5049 | 0.5917 | 16.7694 | 5.4983 | 0.10639 | 1.4411 | 1.8498 | 0 | 0.33162 | 0 | 0.78885 | 37.5374 | 37.882 | 37.882 | 1
AK_8_PS_2013_EL | 8 | PS | EL | 20954 | ASHRAE30pct-state-8 | SchoolPrimary | STD2013 | AK-Fairbanks-AK | Zone8 | Zone8(AK-Fairbanks-AK) | ASHRAE30pct-state-STD2013 | state | AK | 0.1479 | 0.81 | ASHRAE30pct-state-8_SchoolPrimary_STD2013_AK-Fairbanks-AK.table.csv.gz | Primary School | Fairbanks Intl Arpt AK USA TMY3 WMO#=702610 | Electricity | 0 | 35158.3336 | 197883.3349 | 12822.2223 | 317797.2248 | 0 | 104408.3342 | 1808.3333 | 0 | 0 | 30036.1114 | 7183.3334 | 17141.6668 | 0 | 730963.8947 | 0 | 724238.8947 | 6725.0001 | 6725.0001 | 0 | 5199.9175 | 29266.9452 | 1896.4067 | 47002.2095 | 0 | 15441.9926 | 267.4525 | 0 | 0 | 4442.3409 | 1062.415 | 2535.2525 | 0 | 108109.56 | 0 | 107114.9325 | 994.6275 | 994.6275 | 0 | 119.9943 | 675.3697 | 43.7618 | 1084.6321 | 0 | 356.3424 | 6.1718 | 0 | 0 | 102.5123 | 24.5165 | 58.504 | 0 | 2494.7571 | 0 | 2471.8049 | 22.9522 | 22.9522 | 9.1317 | 0.5917 | 14.9757 | 4.8181 | 0.083449 | 1.3861 | 1.6224 | 0 | 0.33149 | 0 | 0.79103 | 33.4213 | 33.7316 | 33.7316 | 2
AK_8_PS_2010_NG | 8 | PS | NG | 20903 | ASHRAE30pct-state-8 | SchoolPrimary | STD2010 | AK-Fairbanks-AK | Zone8 | Zone8(AK-Fairbanks-AK) | ASHRAE30pct-state-STD2010 | state | AK | 0.1479 | 0.81 | ASHRAE30pct-state-8_SchoolPrimary_STD2010_AK-Fairbanks-AK.table.csv.gz | Primary School | Fairbanks Intl Arpt AK USA TMY3 WMO#=702610 | Natural Gas | 3244804.5195 | 0 | 0 | 0 | 342190.4148 | 0 | 0 | 0 | 0 | 0 | 0 | 144229.3312 | 0 | 0 | 3731224.2654 | 0 | 3731224.2654 | 0 | 0 | 26282.9166 | 0 | 0 | 0 | 2771.7424 | 0 | 0 | 0 | 0 | 0 | 0 | 1168.2576 | 0 | 0 | 30222.9166 | 0 | 30222.9166 | 0 | 0 | 3244.8045 | 0 | 0 | 0 | 342.1904 | 0 | 0 | 0 | 0 | 0 | 0 | 144.2293 | 0 | 0 | 3731.2243 | 0 | 3731.2243 | 0 | 0 | 0 | 0 | 4.6268 | 0 | 0 | 0 | 0 | 43.873 | 1.9501 | 0 | 0 | 50.4499 | 50.4499 | 50.4499 | 1
AK_8_PS_2013_NG | 8 | PS | NG | 20963 | ASHRAE30pct-state-8 | SchoolPrimary | STD2013 | AK-Fairbanks-AK | Zone8 | Zone8(AK-Fairbanks-AK) | ASHRAE30pct-state-STD2013 | state | AK | 0.1479 | 0.81 | ASHRAE30pct-state-8_SchoolPrimary_STD2013_AK-Fairbanks-AK.table.csv.gz | Primary School | Fairbanks Intl Arpt AK USA TMY3 WMO#=702610 | Natural Gas | 2899495.7863 | 0 | 0 | 0 | 342190.4148 | 0 | 0 | 0 | 0 | 0 | 0 | 144011.3332 | 0 | 0 | 3385697.5344 | 0 | 3385697.5344 | 0 | 0 | 23485.9159 | 0 | 0 | 0 | 2771.7424 | 0 | 0 | 0 | 0 | 0 | 0 | 1166.4918 | 0 | 0 | 27424.15 | 0 | 27424.15 | 0 | 0 | 2899.4958 | 0 | 0 | 0 | 342.1904 | 0 | 0 | 0 | 0 | 0 | 0 | 144.0113 | 0 | 0 | 3385.6975 | 0 | 3385.6975 | 0 | 0 | 0 | 0 | 4.6268 | 0 | 0 | 0 | 0 | 39.2041 | 1.9472 | 0 | 0 | 45.778 | 45.778 | 45.778 | 2

## Cost Eff Inputs
Commercial Energy Code Adoption Cost Effectiveness - Economic Analysis Parameters | [7 empty] | 1 | [6 empty] | For Scenario 2 energy Escalation
|  |  |  | Sc2 not updated for US |  |  |  | 2 | Sc 3 uses a pre-tax discount rate determined from real estate industry surveys; Sc 1 uses the FEMP mandated rate fro federal energy projects | [6 empty] | Elec | Gas | [9 empty] | Input Variables for Scalar Ratio Calculations, for 90.1-2019 proposals
Economic Parameter |  |  | Scenario 1 | Scenario 2 | Scenario 3 |  |  | 3 | Sc 3 uses a surveyed inflation rate per Dept Commerce; Sc 1 from NIST is netted against a federal nominal rate and the mandated discount rate | [5 empty] | Sc1 UPV | 19.17 | 23.45 | [9 empty] | No. | Input Economic Variables - Linked | Heating | Cooling
Study Period – Years1 |  |  | 30 | 30 | 40 | Scenario 2 |  | 4 | Annual prices ASHRAE SSPC 90.1 used in development of 90.1-2016 are used | [17 empty] | 1 | Economic Life - Years (1 to 50 yrs) | 40 | 40
Nominal Discount Rate2 |  |  | 0.031 | 0.06 | 0.085 | 0.081229 | Equivalent Nominal disc pre-tax impact | [7 empty] | Scenario | 1 | 2 | [9 empty] | 2 | Down Payment - $ | 0 | 0
Real Discount Rate2 |  |  | 0.03 | 0.040542 | 0.0631 | 1.0405 | 1 - (1+DiscN)/(1+infl) | [7 empty] | Disc | 0.03 | 0.040542 | [9 empty] | 3 | Fuel Escalation Rate - % | var | var
Inflation3 |  |  | 0.001 | 0.0187 | 0.0206 | 1.48 | [8 empty] | Infl | 0.001 | 0.0187 | [9 empty] | 4 | Discount Rate - % | 0.085 | 0.085
Electricity Price, per kWh4 |  |  | 0.1063 | 0.1063 | 0.1063 | Data Sources: | Scenario 1 | NIST Annual Supplement for 135, 2019 | [6 empty] | Net Disc | 0.028971 | 0.021441 | [9 empty] | 5 | Loan Interest Rate - % | 0.05 | 0.05
Natural Gas Price, per therm4 |  |  | 0.98 | 0.98 | 0.98 |  | Scenario 2 | NIST Annual Supplement for 135, 2018 & Other References | [18 empty] | 6 | Federal Tax Rate - % | 0 | 0
Electricity and Natural Gas Price Escalation5 |  |  | Uniform present value factors | Uniform PV factors | electricity 2.07%/year |  | Scenario 3 | ASHRAE 90.1 SSPC Workplan for 90.1-2019 | [18 empty] | 7 | State Tax Rate - % | 0 | 0
|  |  | Electric 19.17, Gas 23.45 | Electric 14.12, Gas 17.28 | natural gas 2.73%/year | [21 empty] | 8 | Combined State, Fed. Tax Rate - % | 0 | 0
Loan Interest Rate6 |  |  | NA | 0.06 | 0.05 |  | The combined tax rate is adjusted for the fact that state taxes are typically deductable from federal income | [19 empty] | 9 | Heating - Gas Price - $/Mbtu | 0.98
Federal Corporate Tax Rate7 |  |  | NA | 0.21 | NA 4 |  | While there is some allowance for federal taxes in state taxes, often it is capped, so effectively | [19 empty] | 10 | Cooling - Electric Price - $/kWh |  | 0.1063
State Corporate Tax Rate8 |  |  | NA | 0.065 | NA 4 |  | only the state tax needs to be adjusted
Property Tax Rate |  |  |  | 0 |  |  | Ptax net of Fed Benefit |  | 0 |  |  | Scenario 3 | [14 empty] | 11 | First Cost Scalar - S2
Factors above in italics are calculated for comparison purposes, but not used in the scenario. | [6 empty] | Pvalue Ptax net of Fed Benefit |  |  | 0 |  | Scalar Limit, 40 year life |  | Note: NISTIR 85-3273-34 was published in March 2019 |  |  |  |  | Set values @ 3% DR |  |  | UPV values below not used |  |  |  |  | 12 | Htg & Clg Scalars - Sh & Sc | 25.2 | 22.1
Scenario 3 energy escalation rates include inflation. | [11 empty] | 22.08 |  | From Table Ba-5; FEMP UPV with 3.0% Discount rate; commercial values | [9 empty] | below is updated for 2018 |  |  | 13 | Scalar Ratio - SR | 25.2 | 22.1 | 22.08
PNNL Calculated set values below | [5 empty] | Sc2 Loan Payment on $1k: | 72.6489 | 30 | year term |  |  | Loan Payment on $1k: | Scenario 1 NIST 2019 Energy Price Indices and Discount Factors for Life-Cycle Cost Analysis – 2019 | [10 empty] | Not used in US analysis |  |  |  |  | -0.0052535 | 1.0053
| 30 Years | 40 Year |  |  | Not updated 2020 for US analysis-not used; will need update for state analysis |  | Scenario 2 Present Value of Loan and Tax Impacts for $1,000 principal |  | Combined Tax Rate | 0.26135 |  |  | DOE Present Value of Single Future Amount, 3% Real Discount (Set input) |  |  | DOE Present Value of Energy Costs with Escalation over Study Period, Commercial |  |  | DOE Present Value of Non-Energy Costs Escalating at Inflation Rate over Study Period, Commercial (set values) |  |  | DOE Present Value of Non-Energy Costs with no Escalation for Inflation over Study Period, Commercial |  | Scenario 2 Present Value of Energy Costs with Escalation over Study Period, Commercial |  |  |  | Life cycle cost LCC sheet calculation outline: | Note 'Name' indicates a worksheet name according to Excel naming protocol
Replacement Year | Residual Value Factors for Linear Pro-Rating of Initial Cost* |  |  |  | Scenario 2 Present Value of Single Future Amount, Scalar Real Discount | Scenario 2 Present Value of Single Future Amount, Scalar Nominal Discount | PV of Loan Payments | PV of Interest Payments | PV of Interest Deduction | PV of Depreciation Deduction | Scenario 3 Present Value of Single Future Amount, Scalar Real Discount | Scenario 3 Present Value of Single Future Amount, Scalar Nominal Discount | Year | UPV, NIST |  | Year | Electric UPV, NIST | Gas UPV, NIST | Year | UPV, NIST, DR=3.0% | Scenario 2, UPV, DR=4.1% | Year | UPV, NIST | Year | Electric UPV, NIST | Gas UPV, NIST | I. | LCCA Calculations - Scenario 1 (all costs in LCC calc are incremental costs for 90.1-2013 minus 90.1-2010) | see LCC_Results range at LCC!$B$43:$AF$49
1 | 0 | 0 |  |  | 0.96104 | 0.9434 | 68.5367 | 56.6038 | 14.7934 | 8.2186 | 0.94065 | 0.92166 | 1 | 0.971 |  | 1 | 0.95 | 0.99 | 1 | 0.971 | 0.96104 | 1 | 0.96 | 1 | 0.94025 | 0.97984 |  | A First cost, net present value equals incremental costs | 1. Values located in 'LCC' First Cost Row 44
2 | 0 | 0 |  |  | 0.92359 | 0.89 | 64.6573 | 52.7243 | 13.7795 | 7.7534 | 0.88481 | 0.84946 | 2 | 0.943 |  | 2 | 1.86 | 1.96 | 2 | 1.91 | 1.8846 | 2 | 1.89 | 2 | 1.8217 | 1.9197 |  | 1. First Cost in 'LCC' Row 44 | a. From 'LCC' Row 7 in 30 year cost listings on this sheet
3 | 0 | -0.66667 |  |  | 0.88761 | 0.83962 | 60.9974 | 49.0645 | 12.823 | 7.3145 | 0.8323 | 0.78291 | 3 | 0.915 |  | 3 | 2.73 | 2.93 | 3 | 2.83 | 2.7722 | 3 | 2.78 | 3 | 2.6483 | 2.8423 |  | 2. 'LCC' Row 7 First Cost Totals sections in 'Cost Est Summary 30 Year' | a. New Construction in Totals section of prototype/climate location cost tables in 'Cost Est Summary
4 | -0.5 | 0 |  |  | 0.85303 | 0.79209 | 57.5447 | 45.6118 | 11.9206 | 6.9005 | 0.78289 | 0.72157 | 4 | 0.888 |  | 4 | 3.58 | 3.89 | 4 | 3.72 | 3.6253 | 4 | 3.64 | 4 | 3.439 | 3.7368 |  |  | Example: Small Office, climate zone 2A value 428.3
5 | 0 | 0 |  |  | 0.81979 | 0.74726 | 54.2875 | 42.3546 | 11.0694 | 6.5099 | 0.73643 | 0.66505 | 5 | 0.863 |  | 5 | 4.41 | 4.86 | 5 | 4.58 | 4.4451 | 5 | 4.46 | 5 | 4.1892 | 4.6167 |  |  | i. '=VLOOKUP($B7,Ttl_30_Sm_Off,7,FALSE)
6 | 0 | -0.33333 |  |  | 0.78785 | 0.70496 | 51.2146 | 39.2817 | 10.2663 | 6.1414 | 0.69272 | 0.61295 | 6 | 0.837 |  | 6 | 5.23 | 5.82 | 6 | 5.42 | 5.2329 | 6 | 5.25 | 6 | 4.9229 | 5.4782 |  |  | ii. $B7 is cost item, New Construction
7 | -0.71429 | -0.28571 |  |  | 0.75715 | 0.66506 | 48.3157 | 36.3827 | 9.5086 | 5.7938 | 0.6516 | 0.56493 | 7 | 0.813 |  | 7 | 6.03 | 6.76 | 7 | 6.23 | 5.9901 | 7 | 6.02 | 7 | 5.6158 | 6.2956 |  |  | iii. Ttl_30_Sm_Off = 'Example 'Cost Est Summary 30 Year'!$N$77:$X$110
8 | -0.25 | 0 |  |  | 0.72765 | 0.62741 | 45.5808 | 33.6479 | 8.7939 | 5.4658 | 0.61292 | 0.52067 | 8 | 0.789 |  | 8 | 6.8 | 7.68 | 8 | 7.02 | 6.7177 | 8 | 6.75 | 8 | 6.2713 | 7.0828 |  |  | iv. Column 7 is the climate zone 2A costs, and New Construction data is in cell T78
9 | -0.66667 | -0.55556 |  |  | 0.6993 | 0.5919 | 43.0008 | 31.0678 | 8.1196 | 5.1564 | 0.57654 | 0.47988 | 9 | 0.766 |  | 9 | 7.56 | 8.58 | 9 | 7.79 | 7.417 | 9 | 7.46 | 9 | 6.9017 | 7.8329 |  | 3. Total New Construction Cost in 'Cost Est Summary 30 Years' | a. Sum of HVAC, Lighting, and Envelope Power Other costs in same tables
10 | 0 | 0 |  |  | 0.67205 | 0.55839 | 40.5668 | 28.6338 | 7.4835 | 4.8645 | 0.54232 | 0.44229 | 10 | 0.744 |  | 10 | 8.29 | 9.47 | 10 | 8.53 | 8.0891 | 10 | 8.14 | 10 | 7.4883 | 8.5542 |  |  | Example: Small Office, climate zone 2A value 428.3 in cell T78 = C78+H78+O78
11 | -0.27273 | -0.36364 |  |  | 0.64587 | 0.52679 | 38.2705 | 26.3376 | 6.8833 | 4.5892 | 0.51013 | 0.40764 | 11 | 0.722 |  | 11 | 9 | 10.34 | 11 | 9.25 | 8.7349 | 11 | 8.79 | 11 | 8.051 | 9.2497 |  | 4. New Construction Costs in C78, H78, and O7 | a. Looked up in: HVAC, Lighting, and Power Envelope
12 | -0.5 | -0.66667 |  |  | 0.62071 | 0.49697 | 36.1043 | 24.1713 | 6.3172 | 4.3294 | 0.47985 | 0.3757 | 12 | 0.701 |  | 12 | 9.69 | 11.19 | 12 | 9.95 | 9.3556 | 12 | 9.42 | 12 | 8.5801 | 9.9083 |  |  | i. 'HVAC <Prototype> Proto' cost summary tables by climate zone
13 | -0.69231 | -0.92308 |  |  | 0.59652 | 0.46884 | 34.0606 | 22.1277 | 5.7831 | 4.0844 | 0.45137 | 0.34627 | 13 | 0.681 |  | 13 | 10.36 | 12.03 | 13 | 10.63 | 9.9522 | 13 | 10.03 | 13 | 9.0748 | 10.5377 |  |  | ii. 'Int Ltg LPD Proto' doesn't vary by climate zone, so results all in one prototype table
14 | -0.85714 | -0.14286 |  |  | 0.57328 | 0.4423 | 32.1327 | 20.1997 | 5.2792 | 3.8532 | 0.42458 | 0.31914 | 14 | 0.661 |  | 14 | 11.02 | 12.84 | 14 | 11.3 | 10.5254 | 14 | 10.61 | 14 | 9.5575 | 11.136 |  |  | iii. 'Env Pow Other Comp Costs' doesn't vary by climate zone, so results all in one prototype table (one exception for small office 4A which includes vestibule)
15 | 0 | -0.33333 |  |  | 0.55094 | 0.41727 | 30.3139 | 18.3809 | 4.8039 | 3.6351 | 0.39938 | 0.29414 | 15 | 0.642 |  | 15 | 11.65 | 13.64 | 15 | 11.94 | 11.0764 | 15 | 11.17 | 15 | 9.9976 | 11.7054 |  |  | b. Example: Small Office, climate zone 2A Mechanical Cost, value -2,129
16 | -0.125 | -0.5 |  |  | 0.52948 | 0.39365 | 28.598 | 16.665 | 4.3554 | 3.4293 | 0.37568 | 0.2711 | 16 | 0.623 |  | 16 | 12.27 | 14.41 | 16 | 12.56 | 11.6059 | 16 | 11.71 | 16 | 10.4281 | 12.2468 |  |  | i. =VLOOKUP($B78,M_Sm_Off_2A,8,FALSE)
17 | -0.23529 | -0.64706 |  |  | 0.50885 | 0.37136 | 26.9792 | 15.0463 | 3.9323 | 3.2352 | 0.35338 | 0.24986 | 17 | 0.605 |  | 17 | 12.87 | 15.17 | 17 | 13.17 | 12.1147 | 17 | 12.23 | 17 | 10.8246 | 12.759 |  |  | ii. $B78 is cost item, New Construction
18 | -0.33333 | -0.77778 |  |  | 0.48902 | 0.35034 | 25.4521 | 13.5192 | 3.5332 | 3.0521 | 0.3324 | 0.23028 | 18 | 0.587 |  | 18 | 13.45 | 15.91 | 18 | 13.75 | 12.6037 | 18 | 12.73 | 18 | 11.205 | 13.2544 |  |  | iii. M_Sm_Off_2A is summary cost table in 'HVAC Small Office Proto'
19 | -0.42105 | -0.89474 |  |  | 0.46997 | 0.33051 | 24.0114 | 12.0785 | 3.1567 | 2.8793 | 0.31267 | 0.21224 | 19 | 0.57 |  | 19 | 14.02 | 16.62 | 19 | 14.32 | 13.0737 | 19 | 13.21 | 19 | 11.5596 | 13.7033 |  |  | iv. Column is the climate zone 2A small office incremental costs, and New Construction data is in cell O39
20 | -0.5 | 0 |  |  | 0.45166 | 0.3118 | 22.6523 | 10.7193 | 2.8015 | 2.7163 | 0.29411 | 0.19562 | 20 | 0.554 |  | 20 | 14.56 | 17.32 | 20 | 14.88 | 13.5253 | 20 | 13.67 | 20 | 11.8703 | 14.1204 |  | 5. New Construction incremental costs in summary tables in prototype cost summary sheets | a. Value in incremental costs column found from difference in 90.1-2013 and 90.1-2010 costs in summary cost sheets
21 | -0.57143 | -0.095238 |  |  | 0.43406 | 0.29416 | 21.3701 | 9.4371 | 2.4664 | 2.5626 | 0.27666 | 0.18029 | 21 | 0.538 |  | 21 | 15.09 | 18 | 21 | 15.42 | 13.9594 | 21 | 14.11 | 21 | 12.1746 | 14.5224 |  |  | b. Example: Small Office, climate zone 2A Incremental cost cell O39, value -2,129
22 | -0.63636 | -0.18182 |  |  | 0.41715 | 0.27751 | 20.1604 | 8.2275 | 2.1503 | 2.4175 | 0.26024 | 0.16617 | 22 | 0.522 |  | 22 | 15.6 | 18.67 | 22 | 15.94 | 14.3766 | 22 | 14.54 | 22 | 12.4665 | 14.9198 |  |  | i. 90.1-2013 New Construction cell N39 - 90.1-2010 New Construction cell J39
23 | -0.69565 | -0.26087 |  |  | 0.40089 | 0.2618 | 19.0193 | 7.0864 | 1.852 | 2.2807 | 0.24479 | 0.15315 | 23 | 0.507 |  | 23 | 16.1 | 19.31 | 23 | 16.44 | 14.7775 | 23 | 14.95 | 23 | 12.7306 | 15.2688 |  | 6. New Construction 90.1-2013 and 90.1-2010 costs | a. Values are summed up from costs above, or to the left of the summary tables
24 | -0.75 | -0.33333 |  |  | 0.38527 | 0.24698 | 17.9427 | 6.0098 | 1.5707 | 2.1516 | 0.23026 | 0.14115 | 24 | 0.492 |  | 24 | 16.58 | 19.95 | 24 | 16.94 | 15.1627 | 24 | 15.35 | 24 | 12.9834 | 15.6224 |  |  | b. Example: Small Office, climate zone 2A Mechanical Cost, value -2,129
25 | -0.8 | -0.4 |  |  | 0.37026 | 0.233 | 16.9271 | 4.9942 | 1.3052 | 2.0298 | 0.21659 | 0.13009 | 25 | 0.478 |  | 25 | 17.05 | 20.56 | 25 | 17.41 | 15.533 | 25 | 15.73 | 25 | 13.2071 | 15.926 |  |  | i. Sum for system level costs for 90.2010 Costs, Total New Construction, N11 to N31 (marked with x in hidden column a)
26 | -0.84615 | -0.46154 |  |  | 0.35584 | 0.21981 | 15.969 | 4.036 | 1.0548 | 1.9149 | 0.20374 | 0.1199 | 26 | 0.464 |  | 26 | 17.5 | 21.16 | 26 | 17.88 | 15.8888 | 26 | 16.1 | 26 | 13.4206 | 16.2274 |  |  | ii. Sum for system level costs for 90.2010 Costs, Total New Construction, J11 to J31 (marked with x in hidden column a)
27 | -0.88889 | -0.51852 |  |  | 0.34197 | 0.20737 | 15.0651 | 3.1321 | 0.81858 | 1.8065 | 0.19164 | 0.11051 | 27 | 0.45 |  | 27 | 17.94 | 21.75 | 27 | 18.83 | 16.2308 | 27 | 16.45 | 27 | 13.6333 | 16.5287
28 | -0.92857 | -0.57143 |  |  | 0.32865 | 0.19563 | 14.2123 | 2.2794 | 0.59572 | 1.7043 | 0.18027 | 0.10185 | 28 | 0.437 |  | 28 | 18.36 | 22.33 | 28 | 18.76 | 16.5594 | 28 | 16.79 | 28 | 13.8078 | 16.7934 |  | B. Replacement, net present value of each year of replacement costs | 1. Values located in 'LCC' First Cost Row 45
29 | -0.96552 | -0.62069 |  |  | 0.31584 | 0.18456 | 13.4078 | 1.4749 | 0.38547 | 1.6078 | 0.16957 | 0.093872 | 29 | 0.424 |  | 29 | 18.77 | 22.89 | 29 | 19.19 | 16.8753 | 29 | 17.11 | 29 | 13.9821 | 17.0511 |  |  | a. Value from DOE uniform present value factor for present value (UPV) of an annuity with same value every year, escalated by general inflation rate
30 | 0 | -0.66667 |  |  | 0.30354 | 0.17411 | 12.6489 | 0.71598 | 0.18712 | 1.5168 | 0.15951 | 0.086518 | 30 | 0.412 |  | 30 | 19.17 | 23.45 | 30 | 19.6 | 17.1788 | 30 | 17.43 | 30 | 14.1234 | 17.2766 |  |  | b. Example: Small Office, climate zone 2A Incremental cost cell C45, value 2,572
31 | -0.032258 | -0.70968 |  |  | 0.29171 | 0.16425 |  |  |  |  | 0.15004 | 0.07974 |  |  |  | i | 18.8804 | 20.8997 | [6 empty] | SC2_Elec_PVA_30 | SC2_Gas_PVA_30 |  |  | i. =SUMPRODUCT(C13:C42,DOE_PV_F), product of each year's replacement cost by present value factors for each year
32 | -0.0625 | -0.75 |  |  | 0.28035 | 0.15496 |  |  |  |  | 0.14113 | 0.073493 |  |  |  | 3 | 0.032922 | 0.02511 | [10 empty] | ii. DOE_PV_F = 'Cost Eff Inputs' O37, UPV for 30 years
33 | -0.090909 | -0.78788 |  |  | 0.26942 | 0.14619 |  |  |  |  | 0.13276 | 0.067736 |  |  |  | P/A = [(1+i)n-1]/[i(1+i)n] | [12 empty] | 2. Incremental replacement looked up by same process as new construction costs for each year of 30 years costs
34 | -0.11765 | -0.82353 |  |  | 0.25893 | 0.13791 |  |  |  |  | 0.12488 | 0.062429 |  |  |  | Table Ba-5. FEMP UPV* Discount Factors adjusted for fuel price escalation, by end-use sector and fuel type.
35 | -0.14286 | -0.85714 |  |  | 0.24884 | 0.13011 |  |  |  |  | 0.11746 | 0.057539
36 | -0.16667 | -0.88889 |  |  | 0.23914 | 0.12274 |  |  |  |  | 0.11049 | 0.053031 | [15 empty] | C. Maintenance, net present value of annual maintenance | 1. Values located in 'LCC' First Cost Row 46
37 | -0.18919 | -0.91892 |  |  | 0.22982 | 0.11579 |  |  |  |  | 0.10393 | 0.048876 | [16 empty] | a. Value from DOE uniform present value factor for present value (UPV) of an annuity with same value every year, escalated by general inflation rate
38 | -0.21053 | -0.94737 |  |  | 0.22087 | 0.10924 |  |  |  |  | 0.097765 | 0.045047 | [16 empty] | b. Example: Small Office, climate zone 2A Incremental cost cell C46, value 0
39 | -0.23077 | -0.97436 |  |  | 0.21226 | 0.10306 |  |  |  |  | 0.091962 | 0.041518 | [16 empty] | i. =C8*DOE_PVA_Maint
40 | -0.25 | 0 |  |  | 0.20399 | 0.097222 |  |  |  |  | 0.086503 | 0.038266 | [16 empty] | ii. DOE_PVA_Maint = 'Cost Eff Inputs' O37, UPV for 30 years
* Proportion of first cost as a credit for useful life remaining at year 30 | [6 empty] | SC2_PV_LoanP | SC2_PV_Int | SC2_PV_IntD | SC2_PV_Depr | [18 empty] | 2. Incremental annual maintenance looked up by same process as new construction costs
Note: Replacements with periods beyond analysis period | [5 empty] | Present Values per k$ | 1000 | 642.0119 | 167.7898 | 119.9146 |  | Present Values per k$
represent residual value at end of analysis period | [27 empty] | D. Incremental energy costs, present value annual cost | 1. Values located in 'LCC' First Cost Row 46
a. Value from DOE uniform present value factor for present value (UPV) of an annuity with varying escalation every year
b. Example: Small Office, climate zone 2A Incremental cost cell C47, value -17,246
i. =-C9*DOE_Electric_PVA_30-C10*DOE_Gas_PVA_30
ii. DOE_Electric_PVA_30 = 'Cost Eff Inputs' K37, UPV for 30 years
iii. DOE_Gas_PVA_30 = 'Cost Eff Inputs' L37, UPV for 30 years
2. Incremental annual maintenance looked up by same process as new construction costs
[28 empty] | E. Net Present Value | 1. Sum of present values for first cost, maintenance, replacements and energy
b. Example: Small Office, climate zone 2A Incremental cost cell C47, value -14,246
i. =SUM(C44:C47)
[27 empty] | II. | Scalar Method | Cost lookups very similar to LCC, except uses 'Cost Est Summary 40 Year'
see Scalar_Results range at 'Scalar'!$B$53:$AF$60
[28 empty] | A. First Cost as is | 1. 'Scalar' row 54
[28 empty] | B. Replacement NPV | 2. 'Scalar' row 55
a. net present value of the 'Scalar' costs over 40 years
i. =SUMPRODUCT(C13:C52,Sca_PV_F) , product of each year's replacement cost by present value factors for each year
ii. Sca_PV_F table for 40 years of present values at ='Cost Eff Inputs'!$D$8:$D$47
[28 empty] | C. Maintenance, just the annual amount | 1. 'Scalar' row 56
[28 empty] | D. Energy cost savings, just the annual amount | 1. 'Scalar' row 57
[28 empty] | E. Scalar Ratio | 1. 'Scalar' row 58
a. First Cost plus Replacement Cost NPV / (Energy Cost Savings - Maintenance Cost)
[28 empty] | F. Scalar Ratio Limit | 1. 'Scalar' row 59, from 90.1-2010 approved value
[28 empty] | G. Result, if scalar ratio is less than scalar ratio limit, is cost effective | 1. 'Scalar' row 60
[27 empty] | III. | Simple Payback | 1. 'Scalar' row 61

## LCC Sc 1
Commercial Energy Code Adoption Cost Effectiveness - LCC Savings Calculation - Scenario 1 | [9 empty] | US National
[26 empty] | 7 | 8 | 9 | 10 | 11
LCC of incremental costs for Scenario 1 without loans or taxes
| Small Office |  |  |  |  | Large Office |  |  |  |  | Standalone Retail |  |  |  |  | Primary School |  |  |  |  | Small Hotel |  |  |  |  | Mid-rise Apartment
| 2A Tampa FL | 3A Atlanta GA | 3B El Paso TX | 4A New York NY | 5A Buffalo NY | 2A Tampa FL | 3A Atlanta GA | 3B El Paso TX | 4A New York NY | 5A Buffalo NY | 2A Tampa FL | 3A Atlanta GA | 3B El Paso TX | 4A New York NY | 5A Buffalo NY | 2A Tampa FL | 3A Atlanta GA | 3B El Paso TX | 4A New York NY | 5A Buffalo NY | 2A Tampa FL | 3A Atlanta GA | 3B El Paso TX | 4A New York NY | 5A Buffalo NY | 2A Tampa FL | 3A Atlanta GA | 3B El Paso TX | 4A New York NY | 5A Buffalo NY
New Construction | -9897.2732 | -10155.0252 | -10261.9899 | -9881.275 | -9919.0008 | -1026974.268 | -1012495.4547 | -964619.1283 | -1076405.062 | -1034993.1876 | -33264.9178 | -33727.2429 | -34252.1204 | -34053.9375 | -34679.4821 | -160140.9931 | -144442.7207 | -157341.1581 | -153556.6139 | -155314.2793 | 29861.6132 | 29270.7197 | 29394.0837 | 29143.3381 | 28680.3123 | -11991.507 | -12389.0502 | -13661.202 | -9966.3938 | -9673.5812
Maintenance | 0 | 0 | 0 | 0 | 0 | 0 | 0 | 0 | 0 | 0 | 0 | 0 | 0 | 0 | 0 | -9.8316 | -14.6177 | 28.5744 | -12.9285 | -14.8992 | -1.6892 | -1.6892 | -1.6892 | -1.1261 | -1.6892 | 480 | 480 | 480 | 480 | 480
Electricity Cost Savings | 277.6399 | 260.2136 | 271.4373 | 238.9476 | 241.3105 | 35429.81 | 33233.7962 | 30496.6799 | 28155.6435 | 28760.8395 | 2700.1961 | 2463.3161 | 2507.3249 | 2297.0275 | 2240.318 | 6210.8645 | 5530.6467 | 6819.3095 | 5005.4937 | 4779.2467 | 4007.1713 | 3764.6794 | 3852.1065 | 3363.283 | 3178.3866 | 1669.0886 | 825.2404 | 472.2833 | 690.2601 | 720.387
Gas Cost Savings | 0 | -0.83597 | -0.18577 | -1.9506 | -6.502 | 590.291 | 3291.1395 | -549.7927 | 1742.8215 | 2277.4737 | -26.101 | -154.6553 | -112.6708 | -261.8459 | -313.2119 | 109.6056 | 554.1583 | 125.3033 | 405.6335 | 659.584 | -5.3874 | -11.0534 | -19.1345 | 0.92886 | 24.7077 | 77.8385 | 756.0927 | 259.6166 | -148.0604 | -198.4047
Total Energy Cost Savings | 277.6399 | 259.3776 | 271.2516 | 236.997 | 234.8084 | 36020.101 | 36524.9357 | 29946.8872 | 29898.465 | 31038.3133 | 2674.0951 | 2308.6607 | 2394.6541 | 2035.1816 | 1927.1062 | 6320.4701 | 6084.805 | 6944.6128 | 5411.1272 | 5438.8307 | 4001.784 | 3753.626 | 3832.972 | 3364.2118 | 3203.0943 | 1746.9272 | 1581.3331 | 731.8998 | 542.1997 | 521.9824
Replacement | [26 empty] | MRA
1 | 0 | 0 | 0 | 0 | 0 | 0 | 0 | 0 | 0 | 0 | 0 | 0 | 0 | 0 | 0 | 0 | 0 | 0 | 0 | 0 | -20884.6319 | -20884.6319 | -20884.6319 | -20884.6319 | -20884.6319 | 0 | 0 | 0 | 0 | 0
2 | 0 | 0 | 0 | 0 | 0 | 0 | 0 | 0 | 0 | 0 | 0 | 0 | 0 | 0 | 0 | 0 | 0 | 0 | 0 | 0 | -20884.6319 | -20884.6319 | -20884.6319 | -20884.6319 | -20884.6319 | -460.6233 | -460.6233 | -460.6233 | -460.6233 | -460.6233
3 | 0 | 0 | 0 | 0 | 0 | 0 | 0 | 0 | 0 | 0 | 0 | 0 | 0 | 0 | 0 | 0 | 0 | 0 | 0 | 0 | -58741.8193 | -58741.8193 | -58741.8193 | -58741.8193 | -58741.8193 | 0 | 0 | 0 | 0 | 0
4 | 0 | 0 | 0 | 0 | 0 | 0 | 0 | 0 | 0 | 0 | 0 | 0 | 0 | 0 | 0 | 0 | 0 | 0 | 0 | 0 | -20884.6319 | -20884.6319 | -20884.6319 | -20884.6319 | -20884.6319 | -460.6233 | -460.6233 | -460.6233 | -460.6233 | -460.6233
5 | 0 | 0 | 0 | 0 | 0 | 0 | 0 | 0 | 0 | 0 | 0 | 0 | 0 | 0 | 0 | 0 | 0 | 0 | 0 | 0 | -21117.3617 | -21117.3617 | -21117.3617 | -21117.3617 | -21117.3617 | 0 | 0 | 0 | 0 | 0
6 | 0 | 0 | 0 | 0 | 0 | 0 | 0 | 0 | 0 | 0 | 0 | 0 | 0 | 0 | 0 | 0 | 0 | 0 | 0 | 0 | -100064.3517 | -100064.3517 | -100064.3517 | -100064.3517 | -100064.3517 | -19901.5153 | -19901.5153 | -19901.5153 | -19901.5153 | -19901.5153
7 | 0 | 0 | 0 | 0 | 0 | 0 | 0 | 0 | 0 | 0 | 0 | 0 | 0 | 0 | 0 | 0 | 0 | 0 | 0 | 0 | -11533.953 | -11533.953 | -11533.953 | -11533.953 | -11533.953 | 0 | 0 | 0 | 0 | 0
8 | 0 | 0 | 0 | 0 | 0 | 0 | 0 | 0 | 0 | 0 | 0 | 0 | 0 | 0 | 0 | 0 | 0 | 0 | 0 | 0 | -20884.6319 | -20884.6319 | -20884.6319 | -20884.6319 | -20884.6319 | -460.6233 | -460.6233 | -460.6233 | -460.6233 | -460.6233
9 | 0 | 0 | 0 | 0 | 0 | 0 | 0 | 0 | 0 | 0 | 0 | 0 | 0 | 0 | 0 | 0 | 0 | 0 | 0 | 0 | -65765.9084 | -65765.9084 | -65765.9084 | -65765.9084 | -65765.9084 | 0 | 0 | 0 | 0 | 0
10 | 0 | 0 | 0 | 0 | 0 | 0 | 0 | 0 | 0 | 0 | -17.3674 | -17.3674 | -17.3674 | -17.3674 | -17.3674 | -2290.3509 | -2290.3509 | -2290.3509 | -2290.3509 | -2290.3509 | -21117.3617 | -21117.3617 | -21117.3617 | -21117.3617 | -21117.3617 | -460.6233 | -460.6233 | -460.6233 | -460.6233 | -460.6233
11 | 0 | 0 | 0 | 0 | 0 | 0 | 0 | 0 | 0 | 0 | 0 | 0 | 0 | 0 | 0 | 0 | 0 | 0 | 0 | 0 | -20884.6319 | -20884.6319 | -20884.6319 | -20884.6319 | -20884.6319 | 0 | 0 | 0 | 0 | 0
12 | 0 | 0 | 0 | 0 | 0 | 0 | 0 | 0 | 0 | 0 | 0 | 0 | 0 | 0 | 0 | 0 | 0 | 0 | 0 | 0 | -98418.7083 | -98418.7083 | -98418.7083 | -98418.7083 | -98418.7083 | -19901.5153 | -19901.5153 | -19901.5153 | -19901.5153 | -19901.5153
13 | 0 | 0 | 0 | 0 | 0 | 0 | 0 | 0 | 0 | 0 | 0 | 0 | 0 | 0 | 0 | 0 | 0 | 0 | 0 | 0 | -16757.8377 | -16757.8377 | -16757.8377 | -16757.8377 | -16757.8377 | 0 | 0 | 0 | 0 | 0
14 | -9757.887 | -9757.887 | -9757.887 | -9757.887 | -9757.887 | 0 | 0 | 0 | 0 | 0 | -46046.2706 | -46046.2706 | -46046.2706 | -46046.2706 | -46046.2706 | -144161.4282 | -144161.4282 | -144161.4282 | -144161.4282 | -144161.4282 | 198488.5247 | 198488.5247 | 198488.5247 | 198488.5247 | 198488.5247 | -460.6233 | -460.6233 | -460.6233 | -460.6233 | -460.6233
15 | -722.2508 | -606.6661 | -733.9818 | -406.9664 | -242.4968 | -111828.3774 | -112316.3366 | -30465.0485 | -103169.5271 | -103449.3911 | -2063.9266 | -1670.0347 | -2062.5786 | -1566.5921 | -1679.0509 | -11959.0255 | -5884.8965 | -2236.5076 | -3685.3342 | -5319.4061 | -59958.3325 | -59991.6156 | -59862.9799 | -59799.4119 | -59733.3866 | 9683.8412 | 9457.2333 | 7582.9891 | 11985.7647 | 12425.0202
16 | 0 | 0 | 0 | 0 | 0 | 0 | 0 | 0 | 0 | 0 | 0 | 0 | 0 | 0 | 0 | 0 | 0 | 0 | 0 | 0 | -19755.1188 | -19755.1188 | -19755.1188 | -19755.1188 | -19755.1188 | -7442.9664 | -7442.9664 | -7442.9664 | -7442.9664 | -7442.9664
17 | 0 | 0 | 0 | 0 | 0 | 0 | 0 | 0 | 0 | 0 | 0 | 0 | 0 | 0 | 0 | 0 | 0 | 0 | 0 | 0 | -20884.6319 | -20884.6319 | -20884.6319 | -20884.6319 | -20884.6319 | 0 | 0 | 0 | 0 | 0
18 | 0 | 0 | 0 | 0 | 0 | -917490.7411 | -917490.7411 | -917490.7411 | -917490.7411 | -917490.7411 | 0 | 0 | 0 | 0 | 0 | 0 | 0 | 0 | 0 | 0 | -107088.4408 | -107088.4408 | -107088.4408 | -107088.4408 | -107088.4408 | -19901.5153 | -19901.5153 | -19901.5153 | -19901.5153 | -19901.5153
19 | 0 | 0 | 0 | 0 | 0 | 0 | 0 | 0 | 0 | 0 | 0 | 0 | 0 | 0 | 0 | 0 | 0 | 0 | 0 | 0 | -20884.6319 | -20884.6319 | -20884.6319 | -20884.6319 | -20884.6319 | 0 | 0 | 0 | 0 | 0
20 | 0 | 0 | 0 | 0 | 0 | 82034.7344 | 91419.7285 | 62415.7214 | 20171.6141 | 55596.6018 | 814.268 | 814.268 | 814.268 | 814.268 | 814.268 | -2200.2214 | 10839.719 | -2305.8748 | -1967.5443 | -1955.1458 | -20934.8216 | -20934.8216 | -20934.8216 | -20934.8216 | -20934.8216 | 533.0809 | 533.0809 | 533.0809 | 533.0809 | 533.0809
21 | 0 | 0 | 0 | 0 | 0 | 0 | 0 | 0 | 0 | 0 | 0 | 0 | 0 | 0 | 0 | 0 | 0 | 0 | 0 | 0 | -49391.1404 | -49391.1404 | -49391.1404 | -49391.1404 | -49391.1404 | 0 | 0 | 0 | 0 | 0
22 | 0 | 0 | 0 | 0 | 0 | 0 | 0 | 0 | 0 | 0 | 0 | 0 | 0 | 0 | 0 | 0 | 0 | 0 | 0 | 0 | -20884.6319 | -20884.6319 | -20884.6319 | -20884.6319 | -20884.6319 | -460.6233 | -460.6233 | -460.6233 | -460.6233 | -460.6233
23 | 0 | 0 | 0 | 0 | 0 | -35522.2187 | -10666.3147 | -3940.8024 | -12113.6729 | -5025.2142 | 0 | 0 | 0 | 0 | 0 | 0 | 0 | 0 | 0 | 0 | -20884.6319 | -20884.6319 | -20884.6319 | -20884.6319 | -20884.6319 | 0 | 0 | 0 | 0 | 0
24 | 0 | 0 | 0 | 0 | 0 | 0 | 0 | 0 | 0 | 0 | 0 | 0 | 0 | 0 | 0 | 0 | 0 | 0 | 0 | 0 | -101390.3136 | -101390.3136 | -101390.3136 | -101390.3136 | -101390.3136 | -19901.5153 | -19901.5153 | -19901.5153 | -19901.5153 | -19901.5153
25 | 0 | 0 | 0 | 0 | 0 | 0 | 0 | 0 | 0 | 0 | 0 | 0 | 0 | 0 | 0 | 0 | 0 | 0 | 0 | 0 | -21117.3617 | -21117.3617 | -21117.3617 | -21117.3617 | -21117.3617 | 0 | 0 | 0 | 0 | 0
26 | 0 | 0 | 0 | 0 | 0 | 0 | 0 | 0 | 0 | 0 | 0 | 0 | 0 | 0 | 0 | 0 | 0 | 0 | 0 | 0 | -16757.8377 | -16757.8377 | -16757.8377 | -16757.8377 | -16757.8377 | -460.6233 | -460.6233 | -460.6233 | -460.6233 | -460.6233
27 | 0 | 0 | 0 | 0 | 0 | 0 | 0 | 0 | 0 | 0 | 0 | 0 | 0 | 0 | 0 | 0 | 0 | 0 | 0 | 0 | -65765.9084 | -65765.9084 | -65765.9084 | -65765.9084 | -65765.9084 | 0 | 0 | 0 | 0 | 0
28 | -9757.887 | -9757.887 | -9757.887 | -9757.887 | -9757.887 | 0 | 0 | 0 | 0 | 0 | -46046.2706 | -46046.2706 | -46046.2706 | -46046.2706 | -46046.2706 | -144161.4282 | -144161.4282 | -144161.4282 | -144161.4282 | -144161.4282 | 198488.5247 | 198488.5247 | 198488.5247 | 198488.5247 | 198488.5247 | -460.6233 | -460.6233 | -460.6233 | -460.6233 | -460.6233
29 | 0 | 0 | 0 | 0 | 0 | 0 | 0 | 0 | 0 | 0 | 0 | 0 | 0 | 0 | 0 | 0 | 0 | 0 | 0 | 0 | -20884.6319 | -20884.6319 | -20884.6319 | -20884.6319 | -20884.6319 | 0 | 0 | 0 | 0 | 0
30 | 8047.8586 | 8133.831 | 8133.831 | 8154.4766 | 8155.3357 | 266110.875 | 251188.679 | 260841.1844 | 289644.0481 | 267392.0555 | 40321.6984 | 38748.9172 | 36658.0803 | 38574.9896 | 38576.1046 | 119637.2536 | 114003.5151 | 120653.4002 | 120679.8113 | 120686.0601 | -184592.1599 | -184457.7053 | -184457.7053 | -184277.9101 | -184274.257 | -768.2662 | -710.9801 | -710.9801 | -659.8897 | -655.4096
Life Cycle Costs (LCC)
First Cost | -9897.2732 | -10155.0252 | -10261.9899 | -9881.275 | -9919.0008 | -1026974.268 | -1012495.4547 | -964619.1283 | -1076405.062 | -1034993.1876 | -33264.9178 | -33727.2429 | -34252.1204 | -34053.9375 | -34679.4821 | -160140.9931 | -144442.7207 | -157341.1581 | -153556.6139 | -155314.2793 | 29861.6132 | 29270.7197 | 29394.0837 | 29143.3381 | 28680.3123 | -11991.507 | -12389.0502 | -13661.202 | -9966.3938 | -9673.5812
Replacement, PV | -7862.1272 | -7752.5012 | -7834.2379 | -7615.7881 | -7509.8446 | -473285.7248 | -461945.7093 | -418078.7353 | -480435.1116 | -466563.3135 | -34833.1232 | -35228.2305 | -36341.6685 | -35233.4785 | -35305.2176 | -119599.3378 | -110796.7203 | -112997.3608 | -113729.1911 | -114768.8219 | -563847.775 | -563813.7475 | -563731.1634 | -563616.2771 | -563572.3838 | -53032.8822 | -53154.7626 | -54358.0274 | -51510.3962 | -51226.5483
Maintenance, PV | 0 | 0 | 0 | 0 | 0 | 0 | 0 | 0 | 0 | 0 | 0 | 0 | 0 | 0 | 0 | -192.6989 | -286.5069 | 560.0587 | -253.3982 | -292.025 | -33.1087 | -33.1087 | -33.1087 | -22.0725 | -33.1087 | 9408 | 9408 | 9408 | 9408 | 9408
Energy Cost Increase | -5322.3577 | -4968.6912 | -5199.0976 | -4534.8831 | -4473.449 | -693031.7815 | -714269.0943 | -571728.7146 | -580612.8502 | -604752.0531 | -51150.691 | -43595.1017 | -45423.2887 | -37893.7312 | -35602.0786 | -121632.5237 | -119017.5099 | -133664.5261 | -105467.4196 | -107085.4044 | -76691.1404 | -71909.7017 | -73396.1766 | -64495.9164 | -61509.0664 | -33821.7424 | -33550.232 | -15141.6791 | -9760.2705 | -9157.2302
LCC (net costs)* | -23081.7581 | -22876.2176 | -23295.3254 | -22031.9461 | -21902.2944 | -2193291.7744 | -2188710.2583 | -1954426.5783 | -2137453.0238 | -2106308.5541 | -119248.732 | -112550.575 | -116017.0775 | -107181.1471 | -105586.7783 | -401565.5535 | -374543.4578 | -403442.9863 | -373006.6228 | -377460.5306 | -610710.4108 | -606485.838 | -607766.3649 | -598990.9278 | -596434.2466 | -89438.1316 | -89686.0448 | -73752.9084 | -61829.0605 | -60649.3597
LCC Cost Effective | Yes | Yes | Yes | Yes | Yes | Yes | Yes | Yes | Yes | Yes | Yes | Yes | Yes | Yes | Yes | Yes | Yes | Yes | Yes | Yes | Yes | Yes | Yes | Yes | Yes | Yes | Yes | Yes | Yes | Yes
* If LCC <=0 then the project is cost effective. In the report this indicator is shown as "Life Cycle Cost Net Savings," so the sign is reversed and cost effectiveness is indicated by LCC NPV Savings >= 0.
| Small Office |  |  |  |  | Large Office |  |  |  |  | Standalone Retail |  |  |  |  | Primary School |  |  |  |  | Small Hotel |  |  |  |  | Mid-rise Apartment
| 2A Tampa FL | 3A Atlanta GA | 3B El Paso TX | 4A New York NY | 5A Buffalo NY | 2A Tampa FL | 3A Atlanta GA | 3B El Paso TX | 4A New York NY | 5A Buffalo NY | 2A Tampa FL | 3A Atlanta GA | 3B El Paso TX | 4A New York NY | 5A Buffalo NY | 2A Tampa FL | 3A Atlanta GA | 3B El Paso TX | 4A New York NY | 5A Buffalo NY | 2A Tampa FL | 3A Atlanta GA | 3B El Paso TX | 4A New York NY | 5A Buffalo NY | 2A Tampa FL | 3A Atlanta GA | 3B El Paso TX | 4A New York NY | 5A Buffalo NY
Simple Payback | Immediate | Immediate | Immediate | Immediate | Immediate | Immediate | Immediate | Immediate | Immediate | Immediate | Immediate | Immediate | Immediate | Immediate | Immediate | Immediate | Immediate | Immediate | Immediate | Immediate | 7.5 | 7.8 | 7.7 | 8.7 | 9 | Immediate | Immediate | Immediate | Immediate | Immediate
LCC Net Savings/sf | 4.2 | 4.16 | 4.23 | 4 | 3.98 | 4.4 | 4.39 | 3.92 | 4.29 | 4.22 | 4.83 | 4.56 | 4.7 | 4.34 | 4.28 | 5.43 | 5.06 | 5.45 | 5.04 | 5.1 | 14.14 | 14.04 | 14.07 | 13.86 | 13.81 | 2.65 | 2.66 | 2.19 | 1.83 | 1.8
Floor area, sf | 5502 | 5502 | 5502 | 5502 | 5502 | 498588 | 498588 | 498588 | 498588 | 498588 | 24692 | 24692 | 24692 | 24692 | 24692 | 73959 | 73959 | 73959 | 73959 | 73959 | 43202 | 43202 | 43202 | 43202 | 43202 | 33741 | 33741 | 33741 | 33741 | 33741
Annual Energy Sav/sf | 0.05 | 0.047 | 0.049 | 0.043 | 0.043 | 0.072 | 0.073 | 0.06 | 0.06 | 0.062 | 0.108 | 0.093 | 0.097 | 0.082 | 0.078 | 0.085 | 0.082 | 0.094 | 0.073 | 0.074 | 0.093 | 0.087 | 0.089 | 0.078 | 0.074 | 0.052 | 0.047 | 0.022 | 0.016 | 0.015
SIR (savings to investment ratio) | Infinite | Infinite | Infinite | Infinite | Infinite | Infinite | Infinite | Infinite | Infinite | Infinite | Infinite | Infinite | Infinite | Infinite | Infinite | Infinite | Infinite | Infinite | Infinite | Infinite | Infinite | Infinite | Infinite | Infinite | Infinite | Infinite | Infinite | Infinite | Infinite | Infinite
| TRUE | TRUE | TRUE | TRUE | TRUE | TRUE | TRUE | TRUE | TRUE | TRUE | TRUE | TRUE | TRUE | TRUE | TRUE | TRUE | TRUE | TRUE | TRUE | TRUE | TRUE | TRUE | TRUE | TRUE | TRUE | TRUE | TRUE | TRUE | TRUE | TRUE
Local Cost Location Price Index of |  | 1 | IS NOT applied on this sheet below! It is applied on "Cost Est Summaray tab" and costs above and on LCC are taken from there!!! - Note that if Cost Est is updated or changed, below should be too!
[12 empty] | 1 | 2 | 3 | 4 | 5 | 6 | 7 | 8 | 9 | 10 | 11
Small Office |  |  | Mechanical |  |  |  |  | Lighting |  |  |  | 1: Small Office; 4: Envelope, Power and Other; 9: Total
| 2A Tampa FL | 3A Atlanta GA | 3B El Paso TX | 4A New York NY | 5A Buffalo NY | 2A Tampa FL | 3A Atlanta GA | 3B El Paso TX | 4A New York NY | 5A Buffalo NY |  |  | 2A Tampa FL | 3A Atlanta GA | 3B El Paso TX | 4A New York NY | 5A Buffalo NY | 2A Tampa FL | 3A Atlanta GA | 3B El Paso TX | 4A New York NY | 5A Buffalo NY
New Construction | -412.2962 | -321.9867 | -428.9515 | 21.6972 | -16.0286 | -10042.036 | -10042.036 | -10042.036 | -10042.036 | -10042.036 |  | New Construction | 557.059 | 208.9976 | 208.9976 | 139.0638 | 139.0638 | -9897.2732 | -10155.0252 | -10261.9899 | -9881.275 | -9919.0008
Maintenance | 0 | 0 | 0 | 0 | 0 | #N/A | #N/A | #N/A | #N/A | #N/A |  | Maintenance | 0 | 0 | 0 | 0 | 0 | #N/A | #N/A | #N/A | #N/A | #N/A
Replacement | [11 empty] | 1: Replacement; 7: 0; 8: 0; 9: 0; 10: 0; 11: 0
1 | 0 | 0 | 0 | 0 | 0 | 0 | 0 | 0 | 0 | 0 |  | Year 1 | 0 | 0 | 0 | 0 | 0 | 0 | 0 | 0 | 0 | 0
2 | 0 | 0 | 0 | 0 | 0 | 0 | 0 | 0 | 0 | 0 |  | 2 | 0 | 0 | 0 | 0 | 0 | 0 | 0 | 0 | 0 | 0
3 | 0 | 0 | 0 | 0 | 0 | 0 | 0 | 0 | 0 | 0 |  | 3 | 0 | 0 | 0 | 0 | 0 | 0 | 0 | 0 | 0 | 0
4 | 0 | 0 | 0 | 0 | 0 | 0 | 0 | 0 | 0 | 0 |  | 4 | 0 | 0 | 0 | 0 | 0 | 0 | 0 | 0 | 0 | 0
5 | 0 | 0 | 0 | 0 | 0 | 0 | 0 | 0 | 0 | 0 |  | 5 | 0 | 0 | 0 | 0 | 0 | 0 | 0 | 0 | 0 | 0
6 | 0 | 0 | 0 | 0 | 0 | 0 | 0 | 0 | 0 | 0 |  | 6 | 0 | 0 | 0 | 0 | 0 | 0 | 0 | 0 | 0 | 0
7 | 0 | 0 | 0 | 0 | 0 | 0 | 0 | 0 | 0 | 0 |  | 7 | 0 | 0 | 0 | 0 | 0 | 0 | 0 | 0 | 0 | 0
8 | 0 | 0 | 0 | 0 | 0 | 0 | 0 | 0 | 0 | 0 |  | 8 | 0 | 0 | 0 | 0 | 0 | 0 | 0 | 0 | 0 | 0
9 | 0 | 0 | 0 | 0 | 0 | 0 | 0 | 0 | 0 | 0 |  | 9 | 0 | 0 | 0 | 0 | 0 | 0 | 0 | 0 | 0 | 0
10 | 0 | 0 | 0 | 0 | 0 | 0 | 0 | 0 | 0 | 0 |  | 10 | 0 | 0 | 0 | 0 | 0 | 0 | 0 | 0 | 0 | 0
11 | 0 | 0 | 0 | 0 | 0 | 0 | 0 | 0 | 0 | 0 |  | 11 | 0 | 0 | 0 | 0 | 0 | 0 | 0 | 0 | 0 | 0
12 | 0 | 0 | 0 | 0 | 0 | 0 | 0 | 0 | 0 | 0 |  | 12 | 0 | 0 | 0 | 0 | 0 | 0 | 0 | 0 | 0 | 0
13 | 0 | 0 | 0 | 0 | 0 | 0 | 0 | 0 | 0 | 0 |  | 13 | 0 | 0 | 0 | 0 | 0 | 0 | 0 | 0 | 0 | 0
14 | 0 | 0 | 0 | 0 | 0 | -9757.887 | -9757.887 | -9757.887 | -9757.887 | -9757.887 |  | 14 | 0 | 0 | 0 | 0 | 0 | -9757.887 | -9757.887 | -9757.887 | -9757.887 | -9757.887
15 | -722.2508 | -606.6661 | -733.9818 | -406.9664 | -242.4968 | 0 | 0 | 0 | 0 | 0 |  | 15 | 0 | 0 | 0 | 0 | 0 | -722.2508 | -606.6661 | -733.9818 | -406.9664 | -242.4968
16 | 0 | 0 | 0 | 0 | 0 | 0 | 0 | 0 | 0 | 0 |  | 16 | 0 | 0 | 0 | 0 | 0 | 0 | 0 | 0 | 0 | 0
17 | 0 | 0 | 0 | 0 | 0 | 0 | 0 | 0 | 0 | 0 |  | 17 | 0 | 0 | 0 | 0 | 0 | 0 | 0 | 0 | 0 | 0
18 | 0 | 0 | 0 | 0 | 0 | 0 | 0 | 0 | 0 | 0 |  | 18 | 0 | 0 | 0 | 0 | 0 | 0 | 0 | 0 | 0 | 0
19 | 0 | 0 | 0 | 0 | 0 | 0 | 0 | 0 | 0 | 0 |  | 19 | 0 | 0 | 0 | 0 | 0 | 0 | 0 | 0 | 0 | 0
20 | 0 | 0 | 0 | 0 | 0 | 0 | 0 | 0 | 0 | 0 |  | 20 | 0 | 0 | 0 | 0 | 0 | 0 | 0 | 0 | 0 | 0
21 | 0 | 0 | 0 | 0 | 0 | 0 | 0 | 0 | 0 | 0 |  | 21 | 0 | 0 | 0 | 0 | 0 | 0 | 0 | 0 | 0 | 0
22 | 0 | 0 | 0 | 0 | 0 | 0 | 0 | 0 | 0 | 0 |  | 22 | 0 | 0 | 0 | 0 | 0 | 0 | 0 | 0 | 0 | 0
23 | 0 | 0 | 0 | 0 | 0 | 0 | 0 | 0 | 0 | 0 |  | 23 | 0 | 0 | 0 | 0 | 0 | 0 | 0 | 0 | 0 | 0
24 | 0 | 0 | 0 | 0 | 0 | 0 | 0 | 0 | 0 | 0 |  | 24 | 0 | 0 | 0 | 0 | 0 | 0 | 0 | 0 | 0 | 0
25 | 0 | 0 | 0 | 0 | 0 | 0 | 0 | 0 | 0 | 0 |  | 25 | 0 | 0 | 0 | 0 | 0 | 0 | 0 | 0 | 0 | 0
26 | 0 | 0 | 0 | 0 | 0 | 0 | 0 | 0 | 0 | 0 |  | 26 | 0 | 0 | 0 | 0 | 0 | 0 | 0 | 0 | 0 | 0
27 | 0 | 0 | 0 | 0 | 0 | 0 | 0 | 0 | 0 | 0 |  | 27 | 0 | 0 | 0 | 0 | 0 | 0 | 0 | 0 | 0 | 0
28 | 0 | 0 | 0 | 0 | 0 | -9757.887 | -9757.887 | -9757.887 | -9757.887 | -9757.887 |  | 28 | 0 | 0 | 0 | 0 | 0 | -9757.887 | -9757.887 | -9757.887 | -9757.887 | -9757.887
29 | 0 | 0 | 0 | 0 | 0 | 0 | 0 | 0 | 0 | 0 |  | 29 | 0 | 0 | 0 | 0 | 0 | 0 | 0 | 0 | 0 | 0
30 | 0 | 0 | 0 | 0 | 0 | 8363.9032 | 8363.9032 | 8363.9032 | 8363.9032 | 8363.9032 |  | 30 | -316.0445 | -230.0722 | -230.0722 | -209.4266 | -208.5675 | 8047.8586 | 8133.831 | 8133.831 | 8154.4766 | 8155.3357
Large Office |  |  | Mechanical |  |  |  |  | Lighting |  |  |  | 1: Large Office; 4: Envelope, Power and Other; 9: Total
| 2A Tampa FL | 3A Atlanta GA | 3B El Paso TX | 4A New York NY | 5A Buffalo NY | 2A Tampa FL | 3A Atlanta GA | 3B El Paso TX | 4A New York NY | 5A Buffalo NY |  |  | 2A Tampa FL | 3A Atlanta GA | 3B El Paso TX | 4A New York NY | 5A Buffalo NY | 2A Tampa FL | 3A Atlanta GA | 3B El Paso TX | 4A New York NY | 5A Buffalo NY
New Construction | -159886.4963 | -118371.1036 | -70494.7772 | -176848.419 | -135436.5446 | -910358.7867 | -910358.7867 | -910358.7867 | -910358.7867 | -910358.7867 |  | New Construction | 43271.0149 | 16234.4356 | 16234.4356 | 10802.1437 | 10802.1437 | -1026974.268 | -1012495.4547 | -964619.1283 | -1076405.062 | -1034993.1876
Maintenance | 0 | 0 | 0 | 0 | 0 | #N/A | #N/A | #N/A | #N/A | #N/A |  | Maintenance | 0 | 0 | 0 | 0 | 0 | #N/A | #N/A | #N/A | #N/A | #N/A
Replacement | [11 empty] | 1: Replacement; 7: 0; 8: 0; 9: 0; 10: 0; 11: 0
1 | 0 | 0 | 0 | 0 | 0 | 0 | 0 | 0 | 0 | 0 |  | Year 1 | 0 | 0 | 0 | 0 | 0 | 0 | 0 | 0 | 0 | 0
2 | 0 | 0 | 0 | 0 | 0 | 0 | 0 | 0 | 0 | 0 |  | 2 | 0 | 0 | 0 | 0 | 0 | 0 | 0 | 0 | 0 | 0
3 | 0 | 0 | 0 | 0 | 0 | 0 | 0 | 0 | 0 | 0 |  | 3 | 0 | 0 | 0 | 0 | 0 | 0 | 0 | 0 | 0 | 0
4 | 0 | 0 | 0 | 0 | 0 | 0 | 0 | 0 | 0 | 0 |  | 4 | 0 | 0 | 0 | 0 | 0 | 0 | 0 | 0 | 0 | 0
5 | 0 | 0 | 0 | 0 | 0 | 0 | 0 | 0 | 0 | 0 |  | 5 | 0 | 0 | 0 | 0 | 0 | 0 | 0 | 0 | 0 | 0
6 | 0 | 0 | 0 | 0 | 0 | 0 | 0 | 0 | 0 | 0 |  | 6 | 0 | 0 | 0 | 0 | 0 | 0 | 0 | 0 | 0 | 0
7 | 0 | 0 | 0 | 0 | 0 | 0 | 0 | 0 | 0 | 0 |  | 7 | 0 | 0 | 0 | 0 | 0 | 0 | 0 | 0 | 0 | 0
8 | 0 | 0 | 0 | 0 | 0 | 0 | 0 | 0 | 0 | 0 |  | 8 | 0 | 0 | 0 | 0 | 0 | 0 | 0 | 0 | 0 | 0
9 | 0 | 0 | 0 | 0 | 0 | 0 | 0 | 0 | 0 | 0 |  | 9 | 0 | 0 | 0 | 0 | 0 | 0 | 0 | 0 | 0 | 0
10 | 0 | 0 | 0 | 0 | 0 | 0 | 0 | 0 | 0 | 0 |  | 10 | 0 | 0 | 0 | 0 | 0 | 0 | 0 | 0 | 0 | 0
11 | 0 | 0 | 0 | 0 | 0 | 0 | 0 | 0 | 0 | 0 |  | 11 | 0 | 0 | 0 | 0 | 0 | 0 | 0 | 0 | 0 | 0
12 | 0 | 0 | 0 | 0 | 0 | 0 | 0 | 0 | 0 | 0 |  | 12 | 0 | 0 | 0 | 0 | 0 | 0 | 0 | 0 | 0 | 0
13 | 0 | 0 | 0 | 0 | 0 | 0 | 0 | 0 | 0 | 0 |  | 13 | 0 | 0 | 0 | 0 | 0 | 0 | 0 | 0 | 0 | 0
14 | 0 | 0 | 0 | 0 | 0 | 0 | 0 | 0 | 0 | 0 |  | 14 | 0 | 0 | 0 | 0 | 0 | 0 | 0 | 0 | 0 | 0
15 | -111828.3774 | -112316.3366 | -30465.0485 | -103169.5271 | -103449.3911 | 0 | 0 | 0 | 0 | 0 |  | 15 | 0 | 0 | 0 | 0 | 0 | -111828.3774 | -112316.3366 | -30465.0485 | -103169.5271 | -103449.3911
16 | 0 | 0 | 0 | 0 | 0 | 0 | 0 | 0 | 0 | 0 |  | 16 | 0 | 0 | 0 | 0 | 0 | 0 | 0 | 0 | 0 | 0
17 | 0 | 0 | 0 | 0 | 0 | 0 | 0 | 0 | 0 | 0 |  | 17 | 0 | 0 | 0 | 0 | 0 | 0 | 0 | 0 | 0 | 0
18 | 0 | 0 | 0 | 0 | 0 | -917490.7411 | -917490.7411 | -917490.7411 | -917490.7411 | -917490.7411 |  | 18 | 0 | 0 | 0 | 0 | 0 | -917490.7411 | -917490.7411 | -917490.7411 | -917490.7411 | -917490.7411
19 | 0 | 0 | 0 | 0 | 0 | 0 | 0 | 0 | 0 | 0 |  | 19 | 0 | 0 | 0 | 0 | 0 | 0 | 0 | 0 | 0 | 0
20 | 82034.7344 | 91419.7285 | 62415.7214 | 20171.6141 | 55596.6018 | 0 | 0 | 0 | 0 | 0 |  | 20 | 0 | 0 | 0 | 0 | 0 | 82034.7344 | 91419.7285 | 62415.7214 | 20171.6141 | 55596.6018
21 | 0 | 0 | 0 | 0 | 0 | 0 | 0 | 0 | 0 | 0 |  | 21 | 0 | 0 | 0 | 0 | 0 | 0 | 0 | 0 | 0 | 0
22 | 0 | 0 | 0 | 0 | 0 | 0 | 0 | 0 | 0 | 0 |  | 22 | 0 | 0 | 0 | 0 | 0 | 0 | 0 | 0 | 0 | 0
23 | -35522.2187 | -10666.3147 | -3940.8024 | -12113.6729 | -5025.2142 | 0 | 0 | 0 | 0 | 0 |  | 23 | 0 | 0 | 0 | 0 | 0 | -35522.2187 | -10666.3147 | -3940.8024 | -12113.6729 | -5025.2142
24 | 0 | 0 | 0 | 0 | 0 | 0 | 0 | 0 | 0 | 0 |  | 24 | 0 | 0 | 0 | 0 | 0 | 0 | 0 | 0 | 0 | 0
25 | 0 | 0 | 0 | 0 | 0 | 0 | 0 | 0 | 0 | 0 |  | 25 | 0 | 0 | 0 | 0 | 0 | 0 | 0 | 0 | 0 | 0
26 | 0 | 0 | 0 | 0 | 0 | 0 | 0 | 0 | 0 | 0 |  | 26 | 0 | 0 | 0 | 0 | 0 | 0 | 0 | 0 | 0 | 0
27 | 0 | 0 | 0 | 0 | 0 | 0 | 0 | 0 | 0 | 0 |  | 27 | 0 | 0 | 0 | 0 | 0 | 0 | 0 | 0 | 0 | 0
28 | 0 | 0 | 0 | 0 | 0 | 0 | 0 | 0 | 0 | 0 |  | 28 | 0 | 0 | 0 | 0 | 0 | 0 | 0 | 0 | 0 | 0
29 | 0 | 0 | 0 | 0 | 0 | 0 | 0 | 0 | 0 | 0 |  | 29 | 0 | 0 | 0 | 0 | 0 | 0 | 0 | 0 | 0 | 0
30 | -15169.7864 | -36770.1112 | -27117.6057 | 81.5611 | -22237.1644 | 305830.247 | 305830.247 | 305830.247 | 305830.247 | 305830.247 |  | 30 | -24549.5856 | -17871.4569 | -17871.4569 | -16267.76 | -16201.0271 | 266110.875 | 251188.679 | 260841.1844 | 289644.0481 | 267392.0555
Standalone Retail |  |  | Mechanical |  |  |  |  | Lighting |  |  |  | 1: Standalone Retail; 4: Envelope, Power and Other; 9: Total
| 2A Tampa FL | 3A Atlanta GA | 3B El Paso TX | 4A New York NY | 5A Buffalo NY | 2A Tampa FL | 3A Atlanta GA | 3B El Paso TX | 4A New York NY | 5A Buffalo NY |  |  | 2A Tampa FL | 3A Atlanta GA | 3B El Paso TX | 4A New York NY | 5A Buffalo NY | 2A Tampa FL | 3A Atlanta GA | 3B El Paso TX | 4A New York NY | 5A Buffalo NY
New Construction | -4793.5187 | -4663.4106 | -5188.2881 | -4044.7173 | -4670.2619 | -30207.0748 | -30207.0748 | -30207.0748 | -30207.0748 | -30207.0748 |  | New Construction | 1735.6757 | 1143.2425 | 1143.2425 | 197.8546 | 197.8546 | -33264.9178 | -33727.2429 | -34252.1204 | -34053.9375 | -34679.4821
Maintenance | 0 | 0 | 0 | 0 | 0 | #N/A | #N/A | #N/A | #N/A | #N/A |  | Maintenance | 0 | 0 | 0 | 0 | 0 | #N/A | #N/A | #N/A | #N/A | #N/A
Replacement | [11 empty] | 1: Replacement; 7: 0; 8: 0; 9: 0; 10: 0; 11: 0
1 | 0 | 0 | 0 | 0 | 0 | 0 | 0 | 0 | 0 | 0 |  | Year 1 | 0 | 0 | 0 | 0 | 0 | 0 | 0 | 0 | 0 | 0
2 | 0 | 0 | 0 | 0 | 0 | 0 | 0 | 0 | 0 | 0 |  | 2 | 0 | 0 | 0 | 0 | 0 | 0 | 0 | 0 | 0 | 0
3 | 0 | 0 | 0 | 0 | 0 | 0 | 0 | 0 | 0 | 0 |  | 3 | 0 | 0 | 0 | 0 | 0 | 0 | 0 | 0 | 0 | 0
4 | 0 | 0 | 0 | 0 | 0 | 0 | 0 | 0 | 0 | 0 |  | 4 | 0 | 0 | 0 | 0 | 0 | 0 | 0 | 0 | 0 | 0
5 | 0 | 0 | 0 | 0 | 0 | 0 | 0 | 0 | 0 | 0 |  | 5 | 0 | 0 | 0 | 0 | 0 | 0 | 0 | 0 | 0 | 0
6 | 0 | 0 | 0 | 0 | 0 | 0 | 0 | 0 | 0 | 0 |  | 6 | 0 | 0 | 0 | 0 | 0 | 0 | 0 | 0 | 0 | 0
7 | 0 | 0 | 0 | 0 | 0 | 0 | 0 | 0 | 0 | 0 |  | 7 | 0 | 0 | 0 | 0 | 0 | 0 | 0 | 0 | 0 | 0
8 | 0 | 0 | 0 | 0 | 0 | 0 | 0 | 0 | 0 | 0 |  | 8 | 0 | 0 | 0 | 0 | 0 | 0 | 0 | 0 | 0 | 0
9 | 0 | 0 | 0 | 0 | 0 | 0 | 0 | 0 | 0 | 0 |  | 9 | 0 | 0 | 0 | 0 | 0 | 0 | 0 | 0 | 0 | 0
10 | 0 | 0 | 0 | 0 | 0 | -17.3674 | -17.3674 | -17.3674 | -17.3674 | -17.3674 |  | 10 | 0 | 0 | 0 | 0 | 0 | -17.3674 | -17.3674 | -17.3674 | -17.3674 | -17.3674
11 | 0 | 0 | 0 | 0 | 0 | 0 | 0 | 0 | 0 | 0 |  | 11 | 0 | 0 | 0 | 0 | 0 | 0 | 0 | 0 | 0 | 0
12 | 0 | 0 | 0 | 0 | 0 | 0 | 0 | 0 | 0 | 0 |  | 12 | 0 | 0 | 0 | 0 | 0 | 0 | 0 | 0 | 0 | 0
13 | 0 | 0 | 0 | 0 | 0 | 0 | 0 | 0 | 0 | 0 |  | 13 | 0 | 0 | 0 | 0 | 0 | 0 | 0 | 0 | 0 | 0
14 | 0 | 0 | 0 | 0 | 0 | -46046.2706 | -46046.2706 | -46046.2706 | -46046.2706 | -46046.2706 |  | 14 | 0 | 0 | 0 | 0 | 0 | -46046.2706 | -46046.2706 | -46046.2706 | -46046.2706 | -46046.2706
15 | -2063.9266 | -1670.0347 | -2062.5786 | -1566.5921 | -1679.0509 | 0 | 0 | 0 | 0 | 0 |  | 15 | 0 | 0 | 0 | 0 | 0 | -2063.9266 | -1670.0347 | -2062.5786 | -1566.5921 | -1679.0509
16 | 0 | 0 | 0 | 0 | 0 | 0 | 0 | 0 | 0 | 0 |  | 16 | 0 | 0 | 0 | 0 | 0 | 0 | 0 | 0 | 0 | 0
17 | 0 | 0 | 0 | 0 | 0 | 0 | 0 | 0 | 0 | 0 |  | 17 | 0 | 0 | 0 | 0 | 0 | 0 | 0 | 0 | 0 | 0
18 | 0 | 0 | 0 | 0 | 0 | 0 | 0 | 0 | 0 | 0 |  | 18 | 0 | 0 | 0 | 0 | 0 | 0 | 0 | 0 | 0 | 0
19 | 0 | 0 | 0 | 0 | 0 | 0 | 0 | 0 | 0 | 0 |  | 19 | 0 | 0 | 0 | 0 | 0 | 0 | 0 | 0 | 0 | 0
20 | 831.6354 | 831.6354 | 831.6354 | 831.6354 | 831.6354 | -17.3674 | -17.3674 | -17.3674 | -17.3674 | -17.3674 |  | 20 | 0 | 0 | 0 | 0 | 0 | 814.268 | 814.268 | 814.268 | 814.268 | 814.268
21 | 0 | 0 | 0 | 0 | 0 | 0 | 0 | 0 | 0 | 0 |  | 21 | 0 | 0 | 0 | 0 | 0 | 0 | 0 | 0 | 0 | 0
22 | 0 | 0 | 0 | 0 | 0 | 0 | 0 | 0 | 0 | 0 |  | 22 | 0 | 0 | 0 | 0 | 0 | 0 | 0 | 0 | 0 | 0
23 | 0 | 0 | 0 | 0 | 0 | 0 | 0 | 0 | 0 | 0 |  | 23 | 0 | 0 | 0 | 0 | 0 | 0 | 0 | 0 | 0 | 0
24 | 0 | 0 | 0 | 0 | 0 | 0 | 0 | 0 | 0 | 0 |  | 24 | 0 | 0 | 0 | 0 | 0 | 0 | 0 | 0 | 0 | 0
25 | 0 | 0 | 0 | 0 | 0 | 0 | 0 | 0 | 0 | 0 |  | 25 | 0 | 0 | 0 | 0 | 0 | 0 | 0 | 0 | 0 | 0
26 | 0 | 0 | 0 | 0 | 0 | 0 | 0 | 0 | 0 | 0 |  | 26 | 0 | 0 | 0 | 0 | 0 | 0 | 0 | 0 | 0 | 0
27 | 0 | 0 | 0 | 0 | 0 | 0 | 0 | 0 | 0 | 0 |  | 27 | 0 | 0 | 0 | 0 | 0 | 0 | 0 | 0 | 0 | 0
28 | 0 | 0 | 0 | 0 | 0 | -46046.2706 | -46046.2706 | -46046.2706 | -46046.2706 | -46046.2706 |  | 28 | 0 | 0 | 0 | 0 | 0 | -46046.2706 | -46046.2706 | -46046.2706 | -46046.2706 | -46046.2706
29 | 0 | 0 | 0 | 0 | 0 | 0 | 0 | 0 | 0 | 0 |  | 29 | 0 | 0 | 0 | 0 | 0 | 0 | 0 | 0 | 0 | 0
30 | 1675.0192 | 0 | -2090.8369 | -415.8177 | -415.8177 | 39468.232 | 39468.232 | 39468.232 | 39468.232 | 39468.232 |  | 30 | -821.5528 | -719.3148 | -719.3148 | -477.4247 | -476.3097 | 40321.6984 | 38748.9172 | 36658.0803 | 38574.9896 | 38576.1046
Primary School |  |  | Mechanical |  |  |  |  | Lighting |  |  |  | 1: Primary School; 4: Envelope, Power and Other; 9: Total
| 2A Tampa FL | 3A Atlanta GA | 3B El Paso TX | 4A New York NY | 5A Buffalo NY | 2A Tampa FL | 3A Atlanta GA | 3B El Paso TX | 4A New York NY | 5A Buffalo NY |  |  | 2A Tampa FL | 3A Atlanta GA | 3B El Paso TX | 4A New York NY | 5A Buffalo NY | 2A Tampa FL | 3A Atlanta GA | 3B El Paso TX | 4A New York NY | 5A Buffalo NY
New Construction | -20220.4067 | -768.205 | -13666.6424 | -8946.5763 | -10692.3997 | -145557.4015 | -145557.4015 | -145557.4015 | -145557.4015 | -145557.4015 |  | New Construction | 5636.8151 | 1882.8857 | 1882.8857 | 947.3639 | 935.5218 | -160140.9931 | -144442.7207 | -157341.1581 | -153556.6139 | -155314.2793
Maintenance | -9.8316 | -14.6177 | 28.5744 | -12.9285 | -14.8992 | #N/A | #N/A | #N/A | #N/A | #N/A |  | Maintenance | 0 | 0 | 0 | 0 | 0 | #N/A | #N/A | #N/A | #N/A | #N/A
Replacement | [11 empty] | 1: Replacement; 7: 0; 8: 0; 9: 0; 10: 0; 11: 0
1 | 0 | 0 | 0 | 0 | 0 | 0 | 0 | 0 | 0 | 0 |  | Year 1 | 0 | 0 | 0 | 0 | 0 | 0 | 0 | 0 | 0 | 0
2 | 0 | 0 | 0 | 0 | 0 | 0 | 0 | 0 | 0 | 0 |  | 2 | 0 | 0 | 0 | 0 | 0 | 0 | 0 | 0 | 0 | 0
3 | 0 | 0 | 0 | 0 | 0 | 0 | 0 | 0 | 0 | 0 |  | 3 | 0 | 0 | 0 | 0 | 0 | 0 | 0 | 0 | 0 | 0
4 | 0 | 0 | 0 | 0 | 0 | 0 | 0 | 0 | 0 | 0 |  | 4 | 0 | 0 | 0 | 0 | 0 | 0 | 0 | 0 | 0 | 0
5 | 0 | 0 | 0 | 0 | 0 | 0 | 0 | 0 | 0 | 0 |  | 5 | 0 | 0 | 0 | 0 | 0 | 0 | 0 | 0 | 0 | 0
6 | 0 | 0 | 0 | 0 | 0 | 0 | 0 | 0 | 0 | 0 |  | 6 | 0 | 0 | 0 | 0 | 0 | 0 | 0 | 0 | 0 | 0
7 | 0 | 0 | 0 | 0 | 0 | 0 | 0 | 0 | 0 | 0 |  | 7 | 0 | 0 | 0 | 0 | 0 | 0 | 0 | 0 | 0 | 0
8 | 0 | 0 | 0 | 0 | 0 | 0 | 0 | 0 | 0 | 0 |  | 8 | 0 | 0 | 0 | 0 | 0 | 0 | 0 | 0 | 0 | 0
9 | 0 | 0 | 0 | 0 | 0 | 0 | 0 | 0 | 0 | 0 |  | 9 | 0 | 0 | 0 | 0 | 0 | 0 | 0 | 0 | 0 | 0
10 | 0 | 0 | 0 | 0 | 0 | -2290.3509 | -2290.3509 | -2290.3509 | -2290.3509 | -2290.3509 |  | 10 | 0 | 0 | 0 | 0 | 0 | -2290.3509 | -2290.3509 | -2290.3509 | -2290.3509 | -2290.3509
11 | 0 | 0 | 0 | 0 | 0 | 0 | 0 | 0 | 0 | 0 |  | 11 | 0 | 0 | 0 | 0 | 0 | 0 | 0 | 0 | 0 | 0
12 | 0 | 0 | 0 | 0 | 0 | 0 | 0 | 0 | 0 | 0 |  | 12 | 0 | 0 | 0 | 0 | 0 | 0 | 0 | 0 | 0 | 0
13 | 0 | 0 | 0 | 0 | 0 | 0 | 0 | 0 | 0 | 0 |  | 13 | 0 | 0 | 0 | 0 | 0 | 0 | 0 | 0 | 0 | 0
14 | 0 | 0 | 0 | 0 | 0 | -144161.4282 | -144161.4282 | -144161.4282 | -144161.4282 | -144161.4282 |  | 14 | 0 | 0 | 0 | 0 | 0 | -144161.4282 | -144161.4282 | -144161.4282 | -144161.4282 | -144161.4282
15 | -11959.0255 | -5884.8965 | -2236.5076 | -3685.3342 | -5319.4061 | 0 | 0 | 0 | 0 | 0 |  | 15 | 0 | 0 | 0 | 0 | 0 | -11959.0255 | -5884.8965 | -2236.5076 | -3685.3342 | -5319.4061
16 | 0 | 0 | 0 | 0 | 0 | 0 | 0 | 0 | 0 | 0 |  | 16 | 0 | 0 | 0 | 0 | 0 | 0 | 0 | 0 | 0 | 0
17 | 0 | 0 | 0 | 0 | 0 | 0 | 0 | 0 | 0 | 0 |  | 17 | 0 | 0 | 0 | 0 | 0 | 0 | 0 | 0 | 0 | 0
18 | 0 | 0 | 0 | 0 | 0 | 0 | 0 | 0 | 0 | 0 |  | 18 | 0 | 0 | 0 | 0 | 0 | 0 | 0 | 0 | 0 | 0
19 | 0 | 0 | 0 | 0 | 0 | 0 | 0 | 0 | 0 | 0 |  | 19 | 0 | 0 | 0 | 0 | 0 | 0 | 0 | 0 | 0 | 0
20 | 90.1295 | 13130.0699 | -15.5239 | 322.8066 | 335.2051 | -2290.3509 | -2290.3509 | -2290.3509 | -2290.3509 | -2290.3509 |  | 20 | 0 | 0 | 0 | 0 | 0 | -2200.2214 | 10839.719 | -2305.8748 | -1967.5443 | -1955.1458
21 | 0 | 0 | 0 | 0 | 0 | 0 | 0 | 0 | 0 | 0 |  | 21 | 0 | 0 | 0 | 0 | 0 | 0 | 0 | 0 | 0 | 0
22 | 0 | 0 | 0 | 0 | 0 | 0 | 0 | 0 | 0 | 0 |  | 22 | 0 | 0 | 0 | 0 | 0 | 0 | 0 | 0 | 0 | 0
23 | 0 | 0 | 0 | 0 | 0 | 0 | 0 | 0 | 0 | 0 |  | 23 | 0 | 0 | 0 | 0 | 0 | 0 | 0 | 0 | 0 | 0
24 | 0 | 0 | 0 | 0 | 0 | 0 | 0 | 0 | 0 | 0 |  | 24 | 0 | 0 | 0 | 0 | 0 | 0 | 0 | 0 | 0 | 0
25 | 0 | 0 | 0 | 0 | 0 | 0 | 0 | 0 | 0 | 0 |  | 25 | 0 | 0 | 0 | 0 | 0 | 0 | 0 | 0 | 0 | 0
26 | 0 | 0 | 0 | 0 | 0 | 0 | 0 | 0 | 0 | 0 |  | 26 | 0 | 0 | 0 | 0 | 0 | 0 | 0 | 0 | 0 | 0
27 | 0 | 0 | 0 | 0 | 0 | 0 | 0 | 0 | 0 | 0 |  | 27 | 0 | 0 | 0 | 0 | 0 | 0 | 0 | 0 | 0 | 0
28 | 0 | 0 | 0 | 0 | 0 | -144161.4282 | -144161.4282 | -144161.4282 | -144161.4282 | -144161.4282 |  | 28 | 0 | 0 | 0 | 0 | 0 | -144161.4282 | -144161.4282 | -144161.4282 | -144161.4282 | -144161.4282
29 | 0 | 0 | 0 | 0 | 0 | 0 | 0 | 0 | 0 | 0 |  | 29 | 0 | 0 | 0 | 0 | 0 | 0 | 0 | 0 | 0 | 0
30 | 120.3201 | -6419.9892 | 229.896 | -19.2218 | -27.4351 | 123566.9385 | 123566.9385 | 123566.9385 | 123566.9385 | 123566.9385 |  | 30 | -4050.0049 | -3143.4342 | -3143.4342 | -2867.9054 | -2853.4433 | 119637.2536 | 114003.5151 | 120653.4002 | 120679.8113 | 120686.0601
Small Hotel |  |  | Mechanical |  |  |  |  | Lighting |  |  |  | 1: Small Hotel; 4: Envelope, Power and Other; 9: Total
| 2A Tampa FL | 3A Atlanta GA | 3B El Paso TX | 4A New York NY | 5A Buffalo NY | 2A Tampa FL | 3A Atlanta GA | 3B El Paso TX | 4A New York NY | 5A Buffalo NY |  |  | 2A Tampa FL | 3A Atlanta GA | 3B El Paso TX | 4A New York NY | 5A Buffalo NY | 2A Tampa FL | 3A Atlanta GA | 3B El Paso TX | 4A New York NY | 5A Buffalo NY
New Construction | -194.8027 | -240.0807 | -116.7167 | 300.6809 | -159.8577 | 28668.5525 | 28668.5525 | 28668.5525 | 28668.5525 | 28668.5525 |  | New Construction | 1387.8634 | 842.248 | 842.248 | 174.1047 | 171.6175 | 29861.6132 | 29270.7197 | 29394.0837 | 29143.3381 | 28680.3123
Maintenance | -1.6892 | -1.6892 | -1.6892 | -1.1261 | -1.6892 | #N/A | #N/A | #N/A | #N/A | #N/A |  | Maintenance | 0 | 0 | 0 | 0 | 0 | #N/A | #N/A | #N/A | #N/A | #N/A
Replacement | [11 empty] | 1: Replacement; 7: 0; 8: 0; 9: 0; 10: 0; 11: 0
1 | 0 | 0 | 0 | 0 | 0 | -20884.6319 | -20884.6319 | -20884.6319 | -20884.6319 | -20884.6319 |  | Year 1 | 0 | 0 | 0 | 0 | 0 | -20884.6319 | -20884.6319 | -20884.6319 | -20884.6319 | -20884.6319
2 | 0 | 0 | 0 | 0 | 0 | -20884.6319 | -20884.6319 | -20884.6319 | -20884.6319 | -20884.6319 |  | 2 | 0 | 0 | 0 | 0 | 0 | -20884.6319 | -20884.6319 | -20884.6319 | -20884.6319 | -20884.6319
3 | 0 | 0 | 0 | 0 | 0 | -58741.8193 | -58741.8193 | -58741.8193 | -58741.8193 | -58741.8193 |  | 3 | 0 | 0 | 0 | 0 | 0 | -58741.8193 | -58741.8193 | -58741.8193 | -58741.8193 | -58741.8193
4 | 0 | 0 | 0 | 0 | 0 | -20884.6319 | -20884.6319 | -20884.6319 | -20884.6319 | -20884.6319 |  | 4 | 0 | 0 | 0 | 0 | 0 | -20884.6319 | -20884.6319 | -20884.6319 | -20884.6319 | -20884.6319
5 | 0 | 0 | 0 | 0 | 0 | -21117.3617 | -21117.3617 | -21117.3617 | -21117.3617 | -21117.3617 |  | 5 | 0 | 0 | 0 | 0 | 0 | -21117.3617 | -21117.3617 | -21117.3617 | -21117.3617 | -21117.3617
6 | 0 | 0 | 0 | 0 | 0 | -100064.3517 | -100064.3517 | -100064.3517 | -100064.3517 | -100064.3517 |  | 6 | 0 | 0 | 0 | 0 | 0 | -100064.3517 | -100064.3517 | -100064.3517 | -100064.3517 | -100064.3517
7 | 0 | 0 | 0 | 0 | 0 | -11533.953 | -11533.953 | -11533.953 | -11533.953 | -11533.953 |  | 7 | 0 | 0 | 0 | 0 | 0 | -11533.953 | -11533.953 | -11533.953 | -11533.953 | -11533.953
8 | 0 | 0 | 0 | 0 | 0 | -20884.6319 | -20884.6319 | -20884.6319 | -20884.6319 | -20884.6319 |  | 8 | 0 | 0 | 0 | 0 | 0 | -20884.6319 | -20884.6319 | -20884.6319 | -20884.6319 | -20884.6319
9 | 0 | 0 | 0 | 0 | 0 | -65765.9084 | -65765.9084 | -65765.9084 | -65765.9084 | -65765.9084 |  | 9 | 0 | 0 | 0 | 0 | 0 | -65765.9084 | -65765.9084 | -65765.9084 | -65765.9084 | -65765.9084
10 | 0 | 0 | 0 | 0 | 0 | -21117.3617 | -21117.3617 | -21117.3617 | -21117.3617 | -21117.3617 |  | 10 | 0 | 0 | 0 | 0 | 0 | -21117.3617 | -21117.3617 | -21117.3617 | -21117.3617 | -21117.3617
11 | 0 | 0 | 0 | 0 | 0 | -20884.6319 | -20884.6319 | -20884.6319 | -20884.6319 | -20884.6319 |  | 11 | 0 | 0 | 0 | 0 | 0 | -20884.6319 | -20884.6319 | -20884.6319 | -20884.6319 | -20884.6319
12 | 0 | 0 | 0 | 0 | 0 | -98418.7083 | -98418.7083 | -98418.7083 | -98418.7083 | -98418.7083 |  | 12 | 0 | 0 | 0 | 0 | 0 | -98418.7083 | -98418.7083 | -98418.7083 | -98418.7083 | -98418.7083
13 | 0 | 0 | 0 | 0 | 0 | -16757.8377 | -16757.8377 | -16757.8377 | -16757.8377 | -16757.8377 |  | 13 | 0 | 0 | 0 | 0 | 0 | -16757.8377 | -16757.8377 | -16757.8377 | -16757.8377 | -16757.8377
14 | 0 | 0 | 0 | 0 | 0 | 198488.5247 | 198488.5247 | 198488.5247 | 198488.5247 | 198488.5247 |  | 14 | 0 | 0 | 0 | 0 | 0 | 198488.5247 | 198488.5247 | 198488.5247 | 198488.5247 | 198488.5247
15 | -983.7834 | -1017.0665 | -888.4308 | -824.8628 | -758.8375 | -58974.5491 | -58974.5491 | -58974.5491 | -58974.5491 | -58974.5491 |  | 15 | 0 | 0 | 0 | 0 | 0 | -59958.3325 | -59991.6156 | -59862.9799 | -59799.4119 | -59733.3866
16 | 0 | 0 | 0 | 0 | 0 | -19755.1188 | -19755.1188 | -19755.1188 | -19755.1188 | -19755.1188 |  | 16 | 0 | 0 | 0 | 0 | 0 | -19755.1188 | -19755.1188 | -19755.1188 | -19755.1188 | -19755.1188
17 | 0 | 0 | 0 | 0 | 0 | -20884.6319 | -20884.6319 | -20884.6319 | -20884.6319 | -20884.6319 |  | 17 | 0 | 0 | 0 | 0 | 0 | -20884.6319 | -20884.6319 | -20884.6319 | -20884.6319 | -20884.6319
18 | 0 | 0 | 0 | 0 | 0 | -107088.4408 | -107088.4408 | -107088.4408 | -107088.4408 | -107088.4408 |  | 18 | 0 | 0 | 0 | 0 | 0 | -107088.4408 | -107088.4408 | -107088.4408 | -107088.4408 | -107088.4408
19 | 0 | 0 | 0 | 0 | 0 | -20884.6319 | -20884.6319 | -20884.6319 | -20884.6319 | -20884.6319 |  | 19 | 0 | 0 | 0 | 0 | 0 | -20884.6319 | -20884.6319 | -20884.6319 | -20884.6319 | -20884.6319
20 | 182.54 | 182.54 | 182.54 | 182.54 | 182.54 | -21117.3617 | -21117.3617 | -21117.3617 | -21117.3617 | -21117.3617 |  | 20 | 0 | 0 | 0 | 0 | 0 | -20934.8216 | -20934.8216 | -20934.8216 | -20934.8216 | -20934.8216
21 | 0 | 0 | 0 | 0 | 0 | -49391.1404 | -49391.1404 | -49391.1404 | -49391.1404 | -49391.1404 |  | 21 | 0 | 0 | 0 | 0 | 0 | -49391.1404 | -49391.1404 | -49391.1404 | -49391.1404 | -49391.1404
22 | 0 | 0 | 0 | 0 | 0 | -20884.6319 | -20884.6319 | -20884.6319 | -20884.6319 | -20884.6319 |  | 22 | 0 | 0 | 0 | 0 | 0 | -20884.6319 | -20884.6319 | -20884.6319 | -20884.6319 | -20884.6319
23 | 0 | 0 | 0 | 0 | 0 | -20884.6319 | -20884.6319 | -20884.6319 | -20884.6319 | -20884.6319 |  | 23 | 0 | 0 | 0 | 0 | 0 | -20884.6319 | -20884.6319 | -20884.6319 | -20884.6319 | -20884.6319
24 | 0 | 0 | 0 | 0 | 0 | -101390.3136 | -101390.3136 | -101390.3136 | -101390.3136 | -101390.3136 |  | 24 | 0 | 0 | 0 | 0 | 0 | -101390.3136 | -101390.3136 | -101390.3136 | -101390.3136 | -101390.3136
25 | 0 | 0 | 0 | 0 | 0 | -21117.3617 | -21117.3617 | -21117.3617 | -21117.3617 | -21117.3617 |  | 25 | 0 | 0 | 0 | 0 | 0 | -21117.3617 | -21117.3617 | -21117.3617 | -21117.3617 | -21117.3617
26 | 0 | 0 | 0 | 0 | 0 | -16757.8377 | -16757.8377 | -16757.8377 | -16757.8377 | -16757.8377 |  | 26 | 0 | 0 | 0 | 0 | 0 | -16757.8377 | -16757.8377 | -16757.8377 | -16757.8377 | -16757.8377
27 | 0 | 0 | 0 | 0 | 0 | -65765.9084 | -65765.9084 | -65765.9084 | -65765.9084 | -65765.9084 |  | 27 | 0 | 0 | 0 | 0 | 0 | -65765.9084 | -65765.9084 | -65765.9084 | -65765.9084 | -65765.9084
28 | 0 | 0 | 0 | 0 | 0 | 198488.5247 | 198488.5247 | 198488.5247 | 198488.5247 | 198488.5247 |  | 28 | 0 | 0 | 0 | 0 | 0 | 198488.5247 | 198488.5247 | 198488.5247 | 198488.5247 | 198488.5247
29 | 0 | 0 | 0 | 0 | 0 | -20884.6319 | -20884.6319 | -20884.6319 | -20884.6319 | -20884.6319 |  | 29 | 0 | 0 | 0 | 0 | 0 | -20884.6319 | -20884.6319 | -20884.6319 | -20884.6319 | -20884.6319
30 | -91.27 | -91.27 | -91.27 | -91.27 | -91.27 | -183607.915 | -183607.915 | -183607.915 | -183607.915 | -183607.915 |  | 30 | -892.9748 | -758.5203 | -758.5203 | -578.7251 | -575.072 | -184592.1599 | -184457.7053 | -184457.7053 | -184277.9101 | -184274.257
Mid-rise Apartment |  |  | Mechanical |  |  |  |  | Lighting |  |  |  | 1: Mid-rise Apartment; 4: Envelope, Power and Other; 9: Total
| 2A Tampa FL | 3A Atlanta GA | 3B El Paso TX | 4A New York NY | 5A Buffalo NY | 2A Tampa FL | 3A Atlanta GA | 3B El Paso TX | 4A New York NY | 5A Buffalo NY |  |  | 2A Tampa FL | 3A Atlanta GA | 3B El Paso TX | 4A New York NY | 5A Buffalo NY | 2A Tampa FL | 3A Atlanta GA | 3B El Paso TX | 4A New York NY | 5A Buffalo NY
New Construction | 0 | 0 | 0 | 0 | 0 | -21988.5351 | -21988.5351 | -21988.5351 | -21988.5351 | -21988.5351 |  | New Construction | 979.7442 | 735.8416 | 735.8416 | 595.2876 | 595.2876 | -21008.7909 | -21252.6935 | -21252.6935 | -21393.2475 | -21393.2475
Maintenance | 0 | 0 | 0 | 0 | 0 | #N/A | #N/A | #N/A | #N/A | #N/A |  | Maintenance | 0 | 0 | 0 | 0 | 0 | #N/A | #N/A | #N/A | #N/A | #N/A
Replacement | [11 empty] | 1: Replacement; 7: 0; 8: 0; 9: 0; 10: 0; 11: 0
1 | 0 | 0 | 0 | 0 | 0 | 0 | 0 | 0 | 0 | 0 |  | Year 1 | 0 | 0 | 0 | 0 | 0 | 0 | 0 | 0 | 0 | 0
2 | 0 | 0 | 0 | 0 | 0 | -460.6233 | -460.6233 | -460.6233 | -460.6233 | -460.6233 |  | 2 | 0 | 0 | 0 | 0 | 0 | -460.6233 | -460.6233 | -460.6233 | -460.6233 | -460.6233
3 | 0 | 0 | 0 | 0 | 0 | 0 | 0 | 0 | 0 | 0 |  | 3 | 0 | 0 | 0 | 0 | 0 | 0 | 0 | 0 | 0 | 0
4 | 0 | 0 | 0 | 0 | 0 | -460.6233 | -460.6233 | -460.6233 | -460.6233 | -460.6233 |  | 4 | 0 | 0 | 0 | 0 | 0 | -460.6233 | -460.6233 | -460.6233 | -460.6233 | -460.6233
5 | 0 | 0 | 0 | 0 | 0 | 0 | 0 | 0 | 0 | 0 |  | 5 | 0 | 0 | 0 | 0 | 0 | 0 | 0 | 0 | 0 | 0
6 | 0 | 0 | 0 | 0 | 0 | -19901.5153 | -19901.5153 | -19901.5153 | -19901.5153 | -19901.5153 |  | 6 | 0 | 0 | 0 | 0 | 0 | -19901.5153 | -19901.5153 | -19901.5153 | -19901.5153 | -19901.5153
7 | 0 | 0 | 0 | 0 | 0 | 0 | 0 | 0 | 0 | 0 |  | 7 | 0 | 0 | 0 | 0 | 0 | 0 | 0 | 0 | 0 | 0
8 | 0 | 0 | 0 | 0 | 0 | -460.6233 | -460.6233 | -460.6233 | -460.6233 | -460.6233 |  | 8 | 0 | 0 | 0 | 0 | 0 | -460.6233 | -460.6233 | -460.6233 | -460.6233 | -460.6233
9 | 0 | 0 | 0 | 0 | 0 | 0 | 0 | 0 | 0 | 0 |  | 9 | 0 | 0 | 0 | 0 | 0 | 0 | 0 | 0 | 0 | 0
10 | 0 | 0 | 0 | 0 | 0 | -460.6233 | -460.6233 | -460.6233 | -460.6233 | -460.6233 |  | 10 | 0 | 0 | 0 | 0 | 0 | -460.6233 | -460.6233 | -460.6233 | -460.6233 | -460.6233
11 | 0 | 0 | 0 | 0 | 0 | 0 | 0 | 0 | 0 | 0 |  | 11 | 0 | 0 | 0 | 0 | 0 | 0 | 0 | 0 | 0 | 0
12 | 0 | 0 | 0 | 0 | 0 | -19901.5153 | -19901.5153 | -19901.5153 | -19901.5153 | -19901.5153 |  | 12 | 0 | 0 | 0 | 0 | 0 | -19901.5153 | -19901.5153 | -19901.5153 | -19901.5153 | -19901.5153
13 | 0 | 0 | 0 | 0 | 0 | 0 | 0 | 0 | 0 | 0 |  | 13 | 0 | 0 | 0 | 0 | 0 | 0 | 0 | 0 | 0 | 0
14 | 0 | 0 | 0 | 0 | 0 | -460.6233 | -460.6233 | -460.6233 | -460.6233 | -460.6233 |  | 14 | 0 | 0 | 0 | 0 | 0 | -460.6233 | -460.6233 | -460.6233 | -460.6233 | -460.6233
15 | 0 | 0 | 0 | 0 | 0 | 0 | 0 | 0 | 0 | 0 |  | 15 | 0 | 0 | 0 | 0 | 0 | 0 | 0 | 0 | 0 | 0
16 | 0 | 0 | 0 | 0 | 0 | -7442.9664 | -7442.9664 | -7442.9664 | -7442.9664 | -7442.9664 |  | 16 | 0 | 0 | 0 | 0 | 0 | -7442.9664 | -7442.9664 | -7442.9664 | -7442.9664 | -7442.9664
17 | 0 | 0 | 0 | 0 | 0 | 0 | 0 | 0 | 0 | 0 |  | 17 | 0 | 0 | 0 | 0 | 0 | 0 | 0 | 0 | 0 | 0
18 | 0 | 0 | 0 | 0 | 0 | -19901.5153 | -19901.5153 | -19901.5153 | -19901.5153 | -19901.5153 |  | 18 | 0 | 0 | 0 | 0 | 0 | -19901.5153 | -19901.5153 | -19901.5153 | -19901.5153 | -19901.5153
19 | 0 | 0 | 0 | 0 | 0 | 0 | 0 | 0 | 0 | 0 |  | 19 | 0 | 0 | 0 | 0 | 0 | 0 | 0 | 0 | 0 | 0
20 | 0 | 0 | 0 | 0 | 0 | 533.0809 | 533.0809 | 533.0809 | 533.0809 | 533.0809 |  | 20 | 0 | 0 | 0 | 0 | 0 | 533.0809 | 533.0809 | 533.0809 | 533.0809 | 533.0809
21 | 0 | 0 | 0 | 0 | 0 | 0 | 0 | 0 | 0 | 0 |  | 21 | 0 | 0 | 0 | 0 | 0 | 0 | 0 | 0 | 0 | 0
22 | 0 | 0 | 0 | 0 | 0 | -460.6233 | -460.6233 | -460.6233 | -460.6233 | -460.6233 |  | 22 | 0 | 0 | 0 | 0 | 0 | -460.6233 | -460.6233 | -460.6233 | -460.6233 | -460.6233
23 | 0 | 0 | 0 | 0 | 0 | 0 | 0 | 0 | 0 | 0 |  | 23 | 0 | 0 | 0 | 0 | 0 | 0 | 0 | 0 | 0 | 0
24 | 0 | 0 | 0 | 0 | 0 | -19901.5153 | -19901.5153 | -19901.5153 | -19901.5153 | -19901.5153 |  | 24 | 0 | 0 | 0 | 0 | 0 | -19901.5153 | -19901.5153 | -19901.5153 | -19901.5153 | -19901.5153
25 | 0 | 0 | 0 | 0 | 0 | 0 | 0 | 0 | 0 | 0 |  | 25 | 0 | 0 | 0 | 0 | 0 | 0 | 0 | 0 | 0 | 0
26 | 0 | 0 | 0 | 0 | 0 | -460.6233 | -460.6233 | -460.6233 | -460.6233 | -460.6233 |  | 26 | 0 | 0 | 0 | 0 | 0 | -460.6233 | -460.6233 | -460.6233 | -460.6233 | -460.6233
27 | 0 | 0 | 0 | 0 | 0 | 0 | 0 | 0 | 0 | 0 |  | 27 | 0 | 0 | 0 | 0 | 0 | 0 | 0 | 0 | 0 | 0
28 | 0 | 0 | 0 | 0 | 0 | -460.6233 | -460.6233 | -460.6233 | -460.6233 | -460.6233 |  | 28 | 0 | 0 | 0 | 0 | 0 | -460.6233 | -460.6233 | -460.6233 | -460.6233 | -460.6233
29 | 0 | 0 | 0 | 0 | 0 | 0 | 0 | 0 | 0 | 0 |  | 29 | 0 | 0 | 0 | 0 | 0 | 0 | 0 | 0 | 0 | 0
30 | 0 | 0 | 0 | 0 | 0 | 375.9408 | 375.9408 | 375.9408 | 375.9408 | 375.9408 |  | 30 | -1144.207 | -1086.9209 | -1086.9209 | -1035.8305 | -1031.3504 | -768.2662 | -710.9801 | -710.9801 | -659.8897 | -655.4096

## LCC Sc 2 (hidden)
State Commercial Energy Code Adoption Cost Effectiveness - LCC Savings Calculation - Scenario 2 | [10 empty] | US National |  |  | Tax deduct override applied to savings: |  |  | 0 | 0 | vs. combined tax rate of: |  | 0.26135
[14 empty] | Note - S1 = W1 when using methodology for states for 90.1-2013 and later | [11 empty] | 7 | 8 | 9 | 10 | 11
LCC of incremental costs for Scenario 2 with loans and taxes |  |  |  |  | 0 0
| Small Office |  |  |  |  | Large Office |  |  |  |  | Standalone Retail |  |  |  |  | Primary School |  |  |  |  | Small Hotel |  |  |  |  | Mid-rise Apartment
| 2A Tampa FL | 3A Atlanta GA | 3B El Paso TX | 4A New York NY | 5A Buffalo NY | 2A Tampa FL | 3A Atlanta GA | 3B El Paso TX | 4A New York NY | 5A Buffalo NY | 2A Tampa FL | 3A Atlanta GA | 3B El Paso TX | 4A New York NY | 5A Buffalo NY | 2A Tampa FL | 3A Atlanta GA | 3B El Paso TX | 4A New York NY | 5A Buffalo NY | 2A Tampa FL | 3A Atlanta GA | 3B El Paso TX | 4A New York NY | 5A Buffalo NY | 2A Tampa FL | 3A Atlanta GA | 3B El Paso TX | 4A New York NY | 5A Buffalo NY
New Construction | -9897.2732 | -10155.0252 | -10261.9899 | -9881.275 | -9919.0008 | -1026974.268 | -1012495.4547 | -964619.1283 | -1076405.062 | -1034993.1876 | -33264.9178 | -33727.2429 | -34252.1204 | -34053.9375 | -34679.4821 | -160140.9931 | -144442.7207 | -157341.1581 | -153556.6139 | -155314.2793 | 29861.6132 | 29270.7197 | 29394.0837 | 29143.3381 | 28680.3123 | -11991.507 | -12389.0502 | -13661.202 | -9966.3938 | -9673.5812
Maintenance | 0 | 0 | 0 | 0 | 0 | 0 | 0 | 0 | 0 | 0 | 0 | 0 | 0 | 0 | 0 | -9.8316 | -14.6177 | 28.5744 | -12.9285 | -14.8992 | -1.6892 | -1.6892 | -1.6892 | -1.1261 | -1.6892 | 480 | 480 | 480 | 480 | 480
Electricity Cost Savings | 277.6399 | 260.2136 | 271.4373 | 238.9476 | 241.3105 | 35429.81 | 33233.7962 | 30496.6799 | 28155.6435 | 28760.8395 | 2700.1961 | 2463.3161 | 2507.3249 | 2297.0275 | 2240.318 | 6210.8645 | 5530.6467 | 6819.3095 | 5005.4937 | 4779.2467 | 4007.1713 | 3764.6794 | 3852.1065 | 3363.283 | 3178.3866 | 1669.0886 | 825.2404 | 472.2833 | 690.2601 | 720.387
Gas Cost Savings | 0 | -0.83597 | -0.18577 | -1.9506 | -6.502 | 590.291 | 3291.1395 | -549.7927 | 1742.8215 | 2277.4737 | -26.101 | -154.6553 | -112.6708 | -261.8459 | -313.2119 | 109.6056 | 554.1583 | 125.3033 | 405.6335 | 659.584 | -5.3874 | -11.0534 | -19.1345 | 0.92886 | 24.7077 | 77.8385 | 756.0927 | 259.6166 | -148.0604 | -198.4047
Total Energy Cost Savings | 277.6399 | 259.3776 | 271.2516 | 236.997 | 234.8084 | 36020.101 | 36524.9357 | 29946.8872 | 29898.465 | 31038.3133 | 2674.0951 | 2308.6607 | 2394.6541 | 2035.1816 | 1927.1062 | 6320.4701 | 6084.805 | 6944.6128 | 5411.1272 | 5438.8307 | 4001.784 | 3753.626 | 3832.972 | 3364.2118 | 3203.0943 | 1746.9272 | 1581.3331 | 731.8998 | 542.1997 | 521.9824
Replacement
1 | 0 | 0 | 0 | 0 | 0 | 0 | 0 | 0 | 0 | 0 | 0 | 0 | 0 | 0 | 0 | 0 | 0 | 0 | 0 | 0 | -20884.6319 | -20884.6319 | -20884.6319 | -20884.6319 | -20884.6319 | 0 | 0 | 0 | 0 | 0
2 | 0 | 0 | 0 | 0 | 0 | 0 | 0 | 0 | 0 | 0 | 0 | 0 | 0 | 0 | 0 | 0 | 0 | 0 | 0 | 0 | -20884.6319 | -20884.6319 | -20884.6319 | -20884.6319 | -20884.6319 | -460.6233 | -460.6233 | -460.6233 | -460.6233 | -460.6233
3 | 0 | 0 | 0 | 0 | 0 | 0 | 0 | 0 | 0 | 0 | 0 | 0 | 0 | 0 | 0 | 0 | 0 | 0 | 0 | 0 | -58741.8193 | -58741.8193 | -58741.8193 | -58741.8193 | -58741.8193 | 0 | 0 | 0 | 0 | 0
4 | 0 | 0 | 0 | 0 | 0 | 0 | 0 | 0 | 0 | 0 | 0 | 0 | 0 | 0 | 0 | 0 | 0 | 0 | 0 | 0 | -20884.6319 | -20884.6319 | -20884.6319 | -20884.6319 | -20884.6319 | -460.6233 | -460.6233 | -460.6233 | -460.6233 | -460.6233
5 | 0 | 0 | 0 | 0 | 0 | 0 | 0 | 0 | 0 | 0 | 0 | 0 | 0 | 0 | 0 | 0 | 0 | 0 | 0 | 0 | -21117.3617 | -21117.3617 | -21117.3617 | -21117.3617 | -21117.3617 | 0 | 0 | 0 | 0 | 0
6 | 0 | 0 | 0 | 0 | 0 | 0 | 0 | 0 | 0 | 0 | 0 | 0 | 0 | 0 | 0 | 0 | 0 | 0 | 0 | 0 | -100064.3517 | -100064.3517 | -100064.3517 | -100064.3517 | -100064.3517 | -19901.5153 | -19901.5153 | -19901.5153 | -19901.5153 | -19901.5153
7 | 0 | 0 | 0 | 0 | 0 | 0 | 0 | 0 | 0 | 0 | 0 | 0 | 0 | 0 | 0 | 0 | 0 | 0 | 0 | 0 | -11533.953 | -11533.953 | -11533.953 | -11533.953 | -11533.953 | 0 | 0 | 0 | 0 | 0
8 | 0 | 0 | 0 | 0 | 0 | 0 | 0 | 0 | 0 | 0 | 0 | 0 | 0 | 0 | 0 | 0 | 0 | 0 | 0 | 0 | -20884.6319 | -20884.6319 | -20884.6319 | -20884.6319 | -20884.6319 | -460.6233 | -460.6233 | -460.6233 | -460.6233 | -460.6233
9 | 0 | 0 | 0 | 0 | 0 | 0 | 0 | 0 | 0 | 0 | 0 | 0 | 0 | 0 | 0 | 0 | 0 | 0 | 0 | 0 | -65765.9084 | -65765.9084 | -65765.9084 | -65765.9084 | -65765.9084 | 0 | 0 | 0 | 0 | 0
10 | 0 | 0 | 0 | 0 | 0 | 0 | 0 | 0 | 0 | 0 | -17.3674 | -17.3674 | -17.3674 | -17.3674 | -17.3674 | -2290.3509 | -2290.3509 | -2290.3509 | -2290.3509 | -2290.3509 | -21117.3617 | -21117.3617 | -21117.3617 | -21117.3617 | -21117.3617 | -460.6233 | -460.6233 | -460.6233 | -460.6233 | -460.6233
11 | 0 | 0 | 0 | 0 | 0 | 0 | 0 | 0 | 0 | 0 | 0 | 0 | 0 | 0 | 0 | 0 | 0 | 0 | 0 | 0 | -20884.6319 | -20884.6319 | -20884.6319 | -20884.6319 | -20884.6319 | 0 | 0 | 0 | 0 | 0
12 | 0 | 0 | 0 | 0 | 0 | 0 | 0 | 0 | 0 | 0 | 0 | 0 | 0 | 0 | 0 | 0 | 0 | 0 | 0 | 0 | -98418.7083 | -98418.7083 | -98418.7083 | -98418.7083 | -98418.7083 | -19901.5153 | -19901.5153 | -19901.5153 | -19901.5153 | -19901.5153
13 | 0 | 0 | 0 | 0 | 0 | 0 | 0 | 0 | 0 | 0 | 0 | 0 | 0 | 0 | 0 | 0 | 0 | 0 | 0 | 0 | -16757.8377 | -16757.8377 | -16757.8377 | -16757.8377 | -16757.8377 | 0 | 0 | 0 | 0 | 0
14 | -9757.887 | -9757.887 | -9757.887 | -9757.887 | -9757.887 | 0 | 0 | 0 | 0 | 0 | -46046.2706 | -46046.2706 | -46046.2706 | -46046.2706 | -46046.2706 | -144161.4282 | -144161.4282 | -144161.4282 | -144161.4282 | -144161.4282 | 198488.5247 | 198488.5247 | 198488.5247 | 198488.5247 | 198488.5247 | -460.6233 | -460.6233 | -460.6233 | -460.6233 | -460.6233
15 | -722.2508 | -606.6661 | -733.9818 | -406.9664 | -242.4968 | -111828.3774 | -112316.3366 | -30465.0485 | -103169.5271 | -103449.3911 | -2063.9266 | -1670.0347 | -2062.5786 | -1566.5921 | -1679.0509 | -11959.0255 | -5884.8965 | -2236.5076 | -3685.3342 | -5319.4061 | -59958.3325 | -59991.6156 | -59862.9799 | -59799.4119 | -59733.3866 | 9683.8412 | 9457.2333 | 7582.9891 | 11985.7647 | 12425.0202
16 | 0 | 0 | 0 | 0 | 0 | 0 | 0 | 0 | 0 | 0 | 0 | 0 | 0 | 0 | 0 | 0 | 0 | 0 | 0 | 0 | -19755.1188 | -19755.1188 | -19755.1188 | -19755.1188 | -19755.1188 | -7442.9664 | -7442.9664 | -7442.9664 | -7442.9664 | -7442.9664
17 | 0 | 0 | 0 | 0 | 0 | 0 | 0 | 0 | 0 | 0 | 0 | 0 | 0 | 0 | 0 | 0 | 0 | 0 | 0 | 0 | -20884.6319 | -20884.6319 | -20884.6319 | -20884.6319 | -20884.6319 | 0 | 0 | 0 | 0 | 0
18 | 0 | 0 | 0 | 0 | 0 | -917490.7411 | -917490.7411 | -917490.7411 | -917490.7411 | -917490.7411 | 0 | 0 | 0 | 0 | 0 | 0 | 0 | 0 | 0 | 0 | -107088.4408 | -107088.4408 | -107088.4408 | -107088.4408 | -107088.4408 | -19901.5153 | -19901.5153 | -19901.5153 | -19901.5153 | -19901.5153
19 | 0 | 0 | 0 | 0 | 0 | 0 | 0 | 0 | 0 | 0 | 0 | 0 | 0 | 0 | 0 | 0 | 0 | 0 | 0 | 0 | -20884.6319 | -20884.6319 | -20884.6319 | -20884.6319 | -20884.6319 | 0 | 0 | 0 | 0 | 0
20 | 0 | 0 | 0 | 0 | 0 | 82034.7344 | 91419.7285 | 62415.7214 | 20171.6141 | 55596.6018 | 814.268 | 814.268 | 814.268 | 814.268 | 814.268 | -2200.2214 | 10839.719 | -2305.8748 | -1967.5443 | -1955.1458 | -20934.8216 | -20934.8216 | -20934.8216 | -20934.8216 | -20934.8216 | 533.0809 | 533.0809 | 533.0809 | 533.0809 | 533.0809
21 | 0 | 0 | 0 | 0 | 0 | 0 | 0 | 0 | 0 | 0 | 0 | 0 | 0 | 0 | 0 | 0 | 0 | 0 | 0 | 0 | -49391.1404 | -49391.1404 | -49391.1404 | -49391.1404 | -49391.1404 | 0 | 0 | 0 | 0 | 0
22 | 0 | 0 | 0 | 0 | 0 | 0 | 0 | 0 | 0 | 0 | 0 | 0 | 0 | 0 | 0 | 0 | 0 | 0 | 0 | 0 | -20884.6319 | -20884.6319 | -20884.6319 | -20884.6319 | -20884.6319 | -460.6233 | -460.6233 | -460.6233 | -460.6233 | -460.6233
23 | 0 | 0 | 0 | 0 | 0 | -35522.2187 | -10666.3147 | -3940.8024 | -12113.6729 | -5025.2142 | 0 | 0 | 0 | 0 | 0 | 0 | 0 | 0 | 0 | 0 | -20884.6319 | -20884.6319 | -20884.6319 | -20884.6319 | -20884.6319 | 0 | 0 | 0 | 0 | 0
24 | 0 | 0 | 0 | 0 | 0 | 0 | 0 | 0 | 0 | 0 | 0 | 0 | 0 | 0 | 0 | 0 | 0 | 0 | 0 | 0 | -101390.3136 | -101390.3136 | -101390.3136 | -101390.3136 | -101390.3136 | -19901.5153 | -19901.5153 | -19901.5153 | -19901.5153 | -19901.5153
25 | 0 | 0 | 0 | 0 | 0 | 0 | 0 | 0 | 0 | 0 | 0 | 0 | 0 | 0 | 0 | 0 | 0 | 0 | 0 | 0 | -21117.3617 | -21117.3617 | -21117.3617 | -21117.3617 | -21117.3617 | 0 | 0 | 0 | 0 | 0
26 | 0 | 0 | 0 | 0 | 0 | 0 | 0 | 0 | 0 | 0 | 0 | 0 | 0 | 0 | 0 | 0 | 0 | 0 | 0 | 0 | -16757.8377 | -16757.8377 | -16757.8377 | -16757.8377 | -16757.8377 | -460.6233 | -460.6233 | -460.6233 | -460.6233 | -460.6233
27 | 0 | 0 | 0 | 0 | 0 | 0 | 0 | 0 | 0 | 0 | 0 | 0 | 0 | 0 | 0 | 0 | 0 | 0 | 0 | 0 | -65765.9084 | -65765.9084 | -65765.9084 | -65765.9084 | -65765.9084 | 0 | 0 | 0 | 0 | 0
28 | -9757.887 | -9757.887 | -9757.887 | -9757.887 | -9757.887 | 0 | 0 | 0 | 0 | 0 | -46046.2706 | -46046.2706 | -46046.2706 | -46046.2706 | -46046.2706 | -144161.4282 | -144161.4282 | -144161.4282 | -144161.4282 | -144161.4282 | 198488.5247 | 198488.5247 | 198488.5247 | 198488.5247 | 198488.5247 | -460.6233 | -460.6233 | -460.6233 | -460.6233 | -460.6233
29 | 0 | 0 | 0 | 0 | 0 | 0 | 0 | 0 | 0 | 0 | 0 | 0 | 0 | 0 | 0 | 0 | 0 | 0 | 0 | 0 | -20884.6319 | -20884.6319 | -20884.6319 | -20884.6319 | -20884.6319 | 0 | 0 | 0 | 0 | 0
30 | 8047.8586 | 8133.831 | 8133.831 | 8154.4766 | 8155.3357 | 266110.875 | 251188.679 | 260841.1844 | 289644.0481 | 267392.0555 | 40321.6984 | 38748.9172 | 36658.0803 | 38574.9896 | 38576.1046 | 119637.2536 | 114003.5151 | 120653.4002 | 120679.8113 | 120686.0601 | -184592.1599 | -184457.7053 | -184457.7053 | -184277.9101 | -184274.257 | -768.2662 | -710.9801 | -710.9801 | -659.8897 | -655.4096
LCC Savings
First Cost | -9897.2732 | -10155.0252 | -10261.9899 | -9881.275 | -9919.0008 | -1026974.268 | -1012495.4547 | -964619.1283 | -1076405.062 | -1034993.1876 | -33264.9178 | -33727.2429 | -34252.1204 | -34053.9375 | -34679.4821 | -160140.9931 | -144442.7207 | -157341.1581 | -153556.6139 | -155314.2793 | 29861.6132 | 29270.7197 | 29394.0837 | 29143.3381 | 28680.3123 | -11991.507 | -12389.0502 | -13661.202 | -9966.3938 | -9673.5812
Replacement | -6756.0007 | -6666.2242 | -6736.3679 | -6549.9344 | -6459.0603 | -406698.0373 | -397292.935 | -359671.2872 | -413340.8479 | -401407.694 | -30072.2659 | -30332.6529 | -31183.5709 | -30328.4556 | -30390.0756 | -102830.5189 | -95304.4935 | -97213.2462 | -97850.6409 | -98743.4246 | -497370.7922 | -497348.3172 | -497277.4463 | -497187.8493 | -497150.3643 | -46264.825 | -46372.2846 | -47404.8862 | -44963.7002 | -44720.3356
Maintenance | 0 | 0 | 0 | 0 | 0 | 0 | 0 | 0 | 0 | 0 | 0 | 0 | 0 | 0 | 0 | -168.895 | -251.1149 | 490.8752 | -222.0961 | -255.9514 | -29.0188 | -29.0188 | -29.0188 | -19.3459 | -29.0188 | 8245.839 | 8245.839 | 8245.839 | 8245.839 | 8245.839
Property Tax (Net) | 0 | 0 | 0 | 0 | 0 | 0 | 0 | 0 | 0 | 0 | 0 | 0 | 0 | 0 | 0 | 0 | 0 | 0 | 0 | 0 | 0 | 0 | 0 | 0 | 0 | 0 | 0 | 0 | 0 | 0
Loan Payments | -9897.2732 | -10155.0252 | -10261.9899 | -9881.275 | -9919.0008 | -1026974.268 | -1012495.4547 | -964619.1283 | -1076405.062 | -1034993.1876 | -33264.9178 | -33727.2429 | -34252.1204 | -34053.9375 | -34679.4821 | -160140.9931 | -144442.7207 | -157341.1581 | -153556.6139 | -155314.2793 | 29861.6132 | 29270.7197 | 29394.0837 | 29143.3381 | 28680.3123 | -11991.507 | -12389.0502 | -13661.202 | -9966.3938 | -9673.5812
Interest Tax Deduct | 1660.6617 | 1703.9098 | 1721.8574 | 1657.9774 | 1664.3074 | 172315.8278 | 169886.4303 | 161853.2701 | 180609.8119 | 173661.3209 | 5581.5146 | 5659.088 | 5747.1571 | 5713.904 | 5818.8641 | 26870.0284 | 24236.0181 | 26400.2446 | 25765.2366 | 26060.155 | -5010.4747 | -4911.3288 | -4932.028 | -4889.9555 | -4812.2644 | 2012.0528 | 2078.7565 | 2292.2106 | 1672.2594 | 1623.1285
Deprecation Tax Deduct | 1186.8278 | 1217.736 | 1230.5626 | 1184.9093 | 1189.4332 | 123149.2298 | 121413.0084 | 115671.9369 | 129076.7047 | 124110.8155 | 3988.95 | 4044.3895 | 4107.33 | 4083.565 | 4158.5769 | 19203.2464 | 17320.7941 | 18867.5053 | 18413.6831 | 18624.4529 | -3580.844 | -3509.9873 | -3524.7804 | -3494.7123 | -3439.1888 | 1437.957 | 1485.6283 | 1638.1779 | 1195.1163 | 1160.0038
Energy Cost Post Tax | -3921.2097 | -3660.6484 | -3830.3987 | -3341.0433 | -3295.7822 | -510586.3051 | -526232.7464 | -421217.1212 | -427762.4458 | -445546.8342 | -37684.9129 | -32118.3855 | -33465.2894 | -27917.9407 | -26229.5817 | -89611.9089 | -87685.3158 | -98476.4022 | -77702.3818 | -78894.4207 | -56501.6599 | -52978.9684 | -54074.1184 | -47516.9141 | -45316.3733 | -24917.9315 | -24717.8981 | -11155.5259 | -7190.8108 | -6746.5251
LCC (-Savings) | -17726.9942 | -17560.2519 | -17876.3365 | -16929.366 | -16820.1026 | -1648793.5527 | -1644721.6973 | -1467982.3296 | -1607821.8391 | -1584175.5794 | -91451.632 | -86474.8037 | -89046.4936 | -82502.8648 | -81321.6984 | -306679.041 | -286126.8327 | -307272.1815 | -285152.813 | -288523.4682 | -532631.1764 | -529506.9008 | -530443.3082 | -523965.439 | -522066.8973 | -71478.4148 | -71669.0092 | -60045.3866 | -51007.6902 | -50111.4707
LCC Cost Effective | Yes | Yes | Yes | Yes | Yes | Yes | Yes | Yes | Yes | Yes | Yes | Yes | Yes | Yes | Yes | Yes | Yes | Yes | Yes | Yes | Yes | Yes | Yes | Yes | Yes | Yes | Yes | Yes | Yes | Yes
Simple Payback | Immediate | Immediate | Immediate | Immediate | Immediate | Immediate | Immediate | Immediate | Immediate | Immediate | Immediate | Immediate | Immediate | Immediate | Immediate | Immediate | Immediate | Immediate | Immediate | Immediate | 7.5 | 7.8 | 7.7 | 8.7 | 9 | Immediate | Immediate | Immediate | Immediate | Immediate
LCC Savings/sf | 3.22 | 3.19 | 3.25 | 3.08 | 3.06 | 3.31 | 3.3 | 2.94 | 3.22 | 3.18 | 3.7 | 3.5 | 3.61 | 3.34 | 3.29 | 4.15 | 3.87 | 4.15 | 3.86 | 3.9 | 12.33 | 12.26 | 12.28 | 12.13 | 12.08 | 2.12 | 2.12 | 1.78 | 1.51 | 1.49
Floor area, sf | 5502 | 5502 | 5502 | 5502 | 5502 | 498588 | 498588 | 498588 | 498588 | 498588 | 24692 | 24692 | 24692 | 24692 | 24692 | 73959 | 73959 | 73959 | 73959 | 73959 | 43202 | 43202 | 43202 | 43202 | 43202 | 33741 | 33741 | 33741 | 33741 | 33741
Energy Cost needs to be calculated from scenario 2 annual escalation (present value of an annuity), or calculate UPV for the scenario 2 escalation rate
If negtive 1st cost - do negative loan as this is a reductionof the loan effects | [30 empty] | min | avg | max
BCR | [20 empty] | 18.8367 | 19.09 | 19.0459 | 18.9789 | 19.203 | [5 empty] | 18.8367 | 19.0309 | 19.203
| TRUE | TRUE | TRUE | TRUE | TRUE | TRUE | TRUE | TRUE | TRUE | TRUE | TRUE | TRUE | TRUE | TRUE | TRUE | TRUE | TRUE | TRUE | TRUE | TRUE | TRUE | TRUE | TRUE | TRUE | TRUE | TRUE | TRUE | TRUE | TRUE | TRUE
State Cost Location Index |  | 1 | IS NOT applied on this sheet below! It is applied on "Cost Est Summaray tab" and costs above and on LCC are taken from there!!! - Note that if Cost Est is updated or changed, below should be too!
[12 empty] | 1 | 2 | 3 | 4 | 5 | 6 | 7 | 8 | 9 | 10 | 11
Small Office |  |  | Mechanical |  |  |  |  | Lighting |  |  |  | 1: Small Office; 4: Envelope, Power and Other; 9: Total
| 2A Tampa FL | 3A Atlanta GA | 3B El Paso TX | 4A New York NY | 5A Buffalo NY | 2A Tampa FL | 3A Atlanta GA | 3B El Paso TX | 4A New York NY | 5A Buffalo NY |  |  | 2A Tampa FL | 3A Atlanta GA | 3B El Paso TX | 4A New York NY | 5A Buffalo NY | 2A Tampa FL | 3A Atlanta GA | 3B El Paso TX | 4A New York NY | 5A Buffalo NY
New Construction | -412.2962 | -321.9867 | -428.9515 | 21.6972 | -16.0286 | -10042.036 | -10042.036 | -10042.036 | -10042.036 | -10042.036 |  | New Construction | 557.059 | 208.9976 | 208.9976 | 139.0638 | 139.0638 | -9897.2732 | -10155.0252 | -10261.9899 | -9881.275 | -9919.0008
Maintenance | 0 | 0 | 0 | 0 | 0 | #N/A | #N/A | #N/A | #N/A | #N/A |  | Maintenance | 0 | 0 | 0 | 0 | 0 | #N/A | #N/A | #N/A | #N/A | #N/A
Replacement | [11 empty] | 1: Replacement; 7: 0; 8: 0; 9: 0; 10: 0; 11: 0
1 | 0 | 0 | 0 | 0 | 0 | 0 | 0 | 0 | 0 | 0 |  | Year 1 | 0 | 0 | 0 | 0 | 0 | 0 | 0 | 0 | 0 | 0
2 | 0 | 0 | 0 | 0 | 0 | 0 | 0 | 0 | 0 | 0 |  | 2 | 0 | 0 | 0 | 0 | 0 | 0 | 0 | 0 | 0 | 0
3 | 0 | 0 | 0 | 0 | 0 | 0 | 0 | 0 | 0 | 0 |  | 3 | 0 | 0 | 0 | 0 | 0 | 0 | 0 | 0 | 0 | 0
4 | 0 | 0 | 0 | 0 | 0 | 0 | 0 | 0 | 0 | 0 |  | 4 | 0 | 0 | 0 | 0 | 0 | 0 | 0 | 0 | 0 | 0
5 | 0 | 0 | 0 | 0 | 0 | 0 | 0 | 0 | 0 | 0 |  | 5 | 0 | 0 | 0 | 0 | 0 | 0 | 0 | 0 | 0 | 0
6 | 0 | 0 | 0 | 0 | 0 | 0 | 0 | 0 | 0 | 0 |  | 6 | 0 | 0 | 0 | 0 | 0 | 0 | 0 | 0 | 0 | 0
7 | 0 | 0 | 0 | 0 | 0 | 0 | 0 | 0 | 0 | 0 |  | 7 | 0 | 0 | 0 | 0 | 0 | 0 | 0 | 0 | 0 | 0
8 | 0 | 0 | 0 | 0 | 0 | 0 | 0 | 0 | 0 | 0 |  | 8 | 0 | 0 | 0 | 0 | 0 | 0 | 0 | 0 | 0 | 0
9 | 0 | 0 | 0 | 0 | 0 | 0 | 0 | 0 | 0 | 0 |  | 9 | 0 | 0 | 0 | 0 | 0 | 0 | 0 | 0 | 0 | 0
10 | 0 | 0 | 0 | 0 | 0 | 0 | 0 | 0 | 0 | 0 |  | 10 | 0 | 0 | 0 | 0 | 0 | 0 | 0 | 0 | 0 | 0
11 | 0 | 0 | 0 | 0 | 0 | 0 | 0 | 0 | 0 | 0 |  | 11 | 0 | 0 | 0 | 0 | 0 | 0 | 0 | 0 | 0 | 0
12 | 0 | 0 | 0 | 0 | 0 | 0 | 0 | 0 | 0 | 0 |  | 12 | 0 | 0 | 0 | 0 | 0 | 0 | 0 | 0 | 0 | 0
13 | 0 | 0 | 0 | 0 | 0 | 0 | 0 | 0 | 0 | 0 |  | 13 | 0 | 0 | 0 | 0 | 0 | 0 | 0 | 0 | 0 | 0
14 | 0 | 0 | 0 | 0 | 0 | -9757.887 | -9757.887 | -9757.887 | -9757.887 | -9757.887 |  | 14 | 0 | 0 | 0 | 0 | 0 | -9757.887 | -9757.887 | -9757.887 | -9757.887 | -9757.887
15 | -722.2508 | -606.6661 | -733.9818 | -406.9664 | -242.4968 | 0 | 0 | 0 | 0 | 0 |  | 15 | 0 | 0 | 0 | 0 | 0 | -722.2508 | -606.6661 | -733.9818 | -406.9664 | -242.4968
16 | 0 | 0 | 0 | 0 | 0 | 0 | 0 | 0 | 0 | 0 |  | 16 | 0 | 0 | 0 | 0 | 0 | 0 | 0 | 0 | 0 | 0
17 | 0 | 0 | 0 | 0 | 0 | 0 | 0 | 0 | 0 | 0 |  | 17 | 0 | 0 | 0 | 0 | 0 | 0 | 0 | 0 | 0 | 0
18 | 0 | 0 | 0 | 0 | 0 | 0 | 0 | 0 | 0 | 0 |  | 18 | 0 | 0 | 0 | 0 | 0 | 0 | 0 | 0 | 0 | 0
19 | 0 | 0 | 0 | 0 | 0 | 0 | 0 | 0 | 0 | 0 |  | 19 | 0 | 0 | 0 | 0 | 0 | 0 | 0 | 0 | 0 | 0
20 | 0 | 0 | 0 | 0 | 0 | 0 | 0 | 0 | 0 | 0 |  | 20 | 0 | 0 | 0 | 0 | 0 | 0 | 0 | 0 | 0 | 0
21 | 0 | 0 | 0 | 0 | 0 | 0 | 0 | 0 | 0 | 0 |  | 21 | 0 | 0 | 0 | 0 | 0 | 0 | 0 | 0 | 0 | 0
22 | 0 | 0 | 0 | 0 | 0 | 0 | 0 | 0 | 0 | 0 |  | 22 | 0 | 0 | 0 | 0 | 0 | 0 | 0 | 0 | 0 | 0
23 | 0 | 0 | 0 | 0 | 0 | 0 | 0 | 0 | 0 | 0 |  | 23 | 0 | 0 | 0 | 0 | 0 | 0 | 0 | 0 | 0 | 0
24 | 0 | 0 | 0 | 0 | 0 | 0 | 0 | 0 | 0 | 0 |  | 24 | 0 | 0 | 0 | 0 | 0 | 0 | 0 | 0 | 0 | 0
25 | 0 | 0 | 0 | 0 | 0 | 0 | 0 | 0 | 0 | 0 |  | 25 | 0 | 0 | 0 | 0 | 0 | 0 | 0 | 0 | 0 | 0
26 | 0 | 0 | 0 | 0 | 0 | 0 | 0 | 0 | 0 | 0 |  | 26 | 0 | 0 | 0 | 0 | 0 | 0 | 0 | 0 | 0 | 0
27 | 0 | 0 | 0 | 0 | 0 | 0 | 0 | 0 | 0 | 0 |  | 27 | 0 | 0 | 0 | 0 | 0 | 0 | 0 | 0 | 0 | 0
28 | 0 | 0 | 0 | 0 | 0 | -9757.887 | -9757.887 | -9757.887 | -9757.887 | -9757.887 |  | 28 | 0 | 0 | 0 | 0 | 0 | -9757.887 | -9757.887 | -9757.887 | -9757.887 | -9757.887
29 | 0 | 0 | 0 | 0 | 0 | 0 | 0 | 0 | 0 | 0 |  | 29 | 0 | 0 | 0 | 0 | 0 | 0 | 0 | 0 | 0 | 0
30 | 0 | 0 | 0 | 0 | 0 | 8363.9032 | 8363.9032 | 8363.9032 | 8363.9032 | 8363.9032 |  | 30 | -316.0445 | -230.0722 | -230.0722 | -209.4266 | -208.5675 | 8047.8586 | 8133.831 | 8133.831 | 8154.4766 | 8155.3357
Large Office |  |  | Mechanical |  |  |  |  | Lighting |  |  |  | 1: Large Office; 4: Envelope, Power and Other; 9: Total
| 2A Tampa FL | 3A Atlanta GA | 3B El Paso TX | 4A New York NY | 5A Buffalo NY | 2A Tampa FL | 3A Atlanta GA | 3B El Paso TX | 4A New York NY | 5A Buffalo NY |  |  | 2A Tampa FL | 3A Atlanta GA | 3B El Paso TX | 4A New York NY | 5A Buffalo NY | 2A Tampa FL | 3A Atlanta GA | 3B El Paso TX | 4A New York NY | 5A Buffalo NY
New Construction | -159886.4963 | -118371.1036 | -70494.7772 | -176848.419 | -135436.5446 | -910358.7867 | -910358.7867 | -910358.7867 | -910358.7867 | -910358.7867 |  | New Construction | 43271.0149 | 16234.4356 | 16234.4356 | 10802.1437 | 10802.1437 | -1026974.268 | -1012495.4547 | -964619.1283 | -1076405.062 | -1034993.1876
Maintenance | 0 | 0 | 0 | 0 | 0 | #N/A | #N/A | #N/A | #N/A | #N/A |  | Maintenance | 0 | 0 | 0 | 0 | 0 | #N/A | #N/A | #N/A | #N/A | #N/A
Replacement | [11 empty] | 1: Replacement; 7: 0; 8: 0; 9: 0; 10: 0; 11: 0
1 | 0 | 0 | 0 | 0 | 0 | 0 | 0 | 0 | 0 | 0 |  | Year 1 | 0 | 0 | 0 | 0 | 0 | 0 | 0 | 0 | 0 | 0
2 | 0 | 0 | 0 | 0 | 0 | 0 | 0 | 0 | 0 | 0 |  | 2 | 0 | 0 | 0 | 0 | 0 | 0 | 0 | 0 | 0 | 0
3 | 0 | 0 | 0 | 0 | 0 | 0 | 0 | 0 | 0 | 0 |  | 3 | 0 | 0 | 0 | 0 | 0 | 0 | 0 | 0 | 0 | 0
4 | 0 | 0 | 0 | 0 | 0 | 0 | 0 | 0 | 0 | 0 |  | 4 | 0 | 0 | 0 | 0 | 0 | 0 | 0 | 0 | 0 | 0
5 | 0 | 0 | 0 | 0 | 0 | 0 | 0 | 0 | 0 | 0 |  | 5 | 0 | 0 | 0 | 0 | 0 | 0 | 0 | 0 | 0 | 0
6 | 0 | 0 | 0 | 0 | 0 | 0 | 0 | 0 | 0 | 0 |  | 6 | 0 | 0 | 0 | 0 | 0 | 0 | 0 | 0 | 0 | 0
7 | 0 | 0 | 0 | 0 | 0 | 0 | 0 | 0 | 0 | 0 |  | 7 | 0 | 0 | 0 | 0 | 0 | 0 | 0 | 0 | 0 | 0
8 | 0 | 0 | 0 | 0 | 0 | 0 | 0 | 0 | 0 | 0 |  | 8 | 0 | 0 | 0 | 0 | 0 | 0 | 0 | 0 | 0 | 0
9 | 0 | 0 | 0 | 0 | 0 | 0 | 0 | 0 | 0 | 0 |  | 9 | 0 | 0 | 0 | 0 | 0 | 0 | 0 | 0 | 0 | 0
10 | 0 | 0 | 0 | 0 | 0 | 0 | 0 | 0 | 0 | 0 |  | 10 | 0 | 0 | 0 | 0 | 0 | 0 | 0 | 0 | 0 | 0
11 | 0 | 0 | 0 | 0 | 0 | 0 | 0 | 0 | 0 | 0 |  | 11 | 0 | 0 | 0 | 0 | 0 | 0 | 0 | 0 | 0 | 0
12 | 0 | 0 | 0 | 0 | 0 | 0 | 0 | 0 | 0 | 0 |  | 12 | 0 | 0 | 0 | 0 | 0 | 0 | 0 | 0 | 0 | 0
13 | 0 | 0 | 0 | 0 | 0 | 0 | 0 | 0 | 0 | 0 |  | 13 | 0 | 0 | 0 | 0 | 0 | 0 | 0 | 0 | 0 | 0
14 | 0 | 0 | 0 | 0 | 0 | 0 | 0 | 0 | 0 | 0 |  | 14 | 0 | 0 | 0 | 0 | 0 | 0 | 0 | 0 | 0 | 0
15 | -111828.3774 | -112316.3366 | -30465.0485 | -103169.5271 | -103449.3911 | 0 | 0 | 0 | 0 | 0 |  | 15 | 0 | 0 | 0 | 0 | 0 | -111828.3774 | -112316.3366 | -30465.0485 | -103169.5271 | -103449.3911
16 | 0 | 0 | 0 | 0 | 0 | 0 | 0 | 0 | 0 | 0 |  | 16 | 0 | 0 | 0 | 0 | 0 | 0 | 0 | 0 | 0 | 0
17 | 0 | 0 | 0 | 0 | 0 | 0 | 0 | 0 | 0 | 0 |  | 17 | 0 | 0 | 0 | 0 | 0 | 0 | 0 | 0 | 0 | 0
18 | 0 | 0 | 0 | 0 | 0 | -917490.7411 | -917490.7411 | -917490.7411 | -917490.7411 | -917490.7411 |  | 18 | 0 | 0 | 0 | 0 | 0 | -917490.7411 | -917490.7411 | -917490.7411 | -917490.7411 | -917490.7411
19 | 0 | 0 | 0 | 0 | 0 | 0 | 0 | 0 | 0 | 0 |  | 19 | 0 | 0 | 0 | 0 | 0 | 0 | 0 | 0 | 0 | 0
20 | 82034.7344 | 91419.7285 | 62415.7214 | 20171.6141 | 55596.6018 | 0 | 0 | 0 | 0 | 0 |  | 20 | 0 | 0 | 0 | 0 | 0 | 82034.7344 | 91419.7285 | 62415.7214 | 20171.6141 | 55596.6018
21 | 0 | 0 | 0 | 0 | 0 | 0 | 0 | 0 | 0 | 0 |  | 21 | 0 | 0 | 0 | 0 | 0 | 0 | 0 | 0 | 0 | 0
22 | 0 | 0 | 0 | 0 | 0 | 0 | 0 | 0 | 0 | 0 |  | 22 | 0 | 0 | 0 | 0 | 0 | 0 | 0 | 0 | 0 | 0
23 | -35522.2187 | -10666.3147 | -3940.8024 | -12113.6729 | -5025.2142 | 0 | 0 | 0 | 0 | 0 |  | 23 | 0 | 0 | 0 | 0 | 0 | -35522.2187 | -10666.3147 | -3940.8024 | -12113.6729 | -5025.2142
24 | 0 | 0 | 0 | 0 | 0 | 0 | 0 | 0 | 0 | 0 |  | 24 | 0 | 0 | 0 | 0 | 0 | 0 | 0 | 0 | 0 | 0
25 | 0 | 0 | 0 | 0 | 0 | 0 | 0 | 0 | 0 | 0 |  | 25 | 0 | 0 | 0 | 0 | 0 | 0 | 0 | 0 | 0 | 0
26 | 0 | 0 | 0 | 0 | 0 | 0 | 0 | 0 | 0 | 0 |  | 26 | 0 | 0 | 0 | 0 | 0 | 0 | 0 | 0 | 0 | 0
27 | 0 | 0 | 0 | 0 | 0 | 0 | 0 | 0 | 0 | 0 |  | 27 | 0 | 0 | 0 | 0 | 0 | 0 | 0 | 0 | 0 | 0
28 | 0 | 0 | 0 | 0 | 0 | 0 | 0 | 0 | 0 | 0 |  | 28 | 0 | 0 | 0 | 0 | 0 | 0 | 0 | 0 | 0 | 0
29 | 0 | 0 | 0 | 0 | 0 | 0 | 0 | 0 | 0 | 0 |  | 29 | 0 | 0 | 0 | 0 | 0 | 0 | 0 | 0 | 0 | 0
30 | -15169.7864 | -36770.1112 | -27117.6057 | 81.5611 | -22237.1644 | 305830.247 | 305830.247 | 305830.247 | 305830.247 | 305830.247 |  | 30 | -24549.5856 | -17871.4569 | -17871.4569 | -16267.76 | -16201.0271 | 266110.875 | 251188.679 | 260841.1844 | 289644.0481 | 267392.0555
Standalone Retail |  |  | Mechanical |  |  |  |  | Lighting |  |  |  | 1: Standalone Retail; 4: Envelope, Power and Other; 9: Total
| 2A Tampa FL | 3A Atlanta GA | 3B El Paso TX | 4A New York NY | 5A Buffalo NY | 2A Tampa FL | 3A Atlanta GA | 3B El Paso TX | 4A New York NY | 5A Buffalo NY |  |  | 2A Tampa FL | 3A Atlanta GA | 3B El Paso TX | 4A New York NY | 5A Buffalo NY | 2A Tampa FL | 3A Atlanta GA | 3B El Paso TX | 4A New York NY | 5A Buffalo NY
New Construction | -4793.5187 | -4663.4106 | -5188.2881 | -4044.7173 | -4670.2619 | -30207.0748 | -30207.0748 | -30207.0748 | -30207.0748 | -30207.0748 |  | New Construction | 1735.6757 | 1143.2425 | 1143.2425 | 197.8546 | 197.8546 | -33264.9178 | -33727.2429 | -34252.1204 | -34053.9375 | -34679.4821
Maintenance | 0 | 0 | 0 | 0 | 0 | #N/A | #N/A | #N/A | #N/A | #N/A |  | Maintenance | 0 | 0 | 0 | 0 | 0 | #N/A | #N/A | #N/A | #N/A | #N/A
Replacement | [11 empty] | 1: Replacement; 7: 0; 8: 0; 9: 0; 10: 0; 11: 0
1 | 0 | 0 | 0 | 0 | 0 | 0 | 0 | 0 | 0 | 0 |  | Year 1 | 0 | 0 | 0 | 0 | 0 | 0 | 0 | 0 | 0 | 0
2 | 0 | 0 | 0 | 0 | 0 | 0 | 0 | 0 | 0 | 0 |  | 2 | 0 | 0 | 0 | 0 | 0 | 0 | 0 | 0 | 0 | 0
3 | 0 | 0 | 0 | 0 | 0 | 0 | 0 | 0 | 0 | 0 |  | 3 | 0 | 0 | 0 | 0 | 0 | 0 | 0 | 0 | 0 | 0
4 | 0 | 0 | 0 | 0 | 0 | 0 | 0 | 0 | 0 | 0 |  | 4 | 0 | 0 | 0 | 0 | 0 | 0 | 0 | 0 | 0 | 0
5 | 0 | 0 | 0 | 0 | 0 | 0 | 0 | 0 | 0 | 0 |  | 5 | 0 | 0 | 0 | 0 | 0 | 0 | 0 | 0 | 0 | 0
6 | 0 | 0 | 0 | 0 | 0 | 0 | 0 | 0 | 0 | 0 |  | 6 | 0 | 0 | 0 | 0 | 0 | 0 | 0 | 0 | 0 | 0
7 | 0 | 0 | 0 | 0 | 0 | 0 | 0 | 0 | 0 | 0 |  | 7 | 0 | 0 | 0 | 0 | 0 | 0 | 0 | 0 | 0 | 0
8 | 0 | 0 | 0 | 0 | 0 | 0 | 0 | 0 | 0 | 0 |  | 8 | 0 | 0 | 0 | 0 | 0 | 0 | 0 | 0 | 0 | 0
9 | 0 | 0 | 0 | 0 | 0 | 0 | 0 | 0 | 0 | 0 |  | 9 | 0 | 0 | 0 | 0 | 0 | 0 | 0 | 0 | 0 | 0
10 | 0 | 0 | 0 | 0 | 0 | -17.3674 | -17.3674 | -17.3674 | -17.3674 | -17.3674 |  | 10 | 0 | 0 | 0 | 0 | 0 | -17.3674 | -17.3674 | -17.3674 | -17.3674 | -17.3674
11 | 0 | 0 | 0 | 0 | 0 | 0 | 0 | 0 | 0 | 0 |  | 11 | 0 | 0 | 0 | 0 | 0 | 0 | 0 | 0 | 0 | 0
12 | 0 | 0 | 0 | 0 | 0 | 0 | 0 | 0 | 0 | 0 |  | 12 | 0 | 0 | 0 | 0 | 0 | 0 | 0 | 0 | 0 | 0
13 | 0 | 0 | 0 | 0 | 0 | 0 | 0 | 0 | 0 | 0 |  | 13 | 0 | 0 | 0 | 0 | 0 | 0 | 0 | 0 | 0 | 0
14 | 0 | 0 | 0 | 0 | 0 | -46046.2706 | -46046.2706 | -46046.2706 | -46046.2706 | -46046.2706 |  | 14 | 0 | 0 | 0 | 0 | 0 | -46046.2706 | -46046.2706 | -46046.2706 | -46046.2706 | -46046.2706
15 | -2063.9266 | -1670.0347 | -2062.5786 | -1566.5921 | -1679.0509 | 0 | 0 | 0 | 0 | 0 |  | 15 | 0 | 0 | 0 | 0 | 0 | -2063.9266 | -1670.0347 | -2062.5786 | -1566.5921 | -1679.0509
16 | 0 | 0 | 0 | 0 | 0 | 0 | 0 | 0 | 0 | 0 |  | 16 | 0 | 0 | 0 | 0 | 0 | 0 | 0 | 0 | 0 | 0
17 | 0 | 0 | 0 | 0 | 0 | 0 | 0 | 0 | 0 | 0 |  | 17 | 0 | 0 | 0 | 0 | 0 | 0 | 0 | 0 | 0 | 0
18 | 0 | 0 | 0 | 0 | 0 | 0 | 0 | 0 | 0 | 0 |  | 18 | 0 | 0 | 0 | 0 | 0 | 0 | 0 | 0 | 0 | 0
19 | 0 | 0 | 0 | 0 | 0 | 0 | 0 | 0 | 0 | 0 |  | 19 | 0 | 0 | 0 | 0 | 0 | 0 | 0 | 0 | 0 | 0
20 | 831.6354 | 831.6354 | 831.6354 | 831.6354 | 831.6354 | -17.3674 | -17.3674 | -17.3674 | -17.3674 | -17.3674 |  | 20 | 0 | 0 | 0 | 0 | 0 | 814.268 | 814.268 | 814.268 | 814.268 | 814.268
21 | 0 | 0 | 0 | 0 | 0 | 0 | 0 | 0 | 0 | 0 |  | 21 | 0 | 0 | 0 | 0 | 0 | 0 | 0 | 0 | 0 | 0
22 | 0 | 0 | 0 | 0 | 0 | 0 | 0 | 0 | 0 | 0 |  | 22 | 0 | 0 | 0 | 0 | 0 | 0 | 0 | 0 | 0 | 0
23 | 0 | 0 | 0 | 0 | 0 | 0 | 0 | 0 | 0 | 0 |  | 23 | 0 | 0 | 0 | 0 | 0 | 0 | 0 | 0 | 0 | 0
24 | 0 | 0 | 0 | 0 | 0 | 0 | 0 | 0 | 0 | 0 |  | 24 | 0 | 0 | 0 | 0 | 0 | 0 | 0 | 0 | 0 | 0
25 | 0 | 0 | 0 | 0 | 0 | 0 | 0 | 0 | 0 | 0 |  | 25 | 0 | 0 | 0 | 0 | 0 | 0 | 0 | 0 | 0 | 0
26 | 0 | 0 | 0 | 0 | 0 | 0 | 0 | 0 | 0 | 0 |  | 26 | 0 | 0 | 0 | 0 | 0 | 0 | 0 | 0 | 0 | 0
27 | 0 | 0 | 0 | 0 | 0 | 0 | 0 | 0 | 0 | 0 |  | 27 | 0 | 0 | 0 | 0 | 0 | 0 | 0 | 0 | 0 | 0
28 | 0 | 0 | 0 | 0 | 0 | -46046.2706 | -46046.2706 | -46046.2706 | -46046.2706 | -46046.2706 |  | 28 | 0 | 0 | 0 | 0 | 0 | -46046.2706 | -46046.2706 | -46046.2706 | -46046.2706 | -46046.2706
29 | 0 | 0 | 0 | 0 | 0 | 0 | 0 | 0 | 0 | 0 |  | 29 | 0 | 0 | 0 | 0 | 0 | 0 | 0 | 0 | 0 | 0
30 | 1675.0192 | 0 | -2090.8369 | -415.8177 | -415.8177 | 39468.232 | 39468.232 | 39468.232 | 39468.232 | 39468.232 |  | 30 | -821.5528 | -719.3148 | -719.3148 | -477.4247 | -476.3097 | 40321.6984 | 38748.9172 | 36658.0803 | 38574.9896 | 38576.1046
Primary School |  |  | Mechanical |  |  |  |  | Lighting |  |  |  | 1: Primary School; 4: Envelope, Power and Other; 9: Total
| 2A Tampa FL | 3A Atlanta GA | 3B El Paso TX | 4A New York NY | 5A Buffalo NY | 2A Tampa FL | 3A Atlanta GA | 3B El Paso TX | 4A New York NY | 5A Buffalo NY |  |  | 2A Tampa FL | 3A Atlanta GA | 3B El Paso TX | 4A New York NY | 5A Buffalo NY | 2A Tampa FL | 3A Atlanta GA | 3B El Paso TX | 4A New York NY | 5A Buffalo NY
New Construction | -20220.4067 | -768.205 | -13666.6424 | -8946.5763 | -10692.3997 | -145557.4015 | -145557.4015 | -145557.4015 | -145557.4015 | -145557.4015 |  | New Construction | 5636.8151 | 1882.8857 | 1882.8857 | 947.3639 | 935.5218 | -160140.9931 | -144442.7207 | -157341.1581 | -153556.6139 | -155314.2793
Maintenance | -9.8316 | -14.6177 | 28.5744 | -12.9285 | -14.8992 | #N/A | #N/A | #N/A | #N/A | #N/A |  | Maintenance | 0 | 0 | 0 | 0 | 0 | #N/A | #N/A | #N/A | #N/A | #N/A
Replacement | [11 empty] | 1: Replacement; 7: 0; 8: 0; 9: 0; 10: 0; 11: 0
1 | 0 | 0 | 0 | 0 | 0 | 0 | 0 | 0 | 0 | 0 |  | Year 1 | 0 | 0 | 0 | 0 | 0 | 0 | 0 | 0 | 0 | 0
2 | 0 | 0 | 0 | 0 | 0 | 0 | 0 | 0 | 0 | 0 |  | 2 | 0 | 0 | 0 | 0 | 0 | 0 | 0 | 0 | 0 | 0
3 | 0 | 0 | 0 | 0 | 0 | 0 | 0 | 0 | 0 | 0 |  | 3 | 0 | 0 | 0 | 0 | 0 | 0 | 0 | 0 | 0 | 0
4 | 0 | 0 | 0 | 0 | 0 | 0 | 0 | 0 | 0 | 0 |  | 4 | 0 | 0 | 0 | 0 | 0 | 0 | 0 | 0 | 0 | 0
5 | 0 | 0 | 0 | 0 | 0 | 0 | 0 | 0 | 0 | 0 |  | 5 | 0 | 0 | 0 | 0 | 0 | 0 | 0 | 0 | 0 | 0
6 | 0 | 0 | 0 | 0 | 0 | 0 | 0 | 0 | 0 | 0 |  | 6 | 0 | 0 | 0 | 0 | 0 | 0 | 0 | 0 | 0 | 0
7 | 0 | 0 | 0 | 0 | 0 | 0 | 0 | 0 | 0 | 0 |  | 7 | 0 | 0 | 0 | 0 | 0 | 0 | 0 | 0 | 0 | 0
8 | 0 | 0 | 0 | 0 | 0 | 0 | 0 | 0 | 0 | 0 |  | 8 | 0 | 0 | 0 | 0 | 0 | 0 | 0 | 0 | 0 | 0
9 | 0 | 0 | 0 | 0 | 0 | 0 | 0 | 0 | 0 | 0 |  | 9 | 0 | 0 | 0 | 0 | 0 | 0 | 0 | 0 | 0 | 0
10 | 0 | 0 | 0 | 0 | 0 | -2290.3509 | -2290.3509 | -2290.3509 | -2290.3509 | -2290.3509 |  | 10 | 0 | 0 | 0 | 0 | 0 | -2290.3509 | -2290.3509 | -2290.3509 | -2290.3509 | -2290.3509
11 | 0 | 0 | 0 | 0 | 0 | 0 | 0 | 0 | 0 | 0 |  | 11 | 0 | 0 | 0 | 0 | 0 | 0 | 0 | 0 | 0 | 0
12 | 0 | 0 | 0 | 0 | 0 | 0 | 0 | 0 | 0 | 0 |  | 12 | 0 | 0 | 0 | 0 | 0 | 0 | 0 | 0 | 0 | 0
13 | 0 | 0 | 0 | 0 | 0 | 0 | 0 | 0 | 0 | 0 |  | 13 | 0 | 0 | 0 | 0 | 0 | 0 | 0 | 0 | 0 | 0
14 | 0 | 0 | 0 | 0 | 0 | -144161.4282 | -144161.4282 | -144161.4282 | -144161.4282 | -144161.4282 |  | 14 | 0 | 0 | 0 | 0 | 0 | -144161.4282 | -144161.4282 | -144161.4282 | -144161.4282 | -144161.4282
15 | -11959.0255 | -5884.8965 | -2236.5076 | -3685.3342 | -5319.4061 | 0 | 0 | 0 | 0 | 0 |  | 15 | 0 | 0 | 0 | 0 | 0 | -11959.0255 | -5884.8965 | -2236.5076 | -3685.3342 | -5319.4061
16 | 0 | 0 | 0 | 0 | 0 | 0 | 0 | 0 | 0 | 0 |  | 16 | 0 | 0 | 0 | 0 | 0 | 0 | 0 | 0 | 0 | 0
17 | 0 | 0 | 0 | 0 | 0 | 0 | 0 | 0 | 0 | 0 |  | 17 | 0 | 0 | 0 | 0 | 0 | 0 | 0 | 0 | 0 | 0
18 | 0 | 0 | 0 | 0 | 0 | 0 | 0 | 0 | 0 | 0 |  | 18 | 0 | 0 | 0 | 0 | 0 | 0 | 0 | 0 | 0 | 0
19 | 0 | 0 | 0 | 0 | 0 | 0 | 0 | 0 | 0 | 0 |  | 19 | 0 | 0 | 0 | 0 | 0 | 0 | 0 | 0 | 0 | 0
20 | 90.1295 | 13130.0699 | -15.5239 | 322.8066 | 335.2051 | -2290.3509 | -2290.3509 | -2290.3509 | -2290.3509 | -2290.3509 |  | 20 | 0 | 0 | 0 | 0 | 0 | -2200.2214 | 10839.719 | -2305.8748 | -1967.5443 | -1955.1458
21 | 0 | 0 | 0 | 0 | 0 | 0 | 0 | 0 | 0 | 0 |  | 21 | 0 | 0 | 0 | 0 | 0 | 0 | 0 | 0 | 0 | 0
22 | 0 | 0 | 0 | 0 | 0 | 0 | 0 | 0 | 0 | 0 |  | 22 | 0 | 0 | 0 | 0 | 0 | 0 | 0 | 0 | 0 | 0
23 | 0 | 0 | 0 | 0 | 0 | 0 | 0 | 0 | 0 | 0 |  | 23 | 0 | 0 | 0 | 0 | 0 | 0 | 0 | 0 | 0 | 0
24 | 0 | 0 | 0 | 0 | 0 | 0 | 0 | 0 | 0 | 0 |  | 24 | 0 | 0 | 0 | 0 | 0 | 0 | 0 | 0 | 0 | 0
25 | 0 | 0 | 0 | 0 | 0 | 0 | 0 | 0 | 0 | 0 |  | 25 | 0 | 0 | 0 | 0 | 0 | 0 | 0 | 0 | 0 | 0
26 | 0 | 0 | 0 | 0 | 0 | 0 | 0 | 0 | 0 | 0 |  | 26 | 0 | 0 | 0 | 0 | 0 | 0 | 0 | 0 | 0 | 0
27 | 0 | 0 | 0 | 0 | 0 | 0 | 0 | 0 | 0 | 0 |  | 27 | 0 | 0 | 0 | 0 | 0 | 0 | 0 | 0 | 0 | 0
28 | 0 | 0 | 0 | 0 | 0 | -144161.4282 | -144161.4282 | -144161.4282 | -144161.4282 | -144161.4282 |  | 28 | 0 | 0 | 0 | 0 | 0 | -144161.4282 | -144161.4282 | -144161.4282 | -144161.4282 | -144161.4282
29 | 0 | 0 | 0 | 0 | 0 | 0 | 0 | 0 | 0 | 0 |  | 29 | 0 | 0 | 0 | 0 | 0 | 0 | 0 | 0 | 0 | 0
30 | 120.3201 | -6419.9892 | 229.896 | -19.2218 | -27.4351 | 123566.9385 | 123566.9385 | 123566.9385 | 123566.9385 | 123566.9385 |  | 30 | -4050.0049 | -3143.4342 | -3143.4342 | -2867.9054 | -2853.4433 | 119637.2536 | 114003.5151 | 120653.4002 | 120679.8113 | 120686.0601
Small Hotel |  |  | Mechanical |  |  |  |  | Lighting |  |  |  | 1: Small Hotel; 4: Envelope, Power and Other; 9: Total
| 2A Tampa FL | 3A Atlanta GA | 3B El Paso TX | 4A New York NY | 5A Buffalo NY | 2A Tampa FL | 3A Atlanta GA | 3B El Paso TX | 4A New York NY | 5A Buffalo NY |  |  | 2A Tampa FL | 3A Atlanta GA | 3B El Paso TX | 4A New York NY | 5A Buffalo NY | 2A Tampa FL | 3A Atlanta GA | 3B El Paso TX | 4A New York NY | 5A Buffalo NY
New Construction | -194.8027 | -240.0807 | -116.7167 | 300.6809 | -159.8577 | 28668.5525 | 28668.5525 | 28668.5525 | 28668.5525 | 28668.5525 |  | New Construction | 1387.8634 | 842.248 | 842.248 | 174.1047 | 171.6175 | 29861.6132 | 29270.7197 | 29394.0837 | 29143.3381 | 28680.3123
Maintenance | -1.6892 | -1.6892 | -1.6892 | -1.1261 | -1.6892 | #N/A | #N/A | #N/A | #N/A | #N/A |  | Maintenance | 0 | 0 | 0 | 0 | 0 | #N/A | #N/A | #N/A | #N/A | #N/A
Replacement | [11 empty] | 1: Replacement; 7: 0; 8: 0; 9: 0; 10: 0; 11: 0
1 | 0 | 0 | 0 | 0 | 0 | -20884.6319 | -20884.6319 | -20884.6319 | -20884.6319 | -20884.6319 |  | Year 1 | 0 | 0 | 0 | 0 | 0 | -20884.6319 | -20884.6319 | -20884.6319 | -20884.6319 | -20884.6319
2 | 0 | 0 | 0 | 0 | 0 | -20884.6319 | -20884.6319 | -20884.6319 | -20884.6319 | -20884.6319 |  | 2 | 0 | 0 | 0 | 0 | 0 | -20884.6319 | -20884.6319 | -20884.6319 | -20884.6319 | -20884.6319
3 | 0 | 0 | 0 | 0 | 0 | -58741.8193 | -58741.8193 | -58741.8193 | -58741.8193 | -58741.8193 |  | 3 | 0 | 0 | 0 | 0 | 0 | -58741.8193 | -58741.8193 | -58741.8193 | -58741.8193 | -58741.8193
4 | 0 | 0 | 0 | 0 | 0 | -20884.6319 | -20884.6319 | -20884.6319 | -20884.6319 | -20884.6319 |  | 4 | 0 | 0 | 0 | 0 | 0 | -20884.6319 | -20884.6319 | -20884.6319 | -20884.6319 | -20884.6319
5 | 0 | 0 | 0 | 0 | 0 | -21117.3617 | -21117.3617 | -21117.3617 | -21117.3617 | -21117.3617 |  | 5 | 0 | 0 | 0 | 0 | 0 | -21117.3617 | -21117.3617 | -21117.3617 | -21117.3617 | -21117.3617
6 | 0 | 0 | 0 | 0 | 0 | -100064.3517 | -100064.3517 | -100064.3517 | -100064.3517 | -100064.3517 |  | 6 | 0 | 0 | 0 | 0 | 0 | -100064.3517 | -100064.3517 | -100064.3517 | -100064.3517 | -100064.3517
7 | 0 | 0 | 0 | 0 | 0 | -11533.953 | -11533.953 | -11533.953 | -11533.953 | -11533.953 |  | 7 | 0 | 0 | 0 | 0 | 0 | -11533.953 | -11533.953 | -11533.953 | -11533.953 | -11533.953
8 | 0 | 0 | 0 | 0 | 0 | -20884.6319 | -20884.6319 | -20884.6319 | -20884.6319 | -20884.6319 |  | 8 | 0 | 0 | 0 | 0 | 0 | -20884.6319 | -20884.6319 | -20884.6319 | -20884.6319 | -20884.6319
9 | 0 | 0 | 0 | 0 | 0 | -65765.9084 | -65765.9084 | -65765.9084 | -65765.9084 | -65765.9084 |  | 9 | 0 | 0 | 0 | 0 | 0 | -65765.9084 | -65765.9084 | -65765.9084 | -65765.9084 | -65765.9084
10 | 0 | 0 | 0 | 0 | 0 | -21117.3617 | -21117.3617 | -21117.3617 | -21117.3617 | -21117.3617 |  | 10 | 0 | 0 | 0 | 0 | 0 | -21117.3617 | -21117.3617 | -21117.3617 | -21117.3617 | -21117.3617
11 | 0 | 0 | 0 | 0 | 0 | -20884.6319 | -20884.6319 | -20884.6319 | -20884.6319 | -20884.6319 |  | 11 | 0 | 0 | 0 | 0 | 0 | -20884.6319 | -20884.6319 | -20884.6319 | -20884.6319 | -20884.6319
12 | 0 | 0 | 0 | 0 | 0 | -98418.7083 | -98418.7083 | -98418.7083 | -98418.7083 | -98418.7083 |  | 12 | 0 | 0 | 0 | 0 | 0 | -98418.7083 | -98418.7083 | -98418.7083 | -98418.7083 | -98418.7083
13 | 0 | 0 | 0 | 0 | 0 | -16757.8377 | -16757.8377 | -16757.8377 | -16757.8377 | -16757.8377 |  | 13 | 0 | 0 | 0 | 0 | 0 | -16757.8377 | -16757.8377 | -16757.8377 | -16757.8377 | -16757.8377
14 | 0 | 0 | 0 | 0 | 0 | 198488.5247 | 198488.5247 | 198488.5247 | 198488.5247 | 198488.5247 |  | 14 | 0 | 0 | 0 | 0 | 0 | 198488.5247 | 198488.5247 | 198488.5247 | 198488.5247 | 198488.5247
15 | -983.7834 | -1017.0665 | -888.4308 | -824.8628 | -758.8375 | -58974.5491 | -58974.5491 | -58974.5491 | -58974.5491 | -58974.5491 |  | 15 | 0 | 0 | 0 | 0 | 0 | -59958.3325 | -59991.6156 | -59862.9799 | -59799.4119 | -59733.3866
16 | 0 | 0 | 0 | 0 | 0 | -19755.1188 | -19755.1188 | -19755.1188 | -19755.1188 | -19755.1188 |  | 16 | 0 | 0 | 0 | 0 | 0 | -19755.1188 | -19755.1188 | -19755.1188 | -19755.1188 | -19755.1188
17 | 0 | 0 | 0 | 0 | 0 | -20884.6319 | -20884.6319 | -20884.6319 | -20884.6319 | -20884.6319 |  | 17 | 0 | 0 | 0 | 0 | 0 | -20884.6319 | -20884.6319 | -20884.6319 | -20884.6319 | -20884.6319
18 | 0 | 0 | 0 | 0 | 0 | -107088.4408 | -107088.4408 | -107088.4408 | -107088.4408 | -107088.4408 |  | 18 | 0 | 0 | 0 | 0 | 0 | -107088.4408 | -107088.4408 | -107088.4408 | -107088.4408 | -107088.4408
19 | 0 | 0 | 0 | 0 | 0 | -20884.6319 | -20884.6319 | -20884.6319 | -20884.6319 | -20884.6319 |  | 19 | 0 | 0 | 0 | 0 | 0 | -20884.6319 | -20884.6319 | -20884.6319 | -20884.6319 | -20884.6319
20 | 182.54 | 182.54 | 182.54 | 182.54 | 182.54 | -21117.3617 | -21117.3617 | -21117.3617 | -21117.3617 | -21117.3617 |  | 20 | 0 | 0 | 0 | 0 | 0 | -20934.8216 | -20934.8216 | -20934.8216 | -20934.8216 | -20934.8216
21 | 0 | 0 | 0 | 0 | 0 | -49391.1404 | -49391.1404 | -49391.1404 | -49391.1404 | -49391.1404 |  | 21 | 0 | 0 | 0 | 0 | 0 | -49391.1404 | -49391.1404 | -49391.1404 | -49391.1404 | -49391.1404
22 | 0 | 0 | 0 | 0 | 0 | -20884.6319 | -20884.6319 | -20884.6319 | -20884.6319 | -20884.6319 |  | 22 | 0 | 0 | 0 | 0 | 0 | -20884.6319 | -20884.6319 | -20884.6319 | -20884.6319 | -20884.6319
23 | 0 | 0 | 0 | 0 | 0 | -20884.6319 | -20884.6319 | -20884.6319 | -20884.6319 | -20884.6319 |  | 23 | 0 | 0 | 0 | 0 | 0 | -20884.6319 | -20884.6319 | -20884.6319 | -20884.6319 | -20884.6319
24 | 0 | 0 | 0 | 0 | 0 | -101390.3136 | -101390.3136 | -101390.3136 | -101390.3136 | -101390.3136 |  | 24 | 0 | 0 | 0 | 0 | 0 | -101390.3136 | -101390.3136 | -101390.3136 | -101390.3136 | -101390.3136
25 | 0 | 0 | 0 | 0 | 0 | -21117.3617 | -21117.3617 | -21117.3617 | -21117.3617 | -21117.3617 |  | 25 | 0 | 0 | 0 | 0 | 0 | -21117.3617 | -21117.3617 | -21117.3617 | -21117.3617 | -21117.3617
26 | 0 | 0 | 0 | 0 | 0 | -16757.8377 | -16757.8377 | -16757.8377 | -16757.8377 | -16757.8377 |  | 26 | 0 | 0 | 0 | 0 | 0 | -16757.8377 | -16757.8377 | -16757.8377 | -16757.8377 | -16757.8377
27 | 0 | 0 | 0 | 0 | 0 | -65765.9084 | -65765.9084 | -65765.9084 | -65765.9084 | -65765.9084 |  | 27 | 0 | 0 | 0 | 0 | 0 | -65765.9084 | -65765.9084 | -65765.9084 | -65765.9084 | -65765.9084
28 | 0 | 0 | 0 | 0 | 0 | 198488.5247 | 198488.5247 | 198488.5247 | 198488.5247 | 198488.5247 |  | 28 | 0 | 0 | 0 | 0 | 0 | 198488.5247 | 198488.5247 | 198488.5247 | 198488.5247 | 198488.5247
29 | 0 | 0 | 0 | 0 | 0 | -20884.6319 | -20884.6319 | -20884.6319 | -20884.6319 | -20884.6319 |  | 29 | 0 | 0 | 0 | 0 | 0 | -20884.6319 | -20884.6319 | -20884.6319 | -20884.6319 | -20884.6319
30 | -91.27 | -91.27 | -91.27 | -91.27 | -91.27 | -183607.915 | -183607.915 | -183607.915 | -183607.915 | -183607.915 |  | 30 | -892.9748 | -758.5203 | -758.5203 | -578.7251 | -575.072 | -184592.1599 | -184457.7053 | -184457.7053 | -184277.9101 | -184274.257
Mid-rise Apartment |  |  | Mechanical |  |  |  |  | Lighting |  |  |  | 1: Mid-rise Apartment; 4: Envelope, Power and Other; 9: Total
| 2A Tampa FL | 3A Atlanta GA | 3B El Paso TX | 4A New York NY | 5A Buffalo NY | 2A Tampa FL | 3A Atlanta GA | 3B El Paso TX | 4A New York NY | 5A Buffalo NY |  |  | 2A Tampa FL | 3A Atlanta GA | 3B El Paso TX | 4A New York NY | 5A Buffalo NY | 2A Tampa FL | 3A Atlanta GA | 3B El Paso TX | 4A New York NY | 5A Buffalo NY
New Construction | 0 | 0 | 0 | 0 | 0 | -21988.5351 | -21988.5351 | -21988.5351 | -21988.5351 | -21988.5351 |  | New Construction | 979.7442 | 735.8416 | 735.8416 | 595.2876 | 595.2876 | -21008.7909 | -21252.6935 | -21252.6935 | -21393.2475 | -21393.2475
Maintenance | 0 | 0 | 0 | 0 | 0 | #N/A | #N/A | #N/A | #N/A | #N/A |  | Maintenance | 0 | 0 | 0 | 0 | 0 | #N/A | #N/A | #N/A | #N/A | #N/A
Replacement | [11 empty] | 1: Replacement; 7: 0; 8: 0; 9: 0; 10: 0; 11: 0
1 | 0 | 0 | 0 | 0 | 0 | 0 | 0 | 0 | 0 | 0 |  | Year 1 | 0 | 0 | 0 | 0 | 0 | 0 | 0 | 0 | 0 | 0
2 | 0 | 0 | 0 | 0 | 0 | -460.6233 | -460.6233 | -460.6233 | -460.6233 | -460.6233 |  | 2 | 0 | 0 | 0 | 0 | 0 | -460.6233 | -460.6233 | -460.6233 | -460.6233 | -460.6233
3 | 0 | 0 | 0 | 0 | 0 | 0 | 0 | 0 | 0 | 0 |  | 3 | 0 | 0 | 0 | 0 | 0 | 0 | 0 | 0 | 0 | 0
4 | 0 | 0 | 0 | 0 | 0 | -460.6233 | -460.6233 | -460.6233 | -460.6233 | -460.6233 |  | 4 | 0 | 0 | 0 | 0 | 0 | -460.6233 | -460.6233 | -460.6233 | -460.6233 | -460.6233
5 | 0 | 0 | 0 | 0 | 0 | 0 | 0 | 0 | 0 | 0 |  | 5 | 0 | 0 | 0 | 0 | 0 | 0 | 0 | 0 | 0 | 0
6 | 0 | 0 | 0 | 0 | 0 | -19901.5153 | -19901.5153 | -19901.5153 | -19901.5153 | -19901.5153 |  | 6 | 0 | 0 | 0 | 0 | 0 | -19901.5153 | -19901.5153 | -19901.5153 | -19901.5153 | -19901.5153
7 | 0 | 0 | 0 | 0 | 0 | 0 | 0 | 0 | 0 | 0 |  | 7 | 0 | 0 | 0 | 0 | 0 | 0 | 0 | 0 | 0 | 0
8 | 0 | 0 | 0 | 0 | 0 | -460.6233 | -460.6233 | -460.6233 | -460.6233 | -460.6233 |  | 8 | 0 | 0 | 0 | 0 | 0 | -460.6233 | -460.6233 | -460.6233 | -460.6233 | -460.6233
9 | 0 | 0 | 0 | 0 | 0 | 0 | 0 | 0 | 0 | 0 |  | 9 | 0 | 0 | 0 | 0 | 0 | 0 | 0 | 0 | 0 | 0
10 | 0 | 0 | 0 | 0 | 0 | -460.6233 | -460.6233 | -460.6233 | -460.6233 | -460.6233 |  | 10 | 0 | 0 | 0 | 0 | 0 | -460.6233 | -460.6233 | -460.6233 | -460.6233 | -460.6233
11 | 0 | 0 | 0 | 0 | 0 | 0 | 0 | 0 | 0 | 0 |  | 11 | 0 | 0 | 0 | 0 | 0 | 0 | 0 | 0 | 0 | 0
12 | 0 | 0 | 0 | 0 | 0 | -19901.5153 | -19901.5153 | -19901.5153 | -19901.5153 | -19901.5153 |  | 12 | 0 | 0 | 0 | 0 | 0 | -19901.5153 | -19901.5153 | -19901.5153 | -19901.5153 | -19901.5153
13 | 0 | 0 | 0 | 0 | 0 | 0 | 0 | 0 | 0 | 0 |  | 13 | 0 | 0 | 0 | 0 | 0 | 0 | 0 | 0 | 0 | 0
14 | 0 | 0 | 0 | 0 | 0 | -460.6233 | -460.6233 | -460.6233 | -460.6233 | -460.6233 |  | 14 | 0 | 0 | 0 | 0 | 0 | -460.6233 | -460.6233 | -460.6233 | -460.6233 | -460.6233
15 | 0 | 0 | 0 | 0 | 0 | 0 | 0 | 0 | 0 | 0 |  | 15 | 0 | 0 | 0 | 0 | 0 | 0 | 0 | 0 | 0 | 0
16 | 0 | 0 | 0 | 0 | 0 | -7442.9664 | -7442.9664 | -7442.9664 | -7442.9664 | -7442.9664 |  | 16 | 0 | 0 | 0 | 0 | 0 | -7442.9664 | -7442.9664 | -7442.9664 | -7442.9664 | -7442.9664
17 | 0 | 0 | 0 | 0 | 0 | 0 | 0 | 0 | 0 | 0 |  | 17 | 0 | 0 | 0 | 0 | 0 | 0 | 0 | 0 | 0 | 0
18 | 0 | 0 | 0 | 0 | 0 | -19901.5153 | -19901.5153 | -19901.5153 | -19901.5153 | -19901.5153 |  | 18 | 0 | 0 | 0 | 0 | 0 | -19901.5153 | -19901.5153 | -19901.5153 | -19901.5153 | -19901.5153
19 | 0 | 0 | 0 | 0 | 0 | 0 | 0 | 0 | 0 | 0 |  | 19 | 0 | 0 | 0 | 0 | 0 | 0 | 0 | 0 | 0 | 0
20 | 0 | 0 | 0 | 0 | 0 | 533.0809 | 533.0809 | 533.0809 | 533.0809 | 533.0809 |  | 20 | 0 | 0 | 0 | 0 | 0 | 533.0809 | 533.0809 | 533.0809 | 533.0809 | 533.0809
21 | 0 | 0 | 0 | 0 | 0 | 0 | 0 | 0 | 0 | 0 |  | 21 | 0 | 0 | 0 | 0 | 0 | 0 | 0 | 0 | 0 | 0
22 | 0 | 0 | 0 | 0 | 0 | -460.6233 | -460.6233 | -460.6233 | -460.6233 | -460.6233 |  | 22 | 0 | 0 | 0 | 0 | 0 | -460.6233 | -460.6233 | -460.6233 | -460.6233 | -460.6233
23 | 0 | 0 | 0 | 0 | 0 | 0 | 0 | 0 | 0 | 0 |  | 23 | 0 | 0 | 0 | 0 | 0 | 0 | 0 | 0 | 0 | 0
24 | 0 | 0 | 0 | 0 | 0 | -19901.5153 | -19901.5153 | -19901.5153 | -19901.5153 | -19901.5153 |  | 24 | 0 | 0 | 0 | 0 | 0 | -19901.5153 | -19901.5153 | -19901.5153 | -19901.5153 | -19901.5153
25 | 0 | 0 | 0 | 0 | 0 | 0 | 0 | 0 | 0 | 0 |  | 25 | 0 | 0 | 0 | 0 | 0 | 0 | 0 | 0 | 0 | 0
26 | 0 | 0 | 0 | 0 | 0 | -460.6233 | -460.6233 | -460.6233 | -460.6233 | -460.6233 |  | 26 | 0 | 0 | 0 | 0 | 0 | -460.6233 | -460.6233 | -460.6233 | -460.6233 | -460.6233
27 | 0 | 0 | 0 | 0 | 0 | 0 | 0 | 0 | 0 | 0 |  | 27 | 0 | 0 | 0 | 0 | 0 | 0 | 0 | 0 | 0 | 0
28 | 0 | 0 | 0 | 0 | 0 | -460.6233 | -460.6233 | -460.6233 | -460.6233 | -460.6233 |  | 28 | 0 | 0 | 0 | 0 | 0 | -460.6233 | -460.6233 | -460.6233 | -460.6233 | -460.6233
29 | 0 | 0 | 0 | 0 | 0 | 0 | 0 | 0 | 0 | 0 |  | 29 | 0 | 0 | 0 | 0 | 0 | 0 | 0 | 0 | 0 | 0
30 | 0 | 0 | 0 | 0 | 0 | 375.9408 | 375.9408 | 375.9408 | 375.9408 | 375.9408 |  | 30 | -1144.207 | -1086.9209 | -1086.9209 | -1035.8305 | -1031.3504 | -768.2662 | -710.9801 | -710.9801 | -659.8897 | -655.4096
Note on B52: Reid Hart: First cost not included because loan payments are included
Note on B60: Reid Hart: This formula needs to be updated to properly split costs and savings

## LCC Sc 3
Commercial Energy Code Adoption Cost Effectiveness - LCC Savings Calculation - Scenario 3 | [10 empty] | US National
[26 empty] | 7 | 8 | 9 | 10 | 11
Scalar method based on ASHRAE 90.1 method and economic factors; adjusted to include PV of replacement costs
| Small Office |  |  |  |  | Large Office |  |  |  |  | Standalone Retail |  |  |  |  | Primary School |  |  |  |  | Small Hotel |  |  |  |  | Mid-rise Apartment
| 2A Tampa FL | 3A Atlanta GA | 3B El Paso TX | 4A New York NY | 5A Buffalo NY | 2A Tampa FL | 3A Atlanta GA | 3B El Paso TX | 4A New York NY | 5A Buffalo NY | 2A Tampa FL | 3A Atlanta GA | 3B El Paso TX | 4A New York NY | 5A Buffalo NY | 2A Tampa FL | 3A Atlanta GA | 3B El Paso TX | 4A New York NY | 5A Buffalo NY | 2A Tampa FL | 3A Atlanta GA | 3B El Paso TX | 4A New York NY | 5A Buffalo NY | 2A Tampa FL | 3A Atlanta GA | 3B El Paso TX | 4A New York NY | 5A Buffalo NY
New Construction | -9897.2732 | -10155.0252 | -10261.9899 | -9881.275 | -9919.0008 | -1026974.268 | -1012495.4547 | -964619.1283 | -1076405.062 | -1034993.1876 | -33264.9178 | -33727.2429 | -34252.1204 | -34053.9375 | -34679.4821 | -160140.9931 | -144442.7207 | -157341.1581 | -153556.6139 | -155314.2793 | 29861.6132 | 29270.7197 | 29394.0837 | 29143.3381 | 28680.3123 | -11991.507 | -12389.0502 | -13661.202 | -9966.3938 | -9673.5812
Maintenance | 0 | 0 | 0 | 0 | 0 | 0 | 0 | 0 | 0 | 0 | 0 | 0 | 0 | 0 | 0 | -9.8316 | -14.6177 | 28.5744 | -12.9285 | -14.8992 | -1.6892 | -1.6892 | -1.6892 | -1.1261 | -1.6892 | 480 | 480 | 480 | 480 | 480 | 2368.4144
Electricity Cost Savings | 277.6399 | 260.2136 | 271.4373 | 238.9476 | 241.3105 | 35429.81 | 33233.7962 | 30496.6799 | 28155.6435 | 28760.8395 | 2700.1961 | 2463.3161 | 2507.3249 | 2297.0275 | 2240.318 | 6210.8645 | 5530.6467 | 6819.3095 | 5005.4937 | 4779.2467 | 4007.1713 | 3764.6794 | 3852.1065 | 3363.283 | 3178.3866 | 1669.0886 | 825.2404 | 472.2833 | 690.2601 | 720.387 | 220462.948
Gas Cost Savings | 0 | -0.83597 | -0.18577 | -1.9506 | -6.502 | 590.291 | 3291.1395 | -549.7927 | 1742.8215 | 2277.4737 | -26.101 | -154.6553 | -112.6708 | -261.8459 | -313.2119 | 109.6056 | 554.1583 | 125.3033 | 405.6335 | 659.584 | -5.3874 | -11.0534 | -19.1345 | 0.92886 | 24.7077 | 77.8385 | 756.0927 | 259.6166 | -148.0604 | -198.4047 | 9065.4025
Total Energy Cost Savings | 277.6399 | 259.3776 | 271.2516 | 236.997 | 234.8084 | 36020.101 | 36524.9357 | 29946.8872 | 29898.465 | 31038.3133 | 2674.0951 | 2308.6607 | 2394.6541 | 2035.1816 | 1927.1062 | 6320.4701 | 6084.805 | 6944.6128 | 5411.1272 | 5438.8307 | 4001.784 | 3753.626 | 3832.972 | 3364.2118 | 3203.0943 | 1746.9272 | 1581.3331 | 731.8998 | 542.1997 | 521.9824 | 229528.3505
Replacement
1 | 0 | 0 | 0 | 0 | 0 | 0 | 0 | 0 | 0 | 0 | 0 | 0 | 0 | 0 | 0 | 0 | 0 | 0 | 0 | 0 | -20884.6319 | -20884.6319 | -20884.6319 | -20884.6319 | -20884.6319 | 0 | 0 | 0 | 0 | 0
2 | 0 | 0 | 0 | 0 | 0 | 0 | 0 | 0 | 0 | 0 | 0 | 0 | 0 | 0 | 0 | 0 | 0 | 0 | 0 | 0 | -20884.6319 | -20884.6319 | -20884.6319 | -20884.6319 | -20884.6319 | -460.6233 | -460.6233 | -460.6233 | -460.6233 | -460.6233
3 | 0 | 0 | 0 | 0 | 0 | 0 | 0 | 0 | 0 | 0 | 0 | 0 | 0 | 0 | 0 | 0 | 0 | 0 | 0 | 0 | -58741.8193 | -58741.8193 | -58741.8193 | -58741.8193 | -58741.8193 | 0 | 0 | 0 | 0 | 0
4 | 0 | 0 | 0 | 0 | 0 | 0 | 0 | 0 | 0 | 0 | 0 | 0 | 0 | 0 | 0 | 0 | 0 | 0 | 0 | 0 | -20884.6319 | -20884.6319 | -20884.6319 | -20884.6319 | -20884.6319 | -460.6233 | -460.6233 | -460.6233 | -460.6233 | -460.6233
5 | 0 | 0 | 0 | 0 | 0 | 0 | 0 | 0 | 0 | 0 | 0 | 0 | 0 | 0 | 0 | 0 | 0 | 0 | 0 | 0 | -21117.3617 | -21117.3617 | -21117.3617 | -21117.3617 | -21117.3617 | 0 | 0 | 0 | 0 | 0
6 | 0 | 0 | 0 | 0 | 0 | 0 | 0 | 0 | 0 | 0 | 0 | 0 | 0 | 0 | 0 | 0 | 0 | 0 | 0 | 0 | -100064.3517 | -100064.3517 | -100064.3517 | -100064.3517 | -100064.3517 | -19901.5153 | -19901.5153 | -19901.5153 | -19901.5153 | -19901.5153
7 | 0 | 0 | 0 | 0 | 0 | 0 | 0 | 0 | 0 | 0 | 0 | 0 | 0 | 0 | 0 | 0 | 0 | 0 | 0 | 0 | -11533.953 | -11533.953 | -11533.953 | -11533.953 | -11533.953 | 0 | 0 | 0 | 0 | 0
8 | 0 | 0 | 0 | 0 | 0 | 0 | 0 | 0 | 0 | 0 | 0 | 0 | 0 | 0 | 0 | 0 | 0 | 0 | 0 | 0 | -20884.6319 | -20884.6319 | -20884.6319 | -20884.6319 | -20884.6319 | -460.6233 | -460.6233 | -460.6233 | -460.6233 | -460.6233
9 | 0 | 0 | 0 | 0 | 0 | 0 | 0 | 0 | 0 | 0 | 0 | 0 | 0 | 0 | 0 | 0 | 0 | 0 | 0 | 0 | -65765.9084 | -65765.9084 | -65765.9084 | -65765.9084 | -65765.9084 | 0 | 0 | 0 | 0 | 0
10 | 0 | 0 | 0 | 0 | 0 | 0 | 0 | 0 | 0 | 0 | -17.3674 | -17.3674 | -17.3674 | -17.3674 | -17.3674 | -2290.3509 | -2290.3509 | -2290.3509 | -2290.3509 | -2290.3509 | -21117.3617 | -21117.3617 | -21117.3617 | -21117.3617 | -21117.3617 | -460.6233 | -460.6233 | -460.6233 | -460.6233 | -460.6233
11 | 0 | 0 | 0 | 0 | 0 | 0 | 0 | 0 | 0 | 0 | 0 | 0 | 0 | 0 | 0 | 0 | 0 | 0 | 0 | 0 | -20884.6319 | -20884.6319 | -20884.6319 | -20884.6319 | -20884.6319 | 0 | 0 | 0 | 0 | 0
12 | 0 | 0 | 0 | 0 | 0 | 0 | 0 | 0 | 0 | 0 | 0 | 0 | 0 | 0 | 0 | 0 | 0 | 0 | 0 | 0 | -98418.7083 | -98418.7083 | -98418.7083 | -98418.7083 | -98418.7083 | -19901.5153 | -19901.5153 | -19901.5153 | -19901.5153 | -19901.5153
13 | 0 | 0 | 0 | 0 | 0 | 0 | 0 | 0 | 0 | 0 | 0 | 0 | 0 | 0 | 0 | 0 | 0 | 0 | 0 | 0 | -16757.8377 | -16757.8377 | -16757.8377 | -16757.8377 | -16757.8377 | 0 | 0 | 0 | 0 | 0
14 | -9757.887 | -9757.887 | -9757.887 | -9757.887 | -9757.887 | 0 | 0 | 0 | 0 | 0 | -46046.2706 | -46046.2706 | -46046.2706 | -46046.2706 | -46046.2706 | -144161.4282 | -144161.4282 | -144161.4282 | -144161.4282 | -144161.4282 | 198488.5247 | 198488.5247 | 198488.5247 | 198488.5247 | 198488.5247 | -460.6233 | -460.6233 | -460.6233 | -460.6233 | -460.6233
15 | -722.2508 | -606.6661 | -733.9818 | -406.9664 | -242.4968 | -111828.3774 | -112316.3366 | -30465.0485 | -103169.5271 | -103449.3911 | -2063.9266 | -1670.0347 | -2062.5786 | -1566.5921 | -1679.0509 | -11959.0255 | -5884.8965 | -2236.5076 | -3685.3342 | -5319.4061 | -59958.3325 | -59991.6156 | -59862.9799 | -59799.4119 | -59733.3866 | 9683.8412 | 9457.2333 | 7582.9891 | 11985.7647 | 12425.0202
16 | 0 | 0 | 0 | 0 | 0 | 0 | 0 | 0 | 0 | 0 | 0 | 0 | 0 | 0 | 0 | 0 | 0 | 0 | 0 | 0 | -19755.1188 | -19755.1188 | -19755.1188 | -19755.1188 | -19755.1188 | -7442.9664 | -7442.9664 | -7442.9664 | -7442.9664 | -7442.9664
17 | 0 | 0 | 0 | 0 | 0 | 0 | 0 | 0 | 0 | 0 | 0 | 0 | 0 | 0 | 0 | 0 | 0 | 0 | 0 | 0 | -20884.6319 | -20884.6319 | -20884.6319 | -20884.6319 | -20884.6319 | 0 | 0 | 0 | 0 | 0
18 | 0 | 0 | 0 | 0 | 0 | -917490.7411 | -917490.7411 | -917490.7411 | -917490.7411 | -917490.7411 | 0 | 0 | 0 | 0 | 0 | 0 | 0 | 0 | 0 | 0 | -107088.4408 | -107088.4408 | -107088.4408 | -107088.4408 | -107088.4408 | -19901.5153 | -19901.5153 | -19901.5153 | -19901.5153 | -19901.5153
19 | 0 | 0 | 0 | 0 | 0 | 0 | 0 | 0 | 0 | 0 | 0 | 0 | 0 | 0 | 0 | 0 | 0 | 0 | 0 | 0 | -20884.6319 | -20884.6319 | -20884.6319 | -20884.6319 | -20884.6319 | 0 | 0 | 0 | 0 | 0
20 | 0 | 0 | 0 | 0 | 0 | 82034.7344 | 91419.7285 | 62415.7214 | 20171.6141 | 55596.6018 | 814.268 | 814.268 | 814.268 | 814.268 | 814.268 | -2200.2214 | 10839.719 | -2305.8748 | -1967.5443 | -1955.1458 | -20934.8216 | -20934.8216 | -20934.8216 | -20934.8216 | -20934.8216 | 533.0809 | 533.0809 | 533.0809 | 533.0809 | 533.0809
21 | 0 | 0 | 0 | 0 | 0 | 0 | 0 | 0 | 0 | 0 | 0 | 0 | 0 | 0 | 0 | 0 | 0 | 0 | 0 | 0 | -49391.1404 | -49391.1404 | -49391.1404 | -49391.1404 | -49391.1404 | 0 | 0 | 0 | 0 | 0
22 | 0 | 0 | 0 | 0 | 0 | 0 | 0 | 0 | 0 | 0 | 0 | 0 | 0 | 0 | 0 | 0 | 0 | 0 | 0 | 0 | -20884.6319 | -20884.6319 | -20884.6319 | -20884.6319 | -20884.6319 | -460.6233 | -460.6233 | -460.6233 | -460.6233 | -460.6233
23 | 0 | 0 | 0 | 0 | 0 | -35522.2187 | -10666.3147 | -3940.8024 | -12113.6729 | -5025.2142 | 0 | 0 | 0 | 0 | 0 | 0 | 0 | 0 | 0 | 0 | -20884.6319 | -20884.6319 | -20884.6319 | -20884.6319 | -20884.6319 | 0 | 0 | 0 | 0 | 0
24 | 0 | 0 | 0 | 0 | 0 | 0 | 0 | 0 | 0 | 0 | 0 | 0 | 0 | 0 | 0 | 0 | 0 | 0 | 0 | 0 | -101390.3136 | -101390.3136 | -101390.3136 | -101390.3136 | -101390.3136 | -19901.5153 | -19901.5153 | -19901.5153 | -19901.5153 | -19901.5153
25 | 0 | 0 | 0 | 0 | 0 | 0 | 0 | 0 | 0 | 0 | 0 | 0 | 0 | 0 | 0 | 0 | 0 | 0 | 0 | 0 | -21117.3617 | -21117.3617 | -21117.3617 | -21117.3617 | -21117.3617 | 0 | 0 | 0 | 0 | 0
26 | 0 | 0 | 0 | 0 | 0 | 0 | 0 | 0 | 0 | 0 | 0 | 0 | 0 | 0 | 0 | 0 | 0 | 0 | 0 | 0 | -16757.8377 | -16757.8377 | -16757.8377 | -16757.8377 | -16757.8377 | -460.6233 | -460.6233 | -460.6233 | -460.6233 | -460.6233
27 | 0 | 0 | 0 | 0 | 0 | 0 | 0 | 0 | 0 | 0 | 0 | 0 | 0 | 0 | 0 | 0 | 0 | 0 | 0 | 0 | -65765.9084 | -65765.9084 | -65765.9084 | -65765.9084 | -65765.9084 | 0 | 0 | 0 | 0 | 0
28 | -9757.887 | -9757.887 | -9757.887 | -9757.887 | -9757.887 | 0 | 0 | 0 | 0 | 0 | -46046.2706 | -46046.2706 | -46046.2706 | -46046.2706 | -46046.2706 | -144161.4282 | -144161.4282 | -144161.4282 | -144161.4282 | -144161.4282 | 198488.5247 | 198488.5247 | 198488.5247 | 198488.5247 | 198488.5247 | -460.6233 | -460.6233 | -460.6233 | -460.6233 | -460.6233
29 | 0 | 0 | 0 | 0 | 0 | 0 | 0 | 0 | 0 | 0 | 0 | 0 | 0 | 0 | 0 | 0 | 0 | 0 | 0 | 0 | -20884.6319 | -20884.6319 | -20884.6319 | -20884.6319 | -20884.6319 | 0 | 0 | 0 | 0 | 0
30 | -1907.2566 | -1791.6719 | -1918.9876 | -1295.7208 | -1427.5025 | -266879.2114 | -252628.7861 | -242489.8483 | -261838.4395 | -244112.0766 | -7058.3142 | -6909.1938 | -7546.5092 | -6153.0272 | -6999.8005 | -88952.5115 | -22093.2745 | -25756.9724 | -17624.5195 | -19923.7326 | -104118.2804 | -104151.5634 | -104022.9278 | -103391.8767 | -104177.076 | -10217.6741 | -10444.2821 | -12318.5262 | -7915.7506 | -7476.4951
31 | 0 | 0 | 0 | 0 | 0 | 0 | 0 | 0 | 0 | 0 | 0 | 0 | 0 | 0 | 0 | 0 | 0 | 0 | 0 | 0 | -20884.6319 | -20884.6319 | -20884.6319 | -20884.6319 | -20884.6319 | 0 | 0 | 0 | 0 | 0
32 | 0 | 0 | 0 | 0 | 0 | 0 | 0 | 0 | 0 | 0 | 0 | 0 | 0 | 0 | 0 | 0 | 0 | 0 | 0 | 0 | -19755.1188 | -19755.1188 | -19755.1188 | -19755.1188 | -19755.1188 | -7442.9664 | -7442.9664 | -7442.9664 | -7442.9664 | -7442.9664
33 | 0 | 0 | 0 | 0 | 0 | 0 | 0 | 0 | 0 | 0 | 0 | 0 | 0 | 0 | 0 | 0 | 0 | 0 | 0 | 0 | -58741.8193 | -58741.8193 | -58741.8193 | -58741.8193 | -58741.8193 | 0 | 0 | 0 | 0 | 0
34 | 0 | 0 | 0 | 0 | 0 | 0 | 0 | 0 | 0 | 0 | 0 | 0 | 0 | 0 | 0 | 0 | 0 | 0 | 0 | 0 | -20884.6319 | -20884.6319 | -20884.6319 | -20884.6319 | -20884.6319 | -460.6233 | -460.6233 | -460.6233 | -460.6233 | -460.6233
35 | 0 | 0 | 0 | 0 | 0 | -7955.3048 | -10637.9567 | -9441.7905 | -12183.2566 | -14457.347 | 0 | 0 | 0 | 0 | 0 | -1157.694 | -1015.3202 | -1554.9383 | -995.2703 | -981.1721 | -11766.6827 | -11766.6827 | -11766.6827 | -11766.6827 | -11766.6827 | 0 | 0 | 0 | 0 | 0
36 | 0 | 0 | 0 | 0 | 0 | -917490.7411 | -917490.7411 | -917490.7411 | -917490.7411 | -917490.7411 | 0 | 0 | 0 | 0 | 0 | 0 | 0 | 0 | 0 | 0 | -105442.7974 | -105442.7974 | -105442.7974 | -105442.7974 | -105442.7974 | -19901.5153 | -19901.5153 | -19901.5153 | -19901.5153 | -19901.5153
37 | 0 | 0 | 0 | 0 | 0 | 0 | 0 | 0 | 0 | 0 | 0 | 0 | 0 | 0 | 0 | 0 | 0 | 0 | 0 | 0 | -20884.6319 | -20884.6319 | -20884.6319 | -20884.6319 | -20884.6319 | 0 | 0 | 0 | 0 | 0
38 | 0 | 0 | 0 | 0 | 0 | 0 | 0 | 0 | 0 | 0 | 0 | 0 | 0 | 0 | 0 | 0 | 0 | 0 | 0 | 0 | -20884.6319 | -20884.6319 | -20884.6319 | -20884.6319 | -20884.6319 | -460.6233 | -460.6233 | -460.6233 | -460.6233 | -460.6233
39 | 0 | 0 | 0 | 0 | 0 | 0 | 0 | 0 | 0 | 0 | 0 | 0 | 0 | 0 | 0 | 0 | 0 | 0 | 0 | 0 | -54615.0251 | -54615.0251 | -54615.0251 | -54615.0251 | -54615.0251 | 0 | 0 | 0 | 0 | 0
40 | 2424.738 | 2386.2097 | 2428.6483 | 2122.1422 | 2264.82 | 870332.7567 | 856485.087 | 874229.7911 | 867375.907 | 855565.1009 | 209095.6292 | 6578.0387 | -198459.4738 | 10146.2812 | 10673.3104 | 75375.2308 | 32705.0811 | 36826.2058 | 30441.9129 | 31417.9469 | 7978.6131 | 7989.7075 | 7946.8289 | 7547.3175 | 8092.7922 | 6743.5218 | 6819.0578 | 7443.8059 | 5976.214 | 5829.7955
LCC Savings
First Cost | -9897.2732 | -10155.0252 | -10261.9899 | -9881.275 | -9919.0008 | -1026974.268 | -1012495.4547 | -964619.1283 | -1076405.062 | -1034993.1876 | -33264.9178 | -33727.2429 | -34252.1204 | -34053.9375 | -34679.4821 | -160140.9931 | -144442.7207 | -157341.1581 | -153556.6139 | -155314.2793 | 29861.6132 | 29270.7197 | 29394.0837 | 29143.3381 | 28680.3123 | -11991.507 | -12389.0502 | -13661.202 | -9966.3938 | -9673.5812
Replacement , PV | -6284.9985 | -6223.7326 | -6291.2165 | -6087.7123 | -6030.704 | -403798.1209 | -394388.2259 | -365289.8429 | -412752.982 | -399171.916 | -11483.7563 | -28821.1121 | -46815.9778 | -28350.5216 | -28484.9105 | -101665.9022 | -88414.7681 | -91115.2545 | -90783.7343 | -91713.3551 | -416542.1845 | -416559.8262 | -416491.6427 | -416400.158 | -416451.8467 | -39496.6299 | -39616.7438 | -40610.1902 | -38276.4915 | -38043.6633
Maintenance, Annual | 0 | 0 | 0 | 0 | 0 | 0 | 0 | 0 | 0 | 0 | 0 | 0 | 0 | 0 | 0 | -9.8316 | -14.6177 | 28.5744 | -12.9285 | -14.8992 | -1.6892 | -1.6892 | -1.6892 | -1.1261 | -1.6892 | 480 | 480 | 480 | 480 | 480
Energy Savings, Annual | 277.6399 | 259.3776 | 271.2516 | 236.997 | 234.8084 | 36020.101 | 36524.9357 | 29946.8872 | 29898.465 | 31038.3133 | 2674.0951 | 2308.6607 | 2394.6541 | 2035.1816 | 1927.1062 | 6320.4701 | 6084.805 | 6944.6128 | 5411.1272 | 5438.8307 | 4001.784 | 3753.626 | 3832.972 | 3364.2118 | 3203.0943 | 1746.9272 | 1581.3331 | 731.8998 | 542.1997 | 521.9824
Scalar Ratio | -58.2851 | -63.1464 | -61.0253 | -67.3806 | -67.9265 | -39.7215 | -38.5184 | -44.4089 | -49.8072 | -46.2063 | -16.7341 | -27.0929 | -33.8538 | -30.6628 | -32.7768 | -41.3577 | -38.177 | -35.9247 | -45.0475 | -45.2952 | -96.5863 | -103.1309 | -100.947 | -115.0722 | -120.9977 | -40.6402 | -47.2208 | -215.4483 | -775.6123 | -1136.6019
Scalar Ratio Limit | 22.08 | 22.08 | 22.08 | 22.08 | 22.08 | 22.08 | 22.08 | 22.08 | 22.08 | 22.08 | 22.08 | 22.08 | 22.08 | 22.08 | 22.08 | 22.08 | 22.08 | 22.08 | 22.08 | 22.08 | 22.08 | 22.08 | 22.08 | 22.08 | 22.08 | 22.08 | 22.08 | 22.08 | 22.08 | 22.08
Scalar Cost Effective | Yes | Yes | Yes | Yes | Yes | Yes | Yes | Yes | Yes | Yes | Yes | Yes | Yes | Yes | Yes | Yes | Yes | Yes | Yes | Yes | Yes | Yes | Yes | Yes | Yes | Yes | Yes | Yes | Yes | Yes
Simple Payback | 0 | 0 | 0 | 0 | 0 | 0 | 0 | 0 | 0 | 0 | 0 | 0 | 0 | 0 | 0 | 0 | 0 | 0 | 0 | 0 | 7.4589 | 7.7945 | 7.6654 | 8.6599 | 8.9492 | 0 | 0 | 0 | 0 | 0
LCC Savings/sf | 0.01 | 0.01 | 0.01 | 0.01 | 0.01 | 0 | 0 | 0 | 0 | 0 | 0 | 0 | 0 | 0 | 0 | 0 | 0 | 0 | 0 | 0 | 0 | 0 | 0 | 0 | 0 | 0 | 0 | 0.01 | 0.02 | 0.03
Floor area, sf | 5500 | 5500 | 5500 | 5500 | 5500 | 498640 | 498640 | 498640 | 498640 | 498640 | 24690 | 24690 | 24690 | 24690 | 24690 | 73970 | 73970 | 73970 | 73970 | 73970 | 43210 | 43210 | 43210 | 43210 | 43210 | 33740 | 33740 | 33740 | 33740 | 33740
Energy Cost needs to be calculated from scenario 2 annual escalation (present value of an annuity), or calculate UPV for the scenario 2 escalation rate
If negtive 1st cost - do negative loan as this is a reductionof the loan effects
BCR | [20 empty] | 1.0032 | 1.0035 | 1.0034 | 1.0039 | 1.0042
| TRUE | TRUE | TRUE | TRUE | TRUE | TRUE | TRUE | TRUE | TRUE | TRUE | TRUE | TRUE | TRUE | TRUE | TRUE | TRUE | TRUE | TRUE | TRUE | TRUE | TRUE | TRUE | TRUE | TRUE | TRUE | TRUE | TRUE | TRUE | TRUE | TRUE
Proto |  |  | Small Office |  |  |  |  | Large Office |  |  |  |  | Standalone Retail |  |  |  |  | Primary School |  |  |  |  | Small Hotel |  |  |  |  | Mid-rise Apartment
CZ | 2A Tampa FL | 3A Atlanta GA | 3B El Paso TX | 4A New York NY | 5A Buffalo NY | 2A Tampa FL | 3A Atlanta GA | 3B El Paso TX | 4A New York NY | 5A Buffalo NY | 2A Tampa FL | 3A Atlanta GA | 3B El Paso TX | 4A New York NY | 5A Buffalo NY | 2A Tampa FL | 3A Atlanta GA | 3B El Paso TX | 4A New York NY | 5A Buffalo NY | 2A Tampa FL | 3A Atlanta GA | 3B El Paso TX | 4A New York NY | 5A Buffalo NY | 2A Tampa FL | 3A Atlanta GA | 3B El Paso TX | 4A New York NY | 5A Buffalo NY
Dollar Short | OK | OK | OK | OK | OK | OK | OK | OK | OK | OK | OK | OK | OK | OK | OK | OK | OK | OK | OK | OK | OK | OK | OK | OK | OK | OK | OK | OK | OK | OK
Buffer | 22312.5616 | 22105.8158 | 22542.4412 | 21201.8802 | 21134.275 | 2226096.2188 | 2213354.2607 | 1991136.2402 | 2149316.1515 | 2119491.0607 | 103792.6941 | 113523.5842 | 133942.0615 | 107341.269 | 105714.8968 | 400332.5704 | 365771.1061 | 404477.4407 | 362367.7835 | 365438.3147 | 474676.3524 | 469783.4493 | 471351.2387 | 461254.5759 | 458049.7752 | 139673.2533 | 142851.9656 | 287860.5023 | 815400.8829 | 1160978.8098 | Below not SF/type weighted
40 Y SR
Elec | 1 | 1.0032 | 1.0007 | 1.0082 | 1.0277 | 0.98361 | 0.90989 | 1.0184 | 0.94171 | 0.92662 | 1.0098 | 1.067 | 1.0471 | 1.1287 | 1.1625 | 0.98266 | 0.90893 | 0.98196 | 0.92504 | 0.87873 | 1.0013 | 1.0029 | 1.005 | 0.99972 | 0.99229 | 0.95544 | 0.52186 | 0.64528 | 1.2731 | 1.3801 | 0.9605 | 18.2
Gas | 0 | -0.003223 | -0.00068487 | -0.0082305 | -0.027691 | 0.016388 | 0.090107 | -0.018359 | 0.058291 | 0.073376 | -0.0097607 | -0.066989 | -0.047051 | -0.12866 | -0.16253 | 0.017341 | 0.091072 | 0.018043 | 0.074963 | 0.12127 | -0.0013462 | -0.0029447 | -0.0049921 | 0.0002761 | 0.0077137 | 0.044557 | 0.47814 | 0.35472 | -0.27307 | -0.3801 | 0.039496 | 21.4
SR | 18.2 | 18.1897 | 18.1978 | 18.1737 | 18.1114 | 18.2524 | 18.4883 | 18.1413 | 18.3865 | 18.4348 | 18.1688 | 17.9856 | 18.0494 | 17.7883 | 17.6799 | 18.2555 | 18.4914 | 18.2577 | 18.4399 | 18.5881 | 18.1957 | 18.1906 | 18.184 | 18.2009 | 18.2247 | 18.3426 | 19.73 | 19.3351 | 17.3262 | 16.9837 | 19.73 | 18.3264
Note: individual Bldg/CZ scalar ratios are calculated for information; however a weighted total single scalar ratio is used; calculated on the LCC_Summary tab and also shown on the Cost Eff Input tab

## LCC_Summary
|  |  | 1 | 2 | 3 | 4 |  | 1 | 2 | 3 | 4 |  | 1 | 2 | 3 | 4 |  | 1 | 2 | 3 | 4 |  | 1 | 2 | 3 | 4 |  | 1 | 2 | 3 | 4
|  | 0.025336 | 0.023024 | 0.0090861 | 0.019059 | 0.022135 | 0.017992 | 0.017948 | 0.0084833 | 0.037221 | 0.015936 | 0.059235 | 0.058756 | 0.028203 | 0.063391 | 0.078184 | 0.032252 | 0.031014 | 0.011845 | 0.029137 | 0.025519 | 0.010034 | 0.0088539 | 0.003509 | 0.010054 | 0.0090099 | 0.074155 | 0.058763 | 0.038875 | 0.099679 | 0.07331 | 1
| From LCC1: | [25 empty] | 7 | 8 | 9 | 10 | 11
|  | 5502 | 5502 | 5502 | 5502 | 5502 | 498588 | 498588 | 498588 | 498588 | 498588 | 24692 | 24692 | 24692 | 24692 | 24692 | 73959 | 73959 | 73959 | 73959 | 73959 | 43202 | 43202 | 43202 | 43202 | 43202 | 33741 | 33741 | 33741 | 33741 | 33741
|  | Small Office |  |  |  |  | Large Office |  |  |  |  | Standalone Retail |  |  |  |  | Primary School |  |  |  |  | Small Hotel |  |  |  |  | Mid-rise Apartment
|  | 2A Tampa FL | 3A Atlanta GA | 3B El Paso TX | 4A New York NY | 5A Buffalo NY | 2A Tampa FL | 3A Atlanta GA | 3B El Paso TX | 4A New York NY | 5A Buffalo NY | 2A Tampa FL | 3A Atlanta GA | 3B El Paso TX | 4A New York NY | 5A Buffalo NY | 2A Tampa FL | 3A Atlanta GA | 3B El Paso TX | 4A New York NY | 5A Buffalo NY | 2A Tampa FL | 3A Atlanta GA | 3B El Paso TX | 4A New York NY | 5A Buffalo NY | 2A Tampa FL | 3A Atlanta GA | 3B El Paso TX | 4A New York NY | 5A Buffalo NY
| New Construction | -9897.2732 | -10155.0252 | -10261.9899 | -9881.275 | -9919.0008 | -1026974.268 | -1012495.4547 | -964619.1283 | -1076405.062 | -1034993.1876 | -33264.9178 | -33727.2429 | -34252.1204 | -34053.9375 | -34679.4821 | -160140.9931 | -144442.7207 | -157341.1581 | -153556.6139 | -155314.2793 | 29861.6132 | 29270.7197 | 29394.0837 | 29143.3381 | 28680.3123 | -11991.507 | -12389.0502 | -13661.202 | -9966.3938 | -9673.5812
| Maintenance | 0 | 0 | 0 | 0 | 0 | 0 | 0 | 0 | 0 | 0 | 0 | 0 | 0 | 0 | 0 | -9.8316 | -14.6177 | 28.5744 | -12.9285 | -14.8992 | -1.6892 | -1.6892 | -1.6892 | -1.1261 | -1.6892 | 480 | 480 | 480 | 480 | 480 |  |  | Scalar
| Electricity Cost Savings | 277.6399 | 260.2136 | 271.4373 | 238.9476 | 241.3105 | 35429.81 | 33233.7962 | 30496.6799 | 28155.6435 | 28760.8395 | 2700.1961 | 2463.3161 | 2507.3249 | 2297.0275 | 2240.318 | 6210.8645 | 5530.6467 | 6819.3095 | 5005.4937 | 4779.2467 | 4007.1713 | 3764.6794 | 3852.1065 | 3363.283 | 3178.3866 | 1669.0886 | 825.2404 | 472.2833 | 690.2601 | 720.387 | 4902.6692 | 0.96213
| Gas Cost Savings | 0 | -0.83597 | -0.18577 | -1.9506 | -6.502 | 590.291 | 3291.1395 | -549.7927 | 1742.8215 | 2277.4737 | -26.101 | -154.6553 | -112.6708 | -261.8459 | -313.2119 | 109.6056 | 554.1583 | 125.3033 | 405.6335 | 659.584 | -5.3874 | -11.0534 | -19.1345 | 0.92886 | 24.7077 | 77.8385 | 756.0927 | 259.6166 | -148.0604 | -198.4047 | 192.9508 | 0.037866
| Total Energy Cost Savings | 277.6399 | 259.3776 | 271.2516 | 236.997 | 234.8084 | 36020.101 | 36524.9357 | 29946.8872 | 29898.465 | 31038.3133 | 2674.0951 | 2308.6607 | 2394.6541 | 2035.1816 | 1927.1062 | 6320.4701 | 6084.805 | 6944.6128 | 5411.1272 | 5438.8307 | 4001.784 | 3753.626 | 3832.972 | 3364.2118 | 3203.0943 | 1746.9272 | 1581.3331 | 731.8998 | 542.1997 | 521.9824
| EL$/sf | 0.050462 | 0.047294 | 0.049334 | 0.043429 | 0.043859 | 0.07106 | 0.066656 | 0.061166 | 0.056471 | 0.057685 | 0.10936 | 0.099762 | 0.10154 | 0.093027 | 0.090731 | 0.083977 | 0.07478 | 0.092204 | 0.067679 | 0.06462 | 0.092754 | 0.087141 | 0.089165 | 0.07785 | 0.07357 | 0.049468 | 0.024458 | 0.013997 | 0.020458 | 0.02135 | 0.061279 | 1.0053
| NG $/SF | 0 | -0.00015194 | -3.3764e-05 | -0.00035453 | -0.0011818 | 0.0011839 | 0.0066009 | -0.0011027 | 0.0034955 | 0.0045678 | -0.0010571 | -0.0062634 | -0.004563 | -0.010604 | -0.012685 | 0.001482 | 0.0074928 | 0.0016942 | 0.0054846 | 0.0089182 | -0.0001247 | -0.00025585 | -0.00044291 | 2.15e-05 | 0.00057191 | 0.0023069 | 0.022409 | 0.0076944 | -0.0043881 | -0.0058802 | -0.00032025 | -0.0052535
| Table 5.3. Annual Energy Cost Savings, 90.1-2019 Compared to 90.1-2016 | Table 5.3. Annual Energy Cost Savings, 90.1-2019 Compared to 90.1-2016
|  | Prototype |  | Climate Zone and Location
Prototype |  |  |  | 2A | 3A | 3B | 4A | 5A
Floor area |  |  |  | Tampa | Atlanta | El Paso | New York | Buffalo
|  | Small Office | Total | 277.6399 | 259.3776 | 271.2516 | 236.997 | 234.8084
5502 |  |  | $/ft² | 0.050462 | 0.047142 | 0.049301 | 0.043075 | 0.042677
|  | Large Office | Total | 36020.101 | 36524.9357 | 29946.8872 | 29898.465 | 31038.3133
498588 |  |  | $/ft² | 0.072244 | 0.073257 | 0.060063 | 0.059966 | 0.062252
|  | Standalone Retail | Total | 2674.0951 | 2308.6607 | 2394.6541 | 2035.1816 | 1927.1062
24692 |  |  | $/ft² | 0.1083 | 0.093498 | 0.096981 | 0.082423 | 0.078046
|  | Primary School | Total | 6320.4701 | 6084.805 | 6944.6128 | 5411.1272 | 5438.8307
73959 |  |  | $/ft² | 0.085459 | 0.082273 | 0.093898 | 0.073164 | 0.073538
|  | Small Hotel | Total | 4001.784 | 3753.626 | 3832.972 | 3364.2118 | 3203.0943
43202 |  |  | $/ft² | 0.09263 | 0.086885 | 0.088722 | 0.077872 | 0.074142
|  | Mid-rise Apartment | Total | 1746.9272 | 1581.3331 | 731.8998 | 542.1997 | 521.9824
33741 |  |  | $/ft² | 0.051775 | 0.046867 | 0.021692 | 0.016069 | 0.01547
From LCC1:
Life Cycle Costs (LCC)
| First Cost | -9897.2732 | -10155.0252 | -10261.9899 | -9881.275 | -9919.0008 | -1026974.268 | -1012495.4547 | -964619.1283 | -1076405.062 | -1034993.1876 | -33264.9178 | -33727.2429 | -34252.1204 | -34053.9375 | -34679.4821 | -160140.9931 | -144442.7207 | -157341.1581 | -153556.6139 | -155314.2793 | 29861.6132 | 29270.7197 | 29394.0837 | 29143.3381 | 28680.3123 | -11991.507 | -12389.0502 | -13661.202 | -9966.3938 | -9673.5812
| Replacement, PV | -7862.1272 | -7752.5012 | -7834.2379 | -7615.7881 | -7509.8446 | -473285.7248 | -461945.7093 | -418078.7353 | -480435.1116 | -466563.3135 | -34833.1232 | -35228.2305 | -36341.6685 | -35233.4785 | -35305.2176 | -119599.3378 | -110796.7203 | -112997.3608 | -113729.1911 | -114768.8219 | -563847.775 | -563813.7475 | -563731.1634 | -563616.2771 | -563572.3838 | -53032.8822 | -53154.7626 | -54358.0274 | -51510.3962 | -51226.5483
| Maintenance, PV | 0 | 0 | 0 | 0 | 0 | 0 | 0 | 0 | 0 | 0 | 0 | 0 | 0 | 0 | 0 | -192.6989 | -286.5069 | 560.0587 | -253.3982 | -292.025 | -33.1087 | -33.1087 | -33.1087 | -22.0725 | -33.1087 | 9408 | 9408 | 9408 | 9408 | 9408
| Energy Cost Increase | -5322.3577 | -4968.6912 | -5199.0976 | -4534.8831 | -4473.449 | -693031.7815 | -714269.0943 | -571728.7146 | -580612.8502 | -604752.0531 | -51150.691 | -43595.1017 | -45423.2887 | -37893.7312 | -35602.0786 | -121632.5237 | -119017.5099 | -133664.5261 | -105467.4196 | -107085.4044 | -76691.1404 | -71909.7017 | -73396.1766 | -64495.9164 | -61509.0664 | -33821.7424 | -33550.232 | -15141.6791 | -9760.2705 | -9157.2302
| LCC (net costs)* | -23081.7581 | -22876.2176 | -23295.3254 | -22031.9461 | -21902.2944 | -2193291.7744 | -2188710.2583 | -1954426.5783 | -2137453.0238 | -2106308.5541 | -119248.732 | -112550.575 | -116017.0775 | -107181.1471 | -105586.7783 | -401565.5535 | -374543.4578 | -403442.9863 | -373006.6228 | -377460.5306 | -610710.4108 | -606485.838 | -607766.3649 | -598990.9278 | -596434.2466 | -89438.1316 | -89686.0448 | -73752.9084 | -61829.0605 | -60649.3597
| LCC Cost Effective | Yes | Yes | Yes | Yes | Yes | Yes | Yes | Yes | Yes | Yes | Yes | Yes | Yes | Yes | Yes | Yes | Yes | Yes | Yes | Yes | Yes | Yes | Yes | Yes | Yes | Yes | Yes | Yes | Yes | Yes
* If LCC <=0 then the project is cost effective. In the report this indicator is shown as "Life Cycle Cost Net Savings," so the sign is reversed and cost effectiveness is indicated by LCC NPV Savings >= 0.
|  | Small Office |  |  |  |  | Large Office |  |  |  |  | Standalone Retail |  |  |  |  | Primary School |  |  |  |  | Small Hotel |  |  |  |  | Mid-rise Apartment
|  | 2A Tampa FL | 3A Atlanta GA | 3B El Paso TX | 4A New York NY | 5A Buffalo NY | 2A Tampa FL | 3A Atlanta GA | 3B El Paso TX | 4A New York NY | 5A Buffalo NY | 2A Tampa FL | 3A Atlanta GA | 3B El Paso TX | 4A New York NY | 5A Buffalo NY | 2A Tampa FL | 3A Atlanta GA | 3B El Paso TX | 4A New York NY | 5A Buffalo NY | 2A Tampa FL | 3A Atlanta GA | 3B El Paso TX | 4A New York NY | 5A Buffalo NY | 2A Tampa FL | 3A Atlanta GA | 3B El Paso TX | 4A New York NY | 5A Buffalo NY
| Simple Payback | Immediate | Immediate | Immediate | Immediate | Immediate | Immediate | Immediate | Immediate | Immediate | Immediate | Immediate | Immediate | Immediate | Immediate | Immediate | Immediate | Immediate | Immediate | Immediate | Immediate | 7.5 | 7.8 | 7.7 | 8.7 | 9 | Immediate | Immediate | Immediate | Immediate | Immediate
| LCC Net Savings/sf | 4.2 | 4.16 | 4.23 | 4 | 3.98 | 4.4 | 4.39 | 3.92 | 4.29 | 4.22 | 4.83 | 4.56 | 4.7 | 4.34 | 4.28 | 5.43 | 5.06 | 5.45 | 5.04 | 5.1 | 14.14 | 14.04 | 14.07 | 13.86 | 13.81 | 2.65 | 2.66 | 2.19 | 1.83 | 1.8
| Floor area, sf | 5502 | 5502 | 5502 | 5502 | 5502 | 498588 | 498588 | 498588 | 498588 | 498588 | 24692 | 24692 | 24692 | 24692 | 24692 | 73959 | 73959 | 73959 | 73959 | 73959 | 43202 | 43202 | 43202 | 43202 | 43202 | 33741 | 33741 | 33741 | 33741 | 33741
| Annual Energy Sav/sf | 0.05 | 0.047 | 0.049 | 0.043 | 0.043 | 0.072 | 0.073 | 0.06 | 0.06 | 0.062 | 0.108 | 0.093 | 0.097 | 0.082 | 0.078 | 0.085 | 0.082 | 0.094 | 0.073 | 0.074 | 0.093 | 0.087 | 0.089 | 0.078 | 0.074 | 0.052 | 0.047 | 0.022 | 0.016 | 0.015
| SIR (savings to investment ratio) | Infinite | Infinite | Infinite | Infinite | Infinite | Infinite | Infinite | Infinite | Infinite | Infinite | Infinite | Infinite | Infinite | Infinite | Infinite | Infinite | Infinite | Infinite | Infinite | Infinite | Infinite | Infinite | Infinite | Infinite | Infinite | Infinite | Infinite | Infinite | Infinite | Infinite
|  | TRUE | TRUE | TRUE | TRUE | TRUE | TRUE | TRUE | TRUE | TRUE | TRUE | TRUE | TRUE | TRUE | TRUE | TRUE | TRUE | TRUE | TRUE | TRUE | TRUE | TRUE | TRUE | TRUE | TRUE | TRUE | TRUE | TRUE | TRUE | TRUE | TRUE
From LCC3:
LCC Savings
| First Cost | -9897.2732 | -10155.0252 | -10261.9899 | -9881.275 | -9919.0008 | -1026974.268 | -1012495.4547 | -964619.1283 | -1076405.062 | -1034993.1876 | -33264.9178 | -33727.2429 | -34252.1204 | -34053.9375 | -34679.4821 | -160140.9931 | -144442.7207 | -157341.1581 | -153556.6139 | -155314.2793 | 29861.6132 | 29270.7197 | 29394.0837 | 29143.3381 | 28680.3123 | -11991.507 | -12389.0502 | -13661.202 | -9966.3938 | -9673.5812
| Replacement , PV | -6284.9985 | -6223.7326 | -6291.2165 | -6087.7123 | -6030.704 | -403798.1209 | -394388.2259 | -365289.8429 | -412752.982 | -399171.916 | -11483.7563 | -28821.1121 | -46815.9778 | -28350.5216 | -28484.9105 | -101665.9022 | -88414.7681 | -91115.2545 | -90783.7343 | -91713.3551 | -416542.1845 | -416559.8262 | -416491.6427 | -416400.158 | -416451.8467 | -39496.6299 | -39616.7438 | -40610.1902 | -38276.4915 | -38043.6633
| Maintenance, Annual | 0 | 0 | 0 | 0 | 0 | 0 | 0 | 0 | 0 | 0 | 0 | 0 | 0 | 0 | 0 | -9.8316 | -14.6177 | 28.5744 | -12.9285 | -14.8992 | -1.6892 | -1.6892 | -1.6892 | -1.1261 | -1.6892 | 480 | 480 | 480 | 480 | 480
| Energy Savings, Annual | 277.6399 | 259.3776 | 271.2516 | 236.997 | 234.8084 | 36020.101 | 36524.9357 | 29946.8872 | 29898.465 | 31038.3133 | 2674.0951 | 2308.6607 | 2394.6541 | 2035.1816 | 1927.1062 | 6320.4701 | 6084.805 | 6944.6128 | 5411.1272 | 5438.8307 | 4001.784 | 3753.626 | 3832.972 | 3364.2118 | 3203.0943 | 1746.9272 | 1581.3331 | 731.8998 | 542.1997 | 521.9824
| Scalar Ratio | -58.2851 | -63.1464 | -61.0253 | -67.3806 | -67.9265 | -39.7215 | -38.5184 | -44.4089 | -49.8072 | -46.2063 | -16.7341 | -27.0929 | -33.8538 | -30.6628 | -32.7768 | -41.3577 | -38.177 | -35.9247 | -45.0475 | -45.2952 | -96.5863 | -103.1309 | -100.947 | -115.0722 | -120.9977 | -40.6402 | -47.2208 | -215.4483 | -775.6123 | -1136.6019
| Scalar Ratio Limit | 22.08 | 22.08 | 22.08 | 22.08 | 22.08 | 22.08 | 22.08 | 22.08 | 22.08 | 22.08 | 22.08 | 22.08 | 22.08 | 22.08 | 22.08 | 22.08 | 22.08 | 22.08 | 22.08 | 22.08 | 22.08 | 22.08 | 22.08 | 22.08 | 22.08 | 22.08 | 22.08 | 22.08 | 22.08 | 22.08
| Scalar Cost Effective | Yes | Yes | Yes | Yes | Yes | Yes | Yes | Yes | Yes | Yes | Yes | Yes | Yes | Yes | Yes | Yes | Yes | Yes | Yes | Yes | Yes | Yes | Yes | Yes | Yes | Yes | Yes | Yes | Yes | Yes
| Simple Payback | 0 | 0 | 0 | 0 | 0 | 0 | 0 | 0 | 0 | 0 | 0 | 0 | 0 | 0 | 0 | 0 | 0 | 0 | 0 | 0 | 7.4589 | 7.7945 | 7.6654 | 8.6599 | 8.9492 | 0 | 0 | 0 | 0 | 0
Table 5.4. Cost-effectiveness Analysis Results
| Prototype Model | Climate Zone and Location
| Life Cycle Cost Net Savings, Total $ per Prototype Model | 2A Tampa | 3A Atlanta | 3B El Paso | 4A New York | 5A Buffalo
| Small Office | 23081.7581 | 22876.2176 | 23295.3254 | 22031.9461 | 21902.2944
| Large Office | 2193291.7744 | 2188710.2583 | 1954426.5783 | 2137453.0238 | 2106308.5541
| Standalone Retail | 119248.732 | 112550.575 | 116017.0775 | 107181.1471 | 105586.7783
| Primary School | 401565.5535 | 374543.4578 | 403442.9863 | 373006.6228 | 377460.5306
| Small Hotel | 610710.4108 | 606485.838 | 607766.3649 | 598990.9278 | 596434.2466
| Mid-rise Apartment | 89438.1316 | 89686.0448 | 73752.9084 | 61829.0605 | 60649.3597
| Life Cycle Cost Net Savings, $/ft2 | 2A Tampa | 3A Atlanta | 3B El Paso | 4A New York | 5A Buffalo | Weighted
| Small Office | 4.1952 | 4.1578 | 4.234 | 4.0044 | 3.9808 | 4.1054 |  | 0.40492 | 5502
| Large Office | 4.399 | 4.3898 | 3.9199 | 4.287 | 4.2245 | 4.2851 |  |  | 498588
| Standalone Retail | 4.8294 | 4.5582 | 4.6986 | 4.3407 | 4.2762 | 4.5048 |  |  | 24692
| Primary School | 5.4296 | 5.0642 | 5.455 | 5.0434 | 5.1036 | 5.1909 |  |  | 73959
| Small Hotel | 14.1362 | 14.0384 | 14.068 | 13.8649 | 13.8057 | 13.9731 |  |  | 43202
| Mid-rise Apartment | 2.6507 | 2.6581 | 2.1859 | 1.8325 | 1.7975 | 2.182 |  |  | 33741
| Weighted Total | 4.4985 | 4.4366 | 4.033 | 3.7891 | 3.9113 | 4.1247
| Simple Payback Period (years) | 2A Tampa | 3A Atlanta | 3B El Paso | 4A New York | 5A Buffalo | Weighted
| Small Office | Immediate | Immediate | Immediate | Immediate | Immediate | Immediate
| Large Office | Immediate | Immediate | Immediate | Immediate | Immediate | Immediate |  |  |  | Immediate
| Standalone Retail | Immediate | Immediate | Immediate | Immediate | Immediate | Immediate |  |  |  | Instant
| Primary School | Immediate | Immediate | Immediate | Immediate | Immediate | Immediate
| Small Hotel | 7.5 | 7.8 | 7.7 | 8.7 | 9 | 8.1015
| Mid-rise Apartment | Immediate | Immediate | Immediate | Immediate | Immediate | Immediate
| Weighted Total | Immediate | Immediate | Immediate | Immediate | Immediate | Immediate
| Scalar Ratio, Limit = 22.08 | 2A Tampa | 3A Atlanta | 3B El Paso | 4A New York | 5A Buffalo | Weighted |  | 22.08 | 1 | 2 | 3 | 4 | 5
| Small Office | -58.2851 | -63.1464 | -61.0253 | -67.3806 | -67.9265 | -63.5931 |  | 1 | 0.025336 | 0.023024 | 0.0090861 | 0.019059 | 0.022135 | 0.09864
| Large Office | -39.7215 | -38.5184 | -44.4089 | -49.8072 | -46.2063 | -44.8138 |  | 2 | 0.017992 | 0.017948 | 0.0084833 | 0.037221 | 0.015936 | 0.09758
| Standalone Retail | -16.7341 | -27.0929 | -33.8538 | -30.6628 | -32.7768 | -27.9539 |  | 3 | 0.059235 | 0.058756 | 0.028203 | 0.063391 | 0.078184 | 0.28777
| Primary School | -41.3577 | -38.177 | -35.9247 | -45.0475 | -45.2952 | -41.7044 |  | 4 | 0.032252 | 0.031014 | 0.011845 | 0.029137 | 0.025519 | 0.12977
| Small Hotel | -96.5863 | -103.1309 | -100.947 | -115.0722 | -120.9977 | -108.1406 |  | 5 | 0.010034 | 0.0088539 | 0.003509 | 0.010054 | 0.0090099 | 0.041461
| Mid-rise Apartment | -40.6402 | -47.2208 | -215.4483 | -775.6123 | -1136.6019 | -506.9872 |  | 6 | 0.074155 | 0.058763 | 0.038875 | 0.099679 | 0.07331 | 0.34478
| Weighted Total | -38.8089 | -43.4014 | -110.412 | -328.2393 | -403.281 | -203.3859 |  |  | 0.219 | 0.19836 | 0.1 | 0.25854 | 0.22409
1. Scalar ratio limit for an analysis period of 40 years.
Note: a negative scalar ratio indicates that the cost is negative. This occurs, for example, when there are net decreases in costs either from reductions in HVAC capacity or reductions in installed lighting due to lower LPDs.

## State Inputs (hidden)
State Commercial Energy Code Adoption Cost Effectiveness - State Selection and Inputs | [9 empty] | Cost-Effectiveness of ASHRAE Standard 90.1-2013 |  |  |  |  | State of US National |  |  | For 90.1 editions | [23 empty] | Income tax on savings override: | 0 | savings have income tax penalty in Scenario 2 if blank.
|  |  |  | Note: for output of states with CZ-7 (WI, CO) - first refresh PivTbl on EndUse tab, then manually sort 7 last | [13 empty] | BaseName | 90.1-2016 |  | From SSPC 90.1: | 0.1063 | 0.98 | (ASHRAE 2019 rates) |  |  | 5 | 6 | 7 | 8 | 9 | 10 |  |  |  | Weight | [5 empty] | Property tax override: | 0 | Use state property tax value if blank.
Select State | Abbreviation |  |  | After running those states, sort the pivot table by CZ A-Z Export 5 for CO, then manually edit | [13 empty] | TargetName | 90.1-2019 |  |  | TRUE | TRUE | [10 empty] | not used | State | Index
US National |  | Need lookup formula for abb | [18 empty] | means 2014 | EIA2014 | EIA2014 | 1/1/2014 | 1/1/2014 | Current Location Weighting Factors | [8 empty] | Order | Start
1 | 2 | 3 | 4 | 5 | 6 | 7 | 8 | 9 | 10 | 11 | 12 | 13 | 14 | 15 | 16 | 17 | 18 | 19 | 20 | 21 | 22 | 23 | 24 | 25 | 26 | 27 | 28 | 29 | 30 | 31 | 32 | 33 | 34 | 35 | 36 | 37 | 38 | 39 | 40 | 41 | 42 | 43 | 44 | 45 | 46 | 47 | 48 | 49 | 50 | 51 | 52 | 53 | 54 | 55 | 56 | 57 | 58 | 59 | 60 | 61 | 62 | 63
[6 empty] | Climate Zone |  |  |  |  | Climate Zone City |  |  |  |  | Modeled City |  |  |  |  | State Construction Cost Index / 100 | Energy Cost - Rate |  | State | State
State | Abbreviation | Base | Target | Comparison | CZ Qty. | 1 | 2 | 3 | 4 | 5 | 1 | 2 | 3 | 4 | 5 | 1 | 2 | 3 | 4 | 5 |  | Electric ($/kWh) | Natural Gas ($/therm) | Corp Income Tax | Sales Tax (includes average county and city | Current climate zone | Small Office | Large Office | Stand-Alone Retail | Primary School | Small Hotel | Mid-rise Apartment | All Building Types | Weight index+ |  |  | City out of state | 2010 State ERICA Release | Weighting state name order | Weighting match OK |  |  | Commercial property tax rate
Current Values | US | 2016 | 2019 | 90.1-2016 to 90.1-2019 | 5 | 2A | 3A | 3B | 4A | 5A | 0 | 0 | 0 | 0 | 0 | Tampa FL | Atlanta GA | El Paso TX | New York NY | Buffalo NY | 1 | 0.1063 | 0.98 | 0.065 | 0.05 | 2A | 0.025336 | 0.017992 | 0.059235 | 0.032252 | 0.010034 | 0.074155 | 0.219 |  |  | 96 | 0 | 00000 |  |  | EL | Gas | 0
Alabama | AL | 2016 | 2019 | 90.1-2016 to 90.1-2019 | 2 | Climate Zone 1: 2A; Climate Zone 2: 3A; Modeled City 1: Mobile; Modeled City 2: Birmingham | 82.9 | 0.1084 | 1.15 | 0.065 | 0.0851 | 3A | 0.023024 | 0.017948 | 0.058756 | 0.031014 | 0.0088539 | 0.058763 | 0.19836 | 1 | 1 | 1 | FALSE |  | Alabama | TRUE | 0.1084 | 1.15 | 0.02
Arkansas | AR | 2016 | 2019 | 90.1-2016 to 90.1-2019 | 2 | Climate Zone 1: 3A; Climate Zone 2: 4A; Modeled City 1: Little Rock; Modeled City 2: Springfield MO | 80 | 0.0802 | 0.81 | 0.065 | 0.0919 | 3B | 0.0090861 | 0.0084833 | 0.028203 | 0.011845 | 0.003509 | 0.038875 | 0.1 | 2 | 2 | 6 | TRUE |  | Arkansas | TRUE | 0.0802 | 0.81 | 0.02
Colorado | CO | 2016 | 2019 | 90.1-2016 to 90.1-2019 | 4 | Climate Zone 1: 4B; Climate Zone 2: 5B; Climate Zone 3: 6B; Climate Zone 4: 7; Modeled City 1: Trinidad; Modeled City 2: Colorado Springs; Modeled City 3: Eagle County; Modeled City 4: Gunnison County | 92.2 | 0.102 | 0.7897 | 0.0463 | 0.0739 | 4A | 0.019059 | 0.037221 | 0.063391 | 0.029137 | 0.010054 | 0.099679 | 0.25854 | 3 | 3 | 11 | FALSE |  | Colorado | TRUE | 0.102 | 0.7897 | 0.02
Connecticut | CT | 2016 | 2019 | 90.1-2016 to 90.1-2019 | 1 | Climate Zone 1: 5A; Modeled City 1: Hartford Bradley | 110.4 | 0.1552 | 0.99855 | 0.075 | 0.0635 | 5A | 0.022135 | 0.015936 | 0.078184 | 0.025519 | 0.0090099 | 0.07331 | 0.22409 | 4 | 4 | 16 | FALSE |  | Connecticut | TRUE | 0.1552 | 0.99855 | 0.02
Delaware | DE | 2016 | 2019 | 90.1-2016 to 90.1-2019 | 1 | Climate Zone 1: 4A; Modeled City 1: Wilmington | 103.1 | 0.106 | 1.109 | 0.087 | 0 |  | 0.09864 | 0.09758 | 0.28777 | 0.12977 | 0.041461 | 0.34478 | 1 |  | 5 | 21 | FALSE |  | Delaware | TRUE | 0.106 | 1.109 | 0.02
District of Columbia | DC | 2016 | 2019 | 90.1-2016 to 90.1-2019 | 1 | Climate Zone 1: 4A; Modeled City 1: Baltimore MD | 97.2 | 0.1222 | 1.1307 | 0.09975 | 0.0575 | [7 empty] | 1 |  | 6 | 26 | TRUE |  | District of Columbia | TRUE | 0.1222 | 1.1307 | 0.02
Georgia | GA | 2016 | 2019 | 90.1-2016 to 90.1-2019 | 3 | Climate Zone 1: 2A; Climate Zone 2: 3A; Climate Zone 3: 4A; Modeled City 1: Savannah; Modeled City 2: Atlanta; Modeled City 3: Chattanooga TN | 84 | 0.1028 | 0.944 | 0.06 | 0.0697 | [9 empty] | 7 | 31 | TRUE |  | Georgia | TRUE | 0.1028 | 0.944 | 0.02
Iowa | IA | 2016 | 2019 | 90.1-2016 to 90.1-2019 | 2 | Climate Zone 1: 5A; Climate Zone 2: 6A; Modeled City 1: Des Moines; Modeled City 2: Mason City | 90.4 | 0.0874 | 0.79165 | 0.12 | 0.0678 | [9 empty] | 8 | 36 | FALSE |  | Iowa | TRUE | 0.0874 | 0.79165 | 0.02
Kentucky | KY | 2016 | 2019 | 90.1-2016 to 90.1-2019 | 1 | Climate Zone 1: 4A; Modeled City 1: Lexington | 91.5 | 0.0934 | 0.88 | 0.06 | 0.06 | [9 empty] | 9 | 41 | FALSE |  | Kentucky | TRUE | 0.0934 | 0.88 | 0.02
Massachusetts | MA | 2016 | 2019 | 90.1-2016 to 90.1-2019 | 1 | Climate Zone 1: 5A; Modeled City 1: Boston | 113.1 | 0.1465 | 1.1909 | 0.08 | 0.0625 | [9 empty] | 10 | 46 | FALSE |  | Massachusetts | TRUE | 0.1465 | 1.1909 | 0.02
Montana | MT | 2016 | 2019 | 90.1-2016 to 90.1-2019 | 1 | Climate Zone 1: 6B; Modeled City 1: Helena | 90.7 | 0.096 | 0.8781 | 0.0675 | 0 | [9 empty] | 11 | 51 | FALSE |  | Montana | TRUE | 0.096 | 0.8781 | 0.02
Nebraska | NE | 2016 | 2019 | 90.1-2016 to 90.1-2019 | 1 | Climate Zone 1: 5A; Modeled City 1: Omaha | 90 | 0.0874 | 0.6304 | 0.0781 | 0.0679 | [9 empty] | 12 | 56 | FALSE |  | Nebraska | TRUE | 0.0874 | 0.6304 | 0.02
New Jersey | NJ | 2016 | 2019 | 90.1-2016 to 90.1-2019 | 2 | Climate Zone 1: 4A; Climate Zone 2: 5A; Modeled City 1: Newark; Modeled City 2: Allentown PA | 110.7 | 0.1319 | 0.98106 | 0.09 | 0.0697 | [9 empty] | 13 | 61 | TRUE |  | New Jersey | TRUE | 0.1319 | 0.98106 | 0.02
New York | NY | 2016 | 2019 | 90.1-2016 to 90.1-2019 | 3 | Climate Zone 1: 4A; Climate Zone 2: 5A; Climate Zone 3: 6A; Modeled City 1: New York; Modeled City 2: Albany; Modeled City 3: Binghamton | 127 | 0.1611 | 0.808 | 0.071 | 0.0847 | [9 empty] | 14 | 66 | FALSE | 24223 | New York | TRUE | 0.1611 | 0.808 | 0.0323
North Carolina | NC | 2016 | 2019 | 90.1-2016 to 90.1-2019 | 3 | Climate Zone 1: 3A; Climate Zone 2: 4A; Climate Zone 3: 5A; Modeled City 1: Charlotte; Modeled City 2: Raleigh; Modeled City 3: Elkins WV | 80.3 | 0.0877 | 0.88199 | 0.069 | 0.069 | [9 empty] | 15 | 71 | TRUE |  | North Carolina | TRUE | 0.0877 | 0.88199 | 0.02
Oklahoma | OK | 2016 | 2019 | 90.1-2016 to 90.1-2019 | 2 | Climate Zone 1: 3A; Climate Zone 2: 4B; Modeled City 1: Oklahoma; Modeled City 2: Amarillo TX | 82.5 | 0.0802 | 0.79748 | 0.06 | 0.0872 | [9 empty] | 16 | 76 | TRUE |  | Oklahoma | TRUE | 0.0802 | 0.79748 | 0.02
Rhode Island | RI | 2016 | 2019 | 90.1-2016 to 90.1-2019 | 1 | Climate Zone 1: 5A; Modeled City 1: Providence | 107.9 | 0.1292 | 1.252 | 0.09 | 0.07 | [9 empty] | 17 | 81 | FALSE |  | Rhode Island | TRUE | 0.1292 | 1.252 | 0.02
South Carolina | SC | 2016 | 2019 | 90.1-2016 to 90.1-2019 | 1 | Climate Zone 1: 3A; Modeled City 1: Columbia | 80.4 | 0.1019 | 0.9276 | 0.05 | 0.0719 | [9 empty] | 18 | 86 | FALSE |  | South Carolina | TRUE | 0.1019 | 0.9276 | 0.02
Texas | TX | 2016 | 2019 | 90.1-2016 to 90.1-2019 | 5 | 2A | 2B | 3A | 3B | 4B | [5 empty] | Houston | San Antonio | Fort Worth | El Paso | Amarillo | 82.4 | 0.0813 | 0.79068 | 0.01 | 0.0815 | [9 empty] | 19 | 91 | FALSE |  | Texas | TRUE | 0.0813 | 0.79068 | 0.02
US National | US | 2016 | 2019 | 90.1-2016 to 90.1-2019 | 5 | 2A | 3A | 3B | 4A | 5A | [5 empty] | Tampa FL | Atlanta GA | El Paso TX | New York NY | Buffalo NY | 100 | 0.1063 | 0.98 | 0.065 | 0.05 | [9 empty] | 20 | 96 | FALSE |  | US National | TRUE | 0.1063 | 0.98 | 0.0204
Utah | UT | 2016 | 2019 | 90.1-2016 to 90.1-2019 | 3 | Climate Zone 1: 3B; Climate Zone 2: 5B; Climate Zone 3: 6B; Modeled City 1: Saint George; Modeled City 2: Salt Lake City; Modeled City 3: Vernal | 86.1 | 0.0862 | 0.7489 | 0.05 | 0.0668 | [9 empty] | 21 | 101 | FALSE | 24222 | Utah | TRUE | 0.0862 | 0.7489 | 0.0144
Virginia | VA | 2016 | 2019 | 90.1-2016 to 90.1-2019 | 1 | Climate Zone 1: 4A; Modeled City 1: Richmond | 87.8 | 0.0822 | 0.88976 | 0.06 | 0.0563 | [9 empty] | 22 | 106 | FALSE |  | Virginia | TRUE | 0.0822 | 0.88976 | 0.02
Wisconsin | WI | 2016 | 2019 | 90.1-2016 to 90.1-2019 | 2 | Climate Zone 1: 6A; Climate Zone 2: 7; Modeled City 1: Madison; Modeled City 2: Duluth MN | 100.7 | 0.109 | 0.6867 | 0.079 | 0.0543 | [9 empty] | 23 | 111 | TRUE |  | Wisconsin | TRUE | 0.109 | 0.6867 | 0.02
California | CA | 2016 | 2019 | 90.1-2016 to 90.1-2019 | 7 | 2B | 3B | 3C | 4B | 5B | [5 empty] | Los Angeles | Tucson AZ | San Francisco | Sacramento | Reno | 108.8 | 0.1567 | 0.882 | 0.0884 | 0.0841 | [9 empty] | 24 | 116 | [6 empty] | 0.02
Arizona | AZ | 2016 | 2019 | 90.1-2016 to 90.1-2019 | 4 | Climate Zone 1: 2B; Climate Zone 2: 3B; Climate Zone 3: 4B; Climate Zone 4: 5B; Modeled City 1: Phoenix; Modeled City 2: Kingman; Modeled City 3: Prescott; Modeled City 4: Winslow | 88.2 | 0.1005 | 0.8509 | 0.065 | 0.0817 | [9 empty] | 25 | 121 | [6 empty] | 0.02
Florida | FL | 2016 | 2019 | 90.1-2016 to 90.1-2019 | 2 | Climate Zone 1: 1A; Climate Zone 2: 2A; Modeled City 1: Miami; Modeled City 2: Tampa | 86.1 | 0.0997 | 1.118 | 0.055 | 0.0662 | [9 empty] | 26 | 126 | [6 empty] | 0.02
Hawaii | HI | 2016 | 2019 | 90.1-2016 to 90.1-2019 | 1 | Climate Zone 1: 1A; Modeled City 1: Honolulu | 117.3 | 0.3432 | 3.922 | 0.064 | 0.0435 | [9 empty] | 27 | 131 | [6 empty] | 0.02 | Min | 80 | 0.0802 | 0.6304 | 0.01 | 0
Idaho | ID | 2016 | 2019 | 90.1-2016 to 90.1-2019 | 2 | Climate Zone 1: 5B; Climate Zone 2: 6B; Modeled City 1: Boise; Modeled City 2: Pocatello | 91.5 | 0.0779 | 0.7586 | 0.074 | 0.0603 | [9 empty] | 28 | 136 | [6 empty] | 0.02 | Q2 | 83.45 | 0.0874 | 0.79456 | 0.06 | 0.05875
Illinois | IL | 2016 | 2019 | 90.1-2016 to 90.1-2019 | 2 | Climate Zone 1: 4A; Climate Zone 2: 5A; Modeled City 1: St.Louis MO; Modeled City 2: Peoria | 114.3 | 0.0873 | 0.7353 | 0.095 | 0.0816 | [9 empty] | 29 | 141 | [6 empty] | 0.02 | Avg | 94.4043 | 0.10628 | 0.91509 | 0.069463 | 0.06353
Indiana | IN | 2016 | 2019 | 90.1-2016 to 90.1-2019 | 2 | Climate Zone 1: 4A; Climate Zone 2: 5A; Modeled City 1: Evansville; Modeled City 2: Indianapolis | 91.7 | 0.0983 | 0.7994 | 0.075 | 0.07 | [9 empty] | 30 | 146 | [6 empty] | 0.02 | Q3 | 101.9 | 0.1156 | 0.98981 | 0.0795 | 0.0729
Kansas | KS | 2016 | 2019 | 90.1-2016 to 90.1-2019 | 2 | Climate Zone 1: 4A; Climate Zone 2: 5A; Modeled City 1: Topeka; Modeled City 2: Goodland | 87.1 | 0.1003 | 0.9276 | 0.04 | 0.0815 | [9 empty] | 31 | 151 | [6 empty] | 0.02 | Max | 127 | 0.1611 | 1.252 | 0.12 | 0.0919
Louisiana | LA | 2016 | 2019 | 90.1-2016 to 90.1-2019 | 2 | Climate Zone 1: 2A; Climate Zone 2: 3A; Modeled City 1: Baton Rouge; Modeled City 2: Shreveport | 84.3 | 0.091 | 0.8742 | 0.08 | 0.0889 | [9 empty] | 32 | 156 | [6 empty] | 0.02
Maine | ME | 2016 | 2019 | 90.1-2016 to 90.1-2019 | 2 | Climate Zone 1: 6A; Climate Zone 2: 7; Modeled City 1: Portland; Modeled City 2: Caribou | 94.2 | 0.1174 | 1.2423 | 0.0893 | 0.055 | [9 empty] | 33 | 161 | [6 empty] | 0.02
Maryland | MD | 2016 | 2019 | 90.1-2016 to 90.1-2019 | 2 | Climate Zone 1: 4A; Climate Zone 2: 5A; Modeled City 1: Baltimore; Modeled City 2: Harrisburg PA | 91.8 | 0.1121 | 1.014 | 0.0825 | 0.0625 | [9 empty] | 34 | 166 | [6 empty] | 0.02
Michigan | MI | 2016 | 2019 | 90.1-2016 to 90.1-2019 | 3 | Climate Zone 1: 5A; Climate Zone 2: 6A; Climate Zone 3: 7; Modeled City 1: Lansing; Modeled City 2: Alpena County; Modeled City 3: Sault Ste Marie | 98.5 | 0.1094 | 0.801 | 0.06 | 0.06 | [9 empty] | 35 | 171 | [6 empty] | 0.02 | CZcount | States
Minnesota | MN | 2016 | 2019 | 90.1-2016 to 90.1-2019 | 2 | Climate Zone 1: 6A; Climate Zone 2: 7; Modeled City 1: Minneapolis-St.Paul; Modeled City 2: Duluth | 105.9 | 0.0961 | 0.666 | 0.098 | 0.0719 | [9 empty] | 36 | 176 | [6 empty] | 0.02 | 1 | 10
Mississippi | MS | 2016 | 2019 | 90.1-2016 to 90.1-2019 | 2 | Climate Zone 1: 2A; Climate Zone 2: 3A; Modeled City 1: Mobile AL; Modeled City 2: Jackson | 81.7 | 0.1089 | 0.812 | 0.05 | 0.07 | [9 empty] | 37 | 181 | [6 empty] | 0.02 | 2 | 6
Missouri | MO | 2016 | 2019 | 90.1-2016 to 90.1-2019 | 2 | Climate Zone 1: 4A; Climate Zone 2: 5A; Modeled City 1: St.Louis; Modeled City 2: Kirksville | 99.7 | 0.0882 | 0.869 | 0.0625 | 0.0758 | [9 empty] | 38 | 186 | [6 empty] | 0.02 | 3 | 4
Nevada | NV | 2016 | 2019 | 90.1-2016 to 90.1-2019 | 2 | Climate Zone 1: 3B; Climate Zone 2: 5B; Modeled City 1: Las.Vegas; Modeled City 2: Reno | 101.6 | 0.0966 | 0.642 | 0 | 0.0793 | [9 empty] | 39 | 191 | [6 empty] | 0.02 | 4 | 1
New Hampshire | NH | 2016 | 2019 | 90.1-2016 to 90.1-2019 | 2 | Climate Zone 1: 5A; Climate Zone 2: 6A; Modeled City 1: Manchester; Modeled City 2: Concord | 96.2 | 0.1441 | 1.178 | 0.085 | 0 | [9 empty] | 40 | 196 | [6 empty] | 0.02 | 5 | 2
New Mexico | NM | 2016 | 2019 | 90.1-2016 to 90.1-2019 | 3 | Climate Zone 1: 3B; Climate Zone 2: 4B; Climate Zone 3: 5B; Modeled City 1: Lubbock TX; Modeled City 2: Albuquerque; Modeled City 3: Winslow AZ | 87.7 | 0.1035 | 0.7557 | 0.073 | 0.0726 | [9 empty] | 41 | 201 | [6 empty] | 0.02
North Dakota | ND | 2016 | 2019 | 90.1-2016 to 90.1-2019 | 2 | Climate Zone 1: 6A; Climate Zone 2: 7; Modeled City 1: Bismarck; Modeled City 2: Minot | 84.6 | 0.0852 | 0.745 | 0.0453 | 0.0655 | [9 empty] | 42 | 206 | [6 empty] | 0.02
Ohio | OH | 2016 | 2019 | 90.1-2016 to 90.1-2019 | 2 | Climate Zone 1: 4A; Climate Zone 2: 5A; Modeled City 1: Cincinnati KY; Modeled City 2: Columbus | 95 | 0.098 | 0.6022 | 0 | 0.0711 | [9 empty] | 43 | 211 | [6 empty] | 0.02
Oregon | OR | 2016 | 2019 | 90.1-2016 to 90.1-2019 | 2 | Climate Zone 1: 4C; Climate Zone 2: 5B; Modeled City 1: Portland; Modeled City 2: Redmond | 99 | 0.0881 | 0.83536 | 0.076 | 0 | [9 empty] | 44 | 216 | [6 empty] | 0.02
Pennsylvania | PA | 2016 | 2019 | 90.1-2016 to 90.1-2019 | 3 | Climate Zone 1: 4A; Climate Zone 2: 5A; Climate Zone 3: 6A; Modeled City 1: Philadelphia; Modeled City 2: Harrisburg; Modeled City 3: Bradford | 107 | 0.0972 | 0.9859 | 0.0999 | 0.0634 | [9 empty] | 45 | 221 | [6 empty] | 0.02
South Dakota | SD | 2016 | 2019 | 90.1-2016 to 90.1-2019 | 2 | Climate Zone 1: 5A; Climate Zone 2: 6A; Modeled City 1: Sioux City IA; Modeled City 2: Pierre | 81.3 | 0.0874 | 0.75377 | 0 | 0.0583 | [9 empty] | 46 | 226 | [6 empty] | 0.02
Tennessee | TN | 2016 | 2019 | 90.1-2016 to 90.1-2019 | 2 | Climate Zone 1: 3A; Climate Zone 2: 4A; Modeled City 1: Memphis; Modeled City 2: Nashville | 85.6 | 0.1037 | 0.915 | 0.065 | 0.0945 | [9 empty] | 47 | 231 | [6 empty] | 0.02
Vermont | VT | 2016 | 2019 | 90.1-2016 to 90.1-2019 | 1 | Climate Zone 1: 6A; Modeled City 1: Burlington | 94 | 0.1461 | 0.8956 | 0.085 | 0.0614 | [9 empty] | 48 | 236 | [6 empty] | 0.02
Washington | WA | 2016 | 2019 | 90.1-2016 to 90.1-2019 | 3 | Climate Zone 1: 4C; Climate Zone 2: 5B; Climate Zone 3: 6B; Modeled City 1: Seattle; Modeled City 2: Spokane; Modeled City 3: Kalispell MT | 100.4 | 0.0793 | 0.879 | 0 | 0.0888 | [9 empty] | 49 | 241 | [6 empty] | 0.02
West Virginia | WV | 2016 | 2019 | 90.1-2016 to 90.1-2019 | 2 | Climate Zone 1: 4A; Climate Zone 2: 5A; Modeled City 1: Charleston; Modeled City 2: Elkins | 96.2 | 0.0799 | 0.8596 | 0.065 | 0.0607 | [9 empty] | 50 | 246 | [6 empty] | 0.02
Wyoming | WY | 2016 | 2019 | 90.1-2016 to 90.1-2019 | 3 | Climate Zone 1: 5B; Climate Zone 2: 6B; Climate Zone 3: 7; Modeled City 1: Scottsbluff NE; Modeled City 2: Cheyenne; Modeled City 3: Jackson Hole | 84.6 | 0.089 | 0.75377 | 0 | 0.0549 | [9 empty] | 51 | 251 | [6 empty] | 0.02
Alaska | AK | 2016 | 2019 | 90.1-2016 to 90.1-2019 | 2 | Climate Zone 1: 7; Climate Zone 2: 8; Modeled City 1: Anchorage; Modeled City 2: Fairbanks | 118.3 | 0.1718 | 0.81011 | 0.094 | 0.0169 | [9 empty] | 52 | 256 | [6 empty] | 0.02
[15 empty] | CZ | New cities | Old cities
[15 empty] | 0A | Ho Chi Minh City, Vietnam | NA
[15 empty] | 0B | Dubai, UAE | NA
[15 empty] | 1A | Honolulu HI | Miami FL
[15 empty] | 1B | New Deli, India | Riyadh
[15 empty] | 2A | Tampa FL | Houston TX
[15 empty] | 2B | Tucson AZ | Phoenix AZ
[15 empty] | 3A | Atlanta GA | Memphis TN
[15 empty] | 3B | El Paso TX | El Paso TX
[15 empty] | 3C | San Diego CA | San Francisco CA
[15 empty] | 4A | New York NY | Baltimore MD
[15 empty] | 4B | Albuquerque NM | Albuquerque NM
[15 empty] | 4C | Seattle WA | Salem OR
[15 empty] | 5A | Buffalo NY | Chicago IL
[15 empty] | 5B | Denver CO | Boise ID
[15 empty] | 5C | Port Angeles WA | Vancouver BC
[15 empty] | 6A | Rochester MN | Burlington VT
[15 empty] | 6B | Great Falls MT | Helena MT
[15 empty] | 7 | International Falls MN | Duluth MN
[15 empty] | 8 | Fairbanks AK | Fairbanks AK
Note on L6: Reid Hart: does not apear to be used
Note on V28: Reid Hart: The Means "30 major city average" is 100
Note on W28: Reid Hart: Energy prices updated to 90.1 scalar values used for proposals to 90.1-2019

## StateReport(x) (hidden)
PNNL - 00000
Cost-Effectiveness of
ASHRAE Standard 90.1-2019
for the State of US National
| R Hart | M Halverson
| R Athalye | S Loper
| Y Xie | M Rosenberg
| J Zhuge | E Richman
April 2015
ASHRAE Standard 90.1-2019 Provides Cost-Effective Savings
for Commercial Buildings in the State of US National
Moving to the ANSI/ASHRAE/IES Standard 90.1-2019 version from the Base Code (90.1-2016) is cost-effective for all building types and climate zones in the State of US National. Table 1 shows the statewide economic impact of upgrading to 90.1-2019 in terms of the annual energy cost savings in dollars per square foot, the additional cost per square foot required by the upgrade, and the simple payback period in years. Average values are weighted averages for all building types considered in all climate zones in the state, based on weightings shown in Table 6.
Table 1. US National Average Savings and Cost Weighted by Climate Zone and Building Type
Weighted Cost Savings and Added Cost per Square Foot
Annual Cost Savings, $/ft2 |  |  |  | 0.060843
Added Construction Cost, $/ft2 |  |  |  | -1.1347
State of US National Average Simple Payback, years |  |  |  | Immediate
Table 2. US National Average LCC Results Weighted by Climate Zone and Building Type
Weighted Net Life Cycle Cost Savings, by Ownership Scenario
Scenario 1 (Publicly-Owned), $/ft2 |  |  |  | 4.1247
Scenario 2 (Privately-Owned), $/ft2 |  |  |  | 3.2527
Figure 1. Scenario 1: Net Life Cycle Cost Savings |  |  | Figure 2. Scenario 2: Net Life Cycle Cost Savings
The report provides analysis of two Life Cycle Cost (LCC) scenarios:
Scenario 1, representing publicly-owned buildings, considers initial costs, energy, maintenance and replacement costs without borrowing or taxes.
Scenario 2, representing privately-owned buildings, adds borrowing costs and tax impacts.
Table 2 shows the statewide weighted average LCC net present value of savings from both scenarios, that is, the remaining savings after initial and replacement costs have been paid for. Average values are weighted averages of all climate zones and building types in the state as shown in Table 6. Individual building type LCC results are shown in Figures 1 and 2.

## StateReport (2) (hidden)
PNNL - 00000
Cost-Effectiveness of
ASHRAE Standard 90.1-2019
for the State of US National
| R Hart | M Halverson
| R Athalye | S Loper
| Y Xie | M Rosenberg
| J Zhuge | E Richman
April 2015
ASHRAE Standard 90.1-2019 Provides Cost-Effective Savings
for Commercial Buildings in the State of US National
Moving to the ANSI/ASHRAE/IES Standard 90.1-2019 version from the Base Code (90.1-2016) is cost-effective for all building types and climate zones in the State of US National. Table 1 and Figure 1 show the statewide economic impact of upgrading to 90.1-2019 in terms of the annual energy cost savings in dollars per square foot, the additional cost per square foot required by the upgrade, and the simple payback period in years. Average values are weighted averages for all building types considered in all climate zones in the state, based on weightings shown in Table 6.
Table 1. US National Average Savings and Cost Weighted by Climate Zone and Building Type
Weighted Cost Savings and Added Cost per Square Foot
Annual Cost Savings, $/ft2 |  |  |  | 0.060843 | Annual Energy Savings | 0.060843 | #N/A
Added Construction Cost, $/ft2 |  |  |  | -1.1347 | Added First Costs | -1.1347 | #N/A
State of US National Average Simple Payback, years |  |  |  | Immediate | Average Simple Payback | #N/A | Immediate
Table 2. US National Average LCC Results Weighted by Climate Zone and Building Type
Weighted Net Life Cycle Cost Savings, by Ownership Scenario
Scenario 1 (Publicly-Owned), $/ft2 |  |  |  | 4.1247 | Scenario 1: Publicly-Owned | 4.1247
Scenario 2 (Privately-Owned), $/ft2 |  |  |  | 3.2527 | Scenario 2: Privately-Owned | 3.2527
Figure 1. Statewide Weighted Costs and Savings |  |  | Figure 2. Net Life Cycle Cost Savings
The report provides analysis of two Life Cycle Cost (LCC) scenarios:
Scenario 1, representing publicly-owned buildings, considers initial costs, energy, maintenance and replacement costs without borrowing or taxes.
Scenario 2, representing privately-owned buildings, adds borrowing costs and tax impacts.
Table 2 shows the statewide weighted average LCC net present value of savings from both scenarios, that is, the remaining savings after initial and replacement costs have been paid for. Average values are weighted averages of all climate zones and building types in the state as shown in Table 6. Overall state weighted net LCC results are shown in Figures 2 for both scenarios.

## StateReport (3) (hidden)
PNNL - 00000
Cost-Effectiveness of
ASHRAE Standard 90.1-2019
for the State of US National
| R Hart | M Halverson
| R Athalye | S Loper
| Y Xie | M Rosenberg
| J Zhuge | E Richman
April 2015
ASHRAE Standard 90.1-2019 Provides Cost-Effective Savings
for Commercial Buildings in the State of US National
Moving to the ANSI/ASHRAE/IES Standard 90.1-2019 version from the Base Code (90.1-2016) is cost-effective for all building types and climate zones in the State of US National. Table 1 shows the statewide economic impact of upgrading to 90.1-2019 in terms of the annual energy cost savings in dollars per square foot, the additional cost per square foot required by the upgrade, and the simple payback period in years. Figure 1 compares annual energy cost savings, first cost for the upgrade, and net annualized LCC savings.The net annualized LCC savings per square foot is the annual energy savings net of an allowance to pay for the added cost under Scenario 1. Average values are weighted averages for all building types considered in all climate zones in the state, based on weightings shown in Table 6.
Table 1. US National Average Savings and Cost Weighted by Climate Zone and Building Type
Weighted Cost Savings and Added Cost per Square Foot
Annual Cost Savings, $/ft2 |  |  |  | 0.060843 | Annual Energy Savings | 0.060843 | #N/A
Added Construction Cost, $/ft2 |  |  |  | -1.1347 | Added First Costs | -1.1347 | #N/A
State of US National Average Simple Payback, years |  |  |  | Immediate | Annual Net LCC Savings | 0.21036 | #N/A
0.051
Table 2. US National Average LCC Results Weighted by Climate Zone and Building Type
Weighted Net Life Cycle Cost Savings, by Ownership Scenario
Scenario 1 (Publicly-Owned), $/ft2 |  |  |  | 4.1247 | Scenario 1: Publicly-Owned | 4.1247
Scenario 2 (Privately-Owned), $/ft2 |  |  |  | 3.2527 | Scenario 2: Privately-Owned | 3.2527
Figure 1. Statewide Weighted Costs and Savings |  |  | Figure 2. Overall Net Life Cycle Cost Savings
The report provides analysis of two Life Cycle Cost (LCC) scenarios:
Scenario 1, representing publicly-owned buildings, considers initial costs, energy, maintenance and replacement costs without borrowing or taxes.
Scenario 2, representing privately-owned buildings, adds borrowing costs and tax impacts.
Table 2 shows the statewide weighted average LCC net present value of savings from both scenarios; that is, the remaining savings after initial and replacement costs have been paid for. Overall values are weighted based on Table 6. Figure 2 shows overall state weighted net LCC results for both scenarios. When net LCC is positive, a proposed code is considered cost-effective.

## Instructions (hidden)
Setup:
Update state energy prices, HVAC data & Energy Savings
Update cost effectiveness inputs
Extrapolating State reports
| 1 | Select state on State Inputs tab
| 2 | On EndUse Tables tab, refresh pivot table to right (right-click on table)
| 3 | On developer tab select appropriate Export Macro: based on # of climate zones in state
|  |  | Export_1 | 1 CZ | should be OK
|  |  | Export_2 | 2 CZ | needs row deletions on Result Tables to be updated
|  |  | Export_3 | 3 CZ | Has been verified
|  |  | Export_4 | 4 CZ | needs to be created
|  |  | Export_5 | 5 CZ | should be OK
| 4 | Review results in new spreadsheet
| 5 | Rename spreadsheet with state abbreviation at beginning of filename (save as)
| 6 | With new spreadsheet selected, use the "Print_PDF" Macro
| 7 | You will have to select names for the three pdf files saved from the spreadsheet; usually add state abbreviation and 1,2,3
| 8 | Look over the pdf printouts to make sure the results aligned properly
| 9 | Using AcrobatPro, paste the pages into one document in order, removing blank pages where necessary.
| 10 | Insert disclaimer sheet into pdf after cover before first page
| 11 | Insert references sheet into pdf (references from spreadsheet will not have proper hyperlinks)
| 12 | Insert footers into pdf using the following:
Footers start on 3rd page
|  |  | Left | paste values from | $k$1 | StateInputs tab
|  |  | Center | Page #
|  |  | Right | paste values from | $p$1 | StateInputs tab

## StateReport (hidden)
PNNL - 00000
Cost-Effectiveness of
ASHRAE Standard 90.1-2019
for the State of US National
M Tyler
R Hart
Y Xie
M Rosenberg
April 2020
ASHRAE Standard 90.1-2019 Provides Cost-Effective Savings
for Commercial Buildings in the State of US National | [5 empty] | Phrases to be insert at bookmarks on certain conditions:
Moving to the ANSI/ASHRAE/IES Standard 90.1-2019 version from the Base Code (90.1-2016) is cost-effective for all building types and climate zones in the State of US National. Table 1 shows the statewide economic impact of upgrading to 90.1-2019 in terms of the annual energy cost savings in dollars per square foot, the additional construction cost per square foot required by the upgrade, and the simple payback period in years. The results shown are weighted averages for all building types in all climate zones in the state, based on weightings shown in Table 6. |  |  |  | Cost effetiveness highlight: |  | for all building types and climate zones in
|  |  |  | Table call-out: |  | Tables 12.A through 12.E show
Tables 10.A and 10.B show
Tables 11.A and 11.B show
Table 10.A
Table 11.A
Table 1. US National Average Savings and Cost (Weighted by Climate Zone and Building Type) | [5 empty] | plus the annualized value of first cost savings
US National Average Savings and Cost (Weighted by Climate Zone and Building Type)
Annual Cost Savings, $/ft2 |  |  | 0.060843 |  | Annual Energy Savings | 0.060843 | #N/A
Added Construction Cost, $/ft2 |  |  | -1.1347 |  | Added First Costs | -1.1347 | #N/A
State of US National Average Simple Payback, years |  |  | Immediate |  | Annual Net LCC Savings | 0.21036 | #N/A
0.051
—
Table 2. US National Average LCC Results (Weighted by Climate Zone and Building Type)
Weighted Net Life Cycle Cost Savings, by Ownership Scenario
Scenario 1 (Publicly-Owned), $/ft2 |  |  | 4.1247 |  | Scenario 1: Publicly-Owned | 4.1247
Scenario 2 (Privately-Owned), $/ft2 |  |  | 3.2527 |  | Scenario 2: Privately-Owned | 3.2527
Figure 1. Statewide Weighted Costs and Savings |  | Figure 2. Overall Net Life Cycle Cost Savings
The report provides analysis of two Life Cycle Cost (LCC) scenarios:
Scenario 1, representing publicly-owned buildings, considers initial costs, energy costs, maintenance costs, and replacement costs—without borrowing or taxes.
Scenario 2, representing privately-owned buildings, adds borrowing costs and tax impacts.
Table 2 shows the statewide weighted average LCC net present value of savings from both scenarios; that is, the remaining savings after initial and replacement costs have been paid for. Figure 1 compares annual energy cost savings, first cost for the upgrade, and net annualized LCC savings. The net annualized LCC savings per square foot is the annual energy savings net of an allowance to pay for the added cost under Scenario 1. Figure 2 shows overall state weighted net LCC results for both scenarios. When net LCC is positive, a proposed code is considered cost-effective.

## Result Tables (hidden)
3 CZ | 1 | 2 | 3 | 4 | 5 | 6
Cost-Effectiveness Results for Standard 90.1-2019 in the State of US National
Life Cycle Cost (LCC) savings is the primary measure DOE uses to assess the economic impact of building energy codes.
Table 3 shows that the value today of the total
LCC savings over 30 years for buildings in scenario 1
averages $4.12 per square foot for 90.1-2019.
Table 4 shows that the LCC savings over 30 years
averages $3.25 per square foot for scenario 2.
Table 5 shows that the primary benefit of ASHRAE
Standard 90.1-2019—annual energy cost savings—
averages $0.061 per square foot for both scenarios.
3 CZ: Table 1. LCC Savings (30 Years) from ASHRAE Standard 90.1-2019, Scenario 1 ($/ft2) |  | 0.75233 | 0.34478
Climate Zone | Small Office | Large Office | Stand-Alone Retail | Primary School | Small Hotel | Mid-Rise Apartment | All Building Types
2A | 4.2 | 4.4 | 4.83 | 5.43 | 14.14 | 2.65 | 4.4985 | 1
3A | 4.16 | 4.39 | 4.56 | 5.06 | 14.04 | 2.66 | 4.4366 | 2
3B | 4.23 | 3.92 | 4.7 | 5.45 | 14.07 | 2.19 | 4.033 | 3
4A | 4 | 4.29 | 4.34 | 5.04 | 13.86 | 1.83 | 3.7891 | 4
5A | 3.98 | 4.22 | 4.28 | 5.1 | 13.81 | 1.8 | 3.9113 | 5
State Average | 4.1054 | 4.2851 | 4.5048 | 5.1909 | 13.9731 | 2.182 | 4.1247 |  | 2.182
1.8
Table 2. LCC Savings (30 Years) from ASHRAE Standard 90.1-2019, Scenario 2 ($/ft2)
Climate Zone | Small Office | Large Office | Stand-Alone Retail | Primary School | Small Hotel | Mid-Rise Apartment | All Building Types
2A | 3.22 | 3.31 | 3.7 | 4.15 | 12.33 | 2.12 | 3.5391 | 1
3A | 3.19 | 3.3 | 3.5 | 3.87 | 12.26 | 2.12 | 3.486 | 2
3B | 3.25 | 2.94 | 3.61 | 4.15 | 12.28 | 1.78 | 3.1772 | 3
4A | 3.08 | 3.22 | 3.34 | 3.86 | 12.13 | 1.51 | 2.9984 | 4
5A | 3.06 | 3.18 | 3.29 | 3.9 | 12.08 | 1.49 | 3.0935 | 5
State Average | 3.1528 | 3.2204 | 3.4596 | 3.9688 | 12.208 | 1.7714 | 3.2527 |  | 1.7714
1.49
Table 3. Annual Energy Cost Savings from ASHRAE Standard 90.1-2019, Scenarios 1 and 2 ($/ft2)
Climate Zone | Small Office | Large Office | Stand-Alone Retail | Primary School | Small Hotel | Mid-Rise Apartment | All Building Types
2A | 0.05 | 0.072 | 0.108 | 0.085 | 0.093 | 0.052 | 0.075297 | 1
3A | 0.047 | 0.073 | 0.093 | 0.082 | 0.087 | 0.047 | 0.070236 | 2
3B | 0.049 | 0.06 | 0.097 | 0.094 | 0.089 | 0.022 | 0.059708 | 3
4A | 0.043 | 0.06 | 0.082 | 0.073 | 0.078 | 0.016 | 0.049342 | 4
5A | 0.043 | 0.062 | 0.078 | 0.074 | 0.074 | 0.015 | 0.052179 | 5
State Average | 0.046284 | 0.06493 | 0.089981 | 0.080247 | 0.083614 | 0.02949 | 0.060843
Costs and Weightings for Standard 90.1-2019 in the State of US National
Weighting factors are for just the analyzed prototypes, not all prototypes
based on data from 2003-2007
DE had no apartments; MT had no large office
Table 4. Construction Weights by Building Type
Climate Zone | Small Office | Large Office | Stand-Alone Retail | Primary School | Small Hotel | Mid-Rise Apartment | All Building Types
2A | 0.025336 | 0.017992 | 0.059235 | 0.032252 | 0.010034 | 0.074155 | 0.219 | 1
3A | 0.023024 | 0.017948 | 0.058756 | 0.031014 | 0.0088539 | 0.058763 | 0.19836 | 2
3B | 0.0090861 | 0.0084833 | 0.028203 | 0.011845 | 0.003509 | 0.038875 | 0.1 | 3
4A | 0.019059 | 0.037221 | 0.063391 | 0.029137 | 0.010054 | 0.099679 | 0.25854 | 4
5A | 0.022135 | 0.015936 | 0.078184 | 0.025519 | 0.0090099 | 0.07331 | 0.22409 | 5
State Average | 0.09864 | 0.09758 | 0.28777 | 0.12977 | 0.041461 | 0.34478 | 1
Incremental Construction Cost
Cost estimates were developed for the differences between the Base Code and ASHRAE Standard 90.1-2019 as implemented in the six prototype models. Costs for the initial construction include material, labor, commissioning, construction equipment, overhead and profit. These costs were developed using a commercial cost estimation firm, engineering design consultants and RS Means 2012 and 2014 cost data (RS Means 2012a,b,c, 2014a,b,c; Hart et al. 2015). Table 7 shows incremental initial cost for individual building types in state-specific climate zones and weighted average costs by climate zone and building type for moving to ASHRAE Standard 90.1-2019 from the Base Code. The incremental cost may be negative for some building types and climate zones based on fewer lighting fixtures or the downsizing of heating, ventilating, and air-conditioning (HVAC) equipment resulting from reductions in heating and cooling loads due to improvements in ASHRAE Standard 90.1-2019, such as more efficient lighting systems and building thermal envelope.
Table 5. Incremental Construction Cost of ASHRAE Standard 90.1-2019 ($/ft2)
Climate Zone | Small Office | Large Office | Stand-Alone Retail | Primary School | Small Hotel | Mid-Rise Apartment | All Building Types
2A | -1.7989 | -2.0598 | -1.3472 | -2.1653 | 0.69121 | -0.3554 | -1.1492 | 1
3A | -1.8457 | -2.0307 | -1.3659 | -1.953 | 0.67753 | -0.36718 | -1.1865 | 2
3B | -1.8651 | -1.9347 | -1.3872 | -2.1274 | 0.68039 | -0.40488 | -1.1103 | 3
4A | -1.7959 | -2.1589 | -1.3791 | -2.0762 | 0.67458 | -0.29538 | -1.103 | 4
5A | -1.8028 | -2.0758 | -1.4045 | -2.1 | 0.66387 | -0.2867 | -1.1219 | 5
State Average | -1.8162 | -2.084 | -1.3775 | -2.0783 | 0.6774 | -0.33103 | -1.1347
Table 6. Simple Payback from ASHRAE Standard 90.1-2019, Scenarios 1 and 2 (Years)
Climate Zone | Small Office | Large Office | Stand-Alone Retail | Primary School | Small Hotel | Mid-Rise Apartment | All Building Types
2A | Immediate | Immediate | Immediate | Immediate | 7.5 | Immediate | Immediate | 1
3A | Immediate | Immediate | Immediate | Immediate | 7.8 | Immediate | Immediate | 2
3B | Immediate | Immediate | Immediate | Immediate | 7.7 | Immediate | Immediate | 3
4A | Immediate | Immediate | Immediate | Immediate | 8.7 | Immediate | Immediate | 4
5A | Immediate | Immediate | Immediate | Immediate | 9 | Immediate | Immediate | 5
State Average | Immediate | Immediate | Immediate | Immediate | 8.1015 | Immediate | Immediate
Note on I19: Zheng, Feng (Richard): changed "state average" rows and "All building types" columns in Tables 3,4,5,7,8
Table 8 shows simple payback results in years. Simple payback is the number of years required for energy cost savings to exceed the incremental first costs of a new code. Simple payback is not used as a measure of cost-effectiveness as it does not account for the time value of money, the value of energy cost savings that occur after payback is achieved, or any maintenance or replacement costs that occur after the initial investment.
Savings are computed for two scenarios:
Scenario 1 (publicly-owned) includes costs for initial equipment and construction, energy, maintenance and replacement and does not include loans or taxes.
Scenario 2 (privately-owned) includes the same costs as scenario 1, plus the initial investment is financed through a loan amortized over 30 years with corresponding federal and state corporate income tax deductions for interest and depreciation.
Both scenarios include the residual value of equipment
with remaining useful life at the end of the 30 years. Totals for building types, climate zones, and the state overall are averages based on Table 6 weightings.
Factors such as inflation and discount rates are
different between the two scenarios, as described
in the Cost-Effectiveness Methodology section.
Construction Weighting of Results
Energy and economic impacts were determined and reported separately for each building type and climate zone. Cost-effectiveness results are also reported as averages for all prototypes and climate zones in the state. To determine these averages, results were combined across the different building types and climate zones using weighting factors shown in Table 6. These weighting factors are based on the floor area of new construction and major renovations for the six analyzed building prototypes in state-specific climate zones. The weighting factors were developed from construction start data from 2003 to 2007 based on an approach developed by Jarnagin and Bandyopadhyay (McGraw Hill Construction 2007, Jarnagin and Bandyopadhyay 2010).
The U.S. Department of Energy (DOE) provides estimates of energy and cost savings from code adoption at the National, Climate Zone, and State levels. For more information on how these estimates were developed, visit the DOE Building Energy Codes website: www.energycodes.gov/development/commercial
U.S Department of Energy
Energy Efficiency and Renewable Energy
BUILDING TECHNOLOGIES OFFICE
Building Energy Codes
For information on Building Energy
Codes, visit www.energycodes.gov
EERE Information Center
www.energy.gov/eere

## Result Tables 1CZ (hidden)
3 CZ | 1 | 2 | 3 | 4 | 5 | 6
Cost-Effectiveness Results for Standard 90.1-2019 in the State of US National
Life Cycle Cost (LCC) savings is the primary measure DOE uses to assess the economic impact of building energy codes.
Table 3 shows that the value today of the total
LCC savings over 30 years for buildings in scenario 1
average $4.50 per square foot for 90.1-2013.
Table 4 shows that the LCC savings over 30 years
average $3.54 per square foot for scenario 2.
Table 5 shows that the primary benefit of ASHRAE
Standard 90.1-2013, annual energy cost savings,
average $0.075 per square foot for both scenarios.
Table 1. LCC Savings (30 Years) from ASHRAE Standard 90.1-2019, Scenario 1 ($/ft2)
Climate Zone | Small Office | Large Office | Stand-Alone Retail | Primary School | Small Hotel | Mid-rise Apartment | All Building Types
Climate zone 2A | 4.2 | 4.4 | 4.83 | 5.43 | 14.14 | 2.65 | 4.4985 | 1
2.65
Table 2. LCC Savings (30 Years) from ASHRAE Standard 90.1-2019, Scenario 2 ($/ft2)
Climate Zone | Small Office | Large Office | Stand-Alone Retail | Primary School | Small Hotel | Mid-rise Apartment | All Building Types
Climate zone 2A | 3.22 | 3.31 | 3.7 | 4.15 | 12.33 | 2.12 | 3.5391 | 1
Table 3. Annual Energy Cost Savings from ASHRAE Standard 90.1-2019, Scenarios 1 and 2 ($/ft2)
Climate Zone | Small Office | Large Office | Stand-Alone Retail | Primary School | Small Hotel | Mid-rise Apartment | All Building Types
Climate zone 2A | 0.05 | 0.072 | 0.108 | 0.085 | 0.093 | 0.052 | 0.075297 | 1
Costs and Weightings for Standard 90.1-2013 in the State of US National
Weighting factors are for just the analyzed prototypes, not all prototypes
based on data from 2003-2007
DE had no apartments; MT had no large office
Table 6. Construction Weights by Building Type
Climate Zone & Representative City | Small Office | Large Office | Stand-Alone Retail | Primary School | Small Hotel | Mid-rise Apartment | All Building Types
2A Tampa FL | 0.025336 | 0.017992 | 0.059235 | 0.032252 | 0.010034 | 0.074155 | 0.219 | 1
Table 7. Incremental Construction Cost of ASHRAE 90.1-2013 ($/ft2)
Climate Zone & Representative City | Small Office | Large Office | Stand-Alone Retail | Primary School | Small Hotel | Mid-rise Apartment | All Building Types
2A Tampa FL | -1.7989 | -2.0598 | -1.3472 | -2.1653 | 0.69121 | -0.3554 | -1.1492 | 1
Table 8. Simple Payback from ASHRAE Standard 90.1-2013, Scenarios 1 and 2 (Years)
Climate Zone & Representative City | Small Office | Large Office | Stand-Alone Retail | Primary School | Small Hotel | Mid-rise Apartment | All Building Types
2A Tampa FL | Immediate | Immediate | Immediate | Immediate | 7.5 | Immediate | Immediate | 1
Table 8 shows simple payback results in years. Simple payback is the number of years required for energy cost savings to exceed the incremental first costs of a new code or code change proposals. Simple payback is not used as a measure of cost-effectiveness as it does not account for the time value of money, the value of energy cost savings that occur after payback is achieved, or any maintenance or replacement costs that occur after the initial investment.
Savings are computed for two scenarios:
Scenario 1 (publicly-owned) includes costs for initial equipment and construction, energy, maintenance and replacement and does not include loans or taxes.
Scenario 2 (privately-owned) includes the same costs as scenario 1 plus the initial investment is financed through a loan amortized over 30 years with corresponding tax deductions for interest and depreciation. Federal and state corporate income and local property taxes are accounted for.
Both scenarios include the residual value of equipment
with remaining useful life at the end of the 30 years. Totals for all building types in the state overall are averages based on Table 6 weightings.
Factors such as inflation and discount rates are
different between the two scenarios, as described
in the Cost-Effectiveness Methodology section.
Construction Weighting of Results
Energy and economic impacts were determined and reported separately for each building type. Cost-effectiveness results are also reported as an average for all analyzed building prototypes in the state. To determine these averages, results were combined across the different building types using weighting factors shown in Table 6. These weighting factors are based on the floor area of new construction and major renovations for the six analyzed building prototypes in the state. The weighting factors were developed from construction start data from 2003 to 2007 based on an approach developed by Jarnagin and Bandyopadhyay (McGraw Hill Construction 2007, Jarnagin and Bandyopadhyay 2009).
Incremental Construction Cost
Cost estimates were developed for the differences between the Base Code and ASHRAE Standard 90.1-2013 as implemented in the six prototype models. Costs for the initial construction include material, labor, commissioning, construction equipment, overhead and profit. These costs were developed using a commercial cost estimation firm, engineering design consultants and RS Means 2012 Cost Data (RS Means 2012a,b,c; 2004, Thornton et al. 2013).
Table 7 shows incremental initial cost for individual building types in the state and weighted average costs for all building types for moving to ASHRAE Standard 90.1-2013 from the Base Code. The incremental cost may be negative for some building types based on the downsizing of HVAC equipment resulting from reductions in heating and cooling loads due to improvements in ASHRAE Standard 90.1-2013, such as more efficient lighting systems and changes to the building thermal envelope.
The U.S. Department of Energy (DOE) provides estimates of energy and cost savings from code adoption at the National, Climate Zone, and State levels. For more information on how these estimates were developed, visit the DOE Building Energy Codes website: www.energycodes.gov/development/commercial
U.S Department of Energy
Energy Efficiency and Renewable Energy
BUILDING TECHNOLOGIES OFFICE
Building Energy Codes
For information on Building Energy
Codes, visit www.energycodes.gov
EERE Information Center
1-877-EERE-INFO (1-877-337-3463)
www.eere.energy.gov/informationcenter

## LCC Methodology (hidden)
| 1 | 2 | 3 | 4 | 5 | 6
Cost-Effectiveness Methodology for Standard 90.1 in the State of US National
LCC savings is the primary measure DOE uses to assess the cost-effectiveness of building energy codes.
This analysis demonstrates that for all building types in climate zones in the State of US National, ASHRAE Standard 90.1-2019 results in savings over the Base Code (ASHRAE Standard 90.1-2016).
Hence, ASHRAE Standard 90.1-2019 is cost-effective in the State of US National.
Table 9. Building Prototypes
| Building Prototype | Floor Area (ft²) | Number of Floors
| Small Office | 5500 | 1
| Large Office | 498640 | 13
| Stand-Alone Retail | 24690 | 1
| Primary School | 73970 | 1
| Small Hotel | 43210 | 4
| Mid-Rise Apartment | 33740 | 4
Figure 3. National Climate Zones
Table 10. LCC Economic Parameters
Economic Parameter |  | Scenario 1 | Scenario 2
Study Period – Years1 |  | 30 | 30
Nominal Discount Rate2 |  | 0.031 | 0.06
Real Discount Rate2 |  | 0.03 | 0.040542
Effective Inflation Rate3 |  | 0.001 | 0.0187
Electricity Prices4 | per kWh | 0.1063 | 0.1063
Natural Gas Prices4 | per therm | 0.98 | 0.98
Energy Price Escalation Factors5 |  | Uniform present value factors | Uniform present value factors
Electricity Price UPV5 |  | 19.17 | 14.1234
Natural Gas Price UPV5 |  | 23.45 | 17.2766
Loan Interest Rate6 |  | NA | 0.06
Federal Corporate Tax Rate7 |  | NA | 0.21
State Corporate Tax Rate8 |  | NA | 0.065
Combined Income Tax Impact9 |  | NA | 0.26135
State and Average Local Sales Tax10 |  | 0.05 | 0.05
Detailed Energy Use and Cost
On the following pages, specific detailed results for US National are included:
Table 11 shows the average energy rates used.
Tables 12.A and 12.B show the per square foot energy costs for 90.1-2016 and 90.1-2019 and the cost savings from 90.1-2019.
Tables 13.A and 13.B show the per square foot energy use for 90.1-2016 and 90.1-2019 and the energy use savings from 90.1-2019.
Tables 14.A through 14.E show the energy end use by energy type for each climate zone in the state.
5 | Tables 14.A through 14.E show
1 | Table 14 shows
2 | Tables 14.A through 14.B show
3 | Tables 14.A through 14.C show
4 | Tables 14.A through 14.D show
5 | Tables 14.A through 14.E show
5 | Tables 12.A and 12.B show |  | Table 12.A.
1 | Table 12 shows |  | Table 12.
2 | Table 12 shows |  | Table 12.
3 | Table 12 shows |  | Table 12.
4 | Tables 12.A and 12.B show |  | Table 12.A.
5 | Tables 12.A and 12.B show |  | Table 12.A.
5 | Tables 13.A and 13.B show |  | Table 13.A.
1 | Table 13 shows |  | Table 13.
2 | Table 13 shows |  | Table 13.
3 | Table 13 shows |  | Table 13.
4 | Tables 13.A and 13.B show |  | Table 13.A.
5 | Tables 13.A and 13.B show |  | Table 13.A.
The cost-effectiveness analysis compares the cost for new buildings meeting ASHRAE Standard 90.1-2019 compared to new buildings meeting a Base Code, ASHRAE Standard 90.1-2016 (ASHRAE 2019, ASHRAE 2016). The analysis includes energy savings estimates from building energy simulations and LCC and simple payback calculations using standard economic analysis parameters. The analysis builds on work documented in ANSI/ASHRAE/IES Standard 90.1-2019 Determination of Energy Savings: Quantitative Analysis and the cost-effectiveness analysis documented in National Cost-effectiveness of ANSI/ASHRAE/IES Standard 90.1-2016 (Hart et al. 2020).
Building Prototypes and Energy Modeling
The cost-effectiveness analysis uses six building types represented by six prototype building energy models. These six are a subset of 16 prototype building energy models and represent 80% of commercial floor space. These models provide coverage of the significant changes in ASHRAE Standard 90.1 and are used to show the impacts of the changes on energy savings. The prototypes represent common construction practice and include the primary conventional HVAC systems most commonly used in commercial buildings. More information on the prototype buildings and savings analysis can be found at: www.energycodes.gov/development/commercial/90.1_models.
Each prototype building is analyzed for each of the climate zones found within the state. Using the U.S. Department of Energy (DOE) EnergyPlus™ software, the six building prototypes summarized in Table 9 are simulated with characteristics meeting the requirements of the Base Code and then modified to meet the requirements of the next edition of the code. The energy use and cost are then compared between the two sets of models.
Cost-Effectiveness
DOE uses standard economic Life Cycle Cost (LCC) cost-effectiveness analysis methods in comparing ASHRAE Standard 90.1-2013 and the Base Code. A detailed cost-effectiveness methodology has been established (Hart et al. 2015).
LCC Savings: LCC is the calculation of the present value of costs over a 30-year period including initial equipment and construction costs, energy savings, maintenance and replacement costs, and residual value of components at the end of the 30-year period. A separate LCC is determined for the Base Code and for ASHRAE Standard 90.1-2013. The LCC savings is the Base Code LCC minus the ASHRAE Standard 90.1-2013 LCC. Two cost scenarios are analyzed:
Scenario 1 includes the costs and savings listed above without borrowing or tax impacts.
Scenario 2 incudes the same costs as scenario 1 plus financing of the incremental first costs through increased borrowing with tax impacts including mortgage interest and depreciation deductions. Corporate tax rates are applied. Economic analysis factors such as discount rates are also different, as described in Table 10.
While not a true cost-effectiveness metric, simple payback is also calculated. Simple payback is the number of years required for accumulated annual energy cost savings to exceed the incremental first costs of a new code.
Cost-Effectiveness Method and Parameters
The DOE cost-effectiveness methodology accounts for the benefits of energy-efficient building construction over a multi-year analysis period, balancing initial costs against longer term energy savings. DOE evaluates energy codes and code proposals based on LCC analysis over a multi-year study period, accounting for energy savings, incremental investment for energy efficiency measures, and other economic impacts. The value of future savings and costs are discounted to a present value, with improvements deemed cost-effective when the net LCC savings (present value of savings minus cost) is positive.
The U.S. DOE Building Technologies Office (BTO) uses an LCC analysis similar to the method used for many federal building projects, as well as other public and private building projects (Fuller and Petersen 1995). The LCC analysis method consists of identifying costs (and revenues if any) and in what year they occur; then determining their value in today’s dollars (known as the present value). This method uses fundamental engineering economics relationships about the time value of money (money today is normally worth more than money tomorrow, which is why we pay interest on a loan and earn interest on savings). Future costs are discounted to the present based on a discount rate. The discount rate may reflect the interest rate at which money can be borrowed for projects with the same level of risk or the interest rate that can be earned on other conventional investments with similar risk.
The LCC for both scenarios includes incremental initial costs, repairs, maintenance and replacements. Scenario 2 also includes loan costs and tax impacts including mortgage interest and depreciation deductions. The residual value of equipment (or other component such as roof membrane) that has remaining useful life at end of the 30-year study period is also included for both scenarios. The residual value is calculated by multiplying the initial cost of the component by the years of useful life remaining for the component at year 30 divided by the total useful life, a simplified approach included in the Federal Energy Management Program (FEMP) LCC method (Fuller and Petersen 1995). The component in place at year 30 may be the original component if it has a longer than 30-year life or equipment that has already been replaced one or more times during the 30-year period that has a useful life that does not divide evenly into 30 years.
The financial and economic parameters used for the LCC calculations are shown in Table 10.
1 A 30-year study period captures most building components useful lives and is a commonly used study period for building project economic analysis. This period is consistent with previous and related national 90.1 cost-effectiveness analysis (Hart et al. 2015). It is also consistent with the cost-effectiveness analysis that was done for the residential energy code as described in multiple state reports and a summary report (DOE 2012). The federal building LCC method uses 25 years and the ASHRAE Standard 90.1 development process uses up to 40 years for building envelope code improvement analysis. Because of the time value of money, results are typically similar for any study periods of 20 years or more.
2 The scenario 1 real and nominal discount rates are from the National Institute of Standards and Technology (NIST) 2014 annual LCC update for the federal LCC method (Rushing et al. 2014). The scenario 2 nominal discount rate is assumed to be the marginal cost of capital, which is set equal to the loan interest rate (see footnote 6). The real discount rate for Scenario 2 is calculated from the nominal discount rate and inflation.
3 The scenario 1 effective inflation rate is from the NIST 2014 annual LCC update for the federal LCC method (Rushing et al. 2014). The scenario 2 inflation rate is the Producer Price Index for non-residential construction, June 1984 to June 2014 (Bureau of Labor Statistics 2015).
4 Scenario 1 and 2 electricity and natural gas prices are state average annual prices for 2014 from the United States Energy Information Agency (EIA) Electricity Power Monthly (EIA 2015a) and Natural Gas Monthly (EIA 2015b).
5 Scenario 1 energy price escalation rates are from the NIST 2014 annual update for the FEMP LCC method (Rushing et al. 2014). The NIST uniform present value (UPV) factors are multiplied by the first year annual energy cost to determine the present value of 30 years of energy costs and are based on a series of different annual escalation rates for 30 years. Scenario 2 UPV factors are based on NIST UPVs with an adjustment made for the scenario difference in discount rates.
6 The loan interest rate is estimated from multiple online sources listed in the references (Commercial Loan Direct 2015; Watts 2015).
7 The highest federal marginal corporate income tax rate is assumed to apply.
8 The highest marginal state corporate income tax rate is assumed to apply from the Federation of Tax Administrators (FTA 2015).
9 The combined tax impact is based on state tax being a deduction for federal tax, and is applied to depreciation and loan interest.
10 The state and average local sales tax is included in material costs in the cost estimate (Tax Foundation 2015).
Climate Zones
Climate zones are defined in ASHRAE Standard 90.1 and include eight primary climate zones, the hottest being climate zone 1 and the coldest being climate zone 8. Letters A, B, and C are applied in some cases to denote the level of moisture, with A indicating moist or humid, B indicating dry, and C indicating marine. Figure 3 shows the national climate zones. For this state analysis, savings is analyzed for each climate zone in the state using weather data from a selected city within the climate zone and state, or where necessary, a city in an adjoining state with more robust weather data.

## Energy Results (hidden)
State Commercial Energy Code Cost Effectiveness - Energy Cost Savings Results | [8 empty] | per square foot at right | [15 empty] | Table 11. Energy Rates for the State of US National, Average $ per unit
[26 empty] | Electricity | 0.1063 | kWh
[26 empty] | Gas | 0.98 | therm
Source: Energy Information Administration, annual average prices for 2014 (EIA 2015a,b)
Energy Cost | [5 empty] | G |  |  |  | J |  |  |  | M |  |  |  | P |  |  |  | S | S
Cost/therm | 0.98 |  | Energy Saving Results for ASHRAE Standard 90.1 in US National State | [21 empty] | Table 12.A. Energy Cost Saving Results for ASHRAE Standard 90.1 in the State of US National, $ per square foot | [12 empty] | Table 10.B. Energy Cost Saving Results for ASHRAE Standard 90.1 in the State of US National, $ per square foot
Cost/kWh | 0.1063 |  |  | 2A |  |  |  | 3A |  |  |  | 3B |  |  |  | 4A |  |  |  | 5A |  |  |  |  | Climate Zone: | 2A |  |  |  | 3A |  |  |  | 3B |  |  |  | Climate Zone: | 4A |  |  |  | 5A
|  |  |  | 2016 | 2019 | Savings |  | 2016 | 2019 | Savings |  | 2016 | 2019 | Savings |  | 2016 | 2019 | Savings |  | 2016 | 2019 | Savings |  |  | Code: | 90.1-2016 | 90.1-2019 | Savings |  | 90.1-2016 | 90.1-2019 | Savings |  | 90.1-2016 | 90.1-2019 | Savings |  | Code: | 90.1-2016 | 90.1-2019 | Savings |  | 90.1-2016 | 90.1-2019 | Savings
| SO |  | Small Office | [20 empty] | 5502 | Small Office | [12 empty] | Small Office
| SO |  | Electricity | 4845.703 | 4568.0631 | 277.6399 | 0.057296 | 4426.8802 | 4166.6666 | 260.2136 | 0.05878 | 4497.767 | 4226.3297 | 271.4373 | 0.060349 | 4330.297 | 4091.3494 | 238.9476 | 0.05518 | 4354.812 | 4113.5015 | 241.3105 | 0.055412 | 5502 | Electricity | 0.881 | 0.83 | 0.05 | 0.056754 | 0.805 | 0.757 | 0.047 | 0.058385 | 0.817 | 0.768 | 0.049 | 0.059976 | Electricity | 0.787 | 0.744 | 0.043 | 0.054638 | 0.791 | 0.748 | 0.044 | 0.055626
| SO |  | Gas | 0 | 0 | 0 | #DIV/0! | 12.9112 | 13.7471 | -0.83597 | -0.064748 | 1.3933 | 1.5791 | -0.18577 | -0.13333 | 26.6583 | 28.6089 | -1.9506 | -0.073171 | 114.5285 | 121.0306 | -6.502 | -0.056772 | 5502 | Gas | 0 | 0 | 0 | - | 0.002 | 0.002 | 0 | 0 | 0 | 0 | 0 | - | Gas | 0.005 | 0.005 | 0 | 0 | 0.021 | 0.022 | -0.001 | -0.047619
| SO |  | Totals | 4845.703 | 4568.0631 | 277.6399 | 0.057296 | 4439.7914 | 4180.4138 | 259.3776 | 0.058421 | 4499.1603 | 4227.9087 | 271.2516 | 0.060289 | 4356.9553 | 4119.9583 | 236.997 | 0.054395 | 4469.3405 | 4234.5321 | 234.8084 | 0.052538 | 5502 | Totals | 0.881 | 0.83 | 0.05 | 0.056754 | 0.807 | 0.76 | 0.047 | 0.05824 | 0.818 | 0.768 | 0.049 | 0.059902 | Totals | 0.792 | 0.749 | 0.043 | 0.054293 | 0.812 | 0.77 | 0.043 | 0.052956
| LO |  | Large Office | [20 empty] | 498588 | Large Office | [12 empty] | Large Office
| LO |  | Electricity | 884813.9739 | 849384.1639 | 35429.81 | 0.040042 | 832363.6541 | 799129.858 | 33233.7962 | 0.039927 | 871844.6443 | 841347.9645 | 30496.6799 | 0.034979 | 800761.1403 | 772605.4968 | 28155.6435 | 0.035161 | 780961.2775 | 752200.438 | 28760.8395 | 0.036827 | 498588 | Electricity | 1.775 | 1.704 | 0.071 | 0.04 | 1.669 | 1.603 | 0.067 | 0.040144 | 1.749 | 1.687 | 0.061 | 0.034877 | Electricity | 1.606 | 1.55 | 0.056 | 0.034869 | 1.566 | 1.509 | 0.058 | 0.037037
| LO |  | Gas | 5677.0113 | 5086.7203 | 590.291 | 0.10398 | 11500.7826 | 8209.6431 | 3291.1395 | 0.28617 | 7491.8195 | 8041.6122 | -549.7927 | -0.073386 | 13750.4834 | 12007.6619 | 1742.8215 | 0.12675 | 19437.062 | 17159.5882 | 2277.4737 | 0.11717 | 498588 | Gas | 0.011 | 0.01 | 0.001 | 0.090909 | 0.023 | 0.016 | 0.007 | 0.30435 | 0.015 | 0.016 | -0.001 | -0.066667 | Gas | 0.028 | 0.024 | 0.003 | 0.10714 | 0.039 | 0.034 | 0.005 | 0.12821
| LO |  | Totals | 890490.9852 | 854470.8842 | 36020.101 | 0.04045 | 843864.4367 | 807339.5011 | 36524.9357 | 0.043283 | 879336.4638 | 849389.5766 | 29946.8872 | 0.034056 | 814511.6237 | 784613.1587 | 29898.465 | 0.036707 | 800398.3395 | 769360.0262 | 31038.3133 | 0.038779 | 498588 | Totals | 1.786 | 1.714 | 0.072 | 0.040314 | 1.693 | 1.619 | 0.073 | 0.043119 | 1.764 | 1.704 | 0.06 | 0.034014 | Totals | 1.634 | 1.574 | 0.06 | 0.03672 | 1.605 | 1.543 | 0.062 | 0.038629
| RS |  | Standalone Retail | [20 empty] | 24692 | Stand-Alone Retail | [12 empty] | Standalone Retail
| RS |  | Electricity | 31020.6514 | 28320.4553 | 2700.1961 | 0.087045 | 26276.8482 | 23813.5321 | 2463.3161 | 0.093745 | 26712.5066 | 24205.1816 | 2507.3249 | 0.093863 | 24508.2227 | 22211.1952 | 2297.0275 | 0.093725 | 22872.5099 | 20632.1919 | 2240.318 | 0.097948 | 24692 | Electricity | 1.256 | 1.147 | 0.109 | 0.086783 | 1.064 | 0.964 | 0.1 | 0.093985 | 1.082 | 0.98 | 0.102 | 0.09427 | Electricity | 0.993 | 0.9 | 0.093 | 0.093656 | 0.926 | 0.836 | 0.091 | 0.098272
| RS |  | Gas | 908.4258 | 934.5268 | -26.101 | -0.028732 | 2286.3908 | 2441.0461 | -154.6553 | -0.067642 | 1269.5669 | 1382.2377 | -112.6708 | -0.088747 | 4331.092 | 4592.9379 | -261.8459 | -0.060457 | 6343.0045 | 6656.2163 | -313.2119 | -0.049379 | 24692 | Gas | 0.037 | 0.038 | -0.001 | -0.027027 | 0.093 | 0.099 | -0.006 | -0.064516 | 0.051 | 0.056 | -0.005 | -0.098039 | Gas | 0.175 | 0.186 | -0.011 | -0.062857 | 0.257 | 0.27 | -0.013 | -0.050584
| RS |  | Totals | 31929.0773 | 29254.9822 | 2674.0951 | 0.083751 | 28563.239 | 26254.5782 | 2308.6607 | 0.080826 | 27982.0735 | 25587.4193 | 2394.6541 | 0.085578 | 28839.3147 | 26804.1331 | 2035.1816 | 0.07057 | 29215.5144 | 27288.4082 | 1927.1062 | 0.065962 | 24692 | Totals | 1.293 | 1.185 | 0.108 | 0.083527 | 1.157 | 1.063 | 0.093 | 0.08038 | 1.133 | 1.036 | 0.097 | 0.085613 | Totals | 1.168 | 1.086 | 0.082 | 0.070205 | 1.183 | 1.105 | 0.078 | 0.065934
| PS |  | Primary School | [20 empty] | 73959 | Primary School | [12 empty] | Primary School
| PS |  | Electricity | 91552.361 | 85341.4964 | 6210.8645 | 0.067839 | 77325.9723 | 71795.3256 | 5530.6467 | 0.071524 | 77168.8399 | 70349.5304 | 6819.3095 | 0.088369 | 71548.1079 | 66542.6142 | 5005.4937 | 0.06996 | 67043.8429 | 62264.5963 | 4779.2467 | 0.071285 | 73959 | Electricity | 1.238 | 1.154 | 0.084 | 0.067851 | 1.046 | 0.971 | 0.075 | 0.071702 | 1.043 | 0.951 | 0.092 | 0.088207 | Electricity | 0.967 | 0.9 | 0.068 | 0.070321 | 0.907 | 0.842 | 0.065 | 0.071665
| PS |  | Gas | 4668.0827 | 4558.4772 | 109.6056 | 0.02348 | 7029.7113 | 6475.5529 | 554.1583 | 0.078831 | 5773.3342 | 5648.0308 | 125.3033 | 0.021704 | 7728.8648 | 7323.2313 | 405.6335 | 0.052483 | 10632.3907 | 9972.8066 | 659.584 | 0.062035 | 73959 | Gas | 0.063 | 0.062 | 0.001 | 0.015873 | 0.095 | 0.088 | 0.007 | 0.073684 | 0.078 | 0.076 | 0.002 | 0.025641 | Gas | 0.105 | 0.099 | 0.005 | 0.047619 | 0.144 | 0.135 | 0.009 | 0.0625
| PS |  | Totals | 96220.4437 | 89899.9736 | 6320.4701 | 0.065687 | 84355.6835 | 78270.8785 | 6084.805 | 0.072133 | 82942.174 | 75997.5612 | 6944.6128 | 0.083728 | 79276.9727 | 73865.8455 | 5411.1272 | 0.068256 | 77676.2336 | 72237.4029 | 5438.8307 | 0.070019 | 73959 | Totals | 1.301 | 1.216 | 0.085 | 0.065334 | 1.141 | 1.058 | 0.082 | 0.071867 | 1.121 | 1.028 | 0.094 | 0.083854 | Totals | 1.072 | 0.999 | 0.073 | 0.068097 | 1.05 | 0.977 | 0.074 | 0.070476
| SH |  | Small Hotel | [20 empty] | 43202 | Small Hotel | [12 empty] | Small Hotel
| SH |  | Electricity | 46627.265 | 42620.0937 | 4007.1713 | 0.085941 | 42565.7471 | 38801.0677 | 3764.6794 | 0.088444 | 42095.5314 | 38243.4249 | 3852.1065 | 0.091509 | 41375.1444 | 38011.8614 | 3363.283 | 0.081288 | 41396.1151 | 38217.7285 | 3178.3866 | 0.07678 | 43202 | Electricity | 1.079 | 0.987 | 0.093 | 0.086191 | 0.985 | 0.898 | 0.087 | 0.088325 | 0.974 | 0.885 | 0.089 | 0.091376 | Electricity | 0.958 | 0.88 | 0.078 | 0.08142 | 0.958 | 0.885 | 0.074 | 0.077244
| SH |  | Gas | 8386.3124 | 8391.6998 | -5.3874 | -0.0006424 | 9193.3995 | 9204.453 | -11.0534 | -0.0012023 | 8885.9466 | 8905.0812 | -19.1345 | -0.0021533 | 10059.5622 | 10058.6334 | 0.92886 | 9.2336e-05 | 10850.5801 | 10825.8724 | 24.7077 | 0.0022771 | 43202 | Gas | 0.194 | 0.194 | 0 | 0 | 0.213 | 0.213 | 0 | 0 | 0.206 | 0.206 | 0 | 0 | Gas | 0.233 | 0.233 | 0 | 0 | 0.251 | 0.251 | 0.001 | 0.0039841
| SH |  | Totals | 55013.5775 | 51011.7935 | 4001.784 | 0.072742 | 51759.1467 | 48005.5207 | 3753.626 | 0.072521 | 50981.478 | 47148.5061 | 3832.972 | 0.075184 | 51434.7066 | 48070.4948 | 3364.2118 | 0.065407 | 52246.6951 | 49043.6008 | 3203.0943 | 0.061307 | 43202 | Totals | 1.273 | 1.181 | 0.093 | 0.073056 | 1.198 | 1.111 | 0.087 | 0.072621 | 1.18 | 1.091 | 0.089 | 0.075424 | Totals | 1.191 | 1.113 | 0.078 | 0.065491 | 1.209 | 1.135 | 0.074 | 0.061208
| MA |  | Mid-rise Apartment | [20 empty] | 33741 | Mid-Rise Apartment | [12 empty] | Mid-Rise Apartment
| MA |  | Electricity | 38844.1905 | 37175.1019 | 1669.0886 | 0.042969 | 36102.9391 | 35277.6987 | 825.2404 | 0.022858 | 36428.1323 | 35955.849 | 472.2833 | 0.012965 | 35641.2889 | 34951.0287 | 690.2601 | 0.019367 | 35426.8563 | 34706.4693 | 720.387 | 0.020334 | 33741 | Electricity | 1.151 | 1.102 | 0.049 | 0.042572 | 1.07 | 1.046 | 0.024 | 0.02243 | 1.08 | 1.066 | 0.014 | 0.012963 | Electricity | 1.056 | 1.036 | 0.02 | 0.018939 | 1.05 | 1.029 | 0.021 | 0.02
| MA |  | Gas | 96.1371 | 18.2986 | 77.8385 | 0.80966 | 1148.3506 | 392.2579 | 756.0927 | 0.65842 | 358.5403 | 98.9237 | 259.6166 | 0.72409 | 1026.3912 | 1174.4516 | -148.0604 | -0.14425 | 1972.343 | 2170.7476 | -198.4047 | -0.10059 | 33741 | Gas | 0.003 | 0.001 | 0.002 | 0.66667 | 0.034 | 0.012 | 0.022 | 0.64706 | 0.011 | 0.003 | 0.008 | 0.72727 | Gas | 0.03 | 0.035 | -0.004 | -0.13333 | 0.058 | 0.064 | -0.006 | -0.10345
| MA |  | Totals | 38940.3276 | 37193.4004 | 1746.9272 | 0.044862 | 37251.2897 | 35669.9566 | 1581.3331 | 0.04245 | 36786.6726 | 36054.7727 | 731.8998 | 0.019896 | 36667.6801 | 36125.4803 | 542.1997 | 0.014787 | 37399.1993 | 36877.217 | 521.9824 | 0.013957 | 33741 | Totals | 1.154 | 1.102 | 0.052 | 0.045061 | 1.104 | 1.057 | 0.047 | 0.042572 | 1.09 | 1.069 | 0.022 | 0.020183 | Totals | 1.087 | 1.071 | 0.016 | 0.014719 | 1.108 | 1.093 | 0.015 | 0.013538
Energy Use | [5 empty] | G |  |  |  | J |  |  |  | M |  |  |  | P |  |  |  | S
kBtu/kWh | 3.413 |  | Energy Use Saving Results for ASHRAE Standard 90.1 in US National State | [21 empty] | Table 13.A. Energy Use Saving Results for ASHRAE Standard 90.1 in the State of US National, Energy Use per Square Foot | [12 empty] | Table 11.B. Energy Use Saving Results for ASHRAE Standard 90.1 in the State of US National, Energy Use per Square Foot
kBtu/therm | 100 |  |  | 2A |  |  |  | 3A |  |  |  | 3B |  |  |  | 4A |  |  |  | 5A |  |  |  |  | Climate Zone: | 2A |  |  |  | 3A |  |  |  | 3B |  |  |  | Climate Zone: | 4A |  |  |  | 5A
|  |  |  | 2016 | 2019 | Savings |  | 2016 | 2019 | Savings |  | 2016 | 2019 | Savings |  | 2016 | 2019 | Savings |  | 2016 | 2019 | Savings |  |  | Code: | 90.1-2016 | 90.1-2019 | Savings |  | 90.1-2016 | 90.1-2019 | Savings |  | 90.1-2016 | 90.1-2019 | Savings |  | Code: | 90.1-2016 | 90.1-2019 | Savings |  | 90.1-2016 | 90.1-2019 | Savings
| SO |  | Small Office | [20 empty] | 5502 | Small Office | [12 empty] | Small Office
| SO |  | Electricity, kWh | 45585.165 | 42973.3123 | 2611.8527 | 0.057296 | 41645.1574 | 39197.2402 | 2447.9172 | 0.05878 | 42312.0134 | 39758.5107 | 2553.5028 | 0.060349 | 40736.5661 | 38488.7057 | 2247.8604 | 0.05518 | 40967.1872 | 38697.0982 | 2270.089 | 0.055412 | 5502 | Electricity, kWh/ft2 | 8.285 | 7.81 | 0.475 | 0.057333 | 7.569 | 7.124 | 0.445 | 0.058792 | 7.69 | 7.226 | 0.464 | 0.060338 | Electricity, kWh/ft2 | 7.404 | 6.995 | 0.409 | 0.05524 | 7.446 | 7.033 | 0.413 | 0.055466
| SO |  | Gas, therm | 0 | 0 | 0 | #DIV/0! | 13.1747 | 14.0277 | -0.85304 | -0.064748 | 1.4217 | 1.6113 | -0.18956 | -0.13333 | 27.2024 | 29.1928 | -1.9904 | -0.073171 | 116.8659 | 123.5006 | -6.6347 | -0.056772 | 5502 | Gas, therm/ft2 | 0 | 0 | 0 | - | 0.002 | 0.003 | 0 | 0 | 0 | 0 | 0 | - | Gas, therm/ft2 | 0.005 | 0.005 | 0 | 0 | 0.021 | 0.022 | -0.001 | -0.047619
| SO |  | Totals, kBtu | 155582.1681 | 146667.9149 | 8914.2532 | 0.057296 | 143452.3881 | 135182.9501 | 8269.438 | 0.057646 | 144553.0744 | 135856.9258 | 8696.1486 | 0.060159 | 141754.1353 | 134281.2292 | 7472.9061 | 0.052717 | 151507.5949 | 144423.2532 | 7084.3417 | 0.046759 | 5502 | Totals, kBtu/ft2 | 28.277 | 26.657 | 1.62 | 0.05729 | 26.073 | 24.57 | 1.503 | 0.057646 | 26.273 | 24.692 | 1.581 | 0.060176 | Totals, kBtu/ft2 | 25.764 | 24.406 | 1.358 | 0.052709 | 27.537 | 26.249 | 1.288 | 0.046773
| LO |  | Large Office | [20 empty] | 498588 | Large Office | [12 empty] | Large Office
| LO | Moving to the ANSI/ASHRAE/IES Standard 90.1-2019 version from the Base Code (90.1-2016) is cost-effective for all building types and climate zones in the State of US National. Table 1 shows the statewide economic impact of upgrading to 90.1-2019 in terms of the annual energy cost savings in dollars per square foot, the additional cost per square foot required by the upgrade, and the simple payback period in years. Figure 1 includes annual energy cost savings, first cost for the upgrade, and net annualized LCC savings per square foot for Scenario 2. Average values are weighted averages for all building types considered in all climate zones in the state, based on weightings shown in Table 6. | Electricity, kWh | 8323743.8747 | 7990443.6869 | 333300.1878 | 0.040042 | 7830326.0033 | 7517684.4587 | 312641.5445 | 0.039927 | 8201737.0117 | 7914844.4446 | 286892.5671 | 0.034979 | 7533030.4825 | 7268160.8349 | 264869.6476 | 0.035161 | 7346766.4864 | 7076203.5557 | 270562.9307 | 0.036827 | 498588 | Electricity, kWh/ft2 | 16.695 | 16.026 | 0.668 | 0.040012 | 15.705 | 15.078 | 0.627 | 0.039924 | 16.45 | 15.875 | 0.575 | 0.034954 | Electricity, kWh/ft2 | 15.109 | 14.577 | 0.531 | 0.035145 | 14.735 | 14.192 | 0.543 | 0.036851
| LO |  | Gas, therm | 5792.8687 | 5190.5309 | 602.3378 | 0.10398 | 11735.4925 | 8377.1868 | 3358.3056 | 0.28617 | 7644.7138 | 8205.7267 | -561.013 | -0.073386 | 14031.1055 | 12252.7163 | 1778.3893 | 0.12675 | 19833.7367 | 17509.7839 | 2323.9528 | 0.11717 | 498588 | Gas, therm/ft2 | 0.012 | 0.01 | 0.001 | 0.083333 | 0.024 | 0.017 | 0.007 | 0.29167 | 0.015 | 0.016 | -0.001 | -0.066667 | Gas, therm/ft2 | 0.028 | 0.025 | 0.004 | 0.14286 | 0.04 | 0.035 | 0.005 | 0.125
| LO |  | Totals, kBtu | 28988224.7118 | 27790437.3928 | 1197787.319 | 0.04132 | 27898451.8944 | 26495575.741 | 1402876.1535 | 0.050285 | 28756999.7972 | 27833936.7611 | 923063.0361 | 0.032099 | 27113343.5886 | 26031504.5552 | 1081839.0334 | 0.039901 | 27057887.6888 | 25902061.1267 | 1155826.5621 | 0.042717 | 498588 | Totals, kBtu/ft2 | 58.141 | 55.738 | 2.402 | 0.041313 | 55.955 | 53.141 | 2.814 | 0.05029 | 57.677 | 55.826 | 1.851 | 0.032093 | Totals, kBtu/ft2 | 54.38 | 52.21 | 2.17 | 0.039904 | 54.269 | 51.951 | 2.318 | 0.042713
| RS |  | Standalone Retail | [20 empty] | 24692 | Stand-Alone Retail | [12 empty] | Standalone Retail
| RS |  | Electricity, kWh | 291821.7444 | 266420.0878 | 25401.6566 | 0.087045 | 247195.1849 | 224021.9388 | 23173.2461 | 0.093745 | 251293.5708 | 227706.3182 | 23587.2526 | 0.093863 | 230557.1276 | 208948.2145 | 21608.9131 | 0.093725 | 215169.4253 | 194093.997 | 21075.4283 | 0.097948 | 24692 | Electricity, kWh/ft2 | 11.818 | 10.79 | 1.029 | 0.087071 | 10.011 | 9.073 | 0.938 | 0.093697 | 10.177 | 9.222 | 0.955 | 0.093839 | Electricity, kWh/ft2 | 9.337 | 8.462 | 0.875 | 0.093713 | 8.714 | 7.861 | 0.854 | 0.098003
| RS |  | Gas, therm | 926.9651 | 953.5988 | -26.6337 | -0.028732 | 2333.0518 | 2490.8634 | -157.8116 | -0.067642 | 1295.4764 | 1410.4467 | -114.9702 | -0.088747 | 4419.4817 | 4686.6713 | -267.1896 | -0.060457 | 6472.4535 | 6792.0575 | -319.6039 | -0.049379 | 24692 | Gas, therm/ft2 | 0.038 | 0.039 | -0.001 | -0.026316 | 0.094 | 0.101 | -0.006 | -0.06383 | 0.052 | 0.057 | -0.005 | -0.096154 | Gas, therm/ft2 | 0.179 | 0.19 | -0.011 | -0.061453 | 0.262 | 0.275 | -0.013 | -0.049618
| RS |  | Totals, kBtu | 1088684.1279 | 1004651.64 | 84032.4879 | 0.077187 | 1076982.3501 | 1013673.2161 | 63309.134 | 0.058784 | 987212.6009 | 918206.3296 | 69006.2713 | 0.0699 | 1228839.6432 | 1181807.3875 | 47032.2558 | 0.038274 | 1381618.6035 | 1341648.5601 | 39970.0435 | 0.02893 | 24692 | Totals, kBtu/ft2 | 44.091 | 40.687 | 3.403 | 0.077181 | 43.617 | 41.053 | 2.564 | 0.058784 | 39.981 | 37.186 | 2.795 | 0.069908 | Totals, kBtu/ft2 | 49.767 | 47.862 | 1.905 | 0.038278 | 55.954 | 54.335 | 1.619 | 0.028934
| PS |  | Primary School | [20 empty] | 73959 | Primary School | [12 empty] | Primary School
| PS |  | Electricity, kWh | 861263.9788 | 802836.2786 | 58427.7002 | 0.067839 | 727431.536 | 675402.8749 | 52028.6611 | 0.071524 | 725953.3385 | 661801.791 | 64151.5476 | 0.088369 | 673077.2146 | 625988.845 | 47088.3696 | 0.06996 | 630704.0727 | 585744.0852 | 44959.9875 | 0.071285 | 73959 | Electricity, kWh/ft2 | 11.645 | 10.855 | 0.79 | 0.06784 | 9.836 | 9.132 | 0.703 | 0.071472 | 9.816 | 8.948 | 0.867 | 0.088325 | Electricity, kWh/ft2 | 9.101 | 8.464 | 0.637 | 0.069992 | 8.528 | 7.92 | 0.608 | 0.071295
| PS |  | Gas, therm | 4763.3497 | 4651.5073 | 111.8424 | 0.02348 | 7173.1747 | 6607.7071 | 565.4677 | 0.078831 | 5891.1573 | 5763.2968 | 127.8605 | 0.021704 | 7886.5967 | 7472.685 | 413.9117 | 0.052483 | 10849.3782 | 10176.3333 | 673.0449 | 0.062035 | 73959 | Gas, therm/ft2 | 0.064 | 0.063 | 0.002 | 0.03125 | 0.097 | 0.089 | 0.008 | 0.082474 | 0.08 | 0.078 | 0.002 | 0.025 | Gas, therm/ft2 | 0.107 | 0.101 | 0.006 | 0.056075 | 0.147 | 0.138 | 0.009 | 0.061224
| PS |  | Totals, kBtu | 3415828.9316 | 3205230.9488 | 210597.9828 | 0.061654 | 3200041.307 | 2965920.7172 | 234120.5898 | 0.073162 | 3066794.4754 | 2835059.1906 | 231735.2848 | 0.075563 | 3085872.2025 | 2883768.4236 | 202103.779 | 0.065493 | 3237530.8228 | 3016777.8918 | 220752.931 | 0.068186 | 73959 | Totals, kBtu/ft2 | 46.185 | 43.338 | 2.847 | 0.061643 | 43.268 | 40.102 | 3.166 | 0.073172 | 41.466 | 38.333 | 3.133 | 0.075556 | Totals, kBtu/ft2 | 41.724 | 38.991 | 2.733 | 0.065502 | 43.775 | 40.79 | 2.985 | 0.06819
| SH |  | Small Hotel | [20 empty] | 43202 | Small Hotel | [12 empty] | Small Hotel
| SH |  | Electricity, kWh | 438638.4293 | 400941.6151 | 37696.8142 | 0.085941 | 400430.3589 | 365014.7479 | 35415.6109 | 0.088444 | 396006.8807 | 359768.814 | 36238.0667 | 0.091509 | 389229.9566 | 357590.4178 | 31639.5388 | 0.081288 | 389427.2348 | 359527.0787 | 29900.1561 | 0.07678 | 43202 | Electricity, kWh/ft2 | 10.153 | 9.281 | 0.873 | 0.085984 | 9.269 | 8.449 | 0.82 | 0.088467 | 9.166 | 8.328 | 0.839 | 0.091534 | Electricity, kWh/ft2 | 9.01 | 8.277 | 0.732 | 0.081243 | 9.014 | 8.322 | 0.692 | 0.076769
| SH |  | Gas, therm | 8557.4616 | 8562.959 | -5.4973 | -0.0006424 | 9381.0199 | 9392.299 | -11.279 | -0.0012023 | 9067.2925 | 9086.8175 | -19.525 | -0.0021533 | 10264.8594 | 10263.9116 | 0.94782 | 9.2336e-05 | 11072.0205 | 11046.8085 | 25.2119 | 0.0022771 | 43202 | Gas, therm/ft2 | 0.198 | 0.198 | 0 | 0 | 0.217 | 0.217 | 0 | 0 | 0.21 | 0.21 | 0 | 0 | Gas, therm/ft2 | 0.238 | 0.238 | 0 | 0 | 0.256 | 0.256 | 0.001 | 0.0039062
| SH |  | Totals, kBtu | 2352819.1242 | 2224709.6313 | 128109.4929 | 0.054449 | 2304770.8093 | 2185025.2316 | 119745.5777 | 0.051956 | 2258300.7317 | 2136572.7134 | 121728.0183 | 0.053902 | 2354927.7827 | 2246847.255 | 108080.5277 | 0.045895 | 2436317.1993 | 2331746.7731 | 104570.4262 | 0.042922 | 43202 | Totals, kBtu/ft2 | 54.461 | 51.496 | 2.965 | 0.054443 | 53.349 | 50.577 | 2.772 | 0.05196 | 52.273 | 49.455 | 2.818 | 0.053909 | Totals, kBtu/ft2 | 54.51 | 52.008 | 2.502 | 0.0459 | 56.394 | 53.973 | 2.42 | 0.042912
| MA |  | Mid-rise Apartment | [20 empty] | 33741 | Mid-Rise Apartment | [12 empty] | Mid-Rise Apartment
| MA |  | Electricity, kWh | 365420.4187 | 349718.7383 | 15701.6803 | 0.042969 | 339632.5413 | 331869.226 | 7763.3153 | 0.022858 | 342691.7432 | 338248.8151 | 4442.9281 | 0.012965 | 335289.6416 | 328796.1312 | 6493.5103 | 0.019367 | 333272.4022 | 326495.478 | 6776.9241 | 0.020334 | 33741 | Electricity, kWh/ft2 | 10.83 | 10.365 | 0.465 | 0.042936 | 10.066 | 9.836 | 0.23 | 0.022849 | 10.157 | 10.025 | 0.132 | 0.012996 | Electricity, kWh/ft2 | 9.937 | 9.745 | 0.192 | 0.019322 | 9.877 | 9.677 | 0.201 | 0.02035
| MA |  | Gas, therm | 98.0991 | 18.672 | 79.4271 | 0.80966 | 1171.7863 | 400.2632 | 771.5231 | 0.65842 | 365.8574 | 100.9425 | 264.9149 | 0.72409 | 1047.3379 | 1198.42 | -151.082 | -0.14425 | 2012.5949 | 2215.0486 | -202.4537 | -0.10059 | 33741 | Gas, therm/ft2 | 0.003 | 0.001 | 0.002 | 0.66667 | 0.035 | 0.012 | 0.023 | 0.65714 | 0.011 | 0.003 | 0.008 | 0.72727 | Gas, therm/ft2 | 0.031 | 0.036 | -0.004 | -0.12903 | 0.06 | 0.066 | -0.006 | -0.1
| MA |  | Totals, kBtu | 1256989.7961 | 1195457.2537 | 61532.5424 | 0.048952 | 1276344.494 | 1172695.9852 | 103648.5087 | 0.081207 | 1206192.6604 | 1164537.4582 | 41655.2022 | 0.034534 | 1249077.3384 | 1242023.1925 | 7054.1459 | 0.0056475 | 1338718.1958 | 1335833.9274 | 2884.2684 | 0.0021545 | 33741 | Totals, kBtu/ft2 | 37.254 | 35.43 | 1.824 | 0.048961 | 37.828 | 34.756 | 3.072 | 0.08121 | 35.749 | 34.514 | 1.235 | 0.034546 | Totals, kBtu/ft2 | 37.02 | 36.811 | 0.209 | 0.0056456 | 39.676 | 39.591 | 0.085 | 0.0021424

## EndUse Tables (hidden)
[8 empty] | Column Offset | 4 | 5 | 6 | 7 | 8 | 9 | 10 | 11 | 12 | 13 | 14 | 15 |  | 1 | 2 | 3 | 4 | 5 | 6 | 7 | 8 | 9 | 10 | 11 | 12 | 13 | 14 | 15 | 16 | 17 | 18 | 19 | 20 | 21 | 22 | 23 | 24 | 25 | 26 | 27 | 28 | 29 | 30 | 31 | 32 | 33 | 34 | 35 | 36 | 37 | 38 | 39 | 40 | 41 | 42 | 43 | 44 | 45 | 46 | 47 | 48 | 49 | 50 | 51 | 52 | 53 | 54 | 55 | 56 | 57 | 58 | 59 | 60 | 61 | 62 | 63
[8 empty] | Floor area, sf | 5502 | 5502 | 498588 | 498588 | 24692 | 24692 | 73959 | 73959 | 43202 | 43202 | 33741 | 33741 | sf
[8 empty] | Conversion divider | 1 | 100 | 1 | 100 | 1 | 100 | 1 | 100 | 1 | 100 | 1 | 100 |  | 1: Do not mess with; 5: CZ; 6: Prototype; 7: Fuel Type
[6 empty] | CZ | CZ offset | ASHRAE 90.1-2016 | [13 empty] | 1: Pivot table to right!!; 5: 2A; 17: 3A; 29: 3B; 41: 4A; 53: 5A
[6 empty] | 2A | 0 | Total Check | 0 | 0 | 0 | 0 | 0 | 0 | 0 | 0 | 0 | 0 | 0 | 0 |  | 1: Except must refresh; 5: SO; 7: LO; 9: RS; 11: PS; 13: SH; 15: MA; 17: SO; 19: LO; 21: RS; 23: PS; 25: SH; 27: MA; 29: SO; 31: LO; 33: RS; 35: PS; 37: SH; 39: MA; 41: SO; 43: LO; 45: RS; 47: PS; 49: SH; 51: MA; 53: SO; 55: LO; 57: RS; 59: PS; 61: SH; 63: MA
[6 empty] | 3A | 12 | Total Check | 1.4211e-14 | 0 | 0 | 0 | 0 | 0 | 0 | 0 | 0 | 0 | 0 | 0 |  | after state change |  | A.std.year | Data | EL | NG | EL | NG | EL | NG | EL | NG | EL | NG | EL | NG | EL | NG | EL | NG | EL | NG | EL | NG | EL | NG | EL | NG | EL | NG | EL | NG | EL | NG | EL | NG | EL | NG | EL | NG | EL | NG | EL | NG | EL | NG | EL | NG | EL | NG | EL | NG | EL | NG | EL | NG | EL | NG | EL | NG | EL | NG | EL | NG
[6 empty] | 3B | 24 | Total Check | -1.3323e-14 | 0 | 0 | 0 | 0 | 0 | 0 | 0 | 0 | 0 | 0 | 0 |  | 1: STD2016; 2: 1; 3: STD2016
[6 empty] | 4A | 36 | Total Check | 0 | 0 | 0 | 0 | 0 | 0 | 0 | 0 | 0 | 0 | 0 | 0 |  | Sum of B.htg | 2 |  | Sum of B.htg | 69.4642 | 0 | 0 | 136097.0603 | 0 | 9724.6037 | 0 | 41381.6955 | 1283.6978 | 2492.759 | 0 | 9809.9072 | 1428.1833 | 1317.4658 | 0 | 672466.7685 | 0 | 146788.4374 | 0 | 269521.2762 | 10369.6109 | 22880.3053 | 0 | 117178.6305 | 541.8205 | 142.1726 | 0 | 278212.7592 | 0 | 43969.2362 | 0 | 144712.7179 | 3684.3794 | 8084.88 | 0 | 36585.7408 | 2770.231 | 2720.2351 | 0 | 855878.8594 | 0 | 352625.8813 | 0 | 331641.2103 | 23817.8736 | 58148.5803 | 0 | 104733.7918 | 4706.892 | 11686.5851 | 0 | 1396788.6116 | 0 | 555581.9612 | 0 | 620185.1761 | 42117.5138 | 93388.4208 | 0 | 201259.4873
[6 empty] | 5A | 48 | Total Check | -1.5987e-14 | 0 | 0 | 0 | 0 | 0 | 0 | 0 | 0 | 0 | 0 | -3.8858e-16 |  | Sum of B.clg | 3 |  | Sum of B.clg | 11183.7309 | 0 | 1376993.7408 | 0 | 108475.2433 | 0 | 277734.4113 | 0 | 142721.0776 | 0 | 71478.6279 | 0 | 6090.6182 | 0 | 963429.0972 | 0 | 60228.2114 | 0 | 159047.9355 | 0 | 96035.6002 | 0 | 38649.8626 | 0 | 6779.7027 | 0 | 1017308.2837 | 0 | 58775.021 | 0 | 165572.01 | 0 | 96360.6925 | 0 | 41948.0212 | 0 | 4401.2496 | 0 | 778048.6853 | 0 | 39827.9748 | 0 | 107919.5299 | 0 | 73140.2108 | 0 | 27349.4319 | 0 | 2692.4311 | 0 | 545660.4822 | 0 | 23151.0176 | 0 | 67271.8779 | 0 | 55387.9482 | 0 | 18321.8687 | 0
[8 empty] | ASHRAE 90.1-2019 | [13 empty] | Sum of B.intLgt | 4 |  | Sum of B.intLgt | 8946.9847 | 0 | 879741.4473 | 0 | 81478.6894 | 0 | 98025.054 | 0 | 79956.0349 | 0 | 28374.723 | 0 | 8985.8847 | 0 | 882581.1424 | 0 | 81851.0173 | 0 | 99164.2663 | 0 | 80322.8057 | 0 | 28374.723 | 0 | 9002.5561 | 0 | 880422.1961 | 0 | 84198.9062 | 0 | 100261.8002 | 0 | 80311.6914 | 0 | 28374.723 | 0 | 8855.292 | 0 | 882214.3716 | 0 | 83843.2496 | 0 | 98569.6531 | 0 | 79489.2356 | 0 | 28374.723 | 0 | 8855.292 | 0 | 881394.6945 | 0 | 83876.5924 | 0 | 97622.1618 | 0 | 79425.3286 | 0 | 28374.723 | 0
[6 empty] | 2A | 0 | Total Check | 0 | 0 | 0 | 0 | 0 | 0 | 0 | 0 | 0 | 0 | 0 | 0 |  | Sum of B.extLgt | 5 |  | Sum of B.extLgt | 1581.0044 | 0 | 95285.3872 | 0 | 10683.5889 | 0 | 7110.3521 | 0 | 12314.6075 | 0 | 7210.3805 | 0 | 1592.1187 | 0 | 96063.3859 | 0 | 10691.9246 | 0 | 7132.5807 | 0 | 12320.1647 | 0 | 7213.1591 | 0 | 1567.1116 | 0 | 94551.8456 | 0 | 10689.146 | 0 | 7088.1236 | 0 | 12320.1647 | 0 | 7213.1591 | 0 | 1581.0044 | 0 | 95579.9153 | 0 | 10744.7174 | 0 | 7127.0235 | 0 | 12300.7147 | 0 | 7202.0448 | 0 | 1592.1187 | 0 | 96046.7145 | 0 | 10708.596 | 0 | 7127.0235 | 0 | 12306.2718 | 0 | 7204.8234 | 0
[6 empty] | 3A | 12 | Total Check | 0 | 0 | 0 | 0 | 0 | 0 | 0 | 0 | 0 | 0 | 0 | 0 |  | Sum of B.intEqp | 6 |  | Sum of B.intEqp | 13417.6985 | 0 | 4077910.5986 | 0 | 53987.5506 | 0 | 317887.4784 | 342190.4148 | 154949.5496 | 399495.4379 | 142004.2074 | 0 | 13417.6985 | 0 | 4077910.5986 | 0 | 53987.5506 | 0 | 317887.4784 | 342190.4148 | 154949.5496 | 399495.4379 | 142004.2074 | 0 | 13417.6985 | 0 | 4077910.5986 | 0 | 53987.5506 | 0 | 317887.4784 | 342190.4148 | 154949.5496 | 399495.4379 | 142004.2074 | 0 | 13417.6985 | 0 | 4077910.5986 | 0 | 53987.5506 | 0 | 317887.4784 | 342190.4148 | 154949.5496 | 399495.4379 | 142004.2074 | 0 | 13417.6985 | 0 | 4077910.5986 | 0 | 53987.5506 | 0 | 317887.4784 | 342190.4148 | 154949.5496 | 399495.4379 | 142004.2074 | 0
[6 empty] | 3B | 24 | Total Check | -1.3323e-14 | 0 | 0 | 0 | 0 | 0 | 0 | 0 | 0 | 0 | 0 | 0 |  | Sum of B.extEqp | 7 |  | Sum of B.extEqp | 0 | 0 | 543457.0788 | 0 | 0 | 0 | 4818.0346 | 0 | 0 | 0 | 0 | 0 | 0 | 0 | 543459.8574 | 0 | 0 | 0 | 4818.0346 | 0 | 0 | 0 | 0 | 0 | 0 | 0 | 543457.0788 | 0 | 0 | 0 | 4818.0346 | 0 | 0 | 0 | 0 | 0 | 0 | 0 | 543459.8574 | 0 | 0 | 0 | 4818.0346 | 0 | 0 | 0 | 0 | 0 | 0 | 0 | 543457.0788 | 0 | 0 | 0 | 4818.0346 | 0 | 0 | 0 | 0 | 0
[6 empty] | 4A | 36 | Total Check | 0 | 0 | 0 | 0 | 0 | 0 | 0 | 0 | 0 | 0 | 0 | 0 |  | Sum of B.fans | 8 |  | Sum of B.fans | 5382.0837 | 0 | 589328.4362 | 0 | 37196.6722 | 0 | 105532.7412 | 0 | 47341.2191 | 0 | 27316.0891 | 0 | 5126.4555 | 0 | 583696.2815 | 0 | 40436.4809 | 0 | 91512.0937 | 0 | 46360.3851 | 0 | 22603.64 | 0 | 5998.9255 | 0 | 710118.287 | 0 | 43642.9469 | 0 | 105435.4913 | 0 | 48308.1603 | 0 | 25387.7638 | 0 | 4706.892 | 0 | 575657.8881 | 0 | 42153.6351 | 0 | 90631.288 | 0 | 45460.1295 | 0 | 20508.6007 | 0 | 4698.5563 | 0 | 581048.3075 | 0 | 43445.6686 | 0 | 91701.0362 | 0 | 45168.38 | 0 | 19769.5019 | 0
[6 empty] | 5A | 48 | Total Check | -1.1546e-14 | 0 | 0 | 0 | 0 | 0 | 0 | 0 | -8.5265e-14 | 0 | 0 | 0 |  | Sum of B.pumps | 9 |  | Sum of B.pumps | 0 | 0 | 157989.3016 | 0 | 0 | 0 | 113.9212 | 0 | 72.2427 | 0 | 0 | 0 | 0 | 0 | 118697.5901 | 0 | 0 | 0 | 430.6778 | 0 | 72.2427 | 0 | 0 | 0 | 0 | 0 | 120656.4796 | 0 | 0 | 0 | 252.8496 | 0 | 72.2427 | 0 | 0 | 0 | 0 | 0 | 93696.0471 | 0 | 0 | 0 | 689.0845 | 0 | 72.2427 | 0 | 0 | 0 | 0 | 0 | 76418.9195 | 0 | 0 | 0 | 1083.641 | 0 | 72.2427 | 0 | 0 | 0
[22 empty] | Sum of B.heatRej | 10 |  | Sum of B.heatRej | 0 | 0 | 516518.8749 | 0 | 0 | 0 | 0 | 0 | 0 | 0 | 0 | 0 | 0 | 0 | 351160.8145 | 0 | 0 | 0 | 0 | 0 | 0 | 0 | 0 | 0 | 0 | 0 | 332905.6313 | 0 | 0 | 0 | 0 | 0 | 0 | 0 | 0 | 0 | 0 | 0 | 255667.0347 | 0 | 0 | 0 | 0 | 0 | 0 | 0 | 0 | 0 | 0 | 0 | 181490.4186 | 0 | 0 | 0 | 0 | 0 | 0 | 0 | 0 | 0
[22 empty] | Sum of B.humid | 11 |  | Sum of B.humid | 0 | 0 | 69464.1671 | 0 | 0 | 0 | 0 | 0 | 0 | 0 | 0 | 0 | 0 | 0 | 201582.2342 | 0 | 0 | 0 | 0 | 0 | 0 | 0 | 0 | 0 | 0 | 0 | 424406.6108 | 0 | 0 | 0 | 0 | 0 | 0 | 0 | 0 | 0 | 0 | 0 | 216972.7151 | 0 | 0 | 0 | 0 | 0 | 0 | 0 | 0 | 0 | 0 | 0 | 352166.6556 | 0 | 0 | 0 | 0 | 0 | 0 | 0 | 0 | 0
[22 empty] | Sum of B.heatRec | 12 |  | Sum of B.heatRec | 0 | 0 | 17054.8423 | 0 | 0 | 0 | 25073.7857 | 0 | 0 | 0 | 0 | 0 | 0 | 0 | 11745.0014 | 0 | 0 | 0 | 22606.4185 | 0 | 0 | 0 | 0 | 0 | 0 | 0 | 0 | 0 | 0 | 0 | 0 | 0 | 0 | 0 | 0 | 0 | 0 | 0 | 13823.3692 | 0 | 0 | 0 | 20619.7433 | 0 | 0 | 0 | 0 | 0 | 0 | 0 | 11172.6166 | 0 | 0 | 0 | 18394.1114 | 0 | 0 | 0 | 0 | 0
[6 empty] | .A |  | Table 12.A. Annual Energy Usage for Buildings in the State of US National in Climate Zone 2A | [13 empty] | Sum of B.swh | 13 |  | Sum of B.swh | 5004.1986 | 0 | 0 | 443189.8071 | 0 | 82971.9107 | 7177.0377 | 92762.8615 | 0 | 453757.968 | 89036.3908 | 0 | 5004.1986 | 0 | 0 | 501082.4768 | 0 | 86516.7467 | 7179.8163 | 105605.7835 | 0 | 515726.2513 | 100786.9493 | 0 | 5004.1986 | 0 | 0 | 486258.6171 | 0 | 85578.4078 | 7179.8163 | 102212.5982 | 0 | 499148.9299 | 97763.8687 | 0 | 5004.1986 | 0 | 0 | 547231.6924 | 0 | 89322.2854 | 7179.8163 | 114828.0441 | 0 | 568841.9227 | 109850.6338 | 0 | 5004.1986 | 0 | 0 | 586585.0592 | 0 | 91663.3937 | 7179.8163 | 122562.2318 | 0 | 614318.1882 | 117597.2777 | 0
[8 empty] | Energy | Small Office |  | Large Office |  | Stand-Alone Retail |  | Primary School |  | Small Hotel |  | Mid-Rise Apartment |  |  | Sum of B.refrg | 14 |  | Sum of B.refrg | 0 | 0 | 0 | 0 | 0 | 0 | 17791.1625 | 0 | 0 | 0 | 0 | 0 | 0 | 0 | 0 | 0 | 0 | 0 | 17652.2341 | 0 | 0 | 0 | 0 | 0 | 0 | 0 | 0 | 0 | 0 | 0 | 17457.7345 | 0 | 0 | 0 | 0 | 0 | 0 | 0 | 0 | 0 | 0 | 0 | 17635.5627 | 0 | 0 | 0 | 0 | 0 | 0 | 0 | 0 | 0 | 0 | 0 | 17618.8913 | 0 | 0 | 0 | 0 | 0
[8 empty] | End-Use | Electric | Gas | Electric | Gas | Electric | Gas | Electric | Gas | Electric | Gas | Electric | Gas |  | Sum of B.total | 15 |  | Sum of B.total | 45585.165 | 0 | 8323743.8747 | 579286.8674 | 291821.7444 | 92696.5143 | 861263.9788 | 476334.9718 | 438638.4293 | 855746.165 | 365420.4187 | 9809.9072 | 41645.1574 | 1317.4658 | 7830326.0033 | 1173549.2453 | 247195.1849 | 233305.1841 | 727431.536 | 717317.4746 | 400430.3589 | 938101.9945 | 339632.5413 | 117178.6305 | 42312.0134 | 142.1726 | 8201737.0117 | 764471.3763 | 251293.5708 | 129547.644 | 725953.3385 | 589115.7309 | 396006.8807 | 906729.2478 | 342691.7432 | 36585.7408 | 40736.5661 | 2720.2351 | 7533030.4825 | 1403110.5518 | 230557.1276 | 441948.1667 | 673077.2146 | 788659.6692 | 389229.9566 | 1026485.941 | 335289.6416 | 104733.7918 | 40967.1872 | 11686.5851 | 7346766.4864 | 1983373.6708 | 215169.4253 | 647245.3549 | 630704.0727 | 1084937.8228 | 389427.2348 | 1107202.0469 | 333272.4022 | 201259.4873
[5 empty] | Climate zone: | 2A |  |  | kWh/ | therms/ | kWh/ | therms/ | kWh/ | therms/ | kWh/ | therms/ | kWh/ | therms/ | kWh/ | therms/ |  | Sum of B.extEqp.rev | 16 |  | Sum of B.extEqp.rev | 0 | 0 | 543457.0788 | 0 | 0 | 0 | 4818.0346 | 0 | 0 | 0 | 0 | 0 | 0 | 0 | 543459.8574 | 0 | 0 | 0 | 4818.0346 | 0 | 0 | 0 | 0 | 0 | 0 | 0 | 543457.0788 | 0 | 0 | 0 | 4818.0346 | 0 | 0 | 0 | 0 | 0 | 0 | 0 | 543459.8574 | 0 | 0 | 0 | 4818.0346 | 0 | 0 | 0 | 0 | 0 | 0 | 0 | 543457.0788 | 0 | 0 | 0 | 4818.0346 | 0 | 0 | 0 | 0 | 0
[9 empty] | ft2·yr | ft2·yr | ft2·yr | ft2·yr | ft2·yr | ft2·yr | ft2·yr | ft2·yr | ft2·yr | ft2·yr | ft2·yr | ft2·yr |  | Sum of B.sum | 17 |  | Sum of B.sum | 45585.165 | 0 | 8323743.8747 | 579286.8674 | 291821.7444 | 92696.5143 | 861263.9788 | 476334.9718 | 438638.4293 | 855746.165 | 365420.4187 | 9809.9072 | 41645.1574 | 1317.4658 | 7830326.0033 | 1173549.2453 | 247195.1849 | 233305.1841 | 727431.536 | 717317.4746 | 400430.3589 | 938101.9945 | 339632.5413 | 117178.6305 | 42312.0134 | 142.1726 | 8201737.0117 | 764471.3763 | 251293.5708 | 129547.644 | 725953.3385 | 589115.7309 | 396006.8807 | 906729.2478 | 342691.7432 | 36585.7408 | 40736.5661 | 2720.2351 | 7533030.4825 | 1403110.5518 | 230557.1276 | 441948.1667 | 673077.2146 | 788659.6692 | 389229.9566 | 1026485.941 | 335289.6416 | 104733.7918 | 40967.1872 | 11686.5851 | 7346766.4864 | 1983373.6708 | 215169.4253 | 647245.3549 | 630704.0727 | 1084937.8228 | 389427.2348 | 1107202.0469 | 333272.4022 | 201259.4873
| End Uses |  | End Use Indices |  |  | ColOfst |  | ASHRAE 90.1-2016 | [13 empty] | 1: Std2019; 2: 18; 3: STD2019
htg | humid |  | 2 | 11 | 1 | 0 |  | Heating, Humidification | #VALUE! | 0.00012625 | 0 | 0.0013932 | 5.5118 | 0 | 0.13149 | 0 | 0.95787 | 0.00029714 | 0.073879 | 0 |  | Sum of B.htg | 19 |  | Sum of B.htg | 66.6856 | 0 | 0 | 75901.195 | 0 | 12387.9698 | 0 | 30434.4077 | 1539.3259 | 3033.0148 | 0 | 1867.1997 | 1455.9689 | 1402.7693 | 0 | 336702.5537 | 0 | 162560.1143 | 0 | 213258.852 | 11914.4939 | 23951.3386 | 0 | 40026.317 | 561.2705 | 161.1289 | 0 | 334314.0546 | 0 | 55456.7797 | 0 | 131993.0121 | 4615.1993 | 9989.9924 | 0 | 10094.2523 | 2842.4737 | 2919.2767 | 0 | 678058.8895 | 0 | 379335.3678 | 0 | 290505.9473 | 27763.4383 | 57968.4951 | 0 | 119841.9967 | 4729.1205 | 12350.0571 | 0 | 1164412.2883 | 0 | 587532.8763 | 0 | 553212.4184 | 47168.948 | 90819.8364 | 0 | 221504.8609
clg | heatRej |  | 3 | 10 | 1 | 0 |  | Cooling | #VALUE! | 0.020327 | 0 | 0.037978 | 0 | 0.043931 | 0 | 0.037552 | 0 | 0.033036 | 0 | 0.021185 |  | Sum of B.clg | 20 |  | Sum of B.clg | 10766.9459 | 0 | 1276884.7618 | 0 | 102490.2106 | 0 | 256547.8404 | 0 | 135616.2826 | 0 | 62203.7723 | 0 | 5790.533 | 0 | 866765.5409 | 0 | 56477.1464 | 0 | 145371.8303 | 0 | 90283.9672 | 0 | 36996.6154 | 0 | 6432.3819 | 0 | 971270.2124 | 0 | 55021.1774 | 0 | 149242.3736 | 0 | 90536.8168 | 0 | 42256.4421 | 0 | 4178.9643 | 0 | 636455.7057 | 0 | 37374.5004 | 0 | 101325.9912 | 0 | 68391.6403 | 0 | 26513.0833 | 0 | 2520.16 | 0 | 587030.5616 | 0 | 21550.5632 | 0 | 63470.7987 | 0 | 51320.1266 | 0 | 17224.3349 | 0
fans | pumps | heatRec | 8 | 9 | 12 | 0 |  | Fans, Pumps, Heat Recovery | #VALUE! | 0.009782 | 0 | 0.015331 | 0 | 0.015064 | 0 | 0.017675 | 0 | 0.010975 | 0 | 0.0080958 |  | Sum of B.intLgt | 21 |  | Sum of B.intLgt | 7185.3734 | 0 | 715964.3913 | 0 | 64004.2835 | 0 | 78880.7295 | 0 | 51270.1124 | 0 | 23181.5818 | 0 | 7218.7162 | 0 | 717520.3887 | 0 | 64482.197 | 0 | 79733.7495 | 0 | 51472.9478 | 0 | 23181.5818 | 0 | 7232.6091 | 0 | 716686.8187 | 0 | 66535.5578 | 0 | 80778.4906 | 0 | 51484.0621 | 0 | 23181.5818 | 0 | 7138.1378 | 0 | 718140.009 | 0 | 66449.4222 | 0 | 80256.1201 | 0 | 51020.0414 | 0 | 23181.5818 | 0 | 7129.8021 | 0 | 717395.3532 | 0 | 66396.6294 | 0 | 79333.6359 | 0 | 50978.3629 | 0 | 23181.5818 | 0
intLgt | extLgt |  | 4 | 5 | 1 | 0 |  | Lighting, Interior & Exterior | #VALUE! | 0.019135 | 0 | 0.019556 | 0 | 0.037325 | 0 | 0.014215 | 0 | 0.021358 | 0 | 0.010547 |  | Sum of B.extLgt | 22 |  | Sum of B.extLgt | 1581.0044 | 0 | 95285.3872 | 0 | 10683.5889 | 0 | 7110.3521 | 0 | 12314.6075 | 0 | 7210.3805 | 0 | 1592.1187 | 0 | 96063.3859 | 0 | 10691.9246 | 0 | 7132.5807 | 0 | 12320.1647 | 0 | 7213.1591 | 0 | 1567.1116 | 0 | 94551.8456 | 0 | 10689.146 | 0 | 7088.1236 | 0 | 12320.1647 | 0 | 7213.1591 | 0 | 1581.0044 | 0 | 95579.9153 | 0 | 10744.7174 | 0 | 7127.0235 | 0 | 12300.7147 | 0 | 7202.0448 | 0 | 1592.1187 | 0 | 96046.7145 | 0 | 10708.596 | 0 | 7127.0235 | 0 | 12306.2718 | 0 | 7204.8234 | 0
intEqp | extEqp.rev | refrg | 6 | 16 | 14 | 0 |  | Plugs, Refrigeration, Other | #VALUE! | 0.024387 | 0 | 0.092689 | 0 | 0.021864 | 0 | 0.046039 | 7.9207 | 0.035866 | 11.8401 | 0.042087 |  | Sum of B.intEqp | 23 |  | Sum of B.intEqp | 13417.6985 | 0 | 4077910.5986 | 0 | 53987.5506 | 0 | 312483.1662 | 342190.4148 | 154949.5496 | 399495.4379 | 142004.2074 | 0 | 13417.6985 | 0 | 4077910.5986 | 0 | 53987.5506 | 0 | 312483.1662 | 342190.4148 | 154949.5496 | 399495.4379 | 142004.2074 | 0 | 13417.6985 | 0 | 4077910.5986 | 0 | 53987.5506 | 0 | 312483.1662 | 342190.4148 | 154949.5496 | 399495.4379 | 142004.2074 | 0 | 13417.6985 | 0 | 4077910.5986 | 0 | 53987.5506 | 0 | 312483.1662 | 342190.4148 | 154949.5496 | 399495.4379 | 142004.2074 | 0 | 13417.6985 | 0 | 4077910.5986 | 0 | 53987.5506 | 0 | 312483.1662 | 342190.4148 | 154949.5496 | 399495.4379 | 142004.2074 | 0
swh |  |  | 13 | 1 | 1 | 0 |  | Service Water Heating (SWH) | #VALUE! | 0.0090952 | 0 | 0 | 17.9487 | 0 | 1.1219 | 0.00097041 | 2.1472 | 0 | 13.4483 | 0.026388 |  | Sum of B.extEqp | 24 |  | Sum of B.extEqp | 0 | 0 | 543384.8361 | 0 | 0 | 0 | 4743.0133 | 0 | 0 | 0 | 0 | 0 | 0 | 0 | 543387.6147 | 0 | 0 | 0 | 4745.7919 | 0 | 0 | 0 | 0 | 0 | 0 | 0 | 543384.8361 | 0 | 0 | 0 | 4745.7919 | 0 | 0 | 0 | 0 | 0 | 0 | 0 | 543387.6147 | 0 | 0 | 0 | 4745.7919 | 0 | 0 | 0 | 0 | 0 | 0 | 0 | 543387.6147 | 0 | 0 | 0 | 4743.0133 | 0 | 0 | 0 | 0 | 0