## Intro
The End-Use Data is developed by the PNNL Building Energy Codes Team
for questions or comments please contact: becp@pnnl.gov
This spreadsheet contains detailed end-use data results from the Determination Analysis of
IECC-Residential 2024 conducted by Pacific Northwest National Laboratory.
Data includes results at the detailed end-use level for the two (2) residential base prototypes buildings.
Each base prototype has four (4) heating system types and four (4) foundation types equating to a total
of 32 residential prototype buildings (see table below for details).
The data provided in this spreadsheet combines the foundation types and presents the results by
differentiating the four (4) heating system types for each base prototype.
A tab for each base prototype–heating system type pair and a 'National' tab includes a matrix of
data tables containing metric summaries and details for each code year.
Horizontally, the data table matrices show the results for seven (7) metrics:
1. | energy cost index (ECI)
2–3. | site & source energy use index
4–6. | natural gas, electricity, & oil energy use intensity (EUI)
7. | carbon emissions
Vertically, each metric includes tables for:
1. | U.S. summary results, based on permit weighting
2. | Climate zone level detail tables for individual IECC-Res standard years back to 2006
(i.e., IECC-Res 2024, 2021, 2018, 2015, 2012, 2009, and 2006)
3. | End-use savings, by climate zone, from IECC-Res 2006 to IECC-Res 2024
4. | Percentage savings, by climate zone, from IECC-Res 2006 to IECC-Res 2024
Note: Individual building tabs are detailed to the climate zone level while
the 'National' tab summarizes the details at the building level.
End-use results are from EnergyPlus simulations of the prototype models, and are defined as follows:
| End-Use | SUB-End-Use | Description
| Heat | Heat | Space heating
| Heat | Humid | Humidification
| Cool | Cool | Mechanical cooling
| Cool | Ht_Rej | Heat rejection
| Fans_Aux | Fans | Heating and cooling supply, return and exhaust fans
| Fans_Aux | Ht_Rcvy | Heat recovery fan and wheel energy
| Fans_Aux | Pumps | Hydronic pumping, including DHW recirculation
| Fans_Aux | Vent | Ventilation
| Lgt_Int | Lgt_Int | Interior Lighting
| Lgt_Ext | Lgt_Ext | Exterior Lighting
| DHW | DHW | District Hot Water
| Appls | Equip | Equipment and other plug loads
| Appls | Refrig | Refrigeration equipment
| Appls | Gen | Generators
| PV | PV | Photovoltaic Power (PV)
Totals
|  | Total | Sum of all End-Uses excluding PV
|  | Net_Total | Sum of all End-Uses including PV offset (Total minus PV)
The 32 residential prototypes are listed below and further detail and description can be found at:
https://www.energycodes.gov/prototype-building-models#Residential
| Base Prototype | Heating System | Foundation Type | Tab
| Multifamily | Electric Resistance | Crawlspace | MF.Elec
Heated Basement
Unheated Basement
Slab
|  | Gas Furnace | Crawlspace | MF.Gas
Heated Basement
Unheated Basement
Slab
|  | Heat Pump | Crawlspace | MF.HP
Heated Basement
Unheated Basement
Slab
|  | Oil Furnace | Crawlspace | MF.Oil
Heated Basement
Unheated Basement
Slab
| Single- Family | Electric Resistance | Crawlspace | SF.Elec
Heated Basement
Unheated Basement
Slab
|  | Gas Furnace | Crawlspace | SF.Gas
Heated Basement
Unheated Basement
Slab
|  | Heat Pump | Crawlspace | SF.HP
Heated Basement
Unheated Basement
Slab
|  | Oil Furnace | Crawlspace | SF.Oil
Heated Basement
Unheated Basement
Slab
Related analysis results can be found here:
https://www.energycodes.gov/determinations

## National
End-Use Cost Summary for IECC-Res 2024 | [11 empty] | Site Energy Summary for IECC-Res 2024 | [11 empty] | Electric Summary for IECC-Res 2024 | [11 empty] | Gas Summary for IECC-Res 2024 | [11 empty] | Oil Summary for IECC-Res 2024 | [11 empty] | Source Energy Use Index for IECC-Res 2024 (kBtu/sq ft/yr) | [11 empty] | Carbon Emissions Summary for IECC-Res 2024
Building Type: All US buildings | [11 empty] | Building Type: All US buildings | [11 empty] | Building Type: All US buildings | [11 empty] | Building Type: All US buildings | [11 empty] | Building Type: All US buildings | [11 empty] | Building Type: All US buildings | [11 empty] | Building Type: All US buildings
US Weighted Results | [11 empty] | US Weighted Results | [11 empty] | US Weighted Results | [11 empty] | US Weighted Results | [11 empty] | US Weighted Results | [11 empty] | US Weighted Results | [11 empty] | US Weighted Results
| Heat | Cool | Fans_Aux | Lgt_Int | Lgt_Ext | DHW | Appls | Total | PV | Net_Total |  |  | Heat | Cool | Fans_Aux | Lgt_Int | Lgt_Ext | DHW | Appls | Total | PV | Net_Total |  |  | Heat | Cool | Fans_Aux | Lgt_Int | Lgt_Ext | DHW | Appls | Total | PV | Net_Total |  |  | Heat | Cool | Fans_Aux | Lgt_Int | Lgt_Ext | DHW | Appls | Total | PV | Net_Total |  |  | Heat | Cool | Fans_Aux | Lgt_Int | Lgt_Ext | DHW | Appls | Total | PV | Net_Total |  |  | Heat | Cool | Fans_Aux | Lgt_Int | Lgt_Ext | DHW | Appls | Total | PV | Net_Total |  |  | Heat | Cool | Fans_Aux | Lgt_Int | Lgt_Ext | DHW | Appls | Total | PV | Net_Total
By IECC-Res edition: | [11 empty] | By IECC-Res edition: | [11 empty] | By IECC-Res edition: | [11 empty] | By IECC-Res edition: | [11 empty] | By IECC-Res edition: | [11 empty] | By IECC-Res edition: | [11 empty] | By IECC-Res edition:
STD2024 | 0.15335 | 0.13637 | 0.055884 | 0.070128 | 0.014713 | 0.057441 | 0.52533 | 1.0132 | 0 | 1.0132 |  | STD2024 | 6.9025 | 2.912 | 1.1933 | 1.4974 | 0.31416 | 3.0217 | 13.0111 | 28.852 | 0 | 28.852 |  | STD2024 | 1.7315 | 2.912 | 1.1933 | 1.4974 | 0.31416 | 0.4662 | 10.4594 | 18.5739 | 0 | 18.5739 |  | STD2024 | 5.1485 | 0 | 0 | 0 | 0 | 2.5509 | 2.5516 | 10.2511 |  |  |  | STD2024 | 0.022454 | 0 | 0 | 0 | 0 | 0.0045539 | 0 | 0.027007 |  |  |  | STD2024 | 10.5862 | 8.2408 | 3.377 | 4.2377 | 0.88909 | 4.13 | 32.407 | 63.8677 | 0 | 63.8677 |  | STD2024 | 0.0006293 | 0.00059653 | 0.00024445 | 0.00030676 | 6.4359e-05 | 0.00023107 | 0.002278 | 0.0043504 | 0 | 0.0043504
STD2021 | 0.1733 | 0.15852 | 0.056236 | 0.070128 | 0.016036 | 0.073203 | 0.53744 | 1.0849 | 0 | 1.0849 |  | STD2021 | 8.1704 | 3.3849 | 1.2008 | 1.4974 | 0.34241 | 3.4261 | 13.2697 | 31.2916 | 0 | 31.2916 |  | STD2021 | 1.7983 | 3.3849 | 1.2008 | 1.4974 | 0.34241 | 0.77633 | 10.718 | 19.7182 | 0 | 19.7182 |  | STD2021 | 6.3426 | 0 | 0 | 0 | 0 | 2.6497 | 2.5516 | 11.5439 |  |  |  | STD2021 | 0.029513 | 0 | 0 | 0 | 0 | 1.0792e-06 | 0 | 0.029514 |  |  |  | STD2021 | 12.0959 | 9.5792 | 3.3982 | 4.2377 | 0.96902 | 5.1117 | 33.1389 | 68.5306 | 0 | 68.5306 |  | STD2021 | 0.00070682 | 0.00069341 | 0.00024599 | 0.00030676 | 7.0145e-05 | 0.0002995 | 0.0023309 | 0.0046536 | 0 | 0.0046536
STD2018 | 0.17726 | 0.16436 | 0.071173 | 0.074811 | 0.017194 | 0.14489 | 0.53744 | 1.1871 | 0 | 1.1871 |  | STD2018 | 8.4267 | 3.5095 | 1.5197 | 1.5974 | 0.36714 | 6.0225 | 13.2697 | 34.7127 | 0 | 34.7127 |  | STD2018 | 1.8115 | 3.5095 | 1.5197 | 1.5974 | 0.36714 | 1.8513 | 10.718 | 21.3746 | 0 | 21.3746 |  | STD2018 | 6.5878 | 0 | 0 | 0 | 0 | 4.1597 | 2.5516 | 13.299 |  |  |  | STD2018 | 0.027446 | 0 | 0 | 0 | 0 | 0.011594 | 0 | 0.03904 |  |  |  | STD2018 | 12.4007 | 9.932 | 4.3008 | 4.5207 | 1.039 | 9.8264 | 33.1389 | 75.1584 | 0 | 75.1584 |  | STD2018 | 0.00072236 | 0.00071895 | 0.00031133 | 0.00032724 | 7.521e-05 | 0.00060062 | 0.0023309 | 0.0050866 | 0 | 0.0050866
STD2015 | 0.18133 | 0.16451 | 0.071517 | 0.080171 | 0.018519 | 0.14489 | 0.53744 | 1.1984 | 0 | 1.1984 |  | STD2015 | 8.626 | 3.5126 | 1.5271 | 1.7118 | 0.39543 | 6.0225 | 13.2697 | 35.0652 | 0 | 35.0652 |  | STD2015 | 1.8505 | 3.5126 | 1.5271 | 1.7118 | 0.39543 | 1.8512 | 10.718 | 21.5668 | 0 | 21.5668 |  | STD2015 | 6.7474 | 0 | 0 | 0 | 0 | 4.1597 | 2.5516 | 13.4587 |  |  |  | STD2015 | 0.028064 | 0 | 0 | 0 | 0 | 0.011594 | 0 | 0.039658 |  |  |  | STD2015 | 12.6875 | 9.9407 | 4.3216 | 4.8445 | 1.1191 | 9.8264 | 33.1389 | 75.8787 | 0 | 75.8787 |  | STD2015 | 0.00073887 | 0.00071958 | 0.00031283 | 0.00035068 | 8.1007e-05 | 0.00060061 | 0.0023309 | 0.0051345 | 0 | 0.0051345
STD2012 | 0.1817 | 0.16456 | 0.071561 | 0.080171 | 0.018519 | 0.14633 | 0.53744 | 1.2003 | 0 | 1.2003 |  | STD2012 | 8.6437 | 3.5138 | 1.528 | 1.7118 | 0.39543 | 6.0799 | 13.2697 | 35.1424 | 0 | 35.1424 |  | STD2012 | 1.8542 | 3.5138 | 1.528 | 1.7118 | 0.39543 | 1.8709 | 10.718 | 21.5922 | 0 | 21.5922 |  | STD2012 | 6.7614 | 0 | 0 | 0 | 0 | 4.1973 | 2.5516 | 13.5103 |  |  |  | STD2012 | 0.028114 | 0 | 0 | 0 | 0 | 0.011702 | 0 | 0.039816 |  |  |  | STD2012 | 12.7134 | 9.944 | 4.3243 | 4.8445 | 1.1191 | 9.9235 | 33.1389 | 76.0076 | 0 | 76.0076 |  | STD2012 | 0.00074037 | 0.00071982 | 0.00031302 | 0.00035068 | 8.1007e-05 | 0.00060664 | 0.0023309 | 0.0051425 | 0 | 0.0051425
STD2009 | 0.31386 | 0.18502 | 0.084052 | 0.090401 | 0.021049 | 0.1599 | 0.53744 | 1.3917 | 0 | 1.3917 |  | STD2009 | 15.1361 | 3.9506 | 1.7947 | 1.9303 | 0.44945 | 6.6033 | 13.2697 | 43.1342 | 0 | 43.1342 |  | STD2009 | 3.1163 | 3.9506 | 1.7947 | 1.9303 | 0.44945 | 2.0613 | 10.718 | 24.0207 | 0 | 24.0207 |  | STD2009 | 11.9716 | 0 | 0 | 0 | 0 | 4.5293 | 2.5516 | 19.0525 |  |  |  | STD2009 | 0.048291 | 0 | 0 | 0 | 0 | 0.012667 | 0 | 0.060958 |  |  |  | STD2009 | 22.0365 | 11.1801 | 5.0791 | 5.4628 | 1.2719 | 10.8286 | 33.1389 | 88.9979 | 0 | 88.9979 |  | STD2009 | 0.0012766 | 0.0008093 | 0.00036766 | 0.00039544 | 9.2073e-05 | 0.00066332 | 0.0023309 | 0.0059353 | 0 | 0.0059353
STD2006 | 0.3508 | 0.20599 | 0.090913 | 0.10961 | 0.025799 | 0.15989 | 0.53744 | 1.4804 | 0 | 1.4804 |  | STD2006 | 16.9102 | 4.3985 | 1.9412 | 2.3404 | 0.55087 | 6.603 | 13.2697 | 46.0138 | 0 | 46.0138 |  | STD2006 | 3.4867 | 4.3985 | 1.9412 | 2.3404 | 0.55087 | 2.0613 | 10.718 | 25.497 | 0 | 25.497 |  | STD2006 | 13.3701 | 0 | 0 | 0 | 0 | 4.5291 | 2.5516 | 20.4508 |  |  |  | STD2006 | 0.053351 | 0 | 0 | 0 | 0 | 0.012664 | 0 | 0.066015 |  |  |  | STD2006 | 24.6283 | 12.4476 | 5.4937 | 6.6234 | 1.559 | 10.8281 | 33.1389 | 94.719 | 0 | 94.719 |  | STD2006 | 0.001427 | 0.00090105 | 0.00039767 | 0.00047945 | 0.00011285 | 0.0006633 | 0.0023309 | 0.0063123 | 0 | 0.0063123
Savings between editions: | [11 empty] | Savings between editions: | [11 empty] | Savings between editions: | [11 empty] | Savings between editions: | [11 empty] | Savings between editions: | [11 empty] | Savings between editions: | [11 empty] | Savings between editions:
2006-2009 | 0.036947 | 0.020976 | 0.0068607 | 0.019208 | 0.0047497 | -6.9238e-06 | 0 | 0.088734 | 0 | 0.088734 |  | 2006-2009 | 1.774 | 0.44789 | 0.14649 | 0.41013 | 0.10142 | -0.00031623 | 0 | 2.8797 | 0 | 2.8797 |  | 2006-2009 | 0.37042 | 0.44789 | 0.14649 | 0.41013 | 0.10142 | -7.5491e-05 | 0 | 1.4763 | 0 | 1.4763 |  | 2006-2009 | 1.3986 | 0 | 0 | 0 | 0 | -0.00023818 | 0 | 1.3983 |  |  |  | 2006-2009 | 0.0050597 | 0 | 0 | 0 | 0 | -2.555e-06 | 0 | 0.0050572 |  |  |  | 2006-2009 | 2.5918 | 1.2675 | 0.41458 | 1.1607 | 0.28701 | -0.00047822 | 0 | 5.7211 | 0 | 5.7211 |  | 2006-2009 | 0.0001504 | 9.1753e-05 | 3.001e-05 | 8.4018e-05 | 2.0776e-05 | -2.828e-08 | 0 | 0.00037693 | 0 | 0.00037693
2009-2012 | 0.13216 | 0.020456 | 0.012491 | 0.010231 | 0.0025298 | 0.013564 | 0 | 0.19143 | 0 | 0.19143 |  | 2009-2012 | 6.4924 | 0.4368 | 0.26672 | 0.21845 | 0.054019 | 0.52341 | 0 | 7.9918 | 0 | 7.9918 |  | 2009-2012 | 1.262 | 0.4368 | 0.26672 | 0.21845 | 0.054019 | 0.19042 | 0 | 2.4285 | 0 | 2.4285 |  | 2009-2012 | 5.2102 | 0 | 0 | 0 | 0 | 0.33202 | 0 | 5.5422 |  |  |  | 2009-2012 | 0.020177 | 0 | 0 | 0 | 0 | 0.00096484 | 0 | 0.021142 |  |  |  | 2009-2012 | 9.3232 | 1.2361 | 0.75482 | 0.61822 | 0.15287 | 0.90509 | 0 | 12.9903 | 0 | 12.9903 |  | 2009-2012 | 0.00053624 | 8.9481e-05 | 5.464e-05 | 4.4752e-05 | 1.1066e-05 | 5.6682e-05 | 0 | 0.00079286 | 0 | 0.00079286
2012-2015 | 0.0003683 | 5.4161e-05 | 4.4276e-05 | 0 | 0 | 0.0014466 | 0 | 0.0019133 | 0 | 0.0019133 |  | 2012-2015 | 0.017744 | 0.0011565 | 0.0009454 | 0 | 0 | 0.057359 | 0 | 0.077204 | 0 | 0.077204 |  | 2012-2015 | 0.0036677 | 0.0011565 | 0.0009454 | 0 | 0 | 0.019658 | 0 | 0.025427 | 0 | 0.025427 |  | 2012-2015 | 0.014026 | 0 | 0 | 0 | 0 | 0.037593 | 0 | 0.051619 |  |  |  | 2012-2015 | 4.9968e-05 | 0 | 0 | 0 | 0 | 0.00010766 | 0 | 0.00015763 |  |  |  | 2012-2015 | 0.025859 | 0.0032728 | 0.0026755 | 0 | 0 | 0.097093 | 0 | 0.1289 | 0 | 0.1289 |  | 2012-2015 | 1.4986e-06 | 2.3691e-07 | 1.9367e-07 | 0 | 0 | 6.0279e-06 | 0 | 7.9571e-06 | 0 | 7.9571e-06
2015-2018 | 0.0040679 | 0.0001446 | 0.00034382 | 0.0053594 | 0.0013252 | -2.0162e-07 | 0 | 0.011241 | 0 | 0.011241 |  | 2015-2018 | 0.19932 | 0.0030875 | 0.0073414 | 0.11444 | 0.028296 | 2.6898e-05 | 0 | 0.3525 | 0 | 0.3525 |  | 2015-2018 | 0.03907 | 0.0030875 | 0.0073414 | 0.11444 | 0.028296 | -1.7456e-05 | 0 | 0.19221 | 0 | 0.19221 |  | 2015-2018 | 0.15963 | 0 | 0 | 0 | 0 | 4.4408e-05 | 0 | 0.15967 |  |  |  | 2015-2018 | 0.00061823 | 0 | 0 | 0 | 0 | -5.4198e-08 | 0 | 0.00061817 |  |  |  | 2015-2018 | 0.28678 | 0.0087377 | 0.020776 | 0.32386 | 0.080079 | -6.0657e-07 | 0 | 0.72023 | 0 | 0.72023 |  | 2015-2018 | 1.6512e-05 | 6.325e-07 | 1.5039e-06 | 2.3443e-05 | 5.7967e-06 | -1.2258e-09 | 0 | 4.7887e-05 | 0 | 4.7887e-05
2018-2021 | 0.0039626 | 0.005838 | 0.014937 | 0.0046827 | 0.0011581 | 0.071685 | 0 | 0.10226 | 0 | 0.10226 |  | 2018-2021 | 0.25625 | 0.12466 | 0.31894 | 0.099989 | 0.024728 | 2.5965 | 0 | 3.421 | 0 | 3.421 |  | 2018-2021 | 0.01313 | 0.12466 | 0.31894 | 0.099989 | 0.024728 | 1.0749 | 0 | 1.6564 | 0 | 1.6564 |  | 2018-2021 | 0.24519 | 0 | 0 | 0 | 0 | 1.5099 | 0 | 1.7551 |  |  |  | 2018-2021 | -0.0020675 | 0 | 0 | 0 | 0 | 0.011593 | 0 | 0.0095258 |  |  |  | 2018-2021 | 0.30478 | 0.35277 | 0.90259 | 0.28297 | 0.069979 | 4.7147 | 0 | 6.6278 | 0 | 6.6278 |  | 2018-2021 | 1.5535e-05 | 2.5536e-05 | 6.5336e-05 | 2.0483e-05 | 5.0656e-06 | 0.00030111 | 0 | 0.00043307 | 0 | 0.00043307
2021-2024 | 0.019946 | 0.022148 | 0.00035213 | 0 | 0.0013227 | 0.015762 | 0.012111 | 0.071641 | 0 | 0.071641 |  | 2021-2024 | 1.268 | 0.47292 | 0.0075189 | 0 | 0.028243 | 0.40438 | 0.2586 | 2.4396 | 0 | 2.4396 |  | 2021-2024 | 0.066854 | 0.47292 | 0.0075189 | 0 | 0.028243 | 0.31012 | 0.2586 | 1.1443 | 0 | 1.1443 |  | 2021-2024 | 1.194 | 0 | 0 | 0 | 0 | 0.098807 | 0 | 1.2929 |  |  |  | 2021-2024 | 0.0070597 | 0 | 0 | 0 | 0 | -0.0045528 | 0 | 0.0025068 |  |  |  | 2021-2024 | 1.5098 | 1.3384 | 0.021278 | 0 | 0.079929 | 0.98174 | 0.73185 | 4.6629 | 0 | 4.6629 |  | 2021-2024 | 7.7517e-05 | 9.688e-05 | 1.5403e-06 | 0 | 5.7859e-06 | 6.8432e-05 | 5.2977e-05 | 0.00030313 | 0 | 0.00030313
2006-2024 | 0.19745 | 0.069617 | 0.035029 | 0.039481 | 0.011086 | 0.10245 | 0.012111 | 0.46722 | 0 | 0.46722 |  | 2006-2024 | 10.0077 | 1.4865 | 0.74796 | 0.84301 | 0.2367 | 3.5813 | 0.2586 | 17.1618 | 0 | 17.1618 |  | 2006-2024 | 1.7552 | 1.4865 | 0.74796 | 0.84301 | 0.2367 | 1.595 | 0.2586 | 6.923 | 0 | 6.923 |  | 2006-2024 | 8.2216 | 0 | 0 | 0 | 0 | 1.9782 | 0 | 10.1998 |  |  |  | 2006-2024 | 0.030897 | 0 | 0 | 0 | 0 | 0.0081103 | 0 | 0.039007 |  |  |  | 2006-2024 | 14.0422 | 4.2068 | 2.1167 | 2.3857 | 0.66987 | 6.6982 | 0.73185 | 30.8513 | 0 | 30.8513 |  | 2006-2024 | 0.0007977 | 0.00030452 | 0.00015322 | 0.0001727 | 4.849e-05 | 0.00043222 | 5.2977e-05 | 0.0019618 | 0 | 0.0019618
Percentage Savings between editions: | [11 empty] | Percentage Savings between editions: | [11 empty] | Percentage Savings between editions: | [11 empty] | Percentage Savings between editions: | [11 empty] | Percentage Savings between editions: | [11 empty] | Percentage Savings between editions: | [11 empty] | Percentage Savings between editions:
2006-2009 | 10.53% | 10.18% | 7.546% | 17.52% | 18.41% | -0.00433% | 0% | 5.994% |  | 5.994% |  | 2006-2009 | 10.49% | 10.18% | 7.546% | 17.52% | 18.41% | -0.004789% | 0% | 6.258% |  | 6.258% |  | 2006-2009 | 10.62% | 10.18% | 7.546% | 17.52% | 18.41% | -0.003662% | 0% | 5.79% |  | 5.79% |  | 2006-2009 | 10.46% |  |  |  |  | -0.005259% | 0% | 6.837% |  |  |  | 2006-2009 | 9.484% |  |  |  |  | -0.02017% |  | 7.661% |  |  |  | 2006-2009 | 10.52% | 10.18% | 7.546% | 17.52% | 18.41% | -0.004416% | 0% | 6.04% |  | 6.04% |  | 2006-2009 | 10.54% | 10.18% | 7.546% | 17.52% | 18.41% | -0.004264% | 0% | 5.971% |  | 5.971%
2009-2012 | 42.11% | 11.06% | 14.86% | 11.32% | 12.02% | 8.483% | 0% | 13.76% |  | 13.76% |  | 2009-2012 | 42.89% | 11.06% | 14.86% | 11.32% | 12.02% | 7.926% | 0% | 18.53% |  | 18.53% |  | 2009-2012 | 40.5% | 11.06% | 14.86% | 11.32% | 12.02% | 9.238% | 0% | 10.11% |  | 10.11% |  | 2009-2012 | 43.52% |  |  |  |  | 7.331% | 0% | 29.09% |  |  |  | 2009-2012 | 41.78% |  |  |  |  | 7.617% |  | 34.68% |  |  |  | 2009-2012 | 42.31% | 11.06% | 14.86% | 11.32% | 12.02% | 8.358% | 0% | 14.6% |  | 14.6% |  | 2009-2012 | 42% | 11.06% | 14.86% | 11.32% | 12.02% | 8.545% | 0% | 13.36% |  | 13.36%
2012-2015 | 0.2027% | 0.03291% | 0.06187% | 0% | 0% | 0.9886% | 0% | 0.1594% |  | 0.1594% |  | 2012-2015 | 0.2053% | 0.03291% | 0.06187% | 0% | 0% | 0.9434% | 0% | 0.2197% |  | 0.2197% |  | 2012-2015 | 0.1978% | 0.03291% | 0.06187% | 0% | 0% | 1.051% | 0% | 0.1178% |  | 0.1178% |  | 2012-2015 | 0.2074% |  |  |  |  | 0.8957% | 0% | 0.3821% |  |  |  | 2012-2015 | 0.1777% |  |  |  |  | 0.92% |  | 0.3959% |  |  |  | 2012-2015 | 0.2034% | 0.03291% | 0.06187% | 0% | 0% | 0.9784% | 0% | 0.1696% |  | 0.1696% |  | 2012-2015 | 0.2024% | 0.03291% | 0.06187% | 0% | 0% | 0.9937% | 0% | 0.1547% |  | 0.1547%
2015-2018 | 2.243% | 0.0879% | 0.4808% | 6.685% | 7.156% | -0.0001392% | 0% | 0.938% |  | 0.938% |  | 2015-2018 | 2.311% | 0.0879% | 0.4808% | 6.685% | 7.156% | 0.0004466% | 0% | 1.005% |  | 1.005% |  | 2015-2018 | 2.111% | 0.0879% | 0.4808% | 6.685% | 7.156% | -0.0009429% | 0% | 0.8913% |  | 0.8913% |  | 2015-2018 | 2.366% |  |  |  |  | 0.001068% | 0% | 1.186% |  |  |  | 2015-2018 | 2.203% |  |  |  |  | -0.0004675% |  | 1.559% |  |  |  | 2015-2018 | 2.26% | 0.0879% | 0.4808% | 6.685% | 7.156% | -6.173e-06% | 0% | 0.9492% |  | 0.9492% |  | 2015-2018 | 2.235% | 0.0879% | 0.4808% | 6.685% | 7.156% | -0.0002041% | 0% | 0.9326% |  | 0.9326%
2018-2021 | 2.235% | 3.552% | 20.99% | 6.259% | 6.735% | 49.48% | 0% | 8.614% |  | 8.614% |  | 2018-2021 | 3.041% | 3.552% | 20.99% | 6.259% | 6.735% | 43.11% | 0% | 9.855% |  | 9.855% |  | 2018-2021 | 0.7248% | 3.552% | 20.99% | 6.259% | 6.735% | 58.07% | 0% | 7.749% |  | 7.749% |  | 2018-2021 | 3.722% |  |  |  |  | 36.3% | 0% | 13.2% |  |  |  | 2018-2021 | -7.533% |  |  |  |  | 99.99% |  | 24.4% |  |  |  | 2018-2021 | 2.458% | 3.552% | 20.99% | 6.259% | 6.735% | 47.98% | 0% | 8.818% |  | 8.818% |  | 2018-2021 | 2.151% | 3.552% | 20.99% | 6.259% | 6.735% | 50.13% | 0% | 8.514% |  | 8.514%
2021-2024 | 11.51% | 13.97% | 0.6262% | 0% | 8.248% | 21.53% | 2.253% | 6.604% |  | 6.604% |  | 2021-2024 | 15.52% | 13.97% | 0.6262% | 0% | 8.248% | 11.8% | 1.949% | 7.796% |  | 7.796% |  | 2021-2024 | 3.718% | 13.97% | 0.6262% | 0% | 8.248% | 39.95% | 2.413% | 5.803% |  | 5.803% |  | 2021-2024 | 18.83% |  |  |  |  | 3.729% | 0% | 11.2% |  |  |  | 2021-2024 | 23.92% |  |  |  |  | -421864% |  | 8.494% |  |  |  | 2021-2024 | 12.48% | 13.97% | 0.6262% | 0% | 8.248% | 19.21% | 2.208% | 6.804% |  | 6.804% |  | 2021-2024 | 10.97% | 13.97% | 0.6262% | 0% | 8.248% | 22.85% | 2.273% | 6.514% |  | 6.514%
2006-2024 | 56.28% | 33.8% | 38.53% | 36.02% | 42.97% | 64.07% | 2.253% | 31.56% |  | 31.56% |  | 2006-2024 | 59.18% | 33.8% | 38.53% | 36.02% | 42.97% | 54.24% | 1.949% | 37.3% |  | 37.3% |  | 2006-2024 | 50.34% | 33.8% | 38.53% | 36.02% | 42.97% | 77.38% | 2.413% | 27.15% |  | 27.15% |  | 2006-2024 | 61.49% |  |  |  |  | 43.68% | 0% | 49.87% |  |  |  | 2006-2024 | 57.91% |  |  |  |  | 64.04% |  | 59.09% |  |  |  | 2006-2024 | 57.02% | 33.8% | 38.53% | 36.02% | 42.97% | 61.86% | 2.208% | 32.57% |  | 32.57% |  | 2006-2024 | 55.9% | 33.8% | 38.53% | 36.02% | 42.97% | 65.16% | 2.273% | 31.08% |  | 31.08%
Building Level Details: | [11 empty] | Building Level Details: | [11 empty] | Building Level Details: | [11 empty] | Building Level Details: | [11 empty] | Building Level Details: | [11 empty] | Building Level Details: | [11 empty] | Building Level Details:
Energy Cost Index ($/sq ft/yr) for IECC-Res 2024 | [11 empty] | Site Energy Use Intensity (kBtu/sq ft/yr) for IECC-Res 2024 | [11 empty] | Electric Use Intensity (kBtu/sq ft/yr) for IECC-Res 2024 | [11 empty] | Gas Use Intensity (kBtu/sq ft/yr) for IECC-Res 2024 | [11 empty] | Oil Use Intensity (kBtu/sq ft/yr) for IECC-Res 2024 | [11 empty] | Source Energy Use Index (kBtu/sq ft/yr) for IECC-Res 2024 | [11 empty] | Carbon Emissions (ton/sq ft/yr) for IECC-Res 2024
Costs: Electricity: $0.1598/kWh ¦ Natural Gas: $1.391/therm ¦ Oil: $4.1392/gal | [59 empty] | Site-to-Source Factors: Electricity: 2.83 ¦ Natural Gas: 1.1 ¦ Oil: 1.01 | [11 empty] | Conversion [ton/kBtu]: Electricity: 4,881 ¦ Natural Gas: 18,863 ¦ Oil: 13,521
IECC-Res 2024 | Heat | Cool | Fans_Aux | Lgt_Int | Lgt_Ext | DHW | Appls | Total | PV | Net_Total | Weight | IECC-Res 2024 | Heat | Cool | Fans_Aux | Lgt_Int | Lgt_Ext | DHW | Appls | Total | PV | Net_Total | Weight | IECC-Res 2024 | Heat | Cool | Fans_Aux | Lgt_Int | Lgt_Ext | DHW | Appls | Total | PV | Net_Total | Weight | IECC-Res 2024 | Heat | Cool | Fans_Aux | Lgt_Int | Lgt_Ext | DHW | Appls | Total | PV | Net_Total | Weight | IECC-Res 2024 | Heat | Cool | Fans_Aux | Lgt_Int | Lgt_Ext | DHW | Appls | Total | PV | Net_Total | Weight | IECC-Res 2024 | Heat | Cool | Fans_Aux | Lgt_Int | Lgt_Ext | DHW | Appls | Total | PV | Net_Total | Weight | IECC-Res 2024 | Heat | Cool | Fans_Aux | Lgt_Int | Lgt_Ext | DHW | Appls | Total | PV | Net_Total | Weight
Multifamily - Electric Resistance | 0.25764 | 0.14796 | 0.067252 | 0.082695 | 0.029027 | 0.064695 | 0.62553 | 1.2748 | 0 | 1.2748 | 1.409% | Multifamily - Electric Resistance | 5.5013 | 3.1594 | 1.436 | 1.7658 | 0.6198 | 1.3814 | 13.3567 | 27.2204 | 0 | 27.2204 | 1.409% | Multifamily - Electric Resistance | 5.5013 | 3.1594 | 1.436 | 1.7658 | 0.6198 | 1.3814 | 13.3567 | 27.2204 | 0 | 27.2204 | 1.409% | Multifamily - Electric Resistance | 0 | 0 | 0 | 0 | 0 | 0 | 0 | 0 |  |  | 1.409% | Multifamily - Electric Resistance | 0 | 0 | 0 | 0 | 0 | 0 | 0 | 0 |  |  | 1.409% | Multifamily - Electric Resistance | 15.5688 | 8.941 | 4.0639 | 4.9971 | 1.754 | 3.9094 | 37.7995 | 77.0337 | 0 | 77.0337 | 1.409% | Multifamily - Electric Resistance | 0.001127 | 0.00064722 | 0.00029418 | 0.00036173 | 0.00012697 | 0.00028299 | 0.0027362 | 0.0055763 | 0 | 0.0055763 | 1.409%
Multifamily - Gas Furnace | 0.082733 | 0.11277 | 0.056093 | 0.081838 | 0.028113 | 0.10008 | 0.63864 | 1.1003 | 0 | 1.1003 | 10.47% | Multifamily - Gas Furnace | 5.9497 | 2.4079 | 1.1977 | 1.7475 | 0.60028 | 7.1973 | 18.5939 | 37.6942 | 0 | 37.6942 | 10.47% | Multifamily - Gas Furnace | 0 | 2.4079 | 1.1977 | 1.7475 | 0.60028 | 0 | 11.5431 | 17.4964 | 0 | 17.4964 | 10.47% | Multifamily - Gas Furnace | 5.9497 | 0 | 0 | 0 | 0 | 7.1973 | 7.0508 | 20.1978 |  |  | 10.47% | Multifamily - Gas Furnace | 0 | 0 | 0 | 0 | 0 | 0 | 0 | 0 |  |  | 10.47% | Multifamily - Gas Furnace | 6.5447 | 6.8143 | 3.3896 | 4.9453 | 1.6988 | 7.917 | 40.4228 | 71.7325 | 0 | 71.7325 | 10.47% | Multifamily - Gas Furnace | 0.00031541 | 0.00049327 | 0.00024536 | 0.00035798 | 0.00012297 | 0.00038155 | 0.0027385 | 0.004655 | 0 | 0.004655 | 10.47%
Multifamily - Heat Pump | 0.14403 | 0.14881 | 0.062305 | 0.082774 | 0.029111 | 0.063718 | 0.62418 | 1.1549 | 0 | 1.1549 | 5.973% | Multifamily - Heat Pump | 3.0755 | 3.1775 | 1.3304 | 1.7674 | 0.62158 | 1.3606 | 13.3278 | 24.6607 | 0 | 24.6607 | 5.973% | Multifamily - Heat Pump | 3.0755 | 3.1775 | 1.3304 | 1.7674 | 0.62158 | 1.3606 | 13.3278 | 24.6607 | 0 | 24.6607 | 5.973% | Multifamily - Heat Pump | 0 | 0 | 0 | 0 | 0 | 0 | 0 | 0 |  |  | 5.973% | Multifamily - Heat Pump | 0 | 0 | 0 | 0 | 0 | 0 | 0 | 0 |  |  | 5.973% | Multifamily - Heat Pump | 8.7036 | 8.9922 | 3.7649 | 5.0018 | 1.7591 | 3.8504 | 37.7178 | 69.7898 | 0 | 69.7898 | 5.973% | Multifamily - Heat Pump | 0.00063003 | 0.00065092 | 0.00027253 | 0.00036207 | 0.00012734 | 0.00027872 | 0.0027303 | 0.0050519 | 0 | 0.0050519 | 5.973%
Multifamily - Oil Furnace | 0.29779 | 0.07759 | 0.059491 | 0.080903 | 0.027114 | 0.16467 | 0.61024 | 1.3178 | 0 | 1.3178 | 0.02796% | Multifamily - Oil Furnace | 9.9642 | 1.6567 | 1.2703 | 1.7275 | 0.57896 | 6.2762 | 13.0302 | 34.5041 | 0 | 34.5041 | 0.02796% | Multifamily - Oil Furnace | 0 | 1.6567 | 1.2703 | 1.7275 | 0.57896 | 0 | 13.0302 | 18.2637 | 0 | 18.2637 | 0.02796% | Multifamily - Oil Furnace | 0 | 0 | 0 | 0 | 0 | 1.4331 | 0 | 1.4331 |  |  | 0.02796% | Multifamily - Oil Furnace | 9.9642 | 0 | 0 | 0 | 0 | 4.843 | 0 | 14.8072 |  |  | 0.02796% | Multifamily - Oil Furnace | 10.0638 | 4.6886 | 3.5949 | 4.8888 | 1.6385 | 6.4679 | 36.8756 | 68.2181 | 0 | 68.2181 | 0.02796% | Multifamily - Oil Furnace | 0.00073693 | 0.0003394 | 0.00026023 | 0.00035389 | 0.0001186 | 0.00043415 | 0.0026693 | 0.0049125 | 0 | 0.0049125 | 0.02796%
Single-Family - Electric Resistance | 0.33735 | 0.1737 | 0.063267 | 0.069103 | 0.013507 | 0.046494 | 0.50876 | 1.2122 | 0 | 1.2122 | 6.467% | Single-Family - Electric Resistance | 7.2032 | 3.709 | 1.3509 | 1.4755 | 0.28841 | 0.99276 | 10.8633 | 25.8831 | 0 | 25.8831 | 6.467% | Single-Family - Electric Resistance | 7.2032 | 3.709 | 1.3509 | 1.4755 | 0.28841 | 0.99276 | 10.8633 | 25.8831 | 0 | 25.8831 | 6.467% | Single-Family - Electric Resistance | 0 | 0 | 0 | 0 | 0 | 0 | 0 | 0 |  |  | 6.467% | Single-Family - Electric Resistance | 0 | 0 | 0 | 0 | 0 | 0 | 0 | 0 |  |  | 6.467% | Single-Family - Electric Resistance | 20.3851 | 10.4964 | 3.8231 | 4.1758 | 0.81619 | 2.8095 | 30.7432 | 73.2492 | 0 | 73.2492 | 6.467% | Single-Family - Electric Resistance | 0.0014756 | 0.00075981 | 0.00027674 | 0.00030227 | 5.9082e-05 | 0.00020337 | 0.0022254 | 0.0053023 | 0 | 0.0053023 | 6.467%
Single-Family - Gas Furnace | 0.13205 | 0.11055 | 0.050493 | 0.068567 | 0.012956 | 0.058579 | 0.51799 | 0.95119 | 0 | 0.95119 | 45.14% | Single-Family - Gas Furnace | 9.4966 | 2.3604 | 1.0782 | 1.4641 | 0.27664 | 4.2127 | 14.0378 | 32.9264 | 0 | 32.9264 | 45.14% | Single-Family - Gas Furnace | 0 | 2.3604 | 1.0782 | 1.4641 | 0.27664 | 0 | 9.8031 | 14.9824 | 0 | 14.9824 | 45.14% | Single-Family - Gas Furnace | 9.4966 | 0 | 0 | 0 | 0 | 4.2127 | 4.2347 | 17.944 |  |  | 45.14% | Single-Family - Gas Furnace | 0 | 0 | 0 | 0 | 0 | 0 | 0 | 0 |  |  | 45.14% | Single-Family - Gas Furnace | 10.4462 | 6.6801 | 3.0512 | 4.1434 | 0.78289 | 4.6339 | 32.4009 | 62.1385 | 0 | 62.1385 | 45.14% | Single-Family - Gas Furnace | 0.00050344 | 0.00048355 | 0.00022087 | 0.00029993 | 5.6671e-05 | 0.00022333 | 0.0022327 | 0.0040205 | 0 | 0.0040205 | 45.14%
Single-Family - Heat Pump | 0.15695 | 0.17153 | 0.061782 | 0.069146 | 0.013559 | 0.049381 | 0.508 | 1.0304 | 0 | 1.0304 | 30.4% | Single-Family - Heat Pump | 3.3514 | 3.6627 | 1.3192 | 1.4764 | 0.28952 | 1.0544 | 10.8471 | 22.0007 | 0 | 22.0007 | 30.4% | Single-Family - Heat Pump | 3.3514 | 3.6627 | 1.3192 | 1.4764 | 0.28952 | 1.0544 | 10.8471 | 22.0007 | 0 | 22.0007 | 30.4% | Single-Family - Heat Pump | 0 | 0 | 0 | 0 | 0 | 0 | 0 | 0 |  |  | 30.4% | Single-Family - Heat Pump | 0 | 0 | 0 | 0 | 0 | 0 | 0 | 0 |  |  | 30.4% | Single-Family - Heat Pump | 9.4844 | 10.3655 | 3.7334 | 4.1783 | 0.81935 | 2.984 | 30.6972 | 62.2621 | 0 | 62.2621 | 30.4% | Single-Family - Heat Pump | 0.00068655 | 0.00075033 | 0.00027025 | 0.00030246 | 5.9311e-05 | 0.000216 | 0.0022221 | 0.004507 | 0 | 0.004507 | 30.4%
Single-Family - Oil Furnace | 0.4388 | 0.081422 | 0.048113 | 0.068032 | 0.012451 | 0.09611 | 0.50209 | 1.247 | 0 | 1.247 | 0.1218% | Single-Family - Oil Furnace | 14.6824 | 1.7386 | 1.0273 | 1.4527 | 0.26586 | 3.8574 | 10.721 | 33.7452 | 0 | 33.7452 | 0.1218% | Single-Family - Oil Furnace | 0 | 1.7386 | 1.0273 | 1.4527 | 0.26586 | 0 | 10.721 | 15.2054 | 0 | 15.2054 | 0.1218% | Single-Family - Oil Furnace | 0 | 0 | 0 | 0 | 0 | 1.1997 | 0 | 1.1997 |  |  | 0.1218% | Single-Family - Oil Furnace | 14.6824 | 0 | 0 | 0 | 0 | 2.6577 | 0 | 17.3401 |  |  | 0.1218% | Single-Family - Oil Furnace | 14.8293 | 4.9201 | 2.9073 | 4.111 | 0.75238 | 4.0039 | 30.3405 | 61.8645 | 0 | 61.8645 | 0.1218% | Single-Family - Oil Furnace | 0.0010859 | 0.00035616 | 0.00021046 | 0.00029759 | 5.4463e-05 | 0.00026015 | 0.0021963 | 0.004461 | 0 | 0.004461 | 0.1218%
US Weighted | 0.15335 | 0.13637 | 0.055884 | 0.070128 | 0.014713 | 0.057441 | 0.52533 | 1.0132 | 0 | 1.0132 | 100% | US Weighted | 6.9025 | 2.912 | 1.1933 | 1.4974 | 0.31416 | 3.0217 | 13.0111 | 28.852 | 0 | 28.852 | 100% | US Weighted | 1.7315 | 2.912 | 1.1933 | 1.4974 | 0.31416 | 0.4662 | 10.4594 | 18.5739 | 0 | 18.5739 | 100% | US Weighted | 5.1485 | 0 | 0 | 0 | 0 | 2.5509 | 2.5516 | 10.2511 |  |  | 100% | US Weighted | 0.022454 | 0 | 0 | 0 | 0 | 0.0045539 | 0 | 0.027007 |  |  | 100% | US Weighted | 10.5862 | 8.2408 | 3.377 | 4.2377 | 0.88909 | 4.13 | 32.407 | 63.8677 | 0 | 63.8677 | 100% | US Weighted | 0.0006293 | 0.00059653 | 0.00024445 | 0.00030676 | 6.4359e-05 | 0.00023107 | 0.002278 | 0.0043504 | 0 | 0.0043504 | 100%
Energy Cost Index ($/sq ft/yr) for IECC-Res 2021 | [11 empty] | Site Energy Use Intensity (kBtu/sq ft/yr) for IECC-Res 2021 | [11 empty] | Electric Use Intensity (kBtu/sq ft/yr) for IECC-Res 2021 | [11 empty] | Gas Use Intensity (kBtu/sq ft/yr) for IECC-Res 2021 | [11 empty] | Oil Use Intensity (kBtu/sq ft/yr) for IECC-Res 2021 | [11 empty] | Source Energy Use Index (kBtu/sq ft/yr) for IECC-Res 2021 | [11 empty] | Carbon Emissions (ton/sq ft/yr) for IECC-Res 2021
Costs: Electricity: $0.1598/kWh ¦ Natural Gas: $1.391/therm ¦ Oil: $4.1392/gal | [59 empty] | Site-to-Source Factors: Electricity: 2.83 ¦ Natural Gas: 1.1 ¦ Oil: 1.01 | [11 empty] | Conversion [ton/kBtu]: Electricity: 4,881 ¦ Natural Gas: 18,863 ¦ Oil: 13,521
IECC-Res 2021 | Heat | Cool | Fans_Aux | Lgt_Int | Lgt_Ext | DHW | Appls | Total | PV | Net_Total | Weight | IECC-Res 2021 | Heat | Cool | Fans_Aux | Lgt_Int | Lgt_Ext | DHW | Appls | Total | PV | Net_Total | Weight | IECC-Res 2021 | Heat | Cool | Fans_Aux | Lgt_Int | Lgt_Ext | DHW | Appls | Total | PV | Net_Total | Weight | IECC-Res 2021 | Heat | Cool | Fans_Aux | Lgt_Int | Lgt_Ext | DHW | Appls | Total | PV | Net_Total | Weight | IECC-Res 2021 | Heat | Cool | Fans_Aux | Lgt_Int | Lgt_Ext | DHW | Appls | Total | PV | Net_Total | Weight | IECC-Res 2021 | Heat | Cool | Fans_Aux | Lgt_Int | Lgt_Ext | DHW | Appls | Total | PV | Net_Total | Weight | IECC-Res 2021 | Heat | Cool | Fans_Aux | Lgt_Int | Lgt_Ext | DHW | Appls | Total | PV | Net_Total | Weight
Multifamily - Electric Resistance | 0.30111 | 0.15521 | 0.054343 | 0.082695 | 0.042775 | 0.11368 | 0.64407 | 1.3939 | 0 | 1.3939 | 1.409% | Multifamily - Electric Resistance | 6.4295 | 3.3141 | 1.1604 | 1.7658 | 0.91335 | 2.4274 | 13.7526 | 29.763 | 0 | 29.763 | 1.409% | Multifamily - Electric Resistance | 6.4295 | 3.3141 | 1.1604 | 1.7658 | 0.91335 | 2.4274 | 13.7526 | 29.763 | 0 | 29.763 | 1.409% | Multifamily - Electric Resistance | 0 | 0 | 0 | 0 | 0 | 0 | 0 | 0 |  |  | 1.409% | Multifamily - Electric Resistance | 0 | 0 | 0 | 0 | 0 | 0 | 0 | 0 |  |  | 1.409% | Multifamily - Electric Resistance | 18.1955 | 9.3789 | 3.2838 | 4.9971 | 2.5848 | 6.8695 | 38.9198 | 84.2294 | 0 | 84.2294 | 1.409% | Multifamily - Electric Resistance | 0.0013171 | 0.00067892 | 0.00023771 | 0.00036173 | 0.00018711 | 0.00049727 | 0.0028173 | 0.0060972 | 0 | 0.0060972 | 1.409%
Multifamily - Gas Furnace | 0.10501 | 0.14664 | 0.053462 | 0.081838 | 0.041428 | 0.092819 | 0.65847 | 1.1797 | 0 | 1.1797 | 10.47% | Multifamily - Gas Furnace | 7.5519 | 3.1311 | 1.1415 | 1.7475 | 0.88459 | 6.675 | 19.0172 | 40.1488 | 0 | 40.1488 | 10.47% | Multifamily - Gas Furnace | 0 | 3.1311 | 1.1415 | 1.7475 | 0.88459 | 0 | 11.9664 | 18.8711 | 0 | 18.8711 | 10.47% | Multifamily - Gas Furnace | 7.5519 | 0 | 0 | 0 | 0 | 6.675 | 7.0508 | 21.2777 |  |  | 10.47% | Multifamily - Gas Furnace | 0 | 0 | 0 | 0 | 0 | 0 | 0 | 0 |  |  | 10.47% | Multifamily - Gas Furnace | 8.3071 | 8.861 | 3.2306 | 4.9453 | 2.5034 | 7.3425 | 41.6209 | 76.8107 | 0 | 76.8107 | 10.47% | Multifamily - Gas Furnace | 0.00040034 | 0.00064143 | 0.00023385 | 0.00035798 | 0.00018121 | 0.00035386 | 0.0028252 | 0.0049939 | 0 | 0.0049939 | 10.47%
Multifamily - Heat Pump | 0.15025 | 0.15767 | 0.057487 | 0.082774 | 0.042898 | 0.11238 | 0.64469 | 1.2481 | 0 | 1.2481 | 5.973% | Multifamily - Heat Pump | 3.2082 | 3.3666 | 1.2275 | 1.7674 | 0.91599 | 2.3996 | 13.7657 | 26.651 | 0 | 26.651 | 5.973% | Multifamily - Heat Pump | 3.2082 | 3.3666 | 1.2275 | 1.7674 | 0.91599 | 2.3996 | 13.7657 | 26.651 | 0 | 26.651 | 5.973% | Multifamily - Heat Pump | 0 | 0 | 0 | 0 | 0 | 0 | 0 | 0 |  |  | 5.973% | Multifamily - Heat Pump | 0 | 0 | 0 | 0 | 0 | 0 | 0 | 0 |  |  | 5.973% | Multifamily - Heat Pump | 9.0792 | 9.5275 | 3.4738 | 5.0018 | 2.5923 | 6.7909 | 38.957 | 75.4224 | 0 | 75.4224 | 5.973% | Multifamily - Heat Pump | 0.00065722 | 0.00068967 | 0.00025146 | 0.00036207 | 0.00018765 | 0.00049158 | 0.00282 | 0.0054596 | 0 | 0.0054596 | 5.973%
Multifamily - Oil Furnace | 0.39992 | 0.08934 | 0.050438 | 0.080903 | 0.039957 | 0.12437 | 0.63004 | 1.415 | 0 | 1.415 | 0.02796% | Multifamily - Oil Furnace | 13.3815 | 1.9076 | 1.077 | 1.7275 | 0.85318 | 2.6555 | 13.4531 | 35.0553 | 0 | 35.0553 | 0.02796% | Multifamily - Oil Furnace | 0 | 1.9076 | 1.077 | 1.7275 | 0.85318 | 2.6555 | 13.4531 | 21.6739 | 0 | 21.6739 | 0.02796% | Multifamily - Oil Furnace | 0 | 0 | 0 | 0 | 0 | 0 | 0 | 0 |  |  | 0.02796% | Multifamily - Oil Furnace | 13.3815 | 0 | 0 | 0 | 0 | 0 | 0 | 13.3815 |  |  | 0.02796% | Multifamily - Oil Furnace | 13.5153 | 5.3986 | 3.0478 | 4.8888 | 2.4145 | 7.5152 | 38.0721 | 74.8523 | 0 | 74.8523 | 0.02796% | Multifamily - Oil Furnace | 0.00098966 | 0.00039079 | 0.00022063 | 0.00035389 | 0.00017478 | 0.000544 | 0.0027559 | 0.0054297 | 0 | 0.0054297 | 0.02796%
Single-Family - Electric Resistance | 0.36008 | 0.17771 | 0.055596 | 0.069103 | 0.013507 | 0.078282 | 0.51944 | 1.2737 | 0 | 1.2737 | 6.467% | Single-Family - Electric Resistance | 7.6886 | 3.7945 | 1.1871 | 1.4755 | 0.28841 | 1.6715 | 11.0914 | 27.1971 | 0 | 27.1971 | 6.467% | Single-Family - Electric Resistance | 7.6886 | 3.7945 | 1.1871 | 1.4755 | 0.28841 | 1.6715 | 11.0914 | 27.1971 | 0 | 27.1971 | 6.467% | Single-Family - Electric Resistance | 0 | 0 | 0 | 0 | 0 | 0 | 0 | 0 |  |  | 6.467% | Single-Family - Electric Resistance | 0 | 0 | 0 | 0 | 0 | 0 | 0 | 0 |  |  | 6.467% | Single-Family - Electric Resistance | 21.7588 | 10.7385 | 3.3595 | 4.1758 | 0.81619 | 4.7304 | 31.3886 | 76.9678 | 0 | 76.9678 | 6.467% | Single-Family - Electric Resistance | 0.0015751 | 0.00077734 | 0.00024319 | 0.00030227 | 5.9082e-05 | 0.00034242 | 0.0022721 | 0.0055715 | 0 | 0.0055715 | 6.467%
Single-Family - Gas Furnace | 0.16232 | 0.14644 | 0.055104 | 0.068567 | 0.012956 | 0.062184 | 0.52903 | 1.0366 | 0 | 1.0366 | 45.14% | Single-Family - Gas Furnace | 11.6734 | 3.1269 | 1.1766 | 1.4641 | 0.27664 | 4.4719 | 14.2736 | 36.4632 | 0 | 36.4632 | 45.14% | Single-Family - Gas Furnace | 0 | 3.1269 | 1.1766 | 1.4641 | 0.27664 | 0 | 10.0389 | 16.0831 | 0 | 16.0831 | 45.14% | Single-Family - Gas Furnace | 11.6734 | 0 | 0 | 0 | 0 | 4.4719 | 4.2347 | 20.3801 |  |  | 45.14% | Single-Family - Gas Furnace | 0 | 0 | 0 | 0 | 0 | 0 | 0 | 0 |  |  | 45.14% | Single-Family - Gas Furnace | 12.8408 | 8.8491 | 3.3298 | 4.1434 | 0.78289 | 4.9191 | 33.0683 | 67.9333 | 0 | 67.9333 | 45.14% | Single-Family - Gas Furnace | 0.00061884 | 0.00064056 | 0.00024104 | 0.00029993 | 5.6671e-05 | 0.00023707 | 0.002281 | 0.0043751 | 0 | 0.0043751 | 45.14%
Single-Family - Heat Pump | 0.16009 | 0.17581 | 0.058586 | 0.069146 | 0.013559 | 0.080853 | 0.51972 | 1.0778 | 0 | 1.0778 | 30.4% | Single-Family - Heat Pump | 3.4184 | 3.7539 | 1.251 | 1.4764 | 0.28952 | 1.7264 | 11.0974 | 23.0131 | 0 | 23.0131 | 30.4% | Single-Family - Heat Pump | 3.4184 | 3.7539 | 1.251 | 1.4764 | 0.28952 | 1.7264 | 11.0974 | 23.0131 | 0 | 23.0131 | 30.4% | Single-Family - Heat Pump | 0 | 0 | 0 | 0 | 0 | 0 | 0 | 0 |  |  | 30.4% | Single-Family - Heat Pump | 0 | 0 | 0 | 0 | 0 | 0 | 0 | 0 |  |  | 30.4% | Single-Family - Heat Pump | 9.6742 | 10.6237 | 3.5402 | 4.1783 | 0.81935 | 4.8858 | 31.4056 | 65.1272 | 0 | 65.1272 | 30.4% | Single-Family - Heat Pump | 0.00070029 | 0.00076902 | 0.00025627 | 0.00030246 | 5.9311e-05 | 0.00035367 | 0.0022734 | 0.0047144 | 0 | 0.0047144 | 30.4%
Single-Family - Oil Furnace | 0.5758 | 0.093122 | 0.048372 | 0.068032 | 0.012451 | 0.085847 | 0.51214 | 1.3958 | 0 | 1.3958 | 0.1218% | Single-Family - Oil Furnace | 19.2665 | 1.9884 | 1.0329 | 1.4527 | 0.26586 | 1.8333 | 10.9354 | 36.775 | 0 | 36.775 | 0.1218% | Single-Family - Oil Furnace | 0 | 1.9884 | 1.0329 | 1.4527 | 0.26586 | 1.8326 | 10.9354 | 17.5078 | 0 | 17.5078 | 0.1218% | Single-Family - Oil Furnace | 0 | 0 | 0 | 0 | 0 | 0 | 0 | 0 |  |  | 0.1218% | Single-Family - Oil Furnace | 19.2665 | 0 | 0 | 0 | 0 | 0.00076002 | 0 | 19.2673 |  |  | 0.1218% | Single-Family - Oil Furnace | 19.4592 | 5.6271 | 2.923 | 4.111 | 0.75238 | 5.1869 | 30.9472 | 69.0069 | 0 | 69.0069 | 0.1218% | Single-Family - Oil Furnace | 0.0014249 | 0.00040733 | 0.00021159 | 0.00029759 | 5.4463e-05 | 0.00037547 | 0.0022402 | 0.0050115 | 0 | 0.0050115 | 0.1218%
US Weighted | 0.1733 | 0.15852 | 0.056236 | 0.070128 | 0.016036 | 0.073203 | 0.53744 | 1.0849 | 0 | 1.0849 | 100% | US Weighted | 8.1704 | 3.3849 | 1.2008 | 1.4974 | 0.34241 | 3.4261 | 13.2697 | 31.2916 | 0 | 31.2916 | 100% | US Weighted | 1.7983 | 3.3849 | 1.2008 | 1.4974 | 0.34241 | 0.77633 | 10.718 | 19.7182 | 0 | 19.7182 | 100% | US Weighted | 6.3426 | 0 | 0 | 0 | 0 | 2.6497 | 2.5516 | 11.5439 |  |  | 100% | US Weighted | 0.029513 | 0 | 0 | 0 | 0 | 1.0792e-06 | 0 | 0.029514 |  |  | 100% | US Weighted | 12.0959 | 9.5792 | 3.3982 | 4.2377 | 0.96902 | 5.1117 | 33.1389 | 68.5306 | 0 | 68.5306 | 100% | US Weighted | 0.00070682 | 0.00069341 | 0.00024599 | 0.00030676 | 7.0145e-05 | 0.0002995 | 0.0023309 | 0.0046536 | 0 | 0.0046536 | 100%
Energy Cost Index ($/sq ft/yr) for IECC-Res 2018 | [11 empty] | Site Energy Use Intensity (kBtu/sq ft/yr) for IECC-Res 2018 | [11 empty] | Electric Use Intensity (kBtu/sq ft/yr) for IECC-Res 2018 | [11 empty] | Gas Use Intensity (kBtu/sq ft/yr) for IECC-Res 2018 | [11 empty] | Oil Use Intensity (kBtu/sq ft/yr) for IECC-Res 2018 | [11 empty] | Source Energy Use Index (kBtu/sq ft/yr) for IECC-Res 2018 | [11 empty] | Carbon Emissions (ton/sq ft/yr) for IECC-Res 2018
Costs: Electricity: $0.1598/kWh ¦ Natural Gas: $1.391/therm ¦ Oil: $4.1392/gal | [59 empty] | Site-to-Source Factors: Electricity: 2.83 ¦ Natural Gas: 1.1 ¦ Oil: 1.01 | [11 empty] | Conversion [ton/kBtu]: Electricity: 4,881 ¦ Natural Gas: 18,863 ¦ Oil: 13,521
IECC-Res 2018 | Heat | Cool | Fans_Aux | Lgt_Int | Lgt_Ext | DHW | Appls | Total | PV | Net_Total | Weight | IECC-Res 2018 | Heat | Cool | Fans_Aux | Lgt_Int | Lgt_Ext | DHW | Appls | Total | PV | Net_Total | Weight | IECC-Res 2018 | Heat | Cool | Fans_Aux | Lgt_Int | Lgt_Ext | DHW | Appls | Total | PV | Net_Total | Weight | IECC-Res 2018 | Heat | Cool | Fans_Aux | Lgt_Int | Lgt_Ext | DHW | Appls | Total | PV | Net_Total | Weight | IECC-Res 2018 | Heat | Cool | Fans_Aux | Lgt_Int | Lgt_Ext | DHW | Appls | Total | PV | Net_Total | Weight | IECC-Res 2018 | Heat | Cool | Fans_Aux | Lgt_Int | Lgt_Ext | DHW | Appls | Total | PV | Net_Total | Weight | IECC-Res 2018 | Heat | Cool | Fans_Aux | Lgt_Int | Lgt_Ext | DHW | Appls | Total | PV | Net_Total | Weight
Multifamily - Electric Resistance | 0.2513 | 0.17751 | 0.074292 | 0.088217 | 0.042775 | 0.29048 | 0.64407 | 1.5686 | 0 | 1.5686 | 1.409% | Multifamily - Electric Resistance | 5.366 | 3.7903 | 1.5863 | 1.8837 | 0.91335 | 6.2024 | 13.7526 | 33.4945 | 0 | 33.4945 | 1.409% | Multifamily - Electric Resistance | 5.366 | 3.7903 | 1.5863 | 1.8837 | 0.91335 | 6.2024 | 13.7526 | 33.4945 | 0 | 33.4945 | 1.409% | Multifamily - Electric Resistance | 0 | 0 | 0 | 0 | 0 | 0 | 0 | 0 |  |  | 1.409% | Multifamily - Electric Resistance | 0 | 0 | 0 | 0 | 0 | 0 | 0 | 0 |  |  | 1.409% | Multifamily - Electric Resistance | 15.1857 | 10.7264 | 4.4893 | 5.3308 | 2.5848 | 17.5528 | 38.9198 | 94.7895 | 0 | 94.7895 | 1.409% | Multifamily - Electric Resistance | 0.0010993 | 0.00077646 | 0.00032497 | 0.00038588 | 0.00018711 | 0.0012706 | 0.0028173 | 0.0068616 | 0 | 0.0068616 | 1.409%
Multifamily - Gas Furnace | 0.097019 | 0.16779 | 0.075651 | 0.087303 | 0.041428 | 0.15639 | 0.65847 | 1.284 | 0 | 1.284 | 10.47% | Multifamily - Gas Furnace | 6.977 | 3.5827 | 1.6154 | 1.8641 | 0.88459 | 11.247 | 19.0172 | 45.1881 | 0 | 45.1881 | 10.47% | Multifamily - Gas Furnace | 0 | 3.5827 | 1.6154 | 1.8641 | 0.88459 | 0 | 11.9664 | 19.9133 | 0 | 19.9133 | 10.47% | Multifamily - Gas Furnace | 6.977 | 0 | 0 | 0 | 0 | 11.247 | 7.0508 | 25.2748 |  |  | 10.47% | Multifamily - Gas Furnace | 0 | 0 | 0 | 0 | 0 | 0 | 0 | 0 |  |  | 10.47% | Multifamily - Gas Furnace | 7.6747 | 10.1392 | 4.5715 | 5.2755 | 2.5034 | 12.3716 | 41.6209 | 84.1568 | 0 | 84.1568 | 10.47% | Multifamily - Gas Furnace | 0.00036987 | 0.00073395 | 0.00033092 | 0.00038188 | 0.00018121 | 0.00059623 | 0.0028252 | 0.0054192 | 0 | 0.0054192 | 10.47%
Multifamily - Heat Pump | 0.13696 | 0.18049 | 0.07817 | 0.088301 | 0.042898 | 0.28793 | 0.64469 | 1.4594 | 0 | 1.4594 | 5.973% | Multifamily - Heat Pump | 2.9245 | 3.854 | 1.6691 | 1.8854 | 0.91599 | 6.1481 | 13.7657 | 31.1628 | 0 | 31.1628 | 5.973% | Multifamily - Heat Pump | 2.9245 | 3.854 | 1.6691 | 1.8854 | 0.91599 | 6.1481 | 13.7657 | 31.1628 | 0 | 31.1628 | 5.973% | Multifamily - Heat Pump | 0 | 0 | 0 | 0 | 0 | 0 | 0 | 0 |  |  | 5.973% | Multifamily - Heat Pump | 0 | 0 | 0 | 0 | 0 | 0 | 0 | 0 |  |  | 5.973% | Multifamily - Heat Pump | 8.2763 | 10.9067 | 4.7237 | 5.3358 | 2.5923 | 17.399 | 38.957 | 88.1907 | 0 | 88.1907 | 5.973% | Multifamily - Heat Pump | 0.0005991 | 0.00078951 | 0.00034193 | 0.00038625 | 0.00018765 | 0.0012595 | 0.00282 | 0.0063839 | 0 | 0.0063839 | 5.973%
Multifamily - Oil Furnace | 0.31892 | 0.11782 | 0.069858 | 0.086305 | 0.039957 | 0.31947 | 0.63004 | 1.5824 | 0 | 1.5824 | 0.02796% | Multifamily - Oil Furnace | 10.6713 | 2.5157 | 1.4916 | 1.8428 | 0.85318 | 10.6895 | 13.4531 | 41.5172 | 0 | 41.5172 | 0.02796% | Multifamily - Oil Furnace | 0 | 2.5157 | 1.4916 | 1.8428 | 0.85318 | 0 | 13.4531 | 20.1564 | 0 | 20.1564 | 0.02796% | Multifamily - Oil Furnace | 0 | 0 | 0 | 0 | 0 | 0 | 0 | 0 |  |  | 0.02796% | Multifamily - Oil Furnace | 10.6713 | 0 | 0 | 0 | 0 | 10.6895 | 0 | 21.3608 |  |  | 0.02796% | Multifamily - Oil Furnace | 10.7781 | 7.1194 | 4.2214 | 5.2152 | 2.4145 | 10.7964 | 38.0721 | 78.617 | 0 | 78.617 | 0.02796% | Multifamily - Oil Furnace | 0.00078923 | 0.00051535 | 0.00030557 | 0.00037752 | 0.00017478 | 0.00079057 | 0.0027559 | 0.005709 | 0 | 0.005709 | 0.02796%
Single-Family - Electric Resistance | 0.36186 | 0.18203 | 0.069174 | 0.073718 | 0.014819 | 0.19052 | 0.51944 | 1.4116 | 0 | 1.4116 | 6.467% | Single-Family - Electric Resistance | 7.7267 | 3.8868 | 1.477 | 1.5741 | 0.31643 | 4.0681 | 11.0914 | 30.1405 | 0 | 30.1405 | 6.467% | Single-Family - Electric Resistance | 7.7267 | 3.8868 | 1.477 | 1.5741 | 0.31643 | 4.0681 | 11.0914 | 30.1405 | 0 | 30.1405 | 6.467% | Single-Family - Electric Resistance | 0 | 0 | 0 | 0 | 0 | 0 | 0 | 0 |  |  | 6.467% | Single-Family - Electric Resistance | 0 | 0 | 0 | 0 | 0 | 0 | 0 | 0 |  |  | 6.467% | Single-Family - Electric Resistance | 21.8667 | 10.9996 | 4.18 | 4.4546 | 0.89548 | 11.5128 | 31.3886 | 85.2977 | 0 | 85.2977 | 6.467% | Single-Family - Electric Resistance | 0.0015829 | 0.00079623 | 0.00030258 | 0.00032246 | 6.4822e-05 | 0.00083338 | 0.0022721 | 0.0061745 | 0 | 0.0061745 | 6.467%
Single-Family - Gas Furnace | 0.16999 | 0.1507 | 0.069674 | 0.073146 | 0.014214 | 0.096391 | 0.52903 | 1.1031 | 0 | 1.1031 | 45.14% | Single-Family - Gas Furnace | 12.2244 | 3.2178 | 1.4877 | 1.5619 | 0.30351 | 6.9319 | 14.2736 | 40.0008 | 0 | 40.0008 | 45.14% | Single-Family - Gas Furnace | 0 | 3.2178 | 1.4877 | 1.5619 | 0.30351 | 0 | 10.0389 | 16.6098 | 0 | 16.6098 | 45.14% | Single-Family - Gas Furnace | 12.2244 | 0 | 0 | 0 | 0 | 6.9319 | 4.2347 | 23.3911 |  |  | 45.14% | Single-Family - Gas Furnace | 0 | 0 | 0 | 0 | 0 | 0 | 0 | 0 |  |  | 45.14% | Single-Family - Gas Furnace | 13.4468 | 9.1064 | 4.2103 | 4.42 | 0.85894 | 7.6251 | 33.0683 | 72.7359 | 0 | 72.7359 | 45.14% | Single-Family - Gas Furnace | 0.00064805 | 0.00065919 | 0.00030477 | 0.00031996 | 6.2177e-05 | 0.00036748 | 0.002281 | 0.0046426 | 0 | 0.0046426 | 45.14%
Single-Family - Heat Pump | 0.16407 | 0.17959 | 0.072405 | 0.073763 | 0.014876 | 0.19061 | 0.51972 | 1.215 | 0 | 1.215 | 30.4% | Single-Family - Heat Pump | 3.5034 | 3.8348 | 1.546 | 1.575 | 0.31765 | 4.07 | 11.0974 | 25.9443 | 0 | 25.9443 | 30.4% | Single-Family - Heat Pump | 3.5034 | 3.8348 | 1.546 | 1.575 | 0.31765 | 4.07 | 11.0974 | 25.9443 | 0 | 25.9443 | 30.4% | Single-Family - Heat Pump | 0 | 0 | 0 | 0 | 0 | 0 | 0 | 0 |  |  | 30.4% | Single-Family - Heat Pump | 0 | 0 | 0 | 0 | 0 | 0 | 0 | 0 |  |  | 30.4% | Single-Family - Heat Pump | 9.9146 | 10.8524 | 4.3752 | 4.4573 | 0.89895 | 11.5181 | 31.4056 | 73.4223 | 0 | 73.4223 | 30.4% | Single-Family - Heat Pump | 0.00071769 | 0.00078558 | 0.00031671 | 0.00032266 | 6.5072e-05 | 0.00083376 | 0.0022734 | 0.0053149 | 0 | 0.0053149 | 30.4%
Single-Family - Oil Furnace | 0.54147 | 0.1048 | 0.062537 | 0.072575 | 0.01366 | 0.20779 | 0.51214 | 1.515 | 0 | 1.515 | 0.1218% | Single-Family - Oil Furnace | 18.1179 | 2.2377 | 1.3353 | 1.5497 | 0.29169 | 6.9527 | 10.9354 | 41.4204 | 0 | 41.4204 | 0.1218% | Single-Family - Oil Furnace | 0 | 2.2377 | 1.3353 | 1.5497 | 0.29169 | 0 | 10.9354 | 16.3498 | 0 | 16.3498 | 0.1218% | Single-Family - Oil Furnace | 0 | 0 | 0 | 0 | 0 | 0 | 0 | 0 |  |  | 0.1218% | Single-Family - Oil Furnace | 18.1179 | 0 | 0 | 0 | 0 | 6.9527 | 0 | 25.0706 |  |  | 0.1218% | Single-Family - Oil Furnace | 18.2991 | 6.3327 | 3.779 | 4.3856 | 0.82547 | 7.0222 | 30.9472 | 71.5912 | 0 | 71.5912 | 0.1218% | Single-Family - Oil Furnace | 0.00134 | 0.00045841 | 0.00027355 | 0.00031746 | 5.9754e-05 | 0.00051421 | 0.0022402 | 0.0052035 | 0 | 0.0052035 | 0.1218%
US Weighted | 0.17726 | 0.16436 | 0.071173 | 0.074811 | 0.017194 | 0.14489 | 0.53744 | 1.1871 | 0 | 1.1871 | 100% | US Weighted | 8.4267 | 3.5095 | 1.5197 | 1.5974 | 0.36714 | 6.0225 | 13.2697 | 34.7127 | 0 | 34.7127 | 100% | US Weighted | 1.8115 | 3.5095 | 1.5197 | 1.5974 | 0.36714 | 1.8513 | 10.718 | 21.3746 | 0 | 21.3746 | 100% | US Weighted | 6.5878 | 0 | 0 | 0 | 0 | 4.1597 | 2.5516 | 13.299 |  |  | 100% | US Weighted | 0.027446 | 0 | 0 | 0 | 0 | 0.011594 | 0 | 0.03904 |  |  | 100% | US Weighted | 12.4007 | 9.932 | 4.3008 | 4.5207 | 1.039 | 9.8264 | 33.1389 | 75.1584 | 0 | 75.1584 | 100% | US Weighted | 0.00072236 | 0.00071895 | 0.00031133 | 0.00032724 | 7.521e-05 | 0.00060062 | 0.0023309 | 0.0050866 | 0 | 0.0050866 | 100%
Energy Cost Index ($/sq ft/yr) for IECC-Res 2015 | [11 empty] | Site Energy Use Intensity (kBtu/sq ft/yr) for IECC-Res 2015 | [11 empty] | Electric Use Intensity (kBtu/sq ft/yr) for IECC-Res 2015 | [11 empty] | Gas Use Intensity (kBtu/sq ft/yr) for IECC-Res 2015 | [11 empty] | Oil Use Intensity (kBtu/sq ft/yr) for IECC-Res 2015 | [11 empty] | Source Energy Use Index (kBtu/sq ft/yr) for IECC-Res 2015 | [11 empty] | Carbon Emissions (ton/sq ft/yr) for IECC-Res 2015
Costs: Electricity: $0.1598/kWh ¦ Natural Gas: $1.391/therm ¦ Oil: $4.1392/gal | [59 empty] | Site-to-Source Factors: Electricity: 2.83 ¦ Natural Gas: 1.1 ¦ Oil: 1.01 | [11 empty] | Conversion [ton/kBtu]: Electricity: 4,881 ¦ Natural Gas: 18,863 ¦ Oil: 13,521
IECC-Res 2015 | Heat | Cool | Fans_Aux | Lgt_Int | Lgt_Ext | DHW | Appls | Total | PV | Net_Total | Weight | IECC-Res 2015 | Heat | Cool | Fans_Aux | Lgt_Int | Lgt_Ext | DHW | Appls | Total | PV | Net_Total | Weight | IECC-Res 2015 | Heat | Cool | Fans_Aux | Lgt_Int | Lgt_Ext | DHW | Appls | Total | PV | Net_Total | Weight | IECC-Res 2015 | Heat | Cool | Fans_Aux | Lgt_Int | Lgt_Ext | DHW | Appls | Total | PV | Net_Total | Weight | IECC-Res 2015 | Heat | Cool | Fans_Aux | Lgt_Int | Lgt_Ext | DHW | Appls | Total | PV | Net_Total | Weight | IECC-Res 2015 | Heat | Cool | Fans_Aux | Lgt_Int | Lgt_Ext | DHW | Appls | Total | PV | Net_Total | Weight | IECC-Res 2015 | Heat | Cool | Fans_Aux | Lgt_Int | Lgt_Ext | DHW | Appls | Total | PV | Net_Total | Weight
Multifamily - Electric Resistance | 0.25627 | 0.17804 | 0.074501 | 0.094537 | 0.042775 | 0.29048 | 0.64407 | 1.5807 | 0 | 1.5807 | 1.409% | Multifamily - Electric Resistance | 5.4719 | 3.8017 | 1.5908 | 2.0186 | 0.91335 | 6.2025 | 13.7526 | 33.7514 | 0 | 33.7514 | 1.409% | Multifamily - Electric Resistance | 5.4719 | 3.8017 | 1.5908 | 2.0186 | 0.91335 | 6.2025 | 13.7526 | 33.7514 | 0 | 33.7514 | 1.409% | Multifamily - Electric Resistance | 0 | 0 | 0 | 0 | 0 | 0 | 0 | 0 |  |  | 1.409% | Multifamily - Electric Resistance | 0 | 0 | 0 | 0 | 0 | 0 | 0 | 0 |  |  | 1.409% | Multifamily - Electric Resistance | 15.4856 | 10.7588 | 4.5019 | 5.7126 | 2.5848 | 17.553 | 38.9198 | 95.5165 | 0 | 95.5165 | 1.409% | Multifamily - Electric Resistance | 0.001121 | 0.0007788 | 0.00032588 | 0.00041352 | 0.00018711 | 0.0012706 | 0.0028173 | 0.0069142 | 0 | 0.0069142 | 1.409%
Multifamily - Gas Furnace | 0.099462 | 0.16784 | 0.075841 | 0.093557 | 0.041428 | 0.1564 | 0.65847 | 1.293 | 0 | 1.293 | 10.47% | Multifamily - Gas Furnace | 7.1528 | 3.5839 | 1.6194 | 1.9977 | 0.88459 | 11.2477 | 19.0172 | 45.5033 | 0 | 45.5033 | 10.47% | Multifamily - Gas Furnace | 0 | 3.5839 | 1.6194 | 1.9977 | 0.88459 | 0 | 11.9664 | 20.052 | 0 | 20.052 | 10.47% | Multifamily - Gas Furnace | 7.1528 | 0 | 0 | 0 | 0 | 11.2477 | 7.0508 | 25.4513 |  |  | 10.47% | Multifamily - Gas Furnace | 0 | 0 | 0 | 0 | 0 | 0 | 0 | 0 |  |  | 10.47% | Multifamily - Gas Furnace | 7.868 | 10.1424 | 4.5829 | 5.6535 | 2.5034 | 12.3725 | 41.6209 | 84.7435 | 0 | 84.7435 | 10.47% | Multifamily - Gas Furnace | 0.00037919 | 0.00073418 | 0.00033174 | 0.00040924 | 0.00018121 | 0.00059627 | 0.0028252 | 0.005457 | 0 | 0.005457 | 10.47%
Multifamily - Heat Pump | 0.13912 | 0.18103 | 0.07853 | 0.094626 | 0.042898 | 0.28794 | 0.64469 | 1.4688 | 0 | 1.4688 | 5.973% | Multifamily - Heat Pump | 2.9705 | 3.8654 | 1.6768 | 2.0205 | 0.91599 | 6.1482 | 13.7657 | 31.3631 | 0 | 31.3631 | 5.973% | Multifamily - Heat Pump | 2.9705 | 3.8654 | 1.6768 | 2.0205 | 0.91599 | 6.1482 | 13.7657 | 31.3631 | 0 | 31.3631 | 5.973% | Multifamily - Heat Pump | 0 | 0 | 0 | 0 | 0 | 0 | 0 | 0 |  |  | 5.973% | Multifamily - Heat Pump | 0 | 0 | 0 | 0 | 0 | 0 | 0 | 0 |  |  | 5.973% | Multifamily - Heat Pump | 8.4065 | 10.9392 | 4.7454 | 5.7181 | 2.5923 | 17.3993 | 38.957 | 88.7577 | 0 | 88.7577 | 5.973% | Multifamily - Heat Pump | 0.00060853 | 0.00079186 | 0.00034351 | 0.00041392 | 0.00018765 | 0.0012595 | 0.00282 | 0.0064249 | 0 | 0.0064249 | 5.973%
Multifamily - Oil Furnace | 0.32625 | 0.1178 | 0.070165 | 0.092488 | 0.039957 | 0.31948 | 0.63004 | 1.5962 | 0 | 1.5962 | 0.02796% | Multifamily - Oil Furnace | 10.9165 | 2.5152 | 1.4982 | 1.9748 | 0.85318 | 10.6901 | 13.4531 | 41.9011 | 0 | 41.9011 | 0.02796% | Multifamily - Oil Furnace | 0 | 2.5152 | 1.4982 | 1.9748 | 0.85318 | 0 | 13.4531 | 20.2945 | 0 | 20.2945 | 0.02796% | Multifamily - Oil Furnace | 0 | 0 | 0 | 0 | 0 | 0 | 0 | 0 |  |  | 0.02796% | Multifamily - Oil Furnace | 10.9165 | 0 | 0 | 0 | 0 | 10.6901 | 0 | 21.6066 |  |  | 0.02796% | Multifamily - Oil Furnace | 11.0257 | 7.1181 | 4.2399 | 5.5888 | 2.4145 | 10.797 | 38.0721 | 79.2562 | 0 | 79.2562 | 0.02796% | Multifamily - Oil Furnace | 0.00080736 | 0.00051526 | 0.00030692 | 0.00040456 | 0.00017478 | 0.00079061 | 0.0027559 | 0.0057554 | 0 | 0.0057554 | 0.02796%
Single-Family - Electric Resistance | 0.37008 | 0.18238 | 0.069445 | 0.078999 | 0.016321 | 0.19052 | 0.51944 | 1.4272 | 0 | 1.4272 | 6.467% | Single-Family - Electric Resistance | 7.9022 | 3.8942 | 1.4828 | 1.6868 | 0.34849 | 4.0681 | 11.0914 | 30.474 | 0 | 30.474 | 6.467% | Single-Family - Electric Resistance | 7.9022 | 3.8942 | 1.4828 | 1.6868 | 0.34849 | 4.0681 | 11.0914 | 30.474 | 0 | 30.474 | 6.467% | Single-Family - Electric Resistance | 0 | 0 | 0 | 0 | 0 | 0 | 0 | 0 |  |  | 6.467% | Single-Family - Electric Resistance | 0 | 0 | 0 | 0 | 0 | 0 | 0 | 0 |  |  | 6.467% | Single-Family - Electric Resistance | 22.3632 | 11.0207 | 4.1964 | 4.7737 | 0.98622 | 11.5126 | 31.3886 | 86.2413 | 0 | 86.2413 | 6.467% | Single-Family - Electric Resistance | 0.0016188 | 0.00079776 | 0.00030377 | 0.00034556 | 7.139e-05 | 0.00083337 | 0.0022721 | 0.0062428 | 0 | 0.0062428 | 6.467%
Single-Family - Gas Furnace | 0.17409 | 0.15068 | 0.069945 | 0.078386 | 0.015655 | 0.096391 | 0.52903 | 1.1142 | 0 | 1.1142 | 45.14% | Single-Family - Gas Furnace | 12.5198 | 3.2175 | 1.4935 | 1.6737 | 0.33427 | 6.9319 | 14.2736 | 40.4444 | 0 | 40.4444 | 45.14% | Single-Family - Gas Furnace | 0 | 3.2175 | 1.4935 | 1.6737 | 0.33427 | 0 | 10.0389 | 16.7579 | 0 | 16.7579 | 45.14% | Single-Family - Gas Furnace | 12.5198 | 0 | 0 | 0 | 0 | 6.9319 | 4.2347 | 23.6865 |  |  | 45.14% | Single-Family - Gas Furnace | 0 | 0 | 0 | 0 | 0 | 0 | 0 | 0 |  |  | 45.14% | Single-Family - Gas Furnace | 13.7718 | 9.1055 | 4.2266 | 4.7367 | 0.94598 | 7.6251 | 33.0683 | 73.48 | 0 | 73.48 | 45.14% | Single-Family - Gas Furnace | 0.00066371 | 0.00065912 | 0.00030595 | 0.00034288 | 6.8477e-05 | 0.00036748 | 0.002281 | 0.0046886 | 0 | 0.0046886 | 45.14%
Single-Family - Heat Pump | 0.16761 | 0.17991 | 0.072908 | 0.079047 | 0.016384 | 0.19061 | 0.51972 | 1.2262 | 0 | 1.2262 | 30.4% | Single-Family - Heat Pump | 3.579 | 3.8416 | 1.5568 | 1.6879 | 0.34983 | 4.0699 | 11.0974 | 26.1824 | 0 | 26.1824 | 30.4% | Single-Family - Heat Pump | 3.579 | 3.8416 | 1.5568 | 1.6879 | 0.34983 | 4.0699 | 11.0974 | 26.1824 | 0 | 26.1824 | 30.4% | Single-Family - Heat Pump | 0 | 0 | 0 | 0 | 0 | 0 | 0 | 0 |  |  | 30.4% | Single-Family - Heat Pump | 0 | 0 | 0 | 0 | 0 | 0 | 0 | 0 |  |  | 30.4% | Single-Family - Heat Pump | 10.1285 | 10.8717 | 4.4057 | 4.7767 | 0.99003 | 11.5179 | 31.4056 | 74.0961 | 0 | 74.0961 | 30.4% | Single-Family - Heat Pump | 0.00073318 | 0.00078697 | 0.00031892 | 0.00034577 | 7.1666e-05 | 0.00083375 | 0.0022734 | 0.0053636 | 0 | 0.0053636 | 30.4%
Single-Family - Oil Furnace | 0.55365 | 0.10467 | 0.062808 | 0.077774 | 0.015045 | 0.20778 | 0.51214 | 1.5339 | 0 | 1.5339 | 0.1218% | Single-Family - Oil Furnace | 18.5255 | 2.235 | 1.3411 | 1.6607 | 0.32124 | 6.9526 | 10.9354 | 41.9715 | 0 | 41.9715 | 0.1218% | Single-Family - Oil Furnace | 0 | 2.235 | 1.3411 | 1.6607 | 0.32124 | 0 | 10.9354 | 16.4935 | 0 | 16.4935 | 0.1218% | Single-Family - Oil Furnace | 0 | 0 | 0 | 0 | 0 | 0 | 0 | 0 |  |  | 0.1218% | Single-Family - Oil Furnace | 18.5255 | 0 | 0 | 0 | 0 | 6.9526 | 0 | 25.4781 |  |  | 0.1218% | Single-Family - Oil Furnace | 18.7107 | 6.325 | 3.7953 | 4.6997 | 0.90911 | 7.0221 | 30.9472 | 72.4093 | 0 | 72.4093 | 0.1218% | Single-Family - Oil Furnace | 0.0013701 | 0.00045785 | 0.00027474 | 0.0003402 | 6.5808e-05 | 0.0005142 | 0.0022402 | 0.0052631 | 0 | 0.0052631 | 0.1218%
US Weighted | 0.18133 | 0.16451 | 0.071517 | 0.080171 | 0.018519 | 0.14489 | 0.53744 | 1.1984 | 0 | 1.1984 | 100% | US Weighted | 8.626 | 3.5126 | 1.5271 | 1.7118 | 0.39543 | 6.0225 | 13.2697 | 35.0652 | 0 | 35.0652 | 100% | US Weighted | 1.8505 | 3.5126 | 1.5271 | 1.7118 | 0.39543 | 1.8512 | 10.718 | 21.5668 | 0 | 21.5668 | 100% | US Weighted | 6.7474 | 0 | 0 | 0 | 0 | 4.1597 | 2.5516 | 13.4587 |  |  | 100% | US Weighted | 0.028064 | 0 | 0 | 0 | 0 | 0.011594 | 0 | 0.039658 |  |  | 100% | US Weighted | 12.6875 | 9.9407 | 4.3216 | 4.8445 | 1.1191 | 9.8264 | 33.1389 | 75.8787 | 0 | 75.8787 | 100% | US Weighted | 0.00073887 | 0.00071958 | 0.00031283 | 0.00035068 | 8.1007e-05 | 0.00060061 | 0.0023309 | 0.0051345 | 0 | 0.0051345 | 100%
Energy Cost Index ($/sq ft/yr) for IECC-Res 2012 | [11 empty] | Site Energy Use Intensity (kBtu/sq ft/yr) for IECC-Res 2012 | [11 empty] | Electric Use Intensity (kBtu/sq ft/yr) for IECC-Res 2012 | [11 empty] | Gas Use Intensity (kBtu/sq ft/yr) for IECC-Res 2012 | [11 empty] | Oil Use Intensity (kBtu/sq ft/yr) for IECC-Res 2012 | [11 empty] | Source Energy Use Index (kBtu/sq ft/yr) for IECC-Res 2012 | [11 empty] | Carbon Emissions (ton/sq ft/yr) for IECC-Res 2012
Costs: Electricity: $0.1598/kWh ¦ Natural Gas: $1.391/therm ¦ Oil: $4.1392/gal | [59 empty] | Site-to-Source Factors: Electricity: 2.83 ¦ Natural Gas: 1.1 ¦ Oil: 1.01 | [11 empty] | Conversion [ton/kBtu]: Electricity: 4,881 ¦ Natural Gas: 18,863 ¦ Oil: 13,521
IECC-Res 2012 | Heat | Cool | Fans_Aux | Lgt_Int | Lgt_Ext | DHW | Appls | Total | PV | Net_Total | Weight | IECC-Res 2012 | Heat | Cool | Fans_Aux | Lgt_Int | Lgt_Ext | DHW | Appls | Total | PV | Net_Total | Weight | IECC-Res 2012 | Heat | Cool | Fans_Aux | Lgt_Int | Lgt_Ext | DHW | Appls | Total | PV | Net_Total | Weight | IECC-Res 2012 | Heat | Cool | Fans_Aux | Lgt_Int | Lgt_Ext | DHW | Appls | Total | PV | Net_Total | Weight | IECC-Res 2012 | Heat | Cool | Fans_Aux | Lgt_Int | Lgt_Ext | DHW | Appls | Total | PV | Net_Total | Weight | IECC-Res 2012 | Heat | Cool | Fans_Aux | Lgt_Int | Lgt_Ext | DHW | Appls | Total | PV | Net_Total | Weight | IECC-Res 2012 | Heat | Cool | Fans_Aux | Lgt_Int | Lgt_Ext | DHW | Appls | Total | PV | Net_Total | Weight
Multifamily - Electric Resistance | 0.25581 | 0.17828 | 0.074523 | 0.094537 | 0.042775 | 0.30805 | 0.64407 | 1.598 | 0 | 1.598 | 1.409% | Multifamily - Electric Resistance | 5.4621 | 3.8068 | 1.5913 | 2.0186 | 0.91335 | 6.5777 | 13.7526 | 34.1224 | 0 | 34.1224 | 1.409% | Multifamily - Electric Resistance | 5.4621 | 3.8068 | 1.5913 | 2.0186 | 0.91335 | 6.5777 | 13.7526 | 34.1224 | 0 | 34.1224 | 1.409% | Multifamily - Electric Resistance | 0 | 0 | 0 | 0 | 0 | 0 | 0 | 0 |  |  | 1.409% | Multifamily - Electric Resistance | 0 | 0 | 0 | 0 | 0 | 0 | 0 | 0 |  |  | 1.409% | Multifamily - Electric Resistance | 15.4579 | 10.7733 | 4.5033 | 5.7126 | 2.5848 | 18.6148 | 38.9198 | 96.5664 | 0 | 96.5664 | 1.409% | Multifamily - Electric Resistance | 0.001119 | 0.00077985 | 0.00032598 | 0.00041352 | 0.00018711 | 0.0013475 | 0.0028173 | 0.0069902 | 0 | 0.0069902 | 1.409%
Multifamily - Gas Furnace | 0.099287 | 0.16805 | 0.075858 | 0.093557 | 0.041428 | 0.16338 | 0.65847 | 1.3 | 0 | 1.3 | 10.47% | Multifamily - Gas Furnace | 7.1402 | 3.5884 | 1.6198 | 1.9977 | 0.88459 | 11.7496 | 19.0172 | 45.9974 | 0 | 45.9974 | 10.47% | Multifamily - Gas Furnace | 0 | 3.5884 | 1.6198 | 1.9977 | 0.88459 | 0 | 11.9664 | 20.0568 | 0 | 20.0568 | 10.47% | Multifamily - Gas Furnace | 7.1402 | 0 | 0 | 0 | 0 | 11.7496 | 7.0508 | 25.9406 |  |  | 10.47% | Multifamily - Gas Furnace | 0 | 0 | 0 | 0 | 0 | 0 | 0 | 0 |  |  | 10.47% | Multifamily - Gas Furnace | 7.8542 | 10.1551 | 4.5839 | 5.6535 | 2.5034 | 12.9245 | 41.6209 | 85.2955 | 0 | 85.2955 | 10.47% | Multifamily - Gas Furnace | 0.00037852 | 0.0007351 | 0.00033182 | 0.00040924 | 0.00018121 | 0.00062288 | 0.0028252 | 0.005484 | 0 | 0.005484 | 10.47%
Multifamily - Heat Pump | 0.13897 | 0.18128 | 0.078552 | 0.094626 | 0.042898 | 0.30533 | 0.64469 | 1.4863 | 0 | 1.4863 | 5.973% | Multifamily - Heat Pump | 2.9674 | 3.8708 | 1.6773 | 2.0205 | 0.91599 | 6.5195 | 13.7657 | 31.7372 | 0 | 31.7372 | 5.973% | Multifamily - Heat Pump | 2.9674 | 3.8708 | 1.6773 | 2.0205 | 0.91599 | 6.5195 | 13.7657 | 31.7372 | 0 | 31.7372 | 5.973% | Multifamily - Heat Pump | 0 | 0 | 0 | 0 | 0 | 0 | 0 | 0 |  |  | 5.973% | Multifamily - Heat Pump | 0 | 0 | 0 | 0 | 0 | 0 | 0 | 0 |  |  | 5.973% | Multifamily - Heat Pump | 8.3978 | 10.9543 | 4.7467 | 5.7181 | 2.5923 | 18.4502 | 38.957 | 89.8162 | 0 | 89.8162 | 5.973% | Multifamily - Heat Pump | 0.00060789 | 0.00079295 | 0.0003436 | 0.00041392 | 0.00018765 | 0.0013356 | 0.00282 | 0.0065016 | 0 | 0.0065016 | 5.973%
Multifamily - Oil Furnace | 0.32651 | 0.11797 | 0.068023 | 0.092488 | 0.039957 | 0.3349 | 0.63004 | 1.6099 | 0 | 1.6099 | 0.02796% | Multifamily - Oil Furnace | 10.9254 | 2.5189 | 1.4525 | 1.9748 | 0.85318 | 11.2058 | 13.4531 | 42.3836 | 0 | 42.3836 | 0.02796% | Multifamily - Oil Furnace | 0 | 2.5189 | 1.4525 | 1.9748 | 0.85318 | 0 | 13.4531 | 20.2525 | 0 | 20.2525 | 0.02796% | Multifamily - Oil Furnace | 0 | 0 | 0 | 0 | 0 | 0 | 0 | 0 |  |  | 0.02796% | Multifamily - Oil Furnace | 10.9254 | 0 | 0 | 0 | 0 | 11.2058 | 0 | 22.1311 |  |  | 0.02796% | Multifamily - Oil Furnace | 11.0346 | 7.1285 | 4.1105 | 5.5888 | 2.4145 | 11.3178 | 38.0721 | 79.6669 | 0 | 79.6669 | 0.02796% | Multifamily - Oil Furnace | 0.00080801 | 0.00051602 | 0.00029755 | 0.00040456 | 0.00017478 | 0.00082875 | 0.0027559 | 0.0057856 | 0 | 0.0057856 | 0.02796%
Single-Family - Electric Resistance | 0.37105 | 0.18245 | 0.069497 | 0.078999 | 0.016321 | 0.1911 | 0.51944 | 1.4289 | 0 | 1.4289 | 6.467% | Single-Family - Electric Resistance | 7.923 | 3.8958 | 1.4839 | 1.6868 | 0.34849 | 4.0805 | 11.0914 | 30.5099 | 0 | 30.5099 | 6.467% | Single-Family - Electric Resistance | 7.923 | 3.8958 | 1.4839 | 1.6868 | 0.34849 | 4.0805 | 11.0914 | 30.5099 | 0 | 30.5099 | 6.467% | Single-Family - Electric Resistance | 0 | 0 | 0 | 0 | 0 | 0 | 0 | 0 |  |  | 6.467% | Single-Family - Electric Resistance | 0 | 0 | 0 | 0 | 0 | 0 | 0 | 0 |  |  | 6.467% | Single-Family - Electric Resistance | 22.422 | 11.0251 | 4.1995 | 4.7737 | 0.98622 | 11.5479 | 31.3886 | 86.343 | 0 | 86.343 | 6.467% | Single-Family - Electric Resistance | 0.0016231 | 0.00079808 | 0.00030399 | 0.00034556 | 7.139e-05 | 0.00083592 | 0.0022721 | 0.0062502 | 0 | 0.0062502 | 6.467%
Single-Family - Gas Furnace | 0.1745 | 0.15069 | 0.069992 | 0.078386 | 0.015655 | 0.096622 | 0.52903 | 1.1149 | 0 | 1.1149 | 45.14% | Single-Family - Gas Furnace | 12.549 | 3.2176 | 1.4945 | 1.6737 | 0.33427 | 6.9485 | 14.2736 | 40.4913 | 0 | 40.4913 | 45.14% | Single-Family - Gas Furnace | 0 | 3.2176 | 1.4945 | 1.6737 | 0.33427 | 0 | 10.0389 | 16.759 | 0 | 16.759 | 45.14% | Single-Family - Gas Furnace | 12.549 | 0 | 0 | 0 | 0 | 6.9485 | 4.2347 | 23.7323 |  |  | 45.14% | Single-Family - Gas Furnace | 0 | 0 | 0 | 0 | 0 | 0 | 0 | 0 |  |  | 45.14% | Single-Family - Gas Furnace | 13.8039 | 9.1059 | 4.2295 | 4.7367 | 0.94598 | 7.6434 | 33.0683 | 73.5336 | 0 | 73.5336 | 45.14% | Single-Family - Gas Furnace | 0.00066526 | 0.00065915 | 0.00030616 | 0.00034288 | 6.8477e-05 | 0.00036836 | 0.002281 | 0.0046913 | 0 | 0.0046913 | 45.14%
Single-Family - Heat Pump | 0.16796 | 0.17998 | 0.072955 | 0.079047 | 0.016384 | 0.19119 | 0.51972 | 1.2272 | 0 | 1.2272 | 30.4% | Single-Family - Heat Pump | 3.5863 | 3.8431 | 1.5578 | 1.6879 | 0.34983 | 4.0824 | 11.0974 | 26.2047 | 0 | 26.2047 | 30.4% | Single-Family - Heat Pump | 3.5863 | 3.8431 | 1.5578 | 1.6879 | 0.34983 | 4.0824 | 11.0974 | 26.2047 | 0 | 26.2047 | 30.4% | Single-Family - Heat Pump | 0 | 0 | 0 | 0 | 0 | 0 | 0 | 0 |  |  | 30.4% | Single-Family - Heat Pump | 0 | 0 | 0 | 0 | 0 | 0 | 0 | 0 |  |  | 30.4% | Single-Family - Heat Pump | 10.1493 | 10.876 | 4.4085 | 4.7767 | 0.99003 | 11.5531 | 31.4056 | 74.1593 | 0 | 74.1593 | 30.4% | Single-Family - Heat Pump | 0.00073469 | 0.00078729 | 0.00031912 | 0.00034577 | 7.1666e-05 | 0.0008363 | 0.0022734 | 0.0053682 | 0 | 0.0053682 | 30.4%
Single-Family - Oil Furnace | 0.55467 | 0.10467 | 0.062846 | 0.077774 | 0.015045 | 0.2083 | 0.51214 | 1.5354 | 0 | 1.5354 | 0.1218% | Single-Family - Oil Furnace | 18.5596 | 2.2349 | 1.3419 | 1.6607 | 0.32124 | 6.9699 | 10.9354 | 42.0237 | 0 | 42.0237 | 0.1218% | Single-Family - Oil Furnace | 0 | 2.2349 | 1.3419 | 1.6607 | 0.32124 | 0 | 10.9354 | 16.4942 | 0 | 16.4942 | 0.1218% | Single-Family - Oil Furnace | 0 | 0 | 0 | 0 | 0 | 0 | 0 | 0 |  |  | 0.1218% | Single-Family - Oil Furnace | 18.5596 | 0 | 0 | 0 | 0 | 6.9699 | 0 | 25.5296 |  |  | 0.1218% | Single-Family - Oil Furnace | 18.7452 | 6.3247 | 3.7977 | 4.6997 | 0.90911 | 7.0396 | 30.9472 | 72.4633 | 0 | 72.4633 | 0.1218% | Single-Family - Oil Furnace | 0.0013726 | 0.00045783 | 0.0002749 | 0.0003402 | 6.5808e-05 | 0.00051548 | 0.0022402 | 0.005267 | 0 | 0.005267 | 0.1218%
US Weighted | 0.1817 | 0.16456 | 0.071561 | 0.080171 | 0.018519 | 0.14633 | 0.53744 | 1.2003 | 0 | 1.2003 | 100% | US Weighted | 8.6437 | 3.5138 | 1.528 | 1.7118 | 0.39543 | 6.0799 | 13.2697 | 35.1424 | 0 | 35.1424 | 100% | US Weighted | 1.8542 | 3.5138 | 1.528 | 1.7118 | 0.39543 | 1.8709 | 10.718 | 21.5922 | 0 | 21.5922 | 100% | US Weighted | 6.7614 | 0 | 0 | 0 | 0 | 4.1973 | 2.5516 | 13.5103 |  |  | 100% | US Weighted | 0.028114 | 0 | 0 | 0 | 0 | 0.011702 | 0 | 0.039816 |  |  | 100% | US Weighted | 12.7134 | 9.944 | 4.3243 | 4.8445 | 1.1191 | 9.9235 | 33.1389 | 76.0076 | 0 | 76.0076 | 100% | US Weighted | 0.00074037 | 0.00071982 | 0.00031302 | 0.00035068 | 8.1007e-05 | 0.00060664 | 0.0023309 | 0.0051425 | 0 | 0.0051425 | 100%
Energy Cost Index ($/sq ft/yr) for IECC-Res 2009 | [11 empty] | Site Energy Use Intensity (kBtu/sq ft/yr) for IECC-Res 2009 | [11 empty] | Electric Use Intensity (kBtu/sq ft/yr) for IECC-Res 2009 | [11 empty] | Gas Use Intensity (kBtu/sq ft/yr) for IECC-Res 2009 | [11 empty] | Oil Use Intensity (kBtu/sq ft/yr) for IECC-Res 2009 | [11 empty] | Source Energy Use Index (kBtu/sq ft/yr) for IECC-Res 2009 | [11 empty] | Carbon Emissions (ton/sq ft/yr) for IECC-Res 2009
Costs: Electricity: $0.1598/kWh ¦ Natural Gas: $1.391/therm ¦ Oil: $4.1392/gal | [59 empty] | Site-to-Source Factors: Electricity: 2.83 ¦ Natural Gas: 1.1 ¦ Oil: 1.01 | [11 empty] | Conversion [ton/kBtu]: Electricity: 4,881 ¦ Natural Gas: 18,863 ¦ Oil: 13,521
IECC-Res 2009 | Heat | Cool | Fans_Aux | Lgt_Int | Lgt_Ext | DHW | Appls | Total | PV | Net_Total | Weight | IECC-Res 2009 | Heat | Cool | Fans_Aux | Lgt_Int | Lgt_Ext | DHW | Appls | Total | PV | Net_Total | Weight | IECC-Res 2009 | Heat | Cool | Fans_Aux | Lgt_Int | Lgt_Ext | DHW | Appls | Total | PV | Net_Total | Weight | IECC-Res 2009 | Heat | Cool | Fans_Aux | Lgt_Int | Lgt_Ext | DHW | Appls | Total | PV | Net_Total | Weight | IECC-Res 2009 | Heat | Cool | Fans_Aux | Lgt_Int | Lgt_Ext | DHW | Appls | Total | PV | Net_Total | Weight | IECC-Res 2009 | Heat | Cool | Fans_Aux | Lgt_Int | Lgt_Ext | DHW | Appls | Total | PV | Net_Total | Weight | IECC-Res 2009 | Heat | Cool | Fans_Aux | Lgt_Int | Lgt_Ext | DHW | Appls | Total | PV | Net_Total | Weight
Multifamily - Electric Resistance | 0.39452 | 0.19049 | 0.080227 | 0.1066 | 0.042775 | 0.33896 | 0.64407 | 1.7976 | 0 | 1.7976 | 1.409% | Multifamily - Electric Resistance | 8.424 | 4.0674 | 1.7131 | 2.2762 | 0.91335 | 7.2377 | 13.7526 | 38.3843 | 0 | 38.3843 | 1.409% | Multifamily - Electric Resistance | 8.424 | 4.0674 | 1.7131 | 2.2762 | 0.91335 | 7.2377 | 13.7526 | 38.3843 | 0 | 38.3843 | 1.409% | Multifamily - Electric Resistance | 0 | 0 | 0 | 0 | 0 | 0 | 0 | 0 |  |  | 1.409% | Multifamily - Electric Resistance | 0 | 0 | 0 | 0 | 0 | 0 | 0 | 0 |  |  | 1.409% | Multifamily - Electric Resistance | 23.8399 | 11.5108 | 4.848 | 6.4416 | 2.5848 | 20.4827 | 38.9198 | 108.6276 | 0 | 108.6276 | 1.409% | Multifamily - Electric Resistance | 0.0017257 | 0.00083324 | 0.00035093 | 0.00046629 | 0.00018711 | 0.0014827 | 0.0028173 | 0.0078633 | 0 | 0.0078633 | 1.409%
Multifamily - Gas Furnace | 0.16173 | 0.17217 | 0.080761 | 0.1055 | 0.041428 | 0.17584 | 0.65847 | 1.3959 | 0 | 1.3959 | 10.47% | Multifamily - Gas Furnace | 11.6305 | 3.6763 | 1.7245 | 2.2526 | 0.88459 | 12.6451 | 19.0172 | 51.8308 | 0 | 51.8308 | 10.47% | Multifamily - Gas Furnace | 0 | 3.6763 | 1.7245 | 2.2526 | 0.88459 | 0 | 11.9664 | 20.5044 | 0 | 20.5044 | 10.47% | Multifamily - Gas Furnace | 11.6305 | 0 | 0 | 0 | 0 | 12.6451 | 7.0508 | 31.3263 |  |  | 10.47% | Multifamily - Gas Furnace | 0 | 0 | 0 | 0 | 0 | 0 | 0 | 0 |  |  | 10.47% | Multifamily - Gas Furnace | 12.7935 | 10.404 | 4.8802 | 6.3749 | 2.5034 | 13.9096 | 41.6209 | 92.4865 | 0 | 92.4865 | 10.47% | Multifamily - Gas Furnace | 0.00061656 | 0.00075312 | 0.00035327 | 0.00046146 | 0.00018121 | 0.00067035 | 0.0028252 | 0.0058612 | 0 | 0.0058612 | 10.47%
Multifamily - Heat Pump | 0.19247 | 0.19496 | 0.087313 | 0.1067 | 0.042898 | 0.33593 | 0.64469 | 1.605 | 0 | 1.605 | 5.973% | Multifamily - Heat Pump | 4.1097 | 4.163 | 1.8644 | 2.2784 | 0.91599 | 7.173 | 13.7657 | 34.2701 | 0 | 34.2701 | 5.973% | Multifamily - Heat Pump | 4.1097 | 4.163 | 1.8644 | 2.2784 | 0.91599 | 7.173 | 13.7657 | 34.2701 | 0 | 34.2701 | 5.973% | Multifamily - Heat Pump | 0 | 0 | 0 | 0 | 0 | 0 | 0 | 0 |  |  | 5.973% | Multifamily - Heat Pump | 0 | 0 | 0 | 0 | 0 | 0 | 0 | 0 |  |  | 5.973% | Multifamily - Heat Pump | 11.6304 | 11.7813 | 5.2761 | 6.4478 | 2.5923 | 20.2997 | 38.957 | 96.9845 | 0 | 96.9845 | 5.973% | Multifamily - Heat Pump | 0.0008419 | 0.00085282 | 0.00038193 | 0.00046674 | 0.00018765 | 0.0014694 | 0.00282 | 0.0070205 | 0 | 0.0070205 | 5.973%
Multifamily - Oil Furnace | 0.50298 | 0.12033 | 0.073345 | 0.10429 | 0.039957 | 0.36225 | 0.63004 | 1.8332 | 0 | 1.8332 | 0.02796% | Multifamily - Oil Furnace | 16.8298 | 2.5693 | 1.5661 | 2.2269 | 0.85318 | 12.121 | 13.4531 | 49.6193 | 0 | 49.6193 | 0.02796% | Multifamily - Oil Furnace | 0 | 2.5693 | 1.5661 | 2.2269 | 0.85318 | 0 | 13.4531 | 20.6685 | 0 | 20.6685 | 0.02796% | Multifamily - Oil Furnace | 0 | 0 | 0 | 0 | 0 | 0 | 0 | 0 |  |  | 0.02796% | Multifamily - Oil Furnace | 16.8298 | 0 | 0 | 0 | 0 | 12.121 | 0 | 28.9508 |  |  | 0.02796% | Multifamily - Oil Furnace | 16.9981 | 7.271 | 4.4321 | 6.302 | 2.4145 | 12.2422 | 38.0721 | 87.7321 | 0 | 87.7321 | 0.02796% | Multifamily - Oil Furnace | 0.0012447 | 0.00052633 | 0.00032083 | 0.00045619 | 0.00017478 | 0.00089644 | 0.0027559 | 0.0063752 | 0 | 0.0063752 | 0.02796%
Single-Family - Electric Resistance | 0.64909 | 0.20939 | 0.080774 | 0.08908 | 0.019187 | 0.21063 | 0.51944 | 1.7776 | 0 | 1.7776 | 6.467% | Single-Family - Electric Resistance | 13.8597 | 4.4711 | 1.7247 | 1.9021 | 0.40969 | 4.4974 | 11.0914 | 37.9561 | 0 | 37.9561 | 6.467% | Single-Family - Electric Resistance | 13.8597 | 4.4711 | 1.7247 | 1.9021 | 0.40969 | 4.4974 | 11.0914 | 37.9561 | 0 | 37.9561 | 6.467% | Single-Family - Electric Resistance | 0 | 0 | 0 | 0 | 0 | 0 | 0 | 0 |  |  | 6.467% | Single-Family - Electric Resistance | 0 | 0 | 0 | 0 | 0 | 0 | 0 | 0 |  |  | 6.467% | Single-Family - Electric Resistance | 39.2231 | 12.6531 | 4.881 | 5.3829 | 1.1594 | 12.7277 | 31.3886 | 107.4158 | 0 | 107.4158 | 6.467% | Single-Family - Electric Resistance | 0.0028393 | 0.00091593 | 0.00035332 | 0.00038965 | 8.3929e-05 | 0.00092133 | 0.0022721 | 0.0077756 | 0 | 0.0077756 | 6.467%
Single-Family - Gas Furnace | 0.31058 | 0.16686 | 0.080156 | 0.088389 | 0.018404 | 0.10432 | 0.52903 | 1.2977 | 0 | 1.2977 | 45.14% | Single-Family - Gas Furnace | 22.3353 | 3.5628 | 1.7115 | 1.8873 | 0.39298 | 7.5021 | 14.2736 | 51.6657 | 0 | 51.6657 | 45.14% | Single-Family - Gas Furnace | 0 | 3.5628 | 1.7115 | 1.8873 | 0.39298 | 0 | 10.0389 | 17.5936 | 0 | 17.5936 | 45.14% | Single-Family - Gas Furnace | 22.3353 | 0 | 0 | 0 | 0 | 7.5021 | 4.2347 | 34.0722 |  |  | 45.14% | Single-Family - Gas Furnace | 0 | 0 | 0 | 0 | 0 | 0 | 0 | 0 |  |  | 45.14% | Single-Family - Gas Furnace | 24.5688 | 10.0828 | 4.8437 | 5.3411 | 1.1121 | 8.2523 | 33.0683 | 87.2691 | 0 | 87.2691 | 45.14% | Single-Family - Gas Furnace | 0.0011841 | 0.00072987 | 0.00035062 | 0.00038663 | 8.0504e-05 | 0.00039771 | 0.002281 | 0.0054104 | 0 | 0.0054104 | 45.14%
Single-Family - Heat Pump | 0.28171 | 0.20956 | 0.09122 | 0.089135 | 0.019261 | 0.21069 | 0.51972 | 1.4213 | 0 | 1.4213 | 30.4% | Single-Family - Heat Pump | 6.0152 | 4.4747 | 1.9478 | 1.9033 | 0.41128 | 4.4987 | 11.0974 | 30.3483 | 0 | 30.3483 | 30.4% | Single-Family - Heat Pump | 6.0152 | 4.4747 | 1.9478 | 1.9033 | 0.41128 | 4.4987 | 11.0974 | 30.3483 | 0 | 30.3483 | 30.4% | Single-Family - Heat Pump | 0 | 0 | 0 | 0 | 0 | 0 | 0 | 0 |  |  | 30.4% | Single-Family - Heat Pump | 0 | 0 | 0 | 0 | 0 | 0 | 0 | 0 |  |  | 30.4% | Single-Family - Heat Pump | 17.023 | 12.6633 | 5.5122 | 5.3862 | 1.1639 | 12.7314 | 31.4056 | 85.8857 | 0 | 85.8857 | 30.4% | Single-Family - Heat Pump | 0.0012323 | 0.00091666 | 0.00039902 | 0.0003899 | 8.4253e-05 | 0.00092159 | 0.0022734 | 0.0062171 | 0 | 0.0062171 | 30.4%
Single-Family - Oil Furnace | 0.95932 | 0.11396 | 0.072287 | 0.087699 | 0.017687 | 0.22551 | 0.51214 | 1.9886 | 0 | 1.9886 | 0.1218% | Single-Family - Oil Furnace | 32.0993 | 2.4334 | 1.5435 | 1.8726 | 0.37766 | 7.5456 | 10.9354 | 56.8075 | 0 | 56.8075 | 0.1218% | Single-Family - Oil Furnace | 0 | 2.4334 | 1.5435 | 1.8726 | 0.37766 | 0 | 10.9354 | 17.1626 | 0 | 17.1626 | 0.1218% | Single-Family - Oil Furnace | 0 | 0 | 0 | 0 | 0 | 0 | 0 | 0 |  |  | 0.1218% | Single-Family - Oil Furnace | 32.0993 | 0 | 0 | 0 | 0 | 7.5456 | 0 | 39.6449 |  |  | 0.1218% | Single-Family - Oil Furnace | 32.4203 | 6.8865 | 4.3681 | 5.2995 | 1.0688 | 7.621 | 30.9472 | 88.6115 | 0 | 88.6115 | 0.1218% | Single-Family - Oil Furnace | 0.002374 | 0.00049849 | 0.0003162 | 0.00038362 | 7.7367e-05 | 0.00055805 | 0.0022402 | 0.0064479 | 0 | 0.0064479 | 0.1218%
US Weighted | 0.31386 | 0.18502 | 0.084052 | 0.090401 | 0.021049 | 0.1599 | 0.53744 | 1.3917 | 0 | 1.3917 | 100% | US Weighted | 15.1361 | 3.9506 | 1.7947 | 1.9303 | 0.44945 | 6.6033 | 13.2697 | 43.1342 | 0 | 43.1342 | 100% | US Weighted | 3.1163 | 3.9506 | 1.7947 | 1.9303 | 0.44945 | 2.0613 | 10.718 | 24.0207 | 0 | 24.0207 | 100% | US Weighted | 11.9716 | 0 | 0 | 0 | 0 | 4.5293 | 2.5516 | 19.0525 |  |  | 100% | US Weighted | 0.048291 | 0 | 0 | 0 | 0 | 0.012667 | 0 | 0.060958 |  |  | 100% | US Weighted | 22.0365 | 11.1801 | 5.0791 | 5.4628 | 1.2719 | 10.8286 | 33.1389 | 88.9979 | 0 | 88.9979 | 100% | US Weighted | 0.0012766 | 0.0008093 | 0.00036766 | 0.00039544 | 9.2073e-05 | 0.00066332 | 0.0023309 | 0.0059353 | 0 | 0.0059353 | 100%
Energy Cost Index ($/sq ft/yr) for IECC-Res 2006 | [11 empty] | Site Energy Use Intensity (kBtu/sq ft/yr) for IECC-Res 2006 | [11 empty] | Electric Use Intensity (kBtu/sq ft/yr) for IECC-Res 2006 | [11 empty] | Gas Use Intensity (kBtu/sq ft/yr) for IECC-Res 2006 | [11 empty] | Oil Use Intensity (kBtu/sq ft/yr) for IECC-Res 2006 | [11 empty] | Source Energy Use Index (kBtu/sq ft/yr) for IECC-Res 2006 | [11 empty] | Carbon Emissions (ton/sq ft/yr) for IECC-Res 2006
Costs: Electricity: $0.1598/kWh ¦ Natural Gas: $1.391/therm ¦ Oil: $4.1392/gal | [59 empty] | Site-to-Source Factors: Electricity: 2.83 ¦ Natural Gas: 1.1 ¦ Oil: 1.01 | [11 empty] | Conversion [ton/kBtu]: Electricity: 4,881 ¦ Natural Gas: 18,863 ¦ Oil: 13,521
IECC-Res 2006 | Heat | Cool | Fans_Aux | Lgt_Int | Lgt_Ext | DHW | Appls | Total | PV | Net_Total | Weight | IECC-Res 2006 | Heat | Cool | Fans_Aux | Lgt_Int | Lgt_Ext | DHW | Appls | Total | PV | Net_Total | Weight | IECC-Res 2006 | Heat | Cool | Fans_Aux | Lgt_Int | Lgt_Ext | DHW | Appls | Total | PV | Net_Total | Weight | IECC-Res 2006 | Heat | Cool | Fans_Aux | Lgt_Int | Lgt_Ext | DHW | Appls | Total | PV | Net_Total | Weight | IECC-Res 2006 | Heat | Cool | Fans_Aux | Lgt_Int | Lgt_Ext | DHW | Appls | Total | PV | Net_Total | Weight | IECC-Res 2006 | Heat | Cool | Fans_Aux | Lgt_Int | Lgt_Ext | DHW | Appls | Total | PV | Net_Total | Weight | IECC-Res 2006 | Heat | Cool | Fans_Aux | Lgt_Int | Lgt_Ext | DHW | Appls | Total | PV | Net_Total | Weight
Multifamily - Electric Resistance | 0.42534 | 0.20793 | 0.084345 | 0.12925 | 0.042775 | 0.33896 | 0.64407 | 1.8727 | 0 | 1.8727 | 1.409% | Multifamily - Electric Resistance | 9.0821 | 4.4399 | 1.801 | 2.7598 | 0.91335 | 7.2376 | 13.7526 | 39.9864 | 0 | 39.9864 | 1.409% | Multifamily - Electric Resistance | 9.0821 | 4.4399 | 1.801 | 2.7598 | 0.91335 | 7.2376 | 13.7526 | 39.9864 | 0 | 39.9864 | 1.409% | Multifamily - Electric Resistance | 0 | 0 | 0 | 0 | 0 | 0 | 0 | 0 |  |  | 1.409% | Multifamily - Electric Resistance | 0 | 0 | 0 | 0 | 0 | 0 | 0 | 0 |  |  | 1.409% | Multifamily - Electric Resistance | 25.7024 | 12.5649 | 5.0968 | 7.8103 | 2.5848 | 20.4824 | 38.9198 | 113.1614 | 0 | 113.1614 | 1.409% | Multifamily - Electric Resistance | 0.0018605 | 0.00090954 | 0.00036894 | 0.00056537 | 0.00018711 | 0.0014827 | 0.0028173 | 0.0081915 | 0 | 0.0081915 | 1.409%
Multifamily - Gas Furnace | 0.17672 | 0.18241 | 0.083764 | 0.12791 | 0.041428 | 0.17586 | 0.65847 | 1.4466 | 0 | 1.4466 | 10.47% | Multifamily - Gas Furnace | 12.7089 | 3.8949 | 1.7886 | 2.7312 | 0.88459 | 12.6467 | 19.0172 | 53.6721 | 0 | 53.6721 | 10.47% | Multifamily - Gas Furnace | 0 | 3.8949 | 1.7886 | 2.7312 | 0.88459 | 0 | 11.9664 | 21.2657 | 0 | 21.2657 | 10.47% | Multifamily - Gas Furnace | 12.7089 | 0 | 0 | 0 | 0 | 12.6467 | 7.0508 | 32.4064 |  |  | 10.47% | Multifamily - Gas Furnace | 0 | 0 | 0 | 0 | 0 | 0 | 0 | 0 |  |  | 10.47% | Multifamily - Gas Furnace | 13.9798 | 11.0226 | 5.0617 | 7.7294 | 2.5034 | 13.9114 | 41.6209 | 95.829 | 0 | 95.829 | 10.47% | Multifamily - Gas Furnace | 0.00067373 | 0.0007979 | 0.0003664 | 0.00055951 | 0.00018121 | 0.00067044 | 0.0028252 | 0.0060744 | 0 | 0.0060744 | 10.47%
Multifamily - Heat Pump | 0.20541 | 0.21208 | 0.091636 | 0.12937 | 0.042898 | 0.33593 | 0.64469 | 1.662 | 0 | 1.662 | 5.973% | Multifamily - Heat Pump | 4.386 | 4.5285 | 1.9567 | 2.7624 | 0.91599 | 7.173 | 13.7657 | 35.4883 | 0 | 35.4883 | 5.973% | Multifamily - Heat Pump | 4.386 | 4.5285 | 1.9567 | 2.7624 | 0.91599 | 7.173 | 13.7657 | 35.4883 | 0 | 35.4883 | 5.973% | Multifamily - Heat Pump | 0 | 0 | 0 | 0 | 0 | 0 | 0 | 0 |  |  | 5.973% | Multifamily - Heat Pump | 0 | 0 | 0 | 0 | 0 | 0 | 0 | 0 |  |  | 5.973% | Multifamily - Heat Pump | 12.4123 | 12.8157 | 5.5374 | 7.8177 | 2.5923 | 20.2996 | 38.957 | 100.4319 | 0 | 100.4319 | 5.973% | Multifamily - Heat Pump | 0.0008985 | 0.00092769 | 0.00040084 | 0.00056591 | 0.00018765 | 0.0014694 | 0.00282 | 0.00727 | 0 | 0.00727 | 5.973%
Multifamily - Oil Furnace | 0.54477 | 0.12521 | 0.075475 | 0.12645 | 0.039957 | 0.36229 | 0.63004 | 1.9042 | 0 | 1.9042 | 0.02796% | Multifamily - Oil Furnace | 18.2283 | 2.6736 | 1.6116 | 2.7 | 0.85318 | 12.1223 | 13.4531 | 51.642 | 0 | 51.642 | 0.02796% | Multifamily - Oil Furnace | 0 | 2.6736 | 1.6116 | 2.7 | 0.85318 | 0 | 13.4531 | 21.2914 | 0 | 21.2914 | 0.02796% | Multifamily - Oil Furnace | 0 | 0 | 0 | 0 | 0 | 0 | 0 | 0 |  |  | 0.02796% | Multifamily - Oil Furnace | 18.2283 | 0 | 0 | 0 | 0 | 12.1223 | 0 | 30.3506 |  |  | 0.02796% | Multifamily - Oil Furnace | 18.4106 | 7.5662 | 4.5608 | 7.641 | 2.4145 | 12.2435 | 38.0721 | 90.9087 | 0 | 90.9087 | 0.02796% | Multifamily - Oil Furnace | 0.0013481 | 0.0005477 | 0.00033014 | 0.00055311 | 0.00017478 | 0.00089654 | 0.0027559 | 0.0066063 | 0 | 0.0066063 | 0.02796%
Single-Family - Electric Resistance | 0.72498 | 0.23673 | 0.08841 | 0.10801 | 0.024569 | 0.21062 | 0.51944 | 1.9128 | 0 | 1.9128 | 6.467% | Single-Family - Electric Resistance | 15.4801 | 5.0548 | 1.8878 | 2.3062 | 0.52461 | 4.4973 | 11.0914 | 40.8422 | 0 | 40.8422 | 6.467% | Single-Family - Electric Resistance | 15.4801 | 5.0548 | 1.8878 | 2.3062 | 0.52461 | 4.4973 | 11.0914 | 40.8422 | 0 | 40.8422 | 6.467% | Single-Family - Electric Resistance | 0 | 0 | 0 | 0 | 0 | 0 | 0 | 0 |  |  | 6.467% | Single-Family - Electric Resistance | 0 | 0 | 0 | 0 | 0 | 0 | 0 | 0 |  |  | 6.467% | Single-Family - Electric Resistance | 43.8087 | 14.305 | 5.3424 | 6.5266 | 1.4846 | 12.7274 | 31.3886 | 115.5833 | 0 | 115.5833 | 6.467% | Single-Family - Electric Resistance | 0.0031712 | 0.0010355 | 0.00038673 | 0.00047244 | 0.00010747 | 0.0009213 | 0.0022721 | 0.0083668 | 0 | 0.0083668 | 6.467%
Single-Family - Gas Furnace | 0.34731 | 0.18426 | 0.086206 | 0.10717 | 0.023566 | 0.10431 | 0.52903 | 1.3819 | 0 | 1.3819 | 45.14% | Single-Family - Gas Furnace | 24.9768 | 3.9344 | 1.8407 | 2.2883 | 0.5032 | 7.5014 | 14.2736 | 55.3186 | 0 | 55.3186 | 45.14% | Single-Family - Gas Furnace | 0 | 3.9344 | 1.8407 | 2.2883 | 0.5032 | 0 | 10.0389 | 18.6056 | 0 | 18.6056 | 45.14% | Single-Family - Gas Furnace | 24.9768 | 0 | 0 | 0 | 0 | 7.5014 | 4.2347 | 36.713 |  |  | 45.14% | Single-Family - Gas Furnace | 0 | 0 | 0 | 0 | 0 | 0 | 0 | 0 |  |  | 45.14% | Single-Family - Gas Furnace | 27.4745 | 11.1344 | 5.2092 | 6.476 | 1.4241 | 8.2516 | 33.0683 | 93.0381 | 0 | 93.0381 | 45.14% | Single-Family - Gas Furnace | 0.0013241 | 0.00080599 | 0.00037708 | 0.00046878 | 0.00010308 | 0.00039767 | 0.002281 | 0.0057577 | 0 | 0.0057577 | 45.14%
Single-Family - Heat Pump | 0.31682 | 0.23717 | 0.10019 | 0.10807 | 0.024664 | 0.21068 | 0.51972 | 1.5173 | 0 | 1.5173 | 30.4% | Single-Family - Heat Pump | 6.7649 | 5.0643 | 2.1394 | 2.3076 | 0.52664 | 4.4985 | 11.0974 | 32.3987 | 0 | 32.3987 | 30.4% | Single-Family - Heat Pump | 6.7649 | 5.0643 | 2.1394 | 2.3076 | 0.52664 | 4.4985 | 11.0974 | 32.3987 | 0 | 32.3987 | 30.4% | Single-Family - Heat Pump | 0 | 0 | 0 | 0 | 0 | 0 | 0 | 0 |  |  | 30.4% | Single-Family - Heat Pump | 0 | 0 | 0 | 0 | 0 | 0 | 0 | 0 |  |  | 30.4% | Single-Family - Heat Pump | 19.1446 | 14.3319 | 6.0544 | 6.5306 | 1.4904 | 12.7308 | 31.4056 | 91.6884 | 0 | 91.6884 | 30.4% | Single-Family - Heat Pump | 0.0013858 | 0.0010374 | 0.00043827 | 0.00047274 | 0.00010789 | 0.00092155 | 0.0022734 | 0.0066371 | 0 | 0.0066371 | 30.4%
Single-Family - Oil Furnace | 1.0611 | 0.12253 | 0.076457 | 0.10633 | 0.022648 | 0.22545 | 0.51214 | 2.1266 | 0 | 2.1266 | 0.1218% | Single-Family - Oil Furnace | 35.504 | 2.6164 | 1.6326 | 2.2705 | 0.48359 | 7.5436 | 10.9354 | 60.9861 | 0 | 60.9861 | 0.1218% | Single-Family - Oil Furnace | 0 | 2.6164 | 1.6326 | 2.2705 | 0.48359 | 0 | 10.9354 | 17.9385 | 0 | 17.9385 | 0.1218% | Single-Family - Oil Furnace | 0 | 0 | 0 | 0 | 0 | 0 | 0 | 0 |  |  | 0.1218% | Single-Family - Oil Furnace | 35.504 | 0 | 0 | 0 | 0 | 7.5436 | 0 | 43.0476 |  |  | 0.1218% | Single-Family - Oil Furnace | 35.859 | 7.4044 | 4.6201 | 6.4255 | 1.3686 | 7.6191 | 30.9472 | 94.2439 | 0 | 94.2439 | 0.1218% | Single-Family - Oil Furnace | 0.0026258 | 0.00053599 | 0.00033444 | 0.00046512 | 9.9067e-05 | 0.00055791 | 0.0022402 | 0.0068585 | 0 | 0.0068585 | 0.1218%
US Weighted | 0.3508 | 0.20599 | 0.090913 | 0.10961 | 0.025799 | 0.15989 | 0.53744 | 1.4804 | 0 | 1.4804 | 100% | US Weighted | 16.9102 | 4.3985 | 1.9412 | 2.3404 | 0.55087 | 6.603 | 13.2697 | 46.0138 | 0 | 46.0138 | 100% | US Weighted | 3.4867 | 4.3985 | 1.9412 | 2.3404 | 0.55087 | 2.0613 | 10.718 | 25.497 | 0 | 25.497 | 100% | US Weighted | 13.3701 | 0 | 0 | 0 | 0 | 4.5291 | 2.5516 | 20.4508 |  |  | 100% | US Weighted | 0.053351 | 0 | 0 | 0 | 0 | 0.012664 | 0 | 0.066015 |  |  | 100% | US Weighted | 24.6283 | 12.4476 | 5.4937 | 6.6234 | 1.559 | 10.8281 | 33.1389 | 94.719 | 0 | 94.719 | 100% | US Weighted | 0.001427 | 0.00090105 | 0.00039767 | 0.00047945 | 0.00011285 | 0.0006633 | 0.0023309 | 0.0063123 | 0 | 0.0063123 | 100%
End-Use Cost Savings from IECC-Res 2006 to 2024 | [11 empty] | End-Use Site Energy Savings from IECC-Res 2006 to 2024 | [11 empty] | End-Use Electricity Savings from IECC-Res 2006 to 2024 | [11 empty] | End-Use Gas Savings from IECC-Res 2006 to 2024 | [11 empty] | End-Use Oil Savings from IECC-Res 2006 to 2024 | [11 empty] | End-Use Source Energy Savings from IECC-Res 2006 to 2024 | [11 empty] | End-Use Carbon Savings from IECC-Res 2006 to 2024
Energy Cost Index ($/sq ft/yr) | [11 empty] | Site Energy Use Intensity (kBtu/sq ft/yr) | [11 empty] | Electric Use Intensity (kBtu/sq ft/yr) | [11 empty] | Gas Use Intensity (kBtu/sq ft/yr) | [11 empty] | Oil Use Intensity (kBtu/sq ft/yr) | [11 empty] | Source Energy Use Index (kBtu/sq ft/yr) | [11 empty] | Carbon Emissions (ton/sq ft/yr)
Costs: Electricity: $0.1598/kWh ¦ Natural Gas: $1.391/therm ¦ Oil: $4.1392/gal | [59 empty] | Site-to-Source Factors: Electricity: 2.83 ¦ Natural Gas: 1.1 ¦ Oil: 1.01 | [11 empty] | Conversion [ton/kBtu]: Electricity: 4,881 ¦ Natural Gas: 18,863 ¦ Oil: 13,521
2006-2024 | Heat | Cool | Fans_Aux | Lgt_Int | Lgt_Ext | DHW | Appls | Total | PV | Net_Total | Weight | 2006-2024 | Heat | Cool | Fans_Aux | Lgt_Int | Lgt_Ext | DHW | Appls | Total | PV | Net_Total | Weight | 2006-2024 | Heat | Cool | Fans_Aux | Lgt_Int | Lgt_Ext | DHW | Appls | Total | PV | Net_Total | Weight | 2006-2024 | Heat | Cool | Fans_Aux | Lgt_Int | Lgt_Ext | DHW | Appls | Total | PV | Net_Total | Weight | 2006-2024 | Heat | Cool | Fans_Aux | Lgt_Int | Lgt_Ext | DHW | Appls | Total | PV | Net_Total | Weight | 2006-2024 | Heat | Cool | Fans_Aux | Lgt_Int | Lgt_Ext | DHW | Appls | Total | PV | Net_Total | Weight | 2006-2024 | Heat | Cool | Fans_Aux | Lgt_Int | Lgt_Ext | DHW | Appls | Total | PV | Net_Total | Weight
Multifamily - Electric Resistance | 0.1677 | 0.05997 | 0.017093 | 0.046555 | 0.013748 | 0.27426 | 0.01854 | 0.59787 | 0 | 0.59787 | 1.409% | Multifamily - Electric Resistance | 3.5808 | 1.2805 | 0.36498 | 0.99408 | 0.29356 | 5.8562 | 0.39588 | 12.766 | 0 | 12.766 | 1.409% | Multifamily - Electric Resistance | 3.5808 | 1.2805 | 0.36498 | 0.99408 | 0.29356 | 5.8562 | 0.39588 | 12.766 | 0 | 12.766 | 1.409% | Multifamily - Electric Resistance | 0 | 0 | 0 | 0 | 0 | 0 | 0 | 0 |  |  | 1.409% | Multifamily - Electric Resistance | 0 | 0 | 0 | 0 | 0 | 0 | 0 | 0 |  |  | 1.409% | Multifamily - Electric Resistance | 10.1336 | 3.6239 | 1.0329 | 2.8132 | 0.83077 | 16.573 | 1.1203 | 36.1277 | 0 | 36.1277 | 1.409% | Multifamily - Electric Resistance | 0.00073355 | 0.00026232 | 7.4768e-05 | 0.00020364 | 6.0138e-05 | 0.0011997 | 8.1098e-05 | 0.0026152 | 0 | 0.0026152 | 1.409%
Multifamily - Gas Furnace | 0.093989 | 0.069641 | 0.02767 | 0.046073 | 0.013315 | 0.075777 | 0.019826 | 0.34629 | 0 | 0.34629 | 10.47% | Multifamily - Gas Furnace | 6.7591 | 1.487 | 0.59084 | 0.98378 | 0.28431 | 5.4494 | 0.42334 | 15.9779 | 0 | 15.9779 | 10.47% | Multifamily - Gas Furnace | 0 | 1.487 | 0.59084 | 0.98378 | 0.28431 | 0 | 0.42334 | 3.7693 | 0 | 3.7693 | 10.47% | Multifamily - Gas Furnace | 6.7591 | 0 | 0 | 0 | 0 | 5.4494 | 0 | 12.2086 |  |  | 10.47% | Multifamily - Gas Furnace | 0 | 0 | 0 | 0 | 0 | 0 | 0 | 0 |  |  | 10.47% | Multifamily - Gas Furnace | 7.4351 | 4.2083 | 1.6721 | 2.7841 | 0.80461 | 5.9944 | 1.1981 | 24.0965 | 0 | 24.0965 | 10.47% | Multifamily - Gas Furnace | 0.00035832 | 0.00030463 | 0.00012104 | 0.00020153 | 5.8244e-05 | 0.00028889 | 8.6724e-05 | 0.0014194 | 0 | 0.0014194 | 10.47%
Multifamily - Heat Pump | 0.061374 | 0.063273 | 0.029332 | 0.0466 | 0.013788 | 0.27221 | 0.020507 | 0.50709 | 0 | 0.50709 | 5.973% | Multifamily - Heat Pump | 1.3105 | 1.351 | 0.62631 | 0.99502 | 0.29441 | 5.8124 | 0.43787 | 10.8276 | 0 | 10.8276 | 5.973% | Multifamily - Heat Pump | 1.3105 | 1.351 | 0.62631 | 0.99502 | 0.29441 | 5.8124 | 0.43787 | 10.8276 | 0 | 10.8276 | 5.973% | Multifamily - Heat Pump | 0 | 0 | 0 | 0 | 0 | 0 | 0 | 0 |  |  | 5.973% | Multifamily - Heat Pump | 0 | 0 | 0 | 0 | 0 | 0 | 0 | 0 |  |  | 5.973% | Multifamily - Heat Pump | 3.7087 | 3.8235 | 1.7725 | 2.8159 | 0.83317 | 16.4492 | 1.2392 | 30.6421 | 0 | 30.6421 | 5.973% | Multifamily - Heat Pump | 0.00026846 | 0.00027677 | 0.0001283 | 0.00020384 | 6.0311e-05 | 0.0011907 | 8.9701e-05 | 0.0022181 | 0 | 0.0022181 | 5.973%
Multifamily - Oil Furnace | 0.24698 | 0.047621 | 0.015983 | 0.045546 | 0.012842 | 0.19762 | 0.019802 | 0.58639 | 0 | 0.58639 | 0.02796% | Multifamily - Oil Furnace | 8.2641 | 1.0168 | 0.34129 | 0.97253 | 0.27422 | 5.8461 | 0.42282 | 17.1379 | 0 | 17.1379 | 0.02796% | Multifamily - Oil Furnace | 0 | 1.0168 | 0.34129 | 0.97253 | 0.27422 | 0 | 0.42282 | 3.0277 | 0 | 3.0277 | 0.02796% | Multifamily - Oil Furnace | 0 | 0 | 0 | 0 | 0 | -1.4331 | 0 | -1.4331 |  |  | 0.02796% | Multifamily - Oil Furnace | 8.2641 | 0 | 0 | 0 | 0 | 7.2792 | 0 | 15.5434 |  |  | 0.02796% | Multifamily - Oil Furnace | 8.3468 | 2.8776 | 0.96584 | 2.7523 | 0.77604 | 5.7756 | 1.1966 | 22.6907 | 0 | 22.6907 | 0.02796% | Multifamily - Oil Furnace | 0.0006112 | 0.0002083 | 6.9915e-05 | 0.00019923 | 5.6175e-05 | 0.00046238 | 8.6617e-05 | 0.0016938 | 0 | 0.0016938 | 0.02796%
Single-Family - Electric Resistance | 0.38763 | 0.063027 | 0.025143 | 0.038903 | 0.011062 | 0.16413 | 0.010681 | 0.70057 | 0 | 0.70057 | 6.467% | Single-Family - Electric Resistance | 8.2769 | 1.3458 | 0.53688 | 0.83069 | 0.2362 | 3.5045 | 0.22806 | 14.959 | 0 | 14.959 | 6.467% | Single-Family - Electric Resistance | 8.2769 | 1.3458 | 0.53688 | 0.83069 | 0.2362 | 3.5045 | 0.22806 | 14.959 | 0 | 14.959 | 6.467% | Single-Family - Electric Resistance | 0 | 0 | 0 | 0 | 0 | 0 | 0 | 0 |  |  | 6.467% | Single-Family - Electric Resistance | 0 | 0 | 0 | 0 | 0 | 0 | 0 | 0 |  |  | 6.467% | Single-Family - Electric Resistance | 23.4236 | 3.8086 | 1.5194 | 2.3508 | 0.66845 | 9.9179 | 0.64542 | 42.3341 | 0 | 42.3341 | 6.467% | Single-Family - Electric Resistance | 0.0016956 | 0.0002757 | 0.00010998 | 0.00017017 | 4.8388e-05 | 0.00071793 | 4.672e-05 | 0.0030645 | 0 | 0.0030645 | 6.467%
Single-Family - Gas Furnace | 0.21526 | 0.073714 | 0.035712 | 0.038602 | 0.010611 | 0.045732 | 0.011045 | 0.43067 | 0 | 0.43067 | 45.14% | Single-Family - Gas Furnace | 15.4803 | 1.574 | 0.76255 | 0.82424 | 0.22656 | 3.2888 | 0.23584 | 22.3922 | 0 | 22.3922 | 45.14% | Single-Family - Gas Furnace | 0 | 1.574 | 0.76255 | 0.82424 | 0.22656 | 0 | 0.23584 | 3.6232 | 0 | 3.6232 | 45.14% | Single-Family - Gas Furnace | 15.4803 | 0 | 0 | 0 | 0 | 3.2888 | 0 | 18.7691 |  |  | 45.14% | Single-Family - Gas Furnace | 0 | 0 | 0 | 0 | 0 | 0 | 0 | 0 |  |  | 45.14% | Single-Family - Gas Furnace | 17.0283 | 4.4544 | 2.158 | 2.3326 | 0.64118 | 3.6176 | 0.66741 | 30.8995 | 0 | 30.8995 | 45.14% | Single-Family - Gas Furnace | 0.00082065 | 0.00032244 | 0.00015621 | 0.00016885 | 4.6413e-05 | 0.00017435 | 4.8312e-05 | 0.0017372 | 0 | 0.0017372 | 45.14%
Single-Family - Heat Pump | 0.15986 | 0.065639 | 0.038411 | 0.038927 | 0.011105 | 0.1613 | 0.011723 | 0.48697 | 0 | 0.48697 | 30.4% | Single-Family - Heat Pump | 3.4135 | 1.4016 | 0.82016 | 0.8312 | 0.23712 | 3.4441 | 0.25032 | 10.398 | 0 | 10.398 | 30.4% | Single-Family - Heat Pump | 3.4135 | 1.4016 | 0.82016 | 0.8312 | 0.23712 | 3.4441 | 0.25032 | 10.398 | 0 | 10.398 | 30.4% | Single-Family - Heat Pump | 0 | 0 | 0 | 0 | 0 | 0 | 0 | 0 |  |  | 30.4% | Single-Family - Heat Pump | 0 | 0 | 0 | 0 | 0 | 0 | 0 | 0 |  |  | 30.4% | Single-Family - Heat Pump | 9.6603 | 3.9664 | 2.3211 | 2.3523 | 0.67104 | 9.7469 | 0.7084 | 29.4263 | 0 | 29.4263 | 30.4% | Single-Family - Heat Pump | 0.00069928 | 0.00028712 | 0.00016802 | 0.00017028 | 4.8575e-05 | 0.00070555 | 5.1279e-05 | 0.0021301 | 0 | 0.0021301 | 30.4%
Single-Family - Oil Furnace | 0.62227 | 0.041111 | 0.028345 | 0.038301 | 0.010197 | 0.12934 | 0.010041 | 0.8796 | 0 | 0.8796 | 0.1218% | Single-Family - Oil Furnace | 20.8215 | 0.87783 | 0.60523 | 0.81782 | 0.21773 | 3.6863 | 0.21441 | 27.2408 | 0 | 27.2408 | 0.1218% | Single-Family - Oil Furnace | 0 | 0.87783 | 0.60523 | 0.81782 | 0.21773 | 0 | 0.21441 | 2.733 | 0 | 2.733 | 0.1218% | Single-Family - Oil Furnace | 0 | 0 | 0 | 0 | 0 | -1.1997 | 0 | -1.1997 |  |  | 0.1218% | Single-Family - Oil Furnace | 20.8215 | 0 | 0 | 0 | 0 | 4.8859 | 0 | 25.7075 |  |  | 0.1218% | Single-Family - Oil Furnace | 21.0297 | 2.4843 | 1.7128 | 2.3144 | 0.61619 | 3.6152 | 0.60678 | 32.3794 | 0 | 32.3794 | 0.1218% | Single-Family - Oil Furnace | 0.0015399 | 0.00017983 | 0.00012399 | 0.00016753 | 4.4604e-05 | 0.00029776 | 4.3924e-05 | 0.0023975 | 0 | 0.0023975 | 0.1218%
US Weighted | 0.19745 | 0.069617 | 0.035029 | 0.039481 | 0.011086 | 0.10245 | 0.012111 | 0.46722 | 0 | 0.46722 | 100% | US Weighted | 10.0077 | 1.4865 | 0.74796 | 0.84301 | 0.2367 | 3.5813 | 0.2586 | 17.1618 | 0 | 17.1618 | 100% | US Weighted | 1.7552 | 1.4865 | 0.74796 | 0.84301 | 0.2367 | 1.595 | 0.2586 | 6.923 | 0 | 6.923 | 100% | US Weighted | 8.2216 | 0 | 0 | 0 | 0 | 1.9782 | 0 | 10.1998 |  |  | 100% | US Weighted | 0.030897 | 0 | 0 | 0 | 0 | 0.0081103 | 0 | 0.039007 |  |  | 100% | US Weighted | 14.0422 | 4.2068 | 2.1167 | 2.3857 | 0.66987 | 6.6982 | 0.73185 | 30.8513 | 0 | 30.8513 | 100% | US Weighted | 0.0007977 | 0.00030452 | 0.00015322 | 0.0001727 | 4.849e-05 | 0.00043222 | 5.2977e-05 | 0.0019618 | 0 | 0.0019618 | 100%
Percentage Cost Savings from IECC-Res 2006 to 2024 | [11 empty] | Percentage Site Energy Savings from IECC-Res 2006 to 2024 | [11 empty] | Percentage Electricity Savings from IECC-Res 2006 to 2024 | [11 empty] | Percentage Gas Savings from IECC-Res 2006 to 2024 | [11 empty] | Percentage Oil Savings from IECC-Res 2006 to 2024 | [11 empty] | Percentage Source Energy Savings from IECC-Res 2006 to 2024 | [11 empty] | Percentage Carbon Savings from IECC-Res 2006 to 2024
Energy Cost Index ($/sq ft/yr) | [11 empty] | Site Energy Use Intensity (kBtu/sq ft/yr) | [11 empty] | Electric Use Intensity (kBtu/sq ft/yr) | [11 empty] | Gas Use Intensity (kBtu/sq ft/yr) | [11 empty] | Oil Use Intensity (kBtu/sq ft/yr) | [11 empty] | Source Energy Use Index (kBtu/sq ft/yr) | [11 empty] | Carbon Emissions (ton/sq ft/yr)
Costs: Electricity: $0.1598/kWh ¦ Natural Gas: $1.391/therm ¦ Oil: $4.1392/gal | [59 empty] | Site-to-Source Factors: Electricity: 2.83 ¦ Natural Gas: 1.1 ¦ Oil: 1.01 | [11 empty] | Conversion [ton/kBtu]: Electricity: 4,881 ¦ Natural Gas: 18,863 ¦ Oil: 13,521
2006-2024 | Heat | Cool | Fans_Aux | Lgt_Int | Lgt_Ext | DHW | Appls | Total | PV | Net_Total | Weight | 2006-2024 | Heat | Cool | Fans_Aux | Lgt_Int | Lgt_Ext | DHW | Appls | Total | PV | Net_Total | Weight | 2006-2024 | Heat | Cool | Fans_Aux | Lgt_Int | Lgt_Ext | DHW | Appls | Total | PV | Net_Total | Weight | 2006-2024 | Heat | Cool | Fans_Aux | Lgt_Int | Lgt_Ext | DHW | Appls | Total | PV | Net_Total | Weight | 2006-2024 | Heat | Cool | Fans_Aux | Lgt_Int | Lgt_Ext | DHW | Appls | Total | PV | Net_Total | Weight | 2006-2024 | Heat | Cool | Fans_Aux | Lgt_Int | Lgt_Ext | DHW | Appls | Total | PV | Net_Total | Weight | 2006-2024 | Heat | Cool | Fans_Aux | Lgt_Int | Lgt_Ext | DHW | Appls | Total | PV | Net_Total | Weight
Multifamily - Electric Resistance | 39.43% | 28.84% | 20.27% | 36.02% | 32.14% | 80.91% | 2.879% | 31.93% |  | 31.93% | 1.409% | Multifamily - Electric Resistance | 39.43% | 28.84% | 20.27% | 36.02% | 32.14% | 80.91% | 2.879% | 31.93% |  | 31.93% | 1.409% | Multifamily - Electric Resistance | 39.43% | 28.84% | 20.27% | 36.02% | 32.14% | 80.91% | 2.879% | 31.93% |  | 31.93% | 1.409% | Multifamily - Electric Resistance | [10 empty] | 1.409% | Multifamily - Electric Resistance | [10 empty] | 1.409% | Multifamily - Electric Resistance | 39.43% | 28.84% | 20.27% | 36.02% | 32.14% | 80.91% | 2.879% | 31.93% |  | 31.93% | 1.409% | Multifamily - Electric Resistance | 39.43% | 28.84% | 20.27% | 36.02% | 32.14% | 80.91% | 2.879% | 31.93% |  | 31.93% | 1.409%
Multifamily - Gas Furnace | 53.18% | 38.18% | 33.03% | 36.02% | 32.14% | 43.09% | 3.011% | 23.94% |  | 23.94% | 10.47% | Multifamily - Gas Furnace | 53.18% | 38.18% | 33.03% | 36.02% | 32.14% | 43.09% | 2.226% | 29.77% |  | 29.77% | 10.47% | Multifamily - Gas Furnace |  | 38.18% | 33.03% | 36.02% | 32.14% |  | 3.538% | 17.72% |  | 17.72% | 10.47% | Multifamily - Gas Furnace | 53.18% |  |  |  |  | 43.09% | 0% | 37.67% |  |  | 10.47% | Multifamily - Gas Furnace | [10 empty] | 10.47% | Multifamily - Gas Furnace | 53.18% | 38.18% | 33.03% | 36.02% | 32.14% | 43.09% | 2.878% | 25.15% |  | 25.15% | 10.47% | Multifamily - Gas Furnace | 53.18% | 38.18% | 33.03% | 36.02% | 32.14% | 43.09% | 3.07% | 23.37% |  | 23.37% | 10.47%
Multifamily - Heat Pump | 29.88% | 29.83% | 32.01% | 36.02% | 32.14% | 81.03% | 3.181% | 30.51% |  | 30.51% | 5.973% | Multifamily - Heat Pump | 29.88% | 29.83% | 32.01% | 36.02% | 32.14% | 81.03% | 3.181% | 30.51% |  | 30.51% | 5.973% | Multifamily - Heat Pump | 29.88% | 29.83% | 32.01% | 36.02% | 32.14% | 81.03% | 3.181% | 30.51% |  | 30.51% | 5.973% | Multifamily - Heat Pump | [10 empty] | 5.973% | Multifamily - Heat Pump | [10 empty] | 5.973% | Multifamily - Heat Pump | 29.88% | 29.83% | 32.01% | 36.02% | 32.14% | 81.03% | 3.181% | 30.51% |  | 30.51% | 5.973% | Multifamily - Heat Pump | 29.88% | 29.83% | 32.01% | 36.02% | 32.14% | 81.03% | 3.181% | 30.51% |  | 30.51% | 5.973%
Multifamily - Oil Furnace | 45.34% | 38.03% | 21.18% | 36.02% | 32.14% | 54.55% | 3.143% | 30.79% |  | 30.79% | 0.02796% | Multifamily - Oil Furnace | 45.34% | 38.03% | 21.18% | 36.02% | 32.14% | 48.23% | 3.143% | 33.19% |  | 33.19% | 0.02796% | Multifamily - Oil Furnace |  | 38.03% | 21.18% | 36.02% | 32.14% |  | 3.143% | 14.22% |  | 14.22% | 0.02796% | Multifamily - Oil Furnace | [10 empty] | 0.02796% | Multifamily - Oil Furnace | 45.34% |  |  |  |  | 60.05% |  | 51.21% |  |  | 0.02796% | Multifamily - Oil Furnace | 45.34% | 38.03% | 21.18% | 36.02% | 32.14% | 47.17% | 3.143% | 24.96% |  | 24.96% | 0.02796% | Multifamily - Oil Furnace | 45.34% | 38.03% | 21.18% | 36.02% | 32.14% | 51.57% | 3.143% | 25.64% |  | 25.64% | 0.02796%
Single-Family - Electric Resistance | 53.47% | 26.62% | 28.44% | 36.02% | 45.02% | 77.93% | 2.056% | 36.63% |  | 36.63% | 6.467% | Single-Family - Electric Resistance | 53.47% | 26.62% | 28.44% | 36.02% | 45.02% | 77.93% | 2.056% | 36.63% |  | 36.63% | 6.467% | Single-Family - Electric Resistance | 53.47% | 26.62% | 28.44% | 36.02% | 45.02% | 77.93% | 2.056% | 36.63% |  | 36.63% | 6.467% | Single-Family - Electric Resistance | [10 empty] | 6.467% | Single-Family - Electric Resistance | [10 empty] | 6.467% | Single-Family - Electric Resistance | 53.47% | 26.62% | 28.44% | 36.02% | 45.02% | 77.93% | 2.056% | 36.63% |  | 36.63% | 6.467% | Single-Family - Electric Resistance | 53.47% | 26.62% | 28.44% | 36.02% | 45.02% | 77.93% | 2.056% | 36.63% |  | 36.63% | 6.467%
Single-Family - Gas Furnace | 61.98% | 40.01% | 41.43% | 36.02% | 45.02% | 43.84% | 2.088% | 31.17% |  | 31.17% | 45.14% | Single-Family - Gas Furnace | 61.98% | 40.01% | 41.43% | 36.02% | 45.02% | 43.84% | 1.652% | 40.48% |  | 40.48% | 45.14% | Single-Family - Gas Furnace |  | 40.01% | 41.43% | 36.02% | 45.02% |  | 2.349% | 19.47% |  | 19.47% | 45.14% | Single-Family - Gas Furnace | 61.98% |  |  |  |  | 43.84% | 0% | 51.12% |  |  | 45.14% | Single-Family - Gas Furnace | [10 empty] | 45.14% | Single-Family - Gas Furnace | 61.98% | 40.01% | 41.43% | 36.02% | 45.02% | 43.84% | 2.018% | 33.21% |  | 33.21% | 45.14% | Single-Family - Gas Furnace | 61.98% | 40.01% | 41.43% | 36.02% | 45.02% | 43.84% | 2.118% | 30.17% |  | 30.17% | 45.14%
Single-Family - Heat Pump | 50.46% | 27.68% | 38.34% | 36.02% | 45.02% | 76.56% | 2.256% | 32.09% |  | 32.09% | 30.4% | Single-Family - Heat Pump | 50.46% | 27.68% | 38.34% | 36.02% | 45.02% | 76.56% | 2.256% | 32.09% |  | 32.09% | 30.4% | Single-Family - Heat Pump | 50.46% | 27.68% | 38.34% | 36.02% | 45.02% | 76.56% | 2.256% | 32.09% |  | 32.09% | 30.4% | Single-Family - Heat Pump | [10 empty] | 30.4% | Single-Family - Heat Pump | [10 empty] | 30.4% | Single-Family - Heat Pump | 50.46% | 27.68% | 38.34% | 36.02% | 45.02% | 76.56% | 2.256% | 32.09% |  | 32.09% | 30.4% | Single-Family - Heat Pump | 50.46% | 27.68% | 38.34% | 36.02% | 45.02% | 76.56% | 2.256% | 32.09% |  | 32.09% | 30.4%
Single-Family - Oil Furnace | 58.65% | 33.55% | 37.07% | 36.02% | 45.02% | 57.37% | 1.961% | 41.36% |  | 41.36% | 0.1218% | Single-Family - Oil Furnace | 58.65% | 33.55% | 37.07% | 36.02% | 45.02% | 48.87% | 1.961% | 44.67% |  | 44.67% | 0.1218% | Single-Family - Oil Furnace |  | 33.55% | 37.07% | 36.02% | 45.02% |  | 1.961% | 15.24% |  | 15.24% | 0.1218% | Single-Family - Oil Furnace | [10 empty] | 0.1218% | Single-Family - Oil Furnace | 58.65% |  |  |  |  | 64.77% |  | 59.72% |  |  | 0.1218% | Single-Family - Oil Furnace | 58.65% | 33.55% | 37.07% | 36.02% | 45.02% | 47.45% | 1.961% | 34.36% |  | 34.36% | 0.1218% | Single-Family - Oil Furnace | 58.65% | 33.55% | 37.07% | 36.02% | 45.02% | 53.37% | 1.961% | 34.96% |  | 34.96% | 0.1218%
US Weighted | 56.28% | 33.8% | 38.53% | 36.02% | 42.97% | 64.07% | 2.253% | 31.56% |  | 31.56% | 100% | US Weighted | 59.18% | 33.8% | 38.53% | 36.02% | 42.97% | 54.24% | 1.949% | 37.3% |  | 37.3% | 100% | US Weighted | 50.34% | 33.8% | 38.53% | 36.02% | 42.97% | 77.38% | 2.413% | 27.15% |  | 27.15% | 100% | US Weighted | 61.49% |  |  |  |  | 43.68% | 0% | 49.87% |  |  | 100% | US Weighted | 57.91% |  |  |  |  | 64.04% |  | 59.09% |  |  | 100% | US Weighted | 57.02% | 33.8% | 38.53% | 36.02% | 42.97% | 61.86% | 2.208% | 32.57% |  | 32.57% | 100% | US Weighted | 55.9% | 33.8% | 38.53% | 36.02% | 42.97% | 65.16% | 2.273% | 31.08% |  | 31.08% | 100%

## MF.Elec
End-Use Cost Summary for IECC-Res 2024 | [11 empty] | Site Energy Summary for IECC-Res 2024 | [11 empty] | Electric Summary for IECC-Res 2024 | [11 empty] | Gas Summary for IECC-Res 2024 | [11 empty] | Oil Summary for IECC-Res 2024 | [11 empty] | Source Energy Use Index for IECC-Res 2024 (kBtu/sq ft/yr) | [11 empty] | Carbon Emissions Summary for IECC-Res 2024
Building Type: Multifamily - Electric Resistance | [11 empty] | Building Type: Multifamily - Electric Resistance | [11 empty] | Building Type: Multifamily - Electric Resistance | [11 empty] | Building Type: Multifamily - Electric Resistance | [11 empty] | Building Type: Multifamily - Electric Resistance | [11 empty] | Building Type: Multifamily - Electric Resistance | [11 empty] | Building Type: Multifamily - Electric Resistance
US Weighted Results | [8 empty] | Prototype Floor Area (sq ft): | 21600 |  | US Weighted Results | [8 empty] | Prototype Floor Area (sq ft): | 21600 |  | US Weighted Results | [8 empty] | Prototype Floor Area (sq ft): | 21600 |  | US Weighted Results | [8 empty] | Prototype Floor Area (sq ft): | 21600 |  | US Weighted Results | [8 empty] | Prototype Floor Area (sq ft): | 21600 |  | US Weighted Results | [8 empty] | Prototype Floor Area (sq ft): | 21600 |  | US Weighted Results | [8 empty] | Prototype Floor Area (sq ft): | 21600
| Heat | Cool | Fans_Aux | Lgt_Int | Lgt_Ext | DHW | Appls | Total | PV | Net_Total |  |  | Heat | Cool | Fans_Aux | Lgt_Int | Lgt_Ext | DHW | Appls | Total | PV | Net_Total |  |  | Heat | Cool | Fans_Aux | Lgt_Int | Lgt_Ext | DHW | Appls | Total | PV | Net_Total |  |  | Heat | Cool | Fans_Aux | Lgt_Int | Lgt_Ext | DHW | Appls | Total | PV | Net_Total |  |  | Heat | Cool | Fans_Aux | Lgt_Int | Lgt_Ext | DHW | Appls | Total | PV | Net_Total |  |  | Heat | Cool | Fans_Aux | Lgt_Int | Lgt_Ext | DHW | Appls | Total | PV | Net_Total |  |  | Heat | Cool | Fans_Aux | Lgt_Int | Lgt_Ext | DHW | Appls | Total | PV | Net_Total
By IECC-Res edition: | [11 empty] | By IECC-Res edition: | [11 empty] | By IECC-Res edition: | [11 empty] | By IECC-Res edition: | [11 empty] | By IECC-Res edition: | [11 empty] | By IECC-Res edition: | [11 empty] | By IECC-Res edition:
STD2024 | 0.25764 | 0.14796 | 0.067252 | 0.082695 | 0.029027 | 0.064695 | 0.62553 | 1.2748 | 0 | 1.2748 |  | STD2024 | 5.5013 | 3.1594 | 1.436 | 1.7658 | 0.6198 | 1.3814 | 13.3567 | 27.2204 | 0 | 27.2204 |  | STD2024 | 5.5013 | 3.1594 | 1.436 | 1.7658 | 0.6198 | 1.3814 | 13.3567 | 27.2204 | 0 | 27.2204 |  | STD2024 | 0 | 0 | 0 | 0 | 0 | 0 | 0 | 0 |  |  |  | STD2024 | 0 | 0 | 0 | 0 | 0 | 0 | 0 | 0 |  |  |  | STD2024 | 15.5688 | 8.941 | 4.0639 | 4.9971 | 1.754 | 3.9094 | 37.7995 | 77.0337 | 0 | 77.0337 |  | STD2024 | 0.001127 | 0.00064722 | 0.00029418 | 0.00036173 | 0.00012697 | 0.00028299 | 0.0027362 | 0.0055763 | 0 | 0.0055763
STD2021 | 0.30111 | 0.15521 | 0.054343 | 0.082695 | 0.042775 | 0.11368 | 0.64407 | 1.3939 | 0 | 1.3939 |  | STD2021 | 6.4295 | 3.3141 | 1.1604 | 1.7658 | 0.91335 | 2.4274 | 13.7526 | 29.763 | 0 | 29.763 |  | STD2021 | 6.4295 | 3.3141 | 1.1604 | 1.7658 | 0.91335 | 2.4274 | 13.7526 | 29.763 | 0 | 29.763 |  | STD2021 | 0 | 0 | 0 | 0 | 0 | 0 | 0 | 0 |  |  |  | STD2021 | 0 | 0 | 0 | 0 | 0 | 0 | 0 | 0 |  |  |  | STD2021 | 18.1955 | 9.3789 | 3.2838 | 4.9971 | 2.5848 | 6.8695 | 38.9198 | 84.2294 | 0 | 84.2294 |  | STD2021 | 0.0013171 | 0.00067892 | 0.00023771 | 0.00036173 | 0.00018711 | 0.00049727 | 0.0028173 | 0.0060972 | 0 | 0.0060972
STD2018 | 0.2513 | 0.17751 | 0.074292 | 0.088217 | 0.042775 | 0.29048 | 0.64407 | 1.5686 | 0 | 1.5686 |  | STD2018 | 5.366 | 3.7903 | 1.5863 | 1.8837 | 0.91335 | 6.2024 | 13.7526 | 33.4945 | 0 | 33.4945 |  | STD2018 | 5.366 | 3.7903 | 1.5863 | 1.8837 | 0.91335 | 6.2024 | 13.7526 | 33.4945 | 0 | 33.4945 |  | STD2018 | 0 | 0 | 0 | 0 | 0 | 0 | 0 | 0 |  |  |  | STD2018 | 0 | 0 | 0 | 0 | 0 | 0 | 0 | 0 |  |  |  | STD2018 | 15.1857 | 10.7264 | 4.4893 | 5.3308 | 2.5848 | 17.5528 | 38.9198 | 94.7895 | 0 | 94.7895 |  | STD2018 | 0.0010993 | 0.00077646 | 0.00032497 | 0.00038588 | 0.00018711 | 0.0012706 | 0.0028173 | 0.0068616 | 0 | 0.0068616
STD2015 | 0.25627 | 0.17804 | 0.074501 | 0.094537 | 0.042775 | 0.29048 | 0.64407 | 1.5807 | 0 | 1.5807 |  | STD2015 | 5.4719 | 3.8017 | 1.5908 | 2.0186 | 0.91335 | 6.2025 | 13.7526 | 33.7514 | 0 | 33.7514 |  | STD2015 | 5.4719 | 3.8017 | 1.5908 | 2.0186 | 0.91335 | 6.2025 | 13.7526 | 33.7514 | 0 | 33.7514 |  | STD2015 | 0 | 0 | 0 | 0 | 0 | 0 | 0 | 0 |  |  |  | STD2015 | 0 | 0 | 0 | 0 | 0 | 0 | 0 | 0 |  |  |  | STD2015 | 15.4856 | 10.7588 | 4.5019 | 5.7126 | 2.5848 | 17.553 | 38.9198 | 95.5165 | 0 | 95.5165 |  | STD2015 | 0.001121 | 0.0007788 | 0.00032588 | 0.00041352 | 0.00018711 | 0.0012706 | 0.0028173 | 0.0069142 | 0 | 0.0069142
STD2012 | 0.25581 | 0.17828 | 0.074523 | 0.094537 | 0.042775 | 0.30805 | 0.64407 | 1.598 | 0 | 1.598 |  | STD2012 | 5.4621 | 3.8068 | 1.5913 | 2.0186 | 0.91335 | 6.5777 | 13.7526 | 34.1224 | 0 | 34.1224 |  | STD2012 | 5.4621 | 3.8068 | 1.5913 | 2.0186 | 0.91335 | 6.5777 | 13.7526 | 34.1224 | 0 | 34.1224 |  | STD2012 | 0 | 0 | 0 | 0 | 0 | 0 | 0 | 0 |  |  |  | STD2012 | 0 | 0 | 0 | 0 | 0 | 0 | 0 | 0 |  |  |  | STD2012 | 15.4579 | 10.7733 | 4.5033 | 5.7126 | 2.5848 | 18.6148 | 38.9198 | 96.5664 | 0 | 96.5664 |  | STD2012 | 0.001119 | 0.00077985 | 0.00032598 | 0.00041352 | 0.00018711 | 0.0013475 | 0.0028173 | 0.0069902 | 0 | 0.0069902
STD2009 | 0.39452 | 0.19049 | 0.080227 | 0.1066 | 0.042775 | 0.33896 | 0.64407 | 1.7976 | 0 | 1.7976 |  | STD2009 | 8.424 | 4.0674 | 1.7131 | 2.2762 | 0.91335 | 7.2377 | 13.7526 | 38.3843 | 0 | 38.3843 |  | STD2009 | 8.424 | 4.0674 | 1.7131 | 2.2762 | 0.91335 | 7.2377 | 13.7526 | 38.3843 | 0 | 38.3843 |  | STD2009 | 0 | 0 | 0 | 0 | 0 | 0 | 0 | 0 |  |  |  | STD2009 | 0 | 0 | 0 | 0 | 0 | 0 | 0 | 0 |  |  |  | STD2009 | 23.8399 | 11.5108 | 4.848 | 6.4416 | 2.5848 | 20.4827 | 38.9198 | 108.6276 | 0 | 108.6276 |  | STD2009 | 0.0017257 | 0.00083324 | 0.00035093 | 0.00046629 | 0.00018711 | 0.0014827 | 0.0028173 | 0.0078633 | 0 | 0.0078633
STD2006 | 0.42534 | 0.20793 | 0.084345 | 0.12925 | 0.042775 | 0.33896 | 0.64407 | 1.8727 | 0 | 1.8727 |  | STD2006 | 9.0821 | 4.4399 | 1.801 | 2.7598 | 0.91335 | 7.2376 | 13.7526 | 39.9864 | 0 | 39.9864 |  | STD2006 | 9.0821 | 4.4399 | 1.801 | 2.7598 | 0.91335 | 7.2376 | 13.7526 | 39.9864 | 0 | 39.9864 |  | STD2006 | 0 | 0 | 0 | 0 | 0 | 0 | 0 | 0 |  |  |  | STD2006 | 0 | 0 | 0 | 0 | 0 | 0 | 0 | 0 |  |  |  | STD2006 | 25.7024 | 12.5649 | 5.0968 | 7.8103 | 2.5848 | 20.4824 | 38.9198 | 113.1614 | 0 | 113.1614 |  | STD2006 | 0.0018605 | 0.00090954 | 0.00036894 | 0.00056537 | 0.00018711 | 0.0014827 | 0.0028173 | 0.0081915 | 0 | 0.0081915
Savings between editions: | [11 empty] | Savings between editions: | [11 empty] | Savings between editions: | [11 empty] | Savings between editions: | [11 empty] | Savings between editions: | [11 empty] | Savings between editions: | [11 empty] | Savings between editions:
2006-2009 | 0.030822 | 0.017444 | 0.0041179 | 0.02265 | 0 | -4.8365e-06 | 0 | 0.075029 | 0 | 0.075029 |  | 2006-2009 | 0.65813 | 0.37248 | 0.087927 | 0.48363 | 0 | -0.00010327 | 0 | 1.6021 | 0 | 1.6021 |  | 2006-2009 | 0.65813 | 0.37248 | 0.087927 | 0.48363 | 0 | -0.00010327 | 0 | 1.6021 | 0 | 1.6021 |  | 2006-2009 | 0 | 0 | 0 | 0 | 0 | 0 | 0 | 0 |  |  |  | 2006-2009 | 0 | 0 | 0 | 0 | 0 | 0 | 0 | 0 |  |  |  | 2006-2009 | 1.8625 | 1.0541 | 0.24883 | 1.3687 | 0 | -0.00029226 | 0 | 4.5338 | 0 | 4.5338 |  | 2006-2009 | 0.00013482 | 7.6306e-05 | 1.8012e-05 | 9.9074e-05 | 0 | -2.1156e-08 | 0 | 0.00032819 | 0 | 0.00032819
2009-2012 | 0.13871 | 0.012205 | 0.0057044 | 0.012064 | 0 | 0.030912 | 0 | 0.1996 | 0 | 0.1996 |  | 2009-2012 | 2.9618 | 0.26061 | 0.1218 | 0.2576 | 0 | 0.66004 | 0 | 4.2619 | 0 | 4.2619 |  | 2009-2012 | 2.9618 | 0.26061 | 0.1218 | 0.2576 | 0 | 0.66004 | 0 | 4.2619 | 0 | 4.2619 |  | 2009-2012 | 0 | 0 | 0 | 0 | 0 | 0 | 0 | 0 |  |  |  | 2009-2012 | 0 | 0 | 0 | 0 | 0 | 0 | 0 | 0 |  |  |  | 2009-2012 | 8.382 | 0.73751 | 0.34471 | 0.72901 | 0 | 1.8679 | 0 | 12.0612 | 0 | 12.0612 |  | 2009-2012 | 0.00060675 | 5.3387e-05 | 2.4952e-05 | 5.2771e-05 | 0 | 0.00013521 | 0 | 0.00087308 | 0 | 0.00087308
2012-2015 | -0.00045853 | 0.00023949 | 2.1705e-05 | 0 | 0 | 0.017572 | 0 | 0.017375 | 0 | 0.017375 |  | 2012-2015 | -0.0097908 | 0.0051138 | 0.00046346 | 0 | 0 | 0.3752 | 0 | 0.37099 | 0 | 0.37099 |  | 2012-2015 | -0.0097908 | 0.0051138 | 0.00046346 | 0 | 0 | 0.3752 | 0 | 0.37099 | 0 | 0.37099 |  | 2012-2015 | 0 | 0 | 0 | 0 | 0 | 0 | 0 | 0 |  |  |  | 2012-2015 | 0 | 0 | 0 | 0 | 0 | 0 | 0 | 0 |  |  |  | 2012-2015 | -0.027708 | 0.014472 | 0.0013116 | 0 | 0 | 1.0618 | 0 | 1.0499 | 0 | 1.0499 |  | 2012-2015 | -2.0057e-06 | 1.0476e-06 | 9.4943e-08 | 0 | 0 | 7.6863e-05 | 0 | 7.6e-05 | 0 | 7.6e-05
2015-2018 | 0.0049632 | 0.00053572 | 0.00020974 | 0.0063197 | 0 | 2.9932e-06 | 0 | 0.012031 | 0 | 0.012031 |  | 2015-2018 | 0.10598 | 0.011439 | 0.0044784 | 0.13494 | 0 | 6.3913e-05 | 0 | 0.2569 | 0 | 0.2569 |  | 2015-2018 | 0.10598 | 0.011439 | 0.0044784 | 0.13494 | 0 | 6.3913e-05 | 0 | 0.2569 | 0 | 0.2569 |  | 2015-2018 | 0 | 0 | 0 | 0 | 0 | 0 | 0 | 0 |  |  |  | 2015-2018 | 0 | 0 | 0 | 0 | 0 | 0 | 0 | 0 |  |  |  | 2015-2018 | 0.29991 | 0.032372 | 0.012674 | 0.38188 | 0 | 0.00018087 | 0 | 0.72702 | 0 | 0.72702 |  | 2015-2018 | 2.171e-05 | 2.3434e-06 | 9.1743e-07 | 2.7644e-05 | 0 | 1.3093e-08 | 0 | 5.2627e-05 | 0 | 5.2627e-05
2018-2021 | -0.049809 | 0.022299 | 0.019949 | 0.0055219 | 0 | 0.17679 | 0 | 0.17475 | 0 | 0.17475 |  | 2018-2021 | -1.0636 | 0.47615 | 0.42596 | 0.11791 | 0 | 3.775 | 0 | 3.7315 | 0 | 3.7315 |  | 2018-2021 | -1.0636 | 0.47615 | 0.42596 | 0.11791 | 0 | 3.775 | 0 | 3.7315 | 0 | 3.7315 |  | 2018-2021 | 0 | 0 | 0 | 0 | 0 | 0 | 0 | 0 |  |  |  | 2018-2021 | 0 | 0 | 0 | 0 | 0 | 0 | 0 | 0 |  |  |  | 2018-2021 | -3.0099 | 1.3475 | 1.2055 | 0.33368 | 0 | 10.6833 | 0 | 10.5601 | 0 | 10.5601 |  | 2018-2021 | -0.00021788 | 9.7543e-05 | 8.726e-05 | 2.4154e-05 | 0 | 0.00077334 | 0 | 0.00076442 | 0 | 0.00076442
2021-2024 | 0.043469 | 0.0072463 | -0.012909 | 0 | 0.013748 | 0.048986 | 0.01854 | 0.11908 | 0 | 0.11908 |  | 2021-2024 | 0.92817 | 0.15473 | -0.27565 | 0 | 0.29356 | 1.046 | 0.39588 | 2.5427 | 0 | 2.5427 |  | 2021-2024 | 0.92817 | 0.15473 | -0.27565 | 0 | 0.29356 | 1.046 | 0.39588 | 2.5427 | 0 | 2.5427 |  | 2021-2024 | 0 | 0 | 0 | 0 | 0 | 0 | 0 | 0 |  |  |  | 2021-2024 | 0 | 0 | 0 | 0 | 0 | 0 | 0 | 0 |  |  |  | 2021-2024 | 2.6267 | 0.43788 | -0.78009 | 0 | 0.83077 | 2.9601 | 1.1203 | 7.1958 | 0 | 7.1958 |  | 2021-2024 | 0.00019014 | 3.1697e-05 | -5.6469e-05 | 0 | 6.0138e-05 | 0.00021428 | 8.1098e-05 | 0.00052088 | 0 | 0.00052088
2006-2024 | 0.1677 | 0.05997 | 0.017093 | 0.046555 | 0.013748 | 0.27426 | 0.01854 | 0.59787 | 0 | 0.59787 |  | 2006-2024 | 3.5808 | 1.2805 | 0.36498 | 0.99408 | 0.29356 | 5.8562 | 0.39588 | 12.766 | 0 | 12.766 |  | 2006-2024 | 3.5808 | 1.2805 | 0.36498 | 0.99408 | 0.29356 | 5.8562 | 0.39588 | 12.766 | 0 | 12.766 |  | 2006-2024 | 0 | 0 | 0 | 0 | 0 | 0 | 0 | 0 |  |  |  | 2006-2024 | 0 | 0 | 0 | 0 | 0 | 0 | 0 | 0 |  |  |  | 2006-2024 | 10.1336 | 3.6239 | 1.0329 | 2.8132 | 0.83077 | 16.573 | 1.1203 | 36.1277 | 0 | 36.1277 |  | 2006-2024 | 0.00073355 | 0.00026232 | 7.4768e-05 | 0.00020364 | 6.0138e-05 | 0.0011997 | 8.1098e-05 | 0.0026152 | 0 | 0.0026152
Percentage Savings between editions: | [11 empty] | Percentage Savings between editions: | [11 empty] | Percentage Savings between editions: | [11 empty] | Percentage Savings between editions: | [11 empty] | Percentage Savings between editions: | [11 empty] | Percentage Savings between editions: | [11 empty] | Percentage Savings between editions:
2006-2009 | 7.246% | 8.389% | 4.882% | 17.52% | 0% | -0.001427% | 0% | 4.007% |  | 4.007% |  | 2006-2009 | 7.246% | 8.389% | 4.882% | 17.52% | 0% | -0.001427% | 0% | 4.007% |  | 4.007% |  | 2006-2009 | 7.246% | 8.389% | 4.882% | 17.52% | 0% | -0.001427% | 0% | 4.007% |  | 4.007% |  | 2006-2009 | [11 empty] | 2006-2009 | [11 empty] | 2006-2009 | 7.246% | 8.389% | 4.882% | 17.52% | 0% | -0.001427% | 0% | 4.007% |  | 4.007% |  | 2006-2009 | 7.246% | 8.389% | 4.882% | 17.52% | 0% | -0.001427% | 0% | 4.007% |  | 4.007%
2009-2012 | 35.16% | 6.407% | 7.11% | 11.32% | 0% | 9.119% | 0% | 11.1% |  | 11.1% |  | 2009-2012 | 35.16% | 6.407% | 7.11% | 11.32% | 0% | 9.119% | 0% | 11.1% |  | 11.1% |  | 2009-2012 | 35.16% | 6.407% | 7.11% | 11.32% | 0% | 9.119% | 0% | 11.1% |  | 11.1% |  | 2009-2012 | [11 empty] | 2009-2012 | [11 empty] | 2009-2012 | 35.16% | 6.407% | 7.11% | 11.32% | 0% | 9.119% | 0% | 11.1% |  | 11.1% |  | 2009-2012 | 35.16% | 6.407% | 7.11% | 11.32% | 0% | 9.119% | 0% | 11.1% |  | 11.1%
2012-2015 | -0.1792% | 0.1343% | 0.02913% | 0% | 0% | 5.704% | 0% | 1.087% |  | 1.087% |  | 2012-2015 | -0.1792% | 0.1343% | 0.02913% | 0% | 0% | 5.704% | 0% | 1.087% |  | 1.087% |  | 2012-2015 | -0.1792% | 0.1343% | 0.02913% | 0% | 0% | 5.704% | 0% | 1.087% |  | 1.087% |  | 2012-2015 | [11 empty] | 2012-2015 | [11 empty] | 2012-2015 | -0.1792% | 0.1343% | 0.02913% | 0% | 0% | 5.704% | 0% | 1.087% |  | 1.087% |  | 2012-2015 | -0.1792% | 0.1343% | 0.02913% | 0% | 0% | 5.704% | 0% | 1.087% |  | 1.087%
2015-2018 | 1.937% | 0.3009% | 0.2815% | 6.685% | 0% | 0.00103% | 0% | 0.7611% |  | 0.7611% |  | 2015-2018 | 1.937% | 0.3009% | 0.2815% | 6.685% | 0% | 0.00103% | 0% | 0.7611% |  | 0.7611% |  | 2015-2018 | 1.937% | 0.3009% | 0.2815% | 6.685% | 0% | 0.00103% | 0% | 0.7611% |  | 0.7611% |  | 2015-2018 | [11 empty] | 2015-2018 | [11 empty] | 2015-2018 | 1.937% | 0.3009% | 0.2815% | 6.685% | 0% | 0.00103% | 0% | 0.7611% |  | 0.7611% |  | 2015-2018 | 1.937% | 0.3009% | 0.2815% | 6.685% | 0% | 0.00103% | 0% | 0.7611% |  | 0.7611%
2018-2021 | -19.82% | 12.56% | 26.85% | 6.26% | 0% | 60.86% | 0% | 11.14% |  | 11.14% |  | 2018-2021 | -19.82% | 12.56% | 26.85% | 6.26% | 0% | 60.86% | 0% | 11.14% |  | 11.14% |  | 2018-2021 | -19.82% | 12.56% | 26.85% | 6.26% | 0% | 60.86% | 0% | 11.14% |  | 11.14% |  | 2018-2021 | [11 empty] | 2018-2021 | [11 empty] | 2018-2021 | -19.82% | 12.56% | 26.85% | 6.26% | 0% | 60.86% | 0% | 11.14% |  | 11.14% |  | 2018-2021 | -19.82% | 12.56% | 26.85% | 6.26% | 0% | 60.86% | 0% | 11.14% |  | 11.14%
2021-2024 | 14.44% | 4.669% | -23.76% | 0% | 32.14% | 43.09% | 2.879% | 8.543% |  | 8.543% |  | 2021-2024 | 14.44% | 4.669% | -23.76% | 0% | 32.14% | 43.09% | 2.879% | 8.543% |  | 8.543% |  | 2021-2024 | 14.44% | 4.669% | -23.76% | 0% | 32.14% | 43.09% | 2.879% | 8.543% |  | 8.543% |  | 2021-2024 | [11 empty] | 2021-2024 | [11 empty] | 2021-2024 | 14.44% | 4.669% | -23.76% | 0% | 32.14% | 43.09% | 2.879% | 8.543% |  | 8.543% |  | 2021-2024 | 14.44% | 4.669% | -23.76% | 0% | 32.14% | 43.09% | 2.879% | 8.543% |  | 8.543%
2006-2024 | 39.43% | 28.84% | 20.27% | 36.02% | 32.14% | 80.91% | 2.879% | 31.93% |  | 31.93% |  | 2006-2024 | 39.43% | 28.84% | 20.27% | 36.02% | 32.14% | 80.91% | 2.879% | 31.93% |  | 31.93% |  | 2006-2024 | 39.43% | 28.84% | 20.27% | 36.02% | 32.14% | 80.91% | 2.879% | 31.93% |  | 31.93% |  | 2006-2024 | [11 empty] | 2006-2024 | [11 empty] | 2006-2024 | 39.43% | 28.84% | 20.27% | 36.02% | 32.14% | 80.91% | 2.879% | 31.93% |  | 31.93% |  | 2006-2024 | 39.43% | 28.84% | 20.27% | 36.02% | 32.14% | 80.91% | 2.879% | 31.93% |  | 31.93%
Climate Zone Level Details: | [11 empty] | Climate Zone Level Details: | [11 empty] | Climate Zone Level Details: | [11 empty] | Climate Zone Level Details: | [11 empty] | Climate Zone Level Details: | [11 empty] | Climate Zone Level Details: | [11 empty] | Climate Zone Level Details:
Energy Cost Index ($/sq ft/yr) for IECC-Res 2024 | [10 empty] | Multifamily - Electric Resistance | Site Energy Use Intensity (kBtu/sq ft/yr) for IECC-Res 2024 | [10 empty] | Multifamily - Electric Resistance | Electric Use Intensity (kBtu/sq ft/yr) for IECC-Res 2024 | [10 empty] | Multifamily - Electric Resistance | Gas Use Intensity (kBtu/sq ft/yr) for IECC-Res 2024 | [10 empty] | Multifamily - Electric Resistance | Oil Use Intensity (kBtu/sq ft/yr) for IECC-Res 2024 | [10 empty] | Multifamily - Electric Resistance | Source Energy Use Index (kBtu/sq ft/yr) for IECC-Res 2024 | [10 empty] | Multifamily - Electric Resistance | Carbon Emissions (ton/sq ft/yr) for IECC-Res 2024 | [10 empty] | Multifamily - Electric Resistance
Costs: Electricity: $0.1598/kWh ¦ Natural Gas: $1.391/therm ¦ Oil: $4.1392/gal | [9 empty] | Prototype Floor Area (sq ft): | 21600 | [10 empty] | Prototype Floor Area (sq ft): | 21600 | [10 empty] | Prototype Floor Area (sq ft): | 21600 | [10 empty] | Prototype Floor Area (sq ft): | 21600 | [10 empty] | Prototype Floor Area (sq ft): | 21600 | Site-to-Source Factors: Electricity: 2.83 ¦ Natural Gas: 1.1 ¦ Oil: 1.01 | [9 empty] | Prototype Floor Area (sq ft): | 21600 | Conversion [ton/kBtu]: Electricity: 4,881 ¦ Natural Gas: 18,863 ¦ Oil: 13,521 | [9 empty] | Prototype Floor Area (sq ft): | 21600
IECC-Res 2024 | Heat | Cool | Fans_Aux | Lgt_Int | Lgt_Ext | DHW | Appls | Total | PV | Net_Total | Weight | IECC-Res 2024 | Heat | Cool | Fans_Aux | Lgt_Int | Lgt_Ext | DHW | Appls | Total | PV | Net_Total | Weight | IECC-Res 2024 | Heat | Cool | Fans_Aux | Lgt_Int | Lgt_Ext | DHW | Appls | Total | PV | Net_Total | Weight | IECC-Res 2024 | Heat | Cool | Fans_Aux | Lgt_Int | Lgt_Ext | DHW | Appls | Total | PV | Net_Total | Weight | IECC-Res 2024 | Heat | Cool | Fans_Aux | Lgt_Int | Lgt_Ext | DHW | Appls | Total | PV | Net_Total | Weight | IECC-Res 2024 | Heat | Cool | Fans_Aux | Lgt_Int | Lgt_Ext | DHW | Appls | Total | PV | Net_Total | Weight | IECC-Res 2024 | Heat | Cool | Fans_Aux | Lgt_Int | Lgt_Ext | DHW | Appls | Total | PV | Net_Total | Weight
CZ 1AWH | 0.02216 | 0.27858 | 0.063247 | 0.083889 | 0.0303 | 0.054779 | 0.63035 | 1.1633 | 0 | 1.1633 | 2.265% | CZ 1AWH | 0.47317 | 5.9484 | 1.3505 | 1.7912 | 0.64699 | 1.1697 | 13.4596 | 24.8396 | 0 | 24.8396 | 2.265% | CZ 1AWH | 0.47317 | 5.9484 | 1.3505 | 1.7912 | 0.64699 | 1.1697 | 13.4596 | 24.8396 | 0 | 24.8396 | 2.265% | CZ 1AWH | 0 | 0 | 0 | 0 | 0 | 0 | 0 | 0 |  |  | 2.265% | CZ 1AWH | 0 | 0 | 0 | 0 | 0 | 0 | 0 | 0 |  |  | 2.265% | CZ 1AWH | 1.3391 | 16.8341 | 3.8219 | 5.0692 | 1.831 | 3.3102 | 38.0908 | 70.2962 | 0 | 70.2962 | 2.265% | CZ 1AWH | 9.6932e-05 | 0.0012186 | 0.00027666 | 0.00036695 | 0.00013254 | 0.00023961 | 0.0027573 | 0.0050886 | 0 | 0.0050886 | 2.265%
CZ 1AWHT | 0.00068574 | 0.28501 | 0.063118 | 0.083592 | 0.029984 | 0.053392 | 0.62827 | 1.1441 | 0 | 1.1441 | 0.2576% | CZ 1AWHT | 0.014642 | 6.0857 | 1.3477 | 1.7849 | 0.64024 | 1.1401 | 13.4152 | 24.4285 | 0 | 24.4285 | 0.2576% | CZ 1AWHT | 0.014642 | 6.0857 | 1.3477 | 1.7849 | 0.64024 | 1.1401 | 13.4152 | 24.4285 | 0 | 24.4285 | 0.2576% | CZ 1AWHT | 0 | 0 | 0 | 0 | 0 | 0 | 0 | 0 |  |  | 0.2576% | CZ 1AWHT | 0 | 0 | 0 | 0 | 0 | 0 | 0 | 0 |  |  | 0.2576% | CZ 1AWHT | 0.041438 | 17.2224 | 3.8141 | 5.0513 | 1.8119 | 3.2264 | 37.9651 | 69.1325 | 0 | 69.1325 | 0.2576% | CZ 1AWHT | 2.9996e-06 | 0.0012467 | 0.00027609 | 0.00036565 | 0.00013116 | 0.00023355 | 0.0027482 | 0.0050043 | 0 | 0.0050043 | 0.2576%
CZ 2AWH | 0.11205 | 0.22488 | 0.060208 | 0.083871 | 0.030281 | 0.061612 | 0.63023 | 1.2031 | 0 | 1.2031 | 39.07% | CZ 2AWH | 2.3926 | 4.8018 | 1.2856 | 1.7909 | 0.64659 | 1.3156 | 13.457 | 25.6899 | 0 | 25.6899 | 39.07% | CZ 2AWH | 2.3926 | 4.8018 | 1.2856 | 1.7909 | 0.64659 | 1.3156 | 13.457 | 25.6899 | 0 | 25.6899 | 39.07% | CZ 2AWH | 0 | 0 | 0 | 0 | 0 | 0 | 0 | 0 |  |  | 39.07% | CZ 2AWH | 0 | 0 | 0 | 0 | 0 | 0 | 0 | 0 |  |  | 39.07% | CZ 2AWH | 6.771 | 13.589 | 3.6382 | 5.0681 | 1.8298 | 3.7231 | 38.0832 | 72.7025 | 0 | 72.7025 | 39.07% | CZ 2AWH | 0.00049013 | 0.00098368 | 0.00026336 | 0.00036687 | 0.00013246 | 0.00026951 | 0.0027567 | 0.0052628 | 0 | 0.0052628 | 39.07%
CZ 2B | 0.14762 | 0.20371 | 0.06318 | 0.08388 | 0.030291 | 0.068102 | 0.63029 | 1.2271 | 0 | 1.2271 | 1.187% | CZ 2B | 3.152 | 4.3498 | 1.3491 | 1.7911 | 0.64679 | 1.4542 | 13.4583 | 26.2011 | 0 | 26.2011 | 1.187% | CZ 2B | 3.152 | 4.3498 | 1.3491 | 1.7911 | 0.64679 | 1.4542 | 13.4583 | 26.2011 | 0 | 26.2011 | 1.187% | CZ 2B | 0 | 0 | 0 | 0 | 0 | 0 | 0 | 0 |  |  | 1.187% | CZ 2B | 0 | 0 | 0 | 0 | 0 | 0 | 0 | 0 |  |  | 1.187% | CZ 2B | 8.9202 | 12.3098 | 3.8178 | 5.0687 | 1.8304 | 4.1153 | 38.087 | 74.1492 | 0 | 74.1492 | 1.187% | CZ 2B | 0.00064571 | 0.00089108 | 0.00027636 | 0.00036691 | 0.0001325 | 0.00029789 | 0.002757 | 0.0053675 | 0 | 0.0053675 | 1.187%
CZ 3A | 0.31623 | 0.11966 | 0.04918 | 0.083314 | 0.029687 | 0.075698 | 0.62632 | 1.3001 | 0 | 1.3001 | 10.1% | CZ 3A | 6.7524 | 2.5551 | 1.0501 | 1.779 | 0.6339 | 1.6163 | 13.3736 | 27.7605 | 0 | 27.7605 | 10.1% | CZ 3A | 6.7524 | 2.5551 | 1.0501 | 1.779 | 0.6339 | 1.6163 | 13.3736 | 27.7605 | 0 | 27.7605 | 10.1% | CZ 3A | 0 | 0 | 0 | 0 | 0 | 0 | 0 | 0 |  |  | 10.1% | CZ 3A | 0 | 0 | 0 | 0 | 0 | 0 | 0 | 0 |  |  | 10.1% | CZ 3A | 19.1093 | 7.2311 | 2.9719 | 5.0345 | 1.7939 | 4.5743 | 37.8473 | 78.5622 | 0 | 78.5622 | 10.1% | CZ 3A | 0.0013833 | 0.00052344 | 0.00021513 | 0.00036443 | 0.00012986 | 0.00033112 | 0.0027397 | 0.0056869 | 0 | 0.0056869 | 10.1%
CZ 3AWH | 0.23169 | 0.1399 | 0.049569 | 0.083813 | 0.03022 | 0.072261 | 0.62982 | 1.2373 | 0 | 1.2373 | 5.28% | CZ 3AWH | 4.9472 | 2.9872 | 1.0584 | 1.7896 | 0.64527 | 1.543 | 13.4483 | 26.419 | 0 | 26.419 | 5.28% | CZ 3AWH | 4.9472 | 2.9872 | 1.0584 | 1.7896 | 0.64527 | 1.543 | 13.4483 | 26.419 | 0 | 26.419 | 5.28% | CZ 3AWH | 0 | 0 | 0 | 0 | 0 | 0 | 0 | 0 |  |  | 5.28% | CZ 3AWH | 0 | 0 | 0 | 0 | 0 | 0 | 0 | 0 |  |  | 5.28% | CZ 3AWH | 14.0004 | 8.4538 | 2.9953 | 5.0646 | 1.8261 | 4.3666 | 38.0587 | 74.7656 | 0 | 74.7656 | 5.28% | CZ 3AWH | 0.0010135 | 0.00061195 | 0.00021682 | 0.00036662 | 0.00013219 | 0.00031609 | 0.002755 | 0.0054121 | 0 | 0.0054121 | 5.28%
CZ 3B | 0.21039 | 0.12796 | 0.053213 | 0.083442 | 0.029823 | 0.076782 | 0.62722 | 1.2088 | 0 | 1.2088 | 6.91% | CZ 3B | 4.4923 | 2.7323 | 1.1362 | 1.7817 | 0.63681 | 1.6395 | 13.3927 | 25.8115 | 0 | 25.8115 | 6.91% | CZ 3B | 4.4923 | 2.7323 | 1.1362 | 1.7817 | 0.63681 | 1.6395 | 13.3927 | 25.8115 | 0 | 25.8115 | 6.91% | CZ 3B | 0 | 0 | 0 | 0 | 0 | 0 | 0 | 0 |  |  | 6.91% | CZ 3B | 0 | 0 | 0 | 0 | 0 | 0 | 0 | 0 |  |  | 6.91% | CZ 3B | 12.7131 | 7.7325 | 3.2155 | 5.0422 | 1.8022 | 4.6397 | 37.9013 | 73.0466 | 0 | 73.0466 | 6.91% | CZ 3B | 0.00092027 | 0.00055974 | 0.00023276 | 0.00036499 | 0.00013045 | 0.00033586 | 0.0027436 | 0.0052877 | 0 | 0.0052877 | 6.91%
CZ 3C | 0.11842 | 0.050071 | 0.034375 | 0.083302 | 0.029674 | 0.075464 | 0.62624 | 1.0175 | 0 | 1.0175 | 2.311% | CZ 3C | 2.5286 | 1.0691 | 0.73399 | 1.7787 | 0.63362 | 1.6113 | 13.3717 | 21.7271 | 0 | 21.7271 | 2.311% | CZ 3C | 2.5286 | 1.0691 | 0.73399 | 1.7787 | 0.63362 | 1.6113 | 13.3717 | 21.7271 | 0 | 21.7271 | 2.311% | CZ 3C | 0 | 0 | 0 | 0 | 0 | 0 | 0 | 0 |  |  | 2.311% | CZ 3C | 0 | 0 | 0 | 0 | 0 | 0 | 0 | 0 |  |  | 2.311% | CZ 3C | 7.1559 | 3.0257 | 2.0772 | 5.0337 | 1.7932 | 4.5601 | 37.842 | 61.4878 | 0 | 61.4878 | 2.311% | CZ 3C | 0.000518 | 0.00021902 | 0.00015036 | 0.00036438 | 0.0001298 | 0.00033009 | 0.0027393 | 0.0044509 | 0 | 0.0044509 | 2.311%
CZ 4A | 0.49361 | 0.089347 | 0.047067 | 0.080712 | 0.026911 | 0.050318 | 0.60807 | 1.396 | 0 | 1.396 | 12.51% | CZ 4A | 10.5398 | 1.9078 | 1.005 | 1.7234 | 0.57461 | 1.0744 | 12.9838 | 29.8089 | 0 | 29.8089 | 12.51% | CZ 4A | 10.5398 | 1.9078 | 1.005 | 1.7234 | 0.57461 | 1.0744 | 12.9838 | 29.8089 | 0 | 29.8089 | 12.51% | CZ 4A | 0 | 0 | 0 | 0 | 0 | 0 | 0 | 0 |  |  | 12.51% | CZ 4A | 0 | 0 | 0 | 0 | 0 | 0 | 0 | 0 |  |  | 12.51% | CZ 4A | 29.8276 | 5.3991 | 2.8441 | 4.8772 | 1.6262 | 3.0406 | 36.7442 | 84.3591 | 0 | 84.3591 | 12.51% | CZ 4A | 0.0021591 | 0.00039082 | 0.00020588 | 0.00035305 | 0.00011771 | 0.0002201 | 0.0026598 | 0.0061065 | 0 | 0.0061065 | 12.51%
CZ 4B | 0.29053 | 0.09794 | 0.055749 | 0.08381 | 0.030217 | 0.057921 | 0.6298 | 1.246 | 0 | 1.246 | 0.2595% | CZ 4B | 6.2035 | 2.0913 | 1.1904 | 1.7896 | 0.64521 | 1.2368 | 13.4479 | 26.6046 | 0 | 26.6046 | 0.2595% | CZ 4B | 6.2035 | 2.0913 | 1.1904 | 1.7896 | 0.64521 | 1.2368 | 13.4479 | 26.6046 | 0 | 26.6046 | 0.2595% | CZ 4B | 0 | 0 | 0 | 0 | 0 | 0 | 0 | 0 |  |  | 0.2595% | CZ 4B | 0 | 0 | 0 | 0 | 0 | 0 | 0 | 0 |  |  | 0.2595% | CZ 4B | 17.5559 | 5.9183 | 3.3688 | 5.0645 | 1.8259 | 3.5 | 38.0576 | 75.2911 | 0 | 75.2911 | 0.2595% | CZ 4B | 0.0012708 | 0.00042841 | 0.00024386 | 0.00036661 | 0.00013218 | 0.00025336 | 0.0027549 | 0.0054501 | 0 | 0.0054501 | 0.2595%
CZ 4C | 0.19172 | 0.054358 | 0.10921 | 0.083591 | 0.029982 | 0.057314 | 0.62826 | 1.1544 | 0 | 1.1544 | 3.772% | CZ 4C | 4.0937 | 1.1607 | 2.3319 | 1.7849 | 0.6402 | 1.2238 | 13.415 | 24.6501 | 0 | 24.6501 | 3.772% | CZ 4C | 4.0937 | 1.1607 | 2.3319 | 1.7849 | 0.6402 | 1.2238 | 13.415 | 24.6501 | 0 | 24.6501 | 3.772% | CZ 4C | 0 | 0 | 0 | 0 | 0 | 0 | 0 | 0 |  |  | 3.772% | CZ 4C | 0 | 0 | 0 | 0 | 0 | 0 | 0 | 0 |  |  | 3.772% | CZ 4C | 11.5852 | 3.2847 | 6.5993 | 5.0512 | 1.8118 | 3.4633 | 37.9645 | 69.7599 | 0 | 69.7599 | 3.772% | CZ 4C | 0.00083862 | 0.00023777 | 0.0004777 | 0.00036564 | 0.00013115 | 0.0002507 | 0.0027482 | 0.0050497 | 0 | 0.0050497 | 3.772%
CZ 5A | 0.37301 | 0.064826 | 0.11176 | 0.079388 | 0.025498 | 0.052943 | 0.61819 | 1.3256 | 0 | 1.3256 | 6.849% | CZ 5A | 7.9648 | 1.3842 | 2.3863 | 1.6951 | 0.54446 | 1.1305 | 13.2 | 28.3054 | 0 | 28.3054 | 6.849% | CZ 5A | 7.9648 | 1.3842 | 2.3863 | 1.6951 | 0.54446 | 1.1305 | 13.2 | 28.3054 | 0 | 28.3054 | 6.849% | CZ 5A | 0 | 0 | 0 | 0 | 0 | 0 | 0 | 0 |  |  | 6.849% | CZ 5A | 0 | 0 | 0 | 0 | 0 | 0 | 0 | 0 |  |  | 6.849% | CZ 5A | 22.5404 | 3.9173 | 6.7533 | 4.7973 | 1.5408 | 3.1992 | 37.356 | 80.1043 | 0 | 80.1043 | 6.849% | CZ 5A | 0.0016316 | 0.00028356 | 0.00048885 | 0.00034726 | 0.00011154 | 0.00023158 | 0.0027041 | 0.0057985 | 0 | 0.0057985 | 6.849%
CZ 5B | 0.24981 | 0.086871 | 0.12015 | 0.082336 | 0.028644 | 0.060521 | 0.64126 | 1.2696 | 0 | 1.2696 | 2.689% | CZ 5B | 5.3342 | 1.8549 | 2.5655 | 1.7581 | 0.61162 | 1.2923 | 13.6926 | 27.1093 | 0 | 27.1093 | 2.689% | CZ 5B | 5.3342 | 1.8549 | 2.5655 | 1.7581 | 0.61162 | 1.2923 | 13.6926 | 27.1093 | 0 | 27.1093 | 2.689% | CZ 5B | 0 | 0 | 0 | 0 | 0 | 0 | 0 | 0 |  |  | 2.689% | CZ 5B | 0 | 0 | 0 | 0 | 0 | 0 | 0 | 0 |  |  | 2.689% | CZ 5B | 15.0957 | 5.2494 | 7.2605 | 4.9754 | 1.7309 | 3.6572 | 38.7502 | 76.7192 | 0 | 76.7192 | 2.689% | CZ 5B | 0.0010927 | 0.00037999 | 0.00052557 | 0.00036016 | 0.00012529 | 0.00026473 | 0.002805 | 0.0055535 | 0 | 0.0055535 | 2.689%
CZ 5C | 0.19746 | 0.041256 | 0.10797 | 0.083592 | 0.029984 | 0.060241 | 0.65109 | 1.1716 | 0 | 1.1716 | 0.05004% | CZ 5C | 4.2162 | 0.88092 | 2.3054 | 1.7849 | 0.64024 | 1.2863 | 13.9025 | 25.0165 | 0 | 25.0165 | 0.05004% | CZ 5C | 4.2162 | 0.88092 | 2.3054 | 1.7849 | 0.64024 | 1.2863 | 13.9025 | 25.0165 | 0 | 25.0165 | 0.05004% | CZ 5C | 0 | 0 | 0 | 0 | 0 | 0 | 0 | 0 |  |  | 0.05004% | CZ 5C | 0 | 0 | 0 | 0 | 0 | 0 | 0 | 0 |  |  | 0.05004% | CZ 5C | 11.9319 | 2.493 | 6.5242 | 5.0513 | 1.8119 | 3.6402 | 39.3441 | 70.7966 | 0 | 70.7966 | 0.05004% | CZ 5C | 0.00086372 | 0.00018046 | 0.00047227 | 0.00036565 | 0.00013116 | 0.00026351 | 0.002848 | 0.0051248 | 0 | 0.0051248 | 0.05004%
CZ 6A | 0.60622 | 0.06223 | 0.11573 | 0.080293 | 0.026463 | 0.093101 | 0.62527 | 1.6093 | 0 | 1.6093 | 5.72% | CZ 6A | 12.9444 | 1.3288 | 2.4711 | 1.7145 | 0.56506 | 1.9879 | 13.3511 | 34.3628 | 0 | 34.3628 | 5.72% | CZ 6A | 12.9444 | 1.3288 | 2.4711 | 1.7145 | 0.56506 | 1.9879 | 13.3511 | 34.3628 | 0 | 34.3628 | 5.72% | CZ 6A | 0 | 0 | 0 | 0 | 0 | 0 | 0 | 0 |  |  | 5.72% | CZ 6A | 0 | 0 | 0 | 0 | 0 | 0 | 0 | 0 |  |  | 5.72% | CZ 6A | 36.6326 | 3.7604 | 6.9932 | 4.8519 | 1.5991 | 5.6259 | 37.7836 | 97.2468 | 0 | 97.2468 | 5.72% | CZ 6A | 0.0026517 | 0.00027221 | 0.00050622 | 0.00035122 | 0.00011576 | 0.00040724 | 0.0027351 | 0.0070395 | 0 | 0.0070395 | 5.72%
CZ 6B | 0.49267 | 0.051 | 0.11643 | 0.081586 | 0.027843 | 0.099829 | 0.63539 | 1.5047 | 0 | 1.5047 | 0.2742% | CZ 6B | 10.5198 | 1.089 | 2.486 | 1.7421 | 0.59452 | 2.1316 | 13.5672 | 32.1302 | 0 | 32.1302 | 0.2742% | CZ 6B | 10.5198 | 1.089 | 2.486 | 1.7421 | 0.59452 | 2.1316 | 13.5672 | 32.1302 | 0 | 32.1302 | 0.2742% | CZ 6B | 0 | 0 | 0 | 0 | 0 | 0 | 0 | 0 |  |  | 0.2742% | CZ 6B | 0 | 0 | 0 | 0 | 0 | 0 | 0 | 0 |  |  | 0.2742% | CZ 6B | 29.7709 | 3.0818 | 7.0354 | 4.93 | 1.6825 | 6.0324 | 38.3952 | 90.9284 | 0 | 90.9284 | 0.2742% | CZ 6B | 0.002155 | 0.00022309 | 0.00050928 | 0.00035687 | 0.00012179 | 0.00043667 | 0.0027793 | 0.0065821 | 0 | 0.0065821 | 0.2742%
CZ 7 | 0.73685 | 0.046187 | 0.11505 | 0.080691 | 0.026888 | 0.1032 | 0.62839 | 1.7373 | 0 | 1.7373 | 0.4959% | CZ 7 | 15.7336 | 0.98622 | 2.4567 | 1.723 | 0.57414 | 2.2037 | 13.4177 | 37.0949 | 0 | 37.0949 | 0.4959% | CZ 7 | 15.7336 | 0.98622 | 2.4567 | 1.723 | 0.57414 | 2.2037 | 13.4177 | 37.0949 | 0 | 37.0949 | 0.4959% | CZ 7 | 0 | 0 | 0 | 0 | 0 | 0 | 0 | 0 |  |  | 0.4959% | CZ 7 | 0 | 0 | 0 | 0 | 0 | 0 | 0 | 0 |  |  | 0.4959% | CZ 7 | 44.5261 | 2.791 | 6.9523 | 4.876 | 1.6248 | 6.2364 | 37.972 | 104.9786 | 0 | 104.9786 | 0.4959% | CZ 7 | 0.0032231 | 0.00020203 | 0.00050326 | 0.00035296 | 0.00011762 | 0.00045144 | 0.0027487 | 0.0075991 | 0 | 0.0075991 | 0.4959%
CZ 8 | 1.0847 | 0.029498 | 0.1201 | 0.083592 | 0.029984 | 0.12792 | 0.65109 | 2.1269 | 0 | 2.1269 | 0.00176% | CZ 8 | 23.1609 | 0.62985 | 2.5645 | 1.7849 | 0.64024 | 2.7313 | 13.9025 | 45.4143 | 0 | 45.4143 | 0.00176% | CZ 8 | 23.1609 | 0.62985 | 2.5645 | 1.7849 | 0.64024 | 2.7313 | 13.9025 | 45.4143 | 0 | 45.4143 | 0.00176% | CZ 8 | 0 | 0 | 0 | 0 | 0 | 0 | 0 | 0 |  |  | 0.00176% | CZ 8 | 0 | 0 | 0 | 0 | 0 | 0 | 0 | 0 |  |  | 0.00176% | CZ 8 | 65.5453 | 1.7825 | 7.2577 | 5.0513 | 1.8119 | 7.7297 | 39.3441 | 128.5225 | 0 | 128.5225 | 0.00176% | CZ 8 | 0.0047447 | 0.00012903 | 0.00052536 | 0.00036565 | 0.00013116 | 0.00055953 | 0.002848 | 0.0093034 | 0 | 0.0093034 | 0.00176%
US Weighted | 0.25764 | 0.14796 | 0.067252 | 0.082695 | 0.029027 | 0.064695 | 0.62553 | 1.2748 | 0 | 1.2748 | 100% | US Weighted | 5.5013 | 3.1594 | 1.436 | 1.7658 | 0.6198 | 1.3814 | 13.3567 | 27.2204 | 0 | 27.2204 | 100% | US Weighted | 5.5013 | 3.1594 | 1.436 | 1.7658 | 0.6198 | 1.3814 | 13.3567 | 27.2204 | 0 | 27.2204 | 100% | US Weighted | 0 | 0 | 0 | 0 | 0 | 0 | 0 | 0 |  |  | 100% | US Weighted | 0 | 0 | 0 | 0 | 0 | 0 | 0 | 0 |  |  | 100% | US Weighted | 15.5688 | 8.941 | 4.0639 | 4.9971 | 1.754 | 3.9094 | 37.7995 | 77.0337 | 0 | 77.0337 | 100% | US Weighted | 0.001127 | 0.00064722 | 0.00029418 | 0.00036173 | 0.00012697 | 0.00028299 | 0.0027362 | 0.0055763 | 0 | 0.0055763 | 100%
Energy Cost Index ($/sq ft/yr) for IECC-Res 2021 | [10 empty] | Multifamily - Electric Resistance | Site Energy Use Intensity (kBtu/sq ft/yr) for IECC-Res 2021 | [10 empty] | Multifamily - Electric Resistance | Electric Use Intensity (kBtu/sq ft/yr) for IECC-Res 2021 | [10 empty] | Multifamily - Electric Resistance | Gas Use Intensity (kBtu/sq ft/yr) for IECC-Res 2021 | [10 empty] | Multifamily - Electric Resistance | Oil Use Intensity (kBtu/sq ft/yr) for IECC-Res 2021 | [10 empty] | Multifamily - Electric Resistance | Source Energy Use Index (kBtu/sq ft/yr) for IECC-Res 2021 | [10 empty] | Multifamily - Electric Resistance | Carbon Emissions (ton/sq ft/yr) for IECC-Res 2021 | [10 empty] | Multifamily - Electric Resistance
Costs: Electricity: $0.1598/kWh ¦ Natural Gas: $1.391/therm ¦ Oil: $4.1392/gal | [9 empty] | Prototype Floor Area (sq ft): | 21600 | [10 empty] | Prototype Floor Area (sq ft): | 21600 | [10 empty] | Prototype Floor Area (sq ft): | 21600 | [10 empty] | Prototype Floor Area (sq ft): | 21600 | [10 empty] | Prototype Floor Area (sq ft): | 21600 | Site-to-Source Factors: Electricity: 2.83 ¦ Natural Gas: 1.1 ¦ Oil: 1.01 | [9 empty] | Prototype Floor Area (sq ft): | 21600 | Conversion [ton/kBtu]: Electricity: 4,881 ¦ Natural Gas: 18,863 ¦ Oil: 13,521 | [9 empty] | Prototype Floor Area (sq ft): | 21600
IECC-Res 2021 | Heat | Cool | Fans_Aux | Lgt_Int | Lgt_Ext | DHW | Appls | Total | PV | Net_Total | Weight | IECC-Res 2021 | Heat | Cool | Fans_Aux | Lgt_Int | Lgt_Ext | DHW | Appls | Total | PV | Net_Total | Weight | IECC-Res 2021 | Heat | Cool | Fans_Aux | Lgt_Int | Lgt_Ext | DHW | Appls | Total | PV | Net_Total | Weight | IECC-Res 2021 | Heat | Cool | Fans_Aux | Lgt_Int | Lgt_Ext | DHW | Appls | Total | PV | Net_Total | Weight | IECC-Res 2021 | Heat | Cool | Fans_Aux | Lgt_Int | Lgt_Ext | DHW | Appls | Total | PV | Net_Total | Weight | IECC-Res 2021 | Heat | Cool | Fans_Aux | Lgt_Int | Lgt_Ext | DHW | Appls | Total | PV | Net_Total | Weight | IECC-Res 2021 | Heat | Cool | Fans_Aux | Lgt_Int | Lgt_Ext | DHW | Appls | Total | PV | Net_Total | Weight
CZ 1AWH | 0.019315 | 0.29963 | 0.066331 | 0.083889 | 0.044652 | 0.085716 | 0.65341 | 1.253 | 0 | 1.253 | 2.265% | CZ 1AWH | 0.41243 | 6.398 | 1.4163 | 1.7912 | 0.95343 | 1.8303 | 13.9521 | 26.7537 | 0 | 26.7537 | 2.265% | CZ 1AWH | 0.41243 | 6.398 | 1.4163 | 1.7912 | 0.95343 | 1.8303 | 13.9521 | 26.7537 | 0 | 26.7537 | 2.265% | CZ 1AWH | 0 | 0 | 0 | 0 | 0 | 0 | 0 | 0 |  |  | 2.265% | CZ 1AWH | 0 | 0 | 0 | 0 | 0 | 0 | 0 | 0 |  |  | 2.265% | CZ 1AWH | 1.1672 | 18.1062 | 4.0083 | 5.0692 | 2.6982 | 5.1797 | 39.4843 | 75.7131 | 0 | 75.7131 | 2.265% | CZ 1AWH | 8.4488e-05 | 0.0013107 | 0.00029015 | 0.00036695 | 0.00019532 | 0.00037494 | 0.0028582 | 0.0054807 | 0 | 0.0054807 | 2.265%
CZ 1AWHT | 0.00032463 | 0.30724 | 0.066551 | 0.083592 | 0.044186 | 0.083607 | 0.65109 | 1.2366 | 0 | 1.2366 | 0.2576% | CZ 1AWHT | 0.0069316 | 6.5604 | 1.421 | 1.7849 | 0.94348 | 1.7852 | 13.9025 | 26.4045 | 0 | 26.4045 | 0.2576% | CZ 1AWHT | 0.0069316 | 6.5604 | 1.421 | 1.7849 | 0.94348 | 1.7852 | 13.9025 | 26.4045 | 0 | 26.4045 | 0.2576% | CZ 1AWHT | 0 | 0 | 0 | 0 | 0 | 0 | 0 | 0 |  |  | 0.2576% | CZ 1AWHT | 0 | 0 | 0 | 0 | 0 | 0 | 0 | 0 |  |  | 0.2576% | CZ 1AWHT | 0.019617 | 18.5659 | 4.0216 | 5.0513 | 2.67 | 5.0522 | 39.3441 | 74.7247 | 0 | 74.7247 | 0.2576% | CZ 1AWHT | 1.42e-06 | 0.0013439 | 0.00029111 | 0.00036565 | 0.00019328 | 0.00036572 | 0.002848 | 0.0054091 | 0 | 0.0054091 | 0.2576%
CZ 2AWH | 0.10121 | 0.24059 | 0.062099 | 0.083871 | 0.044624 | 0.096159 | 0.65327 | 1.2818 | 0 | 1.2818 | 39.07% | CZ 2AWH | 2.161 | 5.1372 | 1.326 | 1.7909 | 0.95283 | 2.0532 | 13.9491 | 27.3702 | 0 | 27.3702 | 39.07% | CZ 2AWH | 2.161 | 5.1372 | 1.326 | 1.7909 | 0.95283 | 2.0532 | 13.9491 | 27.3702 | 0 | 27.3702 | 39.07% | CZ 2AWH | 0 | 0 | 0 | 0 | 0 | 0 | 0 | 0 |  |  | 39.07% | CZ 2AWH | 0 | 0 | 0 | 0 | 0 | 0 | 0 | 0 |  |  | 39.07% | CZ 2AWH | 6.1157 | 14.5383 | 3.7525 | 5.0681 | 2.6965 | 5.8107 | 39.4759 | 77.4577 | 0 | 77.4577 | 39.07% | CZ 2AWH | 0.0004427 | 0.0010524 | 0.00027163 | 0.00036687 | 0.00019519 | 0.00042062 | 0.0028576 | 0.005607 | 0 | 0.005607 | 39.07%
CZ 2B | 0.12877 | 0.21652 | 0.064204 | 0.08388 | 0.044638 | 0.10694 | 0.65335 | 1.2983 | 0 | 1.2983 | 1.187% | CZ 2B | 2.7496 | 4.6232 | 1.3709 | 1.7911 | 0.95314 | 2.2835 | 13.9506 | 27.7219 | 0 | 27.7219 | 1.187% | CZ 2B | 2.7496 | 4.6232 | 1.3709 | 1.7911 | 0.95314 | 2.2835 | 13.9506 | 27.7219 | 0 | 27.7219 | 1.187% | CZ 2B | 0 | 0 | 0 | 0 | 0 | 0 | 0 | 0 |  |  | 1.187% | CZ 2B | 0 | 0 | 0 | 0 | 0 | 0 | 0 | 0 |  |  | 1.187% | CZ 2B | 7.7813 | 13.0835 | 3.8797 | 5.0687 | 2.6974 | 6.4622 | 39.4802 | 78.453 | 0 | 78.453 | 1.187% | CZ 2B | 0.00056327 | 0.00094708 | 0.00028084 | 0.00036691 | 0.00019526 | 0.00046778 | 0.0028579 | 0.005679 | 0 | 0.005679 | 1.187%
CZ 3A | 0.27519 | 0.12943 | 0.049559 | 0.083314 | 0.043749 | 0.11763 | 0.64892 | 1.3478 | 0 | 1.3478 | 10.1% | CZ 3A | 5.8761 | 2.7636 | 1.0582 | 1.779 | 0.93415 | 2.5118 | 13.8561 | 28.7788 | 0 | 28.7788 | 10.1% | CZ 3A | 5.8761 | 2.7636 | 1.0582 | 1.779 | 0.93415 | 2.5118 | 13.8561 | 28.7788 | 0 | 28.7788 | 10.1% | CZ 3A | 0 | 0 | 0 | 0 | 0 | 0 | 0 | 0 |  |  | 10.1% | CZ 3A | 0 | 0 | 0 | 0 | 0 | 0 | 0 | 0 |  |  | 10.1% | CZ 3A | 16.6293 | 7.8209 | 2.9947 | 5.0345 | 2.6436 | 7.1083 | 39.2127 | 81.444 | 0 | 81.444 | 10.1% | CZ 3A | 0.0012038 | 0.00056613 | 0.00021678 | 0.00036443 | 0.00019137 | 0.00051455 | 0.0028385 | 0.0058955 | 0 | 0.0058955 | 10.1%
CZ 3AWH | 0.19721 | 0.15055 | 0.050175 | 0.083813 | 0.044533 | 0.11239 | 0.65282 | 1.2915 | 0 | 1.2915 | 5.28% | CZ 3AWH | 4.211 | 3.2147 | 1.0714 | 1.7896 | 0.95089 | 2.3998 | 13.9394 | 27.5768 | 0 | 27.5768 | 5.28% | CZ 3AWH | 4.211 | 3.2147 | 1.0714 | 1.7896 | 0.95089 | 2.3998 | 13.9394 | 27.5768 | 0 | 27.5768 | 5.28% | CZ 3AWH | 0 | 0 | 0 | 0 | 0 | 0 | 0 | 0 |  |  | 5.28% | CZ 3AWH | 0 | 0 | 0 | 0 | 0 | 0 | 0 | 0 |  |  | 5.28% | CZ 3AWH | 11.9173 | 9.0976 | 3.032 | 5.0646 | 2.691 | 6.7914 | 39.4486 | 78.0424 | 0 | 78.0424 | 5.28% | CZ 3AWH | 0.00086266 | 0.00065855 | 0.00021948 | 0.00036662 | 0.0001948 | 0.00049161 | 0.0028556 | 0.0056493 | 0 | 0.0056493 | 5.28%
CZ 3B | 0.17354 | 0.13764 | 0.053471 | 0.083442 | 0.043949 | 0.11974 | 0.64992 | 1.2617 | 0 | 1.2617 | 6.91% | CZ 3B | 3.7055 | 2.939 | 1.1417 | 1.7817 | 0.93843 | 2.5567 | 13.8774 | 26.9404 | 0 | 26.9404 | 6.91% | CZ 3B | 3.7055 | 2.939 | 1.1417 | 1.7817 | 0.93843 | 2.5567 | 13.8774 | 26.9404 | 0 | 26.9404 | 6.91% | CZ 3B | 0 | 0 | 0 | 0 | 0 | 0 | 0 | 0 |  |  | 6.91% | CZ 3B | 0 | 0 | 0 | 0 | 0 | 0 | 0 | 0 |  |  | 6.91% | CZ 3B | 10.4865 | 8.3173 | 3.2311 | 5.0422 | 2.6557 | 7.2355 | 39.273 | 76.2413 | 0 | 76.2413 | 6.91% | CZ 3B | 0.00075909 | 0.00060207 | 0.00023389 | 0.00036499 | 0.00019224 | 0.00052376 | 0.0028429 | 0.0055189 | 0 | 0.0055189 | 6.91%
CZ 3C | 0.086167 | 0.059207 | 0.034594 | 0.083302 | 0.043729 | 0.11693 | 0.64882 | 1.0727 | 0 | 1.0727 | 2.311% | CZ 3C | 1.8399 | 1.2642 | 0.73867 | 1.7787 | 0.93373 | 2.4967 | 13.854 | 22.9059 | 0 | 22.9059 | 2.311% | CZ 3C | 1.8399 | 1.2642 | 0.73867 | 1.7787 | 0.93373 | 2.4967 | 13.854 | 22.9059 | 0 | 22.9059 | 2.311% | CZ 3C | 0 | 0 | 0 | 0 | 0 | 0 | 0 | 0 |  |  | 2.311% | CZ 3C | 0 | 0 | 0 | 0 | 0 | 0 | 0 | 0 |  |  | 2.311% | CZ 3C | 5.2069 | 3.5777 | 2.0904 | 5.0337 | 2.6425 | 7.0656 | 39.2068 | 64.8237 | 0 | 64.8237 | 2.311% | CZ 3C | 0.00037691 | 0.00025898 | 0.00015132 | 0.00036438 | 0.00019128 | 0.00051146 | 0.0028381 | 0.0046924 | 0 | 0.0046924 | 2.311%
CZ 4A | 0.47737 | 0.093121 | 0.047687 | 0.080712 | 0.039657 | 0.122 | 0.62855 | 1.4891 | 0 | 1.4891 | 12.51% | CZ 4A | 10.1931 | 1.9884 | 1.0182 | 1.7234 | 0.84677 | 2.6051 | 13.4212 | 31.7961 | 0 | 31.7961 | 12.51% | CZ 4A | 10.1931 | 1.9884 | 1.0182 | 1.7234 | 0.84677 | 2.6051 | 13.4212 | 31.7961 | 0 | 31.7961 | 12.51% | CZ 4A | 0 | 0 | 0 | 0 | 0 | 0 | 0 | 0 |  |  | 12.51% | CZ 4A | 0 | 0 | 0 | 0 | 0 | 0 | 0 | 0 |  |  | 12.51% | CZ 4A | 28.8465 | 5.6271 | 2.8816 | 4.8772 | 2.3964 | 7.3723 | 37.9819 | 89.983 | 0 | 89.983 | 12.51% | CZ 4A | 0.0020881 | 0.00040733 | 0.00020859 | 0.00035305 | 0.00017347 | 0.00053366 | 0.0027494 | 0.0065136 | 0 | 0.0065136 | 12.51%
CZ 4B | 0.2742 | 0.10178 | 0.056428 | 0.08381 | 0.044529 | 0.14115 | 0.6528 | 1.3547 | 0 | 1.3547 | 0.2595% | CZ 4B | 5.8548 | 2.1733 | 1.2049 | 1.7896 | 0.95081 | 3.0138 | 13.939 | 28.9262 | 0 | 28.9262 | 0.2595% | CZ 4B | 5.8548 | 2.1733 | 1.2049 | 1.7896 | 0.95081 | 3.0138 | 13.939 | 28.9262 | 0 | 28.9262 | 0.2595% | CZ 4B | 0 | 0 | 0 | 0 | 0 | 0 | 0 | 0 |  |  | 0.2595% | CZ 4B | 0 | 0 | 0 | 0 | 0 | 0 | 0 | 0 |  |  | 0.2595% | CZ 4B | 16.569 | 6.1505 | 3.4098 | 5.0645 | 2.6908 | 8.5292 | 39.4473 | 81.8612 | 0 | 81.8612 | 0.2595% | CZ 4B | 0.0011994 | 0.00044522 | 0.00024683 | 0.00036661 | 0.00019478 | 0.00061741 | 0.0028555 | 0.0059257 | 0 | 0.0059257 | 0.2595%
CZ 4C | 0.39524 | 0.039631 | 0.044016 | 0.083591 | 0.044183 | 0.13898 | 0.65108 | 1.3967 | 0 | 1.3967 | 3.772% | CZ 4C | 8.4393 | 0.84622 | 0.93985 | 1.7849 | 0.94343 | 2.9676 | 13.9023 | 29.8236 | 0 | 29.8236 | 3.772% | CZ 4C | 8.4393 | 0.84622 | 0.93985 | 1.7849 | 0.94343 | 2.9676 | 13.9023 | 29.8236 | 0 | 29.8236 | 3.772% | CZ 4C | 0 | 0 | 0 | 0 | 0 | 0 | 0 | 0 |  |  | 3.772% | CZ 4C | 0 | 0 | 0 | 0 | 0 | 0 | 0 | 0 |  |  | 3.772% | CZ 4C | 23.8832 | 2.3948 | 2.6598 | 5.0512 | 2.6699 | 8.3984 | 39.3434 | 84.4007 | 0 | 84.4007 | 3.772% | CZ 4C | 0.0017288 | 0.00017335 | 0.00019254 | 0.00036564 | 0.00019327 | 0.00060794 | 0.002848 | 0.0061096 | 0 | 0.0061096 | 3.772%
CZ 5A | 0.68284 | 0.052231 | 0.044547 | 0.079388 | 0.037575 | 0.12888 | 0.61819 | 1.6436 | 0 | 1.6436 | 6.849% | CZ 5A | 14.5804 | 1.1153 | 0.9512 | 1.6951 | 0.80233 | 2.7519 | 13.2 | 35.0962 | 0 | 35.0962 | 6.849% | CZ 5A | 14.5804 | 1.1153 | 0.9512 | 1.6951 | 0.80233 | 2.7519 | 13.2 | 35.0962 | 0 | 35.0962 | 6.849% | CZ 5A | 0 | 0 | 0 | 0 | 0 | 0 | 0 | 0 |  |  | 6.849% | CZ 5A | 0 | 0 | 0 | 0 | 0 | 0 | 0 | 0 |  |  | 6.849% | CZ 5A | 41.2624 | 3.1562 | 2.6919 | 4.7973 | 2.2706 | 7.7878 | 37.356 | 99.3221 | 0 | 99.3221 | 6.849% | CZ 5A | 0.0029869 | 0.00022847 | 0.00019486 | 0.00034726 | 0.00016436 | 0.00056374 | 0.0027041 | 0.0071897 | 0 | 0.0071897 | 6.849%
CZ 5B | 0.48476 | 0.074248 | 0.053808 | 0.082336 | 0.042211 | 0.14805 | 0.64126 | 1.5267 | 0 | 1.5267 | 2.689% | CZ 5B | 10.3509 | 1.5854 | 1.1489 | 1.7581 | 0.90131 | 3.1612 | 13.6926 | 32.5984 | 0 | 32.5984 | 2.689% | CZ 5B | 10.3509 | 1.5854 | 1.1489 | 1.7581 | 0.90131 | 3.1612 | 13.6926 | 32.5984 | 0 | 32.5984 | 2.689% | CZ 5B | 0 | 0 | 0 | 0 | 0 | 0 | 0 | 0 |  |  | 2.689% | CZ 5B | 0 | 0 | 0 | 0 | 0 | 0 | 0 | 0 |  |  | 2.689% | CZ 5B | 29.293 | 4.4866 | 3.2515 | 4.9754 | 2.5507 | 8.9462 | 38.7502 | 92.2536 | 0 | 92.2536 | 2.689% | CZ 5B | 0.0021204 | 0.00032478 | 0.00023537 | 0.00036016 | 0.00018464 | 0.00064759 | 0.002805 | 0.006678 | 0 | 0.006678 | 2.689%
CZ 5C | 0.46866 | 0.023728 | 0.043483 | 0.083592 | 0.044186 | 0.14632 | 0.65109 | 1.4611 | 0 | 1.4611 | 0.05004% | CZ 5C | 10.0072 | 0.50665 | 0.92848 | 1.7849 | 0.94348 | 3.1244 | 13.9025 | 31.1976 | 0 | 31.1976 | 0.05004% | CZ 5C | 10.0072 | 0.50665 | 0.92848 | 1.7849 | 0.94348 | 3.1244 | 13.9025 | 31.1976 | 0 | 31.1976 | 0.05004% | CZ 5C | 0 | 0 | 0 | 0 | 0 | 0 | 0 | 0 |  |  | 0.05004% | CZ 5C | 0 | 0 | 0 | 0 | 0 | 0 | 0 | 0 |  |  | 0.05004% | CZ 5C | 28.3204 | 1.4338 | 2.6276 | 5.0513 | 2.67 | 8.842 | 39.3441 | 88.2893 | 0 | 88.2893 | 0.05004% | CZ 5C | 0.00205 | 0.00010379 | 0.0001902 | 0.00036565 | 0.00019328 | 0.00064005 | 0.002848 | 0.006391 | 0 | 0.006391 | 0.05004%
CZ 6A | 0.92724 | 0.057255 | 0.048335 | 0.080293 | 0.038997 | 0.14396 | 0.62527 | 1.9214 | 0 | 1.9214 | 5.72% | CZ 6A | 19.799 | 1.2225 | 1.0321 | 1.7145 | 0.8327 | 3.074 | 13.3511 | 41.0258 | 0 | 41.0258 | 5.72% | CZ 6A | 19.799 | 1.2225 | 1.0321 | 1.7145 | 0.8327 | 3.074 | 13.3511 | 41.0258 | 0 | 41.0258 | 5.72% | CZ 6A | 0 | 0 | 0 | 0 | 0 | 0 | 0 | 0 |  |  | 5.72% | CZ 6A | 0 | 0 | 0 | 0 | 0 | 0 | 0 | 0 |  |  | 5.72% | CZ 6A | 56.0312 | 3.4598 | 2.9208 | 4.8519 | 2.3565 | 8.6993 | 37.7836 | 116.1031 | 0 | 116.1031 | 5.72% | CZ 6A | 0.004056 | 0.00025045 | 0.00021143 | 0.00035122 | 0.00017058 | 0.00062972 | 0.0027351 | 0.0084044 | 0 | 0.0084044 | 5.72%
CZ 6B | 0.758 | 0.046605 | 0.048873 | 0.081586 | 0.041031 | 0.15496 | 0.63539 | 1.7664 | 0 | 1.7664 | 0.2742% | CZ 6B | 16.1852 | 0.99514 | 1.0436 | 1.7421 | 0.87611 | 3.3088 | 13.5672 | 37.7181 | 0 | 37.7181 | 0.2742% | CZ 6B | 16.1852 | 0.99514 | 1.0436 | 1.7421 | 0.87611 | 3.3088 | 13.5672 | 37.7181 | 0 | 37.7181 | 0.2742% | CZ 6B | 0 | 0 | 0 | 0 | 0 | 0 | 0 | 0 |  |  | 0.2742% | CZ 6B | 0 | 0 | 0 | 0 | 0 | 0 | 0 | 0 |  |  | 0.2742% | CZ 6B | 45.8042 | 2.8162 | 2.9533 | 4.93 | 2.4794 | 9.3639 | 38.3952 | 106.7423 | 0 | 106.7423 | 0.2742% | CZ 6B | 0.0033157 | 0.00020386 | 0.00021378 | 0.00035687 | 0.00017948 | 0.00067783 | 0.0027793 | 0.0077268 | 0 | 0.0077268 | 0.2742%
CZ 7 | 0.7413 | 0.050341 | 0.11538 | 0.080691 | 0.039624 | 0.15915 | 0.62839 | 1.8149 | 0 | 1.8149 | 0.4959% | CZ 7 | 15.8286 | 1.0749 | 2.4636 | 1.723 | 0.84607 | 3.3983 | 13.4177 | 38.7521 | 0 | 38.7521 | 0.4959% | CZ 7 | 15.8286 | 1.0749 | 2.4636 | 1.723 | 0.84607 | 3.3983 | 13.4177 | 38.7521 | 0 | 38.7521 | 0.4959% | CZ 7 | 0 | 0 | 0 | 0 | 0 | 0 | 0 | 0 |  |  | 0.4959% | CZ 7 | 0 | 0 | 0 | 0 | 0 | 0 | 0 | 0 |  |  | 0.4959% | CZ 7 | 44.7949 | 3.042 | 6.972 | 4.876 | 2.3944 | 9.6171 | 37.972 | 109.6684 | 0 | 109.6684 | 0.4959% | CZ 7 | 0.0032426 | 0.0002202 | 0.00050469 | 0.00035296 | 0.00017332 | 0.00069616 | 0.0027487 | 0.0079386 | 0 | 0.0079386 | 0.4959%
CZ 8 | 1.0861 | 0.032689 | 0.12017 | 0.083592 | 0.044186 | 0.19691 | 0.65109 | 2.2148 | 0 | 2.2148 | 0.00176% | CZ 8 | 23.1921 | 0.698 | 2.5658 | 1.7849 | 0.94348 | 4.2044 | 13.9025 | 47.2912 | 0 | 47.2912 | 0.00176% | CZ 8 | 23.1921 | 0.698 | 2.5658 | 1.7849 | 0.94348 | 4.2044 | 13.9025 | 47.2912 | 0 | 47.2912 | 0.00176% | CZ 8 | 0 | 0 | 0 | 0 | 0 | 0 | 0 | 0 |  |  | 0.00176% | CZ 8 | 0 | 0 | 0 | 0 | 0 | 0 | 0 | 0 |  |  | 0.00176% | CZ 8 | 65.6335 | 1.9753 | 7.2613 | 5.0513 | 2.67 | 11.8986 | 39.3441 | 133.8342 | 0 | 133.8342 | 0.00176% | CZ 8 | 0.004751 | 0.00014299 | 0.00052563 | 0.00036565 | 0.00019328 | 0.00086131 | 0.002848 | 0.0096879 | 0 | 0.0096879 | 0.00176%
US Weighted | 0.30111 | 0.15521 | 0.054343 | 0.082695 | 0.042775 | 0.11368 | 0.64407 | 1.3939 | 0 | 1.3939 | 100% | US Weighted | 6.4295 | 3.3141 | 1.1604 | 1.7658 | 0.91335 | 2.4274 | 13.7526 | 29.763 | 0 | 29.763 | 100% | US Weighted | 6.4295 | 3.3141 | 1.1604 | 1.7658 | 0.91335 | 2.4274 | 13.7526 | 29.763 | 0 | 29.763 | 100% | US Weighted | 0 | 0 | 0 | 0 | 0 | 0 | 0 | 0 |  |  | 100% | US Weighted | 0 | 0 | 0 | 0 | 0 | 0 | 0 | 0 |  |  | 100% | US Weighted | 18.1955 | 9.3789 | 3.2838 | 4.9971 | 2.5848 | 6.8695 | 38.9198 | 84.2294 | 0 | 84.2294 | 100% | US Weighted | 0.0013171 | 0.00067892 | 0.00023771 | 0.00036173 | 0.00018711 | 0.00049727 | 0.0028173 | 0.0060972 | 0 | 0.0060972 | 100%
Energy Cost Index ($/sq ft/yr) for IECC-Res 2018 | [10 empty] | Multifamily - Electric Resistance | Site Energy Use Intensity (kBtu/sq ft/yr) for IECC-Res 2018 | [10 empty] | Multifamily - Electric Resistance | Electric Use Intensity (kBtu/sq ft/yr) for IECC-Res 2018 | [10 empty] | Multifamily - Electric Resistance | Gas Use Intensity (kBtu/sq ft/yr) for IECC-Res 2018 | [10 empty] | Multifamily - Electric Resistance | Oil Use Intensity (kBtu/sq ft/yr) for IECC-Res 2018 | [10 empty] | Multifamily - Electric Resistance | Source Energy Use Index (kBtu/sq ft/yr) for IECC-Res 2018 | [10 empty] | Multifamily - Electric Resistance | Carbon Emissions (ton/sq ft/yr) for IECC-Res 2018 | [10 empty] | Multifamily - Electric Resistance
Costs: Electricity: $0.1598/kWh ¦ Natural Gas: $1.391/therm ¦ Oil: $4.1392/gal | [9 empty] | Prototype Floor Area (sq ft): | 21600 | [10 empty] | Prototype Floor Area (sq ft): | 21600 | [10 empty] | Prototype Floor Area (sq ft): | 21600 | [10 empty] | Prototype Floor Area (sq ft): | 21600 | [10 empty] | Prototype Floor Area (sq ft): | 21600 | Site-to-Source Factors: Electricity: 2.83 ¦ Natural Gas: 1.1 ¦ Oil: 1.01 | [9 empty] | Prototype Floor Area (sq ft): | 21600 | Conversion [ton/kBtu]: Electricity: 4,881 ¦ Natural Gas: 18,863 ¦ Oil: 13,521 | [9 empty] | Prototype Floor Area (sq ft): | 21600
IECC-Res 2018 | Heat | Cool | Fans_Aux | Lgt_Int | Lgt_Ext | DHW | Appls | Total | PV | Net_Total | Weight | IECC-Res 2018 | Heat | Cool | Fans_Aux | Lgt_Int | Lgt_Ext | DHW | Appls | Total | PV | Net_Total | Weight | IECC-Res 2018 | Heat | Cool | Fans_Aux | Lgt_Int | Lgt_Ext | DHW | Appls | Total | PV | Net_Total | Weight | IECC-Res 2018 | Heat | Cool | Fans_Aux | Lgt_Int | Lgt_Ext | DHW | Appls | Total | PV | Net_Total | Weight | IECC-Res 2018 | Heat | Cool | Fans_Aux | Lgt_Int | Lgt_Ext | DHW | Appls | Total | PV | Net_Total | Weight | IECC-Res 2018 | Heat | Cool | Fans_Aux | Lgt_Int | Lgt_Ext | DHW | Appls | Total | PV | Net_Total | Weight | IECC-Res 2018 | Heat | Cool | Fans_Aux | Lgt_Int | Lgt_Ext | DHW | Appls | Total | PV | Net_Total | Weight
CZ 1AWH | 0.011329 | 0.3286 | 0.08892 | 0.08949 | 0.044652 | 0.22595 | 0.65341 | 1.4424 | 0 | 1.4424 | 2.265% | CZ 1AWH | 0.24191 | 7.0164 | 1.8987 | 1.9108 | 0.95343 | 4.8246 | 13.9521 | 30.7979 | 0 | 30.7979 | 2.265% | CZ 1AWH | 0.24191 | 7.0164 | 1.8987 | 1.9108 | 0.95343 | 4.8246 | 13.9521 | 30.7979 | 0 | 30.7979 | 2.265% | CZ 1AWH | 0 | 0 | 0 | 0 | 0 | 0 | 0 | 0 |  |  | 2.265% | CZ 1AWH | 0 | 0 | 0 | 0 | 0 | 0 | 0 | 0 |  |  | 2.265% | CZ 1AWH | 0.68461 | 19.8564 | 5.3733 | 5.4077 | 2.6982 | 13.6535 | 39.4843 | 87.1581 | 0 | 87.1581 | 2.265% | CZ 1AWH | 4.9557e-05 | 0.0014374 | 0.00038896 | 0.00039145 | 0.00019532 | 0.00098834 | 0.0028582 | 0.0063092 | 0 | 0.0063092 | 2.265%
CZ 1AWHT | 6.7269e-05 | 0.33855 | 0.090198 | 0.089174 | 0.044186 | 0.21918 | 0.65109 | 1.4324 | 0 | 1.4324 | 0.2576% | CZ 1AWHT | 0.0014364 | 7.2288 | 1.926 | 1.9041 | 0.94348 | 4.68 | 13.9025 | 30.5863 | 0 | 30.5863 | 0.2576% | CZ 1AWHT | 0.0014364 | 7.2288 | 1.926 | 1.9041 | 0.94348 | 4.68 | 13.9025 | 30.5863 | 0 | 30.5863 | 0.2576% | CZ 1AWHT | 0 | 0 | 0 | 0 | 0 | 0 | 0 | 0 |  |  | 0.2576% | CZ 1AWHT | 0 | 0 | 0 | 0 | 0 | 0 | 0 | 0 |  |  | 0.2576% | CZ 1AWHT | 0.0040649 | 20.4576 | 5.4504 | 5.3886 | 2.67 | 13.2443 | 39.3441 | 86.5591 | 0 | 86.5591 | 0.2576% | CZ 1AWHT | 2.9425e-07 | 0.0014809 | 0.00039454 | 0.00039007 | 0.00019328 | 0.00095872 | 0.002848 | 0.0062658 | 0 | 0.0062658 | 0.2576%
CZ 2AWH | 0.07307 | 0.26773 | 0.083313 | 0.089471 | 0.044624 | 0.25291 | 0.65327 | 1.4644 | 0 | 1.4644 | 39.07% | CZ 2AWH | 1.5602 | 5.7168 | 1.7789 | 1.9104 | 0.95283 | 5.4003 | 13.9491 | 31.2686 | 0 | 31.2686 | 39.07% | CZ 2AWH | 1.5602 | 5.7168 | 1.7789 | 1.9104 | 0.95283 | 5.4003 | 13.9491 | 31.2686 | 0 | 31.2686 | 39.07% | CZ 2AWH | 0 | 0 | 0 | 0 | 0 | 0 | 0 | 0 |  |  | 39.07% | CZ 2AWH | 0 | 0 | 0 | 0 | 0 | 0 | 0 | 0 |  |  | 39.07% | CZ 2AWH | 4.4155 | 16.1785 | 5.0344 | 5.4066 | 2.6965 | 15.2829 | 39.4759 | 88.4902 | 0 | 88.4902 | 39.07% | CZ 2AWH | 0.00031963 | 0.0011711 | 0.00036443 | 0.00039137 | 0.00019519 | 0.0011063 | 0.0028576 | 0.0064056 | 0 | 0.0064056 | 39.07%
CZ 2B | 0.08861 | 0.24196 | 0.08462 | 0.089481 | 0.044638 | 0.25507 | 0.65335 | 1.4577 | 0 | 1.4577 | 1.187% | CZ 2B | 1.892 | 5.1666 | 1.8068 | 1.9106 | 0.95314 | 5.4464 | 13.9506 | 31.1262 | 0 | 31.1262 | 1.187% | CZ 2B | 1.892 | 5.1666 | 1.8068 | 1.9106 | 0.95314 | 5.4464 | 13.9506 | 31.1262 | 0 | 31.1262 | 1.187% | CZ 2B | 0 | 0 | 0 | 0 | 0 | 0 | 0 | 0 |  |  | 1.187% | CZ 2B | 0 | 0 | 0 | 0 | 0 | 0 | 0 | 0 |  |  | 1.187% | CZ 2B | 5.3545 | 14.6214 | 5.1134 | 5.4071 | 2.6974 | 15.4132 | 39.4802 | 88.0872 | 0 | 88.0872 | 1.187% | CZ 2B | 0.0003876 | 0.0010584 | 0.00037014 | 0.00039141 | 0.00019526 | 0.0011157 | 0.0028579 | 0.0063764 | 0 | 0.0063764 | 1.187%
CZ 3A | 0.21618 | 0.15131 | 0.069545 | 0.088878 | 0.043749 | 0.30063 | 0.64892 | 1.5192 | 0 | 1.5192 | 10.1% | CZ 3A | 4.616 | 3.2309 | 1.485 | 1.8978 | 0.93415 | 6.4193 | 13.8561 | 32.4391 | 0 | 32.4391 | 10.1% | CZ 3A | 4.616 | 3.2309 | 1.485 | 1.8978 | 0.93415 | 6.4193 | 13.8561 | 32.4391 | 0 | 32.4391 | 10.1% | CZ 3A | 0 | 0 | 0 | 0 | 0 | 0 | 0 | 0 |  |  | 10.1% | CZ 3A | 0 | 0 | 0 | 0 | 0 | 0 | 0 | 0 |  |  | 10.1% | CZ 3A | 13.0632 | 9.1433 | 4.2025 | 5.3707 | 2.6436 | 18.1666 | 39.2127 | 91.8026 | 0 | 91.8026 | 10.1% | CZ 3A | 0.00094561 | 0.00066186 | 0.00030421 | 0.00038877 | 0.00019137 | 0.001315 | 0.0028385 | 0.0066454 | 0 | 0.0066454 | 10.1%
CZ 3AWH | 0.1495 | 0.1747 | 0.070768 | 0.08941 | 0.044533 | 0.29222 | 0.65282 | 1.474 | 0 | 1.474 | 5.28% | CZ 3AWH | 3.1921 | 3.7303 | 1.5111 | 1.9091 | 0.95089 | 6.2397 | 13.9394 | 31.4726 | 0 | 31.4726 | 5.28% | CZ 3AWH | 3.1921 | 3.7303 | 1.5111 | 1.9091 | 0.95089 | 6.2397 | 13.9394 | 31.4726 | 0 | 31.4726 | 5.28% | CZ 3AWH | 0 | 0 | 0 | 0 | 0 | 0 | 0 | 0 |  |  | 5.28% | CZ 3AWH | 0 | 0 | 0 | 0 | 0 | 0 | 0 | 0 |  |  | 5.28% | CZ 3AWH | 9.0337 | 10.5568 | 4.2764 | 5.4028 | 2.691 | 17.6582 | 39.4486 | 89.0675 | 0 | 89.0675 | 5.28% | CZ 3AWH | 0.00065393 | 0.00076418 | 0.00030956 | 0.0003911 | 0.0001948 | 0.0012782 | 0.0028556 | 0.0064474 | 0 | 0.0064474 | 5.28%
CZ 3B | 0.12382 | 0.16163 | 0.074149 | 0.089013 | 0.043949 | 0.28846 | 0.64992 | 1.4309 | 0 | 1.4309 | 6.91% | CZ 3B | 2.6439 | 3.4513 | 1.5833 | 1.9007 | 0.93843 | 6.1595 | 13.8774 | 30.5544 | 0 | 30.5544 | 6.91% | CZ 3B | 2.6439 | 3.4513 | 1.5833 | 1.9007 | 0.93843 | 6.1595 | 13.8774 | 30.5544 | 0 | 30.5544 | 6.91% | CZ 3B | 0 | 0 | 0 | 0 | 0 | 0 | 0 | 0 |  |  | 6.91% | CZ 3B | 0 | 0 | 0 | 0 | 0 | 0 | 0 | 0 |  |  | 6.91% | CZ 3B | 7.4823 | 9.7672 | 4.4807 | 5.3789 | 2.6557 | 17.4313 | 39.273 | 86.469 | 0 | 86.469 | 6.91% | CZ 3B | 0.00054162 | 0.00070702 | 0.00032435 | 0.00038936 | 0.00019224 | 0.0012618 | 0.0028429 | 0.0062593 | 0 | 0.0062593 | 6.91%
CZ 3C | 0.044375 | 0.079091 | 0.054723 | 0.088864 | 0.043729 | 0.30632 | 0.64882 | 1.2659 | 0 | 1.2659 | 2.311% | CZ 3C | 0.94753 | 1.6888 | 1.1685 | 1.8975 | 0.93373 | 6.5408 | 13.854 | 27.0308 | 0 | 27.0308 | 2.311% | CZ 3C | 0.94753 | 1.6888 | 1.1685 | 1.8975 | 0.93373 | 6.5408 | 13.854 | 27.0308 | 0 | 27.0308 | 2.311% | CZ 3C | 0 | 0 | 0 | 0 | 0 | 0 | 0 | 0 |  |  | 2.311% | CZ 3C | 0 | 0 | 0 | 0 | 0 | 0 | 0 | 0 |  |  | 2.311% | CZ 3C | 2.6815 | 4.7793 | 3.3068 | 5.3699 | 2.6425 | 18.5104 | 39.2068 | 76.4972 | 0 | 76.4972 | 2.311% | CZ 3C | 0.00019411 | 0.00034596 | 0.00023937 | 0.00038871 | 0.00019128 | 0.0013399 | 0.0028381 | 0.0055374 | 0 | 0.0055374 | 2.311%
CZ 4A | 0.42087 | 0.11053 | 0.067374 | 0.086101 | 0.039657 | 0.31014 | 0.62855 | 1.6632 | 0 | 1.6632 | 12.51% | CZ 4A | 8.9867 | 2.3602 | 1.4386 | 1.8385 | 0.84677 | 6.6223 | 13.4212 | 35.5142 | 0 | 35.5142 | 12.51% | CZ 4A | 8.9867 | 2.3602 | 1.4386 | 1.8385 | 0.84677 | 6.6223 | 13.4212 | 35.5142 | 0 | 35.5142 | 12.51% | CZ 4A | 0 | 0 | 0 | 0 | 0 | 0 | 0 | 0 |  |  | 12.51% | CZ 4A | 0 | 0 | 0 | 0 | 0 | 0 | 0 | 0 |  |  | 12.51% | CZ 4A | 25.4323 | 6.6793 | 4.0713 | 5.2029 | 2.3964 | 18.7411 | 37.9819 | 100.5053 | 0 | 100.5053 | 12.51% | CZ 4A | 0.001841 | 0.0004835 | 0.00029471 | 0.00037663 | 0.00017347 | 0.0013566 | 0.0027494 | 0.0072753 | 0 | 0.0072753 | 12.51%
CZ 4B | 0.22831 | 0.1241 | 0.077226 | 0.089407 | 0.044529 | 0.33615 | 0.6528 | 1.5525 | 0 | 1.5525 | 0.2595% | CZ 4B | 4.875 | 2.6499 | 1.649 | 1.9091 | 0.95081 | 7.1778 | 13.939 | 33.1506 | 0 | 33.1506 | 0.2595% | CZ 4B | 4.875 | 2.6499 | 1.649 | 1.9091 | 0.95081 | 7.1778 | 13.939 | 33.1506 | 0 | 33.1506 | 0.2595% | CZ 4B | 0 | 0 | 0 | 0 | 0 | 0 | 0 | 0 |  |  | 0.2595% | CZ 4B | 0 | 0 | 0 | 0 | 0 | 0 | 0 | 0 |  |  | 0.2595% | CZ 4B | 13.7964 | 7.4993 | 4.6666 | 5.4027 | 2.6908 | 20.3131 | 39.4473 | 93.8161 | 0 | 93.8161 | 0.2595% | CZ 4B | 0.00099868 | 0.00054286 | 0.0003378 | 0.00039108 | 0.00019478 | 0.0014704 | 0.0028555 | 0.0067911 | 0 | 0.0067911 | 0.2595%
CZ 4C | 0.30456 | 0.054022 | 0.061105 | 0.089172 | 0.044183 | 0.35829 | 0.65108 | 1.5624 | 0 | 1.5624 | 3.772% | CZ 4C | 6.5032 | 1.1535 | 1.3048 | 1.9041 | 0.94343 | 7.6505 | 13.9023 | 33.3617 | 0 | 33.3617 | 3.772% | CZ 4C | 6.5032 | 1.1535 | 1.3048 | 1.9041 | 0.94343 | 7.6505 | 13.9023 | 33.3617 | 0 | 33.3617 | 3.772% | CZ 4C | 0 | 0 | 0 | 0 | 0 | 0 | 0 | 0 |  |  | 3.772% | CZ 4C | 0 | 0 | 0 | 0 | 0 | 0 | 0 | 0 |  |  | 3.772% | CZ 4C | 18.404 | 3.2644 | 3.6924 | 5.3885 | 2.6699 | 21.6509 | 39.3434 | 94.4136 | 0 | 94.4136 | 3.772% | CZ 4C | 0.0013322 | 0.0002363 | 0.00026729 | 0.00039006 | 0.00019327 | 0.0015673 | 0.002848 | 0.0068344 | 0 | 0.0068344 | 3.772%
CZ 5A | 0.60777 | 0.066667 | 0.063801 | 0.084689 | 0.037575 | 0.32395 | 0.61819 | 1.8026 | 0 | 1.8026 | 6.849% | CZ 5A | 12.9775 | 1.4235 | 1.3623 | 1.8083 | 0.80233 | 6.9171 | 13.2 | 38.4911 | 0 | 38.4911 | 6.849% | CZ 5A | 12.9775 | 1.4235 | 1.3623 | 1.8083 | 0.80233 | 6.9171 | 13.2 | 38.4911 | 0 | 38.4911 | 6.849% | CZ 5A | 0 | 0 | 0 | 0 | 0 | 0 | 0 | 0 |  |  | 6.849% | CZ 5A | 0 | 0 | 0 | 0 | 0 | 0 | 0 | 0 |  |  | 6.849% | CZ 5A | 36.7264 | 4.0286 | 3.8554 | 5.1176 | 2.2706 | 19.5754 | 37.356 | 108.9299 | 0 | 108.9299 | 6.849% | CZ 5A | 0.0026585 | 0.00029162 | 0.00027908 | 0.00037045 | 0.00016436 | 0.001417 | 0.0027041 | 0.0078852 | 0 | 0.0078852 | 6.849%
CZ 5B | 0.42061 | 0.095235 | 0.074633 | 0.087834 | 0.042211 | 0.35425 | 0.64126 | 1.716 | 0 | 1.716 | 2.689% | CZ 5B | 8.9811 | 2.0335 | 1.5936 | 1.8755 | 0.90131 | 7.5641 | 13.6926 | 36.6418 | 0 | 36.6418 | 2.689% | CZ 5B | 8.9811 | 2.0335 | 1.5936 | 1.8755 | 0.90131 | 7.5641 | 13.6926 | 36.6418 | 0 | 36.6418 | 2.689% | CZ 5B | 0 | 0 | 0 | 0 | 0 | 0 | 0 | 0 |  |  | 2.689% | CZ 5B | 0 | 0 | 0 | 0 | 0 | 0 | 0 | 0 |  |  | 2.689% | CZ 5B | 25.4166 | 5.7548 | 4.5099 | 5.3076 | 2.5507 | 21.4064 | 38.7502 | 103.6962 | 0 | 103.6962 | 2.689% | CZ 5B | 0.0018398 | 0.00041658 | 0.00032646 | 0.00038421 | 0.00018464 | 0.0015496 | 0.002805 | 0.0075063 | 0 | 0.0075063 | 2.689%
CZ 5C | 0.36119 | 0.03497 | 0.059717 | 0.089174 | 0.044186 | 0.37842 | 0.65109 | 1.6187 | 0 | 1.6187 | 0.05004% | CZ 5C | 7.7123 | 0.74669 | 1.2751 | 1.9041 | 0.94348 | 8.0802 | 13.9025 | 34.5644 | 0 | 34.5644 | 0.05004% | CZ 5C | 7.7123 | 0.74669 | 1.2751 | 1.9041 | 0.94348 | 8.0802 | 13.9025 | 34.5644 | 0 | 34.5644 | 0.05004% | CZ 5C | 0 | 0 | 0 | 0 | 0 | 0 | 0 | 0 |  |  | 0.05004% | CZ 5C | 0 | 0 | 0 | 0 | 0 | 0 | 0 | 0 |  |  | 0.05004% | CZ 5C | 21.8259 | 2.1131 | 3.6086 | 5.3886 | 2.67 | 22.8669 | 39.3441 | 97.8172 | 0 | 97.8172 | 0.05004% | CZ 5C | 0.0015799 | 0.00015296 | 0.00026122 | 0.00039007 | 0.00019328 | 0.0016553 | 0.002848 | 0.0070807 | 0 | 0.0070807 | 0.05004%
CZ 6A | 0.79489 | 0.072921 | 0.066806 | 0.085654 | 0.038997 | 0.35924 | 0.62527 | 2.0438 | 0 | 2.0438 | 5.72% | CZ 6A | 16.973 | 1.557 | 1.4265 | 1.8289 | 0.8327 | 7.6708 | 13.3511 | 43.6401 | 0 | 43.6401 | 5.72% | CZ 6A | 16.973 | 1.557 | 1.4265 | 1.8289 | 0.8327 | 7.6708 | 13.3511 | 43.6401 | 0 | 43.6401 | 5.72% | CZ 6A | 0 | 0 | 0 | 0 | 0 | 0 | 0 | 0 |  |  | 5.72% | CZ 6A | 0 | 0 | 0 | 0 | 0 | 0 | 0 | 0 |  |  | 5.72% | CZ 6A | 48.0336 | 4.4064 | 4.0369 | 5.1759 | 2.3565 | 21.7084 | 37.7836 | 123.5014 | 0 | 123.5014 | 5.72% | CZ 6A | 0.003477 | 0.00031897 | 0.00029222 | 0.00037467 | 0.00017058 | 0.0015714 | 0.0027351 | 0.00894 | 0 | 0.00894 | 5.72%
CZ 6B | 0.61905 | 0.061437 | 0.067065 | 0.087034 | 0.041031 | 0.37183 | 0.63539 | 1.8828 | 0 | 1.8828 | 0.2742% | CZ 6B | 13.2183 | 1.3118 | 1.432 | 1.8584 | 0.87611 | 7.9395 | 13.5672 | 40.2034 | 0 | 40.2034 | 0.2742% | CZ 6B | 13.2183 | 1.3118 | 1.432 | 1.8584 | 0.87611 | 7.9395 | 13.5672 | 40.2034 | 0 | 40.2034 | 0.2742% | CZ 6B | 0 | 0 | 0 | 0 | 0 | 0 | 0 | 0 |  |  | 0.2742% | CZ 6B | 0 | 0 | 0 | 0 | 0 | 0 | 0 | 0 |  |  | 0.2742% | CZ 6B | 37.4078 | 3.7125 | 4.0526 | 5.2593 | 2.4794 | 22.4688 | 38.3952 | 113.7756 | 0 | 113.7756 | 0.2742% | CZ 6B | 0.0027079 | 0.00026874 | 0.00029336 | 0.0003807 | 0.00017948 | 0.0016265 | 0.0027793 | 0.0082359 | 0 | 0.0082359 | 0.2742%
CZ 7 | 0.98273 | 0.056038 | 0.066828 | 0.086079 | 0.039624 | 0.39291 | 0.62839 | 2.2526 | 0 | 2.2526 | 0.4959% | CZ 7 | 20.9838 | 1.1966 | 1.4269 | 1.838 | 0.84607 | 8.3897 | 13.4177 | 48.0987 | 0 | 48.0987 | 0.4959% | CZ 7 | 20.9838 | 1.1966 | 1.4269 | 1.838 | 0.84607 | 8.3897 | 13.4177 | 48.0987 | 0 | 48.0987 | 0.4959% | CZ 7 | 0 | 0 | 0 | 0 | 0 | 0 | 0 | 0 |  |  | 0.4959% | CZ 7 | 0 | 0 | 0 | 0 | 0 | 0 | 0 | 0 |  |  | 0.4959% | CZ 7 | 59.3841 | 3.3863 | 4.0383 | 5.2016 | 2.3944 | 23.7429 | 37.972 | 136.1194 | 0 | 136.1194 | 0.4959% | CZ 7 | 0.0042987 | 0.00024512 | 0.00029232 | 0.00037653 | 0.00017332 | 0.0017187 | 0.0027487 | 0.0098533 | 0 | 0.0098533 | 0.4959%
CZ 8 | 1.4121 | 0.03751 | 0.072988 | 0.089174 | 0.044186 | 0.47997 | 0.65109 | 2.787 | 0 | 2.787 | 0.00176% | CZ 8 | 30.1522 | 0.80093 | 1.5585 | 1.9041 | 0.94348 | 10.2486 | 13.9025 | 59.5103 | 0 | 59.5103 | 0.00176% | CZ 8 | 30.1522 | 0.80093 | 1.5585 | 1.9041 | 0.94348 | 10.2486 | 13.9025 | 59.5103 | 0 | 59.5103 | 0.00176% | CZ 8 | 0 | 0 | 0 | 0 | 0 | 0 | 0 | 0 |  |  | 0.00176% | CZ 8 | 0 | 0 | 0 | 0 | 0 | 0 | 0 | 0 |  |  | 0.00176% | CZ 8 | 85.3308 | 2.2666 | 4.4105 | 5.3886 | 2.67 | 29.0036 | 39.3441 | 168.4143 | 0 | 168.4143 | 0.00176% | CZ 8 | 0.0061769 | 0.00016408 | 0.00031927 | 0.00039007 | 0.00019328 | 0.0020995 | 0.002848 | 0.012191 | 0 | 0.012191 | 0.00176%
US Weighted | 0.2513 | 0.17751 | 0.074292 | 0.088217 | 0.042775 | 0.29048 | 0.64407 | 1.5686 | 0 | 1.5686 | 100% | US Weighted | 5.366 | 3.7903 | 1.5863 | 1.8837 | 0.91335 | 6.2024 | 13.7526 | 33.4945 | 0 | 33.4945 | 100% | US Weighted | 5.366 | 3.7903 | 1.5863 | 1.8837 | 0.91335 | 6.2024 | 13.7526 | 33.4945 | 0 | 33.4945 | 100% | US Weighted | 0 | 0 | 0 | 0 | 0 | 0 | 0 | 0 |  |  | 100% | US Weighted | 0 | 0 | 0 | 0 | 0 | 0 | 0 | 0 |  |  | 100% | US Weighted | 15.1857 | 10.7264 | 4.4893 | 5.3308 | 2.5848 | 17.5528 | 38.9198 | 94.7895 | 0 | 94.7895 | 100% | US Weighted | 0.0010993 | 0.00077646 | 0.00032497 | 0.00038588 | 0.00018711 | 0.0012706 | 0.0028173 | 0.0068616 | 0 | 0.0068616 | 100%
Energy Cost Index ($/sq ft/yr) for IECC-Res 2015 | [10 empty] | Multifamily - Electric Resistance | Site Energy Use Intensity (kBtu/sq ft/yr) for IECC-Res 2015 | [10 empty] | Multifamily - Electric Resistance | Electric Use Intensity (kBtu/sq ft/yr) for IECC-Res 2015 | [10 empty] | Multifamily - Electric Resistance | Gas Use Intensity (kBtu/sq ft/yr) for IECC-Res 2015 | [10 empty] | Multifamily - Electric Resistance | Oil Use Intensity (kBtu/sq ft/yr) for IECC-Res 2015 | [10 empty] | Multifamily - Electric Resistance | Source Energy Use Index (kBtu/sq ft/yr) for IECC-Res 2015 | [10 empty] | Multifamily - Electric Resistance | Carbon Emissions (ton/sq ft/yr) for IECC-Res 2015 | [10 empty] | Multifamily - Electric Resistance
Costs: Electricity: $0.1598/kWh ¦ Natural Gas: $1.391/therm ¦ Oil: $4.1392/gal | [9 empty] | Prototype Floor Area (sq ft): | 21600 | [10 empty] | Prototype Floor Area (sq ft): | 21600 | [10 empty] | Prototype Floor Area (sq ft): | 21600 | [10 empty] | Prototype Floor Area (sq ft): | 21600 | [10 empty] | Prototype Floor Area (sq ft): | 21600 | Site-to-Source Factors: Electricity: 2.83 ¦ Natural Gas: 1.1 ¦ Oil: 1.01 | [9 empty] | Prototype Floor Area (sq ft): | 21600 | Conversion [ton/kBtu]: Electricity: 4,881 ¦ Natural Gas: 18,863 ¦ Oil: 13,521 | [9 empty] | Prototype Floor Area (sq ft): | 21600
IECC-Res 2015 | Heat | Cool | Fans_Aux | Lgt_Int | Lgt_Ext | DHW | Appls | Total | PV | Net_Total | Weight | IECC-Res 2015 | Heat | Cool | Fans_Aux | Lgt_Int | Lgt_Ext | DHW | Appls | Total | PV | Net_Total | Weight | IECC-Res 2015 | Heat | Cool | Fans_Aux | Lgt_Int | Lgt_Ext | DHW | Appls | Total | PV | Net_Total | Weight | IECC-Res 2015 | Heat | Cool | Fans_Aux | Lgt_Int | Lgt_Ext | DHW | Appls | Total | PV | Net_Total | Weight | IECC-Res 2015 | Heat | Cool | Fans_Aux | Lgt_Int | Lgt_Ext | DHW | Appls | Total | PV | Net_Total | Weight | IECC-Res 2015 | Heat | Cool | Fans_Aux | Lgt_Int | Lgt_Ext | DHW | Appls | Total | PV | Net_Total | Weight | IECC-Res 2015 | Heat | Cool | Fans_Aux | Lgt_Int | Lgt_Ext | DHW | Appls | Total | PV | Net_Total | Weight
CZ 1AWH | 0.011171 | 0.33006 | 0.089146 | 0.095901 | 0.044652 | 0.22595 | 0.65341 | 1.4503 | 0 | 1.4503 | 2.265% | CZ 1AWH | 0.23852 | 7.0477 | 1.9035 | 2.0477 | 0.95343 | 4.8245 | 13.9521 | 30.9674 | 0 | 30.9674 | 2.265% | CZ 1AWH | 0.23852 | 7.0477 | 1.9035 | 2.0477 | 0.95343 | 4.8245 | 13.9521 | 30.9674 | 0 | 30.9674 | 2.265% | CZ 1AWH | 0 | 0 | 0 | 0 | 0 | 0 | 0 | 0 |  |  | 2.265% | CZ 1AWH | 0 | 0 | 0 | 0 | 0 | 0 | 0 | 0 |  |  | 2.265% | CZ 1AWH | 0.67502 | 19.9449 | 5.3869 | 5.7951 | 2.6982 | 13.6534 | 39.4843 | 87.6379 | 0 | 87.6379 | 2.265% | CZ 1AWH | 4.8863e-05 | 0.0014438 | 0.00038994 | 0.00041949 | 0.00019532 | 0.00098834 | 0.0028582 | 0.0063439 | 0 | 0.0063439 | 2.265%
CZ 1AWHT | 6.4419e-05 | 0.3401 | 0.090447 | 0.095562 | 0.044186 | 0.21918 | 0.65109 | 1.4406 | 0 | 1.4406 | 0.2576% | CZ 1AWHT | 0.0013755 | 7.262 | 1.9313 | 2.0405 | 0.94348 | 4.68 | 13.9025 | 30.7611 | 0 | 30.7611 | 0.2576% | CZ 1AWHT | 0.0013755 | 7.262 | 1.9313 | 2.0405 | 0.94348 | 4.68 | 13.9025 | 30.7611 | 0 | 30.7611 | 0.2576% | CZ 1AWHT | 0 | 0 | 0 | 0 | 0 | 0 | 0 | 0 |  |  | 0.2576% | CZ 1AWHT | 0 | 0 | 0 | 0 | 0 | 0 | 0 | 0 |  |  | 0.2576% | CZ 1AWHT | 0.0038927 | 20.5514 | 5.4655 | 5.7746 | 2.67 | 13.2443 | 39.3441 | 87.0538 | 0 | 87.0538 | 0.2576% | CZ 1AWHT | 2.8178e-07 | 0.0014877 | 0.00039563 | 0.00041801 | 0.00019328 | 0.00095872 | 0.002848 | 0.0063016 | 0 | 0.0063016 | 0.2576%
CZ 2AWH | 0.072364 | 0.26896 | 0.083482 | 0.095881 | 0.044624 | 0.25291 | 0.65327 | 1.4715 | 0 | 1.4715 | 39.07% | CZ 2AWH | 1.5452 | 5.7429 | 1.7826 | 2.0473 | 0.95283 | 5.4003 | 13.9491 | 31.4201 | 0 | 31.4201 | 39.07% | CZ 2AWH | 1.5452 | 5.7429 | 1.7826 | 2.0473 | 0.95283 | 5.4003 | 13.9491 | 31.4201 | 0 | 31.4201 | 39.07% | CZ 2AWH | 0 | 0 | 0 | 0 | 0 | 0 | 0 | 0 |  |  | 39.07% | CZ 2AWH | 0 | 0 | 0 | 0 | 0 | 0 | 0 | 0 |  |  | 39.07% | CZ 2AWH | 4.3728 | 16.2525 | 5.0447 | 5.7939 | 2.6965 | 15.2827 | 39.4759 | 88.919 | 0 | 88.919 | 39.07% | CZ 2AWH | 0.00031653 | 0.0011765 | 0.00036517 | 0.0004194 | 0.00019519 | 0.0011063 | 0.0028576 | 0.0064366 | 0 | 0.0064366 | 39.07%
CZ 2B | 0.087696 | 0.24294 | 0.084824 | 0.095891 | 0.044638 | 0.25506 | 0.65335 | 1.4644 | 0 | 1.4644 | 1.187% | CZ 2B | 1.8725 | 5.1874 | 1.8112 | 2.0475 | 0.95314 | 5.4463 | 13.9506 | 31.2687 | 0 | 31.2687 | 1.187% | CZ 2B | 1.8725 | 5.1874 | 1.8112 | 2.0475 | 0.95314 | 5.4463 | 13.9506 | 31.2687 | 0 | 31.2687 | 1.187% | CZ 2B | 0 | 0 | 0 | 0 | 0 | 0 | 0 | 0 |  |  | 1.187% | CZ 2B | 0 | 0 | 0 | 0 | 0 | 0 | 0 | 0 |  |  | 1.187% | CZ 2B | 5.2993 | 14.6803 | 5.1257 | 5.7945 | 2.6974 | 15.413 | 39.4802 | 88.4903 | 0 | 88.4903 | 1.187% | CZ 2B | 0.0003836 | 0.0010627 | 0.00037104 | 0.00041945 | 0.00019526 | 0.0011157 | 0.0028579 | 0.0064056 | 0 | 0.0064056 | 1.187%
CZ 3A | 0.22361 | 0.1516 | 0.069818 | 0.095245 | 0.043749 | 0.30064 | 0.64892 | 1.5336 | 0 | 1.5336 | 10.1% | CZ 3A | 4.7747 | 3.2371 | 1.4908 | 2.0337 | 0.93415 | 6.4195 | 13.8561 | 32.746 | 0 | 32.746 | 10.1% | CZ 3A | 4.7747 | 3.2371 | 1.4908 | 2.0337 | 0.93415 | 6.4195 | 13.8561 | 32.746 | 0 | 32.746 | 10.1% | CZ 3A | 0 | 0 | 0 | 0 | 0 | 0 | 0 | 0 |  |  | 10.1% | CZ 3A | 0 | 0 | 0 | 0 | 0 | 0 | 0 | 0 |  |  | 10.1% | CZ 3A | 13.5123 | 9.1609 | 4.219 | 5.7554 | 2.6436 | 18.1673 | 39.2127 | 92.6712 | 0 | 92.6712 | 10.1% | CZ 3A | 0.00097812 | 0.00066314 | 0.0003054 | 0.00041662 | 0.00019137 | 0.0013151 | 0.0028385 | 0.0067082 | 0 | 0.0067082 | 10.1%
CZ 3AWH | 0.15499 | 0.1752 | 0.071034 | 0.095815 | 0.044533 | 0.29223 | 0.65282 | 1.4866 | 0 | 1.4866 | 5.28% | CZ 3AWH | 3.3094 | 3.7409 | 1.5168 | 2.0459 | 0.95089 | 6.2398 | 13.9394 | 31.743 | 0 | 31.743 | 5.28% | CZ 3AWH | 3.3094 | 3.7409 | 1.5168 | 2.0459 | 0.95089 | 6.2398 | 13.9394 | 31.743 | 0 | 31.743 | 5.28% | CZ 3AWH | 0 | 0 | 0 | 0 | 0 | 0 | 0 | 0 |  |  | 5.28% | CZ 3AWH | 0 | 0 | 0 | 0 | 0 | 0 | 0 | 0 |  |  | 5.28% | CZ 3AWH | 9.3655 | 10.5867 | 4.2924 | 5.7899 | 2.691 | 17.6586 | 39.4486 | 89.8327 | 0 | 89.8327 | 5.28% | CZ 3AWH | 0.00067794 | 0.00076635 | 0.00031072 | 0.00041911 | 0.0001948 | 0.0012783 | 0.0028556 | 0.0065028 | 0 | 0.0065028 | 5.28%
CZ 3B | 0.12935 | 0.16202 | 0.074507 | 0.09539 | 0.043949 | 0.28847 | 0.64992 | 1.4436 | 0 | 1.4436 | 6.91% | CZ 3B | 2.762 | 3.4596 | 1.5909 | 2.0368 | 0.93843 | 6.1596 | 13.8774 | 30.8247 | 0 | 30.8247 | 6.91% | CZ 3B | 2.762 | 3.4596 | 1.5909 | 2.0368 | 0.93843 | 6.1596 | 13.8774 | 30.8247 | 0 | 30.8247 | 6.91% | CZ 3B | 0 | 0 | 0 | 0 | 0 | 0 | 0 | 0 |  |  | 6.91% | CZ 3B | 0 | 0 | 0 | 0 | 0 | 0 | 0 | 0 |  |  | 6.91% | CZ 3B | 7.8163 | 9.7907 | 4.5023 | 5.7642 | 2.6557 | 17.4317 | 39.273 | 87.2338 | 0 | 87.2338 | 6.91% | CZ 3B | 0.0005658 | 0.00070872 | 0.00032591 | 0.00041726 | 0.00019224 | 0.0012618 | 0.0028429 | 0.0063146 | 0 | 0.0063146 | 6.91%
CZ 3C | 0.047343 | 0.078311 | 0.054726 | 0.09523 | 0.043729 | 0.30634 | 0.64882 | 1.2745 | 0 | 1.2745 | 2.311% | CZ 3C | 1.0109 | 1.6721 | 1.1685 | 2.0334 | 0.93373 | 6.541 | 13.854 | 27.2138 | 0 | 27.2138 | 2.311% | CZ 3C | 1.0109 | 1.6721 | 1.1685 | 2.0334 | 0.93373 | 6.541 | 13.854 | 27.2138 | 0 | 27.2138 | 2.311% | CZ 3C | 0 | 0 | 0 | 0 | 0 | 0 | 0 | 0 |  |  | 2.311% | CZ 3C | 0 | 0 | 0 | 0 | 0 | 0 | 0 | 0 |  |  | 2.311% | CZ 3C | 2.8608 | 4.7322 | 3.307 | 5.7546 | 2.6425 | 18.5112 | 39.2068 | 77.015 | 0 | 77.015 | 2.311% | CZ 3C | 0.00020709 | 0.00034255 | 0.00023938 | 0.00041656 | 0.00019128 | 0.00134 | 0.0028381 | 0.0055749 | 0 | 0.0055749 | 2.311%
CZ 4A | 0.43286 | 0.11045 | 0.067622 | 0.092269 | 0.039657 | 0.31015 | 0.62855 | 1.6816 | 0 | 1.6816 | 12.51% | CZ 4A | 9.2426 | 2.3584 | 1.4439 | 1.9702 | 0.84677 | 6.6225 | 13.4212 | 35.9056 | 0 | 35.9056 | 12.51% | CZ 4A | 9.2426 | 2.3584 | 1.4439 | 1.9702 | 0.84677 | 6.6225 | 13.4212 | 35.9056 | 0 | 35.9056 | 12.51% | CZ 4A | 0 | 0 | 0 | 0 | 0 | 0 | 0 | 0 |  |  | 12.51% | CZ 4A | 0 | 0 | 0 | 0 | 0 | 0 | 0 | 0 |  |  | 12.51% | CZ 4A | 26.1567 | 6.6743 | 4.0862 | 5.5756 | 2.3964 | 18.7416 | 37.9819 | 101.6127 | 0 | 101.6127 | 12.51% | CZ 4A | 0.0018934 | 0.00048314 | 0.00029579 | 0.00040361 | 0.00017347 | 0.0013567 | 0.0027494 | 0.0073555 | 0 | 0.0073555 | 12.51%
CZ 4B | 0.23772 | 0.12383 | 0.077553 | 0.095812 | 0.044529 | 0.33616 | 0.6528 | 1.5684 | 0 | 1.5684 | 0.2595% | CZ 4B | 5.0759 | 2.6442 | 1.656 | 2.0458 | 0.95081 | 7.178 | 13.939 | 33.4896 | 0 | 33.4896 | 0.2595% | CZ 4B | 5.0759 | 2.6442 | 1.656 | 2.0458 | 0.95081 | 7.178 | 13.939 | 33.4896 | 0 | 33.4896 | 0.2595% | CZ 4B | 0 | 0 | 0 | 0 | 0 | 0 | 0 | 0 |  |  | 0.2595% | CZ 4B | 0 | 0 | 0 | 0 | 0 | 0 | 0 | 0 |  |  | 0.2595% | CZ 4B | 14.3647 | 7.4831 | 4.6864 | 5.7897 | 2.6908 | 20.3136 | 39.4473 | 94.7756 | 0 | 94.7756 | 0.2595% | CZ 4B | 0.0010398 | 0.00054168 | 0.00033924 | 0.0004191 | 0.00019478 | 0.0014705 | 0.0028555 | 0.0068606 | 0 | 0.0068606 | 0.2595%
CZ 4C | 0.31142 | 0.053721 | 0.061261 | 0.095561 | 0.044183 | 0.3583 | 0.65108 | 1.5755 | 0 | 1.5755 | 3.772% | CZ 4C | 6.6497 | 1.1471 | 1.3081 | 2.0405 | 0.94343 | 7.6506 | 13.9023 | 33.6417 | 0 | 33.6417 | 3.772% | CZ 4C | 6.6497 | 1.1471 | 1.3081 | 2.0405 | 0.94343 | 7.6506 | 13.9023 | 33.6417 | 0 | 33.6417 | 3.772% | CZ 4C | 0 | 0 | 0 | 0 | 0 | 0 | 0 | 0 |  |  | 3.772% | CZ 4C | 0 | 0 | 0 | 0 | 0 | 0 | 0 | 0 |  |  | 3.772% | CZ 4C | 18.8187 | 3.2462 | 3.7019 | 5.7745 | 2.6699 | 21.6513 | 39.3434 | 95.2059 | 0 | 95.2059 | 3.772% | CZ 4C | 0.0013622 | 0.00023499 | 0.00026797 | 0.000418 | 0.00019327 | 0.0015673 | 0.002848 | 0.0068917 | 0 | 0.0068917 | 3.772%
CZ 5A | 0.6172 | 0.066632 | 0.063959 | 0.090756 | 0.037575 | 0.32395 | 0.61819 | 1.8183 | 0 | 1.8183 | 6.849% | CZ 5A | 13.1787 | 1.4228 | 1.3657 | 1.9379 | 0.80233 | 6.9172 | 13.2 | 38.8245 | 0 | 38.8245 | 6.849% | CZ 5A | 13.1787 | 1.4228 | 1.3657 | 1.9379 | 0.80233 | 6.9172 | 13.2 | 38.8245 | 0 | 38.8245 | 6.849% | CZ 5A | 0 | 0 | 0 | 0 | 0 | 0 | 0 | 0 |  |  | 6.849% | CZ 5A | 0 | 0 | 0 | 0 | 0 | 0 | 0 | 0 |  |  | 6.849% | CZ 5A | 37.2958 | 4.0264 | 3.8649 | 5.4842 | 2.2706 | 19.5755 | 37.356 | 109.8734 | 0 | 109.8734 | 6.849% | CZ 5A | 0.0026998 | 0.00029146 | 0.00027977 | 0.00039699 | 0.00016436 | 0.001417 | 0.0027041 | 0.0079535 | 0 | 0.0079535 | 6.849%
CZ 5B | 0.42954 | 0.095141 | 0.07487 | 0.094126 | 0.042211 | 0.35425 | 0.64126 | 1.7314 | 0 | 1.7314 | 2.689% | CZ 5B | 9.1718 | 2.0315 | 1.5987 | 2.0098 | 0.90131 | 7.5642 | 13.6926 | 36.9699 | 0 | 36.9699 | 2.689% | CZ 5B | 9.1718 | 2.0315 | 1.5987 | 2.0098 | 0.90131 | 7.5642 | 13.6926 | 36.9699 | 0 | 36.9699 | 2.689% | CZ 5B | 0 | 0 | 0 | 0 | 0 | 0 | 0 | 0 |  |  | 2.689% | CZ 5B | 0 | 0 | 0 | 0 | 0 | 0 | 0 | 0 |  |  | 2.689% | CZ 5B | 25.9561 | 5.7491 | 4.5243 | 5.6879 | 2.5507 | 21.4066 | 38.7502 | 104.6248 | 0 | 104.6248 | 2.689% | CZ 5B | 0.0018789 | 0.00041617 | 0.0003275 | 0.00041173 | 0.00018464 | 0.0015496 | 0.002805 | 0.0075735 | 0 | 0.0075735 | 2.689%
CZ 5C | 0.36897 | 0.034618 | 0.059865 | 0.095562 | 0.044186 | 0.37842 | 0.65109 | 1.6327 | 0 | 1.6327 | 0.05004% | CZ 5C | 7.8784 | 0.73919 | 1.2783 | 2.0405 | 0.94348 | 8.0803 | 13.9025 | 34.8626 | 0 | 34.8626 | 0.05004% | CZ 5C | 7.8784 | 0.73919 | 1.2783 | 2.0405 | 0.94348 | 8.0803 | 13.9025 | 34.8626 | 0 | 34.8626 | 0.05004% | CZ 5C | 0 | 0 | 0 | 0 | 0 | 0 | 0 | 0 |  |  | 0.05004% | CZ 5C | 0 | 0 | 0 | 0 | 0 | 0 | 0 | 0 |  |  | 0.05004% | CZ 5C | 22.2958 | 2.0919 | 3.6175 | 5.7746 | 2.67 | 22.8673 | 39.3441 | 98.6612 | 0 | 98.6612 | 0.05004% | CZ 5C | 0.0016139 | 0.00015143 | 0.00026186 | 0.00041801 | 0.00019328 | 0.0016553 | 0.002848 | 0.0071418 | 0 | 0.0071418 | 0.05004%
CZ 6A | 0.80769 | 0.072873 | 0.067017 | 0.09179 | 0.038997 | 0.35925 | 0.62527 | 2.0629 | 0 | 2.0629 | 5.72% | CZ 6A | 17.2463 | 1.556 | 1.431 | 1.96 | 0.8327 | 7.6709 | 13.3511 | 44.048 | 0 | 44.048 | 5.72% | CZ 6A | 17.2463 | 1.556 | 1.431 | 1.96 | 0.8327 | 7.6709 | 13.3511 | 44.048 | 0 | 44.048 | 5.72% | CZ 6A | 0 | 0 | 0 | 0 | 0 | 0 | 0 | 0 |  |  | 5.72% | CZ 6A | 0 | 0 | 0 | 0 | 0 | 0 | 0 | 0 |  |  | 5.72% | CZ 6A | 48.8071 | 4.4036 | 4.0497 | 5.5467 | 2.3565 | 21.7086 | 37.7836 | 124.6558 | 0 | 124.6558 | 5.72% | CZ 6A | 0.003533 | 0.00031876 | 0.00029315 | 0.00040151 | 0.00017058 | 0.0015714 | 0.0027351 | 0.0090235 | 0 | 0.0090235 | 5.72%
CZ 6B | 0.63091 | 0.061295 | 0.067274 | 0.093269 | 0.041031 | 0.37184 | 0.63539 | 1.901 | 0 | 1.901 | 0.2742% | CZ 6B | 13.4715 | 1.3088 | 1.4365 | 1.9915 | 0.87611 | 7.9397 | 13.5672 | 40.5913 | 0 | 40.5913 | 0.2742% | CZ 6B | 13.4715 | 1.3088 | 1.4365 | 1.9915 | 0.87611 | 7.9397 | 13.5672 | 40.5913 | 0 | 40.5913 | 0.2742% | CZ 6B | 0 | 0 | 0 | 0 | 0 | 0 | 0 | 0 |  |  | 0.2742% | CZ 6B | 0 | 0 | 0 | 0 | 0 | 0 | 0 | 0 |  |  | 0.2742% | CZ 6B | 38.1243 | 3.7039 | 4.0652 | 5.636 | 2.4794 | 22.4693 | 38.3952 | 114.8734 | 0 | 114.8734 | 0.2742% | CZ 6B | 0.0027597 | 0.00026812 | 0.00029427 | 0.00040798 | 0.00017948 | 0.0016265 | 0.0027793 | 0.0083154 | 0 | 0.0083154 | 0.2742%
CZ 7 | 0.99767 | 0.055937 | 0.067073 | 0.092246 | 0.039624 | 0.39292 | 0.62839 | 2.2739 | 0 | 2.2739 | 0.4959% | CZ 7 | 21.3028 | 1.1944 | 1.4322 | 1.9697 | 0.84607 | 8.3898 | 13.4177 | 48.5526 | 0 | 48.5526 | 0.4959% | CZ 7 | 21.3028 | 1.1944 | 1.4322 | 1.9697 | 0.84607 | 8.3898 | 13.4177 | 48.5526 | 0 | 48.5526 | 0.4959% | CZ 7 | 0 | 0 | 0 | 0 | 0 | 0 | 0 | 0 |  |  | 0.4959% | CZ 7 | 0 | 0 | 0 | 0 | 0 | 0 | 0 | 0 |  |  | 0.4959% | CZ 7 | 60.287 | 3.3802 | 4.0531 | 5.5742 | 2.3944 | 23.7431 | 37.972 | 137.4039 | 0 | 137.4039 | 0.4959% | CZ 7 | 0.004364 | 0.00024468 | 0.00029339 | 0.0004035 | 0.00017332 | 0.0017187 | 0.0027487 | 0.0099463 | 0 | 0.0099463 | 0.4959%
CZ 8 | 1.4322 | 0.037257 | 0.073292 | 0.095562 | 0.044186 | 0.47998 | 0.65109 | 2.8136 | 0 | 2.8136 | 0.00176% | CZ 8 | 30.5822 | 0.79553 | 1.565 | 2.0405 | 0.94348 | 10.2487 | 13.9025 | 60.0779 | 0 | 60.0779 | 0.00176% | CZ 8 | 30.5822 | 0.79553 | 1.565 | 2.0405 | 0.94348 | 10.2487 | 13.9025 | 60.0779 | 0 | 60.0779 | 0.00176% | CZ 8 | 0 | 0 | 0 | 0 | 0 | 0 | 0 | 0 |  |  | 0.00176% | CZ 8 | 0 | 0 | 0 | 0 | 0 | 0 | 0 | 0 |  |  | 0.00176% | CZ 8 | 86.5475 | 2.2513 | 4.4289 | 5.7746 | 2.67 | 29.0039 | 39.3441 | 170.0204 | 0 | 170.0204 | 0.00176% | CZ 8 | 0.006265 | 0.00016297 | 0.00032059 | 0.00041801 | 0.00019328 | 0.0020995 | 0.002848 | 0.012307 | 0 | 0.012307 | 0.00176%
US Weighted | 0.25627 | 0.17804 | 0.074501 | 0.094537 | 0.042775 | 0.29048 | 0.64407 | 1.5807 | 0 | 1.5807 | 100% | US Weighted | 5.4719 | 3.8017 | 1.5908 | 2.0186 | 0.91335 | 6.2025 | 13.7526 | 33.7514 | 0 | 33.7514 | 100% | US Weighted | 5.4719 | 3.8017 | 1.5908 | 2.0186 | 0.91335 | 6.2025 | 13.7526 | 33.7514 | 0 | 33.7514 | 100% | US Weighted | 0 | 0 | 0 | 0 | 0 | 0 | 0 | 0 |  |  | 100% | US Weighted | 0 | 0 | 0 | 0 | 0 | 0 | 0 | 0 |  |  | 100% | US Weighted | 15.4856 | 10.7588 | 4.5019 | 5.7126 | 2.5848 | 17.553 | 38.9198 | 95.5165 | 0 | 95.5165 | 100% | US Weighted | 0.001121 | 0.0007788 | 0.00032588 | 0.00041352 | 0.00018711 | 0.0012706 | 0.0028173 | 0.0069142 | 0 | 0.0069142 | 100%
Energy Cost Index ($/sq ft/yr) for IECC-Res 2012 | [10 empty] | Multifamily - Electric Resistance | Site Energy Use Intensity (kBtu/sq ft/yr) for IECC-Res 2012 | [10 empty] | Multifamily - Electric Resistance | Electric Use Intensity (kBtu/sq ft/yr) for IECC-Res 2012 | [10 empty] | Multifamily - Electric Resistance | Gas Use Intensity (kBtu/sq ft/yr) for IECC-Res 2012 | [10 empty] | Multifamily - Electric Resistance | Oil Use Intensity (kBtu/sq ft/yr) for IECC-Res 2012 | [10 empty] | Multifamily - Electric Resistance | Source Energy Use Index (kBtu/sq ft/yr) for IECC-Res 2012 | [10 empty] | Multifamily - Electric Resistance | Carbon Emissions (ton/sq ft/yr) for IECC-Res 2012 | [10 empty] | Multifamily - Electric Resistance
Costs: Electricity: $0.1598/kWh ¦ Natural Gas: $1.391/therm ¦ Oil: $4.1392/gal | [9 empty] | Prototype Floor Area (sq ft): | 21600 | [10 empty] | Prototype Floor Area (sq ft): | 21600 | [10 empty] | Prototype Floor Area (sq ft): | 21600 | [10 empty] | Prototype Floor Area (sq ft): | 21600 | [10 empty] | Prototype Floor Area (sq ft): | 21600 | Site-to-Source Factors: Electricity: 2.83 ¦ Natural Gas: 1.1 ¦ Oil: 1.01 | [9 empty] | Prototype Floor Area (sq ft): | 21600 | Conversion [ton/kBtu]: Electricity: 4,881 ¦ Natural Gas: 18,863 ¦ Oil: 13,521 | [9 empty] | Prototype Floor Area (sq ft): | 21600
IECC-Res 2012 | Heat | Cool | Fans_Aux | Lgt_Int | Lgt_Ext | DHW | Appls | Total | PV | Net_Total | Weight | IECC-Res 2012 | Heat | Cool | Fans_Aux | Lgt_Int | Lgt_Ext | DHW | Appls | Total | PV | Net_Total | Weight | IECC-Res 2012 | Heat | Cool | Fans_Aux | Lgt_Int | Lgt_Ext | DHW | Appls | Total | PV | Net_Total | Weight | IECC-Res 2012 | Heat | Cool | Fans_Aux | Lgt_Int | Lgt_Ext | DHW | Appls | Total | PV | Net_Total | Weight | IECC-Res 2012 | Heat | Cool | Fans_Aux | Lgt_Int | Lgt_Ext | DHW | Appls | Total | PV | Net_Total | Weight | IECC-Res 2012 | Heat | Cool | Fans_Aux | Lgt_Int | Lgt_Ext | DHW | Appls | Total | PV | Net_Total | Weight | IECC-Res 2012 | Heat | Cool | Fans_Aux | Lgt_Int | Lgt_Ext | DHW | Appls | Total | PV | Net_Total | Weight
CZ 1AWH | 0.011113 | 0.33044 | 0.089202 | 0.095901 | 0.044652 | 0.2391 | 0.65341 | 1.4638 | 0 | 1.4638 | 2.265% | CZ 1AWH | 0.2373 | 7.0558 | 1.9047 | 2.0477 | 0.95343 | 5.1054 | 13.9521 | 31.2564 | 0 | 31.2564 | 2.265% | CZ 1AWH | 0.2373 | 7.0558 | 1.9047 | 2.0477 | 0.95343 | 5.1054 | 13.9521 | 31.2564 | 0 | 31.2564 | 2.265% | CZ 1AWH | 0 | 0 | 0 | 0 | 0 | 0 | 0 | 0 |  |  | 2.265% | CZ 1AWH | 0 | 0 | 0 | 0 | 0 | 0 | 0 | 0 |  |  | 2.265% | CZ 1AWH | 0.67156 | 19.9679 | 5.3903 | 5.7951 | 2.6982 | 14.4484 | 39.4843 | 88.4557 | 0 | 88.4557 | 2.265% | CZ 1AWH | 4.8612e-05 | 0.0014454 | 0.00039019 | 0.00041949 | 0.00019532 | 0.0010459 | 0.0028582 | 0.0064031 | 0 | 0.0064031 | 2.265%
CZ 1AWHT | 6.346e-05 | 0.34049 | 0.09051 | 0.095562 | 0.044186 | 0.23194 | 0.65109 | 1.4538 | 0 | 1.4538 | 0.2576% | CZ 1AWHT | 0.001355 | 7.2703 | 1.9326 | 2.0405 | 0.94348 | 4.9525 | 13.9025 | 31.0433 | 0 | 31.0433 | 0.2576% | CZ 1AWHT | 0.001355 | 7.2703 | 1.9326 | 2.0405 | 0.94348 | 4.9525 | 13.9025 | 31.0433 | 0 | 31.0433 | 0.2576% | CZ 1AWHT | 0 | 0 | 0 | 0 | 0 | 0 | 0 | 0 |  |  | 0.2576% | CZ 1AWHT | 0 | 0 | 0 | 0 | 0 | 0 | 0 | 0 |  |  | 0.2576% | CZ 1AWHT | 0.0038348 | 20.5751 | 5.4693 | 5.7746 | 2.67 | 14.0156 | 39.3441 | 87.8526 | 0 | 87.8526 | 0.2576% | CZ 1AWHT | 2.7759e-07 | 0.0014894 | 0.00039591 | 0.00041801 | 0.00019328 | 0.0010146 | 0.002848 | 0.0063594 | 0 | 0.0063594 | 0.2576%
CZ 2AWH | 0.07214 | 0.26928 | 0.08352 | 0.095881 | 0.044624 | 0.26788 | 0.65327 | 1.4866 | 0 | 1.4866 | 39.07% | CZ 2AWH | 1.5404 | 5.7498 | 1.7834 | 2.0473 | 0.95283 | 5.7199 | 13.9491 | 31.7427 | 0 | 31.7427 | 39.07% | CZ 2AWH | 1.5404 | 5.7498 | 1.7834 | 2.0473 | 0.95283 | 5.7199 | 13.9491 | 31.7427 | 0 | 31.7427 | 39.07% | CZ 2AWH | 0 | 0 | 0 | 0 | 0 | 0 | 0 | 0 |  |  | 39.07% | CZ 2AWH | 0 | 0 | 0 | 0 | 0 | 0 | 0 | 0 |  |  | 39.07% | CZ 2AWH | 4.3592 | 16.2719 | 5.0469 | 5.7939 | 2.6965 | 16.1874 | 39.4759 | 89.8317 | 0 | 89.8317 | 39.07% | CZ 2AWH | 0.00031555 | 0.0011779 | 0.00036533 | 0.0004194 | 0.00019519 | 0.0011718 | 0.0028576 | 0.0065027 | 0 | 0.0065027 | 39.07%
CZ 2B | 0.087392 | 0.24321 | 0.08485 | 0.095891 | 0.044638 | 0.27017 | 0.65335 | 1.4795 | 0 | 1.4795 | 1.187% | CZ 2B | 1.866 | 5.1931 | 1.8118 | 2.0475 | 0.95314 | 5.7688 | 13.9506 | 31.591 | 0 | 31.591 | 1.187% | CZ 2B | 1.866 | 5.1931 | 1.8118 | 2.0475 | 0.95314 | 5.7688 | 13.9506 | 31.591 | 0 | 31.591 | 1.187% | CZ 2B | 0 | 0 | 0 | 0 | 0 | 0 | 0 | 0 |  |  | 1.187% | CZ 2B | 0 | 0 | 0 | 0 | 0 | 0 | 0 | 0 |  |  | 1.187% | CZ 2B | 5.2809 | 14.6966 | 5.1273 | 5.7945 | 2.6974 | 16.3257 | 39.4802 | 89.4026 | 0 | 89.4026 | 1.187% | CZ 2B | 0.00038227 | 0.0010639 | 0.00037115 | 0.00041945 | 0.00019526 | 0.0011818 | 0.0028579 | 0.0064716 | 0 | 0.0064716 | 1.187%
CZ 3A | 0.2231 | 0.15183 | 0.069837 | 0.095245 | 0.043749 | 0.31885 | 0.64892 | 1.5515 | 0 | 1.5515 | 10.1% | CZ 3A | 4.7638 | 3.242 | 1.4912 | 2.0337 | 0.93415 | 6.8084 | 13.8561 | 33.1293 | 0 | 33.1293 | 10.1% | CZ 3A | 4.7638 | 3.242 | 1.4912 | 2.0337 | 0.93415 | 6.8084 | 13.8561 | 33.1293 | 0 | 33.1293 | 10.1% | CZ 3A | 0 | 0 | 0 | 0 | 0 | 0 | 0 | 0 |  |  | 10.1% | CZ 3A | 0 | 0 | 0 | 0 | 0 | 0 | 0 | 0 |  |  | 10.1% | CZ 3A | 13.4814 | 9.1749 | 4.2201 | 5.7554 | 2.6436 | 19.2677 | 39.2127 | 93.7558 | 0 | 93.7558 | 10.1% | CZ 3A | 0.00097589 | 0.00066415 | 0.00030548 | 0.00041662 | 0.00019137 | 0.0013947 | 0.0028385 | 0.0067867 | 0 | 0.0067867 | 10.1%
CZ 3AWH | 0.15456 | 0.17545 | 0.071059 | 0.095815 | 0.044533 | 0.30984 | 0.65282 | 1.5041 | 0 | 1.5041 | 5.28% | CZ 3AWH | 3.3002 | 3.7464 | 1.5173 | 2.0459 | 0.95089 | 6.616 | 13.9394 | 32.1161 | 0 | 32.1161 | 5.28% | CZ 3AWH | 3.3002 | 3.7464 | 1.5173 | 2.0459 | 0.95089 | 6.616 | 13.9394 | 32.1161 | 0 | 32.1161 | 5.28% | CZ 3AWH | 0 | 0 | 0 | 0 | 0 | 0 | 0 | 0 |  |  | 5.28% | CZ 3AWH | 0 | 0 | 0 | 0 | 0 | 0 | 0 | 0 |  |  | 5.28% | CZ 3AWH | 9.3397 | 10.6022 | 4.2939 | 5.7899 | 2.691 | 18.7232 | 39.4486 | 90.8885 | 0 | 90.8885 | 5.28% | CZ 3AWH | 0.00067608 | 0.00076747 | 0.00031083 | 0.00041911 | 0.0001948 | 0.0013553 | 0.0028556 | 0.0065792 | 0 | 0.0065792 | 5.28%
CZ 3B | 0.12893 | 0.16225 | 0.074529 | 0.09539 | 0.043949 | 0.30586 | 0.64992 | 1.4608 | 0 | 1.4608 | 6.91% | CZ 3B | 2.7529 | 3.4645 | 1.5914 | 2.0368 | 0.93843 | 6.5309 | 13.8774 | 31.1924 | 0 | 31.1924 | 6.91% | CZ 3B | 2.7529 | 3.4645 | 1.5914 | 2.0368 | 0.93843 | 6.5309 | 13.8774 | 31.1924 | 0 | 31.1924 | 6.91% | CZ 3B | 0 | 0 | 0 | 0 | 0 | 0 | 0 | 0 |  |  | 6.91% | CZ 3B | 0 | 0 | 0 | 0 | 0 | 0 | 0 | 0 |  |  | 6.91% | CZ 3B | 7.7908 | 9.8046 | 4.5036 | 5.7642 | 2.6557 | 18.4826 | 39.273 | 88.2745 | 0 | 88.2745 | 6.91% | CZ 3B | 0.00056396 | 0.00070973 | 0.00032601 | 0.00041726 | 0.00019224 | 0.0013379 | 0.0028429 | 0.00639 | 0 | 0.00639 | 6.91%
CZ 3C | 0.047038 | 0.078546 | 0.054754 | 0.09523 | 0.043729 | 0.32493 | 0.64882 | 1.2931 | 0 | 1.2931 | 2.311% | CZ 3C | 1.0044 | 1.6771 | 1.1691 | 2.0334 | 0.93373 | 6.9382 | 13.854 | 27.61 | 0 | 27.61 | 2.311% | CZ 3C | 1.0044 | 1.6771 | 1.1691 | 2.0334 | 0.93373 | 6.9382 | 13.854 | 27.61 | 0 | 27.61 | 2.311% | CZ 3C | 0 | 0 | 0 | 0 | 0 | 0 | 0 | 0 |  |  | 2.311% | CZ 3C | 0 | 0 | 0 | 0 | 0 | 0 | 0 | 0 |  |  | 2.311% | CZ 3C | 2.8424 | 4.7463 | 3.3087 | 5.7546 | 2.6425 | 19.635 | 39.2068 | 78.1363 | 0 | 78.1363 | 2.311% | CZ 3C | 0.00020576 | 0.00034358 | 0.00023951 | 0.00041656 | 0.00019128 | 0.0014213 | 0.0028381 | 0.0056561 | 0 | 0.0056561 | 2.311%
CZ 4A | 0.43217 | 0.11061 | 0.067627 | 0.092269 | 0.039657 | 0.32915 | 0.62855 | 1.7 | 0 | 1.7 | 12.51% | CZ 4A | 9.2279 | 2.3619 | 1.444 | 1.9702 | 0.84677 | 7.0282 | 13.4212 | 36.3002 | 0 | 36.3002 | 12.51% | CZ 4A | 9.2279 | 2.3619 | 1.444 | 1.9702 | 0.84677 | 7.0282 | 13.4212 | 36.3002 | 0 | 36.3002 | 12.51% | CZ 4A | 0 | 0 | 0 | 0 | 0 | 0 | 0 | 0 |  |  | 12.51% | CZ 4A | 0 | 0 | 0 | 0 | 0 | 0 | 0 | 0 |  |  | 12.51% | CZ 4A | 26.115 | 6.6842 | 4.0865 | 5.5756 | 2.3964 | 19.8898 | 37.9819 | 102.7296 | 0 | 102.7296 | 12.51% | CZ 4A | 0.0018904 | 0.00048385 | 0.00029581 | 0.00040361 | 0.00017347 | 0.0014398 | 0.0027494 | 0.0074363 | 0 | 0.0074363 | 12.51%
CZ 4B | 0.23715 | 0.12402 | 0.077566 | 0.095812 | 0.044529 | 0.35673 | 0.6528 | 1.5886 | 0 | 1.5886 | 0.2595% | CZ 4B | 5.0637 | 2.6482 | 1.6562 | 2.0458 | 0.95081 | 7.6171 | 13.939 | 33.9209 | 0 | 33.9209 | 0.2595% | CZ 4B | 5.0637 | 2.6482 | 1.6562 | 2.0458 | 0.95081 | 7.6171 | 13.939 | 33.9209 | 0 | 33.9209 | 0.2595% | CZ 4B | 0 | 0 | 0 | 0 | 0 | 0 | 0 | 0 |  |  | 0.2595% | CZ 4B | 0 | 0 | 0 | 0 | 0 | 0 | 0 | 0 |  |  | 0.2595% | CZ 4B | 14.3303 | 7.4945 | 4.6872 | 5.7897 | 2.6908 | 21.5565 | 39.4473 | 95.9963 | 0 | 95.9963 | 0.2595% | CZ 4B | 0.0010373 | 0.00054251 | 0.00033929 | 0.0004191 | 0.00019478 | 0.0015604 | 0.0028555 | 0.0069489 | 0 | 0.0069489 | 0.2595%
CZ 4C | 0.31058 | 0.053852 | 0.061249 | 0.095561 | 0.044183 | 0.38034 | 0.65108 | 1.5969 | 0 | 1.5969 | 3.772% | CZ 4C | 6.6318 | 1.1499 | 1.3078 | 2.0405 | 0.94343 | 8.1213 | 13.9023 | 34.0969 | 0 | 34.0969 | 3.772% | CZ 4C | 6.6318 | 1.1499 | 1.3078 | 2.0405 | 0.94343 | 8.1213 | 13.9023 | 34.0969 | 0 | 34.0969 | 3.772% | CZ 4C | 0 | 0 | 0 | 0 | 0 | 0 | 0 | 0 |  |  | 3.772% | CZ 4C | 0 | 0 | 0 | 0 | 0 | 0 | 0 | 0 |  |  | 3.772% | CZ 4C | 18.7679 | 3.2542 | 3.7012 | 5.7745 | 2.6699 | 22.9832 | 39.3434 | 96.4943 | 0 | 96.4943 | 3.772% | CZ 4C | 0.0013586 | 0.00023556 | 0.00026792 | 0.000418 | 0.00019327 | 0.0016637 | 0.002848 | 0.006985 | 0 | 0.006985 | 3.772%
CZ 5A | 0.61644 | 0.066757 | 0.06396 | 0.090756 | 0.037575 | 0.34402 | 0.61819 | 1.8377 | 0 | 1.8377 | 6.849% | CZ 5A | 13.1625 | 1.4254 | 1.3657 | 1.9379 | 0.80233 | 7.3457 | 13.2 | 39.2395 | 0 | 39.2395 | 6.849% | CZ 5A | 13.1625 | 1.4254 | 1.3657 | 1.9379 | 0.80233 | 7.3457 | 13.2 | 39.2395 | 0 | 39.2395 | 6.849% | CZ 5A | 0 | 0 | 0 | 0 | 0 | 0 | 0 | 0 |  |  | 6.849% | CZ 5A | 0 | 0 | 0 | 0 | 0 | 0 | 0 | 0 |  |  | 6.849% | CZ 5A | 37.2499 | 4.034 | 3.865 | 5.4842 | 2.2706 | 20.7883 | 37.356 | 111.0479 | 0 | 111.0479 | 6.849% | CZ 5A | 0.0026964 | 0.00029201 | 0.00027977 | 0.00039699 | 0.00016436 | 0.0015048 | 0.0027041 | 0.0080385 | 0 | 0.0080385 | 6.849%
CZ 5B | 0.42884 | 0.095298 | 0.07488 | 0.094126 | 0.042211 | 0.37615 | 0.64126 | 1.7528 | 0 | 1.7528 | 2.689% | CZ 5B | 9.1568 | 2.0349 | 1.5989 | 2.0098 | 0.90131 | 8.0318 | 13.6926 | 37.4261 | 0 | 37.4261 | 2.689% | CZ 5B | 9.1568 | 2.0349 | 1.5989 | 2.0098 | 0.90131 | 8.0318 | 13.6926 | 37.4261 | 0 | 37.4261 | 2.689% | CZ 5B | 0 | 0 | 0 | 0 | 0 | 0 | 0 | 0 |  |  | 2.689% | CZ 5B | 0 | 0 | 0 | 0 | 0 | 0 | 0 | 0 |  |  | 2.689% | CZ 5B | 25.9137 | 5.7587 | 4.5248 | 5.6879 | 2.5507 | 22.73 | 38.7502 | 105.9159 | 0 | 105.9159 | 2.689% | CZ 5B | 0.0018758 | 0.00041686 | 0.00032754 | 0.00041173 | 0.00018464 | 0.0016454 | 0.002805 | 0.007667 | 0 | 0.007667 | 2.689%
CZ 5C | 0.368 | 0.034719 | 0.059846 | 0.095562 | 0.044186 | 0.40184 | 0.65109 | 1.6552 | 0 | 1.6552 | 0.05004% | CZ 5C | 7.8578 | 0.74135 | 1.2779 | 2.0405 | 0.94348 | 8.5803 | 13.9025 | 35.3438 | 0 | 35.3438 | 0.05004% | CZ 5C | 7.8578 | 0.74135 | 1.2779 | 2.0405 | 0.94348 | 8.5803 | 13.9025 | 35.3438 | 0 | 35.3438 | 0.05004% | CZ 5C | 0 | 0 | 0 | 0 | 0 | 0 | 0 | 0 |  |  | 0.05004% | CZ 5C | 0 | 0 | 0 | 0 | 0 | 0 | 0 | 0 |  |  | 0.05004% | CZ 5C | 22.2376 | 2.098 | 3.6164 | 5.7746 | 2.67 | 24.2823 | 39.3441 | 100.023 | 0 | 100.023 | 0.05004% | CZ 5C | 0.0016097 | 0.00015187 | 0.00026178 | 0.00041801 | 0.00019328 | 0.0017577 | 0.002848 | 0.0072404 | 0 | 0.0072404 | 0.05004%
CZ 6A | 0.80687 | 0.073002 | 0.067019 | 0.09179 | 0.038997 | 0.38162 | 0.62527 | 2.0846 | 0 | 2.0846 | 5.72% | CZ 6A | 17.2288 | 1.5588 | 1.431 | 1.96 | 0.8327 | 8.1485 | 13.3511 | 44.5109 | 0 | 44.5109 | 5.72% | CZ 6A | 17.2288 | 1.5588 | 1.431 | 1.96 | 0.8327 | 8.1485 | 13.3511 | 44.5109 | 0 | 44.5109 | 5.72% | CZ 6A | 0 | 0 | 0 | 0 | 0 | 0 | 0 | 0 |  |  | 5.72% | CZ 6A | 0 | 0 | 0 | 0 | 0 | 0 | 0 | 0 |  |  | 5.72% | CZ 6A | 48.7575 | 4.4114 | 4.0498 | 5.5467 | 2.3565 | 23.0602 | 37.7836 | 125.9657 | 0 | 125.9657 | 5.72% | CZ 6A | 0.0035294 | 0.00031933 | 0.00029316 | 0.00040151 | 0.00017058 | 0.0016693 | 0.0027351 | 0.0091183 | 0 | 0.0091183 | 5.72%
CZ 6B | 0.63005 | 0.061408 | 0.067276 | 0.093269 | 0.041031 | 0.39496 | 0.63539 | 1.9234 | 0 | 1.9234 | 0.2742% | CZ 6B | 13.4531 | 1.3112 | 1.4365 | 1.9915 | 0.87611 | 8.4334 | 13.5672 | 41.0691 | 0 | 41.0691 | 0.2742% | CZ 6B | 13.4531 | 1.3112 | 1.4365 | 1.9915 | 0.87611 | 8.4334 | 13.5672 | 41.0691 | 0 | 41.0691 | 0.2742% | CZ 6B | 0 | 0 | 0 | 0 | 0 | 0 | 0 | 0 |  |  | 0.2742% | CZ 6B | 0 | 0 | 0 | 0 | 0 | 0 | 0 | 0 |  |  | 0.2742% | CZ 6B | 38.0723 | 3.7107 | 4.0653 | 5.636 | 2.4794 | 23.8665 | 38.3952 | 116.2254 | 0 | 116.2254 | 0.2742% | CZ 6B | 0.002756 | 0.00026861 | 0.00029428 | 0.00040798 | 0.00017948 | 0.0017276 | 0.0027793 | 0.0084133 | 0 | 0.0084133 | 0.2742%
CZ 7 | 0.99678 | 0.056049 | 0.067074 | 0.092246 | 0.039624 | 0.41751 | 0.62839 | 2.2977 | 0 | 2.2977 | 0.4959% | CZ 7 | 21.2837 | 1.1968 | 1.4322 | 1.9697 | 0.84607 | 8.9149 | 13.4177 | 49.0611 | 0 | 49.0611 | 0.4959% | CZ 7 | 21.2837 | 1.1968 | 1.4322 | 1.9697 | 0.84607 | 8.9149 | 13.4177 | 49.0611 | 0 | 49.0611 | 0.4959% | CZ 7 | 0 | 0 | 0 | 0 | 0 | 0 | 0 | 0 |  |  | 0.4959% | CZ 7 | 0 | 0 | 0 | 0 | 0 | 0 | 0 | 0 |  |  | 0.4959% | CZ 7 | 60.2329 | 3.3869 | 4.0531 | 5.5742 | 2.3944 | 25.2292 | 37.972 | 138.8428 | 0 | 138.8428 | 0.4959% | CZ 7 | 0.0043601 | 0.00024517 | 0.00029339 | 0.0004035 | 0.00017332 | 0.0018263 | 0.0027487 | 0.01005 | 0 | 0.01005 | 0.4959%
CZ 8 | 1.4312 | 0.037346 | 0.07329 | 0.095562 | 0.044186 | 0.51025 | 0.65109 | 2.8429 | 0 | 2.8429 | 0.00176% | CZ 8 | 30.5589 | 0.79743 | 1.5649 | 2.0405 | 0.94348 | 10.8951 | 13.9025 | 60.7028 | 0 | 60.7028 | 0.00176% | CZ 8 | 30.5589 | 0.79743 | 1.5649 | 2.0405 | 0.94348 | 10.8951 | 13.9025 | 60.7028 | 0 | 60.7028 | 0.00176% | CZ 8 | 0 | 0 | 0 | 0 | 0 | 0 | 0 | 0 |  |  | 0.00176% | CZ 8 | 0 | 0 | 0 | 0 | 0 | 0 | 0 | 0 |  |  | 0.00176% | CZ 8 | 86.4817 | 2.2567 | 4.4288 | 5.7746 | 2.67 | 30.8331 | 39.3441 | 171.7891 | 0 | 171.7891 | 0.00176% | CZ 8 | 0.0062602 | 0.00016336 | 0.00032059 | 0.00041801 | 0.00019328 | 0.0022319 | 0.002848 | 0.012435 | 0 | 0.012435 | 0.00176%
US Weighted | 0.25581 | 0.17828 | 0.074523 | 0.094537 | 0.042775 | 0.30805 | 0.64407 | 1.598 | 0 | 1.598 | 100% | US Weighted | 5.4621 | 3.8068 | 1.5913 | 2.0186 | 0.91335 | 6.5777 | 13.7526 | 34.1224 | 0 | 34.1224 | 100% | US Weighted | 5.4621 | 3.8068 | 1.5913 | 2.0186 | 0.91335 | 6.5777 | 13.7526 | 34.1224 | 0 | 34.1224 | 100% | US Weighted | 0 | 0 | 0 | 0 | 0 | 0 | 0 | 0 |  |  | 100% | US Weighted | 0 | 0 | 0 | 0 | 0 | 0 | 0 | 0 |  |  | 100% | US Weighted | 15.4579 | 10.7733 | 4.5033 | 5.7126 | 2.5848 | 18.6148 | 38.9198 | 96.5664 | 0 | 96.5664 | 100% | US Weighted | 0.001119 | 0.00077985 | 0.00032598 | 0.00041352 | 0.00018711 | 0.0013475 | 0.0028173 | 0.0069902 | 0 | 0.0069902 | 100%
Energy Cost Index ($/sq ft/yr) for IECC-Res 2009 | [10 empty] | Multifamily - Electric Resistance | Site Energy Use Intensity (kBtu/sq ft/yr) for IECC-Res 2009 | [10 empty] | Multifamily - Electric Resistance | Electric Use Intensity (kBtu/sq ft/yr) for IECC-Res 2009 | [10 empty] | Multifamily - Electric Resistance | Gas Use Intensity (kBtu/sq ft/yr) for IECC-Res 2009 | [10 empty] | Multifamily - Electric Resistance | Oil Use Intensity (kBtu/sq ft/yr) for IECC-Res 2009 | [10 empty] | Multifamily - Electric Resistance | Source Energy Use Index (kBtu/sq ft/yr) for IECC-Res 2009 | [10 empty] | Multifamily - Electric Resistance | Carbon Emissions (ton/sq ft/yr) for IECC-Res 2009 | [10 empty] | Multifamily - Electric Resistance
Costs: Electricity: $0.1598/kWh ¦ Natural Gas: $1.391/therm ¦ Oil: $4.1392/gal | [9 empty] | Prototype Floor Area (sq ft): | 21600 | [10 empty] | Prototype Floor Area (sq ft): | 21600 | [10 empty] | Prototype Floor Area (sq ft): | 21600 | [10 empty] | Prototype Floor Area (sq ft): | 21600 | [10 empty] | Prototype Floor Area (sq ft): | 21600 | Site-to-Source Factors: Electricity: 2.83 ¦ Natural Gas: 1.1 ¦ Oil: 1.01 | [9 empty] | Prototype Floor Area (sq ft): | 21600 | Conversion [ton/kBtu]: Electricity: 4,881 ¦ Natural Gas: 18,863 ¦ Oil: 13,521 | [9 empty] | Prototype Floor Area (sq ft): | 21600
IECC-Res 2009 | Heat | Cool | Fans_Aux | Lgt_Int | Lgt_Ext | DHW | Appls | Total | PV | Net_Total | Weight | IECC-Res 2009 | Heat | Cool | Fans_Aux | Lgt_Int | Lgt_Ext | DHW | Appls | Total | PV | Net_Total | Weight | IECC-Res 2009 | Heat | Cool | Fans_Aux | Lgt_Int | Lgt_Ext | DHW | Appls | Total | PV | Net_Total | Weight | IECC-Res 2009 | Heat | Cool | Fans_Aux | Lgt_Int | Lgt_Ext | DHW | Appls | Total | PV | Net_Total | Weight | IECC-Res 2009 | Heat | Cool | Fans_Aux | Lgt_Int | Lgt_Ext | DHW | Appls | Total | PV | Net_Total | Weight | IECC-Res 2009 | Heat | Cool | Fans_Aux | Lgt_Int | Lgt_Ext | DHW | Appls | Total | PV | Net_Total | Weight | IECC-Res 2009 | Heat | Cool | Fans_Aux | Lgt_Int | Lgt_Ext | DHW | Appls | Total | PV | Net_Total | Weight
CZ 1AWH | 0.023924 | 0.36276 | 0.094993 | 0.10814 | 0.044652 | 0.26223 | 0.65341 | 1.5501 | 0 | 1.5501 | 2.265% | CZ 1AWH | 0.51083 | 7.7458 | 2.0284 | 2.3091 | 0.95343 | 5.5993 | 13.9521 | 33.0989 | 0 | 33.0989 | 2.265% | CZ 1AWH | 0.51083 | 7.7458 | 2.0284 | 2.3091 | 0.95343 | 5.5993 | 13.9521 | 33.0989 | 0 | 33.0989 | 2.265% | CZ 1AWH | 0 | 0 | 0 | 0 | 0 | 0 | 0 | 0 |  |  | 2.265% | CZ 1AWH | 0 | 0 | 0 | 0 | 0 | 0 | 0 | 0 |  |  | 2.265% | CZ 1AWH | 1.4457 | 21.9206 | 5.7402 | 6.5346 | 2.6982 | 15.8461 | 39.4843 | 93.6698 | 0 | 93.6698 | 2.265% | CZ 1AWH | 0.00010465 | 0.0015868 | 0.00041552 | 0.00047303 | 0.00019532 | 0.0011471 | 0.0028582 | 0.0067805 | 0 | 0.0067805 | 2.265%
CZ 1AWHT | 0.00034406 | 0.37117 | 0.095204 | 0.10776 | 0.044186 | 0.25428 | 0.65109 | 1.524 | 0 | 1.524 | 0.2576% | CZ 1AWHT | 0.0073467 | 7.9255 | 2.0328 | 2.3009 | 0.94348 | 5.4295 | 13.9025 | 32.5421 | 0 | 32.5421 | 0.2576% | CZ 1AWHT | 0.0073467 | 7.9255 | 2.0328 | 2.3009 | 0.94348 | 5.4295 | 13.9025 | 32.5421 | 0 | 32.5421 | 0.2576% | CZ 1AWHT | 0 | 0 | 0 | 0 | 0 | 0 | 0 | 0 |  |  | 0.2576% | CZ 1AWHT | 0 | 0 | 0 | 0 | 0 | 0 | 0 | 0 |  |  | 0.2576% | CZ 1AWHT | 0.020791 | 22.4292 | 5.7529 | 6.5115 | 2.67 | 15.3656 | 39.3441 | 92.0942 | 0 | 92.0942 | 0.2576% | CZ 1AWHT | 1.505e-06 | 0.0016236 | 0.00041644 | 0.00047135 | 0.00019328 | 0.0011123 | 0.002848 | 0.0066665 | 0 | 0.0066665 | 0.2576%
CZ 2AWH | 0.10548 | 0.28922 | 0.088507 | 0.10812 | 0.044624 | 0.29419 | 0.65327 | 1.5834 | 0 | 1.5834 | 39.07% | CZ 2AWH | 2.2523 | 6.1755 | 1.8898 | 2.3086 | 0.95283 | 6.2817 | 13.9491 | 33.8099 | 0 | 33.8099 | 39.07% | CZ 2AWH | 2.2523 | 6.1755 | 1.8898 | 2.3086 | 0.95283 | 6.2817 | 13.9491 | 33.8099 | 0 | 33.8099 | 39.07% | CZ 2AWH | 0 | 0 | 0 | 0 | 0 | 0 | 0 | 0 |  |  | 39.07% | CZ 2AWH | 0 | 0 | 0 | 0 | 0 | 0 | 0 | 0 |  |  | 39.07% | CZ 2AWH | 6.3741 | 17.4767 | 5.3483 | 6.5332 | 2.6965 | 17.7772 | 39.4759 | 95.6819 | 0 | 95.6819 | 39.07% | CZ 2AWH | 0.00046141 | 0.0012651 | 0.00038715 | 0.00047293 | 0.00019519 | 0.0012868 | 0.0028576 | 0.0069262 | 0 | 0.0069262 | 39.07%
CZ 2B | 0.1322 | 0.26578 | 0.092091 | 0.10813 | 0.044638 | 0.29672 | 0.65335 | 1.5929 | 0 | 1.5929 | 1.187% | CZ 2B | 2.8228 | 5.6752 | 1.9664 | 2.3088 | 0.95314 | 6.3357 | 13.9506 | 34.0126 | 0 | 34.0126 | 1.187% | CZ 2B | 2.8228 | 5.6752 | 1.9664 | 2.3088 | 0.95314 | 6.3357 | 13.9506 | 34.0126 | 0 | 34.0126 | 1.187% | CZ 2B | 0 | 0 | 0 | 0 | 0 | 0 | 0 | 0 |  |  | 1.187% | CZ 2B | 0 | 0 | 0 | 0 | 0 | 0 | 0 | 0 |  |  | 1.187% | CZ 2B | 7.9886 | 16.0607 | 5.5649 | 6.5339 | 2.6974 | 17.9301 | 39.4802 | 96.2558 | 0 | 96.2558 | 1.187% | CZ 2B | 0.00057828 | 0.0011626 | 0.00040283 | 0.00047298 | 0.00019526 | 0.0012979 | 0.0028579 | 0.0069677 | 0 | 0.0069677 | 1.187%
CZ 3A | 0.39981 | 0.16691 | 0.077612 | 0.1074 | 0.043749 | 0.35092 | 0.64892 | 1.7953 | 0 | 1.7953 | 10.1% | CZ 3A | 8.5369 | 3.564 | 1.6572 | 2.2932 | 0.93415 | 7.493 | 13.8561 | 38.3347 | 0 | 38.3347 | 10.1% | CZ 3A | 8.5369 | 3.564 | 1.6572 | 2.2932 | 0.93415 | 7.493 | 13.8561 | 38.3347 | 0 | 38.3347 | 10.1% | CZ 3A | 0 | 0 | 0 | 0 | 0 | 0 | 0 | 0 |  |  | 10.1% | CZ 3A | 0 | 0 | 0 | 0 | 0 | 0 | 0 | 0 |  |  | 10.1% | CZ 3A | 24.1595 | 10.0862 | 4.6899 | 6.4899 | 2.6436 | 21.2053 | 39.2127 | 108.4871 | 0 | 108.4871 | 10.1% | CZ 3A | 0.0017488 | 0.00073011 | 0.00033949 | 0.00046979 | 0.00019137 | 0.001535 | 0.0028385 | 0.0078531 | 0 | 0.0078531 | 10.1%
CZ 3AWH | 0.28615 | 0.19554 | 0.078885 | 0.10804 | 0.044533 | 0.34085 | 0.65282 | 1.7068 | 0 | 1.7068 | 5.28% | CZ 3AWH | 6.1101 | 4.1753 | 1.6844 | 2.307 | 0.95089 | 7.2781 | 13.9394 | 36.4452 | 0 | 36.4452 | 5.28% | CZ 3AWH | 6.1101 | 4.1753 | 1.6844 | 2.307 | 0.95089 | 7.2781 | 13.9394 | 36.4452 | 0 | 36.4452 | 5.28% | CZ 3AWH | 0 | 0 | 0 | 0 | 0 | 0 | 0 | 0 |  |  | 5.28% | CZ 3AWH | 0 | 0 | 0 | 0 | 0 | 0 | 0 | 0 |  |  | 5.28% | CZ 3AWH | 17.2915 | 11.816 | 4.7668 | 6.5287 | 2.691 | 20.5971 | 39.4486 | 103.1398 | 0 | 103.1398 | 5.28% | CZ 3AWH | 0.0012517 | 0.00085533 | 0.00034506 | 0.0004726 | 0.0001948 | 0.001491 | 0.0028556 | 0.007466 | 0 | 0.007466 | 5.28%
CZ 3B | 0.25551 | 0.1821 | 0.084602 | 0.10756 | 0.043949 | 0.33649 | 0.64992 | 1.6601 | 0 | 1.6601 | 6.91% | CZ 3B | 5.4557 | 3.8883 | 1.8065 | 2.2968 | 0.93843 | 7.1848 | 13.8774 | 35.4478 | 0 | 35.4478 | 6.91% | CZ 3B | 5.4557 | 3.8883 | 1.8065 | 2.2968 | 0.93843 | 7.1848 | 13.8774 | 35.4478 | 0 | 35.4478 | 6.91% | CZ 3B | 0 | 0 | 0 | 0 | 0 | 0 | 0 | 0 |  |  | 6.91% | CZ 3B | 0 | 0 | 0 | 0 | 0 | 0 | 0 | 0 |  |  | 6.91% | CZ 3B | 15.4397 | 11.0038 | 5.1123 | 6.4998 | 2.6557 | 20.3331 | 39.273 | 100.3173 | 0 | 100.3173 | 6.91% | CZ 3B | 0.0011176 | 0.00079653 | 0.00037007 | 0.00047051 | 0.00019224 | 0.0014719 | 0.0028429 | 0.0072617 | 0 | 0.0072617 | 6.91%
CZ 3C | 0.13132 | 0.077874 | 0.058892 | 0.10738 | 0.043729 | 0.35783 | 0.64882 | 1.4259 | 0 | 1.4259 | 2.311% | CZ 3C | 2.804 | 1.6628 | 1.2575 | 2.2929 | 0.93373 | 7.6407 | 13.854 | 30.4456 | 0 | 30.4456 | 2.311% | CZ 3C | 2.804 | 1.6628 | 1.2575 | 2.2929 | 0.93373 | 7.6407 | 13.854 | 30.4456 | 0 | 30.4456 | 2.311% | CZ 3C | 0 | 0 | 0 | 0 | 0 | 0 | 0 | 0 |  |  | 2.311% | CZ 3C | 0 | 0 | 0 | 0 | 0 | 0 | 0 | 0 |  |  | 2.311% | CZ 3C | 7.9352 | 4.7058 | 3.5587 | 6.4889 | 2.6425 | 21.6232 | 39.2068 | 86.161 | 0 | 86.161 | 2.311% | CZ 3C | 0.00057441 | 0.00034064 | 0.00025761 | 0.00046972 | 0.00019128 | 0.0015652 | 0.0028381 | 0.006237 | 0 | 0.006237 | 2.311%
CZ 4A | 0.67752 | 0.11357 | 0.072765 | 0.10404 | 0.039657 | 0.36263 | 0.62855 | 1.9987 | 0 | 1.9987 | 12.51% | CZ 4A | 14.4668 | 2.4251 | 1.5537 | 2.2216 | 0.84677 | 7.7431 | 13.4212 | 42.6782 | 0 | 42.6782 | 12.51% | CZ 4A | 14.4668 | 2.4251 | 1.5537 | 2.2216 | 0.84677 | 7.7431 | 13.4212 | 42.6782 | 0 | 42.6782 | 12.51% | CZ 4A | 0 | 0 | 0 | 0 | 0 | 0 | 0 | 0 |  |  | 12.51% | CZ 4A | 0 | 0 | 0 | 0 | 0 | 0 | 0 | 0 |  |  | 12.51% | CZ 4A | 40.941 | 6.863 | 4.397 | 6.2872 | 2.3964 | 21.9129 | 37.9819 | 120.7794 | 0 | 120.7794 | 12.51% | CZ 4A | 0.0029636 | 0.0004968 | 0.00031829 | 0.00045511 | 0.00017347 | 0.0015862 | 0.0027494 | 0.0087429 | 0 | 0.0087429 | 12.51%
CZ 4B | 0.39813 | 0.12821 | 0.084697 | 0.10804 | 0.044529 | 0.39293 | 0.6528 | 1.8093 | 0 | 1.8093 | 0.2595% | CZ 4B | 8.5012 | 2.7376 | 1.8085 | 2.3069 | 0.95081 | 8.39 | 13.939 | 38.634 | 0 | 38.634 | 0.2595% | CZ 4B | 8.5012 | 2.7376 | 1.8085 | 2.3069 | 0.95081 | 8.39 | 13.939 | 38.634 | 0 | 38.634 | 0.2595% | CZ 4B | 0 | 0 | 0 | 0 | 0 | 0 | 0 | 0 |  |  | 0.2595% | CZ 4B | 0 | 0 | 0 | 0 | 0 | 0 | 0 | 0 |  |  | 0.2595% | CZ 4B | 24.0584 | 7.7474 | 5.1181 | 6.5285 | 2.6908 | 23.7438 | 39.4473 | 109.3343 | 0 | 109.3343 | 0.2595% | CZ 4B | 0.0017415 | 0.00056082 | 0.00037048 | 0.00047258 | 0.00019478 | 0.0017188 | 0.0028555 | 0.0079144 | 0 | 0.0079144 | 0.2595%
CZ 4C | 0.45379 | 0.048546 | 0.063779 | 0.10776 | 0.044183 | 0.41916 | 0.65108 | 1.7883 | 0 | 1.7883 | 3.772% | CZ 4C | 9.6896 | 1.0366 | 1.3618 | 2.3009 | 0.94343 | 8.9502 | 13.9023 | 38.1848 | 0 | 38.1848 | 3.772% | CZ 4C | 9.6896 | 1.0366 | 1.3618 | 2.3009 | 0.94343 | 8.9502 | 13.9023 | 38.1848 | 0 | 38.1848 | 3.772% | CZ 4C | 0 | 0 | 0 | 0 | 0 | 0 | 0 | 0 |  |  | 3.772% | CZ 4C | 0 | 0 | 0 | 0 | 0 | 0 | 0 | 0 |  |  | 3.772% | CZ 4C | 27.4216 | 2.9335 | 3.854 | 6.5114 | 2.6699 | 25.329 | 39.3434 | 108.0629 | 0 | 108.0629 | 3.772% | CZ 4C | 0.001985 | 0.00021235 | 0.00027898 | 0.00047135 | 0.00019327 | 0.0018335 | 0.002848 | 0.0078224 | 0 | 0.0078224 | 3.772%
CZ 5A | 0.87618 | 0.064559 | 0.067821 | 0.10234 | 0.037575 | 0.37926 | 0.61819 | 2.1459 | 0 | 2.1459 | 6.849% | CZ 5A | 18.7088 | 1.3785 | 1.4482 | 2.1852 | 0.80233 | 8.0983 | 13.2 | 45.8212 | 0 | 45.8212 | 6.849% | CZ 5A | 18.7088 | 1.3785 | 1.4482 | 2.1852 | 0.80233 | 8.0983 | 13.2 | 45.8212 | 0 | 45.8212 | 6.849% | CZ 5A | 0 | 0 | 0 | 0 | 0 | 0 | 0 | 0 |  |  | 6.849% | CZ 5A | 0 | 0 | 0 | 0 | 0 | 0 | 0 | 0 |  |  | 6.849% | CZ 5A | 52.9458 | 3.9011 | 4.0983 | 6.1841 | 2.2706 | 22.9181 | 37.356 | 129.6739 | 0 | 129.6739 | 6.849% | CZ 5A | 0.0038326 | 0.00028239 | 0.00029666 | 0.00044765 | 0.00016436 | 0.001659 | 0.0027041 | 0.0093868 | 0 | 0.0093868 | 6.849%
CZ 5B | 0.5995 | 0.092713 | 0.077931 | 0.10614 | 0.042211 | 0.41462 | 0.64126 | 1.9744 | 0 | 1.9744 | 2.689% | CZ 5B | 12.8008 | 1.9797 | 1.664 | 2.2663 | 0.90131 | 8.8533 | 13.6926 | 42.158 | 0 | 42.158 | 2.689% | CZ 5B | 12.8008 | 1.9797 | 1.664 | 2.2663 | 0.90131 | 8.8533 | 13.6926 | 42.158 | 0 | 42.158 | 2.689% | CZ 5B | 0 | 0 | 0 | 0 | 0 | 0 | 0 | 0 |  |  | 2.689% | CZ 5B | 0 | 0 | 0 | 0 | 0 | 0 | 0 | 0 |  |  | 2.689% | CZ 5B | 36.2263 | 5.6024 | 4.7092 | 6.4137 | 2.5507 | 25.0548 | 38.7502 | 119.3073 | 0 | 119.3073 | 2.689% | CZ 5B | 0.0026223 | 0.00040555 | 0.00034089 | 0.00046427 | 0.00018464 | 0.0018137 | 0.002805 | 0.0086364 | 0 | 0.0086364 | 2.689%
CZ 5C | 0.51983 | 0.029426 | 0.062283 | 0.10776 | 0.044186 | 0.44301 | 0.65109 | 1.8576 | 0 | 1.8576 | 0.05004% | CZ 5C | 11.0997 | 0.62833 | 1.3299 | 2.3009 | 0.94348 | 9.4594 | 13.9025 | 39.6642 | 0 | 39.6642 | 0.05004% | CZ 5C | 11.0997 | 0.62833 | 1.3299 | 2.3009 | 0.94348 | 9.4594 | 13.9025 | 39.6642 | 0 | 39.6642 | 0.05004% | CZ 5C | 0 | 0 | 0 | 0 | 0 | 0 | 0 | 0 |  |  | 0.05004% | CZ 5C | 0 | 0 | 0 | 0 | 0 | 0 | 0 | 0 |  |  | 0.05004% | CZ 5C | 31.4121 | 1.7782 | 3.7636 | 6.5115 | 2.67 | 26.7702 | 39.3441 | 112.2497 | 0 | 112.2497 | 0.05004% | CZ 5C | 0.0022738 | 0.00012872 | 0.00027244 | 0.00047135 | 0.00019328 | 0.0019378 | 0.002848 | 0.0081255 | 0 | 0.0081255 | 0.05004%
CZ 6A | 1.1905 | 0.071752 | 0.073935 | 0.1035 | 0.038997 | 0.42092 | 0.62527 | 2.5249 | 0 | 2.5249 | 5.72% | CZ 6A | 25.4196 | 1.5321 | 1.5787 | 2.2101 | 0.8327 | 8.9878 | 13.3511 | 53.9121 | 0 | 53.9121 | 5.72% | CZ 6A | 25.4196 | 1.5321 | 1.5787 | 2.2101 | 0.8327 | 8.9878 | 13.3511 | 53.9121 | 0 | 53.9121 | 5.72% | CZ 6A | 0 | 0 | 0 | 0 | 0 | 0 | 0 | 0 |  |  | 5.72% | CZ 6A | 0 | 0 | 0 | 0 | 0 | 0 | 0 | 0 |  |  | 5.72% | CZ 6A | 71.9374 | 4.3358 | 4.4677 | 6.2545 | 2.3565 | 25.4355 | 37.7836 | 152.5711 | 0 | 152.5711 | 5.72% | CZ 6A | 0.0052074 | 0.00031386 | 0.00032341 | 0.00045275 | 0.00017058 | 0.0018412 | 0.0027351 | 0.011044 | 0 | 0.011044 | 5.72%
CZ 6B | 0.94055 | 0.058997 | 0.073072 | 0.10517 | 0.041031 | 0.4356 | 0.63539 | 2.2898 | 0 | 2.2898 | 0.2742% | CZ 6B | 20.0831 | 1.2597 | 1.5603 | 2.2457 | 0.87611 | 9.3012 | 13.5672 | 48.8933 | 0 | 48.8933 | 0.2742% | CZ 6B | 20.0831 | 1.2597 | 1.5603 | 2.2457 | 0.87611 | 9.3012 | 13.5672 | 48.8933 | 0 | 48.8933 | 0.2742% | CZ 6B | 0 | 0 | 0 | 0 | 0 | 0 | 0 | 0 |  |  | 0.2742% | CZ 6B | 0 | 0 | 0 | 0 | 0 | 0 | 0 | 0 |  |  | 0.2742% | CZ 6B | 56.8351 | 3.5651 | 4.4156 | 6.3552 | 2.4794 | 26.3224 | 38.3952 | 138.3681 | 0 | 138.3681 | 0.2742% | CZ 6B | 0.0041142 | 0.00025807 | 0.00031963 | 0.00046004 | 0.00017948 | 0.0019054 | 0.0027793 | 0.010016 | 0 | 0.010016 | 0.2742%
CZ 7 | 1.4114 | 0.054231 | 0.074906 | 0.10402 | 0.039624 | 0.46078 | 0.62839 | 2.7734 | 0 | 2.7734 | 0.4959% | CZ 7 | 30.1378 | 1.158 | 1.5994 | 2.221 | 0.84607 | 9.8389 | 13.4177 | 59.2189 | 0 | 59.2189 | 0.4959% | CZ 7 | 30.1378 | 1.158 | 1.5994 | 2.221 | 0.84607 | 9.8389 | 13.4177 | 59.2189 | 0 | 59.2189 | 0.4959% | CZ 7 | 0 | 0 | 0 | 0 | 0 | 0 | 0 | 0 |  |  | 0.4959% | CZ 7 | 0 | 0 | 0 | 0 | 0 | 0 | 0 | 0 |  |  | 0.4959% | CZ 7 | 85.29 | 3.2771 | 4.5264 | 6.2855 | 2.3944 | 27.844 | 37.972 | 167.5894 | 0 | 167.5894 | 0.4959% | CZ 7 | 0.0061739 | 0.00023722 | 0.00032766 | 0.00045499 | 0.00017332 | 0.0020156 | 0.0027487 | 0.012131 | 0 | 0.012131 | 0.4959%
CZ 8 | 1.9469 | 0.033455 | 0.083239 | 0.10776 | 0.044186 | 0.56346 | 0.65109 | 3.4301 | 0 | 3.4301 | 0.00176% | CZ 8 | 41.5706 | 0.71435 | 1.7774 | 2.3009 | 0.94348 | 12.0313 | 13.9025 | 73.2405 | 0 | 73.2405 | 0.00176% | CZ 8 | 41.5706 | 0.71435 | 1.7774 | 2.3009 | 0.94348 | 12.0313 | 13.9025 | 73.2405 | 0 | 73.2405 | 0.00176% | CZ 8 | 0 | 0 | 0 | 0 | 0 | 0 | 0 | 0 |  |  | 0.00176% | CZ 8 | 0 | 0 | 0 | 0 | 0 | 0 | 0 | 0 |  |  | 0.00176% | CZ 8 | 117.6449 | 2.0216 | 5.03 | 6.5115 | 2.67 | 34.0486 | 39.3441 | 207.2707 | 0 | 207.2707 | 0.00176% | CZ 8 | 0.008516 | 0.00014634 | 0.00036411 | 0.00047135 | 0.00019328 | 0.0024647 | 0.002848 | 0.015004 | 0 | 0.015004 | 0.00176%
US Weighted | 0.39452 | 0.19049 | 0.080227 | 0.1066 | 0.042775 | 0.33896 | 0.64407 | 1.7976 | 0 | 1.7976 | 100% | US Weighted | 8.424 | 4.0674 | 1.7131 | 2.2762 | 0.91335 | 7.2377 | 13.7526 | 38.3843 | 0 | 38.3843 | 100% | US Weighted | 8.424 | 4.0674 | 1.7131 | 2.2762 | 0.91335 | 7.2377 | 13.7526 | 38.3843 | 0 | 38.3843 | 100% | US Weighted | 0 | 0 | 0 | 0 | 0 | 0 | 0 | 0 |  |  | 100% | US Weighted | 0 | 0 | 0 | 0 | 0 | 0 | 0 | 0 |  |  | 100% | US Weighted | 23.8399 | 11.5108 | 4.848 | 6.4416 | 2.5848 | 20.4827 | 38.9198 | 108.6276 | 0 | 108.6276 | 100% | US Weighted | 0.0017257 | 0.00083324 | 0.00035093 | 0.00046629 | 0.00018711 | 0.0014827 | 0.0028173 | 0.0078633 | 0 | 0.0078633 | 100%
Energy Cost Index ($/sq ft/yr) for IECC-Res 2006 | [10 empty] | Multifamily - Electric Resistance | Site Energy Use Intensity (kBtu/sq ft/yr) for IECC-Res 2006 | [10 empty] | Multifamily - Electric Resistance | Electric Use Intensity (kBtu/sq ft/yr) for IECC-Res 2006 | [10 empty] | Multifamily - Electric Resistance | Gas Use Intensity (kBtu/sq ft/yr) for IECC-Res 2006 | [10 empty] | Multifamily - Electric Resistance | Oil Use Intensity (kBtu/sq ft/yr) for IECC-Res 2006 | [10 empty] | Multifamily - Electric Resistance | Source Energy Use Index (kBtu/sq ft/yr) for IECC-Res 2006 | [10 empty] | Multifamily - Electric Resistance | Carbon Emissions (ton/sq ft/yr) for IECC-Res 2006 | [10 empty] | Multifamily - Electric Resistance
Costs: Electricity: $0.1598/kWh ¦ Natural Gas: $1.391/therm ¦ Oil: $4.1392/gal | [9 empty] | Prototype Floor Area (sq ft): | 21600 | [10 empty] | Prototype Floor Area (sq ft): | 21600 | [10 empty] | Prototype Floor Area (sq ft): | 21600 | [10 empty] | Prototype Floor Area (sq ft): | 21600 | [10 empty] | Prototype Floor Area (sq ft): | 21600 | Site-to-Source Factors: Electricity: 2.83 ¦ Natural Gas: 1.1 ¦ Oil: 1.01 | [9 empty] | Prototype Floor Area (sq ft): | 21600 | Conversion [ton/kBtu]: Electricity: 4,881 ¦ Natural Gas: 18,863 ¦ Oil: 13,521 | [9 empty] | Prototype Floor Area (sq ft): | 21600
IECC-Res 2006 | Heat | Cool | Fans_Aux | Lgt_Int | Lgt_Ext | DHW | Appls | Total | PV | Net_Total | Weight | IECC-Res 2006 | Heat | Cool | Fans_Aux | Lgt_Int | Lgt_Ext | DHW | Appls | Total | PV | Net_Total | Weight | IECC-Res 2006 | Heat | Cool | Fans_Aux | Lgt_Int | Lgt_Ext | DHW | Appls | Total | PV | Net_Total | Weight | IECC-Res 2006 | Heat | Cool | Fans_Aux | Lgt_Int | Lgt_Ext | DHW | Appls | Total | PV | Net_Total | Weight | IECC-Res 2006 | Heat | Cool | Fans_Aux | Lgt_Int | Lgt_Ext | DHW | Appls | Total | PV | Net_Total | Weight | IECC-Res 2006 | Heat | Cool | Fans_Aux | Lgt_Int | Lgt_Ext | DHW | Appls | Total | PV | Net_Total | Weight | IECC-Res 2006 | Heat | Cool | Fans_Aux | Lgt_Int | Lgt_Ext | DHW | Appls | Total | PV | Net_Total | Weight
CZ 1AWH | 0.023463 | 0.39342 | 0.099914 | 0.13112 | 0.044652 | 0.26222 | 0.65341 | 1.6082 | 0 | 1.6082 | 2.265% | CZ 1AWH | 0.50099 | 8.4004 | 2.1334 | 2.7997 | 0.95343 | 5.5991 | 13.9521 | 34.3392 | 0 | 34.3392 | 2.265% | CZ 1AWH | 0.50099 | 8.4004 | 2.1334 | 2.7997 | 0.95343 | 5.5991 | 13.9521 | 34.3392 | 0 | 34.3392 | 2.265% | CZ 1AWH | 0 | 0 | 0 | 0 | 0 | 0 | 0 | 0 |  |  | 2.265% | CZ 1AWH | 0 | 0 | 0 | 0 | 0 | 0 | 0 | 0 |  |  | 2.265% | CZ 1AWH | 1.4178 | 23.7733 | 6.0376 | 7.9231 | 2.6982 | 15.8456 | 39.4843 | 97.1798 | 0 | 97.1798 | 2.265% | CZ 1AWH | 0.00010263 | 0.0017209 | 0.00043704 | 0.00057353 | 0.00019532 | 0.001147 | 0.0028582 | 0.0070346 | 0 | 0.0070346 | 2.265%
CZ 1AWHT | 0.00033373 | 0.40418 | 0.10037 | 0.13065 | 0.044186 | 0.25428 | 0.65109 | 1.5851 | 0 | 1.5851 | 0.2576% | CZ 1AWHT | 0.0071259 | 8.6302 | 2.1432 | 2.7898 | 0.94348 | 5.4295 | 13.9025 | 33.8458 | 0 | 33.8458 | 0.2576% | CZ 1AWHT | 0.0071259 | 8.6302 | 2.1432 | 2.7898 | 0.94348 | 5.4295 | 13.9025 | 33.8458 | 0 | 33.8458 | 0.2576% | CZ 1AWHT | 0 | 0 | 0 | 0 | 0 | 0 | 0 | 0 |  |  | 0.2576% | CZ 1AWHT | 0 | 0 | 0 | 0 | 0 | 0 | 0 | 0 |  |  | 0.2576% | CZ 1AWHT | 0.020166 | 24.4236 | 6.0652 | 7.895 | 2.67 | 15.3655 | 39.3441 | 95.7836 | 0 | 95.7836 | 0.2576% | CZ 1AWHT | 1.4598e-06 | 0.001768 | 0.00043905 | 0.0005715 | 0.00019328 | 0.0011123 | 0.002848 | 0.0069335 | 0 | 0.0069335 | 0.2576%
CZ 2AWH | 0.11033 | 0.31979 | 0.094264 | 0.13109 | 0.044624 | 0.29416 | 0.65327 | 1.6475 | 0 | 1.6475 | 39.07% | CZ 2AWH | 2.3558 | 6.8284 | 2.0128 | 2.7991 | 0.95283 | 6.2812 | 13.9491 | 35.1791 | 0 | 35.1791 | 39.07% | CZ 2AWH | 2.3558 | 6.8284 | 2.0128 | 2.7991 | 0.95283 | 6.2812 | 13.9491 | 35.1791 | 0 | 35.1791 | 39.07% | CZ 2AWH | 0 | 0 | 0 | 0 | 0 | 0 | 0 | 0 |  |  | 39.07% | CZ 2AWH | 0 | 0 | 0 | 0 | 0 | 0 | 0 | 0 |  |  | 39.07% | CZ 2AWH | 6.6669 | 19.3243 | 5.6962 | 7.9214 | 2.6965 | 17.7757 | 39.4759 | 99.5569 | 0 | 99.5569 | 39.07% | CZ 2AWH | 0.0004826 | 0.0013988 | 0.00041233 | 0.00057341 | 0.00019519 | 0.0012867 | 0.0028576 | 0.0072067 | 0 | 0.0072067 | 39.07%
CZ 2B | 0.14003 | 0.29772 | 0.099616 | 0.1311 | 0.044638 | 0.2967 | 0.65335 | 1.6632 | 0 | 1.6632 | 1.187% | CZ 2B | 2.9901 | 6.3572 | 2.1271 | 2.7994 | 0.95314 | 6.3354 | 13.9506 | 35.5128 | 0 | 35.5128 | 1.187% | CZ 2B | 2.9901 | 6.3572 | 2.1271 | 2.7994 | 0.95314 | 6.3354 | 13.9506 | 35.5128 | 0 | 35.5128 | 1.187% | CZ 2B | 0 | 0 | 0 | 0 | 0 | 0 | 0 | 0 |  |  | 1.187% | CZ 2B | 0 | 0 | 0 | 0 | 0 | 0 | 0 | 0 |  |  | 1.187% | CZ 2B | 8.4619 | 17.9908 | 6.0196 | 7.9222 | 2.6974 | 17.9291 | 39.4802 | 100.5012 | 0 | 100.5012 | 1.187% | CZ 2B | 0.00061254 | 0.0013023 | 0.00043574 | 0.00057347 | 0.00019526 | 0.0012978 | 0.0028579 | 0.007275 | 0 | 0.007275 | 1.187%
CZ 3A | 0.44167 | 0.18446 | 0.082616 | 0.13022 | 0.043749 | 0.35092 | 0.64892 | 1.8826 | 0 | 1.8826 | 10.1% | CZ 3A | 9.4307 | 3.9388 | 1.7641 | 2.7805 | 0.93415 | 7.4931 | 13.8561 | 40.1974 | 0 | 40.1974 | 10.1% | CZ 3A | 9.4307 | 3.9388 | 1.7641 | 2.7805 | 0.93415 | 7.4931 | 13.8561 | 40.1974 | 0 | 40.1974 | 10.1% | CZ 3A | 0 | 0 | 0 | 0 | 0 | 0 | 0 | 0 |  |  | 10.1% | CZ 3A | 0 | 0 | 0 | 0 | 0 | 0 | 0 | 0 |  |  | 10.1% | CZ 3A | 26.6889 | 11.1468 | 4.9923 | 7.8688 | 2.6436 | 21.2054 | 39.2127 | 113.7585 | 0 | 113.7585 | 10.1% | CZ 3A | 0.0019319 | 0.00080689 | 0.00036138 | 0.0005696 | 0.00019137 | 0.001535 | 0.0028385 | 0.0082347 | 0 | 0.0082347 | 10.1%
CZ 3AWH | 0.31423 | 0.21546 | 0.0838 | 0.131 | 0.044533 | 0.34086 | 0.65282 | 1.7827 | 0 | 1.7827 | 5.28% | CZ 3AWH | 6.7097 | 4.6007 | 1.7893 | 2.7971 | 0.95089 | 7.2782 | 13.9394 | 38.0653 | 0 | 38.0653 | 5.28% | CZ 3AWH | 6.7097 | 4.6007 | 1.7893 | 2.7971 | 0.95089 | 7.2782 | 13.9394 | 38.0653 | 0 | 38.0653 | 5.28% | CZ 3AWH | 0 | 0 | 0 | 0 | 0 | 0 | 0 | 0 |  |  | 5.28% | CZ 3AWH | 0 | 0 | 0 | 0 | 0 | 0 | 0 | 0 |  |  | 5.28% | CZ 3AWH | 18.9883 | 13.0199 | 5.0639 | 7.9159 | 2.691 | 20.5972 | 39.4486 | 107.7248 | 0 | 107.7248 | 5.28% | CZ 3AWH | 0.0013745 | 0.00094248 | 0.00036656 | 0.00057301 | 0.0001948 | 0.001491 | 0.0028556 | 0.0077979 | 0 | 0.0077979 | 5.28%
CZ 3B | 0.28263 | 0.20271 | 0.091091 | 0.13042 | 0.043949 | 0.33648 | 0.64992 | 1.7372 | 0 | 1.7372 | 6.91% | CZ 3B | 6.035 | 4.3284 | 1.945 | 2.7847 | 0.93843 | 7.1847 | 13.8774 | 37.0936 | 0 | 37.0936 | 6.91% | CZ 3B | 6.035 | 4.3284 | 1.945 | 2.7847 | 0.93843 | 7.1847 | 13.8774 | 37.0936 | 0 | 37.0936 | 6.91% | CZ 3B | 0 | 0 | 0 | 0 | 0 | 0 | 0 | 0 |  |  | 6.91% | CZ 3B | 0 | 0 | 0 | 0 | 0 | 0 | 0 | 0 |  |  | 6.91% | CZ 3B | 17.079 | 12.2493 | 5.5044 | 7.8808 | 2.6557 | 20.3327 | 39.273 | 104.975 | 0 | 104.975 | 6.91% | CZ 3B | 0.0012363 | 0.0008867 | 0.00039845 | 0.00057047 | 0.00019224 | 0.0014718 | 0.0028429 | 0.0075989 | 0 | 0.0075989 | 6.91%
CZ 3C | 0.1507 | 0.091005 | 0.06326 | 0.1302 | 0.043729 | 0.35784 | 0.64882 | 1.4856 | 0 | 1.4856 | 2.311% | CZ 3C | 3.2179 | 1.9432 | 1.3508 | 2.7801 | 0.93373 | 7.6408 | 13.854 | 31.7204 | 0 | 31.7204 | 2.311% | CZ 3C | 3.2179 | 1.9432 | 1.3508 | 2.7801 | 0.93373 | 7.6408 | 13.854 | 31.7204 | 0 | 31.7204 | 2.311% | CZ 3C | 0 | 0 | 0 | 0 | 0 | 0 | 0 | 0 |  |  | 2.311% | CZ 3C | 0 | 0 | 0 | 0 | 0 | 0 | 0 | 0 |  |  | 2.311% | CZ 3C | 9.1065 | 5.4992 | 3.8227 | 7.8676 | 2.6425 | 21.6234 | 39.2068 | 89.7688 | 0 | 89.7688 | 2.311% | CZ 3C | 0.0006592 | 0.00039808 | 0.00027671 | 0.00056952 | 0.00019128 | 0.0015653 | 0.0028381 | 0.0064981 | 0 | 0.0064981 | 2.311%
CZ 4A | 0.7358 | 0.11502 | 0.073889 | 0.12615 | 0.039657 | 0.36265 | 0.62855 | 2.0817 | 0 | 2.0817 | 12.51% | CZ 4A | 15.7113 | 2.456 | 1.5777 | 2.6936 | 0.84677 | 7.7434 | 13.4212 | 44.45 | 0 | 44.45 | 12.51% | CZ 4A | 15.7113 | 2.456 | 1.5777 | 2.6936 | 0.84677 | 7.7434 | 13.4212 | 44.45 | 0 | 44.45 | 12.51% | CZ 4A | 0 | 0 | 0 | 0 | 0 | 0 | 0 | 0 |  |  | 12.51% | CZ 4A | 0 | 0 | 0 | 0 | 0 | 0 | 0 | 0 |  |  | 12.51% | CZ 4A | 44.463 | 6.9505 | 4.465 | 7.623 | 2.3964 | 21.9139 | 37.9819 | 125.7936 | 0 | 125.7936 | 12.51% | CZ 4A | 0.0032186 | 0.00050313 | 0.00032321 | 0.00055181 | 0.00017347 | 0.0015863 | 0.0027494 | 0.0091059 | 0 | 0.0091059 | 12.51%
CZ 4B | 0.43493 | 0.12902 | 0.086129 | 0.13099 | 0.044529 | 0.39295 | 0.6528 | 1.8713 | 0 | 1.8713 | 0.2595% | CZ 4B | 9.2868 | 2.7548 | 1.8391 | 2.7971 | 0.95081 | 8.3905 | 13.939 | 39.9581 | 0 | 39.9581 | 0.2595% | CZ 4B | 9.2868 | 2.7548 | 1.8391 | 2.7971 | 0.95081 | 8.3905 | 13.939 | 39.9581 | 0 | 39.9581 | 0.2595% | CZ 4B | 0 | 0 | 0 | 0 | 0 | 0 | 0 | 0 |  |  | 0.2595% | CZ 4B | 0 | 0 | 0 | 0 | 0 | 0 | 0 | 0 |  |  | 0.2595% | CZ 4B | 26.2817 | 7.7961 | 5.2046 | 7.9157 | 2.6908 | 23.7451 | 39.4473 | 113.0814 | 0 | 113.0814 | 0.2595% | CZ 4B | 0.0019025 | 0.00056434 | 0.00037675 | 0.000573 | 0.00019478 | 0.0017189 | 0.0028555 | 0.0081857 | 0 | 0.0081857 | 0.2595%
CZ 4C | 0.48615 | 0.048961 | 0.064682 | 0.13065 | 0.044183 | 0.41918 | 0.65108 | 1.8449 | 0 | 1.8449 | 3.772% | CZ 4C | 10.3805 | 1.0454 | 1.3811 | 2.7897 | 0.94343 | 8.9506 | 13.9023 | 39.3931 | 0 | 39.3931 | 3.772% | CZ 4C | 10.3805 | 1.0454 | 1.3811 | 2.7897 | 0.94343 | 8.9506 | 13.9023 | 39.3931 | 0 | 39.3931 | 3.772% | CZ 4C | 0 | 0 | 0 | 0 | 0 | 0 | 0 | 0 |  |  | 3.772% | CZ 4C | 0 | 0 | 0 | 0 | 0 | 0 | 0 | 0 |  |  | 3.772% | CZ 4C | 29.3768 | 2.9586 | 3.9086 | 7.8949 | 2.6699 | 25.3302 | 39.3434 | 111.4824 | 0 | 111.4824 | 3.772% | CZ 4C | 0.0021265 | 0.00021417 | 0.00028293 | 0.00057149 | 0.00019327 | 0.0018336 | 0.002848 | 0.0080699 | 0 | 0.0080699 | 3.772%
CZ 5A | 0.93806 | 0.065798 | 0.069207 | 0.12408 | 0.037575 | 0.37927 | 0.61819 | 2.2322 | 0 | 2.2322 | 6.849% | CZ 5A | 20.0301 | 1.405 | 1.4778 | 2.6495 | 0.80233 | 8.0985 | 13.2 | 47.6631 | 0 | 47.6631 | 6.849% | CZ 5A | 20.0301 | 1.405 | 1.4778 | 2.6495 | 0.80233 | 8.0985 | 13.2 | 47.6631 | 0 | 47.6631 | 6.849% | CZ 5A | 0 | 0 | 0 | 0 | 0 | 0 | 0 | 0 |  |  | 6.849% | CZ 5A | 0 | 0 | 0 | 0 | 0 | 0 | 0 | 0 |  |  | 6.849% | CZ 5A | 56.6852 | 3.976 | 4.1821 | 7.498 | 2.2706 | 22.9187 | 37.356 | 134.8865 | 0 | 134.8865 | 6.849% | CZ 5A | 0.0041033 | 0.00028781 | 0.00030273 | 0.00054276 | 0.00016436 | 0.001659 | 0.0027041 | 0.0097641 | 0 | 0.0097641 | 6.849%
CZ 5B | 0.64036 | 0.094313 | 0.07932 | 0.12869 | 0.042211 | 0.41464 | 0.64126 | 2.0408 | 0 | 2.0408 | 2.689% | CZ 5B | 13.6734 | 2.0138 | 1.6937 | 2.7479 | 0.90131 | 8.8536 | 13.6926 | 43.5762 | 0 | 43.5762 | 2.689% | CZ 5B | 13.6734 | 2.0138 | 1.6937 | 2.7479 | 0.90131 | 8.8536 | 13.6926 | 43.5762 | 0 | 43.5762 | 2.689% | CZ 5B | 0 | 0 | 0 | 0 | 0 | 0 | 0 | 0 |  |  | 2.689% | CZ 5B | 0 | 0 | 0 | 0 | 0 | 0 | 0 | 0 |  |  | 2.689% | CZ 5B | 38.6956 | 5.6991 | 4.7931 | 7.7764 | 2.5507 | 25.0556 | 38.7502 | 123.3207 | 0 | 123.3207 | 2.689% | CZ 5B | 0.0028011 | 0.00041254 | 0.00034696 | 0.00056292 | 0.00018464 | 0.0018137 | 0.002805 | 0.0089269 | 0 | 0.0089269 | 2.689%
CZ 5C | 0.55373 | 0.029459 | 0.063124 | 0.13065 | 0.044186 | 0.44302 | 0.65109 | 1.9153 | 0 | 1.9153 | 0.05004% | CZ 5C | 11.8235 | 0.62902 | 1.3479 | 2.7898 | 0.94348 | 9.4597 | 13.9025 | 40.8959 | 0 | 40.8959 | 0.05004% | CZ 5C | 11.8235 | 0.62902 | 1.3479 | 2.7898 | 0.94348 | 9.4597 | 13.9025 | 40.8959 | 0 | 40.8959 | 0.05004% | CZ 5C | 0 | 0 | 0 | 0 | 0 | 0 | 0 | 0 |  |  | 0.05004% | CZ 5C | 0 | 0 | 0 | 0 | 0 | 0 | 0 | 0 |  |  | 0.05004% | CZ 5C | 33.4605 | 1.7801 | 3.8145 | 7.895 | 2.67 | 26.771 | 39.3441 | 115.7353 | 0 | 115.7353 | 0.05004% | CZ 5C | 0.0024221 | 0.00012886 | 0.00027612 | 0.0005715 | 0.00019328 | 0.0019379 | 0.002848 | 0.0083778 | 0 | 0.0083778 | 0.05004%
CZ 6A | 1.2769 | 0.073269 | 0.075987 | 0.1255 | 0.038997 | 0.42093 | 0.62527 | 2.6368 | 0 | 2.6368 | 5.72% | CZ 6A | 27.2647 | 1.5645 | 1.6225 | 2.6796 | 0.8327 | 8.988 | 13.3511 | 56.3032 | 0 | 56.3032 | 5.72% | CZ 6A | 27.2647 | 1.5645 | 1.6225 | 2.6796 | 0.8327 | 8.988 | 13.3511 | 56.3032 | 0 | 56.3032 | 5.72% | CZ 6A | 0 | 0 | 0 | 0 | 0 | 0 | 0 | 0 |  |  | 5.72% | CZ 6A | 0 | 0 | 0 | 0 | 0 | 0 | 0 | 0 |  |  | 5.72% | CZ 6A | 77.1592 | 4.4275 | 4.5917 | 7.5834 | 2.3565 | 25.4361 | 37.7836 | 159.3382 | 0 | 159.3382 | 5.72% | CZ 6A | 0.0055854 | 0.0003205 | 0.00033238 | 0.00054894 | 0.00017058 | 0.0018413 | 0.0027351 | 0.011534 | 0 | 0.011534 | 5.72%
CZ 6B | 1.0079 | 0.059993 | 0.074751 | 0.12752 | 0.041031 | 0.43562 | 0.63539 | 2.3822 | 0 | 2.3822 | 0.2742% | CZ 6B | 21.5223 | 1.281 | 1.5961 | 2.7228 | 0.87611 | 9.3015 | 13.5672 | 50.8671 | 0 | 50.8671 | 0.2742% | CZ 6B | 21.5223 | 1.281 | 1.5961 | 2.7228 | 0.87611 | 9.3015 | 13.5672 | 50.8671 | 0 | 50.8671 | 0.2742% | CZ 6B | 0 | 0 | 0 | 0 | 0 | 0 | 0 | 0 |  |  | 0.2742% | CZ 6B | 0 | 0 | 0 | 0 | 0 | 0 | 0 | 0 |  |  | 0.2742% | CZ 6B | 60.9081 | 3.6252 | 4.5171 | 7.7056 | 2.4794 | 26.3233 | 38.3952 | 143.9539 | 0 | 143.9539 | 0.2742% | CZ 6B | 0.004409 | 0.00026242 | 0.00032698 | 0.00055779 | 0.00017948 | 0.0019055 | 0.0027793 | 0.01042 | 0 | 0.01042 | 0.2742%
CZ 7 | 1.4861 | 0.05518 | 0.07669 | 0.12612 | 0.039624 | 0.46079 | 0.62839 | 2.8729 | 0 | 2.8729 | 0.4959% | CZ 7 | 31.7324 | 1.1782 | 1.6375 | 2.6929 | 0.84607 | 9.839 | 13.4177 | 61.3438 | 0 | 61.3438 | 0.4959% | CZ 7 | 31.7324 | 1.1782 | 1.6375 | 2.6929 | 0.84607 | 9.839 | 13.4177 | 61.3438 | 0 | 61.3438 | 0.4959% | CZ 7 | 0 | 0 | 0 | 0 | 0 | 0 | 0 | 0 |  |  | 0.4959% | CZ 7 | 0 | 0 | 0 | 0 | 0 | 0 | 0 | 0 |  |  | 0.4959% | CZ 7 | 89.8026 | 3.3344 | 4.6342 | 7.621 | 2.3944 | 27.8443 | 37.972 | 173.6031 | 0 | 173.6031 | 0.4959% | CZ 7 | 0.0065006 | 0.00024137 | 0.00033546 | 0.00055167 | 0.00017332 | 0.0020156 | 0.0027487 | 0.012567 | 0 | 0.012567 | 0.4959%
CZ 8 | 2.0444 | 0.0335 | 0.08549 | 0.13065 | 0.044186 | 0.56347 | 0.65109 | 3.5528 | 0 | 3.5528 | 0.00176% | CZ 8 | 43.6528 | 0.71531 | 1.8254 | 2.7898 | 0.94348 | 12.0315 | 13.9025 | 75.8608 | 0 | 75.8608 | 0.00176% | CZ 8 | 43.6528 | 0.71531 | 1.8254 | 2.7898 | 0.94348 | 12.0315 | 13.9025 | 75.8608 | 0 | 75.8608 | 0.00176% | CZ 8 | 0 | 0 | 0 | 0 | 0 | 0 | 0 | 0 |  |  | 0.00176% | CZ 8 | 0 | 0 | 0 | 0 | 0 | 0 | 0 | 0 |  |  | 0.00176% | CZ 8 | 123.5374 | 2.0243 | 5.166 | 7.895 | 2.67 | 34.0491 | 39.3441 | 214.686 | 0 | 214.686 | 0.00176% | CZ 8 | 0.0089426 | 0.00014654 | 0.00037395 | 0.0005715 | 0.00019328 | 0.0024647 | 0.002848 | 0.015541 | 0 | 0.015541 | 0.00176%
US Weighted | 0.42534 | 0.20793 | 0.084345 | 0.12925 | 0.042775 | 0.33896 | 0.64407 | 1.8727 | 0 | 1.8727 | 100% | US Weighted | 9.0821 | 4.4399 | 1.801 | 2.7598 | 0.91335 | 7.2376 | 13.7526 | 39.9864 | 0 | 39.9864 | 100% | US Weighted | 9.0821 | 4.4399 | 1.801 | 2.7598 | 0.91335 | 7.2376 | 13.7526 | 39.9864 | 0 | 39.9864 | 100% | US Weighted | 0 | 0 | 0 | 0 | 0 | 0 | 0 | 0 |  |  | 100% | US Weighted | 0 | 0 | 0 | 0 | 0 | 0 | 0 | 0 |  |  | 100% | US Weighted | 25.7024 | 12.5649 | 5.0968 | 7.8103 | 2.5848 | 20.4824 | 38.9198 | 113.1614 | 0 | 113.1614 | 100% | US Weighted | 0.0018605 | 0.00090954 | 0.00036894 | 0.00056537 | 0.00018711 | 0.0014827 | 0.0028173 | 0.0081915 | 0 | 0.0081915 | 100%
End-Use Cost Savings from IECC-Res 2006 to 2024 | [11 empty] | End-Use Site Energy Savings from IECC-Res 2006 to 2024 | [11 empty] | End-Use Electricity Savings from IECC-Res 2006 to 2024 | [11 empty] | End-Use Gas Savings from IECC-Res 2006 to 2024 | [11 empty] | End-Use Oil Savings from IECC-Res 2006 to 2024 | [11 empty] | End-Use Source Energy Savings from IECC-Res 2006 to 2024 | [11 empty] | End-Use Carbon Savings from IECC-Res 2006 to 2024
Energy Cost Index ($/sq ft/yr) | [10 empty] | Multifamily - Electric Resistance | Site Energy Use Intensity (kBtu/sq ft/yr) | [10 empty] | Multifamily - Electric Resistance | Electric Use Intensity (kBtu/sq ft/yr) | [10 empty] | Multifamily - Electric Resistance | Gas Use Intensity (kBtu/sq ft/yr) | [10 empty] | Multifamily - Electric Resistance | Oil Use Intensity (kBtu/sq ft/yr) | [10 empty] | Multifamily - Electric Resistance | Source Energy Use Index (kBtu/sq ft/yr) | [10 empty] | Multifamily - Electric Resistance | Carbon Emissions (ton/sq ft/yr) | [10 empty] | Multifamily - Electric Resistance
Costs: Electricity: $0.1598/kWh ¦ Natural Gas: $1.391/therm ¦ Oil: $4.1392/gal | [9 empty] | Prototype Floor Area (sq ft): | 21600 | [10 empty] | Prototype Floor Area (sq ft): | 21600 | [10 empty] | Prototype Floor Area (sq ft): | 21600 | [10 empty] | Prototype Floor Area (sq ft): | 21600 | [10 empty] | Prototype Floor Area (sq ft): | 21600 | Site-to-Source Factors: Electricity: 2.83 ¦ Natural Gas: 1.1 ¦ Oil: 1.01 | [9 empty] | Prototype Floor Area (sq ft): | 21600 | Conversion [ton/kBtu]: Electricity: 4,881 ¦ Natural Gas: 18,863 ¦ Oil: 13,521 | [9 empty] | Prototype Floor Area (sq ft): | 21600
2006-2024 | Heat | Cool | Fans_Aux | Lgt_Int | Lgt_Ext | DHW | Appls | Total | PV | Net_Total | Weight | 2006-2024 | Heat | Cool | Fans_Aux | Lgt_Int | Lgt_Ext | DHW | Appls | Total | PV | Net_Total | Weight | 2006-2024 | Heat | Cool | Fans_Aux | Lgt_Int | Lgt_Ext | DHW | Appls | Total | PV | Net_Total | Weight | 2006-2024 | Heat | Cool | Fans_Aux | Lgt_Int | Lgt_Ext | DHW | Appls | Total | PV | Net_Total | Weight | 2006-2024 | Heat | Cool | Fans_Aux | Lgt_Int | Lgt_Ext | DHW | Appls | Total | PV | Net_Total | Weight | 2006-2024 | Heat | Cool | Fans_Aux | Lgt_Int | Lgt_Ext | DHW | Appls | Total | PV | Net_Total | Weight | 2006-2024 | Heat | Cool | Fans_Aux | Lgt_Int | Lgt_Ext | DHW | Appls | Total | PV | Net_Total | Weight
CZ1AWH | 0.0013027 | 0.11483 | 0.036667 | 0.047227 | 0.014351 | 0.20744 | 0.023062 | 0.44489 | 0 | 0.44489 | 2.265% | CZ1AWH | 0.027817 | 2.452 | 0.78293 | 1.0084 | 0.30644 | 4.4295 | 0.49243 | 9.4995 | 0 | 9.4995 | 2.265% | CZ1AWH | 0.027817 | 2.452 | 0.78293 | 1.0084 | 0.30644 | 4.4295 | 0.49243 | 9.4995 | 0 | 9.4995 | 2.265% | CZ1AWH | 0 | 0 | 0 | 0 | 0 | 0 | 0 | 0 |  |  | 2.265% | CZ1AWH | 0 | 0 | 0 | 0 | 0 | 0 | 0 | 0 |  |  | 2.265% | CZ1AWH | 0.078721 | 6.9392 | 2.2157 | 2.8538 | 0.86723 | 12.5354 | 1.3936 | 26.8837 | 0 | 26.8837 | 2.265% | CZ1AWH | 5.6984e-06 | 0.00050231 | 0.00016039 | 0.00020658 | 6.2777e-05 | 0.00090741 | 0.00010088 | 0.001946 | 0 | 0.001946 | 2.265%
CZ1AWHT | -0.00035201 | 0.11917 | 0.037253 | 0.04706 | 0.014202 | 0.20089 | 0.022821 | 0.44104 | 0 | 0.44104 | 0.2576% | CZ1AWHT | -0.0075163 | 2.5446 | 0.79545 | 1.0049 | 0.30324 | 4.2894 | 0.48729 | 9.4173 | 0 | 9.4173 | 0.2576% | CZ1AWHT | -0.0075163 | 2.5446 | 0.79545 | 1.0049 | 0.30324 | 4.2894 | 0.48729 | 9.4173 | 0 | 9.4173 | 0.2576% | CZ1AWHT | 0 | 0 | 0 | 0 | 0 | 0 | 0 | 0 |  |  | 0.2576% | CZ1AWHT | 0 | 0 | 0 | 0 | 0 | 0 | 0 | 0 |  |  | 0.2576% | CZ1AWHT | -0.021271 | 7.2012 | 2.2511 | 2.8438 | 0.85817 | 12.1391 | 1.379 | 26.6511 | 0 | 26.6511 | 0.2576% | CZ1AWHT | -1.5398e-06 | 0.00052127 | 0.00016295 | 0.00020585 | 6.2121e-05 | 0.00087872 | 9.9825e-05 | 0.0019292 | 0 | 0.0019292 | 0.2576%
CZ2AWH | -0.0017215 | 0.094911 | 0.034056 | 0.047217 | 0.014342 | 0.23255 | 0.023048 | 0.44441 | 0 | 0.44441 | 39.07% | CZ2AWH | -0.036758 | 2.0266 | 0.72719 | 1.0082 | 0.30625 | 4.9656 | 0.49213 | 9.4892 | 0 | 9.4892 | 39.07% | CZ2AWH | -0.036758 | 2.0266 | 0.72719 | 1.0082 | 0.30625 | 4.9656 | 0.49213 | 9.4892 | 0 | 9.4892 | 39.07% | CZ2AWH | 0 | 0 | 0 | 0 | 0 | 0 | 0 | 0 |  |  | 39.07% | CZ2AWH | 0 | 0 | 0 | 0 | 0 | 0 | 0 | 0 |  |  | 39.07% | CZ2AWH | -0.10402 | 5.7353 | 2.0579 | 2.8532 | 0.86668 | 14.0526 | 1.3927 | 26.8545 | 0 | 26.8545 | 39.07% | CZ2AWH | -7.53e-06 | 0.00041516 | 0.00014897 | 0.00020654 | 6.2737e-05 | 0.0010172 | 0.00010082 | 0.0019439 | 0 | 0.0019439 | 39.07%
CZ2B | -0.0075834 | 0.094012 | 0.036436 | 0.047222 | 0.014347 | 0.2286 | 0.023055 | 0.43609 | 0 | 0.43609 | 1.187% | CZ2B | -0.16192 | 2.0074 | 0.778 | 1.0083 | 0.30635 | 4.8812 | 0.49228 | 9.3117 | 0 | 9.3117 | 1.187% | CZ2B | -0.16192 | 2.0074 | 0.778 | 1.0083 | 0.30635 | 4.8812 | 0.49228 | 9.3117 | 0 | 9.3117 | 1.187% | CZ2B | 0 | 0 | 0 | 0 | 0 | 0 | 0 | 0 |  |  | 1.187% | CZ2B | 0 | 0 | 0 | 0 | 0 | 0 | 0 | 0 |  |  | 1.187% | CZ2B | -0.45825 | 5.681 | 2.2017 | 2.8535 | 0.86696 | 13.8139 | 1.3932 | 26.352 | 0 | 26.352 | 1.187% | CZ2B | -3.3171e-05 | 0.00041123 | 0.00015938 | 0.00020656 | 6.2757e-05 | 0.00099995 | 0.00010085 | 0.0019076 | 0 | 0.0019076 | 1.187%
CZ3A | 0.12543 | 0.0648 | 0.033435 | 0.046904 | 0.014061 | 0.27522 | 0.022596 | 0.58245 | 0 | 0.58245 | 10.1% | CZ3A | 2.6783 | 1.3837 | 0.71393 | 1.0015 | 0.30024 | 5.8767 | 0.48247 | 12.4369 | 0 | 12.4369 | 10.1% | CZ3A | 2.6783 | 1.3837 | 0.71393 | 1.0015 | 0.30024 | 5.8767 | 0.48247 | 12.4369 | 0 | 12.4369 | 10.1% | CZ3A | 0 | 0 | 0 | 0 | 0 | 0 | 0 | 0 |  |  | 10.1% | CZ3A | 0 | 0 | 0 | 0 | 0 | 0 | 0 | 0 |  |  | 10.1% | CZ3A | 7.5797 | 3.9157 | 2.0204 | 2.8343 | 0.84969 | 16.6312 | 1.3654 | 35.1964 | 0 | 35.1964 | 10.1% | CZ3A | 0.00054867 | 0.00028345 | 0.00014625 | 0.00020517 | 6.1507e-05 | 0.0012039 | 9.8838e-05 | 0.0025478 | 0 | 0.0025478 | 10.1%
CZ3AWH | 0.082543 | 0.075563 | 0.034231 | 0.047185 | 0.014313 | 0.2686 | 0.023001 | 0.54543 | 0 | 0.54543 | 5.28% | CZ3AWH | 1.7625 | 1.6135 | 0.73092 | 1.0075 | 0.30563 | 5.7352 | 0.49112 | 11.6464 | 0 | 11.6464 | 5.28% | CZ3AWH | 1.7625 | 1.6135 | 0.73092 | 1.0075 | 0.30563 | 5.7352 | 0.49112 | 11.6464 | 0 | 11.6464 | 5.28% | CZ3AWH | 0 | 0 | 0 | 0 | 0 | 0 | 0 | 0 |  |  | 5.28% | CZ3AWH | 0 | 0 | 0 | 0 | 0 | 0 | 0 | 0 |  |  | 5.28% | CZ3AWH | 4.9879 | 4.5661 | 2.0685 | 2.8513 | 0.86492 | 16.2306 | 1.3899 | 32.9592 | 0 | 32.9592 | 5.28% | CZ3AWH | 0.00036106 | 0.00033053 | 0.00014973 | 0.0002064 | 6.2609e-05 | 0.0011749 | 0.00010061 | 0.0023858 | 0 | 0.0023858 | 5.28%
CZ3B | 0.072249 | 0.074747 | 0.037879 | 0.046976 | 0.014126 | 0.2597 | 0.022699 | 0.52837 | 0 | 0.52837 | 6.91% | CZ3B | 1.5427 | 1.596 | 0.80881 | 1.0031 | 0.30162 | 5.5452 | 0.48468 | 11.2821 | 0 | 11.2821 | 6.91% | CZ3B | 1.5427 | 1.596 | 0.80881 | 1.0031 | 0.30162 | 5.5452 | 0.48468 | 11.2821 | 0 | 11.2821 | 6.91% | CZ3B | 0 | 0 | 0 | 0 | 0 | 0 | 0 | 0 |  |  | 6.91% | CZ3B | 0 | 0 | 0 | 0 | 0 | 0 | 0 | 0 |  |  | 6.91% | CZ3B | 4.3659 | 4.5168 | 2.2889 | 2.8386 | 0.85358 | 15.6929 | 1.3717 | 31.9284 | 0 | 31.9284 | 6.91% | CZ3B | 0.00031603 | 0.00032696 | 0.00016569 | 0.00020548 | 6.1788e-05 | 0.001136 | 9.9291e-05 | 0.0023112 | 0 | 0.0023112 | 6.91%
CZ3C | 0.03228 | 0.040935 | 0.028885 | 0.046897 | 0.014055 | 0.28238 | 0.022586 | 0.46801 | 0 | 0.46801 | 2.311% | CZ3C | 0.68927 | 0.87406 | 0.61678 | 1.0014 | 0.30011 | 6.0294 | 0.48226 | 9.9933 | 0 | 9.9933 | 2.311% | CZ3C | 0.68927 | 0.87406 | 0.61678 | 1.0014 | 0.30011 | 6.0294 | 0.48226 | 9.9933 | 0 | 9.9933 | 2.311% | CZ3C | 0 | 0 | 0 | 0 | 0 | 0 | 0 | 0 |  |  | 2.311% | CZ3C | 0 | 0 | 0 | 0 | 0 | 0 | 0 | 0 |  |  | 2.311% | CZ3C | 1.9506 | 2.4736 | 1.7455 | 2.8339 | 0.84931 | 17.0633 | 1.3648 | 28.281 | 0 | 28.281 | 2.311% | CZ3C | 0.0001412 | 0.00017906 | 0.00012635 | 0.00020514 | 6.1479e-05 | 0.0012352 | 9.8794e-05 | 0.0020472 | 0 | 0.0020472 | 2.311%
CZ4A | 0.2422 | 0.025674 | 0.026822 | 0.045439 | 0.012746 | 0.31233 | 0.020482 | 0.68569 | 0 | 0.68569 | 12.51% | CZ4A | 5.1715 | 0.5482 | 0.57273 | 0.97024 | 0.27216 | 6.669 | 0.43735 | 14.6412 | 0 | 14.6412 | 12.51% | CZ4A | 5.1715 | 0.5482 | 0.57273 | 0.97024 | 0.27216 | 6.669 | 0.43735 | 14.6412 | 0 | 14.6412 | 12.51% | CZ4A | 0 | 0 | 0 | 0 | 0 | 0 | 0 | 0 |  |  | 12.51% | CZ4A | 0 | 0 | 0 | 0 | 0 | 0 | 0 | 0 |  |  | 12.51% | CZ4A | 14.6354 | 1.5514 | 1.6208 | 2.7458 | 0.77021 | 18.8733 | 1.2377 | 41.4345 | 0 | 41.4345 | 12.51% | CZ4A | 0.0010594 | 0.0001123 | 0.00011733 | 0.00019876 | 5.5754e-05 | 0.0013662 | 8.9593e-05 | 0.0029993 | 0 | 0.0029993 | 12.51%
CZ4B | 0.1444 | 0.031076 | 0.03038 | 0.047183 | 0.014312 | 0.33503 | 0.022999 | 0.62538 | 0 | 0.62538 | 0.2595% | CZ4B | 3.0833 | 0.66355 | 0.64869 | 1.0075 | 0.3056 | 7.1537 | 0.49108 | 13.3535 | 0 | 13.3535 | 0.2595% | CZ4B | 3.0833 | 0.66355 | 0.64869 | 1.0075 | 0.3056 | 7.1537 | 0.49108 | 13.3535 | 0 | 13.3535 | 0.2595% | CZ4B | 0 | 0 | 0 | 0 | 0 | 0 | 0 | 0 |  |  | 0.2595% | CZ4B | 0 | 0 | 0 | 0 | 0 | 0 | 0 | 0 |  |  | 0.2595% | CZ4B | 8.7258 | 1.8778 | 1.8358 | 2.8512 | 0.86484 | 20.2451 | 1.3898 | 37.7903 | 0 | 37.7903 | 0.2595% | CZ4B | 0.00063164 | 0.00013593 | 0.00013289 | 0.00020639 | 6.2604e-05 | 0.0014655 | 0.0001006 | 0.0027355 | 0 | 0.0027355 | 0.2595%
CZ4C | 0.29443 | -0.0053971 | -0.044527 | 0.04706 | 0.014201 | 0.36187 | 0.02282 | 0.69045 | 0 | 0.69045 | 3.772% | CZ4C | 6.2868 | -0.11524 | -0.95076 | 1.0048 | 0.30323 | 7.7268 | 0.48727 | 14.7429 | 0 | 14.7429 | 3.772% | CZ4C | 6.2868 | -0.11524 | -0.95076 | 1.0048 | 0.30323 | 7.7268 | 0.48727 | 14.7429 | 0 | 14.7429 | 3.772% | CZ4C | 0 | 0 | 0 | 0 | 0 | 0 | 0 | 0 |  |  | 3.772% | CZ4C | 0 | 0 | 0 | 0 | 0 | 0 | 0 | 0 |  |  | 3.772% | CZ4C | 17.7917 | -0.32613 | -2.6907 | 2.8437 | 0.85813 | 21.8668 | 1.379 | 41.7225 | 0 | 41.7225 | 3.772% | CZ4C | 0.0012879 | -2.3608e-05 | -0.00019477 | 0.00020585 | 6.2118e-05 | 0.0015829 | 9.982e-05 | 0.0030202 | 0 | 0.0030202 | 3.772%
CZ5A | 0.56505 | 0.00097176 | -0.04255 | 0.044694 | 0.012077 | 0.32633 | 0 | 0.90657 | 0 | 0.90657 | 6.849% | CZ5A | 12.0653 | 0.02075 | -0.90856 | 0.95433 | 0.25788 | 6.968 | 0 | 19.3577 | 0 | 19.3577 | 6.849% | CZ5A | 12.0653 | 0.02075 | -0.90856 | 0.95433 | 0.25788 | 6.968 | 0 | 19.3577 | 0 | 19.3577 | 6.849% | CZ5A | 0 | 0 | 0 | 0 | 0 | 0 | 0 | 0 |  |  | 6.849% | CZ5A | 0 | 0 | 0 | 0 | 0 | 0 | 0 | 0 |  |  | 6.849% | CZ5A | 34.1447 | 0.058721 | -2.5712 | 2.7007 | 0.72979 | 19.7195 | 0 | 54.7823 | 0 | 54.7823 | 6.849% | CZ5A | 0.0024717 | 4.2507e-06 | -0.00018612 | 0.0001955 | 5.2828e-05 | 0.0014274 | 0 | 0.0039656 | 0 | 0.0039656 | 6.849%
CZ5B | 0.39055 | 0.0074417 | -0.040832 | 0.046353 | 0.013567 | 0.35412 | 0 | 0.77119 | 0 | 0.77119 | 2.689% | CZ5B | 8.3392 | 0.1589 | -0.87187 | 0.98976 | 0.28969 | 7.5613 | 0 | 16.4669 | 0 | 16.4669 | 2.689% | CZ5B | 8.3392 | 0.1589 | -0.87187 | 0.98976 | 0.28969 | 7.5613 | 0 | 16.4669 | 0 | 16.4669 | 2.689% | CZ5B | 0 | 0 | 0 | 0 | 0 | 0 | 0 | 0 |  |  | 2.689% | CZ5B | 0 | 0 | 0 | 0 | 0 | 0 | 0 | 0 |  |  | 2.689% | CZ5B | 23.5999 | 0.44968 | -2.4674 | 2.801 | 0.81982 | 21.3984 | 0 | 46.6014 | 0 | 46.6014 | 2.689% | CZ5B | 0.0017083 | 3.2552e-05 | -0.00017861 | 0.00020276 | 5.9345e-05 | 0.001549 | 0 | 0.0033734 | 0 | 0.0033734 | 2.689%
CZ5C | 0.35627 | -0.011797 | -0.044843 | 0.04706 | 0.014202 | 0.38278 | 0 | 0.74368 | 0 | 0.74368 | 0.05004% | CZ5C | 7.6073 | -0.2519 | -0.95751 | 1.0049 | 0.30324 | 8.1734 | 0 | 15.8794 | 0 | 15.8794 | 0.05004% | CZ5C | 7.6073 | -0.2519 | -0.95751 | 1.0049 | 0.30324 | 8.1734 | 0 | 15.8794 | 0 | 15.8794 | 0.05004% | CZ5C | 0 | 0 | 0 | 0 | 0 | 0 | 0 | 0 |  |  | 0.05004% | CZ5C | 0 | 0 | 0 | 0 | 0 | 0 | 0 | 0 |  |  | 0.05004% | CZ5C | 21.5286 | -0.71286 | -2.7098 | 2.8438 | 0.85817 | 23.1308 | 0 | 44.9387 | 0 | 44.9387 | 0.05004% | CZ5C | 0.0015584 | -5.1602e-05 | -0.00019615 | 0.00020585 | 6.2121e-05 | 0.0016744 | 0 | 0.003253 | 0 | 0.003253 | 0.05004%
CZ6A | 0.67066 | 0.011039 | -0.039741 | 0.045203 | 0.012534 | 0.32783 | 0 | 1.0275 | 0 | 1.0275 | 5.72% | CZ6A | 14.3203 | 0.23572 | -0.84858 | 0.9652 | 0.26763 | 7.0001 | 0 | 21.9404 | 0 | 21.9404 | 5.72% | CZ6A | 14.3203 | 0.23572 | -0.84858 | 0.9652 | 0.26763 | 7.0001 | 0 | 21.9404 | 0 | 21.9404 | 5.72% | CZ6A | 0 | 0 | 0 | 0 | 0 | 0 | 0 | 0 |  |  | 5.72% | CZ6A | 0 | 0 | 0 | 0 | 0 | 0 | 0 | 0 |  |  | 5.72% | CZ6A | 40.5266 | 0.66708 | -2.4015 | 2.7315 | 0.75741 | 19.8102 | 0 | 62.0913 | 0 | 62.0913 | 5.72% | CZ6A | 0.0029336 | 4.8288e-05 | -0.00017384 | 0.00019773 | 5.4827e-05 | 0.001434 | 0 | 0.0044946 | 0 | 0.0044946 | 5.72%
CZ6B | 0.51528 | 0.0089927 | -0.041675 | 0.045931 | 0.013188 | 0.33579 | 0 | 0.8775 | 0 | 0.8775 | 0.2742% | CZ6B | 11.0025 | 0.19202 | -0.88987 | 0.98074 | 0.28159 | 7.1699 | 0 | 18.7369 | 0 | 18.7369 | 0.2742% | CZ6B | 11.0025 | 0.19202 | -0.88987 | 0.98074 | 0.28159 | 7.1699 | 0 | 18.7369 | 0 | 18.7369 | 0.2742% | CZ6B | 0 | 0 | 0 | 0 | 0 | 0 | 0 | 0 |  |  | 0.2742% | CZ6B | 0 | 0 | 0 | 0 | 0 | 0 | 0 | 0 |  |  | 0.2742% | CZ6B | 31.1372 | 0.54341 | -2.5183 | 2.7755 | 0.7969 | 20.2909 | 0 | 53.0255 | 0 | 53.0255 | 0.2742% | CZ6B | 0.0022539 | 3.9336e-05 | -0.0001823 | 0.00020091 | 5.7686e-05 | 0.0014688 | 0 | 0.0038384 | 0 | 0.0038384 | 0.2742%
CZ7 | 0.74927 | 0.0089932 | -0.038362 | 0.045427 | 0.012735 | 0.35758 | 0 | 1.1356 | 0 | 1.1356 | 0.4959% | CZ7 | 15.9988 | 0.19203 | -0.81912 | 0.96999 | 0.27193 | 7.6353 | 0 | 24.2489 | 0 | 24.2489 | 0.4959% | CZ7 | 15.9988 | 0.19203 | -0.81912 | 0.96999 | 0.27193 | 7.6353 | 0 | 24.2489 | 0 | 24.2489 | 0.4959% | CZ7 | 0 | 0 | 0 | 0 | 0 | 0 | 0 | 0 |  |  | 0.4959% | CZ7 | 0 | 0 | 0 | 0 | 0 | 0 | 0 | 0 |  |  | 0.4959% | CZ7 | 45.2766 | 0.54344 | -2.3181 | 2.7451 | 0.76957 | 21.6079 | 0 | 68.6245 | 0 | 68.6245 | 0.4959% | CZ7 | 0.0032775 | 3.9338e-05 | -0.0001678 | 0.00019871 | 5.5707e-05 | 0.0015641 | 0 | 0.0049676 | 0 | 0.0049676 | 0.4959%
CZ8 | 0.95969 | 0.0040023 | -0.034615 | 0.04706 | 0.014202 | 0.43555 | 0 | 1.4259 | 0 | 1.4259 | 0.00176% | CZ8 | 20.4919 | 0.08546 | -0.73911 | 1.0049 | 0.30324 | 9.3002 | 0 | 30.4465 | 0 | 30.4465 | 0.00176% | CZ8 | 20.4919 | 0.08546 | -0.73911 | 1.0049 | 0.30324 | 9.3002 | 0 | 30.4465 | 0 | 30.4465 | 0.00176% | CZ8 | 0 | 0 | 0 | 0 | 0 | 0 | 0 | 0 |  |  | 0.00176% | CZ8 | 0 | 0 | 0 | 0 | 0 | 0 | 0 | 0 |  |  | 0.00176% | CZ8 | 57.992 | 0.24185 | -2.0917 | 2.8438 | 0.85817 | 26.3194 | 0 | 86.1635 | 0 | 86.1635 | 0.00176% | CZ8 | 0.0041979 | 1.7507e-05 | -0.00015141 | 0.00020585 | 6.2121e-05 | 0.0019052 | 0 | 0.0062372 | 0 | 0.0062372 | 0.00176%
US Weighted | 0.1677 | 0.05997 | 0.017093 | 0.046555 | 0.013748 | 0.27426 | 0.01854 | 0.59787 | 0 | 0.59787 | 100% | US Weighted | 3.5808 | 1.2805 | 0.36498 | 0.99408 | 0.29356 | 5.8562 | 0.39588 | 12.766 | 0 | 12.766 | 100% | US Weighted | 3.5808 | 1.2805 | 0.36498 | 0.99408 | 0.29356 | 5.8562 | 0.39588 | 12.766 | 0 | 12.766 | 100% | US Weighted | 0 | 0 | 0 | 0 | 0 | 0 | 0 | 0 |  |  | 100% | US Weighted | 0 | 0 | 0 | 0 | 0 | 0 | 0 | 0 |  |  | 100% | US Weighted | 10.1336 | 3.6239 | 1.0329 | 2.8132 | 0.83077 | 16.573 | 1.1203 | 36.1277 | 0 | 36.1277 | 100% | US Weighted | 0.00073355 | 0.00026232 | 7.4768e-05 | 0.00020364 | 6.0138e-05 | 0.0011997 | 8.1098e-05 | 0.0026152 | 0 | 0.0026152 | 100%
Percentage Cost Savings from IECC-Res 2006 to 2024 | [11 empty] | Percentage Site Energy Savings from IECC-Res 2006 to 2024 | [11 empty] | Percentage Electricity Savings from IECC-Res 2006 to 2024 | [11 empty] | Percentage Gas Savings from IECC-Res 2006 to 2024 | [11 empty] | Percentage Oil Savings from IECC-Res 2006 to 2024 | [11 empty] | Percentage Source Energy Savings from IECC-Res 2006 to 2024 | [11 empty] | Percentage Carbon Savings from IECC-Res 2006 to 2024
Energy Cost Index ($/sq ft/yr) | [10 empty] | Multifamily - Electric Resistance | Site Energy Use Intensity (kBtu/sq ft/yr) | [10 empty] | Multifamily - Electric Resistance | Electric Use Intensity (kBtu/sq ft/yr) | [10 empty] | Multifamily - Electric Resistance | Gas Use Intensity (kBtu/sq ft/yr) | [10 empty] | Multifamily - Electric Resistance | Oil Use Intensity (kBtu/sq ft/yr) | [10 empty] | Multifamily - Electric Resistance | Source Energy Use Index (kBtu/sq ft/yr) | [10 empty] | Multifamily - Electric Resistance | Carbon Emissions (ton/sq ft/yr) | [10 empty] | Multifamily - Electric Resistance
Costs: Electricity: $0.1598/kWh ¦ Natural Gas: $1.391/therm ¦ Oil: $4.1392/gal | [9 empty] | Prototype Floor Area (sq ft): | 21600 | [10 empty] | Prototype Floor Area (sq ft): | 21600 | [10 empty] | Prototype Floor Area (sq ft): | 21600 | [10 empty] | Prototype Floor Area (sq ft): | 21600 | [10 empty] | Prototype Floor Area (sq ft): | 21600 | Site-to-Source Factors: Electricity: 2.83 ¦ Natural Gas: 1.1 ¦ Oil: 1.01 | [9 empty] | Prototype Floor Area (sq ft): | 21600 | Conversion [ton/kBtu]: Electricity: 4,881 ¦ Natural Gas: 18,863 ¦ Oil: 13,521 | [9 empty] | Prototype Floor Area (sq ft): | 21600
2006-2024 | Heat | Cool | Fans_Aux | Lgt_Int | Lgt_Ext | DHW | Appls | Total | PV | Net_Total | Weight | 2006-2024 | Heat | Cool | Fans_Aux | Lgt_Int | Lgt_Ext | DHW | Appls | Total | PV | Net_Total | Weight | 2006-2024 | Heat | Cool | Fans_Aux | Lgt_Int | Lgt_Ext | DHW | Appls | Total | PV | Net_Total | Weight | 2006-2024 | Heat | Cool | Fans_Aux | Lgt_Int | Lgt_Ext | DHW | Appls | Total | PV | Net_Total | Weight | 2006-2024 | Heat | Cool | Fans_Aux | Lgt_Int | Lgt_Ext | DHW | Appls | Total | PV | Net_Total | Weight | 2006-2024 | Heat | Cool | Fans_Aux | Lgt_Int | Lgt_Ext | DHW | Appls | Total | PV | Net_Total | Weight | 2006-2024 | Heat | Cool | Fans_Aux | Lgt_Int | Lgt_Ext | DHW | Appls | Total | PV | Net_Total | Weight
CZ1AWH | 5.552% | 29.19% | 36.7% | 36.02% | 32.14% | 79.11% | 3.529% | 27.66% |  | 27.66% | 2.265% | CZ1AWH | 5.552% | 29.19% | 36.7% | 36.02% | 32.14% | 79.11% | 3.529% | 27.66% |  | 27.66% | 2.265% | CZ1AWH | 5.552% | 29.19% | 36.7% | 36.02% | 32.14% | 79.11% | 3.529% | 27.66% |  | 27.66% | 2.265% | CZ1AWH | [10 empty] | 2.265% | CZ1AWH | [10 empty] | 2.265% | CZ1AWH | 5.552% | 29.19% | 36.7% | 36.02% | 32.14% | 79.11% | 3.529% | 27.66% |  | 27.66% | 2.265% | CZ1AWH | 5.552% | 29.19% | 36.7% | 36.02% | 32.14% | 79.11% | 3.529% | 27.66% |  | 27.66% | 2.265%
CZ1AWHT | -105.5% | 29.48% | 37.12% | 36.02% | 32.14% | 79% | 3.505% | 27.82% |  | 27.82% | 0.2576% | CZ1AWHT | -105.5% | 29.48% | 37.12% | 36.02% | 32.14% | 79% | 3.505% | 27.82% |  | 27.82% | 0.2576% | CZ1AWHT | -105.5% | 29.48% | 37.12% | 36.02% | 32.14% | 79% | 3.505% | 27.82% |  | 27.82% | 0.2576% | CZ1AWHT | [10 empty] | 0.2576% | CZ1AWHT | [10 empty] | 0.2576% | CZ1AWHT | -105.5% | 29.48% | 37.12% | 36.02% | 32.14% | 79% | 3.505% | 27.82% |  | 27.82% | 0.2576% | CZ1AWHT | -105.5% | 29.48% | 37.12% | 36.02% | 32.14% | 79% | 3.505% | 27.82% |  | 27.82% | 0.2576%
CZ2AWH | -1.56% | 29.68% | 36.13% | 36.02% | 32.14% | 79.06% | 3.528% | 26.97% |  | 26.97% | 39.07% | CZ2AWH | -1.56% | 29.68% | 36.13% | 36.02% | 32.14% | 79.06% | 3.528% | 26.97% |  | 26.97% | 39.07% | CZ2AWH | -1.56% | 29.68% | 36.13% | 36.02% | 32.14% | 79.06% | 3.528% | 26.97% |  | 26.97% | 39.07% | CZ2AWH | [10 empty] | 39.07% | CZ2AWH | [10 empty] | 39.07% | CZ2AWH | -1.56% | 29.68% | 36.13% | 36.02% | 32.14% | 79.06% | 3.528% | 26.97% |  | 26.97% | 39.07% | CZ2AWH | -1.56% | 29.68% | 36.13% | 36.02% | 32.14% | 79.06% | 3.528% | 26.97% |  | 26.97% | 39.07%
CZ2B | -5.415% | 31.58% | 36.58% | 36.02% | 32.14% | 77.05% | 3.529% | 26.22% |  | 26.22% | 1.187% | CZ2B | -5.415% | 31.58% | 36.58% | 36.02% | 32.14% | 77.05% | 3.529% | 26.22% |  | 26.22% | 1.187% | CZ2B | -5.415% | 31.58% | 36.58% | 36.02% | 32.14% | 77.05% | 3.529% | 26.22% |  | 26.22% | 1.187% | CZ2B | [10 empty] | 1.187% | CZ2B | [10 empty] | 1.187% | CZ2B | -5.415% | 31.58% | 36.58% | 36.02% | 32.14% | 77.05% | 3.529% | 26.22% |  | 26.22% | 1.187% | CZ2B | -5.415% | 31.58% | 36.58% | 36.02% | 32.14% | 77.05% | 3.529% | 26.22% |  | 26.22% | 1.187%
CZ3A | 28.4% | 35.13% | 40.47% | 36.02% | 32.14% | 78.43% | 3.482% | 30.94% |  | 30.94% | 10.1% | CZ3A | 28.4% | 35.13% | 40.47% | 36.02% | 32.14% | 78.43% | 3.482% | 30.94% |  | 30.94% | 10.1% | CZ3A | 28.4% | 35.13% | 40.47% | 36.02% | 32.14% | 78.43% | 3.482% | 30.94% |  | 30.94% | 10.1% | CZ3A | [10 empty] | 10.1% | CZ3A | [10 empty] | 10.1% | CZ3A | 28.4% | 35.13% | 40.47% | 36.02% | 32.14% | 78.43% | 3.482% | 30.94% |  | 30.94% | 10.1% | CZ3A | 28.4% | 35.13% | 40.47% | 36.02% | 32.14% | 78.43% | 3.482% | 30.94% |  | 30.94% | 10.1%
CZ3AWH | 26.27% | 35.07% | 40.85% | 36.02% | 32.14% | 78.8% | 3.523% | 30.6% |  | 30.6% | 5.28% | CZ3AWH | 26.27% | 35.07% | 40.85% | 36.02% | 32.14% | 78.8% | 3.523% | 30.6% |  | 30.6% | 5.28% | CZ3AWH | 26.27% | 35.07% | 40.85% | 36.02% | 32.14% | 78.8% | 3.523% | 30.6% |  | 30.6% | 5.28% | CZ3AWH | [10 empty] | 5.28% | CZ3AWH | [10 empty] | 5.28% | CZ3AWH | 26.27% | 35.07% | 40.85% | 36.02% | 32.14% | 78.8% | 3.523% | 30.6% |  | 30.6% | 5.28% | CZ3AWH | 26.27% | 35.07% | 40.85% | 36.02% | 32.14% | 78.8% | 3.523% | 30.6% |  | 30.6% | 5.28%
CZ3B | 25.56% | 36.87% | 41.58% | 36.02% | 32.14% | 77.18% | 3.493% | 30.42% |  | 30.42% | 6.91% | CZ3B | 25.56% | 36.87% | 41.58% | 36.02% | 32.14% | 77.18% | 3.493% | 30.42% |  | 30.42% | 6.91% | CZ3B | 25.56% | 36.87% | 41.58% | 36.02% | 32.14% | 77.18% | 3.493% | 30.42% |  | 30.42% | 6.91% | CZ3B | [10 empty] | 6.91% | CZ3B | [10 empty] | 6.91% | CZ3B | 25.56% | 36.87% | 41.58% | 36.02% | 32.14% | 77.18% | 3.493% | 30.42% |  | 30.42% | 6.91% | CZ3B | 25.56% | 36.87% | 41.58% | 36.02% | 32.14% | 77.18% | 3.493% | 30.42% |  | 30.42% | 6.91%
CZ3C | 21.42% | 44.98% | 45.66% | 36.02% | 32.14% | 78.91% | 3.481% | 31.5% |  | 31.5% | 2.311% | CZ3C | 21.42% | 44.98% | 45.66% | 36.02% | 32.14% | 78.91% | 3.481% | 31.5% |  | 31.5% | 2.311% | CZ3C | 21.42% | 44.98% | 45.66% | 36.02% | 32.14% | 78.91% | 3.481% | 31.5% |  | 31.5% | 2.311% | CZ3C | [10 empty] | 2.311% | CZ3C | [10 empty] | 2.311% | CZ3C | 21.42% | 44.98% | 45.66% | 36.02% | 32.14% | 78.91% | 3.481% | 31.5% |  | 31.5% | 2.311% | CZ3C | 21.42% | 44.98% | 45.66% | 36.02% | 32.14% | 78.91% | 3.481% | 31.5% |  | 31.5% | 2.311%
CZ4A | 32.92% | 22.32% | 36.3% | 36.02% | 32.14% | 86.12% | 3.259% | 32.94% |  | 32.94% | 12.51% | CZ4A | 32.92% | 22.32% | 36.3% | 36.02% | 32.14% | 86.12% | 3.259% | 32.94% |  | 32.94% | 12.51% | CZ4A | 32.92% | 22.32% | 36.3% | 36.02% | 32.14% | 86.12% | 3.259% | 32.94% |  | 32.94% | 12.51% | CZ4A | [10 empty] | 12.51% | CZ4A | [10 empty] | 12.51% | CZ4A | 32.92% | 22.32% | 36.3% | 36.02% | 32.14% | 86.12% | 3.259% | 32.94% |  | 32.94% | 12.51% | CZ4A | 32.92% | 22.32% | 36.3% | 36.02% | 32.14% | 86.12% | 3.259% | 32.94% |  | 32.94% | 12.51%
CZ4B | 33.2% | 24.09% | 35.27% | 36.02% | 32.14% | 85.26% | 3.523% | 33.42% |  | 33.42% | 0.2595% | CZ4B | 33.2% | 24.09% | 35.27% | 36.02% | 32.14% | 85.26% | 3.523% | 33.42% |  | 33.42% | 0.2595% | CZ4B | 33.2% | 24.09% | 35.27% | 36.02% | 32.14% | 85.26% | 3.523% | 33.42% |  | 33.42% | 0.2595% | CZ4B | [10 empty] | 0.2595% | CZ4B | [10 empty] | 0.2595% | CZ4B | 33.2% | 24.09% | 35.27% | 36.02% | 32.14% | 85.26% | 3.523% | 33.42% |  | 33.42% | 0.2595% | CZ4B | 33.2% | 24.09% | 35.27% | 36.02% | 32.14% | 85.26% | 3.523% | 33.42% |  | 33.42% | 0.2595%
CZ4C | 60.56% | -11.02% | -68.84% | 36.02% | 32.14% | 86.33% | 3.505% | 37.43% |  | 37.43% | 3.772% | CZ4C | 60.56% | -11.02% | -68.84% | 36.02% | 32.14% | 86.33% | 3.505% | 37.43% |  | 37.43% | 3.772% | CZ4C | 60.56% | -11.02% | -68.84% | 36.02% | 32.14% | 86.33% | 3.505% | 37.43% |  | 37.43% | 3.772% | CZ4C | [10 empty] | 3.772% | CZ4C | [10 empty] | 3.772% | CZ4C | 60.56% | -11.02% | -68.84% | 36.02% | 32.14% | 86.33% | 3.505% | 37.43% |  | 37.43% | 3.772% | CZ4C | 60.56% | -11.02% | -68.84% | 36.02% | 32.14% | 86.33% | 3.505% | 37.43% |  | 37.43% | 3.772%
CZ5A | 60.24% | 1.477% | -61.48% | 36.02% | 32.14% | 86.04% | 0% | 40.61% |  | 40.61% | 6.849% | CZ5A | 60.24% | 1.477% | -61.48% | 36.02% | 32.14% | 86.04% | 0% | 40.61% |  | 40.61% | 6.849% | CZ5A | 60.24% | 1.477% | -61.48% | 36.02% | 32.14% | 86.04% | 0% | 40.61% |  | 40.61% | 6.849% | CZ5A | [10 empty] | 6.849% | CZ5A | [10 empty] | 6.849% | CZ5A | 60.24% | 1.477% | -61.48% | 36.02% | 32.14% | 86.04% | 0% | 40.61% |  | 40.61% | 6.849% | CZ5A | 60.24% | 1.477% | -61.48% | 36.02% | 32.14% | 86.04% | 0% | 40.61% |  | 40.61% | 6.849%
CZ5B | 60.99% | 7.89% | -51.48% | 36.02% | 32.14% | 85.4% | 0% | 37.79% |  | 37.79% | 2.689% | CZ5B | 60.99% | 7.89% | -51.48% | 36.02% | 32.14% | 85.4% | 0% | 37.79% |  | 37.79% | 2.689% | CZ5B | 60.99% | 7.89% | -51.48% | 36.02% | 32.14% | 85.4% | 0% | 37.79% |  | 37.79% | 2.689% | CZ5B | [10 empty] | 2.689% | CZ5B | [10 empty] | 2.689% | CZ5B | 60.99% | 7.89% | -51.48% | 36.02% | 32.14% | 85.4% | 0% | 37.79% |  | 37.79% | 2.689% | CZ5B | 60.99% | 7.89% | -51.48% | 36.02% | 32.14% | 85.4% | 0% | 37.79% |  | 37.79% | 2.689%
CZ5C | 64.34% | -40.05% | -71.04% | 36.02% | 32.14% | 86.4% | 0% | 38.83% |  | 38.83% | 0.05004% | CZ5C | 64.34% | -40.05% | -71.04% | 36.02% | 32.14% | 86.4% | 0% | 38.83% |  | 38.83% | 0.05004% | CZ5C | 64.34% | -40.05% | -71.04% | 36.02% | 32.14% | 86.4% | 0% | 38.83% |  | 38.83% | 0.05004% | CZ5C | [10 empty] | 0.05004% | CZ5C | [10 empty] | 0.05004% | CZ5C | 64.34% | -40.05% | -71.04% | 36.02% | 32.14% | 86.4% | 0% | 38.83% |  | 38.83% | 0.05004% | CZ5C | 64.34% | -40.05% | -71.04% | 36.02% | 32.14% | 86.4% | 0% | 38.83% |  | 38.83% | 0.05004%
CZ6A | 52.52% | 15.07% | -52.3% | 36.02% | 32.14% | 77.88% | 0% | 38.97% |  | 38.97% | 5.72% | CZ6A | 52.52% | 15.07% | -52.3% | 36.02% | 32.14% | 77.88% | 0% | 38.97% |  | 38.97% | 5.72% | CZ6A | 52.52% | 15.07% | -52.3% | 36.02% | 32.14% | 77.88% | 0% | 38.97% |  | 38.97% | 5.72% | CZ6A | [10 empty] | 5.72% | CZ6A | [10 empty] | 5.72% | CZ6A | 52.52% | 15.07% | -52.3% | 36.02% | 32.14% | 77.88% | 0% | 38.97% |  | 38.97% | 5.72% | CZ6A | 52.52% | 15.07% | -52.3% | 36.02% | 32.14% | 77.88% | 0% | 38.97% |  | 38.97% | 5.72%
CZ6B | 51.12% | 14.99% | -55.75% | 36.02% | 32.14% | 77.08% | 0% | 36.84% |  | 36.84% | 0.2742% | CZ6B | 51.12% | 14.99% | -55.75% | 36.02% | 32.14% | 77.08% | 0% | 36.84% |  | 36.84% | 0.2742% | CZ6B | 51.12% | 14.99% | -55.75% | 36.02% | 32.14% | 77.08% | 0% | 36.84% |  | 36.84% | 0.2742% | CZ6B | [10 empty] | 0.2742% | CZ6B | [10 empty] | 0.2742% | CZ6B | 51.12% | 14.99% | -55.75% | 36.02% | 32.14% | 77.08% | 0% | 36.84% |  | 36.84% | 0.2742% | CZ6B | 51.12% | 14.99% | -55.75% | 36.02% | 32.14% | 77.08% | 0% | 36.84% |  | 36.84% | 0.2742%
CZ7 | 50.42% | 16.3% | -50.02% | 36.02% | 32.14% | 77.6% | 0% | 39.53% |  | 39.53% | 0.4959% | CZ7 | 50.42% | 16.3% | -50.02% | 36.02% | 32.14% | 77.6% | 0% | 39.53% |  | 39.53% | 0.4959% | CZ7 | 50.42% | 16.3% | -50.02% | 36.02% | 32.14% | 77.6% | 0% | 39.53% |  | 39.53% | 0.4959% | CZ7 | [10 empty] | 0.4959% | CZ7 | [10 empty] | 0.4959% | CZ7 | 50.42% | 16.3% | -50.02% | 36.02% | 32.14% | 77.6% | 0% | 39.53% |  | 39.53% | 0.4959% | CZ7 | 50.42% | 16.3% | -50.02% | 36.02% | 32.14% | 77.6% | 0% | 39.53% |  | 39.53% | 0.4959%
CZ8 | 46.94% | 11.95% | -40.49% | 36.02% | 32.14% | 77.3% | 0% | 40.13% |  | 40.13% | 0.00176% | CZ8 | 46.94% | 11.95% | -40.49% | 36.02% | 32.14% | 77.3% | 0% | 40.13% |  | 40.13% | 0.00176% | CZ8 | 46.94% | 11.95% | -40.49% | 36.02% | 32.14% | 77.3% | 0% | 40.13% |  | 40.13% | 0.00176% | CZ8 | [10 empty] | 0.00176% | CZ8 | [10 empty] | 0.00176% | CZ8 | 46.94% | 11.95% | -40.49% | 36.02% | 32.14% | 77.3% | 0% | 40.13% |  | 40.13% | 0.00176% | CZ8 | 46.94% | 11.95% | -40.49% | 36.02% | 32.14% | 77.3% | 0% | 40.13% |  | 40.13% | 0.00176%
US Weighted | 39.43% | 28.84% | 20.27% | 36.02% | 32.14% | 80.91% | 2.879% | 31.93% |  | 31.93% | 100% | US Weighted | 39.43% | 28.84% | 20.27% | 36.02% | 32.14% | 80.91% | 2.879% | 31.93% |  | 31.93% | 100% | US Weighted | 39.43% | 28.84% | 20.27% | 36.02% | 32.14% | 80.91% | 2.879% | 31.93% |  | 31.93% | 100% | US Weighted | [10 empty] | 100% | US Weighted | [10 empty] | 100% | US Weighted | 39.43% | 28.84% | 20.27% | 36.02% | 32.14% | 80.91% | 2.879% | 31.93% |  | 31.93% | 100% | US Weighted | 39.43% | 28.84% | 20.27% | 36.02% | 32.14% | 80.91% | 2.879% | 31.93% |  | 31.93% | 100%

## MF.Gas
End-Use Cost Summary for IECC-Res 2024 | [11 empty] | Site Energy Summary for IECC-Res 2024 | [11 empty] | Electric Summary for IECC-Res 2024 | [11 empty] | Gas Summary for IECC-Res 2024 | [11 empty] | Oil Summary for IECC-Res 2024 | [11 empty] | Source Energy Use Index for IECC-Res 2024 (kBtu/sq ft/yr) | [11 empty] | Carbon Emissions Summary for IECC-Res 2024
Building Type: Multifamily - Gas Furnace | [11 empty] | Building Type: Multifamily - Gas Furnace | [11 empty] | Building Type: Multifamily - Gas Furnace | [11 empty] | Building Type: Multifamily - Gas Furnace | [11 empty] | Building Type: Multifamily - Gas Furnace | [11 empty] | Building Type: Multifamily - Gas Furnace | [11 empty] | Building Type: Multifamily - Gas Furnace
US Weighted Results | [8 empty] | Prototype Floor Area (sq ft): | 21600 |  | US Weighted Results | [8 empty] | Prototype Floor Area (sq ft): | 21600 |  | US Weighted Results | [8 empty] | Prototype Floor Area (sq ft): | 21600 |  | US Weighted Results | [8 empty] | Prototype Floor Area (sq ft): | 21600 |  | US Weighted Results | [8 empty] | Prototype Floor Area (sq ft): | 21600 |  | US Weighted Results | [8 empty] | Prototype Floor Area (sq ft): | 21600 |  | US Weighted Results | [8 empty] | Prototype Floor Area (sq ft): | 21600
| Heat | Cool | Fans_Aux | Lgt_Int | Lgt_Ext | DHW | Appls | Total | PV | Net_Total |  |  | Heat | Cool | Fans_Aux | Lgt_Int | Lgt_Ext | DHW | Appls | Total | PV | Net_Total |  |  | Heat | Cool | Fans_Aux | Lgt_Int | Lgt_Ext | DHW | Appls | Total | PV | Net_Total |  |  | Heat | Cool | Fans_Aux | Lgt_Int | Lgt_Ext | DHW | Appls | Total | PV | Net_Total |  |  | Heat | Cool | Fans_Aux | Lgt_Int | Lgt_Ext | DHW | Appls | Total | PV | Net_Total |  |  | Heat | Cool | Fans_Aux | Lgt_Int | Lgt_Ext | DHW | Appls | Total | PV | Net_Total |  |  | Heat | Cool | Fans_Aux | Lgt_Int | Lgt_Ext | DHW | Appls | Total | PV | Net_Total
By IECC-Res edition: | [11 empty] | By IECC-Res edition: | [11 empty] | By IECC-Res edition: | [11 empty] | By IECC-Res edition: | [11 empty] | By IECC-Res edition: | [11 empty] | By IECC-Res edition: | [11 empty] | By IECC-Res edition:
STD2024 | 0.082733 | 0.11277 | 0.056093 | 0.081838 | 0.028113 | 0.10008 | 0.63864 | 1.1003 | 0 | 1.1003 |  | STD2024 | 5.9497 | 2.4079 | 1.1977 | 1.7475 | 0.60028 | 7.1973 | 18.5939 | 37.6942 | 0 | 37.6942 |  | STD2024 | 0 | 2.4079 | 1.1977 | 1.7475 | 0.60028 | 0 | 11.5431 | 17.4964 | 0 | 17.4964 |  | STD2024 | 5.9497 | 0 | 0 | 0 | 0 | 7.1973 | 7.0508 | 20.1978 |  |  |  | STD2024 | 0 | 0 | 0 | 0 | 0 | 0 | 0 | 0 |  |  |  | STD2024 | 6.5447 | 6.8143 | 3.3896 | 4.9453 | 1.6988 | 7.917 | 40.4228 | 71.7325 | 0 | 71.7325 |  | STD2024 | 0.00031541 | 0.00049327 | 0.00024536 | 0.00035798 | 0.00012297 | 0.00038155 | 0.0027385 | 0.004655 | 0 | 0.004655
STD2021 | 0.10501 | 0.14664 | 0.053462 | 0.081838 | 0.041428 | 0.092819 | 0.65847 | 1.1797 | 0 | 1.1797 |  | STD2021 | 7.5519 | 3.1311 | 1.1415 | 1.7475 | 0.88459 | 6.675 | 19.0172 | 40.1488 | 0 | 40.1488 |  | STD2021 | 0 | 3.1311 | 1.1415 | 1.7475 | 0.88459 | 0 | 11.9664 | 18.8711 | 0 | 18.8711 |  | STD2021 | 7.5519 | 0 | 0 | 0 | 0 | 6.675 | 7.0508 | 21.2777 |  |  |  | STD2021 | 0 | 0 | 0 | 0 | 0 | 0 | 0 | 0 |  |  |  | STD2021 | 8.3071 | 8.861 | 3.2306 | 4.9453 | 2.5034 | 7.3425 | 41.6209 | 76.8107 | 0 | 76.8107 |  | STD2021 | 0.00040034 | 0.00064143 | 0.00023385 | 0.00035798 | 0.00018121 | 0.00035386 | 0.0028252 | 0.0049939 | 0 | 0.0049939
STD2018 | 0.097019 | 0.16779 | 0.075651 | 0.087303 | 0.041428 | 0.15639 | 0.65847 | 1.284 | 0 | 1.284 |  | STD2018 | 6.977 | 3.5827 | 1.6154 | 1.8641 | 0.88459 | 11.247 | 19.0172 | 45.1881 | 0 | 45.1881 |  | STD2018 | 0 | 3.5827 | 1.6154 | 1.8641 | 0.88459 | 0 | 11.9664 | 19.9133 | 0 | 19.9133 |  | STD2018 | 6.977 | 0 | 0 | 0 | 0 | 11.247 | 7.0508 | 25.2748 |  |  |  | STD2018 | 0 | 0 | 0 | 0 | 0 | 0 | 0 | 0 |  |  |  | STD2018 | 7.6747 | 10.1392 | 4.5715 | 5.2755 | 2.5034 | 12.3716 | 41.6209 | 84.1568 | 0 | 84.1568 |  | STD2018 | 0.00036987 | 0.00073395 | 0.00033092 | 0.00038188 | 0.00018121 | 0.00059623 | 0.0028252 | 0.0054192 | 0 | 0.0054192
STD2015 | 0.099462 | 0.16784 | 0.075841 | 0.093557 | 0.041428 | 0.1564 | 0.65847 | 1.293 | 0 | 1.293 |  | STD2015 | 7.1528 | 3.5839 | 1.6194 | 1.9977 | 0.88459 | 11.2477 | 19.0172 | 45.5033 | 0 | 45.5033 |  | STD2015 | 0 | 3.5839 | 1.6194 | 1.9977 | 0.88459 | 0 | 11.9664 | 20.052 | 0 | 20.052 |  | STD2015 | 7.1528 | 0 | 0 | 0 | 0 | 11.2477 | 7.0508 | 25.4513 |  |  |  | STD2015 | 0 | 0 | 0 | 0 | 0 | 0 | 0 | 0 |  |  |  | STD2015 | 7.868 | 10.1424 | 4.5829 | 5.6535 | 2.5034 | 12.3725 | 41.6209 | 84.7435 | 0 | 84.7435 |  | STD2015 | 0.00037919 | 0.00073418 | 0.00033174 | 0.00040924 | 0.00018121 | 0.00059627 | 0.0028252 | 0.005457 | 0 | 0.005457
STD2012 | 0.099287 | 0.16805 | 0.075858 | 0.093557 | 0.041428 | 0.16338 | 0.65847 | 1.3 | 0 | 1.3 |  | STD2012 | 7.1402 | 3.5884 | 1.6198 | 1.9977 | 0.88459 | 11.7496 | 19.0172 | 45.9974 | 0 | 45.9974 |  | STD2012 | 0 | 3.5884 | 1.6198 | 1.9977 | 0.88459 | 0 | 11.9664 | 20.0568 | 0 | 20.0568 |  | STD2012 | 7.1402 | 0 | 0 | 0 | 0 | 11.7496 | 7.0508 | 25.9406 |  |  |  | STD2012 | 0 | 0 | 0 | 0 | 0 | 0 | 0 | 0 |  |  |  | STD2012 | 7.8542 | 10.1551 | 4.5839 | 5.6535 | 2.5034 | 12.9245 | 41.6209 | 85.2955 | 0 | 85.2955 |  | STD2012 | 0.00037852 | 0.0007351 | 0.00033182 | 0.00040924 | 0.00018121 | 0.00062288 | 0.0028252 | 0.005484 | 0 | 0.005484
STD2009 | 0.16173 | 0.17217 | 0.080761 | 0.1055 | 0.041428 | 0.17584 | 0.65847 | 1.3959 | 0 | 1.3959 |  | STD2009 | 11.6305 | 3.6763 | 1.7245 | 2.2526 | 0.88459 | 12.6451 | 19.0172 | 51.8308 | 0 | 51.8308 |  | STD2009 | 0 | 3.6763 | 1.7245 | 2.2526 | 0.88459 | 0 | 11.9664 | 20.5044 | 0 | 20.5044 |  | STD2009 | 11.6305 | 0 | 0 | 0 | 0 | 12.6451 | 7.0508 | 31.3263 |  |  |  | STD2009 | 0 | 0 | 0 | 0 | 0 | 0 | 0 | 0 |  |  |  | STD2009 | 12.7935 | 10.404 | 4.8802 | 6.3749 | 2.5034 | 13.9096 | 41.6209 | 92.4865 | 0 | 92.4865 |  | STD2009 | 0.00061656 | 0.00075312 | 0.00035327 | 0.00046146 | 0.00018121 | 0.00067035 | 0.0028252 | 0.0058612 | 0 | 0.0058612
STD2006 | 0.17672 | 0.18241 | 0.083764 | 0.12791 | 0.041428 | 0.17586 | 0.65847 | 1.4466 | 0 | 1.4466 |  | STD2006 | 12.7089 | 3.8949 | 1.7886 | 2.7312 | 0.88459 | 12.6467 | 19.0172 | 53.6721 | 0 | 53.6721 |  | STD2006 | 0 | 3.8949 | 1.7886 | 2.7312 | 0.88459 | 0 | 11.9664 | 21.2657 | 0 | 21.2657 |  | STD2006 | 12.7089 | 0 | 0 | 0 | 0 | 12.6467 | 7.0508 | 32.4064 |  |  |  | STD2006 | 0 | 0 | 0 | 0 | 0 | 0 | 0 | 0 |  |  |  | STD2006 | 13.9798 | 11.0226 | 5.0617 | 7.7294 | 2.5034 | 13.9114 | 41.6209 | 95.829 | 0 | 95.829 |  | STD2006 | 0.00067373 | 0.0007979 | 0.0003664 | 0.00055951 | 0.00018121 | 0.00067044 | 0.0028252 | 0.0060744 | 0 | 0.0060744
Savings between editions: | [11 empty] | Savings between editions: | [11 empty] | Savings between editions: | [11 empty] | Savings between editions: | [11 empty] | Savings between editions: | [11 empty] | Savings between editions: | [11 empty] | Savings between editions:
2006-2009 | 0.014996 | 0.010236 | 0.0030024 | 0.022415 | 0 | 2.2655e-05 | 0 | 0.050672 | 0 | 0.050672 |  | 2006-2009 | 1.0784 | 0.21857 | 0.064108 | 0.47862 | 0 | 0.0016292 | 0 | 1.8413 | 0 | 1.8413 |  | 2006-2009 | 0 | 0.21857 | 0.064108 | 0.47862 | 0 | 0 | 0 | 0.76129 | 0 | 0.76129 |  | 2006-2009 | 1.0784 | 0 | 0 | 0 | 0 | 0.0016292 | 0 | 1.08 |  |  |  | 2006-2009 | 0 | 0 | 0 | 0 | 0 | 0 | 0 | 0 |  |  |  | 2006-2009 | 1.1863 | 0.61854 | 0.18143 | 1.3545 | 0 | 0.0017922 | 0 | 3.3425 | 0 | 3.3425 |  | 2006-2009 | 5.717e-05 | 4.4775e-05 | 1.3133e-05 | 9.8048e-05 | 0 | 8.6371e-08 | 0 | 0.00021321 | 0 | 0.00021321
2009-2012 | 0.062439 | 0.0041191 | 0.0049032 | 0.011939 | 0 | 0.012453 | 0 | 0.095853 | 0 | 0.095853 |  | 2009-2012 | 4.4902 | 0.087954 | 0.1047 | 0.25493 | 0 | 0.89554 | 0 | 5.8334 | 0 | 5.8334 |  | 2009-2012 | 0 | 0.087954 | 0.1047 | 0.25493 | 0 | 0 | 0 | 0.44758 | 0 | 0.44758 |  | 2009-2012 | 4.4902 | 0 | 0 | 0 | 0 | 0.89554 | 0 | 5.3858 |  |  |  | 2009-2012 | 0 | 0 | 0 | 0 | 0 | 0 | 0 | 0 |  |  |  | 2009-2012 | 4.9393 | 0.24891 | 0.29629 | 0.72146 | 0 | 0.98509 | 0 | 7.191 | 0 | 7.191 |  | 2009-2012 | 0.00023804 | 1.8018e-05 | 2.1448e-05 | 5.2224e-05 | 0 | 4.7475e-05 | 0 | 0.0003772 | 0 | 0.0003772
2012-2015 | -0.00017462 | 0.00021036 | 1.755e-05 | 0 | 0 | 0.0069783 | 0 | 0.0070316 | 0 | 0.0070316 |  | 2012-2015 | -0.012558 | 0.0044917 | 0.00037473 | 0 | 0 | 0.50184 | 0 | 0.49415 | 0 | 0.49415 |  | 2012-2015 | 0 | 0.0044917 | 0.00037473 | 0 | 0 | 0 | 0 | 0.0048664 | 0 | 0.0048664 |  | 2012-2015 | -0.012558 | 0 | 0 | 0 | 0 | 0.50184 | 0 | 0.48928 |  |  |  | 2012-2015 | 0 | 0 | 0 | 0 | 0 | 0 | 0 | 0 |  |  |  | 2012-2015 | -0.013814 | 0.012711 | 0.0010605 | 0 | 0 | 0.55202 | 0 | 0.55198 | 0 | 0.55198 |  | 2012-2015 | -6.6573e-07 | 9.2015e-07 | 7.6766e-08 | 0 | 0 | 2.6604e-05 | 0 | 2.6935e-05 | 0 | 2.6935e-05
2015-2018 | 0.0024436 | 5.3208e-05 | 0.00018905 | 0.0062542 | 0 | 1.0536e-05 | 0 | 0.0089506 | 0 | 0.0089506 |  | 2015-2018 | 0.17573 | 0.0011361 | 0.0040366 | 0.13354 | 0 | 0.00075772 | 0 | 0.3152 | 0 | 0.3152 |  | 2015-2018 | 0 | 0.0011361 | 0.0040366 | 0.13354 | 0 | 0 | 0 | 0.13872 | 0 | 0.13872 |  | 2015-2018 | 0.17573 | 0 | 0 | 0 | 0 | 0.00075772 | 0 | 0.17649 |  |  |  | 2015-2018 | 0 | 0 | 0 | 0 | 0 | 0 | 0 | 0 |  |  |  | 2015-2018 | 0.1933 | 0.0032152 | 0.011424 | 0.37793 | 0 | 0.00083349 | 0 | 0.5867 | 0 | 0.5867 |  | 2015-2018 | 9.3158e-06 | 2.3274e-07 | 8.2693e-07 | 2.7357e-05 | 0 | 4.0169e-08 | 0 | 3.7773e-05 | 0 | 3.7773e-05
2018-2021 | -0.0079933 | 0.021152 | 0.02219 | 0.0054647 | 0 | 0.063574 | 0 | 0.10439 | 0 | 0.10439 |  | 2018-2021 | -0.57483 | 0.45165 | 0.47381 | 0.11669 | 0 | 4.5719 | 0 | 5.0392 | 0 | 5.0392 |  | 2018-2021 | 0 | 0.45165 | 0.47381 | 0.11669 | 0 | 0 | 0 | 1.0421 | 0 | 1.0421 |  | 2018-2021 | -0.57483 | 0 | 0 | 0 | 0 | 4.5719 | 0 | 3.9971 |  |  |  | 2018-2021 | 0 | 0 | 0 | 0 | 0 | 0 | 0 | 0 |  |  |  | 2018-2021 | -0.63232 | 1.2782 | 1.3409 | 0.33022 | 0 | 5.0291 | 0 | 7.3461 | 0 | 7.3461 |  | 2018-2021 | -3.0473e-05 | 9.2523e-05 | 9.7063e-05 | 2.3904e-05 | 0 | 0.00024237 | 0 | 0.00042539 | 0 | 0.00042539
2021-2024 | 0.022278 | 0.03387 | -0.0026314 | 0 | 0.013315 | -0.007262 | 0.019826 | 0.079397 | 0 | 0.079397 |  | 2021-2024 | 1.6021 | 0.72322 | -0.056187 | 0 | 0.28431 | -0.52224 | 0.42334 | 2.4546 | 0 | 2.4546 |  | 2021-2024 | 0 | 0.72322 | -0.056187 | 0 | 0.28431 | 0 | 0.42334 | 1.3747 | 0 | 1.3747 |  | 2021-2024 | 1.6021 | 0 | 0 | 0 | 0 | -0.52224 | 0 | 1.0799 |  |  |  | 2021-2024 | 0 | 0 | 0 | 0 | 0 | 0 | 0 | 0 |  |  |  | 2021-2024 | 1.7624 | 2.0467 | -0.15901 | 0 | 0.80461 | -0.57447 | 1.1981 | 5.0783 | 0 | 5.0783 |  | 2021-2024 | 8.4934e-05 | 0.00014816 | -1.151e-05 | 0 | 5.8244e-05 | -2.7685e-05 | 8.6724e-05 | 0.00033886 | 0 | 0.00033886
2006-2024 | 0.093989 | 0.069641 | 0.02767 | 0.046073 | 0.013315 | 0.075777 | 0.019826 | 0.34629 | 0 | 0.34629 |  | 2006-2024 | 6.7591 | 1.487 | 0.59084 | 0.98378 | 0.28431 | 5.4494 | 0.42334 | 15.9779 | 0 | 15.9779 |  | 2006-2024 | 0 | 1.487 | 0.59084 | 0.98378 | 0.28431 | 0 | 0.42334 | 3.7693 | 0 | 3.7693 |  | 2006-2024 | 6.7591 | 0 | 0 | 0 | 0 | 5.4494 | 0 | 12.2086 |  |  |  | 2006-2024 | 0 | 0 | 0 | 0 | 0 | 0 | 0 | 0 |  |  |  | 2006-2024 | 7.4351 | 4.2083 | 1.6721 | 2.7841 | 0.80461 | 5.9944 | 1.1981 | 24.0965 | 0 | 24.0965 |  | 2006-2024 | 0.00035832 | 0.00030463 | 0.00012104 | 0.00020153 | 5.8244e-05 | 0.00028889 | 8.6724e-05 | 0.0014194 | 0 | 0.0014194
Percentage Savings between editions: | [11 empty] | Percentage Savings between editions: | [11 empty] | Percentage Savings between editions: | [11 empty] | Percentage Savings between editions: | [11 empty] | Percentage Savings between editions: | [11 empty] | Percentage Savings between editions: | [11 empty] | Percentage Savings between editions:
2006-2009 | 8.486% | 5.612% | 3.584% | 17.52% | 0% | 0.01288% | 0% | 3.503% |  | 3.503% |  | 2006-2009 | 8.486% | 5.612% | 3.584% | 17.52% | 0% | 0.01288% | 0% | 3.431% |  | 3.431% |  | 2006-2009 |  | 5.612% | 3.584% | 17.52% | 0% |  | 0% | 3.58% |  | 3.58% |  | 2006-2009 | 8.486% |  |  |  |  | 0.01288% | 0% | 3.333% |  |  |  | 2006-2009 | [11 empty] | 2006-2009 | 8.486% | 5.612% | 3.584% | 17.52% | 0% | 0.01288% | 0% | 3.488% |  | 3.488% |  | 2006-2009 | 8.486% | 5.612% | 3.584% | 17.52% | 0% | 0.01288% | 0% | 3.51% |  | 3.51%
2009-2012 | 38.61% | 2.392% | 6.071% | 11.32% | 0% | 7.082% | 0% | 6.867% |  | 6.867% |  | 2009-2012 | 38.61% | 2.392% | 6.071% | 11.32% | 0% | 7.082% | 0% | 11.25% |  | 11.25% |  | 2009-2012 |  | 2.392% | 6.071% | 11.32% | 0% |  | 0% | 2.183% |  | 2.183% |  | 2009-2012 | 38.61% |  |  |  |  | 7.082% | 0% | 17.19% |  |  |  | 2009-2012 | [11 empty] | 2009-2012 | 38.61% | 2.392% | 6.071% | 11.32% | 0% | 7.082% | 0% | 7.775% |  | 7.775% |  | 2009-2012 | 38.61% | 2.392% | 6.071% | 11.32% | 0% | 7.082% | 0% | 6.436% |  | 6.436%
2012-2015 | -0.1759% | 0.1252% | 0.02313% | 0% | 0% | 4.271% | 0% | 0.5409% |  | 0.5409% |  | 2012-2015 | -0.1759% | 0.1252% | 0.02313% | 0% | 0% | 4.271% | 0% | 1.074% |  | 1.074% |  | 2012-2015 |  | 0.1252% | 0.02313% | 0% | 0% |  | 0% | 0.02426% |  | 0.02426% |  | 2012-2015 | -0.1759% |  |  |  |  | 4.271% | 0% | 1.886% |  |  |  | 2012-2015 | [11 empty] | 2012-2015 | -0.1759% | 0.1252% | 0.02313% | 0% | 0% | 4.271% | 0% | 0.6471% |  | 0.6471% |  | 2012-2015 | -0.1759% | 0.1252% | 0.02313% | 0% | 0% | 4.271% | 0% | 0.4912% |  | 0.4912%
2015-2018 | 2.457% | 0.0317% | 0.2493% | 6.685% | 0% | 0.006737% | 0% | 0.6922% |  | 0.6922% |  | 2015-2018 | 2.457% | 0.0317% | 0.2493% | 6.685% | 0% | 0.006737% | 0% | 0.6927% |  | 0.6927% |  | 2015-2018 |  | 0.0317% | 0.2493% | 6.685% | 0% |  | 0% | 0.6918% |  | 0.6918% |  | 2015-2018 | 2.457% |  |  |  |  | 0.006737% | 0% | 0.6934% |  |  |  | 2015-2018 | [11 empty] | 2015-2018 | 2.457% | 0.0317% | 0.2493% | 6.685% | 0% | 0.006737% | 0% | 0.6923% |  | 0.6923% |  | 2015-2018 | 2.457% | 0.0317% | 0.2493% | 6.685% | 0% | 0.006737% | 0% | 0.6922% |  | 0.6922%
2018-2021 | -8.239% | 12.61% | 29.33% | 6.26% | 0% | 40.65% | 0% | 8.13% |  | 8.13% |  | 2018-2021 | -8.239% | 12.61% | 29.33% | 6.26% | 0% | 40.65% | 0% | 11.15% |  | 11.15% |  | 2018-2021 |  | 12.61% | 29.33% | 6.26% | 0% |  | 0% | 5.233% |  | 5.233% |  | 2018-2021 | -8.239% |  |  |  |  | 40.65% | 0% | 15.81% |  |  |  | 2018-2021 | [11 empty] | 2018-2021 | -8.239% | 12.61% | 29.33% | 6.26% | 0% | 40.65% | 0% | 8.729% |  | 8.729% |  | 2018-2021 | -8.239% | 12.61% | 29.33% | 6.26% | 0% | 40.65% | 0% | 7.85% |  | 7.85%
2021-2024 | 21.22% | 23.1% | -4.922% | 0% | 32.14% | -7.824% | 3.011% | 6.73% |  | 6.73% |  | 2021-2024 | 21.22% | 23.1% | -4.922% | 0% | 32.14% | -7.824% | 2.226% | 6.114% |  | 6.114% |  | 2021-2024 |  | 23.1% | -4.922% | 0% | 32.14% |  | 3.538% | 7.285% |  | 7.285% |  | 2021-2024 | 21.22% |  |  |  |  | -7.824% | 0% | 5.075% |  |  |  | 2021-2024 | [11 empty] | 2021-2024 | 21.22% | 23.1% | -4.922% | 0% | 32.14% | -7.824% | 2.878% | 6.611% |  | 6.611% |  | 2021-2024 | 21.22% | 23.1% | -4.922% | 0% | 32.14% | -7.824% | 3.07% | 6.786% |  | 6.786%
2006-2024 | 53.18% | 38.18% | 33.03% | 36.02% | 32.14% | 43.09% | 3.011% | 23.94% |  | 23.94% |  | 2006-2024 | 53.18% | 38.18% | 33.03% | 36.02% | 32.14% | 43.09% | 2.226% | 29.77% |  | 29.77% |  | 2006-2024 |  | 38.18% | 33.03% | 36.02% | 32.14% |  | 3.538% | 17.72% |  | 17.72% |  | 2006-2024 | 53.18% |  |  |  |  | 43.09% | 0% | 37.67% |  |  |  | 2006-2024 | [11 empty] | 2006-2024 | 53.18% | 38.18% | 33.03% | 36.02% | 32.14% | 43.09% | 2.878% | 25.15% |  | 25.15% |  | 2006-2024 | 53.18% | 38.18% | 33.03% | 36.02% | 32.14% | 43.09% | 3.07% | 23.37% |  | 23.37%
Climate Zone Level Details: | [11 empty] | Climate Zone Level Details: | [11 empty] | Climate Zone Level Details: | [11 empty] | Climate Zone Level Details: | [11 empty] | Climate Zone Level Details: | [11 empty] | Climate Zone Level Details: | [11 empty] | Climate Zone Level Details:
Energy Cost Index ($/sq ft/yr) for IECC-Res 2024 | [10 empty] | Multifamily - Gas Furnace | Site Energy Use Intensity (kBtu/sq ft/yr) for IECC-Res 2024 | [10 empty] | Multifamily - Gas Furnace | Electric Use Intensity (kBtu/sq ft/yr) for IECC-Res 2024 | [10 empty] | Multifamily - Gas Furnace | Gas Use Intensity (kBtu/sq ft/yr) for IECC-Res 2024 | [10 empty] | Multifamily - Gas Furnace | Oil Use Intensity (kBtu/sq ft/yr) for IECC-Res 2024 | [10 empty] | Multifamily - Gas Furnace | Source Energy Use Index (kBtu/sq ft/yr) for IECC-Res 2024 | [10 empty] | Multifamily - Gas Furnace | Carbon Emissions (ton/sq ft/yr) for IECC-Res 2024 | [10 empty] | Multifamily - Gas Furnace
Costs: Electricity: $0.1598/kWh ¦ Natural Gas: $1.391/therm ¦ Oil: $4.1392/gal | [9 empty] | Prototype Floor Area (sq ft): | 21600 | [10 empty] | Prototype Floor Area (sq ft): | 21600 | [10 empty] | Prototype Floor Area (sq ft): | 21600 | [10 empty] | Prototype Floor Area (sq ft): | 21600 | [10 empty] | Prototype Floor Area (sq ft): | 21600 | Site-to-Source Factors: Electricity: 2.83 ¦ Natural Gas: 1.1 ¦ Oil: 1.01 | [9 empty] | Prototype Floor Area (sq ft): | 21600 | Conversion [ton/kBtu]: Electricity: 4,881 ¦ Natural Gas: 18,863 ¦ Oil: 13,521 | [9 empty] | Prototype Floor Area (sq ft): | 21600
IECC-Res 2024 | Heat | Cool | Fans_Aux | Lgt_Int | Lgt_Ext | DHW | Appls | Total | PV | Net_Total | Weight | IECC-Res 2024 | Heat | Cool | Fans_Aux | Lgt_Int | Lgt_Ext | DHW | Appls | Total | PV | Net_Total | Weight | IECC-Res 2024 | Heat | Cool | Fans_Aux | Lgt_Int | Lgt_Ext | DHW | Appls | Total | PV | Net_Total | Weight | IECC-Res 2024 | Heat | Cool | Fans_Aux | Lgt_Int | Lgt_Ext | DHW | Appls | Total | PV | Net_Total | Weight | IECC-Res 2024 | Heat | Cool | Fans_Aux | Lgt_Int | Lgt_Ext | DHW | Appls | Total | PV | Net_Total | Weight | IECC-Res 2024 | Heat | Cool | Fans_Aux | Lgt_Int | Lgt_Ext | DHW | Appls | Total | PV | Net_Total | Weight | IECC-Res 2024 | Heat | Cool | Fans_Aux | Lgt_Int | Lgt_Ext | DHW | Appls | Total | PV | Net_Total | Weight
CZ 1AWH | 0.001346 | 0.24996 | 0.031729 | 0.083889 | 0.0303 | 0.0968 | 0.6533 | 1.1473 | 0 | 1.1473 | 1.334% | CZ 1AWH | 0.0968 | 5.3373 | 0.67751 | 1.7912 | 0.64699 | 6.9613 | 19.2845 | 34.7956 | 0 | 34.7956 | 1.334% | CZ 1AWH | 0 | 5.3373 | 0.67751 | 1.7912 | 0.64699 | 0 | 11.6966 | 20.1496 | 0 | 20.1496 | 1.334% | CZ 1AWH | 0.0968 | 0 | 0 | 0 | 0 | 6.9613 | 7.5879 | 14.646 |  |  | 1.334% | CZ 1AWH | 0 | 0 | 0 | 0 | 0 | 0 | 0 | 0 |  |  | 1.334% | CZ 1AWH | 0.10648 | 15.1044 | 1.9173 | 5.0692 | 1.831 | 7.6574 | 41.4481 | 73.134 | 0 | 73.134 | 1.334% | CZ 1AWH | 5.1316e-06 | 0.0010934 | 0.00013879 | 0.00036695 | 0.00013254 | 0.00036904 | 0.0027984 | 0.0049042 | 0 | 0.0049042 | 1.334%
CZ 1AWHT | 7.3212e-08 | 0.257 | 0.029461 | 0.083592 | 0.029984 | 0.094645 | 0.65095 | 1.1456 | 0 | 1.1456 | 0.4808% | CZ 1AWHT | 5.265e-06 | 5.4876 | 0.62907 | 1.7849 | 0.64024 | 6.8064 | 19.1798 | 34.5279 | 0 | 34.5279 | 0.4808% | CZ 1AWHT | 0 | 5.4876 | 0.62907 | 1.7849 | 0.64024 | 0 | 11.6696 | 20.2113 | 0 | 20.2113 | 0.4808% | CZ 1AWHT | 5.265e-06 | 0 | 0 | 0 | 0 | 6.8064 | 7.5102 | 14.3166 |  |  | 0.4808% | CZ 1AWHT | 0 | 0 | 0 | 0 | 0 | 0 | 0 | 0 |  |  | 0.4808% | CZ 1AWHT | 5.7915e-06 | 15.5298 | 1.7803 | 5.0513 | 1.8119 | 7.487 | 41.2861 | 72.9463 | 0 | 72.9463 | 0.4808% | CZ 1AWHT | 2.7911e-10 | 0.0011242 | 0.00012887 | 0.00036565 | 0.00013116 | 0.00036082 | 0.0027887 | 0.0048994 | 0 | 0.0048994 | 0.4808%
CZ 2AWH | 0.013822 | 0.20574 | 0.040408 | 0.083872 | 0.030283 | 0.10331 | 0.65317 | 1.1306 | 0 | 1.1306 | 15.17% | CZ 2AWH | 0.994 | 4.3931 | 0.86281 | 1.7909 | 0.64662 | 7.4294 | 19.2787 | 35.3955 | 0 | 35.3955 | 15.17% | CZ 2AWH | 0 | 4.3931 | 0.86281 | 1.7909 | 0.64662 | 0 | 11.6951 | 19.3886 | 0 | 19.3886 | 15.17% | CZ 2AWH | 0.994 | 0 | 0 | 0 | 0 | 7.4294 | 7.5836 | 16.007 |  |  | 15.17% | CZ 2AWH | 0 | 0 | 0 | 0 | 0 | 0 | 0 | 0 |  |  | 15.17% | CZ 2AWH | 1.0934 | 12.4324 | 2.4418 | 5.0682 | 1.8299 | 8.1723 | 41.4392 | 72.4773 | 0 | 72.4773 | 15.17% | CZ 2AWH | 5.2695e-05 | 0.00089995 | 0.00017675 | 0.00036688 | 0.00013246 | 0.00039385 | 0.0027979 | 0.0048204 | 0 | 0.0048204 | 15.17%
CZ 2B | 0.013317 | 0.17457 | 0.048896 | 0.083883 | 0.030294 | 0.10402 | 0.65325 | 1.1082 | 0 | 1.1082 | 3.279% | CZ 2B | 0.95769 | 3.7275 | 1.044 | 1.7911 | 0.64686 | 7.4805 | 19.2824 | 34.9301 | 0 | 34.9301 | 3.279% | CZ 2B | 0 | 3.7275 | 1.044 | 1.7911 | 0.64686 | 0 | 11.6961 | 18.9056 | 0 | 18.9056 | 3.279% | CZ 2B | 0.95769 | 0 | 0 | 0 | 0 | 7.4805 | 7.5863 | 16.0245 |  |  | 3.279% | CZ 2B | 0 | 0 | 0 | 0 | 0 | 0 | 0 | 0 |  |  | 3.279% | CZ 2B | 1.0535 | 10.5489 | 2.9547 | 5.0688 | 1.8306 | 8.2285 | 41.4449 | 71.1299 | 0 | 71.1299 | 3.279% | CZ 2B | 5.077e-05 | 0.00076361 | 0.00021388 | 0.00036692 | 0.00013251 | 0.00039656 | 0.0027982 | 0.0047224 | 0 | 0.0047224 | 3.279%
CZ 3A | 0.04847 | 0.11968 | 0.055021 | 0.083316 | 0.029689 | 0.11389 | 0.64876 | 1.0988 | 0 | 1.0988 | 4.84% | CZ 3A | 3.4857 | 2.5554 | 1.1748 | 1.779 | 0.63394 | 8.1905 | 19.0821 | 36.9016 | 0 | 36.9016 | 4.84% | CZ 3A | 0 | 2.5554 | 1.1748 | 1.779 | 0.63394 | 0 | 11.6444 | 17.7876 | 0 | 17.7876 | 4.84% | CZ 3A | 3.4857 | 0 | 0 | 0 | 0 | 8.1905 | 7.4378 | 19.114 |  |  | 4.84% | CZ 3A | 0 | 0 | 0 | 0 | 0 | 0 | 0 | 0 |  |  | 4.84% | CZ 3A | 3.8342 | 7.2319 | 3.3248 | 5.0346 | 1.794 | 9.0096 | 41.1351 | 71.3642 | 0 | 71.3642 | 4.84% | CZ 3A | 0.00018478 | 0.0005235 | 0.00024067 | 0.00036444 | 0.00012987 | 0.0004342 | 0.0027797 | 0.0046572 | 0 | 0.0046572 | 4.84%
CZ 3AWH | 0.030413 | 0.13959 | 0.047625 | 0.083789 | 0.030194 | 0.11247 | 0.65251 | 1.0966 | 0 | 1.0966 | 2.059% | CZ 3AWH | 2.1872 | 2.9805 | 1.0169 | 1.7891 | 0.64471 | 8.0884 | 19.2491 | 35.9559 | 0 | 35.9559 | 2.059% | CZ 3AWH | 0 | 2.9805 | 1.0169 | 1.7891 | 0.64471 | 0 | 11.6875 | 18.1188 | 0 | 18.1188 | 2.059% | CZ 3AWH | 2.1872 | 0 | 0 | 0 | 0 | 8.0884 | 7.5616 | 17.8372 |  |  | 2.059% | CZ 3AWH | 0 | 0 | 0 | 0 | 0 | 0 | 0 | 0 |  |  | 2.059% | CZ 3AWH | 2.4059 | 8.4349 | 2.8778 | 5.0632 | 1.8245 | 8.8972 | 41.3934 | 70.897 | 0 | 70.897 | 2.059% | CZ 3AWH | 0.00011595 | 0.00061058 | 0.00020832 | 0.00036651 | 0.00013207 | 0.00042879 | 0.0027951 | 0.0046573 | 0 | 0.0046573 | 2.059%
CZ 3B | 0.020783 | 0.11973 | 0.049891 | 0.083346 | 0.029721 | 0.11072 | 0.649 | 1.0632 | 0 | 1.0632 | 11.11% | CZ 3B | 1.4946 | 2.5566 | 1.0653 | 1.7796 | 0.63463 | 7.962 | 19.0928 | 34.5856 | 0 | 34.5856 | 11.11% | CZ 3B | 0 | 2.5566 | 1.0653 | 1.7796 | 0.63463 | 0 | 11.6471 | 17.6833 | 0 | 17.6833 | 11.11% | CZ 3B | 1.4946 | 0 | 0 | 0 | 0 | 7.962 | 7.4457 | 16.9023 |  |  | 11.11% | CZ 3B | 0 | 0 | 0 | 0 | 0 | 0 | 0 | 0 |  |  | 11.11% | CZ 3B | 1.644 | 7.2353 | 3.0148 | 5.0364 | 1.796 | 8.7582 | 41.1516 | 68.6363 | 0 | 68.6363 | 11.11% | CZ 3B | 7.9231e-05 | 0.00052374 | 0.00021824 | 0.00036457 | 0.00013001 | 0.00042209 | 0.0027807 | 0.0045186 | 0 | 0.0045186 | 11.11%
CZ 3C | 0.0043398 | 0.070218 | 0.029485 | 0.083302 | 0.029674 | 0.11462 | 0.64865 | 0.98029 | 0 | 0.98029 | 4.314% | CZ 3C | 0.31209 | 1.4993 | 0.62959 | 1.7787 | 0.63362 | 8.2428 | 19.0772 | 32.1734 | 0 | 32.1734 | 4.314% | CZ 3C | 0 | 1.4993 | 0.62959 | 1.7787 | 0.63362 | 0 | 11.6431 | 16.1844 | 0 | 16.1844 | 4.314% | CZ 3C | 0.31209 | 0 | 0 | 0 | 0 | 8.2428 | 7.4342 | 15.9891 |  |  | 4.314% | CZ 3C | 0 | 0 | 0 | 0 | 0 | 0 | 0 | 0 |  |  | 4.314% | CZ 3C | 0.3433 | 4.2431 | 1.7817 | 5.0337 | 1.7932 | 9.0671 | 41.1275 | 63.3897 | 0 | 63.3897 | 4.314% | CZ 3C | 1.6545e-05 | 0.00030715 | 0.00012898 | 0.00036438 | 0.0001298 | 0.00043697 | 0.0027793 | 0.0041631 | 0 | 0.0041631 | 4.314%
CZ 4A | 0.09804 | 0.080396 | 0.071968 | 0.080168 | 0.026331 | 0.10988 | 0.62385 | 1.0906 | 0 | 1.0906 | 17.42% | CZ 4A | 7.0505 | 1.7167 | 1.5367 | 1.7118 | 0.56223 | 7.9017 | 17.9705 | 38.4501 | 0 | 38.4501 | 17.42% | CZ 4A | 0 | 1.7167 | 1.5367 | 1.7118 | 0.56223 | 0 | 11.3572 | 16.8845 | 0 | 16.8845 | 17.42% | CZ 4A | 7.0505 | 0 | 0 | 0 | 0 | 7.9017 | 6.6134 | 21.5656 |  |  | 17.42% | CZ 4A | 0 | 0 | 0 | 0 | 0 | 0 | 0 | 0 |  |  | 17.42% | CZ 4A | 7.7556 | 4.8581 | 4.3488 | 4.8444 | 1.5911 | 8.6919 | 39.4155 | 71.5054 | 0 | 71.5054 | 17.42% | CZ 4A | 0.00037377 | 0.00035167 | 0.0003148 | 0.00035067 | 0.00011518 | 0.00041889 | 0.0026772 | 0.0046022 | 0 | 0.0046022 | 17.42%
CZ 4B | 0.039168 | 0.091001 | 0.065072 | 0.083702 | 0.030102 | 0.12236 | 0.65182 | 1.0832 | 0 | 1.0832 | 0.3459% | CZ 4B | 2.8167 | 1.9431 | 1.3894 | 1.7873 | 0.64275 | 8.7995 | 19.2187 | 36.5975 | 0 | 36.5975 | 0.3459% | CZ 4B | 0 | 1.9431 | 1.3894 | 1.7873 | 0.64275 | 0 | 11.6796 | 17.4422 | 0 | 17.4422 | 0.3459% | CZ 4B | 2.8167 | 0 | 0 | 0 | 0 | 8.7995 | 7.5391 | 19.1553 |  |  | 0.3459% | CZ 4B | 0 | 0 | 0 | 0 | 0 | 0 | 0 | 0 |  |  | 0.3459% | CZ 4B | 3.0984 | 5.499 | 3.9321 | 5.058 | 1.819 | 9.6794 | 41.3464 | 70.4323 | 0 | 70.4323 | 0.3459% | CZ 4B | 0.00014932 | 0.00039806 | 0.00028464 | 0.00036613 | 0.00013167 | 0.00046648 | 0.0027923 | 0.0045886 | 0 | 0.0045886 | 0.3459%
CZ 4C | 0.051396 | 0.078789 | 0.042873 | 0.083591 | 0.029982 | 0.17813 | 0.65094 | 1.1157 | 0 | 1.1157 | 7.04% | CZ 4C | 3.6961 | 1.6823 | 0.91545 | 1.7849 | 0.6402 | 12.81 | 19.1793 | 40.7083 | 0 | 40.7083 | 7.04% | CZ 4C | 0 | 1.6823 | 0.91545 | 1.7849 | 0.6402 | 0 | 11.6694 | 16.6923 | 0 | 16.6923 | 7.04% | CZ 4C | 3.6961 | 0 | 0 | 0 | 0 | 12.81 | 7.5098 | 24.0159 |  |  | 7.04% | CZ 4C | 0 | 0 | 0 | 0 | 0 | 0 | 0 | 0 |  |  | 7.04% | CZ 4C | 4.0657 | 4.761 | 2.5907 | 5.0512 | 1.8118 | 14.091 | 41.2853 | 73.6568 | 0 | 73.6568 | 7.04% | CZ 4C | 0.00019594 | 0.00034464 | 0.00018754 | 0.00036564 | 0.00013115 | 0.00067909 | 0.0027887 | 0.0046927 | 0 | 0.0046927 | 7.04%
CZ 5A | 0.19331 | 0.071975 | 0.044725 | 0.079372 | 0.025481 | 0.053927 | 0.61755 | 1.0863 | 0 | 1.0863 | 16.39% | CZ 5A | 13.902 | 1.5369 | 0.95499 | 1.6948 | 0.54409 | 3.8782 | 17.6893 | 40.2002 | 0 | 40.2002 | 16.39% | CZ 5A | 0 | 1.5369 | 0.95499 | 1.6948 | 0.54409 | 0 | 11.2845 | 16.0152 | 0 | 16.0152 | 16.39% | CZ 5A | 13.902 | 0 | 0 | 0 | 0 | 3.8782 | 6.4048 | 24.1849 |  |  | 16.39% | CZ 5A | 0 | 0 | 0 | 0 | 0 | 0 | 0 | 0 |  |  | 16.39% | CZ 5A | 15.2922 | 4.3493 | 2.7026 | 4.7963 | 1.5398 | 4.266 | 38.9805 | 71.9265 | 0 | 71.9265 | 16.39% | CZ 5A | 0.00073698 | 0.00031483 | 0.00019564 | 0.00034719 | 0.00011146 | 0.00020559 | 0.0026512 | 0.0045629 | 0 | 0.0045629 | 16.39%
CZ 5B | 0.12643 | 0.10005 | 0.055558 | 0.08224 | 0.028541 | 0.05861 | 0.64025 | 1.0917 | 0 | 1.0917 | 8.784% | CZ 5B | 9.0922 | 2.1364 | 1.1863 | 1.756 | 0.60943 | 4.2149 | 18.7022 | 37.6976 | 0 | 37.6976 | 8.784% | CZ 5B | 0 | 2.1364 | 1.1863 | 1.756 | 0.60943 | 0 | 11.5462 | 17.2344 | 0 | 17.2344 | 8.784% | CZ 5B | 9.0922 | 0 | 0 | 0 | 0 | 4.2149 | 7.156 | 20.4632 |  |  | 8.784% | CZ 5B | 0 | 0 | 0 | 0 | 0 | 0 | 0 | 0 |  |  | 8.784% | CZ 5B | 10.0015 | 6.046 | 3.3573 | 4.9696 | 1.7247 | 4.6364 | 40.5474 | 71.2828 | 0 | 71.2828 | 8.784% | CZ 5B | 0.000482 | 0.00043765 | 0.00024302 | 0.00035974 | 0.00012485 | 0.00022344 | 0.0027447 | 0.0046154 | 0 | 0.0046154 | 8.784%
CZ 5C | 0.1038 | 0.040618 | 0.040306 | 0.083592 | 0.029984 | 0.062986 | 0.65095 | 1.0122 | 0 | 1.0122 | 0.09337% | CZ 5C | 7.4645 | 0.8673 | 0.86064 | 1.7849 | 0.64024 | 4.5296 | 19.1798 | 35.3269 | 0 | 35.3269 | 0.09337% | CZ 5C | 0 | 0.8673 | 0.86064 | 1.7849 | 0.64024 | 0 | 11.6696 | 15.8227 | 0 | 15.8227 | 0.09337% | CZ 5C | 7.4645 | 0 | 0 | 0 | 0 | 4.5296 | 7.5102 | 19.5043 |  |  | 0.09337% | CZ 5C | 0 | 0 | 0 | 0 | 0 | 0 | 0 | 0 |  |  | 0.09337% | CZ 5C | 8.2109 | 2.4545 | 2.4356 | 5.0513 | 1.8119 | 4.9826 | 41.2861 | 66.2328 | 0 | 66.2328 | 0.09337% | CZ 5C | 0.00039571 | 0.00017767 | 0.00017631 | 0.00036565 | 0.00013116 | 0.00024013 | 0.0027887 | 0.0042754 | 0 | 0.0042754 | 0.09337%
CZ 6A | 0.09836 | 0.11218 | 0.118 | 0.080226 | 0.026392 | 0.12225 | 0.64439 | 1.2018 | 0 | 1.2018 | 5.828% | CZ 6A | 7.0735 | 2.3954 | 2.5196 | 1.713 | 0.56354 | 8.7915 | 18.4198 | 41.4765 | 0 | 41.4765 | 5.828% | CZ 6A | 0 | 2.3954 | 2.5196 | 1.713 | 0.56354 | 0 | 11.7913 | 18.983 | 0 | 18.983 | 5.828% | CZ 6A | 7.0735 | 0 | 0 | 0 | 0 | 8.7915 | 6.6285 | 22.4935 |  |  | 5.828% | CZ 6A | 0 | 0 | 0 | 0 | 0 | 0 | 0 | 0 |  |  | 5.828% | CZ 6A | 7.7809 | 6.7791 | 7.1306 | 4.8479 | 1.5948 | 9.6707 | 40.6608 | 78.4647 | 0 | 78.4647 | 5.828% | CZ 6A | 0.00037499 | 0.00049072 | 0.00051616 | 0.00035093 | 0.00011544 | 0.00046606 | 0.0027669 | 0.0050812 | 0 | 0.0050812 | 5.828%
CZ 6B | 0.066347 | 0.099177 | 0.11937 | 0.081581 | 0.027838 | 0.1274 | 0.65622 | 1.1779 | 0 | 1.1779 | 0.965% | CZ 6B | 4.7713 | 2.1177 | 2.5489 | 1.742 | 0.59441 | 9.1621 | 18.9219 | 39.8582 | 0 | 39.8582 | 0.965% | CZ 6B | 0 | 2.1177 | 2.5489 | 1.742 | 0.59441 | 0 | 11.9385 | 18.9414 | 0 | 18.9414 | 0.965% | CZ 6B | 4.7713 | 0 | 0 | 0 | 0 | 9.1621 | 6.9834 | 20.9168 |  |  | 0.965% | CZ 6B | 0 | 0 | 0 | 0 | 0 | 0 | 0 | 0 |  |  | 0.965% | CZ 6B | 5.2484 | 5.993 | 7.2133 | 4.9298 | 1.6822 | 10.0783 | 41.4676 | 76.6127 | 0 | 76.6127 | 0.965% | CZ 6B | 0.00025294 | 0.00043382 | 0.00052215 | 0.00035685 | 0.00012177 | 0.00048571 | 0.0028159 | 0.0049891 | 0 | 0.0049891 | 0.965%
CZ 7 | 0.1257 | 0.093808 | 0.11779 | 0.081074 | 0.027297 | 0.13303 | 0.65179 | 1.2305 | 0 | 1.2305 | 0.5443% | CZ 7 | 9.0397 | 2.003 | 2.5152 | 1.7311 | 0.58286 | 9.5668 | 18.734 | 44.1726 | 0 | 44.1726 | 0.5443% | CZ 7 | 0 | 2.003 | 2.5152 | 1.7311 | 0.58286 | 0 | 11.8834 | 18.7156 | 0 | 18.7156 | 0.5443% | CZ 7 | 9.0397 | 0 | 0 | 0 | 0 | 9.5668 | 6.8506 | 25.457 |  |  | 0.5443% | CZ 7 | 0 | 0 | 0 | 0 | 0 | 0 | 0 | 0 |  |  | 0.5443% | CZ 7 | 9.9436 | 5.6686 | 7.1179 | 4.8991 | 1.6495 | 10.5235 | 41.1657 | 80.9679 | 0 | 80.9679 | 0.5443% | CZ 7 | 0.00047922 | 0.00041034 | 0.00051525 | 0.00035463 | 0.0001194 | 0.00050716 | 0.0027976 | 0.0051836 | 0 | 0.0051836 | 0.5443%
CZ 8 | 0.22246 | 0.070477 | 0.12374 | 0.083592 | 0.029984 | 0.15594 | 0.67377 | 1.36 | 0 | 1.36 | 0.003285% | CZ 8 | 15.9978 | 1.5049 | 2.6422 | 1.7849 | 0.64024 | 11.2147 | 19.6671 | 53.4517 | 0 | 53.4517 | 0.003285% | CZ 8 | 0 | 1.5049 | 2.6422 | 1.7849 | 0.64024 | 0 | 12.1569 | 18.729 | 0 | 18.729 | 0.003285% | CZ 8 | 15.9978 | 0 | 0 | 0 | 0 | 11.2147 | 7.5102 | 34.7227 |  |  | 0.003285% | CZ 8 | 0 | 0 | 0 | 0 | 0 | 0 | 0 | 0 |  |  | 0.003285% | CZ 8 | 17.5976 | 4.2588 | 7.4773 | 5.0513 | 1.8119 | 12.3361 | 42.6652 | 91.1981 | 0 | 91.1981 | 0.003285% | CZ 8 | 0.00084809 | 0.00030828 | 0.00054126 | 0.00036565 | 0.00013116 | 0.00059452 | 0.0028886 | 0.0056775 | 0 | 0.0056775 | 0.003285%
US Weighted | 0.082733 | 0.11277 | 0.056093 | 0.081838 | 0.028113 | 0.10008 | 0.63864 | 1.1003 | 0 | 1.1003 | 100% | US Weighted | 5.9497 | 2.4079 | 1.1977 | 1.7475 | 0.60028 | 7.1973 | 18.5939 | 37.6942 | 0 | 37.6942 | 100% | US Weighted | 0 | 2.4079 | 1.1977 | 1.7475 | 0.60028 | 0 | 11.5431 | 17.4964 | 0 | 17.4964 | 100% | US Weighted | 5.9497 | 0 | 0 | 0 | 0 | 7.1973 | 7.0508 | 20.1978 |  |  | 100% | US Weighted | 0 | 0 | 0 | 0 | 0 | 0 | 0 | 0 |  |  | 100% | US Weighted | 6.5447 | 6.8143 | 3.3896 | 4.9453 | 1.6988 | 7.917 | 40.4228 | 71.7325 | 0 | 71.7325 | 100% | US Weighted | 0.00031541 | 0.00049327 | 0.00024536 | 0.00035798 | 0.00012297 | 0.00038155 | 0.0027385 | 0.004655 | 0 | 0.004655 | 100%
Energy Cost Index ($/sq ft/yr) for IECC-Res 2021 | [10 empty] | Multifamily - Gas Furnace | Site Energy Use Intensity (kBtu/sq ft/yr) for IECC-Res 2021 | [10 empty] | Multifamily - Gas Furnace | Electric Use Intensity (kBtu/sq ft/yr) for IECC-Res 2021 | [10 empty] | Multifamily - Gas Furnace | Gas Use Intensity (kBtu/sq ft/yr) for IECC-Res 2021 | [10 empty] | Multifamily - Gas Furnace | Oil Use Intensity (kBtu/sq ft/yr) for IECC-Res 2021 | [10 empty] | Multifamily - Gas Furnace | Source Energy Use Index (kBtu/sq ft/yr) for IECC-Res 2021 | [10 empty] | Multifamily - Gas Furnace | Carbon Emissions (ton/sq ft/yr) for IECC-Res 2021 | [10 empty] | Multifamily - Gas Furnace
Costs: Electricity: $0.1598/kWh ¦ Natural Gas: $1.391/therm ¦ Oil: $4.1392/gal | [9 empty] | Prototype Floor Area (sq ft): | 21600 | [10 empty] | Prototype Floor Area (sq ft): | 21600 | [10 empty] | Prototype Floor Area (sq ft): | 21600 | [10 empty] | Prototype Floor Area (sq ft): | 21600 | [10 empty] | Prototype Floor Area (sq ft): | 21600 | Site-to-Source Factors: Electricity: 2.83 ¦ Natural Gas: 1.1 ¦ Oil: 1.01 | [9 empty] | Prototype Floor Area (sq ft): | 21600 | Conversion [ton/kBtu]: Electricity: 4,881 ¦ Natural Gas: 18,863 ¦ Oil: 13,521 | [9 empty] | Prototype Floor Area (sq ft): | 21600
IECC-Res 2021 | Heat | Cool | Fans_Aux | Lgt_Int | Lgt_Ext | DHW | Appls | Total | PV | Net_Total | Weight | IECC-Res 2021 | Heat | Cool | Fans_Aux | Lgt_Int | Lgt_Ext | DHW | Appls | Total | PV | Net_Total | Weight | IECC-Res 2021 | Heat | Cool | Fans_Aux | Lgt_Int | Lgt_Ext | DHW | Appls | Total | PV | Net_Total | Weight | IECC-Res 2021 | Heat | Cool | Fans_Aux | Lgt_Int | Lgt_Ext | DHW | Appls | Total | PV | Net_Total | Weight | IECC-Res 2021 | Heat | Cool | Fans_Aux | Lgt_Int | Lgt_Ext | DHW | Appls | Total | PV | Net_Total | Weight | IECC-Res 2021 | Heat | Cool | Fans_Aux | Lgt_Int | Lgt_Ext | DHW | Appls | Total | PV | Net_Total | Weight | IECC-Res 2021 | Heat | Cool | Fans_Aux | Lgt_Int | Lgt_Ext | DHW | Appls | Total | PV | Net_Total | Weight
CZ 1AWH | 0.003441 | 0.35645 | 0.074542 | 0.083889 | 0.044652 | 0.066131 | 0.67636 | 1.3055 | 0 | 1.3055 | 1.334% | CZ 1AWH | 0.24746 | 7.6111 | 1.5917 | 1.7912 | 0.95343 | 4.7558 | 19.7769 | 36.7276 | 0 | 36.7276 | 1.334% | CZ 1AWH | 0 | 7.6111 | 1.5917 | 1.7912 | 0.95343 | 0 | 12.1891 | 24.1365 | 0 | 24.1365 | 1.334% | CZ 1AWH | 0.24746 | 0 | 0 | 0 | 0 | 4.7558 | 7.5879 | 12.5911 |  |  | 1.334% | CZ 1AWH | 0 | 0 | 0 | 0 | 0 | 0 | 0 | 0 |  |  | 1.334% | CZ 1AWH | 0.27221 | 21.5394 | 4.5044 | 5.0692 | 2.6982 | 5.2314 | 42.8417 | 82.1565 | 0 | 82.1565 | 1.334% | CZ 1AWH | 1.3119e-05 | 0.0015592 | 0.00032606 | 0.00036695 | 0.00019532 | 0.00025212 | 0.0028993 | 0.005612 | 0 | 0.005612 | 1.334%
CZ 1AWHT | 1.5251e-05 | 0.36796 | 0.076129 | 0.083592 | 0.044186 | 0.064063 | 0.67377 | 1.3097 | 0 | 1.3097 | 0.4808% | CZ 1AWHT | 0.0010967 | 7.8569 | 1.6255 | 1.7849 | 0.94348 | 4.6071 | 19.6671 | 36.4861 | 0 | 36.4861 | 0.4808% | CZ 1AWHT | 0 | 7.8569 | 1.6255 | 1.7849 | 0.94348 | 0 | 12.1569 | 24.3677 | 0 | 24.3677 | 0.4808% | CZ 1AWHT | 0.0010967 | 0 | 0 | 0 | 0 | 4.6071 | 7.5102 | 12.1183 |  |  | 0.4808% | CZ 1AWHT | 0 | 0 | 0 | 0 | 0 | 0 | 0 | 0 |  |  | 0.4808% | CZ 1AWHT | 0.0012064 | 22.2351 | 4.6003 | 5.0513 | 2.67 | 5.0678 | 42.6652 | 82.2909 | 0 | 82.2909 | 0.4808% | CZ 1AWHT | 5.8141e-08 | 0.0016095 | 0.000333 | 0.00036565 | 0.00019328 | 0.00024423 | 0.0028886 | 0.0056343 | 0 | 0.0056343 | 0.4808%
CZ 2AWH | 0.02236 | 0.29065 | 0.067868 | 0.083872 | 0.044626 | 0.074747 | 0.67622 | 1.2603 | 0 | 1.2603 | 15.17% | CZ 2AWH | 1.608 | 6.206 | 1.4492 | 1.7909 | 0.95289 | 5.3754 | 19.7709 | 37.1532 | 0 | 37.1532 | 15.17% | CZ 2AWH | 0 | 6.206 | 1.4492 | 1.7909 | 0.95289 | 0 | 12.1873 | 22.5863 | 0 | 22.5863 | 15.17% | CZ 2AWH | 1.608 | 0 | 0 | 0 | 0 | 5.3754 | 7.5836 | 14.5669 |  |  | 15.17% | CZ 2AWH | 0 | 0 | 0 | 0 | 0 | 0 | 0 | 0 |  |  | 15.17% | CZ 2AWH | 1.7688 | 17.5631 | 4.1011 | 5.0682 | 2.6967 | 5.9129 | 42.832 | 79.9428 | 0 | 79.9428 | 15.17% | CZ 2AWH | 8.5244e-05 | 0.0012713 | 0.00029687 | 0.00036688 | 0.0001952 | 0.00028496 | 0.0028987 | 0.0053992 | 0 | 0.0053992 | 15.17%
CZ 2B | 0.026788 | 0.26097 | 0.069427 | 0.083883 | 0.044643 | 0.075401 | 0.67631 | 1.2374 | 0 | 1.2374 | 3.279% | CZ 2B | 1.9264 | 5.5724 | 1.4824 | 1.7911 | 0.95323 | 5.4224 | 19.7747 | 36.9228 | 0 | 36.9228 | 3.279% | CZ 2B | 0 | 5.5724 | 1.4824 | 1.7911 | 0.95323 | 0 | 12.1884 | 21.9877 | 0 | 21.9877 | 3.279% | CZ 2B | 1.9264 | 0 | 0 | 0 | 0 | 5.4224 | 7.5863 | 14.9352 |  |  | 3.279% | CZ 2B | 0 | 0 | 0 | 0 | 0 | 0 | 0 | 0 |  |  | 3.279% | CZ 2B | 2.1191 | 15.77 | 4.1953 | 5.0688 | 2.6977 | 5.9647 | 42.8382 | 78.6538 | 0 | 78.6538 | 3.279% | CZ 2B | 0.00010213 | 0.0011416 | 0.00030369 | 0.00036692 | 0.00019528 | 0.00028746 | 0.0028991 | 0.0052961 | 0 | 0.0052961 | 3.279%
CZ 3A | 0.064172 | 0.16982 | 0.053026 | 0.083316 | 0.043751 | 0.090142 | 0.67136 | 1.1756 | 0 | 1.1756 | 4.84% | CZ 3A | 4.6149 | 3.6262 | 1.1322 | 1.779 | 0.9342 | 6.4825 | 19.5646 | 38.1337 | 0 | 38.1337 | 4.84% | CZ 3A | 0 | 3.6262 | 1.1322 | 1.779 | 0.9342 | 0 | 12.1269 | 19.5985 | 0 | 19.5985 | 4.84% | CZ 3A | 4.6149 | 0 | 0 | 0 | 0 | 6.4825 | 7.4378 | 18.5352 |  |  | 4.84% | CZ 3A | 0 | 0 | 0 | 0 | 0 | 0 | 0 | 0 |  |  | 4.84% | CZ 3A | 5.0764 | 10.2621 | 3.2043 | 5.0346 | 2.6438 | 7.1308 | 42.5006 | 75.8525 | 0 | 75.8525 | 4.84% | CZ 3A | 0.00024465 | 0.00074285 | 0.00023195 | 0.00036444 | 0.00019138 | 0.00034366 | 0.0028786 | 0.0049975 | 0 | 0.0049975 | 4.84%
CZ 3AWH | 0.042559 | 0.19458 | 0.054457 | 0.083789 | 0.044494 | 0.087264 | 0.67549 | 1.1826 | 0 | 1.1826 | 2.059% | CZ 3AWH | 3.0606 | 4.1547 | 1.1628 | 1.7891 | 0.95007 | 6.2756 | 19.7398 | 37.1327 | 0 | 37.1327 | 2.059% | CZ 3AWH | 0 | 4.1547 | 1.1628 | 1.7891 | 0.95007 | 0 | 12.1782 | 20.2349 | 0 | 20.2349 | 2.059% | CZ 3AWH | 3.0606 | 0 | 0 | 0 | 0 | 6.2756 | 7.5616 | 16.8978 |  |  | 2.059% | CZ 3AWH | 0 | 0 | 0 | 0 | 0 | 0 | 0 | 0 |  |  | 2.059% | CZ 3AWH | 3.3667 | 11.7579 | 3.2907 | 5.0632 | 2.6887 | 6.9031 | 42.7821 | 75.8523 | 0 | 75.8523 | 2.059% | CZ 3AWH | 0.00016225 | 0.00085112 | 0.00023821 | 0.00036651 | 0.00019463 | 0.00033268 | 0.0028956 | 0.0050411 | 0 | 0.0050411 | 2.059%
CZ 3B | 0.033734 | 0.17818 | 0.058176 | 0.083346 | 0.043798 | 0.085926 | 0.67162 | 1.1548 | 0 | 1.1548 | 11.11% | CZ 3B | 2.4259 | 3.8046 | 1.2422 | 1.7796 | 0.93521 | 6.1793 | 19.5758 | 35.9427 | 0 | 35.9427 | 11.11% | CZ 3B | 0 | 3.8046 | 1.2422 | 1.7796 | 0.93521 | 0 | 12.1301 | 19.8918 | 0 | 19.8918 | 11.11% | CZ 3B | 2.4259 | 0 | 0 | 0 | 0 | 6.1793 | 7.4457 | 16.0509 |  |  | 11.11% | CZ 3B | 0 | 0 | 0 | 0 | 0 | 0 | 0 | 0 |  |  | 11.11% | CZ 3B | 2.6685 | 10.767 | 3.5154 | 5.0364 | 2.6466 | 6.7972 | 42.5185 | 73.9498 | 0 | 73.9498 | 11.11% | CZ 3B | 0.00012861 | 0.0007794 | 0.00025447 | 0.00036457 | 0.00019158 | 0.00032758 | 0.0028797 | 0.0049259 | 0 | 0.0049259 | 11.11%
CZ 3C | 0.0099156 | 0.10019 | 0.039379 | 0.083302 | 0.043729 | 0.092026 | 0.67124 | 1.0398 | 0 | 1.0398 | 4.314% | CZ 3C | 0.71308 | 2.1392 | 0.84084 | 1.7787 | 0.93373 | 6.618 | 19.5595 | 32.5831 | 0 | 32.5831 | 4.314% | CZ 3C | 0 | 2.1392 | 0.84084 | 1.7787 | 0.93373 | 0 | 12.1254 | 17.8179 | 0 | 17.8179 | 4.314% | CZ 3C | 0.71308 | 0 | 0 | 0 | 0 | 6.618 | 7.4342 | 14.7652 |  |  | 4.314% | CZ 3C | 0 | 0 | 0 | 0 | 0 | 0 | 0 | 0 |  |  | 4.314% | CZ 3C | 0.78438 | 6.0541 | 2.3796 | 5.0337 | 2.6425 | 7.2798 | 42.4923 | 66.6664 | 0 | 66.6664 | 4.314% | CZ 3C | 3.7802e-05 | 0.00043824 | 0.00017225 | 0.00036438 | 0.00019128 | 0.00035084 | 0.0028781 | 0.0044329 | 0 | 0.0044329 | 4.314%
CZ 4A | 0.12271 | 0.1224 | 0.048463 | 0.080168 | 0.038802 | 0.091719 | 0.64389 | 1.1482 | 0 | 1.1482 | 17.42% | CZ 4A | 8.8249 | 2.6135 | 1.0348 | 1.7118 | 0.82852 | 6.5959 | 18.3985 | 40.008 | 0 | 40.008 | 17.42% | CZ 4A | 0 | 2.6135 | 1.0348 | 1.7118 | 0.82852 | 0 | 11.7851 | 17.9737 | 0 | 17.9737 | 17.42% | CZ 4A | 8.8249 | 0 | 0 | 0 | 0 | 6.5959 | 6.6134 | 22.0343 |  |  | 17.42% | CZ 4A | 0 | 0 | 0 | 0 | 0 | 0 | 0 | 0 |  |  | 17.42% | CZ 4A | 9.7074 | 7.3962 | 2.9285 | 4.8444 | 2.3447 | 7.2555 | 40.6265 | 75.1033 | 0 | 75.1033 | 17.42% | CZ 4A | 0.00046783 | 0.0005354 | 0.00021199 | 0.00035067 | 0.00016973 | 0.00034967 | 0.0027648 | 0.0048501 | 0 | 0.0048501 | 17.42%
CZ 4B | 0.059143 | 0.13898 | 0.059605 | 0.083702 | 0.044359 | 0.10106 | 0.67474 | 1.1616 | 0 | 1.1616 | 0.3459% | CZ 4B | 4.2533 | 2.9676 | 1.2727 | 1.7873 | 0.94718 | 7.2674 | 19.7079 | 38.2034 | 0 | 38.2034 | 0.3459% | CZ 4B | 0 | 2.9676 | 1.2727 | 1.7873 | 0.94718 | 0 | 12.1689 | 19.1437 | 0 | 19.1437 | 0.3459% | CZ 4B | 4.2533 | 0 | 0 | 0 | 0 | 7.2674 | 7.5391 | 19.0598 |  |  | 0.3459% | CZ 4B | 0 | 0 | 0 | 0 | 0 | 0 | 0 | 0 |  |  | 0.3459% | CZ 4B | 4.6786 | 8.3984 | 3.6018 | 5.058 | 2.6805 | 7.9942 | 42.7309 | 75.1423 | 0 | 75.1423 | 0.3459% | CZ 4B | 0.00022548 | 0.00060794 | 0.00026072 | 0.00036613 | 0.00019404 | 0.00038527 | 0.0028925 | 0.0049321 | 0 | 0.0049321 | 0.3459%
CZ 4C | 0.080566 | 0.066799 | 0.042172 | 0.083591 | 0.044183 | 0.1085 | 0.67376 | 1.0996 | 0 | 1.0996 | 7.04% | CZ 4C | 5.7939 | 1.4263 | 0.90049 | 1.7849 | 0.94343 | 7.8025 | 19.6665 | 38.318 | 0 | 38.318 | 7.04% | CZ 4C | 0 | 1.4263 | 0.90049 | 1.7849 | 0.94343 | 0 | 12.1567 | 17.2118 | 0 | 17.2118 | 7.04% | CZ 4C | 5.7939 | 0 | 0 | 0 | 0 | 7.8025 | 7.5098 | 21.1061 |  |  | 7.04% | CZ 4C | 0 | 0 | 0 | 0 | 0 | 0 | 0 | 0 |  |  | 7.04% | CZ 4C | 6.3732 | 4.0365 | 2.5484 | 5.0512 | 2.6699 | 8.5827 | 42.6643 | 71.9263 | 0 | 71.9263 | 7.04% | CZ 4C | 0.00030715 | 0.00029219 | 0.00018447 | 0.00036564 | 0.00019327 | 0.00041363 | 0.0028885 | 0.0046449 | 0 | 0.0046449 | 7.04%
CZ 5A | 0.1892 | 0.077862 | 0.045338 | 0.079372 | 0.03755 | 0.098409 | 0.63694 | 1.1647 | 0 | 1.1647 | 16.39% | CZ 5A | 13.6065 | 1.6625 | 0.96809 | 1.6948 | 0.80179 | 7.077 | 18.1034 | 43.9142 | 0 | 43.9142 | 16.39% | CZ 5A | 0 | 1.6625 | 0.96809 | 1.6948 | 0.80179 | 0 | 11.6986 | 16.8258 | 0 | 16.8258 | 16.39% | CZ 5A | 13.6065 | 0 | 0 | 0 | 0 | 7.077 | 6.4048 | 27.0883 |  |  | 16.39% | CZ 5A | 0 | 0 | 0 | 0 | 0 | 0 | 0 | 0 |  |  | 16.39% | CZ 5A | 14.9672 | 4.705 | 2.7397 | 4.7963 | 2.2691 | 7.7847 | 40.1524 | 77.4143 | 0 | 77.4143 | 16.39% | CZ 5A | 0.00072132 | 0.00034058 | 0.00019832 | 0.00034719 | 0.00016425 | 0.00037517 | 0.0027361 | 0.0048829 | 0 | 0.0048829 | 16.39%
CZ 5B | 0.12284 | 0.10749 | 0.056785 | 0.08224 | 0.04206 | 0.10719 | 0.66197 | 1.1806 | 0 | 1.1806 | 8.784% | CZ 5B | 8.8337 | 2.2953 | 1.2125 | 1.756 | 0.89808 | 7.7086 | 19.1661 | 41.8703 | 0 | 41.8703 | 8.784% | CZ 5B | 0 | 2.2953 | 1.2125 | 1.756 | 0.89808 | 0 | 12.0101 | 18.1719 | 0 | 18.1719 | 8.784% | CZ 5B | 8.8337 | 0 | 0 | 0 | 0 | 7.7086 | 7.156 | 23.6984 |  |  | 8.784% | CZ 5B | 0 | 0 | 0 | 0 | 0 | 0 | 0 | 0 |  |  | 8.784% | CZ 5B | 9.7171 | 6.4956 | 3.4314 | 4.9696 | 2.5416 | 8.4795 | 41.8601 | 77.4948 | 0 | 77.4948 | 8.784% | CZ 5B | 0.0004683 | 0.0004702 | 0.00024839 | 0.00035974 | 0.00018398 | 0.00040865 | 0.0028397 | 0.004979 | 0 | 0.004979 | 8.784%
CZ 5C | 0.095909 | 0.045302 | 0.040289 | 0.083592 | 0.044186 | 0.11494 | 0.67377 | 1.098 | 0 | 1.098 | 0.09337% | CZ 5C | 6.8973 | 0.96732 | 0.86028 | 1.7849 | 0.94348 | 8.2655 | 19.6671 | 39.3858 | 0 | 39.3858 | 0.09337% | CZ 5C | 0 | 0.96732 | 0.86028 | 1.7849 | 0.94348 | 0 | 12.1569 | 16.7129 | 0 | 16.7129 | 0.09337% | CZ 5C | 6.8973 | 0 | 0 | 0 | 0 | 8.2655 | 7.5102 | 22.673 |  |  | 0.09337% | CZ 5C | 0 | 0 | 0 | 0 | 0 | 0 | 0 | 0 |  |  | 0.09337% | CZ 5C | 7.587 | 2.7375 | 2.4346 | 5.0513 | 2.67 | 9.0921 | 42.6652 | 72.2377 | 0 | 72.2377 | 0.09337% | CZ 5C | 0.00036564 | 0.00019816 | 0.00017623 | 0.00036565 | 0.00019328 | 0.00043818 | 0.0028886 | 0.0046257 | 0 | 0.0046257 | 0.09337%
CZ 6A | 0.27213 | 0.083311 | 0.049058 | 0.080226 | 0.038892 | 0.10933 | 0.64439 | 1.2773 | 0 | 1.2773 | 5.828% | CZ 6A | 19.5704 | 1.7789 | 1.0475 | 1.713 | 0.83045 | 7.8622 | 18.4198 | 51.2223 | 0 | 51.2223 | 5.828% | CZ 6A | 0 | 1.7789 | 1.0475 | 1.713 | 0.83045 | 0 | 11.7913 | 17.1612 | 0 | 17.1612 | 5.828% | CZ 6A | 19.5704 | 0 | 0 | 0 | 0 | 7.8622 | 6.6285 | 34.0611 |  |  | 5.828% | CZ 6A | 0 | 0 | 0 | 0 | 0 | 0 | 0 | 0 |  |  | 5.828% | CZ 6A | 21.5275 | 5.0343 | 2.9644 | 4.8479 | 2.3502 | 8.6484 | 40.6608 | 86.0335 | 0 | 86.0335 | 5.828% | CZ 6A | 0.0010375 | 0.00036442 | 0.00021459 | 0.00035093 | 0.00017012 | 0.00041679 | 0.0027669 | 0.0053213 | 0 | 0.0053213 | 5.828%
CZ 6B | 0.20692 | 0.07097 | 0.049808 | 0.081581 | 0.041023 | 0.11333 | 0.65622 | 1.2199 | 0 | 1.2199 | 0.965% | CZ 6B | 14.8807 | 1.5154 | 1.0635 | 1.742 | 0.87595 | 8.1503 | 18.9219 | 47.1497 | 0 | 47.1497 | 0.965% | CZ 6B | 0 | 1.5154 | 1.0635 | 1.742 | 0.87595 | 0 | 11.9385 | 17.1353 | 0 | 17.1353 | 0.965% | CZ 6B | 14.8807 | 0 | 0 | 0 | 0 | 8.1503 | 6.9834 | 30.0144 |  |  | 0.965% | CZ 6B | 0 | 0 | 0 | 0 | 0 | 0 | 0 | 0 |  |  | 0.965% | CZ 6B | 16.3688 | 4.2885 | 3.0098 | 4.9298 | 2.4789 | 8.9654 | 41.4676 | 81.5088 | 0 | 81.5088 | 0.965% | CZ 6B | 0.00078887 | 0.00031044 | 0.00021787 | 0.00035685 | 0.00017944 | 0.00043207 | 0.0028159 | 0.0051014 | 0 | 0.0051014 | 0.965%
CZ 7 | 0.20062 | 0.080604 | 0.11725 | 0.081074 | 0.040226 | 0.12218 | 0.65179 | 1.2937 | 0 | 1.2937 | 0.5443% | CZ 7 | 14.4272 | 1.7211 | 2.5036 | 1.7311 | 0.85893 | 8.7866 | 18.734 | 48.7625 | 0 | 48.7625 | 0.5443% | CZ 7 | 0 | 1.7211 | 2.5036 | 1.7311 | 0.85893 | 0 | 11.8834 | 18.6982 | 0 | 18.6982 | 0.5443% | CZ 7 | 14.4272 | 0 | 0 | 0 | 0 | 8.7866 | 6.8506 | 30.0643 |  |  | 0.5443% | CZ 7 | 0 | 0 | 0 | 0 | 0 | 0 | 0 | 0 |  |  | 0.5443% | CZ 7 | 15.8699 | 4.8707 | 7.0852 | 4.8991 | 2.4308 | 9.6652 | 41.1657 | 85.9866 | 0 | 85.9866 | 0.5443% | CZ 7 | 0.00076482 | 0.00035258 | 0.00051288 | 0.00035463 | 0.00017596 | 0.0004658 | 0.0027976 | 0.0054242 | 0 | 0.0054242 | 0.5443%
CZ 8 | 0.3091 | 0.060662 | 0.12194 | 0.083592 | 0.044186 | 0.14767 | 0.67377 | 1.4409 | 0 | 1.4409 | 0.003285% | CZ 8 | 22.2287 | 1.2953 | 2.6038 | 1.7849 | 0.94348 | 10.6197 | 19.6671 | 59.1429 | 0 | 59.1429 | 0.003285% | CZ 8 | 0 | 1.2953 | 2.6038 | 1.7849 | 0.94348 | 0 | 12.1569 | 18.7843 | 0 | 18.7843 | 0.003285% | CZ 8 | 22.2287 | 0 | 0 | 0 | 0 | 10.6197 | 7.5102 | 40.3586 |  |  | 0.003285% | CZ 8 | 0 | 0 | 0 | 0 | 0 | 0 | 0 | 0 |  |  | 0.003285% | CZ 8 | 24.4515 | 3.6657 | 7.3687 | 5.0513 | 2.67 | 11.6817 | 42.6652 | 97.5541 | 0 | 97.5541 | 0.003285% | CZ 8 | 0.0011784 | 0.00026535 | 0.0005334 | 0.00036565 | 0.00019328 | 0.00056298 | 0.0028886 | 0.0059876 | 0 | 0.0059876 | 0.003285%
US Weighted | 0.10501 | 0.14664 | 0.053462 | 0.081838 | 0.041428 | 0.092819 | 0.65847 | 1.1797 | 0 | 1.1797 | 100% | US Weighted | 7.5519 | 3.1311 | 1.1415 | 1.7475 | 0.88459 | 6.675 | 19.0172 | 40.1488 | 0 | 40.1488 | 100% | US Weighted | 0 | 3.1311 | 1.1415 | 1.7475 | 0.88459 | 0 | 11.9664 | 18.8711 | 0 | 18.8711 | 100% | US Weighted | 7.5519 | 0 | 0 | 0 | 0 | 6.675 | 7.0508 | 21.2777 |  |  | 100% | US Weighted | 0 | 0 | 0 | 0 | 0 | 0 | 0 | 0 |  |  | 100% | US Weighted | 8.3071 | 8.861 | 3.2306 | 4.9453 | 2.5034 | 7.3425 | 41.6209 | 76.8107 | 0 | 76.8107 | 100% | US Weighted | 0.00040034 | 0.00064143 | 0.00023385 | 0.00035798 | 0.00018121 | 0.00035386 | 0.0028252 | 0.0049939 | 0 | 0.0049939 | 100%
Energy Cost Index ($/sq ft/yr) for IECC-Res 2018 | [10 empty] | Multifamily - Gas Furnace | Site Energy Use Intensity (kBtu/sq ft/yr) for IECC-Res 2018 | [10 empty] | Multifamily - Gas Furnace | Electric Use Intensity (kBtu/sq ft/yr) for IECC-Res 2018 | [10 empty] | Multifamily - Gas Furnace | Gas Use Intensity (kBtu/sq ft/yr) for IECC-Res 2018 | [10 empty] | Multifamily - Gas Furnace | Oil Use Intensity (kBtu/sq ft/yr) for IECC-Res 2018 | [10 empty] | Multifamily - Gas Furnace | Source Energy Use Index (kBtu/sq ft/yr) for IECC-Res 2018 | [10 empty] | Multifamily - Gas Furnace | Carbon Emissions (ton/sq ft/yr) for IECC-Res 2018 | [10 empty] | Multifamily - Gas Furnace
Costs: Electricity: $0.1598/kWh ¦ Natural Gas: $1.391/therm ¦ Oil: $4.1392/gal | [9 empty] | Prototype Floor Area (sq ft): | 21600 | [10 empty] | Prototype Floor Area (sq ft): | 21600 | [10 empty] | Prototype Floor Area (sq ft): | 21600 | [10 empty] | Prototype Floor Area (sq ft): | 21600 | [10 empty] | Prototype Floor Area (sq ft): | 21600 | Site-to-Source Factors: Electricity: 2.83 ¦ Natural Gas: 1.1 ¦ Oil: 1.01 | [9 empty] | Prototype Floor Area (sq ft): | 21600 | Conversion [ton/kBtu]: Electricity: 4,881 ¦ Natural Gas: 18,863 ¦ Oil: 13,521 | [9 empty] | Prototype Floor Area (sq ft): | 21600
IECC-Res 2018 | Heat | Cool | Fans_Aux | Lgt_Int | Lgt_Ext | DHW | Appls | Total | PV | Net_Total | Weight | IECC-Res 2018 | Heat | Cool | Fans_Aux | Lgt_Int | Lgt_Ext | DHW | Appls | Total | PV | Net_Total | Weight | IECC-Res 2018 | Heat | Cool | Fans_Aux | Lgt_Int | Lgt_Ext | DHW | Appls | Total | PV | Net_Total | Weight | IECC-Res 2018 | Heat | Cool | Fans_Aux | Lgt_Int | Lgt_Ext | DHW | Appls | Total | PV | Net_Total | Weight | IECC-Res 2018 | Heat | Cool | Fans_Aux | Lgt_Int | Lgt_Ext | DHW | Appls | Total | PV | Net_Total | Weight | IECC-Res 2018 | Heat | Cool | Fans_Aux | Lgt_Int | Lgt_Ext | DHW | Appls | Total | PV | Net_Total | Weight | IECC-Res 2018 | Heat | Cool | Fans_Aux | Lgt_Int | Lgt_Ext | DHW | Appls | Total | PV | Net_Total | Weight
CZ 1AWH | 0.0018982 | 0.39657 | 0.099423 | 0.08949 | 0.044652 | 0.12824 | 0.67636 | 1.4366 | 0 | 1.4366 | 1.334% | CZ 1AWH | 0.13651 | 8.4677 | 2.1229 | 1.9108 | 0.95343 | 9.2222 | 19.7769 | 42.5906 | 0 | 42.5906 | 1.334% | CZ 1AWH | 0 | 8.4677 | 2.1229 | 1.9108 | 0.95343 | 0 | 12.1891 | 25.644 | 0 | 25.644 | 1.334% | CZ 1AWH | 0.13651 | 0 | 0 | 0 | 0 | 9.2222 | 7.5879 | 16.9466 |  |  | 1.334% | CZ 1AWH | 0 | 0 | 0 | 0 | 0 | 0 | 0 | 0 |  |  | 1.334% | CZ 1AWH | 0.15016 | 23.9636 | 6.0079 | 5.4077 | 2.6982 | 10.1444 | 42.8417 | 91.2138 | 0 | 91.2138 | 1.334% | CZ 1AWH | 7.2368e-06 | 0.0017347 | 0.0004349 | 0.00039145 | 0.00019532 | 0.00048889 | 0.0028993 | 0.0061517 | 0 | 0.0061517 | 1.334%
CZ 1AWHT | 1.0334e-06 | 0.40895 | 0.10151 | 0.089174 | 0.044186 | 0.12517 | 0.67377 | 1.4428 | 0 | 1.4428 | 0.4808% | CZ 1AWHT | 7.4317e-05 | 8.7322 | 2.1675 | 1.9041 | 0.94348 | 9.0016 | 19.6671 | 42.4161 | 0 | 42.4161 | 0.4808% | CZ 1AWHT | 0 | 8.7322 | 2.1675 | 1.9041 | 0.94348 | 0 | 12.1569 | 25.9042 | 0 | 25.9042 | 0.4808% | CZ 1AWHT | 7.4317e-05 | 0 | 0 | 0 | 0 | 9.0016 | 7.5102 | 16.5119 |  |  | 0.4808% | CZ 1AWHT | 0 | 0 | 0 | 0 | 0 | 0 | 0 | 0 |  |  | 0.4808% | CZ 1AWHT | 8.1748e-05 | 24.7121 | 6.1341 | 5.3886 | 2.67 | 9.9018 | 42.6652 | 91.4719 | 0 | 91.4719 | 0.4808% | CZ 1AWHT | 3.9397e-09 | 0.0017889 | 0.00044404 | 0.00039007 | 0.00019328 | 0.0004772 | 0.0028886 | 0.006182 | 0 | 0.006182 | 0.4808%
CZ 2AWH | 0.016401 | 0.32617 | 0.091724 | 0.089473 | 0.044626 | 0.13851 | 0.67622 | 1.3831 | 0 | 1.3831 | 15.17% | CZ 2AWH | 1.1795 | 6.9647 | 1.9585 | 1.9105 | 0.95289 | 9.961 | 19.7709 | 42.6979 | 0 | 42.6979 | 15.17% | CZ 2AWH | 0 | 6.9647 | 1.9585 | 1.9105 | 0.95289 | 0 | 12.1873 | 23.9739 | 0 | 23.9739 | 15.17% | CZ 2AWH | 1.1795 | 0 | 0 | 0 | 0 | 9.961 | 7.5836 | 18.724 |  |  | 15.17% | CZ 2AWH | 0 | 0 | 0 | 0 | 0 | 0 | 0 | 0 |  |  | 15.17% | CZ 2AWH | 1.2974 | 19.71 | 5.5427 | 5.4067 | 2.6967 | 10.9571 | 42.832 | 88.4424 | 0 | 88.4424 | 15.17% | CZ 2AWH | 6.2528e-05 | 0.0014268 | 0.00040122 | 0.00039137 | 0.0001952 | 0.00052806 | 0.0028987 | 0.0059038 | 0 | 0.0059038 | 15.17%
CZ 2B | 0.01873 | 0.29154 | 0.092826 | 0.089484 | 0.044643 | 0.13949 | 0.67631 | 1.353 | 0 | 1.353 | 3.279% | CZ 2B | 1.3469 | 6.2251 | 1.9821 | 1.9107 | 0.95323 | 10.0312 | 19.7747 | 42.2241 | 0 | 42.2241 | 3.279% | CZ 2B | 0 | 6.2251 | 1.9821 | 1.9107 | 0.95323 | 0 | 12.1884 | 23.2596 | 0 | 23.2596 | 3.279% | CZ 2B | 1.3469 | 0 | 0 | 0 | 0 | 10.0312 | 7.5863 | 18.9645 |  |  | 3.279% | CZ 2B | 0 | 0 | 0 | 0 | 0 | 0 | 0 | 0 |  |  | 3.279% | CZ 2B | 1.4816 | 17.6171 | 5.6093 | 5.4073 | 2.6977 | 11.0344 | 42.8382 | 86.6856 | 0 | 86.6856 | 3.279% | CZ 2B | 7.1405e-05 | 0.0012753 | 0.00040604 | 0.00039142 | 0.00019528 | 0.00053178 | 0.0028991 | 0.0057702 | 0 | 0.0057702 | 3.279%
CZ 3A | 0.053924 | 0.19528 | 0.075598 | 0.088879 | 0.043751 | 0.15583 | 0.67136 | 1.2846 | 0 | 1.2846 | 4.84% | CZ 3A | 3.8779 | 4.1696 | 1.6142 | 1.8978 | 0.9342 | 11.2062 | 19.5646 | 43.2646 | 0 | 43.2646 | 4.84% | CZ 3A | 0 | 4.1696 | 1.6142 | 1.8978 | 0.9342 | 0 | 12.1269 | 20.7427 | 0 | 20.7427 | 4.84% | CZ 3A | 3.8779 | 0 | 0 | 0 | 0 | 11.2062 | 7.4378 | 22.5219 |  |  | 4.84% | CZ 3A | 0 | 0 | 0 | 0 | 0 | 0 | 0 | 0 |  |  | 4.84% | CZ 3A | 4.2657 | 11.8001 | 4.5682 | 5.3708 | 2.6438 | 12.3268 | 42.5006 | 83.4759 | 0 | 83.4759 | 4.84% | CZ 3A | 0.00020558 | 0.00085418 | 0.00033068 | 0.00038878 | 0.00019138 | 0.00059407 | 0.0028786 | 0.0054432 | 0 | 0.0054432 | 4.84%
CZ 3AWH | 0.034518 | 0.2231 | 0.077456 | 0.089383 | 0.044494 | 0.15318 | 0.67549 | 1.2976 | 0 | 1.2976 | 2.059% | CZ 3AWH | 2.4823 | 4.7638 | 1.6539 | 1.9086 | 0.95007 | 11.016 | 19.7398 | 42.5145 | 0 | 42.5145 | 2.059% | CZ 3AWH | 0 | 4.7638 | 1.6539 | 1.9086 | 0.95007 | 0 | 12.1782 | 21.4546 | 0 | 21.4546 | 2.059% | CZ 3AWH | 2.4823 | 0 | 0 | 0 | 0 | 11.016 | 7.5616 | 21.06 |  |  | 2.059% | CZ 3AWH | 0 | 0 | 0 | 0 | 0 | 0 | 0 | 0 |  |  | 2.059% | CZ 3AWH | 2.7306 | 13.4817 | 4.6805 | 5.4012 | 2.6887 | 12.1176 | 42.7821 | 83.8824 | 0 | 83.8824 | 2.059% | CZ 3AWH | 0.0001316 | 0.00097591 | 0.00033881 | 0.00039098 | 0.00019463 | 0.00058399 | 0.0028956 | 0.0055116 | 0 | 0.0055116 | 2.059%
CZ 3B | 0.026055 | 0.20412 | 0.081702 | 0.088911 | 0.043798 | 0.1508 | 0.67162 | 1.267 | 0 | 1.267 | 11.11% | CZ 3B | 1.8737 | 4.3585 | 1.7446 | 1.8985 | 0.93521 | 10.8445 | 19.5758 | 41.2308 | 0 | 41.2308 | 11.11% | CZ 3B | 0 | 4.3585 | 1.7446 | 1.8985 | 0.93521 | 0 | 12.1301 | 21.0669 | 0 | 21.0669 | 11.11% | CZ 3B | 1.8737 | 0 | 0 | 0 | 0 | 10.8445 | 7.4457 | 20.1639 |  |  | 11.11% | CZ 3B | 0 | 0 | 0 | 0 | 0 | 0 | 0 | 0 |  |  | 11.11% | CZ 3B | 2.0611 | 12.3345 | 4.9371 | 5.3727 | 2.6466 | 11.929 | 42.5185 | 81.7996 | 0 | 81.7996 | 11.11% | CZ 3B | 9.933e-05 | 0.00089287 | 0.00035738 | 0.00038892 | 0.00019158 | 0.0005749 | 0.0028797 | 0.0053846 | 0 | 0.0053846 | 11.11%
CZ 3C | 0.0056243 | 0.12445 | 0.062515 | 0.088864 | 0.043729 | 0.15744 | 0.67124 | 1.1539 | 0 | 1.1539 | 4.314% | CZ 3C | 0.40447 | 2.6573 | 1.3349 | 1.8975 | 0.93373 | 11.3222 | 19.5595 | 38.1095 | 0 | 38.1095 | 4.314% | CZ 3C | 0 | 2.6573 | 1.3349 | 1.8975 | 0.93373 | 0 | 12.1254 | 18.9488 | 0 | 18.9488 | 4.314% | CZ 3C | 0.40447 | 0 | 0 | 0 | 0 | 11.3222 | 7.4342 | 19.1608 |  |  | 4.314% | CZ 3C | 0 | 0 | 0 | 0 | 0 | 0 | 0 | 0 |  |  | 4.314% | CZ 3C | 0.44492 | 7.5203 | 3.7776 | 5.3699 | 2.6425 | 12.4544 | 42.4923 | 74.7018 | 0 | 74.7018 | 4.314% | CZ 3C | 2.1442e-05 | 0.00054437 | 0.00027345 | 0.00038871 | 0.00019128 | 0.00060022 | 0.0028781 | 0.0048975 | 0 | 0.0048975 | 4.314%
CZ 4A | 0.11669 | 0.13943 | 0.070556 | 0.085521 | 0.038802 | 0.15232 | 0.64389 | 1.2472 | 0 | 1.2472 | 17.42% | CZ 4A | 8.3915 | 2.9772 | 1.5066 | 1.8261 | 0.82852 | 10.9542 | 18.3985 | 44.8826 | 0 | 44.8826 | 17.42% | CZ 4A | 0 | 2.9772 | 1.5066 | 1.8261 | 0.82852 | 0 | 11.7851 | 18.9234 | 0 | 18.9234 | 17.42% | CZ 4A | 8.3915 | 0 | 0 | 0 | 0 | 10.9542 | 6.6134 | 25.9592 |  |  | 17.42% | CZ 4A | 0 | 0 | 0 | 0 | 0 | 0 | 0 | 0 |  |  | 17.42% | CZ 4A | 9.2307 | 8.4254 | 4.2635 | 5.1679 | 2.3447 | 12.0497 | 40.6265 | 82.1083 | 0 | 82.1083 | 17.42% | CZ 4A | 0.00044486 | 0.00060989 | 0.00030863 | 0.00037409 | 0.00016973 | 0.00058071 | 0.0027648 | 0.0052528 | 0 | 0.0052528 | 17.42%
CZ 4B | 0.055332 | 0.16012 | 0.083569 | 0.089292 | 0.044359 | 0.16925 | 0.67474 | 1.2767 | 0 | 1.2767 | 0.3459% | CZ 4B | 3.9792 | 3.4189 | 1.7844 | 1.9066 | 0.94718 | 12.1715 | 19.7079 | 43.9158 | 0 | 43.9158 | 0.3459% | CZ 4B | 0 | 3.4189 | 1.7844 | 1.9066 | 0.94718 | 0 | 12.1689 | 20.226 | 0 | 20.226 | 0.3459% | CZ 4B | 3.9792 | 0 | 0 | 0 | 0 | 12.1715 | 7.5391 | 23.6898 |  |  | 0.3459% | CZ 4B | 0 | 0 | 0 | 0 | 0 | 0 | 0 | 0 |  |  | 0.3459% | CZ 4B | 4.3771 | 9.6756 | 5.0499 | 5.3957 | 2.6805 | 13.3887 | 42.7309 | 83.2983 | 0 | 83.2983 | 0.3459% | CZ 4B | 0.00021095 | 0.00070039 | 0.00036555 | 0.00039058 | 0.00019404 | 0.00064524 | 0.0028925 | 0.0053993 | 0 | 0.0053993 | 0.3459%
CZ 4C | 0.068244 | 0.081137 | 0.063124 | 0.089172 | 0.044183 | 0.17818 | 0.67376 | 1.1978 | 0 | 1.1978 | 7.04% | CZ 4C | 4.9077 | 1.7325 | 1.3479 | 1.9041 | 0.94343 | 12.814 | 19.6665 | 43.3161 | 0 | 43.3161 | 7.04% | CZ 4C | 0 | 1.7325 | 1.3479 | 1.9041 | 0.94343 | 0 | 12.1567 | 18.0846 | 0 | 18.0846 | 7.04% | CZ 4C | 4.9077 | 0 | 0 | 0 | 0 | 12.814 | 7.5098 | 25.2316 |  |  | 7.04% | CZ 4C | 0 | 0 | 0 | 0 | 0 | 0 | 0 | 0 |  |  | 7.04% | CZ 4C | 5.3985 | 4.9029 | 3.8144 | 5.3885 | 2.6699 | 14.0954 | 42.6643 | 78.934 | 0 | 78.934 | 7.04% | CZ 4C | 0.00026017 | 0.00035491 | 0.00027612 | 0.00039006 | 0.00019327 | 0.00067931 | 0.0028885 | 0.0050423 | 0 | 0.0050423 | 7.04%
CZ 5A | 0.18054 | 0.091131 | 0.067196 | 0.084672 | 0.03755 | 0.15879 | 0.63694 | 1.2568 | 0 | 1.2568 | 16.39% | CZ 5A | 12.9831 | 1.9459 | 1.4348 | 1.808 | 0.80179 | 11.4189 | 18.1034 | 48.4959 | 0 | 48.4959 | 16.39% | CZ 5A | 0 | 1.9459 | 1.4348 | 1.808 | 0.80179 | 0 | 11.6986 | 17.6891 | 0 | 17.6891 | 16.39% | CZ 5A | 12.9831 | 0 | 0 | 0 | 0 | 11.4189 | 6.4048 | 30.8069 |  |  | 16.39% | CZ 5A | 0 | 0 | 0 | 0 | 0 | 0 | 0 | 0 |  |  | 16.39% | CZ 5A | 14.2814 | 5.5069 | 4.0605 | 5.1165 | 2.2691 | 12.5608 | 40.1524 | 83.9476 | 0 | 83.9476 | 16.39% | CZ 5A | 0.00068827 | 0.00039863 | 0.00029393 | 0.00037037 | 0.00016425 | 0.00060535 | 0.0027361 | 0.0052569 | 0 | 0.0052569 | 16.39%
CZ 5B | 0.11638 | 0.1252 | 0.080249 | 0.087732 | 0.04206 | 0.17397 | 0.66197 | 1.2876 | 0 | 1.2876 | 8.784% | CZ 5B | 8.3694 | 2.6733 | 1.7135 | 1.8733 | 0.89808 | 12.5109 | 19.1661 | 47.2046 | 0 | 47.2046 | 8.784% | CZ 5B | 0 | 2.6733 | 1.7135 | 1.8733 | 0.89808 | 0 | 12.0101 | 19.1682 | 0 | 19.1682 | 8.784% | CZ 5B | 8.3694 | 0 | 0 | 0 | 0 | 12.5109 | 7.156 | 28.0363 |  |  | 8.784% | CZ 5B | 0 | 0 | 0 | 0 | 0 | 0 | 0 | 0 |  |  | 8.784% | CZ 5B | 9.2063 | 7.5654 | 4.8493 | 5.3014 | 2.5416 | 13.762 | 41.8601 | 85.0861 | 0 | 85.0861 | 8.784% | CZ 5B | 0.00044368 | 0.00054764 | 0.00035103 | 0.00038376 | 0.00018398 | 0.00066324 | 0.0028397 | 0.005413 | 0 | 0.005413 | 8.784%
CZ 5C | 0.081403 | 0.056601 | 0.06078 | 0.089174 | 0.044186 | 0.18593 | 0.67377 | 1.1918 | 0 | 1.1918 | 0.09337% | CZ 5C | 5.8541 | 1.2086 | 1.2978 | 1.9041 | 0.94348 | 13.371 | 19.6671 | 44.2461 | 0 | 44.2461 | 0.09337% | CZ 5C | 0 | 1.2086 | 1.2978 | 1.9041 | 0.94348 | 0 | 12.1569 | 17.5108 | 0 | 17.5108 | 0.09337% | CZ 5C | 5.8541 | 0 | 0 | 0 | 0 | 13.371 | 7.5102 | 26.7352 |  |  | 0.09337% | CZ 5C | 0 | 0 | 0 | 0 | 0 | 0 | 0 | 0 |  |  | 0.09337% | CZ 5C | 6.4395 | 3.4202 | 3.6728 | 5.3886 | 2.67 | 14.7081 | 42.6652 | 78.9644 | 0 | 78.9644 | 0.09337% | CZ 5C | 0.00031034 | 0.00024758 | 0.00026587 | 0.00039007 | 0.00019328 | 0.00070883 | 0.0028886 | 0.0050045 | 0 | 0.0050045 | 0.09337%
CZ 6A | 0.24678 | 0.097314 | 0.069937 | 0.085583 | 0.038892 | 0.17303 | 0.64439 | 1.3559 | 0 | 1.3559 | 5.828% | CZ 6A | 17.7469 | 2.0779 | 1.4933 | 1.8274 | 0.83045 | 12.4436 | 18.4198 | 54.8395 | 0 | 54.8395 | 5.828% | CZ 6A | 0 | 2.0779 | 1.4933 | 1.8274 | 0.83045 | 0 | 11.7913 | 18.0204 | 0 | 18.0204 | 5.828% | CZ 6A | 17.7469 | 0 | 0 | 0 | 0 | 12.4436 | 6.6285 | 36.819 |  |  | 5.828% | CZ 6A | 0 | 0 | 0 | 0 | 0 | 0 | 0 | 0 |  |  | 5.828% | CZ 6A | 19.5216 | 5.8804 | 4.2262 | 5.1716 | 2.3502 | 13.688 | 40.6608 | 91.4988 | 0 | 91.4988 | 5.828% | CZ 6A | 0.00094081 | 0.00042567 | 0.00030592 | 0.00037436 | 0.00017012 | 0.00065967 | 0.0027669 | 0.0056435 | 0 | 0.0056435 | 5.828%
CZ 6B | 0.18056 | 0.0837 | 0.070796 | 0.087028 | 0.041023 | 0.1802 | 0.65622 | 1.2995 | 0 | 1.2995 | 0.965% | CZ 6B | 12.9852 | 1.7872 | 1.5117 | 1.8583 | 0.87595 | 12.9587 | 18.9219 | 50.8989 | 0 | 50.8989 | 0.965% | CZ 6B | 0 | 1.7872 | 1.5117 | 1.8583 | 0.87595 | 0 | 11.9385 | 17.9716 | 0 | 17.9716 | 0.965% | CZ 6B | 12.9852 | 0 | 0 | 0 | 0 | 12.9587 | 6.9834 | 32.9273 |  |  | 0.965% | CZ 6B | 0 | 0 | 0 | 0 | 0 | 0 | 0 | 0 |  |  | 0.965% | CZ 6B | 14.2837 | 5.0578 | 4.2781 | 5.2589 | 2.4789 | 14.2546 | 41.4676 | 87.0796 | 0 | 87.0796 | 0.965% | CZ 6B | 0.00068838 | 0.00036612 | 0.00030968 | 0.00038068 | 0.00017944 | 0.00068698 | 0.0028159 | 0.0054272 | 0 | 0.0054272 | 0.965%
CZ 7 | 0.3127 | 0.078696 | 0.069709 | 0.086488 | 0.040226 | 0.18961 | 0.65179 | 1.4292 | 0 | 1.4292 | 0.5443% | CZ 7 | 22.4879 | 1.6804 | 1.4885 | 1.8467 | 0.85893 | 13.6357 | 18.734 | 60.7321 | 0 | 60.7321 | 0.5443% | CZ 7 | 0 | 1.6804 | 1.4885 | 1.8467 | 0.85893 | 0 | 11.8834 | 17.7579 | 0 | 17.7579 | 0.5443% | CZ 7 | 22.4879 | 0 | 0 | 0 | 0 | 13.6357 | 6.8506 | 42.9742 |  |  | 0.5443% | CZ 7 | 0 | 0 | 0 | 0 | 0 | 0 | 0 | 0 |  |  | 0.5443% | CZ 7 | 24.7366 | 4.7554 | 4.2124 | 5.2262 | 2.4308 | 14.9993 | 41.1657 | 97.5264 | 0 | 97.5264 | 0.5443% | CZ 7 | 0.0011921 | 0.00034423 | 0.00030492 | 0.00037832 | 0.00017596 | 0.00072287 | 0.0027976 | 0.005916 | 0 | 0.005916 | 0.5443%
CZ 8 | 0.45949 | 0.05525 | 0.075276 | 0.089174 | 0.044186 | 0.22399 | 0.67377 | 1.6211 | 0 | 1.6211 | 0.003285% | CZ 8 | 33.0438 | 1.1797 | 1.6073 | 1.9041 | 0.94348 | 16.1084 | 19.6671 | 74.4539 | 0 | 74.4539 | 0.003285% | CZ 8 | 0 | 1.1797 | 1.6073 | 1.9041 | 0.94348 | 0 | 12.1569 | 17.7915 | 0 | 17.7915 | 0.003285% | CZ 8 | 33.0438 | 0 | 0 | 0 | 0 | 16.1084 | 7.5102 | 56.6624 |  |  | 0.003285% | CZ 8 | 0 | 0 | 0 | 0 | 0 | 0 | 0 | 0 |  |  | 0.003285% | CZ 8 | 36.3482 | 3.3386 | 4.5488 | 5.3886 | 2.67 | 17.7192 | 42.6652 | 112.6786 | 0 | 112.6786 | 0.003285% | CZ 8 | 0.0017517 | 0.00024168 | 0.00032928 | 0.00039007 | 0.00019328 | 0.00085395 | 0.0028886 | 0.0066485 | 0 | 0.0066485 | 0.003285%
US Weighted | 0.097019 | 0.16779 | 0.075651 | 0.087303 | 0.041428 | 0.15639 | 0.65847 | 1.284 | 0 | 1.284 | 100% | US Weighted | 6.977 | 3.5827 | 1.6154 | 1.8641 | 0.88459 | 11.247 | 19.0172 | 45.1881 | 0 | 45.1881 | 100% | US Weighted | 0 | 3.5827 | 1.6154 | 1.8641 | 0.88459 | 0 | 11.9664 | 19.9133 | 0 | 19.9133 | 100% | US Weighted | 6.977 | 0 | 0 | 0 | 0 | 11.247 | 7.0508 | 25.2748 |  |  | 100% | US Weighted | 0 | 0 | 0 | 0 | 0 | 0 | 0 | 0 |  |  | 100% | US Weighted | 7.6747 | 10.1392 | 4.5715 | 5.2755 | 2.5034 | 12.3716 | 41.6209 | 84.1568 | 0 | 84.1568 | 100% | US Weighted | 0.00036987 | 0.00073395 | 0.00033092 | 0.00038188 | 0.00018121 | 0.00059623 | 0.0028252 | 0.0054192 | 0 | 0.0054192 | 100%
Energy Cost Index ($/sq ft/yr) for IECC-Res 2015 | [10 empty] | Multifamily - Gas Furnace | Site Energy Use Intensity (kBtu/sq ft/yr) for IECC-Res 2015 | [10 empty] | Multifamily - Gas Furnace | Electric Use Intensity (kBtu/sq ft/yr) for IECC-Res 2015 | [10 empty] | Multifamily - Gas Furnace | Gas Use Intensity (kBtu/sq ft/yr) for IECC-Res 2015 | [10 empty] | Multifamily - Gas Furnace | Oil Use Intensity (kBtu/sq ft/yr) for IECC-Res 2015 | [10 empty] | Multifamily - Gas Furnace | Source Energy Use Index (kBtu/sq ft/yr) for IECC-Res 2015 | [10 empty] | Multifamily - Gas Furnace | Carbon Emissions (ton/sq ft/yr) for IECC-Res 2015 | [10 empty] | Multifamily - Gas Furnace
Costs: Electricity: $0.1598/kWh ¦ Natural Gas: $1.391/therm ¦ Oil: $4.1392/gal | [9 empty] | Prototype Floor Area (sq ft): | 21600 | [10 empty] | Prototype Floor Area (sq ft): | 21600 | [10 empty] | Prototype Floor Area (sq ft): | 21600 | [10 empty] | Prototype Floor Area (sq ft): | 21600 | [10 empty] | Prototype Floor Area (sq ft): | 21600 | Site-to-Source Factors: Electricity: 2.83 ¦ Natural Gas: 1.1 ¦ Oil: 1.01 | [9 empty] | Prototype Floor Area (sq ft): | 21600 | Conversion [ton/kBtu]: Electricity: 4,881 ¦ Natural Gas: 18,863 ¦ Oil: 13,521 | [9 empty] | Prototype Floor Area (sq ft): | 21600
IECC-Res 2015 | Heat | Cool | Fans_Aux | Lgt_Int | Lgt_Ext | DHW | Appls | Total | PV | Net_Total | Weight | IECC-Res 2015 | Heat | Cool | Fans_Aux | Lgt_Int | Lgt_Ext | DHW | Appls | Total | PV | Net_Total | Weight | IECC-Res 2015 | Heat | Cool | Fans_Aux | Lgt_Int | Lgt_Ext | DHW | Appls | Total | PV | Net_Total | Weight | IECC-Res 2015 | Heat | Cool | Fans_Aux | Lgt_Int | Lgt_Ext | DHW | Appls | Total | PV | Net_Total | Weight | IECC-Res 2015 | Heat | Cool | Fans_Aux | Lgt_Int | Lgt_Ext | DHW | Appls | Total | PV | Net_Total | Weight | IECC-Res 2015 | Heat | Cool | Fans_Aux | Lgt_Int | Lgt_Ext | DHW | Appls | Total | PV | Net_Total | Weight | IECC-Res 2015 | Heat | Cool | Fans_Aux | Lgt_Int | Lgt_Ext | DHW | Appls | Total | PV | Net_Total | Weight
CZ 1AWH | 0.0018682 | 0.39802 | 0.09965 | 0.095901 | 0.044652 | 0.12824 | 0.67636 | 1.4447 | 0 | 1.4447 | 1.334% | CZ 1AWH | 0.13435 | 8.4987 | 2.1278 | 2.0477 | 0.95343 | 9.2221 | 19.7769 | 42.761 | 0 | 42.761 | 1.334% | CZ 1AWH | 0 | 8.4987 | 2.1278 | 2.0477 | 0.95343 | 0 | 12.1891 | 25.8167 | 0 | 25.8167 | 1.334% | CZ 1AWH | 0.13435 | 0 | 0 | 0 | 0 | 9.2221 | 7.5879 | 16.9443 |  |  | 1.334% | CZ 1AWH | 0 | 0 | 0 | 0 | 0 | 0 | 0 | 0 |  |  | 1.334% | CZ 1AWH | 0.14779 | 24.0512 | 6.0217 | 5.7951 | 2.6982 | 10.1443 | 42.8417 | 91.7 | 0 | 91.7 | 1.334% | CZ 1AWH | 7.1225e-06 | 0.001741 | 0.00043589 | 0.00041949 | 0.00019532 | 0.00048889 | 0.0028993 | 0.006187 | 0 | 0.006187 | 1.334%
CZ 1AWHT | 9.0718e-07 | 0.41047 | 0.10176 | 0.095562 | 0.044186 | 0.12517 | 0.67377 | 1.4509 | 0 | 1.4509 | 0.4808% | CZ 1AWHT | 6.5239e-05 | 8.7646 | 2.1728 | 2.0405 | 0.94348 | 9.0016 | 19.6671 | 42.5901 | 0 | 42.5901 | 0.4808% | CZ 1AWHT | 0 | 8.7646 | 2.1728 | 2.0405 | 0.94348 | 0 | 12.1569 | 26.0783 | 0 | 26.0783 | 0.4808% | CZ 1AWHT | 6.5239e-05 | 0 | 0 | 0 | 0 | 9.0016 | 7.5102 | 16.5119 |  |  | 0.4808% | CZ 1AWHT | 0 | 0 | 0 | 0 | 0 | 0 | 0 | 0 |  |  | 0.4808% | CZ 1AWHT | 7.1763e-05 | 24.8039 | 6.149 | 5.7746 | 2.67 | 9.9018 | 42.6652 | 91.9645 | 0 | 91.9645 | 0.4808% | CZ 1AWHT | 3.4585e-09 | 0.0017955 | 0.00044511 | 0.00041801 | 0.00019328 | 0.0004772 | 0.0028886 | 0.0062176 | 0 | 0.0062176 | 0.4808%
CZ 2AWH | 0.01623 | 0.32744 | 0.091907 | 0.095883 | 0.044626 | 0.13851 | 0.67622 | 1.3908 | 0 | 1.3908 | 15.17% | CZ 2AWH | 1.1672 | 6.9917 | 1.9625 | 2.0473 | 0.95289 | 9.9607 | 19.7709 | 42.8532 | 0 | 42.8532 | 15.17% | CZ 2AWH | 0 | 6.9917 | 1.9625 | 2.0473 | 0.95289 | 0 | 12.1873 | 24.1417 | 0 | 24.1417 | 15.17% | CZ 2AWH | 1.1672 | 0 | 0 | 0 | 0 | 9.9607 | 7.5836 | 18.7115 |  |  | 15.17% | CZ 2AWH | 0 | 0 | 0 | 0 | 0 | 0 | 0 | 0 |  |  | 15.17% | CZ 2AWH | 1.2839 | 19.7866 | 5.5538 | 5.794 | 2.6967 | 10.9568 | 42.832 | 88.9037 | 0 | 88.9037 | 15.17% | CZ 2AWH | 6.1876e-05 | 0.0014323 | 0.00040202 | 0.00041941 | 0.0001952 | 0.00052804 | 0.0028987 | 0.0059375 | 0 | 0.0059375 | 15.17%
CZ 2B | 0.018514 | 0.29265 | 0.093019 | 0.095894 | 0.044643 | 0.13948 | 0.67631 | 1.3605 | 0 | 1.3605 | 3.279% | CZ 2B | 1.3314 | 6.2488 | 1.9862 | 2.0476 | 0.95323 | 10.031 | 19.7747 | 42.373 | 0 | 42.373 | 3.279% | CZ 2B | 0 | 6.2488 | 1.9862 | 2.0476 | 0.95323 | 0 | 12.1884 | 23.4243 | 0 | 23.4243 | 3.279% | CZ 2B | 1.3314 | 0 | 0 | 0 | 0 | 10.031 | 7.5863 | 18.9487 |  |  | 3.279% | CZ 2B | 0 | 0 | 0 | 0 | 0 | 0 | 0 | 0 |  |  | 3.279% | CZ 2B | 1.4646 | 17.6842 | 5.621 | 5.7947 | 2.6977 | 11.0341 | 42.8382 | 87.1343 | 0 | 87.1343 | 3.279% | CZ 2B | 7.0583e-05 | 0.0012801 | 0.00040689 | 0.00041946 | 0.00019528 | 0.00053177 | 0.0028991 | 0.0058031 | 0 | 0.0058031 | 3.279%
CZ 3A | 0.056317 | 0.19532 | 0.075844 | 0.095246 | 0.043751 | 0.15584 | 0.67136 | 1.2937 | 0 | 1.2937 | 4.84% | CZ 3A | 4.05 | 4.1705 | 1.6195 | 2.0338 | 0.9342 | 11.2075 | 19.5646 | 43.58 | 0 | 43.58 | 4.84% | CZ 3A | 0 | 4.1705 | 1.6195 | 2.0338 | 0.9342 | 0 | 12.1269 | 20.8848 | 0 | 20.8848 | 4.84% | CZ 3A | 4.05 | 0 | 0 | 0 | 0 | 11.2075 | 7.4378 | 22.6952 |  |  | 4.84% | CZ 3A | 0 | 0 | 0 | 0 | 0 | 0 | 0 | 0 |  |  | 4.84% | CZ 3A | 4.455 | 11.8026 | 4.5831 | 5.7555 | 2.6438 | 12.3282 | 42.5006 | 84.0687 | 0 | 84.0687 | 4.84% | CZ 3A | 0.0002147 | 0.00085436 | 0.00033176 | 0.00041663 | 0.00019138 | 0.00059414 | 0.0028786 | 0.0054815 | 0 | 0.0054815 | 4.84%
CZ 3AWH | 0.036209 | 0.22335 | 0.077682 | 0.095787 | 0.044494 | 0.1532 | 0.67549 | 1.3062 | 0 | 1.3062 | 2.059% | CZ 3AWH | 2.604 | 4.769 | 1.6587 | 2.0453 | 0.95007 | 11.0171 | 19.7398 | 42.784 | 0 | 42.784 | 2.059% | CZ 3AWH | 0 | 4.769 | 1.6587 | 2.0453 | 0.95007 | 0 | 12.1782 | 21.6013 | 0 | 21.6013 | 2.059% | CZ 3AWH | 2.604 | 0 | 0 | 0 | 0 | 11.0171 | 7.5616 | 21.1827 |  |  | 2.059% | CZ 3AWH | 0 | 0 | 0 | 0 | 0 | 0 | 0 | 0 |  |  | 2.059% | CZ 3AWH | 2.8644 | 13.4963 | 4.6941 | 5.7882 | 2.6887 | 12.1188 | 42.7821 | 84.4326 | 0 | 84.4326 | 2.059% | CZ 3AWH | 0.00013804 | 0.00097696 | 0.0003398 | 0.00041899 | 0.00019463 | 0.00058405 | 0.0028956 | 0.0055481 | 0 | 0.0055481 | 2.059%
CZ 3B | 0.027682 | 0.20427 | 0.081993 | 0.095281 | 0.043798 | 0.15081 | 0.67162 | 1.2755 | 0 | 1.2755 | 11.11% | CZ 3B | 1.9907 | 4.3617 | 1.7508 | 2.0345 | 0.93521 | 10.8456 | 19.5758 | 41.4943 | 0 | 41.4943 | 11.11% | CZ 3B | 0 | 4.3617 | 1.7508 | 2.0345 | 0.93521 | 0 | 12.1301 | 21.2122 | 0 | 21.2122 | 11.11% | CZ 3B | 1.9907 | 0 | 0 | 0 | 0 | 10.8456 | 7.4457 | 20.282 |  |  | 11.11% | CZ 3B | 0 | 0 | 0 | 0 | 0 | 0 | 0 | 0 |  |  | 11.11% | CZ 3B | 2.1898 | 12.3435 | 4.9546 | 5.7576 | 2.6466 | 11.9302 | 42.5185 | 82.3409 | 0 | 82.3409 | 11.11% | CZ 3B | 0.00010553 | 0.00089351 | 0.00035865 | 0.00041678 | 0.00019158 | 0.00057496 | 0.0028797 | 0.0054207 | 0 | 0.0054207 | 11.11%
CZ 3C | 0.0062085 | 0.12323 | 0.062385 | 0.09523 | 0.043729 | 0.15746 | 0.67124 | 1.1595 | 0 | 1.1595 | 4.314% | CZ 3C | 0.44648 | 2.6313 | 1.3321 | 2.0334 | 0.93373 | 11.3239 | 19.5595 | 38.2605 | 0 | 38.2605 | 4.314% | CZ 3C | 0 | 2.6313 | 1.3321 | 2.0334 | 0.93373 | 0 | 12.1254 | 19.0559 | 0 | 19.0559 | 4.314% | CZ 3C | 0.44648 | 0 | 0 | 0 | 0 | 11.3239 | 7.4342 | 19.2046 |  |  | 4.314% | CZ 3C | 0 | 0 | 0 | 0 | 0 | 0 | 0 | 0 |  |  | 4.314% | CZ 3C | 0.49113 | 7.4467 | 3.7698 | 5.7546 | 2.6425 | 12.4563 | 42.4923 | 75.0532 | 0 | 75.0532 | 4.314% | CZ 3C | 2.3669e-05 | 0.00053905 | 0.00027289 | 0.00041656 | 0.00019128 | 0.00060031 | 0.0028781 | 0.0049218 | 0 | 0.0049218 | 4.314%
CZ 4A | 0.12077 | 0.13915 | 0.070802 | 0.091648 | 0.038802 | 0.15234 | 0.64389 | 1.2574 | 0 | 1.2574 | 17.42% | CZ 4A | 8.685 | 2.9711 | 1.5118 | 1.9569 | 0.82852 | 10.9552 | 18.3985 | 45.3071 | 0 | 45.3071 | 17.42% | CZ 4A | 0 | 2.9711 | 1.5118 | 1.9569 | 0.82852 | 0 | 11.7851 | 19.0535 | 0 | 19.0535 | 17.42% | CZ 4A | 8.685 | 0 | 0 | 0 | 0 | 10.9552 | 6.6134 | 26.2536 |  |  | 17.42% | CZ 4A | 0 | 0 | 0 | 0 | 0 | 0 | 0 | 0 |  |  | 17.42% | CZ 4A | 9.5535 | 8.4083 | 4.2784 | 5.5381 | 2.3447 | 12.0508 | 40.6265 | 82.8003 | 0 | 82.8003 | 17.42% | CZ 4A | 0.00046041 | 0.00060866 | 0.0003097 | 0.00040089 | 0.00016973 | 0.00058077 | 0.0027648 | 0.005295 | 0 | 0.005295 | 17.42%
CZ 4B | 0.058319 | 0.15957 | 0.083858 | 0.095688 | 0.044359 | 0.16927 | 0.67474 | 1.2858 | 0 | 1.2858 | 0.3459% | CZ 4B | 4.194 | 3.4072 | 1.7906 | 2.0432 | 0.94718 | 12.1731 | 19.7079 | 44.2632 | 0 | 44.2632 | 0.3459% | CZ 4B | 0 | 3.4072 | 1.7906 | 2.0432 | 0.94718 | 0 | 12.1689 | 20.357 | 0 | 20.357 | 0.3459% | CZ 4B | 4.194 | 0 | 0 | 0 | 0 | 12.1731 | 7.5391 | 23.9062 |  |  | 0.3459% | CZ 4B | 0 | 0 | 0 | 0 | 0 | 0 | 0 | 0 |  |  | 0.3459% | CZ 4B | 4.6134 | 9.6424 | 5.0674 | 5.7822 | 2.6805 | 13.3904 | 42.7309 | 83.9072 | 0 | 83.9072 | 0.3459% | CZ 4B | 0.00022234 | 0.00069799 | 0.00036681 | 0.00041856 | 0.00019404 | 0.00064533 | 0.0028925 | 0.0054376 | 0 | 0.0054376 | 0.3459%
CZ 4C | 0.070423 | 0.080585 | 0.063259 | 0.095561 | 0.044183 | 0.1782 | 0.67376 | 1.206 | 0 | 1.206 | 7.04% | CZ 4C | 5.0644 | 1.7207 | 1.3507 | 2.0405 | 0.94343 | 12.8153 | 19.6665 | 43.6015 | 0 | 43.6015 | 7.04% | CZ 4C | 0 | 1.7207 | 1.3507 | 2.0405 | 0.94343 | 0 | 12.1567 | 18.212 | 0 | 18.212 | 7.04% | CZ 4C | 5.0644 | 0 | 0 | 0 | 0 | 12.8153 | 7.5098 | 25.3895 |  |  | 7.04% | CZ 4C | 0 | 0 | 0 | 0 | 0 | 0 | 0 | 0 |  |  | 7.04% | CZ 4C | 5.5709 | 4.8696 | 3.8226 | 5.7745 | 2.6699 | 14.0968 | 42.6643 | 79.4685 | 0 | 79.4685 | 7.04% | CZ 4C | 0.00026848 | 0.0003525 | 0.00027671 | 0.000418 | 0.00019327 | 0.00067937 | 0.0028885 | 0.0050768 | 0 | 0.0050768 | 7.04%
CZ 5A | 0.18388 | 0.090969 | 0.067362 | 0.090738 | 0.03755 | 0.15879 | 0.63694 | 1.2662 | 0 | 1.2662 | 16.39% | CZ 5A | 13.2239 | 1.9424 | 1.4384 | 1.9375 | 0.80179 | 11.4196 | 18.1034 | 48.867 | 0 | 48.867 | 16.39% | CZ 5A | 0 | 1.9424 | 1.4384 | 1.9375 | 0.80179 | 0 | 11.6986 | 17.8187 | 0 | 17.8187 | 16.39% | CZ 5A | 13.2239 | 0 | 0 | 0 | 0 | 11.4196 | 6.4048 | 31.0483 |  |  | 16.39% | CZ 5A | 0 | 0 | 0 | 0 | 0 | 0 | 0 | 0 |  |  | 16.39% | CZ 5A | 14.5463 | 5.497 | 4.0705 | 5.4831 | 2.2691 | 12.5616 | 40.1524 | 84.58 | 0 | 84.58 | 16.39% | CZ 5A | 0.00070103 | 0.00039792 | 0.00029466 | 0.00039691 | 0.00016425 | 0.00060538 | 0.0027361 | 0.0052962 | 0 | 0.0052962 | 16.39%
CZ 5B | 0.11941 | 0.12497 | 0.080393 | 0.094016 | 0.04206 | 0.17398 | 0.66197 | 1.2968 | 0 | 1.2968 | 8.784% | CZ 5B | 8.5876 | 2.6684 | 1.7166 | 2.0075 | 0.89808 | 12.5119 | 19.1661 | 47.5561 | 0 | 47.5561 | 8.784% | CZ 5B | 0 | 2.6684 | 1.7166 | 2.0075 | 0.89808 | 0 | 12.0101 | 19.3007 | 0 | 19.3007 | 8.784% | CZ 5B | 8.5876 | 0 | 0 | 0 | 0 | 12.5119 | 7.156 | 28.2555 |  |  | 8.784% | CZ 5B | 0 | 0 | 0 | 0 | 0 | 0 | 0 | 0 |  |  | 8.784% | CZ 5B | 9.4463 | 7.5517 | 4.858 | 5.6812 | 2.5416 | 13.763 | 41.8601 | 85.7019 | 0 | 85.7019 | 8.784% | CZ 5B | 0.00045525 | 0.00054665 | 0.00035166 | 0.00041125 | 0.00018398 | 0.00066329 | 0.0028397 | 0.0054518 | 0 | 0.0054518 | 8.784%
CZ 5C | 0.083897 | 0.056 | 0.060919 | 0.095562 | 0.044186 | 0.18595 | 0.67377 | 1.2003 | 0 | 1.2003 | 0.09337% | CZ 5C | 6.0334 | 1.1957 | 1.3008 | 2.0405 | 0.94348 | 13.3725 | 19.6671 | 44.5534 | 0 | 44.5534 | 0.09337% | CZ 5C | 0 | 1.1957 | 1.3008 | 2.0405 | 0.94348 | 0 | 12.1569 | 17.6374 | 0 | 17.6374 | 0.09337% | CZ 5C | 6.0334 | 0 | 0 | 0 | 0 | 13.3725 | 7.5102 | 26.9161 |  |  | 0.09337% | CZ 5C | 0 | 0 | 0 | 0 | 0 | 0 | 0 | 0 |  |  | 0.09337% | CZ 5C | 6.6368 | 3.3839 | 3.6812 | 5.7746 | 2.67 | 14.7097 | 42.6652 | 79.5214 | 0 | 79.5214 | 0.09337% | CZ 5C | 0.00031985 | 0.00024495 | 0.00026647 | 0.00041801 | 0.00019328 | 0.00070891 | 0.0028886 | 0.00504 | 0 | 0.00504 | 0.09337%
CZ 6A | 0.25135 | 0.097127 | 0.070121 | 0.091714 | 0.038892 | 0.17304 | 0.64439 | 1.3666 | 0 | 1.3666 | 5.828% | CZ 6A | 18.076 | 2.0739 | 1.4973 | 1.9583 | 0.83045 | 12.4443 | 18.4198 | 55.3001 | 0 | 55.3001 | 5.828% | CZ 6A | 0 | 2.0739 | 1.4973 | 1.9583 | 0.83045 | 0 | 11.7913 | 18.1513 | 0 | 18.1513 | 5.828% | CZ 6A | 18.076 | 0 | 0 | 0 | 0 | 12.4443 | 6.6285 | 37.1488 |  |  | 5.828% | CZ 6A | 0 | 0 | 0 | 0 | 0 | 0 | 0 | 0 |  |  | 5.828% | CZ 6A | 19.8836 | 5.8692 | 4.2372 | 5.5421 | 2.3502 | 13.6888 | 40.6608 | 92.2318 | 0 | 92.2318 | 5.828% | CZ 6A | 0.00095826 | 0.00042485 | 0.00030672 | 0.00040118 | 0.00017012 | 0.00065971 | 0.0027669 | 0.0056878 | 0 | 0.0056878 | 5.828%
CZ 6B | 0.18469 | 0.083388 | 0.070982 | 0.093263 | 0.041023 | 0.18021 | 0.65622 | 1.3098 | 0 | 1.3098 | 0.965% | CZ 6B | 13.282 | 1.7806 | 1.5157 | 1.9914 | 0.87595 | 12.9597 | 18.9219 | 51.3271 | 0 | 51.3271 | 0.965% | CZ 6B | 0 | 1.7806 | 1.5157 | 1.9914 | 0.87595 | 0 | 11.9385 | 18.102 | 0 | 18.102 | 0.965% | CZ 6B | 13.282 | 0 | 0 | 0 | 0 | 12.9597 | 6.9834 | 33.2251 |  |  | 0.965% | CZ 6B | 0 | 0 | 0 | 0 | 0 | 0 | 0 | 0 |  |  | 0.965% | CZ 6B | 14.6102 | 5.039 | 4.2893 | 5.6357 | 2.4789 | 14.2557 | 41.4676 | 87.7764 | 0 | 87.7764 | 0.965% | CZ 6B | 0.00070411 | 0.00036476 | 0.00031049 | 0.00040795 | 0.00017944 | 0.00068703 | 0.0028159 | 0.0054697 | 0 | 0.0054697 | 0.965%
CZ 7 | 0.31818 | 0.078443 | 0.069924 | 0.092683 | 0.040226 | 0.18962 | 0.65179 | 1.4409 | 0 | 1.4409 | 0.5443% | CZ 7 | 22.882 | 1.675 | 1.4931 | 1.979 | 0.85893 | 13.6364 | 18.734 | 61.2584 | 0 | 61.2584 | 0.5443% | CZ 7 | 0 | 1.675 | 1.4931 | 1.979 | 0.85893 | 0 | 11.8834 | 17.8894 | 0 | 17.8894 | 0.5443% | CZ 7 | 22.882 | 0 | 0 | 0 | 0 | 13.6364 | 6.8506 | 43.369 |  |  | 0.5443% | CZ 7 | 0 | 0 | 0 | 0 | 0 | 0 | 0 | 0 |  |  | 0.5443% | CZ 7 | 25.1703 | 4.7401 | 4.2254 | 5.6006 | 2.4308 | 15 | 41.1657 | 98.3329 | 0 | 98.3329 | 0.5443% | CZ 7 | 0.001213 | 0.00034313 | 0.00030586 | 0.00040542 | 0.00017596 | 0.0007229 | 0.0027976 | 0.0059639 | 0 | 0.0059639 | 0.5443%
CZ 8 | 0.46678 | 0.054848 | 0.075509 | 0.095562 | 0.044186 | 0.224 | 0.67377 | 1.6347 | 0 | 1.6347 | 0.003285% | CZ 8 | 33.5683 | 1.1711 | 1.6123 | 2.0405 | 0.94348 | 16.1092 | 19.6671 | 75.112 | 0 | 75.112 | 0.003285% | CZ 8 | 0 | 1.1711 | 1.6123 | 2.0405 | 0.94348 | 0 | 12.1569 | 17.9243 | 0 | 17.9243 | 0.003285% | CZ 8 | 33.5683 | 0 | 0 | 0 | 0 | 16.1092 | 7.5102 | 57.1877 |  |  | 0.003285% | CZ 8 | 0 | 0 | 0 | 0 | 0 | 0 | 0 | 0 |  |  | 0.003285% | CZ 8 | 36.9252 | 3.3143 | 4.5629 | 5.7746 | 2.67 | 17.7201 | 42.6652 | 113.6323 | 0 | 113.6323 | 0.003285% | CZ 8 | 0.0017795 | 0.00023992 | 0.00033029 | 0.00041801 | 0.00019328 | 0.00085399 | 0.0028886 | 0.0067036 | 0 | 0.0067036 | 0.003285%
US Weighted | 0.099462 | 0.16784 | 0.075841 | 0.093557 | 0.041428 | 0.1564 | 0.65847 | 1.293 | 0 | 1.293 | 100% | US Weighted | 7.1528 | 3.5839 | 1.6194 | 1.9977 | 0.88459 | 11.2477 | 19.0172 | 45.5033 | 0 | 45.5033 | 100% | US Weighted | 0 | 3.5839 | 1.6194 | 1.9977 | 0.88459 | 0 | 11.9664 | 20.052 | 0 | 20.052 | 100% | US Weighted | 7.1528 | 0 | 0 | 0 | 0 | 11.2477 | 7.0508 | 25.4513 |  |  | 100% | US Weighted | 0 | 0 | 0 | 0 | 0 | 0 | 0 | 0 |  |  | 100% | US Weighted | 7.868 | 10.1424 | 4.5829 | 5.6535 | 2.5034 | 12.3725 | 41.6209 | 84.7435 | 0 | 84.7435 | 100% | US Weighted | 0.00037919 | 0.00073418 | 0.00033174 | 0.00040924 | 0.00018121 | 0.00059627 | 0.0028252 | 0.005457 | 0 | 0.005457 | 100%
Energy Cost Index ($/sq ft/yr) for IECC-Res 2012 | [10 empty] | Multifamily - Gas Furnace | Site Energy Use Intensity (kBtu/sq ft/yr) for IECC-Res 2012 | [10 empty] | Multifamily - Gas Furnace | Electric Use Intensity (kBtu/sq ft/yr) for IECC-Res 2012 | [10 empty] | Multifamily - Gas Furnace | Gas Use Intensity (kBtu/sq ft/yr) for IECC-Res 2012 | [10 empty] | Multifamily - Gas Furnace | Oil Use Intensity (kBtu/sq ft/yr) for IECC-Res 2012 | [10 empty] | Multifamily - Gas Furnace | Source Energy Use Index (kBtu/sq ft/yr) for IECC-Res 2012 | [10 empty] | Multifamily - Gas Furnace | Carbon Emissions (ton/sq ft/yr) for IECC-Res 2012 | [10 empty] | Multifamily - Gas Furnace
Costs: Electricity: $0.1598/kWh ¦ Natural Gas: $1.391/therm ¦ Oil: $4.1392/gal | [9 empty] | Prototype Floor Area (sq ft): | 21600 | [10 empty] | Prototype Floor Area (sq ft): | 21600 | [10 empty] | Prototype Floor Area (sq ft): | 21600 | [10 empty] | Prototype Floor Area (sq ft): | 21600 | [10 empty] | Prototype Floor Area (sq ft): | 21600 | Site-to-Source Factors: Electricity: 2.83 ¦ Natural Gas: 1.1 ¦ Oil: 1.01 | [9 empty] | Prototype Floor Area (sq ft): | 21600 | Conversion [ton/kBtu]: Electricity: 4,881 ¦ Natural Gas: 18,863 ¦ Oil: 13,521 | [9 empty] | Prototype Floor Area (sq ft): | 21600
IECC-Res 2012 | Heat | Cool | Fans_Aux | Lgt_Int | Lgt_Ext | DHW | Appls | Total | PV | Net_Total | Weight | IECC-Res 2012 | Heat | Cool | Fans_Aux | Lgt_Int | Lgt_Ext | DHW | Appls | Total | PV | Net_Total | Weight | IECC-Res 2012 | Heat | Cool | Fans_Aux | Lgt_Int | Lgt_Ext | DHW | Appls | Total | PV | Net_Total | Weight | IECC-Res 2012 | Heat | Cool | Fans_Aux | Lgt_Int | Lgt_Ext | DHW | Appls | Total | PV | Net_Total | Weight | IECC-Res 2012 | Heat | Cool | Fans_Aux | Lgt_Int | Lgt_Ext | DHW | Appls | Total | PV | Net_Total | Weight | IECC-Res 2012 | Heat | Cool | Fans_Aux | Lgt_Int | Lgt_Ext | DHW | Appls | Total | PV | Net_Total | Weight | IECC-Res 2012 | Heat | Cool | Fans_Aux | Lgt_Int | Lgt_Ext | DHW | Appls | Total | PV | Net_Total | Weight
CZ 1AWH | 0.0018569 | 0.39839 | 0.099707 | 0.095901 | 0.044652 | 0.13312 | 0.67636 | 1.45 | 0 | 1.45 | 1.334% | CZ 1AWH | 0.13354 | 8.5066 | 2.129 | 2.0477 | 0.95343 | 9.5733 | 19.7769 | 43.1206 | 0 | 43.1206 | 1.334% | CZ 1AWH | 0 | 8.5066 | 2.129 | 2.0477 | 0.95343 | 0 | 12.1891 | 25.8259 | 0 | 25.8259 | 1.334% | CZ 1AWH | 0.13354 | 0 | 0 | 0 | 0 | 9.5733 | 7.5879 | 17.2947 |  |  | 1.334% | CZ 1AWH | 0 | 0 | 0 | 0 | 0 | 0 | 0 | 0 |  |  | 1.334% | CZ 1AWH | 0.1469 | 24.0738 | 6.0251 | 5.7951 | 2.6982 | 10.5306 | 42.8417 | 92.1114 | 0 | 92.1114 | 1.334% | CZ 1AWH | 7.0794e-06 | 0.0017426 | 0.00043614 | 0.00041949 | 0.00019532 | 0.0005075 | 0.0028993 | 0.0062074 | 0 | 0.0062074 | 1.334%
CZ 1AWHT | 8.6631e-07 | 0.41085 | 0.10182 | 0.095562 | 0.044186 | 0.1299 | 0.67377 | 1.4561 | 0 | 1.4561 | 0.4808% | CZ 1AWHT | 6.23e-05 | 8.7727 | 2.1741 | 2.0405 | 0.94348 | 9.3416 | 19.6671 | 42.9395 | 0 | 42.9395 | 0.4808% | CZ 1AWHT | 0 | 8.7727 | 2.1741 | 2.0405 | 0.94348 | 0 | 12.1569 | 26.0876 | 0 | 26.0876 | 0.4808% | CZ 1AWHT | 6.23e-05 | 0 | 0 | 0 | 0 | 9.3416 | 7.5102 | 16.8519 |  |  | 0.4808% | CZ 1AWHT | 0 | 0 | 0 | 0 | 0 | 0 | 0 | 0 |  |  | 0.4808% | CZ 1AWHT | 6.853e-05 | 24.8267 | 6.1526 | 5.7746 | 2.67 | 10.2758 | 42.6652 | 92.365 | 0 | 92.365 | 0.4808% | CZ 1AWHT | 3.3027e-09 | 0.0017971 | 0.00044537 | 0.00041801 | 0.00019328 | 0.00049522 | 0.0028886 | 0.0062376 | 0 | 0.0062376 | 0.4808%
CZ 2AWH | 0.016175 | 0.32777 | 0.091948 | 0.095883 | 0.044626 | 0.14406 | 0.67622 | 1.3967 | 0 | 1.3967 | 15.17% | CZ 2AWH | 1.1632 | 6.9987 | 1.9633 | 2.0473 | 0.95289 | 10.3601 | 19.7709 | 43.2564 | 0 | 43.2564 | 15.17% | CZ 2AWH | 0 | 6.9987 | 1.9633 | 2.0473 | 0.95289 | 0 | 12.1873 | 24.1496 | 0 | 24.1496 | 15.17% | CZ 2AWH | 1.1632 | 0 | 0 | 0 | 0 | 10.3601 | 7.5836 | 19.1069 |  |  | 15.17% | CZ 2AWH | 0 | 0 | 0 | 0 | 0 | 0 | 0 | 0 |  |  | 15.17% | CZ 2AWH | 1.2795 | 19.8064 | 5.5562 | 5.794 | 2.6967 | 11.3961 | 42.832 | 89.3609 | 0 | 89.3609 | 15.17% | CZ 2AWH | 6.1664e-05 | 0.0014337 | 0.0004022 | 0.00041941 | 0.0001952 | 0.00054922 | 0.0028987 | 0.0059601 | 0 | 0.0059601 | 15.17%
CZ 2B | 0.018438 | 0.29294 | 0.093054 | 0.095894 | 0.044643 | 0.14509 | 0.67631 | 1.3664 | 0 | 1.3664 | 3.279% | CZ 2B | 1.326 | 6.255 | 1.9869 | 2.0476 | 0.95323 | 10.4338 | 19.7747 | 42.7773 | 0 | 42.7773 | 3.279% | CZ 2B | 0 | 6.255 | 1.9869 | 2.0476 | 0.95323 | 0 | 12.1884 | 23.4312 | 0 | 23.4312 | 3.279% | CZ 2B | 1.326 | 0 | 0 | 0 | 0 | 10.4338 | 7.5863 | 19.3461 |  |  | 3.279% | CZ 2B | 0 | 0 | 0 | 0 | 0 | 0 | 0 | 0 |  |  | 3.279% | CZ 2B | 1.4586 | 17.7015 | 5.6231 | 5.7947 | 2.6977 | 11.4772 | 42.8382 | 87.5909 | 0 | 87.5909 | 3.279% | CZ 2B | 7.0294e-05 | 0.0012814 | 0.00040704 | 0.00041946 | 0.00019528 | 0.00055312 | 0.0028991 | 0.0058256 | 0 | 0.0058256 | 3.279%
CZ 3A | 0.056172 | 0.19556 | 0.075867 | 0.095246 | 0.043751 | 0.1626 | 0.67136 | 1.3006 | 0 | 1.3006 | 4.84% | CZ 3A | 4.0396 | 4.1758 | 1.62 | 2.0338 | 0.9342 | 11.6933 | 19.5646 | 44.0613 | 0 | 44.0613 | 4.84% | CZ 3A | 0 | 4.1758 | 1.62 | 2.0338 | 0.9342 | 0 | 12.1269 | 20.8906 | 0 | 20.8906 | 4.84% | CZ 3A | 4.0396 | 0 | 0 | 0 | 0 | 11.6933 | 7.4378 | 23.1707 |  |  | 4.84% | CZ 3A | 0 | 0 | 0 | 0 | 0 | 0 | 0 | 0 |  |  | 4.84% | CZ 3A | 4.4435 | 11.8175 | 4.5845 | 5.7555 | 2.6438 | 12.8627 | 42.5006 | 84.6081 | 0 | 84.6081 | 4.84% | CZ 3A | 0.00021415 | 0.00085544 | 0.00033186 | 0.00041663 | 0.00019138 | 0.00061989 | 0.0028786 | 0.0055079 | 0 | 0.0055079 | 4.84%
CZ 3AWH | 0.036096 | 0.22362 | 0.077711 | 0.095787 | 0.044494 | 0.15973 | 0.67549 | 1.3129 | 0 | 1.3129 | 2.059% | CZ 3AWH | 2.5958 | 4.7748 | 1.6593 | 2.0453 | 0.95007 | 11.4866 | 19.7398 | 43.2518 | 0 | 43.2518 | 2.059% | CZ 3AWH | 0 | 4.7748 | 1.6593 | 2.0453 | 0.95007 | 0 | 12.1782 | 21.6077 | 0 | 21.6077 | 2.059% | CZ 3AWH | 2.5958 | 0 | 0 | 0 | 0 | 11.4866 | 7.5616 | 21.644 |  |  | 2.059% | CZ 3AWH | 0 | 0 | 0 | 0 | 0 | 0 | 0 | 0 |  |  | 2.059% | CZ 3AWH | 2.8554 | 13.5127 | 4.6959 | 5.7882 | 2.6887 | 12.6352 | 42.7821 | 84.9583 | 0 | 84.9583 | 2.059% | CZ 3AWH | 0.00013761 | 0.00097815 | 0.00033993 | 0.00041899 | 0.00019463 | 0.00060893 | 0.0028956 | 0.0055739 | 0 | 0.0055739 | 2.059%
CZ 3B | 0.027574 | 0.20452 | 0.082024 | 0.095281 | 0.043798 | 0.15724 | 0.67162 | 1.2821 | 0 | 1.2821 | 11.11% | CZ 3B | 1.983 | 4.367 | 1.7514 | 2.0345 | 0.93521 | 11.308 | 19.5758 | 41.9549 | 0 | 41.9549 | 11.11% | CZ 3B | 0 | 4.367 | 1.7514 | 2.0345 | 0.93521 | 0 | 12.1301 | 21.2182 | 0 | 21.2182 | 11.11% | CZ 3B | 1.983 | 0 | 0 | 0 | 0 | 11.308 | 7.4457 | 20.7367 |  |  | 11.11% | CZ 3B | 0 | 0 | 0 | 0 | 0 | 0 | 0 | 0 |  |  | 11.11% | CZ 3B | 2.1812 | 12.3585 | 4.9565 | 5.7576 | 2.6466 | 12.4388 | 42.5185 | 82.8579 | 0 | 82.8579 | 11.11% | CZ 3B | 0.00010512 | 0.0008946 | 0.00035879 | 0.00041678 | 0.00019158 | 0.00059947 | 0.0028797 | 0.005446 | 0 | 0.005446 | 11.11%
CZ 3C | 0.0061617 | 0.12351 | 0.06243 | 0.09523 | 0.043729 | 0.16436 | 0.67124 | 1.1667 | 0 | 1.1667 | 4.314% | CZ 3C | 0.44312 | 2.6373 | 1.333 | 2.0334 | 0.93373 | 11.8202 | 19.5595 | 38.7602 | 0 | 38.7602 | 4.314% | CZ 3C | 0 | 2.6373 | 1.333 | 2.0334 | 0.93373 | 0 | 12.1254 | 19.0628 | 0 | 19.0628 | 4.314% | CZ 3C | 0.44312 | 0 | 0 | 0 | 0 | 11.8202 | 7.4342 | 19.6975 |  |  | 4.314% | CZ 3C | 0 | 0 | 0 | 0 | 0 | 0 | 0 | 0 |  |  | 4.314% | CZ 3C | 0.48743 | 7.4634 | 3.7725 | 5.7546 | 2.6425 | 13.0022 | 42.4923 | 75.6149 | 0 | 75.6149 | 4.314% | CZ 3C | 2.3491e-05 | 0.00054026 | 0.00027308 | 0.00041656 | 0.00019128 | 0.00062662 | 0.0028781 | 0.0049494 | 0 | 0.0049494 | 4.314%
CZ 4A | 0.12055 | 0.13932 | 0.070808 | 0.091648 | 0.038802 | 0.15924 | 0.64389 | 1.2643 | 0 | 1.2643 | 17.42% | CZ 4A | 8.6694 | 2.9748 | 1.5119 | 1.9569 | 0.82852 | 11.452 | 18.3985 | 45.792 | 0 | 45.792 | 17.42% | CZ 4A | 0 | 2.9748 | 1.5119 | 1.9569 | 0.82852 | 0 | 11.7851 | 19.0573 | 0 | 19.0573 | 17.42% | CZ 4A | 8.6694 | 0 | 0 | 0 | 0 | 11.452 | 6.6134 | 26.7347 |  |  | 17.42% | CZ 4A | 0 | 0 | 0 | 0 | 0 | 0 | 0 | 0 |  |  | 17.42% | CZ 4A | 9.5363 | 8.4188 | 4.2788 | 5.5381 | 2.3447 | 12.5972 | 40.6265 | 83.3403 | 0 | 83.3403 | 17.42% | CZ 4A | 0.00045959 | 0.00060941 | 0.00030973 | 0.00040089 | 0.00016973 | 0.0006071 | 0.0027648 | 0.0053213 | 0 | 0.0053213 | 17.42%
CZ 4B | 0.058155 | 0.15978 | 0.083877 | 0.095688 | 0.044359 | 0.17687 | 0.67474 | 1.2935 | 0 | 1.2935 | 0.3459% | CZ 4B | 4.1822 | 3.4116 | 1.791 | 2.0432 | 0.94718 | 12.7199 | 19.7079 | 44.803 | 0 | 44.803 | 0.3459% | CZ 4B | 0 | 3.4116 | 1.791 | 2.0432 | 0.94718 | 0 | 12.1689 | 20.3619 | 0 | 20.3619 | 0.3459% | CZ 4B | 4.1822 | 0 | 0 | 0 | 0 | 12.7199 | 7.5391 | 24.4411 |  |  | 0.3459% | CZ 4B | 0 | 0 | 0 | 0 | 0 | 0 | 0 | 0 |  |  | 0.3459% | CZ 4B | 4.6004 | 9.6549 | 5.0685 | 5.7822 | 2.6805 | 13.9918 | 42.7309 | 84.5093 | 0 | 84.5093 | 0.3459% | CZ 4B | 0.00022171 | 0.00069889 | 0.0003669 | 0.00041856 | 0.00019404 | 0.00067431 | 0.0028925 | 0.005467 | 0 | 0.005467 | 0.3459%
CZ 4C | 0.070186 | 0.080753 | 0.063256 | 0.095561 | 0.044183 | 0.18638 | 0.67376 | 1.2141 | 0 | 1.2141 | 7.04% | CZ 4C | 5.0474 | 1.7243 | 1.3507 | 2.0405 | 0.94343 | 13.4037 | 19.6665 | 44.1764 | 0 | 44.1764 | 7.04% | CZ 4C | 0 | 1.7243 | 1.3507 | 2.0405 | 0.94343 | 0 | 12.1567 | 18.2156 | 0 | 18.2156 | 7.04% | CZ 4C | 5.0474 | 0 | 0 | 0 | 0 | 13.4037 | 7.5098 | 25.9608 |  |  | 7.04% | CZ 4C | 0 | 0 | 0 | 0 | 0 | 0 | 0 | 0 |  |  | 7.04% | CZ 4C | 5.5521 | 4.8797 | 3.8224 | 5.7745 | 2.6699 | 14.744 | 42.6643 | 80.107 | 0 | 80.107 | 7.04% | CZ 4C | 0.00026757 | 0.00035323 | 0.0002767 | 0.000418 | 0.00019327 | 0.00071056 | 0.0028885 | 0.0051078 | 0 | 0.0051078 | 7.04%
CZ 5A | 0.18363 | 0.091109 | 0.067364 | 0.090738 | 0.03755 | 0.16623 | 0.63694 | 1.2736 | 0 | 1.2736 | 16.39% | CZ 5A | 13.2059 | 1.9454 | 1.4384 | 1.9375 | 0.80179 | 11.9544 | 18.1034 | 49.3868 | 0 | 49.3868 | 16.39% | CZ 5A | 0 | 1.9454 | 1.4384 | 1.9375 | 0.80179 | 0 | 11.6986 | 17.8217 | 0 | 17.8217 | 16.39% | CZ 5A | 13.2059 | 0 | 0 | 0 | 0 | 11.9544 | 6.4048 | 31.5651 |  |  | 16.39% | CZ 5A | 0 | 0 | 0 | 0 | 0 | 0 | 0 | 0 |  |  | 16.39% | CZ 5A | 14.5265 | 5.5055 | 4.0707 | 5.4831 | 2.2691 | 13.1498 | 40.1524 | 85.157 | 0 | 85.157 | 16.39% | CZ 5A | 0.00070008 | 0.00039853 | 0.00029467 | 0.00039691 | 0.00016425 | 0.00063373 | 0.0027361 | 0.0053242 | 0 | 0.0053242 | 16.39%
CZ 5B | 0.11919 | 0.12514 | 0.080406 | 0.094016 | 0.04206 | 0.18208 | 0.66197 | 1.3049 | 0 | 1.3049 | 8.784% | CZ 5B | 8.5718 | 2.6722 | 1.7169 | 2.0075 | 0.89808 | 13.0939 | 19.1661 | 48.1264 | 0 | 48.1264 | 8.784% | CZ 5B | 0 | 2.6722 | 1.7169 | 2.0075 | 0.89808 | 0 | 12.0101 | 19.3047 | 0 | 19.3047 | 8.784% | CZ 5B | 8.5718 | 0 | 0 | 0 | 0 | 13.0939 | 7.156 | 28.8217 |  |  | 8.784% | CZ 5B | 0 | 0 | 0 | 0 | 0 | 0 | 0 | 0 |  |  | 8.784% | CZ 5B | 9.4289 | 7.5622 | 4.8588 | 5.6812 | 2.5416 | 14.4033 | 41.8601 | 86.3361 | 0 | 86.3361 | 8.784% | CZ 5B | 0.00045441 | 0.00054741 | 0.00035171 | 0.00041125 | 0.00018398 | 0.00069414 | 0.0028397 | 0.0054826 | 0 | 0.0054826 | 8.784%
CZ 5C | 0.083615 | 0.056135 | 0.060908 | 0.095562 | 0.044186 | 0.19463 | 0.67377 | 1.2088 | 0 | 1.2088 | 0.09337% | CZ 5C | 6.0131 | 1.1986 | 1.3005 | 2.0405 | 0.94348 | 13.9966 | 19.6671 | 45.1599 | 0 | 45.1599 | 0.09337% | CZ 5C | 0 | 1.1986 | 1.3005 | 2.0405 | 0.94348 | 0 | 12.1569 | 17.64 | 0 | 17.64 | 0.09337% | CZ 5C | 6.0131 | 0 | 0 | 0 | 0 | 13.9966 | 7.5102 | 27.5199 |  |  | 0.09337% | CZ 5C | 0 | 0 | 0 | 0 | 0 | 0 | 0 | 0 |  |  | 0.09337% | CZ 5C | 6.6144 | 3.3921 | 3.6805 | 5.7746 | 2.67 | 15.3963 | 42.6652 | 80.1932 | 0 | 80.1932 | 0.09337% | CZ 5C | 0.00031877 | 0.00024555 | 0.00026642 | 0.00041801 | 0.00019328 | 0.000742 | 0.0028886 | 0.0050726 | 0 | 0.0050726 | 0.09337%
CZ 6A | 0.25108 | 0.097268 | 0.070125 | 0.091714 | 0.038892 | 0.18132 | 0.64439 | 1.3748 | 0 | 1.3748 | 5.828% | CZ 6A | 18.0566 | 2.0769 | 1.4974 | 1.9583 | 0.83045 | 13.0397 | 18.4198 | 55.8791 | 0 | 55.8791 | 5.828% | CZ 6A | 0 | 2.0769 | 1.4974 | 1.9583 | 0.83045 | 0 | 11.7913 | 18.1544 | 0 | 18.1544 | 5.828% | CZ 6A | 18.0566 | 0 | 0 | 0 | 0 | 13.0397 | 6.6285 | 37.7247 |  |  | 5.828% | CZ 6A | 0 | 0 | 0 | 0 | 0 | 0 | 0 | 0 |  |  | 5.828% | CZ 6A | 19.8622 | 5.8777 | 4.2375 | 5.5421 | 2.3502 | 14.3436 | 40.6608 | 92.8741 | 0 | 92.8741 | 5.828% | CZ 6A | 0.00095723 | 0.00042547 | 0.00030674 | 0.00040118 | 0.00017012 | 0.00069127 | 0.0027669 | 0.0057189 | 0 | 0.0057189 | 5.828%
CZ 6B | 0.18442 | 0.083519 | 0.070988 | 0.093263 | 0.041023 | 0.18879 | 0.65622 | 1.3182 | 0 | 1.3182 | 0.965% | CZ 6B | 13.2621 | 1.7833 | 1.5158 | 1.9914 | 0.87595 | 13.5766 | 18.9219 | 51.9271 | 0 | 51.9271 | 0.965% | CZ 6B | 0 | 1.7833 | 1.5158 | 1.9914 | 0.87595 | 0 | 11.9385 | 18.105 | 0 | 18.105 | 0.965% | CZ 6B | 13.2621 | 0 | 0 | 0 | 0 | 13.5766 | 6.9834 | 33.8221 |  |  | 0.965% | CZ 6B | 0 | 0 | 0 | 0 | 0 | 0 | 0 | 0 |  |  | 0.965% | CZ 6B | 14.5884 | 5.0469 | 4.2897 | 5.6357 | 2.4789 | 14.9342 | 41.4676 | 88.4414 | 0 | 88.4414 | 0.965% | CZ 6B | 0.00070306 | 0.00036533 | 0.00031052 | 0.00040795 | 0.00017944 | 0.00071973 | 0.0028159 | 0.0055019 | 0 | 0.0055019 | 0.965%
CZ 7 | 0.31788 | 0.078571 | 0.069928 | 0.092683 | 0.040226 | 0.19889 | 0.65179 | 1.45 | 0 | 1.45 | 0.5443% | CZ 7 | 22.8601 | 1.6777 | 1.4931 | 1.979 | 0.85893 | 14.303 | 18.734 | 61.9059 | 0 | 61.9059 | 0.5443% | CZ 7 | 0 | 1.6777 | 1.4931 | 1.979 | 0.85893 | 0 | 11.8834 | 17.8922 | 0 | 17.8922 | 0.5443% | CZ 7 | 22.8601 | 0 | 0 | 0 | 0 | 14.303 | 6.8506 | 44.0137 |  |  | 0.5443% | CZ 7 | 0 | 0 | 0 | 0 | 0 | 0 | 0 | 0 |  |  | 0.5443% | CZ 7 | 25.1462 | 4.7478 | 4.2256 | 5.6006 | 2.4308 | 15.7333 | 41.1657 | 99.05 | 0 | 99.05 | 0.5443% | CZ 7 | 0.0012119 | 0.00034369 | 0.00030588 | 0.00040542 | 0.00017596 | 0.00075824 | 0.0027976 | 0.0059986 | 0 | 0.0059986 | 0.5443%
CZ 8 | 0.46641 | 0.054954 | 0.075513 | 0.095562 | 0.044186 | 0.23523 | 0.67377 | 1.6456 | 0 | 1.6456 | 0.003285% | CZ 8 | 33.5418 | 1.1734 | 1.6124 | 2.0405 | 0.94348 | 16.9165 | 19.6671 | 75.8952 | 0 | 75.8952 | 0.003285% | CZ 8 | 0 | 1.1734 | 1.6124 | 2.0405 | 0.94348 | 0 | 12.1569 | 17.9266 | 0 | 17.9266 | 0.003285% | CZ 8 | 33.5418 | 0 | 0 | 0 | 0 | 16.9165 | 7.5102 | 57.9685 |  |  | 0.003285% | CZ 8 | 0 | 0 | 0 | 0 | 0 | 0 | 0 | 0 |  |  | 0.003285% | CZ 8 | 36.896 | 3.3207 | 4.5631 | 5.7746 | 2.67 | 18.6082 | 42.6652 | 114.4978 | 0 | 114.4978 | 0.003285% | CZ 8 | 0.0017781 | 0.00024038 | 0.00033031 | 0.00041801 | 0.00019328 | 0.00089679 | 0.0028886 | 0.0067455 | 0 | 0.0067455 | 0.003285%
US Weighted | 0.099287 | 0.16805 | 0.075858 | 0.093557 | 0.041428 | 0.16338 | 0.65847 | 1.3 | 0 | 1.3 | 100% | US Weighted | 7.1402 | 3.5884 | 1.6198 | 1.9977 | 0.88459 | 11.7496 | 19.0172 | 45.9974 | 0 | 45.9974 | 100% | US Weighted | 0 | 3.5884 | 1.6198 | 1.9977 | 0.88459 | 0 | 11.9664 | 20.0568 | 0 | 20.0568 | 100% | US Weighted | 7.1402 | 0 | 0 | 0 | 0 | 11.7496 | 7.0508 | 25.9406 |  |  | 100% | US Weighted | 0 | 0 | 0 | 0 | 0 | 0 | 0 | 0 |  |  | 100% | US Weighted | 7.8542 | 10.1551 | 4.5839 | 5.6535 | 2.5034 | 12.9245 | 41.6209 | 85.2955 | 0 | 85.2955 | 100% | US Weighted | 0.00037852 | 0.0007351 | 0.00033182 | 0.00040924 | 0.00018121 | 0.00062288 | 0.0028252 | 0.005484 | 0 | 0.005484 | 100%
Energy Cost Index ($/sq ft/yr) for IECC-Res 2009 | [10 empty] | Multifamily - Gas Furnace | Site Energy Use Intensity (kBtu/sq ft/yr) for IECC-Res 2009 | [10 empty] | Multifamily - Gas Furnace | Electric Use Intensity (kBtu/sq ft/yr) for IECC-Res 2009 | [10 empty] | Multifamily - Gas Furnace | Gas Use Intensity (kBtu/sq ft/yr) for IECC-Res 2009 | [10 empty] | Multifamily - Gas Furnace | Oil Use Intensity (kBtu/sq ft/yr) for IECC-Res 2009 | [10 empty] | Multifamily - Gas Furnace | Source Energy Use Index (kBtu/sq ft/yr) for IECC-Res 2009 | [10 empty] | Multifamily - Gas Furnace | Carbon Emissions (ton/sq ft/yr) for IECC-Res 2009 | [10 empty] | Multifamily - Gas Furnace
Costs: Electricity: $0.1598/kWh ¦ Natural Gas: $1.391/therm ¦ Oil: $4.1392/gal | [9 empty] | Prototype Floor Area (sq ft): | 21600 | [10 empty] | Prototype Floor Area (sq ft): | 21600 | [10 empty] | Prototype Floor Area (sq ft): | 21600 | [10 empty] | Prototype Floor Area (sq ft): | 21600 | [10 empty] | Prototype Floor Area (sq ft): | 21600 | Site-to-Source Factors: Electricity: 2.83 ¦ Natural Gas: 1.1 ¦ Oil: 1.01 | [9 empty] | Prototype Floor Area (sq ft): | 21600 | Conversion [ton/kBtu]: Electricity: 4,881 ¦ Natural Gas: 18,863 ¦ Oil: 13,521 | [9 empty] | Prototype Floor Area (sq ft): | 21600
IECC-Res 2009 | Heat | Cool | Fans_Aux | Lgt_Int | Lgt_Ext | DHW | Appls | Total | PV | Net_Total | Weight | IECC-Res 2009 | Heat | Cool | Fans_Aux | Lgt_Int | Lgt_Ext | DHW | Appls | Total | PV | Net_Total | Weight | IECC-Res 2009 | Heat | Cool | Fans_Aux | Lgt_Int | Lgt_Ext | DHW | Appls | Total | PV | Net_Total | Weight | IECC-Res 2009 | Heat | Cool | Fans_Aux | Lgt_Int | Lgt_Ext | DHW | Appls | Total | PV | Net_Total | Weight | IECC-Res 2009 | Heat | Cool | Fans_Aux | Lgt_Int | Lgt_Ext | DHW | Appls | Total | PV | Net_Total | Weight | IECC-Res 2009 | Heat | Cool | Fans_Aux | Lgt_Int | Lgt_Ext | DHW | Appls | Total | PV | Net_Total | Weight | IECC-Res 2009 | Heat | Cool | Fans_Aux | Lgt_Int | Lgt_Ext | DHW | Appls | Total | PV | Net_Total | Weight
CZ 1AWH | 0.0052953 | 0.42911 | 0.10512 | 0.10814 | 0.044652 | 0.14176 | 0.67636 | 1.5104 | 0 | 1.5104 | 1.334% | CZ 1AWH | 0.38081 | 9.1626 | 2.2445 | 2.3091 | 0.95343 | 10.1946 | 19.7769 | 45.0219 | 0 | 45.0219 | 1.334% | CZ 1AWH | 0 | 9.1626 | 2.2445 | 2.3091 | 0.95343 | 0 | 12.1891 | 26.8587 | 0 | 26.8587 | 1.334% | CZ 1AWH | 0.38081 | 0 | 0 | 0 | 0 | 10.1946 | 7.5879 | 18.1632 |  |  | 1.334% | CZ 1AWH | 0 | 0 | 0 | 0 | 0 | 0 | 0 | 0 |  |  | 1.334% | CZ 1AWH | 0.41889 | 25.9302 | 6.352 | 6.5346 | 2.6982 | 11.214 | 42.8417 | 95.9897 | 0 | 95.9897 | 1.334% | CZ 1AWH | 2.0188e-05 | 0.001877 | 0.00045981 | 0.00047303 | 0.00019532 | 0.00054044 | 0.0028993 | 0.0064651 | 0 | 0.0064651 | 1.334%
CZ 1AWHT | 3.4712e-05 | 0.44086 | 0.10635 | 0.10776 | 0.044186 | 0.13821 | 0.67377 | 1.5112 | 0 | 1.5112 | 0.4808% | CZ 1AWHT | 0.0024963 | 9.4136 | 2.2709 | 2.3009 | 0.94348 | 9.9389 | 19.6671 | 44.5373 | 0 | 44.5373 | 0.4808% | CZ 1AWHT | 0 | 9.4136 | 2.2709 | 2.3009 | 0.94348 | 0 | 12.1569 | 27.0857 | 0 | 27.0857 | 0.4808% | CZ 1AWHT | 0.0024963 | 0 | 0 | 0 | 0 | 9.9389 | 7.5102 | 17.4516 |  |  | 0.4808% | CZ 1AWHT | 0 | 0 | 0 | 0 | 0 | 0 | 0 | 0 |  |  | 0.4808% | CZ 1AWHT | 0.002746 | 26.6404 | 6.4266 | 6.5115 | 2.67 | 10.9328 | 42.6652 | 95.8493 | 0 | 95.8493 | 0.4808% | CZ 1AWHT | 1.3234e-07 | 0.0019284 | 0.0004652 | 0.00047135 | 0.00019328 | 0.00052689 | 0.0028886 | 0.0064738 | 0 | 0.0064738 | 0.4808%
CZ 2AWH | 0.026446 | 0.34615 | 0.096598 | 0.10812 | 0.044626 | 0.15391 | 0.67622 | 1.4521 | 0 | 1.4521 | 15.17% | CZ 2AWH | 1.9018 | 7.3911 | 2.0626 | 2.3086 | 0.95289 | 11.0686 | 19.7709 | 45.4565 | 0 | 45.4565 | 15.17% | CZ 2AWH | 0 | 7.3911 | 2.0626 | 2.3086 | 0.95289 | 0 | 12.1873 | 24.9025 | 0 | 24.9025 | 15.17% | CZ 2AWH | 1.9018 | 0 | 0 | 0 | 0 | 11.0686 | 7.5836 | 20.554 |  |  | 15.17% | CZ 2AWH | 0 | 0 | 0 | 0 | 0 | 0 | 0 | 0 |  |  | 15.17% | CZ 2AWH | 2.092 | 20.9169 | 5.8372 | 6.5334 | 2.6967 | 12.1754 | 42.832 | 93.0836 | 0 | 93.0836 | 15.17% | CZ 2AWH | 0.00010082 | 0.0015141 | 0.00042254 | 0.00047293 | 0.0001952 | 0.00058677 | 0.0028987 | 0.0061911 | 0 | 0.0061911 | 15.17%
CZ 2B | 0.032312 | 0.31378 | 0.099586 | 0.10813 | 0.044643 | 0.15505 | 0.67631 | 1.4298 | 0 | 1.4298 | 3.279% | CZ 2B | 2.3237 | 6.7 | 2.1264 | 2.3089 | 0.95323 | 11.1505 | 19.7747 | 45.3375 | 0 | 45.3375 | 3.279% | CZ 2B | 0 | 6.7 | 2.1264 | 2.3089 | 0.95323 | 0 | 12.1884 | 24.277 | 0 | 24.277 | 3.279% | CZ 2B | 2.3237 | 0 | 0 | 0 | 0 | 11.1505 | 7.5863 | 21.0605 |  |  | 3.279% | CZ 2B | 0 | 0 | 0 | 0 | 0 | 0 | 0 | 0 |  |  | 3.279% | CZ 2B | 2.556 | 18.961 | 6.0178 | 6.5342 | 2.6977 | 12.2656 | 42.8382 | 91.8704 | 0 | 91.8704 | 3.279% | CZ 2B | 0.00012318 | 0.0013725 | 0.00043561 | 0.00047299 | 0.00019528 | 0.00059112 | 0.0028991 | 0.0060898 | 0 | 0.0060898 | 3.279%
CZ 3A | 0.1161 | 0.2074 | 0.08331 | 0.1074 | 0.043751 | 0.17474 | 0.67136 | 1.4041 | 0 | 1.4041 | 4.84% | CZ 3A | 8.349 | 4.4286 | 1.7789 | 2.2933 | 0.9342 | 12.566 | 19.5646 | 49.9146 | 0 | 49.9146 | 4.84% | CZ 3A | 0 | 4.4286 | 1.7789 | 2.2933 | 0.9342 | 0 | 12.1269 | 21.5618 | 0 | 21.5618 | 4.84% | CZ 3A | 8.349 | 0 | 0 | 0 | 0 | 12.566 | 7.4378 | 28.3528 |  |  | 4.84% | CZ 3A | 0 | 0 | 0 | 0 | 0 | 0 | 0 | 0 |  |  | 4.84% | CZ 3A | 9.1839 | 12.5329 | 5.0342 | 6.49 | 2.6438 | 13.8226 | 42.5006 | 92.2079 | 0 | 92.2079 | 4.84% | CZ 3A | 0.0004426 | 0.00090722 | 0.00036442 | 0.00046979 | 0.00019138 | 0.00066616 | 0.0028786 | 0.0059201 | 0 | 0.0059201 | 4.84%
CZ 3AWH | 0.079287 | 0.24041 | 0.084959 | 0.10801 | 0.044494 | 0.17145 | 0.67549 | 1.4041 | 0 | 1.4041 | 2.059% | CZ 3AWH | 5.7019 | 5.1333 | 1.8141 | 2.3063 | 0.95007 | 12.3301 | 19.7398 | 47.9755 | 0 | 47.9755 | 2.059% | CZ 3AWH | 0 | 5.1333 | 1.8141 | 2.3063 | 0.95007 | 0 | 12.1782 | 22.382 | 0 | 22.382 | 2.059% | CZ 3AWH | 5.7019 | 0 | 0 | 0 | 0 | 12.3301 | 7.5616 | 25.5936 |  |  | 2.059% | CZ 3AWH | 0 | 0 | 0 | 0 | 0 | 0 | 0 | 0 |  |  | 2.059% | CZ 3AWH | 6.2721 | 14.5272 | 5.1339 | 6.5268 | 2.6887 | 13.5631 | 42.7821 | 91.4939 | 0 | 91.4939 | 2.059% | CZ 3AWH | 0.00030227 | 0.0010516 | 0.00037163 | 0.00047246 | 0.00019463 | 0.00065365 | 0.0028956 | 0.0059419 | 0 | 0.0059419 | 2.059%
CZ 3B | 0.068448 | 0.22128 | 0.091179 | 0.10744 | 0.043798 | 0.16881 | 0.67162 | 1.3726 | 0 | 1.3726 | 11.11% | CZ 3B | 4.9224 | 4.725 | 1.9469 | 2.2941 | 0.93521 | 12.1399 | 19.5758 | 46.5393 | 0 | 46.5393 | 11.11% | CZ 3B | 0 | 4.725 | 1.9469 | 2.2941 | 0.93521 | 0 | 12.1301 | 22.0313 | 0 | 22.0313 | 11.11% | CZ 3B | 4.9224 | 0 | 0 | 0 | 0 | 12.1399 | 7.4457 | 24.508 |  |  | 11.11% | CZ 3B | 0 | 0 | 0 | 0 | 0 | 0 | 0 | 0 |  |  | 11.11% | CZ 3B | 5.4147 | 13.3716 | 5.5098 | 6.4924 | 2.6466 | 13.3539 | 42.5185 | 89.3075 | 0 | 89.3075 | 11.11% | CZ 3B | 0.00026095 | 0.00096794 | 0.00039884 | 0.00046997 | 0.00019158 | 0.00064357 | 0.0028797 | 0.0058125 | 0 | 0.0058125 | 11.11%
CZ 3C | 0.026922 | 0.11523 | 0.06428 | 0.10738 | 0.043729 | 0.17696 | 0.67124 | 1.2057 | 0 | 1.2057 | 4.314% | CZ 3C | 1.9361 | 2.4605 | 1.3726 | 2.2929 | 0.93373 | 12.7262 | 19.5595 | 41.2815 | 0 | 41.2815 | 4.314% | CZ 3C | 0 | 2.4605 | 1.3726 | 2.2929 | 0.93373 | 0 | 12.1254 | 19.1851 | 0 | 19.1851 | 4.314% | CZ 3C | 1.9361 | 0 | 0 | 0 | 0 | 12.7262 | 7.4342 | 22.0965 |  |  | 4.314% | CZ 3C | 0 | 0 | 0 | 0 | 0 | 0 | 0 | 0 |  |  | 4.314% | CZ 3C | 2.1297 | 6.9633 | 3.8843 | 6.4889 | 2.6425 | 13.9988 | 42.4923 | 78.5998 | 0 | 78.5998 | 4.314% | CZ 3C | 0.00010264 | 0.00050405 | 0.00028118 | 0.00046972 | 0.00019128 | 0.00067465 | 0.0028781 | 0.0051016 | 0 | 0.0051016 | 4.314%
CZ 4A | 0.20695 | 0.14009 | 0.075964 | 0.10334 | 0.038802 | 0.17157 | 0.64389 | 1.3806 | 0 | 1.3806 | 17.42% | CZ 4A | 14.883 | 2.9913 | 1.622 | 2.2066 | 0.82852 | 12.3381 | 18.3985 | 53.2681 | 0 | 53.2681 | 17.42% | CZ 4A | 0 | 2.9913 | 1.622 | 2.2066 | 0.82852 | 0 | 11.7851 | 19.4336 | 0 | 19.4336 | 17.42% | CZ 4A | 14.883 | 0 | 0 | 0 | 0 | 12.3381 | 6.6134 | 33.8345 |  |  | 17.42% | CZ 4A | 0 | 0 | 0 | 0 | 0 | 0 | 0 | 0 |  |  | 17.42% | CZ 4A | 16.3713 | 8.4654 | 4.5903 | 6.2448 | 2.3447 | 13.5719 | 40.6265 | 92.215 | 0 | 92.215 | 17.42% | CZ 4A | 0.00078899 | 0.00061279 | 0.00033228 | 0.00045205 | 0.00016973 | 0.00065408 | 0.0027648 | 0.0057748 | 0 | 0.0057748 | 17.42%
CZ 4B | 0.11204 | 0.16101 | 0.090824 | 0.1079 | 0.044359 | 0.19048 | 0.67474 | 1.3814 | 0 | 1.3814 | 0.3459% | CZ 4B | 8.0576 | 3.4379 | 1.9393 | 2.3039 | 0.94718 | 13.6985 | 19.7079 | 50.0924 | 0 | 50.0924 | 0.3459% | CZ 4B | 0 | 3.4379 | 1.9393 | 2.3039 | 0.94718 | 0 | 12.1689 | 20.7972 | 0 | 20.7972 | 0.3459% | CZ 4B | 8.0576 | 0 | 0 | 0 | 0 | 13.6985 | 7.5391 | 29.2952 |  |  | 0.3459% | CZ 4B | 0 | 0 | 0 | 0 | 0 | 0 | 0 | 0 |  |  | 0.3459% | CZ 4B | 8.8634 | 9.7293 | 5.4883 | 6.5201 | 2.6805 | 15.0684 | 42.7309 | 91.0808 | 0 | 91.0808 | 0.3459% | CZ 4B | 0.00042715 | 0.00070428 | 0.00039728 | 0.00047198 | 0.00019404 | 0.00072619 | 0.0028925 | 0.0058135 | 0 | 0.0058135 | 0.3459%
CZ 4C | 0.11651 | 0.07184 | 0.065594 | 0.10776 | 0.044183 | 0.20105 | 0.67376 | 1.2807 | 0 | 1.2807 | 7.04% | CZ 4C | 8.3785 | 1.534 | 1.4006 | 2.3009 | 0.94343 | 14.4587 | 19.6665 | 48.6825 | 0 | 48.6825 | 7.04% | CZ 4C | 0 | 1.534 | 1.4006 | 2.3009 | 0.94343 | 0 | 12.1567 | 18.3356 | 0 | 18.3356 | 7.04% | CZ 4C | 8.3785 | 0 | 0 | 0 | 0 | 14.4587 | 7.5098 | 30.347 |  |  | 7.04% | CZ 4C | 0 | 0 | 0 | 0 | 0 | 0 | 0 | 0 |  |  | 7.04% | CZ 4C | 9.2163 | 4.3412 | 3.9637 | 6.5114 | 2.6699 | 15.9045 | 42.6643 | 85.2713 | 0 | 85.2713 | 7.04% | CZ 4C | 0.00044417 | 0.00031425 | 0.00028692 | 0.00047135 | 0.00019327 | 0.00076649 | 0.0028885 | 0.0053649 | 0 | 0.0053649 | 7.04%
CZ 5A | 0.27669 | 0.08688 | 0.070647 | 0.10232 | 0.03755 | 0.17944 | 0.63694 | 1.3905 | 0 | 1.3905 | 16.39% | CZ 5A | 19.8981 | 1.8551 | 1.5085 | 2.1847 | 0.80179 | 12.9043 | 18.1034 | 57.256 | 0 | 57.256 | 16.39% | CZ 5A | 0 | 1.8551 | 1.5085 | 2.1847 | 0.80179 | 0 | 11.6986 | 18.0487 | 0 | 18.0487 | 16.39% | CZ 5A | 19.8981 | 0 | 0 | 0 | 0 | 12.9043 | 6.4048 | 39.2072 |  |  | 16.39% | CZ 5A | 0 | 0 | 0 | 0 | 0 | 0 | 0 | 0 |  |  | 16.39% | CZ 5A | 21.8879 | 5.25 | 4.269 | 6.1828 | 2.2691 | 14.1947 | 40.1524 | 94.2059 | 0 | 94.2059 | 16.39% | CZ 5A | 0.0010549 | 0.00038003 | 0.00030903 | 0.00044756 | 0.00016425 | 0.00068409 | 0.0027361 | 0.0057759 | 0 | 0.0057759 | 16.39%
CZ 5B | 0.1783 | 0.12044 | 0.083507 | 0.10601 | 0.04206 | 0.19646 | 0.66197 | 1.3888 | 0 | 1.3888 | 8.784% | CZ 5B | 12.8226 | 2.5716 | 1.7831 | 2.2637 | 0.89808 | 14.1283 | 19.1661 | 53.6335 | 0 | 53.6335 | 8.784% | CZ 5B | 0 | 2.5716 | 1.7831 | 2.2637 | 0.89808 | 0 | 12.0101 | 19.5265 | 0 | 19.5265 | 8.784% | CZ 5B | 12.8226 | 0 | 0 | 0 | 0 | 14.1283 | 7.156 | 34.1069 |  |  | 8.784% | CZ 5B | 0 | 0 | 0 | 0 | 0 | 0 | 0 | 0 |  |  | 8.784% | CZ 5B | 14.1049 | 7.2777 | 5.0461 | 6.4062 | 2.5416 | 15.5411 | 41.8601 | 92.7777 | 0 | 92.7777 | 8.784% | CZ 5B | 0.00067976 | 0.00052681 | 0.00036528 | 0.00046373 | 0.00018398 | 0.00074898 | 0.0028397 | 0.0058082 | 0 | 0.0058082 | 8.784%
CZ 5C | 0.133 | 0.04728 | 0.063278 | 0.10776 | 0.044186 | 0.21016 | 0.67377 | 1.2794 | 0 | 1.2794 | 0.09337% | CZ 5C | 9.565 | 1.0095 | 1.3511 | 2.3009 | 0.94348 | 15.1138 | 19.6671 | 49.9509 | 0 | 49.9509 | 0.09337% | CZ 5C | 0 | 1.0095 | 1.3511 | 2.3009 | 0.94348 | 0 | 12.1569 | 17.7619 | 0 | 17.7619 | 0.09337% | CZ 5C | 9.565 | 0 | 0 | 0 | 0 | 15.1138 | 7.5102 | 32.1889 |  |  | 0.09337% | CZ 5C | 0 | 0 | 0 | 0 | 0 | 0 | 0 | 0 |  |  | 0.09337% | CZ 5C | 10.5215 | 2.857 | 3.8237 | 6.5115 | 2.67 | 16.6252 | 42.6652 | 85.6741 | 0 | 85.6741 | 0.09337% | CZ 5C | 0.00050706 | 0.00020681 | 0.00027679 | 0.00047135 | 0.00019328 | 0.00080122 | 0.0028886 | 0.0053451 | 0 | 0.0053451 | 0.09337%
CZ 6A | 0.38965 | 0.093845 | 0.075984 | 0.10342 | 0.038892 | 0.19604 | 0.64439 | 1.5422 | 0 | 1.5422 | 5.828% | CZ 6A | 28.0216 | 2.0038 | 1.6225 | 2.2082 | 0.83045 | 14.0982 | 18.4198 | 67.2046 | 0 | 67.2046 | 5.828% | CZ 6A | 0 | 2.0038 | 1.6225 | 2.2082 | 0.83045 | 0 | 11.7913 | 18.4563 | 0 | 18.4563 | 5.828% | CZ 6A | 28.0216 | 0 | 0 | 0 | 0 | 14.0982 | 6.6285 | 48.7482 |  |  | 5.828% | CZ 6A | 0 | 0 | 0 | 0 | 0 | 0 | 0 | 0 |  |  | 5.828% | CZ 6A | 30.8238 | 5.6709 | 4.5916 | 6.2493 | 2.3502 | 15.508 | 40.6608 | 105.8545 | 0 | 105.8545 | 5.828% | CZ 6A | 0.0014855 | 0.0004105 | 0.00033237 | 0.00045237 | 0.00017012 | 0.00074738 | 0.0027669 | 0.0063652 | 0 | 0.0063652 | 5.828%
CZ 6B | 0.29441 | 0.078179 | 0.075544 | 0.10516 | 0.041023 | 0.2041 | 0.65622 | 1.4546 | 0 | 1.4546 | 0.965% | CZ 6B | 21.1723 | 1.6693 | 1.6131 | 2.2455 | 0.87595 | 14.6776 | 18.9219 | 61.1757 | 0 | 61.1757 | 0.965% | CZ 6B | 0 | 1.6693 | 1.6131 | 2.2455 | 0.87595 | 0 | 11.9385 | 18.3423 | 0 | 18.3423 | 0.965% | CZ 6B | 21.1723 | 0 | 0 | 0 | 0 | 14.6776 | 6.9834 | 42.8333 |  |  | 0.965% | CZ 6B | 0 | 0 | 0 | 0 | 0 | 0 | 0 | 0 |  |  | 0.965% | CZ 6B | 23.2895 | 4.7242 | 4.5649 | 6.3549 | 2.4789 | 16.1454 | 41.4676 | 99.0255 | 0 | 99.0255 | 0.965% | CZ 6B | 0.0011224 | 0.00034197 | 0.00033044 | 0.00046001 | 0.00017944 | 0.0007781 | 0.0028159 | 0.0060283 | 0 | 0.0060283 | 0.965%
CZ 7 | 0.4687 | 0.074632 | 0.076449 | 0.10451 | 0.040226 | 0.21533 | 0.65179 | 1.6316 | 0 | 1.6316 | 0.5443% | CZ 7 | 33.7067 | 1.5936 | 1.6324 | 2.2316 | 0.85893 | 15.4854 | 18.734 | 74.2425 | 0 | 74.2425 | 0.5443% | CZ 7 | 0 | 1.5936 | 1.6324 | 2.2316 | 0.85893 | 0 | 11.8834 | 18.1999 | 0 | 18.1999 | 0.5443% | CZ 7 | 33.7067 | 0 | 0 | 0 | 0 | 15.4854 | 6.8506 | 56.0427 |  |  | 0.5443% | CZ 7 | 0 | 0 | 0 | 0 | 0 | 0 | 0 | 0 |  |  | 0.5443% | CZ 7 | 37.0773 | 4.5098 | 4.6197 | 6.3154 | 2.4308 | 17.0339 | 41.1657 | 113.1526 | 0 | 113.1526 | 0.5443% | CZ 7 | 0.0017869 | 0.00032645 | 0.00033441 | 0.00045715 | 0.00017596 | 0.00082092 | 0.0027976 | 0.0066993 | 0 | 0.0066993 | 0.5443%
CZ 8 | 0.65413 | 0.048593 | 0.083388 | 0.10776 | 0.044186 | 0.25513 | 0.67377 | 1.867 | 0 | 1.867 | 0.003285% | CZ 8 | 47.0413 | 1.0376 | 1.7806 | 2.3009 | 0.94348 | 18.3476 | 19.6671 | 91.1185 | 0 | 91.1185 | 0.003285% | CZ 8 | 0 | 1.0376 | 1.7806 | 2.3009 | 0.94348 | 0 | 12.1569 | 18.2194 | 0 | 18.2194 | 0.003285% | CZ 8 | 47.0413 | 0 | 0 | 0 | 0 | 18.3476 | 7.5102 | 72.8991 |  |  | 0.003285% | CZ 8 | 0 | 0 | 0 | 0 | 0 | 0 | 0 | 0 |  |  | 0.003285% | CZ 8 | 51.7454 | 2.9364 | 5.039 | 6.5115 | 2.67 | 20.1824 | 42.6652 | 131.7499 | 0 | 131.7499 | 0.003285% | CZ 8 | 0.0024938 | 0.00021256 | 0.00036476 | 0.00047135 | 0.00019328 | 0.00097266 | 0.0028886 | 0.0075969 | 0 | 0.0075969 | 0.003285%
US Weighted | 0.16173 | 0.17217 | 0.080761 | 0.1055 | 0.041428 | 0.17584 | 0.65847 | 1.3959 | 0 | 1.3959 | 100% | US Weighted | 11.6305 | 3.6763 | 1.7245 | 2.2526 | 0.88459 | 12.6451 | 19.0172 | 51.8308 | 0 | 51.8308 | 100% | US Weighted | 0 | 3.6763 | 1.7245 | 2.2526 | 0.88459 | 0 | 11.9664 | 20.5044 | 0 | 20.5044 | 100% | US Weighted | 11.6305 | 0 | 0 | 0 | 0 | 12.6451 | 7.0508 | 31.3263 |  |  | 100% | US Weighted | 0 | 0 | 0 | 0 | 0 | 0 | 0 | 0 |  |  | 100% | US Weighted | 12.7935 | 10.404 | 4.8802 | 6.3749 | 2.5034 | 13.9096 | 41.6209 | 92.4865 | 0 | 92.4865 | 100% | US Weighted | 0.00061656 | 0.00075312 | 0.00035327 | 0.00046146 | 0.00018121 | 0.00067035 | 0.0028252 | 0.0058612 | 0 | 0.0058612 | 100%
Energy Cost Index ($/sq ft/yr) for IECC-Res 2006 | [10 empty] | Multifamily - Gas Furnace | Site Energy Use Intensity (kBtu/sq ft/yr) for IECC-Res 2006 | [10 empty] | Multifamily - Gas Furnace | Electric Use Intensity (kBtu/sq ft/yr) for IECC-Res 2006 | [10 empty] | Multifamily - Gas Furnace | Gas Use Intensity (kBtu/sq ft/yr) for IECC-Res 2006 | [10 empty] | Multifamily - Gas Furnace | Oil Use Intensity (kBtu/sq ft/yr) for IECC-Res 2006 | [10 empty] | Multifamily - Gas Furnace | Source Energy Use Index (kBtu/sq ft/yr) for IECC-Res 2006 | [10 empty] | Multifamily - Gas Furnace | Carbon Emissions (ton/sq ft/yr) for IECC-Res 2006 | [10 empty] | Multifamily - Gas Furnace
Costs: Electricity: $0.1598/kWh ¦ Natural Gas: $1.391/therm ¦ Oil: $4.1392/gal | [9 empty] | Prototype Floor Area (sq ft): | 21600 | [10 empty] | Prototype Floor Area (sq ft): | 21600 | [10 empty] | Prototype Floor Area (sq ft): | 21600 | [10 empty] | Prototype Floor Area (sq ft): | 21600 | [10 empty] | Prototype Floor Area (sq ft): | 21600 | Site-to-Source Factors: Electricity: 2.83 ¦ Natural Gas: 1.1 ¦ Oil: 1.01 | [9 empty] | Prototype Floor Area (sq ft): | 21600 | Conversion [ton/kBtu]: Electricity: 4,881 ¦ Natural Gas: 18,863 ¦ Oil: 13,521 | [9 empty] | Prototype Floor Area (sq ft): | 21600
IECC-Res 2006 | Heat | Cool | Fans_Aux | Lgt_Int | Lgt_Ext | DHW | Appls | Total | PV | Net_Total | Weight | IECC-Res 2006 | Heat | Cool | Fans_Aux | Lgt_Int | Lgt_Ext | DHW | Appls | Total | PV | Net_Total | Weight | IECC-Res 2006 | Heat | Cool | Fans_Aux | Lgt_Int | Lgt_Ext | DHW | Appls | Total | PV | Net_Total | Weight | IECC-Res 2006 | Heat | Cool | Fans_Aux | Lgt_Int | Lgt_Ext | DHW | Appls | Total | PV | Net_Total | Weight | IECC-Res 2006 | Heat | Cool | Fans_Aux | Lgt_Int | Lgt_Ext | DHW | Appls | Total | PV | Net_Total | Weight | IECC-Res 2006 | Heat | Cool | Fans_Aux | Lgt_Int | Lgt_Ext | DHW | Appls | Total | PV | Net_Total | Weight | IECC-Res 2006 | Heat | Cool | Fans_Aux | Lgt_Int | Lgt_Ext | DHW | Appls | Total | PV | Net_Total | Weight
CZ 1AWH | 0.0053076 | 0.45999 | 0.11006 | 0.13112 | 0.044652 | 0.14175 | 0.67636 | 1.5692 | 0 | 1.5692 | 1.334% | CZ 1AWH | 0.38169 | 9.8219 | 2.3501 | 2.7997 | 0.95343 | 10.1941 | 19.7769 | 46.2778 | 0 | 46.2778 | 1.334% | CZ 1AWH | 0 | 9.8219 | 2.3501 | 2.7997 | 0.95343 | 0 | 12.1891 | 28.1142 | 0 | 28.1142 | 1.334% | CZ 1AWH | 0.38169 | 0 | 0 | 0 | 0 | 10.1941 | 7.5879 | 18.1637 |  |  | 1.334% | CZ 1AWH | 0 | 0 | 0 | 0 | 0 | 0 | 0 | 0 |  |  | 1.334% | CZ 1AWH | 0.41986 | 27.7961 | 6.6507 | 7.9231 | 2.6982 | 11.2135 | 42.8417 | 99.5431 | 0 | 99.5431 | 1.334% | CZ 1AWH | 2.0234e-05 | 0.0020121 | 0.00048142 | 0.00057353 | 0.00019532 | 0.00054042 | 0.0028993 | 0.0067223 | 0 | 0.0067223 | 1.334%
CZ 1AWHT | 3.4718e-05 | 0.47398 | 0.11154 | 0.13065 | 0.044186 | 0.13821 | 0.67377 | 1.5724 | 0 | 1.5724 | 0.4808% | CZ 1AWHT | 0.0024967 | 10.1207 | 2.3816 | 2.7898 | 0.94348 | 9.9389 | 19.6671 | 45.8441 | 0 | 45.8441 | 0.4808% | CZ 1AWHT | 0 | 10.1207 | 2.3816 | 2.7898 | 0.94348 | 0 | 12.1569 | 28.3924 | 0 | 28.3924 | 0.4808% | CZ 1AWHT | 0.0024967 | 0 | 0 | 0 | 0 | 9.9389 | 7.5102 | 17.4516 |  |  | 0.4808% | CZ 1AWHT | 0 | 0 | 0 | 0 | 0 | 0 | 0 | 0 |  |  | 0.4808% | CZ 1AWHT | 0.0027464 | 28.6416 | 6.74 | 7.895 | 2.67 | 10.9328 | 42.6652 | 99.5474 | 0 | 99.5474 | 0.4808% | CZ 1AWHT | 1.3236e-07 | 0.0020733 | 0.00048789 | 0.0005715 | 0.00019328 | 0.00052689 | 0.0028886 | 0.0067415 | 0 | 0.0067415 | 0.4808%
CZ 2AWH | 0.028518 | 0.37669 | 0.10228 | 0.13109 | 0.044626 | 0.15391 | 0.67622 | 1.5133 | 0 | 1.5133 | 15.17% | CZ 2AWH | 2.0509 | 8.0432 | 2.1839 | 2.7991 | 0.95289 | 11.0684 | 19.7709 | 46.8692 | 0 | 46.8692 | 15.17% | CZ 2AWH | 0 | 8.0432 | 2.1839 | 2.7991 | 0.95289 | 0 | 12.1873 | 26.1664 | 0 | 26.1664 | 15.17% | CZ 2AWH | 2.0509 | 0 | 0 | 0 | 0 | 11.0684 | 7.5836 | 20.7028 |  |  | 15.17% | CZ 2AWH | 0 | 0 | 0 | 0 | 0 | 0 | 0 | 0 |  |  | 15.17% | CZ 2AWH | 2.256 | 22.7624 | 6.1804 | 7.9215 | 2.6967 | 12.1752 | 42.832 | 96.824 | 0 | 96.824 | 15.17% | CZ 2AWH | 0.00010872 | 0.0016477 | 0.00044738 | 0.00057342 | 0.0001952 | 0.00058676 | 0.0028987 | 0.0064579 | 0 | 0.0064579 | 15.17%
CZ 2B | 0.035532 | 0.34615 | 0.10696 | 0.13111 | 0.044643 | 0.15505 | 0.67631 | 1.4957 | 0 | 1.4957 | 3.279% | CZ 2B | 2.5553 | 7.3912 | 2.2838 | 2.7995 | 0.95323 | 11.1501 | 19.7747 | 46.9078 | 0 | 46.9078 | 3.279% | CZ 2B | 0 | 7.3912 | 2.2838 | 2.7995 | 0.95323 | 0 | 12.1884 | 25.6161 | 0 | 25.6161 | 3.279% | CZ 2B | 2.5553 | 0 | 0 | 0 | 0 | 11.1501 | 7.5863 | 21.2917 |  |  | 3.279% | CZ 2B | 0 | 0 | 0 | 0 | 0 | 0 | 0 | 0 |  |  | 3.279% | CZ 2B | 2.8108 | 20.9171 | 6.4632 | 7.9225 | 2.6977 | 12.2651 | 42.8382 | 95.9145 | 0 | 95.9145 | 3.279% | CZ 2B | 0.00013546 | 0.0015141 | 0.00046786 | 0.00057349 | 0.00019528 | 0.0005911 | 0.0028991 | 0.0063764 | 0 | 0.0063764 | 3.279%
CZ 3A | 0.13151 | 0.22462 | 0.088188 | 0.13022 | 0.043751 | 0.17476 | 0.67136 | 1.4644 | 0 | 1.4644 | 4.84% | CZ 3A | 9.4576 | 4.7963 | 1.883 | 2.7805 | 0.9342 | 12.5676 | 19.5646 | 51.9839 | 0 | 51.9839 | 4.84% | CZ 3A | 0 | 4.7963 | 1.883 | 2.7805 | 0.9342 | 0 | 12.1269 | 22.5209 | 0 | 22.5209 | 4.84% | CZ 3A | 9.4576 | 0 | 0 | 0 | 0 | 12.5676 | 7.4378 | 29.4629 |  |  | 4.84% | CZ 3A | 0 | 0 | 0 | 0 | 0 | 0 | 0 | 0 |  |  | 4.84% | CZ 3A | 10.4033 | 13.5735 | 5.329 | 7.8689 | 2.6438 | 13.8244 | 42.5006 | 96.1435 | 0 | 96.1435 | 4.84% | CZ 3A | 0.00050137 | 0.00098255 | 0.00038575 | 0.00056961 | 0.00019138 | 0.00066624 | 0.0028786 | 0.0061755 | 0 | 0.0061755 | 4.84%
CZ 3AWH | 0.089562 | 0.26002 | 0.089744 | 0.13096 | 0.044494 | 0.17147 | 0.67549 | 1.4617 | 0 | 1.4617 | 2.059% | CZ 3AWH | 6.4408 | 5.5521 | 1.9163 | 2.7963 | 0.95007 | 12.3315 | 19.7398 | 49.7269 | 0 | 49.7269 | 2.059% | CZ 3AWH | 0 | 5.5521 | 1.9163 | 2.7963 | 0.95007 | 0 | 12.1782 | 23.3929 | 0 | 23.3929 | 2.059% | CZ 3AWH | 6.4408 | 0 | 0 | 0 | 0 | 12.3315 | 7.5616 | 26.3339 |  |  | 2.059% | CZ 3AWH | 0 | 0 | 0 | 0 | 0 | 0 | 0 | 0 |  |  | 2.059% | CZ 3AWH | 7.0849 | 15.7123 | 5.423 | 7.9136 | 2.6887 | 13.5647 | 42.7821 | 95.1693 | 0 | 95.1693 | 2.059% | CZ 3AWH | 0.00034144 | 0.0011374 | 0.00039256 | 0.00057285 | 0.00019463 | 0.00065373 | 0.0028956 | 0.0061882 | 0 | 0.0061882 | 2.059%
CZ 3B | 0.078568 | 0.24199 | 0.09746 | 0.13027 | 0.043798 | 0.16882 | 0.67162 | 1.4325 | 0 | 1.4325 | 11.11% | CZ 3B | 5.6501 | 5.1671 | 2.081 | 2.7816 | 0.93521 | 12.1409 | 19.5758 | 48.3318 | 0 | 48.3318 | 11.11% | CZ 3B | 0 | 5.1671 | 2.081 | 2.7816 | 0.93521 | 0 | 12.1301 | 23.0951 | 0 | 23.0951 | 11.11% | CZ 3B | 5.6501 | 0 | 0 | 0 | 0 | 12.1409 | 7.4457 | 25.2367 |  |  | 11.11% | CZ 3B | 0 | 0 | 0 | 0 | 0 | 0 | 0 | 0 |  |  | 11.11% | CZ 3B | 6.2152 | 14.623 | 5.8893 | 7.8718 | 2.6466 | 13.355 | 42.5185 | 93.1194 | 0 | 93.1194 | 11.11% | CZ 3B | 0.00029953 | 0.0010585 | 0.00042631 | 0.00056982 | 0.00019158 | 0.00064362 | 0.0028797 | 0.006069 | 0 | 0.006069 | 11.11%
CZ 3C | 0.033387 | 0.12782 | 0.068357 | 0.1302 | 0.043729 | 0.17701 | 0.67124 | 1.2517 | 0 | 1.2517 | 4.314% | CZ 3C | 2.401 | 2.7294 | 1.4596 | 2.7801 | 0.93373 | 12.7298 | 19.5595 | 42.5931 | 0 | 42.5931 | 4.314% | CZ 3C | 0 | 2.7294 | 1.4596 | 2.7801 | 0.93373 | 0 | 12.1254 | 20.0281 | 0 | 20.0281 | 4.314% | CZ 3C | 2.401 | 0 | 0 | 0 | 0 | 12.7298 | 7.4342 | 22.565 |  |  | 4.314% | CZ 3C | 0 | 0 | 0 | 0 | 0 | 0 | 0 | 0 |  |  | 4.314% | CZ 3C | 2.6411 | 7.7241 | 4.1307 | 7.8676 | 2.6425 | 14.0028 | 42.4923 | 81.5011 | 0 | 81.5011 | 4.314% | CZ 3C | 0.00012728 | 0.00055913 | 0.00029901 | 0.00056952 | 0.00019128 | 0.00067484 | 0.0028781 | 0.0052991 | 0 | 0.0052991 | 4.314%
CZ 4A | 0.22784 | 0.14116 | 0.077083 | 0.1253 | 0.038802 | 0.1716 | 0.64389 | 1.4257 | 0 | 1.4257 | 17.42% | CZ 4A | 16.3847 | 3.0142 | 1.6459 | 2.6755 | 0.82852 | 12.3404 | 18.3985 | 55.2877 | 0 | 55.2877 | 17.42% | CZ 4A | 0 | 3.0142 | 1.6459 | 2.6755 | 0.82852 | 0 | 11.7851 | 19.9492 | 0 | 19.9492 | 17.42% | CZ 4A | 16.3847 | 0 | 0 | 0 | 0 | 12.3404 | 6.6134 | 35.3385 |  |  | 17.42% | CZ 4A | 0 | 0 | 0 | 0 | 0 | 0 | 0 | 0 |  |  | 17.42% | CZ 4A | 18.0231 | 8.5301 | 4.658 | 7.5717 | 2.3447 | 13.5745 | 40.6265 | 95.3285 | 0 | 95.3285 | 17.42% | CZ 4A | 0.0008686 | 0.00061747 | 0.00033718 | 0.00054809 | 0.00016973 | 0.0006542 | 0.0027648 | 0.0059601 | 0 | 0.0059601 | 17.42%
CZ 4B | 0.12466 | 0.16129 | 0.092245 | 0.13083 | 0.044359 | 0.19053 | 0.67474 | 1.4187 | 0 | 1.4187 | 0.3459% | CZ 4B | 8.965 | 3.444 | 1.9697 | 2.7935 | 0.94718 | 13.7021 | 19.7079 | 51.5294 | 0 | 51.5294 | 0.3459% | CZ 4B | 0 | 3.444 | 1.9697 | 2.7935 | 0.94718 | 0 | 12.1689 | 21.3231 | 0 | 21.3231 | 0.3459% | CZ 4B | 8.965 | 0 | 0 | 0 | 0 | 13.7021 | 7.5391 | 30.2062 |  |  | 0.3459% | CZ 4B | 0 | 0 | 0 | 0 | 0 | 0 | 0 | 0 |  |  | 0.3459% | CZ 4B | 9.8615 | 9.7465 | 5.5742 | 7.9055 | 2.6805 | 15.0723 | 42.7309 | 93.5714 | 0 | 93.5714 | 0.3459% | CZ 4B | 0.00047526 | 0.00070552 | 0.0004035 | 0.00057226 | 0.00019404 | 0.00072639 | 0.0028925 | 0.0059695 | 0 | 0.0059695 | 0.3459%
CZ 4C | 0.12761 | 0.071743 | 0.06652 | 0.13065 | 0.044183 | 0.2011 | 0.67376 | 1.3156 | 0 | 1.3156 | 7.04% | CZ 4C | 9.1767 | 1.5319 | 1.4204 | 2.7897 | 0.94343 | 14.4622 | 19.6665 | 49.9908 | 0 | 49.9908 | 7.04% | CZ 4C | 0 | 1.5319 | 1.4204 | 2.7897 | 0.94343 | 0 | 12.1567 | 18.8421 | 0 | 18.8421 | 7.04% | CZ 4C | 9.1767 | 0 | 0 | 0 | 0 | 14.4622 | 7.5098 | 31.1487 |  |  | 7.04% | CZ 4C | 0 | 0 | 0 | 0 | 0 | 0 | 0 | 0 |  |  | 7.04% | CZ 4C | 10.0944 | 4.3353 | 4.0196 | 7.8949 | 2.6699 | 15.9084 | 42.6643 | 87.5868 | 0 | 87.5868 | 7.04% | CZ 4C | 0.00048648 | 0.00031382 | 0.00029097 | 0.00057149 | 0.00019327 | 0.00076668 | 0.0028885 | 0.0055112 | 0 | 0.0055112 | 7.04%
CZ 5A | 0.29925 | 0.087807 | 0.071893 | 0.12406 | 0.03755 | 0.17946 | 0.63694 | 1.437 | 0 | 1.437 | 16.39% | CZ 5A | 21.5207 | 1.8749 | 1.5351 | 2.6489 | 0.80179 | 12.9061 | 18.1034 | 59.391 | 0 | 59.391 | 16.39% | CZ 5A | 0 | 1.8749 | 1.5351 | 2.6489 | 0.80179 | 0 | 11.6986 | 18.5593 | 0 | 18.5593 | 16.39% | CZ 5A | 21.5207 | 0 | 0 | 0 | 0 | 12.9061 | 6.4048 | 40.8316 |  |  | 16.39% | CZ 5A | 0 | 0 | 0 | 0 | 0 | 0 | 0 | 0 |  |  | 16.39% | CZ 5A | 23.6728 | 5.306 | 4.3443 | 7.4965 | 2.2691 | 14.1967 | 40.1524 | 97.4377 | 0 | 97.4377 | 16.39% | CZ 5A | 0.0011409 | 0.00038409 | 0.00031447 | 0.00054265 | 0.00016425 | 0.00068419 | 0.0027361 | 0.0059666 | 0 | 0.0059666 | 16.39%
CZ 5B | 0.19292 | 0.12175 | 0.084841 | 0.12854 | 0.04206 | 0.19649 | 0.66197 | 1.4286 | 0 | 1.4286 | 8.784% | CZ 5B | 13.874 | 2.5996 | 1.8116 | 2.7446 | 0.89808 | 14.1304 | 19.1661 | 55.2244 | 0 | 55.2244 | 8.784% | CZ 5B | 0 | 2.5996 | 1.8116 | 2.7446 | 0.89808 | 0 | 12.0101 | 20.0639 | 0 | 20.0639 | 8.784% | CZ 5B | 13.874 | 0 | 0 | 0 | 0 | 14.1304 | 7.156 | 35.1604 |  |  | 8.784% | CZ 5B | 0 | 0 | 0 | 0 | 0 | 0 | 0 | 0 |  |  | 8.784% | CZ 5B | 15.2614 | 7.3569 | 5.1267 | 7.7673 | 2.5416 | 15.5434 | 41.8601 | 95.4574 | 0 | 95.4574 | 8.784% | CZ 5B | 0.0007355 | 0.00053254 | 0.00037111 | 0.00056226 | 0.00018398 | 0.00074909 | 0.0028397 | 0.0059742 | 0 | 0.0059742 | 8.784%
CZ 5C | 0.14467 | 0.046828 | 0.064166 | 0.13065 | 0.044186 | 0.21021 | 0.67377 | 1.3145 | 0 | 1.3145 | 0.09337% | CZ 5C | 10.4042 | 0.9999 | 1.3701 | 2.7898 | 0.94348 | 15.1171 | 19.6671 | 51.2916 | 0 | 51.2916 | 0.09337% | CZ 5C | 0 | 0.9999 | 1.3701 | 2.7898 | 0.94348 | 0 | 12.1569 | 18.2601 | 0 | 18.2601 | 0.09337% | CZ 5C | 10.4042 | 0 | 0 | 0 | 0 | 15.1171 | 7.5102 | 33.0315 |  |  | 0.09337% | CZ 5C | 0 | 0 | 0 | 0 | 0 | 0 | 0 | 0 |  |  | 0.09337% | CZ 5C | 11.4446 | 2.8297 | 3.8774 | 7.895 | 2.67 | 16.6288 | 42.6652 | 88.0108 | 0 | 88.0108 | 0.09337% | CZ 5C | 0.00055156 | 0.00020484 | 0.00028067 | 0.0005715 | 0.00019328 | 0.0008014 | 0.0028886 | 0.0054918 | 0 | 0.0054918 | 0.09337%
CZ 6A | 0.42137 | 0.095089 | 0.077792 | 0.12539 | 0.038892 | 0.19606 | 0.64439 | 1.599 | 0 | 1.599 | 5.828% | CZ 6A | 30.3025 | 2.0304 | 1.661 | 2.6774 | 0.83045 | 14.0999 | 18.4198 | 70.0216 | 0 | 70.0216 | 5.828% | CZ 6A | 0 | 2.0304 | 1.661 | 2.6774 | 0.83045 | 0 | 11.7913 | 18.9907 | 0 | 18.9907 | 5.828% | CZ 6A | 30.3025 | 0 | 0 | 0 | 0 | 14.0999 | 6.6285 | 51.0309 |  |  | 5.828% | CZ 6A | 0 | 0 | 0 | 0 | 0 | 0 | 0 | 0 |  |  | 5.828% | CZ 6A | 33.3328 | 5.746 | 4.7008 | 7.5771 | 2.3502 | 15.5099 | 40.6608 | 109.8776 | 0 | 109.8776 | 5.828% | CZ 6A | 0.0016064 | 0.00041594 | 0.00034028 | 0.00054849 | 0.00017012 | 0.00074747 | 0.0027669 | 0.0065956 | 0 | 0.0065956 | 5.828%
CZ 6B | 0.31885 | 0.078816 | 0.077104 | 0.12751 | 0.041023 | 0.20413 | 0.65622 | 1.5037 | 0 | 1.5037 | 0.965% | CZ 6B | 22.9303 | 1.6829 | 1.6464 | 2.7226 | 0.87595 | 14.68 | 18.9219 | 63.46 | 0 | 63.46 | 0.965% | CZ 6B | 0 | 1.6829 | 1.6464 | 2.7226 | 0.87595 | 0 | 11.9385 | 18.8664 | 0 | 18.8664 | 0.965% | CZ 6B | 22.9303 | 0 | 0 | 0 | 0 | 14.68 | 6.9834 | 44.5936 |  |  | 0.965% | CZ 6B | 0 | 0 | 0 | 0 | 0 | 0 | 0 | 0 |  |  | 0.965% | CZ 6B | 25.2233 | 4.7627 | 4.6592 | 7.7051 | 2.4789 | 16.148 | 41.4676 | 102.4448 | 0 | 102.4448 | 0.965% | CZ 6B | 0.0012156 | 0.00034476 | 0.00033727 | 0.00055775 | 0.00017944 | 0.00077822 | 0.0028159 | 0.0062289 | 0 | 0.0062289 | 0.965%
CZ 7 | 0.49636 | 0.075424 | 0.078038 | 0.12672 | 0.040226 | 0.21535 | 0.65179 | 1.6839 | 0 | 1.6839 | 0.5443% | CZ 7 | 35.6954 | 1.6105 | 1.6663 | 2.7057 | 0.85893 | 15.4866 | 18.734 | 76.7575 | 0 | 76.7575 | 0.5443% | CZ 7 | 0 | 1.6105 | 1.6663 | 2.7057 | 0.85893 | 0 | 11.8834 | 18.7249 | 0 | 18.7249 | 0.5443% | CZ 7 | 35.6954 | 0 | 0 | 0 | 0 | 15.4866 | 6.8506 | 58.0326 |  |  | 0.5443% | CZ 7 | 0 | 0 | 0 | 0 | 0 | 0 | 0 | 0 |  |  | 0.5443% | CZ 7 | 39.265 | 4.5577 | 4.7156 | 7.6572 | 2.4308 | 17.0353 | 41.1657 | 116.8273 | 0 | 116.8273 | 0.5443% | CZ 7 | 0.0018923 | 0.00032992 | 0.00034135 | 0.00055429 | 0.00017596 | 0.00082099 | 0.0027976 | 0.0069124 | 0 | 0.0069124 | 0.5443%
CZ 8 | 0.68997 | 0.048436 | 0.085458 | 0.13065 | 0.044186 | 0.25515 | 0.67377 | 1.9276 | 0 | 1.9276 | 0.003285% | CZ 8 | 49.6187 | 1.0342 | 1.8247 | 2.7898 | 0.94348 | 18.3493 | 19.6671 | 94.2273 | 0 | 94.2273 | 0.003285% | CZ 8 | 0 | 1.0342 | 1.8247 | 2.7898 | 0.94348 | 0 | 12.1569 | 18.7491 | 0 | 18.7491 | 0.003285% | CZ 8 | 49.6187 | 0 | 0 | 0 | 0 | 18.3493 | 7.5102 | 75.4782 |  |  | 0.003285% | CZ 8 | 0 | 0 | 0 | 0 | 0 | 0 | 0 | 0 |  |  | 0.003285% | CZ 8 | 54.5805 | 2.9269 | 5.164 | 7.895 | 2.67 | 20.1842 | 42.6652 | 136.0859 | 0 | 136.0859 | 0.003285% | CZ 8 | 0.0026304 | 0.00021187 | 0.00037381 | 0.0005715 | 0.00019328 | 0.00097275 | 0.0028886 | 0.0078422 | 0 | 0.0078422 | 0.003285%
US Weighted | 0.17672 | 0.18241 | 0.083764 | 0.12791 | 0.041428 | 0.17586 | 0.65847 | 1.4466 | 0 | 1.4466 | 100% | US Weighted | 12.7089 | 3.8949 | 1.7886 | 2.7312 | 0.88459 | 12.6467 | 19.0172 | 53.6721 | 0 | 53.6721 | 100% | US Weighted | 0 | 3.8949 | 1.7886 | 2.7312 | 0.88459 | 0 | 11.9664 | 21.2657 | 0 | 21.2657 | 100% | US Weighted | 12.7089 | 0 | 0 | 0 | 0 | 12.6467 | 7.0508 | 32.4064 |  |  | 100% | US Weighted | 0 | 0 | 0 | 0 | 0 | 0 | 0 | 0 |  |  | 100% | US Weighted | 13.9798 | 11.0226 | 5.0617 | 7.7294 | 2.5034 | 13.9114 | 41.6209 | 95.829 | 0 | 95.829 | 100% | US Weighted | 0.00067373 | 0.0007979 | 0.0003664 | 0.00055951 | 0.00018121 | 0.00067044 | 0.0028252 | 0.0060744 | 0 | 0.0060744 | 100%
End-Use Cost Savings from IECC-Res 2006 to 2024 | [11 empty] | End-Use Site Energy Savings from IECC-Res 2006 to 2024 | [11 empty] | End-Use Electricity Savings from IECC-Res 2006 to 2024 | [11 empty] | End-Use Gas Savings from IECC-Res 2006 to 2024 | [11 empty] | End-Use Oil Savings from IECC-Res 2006 to 2024 | [11 empty] | End-Use Source Energy Savings from IECC-Res 2006 to 2024 | [11 empty] | End-Use Carbon Savings from IECC-Res 2006 to 2024
Energy Cost Index ($/sq ft/yr) | [10 empty] | Multifamily - Gas Furnace | Site Energy Use Intensity (kBtu/sq ft/yr) | [10 empty] | Multifamily - Gas Furnace | Electric Use Intensity (kBtu/sq ft/yr) | [10 empty] | Multifamily - Gas Furnace | Gas Use Intensity (kBtu/sq ft/yr) | [10 empty] | Multifamily - Gas Furnace | Oil Use Intensity (kBtu/sq ft/yr) | [10 empty] | Multifamily - Gas Furnace | Source Energy Use Index (kBtu/sq ft/yr) | [10 empty] | Multifamily - Gas Furnace | Carbon Emissions (ton/sq ft/yr) | [10 empty] | Multifamily - Gas Furnace
Costs: Electricity: $0.1598/kWh ¦ Natural Gas: $1.391/therm ¦ Oil: $4.1392/gal | [9 empty] | Prototype Floor Area (sq ft): | 21600 | [10 empty] | Prototype Floor Area (sq ft): | 21600 | [10 empty] | Prototype Floor Area (sq ft): | 21600 | [10 empty] | Prototype Floor Area (sq ft): | 21600 | [10 empty] | Prototype Floor Area (sq ft): | 21600 | Site-to-Source Factors: Electricity: 2.83 ¦ Natural Gas: 1.1 ¦ Oil: 1.01 | [9 empty] | Prototype Floor Area (sq ft): | 21600 | Conversion [ton/kBtu]: Electricity: 4,881 ¦ Natural Gas: 18,863 ¦ Oil: 13,521 | [9 empty] | Prototype Floor Area (sq ft): | 21600
2006-2024 | Heat | Cool | Fans_Aux | Lgt_Int | Lgt_Ext | DHW | Appls | Total | PV | Net_Total | Weight | 2006-2024 | Heat | Cool | Fans_Aux | Lgt_Int | Lgt_Ext | DHW | Appls | Total | PV | Net_Total | Weight | 2006-2024 | Heat | Cool | Fans_Aux | Lgt_Int | Lgt_Ext | DHW | Appls | Total | PV | Net_Total | Weight | 2006-2024 | Heat | Cool | Fans_Aux | Lgt_Int | Lgt_Ext | DHW | Appls | Total | PV | Net_Total | Weight | 2006-2024 | Heat | Cool | Fans_Aux | Lgt_Int | Lgt_Ext | DHW | Appls | Total | PV | Net_Total | Weight | 2006-2024 | Heat | Cool | Fans_Aux | Lgt_Int | Lgt_Ext | DHW | Appls | Total | PV | Net_Total | Weight | 2006-2024 | Heat | Cool | Fans_Aux | Lgt_Int | Lgt_Ext | DHW | Appls | Total | PV | Net_Total | Weight
CZ1AWH | 0.0039615 | 0.21003 | 0.07833 | 0.047227 | 0.014351 | 0.044954 | 0.023062 | 0.42192 | 0 | 0.42192 | 1.334% | CZ1AWH | 0.28489 | 4.4847 | 1.6725 | 1.0084 | 0.30644 | 3.2328 | 0.49243 | 11.4823 | 0 | 11.4823 | 1.334% | CZ1AWH | 0 | 4.4847 | 1.6725 | 1.0084 | 0.30644 | 0 | 0.49243 | 7.9645 | 0 | 7.9645 | 1.334% | CZ1AWH | 0.28489 | 0 | 0 | 0 | 0 | 3.2328 | 0 | 3.5177 |  |  | 1.334% | CZ1AWH | 0 | 0 | 0 | 0 | 0 | 0 | 0 | 0 |  |  | 1.334% | CZ1AWH | 0.31338 | 12.6917 | 4.7333 | 2.8538 | 0.86723 | 3.5561 | 1.3936 | 26.4091 | 0 | 26.4091 | 1.334% | CZ1AWH | 1.5103e-05 | 0.00091872 | 0.00034263 | 0.00020658 | 6.2777e-05 | 0.00017138 | 0.00010088 | 0.0018181 | 0 | 0.0018181 | 1.334%
CZ1AWHT | 3.4645e-05 | 0.21698 | 0.082076 | 0.04706 | 0.014202 | 0.04356 | 0.022821 | 0.42674 | 0 | 0.42674 | 0.4808% | CZ1AWHT | 0.0024915 | 4.6332 | 1.7525 | 1.0049 | 0.30324 | 3.1326 | 0.48729 | 11.3162 | 0 | 11.3162 | 0.4808% | CZ1AWHT | 0 | 4.6332 | 1.7525 | 1.0049 | 0.30324 | 0 | 0.48729 | 8.1811 | 0 | 8.1811 | 0.4808% | CZ1AWHT | 0.0024915 | 0 | 0 | 0 | 0 | 3.1326 | 0 | 3.1351 |  |  | 0.4808% | CZ1AWHT | 0 | 0 | 0 | 0 | 0 | 0 | 0 | 0 |  |  | 0.4808% | CZ1AWHT | 0.0027406 | 13.1119 | 4.9597 | 2.8438 | 0.85817 | 3.4458 | 1.379 | 26.6011 | 0 | 26.6011 | 0.4808% | CZ1AWHT | 1.3208e-07 | 0.00094913 | 0.00035902 | 0.00020585 | 6.2121e-05 | 0.00016607 | 9.9825e-05 | 0.0018422 | 0 | 0.0018422 | 0.4808%
CZ2AWH | 0.014696 | 0.17095 | 0.061869 | 0.047218 | 0.014343 | 0.050601 | 0.023049 | 0.38272 | 0 | 0.38272 | 15.17% | CZ2AWH | 1.0569 | 3.6501 | 1.3211 | 1.0082 | 0.30627 | 3.639 | 0.49215 | 11.4737 | 0 | 11.4737 | 15.17% | CZ2AWH | 0 | 3.6501 | 1.3211 | 1.0082 | 0.30627 | 0 | 0.49215 | 6.7779 | 0 | 6.7779 | 15.17% | CZ2AWH | 1.0569 | 0 | 0 | 0 | 0 | 3.639 | 0 | 4.6958 |  |  | 15.17% | CZ2AWH | 0 | 0 | 0 | 0 | 0 | 0 | 0 | 0 |  |  | 15.17% | CZ2AWH | 1.1626 | 10.3299 | 3.7386 | 2.8533 | 0.86673 | 4.0029 | 1.3928 | 24.3467 | 0 | 24.3467 | 15.17% | CZ2AWH | 5.6027e-05 | 0.00074776 | 0.00027063 | 0.00020654 | 6.274e-05 | 0.00019291 | 0.00010082 | 0.0016374 | 0 | 0.0016374 | 15.17%
CZ2B | 0.022215 | 0.17158 | 0.058062 | 0.047224 | 0.014348 | 0.051027 | 0.023057 | 0.38751 | 0 | 0.38751 | 3.279% | CZ2B | 1.5976 | 3.6637 | 1.2398 | 1.0084 | 0.30638 | 3.6696 | 0.49233 | 11.9777 | 0 | 11.9777 | 3.279% | CZ2B | 0 | 3.6637 | 1.2398 | 1.0084 | 0.30638 | 0 | 0.49233 | 6.7105 | 0 | 6.7105 | 3.279% | CZ2B | 1.5976 | 0 | 0 | 0 | 0 | 3.6696 | 0 | 5.2672 |  |  | 3.279% | CZ2B | 0 | 0 | 0 | 0 | 0 | 0 | 0 | 0 |  |  | 3.279% | CZ2B | 1.7574 | 10.3682 | 3.5086 | 2.8536 | 0.86705 | 4.0366 | 1.3933 | 24.7846 | 0 | 24.7846 | 3.279% | CZ2B | 8.4693e-05 | 0.00075053 | 0.00025398 | 0.00020657 | 6.2763e-05 | 0.00019454 | 0.00010086 | 0.0016539 | 0 | 0.0016539 | 3.279%
CZ3A | 0.083041 | 0.10495 | 0.033167 | 0.046905 | 0.014062 | 0.060865 | 0.022597 | 0.36558 | 0 | 0.36558 | 4.84% | CZ3A | 5.9719 | 2.2409 | 0.70819 | 1.0015 | 0.30026 | 4.3771 | 0.4825 | 15.0823 | 0 | 15.0823 | 4.84% | CZ3A | 0 | 2.2409 | 0.70819 | 1.0015 | 0.30026 | 0 | 0.4825 | 4.7334 | 0 | 4.7334 | 4.84% | CZ3A | 5.9719 | 0 | 0 | 0 | 0 | 4.3771 | 0 | 10.349 |  |  | 4.84% | CZ3A | 0 | 0 | 0 | 0 | 0 | 0 | 0 | 0 |  |  | 4.84% | CZ3A | 6.5691 | 6.3417 | 2.0042 | 2.8344 | 0.84973 | 4.8148 | 1.3655 | 24.7793 | 0 | 24.7793 | 4.84% | CZ3A | 0.00031659 | 0.00045906 | 0.00014508 | 0.00020517 | 6.151e-05 | 0.00023204 | 9.8843e-05 | 0.0015183 | 0 | 0.0015183 | 4.84%
CZ3AWH | 0.059149 | 0.12043 | 0.042119 | 0.047171 | 0.014301 | 0.059002 | 0.022981 | 0.36515 | 0 | 0.36515 | 2.059% | CZ3AWH | 4.2536 | 2.5715 | 0.89935 | 1.0072 | 0.30536 | 4.2431 | 0.4907 | 13.7709 | 0 | 13.7709 | 2.059% | CZ3AWH | 0 | 2.5715 | 0.89935 | 1.0072 | 0.30536 | 0 | 0.4907 | 5.2742 | 0 | 5.2742 | 2.059% | CZ3AWH | 4.2536 | 0 | 0 | 0 | 0 | 4.2431 | 0 | 8.4968 |  |  | 2.059% | CZ3AWH | 0 | 0 | 0 | 0 | 0 | 0 | 0 | 0 |  |  | 2.059% | CZ3AWH | 4.679 | 7.2774 | 2.5452 | 2.8504 | 0.86417 | 4.6674 | 1.3887 | 24.2723 | 0 | 24.2723 | 2.059% | CZ3AWH | 0.0002255 | 0.00052679 | 0.00018424 | 0.00020634 | 6.2555e-05 | 0.00022494 | 0.00010052 | 0.0015309 | 0 | 0.0015309 | 2.059%
CZ3B | 0.057785 | 0.12226 | 0.047569 | 0.046922 | 0.014077 | 0.058109 | 0.022621 | 0.36934 | 0 | 0.36934 | 11.11% | CZ3B | 4.1556 | 2.6105 | 1.0157 | 1.0019 | 0.30058 | 4.1789 | 0.48302 | 13.7462 | 0 | 13.7462 | 11.11% | CZ3B | 0 | 2.6105 | 1.0157 | 1.0019 | 0.30058 | 0 | 0.48302 | 5.4117 | 0 | 5.4117 | 11.11% | CZ3B | 4.1556 | 0 | 0 | 0 | 0 | 4.1789 | 0 | 8.3344 |  |  | 11.11% | CZ3B | 0 | 0 | 0 | 0 | 0 | 0 | 0 | 0 |  |  | 11.11% | CZ3B | 4.5711 | 7.3877 | 2.8745 | 2.8354 | 0.85065 | 4.5967 | 1.367 | 24.4831 | 0 | 24.4831 | 11.11% | CZ3B | 0.0002203 | 0.00053478 | 0.00020808 | 0.00020525 | 6.1577e-05 | 0.00022153 | 9.895e-05 | 0.0015505 | 0 | 0.0015505 | 11.11%
CZ3C | 0.029047 | 0.057606 | 0.038871 | 0.046897 | 0.014055 | 0.062393 | 0.022586 | 0.27146 | 0 | 0.27146 | 4.314% | CZ3C | 2.0889 | 1.23 | 0.83 | 1.0014 | 0.30011 | 4.487 | 0.48226 | 10.4197 | 0 | 10.4197 | 4.314% | CZ3C | 0 | 1.23 | 0.83 | 1.0014 | 0.30011 | 0 | 0.48226 | 3.8438 | 0 | 3.8438 | 4.314% | CZ3C | 2.0889 | 0 | 0 | 0 | 0 | 4.487 | 0 | 6.5759 |  |  | 4.314% | CZ3C | 0 | 0 | 0 | 0 | 0 | 0 | 0 | 0 |  |  | 4.314% | CZ3C | 2.2978 | 3.481 | 2.3489 | 2.8339 | 0.84931 | 4.9357 | 1.3648 | 18.1114 | 0 | 18.1114 | 4.314% | CZ3C | 0.00011074 | 0.00025198 | 0.00017003 | 0.00020514 | 6.1479e-05 | 0.00023787 | 9.8794e-05 | 0.001136 | 0 | 0.001136 | 4.314%
CZ4A | 0.1298 | 0.060766 | 0.0051156 | 0.045133 | 0.012471 | 0.061722 | 0.020041 | 0.33504 | 0 | 0.33504 | 17.42% | CZ4A | 9.3342 | 1.2975 | 0.10923 | 0.9637 | 0.26629 | 4.4387 | 0.42792 | 16.8375 | 0 | 16.8375 | 17.42% | CZ4A | 0 | 1.2975 | 0.10923 | 0.9637 | 0.26629 | 0 | 0.42792 | 3.0646 | 0 | 3.0646 | 17.42% | CZ4A | 9.3342 | 0 | 0 | 0 | 0 | 4.4387 | 0 | 13.7729 |  |  | 17.42% | CZ4A | 0 | 0 | 0 | 0 | 0 | 0 | 0 | 0 |  |  | 17.42% | CZ4A | 10.2676 | 3.6719 | 0.30912 | 2.7273 | 0.75361 | 4.8826 | 1.211 | 23.8231 | 0 | 23.8231 | 17.42% | CZ4A | 0.00049483 | 0.0002658 | 2.2377e-05 | 0.00019742 | 5.4552e-05 | 0.00023531 | 8.7662e-05 | 0.001358 | 0 | 0.001358 | 17.42%
CZ4B | 0.085495 | 0.07029 | 0.027174 | 0.047123 | 0.014257 | 0.068173 | 0.022911 | 0.33542 | 0 | 0.33542 | 0.3459% | CZ4B | 6.1483 | 1.5009 | 0.58023 | 1.0062 | 0.30443 | 4.9026 | 0.48921 | 14.9319 | 0 | 14.9319 | 0.3459% | CZ4B | 0 | 1.5009 | 0.58023 | 1.0062 | 0.30443 | 0 | 0.48921 | 3.8809 | 0 | 3.8809 | 0.3459% | CZ4B | 6.1483 | 0 | 0 | 0 | 0 | 4.9026 | 0 | 11.051 |  |  | 0.3459% | CZ4B | 0 | 0 | 0 | 0 | 0 | 0 | 0 | 0 |  |  | 0.3459% | CZ4B | 6.7631 | 4.2475 | 1.6421 | 2.8475 | 0.86154 | 5.3929 | 1.3845 | 23.1391 | 0 | 23.1391 | 0.3459% | CZ4B | 0.00032594 | 0.00030746 | 0.00011886 | 0.00020612 | 6.2365e-05 | 0.0002599 | 0.00010022 | 0.0013809 | 0 | 0.0013809 | 0.3459%
CZ4C | 0.076209 | -0.0070459 | 0.023646 | 0.04706 | 0.014201 | 0.022974 | 0.02282 | 0.19986 | 0 | 0.19986 | 7.04% | CZ4C | 5.4806 | -0.15045 | 0.50491 | 1.0048 | 0.30323 | 1.6522 | 0.48727 | 9.2825 | 0 | 9.2825 | 7.04% | CZ4C | 0 | -0.15045 | 0.50491 | 1.0048 | 0.30323 | 0 | 0.48727 | 2.1498 | 0 | 2.1498 | 7.04% | CZ4C | 5.4806 | 0 | 0 | 0 | 0 | 1.6522 | 0 | 7.1327 |  |  | 7.04% | CZ4C | 0 | 0 | 0 | 0 | 0 | 0 | 0 | 0 |  |  | 7.04% | CZ4C | 6.0286 | -0.42577 | 1.4289 | 2.8437 | 0.85813 | 1.8174 | 1.379 | 13.9299 | 0 | 13.9299 | 7.04% | CZ4C | 0.00029054 | -3.082e-05 | 0.00010343 | 0.00020585 | 6.2118e-05 | 8.7587e-05 | 9.982e-05 | 0.00081853 | 0 | 0.00081853 | 7.04%
CZ5A | 0.10594 | 0.015832 | 0.027168 | 0.044685 | 0.012069 | 0.12554 | 0.019394 | 0.35063 | 0 | 0.35063 | 16.39% | CZ5A | 7.6187 | 0.33804 | 0.58011 | 0.95413 | 0.2577 | 9.0279 | 0.41411 | 19.1908 | 0 | 19.1908 | 16.39% | CZ5A | 0 | 0.33804 | 0.58011 | 0.95413 | 0.2577 | 0 | 0.41411 | 2.5441 | 0 | 2.5441 | 16.39% | CZ5A | 7.6187 | 0 | 0 | 0 | 0 | 9.0279 | 0 | 16.6467 |  |  | 16.39% | CZ5A | 0 | 0 | 0 | 0 | 0 | 0 | 0 | 0 |  |  | 16.39% | CZ5A | 8.3806 | 0.95666 | 1.6417 | 2.7002 | 0.72929 | 9.9307 | 1.1719 | 25.5111 | 0 | 25.5111 | 16.39% | CZ5A | 0.00040389 | 6.9251e-05 | 0.00011884 | 0.00019546 | 5.2792e-05 | 0.0004786 | 8.4834e-05 | 0.0014037 | 0 | 0.0014037 | 16.39%
CZ5B | 0.066493 | 0.021693 | 0.029283 | 0.046299 | 0.013518 | 0.13788 | 0.021723 | 0.33689 | 0 | 0.33689 | 8.784% | CZ5B | 4.7818 | 0.4632 | 0.62526 | 0.98861 | 0.28865 | 9.9154 | 0.46385 | 17.5268 | 0 | 17.5268 | 8.784% | CZ5B | 0 | 0.4632 | 0.62526 | 0.98861 | 0.28865 | 0 | 0.46385 | 2.8296 | 0 | 2.8296 | 8.784% | CZ5B | 4.7818 | 0 | 0 | 0 | 0 | 9.9154 | 0 | 14.6972 |  |  | 8.784% | CZ5B | 0 | 0 | 0 | 0 | 0 | 0 | 0 | 0 |  |  | 8.784% | CZ5B | 5.26 | 1.3109 | 1.7695 | 2.7978 | 0.81688 | 10.907 | 1.3127 | 24.1746 | 0 | 24.1746 | 8.784% | CZ5B | 0.00025349 | 9.4891e-05 | 0.00012809 | 0.00020252 | 5.9132e-05 | 0.00052564 | 9.5022e-05 | 0.0013588 | 0 | 0.0013588 | 8.784%
CZ5C | 0.040879 | 0.0062101 | 0.02386 | 0.04706 | 0.014202 | 0.14722 | 0.022821 | 0.30226 | 0 | 0.30226 | 0.09337% | CZ5C | 2.9398 | 0.1326 | 0.50947 | 1.0049 | 0.30324 | 10.5875 | 0.48729 | 15.9647 | 0 | 15.9647 | 0.09337% | CZ5C | 0 | 0.1326 | 0.50947 | 1.0049 | 0.30324 | 0 | 0.48729 | 2.4375 | 0 | 2.4375 | 0.09337% | CZ5C | 2.9398 | 0 | 0 | 0 | 0 | 10.5875 | 0 | 13.5272 |  |  | 0.09337% | CZ5C | 0 | 0 | 0 | 0 | 0 | 0 | 0 | 0 |  |  | 0.09337% | CZ5C | 3.2337 | 0.37526 | 1.4418 | 2.8438 | 0.85817 | 11.6462 | 1.379 | 21.778 | 0 | 21.778 | 0.09337% | CZ5C | 0.00015584 | 2.7165e-05 | 0.00010437 | 0.00020585 | 6.2121e-05 | 0.00056127 | 9.9825e-05 | 0.0012164 | 0 | 0.0012164 | 0.09337%
CZ6A | 0.32301 | -0.017096 | -0.04021 | 0.045165 | 0.0125 | 0.073815 | 0 | 0.39718 | 0 | 0.39718 | 5.828% | CZ6A | 23.229 | -0.36504 | -0.85858 | 0.96439 | 0.26691 | 5.3084 | 0 | 28.5451 | 0 | 28.5451 | 5.828% | CZ6A | 0 | -0.36504 | -0.85858 | 0.96439 | 0.26691 | 0 | 0 | 0.0076873 | 0 | 0.0076873 | 5.828% | CZ6A | 23.229 | 0 | 0 | 0 | 0 | 5.3084 | 0 | 28.5374 |  |  | 5.828% | CZ6A | 0 | 0 | 0 | 0 | 0 | 0 | 0 | 0 |  |  | 5.828% | CZ6A | 25.5519 | -1.0331 | -2.4298 | 2.7292 | 0.75537 | 5.8392 | 0 | 31.4129 | 0 | 31.4129 | 5.828% | CZ6A | 0.0012314 | -7.4781e-05 | -0.00017589 | 0.00019756 | 5.4679e-05 | 0.00028141 | 0 | 0.0015144 | 0 | 0.0015144 | 5.828%
CZ6B | 0.25251 | -0.02036 | -0.042267 | 0.045928 | 0.013185 | 0.076728 | 0 | 0.32572 | 0 | 0.32572 | 0.965% | CZ6B | 18.159 | -0.43474 | -0.90251 | 0.98068 | 0.28154 | 5.5178 | 0 | 23.6018 | 0 | 23.6018 | 0.965% | CZ6B | 0 | -0.43474 | -0.90251 | 0.98068 | 0.28154 | 0 | 0 | -0.075026 | 0 | -0.075026 | 0.965% | CZ6B | 18.159 | 0 | 0 | 0 | 0 | 5.5178 | 0 | 23.6768 |  |  | 0.965% | CZ6B | 0 | 0 | 0 | 0 | 0 | 0 | 0 | 0 |  |  | 0.965% | CZ6B | 19.9749 | -1.2303 | -2.5541 | 2.7753 | 0.79675 | 6.0696 | 0 | 25.8322 | 0 | 25.8322 | 0.965% | CZ6B | 0.00096266 | -8.906e-05 | -0.00018488 | 0.0002009 | 5.7675e-05 | 0.00029252 | 0 | 0.0012398 | 0 | 0.0012398 | 0.965%
CZ7 | 0.37066 | -0.018384 | -0.039754 | 0.045643 | 0.012929 | 0.082318 | 0 | 0.45341 | 0 | 0.45341 | 0.5443% | CZ7 | 26.6558 | -0.39254 | -0.84885 | 0.97459 | 0.27607 | 5.9198 | 0 | 32.5849 | 0 | 32.5849 | 0.5443% | CZ7 | 0 | -0.39254 | -0.84885 | 0.97459 | 0.27607 | 0 | 0 | 0.0092631 | 0 | 0.0092631 | 0.5443% | CZ7 | 26.6558 | 0 | 0 | 0 | 0 | 5.9198 | 0 | 32.5756 |  |  | 0.5443% | CZ7 | 0 | 0 | 0 | 0 | 0 | 0 | 0 | 0 |  |  | 0.5443% | CZ7 | 29.3214 | -1.1109 | -2.4023 | 2.7581 | 0.78127 | 6.5118 | 0 | 35.8594 | 0 | 35.8594 | 0.5443% | CZ7 | 0.0014131 | -8.0414e-05 | -0.00017389 | 0.00019965 | 5.6554e-05 | 0.00031383 | 0 | 0.0017288 | 0 | 0.0017288 | 0.5443%
CZ8 | 0.46751 | -0.022041 | -0.038281 | 0.04706 | 0.014202 | 0.09921 | 0 | 0.56766 | 0 | 0.56766 | 0.003285% | CZ8 | 33.6209 | -0.47064 | -0.81741 | 1.0049 | 0.30324 | 7.1346 | 0 | 40.7755 | 0 | 40.7755 | 0.003285% | CZ8 | 0 | -0.47064 | -0.81741 | 1.0049 | 0.30324 | 0 | 0 | 0.020053 | 0 | 0.020053 | 0.003285% | CZ8 | 33.6209 | 0 | 0 | 0 | 0 | 7.1346 | 0 | 40.7555 |  |  | 0.003285% | CZ8 | 0 | 0 | 0 | 0 | 0 | 0 | 0 | 0 |  |  | 0.003285% | CZ8 | 36.9829 | -1.3319 | -2.3133 | 2.8438 | 0.85817 | 7.8481 | 0 | 44.8878 | 0 | 44.8878 | 0.003285% | CZ8 | 0.0017823 | -9.6414e-05 | -0.00016745 | 0.00020585 | 6.2121e-05 | 0.00037823 | 0 | 0.0021647 | 0 | 0.0021647 | 0.003285%
US Weighted | 0.093989 | 0.069641 | 0.02767 | 0.046073 | 0.013315 | 0.075777 | 0.019826 | 0.34629 | 0 | 0.34629 | 100% | US Weighted | 6.7591 | 1.487 | 0.59084 | 0.98378 | 0.28431 | 5.4494 | 0.42334 | 15.9779 | 0 | 15.9779 | 100% | US Weighted | 0 | 1.487 | 0.59084 | 0.98378 | 0.28431 | 0 | 0.42334 | 3.7693 | 0 | 3.7693 | 100% | US Weighted | 6.7591 | 0 | 0 | 0 | 0 | 5.4494 | 0 | 12.2086 |  |  | 100% | US Weighted | 0 | 0 | 0 | 0 | 0 | 0 | 0 | 0 |  |  | 100% | US Weighted | 7.4351 | 4.2083 | 1.6721 | 2.7841 | 0.80461 | 5.9944 | 1.1981 | 24.0965 | 0 | 24.0965 | 100% | US Weighted | 0.00035832 | 0.00030463 | 0.00012104 | 0.00020153 | 5.8244e-05 | 0.00028889 | 8.6724e-05 | 0.0014194 | 0 | 0.0014194 | 100%
Percentage Cost Savings from IECC-Res 2006 to 2024 | [11 empty] | Percentage Site Energy Savings from IECC-Res 2006 to 2024 | [11 empty] | Percentage Electricity Savings from IECC-Res 2006 to 2024 | [11 empty] | Percentage Gas Savings from IECC-Res 2006 to 2024 | [11 empty] | Percentage Oil Savings from IECC-Res 2006 to 2024 | [11 empty] | Percentage Source Energy Savings from IECC-Res 2006 to 2024 | [11 empty] | Percentage Carbon Savings from IECC-Res 2006 to 2024
Energy Cost Index ($/sq ft/yr) | [10 empty] | Multifamily - Gas Furnace | Site Energy Use Intensity (kBtu/sq ft/yr) | [10 empty] | Multifamily - Gas Furnace | Electric Use Intensity (kBtu/sq ft/yr) | [10 empty] | Multifamily - Gas Furnace | Gas Use Intensity (kBtu/sq ft/yr) | [10 empty] | Multifamily - Gas Furnace | Oil Use Intensity (kBtu/sq ft/yr) | [10 empty] | Multifamily - Gas Furnace | Source Energy Use Index (kBtu/sq ft/yr) | [10 empty] | Multifamily - Gas Furnace | Carbon Emissions (ton/sq ft/yr) | [10 empty] | Multifamily - Gas Furnace
Costs: Electricity: $0.1598/kWh ¦ Natural Gas: $1.391/therm ¦ Oil: $4.1392/gal | [9 empty] | Prototype Floor Area (sq ft): | 21600 | [10 empty] | Prototype Floor Area (sq ft): | 21600 | [10 empty] | Prototype Floor Area (sq ft): | 21600 | [10 empty] | Prototype Floor Area (sq ft): | 21600 | [10 empty] | Prototype Floor Area (sq ft): | 21600 | Site-to-Source Factors: Electricity: 2.83 ¦ Natural Gas: 1.1 ¦ Oil: 1.01 | [9 empty] | Prototype Floor Area (sq ft): | 21600 | Conversion [ton/kBtu]: Electricity: 4,881 ¦ Natural Gas: 18,863 ¦ Oil: 13,521 | [9 empty] | Prototype Floor Area (sq ft): | 21600
2006-2024 | Heat | Cool | Fans_Aux | Lgt_Int | Lgt_Ext | DHW | Appls | Total | PV | Net_Total | Weight | 2006-2024 | Heat | Cool | Fans_Aux | Lgt_Int | Lgt_Ext | DHW | Appls | Total | PV | Net_Total | Weight | 2006-2024 | Heat | Cool | Fans_Aux | Lgt_Int | Lgt_Ext | DHW | Appls | Total | PV | Net_Total | Weight | 2006-2024 | Heat | Cool | Fans_Aux | Lgt_Int | Lgt_Ext | DHW | Appls | Total | PV | Net_Total | Weight | 2006-2024 | Heat | Cool | Fans_Aux | Lgt_Int | Lgt_Ext | DHW | Appls | Total | PV | Net_Total | Weight | 2006-2024 | Heat | Cool | Fans_Aux | Lgt_Int | Lgt_Ext | DHW | Appls | Total | PV | Net_Total | Weight | 2006-2024 | Heat | Cool | Fans_Aux | Lgt_Int | Lgt_Ext | DHW | Appls | Total | PV | Net_Total | Weight
CZ1AWH | 74.64% | 45.66% | 71.17% | 36.02% | 32.14% | 31.71% | 3.41% | 26.89% |  | 26.89% | 1.334% | CZ1AWH | 74.64% | 45.66% | 71.17% | 36.02% | 32.14% | 31.71% | 2.49% | 24.81% |  | 24.81% | 1.334% | CZ1AWH |  | 45.66% | 71.17% | 36.02% | 32.14% |  | 4.04% | 28.33% |  | 28.33% | 1.334% | CZ1AWH | 74.64% |  |  |  |  | 31.71% | 0% | 19.37% |  |  | 1.334% | CZ1AWH | [10 empty] | 1.334% | CZ1AWH | 74.64% | 45.66% | 71.17% | 36.02% | 32.14% | 31.71% | 3.253% | 26.53% |  | 26.53% | 1.334% | CZ1AWH | 74.64% | 45.66% | 71.17% | 36.02% | 32.14% | 31.71% | 3.479% | 27.05% |  | 27.05% | 1.334%
CZ1AWHT | 99.79% | 45.78% | 73.59% | 36.02% | 32.14% | 31.52% | 3.387% | 27.14% |  | 27.14% | 0.4808% | CZ1AWHT | 99.79% | 45.78% | 73.59% | 36.02% | 32.14% | 31.52% | 2.478% | 24.68% |  | 24.68% | 0.4808% | CZ1AWHT |  | 45.78% | 73.59% | 36.02% | 32.14% |  | 4.008% | 28.81% |  | 28.81% | 0.4808% | CZ1AWHT | 99.79% |  |  |  |  | 31.52% | 0% | 17.96% |  |  | 0.4808% | CZ1AWHT | [10 empty] | 0.4808% | CZ1AWHT | 99.79% | 45.78% | 73.59% | 36.02% | 32.14% | 31.52% | 3.232% | 26.72% |  | 26.72% | 0.4808% | CZ1AWHT | 99.79% | 45.78% | 73.59% | 36.02% | 32.14% | 31.52% | 3.456% | 27.33% |  | 27.33% | 0.4808%
CZ2AWH | 51.53% | 45.38% | 60.49% | 36.02% | 32.14% | 32.88% | 3.408% | 25.29% |  | 25.29% | 15.17% | CZ2AWH | 51.53% | 45.38% | 60.49% | 36.02% | 32.14% | 32.88% | 2.489% | 24.48% |  | 24.48% | 15.17% | CZ2AWH |  | 45.38% | 60.49% | 36.02% | 32.14% |  | 4.038% | 25.9% |  | 25.9% | 15.17% | CZ2AWH | 51.53% |  |  |  |  | 32.88% | 0% | 22.68% |  |  | 15.17% | CZ2AWH | [10 empty] | 15.17% | CZ2AWH | 51.53% | 45.38% | 60.49% | 36.02% | 32.14% | 32.88% | 3.252% | 25.15% |  | 25.15% | 15.17% | CZ2AWH | 51.53% | 45.38% | 60.49% | 36.02% | 32.14% | 32.88% | 3.478% | 25.36% |  | 25.36% | 15.17%
CZ2B | 62.52% | 49.57% | 54.29% | 36.02% | 32.14% | 32.91% | 3.409% | 25.91% |  | 25.91% | 3.279% | CZ2B | 62.52% | 49.57% | 54.29% | 36.02% | 32.14% | 32.91% | 2.49% | 25.53% |  | 25.53% | 3.279% | CZ2B |  | 49.57% | 54.29% | 36.02% | 32.14% |  | 4.039% | 26.2% |  | 26.2% | 3.279% | CZ2B | 62.52% |  |  |  |  | 32.91% | 0% | 24.74% |  |  | 3.279% | CZ2B | [10 empty] | 3.279% | CZ2B | 62.52% | 49.57% | 54.29% | 36.02% | 32.14% | 32.91% | 3.252% | 25.84% |  | 25.84% | 3.279% | CZ2B | 62.52% | 49.57% | 54.29% | 36.02% | 32.14% | 32.91% | 3.479% | 25.94% |  | 25.94% | 3.279%
CZ3A | 63.14% | 46.72% | 37.61% | 36.02% | 32.14% | 34.83% | 3.366% | 24.96% |  | 24.96% | 4.84% | CZ3A | 63.14% | 46.72% | 37.61% | 36.02% | 32.14% | 34.83% | 2.466% | 29.01% |  | 29.01% | 4.84% | CZ3A |  | 46.72% | 37.61% | 36.02% | 32.14% |  | 3.979% | 21.02% |  | 21.02% | 4.84% | CZ3A | 63.14% |  |  |  |  | 34.83% | 0% | 35.13% |  |  | 4.84% | CZ3A | [10 empty] | 4.84% | CZ3A | 63.14% | 46.72% | 37.61% | 36.02% | 32.14% | 34.83% | 3.213% | 25.77% |  | 25.77% | 4.84% | CZ3A | 63.14% | 46.72% | 37.61% | 36.02% | 32.14% | 34.83% | 3.434% | 24.59% |  | 24.59% | 4.84%
CZ3AWH | 66.04% | 46.32% | 46.93% | 36.02% | 32.14% | 34.41% | 3.402% | 24.98% |  | 24.98% | 2.059% | CZ3AWH | 66.04% | 46.32% | 46.93% | 36.02% | 32.14% | 34.41% | 2.486% | 27.69% |  | 27.69% | 2.059% | CZ3AWH |  | 46.32% | 46.93% | 36.02% | 32.14% |  | 4.029% | 22.55% |  | 22.55% | 2.059% | CZ3AWH | 66.04% |  |  |  |  | 34.41% | 0% | 32.27% |  |  | 2.059% | CZ3AWH | [10 empty] | 2.059% | CZ3AWH | 66.04% | 46.32% | 46.93% | 36.02% | 32.14% | 34.41% | 3.246% | 25.5% |  | 25.5% | 2.059% | CZ3AWH | 66.04% | 46.32% | 46.93% | 36.02% | 32.14% | 34.41% | 3.472% | 24.74% |  | 24.74% | 2.059%
CZ3B | 73.55% | 50.52% | 48.81% | 36.02% | 32.14% | 34.42% | 3.368% | 25.78% |  | 25.78% | 11.11% | CZ3B | 73.55% | 50.52% | 48.81% | 36.02% | 32.14% | 34.42% | 2.467% | 28.44% |  | 28.44% | 11.11% | CZ3B |  | 50.52% | 48.81% | 36.02% | 32.14% |  | 3.982% | 23.43% |  | 23.43% | 11.11% | CZ3B | 73.55% |  |  |  |  | 34.42% | 0% | 33.03% |  |  | 11.11% | CZ3B | [10 empty] | 11.11% | CZ3B | 73.55% | 50.52% | 48.81% | 36.02% | 32.14% | 34.42% | 3.215% | 26.29% |  | 26.29% | 11.11% | CZ3B | 73.55% | 50.52% | 48.81% | 36.02% | 32.14% | 34.42% | 3.436% | 25.55% |  | 25.55% | 11.11%
CZ3C | 87% | 45.07% | 56.87% | 36.02% | 32.14% | 35.25% | 3.365% | 21.69% |  | 21.69% | 4.314% | CZ3C | 87% | 45.07% | 56.87% | 36.02% | 32.14% | 35.25% | 2.466% | 24.46% |  | 24.46% | 4.314% | CZ3C |  | 45.07% | 56.87% | 36.02% | 32.14% |  | 3.977% | 19.19% |  | 19.19% | 4.314% | CZ3C | 87% |  |  |  |  | 35.25% | 0% | 29.14% |  |  | 4.314% | CZ3C | [10 empty] | 4.314% | CZ3C | 87% | 45.07% | 56.87% | 36.02% | 32.14% | 35.25% | 3.212% | 22.22% |  | 22.22% | 4.314% | CZ3C | 87% | 45.07% | 56.87% | 36.02% | 32.14% | 35.25% | 3.433% | 21.44% |  | 21.44% | 4.314%
CZ4A | 56.97% | 43.05% | 6.636% | 36.02% | 32.14% | 35.97% | 3.112% | 23.5% |  | 23.5% | 17.42% | CZ4A | 56.97% | 43.05% | 6.636% | 36.02% | 32.14% | 35.97% | 2.326% | 30.45% |  | 30.45% | 17.42% | CZ4A |  | 43.05% | 6.636% | 36.02% | 32.14% |  | 3.631% | 15.36% |  | 15.36% | 17.42% | CZ4A | 56.97% |  |  |  |  | 35.97% | 0% | 38.97% |  |  | 17.42% | CZ4A | [10 empty] | 17.42% | CZ4A | 56.97% | 43.05% | 6.636% | 36.02% | 32.14% | 35.97% | 2.981% | 24.99% |  | 24.99% | 17.42% | CZ4A | 56.97% | 43.05% | 6.636% | 36.02% | 32.14% | 35.97% | 3.171% | 22.78% |  | 22.78% | 17.42%
CZ4B | 68.58% | 43.58% | 29.46% | 36.02% | 32.14% | 35.78% | 3.396% | 23.64% |  | 23.64% | 0.3459% | CZ4B | 68.58% | 43.58% | 29.46% | 36.02% | 32.14% | 35.78% | 2.482% | 28.98% |  | 28.98% | 0.3459% | CZ4B |  | 43.58% | 29.46% | 36.02% | 32.14% |  | 4.02% | 18.2% |  | 18.2% | 0.3459% | CZ4B | 68.58% |  |  |  |  | 35.78% | 0% | 36.59% |  |  | 0.3459% | CZ4B | [10 empty] | 0.3459% | CZ4B | 68.58% | 43.58% | 29.46% | 36.02% | 32.14% | 35.78% | 3.24% | 24.73% |  | 24.73% | 0.3459% | CZ4B | 68.58% | 43.58% | 29.46% | 36.02% | 32.14% | 35.78% | 3.465% | 23.13% |  | 23.13% | 0.3459%
CZ4C | 59.72% | -9.821% | 35.55% | 36.02% | 32.14% | 11.42% | 3.387% | 15.19% |  | 15.19% | 7.04% | CZ4C | 59.72% | -9.821% | 35.55% | 36.02% | 32.14% | 11.42% | 2.478% | 18.57% |  | 18.57% | 7.04% | CZ4C |  | -9.821% | 35.55% | 36.02% | 32.14% |  | 4.008% | 11.41% |  | 11.41% | 7.04% | CZ4C | 59.72% |  |  |  |  | 11.42% | 0% | 22.9% |  |  | 7.04% | CZ4C | [10 empty] | 7.04% | CZ4C | 59.72% | -9.821% | 35.55% | 36.02% | 32.14% | 11.42% | 3.232% | 15.9% |  | 15.9% | 7.04% | CZ4C | 59.72% | -9.821% | 35.55% | 36.02% | 32.14% | 11.42% | 3.456% | 14.85% |  | 14.85% | 7.04%
CZ5A | 35.4% | 18.03% | 37.79% | 36.02% | 32.14% | 69.95% | 3.045% | 24.4% |  | 24.4% | 16.39% | CZ5A | 35.4% | 18.03% | 37.79% | 36.02% | 32.14% | 69.95% | 2.287% | 32.31% |  | 32.31% | 16.39% | CZ5A |  | 18.03% | 37.79% | 36.02% | 32.14% |  | 3.54% | 13.71% |  | 13.71% | 16.39% | CZ5A | 35.4% |  |  |  |  | 69.95% | 0% | 40.77% |  |  | 16.39% | CZ5A | [10 empty] | 16.39% | CZ5A | 35.4% | 18.03% | 37.79% | 36.02% | 32.14% | 69.95% | 2.919% | 26.18% |  | 26.18% | 16.39% | CZ5A | 35.4% | 18.03% | 37.79% | 36.02% | 32.14% | 69.95% | 3.101% | 23.53% |  | 23.53% | 16.39%
CZ5B | 34.47% | 17.82% | 34.51% | 36.02% | 32.14% | 70.17% | 3.282% | 23.58% |  | 23.58% | 8.784% | CZ5B | 34.47% | 17.82% | 34.51% | 36.02% | 32.14% | 70.17% | 2.42% | 31.74% |  | 31.74% | 8.784% | CZ5B |  | 17.82% | 34.51% | 36.02% | 32.14% |  | 3.862% | 14.1% |  | 14.1% | 8.784% | CZ5B | 34.47% |  |  |  |  | 70.17% | 0% | 41.8% |  |  | 8.784% | CZ5B | [10 empty] | 8.784% | CZ5B | 34.47% | 17.82% | 34.51% | 36.02% | 32.14% | 70.17% | 3.136% | 25.33% |  | 25.33% | 8.784% | CZ5B | 34.47% | 17.82% | 34.51% | 36.02% | 32.14% | 70.17% | 3.346% | 22.74% |  | 22.74% | 8.784%
CZ5C | 28.26% | 13.26% | 37.18% | 36.02% | 32.14% | 70.04% | 3.387% | 22.99% |  | 22.99% | 0.09337% | CZ5C | 28.26% | 13.26% | 37.18% | 36.02% | 32.14% | 70.04% | 2.478% | 31.13% |  | 31.13% | 0.09337% | CZ5C |  | 13.26% | 37.18% | 36.02% | 32.14% |  | 4.008% | 13.35% |  | 13.35% | 0.09337% | CZ5C | 28.26% |  |  |  |  | 70.04% | 0% | 40.95% |  |  | 0.09337% | CZ5C | [10 empty] | 0.09337% | CZ5C | 28.26% | 13.26% | 37.18% | 36.02% | 32.14% | 70.04% | 3.232% | 24.74% |  | 24.74% | 0.09337% | CZ5C | 28.26% | 13.26% | 37.18% | 36.02% | 32.14% | 70.04% | 3.456% | 22.15% |  | 22.15% | 0.09337%
CZ6A | 76.66% | -17.98% | -51.69% | 36.02% | 32.14% | 37.65% | 0% | 24.84% |  | 24.84% | 5.828% | CZ6A | 76.66% | -17.98% | -51.69% | 36.02% | 32.14% | 37.65% | 0% | 40.77% |  | 40.77% | 5.828% | CZ6A |  | -17.98% | -51.69% | 36.02% | 32.14% |  | 0% | 0.04048% |  | 0.04048% | 5.828% | CZ6A | 76.66% |  |  |  |  | 37.65% | 0% | 55.92% |  |  | 5.828% | CZ6A | [10 empty] | 5.828% | CZ6A | 76.66% | -17.98% | -51.69% | 36.02% | 32.14% | 37.65% | 0% | 28.59% |  | 28.59% | 5.828% | CZ6A | 76.66% | -17.98% | -51.69% | 36.02% | 32.14% | 37.65% | 0% | 22.96% |  | 22.96% | 5.828%
CZ6B | 79.19% | -25.83% | -54.82% | 36.02% | 32.14% | 37.59% | 0% | 21.66% |  | 21.66% | 0.965% | CZ6B | 79.19% | -25.83% | -54.82% | 36.02% | 32.14% | 37.59% | 0% | 37.19% |  | 37.19% | 0.965% | CZ6B |  | -25.83% | -54.82% | 36.02% | 32.14% |  | 0% | -0.3977% |  | -0.3977% | 0.965% | CZ6B | 79.19% |  |  |  |  | 37.59% | 0% | 53.09% |  |  | 0.965% | CZ6B | [10 empty] | 0.965% | CZ6B | 79.19% | -25.83% | -54.82% | 36.02% | 32.14% | 37.59% | 0% | 25.22% |  | 25.22% | 0.965% | CZ6B | 79.19% | -25.83% | -54.82% | 36.02% | 32.14% | 37.59% | 0% | 19.9% |  | 19.9% | 0.965%
CZ7 | 74.68% | -24.37% | -50.94% | 36.02% | 32.14% | 38.23% | 0% | 26.93% |  | 26.93% | 0.5443% | CZ7 | 74.68% | -24.37% | -50.94% | 36.02% | 32.14% | 38.23% | 0% | 42.45% |  | 42.45% | 0.5443% | CZ7 |  | -24.37% | -50.94% | 36.02% | 32.14% |  | 0% | 0.04947% |  | 0.04947% | 0.5443% | CZ7 | 74.68% |  |  |  |  | 38.23% | 0% | 56.13% |  |  | 0.5443% | CZ7 | [10 empty] | 0.5443% | CZ7 | 74.68% | -24.37% | -50.94% | 36.02% | 32.14% | 38.23% | 0% | 30.69% |  | 30.69% | 0.5443% | CZ7 | 74.68% | -24.37% | -50.94% | 36.02% | 32.14% | 38.23% | 0% | 25.01% |  | 25.01% | 0.5443%
CZ8 | 67.76% | -45.51% | -44.8% | 36.02% | 32.14% | 38.88% | 0% | 29.45% |  | 29.45% | 0.003285% | CZ8 | 67.76% | -45.51% | -44.8% | 36.02% | 32.14% | 38.88% | 0% | 43.27% |  | 43.27% | 0.003285% | CZ8 |  | -45.51% | -44.8% | 36.02% | 32.14% |  | 0% | 0.107% |  | 0.107% | 0.003285% | CZ8 | 67.76% |  |  |  |  | 38.88% | 0% | 54% |  |  | 0.003285% | CZ8 | [10 empty] | 0.003285% | CZ8 | 67.76% | -45.51% | -44.8% | 36.02% | 32.14% | 38.88% | 0% | 32.98% |  | 32.98% | 0.003285% | CZ8 | 67.76% | -45.51% | -44.8% | 36.02% | 32.14% | 38.88% | 0% | 27.6% |  | 27.6% | 0.003285%
US Weighted | 53.18% | 38.18% | 33.03% | 36.02% | 32.14% | 43.09% | 3.011% | 23.94% |  | 23.94% | 100% | US Weighted | 53.18% | 38.18% | 33.03% | 36.02% | 32.14% | 43.09% | 2.226% | 29.77% |  | 29.77% | 100% | US Weighted |  | 38.18% | 33.03% | 36.02% | 32.14% |  | 3.538% | 17.72% |  | 17.72% | 100% | US Weighted | 53.18% |  |  |  |  | 43.09% | 0% | 37.67% |  |  | 100% | US Weighted | [10 empty] | 100% | US Weighted | 53.18% | 38.18% | 33.03% | 36.02% | 32.14% | 43.09% | 2.878% | 25.15% |  | 25.15% | 100% | US Weighted | 53.18% | 38.18% | 33.03% | 36.02% | 32.14% | 43.09% | 3.07% | 23.37% |  | 23.37% | 100%

## MF.HP
End-Use Cost Summary for IECC-Res 2024 | [11 empty] | Site Energy Summary for IECC-Res 2024 | [11 empty] | Electric Summary for IECC-Res 2024 | [11 empty] | Gas Summary for IECC-Res 2024 | [11 empty] | Oil Summary for IECC-Res 2024 | [11 empty] | Source Energy Use Index for IECC-Res 2024 (kBtu/sq ft/yr) | [11 empty] | Carbon Emissions Summary for IECC-Res 2024
Building Type: Multifamily - Heat Pump | [11 empty] | Building Type: Multifamily - Heat Pump | [11 empty] | Building Type: Multifamily - Heat Pump | [11 empty] | Building Type: Multifamily - Heat Pump | [11 empty] | Building Type: Multifamily - Heat Pump | [11 empty] | Building Type: Multifamily - Heat Pump | [11 empty] | Building Type: Multifamily - Heat Pump
US Weighted Results | [8 empty] | Prototype Floor Area (sq ft): | 21600 |  | US Weighted Results | [8 empty] | Prototype Floor Area (sq ft): | 21600 |  | US Weighted Results | [8 empty] | Prototype Floor Area (sq ft): | 21600 |  | US Weighted Results | [8 empty] | Prototype Floor Area (sq ft): | 21600 |  | US Weighted Results | [8 empty] | Prototype Floor Area (sq ft): | 21600 |  | US Weighted Results | [8 empty] | Prototype Floor Area (sq ft): | 21600 |  | US Weighted Results | [8 empty] | Prototype Floor Area (sq ft): | 21600
| Heat | Cool | Fans_Aux | Lgt_Int | Lgt_Ext | DHW | Appls | Total | PV | Net_Total |  |  | Heat | Cool | Fans_Aux | Lgt_Int | Lgt_Ext | DHW | Appls | Total | PV | Net_Total |  |  | Heat | Cool | Fans_Aux | Lgt_Int | Lgt_Ext | DHW | Appls | Total | PV | Net_Total |  |  | Heat | Cool | Fans_Aux | Lgt_Int | Lgt_Ext | DHW | Appls | Total | PV | Net_Total |  |  | Heat | Cool | Fans_Aux | Lgt_Int | Lgt_Ext | DHW | Appls | Total | PV | Net_Total |  |  | Heat | Cool | Fans_Aux | Lgt_Int | Lgt_Ext | DHW | Appls | Total | PV | Net_Total |  |  | Heat | Cool | Fans_Aux | Lgt_Int | Lgt_Ext | DHW | Appls | Total | PV | Net_Total
By IECC-Res edition: | [11 empty] | By IECC-Res edition: | [11 empty] | By IECC-Res edition: | [11 empty] | By IECC-Res edition: | [11 empty] | By IECC-Res edition: | [11 empty] | By IECC-Res edition: | [11 empty] | By IECC-Res edition:
STD2024 | 0.14403 | 0.14881 | 0.062305 | 0.082774 | 0.029111 | 0.063718 | 0.62418 | 1.1549 | 0 | 1.1549 |  | STD2024 | 3.0755 | 3.1775 | 1.3304 | 1.7674 | 0.62158 | 1.3606 | 13.3278 | 24.6607 | 0 | 24.6607 |  | STD2024 | 3.0755 | 3.1775 | 1.3304 | 1.7674 | 0.62158 | 1.3606 | 13.3278 | 24.6607 | 0 | 24.6607 |  | STD2024 | 0 | 0 | 0 | 0 | 0 | 0 | 0 | 0 |  |  |  | STD2024 | 0 | 0 | 0 | 0 | 0 | 0 | 0 | 0 |  |  |  | STD2024 | 8.7036 | 8.9922 | 3.7649 | 5.0018 | 1.7591 | 3.8504 | 37.7178 | 69.7898 | 0 | 69.7898 |  | STD2024 | 0.00063003 | 0.00065092 | 0.00027253 | 0.00036207 | 0.00012734 | 0.00027872 | 0.0027303 | 0.0050519 | 0 | 0.0050519
STD2021 | 0.15025 | 0.15767 | 0.057487 | 0.082774 | 0.042898 | 0.11238 | 0.64469 | 1.2481 | 0 | 1.2481 |  | STD2021 | 3.2082 | 3.3666 | 1.2275 | 1.7674 | 0.91599 | 2.3996 | 13.7657 | 26.651 | 0 | 26.651 |  | STD2021 | 3.2082 | 3.3666 | 1.2275 | 1.7674 | 0.91599 | 2.3996 | 13.7657 | 26.651 | 0 | 26.651 |  | STD2021 | 0 | 0 | 0 | 0 | 0 | 0 | 0 | 0 |  |  |  | STD2021 | 0 | 0 | 0 | 0 | 0 | 0 | 0 | 0 |  |  |  | STD2021 | 9.0792 | 9.5275 | 3.4738 | 5.0018 | 2.5923 | 6.7909 | 38.957 | 75.4224 | 0 | 75.4224 |  | STD2021 | 0.00065722 | 0.00068967 | 0.00025146 | 0.00036207 | 0.00018765 | 0.00049158 | 0.00282 | 0.0054596 | 0 | 0.0054596
STD2018 | 0.13696 | 0.18049 | 0.07817 | 0.088301 | 0.042898 | 0.28793 | 0.64469 | 1.4594 | 0 | 1.4594 |  | STD2018 | 2.9245 | 3.854 | 1.6691 | 1.8854 | 0.91599 | 6.1481 | 13.7657 | 31.1628 | 0 | 31.1628 |  | STD2018 | 2.9245 | 3.854 | 1.6691 | 1.8854 | 0.91599 | 6.1481 | 13.7657 | 31.1628 | 0 | 31.1628 |  | STD2018 | 0 | 0 | 0 | 0 | 0 | 0 | 0 | 0 |  |  |  | STD2018 | 0 | 0 | 0 | 0 | 0 | 0 | 0 | 0 |  |  |  | STD2018 | 8.2763 | 10.9067 | 4.7237 | 5.3358 | 2.5923 | 17.399 | 38.957 | 88.1907 | 0 | 88.1907 |  | STD2018 | 0.0005991 | 0.00078951 | 0.00034193 | 0.00038625 | 0.00018765 | 0.0012595 | 0.00282 | 0.0063839 | 0 | 0.0063839
STD2015 | 0.13912 | 0.18103 | 0.07853 | 0.094626 | 0.042898 | 0.28794 | 0.64469 | 1.4688 | 0 | 1.4688 |  | STD2015 | 2.9705 | 3.8654 | 1.6768 | 2.0205 | 0.91599 | 6.1482 | 13.7657 | 31.3631 | 0 | 31.3631 |  | STD2015 | 2.9705 | 3.8654 | 1.6768 | 2.0205 | 0.91599 | 6.1482 | 13.7657 | 31.3631 | 0 | 31.3631 |  | STD2015 | 0 | 0 | 0 | 0 | 0 | 0 | 0 | 0 |  |  |  | STD2015 | 0 | 0 | 0 | 0 | 0 | 0 | 0 | 0 |  |  |  | STD2015 | 8.4065 | 10.9392 | 4.7454 | 5.7181 | 2.5923 | 17.3993 | 38.957 | 88.7577 | 0 | 88.7577 |  | STD2015 | 0.00060853 | 0.00079186 | 0.00034351 | 0.00041392 | 0.00018765 | 0.0012595 | 0.00282 | 0.0064249 | 0 | 0.0064249
STD2012 | 0.13897 | 0.18128 | 0.078552 | 0.094626 | 0.042898 | 0.30533 | 0.64469 | 1.4863 | 0 | 1.4863 |  | STD2012 | 2.9674 | 3.8708 | 1.6773 | 2.0205 | 0.91599 | 6.5195 | 13.7657 | 31.7372 | 0 | 31.7372 |  | STD2012 | 2.9674 | 3.8708 | 1.6773 | 2.0205 | 0.91599 | 6.5195 | 13.7657 | 31.7372 | 0 | 31.7372 |  | STD2012 | 0 | 0 | 0 | 0 | 0 | 0 | 0 | 0 |  |  |  | STD2012 | 0 | 0 | 0 | 0 | 0 | 0 | 0 | 0 |  |  |  | STD2012 | 8.3978 | 10.9543 | 4.7467 | 5.7181 | 2.5923 | 18.4502 | 38.957 | 89.8162 | 0 | 89.8162 |  | STD2012 | 0.00060789 | 0.00079295 | 0.0003436 | 0.00041392 | 0.00018765 | 0.0013356 | 0.00282 | 0.0065016 | 0 | 0.0065016
STD2009 | 0.19247 | 0.19496 | 0.087313 | 0.1067 | 0.042898 | 0.33593 | 0.64469 | 1.605 | 0 | 1.605 |  | STD2009 | 4.1097 | 4.163 | 1.8644 | 2.2784 | 0.91599 | 7.173 | 13.7657 | 34.2701 | 0 | 34.2701 |  | STD2009 | 4.1097 | 4.163 | 1.8644 | 2.2784 | 0.91599 | 7.173 | 13.7657 | 34.2701 | 0 | 34.2701 |  | STD2009 | 0 | 0 | 0 | 0 | 0 | 0 | 0 | 0 |  |  |  | STD2009 | 0 | 0 | 0 | 0 | 0 | 0 | 0 | 0 |  |  |  | STD2009 | 11.6304 | 11.7813 | 5.2761 | 6.4478 | 2.5923 | 20.2997 | 38.957 | 96.9845 | 0 | 96.9845 |  | STD2009 | 0.0008419 | 0.00085282 | 0.00038193 | 0.00046674 | 0.00018765 | 0.0014694 | 0.00282 | 0.0070205 | 0 | 0.0070205
STD2006 | 0.20541 | 0.21208 | 0.091636 | 0.12937 | 0.042898 | 0.33593 | 0.64469 | 1.662 | 0 | 1.662 |  | STD2006 | 4.386 | 4.5285 | 1.9567 | 2.7624 | 0.91599 | 7.173 | 13.7657 | 35.4883 | 0 | 35.4883 |  | STD2006 | 4.386 | 4.5285 | 1.9567 | 2.7624 | 0.91599 | 7.173 | 13.7657 | 35.4883 | 0 | 35.4883 |  | STD2006 | 0 | 0 | 0 | 0 | 0 | 0 | 0 | 0 |  |  |  | STD2006 | 0 | 0 | 0 | 0 | 0 | 0 | 0 | 0 |  |  |  | STD2006 | 12.4123 | 12.8157 | 5.5374 | 7.8177 | 2.5923 | 20.2996 | 38.957 | 100.4319 | 0 | 100.4319 |  | STD2006 | 0.0008985 | 0.00092769 | 0.00040084 | 0.00056591 | 0.00018765 | 0.0014694 | 0.00282 | 0.00727 | 0 | 0.00727
Savings between editions: | [11 empty] | Savings between editions: | [11 empty] | Savings between editions: | [11 empty] | Savings between editions: | [11 empty] | Savings between editions: | [11 empty] | Savings between editions: | [11 empty] | Savings between editions:
2006-2009 | 0.01294 | 0.017118 | 0.0043232 | 0.022671 | 0 | -1.7325e-06 | 0 | 0.05705 | 0 | 0.05705 |  | 2006-2009 | 0.2763 | 0.36551 | 0.092312 | 0.48409 | 0 | -3.6993e-05 | 0 | 1.2182 | 0 | 1.2182 |  | 2006-2009 | 0.2763 | 0.36551 | 0.092312 | 0.48409 | 0 | -3.6993e-05 | 0 | 1.2182 | 0 | 1.2182 |  | 2006-2009 | 0 | 0 | 0 | 0 | 0 | 0 | 0 | 0 |  |  |  | 2006-2009 | 0 | 0 | 0 | 0 | 0 | 0 | 0 | 0 |  |  |  | 2006-2009 | 0.78192 | 1.0344 | 0.26124 | 1.37 | 0 | -0.00010469 | 0 | 3.4474 | 0 | 3.4474 |  | 2006-2009 | 5.6601e-05 | 7.4876e-05 | 1.8911e-05 | 9.9168e-05 | 0 | -7.5783e-09 | 0 | 0.00024955 | 0 | 0.00024955
2009-2012 | 0.053496 | 0.013686 | 0.008761 | 0.012076 | 0 | 0.030606 | 0 | 0.11862 | 0 | 0.11862 |  | 2009-2012 | 1.1423 | 0.29224 | 0.18707 | 0.25785 | 0 | 0.65352 | 0 | 2.5329 | 0 | 2.5329 |  | 2009-2012 | 1.1423 | 0.29224 | 0.18707 | 0.25785 | 0 | 0.65352 | 0 | 2.5329 | 0 | 2.5329 |  | 2009-2012 | 0 | 0 | 0 | 0 | 0 | 0 | 0 | 0 |  |  |  | 2009-2012 | 0 | 0 | 0 | 0 | 0 | 0 | 0 | 0 |  |  |  | 2009-2012 | 3.2327 | 0.82703 | 0.52941 | 0.7297 | 0 | 1.8494 | 0 | 7.1682 | 0 | 7.1682 |  | 2009-2012 | 0.000234 | 5.9867e-05 | 3.8323e-05 | 5.2821e-05 | 0 | 0.00013388 | 0 | 0.00051889 | 0 | 0.00051889
2012-2015 | -0.00014525 | 0.00024984 | 2.186e-05 | 0 | 0 | 0.017392 | 0 | 0.017518 | 0 | 0.017518 |  | 2012-2015 | -0.0031016 | 0.0053348 | 0.00046677 | 0 | 0 | 0.37135 | 0 | 0.37405 | 0 | 0.37405 |  | 2012-2015 | -0.0031016 | 0.0053348 | 0.00046677 | 0 | 0 | 0.37135 | 0 | 0.37405 | 0 | 0.37405 |  | 2012-2015 | 0 | 0 | 0 | 0 | 0 | 0 | 0 | 0 |  |  |  | 2012-2015 | 0 | 0 | 0 | 0 | 0 | 0 | 0 | 0 |  |  |  | 2012-2015 | -0.0087774 | 0.015097 | 0.001321 | 0 | 0 | 1.0509 | 0 | 1.0586 | 0 | 1.0586 |  | 2012-2015 | -6.3538e-07 | 1.0929e-06 | 9.5621e-08 | 0 | 0 | 7.6075e-05 | 0 | 7.6628e-05 | 0 | 7.6628e-05
2015-2018 | 0.0021557 | 0.0005373 | 0.00036007 | 0.0063257 | 0 | 4.5178e-06 | 0 | 0.0093832 | 0 | 0.0093832 |  | 2015-2018 | 0.046029 | 0.011473 | 0.0076883 | 0.13507 | 0 | 9.6467e-05 | 0 | 0.20036 | 0 | 0.20036 |  | 2015-2018 | 0.046029 | 0.011473 | 0.0076883 | 0.13507 | 0 | 9.6467e-05 | 0 | 0.20036 | 0 | 0.20036 |  | 2015-2018 | 0 | 0 | 0 | 0 | 0 | 0 | 0 | 0 |  |  |  | 2015-2018 | 0 | 0 | 0 | 0 | 0 | 0 | 0 | 0 |  |  |  | 2015-2018 | 0.13026 | 0.032468 | 0.021758 | 0.38225 | 0 | 0.000273 | 0 | 0.56701 | 0 | 0.56701 |  | 2015-2018 | 9.4293e-06 | 2.3503e-06 | 1.575e-06 | 2.767e-05 | 0 | 1.9762e-08 | 0 | 4.1044e-05 | 0 | 4.1044e-05
2018-2021 | -0.013287 | 0.022824 | 0.020683 | 0.0055272 | 0 | 0.17555 | 0 | 0.2113 | 0 | 0.2113 |  | 2018-2021 | -0.28372 | 0.48735 | 0.44164 | 0.11802 | 0 | 3.7485 | 0 | 4.5118 | 0 | 4.5118 |  | 2018-2021 | -0.28372 | 0.48735 | 0.44164 | 0.11802 | 0 | 3.7485 | 0 | 4.5118 | 0 | 4.5118 |  | 2018-2021 | 0 | 0 | 0 | 0 | 0 | 0 | 0 | 0 |  |  |  | 2018-2021 | 0 | 0 | 0 | 0 | 0 | 0 | 0 | 0 |  |  |  | 2018-2021 | -0.80293 | 1.3792 | 1.2499 | 0.334 | 0 | 10.6081 | 0 | 12.7683 | 0 | 12.7683 |  | 2018-2021 | -5.8122e-05 | 9.9838e-05 | 9.0474e-05 | 2.4177e-05 | 0 | 0.0007679 | 0 | 0.00092426 | 0 | 0.00092426
2021-2024 | 0.006215 | 0.008858 | -0.0048178 | 0 | 0.013788 | 0.048662 | 0.020507 | 0.093212 | 0 | 0.093212 |  | 2021-2024 | 0.13271 | 0.18914 | -0.10287 | 0 | 0.29441 | 1.0391 | 0.43787 | 1.9903 | 0 | 1.9903 |  | 2021-2024 | 0.13271 | 0.18914 | -0.10287 | 0 | 0.29441 | 1.0391 | 0.43787 | 1.9903 | 0 | 1.9903 |  | 2021-2024 | 0 | 0 | 0 | 0 | 0 | 0 | 0 | 0 |  |  |  | 2021-2024 | 0 | 0 | 0 | 0 | 0 | 0 | 0 | 0 |  |  |  | 2021-2024 | 0.37556 | 0.53527 | -0.29113 | 0 | 0.83317 | 2.9405 | 1.2392 | 5.6326 | 0 | 5.6326 |  | 2021-2024 | 2.7186e-05 | 3.8747e-05 | -2.1074e-05 | 0 | 6.0311e-05 | 0.00021286 | 8.9701e-05 | 0.00040773 | 0 | 0.00040773
2006-2024 | 0.061374 | 0.063273 | 0.029332 | 0.0466 | 0.013788 | 0.27221 | 0.020507 | 0.50709 | 0 | 0.50709 |  | 2006-2024 | 1.3105 | 1.351 | 0.62631 | 0.99502 | 0.29441 | 5.8124 | 0.43787 | 10.8276 | 0 | 10.8276 |  | 2006-2024 | 1.3105 | 1.351 | 0.62631 | 0.99502 | 0.29441 | 5.8124 | 0.43787 | 10.8276 | 0 | 10.8276 |  | 2006-2024 | 0 | 0 | 0 | 0 | 0 | 0 | 0 | 0 |  |  |  | 2006-2024 | 0 | 0 | 0 | 0 | 0 | 0 | 0 | 0 |  |  |  | 2006-2024 | 3.7087 | 3.8235 | 1.7725 | 2.8159 | 0.83317 | 16.4492 | 1.2392 | 30.6421 | 0 | 30.6421 |  | 2006-2024 | 0.00026846 | 0.00027677 | 0.0001283 | 0.00020384 | 6.0311e-05 | 0.0011907 | 8.9701e-05 | 0.0022181 | 0 | 0.0022181
Percentage Savings between editions: | [11 empty] | Percentage Savings between editions: | [11 empty] | Percentage Savings between editions: | [11 empty] | Percentage Savings between editions: | [11 empty] | Percentage Savings between editions: | [11 empty] | Percentage Savings between editions: | [11 empty] | Percentage Savings between editions:
2006-2009 | 6.3% | 8.071% | 4.718% | 17.52% | 0% | -0.0005157% | 0% | 3.433% |  | 3.433% |  | 2006-2009 | 6.3% | 8.071% | 4.718% | 17.52% | 0% | -0.0005157% | 0% | 3.433% |  | 3.433% |  | 2006-2009 | 6.3% | 8.071% | 4.718% | 17.52% | 0% | -0.0005157% | 0% | 3.433% |  | 3.433% |  | 2006-2009 | [11 empty] | 2006-2009 | [11 empty] | 2006-2009 | 6.3% | 8.071% | 4.718% | 17.52% | 0% | -0.0005157% | 0% | 3.433% |  | 3.433% |  | 2006-2009 | 6.3% | 8.071% | 4.718% | 17.52% | 0% | -0.0005157% | 0% | 3.433% |  | 3.433%
2009-2012 | 27.79% | 7.02% | 10.03% | 11.32% | 0% | 9.111% | 0% | 7.391% |  | 7.391% |  | 2009-2012 | 27.79% | 7.02% | 10.03% | 11.32% | 0% | 9.111% | 0% | 7.391% |  | 7.391% |  | 2009-2012 | 27.79% | 7.02% | 10.03% | 11.32% | 0% | 9.111% | 0% | 7.391% |  | 7.391% |  | 2009-2012 | [11 empty] | 2009-2012 | [11 empty] | 2009-2012 | 27.79% | 7.02% | 10.03% | 11.32% | 0% | 9.111% | 0% | 7.391% |  | 7.391% |  | 2009-2012 | 27.79% | 7.02% | 10.03% | 11.32% | 0% | 9.111% | 0% | 7.391% |  | 7.391%
2012-2015 | -0.1045% | 0.1378% | 0.02783% | 0% | 0% | 5.696% | 0% | 1.179% |  | 1.179% |  | 2012-2015 | -0.1045% | 0.1378% | 0.02783% | 0% | 0% | 5.696% | 0% | 1.179% |  | 1.179% |  | 2012-2015 | -0.1045% | 0.1378% | 0.02783% | 0% | 0% | 5.696% | 0% | 1.179% |  | 1.179% |  | 2012-2015 | [11 empty] | 2012-2015 | [11 empty] | 2012-2015 | -0.1045% | 0.1378% | 0.02783% | 0% | 0% | 5.696% | 0% | 1.179% |  | 1.179% |  | 2012-2015 | -0.1045% | 0.1378% | 0.02783% | 0% | 0% | 5.696% | 0% | 1.179% |  | 1.179%
2015-2018 | 1.55% | 0.2968% | 0.4585% | 6.685% | 0% | 0.001569% | 0% | 0.6388% |  | 0.6388% |  | 2015-2018 | 1.55% | 0.2968% | 0.4585% | 6.685% | 0% | 0.001569% | 0% | 0.6388% |  | 0.6388% |  | 2015-2018 | 1.55% | 0.2968% | 0.4585% | 6.685% | 0% | 0.001569% | 0% | 0.6388% |  | 0.6388% |  | 2015-2018 | [11 empty] | 2015-2018 | [11 empty] | 2015-2018 | 1.55% | 0.2968% | 0.4585% | 6.685% | 0% | 0.001569% | 0% | 0.6388% |  | 0.6388% |  | 2015-2018 | 1.55% | 0.2968% | 0.4585% | 6.685% | 0% | 0.001569% | 0% | 0.6388% |  | 0.6388%
2018-2021 | -9.702% | 12.65% | 26.46% | 6.26% | 0% | 60.97% | 0% | 14.48% |  | 14.48% |  | 2018-2021 | -9.702% | 12.65% | 26.46% | 6.26% | 0% | 60.97% | 0% | 14.48% |  | 14.48% |  | 2018-2021 | -9.702% | 12.65% | 26.46% | 6.26% | 0% | 60.97% | 0% | 14.48% |  | 14.48% |  | 2018-2021 | [11 empty] | 2018-2021 | [11 empty] | 2018-2021 | -9.702% | 12.65% | 26.46% | 6.26% | 0% | 60.97% | 0% | 14.48% |  | 14.48% |  | 2018-2021 | -9.702% | 12.65% | 26.46% | 6.26% | 0% | 60.97% | 0% | 14.48% |  | 14.48%
2021-2024 | 4.136% | 5.618% | -8.381% | 0% | 32.14% | 43.3% | 3.181% | 7.468% |  | 7.468% |  | 2021-2024 | 4.136% | 5.618% | -8.381% | 0% | 32.14% | 43.3% | 3.181% | 7.468% |  | 7.468% |  | 2021-2024 | 4.136% | 5.618% | -8.381% | 0% | 32.14% | 43.3% | 3.181% | 7.468% |  | 7.468% |  | 2021-2024 | [11 empty] | 2021-2024 | [11 empty] | 2021-2024 | 4.136% | 5.618% | -8.381% | 0% | 32.14% | 43.3% | 3.181% | 7.468% |  | 7.468% |  | 2021-2024 | 4.136% | 5.618% | -8.381% | 0% | 32.14% | 43.3% | 3.181% | 7.468% |  | 7.468%
2006-2024 | 29.88% | 29.83% | 32.01% | 36.02% | 32.14% | 81.03% | 3.181% | 30.51% |  | 30.51% |  | 2006-2024 | 29.88% | 29.83% | 32.01% | 36.02% | 32.14% | 81.03% | 3.181% | 30.51% |  | 30.51% |  | 2006-2024 | 29.88% | 29.83% | 32.01% | 36.02% | 32.14% | 81.03% | 3.181% | 30.51% |  | 30.51% |  | 2006-2024 | [11 empty] | 2006-2024 | [11 empty] | 2006-2024 | 29.88% | 29.83% | 32.01% | 36.02% | 32.14% | 81.03% | 3.181% | 30.51% |  | 30.51% |  | 2006-2024 | 29.88% | 29.83% | 32.01% | 36.02% | 32.14% | 81.03% | 3.181% | 30.51% |  | 30.51%
Climate Zone Level Details: | [11 empty] | Climate Zone Level Details: | [11 empty] | Climate Zone Level Details: | [11 empty] | Climate Zone Level Details: | [11 empty] | Climate Zone Level Details: | [11 empty] | Climate Zone Level Details: | [11 empty] | Climate Zone Level Details:
Energy Cost Index ($/sq ft/yr) for IECC-Res 2024 | [10 empty] | Multifamily - Heat Pump | Site Energy Use Intensity (kBtu/sq ft/yr) for IECC-Res 2024 | [10 empty] | Multifamily - Heat Pump | Electric Use Intensity (kBtu/sq ft/yr) for IECC-Res 2024 | [10 empty] | Multifamily - Heat Pump | Gas Use Intensity (kBtu/sq ft/yr) for IECC-Res 2024 | [10 empty] | Multifamily - Heat Pump | Oil Use Intensity (kBtu/sq ft/yr) for IECC-Res 2024 | [10 empty] | Multifamily - Heat Pump | Source Energy Use Index (kBtu/sq ft/yr) for IECC-Res 2024 | [10 empty] | Multifamily - Heat Pump | Carbon Emissions (ton/sq ft/yr) for IECC-Res 2024 | [10 empty] | Multifamily - Heat Pump
Costs: Electricity: $0.1598/kWh ¦ Natural Gas: $1.391/therm ¦ Oil: $4.1392/gal | [9 empty] | Prototype Floor Area (sq ft): | 21600 | [10 empty] | Prototype Floor Area (sq ft): | 21600 | [10 empty] | Prototype Floor Area (sq ft): | 21600 | [10 empty] | Prototype Floor Area (sq ft): | 21600 | [10 empty] | Prototype Floor Area (sq ft): | 21600 | Site-to-Source Factors: Electricity: 2.83 ¦ Natural Gas: 1.1 ¦ Oil: 1.01 | [9 empty] | Prototype Floor Area (sq ft): | 21600 | Conversion [ton/kBtu]: Electricity: 4,881 ¦ Natural Gas: 18,863 ¦ Oil: 13,521 | [9 empty] | Prototype Floor Area (sq ft): | 21600
IECC-Res 2024 | Heat | Cool | Fans_Aux | Lgt_Int | Lgt_Ext | DHW | Appls | Total | PV | Net_Total | Weight | IECC-Res 2024 | Heat | Cool | Fans_Aux | Lgt_Int | Lgt_Ext | DHW | Appls | Total | PV | Net_Total | Weight | IECC-Res 2024 | Heat | Cool | Fans_Aux | Lgt_Int | Lgt_Ext | DHW | Appls | Total | PV | Net_Total | Weight | IECC-Res 2024 | Heat | Cool | Fans_Aux | Lgt_Int | Lgt_Ext | DHW | Appls | Total | PV | Net_Total | Weight | IECC-Res 2024 | Heat | Cool | Fans_Aux | Lgt_Int | Lgt_Ext | DHW | Appls | Total | PV | Net_Total | Weight | IECC-Res 2024 | Heat | Cool | Fans_Aux | Lgt_Int | Lgt_Ext | DHW | Appls | Total | PV | Net_Total | Weight | IECC-Res 2024 | Heat | Cool | Fans_Aux | Lgt_Int | Lgt_Ext | DHW | Appls | Total | PV | Net_Total | Weight
CZ 1AWH | 0.0070772 | 0.27792 | 0.062219 | 0.083889 | 0.0303 | 0.054745 | 0.63035 | 1.1465 | 0 | 1.1465 | 6.709% | CZ 1AWH | 0.15112 | 5.9344 | 1.3285 | 1.7912 | 0.64699 | 1.169 | 13.4596 | 24.4808 | 0 | 24.4808 | 6.709% | CZ 1AWH | 0.15112 | 5.9344 | 1.3285 | 1.7912 | 0.64699 | 1.169 | 13.4596 | 24.4808 | 0 | 24.4808 | 6.709% | CZ 1AWH | 0 | 0 | 0 | 0 | 0 | 0 | 0 | 0 |  |  | 6.709% | CZ 1AWH | 0 | 0 | 0 | 0 | 0 | 0 | 0 | 0 |  |  | 6.709% | CZ 1AWH | 0.42766 | 16.7943 | 3.7597 | 5.0692 | 1.831 | 3.3081 | 38.0908 | 69.2808 | 0 | 69.2808 | 6.709% | CZ 1AWH | 3.0957e-05 | 0.0012157 | 0.00027216 | 0.00036695 | 0.00013254 | 0.00023947 | 0.0027573 | 0.0050151 | 0 | 0.0050151 | 6.709%
CZ 1AWHT | 0.00020434 | 0.28384 | 0.062967 | 0.083592 | 0.029984 | 0.053356 | 0.62827 | 1.1422 | 0 | 1.1422 | 0.1621% | CZ 1AWHT | 0.0043632 | 6.0606 | 1.3445 | 1.7849 | 0.64024 | 1.1393 | 13.4152 | 24.3892 | 0 | 24.3892 | 0.1621% | CZ 1AWHT | 0.0043632 | 6.0606 | 1.3445 | 1.7849 | 0.64024 | 1.1393 | 13.4152 | 24.3892 | 0 | 24.3892 | 0.1621% | CZ 1AWHT | 0 | 0 | 0 | 0 | 0 | 0 | 0 | 0 |  |  | 0.1621% | CZ 1AWHT | 0 | 0 | 0 | 0 | 0 | 0 | 0 | 0 |  |  | 0.1621% | CZ 1AWHT | 0.012348 | 17.1516 | 3.8049 | 5.0513 | 1.8119 | 3.2242 | 37.9651 | 69.0213 | 0 | 69.0213 | 0.1621% | CZ 1AWHT | 8.9383e-07 | 0.0012416 | 0.00027543 | 0.00036565 | 0.00013116 | 0.00023339 | 0.0027482 | 0.0049963 | 0 | 0.0049963 | 0.1621%
CZ 2AWH | 0.047532 | 0.22468 | 0.057499 | 0.083848 | 0.030257 | 0.061524 | 0.63007 | 1.1354 | 0 | 1.1354 | 28.89% | CZ 2AWH | 1.0149 | 4.7975 | 1.2277 | 1.7904 | 0.64606 | 1.3137 | 13.4535 | 24.2438 | 0 | 24.2438 | 28.89% | CZ 2AWH | 1.0149 | 4.7975 | 1.2277 | 1.7904 | 0.64606 | 1.3137 | 13.4535 | 24.2438 | 0 | 24.2438 | 28.89% | CZ 2AWH | 0 | 0 | 0 | 0 | 0 | 0 | 0 | 0 |  |  | 28.89% | CZ 2AWH | 0 | 0 | 0 | 0 | 0 | 0 | 0 | 0 |  |  | 28.89% | CZ 2AWH | 2.8722 | 13.577 | 3.4745 | 5.0667 | 1.8284 | 3.7178 | 38.0734 | 68.61 | 0 | 68.61 | 28.89% | CZ 2AWH | 0.00020791 | 0.0009828 | 0.00025151 | 0.00036677 | 0.00013235 | 0.00026912 | 0.002756 | 0.0049665 | 0 | 0.0049665 | 28.89%
CZ 2B | 0.066365 | 0.20149 | 0.057871 | 0.083882 | 0.030293 | 0.068112 | 0.6303 | 1.1383 | 0 | 1.1383 | 0.9522% | CZ 2B | 1.4171 | 4.3023 | 1.2357 | 1.7911 | 0.64684 | 1.4544 | 13.4586 | 24.3059 | 0 | 24.3059 | 0.9522% | CZ 2B | 1.4171 | 4.3023 | 1.2357 | 1.7911 | 0.64684 | 1.4544 | 13.4586 | 24.3059 | 0 | 24.3059 | 0.9522% | CZ 2B | 0 | 0 | 0 | 0 | 0 | 0 | 0 | 0 |  |  | 0.9522% | CZ 2B | 0 | 0 | 0 | 0 | 0 | 0 | 0 | 0 |  |  | 0.9522% | CZ 2B | 4.0103 | 12.1754 | 3.497 | 5.0688 | 1.8305 | 4.1159 | 38.0878 | 68.7858 | 0 | 68.7858 | 0.9522% | CZ 2B | 0.0002903 | 0.00088135 | 0.00025314 | 0.00036692 | 0.00013251 | 0.00029794 | 0.0027571 | 0.0049792 | 0 | 0.0049792 | 0.9522%
CZ 3A | 0.15798 | 0.12202 | 0.052342 | 0.083237 | 0.029605 | 0.075462 | 0.62578 | 1.1464 | 0 | 1.1464 | 24.63% | CZ 3A | 3.3734 | 2.6055 | 1.1176 | 1.7773 | 0.63214 | 1.6113 | 13.362 | 24.4793 | 0 | 24.4793 | 24.63% | CZ 3A | 3.3734 | 2.6055 | 1.1176 | 1.7773 | 0.63214 | 1.6113 | 13.362 | 24.4793 | 0 | 24.4793 | 24.63% | CZ 3A | 0 | 0 | 0 | 0 | 0 | 0 | 0 | 0 |  |  | 24.63% | CZ 3A | 0 | 0 | 0 | 0 | 0 | 0 | 0 | 0 |  |  | 24.63% | CZ 3A | 9.5466 | 7.3737 | 3.1629 | 5.0298 | 1.7889 | 4.56 | 37.8144 | 69.2763 | 0 | 69.2763 | 24.63% | CZ 3A | 0.00069106 | 0.00053376 | 0.00022896 | 0.00036409 | 0.0001295 | 0.00033009 | 0.0027373 | 0.0050147 | 0 | 0.0050147 | 24.63%
CZ 3AWH | 0.11878 | 0.14322 | 0.051139 | 0.083594 | 0.029986 | 0.071675 | 0.62829 | 1.1267 | 0 | 1.1267 | 4.251% | CZ 3AWH | 2.5362 | 3.0582 | 1.0919 | 1.785 | 0.64029 | 1.5304 | 13.4156 | 24.0576 | 0 | 24.0576 | 4.251% | CZ 3AWH | 2.5362 | 3.0582 | 1.0919 | 1.785 | 0.64029 | 1.5304 | 13.4156 | 24.0576 | 0 | 24.0576 | 4.251% | CZ 3AWH | 0 | 0 | 0 | 0 | 0 | 0 | 0 | 0 |  |  | 4.251% | CZ 3AWH | 0 | 0 | 0 | 0 | 0 | 0 | 0 | 0 |  |  | 4.251% | CZ 3AWH | 7.1775 | 8.6548 | 3.0902 | 5.0514 | 1.812 | 4.3312 | 37.966 | 68.0831 | 0 | 68.0831 | 4.251% | CZ 3AWH | 0.00051956 | 0.0006265 | 0.00022369 | 0.00036566 | 0.00013117 | 0.00031352 | 0.0027483 | 0.0049284 | 0 | 0.0049284 | 4.251%
CZ 3B | 0.11471 | 0.12762 | 0.051256 | 0.08339 | 0.029768 | 0.076637 | 0.62685 | 1.1102 | 0 | 1.1102 | 4% | CZ 3B | 2.4493 | 2.725 | 1.0945 | 1.7806 | 0.63563 | 1.6364 | 13.3849 | 23.7062 | 0 | 23.7062 | 4% | CZ 3B | 2.4493 | 2.725 | 1.0945 | 1.7806 | 0.63563 | 1.6364 | 13.3849 | 23.7062 | 0 | 23.7062 | 4% | CZ 3B | 0 | 0 | 0 | 0 | 0 | 0 | 0 | 0 |  |  | 4% | CZ 3B | 0 | 0 | 0 | 0 | 0 | 0 | 0 | 0 |  |  | 4% | CZ 3B | 6.9314 | 7.7118 | 3.0973 | 5.0391 | 1.7988 | 4.631 | 37.8793 | 67.0887 | 0 | 67.0887 | 4% | CZ 3B | 0.00050175 | 0.00055824 | 0.00022421 | 0.00036477 | 0.00013021 | 0.00033523 | 0.002742 | 0.0048564 | 0 | 0.0048564 | 4%
CZ 3C | 0.050099 | 0.051618 | 0.032098 | 0.083302 | 0.029674 | 0.075432 | 0.62624 | 0.94846 | 0 | 0.94846 | 1.454% | CZ 3C | 1.0698 | 1.1022 | 0.68537 | 1.7787 | 0.63362 | 1.6107 | 13.3717 | 20.2521 | 0 | 20.2521 | 1.454% | CZ 3C | 1.0698 | 1.1022 | 0.68537 | 1.7787 | 0.63362 | 1.6107 | 13.3717 | 20.2521 | 0 | 20.2521 | 1.454% | CZ 3C | 0 | 0 | 0 | 0 | 0 | 0 | 0 | 0 |  |  | 1.454% | CZ 3C | 0 | 0 | 0 | 0 | 0 | 0 | 0 | 0 |  |  | 1.454% | CZ 3C | 3.0274 | 3.1192 | 1.9396 | 5.0337 | 1.7932 | 4.5582 | 37.842 | 57.3133 | 0 | 57.3133 | 1.454% | CZ 3C | 0.00021915 | 0.00022579 | 0.0001404 | 0.00036438 | 0.0001298 | 0.00032996 | 0.0027393 | 0.0041488 | 0 | 0.0041488 | 1.454%
CZ 4A | 0.26457 | 0.087972 | 0.057279 | 0.080776 | 0.026979 | 0.050429 | 0.60852 | 1.1765 | 0 | 1.1765 | 19% | CZ 4A | 5.6493 | 1.8784 | 1.223 | 1.7248 | 0.57607 | 1.0768 | 12.9934 | 25.1218 | 0 | 25.1218 | 19% | CZ 4A | 5.6493 | 1.8784 | 1.223 | 1.7248 | 0.57607 | 1.0768 | 12.9934 | 25.1218 | 0 | 25.1218 | 19% | CZ 4A | 0 | 0 | 0 | 0 | 0 | 0 | 0 | 0 |  |  | 19% | CZ 4A | 0 | 0 | 0 | 0 | 0 | 0 | 0 | 0 |  |  | 19% | CZ 4A | 15.9876 | 5.316 | 3.4612 | 4.8811 | 1.6303 | 3.0473 | 36.7713 | 71.0947 | 0 | 71.0947 | 19% | CZ 4A | 0.0011573 | 0.00038481 | 0.00025055 | 0.00035333 | 0.00011801 | 0.00022059 | 0.0026618 | 0.0051464 | 0 | 0.0051464 | 19%
CZ 4B | 0.18739 | 0.098477 | 0.056496 | 0.083757 | 0.03016 | 0.057797 | 0.62943 | 1.1435 | 0 | 1.1435 | 0.1362% | CZ 4B | 4.0014 | 2.1027 | 1.2063 | 1.7884 | 0.64399 | 1.2341 | 13.4399 | 24.4169 | 0 | 24.4169 | 0.1362% | CZ 4B | 4.0014 | 2.1027 | 1.2063 | 1.7884 | 0.64399 | 1.2341 | 13.4399 | 24.4169 | 0 | 24.4169 | 0.1362% | CZ 4B | 0 | 0 | 0 | 0 | 0 | 0 | 0 | 0 |  |  | 0.1362% | CZ 4B | 0 | 0 | 0 | 0 | 0 | 0 | 0 | 0 |  |  | 0.1362% | CZ 4B | 11.3238 | 5.9508 | 3.4139 | 5.0613 | 1.8225 | 3.4925 | 38.035 | 69.0998 | 0 | 69.0998 | 0.1362% | CZ 4B | 0.0008197 | 0.00043076 | 0.00024713 | 0.00036637 | 0.00013193 | 0.00025282 | 0.0027533 | 0.005002 | 0 | 0.005002 | 0.1362%
CZ 4C | 0.16141 | 0.053878 | 0.10659 | 0.083591 | 0.029982 | 0.057286 | 0.62826 | 1.121 | 0 | 1.121 | 2.374% | CZ 4C | 3.4466 | 1.1504 | 2.2759 | 1.7849 | 0.6402 | 1.2232 | 13.415 | 23.9362 | 0 | 23.9362 | 2.374% | CZ 4C | 3.4466 | 1.1504 | 2.2759 | 1.7849 | 0.6402 | 1.2232 | 13.415 | 23.9362 | 0 | 23.9362 | 2.374% | CZ 4C | 0 | 0 | 0 | 0 | 0 | 0 | 0 | 0 |  |  | 2.374% | CZ 4C | 0 | 0 | 0 | 0 | 0 | 0 | 0 | 0 |  |  | 2.374% | CZ 4C | 9.7539 | 3.2557 | 6.4409 | 5.0512 | 1.8118 | 3.4617 | 37.9645 | 67.7396 | 0 | 67.7396 | 2.374% | CZ 4C | 0.00070606 | 0.00023567 | 0.00046624 | 0.00036564 | 0.00013115 | 0.00025058 | 0.0027482 | 0.0049035 | 0 | 0.0049035 | 2.374%
CZ 5A | 0.25009 | 0.064218 | 0.12018 | 0.079582 | 0.025705 | 0.053342 | 0.61971 | 1.2128 | 0 | 1.2128 | 3.092% | CZ 5A | 5.34 | 1.3712 | 2.5661 | 1.6993 | 0.54887 | 1.139 | 13.2323 | 25.8968 | 0 | 25.8968 | 3.092% | CZ 5A | 5.34 | 1.3712 | 2.5661 | 1.6993 | 0.54887 | 1.139 | 13.2323 | 25.8968 | 0 | 25.8968 | 3.092% | CZ 5A | 0 | 0 | 0 | 0 | 0 | 0 | 0 | 0 |  |  | 3.092% | CZ 5A | 0 | 0 | 0 | 0 | 0 | 0 | 0 | 0 |  |  | 3.092% | CZ 5A | 15.1123 | 3.8805 | 7.262 | 4.8089 | 1.5533 | 3.2233 | 37.4475 | 73.2879 | 0 | 73.2879 | 3.092% | CZ 5A | 0.0010939 | 0.0002809 | 0.00052568 | 0.00034811 | 0.00011244 | 0.00023333 | 0.0027107 | 0.0053051 | 0 | 0.0053051 | 3.092%
CZ 5B | 0.2249 | 0.084363 | 0.12546 | 0.082269 | 0.028572 | 0.060336 | 0.64073 | 1.2466 | 0 | 1.2466 | 2.421% | CZ 5B | 4.8021 | 1.8014 | 2.6789 | 1.7566 | 0.61008 | 1.2883 | 13.6813 | 26.6188 | 0 | 26.6188 | 2.421% | CZ 5B | 4.8021 | 1.8014 | 2.6789 | 1.7566 | 0.61008 | 1.2883 | 13.6813 | 26.6188 | 0 | 26.6188 | 2.421% | CZ 5B | 0 | 0 | 0 | 0 | 0 | 0 | 0 | 0 |  |  | 2.421% | CZ 5B | 0 | 0 | 0 | 0 | 0 | 0 | 0 | 0 |  |  | 2.421% | CZ 5B | 13.59 | 5.0979 | 7.5812 | 4.9713 | 1.7265 | 3.646 | 38.7182 | 75.3311 | 0 | 75.3311 | 2.421% | CZ 5B | 0.00098375 | 0.00036902 | 0.00054879 | 0.00035986 | 0.00012498 | 0.00026392 | 0.0028027 | 0.005453 | 0 | 0.005453 | 2.421%
CZ 5C | 0.19962 | 0.042659 | 0.10579 | 0.083592 | 0.029984 | 0.0602 | 0.65109 | 1.1729 | 0 | 1.1729 | 0.03148% | CZ 5C | 4.2625 | 0.91088 | 2.2588 | 1.7849 | 0.64024 | 1.2854 | 13.9025 | 25.0453 | 0 | 25.0453 | 0.03148% | CZ 5C | 4.2625 | 0.91088 | 2.2588 | 1.7849 | 0.64024 | 1.2854 | 13.9025 | 25.0453 | 0 | 25.0453 | 0.03148% | CZ 5C | 0 | 0 | 0 | 0 | 0 | 0 | 0 | 0 |  |  | 0.03148% | CZ 5C | 0 | 0 | 0 | 0 | 0 | 0 | 0 | 0 |  |  | 0.03148% | CZ 5C | 12.0629 | 2.5778 | 6.3925 | 5.0513 | 1.8119 | 3.6378 | 39.3441 | 70.8781 | 0 | 70.8781 | 0.03148% | CZ 5C | 0.0008732 | 0.0001866 | 0.00046273 | 0.00036565 | 0.00013116 | 0.00026333 | 0.002848 | 0.0051307 | 0 | 0.0051307 | 0.03148%
CZ 6A | 0.42518 | 0.061631 | 0.1362 | 0.080307 | 0.026479 | 0.093114 | 0.62538 | 1.4483 | 0 | 1.4483 | 1.487% | CZ 6A | 9.0786 | 1.316 | 2.9082 | 1.7148 | 0.5654 | 1.9882 | 13.3536 | 30.9247 | 0 | 30.9247 | 1.487% | CZ 6A | 9.0786 | 1.316 | 2.9082 | 1.7148 | 0.5654 | 1.9882 | 13.3536 | 30.9247 | 0 | 30.9247 | 1.487% | CZ 6A | 0 | 0 | 0 | 0 | 0 | 0 | 0 | 0 |  |  | 1.487% | CZ 6A | 0 | 0 | 0 | 0 | 0 | 0 | 0 | 0 |  |  | 1.487% | CZ 6A | 25.6924 | 3.7243 | 8.2302 | 4.8528 | 1.6001 | 5.6267 | 37.7906 | 87.517 | 0 | 87.517 | 1.487% | CZ 6A | 0.0018598 | 0.00026959 | 0.00059576 | 0.00035128 | 0.00011583 | 0.0004073 | 0.0027356 | 0.0063351 | 0 | 0.0063351 | 1.487%
CZ 6B | 0.3587 | 0.050083 | 0.13179 | 0.081582 | 0.027839 | 0.099786 | 0.63536 | 1.3851 | 0 | 1.3851 | 0.2602% | CZ 6B | 7.6591 | 1.0694 | 2.814 | 1.742 | 0.59444 | 2.1307 | 13.5666 | 29.5763 | 0 | 29.5763 | 0.2602% | CZ 6B | 7.6591 | 1.0694 | 2.814 | 1.742 | 0.59444 | 2.1307 | 13.5666 | 29.5763 | 0 | 29.5763 | 0.2602% | CZ 6B | 0 | 0 | 0 | 0 | 0 | 0 | 0 | 0 |  |  | 0.2602% | CZ 6B | 0 | 0 | 0 | 0 | 0 | 0 | 0 | 0 |  |  | 0.2602% | CZ 6B | 21.6753 | 3.0264 | 7.9637 | 4.9298 | 1.6823 | 6.0298 | 38.3936 | 83.7008 | 0 | 83.7008 | 0.2602% | CZ 6B | 0.001569 | 0.00021907 | 0.00057647 | 0.00035686 | 0.00012178 | 0.00043648 | 0.0027792 | 0.0060589 | 0 | 0.0060589 | 0.2602%
CZ 7 | 0.54602 | 0.047268 | 0.14757 | 0.081136 | 0.027363 | 0.10496 | 0.63187 | 1.5862 | 0 | 1.5862 | 0.1541% | CZ 7 | 11.659 | 1.0093 | 3.151 | 1.7325 | 0.58427 | 2.2413 | 13.492 | 33.8693 | 0 | 33.8693 | 0.1541% | CZ 7 | 11.659 | 1.0093 | 3.151 | 1.7325 | 0.58427 | 2.2413 | 13.492 | 33.8693 | 0 | 33.8693 | 0.1541% | CZ 7 | 0 | 0 | 0 | 0 | 0 | 0 | 0 | 0 |  |  | 0.1541% | CZ 7 | 0 | 0 | 0 | 0 | 0 | 0 | 0 | 0 |  |  | 0.1541% | CZ 7 | 32.995 | 2.8563 | 8.9173 | 4.9029 | 1.6535 | 6.3428 | 38.1825 | 95.8502 | 0 | 95.8502 | 0.1541% | CZ 7 | 0.0023884 | 0.00020676 | 0.0006455 | 0.00035491 | 0.00011969 | 0.00045914 | 0.0027639 | 0.0069384 | 0 | 0.0069384 | 0.1541%
CZ 8 | 0.8208 | 0.030251 | 0.18459 | 0.083592 | 0.029984 | 0.12789 | 0.65109 | 1.9282 | 0 | 1.9282 | 0.001107% | CZ 8 | 17.5262 | 0.64593 | 3.9414 | 1.7849 | 0.64024 | 2.7308 | 13.9025 | 41.172 | 0 | 41.172 | 0.001107% | CZ 8 | 17.5262 | 0.64593 | 3.9414 | 1.7849 | 0.64024 | 2.7308 | 13.9025 | 41.172 | 0 | 41.172 | 0.001107% | CZ 8 | 0 | 0 | 0 | 0 | 0 | 0 | 0 | 0 |  |  | 0.001107% | CZ 8 | 0 | 0 | 0 | 0 | 0 | 0 | 0 | 0 |  |  | 0.001107% | CZ 8 | 49.599 | 1.828 | 11.1542 | 5.0513 | 1.8119 | 7.7282 | 39.3441 | 116.5167 | 0 | 116.5167 | 0.001107% | CZ 8 | 0.0035903 | 0.00013232 | 0.00080742 | 0.00036565 | 0.00013116 | 0.00055943 | 0.002848 | 0.0084344 | 0 | 0.0084344 | 0.001107%
US Weighted | 0.14403 | 0.14881 | 0.062305 | 0.082774 | 0.029111 | 0.063718 | 0.62418 | 1.1549 | 0 | 1.1549 | 100% | US Weighted | 3.0755 | 3.1775 | 1.3304 | 1.7674 | 0.62158 | 1.3606 | 13.3278 | 24.6607 | 0 | 24.6607 | 100% | US Weighted | 3.0755 | 3.1775 | 1.3304 | 1.7674 | 0.62158 | 1.3606 | 13.3278 | 24.6607 | 0 | 24.6607 | 100% | US Weighted | 0 | 0 | 0 | 0 | 0 | 0 | 0 | 0 |  |  | 100% | US Weighted | 0 | 0 | 0 | 0 | 0 | 0 | 0 | 0 |  |  | 100% | US Weighted | 8.7036 | 8.9922 | 3.7649 | 5.0018 | 1.7591 | 3.8504 | 37.7178 | 69.7898 | 0 | 69.7898 | 100% | US Weighted | 0.00063003 | 0.00065092 | 0.00027253 | 0.00036207 | 0.00012734 | 0.00027872 | 0.0027303 | 0.0050519 | 0 | 0.0050519 | 100%
Energy Cost Index ($/sq ft/yr) for IECC-Res 2021 | [10 empty] | Multifamily - Heat Pump | Site Energy Use Intensity (kBtu/sq ft/yr) for IECC-Res 2021 | [10 empty] | Multifamily - Heat Pump | Electric Use Intensity (kBtu/sq ft/yr) for IECC-Res 2021 | [10 empty] | Multifamily - Heat Pump | Gas Use Intensity (kBtu/sq ft/yr) for IECC-Res 2021 | [10 empty] | Multifamily - Heat Pump | Oil Use Intensity (kBtu/sq ft/yr) for IECC-Res 2021 | [10 empty] | Multifamily - Heat Pump | Source Energy Use Index (kBtu/sq ft/yr) for IECC-Res 2021 | [10 empty] | Multifamily - Heat Pump | Carbon Emissions (ton/sq ft/yr) for IECC-Res 2021 | [10 empty] | Multifamily - Heat Pump
Costs: Electricity: $0.1598/kWh ¦ Natural Gas: $1.391/therm ¦ Oil: $4.1392/gal | [9 empty] | Prototype Floor Area (sq ft): | 21600 | [10 empty] | Prototype Floor Area (sq ft): | 21600 | [10 empty] | Prototype Floor Area (sq ft): | 21600 | [10 empty] | Prototype Floor Area (sq ft): | 21600 | [10 empty] | Prototype Floor Area (sq ft): | 21600 | Site-to-Source Factors: Electricity: 2.83 ¦ Natural Gas: 1.1 ¦ Oil: 1.01 | [9 empty] | Prototype Floor Area (sq ft): | 21600 | Conversion [ton/kBtu]: Electricity: 4,881 ¦ Natural Gas: 18,863 ¦ Oil: 13,521 | [9 empty] | Prototype Floor Area (sq ft): | 21600
IECC-Res 2021 | Heat | Cool | Fans_Aux | Lgt_Int | Lgt_Ext | DHW | Appls | Total | PV | Net_Total | Weight | IECC-Res 2021 | Heat | Cool | Fans_Aux | Lgt_Int | Lgt_Ext | DHW | Appls | Total | PV | Net_Total | Weight | IECC-Res 2021 | Heat | Cool | Fans_Aux | Lgt_Int | Lgt_Ext | DHW | Appls | Total | PV | Net_Total | Weight | IECC-Res 2021 | Heat | Cool | Fans_Aux | Lgt_Int | Lgt_Ext | DHW | Appls | Total | PV | Net_Total | Weight | IECC-Res 2021 | Heat | Cool | Fans_Aux | Lgt_Int | Lgt_Ext | DHW | Appls | Total | PV | Net_Total | Weight | IECC-Res 2021 | Heat | Cool | Fans_Aux | Lgt_Int | Lgt_Ext | DHW | Appls | Total | PV | Net_Total | Weight | IECC-Res 2021 | Heat | Cool | Fans_Aux | Lgt_Int | Lgt_Ext | DHW | Appls | Total | PV | Net_Total | Weight
CZ 1AWH | 0.0063193 | 0.29909 | 0.065418 | 0.083889 | 0.044652 | 0.085655 | 0.65341 | 1.2384 | 0 | 1.2384 | 6.709% | CZ 1AWH | 0.13493 | 6.3864 | 1.3968 | 1.7912 | 0.95343 | 1.829 | 13.9521 | 26.4438 | 0 | 26.4438 | 6.709% | CZ 1AWH | 0.13493 | 6.3864 | 1.3968 | 1.7912 | 0.95343 | 1.829 | 13.9521 | 26.4438 | 0 | 26.4438 | 6.709% | CZ 1AWH | 0 | 0 | 0 | 0 | 0 | 0 | 0 | 0 |  |  | 6.709% | CZ 1AWH | 0 | 0 | 0 | 0 | 0 | 0 | 0 | 0 |  |  | 6.709% | CZ 1AWH | 0.38186 | 18.0734 | 3.9531 | 5.0692 | 2.6982 | 5.176 | 39.4843 | 74.8361 | 0 | 74.8361 | 6.709% | CZ 1AWH | 2.7642e-05 | 0.0013083 | 0.00028615 | 0.00036695 | 0.00019532 | 0.00037467 | 0.0028582 | 0.0054172 | 0 | 0.0054172 | 6.709%
CZ 1AWHT | 9.4648e-05 | 0.3061 | 0.066446 | 0.083592 | 0.044186 | 0.083537 | 0.65109 | 1.2351 | 0 | 1.2351 | 0.1621% | CZ 1AWHT | 0.002021 | 6.5361 | 1.4188 | 1.7849 | 0.94348 | 1.7837 | 13.9025 | 26.3715 | 0 | 26.3715 | 0.1621% | CZ 1AWHT | 0.002021 | 6.5361 | 1.4188 | 1.7849 | 0.94348 | 1.7837 | 13.9025 | 26.3715 | 0 | 26.3715 | 0.1621% | CZ 1AWHT | 0 | 0 | 0 | 0 | 0 | 0 | 0 | 0 |  |  | 0.1621% | CZ 1AWHT | 0 | 0 | 0 | 0 | 0 | 0 | 0 | 0 |  |  | 0.1621% | CZ 1AWHT | 0.0057194 | 18.4971 | 4.0152 | 5.0513 | 2.67 | 5.0479 | 39.3441 | 74.6313 | 0 | 74.6313 | 0.1621% | CZ 1AWHT | 4.1401e-07 | 0.001339 | 0.00029065 | 0.00036565 | 0.00019328 | 0.00036541 | 0.002848 | 0.0054024 | 0 | 0.0054024 | 0.1621%
CZ 2AWH | 0.044668 | 0.24057 | 0.059634 | 0.083848 | 0.044588 | 0.096024 | 0.65309 | 1.2224 | 0 | 1.2224 | 28.89% | CZ 2AWH | 0.95377 | 5.1368 | 1.2733 | 1.7904 | 0.95206 | 2.0504 | 13.9452 | 26.1019 | 0 | 26.1019 | 28.89% | CZ 2AWH | 0.95377 | 5.1368 | 1.2733 | 1.7904 | 0.95206 | 2.0504 | 13.9452 | 26.1019 | 0 | 26.1019 | 28.89% | CZ 2AWH | 0 | 0 | 0 | 0 | 0 | 0 | 0 | 0 |  |  | 28.89% | CZ 2AWH | 0 | 0 | 0 | 0 | 0 | 0 | 0 | 0 |  |  | 28.89% | CZ 2AWH | 2.6992 | 14.537 | 3.6035 | 5.0667 | 2.6943 | 5.8025 | 39.465 | 73.8684 | 0 | 73.8684 | 28.89% | CZ 2AWH | 0.00019539 | 0.0010523 | 0.00026085 | 0.00036677 | 0.00019504 | 0.00042003 | 0.0028568 | 0.0053471 | 0 | 0.0053471 | 28.89%
CZ 2B | 0.061431 | 0.21428 | 0.059367 | 0.083882 | 0.044641 | 0.10695 | 0.65336 | 1.2239 | 0 | 1.2239 | 0.9522% | CZ 2B | 1.3117 | 4.5754 | 1.2676 | 1.7911 | 0.9532 | 2.2837 | 13.9509 | 26.1337 | 0 | 26.1337 | 0.9522% | CZ 2B | 1.3117 | 4.5754 | 1.2676 | 1.7911 | 0.9532 | 2.2837 | 13.9509 | 26.1337 | 0 | 26.1337 | 0.9522% | CZ 2B | 0 | 0 | 0 | 0 | 0 | 0 | 0 | 0 |  |  | 0.9522% | CZ 2B | 0 | 0 | 0 | 0 | 0 | 0 | 0 | 0 |  |  | 0.9522% | CZ 2B | 3.7121 | 12.9483 | 3.5874 | 5.0688 | 2.6976 | 6.463 | 39.4811 | 73.9582 | 0 | 73.9582 | 0.9522% | CZ 2B | 0.00026871 | 0.0009373 | 0.00025968 | 0.00036692 | 0.00019527 | 0.00046784 | 0.0028579 | 0.0053537 | 0 | 0.0053537 | 0.9522%
CZ 3A | 0.14544 | 0.13188 | 0.052361 | 0.083237 | 0.043627 | 0.11725 | 0.64831 | 1.2221 | 0 | 1.2221 | 24.63% | CZ 3A | 3.1055 | 2.816 | 1.118 | 1.7773 | 0.93154 | 2.5036 | 13.8431 | 26.095 | 0 | 26.095 | 24.63% | CZ 3A | 3.1055 | 2.816 | 1.118 | 1.7773 | 0.93154 | 2.5036 | 13.8431 | 26.095 | 0 | 26.095 | 24.63% | CZ 3A | 0 | 0 | 0 | 0 | 0 | 0 | 0 | 0 |  |  | 24.63% | CZ 3A | 0 | 0 | 0 | 0 | 0 | 0 | 0 | 0 |  |  | 24.63% | CZ 3A | 8.7885 | 7.9692 | 3.164 | 5.0298 | 2.6363 | 7.0853 | 39.176 | 73.8489 | 0 | 73.8489 | 24.63% | CZ 3A | 0.00063618 | 0.00057687 | 0.00022904 | 0.00036409 | 0.00019083 | 0.00051288 | 0.0028359 | 0.0053457 | 0 | 0.0053457 | 24.63%
CZ 3AWH | 0.10846 | 0.15391 | 0.051572 | 0.083594 | 0.044189 | 0.11148 | 0.65111 | 1.2043 | 0 | 1.2043 | 4.251% | CZ 3AWH | 2.3159 | 3.2864 | 1.1012 | 1.785 | 0.94355 | 2.3804 | 13.9029 | 25.7153 | 0 | 25.7153 | 4.251% | CZ 3AWH | 2.3159 | 3.2864 | 1.1012 | 1.785 | 0.94355 | 2.3804 | 13.9029 | 25.7153 | 0 | 25.7153 | 4.251% | CZ 3AWH | 0 | 0 | 0 | 0 | 0 | 0 | 0 | 0 |  |  | 4.251% | CZ 3AWH | 0 | 0 | 0 | 0 | 0 | 0 | 0 | 0 |  |  | 4.251% | CZ 3AWH | 6.5539 | 9.3006 | 3.1164 | 5.0514 | 2.6703 | 6.7365 | 39.3452 | 72.7742 | 0 | 72.7742 | 4.251% | CZ 3AWH | 0.00047442 | 0.00067325 | 0.00022559 | 0.00036566 | 0.00019329 | 0.00048764 | 0.0028481 | 0.0052679 | 0 | 0.0052679 | 4.251%
CZ 3B | 0.10417 | 0.13717 | 0.051676 | 0.08339 | 0.043867 | 0.1195 | 0.64951 | 1.1893 | 0 | 1.1893 | 4% | CZ 3B | 2.2242 | 2.9289 | 1.1034 | 1.7806 | 0.93668 | 2.5517 | 13.8687 | 25.3942 | 0 | 25.3942 | 4% | CZ 3B | 2.2242 | 2.9289 | 1.1034 | 1.7806 | 0.93668 | 2.5517 | 13.8687 | 25.3942 | 0 | 25.3942 | 4% | CZ 3B | 0 | 0 | 0 | 0 | 0 | 0 | 0 | 0 |  |  | 4% | CZ 3B | 0 | 0 | 0 | 0 | 0 | 0 | 0 | 0 |  |  | 4% | CZ 3B | 6.2945 | 8.2889 | 3.1226 | 5.0391 | 2.6508 | 7.2213 | 39.2484 | 71.8656 | 0 | 71.8656 | 4% | CZ 3B | 0.00045564 | 0.00060001 | 0.00022604 | 0.00036477 | 0.00019189 | 0.00052273 | 0.0028411 | 0.0052022 | 0 | 0.0052022 | 4%
CZ 3C | 0.041607 | 0.061188 | 0.032805 | 0.083302 | 0.043729 | 0.11684 | 0.64882 | 1.0283 | 0 | 1.0283 | 1.454% | CZ 3C | 0.88842 | 1.3065 | 0.70047 | 1.7787 | 0.93373 | 2.4948 | 13.854 | 21.9566 | 0 | 21.9566 | 1.454% | CZ 3C | 0.88842 | 1.3065 | 0.70047 | 1.7787 | 0.93373 | 2.4948 | 13.854 | 21.9566 | 0 | 21.9566 | 1.454% | CZ 3C | 0 | 0 | 0 | 0 | 0 | 0 | 0 | 0 |  |  | 1.454% | CZ 3C | 0 | 0 | 0 | 0 | 0 | 0 | 0 | 0 |  |  | 1.454% | CZ 3C | 2.5142 | 3.6975 | 1.9823 | 5.0337 | 2.6425 | 7.0602 | 39.2068 | 62.1372 | 0 | 62.1372 | 1.454% | CZ 3C | 0.000182 | 0.00026765 | 0.0001435 | 0.00036438 | 0.00019128 | 0.00051107 | 0.0028381 | 0.004498 | 0 | 0.004498 | 1.454%
CZ 4A | 0.25852 | 0.091612 | 0.05715 | 0.080776 | 0.039757 | 0.12225 | 0.62905 | 1.2791 | 0 | 1.2791 | 19% | CZ 4A | 5.5201 | 1.9562 | 1.2203 | 1.7248 | 0.84891 | 2.6104 | 13.4318 | 27.3125 | 0 | 27.3125 | 19% | CZ 4A | 5.5201 | 1.9562 | 1.2203 | 1.7248 | 0.84891 | 2.6104 | 13.4318 | 27.3125 | 0 | 27.3125 | 19% | CZ 4A | 0 | 0 | 0 | 0 | 0 | 0 | 0 | 0 |  |  | 19% | CZ 4A | 0 | 0 | 0 | 0 | 0 | 0 | 0 | 0 |  |  | 19% | CZ 4A | 15.6219 | 5.5359 | 3.4534 | 4.8811 | 2.4024 | 7.3874 | 38.0121 | 77.2943 | 0 | 77.2943 | 19% | CZ 4A | 0.0011308 | 0.00040073 | 0.00024999 | 0.00035333 | 0.00017391 | 0.00053476 | 0.0027516 | 0.0055951 | 0 | 0.0055951 | 19%
CZ 4B | 0.1818 | 0.10231 | 0.056594 | 0.083757 | 0.044445 | 0.14084 | 0.65238 | 1.2621 | 0 | 1.2621 | 0.1362% | CZ 4B | 3.8818 | 2.1845 | 1.2084 | 1.7884 | 0.94902 | 3.0073 | 13.9301 | 26.9495 | 0 | 26.9495 | 0.1362% | CZ 4B | 3.8818 | 2.1845 | 1.2084 | 1.7884 | 0.94902 | 3.0073 | 13.9301 | 26.9495 | 0 | 26.9495 | 0.1362% | CZ 4B | 0 | 0 | 0 | 0 | 0 | 0 | 0 | 0 |  |  | 0.1362% | CZ 4B | 0 | 0 | 0 | 0 | 0 | 0 | 0 | 0 |  |  | 0.1362% | CZ 4B | 10.9855 | 6.1821 | 3.4199 | 5.0613 | 2.6857 | 8.5106 | 39.4221 | 76.2672 | 0 | 76.2672 | 0.1362% | CZ 4B | 0.00079521 | 0.00044751 | 0.00024756 | 0.00036637 | 0.00019441 | 0.00061606 | 0.0028537 | 0.0055208 | 0 | 0.0055208 | 0.1362%
CZ 4C | 0.22856 | 0.03877 | 0.0434 | 0.083591 | 0.044183 | 0.13894 | 0.65108 | 1.2285 | 0 | 1.2285 | 2.374% | CZ 4C | 4.8803 | 0.82785 | 0.92669 | 1.7849 | 0.94343 | 2.9666 | 13.9023 | 26.232 | 0 | 26.232 | 2.374% | CZ 4C | 4.8803 | 0.82785 | 0.92669 | 1.7849 | 0.94343 | 2.9666 | 13.9023 | 26.232 | 0 | 26.232 | 2.374% | CZ 4C | 0 | 0 | 0 | 0 | 0 | 0 | 0 | 0 |  |  | 2.374% | CZ 4C | 0 | 0 | 0 | 0 | 0 | 0 | 0 | 0 |  |  | 2.374% | CZ 4C | 13.8111 | 2.3428 | 2.6225 | 5.0512 | 2.6699 | 8.3956 | 39.3434 | 74.2366 | 0 | 74.2366 | 2.374% | CZ 4C | 0.00099975 | 0.00016959 | 0.00018984 | 0.00036564 | 0.00019327 | 0.00060774 | 0.002848 | 0.0053738 | 0 | 0.0053738 | 2.374%
CZ 5A | 0.38373 | 0.052023 | 0.06601 | 0.079582 | 0.03788 | 0.12985 | 0.61971 | 1.3688 | 0 | 1.3688 | 3.092% | CZ 5A | 8.1937 | 1.1108 | 1.4095 | 1.6993 | 0.80883 | 2.7726 | 13.2323 | 29.227 | 0 | 29.227 | 3.092% | CZ 5A | 8.1937 | 1.1108 | 1.4095 | 1.6993 | 0.80883 | 2.7726 | 13.2323 | 29.227 | 0 | 29.227 | 3.092% | CZ 5A | 0 | 0 | 0 | 0 | 0 | 0 | 0 | 0 |  |  | 3.092% | CZ 5A | 0 | 0 | 0 | 0 | 0 | 0 | 0 | 0 |  |  | 3.092% | CZ 5A | 23.1882 | 3.1437 | 3.9889 | 4.8089 | 2.289 | 7.8464 | 37.4475 | 82.7125 | 0 | 82.7125 | 3.092% | CZ 5A | 0.0016785 | 0.00022756 | 0.00028874 | 0.00034811 | 0.00016569 | 0.00056798 | 0.0027107 | 0.0059874 | 0 | 0.0059874 | 3.092%
CZ 5B | 0.34079 | 0.072161 | 0.068841 | 0.082269 | 0.042105 | 0.14761 | 0.64073 | 1.3945 | 0 | 1.3945 | 2.421% | CZ 5B | 7.2768 | 1.5408 | 1.4699 | 1.7566 | 0.89904 | 3.1519 | 13.6813 | 29.7765 | 0 | 29.7765 | 2.421% | CZ 5B | 7.2768 | 1.5408 | 1.4699 | 1.7566 | 0.89904 | 3.1519 | 13.6813 | 29.7765 | 0 | 29.7765 | 2.421% | CZ 5B | 0 | 0 | 0 | 0 | 0 | 0 | 0 | 0 |  |  | 2.421% | CZ 5B | 0 | 0 | 0 | 0 | 0 | 0 | 0 | 0 |  |  | 2.421% | CZ 5B | 20.5933 | 4.3605 | 4.1599 | 4.9713 | 2.5443 | 8.9199 | 38.7182 | 84.2674 | 0 | 84.2674 | 2.421% | CZ 5B | 0.0014907 | 0.00031565 | 0.00030112 | 0.00035986 | 0.00018417 | 0.00064569 | 0.0028027 | 0.0060999 | 0 | 0.0060999 | 2.421%
CZ 5C | 0.29295 | 0.024061 | 0.045363 | 0.083592 | 0.044186 | 0.14628 | 0.65109 | 1.2875 | 0 | 1.2875 | 0.03148% | CZ 5C | 6.2553 | 0.51377 | 0.96861 | 1.7849 | 0.94348 | 3.1234 | 13.9025 | 27.492 | 0 | 27.492 | 0.03148% | CZ 5C | 6.2553 | 0.51377 | 0.96861 | 1.7849 | 0.94348 | 3.1234 | 13.9025 | 27.492 | 0 | 27.492 | 0.03148% | CZ 5C | 0 | 0 | 0 | 0 | 0 | 0 | 0 | 0 |  |  | 0.03148% | CZ 5C | 0 | 0 | 0 | 0 | 0 | 0 | 0 | 0 |  |  | 0.03148% | CZ 5C | 17.7024 | 1.454 | 2.7412 | 5.0513 | 2.67 | 8.8393 | 39.3441 | 77.8023 | 0 | 77.8023 | 0.03148% | CZ 5C | 0.0012814 | 0.00010525 | 0.00019843 | 0.00036565 | 0.00019328 | 0.00063986 | 0.002848 | 0.0056319 | 0 | 0.0056319 | 0.03148%
CZ 6A | 0.6004 | 0.056894 | 0.089756 | 0.080307 | 0.039021 | 0.144 | 0.62538 | 1.6358 | 0 | 1.6358 | 1.487% | CZ 6A | 12.8201 | 1.2148 | 1.9165 | 1.7148 | 0.83319 | 3.0749 | 13.3536 | 34.9279 | 0 | 34.9279 | 1.487% | CZ 6A | 12.8201 | 1.2148 | 1.9165 | 1.7148 | 0.83319 | 3.0749 | 13.3536 | 34.9279 | 0 | 34.9279 | 1.487% | CZ 6A | 0 | 0 | 0 | 0 | 0 | 0 | 0 | 0 |  |  | 1.487% | CZ 6A | 0 | 0 | 0 | 0 | 0 | 0 | 0 | 0 |  |  | 1.487% | CZ 6A | 36.281 | 3.438 | 5.4237 | 4.8528 | 2.3579 | 8.7019 | 37.7906 | 98.846 | 0 | 98.846 | 1.487% | CZ 6A | 0.0026263 | 0.00024887 | 0.00039261 | 0.00035128 | 0.00017068 | 0.00062991 | 0.0027356 | 0.0071552 | 0 | 0.0071552 | 1.487%
CZ 6B | 0.49221 | 0.045976 | 0.081565 | 0.081582 | 0.041025 | 0.1549 | 0.63536 | 1.5326 | 0 | 1.5326 | 0.2602% | CZ 6B | 10.51 | 0.9817 | 1.7416 | 1.742 | 0.876 | 3.3075 | 13.5666 | 32.7254 | 0 | 32.7254 | 0.2602% | CZ 6B | 10.51 | 0.9817 | 1.7416 | 1.742 | 0.876 | 3.3075 | 13.5666 | 32.7254 | 0 | 32.7254 | 0.2602% | CZ 6B | 0 | 0 | 0 | 0 | 0 | 0 | 0 | 0 |  |  | 0.2602% | CZ 6B | 0 | 0 | 0 | 0 | 0 | 0 | 0 | 0 |  |  | 0.2602% | CZ 6B | 29.7433 | 2.7782 | 4.9288 | 4.9298 | 2.4791 | 9.3601 | 38.3936 | 92.6129 | 0 | 92.6129 | 0.2602% | CZ 6B | 0.002153 | 0.00020111 | 0.00035678 | 0.00035686 | 0.00017945 | 0.00067756 | 0.0027792 | 0.006704 | 0 | 0.006704 | 0.2602%
CZ 7 | 0.55235 | 0.051641 | 0.15016 | 0.081136 | 0.040323 | 0.16185 | 0.63187 | 1.6693 | 0 | 1.6693 | 0.1541% | CZ 7 | 11.7941 | 1.1027 | 3.2062 | 1.7325 | 0.86101 | 3.456 | 13.492 | 35.6445 | 0 | 35.6445 | 0.1541% | CZ 7 | 11.7941 | 1.1027 | 3.2062 | 1.7325 | 0.86101 | 3.456 | 13.492 | 35.6445 | 0 | 35.6445 | 0.1541% | CZ 7 | 0 | 0 | 0 | 0 | 0 | 0 | 0 | 0 |  |  | 0.1541% | CZ 7 | 0 | 0 | 0 | 0 | 0 | 0 | 0 | 0 |  |  | 0.1541% | CZ 7 | 33.3774 | 3.1205 | 9.0736 | 4.9029 | 2.4367 | 9.7804 | 38.1825 | 100.874 | 0 | 100.874 | 0.1541% | CZ 7 | 0.0024161 | 0.00022589 | 0.00065681 | 0.00035491 | 0.00017638 | 0.00070798 | 0.0027639 | 0.007302 | 0 | 0.007302 | 0.1541%
CZ 8 | 0.82427 | 0.033637 | 0.18885 | 0.083592 | 0.044186 | 0.19686 | 0.65109 | 2.0225 | 0 | 2.0225 | 0.001107% | CZ 8 | 17.6003 | 0.71824 | 4.0324 | 1.7849 | 0.94348 | 4.2034 | 13.9025 | 43.1852 | 0 | 43.1852 | 0.001107% | CZ 8 | 17.6003 | 0.71824 | 4.0324 | 1.7849 | 0.94348 | 4.2034 | 13.9025 | 43.1852 | 0 | 43.1852 | 0.001107% | CZ 8 | 0 | 0 | 0 | 0 | 0 | 0 | 0 | 0 |  |  | 0.001107% | CZ 8 | 0 | 0 | 0 | 0 | 0 | 0 | 0 | 0 |  |  | 0.001107% | CZ 8 | 49.8089 | 2.0326 | 11.4116 | 5.0513 | 2.67 | 11.8956 | 39.3441 | 122.2141 | 0 | 122.2141 | 0.001107% | CZ 8 | 0.0036055 | 0.00014714 | 0.00082605 | 0.00036565 | 0.00019328 | 0.0008611 | 0.002848 | 0.0088468 | 0 | 0.0088468 | 0.001107%
US Weighted | 0.15025 | 0.15767 | 0.057487 | 0.082774 | 0.042898 | 0.11238 | 0.64469 | 1.2481 | 0 | 1.2481 | 100% | US Weighted | 3.2082 | 3.3666 | 1.2275 | 1.7674 | 0.91599 | 2.3996 | 13.7657 | 26.651 | 0 | 26.651 | 100% | US Weighted | 3.2082 | 3.3666 | 1.2275 | 1.7674 | 0.91599 | 2.3996 | 13.7657 | 26.651 | 0 | 26.651 | 100% | US Weighted | 0 | 0 | 0 | 0 | 0 | 0 | 0 | 0 |  |  | 100% | US Weighted | 0 | 0 | 0 | 0 | 0 | 0 | 0 | 0 |  |  | 100% | US Weighted | 9.0792 | 9.5275 | 3.4738 | 5.0018 | 2.5923 | 6.7909 | 38.957 | 75.4224 | 0 | 75.4224 | 100% | US Weighted | 0.00065722 | 0.00068967 | 0.00025146 | 0.00036207 | 0.00018765 | 0.00049158 | 0.00282 | 0.0054596 | 0 | 0.0054596 | 100%
Energy Cost Index ($/sq ft/yr) for IECC-Res 2018 | [10 empty] | Multifamily - Heat Pump | Site Energy Use Intensity (kBtu/sq ft/yr) for IECC-Res 2018 | [10 empty] | Multifamily - Heat Pump | Electric Use Intensity (kBtu/sq ft/yr) for IECC-Res 2018 | [10 empty] | Multifamily - Heat Pump | Gas Use Intensity (kBtu/sq ft/yr) for IECC-Res 2018 | [10 empty] | Multifamily - Heat Pump | Oil Use Intensity (kBtu/sq ft/yr) for IECC-Res 2018 | [10 empty] | Multifamily - Heat Pump | Source Energy Use Index (kBtu/sq ft/yr) for IECC-Res 2018 | [10 empty] | Multifamily - Heat Pump | Carbon Emissions (ton/sq ft/yr) for IECC-Res 2018 | [10 empty] | Multifamily - Heat Pump
Costs: Electricity: $0.1598/kWh ¦ Natural Gas: $1.391/therm ¦ Oil: $4.1392/gal | [9 empty] | Prototype Floor Area (sq ft): | 21600 | [10 empty] | Prototype Floor Area (sq ft): | 21600 | [10 empty] | Prototype Floor Area (sq ft): | 21600 | [10 empty] | Prototype Floor Area (sq ft): | 21600 | [10 empty] | Prototype Floor Area (sq ft): | 21600 | Site-to-Source Factors: Electricity: 2.83 ¦ Natural Gas: 1.1 ¦ Oil: 1.01 | [9 empty] | Prototype Floor Area (sq ft): | 21600 | Conversion [ton/kBtu]: Electricity: 4,881 ¦ Natural Gas: 18,863 ¦ Oil: 13,521 | [9 empty] | Prototype Floor Area (sq ft): | 21600
IECC-Res 2018 | Heat | Cool | Fans_Aux | Lgt_Int | Lgt_Ext | DHW | Appls | Total | PV | Net_Total | Weight | IECC-Res 2018 | Heat | Cool | Fans_Aux | Lgt_Int | Lgt_Ext | DHW | Appls | Total | PV | Net_Total | Weight | IECC-Res 2018 | Heat | Cool | Fans_Aux | Lgt_Int | Lgt_Ext | DHW | Appls | Total | PV | Net_Total | Weight | IECC-Res 2018 | Heat | Cool | Fans_Aux | Lgt_Int | Lgt_Ext | DHW | Appls | Total | PV | Net_Total | Weight | IECC-Res 2018 | Heat | Cool | Fans_Aux | Lgt_Int | Lgt_Ext | DHW | Appls | Total | PV | Net_Total | Weight | IECC-Res 2018 | Heat | Cool | Fans_Aux | Lgt_Int | Lgt_Ext | DHW | Appls | Total | PV | Net_Total | Weight | IECC-Res 2018 | Heat | Cool | Fans_Aux | Lgt_Int | Lgt_Ext | DHW | Appls | Total | PV | Net_Total | Weight
CZ 1AWH | 0.004114 | 0.32835 | 0.088476 | 0.08949 | 0.044652 | 0.22595 | 0.65341 | 1.4344 | 0 | 1.4344 | 6.709% | CZ 1AWH | 0.087844 | 7.0111 | 1.8892 | 1.9108 | 0.95343 | 4.8246 | 13.9521 | 30.6291 | 0 | 30.6291 | 6.709% | CZ 1AWH | 0.087844 | 7.0111 | 1.8892 | 1.9108 | 0.95343 | 4.8246 | 13.9521 | 30.6291 | 0 | 30.6291 | 6.709% | CZ 1AWH | 0 | 0 | 0 | 0 | 0 | 0 | 0 | 0 |  |  | 6.709% | CZ 1AWH | 0 | 0 | 0 | 0 | 0 | 0 | 0 | 0 |  |  | 6.709% | CZ 1AWH | 0.2486 | 19.8415 | 5.3464 | 5.4077 | 2.6982 | 13.6535 | 39.4843 | 86.6802 | 0 | 86.6802 | 6.709% | CZ 1AWH | 1.7996e-05 | 0.0014363 | 0.00038701 | 0.00039145 | 0.00019532 | 0.00098834 | 0.0028582 | 0.0062746 | 0 | 0.0062746 | 6.709%
CZ 1AWHT | 2.0635e-05 | 0.33765 | 0.09017 | 0.089174 | 0.044186 | 0.21918 | 0.65109 | 1.4315 | 0 | 1.4315 | 0.1621% | CZ 1AWHT | 0.00044061 | 7.2097 | 1.9254 | 1.9041 | 0.94348 | 4.68 | 13.9025 | 30.5655 | 0 | 30.5655 | 0.1621% | CZ 1AWHT | 0.00044061 | 7.2097 | 1.9254 | 1.9041 | 0.94348 | 4.68 | 13.9025 | 30.5655 | 0 | 30.5655 | 0.1621% | CZ 1AWHT | 0 | 0 | 0 | 0 | 0 | 0 | 0 | 0 |  |  | 0.1621% | CZ 1AWHT | 0 | 0 | 0 | 0 | 0 | 0 | 0 | 0 |  |  | 0.1621% | CZ 1AWHT | 0.0012469 | 20.4034 | 5.4488 | 5.3886 | 2.67 | 13.2443 | 39.3441 | 86.5005 | 0 | 86.5005 | 0.1621% | CZ 1AWHT | 9.0261e-08 | 0.001477 | 0.00039442 | 0.00039007 | 0.00019328 | 0.00095872 | 0.002848 | 0.0062616 | 0 | 0.0062616 | 0.1621%
CZ 2AWH | 0.037211 | 0.26798 | 0.081731 | 0.089447 | 0.044588 | 0.25271 | 0.65309 | 1.4268 | 0 | 1.4268 | 28.89% | CZ 2AWH | 0.79456 | 5.722 | 1.7452 | 1.9099 | 0.95206 | 5.3959 | 13.9452 | 30.4649 | 0 | 30.4649 | 28.89% | CZ 2AWH | 0.79456 | 5.722 | 1.7452 | 1.9099 | 0.95206 | 5.3959 | 13.9452 | 30.4649 | 0 | 30.4649 | 28.89% | CZ 2AWH | 0 | 0 | 0 | 0 | 0 | 0 | 0 | 0 |  |  | 28.89% | CZ 2AWH | 0 | 0 | 0 | 0 | 0 | 0 | 0 | 0 |  |  | 28.89% | CZ 2AWH | 2.2486 | 16.1934 | 4.9388 | 5.4051 | 2.6943 | 15.2705 | 39.465 | 86.2157 | 0 | 86.2157 | 28.89% | CZ 2AWH | 0.00016277 | 0.0011722 | 0.00035751 | 0.00039126 | 0.00019504 | 0.0011054 | 0.0028568 | 0.0062409 | 0 | 0.0062409 | 28.89%
CZ 2B | 0.050556 | 0.23967 | 0.081233 | 0.089483 | 0.044641 | 0.25509 | 0.65336 | 1.414 | 0 | 1.414 | 0.9522% | CZ 2B | 1.0795 | 5.1175 | 1.7345 | 1.9107 | 0.9532 | 5.4467 | 13.9509 | 30.1931 | 0 | 30.1931 | 0.9522% | CZ 2B | 1.0795 | 5.1175 | 1.7345 | 1.9107 | 0.9532 | 5.4467 | 13.9509 | 30.1931 | 0 | 30.1931 | 0.9522% | CZ 2B | 0 | 0 | 0 | 0 | 0 | 0 | 0 | 0 |  |  | 0.9522% | CZ 2B | 0 | 0 | 0 | 0 | 0 | 0 | 0 | 0 |  |  | 0.9522% | CZ 2B | 3.055 | 14.4827 | 4.9087 | 5.4073 | 2.6976 | 15.4142 | 39.4811 | 85.4465 | 0 | 85.4465 | 0.9522% | CZ 2B | 0.00022114 | 0.0010484 | 0.00035533 | 0.00039142 | 0.00019527 | 0.0011158 | 0.0028579 | 0.0061853 | 0 | 0.0061853 | 0.9522%
CZ 3A | 0.12918 | 0.15445 | 0.072583 | 0.088795 | 0.043627 | 0.29979 | 0.64831 | 1.4367 | 0 | 1.4367 | 24.63% | CZ 3A | 2.7583 | 3.2979 | 1.5498 | 1.896 | 0.93154 | 6.4014 | 13.8431 | 30.678 | 0 | 30.678 | 24.63% | CZ 3A | 2.7583 | 3.2979 | 1.5498 | 1.896 | 0.93154 | 6.4014 | 13.8431 | 30.678 | 0 | 30.678 | 24.63% | CZ 3A | 0 | 0 | 0 | 0 | 0 | 0 | 0 | 0 |  |  | 24.63% | CZ 3A | 0 | 0 | 0 | 0 | 0 | 0 | 0 | 0 |  |  | 24.63% | CZ 3A | 7.806 | 9.333 | 4.386 | 5.3657 | 2.6363 | 18.1158 | 39.176 | 86.8188 | 0 | 86.8188 | 24.63% | CZ 3A | 0.00056506 | 0.0006756 | 0.00031749 | 0.00038841 | 0.00019083 | 0.0013114 | 0.0028359 | 0.0062846 | 0 | 0.0062846 | 24.63%
CZ 3AWH | 0.095771 | 0.17875 | 0.072552 | 0.089176 | 0.044189 | 0.28996 | 0.65111 | 1.4215 | 0 | 1.4215 | 4.251% | CZ 3AWH | 2.045 | 3.8168 | 1.5492 | 1.9041 | 0.94355 | 6.1914 | 13.9029 | 30.3529 | 0 | 30.3529 | 4.251% | CZ 3AWH | 2.045 | 3.8168 | 1.5492 | 1.9041 | 0.94355 | 6.1914 | 13.9029 | 30.3529 | 0 | 30.3529 | 4.251% | CZ 3AWH | 0 | 0 | 0 | 0 | 0 | 0 | 0 | 0 |  |  | 4.251% | CZ 3AWH | 0 | 0 | 0 | 0 | 0 | 0 | 0 | 0 |  |  | 4.251% | CZ 3AWH | 5.7872 | 10.8016 | 4.3841 | 5.3887 | 2.6703 | 17.5216 | 39.3452 | 85.8987 | 0 | 85.8987 | 4.251% | CZ 3AWH | 0.00041892 | 0.0007819 | 0.00031736 | 0.00039008 | 0.00019329 | 0.0012683 | 0.0028481 | 0.006218 | 0 | 0.006218 | 4.251%
CZ 3B | 0.090993 | 0.16139 | 0.073191 | 0.088958 | 0.043867 | 0.28793 | 0.64951 | 1.3958 | 0 | 1.3958 | 4% | CZ 3B | 1.9429 | 3.446 | 1.5628 | 1.8995 | 0.93668 | 6.148 | 13.8687 | 29.8047 | 0 | 29.8047 | 4% | CZ 3B | 1.9429 | 3.446 | 1.5628 | 1.8995 | 0.93668 | 6.148 | 13.8687 | 29.8047 | 0 | 29.8047 | 4% | CZ 3B | 0 | 0 | 0 | 0 | 0 | 0 | 0 | 0 |  |  | 4% | CZ 3B | 0 | 0 | 0 | 0 | 0 | 0 | 0 | 0 |  |  | 4% | CZ 3B | 5.4985 | 9.7523 | 4.4228 | 5.3755 | 2.6508 | 17.3989 | 39.2484 | 84.3472 | 0 | 84.3472 | 4% | CZ 3B | 0.00039802 | 0.00070594 | 0.00032015 | 0.00038912 | 0.00019189 | 0.0012595 | 0.0028411 | 0.0061057 | 0 | 0.0061057 | 4%
CZ 3C | 0.031039 | 0.081997 | 0.054066 | 0.088864 | 0.043729 | 0.30632 | 0.64882 | 1.2548 | 0 | 1.2548 | 1.454% | CZ 3C | 0.66276 | 1.7509 | 1.1545 | 1.8975 | 0.93373 | 6.5408 | 13.854 | 26.7941 | 0 | 26.7941 | 1.454% | CZ 3C | 0.66276 | 1.7509 | 1.1545 | 1.8975 | 0.93373 | 6.5408 | 13.854 | 26.7941 | 0 | 26.7941 | 1.454% | CZ 3C | 0 | 0 | 0 | 0 | 0 | 0 | 0 | 0 |  |  | 1.454% | CZ 3C | 0 | 0 | 0 | 0 | 0 | 0 | 0 | 0 |  |  | 1.454% | CZ 3C | 1.8756 | 4.9549 | 3.2671 | 5.3699 | 2.6425 | 18.5104 | 39.2068 | 75.8272 | 0 | 75.8272 | 1.454% | CZ 3C | 0.00013577 | 0.00035867 | 0.0002365 | 0.00038871 | 0.00019128 | 0.0013399 | 0.0028381 | 0.0054889 | 0 | 0.0054889 | 1.454%
CZ 4A | 0.24382 | 0.10914 | 0.076853 | 0.086169 | 0.039757 | 0.31093 | 0.62905 | 1.4957 | 0 | 1.4957 | 19% | CZ 4A | 5.2063 | 2.3305 | 1.641 | 1.8399 | 0.84891 | 6.6391 | 13.4318 | 31.9375 | 0 | 31.9375 | 19% | CZ 4A | 5.2063 | 2.3305 | 1.641 | 1.8399 | 0.84891 | 6.6391 | 13.4318 | 31.9375 | 0 | 31.9375 | 19% | CZ 4A | 0 | 0 | 0 | 0 | 0 | 0 | 0 | 0 |  |  | 19% | CZ 4A | 0 | 0 | 0 | 0 | 0 | 0 | 0 | 0 |  |  | 19% | CZ 4A | 14.7337 | 6.5953 | 4.6441 | 5.207 | 2.4024 | 18.7885 | 38.0121 | 90.3832 | 0 | 90.3832 | 19% | CZ 4A | 0.0010665 | 0.00047742 | 0.00033617 | 0.00037692 | 0.00017391 | 0.0013601 | 0.0027516 | 0.0065426 | 0 | 0.0065426 | 19%
CZ 4B | 0.17062 | 0.12544 | 0.078273 | 0.08935 | 0.044445 | 0.33552 | 0.65238 | 1.496 | 0 | 1.496 | 0.1362% | CZ 4B | 3.6431 | 2.6785 | 1.6713 | 1.9079 | 0.94902 | 7.1642 | 13.9301 | 31.9441 | 0 | 31.9441 | 0.1362% | CZ 4B | 3.6431 | 2.6785 | 1.6713 | 1.9079 | 0.94902 | 7.1642 | 13.9301 | 31.9441 | 0 | 31.9441 | 0.1362% | CZ 4B | 0 | 0 | 0 | 0 | 0 | 0 | 0 | 0 |  |  | 0.1362% | CZ 4B | 0 | 0 | 0 | 0 | 0 | 0 | 0 | 0 |  |  | 0.1362% | CZ 4B | 10.3101 | 7.5801 | 4.7299 | 5.3992 | 2.6857 | 20.2748 | 39.4221 | 90.4019 | 0 | 90.4019 | 0.1362% | CZ 4B | 0.00074632 | 0.0005487 | 0.00034238 | 0.00039084 | 0.00019441 | 0.0014676 | 0.0028537 | 0.006544 | 0 | 0.006544 | 0.1362%
CZ 4C | 0.20471 | 0.053205 | 0.061568 | 0.089172 | 0.044183 | 0.35829 | 0.65108 | 1.4622 | 0 | 1.4622 | 2.374% | CZ 4C | 4.3712 | 1.1361 | 1.3146 | 1.9041 | 0.94343 | 7.6505 | 13.9023 | 31.2221 | 0 | 31.2221 | 2.374% | CZ 4C | 4.3712 | 1.1361 | 1.3146 | 1.9041 | 0.94343 | 7.6505 | 13.9023 | 31.2221 | 0 | 31.2221 | 2.374% | CZ 4C | 0 | 0 | 0 | 0 | 0 | 0 | 0 | 0 |  |  | 2.374% | CZ 4C | 0 | 0 | 0 | 0 | 0 | 0 | 0 | 0 |  |  | 2.374% | CZ 4C | 12.3704 | 3.215 | 3.7204 | 5.3885 | 2.6699 | 21.6509 | 39.3434 | 88.3586 | 0 | 88.3586 | 2.374% | CZ 4C | 0.00089546 | 0.00023273 | 0.00026931 | 0.00039006 | 0.00019327 | 0.0015673 | 0.002848 | 0.0063961 | 0 | 0.0063961 | 2.374%
CZ 5A | 0.35992 | 0.066683 | 0.084532 | 0.084896 | 0.03788 | 0.32657 | 0.61971 | 1.5802 | 0 | 1.5802 | 3.092% | CZ 5A | 7.6852 | 1.4238 | 1.805 | 1.8127 | 0.80883 | 6.9731 | 13.2323 | 33.741 | 0 | 33.741 | 3.092% | CZ 5A | 7.6852 | 1.4238 | 1.805 | 1.8127 | 0.80883 | 6.9731 | 13.2323 | 33.741 | 0 | 33.741 | 3.092% | CZ 5A | 0 | 0 | 0 | 0 | 0 | 0 | 0 | 0 |  |  | 3.092% | CZ 5A | 0 | 0 | 0 | 0 | 0 | 0 | 0 | 0 |  |  | 3.092% | CZ 5A | 21.7492 | 4.0295 | 5.1081 | 5.1301 | 2.289 | 19.7338 | 37.4475 | 95.4871 | 0 | 95.4871 | 3.092% | CZ 5A | 0.0015744 | 0.00029168 | 0.00036976 | 0.00037135 | 0.00016569 | 0.0014285 | 0.0027107 | 0.0069121 | 0 | 0.0069121 | 3.092%
CZ 5B | 0.31854 | 0.093178 | 0.089451 | 0.087762 | 0.042105 | 0.35336 | 0.64073 | 1.6251 | 0 | 1.6251 | 2.421% | CZ 5B | 6.8018 | 1.9896 | 1.91 | 1.8739 | 0.89904 | 7.545 | 13.6813 | 34.7007 | 0 | 34.7007 | 2.421% | CZ 5B | 6.8018 | 1.9896 | 1.91 | 1.8739 | 0.89904 | 7.545 | 13.6813 | 34.7007 | 0 | 34.7007 | 2.421% | CZ 5B | 0 | 0 | 0 | 0 | 0 | 0 | 0 | 0 |  |  | 2.421% | CZ 5B | 0 | 0 | 0 | 0 | 0 | 0 | 0 | 0 |  |  | 2.421% | CZ 5B | 19.249 | 5.6305 | 5.4053 | 5.3033 | 2.5443 | 21.3525 | 38.7182 | 98.203 | 0 | 98.203 | 2.421% | CZ 5B | 0.0013934 | 0.00040758 | 0.00039128 | 0.00038389 | 0.00018417 | 0.0015457 | 0.0028027 | 0.0071087 | 0 | 0.0071087 | 2.421%
CZ 5C | 0.26441 | 0.035804 | 0.062335 | 0.089174 | 0.044186 | 0.37842 | 0.65109 | 1.5254 | 0 | 1.5254 | 0.03148% | CZ 5C | 5.6458 | 0.76451 | 1.331 | 1.9041 | 0.94348 | 8.0802 | 13.9025 | 32.5716 | 0 | 32.5716 | 0.03148% | CZ 5C | 5.6458 | 0.76451 | 1.331 | 1.9041 | 0.94348 | 8.0802 | 13.9025 | 32.5716 | 0 | 32.5716 | 0.03148% | CZ 5C | 0 | 0 | 0 | 0 | 0 | 0 | 0 | 0 |  |  | 0.03148% | CZ 5C | 0 | 0 | 0 | 0 | 0 | 0 | 0 | 0 |  |  | 0.03148% | CZ 5C | 15.9777 | 2.1636 | 3.7668 | 5.3886 | 2.67 | 22.8669 | 39.3441 | 92.1777 | 0 | 92.1777 | 0.03148% | CZ 5C | 0.0011566 | 0.00015662 | 0.00027267 | 0.00039007 | 0.00019328 | 0.0016553 | 0.002848 | 0.0066725 | 0 | 0.0066725 | 0.03148%
CZ 6A | 0.54087 | 0.072788 | 0.10553 | 0.08567 | 0.039021 | 0.35946 | 0.62538 | 1.8287 | 0 | 1.8287 | 1.487% | CZ 6A | 11.5489 | 1.5542 | 2.2533 | 1.8293 | 0.83319 | 7.6754 | 13.3536 | 39.0478 | 0 | 39.0478 | 1.487% | CZ 6A | 11.5489 | 1.5542 | 2.2533 | 1.8293 | 0.83319 | 7.6754 | 13.3536 | 39.0478 | 0 | 39.0478 | 1.487% | CZ 6A | 0 | 0 | 0 | 0 | 0 | 0 | 0 | 0 |  |  | 1.487% | CZ 6A | 0 | 0 | 0 | 0 | 0 | 0 | 0 | 0 |  |  | 1.487% | CZ 6A | 32.6834 | 4.3984 | 6.3768 | 5.1768 | 2.3579 | 21.7212 | 37.7906 | 110.5052 | 0 | 110.5052 | 1.487% | CZ 6A | 0.0023659 | 0.00031839 | 0.0004616 | 0.00037474 | 0.00017068 | 0.0015723 | 0.0027356 | 0.0079992 | 0 | 0.0079992 | 1.487%
CZ 6B | 0.43687 | 0.060995 | 0.097203 | 0.08703 | 0.041025 | 0.37178 | 0.63536 | 1.7303 | 0 | 1.7303 | 0.2602% | CZ 6B | 9.3282 | 1.3024 | 2.0755 | 1.8583 | 0.876 | 7.9384 | 13.5666 | 36.9455 | 0 | 36.9455 | 0.2602% | CZ 6B | 9.3282 | 1.3024 | 2.0755 | 1.8583 | 0.876 | 7.9384 | 13.5666 | 36.9455 | 0 | 36.9455 | 0.2602% | CZ 6B | 0 | 0 | 0 | 0 | 0 | 0 | 0 | 0 |  |  | 0.2602% | CZ 6B | 0 | 0 | 0 | 0 | 0 | 0 | 0 | 0 |  |  | 0.2602% | CZ 6B | 26.3988 | 3.6858 | 5.8738 | 5.259 | 2.4791 | 22.4658 | 38.3936 | 104.5558 | 0 | 104.5558 | 0.2602% | CZ 6B | 0.0019109 | 0.00026681 | 0.00042519 | 0.00038069 | 0.00017945 | 0.0016262 | 0.0027792 | 0.0075685 | 0 | 0.0075685 | 0.2602%
CZ 7 | 0.70105 | 0.057414 | 0.1266 | 0.086554 | 0.040323 | 0.39985 | 0.63187 | 2.0437 | 0 | 2.0437 | 0.1541% | CZ 7 | 14.9693 | 1.2259 | 2.7033 | 1.8481 | 0.86101 | 8.5378 | 13.492 | 43.6375 | 0 | 43.6375 | 0.1541% | CZ 7 | 14.9693 | 1.2259 | 2.7033 | 1.8481 | 0.86101 | 8.5378 | 13.492 | 43.6375 | 0 | 43.6375 | 0.1541% | CZ 7 | 0 | 0 | 0 | 0 | 0 | 0 | 0 | 0 |  |  | 0.1541% | CZ 7 | 0 | 0 | 0 | 0 | 0 | 0 | 0 | 0 |  |  | 0.1541% | CZ 7 | 42.3632 | 3.4694 | 7.6502 | 5.2302 | 2.4367 | 24.1618 | 38.1825 | 123.494 | 0 | 123.494 | 0.1541% | CZ 7 | 0.0030666 | 0.00025114 | 0.00055378 | 0.0003786 | 0.00017638 | 0.001749 | 0.0027639 | 0.0089394 | 0 | 0.0089394 | 0.1541%
CZ 8 | 1.0276 | 0.038388 | 0.18672 | 0.089174 | 0.044186 | 0.47997 | 0.65109 | 2.5172 | 0 | 2.5172 | 0.001107% | CZ 8 | 21.9429 | 0.81969 | 3.9869 | 1.9041 | 0.94348 | 10.2486 | 13.9025 | 53.7481 | 0 | 53.7481 | 0.001107% | CZ 8 | 21.9429 | 0.81969 | 3.9869 | 1.9041 | 0.94348 | 10.2486 | 13.9025 | 53.7481 | 0 | 53.7481 | 0.001107% | CZ 8 | 0 | 0 | 0 | 0 | 0 | 0 | 0 | 0 |  |  | 0.001107% | CZ 8 | 0 | 0 | 0 | 0 | 0 | 0 | 0 | 0 |  |  | 0.001107% | CZ 8 | 62.0983 | 2.3197 | 11.2829 | 5.3886 | 2.67 | 29.0036 | 39.3441 | 152.1072 | 0 | 152.1072 | 0.001107% | CZ 8 | 0.0044951 | 0.00016792 | 0.00081674 | 0.00039007 | 0.00019328 | 0.0020995 | 0.002848 | 0.011011 | 0 | 0.011011 | 0.001107%
US Weighted | 0.13696 | 0.18049 | 0.07817 | 0.088301 | 0.042898 | 0.28793 | 0.64469 | 1.4594 | 0 | 1.4594 | 100% | US Weighted | 2.9245 | 3.854 | 1.6691 | 1.8854 | 0.91599 | 6.1481 | 13.7657 | 31.1628 | 0 | 31.1628 | 100% | US Weighted | 2.9245 | 3.854 | 1.6691 | 1.8854 | 0.91599 | 6.1481 | 13.7657 | 31.1628 | 0 | 31.1628 | 100% | US Weighted | 0 | 0 | 0 | 0 | 0 | 0 | 0 | 0 |  |  | 100% | US Weighted | 0 | 0 | 0 | 0 | 0 | 0 | 0 | 0 |  |  | 100% | US Weighted | 8.2763 | 10.9067 | 4.7237 | 5.3358 | 2.5923 | 17.399 | 38.957 | 88.1907 | 0 | 88.1907 | 100% | US Weighted | 0.0005991 | 0.00078951 | 0.00034193 | 0.00038625 | 0.00018765 | 0.0012595 | 0.00282 | 0.0063839 | 0 | 0.0063839 | 100%
Energy Cost Index ($/sq ft/yr) for IECC-Res 2015 | [10 empty] | Multifamily - Heat Pump | Site Energy Use Intensity (kBtu/sq ft/yr) for IECC-Res 2015 | [10 empty] | Multifamily - Heat Pump | Electric Use Intensity (kBtu/sq ft/yr) for IECC-Res 2015 | [10 empty] | Multifamily - Heat Pump | Gas Use Intensity (kBtu/sq ft/yr) for IECC-Res 2015 | [10 empty] | Multifamily - Heat Pump | Oil Use Intensity (kBtu/sq ft/yr) for IECC-Res 2015 | [10 empty] | Multifamily - Heat Pump | Source Energy Use Index (kBtu/sq ft/yr) for IECC-Res 2015 | [10 empty] | Multifamily - Heat Pump | Carbon Emissions (ton/sq ft/yr) for IECC-Res 2015 | [10 empty] | Multifamily - Heat Pump
Costs: Electricity: $0.1598/kWh ¦ Natural Gas: $1.391/therm ¦ Oil: $4.1392/gal | [9 empty] | Prototype Floor Area (sq ft): | 21600 | [10 empty] | Prototype Floor Area (sq ft): | 21600 | [10 empty] | Prototype Floor Area (sq ft): | 21600 | [10 empty] | Prototype Floor Area (sq ft): | 21600 | [10 empty] | Prototype Floor Area (sq ft): | 21600 | Site-to-Source Factors: Electricity: 2.83 ¦ Natural Gas: 1.1 ¦ Oil: 1.01 | [9 empty] | Prototype Floor Area (sq ft): | 21600 | Conversion [ton/kBtu]: Electricity: 4,881 ¦ Natural Gas: 18,863 ¦ Oil: 13,521 | [9 empty] | Prototype Floor Area (sq ft): | 21600
IECC-Res 2015 | Heat | Cool | Fans_Aux | Lgt_Int | Lgt_Ext | DHW | Appls | Total | PV | Net_Total | Weight | IECC-Res 2015 | Heat | Cool | Fans_Aux | Lgt_Int | Lgt_Ext | DHW | Appls | Total | PV | Net_Total | Weight | IECC-Res 2015 | Heat | Cool | Fans_Aux | Lgt_Int | Lgt_Ext | DHW | Appls | Total | PV | Net_Total | Weight | IECC-Res 2015 | Heat | Cool | Fans_Aux | Lgt_Int | Lgt_Ext | DHW | Appls | Total | PV | Net_Total | Weight | IECC-Res 2015 | Heat | Cool | Fans_Aux | Lgt_Int | Lgt_Ext | DHW | Appls | Total | PV | Net_Total | Weight | IECC-Res 2015 | Heat | Cool | Fans_Aux | Lgt_Int | Lgt_Ext | DHW | Appls | Total | PV | Net_Total | Weight | IECC-Res 2015 | Heat | Cool | Fans_Aux | Lgt_Int | Lgt_Ext | DHW | Appls | Total | PV | Net_Total | Weight
CZ 1AWH | 0.0040705 | 0.32981 | 0.088704 | 0.095901 | 0.044652 | 0.22595 | 0.65341 | 1.4425 | 0 | 1.4425 | 6.709% | CZ 1AWH | 0.086916 | 7.0423 | 1.8941 | 2.0477 | 0.95343 | 4.8245 | 13.9521 | 30.801 | 0 | 30.801 | 6.709% | CZ 1AWH | 0.086916 | 7.0423 | 1.8941 | 2.0477 | 0.95343 | 4.8245 | 13.9521 | 30.801 | 0 | 30.801 | 6.709% | CZ 1AWH | 0 | 0 | 0 | 0 | 0 | 0 | 0 | 0 |  |  | 6.709% | CZ 1AWH | 0 | 0 | 0 | 0 | 0 | 0 | 0 | 0 |  |  | 6.709% | CZ 1AWH | 0.24597 | 19.9297 | 5.3602 | 5.7951 | 2.6982 | 13.6534 | 39.4843 | 87.1669 | 0 | 87.1669 | 6.709% | CZ 1AWH | 1.7805e-05 | 0.0014427 | 0.00038801 | 0.00041949 | 0.00019532 | 0.00098834 | 0.0028582 | 0.0063098 | 0 | 0.0063098 | 6.709%
CZ 1AWHT | 1.9762e-05 | 0.3392 | 0.090419 | 0.095562 | 0.044186 | 0.21918 | 0.65109 | 1.4397 | 0 | 1.4397 | 0.1621% | CZ 1AWHT | 0.00042197 | 7.2427 | 1.9307 | 2.0405 | 0.94348 | 4.68 | 13.9025 | 30.7403 | 0 | 30.7403 | 0.1621% | CZ 1AWHT | 0.00042197 | 7.2427 | 1.9307 | 2.0405 | 0.94348 | 4.68 | 13.9025 | 30.7403 | 0 | 30.7403 | 0.1621% | CZ 1AWHT | 0 | 0 | 0 | 0 | 0 | 0 | 0 | 0 |  |  | 0.1621% | CZ 1AWHT | 0 | 0 | 0 | 0 | 0 | 0 | 0 | 0 |  |  | 0.1621% | CZ 1AWHT | 0.0011942 | 20.4969 | 5.4638 | 5.7746 | 2.67 | 13.2443 | 39.3441 | 86.995 | 0 | 86.995 | 0.1621% | CZ 1AWHT | 8.6444e-08 | 0.0014837 | 0.00039551 | 0.00041801 | 0.00019328 | 0.00095872 | 0.002848 | 0.0062974 | 0 | 0.0062974 | 0.1621%
CZ 2AWH | 0.037036 | 0.26921 | 0.081904 | 0.095855 | 0.044588 | 0.2527 | 0.65309 | 1.4344 | 0 | 1.4344 | 28.89% | CZ 2AWH | 0.79081 | 5.7484 | 1.7489 | 2.0467 | 0.95206 | 5.3959 | 13.9452 | 30.628 | 0 | 30.628 | 28.89% | CZ 2AWH | 0.79081 | 5.7484 | 1.7489 | 2.0467 | 0.95206 | 5.3959 | 13.9452 | 30.628 | 0 | 30.628 | 28.89% | CZ 2AWH | 0 | 0 | 0 | 0 | 0 | 0 | 0 | 0 |  |  | 28.89% | CZ 2AWH | 0 | 0 | 0 | 0 | 0 | 0 | 0 | 0 |  |  | 28.89% | CZ 2AWH | 2.238 | 16.2679 | 4.9493 | 5.7923 | 2.6943 | 15.2703 | 39.465 | 86.6772 | 0 | 86.6772 | 28.89% | CZ 2AWH | 0.000162 | 0.0011776 | 0.00035827 | 0.00041929 | 0.00019504 | 0.0011054 | 0.0028568 | 0.0062743 | 0 | 0.0062743 | 28.89%
CZ 2B | 0.050313 | 0.24064 | 0.081457 | 0.095893 | 0.044641 | 0.25508 | 0.65336 | 1.4214 | 0 | 1.4214 | 0.9522% | CZ 2B | 1.0743 | 5.1382 | 1.7393 | 2.0476 | 0.9532 | 5.4466 | 13.9509 | 30.3502 | 0 | 30.3502 | 0.9522% | CZ 2B | 1.0743 | 5.1382 | 1.7393 | 2.0476 | 0.9532 | 5.4466 | 13.9509 | 30.3502 | 0 | 30.3502 | 0.9522% | CZ 2B | 0 | 0 | 0 | 0 | 0 | 0 | 0 | 0 |  |  | 0.9522% | CZ 2B | 0 | 0 | 0 | 0 | 0 | 0 | 0 | 0 |  |  | 0.9522% | CZ 2B | 3.0403 | 14.5412 | 4.9223 | 5.7946 | 2.6976 | 15.414 | 39.4811 | 85.891 | 0 | 85.891 | 0.9522% | CZ 2B | 0.00022008 | 0.0010526 | 0.00035631 | 0.00041946 | 0.00019527 | 0.0011158 | 0.0028579 | 0.0062174 | 0 | 0.0062174 | 0.9522%
CZ 3A | 0.13183 | 0.1548 | 0.072971 | 0.095156 | 0.043627 | 0.2998 | 0.64831 | 1.4465 | 0 | 1.4465 | 24.63% | CZ 3A | 2.8149 | 3.3053 | 1.5581 | 2.0318 | 0.93154 | 6.4016 | 13.8431 | 30.8863 | 0 | 30.8863 | 24.63% | CZ 3A | 2.8149 | 3.3053 | 1.5581 | 2.0318 | 0.93154 | 6.4016 | 13.8431 | 30.8863 | 0 | 30.8863 | 24.63% | CZ 3A | 0 | 0 | 0 | 0 | 0 | 0 | 0 | 0 |  |  | 24.63% | CZ 3A | 0 | 0 | 0 | 0 | 0 | 0 | 0 | 0 |  |  | 24.63% | CZ 3A | 7.9661 | 9.354 | 4.4095 | 5.7501 | 2.6363 | 18.1165 | 39.176 | 87.4083 | 0 | 87.4083 | 24.63% | CZ 3A | 0.00057665 | 0.00067711 | 0.00031919 | 0.00041623 | 0.00019083 | 0.0013114 | 0.0028359 | 0.0063273 | 0 | 0.0063273 | 24.63%
CZ 3AWH | 0.097702 | 0.17929 | 0.072875 | 0.095565 | 0.044189 | 0.28997 | 0.65111 | 1.4307 | 0 | 1.4307 | 4.251% | CZ 3AWH | 2.0862 | 3.8284 | 1.5561 | 2.0406 | 0.94355 | 6.1915 | 13.9029 | 30.5492 | 0 | 30.5492 | 4.251% | CZ 3AWH | 2.0862 | 3.8284 | 1.5561 | 2.0406 | 0.94355 | 6.1915 | 13.9029 | 30.5492 | 0 | 30.5492 | 4.251% | CZ 3AWH | 0 | 0 | 0 | 0 | 0 | 0 | 0 | 0 |  |  | 4.251% | CZ 3AWH | 0 | 0 | 0 | 0 | 0 | 0 | 0 | 0 |  |  | 4.251% | CZ 3AWH | 5.9039 | 10.8344 | 4.4037 | 5.7748 | 2.6703 | 17.522 | 39.3452 | 86.4541 | 0 | 86.4541 | 4.251% | CZ 3AWH | 0.00042737 | 0.00078427 | 0.00031877 | 0.00041802 | 0.00019329 | 0.0012684 | 0.0028481 | 0.0062582 | 0 | 0.0062582 | 4.251%
CZ 3B | 0.09279 | 0.16178 | 0.073531 | 0.095331 | 0.043867 | 0.28794 | 0.64951 | 1.4047 | 0 | 1.4047 | 4% | CZ 3B | 1.9813 | 3.4544 | 1.5701 | 2.0356 | 0.93668 | 6.1482 | 13.8687 | 29.9949 | 0 | 29.9949 | 4% | CZ 3B | 1.9813 | 3.4544 | 1.5701 | 2.0356 | 0.93668 | 6.1482 | 13.8687 | 29.9949 | 0 | 29.9949 | 4% | CZ 3B | 0 | 0 | 0 | 0 | 0 | 0 | 0 | 0 |  |  | 4% | CZ 3B | 0 | 0 | 0 | 0 | 0 | 0 | 0 | 0 |  |  | 4% | CZ 3B | 5.6071 | 9.776 | 4.4433 | 5.7606 | 2.6508 | 17.3993 | 39.2484 | 84.8856 | 0 | 84.8856 | 4% | CZ 3B | 0.00040588 | 0.00070766 | 0.00032164 | 0.000417 | 0.00019189 | 0.0012595 | 0.0028411 | 0.0061447 | 0 | 0.0061447 | 4%
CZ 3C | 0.031849 | 0.081171 | 0.054029 | 0.09523 | 0.043729 | 0.30634 | 0.64882 | 1.2612 | 0 | 1.2612 | 1.454% | CZ 3C | 0.68007 | 1.7332 | 1.1537 | 2.0334 | 0.93373 | 6.541 | 13.854 | 26.9291 | 0 | 26.9291 | 1.454% | CZ 3C | 0.68007 | 1.7332 | 1.1537 | 2.0334 | 0.93373 | 6.541 | 13.854 | 26.9291 | 0 | 26.9291 | 1.454% | CZ 3C | 0 | 0 | 0 | 0 | 0 | 0 | 0 | 0 |  |  | 1.454% | CZ 3C | 0 | 0 | 0 | 0 | 0 | 0 | 0 | 0 |  |  | 1.454% | CZ 3C | 1.9246 | 4.905 | 3.2648 | 5.7546 | 2.6425 | 18.5112 | 39.2068 | 76.2094 | 0 | 76.2094 | 1.454% | CZ 3C | 0.00013932 | 0.00035506 | 0.00023633 | 0.00041656 | 0.00019128 | 0.00134 | 0.0028381 | 0.0055166 | 0 | 0.0055166 | 1.454%
CZ 4A | 0.24842 | 0.1091 | 0.077426 | 0.092342 | 0.039757 | 0.31093 | 0.62905 | 1.507 | 0 | 1.507 | 19% | CZ 4A | 5.3045 | 2.3296 | 1.6533 | 1.9717 | 0.84891 | 6.6392 | 13.4318 | 32.1791 | 0 | 32.1791 | 19% | CZ 4A | 5.3045 | 2.3296 | 1.6533 | 1.9717 | 0.84891 | 6.6392 | 13.4318 | 32.1791 | 0 | 32.1791 | 19% | CZ 4A | 0 | 0 | 0 | 0 | 0 | 0 | 0 | 0 |  |  | 19% | CZ 4A | 0 | 0 | 0 | 0 | 0 | 0 | 0 | 0 |  |  | 19% | CZ 4A | 15.0117 | 6.5927 | 4.6787 | 5.58 | 2.4024 | 18.789 | 38.0121 | 91.0668 | 0 | 91.0668 | 19% | CZ 4A | 0.0010867 | 0.00047723 | 0.00033868 | 0.00040393 | 0.00017391 | 0.0013601 | 0.0027516 | 0.0065921 | 0 | 0.0065921 | 19%
CZ 4B | 0.17406 | 0.12517 | 0.078743 | 0.095751 | 0.044445 | 0.33553 | 0.65238 | 1.5061 | 0 | 1.5061 | 0.1362% | CZ 4B | 3.7165 | 2.6727 | 1.6814 | 2.0445 | 0.94902 | 7.1644 | 13.9301 | 32.1587 | 0 | 32.1587 | 0.1362% | CZ 4B | 3.7165 | 2.6727 | 1.6814 | 2.0445 | 0.94902 | 7.1644 | 13.9301 | 32.1587 | 0 | 32.1587 | 0.1362% | CZ 4B | 0 | 0 | 0 | 0 | 0 | 0 | 0 | 0 |  |  | 0.1362% | CZ 4B | 0 | 0 | 0 | 0 | 0 | 0 | 0 | 0 |  |  | 0.1362% | CZ 4B | 10.5178 | 7.5638 | 4.7583 | 5.786 | 2.6857 | 20.2753 | 39.4221 | 91.0091 | 0 | 91.0091 | 0.1362% | CZ 4B | 0.00076136 | 0.00054753 | 0.00034444 | 0.00041883 | 0.00019441 | 0.0014677 | 0.0028537 | 0.0065879 | 0 | 0.0065879 | 0.1362%
CZ 4C | 0.20712 | 0.052903 | 0.061805 | 0.095561 | 0.044183 | 0.3583 | 0.65108 | 1.4709 | 0 | 1.4709 | 2.374% | CZ 4C | 4.4225 | 1.1296 | 1.3197 | 2.0405 | 0.94343 | 7.6506 | 13.9023 | 31.4086 | 0 | 31.4086 | 2.374% | CZ 4C | 4.4225 | 1.1296 | 1.3197 | 2.0405 | 0.94343 | 7.6506 | 13.9023 | 31.4086 | 0 | 31.4086 | 2.374% | CZ 4C | 0 | 0 | 0 | 0 | 0 | 0 | 0 | 0 |  |  | 2.374% | CZ 4C | 0 | 0 | 0 | 0 | 0 | 0 | 0 | 0 |  |  | 2.374% | CZ 4C | 12.5155 | 3.1968 | 3.7347 | 5.7745 | 2.6699 | 21.6513 | 39.3434 | 88.8862 | 0 | 88.8862 | 2.374% | CZ 4C | 0.00090597 | 0.00023141 | 0.00027035 | 0.000418 | 0.00019327 | 0.0015673 | 0.002848 | 0.0064343 | 0 | 0.0064343 | 2.374%
CZ 5A | 0.36415 | 0.066657 | 0.085063 | 0.090978 | 0.03788 | 0.32657 | 0.61971 | 1.591 | 0 | 1.591 | 3.092% | CZ 5A | 7.7754 | 1.4233 | 1.8163 | 1.9426 | 0.80883 | 6.9731 | 13.2323 | 33.9719 | 0 | 33.9719 | 3.092% | CZ 5A | 7.7754 | 1.4233 | 1.8163 | 1.9426 | 0.80883 | 6.9731 | 13.2323 | 33.9719 | 0 | 33.9719 | 3.092% | CZ 5A | 0 | 0 | 0 | 0 | 0 | 0 | 0 | 0 |  |  | 3.092% | CZ 5A | 0 | 0 | 0 | 0 | 0 | 0 | 0 | 0 |  |  | 3.092% | CZ 5A | 22.0045 | 4.0279 | 5.1402 | 5.4976 | 2.289 | 19.7339 | 37.4475 | 96.1406 | 0 | 96.1406 | 3.092% | CZ 5A | 0.0015929 | 0.00029157 | 0.00037208 | 0.00039796 | 0.00016569 | 0.0014285 | 0.0027107 | 0.0069594 | 0 | 0.0069594 | 3.092%
CZ 5B | 0.32301 | 0.0931 | 0.090051 | 0.094049 | 0.042105 | 0.35336 | 0.64073 | 1.6364 | 0 | 1.6364 | 2.421% | CZ 5B | 6.8972 | 1.9879 | 1.9228 | 2.0082 | 0.89904 | 7.5451 | 13.6813 | 34.9416 | 0 | 34.9416 | 2.421% | CZ 5B | 6.8972 | 1.9879 | 1.9228 | 2.0082 | 0.89904 | 7.5451 | 13.6813 | 34.9416 | 0 | 34.9416 | 2.421% | CZ 5B | 0 | 0 | 0 | 0 | 0 | 0 | 0 | 0 |  |  | 2.421% | CZ 5B | 0 | 0 | 0 | 0 | 0 | 0 | 0 | 0 |  |  | 2.421% | CZ 5B | 19.5189 | 5.6259 | 5.4416 | 5.6832 | 2.5443 | 21.3527 | 38.7182 | 98.8847 | 0 | 98.8847 | 2.421% | CZ 5B | 0.0014129 | 0.00040724 | 0.0003939 | 0.00041139 | 0.00018417 | 0.0015457 | 0.0028027 | 0.007158 | 0 | 0.007158 | 2.421%
CZ 5C | 0.2673 | 0.035438 | 0.062608 | 0.095562 | 0.044186 | 0.37842 | 0.65109 | 1.5346 | 0 | 1.5346 | 0.03148% | CZ 5C | 5.7076 | 0.75669 | 1.3369 | 2.0405 | 0.94348 | 8.0803 | 13.9025 | 32.7679 | 0 | 32.7679 | 0.03148% | CZ 5C | 5.7076 | 0.75669 | 1.3369 | 2.0405 | 0.94348 | 8.0803 | 13.9025 | 32.7679 | 0 | 32.7679 | 0.03148% | CZ 5C | 0 | 0 | 0 | 0 | 0 | 0 | 0 | 0 |  |  | 0.03148% | CZ 5C | 0 | 0 | 0 | 0 | 0 | 0 | 0 | 0 |  |  | 0.03148% | CZ 5C | 16.1525 | 2.1414 | 3.7833 | 5.7746 | 2.67 | 22.8673 | 39.3441 | 92.7333 | 0 | 92.7333 | 0.03148% | CZ 5C | 0.0011692 | 0.00015501 | 0.00027386 | 0.00041801 | 0.00019328 | 0.0016553 | 0.002848 | 0.0067127 | 0 | 0.0067127 | 0.03148%
CZ 6A | 0.54783 | 0.072738 | 0.10636 | 0.091807 | 0.039021 | 0.35946 | 0.62538 | 1.8426 | 0 | 1.8426 | 1.487% | CZ 6A | 11.6976 | 1.5531 | 2.2712 | 1.9603 | 0.83319 | 7.6754 | 13.3536 | 39.3444 | 0 | 39.3444 | 1.487% | CZ 6A | 11.6976 | 1.5531 | 2.2712 | 1.9603 | 0.83319 | 7.6754 | 13.3536 | 39.3444 | 0 | 39.3444 | 1.487% | CZ 6A | 0 | 0 | 0 | 0 | 0 | 0 | 0 | 0 |  |  | 1.487% | CZ 6A | 0 | 0 | 0 | 0 | 0 | 0 | 0 | 0 |  |  | 1.487% | CZ 6A | 33.1043 | 4.3954 | 6.4274 | 5.5477 | 2.3579 | 21.7215 | 37.7906 | 111.3448 | 0 | 111.3448 | 1.487% | CZ 6A | 0.0023963 | 0.00031817 | 0.00046526 | 0.00040158 | 0.00017068 | 0.0015724 | 0.0027356 | 0.00806 | 0 | 0.00806 | 1.487%
CZ 6B | 0.44268 | 0.060855 | 0.097983 | 0.093265 | 0.041025 | 0.37179 | 0.63536 | 1.743 | 0 | 1.743 | 0.2602% | CZ 6B | 9.4523 | 1.2994 | 2.0922 | 1.9914 | 0.876 | 7.9386 | 13.5666 | 37.2166 | 0 | 37.2166 | 0.2602% | CZ 6B | 9.4523 | 1.2994 | 2.0922 | 1.9914 | 0.876 | 7.9386 | 13.5666 | 37.2166 | 0 | 37.2166 | 0.2602% | CZ 6B | 0 | 0 | 0 | 0 | 0 | 0 | 0 | 0 |  |  | 0.2602% | CZ 6B | 0 | 0 | 0 | 0 | 0 | 0 | 0 | 0 |  |  | 0.2602% | CZ 6B | 26.7501 | 3.6773 | 5.9209 | 5.6358 | 2.4791 | 22.4662 | 38.3936 | 105.323 | 0 | 105.323 | 0.2602% | CZ 6B | 0.0019364 | 0.00026619 | 0.0004286 | 0.00040796 | 0.00017945 | 0.0016263 | 0.0027792 | 0.0076241 | 0 | 0.0076241 | 0.2602%
CZ 7 | 0.70989 | 0.057287 | 0.1277 | 0.092754 | 0.040323 | 0.39985 | 0.63187 | 2.0597 | 0 | 2.0597 | 0.1541% | CZ 7 | 15.158 | 1.2232 | 2.7267 | 1.9805 | 0.86101 | 8.5378 | 13.492 | 43.9793 | 0 | 43.9793 | 0.1541% | CZ 7 | 15.158 | 1.2232 | 2.7267 | 1.9805 | 0.86101 | 8.5378 | 13.492 | 43.9793 | 0 | 43.9793 | 0.1541% | CZ 7 | 0 | 0 | 0 | 0 | 0 | 0 | 0 | 0 |  |  | 0.1541% | CZ 7 | 0 | 0 | 0 | 0 | 0 | 0 | 0 | 0 |  |  | 0.1541% | CZ 7 | 42.8971 | 3.4617 | 7.7166 | 5.6049 | 2.4367 | 24.1621 | 38.1825 | 124.4615 | 0 | 124.4615 | 0.1541% | CZ 7 | 0.0031052 | 0.00025059 | 0.00055858 | 0.00040573 | 0.00017638 | 0.001749 | 0.0027639 | 0.0090095 | 0 | 0.0090095 | 0.1541%
CZ 8 | 1.0401 | 0.038104 | 0.18843 | 0.095562 | 0.044186 | 0.47998 | 0.65109 | 2.5375 | 0 | 2.5375 | 0.001107% | CZ 8 | 22.2097 | 0.81362 | 4.0234 | 2.0405 | 0.94348 | 10.2487 | 13.9025 | 54.182 | 0 | 54.182 | 0.001107% | CZ 8 | 22.2097 | 0.81362 | 4.0234 | 2.0405 | 0.94348 | 10.2487 | 13.9025 | 54.182 | 0 | 54.182 | 0.001107% | CZ 8 | 0 | 0 | 0 | 0 | 0 | 0 | 0 | 0 |  |  | 0.001107% | CZ 8 | 0 | 0 | 0 | 0 | 0 | 0 | 0 | 0 |  |  | 0.001107% | CZ 8 | 62.8536 | 2.3025 | 11.3863 | 5.7746 | 2.67 | 29.0039 | 39.3441 | 153.3351 | 0 | 153.3351 | 0.001107% | CZ 8 | 0.0045498 | 0.00016668 | 0.00082422 | 0.00041801 | 0.00019328 | 0.0020995 | 0.002848 | 0.0111 | 0 | 0.0111 | 0.001107%
US Weighted | 0.13912 | 0.18103 | 0.07853 | 0.094626 | 0.042898 | 0.28794 | 0.64469 | 1.4688 | 0 | 1.4688 | 100% | US Weighted | 2.9705 | 3.8654 | 1.6768 | 2.0205 | 0.91599 | 6.1482 | 13.7657 | 31.3631 | 0 | 31.3631 | 100% | US Weighted | 2.9705 | 3.8654 | 1.6768 | 2.0205 | 0.91599 | 6.1482 | 13.7657 | 31.3631 | 0 | 31.3631 | 100% | US Weighted | 0 | 0 | 0 | 0 | 0 | 0 | 0 | 0 |  |  | 100% | US Weighted | 0 | 0 | 0 | 0 | 0 | 0 | 0 | 0 |  |  | 100% | US Weighted | 8.4065 | 10.9392 | 4.7454 | 5.7181 | 2.5923 | 17.3993 | 38.957 | 88.7577 | 0 | 88.7577 | 100% | US Weighted | 0.00060853 | 0.00079186 | 0.00034351 | 0.00041392 | 0.00018765 | 0.0012595 | 0.00282 | 0.0064249 | 0 | 0.0064249 | 100%
Energy Cost Index ($/sq ft/yr) for IECC-Res 2012 | [10 empty] | Multifamily - Heat Pump | Site Energy Use Intensity (kBtu/sq ft/yr) for IECC-Res 2012 | [10 empty] | Multifamily - Heat Pump | Electric Use Intensity (kBtu/sq ft/yr) for IECC-Res 2012 | [10 empty] | Multifamily - Heat Pump | Gas Use Intensity (kBtu/sq ft/yr) for IECC-Res 2012 | [10 empty] | Multifamily - Heat Pump | Oil Use Intensity (kBtu/sq ft/yr) for IECC-Res 2012 | [10 empty] | Multifamily - Heat Pump | Source Energy Use Index (kBtu/sq ft/yr) for IECC-Res 2012 | [10 empty] | Multifamily - Heat Pump | Carbon Emissions (ton/sq ft/yr) for IECC-Res 2012 | [10 empty] | Multifamily - Heat Pump
Costs: Electricity: $0.1598/kWh ¦ Natural Gas: $1.391/therm ¦ Oil: $4.1392/gal | [9 empty] | Prototype Floor Area (sq ft): | 21600 | [10 empty] | Prototype Floor Area (sq ft): | 21600 | [10 empty] | Prototype Floor Area (sq ft): | 21600 | [10 empty] | Prototype Floor Area (sq ft): | 21600 | [10 empty] | Prototype Floor Area (sq ft): | 21600 | Site-to-Source Factors: Electricity: 2.83 ¦ Natural Gas: 1.1 ¦ Oil: 1.01 | [9 empty] | Prototype Floor Area (sq ft): | 21600 | Conversion [ton/kBtu]: Electricity: 4,881 ¦ Natural Gas: 18,863 ¦ Oil: 13,521 | [9 empty] | Prototype Floor Area (sq ft): | 21600
IECC-Res 2012 | Heat | Cool | Fans_Aux | Lgt_Int | Lgt_Ext | DHW | Appls | Total | PV | Net_Total | Weight | IECC-Res 2012 | Heat | Cool | Fans_Aux | Lgt_Int | Lgt_Ext | DHW | Appls | Total | PV | Net_Total | Weight | IECC-Res 2012 | Heat | Cool | Fans_Aux | Lgt_Int | Lgt_Ext | DHW | Appls | Total | PV | Net_Total | Weight | IECC-Res 2012 | Heat | Cool | Fans_Aux | Lgt_Int | Lgt_Ext | DHW | Appls | Total | PV | Net_Total | Weight | IECC-Res 2012 | Heat | Cool | Fans_Aux | Lgt_Int | Lgt_Ext | DHW | Appls | Total | PV | Net_Total | Weight | IECC-Res 2012 | Heat | Cool | Fans_Aux | Lgt_Int | Lgt_Ext | DHW | Appls | Total | PV | Net_Total | Weight | IECC-Res 2012 | Heat | Cool | Fans_Aux | Lgt_Int | Lgt_Ext | DHW | Appls | Total | PV | Net_Total | Weight
CZ 1AWH | 0.0040541 | 0.3302 | 0.088763 | 0.095901 | 0.044652 | 0.2391 | 0.65341 | 1.4561 | 0 | 1.4561 | 6.709% | CZ 1AWH | 0.086566 | 7.0505 | 1.8953 | 2.0477 | 0.95343 | 5.1054 | 13.9521 | 31.0911 | 0 | 31.0911 | 6.709% | CZ 1AWH | 0.086566 | 7.0505 | 1.8953 | 2.0477 | 0.95343 | 5.1054 | 13.9521 | 31.0911 | 0 | 31.0911 | 6.709% | CZ 1AWH | 0 | 0 | 0 | 0 | 0 | 0 | 0 | 0 |  |  | 6.709% | CZ 1AWH | 0 | 0 | 0 | 0 | 0 | 0 | 0 | 0 |  |  | 6.709% | CZ 1AWH | 0.24498 | 19.953 | 5.3638 | 5.7951 | 2.6982 | 14.4483 | 39.4843 | 87.9877 | 0 | 87.9877 | 6.709% | CZ 1AWH | 1.7734e-05 | 0.0014443 | 0.00038827 | 0.00041949 | 0.00019532 | 0.0010459 | 0.0028582 | 0.0063692 | 0 | 0.0063692 | 6.709%
CZ 1AWHT | 1.9484e-05 | 0.33959 | 0.090483 | 0.095562 | 0.044186 | 0.23194 | 0.65109 | 1.4529 | 0 | 1.4529 | 0.1621% | CZ 1AWHT | 0.00041604 | 7.2512 | 1.9321 | 2.0405 | 0.94348 | 4.9525 | 13.9025 | 31.0227 | 0 | 31.0227 | 0.1621% | CZ 1AWHT | 0.00041604 | 7.2512 | 1.9321 | 2.0405 | 0.94348 | 4.9525 | 13.9025 | 31.0227 | 0 | 31.0227 | 0.1621% | CZ 1AWHT | 0 | 0 | 0 | 0 | 0 | 0 | 0 | 0 |  |  | 0.1621% | CZ 1AWHT | 0 | 0 | 0 | 0 | 0 | 0 | 0 | 0 |  |  | 0.1621% | CZ 1AWHT | 0.0011774 | 20.5209 | 5.4677 | 5.7746 | 2.67 | 14.0156 | 39.3441 | 87.7941 | 0 | 87.7941 | 0.1621% | CZ 1AWHT | 8.5228e-08 | 0.0014855 | 0.00039579 | 0.00041801 | 0.00019328 | 0.0010146 | 0.002848 | 0.0063552 | 0 | 0.0063552 | 0.1621%
CZ 2AWH | 0.036975 | 0.26954 | 0.081948 | 0.095855 | 0.044588 | 0.26766 | 0.65309 | 1.4497 | 0 | 1.4497 | 28.89% | CZ 2AWH | 0.78951 | 5.7553 | 1.7498 | 2.0467 | 0.95206 | 5.7153 | 13.9452 | 30.954 | 0 | 30.954 | 28.89% | CZ 2AWH | 0.78951 | 5.7553 | 1.7498 | 2.0467 | 0.95206 | 5.7153 | 13.9452 | 30.954 | 0 | 30.954 | 28.89% | CZ 2AWH | 0 | 0 | 0 | 0 | 0 | 0 | 0 | 0 |  |  | 28.89% | CZ 2AWH | 0 | 0 | 0 | 0 | 0 | 0 | 0 | 0 |  |  | 28.89% | CZ 2AWH | 2.2343 | 16.2876 | 4.952 | 5.7923 | 2.6943 | 16.1742 | 39.465 | 87.5998 | 0 | 87.5998 | 28.89% | CZ 2AWH | 0.00016174 | 0.001179 | 0.00035846 | 0.00041929 | 0.00019504 | 0.0011708 | 0.0028568 | 0.0063411 | 0 | 0.0063411 | 28.89%
CZ 2B | 0.050227 | 0.24091 | 0.081494 | 0.095893 | 0.044641 | 0.27019 | 0.65336 | 1.4367 | 0 | 1.4367 | 0.9522% | CZ 2B | 1.0725 | 5.1441 | 1.7401 | 2.0476 | 0.9532 | 5.7692 | 13.9509 | 30.6775 | 0 | 30.6775 | 0.9522% | CZ 2B | 1.0725 | 5.1441 | 1.7401 | 2.0476 | 0.9532 | 5.7692 | 13.9509 | 30.6775 | 0 | 30.6775 | 0.9522% | CZ 2B | 0 | 0 | 0 | 0 | 0 | 0 | 0 | 0 |  |  | 0.9522% | CZ 2B | 0 | 0 | 0 | 0 | 0 | 0 | 0 | 0 |  |  | 0.9522% | CZ 2B | 3.0351 | 14.5577 | 4.9245 | 5.7946 | 2.6976 | 16.3268 | 39.4811 | 86.8174 | 0 | 86.8174 | 0.9522% | CZ 2B | 0.00021971 | 0.0010538 | 0.00035647 | 0.00041946 | 0.00019527 | 0.0011819 | 0.0028579 | 0.0062845 | 0 | 0.0062845 | 0.9522%
CZ 3A | 0.13168 | 0.15504 | 0.07299 | 0.095156 | 0.043627 | 0.31796 | 0.64831 | 1.4648 | 0 | 1.4648 | 24.63% | CZ 3A | 2.8116 | 3.3105 | 1.5585 | 2.0318 | 0.93154 | 6.7893 | 13.8431 | 31.2763 | 0 | 31.2763 | 24.63% | CZ 3A | 2.8116 | 3.3105 | 1.5585 | 2.0318 | 0.93154 | 6.7893 | 13.8431 | 31.2763 | 0 | 31.2763 | 24.63% | CZ 3A | 0 | 0 | 0 | 0 | 0 | 0 | 0 | 0 |  |  | 24.63% | CZ 3A | 0 | 0 | 0 | 0 | 0 | 0 | 0 | 0 |  |  | 24.63% | CZ 3A | 7.9568 | 9.3686 | 4.4106 | 5.7501 | 2.6363 | 19.2138 | 39.176 | 88.5121 | 0 | 88.5121 | 24.63% | CZ 3A | 0.00057598 | 0.00067817 | 0.00031927 | 0.00041623 | 0.00019083 | 0.0013908 | 0.0028359 | 0.0064072 | 0 | 0.0064072 | 24.63%
CZ 3AWH | 0.097575 | 0.17956 | 0.072901 | 0.095565 | 0.044189 | 0.30745 | 0.65111 | 1.4483 | 0 | 1.4483 | 4.251% | CZ 3AWH | 2.0835 | 3.8341 | 1.5566 | 2.0406 | 0.94355 | 6.5648 | 13.9029 | 30.926 | 0 | 30.926 | 4.251% | CZ 3AWH | 2.0835 | 3.8341 | 1.5566 | 2.0406 | 0.94355 | 6.5648 | 13.9029 | 30.926 | 0 | 30.926 | 4.251% | CZ 3AWH | 0 | 0 | 0 | 0 | 0 | 0 | 0 | 0 |  |  | 4.251% | CZ 3AWH | 0 | 0 | 0 | 0 | 0 | 0 | 0 | 0 |  |  | 4.251% | CZ 3AWH | 5.8962 | 10.8505 | 4.4053 | 5.7748 | 2.6703 | 18.5782 | 39.3452 | 87.5204 | 0 | 87.5204 | 4.251% | CZ 3AWH | 0.00042681 | 0.00078544 | 0.00031889 | 0.00041802 | 0.00019329 | 0.0013448 | 0.0028481 | 0.0063354 | 0 | 0.0063354 | 4.251%
CZ 3B | 0.092666 | 0.16202 | 0.073559 | 0.095331 | 0.043867 | 0.30529 | 0.64951 | 1.4222 | 0 | 1.4222 | 4% | CZ 3B | 1.9787 | 3.4595 | 1.5707 | 2.0356 | 0.93668 | 6.5188 | 13.8687 | 30.3686 | 0 | 30.3686 | 4% | CZ 3B | 1.9787 | 3.4595 | 1.5707 | 2.0356 | 0.93668 | 6.5188 | 13.8687 | 30.3686 | 0 | 30.3686 | 4% | CZ 3B | 0 | 0 | 0 | 0 | 0 | 0 | 0 | 0 |  |  | 4% | CZ 3B | 0 | 0 | 0 | 0 | 0 | 0 | 0 | 0 |  |  | 4% | CZ 3B | 5.5996 | 9.7903 | 4.445 | 5.7606 | 2.6508 | 18.4483 | 39.2484 | 85.9431 | 0 | 85.9431 | 4% | CZ 3B | 0.00040534 | 0.0007087 | 0.00032176 | 0.000417 | 0.00019189 | 0.0013354 | 0.0028411 | 0.0062212 | 0 | 0.0062212 | 4%
CZ 3C | 0.031769 | 0.081419 | 0.054063 | 0.09523 | 0.043729 | 0.32493 | 0.64882 | 1.28 | 0 | 1.28 | 1.454% | CZ 3C | 0.67834 | 1.7385 | 1.1544 | 2.0334 | 0.93373 | 6.9382 | 13.854 | 27.3305 | 0 | 27.3305 | 1.454% | CZ 3C | 0.67834 | 1.7385 | 1.1544 | 2.0334 | 0.93373 | 6.9382 | 13.854 | 27.3305 | 0 | 27.3305 | 1.454% | CZ 3C | 0 | 0 | 0 | 0 | 0 | 0 | 0 | 0 |  |  | 1.454% | CZ 3C | 0 | 0 | 0 | 0 | 0 | 0 | 0 | 0 |  |  | 1.454% | CZ 3C | 1.9197 | 4.9199 | 3.2669 | 5.7546 | 2.6425 | 19.635 | 39.2068 | 77.3455 | 0 | 77.3455 | 1.454% | CZ 3C | 0.00013896 | 0.00035614 | 0.00023649 | 0.00041656 | 0.00019128 | 0.0014213 | 0.0028381 | 0.0055988 | 0 | 0.0055988 | 1.454%
CZ 4A | 0.2482 | 0.10927 | 0.077423 | 0.092342 | 0.039757 | 0.32998 | 0.62905 | 1.526 | 0 | 1.526 | 19% | CZ 4A | 5.2997 | 2.3331 | 1.6532 | 1.9717 | 0.84891 | 7.046 | 13.4318 | 32.5845 | 0 | 32.5845 | 19% | CZ 4A | 5.2997 | 2.3331 | 1.6532 | 1.9717 | 0.84891 | 7.046 | 13.4318 | 32.5845 | 0 | 32.5845 | 19% | CZ 4A | 0 | 0 | 0 | 0 | 0 | 0 | 0 | 0 |  |  | 19% | CZ 4A | 0 | 0 | 0 | 0 | 0 | 0 | 0 | 0 |  |  | 19% | CZ 4A | 14.9981 | 6.6028 | 4.6785 | 5.58 | 2.4024 | 19.9401 | 38.0121 | 92.2141 | 0 | 92.2141 | 19% | CZ 4A | 0.0010857 | 0.00047796 | 0.00033867 | 0.00040393 | 0.00017391 | 0.0014434 | 0.0027516 | 0.0066752 | 0 | 0.0066752 | 19%
CZ 4B | 0.17387 | 0.12537 | 0.078757 | 0.095751 | 0.044445 | 0.35606 | 0.65238 | 1.5266 | 0 | 1.5266 | 0.1362% | CZ 4B | 3.7126 | 2.677 | 1.6817 | 2.0445 | 0.94902 | 7.6028 | 13.9301 | 32.5977 | 0 | 32.5977 | 0.1362% | CZ 4B | 3.7126 | 2.677 | 1.6817 | 2.0445 | 0.94902 | 7.6028 | 13.9301 | 32.5977 | 0 | 32.5977 | 0.1362% | CZ 4B | 0 | 0 | 0 | 0 | 0 | 0 | 0 | 0 |  |  | 0.1362% | CZ 4B | 0 | 0 | 0 | 0 | 0 | 0 | 0 | 0 |  |  | 0.1362% | CZ 4B | 10.5066 | 7.5759 | 4.7591 | 5.786 | 2.6857 | 21.5159 | 39.4221 | 92.2514 | 0 | 92.2514 | 0.1362% | CZ 4B | 0.00076055 | 0.0005484 | 0.0003445 | 0.00041883 | 0.00019441 | 0.0015575 | 0.0028537 | 0.0066778 | 0 | 0.0066778 | 0.1362%
CZ 4C | 0.20686 | 0.053038 | 0.061796 | 0.095561 | 0.044183 | 0.38034 | 0.65108 | 1.4929 | 0 | 1.4929 | 2.374% | CZ 4C | 4.417 | 1.1325 | 1.3195 | 2.0405 | 0.94343 | 8.1213 | 13.9023 | 31.8764 | 0 | 31.8764 | 2.374% | CZ 4C | 4.417 | 1.1325 | 1.3195 | 2.0405 | 0.94343 | 8.1213 | 13.9023 | 31.8764 | 0 | 31.8764 | 2.374% | CZ 4C | 0 | 0 | 0 | 0 | 0 | 0 | 0 | 0 |  |  | 2.374% | CZ 4C | 0 | 0 | 0 | 0 | 0 | 0 | 0 | 0 |  |  | 2.374% | CZ 4C | 12.5 | 3.205 | 3.7342 | 5.7745 | 2.6699 | 22.9832 | 39.3434 | 90.2102 | 0 | 90.2102 | 2.374% | CZ 4C | 0.00090484 | 0.000232 | 0.00027031 | 0.000418 | 0.00019327 | 0.0016637 | 0.002848 | 0.0065301 | 0 | 0.0065301 | 2.374%
CZ 5A | 0.36386 | 0.066787 | 0.085047 | 0.090978 | 0.03788 | 0.3468 | 0.61971 | 1.6111 | 0 | 1.6111 | 3.092% | CZ 5A | 7.7694 | 1.4261 | 1.816 | 1.9426 | 0.80883 | 7.4051 | 13.2323 | 34.4003 | 0 | 34.4003 | 3.092% | CZ 5A | 7.7694 | 1.4261 | 1.816 | 1.9426 | 0.80883 | 7.4051 | 13.2323 | 34.4003 | 0 | 34.4003 | 3.092% | CZ 5A | 0 | 0 | 0 | 0 | 0 | 0 | 0 | 0 |  |  | 3.092% | CZ 5A | 0 | 0 | 0 | 0 | 0 | 0 | 0 | 0 |  |  | 3.092% | CZ 5A | 21.9873 | 4.0358 | 5.1392 | 5.4976 | 2.289 | 20.9565 | 37.4475 | 97.3529 | 0 | 97.3529 | 3.092% | CZ 5A | 0.0015916 | 0.00029214 | 0.00037202 | 0.00039796 | 0.00016569 | 0.001517 | 0.0027107 | 0.0070471 | 0 | 0.0070471 | 3.092%
CZ 5B | 0.32271 | 0.093263 | 0.090047 | 0.094049 | 0.042105 | 0.3752 | 0.64073 | 1.6581 | 0 | 1.6581 | 2.421% | CZ 5B | 6.8906 | 1.9914 | 1.9227 | 2.0082 | 0.89904 | 8.0116 | 13.6813 | 35.4049 | 0 | 35.4049 | 2.421% | CZ 5B | 6.8906 | 1.9914 | 1.9227 | 2.0082 | 0.89904 | 8.0116 | 13.6813 | 35.4049 | 0 | 35.4049 | 2.421% | CZ 5B | 0 | 0 | 0 | 0 | 0 | 0 | 0 | 0 |  |  | 2.421% | CZ 5B | 0 | 0 | 0 | 0 | 0 | 0 | 0 | 0 |  |  | 2.421% | CZ 5B | 19.5004 | 5.6356 | 5.4413 | 5.6832 | 2.5443 | 22.6728 | 38.7182 | 100.1958 | 0 | 100.1958 | 2.421% | CZ 5B | 0.0014116 | 0.00040795 | 0.00039388 | 0.00041139 | 0.00018417 | 0.0016412 | 0.0028027 | 0.0072529 | 0 | 0.0072529 | 2.421%
CZ 5C | 0.26699 | 0.035545 | 0.062588 | 0.095562 | 0.044186 | 0.40184 | 0.65109 | 1.5578 | 0 | 1.5578 | 0.03148% | CZ 5C | 5.701 | 0.75897 | 1.3364 | 2.0405 | 0.94348 | 8.5803 | 13.9025 | 33.2632 | 0 | 33.2632 | 0.03148% | CZ 5C | 5.701 | 0.75897 | 1.3364 | 2.0405 | 0.94348 | 8.5803 | 13.9025 | 33.2632 | 0 | 33.2632 | 0.03148% | CZ 5C | 0 | 0 | 0 | 0 | 0 | 0 | 0 | 0 |  |  | 0.03148% | CZ 5C | 0 | 0 | 0 | 0 | 0 | 0 | 0 | 0 |  |  | 0.03148% | CZ 5C | 16.1338 | 2.1479 | 3.7821 | 5.7746 | 2.67 | 24.2823 | 39.3441 | 94.1348 | 0 | 94.1348 | 0.03148% | CZ 5C | 0.0011679 | 0.00015548 | 0.00027377 | 0.00041801 | 0.00019328 | 0.0017577 | 0.002848 | 0.0068142 | 0 | 0.0068142 | 0.03148%
CZ 6A | 0.54745 | 0.072871 | 0.10635 | 0.091807 | 0.039021 | 0.38184 | 0.62538 | 1.8647 | 0 | 1.8647 | 1.487% | CZ 6A | 11.6895 | 1.556 | 2.2708 | 1.9603 | 0.83319 | 8.1533 | 13.3536 | 39.8167 | 0 | 39.8167 | 1.487% | CZ 6A | 11.6895 | 1.556 | 2.2708 | 1.9603 | 0.83319 | 8.1533 | 13.3536 | 39.8167 | 0 | 39.8167 | 1.487% | CZ 6A | 0 | 0 | 0 | 0 | 0 | 0 | 0 | 0 |  |  | 1.487% | CZ 6A | 0 | 0 | 0 | 0 | 0 | 0 | 0 | 0 |  |  | 1.487% | CZ 6A | 33.0813 | 4.4034 | 6.4263 | 5.5477 | 2.3579 | 23.0738 | 37.7906 | 112.6811 | 0 | 112.6811 | 1.487% | CZ 6A | 0.0023947 | 0.00031875 | 0.00046518 | 0.00040158 | 0.00017068 | 0.0016703 | 0.0027356 | 0.0081567 | 0 | 0.0081567 | 1.487%
CZ 6B | 0.44232 | 0.060972 | 0.097964 | 0.093265 | 0.041025 | 0.39491 | 0.63536 | 1.7658 | 0 | 1.7658 | 0.2602% | CZ 6B | 9.4446 | 1.3019 | 2.0918 | 1.9914 | 0.876 | 8.4322 | 13.5666 | 37.7046 | 0 | 37.7046 | 0.2602% | CZ 6B | 9.4446 | 1.3019 | 2.0918 | 1.9914 | 0.876 | 8.4322 | 13.5666 | 37.7046 | 0 | 37.7046 | 0.2602% | CZ 6B | 0 | 0 | 0 | 0 | 0 | 0 | 0 | 0 |  |  | 0.2602% | CZ 6B | 0 | 0 | 0 | 0 | 0 | 0 | 0 | 0 |  |  | 0.2602% | CZ 6B | 26.7282 | 3.6844 | 5.9197 | 5.6358 | 2.4791 | 23.8632 | 38.3936 | 106.704 | 0 | 106.704 | 0.2602% | CZ 6B | 0.0019348 | 0.00026671 | 0.00042851 | 0.00040796 | 0.00017945 | 0.0017274 | 0.0027792 | 0.007724 | 0 | 0.007724 | 0.2602%
CZ 7 | 0.70944 | 0.057406 | 0.12767 | 0.092754 | 0.040323 | 0.42488 | 0.63187 | 2.0843 | 0 | 2.0843 | 0.1541% | CZ 7 | 15.1483 | 1.2258 | 2.7262 | 1.9805 | 0.86101 | 9.0723 | 13.492 | 44.506 | 0 | 44.506 | 0.1541% | CZ 7 | 15.1483 | 1.2258 | 2.7262 | 1.9805 | 0.86101 | 9.0723 | 13.492 | 44.506 | 0 | 44.506 | 0.1541% | CZ 7 | 0 | 0 | 0 | 0 | 0 | 0 | 0 | 0 |  |  | 0.1541% | CZ 7 | 0 | 0 | 0 | 0 | 0 | 0 | 0 | 0 |  |  | 0.1541% | CZ 7 | 42.8696 | 3.4689 | 7.715 | 5.6049 | 2.4367 | 25.6745 | 38.1825 | 125.9521 | 0 | 125.9521 | 0.1541% | CZ 7 | 0.0031032 | 0.0002511 | 0.00055847 | 0.00040573 | 0.00017638 | 0.0018585 | 0.0027639 | 0.0091174 | 0 | 0.0091174 | 0.1541%
CZ 8 | 1.0395 | 0.038199 | 0.18839 | 0.095562 | 0.044186 | 0.51025 | 0.65109 | 2.5672 | 0 | 2.5672 | 0.001107% | CZ 8 | 22.1966 | 0.81565 | 4.0226 | 2.0405 | 0.94348 | 10.8951 | 13.9025 | 54.8165 | 0 | 54.8165 | 0.001107% | CZ 8 | 22.1966 | 0.81565 | 4.0226 | 2.0405 | 0.94348 | 10.8951 | 13.9025 | 54.8165 | 0 | 54.8165 | 0.001107% | CZ 8 | 0 | 0 | 0 | 0 | 0 | 0 | 0 | 0 |  |  | 0.001107% | CZ 8 | 0 | 0 | 0 | 0 | 0 | 0 | 0 | 0 |  |  | 0.001107% | CZ 8 | 62.8165 | 2.3083 | 11.3839 | 5.7746 | 2.67 | 30.8331 | 39.3441 | 155.1306 | 0 | 155.1306 | 0.001107% | CZ 8 | 0.0045471 | 0.00016709 | 0.00082405 | 0.00041801 | 0.00019328 | 0.0022319 | 0.002848 | 0.01123 | 0 | 0.01123 | 0.001107%
US Weighted | 0.13897 | 0.18128 | 0.078552 | 0.094626 | 0.042898 | 0.30533 | 0.64469 | 1.4863 | 0 | 1.4863 | 100% | US Weighted | 2.9674 | 3.8708 | 1.6773 | 2.0205 | 0.91599 | 6.5195 | 13.7657 | 31.7372 | 0 | 31.7372 | 100% | US Weighted | 2.9674 | 3.8708 | 1.6773 | 2.0205 | 0.91599 | 6.5195 | 13.7657 | 31.7372 | 0 | 31.7372 | 100% | US Weighted | 0 | 0 | 0 | 0 | 0 | 0 | 0 | 0 |  |  | 100% | US Weighted | 0 | 0 | 0 | 0 | 0 | 0 | 0 | 0 |  |  | 100% | US Weighted | 8.3978 | 10.9543 | 4.7467 | 5.7181 | 2.5923 | 18.4502 | 38.957 | 89.8162 | 0 | 89.8162 | 100% | US Weighted | 0.00060789 | 0.00079295 | 0.0003436 | 0.00041392 | 0.00018765 | 0.0013356 | 0.00282 | 0.0065016 | 0 | 0.0065016 | 100%
Energy Cost Index ($/sq ft/yr) for IECC-Res 2009 | [10 empty] | Multifamily - Heat Pump | Site Energy Use Intensity (kBtu/sq ft/yr) for IECC-Res 2009 | [10 empty] | Multifamily - Heat Pump | Electric Use Intensity (kBtu/sq ft/yr) for IECC-Res 2009 | [10 empty] | Multifamily - Heat Pump | Gas Use Intensity (kBtu/sq ft/yr) for IECC-Res 2009 | [10 empty] | Multifamily - Heat Pump | Oil Use Intensity (kBtu/sq ft/yr) for IECC-Res 2009 | [10 empty] | Multifamily - Heat Pump | Source Energy Use Index (kBtu/sq ft/yr) for IECC-Res 2009 | [10 empty] | Multifamily - Heat Pump | Carbon Emissions (ton/sq ft/yr) for IECC-Res 2009 | [10 empty] | Multifamily - Heat Pump
Costs: Electricity: $0.1598/kWh ¦ Natural Gas: $1.391/therm ¦ Oil: $4.1392/gal | [9 empty] | Prototype Floor Area (sq ft): | 21600 | [10 empty] | Prototype Floor Area (sq ft): | 21600 | [10 empty] | Prototype Floor Area (sq ft): | 21600 | [10 empty] | Prototype Floor Area (sq ft): | 21600 | [10 empty] | Prototype Floor Area (sq ft): | 21600 | Site-to-Source Factors: Electricity: 2.83 ¦ Natural Gas: 1.1 ¦ Oil: 1.01 | [9 empty] | Prototype Floor Area (sq ft): | 21600 | Conversion [ton/kBtu]: Electricity: 4,881 ¦ Natural Gas: 18,863 ¦ Oil: 13,521 | [9 empty] | Prototype Floor Area (sq ft): | 21600
IECC-Res 2009 | Heat | Cool | Fans_Aux | Lgt_Int | Lgt_Ext | DHW | Appls | Total | PV | Net_Total | Weight | IECC-Res 2009 | Heat | Cool | Fans_Aux | Lgt_Int | Lgt_Ext | DHW | Appls | Total | PV | Net_Total | Weight | IECC-Res 2009 | Heat | Cool | Fans_Aux | Lgt_Int | Lgt_Ext | DHW | Appls | Total | PV | Net_Total | Weight | IECC-Res 2009 | Heat | Cool | Fans_Aux | Lgt_Int | Lgt_Ext | DHW | Appls | Total | PV | Net_Total | Weight | IECC-Res 2009 | Heat | Cool | Fans_Aux | Lgt_Int | Lgt_Ext | DHW | Appls | Total | PV | Net_Total | Weight | IECC-Res 2009 | Heat | Cool | Fans_Aux | Lgt_Int | Lgt_Ext | DHW | Appls | Total | PV | Net_Total | Weight | IECC-Res 2009 | Heat | Cool | Fans_Aux | Lgt_Int | Lgt_Ext | DHW | Appls | Total | PV | Net_Total | Weight
CZ 1AWH | 0.0077136 | 0.36176 | 0.093945 | 0.10814 | 0.044652 | 0.26223 | 0.65341 | 1.5318 | 0 | 1.5318 | 6.709% | CZ 1AWH | 0.16471 | 7.7244 | 2.006 | 2.3091 | 0.95343 | 5.5993 | 13.9521 | 32.7089 | 0 | 32.7089 | 6.709% | CZ 1AWH | 0.16471 | 7.7244 | 2.006 | 2.3091 | 0.95343 | 5.5993 | 13.9521 | 32.7089 | 0 | 32.7089 | 6.709% | CZ 1AWH | 0 | 0 | 0 | 0 | 0 | 0 | 0 | 0 |  |  | 6.709% | CZ 1AWH | 0 | 0 | 0 | 0 | 0 | 0 | 0 | 0 |  |  | 6.709% | CZ 1AWH | 0.46612 | 21.8601 | 5.6769 | 6.5346 | 2.6982 | 15.8459 | 39.4843 | 92.5662 | 0 | 92.5662 | 6.709% | CZ 1AWH | 3.3741e-05 | 0.0015824 | 0.00041094 | 0.00047303 | 0.00019532 | 0.001147 | 0.0028582 | 0.0067006 | 0 | 0.0067006 | 6.709%
CZ 1AWHT | 0.00010723 | 0.36961 | 0.095047 | 0.10776 | 0.044186 | 0.25428 | 0.65109 | 1.5221 | 0 | 1.5221 | 0.1621% | CZ 1AWHT | 0.0022896 | 7.8921 | 2.0295 | 2.3009 | 0.94348 | 5.4295 | 13.9025 | 32.5003 | 0 | 32.5003 | 0.1621% | CZ 1AWHT | 0.0022896 | 7.8921 | 2.0295 | 2.3009 | 0.94348 | 5.4295 | 13.9025 | 32.5003 | 0 | 32.5003 | 0.1621% | CZ 1AWHT | 0 | 0 | 0 | 0 | 0 | 0 | 0 | 0 |  |  | 0.1621% | CZ 1AWHT | 0 | 0 | 0 | 0 | 0 | 0 | 0 | 0 |  |  | 0.1621% | CZ 1AWHT | 0.0064794 | 22.3346 | 5.7435 | 6.5115 | 2.67 | 15.3656 | 39.3441 | 91.9757 | 0 | 91.9757 | 0.1621% | CZ 1AWHT | 4.6903e-07 | 0.0016167 | 0.00041575 | 0.00047135 | 0.00019328 | 0.0011123 | 0.002848 | 0.0066579 | 0 | 0.0066579 | 0.1621%
CZ 2AWH | 0.046861 | 0.28912 | 0.086143 | 0.10809 | 0.044588 | 0.29395 | 0.65309 | 1.5218 | 0 | 1.5218 | 28.89% | CZ 2AWH | 1.0006 | 6.1735 | 1.8394 | 2.3079 | 0.95206 | 6.2766 | 13.9452 | 32.4953 | 0 | 32.4953 | 28.89% | CZ 2AWH | 1.0006 | 6.1735 | 1.8394 | 2.3079 | 0.95206 | 6.2766 | 13.9452 | 32.4953 | 0 | 32.4953 | 28.89% | CZ 2AWH | 0 | 0 | 0 | 0 | 0 | 0 | 0 | 0 |  |  | 28.89% | CZ 2AWH | 0 | 0 | 0 | 0 | 0 | 0 | 0 | 0 |  |  | 28.89% | CZ 2AWH | 2.8317 | 17.471 | 5.2054 | 6.5315 | 2.6943 | 17.7627 | 39.465 | 91.9617 | 0 | 91.9617 | 28.89% | CZ 2AWH | 0.00020498 | 0.0012647 | 0.00037681 | 0.0004728 | 0.00019504 | 0.0012858 | 0.0028568 | 0.0066569 | 0 | 0.0066569 | 28.89%
CZ 2B | 0.063623 | 0.26316 | 0.087132 | 0.10813 | 0.044641 | 0.29674 | 0.65336 | 1.5168 | 0 | 1.5168 | 0.9522% | CZ 2B | 1.3585 | 5.619 | 1.8605 | 2.3089 | 0.9532 | 6.3361 | 13.9509 | 32.3872 | 0 | 32.3872 | 0.9522% | CZ 2B | 1.3585 | 5.619 | 1.8605 | 2.3089 | 0.9532 | 6.3361 | 13.9509 | 32.3872 | 0 | 32.3872 | 0.9522% | CZ 2B | 0 | 0 | 0 | 0 | 0 | 0 | 0 | 0 |  |  | 0.9522% | CZ 2B | 0 | 0 | 0 | 0 | 0 | 0 | 0 | 0 |  |  | 0.9522% | CZ 2B | 3.8446 | 15.9019 | 5.2652 | 6.5341 | 2.6976 | 17.9313 | 39.4811 | 91.6557 | 0 | 91.6557 | 0.9522% | CZ 2B | 0.0002783 | 0.0011511 | 0.00038114 | 0.00047299 | 0.00019527 | 0.001298 | 0.0028579 | 0.0066347 | 0 | 0.0066347 | 0.9522%
CZ 3A | 0.19537 | 0.17107 | 0.083349 | 0.1073 | 0.043627 | 0.34994 | 0.64831 | 1.599 | 0 | 1.599 | 24.63% | CZ 3A | 4.1716 | 3.6528 | 1.7797 | 2.2911 | 0.93154 | 7.4721 | 13.8431 | 34.1419 | 0 | 34.1419 | 24.63% | CZ 3A | 4.1716 | 3.6528 | 1.7797 | 2.2911 | 0.93154 | 7.4721 | 13.8431 | 34.1419 | 0 | 34.1419 | 24.63% | CZ 3A | 0 | 0 | 0 | 0 | 0 | 0 | 0 | 0 |  |  | 24.63% | CZ 3A | 0 | 0 | 0 | 0 | 0 | 0 | 0 | 0 |  |  | 24.63% | CZ 3A | 11.8056 | 10.3374 | 5.0366 | 6.4838 | 2.6363 | 21.146 | 39.176 | 96.6216 | 0 | 96.6216 | 24.63% | CZ 3A | 0.00085458 | 0.0007483 | 0.00036459 | 0.00046935 | 0.00019083 | 0.0015307 | 0.0028359 | 0.0069942 | 0 | 0.0069942 | 24.63%
CZ 3AWH | 0.14423 | 0.20026 | 0.081746 | 0.10776 | 0.044189 | 0.33822 | 0.65111 | 1.5675 | 0 | 1.5675 | 4.251% | CZ 3AWH | 3.0797 | 4.2761 | 1.7455 | 2.301 | 0.94355 | 7.2219 | 13.9029 | 33.4706 | 0 | 33.4706 | 4.251% | CZ 3AWH | 3.0797 | 4.2761 | 1.7455 | 2.301 | 0.94355 | 7.2219 | 13.9029 | 33.4706 | 0 | 33.4706 | 4.251% | CZ 3AWH | 0 | 0 | 0 | 0 | 0 | 0 | 0 | 0 |  |  | 4.251% | CZ 3AWH | 0 | 0 | 0 | 0 | 0 | 0 | 0 | 0 |  |  | 4.251% | CZ 3AWH | 8.7155 | 12.1014 | 4.9397 | 6.5117 | 2.6703 | 20.438 | 39.3452 | 94.7217 | 0 | 94.7217 | 4.251% | CZ 3AWH | 0.00063089 | 0.00087599 | 0.00035757 | 0.00047137 | 0.00019329 | 0.0014795 | 0.0028481 | 0.0068567 | 0 | 0.0068567 | 4.251%
CZ 3B | 0.13483 | 0.18236 | 0.08294 | 0.1075 | 0.043867 | 0.33586 | 0.64951 | 1.5369 | 0 | 1.5369 | 4% | CZ 3B | 2.879 | 3.8938 | 1.771 | 2.2953 | 0.93668 | 7.1715 | 13.8687 | 32.816 | 0 | 32.816 | 4% | CZ 3B | 2.879 | 3.8938 | 1.771 | 2.2953 | 0.93668 | 7.1715 | 13.8687 | 32.816 | 0 | 32.816 | 4% | CZ 3B | 0 | 0 | 0 | 0 | 0 | 0 | 0 | 0 |  |  | 4% | CZ 3B | 0 | 0 | 0 | 0 | 0 | 0 | 0 | 0 |  |  | 4% | CZ 3B | 8.1475 | 11.0195 | 5.0119 | 6.4958 | 2.6508 | 20.2953 | 39.2484 | 92.8693 | 0 | 92.8693 | 4% | CZ 3B | 0.00058978 | 0.00079768 | 0.0003628 | 0.00047021 | 0.00019189 | 0.0014691 | 0.0028411 | 0.0067226 | 0 | 0.0067226 | 4%
CZ 3C | 0.0554 | 0.080055 | 0.056885 | 0.10738 | 0.043729 | 0.35783 | 0.64882 | 1.3501 | 0 | 1.3501 | 1.454% | CZ 3C | 1.1829 | 1.7094 | 1.2146 | 2.2929 | 0.93373 | 7.6407 | 13.854 | 28.8283 | 0 | 28.8283 | 1.454% | CZ 3C | 1.1829 | 1.7094 | 1.2146 | 2.2929 | 0.93373 | 7.6407 | 13.854 | 28.8283 | 0 | 28.8283 | 1.454% | CZ 3C | 0 | 0 | 0 | 0 | 0 | 0 | 0 | 0 |  |  | 1.454% | CZ 3C | 0 | 0 | 0 | 0 | 0 | 0 | 0 | 0 |  |  | 1.454% | CZ 3C | 3.3477 | 4.8376 | 3.4374 | 6.4889 | 2.6425 | 21.6232 | 39.2068 | 81.584 | 0 | 81.584 | 1.454% | CZ 3C | 0.00024233 | 0.00035018 | 0.00024883 | 0.00046972 | 0.00019128 | 0.0015652 | 0.0028381 | 0.0059057 | 0 | 0.0059057 | 1.454%
CZ 4A | 0.34274 | 0.11284 | 0.089821 | 0.10413 | 0.039757 | 0.36355 | 0.62905 | 1.6819 | 0 | 1.6819 | 19% | CZ 4A | 7.3184 | 2.4094 | 1.9179 | 2.2234 | 0.84891 | 7.7627 | 13.4318 | 35.9124 | 0 | 35.9124 | 19% | CZ 4A | 7.3184 | 2.4094 | 1.9179 | 2.2234 | 0.84891 | 7.7627 | 13.4318 | 35.9124 | 0 | 35.9124 | 19% | CZ 4A | 0 | 0 | 0 | 0 | 0 | 0 | 0 | 0 |  |  | 19% | CZ 4A | 0 | 0 | 0 | 0 | 0 | 0 | 0 | 0 |  |  | 19% | CZ 4A | 20.711 | 6.8185 | 5.4277 | 6.2921 | 2.4024 | 21.9683 | 38.0121 | 101.6322 | 0 | 101.6322 | 19% | CZ 4A | 0.0014992 | 0.00049357 | 0.0003929 | 0.00045547 | 0.00017391 | 0.0015902 | 0.0027516 | 0.0073569 | 0 | 0.0073569 | 19%
CZ 4B | 0.23409 | 0.13002 | 0.088033 | 0.10797 | 0.044445 | 0.39219 | 0.65238 | 1.6491 | 0 | 1.6491 | 0.1362% | CZ 4B | 4.9985 | 2.7763 | 1.8797 | 2.3054 | 0.94902 | 8.3742 | 13.9301 | 35.2132 | 0 | 35.2132 | 0.1362% | CZ 4B | 4.9985 | 2.7763 | 1.8797 | 2.3054 | 0.94902 | 8.3742 | 13.9301 | 35.2132 | 0 | 35.2132 | 0.1362% | CZ 4B | 0 | 0 | 0 | 0 | 0 | 0 | 0 | 0 |  |  | 0.1362% | CZ 4B | 0 | 0 | 0 | 0 | 0 | 0 | 0 | 0 |  |  | 0.1362% | CZ 4B | 14.1457 | 7.8568 | 5.3196 | 6.5244 | 2.6857 | 23.699 | 39.4221 | 99.6533 | 0 | 99.6533 | 0.1362% | CZ 4B | 0.001024 | 0.00056873 | 0.00038507 | 0.00047228 | 0.00019441 | 0.0017155 | 0.0028537 | 0.0072137 | 0 | 0.0072137 | 0.1362%
CZ 4C | 0.25714 | 0.047813 | 0.066774 | 0.10776 | 0.044183 | 0.41916 | 0.65108 | 1.5939 | 0 | 1.5939 | 2.374% | CZ 4C | 5.4907 | 1.0209 | 1.4258 | 2.3009 | 0.94343 | 8.9502 | 13.9023 | 34.0341 | 0 | 34.0341 | 2.374% | CZ 4C | 5.4907 | 1.0209 | 1.4258 | 2.3009 | 0.94343 | 8.9502 | 13.9023 | 34.0341 | 0 | 34.0341 | 2.374% | CZ 4C | 0 | 0 | 0 | 0 | 0 | 0 | 0 | 0 |  |  | 2.374% | CZ 4C | 0 | 0 | 0 | 0 | 0 | 0 | 0 | 0 |  |  | 2.374% | CZ 4C | 15.5387 | 2.8892 | 4.035 | 6.5114 | 2.6699 | 25.329 | 39.3434 | 96.3166 | 0 | 96.3166 | 2.374% | CZ 4C | 0.0011248 | 0.00020914 | 0.00029208 | 0.00047135 | 0.00019327 | 0.0018335 | 0.002848 | 0.0069721 | 0 | 0.0069721 | 2.374%
CZ 5A | 0.47837 | 0.064614 | 0.099039 | 0.10259 | 0.03788 | 0.38233 | 0.61971 | 1.7845 | 0 | 1.7845 | 3.092% | CZ 5A | 10.2144 | 1.3797 | 2.1147 | 2.1905 | 0.80883 | 8.1638 | 13.2323 | 38.1043 | 0 | 38.1043 | 3.092% | CZ 5A | 10.2144 | 1.3797 | 2.1147 | 2.1905 | 0.80883 | 8.1638 | 13.2323 | 38.1043 | 0 | 38.1043 | 3.092% | CZ 5A | 0 | 0 | 0 | 0 | 0 | 0 | 0 | 0 |  |  | 3.092% | CZ 5A | 0 | 0 | 0 | 0 | 0 | 0 | 0 | 0 |  |  | 3.092% | CZ 5A | 28.9068 | 3.9045 | 5.9847 | 6.1991 | 2.289 | 23.1035 | 37.4475 | 107.8351 | 0 | 107.8351 | 3.092% | CZ 5A | 0.0020925 | 0.00028264 | 0.00043322 | 0.00044874 | 0.00016569 | 0.0016724 | 0.0027107 | 0.0078059 | 0 | 0.0078059 | 3.092%
CZ 5B | 0.40907 | 0.090947 | 0.10046 | 0.10605 | 0.042105 | 0.41358 | 0.64073 | 1.803 | 0 | 1.803 | 2.421% | CZ 5B | 8.7348 | 1.9419 | 2.1452 | 2.2645 | 0.89904 | 8.831 | 13.6813 | 38.4977 | 0 | 38.4977 | 2.421% | CZ 5B | 8.7348 | 1.9419 | 2.1452 | 2.2645 | 0.89904 | 8.831 | 13.6813 | 38.4977 | 0 | 38.4977 | 2.421% | CZ 5B | 0 | 0 | 0 | 0 | 0 | 0 | 0 | 0 |  |  | 2.421% | CZ 5B | 0 | 0 | 0 | 0 | 0 | 0 | 0 | 0 |  |  | 2.421% | CZ 5B | 24.7194 | 5.4957 | 6.0708 | 6.4084 | 2.5443 | 24.9917 | 38.7182 | 108.9485 | 0 | 108.9485 | 2.421% | CZ 5B | 0.0017894 | 0.00039782 | 0.00043945 | 0.00046389 | 0.00018417 | 0.0018091 | 0.0028027 | 0.0078865 | 0 | 0.0078865 | 2.421%
CZ 5C | 0.3242 | 0.030059 | 0.068242 | 0.10776 | 0.044186 | 0.44301 | 0.65109 | 1.6685 | 0 | 1.6685 | 0.03148% | CZ 5C | 6.9224 | 0.64184 | 1.4572 | 2.3009 | 0.94348 | 9.4594 | 13.9025 | 35.6277 | 0 | 35.6277 | 0.03148% | CZ 5C | 6.9224 | 0.64184 | 1.4572 | 2.3009 | 0.94348 | 9.4594 | 13.9025 | 35.6277 | 0 | 35.6277 | 0.03148% | CZ 5C | 0 | 0 | 0 | 0 | 0 | 0 | 0 | 0 |  |  | 0.03148% | CZ 5C | 0 | 0 | 0 | 0 | 0 | 0 | 0 | 0 |  |  | 0.03148% | CZ 5C | 19.5904 | 1.8164 | 4.1237 | 6.5115 | 2.67 | 26.7702 | 39.3441 | 100.8265 | 0 | 100.8265 | 0.03148% | CZ 5C | 0.0014181 | 0.00013149 | 0.00029851 | 0.00047135 | 0.00019328 | 0.0019378 | 0.002848 | 0.0072986 | 0 | 0.0072986 | 0.03148%
CZ 6A | 0.75875 | 0.071249 | 0.13088 | 0.10352 | 0.039021 | 0.42117 | 0.62538 | 2.15 | 0 | 2.15 | 1.487% | CZ 6A | 16.2012 | 1.5214 | 2.7945 | 2.2105 | 0.83319 | 8.9931 | 13.3536 | 45.9075 | 0 | 45.9075 | 1.487% | CZ 6A | 16.2012 | 1.5214 | 2.7945 | 2.2105 | 0.83319 | 8.9931 | 13.3536 | 45.9075 | 0 | 45.9075 | 1.487% | CZ 6A | 0 | 0 | 0 | 0 | 0 | 0 | 0 | 0 |  |  | 1.487% | CZ 6A | 0 | 0 | 0 | 0 | 0 | 0 | 0 | 0 |  |  | 1.487% | CZ 6A | 45.8493 | 4.3054 | 7.9085 | 6.2557 | 2.3579 | 25.4506 | 37.7906 | 129.9181 | 0 | 129.9181 | 1.487% | CZ 6A | 0.0033189 | 0.00031166 | 0.00057248 | 0.00045283 | 0.00017068 | 0.0018423 | 0.0027356 | 0.0094044 | 0 | 0.0094044 | 1.487%
CZ 6B | 0.59509 | 0.05831 | 0.11753 | 0.10517 | 0.041025 | 0.43554 | 0.63536 | 1.988 | 0 | 1.988 | 0.2602% | CZ 6B | 12.7067 | 1.2451 | 2.5097 | 2.2456 | 0.876 | 9.3 | 13.5666 | 42.4496 | 0 | 42.4496 | 0.2602% | CZ 6B | 12.7067 | 1.2451 | 2.5097 | 2.2456 | 0.876 | 9.3 | 13.5666 | 42.4496 | 0 | 42.4496 | 0.2602% | CZ 6B | 0 | 0 | 0 | 0 | 0 | 0 | 0 | 0 |  |  | 0.2602% | CZ 6B | 0 | 0 | 0 | 0 | 0 | 0 | 0 | 0 |  |  | 0.2602% | CZ 6B | 35.9599 | 3.5235 | 7.1023 | 6.355 | 2.4791 | 26.3189 | 38.3936 | 120.1322 | 0 | 120.1322 | 0.2602% | CZ 6B | 0.002603 | 0.00025506 | 0.00051412 | 0.00046002 | 0.00017945 | 0.0019052 | 0.0027792 | 0.0086961 | 0 | 0.0086961 | 0.2602%
CZ 7 | 0.95631 | 0.054972 | 0.15802 | 0.10459 | 0.040323 | 0.46891 | 0.63187 | 2.415 | 0 | 2.415 | 0.1541% | CZ 7 | 20.4197 | 1.1738 | 3.3741 | 2.2333 | 0.86101 | 10.0125 | 13.492 | 51.5664 | 0 | 51.5664 | 0.1541% | CZ 7 | 20.4197 | 1.1738 | 3.3741 | 2.2333 | 0.86101 | 10.0125 | 13.492 | 51.5664 | 0 | 51.5664 | 0.1541% | CZ 7 | 0 | 0 | 0 | 0 | 0 | 0 | 0 | 0 |  |  | 0.1541% | CZ 7 | 0 | 0 | 0 | 0 | 0 | 0 | 0 | 0 |  |  | 0.1541% | CZ 7 | 57.7879 | 3.3218 | 9.5486 | 6.3202 | 2.4367 | 28.3354 | 38.1825 | 145.933 | 0 | 145.933 | 0.1541% | CZ 7 | 0.0041831 | 0.00024046 | 0.0006912 | 0.0004575 | 0.00017638 | 0.0020511 | 0.0027639 | 0.010564 | 0 | 0.010564 | 0.1541%
CZ 8 | 1.3656 | 0.033636 | 0.23678 | 0.10776 | 0.044186 | 0.56346 | 0.65109 | 3.0025 | 0 | 3.0025 | 0.001107% | CZ 8 | 29.1591 | 0.71822 | 5.0558 | 2.3009 | 0.94348 | 12.0313 | 13.9025 | 64.1113 | 0 | 64.1113 | 0.001107% | CZ 8 | 29.1591 | 0.71822 | 5.0558 | 2.3009 | 0.94348 | 12.0313 | 13.9025 | 64.1113 | 0 | 64.1113 | 0.001107% | CZ 8 | 0 | 0 | 0 | 0 | 0 | 0 | 0 | 0 |  |  | 0.001107% | CZ 8 | 0 | 0 | 0 | 0 | 0 | 0 | 0 | 0 |  |  | 0.001107% | CZ 8 | 82.5201 | 2.0326 | 14.308 | 6.5115 | 2.67 | 34.0486 | 39.3441 | 181.435 | 0 | 181.435 | 0.001107% | CZ 8 | 0.0059734 | 0.00014713 | 0.0010357 | 0.00047135 | 0.00019328 | 0.0024647 | 0.002848 | 0.013134 | 0 | 0.013134 | 0.001107%
US Weighted | 0.19247 | 0.19496 | 0.087313 | 0.1067 | 0.042898 | 0.33593 | 0.64469 | 1.605 | 0 | 1.605 | 100% | US Weighted | 4.1097 | 4.163 | 1.8644 | 2.2784 | 0.91599 | 7.173 | 13.7657 | 34.2701 | 0 | 34.2701 | 100% | US Weighted | 4.1097 | 4.163 | 1.8644 | 2.2784 | 0.91599 | 7.173 | 13.7657 | 34.2701 | 0 | 34.2701 | 100% | US Weighted | 0 | 0 | 0 | 0 | 0 | 0 | 0 | 0 |  |  | 100% | US Weighted | 0 | 0 | 0 | 0 | 0 | 0 | 0 | 0 |  |  | 100% | US Weighted | 11.6304 | 11.7813 | 5.2761 | 6.4478 | 2.5923 | 20.2997 | 38.957 | 96.9845 | 0 | 96.9845 | 100% | US Weighted | 0.0008419 | 0.00085282 | 0.00038193 | 0.00046674 | 0.00018765 | 0.0014694 | 0.00282 | 0.0070205 | 0 | 0.0070205 | 100%
Energy Cost Index ($/sq ft/yr) for IECC-Res 2006 | [10 empty] | Multifamily - Heat Pump | Site Energy Use Intensity (kBtu/sq ft/yr) for IECC-Res 2006 | [10 empty] | Multifamily - Heat Pump | Electric Use Intensity (kBtu/sq ft/yr) for IECC-Res 2006 | [10 empty] | Multifamily - Heat Pump | Gas Use Intensity (kBtu/sq ft/yr) for IECC-Res 2006 | [10 empty] | Multifamily - Heat Pump | Oil Use Intensity (kBtu/sq ft/yr) for IECC-Res 2006 | [10 empty] | Multifamily - Heat Pump | Source Energy Use Index (kBtu/sq ft/yr) for IECC-Res 2006 | [10 empty] | Multifamily - Heat Pump | Carbon Emissions (ton/sq ft/yr) for IECC-Res 2006 | [10 empty] | Multifamily - Heat Pump
Costs: Electricity: $0.1598/kWh ¦ Natural Gas: $1.391/therm ¦ Oil: $4.1392/gal | [9 empty] | Prototype Floor Area (sq ft): | 21600 | [10 empty] | Prototype Floor Area (sq ft): | 21600 | [10 empty] | Prototype Floor Area (sq ft): | 21600 | [10 empty] | Prototype Floor Area (sq ft): | 21600 | [10 empty] | Prototype Floor Area (sq ft): | 21600 | Site-to-Source Factors: Electricity: 2.83 ¦ Natural Gas: 1.1 ¦ Oil: 1.01 | [9 empty] | Prototype Floor Area (sq ft): | 21600 | Conversion [ton/kBtu]: Electricity: 4,881 ¦ Natural Gas: 18,863 ¦ Oil: 13,521 | [9 empty] | Prototype Floor Area (sq ft): | 21600
IECC-Res 2006 | Heat | Cool | Fans_Aux | Lgt_Int | Lgt_Ext | DHW | Appls | Total | PV | Net_Total | Weight | IECC-Res 2006 | Heat | Cool | Fans_Aux | Lgt_Int | Lgt_Ext | DHW | Appls | Total | PV | Net_Total | Weight | IECC-Res 2006 | Heat | Cool | Fans_Aux | Lgt_Int | Lgt_Ext | DHW | Appls | Total | PV | Net_Total | Weight | IECC-Res 2006 | Heat | Cool | Fans_Aux | Lgt_Int | Lgt_Ext | DHW | Appls | Total | PV | Net_Total | Weight | IECC-Res 2006 | Heat | Cool | Fans_Aux | Lgt_Int | Lgt_Ext | DHW | Appls | Total | PV | Net_Total | Weight | IECC-Res 2006 | Heat | Cool | Fans_Aux | Lgt_Int | Lgt_Ext | DHW | Appls | Total | PV | Net_Total | Weight | IECC-Res 2006 | Heat | Cool | Fans_Aux | Lgt_Int | Lgt_Ext | DHW | Appls | Total | PV | Net_Total | Weight
CZ 1AWH | 0.0076697 | 0.39197 | 0.09866 | 0.13112 | 0.044652 | 0.26222 | 0.65341 | 1.5897 | 0 | 1.5897 | 6.709% | CZ 1AWH | 0.16377 | 8.3695 | 2.1066 | 2.7997 | 0.95343 | 5.5991 | 13.9521 | 33.9443 | 0 | 33.9443 | 6.709% | CZ 1AWH | 0.16377 | 8.3695 | 2.1066 | 2.7997 | 0.95343 | 5.5991 | 13.9521 | 33.9443 | 0 | 33.9443 | 6.709% | CZ 1AWH | 0 | 0 | 0 | 0 | 0 | 0 | 0 | 0 |  |  | 6.709% | CZ 1AWH | 0 | 0 | 0 | 0 | 0 | 0 | 0 | 0 |  |  | 6.709% | CZ 1AWH | 0.46346 | 23.6858 | 5.9618 | 7.9231 | 2.6982 | 15.8456 | 39.4843 | 96.0622 | 0 | 96.0622 | 6.709% | CZ 1AWH | 3.3549e-05 | 0.0017146 | 0.00043156 | 0.00057353 | 0.00019532 | 0.001147 | 0.0028582 | 0.0069537 | 0 | 0.0069537 | 6.709%
CZ 1AWHT | 0.00010629 | 0.40209 | 0.10015 | 0.13065 | 0.044186 | 0.25428 | 0.65109 | 1.5826 | 0 | 1.5826 | 0.1621% | CZ 1AWHT | 0.0022696 | 8.5857 | 2.1384 | 2.7898 | 0.94348 | 5.4295 | 13.9025 | 33.7916 | 0 | 33.7916 | 0.1621% | CZ 1AWHT | 0.0022696 | 8.5857 | 2.1384 | 2.7898 | 0.94348 | 5.4295 | 13.9025 | 33.7916 | 0 | 33.7916 | 0.1621% | CZ 1AWHT | 0 | 0 | 0 | 0 | 0 | 0 | 0 | 0 |  |  | 0.1621% | CZ 1AWHT | 0 | 0 | 0 | 0 | 0 | 0 | 0 | 0 |  |  | 0.1621% | CZ 1AWHT | 0.0064229 | 24.2976 | 6.0517 | 7.895 | 2.67 | 15.3655 | 39.3441 | 95.6304 | 0 | 95.6304 | 0.1621% | CZ 1AWHT | 4.6494e-07 | 0.0017588 | 0.00043807 | 0.0005715 | 0.00019328 | 0.0011123 | 0.002848 | 0.0069224 | 0 | 0.0069224 | 0.1621%
CZ 2AWH | 0.049124 | 0.31923 | 0.091102 | 0.13105 | 0.044588 | 0.29393 | 0.65309 | 1.5821 | 0 | 1.5821 | 28.89% | CZ 2AWH | 1.0489 | 6.8163 | 1.9453 | 2.7983 | 0.95206 | 6.2761 | 13.9452 | 33.7822 | 0 | 33.7822 | 28.89% | CZ 2AWH | 1.0489 | 6.8163 | 1.9453 | 2.7983 | 0.95206 | 6.2761 | 13.9452 | 33.7822 | 0 | 33.7822 | 28.89% | CZ 2AWH | 0 | 0 | 0 | 0 | 0 | 0 | 0 | 0 |  |  | 28.89% | CZ 2AWH | 0 | 0 | 0 | 0 | 0 | 0 | 0 | 0 |  |  | 28.89% | CZ 2AWH | 2.9685 | 19.2902 | 5.5051 | 7.9192 | 2.6943 | 17.7613 | 39.465 | 95.6036 | 0 | 95.6036 | 28.89% | CZ 2AWH | 0.00021488 | 0.0013964 | 0.0003985 | 0.00057325 | 0.00019504 | 0.0012857 | 0.0028568 | 0.0069205 | 0 | 0.0069205 | 28.89%
CZ 2B | 0.066686 | 0.29492 | 0.093613 | 0.13111 | 0.044641 | 0.29672 | 0.65336 | 1.581 | 0 | 1.581 | 0.9522% | CZ 2B | 1.4239 | 6.2972 | 1.9989 | 2.7994 | 0.9532 | 6.3358 | 13.9509 | 33.7594 | 0 | 33.7594 | 0.9522% | CZ 2B | 1.4239 | 6.2972 | 1.9989 | 2.7994 | 0.9532 | 6.3358 | 13.9509 | 33.7594 | 0 | 33.7594 | 0.9522% | CZ 2B | 0 | 0 | 0 | 0 | 0 | 0 | 0 | 0 |  |  | 0.9522% | CZ 2B | 0 | 0 | 0 | 0 | 0 | 0 | 0 | 0 |  |  | 0.9522% | CZ 2B | 4.0297 | 17.8211 | 5.6568 | 7.9224 | 2.6976 | 17.9303 | 39.4811 | 95.539 | 0 | 95.539 | 0.9522% | CZ 2B | 0.0002917 | 0.00129 | 0.00040948 | 0.00057348 | 0.00019527 | 0.0012979 | 0.0028579 | 0.0069158 | 0 | 0.0069158 | 0.9522%
CZ 3A | 0.21179 | 0.18844 | 0.088017 | 0.1301 | 0.043627 | 0.34994 | 0.64831 | 1.6602 | 0 | 1.6602 | 24.63% | CZ 3A | 4.5222 | 4.0237 | 1.8794 | 2.7779 | 0.93154 | 7.4721 | 13.8431 | 35.45 | 0 | 35.45 | 24.63% | CZ 3A | 4.5222 | 4.0237 | 1.8794 | 2.7779 | 0.93154 | 7.4721 | 13.8431 | 35.45 | 0 | 35.45 | 24.63% | CZ 3A | 0 | 0 | 0 | 0 | 0 | 0 | 0 | 0 |  |  | 24.63% | CZ 3A | 0 | 0 | 0 | 0 | 0 | 0 | 0 | 0 |  |  | 24.63% | CZ 3A | 12.7978 | 11.3872 | 5.3186 | 7.8615 | 2.6363 | 21.1462 | 39.176 | 100.3234 | 0 | 100.3234 | 24.63% | CZ 3A | 0.0009264 | 0.00082429 | 0.000385 | 0.00056907 | 0.00019083 | 0.0015307 | 0.0028359 | 0.0072622 | 0 | 0.0072622 | 24.63%
CZ 3AWH | 0.15521 | 0.21991 | 0.086141 | 0.13066 | 0.044189 | 0.33822 | 0.65111 | 1.6254 | 0 | 1.6254 | 4.251% | CZ 3AWH | 3.3141 | 4.6956 | 1.8393 | 2.7898 | 0.94355 | 7.2219 | 13.9029 | 34.7072 | 0 | 34.7072 | 4.251% | CZ 3AWH | 3.3141 | 4.6956 | 1.8393 | 2.7898 | 0.94355 | 7.2219 | 13.9029 | 34.7072 | 0 | 34.7072 | 4.251% | CZ 3AWH | 0 | 0 | 0 | 0 | 0 | 0 | 0 | 0 |  |  | 4.251% | CZ 3AWH | 0 | 0 | 0 | 0 | 0 | 0 | 0 | 0 |  |  | 4.251% | CZ 3AWH | 9.3788 | 13.2886 | 5.2053 | 7.8953 | 2.6703 | 20.438 | 39.3452 | 98.2215 | 0 | 98.2215 | 4.251% | CZ 3AWH | 0.00067891 | 0.00096193 | 0.0003768 | 0.00057152 | 0.00019329 | 0.0014795 | 0.0028481 | 0.00711 | 0 | 0.00711 | 4.251%
CZ 3B | 0.14473 | 0.20286 | 0.088535 | 0.13034 | 0.043867 | 0.33585 | 0.64951 | 1.5957 | 0 | 1.5957 | 4% | CZ 3B | 3.0903 | 4.3316 | 1.8905 | 2.783 | 0.93668 | 7.1714 | 13.8687 | 34.0721 | 0 | 34.0721 | 4% | CZ 3B | 3.0903 | 4.3316 | 1.8905 | 2.783 | 0.93668 | 7.1714 | 13.8687 | 34.0721 | 0 | 34.0721 | 4% | CZ 3B | 0 | 0 | 0 | 0 | 0 | 0 | 0 | 0 |  |  | 4% | CZ 3B | 0 | 0 | 0 | 0 | 0 | 0 | 0 | 0 |  |  | 4% | CZ 3B | 8.7456 | 12.2584 | 5.35 | 7.8759 | 2.6508 | 20.2949 | 39.2484 | 96.424 | 0 | 96.424 | 4% | CZ 3B | 0.00063307 | 0.00088735 | 0.00038727 | 0.00057012 | 0.00019189 | 0.0014691 | 0.0028411 | 0.0069799 | 0 | 0.0069799 | 4%
CZ 3C | 0.0614 | 0.093449 | 0.060356 | 0.1302 | 0.043729 | 0.35784 | 0.64882 | 1.3958 | 0 | 1.3958 | 1.454% | CZ 3C | 1.3111 | 1.9954 | 1.2888 | 2.7801 | 0.93373 | 7.6408 | 13.854 | 29.8038 | 0 | 29.8038 | 1.454% | CZ 3C | 1.3111 | 1.9954 | 1.2888 | 2.7801 | 0.93373 | 7.6408 | 13.854 | 29.8038 | 0 | 29.8038 | 1.454% | CZ 3C | 0 | 0 | 0 | 0 | 0 | 0 | 0 | 0 |  |  | 1.454% | CZ 3C | 0 | 0 | 0 | 0 | 0 | 0 | 0 | 0 |  |  | 1.454% | CZ 3C | 3.7103 | 5.6469 | 3.6472 | 7.8676 | 2.6425 | 21.6234 | 39.2068 | 84.3447 | 0 | 84.3447 | 1.454% | CZ 3C | 0.00026858 | 0.00040877 | 0.00026401 | 0.00056952 | 0.00019128 | 0.0015653 | 0.0028381 | 0.0061055 | 0 | 0.0061055 | 1.454%
CZ 4A | 0.36533 | 0.11443 | 0.09289 | 0.12625 | 0.039757 | 0.36356 | 0.62905 | 1.7313 | 0 | 1.7313 | 19% | CZ 4A | 7.8007 | 2.4434 | 1.9834 | 2.6958 | 0.84891 | 7.763 | 13.4318 | 36.9671 | 0 | 36.9671 | 19% | CZ 4A | 7.8007 | 2.4434 | 1.9834 | 2.6958 | 0.84891 | 7.763 | 13.4318 | 36.9671 | 0 | 36.9671 | 19% | CZ 4A | 0 | 0 | 0 | 0 | 0 | 0 | 0 | 0 |  |  | 19% | CZ 4A | 0 | 0 | 0 | 0 | 0 | 0 | 0 | 0 |  |  | 19% | CZ 4A | 22.076 | 6.9149 | 5.6131 | 7.629 | 2.4024 | 21.9693 | 38.0121 | 104.617 | 0 | 104.617 | 19% | CZ 4A | 0.001598 | 0.00050055 | 0.00040632 | 0.00055225 | 0.00017391 | 0.0015903 | 0.0027516 | 0.007573 | 0 | 0.007573 | 19%
CZ 4B | 0.24784 | 0.13095 | 0.090256 | 0.13091 | 0.044445 | 0.39221 | 0.65238 | 1.689 | 0 | 1.689 | 0.1362% | CZ 4B | 5.2919 | 2.7962 | 1.9272 | 2.7953 | 0.94902 | 8.3747 | 13.9301 | 36.0644 | 0 | 36.0644 | 0.1362% | CZ 4B | 5.2919 | 2.7962 | 1.9272 | 2.7953 | 0.94902 | 8.3747 | 13.9301 | 36.0644 | 0 | 36.0644 | 0.1362% | CZ 4B | 0 | 0 | 0 | 0 | 0 | 0 | 0 | 0 |  |  | 0.1362% | CZ 4B | 0 | 0 | 0 | 0 | 0 | 0 | 0 | 0 |  |  | 0.1362% | CZ 4B | 14.9762 | 7.9131 | 5.454 | 7.9106 | 2.6857 | 23.7004 | 39.4221 | 102.0622 | 0 | 102.0622 | 0.1362% | CZ 4B | 0.0010841 | 0.00057281 | 0.0003948 | 0.00057263 | 0.00019441 | 0.0017156 | 0.0028537 | 0.007388 | 0 | 0.007388 | 0.1362%
CZ 4C | 0.26906 | 0.048263 | 0.068235 | 0.13065 | 0.044183 | 0.41918 | 0.65108 | 1.6307 | 0 | 1.6307 | 2.374% | CZ 4C | 5.7451 | 1.0305 | 1.457 | 2.7897 | 0.94343 | 8.9506 | 13.9023 | 34.8186 | 0 | 34.8186 | 2.374% | CZ 4C | 5.7451 | 1.0305 | 1.457 | 2.7897 | 0.94343 | 8.9506 | 13.9023 | 34.8186 | 0 | 34.8186 | 2.374% | CZ 4C | 0 | 0 | 0 | 0 | 0 | 0 | 0 | 0 |  |  | 2.374% | CZ 4C | 0 | 0 | 0 | 0 | 0 | 0 | 0 | 0 |  |  | 2.374% | CZ 4C | 16.2585 | 2.9165 | 4.1233 | 7.8949 | 2.6699 | 25.3302 | 39.3434 | 98.5367 | 0 | 98.5367 | 2.374% | CZ 4C | 0.0011769 | 0.00021111 | 0.00029848 | 0.00057149 | 0.00019327 | 0.0018336 | 0.002848 | 0.0071328 | 0 | 0.0071328 | 2.374%
CZ 5A | 0.50633 | 0.065849 | 0.10275 | 0.12438 | 0.03788 | 0.38234 | 0.61971 | 1.8392 | 0 | 1.8392 | 3.092% | CZ 5A | 10.8114 | 1.4061 | 2.1939 | 2.6559 | 0.80883 | 8.164 | 13.2323 | 39.2725 | 0 | 39.2725 | 3.092% | CZ 5A | 10.8114 | 1.4061 | 2.1939 | 2.6559 | 0.80883 | 8.164 | 13.2323 | 39.2725 | 0 | 39.2725 | 3.092% | CZ 5A | 0 | 0 | 0 | 0 | 0 | 0 | 0 | 0 |  |  | 3.092% | CZ 5A | 0 | 0 | 0 | 0 | 0 | 0 | 0 | 0 |  |  | 3.092% | CZ 5A | 30.5962 | 3.9791 | 6.2089 | 7.5163 | 2.289 | 23.1042 | 37.4475 | 111.1411 | 0 | 111.1411 | 3.092% | CZ 5A | 0.0022148 | 0.00028804 | 0.00044944 | 0.00054408 | 0.00016569 | 0.0016725 | 0.0027107 | 0.0080452 | 0 | 0.0080452 | 3.092%
CZ 5B | 0.43002 | 0.092592 | 0.10368 | 0.12858 | 0.042105 | 0.41359 | 0.64073 | 1.8513 | 0 | 1.8513 | 2.421% | CZ 5B | 9.182 | 1.9771 | 2.2137 | 2.7456 | 0.89904 | 8.8313 | 13.6813 | 39.5301 | 0 | 39.5301 | 2.421% | CZ 5B | 9.182 | 1.9771 | 2.2137 | 2.7456 | 0.89904 | 8.8313 | 13.6813 | 39.5301 | 0 | 39.5301 | 2.421% | CZ 5B | 0 | 0 | 0 | 0 | 0 | 0 | 0 | 0 |  |  | 2.421% | CZ 5B | 0 | 0 | 0 | 0 | 0 | 0 | 0 | 0 |  |  | 2.421% | CZ 5B | 25.9851 | 5.5951 | 6.2649 | 7.77 | 2.5443 | 24.9925 | 38.7182 | 111.8701 | 0 | 111.8701 | 2.421% | CZ 5B | 0.001881 | 0.00040502 | 0.0004535 | 0.00056245 | 0.00018417 | 0.0018091 | 0.0028027 | 0.008098 | 0 | 0.008098 | 2.421%
CZ 5C | 0.33753 | 0.030113 | 0.069799 | 0.13065 | 0.044186 | 0.44302 | 0.65109 | 1.7064 | 0 | 1.7064 | 0.03148% | CZ 5C | 7.2071 | 0.64298 | 1.4904 | 2.7898 | 0.94348 | 9.4597 | 13.9025 | 36.4359 | 0 | 36.4359 | 0.03148% | CZ 5C | 7.2071 | 0.64298 | 1.4904 | 2.7898 | 0.94348 | 9.4597 | 13.9025 | 36.4359 | 0 | 36.4359 | 0.03148% | CZ 5C | 0 | 0 | 0 | 0 | 0 | 0 | 0 | 0 |  |  | 0.03148% | CZ 5C | 0 | 0 | 0 | 0 | 0 | 0 | 0 | 0 |  |  | 0.03148% | CZ 5C | 20.3961 | 1.8196 | 4.2178 | 7.895 | 2.67 | 26.771 | 39.3441 | 103.1137 | 0 | 103.1137 | 0.03148% | CZ 5C | 0.0014764 | 0.00013172 | 0.00030532 | 0.0005715 | 0.00019328 | 0.0019379 | 0.002848 | 0.0074641 | 0 | 0.0074641 | 0.03148%
CZ 6A | 0.80722 | 0.072681 | 0.13674 | 0.12552 | 0.039021 | 0.42118 | 0.62538 | 2.2277 | 0 | 2.2277 | 1.487% | CZ 6A | 17.2362 | 1.5519 | 2.9197 | 2.6801 | 0.83319 | 8.9934 | 13.3536 | 47.5682 | 0 | 47.5682 | 1.487% | CZ 6A | 17.2362 | 1.5519 | 2.9197 | 2.6801 | 0.83319 | 8.9934 | 13.3536 | 47.5682 | 0 | 47.5682 | 1.487% | CZ 6A | 0 | 0 | 0 | 0 | 0 | 0 | 0 | 0 |  |  | 1.487% | CZ 6A | 0 | 0 | 0 | 0 | 0 | 0 | 0 | 0 |  |  | 1.487% | CZ 6A | 48.7785 | 4.3919 | 8.2629 | 7.5848 | 2.3579 | 25.4512 | 37.7906 | 134.6179 | 0 | 134.6179 | 1.487% | CZ 6A | 0.003531 | 0.00031792 | 0.00059813 | 0.00054905 | 0.00017068 | 0.0018424 | 0.0027356 | 0.0097447 | 0 | 0.0097447 | 1.487%
CZ 6B | 0.62892 | 0.059258 | 0.12217 | 0.12751 | 0.041025 | 0.43556 | 0.63536 | 2.0498 | 0 | 2.0498 | 0.2602% | CZ 6B | 13.429 | 1.2653 | 2.6087 | 2.7227 | 0.876 | 9.3003 | 13.5666 | 43.7685 | 0 | 43.7685 | 0.2602% | CZ 6B | 13.429 | 1.2653 | 2.6087 | 2.7227 | 0.876 | 9.3003 | 13.5666 | 43.7685 | 0 | 43.7685 | 0.2602% | CZ 6B | 0 | 0 | 0 | 0 | 0 | 0 | 0 | 0 |  |  | 0.2602% | CZ 6B | 0 | 0 | 0 | 0 | 0 | 0 | 0 | 0 |  |  | 0.2602% | CZ 6B | 38.004 | 3.5808 | 7.3825 | 7.7052 | 2.4791 | 26.3198 | 38.3936 | 123.865 | 0 | 123.865 | 0.2602% | CZ 6B | 0.002751 | 0.00025921 | 0.0005344 | 0.00055776 | 0.00017945 | 0.0019052 | 0.0027792 | 0.0089663 | 0 | 0.0089663 | 0.2602%
CZ 7 | 1.0022 | 0.055829 | 0.16388 | 0.12681 | 0.040323 | 0.46892 | 0.63187 | 2.4899 | 0 | 2.4899 | 0.1541% | CZ 7 | 21.4003 | 1.1921 | 3.4993 | 2.7078 | 0.86101 | 10.0126 | 13.492 | 53.1652 | 0 | 53.1652 | 0.1541% | CZ 7 | 21.4003 | 1.1921 | 3.4993 | 2.7078 | 0.86101 | 10.0126 | 13.492 | 53.1652 | 0 | 53.1652 | 0.1541% | CZ 7 | 0 | 0 | 0 | 0 | 0 | 0 | 0 | 0 |  |  | 0.1541% | CZ 7 | 0 | 0 | 0 | 0 | 0 | 0 | 0 | 0 |  |  | 0.1541% | CZ 7 | 60.563 | 3.3736 | 9.903 | 7.6631 | 2.4367 | 28.3358 | 38.1825 | 150.4575 | 0 | 150.4575 | 0.1541% | CZ 7 | 0.004384 | 0.00024421 | 0.00071685 | 0.00055471 | 0.00017638 | 0.0020512 | 0.0027639 | 0.010891 | 0 | 0.010891 | 0.1541%
CZ 8 | 1.4282 | 0.033615 | 0.24672 | 0.13065 | 0.044186 | 0.56347 | 0.65109 | 3.0979 | 0 | 3.0979 | 0.001107% | CZ 8 | 30.4952 | 0.71776 | 5.268 | 2.7898 | 0.94348 | 12.0315 | 13.9025 | 66.1482 | 0 | 66.1482 | 0.001107% | CZ 8 | 30.4952 | 0.71776 | 5.268 | 2.7898 | 0.94348 | 12.0315 | 13.9025 | 66.1482 | 0 | 66.1482 | 0.001107% | CZ 8 | 0 | 0 | 0 | 0 | 0 | 0 | 0 | 0 |  |  | 0.001107% | CZ 8 | 0 | 0 | 0 | 0 | 0 | 0 | 0 | 0 |  |  | 0.001107% | CZ 8 | 86.3013 | 2.0313 | 14.9085 | 7.895 | 2.67 | 34.0491 | 39.3441 | 187.1995 | 0 | 187.1995 | 0.001107% | CZ 8 | 0.0062471 | 0.00014704 | 0.0010792 | 0.0005715 | 0.00019328 | 0.0024647 | 0.002848 | 0.013551 | 0 | 0.013551 | 0.001107%
US Weighted | 0.20541 | 0.21208 | 0.091636 | 0.12937 | 0.042898 | 0.33593 | 0.64469 | 1.662 | 0 | 1.662 | 100% | US Weighted | 4.386 | 4.5285 | 1.9567 | 2.7624 | 0.91599 | 7.173 | 13.7657 | 35.4883 | 0 | 35.4883 | 100% | US Weighted | 4.386 | 4.5285 | 1.9567 | 2.7624 | 0.91599 | 7.173 | 13.7657 | 35.4883 | 0 | 35.4883 | 100% | US Weighted | 0 | 0 | 0 | 0 | 0 | 0 | 0 | 0 |  |  | 100% | US Weighted | 0 | 0 | 0 | 0 | 0 | 0 | 0 | 0 |  |  | 100% | US Weighted | 12.4123 | 12.8157 | 5.5374 | 7.8177 | 2.5923 | 20.2996 | 38.957 | 100.4319 | 0 | 100.4319 | 100% | US Weighted | 0.0008985 | 0.00092769 | 0.00040084 | 0.00056591 | 0.00018765 | 0.0014694 | 0.00282 | 0.00727 | 0 | 0.00727 | 100%
End-Use Cost Savings from IECC-Res 2006 to 2024 | [11 empty] | End-Use Site Energy Savings from IECC-Res 2006 to 2024 | [11 empty] | End-Use Electricity Savings from IECC-Res 2006 to 2024 | [11 empty] | End-Use Gas Savings from IECC-Res 2006 to 2024 | [11 empty] | End-Use Oil Savings from IECC-Res 2006 to 2024 | [11 empty] | End-Use Source Energy Savings from IECC-Res 2006 to 2024 | [11 empty] | End-Use Carbon Savings from IECC-Res 2006 to 2024
Energy Cost Index ($/sq ft/yr) | [10 empty] | Multifamily - Heat Pump | Site Energy Use Intensity (kBtu/sq ft/yr) | [10 empty] | Multifamily - Heat Pump | Electric Use Intensity (kBtu/sq ft/yr) | [10 empty] | Multifamily - Heat Pump | Gas Use Intensity (kBtu/sq ft/yr) | [10 empty] | Multifamily - Heat Pump | Oil Use Intensity (kBtu/sq ft/yr) | [10 empty] | Multifamily - Heat Pump | Source Energy Use Index (kBtu/sq ft/yr) | [10 empty] | Multifamily - Heat Pump | Carbon Emissions (ton/sq ft/yr) | [10 empty] | Multifamily - Heat Pump
Costs: Electricity: $0.1598/kWh ¦ Natural Gas: $1.391/therm ¦ Oil: $4.1392/gal | [9 empty] | Prototype Floor Area (sq ft): | 21600 | [10 empty] | Prototype Floor Area (sq ft): | 21600 | [10 empty] | Prototype Floor Area (sq ft): | 21600 | [10 empty] | Prototype Floor Area (sq ft): | 21600 | [10 empty] | Prototype Floor Area (sq ft): | 21600 | Site-to-Source Factors: Electricity: 2.83 ¦ Natural Gas: 1.1 ¦ Oil: 1.01 | [9 empty] | Prototype Floor Area (sq ft): | 21600 | Conversion [ton/kBtu]: Electricity: 4,881 ¦ Natural Gas: 18,863 ¦ Oil: 13,521 | [9 empty] | Prototype Floor Area (sq ft): | 21600
2006-2024 | Heat | Cool | Fans_Aux | Lgt_Int | Lgt_Ext | DHW | Appls | Total | PV | Net_Total | Weight | 2006-2024 | Heat | Cool | Fans_Aux | Lgt_Int | Lgt_Ext | DHW | Appls | Total | PV | Net_Total | Weight | 2006-2024 | Heat | Cool | Fans_Aux | Lgt_Int | Lgt_Ext | DHW | Appls | Total | PV | Net_Total | Weight | 2006-2024 | Heat | Cool | Fans_Aux | Lgt_Int | Lgt_Ext | DHW | Appls | Total | PV | Net_Total | Weight | 2006-2024 | Heat | Cool | Fans_Aux | Lgt_Int | Lgt_Ext | DHW | Appls | Total | PV | Net_Total | Weight | 2006-2024 | Heat | Cool | Fans_Aux | Lgt_Int | Lgt_Ext | DHW | Appls | Total | PV | Net_Total | Weight | 2006-2024 | Heat | Cool | Fans_Aux | Lgt_Int | Lgt_Ext | DHW | Appls | Total | PV | Net_Total | Weight
CZ1AWH | 0.00059247 | 0.11404 | 0.036441 | 0.047227 | 0.014351 | 0.20748 | 0.023062 | 0.4432 | 0 | 0.4432 | 6.709% | CZ1AWH | 0.012651 | 2.4351 | 0.77812 | 1.0084 | 0.30644 | 4.4302 | 0.49243 | 9.4634 | 0 | 9.4634 | 6.709% | CZ1AWH | 0.012651 | 2.4351 | 0.77812 | 1.0084 | 0.30644 | 4.4302 | 0.49243 | 9.4634 | 0 | 9.4634 | 6.709% | CZ1AWH | 0 | 0 | 0 | 0 | 0 | 0 | 0 | 0 |  |  | 6.709% | CZ1AWH | 0 | 0 | 0 | 0 | 0 | 0 | 0 | 0 |  |  | 6.709% | CZ1AWH | 0.035801 | 6.8914 | 2.2021 | 2.8538 | 0.86723 | 12.5374 | 1.3936 | 26.7814 | 0 | 26.7814 | 6.709% | CZ1AWH | 2.5916e-06 | 0.00049885 | 0.0001594 | 0.00020658 | 6.2777e-05 | 0.00090755 | 0.00010088 | 0.0019386 | 0 | 0.0019386 | 6.709%
CZ1AWHT | -9.805e-05 | 0.11826 | 0.037181 | 0.04706 | 0.014202 | 0.20092 | 0.022821 | 0.44034 | 0 | 0.44034 | 0.1621% | CZ1AWHT | -0.0020936 | 2.5251 | 0.79391 | 1.0049 | 0.30324 | 4.2902 | 0.48729 | 9.4025 | 0 | 9.4025 | 0.1621% | CZ1AWHT | -0.0020936 | 2.5251 | 0.79391 | 1.0049 | 0.30324 | 4.2902 | 0.48729 | 9.4025 | 0 | 9.4025 | 0.1621% | CZ1AWHT | 0 | 0 | 0 | 0 | 0 | 0 | 0 | 0 |  |  | 0.1621% | CZ1AWHT | 0 | 0 | 0 | 0 | 0 | 0 | 0 | 0 |  |  | 0.1621% | CZ1AWHT | -0.0059249 | 7.1459 | 2.2468 | 2.8438 | 0.85817 | 12.1413 | 1.379 | 26.609 | 0 | 26.609 | 0.1621% | CZ1AWHT | -4.2889e-07 | 0.00051728 | 0.00016264 | 0.00020585 | 6.2121e-05 | 0.00087888 | 9.9825e-05 | 0.0019262 | 0 | 0.0019262 | 0.1621%
CZ2AWH | 0.0015923 | 0.094546 | 0.033604 | 0.047204 | 0.014331 | 0.2324 | 0.023029 | 0.44671 | 0 | 0.44671 | 28.89% | CZ2AWH | 0.034001 | 2.0188 | 0.71753 | 1.0079 | 0.306 | 4.9624 | 0.49173 | 9.5384 | 0 | 9.5384 | 28.89% | CZ2AWH | 0.034001 | 2.0188 | 0.71753 | 1.0079 | 0.306 | 4.9624 | 0.49173 | 9.5384 | 0 | 9.5384 | 28.89% | CZ2AWH | 0 | 0 | 0 | 0 | 0 | 0 | 0 | 0 |  |  | 28.89% | CZ2AWH | 0 | 0 | 0 | 0 | 0 | 0 | 0 | 0 |  |  | 28.89% | CZ2AWH | 0.096221 | 5.7132 | 2.0306 | 2.8525 | 0.86598 | 14.0435 | 1.3916 | 26.9936 | 0 | 26.9936 | 28.89% | CZ2AWH | 6.9652e-06 | 0.00041357 | 0.00014699 | 0.00020648 | 6.2686e-05 | 0.0010166 | 0.00010073 | 0.001954 | 0 | 0.001954 | 28.89%
CZ2B | 0.00032076 | 0.093429 | 0.035742 | 0.047223 | 0.014348 | 0.22861 | 0.023056 | 0.44273 | 0 | 0.44273 | 0.9522% | CZ2B | 0.0068491 | 1.995 | 0.76318 | 1.0083 | 0.30637 | 4.8814 | 0.49232 | 9.4534 | 0 | 9.4534 | 0.9522% | CZ2B | 0.0068491 | 1.995 | 0.76318 | 1.0083 | 0.30637 | 4.8814 | 0.49232 | 9.4534 | 0 | 9.4534 | 0.9522% | CZ2B | 0 | 0 | 0 | 0 | 0 | 0 | 0 | 0 |  |  | 0.9522% | CZ2B | 0 | 0 | 0 | 0 | 0 | 0 | 0 | 0 |  |  | 0.9522% | CZ2B | 0.019383 | 5.6457 | 2.1598 | 2.8536 | 0.86702 | 13.8145 | 1.3933 | 26.7532 | 0 | 26.7532 | 0.9522% | CZ2B | 1.4031e-06 | 0.00040868 | 0.00015634 | 0.00020657 | 6.2761e-05 | 0.00099999 | 0.00010085 | 0.0019366 | 0 | 0.0019366 | 0.9522%
CZ3A | 0.053802 | 0.066418 | 0.035674 | 0.04686 | 0.014022 | 0.27448 | 0.022533 | 0.51379 | 0 | 0.51379 | 24.63% | CZ3A | 1.1488 | 1.4182 | 0.76174 | 1.0006 | 0.2994 | 5.8608 | 0.48113 | 10.9707 | 0 | 10.9707 | 24.63% | CZ3A | 1.1488 | 1.4182 | 0.76174 | 1.0006 | 0.2994 | 5.8608 | 0.48113 | 10.9707 | 0 | 10.9707 | 24.63% | CZ3A | 0 | 0 | 0 | 0 | 0 | 0 | 0 | 0 |  |  | 24.63% | CZ3A | 0 | 0 | 0 | 0 | 0 | 0 | 0 | 0 |  |  | 24.63% | CZ3A | 3.2512 | 4.0135 | 2.1557 | 2.8317 | 0.84731 | 16.5862 | 1.3616 | 31.0471 | 0 | 31.0471 | 24.63% | CZ3A | 0.00023534 | 0.00029053 | 0.00015605 | 0.00020498 | 6.1335e-05 | 0.0012006 | 9.8562e-05 | 0.0022474 | 0 | 0.0022474 | 24.63%
CZ3AWH | 0.036429 | 0.076684 | 0.035002 | 0.047062 | 0.014203 | 0.26655 | 0.022823 | 0.49875 | 0 | 0.49875 | 4.251% | CZ3AWH | 0.77786 | 1.6374 | 0.74737 | 1.0049 | 0.30327 | 5.6915 | 0.48733 | 10.6496 | 0 | 10.6496 | 4.251% | CZ3AWH | 0.77786 | 1.6374 | 0.74737 | 1.0049 | 0.30327 | 5.6915 | 0.48733 | 10.6496 | 0 | 10.6496 | 4.251% | CZ3AWH | 0 | 0 | 0 | 0 | 0 | 0 | 0 | 0 |  |  | 4.251% | CZ3AWH | 0 | 0 | 0 | 0 | 0 | 0 | 0 | 0 |  |  | 4.251% | CZ3AWH | 2.2013 | 4.6339 | 2.1151 | 2.8438 | 0.85824 | 16.1069 | 1.3791 | 30.1384 | 0 | 30.1384 | 4.251% | CZ3AWH | 0.00015935 | 0.00033543 | 0.0001531 | 0.00020586 | 6.2126e-05 | 0.0011659 | 9.9833e-05 | 0.0021816 | 0 | 0.0021816 | 4.251%
CZ3B | 0.030022 | 0.07524 | 0.037279 | 0.046947 | 0.014099 | 0.25922 | 0.022657 | 0.48546 | 0 | 0.48546 | 4% | CZ3B | 0.64105 | 1.6066 | 0.796 | 1.0024 | 0.30106 | 5.535 | 0.48378 | 10.3659 | 0 | 10.3659 | 4% | CZ3B | 0.64105 | 1.6066 | 0.796 | 1.0024 | 0.30106 | 5.535 | 0.48378 | 10.3659 | 0 | 10.3659 | 4% | CZ3B | 0 | 0 | 0 | 0 | 0 | 0 | 0 | 0 |  |  | 4% | CZ3B | 0 | 0 | 0 | 0 | 0 | 0 | 0 | 0 |  |  | 4% | CZ3B | 1.8142 | 4.5466 | 2.2527 | 2.8369 | 0.85199 | 15.6639 | 1.3691 | 29.3354 | 0 | 29.3354 | 4% | CZ3B | 0.00013132 | 0.00032912 | 0.00016307 | 0.00020535 | 6.1674e-05 | 0.0011339 | 9.9106e-05 | 0.0021235 | 0 | 0.0021235 | 4%
CZ3C | 0.011301 | 0.041831 | 0.028258 | 0.046897 | 0.014055 | 0.28241 | 0.022586 | 0.44733 | 0 | 0.44733 | 1.454% | CZ3C | 0.2413 | 0.89319 | 0.60339 | 1.0014 | 0.30011 | 6.0301 | 0.48226 | 9.5517 | 0 | 9.5517 | 1.454% | CZ3C | 0.2413 | 0.89319 | 0.60339 | 1.0014 | 0.30011 | 6.0301 | 0.48226 | 9.5517 | 0 | 9.5517 | 1.454% | CZ3C | 0 | 0 | 0 | 0 | 0 | 0 | 0 | 0 |  |  | 1.454% | CZ3C | 0 | 0 | 0 | 0 | 0 | 0 | 0 | 0 |  |  | 1.454% | CZ3C | 0.68288 | 2.5277 | 1.7076 | 2.8339 | 0.84931 | 17.0652 | 1.3648 | 27.0314 | 0 | 27.0314 | 1.454% | CZ3C | 4.9432e-05 | 0.00018298 | 0.00012361 | 0.00020514 | 6.1479e-05 | 0.0012353 | 9.8794e-05 | 0.0019567 | 0 | 0.0019567 | 1.454%
CZ4A | 0.10076 | 0.026461 | 0.035611 | 0.045475 | 0.012778 | 0.31313 | 0.020534 | 0.55475 | 0 | 0.55475 | 19% | CZ4A | 2.1514 | 0.565 | 0.76039 | 0.971 | 0.27285 | 6.6862 | 0.43845 | 11.8453 | 0 | 11.8453 | 19% | CZ4A | 2.1514 | 0.565 | 0.76039 | 0.971 | 0.27285 | 6.6862 | 0.43845 | 11.8453 | 0 | 11.8453 | 19% | CZ4A | 0 | 0 | 0 | 0 | 0 | 0 | 0 | 0 |  |  | 19% | CZ4A | 0 | 0 | 0 | 0 | 0 | 0 | 0 | 0 |  |  | 19% | CZ4A | 6.0884 | 1.599 | 2.1519 | 2.7479 | 0.77216 | 18.9221 | 1.2408 | 33.5223 | 0 | 33.5223 | 19% | CZ4A | 0.00044073 | 0.00011574 | 0.00015577 | 0.00019892 | 5.5895e-05 | 0.0013697 | 8.982e-05 | 0.0024266 | 0 | 0.0024266 | 19%
CZ4B | 0.060442 | 0.032474 | 0.03376 | 0.047153 | 0.014285 | 0.33441 | 0.022955 | 0.54548 | 0 | 0.54548 | 0.1362% | CZ4B | 1.2906 | 0.69341 | 0.72087 | 1.0068 | 0.30502 | 7.1406 | 0.49015 | 11.6475 | 0 | 11.6475 | 0.1362% | CZ4B | 1.2906 | 0.69341 | 0.72087 | 1.0068 | 0.30502 | 7.1406 | 0.49015 | 11.6475 | 0 | 11.6475 | 0.1362% | CZ4B | 0 | 0 | 0 | 0 | 0 | 0 | 0 | 0 |  |  | 0.1362% | CZ4B | 0 | 0 | 0 | 0 | 0 | 0 | 0 | 0 |  |  | 0.1362% | CZ4B | 3.6524 | 1.9624 | 2.0401 | 2.8494 | 0.86321 | 20.2079 | 1.3871 | 32.9624 | 0 | 32.9624 | 0.1362% | CZ4B | 0.00026439 | 0.00014205 | 0.00014767 | 0.00020626 | 6.2486e-05 | 0.0014628 | 0.00010041 | 0.0023861 | 0 | 0.0023861 | 0.1362%
CZ4C | 0.10764 | -0.0056144 | -0.038352 | 0.04706 | 0.014201 | 0.36189 | 0.02282 | 0.50965 | 0 | 0.50965 | 2.374% | CZ4C | 2.2985 | -0.11988 | -0.81892 | 1.0048 | 0.30323 | 7.7274 | 0.48727 | 10.8824 | 0 | 10.8824 | 2.374% | CZ4C | 2.2985 | -0.11988 | -0.81892 | 1.0048 | 0.30323 | 7.7274 | 0.48727 | 10.8824 | 0 | 10.8824 | 2.374% | CZ4C | 0 | 0 | 0 | 0 | 0 | 0 | 0 | 0 |  |  | 2.374% | CZ4C | 0 | 0 | 0 | 0 | 0 | 0 | 0 | 0 |  |  | 2.374% | CZ4C | 6.5047 | -0.33927 | -2.3176 | 2.8437 | 0.85813 | 21.8685 | 1.379 | 30.7971 | 0 | 30.7971 | 2.374% | CZ4C | 0.00047086 | -2.4559e-05 | -0.00016776 | 0.00020585 | 6.2118e-05 | 0.001583 | 9.982e-05 | 0.0022293 | 0 | 0.0022293 | 2.374%
CZ5A | 0.25624 | 0.0016317 | -0.017428 | 0.044803 | 0.012175 | 0.329 | 0 | 0.62642 | 0 | 0.62642 | 3.092% | CZ5A | 5.4713 | 0.03484 | -0.37214 | 0.95665 | 0.25996 | 7.025 | 0 | 13.3757 | 0 | 13.3757 | 3.092% | CZ5A | 5.4713 | 0.03484 | -0.37214 | 0.95665 | 0.25996 | 7.025 | 0 | 13.3757 | 0 | 13.3757 | 3.092% | CZ5A | 0 | 0 | 0 | 0 | 0 | 0 | 0 | 0 |  |  | 3.092% | CZ5A | 0 | 0 | 0 | 0 | 0 | 0 | 0 | 0 |  |  | 3.092% | CZ5A | 15.4839 | 0.098597 | -1.0532 | 2.7073 | 0.7357 | 19.8808 | 0 | 37.8532 | 0 | 37.8532 | 3.092% | CZ5A | 0.0011208 | 7.1372e-06 | -7.6235e-05 | 0.00019598 | 5.3255e-05 | 0.0014391 | 0 | 0.0027401 | 0 | 0.0027401 | 3.092%
CZ5B | 0.20512 | 0.0082291 | -0.021783 | 0.046315 | 0.013533 | 0.35326 | 0 | 0.60467 | 0 | 0.60467 | 2.421% | CZ5B | 4.3799 | 0.17571 | -0.46512 | 0.98895 | 0.28896 | 7.5429 | 0 | 12.9113 | 0 | 12.9113 | 2.421% | CZ5B | 4.3799 | 0.17571 | -0.46512 | 0.98895 | 0.28896 | 7.5429 | 0 | 12.9113 | 0 | 12.9113 | 2.421% | CZ5B | 0 | 0 | 0 | 0 | 0 | 0 | 0 | 0 |  |  | 2.421% | CZ5B | 0 | 0 | 0 | 0 | 0 | 0 | 0 | 0 |  |  | 2.421% | CZ5B | 12.3951 | 0.49727 | -1.3163 | 2.7987 | 0.81775 | 21.3465 | 0 | 36.539 | 0 | 36.539 | 2.421% | CZ5B | 0.00089725 | 3.5996e-05 | -9.5284e-05 | 0.00020259 | 5.9195e-05 | 0.0015452 | 0 | 0.002645 | 0 | 0.002645 | 2.421%
CZ5C | 0.1379 | -0.012547 | -0.035988 | 0.04706 | 0.014202 | 0.38282 | 0 | 0.53346 | 0 | 0.53346 | 0.03148% | CZ5C | 2.9446 | -0.2679 | -0.76843 | 1.0049 | 0.30324 | 8.1743 | 0 | 11.3907 | 0 | 11.3907 | 0.03148% | CZ5C | 2.9446 | -0.2679 | -0.76843 | 1.0049 | 0.30324 | 8.1743 | 0 | 11.3907 | 0 | 11.3907 | 0.03148% | CZ5C | 0 | 0 | 0 | 0 | 0 | 0 | 0 | 0 |  |  | 0.03148% | CZ5C | 0 | 0 | 0 | 0 | 0 | 0 | 0 | 0 |  |  | 0.03148% | CZ5C | 8.3333 | -0.75816 | -2.1747 | 2.8438 | 0.85817 | 23.1332 | 0 | 32.2356 | 0 | 32.2356 | 0.03148% | CZ5C | 0.00060323 | -5.4882e-05 | -0.00015742 | 0.00020585 | 6.2121e-05 | 0.0016746 | 0 | 0.0023335 | 0 | 0.0023335 | 0.03148%
CZ6A | 0.38204 | 0.011049 | 0.0005413 | 0.045211 | 0.012542 | 0.32807 | 0 | 0.77946 | 0 | 0.77946 | 1.487% | CZ6A | 8.1576 | 0.23593 | 0.011558 | 0.96537 | 0.26779 | 7.0051 | 0 | 16.6434 | 0 | 16.6434 | 1.487% | CZ6A | 8.1576 | 0.23593 | 0.011558 | 0.96537 | 0.26779 | 7.0051 | 0 | 16.6434 | 0 | 16.6434 | 1.487% | CZ6A | 0 | 0 | 0 | 0 | 0 | 0 | 0 | 0 |  |  | 1.487% | CZ6A | 0 | 0 | 0 | 0 | 0 | 0 | 0 | 0 |  |  | 1.487% | CZ6A | 23.086 | 0.66769 | 0.03271 | 2.732 | 0.75786 | 19.8246 | 0 | 47.1009 | 0 | 47.1009 | 1.487% | CZ6A | 0.0016711 | 4.8332e-05 | 2.3678e-06 | 0.00019776 | 5.4859e-05 | 0.0014351 | 0 | 0.0034095 | 0 | 0.0034095 | 1.487%
CZ6B | 0.27022 | 0.0091757 | -0.0096167 | 0.045929 | 0.013186 | 0.33577 | 0 | 0.66466 | 0 | 0.66466 | 0.2602% | CZ6B | 5.7699 | 0.19593 | -0.20534 | 0.9807 | 0.28155 | 7.1696 | 0 | 14.1923 | 0 | 14.1923 | 0.2602% | CZ6B | 5.7699 | 0.19593 | -0.20534 | 0.9807 | 0.28155 | 7.1696 | 0 | 14.1923 | 0 | 14.1923 | 0.2602% | CZ6B | 0 | 0 | 0 | 0 | 0 | 0 | 0 | 0 |  |  | 0.2602% | CZ6B | 0 | 0 | 0 | 0 | 0 | 0 | 0 | 0 |  |  | 0.2602% | CZ6B | 16.3287 | 0.55447 | -0.58112 | 2.7754 | 0.79679 | 20.2899 | 0 | 40.1642 | 0 | 40.1642 | 0.2602% | CZ6B | 0.001182 | 4.0137e-05 | -4.2066e-05 | 0.0002009 | 5.7678e-05 | 0.0014687 | 0 | 0.0029074 | 0 | 0.0029074 | 0.2602%
CZ7 | 0.45621 | 0.0085608 | 0.016313 | 0.045678 | 0.01296 | 0.36395 | 0 | 0.90368 | 0 | 0.90368 | 0.1541% | CZ7 | 9.7413 | 0.1828 | 0.34832 | 0.97533 | 0.27674 | 7.7714 | 0 | 19.2959 | 0 | 19.2959 | 0.1541% | CZ7 | 9.7413 | 0.1828 | 0.34832 | 0.97533 | 0.27674 | 7.7714 | 0 | 19.2959 | 0 | 19.2959 | 0.1541% | CZ7 | 0 | 0 | 0 | 0 | 0 | 0 | 0 | 0 |  |  | 0.1541% | CZ7 | 0 | 0 | 0 | 0 | 0 | 0 | 0 | 0 |  |  | 0.1541% | CZ7 | 27.5679 | 0.51731 | 0.98574 | 2.7602 | 0.78316 | 21.993 | 0 | 54.6073 | 0 | 54.6073 | 0.1541% | CZ7 | 0.0019956 | 3.7447e-05 | 7.1355e-05 | 0.0001998 | 5.6691e-05 | 0.001592 | 0 | 0.0039529 | 0 | 0.0039529 | 0.1541%
CZ8 | 0.60737 | 0.003364 | 0.06213 | 0.04706 | 0.014202 | 0.43558 | 0 | 1.1697 | 0 | 1.1697 | 0.001107% | CZ8 | 12.969 | 0.071831 | 1.3266 | 1.0049 | 0.30324 | 9.3007 | 0 | 24.9762 | 0 | 24.9762 | 0.001107% | CZ8 | 12.969 | 0.071831 | 1.3266 | 1.0049 | 0.30324 | 9.3007 | 0 | 24.9762 | 0 | 24.9762 | 0.001107% | CZ8 | 0 | 0 | 0 | 0 | 0 | 0 | 0 | 0 |  |  | 0.001107% | CZ8 | 0 | 0 | 0 | 0 | 0 | 0 | 0 | 0 |  |  | 0.001107% | CZ8 | 36.7023 | 0.20328 | 3.7544 | 2.8438 | 0.85817 | 26.3209 | 0 | 70.6828 | 0 | 70.6828 | 0.001107% | CZ8 | 0.0026568 | 1.4715e-05 | 0.00027177 | 0.00020585 | 6.2121e-05 | 0.0019053 | 0 | 0.0051166 | 0 | 0.0051166 | 0.001107%
US Weighted | 0.061374 | 0.063273 | 0.029332 | 0.0466 | 0.013788 | 0.27221 | 0.020507 | 0.50709 | 0 | 0.50709 | 100% | US Weighted | 1.3105 | 1.351 | 0.62631 | 0.99502 | 0.29441 | 5.8124 | 0.43787 | 10.8276 | 0 | 10.8276 | 100% | US Weighted | 1.3105 | 1.351 | 0.62631 | 0.99502 | 0.29441 | 5.8124 | 0.43787 | 10.8276 | 0 | 10.8276 | 100% | US Weighted | 0 | 0 | 0 | 0 | 0 | 0 | 0 | 0 |  |  | 100% | US Weighted | 0 | 0 | 0 | 0 | 0 | 0 | 0 | 0 |  |  | 100% | US Weighted | 3.7087 | 3.8235 | 1.7725 | 2.8159 | 0.83317 | 16.4492 | 1.2392 | 30.6421 | 0 | 30.6421 | 100% | US Weighted | 0.00026846 | 0.00027677 | 0.0001283 | 0.00020384 | 6.0311e-05 | 0.0011907 | 8.9701e-05 | 0.0022181 | 0 | 0.0022181 | 100%
Percentage Cost Savings from IECC-Res 2006 to 2024 | [11 empty] | Percentage Site Energy Savings from IECC-Res 2006 to 2024 | [11 empty] | Percentage Electricity Savings from IECC-Res 2006 to 2024 | [11 empty] | Percentage Gas Savings from IECC-Res 2006 to 2024 | [11 empty] | Percentage Oil Savings from IECC-Res 2006 to 2024 | [11 empty] | Percentage Source Energy Savings from IECC-Res 2006 to 2024 | [11 empty] | Percentage Carbon Savings from IECC-Res 2006 to 2024
Energy Cost Index ($/sq ft/yr) | [10 empty] | Multifamily - Heat Pump | Site Energy Use Intensity (kBtu/sq ft/yr) | [10 empty] | Multifamily - Heat Pump | Electric Use Intensity (kBtu/sq ft/yr) | [10 empty] | Multifamily - Heat Pump | Gas Use Intensity (kBtu/sq ft/yr) | [10 empty] | Multifamily - Heat Pump | Oil Use Intensity (kBtu/sq ft/yr) | [10 empty] | Multifamily - Heat Pump | Source Energy Use Index (kBtu/sq ft/yr) | [10 empty] | Multifamily - Heat Pump | Carbon Emissions (ton/sq ft/yr) | [10 empty] | Multifamily - Heat Pump
Costs: Electricity: $0.1598/kWh ¦ Natural Gas: $1.391/therm ¦ Oil: $4.1392/gal | [9 empty] | Prototype Floor Area (sq ft): | 21600 | [10 empty] | Prototype Floor Area (sq ft): | 21600 | [10 empty] | Prototype Floor Area (sq ft): | 21600 | [10 empty] | Prototype Floor Area (sq ft): | 21600 | [10 empty] | Prototype Floor Area (sq ft): | 21600 | Site-to-Source Factors: Electricity: 2.83 ¦ Natural Gas: 1.1 ¦ Oil: 1.01 | [9 empty] | Prototype Floor Area (sq ft): | 21600 | Conversion [ton/kBtu]: Electricity: 4,881 ¦ Natural Gas: 18,863 ¦ Oil: 13,521 | [9 empty] | Prototype Floor Area (sq ft): | 21600
2006-2024 | Heat | Cool | Fans_Aux | Lgt_Int | Lgt_Ext | DHW | Appls | Total | PV | Net_Total | Weight | 2006-2024 | Heat | Cool | Fans_Aux | Lgt_Int | Lgt_Ext | DHW | Appls | Total | PV | Net_Total | Weight | 2006-2024 | Heat | Cool | Fans_Aux | Lgt_Int | Lgt_Ext | DHW | Appls | Total | PV | Net_Total | Weight | 2006-2024 | Heat | Cool | Fans_Aux | Lgt_Int | Lgt_Ext | DHW | Appls | Total | PV | Net_Total | Weight | 2006-2024 | Heat | Cool | Fans_Aux | Lgt_Int | Lgt_Ext | DHW | Appls | Total | PV | Net_Total | Weight | 2006-2024 | Heat | Cool | Fans_Aux | Lgt_Int | Lgt_Ext | DHW | Appls | Total | PV | Net_Total | Weight | 2006-2024 | Heat | Cool | Fans_Aux | Lgt_Int | Lgt_Ext | DHW | Appls | Total | PV | Net_Total | Weight
CZ1AWH | 7.725% | 29.1% | 36.94% | 36.02% | 32.14% | 79.12% | 3.529% | 27.88% |  | 27.88% | 6.709% | CZ1AWH | 7.725% | 29.1% | 36.94% | 36.02% | 32.14% | 79.12% | 3.529% | 27.88% |  | 27.88% | 6.709% | CZ1AWH | 7.725% | 29.1% | 36.94% | 36.02% | 32.14% | 79.12% | 3.529% | 27.88% |  | 27.88% | 6.709% | CZ1AWH | [10 empty] | 6.709% | CZ1AWH | [10 empty] | 6.709% | CZ1AWH | 7.725% | 29.1% | 36.94% | 36.02% | 32.14% | 79.12% | 3.529% | 27.88% |  | 27.88% | 6.709% | CZ1AWH | 7.725% | 29.1% | 36.94% | 36.02% | 32.14% | 79.12% | 3.529% | 27.88% |  | 27.88% | 6.709%
CZ1AWHT | -92.25% | 29.41% | 37.13% | 36.02% | 32.14% | 79.02% | 3.505% | 27.82% |  | 27.82% | 0.1621% | CZ1AWHT | -92.25% | 29.41% | 37.13% | 36.02% | 32.14% | 79.02% | 3.505% | 27.82% |  | 27.82% | 0.1621% | CZ1AWHT | -92.25% | 29.41% | 37.13% | 36.02% | 32.14% | 79.02% | 3.505% | 27.82% |  | 27.82% | 0.1621% | CZ1AWHT | [10 empty] | 0.1621% | CZ1AWHT | [10 empty] | 0.1621% | CZ1AWHT | -92.25% | 29.41% | 37.13% | 36.02% | 32.14% | 79.02% | 3.505% | 27.82% |  | 27.82% | 0.1621% | CZ1AWHT | -92.25% | 29.41% | 37.13% | 36.02% | 32.14% | 79.02% | 3.505% | 27.82% |  | 27.82% | 0.1621%
CZ2AWH | 3.241% | 29.62% | 36.89% | 36.02% | 32.14% | 79.07% | 3.526% | 28.23% |  | 28.23% | 28.89% | CZ2AWH | 3.241% | 29.62% | 36.89% | 36.02% | 32.14% | 79.07% | 3.526% | 28.23% |  | 28.23% | 28.89% | CZ2AWH | 3.241% | 29.62% | 36.89% | 36.02% | 32.14% | 79.07% | 3.526% | 28.23% |  | 28.23% | 28.89% | CZ2AWH | [10 empty] | 28.89% | CZ2AWH | [10 empty] | 28.89% | CZ2AWH | 3.241% | 29.62% | 36.89% | 36.02% | 32.14% | 79.07% | 3.526% | 28.23% |  | 28.23% | 28.89% | CZ2AWH | 3.241% | 29.62% | 36.89% | 36.02% | 32.14% | 79.07% | 3.526% | 28.23% |  | 28.23% | 28.89%
CZ2B | 0.481% | 31.68% | 38.18% | 36.02% | 32.14% | 77.05% | 3.529% | 28% |  | 28% | 0.9522% | CZ2B | 0.481% | 31.68% | 38.18% | 36.02% | 32.14% | 77.05% | 3.529% | 28% |  | 28% | 0.9522% | CZ2B | 0.481% | 31.68% | 38.18% | 36.02% | 32.14% | 77.05% | 3.529% | 28% |  | 28% | 0.9522% | CZ2B | [10 empty] | 0.9522% | CZ2B | [10 empty] | 0.9522% | CZ2B | 0.481% | 31.68% | 38.18% | 36.02% | 32.14% | 77.05% | 3.529% | 28% |  | 28% | 0.9522% | CZ2B | 0.481% | 31.68% | 38.18% | 36.02% | 32.14% | 77.05% | 3.529% | 28% |  | 28% | 0.9522%
CZ3A | 25.4% | 35.25% | 40.53% | 36.02% | 32.14% | 78.44% | 3.476% | 30.95% |  | 30.95% | 24.63% | CZ3A | 25.4% | 35.25% | 40.53% | 36.02% | 32.14% | 78.44% | 3.476% | 30.95% |  | 30.95% | 24.63% | CZ3A | 25.4% | 35.25% | 40.53% | 36.02% | 32.14% | 78.44% | 3.476% | 30.95% |  | 30.95% | 24.63% | CZ3A | [10 empty] | 24.63% | CZ3A | [10 empty] | 24.63% | CZ3A | 25.4% | 35.25% | 40.53% | 36.02% | 32.14% | 78.44% | 3.476% | 30.95% |  | 30.95% | 24.63% | CZ3A | 25.4% | 35.25% | 40.53% | 36.02% | 32.14% | 78.44% | 3.476% | 30.95% |  | 30.95% | 24.63%
CZ3AWH | 23.47% | 34.87% | 40.63% | 36.02% | 32.14% | 78.81% | 3.505% | 30.68% |  | 30.68% | 4.251% | CZ3AWH | 23.47% | 34.87% | 40.63% | 36.02% | 32.14% | 78.81% | 3.505% | 30.68% |  | 30.68% | 4.251% | CZ3AWH | 23.47% | 34.87% | 40.63% | 36.02% | 32.14% | 78.81% | 3.505% | 30.68% |  | 30.68% | 4.251% | CZ3AWH | [10 empty] | 4.251% | CZ3AWH | [10 empty] | 4.251% | CZ3AWH | 23.47% | 34.87% | 40.63% | 36.02% | 32.14% | 78.81% | 3.505% | 30.68% |  | 30.68% | 4.251% | CZ3AWH | 23.47% | 34.87% | 40.63% | 36.02% | 32.14% | 78.81% | 3.505% | 30.68% |  | 30.68% | 4.251%
CZ3B | 20.74% | 37.09% | 42.11% | 36.02% | 32.14% | 77.18% | 3.488% | 30.42% |  | 30.42% | 4% | CZ3B | 20.74% | 37.09% | 42.11% | 36.02% | 32.14% | 77.18% | 3.488% | 30.42% |  | 30.42% | 4% | CZ3B | 20.74% | 37.09% | 42.11% | 36.02% | 32.14% | 77.18% | 3.488% | 30.42% |  | 30.42% | 4% | CZ3B | [10 empty] | 4% | CZ3B | [10 empty] | 4% | CZ3B | 20.74% | 37.09% | 42.11% | 36.02% | 32.14% | 77.18% | 3.488% | 30.42% |  | 30.42% | 4% | CZ3B | 20.74% | 37.09% | 42.11% | 36.02% | 32.14% | 77.18% | 3.488% | 30.42% |  | 30.42% | 4%
CZ3C | 18.41% | 44.76% | 46.82% | 36.02% | 32.14% | 78.92% | 3.481% | 32.05% |  | 32.05% | 1.454% | CZ3C | 18.41% | 44.76% | 46.82% | 36.02% | 32.14% | 78.92% | 3.481% | 32.05% |  | 32.05% | 1.454% | CZ3C | 18.41% | 44.76% | 46.82% | 36.02% | 32.14% | 78.92% | 3.481% | 32.05% |  | 32.05% | 1.454% | CZ3C | [10 empty] | 1.454% | CZ3C | [10 empty] | 1.454% | CZ3C | 18.41% | 44.76% | 46.82% | 36.02% | 32.14% | 78.92% | 3.481% | 32.05% |  | 32.05% | 1.454% | CZ3C | 18.41% | 44.76% | 46.82% | 36.02% | 32.14% | 78.92% | 3.481% | 32.05% |  | 32.05% | 1.454%
CZ4A | 27.58% | 23.12% | 38.34% | 36.02% | 32.14% | 86.13% | 3.264% | 32.04% |  | 32.04% | 19% | CZ4A | 27.58% | 23.12% | 38.34% | 36.02% | 32.14% | 86.13% | 3.264% | 32.04% |  | 32.04% | 19% | CZ4A | 27.58% | 23.12% | 38.34% | 36.02% | 32.14% | 86.13% | 3.264% | 32.04% |  | 32.04% | 19% | CZ4A | [10 empty] | 19% | CZ4A | [10 empty] | 19% | CZ4A | 27.58% | 23.12% | 38.34% | 36.02% | 32.14% | 86.13% | 3.264% | 32.04% |  | 32.04% | 19% | CZ4A | 27.58% | 23.12% | 38.34% | 36.02% | 32.14% | 86.13% | 3.264% | 32.04% |  | 32.04% | 19%
CZ4B | 24.39% | 24.8% | 37.4% | 36.02% | 32.14% | 85.26% | 3.519% | 32.3% |  | 32.3% | 0.1362% | CZ4B | 24.39% | 24.8% | 37.4% | 36.02% | 32.14% | 85.26% | 3.519% | 32.3% |  | 32.3% | 0.1362% | CZ4B | 24.39% | 24.8% | 37.4% | 36.02% | 32.14% | 85.26% | 3.519% | 32.3% |  | 32.3% | 0.1362% | CZ4B | [10 empty] | 0.1362% | CZ4B | [10 empty] | 0.1362% | CZ4B | 24.39% | 24.8% | 37.4% | 36.02% | 32.14% | 85.26% | 3.519% | 32.3% |  | 32.3% | 0.1362% | CZ4B | 24.39% | 24.8% | 37.4% | 36.02% | 32.14% | 85.26% | 3.519% | 32.3% |  | 32.3% | 0.1362%
CZ4C | 40.01% | -11.63% | -56.21% | 36.02% | 32.14% | 86.33% | 3.505% | 31.25% |  | 31.25% | 2.374% | CZ4C | 40.01% | -11.63% | -56.21% | 36.02% | 32.14% | 86.33% | 3.505% | 31.25% |  | 31.25% | 2.374% | CZ4C | 40.01% | -11.63% | -56.21% | 36.02% | 32.14% | 86.33% | 3.505% | 31.25% |  | 31.25% | 2.374% | CZ4C | [10 empty] | 2.374% | CZ4C | [10 empty] | 2.374% | CZ4C | 40.01% | -11.63% | -56.21% | 36.02% | 32.14% | 86.33% | 3.505% | 31.25% |  | 31.25% | 2.374% | CZ4C | 40.01% | -11.63% | -56.21% | 36.02% | 32.14% | 86.33% | 3.505% | 31.25% |  | 31.25% | 2.374%
CZ5A | 50.61% | 2.478% | -16.96% | 36.02% | 32.14% | 86.05% | 0% | 34.06% |  | 34.06% | 3.092% | CZ5A | 50.61% | 2.478% | -16.96% | 36.02% | 32.14% | 86.05% | 0% | 34.06% |  | 34.06% | 3.092% | CZ5A | 50.61% | 2.478% | -16.96% | 36.02% | 32.14% | 86.05% | 0% | 34.06% |  | 34.06% | 3.092% | CZ5A | [10 empty] | 3.092% | CZ5A | [10 empty] | 3.092% | CZ5A | 50.61% | 2.478% | -16.96% | 36.02% | 32.14% | 86.05% | 0% | 34.06% |  | 34.06% | 3.092% | CZ5A | 50.61% | 2.478% | -16.96% | 36.02% | 32.14% | 86.05% | 0% | 34.06% |  | 34.06% | 3.092%
CZ5B | 47.7% | 8.887% | -21.01% | 36.02% | 32.14% | 85.41% | 0% | 32.66% |  | 32.66% | 2.421% | CZ5B | 47.7% | 8.887% | -21.01% | 36.02% | 32.14% | 85.41% | 0% | 32.66% |  | 32.66% | 2.421% | CZ5B | 47.7% | 8.887% | -21.01% | 36.02% | 32.14% | 85.41% | 0% | 32.66% |  | 32.66% | 2.421% | CZ5B | [10 empty] | 2.421% | CZ5B | [10 empty] | 2.421% | CZ5B | 47.7% | 8.887% | -21.01% | 36.02% | 32.14% | 85.41% | 0% | 32.66% |  | 32.66% | 2.421% | CZ5B | 47.7% | 8.887% | -21.01% | 36.02% | 32.14% | 85.41% | 0% | 32.66% |  | 32.66% | 2.421%
CZ5C | 40.86% | -41.67% | -51.56% | 36.02% | 32.14% | 86.41% | 0% | 31.26% |  | 31.26% | 0.03148% | CZ5C | 40.86% | -41.67% | -51.56% | 36.02% | 32.14% | 86.41% | 0% | 31.26% |  | 31.26% | 0.03148% | CZ5C | 40.86% | -41.67% | -51.56% | 36.02% | 32.14% | 86.41% | 0% | 31.26% |  | 31.26% | 0.03148% | CZ5C | [10 empty] | 0.03148% | CZ5C | [10 empty] | 0.03148% | CZ5C | 40.86% | -41.67% | -51.56% | 36.02% | 32.14% | 86.41% | 0% | 31.26% |  | 31.26% | 0.03148% | CZ5C | 40.86% | -41.67% | -51.56% | 36.02% | 32.14% | 86.41% | 0% | 31.26% |  | 31.26% | 0.03148%
CZ6A | 47.33% | 15.2% | 0.3959% | 36.02% | 32.14% | 77.89% | 0% | 34.99% |  | 34.99% | 1.487% | CZ6A | 47.33% | 15.2% | 0.3959% | 36.02% | 32.14% | 77.89% | 0% | 34.99% |  | 34.99% | 1.487% | CZ6A | 47.33% | 15.2% | 0.3959% | 36.02% | 32.14% | 77.89% | 0% | 34.99% |  | 34.99% | 1.487% | CZ6A | [10 empty] | 1.487% | CZ6A | [10 empty] | 1.487% | CZ6A | 47.33% | 15.2% | 0.3959% | 36.02% | 32.14% | 77.89% | 0% | 34.99% |  | 34.99% | 1.487% | CZ6A | 47.33% | 15.2% | 0.3959% | 36.02% | 32.14% | 77.89% | 0% | 34.99% |  | 34.99% | 1.487%
CZ6B | 42.97% | 15.48% | -7.872% | 36.02% | 32.14% | 77.09% | 0% | 32.43% |  | 32.43% | 0.2602% | CZ6B | 42.97% | 15.48% | -7.872% | 36.02% | 32.14% | 77.09% | 0% | 32.43% |  | 32.43% | 0.2602% | CZ6B | 42.97% | 15.48% | -7.872% | 36.02% | 32.14% | 77.09% | 0% | 32.43% |  | 32.43% | 0.2602% | CZ6B | [10 empty] | 0.2602% | CZ6B | [10 empty] | 0.2602% | CZ6B | 42.97% | 15.48% | -7.872% | 36.02% | 32.14% | 77.09% | 0% | 32.43% |  | 32.43% | 0.2602% | CZ6B | 42.97% | 15.48% | -7.872% | 36.02% | 32.14% | 77.09% | 0% | 32.43% |  | 32.43% | 0.2602%
CZ7 | 45.52% | 15.33% | 9.954% | 36.02% | 32.14% | 77.62% | 0% | 36.29% |  | 36.29% | 0.1541% | CZ7 | 45.52% | 15.33% | 9.954% | 36.02% | 32.14% | 77.62% | 0% | 36.29% |  | 36.29% | 0.1541% | CZ7 | 45.52% | 15.33% | 9.954% | 36.02% | 32.14% | 77.62% | 0% | 36.29% |  | 36.29% | 0.1541% | CZ7 | [10 empty] | 0.1541% | CZ7 | [10 empty] | 0.1541% | CZ7 | 45.52% | 15.33% | 9.954% | 36.02% | 32.14% | 77.62% | 0% | 36.29% |  | 36.29% | 0.1541% | CZ7 | 45.52% | 15.33% | 9.954% | 36.02% | 32.14% | 77.62% | 0% | 36.29% |  | 36.29% | 0.1541%
CZ8 | 42.53% | 10.01% | 25.18% | 36.02% | 32.14% | 77.3% | 0% | 37.76% |  | 37.76% | 0.001107% | CZ8 | 42.53% | 10.01% | 25.18% | 36.02% | 32.14% | 77.3% | 0% | 37.76% |  | 37.76% | 0.001107% | CZ8 | 42.53% | 10.01% | 25.18% | 36.02% | 32.14% | 77.3% | 0% | 37.76% |  | 37.76% | 0.001107% | CZ8 | [10 empty] | 0.001107% | CZ8 | [10 empty] | 0.001107% | CZ8 | 42.53% | 10.01% | 25.18% | 36.02% | 32.14% | 77.3% | 0% | 37.76% |  | 37.76% | 0.001107% | CZ8 | 42.53% | 10.01% | 25.18% | 36.02% | 32.14% | 77.3% | 0% | 37.76% |  | 37.76% | 0.001107%
US Weighted | 29.88% | 29.83% | 32.01% | 36.02% | 32.14% | 81.03% | 3.181% | 30.51% |  | 30.51% | 100% | US Weighted | 29.88% | 29.83% | 32.01% | 36.02% | 32.14% | 81.03% | 3.181% | 30.51% |  | 30.51% | 100% | US Weighted | 29.88% | 29.83% | 32.01% | 36.02% | 32.14% | 81.03% | 3.181% | 30.51% |  | 30.51% | 100% | US Weighted | [10 empty] | 100% | US Weighted | [10 empty] | 100% | US Weighted | 29.88% | 29.83% | 32.01% | 36.02% | 32.14% | 81.03% | 3.181% | 30.51% |  | 30.51% | 100% | US Weighted | 29.88% | 29.83% | 32.01% | 36.02% | 32.14% | 81.03% | 3.181% | 30.51% |  | 30.51% | 100%

## MF.Oil
End-Use Cost Summary for IECC-Res 2024 | [11 empty] | Site Energy Summary for IECC-Res 2024 | [11 empty] | Electric Summary for IECC-Res 2024 | [11 empty] | Gas Summary for IECC-Res 2024 | [11 empty] | Oil Summary for IECC-Res 2024 | [11 empty] | Source Energy Use Index for IECC-Res 2024 (kBtu/sq ft/yr) | [11 empty] | Carbon Emissions Summary for IECC-Res 2024
Building Type: Multifamily - Oil Furnace | [11 empty] | Building Type: Multifamily - Oil Furnace | [11 empty] | Building Type: Multifamily - Oil Furnace | [11 empty] | Building Type: Multifamily - Oil Furnace | [11 empty] | Building Type: Multifamily - Oil Furnace | [11 empty] | Building Type: Multifamily - Oil Furnace | [11 empty] | Building Type: Multifamily - Oil Furnace
US Weighted Results | [8 empty] | Prototype Floor Area (sq ft): | 21600 |  | US Weighted Results | [8 empty] | Prototype Floor Area (sq ft): | 21600 |  | US Weighted Results | [8 empty] | Prototype Floor Area (sq ft): | 21600 |  | US Weighted Results | [8 empty] | Prototype Floor Area (sq ft): | 21600 |  | US Weighted Results | [8 empty] | Prototype Floor Area (sq ft): | 21600 |  | US Weighted Results | [8 empty] | Prototype Floor Area (sq ft): | 21600 |  | US Weighted Results | [8 empty] | Prototype Floor Area (sq ft): | 21600
| Heat | Cool | Fans_Aux | Lgt_Int | Lgt_Ext | DHW | Appls | Total | PV | Net_Total |  |  | Heat | Cool | Fans_Aux | Lgt_Int | Lgt_Ext | DHW | Appls | Total | PV | Net_Total |  |  | Heat | Cool | Fans_Aux | Lgt_Int | Lgt_Ext | DHW | Appls | Total | PV | Net_Total |  |  | Heat | Cool | Fans_Aux | Lgt_Int | Lgt_Ext | DHW | Appls | Total | PV | Net_Total |  |  | Heat | Cool | Fans_Aux | Lgt_Int | Lgt_Ext | DHW | Appls | Total | PV | Net_Total |  |  | Heat | Cool | Fans_Aux | Lgt_Int | Lgt_Ext | DHW | Appls | Total | PV | Net_Total |  |  | Heat | Cool | Fans_Aux | Lgt_Int | Lgt_Ext | DHW | Appls | Total | PV | Net_Total
By IECC-Res edition: | [11 empty] | By IECC-Res edition: | [11 empty] | By IECC-Res edition: | [11 empty] | By IECC-Res edition: | [11 empty] | By IECC-Res edition: | [11 empty] | By IECC-Res edition: | [11 empty] | By IECC-Res edition:
STD2024 | 0.29779 | 0.07759 | 0.059491 | 0.080903 | 0.027114 | 0.16467 | 0.61024 | 1.3178 | 0 | 1.3178 |  | STD2024 | 9.9642 | 1.6567 | 1.2703 | 1.7275 | 0.57896 | 6.2762 | 13.0302 | 34.5041 | 0 | 34.5041 |  | STD2024 | 0 | 1.6567 | 1.2703 | 1.7275 | 0.57896 | 0 | 13.0302 | 18.2637 | 0 | 18.2637 |  | STD2024 | 0 | 0 | 0 | 0 | 0 | 1.4331 | 0 | 1.4331 |  |  |  | STD2024 | 9.9642 | 0 | 0 | 0 | 0 | 4.843 | 0 | 14.8072 |  |  |  | STD2024 | 10.0638 | 4.6886 | 3.5949 | 4.8888 | 1.6385 | 6.4679 | 36.8756 | 68.2181 | 0 | 68.2181 |  | STD2024 | 0.00073693 | 0.0003394 | 0.00026023 | 0.00035389 | 0.0001186 | 0.00043415 | 0.0026693 | 0.0049125 | 0 | 0.0049125
STD2021 | 0.39992 | 0.08934 | 0.050438 | 0.080903 | 0.039957 | 0.12437 | 0.63004 | 1.415 | 0 | 1.415 |  | STD2021 | 13.3815 | 1.9076 | 1.077 | 1.7275 | 0.85318 | 2.6555 | 13.4531 | 35.0553 | 0 | 35.0553 |  | STD2021 | 0 | 1.9076 | 1.077 | 1.7275 | 0.85318 | 2.6555 | 13.4531 | 21.6739 | 0 | 21.6739 |  | STD2021 | 0 | 0 | 0 | 0 | 0 | 0 | 0 | 0 |  |  |  | STD2021 | 13.3815 | 0 | 0 | 0 | 0 | 0 | 0 | 13.3815 |  |  |  | STD2021 | 13.5153 | 5.3986 | 3.0478 | 4.8888 | 2.4145 | 7.5152 | 38.0721 | 74.8523 | 0 | 74.8523 |  | STD2021 | 0.00098966 | 0.00039079 | 0.00022063 | 0.00035389 | 0.00017478 | 0.000544 | 0.0027559 | 0.0054297 | 0 | 0.0054297
STD2018 | 0.31892 | 0.11782 | 0.069858 | 0.086305 | 0.039957 | 0.31947 | 0.63004 | 1.5824 | 0 | 1.5824 |  | STD2018 | 10.6713 | 2.5157 | 1.4916 | 1.8428 | 0.85318 | 10.6895 | 13.4531 | 41.5172 | 0 | 41.5172 |  | STD2018 | 0 | 2.5157 | 1.4916 | 1.8428 | 0.85318 | 0 | 13.4531 | 20.1564 | 0 | 20.1564 |  | STD2018 | 0 | 0 | 0 | 0 | 0 | 0 | 0 | 0 |  |  |  | STD2018 | 10.6713 | 0 | 0 | 0 | 0 | 10.6895 | 0 | 21.3608 |  |  |  | STD2018 | 10.7781 | 7.1194 | 4.2214 | 5.2152 | 2.4145 | 10.7964 | 38.0721 | 78.617 | 0 | 78.617 |  | STD2018 | 0.00078923 | 0.00051535 | 0.00030557 | 0.00037752 | 0.00017478 | 0.00079057 | 0.0027559 | 0.005709 | 0 | 0.005709
STD2015 | 0.32625 | 0.1178 | 0.070165 | 0.092488 | 0.039957 | 0.31948 | 0.63004 | 1.5962 | 0 | 1.5962 |  | STD2015 | 10.9165 | 2.5152 | 1.4982 | 1.9748 | 0.85318 | 10.6901 | 13.4531 | 41.9011 | 0 | 41.9011 |  | STD2015 | 0 | 2.5152 | 1.4982 | 1.9748 | 0.85318 | 0 | 13.4531 | 20.2945 | 0 | 20.2945 |  | STD2015 | 0 | 0 | 0 | 0 | 0 | 0 | 0 | 0 |  |  |  | STD2015 | 10.9165 | 0 | 0 | 0 | 0 | 10.6901 | 0 | 21.6066 |  |  |  | STD2015 | 11.0257 | 7.1181 | 4.2399 | 5.5888 | 2.4145 | 10.797 | 38.0721 | 79.2562 | 0 | 79.2562 |  | STD2015 | 0.00080736 | 0.00051526 | 0.00030692 | 0.00040456 | 0.00017478 | 0.00079061 | 0.0027559 | 0.0057554 | 0 | 0.0057554
STD2012 | 0.32651 | 0.11797 | 0.068023 | 0.092488 | 0.039957 | 0.3349 | 0.63004 | 1.6099 | 0 | 1.6099 |  | STD2012 | 10.9254 | 2.5189 | 1.4525 | 1.9748 | 0.85318 | 11.2058 | 13.4531 | 42.3836 | 0 | 42.3836 |  | STD2012 | 0 | 2.5189 | 1.4525 | 1.9748 | 0.85318 | 0 | 13.4531 | 20.2525 | 0 | 20.2525 |  | STD2012 | 0 | 0 | 0 | 0 | 0 | 0 | 0 | 0 |  |  |  | STD2012 | 10.9254 | 0 | 0 | 0 | 0 | 11.2058 | 0 | 22.1311 |  |  |  | STD2012 | 11.0346 | 7.1285 | 4.1105 | 5.5888 | 2.4145 | 11.3178 | 38.0721 | 79.6669 | 0 | 79.6669 |  | STD2012 | 0.00080801 | 0.00051602 | 0.00029755 | 0.00040456 | 0.00017478 | 0.00082875 | 0.0027559 | 0.0057856 | 0 | 0.0057856
STD2009 | 0.50298 | 0.12033 | 0.073345 | 0.10429 | 0.039957 | 0.36225 | 0.63004 | 1.8332 | 0 | 1.8332 |  | STD2009 | 16.8298 | 2.5693 | 1.5661 | 2.2269 | 0.85318 | 12.121 | 13.4531 | 49.6193 | 0 | 49.6193 |  | STD2009 | 0 | 2.5693 | 1.5661 | 2.2269 | 0.85318 | 0 | 13.4531 | 20.6685 | 0 | 20.6685 |  | STD2009 | 0 | 0 | 0 | 0 | 0 | 0 | 0 | 0 |  |  |  | STD2009 | 16.8298 | 0 | 0 | 0 | 0 | 12.121 | 0 | 28.9508 |  |  |  | STD2009 | 16.9981 | 7.271 | 4.4321 | 6.302 | 2.4145 | 12.2422 | 38.0721 | 87.7321 | 0 | 87.7321 |  | STD2009 | 0.0012447 | 0.00052633 | 0.00032083 | 0.00045619 | 0.00017478 | 0.00089644 | 0.0027559 | 0.0063752 | 0 | 0.0063752
STD2006 | 0.54477 | 0.12521 | 0.075475 | 0.12645 | 0.039957 | 0.36229 | 0.63004 | 1.9042 | 0 | 1.9042 |  | STD2006 | 18.2283 | 2.6736 | 1.6116 | 2.7 | 0.85318 | 12.1223 | 13.4531 | 51.642 | 0 | 51.642 |  | STD2006 | 0 | 2.6736 | 1.6116 | 2.7 | 0.85318 | 0 | 13.4531 | 21.2914 | 0 | 21.2914 |  | STD2006 | 0 | 0 | 0 | 0 | 0 | 0 | 0 | 0 |  |  |  | STD2006 | 18.2283 | 0 | 0 | 0 | 0 | 12.1223 | 0 | 30.3506 |  |  |  | STD2006 | 18.4106 | 7.5662 | 4.5608 | 7.641 | 2.4145 | 12.2435 | 38.0721 | 90.9087 | 0 | 90.9087 |  | STD2006 | 0.0013481 | 0.0005477 | 0.00033014 | 0.00055311 | 0.00017478 | 0.00089654 | 0.0027559 | 0.0066063 | 0 | 0.0066063
Savings between editions: | [11 empty] | Savings between editions: | [11 empty] | Savings between editions: | [11 empty] | Savings between editions: | [11 empty] | Savings between editions: | [11 empty] | Savings between editions: | [11 empty] | Savings between editions:
2006-2009 | 0.041794 | 0.0048848 | 0.0021301 | 0.022159 | 0 | 3.8728e-05 | 0 | 0.071006 | 0 | 0.071006 |  | 2006-2009 | 1.3985 | 0.1043 | 0.045483 | 0.47314 | 0 | 0.0012959 | 0 | 2.0227 | 0 | 2.0227 |  | 2006-2009 | 0 | 0.1043 | 0.045483 | 0.47314 | 0 | 0 | 0 | 0.62293 | 0 | 0.62293 |  | 2006-2009 | 0 | 0 | 0 | 0 | 0 | 0 | 0 | 0 |  |  |  | 2006-2009 | 1.3985 | 0 | 0 | 0 | 0 | 0.0012959 | 0 | 1.3997 |  |  |  | 2006-2009 | 1.4124 | 0.29518 | 0.12872 | 1.339 | 0 | 0.0013088 | 0 | 3.1766 | 0 | 3.1766 |  | 2006-2009 | 0.00010343 | 2.1367e-05 | 9.3174e-06 | 9.6927e-05 | 0 | 9.5838e-08 | 0 | 0.00023113 | 0 | 0.00023113
2009-2012 | 0.17646 | 0.0023579 | 0.0053217 | 0.011803 | 0 | 0.027352 | 0 | 0.22329 | 0 | 0.22329 |  | 2009-2012 | 5.9045 | 0.050347 | 0.11363 | 0.25202 | 0 | 0.9152 | 0 | 7.2357 | 0 | 7.2357 |  | 2009-2012 | 0 | 0.050347 | 0.11363 | 0.25202 | 0 | 0 | 0 | 0.416 | 0 | 0.416 |  | 2009-2012 | 0 | 0 | 0 | 0 | 0 | 0 | 0 | 0 |  |  |  | 2009-2012 | 5.9045 | 0 | 0 | 0 | 0 | 0.9152 | 0 | 6.8197 |  |  |  | 2009-2012 | 5.9635 | 0.14248 | 0.32158 | 0.71321 | 0 | 0.92436 | 0 | 8.0651 | 0 | 8.0651 |  | 2009-2012 | 0.00043668 | 1.0314e-05 | 2.3278e-05 | 5.1627e-05 | 0 | 6.7686e-05 | 0 | 0.00058959 | 0 | 0.00058959
2012-2015 | 0.00026377 | 0.00017272 | -0.0021417 | 0 | 0 | 0.015412 | 0 | 0.013707 | 0 | 0.013707 |  | 2012-2015 | 0.008826 | 0.003688 | -0.04573 | 0 | 0 | 0.5157 | 0 | 0.48248 | 0 | 0.48248 |  | 2012-2015 | 0 | 0.003688 | -0.04573 | 0 | 0 | 0 | 0 | -0.042042 | 0 | -0.042042 |  | 2012-2015 | 0 | 0 | 0 | 0 | 0 | 0 | 0 | 0 |  |  |  | 2012-2015 | 0.008826 | 0 | 0 | 0 | 0 | 0.5157 | 0 | 0.52452 |  |  |  | 2012-2015 | 0.0089142 | 0.010437 | -0.12942 | 0 | 0 | 0.52085 | 0 | 0.41079 | 0 | 0.41079 |  | 2012-2015 | 6.5275e-07 | 7.5551e-07 | -9.3681e-06 | 0 | 0 | 3.814e-05 | 0 | 3.018e-05 | 0 | 3.018e-05
2015-2018 | 0.007328 | -2.0627e-05 | 0.00030672 | 0.0061827 | 0 | 1.7556e-05 | 0 | 0.013814 | 0 | 0.013814 |  | 2015-2018 | 0.2452 | -0.00044043 | 0.0065493 | 0.13202 | 0 | 0.00058744 | 0 | 0.38391 | 0 | 0.38391 |  | 2015-2018 | 0 | -0.00044043 | 0.0065493 | 0.13202 | 0 | 0 | 0 | 0.13813 | 0 | 0.13813 |  | 2015-2018 | 0 | 0 | 0 | 0 | 0 | 0 | 0 | 0 |  |  |  | 2015-2018 | 0.2452 | 0 | 0 | 0 | 0 | 0.00058744 | 0 | 0.24579 |  |  |  | 2015-2018 | 0.24765 | -0.0012464 | 0.018534 | 0.37361 | 0 | 0.00059332 | 0 | 0.63914 | 0 | 0.63914 |  | 2015-2018 | 1.8134e-05 | -9.0225e-08 | 1.3417e-06 | 2.7044e-05 | 0 | 4.3446e-08 | 0 | 4.6474e-05 | 0 | 4.6474e-05
2018-2021 | -0.080994 | 0.028476 | 0.01942 | 0.0054023 | 0 | 0.1951 | 0 | 0.1674 | 0 | 0.1674 |  | 2018-2021 | -2.7101 | 0.60803 | 0.41468 | 0.11535 | 0 | 8.034 | 0 | 6.4619 | 0 | 6.4619 |  | 2018-2021 | 0 | 0.60803 | 0.41468 | 0.11535 | 0 | -2.6555 | 0 | -1.5175 | 0 | -1.5175 |  | 2018-2021 | 0 | 0 | 0 | 0 | 0 | 0 | 0 | 0 |  |  |  | 2018-2021 | -2.7101 | 0 | 0 | 0 | 0 | 10.6895 | 0 | 7.9794 |  |  |  | 2018-2021 | -2.7372 | 1.7207 | 1.1735 | 0.32645 | 0 | 3.2812 | 0 | 3.7647 | 0 | 3.7647 |  | 2018-2021 | -0.00020043 | 0.00012456 | 8.4949e-05 | 2.3631e-05 | 0 | 0.00024657 | 0 | 0.00027927 | 0 | 0.00027927
2021-2024 | 0.10213 | 0.01175 | -0.0090539 | 0 | 0.012842 | -0.040301 | 0.019802 | 0.097168 | 0 | 0.097168 |  | 2021-2024 | 3.4173 | 0.25089 | -0.19332 | 0 | 0.27422 | -3.6206 | 0.42282 | 0.55127 | 0 | 0.55127 |  | 2021-2024 | 0 | 0.25089 | -0.19332 | 0 | 0.27422 | 2.6555 | 0.42282 | 3.4101 | 0 | 3.4101 |  | 2021-2024 | 0 | 0 | 0 | 0 | 0 | -1.4331 | 0 | -1.4331 |  |  |  | 2021-2024 | 3.4173 | 0 | 0 | 0 | 0 | -4.843 | 0 | -1.4257 |  |  |  | 2021-2024 | 3.4515 | 0.71003 | -0.54711 | 0 | 0.77604 | 1.0473 | 1.1966 | 6.6343 | 0 | 6.6343 |  | 2021-2024 | 0.00025274 | 5.1397e-05 | -3.9604e-05 | 0 | 5.6175e-05 | 0.00010985 | 8.6617e-05 | 0.00051717 | 0 | 0.00051717
2006-2024 | 0.24698 | 0.047621 | 0.015983 | 0.045546 | 0.012842 | 0.19762 | 0.019802 | 0.58639 | 0 | 0.58639 |  | 2006-2024 | 8.2641 | 1.0168 | 0.34129 | 0.97253 | 0.27422 | 5.8461 | 0.42282 | 17.1379 | 0 | 17.1379 |  | 2006-2024 | 0 | 1.0168 | 0.34129 | 0.97253 | 0.27422 | 0 | 0.42282 | 3.0277 | 0 | 3.0277 |  | 2006-2024 | 0 | 0 | 0 | 0 | 0 | -1.4331 | 0 | -1.4331 |  |  |  | 2006-2024 | 8.2641 | 0 | 0 | 0 | 0 | 7.2792 | 0 | 15.5434 |  |  |  | 2006-2024 | 8.3468 | 2.8776 | 0.96584 | 2.7523 | 0.77604 | 5.7756 | 1.1966 | 22.6907 | 0 | 22.6907 |  | 2006-2024 | 0.0006112 | 0.0002083 | 6.9915e-05 | 0.00019923 | 5.6175e-05 | 0.00046238 | 8.6617e-05 | 0.0016938 | 0 | 0.0016938
Percentage Savings between editions: | [11 empty] | Percentage Savings between editions: | [11 empty] | Percentage Savings between editions: | [11 empty] | Percentage Savings between editions: | [11 empty] | Percentage Savings between editions: | [11 empty] | Percentage Savings between editions: | [11 empty] | Percentage Savings between editions:
2006-2009 | 7.672% | 3.901% | 2.822% | 17.52% | 0% | 0.01069% | 0% | 3.729% |  | 3.729% |  | 2006-2009 | 7.672% | 3.901% | 2.822% | 17.52% | 0% | 0.01069% | 0% | 3.917% |  | 3.917% |  | 2006-2009 |  | 3.901% | 2.822% | 17.52% | 0% |  | 0% | 2.926% |  | 2.926% |  | 2006-2009 | [11 empty] | 2006-2009 | 7.672% |  |  |  |  | 0.01069% |  | 4.612% |  |  |  | 2006-2009 | 7.672% | 3.901% | 2.822% | 17.52% | 0% | 0.01069% | 0% | 3.494% |  | 3.494% |  | 2006-2009 | 7.672% | 3.901% | 2.822% | 17.52% | 0% | 0.01069% | 0% | 3.499% |  | 3.499%
2009-2012 | 35.08% | 1.96% | 7.256% | 11.32% | 0% | 7.551% | 0% | 12.18% |  | 12.18% |  | 2009-2012 | 35.08% | 1.96% | 7.256% | 11.32% | 0% | 7.551% | 0% | 14.58% |  | 14.58% |  | 2009-2012 |  | 1.96% | 7.256% | 11.32% | 0% |  | 0% | 2.013% |  | 2.013% |  | 2009-2012 | [11 empty] | 2009-2012 | 35.08% |  |  |  |  | 7.551% |  | 23.56% |  |  |  | 2009-2012 | 35.08% | 1.96% | 7.256% | 11.32% | 0% | 7.551% | 0% | 9.193% |  | 9.193% |  | 2009-2012 | 35.08% | 1.96% | 7.256% | 11.32% | 0% | 7.551% | 0% | 9.248% |  | 9.248%
2012-2015 | 0.08078% | 0.1464% | -3.148% | 0% | 0% | 4.602% | 0% | 0.8514% |  | 0.8514% |  | 2012-2015 | 0.08078% | 0.1464% | -3.148% | 0% | 0% | 4.602% | 0% | 1.138% |  | 1.138% |  | 2012-2015 |  | 0.1464% | -3.148% | 0% | 0% |  | 0% | -0.2076% |  | -0.2076% |  | 2012-2015 | [11 empty] | 2012-2015 | 0.08078% |  |  |  |  | 4.602% |  | 2.37% |  |  |  | 2012-2015 | 0.08078% | 0.1464% | -3.148% | 0% | 0% | 4.602% | 0% | 0.5156% |  | 0.5156% |  | 2012-2015 | 0.08078% | 0.1464% | -3.148% | 0% | 0% | 4.602% | 0% | 0.5216% |  | 0.5216%
2015-2018 | 2.246% | -0.01751% | 0.4371% | 6.685% | 0% | 0.005495% | 0% | 0.8655% |  | 0.8655% |  | 2015-2018 | 2.246% | -0.01751% | 0.4371% | 6.685% | 0% | 0.005495% | 0% | 0.9162% |  | 0.9162% |  | 2015-2018 |  | -0.01751% | 0.4371% | 6.685% | 0% |  | 0% | 0.6806% |  | 0.6806% |  | 2015-2018 | [11 empty] | 2015-2018 | 2.246% |  |  |  |  | 0.005495% |  | 1.138% |  |  |  | 2015-2018 | 2.246% | -0.01751% | 0.4371% | 6.685% | 0% | 0.005495% | 0% | 0.8064% |  | 0.8064% |  | 2015-2018 | 2.246% | -0.01751% | 0.4371% | 6.685% | 0% | 0.005495% | 0% | 0.8075% |  | 0.8075%
2018-2021 | -25.4% | 24.17% | 27.8% | 6.26% | 0% | 61.07% | 0% | 10.58% |  | 10.58% |  | 2018-2021 | -25.4% | 24.17% | 27.8% | 6.26% | 0% | 75.16% | 0% | 15.56% |  | 15.56% |  | 2018-2021 |  | 24.17% | 27.8% | 6.26% | 0% |  | 0% | -7.529% |  | -7.529% |  | 2018-2021 | [11 empty] | 2018-2021 | -25.4% |  |  |  |  | 100% |  | 37.36% |  |  |  | 2018-2021 | -25.4% | 24.17% | 27.8% | 6.26% | 0% | 30.39% | 0% | 4.789% |  | 4.789% |  | 2018-2021 | -25.4% | 24.17% | 27.8% | 6.26% | 0% | 31.19% | 0% | 4.892% |  | 4.892%
2021-2024 | 25.54% | 13.15% | -17.95% | 0% | 32.14% | -32.4% | 3.143% | 6.867% |  | 6.867% |  | 2021-2024 | 25.54% | 13.15% | -17.95% | 0% | 32.14% | -136.3% | 3.143% | 1.573% |  | 1.573% |  | 2021-2024 |  | 13.15% | -17.95% | 0% | 32.14% | 100% | 3.143% | 15.73% |  | 15.73% |  | 2021-2024 | [11 empty] | 2021-2024 | 25.54% | [6 empty] | -10.65% |  |  |  | 2021-2024 | 25.54% | 13.15% | -17.95% | 0% | 32.14% | 13.94% | 3.143% | 8.863% |  | 8.863% |  | 2021-2024 | 25.54% | 13.15% | -17.95% | 0% | 32.14% | 20.19% | 3.143% | 9.525% |  | 9.525%
2006-2024 | 45.34% | 38.03% | 21.18% | 36.02% | 32.14% | 54.55% | 3.143% | 30.79% |  | 30.79% |  | 2006-2024 | 45.34% | 38.03% | 21.18% | 36.02% | 32.14% | 48.23% | 3.143% | 33.19% |  | 33.19% |  | 2006-2024 |  | 38.03% | 21.18% | 36.02% | 32.14% |  | 3.143% | 14.22% |  | 14.22% |  | 2006-2024 | [11 empty] | 2006-2024 | 45.34% |  |  |  |  | 60.05% |  | 51.21% |  |  |  | 2006-2024 | 45.34% | 38.03% | 21.18% | 36.02% | 32.14% | 47.17% | 3.143% | 24.96% |  | 24.96% |  | 2006-2024 | 45.34% | 38.03% | 21.18% | 36.02% | 32.14% | 51.57% | 3.143% | 25.64% |  | 25.64%
Climate Zone Level Details: | [11 empty] | Climate Zone Level Details: | [11 empty] | Climate Zone Level Details: | [11 empty] | Climate Zone Level Details: | [11 empty] | Climate Zone Level Details: | [11 empty] | Climate Zone Level Details: | [11 empty] | Climate Zone Level Details:
Energy Cost Index ($/sq ft/yr) for IECC-Res 2024 | [10 empty] | Multifamily - Oil Furnace | Site Energy Use Intensity (kBtu/sq ft/yr) for IECC-Res 2024 | [10 empty] | Multifamily - Oil Furnace | Electric Use Intensity (kBtu/sq ft/yr) for IECC-Res 2024 | [10 empty] | Multifamily - Oil Furnace | Gas Use Intensity (kBtu/sq ft/yr) for IECC-Res 2024 | [10 empty] | Multifamily - Oil Furnace | Oil Use Intensity (kBtu/sq ft/yr) for IECC-Res 2024 | [10 empty] | Multifamily - Oil Furnace | Source Energy Use Index (kBtu/sq ft/yr) for IECC-Res 2024 | [10 empty] | Multifamily - Oil Furnace | Carbon Emissions (ton/sq ft/yr) for IECC-Res 2024 | [10 empty] | Multifamily - Oil Furnace
Costs: Electricity: $0.1598/kWh ¦ Natural Gas: $1.391/therm ¦ Oil: $4.1392/gal | [9 empty] | Prototype Floor Area (sq ft): | 21600 | [10 empty] | Prototype Floor Area (sq ft): | 21600 | [10 empty] | Prototype Floor Area (sq ft): | 21600 | [10 empty] | Prototype Floor Area (sq ft): | 21600 | [10 empty] | Prototype Floor Area (sq ft): | 21600 | Site-to-Source Factors: Electricity: 2.83 ¦ Natural Gas: 1.1 ¦ Oil: 1.01 | [9 empty] | Prototype Floor Area (sq ft): | 21600 | Conversion [ton/kBtu]: Electricity: 4,881 ¦ Natural Gas: 18,863 ¦ Oil: 13,521 | [9 empty] | Prototype Floor Area (sq ft): | 21600
IECC-Res 2024 | Heat | Cool | Fans_Aux | Lgt_Int | Lgt_Ext | DHW | Appls | Total | PV | Net_Total | Weight | IECC-Res 2024 | Heat | Cool | Fans_Aux | Lgt_Int | Lgt_Ext | DHW | Appls | Total | PV | Net_Total | Weight | IECC-Res 2024 | Heat | Cool | Fans_Aux | Lgt_Int | Lgt_Ext | DHW | Appls | Total | PV | Net_Total | Weight | IECC-Res 2024 | Heat | Cool | Fans_Aux | Lgt_Int | Lgt_Ext | DHW | Appls | Total | PV | Net_Total | Weight | IECC-Res 2024 | Heat | Cool | Fans_Aux | Lgt_Int | Lgt_Ext | DHW | Appls | Total | PV | Net_Total | Weight | IECC-Res 2024 | Heat | Cool | Fans_Aux | Lgt_Int | Lgt_Ext | DHW | Appls | Total | PV | Net_Total | Weight | IECC-Res 2024 | Heat | Cool | Fans_Aux | Lgt_Int | Lgt_Ext | DHW | Appls | Total | PV | Net_Total | Weight
CZ 1AWH | 0.0050177 | 0.2221 | 0.03178 | 0.083889 | 0.0303 | 0.1869 | 0.63035 | 1.1903 | 0 | 1.1903 | 1.857% | CZ 1AWH | 0.16789 | 4.7424 | 0.67857 | 1.7912 | 0.64699 | 6.2539 | 13.4596 | 27.7407 | 0 | 27.7407 | 1.857% | CZ 1AWH | 0 | 4.7424 | 0.67857 | 1.7912 | 0.64699 | 0 | 13.4596 | 21.3189 | 0 | 21.3189 | 1.857% | CZ 1AWH | 0 | 0 | 0 | 0 | 0 | 0 | 0 | 0 |  |  | 1.857% | CZ 1AWH | 0.16789 | 0 | 0 | 0 | 0 | 6.2539 | 0 | 6.4218 |  |  | 1.857% | CZ 1AWH | 0.16957 | 13.4211 | 1.9204 | 5.0692 | 1.831 | 6.3165 | 38.0908 | 66.8185 | 0 | 66.8185 | 1.857% | CZ 1AWH | 1.2417e-05 | 0.00097152 | 0.00013901 | 0.00036695 | 0.00013254 | 0.00046253 | 0.0027573 | 0.0048423 | 0 | 0.0048423 | 1.857%
CZ 1AWHT | 2.7021e-06 | 0.22794 | 0.028601 | 0.083592 | 0.029984 | 0.18247 | 0.62827 | 1.1809 | 0 | 1.1809 | 0.2279% | CZ 1AWHT | 9.0414e-05 | 4.8671 | 0.6107 | 1.7849 | 0.64024 | 6.1054 | 13.4152 | 27.4237 | 0 | 27.4237 | 0.2279% | CZ 1AWHT | 0 | 4.8671 | 0.6107 | 1.7849 | 0.64024 | 0 | 13.4152 | 21.3182 | 0 | 21.3182 | 0.2279% | CZ 1AWHT | 0 | 0 | 0 | 0 | 0 | 0 | 0 | 0 |  |  | 0.2279% | CZ 1AWHT | 9.0414e-05 | 0 | 0 | 0 | 0 | 6.1054 | 0 | 6.1055 |  |  | 0.2279% | CZ 1AWHT | 9.1318e-05 | 13.7739 | 1.7283 | 5.0513 | 1.8119 | 6.1665 | 37.9651 | 66.497 | 0 | 66.497 | 0.2279% | CZ 1AWHT | 6.6868e-09 | 0.00099706 | 0.00012511 | 0.00036565 | 0.00013116 | 0.00045154 | 0.0027482 | 0.0048187 | 0 | 0.0048187 | 0.2279%
CZ 2AWH | 0.042022 | 0.18164 | 0.041831 | 0.083868 | 0.030278 | 0.20088 | 0.63021 | 1.2107 | 0 | 1.2107 | 4.746% | CZ 2AWH | 1.4061 | 3.8786 | 0.89321 | 1.7908 | 0.64652 | 6.7214 | 13.4565 | 28.7931 | 0 | 28.7931 | 4.746% | CZ 2AWH | 0 | 3.8786 | 0.89321 | 1.7908 | 0.64652 | 0 | 13.4565 | 20.6656 | 0 | 20.6656 | 4.746% | CZ 2AWH | 0 | 0 | 0 | 0 | 0 | 0 | 0 | 0 |  |  | 4.746% | CZ 2AWH | 1.4061 | 0 | 0 | 0 | 0 | 6.7214 | 0 | 8.1275 |  |  | 4.746% | CZ 2AWH | 1.4201 | 10.9763 | 2.5278 | 5.068 | 1.8296 | 6.7886 | 38.082 | 66.6924 | 0 | 66.6924 | 4.746% | CZ 2AWH | 0.00010399 | 0.00079455 | 0.00018298 | 0.00036686 | 0.00013244 | 0.0004971 | 0.0027567 | 0.0048346 | 0 | 0.0048346 | 4.746%
CZ 2B | 0.044136 | 0.15347 | 0.0523 | 0.083302 | 0.029674 | 0.19827 | 0.62624 | 1.1874 | 0 | 1.1874 | 0.01534% | CZ 2B | 1.4768 | 3.2771 | 1.1167 | 1.7787 | 0.63362 | 6.6343 | 13.3717 | 28.289 | 0 | 28.289 | 0.01534% | CZ 2B | 0 | 3.2771 | 1.1167 | 1.7787 | 0.63362 | 0 | 13.3717 | 20.1779 | 0 | 20.1779 | 0.01534% | CZ 2B | 0 | 0 | 0 | 0 | 0 | 0 | 0 | 0 |  |  | 0.01534% | CZ 2B | 1.4768 | 0 | 0 | 0 | 0 | 6.6343 | 0 | 8.1111 |  |  | 0.01534% | CZ 2B | 1.4916 | 9.2741 | 3.1604 | 5.0337 | 1.7932 | 6.7006 | 37.842 | 65.2956 | 0 | 65.2956 | 0.01534% | CZ 2B | 0.00010922 | 0.00067133 | 0.00022877 | 0.00036438 | 0.0001298 | 0.00049066 | 0.0027393 | 0.0047334 | 0 | 0.0047334 | 0.01534%
CZ 3A | 0.13691 | 0.10202 | 0.057272 | 0.083281 | 0.029652 | 0.22366 | 0.62609 | 1.2589 | 0 | 1.2589 | 5.129% | CZ 3A | 4.581 | 2.1783 | 1.2229 | 1.7783 | 0.63315 | 7.4837 | 13.3686 | 31.2459 | 0 | 31.2459 | 5.129% | CZ 3A | 0 | 2.1783 | 1.2229 | 1.7783 | 0.63315 | 0 | 13.3686 | 19.1812 | 0 | 19.1812 | 5.129% | CZ 3A | 0 | 0 | 0 | 0 | 0 | 0 | 0 | 0 |  |  | 5.129% | CZ 3A | 4.581 | 0 | 0 | 0 | 0 | 7.4837 | 0 | 12.0647 |  |  | 5.129% | CZ 3A | 4.6268 | 6.1646 | 3.4608 | 5.0325 | 1.7918 | 7.5586 | 37.8332 | 66.4683 | 0 | 66.4683 | 5.129% | CZ 3A | 0.0003388 | 0.00044624 | 0.00025052 | 0.00036429 | 0.0001297 | 0.00055348 | 0.0027386 | 0.0048217 | 0 | 0.0048217 | 5.129%
CZ 3AWH | 0.092658 | 0.12113 | 0.050649 | 0.083508 | 0.029894 | 0.21843 | 0.62768 | 1.224 | 0 | 1.224 | 0.6959% | CZ 3AWH | 3.1004 | 2.5865 | 1.0815 | 1.7831 | 0.63832 | 7.3088 | 13.4026 | 29.9012 | 0 | 29.9012 | 0.6959% | CZ 3AWH | 0 | 2.5865 | 1.0815 | 1.7831 | 0.63832 | 0 | 13.4026 | 19.492 | 0 | 19.492 | 0.6959% | CZ 3AWH | 0 | 0 | 0 | 0 | 0 | 0 | 0 | 0 |  |  | 0.6959% | CZ 3AWH | 3.1004 | 0 | 0 | 0 | 0 | 7.3088 | 0 | 10.4092 |  |  | 0.6959% | CZ 3AWH | 3.1314 | 7.3197 | 3.0606 | 5.0462 | 1.8065 | 7.3819 | 37.9295 | 65.6757 | 0 | 65.6757 | 0.6959% | CZ 3AWH | 0.0002293 | 0.00052985 | 0.00022155 | 0.00036528 | 0.00013076 | 0.00054054 | 0.0027456 | 0.0047629 | 0 | 0.0047629 | 0.6959%
CZ 3B | 0.067426 | 0.1029 | 0.053619 | 0.083302 | 0.029674 | 0.21687 | 0.62624 | 1.18 | 0 | 1.18 | 4.372% | CZ 3B | 2.2561 | 2.1972 | 1.1449 | 1.7787 | 0.63362 | 7.2567 | 13.3717 | 28.639 | 0 | 28.639 | 4.372% | CZ 3B | 0 | 2.1972 | 1.1449 | 1.7787 | 0.63362 | 0 | 13.3717 | 19.1262 | 0 | 19.1262 | 4.372% | CZ 3B | 0 | 0 | 0 | 0 | 0 | 0 | 0 | 0 |  |  | 4.372% | CZ 3B | 2.2561 | 0 | 0 | 0 | 0 | 7.2567 | 0 | 9.5128 |  |  | 4.372% | CZ 3B | 2.2787 | 6.218 | 3.2401 | 5.0337 | 1.7932 | 7.3293 | 37.842 | 63.735 | 0 | 63.735 | 4.372% | CZ 3B | 0.00016686 | 0.00045011 | 0.00023454 | 0.00036438 | 0.0001298 | 0.00053669 | 0.0027393 | 0.0046217 | 0 | 0.0046217 | 4.372%
CZ 3C | 0.019464 | 0.051911 | 0.033127 | 0.083302 | 0.029674 | 0.22599 | 0.62624 | 1.0697 | 0 | 1.0697 | 2.044% | CZ 3C | 0.65129 | 1.1084 | 0.70734 | 1.7787 | 0.63362 | 7.5619 | 13.3717 | 25.813 | 0 | 25.813 | 2.044% | CZ 3C | 0 | 1.1084 | 0.70734 | 1.7787 | 0.63362 | 0 | 13.3717 | 17.5998 | 0 | 17.5998 | 2.044% | CZ 3C | 0 | 0 | 0 | 0 | 0 | 0 | 0 | 0 |  |  | 2.044% | CZ 3C | 0.65129 | 0 | 0 | 0 | 0 | 7.5619 | 0 | 8.2132 |  |  | 2.044% | CZ 3C | 0.65781 | 3.1369 | 2.0018 | 5.0337 | 1.7932 | 7.6375 | 37.842 | 58.1029 | 0 | 58.1029 | 2.044% | CZ 3C | 4.8168e-05 | 0.00022707 | 0.0001449 | 0.00036438 | 0.0001298 | 0.00055926 | 0.0027393 | 0.0042129 | 0 | 0.0042129 | 2.044%
CZ 4A | 0.26174 | 0.067695 | 0.072058 | 0.079898 | 0.026043 | 0.21505 | 0.60236 | 1.3249 | 0 | 1.3249 | 38.79% | CZ 4A | 8.7581 | 1.4455 | 1.5386 | 1.706 | 0.55608 | 7.1958 | 12.862 | 34.062 | 0 | 34.062 | 38.79% | CZ 4A | 0 | 1.4455 | 1.5386 | 1.706 | 0.55608 | 0 | 12.862 | 18.1082 | 0 | 18.1082 | 38.79% | CZ 4A | 0 | 0 | 0 | 0 | 0 | 0 | 0 | 0 |  |  | 38.79% | CZ 4A | 8.7581 | 0 | 0 | 0 | 0 | 7.1958 | 0 | 15.9539 |  |  | 38.79% | CZ 4A | 8.8457 | 4.0907 | 4.3543 | 4.8281 | 1.5737 | 7.2677 | 36.3994 | 67.3596 | 0 | 67.3596 | 38.79% | CZ 4A | 0.00064773 | 0.00029611 | 0.0003152 | 0.00034949 | 0.00011392 | 0.00053218 | 0.0026349 | 0.0048895 | 0 | 0.0048895 | 38.79%
CZ 4B | 0.11992 | 0.076646 | 0.068951 | 0.083302 | 0.029674 | 0.23843 | 0.62624 | 1.2432 | 0 | 1.2432 | 0.00612% | CZ 4B | 4.0126 | 1.6366 | 1.4723 | 1.7787 | 0.63362 | 7.9779 | 13.3717 | 30.8835 | 0 | 30.8835 | 0.00612% | CZ 4B | 0 | 1.6366 | 1.4723 | 1.7787 | 0.63362 | 0 | 13.3717 | 18.8929 | 0 | 18.8929 | 0.00612% | CZ 4B | 0 | 0 | 0 | 0 | 0 | 0 | 0 | 0 |  |  | 0.00612% | CZ 4B | 4.0126 | 0 | 0 | 0 | 0 | 7.9779 | 0 | 11.9905 |  |  | 0.00612% | CZ 4B | 4.0528 | 4.6315 | 4.1665 | 5.0337 | 1.7932 | 8.0577 | 37.842 | 65.5774 | 0 | 65.5774 | 0.00612% | CZ 4B | 0.00029676 | 0.00033527 | 0.0003016 | 0.00036438 | 0.0001298 | 0.00059003 | 0.0027393 | 0.0047571 | 0 | 0.0047571 | 0.00612%
CZ 4C | 0.18656 | 0.059653 | 0.041092 | 0.083591 | 0.029982 | 0.36181 | 0.62826 | 1.3909 | 0 | 1.3909 | 3.337% | CZ 4C | 6.2424 | 1.2737 | 0.87742 | 1.7849 | 0.6402 | 12.1063 | 13.415 | 36.3399 | 0 | 36.3399 | 3.337% | CZ 4C | 0 | 1.2737 | 0.87742 | 1.7849 | 0.6402 | 0 | 13.415 | 17.9912 | 0 | 17.9912 | 3.337% | CZ 4C | 0 | 0 | 0 | 0 | 0 | 0 | 0 | 0 |  |  | 3.337% | CZ 4C | 6.2424 | 0 | 0 | 0 | 0 | 12.1063 | 0 | 18.3487 |  |  | 3.337% | CZ 4C | 6.3048 | 3.6047 | 2.4831 | 5.0512 | 1.8118 | 12.2273 | 37.9645 | 69.4474 | 0 | 69.4474 | 3.337% | CZ 4C | 0.00046167 | 0.00026094 | 0.00017974 | 0.00036564 | 0.00013115 | 0.00089535 | 0.0027482 | 0.0050427 | 0 | 0.0050427 | 3.337%
CZ 5A | 0.46242 | 0.061767 | 0.046292 | 0.080387 | 0.026565 | 0.056233 | 0.60579 | 1.3395 | 0 | 1.3395 | 34.31% | CZ 5A | 15.4729 | 1.3189 | 0.98845 | 1.7165 | 0.56722 | 4.044 | 12.9352 | 37.0432 | 0 | 37.0432 | 34.31% | CZ 5A | 0 | 1.3189 | 0.98845 | 1.7165 | 0.56722 | 0 | 12.9352 | 17.5263 | 0 | 17.5263 | 34.31% | CZ 5A | 0 | 0 | 0 | 0 | 0 | 4.044 | 0 | 4.044 |  |  | 34.31% | CZ 5A | 15.4729 | 0 | 0 | 0 | 0 | 0 | 0 | 15.4729 |  |  | 34.31% | CZ 5A | 15.6277 | 3.7325 | 2.7973 | 4.8576 | 1.6052 | 4.4484 | 36.6067 | 69.6754 | 0 | 69.6754 | 34.31% | CZ 5A | 0.0011443 | 0.00027018 | 0.00020249 | 0.00035163 | 0.0001162 | 0.00021438 | 0.0026499 | 0.0049491 | 0 | 0.0049491 | 34.31%
CZ 5B | 0.32065 | 0.089147 | 0.056611 | 0.083588 | 0.029979 | 0.061578 | 0.62824 | 1.2698 | 0 | 1.2698 | 0.377% | CZ 5B | 10.7292 | 1.9035 | 1.2088 | 1.7848 | 0.64014 | 4.4284 | 13.4146 | 34.1094 | 0 | 34.1094 | 0.377% | CZ 5B | 0 | 1.9035 | 1.2088 | 1.7848 | 0.64014 | 0 | 13.4146 | 18.9518 | 0 | 18.9518 | 0.377% | CZ 5B | 0 | 0 | 0 | 0 | 0 | 4.4284 | 0 | 4.4284 |  |  | 0.377% | CZ 5B | 10.7292 | 0 | 0 | 0 | 0 | 0 | 0 | 10.7292 |  |  | 0.377% | CZ 5B | 10.8365 | 5.3869 | 3.4209 | 5.051 | 1.8116 | 4.8712 | 37.9632 | 69.3414 | 0 | 69.3414 | 0.377% | CZ 5B | 0.00079351 | 0.00038995 | 0.00024763 | 0.00036563 | 0.00013114 | 0.00023476 | 0.0027481 | 0.0049107 | 0 | 0.0049107 | 0.377%
CZ 5C | 0.2861 | 0.029224 | 0.040061 | 0.083592 | 0.029984 | 0.063015 | 0.62827 | 1.1602 | 0 | 1.1602 | 0.04425% | CZ 5C | 9.5731 | 0.624 | 0.8554 | 1.7849 | 0.64024 | 4.5317 | 13.4152 | 31.4245 | 0 | 31.4245 | 0.04425% | CZ 5C | 0 | 0.624 | 0.8554 | 1.7849 | 0.64024 | 0 | 13.4152 | 17.3198 | 0 | 17.3198 | 0.04425% | CZ 5C | 0 | 0 | 0 | 0 | 0 | 4.5317 | 0 | 4.5317 |  |  | 0.04425% | CZ 5C | 9.5731 | 0 | 0 | 0 | 0 | 0 | 0 | 9.5731 |  |  | 0.04425% | CZ 5C | 9.6688 | 1.7659 | 2.4208 | 5.0513 | 1.8119 | 4.9848 | 37.9651 | 63.6686 | 0 | 63.6686 | 0.04425% | CZ 5C | 0.000708 | 0.00012783 | 0.00017524 | 0.00036565 | 0.00013116 | 0.00024024 | 0.0027482 | 0.0044963 | 0 | 0.0044963 | 0.04425%
CZ 6A | 0.29191 | 0.10268 | 0.11842 | 0.082032 | 0.028319 | 0.26185 | 0.63888 | 1.5241 | 0 | 1.5241 | 3.992% | CZ 6A | 9.7674 | 2.1924 | 2.5285 | 1.7516 | 0.60469 | 8.7617 | 13.6418 | 39.248 | 0 | 39.248 | 3.992% | CZ 6A | 0 | 2.1924 | 2.5285 | 1.7516 | 0.60469 | 0 | 13.6418 | 20.719 | 0 | 20.719 | 3.992% | CZ 6A | 0 | 0 | 0 | 0 | 0 | 0 | 0 | 0 |  |  | 3.992% | CZ 6A | 9.7674 | 0 | 0 | 0 | 0 | 8.7617 | 0 | 18.529 |  |  | 3.992% | CZ 6A | 9.865 | 6.2046 | 7.1556 | 4.957 | 1.7113 | 8.8493 | 38.6062 | 77.349 | 0 | 77.349 | 3.992% | CZ 6A | 0.00072237 | 0.00044914 | 0.00051798 | 0.00035882 | 0.00012387 | 0.00064799 | 0.0027946 | 0.0056148 | 0 | 0.0056148 | 3.992%
CZ 6B | 0.21254 | 0.082425 | 0.12021 | 0.083372 | 0.029749 | 0.27186 | 0.64937 | 1.4495 | 0 | 1.4495 | 0.001503% | CZ 6B | 7.1117 | 1.76 | 2.5668 | 1.7802 | 0.63522 | 9.0967 | 13.8657 | 36.8163 | 0 | 36.8163 | 0.001503% | CZ 6B | 0 | 1.76 | 2.5668 | 1.7802 | 0.63522 | 0 | 13.8657 | 20.6079 | 0 | 20.6079 | 0.001503% | CZ 6B | 0 | 0 | 0 | 0 | 0 | 0 | 0 | 0 |  |  | 0.001503% | CZ 6B | 7.1117 | 0 | 0 | 0 | 0 | 9.0967 | 0 | 16.2085 |  |  | 0.001503% | CZ 6B | 7.1828 | 4.9808 | 7.264 | 5.038 | 1.7977 | 9.1877 | 39.2399 | 74.6908 | 0 | 74.6908 | 0.001503% | CZ 6B | 0.00052597 | 0.00036055 | 0.00052582 | 0.00036469 | 0.00013013 | 0.00067277 | 0.0028405 | 0.0054204 | 0 | 0.0054204 | 0.001503%
CZ 7 | 0.38262 | 0.085411 | 0.11877 | 0.083198 | 0.029563 | 0.28862 | 0.64801 | 1.6362 | 0 | 1.6362 | 0.05322% | CZ 7 | 12.8026 | 1.8237 | 2.536 | 1.7765 | 0.63125 | 9.6574 | 13.8366 | 43.0641 | 0 | 43.0641 | 0.05322% | CZ 7 | 0 | 1.8237 | 2.536 | 1.7765 | 0.63125 | 0 | 13.8366 | 20.6041 | 0 | 20.6041 | 0.05322% | CZ 7 | 0 | 0 | 0 | 0 | 0 | 0 | 0 | 0 |  |  | 0.05322% | CZ 7 | 12.8026 | 0 | 0 | 0 | 0 | 9.6574 | 0 | 22.46 |  |  | 0.05322% | CZ 7 | 12.9306 | 5.1612 | 7.1769 | 5.0275 | 1.7864 | 9.754 | 39.1576 | 80.9941 | 0 | 80.9941 | 0.05322% | CZ 7 | 0.00094685 | 0.00037361 | 0.00051951 | 0.00036392 | 0.00012932 | 0.00071424 | 0.0028345 | 0.005882 | 0 | 0.005882 | 0.05322%
CZ 8 | 0.64204 | 0.055694 | 0.12133 | 0.083592 | 0.029984 | 0.31369 | 0.65109 | 1.8974 | 0 | 1.8974 | 0.001557% | CZ 8 | 21.4831 | 1.1892 | 2.5907 | 1.7849 | 0.64024 | 10.4964 | 13.9025 | 52.0869 | 0 | 52.0869 | 0.001557% | CZ 8 | 0 | 1.1892 | 2.5907 | 1.7849 | 0.64024 | 0 | 13.9025 | 20.1075 | 0 | 20.1075 | 0.001557% | CZ 8 | 0 | 0 | 0 | 0 | 0 | 0 | 0 | 0 |  |  | 0.001557% | CZ 8 | 21.4831 | 0 | 0 | 0 | 0 | 10.4964 | 0 | 31.9794 |  |  | 0.001557% | CZ 8 | 21.6979 | 3.3655 | 7.3316 | 5.0513 | 1.8119 | 10.6013 | 39.3441 | 89.2035 | 0 | 89.2035 | 0.001557% | CZ 8 | 0.0015888 | 0.00024362 | 0.00053071 | 0.00036565 | 0.00013116 | 0.00077629 | 0.002848 | 0.0064843 | 0 | 0.0064843 | 0.001557%
US Weighted | 0.29779 | 0.07759 | 0.059491 | 0.080903 | 0.027114 | 0.16467 | 0.61024 | 1.3178 | 0 | 1.3178 | 100% | US Weighted | 9.9642 | 1.6567 | 1.2703 | 1.7275 | 0.57896 | 6.2762 | 13.0302 | 34.5041 | 0 | 34.5041 | 100% | US Weighted | 0 | 1.6567 | 1.2703 | 1.7275 | 0.57896 | 0 | 13.0302 | 18.2637 | 0 | 18.2637 | 100% | US Weighted | 0 | 0 | 0 | 0 | 0 | 1.4331 | 0 | 1.4331 |  |  | 100% | US Weighted | 9.9642 | 0 | 0 | 0 | 0 | 4.843 | 0 | 14.8072 |  |  | 100% | US Weighted | 10.0638 | 4.6886 | 3.5949 | 4.8888 | 1.6385 | 6.4679 | 36.8756 | 68.2181 | 0 | 68.2181 | 100% | US Weighted | 0.00073693 | 0.0003394 | 0.00026023 | 0.00035389 | 0.0001186 | 0.00043415 | 0.0026693 | 0.0049125 | 0 | 0.0049125 | 100%
Energy Cost Index ($/sq ft/yr) for IECC-Res 2021 | [10 empty] | Multifamily - Oil Furnace | Site Energy Use Intensity (kBtu/sq ft/yr) for IECC-Res 2021 | [10 empty] | Multifamily - Oil Furnace | Electric Use Intensity (kBtu/sq ft/yr) for IECC-Res 2021 | [10 empty] | Multifamily - Oil Furnace | Gas Use Intensity (kBtu/sq ft/yr) for IECC-Res 2021 | [10 empty] | Multifamily - Oil Furnace | Oil Use Intensity (kBtu/sq ft/yr) for IECC-Res 2021 | [10 empty] | Multifamily - Oil Furnace | Source Energy Use Index (kBtu/sq ft/yr) for IECC-Res 2021 | [10 empty] | Multifamily - Oil Furnace | Carbon Emissions (ton/sq ft/yr) for IECC-Res 2021 | [10 empty] | Multifamily - Oil Furnace
Costs: Electricity: $0.1598/kWh ¦ Natural Gas: $1.391/therm ¦ Oil: $4.1392/gal | [9 empty] | Prototype Floor Area (sq ft): | 21600 | [10 empty] | Prototype Floor Area (sq ft): | 21600 | [10 empty] | Prototype Floor Area (sq ft): | 21600 | [10 empty] | Prototype Floor Area (sq ft): | 21600 | [10 empty] | Prototype Floor Area (sq ft): | 21600 | Site-to-Source Factors: Electricity: 2.83 ¦ Natural Gas: 1.1 ¦ Oil: 1.01 | [9 empty] | Prototype Floor Area (sq ft): | 21600 | Conversion [ton/kBtu]: Electricity: 4,881 ¦ Natural Gas: 18,863 ¦ Oil: 13,521 | [9 empty] | Prototype Floor Area (sq ft): | 21600
IECC-Res 2021 | Heat | Cool | Fans_Aux | Lgt_Int | Lgt_Ext | DHW | Appls | Total | PV | Net_Total | Weight | IECC-Res 2021 | Heat | Cool | Fans_Aux | Lgt_Int | Lgt_Ext | DHW | Appls | Total | PV | Net_Total | Weight | IECC-Res 2021 | Heat | Cool | Fans_Aux | Lgt_Int | Lgt_Ext | DHW | Appls | Total | PV | Net_Total | Weight | IECC-Res 2021 | Heat | Cool | Fans_Aux | Lgt_Int | Lgt_Ext | DHW | Appls | Total | PV | Net_Total | Weight | IECC-Res 2021 | Heat | Cool | Fans_Aux | Lgt_Int | Lgt_Ext | DHW | Appls | Total | PV | Net_Total | Weight | IECC-Res 2021 | Heat | Cool | Fans_Aux | Lgt_Int | Lgt_Ext | DHW | Appls | Total | PV | Net_Total | Weight | IECC-Res 2021 | Heat | Cool | Fans_Aux | Lgt_Int | Lgt_Ext | DHW | Appls | Total | PV | Net_Total | Weight
CZ 1AWH | 0.01453 | 0.29968 | 0.066709 | 0.083889 | 0.044652 | 0.085733 | 0.65341 | 1.2486 | 0 | 1.2486 | 1.857% | CZ 1AWH | 0.48618 | 6.3989 | 1.4244 | 1.7912 | 0.95343 | 1.8306 | 13.9521 | 26.8368 | 0 | 26.8368 | 1.857% | CZ 1AWH | 0 | 6.3989 | 1.4244 | 1.7912 | 0.95343 | 1.8306 | 13.9521 | 26.3506 | 0 | 26.3506 | 1.857% | CZ 1AWH | 0 | 0 | 0 | 0 | 0 | 0 | 0 | 0 |  |  | 1.857% | CZ 1AWH | 0.48618 | 0 | 0 | 0 | 0 | 0 | 0 | 0.48618 |  |  | 1.857% | CZ 1AWH | 0.49104 | 18.1088 | 4.0311 | 5.0692 | 2.6982 | 5.1807 | 39.4843 | 75.0633 | 0 | 75.0633 | 1.857% | CZ 1AWH | 3.5957e-05 | 0.0013108 | 0.0002918 | 0.00036695 | 0.00019532 | 0.00037502 | 0.0028582 | 0.0054341 | 0 | 0.0054341 | 1.857%
CZ 1AWHT | 0.0001676 | 0.30724 | 0.066597 | 0.083592 | 0.044186 | 0.083607 | 0.65109 | 1.2365 | 0 | 1.2365 | 0.2279% | CZ 1AWHT | 0.005608 | 6.5603 | 1.422 | 1.7849 | 0.94348 | 1.7852 | 13.9025 | 26.404 | 0 | 26.404 | 0.2279% | CZ 1AWHT | 0 | 6.5603 | 1.422 | 1.7849 | 0.94348 | 1.7852 | 13.9025 | 26.3984 | 0 | 26.3984 | 0.2279% | CZ 1AWHT | 0 | 0 | 0 | 0 | 0 | 0 | 0 | 0 |  |  | 0.2279% | CZ 1AWHT | 0.005608 | 0 | 0 | 0 | 0 | 0 | 0 | 0.005608 |  |  | 0.2279% | CZ 1AWHT | 0.0056641 | 18.5656 | 4.0243 | 5.0513 | 2.67 | 5.0522 | 39.3441 | 74.7132 | 0 | 74.7132 | 0.2279% | CZ 1AWHT | 4.1476e-07 | 0.0013439 | 0.00029131 | 0.00036565 | 0.00019328 | 0.00036572 | 0.002848 | 0.0054083 | 0 | 0.0054083 | 0.2279%
CZ 2AWH | 0.080099 | 0.24078 | 0.06223 | 0.083868 | 0.044619 | 0.096191 | 0.65325 | 1.261 | 0 | 1.261 | 4.746% | CZ 2AWH | 2.6802 | 5.1413 | 1.3288 | 1.7908 | 0.95274 | 2.0539 | 13.9486 | 27.8963 | 0 | 27.8963 | 4.746% | CZ 2AWH | 0 | 5.1413 | 1.3288 | 1.7908 | 0.95274 | 2.0539 | 13.9486 | 25.2161 | 0 | 25.2161 | 4.746% | CZ 2AWH | 0 | 0 | 0 | 0 | 0 | 0 | 0 | 0 |  |  | 4.746% | CZ 2AWH | 2.6802 | 0 | 0 | 0 | 0 | 0 | 0 | 2.6802 |  |  | 4.746% | CZ 2AWH | 2.707 | 14.5498 | 3.7604 | 5.068 | 2.6962 | 5.8126 | 39.4745 | 74.0686 | 0 | 74.0686 | 4.746% | CZ 2AWH | 0.00019822 | 0.0010532 | 0.00027221 | 0.00036686 | 0.00019517 | 0.00042076 | 0.0028575 | 0.0053639 | 0 | 0.0053639 | 4.746%
CZ 2B | 0.10106 | 0.2149 | 0.064914 | 0.083302 | 0.043729 | 0.10486 | 0.64882 | 1.2616 | 0 | 1.2616 | 0.01534% | CZ 2B | 3.3816 | 4.5886 | 1.3861 | 1.7787 | 0.93373 | 2.2389 | 13.854 | 28.1617 | 0 | 28.1617 | 0.01534% | CZ 2B | 0 | 4.5886 | 1.3861 | 1.7787 | 0.93373 | 2.2389 | 13.854 | 24.7801 | 0 | 24.7801 | 0.01534% | CZ 2B | 0 | 0 | 0 | 0 | 0 | 0 | 0 | 0 |  |  | 0.01534% | CZ 2B | 3.3816 | 0 | 0 | 0 | 0 | 0 | 0 | 3.3816 |  |  | 0.01534% | CZ 2B | 3.4154 | 12.9858 | 3.9226 | 5.0337 | 2.6425 | 6.3362 | 39.2068 | 73.5431 | 0 | 73.5431 | 0.01534% | CZ 2B | 0.0002501 | 0.00094001 | 0.00028395 | 0.00036438 | 0.00019128 | 0.00045866 | 0.0028381 | 0.0053265 | 0 | 0.0053265 | 0.01534%
CZ 3A | 0.21679 | 0.12941 | 0.051 | 0.083281 | 0.043696 | 0.11754 | 0.64866 | 1.2904 | 0 | 1.2904 | 5.129% | CZ 3A | 7.2539 | 2.7632 | 1.089 | 1.7783 | 0.93303 | 2.5098 | 13.8505 | 30.1776 | 0 | 30.1776 | 5.129% | CZ 3A | 0 | 2.7632 | 1.089 | 1.7783 | 0.93303 | 2.5098 | 13.8505 | 22.9237 | 0 | 22.9237 | 5.129% | CZ 3A | 0 | 0 | 0 | 0 | 0 | 0 | 0 | 0 |  |  | 5.129% | CZ 3A | 7.2539 | 0 | 0 | 0 | 0 | 0 | 0 | 7.2539 |  |  | 5.129% | CZ 3A | 7.3265 | 7.8197 | 3.0818 | 5.0325 | 2.6405 | 7.1026 | 39.1969 | 72.2005 | 0 | 72.2005 | 5.129% | CZ 3A | 0.00053648 | 0.00056605 | 0.00022308 | 0.00036429 | 0.00019114 | 0.00051414 | 0.0028374 | 0.0052326 | 0 | 0.0052326 | 5.129%
CZ 3AWH | 0.15695 | 0.15271 | 0.051977 | 0.083508 | 0.044054 | 0.11127 | 0.65044 | 1.2509 | 0 | 1.2509 | 0.6959% | CZ 3AWH | 5.2515 | 3.2608 | 1.1098 | 1.7831 | 0.94066 | 2.3758 | 13.8885 | 28.6103 | 0 | 28.6103 | 0.6959% | CZ 3AWH | 0 | 3.2608 | 1.1098 | 1.7831 | 0.94066 | 2.3758 | 13.8885 | 23.3588 | 0 | 23.3588 | 0.6959% | CZ 3AWH | 0 | 0 | 0 | 0 | 0 | 0 | 0 | 0 |  |  | 0.6959% | CZ 3AWH | 5.2515 | 0 | 0 | 0 | 0 | 0 | 0 | 5.2515 |  |  | 0.6959% | CZ 3AWH | 5.304 | 9.2281 | 3.1409 | 5.0462 | 2.6621 | 6.7236 | 39.3044 | 71.4093 | 0 | 71.4093 | 0.6959% | CZ 3AWH | 0.00038839 | 0.000668 | 0.00022736 | 0.00036528 | 0.0001927 | 0.00048671 | 0.0028451 | 0.0051736 | 0 | 0.0051736 | 0.6959%
CZ 3B | 0.13602 | 0.13721 | 0.055767 | 0.083302 | 0.043729 | 0.11925 | 0.64882 | 1.2241 | 0 | 1.2241 | 4.372% | CZ 3B | 4.5512 | 2.9299 | 1.1908 | 1.7787 | 0.93373 | 2.5463 | 13.854 | 27.7846 | 0 | 27.7846 | 4.372% | CZ 3B | 0 | 2.9299 | 1.1908 | 1.7787 | 0.93373 | 2.5463 | 13.854 | 23.2334 | 0 | 23.2334 | 4.372% | CZ 3B | 0 | 0 | 0 | 0 | 0 | 0 | 0 | 0 |  |  | 4.372% | CZ 3B | 4.5512 | 0 | 0 | 0 | 0 | 0 | 0 | 4.5512 |  |  | 4.372% | CZ 3B | 4.5967 | 8.2915 | 3.3699 | 5.0337 | 2.6425 | 7.2061 | 39.2068 | 70.3472 | 0 | 70.3472 | 4.372% | CZ 3B | 0.00033659 | 0.0006002 | 0.00024394 | 0.00036438 | 0.00019128 | 0.00052163 | 0.0028381 | 0.0050961 | 0 | 0.0050961 | 4.372%
CZ 3C | 0.062733 | 0.058802 | 0.037464 | 0.083302 | 0.043729 | 0.11698 | 0.64882 | 1.0518 | 0 | 1.0518 | 2.044% | CZ 3C | 2.0991 | 1.2556 | 0.79996 | 1.7787 | 0.93373 | 2.4979 | 13.854 | 23.219 | 0 | 23.219 | 2.044% | CZ 3C | 0 | 1.2556 | 0.79996 | 1.7787 | 0.93373 | 2.4979 | 13.854 | 21.1199 | 0 | 21.1199 | 2.044% | CZ 3C | 0 | 0 | 0 | 0 | 0 | 0 | 0 | 0 |  |  | 2.044% | CZ 3C | 2.0991 | 0 | 0 | 0 | 0 | 0 | 0 | 2.0991 |  |  | 2.044% | CZ 3C | 2.1201 | 3.5533 | 2.2639 | 5.0337 | 2.6425 | 7.069 | 39.2068 | 61.8893 | 0 | 61.8893 | 2.044% | CZ 3C | 0.00015524 | 0.00025721 | 0.00016388 | 0.00036438 | 0.00019128 | 0.00051171 | 0.0028381 | 0.0044818 | 0 | 0.0044818 | 2.044%
CZ 4A | 0.37378 | 0.090934 | 0.049109 | 0.079898 | 0.038377 | 0.11815 | 0.62218 | 1.3724 | 0 | 1.3724 | 38.79% | CZ 4A | 12.507 | 1.9417 | 1.0486 | 1.706 | 0.81946 | 2.5228 | 13.2852 | 33.8308 | 0 | 33.8308 | 38.79% | CZ 4A | 0 | 1.9417 | 1.0486 | 1.706 | 0.81946 | 2.5228 | 13.2852 | 21.3238 | 0 | 21.3238 | 38.79% | CZ 4A | 0 | 0 | 0 | 0 | 0 | 0 | 0 | 0 |  |  | 38.79% | CZ 4A | 12.507 | 0 | 0 | 0 | 0 | 0 | 0 | 12.507 |  |  | 38.79% | CZ 4A | 12.6321 | 5.495 | 2.9675 | 4.8281 | 2.3191 | 7.1396 | 37.5972 | 72.9785 | 0 | 72.9785 | 38.79% | CZ 4A | 0.00092499 | 0.00039777 | 0.00021481 | 0.00034949 | 0.00016787 | 0.00051682 | 0.0027216 | 0.0052933 | 0 | 0.0052933 | 38.79%
CZ 4B | 0.21693 | 0.10102 | 0.057623 | 0.083302 | 0.043729 | 0.1388 | 0.64882 | 1.2902 | 0 | 1.2902 | 0.00612% | CZ 4B | 7.2585 | 2.157 | 1.2304 | 1.7787 | 0.93373 | 2.9636 | 13.854 | 30.1759 | 0 | 30.1759 | 0.00612% | CZ 4B | 0 | 2.157 | 1.2304 | 1.7787 | 0.93373 | 2.9636 | 13.854 | 22.9175 | 0 | 22.9175 | 0.00612% | CZ 4B | 0 | 0 | 0 | 0 | 0 | 0 | 0 | 0 |  |  | 0.00612% | CZ 4B | 7.2585 | 0 | 0 | 0 | 0 | 0 | 0 | 7.2585 |  |  | 0.00612% | CZ 4B | 7.331 | 6.1043 | 3.482 | 5.0337 | 2.6425 | 8.3871 | 39.2068 | 72.1875 | 0 | 72.1875 | 0.00612% | CZ 4B | 0.00053682 | 0.00044188 | 0.00025206 | 0.00036438 | 0.00019128 | 0.00060712 | 0.0028381 | 0.0052316 | 0 | 0.0052316 | 0.00612%
CZ 4C | 0.31208 | 0.039349 | 0.044485 | 0.083591 | 0.044183 | 0.13907 | 0.65108 | 1.3138 | 0 | 1.3138 | 3.337% | CZ 4C | 10.4422 | 0.84021 | 0.94987 | 1.7849 | 0.94343 | 2.9694 | 13.9023 | 31.8323 | 0 | 31.8323 | 3.337% | CZ 4C | 0 | 0.84021 | 0.94987 | 1.7849 | 0.94343 | 2.9694 | 13.9023 | 21.3901 | 0 | 21.3901 | 3.337% | CZ 4C | 0 | 0 | 0 | 0 | 0 | 0 | 0 | 0 |  |  | 3.337% | CZ 4C | 10.4422 | 0 | 0 | 0 | 0 | 0 | 0 | 10.4422 |  |  | 3.337% | CZ 4C | 10.5467 | 2.3778 | 2.6881 | 5.0512 | 2.6699 | 8.4035 | 39.3434 | 71.0806 | 0 | 71.0806 | 3.337% | CZ 4C | 0.00077228 | 0.00017212 | 0.00019459 | 0.00036564 | 0.00019327 | 0.00060831 | 0.002848 | 0.0051542 | 0 | 0.0051542 | 3.337%
CZ 5A | 0.53793 | 0.054835 | 0.049381 | 0.080387 | 0.039147 | 0.13426 | 0.62601 | 1.522 | 0 | 1.522 | 34.31% | CZ 5A | 17.9996 | 1.1709 | 1.0544 | 1.7165 | 0.83588 | 2.8667 | 13.367 | 39.0109 | 0 | 39.0109 | 34.31% | CZ 5A | 0 | 1.1709 | 1.0544 | 1.7165 | 0.83588 | 2.8667 | 13.367 | 21.0113 | 0 | 21.0113 | 34.31% | CZ 5A | 0 | 0 | 0 | 0 | 0 | 0 | 0 | 0 |  |  | 34.31% | CZ 5A | 17.9996 | 0 | 0 | 0 | 0 | 0 | 0 | 17.9996 |  |  | 34.31% | CZ 5A | 18.1796 | 3.3135 | 2.984 | 4.8576 | 2.3655 | 8.1129 | 37.8285 | 77.6416 | 0 | 77.6416 | 34.31% | CZ 5A | 0.0013312 | 0.00023986 | 0.000216 | 0.00035163 | 0.00017124 | 0.00058727 | 0.0027383 | 0.0056355 | 0 | 0.0056355 | 34.31%
CZ 5B | 0.38941 | 0.078704 | 0.059064 | 0.083588 | 0.044179 | 0.15491 | 0.65106 | 1.4609 | 0 | 1.4609 | 0.377% | CZ 5B | 13.0298 | 1.6805 | 1.2612 | 1.7848 | 0.94333 | 3.3076 | 13.9018 | 35.909 | 0 | 35.909 | 0.377% | CZ 5B | 0 | 1.6805 | 1.2612 | 1.7848 | 0.94333 | 3.3076 | 13.9018 | 22.8793 | 0 | 22.8793 | 0.377% | CZ 5B | 0 | 0 | 0 | 0 | 0 | 0 | 0 | 0 |  |  | 0.377% | CZ 5B | 13.0298 | 0 | 0 | 0 | 0 | 0 | 0 | 13.0298 |  |  | 0.377% | CZ 5B | 13.1601 | 4.7559 | 3.5691 | 5.051 | 2.6696 | 9.3606 | 39.3421 | 77.9084 | 0 | 77.9084 | 0.377% | CZ 5B | 0.00096365 | 0.00034427 | 0.00025836 | 0.00036563 | 0.00019325 | 0.00067759 | 0.0028479 | 0.0056506 | 0 | 0.0056506 | 0.377%
CZ 5C | 0.36875 | 0.023297 | 0.044936 | 0.083592 | 0.044186 | 0.14644 | 0.65109 | 1.3623 | 0 | 1.3623 | 0.04425% | CZ 5C | 12.3384 | 0.49745 | 0.9595 | 1.7849 | 0.94348 | 3.1269 | 13.9025 | 33.5531 | 0 | 33.5531 | 0.04425% | CZ 5C | 0 | 0.49745 | 0.9595 | 1.7849 | 0.94348 | 3.1269 | 13.9025 | 21.2147 | 0 | 21.2147 | 0.04425% | CZ 5C | 0 | 0 | 0 | 0 | 0 | 0 | 0 | 0 |  |  | 0.04425% | CZ 5C | 12.3384 | 0 | 0 | 0 | 0 | 0 | 0 | 12.3384 |  |  | 0.04425% | CZ 5C | 12.4618 | 1.4078 | 2.7154 | 5.0513 | 2.67 | 8.849 | 39.3441 | 72.4994 | 0 | 72.4994 | 0.04425% | CZ 5C | 0.00091252 | 0.00010191 | 0.00019656 | 0.00036565 | 0.00019328 | 0.00064056 | 0.002848 | 0.0052585 | 0 | 0.0052585 | 0.04425%
CZ 6A | 0.73086 | 0.063397 | 0.055901 | 0.082032 | 0.041732 | 0.15403 | 0.63888 | 1.7668 | 0 | 1.7668 | 3.992% | CZ 6A | 24.4551 | 1.3537 | 1.1936 | 1.7516 | 0.89109 | 3.2889 | 13.6418 | 46.5757 | 0 | 46.5757 | 3.992% | CZ 6A | 0 | 1.3537 | 1.1936 | 1.7516 | 0.89109 | 3.2889 | 13.6418 | 22.1206 | 0 | 22.1206 | 3.992% | CZ 6A | 0 | 0 | 0 | 0 | 0 | 0 | 0 | 0 |  |  | 3.992% | CZ 6A | 24.4551 | 0 | 0 | 0 | 0 | 0 | 0 | 24.4551 |  |  | 3.992% | CZ 6A | 24.6997 | 3.8309 | 3.378 | 4.957 | 2.5218 | 9.3075 | 38.6062 | 87.301 | 0 | 87.301 | 3.992% | CZ 6A | 0.0018086 | 0.00027731 | 0.00024452 | 0.00035882 | 0.00018255 | 0.00067375 | 0.0027946 | 0.0063402 | 0 | 0.0063402 | 3.992%
CZ 6B | 0.6069 | 0.047663 | 0.057074 | 0.083372 | 0.043839 | 0.16546 | 0.64937 | 1.6537 | 0 | 1.6537 | 0.001503% | CZ 6B | 20.3071 | 1.0177 | 1.2187 | 1.7802 | 0.93608 | 3.533 | 13.8657 | 42.6584 | 0 | 42.6584 | 0.001503% | CZ 6B | 0 | 1.0177 | 1.2187 | 1.7802 | 0.93608 | 3.533 | 13.8657 | 22.3514 | 0 | 22.3514 | 0.001503% | CZ 6B | 0 | 0 | 0 | 0 | 0 | 0 | 0 | 0 |  |  | 0.001503% | CZ 6B | 20.3071 | 0 | 0 | 0 | 0 | 0 | 0 | 20.3071 |  |  | 0.001503% | CZ 6B | 20.5101 | 2.8801 | 3.4489 | 5.038 | 2.6491 | 9.9984 | 39.2399 | 83.7645 | 0 | 83.7645 | 0.001503% | CZ 6B | 0.0015019 | 0.00020849 | 0.00024965 | 0.00036469 | 0.00019176 | 0.00072376 | 0.0028405 | 0.0060807 | 0 | 0.0060807 | 0.001503%
CZ 7 | 0.59898 | 0.057071 | 0.12209 | 0.083198 | 0.043565 | 0.17483 | 0.64801 | 1.7277 | 0 | 1.7277 | 0.05322% | CZ 7 | 20.0422 | 1.2186 | 2.607 | 1.7765 | 0.93023 | 3.733 | 13.8366 | 44.1441 | 0 | 44.1441 | 0.05322% | CZ 7 | 0 | 1.2186 | 2.607 | 1.7765 | 0.93023 | 3.733 | 13.8366 | 24.1019 | 0 | 24.1019 | 0.05322% | CZ 7 | 0 | 0 | 0 | 0 | 0 | 0 | 0 | 0 |  |  | 0.05322% | CZ 7 | 20.0422 | 0 | 0 | 0 | 0 | 0 | 0 | 20.0422 |  |  | 0.05322% | CZ 7 | 20.2426 | 3.4487 | 7.3777 | 5.0275 | 2.6326 | 10.5643 | 39.1576 | 88.4509 | 0 | 88.4509 | 0.05322% | CZ 7 | 0.0014823 | 0.00024964 | 0.00053405 | 0.00036392 | 0.00019056 | 0.00076473 | 0.0028345 | 0.0064197 | 0 | 0.0064197 | 0.05322%
CZ 8 | 0.85902 | 0.032462 | 0.12431 | 0.083592 | 0.044186 | 0.19703 | 0.65109 | 1.9917 | 0 | 1.9917 | 0.001557% | CZ 8 | 28.7434 | 0.69314 | 2.6543 | 1.7849 | 0.94348 | 4.2071 | 13.9025 | 52.9289 | 0 | 52.9289 | 0.001557% | CZ 8 | 0 | 0.69314 | 2.6543 | 1.7849 | 0.94348 | 4.2071 | 13.9025 | 24.1855 | 0 | 24.1855 | 0.001557% | CZ 8 | 0 | 0 | 0 | 0 | 0 | 0 | 0 | 0 |  |  | 0.001557% | CZ 8 | 28.7434 | 0 | 0 | 0 | 0 | 0 | 0 | 28.7434 |  |  | 0.001557% | CZ 8 | 29.0308 | 1.9616 | 7.5117 | 5.0513 | 2.67 | 11.9062 | 39.3441 | 97.4757 | 0 | 97.4757 | 0.001557% | CZ 8 | 0.0021258 | 0.00014199 | 0.00054375 | 0.00036565 | 0.00019328 | 0.00086186 | 0.002848 | 0.0070804 | 0 | 0.0070804 | 0.001557%
US Weighted | 0.39992 | 0.08934 | 0.050438 | 0.080903 | 0.039957 | 0.12437 | 0.63004 | 1.415 | 0 | 1.415 | 100% | US Weighted | 13.3815 | 1.9076 | 1.077 | 1.7275 | 0.85318 | 2.6555 | 13.4531 | 35.0553 | 0 | 35.0553 | 100% | US Weighted | 0 | 1.9076 | 1.077 | 1.7275 | 0.85318 | 2.6555 | 13.4531 | 21.6739 | 0 | 21.6739 | 100% | US Weighted | 0 | 0 | 0 | 0 | 0 | 0 | 0 | 0 |  |  | 100% | US Weighted | 13.3815 | 0 | 0 | 0 | 0 | 0 | 0 | 13.3815 |  |  | 100% | US Weighted | 13.5153 | 5.3986 | 3.0478 | 4.8888 | 2.4145 | 7.5152 | 38.0721 | 74.8523 | 0 | 74.8523 | 100% | US Weighted | 0.00098966 | 0.00039079 | 0.00022063 | 0.00035389 | 0.00017478 | 0.000544 | 0.0027559 | 0.0054297 | 0 | 0.0054297 | 100%
Energy Cost Index ($/sq ft/yr) for IECC-Res 2018 | [10 empty] | Multifamily - Oil Furnace | Site Energy Use Intensity (kBtu/sq ft/yr) for IECC-Res 2018 | [10 empty] | Multifamily - Oil Furnace | Electric Use Intensity (kBtu/sq ft/yr) for IECC-Res 2018 | [10 empty] | Multifamily - Oil Furnace | Gas Use Intensity (kBtu/sq ft/yr) for IECC-Res 2018 | [10 empty] | Multifamily - Oil Furnace | Oil Use Intensity (kBtu/sq ft/yr) for IECC-Res 2018 | [10 empty] | Multifamily - Oil Furnace | Source Energy Use Index (kBtu/sq ft/yr) for IECC-Res 2018 | [10 empty] | Multifamily - Oil Furnace | Carbon Emissions (ton/sq ft/yr) for IECC-Res 2018 | [10 empty] | Multifamily - Oil Furnace
Costs: Electricity: $0.1598/kWh ¦ Natural Gas: $1.391/therm ¦ Oil: $4.1392/gal | [9 empty] | Prototype Floor Area (sq ft): | 21600 | [10 empty] | Prototype Floor Area (sq ft): | 21600 | [10 empty] | Prototype Floor Area (sq ft): | 21600 | [10 empty] | Prototype Floor Area (sq ft): | 21600 | [10 empty] | Prototype Floor Area (sq ft): | 21600 | Site-to-Source Factors: Electricity: 2.83 ¦ Natural Gas: 1.1 ¦ Oil: 1.01 | [9 empty] | Prototype Floor Area (sq ft): | 21600 | Conversion [ton/kBtu]: Electricity: 4,881 ¦ Natural Gas: 18,863 ¦ Oil: 13,521 | [9 empty] | Prototype Floor Area (sq ft): | 21600
IECC-Res 2018 | Heat | Cool | Fans_Aux | Lgt_Int | Lgt_Ext | DHW | Appls | Total | PV | Net_Total | Weight | IECC-Res 2018 | Heat | Cool | Fans_Aux | Lgt_Int | Lgt_Ext | DHW | Appls | Total | PV | Net_Total | Weight | IECC-Res 2018 | Heat | Cool | Fans_Aux | Lgt_Int | Lgt_Ext | DHW | Appls | Total | PV | Net_Total | Weight | IECC-Res 2018 | Heat | Cool | Fans_Aux | Lgt_Int | Lgt_Ext | DHW | Appls | Total | PV | Net_Total | Weight | IECC-Res 2018 | Heat | Cool | Fans_Aux | Lgt_Int | Lgt_Ext | DHW | Appls | Total | PV | Net_Total | Weight | IECC-Res 2018 | Heat | Cool | Fans_Aux | Lgt_Int | Lgt_Ext | DHW | Appls | Total | PV | Net_Total | Weight | IECC-Res 2018 | Heat | Cool | Fans_Aux | Lgt_Int | Lgt_Ext | DHW | Appls | Total | PV | Net_Total | Weight
CZ 1AWH | 0.0060844 | 0.35334 | 0.093033 | 0.08949 | 0.044652 | 0.25447 | 0.65341 | 1.4945 | 0 | 1.4945 | 1.857% | CZ 1AWH | 0.20359 | 7.5447 | 1.9865 | 1.9108 | 0.95343 | 8.5146 | 13.9521 | 35.0657 | 0 | 35.0657 | 1.857% | CZ 1AWH | 0 | 7.5447 | 1.9865 | 1.9108 | 0.95343 | 0 | 13.9521 | 26.3476 | 0 | 26.3476 | 1.857% | CZ 1AWH | 0 | 0 | 0 | 0 | 0 | 0 | 0 | 0 |  |  | 1.857% | CZ 1AWH | 0.20359 | 0 | 0 | 0 | 0 | 8.5146 | 0 | 8.7182 |  |  | 1.857% | CZ 1AWH | 0.20562 | 21.3516 | 5.6218 | 5.4077 | 2.6982 | 8.5997 | 39.4843 | 83.369 | 0 | 83.369 | 1.857% | CZ 1AWH | 1.5057e-05 | 0.0015456 | 0.00040695 | 0.00039145 | 0.00019532 | 0.00062972 | 0.0028582 | 0.0060423 | 0 | 0.0060423 | 1.857%
CZ 1AWHT | 9.8253e-06 | 0.36388 | 0.094278 | 0.089174 | 0.044186 | 0.24808 | 0.65109 | 1.4907 | 0 | 1.4907 | 0.2279% | CZ 1AWHT | 0.00032876 | 7.7697 | 2.0131 | 1.9041 | 0.94348 | 8.3009 | 13.9025 | 34.834 | 0 | 34.834 | 0.2279% | CZ 1AWHT | 0 | 7.7697 | 2.0131 | 1.9041 | 0.94348 | 0 | 13.9025 | 26.5328 | 0 | 26.5328 | 0.2279% | CZ 1AWHT | 0 | 0 | 0 | 0 | 0 | 0 | 0 | 0 |  |  | 0.2279% | CZ 1AWHT | 0.00032876 | 0 | 0 | 0 | 0 | 8.3009 | 0 | 8.3012 |  |  | 0.2279% | CZ 1AWHT | 0.00033205 | 21.9882 | 5.697 | 5.3886 | 2.67 | 8.3839 | 39.3441 | 83.4721 | 0 | 83.4721 | 0.2279% | CZ 1AWHT | 2.4314e-08 | 0.0015917 | 0.00041239 | 0.00039007 | 0.00019328 | 0.00061391 | 0.002848 | 0.0060494 | 0 | 0.0060494 | 0.2279%
CZ 2AWH | 0.048399 | 0.28883 | 0.086028 | 0.089468 | 0.044619 | 0.2765 | 0.65325 | 1.4871 | 0 | 1.4871 | 4.746% | CZ 2AWH | 1.6194 | 6.1673 | 1.8369 | 1.9104 | 0.95274 | 9.2518 | 13.9486 | 35.6872 | 0 | 35.6872 | 4.746% | CZ 2AWH | 0 | 6.1673 | 1.8369 | 1.9104 | 0.95274 | 0 | 13.9486 | 24.8159 | 0 | 24.8159 | 4.746% | CZ 2AWH | 0 | 0 | 0 | 0 | 0 | 0 | 0 | 0 |  |  | 4.746% | CZ 2AWH | 1.6194 | 0 | 0 | 0 | 0 | 9.2518 | 0 | 10.8713 |  |  | 4.746% | CZ 2AWH | 1.6356 | 17.4535 | 5.1985 | 5.4064 | 2.6962 | 9.3443 | 39.4745 | 81.2091 | 0 | 81.2091 | 4.746% | CZ 2AWH | 0.00011977 | 0.0012634 | 0.0003763 | 0.00039135 | 0.00019517 | 0.00068424 | 0.0028575 | 0.0058877 | 0 | 0.0058877 | 4.746%
CZ 2B | 0.057113 | 0.25685 | 0.087234 | 0.088864 | 0.043729 | 0.27292 | 0.64882 | 1.4555 | 0 | 1.4555 | 0.01534% | CZ 2B | 1.911 | 5.4845 | 1.8627 | 1.8975 | 0.93373 | 9.1319 | 13.854 | 35.0753 | 0 | 35.0753 | 0.01534% | CZ 2B | 0 | 5.4845 | 1.8627 | 1.8975 | 0.93373 | 0 | 13.854 | 24.0324 | 0 | 24.0324 | 0.01534% | CZ 2B | 0 | 0 | 0 | 0 | 0 | 0 | 0 | 0 |  |  | 0.01534% | CZ 2B | 1.911 | 0 | 0 | 0 | 0 | 9.1319 | 0 | 11.043 |  |  | 0.01534% | CZ 2B | 1.9301 | 15.521 | 5.2714 | 5.3699 | 2.6425 | 9.2233 | 39.2068 | 79.165 | 0 | 79.165 | 0.01534% | CZ 2B | 0.00014134 | 0.0011235 | 0.00038158 | 0.00038871 | 0.00019128 | 0.00067538 | 0.0028381 | 0.0057399 | 0 | 0.0057399 | 0.01534%
CZ 3A | 0.14827 | 0.16643 | 0.072114 | 0.088842 | 0.043696 | 0.31367 | 0.64866 | 1.4817 | 0 | 1.4817 | 5.129% | CZ 3A | 4.9611 | 3.5538 | 1.5398 | 1.897 | 0.93303 | 10.4956 | 13.8505 | 37.2308 | 0 | 37.2308 | 5.129% | CZ 3A | 0 | 3.5538 | 1.5398 | 1.897 | 0.93303 | 0 | 13.8505 | 21.7741 | 0 | 21.7741 | 5.129% | CZ 3A | 0 | 0 | 0 | 0 | 0 | 0 | 0 | 0 |  |  | 5.129% | CZ 3A | 4.9611 | 0 | 0 | 0 | 0 | 10.4956 | 0 | 15.4566 |  |  | 5.129% | CZ 3A | 5.0107 | 10.0571 | 4.3577 | 5.3685 | 2.6405 | 10.6005 | 39.1969 | 77.232 | 0 | 77.232 | 5.129% | CZ 3A | 0.00036691 | 0.00072801 | 0.00031544 | 0.00038861 | 0.00019114 | 0.00077623 | 0.0028374 | 0.0056037 | 0 | 0.0056037 | 5.129%
CZ 3AWH | 0.10115 | 0.19359 | 0.074094 | 0.089084 | 0.044054 | 0.30503 | 0.65044 | 1.4574 | 0 | 1.4574 | 0.6959% | CZ 3AWH | 3.3847 | 4.1337 | 1.5821 | 1.9022 | 0.94066 | 10.2066 | 13.8885 | 36.0384 | 0 | 36.0384 | 0.6959% | CZ 3AWH | 0 | 4.1337 | 1.5821 | 1.9022 | 0.94066 | 0 | 13.8885 | 22.4471 | 0 | 22.4471 | 0.6959% | CZ 3AWH | 0 | 0 | 0 | 0 | 0 | 0 | 0 | 0 |  |  | 0.6959% | CZ 3AWH | 3.3847 | 0 | 0 | 0 | 0 | 10.2066 | 0 | 13.5913 |  |  | 0.6959% | CZ 3AWH | 3.4185 | 11.6982 | 4.4773 | 5.3832 | 2.6621 | 10.3087 | 39.3044 | 77.2524 | 0 | 77.2524 | 0.6959% | CZ 3AWH | 0.00025032 | 0.00084681 | 0.0003241 | 0.00038967 | 0.0001927 | 0.00075486 | 0.0028451 | 0.0056036 | 0 | 0.0056036 | 0.6959%
CZ 3B | 0.080872 | 0.1759 | 0.077847 | 0.088864 | 0.043729 | 0.30287 | 0.64882 | 1.4189 | 0 | 1.4189 | 4.372% | CZ 3B | 2.706 | 3.756 | 1.6622 | 1.8975 | 0.93373 | 10.1343 | 13.854 | 34.9437 | 0 | 34.9437 | 4.372% | CZ 3B | 0 | 3.756 | 1.6622 | 1.8975 | 0.93373 | 0 | 13.854 | 22.1034 | 0 | 22.1034 | 4.372% | CZ 3B | 0 | 0 | 0 | 0 | 0 | 0 | 0 | 0 |  |  | 4.372% | CZ 3B | 2.706 | 0 | 0 | 0 | 0 | 10.1343 | 0 | 12.8403 |  |  | 4.372% | CZ 3B | 2.7331 | 10.6295 | 4.7041 | 5.3699 | 2.6425 | 10.2356 | 39.2068 | 75.5214 | 0 | 75.5214 | 4.372% | CZ 3B | 0.00020013 | 0.00076944 | 0.00034052 | 0.00038871 | 0.00019128 | 0.00074951 | 0.0028381 | 0.0054777 | 0 | 0.0054777 | 4.372%
CZ 3C | 0.021241 | 0.094121 | 0.058717 | 0.088864 | 0.043729 | 0.31791 | 0.64882 | 1.2734 | 0 | 1.2734 | 2.044% | CZ 3C | 0.71075 | 2.0097 | 1.2538 | 1.8975 | 0.93373 | 10.6374 | 13.854 | 31.2968 | 0 | 31.2968 | 2.044% | CZ 3C | 0 | 2.0097 | 1.2538 | 1.8975 | 0.93373 | 0 | 13.854 | 19.9487 | 0 | 19.9487 | 2.044% | CZ 3C | 0 | 0 | 0 | 0 | 0 | 0 | 0 | 0 |  |  | 2.044% | CZ 3C | 0.71075 | 0 | 0 | 0 | 0 | 10.6374 | 0 | 11.3481 |  |  | 2.044% | CZ 3C | 0.71786 | 5.6875 | 3.5481 | 5.3699 | 2.6425 | 10.7438 | 39.2068 | 67.9164 | 0 | 67.9164 | 2.044% | CZ 3C | 5.2565e-05 | 0.0004117 | 0.00025684 | 0.00038871 | 0.00019128 | 0.00078672 | 0.0028381 | 0.0049259 | 0 | 0.0049259 | 2.044%
CZ 4A | 0.29975 | 0.11817 | 0.068816 | 0.085233 | 0.038377 | 0.30528 | 0.62218 | 1.5378 | 0 | 1.5378 | 38.79% | CZ 4A | 10.0297 | 2.5233 | 1.4694 | 1.82 | 0.81946 | 10.2148 | 13.2852 | 40.1619 | 0 | 40.1619 | 38.79% | CZ 4A | 0 | 2.5233 | 1.4694 | 1.82 | 0.81946 | 0 | 13.2852 | 19.9174 | 0 | 19.9174 | 38.79% | CZ 4A | 0 | 0 | 0 | 0 | 0 | 0 | 0 | 0 |  |  | 38.79% | CZ 4A | 10.0297 | 0 | 0 | 0 | 0 | 10.2148 | 0 | 20.2445 |  |  | 38.79% | CZ 4A | 10.13 | 7.141 | 4.1584 | 5.1505 | 2.3191 | 10.317 | 37.5972 | 76.8131 | 0 | 76.8131 | 38.79% | CZ 4A | 0.00074177 | 0.00051692 | 0.00030102 | 0.00037283 | 0.00016787 | 0.00075546 | 0.0027216 | 0.0055774 | 0 | 0.0055774 | 38.79%
CZ 4B | 0.15742 | 0.13521 | 0.07951 | 0.088864 | 0.043729 | 0.33776 | 0.64882 | 1.4913 | 0 | 1.4913 | 0.00612% | CZ 4B | 5.2674 | 2.8871 | 1.6977 | 1.8975 | 0.93373 | 11.3016 | 13.854 | 37.8391 | 0 | 37.8391 | 0.00612% | CZ 4B | 0 | 2.8871 | 1.6977 | 1.8975 | 0.93373 | 0 | 13.854 | 21.27 | 0 | 21.27 | 0.00612% | CZ 4B | 0 | 0 | 0 | 0 | 0 | 0 | 0 | 0 |  |  | 0.00612% | CZ 4B | 5.2674 | 0 | 0 | 0 | 0 | 11.3016 | 0 | 16.5691 |  |  | 0.00612% | CZ 4B | 5.3201 | 8.1704 | 4.8046 | 5.3699 | 2.6425 | 11.4147 | 39.2068 | 76.9289 | 0 | 76.9289 | 0.00612% | CZ 4B | 0.00038957 | 0.00059143 | 0.00034779 | 0.00038871 | 0.00019128 | 0.00083584 | 0.0028381 | 0.0055827 | 0 | 0.0055827 | 0.00612%
CZ 4C | 0.20269 | 0.062472 | 0.061324 | 0.089172 | 0.044183 | 0.36187 | 0.65108 | 1.4728 | 0 | 1.4728 | 3.337% | CZ 4C | 6.7822 | 1.3339 | 1.3094 | 1.9041 | 0.94343 | 12.1083 | 13.9023 | 38.2837 | 0 | 38.2837 | 3.337% | CZ 4C | 0 | 1.3339 | 1.3094 | 1.9041 | 0.94343 | 0 | 13.9023 | 19.3931 | 0 | 19.3931 | 3.337% | CZ 4C | 0 | 0 | 0 | 0 | 0 | 0 | 0 | 0 |  |  | 3.337% | CZ 4C | 6.7822 | 0 | 0 | 0 | 0 | 12.1083 | 0 | 18.8906 |  |  | 3.337% | CZ 4C | 6.85 | 3.775 | 3.7057 | 5.3885 | 2.6699 | 12.2294 | 39.3434 | 73.962 | 0 | 73.962 | 3.337% | CZ 4C | 0.0005016 | 0.00027327 | 0.00026825 | 0.00039006 | 0.00019327 | 0.0008955 | 0.002848 | 0.0053699 | 0 | 0.0053699 | 3.337%
CZ 5A | 0.44156 | 0.078737 | 0.067465 | 0.085755 | 0.039147 | 0.33674 | 0.62601 | 1.6754 | 0 | 1.6754 | 34.31% | CZ 5A | 14.7748 | 1.6812 | 1.4406 | 1.8311 | 0.83588 | 11.2674 | 13.367 | 45.1979 | 0 | 45.1979 | 34.31% | CZ 5A | 0 | 1.6812 | 1.4406 | 1.8311 | 0.83588 | 0 | 13.367 | 19.1557 | 0 | 19.1557 | 34.31% | CZ 5A | 0 | 0 | 0 | 0 | 0 | 0 | 0 | 0 |  |  | 34.31% | CZ 5A | 14.7748 | 0 | 0 | 0 | 0 | 11.2674 | 0 | 26.0422 |  |  | 34.31% | CZ 5A | 14.9226 | 4.7579 | 4.0768 | 5.182 | 2.3655 | 11.38 | 37.8285 | 80.5133 | 0 | 80.5133 | 34.31% | CZ 5A | 0.0010927 | 0.00034441 | 0.00029511 | 0.00037511 | 0.00017124 | 0.00083331 | 0.0027383 | 0.0058502 | 0 | 0.0058502 | 34.31%
CZ 5B | 0.30391 | 0.11184 | 0.080057 | 0.089169 | 0.044179 | 0.37145 | 0.65106 | 1.6517 | 0 | 1.6517 | 0.377% | CZ 5B | 10.1688 | 2.388 | 1.7094 | 1.904 | 0.94333 | 12.4291 | 13.9018 | 43.4445 | 0 | 43.4445 | 0.377% | CZ 5B | 0 | 2.388 | 1.7094 | 1.904 | 0.94333 | 0 | 13.9018 | 20.8466 | 0 | 20.8466 | 0.377% | CZ 5B | 0 | 0 | 0 | 0 | 0 | 0 | 0 | 0 |  |  | 0.377% | CZ 5B | 10.1688 | 0 | 0 | 0 | 0 | 12.4291 | 0 | 22.5979 |  |  | 0.377% | CZ 5B | 10.2705 | 6.7581 | 4.8377 | 5.3883 | 2.6696 | 12.5534 | 39.3421 | 81.8197 | 0 | 81.8197 | 0.377% | CZ 5B | 0.00075206 | 0.0004892 | 0.00035019 | 0.00039005 | 0.00019325 | 0.00091923 | 0.0028479 | 0.0059419 | 0 | 0.0059419 | 0.377%
CZ 5C | 0.24099 | 0.041477 | 0.060171 | 0.089174 | 0.044186 | 0.37839 | 0.65109 | 1.5055 | 0 | 1.5055 | 0.04425% | CZ 5C | 8.0638 | 0.88563 | 1.2848 | 1.9041 | 0.94348 | 12.6612 | 13.9025 | 39.6455 | 0 | 39.6455 | 0.04425% | CZ 5C | 0 | 0.88563 | 1.2848 | 1.9041 | 0.94348 | 0 | 13.9025 | 18.9205 | 0 | 18.9205 | 0.04425% | CZ 5C | 0 | 0 | 0 | 0 | 0 | 0 | 0 | 0 |  |  | 0.04425% | CZ 5C | 8.0638 | 0 | 0 | 0 | 0 | 12.6612 | 0 | 20.7249 |  |  | 0.04425% | CZ 5C | 8.1444 | 2.5063 | 3.636 | 5.3886 | 2.67 | 12.7878 | 39.3441 | 74.4773 | 0 | 74.4773 | 0.04425% | CZ 5C | 0.00059638 | 0.00018143 | 0.0002632 | 0.00039007 | 0.00019328 | 0.00093639 | 0.002848 | 0.0054088 | 0 | 0.0054088 | 0.04425%
CZ 6A | 0.58092 | 0.090074 | 0.07285 | 0.087509 | 0.041732 | 0.37866 | 0.63888 | 1.8906 | 0 | 1.8906 | 3.992% | CZ 6A | 19.4378 | 1.9233 | 1.5555 | 1.8686 | 0.89109 | 12.6703 | 13.6418 | 51.9884 | 0 | 51.9884 | 3.992% | CZ 6A | 0 | 1.9233 | 1.5555 | 1.8686 | 0.89109 | 0 | 13.6418 | 19.8803 | 0 | 19.8803 | 3.992% | CZ 6A | 0 | 0 | 0 | 0 | 0 | 0 | 0 | 0 |  |  | 3.992% | CZ 6A | 19.4378 | 0 | 0 | 0 | 0 | 12.6703 | 0 | 32.1081 |  |  | 3.992% | CZ 6A | 19.6322 | 5.443 | 4.4022 | 5.288 | 2.5218 | 12.797 | 38.6062 | 88.6903 | 0 | 88.6903 | 3.992% | CZ 6A | 0.0014376 | 0.000394 | 0.00031866 | 0.00038279 | 0.00018255 | 0.00093707 | 0.0027946 | 0.0064472 | 0 | 0.0064472 | 3.992%
CZ 6B | 0.44838 | 0.071061 | 0.072905 | 0.088939 | 0.043839 | 0.39265 | 0.64937 | 1.7671 | 0 | 1.7671 | 0.001503% | CZ 6B | 15.003 | 1.5173 | 1.5567 | 1.8991 | 0.93608 | 13.1383 | 13.8657 | 47.9162 | 0 | 47.9162 | 0.001503% | CZ 6B | 0 | 1.5173 | 1.5567 | 1.8991 | 0.93608 | 0 | 13.8657 | 19.7749 | 0 | 19.7749 | 0.001503% | CZ 6B | 0 | 0 | 0 | 0 | 0 | 0 | 0 | 0 |  |  | 0.001503% | CZ 6B | 15.003 | 0 | 0 | 0 | 0 | 13.1383 | 0 | 28.1413 |  |  | 0.001503% | CZ 6B | 15.153 | 4.2941 | 4.4055 | 5.3744 | 2.6491 | 13.2697 | 39.2399 | 84.3856 | 0 | 84.3856 | 0.001503% | CZ 6B | 0.0011096 | 0.00031084 | 0.0003189 | 0.00038904 | 0.00019176 | 0.00097168 | 0.0028405 | 0.0061323 | 0 | 0.0061323 | 0.001503%
CZ 7 | 0.74521 | 0.072313 | 0.073533 | 0.088753 | 0.043565 | 0.42 | 0.64801 | 2.0914 | 0 | 2.0914 | 0.05322% | CZ 7 | 24.935 | 1.5441 | 1.5701 | 1.8951 | 0.93023 | 14.0534 | 13.8366 | 58.7645 | 0 | 58.7645 | 0.05322% | CZ 7 | 0 | 1.5441 | 1.5701 | 1.8951 | 0.93023 | 0 | 13.8366 | 19.7761 | 0 | 19.7761 | 0.05322% | CZ 7 | 0 | 0 | 0 | 0 | 0 | 0 | 0 | 0 |  |  | 0.05322% | CZ 7 | 24.935 | 0 | 0 | 0 | 0 | 14.0534 | 0 | 38.9884 |  |  | 0.05322% | CZ 7 | 25.1843 | 4.3697 | 4.4434 | 5.3632 | 2.6326 | 14.1939 | 39.1576 | 95.3447 | 0 | 95.3447 | 0.05322% | CZ 7 | 0.0018441 | 0.00031631 | 0.00032165 | 0.00038823 | 0.00019056 | 0.0010394 | 0.0028345 | 0.0069348 | 0 | 0.0069348 | 0.05322%
CZ 8 | 1.0703 | 0.043071 | 0.077401 | 0.089174 | 0.044186 | 0.45975 | 0.65109 | 2.435 | 0 | 2.435 | 0.001557% | CZ 8 | 35.813 | 0.91967 | 1.6527 | 1.9041 | 0.94348 | 15.3835 | 13.9025 | 70.519 | 0 | 70.519 | 0.001557% | CZ 8 | 0 | 0.91967 | 1.6527 | 1.9041 | 0.94348 | 0 | 13.9025 | 19.3225 | 0 | 19.3225 | 0.001557% | CZ 8 | 0 | 0 | 0 | 0 | 0 | 0 | 0 | 0 |  |  | 0.001557% | CZ 8 | 35.813 | 0 | 0 | 0 | 0 | 15.3835 | 0 | 51.1965 |  |  | 0.001557% | CZ 8 | 36.1711 | 2.6027 | 4.6771 | 5.3886 | 2.67 | 15.5374 | 39.3441 | 106.391 | 0 | 106.391 | 0.001557% | CZ 8 | 0.0026486 | 0.0001884 | 0.00033857 | 0.00039007 | 0.00019328 | 0.0011377 | 0.002848 | 0.0077447 | 0 | 0.0077447 | 0.001557%
US Weighted | 0.31892 | 0.11782 | 0.069858 | 0.086305 | 0.039957 | 0.31947 | 0.63004 | 1.5824 | 0 | 1.5824 | 100% | US Weighted | 10.6713 | 2.5157 | 1.4916 | 1.8428 | 0.85318 | 10.6895 | 13.4531 | 41.5172 | 0 | 41.5172 | 100% | US Weighted | 0 | 2.5157 | 1.4916 | 1.8428 | 0.85318 | 0 | 13.4531 | 20.1564 | 0 | 20.1564 | 100% | US Weighted | 0 | 0 | 0 | 0 | 0 | 0 | 0 | 0 |  |  | 100% | US Weighted | 10.6713 | 0 | 0 | 0 | 0 | 10.6895 | 0 | 21.3608 |  |  | 100% | US Weighted | 10.7781 | 7.1194 | 4.2214 | 5.2152 | 2.4145 | 10.7964 | 38.0721 | 78.617 | 0 | 78.617 | 100% | US Weighted | 0.00078923 | 0.00051535 | 0.00030557 | 0.00037752 | 0.00017478 | 0.00079057 | 0.0027559 | 0.005709 | 0 | 0.005709 | 100%
Energy Cost Index ($/sq ft/yr) for IECC-Res 2015 | [10 empty] | Multifamily - Oil Furnace | Site Energy Use Intensity (kBtu/sq ft/yr) for IECC-Res 2015 | [10 empty] | Multifamily - Oil Furnace | Electric Use Intensity (kBtu/sq ft/yr) for IECC-Res 2015 | [10 empty] | Multifamily - Oil Furnace | Gas Use Intensity (kBtu/sq ft/yr) for IECC-Res 2015 | [10 empty] | Multifamily - Oil Furnace | Oil Use Intensity (kBtu/sq ft/yr) for IECC-Res 2015 | [10 empty] | Multifamily - Oil Furnace | Source Energy Use Index (kBtu/sq ft/yr) for IECC-Res 2015 | [10 empty] | Multifamily - Oil Furnace | Carbon Emissions (ton/sq ft/yr) for IECC-Res 2015 | [10 empty] | Multifamily - Oil Furnace
Costs: Electricity: $0.1598/kWh ¦ Natural Gas: $1.391/therm ¦ Oil: $4.1392/gal | [9 empty] | Prototype Floor Area (sq ft): | 21600 | [10 empty] | Prototype Floor Area (sq ft): | 21600 | [10 empty] | Prototype Floor Area (sq ft): | 21600 | [10 empty] | Prototype Floor Area (sq ft): | 21600 | [10 empty] | Prototype Floor Area (sq ft): | 21600 | Site-to-Source Factors: Electricity: 2.83 ¦ Natural Gas: 1.1 ¦ Oil: 1.01 | [9 empty] | Prototype Floor Area (sq ft): | 21600 | Conversion [ton/kBtu]: Electricity: 4,881 ¦ Natural Gas: 18,863 ¦ Oil: 13,521 | [9 empty] | Prototype Floor Area (sq ft): | 21600
IECC-Res 2015 | Heat | Cool | Fans_Aux | Lgt_Int | Lgt_Ext | DHW | Appls | Total | PV | Net_Total | Weight | IECC-Res 2015 | Heat | Cool | Fans_Aux | Lgt_Int | Lgt_Ext | DHW | Appls | Total | PV | Net_Total | Weight | IECC-Res 2015 | Heat | Cool | Fans_Aux | Lgt_Int | Lgt_Ext | DHW | Appls | Total | PV | Net_Total | Weight | IECC-Res 2015 | Heat | Cool | Fans_Aux | Lgt_Int | Lgt_Ext | DHW | Appls | Total | PV | Net_Total | Weight | IECC-Res 2015 | Heat | Cool | Fans_Aux | Lgt_Int | Lgt_Ext | DHW | Appls | Total | PV | Net_Total | Weight | IECC-Res 2015 | Heat | Cool | Fans_Aux | Lgt_Int | Lgt_Ext | DHW | Appls | Total | PV | Net_Total | Weight | IECC-Res 2015 | Heat | Cool | Fans_Aux | Lgt_Int | Lgt_Ext | DHW | Appls | Total | PV | Net_Total | Weight
CZ 1AWH | 0.0059656 | 0.3548 | 0.093264 | 0.095901 | 0.044652 | 0.25447 | 0.65341 | 1.5025 | 0 | 1.5025 | 1.857% | CZ 1AWH | 0.19961 | 7.5758 | 1.9914 | 2.0477 | 0.95343 | 8.5146 | 13.9521 | 35.2347 | 0 | 35.2347 | 1.857% | CZ 1AWH | 0 | 7.5758 | 1.9914 | 2.0477 | 0.95343 | 0 | 13.9521 | 26.5205 | 0 | 26.5205 | 1.857% | CZ 1AWH | 0 | 0 | 0 | 0 | 0 | 0 | 0 | 0 |  |  | 1.857% | CZ 1AWH | 0.19961 | 0 | 0 | 0 | 0 | 8.5146 | 0 | 8.7142 |  |  | 1.857% | CZ 1AWH | 0.20161 | 21.4396 | 5.6357 | 5.7951 | 2.6982 | 8.5997 | 39.4843 | 83.8543 | 0 | 83.8543 | 1.857% | CZ 1AWH | 1.4763e-05 | 0.001552 | 0.00040796 | 0.00041949 | 0.00019532 | 0.00062972 | 0.0028582 | 0.0060774 | 0 | 0.0060774 | 1.857%
CZ 1AWHT | 8.7456e-06 | 0.36541 | 0.094524 | 0.095562 | 0.044186 | 0.24808 | 0.65109 | 1.4989 | 0 | 1.4989 | 0.2279% | CZ 1AWHT | 0.00029263 | 7.8024 | 2.0183 | 2.0405 | 0.94348 | 8.3008 | 13.9025 | 35.0083 | 0 | 35.0083 | 0.2279% | CZ 1AWHT | 0 | 7.8024 | 2.0183 | 2.0405 | 0.94348 | 0 | 13.9025 | 26.7072 | 0 | 26.7072 | 0.2279% | CZ 1AWHT | 0 | 0 | 0 | 0 | 0 | 0 | 0 | 0 |  |  | 0.2279% | CZ 1AWHT | 0.00029263 | 0 | 0 | 0 | 0 | 8.3008 | 0 | 8.3011 |  |  | 0.2279% | CZ 1AWHT | 0.00029556 | 22.0808 | 5.7119 | 5.7746 | 2.67 | 8.3839 | 39.3441 | 83.9656 | 0 | 83.9656 | 0.2279% | CZ 1AWHT | 2.1642e-08 | 0.0015984 | 0.00041347 | 0.00041801 | 0.00019328 | 0.00061391 | 0.002848 | 0.0060851 | 0 | 0.0060851 | 0.2279%
CZ 2AWH | 0.047916 | 0.29007 | 0.086204 | 0.095877 | 0.044619 | 0.27649 | 0.65325 | 1.4944 | 0 | 1.4944 | 4.746% | CZ 2AWH | 1.6033 | 6.1937 | 1.8407 | 2.0472 | 0.95274 | 9.2516 | 13.9486 | 35.8379 | 0 | 35.8379 | 4.746% | CZ 2AWH | 0 | 6.1937 | 1.8407 | 2.0472 | 0.95274 | 0 | 13.9486 | 24.983 | 0 | 24.983 | 4.746% | CZ 2AWH | 0 | 0 | 0 | 0 | 0 | 0 | 0 | 0 |  |  | 4.746% | CZ 2AWH | 1.6033 | 0 | 0 | 0 | 0 | 9.2516 | 0 | 10.8549 |  |  | 4.746% | CZ 2AWH | 1.6193 | 17.5282 | 5.2091 | 5.7937 | 2.6962 | 9.3441 | 39.4745 | 81.6653 | 0 | 81.6653 | 4.746% | CZ 2AWH | 0.00011858 | 0.0012688 | 0.00037708 | 0.00041939 | 0.00019517 | 0.00068423 | 0.0028575 | 0.0059207 | 0 | 0.0059207 | 4.746%
CZ 2B | 0.05647 | 0.25783 | 0.087466 | 0.09523 | 0.043729 | 0.27291 | 0.64882 | 1.4625 | 0 | 1.4625 | 0.01534% | CZ 2B | 1.8895 | 5.5054 | 1.8676 | 2.0334 | 0.93373 | 9.1317 | 13.854 | 35.2153 | 0 | 35.2153 | 0.01534% | CZ 2B | 0 | 5.5054 | 1.8676 | 2.0334 | 0.93373 | 0 | 13.854 | 24.1942 | 0 | 24.1942 | 0.01534% | CZ 2B | 0 | 0 | 0 | 0 | 0 | 0 | 0 | 0 |  |  | 0.01534% | CZ 2B | 1.8895 | 0 | 0 | 0 | 0 | 9.1317 | 0 | 11.0212 |  |  | 0.01534% | CZ 2B | 1.9084 | 15.5803 | 5.2854 | 5.7546 | 2.6425 | 9.223 | 39.2068 | 79.6009 | 0 | 79.6009 | 0.01534% | CZ 2B | 0.00013974 | 0.0011278 | 0.00038259 | 0.00041656 | 0.00019128 | 0.00067536 | 0.0028381 | 0.0057714 | 0 | 0.0057714 | 0.01534%
CZ 3A | 0.15382 | 0.16664 | 0.072437 | 0.095206 | 0.043696 | 0.3137 | 0.64866 | 1.4942 | 0 | 1.4942 | 5.129% | CZ 3A | 5.147 | 3.5583 | 1.5467 | 2.0329 | 0.93303 | 10.4966 | 13.8505 | 37.565 | 0 | 37.565 | 5.129% | CZ 3A | 0 | 3.5583 | 1.5467 | 2.0329 | 0.93303 | 0 | 13.8505 | 21.9214 | 0 | 21.9214 | 5.129% | CZ 3A | 0 | 0 | 0 | 0 | 0 | 0 | 0 | 0 |  |  | 5.129% | CZ 3A | 5.147 | 0 | 0 | 0 | 0 | 10.4966 | 0 | 15.6436 |  |  | 5.129% | CZ 3A | 5.1984 | 10.0699 | 4.3772 | 5.7531 | 2.6405 | 10.6016 | 39.1969 | 77.8377 | 0 | 77.8377 | 5.129% | CZ 3A | 0.00038066 | 0.00072893 | 0.00031686 | 0.00041645 | 0.00019114 | 0.0007763 | 0.0028374 | 0.0056477 | 0 | 0.0056477 | 5.129%
CZ 3AWH | 0.10512 | 0.19399 | 0.074387 | 0.095466 | 0.044054 | 0.30507 | 0.65044 | 1.4685 | 0 | 1.4685 | 0.6959% | CZ 3AWH | 3.5173 | 4.1422 | 1.5883 | 2.0385 | 0.94066 | 10.2077 | 13.8885 | 36.3232 | 0 | 36.3232 | 0.6959% | CZ 3AWH | 0 | 4.1422 | 1.5883 | 2.0385 | 0.94066 | 0 | 13.8885 | 22.5982 | 0 | 22.5982 | 0.6959% | CZ 3AWH | 0 | 0 | 0 | 0 | 0 | 0 | 0 | 0 |  |  | 0.6959% | CZ 3AWH | 3.5173 | 0 | 0 | 0 | 0 | 10.2077 | 0 | 13.725 |  |  | 0.6959% | CZ 3AWH | 3.5525 | 11.7225 | 4.495 | 5.7688 | 2.6621 | 10.3098 | 39.3044 | 77.815 | 0 | 77.815 | 0.6959% | CZ 3AWH | 0.00026013 | 0.00084856 | 0.00032538 | 0.00041759 | 0.0001927 | 0.00075494 | 0.0028451 | 0.0056445 | 0 | 0.0056445 | 0.6959%
CZ 3B | 0.084768 | 0.17623 | 0.07825 | 0.09523 | 0.043729 | 0.30291 | 0.64882 | 1.4299 | 0 | 1.4299 | 4.372% | CZ 3B | 2.8364 | 3.763 | 1.6708 | 2.0334 | 0.93373 | 10.1354 | 13.854 | 35.2268 | 0 | 35.2268 | 4.372% | CZ 3B | 0 | 3.763 | 1.6708 | 2.0334 | 0.93373 | 0 | 13.854 | 22.2549 | 0 | 22.2549 | 4.372% | CZ 3B | 0 | 0 | 0 | 0 | 0 | 0 | 0 | 0 |  |  | 4.372% | CZ 3B | 2.8364 | 0 | 0 | 0 | 0 | 10.1354 | 0 | 12.9718 |  |  | 4.372% | CZ 3B | 2.8647 | 10.6492 | 4.7285 | 5.7546 | 2.6425 | 10.2368 | 39.2068 | 76.083 | 0 | 76.083 | 4.372% | CZ 3B | 0.00020977 | 0.00077087 | 0.00034228 | 0.00041656 | 0.00019128 | 0.00074959 | 0.0028381 | 0.0055184 | 0 | 0.0055184 | 4.372%
CZ 3C | 0.023018 | 0.093169 | 0.058781 | 0.09523 | 0.043729 | 0.31796 | 0.64882 | 1.2807 | 0 | 1.2807 | 2.044% | CZ 3C | 0.77018 | 1.9894 | 1.2551 | 2.0334 | 0.93373 | 10.6392 | 13.854 | 31.475 | 0 | 31.475 | 2.044% | CZ 3C | 0 | 1.9894 | 1.2551 | 2.0334 | 0.93373 | 0 | 13.854 | 20.0657 | 0 | 20.0657 | 2.044% | CZ 3C | 0 | 0 | 0 | 0 | 0 | 0 | 0 | 0 |  |  | 2.044% | CZ 3C | 0.77018 | 0 | 0 | 0 | 0 | 10.6392 | 0 | 11.4094 |  |  | 2.044% | CZ 3C | 0.77788 | 5.63 | 3.552 | 5.7546 | 2.6425 | 10.7456 | 39.2068 | 68.3093 | 0 | 68.3093 | 2.044% | CZ 3C | 5.6961e-05 | 0.00040754 | 0.00025712 | 0.00041656 | 0.00019128 | 0.00078685 | 0.0028381 | 0.0049544 | 0 | 0.0049544 | 2.044%
CZ 4A | 0.3087 | 0.11805 | 0.069156 | 0.091339 | 0.038377 | 0.3053 | 0.62218 | 1.5531 | 0 | 1.5531 | 38.79% | CZ 4A | 10.3293 | 2.5206 | 1.4767 | 1.9503 | 0.81946 | 10.2154 | 13.2852 | 40.597 | 0 | 40.597 | 38.79% | CZ 4A | 0 | 2.5206 | 1.4767 | 1.9503 | 0.81946 | 0 | 13.2852 | 20.0523 | 0 | 20.0523 | 38.79% | CZ 4A | 0 | 0 | 0 | 0 | 0 | 0 | 0 | 0 |  |  | 38.79% | CZ 4A | 10.3293 | 0 | 0 | 0 | 0 | 10.2154 | 0 | 20.5447 |  |  | 38.79% | CZ 4A | 10.4326 | 7.1333 | 4.179 | 5.5194 | 2.3191 | 10.3176 | 37.5972 | 77.4981 | 0 | 77.4981 | 38.79% | CZ 4A | 0.00076393 | 0.00051636 | 0.0003025 | 0.00039954 | 0.00016787 | 0.00075551 | 0.0027216 | 0.0056273 | 0 | 0.0056273 | 38.79%
CZ 4B | 0.16461 | 0.13486 | 0.079904 | 0.09523 | 0.043729 | 0.33779 | 0.64882 | 1.5049 | 0 | 1.5049 | 0.00612% | CZ 4B | 5.508 | 2.8796 | 1.7062 | 2.0334 | 0.93373 | 11.3028 | 13.854 | 38.2176 | 0 | 38.2176 | 0.00612% | CZ 4B | 0 | 2.8796 | 1.7062 | 2.0334 | 0.93373 | 0 | 13.854 | 21.4069 | 0 | 21.4069 | 0.00612% | CZ 4B | 0 | 0 | 0 | 0 | 0 | 0 | 0 | 0 |  |  | 0.00612% | CZ 4B | 5.508 | 0 | 0 | 0 | 0 | 11.3028 | 0 | 16.8108 |  |  | 0.00612% | CZ 4B | 5.563 | 8.1491 | 4.8284 | 5.7546 | 2.6425 | 11.4158 | 39.2068 | 77.5603 | 0 | 77.5603 | 0.00612% | CZ 4B | 0.00040736 | 0.0005899 | 0.00034952 | 0.00041656 | 0.00019128 | 0.00083593 | 0.0028381 | 0.0056286 | 0 | 0.0056286 | 0.00612%
CZ 4C | 0.20777 | 0.06209 | 0.061578 | 0.095561 | 0.044183 | 0.3619 | 0.65108 | 1.4842 | 0 | 1.4842 | 3.337% | CZ 4C | 6.9522 | 1.3258 | 1.3149 | 2.0405 | 0.94343 | 12.1094 | 13.9023 | 38.5884 | 0 | 38.5884 | 3.337% | CZ 4C | 0 | 1.3258 | 1.3149 | 2.0405 | 0.94343 | 0 | 13.9023 | 19.5268 | 0 | 19.5268 | 3.337% | CZ 4C | 0 | 0 | 0 | 0 | 0 | 0 | 0 | 0 |  |  | 3.337% | CZ 4C | 6.9522 | 0 | 0 | 0 | 0 | 12.1094 | 0 | 19.0616 |  |  | 3.337% | CZ 4C | 7.0217 | 3.752 | 3.721 | 5.7745 | 2.6699 | 12.2305 | 39.3434 | 74.513 | 0 | 74.513 | 3.337% | CZ 4C | 0.00051417 | 0.0002716 | 0.00026936 | 0.000418 | 0.00019327 | 0.00089558 | 0.002848 | 0.0054099 | 0 | 0.0054099 | 3.337%
CZ 5A | 0.44916 | 0.078628 | 0.067751 | 0.091899 | 0.039147 | 0.33675 | 0.62601 | 1.6893 | 0 | 1.6893 | 34.31% | CZ 5A | 15.029 | 1.6789 | 1.4467 | 1.9623 | 0.83588 | 11.2678 | 13.367 | 45.5875 | 0 | 45.5875 | 34.31% | CZ 5A | 0 | 1.6789 | 1.4467 | 1.9623 | 0.83588 | 0 | 13.367 | 19.2907 | 0 | 19.2907 | 34.31% | CZ 5A | 0 | 0 | 0 | 0 | 0 | 0 | 0 | 0 |  |  | 34.31% | CZ 5A | 15.029 | 0 | 0 | 0 | 0 | 11.2678 | 0 | 26.2968 |  |  | 34.31% | CZ 5A | 15.1793 | 4.7513 | 4.0941 | 5.5532 | 2.3655 | 11.3805 | 37.8285 | 81.1524 | 0 | 81.1524 | 34.31% | CZ 5A | 0.0011115 | 0.00034394 | 0.00029636 | 0.00040198 | 0.00017124 | 0.00083334 | 0.0027383 | 0.0058967 | 0 | 0.0058967 | 34.31%
CZ 5B | 0.31111 | 0.11165 | 0.080412 | 0.095557 | 0.044179 | 0.37147 | 0.65106 | 1.6654 | 0 | 1.6654 | 0.377% | CZ 5B | 10.4099 | 2.3841 | 1.717 | 2.0404 | 0.94333 | 12.4297 | 13.9018 | 43.8263 | 0 | 43.8263 | 0.377% | CZ 5B | 0 | 2.3841 | 1.717 | 2.0404 | 0.94333 | 0 | 13.9018 | 20.9866 | 0 | 20.9866 | 0.377% | CZ 5B | 0 | 0 | 0 | 0 | 0 | 0 | 0 | 0 |  |  | 0.377% | CZ 5B | 10.4099 | 0 | 0 | 0 | 0 | 12.4297 | 0 | 22.8396 |  |  | 0.377% | CZ 5B | 10.514 | 6.747 | 4.8591 | 5.7743 | 2.6696 | 12.554 | 39.3421 | 82.4602 | 0 | 82.4602 | 0.377% | CZ 5B | 0.00076989 | 0.0004884 | 0.00035174 | 0.00041799 | 0.00019325 | 0.00091927 | 0.0028479 | 0.0059884 | 0 | 0.0059884 | 0.377%
CZ 5C | 0.24669 | 0.041035 | 0.060409 | 0.095562 | 0.044186 | 0.37842 | 0.65109 | 1.5174 | 0 | 1.5174 | 0.04425% | CZ 5C | 8.2544 | 0.8762 | 1.2899 | 2.0405 | 0.94348 | 12.6622 | 13.9025 | 39.9691 | 0 | 39.9691 | 0.04425% | CZ 5C | 0 | 0.8762 | 1.2899 | 2.0405 | 0.94348 | 0 | 13.9025 | 19.0526 | 0 | 19.0526 | 0.04425% | CZ 5C | 0 | 0 | 0 | 0 | 0 | 0 | 0 | 0 |  |  | 0.04425% | CZ 5C | 8.2544 | 0 | 0 | 0 | 0 | 12.6622 | 0 | 20.9165 |  |  | 0.04425% | CZ 5C | 8.3369 | 2.4797 | 3.6504 | 5.7746 | 2.67 | 12.7888 | 39.3441 | 75.0445 | 0 | 75.0445 | 0.04425% | CZ 5C | 0.00061047 | 0.0001795 | 0.00026424 | 0.00041801 | 0.00019328 | 0.00093646 | 0.002848 | 0.00545 | 0 | 0.00545 | 0.04425%
CZ 6A | 0.59172 | 0.089911 | 0.073209 | 0.093778 | 0.041732 | 0.37868 | 0.63888 | 1.9079 | 0 | 1.9079 | 3.992% | CZ 6A | 19.7993 | 1.9198 | 1.5632 | 2.0024 | 0.89109 | 12.6709 | 13.6418 | 52.4886 | 0 | 52.4886 | 3.992% | CZ 6A | 0 | 1.9198 | 1.5632 | 2.0024 | 0.89109 | 0 | 13.6418 | 20.0183 | 0 | 20.0183 | 3.992% | CZ 6A | 0 | 0 | 0 | 0 | 0 | 0 | 0 | 0 |  |  | 3.992% | CZ 6A | 19.7993 | 0 | 0 | 0 | 0 | 12.6709 | 0 | 32.4703 |  |  | 3.992% | CZ 6A | 19.9973 | 5.4331 | 4.4239 | 5.6668 | 2.5218 | 12.7976 | 38.6062 | 89.4468 | 0 | 89.4468 | 3.992% | CZ 6A | 0.0014643 | 0.00039329 | 0.00032023 | 0.00041021 | 0.00018255 | 0.00093711 | 0.0027946 | 0.0065023 | 0 | 0.0065023 | 3.992%
CZ 6B | 0.45797 | 0.070844 | 0.073307 | 0.09531 | 0.043839 | 0.39268 | 0.64937 | 1.7833 | 0 | 1.7833 | 0.001503% | CZ 6B | 15.324 | 1.5127 | 1.5653 | 2.0351 | 0.93608 | 13.1392 | 13.8657 | 48.3781 | 0 | 48.3781 | 0.001503% | CZ 6B | 0 | 1.5127 | 1.5653 | 2.0351 | 0.93608 | 0 | 13.8657 | 19.9149 | 0 | 19.9149 | 0.001503% | CZ 6B | 0 | 0 | 0 | 0 | 0 | 0 | 0 | 0 |  |  | 0.001503% | CZ 6B | 15.324 | 0 | 0 | 0 | 0 | 13.1392 | 0 | 28.4632 |  |  | 0.001503% | CZ 6B | 15.4772 | 4.281 | 4.4298 | 5.7594 | 2.6491 | 13.2706 | 39.2399 | 85.107 | 0 | 85.107 | 0.001503% | CZ 6B | 0.0011333 | 0.00030989 | 0.00032066 | 0.00041691 | 0.00019176 | 0.00097175 | 0.0028405 | 0.0061848 | 0 | 0.0061848 | 0.001503%
CZ 7 | 0.75816 | 0.072085 | 0.073928 | 0.095111 | 0.043565 | 0.42002 | 0.64801 | 2.1109 | 0 | 2.1109 | 0.05322% | CZ 7 | 25.3684 | 1.5392 | 1.5786 | 2.0309 | 0.93023 | 14.0541 | 13.8366 | 59.3379 | 0 | 59.3379 | 0.05322% | CZ 7 | 0 | 1.5392 | 1.5786 | 2.0309 | 0.93023 | 0 | 13.8366 | 19.9155 | 0 | 19.9155 | 0.05322% | CZ 7 | 0 | 0 | 0 | 0 | 0 | 0 | 0 | 0 |  |  | 0.05322% | CZ 7 | 25.3684 | 0 | 0 | 0 | 0 | 14.0541 | 0 | 39.4225 |  |  | 0.05322% | CZ 7 | 25.6221 | 4.3559 | 4.4673 | 5.7474 | 2.6326 | 14.1946 | 39.1576 | 96.1774 | 0 | 96.1774 | 0.05322% | CZ 7 | 0.0018762 | 0.00031532 | 0.00032338 | 0.00041604 | 0.00019056 | 0.0010394 | 0.0028345 | 0.0069954 | 0 | 0.0069954 | 0.05322%
CZ 8 | 1.0861 | 0.042768 | 0.077826 | 0.095562 | 0.044186 | 0.45977 | 0.65109 | 2.4573 | 0 | 2.4573 | 0.001557% | CZ 8 | 36.3421 | 0.91321 | 1.6618 | 2.0405 | 0.94348 | 15.3842 | 13.9025 | 71.1877 | 0 | 71.1877 | 0.001557% | CZ 8 | 0 | 0.91321 | 1.6618 | 2.0405 | 0.94348 | 0 | 13.9025 | 19.4615 | 0 | 19.4615 | 0.001557% | CZ 8 | 0 | 0 | 0 | 0 | 0 | 0 | 0 | 0 |  |  | 0.001557% | CZ 8 | 36.3421 | 0 | 0 | 0 | 0 | 15.3842 | 0 | 51.7262 |  |  | 0.001557% | CZ 8 | 36.7055 | 2.5844 | 4.7029 | 5.7746 | 2.67 | 15.538 | 39.3441 | 107.3195 | 0 | 107.3195 | 0.001557% | CZ 8 | 0.0026878 | 0.00018708 | 0.00034043 | 0.00041801 | 0.00019328 | 0.0011378 | 0.002848 | 0.0078124 | 0 | 0.0078124 | 0.001557%
US Weighted | 0.32625 | 0.1178 | 0.070165 | 0.092488 | 0.039957 | 0.31948 | 0.63004 | 1.5962 | 0 | 1.5962 | 100% | US Weighted | 10.9165 | 2.5152 | 1.4982 | 1.9748 | 0.85318 | 10.6901 | 13.4531 | 41.9011 | 0 | 41.9011 | 100% | US Weighted | 0 | 2.5152 | 1.4982 | 1.9748 | 0.85318 | 0 | 13.4531 | 20.2945 | 0 | 20.2945 | 100% | US Weighted | 0 | 0 | 0 | 0 | 0 | 0 | 0 | 0 |  |  | 100% | US Weighted | 10.9165 | 0 | 0 | 0 | 0 | 10.6901 | 0 | 21.6066 |  |  | 100% | US Weighted | 11.0257 | 7.1181 | 4.2399 | 5.5888 | 2.4145 | 10.797 | 38.0721 | 79.2562 | 0 | 79.2562 | 100% | US Weighted | 0.00080736 | 0.00051526 | 0.00030692 | 0.00040456 | 0.00017478 | 0.00079061 | 0.0027559 | 0.0057554 | 0 | 0.0057554 | 100%
Energy Cost Index ($/sq ft/yr) for IECC-Res 2012 | [10 empty] | Multifamily - Oil Furnace | Site Energy Use Intensity (kBtu/sq ft/yr) for IECC-Res 2012 | [10 empty] | Multifamily - Oil Furnace | Electric Use Intensity (kBtu/sq ft/yr) for IECC-Res 2012 | [10 empty] | Multifamily - Oil Furnace | Gas Use Intensity (kBtu/sq ft/yr) for IECC-Res 2012 | [10 empty] | Multifamily - Oil Furnace | Oil Use Intensity (kBtu/sq ft/yr) for IECC-Res 2012 | [10 empty] | Multifamily - Oil Furnace | Source Energy Use Index (kBtu/sq ft/yr) for IECC-Res 2012 | [10 empty] | Multifamily - Oil Furnace | Carbon Emissions (ton/sq ft/yr) for IECC-Res 2012 | [10 empty] | Multifamily - Oil Furnace
Costs: Electricity: $0.1598/kWh ¦ Natural Gas: $1.391/therm ¦ Oil: $4.1392/gal | [9 empty] | Prototype Floor Area (sq ft): | 21600 | [10 empty] | Prototype Floor Area (sq ft): | 21600 | [10 empty] | Prototype Floor Area (sq ft): | 21600 | [10 empty] | Prototype Floor Area (sq ft): | 21600 | [10 empty] | Prototype Floor Area (sq ft): | 21600 | Site-to-Source Factors: Electricity: 2.83 ¦ Natural Gas: 1.1 ¦ Oil: 1.01 | [9 empty] | Prototype Floor Area (sq ft): | 21600 | Conversion [ton/kBtu]: Electricity: 4,881 ¦ Natural Gas: 18,863 ¦ Oil: 13,521 | [9 empty] | Prototype Floor Area (sq ft): | 21600
IECC-Res 2012 | Heat | Cool | Fans_Aux | Lgt_Int | Lgt_Ext | DHW | Appls | Total | PV | Net_Total | Weight | IECC-Res 2012 | Heat | Cool | Fans_Aux | Lgt_Int | Lgt_Ext | DHW | Appls | Total | PV | Net_Total | Weight | IECC-Res 2012 | Heat | Cool | Fans_Aux | Lgt_Int | Lgt_Ext | DHW | Appls | Total | PV | Net_Total | Weight | IECC-Res 2012 | Heat | Cool | Fans_Aux | Lgt_Int | Lgt_Ext | DHW | Appls | Total | PV | Net_Total | Weight | IECC-Res 2012 | Heat | Cool | Fans_Aux | Lgt_Int | Lgt_Ext | DHW | Appls | Total | PV | Net_Total | Weight | IECC-Res 2012 | Heat | Cool | Fans_Aux | Lgt_Int | Lgt_Ext | DHW | Appls | Total | PV | Net_Total | Weight | IECC-Res 2012 | Heat | Cool | Fans_Aux | Lgt_Int | Lgt_Ext | DHW | Appls | Total | PV | Net_Total | Weight
CZ 1AWH | 0.0058669 | 0.35517 | 0.093219 | 0.095901 | 0.044652 | 0.26495 | 0.65341 | 1.5132 | 0 | 1.5132 | 1.857% | CZ 1AWH | 0.19631 | 7.5839 | 1.9905 | 2.0477 | 0.95343 | 8.8655 | 13.9521 | 35.5894 | 0 | 35.5894 | 1.857% | CZ 1AWH | 0 | 7.5839 | 1.9905 | 2.0477 | 0.95343 | 0 | 13.9521 | 26.5276 | 0 | 26.5276 | 1.857% | CZ 1AWH | 0 | 0 | 0 | 0 | 0 | 0 | 0 | 0 |  |  | 1.857% | CZ 1AWH | 0.19631 | 0 | 0 | 0 | 0 | 8.8655 | 0 | 9.0618 |  |  | 1.857% | CZ 1AWH | 0.19827 | 21.4624 | 5.633 | 5.7951 | 2.6982 | 8.9541 | 39.4843 | 84.2255 | 0 | 84.2255 | 1.857% | CZ 1AWH | 1.4519e-05 | 0.0015536 | 0.00040776 | 0.00041949 | 0.00019532 | 0.00065567 | 0.0028582 | 0.0061045 | 0 | 0.0061045 | 1.857%
CZ 1AWHT | 1.6258e-06 | 0.36579 | 0.094586 | 0.095562 | 0.044186 | 0.25823 | 0.65109 | 1.5095 | 0 | 1.5095 | 0.2279% | CZ 1AWHT | 5.44e-05 | 7.8106 | 2.0197 | 2.0405 | 0.94348 | 8.6406 | 13.9025 | 35.3575 | 0 | 35.3575 | 0.2279% | CZ 1AWHT | 0 | 7.8106 | 2.0197 | 2.0405 | 0.94348 | 0 | 13.9025 | 26.7168 | 0 | 26.7168 | 0.2279% | CZ 1AWHT | 0 | 0 | 0 | 0 | 0 | 0 | 0 | 0 |  |  | 0.2279% | CZ 1AWHT | 5.44e-05 | 0 | 0 | 0 | 0 | 8.6406 | 0 | 8.6407 |  |  | 0.2279% | CZ 1AWHT | 5.4944e-05 | 22.1041 | 5.7156 | 5.7746 | 2.67 | 8.7271 | 39.3441 | 84.3356 | 0 | 84.3356 | 0.2279% | CZ 1AWHT | 4.0233e-09 | 0.0016001 | 0.00041374 | 0.00041801 | 0.00019328 | 0.00063904 | 0.002848 | 0.0061122 | 0 | 0.0061122 | 0.2279%
CZ 2AWH | 0.047261 | 0.29039 | 0.08563 | 0.095877 | 0.044619 | 0.28843 | 0.65325 | 1.5055 | 0 | 1.5055 | 4.746% | CZ 2AWH | 1.5814 | 6.2006 | 1.8284 | 2.0472 | 0.95274 | 9.651 | 13.9486 | 36.21 | 0 | 36.21 | 4.746% | CZ 2AWH | 0 | 6.2006 | 1.8284 | 2.0472 | 0.95274 | 0 | 13.9486 | 24.9776 | 0 | 24.9776 | 4.746% | CZ 2AWH | 0 | 0 | 0 | 0 | 0 | 0 | 0 | 0 |  |  | 4.746% | CZ 2AWH | 1.5814 | 0 | 0 | 0 | 0 | 9.651 | 0 | 11.2324 |  |  | 4.746% | CZ 2AWH | 1.5972 | 17.5477 | 5.1744 | 5.7937 | 2.6962 | 9.7475 | 39.4745 | 82.0313 | 0 | 82.0313 | 4.746% | CZ 2AWH | 0.00011696 | 0.0012702 | 0.00037456 | 0.00041939 | 0.00019517 | 0.00071377 | 0.0028575 | 0.0059475 | 0 | 0.0059475 | 4.746%
CZ 2B | 0.055574 | 0.2581 | 0.086699 | 0.09523 | 0.043729 | 0.28471 | 0.64882 | 1.4729 | 0 | 1.4729 | 0.01534% | CZ 2B | 1.8595 | 5.5112 | 1.8512 | 2.0334 | 0.93373 | 9.5265 | 13.854 | 35.5696 | 0 | 35.5696 | 0.01534% | CZ 2B | 0 | 5.5112 | 1.8512 | 2.0334 | 0.93373 | 0 | 13.854 | 24.1836 | 0 | 24.1836 | 0.01534% | CZ 2B | 0 | 0 | 0 | 0 | 0 | 0 | 0 | 0 |  |  | 0.01534% | CZ 2B | 1.8595 | 0 | 0 | 0 | 0 | 9.5265 | 0 | 11.3861 |  |  | 0.01534% | CZ 2B | 1.8781 | 15.5967 | 5.239 | 5.7546 | 2.6425 | 9.6218 | 39.2068 | 79.9395 | 0 | 79.9395 | 0.01534% | CZ 2B | 0.00013753 | 0.001129 | 0.00037924 | 0.00041656 | 0.00019128 | 0.00070456 | 0.0028381 | 0.0057963 | 0 | 0.0057963 | 0.01534%
CZ 3A | 0.15285 | 0.16688 | 0.0711 | 0.095206 | 0.043696 | 0.3282 | 0.64866 | 1.5066 | 0 | 1.5066 | 5.129% | CZ 3A | 5.1145 | 3.5633 | 1.5182 | 2.0329 | 0.93303 | 10.9818 | 13.8505 | 37.9942 | 0 | 37.9942 | 5.129% | CZ 3A | 0 | 3.5633 | 1.5182 | 2.0329 | 0.93303 | 0 | 13.8505 | 21.8979 | 0 | 21.8979 | 5.129% | CZ 3A | 0 | 0 | 0 | 0 | 0 | 0 | 0 | 0 |  |  | 5.129% | CZ 3A | 5.1145 | 0 | 0 | 0 | 0 | 10.9818 | 0 | 16.0963 |  |  | 5.129% | CZ 3A | 5.1657 | 10.0842 | 4.2964 | 5.7531 | 2.6405 | 11.0916 | 39.1969 | 78.2284 | 0 | 78.2284 | 5.129% | CZ 3A | 0.00037826 | 0.00072997 | 0.000311 | 0.00041645 | 0.00019114 | 0.00081219 | 0.0028374 | 0.0056764 | 0 | 0.0056764 | 5.129%
CZ 3AWH | 0.10397 | 0.19425 | 0.07344 | 0.095466 | 0.044054 | 0.31896 | 0.65044 | 1.4806 | 0 | 1.4806 | 0.6959% | CZ 3AWH | 3.4789 | 4.1478 | 1.5681 | 2.0385 | 0.94066 | 10.6725 | 13.8885 | 36.7349 | 0 | 36.7349 | 0.6959% | CZ 3AWH | 0 | 4.1478 | 1.5681 | 2.0385 | 0.94066 | 0 | 13.8885 | 22.5835 | 0 | 22.5835 | 0.6959% | CZ 3AWH | 0 | 0 | 0 | 0 | 0 | 0 | 0 | 0 |  |  | 0.6959% | CZ 3AWH | 3.4789 | 0 | 0 | 0 | 0 | 10.6725 | 0 | 14.1514 |  |  | 0.6959% | CZ 3AWH | 3.5137 | 11.7383 | 4.4378 | 5.7688 | 2.6621 | 10.7792 | 39.3044 | 78.2043 | 0 | 78.2043 | 0.6959% | CZ 3AWH | 0.00025729 | 0.00084971 | 0.00032124 | 0.00041759 | 0.0001927 | 0.00078931 | 0.0028451 | 0.005673 | 0 | 0.005673 | 0.6959%
CZ 3B | 0.082014 | 0.17647 | 0.077359 | 0.09523 | 0.043729 | 0.3167 | 0.64882 | 1.4403 | 0 | 1.4403 | 4.372% | CZ 3B | 2.7442 | 3.768 | 1.6518 | 2.0334 | 0.93373 | 10.597 | 13.854 | 35.5823 | 0 | 35.5823 | 4.372% | CZ 3B | 0 | 3.768 | 1.6518 | 2.0334 | 0.93373 | 0 | 13.854 | 22.241 | 0 | 22.241 | 4.372% | CZ 3B | 0 | 0 | 0 | 0 | 0 | 0 | 0 | 0 |  |  | 4.372% | CZ 3B | 2.7442 | 0 | 0 | 0 | 0 | 10.597 | 0 | 13.3413 |  |  | 4.372% | CZ 3B | 2.7717 | 10.6634 | 4.6747 | 5.7546 | 2.6425 | 10.703 | 39.2068 | 76.4166 | 0 | 76.4166 | 4.372% | CZ 3B | 0.00020296 | 0.0007719 | 0.00033839 | 0.00041656 | 0.00019128 | 0.00078373 | 0.0028381 | 0.0055429 | 0 | 0.0055429 | 4.372%
CZ 3C | 0.022385 | 0.093425 | 0.058486 | 0.09523 | 0.043729 | 0.33279 | 0.64882 | 1.2949 | 0 | 1.2949 | 2.044% | CZ 3C | 0.74901 | 1.9949 | 1.2488 | 2.0334 | 0.93373 | 11.1352 | 13.854 | 31.9491 | 0 | 31.9491 | 2.044% | CZ 3C | 0 | 1.9949 | 1.2488 | 2.0334 | 0.93373 | 0 | 13.854 | 20.0648 | 0 | 20.0648 | 2.044% | CZ 3C | 0 | 0 | 0 | 0 | 0 | 0 | 0 | 0 |  |  | 2.044% | CZ 3C | 0.74901 | 0 | 0 | 0 | 0 | 11.1352 | 0 | 11.8842 |  |  | 2.044% | CZ 3C | 0.7565 | 5.6455 | 3.5342 | 5.7546 | 2.6425 | 11.2466 | 39.2068 | 68.7866 | 0 | 68.7866 | 2.044% | CZ 3C | 5.5395e-05 | 0.00040866 | 0.00025583 | 0.00041656 | 0.00019128 | 0.00082353 | 0.0028381 | 0.0049893 | 0 | 0.0049893 | 2.044%
CZ 4A | 0.30903 | 0.11821 | 0.066748 | 0.091339 | 0.038377 | 0.31999 | 0.62218 | 1.5659 | 0 | 1.5659 | 38.79% | CZ 4A | 10.3402 | 2.5241 | 1.4252 | 1.9503 | 0.81946 | 10.7069 | 13.2852 | 41.0514 | 0 | 41.0514 | 38.79% | CZ 4A | 0 | 2.5241 | 1.4252 | 1.9503 | 0.81946 | 0 | 13.2852 | 20.0043 | 0 | 20.0043 | 38.79% | CZ 4A | 0 | 0 | 0 | 0 | 0 | 0 | 0 | 0 |  |  | 38.79% | CZ 4A | 10.3402 | 0 | 0 | 0 | 0 | 10.7069 | 0 | 21.0471 |  |  | 38.79% | CZ 4A | 10.4436 | 7.1432 | 4.0334 | 5.5194 | 2.3191 | 10.814 | 37.5972 | 77.8698 | 0 | 77.8698 | 38.79% | CZ 4A | 0.00076473 | 0.00051708 | 0.00029197 | 0.00039954 | 0.00016787 | 0.00079186 | 0.0027216 | 0.0056546 | 0 | 0.0056546 | 38.79%
CZ 4B | 0.16259 | 0.13505 | 0.078416 | 0.09523 | 0.043729 | 0.35391 | 0.64882 | 1.5177 | 0 | 1.5177 | 0.00612% | CZ 4B | 5.4403 | 2.8837 | 1.6744 | 2.0334 | 0.93373 | 11.8419 | 13.854 | 38.6614 | 0 | 38.6614 | 0.00612% | CZ 4B | 0 | 2.8837 | 1.6744 | 2.0334 | 0.93373 | 0 | 13.854 | 21.3792 | 0 | 21.3792 | 0.00612% | CZ 4B | 0 | 0 | 0 | 0 | 0 | 0 | 0 | 0 |  |  | 0.00612% | CZ 4B | 5.4403 | 0 | 0 | 0 | 0 | 11.8419 | 0 | 17.2822 |  |  | 0.00612% | CZ 4B | 5.4947 | 8.1609 | 4.7385 | 5.7546 | 2.6425 | 11.9603 | 39.2068 | 77.9583 | 0 | 77.9583 | 0.00612% | CZ 4B | 0.00040235 | 0.00059075 | 0.00034301 | 0.00041656 | 0.00019128 | 0.0008758 | 0.0028381 | 0.0056578 | 0 | 0.0056578 | 0.00612%
CZ 4C | 0.20859 | 0.062235 | 0.059194 | 0.095561 | 0.044183 | 0.37947 | 0.65108 | 1.5003 | 0 | 1.5003 | 3.337% | CZ 4C | 6.9795 | 1.3289 | 1.2639 | 2.0405 | 0.94343 | 12.6974 | 13.9023 | 39.1559 | 0 | 39.1559 | 3.337% | CZ 4C | 0 | 1.3289 | 1.2639 | 2.0405 | 0.94343 | 0 | 13.9023 | 19.479 | 0 | 19.479 | 3.337% | CZ 4C | 0 | 0 | 0 | 0 | 0 | 0 | 0 | 0 |  |  | 3.337% | CZ 4C | 6.9795 | 0 | 0 | 0 | 0 | 12.6974 | 0 | 19.6769 |  |  | 3.337% | CZ 4C | 7.0493 | 3.7607 | 3.5769 | 5.7745 | 2.6699 | 12.8244 | 39.3434 | 74.9992 | 0 | 74.9992 | 3.337% | CZ 4C | 0.00051619 | 0.00027223 | 0.00025893 | 0.000418 | 0.00019327 | 0.00093907 | 0.002848 | 0.0054457 | 0 | 0.0054457 | 3.337%
CZ 5A | 0.45 | 0.078766 | 0.065239 | 0.091899 | 0.039147 | 0.35342 | 0.62601 | 1.7045 | 0 | 1.7045 | 34.31% | CZ 5A | 15.0573 | 1.6819 | 1.393 | 1.9623 | 0.83588 | 11.8256 | 13.367 | 46.1229 | 0 | 46.1229 | 34.31% | CZ 5A | 0 | 1.6819 | 1.393 | 1.9623 | 0.83588 | 0 | 13.367 | 19.24 | 0 | 19.24 | 34.31% | CZ 5A | 0 | 0 | 0 | 0 | 0 | 0 | 0 | 0 |  |  | 34.31% | CZ 5A | 15.0573 | 0 | 0 | 0 | 0 | 11.8256 | 0 | 26.8829 |  |  | 34.31% | CZ 5A | 15.2078 | 4.7597 | 3.9422 | 5.5532 | 2.3655 | 11.9439 | 37.8285 | 81.6009 | 0 | 81.6009 | 34.31% | CZ 5A | 0.0011136 | 0.00034454 | 0.00028537 | 0.00040198 | 0.00017124 | 0.0008746 | 0.0027383 | 0.0059296 | 0 | 0.0059296 | 34.31%
CZ 5B | 0.31073 | 0.11183 | 0.078507 | 0.095557 | 0.044179 | 0.38974 | 0.65106 | 1.6816 | 0 | 1.6816 | 0.377% | CZ 5B | 10.3972 | 2.3878 | 1.6763 | 2.0404 | 0.94333 | 13.041 | 13.9018 | 44.3878 | 0 | 44.3878 | 0.377% | CZ 5B | 0 | 2.3878 | 1.6763 | 2.0404 | 0.94333 | 0 | 13.9018 | 20.9497 | 0 | 20.9497 | 0.377% | CZ 5B | 0 | 0 | 0 | 0 | 0 | 0 | 0 | 0 |  |  | 0.377% | CZ 5B | 10.3972 | 0 | 0 | 0 | 0 | 13.041 | 0 | 23.4381 |  |  | 0.377% | CZ 5B | 10.5011 | 6.7576 | 4.744 | 5.7743 | 2.6696 | 13.1714 | 39.3421 | 82.9601 | 0 | 82.9601 | 0.377% | CZ 5B | 0.00076895 | 0.00048917 | 0.00034341 | 0.00041799 | 0.00019325 | 0.00096448 | 0.0028479 | 0.0060251 | 0 | 0.0060251 | 0.377%
CZ 5C | 0.24738 | 0.041149 | 0.057691 | 0.095562 | 0.044186 | 0.39708 | 0.65109 | 1.5341 | 0 | 1.5341 | 0.04425% | CZ 5C | 8.2773 | 0.87864 | 1.2318 | 2.0405 | 0.94348 | 13.2864 | 13.9025 | 40.5607 | 0 | 40.5607 | 0.04425% | CZ 5C | 0 | 0.87864 | 1.2318 | 2.0405 | 0.94348 | 0 | 13.9025 | 18.997 | 0 | 18.997 | 0.04425% | CZ 5C | 0 | 0 | 0 | 0 | 0 | 0 | 0 | 0 |  |  | 0.04425% | CZ 5C | 8.2773 | 0 | 0 | 0 | 0 | 13.2864 | 0 | 21.5637 |  |  | 0.04425% | CZ 5C | 8.3601 | 2.4866 | 3.4861 | 5.7746 | 2.67 | 13.4192 | 39.3441 | 75.5408 | 0 | 75.5408 | 0.04425% | CZ 5C | 0.00061217 | 0.00018 | 0.00025235 | 0.00041801 | 0.00019328 | 0.00098263 | 0.002848 | 0.0054865 | 0 | 0.0054865 | 0.04425%
CZ 6A | 0.59219 | 0.090058 | 0.071281 | 0.093778 | 0.041732 | 0.39777 | 0.63888 | 1.9257 | 0 | 1.9257 | 3.992% | CZ 6A | 19.8149 | 1.923 | 1.522 | 2.0024 | 0.89109 | 13.3097 | 13.6418 | 53.1049 | 0 | 53.1049 | 3.992% | CZ 6A | 0 | 1.923 | 1.522 | 2.0024 | 0.89109 | 0 | 13.6418 | 19.9803 | 0 | 19.9803 | 3.992% | CZ 6A | 0 | 0 | 0 | 0 | 0 | 0 | 0 | 0 |  |  | 3.992% | CZ 6A | 19.8149 | 0 | 0 | 0 | 0 | 13.3097 | 0 | 33.1246 |  |  | 3.992% | CZ 6A | 20.013 | 5.442 | 4.3074 | 5.6668 | 2.5218 | 13.4428 | 38.6062 | 90 | 0 | 90 | 3.992% | CZ 6A | 0.0014655 | 0.00039393 | 0.0003118 | 0.00041021 | 0.00018255 | 0.00098436 | 0.0027946 | 0.0065429 | 0 | 0.0065429 | 3.992%
CZ 6B | 0.45855 | 0.070971 | 0.071155 | 0.09531 | 0.043839 | 0.41238 | 0.64937 | 1.8016 | 0 | 1.8016 | 0.001503% | CZ 6B | 15.3435 | 1.5154 | 1.5193 | 2.0351 | 0.93608 | 13.7985 | 13.8657 | 49.0136 | 0 | 49.0136 | 0.001503% | CZ 6B | 0 | 1.5154 | 1.5193 | 2.0351 | 0.93608 | 0 | 13.8657 | 19.8716 | 0 | 19.8716 | 0.001503% | CZ 6B | 0 | 0 | 0 | 0 | 0 | 0 | 0 | 0 |  |  | 0.001503% | CZ 6B | 15.3435 | 0 | 0 | 0 | 0 | 13.7985 | 0 | 29.1419 |  |  | 0.001503% | CZ 6B | 15.4969 | 4.2886 | 4.2997 | 5.7594 | 2.6491 | 13.9364 | 39.2399 | 85.6701 | 0 | 85.6701 | 0.001503% | CZ 6B | 0.0011348 | 0.00031044 | 0.00031125 | 0.00041691 | 0.00019176 | 0.0010205 | 0.0028405 | 0.0062261 | 0 | 0.0062261 | 0.001503%
CZ 7 | 0.75779 | 0.072218 | 0.072289 | 0.095111 | 0.043565 | 0.44159 | 0.64801 | 2.1306 | 0 | 2.1306 | 0.05322% | CZ 7 | 25.3562 | 1.5421 | 1.5436 | 2.0309 | 0.93023 | 14.7758 | 13.8366 | 60.0153 | 0 | 60.0153 | 0.05322% | CZ 7 | 0 | 1.5421 | 1.5436 | 2.0309 | 0.93023 | 0 | 13.8366 | 19.8833 | 0 | 19.8833 | 0.05322% | CZ 7 | 0 | 0 | 0 | 0 | 0 | 0 | 0 | 0 |  |  | 0.05322% | CZ 7 | 25.3562 | 0 | 0 | 0 | 0 | 14.7758 | 0 | 40.132 |  |  | 0.05322% | CZ 7 | 25.6097 | 4.364 | 4.3683 | 5.7474 | 2.6326 | 14.9236 | 39.1576 | 96.803 | 0 | 96.803 | 0.05322% | CZ 7 | 0.0018753 | 0.0003159 | 0.00031621 | 0.00041604 | 0.00019056 | 0.0010928 | 0.0028345 | 0.0070413 | 0 | 0.0070413 | 0.05322%
CZ 8 | 1.0845 | 0.042864 | 0.076651 | 0.095562 | 0.044186 | 0.48391 | 0.65109 | 2.4788 | 0 | 2.4788 | 0.001557% | CZ 8 | 36.288 | 0.91527 | 1.6367 | 2.0405 | 0.94348 | 16.1918 | 13.9025 | 71.9182 | 0 | 71.9182 | 0.001557% | CZ 8 | 0 | 0.91527 | 1.6367 | 2.0405 | 0.94348 | 0 | 13.9025 | 19.4385 | 0 | 19.4385 | 0.001557% | CZ 8 | 0 | 0 | 0 | 0 | 0 | 0 | 0 | 0 |  |  | 0.001557% | CZ 8 | 36.288 | 0 | 0 | 0 | 0 | 16.1918 | 0 | 52.4798 |  |  | 0.001557% | CZ 8 | 36.6509 | 2.5902 | 4.6319 | 5.7746 | 2.67 | 16.3537 | 39.3441 | 108.0154 | 0 | 108.0154 | 0.001557% | CZ 8 | 0.0026838 | 0.0001875 | 0.00033529 | 0.00041801 | 0.00019328 | 0.0011975 | 0.002848 | 0.0078634 | 0 | 0.0078634 | 0.001557%
US Weighted | 0.32651 | 0.11797 | 0.068023 | 0.092488 | 0.039957 | 0.3349 | 0.63004 | 1.6099 | 0 | 1.6099 | 100% | US Weighted | 10.9254 | 2.5189 | 1.4525 | 1.9748 | 0.85318 | 11.2058 | 13.4531 | 42.3836 | 0 | 42.3836 | 100% | US Weighted | 0 | 2.5189 | 1.4525 | 1.9748 | 0.85318 | 0 | 13.4531 | 20.2525 | 0 | 20.2525 | 100% | US Weighted | 0 | 0 | 0 | 0 | 0 | 0 | 0 | 0 |  |  | 100% | US Weighted | 10.9254 | 0 | 0 | 0 | 0 | 11.2058 | 0 | 22.1311 |  |  | 100% | US Weighted | 11.0346 | 7.1285 | 4.1105 | 5.5888 | 2.4145 | 11.3178 | 38.0721 | 79.6669 | 0 | 79.6669 | 100% | US Weighted | 0.00080801 | 0.00051602 | 0.00029755 | 0.00040456 | 0.00017478 | 0.00082875 | 0.0027559 | 0.0057856 | 0 | 0.0057856 | 100%
Energy Cost Index ($/sq ft/yr) for IECC-Res 2009 | [10 empty] | Multifamily - Oil Furnace | Site Energy Use Intensity (kBtu/sq ft/yr) for IECC-Res 2009 | [10 empty] | Multifamily - Oil Furnace | Electric Use Intensity (kBtu/sq ft/yr) for IECC-Res 2009 | [10 empty] | Multifamily - Oil Furnace | Gas Use Intensity (kBtu/sq ft/yr) for IECC-Res 2009 | [10 empty] | Multifamily - Oil Furnace | Oil Use Intensity (kBtu/sq ft/yr) for IECC-Res 2009 | [10 empty] | Multifamily - Oil Furnace | Source Energy Use Index (kBtu/sq ft/yr) for IECC-Res 2009 | [10 empty] | Multifamily - Oil Furnace | Carbon Emissions (ton/sq ft/yr) for IECC-Res 2009 | [10 empty] | Multifamily - Oil Furnace
Costs: Electricity: $0.1598/kWh ¦ Natural Gas: $1.391/therm ¦ Oil: $4.1392/gal | [9 empty] | Prototype Floor Area (sq ft): | 21600 | [10 empty] | Prototype Floor Area (sq ft): | 21600 | [10 empty] | Prototype Floor Area (sq ft): | 21600 | [10 empty] | Prototype Floor Area (sq ft): | 21600 | [10 empty] | Prototype Floor Area (sq ft): | 21600 | Site-to-Source Factors: Electricity: 2.83 ¦ Natural Gas: 1.1 ¦ Oil: 1.01 | [9 empty] | Prototype Floor Area (sq ft): | 21600 | Conversion [ton/kBtu]: Electricity: 4,881 ¦ Natural Gas: 18,863 ¦ Oil: 13,521 | [9 empty] | Prototype Floor Area (sq ft): | 21600
IECC-Res 2009 | Heat | Cool | Fans_Aux | Lgt_Int | Lgt_Ext | DHW | Appls | Total | PV | Net_Total | Weight | IECC-Res 2009 | Heat | Cool | Fans_Aux | Lgt_Int | Lgt_Ext | DHW | Appls | Total | PV | Net_Total | Weight | IECC-Res 2009 | Heat | Cool | Fans_Aux | Lgt_Int | Lgt_Ext | DHW | Appls | Total | PV | Net_Total | Weight | IECC-Res 2009 | Heat | Cool | Fans_Aux | Lgt_Int | Lgt_Ext | DHW | Appls | Total | PV | Net_Total | Weight | IECC-Res 2009 | Heat | Cool | Fans_Aux | Lgt_Int | Lgt_Ext | DHW | Appls | Total | PV | Net_Total | Weight | IECC-Res 2009 | Heat | Cool | Fans_Aux | Lgt_Int | Lgt_Ext | DHW | Appls | Total | PV | Net_Total | Weight | IECC-Res 2009 | Heat | Cool | Fans_Aux | Lgt_Int | Lgt_Ext | DHW | Appls | Total | PV | Net_Total | Weight
CZ 1AWH | 0.014682 | 0.38723 | 0.09879 | 0.10814 | 0.044652 | 0.28351 | 0.65341 | 1.5904 | 0 | 1.5904 | 1.857% | CZ 1AWH | 0.49128 | 8.2683 | 2.1094 | 2.3091 | 0.95343 | 9.4865 | 13.9521 | 37.57 | 0 | 37.57 | 1.857% | CZ 1AWH | 0 | 8.2683 | 2.1094 | 2.3091 | 0.95343 | 0 | 13.9521 | 27.5923 | 0 | 27.5923 | 1.857% | CZ 1AWH | 0 | 0 | 0 | 0 | 0 | 0 | 0 | 0 |  |  | 1.857% | CZ 1AWH | 0.49128 | 0 | 0 | 0 | 0 | 9.4865 | 0 | 9.9777 |  |  | 1.857% | CZ 1AWH | 0.49619 | 23.3994 | 5.9697 | 6.5346 | 2.6982 | 9.5813 | 39.4843 | 88.1637 | 0 | 88.1637 | 1.857% | CZ 1AWH | 3.6334e-05 | 0.0016938 | 0.00043213 | 0.00047303 | 0.00019532 | 0.0007016 | 0.0028582 | 0.0063904 | 0 | 0.0063904 | 1.857%
CZ 1AWHT | 9.9545e-05 | 0.39661 | 0.099296 | 0.10776 | 0.044186 | 0.27609 | 0.65109 | 1.5751 | 0 | 1.5751 | 0.2279% | CZ 1AWHT | 0.0033308 | 8.4686 | 2.1202 | 2.3009 | 0.94348 | 9.2382 | 13.9025 | 36.9772 | 0 | 36.9772 | 0.2279% | CZ 1AWHT | 0 | 8.4686 | 2.1202 | 2.3009 | 0.94348 | 0 | 13.9025 | 27.7357 | 0 | 27.7357 | 0.2279% | CZ 1AWHT | 0 | 0 | 0 | 0 | 0 | 0 | 0 | 0 |  |  | 0.2279% | CZ 1AWHT | 0.0033308 | 0 | 0 | 0 | 0 | 9.2382 | 0 | 9.2415 |  |  | 0.2279% | CZ 1AWHT | 0.0033642 | 23.966 | 6.0003 | 6.5115 | 2.67 | 9.3306 | 39.3441 | 87.8259 | 0 | 87.8259 | 0.2279% | CZ 1AWHT | 2.4634e-07 | 0.0017348 | 0.00043434 | 0.00047135 | 0.00019328 | 0.00068323 | 0.002848 | 0.0063653 | 0 | 0.0063653 | 0.2279%
CZ 2AWH | 0.072366 | 0.30996 | 0.089861 | 0.10811 | 0.044619 | 0.30956 | 0.65325 | 1.5877 | 0 | 1.5877 | 4.746% | CZ 2AWH | 2.4214 | 6.6184 | 1.9188 | 2.3085 | 0.95274 | 10.3579 | 13.9486 | 38.5263 | 0 | 38.5263 | 4.746% | CZ 2AWH | 0 | 6.6184 | 1.9188 | 2.3085 | 0.95274 | 0 | 13.9486 | 25.747 | 0 | 25.747 | 4.746% | CZ 2AWH | 0 | 0 | 0 | 0 | 0 | 0 | 0 | 0 |  |  | 4.746% | CZ 2AWH | 2.4214 | 0 | 0 | 0 | 0 | 10.3579 | 0 | 12.7794 |  |  | 4.746% | CZ 2AWH | 2.4456 | 18.73 | 5.4301 | 6.533 | 2.6962 | 10.4615 | 39.4745 | 85.7711 | 0 | 85.7711 | 4.746% | CZ 2AWH | 0.00017908 | 0.0013558 | 0.00039307 | 0.00047291 | 0.00019517 | 0.00076605 | 0.0028575 | 0.0062196 | 0 | 0.0062196 | 4.746%
CZ 2B | 0.089362 | 0.27993 | 0.092573 | 0.10738 | 0.043729 | 0.30562 | 0.64882 | 1.5674 | 0 | 1.5674 | 0.01534% | CZ 2B | 2.9901 | 5.9773 | 1.9767 | 2.2929 | 0.93373 | 10.2261 | 13.854 | 38.2509 | 0 | 38.2509 | 0.01534% | CZ 2B | 0 | 5.9773 | 1.9767 | 2.2929 | 0.93373 | 0 | 13.854 | 25.0346 | 0 | 25.0346 | 0.01534% | CZ 2B | 0 | 0 | 0 | 0 | 0 | 0 | 0 | 0 |  |  | 0.01534% | CZ 2B | 2.9901 | 0 | 0 | 0 | 0 | 10.2261 | 0 | 13.2162 |  |  | 0.01534% | CZ 2B | 3.02 | 16.9158 | 5.594 | 6.4889 | 2.6425 | 10.3284 | 39.2068 | 84.1964 | 0 | 84.1964 | 0.01534% | CZ 2B | 0.00022114 | 0.0012245 | 0.00040493 | 0.00046972 | 0.00019128 | 0.0007563 | 0.0028381 | 0.006106 | 0 | 0.006106 | 0.01534%
CZ 3A | 0.28953 | 0.18096 | 0.077631 | 0.10736 | 0.043696 | 0.35409 | 0.64866 | 1.7019 | 0 | 1.7019 | 5.129% | CZ 3A | 9.6879 | 3.8639 | 1.6576 | 2.2923 | 0.93303 | 11.848 | 13.8505 | 44.1332 | 0 | 44.1332 | 5.129% | CZ 3A | 0 | 3.8639 | 1.6576 | 2.2923 | 0.93303 | 0 | 13.8505 | 22.5973 | 0 | 22.5973 | 5.129% | CZ 3A | 0 | 0 | 0 | 0 | 0 | 0 | 0 | 0 |  |  | 5.129% | CZ 3A | 9.6879 | 0 | 0 | 0 | 0 | 11.848 | 0 | 21.5359 |  |  | 5.129% | CZ 3A | 9.7848 | 10.9347 | 4.691 | 6.4873 | 2.6405 | 11.9665 | 39.1969 | 85.7017 | 0 | 85.7017 | 5.129% | CZ 3A | 0.00071649 | 0.00079154 | 0.00033957 | 0.0004696 | 0.00019114 | 0.00087625 | 0.0028374 | 0.006222 | 0 | 0.006222 | 5.129%
CZ 3AWH | 0.2048 | 0.21315 | 0.079803 | 0.10765 | 0.044054 | 0.34375 | 0.65044 | 1.6436 | 0 | 1.6436 | 0.6959% | CZ 3AWH | 6.8526 | 4.5513 | 1.704 | 2.2986 | 0.94066 | 11.5022 | 13.8885 | 41.7378 | 0 | 41.7378 | 0.6959% | CZ 3AWH | 0 | 4.5513 | 1.704 | 2.2986 | 0.94066 | 0 | 13.8885 | 23.383 | 0 | 23.383 | 0.6959% | CZ 3AWH | 0 | 0 | 0 | 0 | 0 | 0 | 0 | 0 |  |  | 0.6959% | CZ 3AWH | 6.8526 | 0 | 0 | 0 | 0 | 11.5022 | 0 | 18.3548 |  |  | 0.6959% | CZ 3AWH | 6.9211 | 12.8801 | 4.8223 | 6.505 | 2.6621 | 11.6172 | 39.3044 | 84.7122 | 0 | 84.7122 | 0.6959% | CZ 3AWH | 0.0005068 | 0.00093236 | 0.00034907 | 0.00047088 | 0.0001927 | 0.00085067 | 0.0028451 | 0.0061476 | 0 | 0.0061476 | 0.6959%
CZ 3B | 0.17906 | 0.19536 | 0.085117 | 0.10738 | 0.043729 | 0.34134 | 0.64882 | 1.6008 | 0 | 1.6008 | 4.372% | CZ 3B | 5.9915 | 4.1715 | 1.8175 | 2.2929 | 0.93373 | 11.4215 | 13.854 | 40.4826 | 0 | 40.4826 | 4.372% | CZ 3B | 0 | 4.1715 | 1.8175 | 2.2929 | 0.93373 | 0 | 13.854 | 23.0696 | 0 | 23.0696 | 4.372% | CZ 3B | 0 | 0 | 0 | 0 | 0 | 0 | 0 | 0 |  |  | 4.372% | CZ 3B | 5.9915 | 0 | 0 | 0 | 0 | 11.4215 | 0 | 17.413 |  |  | 4.372% | CZ 3B | 6.0515 | 11.8054 | 5.1434 | 6.4889 | 2.6425 | 11.5357 | 39.2068 | 82.8742 | 0 | 82.8742 | 4.372% | CZ 3B | 0.00044312 | 0.00085456 | 0.00037232 | 0.00046972 | 0.00019128 | 0.00084471 | 0.0028381 | 0.0060138 | 0 | 0.0060138 | 4.372%
CZ 3C | 0.07949 | 0.090012 | 0.061532 | 0.10738 | 0.043729 | 0.3597 | 0.64882 | 1.3907 | 0 | 1.3907 | 2.044% | CZ 3C | 2.6598 | 1.922 | 1.3139 | 2.2929 | 0.93373 | 12.0359 | 13.854 | 35.0122 | 0 | 35.0122 | 2.044% | CZ 3C | 0 | 1.922 | 1.3139 | 2.2929 | 0.93373 | 0 | 13.854 | 20.3165 | 0 | 20.3165 | 2.044% | CZ 3C | 0 | 0 | 0 | 0 | 0 | 0 | 0 | 0 |  |  | 2.044% | CZ 3C | 2.6598 | 0 | 0 | 0 | 0 | 12.0359 | 0 | 14.6957 |  |  | 2.044% | CZ 3C | 2.6864 | 5.4392 | 3.7182 | 6.4889 | 2.6425 | 12.1563 | 39.2068 | 72.3383 | 0 | 72.3383 | 2.044% | CZ 3C | 0.00019671 | 0.00039373 | 0.00026915 | 0.00046972 | 0.00019128 | 0.00089015 | 0.0028381 | 0.0052488 | 0 | 0.0052488 | 2.044%
CZ 4A | 0.49909 | 0.12042 | 0.072238 | 0.103 | 0.038377 | 0.34606 | 0.62218 | 1.8014 | 0 | 1.8014 | 38.79% | CZ 4A | 16.6998 | 2.5713 | 1.5425 | 2.1992 | 0.81946 | 11.5793 | 13.2852 | 48.6967 | 0 | 48.6967 | 38.79% | CZ 4A | 0 | 2.5713 | 1.5425 | 2.1992 | 0.81946 | 0 | 13.2852 | 20.4177 | 0 | 20.4177 | 38.79% | CZ 4A | 0 | 0 | 0 | 0 | 0 | 0 | 0 | 0 |  |  | 38.79% | CZ 4A | 16.6998 | 0 | 0 | 0 | 0 | 11.5793 | 0 | 28.279 |  |  | 38.79% | CZ 4A | 16.8668 | 7.2769 | 4.3652 | 6.2238 | 2.3191 | 11.6951 | 37.5972 | 86.3439 | 0 | 86.3439 | 38.79% | CZ 4A | 0.0012351 | 0.00052675 | 0.00031598 | 0.00045053 | 0.00016787 | 0.00085638 | 0.0027216 | 0.0062742 | 0 | 0.0062742 | 38.79%
CZ 4B | 0.28724 | 0.13822 | 0.083241 | 0.10738 | 0.043729 | 0.38259 | 0.64882 | 1.6912 | 0 | 1.6912 | 0.00612% | CZ 4B | 9.6113 | 2.9513 | 1.7774 | 2.2929 | 0.93373 | 12.8017 | 13.854 | 44.2224 | 0 | 44.2224 | 0.00612% | CZ 4B | 0 | 2.9513 | 1.7774 | 2.2929 | 0.93373 | 0 | 13.854 | 21.8093 | 0 | 21.8093 | 0.00612% | CZ 4B | 0 | 0 | 0 | 0 | 0 | 0 | 0 | 0 |  |  | 0.00612% | CZ 4B | 9.6113 | 0 | 0 | 0 | 0 | 12.8017 | 0 | 22.413 |  |  | 0.00612% | CZ 4B | 9.7075 | 8.3522 | 5.0301 | 6.4889 | 2.6425 | 12.9297 | 39.2068 | 84.3576 | 0 | 84.3576 | 0.00612% | CZ 4B | 0.00071083 | 0.00060459 | 0.00036411 | 0.00046972 | 0.00019128 | 0.00094678 | 0.0028381 | 0.0061254 | 0 | 0.0061254 | 0.00612%
CZ 4C | 0.31754 | 0.055738 | 0.061161 | 0.10776 | 0.044183 | 0.41083 | 0.65108 | 1.6483 | 0 | 1.6483 | 3.337% | CZ 4C | 10.6251 | 1.1902 | 1.3059 | 2.3009 | 0.94343 | 13.7467 | 13.9023 | 44.0145 | 0 | 44.0145 | 3.337% | CZ 4C | 0 | 1.1902 | 1.3059 | 2.3009 | 0.94343 | 0 | 13.9023 | 19.6427 | 0 | 19.6427 | 3.337% | CZ 4C | 0 | 0 | 0 | 0 | 0 | 0 | 0 | 0 |  |  | 3.337% | CZ 4C | 10.6251 | 0 | 0 | 0 | 0 | 13.7467 | 0 | 24.3718 |  |  | 3.337% | CZ 4C | 10.7313 | 3.3681 | 3.6958 | 6.5114 | 2.6699 | 13.8842 | 39.3434 | 80.2043 | 0 | 80.2043 | 3.337% | CZ 4C | 0.00078581 | 0.00024381 | 0.00026753 | 0.00047135 | 0.00019327 | 0.0010167 | 0.002848 | 0.0058264 | 0 | 0.0058264 | 3.337%
CZ 5A | 0.65247 | 0.075562 | 0.070228 | 0.10363 | 0.039147 | 0.38293 | 0.62601 | 1.95 | 0 | 1.95 | 34.31% | CZ 5A | 21.832 | 1.6134 | 1.4995 | 2.2127 | 0.83588 | 12.813 | 13.367 | 54.1735 | 0 | 54.1735 | 34.31% | CZ 5A | 0 | 1.6134 | 1.4995 | 2.2127 | 0.83588 | 0 | 13.367 | 19.5285 | 0 | 19.5285 | 34.31% | CZ 5A | 0 | 0 | 0 | 0 | 0 | 0 | 0 | 0 |  |  | 34.31% | CZ 5A | 21.832 | 0 | 0 | 0 | 0 | 12.813 | 0 | 34.645 |  |  | 34.31% | CZ 5A | 22.0503 | 4.566 | 4.2437 | 6.2619 | 2.3655 | 12.9411 | 37.8285 | 90.2571 | 0 | 90.2571 | 34.31% | CZ 5A | 0.0016146 | 0.00033052 | 0.00030719 | 0.00045328 | 0.00017124 | 0.00094762 | 0.0027383 | 0.0065628 | 0 | 0.0065628 | 34.31%
CZ 5B | 0.44264 | 0.10815 | 0.081788 | 0.10775 | 0.044179 | 0.42211 | 0.65106 | 1.8577 | 0 | 1.8577 | 0.377% | CZ 5B | 14.8111 | 2.3093 | 1.7464 | 2.3008 | 0.94333 | 14.1242 | 13.9018 | 50.1368 | 0 | 50.1368 | 0.377% | CZ 5B | 0 | 2.3093 | 1.7464 | 2.3008 | 0.94333 | 0 | 13.9018 | 21.2015 | 0 | 21.2015 | 0.377% | CZ 5B | 0 | 0 | 0 | 0 | 0 | 0 | 0 | 0 |  |  | 0.377% | CZ 5B | 14.8111 | 0 | 0 | 0 | 0 | 14.1242 | 0 | 28.9352 |  |  | 0.377% | CZ 5B | 14.9592 | 6.5352 | 4.9423 | 6.5112 | 2.6696 | 14.2654 | 39.3421 | 89.225 | 0 | 89.225 | 0.377% | CZ 5B | 0.0010954 | 0.00047307 | 0.00035776 | 0.00047133 | 0.00019325 | 0.0010446 | 0.0028479 | 0.0064833 | 0 | 0.0064833 | 0.377%
CZ 5C | 0.36262 | 0.034623 | 0.059788 | 0.10776 | 0.044186 | 0.43028 | 0.65109 | 1.6903 | 0 | 1.6903 | 0.04425% | CZ 5C | 12.1336 | 0.73929 | 1.2766 | 2.3009 | 0.94348 | 14.3974 | 13.9025 | 45.6938 | 0 | 45.6938 | 0.04425% | CZ 5C | 0 | 0.73929 | 1.2766 | 2.3009 | 0.94348 | 0 | 13.9025 | 19.1628 | 0 | 19.1628 | 0.04425% | CZ 5C | 0 | 0 | 0 | 0 | 0 | 0 | 0 | 0 |  |  | 0.04425% | CZ 5C | 12.1336 | 0 | 0 | 0 | 0 | 14.3974 | 0 | 26.5309 |  |  | 0.04425% | CZ 5C | 12.2549 | 2.0922 | 3.6129 | 6.5115 | 2.67 | 14.5414 | 39.3441 | 81.027 | 0 | 81.027 | 0.04425% | CZ 5C | 0.00089737 | 0.00015145 | 0.00026153 | 0.00047135 | 0.00019328 | 0.0010648 | 0.002848 | 0.0058878 | 0 | 0.0058878 | 0.04425%
CZ 6A | 0.89637 | 0.087382 | 0.078747 | 0.10575 | 0.041732 | 0.43161 | 0.63888 | 2.2805 | 0 | 2.2805 | 3.992% | CZ 6A | 29.9932 | 1.8658 | 1.6815 | 2.2579 | 0.89109 | 14.442 | 13.6418 | 64.7733 | 0 | 64.7733 | 3.992% | CZ 6A | 0 | 1.8658 | 1.6815 | 2.2579 | 0.89109 | 0 | 13.6418 | 20.3381 | 0 | 20.3381 | 3.992% | CZ 6A | 0 | 0 | 0 | 0 | 0 | 0 | 0 | 0 |  |  | 3.992% | CZ 6A | 29.9932 | 0 | 0 | 0 | 0 | 14.442 | 0 | 44.4352 |  |  | 3.992% | CZ 6A | 30.2931 | 5.2803 | 4.7585 | 6.39 | 2.5218 | 14.5865 | 38.6062 | 102.4363 | 0 | 102.4363 | 3.992% | CZ 6A | 0.0022182 | 0.00038223 | 0.00034446 | 0.00046256 | 0.00018255 | 0.0010681 | 0.0027946 | 0.0074527 | 0 | 0.0074527 | 3.992%
CZ 6B | 0.7025 | 0.067518 | 0.077478 | 0.10747 | 0.043839 | 0.44735 | 0.64937 | 2.0955 | 0 | 2.0955 | 0.001503% | CZ 6B | 23.506 | 1.4417 | 1.6543 | 2.2948 | 0.93608 | 14.9687 | 13.8657 | 58.6673 | 0 | 58.6673 | 0.001503% | CZ 6B | 0 | 1.4417 | 1.6543 | 2.2948 | 0.93608 | 0 | 13.8657 | 20.1926 | 0 | 20.1926 | 0.001503% | CZ 6B | 0 | 0 | 0 | 0 | 0 | 0 | 0 | 0 |  |  | 0.001503% | CZ 6B | 23.506 | 0 | 0 | 0 | 0 | 14.9687 | 0 | 38.4747 |  |  | 0.001503% | CZ 6B | 23.7411 | 4.0799 | 4.6818 | 6.4944 | 2.6491 | 15.1184 | 39.2399 | 96.0046 | 0 | 96.0046 | 0.001503% | CZ 6B | 0.0017385 | 0.00029534 | 0.0003389 | 0.00047011 | 0.00019176 | 0.001107 | 0.0028405 | 0.0069821 | 0 | 0.0069821 | 0.001503%
CZ 7 | 1.0896 | 0.06899 | 0.080531 | 0.10725 | 0.043565 | 0.47976 | 0.64801 | 2.5177 | 0 | 2.5177 | 0.05322% | CZ 7 | 36.4593 | 1.4731 | 1.7195 | 2.29 | 0.93023 | 16.0531 | 13.8366 | 72.7619 | 0 | 72.7619 | 0.05322% | CZ 7 | 0 | 1.4731 | 1.7195 | 2.29 | 0.93023 | 0 | 13.8366 | 20.2495 | 0 | 20.2495 | 0.05322% | CZ 7 | 0 | 0 | 0 | 0 | 0 | 0 | 0 | 0 |  |  | 0.05322% | CZ 7 | 36.4593 | 0 | 0 | 0 | 0 | 16.0531 | 0 | 52.5124 |  |  | 0.05322% | CZ 7 | 36.8239 | 4.1689 | 4.8663 | 6.4808 | 2.6326 | 16.2136 | 39.1576 | 110.3437 | 0 | 110.3437 | 0.05322% | CZ 7 | 0.0026964 | 0.00030178 | 0.00035226 | 0.00046913 | 0.00019056 | 0.0011872 | 0.0028345 | 0.0080319 | 0 | 0.0080319 | 0.05322%
CZ 8 | 1.4904 | 0.038129 | 0.087017 | 0.10776 | 0.044186 | 0.52659 | 0.65109 | 2.9452 | 0 | 2.9452 | 0.001557% | CZ 8 | 49.8695 | 0.81415 | 1.858 | 2.3009 | 0.94348 | 17.6202 | 13.9025 | 87.3087 | 0 | 87.3087 | 0.001557% | CZ 8 | 0 | 0.81415 | 1.858 | 2.3009 | 0.94348 | 0 | 13.9025 | 19.8191 | 0 | 19.8191 | 0.001557% | CZ 8 | 0 | 0 | 0 | 0 | 0 | 0 | 0 | 0 |  |  | 0.001557% | CZ 8 | 49.8695 | 0 | 0 | 0 | 0 | 17.6202 | 0 | 67.4897 |  |  | 0.001557% | CZ 8 | 50.3682 | 2.304 | 5.2582 | 6.5115 | 2.67 | 17.7964 | 39.3441 | 124.2525 | 0 | 124.2525 | 0.001557% | CZ 8 | 0.0036882 | 0.00016678 | 0.00038063 | 0.00047135 | 0.00019328 | 0.0013031 | 0.002848 | 0.0090514 | 0 | 0.0090514 | 0.001557%
US Weighted | 0.50298 | 0.12033 | 0.073345 | 0.10429 | 0.039957 | 0.36225 | 0.63004 | 1.8332 | 0 | 1.8332 | 100% | US Weighted | 16.8298 | 2.5693 | 1.5661 | 2.2269 | 0.85318 | 12.121 | 13.4531 | 49.6193 | 0 | 49.6193 | 100% | US Weighted | 0 | 2.5693 | 1.5661 | 2.2269 | 0.85318 | 0 | 13.4531 | 20.6685 | 0 | 20.6685 | 100% | US Weighted | 0 | 0 | 0 | 0 | 0 | 0 | 0 | 0 |  |  | 100% | US Weighted | 16.8298 | 0 | 0 | 0 | 0 | 12.121 | 0 | 28.9508 |  |  | 100% | US Weighted | 16.9981 | 7.271 | 4.4321 | 6.302 | 2.4145 | 12.2422 | 38.0721 | 87.7321 | 0 | 87.7321 | 100% | US Weighted | 0.0012447 | 0.00052633 | 0.00032083 | 0.00045619 | 0.00017478 | 0.00089644 | 0.0027559 | 0.0063752 | 0 | 0.0063752 | 100%
Energy Cost Index ($/sq ft/yr) for IECC-Res 2006 | [10 empty] | Multifamily - Oil Furnace | Site Energy Use Intensity (kBtu/sq ft/yr) for IECC-Res 2006 | [10 empty] | Multifamily - Oil Furnace | Electric Use Intensity (kBtu/sq ft/yr) for IECC-Res 2006 | [10 empty] | Multifamily - Oil Furnace | Gas Use Intensity (kBtu/sq ft/yr) for IECC-Res 2006 | [10 empty] | Multifamily - Oil Furnace | Oil Use Intensity (kBtu/sq ft/yr) for IECC-Res 2006 | [10 empty] | Multifamily - Oil Furnace | Source Energy Use Index (kBtu/sq ft/yr) for IECC-Res 2006 | [10 empty] | Multifamily - Oil Furnace | Carbon Emissions (ton/sq ft/yr) for IECC-Res 2006 | [10 empty] | Multifamily - Oil Furnace
Costs: Electricity: $0.1598/kWh ¦ Natural Gas: $1.391/therm ¦ Oil: $4.1392/gal | [9 empty] | Prototype Floor Area (sq ft): | 21600 | [10 empty] | Prototype Floor Area (sq ft): | 21600 | [10 empty] | Prototype Floor Area (sq ft): | 21600 | [10 empty] | Prototype Floor Area (sq ft): | 21600 | [10 empty] | Prototype Floor Area (sq ft): | 21600 | Site-to-Source Factors: Electricity: 2.83 ¦ Natural Gas: 1.1 ¦ Oil: 1.01 | [9 empty] | Prototype Floor Area (sq ft): | 21600 | Conversion [ton/kBtu]: Electricity: 4,881 ¦ Natural Gas: 18,863 ¦ Oil: 13,521 | [9 empty] | Prototype Floor Area (sq ft): | 21600
IECC-Res 2006 | Heat | Cool | Fans_Aux | Lgt_Int | Lgt_Ext | DHW | Appls | Total | PV | Net_Total | Weight | IECC-Res 2006 | Heat | Cool | Fans_Aux | Lgt_Int | Lgt_Ext | DHW | Appls | Total | PV | Net_Total | Weight | IECC-Res 2006 | Heat | Cool | Fans_Aux | Lgt_Int | Lgt_Ext | DHW | Appls | Total | PV | Net_Total | Weight | IECC-Res 2006 | Heat | Cool | Fans_Aux | Lgt_Int | Lgt_Ext | DHW | Appls | Total | PV | Net_Total | Weight | IECC-Res 2006 | Heat | Cool | Fans_Aux | Lgt_Int | Lgt_Ext | DHW | Appls | Total | PV | Net_Total | Weight | IECC-Res 2006 | Heat | Cool | Fans_Aux | Lgt_Int | Lgt_Ext | DHW | Appls | Total | PV | Net_Total | Weight | IECC-Res 2006 | Heat | Cool | Fans_Aux | Lgt_Int | Lgt_Ext | DHW | Appls | Total | PV | Net_Total | Weight
CZ 1AWH | 0.014548 | 0.41798 | 0.10364 | 0.13112 | 0.044652 | 0.28349 | 0.65341 | 1.6488 | 0 | 1.6488 | 1.857% | CZ 1AWH | 0.4868 | 8.9249 | 2.213 | 2.7997 | 0.95343 | 9.4858 | 13.9521 | 38.8157 | 0 | 38.8157 | 1.857% | CZ 1AWH | 0 | 8.9249 | 2.213 | 2.7997 | 0.95343 | 0 | 13.9521 | 28.8431 | 0 | 28.8431 | 1.857% | CZ 1AWH | 0 | 0 | 0 | 0 | 0 | 0 | 0 | 0 |  |  | 1.857% | CZ 1AWH | 0.4868 | 0 | 0 | 0 | 0 | 9.4858 | 0 | 9.9726 |  |  | 1.857% | CZ 1AWH | 0.49167 | 25.2576 | 6.2629 | 7.9231 | 2.6982 | 9.5806 | 39.4843 | 91.6984 | 0 | 91.6984 | 1.857% | CZ 1AWH | 3.6002e-05 | 0.0018283 | 0.00045336 | 0.00057353 | 0.00019532 | 0.00070155 | 0.0028582 | 0.0066463 | 0 | 0.0066463 | 1.857%
CZ 1AWHT | 9.3163e-05 | 0.42961 | 0.10446 | 0.13065 | 0.044186 | 0.27609 | 0.65109 | 1.6362 | 0 | 1.6362 | 0.2279% | CZ 1AWHT | 0.0031173 | 9.1733 | 2.2306 | 2.7898 | 0.94348 | 9.2381 | 13.9025 | 38.2809 | 0 | 38.2809 | 0.2279% | CZ 1AWHT | 0 | 9.1733 | 2.2306 | 2.7898 | 0.94348 | 0 | 13.9025 | 29.0397 | 0 | 29.0397 | 0.2279% | CZ 1AWHT | 0 | 0 | 0 | 0 | 0 | 0 | 0 | 0 |  |  | 0.2279% | CZ 1AWHT | 0.0031173 | 0 | 0 | 0 | 0 | 9.2381 | 0 | 9.2412 |  |  | 0.2279% | CZ 1AWHT | 0.0031485 | 25.9605 | 6.3126 | 7.895 | 2.67 | 9.3305 | 39.3441 | 91.5159 | 0 | 91.5159 | 0.2279% | CZ 1AWHT | 2.3055e-07 | 0.0018792 | 0.00045695 | 0.0005715 | 0.00019328 | 0.00068323 | 0.002848 | 0.0066324 | 0 | 0.0066324 | 0.2279%
CZ 2AWH | 0.076632 | 0.34059 | 0.0952 | 0.13108 | 0.044619 | 0.30954 | 0.65325 | 1.6509 | 0 | 1.6509 | 4.746% | CZ 2AWH | 2.5642 | 7.2725 | 2.0328 | 2.799 | 0.95274 | 10.3573 | 13.9486 | 39.9271 | 0 | 39.9271 | 4.746% | CZ 2AWH | 0 | 7.2725 | 2.0328 | 2.799 | 0.95274 | 0 | 13.9486 | 27.0056 | 0 | 27.0056 | 4.746% | CZ 2AWH | 0 | 0 | 0 | 0 | 0 | 0 | 0 | 0 |  |  | 4.746% | CZ 2AWH | 2.5642 | 0 | 0 | 0 | 0 | 10.3573 | 0 | 12.9215 |  |  | 4.746% | CZ 2AWH | 2.5898 | 20.5813 | 5.7527 | 7.9211 | 2.6962 | 10.4609 | 39.4745 | 89.4766 | 0 | 89.4766 | 4.746% | CZ 2AWH | 0.00018964 | 0.0014898 | 0.00041643 | 0.00057339 | 0.00019517 | 0.000766 | 0.0028575 | 0.0064879 | 0 | 0.0064879 | 4.746%
CZ 2B | 0.096105 | 0.31158 | 0.099387 | 0.1302 | 0.043729 | 0.30559 | 0.64882 | 1.6354 | 0 | 1.6354 | 0.01534% | CZ 2B | 3.2157 | 6.653 | 2.1222 | 2.7801 | 0.93373 | 10.2251 | 13.854 | 39.7839 | 0 | 39.7839 | 0.01534% | CZ 2B | 0 | 6.653 | 2.1222 | 2.7801 | 0.93373 | 0 | 13.854 | 26.343 | 0 | 26.343 | 0.01534% | CZ 2B | 0 | 0 | 0 | 0 | 0 | 0 | 0 | 0 |  |  | 0.01534% | CZ 2B | 3.2157 | 0 | 0 | 0 | 0 | 10.2251 | 0 | 13.4408 |  |  | 0.01534% | CZ 2B | 3.2479 | 18.8281 | 6.0058 | 7.8676 | 2.6425 | 10.3274 | 39.2068 | 88.126 | 0 | 88.126 | 0.01534% | CZ 2B | 0.00023783 | 0.0013629 | 0.00043474 | 0.00056952 | 0.00019128 | 0.00075623 | 0.0028381 | 0.0063906 | 0 | 0.0063906 | 0.01534%
CZ 3A | 0.32299 | 0.19845 | 0.082158 | 0.13017 | 0.043696 | 0.35411 | 0.64866 | 1.7802 | 0 | 1.7802 | 5.129% | CZ 3A | 10.8073 | 4.2375 | 1.7543 | 2.7794 | 0.93303 | 11.8487 | 13.8505 | 46.2108 | 0 | 46.2108 | 5.129% | CZ 3A | 0 | 4.2375 | 1.7543 | 2.7794 | 0.93303 | 0 | 13.8505 | 23.5547 | 0 | 23.5547 | 5.129% | CZ 3A | 0 | 0 | 0 | 0 | 0 | 0 | 0 | 0 |  |  | 5.129% | CZ 3A | 10.8073 | 0 | 0 | 0 | 0 | 11.8487 | 0 | 22.6561 |  |  | 5.129% | CZ 3A | 10.9154 | 11.9921 | 4.9646 | 7.8657 | 2.6405 | 11.9672 | 39.1969 | 89.5425 | 0 | 89.5425 | 5.129% | CZ 3A | 0.00079929 | 0.00086808 | 0.00035938 | 0.00056938 | 0.00019114 | 0.00087631 | 0.0028374 | 0.0065009 | 0 | 0.0065009 | 5.129%
CZ 3AWH | 0.22718 | 0.2331 | 0.084298 | 0.13052 | 0.044054 | 0.34378 | 0.65044 | 1.7134 | 0 | 1.7134 | 0.6959% | CZ 3AWH | 7.6016 | 4.9772 | 1.8 | 2.787 | 0.94066 | 11.503 | 13.8885 | 43.4978 | 0 | 43.4978 | 0.6959% | CZ 3AWH | 0 | 4.9772 | 1.8 | 2.787 | 0.94066 | 0 | 13.8885 | 24.3933 | 0 | 24.3933 | 0.6959% | CZ 3AWH | 0 | 0 | 0 | 0 | 0 | 0 | 0 | 0 |  |  | 0.6959% | CZ 3AWH | 7.6016 | 0 | 0 | 0 | 0 | 11.503 | 0 | 19.1046 |  |  | 0.6959% | CZ 3AWH | 7.6776 | 14.0854 | 5.0939 | 7.8871 | 2.6621 | 11.618 | 39.3044 | 88.3286 | 0 | 88.3286 | 0.6959% | CZ 3AWH | 0.00056219 | 0.0010196 | 0.00036874 | 0.00057093 | 0.0001927 | 0.00085074 | 0.0028451 | 0.0064101 | 0 | 0.0064101 | 0.6959%
CZ 3B | 0.20113 | 0.21596 | 0.090958 | 0.1302 | 0.043729 | 0.34135 | 0.64882 | 1.6721 | 0 | 1.6721 | 4.372% | CZ 3B | 6.7298 | 4.6112 | 1.9422 | 2.7801 | 0.93373 | 11.4217 | 13.854 | 42.2727 | 0 | 42.2727 | 4.372% | CZ 3B | 0 | 4.6112 | 1.9422 | 2.7801 | 0.93373 | 0 | 13.854 | 24.1212 | 0 | 24.1212 | 4.372% | CZ 3B | 0 | 0 | 0 | 0 | 0 | 0 | 0 | 0 |  |  | 4.372% | CZ 3B | 6.7298 | 0 | 0 | 0 | 0 | 11.4217 | 0 | 18.1515 |  |  | 4.372% | CZ 3B | 6.7971 | 13.0498 | 5.4964 | 7.8676 | 2.6425 | 11.5359 | 39.2068 | 86.5961 | 0 | 86.5961 | 4.372% | CZ 3B | 0.00049772 | 0.00094464 | 0.00039787 | 0.00056952 | 0.00019128 | 0.00084472 | 0.0028381 | 0.0062838 | 0 | 0.0062838 | 4.372%
CZ 3C | 0.094292 | 0.10296 | 0.065623 | 0.1302 | 0.043729 | 0.35976 | 0.64882 | 1.4454 | 0 | 1.4454 | 2.044% | CZ 3C | 3.155 | 2.1986 | 1.4012 | 2.7801 | 0.93373 | 12.0379 | 13.854 | 36.3605 | 0 | 36.3605 | 2.044% | CZ 3C | 0 | 2.1986 | 1.4012 | 2.7801 | 0.93373 | 0 | 13.854 | 21.1676 | 0 | 21.1676 | 2.044% | CZ 3C | 0 | 0 | 0 | 0 | 0 | 0 | 0 | 0 |  |  | 2.044% | CZ 3C | 3.155 | 0 | 0 | 0 | 0 | 12.0379 | 0 | 15.193 |  |  | 2.044% | CZ 3C | 3.1866 | 6.2219 | 3.9655 | 7.8676 | 2.6425 | 12.1583 | 39.2068 | 75.2492 | 0 | 75.2492 | 2.044% | CZ 3C | 0.00023334 | 0.00045039 | 0.00028705 | 0.00056952 | 0.00019128 | 0.0008903 | 0.0028381 | 0.00546 | 0 | 0.00546 | 2.044%
CZ 4A | 0.54406 | 0.12173 | 0.073732 | 0.12488 | 0.038377 | 0.34611 | 0.62218 | 1.8711 | 0 | 1.8711 | 38.79% | CZ 4A | 18.2047 | 2.5993 | 1.5744 | 2.6665 | 0.81946 | 11.5809 | 13.2852 | 50.7305 | 0 | 50.7305 | 38.79% | CZ 4A | 0 | 2.5993 | 1.5744 | 2.6665 | 0.81946 | 0 | 13.2852 | 20.9449 | 0 | 20.9449 | 38.79% | CZ 4A | 0 | 0 | 0 | 0 | 0 | 0 | 0 | 0 |  |  | 38.79% | CZ 4A | 18.2047 | 0 | 0 | 0 | 0 | 11.5809 | 0 | 29.7856 |  |  | 38.79% | CZ 4A | 18.3867 | 7.3561 | 4.4554 | 7.5462 | 2.3191 | 11.6967 | 37.5972 | 89.3575 | 0 | 89.3575 | 38.79% | CZ 4A | 0.0013464 | 0.00053249 | 0.00032252 | 0.00054625 | 0.00016787 | 0.0008565 | 0.0027216 | 0.0064936 | 0 | 0.0064936 | 38.79%
CZ 4B | 0.31559 | 0.13887 | 0.084575 | 0.1302 | 0.043729 | 0.38267 | 0.64882 | 1.7445 | 0 | 1.7445 | 0.00612% | CZ 4B | 10.5599 | 2.9652 | 1.8059 | 2.7801 | 0.93373 | 12.8044 | 13.854 | 45.7032 | 0 | 45.7032 | 0.00612% | CZ 4B | 0 | 2.9652 | 1.8059 | 2.7801 | 0.93373 | 0 | 13.854 | 22.3389 | 0 | 22.3389 | 0.00612% | CZ 4B | 0 | 0 | 0 | 0 | 0 | 0 | 0 | 0 |  |  | 0.00612% | CZ 4B | 10.5599 | 0 | 0 | 0 | 0 | 12.8044 | 0 | 23.3643 |  |  | 0.00612% | CZ 4B | 10.6655 | 8.3916 | 5.1107 | 7.8676 | 2.6425 | 12.9325 | 39.2068 | 86.8171 | 0 | 86.8171 | 0.00612% | CZ 4B | 0.00078099 | 0.00060745 | 0.00036995 | 0.00056952 | 0.00019128 | 0.00094698 | 0.0028381 | 0.0063043 | 0 | 0.0063043 | 0.00612%
CZ 4C | 0.3425 | 0.055977 | 0.062038 | 0.13065 | 0.044183 | 0.4109 | 0.65108 | 1.6973 | 0 | 1.6973 | 3.337% | CZ 4C | 11.4601 | 1.1953 | 1.3247 | 2.7897 | 0.94343 | 13.7488 | 13.9023 | 45.3643 | 0 | 45.3643 | 3.337% | CZ 4C | 0 | 1.1953 | 1.3247 | 2.7897 | 0.94343 | 0 | 13.9023 | 20.1553 | 0 | 20.1553 | 3.337% | CZ 4C | 0 | 0 | 0 | 0 | 0 | 0 | 0 | 0 |  |  | 3.337% | CZ 4C | 11.4601 | 0 | 0 | 0 | 0 | 13.7488 | 0 | 25.209 |  |  | 3.337% | CZ 4C | 11.5747 | 3.3826 | 3.7488 | 7.8949 | 2.6699 | 13.8863 | 39.3434 | 82.5007 | 0 | 82.5007 | 3.337% | CZ 4C | 0.00084756 | 0.00024486 | 0.00027137 | 0.00057149 | 0.00019327 | 0.0010168 | 0.002848 | 0.0059934 | 0 | 0.0059934 | 3.337%
CZ 5A | 0.70122 | 0.076681 | 0.071781 | 0.12564 | 0.039147 | 0.38297 | 0.62601 | 2.0234 | 0 | 2.0234 | 34.31% | CZ 5A | 23.4631 | 1.6373 | 1.5327 | 2.6828 | 0.83588 | 12.8143 | 13.367 | 56.3331 | 0 | 56.3331 | 34.31% | CZ 5A | 0 | 1.6373 | 1.5327 | 2.6828 | 0.83588 | 0 | 13.367 | 20.0557 | 0 | 20.0557 | 34.31% | CZ 5A | 0 | 0 | 0 | 0 | 0 | 0 | 0 | 0 |  |  | 34.31% | CZ 5A | 23.4631 | 0 | 0 | 0 | 0 | 12.8143 | 0 | 36.2774 |  |  | 34.31% | CZ 5A | 23.6977 | 4.6336 | 4.3375 | 7.5924 | 2.3655 | 12.9425 | 37.8285 | 93.3978 | 0 | 93.3978 | 34.31% | CZ 5A | 0.0017353 | 0.00033542 | 0.00031398 | 0.00054959 | 0.00017124 | 0.00094772 | 0.0027383 | 0.0067915 | 0 | 0.0067915 | 34.31%
CZ 5B | 0.47484 | 0.10968 | 0.083256 | 0.13065 | 0.044179 | 0.42215 | 0.65106 | 1.9158 | 0 | 1.9158 | 0.377% | CZ 5B | 15.8885 | 2.3419 | 1.7777 | 2.7896 | 0.94333 | 14.1254 | 13.9018 | 51.7683 | 0 | 51.7683 | 0.377% | CZ 5B | 0 | 2.3419 | 1.7777 | 2.7896 | 0.94333 | 0 | 13.9018 | 21.7544 | 0 | 21.7544 | 0.377% | CZ 5B | 0 | 0 | 0 | 0 | 0 | 0 | 0 | 0 |  |  | 0.377% | CZ 5B | 15.8885 | 0 | 0 | 0 | 0 | 14.1254 | 0 | 30.0139 |  |  | 0.377% | CZ 5B | 16.0474 | 6.6275 | 5.031 | 7.8946 | 2.6696 | 14.2667 | 39.3421 | 91.8789 | 0 | 91.8789 | 0.377% | CZ 5B | 0.0011751 | 0.00047975 | 0.00036418 | 0.00057147 | 0.00019325 | 0.0010447 | 0.0028479 | 0.0066763 | 0 | 0.0066763 | 0.377%
CZ 5C | 0.38873 | 0.034485 | 0.060634 | 0.13065 | 0.044186 | 0.43034 | 0.65109 | 1.7401 | 0 | 1.7401 | 0.04425% | CZ 5C | 13.0072 | 0.73634 | 1.2947 | 2.7898 | 0.94348 | 14.3995 | 13.9025 | 47.0736 | 0 | 47.0736 | 0.04425% | CZ 5C | 0 | 0.73634 | 1.2947 | 2.7898 | 0.94348 | 0 | 13.9025 | 19.6668 | 0 | 19.6668 | 0.04425% | CZ 5C | 0 | 0 | 0 | 0 | 0 | 0 | 0 | 0 |  |  | 0.04425% | CZ 5C | 13.0072 | 0 | 0 | 0 | 0 | 14.3995 | 0 | 27.4068 |  |  | 0.04425% | CZ 5C | 13.1373 | 2.0838 | 3.664 | 7.895 | 2.67 | 14.5435 | 39.3441 | 83.3378 | 0 | 83.3378 | 0.04425% | CZ 5C | 0.00096199 | 0.00015084 | 0.00026522 | 0.0005715 | 0.00019328 | 0.001065 | 0.002848 | 0.0060558 | 0 | 0.0060558 | 0.04425%
CZ 6A | 0.9645 | 0.088785 | 0.080851 | 0.12821 | 0.041732 | 0.43166 | 0.63888 | 2.3746 | 0 | 2.3746 | 3.992% | CZ 6A | 32.2729 | 1.8958 | 1.7264 | 2.7377 | 0.89109 | 14.4435 | 13.6418 | 67.6091 | 0 | 67.6091 | 3.992% | CZ 6A | 0 | 1.8958 | 1.7264 | 2.7377 | 0.89109 | 0 | 13.6418 | 20.8927 | 0 | 20.8927 | 3.992% | CZ 6A | 0 | 0 | 0 | 0 | 0 | 0 | 0 | 0 |  |  | 3.992% | CZ 6A | 32.2729 | 0 | 0 | 0 | 0 | 14.4435 | 0 | 46.7164 |  |  | 3.992% | CZ 6A | 32.5956 | 5.3651 | 4.8856 | 7.7477 | 2.5218 | 14.5879 | 38.6062 | 106.3099 | 0 | 106.3099 | 3.992% | CZ 6A | 0.0023868 | 0.00038837 | 0.00035366 | 0.00056084 | 0.00018255 | 0.0010682 | 0.0027946 | 0.007735 | 0 | 0.007735 | 3.992%
CZ 6B | 0.75522 | 0.068412 | 0.079276 | 0.13031 | 0.043839 | 0.4474 | 0.64937 | 2.1738 | 0 | 2.1738 | 0.001503% | CZ 6B | 25.27 | 1.4608 | 1.6927 | 2.7824 | 0.93608 | 14.9703 | 13.8657 | 60.9781 | 0 | 60.9781 | 0.001503% | CZ 6B | 0 | 1.4608 | 1.6927 | 2.7824 | 0.93608 | 0 | 13.8657 | 20.7377 | 0 | 20.7377 | 0.001503% | CZ 6B | 0 | 0 | 0 | 0 | 0 | 0 | 0 | 0 |  |  | 0.001503% | CZ 6B | 25.27 | 0 | 0 | 0 | 0 | 14.9703 | 0 | 40.2404 |  |  | 0.001503% | CZ 6B | 25.5227 | 4.134 | 4.7905 | 7.8742 | 2.6491 | 15.12 | 39.2399 | 99.3304 | 0 | 99.3304 | 0.001503% | CZ 6B | 0.0018689 | 0.00029925 | 0.00034677 | 0.00057 | 0.00019176 | 0.0011072 | 0.0028405 | 0.0072243 | 0 | 0.0072243 | 0.001503%
CZ 7 | 1.1506 | 0.06968 | 0.082333 | 0.13004 | 0.043565 | 0.4798 | 0.64801 | 2.604 | 0 | 2.604 | 0.05322% | CZ 7 | 38.4991 | 1.4878 | 1.758 | 2.7766 | 0.93023 | 16.0543 | 13.8366 | 75.3427 | 0 | 75.3427 | 0.05322% | CZ 7 | 0 | 1.4878 | 1.758 | 2.7766 | 0.93023 | 0 | 13.8366 | 20.7893 | 0 | 20.7893 | 0.05322% | CZ 7 | 0 | 0 | 0 | 0 | 0 | 0 | 0 | 0 |  |  | 0.05322% | CZ 7 | 38.4991 | 0 | 0 | 0 | 0 | 16.0543 | 0 | 54.5534 |  |  | 0.05322% | CZ 7 | 38.8841 | 4.2106 | 4.9752 | 7.8578 | 2.6326 | 16.2148 | 39.1576 | 113.9326 | 0 | 113.9326 | 0.05322% | CZ 7 | 0.0028473 | 0.0003048 | 0.00036014 | 0.00056881 | 0.00019056 | 0.0011873 | 0.0028345 | 0.0082935 | 0 | 0.0082935 | 0.05322%
CZ 8 | 1.5676 | 0.038099 | 0.089319 | 0.13065 | 0.044186 | 0.52663 | 0.65109 | 3.0476 | 0 | 3.0476 | 0.001557% | CZ 8 | 52.4525 | 0.81351 | 1.9072 | 2.7898 | 0.94348 | 17.6214 | 13.9025 | 90.4303 | 0 | 90.4303 | 0.001557% | CZ 8 | 0 | 0.81351 | 1.9072 | 2.7898 | 0.94348 | 0 | 13.9025 | 20.3565 | 0 | 20.3565 | 0.001557% | CZ 8 | 0 | 0 | 0 | 0 | 0 | 0 | 0 | 0 |  |  | 0.001557% | CZ 8 | 52.4525 | 0 | 0 | 0 | 0 | 17.6214 | 0 | 70.0738 |  |  | 0.001557% | CZ 8 | 52.977 | 2.3022 | 5.3973 | 7.895 | 2.67 | 17.7976 | 39.3441 | 128.3834 | 0 | 128.3834 | 0.001557% | CZ 8 | 0.0038793 | 0.00016665 | 0.0003907 | 0.0005715 | 0.00019328 | 0.0013032 | 0.002848 | 0.0093527 | 0 | 0.0093527 | 0.001557%
US Weighted | 0.54477 | 0.12521 | 0.075475 | 0.12645 | 0.039957 | 0.36229 | 0.63004 | 1.9042 | 0 | 1.9042 | 100% | US Weighted | 18.2283 | 2.6736 | 1.6116 | 2.7 | 0.85318 | 12.1223 | 13.4531 | 51.642 | 0 | 51.642 | 100% | US Weighted | 0 | 2.6736 | 1.6116 | 2.7 | 0.85318 | 0 | 13.4531 | 21.2914 | 0 | 21.2914 | 100% | US Weighted | 0 | 0 | 0 | 0 | 0 | 0 | 0 | 0 |  |  | 100% | US Weighted | 18.2283 | 0 | 0 | 0 | 0 | 12.1223 | 0 | 30.3506 |  |  | 100% | US Weighted | 18.4106 | 7.5662 | 4.5608 | 7.641 | 2.4145 | 12.2435 | 38.0721 | 90.9087 | 0 | 90.9087 | 100% | US Weighted | 0.0013481 | 0.0005477 | 0.00033014 | 0.00055311 | 0.00017478 | 0.00089654 | 0.0027559 | 0.0066063 | 0 | 0.0066063 | 100%
End-Use Cost Savings from IECC-Res 2006 to 2024 | [11 empty] | End-Use Site Energy Savings from IECC-Res 2006 to 2024 | [11 empty] | End-Use Electricity Savings from IECC-Res 2006 to 2024 | [11 empty] | End-Use Gas Savings from IECC-Res 2006 to 2024 | [11 empty] | End-Use Oil Savings from IECC-Res 2006 to 2024 | [11 empty] | End-Use Source Energy Savings from IECC-Res 2006 to 2024 | [11 empty] | End-Use Carbon Savings from IECC-Res 2006 to 2024
Energy Cost Index ($/sq ft/yr) | [10 empty] | Multifamily - Oil Furnace | Site Energy Use Intensity (kBtu/sq ft/yr) | [10 empty] | Multifamily - Oil Furnace | Electric Use Intensity (kBtu/sq ft/yr) | [10 empty] | Multifamily - Oil Furnace | Gas Use Intensity (kBtu/sq ft/yr) | [10 empty] | Multifamily - Oil Furnace | Oil Use Intensity (kBtu/sq ft/yr) | [10 empty] | Multifamily - Oil Furnace | Source Energy Use Index (kBtu/sq ft/yr) | [10 empty] | Multifamily - Oil Furnace | Carbon Emissions (ton/sq ft/yr) | [10 empty] | Multifamily - Oil Furnace
Costs: Electricity: $0.1598/kWh ¦ Natural Gas: $1.391/therm ¦ Oil: $4.1392/gal | [9 empty] | Prototype Floor Area (sq ft): | 21600 | [10 empty] | Prototype Floor Area (sq ft): | 21600 | [10 empty] | Prototype Floor Area (sq ft): | 21600 | [10 empty] | Prototype Floor Area (sq ft): | 21600 | [10 empty] | Prototype Floor Area (sq ft): | 21600 | Site-to-Source Factors: Electricity: 2.83 ¦ Natural Gas: 1.1 ¦ Oil: 1.01 | [9 empty] | Prototype Floor Area (sq ft): | 21600 | Conversion [ton/kBtu]: Electricity: 4,881 ¦ Natural Gas: 18,863 ¦ Oil: 13,521 | [9 empty] | Prototype Floor Area (sq ft): | 21600
2006-2024 | Heat | Cool | Fans_Aux | Lgt_Int | Lgt_Ext | DHW | Appls | Total | PV | Net_Total | Weight | 2006-2024 | Heat | Cool | Fans_Aux | Lgt_Int | Lgt_Ext | DHW | Appls | Total | PV | Net_Total | Weight | 2006-2024 | Heat | Cool | Fans_Aux | Lgt_Int | Lgt_Ext | DHW | Appls | Total | PV | Net_Total | Weight | 2006-2024 | Heat | Cool | Fans_Aux | Lgt_Int | Lgt_Ext | DHW | Appls | Total | PV | Net_Total | Weight | 2006-2024 | Heat | Cool | Fans_Aux | Lgt_Int | Lgt_Ext | DHW | Appls | Total | PV | Net_Total | Weight | 2006-2024 | Heat | Cool | Fans_Aux | Lgt_Int | Lgt_Ext | DHW | Appls | Total | PV | Net_Total | Weight | 2006-2024 | Heat | Cool | Fans_Aux | Lgt_Int | Lgt_Ext | DHW | Appls | Total | PV | Net_Total | Weight
CZ1AWH | 0.0095307 | 0.19588 | 0.071863 | 0.047227 | 0.014351 | 0.096587 | 0.023062 | 0.4585 | 0 | 0.4585 | 1.857% | CZ1AWH | 0.3189 | 4.1825 | 1.5345 | 1.0084 | 0.30644 | 3.2318 | 0.49243 | 11.075 | 0 | 11.075 | 1.857% | CZ1AWH | 0 | 4.1825 | 1.5345 | 1.0084 | 0.30644 | 0 | 0.49243 | 7.5243 | 0 | 7.5243 | 1.857% | CZ1AWH | 0 | 0 | 0 | 0 | 0 | 0 | 0 | 0 |  |  | 1.857% | CZ1AWH | 0.3189 | 0 | 0 | 0 | 0 | 3.2318 | 0 | 3.5508 |  |  | 1.857% | CZ1AWH | 0.32209 | 11.8365 | 4.3425 | 2.8538 | 0.86723 | 3.2642 | 1.3936 | 24.8799 | 0 | 24.8799 | 1.857% | CZ1AWH | 2.3585e-05 | 0.00085681 | 0.00031435 | 0.00020658 | 6.2777e-05 | 0.00023902 | 0.00010088 | 0.001804 | 0 | 0.001804 | 1.857%
CZ1AWHT | 9.0461e-05 | 0.20167 | 0.075864 | 0.04706 | 0.014202 | 0.093623 | 0.022821 | 0.45533 | 0 | 0.45533 | 0.2279% | CZ1AWHT | 0.0030269 | 4.3062 | 1.6199 | 1.0049 | 0.30324 | 3.1327 | 0.48729 | 10.8572 | 0 | 10.8572 | 0.2279% | CZ1AWHT | 0 | 4.3062 | 1.6199 | 1.0049 | 0.30324 | 0 | 0.48729 | 7.7215 | 0 | 7.7215 | 0.2279% | CZ1AWHT | 0 | 0 | 0 | 0 | 0 | 0 | 0 | 0 |  |  | 0.2279% | CZ1AWHT | 0.0030269 | 0 | 0 | 0 | 0 | 3.1327 | 0 | 3.1357 |  |  | 0.2279% | CZ1AWHT | 0.0030571 | 12.1866 | 4.5843 | 2.8438 | 0.85817 | 3.164 | 1.379 | 25.0189 | 0 | 25.0189 | 0.2279% | CZ1AWHT | 2.2386e-07 | 0.00088216 | 0.00033184 | 0.00020585 | 6.2121e-05 | 0.00023169 | 9.9825e-05 | 0.0018137 | 0 | 0.0018137 | 0.2279%
CZ2AWH | 0.03461 | 0.15895 | 0.053369 | 0.047216 | 0.014341 | 0.10866 | 0.023045 | 0.44019 | 0 | 0.44019 | 4.746% | CZ2AWH | 1.1581 | 3.394 | 1.1396 | 1.0082 | 0.30622 | 3.6359 | 0.49207 | 11.134 | 0 | 11.134 | 4.746% | CZ2AWH | 0 | 3.394 | 1.1396 | 1.0082 | 0.30622 | 0 | 0.49207 | 6.34 | 0 | 6.34 | 4.746% | CZ2AWH | 0 | 0 | 0 | 0 | 0 | 0 | 0 | 0 |  |  | 4.746% | CZ2AWH | 1.1581 | 0 | 0 | 0 | 0 | 3.6359 | 0 | 4.794 |  |  | 4.746% | CZ2AWH | 1.1697 | 9.605 | 3.2249 | 2.8531 | 0.86659 | 3.6723 | 1.3926 | 22.7842 | 0 | 22.7842 | 4.746% | CZ2AWH | 8.5649e-05 | 0.00069528 | 0.00023345 | 0.00020653 | 6.2731e-05 | 0.0002689 | 0.0001008 | 0.0016533 | 0 | 0.0016533 | 4.746%
CZ2B | 0.051969 | 0.15811 | 0.047087 | 0.046897 | 0.014055 | 0.10732 | 0.022586 | 0.44802 | 0 | 0.44802 | 0.01534% | CZ2B | 1.7389 | 3.376 | 1.0054 | 1.0014 | 0.30011 | 3.5908 | 0.48226 | 11.4949 | 0 | 11.4949 | 0.01534% | CZ2B | 0 | 3.376 | 1.0054 | 1.0014 | 0.30011 | 0 | 0.48226 | 6.1652 | 0 | 6.1652 | 0.01534% | CZ2B | 0 | 0 | 0 | 0 | 0 | 0 | 0 | 0 |  |  | 0.01534% | CZ2B | 1.7389 | 0 | 0 | 0 | 0 | 3.5908 | 0 | 5.3297 |  |  | 0.01534% | CZ2B | 1.7563 | 9.554 | 2.8454 | 2.8339 | 0.84931 | 3.6267 | 1.3648 | 22.8304 | 0 | 22.8304 | 0.01534% | CZ2B | 0.00012861 | 0.00069159 | 0.00020597 | 0.00020514 | 6.1479e-05 | 0.00026557 | 9.8794e-05 | 0.0016571 | 0 | 0.0016571 | 0.01534%
CZ3A | 0.18608 | 0.096437 | 0.024886 | 0.046885 | 0.014044 | 0.13045 | 0.022569 | 0.52135 | 0 | 0.52135 | 5.129% | CZ3A | 6.2264 | 2.0592 | 0.53139 | 1.0011 | 0.29988 | 4.365 | 0.4819 | 14.9649 | 0 | 14.9649 | 5.129% | CZ3A | 0 | 2.0592 | 0.53139 | 1.0011 | 0.29988 | 0 | 0.4819 | 4.3735 | 0 | 4.3735 | 5.129% | CZ3A | 0 | 0 | 0 | 0 | 0 | 0 | 0 | 0 |  |  | 5.129% | CZ3A | 6.2264 | 0 | 0 | 0 | 0 | 4.365 | 0 | 10.5914 |  |  | 5.129% | CZ3A | 6.2886 | 5.8275 | 1.5038 | 2.8332 | 0.84867 | 4.4087 | 1.3638 | 23.0742 | 0 | 23.0742 | 5.129% | CZ3A | 0.00046049 | 0.00042184 | 0.00010886 | 0.00020509 | 6.1433e-05 | 0.00032283 | 9.872e-05 | 0.0016792 | 0 | 0.0016792 | 5.129%
CZ3AWH | 0.13452 | 0.11196 | 0.033649 | 0.047013 | 0.014159 | 0.12535 | 0.022753 | 0.48941 | 0 | 0.48941 | 0.6959% | CZ3AWH | 4.5012 | 2.3907 | 0.71849 | 1.0039 | 0.30234 | 4.1942 | 0.48584 | 13.5966 | 0 | 13.5966 | 0.6959% | CZ3AWH | 0 | 2.3907 | 0.71849 | 1.0039 | 0.30234 | 0 | 0.48584 | 4.9012 | 0 | 4.9012 | 0.6959% | CZ3AWH | 0 | 0 | 0 | 0 | 0 | 0 | 0 | 0 |  |  | 0.6959% | CZ3AWH | 4.5012 | 0 | 0 | 0 | 0 | 4.1942 | 0 | 8.6954 |  |  | 0.6959% | CZ3AWH | 4.5462 | 6.7658 | 2.0333 | 2.8409 | 0.85561 | 4.2362 | 1.3749 | 22.6529 | 0 | 22.6529 | 0.6959% | CZ3AWH | 0.0003329 | 0.00048976 | 0.00014719 | 0.00020565 | 6.1935e-05 | 0.0003102 | 9.9527e-05 | 0.0016471 | 0 | 0.0016471 | 0.6959%
CZ3B | 0.1337 | 0.11306 | 0.037339 | 0.046897 | 0.014055 | 0.12447 | 0.022586 | 0.49211 | 0 | 0.49211 | 4.372% | CZ3B | 4.4737 | 2.4141 | 0.79728 | 1.0014 | 0.30011 | 4.165 | 0.48226 | 13.6337 | 0 | 13.6337 | 4.372% | CZ3B | 0 | 2.4141 | 0.79728 | 1.0014 | 0.30011 | 0 | 0.48226 | 4.9951 | 0 | 4.9951 | 4.372% | CZ3B | 0 | 0 | 0 | 0 | 0 | 0 | 0 | 0 |  |  | 4.372% | CZ3B | 4.4737 | 0 | 0 | 0 | 0 | 4.165 | 0 | 8.6387 |  |  | 4.372% | CZ3B | 4.5184 | 6.8318 | 2.2563 | 2.8339 | 0.84931 | 4.2066 | 1.3648 | 22.8611 | 0 | 22.8611 | 4.372% | CZ3B | 0.00033086 | 0.00049454 | 0.00016333 | 0.00020514 | 6.1479e-05 | 0.00030803 | 9.8794e-05 | 0.0016622 | 0 | 0.0016622 | 4.372%
CZ3C | 0.074827 | 0.051054 | 0.032496 | 0.046897 | 0.014055 | 0.13377 | 0.022586 | 0.37568 | 0 | 0.37568 | 2.044% | CZ3C | 2.5038 | 1.0901 | 0.69388 | 1.0014 | 0.30011 | 4.476 | 0.48226 | 10.5475 | 0 | 10.5475 | 2.044% | CZ3C | 0 | 1.0901 | 0.69388 | 1.0014 | 0.30011 | 0 | 0.48226 | 3.5677 | 0 | 3.5677 | 2.044% | CZ3C | 0 | 0 | 0 | 0 | 0 | 0 | 0 | 0 |  |  | 2.044% | CZ3C | 2.5038 | 0 | 0 | 0 | 0 | 4.476 | 0 | 6.9797 |  |  | 2.044% | CZ3C | 2.5288 | 3.0851 | 1.9637 | 2.8339 | 0.84931 | 4.5208 | 1.3648 | 17.1463 | 0 | 17.1463 | 2.044% | CZ3C | 0.00018517 | 0.00022332 | 0.00014215 | 0.00020514 | 6.1479e-05 | 0.00033103 | 9.8794e-05 | 0.0012471 | 0 | 0.0012471 | 2.044%
CZ4A | 0.28232 | 0.054039 | 0.001674 | 0.044981 | 0.012335 | 0.13105 | 0.019821 | 0.54622 | 0 | 0.54622 | 38.79% | CZ4A | 9.4466 | 1.1539 | 0.035743 | 0.96046 | 0.26338 | 4.3851 | 0.42324 | 16.6684 | 0 | 16.6684 | 38.79% | CZ4A | 0 | 1.1539 | 0.035743 | 0.96046 | 0.26338 | 0 | 0.42324 | 2.8367 | 0 | 2.8367 | 38.79% | CZ4A | 0 | 0 | 0 | 0 | 0 | 0 | 0 | 0 |  |  | 38.79% | CZ4A | 9.4466 | 0 | 0 | 0 | 0 | 4.3851 | 0 | 13.8317 |  |  | 38.79% | CZ4A | 9.5411 | 3.2655 | 0.10115 | 2.7181 | 0.74537 | 4.429 | 1.1978 | 21.9979 | 0 | 21.9979 | 38.79% | CZ4A | 0.00069865 | 0.00023638 | 7.3222e-06 | 0.00019676 | 5.3955e-05 | 0.00032432 | 8.6703e-05 | 0.0016041 | 0 | 0.0016041 | 38.79%
CZ4B | 0.19567 | 0.062224 | 0.015624 | 0.046897 | 0.014055 | 0.14424 | 0.022586 | 0.5013 | 0 | 0.5013 | 0.00612% | CZ4B | 6.5473 | 1.3286 | 0.33362 | 1.0014 | 0.30011 | 4.8265 | 0.48226 | 14.8198 | 0 | 14.8198 | 0.00612% | CZ4B | 0 | 1.3286 | 0.33362 | 1.0014 | 0.30011 | 0 | 0.48226 | 3.446 | 0 | 3.446 | 0.00612% | CZ4B | 0 | 0 | 0 | 0 | 0 | 0 | 0 | 0 |  |  | 0.00612% | CZ4B | 6.5473 | 0 | 0 | 0 | 0 | 4.8265 | 0 | 11.3738 |  |  | 0.00612% | CZ4B | 6.6127 | 3.7601 | 0.94415 | 2.8339 | 0.84931 | 4.8748 | 1.3648 | 21.2397 | 0 | 21.2397 | 0.00612% | CZ4B | 0.00048422 | 0.00027218 | 6.8345e-05 | 0.00020514 | 6.1479e-05 | 0.00035696 | 9.8794e-05 | 0.0015471 | 0 | 0.0015471 | 0.00612%
CZ4C | 0.15594 | -0.0036759 | 0.020946 | 0.04706 | 0.014201 | 0.04909 | 0.02282 | 0.30638 | 0 | 0.30638 | 3.337% | CZ4C | 5.2177 | -0.07849 | 0.44725 | 1.0048 | 0.30323 | 1.6426 | 0.48727 | 9.0244 | 0 | 9.0244 | 3.337% | CZ4C | 0 | -0.07849 | 0.44725 | 1.0048 | 0.30323 | 0 | 0.48727 | 2.1641 | 0 | 2.1641 | 3.337% | CZ4C | 0 | 0 | 0 | 0 | 0 | 0 | 0 | 0 |  |  | 3.337% | CZ4C | 5.2177 | 0 | 0 | 0 | 0 | 1.6426 | 0 | 6.8603 |  |  | 3.337% | CZ4C | 5.2699 | -0.22213 | 1.2657 | 2.8437 | 0.85813 | 1.659 | 1.379 | 13.0533 | 0 | 13.0533 | 3.337% | CZ4C | 0.00038589 | -1.6079e-05 | 9.1622e-05 | 0.00020585 | 6.2118e-05 | 0.00012148 | 9.982e-05 | 0.0009507 | 0 | 0.0009507 | 3.337%
CZ5A | 0.23879 | 0.014913 | 0.025489 | 0.045256 | 0.012582 | 0.32673 | 0.020219 | 0.68399 | 0 | 0.68399 | 34.31% | CZ5A | 7.9902 | 0.31844 | 0.54425 | 0.96634 | 0.26866 | 8.7704 | 0.43172 | 19.2899 | 0 | 19.2899 | 34.31% | CZ5A | 0 | 0.31844 | 0.54425 | 0.96634 | 0.26866 | 0 | 0.43172 | 2.5294 | 0 | 2.5294 | 34.31% | CZ5A | 0 | 0 | 0 | 0 | 0 | -4.044 | 0 | -4.044 |  |  | 34.31% | CZ5A | 7.9902 | 0 | 0 | 0 | 0 | 12.8143 | 0 | 20.8045 |  |  | 34.31% | CZ5A | 8.0701 | 0.90118 | 1.5402 | 2.7347 | 0.7603 | 8.4941 | 1.2218 | 23.7224 | 0 | 23.7224 | 34.31% | CZ5A | 0.00059093 | 6.5234e-05 | 0.00011149 | 0.00019796 | 5.5036e-05 | 0.00073334 | 8.8441e-05 | 0.0018424 | 0 | 0.0018424 | 34.31%
CZ5B | 0.15419 | 0.02053 | 0.026646 | 0.047058 | 0.014199 | 0.36057 | 0.022818 | 0.64601 | 0 | 0.64601 | 0.377% | CZ5B | 5.1593 | 0.43837 | 0.56896 | 1.0048 | 0.30319 | 9.6971 | 0.48722 | 17.6589 | 0 | 17.6589 | 0.377% | CZ5B | 0 | 0.43837 | 0.56896 | 1.0048 | 0.30319 | 0 | 0.48722 | 2.8025 | 0 | 2.8025 | 0.377% | CZ5B | 0 | 0 | 0 | 0 | 0 | -4.4284 | 0 | -4.4284 |  |  | 0.377% | CZ5B | 5.1593 | 0 | 0 | 0 | 0 | 14.1254 | 0 | 19.2847 |  |  | 0.377% | CZ5B | 5.2109 | 1.2406 | 1.6101 | 2.8436 | 0.85804 | 9.3955 | 1.3788 | 22.5376 | 0 | 22.5376 | 0.377% | CZ5B | 0.00038157 | 8.9802e-05 | 0.00011655 | 0.00020584 | 6.2111e-05 | 0.00080992 | 9.981e-05 | 0.0017656 | 0 | 0.0017656 | 0.377%
CZ5C | 0.10263 | 0.005261 | 0.020573 | 0.04706 | 0.014202 | 0.36733 | 0.022821 | 0.57988 | 0 | 0.57988 | 0.04425% | CZ5C | 3.4342 | 0.11234 | 0.43928 | 1.0049 | 0.30324 | 9.8679 | 0.48729 | 15.649 | 0 | 15.649 | 0.04425% | CZ5C | 0 | 0.11234 | 0.43928 | 1.0049 | 0.30324 | 0 | 0.48729 | 2.347 | 0 | 2.347 | 0.04425% | CZ5C | 0 | 0 | 0 | 0 | 0 | -4.5317 | 0 | -4.5317 |  |  | 0.04425% | CZ5C | 3.4342 | 0 | 0 | 0 | 0 | 14.3995 | 0 | 17.8337 |  |  | 0.04425% | CZ5C | 3.4685 | 0.31791 | 1.2432 | 2.8438 | 0.85817 | 9.5587 | 1.379 | 19.6692 | 0 | 19.6692 | 0.04425% | CZ5C | 0.00025398 | 2.3013e-05 | 8.9989e-05 | 0.00020585 | 6.2121e-05 | 0.00082472 | 9.9825e-05 | 0.0015595 | 0 | 0.0015595 | 0.04425%
CZ6A | 0.6726 | -0.013893 | -0.037565 | 0.046182 | 0.013413 | 0.16981 | 0 | 0.85054 | 0 | 0.85054 | 3.992% | CZ6A | 22.5055 | -0.29664 | -0.80211 | 0.9861 | 0.2864 | 5.6818 | 0 | 28.3611 | 0 | 28.3611 | 3.992% | CZ6A | 0 | -0.29664 | -0.80211 | 0.9861 | 0.2864 | 0 | 0 | 0.17376 | 0 | 0.17376 | 3.992% | CZ6A | 0 | 0 | 0 | 0 | 0 | 0 | 0 | 0 |  |  | 3.992% | CZ6A | 22.5055 | 0 | 0 | 0 | 0 | 5.6818 | 0 | 28.1873 |  |  | 3.992% | CZ6A | 22.7306 | -0.83951 | -2.27 | 2.7907 | 0.81052 | 5.7386 | 0 | 28.9609 | 0 | 28.9609 | 3.992% | CZ6A | 0.0016645 | -6.077e-05 | -0.00016432 | 0.00020201 | 5.8672e-05 | 0.00042021 | 0 | 0.0021203 | 0 | 0.0021203 | 3.992%
CZ6B | 0.54268 | -0.014013 | -0.040933 | 0.046936 | 0.01409 | 0.17554 | 0 | 0.7243 | 0 | 0.7243 | 0.001503% | CZ6B | 18.1583 | -0.29922 | -0.87403 | 1.0022 | 0.30086 | 5.8736 | 0 | 24.1617 | 0 | 24.1617 | 0.001503% | CZ6B | 0 | -0.29922 | -0.87403 | 1.0022 | 0.30086 | 0 | 0 | 0.12982 | 0 | 0.12982 | 0.001503% | CZ6B | 0 | 0 | 0 | 0 | 0 | 0 | 0 | 0 |  |  | 0.001503% | CZ6B | 18.1583 | 0 | 0 | 0 | 0 | 5.8736 | 0 | 24.0319 |  |  | 0.001503% | CZ6B | 18.3399 | -0.84679 | -2.4735 | 2.8363 | 0.85144 | 5.9323 | 0 | 24.6396 | 0 | 24.6396 | 0.001503% | CZ6B | 0.0013429 | -6.1297e-05 | -0.00017905 | 0.00020531 | 6.1634e-05 | 0.0004344 | 0 | 0.0018039 | 0 | 0.0018039 | 0.001503%
CZ7 | 0.76796 | -0.015731 | -0.036435 | 0.046838 | 0.014002 | 0.19118 | 0 | 0.96781 | 0 | 0.96781 | 0.05322% | CZ7 | 25.6965 | -0.3359 | -0.77798 | 1.0001 | 0.29898 | 6.3968 | 0 | 32.2786 | 0 | 32.2786 | 0.05322% | CZ7 | 0 | -0.3359 | -0.77798 | 1.0001 | 0.29898 | 0 | 0 | 0.18523 | 0 | 0.18523 | 0.05322% | CZ7 | 0 | 0 | 0 | 0 | 0 | 0 | 0 | 0 |  |  | 0.05322% | CZ7 | 25.6965 | 0 | 0 | 0 | 0 | 6.3968 | 0 | 32.0934 |  |  | 0.05322% | CZ7 | 25.9535 | -0.95059 | -2.2017 | 2.8303 | 0.84613 | 6.4608 | 0 | 32.9385 | 0 | 32.9385 | 0.05322% | CZ7 | 0.0019005 | -6.881e-05 | -0.00015937 | 0.00020488 | 6.1249e-05 | 0.00047309 | 0 | 0.0024115 | 0 | 0.0024115 | 0.05322%
CZ8 | 0.92555 | -0.017595 | -0.032009 | 0.04706 | 0.014202 | 0.21294 | 0 | 1.1501 | 0 | 1.1501 | 0.001557% | CZ8 | 30.9694 | -0.3757 | -0.68347 | 1.0049 | 0.30324 | 7.125 | 0 | 38.3434 | 0 | 38.3434 | 0.001557% | CZ8 | 0 | -0.3757 | -0.68347 | 1.0049 | 0.30324 | 0 | 0 | 0.24893 | 0 | 0.24893 | 0.001557% | CZ8 | 0 | 0 | 0 | 0 | 0 | 0 | 0 | 0 |  |  | 0.001557% | CZ8 | 30.9694 | 0 | 0 | 0 | 0 | 7.125 | 0 | 38.0944 |  |  | 0.001557% | CZ8 | 31.2791 | -1.0632 | -1.9342 | 2.8438 | 0.85817 | 7.1962 | 0 | 39.1799 | 0 | 39.1799 | 0.001557% | CZ8 | 0.0022904 | -7.6965e-05 | -0.00014001 | 0.00020585 | 6.2121e-05 | 0.00052695 | 0 | 0.0028684 | 0 | 0.0028684 | 0.001557%
US Weighted | 0.24698 | 0.047621 | 0.015983 | 0.045546 | 0.012842 | 0.19762 | 0.019802 | 0.58639 | 0 | 0.58639 | 100% | US Weighted | 8.2641 | 1.0168 | 0.34129 | 0.97253 | 0.27422 | 5.8461 | 0.42282 | 17.1379 | 0 | 17.1379 | 100% | US Weighted | 0 | 1.0168 | 0.34129 | 0.97253 | 0.27422 | 0 | 0.42282 | 3.0277 | 0 | 3.0277 | 100% | US Weighted | 0 | 0 | 0 | 0 | 0 | -1.4331 | 0 | -1.4331 |  |  | 100% | US Weighted | 8.2641 | 0 | 0 | 0 | 0 | 7.2792 | 0 | 15.5434 |  |  | 100% | US Weighted | 8.3468 | 2.8776 | 0.96584 | 2.7523 | 0.77604 | 5.7756 | 1.1966 | 22.6907 | 0 | 22.6907 | 100% | US Weighted | 0.0006112 | 0.0002083 | 6.9915e-05 | 0.00019923 | 5.6175e-05 | 0.00046238 | 8.6617e-05 | 0.0016938 | 0 | 0.0016938 | 100%
Percentage Cost Savings from IECC-Res 2006 to 2024 | [11 empty] | Percentage Site Energy Savings from IECC-Res 2006 to 2024 | [11 empty] | Percentage Electricity Savings from IECC-Res 2006 to 2024 | [11 empty] | Percentage Gas Savings from IECC-Res 2006 to 2024 | [11 empty] | Percentage Oil Savings from IECC-Res 2006 to 2024 | [11 empty] | Percentage Source Energy Savings from IECC-Res 2006 to 2024 | [11 empty] | Percentage Carbon Savings from IECC-Res 2006 to 2024
Energy Cost Index ($/sq ft/yr) | [10 empty] | Multifamily - Oil Furnace | Site Energy Use Intensity (kBtu/sq ft/yr) | [10 empty] | Multifamily - Oil Furnace | Electric Use Intensity (kBtu/sq ft/yr) | [10 empty] | Multifamily - Oil Furnace | Gas Use Intensity (kBtu/sq ft/yr) | [10 empty] | Multifamily - Oil Furnace | Oil Use Intensity (kBtu/sq ft/yr) | [10 empty] | Multifamily - Oil Furnace | Source Energy Use Index (kBtu/sq ft/yr) | [10 empty] | Multifamily - Oil Furnace | Carbon Emissions (ton/sq ft/yr) | [10 empty] | Multifamily - Oil Furnace
Costs: Electricity: $0.1598/kWh ¦ Natural Gas: $1.391/therm ¦ Oil: $4.1392/gal | [9 empty] | Prototype Floor Area (sq ft): | 21600 | [10 empty] | Prototype Floor Area (sq ft): | 21600 | [10 empty] | Prototype Floor Area (sq ft): | 21600 | [10 empty] | Prototype Floor Area (sq ft): | 21600 | [10 empty] | Prototype Floor Area (sq ft): | 21600 | Site-to-Source Factors: Electricity: 2.83 ¦ Natural Gas: 1.1 ¦ Oil: 1.01 | [9 empty] | Prototype Floor Area (sq ft): | 21600 | Conversion [ton/kBtu]: Electricity: 4,881 ¦ Natural Gas: 18,863 ¦ Oil: 13,521 | [9 empty] | Prototype Floor Area (sq ft): | 21600
2006-2024 | Heat | Cool | Fans_Aux | Lgt_Int | Lgt_Ext | DHW | Appls | Total | PV | Net_Total | Weight | 2006-2024 | Heat | Cool | Fans_Aux | Lgt_Int | Lgt_Ext | DHW | Appls | Total | PV | Net_Total | Weight | 2006-2024 | Heat | Cool | Fans_Aux | Lgt_Int | Lgt_Ext | DHW | Appls | Total | PV | Net_Total | Weight | 2006-2024 | Heat | Cool | Fans_Aux | Lgt_Int | Lgt_Ext | DHW | Appls | Total | PV | Net_Total | Weight | 2006-2024 | Heat | Cool | Fans_Aux | Lgt_Int | Lgt_Ext | DHW | Appls | Total | PV | Net_Total | Weight | 2006-2024 | Heat | Cool | Fans_Aux | Lgt_Int | Lgt_Ext | DHW | Appls | Total | PV | Net_Total | Weight | 2006-2024 | Heat | Cool | Fans_Aux | Lgt_Int | Lgt_Ext | DHW | Appls | Total | PV | Net_Total | Weight
CZ1AWH | 65.51% | 46.86% | 69.34% | 36.02% | 32.14% | 34.07% | 3.529% | 27.81% |  | 27.81% | 1.857% | CZ1AWH | 65.51% | 46.86% | 69.34% | 36.02% | 32.14% | 34.07% | 3.529% | 28.53% |  | 28.53% | 1.857% | CZ1AWH |  | 46.86% | 69.34% | 36.02% | 32.14% |  | 3.529% | 26.09% |  | 26.09% | 1.857% | CZ1AWH | [10 empty] | 1.857% | CZ1AWH | 65.51% |  |  |  |  | 34.07% |  | 35.61% |  |  | 1.857% | CZ1AWH | 65.51% | 46.86% | 69.34% | 36.02% | 32.14% | 34.07% | 3.529% | 27.13% |  | 27.13% | 1.857% | CZ1AWH | 65.51% | 46.86% | 69.34% | 36.02% | 32.14% | 34.07% | 3.529% | 27.14% |  | 27.14% | 1.857%
CZ1AWHT | 97.1% | 46.94% | 72.62% | 36.02% | 32.14% | 33.91% | 3.505% | 27.83% |  | 27.83% | 0.2279% | CZ1AWHT | 97.1% | 46.94% | 72.62% | 36.02% | 32.14% | 33.91% | 3.505% | 28.36% |  | 28.36% | 0.2279% | CZ1AWHT |  | 46.94% | 72.62% | 36.02% | 32.14% |  | 3.505% | 26.59% |  | 26.59% | 0.2279% | CZ1AWHT | [10 empty] | 0.2279% | CZ1AWHT | 97.1% |  |  |  |  | 33.91% |  | 33.93% |  |  | 0.2279% | CZ1AWHT | 97.1% | 46.94% | 72.62% | 36.02% | 32.14% | 33.91% | 3.505% | 27.34% |  | 27.34% | 0.2279% | CZ1AWHT | 97.1% | 46.94% | 72.62% | 36.02% | 32.14% | 33.91% | 3.505% | 27.35% |  | 27.35% | 0.2279%
CZ2AWH | 45.16% | 46.67% | 56.06% | 36.02% | 32.14% | 35.1% | 3.528% | 26.66% |  | 26.66% | 4.746% | CZ2AWH | 45.16% | 46.67% | 56.06% | 36.02% | 32.14% | 35.1% | 3.528% | 27.89% |  | 27.89% | 4.746% | CZ2AWH |  | 46.67% | 56.06% | 36.02% | 32.14% |  | 3.528% | 23.48% |  | 23.48% | 4.746% | CZ2AWH | [10 empty] | 4.746% | CZ2AWH | 45.16% |  |  |  |  | 35.1% |  | 37.1% |  |  | 4.746% | CZ2AWH | 45.16% | 46.67% | 56.06% | 36.02% | 32.14% | 35.1% | 3.528% | 25.46% |  | 25.46% | 4.746% | CZ2AWH | 45.16% | 46.67% | 56.06% | 36.02% | 32.14% | 35.1% | 3.528% | 25.48% |  | 25.48% | 4.746%
CZ2B | 54.08% | 50.74% | 47.38% | 36.02% | 32.14% | 35.12% | 3.481% | 27.39% |  | 27.39% | 0.01534% | CZ2B | 54.08% | 50.74% | 47.38% | 36.02% | 32.14% | 35.12% | 3.481% | 28.89% |  | 28.89% | 0.01534% | CZ2B |  | 50.74% | 47.38% | 36.02% | 32.14% |  | 3.481% | 23.4% |  | 23.4% | 0.01534% | CZ2B | [10 empty] | 0.01534% | CZ2B | 54.08% |  |  |  |  | 35.12% |  | 39.65% |  |  | 0.01534% | CZ2B | 54.08% | 50.74% | 47.38% | 36.02% | 32.14% | 35.12% | 3.481% | 25.91% |  | 25.91% | 0.01534% | CZ2B | 54.08% | 50.74% | 47.38% | 36.02% | 32.14% | 35.12% | 3.481% | 25.93% |  | 25.93% | 0.01534%
CZ3A | 57.61% | 48.59% | 30.29% | 36.02% | 32.14% | 36.84% | 3.479% | 29.29% |  | 29.29% | 5.129% | CZ3A | 57.61% | 48.59% | 30.29% | 36.02% | 32.14% | 36.84% | 3.479% | 32.38% |  | 32.38% | 5.129% | CZ3A |  | 48.59% | 30.29% | 36.02% | 32.14% |  | 3.479% | 18.57% |  | 18.57% | 5.129% | CZ3A | [10 empty] | 5.129% | CZ3A | 57.61% |  |  |  |  | 36.84% |  | 46.75% |  |  | 5.129% | CZ3A | 57.61% | 48.59% | 30.29% | 36.02% | 32.14% | 36.84% | 3.479% | 25.77% |  | 25.77% | 5.129% | CZ3A | 57.61% | 48.59% | 30.29% | 36.02% | 32.14% | 36.84% | 3.479% | 25.83% |  | 25.83% | 5.129%
CZ3AWH | 59.21% | 48.03% | 39.92% | 36.02% | 32.14% | 36.46% | 3.498% | 28.56% |  | 28.56% | 0.6959% | CZ3AWH | 59.21% | 48.03% | 39.92% | 36.02% | 32.14% | 36.46% | 3.498% | 31.26% |  | 31.26% | 0.6959% | CZ3AWH |  | 48.03% | 39.92% | 36.02% | 32.14% |  | 3.498% | 20.09% |  | 20.09% | 0.6959% | CZ3AWH | [10 empty] | 0.6959% | CZ3AWH | 59.21% |  |  |  |  | 36.46% |  | 45.51% |  |  | 0.6959% | CZ3AWH | 59.21% | 48.03% | 39.92% | 36.02% | 32.14% | 36.46% | 3.498% | 25.65% |  | 25.65% | 0.6959% | CZ3AWH | 59.21% | 48.03% | 39.92% | 36.02% | 32.14% | 36.46% | 3.498% | 25.7% |  | 25.7% | 0.6959%
CZ3B | 66.48% | 52.35% | 41.05% | 36.02% | 32.14% | 36.47% | 3.481% | 29.43% |  | 29.43% | 4.372% | CZ3B | 66.48% | 52.35% | 41.05% | 36.02% | 32.14% | 36.47% | 3.481% | 32.25% |  | 32.25% | 4.372% | CZ3B |  | 52.35% | 41.05% | 36.02% | 32.14% |  | 3.481% | 20.71% |  | 20.71% | 4.372% | CZ3B | [10 empty] | 4.372% | CZ3B | 66.48% |  |  |  |  | 36.47% |  | 47.59% |  |  | 4.372% | CZ3B | 66.48% | 52.35% | 41.05% | 36.02% | 32.14% | 36.47% | 3.481% | 26.4% |  | 26.4% | 4.372% | CZ3B | 66.48% | 52.35% | 41.05% | 36.02% | 32.14% | 36.47% | 3.481% | 26.45% |  | 26.45% | 4.372%
CZ3C | 79.36% | 49.58% | 49.52% | 36.02% | 32.14% | 37.18% | 3.481% | 25.99% |  | 25.99% | 2.044% | CZ3C | 79.36% | 49.58% | 49.52% | 36.02% | 32.14% | 37.18% | 3.481% | 29.01% |  | 29.01% | 2.044% | CZ3C |  | 49.58% | 49.52% | 36.02% | 32.14% |  | 3.481% | 16.85% |  | 16.85% | 2.044% | CZ3C | [10 empty] | 2.044% | CZ3C | 79.36% |  |  |  |  | 37.18% |  | 45.94% |  |  | 2.044% | CZ3C | 79.36% | 49.58% | 49.52% | 36.02% | 32.14% | 37.18% | 3.481% | 22.79% |  | 22.79% | 2.044% | CZ3C | 79.36% | 49.58% | 49.52% | 36.02% | 32.14% | 37.18% | 3.481% | 22.84% |  | 22.84% | 2.044%
CZ4A | 51.89% | 44.39% | 2.27% | 36.02% | 32.14% | 37.87% | 3.186% | 29.19% |  | 29.19% | 38.79% | CZ4A | 51.89% | 44.39% | 2.27% | 36.02% | 32.14% | 37.87% | 3.186% | 32.86% |  | 32.86% | 38.79% | CZ4A |  | 44.39% | 2.27% | 36.02% | 32.14% |  | 3.186% | 13.54% |  | 13.54% | 38.79% | CZ4A | [10 empty] | 38.79% | CZ4A | 51.89% |  |  |  |  | 37.87% |  | 46.44% |  |  | 38.79% | CZ4A | 51.89% | 44.39% | 2.27% | 36.02% | 32.14% | 37.87% | 3.186% | 24.62% |  | 24.62% | 38.79% | CZ4A | 51.89% | 44.39% | 2.27% | 36.02% | 32.14% | 37.87% | 3.186% | 24.7% |  | 24.7% | 38.79%
CZ4B | 62% | 44.81% | 18.47% | 36.02% | 32.14% | 37.69% | 3.481% | 28.74% |  | 28.74% | 0.00612% | CZ4B | 62% | 44.81% | 18.47% | 36.02% | 32.14% | 37.69% | 3.481% | 32.43% |  | 32.43% | 0.00612% | CZ4B |  | 44.81% | 18.47% | 36.02% | 32.14% |  | 3.481% | 15.43% |  | 15.43% | 0.00612% | CZ4B | [10 empty] | 0.00612% | CZ4B | 62% |  |  |  |  | 37.69% |  | 48.68% |  |  | 0.00612% | CZ4B | 62% | 44.81% | 18.47% | 36.02% | 32.14% | 37.69% | 3.481% | 24.46% |  | 24.46% | 0.00612% | CZ4B | 62% | 44.81% | 18.47% | 36.02% | 32.14% | 37.69% | 3.481% | 24.54% |  | 24.54% | 0.00612%
CZ4C | 45.53% | -6.567% | 33.76% | 36.02% | 32.14% | 11.95% | 3.505% | 18.05% |  | 18.05% | 3.337% | CZ4C | 45.53% | -6.567% | 33.76% | 36.02% | 32.14% | 11.95% | 3.505% | 19.89% |  | 19.89% | 3.337% | CZ4C |  | -6.567% | 33.76% | 36.02% | 32.14% |  | 3.505% | 10.74% |  | 10.74% | 3.337% | CZ4C | [10 empty] | 3.337% | CZ4C | 45.53% |  |  |  |  | 11.95% |  | 27.21% |  |  | 3.337% | CZ4C | 45.53% | -6.567% | 33.76% | 36.02% | 32.14% | 11.95% | 3.505% | 15.82% |  | 15.82% | 3.337% | CZ4C | 45.53% | -6.567% | 33.76% | 36.02% | 32.14% | 11.95% | 3.505% | 15.86% |  | 15.86% | 3.337%
CZ5A | 34.05% | 19.45% | 35.51% | 36.02% | 32.14% | 85.32% | 3.23% | 33.8% |  | 33.8% | 34.31% | CZ5A | 34.05% | 19.45% | 35.51% | 36.02% | 32.14% | 68.44% | 3.23% | 34.24% |  | 34.24% | 34.31% | CZ5A |  | 19.45% | 35.51% | 36.02% | 32.14% |  | 3.23% | 12.61% |  | 12.61% | 34.31% | CZ5A | [10 empty] | 34.31% | CZ5A | 34.05% |  |  |  |  | 100% |  | 57.35% |  |  | 34.31% | CZ5A | 34.05% | 19.45% | 35.51% | 36.02% | 32.14% | 65.63% | 3.23% | 25.4% |  | 25.4% | 34.31% | CZ5A | 34.05% | 19.45% | 35.51% | 36.02% | 32.14% | 77.38% | 3.23% | 27.13% |  | 27.13% | 34.31%
CZ5B | 32.47% | 18.72% | 32% | 36.02% | 32.14% | 85.41% | 3.505% | 33.72% |  | 33.72% | 0.377% | CZ5B | 32.47% | 18.72% | 32% | 36.02% | 32.14% | 68.65% | 3.505% | 34.11% |  | 34.11% | 0.377% | CZ5B |  | 18.72% | 32% | 36.02% | 32.14% |  | 3.505% | 12.88% |  | 12.88% | 0.377% | CZ5B | [10 empty] | 0.377% | CZ5B | 32.47% |  |  |  |  | 100% |  | 64.25% |  |  | 0.377% | CZ5B | 32.47% | 18.72% | 32% | 36.02% | 32.14% | 65.86% | 3.505% | 24.53% |  | 24.53% | 0.377% | CZ5B | 32.47% | 18.72% | 32% | 36.02% | 32.14% | 77.53% | 3.505% | 26.45% |  | 26.45% | 0.377%
CZ5C | 26.4% | 15.26% | 33.93% | 36.02% | 32.14% | 85.36% | 3.505% | 33.32% |  | 33.32% | 0.04425% | CZ5C | 26.4% | 15.26% | 33.93% | 36.02% | 32.14% | 68.53% | 3.505% | 33.24% |  | 33.24% | 0.04425% | CZ5C |  | 15.26% | 33.93% | 36.02% | 32.14% |  | 3.505% | 11.93% |  | 11.93% | 0.04425% | CZ5C | [10 empty] | 0.04425% | CZ5C | 26.4% |  |  |  |  | 100% |  | 65.07% |  |  | 0.04425% | CZ5C | 26.4% | 15.26% | 33.93% | 36.02% | 32.14% | 65.72% | 3.505% | 23.6% |  | 23.6% | 0.04425% | CZ5C | 26.4% | 15.26% | 33.93% | 36.02% | 32.14% | 77.44% | 3.505% | 25.75% |  | 25.75% | 0.04425%
CZ6A | 69.74% | -15.65% | -46.46% | 36.02% | 32.14% | 39.34% | 0% | 35.82% |  | 35.82% | 3.992% | CZ6A | 69.74% | -15.65% | -46.46% | 36.02% | 32.14% | 39.34% | 0% | 41.95% |  | 41.95% | 3.992% | CZ6A |  | -15.65% | -46.46% | 36.02% | 32.14% |  | 0% | 0.8317% |  | 0.8317% | 3.992% | CZ6A | [10 empty] | 3.992% | CZ6A | 69.74% |  |  |  |  | 39.34% |  | 60.34% |  |  | 3.992% | CZ6A | 69.74% | -15.65% | -46.46% | 36.02% | 32.14% | 39.34% | 0% | 27.24% |  | 27.24% | 3.992% | CZ6A | 69.74% | -15.65% | -46.46% | 36.02% | 32.14% | 39.34% | 0% | 27.41% |  | 27.41% | 3.992%
CZ6B | 71.86% | -20.48% | -51.63% | 36.02% | 32.14% | 39.23% | 0% | 33.32% |  | 33.32% | 0.001503% | CZ6B | 71.86% | -20.48% | -51.63% | 36.02% | 32.14% | 39.23% | 0% | 39.62% |  | 39.62% | 0.001503% | CZ6B |  | -20.48% | -51.63% | 36.02% | 32.14% |  | 0% | 0.626% |  | 0.626% | 0.001503% | CZ6B | [10 empty] | 0.001503% | CZ6B | 71.86% |  |  |  |  | 39.23% |  | 59.72% |  |  | 0.001503% | CZ6B | 71.86% | -20.48% | -51.63% | 36.02% | 32.14% | 39.23% | 0% | 24.81% |  | 24.81% | 0.001503% | CZ6B | 71.86% | -20.48% | -51.63% | 36.02% | 32.14% | 39.23% | 0% | 24.97% |  | 24.97% | 0.001503%
CZ7 | 66.75% | -22.58% | -44.25% | 36.02% | 32.14% | 39.85% | 0% | 37.17% |  | 37.17% | 0.05322% | CZ7 | 66.75% | -22.58% | -44.25% | 36.02% | 32.14% | 39.85% | 0% | 42.84% |  | 42.84% | 0.05322% | CZ7 |  | -22.58% | -44.25% | 36.02% | 32.14% |  | 0% | 0.891% |  | 0.891% | 0.05322% | CZ7 | [10 empty] | 0.05322% | CZ7 | 66.75% |  |  |  |  | 39.85% |  | 58.83% |  |  | 0.05322% | CZ7 | 66.75% | -22.58% | -44.25% | 36.02% | 32.14% | 39.85% | 0% | 28.91% |  | 28.91% | 0.05322% | CZ7 | 66.75% | -22.58% | -44.25% | 36.02% | 32.14% | 39.85% | 0% | 29.08% |  | 29.08% | 0.05322%
CZ8 | 59.04% | -46.18% | -35.84% | 36.02% | 32.14% | 40.43% | 0% | 37.74% |  | 37.74% | 0.001557% | CZ8 | 59.04% | -46.18% | -35.84% | 36.02% | 32.14% | 40.43% | 0% | 42.4% |  | 42.4% | 0.001557% | CZ8 |  | -46.18% | -35.84% | 36.02% | 32.14% |  | 0% | 1.223% |  | 1.223% | 0.001557% | CZ8 | [10 empty] | 0.001557% | CZ8 | 59.04% |  |  |  |  | 40.43% |  | 54.36% |  |  | 0.001557% | CZ8 | 59.04% | -46.18% | -35.84% | 36.02% | 32.14% | 40.43% | 0% | 30.52% |  | 30.52% | 0.001557% | CZ8 | 59.04% | -46.18% | -35.84% | 36.02% | 32.14% | 40.43% | 0% | 30.67% |  | 30.67% | 0.001557%
US Weighted | 45.34% | 38.03% | 21.18% | 36.02% | 32.14% | 54.55% | 3.143% | 30.79% |  | 30.79% | 100% | US Weighted | 45.34% | 38.03% | 21.18% | 36.02% | 32.14% | 48.23% | 3.143% | 33.19% |  | 33.19% | 100% | US Weighted |  | 38.03% | 21.18% | 36.02% | 32.14% |  | 3.143% | 14.22% |  | 14.22% | 100% | US Weighted | [10 empty] | 100% | US Weighted | 45.34% |  |  |  |  | 60.05% |  | 51.21% |  |  | 100% | US Weighted | 45.34% | 38.03% | 21.18% | 36.02% | 32.14% | 47.17% | 3.143% | 24.96% |  | 24.96% | 100% | US Weighted | 45.34% | 38.03% | 21.18% | 36.02% | 32.14% | 51.57% | 3.143% | 25.64% |  | 25.64% | 100%

## SF.Elec
End-Use Cost Summary for IECC-Res 2024 | [11 empty] | Site Energy Summary for IECC-Res 2024 | [11 empty] | Electric Summary for IECC-Res 2024 | [11 empty] | Gas Summary for IECC-Res 2024 | [11 empty] | Oil Summary for IECC-Res 2024 | [11 empty] | Source Energy Use Index for IECC-Res 2024 (kBtu/sq ft/yr) | [11 empty] | Carbon Emissions Summary for IECC-Res 2024
Building Type: Single-Family - Electric Resistance | [11 empty] | Building Type: Single-Family - Electric Resistance | [11 empty] | Building Type: Single-Family - Electric Resistance | [11 empty] | Building Type: Single-Family - Electric Resistance | [11 empty] | Building Type: Single-Family - Electric Resistance | [11 empty] | Building Type: Single-Family - Electric Resistance | [11 empty] | Building Type: Single-Family - Electric Resistance
US Weighted Results | [8 empty] | Prototype Floor Area (sq ft): | 2376 |  | US Weighted Results | [8 empty] | Prototype Floor Area (sq ft): | 2376 |  | US Weighted Results | [8 empty] | Prototype Floor Area (sq ft): | 2376 |  | US Weighted Results | [8 empty] | Prototype Floor Area (sq ft): | 2376 |  | US Weighted Results | [8 empty] | Prototype Floor Area (sq ft): | 2376 |  | US Weighted Results | [8 empty] | Prototype Floor Area (sq ft): | 2376 |  | US Weighted Results | [8 empty] | Prototype Floor Area (sq ft): | 2376
| Heat | Cool | Fans_Aux | Lgt_Int | Lgt_Ext | DHW | Appls | Total | PV | Net_Total |  |  | Heat | Cool | Fans_Aux | Lgt_Int | Lgt_Ext | DHW | Appls | Total | PV | Net_Total |  |  | Heat | Cool | Fans_Aux | Lgt_Int | Lgt_Ext | DHW | Appls | Total | PV | Net_Total |  |  | Heat | Cool | Fans_Aux | Lgt_Int | Lgt_Ext | DHW | Appls | Total | PV | Net_Total |  |  | Heat | Cool | Fans_Aux | Lgt_Int | Lgt_Ext | DHW | Appls | Total | PV | Net_Total |  |  | Heat | Cool | Fans_Aux | Lgt_Int | Lgt_Ext | DHW | Appls | Total | PV | Net_Total |  |  | Heat | Cool | Fans_Aux | Lgt_Int | Lgt_Ext | DHW | Appls | Total | PV | Net_Total
By IECC-Res edition: | [11 empty] | By IECC-Res edition: | [11 empty] | By IECC-Res edition: | [11 empty] | By IECC-Res edition: | [11 empty] | By IECC-Res edition: | [11 empty] | By IECC-Res edition: | [11 empty] | By IECC-Res edition:
STD2024 | 0.33735 | 0.1737 | 0.063267 | 0.069103 | 0.013507 | 0.046494 | 0.50876 | 1.2122 | 0 | 1.2122 |  | STD2024 | 7.2032 | 3.709 | 1.3509 | 1.4755 | 0.28841 | 0.99276 | 10.8633 | 25.8831 | 0 | 25.8831 |  | STD2024 | 7.2032 | 3.709 | 1.3509 | 1.4755 | 0.28841 | 0.99276 | 10.8633 | 25.8831 | 0 | 25.8831 |  | STD2024 | 0 | 0 | 0 | 0 | 0 | 0 | 0 | 0 |  |  |  | STD2024 | 0 | 0 | 0 | 0 | 0 | 0 | 0 | 0 |  |  |  | STD2024 | 20.3851 | 10.4964 | 3.8231 | 4.1758 | 0.81619 | 2.8095 | 30.7432 | 73.2492 | 0 | 73.2492 |  | STD2024 | 0.0014756 | 0.00075981 | 0.00027674 | 0.00030227 | 5.9082e-05 | 0.00020337 | 0.0022254 | 0.0053023 | 0 | 0.0053023
STD2021 | 0.36008 | 0.17771 | 0.055596 | 0.069103 | 0.013507 | 0.078282 | 0.51944 | 1.2737 | 0 | 1.2737 |  | STD2021 | 7.6886 | 3.7945 | 1.1871 | 1.4755 | 0.28841 | 1.6715 | 11.0914 | 27.1971 | 0 | 27.1971 |  | STD2021 | 7.6886 | 3.7945 | 1.1871 | 1.4755 | 0.28841 | 1.6715 | 11.0914 | 27.1971 | 0 | 27.1971 |  | STD2021 | 0 | 0 | 0 | 0 | 0 | 0 | 0 | 0 |  |  |  | STD2021 | 0 | 0 | 0 | 0 | 0 | 0 | 0 | 0 |  |  |  | STD2021 | 21.7588 | 10.7385 | 3.3595 | 4.1758 | 0.81619 | 4.7304 | 31.3886 | 76.9678 | 0 | 76.9678 |  | STD2021 | 0.0015751 | 0.00077734 | 0.00024319 | 0.00030227 | 5.9082e-05 | 0.00034242 | 0.0022721 | 0.0055715 | 0 | 0.0055715
STD2018 | 0.36186 | 0.18203 | 0.069174 | 0.073718 | 0.014819 | 0.19052 | 0.51944 | 1.4116 | 0 | 1.4116 |  | STD2018 | 7.7267 | 3.8868 | 1.477 | 1.5741 | 0.31643 | 4.0681 | 11.0914 | 30.1405 | 0 | 30.1405 |  | STD2018 | 7.7267 | 3.8868 | 1.477 | 1.5741 | 0.31643 | 4.0681 | 11.0914 | 30.1405 | 0 | 30.1405 |  | STD2018 | 0 | 0 | 0 | 0 | 0 | 0 | 0 | 0 |  |  |  | STD2018 | 0 | 0 | 0 | 0 | 0 | 0 | 0 | 0 |  |  |  | STD2018 | 21.8667 | 10.9996 | 4.18 | 4.4546 | 0.89548 | 11.5128 | 31.3886 | 85.2977 | 0 | 85.2977 |  | STD2018 | 0.0015829 | 0.00079623 | 0.00030258 | 0.00032246 | 6.4822e-05 | 0.00083338 | 0.0022721 | 0.0061745 | 0 | 0.0061745
STD2015 | 0.37008 | 0.18238 | 0.069445 | 0.078999 | 0.016321 | 0.19052 | 0.51944 | 1.4272 | 0 | 1.4272 |  | STD2015 | 7.9022 | 3.8942 | 1.4828 | 1.6868 | 0.34849 | 4.0681 | 11.0914 | 30.474 | 0 | 30.474 |  | STD2015 | 7.9022 | 3.8942 | 1.4828 | 1.6868 | 0.34849 | 4.0681 | 11.0914 | 30.474 | 0 | 30.474 |  | STD2015 | 0 | 0 | 0 | 0 | 0 | 0 | 0 | 0 |  |  |  | STD2015 | 0 | 0 | 0 | 0 | 0 | 0 | 0 | 0 |  |  |  | STD2015 | 22.3632 | 11.0207 | 4.1964 | 4.7737 | 0.98622 | 11.5126 | 31.3886 | 86.2413 | 0 | 86.2413 |  | STD2015 | 0.0016188 | 0.00079776 | 0.00030377 | 0.00034556 | 7.139e-05 | 0.00083337 | 0.0022721 | 0.0062428 | 0 | 0.0062428
STD2012 | 0.37105 | 0.18245 | 0.069497 | 0.078999 | 0.016321 | 0.1911 | 0.51944 | 1.4289 | 0 | 1.4289 |  | STD2012 | 7.923 | 3.8958 | 1.4839 | 1.6868 | 0.34849 | 4.0805 | 11.0914 | 30.5099 | 0 | 30.5099 |  | STD2012 | 7.923 | 3.8958 | 1.4839 | 1.6868 | 0.34849 | 4.0805 | 11.0914 | 30.5099 | 0 | 30.5099 |  | STD2012 | 0 | 0 | 0 | 0 | 0 | 0 | 0 | 0 |  |  |  | STD2012 | 0 | 0 | 0 | 0 | 0 | 0 | 0 | 0 |  |  |  | STD2012 | 22.422 | 11.0251 | 4.1995 | 4.7737 | 0.98622 | 11.5479 | 31.3886 | 86.343 | 0 | 86.343 |  | STD2012 | 0.0016231 | 0.00079808 | 0.00030399 | 0.00034556 | 7.139e-05 | 0.00083592 | 0.0022721 | 0.0062502 | 0 | 0.0062502
STD2009 | 0.64909 | 0.20939 | 0.080774 | 0.08908 | 0.019187 | 0.21063 | 0.51944 | 1.7776 | 0 | 1.7776 |  | STD2009 | 13.8597 | 4.4711 | 1.7247 | 1.9021 | 0.40969 | 4.4974 | 11.0914 | 37.9561 | 0 | 37.9561 |  | STD2009 | 13.8597 | 4.4711 | 1.7247 | 1.9021 | 0.40969 | 4.4974 | 11.0914 | 37.9561 | 0 | 37.9561 |  | STD2009 | 0 | 0 | 0 | 0 | 0 | 0 | 0 | 0 |  |  |  | STD2009 | 0 | 0 | 0 | 0 | 0 | 0 | 0 | 0 |  |  |  | STD2009 | 39.2231 | 12.6531 | 4.881 | 5.3829 | 1.1594 | 12.7277 | 31.3886 | 107.4158 | 0 | 107.4158 |  | STD2009 | 0.0028393 | 0.00091593 | 0.00035332 | 0.00038965 | 8.3929e-05 | 0.00092133 | 0.0022721 | 0.0077756 | 0 | 0.0077756
STD2006 | 0.72498 | 0.23673 | 0.08841 | 0.10801 | 0.024569 | 0.21062 | 0.51944 | 1.9128 | 0 | 1.9128 |  | STD2006 | 15.4801 | 5.0548 | 1.8878 | 2.3062 | 0.52461 | 4.4973 | 11.0914 | 40.8422 | 0 | 40.8422 |  | STD2006 | 15.4801 | 5.0548 | 1.8878 | 2.3062 | 0.52461 | 4.4973 | 11.0914 | 40.8422 | 0 | 40.8422 |  | STD2006 | 0 | 0 | 0 | 0 | 0 | 0 | 0 | 0 |  |  |  | STD2006 | 0 | 0 | 0 | 0 | 0 | 0 | 0 | 0 |  |  |  | STD2006 | 43.8087 | 14.305 | 5.3424 | 6.5266 | 1.4846 | 12.7274 | 31.3886 | 115.5833 | 0 | 115.5833 |  | STD2006 | 0.0031712 | 0.0010355 | 0.00038673 | 0.00047244 | 0.00010747 | 0.0009213 | 0.0022721 | 0.0083668 | 0 | 0.0083668
Savings between editions: | [11 empty] | Savings between editions: | [11 empty] | Savings between editions: | [11 empty] | Savings between editions: | [11 empty] | Savings between editions: | [11 empty] | Savings between editions: | [11 empty] | Savings between editions:
2006-2009 | 0.075886 | 0.027337 | 0.0076363 | 0.018927 | 0.0053818 | -5.9603e-06 | 0 | 0.13516 | 0 | 0.13516 |  | 2006-2009 | 1.6204 | 0.58371 | 0.16305 | 0.40414 | 0.11491 | -0.00012727 | 0 | 2.886 | 0 | 2.886 |  | 2006-2009 | 1.6204 | 0.58371 | 0.16305 | 0.40414 | 0.11491 | -0.00012727 | 0 | 2.886 | 0 | 2.886 |  | 2006-2009 | 0 | 0 | 0 | 0 | 0 | 0 | 0 | 0 |  |  |  | 2006-2009 | 0 | 0 | 0 | 0 | 0 | 0 | 0 | 0 |  |  |  | 2006-2009 | 4.5856 | 1.6519 | 0.46144 | 1.1437 | 0.32521 | -0.00036017 | 0 | 8.1675 | 0 | 8.1675 |  | 2006-2009 | 0.00033194 | 0.00011958 | 3.3403e-05 | 8.279e-05 | 2.3541e-05 | -2.6072e-08 | 0 | 0.00059123 | 0 | 0.00059123
2009-2012 | 0.27804 | 0.026941 | 0.011277 | 0.010081 | 0.0028665 | 0.019525 | 0 | 0.34873 | 0 | 0.34873 |  | 2009-2012 | 5.9368 | 0.57526 | 0.2408 | 0.21526 | 0.061207 | 0.41692 | 0 | 7.4462 | 0 | 7.4462 |  | 2009-2012 | 5.9368 | 0.57526 | 0.2408 | 0.21526 | 0.061207 | 0.41692 | 0 | 7.4462 | 0 | 7.4462 |  | 2009-2012 | 0 | 0 | 0 | 0 | 0 | 0 | 0 | 0 |  |  |  | 2009-2012 | 0 | 0 | 0 | 0 | 0 | 0 | 0 | 0 |  |  |  | 2009-2012 | 16.8011 | 1.628 | 0.68145 | 0.60919 | 0.17322 | 1.1799 | 0 | 21.0728 | 0 | 21.0728 |  | 2009-2012 | 0.0012162 | 0.00011784 | 4.9329e-05 | 4.4097e-05 | 1.2539e-05 | 8.5408e-05 | 0 | 0.0015254 | 0 | 0.0015254
2012-2015 | 0.00097336 | 7.293e-05 | 5.2247e-05 | 0 | 0 | 0.00058369 | 0 | 0.0016822 | 0 | 0.0016822 |  | 2012-2015 | 0.020784 | 0.0015572 | 0.0011156 | 0 | 0 | 0.012463 | 0 | 0.03592 | 0 | 0.03592 |  | 2012-2015 | 0.020784 | 0.0015572 | 0.0011156 | 0 | 0 | 0.012463 | 0 | 0.03592 | 0 | 0.03592 |  | 2012-2015 | 0 | 0 | 0 | 0 | 0 | 0 | 0 | 0 |  |  |  | 2012-2015 | 0 | 0 | 0 | 0 | 0 | 0 | 0 | 0 |  |  |  | 2012-2015 | 0.058818 | 0.004407 | 0.0031572 | 0 | 0 | 0.035271 | 0 | 0.10165 | 0 | 0.10165 |  | 2012-2015 | 4.2577e-06 | 3.1901e-07 | 2.2854e-07 | 0 | 0 | 2.5532e-06 | 0 | 7.3584e-06 | 0 | 7.3584e-06
2015-2018 | 0.0082165 | 0.00034912 | 0.0002703 | 0.0052811 | 0.0015016 | -2.5682e-06 | 0 | 0.015616 | 0 | 0.015616 |  | 2015-2018 | 0.17544 | 0.0074547 | 0.0057716 | 0.11276 | 0.032062 | -5.4838e-05 | 0 | 0.33344 | 0 | 0.33344 |  | 2015-2018 | 0.17544 | 0.0074547 | 0.0057716 | 0.11276 | 0.032062 | -5.4838e-05 | 0 | 0.33344 | 0 | 0.33344 |  | 2015-2018 | 0 | 0 | 0 | 0 | 0 | 0 | 0 | 0 |  |  |  | 2015-2018 | 0 | 0 | 0 | 0 | 0 | 0 | 0 | 0 |  |  |  | 2015-2018 | 0.49651 | 0.021097 | 0.016334 | 0.31912 | 0.090736 | -0.00015519 | 0 | 0.94364 | 0 | 0.94364 |  | 2015-2018 | 3.5941e-05 | 1.5271e-06 | 1.1824e-06 | 2.3101e-05 | 6.5681e-06 | -1.1234e-08 | 0 | 6.8308e-05 | 0 | 6.8308e-05
2018-2021 | 0.0017841 | 0.0043201 | 0.013578 | 0.0046143 | 0.0013122 | 0.11224 | 0 | 0.13785 | 0 | 0.13785 |  | 2018-2021 | 0.038096 | 0.092246 | 0.28994 | 0.098526 | 0.028018 | 2.3966 | 0 | 2.9434 | 0 | 2.9434 |  | 2018-2021 | 0.038096 | 0.092246 | 0.28994 | 0.098526 | 0.028018 | 2.3966 | 0 | 2.9434 | 0 | 2.9434 |  | 2018-2021 | 0 | 0 | 0 | 0 | 0 | 0 | 0 | 0 |  |  |  | 2018-2021 | 0 | 0 | 0 | 0 | 0 | 0 | 0 | 0 |  |  |  | 2018-2021 | 0.10781 | 0.26106 | 0.82052 | 0.27883 | 0.079292 | 6.7824 | 0 | 8.3299 | 0 | 8.3299 |  | 2018-2021 | 7.8042e-06 | 1.8897e-05 | 5.9395e-05 | 2.0184e-05 | 5.7398e-06 | 0.00049096 | 0 | 0.00060298 | 0 | 0.00060298
2021-2024 | 0.022733 | 0.0040075 | -0.0076711 | 0 | 0 | 0.031788 | 0.010681 | 0.061539 | 0 | 0.061539 |  | 2021-2024 | 0.48541 | 0.085571 | -0.1638 | 0 | 0 | 0.67876 | 0.22806 | 1.314 | 0 | 1.314 |  | 2021-2024 | 0.48541 | 0.085571 | -0.1638 | 0 | 0 | 0.67876 | 0.22806 | 1.314 | 0 | 1.314 |  | 2021-2024 | 0 | 0 | 0 | 0 | 0 | 0 | 0 | 0 |  |  |  | 2021-2024 | 0 | 0 | 0 | 0 | 0 | 0 | 0 | 0 |  |  |  | 2021-2024 | 1.3737 | 0.24217 | -0.46355 | 0 | 0 | 1.9209 | 0.64542 | 3.7186 | 0 | 3.7186 |  | 2021-2024 | 9.944e-05 | 1.753e-05 | -3.3555e-05 | 0 | 0 | 0.00013905 | 4.672e-05 | 0.00026918 | 0 | 0.00026918
2006-2024 | 0.38763 | 0.063027 | 0.025143 | 0.038903 | 0.011062 | 0.16413 | 0.010681 | 0.70057 | 0 | 0.70057 |  | 2006-2024 | 8.2769 | 1.3458 | 0.53688 | 0.83069 | 0.2362 | 3.5045 | 0.22806 | 14.959 | 0 | 14.959 |  | 2006-2024 | 8.2769 | 1.3458 | 0.53688 | 0.83069 | 0.2362 | 3.5045 | 0.22806 | 14.959 | 0 | 14.959 |  | 2006-2024 | 0 | 0 | 0 | 0 | 0 | 0 | 0 | 0 |  |  |  | 2006-2024 | 0 | 0 | 0 | 0 | 0 | 0 | 0 | 0 |  |  |  | 2006-2024 | 23.4236 | 3.8086 | 1.5194 | 2.3508 | 0.66845 | 9.9179 | 0.64542 | 42.3341 | 0 | 42.3341 |  | 2006-2024 | 0.0016956 | 0.0002757 | 0.00010998 | 0.00017017 | 4.8388e-05 | 0.00071793 | 4.672e-05 | 0.0030645 | 0 | 0.0030645
Percentage Savings between editions: | [11 empty] | Percentage Savings between editions: | [11 empty] | Percentage Savings between editions: | [11 empty] | Percentage Savings between editions: | [11 empty] | Percentage Savings between editions: | [11 empty] | Percentage Savings between editions: | [11 empty] | Percentage Savings between editions:
2006-2009 | 10.47% | 11.55% | 8.637% | 17.52% | 21.9% | -0.00283% | 0% | 7.066% |  | 7.066% |  | 2006-2009 | 10.47% | 11.55% | 8.637% | 17.52% | 21.9% | -0.00283% | 0% | 7.066% |  | 7.066% |  | 2006-2009 | 10.47% | 11.55% | 8.637% | 17.52% | 21.9% | -0.00283% | 0% | 7.066% |  | 7.066% |  | 2006-2009 | [11 empty] | 2006-2009 | [11 empty] | 2006-2009 | 10.47% | 11.55% | 8.637% | 17.52% | 21.9% | -0.00283% | 0% | 7.066% |  | 7.066% |  | 2006-2009 | 10.47% | 11.55% | 8.637% | 17.52% | 21.9% | -0.00283% | 0% | 7.066% |  | 7.066%
2009-2012 | 42.83% | 12.87% | 13.96% | 11.32% | 14.94% | 9.27% | 0% | 19.62% |  | 19.62% |  | 2009-2012 | 42.83% | 12.87% | 13.96% | 11.32% | 14.94% | 9.27% | 0% | 19.62% |  | 19.62% |  | 2009-2012 | 42.83% | 12.87% | 13.96% | 11.32% | 14.94% | 9.27% | 0% | 19.62% |  | 19.62% |  | 2009-2012 | [11 empty] | 2009-2012 | [11 empty] | 2009-2012 | 42.83% | 12.87% | 13.96% | 11.32% | 14.94% | 9.27% | 0% | 19.62% |  | 19.62% |  | 2009-2012 | 42.83% | 12.87% | 13.96% | 11.32% | 14.94% | 9.27% | 0% | 19.62% |  | 19.62%
2012-2015 | 0.2623% | 0.03997% | 0.07518% | 0% | 0% | 0.3054% | 0% | 0.1177% |  | 0.1177% |  | 2012-2015 | 0.2623% | 0.03997% | 0.07518% | 0% | 0% | 0.3054% | 0% | 0.1177% |  | 0.1177% |  | 2012-2015 | 0.2623% | 0.03997% | 0.07518% | 0% | 0% | 0.3054% | 0% | 0.1177% |  | 0.1177% |  | 2012-2015 | [11 empty] | 2012-2015 | [11 empty] | 2012-2015 | 0.2623% | 0.03997% | 0.07518% | 0% | 0% | 0.3054% | 0% | 0.1177% |  | 0.1177% |  | 2012-2015 | 0.2623% | 0.03997% | 0.07518% | 0% | 0% | 0.3054% | 0% | 0.1177% |  | 0.1177%
2015-2018 | 2.22% | 0.1914% | 0.3892% | 6.685% | 9.2% | -0.001348% | 0% | 1.094% |  | 1.094% |  | 2015-2018 | 2.22% | 0.1914% | 0.3892% | 6.685% | 9.2% | -0.001348% | 0% | 1.094% |  | 1.094% |  | 2015-2018 | 2.22% | 0.1914% | 0.3892% | 6.685% | 9.2% | -0.001348% | 0% | 1.094% |  | 1.094% |  | 2015-2018 | [11 empty] | 2015-2018 | [11 empty] | 2015-2018 | 2.22% | 0.1914% | 0.3892% | 6.685% | 9.2% | -0.001348% | 0% | 1.094% |  | 1.094% |  | 2015-2018 | 2.22% | 0.1914% | 0.3892% | 6.685% | 9.2% | -0.001348% | 0% | 1.094% |  | 1.094%
2018-2021 | 0.493% | 2.373% | 19.63% | 6.259% | 8.855% | 58.91% | 0% | 9.766% |  | 9.766% |  | 2018-2021 | 0.493% | 2.373% | 19.63% | 6.259% | 8.855% | 58.91% | 0% | 9.766% |  | 9.766% |  | 2018-2021 | 0.493% | 2.373% | 19.63% | 6.259% | 8.855% | 58.91% | 0% | 9.766% |  | 9.766% |  | 2018-2021 | [11 empty] | 2018-2021 | [11 empty] | 2018-2021 | 0.493% | 2.373% | 19.63% | 6.259% | 8.855% | 58.91% | 0% | 9.766% |  | 9.766% |  | 2018-2021 | 0.493% | 2.373% | 19.63% | 6.259% | 8.855% | 58.91% | 0% | 9.766% |  | 9.766%
2021-2024 | 6.313% | 2.255% | -13.8% | 0% | 0% | 40.61% | 2.056% | 4.831% |  | 4.831% |  | 2021-2024 | 6.313% | 2.255% | -13.8% | 0% | 0% | 40.61% | 2.056% | 4.831% |  | 4.831% |  | 2021-2024 | 6.313% | 2.255% | -13.8% | 0% | 0% | 40.61% | 2.056% | 4.831% |  | 4.831% |  | 2021-2024 | [11 empty] | 2021-2024 | [11 empty] | 2021-2024 | 6.313% | 2.255% | -13.8% | 0% | 0% | 40.61% | 2.056% | 4.831% |  | 4.831% |  | 2021-2024 | 6.313% | 2.255% | -13.8% | 0% | 0% | 40.61% | 2.056% | 4.831% |  | 4.831%
2006-2024 | 53.47% | 26.62% | 28.44% | 36.02% | 45.02% | 77.93% | 2.056% | 36.63% |  | 36.63% |  | 2006-2024 | 53.47% | 26.62% | 28.44% | 36.02% | 45.02% | 77.93% | 2.056% | 36.63% |  | 36.63% |  | 2006-2024 | 53.47% | 26.62% | 28.44% | 36.02% | 45.02% | 77.93% | 2.056% | 36.63% |  | 36.63% |  | 2006-2024 | [11 empty] | 2006-2024 | [11 empty] | 2006-2024 | 53.47% | 26.62% | 28.44% | 36.02% | 45.02% | 77.93% | 2.056% | 36.63% |  | 36.63% |  | 2006-2024 | 53.47% | 26.62% | 28.44% | 36.02% | 45.02% | 77.93% | 2.056% | 36.63% |  | 36.63%
Climate Zone Level Details: | [11 empty] | Climate Zone Level Details: | [11 empty] | Climate Zone Level Details: | [11 empty] | Climate Zone Level Details: | [11 empty] | Climate Zone Level Details: | [11 empty] | Climate Zone Level Details: | [11 empty] | Climate Zone Level Details:
Energy Cost Index ($/sq ft/yr) for IECC-Res 2024 | [10 empty] | Single-Family - Electric Resistance | Site Energy Use Intensity (kBtu/sq ft/yr) for IECC-Res 2024 | [10 empty] | Single-Family - Electric Resistance | Electric Use Intensity (kBtu/sq ft/yr) for IECC-Res 2024 | [10 empty] | Single-Family - Electric Resistance | Gas Use Intensity (kBtu/sq ft/yr) for IECC-Res 2024 | [10 empty] | Single-Family - Electric Resistance | Oil Use Intensity (kBtu/sq ft/yr) for IECC-Res 2024 | [10 empty] | Single-Family - Electric Resistance | Source Energy Use Index (kBtu/sq ft/yr) for IECC-Res 2024 | [10 empty] | Single-Family - Electric Resistance | Carbon Emissions (ton/sq ft/yr) for IECC-Res 2024 | [10 empty] | Single-Family - Electric Resistance
Costs: Electricity: $0.1598/kWh ¦ Natural Gas: $1.391/therm ¦ Oil: $4.1392/gal | [9 empty] | Prototype Floor Area (sq ft): | 2376 | [10 empty] | Prototype Floor Area (sq ft): | 2376 | [10 empty] | Prototype Floor Area (sq ft): | 2376 | [10 empty] | Prototype Floor Area (sq ft): | 2376 | [10 empty] | Prototype Floor Area (sq ft): | 2376 | Site-to-Source Factors: Electricity: 2.83 ¦ Natural Gas: 1.1 ¦ Oil: 1.01 | [9 empty] | Prototype Floor Area (sq ft): | 2376 | Conversion [ton/kBtu]: Electricity: 4,881 ¦ Natural Gas: 18,863 ¦ Oil: 13,521 | [9 empty] | Prototype Floor Area (sq ft): | 2376
IECC-Res 2024 | Heat | Cool | Fans_Aux | Lgt_Int | Lgt_Ext | DHW | Appls | Total | PV | Net_Total | Weight | IECC-Res 2024 | Heat | Cool | Fans_Aux | Lgt_Int | Lgt_Ext | DHW | Appls | Total | PV | Net_Total | Weight | IECC-Res 2024 | Heat | Cool | Fans_Aux | Lgt_Int | Lgt_Ext | DHW | Appls | Total | PV | Net_Total | Weight | IECC-Res 2024 | Heat | Cool | Fans_Aux | Lgt_Int | Lgt_Ext | DHW | Appls | Total | PV | Net_Total | Weight | IECC-Res 2024 | Heat | Cool | Fans_Aux | Lgt_Int | Lgt_Ext | DHW | Appls | Total | PV | Net_Total | Weight | IECC-Res 2024 | Heat | Cool | Fans_Aux | Lgt_Int | Lgt_Ext | DHW | Appls | Total | PV | Net_Total | Weight | IECC-Res 2024 | Heat | Cool | Fans_Aux | Lgt_Int | Lgt_Ext | DHW | Appls | Total | PV | Net_Total | Weight
CZ 1AWH | 0.033221 | 0.31507 | 0.064011 | 0.069801 | 0.01422 | 0.031288 | 0.51094 | 1.0386 | 0 | 1.0386 | 2.071% | CZ 1AWH | 0.70935 | 6.7276 | 1.3668 | 1.4904 | 0.30364 | 0.66807 | 10.9099 | 22.1758 | 0 | 22.1758 | 2.071% | CZ 1AWH | 0.70935 | 6.7276 | 1.3668 | 1.4904 | 0.30364 | 0.66807 | 10.9099 | 22.1758 | 0 | 22.1758 | 2.071% | CZ 1AWH | 0 | 0 | 0 | 0 | 0 | 0 | 0 | 0 |  |  | 2.071% | CZ 1AWH | 0 | 0 | 0 | 0 | 0 | 0 | 0 | 0 |  |  | 2.071% | CZ 1AWH | 2.0075 | 19.0391 | 3.868 | 4.2179 | 0.8593 | 1.8906 | 30.8749 | 62.7574 | 0 | 62.7574 | 2.071% | CZ 1AWH | 0.00014531 | 0.0013782 | 0.00028 | 0.00030532 | 6.2202e-05 | 0.00013686 | 0.002235 | 0.0045429 | 0 | 0.0045429 | 2.071%
CZ 1AWHT | 0.001576 | 0.33324 | 0.065212 | 0.069594 | 0.014015 | 0.030128 | 0.50972 | 1.0235 | 0 | 1.0235 | 0.1124% | CZ 1AWHT | 0.033651 | 7.1155 | 1.3924 | 1.486 | 0.29926 | 0.64332 | 10.8838 | 21.8539 | 0 | 21.8539 | 0.1124% | CZ 1AWHT | 0.033651 | 7.1155 | 1.3924 | 1.486 | 0.29926 | 0.64332 | 10.8838 | 21.8539 | 0 | 21.8539 | 0.1124% | CZ 1AWHT | 0 | 0 | 0 | 0 | 0 | 0 | 0 | 0 |  |  | 0.1124% | CZ 1AWHT | 0 | 0 | 0 | 0 | 0 | 0 | 0 | 0 |  |  | 0.1124% | CZ 1AWHT | 0.095232 | 20.1368 | 3.9406 | 4.2054 | 0.84691 | 1.8206 | 30.8011 | 61.8467 | 0 | 61.8467 | 0.1124% | CZ 1AWHT | 6.8936e-06 | 0.0014577 | 0.00028525 | 0.00030442 | 6.1306e-05 | 0.00013179 | 0.0022296 | 0.0044769 | 0 | 0.0044769 | 0.1124%
CZ 1AWHTS | 0.00062788 | 0.42907 | 0.090202 | 0.11414 | 0.022986 | 0.045767 | 0.83596 | 1.5387 | 0 | 1.5387 | 0.1124% | CZ 1AWHTS | 0.013407 | 9.1617 | 1.926 | 2.4371 | 0.4908 | 0.97724 | 17.8498 | 32.8561 | 0 | 32.8561 | 0.1124% | CZ 1AWHTS | 0.013407 | 9.1617 | 1.926 | 2.4371 | 0.4908 | 0.97724 | 17.8498 | 32.8561 | 0 | 32.8561 | 0.1124% | CZ 1AWHTS | 0 | 0 | 0 | 0 | 0 | 0 | 0 | 0 |  |  | 0.1124% | CZ 1AWHTS | 0 | 0 | 0 | 0 | 0 | 0 | 0 | 0 |  |  | 0.1124% | CZ 1AWHTS | 0.037942 | 25.9276 | 5.4507 | 6.897 | 1.389 | 2.7656 | 50.515 | 92.9828 | 0 | 92.9828 | 0.1124% | CZ 1AWHTS | 2.7465e-06 | 0.0018768 | 0.00039456 | 0.00049926 | 0.00010054 | 0.00020019 | 0.0036567 | 0.0067308 | 0 | 0.0067308 | 0.1124%
CZ 2AWH | 0.13469 | 0.26492 | 0.063675 | 0.069764 | 0.014184 | 0.037982 | 0.51072 | 1.0959 | 0 | 1.0959 | 37.16% | CZ 2AWH | 2.876 | 5.6568 | 1.3596 | 1.4896 | 0.30286 | 0.81102 | 10.9052 | 23.4012 | 0 | 23.4012 | 37.16% | CZ 2AWH | 2.876 | 5.6568 | 1.3596 | 1.4896 | 0.30286 | 0.81102 | 10.9052 | 23.4012 | 0 | 23.4012 | 37.16% | CZ 2AWH | 0 | 0 | 0 | 0 | 0 | 0 | 0 | 0 |  |  | 37.16% | CZ 2AWH | 0 | 0 | 0 | 0 | 0 | 0 | 0 | 0 |  |  | 37.16% | CZ 2AWH | 8.1391 | 16.0087 | 3.8478 | 4.2157 | 0.85709 | 2.2952 | 30.8618 | 66.2253 | 0 | 66.2253 | 37.16% | CZ 2AWH | 0.00058917 | 0.0011588 | 0.00027853 | 0.00030516 | 6.2043e-05 | 0.00016614 | 0.002234 | 0.0047939 | 0 | 0.0047939 | 37.16%
CZ 2B | 0.1788 | 0.26317 | 0.076926 | 0.069795 | 0.014214 | 0.042999 | 0.5109 | 1.1568 | 0 | 1.1568 | 1.671% | CZ 2B | 3.8179 | 5.6193 | 1.6426 | 1.4903 | 0.30351 | 0.91813 | 10.9091 | 24.7008 | 0 | 24.7008 | 1.671% | CZ 2B | 3.8179 | 5.6193 | 1.6426 | 1.4903 | 0.30351 | 0.91813 | 10.9091 | 24.7008 | 0 | 24.7008 | 1.671% | CZ 2B | 0 | 0 | 0 | 0 | 0 | 0 | 0 | 0 |  |  | 1.671% | CZ 2B | 0 | 0 | 0 | 0 | 0 | 0 | 0 | 0 |  |  | 1.671% | CZ 2B | 10.8046 | 15.9026 | 4.6485 | 4.2176 | 0.85895 | 2.5983 | 30.8728 | 69.9034 | 0 | 69.9034 | 1.671% | CZ 2B | 0.00078212 | 0.0011512 | 0.00033649 | 0.0003053 | 6.2177e-05 | 0.00018809 | 0.0022348 | 0.0050601 | 0 | 0.0050601 | 1.671%
CZ 3A | 0.32337 | 0.14311 | 0.049535 | 0.069454 | 0.013877 | 0.064739 | 0.50889 | 1.173 | 0 | 1.173 | 14.59% | CZ 3A | 6.9047 | 3.0558 | 1.0577 | 1.483 | 0.2963 | 1.3823 | 10.8661 | 25.046 | 0 | 25.046 | 14.59% | CZ 3A | 6.9047 | 3.0558 | 1.0577 | 1.483 | 0.2963 | 1.3823 | 10.8661 | 25.046 | 0 | 25.046 | 14.59% | CZ 3A | 0 | 0 | 0 | 0 | 0 | 0 | 0 | 0 |  |  | 14.59% | CZ 3A | 0 | 0 | 0 | 0 | 0 | 0 | 0 | 0 |  |  | 14.59% | CZ 3A | 19.5403 | 8.648 | 2.9933 | 4.1969 | 0.83853 | 3.912 | 30.7511 | 70.8803 | 0 | 70.8803 | 14.59% | CZ 3A | 0.0014145 | 0.00062601 | 0.00021668 | 0.0003038 | 6.0699e-05 | 0.00028318 | 0.002226 | 0.0051308 | 0 | 0.0051308 | 14.59%
CZ 3AWH | 0.22762 | 0.16915 | 0.049772 | 0.069726 | 0.014146 | 0.054793 | 0.5105 | 1.0957 | 0 | 1.0957 | 7.436% | CZ 3AWH | 4.8602 | 3.6118 | 1.0628 | 1.4888 | 0.30206 | 1.17 | 10.9005 | 23.3961 | 0 | 23.3961 | 7.436% | CZ 3AWH | 4.8602 | 3.6118 | 1.0628 | 1.4888 | 0.30206 | 1.17 | 10.9005 | 23.3961 | 0 | 23.3961 | 7.436% | CZ 3AWH | 0 | 0 | 0 | 0 | 0 | 0 | 0 | 0 |  |  | 7.436% | CZ 3AWH | 0 | 0 | 0 | 0 | 0 | 0 | 0 | 0 |  |  | 7.436% | CZ 3AWH | 13.7543 | 10.2215 | 3.0076 | 4.2134 | 0.85483 | 3.311 | 30.8483 | 66.211 | 0 | 66.211 | 7.436% | CZ 3AWH | 0.00099564 | 0.00073991 | 0.00021771 | 0.000305 | 6.1879e-05 | 0.00023968 | 0.002233 | 0.0047929 | 0 | 0.0047929 | 7.436%
CZ 3B | 0.20235 | 0.16278 | 0.05854 | 0.069525 | 0.013947 | 0.056951 | 0.50931 | 1.0734 | 0 | 1.0734 | 6.496% | CZ 3B | 4.3207 | 3.4757 | 1.25 | 1.4845 | 0.29781 | 1.2161 | 10.8751 | 22.9199 | 0 | 22.9199 | 6.496% | CZ 3B | 4.3207 | 3.4757 | 1.25 | 1.4845 | 0.29781 | 1.2161 | 10.8751 | 22.9199 | 0 | 22.9199 | 6.496% | CZ 3B | 0 | 0 | 0 | 0 | 0 | 0 | 0 | 0 |  |  | 6.496% | CZ 3B | 0 | 0 | 0 | 0 | 0 | 0 | 0 | 0 |  |  | 6.496% | CZ 3B | 12.2275 | 9.8363 | 3.5375 | 4.2012 | 0.8428 | 3.4415 | 30.7766 | 64.8633 | 0 | 64.8633 | 6.496% | CZ 3B | 0.00088511 | 0.00071202 | 0.00025607 | 0.00030412 | 6.1008e-05 | 0.00024912 | 0.0022278 | 0.0046953 | 0 | 0.0046953 | 6.496%
CZ 3C | 0.1149 | 0.0803 | 0.036576 | 0.069392 | 0.013816 | 0.047614 | 0.50853 | 0.87113 | 0 | 0.87113 | 0.7208% | CZ 3C | 2.4535 | 1.7146 | 0.781 | 1.4817 | 0.29501 | 1.0167 | 10.8584 | 18.601 | 0 | 18.601 | 0.7208% | CZ 3C | 2.4535 | 1.7146 | 0.781 | 1.4817 | 0.29501 | 1.0167 | 10.8584 | 18.601 | 0 | 18.601 | 0.7208% | CZ 3C | 0 | 0 | 0 | 0 | 0 | 0 | 0 | 0 |  |  | 0.7208% | CZ 3C | 0 | 0 | 0 | 0 | 0 | 0 | 0 | 0 |  |  | 0.7208% | CZ 3C | 6.9434 | 4.8524 | 2.2102 | 4.1932 | 0.83488 | 2.8772 | 30.7294 | 52.6407 | 0 | 52.6407 | 0.7208% | CZ 3C | 0.00050262 | 0.00035125 | 0.00015999 | 0.00030354 | 6.0435e-05 | 0.00020828 | 0.0022244 | 0.0038105 | 0 | 0.0038105 | 0.7208%
CZ 4A | 0.57115 | 0.09938 | 0.044884 | 0.067905 | 0.012345 | 0.047676 | 0.49976 | 1.3431 | 0 | 1.3431 | 11.98% | CZ 4A | 12.1955 | 2.122 | 0.95839 | 1.4499 | 0.26359 | 1.018 | 10.6711 | 28.6785 | 0 | 28.6785 | 11.98% | CZ 4A | 12.1955 | 2.122 | 0.95839 | 1.4499 | 0.26359 | 1.018 | 10.6711 | 28.6785 | 0 | 28.6785 | 11.98% | CZ 4A | 0 | 0 | 0 | 0 | 0 | 0 | 0 | 0 |  |  | 11.98% | CZ 4A | 0 | 0 | 0 | 0 | 0 | 0 | 0 | 0 |  |  | 11.98% | CZ 4A | 34.5131 | 6.0053 | 2.7122 | 4.1033 | 0.74596 | 2.8809 | 30.1993 | 81.1603 | 0 | 81.1603 | 11.98% | CZ 4A | 0.0024983 | 0.00043471 | 0.00019633 | 0.00029703 | 5.3998e-05 | 0.00020854 | 0.0021861 | 0.005875 | 0 | 0.005875 | 11.98%
CZ 4B | 0.30863 | 0.12839 | 0.061659 | 0.069686 | 0.014107 | 0.05235 | 0.51026 | 1.1451 | 0 | 1.1451 | 0.5232% | CZ 4B | 6.5899 | 2.7415 | 1.3166 | 1.488 | 0.30122 | 1.1178 | 10.8954 | 24.4505 | 0 | 24.4505 | 0.5232% | CZ 4B | 6.5899 | 2.7415 | 1.3166 | 1.488 | 0.30122 | 1.1178 | 10.8954 | 24.4505 | 0 | 24.4505 | 0.5232% | CZ 4B | 0 | 0 | 0 | 0 | 0 | 0 | 0 | 0 |  |  | 0.5232% | CZ 4B | 0 | 0 | 0 | 0 | 0 | 0 | 0 | 0 |  |  | 0.5232% | CZ 4B | 18.6496 | 7.7586 | 3.7259 | 4.211 | 0.85244 | 3.1634 | 30.8341 | 69.1949 | 0 | 69.1949 | 0.5232% | CZ 4B | 0.00135 | 0.00056162 | 0.00026971 | 0.00030482 | 6.1706e-05 | 0.00022899 | 0.002232 | 0.0050088 | 0 | 0.0050088 | 0.5232%
CZ 4C | 0.38465 | 0.060012 | 0.09009 | 0.069592 | 0.014013 | 0.060949 | 0.50971 | 1.189 | 0 | 1.189 | 2.087% | CZ 4C | 8.2133 | 1.2814 | 1.9237 | 1.486 | 0.29922 | 1.3014 | 10.8835 | 25.3885 | 0 | 25.3885 | 2.087% | CZ 4C | 8.2133 | 1.2814 | 1.9237 | 1.486 | 0.29922 | 1.3014 | 10.8835 | 25.3885 | 0 | 25.3885 | 2.087% | CZ 4C | 0 | 0 | 0 | 0 | 0 | 0 | 0 | 0 |  |  | 2.087% | CZ 4C | 0 | 0 | 0 | 0 | 0 | 0 | 0 | 0 |  |  | 2.087% | CZ 4C | 23.2437 | 3.6264 | 5.444 | 4.2053 | 0.84679 | 3.683 | 30.8004 | 71.8496 | 0 | 71.8496 | 2.087% | CZ 4C | 0.0016826 | 0.00026251 | 0.00039408 | 0.00030441 | 6.1297e-05 | 0.0002666 | 0.0022296 | 0.005201 | 0 | 0.005201 | 2.087%
CZ 5A | 0.69421 | 0.058853 | 0.088604 | 0.067067 | 0.011516 | 0.031439 | 0.50554 | 1.4572 | 0 | 1.4572 | 7.043% | CZ 5A | 14.8233 | 1.2567 | 1.8919 | 1.4321 | 0.24589 | 0.6713 | 10.7945 | 31.1156 | 0 | 31.1156 | 7.043% | CZ 5A | 14.8233 | 1.2567 | 1.8919 | 1.4321 | 0.24589 | 0.6713 | 10.7945 | 31.1156 | 0 | 31.1156 | 7.043% | CZ 5A | 0 | 0 | 0 | 0 | 0 | 0 | 0 | 0 |  |  | 7.043% | CZ 5A | 0 | 0 | 0 | 0 | 0 | 0 | 0 | 0 |  |  | 7.043% | CZ 5A | 41.9498 | 3.5564 | 5.3542 | 4.0527 | 0.69586 | 1.8998 | 30.5484 | 88.0571 | 0 | 88.0571 | 7.043% | CZ 5A | 0.0030366 | 0.00025744 | 0.00038757 | 0.00029337 | 5.0372e-05 | 0.00013752 | 0.0022113 | 0.0063742 | 0 | 0.0063742 | 7.043%
CZ 5B | 0.4635 | 0.0915 | 0.10124 | 0.068796 | 0.013226 | 0.036524 | 0.51732 | 1.2921 | 0 | 1.2921 | 2.961% | CZ 5B | 9.8969 | 1.9538 | 2.1617 | 1.469 | 0.28241 | 0.77989 | 11.0462 | 27.5898 | 0 | 27.5898 | 2.961% | CZ 5B | 9.8969 | 1.9538 | 2.1617 | 1.469 | 0.28241 | 0.77989 | 11.0462 | 27.5898 | 0 | 27.5898 | 2.961% | CZ 5B | 0 | 0 | 0 | 0 | 0 | 0 | 0 | 0 |  |  | 2.961% | CZ 5B | 0 | 0 | 0 | 0 | 0 | 0 | 0 | 0 |  |  | 2.961% | CZ 5B | 28.0083 | 5.5291 | 6.1175 | 4.1572 | 0.79923 | 2.2071 | 31.2608 | 78.0792 | 0 | 78.0792 | 2.961% | CZ 5B | 0.0020274 | 0.00040024 | 0.00044283 | 0.00030093 | 5.7854e-05 | 0.00015977 | 0.0022629 | 0.005652 | 0 | 0.005652 | 2.961%
CZ 5C | 0.38693 | 0.04116 | 0.088085 | 0.069594 | 0.014015 | 0.036724 | 0.52276 | 1.1593 | 0 | 1.1593 | 0.1459% | CZ 5C | 8.2621 | 0.87886 | 1.8808 | 1.486 | 0.29926 | 0.78415 | 11.1623 | 24.7535 | 0 | 24.7535 | 0.1459% | CZ 5C | 8.2621 | 0.87886 | 1.8808 | 1.486 | 0.29926 | 0.78415 | 11.1623 | 24.7535 | 0 | 24.7535 | 0.1459% | CZ 5C | 0 | 0 | 0 | 0 | 0 | 0 | 0 | 0 |  |  | 0.1459% | CZ 5C | 0 | 0 | 0 | 0 | 0 | 0 | 0 | 0 |  |  | 0.1459% | CZ 5C | 23.3816 | 2.4872 | 5.3228 | 4.2054 | 0.84691 | 2.2191 | 31.5894 | 70.0524 | 0 | 70.0524 | 0.1459% | CZ 5C | 0.0016925 | 0.00018004 | 0.0003853 | 0.00030442 | 6.1306e-05 | 0.00016064 | 0.0022867 | 0.0050709 | 0 | 0.0050709 | 0.1459%
CZ 6A | 0.98354 | 0.060483 | 0.091719 | 0.067333 | 0.011779 | 0.056281 | 0.50735 | 1.7785 | 0 | 1.7785 | 3.864% | CZ 6A | 21.0011 | 1.2915 | 1.9584 | 1.4377 | 0.25151 | 1.2017 | 10.8332 | 37.9752 | 0 | 37.9752 | 3.864% | CZ 6A | 21.0011 | 1.2915 | 1.9584 | 1.4377 | 0.25151 | 1.2017 | 10.8332 | 37.9752 | 0 | 37.9752 | 3.864% | CZ 6A | 0 | 0 | 0 | 0 | 0 | 0 | 0 | 0 |  |  | 3.864% | CZ 6A | 0 | 0 | 0 | 0 | 0 | 0 | 0 | 0 |  |  | 3.864% | CZ 6A | 59.4332 | 3.6548 | 5.5424 | 4.0688 | 0.71176 | 3.4009 | 30.658 | 107.4698 | 0 | 107.4698 | 3.864% | CZ 6A | 0.0043022 | 0.00026456 | 0.0004012 | 0.00029453 | 5.1523e-05 | 0.00024618 | 0.0022193 | 0.0077795 | 0 | 0.0077795 | 3.864%
CZ 6B | 0.78982 | 0.055463 | 0.096069 | 0.068311 | 0.012746 | 0.061776 | 0.51402 | 1.5982 | 0 | 1.5982 | 0.4385% | CZ 6B | 16.8647 | 1.1843 | 2.0513 | 1.4586 | 0.27216 | 1.3191 | 10.9755 | 34.1257 | 0 | 34.1257 | 0.4385% | CZ 6B | 16.8647 | 1.1843 | 2.0513 | 1.4586 | 0.27216 | 1.3191 | 10.9755 | 34.1257 | 0 | 34.1257 | 0.4385% | CZ 6B | 0 | 0 | 0 | 0 | 0 | 0 | 0 | 0 |  |  | 0.4385% | CZ 6B | 0 | 0 | 0 | 0 | 0 | 0 | 0 | 0 |  |  | 0.4385% | CZ 6B | 47.7272 | 3.3515 | 5.8053 | 4.1279 | 0.77021 | 3.733 | 31.0608 | 96.5758 | 0 | 96.5758 | 0.4385% | CZ 6B | 0.0034549 | 0.00024261 | 0.00042023 | 0.00029881 | 5.5754e-05 | 0.00027022 | 0.0022484 | 0.0069909 | 0 | 0.0069909 | 0.4385%
CZ 7 | 1.1179 | 0.046098 | 0.091894 | 0.067841 | 0.012281 | 0.064418 | 0.51081 | 1.9113 | 0 | 1.9113 | 0.5849% | CZ 7 | 23.8704 | 0.98431 | 1.9622 | 1.4486 | 0.26224 | 1.3755 | 10.9072 | 40.8104 | 0 | 40.8104 | 0.5849% | CZ 7 | 23.8704 | 0.98431 | 1.9622 | 1.4486 | 0.26224 | 1.3755 | 10.9072 | 40.8104 | 0 | 40.8104 | 0.5849% | CZ 7 | 0 | 0 | 0 | 0 | 0 | 0 | 0 | 0 |  |  | 0.5849% | CZ 7 | 0 | 0 | 0 | 0 | 0 | 0 | 0 | 0 |  |  | 0.5849% | CZ 7 | 67.5533 | 2.7856 | 5.553 | 4.0995 | 0.74214 | 3.8926 | 30.8674 | 115.4934 | 0 | 115.4934 | 0.5849% | CZ 7 | 0.00489 | 0.00020164 | 0.00040197 | 0.00029675 | 5.3722e-05 | 0.00028178 | 0.0022344 | 0.0083603 | 0 | 0.0083603 | 0.5849%
CZ 8 | 1.5497 | 0.034499 | 0.097946 | 0.069594 | 0.014015 | 0.082368 | 0.52276 | 2.3709 | 0 | 2.3709 | 0.005291% | CZ 8 | 33.0895 | 0.73663 | 2.0914 | 1.486 | 0.29926 | 1.7588 | 11.1623 | 50.6239 | 0 | 50.6239 | 0.005291% | CZ 8 | 33.0895 | 0.73663 | 2.0914 | 1.486 | 0.29926 | 1.7588 | 11.1623 | 50.6239 | 0 | 50.6239 | 0.005291% | CZ 8 | 0 | 0 | 0 | 0 | 0 | 0 | 0 | 0 |  |  | 0.005291% | CZ 8 | 0 | 0 | 0 | 0 | 0 | 0 | 0 | 0 |  |  | 0.005291% | CZ 8 | 93.6433 | 2.0847 | 5.9187 | 4.2054 | 0.84691 | 4.9773 | 31.5894 | 143.2656 | 0 | 143.2656 | 0.005291% | CZ 8 | 0.0067786 | 0.0001509 | 0.00042844 | 0.00030442 | 6.1306e-05 | 0.00036029 | 0.0022867 | 0.010371 | 0 | 0.010371 | 0.005291%
US Weighted | 0.33735 | 0.1737 | 0.063267 | 0.069103 | 0.013507 | 0.046494 | 0.50876 | 1.2122 | 0 | 1.2122 | 100% | US Weighted | 7.2032 | 3.709 | 1.3509 | 1.4755 | 0.28841 | 0.99276 | 10.8633 | 25.8831 | 0 | 25.8831 | 100% | US Weighted | 7.2032 | 3.709 | 1.3509 | 1.4755 | 0.28841 | 0.99276 | 10.8633 | 25.8831 | 0 | 25.8831 | 100% | US Weighted | 0 | 0 | 0 | 0 | 0 | 0 | 0 | 0 |  |  | 100% | US Weighted | 0 | 0 | 0 | 0 | 0 | 0 | 0 | 0 |  |  | 100% | US Weighted | 20.3851 | 10.4964 | 3.8231 | 4.1758 | 0.81619 | 2.8095 | 30.7432 | 73.2492 | 0 | 73.2492 | 100% | US Weighted | 0.0014756 | 0.00075981 | 0.00027674 | 0.00030227 | 5.9082e-05 | 0.00020337 | 0.0022254 | 0.0053023 | 0 | 0.0053023 | 100%
Energy Cost Index ($/sq ft/yr) for IECC-Res 2021 | [10 empty] | Single-Family - Electric Resistance | Site Energy Use Intensity (kBtu/sq ft/yr) for IECC-Res 2021 | [10 empty] | Single-Family - Electric Resistance | Electric Use Intensity (kBtu/sq ft/yr) for IECC-Res 2021 | [10 empty] | Single-Family - Electric Resistance | Gas Use Intensity (kBtu/sq ft/yr) for IECC-Res 2021 | [10 empty] | Single-Family - Electric Resistance | Oil Use Intensity (kBtu/sq ft/yr) for IECC-Res 2021 | [10 empty] | Single-Family - Electric Resistance | Source Energy Use Index (kBtu/sq ft/yr) for IECC-Res 2021 | [10 empty] | Single-Family - Electric Resistance | Carbon Emissions (ton/sq ft/yr) for IECC-Res 2021 | [10 empty] | Single-Family - Electric Resistance
Costs: Electricity: $0.1598/kWh ¦ Natural Gas: $1.391/therm ¦ Oil: $4.1392/gal | [9 empty] | Prototype Floor Area (sq ft): | 2376 | [10 empty] | Prototype Floor Area (sq ft): | 2376 | [10 empty] | Prototype Floor Area (sq ft): | 2376 | [10 empty] | Prototype Floor Area (sq ft): | 2376 | [10 empty] | Prototype Floor Area (sq ft): | 2376 | Site-to-Source Factors: Electricity: 2.83 ¦ Natural Gas: 1.1 ¦ Oil: 1.01 | [9 empty] | Prototype Floor Area (sq ft): | 2376 | Conversion [ton/kBtu]: Electricity: 4,881 ¦ Natural Gas: 18,863 ¦ Oil: 13,521 | [9 empty] | Prototype Floor Area (sq ft): | 2376
IECC-Res 2021 | Heat | Cool | Fans_Aux | Lgt_Int | Lgt_Ext | DHW | Appls | Total | PV | Net_Total | Weight | IECC-Res 2021 | Heat | Cool | Fans_Aux | Lgt_Int | Lgt_Ext | DHW | Appls | Total | PV | Net_Total | Weight | IECC-Res 2021 | Heat | Cool | Fans_Aux | Lgt_Int | Lgt_Ext | DHW | Appls | Total | PV | Net_Total | Weight | IECC-Res 2021 | Heat | Cool | Fans_Aux | Lgt_Int | Lgt_Ext | DHW | Appls | Total | PV | Net_Total | Weight | IECC-Res 2021 | Heat | Cool | Fans_Aux | Lgt_Int | Lgt_Ext | DHW | Appls | Total | PV | Net_Total | Weight | IECC-Res 2021 | Heat | Cool | Fans_Aux | Lgt_Int | Lgt_Ext | DHW | Appls | Total | PV | Net_Total | Weight | IECC-Res 2021 | Heat | Cool | Fans_Aux | Lgt_Int | Lgt_Ext | DHW | Appls | Total | PV | Net_Total | Weight
CZ 1AWH | 0.035487 | 0.32768 | 0.065989 | 0.069801 | 0.01422 | 0.049985 | 0.52418 | 1.0873 | 0 | 1.0873 | 2.071% | CZ 1AWH | 0.75773 | 6.9968 | 1.409 | 1.4904 | 0.30364 | 1.0673 | 11.1925 | 23.2174 | 0 | 23.2174 | 2.071% | CZ 1AWH | 0.75773 | 6.9968 | 1.409 | 1.4904 | 0.30364 | 1.0673 | 11.1925 | 23.2174 | 0 | 23.2174 | 2.071% | CZ 1AWH | 0 | 0 | 0 | 0 | 0 | 0 | 0 | 0 |  |  | 2.071% | CZ 1AWH | 0 | 0 | 0 | 0 | 0 | 0 | 0 | 0 |  |  | 2.071% | CZ 1AWH | 2.1444 | 19.801 | 3.9875 | 4.2179 | 0.8593 | 3.0205 | 31.6748 | 65.7053 | 0 | 65.7053 | 2.071% | CZ 1AWH | 0.00015523 | 0.0014333 | 0.00028865 | 0.00030532 | 6.2202e-05 | 0.00021865 | 0.0022929 | 0.0047562 | 0 | 0.0047562 | 2.071%
CZ 1AWHT | 0.0015921 | 0.34748 | 0.066881 | 0.069594 | 0.014015 | 0.048144 | 0.52276 | 1.0705 | 0 | 1.0705 | 0.1124% | CZ 1AWHT | 0.033996 | 7.4195 | 1.4281 | 1.486 | 0.29926 | 1.028 | 11.1623 | 22.8572 | 0 | 22.8572 | 0.1124% | CZ 1AWHT | 0.033996 | 7.4195 | 1.4281 | 1.486 | 0.29926 | 1.028 | 11.1623 | 22.8572 | 0 | 22.8572 | 0.1124% | CZ 1AWHT | 0 | 0 | 0 | 0 | 0 | 0 | 0 | 0 |  |  | 0.1124% | CZ 1AWHT | 0 | 0 | 0 | 0 | 0 | 0 | 0 | 0 |  |  | 0.1124% | CZ 1AWHT | 0.09621 | 20.9972 | 4.0415 | 4.2054 | 0.84691 | 2.9093 | 31.5894 | 64.6859 | 0 | 64.6859 | 0.1124% | CZ 1AWHT | 6.9644e-06 | 0.0015199 | 0.00029255 | 0.00030442 | 6.1306e-05 | 0.00021059 | 0.0022867 | 0.0046824 | 0 | 0.0046824 | 0.1124%
CZ 1AWHTS | 0.00057067 | 0.44205 | 0.092183 | 0.11414 | 0.022986 | 0.0502 | 0.85735 | 1.5795 | 0 | 1.5795 | 0.1124% | CZ 1AWHTS | 0.012185 | 9.4389 | 1.9683 | 2.4371 | 0.4908 | 1.0719 | 18.3066 | 33.7259 | 0 | 33.7259 | 0.1124% | CZ 1AWHTS | 0.012185 | 9.4389 | 1.9683 | 2.4371 | 0.4908 | 1.0719 | 18.3066 | 33.7259 | 0 | 33.7259 | 0.1124% | CZ 1AWHTS | 0 | 0 | 0 | 0 | 0 | 0 | 0 | 0 |  |  | 0.1124% | CZ 1AWHTS | 0 | 0 | 0 | 0 | 0 | 0 | 0 | 0 |  |  | 0.1124% | CZ 1AWHTS | 0.034484 | 26.712 | 5.5704 | 6.897 | 1.389 | 3.0335 | 51.8078 | 95.4442 | 0 | 95.4442 | 0.1124% | CZ 1AWHTS | 2.4962e-06 | 0.0019336 | 0.00040323 | 0.00049926 | 0.00010054 | 0.00021959 | 0.0037502 | 0.006909 | 0 | 0.006909 | 0.1124%
CZ 2AWH | 0.13994 | 0.27365 | 0.064584 | 0.069764 | 0.014184 | 0.059271 | 0.52392 | 1.1453 | 0 | 1.1453 | 37.16% | CZ 2AWH | 2.9882 | 5.8432 | 1.379 | 1.4896 | 0.30286 | 1.2656 | 11.1871 | 24.4556 | 0 | 24.4556 | 37.16% | CZ 2AWH | 2.9882 | 5.8432 | 1.379 | 1.4896 | 0.30286 | 1.2656 | 11.1871 | 24.4556 | 0 | 24.4556 | 37.16% | CZ 2AWH | 0 | 0 | 0 | 0 | 0 | 0 | 0 | 0 |  |  | 37.16% | CZ 2AWH | 0 | 0 | 0 | 0 | 0 | 0 | 0 | 0 |  |  | 37.16% | CZ 2AWH | 8.4565 | 16.5363 | 3.9027 | 4.2157 | 0.85709 | 3.5816 | 31.6596 | 69.2094 | 0 | 69.2094 | 37.16% | CZ 2AWH | 0.00061214 | 0.001197 | 0.0002825 | 0.00030516 | 6.2043e-05 | 0.00025927 | 0.0022918 | 0.0050099 | 0 | 0.0050099 | 37.16%
CZ 2B | 0.18203 | 0.26796 | 0.077731 | 0.069795 | 0.014214 | 0.068118 | 0.52414 | 1.204 | 0 | 1.204 | 1.671% | CZ 2B | 3.8868 | 5.7215 | 1.6598 | 1.4903 | 0.30351 | 1.4545 | 11.1916 | 25.708 | 0 | 25.708 | 1.671% | CZ 2B | 3.8868 | 5.7215 | 1.6598 | 1.4903 | 0.30351 | 1.4545 | 11.1916 | 25.708 | 0 | 25.708 | 1.671% | CZ 2B | 0 | 0 | 0 | 0 | 0 | 0 | 0 | 0 |  |  | 1.671% | CZ 2B | 0 | 0 | 0 | 0 | 0 | 0 | 0 | 0 |  |  | 1.671% | CZ 2B | 10.9996 | 16.192 | 4.6971 | 4.2176 | 0.85895 | 4.1162 | 31.6723 | 72.7537 | 0 | 72.7537 | 1.671% | CZ 2B | 0.00079623 | 0.0011721 | 0.00034001 | 0.0003053 | 6.2177e-05 | 0.00029796 | 0.0022927 | 0.0052665 | 0 | 0.0052665 | 1.671%
CZ 3A | 0.30707 | 0.14586 | 0.049298 | 0.069454 | 0.013877 | 0.089335 | 0.52181 | 1.1967 | 0 | 1.1967 | 14.59% | CZ 3A | 6.5568 | 3.1144 | 1.0526 | 1.483 | 0.2963 | 1.9075 | 11.1419 | 25.5526 | 0 | 25.5526 | 14.59% | CZ 3A | 6.5568 | 3.1144 | 1.0526 | 1.483 | 0.2963 | 1.9075 | 11.1419 | 25.5526 | 0 | 25.5526 | 14.59% | CZ 3A | 0 | 0 | 0 | 0 | 0 | 0 | 0 | 0 |  |  | 14.59% | CZ 3A | 0 | 0 | 0 | 0 | 0 | 0 | 0 | 0 |  |  | 14.59% | CZ 3A | 18.5556 | 8.8138 | 2.979 | 4.1969 | 0.83853 | 5.3983 | 31.5316 | 72.3138 | 0 | 72.3138 | 14.59% | CZ 3A | 0.0013432 | 0.00063801 | 0.00021564 | 0.0003038 | 6.0699e-05 | 0.00039077 | 0.0022825 | 0.0052346 | 0 | 0.0052346 | 14.59%
CZ 3AWH | 0.21393 | 0.17194 | 0.049572 | 0.069726 | 0.014146 | 0.078907 | 0.52367 | 1.1219 | 0 | 1.1219 | 7.436% | CZ 3AWH | 4.5679 | 3.6714 | 1.0585 | 1.4888 | 0.30206 | 1.6849 | 11.1816 | 23.9552 | 0 | 23.9552 | 7.436% | CZ 3AWH | 4.5679 | 3.6714 | 1.0585 | 1.4888 | 0.30206 | 1.6849 | 11.1816 | 23.9552 | 0 | 23.9552 | 7.436% | CZ 3AWH | 0 | 0 | 0 | 0 | 0 | 0 | 0 | 0 |  |  | 7.436% | CZ 3AWH | 0 | 0 | 0 | 0 | 0 | 0 | 0 | 0 |  |  | 7.436% | CZ 3AWH | 12.927 | 10.3902 | 2.9955 | 4.2134 | 0.85483 | 4.7682 | 31.644 | 67.7931 | 0 | 67.7931 | 7.436% | CZ 3AWH | 0.00093575 | 0.00075212 | 0.00021684 | 0.000305 | 6.1879e-05 | 0.00034515 | 0.0022906 | 0.0049074 | 0 | 0.0049074 | 7.436%
CZ 3B | 0.18873 | 0.16517 | 0.058214 | 0.069525 | 0.013947 | 0.083366 | 0.52229 | 1.1012 | 0 | 1.1012 | 6.496% | CZ 3B | 4.0299 | 3.5268 | 1.243 | 1.4845 | 0.29781 | 1.7801 | 11.1523 | 23.5145 | 0 | 23.5145 | 6.496% | CZ 3B | 4.0299 | 3.5268 | 1.243 | 1.4845 | 0.29781 | 1.7801 | 11.1523 | 23.5145 | 0 | 23.5145 | 6.496% | CZ 3B | 0 | 0 | 0 | 0 | 0 | 0 | 0 | 0 |  |  | 6.496% | CZ 3B | 0 | 0 | 0 | 0 | 0 | 0 | 0 | 0 |  |  | 6.496% | CZ 3B | 11.4047 | 9.9809 | 3.5177 | 4.2012 | 0.8428 | 5.0376 | 31.5611 | 66.5461 | 0 | 66.5461 | 6.496% | CZ 3B | 0.00082556 | 0.00072249 | 0.00025464 | 0.00030412 | 6.1008e-05 | 0.00036466 | 0.0022846 | 0.0048171 | 0 | 0.0048171 | 6.496%
CZ 3C | 0.10232 | 0.083012 | 0.036372 | 0.069392 | 0.013816 | 0.075657 | 0.52139 | 0.90196 | 0 | 0.90196 | 0.7208% | CZ 3C | 2.1847 | 1.7725 | 0.77663 | 1.4817 | 0.29501 | 1.6155 | 11.133 | 19.2591 | 0 | 19.2591 | 0.7208% | CZ 3C | 2.1847 | 1.7725 | 0.77663 | 1.4817 | 0.29501 | 1.6155 | 11.133 | 19.2591 | 0 | 19.2591 | 0.7208% | CZ 3C | 0 | 0 | 0 | 0 | 0 | 0 | 0 | 0 |  |  | 0.7208% | CZ 3C | 0 | 0 | 0 | 0 | 0 | 0 | 0 | 0 |  |  | 0.7208% | CZ 3C | 6.1828 | 5.0162 | 2.1979 | 4.1932 | 0.83488 | 4.5718 | 31.5065 | 54.5032 | 0 | 54.5032 | 0.7208% | CZ 3C | 0.00044755 | 0.00036311 | 0.0001591 | 0.00030354 | 6.0435e-05 | 0.00033094 | 0.0022807 | 0.0039453 | 0 | 0.0039453 | 0.7208%
CZ 4A | 0.55779 | 0.10167 | 0.044898 | 0.067905 | 0.012345 | 0.10111 | 0.51125 | 1.397 | 0 | 1.397 | 11.98% | CZ 4A | 11.9103 | 2.1709 | 0.95869 | 1.4499 | 0.26359 | 2.1589 | 10.9165 | 29.8288 | 0 | 29.8288 | 11.98% | CZ 4A | 11.9103 | 2.1709 | 0.95869 | 1.4499 | 0.26359 | 2.1589 | 10.9165 | 29.8288 | 0 | 29.8288 | 11.98% | CZ 4A | 0 | 0 | 0 | 0 | 0 | 0 | 0 | 0 |  |  | 11.98% | CZ 4A | 0 | 0 | 0 | 0 | 0 | 0 | 0 | 0 |  |  | 11.98% | CZ 4A | 33.7061 | 6.1437 | 2.7131 | 4.1033 | 0.74596 | 6.1096 | 30.8937 | 84.4155 | 0 | 84.4155 | 11.98% | CZ 4A | 0.0024399 | 0.00044473 | 0.00019639 | 0.00029703 | 5.3998e-05 | 0.00044226 | 0.0022363 | 0.0061106 | 0 | 0.0061106 | 11.98%
CZ 4B | 0.28946 | 0.13324 | 0.061775 | 0.069686 | 0.014107 | 0.11788 | 0.52339 | 1.2095 | 0 | 1.2095 | 0.5232% | CZ 4B | 6.1808 | 2.8449 | 1.3191 | 1.488 | 0.30122 | 2.5171 | 11.1758 | 25.8269 | 0 | 25.8269 | 0.5232% | CZ 4B | 6.1808 | 2.8449 | 1.3191 | 1.488 | 0.30122 | 2.5171 | 11.1758 | 25.8269 | 0 | 25.8269 | 0.5232% | CZ 4B | 0 | 0 | 0 | 0 | 0 | 0 | 0 | 0 |  |  | 0.5232% | CZ 4B | 0 | 0 | 0 | 0 | 0 | 0 | 0 | 0 |  |  | 0.5232% | CZ 4B | 17.4917 | 8.0511 | 3.733 | 4.211 | 0.85244 | 7.1233 | 31.6275 | 73.09 | 0 | 73.09 | 0.5232% | CZ 4B | 0.0012662 | 0.0005828 | 0.00027022 | 0.00030482 | 6.1706e-05 | 0.00051564 | 0.0022894 | 0.0052908 | 0 | 0.0052908 | 0.5232%
CZ 4C | 0.42589 | 0.058654 | 0.045303 | 0.069592 | 0.014013 | 0.1296 | 0.52275 | 1.2658 | 0 | 1.2658 | 2.087% | CZ 4C | 9.0939 | 1.2524 | 0.96733 | 1.486 | 0.29922 | 2.7674 | 11.162 | 27.0282 | 0 | 27.0282 | 2.087% | CZ 4C | 9.0939 | 1.2524 | 0.96733 | 1.486 | 0.29922 | 2.7674 | 11.162 | 27.0282 | 0 | 27.0282 | 2.087% | CZ 4C | 0 | 0 | 0 | 0 | 0 | 0 | 0 | 0 |  |  | 2.087% | CZ 4C | 0 | 0 | 0 | 0 | 0 | 0 | 0 | 0 |  |  | 2.087% | CZ 4C | 25.7357 | 3.5443 | 2.7376 | 4.2053 | 0.84679 | 7.8316 | 31.5886 | 76.4899 | 0 | 76.4899 | 2.087% | CZ 4C | 0.0018629 | 0.00025657 | 0.00019816 | 0.00030441 | 6.1297e-05 | 0.00056691 | 0.0022866 | 0.0055369 | 0 | 0.0055369 | 2.087%
CZ 5A | 0.83993 | 0.054108 | 0.044757 | 0.067067 | 0.011516 | 0.080244 | 0.50554 | 1.6032 | 0 | 1.6032 | 7.043% | CZ 5A | 17.9347 | 1.1553 | 0.95568 | 1.4321 | 0.24589 | 1.7134 | 10.7945 | 34.2316 | 0 | 34.2316 | 7.043% | CZ 5A | 17.9347 | 1.1553 | 0.95568 | 1.4321 | 0.24589 | 1.7134 | 10.7945 | 34.2316 | 0 | 34.2316 | 7.043% | CZ 5A | 0 | 0 | 0 | 0 | 0 | 0 | 0 | 0 |  |  | 7.043% | CZ 5A | 0 | 0 | 0 | 0 | 0 | 0 | 0 | 0 |  |  | 7.043% | CZ 5A | 50.7552 | 3.2696 | 2.7046 | 4.0527 | 0.69586 | 4.849 | 30.5484 | 96.8754 | 0 | 96.8754 | 7.043% | CZ 5A | 0.003674 | 0.00023668 | 0.00019578 | 0.00029337 | 5.0372e-05 | 0.000351 | 0.0022113 | 0.0070126 | 0 | 0.0070126 | 7.043%
CZ 5B | 0.60099 | 0.088427 | 0.059275 | 0.068796 | 0.013226 | 0.093065 | 0.51732 | 1.4411 | 0 | 1.4411 | 2.961% | CZ 5B | 12.8328 | 1.8882 | 1.2657 | 1.469 | 0.28241 | 1.9872 | 11.0462 | 30.7714 | 0 | 30.7714 | 2.961% | CZ 5B | 12.8328 | 1.8882 | 1.2657 | 1.469 | 0.28241 | 1.9872 | 11.0462 | 30.7714 | 0 | 30.7714 | 2.961% | CZ 5B | 0 | 0 | 0 | 0 | 0 | 0 | 0 | 0 |  |  | 2.961% | CZ 5B | 0 | 0 | 0 | 0 | 0 | 0 | 0 | 0 |  |  | 2.961% | CZ 5B | 36.3167 | 5.3435 | 3.5819 | 4.1572 | 0.79923 | 5.6237 | 31.2608 | 87.0829 | 0 | 87.0829 | 2.961% | CZ 5B | 0.0026289 | 0.0003868 | 0.00025928 | 0.00030093 | 5.7854e-05 | 0.00040709 | 0.0022629 | 0.0063037 | 0 | 0.0063037 | 2.961%
CZ 5C | 0.53508 | 0.035739 | 0.047166 | 0.069594 | 0.014015 | 0.092822 | 0.52276 | 1.3172 | 0 | 1.3172 | 0.1459% | CZ 5C | 11.4254 | 0.76313 | 1.0071 | 1.486 | 0.29926 | 1.982 | 11.1623 | 28.1252 | 0 | 28.1252 | 0.1459% | CZ 5C | 11.4254 | 0.76313 | 1.0071 | 1.486 | 0.29926 | 1.982 | 11.1623 | 28.1252 | 0 | 28.1252 | 0.1459% | CZ 5C | 0 | 0 | 0 | 0 | 0 | 0 | 0 | 0 |  |  | 0.1459% | CZ 5C | 0 | 0 | 0 | 0 | 0 | 0 | 0 | 0 |  |  | 0.1459% | CZ 5C | 32.3338 | 2.1597 | 2.8502 | 4.2054 | 0.84691 | 5.609 | 31.5894 | 79.5943 | 0 | 79.5943 | 0.1459% | CZ 5C | 0.0023406 | 0.00015633 | 0.00020632 | 0.00030442 | 6.1306e-05 | 0.00040602 | 0.0022867 | 0.0057616 | 0 | 0.0057616 | 0.1459%
CZ 6A | 1.1597 | 0.060198 | 0.047741 | 0.067333 | 0.011779 | 0.089233 | 0.50735 | 1.9433 | 0 | 1.9433 | 3.864% | CZ 6A | 24.7622 | 1.2854 | 1.0194 | 1.4377 | 0.25151 | 1.9053 | 10.8332 | 41.4948 | 0 | 41.4948 | 3.864% | CZ 6A | 24.7622 | 1.2854 | 1.0194 | 1.4377 | 0.25151 | 1.9053 | 10.8332 | 41.4948 | 0 | 41.4948 | 3.864% | CZ 6A | 0 | 0 | 0 | 0 | 0 | 0 | 0 | 0 |  |  | 3.864% | CZ 6A | 0 | 0 | 0 | 0 | 0 | 0 | 0 | 0 |  |  | 3.864% | CZ 6A | 70.077 | 3.6376 | 2.8849 | 4.0688 | 0.71176 | 5.3921 | 30.658 | 117.4302 | 0 | 117.4302 | 3.864% | CZ 6A | 0.0050727 | 0.00026332 | 0.00020883 | 0.00029453 | 5.1523e-05 | 0.00039032 | 0.0022193 | 0.0085005 | 0 | 0.0085005 | 3.864%
CZ 6B | 0.95004 | 0.056045 | 0.052759 | 0.068311 | 0.012746 | 0.098005 | 0.51402 | 1.7519 | 0 | 1.7519 | 0.4385% | CZ 6B | 20.2858 | 1.1967 | 1.1265 | 1.4586 | 0.27216 | 2.0927 | 10.9755 | 37.408 | 0 | 37.408 | 0.4385% | CZ 6B | 20.2858 | 1.1967 | 1.1265 | 1.4586 | 0.27216 | 2.0927 | 10.9755 | 37.408 | 0 | 37.408 | 0.4385% | CZ 6B | 0 | 0 | 0 | 0 | 0 | 0 | 0 | 0 |  |  | 0.4385% | CZ 6B | 0 | 0 | 0 | 0 | 0 | 0 | 0 | 0 |  |  | 0.4385% | CZ 6B | 57.4088 | 3.3867 | 3.1881 | 4.1279 | 0.77021 | 5.9222 | 31.0608 | 105.8646 | 0 | 105.8646 | 0.4385% | CZ 6B | 0.0041557 | 0.00024515 | 0.00023078 | 0.00029881 | 5.5754e-05 | 0.00042869 | 0.0022484 | 0.0076633 | 0 | 0.0076633 | 0.4385%
CZ 7 | 1.2827 | 0.048902 | 0.094936 | 0.067841 | 0.012281 | 0.10147 | 0.51081 | 2.1189 | 0 | 2.1189 | 0.5849% | CZ 7 | 27.3886 | 1.0442 | 2.0271 | 1.4486 | 0.26224 | 2.1666 | 10.9072 | 45.2445 | 0 | 45.2445 | 0.5849% | CZ 7 | 27.3886 | 1.0442 | 2.0271 | 1.4486 | 0.26224 | 2.1666 | 10.9072 | 45.2445 | 0 | 45.2445 | 0.5849% | CZ 7 | 0 | 0 | 0 | 0 | 0 | 0 | 0 | 0 |  |  | 0.5849% | CZ 7 | 0 | 0 | 0 | 0 | 0 | 0 | 0 | 0 |  |  | 0.5849% | CZ 7 | 77.5098 | 2.955 | 5.7368 | 4.0995 | 0.74214 | 6.1314 | 30.8674 | 128.042 | 0 | 128.042 | 0.5849% | CZ 7 | 0.0056107 | 0.00021391 | 0.00041527 | 0.00029675 | 5.3722e-05 | 0.00044384 | 0.0022344 | 0.0092686 | 0 | 0.0092686 | 0.5849%
CZ 8 | 1.8145 | 0.036379 | 0.10384 | 0.069594 | 0.014015 | 0.12887 | 0.52276 | 2.69 | 0 | 2.69 | 0.005291% | CZ 8 | 38.7451 | 0.77679 | 2.2173 | 1.486 | 0.29926 | 2.7518 | 11.1623 | 57.4385 | 0 | 57.4385 | 0.005291% | CZ 8 | 38.7451 | 0.77679 | 2.2173 | 1.486 | 0.29926 | 2.7518 | 11.1623 | 57.4385 | 0 | 57.4385 | 0.005291% | CZ 8 | 0 | 0 | 0 | 0 | 0 | 0 | 0 | 0 |  |  | 0.005291% | CZ 8 | 0 | 0 | 0 | 0 | 0 | 0 | 0 | 0 |  |  | 0.005291% | CZ 8 | 109.6486 | 2.1983 | 6.2749 | 4.2054 | 0.84691 | 7.7875 | 31.5894 | 162.551 | 0 | 162.551 | 0.005291% | CZ 8 | 0.0079372 | 0.00015913 | 0.00045422 | 0.00030442 | 6.1306e-05 | 0.00056372 | 0.0022867 | 0.011767 | 0 | 0.011767 | 0.005291%
US Weighted | 0.36008 | 0.17771 | 0.055596 | 0.069103 | 0.013507 | 0.078282 | 0.51944 | 1.2737 | 0 | 1.2737 | 100% | US Weighted | 7.6886 | 3.7945 | 1.1871 | 1.4755 | 0.28841 | 1.6715 | 11.0914 | 27.1971 | 0 | 27.1971 | 100% | US Weighted | 7.6886 | 3.7945 | 1.1871 | 1.4755 | 0.28841 | 1.6715 | 11.0914 | 27.1971 | 0 | 27.1971 | 100% | US Weighted | 0 | 0 | 0 | 0 | 0 | 0 | 0 | 0 |  |  | 100% | US Weighted | 0 | 0 | 0 | 0 | 0 | 0 | 0 | 0 |  |  | 100% | US Weighted | 21.7588 | 10.7385 | 3.3595 | 4.1758 | 0.81619 | 4.7304 | 31.3886 | 76.9678 | 0 | 76.9678 | 100% | US Weighted | 0.0015751 | 0.00077734 | 0.00024319 | 0.00030227 | 5.9082e-05 | 0.00034242 | 0.0022721 | 0.0055715 | 0 | 0.0055715 | 100%
Energy Cost Index ($/sq ft/yr) for IECC-Res 2018 | [10 empty] | Single-Family - Electric Resistance | Site Energy Use Intensity (kBtu/sq ft/yr) for IECC-Res 2018 | [10 empty] | Single-Family - Electric Resistance | Electric Use Intensity (kBtu/sq ft/yr) for IECC-Res 2018 | [10 empty] | Single-Family - Electric Resistance | Gas Use Intensity (kBtu/sq ft/yr) for IECC-Res 2018 | [10 empty] | Single-Family - Electric Resistance | Oil Use Intensity (kBtu/sq ft/yr) for IECC-Res 2018 | [10 empty] | Single-Family - Electric Resistance | Source Energy Use Index (kBtu/sq ft/yr) for IECC-Res 2018 | [10 empty] | Single-Family - Electric Resistance | Carbon Emissions (ton/sq ft/yr) for IECC-Res 2018 | [10 empty] | Single-Family - Electric Resistance
Costs: Electricity: $0.1598/kWh ¦ Natural Gas: $1.391/therm ¦ Oil: $4.1392/gal | [9 empty] | Prototype Floor Area (sq ft): | 2376 | [10 empty] | Prototype Floor Area (sq ft): | 2376 | [10 empty] | Prototype Floor Area (sq ft): | 2376 | [10 empty] | Prototype Floor Area (sq ft): | 2376 | [10 empty] | Prototype Floor Area (sq ft): | 2376 | Site-to-Source Factors: Electricity: 2.83 ¦ Natural Gas: 1.1 ¦ Oil: 1.01 | [9 empty] | Prototype Floor Area (sq ft): | 2376 | Conversion [ton/kBtu]: Electricity: 4,881 ¦ Natural Gas: 18,863 ¦ Oil: 13,521 | [9 empty] | Prototype Floor Area (sq ft): | 2376
IECC-Res 2018 | Heat | Cool | Fans_Aux | Lgt_Int | Lgt_Ext | DHW | Appls | Total | PV | Net_Total | Weight | IECC-Res 2018 | Heat | Cool | Fans_Aux | Lgt_Int | Lgt_Ext | DHW | Appls | Total | PV | Net_Total | Weight | IECC-Res 2018 | Heat | Cool | Fans_Aux | Lgt_Int | Lgt_Ext | DHW | Appls | Total | PV | Net_Total | Weight | IECC-Res 2018 | Heat | Cool | Fans_Aux | Lgt_Int | Lgt_Ext | DHW | Appls | Total | PV | Net_Total | Weight | IECC-Res 2018 | Heat | Cool | Fans_Aux | Lgt_Int | Lgt_Ext | DHW | Appls | Total | PV | Net_Total | Weight | IECC-Res 2018 | Heat | Cool | Fans_Aux | Lgt_Int | Lgt_Ext | DHW | Appls | Total | PV | Net_Total | Weight | IECC-Res 2018 | Heat | Cool | Fans_Aux | Lgt_Int | Lgt_Ext | DHW | Appls | Total | PV | Net_Total | Weight
CZ 1AWH | 0.035591 | 0.32759 | 0.07862 | 0.074462 | 0.015602 | 0.14634 | 0.52418 | 1.2024 | 0 | 1.2024 | 2.071% | CZ 1AWH | 0.75995 | 6.995 | 1.6787 | 1.5899 | 0.33314 | 3.1248 | 11.1925 | 25.6741 | 0 | 25.6741 | 2.071% | CZ 1AWH | 0.75995 | 6.995 | 1.6787 | 1.5899 | 0.33314 | 3.1248 | 11.1925 | 25.6741 | 0 | 25.6741 | 2.071% | CZ 1AWH | 0 | 0 | 0 | 0 | 0 | 0 | 0 | 0 |  |  | 2.071% | CZ 1AWH | 0 | 0 | 0 | 0 | 0 | 0 | 0 | 0 |  |  | 2.071% | CZ 1AWH | 2.1507 | 19.7958 | 4.7508 | 4.4996 | 0.94278 | 8.8433 | 31.6748 | 72.6577 | 0 | 72.6577 | 2.071% | CZ 1AWH | 0.00015568 | 0.001433 | 0.0003439 | 0.00032571 | 6.8245e-05 | 0.00064014 | 0.0022929 | 0.0052595 | 0 | 0.0052595 | 2.071%
CZ 1AWHT | 0.0016096 | 0.34746 | 0.079528 | 0.074241 | 0.015377 | 0.14103 | 0.52276 | 1.182 | 0 | 1.182 | 0.1124% | CZ 1AWHT | 0.034369 | 7.4191 | 1.6981 | 1.5852 | 0.32833 | 3.0113 | 11.1623 | 25.2388 | 0 | 25.2388 | 0.1124% | CZ 1AWHT | 0.034369 | 7.4191 | 1.6981 | 1.5852 | 0.32833 | 3.0113 | 11.1623 | 25.2388 | 0 | 25.2388 | 0.1124% | CZ 1AWHT | 0 | 0 | 0 | 0 | 0 | 0 | 0 | 0 |  |  | 0.1124% | CZ 1AWHT | 0 | 0 | 0 | 0 | 0 | 0 | 0 | 0 |  |  | 0.1124% | CZ 1AWHT | 0.097266 | 20.996 | 4.8057 | 4.4862 | 0.92919 | 8.522 | 31.5894 | 71.4257 | 0 | 71.4257 | 0.1124% | CZ 1AWHT | 7.0408e-06 | 0.0015198 | 0.00034787 | 0.00032474 | 6.7261e-05 | 0.00061689 | 0.0022867 | 0.0051703 | 0 | 0.0051703 | 0.1124%
CZ 1AWHTS | 0.0005618 | 0.44295 | 0.11304 | 0.12176 | 0.025219 | 0.0502 | 0.85735 | 1.6111 | 0 | 1.6111 | 0.1124% | CZ 1AWHTS | 0.011996 | 9.4582 | 2.4136 | 2.5998 | 0.53848 | 1.0719 | 18.3066 | 34.4007 | 0 | 34.4007 | 0.1124% | CZ 1AWHTS | 0.011996 | 9.4582 | 2.4136 | 2.5998 | 0.53848 | 1.0719 | 18.3066 | 34.4007 | 0 | 34.4007 | 0.1124% | CZ 1AWHTS | 0 | 0 | 0 | 0 | 0 | 0 | 0 | 0 |  |  | 0.1124% | CZ 1AWHTS | 0 | 0 | 0 | 0 | 0 | 0 | 0 | 0 |  |  | 0.1124% | CZ 1AWHTS | 0.033949 | 26.7668 | 6.8306 | 7.3575 | 1.5239 | 3.0335 | 51.8078 | 97.3541 | 0 | 97.3541 | 0.1124% | CZ 1AWHTS | 2.4575e-06 | 0.0019376 | 0.00049445 | 0.00053259 | 0.00011031 | 0.00021959 | 0.0037502 | 0.0070472 | 0 | 0.0070472 | 0.1124%
CZ 2AWH | 0.14363 | 0.27513 | 0.077798 | 0.074422 | 0.015562 | 0.16531 | 0.52392 | 1.2758 | 0 | 1.2758 | 37.16% | CZ 2AWH | 3.0669 | 5.8748 | 1.6612 | 1.5891 | 0.33228 | 3.5297 | 11.1871 | 27.241 | 0 | 27.241 | 37.16% | CZ 2AWH | 3.0669 | 5.8748 | 1.6612 | 1.5891 | 0.33228 | 3.5297 | 11.1871 | 27.241 | 0 | 27.241 | 37.16% | CZ 2AWH | 0 | 0 | 0 | 0 | 0 | 0 | 0 | 0 |  |  | 37.16% | CZ 2AWH | 0 | 0 | 0 | 0 | 0 | 0 | 0 | 0 |  |  | 37.16% | CZ 2AWH | 8.6792 | 16.6255 | 4.7011 | 4.4972 | 0.94036 | 9.9891 | 31.6596 | 77.092 | 0 | 77.092 | 37.16% | CZ 2AWH | 0.00062827 | 0.0012035 | 0.0003403 | 0.00032554 | 6.807e-05 | 0.00072308 | 0.0022918 | 0.0055805 | 0 | 0.0055805 | 37.16%
CZ 2B | 0.18817 | 0.27021 | 0.091417 | 0.074455 | 0.015595 | 0.16686 | 0.52414 | 1.3308 | 0 | 1.3308 | 1.671% | CZ 2B | 4.0178 | 5.7696 | 1.952 | 1.5898 | 0.333 | 3.5629 | 11.1916 | 28.4168 | 0 | 28.4168 | 1.671% | CZ 2B | 4.0178 | 5.7696 | 1.952 | 1.5898 | 0.333 | 3.5629 | 11.1916 | 28.4168 | 0 | 28.4168 | 1.671% | CZ 2B | 0 | 0 | 0 | 0 | 0 | 0 | 0 | 0 |  |  | 1.671% | CZ 2B | 0 | 0 | 0 | 0 | 0 | 0 | 0 | 0 |  |  | 1.671% | CZ 2B | 11.3705 | 16.328 | 5.5242 | 4.4992 | 0.94239 | 10.0829 | 31.6723 | 80.4195 | 0 | 80.4195 | 1.671% | CZ 2B | 0.00082308 | 0.0011819 | 0.00039988 | 0.00032568 | 6.8217e-05 | 0.00072988 | 0.0022927 | 0.0058214 | 0 | 0.0058214 | 1.671%
CZ 3A | 0.32649 | 0.14769 | 0.063091 | 0.074091 | 0.015225 | 0.20047 | 0.52181 | 1.3489 | 0 | 1.3489 | 14.59% | CZ 3A | 6.9713 | 3.1536 | 1.3472 | 1.582 | 0.32509 | 4.2806 | 11.1419 | 28.8017 | 0 | 28.8017 | 14.59% | CZ 3A | 6.9713 | 3.1536 | 1.3472 | 1.582 | 0.32509 | 4.2806 | 11.1419 | 28.8017 | 0 | 28.8017 | 14.59% | CZ 3A | 0 | 0 | 0 | 0 | 0 | 0 | 0 | 0 |  |  | 14.59% | CZ 3A | 0 | 0 | 0 | 0 | 0 | 0 | 0 | 0 |  |  | 14.59% | CZ 3A | 19.7289 | 8.9247 | 3.8125 | 4.4772 | 0.91999 | 12.114 | 31.5316 | 81.5089 | 0 | 81.5089 | 14.59% | CZ 3A | 0.0014281 | 0.00064604 | 0.00027598 | 0.00032409 | 6.6596e-05 | 0.0008769 | 0.0022825 | 0.0059002 | 0 | 0.0059002 | 14.59%
CZ 3AWH | 0.23383 | 0.17374 | 0.063366 | 0.074382 | 0.015521 | 0.19414 | 0.52367 | 1.2786 | 0 | 1.2786 | 7.436% | CZ 3AWH | 4.9929 | 3.7098 | 1.353 | 1.5882 | 0.33141 | 4.1454 | 11.1816 | 27.3023 | 0 | 27.3023 | 7.436% | CZ 3AWH | 4.9929 | 3.7098 | 1.353 | 1.5882 | 0.33141 | 4.1454 | 11.1816 | 27.3023 | 0 | 27.3023 | 7.436% | CZ 3AWH | 0 | 0 | 0 | 0 | 0 | 0 | 0 | 0 |  |  | 7.436% | CZ 3AWH | 0 | 0 | 0 | 0 | 0 | 0 | 0 | 0 |  |  | 7.436% | CZ 3AWH | 14.1298 | 10.4986 | 3.8291 | 4.4947 | 0.93788 | 11.7315 | 31.644 | 77.2656 | 0 | 77.2656 | 7.436% | CZ 3AWH | 0.0010228 | 0.00075997 | 0.00027718 | 0.00032536 | 6.7891e-05 | 0.00084921 | 0.0022906 | 0.0055931 | 0 | 0.0055931 | 7.436%
CZ 3B | 0.20708 | 0.16783 | 0.072508 | 0.074167 | 0.015302 | 0.191 | 0.52229 | 1.2502 | 0 | 1.2502 | 6.496% | CZ 3B | 4.4217 | 3.5836 | 1.5482 | 1.5837 | 0.32674 | 4.0784 | 11.1523 | 26.6947 | 0 | 26.6947 | 6.496% | CZ 3B | 4.4217 | 3.5836 | 1.5482 | 1.5837 | 0.32674 | 4.0784 | 11.1523 | 26.6947 | 0 | 26.6947 | 6.496% | CZ 3B | 0 | 0 | 0 | 0 | 0 | 0 | 0 | 0 |  |  | 6.496% | CZ 3B | 0 | 0 | 0 | 0 | 0 | 0 | 0 | 0 |  |  | 6.496% | CZ 3B | 12.5133 | 10.1416 | 4.3815 | 4.4818 | 0.92468 | 11.542 | 31.5611 | 75.5459 | 0 | 75.5459 | 6.496% | CZ 3B | 0.00090581 | 0.00073413 | 0.00031717 | 0.00032442 | 6.6935e-05 | 0.0008355 | 0.0022846 | 0.0054686 | 0 | 0.0054686 | 6.496%
CZ 3C | 0.1164 | 0.082141 | 0.049631 | 0.074026 | 0.015158 | 0.20331 | 0.52139 | 1.0621 | 0 | 1.0621 | 0.7208% | CZ 3C | 2.4854 | 1.7539 | 1.0598 | 1.5806 | 0.32367 | 4.3412 | 11.133 | 22.6776 | 0 | 22.6776 | 0.7208% | CZ 3C | 2.4854 | 1.7539 | 1.0598 | 1.5806 | 0.32367 | 4.3412 | 11.133 | 22.6776 | 0 | 22.6776 | 0.7208% | CZ 3C | 0 | 0 | 0 | 0 | 0 | 0 | 0 | 0 |  |  | 0.7208% | CZ 3C | 0 | 0 | 0 | 0 | 0 | 0 | 0 | 0 |  |  | 0.7208% | CZ 3C | 7.0337 | 4.9636 | 2.9991 | 4.4732 | 0.91599 | 12.2857 | 31.5065 | 64.1777 | 0 | 64.1777 | 0.7208% | CZ 3C | 0.00050915 | 0.0003593 | 0.0002171 | 0.00032381 | 6.6306e-05 | 0.00088933 | 0.0022807 | 0.0046457 | 0 | 0.0046457 | 0.7208%
CZ 4A | 0.58147 | 0.10894 | 0.059901 | 0.072439 | 0.013544 | 0.20491 | 0.51125 | 1.5524 | 0 | 1.5524 | 11.98% | CZ 4A | 12.4158 | 2.3261 | 1.279 | 1.5468 | 0.2892 | 4.3754 | 10.9165 | 33.1488 | 0 | 33.1488 | 11.98% | CZ 4A | 12.4158 | 2.3261 | 1.279 | 1.5468 | 0.2892 | 4.3754 | 10.9165 | 33.1488 | 0 | 33.1488 | 11.98% | CZ 4A | 0 | 0 | 0 | 0 | 0 | 0 | 0 | 0 |  |  | 11.98% | CZ 4A | 0 | 0 | 0 | 0 | 0 | 0 | 0 | 0 |  |  | 11.98% | CZ 4A | 35.1367 | 6.5828 | 3.6197 | 4.3773 | 0.81843 | 12.3824 | 30.8937 | 93.811 | 0 | 93.811 | 11.98% | CZ 4A | 0.0025435 | 0.00047651 | 0.00026202 | 0.00031686 | 5.9244e-05 | 0.00089633 | 0.0022363 | 0.0067907 | 0 | 0.0067907 | 11.98%
CZ 4B | 0.34356 | 0.13849 | 0.079084 | 0.074339 | 0.015477 | 0.22519 | 0.52339 | 1.3995 | 0 | 1.3995 | 0.5232% | CZ 4B | 7.336 | 2.9571 | 1.6887 | 1.5873 | 0.33048 | 4.8083 | 11.1758 | 29.8837 | 0 | 29.8837 | 0.5232% | CZ 4B | 7.336 | 2.9571 | 1.6887 | 1.5873 | 0.33048 | 4.8083 | 11.1758 | 29.8837 | 0 | 29.8837 | 0.5232% | CZ 4B | 0 | 0 | 0 | 0 | 0 | 0 | 0 | 0 |  |  | 0.5232% | CZ 4B | 0 | 0 | 0 | 0 | 0 | 0 | 0 | 0 |  |  | 0.5232% | CZ 4B | 20.7609 | 8.3686 | 4.7789 | 4.4922 | 0.93526 | 13.6076 | 31.6275 | 84.5708 | 0 | 84.5708 | 0.5232% | CZ 4B | 0.0015028 | 0.00060578 | 0.00034593 | 0.00032518 | 6.7701e-05 | 0.00098502 | 0.0022894 | 0.0061219 | 0 | 0.0061219 | 0.5232%
CZ 4C | 0.47512 | 0.060884 | 0.061244 | 0.074239 | 0.015375 | 0.24271 | 0.52275 | 1.4523 | 0 | 1.4523 | 2.087% | CZ 4C | 10.145 | 1.3 | 1.3077 | 1.5852 | 0.32829 | 5.1825 | 11.162 | 31.0108 | 0 | 31.0108 | 2.087% | CZ 4C | 10.145 | 1.3 | 1.3077 | 1.5852 | 0.32829 | 5.1825 | 11.162 | 31.0108 | 0 | 31.0108 | 2.087% | CZ 4C | 0 | 0 | 0 | 0 | 0 | 0 | 0 | 0 |  |  | 2.087% | CZ 4C | 0 | 0 | 0 | 0 | 0 | 0 | 0 | 0 |  |  | 2.087% | CZ 4C | 28.7105 | 3.6791 | 3.7008 | 4.4861 | 0.92906 | 14.6666 | 31.5886 | 87.7607 | 0 | 87.7607 | 2.087% | CZ 4C | 0.0020783 | 0.00026632 | 0.00026789 | 0.00032474 | 6.7252e-05 | 0.0010617 | 0.0022866 | 0.0063528 | 0 | 0.0063528 | 2.087%
CZ 5A | 0.80154 | 0.066062 | 0.059096 | 0.071545 | 0.012634 | 0.20991 | 0.50554 | 1.7263 | 0 | 1.7263 | 7.043% | CZ 5A | 17.1149 | 1.4106 | 1.2618 | 1.5277 | 0.26978 | 4.4822 | 10.7945 | 36.8614 | 0 | 36.8614 | 7.043% | CZ 5A | 17.1149 | 1.4106 | 1.2618 | 1.5277 | 0.26978 | 4.4822 | 10.7945 | 36.8614 | 0 | 36.8614 | 7.043% | CZ 5A | 0 | 0 | 0 | 0 | 0 | 0 | 0 | 0 |  |  | 7.043% | CZ 5A | 0 | 0 | 0 | 0 | 0 | 0 | 0 | 0 |  |  | 7.043% | CZ 5A | 48.4351 | 3.992 | 3.571 | 4.3233 | 0.76347 | 12.6845 | 30.5484 | 104.3179 | 0 | 104.3179 | 7.043% | CZ 5A | 0.0035061 | 0.00028897 | 0.0002585 | 0.00031295 | 5.5265e-05 | 0.0009182 | 0.0022113 | 0.0075513 | 0 | 0.0075513 | 7.043%
CZ 5B | 0.57721 | 0.10826 | 0.07636 | 0.07339 | 0.014511 | 0.23372 | 0.51732 | 1.6008 | 0 | 1.6008 | 2.961% | CZ 5B | 12.325 | 2.3116 | 1.6305 | 1.5671 | 0.30985 | 4.9905 | 11.0462 | 34.1807 | 0 | 34.1807 | 2.961% | CZ 5B | 12.325 | 2.3116 | 1.6305 | 1.5671 | 0.30985 | 4.9905 | 11.0462 | 34.1807 | 0 | 34.1807 | 2.961% | CZ 5B | 0 | 0 | 0 | 0 | 0 | 0 | 0 | 0 |  |  | 2.961% | CZ 5B | 0 | 0 | 0 | 0 | 0 | 0 | 0 | 0 |  |  | 2.961% | CZ 5B | 34.8796 | 6.5418 | 4.6143 | 4.4348 | 0.87687 | 14.1232 | 31.2608 | 96.7313 | 0 | 96.7313 | 2.961% | CZ 5B | 0.0025248 | 0.00047355 | 0.00033402 | 0.00032102 | 6.3475e-05 | 0.0010223 | 0.0022629 | 0.0070021 | 0 | 0.0070021 | 2.961%
CZ 5C | 0.48763 | 0.047497 | 0.060736 | 0.074241 | 0.015377 | 0.25225 | 0.52276 | 1.4605 | 0 | 1.4605 | 0.1459% | CZ 5C | 10.4121 | 1.0142 | 1.2969 | 1.5852 | 0.32833 | 5.3862 | 11.1623 | 31.1852 | 0 | 31.1852 | 0.1459% | CZ 5C | 10.4121 | 1.0142 | 1.2969 | 1.5852 | 0.32833 | 5.3862 | 11.1623 | 31.1852 | 0 | 31.1852 | 0.1459% | CZ 5C | 0 | 0 | 0 | 0 | 0 | 0 | 0 | 0 |  |  | 0.1459% | CZ 5C | 0 | 0 | 0 | 0 | 0 | 0 | 0 | 0 |  |  | 0.1459% | CZ 5C | 29.4662 | 2.8701 | 3.6702 | 4.4862 | 0.92919 | 15.2429 | 31.5894 | 88.2541 | 0 | 88.2541 | 0.1459% | CZ 5C | 0.002133 | 0.00020776 | 0.00026567 | 0.00032474 | 6.7261e-05 | 0.0011034 | 0.0022867 | 0.0063885 | 0 | 0.0063885 | 0.1459%
CZ 6A | 1.0578 | 0.071145 | 0.060049 | 0.071829 | 0.012923 | 0.22963 | 0.50735 | 2.0107 | 0 | 2.0107 | 3.864% | CZ 6A | 22.5864 | 1.5191 | 1.2822 | 1.5337 | 0.27594 | 4.9031 | 10.8332 | 42.9337 | 0 | 42.9337 | 3.864% | CZ 6A | 22.5864 | 1.5191 | 1.2822 | 1.5337 | 0.27594 | 4.9031 | 10.8332 | 42.9337 | 0 | 42.9337 | 3.864% | CZ 6A | 0 | 0 | 0 | 0 | 0 | 0 | 0 | 0 |  |  | 3.864% | CZ 6A | 0 | 0 | 0 | 0 | 0 | 0 | 0 | 0 |  |  | 3.864% | CZ 6A | 63.9195 | 4.2991 | 3.6286 | 4.3405 | 0.78091 | 13.8758 | 30.658 | 121.5024 | 0 | 121.5024 | 3.864% | CZ 6A | 0.004627 | 0.0003112 | 0.00026267 | 0.0003142 | 5.6528e-05 | 0.0010044 | 0.0022193 | 0.0087953 | 0 | 0.0087953 | 3.864%
CZ 6B | 0.84225 | 0.06707 | 0.065161 | 0.072872 | 0.013984 | 0.24354 | 0.51402 | 1.8189 | 0 | 1.8189 | 0.4385% | CZ 6B | 17.9843 | 1.4321 | 1.3914 | 1.556 | 0.2986 | 5.2002 | 10.9755 | 38.8381 | 0 | 38.8381 | 0.4385% | CZ 6B | 17.9843 | 1.4321 | 1.3914 | 1.556 | 0.2986 | 5.2002 | 10.9755 | 38.8381 | 0 | 38.8381 | 0.4385% | CZ 6B | 0 | 0 | 0 | 0 | 0 | 0 | 0 | 0 |  |  | 0.4385% | CZ 6B | 0 | 0 | 0 | 0 | 0 | 0 | 0 | 0 |  |  | 0.4385% | CZ 6B | 50.8955 | 4.0529 | 3.9375 | 4.4035 | 0.84504 | 14.7165 | 31.0608 | 109.9118 | 0 | 109.9118 | 0.4385% | CZ 6B | 0.0036842 | 0.00029338 | 0.00028503 | 0.00031876 | 6.117e-05 | 0.0010653 | 0.0022484 | 0.0079562 | 0 | 0.0079562 | 0.4385%
CZ 7 | 1.2162 | 0.056579 | 0.061268 | 0.072371 | 0.013475 | 0.25762 | 0.51081 | 2.1883 | 0 | 2.1883 | 0.5849% | CZ 7 | 25.9682 | 1.2081 | 1.3082 | 1.5453 | 0.28772 | 5.5008 | 10.9072 | 46.7255 | 0 | 46.7255 | 0.5849% | CZ 7 | 25.9682 | 1.2081 | 1.3082 | 1.5453 | 0.28772 | 5.5008 | 10.9072 | 46.7255 | 0 | 46.7255 | 0.5849% | CZ 7 | 0 | 0 | 0 | 0 | 0 | 0 | 0 | 0 |  |  | 0.5849% | CZ 7 | 0 | 0 | 0 | 0 | 0 | 0 | 0 | 0 |  |  | 0.5849% | CZ 7 | 73.49 | 3.419 | 3.7023 | 4.3732 | 0.81424 | 15.5671 | 30.8674 | 132.2332 | 0 | 132.2332 | 0.5849% | CZ 7 | 0.0053198 | 0.00024749 | 0.000268 | 0.00031657 | 5.8941e-05 | 0.0011269 | 0.0022344 | 0.009572 | 0 | 0.009572 | 0.5849%
CZ 8 | 1.702 | 0.045211 | 0.070059 | 0.074241 | 0.015377 | 0.32147 | 0.52276 | 2.7511 | 0 | 2.7511 | 0.005291% | CZ 8 | 36.3421 | 0.96537 | 1.4959 | 1.5852 | 0.32833 | 6.8642 | 11.1623 | 58.7435 | 0 | 58.7435 | 0.005291% | CZ 8 | 36.3421 | 0.96537 | 1.4959 | 1.5852 | 0.32833 | 6.8642 | 11.1623 | 58.7435 | 0 | 58.7435 | 0.005291% | CZ 8 | 0 | 0 | 0 | 0 | 0 | 0 | 0 | 0 |  |  | 0.005291% | CZ 8 | 0 | 0 | 0 | 0 | 0 | 0 | 0 | 0 |  |  | 0.005291% | CZ 8 | 102.8482 | 2.732 | 4.2335 | 4.4862 | 0.92919 | 19.4256 | 31.5894 | 166.244 | 0 | 166.244 | 0.005291% | CZ 8 | 0.0074449 | 0.00019776 | 0.00030645 | 0.00032474 | 6.7261e-05 | 0.0014062 | 0.0022867 | 0.012034 | 0 | 0.012034 | 0.005291%
US Weighted | 0.36186 | 0.18203 | 0.069174 | 0.073718 | 0.014819 | 0.19052 | 0.51944 | 1.4116 | 0 | 1.4116 | 100% | US Weighted | 7.7267 | 3.8868 | 1.477 | 1.5741 | 0.31643 | 4.0681 | 11.0914 | 30.1405 | 0 | 30.1405 | 100% | US Weighted | 7.7267 | 3.8868 | 1.477 | 1.5741 | 0.31643 | 4.0681 | 11.0914 | 30.1405 | 0 | 30.1405 | 100% | US Weighted | 0 | 0 | 0 | 0 | 0 | 0 | 0 | 0 |  |  | 100% | US Weighted | 0 | 0 | 0 | 0 | 0 | 0 | 0 | 0 |  |  | 100% | US Weighted | 21.8667 | 10.9996 | 4.18 | 4.4546 | 0.89548 | 11.5128 | 31.3886 | 85.2977 | 0 | 85.2977 | 100% | US Weighted | 0.0015829 | 0.00079623 | 0.00030258 | 0.00032246 | 6.4822e-05 | 0.00083338 | 0.0022721 | 0.0061745 | 0 | 0.0061745 | 100%
Energy Cost Index ($/sq ft/yr) for IECC-Res 2015 | [10 empty] | Single-Family - Electric Resistance | Site Energy Use Intensity (kBtu/sq ft/yr) for IECC-Res 2015 | [10 empty] | Single-Family - Electric Resistance | Electric Use Intensity (kBtu/sq ft/yr) for IECC-Res 2015 | [10 empty] | Single-Family - Electric Resistance | Gas Use Intensity (kBtu/sq ft/yr) for IECC-Res 2015 | [10 empty] | Single-Family - Electric Resistance | Oil Use Intensity (kBtu/sq ft/yr) for IECC-Res 2015 | [10 empty] | Single-Family - Electric Resistance | Source Energy Use Index (kBtu/sq ft/yr) for IECC-Res 2015 | [10 empty] | Single-Family - Electric Resistance | Carbon Emissions (ton/sq ft/yr) for IECC-Res 2015 | [10 empty] | Single-Family - Electric Resistance
Costs: Electricity: $0.1598/kWh ¦ Natural Gas: $1.391/therm ¦ Oil: $4.1392/gal | [9 empty] | Prototype Floor Area (sq ft): | 2376 | [10 empty] | Prototype Floor Area (sq ft): | 2376 | [10 empty] | Prototype Floor Area (sq ft): | 2376 | [10 empty] | Prototype Floor Area (sq ft): | 2376 | [10 empty] | Prototype Floor Area (sq ft): | 2376 | Site-to-Source Factors: Electricity: 2.83 ¦ Natural Gas: 1.1 ¦ Oil: 1.01 | [9 empty] | Prototype Floor Area (sq ft): | 2376 | Conversion [ton/kBtu]: Electricity: 4,881 ¦ Natural Gas: 18,863 ¦ Oil: 13,521 | [9 empty] | Prototype Floor Area (sq ft): | 2376
IECC-Res 2015 | Heat | Cool | Fans_Aux | Lgt_Int | Lgt_Ext | DHW | Appls | Total | PV | Net_Total | Weight | IECC-Res 2015 | Heat | Cool | Fans_Aux | Lgt_Int | Lgt_Ext | DHW | Appls | Total | PV | Net_Total | Weight | IECC-Res 2015 | Heat | Cool | Fans_Aux | Lgt_Int | Lgt_Ext | DHW | Appls | Total | PV | Net_Total | Weight | IECC-Res 2015 | Heat | Cool | Fans_Aux | Lgt_Int | Lgt_Ext | DHW | Appls | Total | PV | Net_Total | Weight | IECC-Res 2015 | Heat | Cool | Fans_Aux | Lgt_Int | Lgt_Ext | DHW | Appls | Total | PV | Net_Total | Weight | IECC-Res 2015 | Heat | Cool | Fans_Aux | Lgt_Int | Lgt_Ext | DHW | Appls | Total | PV | Net_Total | Weight | IECC-Res 2015 | Heat | Cool | Fans_Aux | Lgt_Int | Lgt_Ext | DHW | Appls | Total | PV | Net_Total | Weight
CZ 1AWH | 0.035344 | 0.32869 | 0.078783 | 0.079796 | 0.017183 | 0.14634 | 0.52418 | 1.2103 | 0 | 1.2103 | 2.071% | CZ 1AWH | 0.75469 | 7.0183 | 1.6822 | 1.7039 | 0.36689 | 3.1248 | 11.1925 | 25.8433 | 0 | 25.8433 | 2.071% | CZ 1AWH | 0.75469 | 7.0183 | 1.6822 | 1.7039 | 0.36689 | 3.1248 | 11.1925 | 25.8433 | 0 | 25.8433 | 2.071% | CZ 1AWH | 0 | 0 | 0 | 0 | 0 | 0 | 0 | 0 |  |  | 2.071% | CZ 1AWH | 0 | 0 | 0 | 0 | 0 | 0 | 0 | 0 |  |  | 2.071% | CZ 1AWH | 2.1358 | 19.8619 | 4.7607 | 4.8219 | 1.0383 | 8.8433 | 31.6748 | 73.1365 | 0 | 73.1365 | 2.071% | CZ 1AWH | 0.0001546 | 0.0014378 | 0.00034461 | 0.00034905 | 7.516e-05 | 0.00064014 | 0.0022929 | 0.0052942 | 0 | 0.0052942 | 2.071%
CZ 1AWHT | 0.0015685 | 0.34864 | 0.079728 | 0.079559 | 0.016935 | 0.14103 | 0.52276 | 1.1902 | 0 | 1.1902 | 0.1124% | CZ 1AWHT | 0.033491 | 7.4443 | 1.7024 | 1.6988 | 0.3616 | 3.0113 | 11.1623 | 25.4142 | 0 | 25.4142 | 0.1124% | CZ 1AWHT | 0.033491 | 7.4443 | 1.7024 | 1.6988 | 0.3616 | 3.0113 | 11.1623 | 25.4142 | 0 | 25.4142 | 0.1124% | CZ 1AWHT | 0 | 0 | 0 | 0 | 0 | 0 | 0 | 0 |  |  | 0.1124% | CZ 1AWHT | 0 | 0 | 0 | 0 | 0 | 0 | 0 | 0 |  |  | 0.1124% | CZ 1AWHT | 0.09478 | 21.0673 | 4.8178 | 4.8076 | 1.0233 | 8.522 | 31.5894 | 71.9222 | 0 | 71.9222 | 0.1124% | CZ 1AWHT | 6.8609e-06 | 0.001525 | 0.00034875 | 0.00034801 | 7.4077e-05 | 0.00061689 | 0.0022867 | 0.0052063 | 0 | 0.0052063 | 0.1124%
CZ 1AWHTS | 0.00055289 | 0.44399 | 0.1132 | 0.13048 | 0.027774 | 0.0502 | 0.85735 | 1.6236 | 0 | 1.6236 | 0.1124% | CZ 1AWHTS | 0.011806 | 9.4804 | 2.4172 | 2.7861 | 0.59304 | 1.0719 | 18.3066 | 34.6671 | 0 | 34.6671 | 0.1124% | CZ 1AWHTS | 0.011806 | 9.4804 | 2.4172 | 2.7861 | 0.59304 | 1.0719 | 18.3066 | 34.6671 | 0 | 34.6671 | 0.1124% | CZ 1AWHTS | 0 | 0 | 0 | 0 | 0 | 0 | 0 | 0 |  |  | 0.1124% | CZ 1AWHTS | 0 | 0 | 0 | 0 | 0 | 0 | 0 | 0 |  |  | 0.1124% | CZ 1AWHTS | 0.03341 | 26.8296 | 6.8406 | 7.8846 | 1.6783 | 3.0335 | 51.8078 | 98.1079 | 0 | 98.1079 | 0.1124% | CZ 1AWHTS | 2.4185e-06 | 0.0019421 | 0.00049518 | 0.00057075 | 0.00012149 | 0.00021959 | 0.0037502 | 0.0071018 | 0 | 0.0071018 | 0.1124%
CZ 2AWH | 0.14284 | 0.27607 | 0.077934 | 0.079754 | 0.017138 | 0.16531 | 0.52392 | 1.283 | 0 | 1.283 | 37.16% | CZ 2AWH | 3.05 | 5.8947 | 1.6641 | 1.703 | 0.36595 | 3.5297 | 11.1871 | 27.3946 | 0 | 27.3946 | 37.16% | CZ 2AWH | 3.05 | 5.8947 | 1.6641 | 1.703 | 0.36595 | 3.5297 | 11.1871 | 27.3946 | 0 | 27.3946 | 37.16% | CZ 2AWH | 0 | 0 | 0 | 0 | 0 | 0 | 0 | 0 |  |  | 37.16% | CZ 2AWH | 0 | 0 | 0 | 0 | 0 | 0 | 0 | 0 |  |  | 37.16% | CZ 2AWH | 8.6315 | 16.6821 | 4.7094 | 4.8194 | 1.0356 | 9.989 | 31.6596 | 77.5266 | 0 | 77.5266 | 37.16% | CZ 2AWH | 0.00062482 | 0.0012076 | 0.0003409 | 0.00034886 | 7.4967e-05 | 0.00072308 | 0.0022918 | 0.005612 | 0 | 0.005612 | 37.16%
CZ 2B | 0.18721 | 0.27098 | 0.091535 | 0.079789 | 0.017176 | 0.16686 | 0.52414 | 1.3377 | 0 | 1.3377 | 1.671% | CZ 2B | 3.9973 | 5.7862 | 1.9545 | 1.7037 | 0.36674 | 3.5629 | 11.1916 | 28.563 | 0 | 28.563 | 1.671% | CZ 2B | 3.9973 | 5.7862 | 1.9545 | 1.7037 | 0.36674 | 3.5629 | 11.1916 | 28.563 | 0 | 28.563 | 1.671% | CZ 2B | 0 | 0 | 0 | 0 | 0 | 0 | 0 | 0 |  |  | 1.671% | CZ 2B | 0 | 0 | 0 | 0 | 0 | 0 | 0 | 0 |  |  | 1.671% | CZ 2B | 11.3125 | 16.3749 | 5.5313 | 4.8215 | 1.0379 | 10.0829 | 31.6723 | 80.8333 | 0 | 80.8333 | 1.671% | CZ 2B | 0.00081888 | 0.0011853 | 0.00040039 | 0.00034902 | 7.513e-05 | 0.00072988 | 0.0022927 | 0.0058513 | 0 | 0.0058513 | 1.671%
CZ 3A | 0.3388 | 0.14783 | 0.063512 | 0.079399 | 0.016767 | 0.20047 | 0.52181 | 1.3686 | 0 | 1.3686 | 14.59% | CZ 3A | 7.2343 | 3.1565 | 1.3562 | 1.6954 | 0.35803 | 4.2805 | 11.1419 | 29.2228 | 0 | 29.2228 | 14.59% | CZ 3A | 7.2343 | 3.1565 | 1.3562 | 1.6954 | 0.35803 | 4.2805 | 11.1419 | 29.2228 | 0 | 29.2228 | 14.59% | CZ 3A | 0 | 0 | 0 | 0 | 0 | 0 | 0 | 0 |  |  | 14.59% | CZ 3A | 0 | 0 | 0 | 0 | 0 | 0 | 0 | 0 |  |  | 14.59% | CZ 3A | 20.4732 | 8.9328 | 3.8379 | 4.7979 | 1.0132 | 12.1139 | 31.5316 | 82.7005 | 0 | 82.7005 | 14.59% | CZ 3A | 0.001482 | 0.00064662 | 0.00027782 | 0.00034731 | 7.3344e-05 | 0.0008769 | 0.0022825 | 0.0059865 | 0 | 0.0059865 | 14.59%
CZ 3AWH | 0.2433 | 0.17413 | 0.06376 | 0.079711 | 0.017093 | 0.19414 | 0.52367 | 1.2958 | 0 | 1.2958 | 7.436% | CZ 3AWH | 5.1951 | 3.7182 | 1.3614 | 1.702 | 0.36499 | 4.1454 | 11.1816 | 27.6687 | 0 | 27.6687 | 7.436% | CZ 3AWH | 5.1951 | 3.7182 | 1.3614 | 1.702 | 0.36499 | 4.1454 | 11.1816 | 27.6687 | 0 | 27.6687 | 7.436% | CZ 3AWH | 0 | 0 | 0 | 0 | 0 | 0 | 0 | 0 |  |  | 7.436% | CZ 3AWH | 0 | 0 | 0 | 0 | 0 | 0 | 0 | 0 |  |  | 7.436% | CZ 3AWH | 14.7022 | 10.5225 | 3.8529 | 4.8167 | 1.0329 | 11.7314 | 31.644 | 78.3025 | 0 | 78.3025 | 7.436% | CZ 3AWH | 0.0010643 | 0.00076169 | 0.0002789 | 0.00034867 | 7.477e-05 | 0.00084921 | 0.0022906 | 0.0056681 | 0 | 0.0056681 | 7.436%
CZ 3B | 0.21648 | 0.16814 | 0.073023 | 0.079481 | 0.016853 | 0.19098 | 0.52229 | 1.2673 | 0 | 1.2673 | 6.496% | CZ 3B | 4.6225 | 3.5902 | 1.5592 | 1.6971 | 0.35985 | 4.0779 | 11.1523 | 27.0591 | 0 | 27.0591 | 6.496% | CZ 3B | 4.6225 | 3.5902 | 1.5592 | 1.6971 | 0.35985 | 4.0779 | 11.1523 | 27.0591 | 0 | 27.0591 | 6.496% | CZ 3B | 0 | 0 | 0 | 0 | 0 | 0 | 0 | 0 |  |  | 6.496% | CZ 3B | 0 | 0 | 0 | 0 | 0 | 0 | 0 | 0 |  |  | 6.496% | CZ 3B | 13.0816 | 10.1603 | 4.4126 | 4.8028 | 1.0184 | 11.5404 | 31.5611 | 76.5772 | 0 | 76.5772 | 6.496% | CZ 3B | 0.00094694 | 0.00073548 | 0.00031942 | 0.00034767 | 7.3718e-05 | 0.00083538 | 0.0022846 | 0.0055432 | 0 | 0.0055432 | 6.496%
CZ 3C | 0.123 | 0.081114 | 0.049714 | 0.079329 | 0.016694 | 0.20331 | 0.52139 | 1.0746 | 0 | 1.0746 | 0.7208% | CZ 3C | 2.6264 | 1.732 | 1.0615 | 1.6939 | 0.35647 | 4.3413 | 11.133 | 22.9446 | 0 | 22.9446 | 0.7208% | CZ 3C | 2.6264 | 1.732 | 1.0615 | 1.6939 | 0.35647 | 4.3413 | 11.133 | 22.9446 | 0 | 22.9446 | 0.7208% | CZ 3C | 0 | 0 | 0 | 0 | 0 | 0 | 0 | 0 |  |  | 0.7208% | CZ 3C | 0 | 0 | 0 | 0 | 0 | 0 | 0 | 0 |  |  | 0.7208% | CZ 3C | 7.4326 | 4.9015 | 3.0041 | 4.7937 | 1.0088 | 12.2859 | 31.5065 | 64.9331 | 0 | 64.9331 | 0.7208% | CZ 3C | 0.00053803 | 0.00035481 | 0.00021746 | 0.000347 | 7.3024e-05 | 0.00088934 | 0.0022807 | 0.0047003 | 0 | 0.0047003 | 0.7208%
CZ 4A | 0.59983 | 0.10872 | 0.060239 | 0.077629 | 0.014916 | 0.20491 | 0.51125 | 1.5775 | 0 | 1.5775 | 11.98% | CZ 4A | 12.8079 | 2.3214 | 1.2863 | 1.6576 | 0.3185 | 4.3753 | 10.9165 | 33.6834 | 0 | 33.6834 | 11.98% | CZ 4A | 12.8079 | 2.3214 | 1.2863 | 1.6576 | 0.3185 | 4.3753 | 10.9165 | 33.6834 | 0 | 33.6834 | 11.98% | CZ 4A | 0 | 0 | 0 | 0 | 0 | 0 | 0 | 0 |  |  | 11.98% | CZ 4A | 0 | 0 | 0 | 0 | 0 | 0 | 0 | 0 |  |  | 11.98% | CZ 4A | 36.2464 | 6.5694 | 3.6401 | 4.6909 | 0.90135 | 12.382 | 30.8937 | 95.3239 | 0 | 95.3239 | 11.98% | CZ 4A | 0.0026238 | 0.00047554 | 0.0002635 | 0.00033956 | 6.5247e-05 | 0.0008963 | 0.0022363 | 0.0069003 | 0 | 0.0069003 | 11.98%
CZ 4B | 0.35877 | 0.13795 | 0.079552 | 0.079665 | 0.017046 | 0.22518 | 0.52339 | 1.4216 | 0 | 1.4216 | 0.5232% | CZ 4B | 7.6607 | 2.9456 | 1.6986 | 1.7011 | 0.36397 | 4.8083 | 11.1758 | 30.354 | 0 | 30.354 | 0.5232% | CZ 4B | 7.6607 | 2.9456 | 1.6986 | 1.7011 | 0.36397 | 4.8083 | 11.1758 | 30.354 | 0 | 30.354 | 0.5232% | CZ 4B | 0 | 0 | 0 | 0 | 0 | 0 | 0 | 0 |  |  | 0.5232% | CZ 4B | 0 | 0 | 0 | 0 | 0 | 0 | 0 | 0 |  |  | 0.5232% | CZ 4B | 21.6798 | 8.3359 | 4.8071 | 4.814 | 1.03 | 13.6074 | 31.6275 | 85.9018 | 0 | 85.9018 | 0.5232% | CZ 4B | 0.0015693 | 0.00060342 | 0.00034798 | 0.00034847 | 7.4561e-05 | 0.000985 | 0.0022894 | 0.0062182 | 0 | 0.0062182 | 0.5232%
CZ 4C | 0.48754 | 0.060356 | 0.061468 | 0.079557 | 0.016932 | 0.24271 | 0.52275 | 1.4713 | 0 | 1.4713 | 2.087% | CZ 4C | 10.4103 | 1.2888 | 1.3125 | 1.6987 | 0.36155 | 5.1825 | 11.162 | 31.4164 | 0 | 31.4164 | 2.087% | CZ 4C | 10.4103 | 1.2888 | 1.3125 | 1.6987 | 0.36155 | 5.1825 | 11.162 | 31.4164 | 0 | 31.4164 | 2.087% | CZ 4C | 0 | 0 | 0 | 0 | 0 | 0 | 0 | 0 |  |  | 2.087% | CZ 4C | 0 | 0 | 0 | 0 | 0 | 0 | 0 | 0 |  |  | 2.087% | CZ 4C | 29.461 | 3.6472 | 3.7144 | 4.8075 | 1.0232 | 14.6665 | 31.5886 | 88.9083 | 0 | 88.9083 | 2.087% | CZ 4C | 0.0021326 | 0.00026401 | 0.00026888 | 0.000348 | 7.4066e-05 | 0.0010617 | 0.0022866 | 0.0064359 | 0 | 0.0064359 | 2.087%
CZ 5A | 0.81598 | 0.065898 | 0.059305 | 0.076671 | 0.013915 | 0.20991 | 0.50554 | 1.7472 | 0 | 1.7472 | 7.043% | CZ 5A | 17.4233 | 1.4071 | 1.2663 | 1.6371 | 0.29711 | 4.4822 | 10.7945 | 37.3076 | 0 | 37.3076 | 7.043% | CZ 5A | 17.4233 | 1.4071 | 1.2663 | 1.6371 | 0.29711 | 4.4822 | 10.7945 | 37.3076 | 0 | 37.3076 | 7.043% | CZ 5A | 0 | 0 | 0 | 0 | 0 | 0 | 0 | 0 |  |  | 7.043% | CZ 5A | 0 | 0 | 0 | 0 | 0 | 0 | 0 | 0 |  |  | 7.043% | CZ 5A | 49.308 | 3.9821 | 3.5837 | 4.633 | 0.84083 | 12.6845 | 30.5484 | 105.5805 | 0 | 105.5805 | 7.043% | CZ 5A | 0.0035693 | 0.00028825 | 0.00025941 | 0.00033537 | 6.0865e-05 | 0.0009182 | 0.0022113 | 0.0076427 | 0 | 0.0076427 | 7.043%
CZ 5B | 0.59149 | 0.10792 | 0.076676 | 0.078647 | 0.015981 | 0.23373 | 0.51732 | 1.6218 | 0 | 1.6218 | 2.961% | CZ 5B | 12.6299 | 2.3044 | 1.6372 | 1.6793 | 0.34124 | 4.9907 | 11.0462 | 34.6291 | 0 | 34.6291 | 2.961% | CZ 5B | 12.6299 | 2.3044 | 1.6372 | 1.6793 | 0.34124 | 4.9907 | 11.0462 | 34.6291 | 0 | 34.6291 | 2.961% | CZ 5B | 0 | 0 | 0 | 0 | 0 | 0 | 0 | 0 |  |  | 2.961% | CZ 5B | 0 | 0 | 0 | 0 | 0 | 0 | 0 | 0 |  |  | 2.961% | CZ 5B | 35.7427 | 6.5216 | 4.6333 | 4.7525 | 0.96572 | 14.1237 | 31.2608 | 98.0003 | 0 | 98.0003 | 2.961% | CZ 5B | 0.0025873 | 0.00047208 | 0.0003354 | 0.00034402 | 6.9906e-05 | 0.0010224 | 0.0022629 | 0.007094 | 0 | 0.007094 | 2.961%
CZ 5C | 0.50136 | 0.046842 | 0.060962 | 0.079559 | 0.016935 | 0.25225 | 0.52276 | 1.4807 | 0 | 1.4807 | 0.1459% | CZ 5C | 10.7054 | 1.0002 | 1.3017 | 1.6988 | 0.3616 | 5.3863 | 11.1623 | 31.6163 | 0 | 31.6163 | 0.1459% | CZ 5C | 10.7054 | 1.0002 | 1.3017 | 1.6988 | 0.3616 | 5.3863 | 11.1623 | 31.6163 | 0 | 31.6163 | 0.1459% | CZ 5C | 0 | 0 | 0 | 0 | 0 | 0 | 0 | 0 |  |  | 0.1459% | CZ 5C | 0 | 0 | 0 | 0 | 0 | 0 | 0 | 0 |  |  | 0.1459% | CZ 5C | 30.2963 | 2.8306 | 3.6838 | 4.8076 | 1.0233 | 15.2432 | 31.5894 | 89.4742 | 0 | 89.4742 | 0.1459% | CZ 5C | 0.0021931 | 0.0002049 | 0.00026666 | 0.00034801 | 7.4077e-05 | 0.0011034 | 0.0022867 | 0.0064768 | 0 | 0.0064768 | 0.1459%
CZ 6A | 1.0768 | 0.070992 | 0.060358 | 0.076975 | 0.014232 | 0.22963 | 0.50735 | 2.0364 | 0 | 2.0364 | 3.864% | CZ 6A | 22.9931 | 1.5159 | 1.2888 | 1.6436 | 0.3039 | 4.9032 | 10.8332 | 43.4817 | 0 | 43.4817 | 3.864% | CZ 6A | 22.9931 | 1.5159 | 1.2888 | 1.6436 | 0.3039 | 4.9032 | 10.8332 | 43.4817 | 0 | 43.4817 | 3.864% | CZ 6A | 0 | 0 | 0 | 0 | 0 | 0 | 0 | 0 |  |  | 3.864% | CZ 6A | 0 | 0 | 0 | 0 | 0 | 0 | 0 | 0 |  |  | 3.864% | CZ 6A | 65.0706 | 4.2899 | 3.6473 | 4.6514 | 0.86003 | 13.876 | 30.658 | 123.0532 | 0 | 123.0532 | 3.864% | CZ 6A | 0.0047103 | 0.00031054 | 0.00026402 | 0.0003367 | 6.2256e-05 | 0.0010044 | 0.0022193 | 0.0089075 | 0 | 0.0089075 | 3.864%
CZ 6B | 0.86092 | 0.06679 | 0.065436 | 0.078092 | 0.015401 | 0.24354 | 0.51402 | 1.8442 | 0 | 1.8442 | 0.4385% | CZ 6B | 18.3828 | 1.4261 | 1.3972 | 1.6675 | 0.32885 | 5.2002 | 10.9755 | 39.3783 | 0 | 39.3783 | 0.4385% | CZ 6B | 18.3828 | 1.4261 | 1.3972 | 1.6675 | 0.32885 | 5.2002 | 10.9755 | 39.3783 | 0 | 39.3783 | 0.4385% | CZ 6B | 0 | 0 | 0 | 0 | 0 | 0 | 0 | 0 |  |  | 0.4385% | CZ 6B | 0 | 0 | 0 | 0 | 0 | 0 | 0 | 0 |  |  | 0.4385% | CZ 6B | 52.0235 | 4.036 | 3.9541 | 4.719 | 0.93066 | 14.7166 | 31.0608 | 111.4407 | 0 | 111.4407 | 0.4385% | CZ 6B | 0.0037658 | 0.00029216 | 0.00028623 | 0.00034159 | 6.7368e-05 | 0.0010653 | 0.0022484 | 0.0080669 | 0 | 0.0080669 | 0.4385%
CZ 7 | 1.2389 | 0.05634 | 0.061657 | 0.077556 | 0.01484 | 0.25762 | 0.51081 | 2.2177 | 0 | 2.2177 | 0.5849% | CZ 7 | 26.4527 | 1.203 | 1.3165 | 1.656 | 0.31687 | 5.5008 | 10.9072 | 47.3531 | 0 | 47.3531 | 0.5849% | CZ 7 | 26.4527 | 1.203 | 1.3165 | 1.656 | 0.31687 | 5.5008 | 10.9072 | 47.3531 | 0 | 47.3531 | 0.5849% | CZ 7 | 0 | 0 | 0 | 0 | 0 | 0 | 0 | 0 |  |  | 0.5849% | CZ 7 | 0 | 0 | 0 | 0 | 0 | 0 | 0 | 0 |  |  | 0.5849% | CZ 7 | 74.861 | 3.4045 | 3.7258 | 4.6865 | 0.89674 | 15.5674 | 30.8674 | 134.0092 | 0 | 134.0092 | 0.5849% | CZ 7 | 0.005419 | 0.00024644 | 0.0002697 | 0.00033925 | 6.4913e-05 | 0.0011269 | 0.0022344 | 0.0097006 | 0 | 0.0097006 | 0.5849%
CZ 8 | 1.7328 | 0.044724 | 0.070643 | 0.079559 | 0.016935 | 0.32147 | 0.52276 | 2.7889 | 0 | 2.7889 | 0.005291% | CZ 8 | 37.0006 | 0.95497 | 1.5084 | 1.6988 | 0.3616 | 6.8642 | 11.1623 | 59.5509 | 0 | 59.5509 | 0.005291% | CZ 8 | 37.0006 | 0.95497 | 1.5084 | 1.6988 | 0.3616 | 6.8642 | 11.1623 | 59.5509 | 0 | 59.5509 | 0.005291% | CZ 8 | 0 | 0 | 0 | 0 | 0 | 0 | 0 | 0 |  |  | 0.005291% | CZ 8 | 0 | 0 | 0 | 0 | 0 | 0 | 0 | 0 |  |  | 0.005291% | CZ 8 | 104.7117 | 2.7026 | 4.2688 | 4.8076 | 1.0233 | 19.4258 | 31.5894 | 168.5292 | 0 | 168.5292 | 0.005291% | CZ 8 | 0.0075798 | 0.00019563 | 0.00030901 | 0.00034801 | 7.4077e-05 | 0.0014062 | 0.0022867 | 0.012199 | 0 | 0.012199 | 0.005291%
US Weighted | 0.37008 | 0.18238 | 0.069445 | 0.078999 | 0.016321 | 0.19052 | 0.51944 | 1.4272 | 0 | 1.4272 | 100% | US Weighted | 7.9022 | 3.8942 | 1.4828 | 1.6868 | 0.34849 | 4.0681 | 11.0914 | 30.474 | 0 | 30.474 | 100% | US Weighted | 7.9022 | 3.8942 | 1.4828 | 1.6868 | 0.34849 | 4.0681 | 11.0914 | 30.474 | 0 | 30.474 | 100% | US Weighted | 0 | 0 | 0 | 0 | 0 | 0 | 0 | 0 |  |  | 100% | US Weighted | 0 | 0 | 0 | 0 | 0 | 0 | 0 | 0 |  |  | 100% | US Weighted | 22.3632 | 11.0207 | 4.1964 | 4.7737 | 0.98622 | 11.5126 | 31.3886 | 86.2413 | 0 | 86.2413 | 100% | US Weighted | 0.0016188 | 0.00079776 | 0.00030377 | 0.00034556 | 7.139e-05 | 0.00083337 | 0.0022721 | 0.0062428 | 0 | 0.0062428 | 100%
Energy Cost Index ($/sq ft/yr) for IECC-Res 2012 | [10 empty] | Single-Family - Electric Resistance | Site Energy Use Intensity (kBtu/sq ft/yr) for IECC-Res 2012 | [10 empty] | Single-Family - Electric Resistance | Electric Use Intensity (kBtu/sq ft/yr) for IECC-Res 2012 | [10 empty] | Single-Family - Electric Resistance | Gas Use Intensity (kBtu/sq ft/yr) for IECC-Res 2012 | [10 empty] | Single-Family - Electric Resistance | Oil Use Intensity (kBtu/sq ft/yr) for IECC-Res 2012 | [10 empty] | Single-Family - Electric Resistance | Source Energy Use Index (kBtu/sq ft/yr) for IECC-Res 2012 | [10 empty] | Single-Family - Electric Resistance | Carbon Emissions (ton/sq ft/yr) for IECC-Res 2012 | [10 empty] | Single-Family - Electric Resistance
Costs: Electricity: $0.1598/kWh ¦ Natural Gas: $1.391/therm ¦ Oil: $4.1392/gal | [9 empty] | Prototype Floor Area (sq ft): | 2376 | [10 empty] | Prototype Floor Area (sq ft): | 2376 | [10 empty] | Prototype Floor Area (sq ft): | 2376 | [10 empty] | Prototype Floor Area (sq ft): | 2376 | [10 empty] | Prototype Floor Area (sq ft): | 2376 | Site-to-Source Factors: Electricity: 2.83 ¦ Natural Gas: 1.1 ¦ Oil: 1.01 | [9 empty] | Prototype Floor Area (sq ft): | 2376 | Conversion [ton/kBtu]: Electricity: 4,881 ¦ Natural Gas: 18,863 ¦ Oil: 13,521 | [9 empty] | Prototype Floor Area (sq ft): | 2376
IECC-Res 2012 | Heat | Cool | Fans_Aux | Lgt_Int | Lgt_Ext | DHW | Appls | Total | PV | Net_Total | Weight | IECC-Res 2012 | Heat | Cool | Fans_Aux | Lgt_Int | Lgt_Ext | DHW | Appls | Total | PV | Net_Total | Weight | IECC-Res 2012 | Heat | Cool | Fans_Aux | Lgt_Int | Lgt_Ext | DHW | Appls | Total | PV | Net_Total | Weight | IECC-Res 2012 | Heat | Cool | Fans_Aux | Lgt_Int | Lgt_Ext | DHW | Appls | Total | PV | Net_Total | Weight | IECC-Res 2012 | Heat | Cool | Fans_Aux | Lgt_Int | Lgt_Ext | DHW | Appls | Total | PV | Net_Total | Weight | IECC-Res 2012 | Heat | Cool | Fans_Aux | Lgt_Int | Lgt_Ext | DHW | Appls | Total | PV | Net_Total | Weight | IECC-Res 2012 | Heat | Cool | Fans_Aux | Lgt_Int | Lgt_Ext | DHW | Appls | Total | PV | Net_Total | Weight
CZ 1AWH | 0.035469 | 0.32884 | 0.078813 | 0.079796 | 0.017183 | 0.14678 | 0.52418 | 1.2111 | 0 | 1.2111 | 2.071% | CZ 1AWH | 0.75736 | 7.0215 | 1.6829 | 1.7039 | 0.36689 | 3.1342 | 11.1925 | 25.8592 | 0 | 25.8592 | 2.071% | CZ 1AWH | 0.75736 | 7.0215 | 1.6829 | 1.7039 | 0.36689 | 3.1342 | 11.1925 | 25.8592 | 0 | 25.8592 | 2.071% | CZ 1AWH | 0 | 0 | 0 | 0 | 0 | 0 | 0 | 0 |  |  | 2.071% | CZ 1AWH | 0 | 0 | 0 | 0 | 0 | 0 | 0 | 0 |  |  | 2.071% | CZ 1AWH | 2.1433 | 19.8709 | 4.7625 | 4.8219 | 1.0383 | 8.8697 | 31.6748 | 73.1814 | 0 | 73.1814 | 2.071% | CZ 1AWH | 0.00015515 | 0.0014384 | 0.00034475 | 0.00034905 | 7.516e-05 | 0.00064206 | 0.0022929 | 0.0052974 | 0 | 0.0052974 | 2.071%
CZ 1AWHT | 0.0015739 | 0.34871 | 0.079739 | 0.079559 | 0.016935 | 0.14145 | 0.52276 | 1.1907 | 0 | 1.1907 | 0.1124% | CZ 1AWHT | 0.033607 | 7.4458 | 1.7026 | 1.6988 | 0.3616 | 3.0204 | 11.1623 | 25.4252 | 0 | 25.4252 | 0.1124% | CZ 1AWHT | 0.033607 | 7.4458 | 1.7026 | 1.6988 | 0.3616 | 3.0204 | 11.1623 | 25.4252 | 0 | 25.4252 | 0.1124% | CZ 1AWHT | 0 | 0 | 0 | 0 | 0 | 0 | 0 | 0 |  |  | 0.1124% | CZ 1AWHT | 0 | 0 | 0 | 0 | 0 | 0 | 0 | 0 |  |  | 0.1124% | CZ 1AWHT | 0.095109 | 21.0717 | 4.8185 | 4.8076 | 1.0233 | 8.5477 | 31.5894 | 71.9533 | 0 | 71.9533 | 0.1124% | CZ 1AWHT | 6.8847e-06 | 0.0015253 | 0.0003488 | 0.00034801 | 7.4077e-05 | 0.00061874 | 0.0022867 | 0.0052085 | 0 | 0.0052085 | 0.1124%
CZ 1AWHTS | 0.00023362 | 0.39759 | 0.10592 | 0.13048 | 0.027774 | 0.050443 | 0.85735 | 1.5698 | 0 | 1.5698 | 0.1124% | CZ 1AWHTS | 0.0049883 | 8.4895 | 2.2617 | 2.7861 | 0.59304 | 1.0771 | 18.3066 | 33.519 | 0 | 33.519 | 0.1124% | CZ 1AWHTS | 0.0049883 | 8.4895 | 2.2617 | 2.7861 | 0.59304 | 1.0771 | 18.3066 | 33.519 | 0 | 33.519 | 0.1124% | CZ 1AWHTS | 0 | 0 | 0 | 0 | 0 | 0 | 0 | 0 |  |  | 0.1124% | CZ 1AWHTS | 0 | 0 | 0 | 0 | 0 | 0 | 0 | 0 |  |  | 0.1124% | CZ 1AWHTS | 0.014117 | 24.0254 | 6.4005 | 7.8846 | 1.6783 | 3.0481 | 51.8078 | 94.8589 | 0 | 94.8589 | 0.1124% | CZ 1AWHTS | 1.0219e-06 | 0.0017391 | 0.00046331 | 0.00057075 | 0.00012149 | 0.00022065 | 0.0037502 | 0.0068666 | 0 | 0.0068666 | 0.1124%
CZ 2AWH | 0.14337 | 0.27624 | 0.077995 | 0.079754 | 0.017138 | 0.1658 | 0.52392 | 1.2842 | 0 | 1.2842 | 37.16% | CZ 2AWH | 3.0613 | 5.8985 | 1.6654 | 1.703 | 0.36595 | 3.5403 | 11.1871 | 27.4216 | 0 | 27.4216 | 37.16% | CZ 2AWH | 3.0613 | 5.8985 | 1.6654 | 1.703 | 0.36595 | 3.5403 | 11.1871 | 27.4216 | 0 | 27.4216 | 37.16% | CZ 2AWH | 0 | 0 | 0 | 0 | 0 | 0 | 0 | 0 |  |  | 37.16% | CZ 2AWH | 0 | 0 | 0 | 0 | 0 | 0 | 0 | 0 |  |  | 37.16% | CZ 2AWH | 8.6634 | 16.6929 | 4.7131 | 4.8194 | 1.0356 | 10.0191 | 31.6596 | 77.6031 | 0 | 77.6031 | 37.16% | CZ 2AWH | 0.00062712 | 0.0012084 | 0.00034117 | 0.00034886 | 7.4967e-05 | 0.00072526 | 0.0022918 | 0.0056175 | 0 | 0.0056175 | 37.16%
CZ 2B | 0.18786 | 0.27129 | 0.091639 | 0.079789 | 0.017176 | 0.1674 | 0.52414 | 1.3393 | 0 | 1.3393 | 1.671% | CZ 2B | 4.0112 | 5.7927 | 1.9567 | 1.7037 | 0.36674 | 3.5743 | 11.1916 | 28.597 | 0 | 28.597 | 1.671% | CZ 2B | 4.0112 | 5.7927 | 1.9567 | 1.7037 | 0.36674 | 3.5743 | 11.1916 | 28.597 | 0 | 28.597 | 1.671% | CZ 2B | 0 | 0 | 0 | 0 | 0 | 0 | 0 | 0 |  |  | 1.671% | CZ 2B | 0 | 0 | 0 | 0 | 0 | 0 | 0 | 0 |  |  | 1.671% | CZ 2B | 11.3518 | 16.3932 | 5.5375 | 4.8215 | 1.0379 | 10.1153 | 31.6723 | 80.9296 | 0 | 80.9296 | 1.671% | CZ 2B | 0.00082173 | 0.0011867 | 0.00040085 | 0.00034902 | 7.513e-05 | 0.00073223 | 0.0022927 | 0.0058583 | 0 | 0.0058583 | 1.671%
CZ 3A | 0.33992 | 0.1479 | 0.063568 | 0.079399 | 0.016767 | 0.20108 | 0.52181 | 1.3704 | 0 | 1.3704 | 14.59% | CZ 3A | 7.2581 | 3.1581 | 1.3573 | 1.6954 | 0.35803 | 4.2936 | 11.1419 | 29.2625 | 0 | 29.2625 | 14.59% | CZ 3A | 7.2581 | 3.1581 | 1.3573 | 1.6954 | 0.35803 | 4.2936 | 11.1419 | 29.2625 | 0 | 29.2625 | 14.59% | CZ 3A | 0 | 0 | 0 | 0 | 0 | 0 | 0 | 0 |  |  | 14.59% | CZ 3A | 0 | 0 | 0 | 0 | 0 | 0 | 0 | 0 |  |  | 14.59% | CZ 3A | 20.5405 | 8.9374 | 3.8413 | 4.7979 | 1.0132 | 12.1508 | 31.5316 | 82.8128 | 0 | 82.8128 | 14.59% | CZ 3A | 0.0014869 | 0.00064696 | 0.00027806 | 0.00034731 | 7.3344e-05 | 0.00087957 | 0.0022825 | 0.0059946 | 0 | 0.0059946 | 14.59%
CZ 3AWH | 0.24429 | 0.17426 | 0.063823 | 0.079711 | 0.017093 | 0.19473 | 0.52367 | 1.2976 | 0 | 1.2976 | 7.436% | CZ 3AWH | 5.2163 | 3.7209 | 1.3628 | 1.702 | 0.36499 | 4.1579 | 11.1816 | 27.7065 | 0 | 27.7065 | 7.436% | CZ 3AWH | 5.2163 | 3.7209 | 1.3628 | 1.702 | 0.36499 | 4.1579 | 11.1816 | 27.7065 | 0 | 27.7065 | 7.436% | CZ 3AWH | 0 | 0 | 0 | 0 | 0 | 0 | 0 | 0 |  |  | 7.436% | CZ 3AWH | 0 | 0 | 0 | 0 | 0 | 0 | 0 | 0 |  |  | 7.436% | CZ 3AWH | 14.7622 | 10.53 | 3.8567 | 4.8167 | 1.0329 | 11.767 | 31.644 | 78.4095 | 0 | 78.4095 | 7.436% | CZ 3AWH | 0.0010686 | 0.00076224 | 0.00027918 | 0.00034867 | 7.477e-05 | 0.00085178 | 0.0022906 | 0.0056759 | 0 | 0.0056759 | 7.436%
CZ 3B | 0.21736 | 0.16829 | 0.073104 | 0.079481 | 0.016853 | 0.19158 | 0.52229 | 1.269 | 0 | 1.269 | 6.496% | CZ 3B | 4.6411 | 3.5935 | 1.561 | 1.6971 | 0.35985 | 4.0907 | 11.1523 | 27.0956 | 0 | 27.0956 | 6.496% | CZ 3B | 4.6411 | 3.5935 | 1.561 | 1.6971 | 0.35985 | 4.0907 | 11.1523 | 27.0956 | 0 | 27.0956 | 6.496% | CZ 3B | 0 | 0 | 0 | 0 | 0 | 0 | 0 | 0 |  |  | 6.496% | CZ 3B | 0 | 0 | 0 | 0 | 0 | 0 | 0 | 0 |  |  | 6.496% | CZ 3B | 13.1344 | 10.1696 | 4.4175 | 4.8028 | 1.0184 | 11.5767 | 31.5611 | 76.6805 | 0 | 76.6805 | 6.496% | CZ 3B | 0.00095077 | 0.00073615 | 0.00031977 | 0.00034767 | 7.3718e-05 | 0.00083801 | 0.0022846 | 0.0055507 | 0 | 0.0055507 | 6.496%
CZ 3C | 0.12349 | 0.081124 | 0.049747 | 0.079329 | 0.016694 | 0.20396 | 0.52139 | 1.0757 | 0 | 1.0757 | 0.7208% | CZ 3C | 2.6368 | 1.7322 | 1.0622 | 1.6939 | 0.35647 | 4.355 | 11.133 | 22.9696 | 0 | 22.9696 | 0.7208% | CZ 3C | 2.6368 | 1.7322 | 1.0622 | 1.6939 | 0.35647 | 4.355 | 11.133 | 22.9696 | 0 | 22.9696 | 0.7208% | CZ 3C | 0 | 0 | 0 | 0 | 0 | 0 | 0 | 0 |  |  | 0.7208% | CZ 3C | 0 | 0 | 0 | 0 | 0 | 0 | 0 | 0 |  |  | 0.7208% | CZ 3C | 7.4623 | 4.9022 | 3.0061 | 4.7937 | 1.0088 | 12.3246 | 31.5065 | 65.0041 | 0 | 65.0041 | 0.7208% | CZ 3C | 0.00054017 | 0.00035486 | 0.0002176 | 0.000347 | 7.3024e-05 | 0.00089215 | 0.0022807 | 0.0047055 | 0 | 0.0047055 | 0.7208%
CZ 4A | 0.60106 | 0.10873 | 0.060278 | 0.077629 | 0.014916 | 0.20554 | 0.51125 | 1.5794 | 0 | 1.5794 | 11.98% | CZ 4A | 12.8342 | 2.3216 | 1.2871 | 1.6576 | 0.3185 | 4.3889 | 10.9165 | 33.7244 | 0 | 33.7244 | 11.98% | CZ 4A | 12.8342 | 2.3216 | 1.2871 | 1.6576 | 0.3185 | 4.3889 | 10.9165 | 33.7244 | 0 | 33.7244 | 11.98% | CZ 4A | 0 | 0 | 0 | 0 | 0 | 0 | 0 | 0 |  |  | 11.98% | CZ 4A | 0 | 0 | 0 | 0 | 0 | 0 | 0 | 0 |  |  | 11.98% | CZ 4A | 36.3208 | 6.5703 | 3.6425 | 4.6909 | 0.90135 | 12.4205 | 30.8937 | 95.44 | 0 | 95.44 | 11.98% | CZ 4A | 0.0026292 | 0.00047561 | 0.00026367 | 0.00033956 | 6.5247e-05 | 0.00089909 | 0.0022363 | 0.0069087 | 0 | 0.0069087 | 11.98%
CZ 4B | 0.3604 | 0.13802 | 0.079662 | 0.079665 | 0.017046 | 0.22589 | 0.52339 | 1.4241 | 0 | 1.4241 | 0.5232% | CZ 4B | 7.6955 | 2.947 | 1.701 | 1.7011 | 0.36397 | 4.8233 | 11.1758 | 30.4076 | 0 | 30.4076 | 0.5232% | CZ 4B | 7.6955 | 2.947 | 1.701 | 1.7011 | 0.36397 | 4.8233 | 11.1758 | 30.4076 | 0 | 30.4076 | 0.5232% | CZ 4B | 0 | 0 | 0 | 0 | 0 | 0 | 0 | 0 |  |  | 0.5232% | CZ 4B | 0 | 0 | 0 | 0 | 0 | 0 | 0 | 0 |  |  | 0.5232% | CZ 4B | 21.7783 | 8.3401 | 4.8138 | 4.814 | 1.03 | 13.6498 | 31.6275 | 86.0536 | 0 | 86.0536 | 0.5232% | CZ 4B | 0.0015765 | 0.00060372 | 0.00034846 | 0.00034847 | 7.4561e-05 | 0.00098808 | 0.0022894 | 0.0062292 | 0 | 0.0062292 | 0.5232%
CZ 4C | 0.48883 | 0.060341 | 0.061529 | 0.079557 | 0.016932 | 0.24347 | 0.52275 | 1.4734 | 0 | 1.4734 | 2.087% | CZ 4C | 10.4379 | 1.2884 | 1.3138 | 1.6987 | 0.36155 | 5.1988 | 11.162 | 31.4613 | 0 | 31.4613 | 2.087% | CZ 4C | 10.4379 | 1.2884 | 1.3138 | 1.6987 | 0.36155 | 5.1988 | 11.162 | 31.4613 | 0 | 31.4613 | 2.087% | CZ 4C | 0 | 0 | 0 | 0 | 0 | 0 | 0 | 0 |  |  | 2.087% | CZ 4C | 0 | 0 | 0 | 0 | 0 | 0 | 0 | 0 |  |  | 2.087% | CZ 4C | 29.5392 | 3.6463 | 3.718 | 4.8075 | 1.0232 | 14.7126 | 31.5886 | 89.0353 | 0 | 89.0353 | 2.087% | CZ 4C | 0.0021383 | 0.00026395 | 0.00026914 | 0.000348 | 7.4066e-05 | 0.001065 | 0.0022866 | 0.006445 | 0 | 0.006445 | 2.087%
CZ 5A | 0.8175 | 0.065899 | 0.059349 | 0.076671 | 0.013915 | 0.21056 | 0.50554 | 1.7494 | 0 | 1.7494 | 7.043% | CZ 5A | 17.4558 | 1.4071 | 1.2672 | 1.6371 | 0.29711 | 4.496 | 10.7945 | 37.3549 | 0 | 37.3549 | 7.043% | CZ 5A | 17.4558 | 1.4071 | 1.2672 | 1.6371 | 0.29711 | 4.496 | 10.7945 | 37.3549 | 0 | 37.3549 | 7.043% | CZ 5A | 0 | 0 | 0 | 0 | 0 | 0 | 0 | 0 |  |  | 7.043% | CZ 5A | 0 | 0 | 0 | 0 | 0 | 0 | 0 | 0 |  |  | 7.043% | CZ 5A | 49.3998 | 3.9821 | 3.5863 | 4.633 | 0.84083 | 12.7238 | 30.5484 | 105.7144 | 0 | 105.7144 | 7.043% | CZ 5A | 0.0035759 | 0.00028826 | 0.0002596 | 0.00033537 | 6.0865e-05 | 0.00092104 | 0.0022113 | 0.0076524 | 0 | 0.0076524 | 7.043%
CZ 5B | 0.59299 | 0.10794 | 0.076747 | 0.078647 | 0.015981 | 0.23443 | 0.51732 | 1.6241 | 0 | 1.6241 | 2.961% | CZ 5B | 12.6619 | 2.3049 | 1.6387 | 1.6793 | 0.34124 | 5.0058 | 11.0462 | 34.6781 | 0 | 34.6781 | 2.961% | CZ 5B | 12.6619 | 2.3049 | 1.6387 | 1.6793 | 0.34124 | 5.0058 | 11.0462 | 34.6781 | 0 | 34.6781 | 2.961% | CZ 5B | 0 | 0 | 0 | 0 | 0 | 0 | 0 | 0 |  |  | 2.961% | CZ 5B | 0 | 0 | 0 | 0 | 0 | 0 | 0 | 0 |  |  | 2.961% | CZ 5B | 35.8331 | 6.5229 | 4.6376 | 4.7525 | 0.96572 | 14.1664 | 31.2608 | 98.1389 | 0 | 98.1389 | 2.961% | CZ 5B | 0.0025939 | 0.00047217 | 0.00033571 | 0.00034402 | 6.9906e-05 | 0.0010255 | 0.0022629 | 0.007104 | 0 | 0.007104 | 2.961%
CZ 5C | 0.50253 | 0.046828 | 0.061018 | 0.079559 | 0.016935 | 0.25306 | 0.52276 | 1.4827 | 0 | 1.4827 | 0.1459% | CZ 5C | 10.7304 | 0.9999 | 1.3029 | 1.6988 | 0.3616 | 5.4034 | 11.1623 | 31.6593 | 0 | 31.6593 | 0.1459% | CZ 5C | 10.7304 | 0.9999 | 1.3029 | 1.6988 | 0.3616 | 5.4034 | 11.1623 | 31.6593 | 0 | 31.6593 | 0.1459% | CZ 5C | 0 | 0 | 0 | 0 | 0 | 0 | 0 | 0 |  |  | 0.1459% | CZ 5C | 0 | 0 | 0 | 0 | 0 | 0 | 0 | 0 |  |  | 0.1459% | CZ 5C | 30.3671 | 2.8297 | 3.6872 | 4.8076 | 1.0233 | 15.2916 | 31.5894 | 89.5958 | 0 | 89.5958 | 0.1459% | CZ 5C | 0.0021982 | 0.00020484 | 0.00026691 | 0.00034801 | 7.4077e-05 | 0.0011069 | 0.0022867 | 0.0064856 | 0 | 0.0064856 | 0.1459%
CZ 6A | 1.0789 | 0.070997 | 0.060405 | 0.076975 | 0.014232 | 0.23034 | 0.50735 | 2.0392 | 0 | 2.0392 | 3.864% | CZ 6A | 23.0376 | 1.516 | 1.2898 | 1.6436 | 0.3039 | 4.9184 | 10.8332 | 43.5425 | 0 | 43.5425 | 3.864% | CZ 6A | 23.0376 | 1.516 | 1.2898 | 1.6436 | 0.3039 | 4.9184 | 10.8332 | 43.5425 | 0 | 43.5425 | 3.864% | CZ 6A | 0 | 0 | 0 | 0 | 0 | 0 | 0 | 0 |  |  | 3.864% | CZ 6A | 0 | 0 | 0 | 0 | 0 | 0 | 0 | 0 |  |  | 3.864% | CZ 6A | 65.1963 | 4.2902 | 3.6502 | 4.6514 | 0.86003 | 13.9191 | 30.658 | 123.2252 | 0 | 123.2252 | 3.864% | CZ 6A | 0.0047194 | 0.00031056 | 0.00026423 | 0.0003367 | 6.2256e-05 | 0.0010076 | 0.0022193 | 0.00892 | 0 | 0.00892 | 3.864%
CZ 6B | 0.86289 | 0.066796 | 0.065495 | 0.078092 | 0.015401 | 0.24431 | 0.51402 | 1.847 | 0 | 1.847 | 0.4385% | CZ 6B | 18.4249 | 1.4263 | 1.3985 | 1.6675 | 0.32885 | 5.2167 | 10.9755 | 39.4382 | 0 | 39.4382 | 0.4385% | CZ 6B | 18.4249 | 1.4263 | 1.3985 | 1.6675 | 0.32885 | 5.2167 | 10.9755 | 39.4382 | 0 | 39.4382 | 0.4385% | CZ 6B | 0 | 0 | 0 | 0 | 0 | 0 | 0 | 0 |  |  | 0.4385% | CZ 6B | 0 | 0 | 0 | 0 | 0 | 0 | 0 | 0 |  |  | 0.4385% | CZ 6B | 52.1426 | 4.0363 | 3.9577 | 4.719 | 0.93066 | 14.7632 | 31.0608 | 111.6102 | 0 | 111.6102 | 0.4385% | CZ 6B | 0.0037745 | 0.00029218 | 0.00028649 | 0.00034159 | 6.7368e-05 | 0.0010687 | 0.0022484 | 0.0080792 | 0 | 0.0080792 | 0.4385%
CZ 7 | 1.2416 | 0.056341 | 0.061714 | 0.077556 | 0.01484 | 0.25841 | 0.51081 | 2.2212 | 0 | 2.2212 | 0.5849% | CZ 7 | 26.5105 | 1.203 | 1.3177 | 1.656 | 0.31687 | 5.5177 | 10.9072 | 47.429 | 0 | 47.429 | 0.5849% | CZ 7 | 26.5105 | 1.203 | 1.3177 | 1.656 | 0.31687 | 5.5177 | 10.9072 | 47.429 | 0 | 47.429 | 0.5849% | CZ 7 | 0 | 0 | 0 | 0 | 0 | 0 | 0 | 0 |  |  | 0.5849% | CZ 7 | 0 | 0 | 0 | 0 | 0 | 0 | 0 | 0 |  |  | 0.5849% | CZ 7 | 75.0246 | 3.4046 | 3.7292 | 4.6865 | 0.89674 | 15.6151 | 30.8674 | 134.2241 | 0 | 134.2241 | 0.5849% | CZ 7 | 0.0054308 | 0.00024645 | 0.00026995 | 0.00033925 | 6.4913e-05 | 0.0011303 | 0.0022344 | 0.0097162 | 0 | 0.0097162 | 0.5849%
CZ 8 | 1.7358 | 0.044706 | 0.0707 | 0.079559 | 0.016935 | 0.3225 | 0.52276 | 2.793 | 0 | 2.793 | 0.005291% | CZ 8 | 37.0637 | 0.95459 | 1.5096 | 1.6988 | 0.3616 | 6.8862 | 11.1623 | 59.6368 | 0 | 59.6368 | 0.005291% | CZ 8 | 37.0637 | 0.95459 | 1.5096 | 1.6988 | 0.3616 | 6.8862 | 11.1623 | 59.6368 | 0 | 59.6368 | 0.005291% | CZ 8 | 0 | 0 | 0 | 0 | 0 | 0 | 0 | 0 |  |  | 0.005291% | CZ 8 | 0 | 0 | 0 | 0 | 0 | 0 | 0 | 0 |  |  | 0.005291% | CZ 8 | 104.8903 | 2.7015 | 4.2722 | 4.8076 | 1.0233 | 19.4879 | 31.5894 | 168.7722 | 0 | 168.7722 | 0.005291% | CZ 8 | 0.0075927 | 0.00019555 | 0.00030926 | 0.00034801 | 7.4077e-05 | 0.0014107 | 0.0022867 | 0.012217 | 0 | 0.012217 | 0.005291%
US Weighted | 0.37105 | 0.18245 | 0.069497 | 0.078999 | 0.016321 | 0.1911 | 0.51944 | 1.4289 | 0 | 1.4289 | 100% | US Weighted | 7.923 | 3.8958 | 1.4839 | 1.6868 | 0.34849 | 4.0805 | 11.0914 | 30.5099 | 0 | 30.5099 | 100% | US Weighted | 7.923 | 3.8958 | 1.4839 | 1.6868 | 0.34849 | 4.0805 | 11.0914 | 30.5099 | 0 | 30.5099 | 100% | US Weighted | 0 | 0 | 0 | 0 | 0 | 0 | 0 | 0 |  |  | 100% | US Weighted | 0 | 0 | 0 | 0 | 0 | 0 | 0 | 0 |  |  | 100% | US Weighted | 22.422 | 11.0251 | 4.1995 | 4.7737 | 0.98622 | 11.5479 | 31.3886 | 86.343 | 0 | 86.343 | 100% | US Weighted | 0.0016231 | 0.00079808 | 0.00030399 | 0.00034556 | 7.139e-05 | 0.00083592 | 0.0022721 | 0.0062502 | 0 | 0.0062502 | 100%
Energy Cost Index ($/sq ft/yr) for IECC-Res 2009 | [10 empty] | Single-Family - Electric Resistance | Site Energy Use Intensity (kBtu/sq ft/yr) for IECC-Res 2009 | [10 empty] | Single-Family - Electric Resistance | Electric Use Intensity (kBtu/sq ft/yr) for IECC-Res 2009 | [10 empty] | Single-Family - Electric Resistance | Gas Use Intensity (kBtu/sq ft/yr) for IECC-Res 2009 | [10 empty] | Single-Family - Electric Resistance | Oil Use Intensity (kBtu/sq ft/yr) for IECC-Res 2009 | [10 empty] | Single-Family - Electric Resistance | Source Energy Use Index (kBtu/sq ft/yr) for IECC-Res 2009 | [10 empty] | Single-Family - Electric Resistance | Carbon Emissions (ton/sq ft/yr) for IECC-Res 2009 | [10 empty] | Single-Family - Electric Resistance
Costs: Electricity: $0.1598/kWh ¦ Natural Gas: $1.391/therm ¦ Oil: $4.1392/gal | [9 empty] | Prototype Floor Area (sq ft): | 2376 | [10 empty] | Prototype Floor Area (sq ft): | 2376 | [10 empty] | Prototype Floor Area (sq ft): | 2376 | [10 empty] | Prototype Floor Area (sq ft): | 2376 | [10 empty] | Prototype Floor Area (sq ft): | 2376 | Site-to-Source Factors: Electricity: 2.83 ¦ Natural Gas: 1.1 ¦ Oil: 1.01 | [9 empty] | Prototype Floor Area (sq ft): | 2376 | Conversion [ton/kBtu]: Electricity: 4,881 ¦ Natural Gas: 18,863 ¦ Oil: 13,521 | [9 empty] | Prototype Floor Area (sq ft): | 2376
IECC-Res 2009 | Heat | Cool | Fans_Aux | Lgt_Int | Lgt_Ext | DHW | Appls | Total | PV | Net_Total | Weight | IECC-Res 2009 | Heat | Cool | Fans_Aux | Lgt_Int | Lgt_Ext | DHW | Appls | Total | PV | Net_Total | Weight | IECC-Res 2009 | Heat | Cool | Fans_Aux | Lgt_Int | Lgt_Ext | DHW | Appls | Total | PV | Net_Total | Weight | IECC-Res 2009 | Heat | Cool | Fans_Aux | Lgt_Int | Lgt_Ext | DHW | Appls | Total | PV | Net_Total | Weight | IECC-Res 2009 | Heat | Cool | Fans_Aux | Lgt_Int | Lgt_Ext | DHW | Appls | Total | PV | Net_Total | Weight | IECC-Res 2009 | Heat | Cool | Fans_Aux | Lgt_Int | Lgt_Ext | DHW | Appls | Total | PV | Net_Total | Weight | IECC-Res 2009 | Heat | Cool | Fans_Aux | Lgt_Int | Lgt_Ext | DHW | Appls | Total | PV | Net_Total | Weight
CZ 1AWH | 0.063455 | 0.38815 | 0.089513 | 0.089979 | 0.0202 | 0.16163 | 0.52418 | 1.3371 | 0 | 1.3371 | 2.071% | CZ 1AWH | 1.3549 | 8.288 | 1.9113 | 1.9213 | 0.43133 | 3.4512 | 11.1925 | 28.5506 | 0 | 28.5506 | 2.071% | CZ 1AWH | 1.3549 | 8.288 | 1.9113 | 1.9213 | 0.43133 | 3.4512 | 11.1925 | 28.5506 | 0 | 28.5506 | 2.071% | CZ 1AWH | 0 | 0 | 0 | 0 | 0 | 0 | 0 | 0 |  |  | 2.071% | CZ 1AWH | 0 | 0 | 0 | 0 | 0 | 0 | 0 | 0 |  |  | 2.071% | CZ 1AWH | 3.8345 | 23.4551 | 5.4091 | 5.4372 | 1.2207 | 9.7668 | 31.6748 | 80.7981 | 0 | 80.7981 | 2.071% | CZ 1AWH | 0.00027757 | 0.0016979 | 0.00039155 | 0.00039359 | 8.8361e-05 | 0.000707 | 0.0022929 | 0.0058488 | 0 | 0.0058488 | 2.071%
CZ 1AWHT | 0.0052805 | 0.40259 | 0.088826 | 0.089712 | 0.019909 | 0.15575 | 0.52276 | 1.2848 | 0 | 1.2848 | 0.1124% | CZ 1AWHT | 0.11275 | 8.5963 | 1.8967 | 1.9156 | 0.42511 | 3.3257 | 11.1623 | 27.4345 | 0 | 27.4345 | 0.1124% | CZ 1AWHT | 0.11275 | 8.5963 | 1.8967 | 1.9156 | 0.42511 | 3.3257 | 11.1623 | 27.4345 | 0 | 27.4345 | 0.1124% | CZ 1AWHT | 0 | 0 | 0 | 0 | 0 | 0 | 0 | 0 |  |  | 0.1124% | CZ 1AWHT | 0 | 0 | 0 | 0 | 0 | 0 | 0 | 0 |  |  | 0.1124% | CZ 1AWHT | 0.31909 | 24.3276 | 5.3676 | 5.4211 | 1.2031 | 9.4118 | 31.5894 | 77.6396 | 0 | 77.6396 | 0.1124% | CZ 1AWHT | 2.3098e-05 | 0.001761 | 0.00038855 | 0.00039242 | 8.7087e-05 | 0.00068129 | 0.0022867 | 0.0056201 | 0 | 0.0056201 | 0.1124%
CZ 1AWHTS | 0.00074124 | 0.43693 | 0.11184 | 0.14713 | 0.032652 | 0.057992 | 0.85735 | 1.6446 | 0 | 1.6446 | 0.1124% | CZ 1AWHTS | 0.015827 | 9.3297 | 2.388 | 3.1416 | 0.6972 | 1.2383 | 18.3066 | 35.1173 | 0 | 35.1173 | 0.1124% | CZ 1AWHTS | 0.015827 | 9.3297 | 2.388 | 3.1416 | 0.6972 | 1.2383 | 18.3066 | 35.1173 | 0 | 35.1173 | 0.1124% | CZ 1AWHTS | 0 | 0 | 0 | 0 | 0 | 0 | 0 | 0 |  |  | 0.1124% | CZ 1AWHTS | 0 | 0 | 0 | 0 | 0 | 0 | 0 | 0 |  |  | 0.1124% | CZ 1AWHTS | 0.044792 | 26.4029 | 6.7581 | 8.8908 | 1.9731 | 3.5044 | 51.8078 | 99.3819 | 0 | 99.3819 | 0.1124% | CZ 1AWHTS | 3.2424e-06 | 0.0019112 | 0.0004892 | 0.00064358 | 0.00014283 | 0.00025367 | 0.0037502 | 0.007194 | 0 | 0.007194 | 0.1124%
CZ 2AWH | 0.2091 | 0.31378 | 0.087363 | 0.089932 | 0.020149 | 0.18265 | 0.52392 | 1.4269 | 0 | 1.4269 | 37.16% | CZ 2AWH | 4.4648 | 6.6999 | 1.8654 | 1.9203 | 0.43022 | 3.9 | 11.1871 | 30.4677 | 0 | 30.4677 | 37.16% | CZ 2AWH | 4.4648 | 6.6999 | 1.8654 | 1.9203 | 0.43022 | 3.9 | 11.1871 | 30.4677 | 0 | 30.4677 | 37.16% | CZ 2AWH | 0 | 0 | 0 | 0 | 0 | 0 | 0 | 0 |  |  | 37.16% | CZ 2AWH | 0 | 0 | 0 | 0 | 0 | 0 | 0 | 0 |  |  | 37.16% | CZ 2AWH | 12.6353 | 18.9608 | 5.2792 | 5.4344 | 1.2175 | 11.037 | 31.6596 | 86.2237 | 0 | 86.2237 | 37.16% | CZ 2AWH | 0.00091463 | 0.0013725 | 0.00038214 | 0.00039338 | 8.8134e-05 | 0.00079894 | 0.0022918 | 0.0062415 | 0 | 0.0062415 | 37.16%
CZ 2B | 0.26806 | 0.31182 | 0.1046 | 0.089972 | 0.020192 | 0.1844 | 0.52414 | 1.5032 | 0 | 1.5032 | 1.671% | CZ 2B | 5.7237 | 6.6581 | 2.2335 | 1.9211 | 0.43116 | 3.9375 | 11.1916 | 32.0967 | 0 | 32.0967 | 1.671% | CZ 2B | 5.7237 | 6.6581 | 2.2335 | 1.9211 | 0.43116 | 3.9375 | 11.1916 | 32.0967 | 0 | 32.0967 | 1.671% | CZ 2B | 0 | 0 | 0 | 0 | 0 | 0 | 0 | 0 |  |  | 1.671% | CZ 2B | 0 | 0 | 0 | 0 | 0 | 0 | 0 | 0 |  |  | 1.671% | CZ 2B | 16.1982 | 18.8426 | 6.3207 | 5.4368 | 1.2202 | 11.1431 | 31.6723 | 90.8338 | 0 | 90.8338 | 1.671% | CZ 2B | 0.0011725 | 0.001364 | 0.00045754 | 0.00039356 | 8.8325e-05 | 0.00080662 | 0.0022927 | 0.0065752 | 0 | 0.0065752 | 1.671%
CZ 3A | 0.66707 | 0.18029 | 0.077523 | 0.089531 | 0.019712 | 0.22157 | 0.52181 | 1.7775 | 0 | 1.7775 | 14.59% | CZ 3A | 14.2437 | 3.8496 | 1.6553 | 1.9117 | 0.42091 | 4.731 | 11.1419 | 37.9542 | 0 | 37.9542 | 14.59% | CZ 3A | 14.2437 | 3.8496 | 1.6553 | 1.9117 | 0.42091 | 4.731 | 11.1419 | 37.9542 | 0 | 37.9542 | 14.59% | CZ 3A | 0 | 0 | 0 | 0 | 0 | 0 | 0 | 0 |  |  | 14.59% | CZ 3A | 0 | 0 | 0 | 0 | 0 | 0 | 0 | 0 |  |  | 14.59% | CZ 3A | 40.3097 | 10.8945 | 4.6845 | 5.4102 | 1.1912 | 13.3887 | 31.5316 | 107.4104 | 0 | 107.4104 | 14.59% | CZ 3A | 0.0029179 | 0.00078862 | 0.0003391 | 0.00039163 | 8.6226e-05 | 0.00096918 | 0.0022825 | 0.0077752 | 0 | 0.0077752 | 14.59%
CZ 3AWH | 0.48145 | 0.21699 | 0.079418 | 0.089883 | 0.020095 | 0.21457 | 0.52367 | 1.6261 | 0 | 1.6261 | 7.436% | CZ 3AWH | 10.2802 | 4.6334 | 1.6958 | 1.9192 | 0.42909 | 4.5817 | 11.1816 | 34.7209 | 0 | 34.7209 | 7.436% | CZ 3AWH | 10.2802 | 4.6334 | 1.6958 | 1.9192 | 0.42909 | 4.5817 | 11.1816 | 34.7209 | 0 | 34.7209 | 7.436% | CZ 3AWH | 0 | 0 | 0 | 0 | 0 | 0 | 0 | 0 |  |  | 7.436% | CZ 3AWH | 0 | 0 | 0 | 0 | 0 | 0 | 0 | 0 |  |  | 7.436% | CZ 3AWH | 29.0928 | 13.1125 | 4.7991 | 5.4314 | 1.2143 | 12.9661 | 31.644 | 98.2602 | 0 | 98.2602 | 7.436% | CZ 3AWH | 0.002106 | 0.00094918 | 0.00034739 | 0.00039317 | 8.7902e-05 | 0.00093858 | 0.0022906 | 0.0071128 | 0 | 0.0071128 | 7.436%
CZ 3B | 0.44259 | 0.20746 | 0.092792 | 0.089623 | 0.019813 | 0.21113 | 0.52229 | 1.5857 | 0 | 1.5857 | 6.496% | CZ 3B | 9.4504 | 4.4298 | 1.9814 | 1.9137 | 0.42305 | 4.5082 | 11.1523 | 33.8588 | 0 | 33.8588 | 6.496% | CZ 3B | 9.4504 | 4.4298 | 1.9814 | 1.9137 | 0.42305 | 4.5082 | 11.1523 | 33.8588 | 0 | 33.8588 | 6.496% | CZ 3B | 0 | 0 | 0 | 0 | 0 | 0 | 0 | 0 |  |  | 6.496% | CZ 3B | 0 | 0 | 0 | 0 | 0 | 0 | 0 | 0 |  |  | 6.496% | CZ 3B | 26.7446 | 12.5364 | 5.6072 | 5.4157 | 1.1972 | 12.7581 | 31.5611 | 95.8205 | 0 | 95.8205 | 6.496% | CZ 3B | 0.001936 | 0.00090748 | 0.00040589 | 0.00039203 | 8.6665e-05 | 0.00092353 | 0.0022846 | 0.0069362 | 0 | 0.0069362 | 6.496%
CZ 3C | 0.29571 | 0.095408 | 0.061508 | 0.089453 | 0.019626 | 0.22479 | 0.52139 | 1.3079 | 0 | 1.3079 | 0.7208% | CZ 3C | 6.3141 | 2.0372 | 1.3133 | 1.91 | 0.41907 | 4.7998 | 11.133 | 27.9266 | 0 | 27.9266 | 0.7208% | CZ 3C | 6.3141 | 2.0372 | 1.3133 | 1.91 | 0.41907 | 4.7998 | 11.133 | 27.9266 | 0 | 27.9266 | 0.7208% | CZ 3C | 0 | 0 | 0 | 0 | 0 | 0 | 0 | 0 |  |  | 0.7208% | CZ 3C | 0 | 0 | 0 | 0 | 0 | 0 | 0 | 0 |  |  | 0.7208% | CZ 3C | 17.869 | 5.7653 | 3.7168 | 5.4054 | 1.186 | 13.5836 | 31.5065 | 79.0324 | 0 | 79.0324 | 0.7208% | CZ 3C | 0.0012935 | 0.00041733 | 0.00026905 | 0.00039128 | 8.585e-05 | 0.00098328 | 0.0022807 | 0.005721 | 0 | 0.005721 | 0.7208%
CZ 4A | 1.084 | 0.12051 | 0.069106 | 0.087535 | 0.017536 | 0.22652 | 0.51125 | 2.1165 | 0 | 2.1165 | 11.98% | CZ 4A | 23.147 | 2.5731 | 1.4756 | 1.8691 | 0.37444 | 4.8367 | 10.9165 | 45.1924 | 0 | 45.1924 | 11.98% | CZ 4A | 23.147 | 2.5731 | 1.4756 | 1.8691 | 0.37444 | 4.8367 | 10.9165 | 45.1924 | 0 | 45.1924 | 11.98% | CZ 4A | 0 | 0 | 0 | 0 | 0 | 0 | 0 | 0 |  |  | 11.98% | CZ 4A | 0 | 0 | 0 | 0 | 0 | 0 | 0 | 0 |  |  | 11.98% | CZ 4A | 65.5059 | 7.2819 | 4.1759 | 5.2895 | 1.0597 | 13.6879 | 30.8937 | 127.8946 | 0 | 127.8946 | 11.98% | CZ 4A | 0.0047418 | 0.00052712 | 0.00030229 | 0.0003829 | 7.6706e-05 | 0.00099083 | 0.0022363 | 0.009258 | 0 | 0.009258 | 11.98%
CZ 4B | 0.66132 | 0.15332 | 0.094778 | 0.089831 | 0.020039 | 0.24897 | 0.52339 | 1.7916 | 0 | 1.7916 | 0.5232% | CZ 4B | 14.1209 | 3.2737 | 2.0237 | 1.9181 | 0.42789 | 5.3162 | 11.1758 | 38.2563 | 0 | 38.2563 | 0.5232% | CZ 4B | 14.1209 | 3.2737 | 2.0237 | 1.9181 | 0.42789 | 5.3162 | 11.1758 | 38.2563 | 0 | 38.2563 | 0.5232% | CZ 4B | 0 | 0 | 0 | 0 | 0 | 0 | 0 | 0 |  |  | 0.5232% | CZ 4B | 0 | 0 | 0 | 0 | 0 | 0 | 0 | 0 |  |  | 0.5232% | CZ 4B | 39.9621 | 9.2645 | 5.7272 | 5.4283 | 1.2109 | 15.0447 | 31.6275 | 108.2653 | 0 | 108.2653 | 0.5232% | CZ 4B | 0.0028928 | 0.00067064 | 0.00041458 | 0.00039294 | 8.7656e-05 | 0.0010891 | 0.0022894 | 0.0078371 | 0 | 0.0078371 | 0.5232%
CZ 4C | 0.81486 | 0.053828 | 0.066599 | 0.089709 | 0.019906 | 0.26828 | 0.52275 | 1.8359 | 0 | 1.8359 | 2.087% | CZ 4C | 17.3994 | 1.1494 | 1.4221 | 1.9155 | 0.42505 | 5.7284 | 11.162 | 39.2019 | 0 | 39.2019 | 2.087% | CZ 4C | 17.3994 | 1.1494 | 1.4221 | 1.9155 | 0.42505 | 5.7284 | 11.162 | 39.2019 | 0 | 39.2019 | 2.087% | CZ 4C | 0 | 0 | 0 | 0 | 0 | 0 | 0 | 0 |  |  | 2.087% | CZ 4C | 0 | 0 | 0 | 0 | 0 | 0 | 0 | 0 |  |  | 2.087% | CZ 4C | 49.2404 | 3.2527 | 4.0244 | 5.4209 | 1.2029 | 16.2114 | 31.5886 | 110.9413 | 0 | 110.9413 | 2.087% | CZ 4C | 0.0035644 | 0.00023546 | 0.00029132 | 0.00039241 | 8.7075e-05 | 0.0011735 | 0.0022866 | 0.0080308 | 0 | 0.0080308 | 2.087%
CZ 5A | 1.3879 | 0.065387 | 0.066629 | 0.086455 | 0.016358 | 0.23233 | 0.50554 | 2.3606 | 0 | 2.3606 | 7.043% | CZ 5A | 29.6342 | 1.3962 | 1.4227 | 1.846 | 0.3493 | 4.9609 | 10.7945 | 50.4039 | 0 | 50.4039 | 7.043% | CZ 5A | 29.6342 | 1.3962 | 1.4227 | 1.846 | 0.3493 | 4.9609 | 10.7945 | 50.4039 | 0 | 50.4039 | 7.043% | CZ 5A | 0 | 0 | 0 | 0 | 0 | 0 | 0 | 0 |  |  | 7.043% | CZ 5A | 0 | 0 | 0 | 0 | 0 | 0 | 0 | 0 |  |  | 7.043% | CZ 5A | 83.8649 | 3.9512 | 4.0262 | 5.2243 | 0.98851 | 14.0394 | 30.5484 | 142.643 | 0 | 142.643 | 7.043% | CZ 5A | 0.0060708 | 0.00028602 | 0.00029145 | 0.00037817 | 7.1555e-05 | 0.0010163 | 0.0022113 | 0.010326 | 0 | 0.010326 | 7.043%
CZ 5B | 0.94668 | 0.10531 | 0.082443 | 0.088684 | 0.018788 | 0.25877 | 0.51732 | 2.018 | 0 | 2.018 | 2.961% | CZ 5B | 20.2142 | 2.2486 | 1.7604 | 1.8936 | 0.40118 | 5.5253 | 11.0462 | 43.0894 | 0 | 43.0894 | 2.961% | CZ 5B | 20.2142 | 2.2486 | 1.7604 | 1.8936 | 0.40118 | 5.5253 | 11.0462 | 43.0894 | 0 | 43.0894 | 2.961% | CZ 5B | 0 | 0 | 0 | 0 | 0 | 0 | 0 | 0 |  |  | 2.961% | CZ 5B | 0 | 0 | 0 | 0 | 0 | 0 | 0 | 0 |  |  | 2.961% | CZ 5B | 57.2061 | 6.3635 | 4.9818 | 5.359 | 1.1353 | 15.6366 | 31.2608 | 121.9431 | 0 | 121.9431 | 2.961% | CZ 5B | 0.004141 | 0.00046064 | 0.00036062 | 0.00038792 | 8.2184e-05 | 0.0011319 | 0.0022629 | 0.0088272 | 0 | 0.0088272 | 2.961%
CZ 5C | 0.77876 | 0.038961 | 0.064576 | 0.089712 | 0.019909 | 0.2794 | 0.52276 | 1.7941 | 0 | 1.7941 | 0.1459% | CZ 5C | 16.6286 | 0.83191 | 1.3789 | 1.9156 | 0.42511 | 5.9658 | 11.1623 | 38.3083 | 0 | 38.3083 | 0.1459% | CZ 5C | 16.6286 | 0.83191 | 1.3789 | 1.9156 | 0.42511 | 5.9658 | 11.1623 | 38.3083 | 0 | 38.3083 | 0.1459% | CZ 5C | 0 | 0 | 0 | 0 | 0 | 0 | 0 | 0 |  |  | 0.1459% | CZ 5C | 0 | 0 | 0 | 0 | 0 | 0 | 0 | 0 |  |  | 0.1459% | CZ 5C | 47.059 | 2.3543 | 3.9022 | 5.4211 | 1.2031 | 16.8834 | 31.5894 | 108.4124 | 0 | 108.4124 | 0.1459% | CZ 5C | 0.0034065 | 0.00017042 | 0.00028247 | 0.00039242 | 8.7087e-05 | 0.0012221 | 0.0022867 | 0.0078477 | 0 | 0.0078477 | 0.1459%
CZ 6A | 1.8967 | 0.075608 | 0.07914 | 0.086798 | 0.016732 | 0.25424 | 0.50735 | 2.9165 | 0 | 2.9165 | 3.864% | CZ 6A | 40.4989 | 1.6144 | 1.6898 | 1.8534 | 0.35727 | 5.4286 | 10.8332 | 62.2756 | 0 | 62.2756 | 3.864% | CZ 6A | 40.4989 | 1.6144 | 1.6898 | 1.8534 | 0.35727 | 5.4286 | 10.8332 | 62.2756 | 0 | 62.2756 | 3.864% | CZ 6A | 0 | 0 | 0 | 0 | 0 | 0 | 0 | 0 |  |  | 3.864% | CZ 6A | 0 | 0 | 0 | 0 | 0 | 0 | 0 | 0 |  |  | 3.864% | CZ 6A | 114.6117 | 4.5688 | 4.7823 | 5.245 | 1.0111 | 15.363 | 30.658 | 176.2399 | 0 | 176.2399 | 3.864% | CZ 6A | 0.0082965 | 0.00033073 | 0.00034618 | 0.00037967 | 7.319e-05 | 0.0011121 | 0.0022193 | 0.012758 | 0 | 0.012758 | 3.864%
CZ 6B | 1.5255 | 0.065782 | 0.076908 | 0.088058 | 0.018106 | 0.26976 | 0.51402 | 2.5581 | 0 | 2.5581 | 0.4385% | CZ 6B | 32.5723 | 1.4046 | 1.6422 | 1.8803 | 0.38661 | 5.7601 | 10.9755 | 54.6216 | 0 | 54.6216 | 0.4385% | CZ 6B | 32.5723 | 1.4046 | 1.6422 | 1.8803 | 0.38661 | 5.7601 | 10.9755 | 54.6216 | 0 | 54.6216 | 0.4385% | CZ 6B | 0 | 0 | 0 | 0 | 0 | 0 | 0 | 0 |  |  | 0.4385% | CZ 6B | 0 | 0 | 0 | 0 | 0 | 0 | 0 | 0 |  |  | 0.4385% | CZ 6B | 92.1796 | 3.9751 | 4.6474 | 5.3212 | 1.0941 | 16.301 | 31.0608 | 154.5792 | 0 | 154.5792 | 0.4385% | CZ 6B | 0.0066727 | 0.00028775 | 0.00033641 | 0.00038519 | 7.92e-05 | 0.00118 | 0.0022484 | 0.01119 | 0 | 0.01119 | 0.4385%
CZ 7 | 2.0714 | 0.058184 | 0.080988 | 0.087453 | 0.017446 | 0.28538 | 0.51081 | 3.1117 | 0 | 3.1117 | 0.5849% | CZ 7 | 44.2295 | 1.2424 | 1.7293 | 1.8673 | 0.37252 | 6.0935 | 10.9072 | 66.4418 | 0 | 66.4418 | 0.5849% | CZ 7 | 44.2295 | 1.2424 | 1.7293 | 1.8673 | 0.37252 | 6.0935 | 10.9072 | 66.4418 | 0 | 66.4418 | 0.5849% | CZ 7 | 0 | 0 | 0 | 0 | 0 | 0 | 0 | 0 |  |  | 0.5849% | CZ 7 | 0 | 0 | 0 | 0 | 0 | 0 | 0 | 0 |  |  | 0.5849% | CZ 7 | 125.1694 | 3.516 | 4.8939 | 5.2846 | 1.0542 | 17.2447 | 30.8674 | 188.0302 | 0 | 188.0302 | 0.5849% | CZ 7 | 0.0090607 | 0.00025451 | 0.00035426 | 0.00038254 | 7.6314e-05 | 0.0012483 | 0.0022344 | 0.013611 | 0 | 0.013611 | 0.5849%
CZ 8 | 2.6989 | 0.04047 | 0.092829 | 0.089712 | 0.019909 | 0.35653 | 0.52276 | 3.8211 | 0 | 3.8211 | 0.005291% | CZ 8 | 57.6283 | 0.86413 | 1.9821 | 1.9156 | 0.42511 | 7.6129 | 11.1623 | 81.5905 | 0 | 81.5905 | 0.005291% | CZ 8 | 57.6283 | 0.86413 | 1.9821 | 1.9156 | 0.42511 | 7.6129 | 11.1623 | 81.5905 | 0 | 81.5905 | 0.005291% | CZ 8 | 0 | 0 | 0 | 0 | 0 | 0 | 0 | 0 |  |  | 0.005291% | CZ 8 | 0 | 0 | 0 | 0 | 0 | 0 | 0 | 0 |  |  | 0.005291% | CZ 8 | 163.0881 | 2.4455 | 5.6094 | 5.4211 | 1.2031 | 21.5444 | 31.5894 | 230.901 | 0 | 230.901 | 0.005291% | CZ 8 | 0.011806 | 0.00017702 | 0.00040605 | 0.00039242 | 8.7087e-05 | 0.0015595 | 0.0022867 | 0.016714 | 0 | 0.016714 | 0.005291%
US Weighted | 0.64909 | 0.20939 | 0.080774 | 0.08908 | 0.019187 | 0.21063 | 0.51944 | 1.7776 | 0 | 1.7776 | 100% | US Weighted | 13.8597 | 4.4711 | 1.7247 | 1.9021 | 0.40969 | 4.4974 | 11.0914 | 37.9561 | 0 | 37.9561 | 100% | US Weighted | 13.8597 | 4.4711 | 1.7247 | 1.9021 | 0.40969 | 4.4974 | 11.0914 | 37.9561 | 0 | 37.9561 | 100% | US Weighted | 0 | 0 | 0 | 0 | 0 | 0 | 0 | 0 |  |  | 100% | US Weighted | 0 | 0 | 0 | 0 | 0 | 0 | 0 | 0 |  |  | 100% | US Weighted | 39.2231 | 12.6531 | 4.881 | 5.3829 | 1.1594 | 12.7277 | 31.3886 | 107.4158 | 0 | 107.4158 | 100% | US Weighted | 0.0028393 | 0.00091593 | 0.00035332 | 0.00038965 | 8.3929e-05 | 0.00092133 | 0.0022721 | 0.0077756 | 0 | 0.0077756 | 100%
Energy Cost Index ($/sq ft/yr) for IECC-Res 2006 | [10 empty] | Single-Family - Electric Resistance | Site Energy Use Intensity (kBtu/sq ft/yr) for IECC-Res 2006 | [10 empty] | Single-Family - Electric Resistance | Electric Use Intensity (kBtu/sq ft/yr) for IECC-Res 2006 | [10 empty] | Single-Family - Electric Resistance | Gas Use Intensity (kBtu/sq ft/yr) for IECC-Res 2006 | [10 empty] | Single-Family - Electric Resistance | Oil Use Intensity (kBtu/sq ft/yr) for IECC-Res 2006 | [10 empty] | Single-Family - Electric Resistance | Source Energy Use Index (kBtu/sq ft/yr) for IECC-Res 2006 | [10 empty] | Single-Family - Electric Resistance | Carbon Emissions (ton/sq ft/yr) for IECC-Res 2006 | [10 empty] | Single-Family - Electric Resistance
Costs: Electricity: $0.1598/kWh ¦ Natural Gas: $1.391/therm ¦ Oil: $4.1392/gal | [9 empty] | Prototype Floor Area (sq ft): | 2376 | [10 empty] | Prototype Floor Area (sq ft): | 2376 | [10 empty] | Prototype Floor Area (sq ft): | 2376 | [10 empty] | Prototype Floor Area (sq ft): | 2376 | [10 empty] | Prototype Floor Area (sq ft): | 2376 | Site-to-Source Factors: Electricity: 2.83 ¦ Natural Gas: 1.1 ¦ Oil: 1.01 | [9 empty] | Prototype Floor Area (sq ft): | 2376 | Conversion [ton/kBtu]: Electricity: 4,881 ¦ Natural Gas: 18,863 ¦ Oil: 13,521 | [9 empty] | Prototype Floor Area (sq ft): | 2376
IECC-Res 2006 | Heat | Cool | Fans_Aux | Lgt_Int | Lgt_Ext | DHW | Appls | Total | PV | Net_Total | Weight | IECC-Res 2006 | Heat | Cool | Fans_Aux | Lgt_Int | Lgt_Ext | DHW | Appls | Total | PV | Net_Total | Weight | IECC-Res 2006 | Heat | Cool | Fans_Aux | Lgt_Int | Lgt_Ext | DHW | Appls | Total | PV | Net_Total | Weight | IECC-Res 2006 | Heat | Cool | Fans_Aux | Lgt_Int | Lgt_Ext | DHW | Appls | Total | PV | Net_Total | Weight | IECC-Res 2006 | Heat | Cool | Fans_Aux | Lgt_Int | Lgt_Ext | DHW | Appls | Total | PV | Net_Total | Weight | IECC-Res 2006 | Heat | Cool | Fans_Aux | Lgt_Int | Lgt_Ext | DHW | Appls | Total | PV | Net_Total | Weight | IECC-Res 2006 | Heat | Cool | Fans_Aux | Lgt_Int | Lgt_Ext | DHW | Appls | Total | PV | Net_Total | Weight
CZ 1AWH | 0.064535 | 0.43677 | 0.097391 | 0.1091 | 0.025866 | 0.16163 | 0.52418 | 1.4195 | 0 | 1.4195 | 2.071% | CZ 1AWH | 1.378 | 9.3262 | 2.0796 | 2.3295 | 0.55232 | 3.4512 | 11.1925 | 30.3092 | 0 | 30.3092 | 2.071% | CZ 1AWH | 1.378 | 9.3262 | 2.0796 | 2.3295 | 0.55232 | 3.4512 | 11.1925 | 30.3092 | 0 | 30.3092 | 2.071% | CZ 1AWH | 0 | 0 | 0 | 0 | 0 | 0 | 0 | 0 |  |  | 2.071% | CZ 1AWH | 0 | 0 | 0 | 0 | 0 | 0 | 0 | 0 |  |  | 2.071% | CZ 1AWH | 3.8997 | 26.393 | 5.8851 | 6.5925 | 1.5631 | 9.7668 | 31.6748 | 85.775 | 0 | 85.775 | 2.071% | CZ 1AWH | 0.00028229 | 0.0019105 | 0.00042601 | 0.00047721 | 0.00011315 | 0.000707 | 0.0022929 | 0.006209 | 0 | 0.006209 | 2.071%
CZ 1AWHT | 0.0051595 | 0.45227 | 0.097033 | 0.10877 | 0.025494 | 0.15576 | 0.52276 | 1.3672 | 0 | 1.3672 | 0.1124% | CZ 1AWHT | 0.11017 | 9.6571 | 2.0719 | 2.3226 | 0.54435 | 3.3259 | 11.1623 | 29.1943 | 0 | 29.1943 | 0.1124% | CZ 1AWHT | 0.11017 | 9.6571 | 2.0719 | 2.3226 | 0.54435 | 3.3259 | 11.1623 | 29.1943 | 0 | 29.1943 | 0.1124% | CZ 1AWHT | 0 | 0 | 0 | 0 | 0 | 0 | 0 | 0 |  |  | 0.1124% | CZ 1AWHT | 0 | 0 | 0 | 0 | 0 | 0 | 0 | 0 |  |  | 0.1124% | CZ 1AWHT | 0.31178 | 27.3295 | 5.8635 | 6.5729 | 1.5405 | 9.4122 | 31.5894 | 82.6198 | 0 | 82.6198 | 0.1124% | CZ 1AWHT | 2.2569e-05 | 0.0019783 | 0.00042444 | 0.0004758 | 0.00011151 | 0.00068133 | 0.0022867 | 0.0059806 | 0 | 0.0059806 | 0.1124%
CZ 1AWHTS | 0.00069137 | 0.48199 | 0.11876 | 0.17839 | 0.04181 | 0.057974 | 0.85735 | 1.737 | 0 | 1.737 | 0.1124% | CZ 1AWHTS | 0.014762 | 10.2918 | 2.5358 | 3.8091 | 0.89276 | 1.2379 | 18.3066 | 37.0888 | 0 | 37.0888 | 0.1124% | CZ 1AWHTS | 0.014762 | 10.2918 | 2.5358 | 3.8091 | 0.89276 | 1.2379 | 18.3066 | 37.0888 | 0 | 37.0888 | 0.1124% | CZ 1AWHTS | 0 | 0 | 0 | 0 | 0 | 0 | 0 | 0 |  |  | 0.1124% | CZ 1AWHTS | 0 | 0 | 0 | 0 | 0 | 0 | 0 | 0 |  |  | 0.1124% | CZ 1AWHTS | 0.041778 | 29.1258 | 7.1762 | 10.7798 | 2.5265 | 3.5032 | 51.8078 | 104.9612 | 0 | 104.9612 | 0.1124% | CZ 1AWHTS | 3.0242e-06 | 0.0021083 | 0.00051947 | 0.00078033 | 0.00018289 | 0.00025359 | 0.0037502 | 0.0075979 | 0 | 0.0075979 | 0.1124%
CZ 2AWH | 0.22438 | 0.36052 | 0.097499 | 0.10904 | 0.0258 | 0.18265 | 0.52392 | 1.5238 | 0 | 1.5238 | 37.16% | CZ 2AWH | 4.7912 | 7.6981 | 2.0818 | 2.3283 | 0.5509 | 3.9 | 11.1871 | 32.5373 | 0 | 32.5373 | 37.16% | CZ 2AWH | 4.7912 | 7.6981 | 2.0818 | 2.3283 | 0.5509 | 3.9 | 11.1871 | 32.5373 | 0 | 32.5373 | 37.16% | CZ 2AWH | 0 | 0 | 0 | 0 | 0 | 0 | 0 | 0 |  |  | 37.16% | CZ 2AWH | 0 | 0 | 0 | 0 | 0 | 0 | 0 | 0 |  |  | 37.16% | CZ 2AWH | 13.559 | 21.7855 | 5.8916 | 6.589 | 1.559 | 11.0369 | 31.6596 | 92.0807 | 0 | 92.0807 | 37.16% | CZ 2AWH | 0.0009815 | 0.001577 | 0.00042648 | 0.00047696 | 0.00011286 | 0.00079893 | 0.0022918 | 0.0066655 | 0 | 0.0066655 | 37.16%
CZ 2B | 0.28776 | 0.36353 | 0.11765 | 0.10909 | 0.025856 | 0.1844 | 0.52414 | 1.6124 | 0 | 1.6124 | 1.671% | CZ 2B | 6.1444 | 7.7623 | 2.5121 | 2.3293 | 0.55209 | 3.9374 | 11.1916 | 34.4292 | 0 | 34.4292 | 1.671% | CZ 2B | 6.1444 | 7.7623 | 2.5121 | 2.3293 | 0.55209 | 3.9374 | 11.1916 | 34.4292 | 0 | 34.4292 | 1.671% | CZ 2B | 0 | 0 | 0 | 0 | 0 | 0 | 0 | 0 |  |  | 1.671% | CZ 2B | 0 | 0 | 0 | 0 | 0 | 0 | 0 | 0 |  |  | 1.671% | CZ 2B | 17.3886 | 21.9673 | 7.1092 | 6.5919 | 1.5624 | 11.1428 | 31.6723 | 97.4347 | 0 | 97.4347 | 1.671% | CZ 2B | 0.0012587 | 0.0015902 | 0.00051462 | 0.00047717 | 0.0001131 | 0.0008066 | 0.0022927 | 0.0070531 | 0 | 0.0070531 | 1.671%
CZ 3A | 0.76036 | 0.20596 | 0.085985 | 0.10855 | 0.025241 | 0.22155 | 0.52181 | 1.9295 | 0 | 1.9295 | 14.59% | CZ 3A | 16.2357 | 4.3977 | 1.836 | 2.3179 | 0.53897 | 4.7307 | 11.1419 | 41.199 | 0 | 41.199 | 14.59% | CZ 3A | 16.2357 | 4.3977 | 1.836 | 2.3179 | 0.53897 | 4.7307 | 11.1419 | 41.199 | 0 | 41.199 | 14.59% | CZ 3A | 0 | 0 | 0 | 0 | 0 | 0 | 0 | 0 |  |  | 14.59% | CZ 3A | 0 | 0 | 0 | 0 | 0 | 0 | 0 | 0 |  |  | 14.59% | CZ 3A | 45.9471 | 12.4455 | 5.1959 | 6.5597 | 1.5253 | 13.3879 | 31.5316 | 116.5931 | 0 | 116.5931 | 14.59% | CZ 3A | 0.003326 | 0.0009009 | 0.00037612 | 0.00047484 | 0.00011041 | 0.00096912 | 0.0022825 | 0.0084399 | 0 | 0.0084399 | 14.59%
CZ 3AWH | 0.54183 | 0.24788 | 0.088162 | 0.10898 | 0.025732 | 0.21457 | 0.52367 | 1.7508 | 0 | 1.7508 | 7.436% | CZ 3AWH | 11.5694 | 5.2929 | 1.8825 | 2.327 | 0.54945 | 4.5816 | 11.1816 | 37.3844 | 0 | 37.3844 | 7.436% | CZ 3AWH | 11.5694 | 5.2929 | 1.8825 | 2.327 | 0.54945 | 4.5816 | 11.1816 | 37.3844 | 0 | 37.3844 | 7.436% | CZ 3AWH | 0 | 0 | 0 | 0 | 0 | 0 | 0 | 0 |  |  | 7.436% | CZ 3AWH | 0 | 0 | 0 | 0 | 0 | 0 | 0 | 0 |  |  | 7.436% | CZ 3AWH | 32.7413 | 14.9789 | 5.3274 | 6.5854 | 1.5549 | 12.9659 | 31.644 | 105.7979 | 0 | 105.7979 | 7.436% | CZ 3AWH | 0.0023701 | 0.0010843 | 0.00038564 | 0.0004767 | 0.00011256 | 0.00093857 | 0.0022906 | 0.0076584 | 0 | 0.0076584 | 7.436%
CZ 3B | 0.50171 | 0.24033 | 0.10423 | 0.10867 | 0.02537 | 0.21113 | 0.52229 | 1.7137 | 0 | 1.7137 | 6.496% | CZ 3B | 10.7128 | 5.1316 | 2.2255 | 2.3203 | 0.54171 | 4.5082 | 11.1523 | 36.5924 | 0 | 36.5924 | 6.496% | CZ 3B | 10.7128 | 5.1316 | 2.2255 | 2.3203 | 0.54171 | 4.5082 | 11.1523 | 36.5924 | 0 | 36.5924 | 6.496% | CZ 3B | 0 | 0 | 0 | 0 | 0 | 0 | 0 | 0 |  |  | 6.496% | CZ 3B | 0 | 0 | 0 | 0 | 0 | 0 | 0 | 0 |  |  | 6.496% | CZ 3B | 30.3173 | 14.5224 | 6.2982 | 6.5664 | 1.5331 | 12.7581 | 31.5611 | 103.5566 | 0 | 103.5566 | 6.496% | CZ 3B | 0.0021946 | 0.0010512 | 0.00045591 | 0.00047533 | 0.00011097 | 0.00092352 | 0.0022846 | 0.0074962 | 0 | 0.0074962 | 6.496%
CZ 3C | 0.3419 | 0.11567 | 0.069216 | 0.10846 | 0.025131 | 0.22477 | 0.52139 | 1.4065 | 0 | 1.4065 | 0.7208% | CZ 3C | 7.3004 | 2.4699 | 1.4779 | 2.3159 | 0.53662 | 4.7995 | 11.133 | 30.0332 | 0 | 30.0332 | 0.7208% | CZ 3C | 7.3004 | 2.4699 | 1.4779 | 2.3159 | 0.53662 | 4.7995 | 11.133 | 30.0332 | 0 | 30.0332 | 0.7208% | CZ 3C | 0 | 0 | 0 | 0 | 0 | 0 | 0 | 0 |  |  | 0.7208% | CZ 3C | 0 | 0 | 0 | 0 | 0 | 0 | 0 | 0 |  |  | 0.7208% | CZ 3C | 20.66 | 6.9899 | 4.1826 | 6.5539 | 1.5186 | 13.5826 | 31.5065 | 84.9941 | 0 | 84.9941 | 0.7208% | CZ 3C | 0.0014955 | 0.00050598 | 0.00030277 | 0.00047442 | 0.00010993 | 0.00098321 | 0.0022807 | 0.0061525 | 0 | 0.0061525 | 0.7208%
CZ 4A | 1.2256 | 0.12385 | 0.071735 | 0.10613 | 0.022455 | 0.22651 | 0.51125 | 2.2876 | 0 | 2.2876 | 11.98% | CZ 4A | 26.1704 | 2.6445 | 1.5317 | 2.2662 | 0.47947 | 4.8366 | 10.9165 | 48.8454 | 0 | 48.8454 | 11.98% | CZ 4A | 26.1704 | 2.6445 | 1.5317 | 2.2662 | 0.47947 | 4.8366 | 10.9165 | 48.8454 | 0 | 48.8454 | 11.98% | CZ 4A | 0 | 0 | 0 | 0 | 0 | 0 | 0 | 0 |  |  | 11.98% | CZ 4A | 0 | 0 | 0 | 0 | 0 | 0 | 0 | 0 |  |  | 11.98% | CZ 4A | 74.0621 | 7.484 | 4.3348 | 6.4134 | 1.3569 | 13.6875 | 30.8937 | 138.2325 | 0 | 138.2325 | 11.98% | CZ 4A | 0.0053612 | 0.00054175 | 0.00031379 | 0.00046425 | 9.8222e-05 | 0.00099081 | 0.0022363 | 0.010006 | 0 | 0.010006 | 11.98%
CZ 4B | 0.75314 | 0.15604 | 0.098177 | 0.10892 | 0.02566 | 0.24897 | 0.52339 | 1.9143 | 0 | 1.9143 | 0.5232% | CZ 4B | 16.0816 | 3.3319 | 2.0963 | 2.3257 | 0.54791 | 5.3162 | 11.1758 | 40.8753 | 0 | 40.8753 | 0.5232% | CZ 4B | 16.0816 | 3.3319 | 2.0963 | 2.3257 | 0.54791 | 5.3162 | 11.1758 | 40.8753 | 0 | 40.8753 | 0.5232% | CZ 4B | 0 | 0 | 0 | 0 | 0 | 0 | 0 | 0 |  |  | 0.5232% | CZ 4B | 0 | 0 | 0 | 0 | 0 | 0 | 0 | 0 |  |  | 0.5232% | CZ 4B | 45.5108 | 9.4292 | 5.9326 | 6.5817 | 1.5506 | 15.0448 | 31.6275 | 115.6771 | 0 | 115.6771 | 0.5232% | CZ 4B | 0.0032944 | 0.00068255 | 0.00042945 | 0.00047643 | 0.00011224 | 0.0010891 | 0.0022894 | 0.0083736 | 0 | 0.0083736 | 0.5232%
CZ 4C | 0.91374 | 0.054354 | 0.068907 | 0.10877 | 0.02549 | 0.26826 | 0.52275 | 1.9623 | 0 | 1.9623 | 2.087% | CZ 4C | 19.5106 | 1.1606 | 1.4713 | 2.3225 | 0.54428 | 5.728 | 11.162 | 41.8994 | 0 | 41.8994 | 2.087% | CZ 4C | 19.5106 | 1.1606 | 1.4713 | 2.3225 | 0.54428 | 5.728 | 11.162 | 41.8994 | 0 | 41.8994 | 2.087% | CZ 4C | 0 | 0 | 0 | 0 | 0 | 0 | 0 | 0 |  |  | 2.087% | CZ 4C | 0 | 0 | 0 | 0 | 0 | 0 | 0 | 0 |  |  | 2.087% | CZ 4C | 55.215 | 3.2845 | 4.1639 | 6.5727 | 1.5403 | 16.2104 | 31.5886 | 118.5753 | 0 | 118.5753 | 2.087% | CZ 4C | 0.0039969 | 0.00023775 | 0.00030141 | 0.00047578 | 0.0001115 | 0.0011734 | 0.0022866 | 0.0085834 | 0 | 0.0085834 | 2.087%
CZ 5A | 1.5371 | 0.067575 | 0.069864 | 0.10482 | 0.020947 | 0.23233 | 0.50554 | 2.5382 | 0 | 2.5382 | 7.043% | CZ 5A | 32.8213 | 1.4429 | 1.4918 | 2.2383 | 0.44727 | 4.9609 | 10.7945 | 54.1969 | 0 | 54.1969 | 7.043% | CZ 5A | 32.8213 | 1.4429 | 1.4918 | 2.2383 | 0.44727 | 4.9609 | 10.7945 | 54.1969 | 0 | 54.1969 | 7.043% | CZ 5A | 0 | 0 | 0 | 0 | 0 | 0 | 0 | 0 |  |  | 7.043% | CZ 5A | 0 | 0 | 0 | 0 | 0 | 0 | 0 | 0 |  |  | 7.043% | CZ 5A | 92.8843 | 4.0834 | 4.2217 | 6.3343 | 1.2658 | 14.0394 | 30.5484 | 153.3773 | 0 | 153.3773 | 7.043% | CZ 5A | 0.0067237 | 0.00029559 | 0.0003056 | 0.00045852 | 9.1626e-05 | 0.0010163 | 0.0022113 | 0.011103 | 0 | 0.011103 | 7.043%
CZ 5B | 1.0493 | 0.10807 | 0.085258 | 0.10753 | 0.024058 | 0.25877 | 0.51732 | 2.1503 | 0 | 2.1503 | 2.961% | CZ 5B | 22.4048 | 2.3076 | 1.8205 | 2.296 | 0.51371 | 5.5254 | 11.0462 | 45.9142 | 0 | 45.9142 | 2.961% | CZ 5B | 22.4048 | 2.3076 | 1.8205 | 2.296 | 0.51371 | 5.5254 | 11.0462 | 45.9142 | 0 | 45.9142 | 2.961% | CZ 5B | 0 | 0 | 0 | 0 | 0 | 0 | 0 | 0 |  |  | 2.961% | CZ 5B | 0 | 0 | 0 | 0 | 0 | 0 | 0 | 0 |  |  | 2.961% | CZ 5B | 63.4056 | 6.5306 | 5.1519 | 6.4976 | 1.4538 | 15.637 | 31.2608 | 129.9373 | 0 | 129.9373 | 2.961% | CZ 5B | 0.0045898 | 0.00047274 | 0.00037294 | 0.00047034 | 0.00010524 | 0.0011319 | 0.0022629 | 0.0094058 | 0 | 0.0094058 | 2.961%
CZ 5C | 0.86217 | 0.038777 | 0.06645 | 0.10877 | 0.025494 | 0.2794 | 0.52276 | 1.9038 | 0 | 1.9038 | 0.1459% | CZ 5C | 18.4097 | 0.82799 | 1.4189 | 2.3226 | 0.54435 | 5.966 | 11.1623 | 40.6518 | 0 | 40.6518 | 0.1459% | CZ 5C | 18.4097 | 0.82799 | 1.4189 | 2.3226 | 0.54435 | 5.966 | 11.1623 | 40.6518 | 0 | 40.6518 | 0.1459% | CZ 5C | 0 | 0 | 0 | 0 | 0 | 0 | 0 | 0 |  |  | 0.1459% | CZ 5C | 0 | 0 | 0 | 0 | 0 | 0 | 0 | 0 |  |  | 0.1459% | CZ 5C | 52.0993 | 2.3432 | 4.0154 | 6.5729 | 1.5405 | 16.8837 | 31.5894 | 115.0445 | 0 | 115.0445 | 0.1459% | CZ 5C | 0.0037713 | 0.00016962 | 0.00029067 | 0.0004758 | 0.00011151 | 0.0012222 | 0.0022867 | 0.0083278 | 0 | 0.0083278 | 0.1459%
CZ 6A | 2.1184 | 0.078805 | 0.084958 | 0.10524 | 0.021425 | 0.25421 | 0.50735 | 3.1704 | 0 | 3.1704 | 3.864% | CZ 6A | 45.2333 | 1.6827 | 1.8141 | 2.2471 | 0.45749 | 5.428 | 10.8332 | 67.6959 | 0 | 67.6959 | 3.864% | CZ 6A | 45.2333 | 1.6827 | 1.8141 | 2.2471 | 0.45749 | 5.428 | 10.8332 | 67.6959 | 0 | 67.6959 | 3.864% | CZ 6A | 0 | 0 | 0 | 0 | 0 | 0 | 0 | 0 |  |  | 3.864% | CZ 6A | 0 | 0 | 0 | 0 | 0 | 0 | 0 | 0 |  |  | 3.864% | CZ 6A | 128.0102 | 4.762 | 5.1338 | 6.3594 | 1.2947 | 15.3612 | 30.658 | 191.5793 | 0 | 191.5793 | 3.864% | CZ 6A | 0.0092663 | 0.00034471 | 0.00037163 | 0.00046034 | 9.3719e-05 | 0.001112 | 0.0022193 | 0.013868 | 0 | 0.013868 | 3.864%
CZ 6B | 1.7048 | 0.067613 | 0.081956 | 0.10677 | 0.023185 | 0.26976 | 0.51402 | 2.7681 | 0 | 2.7681 | 0.4385% | CZ 6B | 36.4013 | 1.4437 | 1.75 | 2.2798 | 0.49505 | 5.76 | 10.9755 | 59.1054 | 0 | 59.1054 | 0.4385% | CZ 6B | 36.4013 | 1.4437 | 1.75 | 2.2798 | 0.49505 | 5.76 | 10.9755 | 59.1054 | 0 | 59.1054 | 0.4385% | CZ 6B | 0 | 0 | 0 | 0 | 0 | 0 | 0 | 0 |  |  | 0.4385% | CZ 6B | 0 | 0 | 0 | 0 | 0 | 0 | 0 | 0 |  |  | 0.4385% | CZ 6B | 103.0157 | 4.0857 | 4.9524 | 6.4517 | 1.401 | 16.3008 | 31.0608 | 167.2682 | 0 | 167.2682 | 0.4385% | CZ 6B | 0.007457 | 0.00029576 | 0.00035849 | 0.00046703 | 0.00010142 | 0.00118 | 0.0022484 | 0.012108 | 0 | 0.012108 | 0.4385%
CZ 7 | 2.2789 | 0.059628 | 0.086161 | 0.10603 | 0.02234 | 0.28534 | 0.51081 | 3.3492 | 0 | 3.3492 | 0.5849% | CZ 7 | 48.661 | 1.2732 | 1.8398 | 2.2641 | 0.47701 | 6.0927 | 10.9072 | 71.5149 | 0 | 71.5149 | 0.5849% | CZ 7 | 48.661 | 1.2732 | 1.8398 | 2.2641 | 0.47701 | 6.0927 | 10.9072 | 71.5149 | 0 | 71.5149 | 0.5849% | CZ 7 | 0 | 0 | 0 | 0 | 0 | 0 | 0 | 0 |  |  | 0.5849% | CZ 7 | 0 | 0 | 0 | 0 | 0 | 0 | 0 | 0 |  |  | 0.5849% | CZ 7 | 137.7105 | 3.6032 | 5.2065 | 6.4074 | 1.3499 | 17.2423 | 30.8674 | 202.3873 | 0 | 202.3873 | 0.5849% | CZ 7 | 0.0099685 | 0.00026083 | 0.00037689 | 0.00046382 | 9.7719e-05 | 0.0012481 | 0.0022344 | 0.01465 | 0 | 0.01465 | 0.5849%
CZ 8 | 2.9345 | 0.040035 | 0.098346 | 0.10877 | 0.025494 | 0.35652 | 0.52276 | 4.0865 | 0 | 4.0865 | 0.005291% | CZ 8 | 62.6599 | 0.85486 | 2.0999 | 2.3226 | 0.54435 | 7.6126 | 11.1623 | 87.2566 | 0 | 87.2566 | 0.005291% | CZ 8 | 62.6599 | 0.85486 | 2.0999 | 2.3226 | 0.54435 | 7.6126 | 11.1623 | 87.2566 | 0 | 87.2566 | 0.005291% | CZ 8 | 0 | 0 | 0 | 0 | 0 | 0 | 0 | 0 |  |  | 0.005291% | CZ 8 | 0 | 0 | 0 | 0 | 0 | 0 | 0 | 0 |  |  | 0.005291% | CZ 8 | 177.3276 | 2.4192 | 5.9428 | 6.5729 | 1.5405 | 21.5437 | 31.5894 | 246.9362 | 0 | 246.9362 | 0.005291% | CZ 8 | 0.012836 | 0.00017512 | 0.00043019 | 0.0004758 | 0.00011151 | 0.0015595 | 0.0022867 | 0.017875 | 0 | 0.017875 | 0.005291%
US Weighted | 0.72498 | 0.23673 | 0.08841 | 0.10801 | 0.024569 | 0.21062 | 0.51944 | 1.9128 | 0 | 1.9128 | 100% | US Weighted | 15.4801 | 5.0548 | 1.8878 | 2.3062 | 0.52461 | 4.4973 | 11.0914 | 40.8422 | 0 | 40.8422 | 100% | US Weighted | 15.4801 | 5.0548 | 1.8878 | 2.3062 | 0.52461 | 4.4973 | 11.0914 | 40.8422 | 0 | 40.8422 | 100% | US Weighted | 0 | 0 | 0 | 0 | 0 | 0 | 0 | 0 |  |  | 100% | US Weighted | 0 | 0 | 0 | 0 | 0 | 0 | 0 | 0 |  |  | 100% | US Weighted | 43.8087 | 14.305 | 5.3424 | 6.5266 | 1.4846 | 12.7274 | 31.3886 | 115.5833 | 0 | 115.5833 | 100% | US Weighted | 0.0031712 | 0.0010355 | 0.00038673 | 0.00047244 | 0.00010747 | 0.0009213 | 0.0022721 | 0.0083668 | 0 | 0.0083668 | 100%
End-Use Cost Savings from IECC-Res 2006 to 2024 | [11 empty] | End-Use Site Energy Savings from IECC-Res 2006 to 2024 | [11 empty] | End-Use Electricity Savings from IECC-Res 2006 to 2024 | [11 empty] | End-Use Gas Savings from IECC-Res 2006 to 2024 | [11 empty] | End-Use Oil Savings from IECC-Res 2006 to 2024 | [11 empty] | End-Use Source Energy Savings from IECC-Res 2006 to 2024 | [11 empty] | End-Use Carbon Savings from IECC-Res 2006 to 2024
Energy Cost Index ($/sq ft/yr) | [10 empty] | Single-Family - Electric Resistance | Site Energy Use Intensity (kBtu/sq ft/yr) | [10 empty] | Single-Family - Electric Resistance | Electric Use Intensity (kBtu/sq ft/yr) | [10 empty] | Single-Family - Electric Resistance | Gas Use Intensity (kBtu/sq ft/yr) | [10 empty] | Single-Family - Electric Resistance | Oil Use Intensity (kBtu/sq ft/yr) | [10 empty] | Single-Family - Electric Resistance | Source Energy Use Index (kBtu/sq ft/yr) | [10 empty] | Single-Family - Electric Resistance | Carbon Emissions (ton/sq ft/yr) | [10 empty] | Single-Family - Electric Resistance
Costs: Electricity: $0.1598/kWh ¦ Natural Gas: $1.391/therm ¦ Oil: $4.1392/gal | [9 empty] | Prototype Floor Area (sq ft): | 2376 | [10 empty] | Prototype Floor Area (sq ft): | 2376 | [10 empty] | Prototype Floor Area (sq ft): | 2376 | [10 empty] | Prototype Floor Area (sq ft): | 2376 | [10 empty] | Prototype Floor Area (sq ft): | 2376 | Site-to-Source Factors: Electricity: 2.83 ¦ Natural Gas: 1.1 ¦ Oil: 1.01 | [9 empty] | Prototype Floor Area (sq ft): | 2376 | Conversion [ton/kBtu]: Electricity: 4,881 ¦ Natural Gas: 18,863 ¦ Oil: 13,521 | [9 empty] | Prototype Floor Area (sq ft): | 2376
2006-2024 | Heat | Cool | Fans_Aux | Lgt_Int | Lgt_Ext | DHW | Appls | Total | PV | Net_Total | Weight | 2006-2024 | Heat | Cool | Fans_Aux | Lgt_Int | Lgt_Ext | DHW | Appls | Total | PV | Net_Total | Weight | 2006-2024 | Heat | Cool | Fans_Aux | Lgt_Int | Lgt_Ext | DHW | Appls | Total | PV | Net_Total | Weight | 2006-2024 | Heat | Cool | Fans_Aux | Lgt_Int | Lgt_Ext | DHW | Appls | Total | PV | Net_Total | Weight | 2006-2024 | Heat | Cool | Fans_Aux | Lgt_Int | Lgt_Ext | DHW | Appls | Total | PV | Net_Total | Weight | 2006-2024 | Heat | Cool | Fans_Aux | Lgt_Int | Lgt_Ext | DHW | Appls | Total | PV | Net_Total | Weight | 2006-2024 | Heat | Cool | Fans_Aux | Lgt_Int | Lgt_Ext | DHW | Appls | Total | PV | Net_Total | Weight
CZ1AWH | 0.031314 | 0.1217 | 0.03338 | 0.039296 | 0.011646 | 0.13034 | 0.013236 | 0.38091 | 0 | 0.38091 | 2.071% | CZ1AWH | 0.66864 | 2.5986 | 0.71276 | 0.83907 | 0.24868 | 2.7831 | 0.28263 | 8.1334 | 0 | 8.1334 | 2.071% | CZ1AWH | 0.66864 | 2.5986 | 0.71276 | 0.83907 | 0.24868 | 2.7831 | 0.28263 | 8.1334 | 0 | 8.1334 | 2.071% | CZ1AWH | 0 | 0 | 0 | 0 | 0 | 0 | 0 | 0 |  |  | 2.071% | CZ1AWH | 0 | 0 | 0 | 0 | 0 | 0 | 0 | 0 |  |  | 2.071% | CZ1AWH | 1.8922 | 7.3539 | 2.0171 | 2.3746 | 0.70376 | 7.8762 | 0.79983 | 23.0176 | 0 | 23.0176 | 2.071% | CZ1AWH | 0.00013697 | 0.00053233 | 0.00014601 | 0.00017189 | 5.0943e-05 | 0.00057014 | 5.7898e-05 | 0.0016662 | 0 | 0.0016662 | 2.071%
CZ1AWHT | 0.0035835 | 0.11903 | 0.031821 | 0.039179 | 0.011478 | 0.12563 | 0.013045 | 0.34377 | 0 | 0.34377 | 0.1124% | CZ1AWHT | 0.076518 | 2.5416 | 0.67945 | 0.83658 | 0.24509 | 2.6826 | 0.27855 | 7.3404 | 0 | 7.3404 | 0.1124% | CZ1AWHT | 0.076518 | 2.5416 | 0.67945 | 0.83658 | 0.24509 | 2.6826 | 0.27855 | 7.3404 | 0 | 7.3404 | 0.1124% | CZ1AWHT | 0 | 0 | 0 | 0 | 0 | 0 | 0 | 0 |  |  | 0.1124% | CZ1AWHT | 0 | 0 | 0 | 0 | 0 | 0 | 0 | 0 |  |  | 0.1124% | CZ1AWHT | 0.21655 | 7.1927 | 1.9229 | 2.3675 | 0.69361 | 7.5917 | 0.7883 | 20.7732 | 0 | 20.7732 | 0.1124% | CZ1AWHT | 1.5675e-05 | 0.00052066 | 0.00013919 | 0.00017138 | 5.0209e-05 | 0.00054954 | 5.7063e-05 | 0.0015037 | 0 | 0.0015037 | 0.1124%
CZ1AWHTS | 6.3481e-05 | 0.052926 | 0.028555 | 0.064256 | 0.018825 | 0.012207 | 0.021395 | 0.19823 | 0 | 0.19823 | 0.1124% | CZ1AWHTS | 0.0013555 | 1.1301 | 0.60971 | 1.372 | 0.40196 | 0.26066 | 0.45683 | 4.2326 | 0 | 4.2326 | 0.1124% | CZ1AWHTS | 0.0013555 | 1.1301 | 0.60971 | 1.372 | 0.40196 | 0.26066 | 0.45683 | 4.2326 | 0 | 4.2326 | 0.1124% | CZ1AWHTS | 0 | 0 | 0 | 0 | 0 | 0 | 0 | 0 |  |  | 0.1124% | CZ1AWHTS | 0 | 0 | 0 | 0 | 0 | 0 | 0 | 0 |  |  | 0.1124% | CZ1AWHTS | 0.003836 | 3.1982 | 1.7255 | 3.8828 | 1.1375 | 0.73767 | 1.2928 | 11.9784 | 0 | 11.9784 | 0.1124% | CZ1AWHTS | 2.7768e-07 | 0.00023151 | 0.0001249 | 0.00028107 | 8.2344e-05 | 5.3398e-05 | 9.3586e-05 | 0.00086709 | 0 | 0.00086709 | 0.1124%
CZ2AWH | 0.089693 | 0.095599 | 0.033823 | 0.039275 | 0.011616 | 0.14466 | 0.013202 | 0.42787 | 0 | 0.42787 | 37.16% | CZ2AWH | 1.9152 | 2.0413 | 0.72222 | 0.83863 | 0.24804 | 3.0889 | 0.2819 | 9.1362 | 0 | 9.1362 | 37.16% | CZ2AWH | 1.9152 | 2.0413 | 0.72222 | 0.83863 | 0.24804 | 3.0889 | 0.2819 | 9.1362 | 0 | 9.1362 | 37.16% | CZ2AWH | 0 | 0 | 0 | 0 | 0 | 0 | 0 | 0 |  |  | 37.16% | CZ2AWH | 0 | 0 | 0 | 0 | 0 | 0 | 0 | 0 |  |  | 37.16% | CZ2AWH | 5.4199 | 5.7768 | 2.0439 | 2.3733 | 0.70195 | 8.7417 | 0.79778 | 25.8554 | 0 | 25.8554 | 37.16% | CZ2AWH | 0.00039234 | 0.00041817 | 0.00014795 | 0.0001718 | 5.0812e-05 | 0.00063279 | 5.7749e-05 | 0.0018716 | 0 | 0.0018716 | 37.16%
CZ2B | 0.10896 | 0.10036 | 0.040722 | 0.039293 | 0.011641 | 0.1414 | 0.013231 | 0.45561 | 0 | 0.45561 | 1.671% | CZ2B | 2.3265 | 2.143 | 0.86951 | 0.839 | 0.24858 | 3.0193 | 0.28251 | 9.7284 | 0 | 9.7284 | 1.671% | CZ2B | 2.3265 | 2.143 | 0.86951 | 0.839 | 0.24858 | 3.0193 | 0.28251 | 9.7284 | 0 | 9.7284 | 1.671% | CZ2B | 0 | 0 | 0 | 0 | 0 | 0 | 0 | 0 |  |  | 1.671% | CZ2B | 0 | 0 | 0 | 0 | 0 | 0 | 0 | 0 |  |  | 1.671% | CZ2B | 6.584 | 6.0647 | 2.4607 | 2.3744 | 0.70347 | 8.5445 | 0.7995 | 27.5313 | 0 | 27.5313 | 1.671% | CZ2B | 0.0004766 | 0.00043901 | 0.00017813 | 0.00017188 | 5.0922e-05 | 0.00061852 | 5.7874e-05 | 0.0019929 | 0 | 0.0019929 | 1.671%
CZ3A | 0.437 | 0.062844 | 0.03645 | 0.039101 | 0.011365 | 0.15681 | 0.012916 | 0.75649 | 0 | 0.75649 | 14.59% | CZ3A | 9.331 | 1.3419 | 0.7783 | 0.8349 | 0.24267 | 3.3484 | 0.2758 | 16.1529 | 0 | 16.1529 | 14.59% | CZ3A | 9.331 | 1.3419 | 0.7783 | 0.8349 | 0.24267 | 3.3484 | 0.2758 | 16.1529 | 0 | 16.1529 | 14.59% | CZ3A | 0 | 0 | 0 | 0 | 0 | 0 | 0 | 0 |  |  | 14.59% | CZ3A | 0 | 0 | 0 | 0 | 0 | 0 | 0 | 0 |  |  | 14.59% | CZ3A | 26.4068 | 3.7975 | 2.2026 | 2.3628 | 0.68675 | 9.4759 | 0.7805 | 45.7128 | 0 | 45.7128 | 14.59% | CZ3A | 0.0019115 | 0.00027489 | 0.00015944 | 0.00017103 | 4.9712e-05 | 0.00068594 | 5.6498e-05 | 0.003309 | 0 | 0.003309 | 14.59%
CZ3AWH | 0.31421 | 0.07873 | 0.03839 | 0.039254 | 0.011586 | 0.15977 | 0.013167 | 0.65511 | 0 | 0.65511 | 7.436% | CZ3AWH | 6.7092 | 1.6811 | 0.81972 | 0.83817 | 0.24738 | 3.4116 | 0.28116 | 13.9883 | 0 | 13.9883 | 7.436% | CZ3AWH | 6.7092 | 1.6811 | 0.81972 | 0.83817 | 0.24738 | 3.4116 | 0.28116 | 13.9883 | 0 | 13.9883 | 7.436% | CZ3AWH | 0 | 0 | 0 | 0 | 0 | 0 | 0 | 0 |  |  | 7.436% | CZ3AWH | 0 | 0 | 0 | 0 | 0 | 0 | 0 | 0 |  |  | 7.436% | CZ3AWH | 18.987 | 4.7575 | 2.3198 | 2.372 | 0.7001 | 9.6548 | 0.79567 | 39.5869 | 0 | 39.5869 | 7.436% | CZ3AWH | 0.0013744 | 0.00034438 | 0.00016793 | 0.00017171 | 5.0678e-05 | 0.00069889 | 5.7597e-05 | 0.0028656 | 0 | 0.0028656 | 7.436%
CZ3B | 0.29936 | 0.077549 | 0.045687 | 0.039141 | 0.011423 | 0.15418 | 0.012982 | 0.64032 | 0 | 0.64032 | 6.496% | CZ3B | 6.3922 | 1.6559 | 0.97554 | 0.83576 | 0.2439 | 3.2921 | 0.2772 | 13.6726 | 0 | 13.6726 | 6.496% | CZ3B | 6.3922 | 1.6559 | 0.97554 | 0.83576 | 0.2439 | 3.2921 | 0.2772 | 13.6726 | 0 | 13.6726 | 6.496% | CZ3B | 0 | 0 | 0 | 0 | 0 | 0 | 0 | 0 |  |  | 6.496% | CZ3B | 0 | 0 | 0 | 0 | 0 | 0 | 0 | 0 |  |  | 6.496% | CZ3B | 18.0899 | 4.6861 | 2.7608 | 2.3652 | 0.69025 | 9.3166 | 0.78448 | 38.6933 | 0 | 38.6933 | 6.496% | CZ3B | 0.0013095 | 0.00033922 | 0.00019985 | 0.00017121 | 4.9965e-05 | 0.00067441 | 5.6786e-05 | 0.0028009 | 0 | 0.0028009 | 6.496%
CZ3C | 0.22699 | 0.035373 | 0.03264 | 0.039066 | 0.011315 | 0.17716 | 0.01286 | 0.53541 | 0 | 0.53541 | 0.7208% | CZ3C | 4.8469 | 0.7553 | 0.69694 | 0.83416 | 0.24161 | 3.7828 | 0.27459 | 11.4323 | 0 | 11.4323 | 0.7208% | CZ3C | 4.8469 | 0.7553 | 0.69694 | 0.83416 | 0.24161 | 3.7828 | 0.27459 | 11.4323 | 0 | 11.4323 | 0.7208% | CZ3C | 0 | 0 | 0 | 0 | 0 | 0 | 0 | 0 |  |  | 0.7208% | CZ3C | 0 | 0 | 0 | 0 | 0 | 0 | 0 | 0 |  |  | 0.7208% | CZ3C | 13.7166 | 2.1375 | 1.9723 | 2.3607 | 0.68376 | 10.7054 | 0.7771 | 32.3534 | 0 | 32.3534 | 0.7208% | CZ3C | 0.00099291 | 0.00015473 | 0.00014277 | 0.00017088 | 4.9495e-05 | 0.00077494 | 5.6252e-05 | 0.002342 | 0 | 0.002342 | 0.7208%
CZ4A | 0.65448 | 0.024471 | 0.026851 | 0.038229 | 0.01011 | 0.17883 | 0.01149 | 0.94447 | 0 | 0.94447 | 11.98% | CZ4A | 13.9749 | 0.52251 | 0.57335 | 0.81628 | 0.21588 | 3.8186 | 0.24535 | 20.1669 | 0 | 20.1669 | 11.98% | CZ4A | 13.9749 | 0.52251 | 0.57335 | 0.81628 | 0.21588 | 3.8186 | 0.24535 | 20.1669 | 0 | 20.1669 | 11.98% | CZ4A | 0 | 0 | 0 | 0 | 0 | 0 | 0 | 0 |  |  | 11.98% | CZ4A | 0 | 0 | 0 | 0 | 0 | 0 | 0 | 0 |  |  | 11.98% | CZ4A | 39.549 | 1.4787 | 1.6226 | 2.3101 | 0.61093 | 10.8066 | 0.69433 | 57.0722 | 0 | 57.0722 | 11.98% | CZ4A | 0.0028629 | 0.00010704 | 0.00011745 | 0.00016722 | 4.4224e-05 | 0.00078226 | 5.0261e-05 | 0.0041313 | 0 | 0.0041313 | 11.98%
CZ4B | 0.44452 | 0.027646 | 0.036519 | 0.039232 | 0.011553 | 0.19662 | 0.013131 | 0.76922 | 0 | 0.76922 | 0.5232% | CZ4B | 9.4916 | 0.59032 | 0.77977 | 0.83769 | 0.24669 | 4.1984 | 0.28037 | 16.4248 | 0 | 16.4248 | 0.5232% | CZ4B | 9.4916 | 0.59032 | 0.77977 | 0.83769 | 0.24669 | 4.1984 | 0.28037 | 16.4248 | 0 | 16.4248 | 0.5232% | CZ4B | 0 | 0 | 0 | 0 | 0 | 0 | 0 | 0 |  |  | 0.5232% | CZ4B | 0 | 0 | 0 | 0 | 0 | 0 | 0 | 0 |  |  | 0.5232% | CZ4B | 26.8612 | 1.6706 | 2.2067 | 2.3707 | 0.69814 | 11.8814 | 0.79345 | 46.4822 | 0 | 46.4822 | 0.5232% | CZ4B | 0.0019444 | 0.00012093 | 0.00015974 | 0.00017161 | 5.0537e-05 | 0.00086006 | 5.7436e-05 | 0.0033647 | 0 | 0.0033647 | 0.5232%
CZ4C | 0.52908 | -0.0056589 | -0.021184 | 0.039178 | 0.011477 | 0.20731 | 0.013043 | 0.77325 | 0 | 0.77325 | 2.087% | CZ4C | 11.2973 | -0.12083 | -0.45233 | 0.83656 | 0.24506 | 4.4266 | 0.27851 | 16.5109 | 0 | 16.5109 | 2.087% | CZ4C | 11.2973 | -0.12083 | -0.45233 | 0.83656 | 0.24506 | 4.4266 | 0.27851 | 16.5109 | 0 | 16.5109 | 2.087% | CZ4C | 0 | 0 | 0 | 0 | 0 | 0 | 0 | 0 |  |  | 2.087% | CZ4C | 0 | 0 | 0 | 0 | 0 | 0 | 0 | 0 |  |  | 2.087% | CZ4C | 31.9713 | -0.34196 | -1.2801 | 2.3675 | 0.69351 | 12.5273 | 0.78819 | 46.7258 | 0 | 46.7258 | 2.087% | CZ4C | 0.0023143 | -2.4753e-05 | -9.2663e-05 | 0.00017137 | 5.0202e-05 | 0.00090682 | 5.7055e-05 | 0.0033824 | 0 | 0.0033824 | 2.087%
CZ5A | 0.8429 | 0.0087217 | -0.01874 | 0.037757 | 0.0094312 | 0.20089 | 0 | 1.081 | 0 | 1.081 | 7.043% | CZ5A | 17.998 | 0.18623 | -0.40015 | 0.80621 | 0.20138 | 4.2896 | 0 | 23.0813 | 0 | 23.0813 | 7.043% | CZ5A | 17.998 | 0.18623 | -0.40015 | 0.80621 | 0.20138 | 4.2896 | 0 | 23.0813 | 0 | 23.0813 | 7.043% | CZ5A | 0 | 0 | 0 | 0 | 0 | 0 | 0 | 0 |  |  | 7.043% | CZ5A | 0 | 0 | 0 | 0 | 0 | 0 | 0 | 0 |  |  | 7.043% | CZ5A | 50.9344 | 0.52703 | -1.1324 | 2.2816 | 0.56991 | 12.1396 | 0 | 65.3201 | 0 | 65.3201 | 7.043% | CZ5A | 0.003687 | 3.8151e-05 | -8.1973e-05 | 0.00016516 | 4.1254e-05 | 0.00087875 | 0 | 0.0047284 | 0 | 0.0047284 | 7.043%
CZ5B | 0.58578 | 0.016573 | -0.015978 | 0.03873 | 0.010832 | 0.22225 | 0 | 0.85818 | 0 | 0.85818 | 2.961% | CZ5B | 12.5079 | 0.35388 | -0.34118 | 0.82699 | 0.23129 | 4.7455 | 0 | 18.3244 | 0 | 18.3244 | 2.961% | CZ5B | 12.5079 | 0.35388 | -0.34118 | 0.82699 | 0.23129 | 4.7455 | 0 | 18.3244 | 0 | 18.3244 | 2.961% | CZ5B | 0 | 0 | 0 | 0 | 0 | 0 | 0 | 0 |  |  | 2.961% | CZ5B | 0 | 0 | 0 | 0 | 0 | 0 | 0 | 0 |  |  | 2.961% | CZ5B | 35.3973 | 1.0015 | -0.96554 | 2.3404 | 0.65456 | 13.4299 | 0 | 51.8581 | 0 | 51.8581 | 2.961% | CZ5B | 0.0025623 | 7.2495e-05 | -6.9893e-05 | 0.00016942 | 4.7382e-05 | 0.00097216 | 0 | 0.0037539 | 0 | 0.0037539 | 2.961%
CZ5C | 0.47524 | -0.0023826 | -0.021635 | 0.039179 | 0.011478 | 0.24268 | 0 | 0.74456 | 0 | 0.74456 | 0.1459% | CZ5C | 10.1476 | -0.050875 | -0.46196 | 0.83658 | 0.24509 | 5.1818 | 0 | 15.8983 | 0 | 15.8983 | 0.1459% | CZ5C | 10.1476 | -0.050875 | -0.46196 | 0.83658 | 0.24509 | 5.1818 | 0 | 15.8983 | 0 | 15.8983 | 0.1459% | CZ5C | 0 | 0 | 0 | 0 | 0 | 0 | 0 | 0 |  |  | 0.1459% | CZ5C | 0 | 0 | 0 | 0 | 0 | 0 | 0 | 0 |  |  | 0.1459% | CZ5C | 28.7177 | -0.14397 | -1.3073 | 2.3675 | 0.69361 | 14.6646 | 0 | 44.9921 | 0 | 44.9921 | 0.1459% | CZ5C | 0.0020788 | -1.0422e-05 | -9.4635e-05 | 0.00017138 | 5.0209e-05 | 0.0010615 | 0 | 0.0032569 | 0 | 0.0032569 | 0.1459%
CZ6A | 1.1349 | 0.018322 | -0.0067605 | 0.037907 | 0.0096466 | 0.19793 | 0 | 1.3919 | 0 | 1.3919 | 3.864% | CZ6A | 24.2322 | 0.39122 | -0.14435 | 0.80941 | 0.20598 | 4.2262 | 0 | 29.7206 | 0 | 29.7206 | 3.864% | CZ6A | 24.2322 | 0.39122 | -0.14435 | 0.80941 | 0.20598 | 4.2262 | 0 | 29.7206 | 0 | 29.7206 | 3.864% | CZ6A | 0 | 0 | 0 | 0 | 0 | 0 | 0 | 0 |  |  | 3.864% | CZ6A | 0 | 0 | 0 | 0 | 0 | 0 | 0 | 0 |  |  | 3.864% | CZ6A | 68.577 | 1.1072 | -0.40852 | 2.2906 | 0.58292 | 11.9602 | 0 | 84.1094 | 0 | 84.1094 | 3.864% | CZ6A | 0.0049641 | 8.0144e-05 | -2.9572e-05 | 0.00016581 | 4.2196e-05 | 0.00086577 | 0 | 0.0060885 | 0 | 0.0060885 | 3.864%
CZ6B | 0.91495 | 0.01215 | -0.014113 | 0.038457 | 0.010439 | 0.20798 | 0 | 1.1699 | 0 | 1.1699 | 0.4385% | CZ6B | 19.5366 | 0.25944 | -0.30135 | 0.82116 | 0.2229 | 4.4409 | 0 | 24.9797 | 0 | 24.9797 | 0.4385% | CZ6B | 19.5366 | 0.25944 | -0.30135 | 0.82116 | 0.2229 | 4.4409 | 0 | 24.9797 | 0 | 24.9797 | 0.4385% | CZ6B | 0 | 0 | 0 | 0 | 0 | 0 | 0 | 0 |  |  | 0.4385% | CZ6B | 0 | 0 | 0 | 0 | 0 | 0 | 0 | 0 |  |  | 0.4385% | CZ6B | 55.2885 | 0.73422 | -0.85282 | 2.3239 | 0.63079 | 12.5678 | 0 | 70.6924 | 0 | 70.6924 | 0.4385% | CZ6B | 0.0040022 | 5.3148e-05 | -6.1733e-05 | 0.00016822 | 4.5662e-05 | 0.00090975 | 0 | 0.0051172 | 0 | 0.0051172 | 0.4385%
CZ7 | 1.161 | 0.01353 | -0.0057333 | 0.038193 | 0.010058 | 0.22092 | 0 | 1.438 | 0 | 1.438 | 0.5849% | CZ7 | 24.7905 | 0.28891 | -0.12242 | 0.81552 | 0.21477 | 4.7172 | 0 | 30.7045 | 0 | 30.7045 | 0.5849% | CZ7 | 24.7905 | 0.28891 | -0.12242 | 0.81552 | 0.21477 | 4.7172 | 0 | 30.7045 | 0 | 30.7045 | 0.5849% | CZ7 | 0 | 0 | 0 | 0 | 0 | 0 | 0 | 0 |  |  | 0.5849% | CZ7 | 0 | 0 | 0 | 0 | 0 | 0 | 0 | 0 |  |  | 0.5849% | CZ7 | 70.1572 | 0.81762 | -0.34645 | 2.3079 | 0.60781 | 13.3497 | 0 | 86.8938 | 0 | 86.8938 | 0.5849% | CZ7 | 0.0050785 | 5.9185e-05 | -2.5079e-05 | 0.00016706 | 4.3997e-05 | 0.00096635 | 0 | 0.00629 | 0 | 0.00629 | 0.5849%
CZ8 | 1.3849 | 0.0055367 | 0.00039981 | 0.039179 | 0.011478 | 0.27415 | 0 | 1.7156 | 0 | 1.7156 | 0.005291% | CZ8 | 29.5704 | 0.11822 | 0.008537 | 0.83658 | 0.24509 | 5.8538 | 0 | 36.6327 | 0 | 36.6327 | 0.005291% | CZ8 | 29.5704 | 0.11822 | 0.008537 | 0.83658 | 0.24509 | 5.8538 | 0 | 36.6327 | 0 | 36.6327 | 0.005291% | CZ8 | 0 | 0 | 0 | 0 | 0 | 0 | 0 | 0 |  |  | 0.005291% | CZ8 | 0 | 0 | 0 | 0 | 0 | 0 | 0 | 0 |  |  | 0.005291% | CZ8 | 83.6843 | 0.33457 | 0.02416 | 2.3675 | 0.69361 | 16.5664 | 0 | 103.6706 | 0 | 103.6706 | 0.005291% | CZ8 | 0.0060577 | 2.4219e-05 | 1.7489e-06 | 0.00017138 | 5.0209e-05 | 0.0011992 | 0 | 0.0075045 | 0 | 0.0075045 | 0.005291%
US Weighted | 0.38763 | 0.063027 | 0.025143 | 0.038903 | 0.011062 | 0.16413 | 0.010681 | 0.70057 | 0 | 0.70057 | 100% | US Weighted | 8.2769 | 1.3458 | 0.53688 | 0.83069 | 0.2362 | 3.5045 | 0.22806 | 14.959 | 0 | 14.959 | 100% | US Weighted | 8.2769 | 1.3458 | 0.53688 | 0.83069 | 0.2362 | 3.5045 | 0.22806 | 14.959 | 0 | 14.959 | 100% | US Weighted | 0 | 0 | 0 | 0 | 0 | 0 | 0 | 0 |  |  | 100% | US Weighted | 0 | 0 | 0 | 0 | 0 | 0 | 0 | 0 |  |  | 100% | US Weighted | 23.4236 | 3.8086 | 1.5194 | 2.3508 | 0.66845 | 9.9179 | 0.64542 | 42.3341 | 0 | 42.3341 | 100% | US Weighted | 0.0016956 | 0.0002757 | 0.00010998 | 0.00017017 | 4.8388e-05 | 0.00071793 | 4.672e-05 | 0.0030645 | 0 | 0.0030645 | 100%
Percentage Cost Savings from IECC-Res 2006 to 2024 | [11 empty] | Percentage Site Energy Savings from IECC-Res 2006 to 2024 | [11 empty] | Percentage Electricity Savings from IECC-Res 2006 to 2024 | [11 empty] | Percentage Gas Savings from IECC-Res 2006 to 2024 | [11 empty] | Percentage Oil Savings from IECC-Res 2006 to 2024 | [11 empty] | Percentage Source Energy Savings from IECC-Res 2006 to 2024 | [11 empty] | Percentage Carbon Savings from IECC-Res 2006 to 2024
Energy Cost Index ($/sq ft/yr) | [10 empty] | Single-Family - Electric Resistance | Site Energy Use Intensity (kBtu/sq ft/yr) | [10 empty] | Single-Family - Electric Resistance | Electric Use Intensity (kBtu/sq ft/yr) | [10 empty] | Single-Family - Electric Resistance | Gas Use Intensity (kBtu/sq ft/yr) | [10 empty] | Single-Family - Electric Resistance | Oil Use Intensity (kBtu/sq ft/yr) | [10 empty] | Single-Family - Electric Resistance | Source Energy Use Index (kBtu/sq ft/yr) | [10 empty] | Single-Family - Electric Resistance | Carbon Emissions (ton/sq ft/yr) | [10 empty] | Single-Family - Electric Resistance
Costs: Electricity: $0.1598/kWh ¦ Natural Gas: $1.391/therm ¦ Oil: $4.1392/gal | [9 empty] | Prototype Floor Area (sq ft): | 2376 | [10 empty] | Prototype Floor Area (sq ft): | 2376 | [10 empty] | Prototype Floor Area (sq ft): | 2376 | [10 empty] | Prototype Floor Area (sq ft): | 2376 | [10 empty] | Prototype Floor Area (sq ft): | 2376 | Site-to-Source Factors: Electricity: 2.83 ¦ Natural Gas: 1.1 ¦ Oil: 1.01 | [9 empty] | Prototype Floor Area (sq ft): | 2376 | Conversion [ton/kBtu]: Electricity: 4,881 ¦ Natural Gas: 18,863 ¦ Oil: 13,521 | [9 empty] | Prototype Floor Area (sq ft): | 2376
2006-2024 | Heat | Cool | Fans_Aux | Lgt_Int | Lgt_Ext | DHW | Appls | Total | PV | Net_Total | Weight | 2006-2024 | Heat | Cool | Fans_Aux | Lgt_Int | Lgt_Ext | DHW | Appls | Total | PV | Net_Total | Weight | 2006-2024 | Heat | Cool | Fans_Aux | Lgt_Int | Lgt_Ext | DHW | Appls | Total | PV | Net_Total | Weight | 2006-2024 | Heat | Cool | Fans_Aux | Lgt_Int | Lgt_Ext | DHW | Appls | Total | PV | Net_Total | Weight | 2006-2024 | Heat | Cool | Fans_Aux | Lgt_Int | Lgt_Ext | DHW | Appls | Total | PV | Net_Total | Weight | 2006-2024 | Heat | Cool | Fans_Aux | Lgt_Int | Lgt_Ext | DHW | Appls | Total | PV | Net_Total | Weight | 2006-2024 | Heat | Cool | Fans_Aux | Lgt_Int | Lgt_Ext | DHW | Appls | Total | PV | Net_Total | Weight
CZ1AWH | 48.52% | 27.86% | 34.27% | 36.02% | 45.02% | 80.64% | 2.525% | 26.83% |  | 26.83% | 2.071% | CZ1AWH | 48.52% | 27.86% | 34.27% | 36.02% | 45.02% | 80.64% | 2.525% | 26.83% |  | 26.83% | 2.071% | CZ1AWH | 48.52% | 27.86% | 34.27% | 36.02% | 45.02% | 80.64% | 2.525% | 26.83% |  | 26.83% | 2.071% | CZ1AWH | [10 empty] | 2.071% | CZ1AWH | [10 empty] | 2.071% | CZ1AWH | 48.52% | 27.86% | 34.27% | 36.02% | 45.02% | 80.64% | 2.525% | 26.83% |  | 26.83% | 2.071% | CZ1AWH | 48.52% | 27.86% | 34.27% | 36.02% | 45.02% | 80.64% | 2.525% | 26.83% |  | 26.83% | 2.071%
CZ1AWHT | 69.46% | 26.32% | 32.79% | 36.02% | 45.02% | 80.66% | 2.495% | 25.14% |  | 25.14% | 0.1124% | CZ1AWHT | 69.46% | 26.32% | 32.79% | 36.02% | 45.02% | 80.66% | 2.495% | 25.14% |  | 25.14% | 0.1124% | CZ1AWHT | 69.46% | 26.32% | 32.79% | 36.02% | 45.02% | 80.66% | 2.495% | 25.14% |  | 25.14% | 0.1124% | CZ1AWHT | [10 empty] | 0.1124% | CZ1AWHT | [10 empty] | 0.1124% | CZ1AWHT | 69.46% | 26.32% | 32.79% | 36.02% | 45.02% | 80.66% | 2.495% | 25.14% |  | 25.14% | 0.1124% | CZ1AWHT | 69.46% | 26.32% | 32.79% | 36.02% | 45.02% | 80.66% | 2.495% | 25.14% |  | 25.14% | 0.1124%
CZ1AWHTS | 9.182% | 10.98% | 24.04% | 36.02% | 45.02% | 21.06% | 2.495% | 11.41% |  | 11.41% | 0.1124% | CZ1AWHTS | 9.182% | 10.98% | 24.04% | 36.02% | 45.02% | 21.06% | 2.495% | 11.41% |  | 11.41% | 0.1124% | CZ1AWHTS | 9.182% | 10.98% | 24.04% | 36.02% | 45.02% | 21.06% | 2.495% | 11.41% |  | 11.41% | 0.1124% | CZ1AWHTS | [10 empty] | 0.1124% | CZ1AWHTS | [10 empty] | 0.1124% | CZ1AWHTS | 9.182% | 10.98% | 24.04% | 36.02% | 45.02% | 21.06% | 2.495% | 11.41% |  | 11.41% | 0.1124% | CZ1AWHTS | 9.182% | 10.98% | 24.04% | 36.02% | 45.02% | 21.06% | 2.495% | 11.41% |  | 11.41% | 0.1124%
CZ2AWH | 39.97% | 26.52% | 34.69% | 36.02% | 45.02% | 79.2% | 2.52% | 28.08% |  | 28.08% | 37.16% | CZ2AWH | 39.97% | 26.52% | 34.69% | 36.02% | 45.02% | 79.2% | 2.52% | 28.08% |  | 28.08% | 37.16% | CZ2AWH | 39.97% | 26.52% | 34.69% | 36.02% | 45.02% | 79.2% | 2.52% | 28.08% |  | 28.08% | 37.16% | CZ2AWH | [10 empty] | 37.16% | CZ2AWH | [10 empty] | 37.16% | CZ2AWH | 39.97% | 26.52% | 34.69% | 36.02% | 45.02% | 79.2% | 2.52% | 28.08% |  | 28.08% | 37.16% | CZ2AWH | 39.97% | 26.52% | 34.69% | 36.02% | 45.02% | 79.2% | 2.52% | 28.08% |  | 28.08% | 37.16%
CZ2B | 37.86% | 27.61% | 34.61% | 36.02% | 45.02% | 76.68% | 2.524% | 28.26% |  | 28.26% | 1.671% | CZ2B | 37.86% | 27.61% | 34.61% | 36.02% | 45.02% | 76.68% | 2.524% | 28.26% |  | 28.26% | 1.671% | CZ2B | 37.86% | 27.61% | 34.61% | 36.02% | 45.02% | 76.68% | 2.524% | 28.26% |  | 28.26% | 1.671% | CZ2B | [10 empty] | 1.671% | CZ2B | [10 empty] | 1.671% | CZ2B | 37.86% | 27.61% | 34.61% | 36.02% | 45.02% | 76.68% | 2.524% | 28.26% |  | 28.26% | 1.671% | CZ2B | 37.86% | 27.61% | 34.61% | 36.02% | 45.02% | 76.68% | 2.524% | 28.26% |  | 28.26% | 1.671%
CZ3A | 57.47% | 30.51% | 42.39% | 36.02% | 45.02% | 70.78% | 2.475% | 39.21% |  | 39.21% | 14.59% | CZ3A | 57.47% | 30.51% | 42.39% | 36.02% | 45.02% | 70.78% | 2.475% | 39.21% |  | 39.21% | 14.59% | CZ3A | 57.47% | 30.51% | 42.39% | 36.02% | 45.02% | 70.78% | 2.475% | 39.21% |  | 39.21% | 14.59% | CZ3A | [10 empty] | 14.59% | CZ3A | [10 empty] | 14.59% | CZ3A | 57.47% | 30.51% | 42.39% | 36.02% | 45.02% | 70.78% | 2.475% | 39.21% |  | 39.21% | 14.59% | CZ3A | 57.47% | 30.51% | 42.39% | 36.02% | 45.02% | 70.78% | 2.475% | 39.21% |  | 39.21% | 14.59%
CZ3AWH | 57.99% | 31.76% | 43.54% | 36.02% | 45.02% | 74.46% | 2.514% | 37.42% |  | 37.42% | 7.436% | CZ3AWH | 57.99% | 31.76% | 43.54% | 36.02% | 45.02% | 74.46% | 2.514% | 37.42% |  | 37.42% | 7.436% | CZ3AWH | 57.99% | 31.76% | 43.54% | 36.02% | 45.02% | 74.46% | 2.514% | 37.42% |  | 37.42% | 7.436% | CZ3AWH | [10 empty] | 7.436% | CZ3AWH | [10 empty] | 7.436% | CZ3AWH | 57.99% | 31.76% | 43.54% | 36.02% | 45.02% | 74.46% | 2.514% | 37.42% |  | 37.42% | 7.436% | CZ3AWH | 57.99% | 31.76% | 43.54% | 36.02% | 45.02% | 74.46% | 2.514% | 37.42% |  | 37.42% | 7.436%
CZ3B | 59.67% | 32.27% | 43.83% | 36.02% | 45.02% | 73.03% | 2.486% | 37.36% |  | 37.36% | 6.496% | CZ3B | 59.67% | 32.27% | 43.83% | 36.02% | 45.02% | 73.03% | 2.486% | 37.36% |  | 37.36% | 6.496% | CZ3B | 59.67% | 32.27% | 43.83% | 36.02% | 45.02% | 73.03% | 2.486% | 37.36% |  | 37.36% | 6.496% | CZ3B | [10 empty] | 6.496% | CZ3B | [10 empty] | 6.496% | CZ3B | 59.67% | 32.27% | 43.83% | 36.02% | 45.02% | 73.03% | 2.486% | 37.36% |  | 37.36% | 6.496% | CZ3B | 59.67% | 32.27% | 43.83% | 36.02% | 45.02% | 73.03% | 2.486% | 37.36% |  | 37.36% | 6.496%
CZ3C | 66.39% | 30.58% | 47.16% | 36.02% | 45.02% | 78.82% | 2.466% | 38.07% |  | 38.07% | 0.7208% | CZ3C | 66.39% | 30.58% | 47.16% | 36.02% | 45.02% | 78.82% | 2.466% | 38.07% |  | 38.07% | 0.7208% | CZ3C | 66.39% | 30.58% | 47.16% | 36.02% | 45.02% | 78.82% | 2.466% | 38.07% |  | 38.07% | 0.7208% | CZ3C | [10 empty] | 0.7208% | CZ3C | [10 empty] | 0.7208% | CZ3C | 66.39% | 30.58% | 47.16% | 36.02% | 45.02% | 78.82% | 2.466% | 38.07% |  | 38.07% | 0.7208% | CZ3C | 66.39% | 30.58% | 47.16% | 36.02% | 45.02% | 78.82% | 2.466% | 38.07% |  | 38.07% | 0.7208%
CZ4A | 53.4% | 19.76% | 37.43% | 36.02% | 45.02% | 78.95% | 2.247% | 41.29% |  | 41.29% | 11.98% | CZ4A | 53.4% | 19.76% | 37.43% | 36.02% | 45.02% | 78.95% | 2.247% | 41.29% |  | 41.29% | 11.98% | CZ4A | 53.4% | 19.76% | 37.43% | 36.02% | 45.02% | 78.95% | 2.247% | 41.29% |  | 41.29% | 11.98% | CZ4A | [10 empty] | 11.98% | CZ4A | [10 empty] | 11.98% | CZ4A | 53.4% | 19.76% | 37.43% | 36.02% | 45.02% | 78.95% | 2.247% | 41.29% |  | 41.29% | 11.98% | CZ4A | 53.4% | 19.76% | 37.43% | 36.02% | 45.02% | 78.95% | 2.247% | 41.29% |  | 41.29% | 11.98%
CZ4B | 59.02% | 17.72% | 37.2% | 36.02% | 45.02% | 78.97% | 2.509% | 40.18% |  | 40.18% | 0.5232% | CZ4B | 59.02% | 17.72% | 37.2% | 36.02% | 45.02% | 78.97% | 2.509% | 40.18% |  | 40.18% | 0.5232% | CZ4B | 59.02% | 17.72% | 37.2% | 36.02% | 45.02% | 78.97% | 2.509% | 40.18% |  | 40.18% | 0.5232% | CZ4B | [10 empty] | 0.5232% | CZ4B | [10 empty] | 0.5232% | CZ4B | 59.02% | 17.72% | 37.2% | 36.02% | 45.02% | 78.97% | 2.509% | 40.18% |  | 40.18% | 0.5232% | CZ4B | 59.02% | 17.72% | 37.2% | 36.02% | 45.02% | 78.97% | 2.509% | 40.18% |  | 40.18% | 0.5232%
CZ4C | 57.9% | -10.41% | -30.74% | 36.02% | 45.02% | 77.28% | 2.495% | 39.41% |  | 39.41% | 2.087% | CZ4C | 57.9% | -10.41% | -30.74% | 36.02% | 45.02% | 77.28% | 2.495% | 39.41% |  | 39.41% | 2.087% | CZ4C | 57.9% | -10.41% | -30.74% | 36.02% | 45.02% | 77.28% | 2.495% | 39.41% |  | 39.41% | 2.087% | CZ4C | [10 empty] | 2.087% | CZ4C | [10 empty] | 2.087% | CZ4C | 57.9% | -10.41% | -30.74% | 36.02% | 45.02% | 77.28% | 2.495% | 39.41% |  | 39.41% | 2.087% | CZ4C | 57.9% | -10.41% | -30.74% | 36.02% | 45.02% | 77.28% | 2.495% | 39.41% |  | 39.41% | 2.087%
CZ5A | 54.84% | 12.91% | -26.82% | 36.02% | 45.02% | 86.47% | 0% | 42.59% |  | 42.59% | 7.043% | CZ5A | 54.84% | 12.91% | -26.82% | 36.02% | 45.02% | 86.47% | 0% | 42.59% |  | 42.59% | 7.043% | CZ5A | 54.84% | 12.91% | -26.82% | 36.02% | 45.02% | 86.47% | 0% | 42.59% |  | 42.59% | 7.043% | CZ5A | [10 empty] | 7.043% | CZ5A | [10 empty] | 7.043% | CZ5A | 54.84% | 12.91% | -26.82% | 36.02% | 45.02% | 86.47% | 0% | 42.59% |  | 42.59% | 7.043% | CZ5A | 54.84% | 12.91% | -26.82% | 36.02% | 45.02% | 86.47% | 0% | 42.59% |  | 42.59% | 7.043%
CZ5B | 55.83% | 15.34% | -18.74% | 36.02% | 45.02% | 85.89% | 0% | 39.91% |  | 39.91% | 2.961% | CZ5B | 55.83% | 15.34% | -18.74% | 36.02% | 45.02% | 85.89% | 0% | 39.91% |  | 39.91% | 2.961% | CZ5B | 55.83% | 15.34% | -18.74% | 36.02% | 45.02% | 85.89% | 0% | 39.91% |  | 39.91% | 2.961% | CZ5B | [10 empty] | 2.961% | CZ5B | [10 empty] | 2.961% | CZ5B | 55.83% | 15.34% | -18.74% | 36.02% | 45.02% | 85.89% | 0% | 39.91% |  | 39.91% | 2.961% | CZ5B | 55.83% | 15.34% | -18.74% | 36.02% | 45.02% | 85.89% | 0% | 39.91% |  | 39.91% | 2.961%
CZ5C | 55.12% | -6.144% | -32.56% | 36.02% | 45.02% | 86.86% | 0% | 39.11% |  | 39.11% | 0.1459% | CZ5C | 55.12% | -6.144% | -32.56% | 36.02% | 45.02% | 86.86% | 0% | 39.11% |  | 39.11% | 0.1459% | CZ5C | 55.12% | -6.144% | -32.56% | 36.02% | 45.02% | 86.86% | 0% | 39.11% |  | 39.11% | 0.1459% | CZ5C | [10 empty] | 0.1459% | CZ5C | [10 empty] | 0.1459% | CZ5C | 55.12% | -6.144% | -32.56% | 36.02% | 45.02% | 86.86% | 0% | 39.11% |  | 39.11% | 0.1459% | CZ5C | 55.12% | -6.144% | -32.56% | 36.02% | 45.02% | 86.86% | 0% | 39.11% |  | 39.11% | 0.1459%
CZ6A | 53.57% | 23.25% | -7.957% | 36.02% | 45.02% | 77.86% | 0% | 43.9% |  | 43.9% | 3.864% | CZ6A | 53.57% | 23.25% | -7.957% | 36.02% | 45.02% | 77.86% | 0% | 43.9% |  | 43.9% | 3.864% | CZ6A | 53.57% | 23.25% | -7.957% | 36.02% | 45.02% | 77.86% | 0% | 43.9% |  | 43.9% | 3.864% | CZ6A | [10 empty] | 3.864% | CZ6A | [10 empty] | 3.864% | CZ6A | 53.57% | 23.25% | -7.957% | 36.02% | 45.02% | 77.86% | 0% | 43.9% |  | 43.9% | 3.864% | CZ6A | 53.57% | 23.25% | -7.957% | 36.02% | 45.02% | 77.86% | 0% | 43.9% |  | 43.9% | 3.864%
CZ6B | 53.67% | 17.97% | -17.22% | 36.02% | 45.02% | 77.1% | 0% | 42.26% |  | 42.26% | 0.4385% | CZ6B | 53.67% | 17.97% | -17.22% | 36.02% | 45.02% | 77.1% | 0% | 42.26% |  | 42.26% | 0.4385% | CZ6B | 53.67% | 17.97% | -17.22% | 36.02% | 45.02% | 77.1% | 0% | 42.26% |  | 42.26% | 0.4385% | CZ6B | [10 empty] | 0.4385% | CZ6B | [10 empty] | 0.4385% | CZ6B | 53.67% | 17.97% | -17.22% | 36.02% | 45.02% | 77.1% | 0% | 42.26% |  | 42.26% | 0.4385% | CZ6B | 53.67% | 17.97% | -17.22% | 36.02% | 45.02% | 77.1% | 0% | 42.26% |  | 42.26% | 0.4385%
CZ7 | 50.95% | 22.69% | -6.654% | 36.02% | 45.02% | 77.42% | 0% | 42.93% |  | 42.93% | 0.5849% | CZ7 | 50.95% | 22.69% | -6.654% | 36.02% | 45.02% | 77.42% | 0% | 42.93% |  | 42.93% | 0.5849% | CZ7 | 50.95% | 22.69% | -6.654% | 36.02% | 45.02% | 77.42% | 0% | 42.93% |  | 42.93% | 0.5849% | CZ7 | [10 empty] | 0.5849% | CZ7 | [10 empty] | 0.5849% | CZ7 | 50.95% | 22.69% | -6.654% | 36.02% | 45.02% | 77.42% | 0% | 42.93% |  | 42.93% | 0.5849% | CZ7 | 50.95% | 22.69% | -6.654% | 36.02% | 45.02% | 77.42% | 0% | 42.93% |  | 42.93% | 0.5849%
CZ8 | 47.19% | 13.83% | 0.4065% | 36.02% | 45.02% | 76.9% | 0% | 41.98% |  | 41.98% | 0.005291% | CZ8 | 47.19% | 13.83% | 0.4065% | 36.02% | 45.02% | 76.9% | 0% | 41.98% |  | 41.98% | 0.005291% | CZ8 | 47.19% | 13.83% | 0.4065% | 36.02% | 45.02% | 76.9% | 0% | 41.98% |  | 41.98% | 0.005291% | CZ8 | [10 empty] | 0.005291% | CZ8 | [10 empty] | 0.005291% | CZ8 | 47.19% | 13.83% | 0.4065% | 36.02% | 45.02% | 76.9% | 0% | 41.98% |  | 41.98% | 0.005291% | CZ8 | 47.19% | 13.83% | 0.4065% | 36.02% | 45.02% | 76.9% | 0% | 41.98% |  | 41.98% | 0.005291%
US Weighted | 53.47% | 26.62% | 28.44% | 36.02% | 45.02% | 77.93% | 2.056% | 36.63% |  | 36.63% | 100% | US Weighted | 53.47% | 26.62% | 28.44% | 36.02% | 45.02% | 77.93% | 2.056% | 36.63% |  | 36.63% | 100% | US Weighted | 53.47% | 26.62% | 28.44% | 36.02% | 45.02% | 77.93% | 2.056% | 36.63% |  | 36.63% | 100% | US Weighted | [10 empty] | 100% | US Weighted | [10 empty] | 100% | US Weighted | 53.47% | 26.62% | 28.44% | 36.02% | 45.02% | 77.93% | 2.056% | 36.63% |  | 36.63% | 100% | US Weighted | 53.47% | 26.62% | 28.44% | 36.02% | 45.02% | 77.93% | 2.056% | 36.63% |  | 36.63% | 100%

## SF.Gas
End-Use Cost Summary for IECC-Res 2024 | [11 empty] | Site Energy Summary for IECC-Res 2024 | [11 empty] | Electric Summary for IECC-Res 2024 | [11 empty] | Gas Summary for IECC-Res 2024 | [11 empty] | Oil Summary for IECC-Res 2024 | [11 empty] | Source Energy Use Index for IECC-Res 2024 (kBtu/sq ft/yr) | [11 empty] | Carbon Emissions Summary for IECC-Res 2024
Building Type: Single-Family - Gas Furnace | [11 empty] | Building Type: Single-Family - Gas Furnace | [11 empty] | Building Type: Single-Family - Gas Furnace | [11 empty] | Building Type: Single-Family - Gas Furnace | [11 empty] | Building Type: Single-Family - Gas Furnace | [11 empty] | Building Type: Single-Family - Gas Furnace | [11 empty] | Building Type: Single-Family - Gas Furnace
US Weighted Results | [8 empty] | Prototype Floor Area (sq ft): | 2376 |  | US Weighted Results | [8 empty] | Prototype Floor Area (sq ft): | 2376 |  | US Weighted Results | [8 empty] | Prototype Floor Area (sq ft): | 2376 |  | US Weighted Results | [8 empty] | Prototype Floor Area (sq ft): | 2376 |  | US Weighted Results | [8 empty] | Prototype Floor Area (sq ft): | 2376 |  | US Weighted Results | [8 empty] | Prototype Floor Area (sq ft): | 2376 |  | US Weighted Results | [8 empty] | Prototype Floor Area (sq ft): | 2376
| Heat | Cool | Fans_Aux | Lgt_Int | Lgt_Ext | DHW | Appls | Total | PV | Net_Total |  |  | Heat | Cool | Fans_Aux | Lgt_Int | Lgt_Ext | DHW | Appls | Total | PV | Net_Total |  |  | Heat | Cool | Fans_Aux | Lgt_Int | Lgt_Ext | DHW | Appls | Total | PV | Net_Total |  |  | Heat | Cool | Fans_Aux | Lgt_Int | Lgt_Ext | DHW | Appls | Total | PV | Net_Total |  |  | Heat | Cool | Fans_Aux | Lgt_Int | Lgt_Ext | DHW | Appls | Total | PV | Net_Total |  |  | Heat | Cool | Fans_Aux | Lgt_Int | Lgt_Ext | DHW | Appls | Total | PV | Net_Total |  |  | Heat | Cool | Fans_Aux | Lgt_Int | Lgt_Ext | DHW | Appls | Total | PV | Net_Total
By IECC-Res edition: | [11 empty] | By IECC-Res edition: | [11 empty] | By IECC-Res edition: | [11 empty] | By IECC-Res edition: | [11 empty] | By IECC-Res edition: | [11 empty] | By IECC-Res edition: | [11 empty] | By IECC-Res edition:
STD2024 | 0.13205 | 0.11055 | 0.050493 | 0.068567 | 0.012956 | 0.058579 | 0.51799 | 0.95119 | 0 | 0.95119 |  | STD2024 | 9.4966 | 2.3604 | 1.0782 | 1.4641 | 0.27664 | 4.2127 | 14.0378 | 32.9264 | 0 | 32.9264 |  | STD2024 | 0 | 2.3604 | 1.0782 | 1.4641 | 0.27664 | 0 | 9.8031 | 14.9824 | 0 | 14.9824 |  | STD2024 | 9.4966 | 0 | 0 | 0 | 0 | 4.2127 | 4.2347 | 17.944 |  |  |  | STD2024 | 0 | 0 | 0 | 0 | 0 | 0 | 0 | 0 |  |  |  | STD2024 | 10.4462 | 6.6801 | 3.0512 | 4.1434 | 0.78289 | 4.6339 | 32.4009 | 62.1385 | 0 | 62.1385 |  | STD2024 | 0.00050344 | 0.00048355 | 0.00022087 | 0.00029993 | 5.6671e-05 | 0.00022333 | 0.0022327 | 0.0040205 | 0 | 0.0040205
STD2021 | 0.16232 | 0.14644 | 0.055104 | 0.068567 | 0.012956 | 0.062184 | 0.52903 | 1.0366 | 0 | 1.0366 |  | STD2021 | 11.6734 | 3.1269 | 1.1766 | 1.4641 | 0.27664 | 4.4719 | 14.2736 | 36.4632 | 0 | 36.4632 |  | STD2021 | 0 | 3.1269 | 1.1766 | 1.4641 | 0.27664 | 0 | 10.0389 | 16.0831 | 0 | 16.0831 |  | STD2021 | 11.6734 | 0 | 0 | 0 | 0 | 4.4719 | 4.2347 | 20.3801 |  |  |  | STD2021 | 0 | 0 | 0 | 0 | 0 | 0 | 0 | 0 |  |  |  | STD2021 | 12.8408 | 8.8491 | 3.3298 | 4.1434 | 0.78289 | 4.9191 | 33.0683 | 67.9333 | 0 | 67.9333 |  | STD2021 | 0.00061884 | 0.00064056 | 0.00024104 | 0.00029993 | 5.6671e-05 | 0.00023707 | 0.002281 | 0.0043751 | 0 | 0.0043751
STD2018 | 0.16999 | 0.1507 | 0.069674 | 0.073146 | 0.014214 | 0.096391 | 0.52903 | 1.1031 | 0 | 1.1031 |  | STD2018 | 12.2244 | 3.2178 | 1.4877 | 1.5619 | 0.30351 | 6.9319 | 14.2736 | 40.0008 | 0 | 40.0008 |  | STD2018 | 0 | 3.2178 | 1.4877 | 1.5619 | 0.30351 | 0 | 10.0389 | 16.6098 | 0 | 16.6098 |  | STD2018 | 12.2244 | 0 | 0 | 0 | 0 | 6.9319 | 4.2347 | 23.3911 |  |  |  | STD2018 | 0 | 0 | 0 | 0 | 0 | 0 | 0 | 0 |  |  |  | STD2018 | 13.4468 | 9.1064 | 4.2103 | 4.42 | 0.85894 | 7.6251 | 33.0683 | 72.7359 | 0 | 72.7359 |  | STD2018 | 0.00064805 | 0.00065919 | 0.00030477 | 0.00031996 | 6.2177e-05 | 0.00036748 | 0.002281 | 0.0046426 | 0 | 0.0046426
STD2015 | 0.17409 | 0.15068 | 0.069945 | 0.078386 | 0.015655 | 0.096391 | 0.52903 | 1.1142 | 0 | 1.1142 |  | STD2015 | 12.5198 | 3.2175 | 1.4935 | 1.6737 | 0.33427 | 6.9319 | 14.2736 | 40.4444 | 0 | 40.4444 |  | STD2015 | 0 | 3.2175 | 1.4935 | 1.6737 | 0.33427 | 0 | 10.0389 | 16.7579 | 0 | 16.7579 |  | STD2015 | 12.5198 | 0 | 0 | 0 | 0 | 6.9319 | 4.2347 | 23.6865 |  |  |  | STD2015 | 0 | 0 | 0 | 0 | 0 | 0 | 0 | 0 |  |  |  | STD2015 | 13.7718 | 9.1055 | 4.2266 | 4.7367 | 0.94598 | 7.6251 | 33.0683 | 73.48 | 0 | 73.48 |  | STD2015 | 0.00066371 | 0.00065912 | 0.00030595 | 0.00034288 | 6.8477e-05 | 0.00036748 | 0.002281 | 0.0046886 | 0 | 0.0046886
STD2012 | 0.1745 | 0.15069 | 0.069992 | 0.078386 | 0.015655 | 0.096622 | 0.52903 | 1.1149 | 0 | 1.1149 |  | STD2012 | 12.549 | 3.2176 | 1.4945 | 1.6737 | 0.33427 | 6.9485 | 14.2736 | 40.4913 | 0 | 40.4913 |  | STD2012 | 0 | 3.2176 | 1.4945 | 1.6737 | 0.33427 | 0 | 10.0389 | 16.759 | 0 | 16.759 |  | STD2012 | 12.549 | 0 | 0 | 0 | 0 | 6.9485 | 4.2347 | 23.7323 |  |  |  | STD2012 | 0 | 0 | 0 | 0 | 0 | 0 | 0 | 0 |  |  |  | STD2012 | 13.8039 | 9.1059 | 4.2295 | 4.7367 | 0.94598 | 7.6434 | 33.0683 | 73.5336 | 0 | 73.5336 |  | STD2012 | 0.00066526 | 0.00065915 | 0.00030616 | 0.00034288 | 6.8477e-05 | 0.00036836 | 0.002281 | 0.0046913 | 0 | 0.0046913
STD2009 | 0.31058 | 0.16686 | 0.080156 | 0.088389 | 0.018404 | 0.10432 | 0.52903 | 1.2977 | 0 | 1.2977 |  | STD2009 | 22.3353 | 3.5628 | 1.7115 | 1.8873 | 0.39298 | 7.5021 | 14.2736 | 51.6657 | 0 | 51.6657 |  | STD2009 | 0 | 3.5628 | 1.7115 | 1.8873 | 0.39298 | 0 | 10.0389 | 17.5936 | 0 | 17.5936 |  | STD2009 | 22.3353 | 0 | 0 | 0 | 0 | 7.5021 | 4.2347 | 34.0722 |  |  |  | STD2009 | 0 | 0 | 0 | 0 | 0 | 0 | 0 | 0 |  |  |  | STD2009 | 24.5688 | 10.0828 | 4.8437 | 5.3411 | 1.1121 | 8.2523 | 33.0683 | 87.2691 | 0 | 87.2691 |  | STD2009 | 0.0011841 | 0.00072987 | 0.00035062 | 0.00038663 | 8.0504e-05 | 0.00039771 | 0.002281 | 0.0054104 | 0 | 0.0054104
STD2006 | 0.34731 | 0.18426 | 0.086206 | 0.10717 | 0.023566 | 0.10431 | 0.52903 | 1.3819 | 0 | 1.3819 |  | STD2006 | 24.9768 | 3.9344 | 1.8407 | 2.2883 | 0.5032 | 7.5014 | 14.2736 | 55.3186 | 0 | 55.3186 |  | STD2006 | 0 | 3.9344 | 1.8407 | 2.2883 | 0.5032 | 0 | 10.0389 | 18.6056 | 0 | 18.6056 |  | STD2006 | 24.9768 | 0 | 0 | 0 | 0 | 7.5014 | 4.2347 | 36.713 |  |  |  | STD2006 | 0 | 0 | 0 | 0 | 0 | 0 | 0 | 0 |  |  |  | STD2006 | 27.4745 | 11.1344 | 5.2092 | 6.476 | 1.4241 | 8.2516 | 33.0683 | 93.0381 | 0 | 93.0381 |  | STD2006 | 0.0013241 | 0.00080599 | 0.00037708 | 0.00046878 | 0.00010308 | 0.00039767 | 0.002281 | 0.0057577 | 0 | 0.0057577
Savings between editions: | [11 empty] | Savings between editions: | [11 empty] | Savings between editions: | [11 empty] | Savings between editions: | [11 empty] | Savings between editions: | [11 empty] | Savings between editions: | [11 empty] | Savings between editions:
2006-2009 | 0.036732 | 0.017404 | 0.0060497 | 0.01878 | 0.0051622 | -9.1549e-06 | 0 | 0.084118 | 0 | 0.084118 |  | 2006-2009 | 2.6415 | 0.37161 | 0.12918 | 0.401 | 0.11023 | -0.00065837 | 0 | 3.6529 | 0 | 3.6529 |  | 2006-2009 | 0 | 0.37161 | 0.12918 | 0.401 | 0.11023 | 0 | 0 | 1.012 | 0 | 1.012 |  | 2006-2009 | 2.6415 | 0 | 0 | 0 | 0 | -0.00065837 | 0 | 2.6409 |  |  |  | 2006-2009 | 0 | 0 | 0 | 0 | 0 | 0 | 0 | 0 |  |  |  | 2006-2009 | 2.9057 | 1.0517 | 0.36557 | 1.1348 | 0.31194 | -0.0007242 | 0 | 5.769 | 0 | 5.769 |  | 2006-2009 | 0.00014003 | 7.6127e-05 | 2.6463e-05 | 8.2148e-05 | 2.258e-05 | -3.4902e-08 | 0 | 0.00034732 | 0 | 0.00034732
2009-2012 | 0.13608 | 0.016165 | 0.010164 | 0.010003 | 0.0027495 | 0.0076975 | 0 | 0.18286 | 0 | 0.18286 |  | 2009-2012 | 9.7863 | 0.34517 | 0.21704 | 0.21359 | 0.05871 | 0.55356 | 0 | 11.1744 | 0 | 11.1744 |  | 2009-2012 | 0 | 0.34517 | 0.21704 | 0.21359 | 0.05871 | 0 | 0 | 0.83451 | 0 | 0.83451 |  | 2009-2012 | 9.7863 | 0 | 0 | 0 | 0 | 0.55356 | 0 | 10.3399 |  |  |  | 2009-2012 | 0 | 0 | 0 | 0 | 0 | 0 | 0 | 0 |  |  |  | 2009-2012 | 10.7649 | 0.97684 | 0.61421 | 0.60446 | 0.16615 | 0.60891 | 0 | 13.7355 | 0 | 13.7355 |  | 2009-2012 | 0.0005188 | 7.0711e-05 | 4.4461e-05 | 4.3755e-05 | 1.2027e-05 | 2.9346e-05 | 0 | 0.0007191 | 0 | 0.0007191
2012-2015 | 0.00040575 | 6.7544e-06 | 4.7438e-05 | 0 | 0 | 0.00023112 | 0 | 0.00069107 | 0 | 0.00069107 |  | 2012-2015 | 0.02918 | 0.00014422 | 0.0010129 | 0 | 0 | 0.016621 | 0 | 0.046958 | 0 | 0.046958 |  | 2012-2015 | 0 | 0.00014422 | 0.0010129 | 0 | 0 | 0 | 0 | 0.0011571 | 0 | 0.0011571 |  | 2012-2015 | 0.02918 | 0 | 0 | 0 | 0 | 0.016621 | 0 | 0.045801 |  |  |  | 2012-2015 | 0 | 0 | 0 | 0 | 0 | 0 | 0 | 0 |  |  |  | 2012-2015 | 0.032098 | 0.00040816 | 0.0028665 | 0 | 0 | 0.018283 | 0 | 0.053656 | 0 | 0.053656 |  | 2012-2015 | 1.5469e-06 | 2.9545e-08 | 2.075e-07 | 0 | 0 | 8.8113e-07 | 0 | 2.6651e-06 | 0 | 2.6651e-06
2015-2018 | 0.0041082 | -1.4555e-05 | 0.00027 | 0.0052401 | 0.0014403 | 9.2812e-09 | 0 | 0.011044 | 0 | 0.011044 |  | 2015-2018 | 0.29544 | -0.00031079 | 0.0057653 | 0.11189 | 0.030754 | 6.6745e-07 | 0 | 0.44354 | 0 | 0.44354 |  | 2015-2018 | 0 | -0.00031079 | 0.0057653 | 0.11189 | 0.030754 | 0 | 0 | 0.1481 | 0 | 0.1481 |  | 2015-2018 | 0.29544 | 0 | 0 | 0 | 0 | 6.6745e-07 | 0 | 0.29544 |  |  |  | 2015-2018 | 0 | 0 | 0 | 0 | 0 | 0 | 0 | 0 |  |  |  | 2015-2018 | 0.32499 | -0.00087954 | 0.016316 | 0.31665 | 0.087033 | 7.342e-07 | 0 | 0.7441 | 0 | 0.7441 |  | 2015-2018 | 1.5662e-05 | -6.3668e-08 | 1.1811e-06 | 2.2921e-05 | 6.3001e-06 | 3.5383e-11 | 0 | 4.6001e-05 | 0 | 4.6001e-05
2018-2021 | 0.0076613 | 0.0042585 | 0.01457 | 0.0045785 | 0.0012586 | 0.034207 | 0 | 0.066534 | 0 | 0.066534 |  | 2018-2021 | 0.55096 | 0.09093 | 0.31111 | 0.097763 | 0.026875 | 2.46 | 0 | 3.5376 | 0 | 3.5376 |  | 2018-2021 | 0 | 0.09093 | 0.31111 | 0.097763 | 0.026875 | 0 | 0 | 0.52668 | 0 | 0.52668 |  | 2018-2021 | 0.55096 | 0 | 0 | 0 | 0 | 2.46 | 0 | 3.0109 |  |  |  | 2018-2021 | 0 | 0 | 0 | 0 | 0 | 0 | 0 | 0 |  |  |  | 2018-2021 | 0.60606 | 0.25733 | 0.88045 | 0.27667 | 0.076056 | 2.706 | 0 | 4.8025 | 0 | 4.8025 |  | 2018-2021 | 2.9208e-05 | 1.8628e-05 | 6.3733e-05 | 2.0027e-05 | 5.5055e-06 | 0.00013041 | 0 | 0.00026751 | 0 | 0.00026751
2021-2024 | 0.03027 | 0.035894 | 0.0046108 | 0 | 0 | 0.0036053 | 0.011045 | 0.085425 | 0 | 0.085425 |  | 2021-2024 | 2.1769 | 0.76643 | 0.098452 | 0 | 0 | 0.25927 | 0.23584 | 3.5369 | 0 | 3.5369 |  | 2021-2024 | 0 | 0.76643 | 0.098452 | 0 | 0 | 0 | 0.23584 | 1.1007 | 0 | 1.1007 |  | 2021-2024 | 2.1769 | 0 | 0 | 0 | 0 | 0.25927 | 0 | 2.4361 |  |  |  | 2021-2024 | 0 | 0 | 0 | 0 | 0 | 0 | 0 | 0 |  |  |  | 2021-2024 | 2.3946 | 2.169 | 0.27862 | 0 | 0 | 0.2852 | 0.66741 | 5.7948 | 0 | 5.7948 |  | 2021-2024 | 0.0001154 | 0.00015701 | 2.0169e-05 | 0 | 0 | 1.3745e-05 | 4.8312e-05 | 0.00035464 | 0 | 0.00035464
2006-2024 | 0.21526 | 0.073714 | 0.035712 | 0.038602 | 0.010611 | 0.045732 | 0.011045 | 0.43067 | 0 | 0.43067 |  | 2006-2024 | 15.4803 | 1.574 | 0.76255 | 0.82424 | 0.22656 | 3.2888 | 0.23584 | 22.3922 | 0 | 22.3922 |  | 2006-2024 | 0 | 1.574 | 0.76255 | 0.82424 | 0.22656 | 0 | 0.23584 | 3.6232 | 0 | 3.6232 |  | 2006-2024 | 15.4803 | 0 | 0 | 0 | 0 | 3.2888 | 0 | 18.7691 |  |  |  | 2006-2024 | 0 | 0 | 0 | 0 | 0 | 0 | 0 | 0 |  |  |  | 2006-2024 | 17.0283 | 4.4544 | 2.158 | 2.3326 | 0.64118 | 3.6176 | 0.66741 | 30.8995 | 0 | 30.8995 |  | 2006-2024 | 0.00082065 | 0.00032244 | 0.00015621 | 0.00016885 | 4.6413e-05 | 0.00017435 | 4.8312e-05 | 0.0017372 | 0 | 0.0017372
Percentage Savings between editions: | [11 empty] | Percentage Savings between editions: | [11 empty] | Percentage Savings between editions: | [11 empty] | Percentage Savings between editions: | [11 empty] | Percentage Savings between editions: | [11 empty] | Percentage Savings between editions: | [11 empty] | Percentage Savings between editions:
2006-2009 | 10.58% | 9.445% | 7.018% | 17.52% | 21.9% | -0.008777% | 0% | 6.087% |  | 6.087% |  | 2006-2009 | 10.58% | 9.445% | 7.018% | 17.52% | 21.9% | -0.008777% | 0% | 6.603% |  | 6.603% |  | 2006-2009 |  | 9.445% | 7.018% | 17.52% | 21.9% |  | 0% | 5.439% |  | 5.439% |  | 2006-2009 | 10.58% |  |  |  |  | -0.008777% | 0% | 7.193% |  |  |  | 2006-2009 | [11 empty] | 2006-2009 | 10.58% | 9.445% | 7.018% | 17.52% | 21.9% | -0.008777% | 0% | 6.201% |  | 6.201% |  | 2006-2009 | 10.58% | 9.445% | 7.018% | 17.52% | 21.9% | -0.008777% | 0% | 6.032% |  | 6.032%
2009-2012 | 43.82% | 9.688% | 12.68% | 11.32% | 14.94% | 7.379% | 0% | 14.09% |  | 14.09% |  | 2009-2012 | 43.82% | 9.688% | 12.68% | 11.32% | 14.94% | 7.379% | 0% | 21.63% |  | 21.63% |  | 2009-2012 |  | 9.688% | 12.68% | 11.32% | 14.94% |  | 0% | 4.743% |  | 4.743% |  | 2009-2012 | 43.82% |  |  |  |  | 7.379% | 0% | 30.35% |  |  |  | 2009-2012 | [11 empty] | 2009-2012 | 43.82% | 9.688% | 12.68% | 11.32% | 14.94% | 7.379% | 0% | 15.74% |  | 15.74% |  | 2009-2012 | 43.82% | 9.688% | 12.68% | 11.32% | 14.94% | 7.379% | 0% | 13.29% |  | 13.29%
2012-2015 | 0.2325% | 0.004482% | 0.06778% | 0% | 0% | 0.2392% | 0% | 0.06199% |  | 0.06199% |  | 2012-2015 | 0.2325% | 0.004482% | 0.06778% | 0% | 0% | 0.2392% | 0% | 0.116% |  | 0.116% |  | 2012-2015 |  | 0.004482% | 0.06778% | 0% | 0% |  | 0% | 0.006905% |  | 0.006905% |  | 2012-2015 | 0.2325% |  |  |  |  | 0.2392% | 0% | 0.193% |  |  |  | 2012-2015 | [11 empty] | 2012-2015 | 0.2325% | 0.004482% | 0.06778% | 0% | 0% | 0.2392% | 0% | 0.07297% |  | 0.07297% |  | 2012-2015 | 0.2325% | 0.004482% | 0.06778% | 0% | 0% | 0.2392% | 0% | 0.05681% |  | 0.05681%
2015-2018 | 2.36% | -0.009659% | 0.386% | 6.685% | 9.2% | 9.629e-06% | 0% | 0.9912% |  | 0.9912% |  | 2015-2018 | 2.36% | -0.009659% | 0.386% | 6.685% | 9.2% | 9.629e-06% | 0% | 1.097% |  | 1.097% |  | 2015-2018 |  | -0.009659% | 0.386% | 6.685% | 9.2% |  | 0% | 0.8838% |  | 0.8838% |  | 2015-2018 | 2.36% |  |  |  |  | 9.629e-06% | 0% | 1.247% |  |  |  | 2015-2018 | [11 empty] | 2015-2018 | 2.36% | -0.009659% | 0.386% | 6.685% | 9.2% | 9.629e-06% | 0% | 1.013% |  | 1.013% |  | 2015-2018 | 2.36% | -0.009659% | 0.386% | 6.685% | 9.2% | 9.629e-06% | 0% | 0.9811% |  | 0.9811%
2018-2021 | 4.507% | 2.826% | 20.91% | 6.259% | 8.855% | 35.49% | 0% | 6.031% |  | 6.031% |  | 2018-2021 | 4.507% | 2.826% | 20.91% | 6.259% | 8.855% | 35.49% | 0% | 8.844% |  | 8.844% |  | 2018-2021 |  | 2.826% | 20.91% | 6.259% | 8.855% |  | 0% | 3.171% |  | 3.171% |  | 2018-2021 | 4.507% |  |  |  |  | 35.49% | 0% | 12.87% |  |  |  | 2018-2021 | [11 empty] | 2018-2021 | 4.507% | 2.826% | 20.91% | 6.259% | 8.855% | 35.49% | 0% | 6.603% |  | 6.603% |  | 2018-2021 | 4.507% | 2.826% | 20.91% | 6.259% | 8.855% | 35.49% | 0% | 5.762% |  | 5.762%
2021-2024 | 18.65% | 24.51% | 8.367% | 0% | 0% | 5.798% | 2.088% | 8.241% |  | 8.241% |  | 2021-2024 | 18.65% | 24.51% | 8.367% | 0% | 0% | 5.798% | 1.652% | 9.7% |  | 9.7% |  | 2021-2024 |  | 24.51% | 8.367% | 0% | 0% |  | 2.349% | 6.844% |  | 6.844% |  | 2021-2024 | 18.65% |  |  |  |  | 5.798% | 0% | 11.95% |  |  |  | 2021-2024 | [11 empty] | 2021-2024 | 18.65% | 24.51% | 8.367% | 0% | 0% | 5.798% | 2.018% | 8.53% |  | 8.53% |  | 2021-2024 | 18.65% | 24.51% | 8.367% | 0% | 0% | 5.798% | 2.118% | 8.106% |  | 8.106%
2006-2024 | 61.98% | 40.01% | 41.43% | 36.02% | 45.02% | 43.84% | 2.088% | 31.17% |  | 31.17% |  | 2006-2024 | 61.98% | 40.01% | 41.43% | 36.02% | 45.02% | 43.84% | 1.652% | 40.48% |  | 40.48% |  | 2006-2024 |  | 40.01% | 41.43% | 36.02% | 45.02% |  | 2.349% | 19.47% |  | 19.47% |  | 2006-2024 | 61.98% |  |  |  |  | 43.84% | 0% | 51.12% |  |  |  | 2006-2024 | [11 empty] | 2006-2024 | 61.98% | 40.01% | 41.43% | 36.02% | 45.02% | 43.84% | 2.018% | 33.21% |  | 33.21% |  | 2006-2024 | 61.98% | 40.01% | 41.43% | 36.02% | 45.02% | 43.84% | 2.118% | 30.17% |  | 30.17%
Climate Zone Level Details: | [11 empty] | Climate Zone Level Details: | [11 empty] | Climate Zone Level Details: | [11 empty] | Climate Zone Level Details: | [11 empty] | Climate Zone Level Details: | [11 empty] | Climate Zone Level Details: | [11 empty] | Climate Zone Level Details:
Energy Cost Index ($/sq ft/yr) for IECC-Res 2024 | [10 empty] | Single-Family - Gas Furnace | Site Energy Use Intensity (kBtu/sq ft/yr) for IECC-Res 2024 | [10 empty] | Single-Family - Gas Furnace | Electric Use Intensity (kBtu/sq ft/yr) for IECC-Res 2024 | [10 empty] | Single-Family - Gas Furnace | Gas Use Intensity (kBtu/sq ft/yr) for IECC-Res 2024 | [10 empty] | Single-Family - Gas Furnace | Oil Use Intensity (kBtu/sq ft/yr) for IECC-Res 2024 | [10 empty] | Single-Family - Gas Furnace | Source Energy Use Index (kBtu/sq ft/yr) for IECC-Res 2024 | [10 empty] | Single-Family - Gas Furnace | Carbon Emissions (ton/sq ft/yr) for IECC-Res 2024 | [10 empty] | Single-Family - Gas Furnace
Costs: Electricity: $0.1598/kWh ¦ Natural Gas: $1.391/therm ¦ Oil: $4.1392/gal | [9 empty] | Prototype Floor Area (sq ft): | 2376 | [10 empty] | Prototype Floor Area (sq ft): | 2376 | [10 empty] | Prototype Floor Area (sq ft): | 2376 | [10 empty] | Prototype Floor Area (sq ft): | 2376 | [10 empty] | Prototype Floor Area (sq ft): | 2376 | Site-to-Source Factors: Electricity: 2.83 ¦ Natural Gas: 1.1 ¦ Oil: 1.01 | [9 empty] | Prototype Floor Area (sq ft): | 2376 | Conversion [ton/kBtu]: Electricity: 4,881 ¦ Natural Gas: 18,863 ¦ Oil: 13,521 | [9 empty] | Prototype Floor Area (sq ft): | 2376
IECC-Res 2024 | Heat | Cool | Fans_Aux | Lgt_Int | Lgt_Ext | DHW | Appls | Total | PV | Net_Total | Weight | IECC-Res 2024 | Heat | Cool | Fans_Aux | Lgt_Int | Lgt_Ext | DHW | Appls | Total | PV | Net_Total | Weight | IECC-Res 2024 | Heat | Cool | Fans_Aux | Lgt_Int | Lgt_Ext | DHW | Appls | Total | PV | Net_Total | Weight | IECC-Res 2024 | Heat | Cool | Fans_Aux | Lgt_Int | Lgt_Ext | DHW | Appls | Total | PV | Net_Total | Weight | IECC-Res 2024 | Heat | Cool | Fans_Aux | Lgt_Int | Lgt_Ext | DHW | Appls | Total | PV | Net_Total | Weight | IECC-Res 2024 | Heat | Cool | Fans_Aux | Lgt_Int | Lgt_Ext | DHW | Appls | Total | PV | Net_Total | Weight | IECC-Res 2024 | Heat | Cool | Fans_Aux | Lgt_Int | Lgt_Ext | DHW | Appls | Total | PV | Net_Total | Weight
CZ 1AWH | 0.0061788 | 0.23308 | 0.057853 | 0.069801 | 0.01422 | 0.050424 | 0.52528 | 0.95684 | 0 | 0.95684 | 0.9471% | CZ 1AWH | 0.44434 | 4.9768 | 1.2353 | 1.4904 | 0.30364 | 3.6262 | 14.4737 | 26.5505 | 0 | 26.5505 | 0.9471% | CZ 1AWH | 0 | 4.9768 | 1.2353 | 1.4904 | 0.30364 | 0 | 9.8404 | 17.8466 | 0 | 17.8466 | 0.9471% | CZ 1AWH | 0.44434 | 0 | 0 | 0 | 0 | 3.6262 | 4.6333 | 8.7039 |  |  | 0.9471% | CZ 1AWH | 0 | 0 | 0 | 0 | 0 | 0 | 0 | 0 |  |  | 0.9471% | CZ 1AWH | 0.48878 | 14.0844 | 3.4959 | 4.2179 | 0.8593 | 3.9889 | 32.9449 | 60.0801 | 0 | 60.0801 | 0.9471% | CZ 1AWH | 2.3556e-05 | 0.0010195 | 0.00025306 | 0.00030532 | 6.2202e-05 | 0.00019224 | 0.0022615 | 0.0041174 | 0 | 0.0041174 | 0.9471%
CZ 1AWHT | 0.00021885 | 0.24874 | 0.061578 | 0.069594 | 0.014015 | 0.048472 | 0.52388 | 0.9665 | 0 | 0.9665 | 0.2232% | CZ 1AWHT | 0.015738 | 5.3113 | 1.3149 | 1.486 | 0.29926 | 3.4858 | 14.3983 | 26.3113 | 0 | 26.3113 | 0.2232% | CZ 1AWHT | 0 | 5.3113 | 1.3149 | 1.486 | 0.29926 | 0 | 9.8296 | 18.2411 | 0 | 18.2411 | 0.2232% | CZ 1AWHT | 0.015738 | 0 | 0 | 0 | 0 | 3.4858 | 4.5687 | 8.0703 |  |  | 0.2232% | CZ 1AWHT | 0 | 0 | 0 | 0 | 0 | 0 | 0 | 0 |  |  | 0.2232% | CZ 1AWHT | 0.017312 | 15.031 | 3.721 | 4.2054 | 0.84691 | 3.8344 | 32.8434 | 60.4995 | 0 | 60.4995 | 0.2232% | CZ 1AWHT | 8.3432e-07 | 0.0010881 | 0.00026936 | 0.00030442 | 6.1306e-05 | 0.00018479 | 0.0022559 | 0.0041646 | 0 | 0.0041646 | 0.2232%
CZ 1AWHTS | 8.159e-05 | 0.32358 | 0.085974 | 0.11414 | 0.022986 | 0.0073864 | 0.85918 | 1.4133 | 0 | 1.4133 | 0.2232% | CZ 1AWHTS | 0.0058675 | 6.9092 | 1.8358 | 2.4371 | 0.4908 | 0.53119 | 23.6138 | 35.8237 | 0 | 35.8237 | 0.2232% | CZ 1AWHTS | 0 | 6.9092 | 1.8358 | 2.4371 | 0.4908 | 0 | 16.121 | 27.7938 | 0 | 27.7938 | 0.2232% | CZ 1AWHTS | 0.0058675 | 0 | 0 | 0 | 0 | 0.53119 | 7.4928 | 8.0299 |  |  | 0.2232% | CZ 1AWHTS | 0 | 0 | 0 | 0 | 0 | 0 | 0 | 0 |  |  | 0.2232% | CZ 1AWHTS | 0.0064542 | 19.553 | 5.1952 | 6.897 | 1.389 | 0.58431 | 53.8644 | 87.4894 | 0 | 87.4894 | 0.2232% | CZ 1AWHTS | 3.1105e-07 | 0.0014154 | 0.00037607 | 0.00049926 | 0.00010054 | 2.816e-05 | 0.0036997 | 0.0061194 | 0 | 0.0061194 | 0.2232%
CZ 2AWH | 0.02742 | 0.19792 | 0.052083 | 0.069768 | 0.014188 | 0.056423 | 0.52506 | 0.94286 | 0 | 0.94286 | 15.93% | CZ 2AWH | 1.9719 | 4.2262 | 1.1121 | 1.4897 | 0.30295 | 4.0576 | 14.4618 | 27.6222 | 0 | 27.6222 | 15.93% | CZ 2AWH | 0 | 4.2262 | 1.1121 | 1.4897 | 0.30295 | 0 | 9.8387 | 16.9696 | 0 | 16.9696 | 15.93% | CZ 2AWH | 1.9719 | 0 | 0 | 0 | 0 | 4.0576 | 4.6231 | 10.6526 |  |  | 15.93% | CZ 2AWH | 0 | 0 | 0 | 0 | 0 | 0 | 0 | 0 |  |  | 15.93% | CZ 2AWH | 2.1691 | 11.9601 | 3.1472 | 4.2159 | 0.85734 | 4.4634 | 32.9288 | 59.7419 | 0 | 59.7419 | 15.93% | CZ 2AWH | 0.00010454 | 0.00086576 | 0.00022782 | 0.00030518 | 6.2061e-05 | 0.0002151 | 0.0022606 | 0.0040411 | 0 | 0.0040411 | 15.93%
CZ 2B | 0.037209 | 0.19557 | 0.060083 | 0.069797 | 0.014216 | 0.056693 | 0.52525 | 0.95882 | 0 | 0.95882 | 4.79% | CZ 2B | 2.6758 | 4.176 | 1.2829 | 1.4903 | 0.30355 | 4.077 | 14.4722 | 28.4779 | 0 | 28.4779 | 4.79% | CZ 2B | 0 | 4.176 | 1.2829 | 1.4903 | 0.30355 | 0 | 9.8402 | 17.093 | 0 | 17.093 | 4.79% | CZ 2B | 2.6758 | 0 | 0 | 0 | 0 | 4.077 | 4.632 | 11.3849 |  |  | 4.79% | CZ 2B | 0 | 0 | 0 | 0 | 0 | 0 | 0 | 0 |  |  | 4.79% | CZ 2B | 2.9434 | 11.8181 | 3.6307 | 4.2177 | 0.85905 | 4.4847 | 32.9429 | 60.8966 | 0 | 60.8966 | 4.79% | CZ 2B | 0.00014185 | 0.00085548 | 0.00026282 | 0.00030531 | 6.2185e-05 | 0.00021614 | 0.0022614 | 0.0041052 | 0 | 0.0041052 | 4.79%
CZ 3A | 0.069751 | 0.10904 | 0.038313 | 0.069456 | 0.013879 | 0.069196 | 0.52295 | 0.89258 | 0 | 0.89258 | 7.35% | CZ 3A | 5.0161 | 2.3282 | 0.81809 | 1.4831 | 0.29636 | 4.9762 | 14.3483 | 29.2664 | 0 | 29.2664 | 7.35% | CZ 3A | 0 | 2.3282 | 0.81809 | 1.4831 | 0.29636 | 0 | 9.8225 | 14.7482 | 0 | 14.7482 | 7.35% | CZ 3A | 5.0161 | 0 | 0 | 0 | 0 | 4.9762 | 4.5258 | 14.5181 |  |  | 7.35% | CZ 3A | 0 | 0 | 0 | 0 | 0 | 0 | 0 | 0 |  |  | 7.35% | CZ 3A | 5.5177 | 6.5889 | 2.3152 | 4.1971 | 0.8387 | 5.4738 | 32.7761 | 57.7075 | 0 | 57.7075 | 7.35% | CZ 3A | 0.00026592 | 0.00047695 | 0.00016759 | 0.00030382 | 6.0711e-05 | 0.0002638 | 0.0022521 | 0.0037909 | 0 | 0.0037909 | 7.35%
CZ 3AWH | 0.046006 | 0.12746 | 0.03928 | 0.069706 | 0.014126 | 0.066572 | 0.52464 | 0.88778 | 0 | 0.88778 | 3.195% | CZ 3AWH | 3.3085 | 2.7215 | 0.83872 | 1.4884 | 0.30163 | 4.7875 | 14.4391 | 27.8854 | 0 | 27.8854 | 3.195% | CZ 3AWH | 0 | 2.7215 | 0.83872 | 1.4884 | 0.30163 | 0 | 9.8354 | 15.1857 | 0 | 15.1857 | 3.195% | CZ 3AWH | 3.3085 | 0 | 0 | 0 | 0 | 4.7875 | 4.6037 | 12.6997 |  |  | 3.195% | CZ 3AWH | 0 | 0 | 0 | 0 | 0 | 0 | 0 | 0 |  |  | 3.195% | CZ 3AWH | 3.6393 | 7.7018 | 2.3736 | 4.2122 | 0.85362 | 5.2662 | 32.8984 | 56.9452 | 0 | 56.9452 | 3.195% | CZ 3AWH | 0.00017539 | 0.00055752 | 0.00017182 | 0.00030491 | 6.1792e-05 | 0.0002538 | 0.0022589 | 0.0037841 | 0 | 0.0037841 | 3.195%
CZ 3B | 0.039074 | 0.12113 | 0.046047 | 0.069423 | 0.013847 | 0.064518 | 0.52272 | 0.87676 | 0 | 0.87676 | 10.66% | CZ 3B | 2.81 | 2.5864 | 0.98321 | 1.4824 | 0.29566 | 4.6398 | 14.3363 | 27.1336 | 0 | 27.1336 | 10.66% | CZ 3B | 0 | 2.5864 | 0.98321 | 1.4824 | 0.29566 | 0 | 9.8208 | 15.1684 | 0 | 15.1684 | 10.66% | CZ 3B | 2.81 | 0 | 0 | 0 | 0 | 4.6398 | 4.5155 | 11.9652 |  |  | 10.66% | CZ 3B | 0 | 0 | 0 | 0 | 0 | 0 | 0 | 0 |  |  | 10.66% | CZ 3B | 3.091 | 7.3195 | 2.7825 | 4.1951 | 0.83672 | 5.1037 | 32.7598 | 56.0883 | 0 | 56.0883 | 10.66% | CZ 3B | 0.00014896 | 0.00052984 | 0.00020142 | 0.00030367 | 6.0568e-05 | 0.00024597 | 0.0022512 | 0.0037417 | 0 | 0.0037417 | 10.66%
CZ 3C | 0.019162 | 0.060647 | 0.030074 | 0.069392 | 0.013816 | 0.069151 | 0.52252 | 0.78476 | 0 | 0.78476 | 1.431% | CZ 3C | 1.378 | 1.295 | 0.64216 | 1.4817 | 0.29501 | 4.973 | 14.3251 | 24.39 | 0 | 24.39 | 1.431% | CZ 3C | 0 | 1.295 | 0.64216 | 1.4817 | 0.29501 | 0 | 9.8192 | 13.533 | 0 | 13.533 | 1.431% | CZ 3C | 1.378 | 0 | 0 | 0 | 0 | 4.973 | 4.5059 | 10.8569 |  |  | 1.431% | CZ 3C | 0 | 0 | 0 | 0 | 0 | 0 | 0 | 0 |  |  | 1.431% | CZ 3C | 1.5158 | 3.6648 | 1.8173 | 4.1932 | 0.83488 | 5.4703 | 32.7448 | 50.2411 | 0 | 50.2411 | 1.431% | CZ 3C | 7.3054e-05 | 0.00026528 | 0.00013155 | 0.00030354 | 6.0435e-05 | 0.00026363 | 0.0022504 | 0.0033479 | 0 | 0.0033479 | 1.431%
CZ 4A | 0.13004 | 0.074229 | 0.032958 | 0.067413 | 0.011858 | 0.067424 | 0.50913 | 0.89304 | 0 | 0.89304 | 13.28% | CZ 4A | 9.3514 | 1.585 | 0.70374 | 1.4395 | 0.25321 | 4.8488 | 13.6052 | 31.7868 | 0 | 31.7868 | 13.28% | CZ 4A | 0 | 1.585 | 0.70374 | 1.4395 | 0.25321 | 0 | 9.7165 | 13.6979 | 0 | 13.6979 | 13.28% | CZ 4A | 9.3514 | 0 | 0 | 0 | 0 | 4.8488 | 3.8887 | 18.0888 |  |  | 13.28% | CZ 4A | 0 | 0 | 0 | 0 | 0 | 0 | 0 | 0 |  |  | 13.28% | CZ 4A | 10.2866 | 4.4855 | 1.9916 | 4.0736 | 0.71658 | 5.3336 | 31.7753 | 58.6628 | 0 | 58.6628 | 13.28% | CZ 4A | 0.00049574 | 0.00032469 | 0.00014417 | 0.00029488 | 5.1871e-05 | 0.00025705 | 0.0021966 | 0.003765 | 0 | 0.003765 | 13.28%
CZ 4B | 0.062421 | 0.095415 | 0.044717 | 0.069629 | 0.01405 | 0.07642 | 0.52412 | 0.88677 | 0 | 0.88677 | 0.9513% | CZ 4B | 4.4889 | 2.0374 | 0.95482 | 1.4868 | 0.30001 | 5.4957 | 14.4112 | 29.1747 | 0 | 29.1747 | 0.9513% | CZ 4B | 0 | 2.0374 | 0.95482 | 1.4868 | 0.30001 | 0 | 9.8315 | 14.6104 | 0 | 14.6104 | 0.9513% | CZ 4B | 4.4889 | 0 | 0 | 0 | 0 | 5.4957 | 4.5797 | 14.5643 |  |  | 0.9513% | CZ 4B | 0 | 0 | 0 | 0 | 0 | 0 | 0 | 0 |  |  | 0.9513% | CZ 4B | 4.9378 | 5.7657 | 2.7022 | 4.2075 | 0.84902 | 6.0453 | 32.8607 | 57.3682 | 0 | 57.3682 | 0.9513% | CZ 4B | 0.00023797 | 0.00041737 | 0.0001956 | 0.00030457 | 6.1459e-05 | 0.00029134 | 0.0022568 | 0.0037651 | 0 | 0.0037651 | 0.9513%
CZ 4C | 0.098726 | 0.064001 | 0.042602 | 0.069592 | 0.014013 | 0.11776 | 0.52386 | 0.93056 | 0 | 0.93056 | 4.145% | CZ 4C | 7.0998 | 1.3666 | 0.90967 | 1.486 | 0.29922 | 8.4686 | 14.3976 | 34.0274 | 0 | 34.0274 | 4.145% | CZ 4C | 0 | 1.3666 | 0.90967 | 1.486 | 0.29922 | 0 | 9.8295 | 13.891 | 0 | 13.891 | 4.145% | CZ 4C | 7.0998 | 0 | 0 | 0 | 0 | 8.4686 | 4.5681 | 20.1365 |  |  | 4.145% | CZ 4C | 0 | 0 | 0 | 0 | 0 | 0 | 0 | 0 |  |  | 4.145% | CZ 4C | 7.8098 | 3.8674 | 2.5744 | 4.2053 | 0.84679 | 9.3155 | 32.8424 | 61.4615 | 0 | 61.4615 | 4.145% | CZ 4C | 0.00037638 | 0.00027995 | 0.00018635 | 0.00030441 | 6.1297e-05 | 0.00044894 | 0.0022558 | 0.0039131 | 0 | 0.0039131 | 4.145%
CZ 5A | 0.2571 | 0.068543 | 0.045492 | 0.067111 | 0.011559 | 0.036109 | 0.50708 | 0.99299 | 0 | 0.99299 | 18.37% | CZ 5A | 18.4891 | 1.4636 | 0.97137 | 1.433 | 0.24682 | 2.5968 | 13.4952 | 38.6958 | 0 | 38.6958 | 18.37% | CZ 5A | 0 | 1.4636 | 0.97137 | 1.433 | 0.24682 | 0 | 9.7009 | 13.8156 | 0 | 13.8156 | 18.37% | CZ 5A | 18.4891 | 0 | 0 | 0 | 0 | 2.5968 | 3.7943 | 24.8802 |  |  | 18.37% | CZ 5A | 0 | 0 | 0 | 0 | 0 | 0 | 0 | 0 |  |  | 18.37% | CZ 5A | 20.338 | 4.1419 | 2.749 | 4.0554 | 0.6985 | 2.8565 | 31.6272 | 66.4664 | 0 | 66.4664 | 18.37% | CZ 5A | 0.00098015 | 0.00029982 | 0.00019899 | 0.00029356 | 5.0563e-05 | 0.00013766 | 0.0021884 | 0.0041492 | 0 | 0.0041492 | 18.37%
CZ 5B | 0.17446 | 0.1076 | 0.060279 | 0.068697 | 0.013128 | 0.03976 | 0.51781 | 0.98173 | 0 | 0.98173 | 9.803% | CZ 5B | 12.546 | 2.2976 | 1.2871 | 1.4668 | 0.28031 | 2.8593 | 14.072 | 34.8092 | 0 | 34.8092 | 9.803% | CZ 5B | 0 | 2.2976 | 1.2871 | 1.4668 | 0.28031 | 0 | 9.7831 | 15.115 | 0 | 15.115 | 9.803% | CZ 5B | 12.546 | 0 | 0 | 0 | 0 | 2.8593 | 4.2889 | 19.6942 |  |  | 9.803% | CZ 5B | 0 | 0 | 0 | 0 | 0 | 0 | 0 | 0 |  |  | 9.803% | CZ 5B | 13.8006 | 6.5022 | 3.6425 | 4.1512 | 0.79328 | 3.1453 | 32.4039 | 64.439 | 0 | 64.439 | 9.803% | CZ 5B | 0.0006651 | 0.00047068 | 0.00026368 | 0.00030049 | 5.7424e-05 | 0.00015158 | 0.0022315 | 0.0041404 | 0 | 0.0041404 | 9.803%
CZ 5C | 0.14092 | 0.049719 | 0.04482 | 0.069594 | 0.014015 | 0.043442 | 0.52388 | 0.88639 | 0 | 0.88639 | 0.2898% | CZ 5C | 10.1341 | 1.0616 | 0.95701 | 1.486 | 0.29926 | 3.1241 | 14.3983 | 31.4604 | 0 | 31.4604 | 0.2898% | CZ 5C | 0 | 1.0616 | 0.95701 | 1.486 | 0.29926 | 0 | 9.8296 | 13.6335 | 0 | 13.6335 | 0.2898% | CZ 5C | 10.1341 | 0 | 0 | 0 | 0 | 3.1241 | 4.5687 | 17.8268 |  |  | 0.2898% | CZ 5C | 0 | 0 | 0 | 0 | 0 | 0 | 0 | 0 |  |  | 0.2898% | CZ 5C | 11.1475 | 3.0044 | 2.7084 | 4.2054 | 0.84691 | 3.4365 | 32.8434 | 58.1924 | 0 | 58.1924 | 0.2898% | CZ 5C | 0.00053723 | 0.00021748 | 0.00019605 | 0.00030442 | 6.1306e-05 | 0.00016562 | 0.0022559 | 0.003738 | 0 | 0.003738 | 0.2898%
CZ 6A | 0.25764 | 0.084812 | 0.094806 | 0.067375 | 0.011821 | 0.075554 | 0.51987 | 1.1119 | 0 | 1.1119 | 5.955% | CZ 6A | 18.5282 | 1.811 | 2.0244 | 1.4386 | 0.2524 | 5.4335 | 13.8262 | 43.3142 | 0 | 43.3142 | 5.955% | CZ 6A | 0 | 1.811 | 2.0244 | 1.4386 | 0.2524 | 0 | 9.9495 | 15.4758 | 0 | 15.4758 | 5.955% | CZ 6A | 18.5282 | 0 | 0 | 0 | 0 | 5.4335 | 3.8767 | 27.8383 |  |  | 5.955% | CZ 6A | 0 | 0 | 0 | 0 | 0 | 0 | 0 | 0 |  |  | 5.955% | CZ 6A | 20.381 | 5.125 | 5.7289 | 4.0713 | 0.71429 | 5.9768 | 32.4214 | 74.4188 | 0 | 74.4188 | 5.955% | CZ 6A | 0.00098223 | 0.00037099 | 0.0004147 | 0.00029471 | 5.1705e-05 | 0.00028804 | 0.0022437 | 0.0046461 | 0 | 0.0046461 | 5.955%
CZ 6B | 0.19832 | 0.0795 | 0.099606 | 0.068278 | 0.012714 | 0.077587 | 0.52681 | 1.0628 | 0 | 1.0628 | 1.602% | CZ 6B | 14.2623 | 1.6975 | 2.1269 | 1.4579 | 0.27148 | 5.5796 | 14.1725 | 39.5682 | 0 | 39.5682 | 1.602% | CZ 6B | 0 | 1.6975 | 2.1269 | 1.4579 | 0.27148 | 0 | 10.0141 | 15.5679 | 0 | 15.5679 | 1.602% | CZ 6B | 14.2623 | 0 | 0 | 0 | 0 | 5.5796 | 4.1584 | 24.0004 |  |  | 1.602% | CZ 6B | 0 | 0 | 0 | 0 | 0 | 0 | 0 | 0 |  |  | 1.602% | CZ 6B | 15.6885 | 4.804 | 6.019 | 4.1259 | 0.76828 | 6.1376 | 32.9141 | 70.4574 | 0 | 70.4574 | 1.602% | CZ 6B | 0.00075608 | 0.00034775 | 0.0004357 | 0.00029866 | 5.5614e-05 | 0.00029579 | 0.0022719 | 0.0044615 | 0 | 0.0044615 | 1.602%
CZ 7 | 0.30087 | 0.071418 | 0.096231 | 0.068175 | 0.012612 | 0.083291 | 0.52602 | 1.1586 | 0 | 1.1586 | 0.8442% | CZ 7 | 21.6372 | 1.525 | 2.0548 | 1.4557 | 0.26929 | 5.9899 | 14.1329 | 47.0646 | 0 | 47.0646 | 0.8442% | CZ 7 | 0 | 1.525 | 2.0548 | 1.4557 | 0.26929 | 0 | 10.0067 | 15.3114 | 0 | 15.3114 | 0.8442% | CZ 7 | 21.6372 | 0 | 0 | 0 | 0 | 5.9899 | 4.1262 | 31.7532 |  |  | 0.8442% | CZ 7 | 0 | 0 | 0 | 0 | 0 | 0 | 0 | 0 |  |  | 0.8442% | CZ 7 | 23.8009 | 4.3156 | 5.815 | 4.1197 | 0.7621 | 6.5888 | 32.8577 | 78.2599 | 0 | 78.2599 | 0.8442% | CZ 7 | 0.001147 | 0.0003124 | 0.00042094 | 0.00029821 | 5.5167e-05 | 0.00031754 | 0.0022687 | 0.00482 | 0 | 0.00482 | 0.8442%
CZ 8 | 0.45128 | 0.05709 | 0.1038 | 0.069594 | 0.014015 | 0.09752 | 0.53692 | 1.3302 | 0 | 1.3302 | 0.01051% | CZ 8 | 32.4533 | 1.219 | 2.2164 | 1.486 | 0.29926 | 7.0131 | 14.6769 | 59.3639 | 0 | 59.3639 | 0.01051% | CZ 8 | 0 | 1.219 | 2.2164 | 1.486 | 0.29926 | 0 | 10.1082 | 15.3289 | 0 | 15.3289 | 0.01051% | CZ 8 | 32.4533 | 0 | 0 | 0 | 0 | 7.0131 | 4.5687 | 44.035 |  |  | 0.01051% | CZ 8 | 0 | 0 | 0 | 0 | 0 | 0 | 0 | 0 |  |  | 0.01051% | CZ 8 | 35.6986 | 3.4498 | 6.2725 | 4.2054 | 0.84691 | 7.7144 | 33.6317 | 91.8193 | 0 | 91.8193 | 0.01051% | CZ 8 | 0.0017204 | 0.00024973 | 0.00045405 | 0.00030442 | 6.1306e-05 | 0.00037178 | 0.0023129 | 0.0054746 | 0 | 0.0054746 | 0.01051%
US Weighted | 0.13205 | 0.11055 | 0.050493 | 0.068567 | 0.012956 | 0.058579 | 0.51799 | 0.95119 | 0 | 0.95119 | 100% | US Weighted | 9.4966 | 2.3604 | 1.0782 | 1.4641 | 0.27664 | 4.2127 | 14.0378 | 32.9264 | 0 | 32.9264 | 100% | US Weighted | 0 | 2.3604 | 1.0782 | 1.4641 | 0.27664 | 0 | 9.8031 | 14.9824 | 0 | 14.9824 | 100% | US Weighted | 9.4966 | 0 | 0 | 0 | 0 | 4.2127 | 4.2347 | 17.944 |  |  | 100% | US Weighted | 0 | 0 | 0 | 0 | 0 | 0 | 0 | 0 |  |  | 100% | US Weighted | 10.4462 | 6.6801 | 3.0512 | 4.1434 | 0.78289 | 4.6339 | 32.4009 | 62.1385 | 0 | 62.1385 | 100% | US Weighted | 0.00050344 | 0.00048355 | 0.00022087 | 0.00029993 | 5.6671e-05 | 0.00022333 | 0.0022327 | 0.0040205 | 0 | 0.0040205 | 100%
Energy Cost Index ($/sq ft/yr) for IECC-Res 2021 | [10 empty] | Single-Family - Gas Furnace | Site Energy Use Intensity (kBtu/sq ft/yr) for IECC-Res 2021 | [10 empty] | Single-Family - Gas Furnace | Electric Use Intensity (kBtu/sq ft/yr) for IECC-Res 2021 | [10 empty] | Single-Family - Gas Furnace | Gas Use Intensity (kBtu/sq ft/yr) for IECC-Res 2021 | [10 empty] | Single-Family - Gas Furnace | Oil Use Intensity (kBtu/sq ft/yr) for IECC-Res 2021 | [10 empty] | Single-Family - Gas Furnace | Source Energy Use Index (kBtu/sq ft/yr) for IECC-Res 2021 | [10 empty] | Single-Family - Gas Furnace | Carbon Emissions (ton/sq ft/yr) for IECC-Res 2021 | [10 empty] | Single-Family - Gas Furnace
Costs: Electricity: $0.1598/kWh ¦ Natural Gas: $1.391/therm ¦ Oil: $4.1392/gal | [9 empty] | Prototype Floor Area (sq ft): | 2376 | [10 empty] | Prototype Floor Area (sq ft): | 2376 | [10 empty] | Prototype Floor Area (sq ft): | 2376 | [10 empty] | Prototype Floor Area (sq ft): | 2376 | [10 empty] | Prototype Floor Area (sq ft): | 2376 | Site-to-Source Factors: Electricity: 2.83 ¦ Natural Gas: 1.1 ¦ Oil: 1.01 | [9 empty] | Prototype Floor Area (sq ft): | 2376 | Conversion [ton/kBtu]: Electricity: 4,881 ¦ Natural Gas: 18,863 ¦ Oil: 13,521 | [9 empty] | Prototype Floor Area (sq ft): | 2376
IECC-Res 2021 | Heat | Cool | Fans_Aux | Lgt_Int | Lgt_Ext | DHW | Appls | Total | PV | Net_Total | Weight | IECC-Res 2021 | Heat | Cool | Fans_Aux | Lgt_Int | Lgt_Ext | DHW | Appls | Total | PV | Net_Total | Weight | IECC-Res 2021 | Heat | Cool | Fans_Aux | Lgt_Int | Lgt_Ext | DHW | Appls | Total | PV | Net_Total | Weight | IECC-Res 2021 | Heat | Cool | Fans_Aux | Lgt_Int | Lgt_Ext | DHW | Appls | Total | PV | Net_Total | Weight | IECC-Res 2021 | Heat | Cool | Fans_Aux | Lgt_Int | Lgt_Ext | DHW | Appls | Total | PV | Net_Total | Weight | IECC-Res 2021 | Heat | Cool | Fans_Aux | Lgt_Int | Lgt_Ext | DHW | Appls | Total | PV | Net_Total | Weight | IECC-Res 2021 | Heat | Cool | Fans_Aux | Lgt_Int | Lgt_Ext | DHW | Appls | Total | PV | Net_Total | Weight
CZ 1AWH | 0.011864 | 0.3472 | 0.069056 | 0.069801 | 0.01422 | 0.04527 | 0.53852 | 1.0959 | 0 | 1.0959 | 0.9471% | CZ 1AWH | 0.85321 | 7.4135 | 1.4745 | 1.4904 | 0.30364 | 3.2555 | 14.7563 | 29.5472 | 0 | 29.5472 | 0.9471% | CZ 1AWH | 0 | 7.4135 | 1.4745 | 1.4904 | 0.30364 | 0 | 10.123 | 20.8051 | 0 | 20.8051 | 0.9471% | CZ 1AWH | 0.85321 | 0 | 0 | 0 | 0 | 3.2555 | 4.6333 | 8.7421 |  |  | 0.9471% | CZ 1AWH | 0 | 0 | 0 | 0 | 0 | 0 | 0 | 0 |  |  | 0.9471% | CZ 1AWH | 0.93853 | 20.9802 | 4.1729 | 4.2179 | 0.8593 | 3.5811 | 33.7447 | 68.4947 | 0 | 68.4947 | 0.9471% | CZ 1AWH | 4.5231e-05 | 0.0015187 | 0.00030206 | 0.00030532 | 6.2202e-05 | 0.00017258 | 0.0023194 | 0.0047255 | 0 | 0.0047255 | 0.9471%
CZ 1AWHT | 0.00042028 | 0.36762 | 0.070592 | 0.069594 | 0.014015 | 0.043678 | 0.53692 | 1.1028 | 0 | 1.1028 | 0.2232% | CZ 1AWHT | 0.030225 | 7.8496 | 1.5073 | 1.486 | 0.29926 | 3.1411 | 14.6769 | 28.9903 | 0 | 28.9903 | 0.2232% | CZ 1AWHT | 0 | 7.8496 | 1.5073 | 1.486 | 0.29926 | 0 | 10.1082 | 21.2503 | 0 | 21.2503 | 0.2232% | CZ 1AWHT | 0.030225 | 0 | 0 | 0 | 0 | 3.1411 | 4.5687 | 7.74 |  |  | 0.2232% | CZ 1AWHT | 0 | 0 | 0 | 0 | 0 | 0 | 0 | 0 |  |  | 0.2232% | CZ 1AWHT | 0.033247 | 22.2143 | 4.2657 | 4.2054 | 0.84691 | 3.4552 | 33.6317 | 68.6524 | 0 | 68.6524 | 0.2232% | CZ 1AWHT | 1.6023e-06 | 0.001608 | 0.00030878 | 0.00030442 | 6.1306e-05 | 0.00016652 | 0.0023129 | 0.0047636 | 0 | 0.0047636 | 0.2232%
CZ 1AWHTS | 0.00015671 | 0.46962 | 0.096589 | 0.11414 | 0.022986 | 0.01863 | 0.88057 | 1.6027 | 0 | 1.6027 | 0.2232% | CZ 1AWHTS | 0.011269 | 10.0276 | 2.0624 | 2.4371 | 0.4908 | 1.3398 | 24.0706 | 40.4395 | 0 | 40.4395 | 0.2232% | CZ 1AWHTS | 0 | 10.0276 | 2.0624 | 2.4371 | 0.4908 | 0 | 16.5778 | 31.5957 | 0 | 31.5957 | 0.2232% | CZ 1AWHTS | 0.011269 | 0 | 0 | 0 | 0 | 1.3398 | 7.4928 | 8.8438 |  |  | 0.2232% | CZ 1AWHTS | 0 | 0 | 0 | 0 | 0 | 0 | 0 | 0 |  |  | 0.2232% | CZ 1AWHTS | 0.012396 | 28.378 | 5.8366 | 6.897 | 1.389 | 1.4737 | 55.1572 | 99.144 | 0 | 99.144 | 0.2232% | CZ 1AWHTS | 5.9742e-07 | 0.0020542 | 0.0004225 | 0.00049926 | 0.00010054 | 7.1024e-05 | 0.0037933 | 0.0069414 | 0 | 0.0069414 | 0.2232%
CZ 2AWH | 0.047589 | 0.28952 | 0.067396 | 0.069768 | 0.014188 | 0.05108 | 0.53826 | 1.0778 | 0 | 1.0778 | 15.93% | CZ 2AWH | 3.4223 | 6.1819 | 1.4391 | 1.4897 | 0.30295 | 3.6734 | 14.7438 | 31.2531 | 0 | 31.2531 | 15.93% | CZ 2AWH | 0 | 6.1819 | 1.4391 | 1.4897 | 0.30295 | 0 | 10.1207 | 19.5343 | 0 | 19.5343 | 15.93% | CZ 2AWH | 3.4223 | 0 | 0 | 0 | 0 | 3.6734 | 4.6231 | 11.7188 |  |  | 15.93% | CZ 2AWH | 0 | 0 | 0 | 0 | 0 | 0 | 0 | 0 |  |  | 15.93% | CZ 2AWH | 3.7645 | 17.4949 | 4.0726 | 4.2159 | 0.85734 | 4.0407 | 33.7269 | 68.1729 | 0 | 68.1729 | 15.93% | CZ 2AWH | 0.00018143 | 0.0012664 | 0.00029481 | 0.00030518 | 6.2061e-05 | 0.00019474 | 0.0023184 | 0.004623 | 0 | 0.004623 | 15.93%
CZ 2B | 0.062486 | 0.28263 | 0.080986 | 0.069797 | 0.014216 | 0.051611 | 0.53848 | 1.1002 | 0 | 1.1002 | 4.79% | CZ 2B | 4.4936 | 6.0349 | 1.7293 | 1.4903 | 0.30355 | 3.7116 | 14.7547 | 32.518 | 0 | 32.518 | 4.79% | CZ 2B | 0 | 6.0349 | 1.7293 | 1.4903 | 0.30355 | 0 | 10.1227 | 19.6807 | 0 | 19.6807 | 4.79% | CZ 2B | 4.4936 | 0 | 0 | 0 | 0 | 3.7116 | 4.632 | 12.8373 |  |  | 4.79% | CZ 2B | 0 | 0 | 0 | 0 | 0 | 0 | 0 | 0 |  |  | 4.79% | CZ 2B | 4.943 | 17.0786 | 4.8938 | 4.2177 | 0.85905 | 4.0828 | 33.7425 | 69.8174 | 0 | 69.8174 | 4.79% | CZ 2B | 0.00023822 | 0.0012363 | 0.00035425 | 0.00030531 | 6.2185e-05 | 0.00019676 | 0.0023193 | 0.0047123 | 0 | 0.0047123 | 4.79%
CZ 3A | 0.10252 | 0.15891 | 0.051862 | 0.069456 | 0.013879 | 0.061467 | 0.53587 | 0.99397 | 0 | 0.99397 | 7.35% | CZ 3A | 7.3729 | 3.3932 | 1.1074 | 1.4831 | 0.29636 | 4.4204 | 14.6242 | 32.6974 | 0 | 32.6974 | 7.35% | CZ 3A | 0 | 3.3932 | 1.1074 | 1.4831 | 0.29636 | 0 | 10.0983 | 16.3783 | 0 | 16.3783 | 7.35% | CZ 3A | 7.3729 | 0 | 0 | 0 | 0 | 4.4204 | 4.5258 | 16.3191 |  |  | 7.35% | CZ 3A | 0 | 0 | 0 | 0 | 0 | 0 | 0 | 0 |  |  | 7.35% | CZ 3A | 8.1102 | 9.6026 | 3.1339 | 4.1971 | 0.8387 | 4.8624 | 33.5568 | 64.3016 | 0 | 64.3016 | 7.35% | CZ 3A | 0.00039086 | 0.00069511 | 0.00022685 | 0.00030382 | 6.0711e-05 | 0.00023434 | 0.0023086 | 0.0042203 | 0 | 0.0042203 | 7.35%
CZ 3AWH | 0.071287 | 0.18588 | 0.051775 | 0.069706 | 0.014126 | 0.059552 | 0.53779 | 0.99011 | 0 | 0.99011 | 3.195% | CZ 3AWH | 5.1266 | 3.9691 | 1.1055 | 1.4884 | 0.30163 | 4.2826 | 14.7199 | 30.9937 | 0 | 30.9937 | 3.195% | CZ 3AWH | 0 | 3.9691 | 1.1055 | 1.4884 | 0.30163 | 0 | 10.1162 | 16.9808 | 0 | 16.9808 | 3.195% | CZ 3AWH | 5.1266 | 0 | 0 | 0 | 0 | 4.2826 | 4.6037 | 14.0129 |  |  | 3.195% | CZ 3AWH | 0 | 0 | 0 | 0 | 0 | 0 | 0 | 0 |  |  | 3.195% | CZ 3AWH | 5.6392 | 11.2324 | 3.1286 | 4.2122 | 0.85362 | 4.7109 | 33.6929 | 63.4699 | 0 | 63.4699 | 3.195% | CZ 3AWH | 0.00027177 | 0.00081309 | 0.00022647 | 0.00030491 | 6.1792e-05 | 0.00022703 | 0.0023164 | 0.0042215 | 0 | 0.0042215 | 3.195%
CZ 3B | 0.062179 | 0.17794 | 0.060778 | 0.069423 | 0.013847 | 0.05839 | 0.53561 | 0.97817 | 0 | 0.97817 | 10.66% | CZ 3B | 4.4716 | 3.7995 | 1.2978 | 1.4824 | 0.29566 | 4.1991 | 14.6115 | 30.1574 | 0 | 30.1574 | 10.66% | CZ 3B | 0 | 3.7995 | 1.2978 | 1.4824 | 0.29566 | 0 | 10.096 | 16.9713 | 0 | 16.9713 | 10.66% | CZ 3B | 4.4716 | 0 | 0 | 0 | 0 | 4.1991 | 4.5155 | 13.1862 |  |  | 10.66% | CZ 3B | 0 | 0 | 0 | 0 | 0 | 0 | 0 | 0 |  |  | 10.66% | CZ 3B | 4.9187 | 10.7526 | 3.6727 | 4.1951 | 0.83672 | 4.619 | 33.5386 | 62.5335 | 0 | 62.5335 | 10.66% | CZ 3B | 0.00023705 | 0.00077835 | 0.00026585 | 0.00030367 | 6.0568e-05 | 0.00022261 | 0.0023076 | 0.0041757 | 0 | 0.0041757 | 10.66%
CZ 3C | 0.032008 | 0.095096 | 0.038766 | 0.069392 | 0.013816 | 0.062497 | 0.53538 | 0.84695 | 0 | 0.84695 | 1.431% | CZ 3C | 2.3018 | 2.0305 | 0.82776 | 1.4817 | 0.29501 | 4.4944 | 14.5997 | 26.031 | 0 | 26.031 | 1.431% | CZ 3C | 0 | 2.0305 | 0.82776 | 1.4817 | 0.29501 | 0 | 10.0938 | 14.7288 | 0 | 14.7288 | 1.431% | CZ 3C | 2.3018 | 0 | 0 | 0 | 0 | 4.4944 | 4.5059 | 11.3022 |  |  | 1.431% | CZ 3C | 0 | 0 | 0 | 0 | 0 | 0 | 0 | 0 |  |  | 1.431% | CZ 3C | 2.532 | 5.7465 | 2.3426 | 4.1932 | 0.83488 | 4.9439 | 33.5219 | 54.1149 | 0 | 54.1149 | 1.431% | CZ 3C | 0.00012203 | 0.00041597 | 0.00016957 | 0.00030354 | 6.0435e-05 | 0.00023826 | 0.0023066 | 0.0036165 | 0 | 0.0036165 | 1.431%
CZ 4A | 0.17821 | 0.11152 | 0.045001 | 0.067413 | 0.011858 | 0.060252 | 0.52016 | 0.99442 | 0 | 0.99442 | 13.28% | CZ 4A | 12.8162 | 2.3811 | 0.96088 | 1.4395 | 0.25321 | 4.333 | 13.8409 | 36.0248 | 0 | 36.0248 | 13.28% | CZ 4A | 0 | 2.3811 | 0.96088 | 1.4395 | 0.25321 | 0 | 9.9522 | 14.9869 | 0 | 14.9869 | 13.28% | CZ 4A | 12.8162 | 0 | 0 | 0 | 0 | 4.333 | 3.8887 | 21.0379 |  |  | 13.28% | CZ 4A | 0 | 0 | 0 | 0 | 0 | 0 | 0 | 0 |  |  | 13.28% | CZ 4A | 14.0978 | 6.7387 | 2.7193 | 4.0736 | 0.71658 | 4.7663 | 32.4423 | 65.5546 | 0 | 65.5546 | 13.28% | CZ 4A | 0.00067942 | 0.00048779 | 0.00019684 | 0.00029488 | 5.1871e-05 | 0.0002297 | 0.0022449 | 0.0041854 | 0 | 0.0041854 | 13.28%
CZ 4B | 0.096401 | 0.1445 | 0.064419 | 0.069629 | 0.01405 | 0.068801 | 0.53719 | 0.99499 | 0 | 0.99499 | 0.9513% | CZ 4B | 6.9326 | 3.0854 | 1.3755 | 1.4868 | 0.30001 | 4.9478 | 14.6904 | 32.8185 | 0 | 32.8185 | 0.9513% | CZ 4B | 0 | 3.0854 | 1.3755 | 1.4868 | 0.30001 | 0 | 10.1107 | 16.3584 | 0 | 16.3584 | 0.9513% | CZ 4B | 6.9326 | 0 | 0 | 0 | 0 | 4.9478 | 4.5797 | 16.4601 |  |  | 0.9513% | CZ 4B | 0 | 0 | 0 | 0 | 0 | 0 | 0 | 0 |  |  | 0.9513% | CZ 4B | 7.6259 | 8.7317 | 3.8927 | 4.2075 | 0.84902 | 5.4426 | 33.651 | 64.4004 | 0 | 64.4004 | 0.9513% | CZ 4B | 0.00036752 | 0.00063207 | 0.00028178 | 0.00030457 | 6.1459e-05 | 0.0002623 | 0.002314 | 0.0042237 | 0 | 0.0042237 | 0.9513%
CZ 4C | 0.13938 | 0.066161 | 0.045957 | 0.069592 | 0.014013 | 0.073965 | 0.53691 | 0.94598 | 0 | 0.94598 | 4.145% | CZ 4C | 10.0237 | 1.4127 | 0.98131 | 1.486 | 0.29922 | 5.3192 | 14.6761 | 34.1982 | 0 | 34.1982 | 4.145% | CZ 4C | 0 | 1.4127 | 0.98131 | 1.486 | 0.29922 | 0 | 10.108 | 14.2872 | 0 | 14.2872 | 4.145% | CZ 4C | 10.0237 | 0 | 0 | 0 | 0 | 5.3192 | 4.5681 | 19.9109 |  |  | 4.145% | CZ 4C | 0 | 0 | 0 | 0 | 0 | 0 | 0 | 0 |  |  | 4.145% | CZ 4C | 11.0261 | 3.9979 | 2.7771 | 4.2053 | 0.84679 | 5.8511 | 33.6306 | 62.3349 | 0 | 62.3349 | 4.145% | CZ 4C | 0.00053138 | 0.0002894 | 0.00020103 | 0.00030441 | 6.1297e-05 | 0.00028198 | 0.0023129 | 0.0039824 | 0 | 0.0039824 | 4.145%
CZ 5A | 0.26243 | 0.070893 | 0.045901 | 0.067111 | 0.011559 | 0.065116 | 0.51784 | 1.0409 | 0 | 1.0409 | 18.37% | CZ 5A | 18.8728 | 1.5138 | 0.9801 | 1.433 | 0.24682 | 4.6828 | 13.7249 | 41.4541 | 0 | 41.4541 | 18.37% | CZ 5A | 0 | 1.5138 | 0.9801 | 1.433 | 0.24682 | 0 | 9.9306 | 14.1043 | 0 | 14.1043 | 18.37% | CZ 5A | 18.8728 | 0 | 0 | 0 | 0 | 4.6828 | 3.7943 | 27.3499 |  |  | 18.37% | CZ 5A | 0 | 0 | 0 | 0 | 0 | 0 | 0 | 0 |  |  | 18.37% | CZ 5A | 20.76 | 4.2839 | 2.7737 | 4.0554 | 0.6985 | 5.1511 | 32.2774 | 69.9999 | 0 | 69.9999 | 18.37% | CZ 5A | 0.0010005 | 0.0003101 | 0.00020078 | 0.00029356 | 5.0563e-05 | 0.00024825 | 0.0022355 | 0.0043392 | 0 | 0.0043392 | 18.37%
CZ 5B | 0.17975 | 0.11082 | 0.061142 | 0.068697 | 0.013128 | 0.071915 | 0.53003 | 1.0355 | 0 | 1.0355 | 9.803% | CZ 5B | 12.9264 | 2.3664 | 1.3055 | 1.4668 | 0.28031 | 5.1717 | 14.3329 | 37.8501 | 0 | 37.8501 | 9.803% | CZ 5B | 0 | 2.3664 | 1.3055 | 1.4668 | 0.28031 | 0 | 10.044 | 15.4631 | 0 | 15.4631 | 9.803% | CZ 5B | 12.9264 | 0 | 0 | 0 | 0 | 5.1717 | 4.2889 | 22.3871 |  |  | 9.803% | CZ 5B | 0 | 0 | 0 | 0 | 0 | 0 | 0 | 0 |  |  | 9.803% | CZ 5B | 14.2191 | 6.6968 | 3.6947 | 4.1512 | 0.79328 | 5.6889 | 33.1423 | 68.3863 | 0 | 68.3863 | 9.803% | CZ 5B | 0.00068526 | 0.00048477 | 0.00026745 | 0.00030049 | 5.7424e-05 | 0.00027417 | 0.0022849 | 0.0043545 | 0 | 0.0043545 | 9.803%
CZ 5C | 0.14341 | 0.050905 | 0.044805 | 0.069594 | 0.014015 | 0.078362 | 0.53692 | 0.93801 | 0 | 0.93801 | 0.2898% | CZ 5C | 10.313 | 1.087 | 0.95671 | 1.486 | 0.29926 | 5.6354 | 14.6769 | 34.4542 | 0 | 34.4542 | 0.2898% | CZ 5C | 0 | 1.087 | 0.95671 | 1.486 | 0.29926 | 0 | 10.1082 | 13.9371 | 0 | 13.9371 | 0.2898% | CZ 5C | 10.313 | 0 | 0 | 0 | 0 | 5.6354 | 4.5687 | 20.5171 |  |  | 0.2898% | CZ 5C | 0 | 0 | 0 | 0 | 0 | 0 | 0 | 0 |  |  | 0.2898% | CZ 5C | 11.3443 | 3.0761 | 2.7075 | 4.2054 | 0.84691 | 6.1989 | 33.6317 | 62.0108 | 0 | 62.0108 | 0.2898% | CZ 5C | 0.00054672 | 0.00022267 | 0.00019599 | 0.00030442 | 6.1306e-05 | 0.00029875 | 0.0023129 | 0.0039428 | 0 | 0.0039428 | 0.2898%
CZ 6A | 0.37442 | 0.077631 | 0.048593 | 0.067375 | 0.011821 | 0.071422 | 0.51987 | 1.1711 | 0 | 1.1711 | 5.955% | CZ 6A | 26.926 | 1.6576 | 1.0376 | 1.4386 | 0.2524 | 5.1363 | 13.8262 | 50.2747 | 0 | 50.2747 | 5.955% | CZ 6A | 0 | 1.6576 | 1.0376 | 1.4386 | 0.2524 | 0 | 9.9495 | 14.3357 | 0 | 14.3357 | 5.955% | CZ 6A | 26.926 | 0 | 0 | 0 | 0 | 5.1363 | 3.8767 | 35.939 |  |  | 5.955% | CZ 6A | 0 | 0 | 0 | 0 | 0 | 0 | 0 | 0 |  |  | 5.955% | CZ 6A | 29.6186 | 4.691 | 2.9364 | 4.0713 | 0.71429 | 5.6499 | 32.4214 | 80.103 | 0 | 80.103 | 5.955% | CZ 6A | 0.0014274 | 0.00033957 | 0.00021256 | 0.00029471 | 5.1705e-05 | 0.00027229 | 0.0022437 | 0.004842 | 0 | 0.004842 | 5.955%
CZ 6B | 0.29551 | 0.072059 | 0.053934 | 0.068278 | 0.012714 | 0.0755 | 0.52681 | 1.1048 | 0 | 1.1048 | 1.602% | CZ 6B | 21.2517 | 1.5386 | 1.1516 | 1.4579 | 0.27148 | 5.4295 | 14.1725 | 45.2734 | 0 | 45.2734 | 1.602% | CZ 6B | 0 | 1.5386 | 1.1516 | 1.4579 | 0.27148 | 0 | 10.0141 | 14.4338 | 0 | 14.4338 | 1.602% | CZ 6B | 21.2517 | 0 | 0 | 0 | 0 | 5.4295 | 4.1584 | 30.8397 |  |  | 1.602% | CZ 6B | 0 | 0 | 0 | 0 | 0 | 0 | 0 | 0 |  |  | 1.602% | CZ 6B | 23.3769 | 4.3544 | 3.2591 | 4.1259 | 0.76828 | 5.9725 | 32.9141 | 74.7712 | 0 | 74.7712 | 1.602% | CZ 6B | 0.0011266 | 0.0003152 | 0.00023592 | 0.00029866 | 5.5614e-05 | 0.00028783 | 0.0022719 | 0.0045917 | 0 | 0.0045917 | 1.602%
CZ 7 | 0.42005 | 0.067124 | 0.096982 | 0.068175 | 0.012612 | 0.082339 | 0.52602 | 1.2733 | 0 | 1.2733 | 0.8442% | CZ 7 | 30.208 | 1.4333 | 2.0708 | 1.4557 | 0.26929 | 5.9214 | 14.1329 | 55.4913 | 0 | 55.4913 | 0.8442% | CZ 7 | 0 | 1.4333 | 2.0708 | 1.4557 | 0.26929 | 0 | 10.0067 | 15.2358 | 0 | 15.2358 | 0.8442% | CZ 7 | 30.208 | 0 | 0 | 0 | 0 | 5.9214 | 4.1262 | 40.2555 |  |  | 0.8442% | CZ 7 | 0 | 0 | 0 | 0 | 0 | 0 | 0 | 0 |  |  | 0.8442% | CZ 7 | 33.2288 | 4.0562 | 5.8604 | 4.1197 | 0.7621 | 6.5135 | 32.8577 | 87.3984 | 0 | 87.3984 | 0.8442% | CZ 7 | 0.0016014 | 0.00029362 | 0.00042422 | 0.00029821 | 5.5167e-05 | 0.00031391 | 0.0022687 | 0.0052552 | 0 | 0.0052552 | 0.8442%
CZ 8 | 0.59925 | 0.052187 | 0.10353 | 0.069594 | 0.014015 | 0.10068 | 0.53692 | 1.4762 | 0 | 1.4762 | 0.01051% | CZ 8 | 43.0946 | 1.1143 | 2.2107 | 1.486 | 0.29926 | 7.2404 | 14.6769 | 70.1221 | 0 | 70.1221 | 0.01051% | CZ 8 | 0 | 1.1143 | 2.2107 | 1.486 | 0.29926 | 0 | 10.1082 | 15.2185 | 0 | 15.2185 | 0.01051% | CZ 8 | 43.0946 | 0 | 0 | 0 | 0 | 7.2404 | 4.5687 | 54.9037 |  |  | 0.01051% | CZ 8 | 0 | 0 | 0 | 0 | 0 | 0 | 0 | 0 |  |  | 0.01051% | CZ 8 | 47.404 | 3.1536 | 6.2563 | 4.2054 | 0.84691 | 7.9645 | 33.6317 | 103.4623 | 0 | 103.4623 | 0.01051% | CZ 8 | 0.0022846 | 0.00022828 | 0.00045287 | 0.00030442 | 6.1306e-05 | 0.00038383 | 0.0023129 | 0.0060282 | 0 | 0.0060282 | 0.01051%
US Weighted | 0.16232 | 0.14644 | 0.055104 | 0.068567 | 0.012956 | 0.062184 | 0.52903 | 1.0366 | 0 | 1.0366 | 100% | US Weighted | 11.6734 | 3.1269 | 1.1766 | 1.4641 | 0.27664 | 4.4719 | 14.2736 | 36.4632 | 0 | 36.4632 | 100% | US Weighted | 0 | 3.1269 | 1.1766 | 1.4641 | 0.27664 | 0 | 10.0389 | 16.0831 | 0 | 16.0831 | 100% | US Weighted | 11.6734 | 0 | 0 | 0 | 0 | 4.4719 | 4.2347 | 20.3801 |  |  | 100% | US Weighted | 0 | 0 | 0 | 0 | 0 | 0 | 0 | 0 |  |  | 100% | US Weighted | 12.8408 | 8.8491 | 3.3298 | 4.1434 | 0.78289 | 4.9191 | 33.0683 | 67.9333 | 0 | 67.9333 | 100% | US Weighted | 0.00061884 | 0.00064056 | 0.00024104 | 0.00029993 | 5.6671e-05 | 0.00023707 | 0.002281 | 0.0043751 | 0 | 0.0043751 | 100%
Energy Cost Index ($/sq ft/yr) for IECC-Res 2018 | [10 empty] | Single-Family - Gas Furnace | Site Energy Use Intensity (kBtu/sq ft/yr) for IECC-Res 2018 | [10 empty] | Single-Family - Gas Furnace | Electric Use Intensity (kBtu/sq ft/yr) for IECC-Res 2018 | [10 empty] | Single-Family - Gas Furnace | Gas Use Intensity (kBtu/sq ft/yr) for IECC-Res 2018 | [10 empty] | Single-Family - Gas Furnace | Oil Use Intensity (kBtu/sq ft/yr) for IECC-Res 2018 | [10 empty] | Single-Family - Gas Furnace | Source Energy Use Index (kBtu/sq ft/yr) for IECC-Res 2018 | [10 empty] | Single-Family - Gas Furnace | Carbon Emissions (ton/sq ft/yr) for IECC-Res 2018 | [10 empty] | Single-Family - Gas Furnace
Costs: Electricity: $0.1598/kWh ¦ Natural Gas: $1.391/therm ¦ Oil: $4.1392/gal | [9 empty] | Prototype Floor Area (sq ft): | 2376 | [10 empty] | Prototype Floor Area (sq ft): | 2376 | [10 empty] | Prototype Floor Area (sq ft): | 2376 | [10 empty] | Prototype Floor Area (sq ft): | 2376 | [10 empty] | Prototype Floor Area (sq ft): | 2376 | Site-to-Source Factors: Electricity: 2.83 ¦ Natural Gas: 1.1 ¦ Oil: 1.01 | [9 empty] | Prototype Floor Area (sq ft): | 2376 | Conversion [ton/kBtu]: Electricity: 4,881 ¦ Natural Gas: 18,863 ¦ Oil: 13,521 | [9 empty] | Prototype Floor Area (sq ft): | 2376
IECC-Res 2018 | Heat | Cool | Fans_Aux | Lgt_Int | Lgt_Ext | DHW | Appls | Total | PV | Net_Total | Weight | IECC-Res 2018 | Heat | Cool | Fans_Aux | Lgt_Int | Lgt_Ext | DHW | Appls | Total | PV | Net_Total | Weight | IECC-Res 2018 | Heat | Cool | Fans_Aux | Lgt_Int | Lgt_Ext | DHW | Appls | Total | PV | Net_Total | Weight | IECC-Res 2018 | Heat | Cool | Fans_Aux | Lgt_Int | Lgt_Ext | DHW | Appls | Total | PV | Net_Total | Weight | IECC-Res 2018 | Heat | Cool | Fans_Aux | Lgt_Int | Lgt_Ext | DHW | Appls | Total | PV | Net_Total | Weight | IECC-Res 2018 | Heat | Cool | Fans_Aux | Lgt_Int | Lgt_Ext | DHW | Appls | Total | PV | Net_Total | Weight | IECC-Res 2018 | Heat | Cool | Fans_Aux | Lgt_Int | Lgt_Ext | DHW | Appls | Total | PV | Net_Total | Weight
CZ 1AWH | 0.011698 | 0.34828 | 0.081835 | 0.074462 | 0.015602 | 0.072227 | 0.53852 | 1.1426 | 0 | 1.1426 | 0.9471% | CZ 1AWH | 0.84128 | 7.4366 | 1.7474 | 1.5899 | 0.33314 | 5.1942 | 14.7563 | 31.8988 | 0 | 31.8988 | 0.9471% | CZ 1AWH | 0 | 7.4366 | 1.7474 | 1.5899 | 0.33314 | 0 | 10.123 | 21.2301 | 0 | 21.2301 | 0.9471% | CZ 1AWH | 0.84128 | 0 | 0 | 0 | 0 | 5.1942 | 4.6333 | 10.6688 |  |  | 0.9471% | CZ 1AWH | 0 | 0 | 0 | 0 | 0 | 0 | 0 | 0 |  |  | 0.9471% | CZ 1AWH | 0.92541 | 21.0456 | 4.9451 | 4.4996 | 0.94278 | 5.7136 | 33.7447 | 71.8168 | 0 | 71.8168 | 0.9471% | CZ 1AWH | 4.4598e-05 | 0.0015234 | 0.00035796 | 0.00032571 | 6.8245e-05 | 0.00027536 | 0.0023194 | 0.0049147 | 0 | 0.0049147 | 0.9471%
CZ 1AWHT | 0.00039983 | 0.36872 | 0.083405 | 0.074241 | 0.015377 | 0.069587 | 0.53692 | 1.1486 | 0 | 1.1486 | 0.2232% | CZ 1AWHT | 0.028753 | 7.8731 | 1.7809 | 1.5852 | 0.32833 | 5.0043 | 14.6769 | 31.2775 | 0 | 31.2775 | 0.2232% | CZ 1AWHT | 0 | 7.8731 | 1.7809 | 1.5852 | 0.32833 | 0 | 10.1082 | 21.6757 | 0 | 21.6757 | 0.2232% | CZ 1AWHT | 0.028753 | 0 | 0 | 0 | 0 | 5.0043 | 4.5687 | 9.6018 |  |  | 0.2232% | CZ 1AWHT | 0 | 0 | 0 | 0 | 0 | 0 | 0 | 0 |  |  | 0.2232% | CZ 1AWHT | 0.031629 | 22.2807 | 5.04 | 4.4862 | 0.92919 | 5.5047 | 33.6317 | 71.9042 | 0 | 71.9042 | 0.2232% | CZ 1AWHT | 1.5243e-06 | 0.0016128 | 0.00036483 | 0.00032474 | 6.7261e-05 | 0.00026529 | 0.0023129 | 0.0049494 | 0 | 0.0049494 | 0.2232%
CZ 1AWHTS | 0.00015375 | 0.47052 | 0.11744 | 0.12176 | 0.025219 | 0.01863 | 0.88057 | 1.6343 | 0 | 1.6343 | 0.2232% | CZ 1AWHTS | 0.011057 | 10.0469 | 2.5077 | 2.5998 | 0.53848 | 1.3397 | 24.0706 | 41.1143 | 0 | 41.1143 | 0.2232% | CZ 1AWHTS | 0 | 10.0469 | 2.5077 | 2.5998 | 0.53848 | 0 | 16.5778 | 32.2707 | 0 | 32.2707 | 0.2232% | CZ 1AWHTS | 0.011057 | 0 | 0 | 0 | 0 | 1.3397 | 7.4928 | 8.8436 |  |  | 0.2232% | CZ 1AWHTS | 0 | 0 | 0 | 0 | 0 | 0 | 0 | 0 |  |  | 0.2232% | CZ 1AWHTS | 0.012163 | 28.4327 | 7.0968 | 7.3575 | 1.5239 | 1.4737 | 55.1572 | 101.0541 | 0 | 101.0541 | 0.2232% | CZ 1AWHTS | 5.8615e-07 | 0.0020582 | 0.00051372 | 0.00053259 | 0.00011031 | 7.1024e-05 | 0.0037933 | 0.0070797 | 0 | 0.0070797 | 0.2232%
CZ 2AWH | 0.048377 | 0.29176 | 0.080803 | 0.074427 | 0.015566 | 0.08062 | 0.53826 | 1.1298 | 0 | 1.1298 | 15.93% | CZ 2AWH | 3.479 | 6.2298 | 1.7253 | 1.5892 | 0.33238 | 5.7978 | 14.7438 | 33.8972 | 0 | 33.8972 | 15.93% | CZ 2AWH | 0 | 6.2298 | 1.7253 | 1.5892 | 0.33238 | 0 | 10.1207 | 19.9973 | 0 | 19.9973 | 15.93% | CZ 2AWH | 3.479 | 0 | 0 | 0 | 0 | 5.7978 | 4.6231 | 13.8999 |  |  | 15.93% | CZ 2AWH | 0 | 0 | 0 | 0 | 0 | 0 | 0 | 0 |  |  | 15.93% | CZ 2AWH | 3.8269 | 17.6302 | 4.8827 | 4.4974 | 0.94063 | 6.3775 | 33.7269 | 71.8823 | 0 | 71.8823 | 15.93% | CZ 2AWH | 0.00018443 | 0.0012762 | 0.00035345 | 0.00032556 | 6.809e-05 | 0.00030735 | 0.0023184 | 0.0048335 | 0 | 0.0048335 | 15.93%
CZ 2B | 0.063898 | 0.28551 | 0.094665 | 0.074457 | 0.015597 | 0.081118 | 0.53848 | 1.1537 | 0 | 1.1537 | 4.79% | CZ 2B | 4.5952 | 6.0964 | 2.0213 | 1.5899 | 0.33304 | 5.8335 | 14.7547 | 35.2242 | 0 | 35.2242 | 4.79% | CZ 2B | 0 | 6.0964 | 2.0213 | 1.5899 | 0.33304 | 0 | 10.1227 | 20.1634 | 0 | 20.1634 | 4.79% | CZ 2B | 4.5952 | 0 | 0 | 0 | 0 | 5.8335 | 4.632 | 15.0608 |  |  | 4.79% | CZ 2B | 0 | 0 | 0 | 0 | 0 | 0 | 0 | 0 |  |  | 4.79% | CZ 2B | 5.0547 | 17.2528 | 5.7204 | 4.4993 | 0.94251 | 6.4169 | 33.7425 | 73.6292 | 0 | 73.6292 | 4.79% | CZ 2B | 0.00024361 | 0.0012489 | 0.00041409 | 0.00032569 | 6.8226e-05 | 0.00030925 | 0.0023193 | 0.004929 | 0 | 0.004929 | 4.79%
CZ 3A | 0.11024 | 0.16056 | 0.065776 | 0.074094 | 0.015228 | 0.09766 | 0.53587 | 1.0594 | 0 | 1.0594 | 7.35% | CZ 3A | 7.9276 | 3.4284 | 1.4045 | 1.5821 | 0.32515 | 7.0232 | 14.6242 | 36.3151 | 0 | 36.3151 | 7.35% | CZ 3A | 0 | 3.4284 | 1.4045 | 1.5821 | 0.32515 | 0 | 10.0983 | 16.8385 | 0 | 16.8385 | 7.35% | CZ 3A | 7.9276 | 0 | 0 | 0 | 0 | 7.0232 | 4.5258 | 19.4766 |  |  | 7.35% | CZ 3A | 0 | 0 | 0 | 0 | 0 | 0 | 0 | 0 |  |  | 7.35% | CZ 3A | 8.7204 | 9.7024 | 3.9747 | 4.4773 | 0.92018 | 7.7255 | 33.5568 | 69.0772 | 0 | 69.0772 | 7.35% | CZ 3A | 0.00042026 | 0.00070233 | 0.00028772 | 0.0003241 | 6.6609e-05 | 0.00037232 | 0.0023086 | 0.004482 | 0 | 0.004482 | 7.35%
CZ 3AWH | 0.078153 | 0.18772 | 0.065751 | 0.07436 | 0.015499 | 0.094291 | 0.53779 | 1.0536 | 0 | 1.0536 | 3.195% | CZ 3AWH | 5.6203 | 4.0082 | 1.404 | 1.5878 | 0.33094 | 6.7809 | 14.7199 | 34.4521 | 0 | 34.4521 | 3.195% | CZ 3AWH | 0 | 4.0082 | 1.404 | 1.5878 | 0.33094 | 0 | 10.1162 | 17.4471 | 0 | 17.4471 | 3.195% | CZ 3AWH | 5.6203 | 0 | 0 | 0 | 0 | 6.7809 | 4.6037 | 17.0049 |  |  | 3.195% | CZ 3AWH | 0 | 0 | 0 | 0 | 0 | 0 | 0 | 0 |  |  | 3.195% | CZ 3AWH | 6.1824 | 11.3433 | 3.9732 | 4.4934 | 0.93655 | 7.459 | 33.6929 | 68.0808 | 0 | 68.0808 | 3.195% | CZ 3AWH | 0.00029795 | 0.00082111 | 0.00028761 | 0.00032527 | 6.7795e-05 | 0.00035947 | 0.0023164 | 0.0044756 | 0 | 0.0044756 | 3.195%
CZ 3B | 0.068531 | 0.18082 | 0.07516 | 0.074059 | 0.015192 | 0.091692 | 0.53561 | 1.0411 | 0 | 1.0411 | 10.66% | CZ 3B | 4.9284 | 3.8611 | 1.6049 | 1.5813 | 0.32438 | 6.594 | 14.6115 | 33.5055 | 0 | 33.5055 | 10.66% | CZ 3B | 0 | 3.8611 | 1.6049 | 1.5813 | 0.32438 | 0 | 10.096 | 17.4676 | 0 | 17.4676 | 10.66% | CZ 3B | 4.9284 | 0 | 0 | 0 | 0 | 6.594 | 4.5155 | 16.0378 |  |  | 10.66% | CZ 3B | 0 | 0 | 0 | 0 | 0 | 0 | 0 | 0 |  |  | 10.66% | CZ 3B | 5.4212 | 10.9269 | 4.5418 | 4.4752 | 0.918 | 7.2534 | 33.5386 | 67.0751 | 0 | 67.0751 | 10.66% | CZ 3B | 0.00026127 | 0.00079097 | 0.00032877 | 0.00032395 | 6.6452e-05 | 0.00034956 | 0.0023076 | 0.0044286 | 0 | 0.0044286 | 10.66%
CZ 3C | 0.036406 | 0.094315 | 0.051982 | 0.074026 | 0.015158 | 0.098045 | 0.53538 | 0.90531 | 0 | 0.90531 | 1.431% | CZ 3C | 2.6181 | 2.0139 | 1.11 | 1.5806 | 0.32367 | 7.0509 | 14.5997 | 29.2968 | 0 | 29.2968 | 1.431% | CZ 3C | 0 | 2.0139 | 1.11 | 1.5806 | 0.32367 | 0 | 10.0938 | 15.1219 | 0 | 15.1219 | 1.431% | CZ 3C | 2.6181 | 0 | 0 | 0 | 0 | 7.0509 | 4.5059 | 14.1749 |  |  | 1.431% | CZ 3C | 0 | 0 | 0 | 0 | 0 | 0 | 0 | 0 |  |  | 1.431% | CZ 3C | 2.8799 | 5.6992 | 3.1412 | 4.4732 | 0.91599 | 7.756 | 33.5219 | 58.3874 | 0 | 58.3874 | 1.431% | CZ 3C | 0.00013879 | 0.00041255 | 0.00022738 | 0.00032381 | 6.6306e-05 | 0.00037379 | 0.0023066 | 0.0038493 | 0 | 0.0038493 | 1.431%
CZ 4A | 0.19436 | 0.1163 | 0.060516 | 0.071915 | 0.01301 | 0.094914 | 0.52016 | 1.0712 | 0 | 1.0712 | 13.28% | CZ 4A | 13.9776 | 2.4832 | 1.2922 | 1.5356 | 0.27781 | 6.8257 | 13.8409 | 40.2329 | 0 | 40.2329 | 13.28% | CZ 4A | 0 | 2.4832 | 1.2922 | 1.5356 | 0.27781 | 0 | 9.9522 | 15.541 | 0 | 15.541 | 13.28% | CZ 4A | 13.9776 | 0 | 0 | 0 | 0 | 6.8257 | 3.8887 | 24.6919 |  |  | 13.28% | CZ 4A | 0 | 0 | 0 | 0 | 0 | 0 | 0 | 0 |  |  | 13.28% | CZ 4A | 15.3754 | 7.0275 | 3.6568 | 4.3457 | 0.78619 | 7.5082 | 32.4423 | 71.1421 | 0 | 71.1421 | 13.28% | CZ 4A | 0.00074099 | 0.0005087 | 0.00026471 | 0.00031457 | 5.6911e-05 | 0.00036185 | 0.0022449 | 0.0044927 | 0 | 0.0044927 | 13.28%
CZ 4B | 0.11646 | 0.14966 | 0.081895 | 0.074278 | 0.015415 | 0.10796 | 0.53719 | 1.0829 | 0 | 1.0829 | 0.9513% | CZ 4B | 8.3749 | 3.1955 | 1.7487 | 1.586 | 0.32915 | 7.764 | 14.6904 | 37.6887 | 0 | 37.6887 | 0.9513% | CZ 4B | 0 | 3.1955 | 1.7487 | 1.586 | 0.32915 | 0 | 10.1107 | 16.9701 | 0 | 16.9701 | 0.9513% | CZ 4B | 8.3749 | 0 | 0 | 0 | 0 | 7.764 | 4.5797 | 20.7186 |  |  | 0.9513% | CZ 4B | 0 | 0 | 0 | 0 | 0 | 0 | 0 | 0 |  |  | 0.9513% | CZ 4B | 9.2124 | 9.0433 | 4.9488 | 4.4885 | 0.9315 | 8.5404 | 33.651 | 70.8158 | 0 | 70.8158 | 0.9513% | CZ 4B | 0.00044398 | 0.00065462 | 0.00035823 | 0.00032491 | 6.7429e-05 | 0.00041159 | 0.002314 | 0.0045748 | 0 | 0.0045748 | 0.9513%
CZ 4C | 0.15761 | 0.06828 | 0.061995 | 0.074239 | 0.015375 | 0.1181 | 0.53691 | 1.0325 | 0 | 1.0325 | 4.145% | CZ 4C | 11.3347 | 1.458 | 1.3238 | 1.5852 | 0.32829 | 8.4934 | 14.6761 | 39.1994 | 0 | 39.1994 | 4.145% | CZ 4C | 0 | 1.458 | 1.3238 | 1.5852 | 0.32829 | 0 | 10.108 | 14.8032 | 0 | 14.8032 | 4.145% | CZ 4C | 11.3347 | 0 | 0 | 0 | 0 | 8.4934 | 4.5681 | 24.3962 |  |  | 4.145% | CZ 4C | 0 | 0 | 0 | 0 | 0 | 0 | 0 | 0 |  |  | 4.145% | CZ 4C | 12.4682 | 4.126 | 3.7462 | 4.4861 | 0.92906 | 9.3427 | 33.6306 | 68.7289 | 0 | 68.7289 | 4.145% | CZ 4C | 0.00060089 | 0.00029867 | 0.00027118 | 0.00032474 | 6.7252e-05 | 0.00045026 | 0.0023129 | 0.0043258 | 0 | 0.0043258 | 4.145%
CZ 5A | 0.27428 | 0.076137 | 0.061657 | 0.071592 | 0.012682 | 0.099405 | 0.51784 | 1.1136 | 0 | 1.1136 | 18.37% | CZ 5A | 19.725 | 1.6257 | 1.3165 | 1.5287 | 0.2708 | 7.1487 | 13.7249 | 45.3404 | 0 | 45.3404 | 18.37% | CZ 5A | 0 | 1.6257 | 1.3165 | 1.5287 | 0.2708 | 0 | 9.9306 | 14.6723 | 0 | 14.6723 | 18.37% | CZ 5A | 19.725 | 0 | 0 | 0 | 0 | 7.1487 | 3.7943 | 30.6681 |  |  | 18.37% | CZ 5A | 0 | 0 | 0 | 0 | 0 | 0 | 0 | 0 |  |  | 18.37% | CZ 5A | 21.6975 | 4.6008 | 3.7258 | 4.3262 | 0.76636 | 7.8635 | 32.2774 | 75.2576 | 0 | 75.2576 | 18.37% | CZ 5A | 0.0010457 | 0.00033304 | 0.0002697 | 0.00031316 | 5.5475e-05 | 0.00037897 | 0.0022355 | 0.0046315 | 0 | 0.0046315 | 18.37%
CZ 5B | 0.19064 | 0.12193 | 0.079198 | 0.073284 | 0.014403 | 0.10824 | 0.53003 | 1.1177 | 0 | 1.1177 | 9.803% | CZ 5B | 13.7094 | 2.6034 | 1.6911 | 1.5648 | 0.30754 | 7.7837 | 14.3329 | 41.9928 | 0 | 41.9928 | 9.803% | CZ 5B | 0 | 2.6034 | 1.6911 | 1.5648 | 0.30754 | 0 | 10.044 | 16.2108 | 0 | 16.2108 | 9.803% | CZ 5B | 13.7094 | 0 | 0 | 0 | 0 | 7.7837 | 4.2889 | 25.782 |  |  | 9.803% | CZ 5B | 0 | 0 | 0 | 0 | 0 | 0 | 0 | 0 |  |  | 9.803% | CZ 5B | 15.0804 | 7.3677 | 4.7858 | 4.4284 | 0.87035 | 8.5621 | 33.1423 | 74.2369 | 0 | 74.2369 | 9.803% | CZ 5B | 0.00072677 | 0.00053333 | 0.00034643 | 0.00032056 | 6.3003e-05 | 0.00041263 | 0.0022849 | 0.0046877 | 0 | 0.0046877 | 9.803%
CZ 5C | 0.14741 | 0.057749 | 0.061228 | 0.074241 | 0.015377 | 0.11669 | 0.53692 | 1.0096 | 0 | 1.0096 | 0.2898% | CZ 5C | 10.6006 | 1.2331 | 1.3074 | 1.5852 | 0.32833 | 8.3914 | 14.6769 | 38.123 | 0 | 38.123 | 0.2898% | CZ 5C | 0 | 1.2331 | 1.3074 | 1.5852 | 0.32833 | 0 | 10.1082 | 14.5622 | 0 | 14.5622 | 0.2898% | CZ 5C | 10.6006 | 0 | 0 | 0 | 0 | 8.3914 | 4.5687 | 23.5608 |  |  | 0.2898% | CZ 5C | 0 | 0 | 0 | 0 | 0 | 0 | 0 | 0 |  |  | 0.2898% | CZ 5C | 11.6607 | 3.4896 | 3.6999 | 4.4862 | 0.92919 | 9.2306 | 33.6317 | 67.1279 | 0 | 67.1279 | 0.2898% | CZ 5C | 0.00056197 | 0.00025261 | 0.00026783 | 0.00032474 | 6.7261e-05 | 0.00044485 | 0.0023129 | 0.0042322 | 0 | 0.0042322 | 0.2898%
CZ 6A | 0.36662 | 0.081677 | 0.06222 | 0.071874 | 0.012969 | 0.10777 | 0.51987 | 1.223 | 0 | 1.223 | 5.955% | CZ 6A | 26.3652 | 1.744 | 1.3286 | 1.5347 | 0.27692 | 7.7499 | 13.8262 | 52.8255 | 0 | 52.8255 | 5.955% | CZ 6A | 0 | 1.744 | 1.3286 | 1.5347 | 0.27692 | 0 | 9.9495 | 14.8337 | 0 | 14.8337 | 5.955% | CZ 6A | 26.3652 | 0 | 0 | 0 | 0 | 7.7499 | 3.8767 | 37.9918 |  |  | 5.955% | CZ 6A | 0 | 0 | 0 | 0 | 0 | 0 | 0 | 0 |  |  | 5.955% | CZ 6A | 29.0017 | 4.9356 | 3.7598 | 4.3432 | 0.78368 | 8.5249 | 32.4214 | 83.7702 | 0 | 83.7702 | 5.955% | CZ 6A | 0.0013977 | 0.00035727 | 0.00027216 | 0.00031439 | 5.6729e-05 | 0.00041084 | 0.0022437 | 0.0050528 | 0 | 0.0050528 | 5.955%
CZ 6B | 0.28291 | 0.0773 | 0.06785 | 0.072837 | 0.013949 | 0.1117 | 0.52681 | 1.1534 | 0 | 1.1534 | 1.602% | CZ 6B | 20.3452 | 1.6506 | 1.4488 | 1.5553 | 0.29785 | 8.0328 | 14.1725 | 47.5029 | 0 | 47.5029 | 1.602% | CZ 6B | 0 | 1.6506 | 1.4488 | 1.5553 | 0.29785 | 0 | 10.0141 | 14.9665 | 0 | 14.9665 | 1.602% | CZ 6B | 20.3452 | 0 | 0 | 0 | 0 | 8.0328 | 4.1584 | 32.5364 |  |  | 1.602% | CZ 6B | 0 | 0 | 0 | 0 | 0 | 0 | 0 | 0 |  |  | 1.602% | CZ 6B | 22.3797 | 4.6711 | 4.1 | 4.4014 | 0.84292 | 8.8361 | 32.9141 | 78.1453 | 0 | 78.1453 | 1.602% | CZ 6B | 0.0010786 | 0.00033813 | 0.00029679 | 0.00031861 | 6.1017e-05 | 0.00042584 | 0.0022719 | 0.0047908 | 0 | 0.0047908 | 1.602%
CZ 7 | 0.42665 | 0.068051 | 0.064317 | 0.072727 | 0.013837 | 0.12026 | 0.52602 | 1.2919 | 0 | 1.2919 | 0.8442% | CZ 7 | 30.6822 | 1.4531 | 1.3733 | 1.5529 | 0.29546 | 8.6482 | 14.1329 | 58.1381 | 0 | 58.1381 | 0.8442% | CZ 7 | 0 | 1.4531 | 1.3733 | 1.5529 | 0.29546 | 0 | 10.0067 | 14.6815 | 0 | 14.6815 | 0.8442% | CZ 7 | 30.6822 | 0 | 0 | 0 | 0 | 8.6482 | 4.1262 | 43.4566 |  |  | 0.8442% | CZ 7 | 0 | 0 | 0 | 0 | 0 | 0 | 0 | 0 |  |  | 0.8442% | CZ 7 | 33.7504 | 4.1121 | 3.8866 | 4.3947 | 0.83614 | 9.513 | 32.8577 | 89.3508 | 0 | 89.3508 | 0.8442% | CZ 7 | 0.0016265 | 0.00029767 | 0.00028134 | 0.00031812 | 6.0526e-05 | 0.00045847 | 0.0022687 | 0.0053113 | 0 | 0.0053113 | 0.8442%
CZ 8 | 0.59425 | 0.054041 | 0.070562 | 0.074241 | 0.015377 | 0.14246 | 0.53692 | 1.4879 | 0 | 1.4879 | 0.01051% | CZ 8 | 42.7352 | 1.1539 | 1.5067 | 1.5852 | 0.32833 | 10.2451 | 14.6769 | 72.2313 | 0 | 72.2313 | 0.01051% | CZ 8 | 0 | 1.1539 | 1.5067 | 1.5852 | 0.32833 | 0 | 10.1082 | 14.6823 | 0 | 14.6823 | 0.01051% | CZ 8 | 42.7352 | 0 | 0 | 0 | 0 | 10.2451 | 4.5687 | 57.549 |  |  | 0.01051% | CZ 8 | 0 | 0 | 0 | 0 | 0 | 0 | 0 | 0 |  |  | 0.01051% | CZ 8 | 47.0087 | 3.2656 | 4.2639 | 4.4862 | 0.92919 | 11.2696 | 33.6317 | 104.8549 | 0 | 104.8549 | 0.01051% | CZ 8 | 0.0022655 | 0.00023639 | 0.00030865 | 0.00032474 | 6.7261e-05 | 0.00054312 | 0.0023129 | 0.0060586 | 0 | 0.0060586 | 0.01051%
US Weighted | 0.16999 | 0.1507 | 0.069674 | 0.073146 | 0.014214 | 0.096391 | 0.52903 | 1.1031 | 0 | 1.1031 | 100% | US Weighted | 12.2244 | 3.2178 | 1.4877 | 1.5619 | 0.30351 | 6.9319 | 14.2736 | 40.0008 | 0 | 40.0008 | 100% | US Weighted | 0 | 3.2178 | 1.4877 | 1.5619 | 0.30351 | 0 | 10.0389 | 16.6098 | 0 | 16.6098 | 100% | US Weighted | 12.2244 | 0 | 0 | 0 | 0 | 6.9319 | 4.2347 | 23.3911 |  |  | 100% | US Weighted | 0 | 0 | 0 | 0 | 0 | 0 | 0 | 0 |  |  | 100% | US Weighted | 13.4468 | 9.1064 | 4.2103 | 4.42 | 0.85894 | 7.6251 | 33.0683 | 72.7359 | 0 | 72.7359 | 100% | US Weighted | 0.00064805 | 0.00065919 | 0.00030477 | 0.00031996 | 6.2177e-05 | 0.00036748 | 0.002281 | 0.0046426 | 0 | 0.0046426 | 100%
Energy Cost Index ($/sq ft/yr) for IECC-Res 2015 | [10 empty] | Single-Family - Gas Furnace | Site Energy Use Intensity (kBtu/sq ft/yr) for IECC-Res 2015 | [10 empty] | Single-Family - Gas Furnace | Electric Use Intensity (kBtu/sq ft/yr) for IECC-Res 2015 | [10 empty] | Single-Family - Gas Furnace | Gas Use Intensity (kBtu/sq ft/yr) for IECC-Res 2015 | [10 empty] | Single-Family - Gas Furnace | Oil Use Intensity (kBtu/sq ft/yr) for IECC-Res 2015 | [10 empty] | Single-Family - Gas Furnace | Source Energy Use Index (kBtu/sq ft/yr) for IECC-Res 2015 | [10 empty] | Single-Family - Gas Furnace | Carbon Emissions (ton/sq ft/yr) for IECC-Res 2015 | [10 empty] | Single-Family - Gas Furnace
Costs: Electricity: $0.1598/kWh ¦ Natural Gas: $1.391/therm ¦ Oil: $4.1392/gal | [9 empty] | Prototype Floor Area (sq ft): | 2376 | [10 empty] | Prototype Floor Area (sq ft): | 2376 | [10 empty] | Prototype Floor Area (sq ft): | 2376 | [10 empty] | Prototype Floor Area (sq ft): | 2376 | [10 empty] | Prototype Floor Area (sq ft): | 2376 | Site-to-Source Factors: Electricity: 2.83 ¦ Natural Gas: 1.1 ¦ Oil: 1.01 | [9 empty] | Prototype Floor Area (sq ft): | 2376 | Conversion [ton/kBtu]: Electricity: 4,881 ¦ Natural Gas: 18,863 ¦ Oil: 13,521 | [9 empty] | Prototype Floor Area (sq ft): | 2376
IECC-Res 2015 | Heat | Cool | Fans_Aux | Lgt_Int | Lgt_Ext | DHW | Appls | Total | PV | Net_Total | Weight | IECC-Res 2015 | Heat | Cool | Fans_Aux | Lgt_Int | Lgt_Ext | DHW | Appls | Total | PV | Net_Total | Weight | IECC-Res 2015 | Heat | Cool | Fans_Aux | Lgt_Int | Lgt_Ext | DHW | Appls | Total | PV | Net_Total | Weight | IECC-Res 2015 | Heat | Cool | Fans_Aux | Lgt_Int | Lgt_Ext | DHW | Appls | Total | PV | Net_Total | Weight | IECC-Res 2015 | Heat | Cool | Fans_Aux | Lgt_Int | Lgt_Ext | DHW | Appls | Total | PV | Net_Total | Weight | IECC-Res 2015 | Heat | Cool | Fans_Aux | Lgt_Int | Lgt_Ext | DHW | Appls | Total | PV | Net_Total | Weight | IECC-Res 2015 | Heat | Cool | Fans_Aux | Lgt_Int | Lgt_Ext | DHW | Appls | Total | PV | Net_Total | Weight
CZ 1AWH | 0.011608 | 0.34937 | 0.081996 | 0.079796 | 0.017183 | 0.072227 | 0.53852 | 1.1507 | 0 | 1.1507 | 0.9471% | CZ 1AWH | 0.83482 | 7.46 | 1.7508 | 1.7039 | 0.36689 | 5.1942 | 14.7563 | 32.0668 | 0 | 32.0668 | 0.9471% | CZ 1AWH | 0 | 7.46 | 1.7508 | 1.7039 | 0.36689 | 0 | 10.123 | 21.4045 | 0 | 21.4045 | 0.9471% | CZ 1AWH | 0.83482 | 0 | 0 | 0 | 0 | 5.1942 | 4.6333 | 10.6623 |  |  | 0.9471% | CZ 1AWH | 0 | 0 | 0 | 0 | 0 | 0 | 0 | 0 |  |  | 0.9471% | CZ 1AWH | 0.9183 | 21.1117 | 4.9549 | 4.8219 | 1.0383 | 5.7136 | 33.7447 | 72.3033 | 0 | 72.3033 | 0.9471% | CZ 1AWH | 4.4256e-05 | 0.0015282 | 0.00035867 | 0.00034905 | 7.516e-05 | 0.00027536 | 0.0023194 | 0.0049501 | 0 | 0.0049501 | 0.9471%
CZ 1AWHT | 0.00038967 | 0.3699 | 0.083611 | 0.079559 | 0.016935 | 0.069587 | 0.53692 | 1.1569 | 0 | 1.1569 | 0.2232% | CZ 1AWHT | 0.028023 | 7.8982 | 1.7853 | 1.6988 | 0.3616 | 5.0043 | 14.6769 | 31.4531 | 0 | 31.4531 | 0.2232% | CZ 1AWHT | 0 | 7.8982 | 1.7853 | 1.6988 | 0.3616 | 0 | 10.1082 | 21.8521 | 0 | 21.8521 | 0.2232% | CZ 1AWHT | 0.028023 | 0 | 0 | 0 | 0 | 5.0043 | 4.5687 | 9.601 |  |  | 0.2232% | CZ 1AWHT | 0 | 0 | 0 | 0 | 0 | 0 | 0 | 0 |  |  | 0.2232% | CZ 1AWHT | 0.030825 | 22.352 | 5.0524 | 4.8076 | 1.0233 | 5.5048 | 33.6317 | 72.4026 | 0 | 72.4026 | 0.2232% | CZ 1AWHT | 1.4856e-06 | 0.001618 | 0.00036573 | 0.00034801 | 7.4077e-05 | 0.00026529 | 0.0023129 | 0.0049855 | 0 | 0.0049855 | 0.2232%
CZ 1AWHTS | 0.0001524 | 0.47156 | 0.11761 | 0.13048 | 0.027774 | 0.01863 | 0.88057 | 1.6468 | 0 | 1.6468 | 0.2232% | CZ 1AWHTS | 0.01096 | 10.0691 | 2.5113 | 2.7861 | 0.59304 | 1.3397 | 24.0706 | 41.3808 | 0 | 41.3808 | 0.2232% | CZ 1AWHTS | 0 | 10.0691 | 2.5113 | 2.7861 | 0.59304 | 0 | 16.5778 | 32.5373 | 0 | 32.5373 | 0.2232% | CZ 1AWHTS | 0.01096 | 0 | 0 | 0 | 0 | 1.3397 | 7.4928 | 8.8435 |  |  | 0.2232% | CZ 1AWHTS | 0 | 0 | 0 | 0 | 0 | 0 | 0 | 0 |  |  | 0.2232% | CZ 1AWHTS | 0.012056 | 28.4955 | 7.107 | 7.8846 | 1.6783 | 1.4737 | 55.1572 | 101.8084 | 0 | 101.8084 | 0.2232% | CZ 1AWHTS | 5.81e-07 | 0.0020627 | 0.00051445 | 0.00057075 | 0.00012149 | 7.1023e-05 | 0.0037933 | 0.0071343 | 0 | 0.0071343 | 0.2232%
CZ 2AWH | 0.048118 | 0.29264 | 0.080939 | 0.079759 | 0.017143 | 0.080621 | 0.53826 | 1.1375 | 0 | 1.1375 | 15.93% | CZ 2AWH | 3.4604 | 6.2487 | 1.7283 | 1.7031 | 0.36606 | 5.7978 | 14.7438 | 34.048 | 0 | 34.048 | 15.93% | CZ 2AWH | 0 | 6.2487 | 1.7283 | 1.7031 | 0.36606 | 0 | 10.1207 | 20.1667 | 0 | 20.1667 | 15.93% | CZ 2AWH | 3.4604 | 0 | 0 | 0 | 0 | 5.7978 | 4.6231 | 13.8813 |  |  | 15.93% | CZ 2AWH | 0 | 0 | 0 | 0 | 0 | 0 | 0 | 0 |  |  | 15.93% | CZ 2AWH | 3.8064 | 17.6838 | 4.891 | 4.8196 | 1.0359 | 6.3776 | 33.7269 | 72.3412 | 0 | 72.3412 | 15.93% | CZ 2AWH | 0.00018344 | 0.0012801 | 0.00035404 | 0.00034888 | 7.4989e-05 | 0.00030736 | 0.0023184 | 0.0048672 | 0 | 0.0048672 | 15.93%
CZ 2B | 0.063563 | 0.28631 | 0.094791 | 0.079791 | 0.017178 | 0.081117 | 0.53848 | 1.1612 | 0 | 1.1612 | 4.79% | CZ 2B | 4.5711 | 6.1135 | 2.024 | 1.7038 | 0.36679 | 5.8335 | 14.7547 | 35.3674 | 0 | 35.3674 | 4.79% | CZ 2B | 0 | 6.1135 | 2.024 | 1.7038 | 0.36679 | 0 | 10.1227 | 20.3307 | 0 | 20.3307 | 4.79% | CZ 2B | 4.5711 | 0 | 0 | 0 | 0 | 5.8335 | 4.632 | 15.0367 |  |  | 4.79% | CZ 2B | 0 | 0 | 0 | 0 | 0 | 0 | 0 | 0 |  |  | 4.79% | CZ 2B | 5.0282 | 17.3011 | 5.728 | 4.8216 | 1.038 | 6.4169 | 33.7425 | 74.0763 | 0 | 74.0763 | 4.79% | CZ 2B | 0.00024233 | 0.0012524 | 0.00041464 | 0.00034903 | 7.5139e-05 | 0.00030925 | 0.0023193 | 0.004962 | 0 | 0.004962 | 4.79%
CZ 3A | 0.1147 | 0.16062 | 0.066141 | 0.079402 | 0.016771 | 0.09766 | 0.53587 | 1.0712 | 0 | 1.0712 | 7.35% | CZ 3A | 8.2485 | 3.4296 | 1.4123 | 1.6954 | 0.3581 | 7.0232 | 14.6242 | 36.7913 | 0 | 36.7913 | 7.35% | CZ 3A | 0 | 3.4296 | 1.4123 | 1.6954 | 0.3581 | 0 | 10.0983 | 16.9938 | 0 | 16.9938 | 7.35% | CZ 3A | 8.2485 | 0 | 0 | 0 | 0 | 7.0232 | 4.5258 | 19.7975 |  |  | 7.35% | CZ 3A | 0 | 0 | 0 | 0 | 0 | 0 | 0 | 0 |  |  | 7.35% | CZ 3A | 9.0734 | 9.7059 | 3.9968 | 4.7981 | 1.0134 | 7.7255 | 33.5568 | 69.8698 | 0 | 69.8698 | 7.35% | CZ 3A | 0.00043728 | 0.00070258 | 0.00028932 | 0.00034732 | 7.3359e-05 | 0.00037232 | 0.0023086 | 0.0045308 | 0 | 0.0045308 | 7.35%
CZ 3AWH | 0.081537 | 0.18793 | 0.066176 | 0.079688 | 0.017069 | 0.094291 | 0.53779 | 1.0645 | 0 | 1.0645 | 3.195% | CZ 3AWH | 5.8637 | 4.0129 | 1.413 | 1.7015 | 0.36447 | 6.7809 | 14.7199 | 34.8564 | 0 | 34.8564 | 3.195% | CZ 3AWH | 0 | 4.0129 | 1.413 | 1.7015 | 0.36447 | 0 | 10.1162 | 17.6081 | 0 | 17.6081 | 3.195% | CZ 3AWH | 5.8637 | 0 | 0 | 0 | 0 | 6.7809 | 4.6037 | 17.2483 |  |  | 3.195% | CZ 3AWH | 0 | 0 | 0 | 0 | 0 | 0 | 0 | 0 |  |  | 3.195% | CZ 3AWH | 6.45 | 11.3565 | 3.9988 | 4.8153 | 1.0314 | 7.459 | 33.6929 | 68.8041 | 0 | 68.8041 | 3.195% | CZ 3AWH | 0.00031085 | 0.00082207 | 0.00028947 | 0.00034857 | 7.4664e-05 | 0.00035947 | 0.0023164 | 0.0045215 | 0 | 0.0045215 | 3.195%
CZ 3B | 0.071832 | 0.18099 | 0.075641 | 0.079364 | 0.016731 | 0.091691 | 0.53561 | 1.0519 | 0 | 1.0519 | 10.66% | CZ 3B | 5.1658 | 3.8647 | 1.6151 | 1.6946 | 0.35725 | 6.5939 | 14.6115 | 33.9029 | 0 | 33.9029 | 10.66% | CZ 3B | 0 | 3.8647 | 1.6151 | 1.6946 | 0.35725 | 0 | 10.096 | 17.6277 | 0 | 17.6277 | 10.66% | CZ 3B | 5.1658 | 0 | 0 | 0 | 0 | 6.5939 | 4.5155 | 16.2752 |  |  | 10.66% | CZ 3B | 0 | 0 | 0 | 0 | 0 | 0 | 0 | 0 |  |  | 10.66% | CZ 3B | 5.6824 | 10.9371 | 4.5708 | 4.7958 | 1.011 | 7.2533 | 33.5386 | 67.7891 | 0 | 67.7891 | 10.66% | CZ 3B | 0.00027385 | 0.00079171 | 0.00033087 | 0.00034716 | 7.3185e-05 | 0.00034956 | 0.0023076 | 0.0044739 | 0 | 0.0044739 | 10.66%
CZ 3C | 0.038671 | 0.093138 | 0.052033 | 0.079329 | 0.016694 | 0.098046 | 0.53538 | 0.91329 | 0 | 0.91329 | 1.431% | CZ 3C | 2.781 | 1.9887 | 1.111 | 1.6939 | 0.35647 | 7.0509 | 14.5997 | 29.5817 | 0 | 29.5817 | 1.431% | CZ 3C | 0 | 1.9887 | 1.111 | 1.6939 | 0.35647 | 0 | 10.0938 | 15.2439 | 0 | 15.2439 | 1.431% | CZ 3C | 2.781 | 0 | 0 | 0 | 0 | 7.0509 | 4.5059 | 14.3378 |  |  | 1.431% | CZ 3C | 0 | 0 | 0 | 0 | 0 | 0 | 0 | 0 |  |  | 1.431% | CZ 3C | 3.0591 | 5.6281 | 3.1443 | 4.7937 | 1.0088 | 7.756 | 33.5219 | 58.9118 | 0 | 58.9118 | 1.431% | CZ 3C | 0.00014743 | 0.0004074 | 0.00022761 | 0.000347 | 7.3024e-05 | 0.00037379 | 0.0023066 | 0.0038829 | 0 | 0.0038829 | 1.431%
CZ 4A | 0.20076 | 0.11597 | 0.060846 | 0.077067 | 0.014329 | 0.094912 | 0.52016 | 1.084 | 0 | 1.084 | 13.28% | CZ 4A | 14.4378 | 2.4762 | 1.2992 | 1.6456 | 0.30596 | 6.8256 | 13.8409 | 40.8312 | 0 | 40.8312 | 13.28% | CZ 4A | 0 | 2.4762 | 1.2992 | 1.6456 | 0.30596 | 0 | 9.9522 | 15.6792 | 0 | 15.6792 | 13.28% | CZ 4A | 14.4378 | 0 | 0 | 0 | 0 | 6.8256 | 3.8887 | 25.152 |  |  | 13.28% | CZ 4A | 0 | 0 | 0 | 0 | 0 | 0 | 0 | 0 |  |  | 13.28% | CZ 4A | 15.8815 | 7.0077 | 3.6768 | 4.657 | 0.86586 | 7.5081 | 32.4423 | 72.0393 | 0 | 72.0393 | 13.28% | CZ 4A | 0.00076538 | 0.00050727 | 0.00026616 | 0.00033711 | 6.2677e-05 | 0.00036184 | 0.0022449 | 0.0045454 | 0 | 0.0045454 | 13.28%
CZ 4B | 0.12184 | 0.14895 | 0.082319 | 0.0796 | 0.016977 | 0.10796 | 0.53719 | 1.0948 | 0 | 1.0948 | 0.9513% | CZ 4B | 8.7623 | 3.1804 | 1.7577 | 1.6997 | 0.36251 | 7.764 | 14.6904 | 38.217 | 0 | 38.217 | 0.9513% | CZ 4B | 0 | 3.1804 | 1.7577 | 1.6997 | 0.36251 | 0 | 10.1107 | 17.111 | 0 | 17.111 | 0.9513% | CZ 4B | 8.7623 | 0 | 0 | 0 | 0 | 7.764 | 4.5797 | 21.106 |  |  | 0.9513% | CZ 4B | 0 | 0 | 0 | 0 | 0 | 0 | 0 | 0 |  |  | 0.9513% | CZ 4B | 9.6386 | 9.0005 | 4.9744 | 4.81 | 1.0259 | 8.5404 | 33.651 | 71.6407 | 0 | 71.6407 | 0.9513% | CZ 4B | 0.00046451 | 0.00065152 | 0.00036008 | 0.00034819 | 7.4262e-05 | 0.00041159 | 0.002314 | 0.0046242 | 0 | 0.0046242 | 0.9513%
CZ 4C | 0.1621 | 0.067696 | 0.06223 | 0.079557 | 0.016932 | 0.1181 | 0.53691 | 1.0435 | 0 | 1.0435 | 4.145% | CZ 4C | 11.6576 | 1.4455 | 1.3288 | 1.6987 | 0.36155 | 8.4934 | 14.6761 | 39.6616 | 0 | 39.6616 | 4.145% | CZ 4C | 0 | 1.4455 | 1.3288 | 1.6987 | 0.36155 | 0 | 10.108 | 14.9426 | 0 | 14.9426 | 4.145% | CZ 4C | 11.6576 | 0 | 0 | 0 | 0 | 8.4934 | 4.5681 | 24.7191 |  |  | 4.145% | CZ 4C | 0 | 0 | 0 | 0 | 0 | 0 | 0 | 0 |  |  | 4.145% | CZ 4C | 12.8234 | 4.0907 | 3.7604 | 4.8075 | 1.0232 | 9.3427 | 33.6306 | 69.4784 | 0 | 69.4784 | 4.145% | CZ 4C | 0.000618 | 0.00029611 | 0.00027221 | 0.000348 | 7.4066e-05 | 0.00045026 | 0.0023129 | 0.0043715 | 0 | 0.0043715 | 4.145%
CZ 5A | 0.27962 | 0.075882 | 0.06187 | 0.076721 | 0.013967 | 0.099403 | 0.51784 | 1.1253 | 0 | 1.1253 | 18.37% | CZ 5A | 20.1084 | 1.6203 | 1.3211 | 1.6382 | 0.29824 | 7.1485 | 13.7249 | 45.8597 | 0 | 45.8597 | 18.37% | CZ 5A | 0 | 1.6203 | 1.3211 | 1.6382 | 0.29824 | 0 | 9.9306 | 14.8084 | 0 | 14.8084 | 18.37% | CZ 5A | 20.1084 | 0 | 0 | 0 | 0 | 7.1485 | 3.7943 | 31.0513 |  |  | 18.37% | CZ 5A | 0 | 0 | 0 | 0 | 0 | 0 | 0 | 0 |  |  | 18.37% | CZ 5A | 22.1193 | 4.5854 | 3.7387 | 4.6361 | 0.84401 | 7.8634 | 32.2774 | 76.0642 | 0 | 76.0642 | 18.37% | CZ 5A | 0.001066 | 0.00033193 | 0.00027063 | 0.00033559 | 6.1096e-05 | 0.00037896 | 0.0022355 | 0.0046797 | 0 | 0.0046797 | 18.37%
CZ 5B | 0.19571 | 0.12146 | 0.079496 | 0.078534 | 0.015863 | 0.10824 | 0.53003 | 1.1293 | 0 | 1.1293 | 9.803% | CZ 5B | 14.0743 | 2.5935 | 1.6975 | 1.6769 | 0.33871 | 7.7839 | 14.3329 | 42.4977 | 0 | 42.4977 | 9.803% | CZ 5B | 0 | 2.5935 | 1.6975 | 1.6769 | 0.33871 | 0 | 10.044 | 16.3506 | 0 | 16.3506 | 9.803% | CZ 5B | 14.0743 | 0 | 0 | 0 | 0 | 7.7839 | 4.2889 | 26.1471 |  |  | 9.803% | CZ 5B | 0 | 0 | 0 | 0 | 0 | 0 | 0 | 0 |  |  | 9.803% | CZ 5B | 15.4818 | 7.3397 | 4.8038 | 4.7456 | 0.95854 | 8.5623 | 33.1423 | 75.0341 | 0 | 75.0341 | 9.803% | CZ 5B | 0.00074612 | 0.0005313 | 0.00034773 | 0.00034352 | 6.9386e-05 | 0.00041265 | 0.0022849 | 0.0047357 | 0 | 0.0047357 | 9.803%
CZ 5C | 0.15221 | 0.056972 | 0.061471 | 0.079559 | 0.016935 | 0.1167 | 0.53692 | 1.0208 | 0 | 1.0208 | 0.2898% | CZ 5C | 10.9459 | 1.2165 | 1.3126 | 1.6988 | 0.3616 | 8.3923 | 14.6769 | 38.6045 | 0 | 38.6045 | 0.2898% | CZ 5C | 0 | 1.2165 | 1.3126 | 1.6988 | 0.3616 | 0 | 10.1082 | 14.6976 | 0 | 14.6976 | 0.2898% | CZ 5C | 10.9459 | 0 | 0 | 0 | 0 | 8.3923 | 4.5687 | 23.9069 |  |  | 0.2898% | CZ 5C | 0 | 0 | 0 | 0 | 0 | 0 | 0 | 0 |  |  | 0.2898% | CZ 5C | 12.0405 | 3.4427 | 3.7146 | 4.8076 | 1.0233 | 9.2315 | 33.6317 | 67.8918 | 0 | 67.8918 | 0.2898% | CZ 5C | 0.00058027 | 0.00024921 | 0.00026889 | 0.00034801 | 7.4077e-05 | 0.0004449 | 0.0023129 | 0.0042783 | 0 | 0.0042783 | 0.2898%
CZ 6A | 0.37367 | 0.081402 | 0.062457 | 0.077023 | 0.014283 | 0.10777 | 0.51987 | 1.2365 | 0 | 1.2365 | 5.955% | CZ 6A | 26.8726 | 1.7381 | 1.3336 | 1.6446 | 0.30498 | 7.75 | 13.8262 | 53.4702 | 0 | 53.4702 | 5.955% | CZ 6A | 0 | 1.7381 | 1.3336 | 1.6446 | 0.30498 | 0 | 9.9495 | 14.9709 | 0 | 14.9709 | 5.955% | CZ 6A | 26.8726 | 0 | 0 | 0 | 0 | 7.75 | 3.8767 | 38.4993 |  |  | 5.955% | CZ 6A | 0 | 0 | 0 | 0 | 0 | 0 | 0 | 0 |  |  | 5.955% | CZ 6A | 29.5599 | 4.9189 | 3.7742 | 4.6543 | 0.86309 | 8.525 | 32.4214 | 84.7168 | 0 | 84.7168 | 5.955% | CZ 6A | 0.0014246 | 0.00035607 | 0.0002732 | 0.00033692 | 6.2477e-05 | 0.00041085 | 0.0022437 | 0.0051078 | 0 | 0.0051078 | 5.955%
CZ 6B | 0.28965 | 0.076919 | 0.06812 | 0.078056 | 0.015363 | 0.11171 | 0.52681 | 1.1666 | 0 | 1.1666 | 1.602% | CZ 6B | 20.8298 | 1.6424 | 1.4545 | 1.6667 | 0.32803 | 8.0333 | 14.1725 | 48.1272 | 0 | 48.1272 | 1.602% | CZ 6B | 0 | 1.6424 | 1.4545 | 1.6667 | 0.32803 | 0 | 10.0141 | 15.1058 | 0 | 15.1058 | 1.602% | CZ 6B | 20.8298 | 0 | 0 | 0 | 0 | 8.0333 | 4.1584 | 33.0214 |  |  | 1.602% | CZ 6B | 0 | 0 | 0 | 0 | 0 | 0 | 0 | 0 |  |  | 1.602% | CZ 6B | 22.9127 | 4.6481 | 4.1164 | 4.7167 | 0.92833 | 8.8366 | 32.9141 | 79.0729 | 0 | 79.0729 | 1.602% | CZ 6B | 0.0011042 | 0.00033646 | 0.00029797 | 0.00034143 | 6.7199e-05 | 0.00042586 | 0.0022719 | 0.0048451 | 0 | 0.0048451 | 1.602%
CZ 7 | 0.43539 | 0.067673 | 0.06461 | 0.077937 | 0.015239 | 0.12026 | 0.52602 | 1.3071 | 0 | 1.3071 | 0.8442% | CZ 7 | 31.3109 | 1.445 | 1.3796 | 1.6642 | 0.32539 | 8.6483 | 14.1329 | 58.9062 | 0 | 58.9062 | 0.8442% | CZ 7 | 0 | 1.445 | 1.3796 | 1.6642 | 0.32539 | 0 | 10.0067 | 14.8208 | 0 | 14.8208 | 0.8442% | CZ 7 | 31.3109 | 0 | 0 | 0 | 0 | 8.6483 | 4.1262 | 44.0854 |  |  | 0.8442% | CZ 7 | 0 | 0 | 0 | 0 | 0 | 0 | 0 | 0 |  |  | 0.8442% | CZ 7 | 34.442 | 4.0893 | 3.9042 | 4.7096 | 0.92086 | 9.5131 | 32.8577 | 90.4369 | 0 | 90.4369 | 0.8442% | CZ 7 | 0.0016599 | 0.00029602 | 0.00028262 | 0.00034091 | 6.6659e-05 | 0.00045847 | 0.0022687 | 0.0053732 | 0 | 0.0053732 | 0.8442%
CZ 8 | 0.60597 | 0.053417 | 0.070817 | 0.079559 | 0.016935 | 0.14247 | 0.53692 | 1.5061 | 0 | 1.5061 | 0.01051% | CZ 8 | 43.578 | 1.1406 | 1.5121 | 1.6988 | 0.3616 | 10.2456 | 14.6769 | 73.2136 | 0 | 73.2136 | 0.01051% | CZ 8 | 0 | 1.1406 | 1.5121 | 1.6988 | 0.3616 | 0 | 10.1082 | 14.8213 | 0 | 14.8213 | 0.01051% | CZ 8 | 43.578 | 0 | 0 | 0 | 0 | 10.2456 | 4.5687 | 58.3923 |  |  | 0.01051% | CZ 8 | 0 | 0 | 0 | 0 | 0 | 0 | 0 | 0 |  |  | 0.01051% | CZ 8 | 47.9358 | 3.2279 | 4.2793 | 4.8076 | 1.0233 | 11.2702 | 33.6317 | 106.1758 | 0 | 106.1758 | 0.01051% | CZ 8 | 0.0023102 | 0.00023366 | 0.00030977 | 0.00034801 | 7.4077e-05 | 0.00054315 | 0.0023129 | 0.0061318 | 0 | 0.0061318 | 0.01051%
US Weighted | 0.17409 | 0.15068 | 0.069945 | 0.078386 | 0.015655 | 0.096391 | 0.52903 | 1.1142 | 0 | 1.1142 | 100% | US Weighted | 12.5198 | 3.2175 | 1.4935 | 1.6737 | 0.33427 | 6.9319 | 14.2736 | 40.4444 | 0 | 40.4444 | 100% | US Weighted | 0 | 3.2175 | 1.4935 | 1.6737 | 0.33427 | 0 | 10.0389 | 16.7579 | 0 | 16.7579 | 100% | US Weighted | 12.5198 | 0 | 0 | 0 | 0 | 6.9319 | 4.2347 | 23.6865 |  |  | 100% | US Weighted | 0 | 0 | 0 | 0 | 0 | 0 | 0 | 0 |  |  | 100% | US Weighted | 13.7718 | 9.1055 | 4.2266 | 4.7367 | 0.94598 | 7.6251 | 33.0683 | 73.48 | 0 | 73.48 | 100% | US Weighted | 0.00066371 | 0.00065912 | 0.00030595 | 0.00034288 | 6.8477e-05 | 0.00036748 | 0.002281 | 0.0046886 | 0 | 0.0046886 | 100%
Energy Cost Index ($/sq ft/yr) for IECC-Res 2012 | [10 empty] | Single-Family - Gas Furnace | Site Energy Use Intensity (kBtu/sq ft/yr) for IECC-Res 2012 | [10 empty] | Single-Family - Gas Furnace | Electric Use Intensity (kBtu/sq ft/yr) for IECC-Res 2012 | [10 empty] | Single-Family - Gas Furnace | Gas Use Intensity (kBtu/sq ft/yr) for IECC-Res 2012 | [10 empty] | Single-Family - Gas Furnace | Oil Use Intensity (kBtu/sq ft/yr) for IECC-Res 2012 | [10 empty] | Single-Family - Gas Furnace | Source Energy Use Index (kBtu/sq ft/yr) for IECC-Res 2012 | [10 empty] | Single-Family - Gas Furnace | Carbon Emissions (ton/sq ft/yr) for IECC-Res 2012 | [10 empty] | Single-Family - Gas Furnace
Costs: Electricity: $0.1598/kWh ¦ Natural Gas: $1.391/therm ¦ Oil: $4.1392/gal | [9 empty] | Prototype Floor Area (sq ft): | 2376 | [10 empty] | Prototype Floor Area (sq ft): | 2376 | [10 empty] | Prototype Floor Area (sq ft): | 2376 | [10 empty] | Prototype Floor Area (sq ft): | 2376 | [10 empty] | Prototype Floor Area (sq ft): | 2376 | Site-to-Source Factors: Electricity: 2.83 ¦ Natural Gas: 1.1 ¦ Oil: 1.01 | [9 empty] | Prototype Floor Area (sq ft): | 2376 | Conversion [ton/kBtu]: Electricity: 4,881 ¦ Natural Gas: 18,863 ¦ Oil: 13,521 | [9 empty] | Prototype Floor Area (sq ft): | 2376
IECC-Res 2012 | Heat | Cool | Fans_Aux | Lgt_Int | Lgt_Ext | DHW | Appls | Total | PV | Net_Total | Weight | IECC-Res 2012 | Heat | Cool | Fans_Aux | Lgt_Int | Lgt_Ext | DHW | Appls | Total | PV | Net_Total | Weight | IECC-Res 2012 | Heat | Cool | Fans_Aux | Lgt_Int | Lgt_Ext | DHW | Appls | Total | PV | Net_Total | Weight | IECC-Res 2012 | Heat | Cool | Fans_Aux | Lgt_Int | Lgt_Ext | DHW | Appls | Total | PV | Net_Total | Weight | IECC-Res 2012 | Heat | Cool | Fans_Aux | Lgt_Int | Lgt_Ext | DHW | Appls | Total | PV | Net_Total | Weight | IECC-Res 2012 | Heat | Cool | Fans_Aux | Lgt_Int | Lgt_Ext | DHW | Appls | Total | PV | Net_Total | Weight | IECC-Res 2012 | Heat | Cool | Fans_Aux | Lgt_Int | Lgt_Ext | DHW | Appls | Total | PV | Net_Total | Weight
CZ 1AWH | 0.011659 | 0.34955 | 0.082033 | 0.079796 | 0.017183 | 0.072397 | 0.53852 | 1.1511 | 0 | 1.1511 | 0.9471% | CZ 1AWH | 0.83844 | 7.4638 | 1.7516 | 1.7039 | 0.36689 | 5.2064 | 14.7563 | 32.0872 | 0 | 32.0872 | 0.9471% | CZ 1AWH | 0 | 7.4638 | 1.7516 | 1.7039 | 0.36689 | 0 | 10.123 | 21.4091 | 0 | 21.4091 | 0.9471% | CZ 1AWH | 0.83844 | 0 | 0 | 0 | 0 | 5.2064 | 4.6333 | 10.6781 |  |  | 0.9471% | CZ 1AWH | 0 | 0 | 0 | 0 | 0 | 0 | 0 | 0 |  |  | 0.9471% | CZ 1AWH | 0.92228 | 21.1224 | 4.9571 | 4.8219 | 1.0383 | 5.727 | 33.7447 | 72.3337 | 0 | 72.3337 | 0.9471% | CZ 1AWH | 4.4448e-05 | 0.001529 | 0.00035883 | 0.00034905 | 7.516e-05 | 0.000276 | 0.0023194 | 0.0049519 | 0 | 0.0049519 | 0.9471%
CZ 1AWHT | 0.0003912 | 0.36996 | 0.08362 | 0.079559 | 0.016935 | 0.069742 | 0.53692 | 1.1571 | 0 | 1.1571 | 0.2232% | CZ 1AWHT | 0.028133 | 7.8996 | 1.7855 | 1.6988 | 0.3616 | 5.0154 | 14.6769 | 31.4659 | 0 | 31.4659 | 0.2232% | CZ 1AWHT | 0 | 7.8996 | 1.7855 | 1.6988 | 0.3616 | 0 | 10.1082 | 21.8536 | 0 | 21.8536 | 0.2232% | CZ 1AWHT | 0.028133 | 0 | 0 | 0 | 0 | 5.0154 | 4.5687 | 9.6122 |  |  | 0.2232% | CZ 1AWHT | 0 | 0 | 0 | 0 | 0 | 0 | 0 | 0 |  |  | 0.2232% | CZ 1AWHT | 0.030946 | 22.3558 | 5.053 | 4.8076 | 1.0233 | 5.517 | 33.6317 | 72.4193 | 0 | 72.4193 | 0.2232% | CZ 1AWHT | 1.4914e-06 | 0.0016183 | 0.00036577 | 0.00034801 | 7.4077e-05 | 0.00026588 | 0.0023129 | 0.0049864 | 0 | 0.0049864 | 0.2232%
CZ 1AWHTS | 5.5944e-05 | 0.42608 | 0.11048 | 0.13048 | 0.027774 | 0.01872 | 0.88057 | 1.5942 | 0 | 1.5942 | 0.2232% | CZ 1AWHTS | 0.0040232 | 9.098 | 2.359 | 2.7861 | 0.59304 | 1.3463 | 24.0706 | 40.2571 | 0 | 40.2571 | 0.2232% | CZ 1AWHTS | 0 | 9.098 | 2.359 | 2.7861 | 0.59304 | 0 | 16.5778 | 31.414 | 0 | 31.414 | 0.2232% | CZ 1AWHTS | 0.0040232 | 0 | 0 | 0 | 0 | 1.3463 | 7.4928 | 8.8431 |  |  | 0.2232% | CZ 1AWHTS | 0 | 0 | 0 | 0 | 0 | 0 | 0 | 0 |  |  | 0.2232% | CZ 1AWHTS | 0.0044255 | 25.7474 | 6.6761 | 7.8846 | 1.6783 | 1.4809 | 55.1572 | 98.629 | 0 | 98.629 | 0.2232% | CZ 1AWHTS | 2.1328e-07 | 0.0018638 | 0.00048327 | 0.00057075 | 0.00012149 | 7.1369e-05 | 0.0037933 | 0.0069042 | 0 | 0.0069042 | 0.2232%
CZ 2AWH | 0.048302 | 0.2928 | 0.080998 | 0.079759 | 0.017143 | 0.08081 | 0.53826 | 1.1381 | 0 | 1.1381 | 15.93% | CZ 2AWH | 3.4736 | 6.2521 | 1.7295 | 1.7031 | 0.36606 | 5.8114 | 14.7438 | 34.0795 | 0 | 34.0795 | 15.93% | CZ 2AWH | 0 | 6.2521 | 1.7295 | 1.7031 | 0.36606 | 0 | 10.1207 | 20.1714 | 0 | 20.1714 | 15.93% | CZ 2AWH | 3.4736 | 0 | 0 | 0 | 0 | 5.8114 | 4.6231 | 13.9081 |  |  | 15.93% | CZ 2AWH | 0 | 0 | 0 | 0 | 0 | 0 | 0 | 0 |  |  | 15.93% | CZ 2AWH | 3.8209 | 17.6935 | 4.8945 | 4.8196 | 1.0359 | 6.3926 | 33.7269 | 72.384 | 0 | 72.384 | 15.93% | CZ 2AWH | 0.00018414 | 0.0012808 | 0.0003543 | 0.00034888 | 7.4989e-05 | 0.00030808 | 0.0023184 | 0.0048696 | 0 | 0.0048696 | 15.93%
CZ 2B | 0.063794 | 0.28662 | 0.094897 | 0.079791 | 0.017178 | 0.081307 | 0.53848 | 1.1621 | 0 | 1.1621 | 4.79% | CZ 2B | 4.5877 | 6.12 | 2.0263 | 1.7038 | 0.36679 | 5.8471 | 14.7547 | 35.4065 | 0 | 35.4065 | 4.79% | CZ 2B | 0 | 6.12 | 2.0263 | 1.7038 | 0.36679 | 0 | 10.1227 | 20.3396 | 0 | 20.3396 | 4.79% | CZ 2B | 4.5877 | 0 | 0 | 0 | 0 | 5.8471 | 4.632 | 15.0669 |  |  | 4.79% | CZ 2B | 0 | 0 | 0 | 0 | 0 | 0 | 0 | 0 |  |  | 4.79% | CZ 2B | 5.0465 | 17.3197 | 5.7344 | 4.8216 | 1.038 | 6.4319 | 33.7425 | 74.1346 | 0 | 74.1346 | 4.79% | CZ 2B | 0.00024321 | 0.0012537 | 0.0004151 | 0.00034903 | 7.5139e-05 | 0.00030997 | 0.0023193 | 0.0049654 | 0 | 0.0049654 | 4.79%
CZ 3A | 0.11509 | 0.16069 | 0.066197 | 0.079402 | 0.016771 | 0.097892 | 0.53587 | 1.0719 | 0 | 1.0719 | 7.35% | CZ 3A | 8.2768 | 3.431 | 1.4135 | 1.6954 | 0.3581 | 7.0398 | 14.6242 | 36.8389 | 0 | 36.8389 | 7.35% | CZ 3A | 0 | 3.431 | 1.4135 | 1.6954 | 0.3581 | 0 | 10.0983 | 16.9964 | 0 | 16.9964 | 7.35% | CZ 3A | 8.2768 | 0 | 0 | 0 | 0 | 7.0398 | 4.5258 | 19.8425 |  |  | 7.35% | CZ 3A | 0 | 0 | 0 | 0 | 0 | 0 | 0 | 0 |  |  | 7.35% | CZ 3A | 9.1045 | 9.7099 | 4.0001 | 4.7981 | 1.0134 | 7.7438 | 33.5568 | 69.9266 | 0 | 69.9266 | 7.35% | CZ 3A | 0.00043878 | 0.00070287 | 0.00028956 | 0.00034732 | 7.3359e-05 | 0.0003732 | 0.0023086 | 0.0045337 | 0 | 0.0045337 | 7.35%
CZ 3AWH | 0.08188 | 0.18805 | 0.066237 | 0.079688 | 0.017069 | 0.09451 | 0.53779 | 1.0652 | 0 | 1.0652 | 3.195% | CZ 3AWH | 5.8884 | 4.0153 | 1.4143 | 1.7015 | 0.36447 | 6.7966 | 14.7199 | 34.9006 | 0 | 34.9006 | 3.195% | CZ 3AWH | 0 | 4.0153 | 1.4143 | 1.7015 | 0.36447 | 0 | 10.1162 | 17.6119 | 0 | 17.6119 | 3.195% | CZ 3AWH | 5.8884 | 0 | 0 | 0 | 0 | 6.7966 | 4.6037 | 17.2887 |  |  | 3.195% | CZ 3AWH | 0 | 0 | 0 | 0 | 0 | 0 | 0 | 0 |  |  | 3.195% | CZ 3AWH | 6.4772 | 11.3634 | 4.0026 | 4.8153 | 1.0314 | 7.4763 | 33.6929 | 68.8592 | 0 | 68.8592 | 3.195% | CZ 3AWH | 0.00031216 | 0.00082257 | 0.00028974 | 0.00034857 | 7.4664e-05 | 0.00036031 | 0.0023164 | 0.0045244 | 0 | 0.0045244 | 3.195%
CZ 3B | 0.072127 | 0.18114 | 0.075719 | 0.079364 | 0.016731 | 0.091907 | 0.53561 | 1.0526 | 0 | 1.0526 | 10.66% | CZ 3B | 5.187 | 3.8678 | 1.6168 | 1.6946 | 0.35725 | 6.6094 | 14.6115 | 33.9443 | 0 | 33.9443 | 10.66% | CZ 3B | 0 | 3.8678 | 1.6168 | 1.6946 | 0.35725 | 0 | 10.096 | 17.6324 | 0 | 17.6324 | 10.66% | CZ 3B | 5.187 | 0 | 0 | 0 | 0 | 6.6094 | 4.5155 | 16.3119 |  |  | 10.66% | CZ 3B | 0 | 0 | 0 | 0 | 0 | 0 | 0 | 0 |  |  | 10.66% | CZ 3B | 5.7057 | 10.9458 | 4.5755 | 4.7958 | 1.011 | 7.2704 | 33.5386 | 67.8428 | 0 | 67.8428 | 10.66% | CZ 3B | 0.00027498 | 0.00079234 | 0.00033121 | 0.00034716 | 7.3185e-05 | 0.00035038 | 0.0023076 | 0.0044769 | 0 | 0.0044769 | 10.66%
CZ 3C | 0.038842 | 0.093144 | 0.052066 | 0.079329 | 0.016694 | 0.098279 | 0.53538 | 0.91373 | 0 | 0.91373 | 1.431% | CZ 3C | 2.7933 | 1.9889 | 1.1117 | 1.6939 | 0.35647 | 7.0677 | 14.5997 | 29.6116 | 0 | 29.6116 | 1.431% | CZ 3C | 0 | 1.9889 | 1.1117 | 1.6939 | 0.35647 | 0 | 10.0938 | 15.2447 | 0 | 15.2447 | 1.431% | CZ 3C | 2.7933 | 0 | 0 | 0 | 0 | 7.0677 | 4.5059 | 14.3668 |  |  | 1.431% | CZ 3C | 0 | 0 | 0 | 0 | 0 | 0 | 0 | 0 |  |  | 1.431% | CZ 3C | 3.0726 | 5.6285 | 3.1462 | 4.7937 | 1.0088 | 7.7744 | 33.5219 | 58.9461 | 0 | 58.9461 | 1.431% | CZ 3C | 0.00014808 | 0.00040743 | 0.00022775 | 0.000347 | 7.3024e-05 | 0.00037468 | 0.0023066 | 0.0038846 | 0 | 0.0038846 | 1.431%
CZ 4A | 0.20113 | 0.11598 | 0.06088 | 0.077067 | 0.014329 | 0.095135 | 0.52016 | 1.0847 | 0 | 1.0847 | 13.28% | CZ 4A | 14.4645 | 2.4764 | 1.2999 | 1.6456 | 0.30596 | 6.8416 | 13.8409 | 40.8749 | 0 | 40.8749 | 13.28% | CZ 4A | 0 | 2.4764 | 1.2999 | 1.6456 | 0.30596 | 0 | 9.9522 | 15.6801 | 0 | 15.6801 | 13.28% | CZ 4A | 14.4645 | 0 | 0 | 0 | 0 | 6.8416 | 3.8887 | 25.1948 |  |  | 13.28% | CZ 4A | 0 | 0 | 0 | 0 | 0 | 0 | 0 | 0 |  |  | 13.28% | CZ 4A | 15.911 | 7.0083 | 3.6788 | 4.657 | 0.86586 | 7.5258 | 32.4423 | 72.0891 | 0 | 72.0891 | 13.28% | CZ 4A | 0.0007668 | 0.00050732 | 0.0002663 | 0.00033711 | 6.2677e-05 | 0.00036269 | 0.0022449 | 0.0045478 | 0 | 0.0045478 | 13.28%
CZ 4B | 0.12242 | 0.14905 | 0.082441 | 0.0796 | 0.016977 | 0.10821 | 0.53719 | 1.0959 | 0 | 1.0959 | 0.9513% | CZ 4B | 8.8037 | 3.1826 | 1.7603 | 1.6997 | 0.36251 | 7.7819 | 14.6904 | 38.2811 | 0 | 38.2811 | 0.9513% | CZ 4B | 0 | 3.1826 | 1.7603 | 1.6997 | 0.36251 | 0 | 10.1107 | 17.1158 | 0 | 17.1158 | 0.9513% | CZ 4B | 8.8037 | 0 | 0 | 0 | 0 | 7.7819 | 4.5797 | 21.1653 |  |  | 0.9513% | CZ 4B | 0 | 0 | 0 | 0 | 0 | 0 | 0 | 0 |  |  | 0.9513% | CZ 4B | 9.6841 | 9.0068 | 4.9817 | 4.81 | 1.0259 | 8.5601 | 33.651 | 71.7196 | 0 | 71.7196 | 0.9513% | CZ 4B | 0.00046671 | 0.00065198 | 0.00036062 | 0.00034819 | 7.4262e-05 | 0.00041254 | 0.002314 | 0.0046283 | 0 | 0.0046283 | 0.9513%
CZ 4C | 0.16255 | 0.067687 | 0.062292 | 0.079557 | 0.016932 | 0.11838 | 0.53691 | 1.0443 | 0 | 1.0443 | 4.145% | CZ 4C | 11.69 | 1.4453 | 1.3301 | 1.6987 | 0.36155 | 8.5131 | 14.6761 | 39.7148 | 0 | 39.7148 | 4.145% | CZ 4C | 0 | 1.4453 | 1.3301 | 1.6987 | 0.36155 | 0 | 10.108 | 14.9437 | 0 | 14.9437 | 4.145% | CZ 4C | 11.69 | 0 | 0 | 0 | 0 | 8.5131 | 4.5681 | 24.7711 |  |  | 4.145% | CZ 4C | 0 | 0 | 0 | 0 | 0 | 0 | 0 | 0 |  |  | 4.145% | CZ 4C | 12.859 | 4.0902 | 3.7642 | 4.8075 | 1.0232 | 9.3644 | 33.6306 | 69.5389 | 0 | 69.5389 | 4.145% | CZ 4C | 0.00061972 | 0.00029608 | 0.00027248 | 0.000348 | 7.4066e-05 | 0.0004513 | 0.0023129 | 0.0043745 | 0 | 0.0043745 | 4.145%
CZ 5A | 0.28014 | 0.075879 | 0.061914 | 0.076721 | 0.013967 | 0.099647 | 0.51784 | 1.1261 | 0 | 1.1261 | 18.37% | CZ 5A | 20.1458 | 1.6202 | 1.322 | 1.6382 | 0.29824 | 7.166 | 13.7249 | 45.9154 | 0 | 45.9154 | 18.37% | CZ 5A | 0 | 1.6202 | 1.322 | 1.6382 | 0.29824 | 0 | 9.9306 | 14.8093 | 0 | 14.8093 | 18.37% | CZ 5A | 20.1458 | 0 | 0 | 0 | 0 | 7.166 | 3.7943 | 31.1061 |  |  | 18.37% | CZ 5A | 0 | 0 | 0 | 0 | 0 | 0 | 0 | 0 |  |  | 18.37% | CZ 5A | 22.1604 | 4.5852 | 3.7413 | 4.6361 | 0.84401 | 7.8826 | 32.2774 | 76.127 | 0 | 76.127 | 18.37% | CZ 5A | 0.001068 | 0.00033191 | 0.00027083 | 0.00033559 | 6.1096e-05 | 0.00037989 | 0.0022355 | 0.0046828 | 0 | 0.0046828 | 18.37%
CZ 5B | 0.19623 | 0.12148 | 0.079568 | 0.078534 | 0.015863 | 0.10851 | 0.53003 | 1.1302 | 0 | 1.1302 | 9.803% | CZ 5B | 14.1117 | 2.5939 | 1.699 | 1.6769 | 0.33871 | 7.8033 | 14.3329 | 42.5563 | 0 | 42.5563 | 9.803% | CZ 5B | 0 | 2.5939 | 1.699 | 1.6769 | 0.33871 | 0 | 10.044 | 16.3525 | 0 | 16.3525 | 9.803% | CZ 5B | 14.1117 | 0 | 0 | 0 | 0 | 7.8033 | 4.2889 | 26.2039 |  |  | 9.803% | CZ 5B | 0 | 0 | 0 | 0 | 0 | 0 | 0 | 0 |  |  | 9.803% | CZ 5B | 15.5229 | 7.3407 | 4.8081 | 4.7456 | 0.95854 | 8.5836 | 33.1423 | 75.1017 | 0 | 75.1017 | 9.803% | CZ 5B | 0.0007481 | 0.00053137 | 0.00034805 | 0.00034352 | 6.9386e-05 | 0.00041367 | 0.0022849 | 0.004739 | 0 | 0.004739 | 9.803%
CZ 5C | 0.15259 | 0.056954 | 0.061526 | 0.079559 | 0.016935 | 0.11699 | 0.53692 | 1.0215 | 0 | 1.0215 | 0.2898% | CZ 5C | 10.9734 | 1.2161 | 1.3137 | 1.6988 | 0.3616 | 8.4135 | 14.6769 | 38.654 | 0 | 38.654 | 0.2898% | CZ 5C | 0 | 1.2161 | 1.3137 | 1.6988 | 0.3616 | 0 | 10.1082 | 14.6984 | 0 | 14.6984 | 0.2898% | CZ 5C | 10.9734 | 0 | 0 | 0 | 0 | 8.4135 | 4.5687 | 23.9556 |  |  | 0.2898% | CZ 5C | 0 | 0 | 0 | 0 | 0 | 0 | 0 | 0 |  |  | 0.2898% | CZ 5C | 12.0708 | 3.4416 | 3.7179 | 4.8076 | 1.0233 | 9.2548 | 33.6317 | 67.9477 | 0 | 67.9477 | 0.2898% | CZ 5C | 0.00058173 | 0.00024913 | 0.00026913 | 0.00034801 | 7.4077e-05 | 0.00044602 | 0.0023129 | 0.004281 | 0 | 0.004281 | 0.2898%
CZ 6A | 0.37437 | 0.081404 | 0.062503 | 0.077023 | 0.014283 | 0.10803 | 0.51987 | 1.2375 | 0 | 1.2375 | 5.955% | CZ 6A | 26.9224 | 1.7382 | 1.3346 | 1.6446 | 0.30498 | 7.7689 | 13.8262 | 53.5399 | 0 | 53.5399 | 5.955% | CZ 6A | 0 | 1.7382 | 1.3346 | 1.6446 | 0.30498 | 0 | 9.9495 | 14.9719 | 0 | 14.9719 | 5.955% | CZ 6A | 26.9224 | 0 | 0 | 0 | 0 | 7.7689 | 3.8767 | 38.568 |  |  | 5.955% | CZ 6A | 0 | 0 | 0 | 0 | 0 | 0 | 0 | 0 |  |  | 5.955% | CZ 6A | 29.6146 | 4.919 | 3.7769 | 4.6543 | 0.86309 | 8.5458 | 32.4214 | 84.7952 | 0 | 84.7952 | 5.955% | CZ 6A | 0.0014272 | 0.00035608 | 0.0002734 | 0.00033692 | 6.2477e-05 | 0.00041185 | 0.0022437 | 0.0051117 | 0 | 0.0051117 | 5.955%
CZ 6B | 0.29034 | 0.076924 | 0.068182 | 0.078056 | 0.015363 | 0.11199 | 0.52681 | 1.1677 | 0 | 1.1677 | 1.602% | CZ 6B | 20.88 | 1.6425 | 1.4559 | 1.6667 | 0.32803 | 8.0534 | 14.1725 | 48.199 | 0 | 48.199 | 1.602% | CZ 6B | 0 | 1.6425 | 1.4559 | 1.6667 | 0.32803 | 0 | 10.0141 | 15.1072 | 0 | 15.1072 | 1.602% | CZ 6B | 20.88 | 0 | 0 | 0 | 0 | 8.0534 | 4.1584 | 33.0918 |  |  | 1.602% | CZ 6B | 0 | 0 | 0 | 0 | 0 | 0 | 0 | 0 |  |  | 1.602% | CZ 6B | 22.968 | 4.6483 | 4.1201 | 4.7167 | 0.92833 | 8.8588 | 32.9141 | 79.1544 | 0 | 79.1544 | 1.602% | CZ 6B | 0.0011069 | 0.00033648 | 0.00029824 | 0.00034143 | 6.7199e-05 | 0.00042693 | 0.0022719 | 0.0048491 | 0 | 0.0048491 | 1.602%
CZ 7 | 0.4364 | 0.067671 | 0.064672 | 0.077937 | 0.015239 | 0.12057 | 0.52602 | 1.3085 | 0 | 1.3085 | 0.8442% | CZ 7 | 31.3837 | 1.445 | 1.3809 | 1.6642 | 0.32539 | 8.6705 | 14.1329 | 59.0025 | 0 | 59.0025 | 0.8442% | CZ 7 | 0 | 1.445 | 1.3809 | 1.6642 | 0.32539 | 0 | 10.0067 | 14.8221 | 0 | 14.8221 | 0.8442% | CZ 7 | 31.3837 | 0 | 0 | 0 | 0 | 8.6705 | 4.1262 | 44.1804 |  |  | 0.8442% | CZ 7 | 0 | 0 | 0 | 0 | 0 | 0 | 0 | 0 |  |  | 0.8442% | CZ 7 | 34.522 | 4.0892 | 3.908 | 4.7096 | 0.92086 | 9.5376 | 32.8577 | 90.545 | 0 | 90.545 | 0.8442% | CZ 7 | 0.0016637 | 0.00029601 | 0.00028289 | 0.00034091 | 6.6659e-05 | 0.00045965 | 0.0022687 | 0.0053785 | 0 | 0.0053785 | 0.8442%
CZ 8 | 0.60703 | 0.053391 | 0.070869 | 0.079559 | 0.016935 | 0.14285 | 0.53692 | 1.5076 | 0 | 1.5076 | 0.01051% | CZ 8 | 43.6544 | 1.14 | 1.5132 | 1.6988 | 0.3616 | 10.2732 | 14.6769 | 73.3181 | 0 | 73.3181 | 0.01051% | CZ 8 | 0 | 1.14 | 1.5132 | 1.6988 | 0.3616 | 0 | 10.1082 | 14.8219 | 0 | 14.8219 | 0.01051% | CZ 8 | 43.6544 | 0 | 0 | 0 | 0 | 10.2732 | 4.5687 | 58.4962 |  |  | 0.01051% | CZ 8 | 0 | 0 | 0 | 0 | 0 | 0 | 0 | 0 |  |  | 0.01051% | CZ 8 | 48.0198 | 3.2263 | 4.2825 | 4.8076 | 1.0233 | 11.3005 | 33.6317 | 106.2917 | 0 | 106.2917 | 0.01051% | CZ 8 | 0.0023142 | 0.00023354 | 0.00031 | 0.00034801 | 7.4077e-05 | 0.00054461 | 0.0023129 | 0.0061374 | 0 | 0.0061374 | 0.01051%
US Weighted | 0.1745 | 0.15069 | 0.069992 | 0.078386 | 0.015655 | 0.096622 | 0.52903 | 1.1149 | 0 | 1.1149 | 100% | US Weighted | 12.549 | 3.2176 | 1.4945 | 1.6737 | 0.33427 | 6.9485 | 14.2736 | 40.4913 | 0 | 40.4913 | 100% | US Weighted | 0 | 3.2176 | 1.4945 | 1.6737 | 0.33427 | 0 | 10.0389 | 16.759 | 0 | 16.759 | 100% | US Weighted | 12.549 | 0 | 0 | 0 | 0 | 6.9485 | 4.2347 | 23.7323 |  |  | 100% | US Weighted | 0 | 0 | 0 | 0 | 0 | 0 | 0 | 0 |  |  | 100% | US Weighted | 13.8039 | 9.1059 | 4.2295 | 4.7367 | 0.94598 | 7.6434 | 33.0683 | 73.5336 | 0 | 73.5336 | 100% | US Weighted | 0.00066526 | 0.00065915 | 0.00030616 | 0.00034288 | 6.8477e-05 | 0.00036836 | 0.002281 | 0.0046913 | 0 | 0.0046913 | 100%
Energy Cost Index ($/sq ft/yr) for IECC-Res 2009 | [10 empty] | Single-Family - Gas Furnace | Site Energy Use Intensity (kBtu/sq ft/yr) for IECC-Res 2009 | [10 empty] | Single-Family - Gas Furnace | Electric Use Intensity (kBtu/sq ft/yr) for IECC-Res 2009 | [10 empty] | Single-Family - Gas Furnace | Gas Use Intensity (kBtu/sq ft/yr) for IECC-Res 2009 | [10 empty] | Single-Family - Gas Furnace | Oil Use Intensity (kBtu/sq ft/yr) for IECC-Res 2009 | [10 empty] | Single-Family - Gas Furnace | Source Energy Use Index (kBtu/sq ft/yr) for IECC-Res 2009 | [10 empty] | Single-Family - Gas Furnace | Carbon Emissions (ton/sq ft/yr) for IECC-Res 2009 | [10 empty] | Single-Family - Gas Furnace
Costs: Electricity: $0.1598/kWh ¦ Natural Gas: $1.391/therm ¦ Oil: $4.1392/gal | [9 empty] | Prototype Floor Area (sq ft): | 2376 | [10 empty] | Prototype Floor Area (sq ft): | 2376 | [10 empty] | Prototype Floor Area (sq ft): | 2376 | [10 empty] | Prototype Floor Area (sq ft): | 2376 | [10 empty] | Prototype Floor Area (sq ft): | 2376 | Site-to-Source Factors: Electricity: 2.83 ¦ Natural Gas: 1.1 ¦ Oil: 1.01 | [9 empty] | Prototype Floor Area (sq ft): | 2376 | Conversion [ton/kBtu]: Electricity: 4,881 ¦ Natural Gas: 18,863 ¦ Oil: 13,521 | [9 empty] | Prototype Floor Area (sq ft): | 2376
IECC-Res 2009 | Heat | Cool | Fans_Aux | Lgt_Int | Lgt_Ext | DHW | Appls | Total | PV | Net_Total | Weight | IECC-Res 2009 | Heat | Cool | Fans_Aux | Lgt_Int | Lgt_Ext | DHW | Appls | Total | PV | Net_Total | Weight | IECC-Res 2009 | Heat | Cool | Fans_Aux | Lgt_Int | Lgt_Ext | DHW | Appls | Total | PV | Net_Total | Weight | IECC-Res 2009 | Heat | Cool | Fans_Aux | Lgt_Int | Lgt_Ext | DHW | Appls | Total | PV | Net_Total | Weight | IECC-Res 2009 | Heat | Cool | Fans_Aux | Lgt_Int | Lgt_Ext | DHW | Appls | Total | PV | Net_Total | Weight | IECC-Res 2009 | Heat | Cool | Fans_Aux | Lgt_Int | Lgt_Ext | DHW | Appls | Total | PV | Net_Total | Weight | IECC-Res 2009 | Heat | Cool | Fans_Aux | Lgt_Int | Lgt_Ext | DHW | Appls | Total | PV | Net_Total | Weight
CZ 1AWH | 0.021564 | 0.40846 | 0.092637 | 0.089979 | 0.0202 | 0.077884 | 0.53852 | 1.2492 | 0 | 1.2492 | 0.9471% | CZ 1AWH | 1.5507 | 8.7217 | 1.978 | 1.9213 | 0.43133 | 5.601 | 14.7563 | 34.9604 | 0 | 34.9604 | 0.9471% | CZ 1AWH | 0 | 8.7217 | 1.978 | 1.9213 | 0.43133 | 0 | 10.123 | 23.1753 | 0 | 23.1753 | 0.9471% | CZ 1AWH | 1.5507 | 0 | 0 | 0 | 0 | 5.601 | 4.6333 | 11.785 |  |  | 0.9471% | CZ 1AWH | 0 | 0 | 0 | 0 | 0 | 0 | 0 | 0 |  |  | 0.9471% | CZ 1AWH | 1.7058 | 24.6824 | 5.5978 | 5.4372 | 1.2207 | 6.1611 | 33.7447 | 78.5498 | 0 | 78.5498 | 0.9471% | CZ 1AWH | 8.2209e-05 | 0.0017867 | 0.00040521 | 0.00039359 | 8.8361e-05 | 0.00029692 | 0.0023194 | 0.0053724 | 0 | 0.0053724 | 0.9471%
CZ 1AWHT | 0.0015049 | 0.42357 | 0.092541 | 0.089712 | 0.019909 | 0.075055 | 0.53692 | 1.2392 | 0 | 1.2392 | 0.2232% | CZ 1AWHT | 0.10823 | 9.0444 | 1.976 | 1.9156 | 0.42511 | 5.3976 | 14.6769 | 33.5437 | 0 | 33.5437 | 0.2232% | CZ 1AWHT | 0 | 9.0444 | 1.976 | 1.9156 | 0.42511 | 0 | 10.1082 | 23.4692 | 0 | 23.4692 | 0.2232% | CZ 1AWHT | 0.10823 | 0 | 0 | 0 | 0 | 5.3976 | 4.5687 | 10.0745 |  |  | 0.2232% | CZ 1AWHT | 0 | 0 | 0 | 0 | 0 | 0 | 0 | 0 |  |  | 0.2232% | CZ 1AWHT | 0.11905 | 25.5956 | 5.592 | 5.4211 | 1.2031 | 5.9373 | 33.6317 | 77.4998 | 0 | 77.4998 | 0.2232% | CZ 1AWHT | 5.7374e-06 | 0.0018528 | 0.00040479 | 0.00039242 | 8.7087e-05 | 0.00028614 | 0.0023129 | 0.0053419 | 0 | 0.0053419 | 0.2232%
CZ 1AWHTS | 0.00020494 | 0.46515 | 0.11632 | 0.14713 | 0.032652 | 0.021522 | 0.88057 | 1.6636 | 0 | 1.6636 | 0.2232% | CZ 1AWHTS | 0.014738 | 9.9322 | 2.4837 | 3.1416 | 0.6972 | 1.5477 | 24.0706 | 41.8879 | 0 | 41.8879 | 0.2232% | CZ 1AWHTS | 0 | 9.9322 | 2.4837 | 3.1416 | 0.6972 | 0 | 16.5778 | 32.8326 | 0 | 32.8326 | 0.2232% | CZ 1AWHTS | 0.014738 | 0 | 0 | 0 | 0 | 1.5477 | 7.4928 | 9.0553 |  |  | 0.2232% | CZ 1AWHTS | 0 | 0 | 0 | 0 | 0 | 0 | 0 | 0 |  |  | 0.2232% | CZ 1AWHTS | 0.016212 | 28.1082 | 7.0289 | 8.8908 | 1.9731 | 1.7025 | 55.1572 | 102.877 | 0 | 102.877 | 0.2232% | CZ 1AWHTS | 7.8131e-07 | 0.0020347 | 0.00050881 | 0.00064358 | 0.00014283 | 8.205e-05 | 0.0037933 | 0.007206 | 0 | 0.007206 | 0.2232%
CZ 2AWH | 0.07184 | 0.33033 | 0.090232 | 0.089937 | 0.020154 | 0.087072 | 0.53826 | 1.2278 | 0 | 1.2278 | 15.93% | CZ 2AWH | 5.1663 | 7.0533 | 1.9267 | 1.9204 | 0.43035 | 6.2617 | 14.7438 | 37.5025 | 0 | 37.5025 | 15.93% | CZ 2AWH | 0 | 7.0533 | 1.9267 | 1.9204 | 0.43035 | 0 | 10.1207 | 21.4514 | 0 | 21.4514 | 15.93% | CZ 2AWH | 5.1663 | 0 | 0 | 0 | 0 | 6.2617 | 4.6231 | 16.0511 |  |  | 15.93% | CZ 2AWH | 0 | 0 | 0 | 0 | 0 | 0 | 0 | 0 |  |  | 15.93% | CZ 2AWH | 5.6829 | 19.9608 | 5.4525 | 5.4347 | 1.2179 | 6.8879 | 33.7269 | 78.3636 | 0 | 78.3636 | 15.93% | CZ 2AWH | 0.00027388 | 0.0014449 | 0.0003947 | 0.0003934 | 8.816e-05 | 0.00033195 | 0.0023184 | 0.0052454 | 0 | 0.0052454 | 15.93%
CZ 2B | 0.092574 | 0.32696 | 0.10769 | 0.089974 | 0.020195 | 0.087624 | 0.53848 | 1.2635 | 0 | 1.2635 | 4.79% | CZ 2B | 6.6574 | 6.9814 | 2.2995 | 1.9212 | 0.43121 | 6.3014 | 14.7547 | 39.3468 | 0 | 39.3468 | 4.79% | CZ 2B | 0 | 6.9814 | 2.2995 | 1.9212 | 0.43121 | 0 | 10.1227 | 21.7559 | 0 | 21.7559 | 4.79% | CZ 2B | 6.6574 | 0 | 0 | 0 | 0 | 6.3014 | 4.632 | 17.5909 |  |  | 4.79% | CZ 2B | 0 | 0 | 0 | 0 | 0 | 0 | 0 | 0 |  |  | 4.79% | CZ 2B | 7.3232 | 19.7572 | 6.5075 | 5.4369 | 1.2203 | 6.9315 | 33.7425 | 80.9192 | 0 | 80.9192 | 4.79% | CZ 2B | 0.00035293 | 0.0014302 | 0.00047106 | 0.00039357 | 8.8336e-05 | 0.00033405 | 0.0023193 | 0.0053894 | 0 | 0.0053894 | 4.79%
CZ 3A | 0.2338 | 0.19237 | 0.08003 | 0.089535 | 0.019716 | 0.10552 | 0.53587 | 1.2568 | 0 | 1.2568 | 7.35% | CZ 3A | 16.8133 | 4.1076 | 1.7088 | 1.9118 | 0.42099 | 7.5881 | 14.6242 | 47.1748 | 0 | 47.1748 | 7.35% | CZ 3A | 0 | 4.1076 | 1.7088 | 1.9118 | 0.42099 | 0 | 10.0983 | 18.2476 | 0 | 18.2476 | 7.35% | CZ 3A | 16.8133 | 0 | 0 | 0 | 0 | 7.5881 | 4.5258 | 28.9272 |  |  | 7.35% | CZ 3A | 0 | 0 | 0 | 0 | 0 | 0 | 0 | 0 |  |  | 7.35% | CZ 3A | 18.4946 | 11.6246 | 4.836 | 5.4104 | 1.1914 | 8.3469 | 33.5568 | 83.4607 | 0 | 83.4607 | 7.35% | CZ 3A | 0.00089132 | 0.00084148 | 0.00035007 | 0.00039165 | 8.6243e-05 | 0.00040226 | 0.0023086 | 0.0052717 | 0 | 0.0052717 | 7.35%
CZ 3AWH | 0.16744 | 0.23001 | 0.08151 | 0.089857 | 0.020067 | 0.1019 | 0.53779 | 1.2286 | 0 | 1.2286 | 3.195% | CZ 3AWH | 12.0411 | 4.9114 | 1.7405 | 1.9187 | 0.42848 | 7.3284 | 14.7199 | 43.0884 | 0 | 43.0884 | 3.195% | CZ 3AWH | 0 | 4.9114 | 1.7405 | 1.9187 | 0.42848 | 0 | 10.1162 | 19.1152 | 0 | 19.1152 | 3.195% | CZ 3AWH | 12.0411 | 0 | 0 | 0 | 0 | 7.3284 | 4.6037 | 23.9732 |  |  | 3.195% | CZ 3AWH | 0 | 0 | 0 | 0 | 0 | 0 | 0 | 0 |  |  | 3.195% | CZ 3AWH | 13.2453 | 13.8993 | 4.9255 | 5.4298 | 1.2126 | 8.0612 | 33.6929 | 80.4666 | 0 | 80.4666 | 3.195% | CZ 3AWH | 0.00063833 | 0.0010061 | 0.00035654 | 0.00039305 | 8.7778e-05 | 0.0003885 | 0.0023164 | 0.0051868 | 0 | 0.0051868 | 3.195%
CZ 3B | 0.15298 | 0.21915 | 0.095083 | 0.089492 | 0.01967 | 0.099158 | 0.53561 | 1.2111 | 0 | 1.2111 | 10.66% | CZ 3B | 11.0014 | 4.6795 | 2.0303 | 1.9109 | 0.42 | 7.1309 | 14.6115 | 41.7844 | 0 | 41.7844 | 10.66% | CZ 3B | 0 | 4.6795 | 2.0303 | 1.9109 | 0.42 | 0 | 10.096 | 19.1366 | 0 | 19.1366 | 10.66% | CZ 3B | 11.0014 | 0 | 0 | 0 | 0 | 7.1309 | 4.5155 | 22.6478 |  |  | 10.66% | CZ 3B | 0 | 0 | 0 | 0 | 0 | 0 | 0 | 0 |  |  | 10.66% | CZ 3B | 12.1015 | 13.243 | 5.7456 | 5.4078 | 1.1886 | 7.844 | 33.5386 | 79.0692 | 0 | 79.0692 | 10.66% | CZ 3B | 0.00058321 | 0.00095863 | 0.00041591 | 0.00039146 | 8.6039e-05 | 0.00037803 | 0.0023076 | 0.0051209 | 0 | 0.0051209 | 10.66%
CZ 3C | 0.098831 | 0.10561 | 0.06322 | 0.089453 | 0.019626 | 0.10604 | 0.53538 | 1.0181 | 0 | 1.0181 | 1.431% | CZ 3C | 7.1074 | 2.255 | 1.3499 | 1.91 | 0.41907 | 7.6255 | 14.5997 | 35.2666 | 0 | 35.2666 | 1.431% | CZ 3C | 0 | 2.255 | 1.3499 | 1.91 | 0.41907 | 0 | 10.0938 | 16.0278 | 0 | 16.0278 | 1.431% | CZ 3C | 7.1074 | 0 | 0 | 0 | 0 | 7.6255 | 4.5059 | 19.2388 |  |  | 1.431% | CZ 3C | 0 | 0 | 0 | 0 | 0 | 0 | 0 | 0 |  |  | 1.431% | CZ 3C | 7.8181 | 6.3816 | 3.8203 | 5.4054 | 1.186 | 8.388 | 33.5219 | 66.5213 | 0 | 66.5213 | 1.431% | CZ 3C | 0.00037678 | 0.00046195 | 0.00027654 | 0.00039128 | 8.585e-05 | 0.00040425 | 0.0023066 | 0.0043033 | 0 | 0.0043033 | 1.431%
CZ 4A | 0.37368 | 0.12673 | 0.068781 | 0.086902 | 0.016845 | 0.10257 | 0.52016 | 1.2957 | 0 | 1.2957 | 13.28% | CZ 4A | 26.8731 | 2.7061 | 1.4687 | 1.8556 | 0.35969 | 7.3763 | 13.8409 | 54.4803 | 0 | 54.4803 | 13.28% | CZ 4A | 0 | 2.7061 | 1.4687 | 1.8556 | 0.35969 | 0 | 9.9522 | 16.3422 | 0 | 16.3422 | 13.28% | CZ 4A | 26.8731 | 0 | 0 | 0 | 0 | 7.3763 | 3.8887 | 38.1381 |  |  | 13.28% | CZ 4A | 0 | 0 | 0 | 0 | 0 | 0 | 0 | 0 |  |  | 13.28% | CZ 4A | 29.5604 | 7.6582 | 4.1563 | 5.2513 | 1.0179 | 8.1139 | 32.4423 | 88.2004 | 0 | 88.2004 | 13.28% | CZ 4A | 0.0014246 | 0.00055436 | 0.00030086 | 0.00038013 | 7.3686e-05 | 0.00039104 | 0.0022449 | 0.0053696 | 0 | 0.0053696 | 13.28%
CZ 4B | 0.23051 | 0.16339 | 0.097296 | 0.089758 | 0.019959 | 0.11678 | 0.53719 | 1.2549 | 0 | 1.2549 | 0.9513% | CZ 4B | 16.5768 | 3.4889 | 2.0775 | 1.9166 | 0.42617 | 8.3981 | 14.6904 | 47.5744 | 0 | 47.5744 | 0.9513% | CZ 4B | 0 | 3.4889 | 2.0775 | 1.9166 | 0.42617 | 0 | 10.1107 | 18.0198 | 0 | 18.0198 | 0.9513% | CZ 4B | 16.5768 | 0 | 0 | 0 | 0 | 8.3981 | 4.5797 | 29.5545 |  |  | 0.9513% | CZ 4B | 0 | 0 | 0 | 0 | 0 | 0 | 0 | 0 |  |  | 0.9513% | CZ 4B | 18.2344 | 9.8735 | 5.8794 | 5.4239 | 1.2061 | 9.2379 | 33.651 | 83.5061 | 0 | 83.5061 | 0.9513% | CZ 4B | 0.00087878 | 0.00071472 | 0.0004256 | 0.00039262 | 8.7305e-05 | 0.00044521 | 0.002314 | 0.0052582 | 0 | 0.0052582 | 0.9513%
CZ 4C | 0.27918 | 0.060053 | 0.067403 | 0.089709 | 0.019906 | 0.12762 | 0.53691 | 1.1808 | 0 | 1.1808 | 4.145% | CZ 4C | 20.0773 | 1.2823 | 1.4392 | 1.9155 | 0.42505 | 9.1778 | 14.6761 | 48.9933 | 0 | 48.9933 | 4.145% | CZ 4C | 0 | 1.2823 | 1.4392 | 1.9155 | 0.42505 | 0 | 10.108 | 15.1701 | 0 | 15.1701 | 4.145% | CZ 4C | 20.0773 | 0 | 0 | 0 | 0 | 9.1778 | 4.5681 | 33.8231 |  |  | 4.145% | CZ 4C | 0 | 0 | 0 | 0 | 0 | 0 | 0 | 0 |  |  | 4.145% | CZ 4C | 22.085 | 3.6288 | 4.073 | 5.4209 | 1.2029 | 10.0956 | 33.6306 | 80.1369 | 0 | 80.1369 | 4.145% | CZ 4C | 0.0010644 | 0.00026268 | 0.00029484 | 0.00039241 | 8.7075e-05 | 0.00048654 | 0.0023129 | 0.0049008 | 0 | 0.0049008 | 4.145%
CZ 5A | 0.48726 | 0.074478 | 0.067938 | 0.086512 | 0.01642 | 0.10771 | 0.51784 | 1.3582 | 0 | 1.3582 | 18.37% | CZ 5A | 35.0411 | 1.5903 | 1.4507 | 1.8472 | 0.35062 | 7.7459 | 13.7249 | 61.7507 | 0 | 61.7507 | 18.37% | CZ 5A | 0 | 1.5903 | 1.4507 | 1.8472 | 0.35062 | 0 | 9.9306 | 15.1694 | 0 | 15.1694 | 18.37% | CZ 5A | 35.0411 | 0 | 0 | 0 | 0 | 7.7459 | 3.7943 | 46.5813 |  |  | 18.37% | CZ 5A | 0 | 0 | 0 | 0 | 0 | 0 | 0 | 0 |  |  | 18.37% | CZ 5A | 38.5452 | 4.5006 | 4.1054 | 5.2277 | 0.99225 | 8.5205 | 32.2774 | 94.1689 | 0 | 94.1689 | 18.37% | CZ 5A | 0.0018576 | 0.00032578 | 0.00029718 | 0.00037842 | 7.1827e-05 | 0.00041063 | 0.0022355 | 0.005577 | 0 | 0.005577 | 18.37%
CZ 5B | 0.32313 | 0.11761 | 0.08531 | 0.088556 | 0.018649 | 0.11751 | 0.53003 | 1.2808 | 0 | 1.2808 | 9.803% | CZ 5B | 23.2378 | 2.5112 | 1.8216 | 1.8909 | 0.3982 | 8.4504 | 14.3329 | 52.643 | 0 | 52.643 | 9.803% | CZ 5B | 0 | 2.5112 | 1.8216 | 1.8909 | 0.3982 | 0 | 10.044 | 16.6659 | 0 | 16.6659 | 9.803% | CZ 5B | 23.2378 | 0 | 0 | 0 | 0 | 8.4504 | 4.2889 | 35.9771 |  |  | 9.803% | CZ 5B | 0 | 0 | 0 | 0 | 0 | 0 | 0 | 0 |  |  | 9.803% | CZ 5B | 25.5616 | 7.1068 | 5.1551 | 5.3512 | 1.1269 | 9.2954 | 33.1423 | 86.7393 | 0 | 86.7393 | 9.803% | CZ 5B | 0.0012319 | 0.00051444 | 0.00037316 | 0.00038736 | 8.1573e-05 | 0.00044798 | 0.0022849 | 0.0053214 | 0 | 0.0053214 | 9.803%
CZ 5C | 0.24905 | 0.047234 | 0.065233 | 0.089712 | 0.019909 | 0.12688 | 0.53692 | 1.1349 | 0 | 1.1349 | 0.2898% | CZ 5C | 17.9101 | 1.0086 | 1.3929 | 1.9156 | 0.42511 | 9.1245 | 14.6769 | 46.4536 | 0 | 46.4536 | 0.2898% | CZ 5C | 0 | 1.0086 | 1.3929 | 1.9156 | 0.42511 | 0 | 10.1082 | 14.8503 | 0 | 14.8503 | 0.2898% | CZ 5C | 17.9101 | 0 | 0 | 0 | 0 | 9.1245 | 4.5687 | 31.6033 |  |  | 0.2898% | CZ 5C | 0 | 0 | 0 | 0 | 0 | 0 | 0 | 0 |  |  | 0.2898% | CZ 5C | 19.7011 | 2.8543 | 3.9419 | 5.4211 | 1.2031 | 10.037 | 33.6317 | 76.79 | 0 | 76.79 | 0.2898% | CZ 5C | 0.00094946 | 0.00020661 | 0.00028534 | 0.00039242 | 8.7087e-05 | 0.00048372 | 0.0023129 | 0.0047176 | 0 | 0.0047176 | 0.2898%
CZ 6A | 0.67324 | 0.085214 | 0.078941 | 0.086852 | 0.016792 | 0.1168 | 0.51987 | 1.5777 | 0 | 1.5777 | 5.955% | CZ 6A | 48.4156 | 1.8195 | 1.6856 | 1.8545 | 0.35854 | 8.3999 | 13.8262 | 76.3599 | 0 | 76.3599 | 5.955% | CZ 6A | 0 | 1.8195 | 1.6856 | 1.8545 | 0.35854 | 0 | 9.9495 | 15.6677 | 0 | 15.6677 | 5.955% | CZ 6A | 48.4156 | 0 | 0 | 0 | 0 | 8.3999 | 3.8767 | 60.6922 |  |  | 5.955% | CZ 6A | 0 | 0 | 0 | 0 | 0 | 0 | 0 | 0 |  |  | 5.955% | CZ 6A | 53.2572 | 5.1493 | 4.7703 | 5.2483 | 1.0147 | 9.2399 | 32.4214 | 111.1009 | 0 | 111.1009 | 5.955% | CZ 6A | 0.0025666 | 0.00037274 | 0.00034531 | 0.00037991 | 7.345e-05 | 0.0004453 | 0.0022437 | 0.0064271 | 0 | 0.0064271 | 5.955%
CZ 6B | 0.53177 | 0.074251 | 0.078395 | 0.088016 | 0.018061 | 0.12144 | 0.52681 | 1.4388 | 0 | 1.4388 | 1.602% | CZ 6B | 38.2422 | 1.5855 | 1.6739 | 1.8794 | 0.38564 | 8.7336 | 14.1725 | 66.6727 | 0 | 66.6727 | 1.602% | CZ 6B | 0 | 1.5855 | 1.6739 | 1.8794 | 0.38564 | 0 | 10.0141 | 15.5385 | 0 | 15.5385 | 1.602% | CZ 6B | 38.2422 | 0 | 0 | 0 | 0 | 8.7336 | 4.1584 | 51.1342 |  |  | 1.602% | CZ 6B | 0 | 0 | 0 | 0 | 0 | 0 | 0 | 0 |  |  | 1.602% | CZ 6B | 42.0664 | 4.4868 | 4.7373 | 5.3186 | 1.0914 | 9.607 | 32.9141 | 100.2216 | 0 | 100.2216 | 1.602% | CZ 6B | 0.0020273 | 0.00032479 | 0.00034292 | 0.000385 | 7.9002e-05 | 0.00046299 | 0.0022719 | 0.0058939 | 0 | 0.0058939 | 1.602%
CZ 7 | 0.74534 | 0.068481 | 0.081731 | 0.087883 | 0.017916 | 0.13076 | 0.52602 | 1.6581 | 0 | 1.6581 | 0.8442% | CZ 7 | 53.6005 | 1.4623 | 1.7452 | 1.8765 | 0.38254 | 9.4032 | 14.1329 | 82.6031 | 0 | 82.6031 | 0.8442% | CZ 7 | 0 | 1.4623 | 1.7452 | 1.8765 | 0.38254 | 0 | 10.0067 | 15.4732 | 0 | 15.4732 | 0.8442% | CZ 7 | 53.6005 | 0 | 0 | 0 | 0 | 9.4032 | 4.1262 | 67.1299 |  |  | 0.8442% | CZ 7 | 0 | 0 | 0 | 0 | 0 | 0 | 0 | 0 |  |  | 0.8442% | CZ 7 | 58.9606 | 4.1382 | 4.9388 | 5.3106 | 1.0826 | 10.3435 | 32.8577 | 117.632 | 0 | 117.632 | 0.8442% | CZ 7 | 0.0028415 | 0.00029955 | 0.00035751 | 0.00038442 | 7.8367e-05 | 0.00049849 | 0.0022687 | 0.0067285 | 0 | 0.0067285 | 0.8442%
CZ 8 | 0.96255 | 0.047947 | 0.09231 | 0.089712 | 0.019909 | 0.15552 | 0.53692 | 1.9049 | 0 | 1.9049 | 0.01051% | CZ 8 | 69.2209 | 1.0238 | 1.971 | 1.9156 | 0.42511 | 11.1838 | 14.6769 | 100.4171 | 0 | 100.4171 | 0.01051% | CZ 8 | 0 | 1.0238 | 1.971 | 1.9156 | 0.42511 | 0 | 10.1082 | 15.4437 | 0 | 15.4437 | 0.01051% | CZ 8 | 69.2209 | 0 | 0 | 0 | 0 | 11.1838 | 4.5687 | 84.9734 |  |  | 0.01051% | CZ 8 | 0 | 0 | 0 | 0 | 0 | 0 | 0 | 0 |  |  | 0.01051% | CZ 8 | 76.143 | 2.8974 | 5.5781 | 5.4211 | 1.2031 | 12.3022 | 33.6317 | 137.1765 | 0 | 137.1765 | 0.01051% | CZ 8 | 0.0036696 | 0.00020973 | 0.00040378 | 0.00039242 | 8.7087e-05 | 0.00059288 | 0.0023129 | 0.0076684 | 0 | 0.0076684 | 0.01051%
US Weighted | 0.31058 | 0.16686 | 0.080156 | 0.088389 | 0.018404 | 0.10432 | 0.52903 | 1.2977 | 0 | 1.2977 | 100% | US Weighted | 22.3353 | 3.5628 | 1.7115 | 1.8873 | 0.39298 | 7.5021 | 14.2736 | 51.6657 | 0 | 51.6657 | 100% | US Weighted | 0 | 3.5628 | 1.7115 | 1.8873 | 0.39298 | 0 | 10.0389 | 17.5936 | 0 | 17.5936 | 100% | US Weighted | 22.3353 | 0 | 0 | 0 | 0 | 7.5021 | 4.2347 | 34.0722 |  |  | 100% | US Weighted | 0 | 0 | 0 | 0 | 0 | 0 | 0 | 0 |  |  | 100% | US Weighted | 24.5688 | 10.0828 | 4.8437 | 5.3411 | 1.1121 | 8.2523 | 33.0683 | 87.2691 | 0 | 87.2691 | 100% | US Weighted | 0.0011841 | 0.00072987 | 0.00035062 | 0.00038663 | 8.0504e-05 | 0.00039771 | 0.002281 | 0.0054104 | 0 | 0.0054104 | 100%
Energy Cost Index ($/sq ft/yr) for IECC-Res 2006 | [10 empty] | Single-Family - Gas Furnace | Site Energy Use Intensity (kBtu/sq ft/yr) for IECC-Res 2006 | [10 empty] | Single-Family - Gas Furnace | Electric Use Intensity (kBtu/sq ft/yr) for IECC-Res 2006 | [10 empty] | Single-Family - Gas Furnace | Gas Use Intensity (kBtu/sq ft/yr) for IECC-Res 2006 | [10 empty] | Single-Family - Gas Furnace | Oil Use Intensity (kBtu/sq ft/yr) for IECC-Res 2006 | [10 empty] | Single-Family - Gas Furnace | Source Energy Use Index (kBtu/sq ft/yr) for IECC-Res 2006 | [10 empty] | Single-Family - Gas Furnace | Carbon Emissions (ton/sq ft/yr) for IECC-Res 2006 | [10 empty] | Single-Family - Gas Furnace
Costs: Electricity: $0.1598/kWh ¦ Natural Gas: $1.391/therm ¦ Oil: $4.1392/gal | [9 empty] | Prototype Floor Area (sq ft): | 2376 | [10 empty] | Prototype Floor Area (sq ft): | 2376 | [10 empty] | Prototype Floor Area (sq ft): | 2376 | [10 empty] | Prototype Floor Area (sq ft): | 2376 | [10 empty] | Prototype Floor Area (sq ft): | 2376 | Site-to-Source Factors: Electricity: 2.83 ¦ Natural Gas: 1.1 ¦ Oil: 1.01 | [9 empty] | Prototype Floor Area (sq ft): | 2376 | Conversion [ton/kBtu]: Electricity: 4,881 ¦ Natural Gas: 18,863 ¦ Oil: 13,521 | [9 empty] | Prototype Floor Area (sq ft): | 2376
IECC-Res 2006 | Heat | Cool | Fans_Aux | Lgt_Int | Lgt_Ext | DHW | Appls | Total | PV | Net_Total | Weight | IECC-Res 2006 | Heat | Cool | Fans_Aux | Lgt_Int | Lgt_Ext | DHW | Appls | Total | PV | Net_Total | Weight | IECC-Res 2006 | Heat | Cool | Fans_Aux | Lgt_Int | Lgt_Ext | DHW | Appls | Total | PV | Net_Total | Weight | IECC-Res 2006 | Heat | Cool | Fans_Aux | Lgt_Int | Lgt_Ext | DHW | Appls | Total | PV | Net_Total | Weight | IECC-Res 2006 | Heat | Cool | Fans_Aux | Lgt_Int | Lgt_Ext | DHW | Appls | Total | PV | Net_Total | Weight | IECC-Res 2006 | Heat | Cool | Fans_Aux | Lgt_Int | Lgt_Ext | DHW | Appls | Total | PV | Net_Total | Weight | IECC-Res 2006 | Heat | Cool | Fans_Aux | Lgt_Int | Lgt_Ext | DHW | Appls | Total | PV | Net_Total | Weight
CZ 1AWH | 0.021998 | 0.4578 | 0.10062 | 0.1091 | 0.025866 | 0.077887 | 0.53852 | 1.3318 | 0 | 1.3318 | 0.9471% | CZ 1AWH | 1.582 | 9.7752 | 2.1486 | 2.3295 | 0.55232 | 5.6012 | 14.7563 | 36.7451 | 0 | 36.7451 | 0.9471% | CZ 1AWH | 0 | 9.7752 | 2.1486 | 2.3295 | 0.55232 | 0 | 10.123 | 24.9286 | 0 | 24.9286 | 0.9471% | CZ 1AWH | 1.582 | 0 | 0 | 0 | 0 | 5.6012 | 4.6333 | 11.8165 |  |  | 0.9471% | CZ 1AWH | 0 | 0 | 0 | 0 | 0 | 0 | 0 | 0 |  |  | 0.9471% | CZ 1AWH | 1.7401 | 27.6638 | 6.0805 | 6.5925 | 1.5631 | 6.1613 | 33.7447 | 83.5461 | 0 | 83.5461 | 0.9471% | CZ 1AWH | 8.3864e-05 | 0.0020025 | 0.00044015 | 0.00047721 | 0.00011315 | 0.00029693 | 0.0023194 | 0.0057332 | 0 | 0.0057332 | 0.9471%
CZ 1AWHT | 0.0014834 | 0.4734 | 0.10085 | 0.10877 | 0.025494 | 0.075073 | 0.53692 | 1.322 | 0 | 1.322 | 0.2232% | CZ 1AWHT | 0.10668 | 10.1082 | 2.1533 | 2.3226 | 0.54435 | 5.3988 | 14.6769 | 35.3108 | 0 | 35.3108 | 0.2232% | CZ 1AWHT | 0 | 10.1082 | 2.1533 | 2.3226 | 0.54435 | 0 | 10.1082 | 25.2366 | 0 | 25.2366 | 0.2232% | CZ 1AWHT | 0.10668 | 0 | 0 | 0 | 0 | 5.3988 | 4.5687 | 10.0742 |  |  | 0.2232% | CZ 1AWHT | 0 | 0 | 0 | 0 | 0 | 0 | 0 | 0 |  |  | 0.2232% | CZ 1AWHT | 0.11735 | 28.6063 | 6.0939 | 6.5729 | 1.5405 | 5.9387 | 33.6317 | 82.5013 | 0 | 82.5013 | 0.2232% | CZ 1AWHT | 5.6554e-06 | 0.0020707 | 0.00044112 | 0.0004758 | 0.00011151 | 0.00028621 | 0.0023129 | 0.005704 | 0 | 0.005704 | 0.2232%
CZ 1AWHTS | 0.00019365 | 0.51079 | 0.12333 | 0.17839 | 0.04181 | 0.021515 | 0.88057 | 1.7566 | 0 | 1.7566 | 0.2232% | CZ 1AWHTS | 0.013926 | 10.9068 | 2.6333 | 3.8091 | 0.89276 | 1.5473 | 24.0706 | 43.8738 | 0 | 43.8738 | 0.2232% | CZ 1AWHTS | 0 | 10.9068 | 2.6333 | 3.8091 | 0.89276 | 0 | 16.5778 | 34.8198 | 0 | 34.8198 | 0.2232% | CZ 1AWHTS | 0.013926 | 0 | 0 | 0 | 0 | 1.5473 | 7.4928 | 9.054 |  |  | 0.2232% | CZ 1AWHTS | 0 | 0 | 0 | 0 | 0 | 0 | 0 | 0 |  |  | 0.2232% | CZ 1AWHTS | 0.015319 | 30.8662 | 7.4523 | 10.7798 | 2.5265 | 1.702 | 55.1572 | 108.4993 | 0 | 108.4993 | 0.2232% | CZ 1AWHTS | 7.3825e-07 | 0.0022343 | 0.00053945 | 0.00078033 | 0.00018289 | 8.2024e-05 | 0.0037933 | 0.007613 | 0 | 0.007613 | 0.2232%
CZ 2AWH | 0.077547 | 0.37745 | 0.10041 | 0.10905 | 0.025808 | 0.087071 | 0.53826 | 1.3156 | 0 | 1.3156 | 15.93% | CZ 2AWH | 5.5768 | 8.0596 | 2.1439 | 2.3284 | 0.55106 | 6.2617 | 14.7438 | 39.6653 | 0 | 39.6653 | 15.93% | CZ 2AWH | 0 | 8.0596 | 2.1439 | 2.3284 | 0.55106 | 0 | 10.1207 | 23.2037 | 0 | 23.2037 | 15.93% | CZ 2AWH | 5.5768 | 0 | 0 | 0 | 0 | 6.2617 | 4.6231 | 16.4616 |  |  | 15.93% | CZ 2AWH | 0 | 0 | 0 | 0 | 0 | 0 | 0 | 0 |  |  | 15.93% | CZ 2AWH | 6.1345 | 22.8087 | 6.0673 | 6.5894 | 1.5595 | 6.8879 | 33.7269 | 83.7741 | 0 | 83.7741 | 15.93% | CZ 2AWH | 0.00029564 | 0.0016511 | 0.0004392 | 0.00047699 | 0.00011289 | 0.00033195 | 0.0023184 | 0.0056261 | 0 | 0.0056261 | 15.93%
CZ 2B | 0.099962 | 0.379 | 0.12057 | 0.10909 | 0.025859 | 0.087628 | 0.53848 | 1.3606 | 0 | 1.3606 | 4.79% | CZ 2B | 7.1887 | 8.0927 | 2.5744 | 2.3294 | 0.55216 | 6.3018 | 14.7547 | 41.7939 | 0 | 41.7939 | 4.79% | CZ 2B | 0 | 8.0927 | 2.5744 | 2.3294 | 0.55216 | 0 | 10.1227 | 23.6713 | 0 | 23.6713 | 4.79% | CZ 2B | 7.1887 | 0 | 0 | 0 | 0 | 6.3018 | 4.632 | 18.1225 |  |  | 4.79% | CZ 2B | 0 | 0 | 0 | 0 | 0 | 0 | 0 | 0 |  |  | 4.79% | CZ 2B | 7.9076 | 22.9023 | 7.2855 | 6.5921 | 1.5626 | 6.9319 | 33.7425 | 86.9246 | 0 | 86.9246 | 4.79% | CZ 2B | 0.00038109 | 0.0016578 | 0.00052738 | 0.00047719 | 0.00011311 | 0.00033407 | 0.0023193 | 0.00581 | 0 | 0.00581 | 4.79%
CZ 3A | 0.26804 | 0.2184 | 0.088457 | 0.10856 | 0.025246 | 0.10552 | 0.53587 | 1.3501 | 0 | 1.3501 | 7.35% | CZ 3A | 19.2758 | 4.6635 | 1.8888 | 2.318 | 0.53908 | 7.5882 | 14.6242 | 50.8975 | 0 | 50.8975 | 7.35% | CZ 3A | 0 | 4.6635 | 1.8888 | 2.318 | 0.53908 | 0 | 10.0983 | 19.5077 | 0 | 19.5077 | 7.35% | CZ 3A | 19.2758 | 0 | 0 | 0 | 0 | 7.5882 | 4.5258 | 31.3898 |  |  | 7.35% | CZ 3A | 0 | 0 | 0 | 0 | 0 | 0 | 0 | 0 |  |  | 7.35% | CZ 3A | 21.2033 | 13.1977 | 5.3453 | 6.5599 | 1.5256 | 8.347 | 33.5568 | 89.7356 | 0 | 89.7356 | 7.35% | CZ 3A | 0.0010219 | 0.00095535 | 0.00038693 | 0.00047486 | 0.00011043 | 0.00040227 | 0.0023086 | 0.0056603 | 0 | 0.0056603 | 7.35%
CZ 3AWH | 0.18948 | 0.26096 | 0.090193 | 0.10895 | 0.025696 | 0.1019 | 0.53779 | 1.315 | 0 | 1.315 | 3.195% | CZ 3AWH | 13.6266 | 5.5722 | 1.9259 | 2.3263 | 0.54867 | 7.3282 | 14.7199 | 46.0478 | 0 | 46.0478 | 3.195% | CZ 3AWH | 0 | 5.5722 | 1.9259 | 2.3263 | 0.54867 | 0 | 10.1162 | 20.4893 | 0 | 20.4893 | 3.195% | CZ 3AWH | 13.6266 | 0 | 0 | 0 | 0 | 7.3282 | 4.6037 | 25.5585 |  |  | 3.195% | CZ 3AWH | 0 | 0 | 0 | 0 | 0 | 0 | 0 | 0 |  |  | 3.195% | CZ 3AWH | 14.9893 | 15.7694 | 5.4502 | 6.5835 | 1.5527 | 8.0611 | 33.6929 | 86.0991 | 0 | 86.0991 | 3.195% | CZ 3AWH | 0.00072238 | 0.0011415 | 0.00039453 | 0.00047656 | 0.0001124 | 0.00038849 | 0.0023164 | 0.0055523 | 0 | 0.0055523 | 3.195%
CZ 3B | 0.17516 | 0.25201 | 0.10646 | 0.10851 | 0.025187 | 0.099152 | 0.53561 | 1.3021 | 0 | 1.3021 | 10.66% | CZ 3B | 12.5963 | 5.381 | 2.2733 | 2.3169 | 0.5378 | 7.1305 | 14.6115 | 44.8472 | 0 | 44.8472 | 10.66% | CZ 3B | 0 | 5.381 | 2.2733 | 2.3169 | 0.5378 | 0 | 10.096 | 20.6049 | 0 | 20.6049 | 10.66% | CZ 3B | 12.5963 | 0 | 0 | 0 | 0 | 7.1305 | 4.5155 | 24.2422 |  |  | 10.66% | CZ 3B | 0 | 0 | 0 | 0 | 0 | 0 | 0 | 0 |  |  | 10.66% | CZ 3B | 13.8559 | 15.2282 | 6.4333 | 6.5568 | 1.522 | 7.8435 | 33.5386 | 84.9784 | 0 | 84.9784 | 10.66% | CZ 3B | 0.00066776 | 0.0011023 | 0.00046569 | 0.00047463 | 0.00011017 | 0.000378 | 0.0023076 | 0.0055062 | 0 | 0.0055062 | 10.66%
CZ 3C | 0.11559 | 0.12573 | 0.070854 | 0.10846 | 0.025131 | 0.10603 | 0.53538 | 1.0872 | 0 | 1.0872 | 1.431% | CZ 3C | 8.3127 | 2.6846 | 1.5129 | 2.3159 | 0.53662 | 7.6252 | 14.5997 | 37.5876 | 0 | 37.5876 | 1.431% | CZ 3C | 0 | 2.6846 | 1.5129 | 2.3159 | 0.53662 | 0 | 10.0938 | 17.1438 | 0 | 17.1438 | 1.431% | CZ 3C | 8.3127 | 0 | 0 | 0 | 0 | 7.6252 | 4.5059 | 20.4438 |  |  | 1.431% | CZ 3C | 0 | 0 | 0 | 0 | 0 | 0 | 0 | 0 |  |  | 1.431% | CZ 3C | 9.144 | 7.5975 | 4.2815 | 6.5539 | 1.5186 | 8.3877 | 33.5219 | 71.0051 | 0 | 71.0051 | 1.431% | CZ 3C | 0.00044068 | 0.00054996 | 0.00030993 | 0.00047442 | 0.00010993 | 0.00040423 | 0.0023066 | 0.0045958 | 0 | 0.0045958 | 1.431%
CZ 4A | 0.42232 | 0.12991 | 0.071293 | 0.10537 | 0.02157 | 0.10255 | 0.52016 | 1.3732 | 0 | 1.3732 | 13.28% | CZ 4A | 30.3711 | 2.7739 | 1.5223 | 2.2498 | 0.46058 | 7.3751 | 13.8409 | 58.5937 | 0 | 58.5937 | 13.28% | CZ 4A | 0 | 2.7739 | 1.5223 | 2.2498 | 0.46058 | 0 | 9.9522 | 16.9589 | 0 | 16.9589 | 13.28% | CZ 4A | 30.3711 | 0 | 0 | 0 | 0 | 7.3751 | 3.8887 | 41.6349 |  |  | 13.28% | CZ 4A | 0 | 0 | 0 | 0 | 0 | 0 | 0 | 0 |  |  | 13.28% | CZ 4A | 33.4083 | 7.8502 | 4.3081 | 6.367 | 1.3035 | 8.1126 | 32.4423 | 93.7919 | 0 | 93.7919 | 13.28% | CZ 4A | 0.0016101 | 0.00056826 | 0.00031185 | 0.00046089 | 9.4354e-05 | 0.00039097 | 0.0022449 | 0.0056813 | 0 | 0.0056813 | 13.28%
CZ 4B | 0.26332 | 0.16603 | 0.10068 | 0.10883 | 0.025557 | 0.11679 | 0.53719 | 1.3184 | 0 | 1.3184 | 0.9513% | CZ 4B | 18.9363 | 3.5451 | 2.1497 | 2.3238 | 0.54571 | 8.3987 | 14.6904 | 50.5897 | 0 | 50.5897 | 0.9513% | CZ 4B | 0 | 3.5451 | 2.1497 | 2.3238 | 0.54571 | 0 | 10.1107 | 18.675 | 0 | 18.675 | 0.9513% | CZ 4B | 18.9363 | 0 | 0 | 0 | 0 | 8.3987 | 4.5797 | 31.9147 |  |  | 0.9513% | CZ 4B | 0 | 0 | 0 | 0 | 0 | 0 | 0 | 0 |  |  | 0.9513% | CZ 4B | 20.8299 | 10.0327 | 6.0837 | 6.5763 | 1.5444 | 9.2385 | 33.651 | 87.9565 | 0 | 87.9565 | 0.9513% | CZ 4B | 0.0010039 | 0.00072624 | 0.00044039 | 0.00047604 | 0.00011179 | 0.00044524 | 0.002314 | 0.0055176 | 0 | 0.0055176 | 0.9513%
CZ 4C | 0.31434 | 0.060375 | 0.069711 | 0.10877 | 0.02549 | 0.12762 | 0.53691 | 1.2432 | 0 | 1.2432 | 4.145% | CZ 4C | 22.6058 | 1.2892 | 1.4885 | 2.3225 | 0.54428 | 9.178 | 14.6761 | 52.1044 | 0 | 52.1044 | 4.145% | CZ 4C | 0 | 1.2892 | 1.4885 | 2.3225 | 0.54428 | 0 | 10.108 | 15.7525 | 0 | 15.7525 | 4.145% | CZ 4C | 22.6058 | 0 | 0 | 0 | 0 | 9.178 | 4.5681 | 36.3519 |  |  | 4.145% | CZ 4C | 0 | 0 | 0 | 0 | 0 | 0 | 0 | 0 |  |  | 4.145% | CZ 4C | 24.8664 | 3.6483 | 4.2125 | 6.5727 | 1.5403 | 10.0958 | 33.6306 | 84.5666 | 0 | 84.5666 | 4.145% | CZ 4C | 0.0011984 | 0.00026409 | 0.00030493 | 0.00047578 | 0.0001115 | 0.00048655 | 0.0023129 | 0.0051541 | 0 | 0.0051541 | 4.145%
CZ 5A | 0.54046 | 0.076659 | 0.070908 | 0.10489 | 0.021026 | 0.10771 | 0.51784 | 1.4395 | 0 | 1.4395 | 18.37% | CZ 5A | 38.8669 | 1.6369 | 1.5141 | 2.2397 | 0.44896 | 7.7458 | 13.7249 | 66.1773 | 0 | 66.1773 | 18.37% | CZ 5A | 0 | 1.6369 | 1.5141 | 2.2397 | 0.44896 | 0 | 9.9306 | 15.7702 | 0 | 15.7702 | 18.37% | CZ 5A | 38.8669 | 0 | 0 | 0 | 0 | 7.7458 | 3.7943 | 50.4071 |  |  | 18.37% | CZ 5A | 0 | 0 | 0 | 0 | 0 | 0 | 0 | 0 |  |  | 18.37% | CZ 5A | 42.7536 | 4.6324 | 4.2848 | 6.3384 | 1.2706 | 8.5204 | 32.2774 | 100.0775 | 0 | 100.0775 | 18.37% | CZ 5A | 0.0020604 | 0.00033533 | 0.00031017 | 0.00045882 | 9.1973e-05 | 0.00041063 | 0.0022355 | 0.0059029 | 0 | 0.0059029 | 18.37%
CZ 5B | 0.35971 | 0.12026 | 0.088127 | 0.10737 | 0.023879 | 0.1175 | 0.53003 | 1.3469 | 0 | 1.3469 | 9.803% | CZ 5B | 25.8682 | 2.5679 | 1.8817 | 2.2926 | 0.50989 | 8.4502 | 14.3329 | 55.9035 | 0 | 55.9035 | 9.803% | CZ 5B | 0 | 2.5679 | 1.8817 | 2.2926 | 0.50989 | 0 | 10.044 | 17.2962 | 0 | 17.2962 | 9.803% | CZ 5B | 25.8682 | 0 | 0 | 0 | 0 | 8.4502 | 4.2889 | 38.6073 |  |  | 9.803% | CZ 5B | 0 | 0 | 0 | 0 | 0 | 0 | 0 | 0 |  |  | 9.803% | CZ 5B | 28.455 | 7.2672 | 5.3253 | 6.4882 | 1.443 | 9.2952 | 33.1423 | 91.4162 | 0 | 91.4162 | 9.803% | CZ 5B | 0.0013713 | 0.00052605 | 0.00038548 | 0.00046966 | 0.00010445 | 0.00044797 | 0.0022849 | 0.0055899 | 0 | 0.0055899 | 9.803%
CZ 5C | 0.27789 | 0.046838 | 0.067166 | 0.10877 | 0.025494 | 0.1269 | 0.53692 | 1.19 | 0 | 1.19 | 0.2898% | CZ 5C | 19.984 | 1.0001 | 1.4342 | 2.3226 | 0.54435 | 9.1256 | 14.6769 | 49.0877 | 0 | 49.0877 | 0.2898% | CZ 5C | 0 | 1.0001 | 1.4342 | 2.3226 | 0.54435 | 0 | 10.1082 | 15.4094 | 0 | 15.4094 | 0.2898% | CZ 5C | 19.984 | 0 | 0 | 0 | 0 | 9.1256 | 4.5687 | 33.6783 |  |  | 0.2898% | CZ 5C | 0 | 0 | 0 | 0 | 0 | 0 | 0 | 0 |  |  | 0.2898% | CZ 5C | 21.9824 | 2.8303 | 4.0587 | 6.5729 | 1.5405 | 10.0382 | 33.6317 | 80.6547 | 0 | 80.6547 | 0.2898% | CZ 5C | 0.0010594 | 0.00020488 | 0.0002938 | 0.0004758 | 0.00011151 | 0.00048377 | 0.0023129 | 0.0049421 | 0 | 0.0049421 | 0.2898%
CZ 6A | 0.75165 | 0.08846 | 0.084474 | 0.10531 | 0.021501 | 0.11672 | 0.51987 | 1.688 | 0 | 1.688 | 5.955% | CZ 6A | 54.0548 | 1.8888 | 1.8037 | 2.2485 | 0.45911 | 8.394 | 13.8262 | 82.6752 | 0 | 82.6752 | 5.955% | CZ 6A | 0 | 1.8888 | 1.8037 | 2.2485 | 0.45911 | 0 | 9.9495 | 16.3497 | 0 | 16.3497 | 5.955% | CZ 6A | 54.0548 | 0 | 0 | 0 | 0 | 8.394 | 3.8767 | 66.3255 |  |  | 5.955% | CZ 6A | 0 | 0 | 0 | 0 | 0 | 0 | 0 | 0 |  |  | 5.955% | CZ 6A | 59.4603 | 5.3454 | 5.1046 | 6.3634 | 1.2993 | 9.2334 | 32.4214 | 119.2278 | 0 | 119.2278 | 5.955% | CZ 6A | 0.0028656 | 0.00038694 | 0.00036951 | 0.00046063 | 9.4052e-05 | 0.00044499 | 0.0022437 | 0.0068654 | 0 | 0.0068654 | 5.955%
CZ 6B | 0.59866 | 0.075745 | 0.082382 | 0.10672 | 0.023127 | 0.12144 | 0.52681 | 1.5349 | 0 | 1.5349 | 1.602% | CZ 6B | 43.0526 | 1.6174 | 1.7591 | 2.2787 | 0.49381 | 8.7336 | 14.1725 | 72.1076 | 0 | 72.1076 | 1.602% | CZ 6B | 0 | 1.6174 | 1.7591 | 2.2787 | 0.49381 | 0 | 10.0141 | 16.163 | 0 | 16.163 | 1.602% | CZ 6B | 43.0526 | 0 | 0 | 0 | 0 | 8.7336 | 4.1584 | 55.9446 |  |  | 1.602% | CZ 6B | 0 | 0 | 0 | 0 | 0 | 0 | 0 | 0 |  |  | 1.602% | CZ 6B | 47.3579 | 4.5771 | 4.9782 | 6.4487 | 1.3975 | 9.6069 | 32.9141 | 107.2804 | 0 | 107.2804 | 1.602% | CZ 6B | 0.0022823 | 0.00033133 | 0.00036036 | 0.0004668 | 0.00010116 | 0.00046299 | 0.0022719 | 0.0062769 | 0 | 0.0062769 | 1.602%
CZ 7 | 0.82178 | 0.069902 | 0.086834 | 0.10656 | 0.022941 | 0.1307 | 0.52602 | 1.7647 | 0 | 1.7647 | 0.8442% | CZ 7 | 59.0982 | 1.4926 | 1.8541 | 2.2752 | 0.48984 | 9.3989 | 14.1329 | 88.7418 | 0 | 88.7418 | 0.8442% | CZ 7 | 0 | 1.4926 | 1.8541 | 2.2752 | 0.48984 | 0 | 10.0067 | 16.1185 | 0 | 16.1185 | 0.8442% | CZ 7 | 59.0982 | 0 | 0 | 0 | 0 | 9.3989 | 4.1262 | 72.6233 |  |  | 0.8442% | CZ 7 | 0 | 0 | 0 | 0 | 0 | 0 | 0 | 0 |  |  | 0.8442% | CZ 7 | 65.0081 | 4.2241 | 5.2472 | 6.4389 | 1.3863 | 10.3388 | 32.8577 | 125.501 | 0 | 125.501 | 0.8442% | CZ 7 | 0.003133 | 0.00030577 | 0.00037983 | 0.0004661 | 0.00010035 | 0.00049826 | 0.0022687 | 0.0071519 | 0 | 0.0071519 | 0.8442%
CZ 8 | 1.0494 | 0.047388 | 0.097751 | 0.10877 | 0.025494 | 0.1555 | 0.53692 | 2.0212 | 0 | 2.0212 | 0.01051% | CZ 8 | 75.4684 | 1.0119 | 2.0872 | 2.3226 | 0.54435 | 11.1825 | 14.6769 | 107.2937 | 0 | 107.2937 | 0.01051% | CZ 8 | 0 | 1.0119 | 2.0872 | 2.3226 | 0.54435 | 0 | 10.1082 | 16.0742 | 0 | 16.0742 | 0.01051% | CZ 8 | 75.4684 | 0 | 0 | 0 | 0 | 11.1825 | 4.5687 | 91.2195 |  |  | 0.01051% | CZ 8 | 0 | 0 | 0 | 0 | 0 | 0 | 0 | 0 |  |  | 0.01051% | CZ 8 | 83.0152 | 2.8636 | 5.9069 | 6.5729 | 1.5405 | 12.3007 | 33.6317 | 145.8315 | 0 | 145.8315 | 0.01051% | CZ 8 | 0.0040008 | 0.00020729 | 0.00042758 | 0.0004758 | 0.00011151 | 0.00059281 | 0.0023129 | 0.0081287 | 0 | 0.0081287 | 0.01051%
US Weighted | 0.34731 | 0.18426 | 0.086206 | 0.10717 | 0.023566 | 0.10431 | 0.52903 | 1.3819 | 0 | 1.3819 | 100% | US Weighted | 24.9768 | 3.9344 | 1.8407 | 2.2883 | 0.5032 | 7.5014 | 14.2736 | 55.3186 | 0 | 55.3186 | 100% | US Weighted | 0 | 3.9344 | 1.8407 | 2.2883 | 0.5032 | 0 | 10.0389 | 18.6056 | 0 | 18.6056 | 100% | US Weighted | 24.9768 | 0 | 0 | 0 | 0 | 7.5014 | 4.2347 | 36.713 |  |  | 100% | US Weighted | 0 | 0 | 0 | 0 | 0 | 0 | 0 | 0 |  |  | 100% | US Weighted | 27.4745 | 11.1344 | 5.2092 | 6.476 | 1.4241 | 8.2516 | 33.0683 | 93.0381 | 0 | 93.0381 | 100% | US Weighted | 0.0013241 | 0.00080599 | 0.00037708 | 0.00046878 | 0.00010308 | 0.00039767 | 0.002281 | 0.0057577 | 0 | 0.0057577 | 100%
End-Use Cost Savings from IECC-Res 2006 to 2024 | [11 empty] | End-Use Site Energy Savings from IECC-Res 2006 to 2024 | [11 empty] | End-Use Electricity Savings from IECC-Res 2006 to 2024 | [11 empty] | End-Use Gas Savings from IECC-Res 2006 to 2024 | [11 empty] | End-Use Oil Savings from IECC-Res 2006 to 2024 | [11 empty] | End-Use Source Energy Savings from IECC-Res 2006 to 2024 | [11 empty] | End-Use Carbon Savings from IECC-Res 2006 to 2024
Energy Cost Index ($/sq ft/yr) | [10 empty] | Single-Family - Gas Furnace | Site Energy Use Intensity (kBtu/sq ft/yr) | [10 empty] | Single-Family - Gas Furnace | Electric Use Intensity (kBtu/sq ft/yr) | [10 empty] | Single-Family - Gas Furnace | Gas Use Intensity (kBtu/sq ft/yr) | [10 empty] | Single-Family - Gas Furnace | Oil Use Intensity (kBtu/sq ft/yr) | [10 empty] | Single-Family - Gas Furnace | Source Energy Use Index (kBtu/sq ft/yr) | [10 empty] | Single-Family - Gas Furnace | Carbon Emissions (ton/sq ft/yr) | [10 empty] | Single-Family - Gas Furnace
Costs: Electricity: $0.1598/kWh ¦ Natural Gas: $1.391/therm ¦ Oil: $4.1392/gal | [9 empty] | Prototype Floor Area (sq ft): | 2376 | [10 empty] | Prototype Floor Area (sq ft): | 2376 | [10 empty] | Prototype Floor Area (sq ft): | 2376 | [10 empty] | Prototype Floor Area (sq ft): | 2376 | [10 empty] | Prototype Floor Area (sq ft): | 2376 | Site-to-Source Factors: Electricity: 2.83 ¦ Natural Gas: 1.1 ¦ Oil: 1.01 | [9 empty] | Prototype Floor Area (sq ft): | 2376 | Conversion [ton/kBtu]: Electricity: 4,881 ¦ Natural Gas: 18,863 ¦ Oil: 13,521 | [9 empty] | Prototype Floor Area (sq ft): | 2376
2006-2024 | Heat | Cool | Fans_Aux | Lgt_Int | Lgt_Ext | DHW | Appls | Total | PV | Net_Total | Weight | 2006-2024 | Heat | Cool | Fans_Aux | Lgt_Int | Lgt_Ext | DHW | Appls | Total | PV | Net_Total | Weight | 2006-2024 | Heat | Cool | Fans_Aux | Lgt_Int | Lgt_Ext | DHW | Appls | Total | PV | Net_Total | Weight | 2006-2024 | Heat | Cool | Fans_Aux | Lgt_Int | Lgt_Ext | DHW | Appls | Total | PV | Net_Total | Weight | 2006-2024 | Heat | Cool | Fans_Aux | Lgt_Int | Lgt_Ext | DHW | Appls | Total | PV | Net_Total | Weight | 2006-2024 | Heat | Cool | Fans_Aux | Lgt_Int | Lgt_Ext | DHW | Appls | Total | PV | Net_Total | Weight | 2006-2024 | Heat | Cool | Fans_Aux | Lgt_Int | Lgt_Ext | DHW | Appls | Total | PV | Net_Total | Weight
CZ1AWH | 0.015819 | 0.22472 | 0.042771 | 0.039296 | 0.011646 | 0.027462 | 0.013236 | 0.37495 | 0 | 0.37495 | 0.9471% | CZ1AWH | 1.1376 | 4.7984 | 0.91328 | 0.83907 | 0.24868 | 1.9749 | 0.28263 | 10.1946 | 0 | 10.1946 | 0.9471% | CZ1AWH | 0 | 4.7984 | 0.91328 | 0.83907 | 0.24868 | 0 | 0.28263 | 7.082 | 0 | 7.082 | 0.9471% | CZ1AWH | 1.1376 | 0 | 0 | 0 | 0 | 1.9749 | 0 | 3.1126 |  |  | 0.9471% | CZ1AWH | 0 | 0 | 0 | 0 | 0 | 0 | 0 | 0 |  |  | 0.9471% | CZ1AWH | 1.2514 | 13.5794 | 2.5846 | 2.3746 | 0.70376 | 2.1724 | 0.79983 | 23.466 | 0 | 23.466 | 0.9471% | CZ1AWH | 6.0308e-05 | 0.00098298 | 0.00018709 | 0.00017189 | 5.0943e-05 | 0.0001047 | 5.7898e-05 | 0.0016158 | 0 | 0.0016158 | 0.9471%
CZ1AWHT | 0.0012646 | 0.22465 | 0.039267 | 0.039179 | 0.011478 | 0.026601 | 0.013045 | 0.35549 | 0 | 0.35549 | 0.2232% | CZ1AWHT | 0.090941 | 4.7969 | 0.83846 | 0.83658 | 0.24509 | 1.913 | 0.27855 | 8.9995 | 0 | 8.9995 | 0.2232% | CZ1AWHT | 0 | 4.7969 | 0.83846 | 0.83658 | 0.24509 | 0 | 0.27855 | 6.9956 | 0 | 6.9956 | 0.2232% | CZ1AWHT | 0.090941 | 0 | 0 | 0 | 0 | 1.913 | 0 | 2.0039 |  |  | 0.2232% | CZ1AWHT | 0 | 0 | 0 | 0 | 0 | 0 | 0 | 0 |  |  | 0.2232% | CZ1AWHT | 0.10004 | 13.5752 | 2.3728 | 2.3675 | 0.69361 | 2.1043 | 0.7883 | 22.0018 | 0 | 22.0018 | 0.2232% | CZ1AWHT | 4.821e-06 | 0.00098268 | 0.00017176 | 0.00017138 | 5.0209e-05 | 0.00010141 | 5.7063e-05 | 0.0015393 | 0 | 0.0015393 | 0.2232%
CZ1AWHTS | 0.00011206 | 0.18722 | 0.037352 | 0.064256 | 0.018825 | 0.014129 | 0.021395 | 0.34329 | 0 | 0.34329 | 0.2232% | CZ1AWHTS | 0.0080585 | 3.9976 | 0.79755 | 1.372 | 0.40196 | 1.0161 | 0.45683 | 8.0501 | 0 | 8.0501 | 0.2232% | CZ1AWHTS | 0 | 3.9976 | 0.79755 | 1.372 | 0.40196 | 0 | 0.45683 | 7.0259 | 0 | 7.0259 | 0.2232% | CZ1AWHTS | 0.0080585 | 0 | 0 | 0 | 0 | 1.0161 | 0 | 1.0241 |  |  | 0.2232% | CZ1AWHTS | 0 | 0 | 0 | 0 | 0 | 0 | 0 | 0 |  |  | 0.2232% | CZ1AWHTS | 0.0088643 | 11.3131 | 2.2571 | 3.8828 | 1.1375 | 1.1177 | 1.2928 | 21.01 | 0 | 21.01 | 0.2232% | CZ1AWHTS | 4.272e-07 | 0.00081893 | 0.00016338 | 0.00028107 | 8.2344e-05 | 5.3864e-05 | 9.3586e-05 | 0.0014936 | 0 | 0.0014936 | 0.2232%
CZ2AWH | 0.050127 | 0.17953 | 0.048323 | 0.039278 | 0.01162 | 0.030649 | 0.013206 | 0.37273 | 0 | 0.37273 | 15.93% | CZ2AWH | 3.6049 | 3.8335 | 1.0318 | 0.83868 | 0.24811 | 2.2041 | 0.28198 | 12.043 | 0 | 12.043 | 15.93% | CZ2AWH | 0 | 3.8335 | 1.0318 | 0.83868 | 0.24811 | 0 | 0.28198 | 6.2341 | 0 | 6.2341 | 15.93% | CZ2AWH | 3.6049 | 0 | 0 | 0 | 0 | 2.2041 | 0 | 5.809 |  |  | 15.93% | CZ2AWH | 0 | 0 | 0 | 0 | 0 | 0 | 0 | 0 |  |  | 15.93% | CZ2AWH | 3.9654 | 10.8487 | 2.9201 | 2.3735 | 0.70215 | 2.4245 | 0.79801 | 24.0323 | 0 | 24.0323 | 15.93% | CZ2AWH | 0.0001911 | 0.00078531 | 0.00021138 | 0.00017181 | 5.0827e-05 | 0.00011684 | 5.7766e-05 | 0.001585 | 0 | 0.001585 | 15.93%
CZ2B | 0.062754 | 0.18343 | 0.060483 | 0.039294 | 0.011643 | 0.030936 | 0.013232 | 0.40177 | 0 | 0.40177 | 4.79% | CZ2B | 4.5129 | 3.9167 | 1.2915 | 0.83902 | 0.24861 | 2.2247 | 0.28255 | 13.316 | 0 | 13.316 | 4.79% | CZ2B | 0 | 3.9167 | 1.2915 | 0.83902 | 0.24861 | 0 | 0.28255 | 6.5783 | 0 | 6.5783 | 4.79% | CZ2B | 4.5129 | 0 | 0 | 0 | 0 | 2.2247 | 0 | 6.7376 |  |  | 4.79% | CZ2B | 0 | 0 | 0 | 0 | 0 | 0 | 0 | 0 |  |  | 4.79% | CZ2B | 4.9642 | 11.0842 | 3.6548 | 2.3744 | 0.70356 | 2.4472 | 0.7996 | 26.0281 | 0 | 26.0281 | 4.79% | CZ2B | 0.00023924 | 0.00080236 | 0.00026457 | 0.00017188 | 5.0929e-05 | 0.00011794 | 5.7881e-05 | 0.0017048 | 0 | 0.0017048 | 4.79%
CZ3A | 0.19829 | 0.10937 | 0.050144 | 0.039102 | 0.011367 | 0.036321 | 0.012919 | 0.45751 | 0 | 0.45751 | 7.35% | CZ3A | 14.2597 | 2.3353 | 1.0707 | 0.83493 | 0.24272 | 2.612 | 0.27585 | 21.6312 | 0 | 21.6312 | 7.35% | CZ3A | 0 | 2.3353 | 1.0707 | 0.83493 | 0.24272 | 0 | 0.27585 | 4.7595 | 0 | 4.7595 | 7.35% | CZ3A | 14.2597 | 0 | 0 | 0 | 0 | 2.612 | 0 | 16.8717 |  |  | 7.35% | CZ3A | 0 | 0 | 0 | 0 | 0 | 0 | 0 | 0 |  |  | 7.35% | CZ3A | 15.6856 | 6.6088 | 3.0301 | 2.3629 | 0.68689 | 2.8732 | 0.78066 | 32.0282 | 0 | 32.0282 | 7.35% | CZ3A | 0.00075594 | 0.0004784 | 0.00021934 | 0.00017104 | 4.9722e-05 | 0.00013847 | 5.651e-05 | 0.0018694 | 0 | 0.0018694 | 7.35%
CZ3AWH | 0.14348 | 0.13351 | 0.050914 | 0.039243 | 0.011569 | 0.03533 | 0.013149 | 0.42719 | 0 | 0.42719 | 3.195% | CZ3AWH | 10.3181 | 2.8507 | 1.0871 | 0.83793 | 0.24703 | 2.5407 | 0.28076 | 18.1624 | 0 | 18.1624 | 3.195% | CZ3AWH | 0 | 2.8507 | 1.0871 | 0.83793 | 0.24703 | 0 | 0.28076 | 5.3036 | 0 | 5.3036 | 3.195% | CZ3AWH | 10.3181 | 0 | 0 | 0 | 0 | 2.5407 | 0 | 12.8589 |  |  | 3.195% | CZ3AWH | 0 | 0 | 0 | 0 | 0 | 0 | 0 | 0 |  |  | 3.195% | CZ3AWH | 11.3499 | 8.0675 | 3.0766 | 2.3713 | 0.69911 | 2.7948 | 0.79455 | 29.1539 | 0 | 29.1539 | 3.195% | CZ3AWH | 0.00054699 | 0.00058399 | 0.00022271 | 0.00017166 | 5.0607e-05 | 0.00013469 | 5.7515e-05 | 0.0017682 | 0 | 0.0017682 | 3.195%
CZ3B | 0.13608 | 0.13088 | 0.060416 | 0.039083 | 0.01134 | 0.034634 | 0.012888 | 0.42532 | 0 | 0.42532 | 10.66% | CZ3B | 9.7863 | 2.7946 | 1.29 | 0.83453 | 0.24214 | 2.4907 | 0.2752 | 17.7135 | 0 | 17.7135 | 10.66% | CZ3B | 0 | 2.7946 | 1.29 | 0.83453 | 0.24214 | 0 | 0.2752 | 5.4365 | 0 | 5.4365 | 10.66% | CZ3B | 9.7863 | 0 | 0 | 0 | 0 | 2.4907 | 0 | 12.277 |  |  | 10.66% | CZ3B | 0 | 0 | 0 | 0 | 0 | 0 | 0 | 0 |  |  | 10.66% | CZ3B | 10.7649 | 7.9087 | 3.6508 | 2.3617 | 0.68526 | 2.7398 | 0.77881 | 28.89 | 0 | 28.89 | 10.66% | CZ3B | 0.0005188 | 0.00057249 | 0.00026427 | 0.00017096 | 4.9604e-05 | 0.00013204 | 5.6376e-05 | 0.0017645 | 0 | 0.0017645 | 10.66%
CZ3C | 0.09643 | 0.06508 | 0.04078 | 0.039066 | 0.011315 | 0.03688 | 0.01286 | 0.30241 | 0 | 0.30241 | 1.431% | CZ3C | 6.9347 | 1.3896 | 0.87075 | 0.83416 | 0.24161 | 2.6522 | 0.27459 | 13.1976 | 0 | 13.1976 | 1.431% | CZ3C | 0 | 1.3896 | 0.87075 | 0.83416 | 0.24161 | 0 | 0.27459 | 3.6108 | 0 | 3.6108 | 1.431% | CZ3C | 6.9347 | 0 | 0 | 0 | 0 | 2.6522 | 0 | 9.5869 |  |  | 1.431% | CZ3C | 0 | 0 | 0 | 0 | 0 | 0 | 0 | 0 |  |  | 1.431% | CZ3C | 7.6281 | 3.9327 | 2.4642 | 2.3607 | 0.68376 | 2.9174 | 0.7771 | 20.764 | 0 | 20.764 | 1.431% | CZ3C | 0.00036763 | 0.00028468 | 0.00017838 | 0.00017088 | 4.9495e-05 | 0.0001406 | 5.6252e-05 | 0.0012479 | 0 | 0.0012479 | 1.431%
CZ4A | 0.29229 | 0.055682 | 0.038335 | 0.037952 | 0.0097119 | 0.035129 | 0.011038 | 0.48014 | 0 | 0.48014 | 13.28% | CZ4A | 21.0197 | 1.189 | 0.81856 | 0.81038 | 0.20737 | 2.5263 | 0.23569 | 26.807 | 0 | 26.807 | 13.28% | CZ4A | 0 | 1.189 | 0.81856 | 0.81038 | 0.20737 | 0 | 0.23569 | 3.2609 | 0 | 3.2609 | 13.28% | CZ4A | 21.0197 | 0 | 0 | 0 | 0 | 2.5263 | 0 | 23.546 |  |  | 13.28% | CZ4A | 0 | 0 | 0 | 0 | 0 | 0 | 0 | 0 |  |  | 13.28% | CZ4A | 23.1217 | 3.3647 | 2.3165 | 2.2934 | 0.58687 | 2.7789 | 0.66699 | 35.1291 | 0 | 35.1291 | 13.28% | CZ4A | 0.0011143 | 0.00024357 | 0.00016769 | 0.00016601 | 4.2482e-05 | 0.00013393 | 4.8282e-05 | 0.0019163 | 0 | 0.0019163 | 13.28%
CZ4B | 0.2009 | 0.070613 | 0.055961 | 0.039199 | 0.011507 | 0.040367 | 0.013078 | 0.43162 | 0 | 0.43162 | 0.9513% | CZ4B | 14.4474 | 1.5078 | 1.1949 | 0.83701 | 0.2457 | 2.903 | 0.27925 | 21.415 | 0 | 21.415 | 0.9513% | CZ4B | 0 | 1.5078 | 1.1949 | 0.83701 | 0.2457 | 0 | 0.27925 | 4.0646 | 0 | 4.0646 | 0.9513% | CZ4B | 14.4474 | 0 | 0 | 0 | 0 | 2.903 | 0 | 17.3503 |  |  | 0.9513% | CZ4B | 0 | 0 | 0 | 0 | 0 | 0 | 0 | 0 |  |  | 0.9513% | CZ4B | 15.8921 | 4.267 | 3.3816 | 2.3687 | 0.69534 | 3.1933 | 0.79027 | 30.5883 | 0 | 30.5883 | 0.9513% | CZ4B | 0.00076589 | 0.00030888 | 0.00024479 | 0.00017147 | 5.0334e-05 | 0.00015389 | 5.7205e-05 | 0.0017525 | 0 | 0.0017525 | 0.9513%
CZ4C | 0.21562 | -0.0036261 | 0.027108 | 0.039178 | 0.011477 | 0.0098647 | 0.013043 | 0.31266 | 0 | 0.31266 | 4.145% | CZ4C | 15.506 | -0.077427 | 0.57883 | 0.83656 | 0.24506 | 0.70942 | 0.27851 | 18.077 | 0 | 18.077 | 4.145% | CZ4C | 0 | -0.077427 | 0.57883 | 0.83656 | 0.24506 | 0 | 0.27851 | 1.8615 | 0 | 1.8615 | 4.145% | CZ4C | 15.506 | 0 | 0 | 0 | 0 | 0.70942 | 0 | 16.2154 |  |  | 4.145% | CZ4C | 0 | 0 | 0 | 0 | 0 | 0 | 0 | 0 |  |  | 4.145% | CZ4C | 17.0566 | -0.21912 | 1.6381 | 2.3675 | 0.69351 | 0.78036 | 0.78819 | 23.1051 | 0 | 23.1051 | 4.145% | CZ4C | 0.00082201 | -1.5861e-05 | 0.00011858 | 0.00017137 | 5.0202e-05 | 3.7608e-05 | 5.7055e-05 | 0.001241 | 0 | 0.001241 | 4.145%
CZ5A | 0.28336 | 0.0081167 | 0.025416 | 0.037782 | 0.0094669 | 0.071599 | 0.010759 | 0.4465 | 0 | 0.4465 | 18.37% | CZ5A | 20.3778 | 0.17331 | 0.5427 | 0.80674 | 0.20214 | 5.149 | 0.22974 | 27.4815 | 0 | 27.4815 | 18.37% | CZ5A | 0 | 0.17331 | 0.5427 | 0.80674 | 0.20214 | 0 | 0.22974 | 1.9546 | 0 | 1.9546 | 18.37% | CZ5A | 20.3778 | 0 | 0 | 0 | 0 | 5.149 | 0 | 25.5269 |  |  | 18.37% | CZ5A | 0 | 0 | 0 | 0 | 0 | 0 | 0 | 0 |  |  | 18.37% | CZ5A | 22.4156 | 0.49048 | 1.5358 | 2.2831 | 0.57207 | 5.6639 | 0.65016 | 33.6112 | 0 | 33.6112 | 18.37% | CZ5A | 0.0010803 | 3.5504e-05 | 0.00011117 | 0.00016527 | 4.141e-05 | 0.00027296 | 4.7064e-05 | 0.0017537 | 0 | 0.0017537 | 18.37%
CZ5B | 0.18525 | 0.01266 | 0.027847 | 0.038674 | 0.010752 | 0.077743 | 0.012219 | 0.36515 | 0 | 0.36515 | 9.803% | CZ5B | 13.3223 | 0.27032 | 0.59461 | 0.8258 | 0.22957 | 5.5908 | 0.26091 | 21.0943 | 0 | 21.0943 | 9.803% | CZ5B | 0 | 0.27032 | 0.59461 | 0.8258 | 0.22957 | 0 | 0.26091 | 2.1812 | 0 | 2.1812 | 9.803% | CZ5B | 13.3223 | 0 | 0 | 0 | 0 | 5.5908 | 0 | 18.9131 |  |  | 9.803% | CZ5B | 0 | 0 | 0 | 0 | 0 | 0 | 0 | 0 |  |  | 9.803% | CZ5B | 14.6545 | 0.76501 | 1.6827 | 2.337 | 0.64969 | 6.1499 | 0.73839 | 26.9772 | 0 | 26.9772 | 9.803% | CZ5B | 0.00070625 | 5.5377e-05 | 0.00012181 | 0.00016917 | 4.703e-05 | 0.00029639 | 5.345e-05 | 0.0014495 | 0 | 0.0014495 | 9.803%
CZ5C | 0.13697 | -0.0028812 | 0.022346 | 0.039179 | 0.011478 | 0.083453 | 0.013045 | 0.30359 | 0 | 0.30359 | 0.2898% | CZ5C | 9.85 | -0.061522 | 0.47715 | 0.83658 | 0.24509 | 6.0015 | 0.27855 | 17.6273 | 0 | 17.6273 | 0.2898% | CZ5C | 0 | -0.061522 | 0.47715 | 0.83658 | 0.24509 | 0 | 0.27855 | 1.7759 | 0 | 1.7759 | 0.2898% | CZ5C | 9.85 | 0 | 0 | 0 | 0 | 6.0015 | 0 | 15.8515 |  |  | 0.2898% | CZ5C | 0 | 0 | 0 | 0 | 0 | 0 | 0 | 0 |  |  | 0.2898% | CZ5C | 10.835 | -0.17411 | 1.3503 | 2.3675 | 0.69361 | 6.6016 | 0.7883 | 22.4623 | 0 | 22.4623 | 0.2898% | CZ5C | 0.00052217 | -1.2603e-05 | 9.7747e-05 | 0.00017138 | 5.0209e-05 | 0.00031816 | 5.7063e-05 | 0.0012041 | 0 | 0.0012041 | 0.2898%
CZ6A | 0.49401 | 0.0036473 | -0.010332 | 0.037931 | 0.0096809 | 0.041167 | 0 | 0.57611 | 0 | 0.57611 | 5.955% | CZ6A | 35.5267 | 0.07788 | -0.22061 | 0.80991 | 0.20671 | 2.9605 | 0 | 39.3611 | 0 | 39.3611 | 5.955% | CZ6A | 0 | 0.07788 | -0.22061 | 0.80991 | 0.20671 | 0 | 0 | 0.87389 | 0 | 0.87389 | 5.955% | CZ6A | 35.5267 | 0 | 0 | 0 | 0 | 2.9605 | 0 | 38.4872 |  |  | 5.955% | CZ6A | 0 | 0 | 0 | 0 | 0 | 0 | 0 | 0 |  |  | 5.955% | CZ6A | 39.0793 | 0.2204 | -0.62433 | 2.2921 | 0.58499 | 3.2566 | 0 | 44.809 | 0 | 44.809 | 5.955% | CZ6A | 0.0018834 | 1.5954e-05 | -4.5194e-05 | 0.00016592 | 4.2346e-05 | 0.00015694 | 0 | 0.0022193 | 0 | 0.0022193 | 5.955%
CZ6B | 0.40034 | -0.0037547 | -0.017224 | 0.038439 | 0.010413 | 0.043857 | 0 | 0.47207 | 0 | 0.47207 | 1.602% | CZ6B | 28.7903 | -0.080173 | -0.36778 | 0.82077 | 0.22234 | 3.1539 | 0 | 32.5394 | 0 | 32.5394 | 1.602% | CZ6B | 0 | -0.080173 | -0.36778 | 0.82077 | 0.22234 | 0 | 0 | 0.59516 | 0 | 0.59516 | 1.602% | CZ6B | 28.7903 | 0 | 0 | 0 | 0 | 3.1539 | 0 | 31.9442 |  |  | 1.602% | CZ6B | 0 | 0 | 0 | 0 | 0 | 0 | 0 | 0 |  |  | 1.602% | CZ6B | 31.6693 | -0.22689 | -1.0408 | 2.3228 | 0.62921 | 3.4693 | 0 | 36.823 | 0 | 36.823 | 1.602% | CZ6B | 0.0015263 | -1.6424e-05 | -7.5342e-05 | 0.00016814 | 4.5547e-05 | 0.0001672 | 0 | 0.0018154 | 0 | 0.0018154 | 1.602%
CZ7 | 0.52091 | -0.0015156 | -0.0093971 | 0.038381 | 0.010329 | 0.047404 | 0 | 0.60611 | 0 | 0.60611 | 0.8442% | CZ7 | 37.4611 | -0.032362 | -0.20065 | 0.81953 | 0.22055 | 3.409 | 0 | 41.6772 | 0 | 41.6772 | 0.8442% | CZ7 | 0 | -0.032362 | -0.20065 | 0.81953 | 0.22055 | 0 | 0 | 0.80706 | 0 | 0.80706 | 0.8442% | CZ7 | 37.4611 | 0 | 0 | 0 | 0 | 3.409 | 0 | 40.8701 |  |  | 0.8442% | CZ7 | 0 | 0 | 0 | 0 | 0 | 0 | 0 | 0 |  |  | 0.8442% | CZ7 | 41.2072 | -0.091586 | -0.56785 | 2.3193 | 0.62415 | 3.75 | 0 | 47.2411 | 0 | 47.2411 | 0.8442% | CZ7 | 0.0019859 | -6.6297e-06 | -4.1105e-05 | 0.00016789 | 4.5181e-05 | 0.00018072 | 0 | 0.002332 | 0 | 0.002332 | 0.8442%
CZ8 | 0.59814 | -0.0097019 | -0.006051 | 0.039179 | 0.011478 | 0.057977 | 0 | 0.69102 | 0 | 0.69102 | 0.01051% | CZ8 | 43.0151 | -0.20716 | -0.12921 | 0.83658 | 0.24509 | 4.1694 | 0 | 47.9298 | 0 | 47.9298 | 0.01051% | CZ8 | 0 | -0.20716 | -0.12921 | 0.83658 | 0.24509 | 0 | 0 | 0.74531 | 0 | 0.74531 | 0.01051% | CZ8 | 43.0151 | 0 | 0 | 0 | 0 | 4.1694 | 0 | 47.1845 |  |  | 0.01051% | CZ8 | 0 | 0 | 0 | 0 | 0 | 0 | 0 | 0 |  |  | 0.01051% | CZ8 | 47.3166 | -0.58626 | -0.36565 | 2.3675 | 0.69361 | 4.5864 | 0 | 54.0122 | 0 | 54.0122 | 0.01051% | CZ8 | 0.0022803 | -4.2438e-05 | -2.6469e-05 | 0.00017138 | 5.0209e-05 | 0.00022103 | 0 | 0.0026541 | 0 | 0.0026541 | 0.01051%
US Weighted | 0.21526 | 0.073714 | 0.035712 | 0.038602 | 0.010611 | 0.045732 | 0.011045 | 0.43067 | 0 | 0.43067 | 100% | US Weighted | 15.4803 | 1.574 | 0.76255 | 0.82424 | 0.22656 | 3.2888 | 0.23584 | 22.3922 | 0 | 22.3922 | 100% | US Weighted | 0 | 1.574 | 0.76255 | 0.82424 | 0.22656 | 0 | 0.23584 | 3.6232 | 0 | 3.6232 | 100% | US Weighted | 15.4803 | 0 | 0 | 0 | 0 | 3.2888 | 0 | 18.7691 |  |  | 100% | US Weighted | 0 | 0 | 0 | 0 | 0 | 0 | 0 | 0 |  |  | 100% | US Weighted | 17.0283 | 4.4544 | 2.158 | 2.3326 | 0.64118 | 3.6176 | 0.66741 | 30.8995 | 0 | 30.8995 | 100% | US Weighted | 0.00082065 | 0.00032244 | 0.00015621 | 0.00016885 | 4.6413e-05 | 0.00017435 | 4.8312e-05 | 0.0017372 | 0 | 0.0017372 | 100%
Percentage Cost Savings from IECC-Res 2006 to 2024 | [11 empty] | Percentage Site Energy Savings from IECC-Res 2006 to 2024 | [11 empty] | Percentage Electricity Savings from IECC-Res 2006 to 2024 | [11 empty] | Percentage Gas Savings from IECC-Res 2006 to 2024 | [11 empty] | Percentage Oil Savings from IECC-Res 2006 to 2024 | [11 empty] | Percentage Source Energy Savings from IECC-Res 2006 to 2024 | [11 empty] | Percentage Carbon Savings from IECC-Res 2006 to 2024
Energy Cost Index ($/sq ft/yr) | [10 empty] | Single-Family - Gas Furnace | Site Energy Use Intensity (kBtu/sq ft/yr) | [10 empty] | Single-Family - Gas Furnace | Electric Use Intensity (kBtu/sq ft/yr) | [10 empty] | Single-Family - Gas Furnace | Gas Use Intensity (kBtu/sq ft/yr) | [10 empty] | Single-Family - Gas Furnace | Oil Use Intensity (kBtu/sq ft/yr) | [10 empty] | Single-Family - Gas Furnace | Source Energy Use Index (kBtu/sq ft/yr) | [10 empty] | Single-Family - Gas Furnace | Carbon Emissions (ton/sq ft/yr) | [10 empty] | Single-Family - Gas Furnace
Costs: Electricity: $0.1598/kWh ¦ Natural Gas: $1.391/therm ¦ Oil: $4.1392/gal | [9 empty] | Prototype Floor Area (sq ft): | 2376 | [10 empty] | Prototype Floor Area (sq ft): | 2376 | [10 empty] | Prototype Floor Area (sq ft): | 2376 | [10 empty] | Prototype Floor Area (sq ft): | 2376 | [10 empty] | Prototype Floor Area (sq ft): | 2376 | Site-to-Source Factors: Electricity: 2.83 ¦ Natural Gas: 1.1 ¦ Oil: 1.01 | [9 empty] | Prototype Floor Area (sq ft): | 2376 | Conversion [ton/kBtu]: Electricity: 4,881 ¦ Natural Gas: 18,863 ¦ Oil: 13,521 | [9 empty] | Prototype Floor Area (sq ft): | 2376
2006-2024 | Heat | Cool | Fans_Aux | Lgt_Int | Lgt_Ext | DHW | Appls | Total | PV | Net_Total | Weight | 2006-2024 | Heat | Cool | Fans_Aux | Lgt_Int | Lgt_Ext | DHW | Appls | Total | PV | Net_Total | Weight | 2006-2024 | Heat | Cool | Fans_Aux | Lgt_Int | Lgt_Ext | DHW | Appls | Total | PV | Net_Total | Weight | 2006-2024 | Heat | Cool | Fans_Aux | Lgt_Int | Lgt_Ext | DHW | Appls | Total | PV | Net_Total | Weight | 2006-2024 | Heat | Cool | Fans_Aux | Lgt_Int | Lgt_Ext | DHW | Appls | Total | PV | Net_Total | Weight | 2006-2024 | Heat | Cool | Fans_Aux | Lgt_Int | Lgt_Ext | DHW | Appls | Total | PV | Net_Total | Weight | 2006-2024 | Heat | Cool | Fans_Aux | Lgt_Int | Lgt_Ext | DHW | Appls | Total | PV | Net_Total | Weight
CZ1AWH | 71.91% | 49.09% | 42.51% | 36.02% | 45.02% | 35.26% | 2.458% | 28.15% |  | 28.15% | 0.9471% | CZ1AWH | 71.91% | 49.09% | 42.51% | 36.02% | 45.02% | 35.26% | 1.915% | 27.74% |  | 27.74% | 0.9471% | CZ1AWH |  | 49.09% | 42.51% | 36.02% | 45.02% |  | 2.792% | 28.41% |  | 28.41% | 0.9471% | CZ1AWH | 71.91% |  |  |  |  | 35.26% | 0% | 26.34% |  |  | 0.9471% | CZ1AWH | [10 empty] | 0.9471% | CZ1AWH | 71.91% | 49.09% | 42.51% | 36.02% | 45.02% | 35.26% | 2.37% | 28.09% |  | 28.09% | 0.9471% | CZ1AWH | 71.91% | 49.09% | 42.51% | 36.02% | 45.02% | 35.26% | 2.496% | 28.18% |  | 28.18% | 0.9471%
CZ1AWHT | 85.25% | 47.46% | 38.94% | 36.02% | 45.02% | 35.43% | 2.43% | 26.89% |  | 26.89% | 0.2232% | CZ1AWHT | 85.25% | 47.46% | 38.94% | 36.02% | 45.02% | 35.43% | 1.898% | 25.49% |  | 25.49% | 0.2232% | CZ1AWHT |  | 47.46% | 38.94% | 36.02% | 45.02% |  | 2.756% | 27.72% |  | 27.72% | 0.2232% | CZ1AWHT | 85.25% |  |  |  |  | 35.43% | 0% | 19.89% |  |  | 0.2232% | CZ1AWHT | [10 empty] | 0.2232% | CZ1AWHT | 85.25% | 47.46% | 38.94% | 36.02% | 45.02% | 35.43% | 2.344% | 26.67% |  | 26.67% | 0.2232% | CZ1AWHT | 85.25% | 47.46% | 38.94% | 36.02% | 45.02% | 35.43% | 2.467% | 26.99% |  | 26.99% | 0.2232%
CZ1AWHTS | 57.87% | 36.65% | 30.29% | 36.02% | 45.02% | 65.67% | 2.43% | 19.54% |  | 19.54% | 0.2232% | CZ1AWHTS | 57.87% | 36.65% | 30.29% | 36.02% | 45.02% | 65.67% | 1.898% | 18.35% |  | 18.35% | 0.2232% | CZ1AWHTS |  | 36.65% | 30.29% | 36.02% | 45.02% |  | 2.756% | 20.18% |  | 20.18% | 0.2232% | CZ1AWHTS | 57.87% |  |  |  |  | 65.67% | 0% | 11.31% |  |  | 0.2232% | CZ1AWHTS | [10 empty] | 0.2232% | CZ1AWHTS | 57.87% | 36.65% | 30.29% | 36.02% | 45.02% | 65.67% | 2.344% | 19.36% |  | 19.36% | 0.2232% | CZ1AWHTS | 57.87% | 36.65% | 30.29% | 36.02% | 45.02% | 65.67% | 2.467% | 19.62% |  | 19.62% | 0.2232%
CZ2AWH | 64.64% | 47.56% | 48.13% | 36.02% | 45.02% | 35.2% | 2.453% | 28.33% |  | 28.33% | 15.93% | CZ2AWH | 64.64% | 47.56% | 48.13% | 36.02% | 45.02% | 35.2% | 1.913% | 30.36% |  | 30.36% | 15.93% | CZ2AWH |  | 47.56% | 48.13% | 36.02% | 45.02% |  | 2.786% | 26.87% |  | 26.87% | 15.93% | CZ2AWH | 64.64% |  |  |  |  | 35.2% | 0% | 35.29% |  |  | 15.93% | CZ2AWH | [10 empty] | 15.93% | CZ2AWH | 64.64% | 47.56% | 48.13% | 36.02% | 45.02% | 35.2% | 2.366% | 28.69% |  | 28.69% | 15.93% | CZ2AWH | 64.64% | 47.56% | 48.13% | 36.02% | 45.02% | 35.2% | 2.492% | 28.17% |  | 28.17% | 15.93%
CZ2B | 62.78% | 48.4% | 50.17% | 36.02% | 45.02% | 35.3% | 2.457% | 29.53% |  | 29.53% | 4.79% | CZ2B | 62.78% | 48.4% | 50.17% | 36.02% | 45.02% | 35.3% | 1.915% | 31.86% |  | 31.86% | 4.79% | CZ2B |  | 48.4% | 50.17% | 36.02% | 45.02% |  | 2.791% | 27.79% |  | 27.79% | 4.79% | CZ2B | 62.78% |  |  |  |  | 35.3% | 0% | 37.18% |  |  | 4.79% | CZ2B | [10 empty] | 4.79% | CZ2B | 62.78% | 48.4% | 50.17% | 36.02% | 45.02% | 35.3% | 2.37% | 29.94% |  | 29.94% | 4.79% | CZ2B | 62.78% | 48.4% | 50.17% | 36.02% | 45.02% | 35.3% | 2.496% | 29.34% |  | 29.34% | 4.79%
CZ3A | 73.98% | 50.08% | 56.69% | 36.02% | 45.02% | 34.42% | 2.411% | 33.89% |  | 33.89% | 7.35% | CZ3A | 73.98% | 50.08% | 56.69% | 36.02% | 45.02% | 34.42% | 1.886% | 42.5% |  | 42.5% | 7.35% | CZ3A |  | 50.08% | 56.69% | 36.02% | 45.02% |  | 2.732% | 24.4% |  | 24.4% | 7.35% | CZ3A | 73.98% |  |  |  |  | 34.42% | 0% | 53.75% |  |  | 7.35% | CZ3A | [10 empty] | 7.35% | CZ3A | 73.98% | 50.08% | 56.69% | 36.02% | 45.02% | 34.42% | 2.326% | 35.69% |  | 35.69% | 7.35% | CZ3A | 73.98% | 50.08% | 56.69% | 36.02% | 45.02% | 34.42% | 2.448% | 33.03% |  | 33.03% | 7.35%
CZ3AWH | 75.72% | 51.16% | 56.45% | 36.02% | 45.02% | 34.67% | 2.445% | 32.49% |  | 32.49% | 3.195% | CZ3AWH | 75.72% | 51.16% | 56.45% | 36.02% | 45.02% | 34.67% | 1.907% | 39.44% |  | 39.44% | 3.195% | CZ3AWH |  | 51.16% | 56.45% | 36.02% | 45.02% |  | 2.775% | 25.88% |  | 25.88% | 3.195% | CZ3AWH | 75.72% |  |  |  |  | 34.67% | 0% | 50.31% |  |  | 3.195% | CZ3AWH | [10 empty] | 3.195% | CZ3AWH | 75.72% | 51.16% | 56.45% | 36.02% | 45.02% | 34.67% | 2.358% | 33.86% |  | 33.86% | 3.195% | CZ3AWH | 75.72% | 51.16% | 56.45% | 36.02% | 45.02% | 34.67% | 2.483% | 31.85% |  | 31.85% | 3.195%
CZ3B | 77.69% | 51.93% | 56.75% | 36.02% | 45.02% | 34.93% | 2.406% | 32.66% |  | 32.66% | 10.66% | CZ3B | 77.69% | 51.93% | 56.75% | 36.02% | 45.02% | 34.93% | 1.883% | 39.5% |  | 39.5% | 10.66% | CZ3B |  | 51.93% | 56.75% | 36.02% | 45.02% |  | 2.726% | 26.38% |  | 26.38% | 10.66% | CZ3B | 77.69% |  |  |  |  | 34.93% | 0% | 50.64% |  |  | 10.66% | CZ3B | [10 empty] | 10.66% | CZ3B | 77.69% | 51.93% | 56.75% | 36.02% | 45.02% | 34.93% | 2.322% | 34% |  | 34% | 10.66% | CZ3B | 77.69% | 51.93% | 56.75% | 36.02% | 45.02% | 34.93% | 2.443% | 32.05% |  | 32.05% | 10.66%
CZ3C | 83.42% | 51.76% | 57.55% | 36.02% | 45.02% | 34.78% | 2.402% | 27.82% |  | 27.82% | 1.431% | CZ3C | 83.42% | 51.76% | 57.55% | 36.02% | 45.02% | 34.78% | 1.881% | 35.11% |  | 35.11% | 1.431% | CZ3C |  | 51.76% | 57.55% | 36.02% | 45.02% |  | 2.72% | 21.06% |  | 21.06% | 1.431% | CZ3C | 83.42% |  |  |  |  | 34.78% | 0% | 46.89% |  |  | 1.431% | CZ3C | [10 empty] | 1.431% | CZ3C | 83.42% | 51.76% | 57.55% | 36.02% | 45.02% | 34.78% | 2.318% | 29.24% |  | 29.24% | 1.431% | CZ3C | 83.42% | 51.76% | 57.55% | 36.02% | 45.02% | 34.78% | 2.439% | 27.15% |  | 27.15% | 1.431%
CZ4A | 69.21% | 42.86% | 53.77% | 36.02% | 45.02% | 34.25% | 2.122% | 34.97% |  | 34.97% | 13.28% | CZ4A | 69.21% | 42.86% | 53.77% | 36.02% | 45.02% | 34.25% | 1.703% | 45.75% |  | 45.75% | 13.28% | CZ4A |  | 42.86% | 53.77% | 36.02% | 45.02% |  | 2.368% | 19.23% |  | 19.23% | 13.28% | CZ4A | 69.21% |  |  |  |  | 34.25% | 0% | 56.55% |  |  | 13.28% | CZ4A | [10 empty] | 13.28% | CZ4A | 69.21% | 42.86% | 53.77% | 36.02% | 45.02% | 34.25% | 2.056% | 37.45% |  | 37.45% | 13.28% | CZ4A | 69.21% | 42.86% | 53.77% | 36.02% | 45.02% | 34.25% | 2.151% | 33.73% |  | 33.73% | 13.28%
CZ4B | 76.29% | 42.53% | 55.58% | 36.02% | 45.02% | 34.56% | 2.434% | 32.74% |  | 32.74% | 0.9513% | CZ4B | 76.29% | 42.53% | 55.58% | 36.02% | 45.02% | 34.56% | 1.901% | 42.33% |  | 42.33% | 0.9513% | CZ4B |  | 42.53% | 55.58% | 36.02% | 45.02% |  | 2.762% | 21.77% |  | 21.77% | 0.9513% | CZ4B | 76.29% |  |  |  |  | 34.56% | 0% | 54.36% |  |  | 0.9513% | CZ4B | [10 empty] | 0.9513% | CZ4B | 76.29% | 42.53% | 55.58% | 36.02% | 45.02% | 34.56% | 2.348% | 34.78% |  | 34.78% | 0.9513% | CZ4B | 76.29% | 42.53% | 55.58% | 36.02% | 45.02% | 34.56% | 2.472% | 31.76% |  | 31.76% | 0.9513%
CZ4C | 68.59% | -6.006% | 38.89% | 36.02% | 45.02% | 7.73% | 2.429% | 25.15% |  | 25.15% | 4.145% | CZ4C | 68.59% | -6.006% | 38.89% | 36.02% | 45.02% | 7.73% | 1.898% | 34.69% |  | 34.69% | 4.145% | CZ4C |  | -6.006% | 38.89% | 36.02% | 45.02% |  | 2.755% | 11.82% |  | 11.82% | 4.145% | CZ4C | 68.59% |  |  |  |  | 7.73% | 0% | 44.61% |  |  | 4.145% | CZ4C | [10 empty] | 4.145% | CZ4C | 68.59% | -6.006% | 38.89% | 36.02% | 45.02% | 7.73% | 2.344% | 27.32% |  | 27.32% | 4.145% | CZ4C | 68.59% | -6.006% | 38.89% | 36.02% | 45.02% | 7.73% | 2.467% | 24.08% |  | 24.08% | 4.145%
CZ5A | 52.43% | 10.59% | 35.84% | 36.02% | 45.02% | 66.47% | 2.078% | 31.02% |  | 31.02% | 18.37% | CZ5A | 52.43% | 10.59% | 35.84% | 36.02% | 45.02% | 66.47% | 1.674% | 41.53% |  | 41.53% | 18.37% | CZ5A |  | 10.59% | 35.84% | 36.02% | 45.02% |  | 2.313% | 12.39% |  | 12.39% | 18.37% | CZ5A | 52.43% |  |  |  |  | 66.47% | 0% | 50.64% |  |  | 18.37% | CZ5A | [10 empty] | 18.37% | CZ5A | 52.43% | 10.59% | 35.84% | 36.02% | 45.02% | 66.47% | 2.014% | 33.59% |  | 33.59% | 18.37% | CZ5A | 52.43% | 10.59% | 35.84% | 36.02% | 45.02% | 66.47% | 2.105% | 29.71% |  | 29.71% | 18.37%
CZ5B | 51.5% | 10.53% | 31.6% | 36.02% | 45.02% | 66.16% | 2.305% | 27.11% |  | 27.11% | 9.803% | CZ5B | 51.5% | 10.53% | 31.6% | 36.02% | 45.02% | 66.16% | 1.82% | 37.73% |  | 37.73% | 9.803% | CZ5B |  | 10.53% | 31.6% | 36.02% | 45.02% |  | 2.598% | 12.61% |  | 12.61% | 9.803% | CZ5B | 51.5% |  |  |  |  | 66.16% | 0% | 48.99% |  |  | 9.803% | CZ5B | [10 empty] | 9.803% | CZ5B | 51.5% | 10.53% | 31.6% | 36.02% | 45.02% | 66.16% | 2.228% | 29.51% |  | 29.51% | 9.803% | CZ5B | 51.5% | 10.53% | 31.6% | 36.02% | 45.02% | 66.16% | 2.339% | 25.93% |  | 25.93% | 9.803%
CZ5C | 49.29% | -6.152% | 33.27% | 36.02% | 45.02% | 65.77% | 2.43% | 25.51% |  | 25.51% | 0.2898% | CZ5C | 49.29% | -6.152% | 33.27% | 36.02% | 45.02% | 65.77% | 1.898% | 35.91% |  | 35.91% | 0.2898% | CZ5C |  | -6.152% | 33.27% | 36.02% | 45.02% |  | 2.756% | 11.52% |  | 11.52% | 0.2898% | CZ5C | 49.29% |  |  |  |  | 65.77% | 0% | 47.07% |  |  | 0.2898% | CZ5C | [10 empty] | 0.2898% | CZ5C | 49.29% | -6.152% | 33.27% | 36.02% | 45.02% | 65.77% | 2.344% | 27.85% |  | 27.85% | 0.2898% | CZ5C | 49.29% | -6.152% | 33.27% | 36.02% | 45.02% | 65.77% | 2.467% | 24.36% |  | 24.36% | 0.2898%
CZ6A | 65.72% | 4.123% | -12.23% | 36.02% | 45.02% | 35.27% | 0% | 34.13% |  | 34.13% | 5.955% | CZ6A | 65.72% | 4.123% | -12.23% | 36.02% | 45.02% | 35.27% | 0% | 47.61% |  | 47.61% | 5.955% | CZ6A |  | 4.123% | -12.23% | 36.02% | 45.02% |  | 0% | 5.345% |  | 5.345% | 5.955% | CZ6A | 65.72% |  |  |  |  | 35.27% | 0% | 58.03% |  |  | 5.955% | CZ6A | [10 empty] | 5.955% | CZ6A | 65.72% | 4.123% | -12.23% | 36.02% | 45.02% | 35.27% | 0% | 37.58% |  | 37.58% | 5.955% | CZ6A | 65.72% | 4.123% | -12.23% | 36.02% | 45.02% | 35.27% | 0% | 32.33% |  | 32.33% | 5.955%
CZ6B | 66.87% | -4.957% | -20.91% | 36.02% | 45.02% | 36.11% | 0% | 30.76% |  | 30.76% | 1.602% | CZ6B | 66.87% | -4.957% | -20.91% | 36.02% | 45.02% | 36.11% | 0% | 45.13% |  | 45.13% | 1.602% | CZ6B |  | -4.957% | -20.91% | 36.02% | 45.02% |  | 0% | 3.682% |  | 3.682% | 1.602% | CZ6B | 66.87% |  |  |  |  | 36.11% | 0% | 57.1% |  |  | 1.602% | CZ6B | [10 empty] | 1.602% | CZ6B | 66.87% | -4.957% | -20.91% | 36.02% | 45.02% | 36.11% | 0% | 34.32% |  | 34.32% | 1.602% | CZ6B | 66.87% | -4.957% | -20.91% | 36.02% | 45.02% | 36.11% | 0% | 28.92% |  | 28.92% | 1.602%
CZ7 | 63.39% | -2.168% | -10.82% | 36.02% | 45.02% | 36.27% | 0% | 34.35% |  | 34.35% | 0.8442% | CZ7 | 63.39% | -2.168% | -10.82% | 36.02% | 45.02% | 36.27% | 0% | 46.96% |  | 46.96% | 0.8442% | CZ7 |  | -2.168% | -10.82% | 36.02% | 45.02% |  | 0% | 5.007% |  | 5.007% | 0.8442% | CZ7 | 63.39% |  |  |  |  | 36.27% | 0% | 56.28% |  |  | 0.8442% | CZ7 | [10 empty] | 0.8442% | CZ7 | 63.39% | -2.168% | -10.82% | 36.02% | 45.02% | 36.27% | 0% | 37.64% |  | 37.64% | 0.8442% | CZ7 | 63.39% | -2.168% | -10.82% | 36.02% | 45.02% | 36.27% | 0% | 32.61% |  | 32.61% | 0.8442%
CZ8 | 57% | -20.47% | -6.19% | 36.02% | 45.02% | 37.29% | 0% | 34.19% |  | 34.19% | 0.01051% | CZ8 | 57% | -20.47% | -6.19% | 36.02% | 45.02% | 37.29% | 0% | 44.67% |  | 44.67% | 0.01051% | CZ8 |  | -20.47% | -6.19% | 36.02% | 45.02% |  | 0% | 4.637% |  | 4.637% | 0.01051% | CZ8 | 57% |  |  |  |  | 37.29% | 0% | 51.73% |  |  | 0.01051% | CZ8 | [10 empty] | 0.01051% | CZ8 | 57% | -20.47% | -6.19% | 36.02% | 45.02% | 37.29% | 0% | 37.04% |  | 37.04% | 0.01051% | CZ8 | 57% | -20.47% | -6.19% | 36.02% | 45.02% | 37.29% | 0% | 32.65% |  | 32.65% | 0.01051%
US Weighted | 61.98% | 40.01% | 41.43% | 36.02% | 45.02% | 43.84% | 2.088% | 31.17% |  | 31.17% | 100% | US Weighted | 61.98% | 40.01% | 41.43% | 36.02% | 45.02% | 43.84% | 1.652% | 40.48% |  | 40.48% | 100% | US Weighted |  | 40.01% | 41.43% | 36.02% | 45.02% |  | 2.349% | 19.47% |  | 19.47% | 100% | US Weighted | 61.98% |  |  |  |  | 43.84% | 0% | 51.12% |  |  | 100% | US Weighted | [10 empty] | 100% | US Weighted | 61.98% | 40.01% | 41.43% | 36.02% | 45.02% | 43.84% | 2.018% | 33.21% |  | 33.21% | 100% | US Weighted | 61.98% | 40.01% | 41.43% | 36.02% | 45.02% | 43.84% | 2.118% | 30.17% |  | 30.17% | 100%

## SF.HP
End-Use Cost Summary for IECC-Res 2024 | [11 empty] | Site Energy Summary for IECC-Res 2024 | [11 empty] | Electric Summary for IECC-Res 2024 | [11 empty] | Gas Summary for IECC-Res 2024 | [11 empty] | Oil Summary for IECC-Res 2024 | [11 empty] | Source Energy Use Index for IECC-Res 2024 (kBtu/sq ft/yr) | [11 empty] | Carbon Emissions Summary for IECC-Res 2024
Building Type: Single-Family - Heat Pump | [11 empty] | Building Type: Single-Family - Heat Pump | [11 empty] | Building Type: Single-Family - Heat Pump | [11 empty] | Building Type: Single-Family - Heat Pump | [11 empty] | Building Type: Single-Family - Heat Pump | [11 empty] | Building Type: Single-Family - Heat Pump | [11 empty] | Building Type: Single-Family - Heat Pump
US Weighted Results | [8 empty] | Prototype Floor Area (sq ft): | 2376 |  | US Weighted Results | [8 empty] | Prototype Floor Area (sq ft): | 2376 |  | US Weighted Results | [8 empty] | Prototype Floor Area (sq ft): | 2376 |  | US Weighted Results | [8 empty] | Prototype Floor Area (sq ft): | 2376 |  | US Weighted Results | [8 empty] | Prototype Floor Area (sq ft): | 2376 |  | US Weighted Results | [8 empty] | Prototype Floor Area (sq ft): | 2376 |  | US Weighted Results | [8 empty] | Prototype Floor Area (sq ft): | 2376
| Heat | Cool | Fans_Aux | Lgt_Int | Lgt_Ext | DHW | Appls | Total | PV | Net_Total |  |  | Heat | Cool | Fans_Aux | Lgt_Int | Lgt_Ext | DHW | Appls | Total | PV | Net_Total |  |  | Heat | Cool | Fans_Aux | Lgt_Int | Lgt_Ext | DHW | Appls | Total | PV | Net_Total |  |  | Heat | Cool | Fans_Aux | Lgt_Int | Lgt_Ext | DHW | Appls | Total | PV | Net_Total |  |  | Heat | Cool | Fans_Aux | Lgt_Int | Lgt_Ext | DHW | Appls | Total | PV | Net_Total |  |  | Heat | Cool | Fans_Aux | Lgt_Int | Lgt_Ext | DHW | Appls | Total | PV | Net_Total |  |  | Heat | Cool | Fans_Aux | Lgt_Int | Lgt_Ext | DHW | Appls | Total | PV | Net_Total
By IECC-Res edition: | [11 empty] | By IECC-Res edition: | [11 empty] | By IECC-Res edition: | [11 empty] | By IECC-Res edition: | [11 empty] | By IECC-Res edition: | [11 empty] | By IECC-Res edition: | [11 empty] | By IECC-Res edition:
STD2024 | 0.15695 | 0.17153 | 0.061782 | 0.069146 | 0.013559 | 0.049381 | 0.508 | 1.0304 | 0 | 1.0304 |  | STD2024 | 3.3514 | 3.6627 | 1.3192 | 1.4764 | 0.28952 | 1.0544 | 10.8471 | 22.0007 | 0 | 22.0007 |  | STD2024 | 3.3514 | 3.6627 | 1.3192 | 1.4764 | 0.28952 | 1.0544 | 10.8471 | 22.0007 | 0 | 22.0007 |  | STD2024 | 0 | 0 | 0 | 0 | 0 | 0 | 0 | 0 |  |  |  | STD2024 | 0 | 0 | 0 | 0 | 0 | 0 | 0 | 0 |  |  |  | STD2024 | 9.4844 | 10.3655 | 3.7334 | 4.1783 | 0.81935 | 2.984 | 30.6972 | 62.2621 | 0 | 62.2621 |  | STD2024 | 0.00068655 | 0.00075033 | 0.00027025 | 0.00030246 | 5.9311e-05 | 0.000216 | 0.0022221 | 0.004507 | 0 | 0.004507
STD2021 | 0.16009 | 0.17581 | 0.058586 | 0.069146 | 0.013559 | 0.080853 | 0.51972 | 1.0778 | 0 | 1.0778 |  | STD2021 | 3.4184 | 3.7539 | 1.251 | 1.4764 | 0.28952 | 1.7264 | 11.0974 | 23.0131 | 0 | 23.0131 |  | STD2021 | 3.4184 | 3.7539 | 1.251 | 1.4764 | 0.28952 | 1.7264 | 11.0974 | 23.0131 | 0 | 23.0131 |  | STD2021 | 0 | 0 | 0 | 0 | 0 | 0 | 0 | 0 |  |  |  | STD2021 | 0 | 0 | 0 | 0 | 0 | 0 | 0 | 0 |  |  |  | STD2021 | 9.6742 | 10.6237 | 3.5402 | 4.1783 | 0.81935 | 4.8858 | 31.4056 | 65.1272 | 0 | 65.1272 |  | STD2021 | 0.00070029 | 0.00076902 | 0.00025627 | 0.00030246 | 5.9311e-05 | 0.00035367 | 0.0022734 | 0.0047144 | 0 | 0.0047144
STD2018 | 0.16407 | 0.17959 | 0.072405 | 0.073763 | 0.014876 | 0.19061 | 0.51972 | 1.215 | 0 | 1.215 |  | STD2018 | 3.5034 | 3.8348 | 1.546 | 1.575 | 0.31765 | 4.07 | 11.0974 | 25.9443 | 0 | 25.9443 |  | STD2018 | 3.5034 | 3.8348 | 1.546 | 1.575 | 0.31765 | 4.07 | 11.0974 | 25.9443 | 0 | 25.9443 |  | STD2018 | 0 | 0 | 0 | 0 | 0 | 0 | 0 | 0 |  |  |  | STD2018 | 0 | 0 | 0 | 0 | 0 | 0 | 0 | 0 |  |  |  | STD2018 | 9.9146 | 10.8524 | 4.3752 | 4.4573 | 0.89895 | 11.5181 | 31.4056 | 73.4223 | 0 | 73.4223 |  | STD2018 | 0.00071769 | 0.00078558 | 0.00031671 | 0.00032266 | 6.5072e-05 | 0.00083376 | 0.0022734 | 0.0053149 | 0 | 0.0053149
STD2015 | 0.16761 | 0.17991 | 0.072908 | 0.079047 | 0.016384 | 0.19061 | 0.51972 | 1.2262 | 0 | 1.2262 |  | STD2015 | 3.579 | 3.8416 | 1.5568 | 1.6879 | 0.34983 | 4.0699 | 11.0974 | 26.1824 | 0 | 26.1824 |  | STD2015 | 3.579 | 3.8416 | 1.5568 | 1.6879 | 0.34983 | 4.0699 | 11.0974 | 26.1824 | 0 | 26.1824 |  | STD2015 | 0 | 0 | 0 | 0 | 0 | 0 | 0 | 0 |  |  |  | STD2015 | 0 | 0 | 0 | 0 | 0 | 0 | 0 | 0 |  |  |  | STD2015 | 10.1285 | 10.8717 | 4.4057 | 4.7767 | 0.99003 | 11.5179 | 31.4056 | 74.0961 | 0 | 74.0961 |  | STD2015 | 0.00073318 | 0.00078697 | 0.00031892 | 0.00034577 | 7.1666e-05 | 0.00083375 | 0.0022734 | 0.0053636 | 0 | 0.0053636
STD2012 | 0.16796 | 0.17998 | 0.072955 | 0.079047 | 0.016384 | 0.19119 | 0.51972 | 1.2272 | 0 | 1.2272 |  | STD2012 | 3.5863 | 3.8431 | 1.5578 | 1.6879 | 0.34983 | 4.0824 | 11.0974 | 26.2047 | 0 | 26.2047 |  | STD2012 | 3.5863 | 3.8431 | 1.5578 | 1.6879 | 0.34983 | 4.0824 | 11.0974 | 26.2047 | 0 | 26.2047 |  | STD2012 | 0 | 0 | 0 | 0 | 0 | 0 | 0 | 0 |  |  |  | STD2012 | 0 | 0 | 0 | 0 | 0 | 0 | 0 | 0 |  |  |  | STD2012 | 10.1493 | 10.876 | 4.4085 | 4.7767 | 0.99003 | 11.5531 | 31.4056 | 74.1593 | 0 | 74.1593 |  | STD2012 | 0.00073469 | 0.00078729 | 0.00031912 | 0.00034577 | 7.1666e-05 | 0.0008363 | 0.0022734 | 0.0053682 | 0 | 0.0053682
STD2009 | 0.28171 | 0.20956 | 0.09122 | 0.089135 | 0.019261 | 0.21069 | 0.51972 | 1.4213 | 0 | 1.4213 |  | STD2009 | 6.0152 | 4.4747 | 1.9478 | 1.9033 | 0.41128 | 4.4987 | 11.0974 | 30.3483 | 0 | 30.3483 |  | STD2009 | 6.0152 | 4.4747 | 1.9478 | 1.9033 | 0.41128 | 4.4987 | 11.0974 | 30.3483 | 0 | 30.3483 |  | STD2009 | 0 | 0 | 0 | 0 | 0 | 0 | 0 | 0 |  |  |  | STD2009 | 0 | 0 | 0 | 0 | 0 | 0 | 0 | 0 |  |  |  | STD2009 | 17.023 | 12.6633 | 5.5122 | 5.3862 | 1.1639 | 12.7314 | 31.4056 | 85.8857 | 0 | 85.8857 |  | STD2009 | 0.0012323 | 0.00091666 | 0.00039902 | 0.0003899 | 8.4253e-05 | 0.00092159 | 0.0022734 | 0.0062171 | 0 | 0.0062171
STD2006 | 0.31682 | 0.23717 | 0.10019 | 0.10807 | 0.024664 | 0.21068 | 0.51972 | 1.5173 | 0 | 1.5173 |  | STD2006 | 6.7649 | 5.0643 | 2.1394 | 2.3076 | 0.52664 | 4.4985 | 11.0974 | 32.3987 | 0 | 32.3987 |  | STD2006 | 6.7649 | 5.0643 | 2.1394 | 2.3076 | 0.52664 | 4.4985 | 11.0974 | 32.3987 | 0 | 32.3987 |  | STD2006 | 0 | 0 | 0 | 0 | 0 | 0 | 0 | 0 |  |  |  | STD2006 | 0 | 0 | 0 | 0 | 0 | 0 | 0 | 0 |  |  |  | STD2006 | 19.1446 | 14.3319 | 6.0544 | 6.5306 | 1.4904 | 12.7308 | 31.4056 | 91.6884 | 0 | 91.6884 |  | STD2006 | 0.0013858 | 0.0010374 | 0.00043827 | 0.00047274 | 0.00010789 | 0.00092155 | 0.0022734 | 0.0066371 | 0 | 0.0066371
Savings between editions: | [11 empty] | Savings between editions: | [11 empty] | Savings between editions: | [11 empty] | Savings between editions: | [11 empty] | Savings between editions: | [11 empty] | Savings between editions: | [11 empty] | Savings between editions:
2006-2009 | 0.035111 | 0.027613 | 0.0089729 | 0.018938 | 0.0054026 | -9.3081e-06 | 0 | 0.096028 | 0 | 0.096028 |  | 2006-2009 | 0.74971 | 0.5896 | 0.19159 | 0.40439 | 0.11536 | -0.00019875 | 0 | 2.0505 | 0 | 2.0505 |  | 2006-2009 | 0.74971 | 0.5896 | 0.19159 | 0.40439 | 0.11536 | -0.00019875 | 0 | 2.0505 | 0 | 2.0505 |  | 2006-2009 | 0 | 0 | 0 | 0 | 0 | 0 | 0 | 0 |  |  |  | 2006-2009 | 0 | 0 | 0 | 0 | 0 | 0 | 0 | 0 |  |  |  | 2006-2009 | 2.1217 | 1.6686 | 0.54221 | 1.1444 | 0.32647 | -0.00056247 | 0 | 5.8028 | 0 | 5.8028 |  | 2006-2009 | 0.00015358 | 0.00012078 | 3.9249e-05 | 8.2841e-05 | 2.3632e-05 | -4.0716e-08 | 0 | 0.00042005 | 0 | 0.00042005
2009-2012 | 0.11375 | 0.029577 | 0.018265 | 0.010087 | 0.0028776 | 0.0195 | 0 | 0.19406 | 0 | 0.19406 |  | 2009-2012 | 2.4288 | 0.63154 | 0.39001 | 0.21539 | 0.061444 | 0.41637 | 0 | 4.1436 | 0 | 4.1436 |  | 2009-2012 | 2.4288 | 0.63154 | 0.39001 | 0.21539 | 0.061444 | 0.41637 | 0 | 4.1436 | 0 | 4.1436 |  | 2009-2012 | 0 | 0 | 0 | 0 | 0 | 0 | 0 | 0 |  |  |  | 2009-2012 | 0 | 0 | 0 | 0 | 0 | 0 | 0 | 0 |  |  |  | 2009-2012 | 6.8736 | 1.7873 | 1.1037 | 0.60956 | 0.17389 | 1.1783 | 0 | 11.7264 | 0 | 11.7264 |  | 2009-2012 | 0.00049756 | 0.00012937 | 7.9897e-05 | 4.4125e-05 | 1.2587e-05 | 8.5296e-05 | 0 | 0.00084884 | 0 | 0.00084884
2012-2015 | 0.00034496 | 7.2512e-05 | 4.6279e-05 | 0 | 0 | 0.00058186 | 0 | 0.0010456 | 0 | 0.0010456 |  | 2012-2015 | 0.0073658 | 0.0015483 | 0.00098817 | 0 | 0 | 0.012424 | 0 | 0.022327 | 0 | 0.022327 |  | 2012-2015 | 0.0073658 | 0.0015483 | 0.00098817 | 0 | 0 | 0.012424 | 0 | 0.022327 | 0 | 0.022327 |  | 2012-2015 | 0 | 0 | 0 | 0 | 0 | 0 | 0 | 0 |  |  |  | 2012-2015 | 0 | 0 | 0 | 0 | 0 | 0 | 0 | 0 |  |  |  | 2012-2015 | 0.020845 | 0.0043818 | 0.0027965 | 0 | 0 | 0.035161 | 0 | 0.063184 | 0 | 0.063184 |  | 2012-2015 | 1.5089e-06 | 3.1719e-07 | 2.0243e-07 | 0 | 0 | 2.5452e-06 | 0 | 4.5738e-06 | 0 | 4.5738e-06
2015-2018 | 0.00354 | 0.00031805 | 0.00050376 | 0.0052843 | 0.0015074 | -2.4785e-06 | 0 | 0.011151 | 0 | 0.011151 |  | 2015-2018 | 0.075588 | 0.0067912 | 0.010757 | 0.11283 | 0.032186 | -5.2922e-05 | 0 | 0.2381 | 0 | 0.2381 |  | 2015-2018 | 0.075588 | 0.0067912 | 0.010757 | 0.11283 | 0.032186 | -5.2922e-05 | 0 | 0.2381 | 0 | 0.2381 |  | 2015-2018 | 0 | 0 | 0 | 0 | 0 | 0 | 0 | 0 |  |  |  | 2015-2018 | 0 | 0 | 0 | 0 | 0 | 0 | 0 | 0 |  |  |  | 2015-2018 | 0.21392 | 0.019219 | 0.030441 | 0.31932 | 0.091086 | -0.00014977 | 0 | 0.67383 | 0 | 0.67383 |  | 2015-2018 | 1.5485e-05 | 1.3912e-06 | 2.2035e-06 | 2.3115e-05 | 6.5935e-06 | -1.0841e-08 | 0 | 4.8777e-05 | 0 | 4.8777e-05
2018-2021 | 0.0039783 | 0.0037861 | 0.013818 | 0.0046171 | 0.0013173 | 0.10976 | 0 | 0.13727 | 0 | 0.13727 |  | 2018-2021 | 0.084948 | 0.080843 | 0.29505 | 0.098587 | 0.028127 | 2.3436 | 0 | 2.9311 | 0 | 2.9311 |  | 2018-2021 | 0.084948 | 0.080843 | 0.29505 | 0.098587 | 0.028127 | 2.3436 | 0 | 2.9311 | 0 | 2.9311 |  | 2018-2021 | 0 | 0 | 0 | 0 | 0 | 0 | 0 | 0 |  |  |  | 2018-2021 | 0 | 0 | 0 | 0 | 0 | 0 | 0 | 0 |  |  |  | 2018-2021 | 0.2404 | 0.22879 | 0.835 | 0.279 | 0.079599 | 6.6323 | 0 | 8.2951 | 0 | 8.2951 |  | 2018-2021 | 1.7402e-05 | 1.6561e-05 | 6.0443e-05 | 2.0196e-05 | 5.7619e-06 | 0.00048009 | 0 | 0.00060046 | 0 | 0.00060046
2021-2024 | 0.0031412 | 0.0042726 | -0.0031959 | 0 | 0 | 0.031472 | 0.011723 | 0.047413 | 0 | 0.047413 |  | 2021-2024 | 0.067072 | 0.09123 | -0.06824 | 0 | 0 | 0.67202 | 0.25032 | 1.0124 | 0 | 1.0124 |  | 2021-2024 | 0.067072 | 0.09123 | -0.06824 | 0 | 0 | 0.67202 | 0.25032 | 1.0124 | 0 | 1.0124 |  | 2021-2024 | 0 | 0 | 0 | 0 | 0 | 0 | 0 | 0 |  |  |  | 2021-2024 | 0 | 0 | 0 | 0 | 0 | 0 | 0 | 0 |  |  |  | 2021-2024 | 0.18981 | 0.25818 | -0.19312 | 0 | 0 | 1.9018 | 0.7084 | 2.8651 | 0 | 2.8651 |  | 2021-2024 | 1.374e-05 | 1.8689e-05 | -1.3979e-05 | 0 | 0 | 0.00013767 | 5.1279e-05 | 0.0002074 | 0 | 0.0002074
2006-2024 | 0.15986 | 0.065639 | 0.038411 | 0.038927 | 0.011105 | 0.1613 | 0.011723 | 0.48697 | 0 | 0.48697 |  | 2006-2024 | 3.4135 | 1.4016 | 0.82016 | 0.8312 | 0.23712 | 3.4441 | 0.25032 | 10.398 | 0 | 10.398 |  | 2006-2024 | 3.4135 | 1.4016 | 0.82016 | 0.8312 | 0.23712 | 3.4441 | 0.25032 | 10.398 | 0 | 10.398 |  | 2006-2024 | 0 | 0 | 0 | 0 | 0 | 0 | 0 | 0 |  |  |  | 2006-2024 | 0 | 0 | 0 | 0 | 0 | 0 | 0 | 0 |  |  |  | 2006-2024 | 9.6603 | 3.9664 | 2.3211 | 2.3523 | 0.67104 | 9.7469 | 0.7084 | 29.4263 | 0 | 29.4263 |  | 2006-2024 | 0.00069928 | 0.00028712 | 0.00016802 | 0.00017028 | 4.8575e-05 | 0.00070555 | 5.1279e-05 | 0.0021301 | 0 | 0.0021301
Percentage Savings between editions: | [11 empty] | Percentage Savings between editions: | [11 empty] | Percentage Savings between editions: | [11 empty] | Percentage Savings between editions: | [11 empty] | Percentage Savings between editions: | [11 empty] | Percentage Savings between editions: | [11 empty] | Percentage Savings between editions:
2006-2009 | 11.08% | 11.64% | 8.956% | 17.52% | 21.9% | -0.004418% | 0% | 6.329% |  | 6.329% |  | 2006-2009 | 11.08% | 11.64% | 8.956% | 17.52% | 21.9% | -0.004418% | 0% | 6.329% |  | 6.329% |  | 2006-2009 | 11.08% | 11.64% | 8.956% | 17.52% | 21.9% | -0.004418% | 0% | 6.329% |  | 6.329% |  | 2006-2009 | [11 empty] | 2006-2009 | [11 empty] | 2006-2009 | 11.08% | 11.64% | 8.956% | 17.52% | 21.9% | -0.004418% | 0% | 6.329% |  | 6.329% |  | 2006-2009 | 11.08% | 11.64% | 8.956% | 17.52% | 21.9% | -0.004418% | 0% | 6.329% |  | 6.329%
2009-2012 | 40.38% | 14.11% | 20.02% | 11.32% | 14.94% | 9.255% | 0% | 13.65% |  | 13.65% |  | 2009-2012 | 40.38% | 14.11% | 20.02% | 11.32% | 14.94% | 9.255% | 0% | 13.65% |  | 13.65% |  | 2009-2012 | 40.38% | 14.11% | 20.02% | 11.32% | 14.94% | 9.255% | 0% | 13.65% |  | 13.65% |  | 2009-2012 | [11 empty] | 2009-2012 | [11 empty] | 2009-2012 | 40.38% | 14.11% | 20.02% | 11.32% | 14.94% | 9.255% | 0% | 13.65% |  | 13.65% |  | 2009-2012 | 40.38% | 14.11% | 20.02% | 11.32% | 14.94% | 9.255% | 0% | 13.65% |  | 13.65%
2012-2015 | 0.2054% | 0.04029% | 0.06344% | 0% | 0% | 0.3043% | 0% | 0.0852% |  | 0.0852% |  | 2012-2015 | 0.2054% | 0.04029% | 0.06344% | 0% | 0% | 0.3043% | 0% | 0.0852% |  | 0.0852% |  | 2012-2015 | 0.2054% | 0.04029% | 0.06344% | 0% | 0% | 0.3043% | 0% | 0.0852% |  | 0.0852% |  | 2012-2015 | [11 empty] | 2012-2015 | [11 empty] | 2012-2015 | 0.2054% | 0.04029% | 0.06344% | 0% | 0% | 0.3043% | 0% | 0.0852% |  | 0.0852% |  | 2012-2015 | 0.2054% | 0.04029% | 0.06344% | 0% | 0% | 0.3043% | 0% | 0.0852% |  | 0.0852%
2015-2018 | 2.112% | 0.1768% | 0.6909% | 6.685% | 9.2% | -0.0013% | 0% | 0.9094% |  | 0.9094% |  | 2015-2018 | 2.112% | 0.1768% | 0.6909% | 6.685% | 9.2% | -0.0013% | 0% | 0.9094% |  | 0.9094% |  | 2015-2018 | 2.112% | 0.1768% | 0.6909% | 6.685% | 9.2% | -0.0013% | 0% | 0.9094% |  | 0.9094% |  | 2015-2018 | [11 empty] | 2015-2018 | [11 empty] | 2015-2018 | 2.112% | 0.1768% | 0.6909% | 6.685% | 9.2% | -0.0013% | 0% | 0.9094% |  | 0.9094% |  | 2015-2018 | 2.112% | 0.1768% | 0.6909% | 6.685% | 9.2% | -0.0013% | 0% | 0.9094% |  | 0.9094%
2018-2021 | 2.425% | 2.108% | 19.08% | 6.259% | 8.855% | 57.58% | 0% | 11.3% |  | 11.3% |  | 2018-2021 | 2.425% | 2.108% | 19.08% | 6.259% | 8.855% | 57.58% | 0% | 11.3% |  | 11.3% |  | 2018-2021 | 2.425% | 2.108% | 19.08% | 6.259% | 8.855% | 57.58% | 0% | 11.3% |  | 11.3% |  | 2018-2021 | [11 empty] | 2018-2021 | [11 empty] | 2018-2021 | 2.425% | 2.108% | 19.08% | 6.259% | 8.855% | 57.58% | 0% | 11.3% |  | 11.3% |  | 2018-2021 | 2.425% | 2.108% | 19.08% | 6.259% | 8.855% | 57.58% | 0% | 11.3% |  | 11.3%
2021-2024 | 1.962% | 2.43% | -5.455% | 0% | 0% | 38.93% | 2.256% | 4.399% |  | 4.399% |  | 2021-2024 | 1.962% | 2.43% | -5.455% | 0% | 0% | 38.93% | 2.256% | 4.399% |  | 4.399% |  | 2021-2024 | 1.962% | 2.43% | -5.455% | 0% | 0% | 38.93% | 2.256% | 4.399% |  | 4.399% |  | 2021-2024 | [11 empty] | 2021-2024 | [11 empty] | 2021-2024 | 1.962% | 2.43% | -5.455% | 0% | 0% | 38.93% | 2.256% | 4.399% |  | 4.399% |  | 2021-2024 | 1.962% | 2.43% | -5.455% | 0% | 0% | 38.93% | 2.256% | 4.399% |  | 4.399%
2006-2024 | 50.46% | 27.68% | 38.34% | 36.02% | 45.02% | 76.56% | 2.256% | 32.09% |  | 32.09% |  | 2006-2024 | 50.46% | 27.68% | 38.34% | 36.02% | 45.02% | 76.56% | 2.256% | 32.09% |  | 32.09% |  | 2006-2024 | 50.46% | 27.68% | 38.34% | 36.02% | 45.02% | 76.56% | 2.256% | 32.09% |  | 32.09% |  | 2006-2024 | [11 empty] | 2006-2024 | [11 empty] | 2006-2024 | 50.46% | 27.68% | 38.34% | 36.02% | 45.02% | 76.56% | 2.256% | 32.09% |  | 32.09% |  | 2006-2024 | 50.46% | 27.68% | 38.34% | 36.02% | 45.02% | 76.56% | 2.256% | 32.09% |  | 32.09%
Climate Zone Level Details: | [11 empty] | Climate Zone Level Details: | [11 empty] | Climate Zone Level Details: | [11 empty] | Climate Zone Level Details: | [11 empty] | Climate Zone Level Details: | [11 empty] | Climate Zone Level Details: | [11 empty] | Climate Zone Level Details:
Energy Cost Index ($/sq ft/yr) for IECC-Res 2024 | [10 empty] | Single-Family - Heat Pump | Site Energy Use Intensity (kBtu/sq ft/yr) for IECC-Res 2024 | [10 empty] | Single-Family - Heat Pump | Electric Use Intensity (kBtu/sq ft/yr) for IECC-Res 2024 | [10 empty] | Single-Family - Heat Pump | Gas Use Intensity (kBtu/sq ft/yr) for IECC-Res 2024 | [10 empty] | Single-Family - Heat Pump | Oil Use Intensity (kBtu/sq ft/yr) for IECC-Res 2024 | [10 empty] | Single-Family - Heat Pump | Source Energy Use Index (kBtu/sq ft/yr) for IECC-Res 2024 | [10 empty] | Single-Family - Heat Pump | Carbon Emissions (ton/sq ft/yr) for IECC-Res 2024 | [10 empty] | Single-Family - Heat Pump
Costs: Electricity: $0.1598/kWh ¦ Natural Gas: $1.391/therm ¦ Oil: $4.1392/gal | [9 empty] | Prototype Floor Area (sq ft): | 2376 | [10 empty] | Prototype Floor Area (sq ft): | 2376 | [10 empty] | Prototype Floor Area (sq ft): | 2376 | [10 empty] | Prototype Floor Area (sq ft): | 2376 | [10 empty] | Prototype Floor Area (sq ft): | 2376 | Site-to-Source Factors: Electricity: 2.83 ¦ Natural Gas: 1.1 ¦ Oil: 1.01 | [9 empty] | Prototype Floor Area (sq ft): | 2376 | Conversion [ton/kBtu]: Electricity: 4,881 ¦ Natural Gas: 18,863 ¦ Oil: 13,521 | [9 empty] | Prototype Floor Area (sq ft): | 2376
IECC-Res 2024 | Heat | Cool | Fans_Aux | Lgt_Int | Lgt_Ext | DHW | Appls | Total | PV | Net_Total | Weight | IECC-Res 2024 | Heat | Cool | Fans_Aux | Lgt_Int | Lgt_Ext | DHW | Appls | Total | PV | Net_Total | Weight | IECC-Res 2024 | Heat | Cool | Fans_Aux | Lgt_Int | Lgt_Ext | DHW | Appls | Total | PV | Net_Total | Weight | IECC-Res 2024 | Heat | Cool | Fans_Aux | Lgt_Int | Lgt_Ext | DHW | Appls | Total | PV | Net_Total | Weight | IECC-Res 2024 | Heat | Cool | Fans_Aux | Lgt_Int | Lgt_Ext | DHW | Appls | Total | PV | Net_Total | Weight | IECC-Res 2024 | Heat | Cool | Fans_Aux | Lgt_Int | Lgt_Ext | DHW | Appls | Total | PV | Net_Total | Weight | IECC-Res 2024 | Heat | Cool | Fans_Aux | Lgt_Int | Lgt_Ext | DHW | Appls | Total | PV | Net_Total | Weight
CZ 1AWH | 0.010319 | 0.31323 | 0.06208 | 0.069801 | 0.01422 | 0.031288 | 0.51094 | 1.0119 | 0 | 1.0119 | 2.205% | CZ 1AWH | 0.22033 | 6.6884 | 1.3256 | 1.4904 | 0.30364 | 0.66807 | 10.9099 | 21.6063 | 0 | 21.6063 | 2.205% | CZ 1AWH | 0.22033 | 6.6884 | 1.3256 | 1.4904 | 0.30364 | 0.66807 | 10.9099 | 21.6063 | 0 | 21.6063 | 2.205% | CZ 1AWH | 0 | 0 | 0 | 0 | 0 | 0 | 0 | 0 |  |  | 2.205% | CZ 1AWH | 0 | 0 | 0 | 0 | 0 | 0 | 0 | 0 |  |  | 2.205% | CZ 1AWH | 0.62353 | 18.9281 | 3.7513 | 4.2179 | 0.8593 | 1.8906 | 30.8749 | 61.1457 | 0 | 61.1457 | 2.205% | CZ 1AWH | 4.5136e-05 | 0.0013702 | 0.00027155 | 0.00030532 | 6.2202e-05 | 0.00013686 | 0.002235 | 0.0044262 | 0 | 0.0044262 | 2.205%
CZ 1AWHT | 0.00051929 | 0.33096 | 0.064389 | 0.069594 | 0.014015 | 0.030128 | 0.50972 | 1.0193 | 0 | 1.0193 | 0.06378% | CZ 1AWHT | 0.011088 | 7.0668 | 1.3749 | 1.486 | 0.29926 | 0.64332 | 10.8838 | 21.7651 | 0 | 21.7651 | 0.06378% | CZ 1AWHT | 0.011088 | 7.0668 | 1.3749 | 1.486 | 0.29926 | 0.64332 | 10.8838 | 21.7651 | 0 | 21.7651 | 0.06378% | CZ 1AWHT | 0 | 0 | 0 | 0 | 0 | 0 | 0 | 0 |  |  | 0.06378% | CZ 1AWHT | 0 | 0 | 0 | 0 | 0 | 0 | 0 | 0 |  |  | 0.06378% | CZ 1AWHT | 0.03138 | 19.999 | 3.8909 | 4.2054 | 0.84691 | 1.8206 | 30.8011 | 61.5953 | 0 | 61.5953 | 0.06378% | CZ 1AWHT | 2.2715e-06 | 0.0014477 | 0.00028165 | 0.00030442 | 6.1306e-05 | 0.00013179 | 0.0022296 | 0.0044587 | 0 | 0.0044587 | 0.06378%
CZ 1AWHTS | 0.00022017 | 0.42658 | 0.089921 | 0.11414 | 0.022986 | 0.045767 | 0.83596 | 1.5356 | 0 | 1.5356 | 0.06378% | CZ 1AWHTS | 0.0047011 | 9.1086 | 1.92 | 2.4371 | 0.4908 | 0.97724 | 17.8498 | 32.7883 | 0 | 32.7883 | 0.06378% | CZ 1AWHTS | 0.0047011 | 9.1086 | 1.92 | 2.4371 | 0.4908 | 0.97724 | 17.8498 | 32.7883 | 0 | 32.7883 | 0.06378% | CZ 1AWHTS | 0 | 0 | 0 | 0 | 0 | 0 | 0 | 0 |  |  | 0.06378% | CZ 1AWHTS | 0 | 0 | 0 | 0 | 0 | 0 | 0 | 0 |  |  | 0.06378% | CZ 1AWHTS | 0.013304 | 25.7774 | 5.4337 | 6.897 | 1.389 | 2.7656 | 50.515 | 92.7909 | 0 | 92.7909 | 0.06378% | CZ 1AWHTS | 9.6305e-07 | 0.001866 | 0.00039333 | 0.00049926 | 0.00010054 | 0.00020019 | 0.0036567 | 0.0067169 | 0 | 0.0067169 | 0.06378%
CZ 2AWH | 0.050578 | 0.26365 | 0.058978 | 0.069744 | 0.014164 | 0.037944 | 0.5106 | 1.0057 | 0 | 1.0057 | 31.27% | CZ 2AWH | 1.08 | 5.6295 | 1.2593 | 1.4892 | 0.30243 | 0.81019 | 10.9027 | 21.4733 | 0 | 21.4733 | 31.27% | CZ 2AWH | 1.08 | 5.6295 | 1.2593 | 1.4892 | 0.30243 | 0.81019 | 10.9027 | 21.4733 | 0 | 21.4733 | 31.27% | CZ 2AWH | 0 | 0 | 0 | 0 | 0 | 0 | 0 | 0 |  |  | 31.27% | CZ 2AWH | 0 | 0 | 0 | 0 | 0 | 0 | 0 | 0 |  |  | 31.27% | CZ 2AWH | 3.0563 | 15.9315 | 3.5639 | 4.2145 | 0.85588 | 2.2928 | 30.8545 | 60.7695 | 0 | 60.7695 | 31.27% | CZ 2AWH | 0.00022124 | 0.0011532 | 0.00025798 | 0.00030507 | 6.1955e-05 | 0.00016597 | 0.0022335 | 0.004399 | 0 | 0.004399 | 31.27%
CZ 2B | 0.069157 | 0.26143 | 0.068924 | 0.069796 | 0.014216 | 0.043009 | 0.51091 | 1.0374 | 0 | 1.0374 | 1.189% | CZ 2B | 1.4767 | 5.5822 | 1.4717 | 1.4903 | 0.30354 | 0.91836 | 10.9093 | 22.1521 | 0 | 22.1521 | 1.189% | CZ 2B | 1.4767 | 5.5822 | 1.4717 | 1.4903 | 0.30354 | 0.91836 | 10.9093 | 22.1521 | 0 | 22.1521 | 1.189% | CZ 2B | 0 | 0 | 0 | 0 | 0 | 0 | 0 | 0 |  |  | 1.189% | CZ 2B | 0 | 0 | 0 | 0 | 0 | 0 | 0 | 0 |  |  | 1.189% | CZ 2B | 4.179 | 15.7978 | 4.1649 | 4.2176 | 0.85902 | 2.5989 | 30.8733 | 62.6906 | 0 | 62.6906 | 1.189% | CZ 2B | 0.00030251 | 0.0011436 | 0.00030149 | 0.0003053 | 6.2182e-05 | 0.00018813 | 0.0022348 | 0.004538 | 0 | 0.004538 | 1.189%
CZ 3A | 0.15221 | 0.14487 | 0.05287 | 0.069392 | 0.013816 | 0.063894 | 0.50853 | 1.0056 | 0 | 1.0056 | 29.03% | CZ 3A | 3.25 | 3.0934 | 1.1289 | 1.4817 | 0.29501 | 1.3643 | 10.8584 | 21.4718 | 0 | 21.4718 | 29.03% | CZ 3A | 3.25 | 3.0934 | 1.1289 | 1.4817 | 0.29501 | 1.3643 | 10.8584 | 21.4718 | 0 | 21.4718 | 29.03% | CZ 3A | 0 | 0 | 0 | 0 | 0 | 0 | 0 | 0 |  |  | 29.03% | CZ 3A | 0 | 0 | 0 | 0 | 0 | 0 | 0 | 0 |  |  | 29.03% | CZ 3A | 9.1976 | 8.7544 | 3.1948 | 4.1932 | 0.83488 | 3.861 | 30.7294 | 60.7653 | 0 | 60.7653 | 29.03% | CZ 3A | 0.00066579 | 0.00063371 | 0.00023126 | 0.00030354 | 6.0435e-05 | 0.00027949 | 0.0022244 | 0.0043986 | 0 | 0.0043986 | 29.03%
CZ 3AWH | 0.11048 | 0.16981 | 0.050393 | 0.069566 | 0.013988 | 0.05375 | 0.50955 | 0.97753 | 0 | 0.97753 | 6.655% | CZ 3AWH | 2.359 | 3.6258 | 1.076 | 1.4854 | 0.29867 | 1.1477 | 10.8803 | 20.8728 | 0 | 20.8728 | 6.655% | CZ 3AWH | 2.359 | 3.6258 | 1.076 | 1.4854 | 0.29867 | 1.1477 | 10.8803 | 20.8728 | 0 | 20.8728 | 6.655% | CZ 3AWH | 0 | 0 | 0 | 0 | 0 | 0 | 0 | 0 |  |  | 6.655% | CZ 3AWH | 0 | 0 | 0 | 0 | 0 | 0 | 0 | 0 |  |  | 6.655% | CZ 3AWH | 6.676 | 10.261 | 3.0451 | 4.2037 | 0.84524 | 3.248 | 30.7911 | 59.0702 | 0 | 59.0702 | 6.655% | CZ 3AWH | 0.00048326 | 0.00074277 | 0.00022043 | 0.0003043 | 6.1185e-05 | 0.00023511 | 0.0022289 | 0.0042759 | 0 | 0.0042759 | 6.655%
CZ 3B | 0.098053 | 0.16148 | 0.055462 | 0.069471 | 0.013894 | 0.056625 | 0.50899 | 0.96397 | 0 | 0.96397 | 3.314% | CZ 3B | 2.0937 | 3.448 | 1.1842 | 1.4834 | 0.29667 | 1.2091 | 10.8683 | 20.5833 | 0 | 20.5833 | 3.314% | CZ 3B | 2.0937 | 3.448 | 1.1842 | 1.4834 | 0.29667 | 1.2091 | 10.8683 | 20.5833 | 0 | 20.5833 | 3.314% | CZ 3B | 0 | 0 | 0 | 0 | 0 | 0 | 0 | 0 |  |  | 3.314% | CZ 3B | 0 | 0 | 0 | 0 | 0 | 0 | 0 | 0 |  |  | 3.314% | CZ 3B | 5.9251 | 9.7577 | 3.3514 | 4.198 | 0.83957 | 3.4217 | 30.7573 | 58.2509 | 0 | 58.2509 | 3.314% | CZ 3B | 0.00042891 | 0.00070634 | 0.0002426 | 0.00030388 | 6.0774e-05 | 0.00024769 | 0.0022264 | 0.0042166 | 0 | 0.0042166 | 3.314%
CZ 3C | 0.044036 | 0.082432 | 0.033811 | 0.069392 | 0.013816 | 0.047621 | 0.50853 | 0.79964 | 0 | 0.79964 | 0.4089% | CZ 3C | 0.94029 | 1.7601 | 0.72195 | 1.4817 | 0.29501 | 1.0168 | 10.8584 | 17.0744 | 0 | 17.0744 | 0.4089% | CZ 3C | 0.94029 | 1.7601 | 0.72195 | 1.4817 | 0.29501 | 1.0168 | 10.8584 | 17.0744 | 0 | 17.0744 | 0.4089% | CZ 3C | 0 | 0 | 0 | 0 | 0 | 0 | 0 | 0 |  |  | 0.4089% | CZ 3C | 0 | 0 | 0 | 0 | 0 | 0 | 0 | 0 |  |  | 0.4089% | CZ 3C | 2.661 | 4.9812 | 2.0431 | 4.1932 | 0.83488 | 2.8776 | 30.7294 | 48.3204 | 0 | 48.3204 | 0.4089% | CZ 3C | 0.00019263 | 0.00036058 | 0.0001479 | 0.00030354 | 6.0435e-05 | 0.0002083 | 0.0022244 | 0.0034978 | 0 | 0.0034978 | 0.4089%
CZ 4A | 0.27532 | 0.098374 | 0.05911 | 0.067933 | 0.012372 | 0.048643 | 0.49992 | 1.0617 | 0 | 1.0617 | 17.22% | CZ 4A | 5.8789 | 2.1005 | 1.2621 | 1.4505 | 0.26418 | 1.0387 | 10.6747 | 22.6696 | 0 | 22.6696 | 17.22% | CZ 4A | 5.8789 | 2.1005 | 1.2621 | 1.4505 | 0.26418 | 1.0387 | 10.6747 | 22.6696 | 0 | 22.6696 | 17.22% | CZ 4A | 0 | 0 | 0 | 0 | 0 | 0 | 0 | 0 |  |  | 17.22% | CZ 4A | 0 | 0 | 0 | 0 | 0 | 0 | 0 | 0 |  |  | 17.22% | CZ 4A | 16.6372 | 5.9445 | 3.5719 | 4.105 | 0.74763 | 2.9394 | 30.2093 | 64.1549 | 0 | 64.1549 | 17.22% | CZ 4A | 0.0012043 | 0.00043031 | 0.00025856 | 0.00029715 | 5.4119e-05 | 0.00021277 | 0.0021868 | 0.004644 | 0 | 0.004644 | 17.22%
CZ 4B | 0.16997 | 0.12838 | 0.061901 | 0.069654 | 0.014075 | 0.052134 | 0.51008 | 1.0062 | 0 | 1.0062 | 0.282% | CZ 4B | 3.6292 | 2.7412 | 1.3217 | 1.4873 | 0.30054 | 1.1132 | 10.8914 | 21.4846 | 0 | 21.4846 | 0.282% | CZ 4B | 3.6292 | 2.7412 | 1.3217 | 1.4873 | 0.30054 | 1.1132 | 10.8914 | 21.4846 | 0 | 21.4846 | 0.282% | CZ 4B | 0 | 0 | 0 | 0 | 0 | 0 | 0 | 0 |  |  | 0.282% | CZ 4B | 0 | 0 | 0 | 0 | 0 | 0 | 0 | 0 |  |  | 0.282% | CZ 4B | 10.2707 | 7.7575 | 3.7405 | 4.2091 | 0.85054 | 3.1503 | 30.8227 | 60.8014 | 0 | 60.8014 | 0.282% | CZ 4B | 0.00074347 | 0.00056155 | 0.00027077 | 0.00030468 | 6.1568e-05 | 0.00022804 | 0.0022312 | 0.0044013 | 0 | 0.0044013 | 0.282%
CZ 4C | 0.19809 | 0.05888 | 0.089482 | 0.069592 | 0.014013 | 0.060954 | 0.50971 | 1.0007 | 0 | 1.0007 | 1.184% | CZ 4C | 4.2297 | 1.2572 | 1.9107 | 1.486 | 0.29922 | 1.3015 | 10.8835 | 21.3679 | 0 | 21.3679 | 1.184% | CZ 4C | 4.2297 | 1.2572 | 1.9107 | 1.486 | 0.29922 | 1.3015 | 10.8835 | 21.3679 | 0 | 21.3679 | 1.184% | CZ 4C | 0 | 0 | 0 | 0 | 0 | 0 | 0 | 0 |  |  | 1.184% | CZ 4C | 0 | 0 | 0 | 0 | 0 | 0 | 0 | 0 |  |  | 1.184% | CZ 4C | 11.9702 | 3.558 | 5.4072 | 4.2053 | 0.84679 | 3.6833 | 30.8004 | 60.4711 | 0 | 60.4711 | 1.184% | CZ 4C | 0.00086649 | 0.00025756 | 0.00039142 | 0.00030441 | 6.1297e-05 | 0.00026663 | 0.0022296 | 0.0043774 | 0 | 0.0043774 | 1.184%
CZ 5A | 0.37286 | 0.059296 | 0.11175 | 0.067235 | 0.011682 | 0.031921 | 0.50669 | 1.1614 | 0 | 1.1614 | 3.026% | CZ 5A | 7.9616 | 1.2661 | 2.3861 | 1.4356 | 0.24945 | 0.6816 | 10.819 | 24.7996 | 0 | 24.7996 | 3.026% | CZ 5A | 7.9616 | 1.2661 | 2.3861 | 1.4356 | 0.24945 | 0.6816 | 10.819 | 24.7996 | 0 | 24.7996 | 3.026% | CZ 5A | 0 | 0 | 0 | 0 | 0 | 0 | 0 | 0 |  |  | 3.026% | CZ 5A | 0 | 0 | 0 | 0 | 0 | 0 | 0 | 0 |  |  | 3.026% | CZ 5A | 22.5313 | 3.5831 | 6.7527 | 4.0629 | 0.70594 | 1.9289 | 30.6179 | 70.1827 | 0 | 70.1827 | 3.026% | CZ 5A | 0.001631 | 0.00025937 | 0.00048881 | 0.0002941 | 5.1101e-05 | 0.00013963 | 0.0022164 | 0.0050804 | 0 | 0.0050804 | 3.026%
CZ 5B | 0.31259 | 0.088254 | 0.11641 | 0.068727 | 0.013158 | 0.03635 | 0.51685 | 1.1523 | 0 | 1.1523 | 2.323% | CZ 5B | 6.6746 | 1.8845 | 2.4857 | 1.4675 | 0.28096 | 0.77616 | 11.0362 | 24.6056 | 0 | 24.6056 | 2.323% | CZ 5B | 6.6746 | 1.8845 | 2.4857 | 1.4675 | 0.28096 | 0.77616 | 11.0362 | 24.6056 | 0 | 24.6056 | 2.323% | CZ 5B | 0 | 0 | 0 | 0 | 0 | 0 | 0 | 0 |  |  | 2.323% | CZ 5B | 0 | 0 | 0 | 0 | 0 | 0 | 0 | 0 |  |  | 2.323% | CZ 5B | 18.8893 | 5.333 | 7.0345 | 4.153 | 0.79511 | 2.1965 | 31.2324 | 69.6338 | 0 | 69.6338 | 2.323% | CZ 5B | 0.0013673 | 0.00038604 | 0.00050921 | 0.00030063 | 5.7556e-05 | 0.000159 | 0.0022608 | 0.0050406 | 0 | 0.0050406 | 2.323%
CZ 5C | 0.23094 | 0.0416 | 0.088879 | 0.069594 | 0.014015 | 0.036721 | 0.52276 | 1.0045 | 0 | 1.0045 | 0.0828% | CZ 5C | 4.9311 | 0.88826 | 1.8978 | 1.486 | 0.29926 | 0.78409 | 11.1623 | 21.4488 | 0 | 21.4488 | 0.0828% | CZ 5C | 4.9311 | 0.88826 | 1.8978 | 1.486 | 0.29926 | 0.78409 | 11.1623 | 21.4488 | 0 | 21.4488 | 0.0828% | CZ 5C | 0 | 0 | 0 | 0 | 0 | 0 | 0 | 0 |  |  | 0.0828% | CZ 5C | 0 | 0 | 0 | 0 | 0 | 0 | 0 | 0 |  |  | 0.0828% | CZ 5C | 13.955 | 2.5138 | 5.3708 | 4.2054 | 0.84691 | 2.219 | 31.5894 | 60.7002 | 0 | 60.7002 | 0.0828% | CZ 5C | 0.0010102 | 0.00018197 | 0.00038878 | 0.00030442 | 6.1306e-05 | 0.00016063 | 0.0022867 | 0.0043939 | 0 | 0.0043939 | 0.0828%
CZ 6A | 0.62548 | 0.061018 | 0.1373 | 0.067439 | 0.011884 | 0.056881 | 0.50807 | 1.4681 | 0 | 1.4681 | 1.107% | CZ 6A | 13.3557 | 1.3029 | 2.9316 | 1.44 | 0.25375 | 1.2145 | 10.8487 | 31.3472 | 0 | 31.3472 | 1.107% | CZ 6A | 13.3557 | 1.3029 | 2.9316 | 1.44 | 0.25375 | 1.2145 | 10.8487 | 31.3472 | 0 | 31.3472 | 1.107% | CZ 6A | 0 | 0 | 0 | 0 | 0 | 0 | 0 | 0 |  |  | 1.107% | CZ 6A | 0 | 0 | 0 | 0 | 0 | 0 | 0 | 0 |  |  | 1.107% | CZ 6A | 37.7967 | 3.6872 | 8.2966 | 4.0752 | 0.71811 | 3.4372 | 30.7017 | 88.7126 | 0 | 88.7126 | 1.107% | CZ 6A | 0.002736 | 0.00026691 | 0.00060057 | 0.00029499 | 5.1982e-05 | 0.00024881 | 0.0022224 | 0.0064217 | 0 | 0.0064217 | 1.107%
CZ 6B | 0.48752 | 0.054436 | 0.1303 | 0.068288 | 0.012723 | 0.061692 | 0.51386 | 1.3288 | 0 | 1.3288 | 0.3686% | CZ 6B | 10.4098 | 1.1624 | 2.7822 | 1.4581 | 0.27167 | 1.3173 | 10.9722 | 28.3736 | 0 | 28.3736 | 0.3686% | CZ 6B | 10.4098 | 1.1624 | 2.7822 | 1.4581 | 0.27167 | 1.3173 | 10.9722 | 28.3736 | 0 | 28.3736 | 0.3686% | CZ 6B | 0 | 0 | 0 | 0 | 0 | 0 | 0 | 0 |  |  | 0.3686% | CZ 6B | 0 | 0 | 0 | 0 | 0 | 0 | 0 | 0 |  |  | 0.3686% | CZ 6B | 29.4596 | 3.2895 | 7.8736 | 4.1265 | 0.76883 | 3.7279 | 31.0513 | 80.2972 | 0 | 80.2972 | 0.3686% | CZ 6B | 0.0021325 | 0.00023812 | 0.00056995 | 0.0002987 | 5.5654e-05 | 0.00026986 | 0.0022477 | 0.0058125 | 0 | 0.0058125 | 0.3686%
CZ 7 | 0.77365 | 0.0483 | 0.15684 | 0.068232 | 0.012668 | 0.066468 | 0.51348 | 1.6396 | 0 | 1.6396 | 0.202% | CZ 7 | 16.5194 | 1.0313 | 3.3489 | 1.4569 | 0.2705 | 1.4193 | 10.9641 | 35.0105 | 0 | 35.0105 | 0.202% | CZ 7 | 16.5194 | 1.0313 | 3.3489 | 1.4569 | 0.2705 | 1.4193 | 10.9641 | 35.0105 | 0 | 35.0105 | 0.202% | CZ 7 | 0 | 0 | 0 | 0 | 0 | 0 | 0 | 0 |  |  | 0.202% | CZ 7 | 0 | 0 | 0 | 0 | 0 | 0 | 0 | 0 |  |  | 0.202% | CZ 7 | 46.75 | 2.9187 | 9.4775 | 4.1231 | 0.76552 | 4.0165 | 31.0285 | 99.0797 | 0 | 99.0797 | 0.202% | CZ 7 | 0.0033841 | 0.00021127 | 0.00068605 | 0.00029846 | 5.5414e-05 | 0.00029074 | 0.0022461 | 0.0071721 | 0 | 0.0071721 | 0.202%
CZ 8 | 1.1441 | 0.035055 | 0.21567 | 0.069594 | 0.014015 | 0.082467 | 0.52276 | 2.0837 | 0 | 2.0837 | 0.003001% | CZ 8 | 24.4303 | 0.74852 | 4.6052 | 1.486 | 0.29926 | 1.7609 | 11.1623 | 44.4925 | 0 | 44.4925 | 0.003001% | CZ 8 | 24.4303 | 0.74852 | 4.6052 | 1.486 | 0.29926 | 1.7609 | 11.1623 | 44.4925 | 0 | 44.4925 | 0.003001% | CZ 8 | 0 | 0 | 0 | 0 | 0 | 0 | 0 | 0 |  |  | 0.003001% | CZ 8 | 0 | 0 | 0 | 0 | 0 | 0 | 0 | 0 |  |  | 0.003001% | CZ 8 | 69.1377 | 2.1183 | 13.0327 | 4.2054 | 0.84691 | 4.9833 | 31.5894 | 125.9137 | 0 | 125.9137 | 0.003001% | CZ 8 | 0.0050047 | 0.00015334 | 0.0009434 | 0.00030442 | 6.1306e-05 | 0.00036073 | 0.0022867 | 0.0091146 | 0 | 0.0091146 | 0.003001%
US Weighted | 0.15695 | 0.17153 | 0.061782 | 0.069146 | 0.013559 | 0.049381 | 0.508 | 1.0304 | 0 | 1.0304 | 100% | US Weighted | 3.3514 | 3.6627 | 1.3192 | 1.4764 | 0.28952 | 1.0544 | 10.8471 | 22.0007 | 0 | 22.0007 | 100% | US Weighted | 3.3514 | 3.6627 | 1.3192 | 1.4764 | 0.28952 | 1.0544 | 10.8471 | 22.0007 | 0 | 22.0007 | 100% | US Weighted | 0 | 0 | 0 | 0 | 0 | 0 | 0 | 0 |  |  | 100% | US Weighted | 0 | 0 | 0 | 0 | 0 | 0 | 0 | 0 |  |  | 100% | US Weighted | 9.4844 | 10.3655 | 3.7334 | 4.1783 | 0.81935 | 2.984 | 30.6972 | 62.2621 | 0 | 62.2621 | 100% | US Weighted | 0.00068655 | 0.00075033 | 0.00027025 | 0.00030246 | 5.9311e-05 | 0.000216 | 0.0022221 | 0.004507 | 0 | 0.004507 | 100%
Energy Cost Index ($/sq ft/yr) for IECC-Res 2021 | [10 empty] | Single-Family - Heat Pump | Site Energy Use Intensity (kBtu/sq ft/yr) for IECC-Res 2021 | [10 empty] | Single-Family - Heat Pump | Electric Use Intensity (kBtu/sq ft/yr) for IECC-Res 2021 | [10 empty] | Single-Family - Heat Pump | Gas Use Intensity (kBtu/sq ft/yr) for IECC-Res 2021 | [10 empty] | Single-Family - Heat Pump | Oil Use Intensity (kBtu/sq ft/yr) for IECC-Res 2021 | [10 empty] | Single-Family - Heat Pump | Source Energy Use Index (kBtu/sq ft/yr) for IECC-Res 2021 | [10 empty] | Single-Family - Heat Pump | Carbon Emissions (ton/sq ft/yr) for IECC-Res 2021 | [10 empty] | Single-Family - Heat Pump
Costs: Electricity: $0.1598/kWh ¦ Natural Gas: $1.391/therm ¦ Oil: $4.1392/gal | [9 empty] | Prototype Floor Area (sq ft): | 2376 | [10 empty] | Prototype Floor Area (sq ft): | 2376 | [10 empty] | Prototype Floor Area (sq ft): | 2376 | [10 empty] | Prototype Floor Area (sq ft): | 2376 | [10 empty] | Prototype Floor Area (sq ft): | 2376 | Site-to-Source Factors: Electricity: 2.83 ¦ Natural Gas: 1.1 ¦ Oil: 1.01 | [9 empty] | Prototype Floor Area (sq ft): | 2376 | Conversion [ton/kBtu]: Electricity: 4,881 ¦ Natural Gas: 18,863 ¦ Oil: 13,521 | [9 empty] | Prototype Floor Area (sq ft): | 2376
IECC-Res 2021 | Heat | Cool | Fans_Aux | Lgt_Int | Lgt_Ext | DHW | Appls | Total | PV | Net_Total | Weight | IECC-Res 2021 | Heat | Cool | Fans_Aux | Lgt_Int | Lgt_Ext | DHW | Appls | Total | PV | Net_Total | Weight | IECC-Res 2021 | Heat | Cool | Fans_Aux | Lgt_Int | Lgt_Ext | DHW | Appls | Total | PV | Net_Total | Weight | IECC-Res 2021 | Heat | Cool | Fans_Aux | Lgt_Int | Lgt_Ext | DHW | Appls | Total | PV | Net_Total | Weight | IECC-Res 2021 | Heat | Cool | Fans_Aux | Lgt_Int | Lgt_Ext | DHW | Appls | Total | PV | Net_Total | Weight | IECC-Res 2021 | Heat | Cool | Fans_Aux | Lgt_Int | Lgt_Ext | DHW | Appls | Total | PV | Net_Total | Weight | IECC-Res 2021 | Heat | Cool | Fans_Aux | Lgt_Int | Lgt_Ext | DHW | Appls | Total | PV | Net_Total | Weight
CZ 1AWH | 0.010955 | 0.32606 | 0.064063 | 0.069801 | 0.01422 | 0.049975 | 0.52418 | 1.0592 | 0 | 1.0592 | 2.205% | CZ 1AWH | 0.23391 | 6.9621 | 1.3679 | 1.4904 | 0.30364 | 1.0671 | 11.1925 | 22.6176 | 0 | 22.6176 | 2.205% | CZ 1AWH | 0.23391 | 6.9621 | 1.3679 | 1.4904 | 0.30364 | 1.0671 | 11.1925 | 22.6176 | 0 | 22.6176 | 2.205% | CZ 1AWH | 0 | 0 | 0 | 0 | 0 | 0 | 0 | 0 |  |  | 2.205% | CZ 1AWH | 0 | 0 | 0 | 0 | 0 | 0 | 0 | 0 |  |  | 2.205% | CZ 1AWH | 0.66196 | 19.7028 | 3.8712 | 4.2179 | 0.8593 | 3.0199 | 31.6748 | 64.0078 | 0 | 64.0078 | 2.205% | CZ 1AWH | 4.7917e-05 | 0.0014262 | 0.00028023 | 0.00030532 | 6.2202e-05 | 0.0002186 | 0.0022929 | 0.0046334 | 0 | 0.0046334 | 2.205%
CZ 1AWHT | 0.00052536 | 0.34495 | 0.066329 | 0.069594 | 0.014015 | 0.048144 | 0.52276 | 1.0663 | 0 | 1.0663 | 0.06378% | CZ 1AWHT | 0.011218 | 7.3656 | 1.4163 | 1.486 | 0.29926 | 1.028 | 11.1623 | 22.7687 | 0 | 22.7687 | 0.06378% | CZ 1AWHT | 0.011218 | 7.3656 | 1.4163 | 1.486 | 0.29926 | 1.028 | 11.1623 | 22.7687 | 0 | 22.7687 | 0.06378% | CZ 1AWHT | 0 | 0 | 0 | 0 | 0 | 0 | 0 | 0 |  |  | 0.06378% | CZ 1AWHT | 0 | 0 | 0 | 0 | 0 | 0 | 0 | 0 |  |  | 0.06378% | CZ 1AWHT | 0.031747 | 20.8447 | 4.0081 | 4.2054 | 0.84691 | 2.9093 | 31.5894 | 64.4355 | 0 | 64.4355 | 0.06378% | CZ 1AWHT | 2.2981e-06 | 0.0015089 | 0.00029014 | 0.00030442 | 6.1306e-05 | 0.00021059 | 0.0022867 | 0.0046643 | 0 | 0.0046643 | 0.06378%
CZ 1AWHTS | 0.00020056 | 0.43964 | 0.091914 | 0.11414 | 0.022986 | 0.0502 | 0.85735 | 1.5764 | 0 | 1.5764 | 0.06378% | CZ 1AWHTS | 0.0042824 | 9.3874 | 1.9626 | 2.4371 | 0.4908 | 1.0719 | 18.3066 | 33.6607 | 0 | 33.6607 | 0.06378% | CZ 1AWHTS | 0.0042824 | 9.3874 | 1.9626 | 2.4371 | 0.4908 | 1.0719 | 18.3066 | 33.6607 | 0 | 33.6607 | 0.06378% | CZ 1AWHTS | 0 | 0 | 0 | 0 | 0 | 0 | 0 | 0 |  |  | 0.06378% | CZ 1AWHTS | 0 | 0 | 0 | 0 | 0 | 0 | 0 | 0 |  |  | 0.06378% | CZ 1AWHTS | 0.012119 | 26.5663 | 5.5542 | 6.897 | 1.389 | 3.0335 | 51.8078 | 95.2599 | 0 | 95.2599 | 0.06378% | CZ 1AWHTS | 8.7729e-07 | 0.0019231 | 0.00040205 | 0.00049926 | 0.00010054 | 0.00021959 | 0.0037502 | 0.0068956 | 0 | 0.0068956 | 0.06378%
CZ 2AWH | 0.052173 | 0.27241 | 0.060162 | 0.069744 | 0.014164 | 0.059164 | 0.52379 | 1.0516 | 0 | 1.0516 | 31.27% | CZ 2AWH | 1.114 | 5.8167 | 1.2846 | 1.4892 | 0.30243 | 1.2633 | 11.1842 | 22.4544 | 0 | 22.4544 | 31.27% | CZ 2AWH | 1.114 | 5.8167 | 1.2846 | 1.4892 | 0.30243 | 1.2633 | 11.1842 | 22.4544 | 0 | 22.4544 | 31.27% | CZ 2AWH | 0 | 0 | 0 | 0 | 0 | 0 | 0 | 0 |  |  | 31.27% | CZ 2AWH | 0 | 0 | 0 | 0 | 0 | 0 | 0 | 0 |  |  | 31.27% | CZ 2AWH | 3.1527 | 16.4612 | 3.6355 | 4.2145 | 0.85588 | 3.5751 | 31.6512 | 63.546 | 0 | 63.546 | 31.27% | CZ 2AWH | 0.00022822 | 0.0011916 | 0.00026316 | 0.00030507 | 6.1955e-05 | 0.00025879 | 0.0022911 | 0.0045999 | 0 | 0.0045999 | 31.27%
CZ 2B | 0.070097 | 0.26625 | 0.069974 | 0.069796 | 0.014216 | 0.068127 | 0.52414 | 1.0826 | 0 | 1.0826 | 1.189% | CZ 2B | 1.4968 | 5.685 | 1.4941 | 1.4903 | 0.30354 | 1.4547 | 11.1918 | 23.1163 | 0 | 23.1163 | 1.189% | CZ 2B | 1.4968 | 5.685 | 1.4941 | 1.4903 | 0.30354 | 1.4547 | 11.1918 | 23.1163 | 0 | 23.1163 | 1.189% | CZ 2B | 0 | 0 | 0 | 0 | 0 | 0 | 0 | 0 |  |  | 1.189% | CZ 2B | 0 | 0 | 0 | 0 | 0 | 0 | 0 | 0 |  |  | 1.189% | CZ 2B | 4.2358 | 16.0886 | 4.2284 | 4.2176 | 0.85902 | 4.1168 | 31.6728 | 65.4191 | 0 | 65.4191 | 1.189% | CZ 2B | 0.00030662 | 0.0011646 | 0.00030608 | 0.0003053 | 6.2182e-05 | 0.000298 | 0.0022927 | 0.0047355 | 0 | 0.0047355 | 1.189%
CZ 3A | 0.14658 | 0.14774 | 0.05261 | 0.069392 | 0.013816 | 0.08847 | 0.52139 | 1.04 | 0 | 1.04 | 29.03% | CZ 3A | 3.1299 | 3.1546 | 1.1234 | 1.4817 | 0.29501 | 1.8891 | 11.133 | 22.2067 | 0 | 22.2067 | 29.03% | CZ 3A | 3.1299 | 3.1546 | 1.1234 | 1.4817 | 0.29501 | 1.8891 | 11.133 | 22.2067 | 0 | 22.2067 | 29.03% | CZ 3A | 0 | 0 | 0 | 0 | 0 | 0 | 0 | 0 |  |  | 29.03% | CZ 3A | 0 | 0 | 0 | 0 | 0 | 0 | 0 | 0 |  |  | 29.03% | CZ 3A | 8.8575 | 8.9276 | 3.1791 | 4.1932 | 0.83488 | 5.346 | 31.5065 | 62.8449 | 0 | 62.8449 | 29.03% | CZ 3A | 0.00064118 | 0.00064625 | 0.00023013 | 0.00030354 | 6.0435e-05 | 0.00038699 | 0.0022807 | 0.0045492 | 0 | 0.0045492 | 29.03%
CZ 3AWH | 0.1057 | 0.17277 | 0.050286 | 0.069566 | 0.013988 | 0.077687 | 0.52257 | 1.0126 | 0 | 1.0126 | 6.655% | CZ 3AWH | 2.2569 | 3.6892 | 1.0737 | 1.4854 | 0.29867 | 1.6588 | 11.1583 | 21.6209 | 0 | 21.6209 | 6.655% | CZ 3AWH | 2.2569 | 3.6892 | 1.0737 | 1.4854 | 0.29867 | 1.6588 | 11.1583 | 21.6209 | 0 | 21.6209 | 6.655% | CZ 3AWH | 0 | 0 | 0 | 0 | 0 | 0 | 0 | 0 |  |  | 6.655% | CZ 3AWH | 0 | 0 | 0 | 0 | 0 | 0 | 0 | 0 |  |  | 6.655% | CZ 3AWH | 6.387 | 10.4403 | 3.0387 | 4.2037 | 0.84524 | 4.6944 | 31.5779 | 61.1873 | 0 | 61.1873 | 6.655% | CZ 3AWH | 0.00046234 | 0.00075575 | 0.00021996 | 0.0003043 | 6.1185e-05 | 0.00033982 | 0.0022858 | 0.0044292 | 0 | 0.0044292 | 6.655%
CZ 3B | 0.093546 | 0.16387 | 0.055347 | 0.069471 | 0.013894 | 0.082967 | 0.52193 | 1.001 | 0 | 1.001 | 3.314% | CZ 3B | 1.9974 | 3.4991 | 1.1818 | 1.4834 | 0.29667 | 1.7716 | 11.1444 | 21.3744 | 0 | 21.3744 | 3.314% | CZ 3B | 1.9974 | 3.4991 | 1.1818 | 1.4834 | 0.29667 | 1.7716 | 11.1444 | 21.3744 | 0 | 21.3744 | 3.314% | CZ 3B | 0 | 0 | 0 | 0 | 0 | 0 | 0 | 0 |  |  | 3.314% | CZ 3B | 0 | 0 | 0 | 0 | 0 | 0 | 0 | 0 |  |  | 3.314% | CZ 3B | 5.6528 | 9.9024 | 3.3445 | 4.198 | 0.83957 | 5.0135 | 31.5388 | 60.4895 | 0 | 60.4895 | 3.314% | CZ 3B | 0.00040919 | 0.00071681 | 0.0002421 | 0.00030388 | 6.0774e-05 | 0.00036292 | 0.002283 | 0.0043787 | 0 | 0.0043787 | 3.314%
CZ 3C | 0.04036 | 0.085375 | 0.033947 | 0.069392 | 0.013816 | 0.075655 | 0.52139 | 0.83994 | 0 | 0.83994 | 0.4089% | CZ 3C | 0.86179 | 1.823 | 0.72487 | 1.4817 | 0.29501 | 1.6154 | 11.133 | 17.9348 | 0 | 17.9348 | 0.4089% | CZ 3C | 0.86179 | 1.823 | 0.72487 | 1.4817 | 0.29501 | 1.6154 | 11.133 | 17.9348 | 0 | 17.9348 | 0.4089% | CZ 3C | 0 | 0 | 0 | 0 | 0 | 0 | 0 | 0 |  |  | 0.4089% | CZ 3C | 0 | 0 | 0 | 0 | 0 | 0 | 0 | 0 |  |  | 0.4089% | CZ 3C | 2.4389 | 5.159 | 2.0514 | 4.1932 | 0.83488 | 4.5717 | 31.5065 | 50.7555 | 0 | 50.7555 | 0.4089% | CZ 3C | 0.00017654 | 0.00037345 | 0.00014849 | 0.00030354 | 6.0435e-05 | 0.00033093 | 0.0022807 | 0.0036741 | 0 | 0.0036741 | 0.4089%
CZ 4A | 0.26996 | 0.10092 | 0.058887 | 0.067933 | 0.012372 | 0.10254 | 0.51144 | 1.124 | 0 | 1.124 | 17.22% | CZ 4A | 5.7643 | 2.1549 | 1.2574 | 1.4505 | 0.26418 | 2.1894 | 10.9206 | 24.0013 | 0 | 24.0013 | 17.22% | CZ 4A | 5.7643 | 2.1549 | 1.2574 | 1.4505 | 0.26418 | 2.1894 | 10.9206 | 24.0013 | 0 | 24.0013 | 17.22% | CZ 4A | 0 | 0 | 0 | 0 | 0 | 0 | 0 | 0 |  |  | 17.22% | CZ 4A | 0 | 0 | 0 | 0 | 0 | 0 | 0 | 0 |  |  | 17.22% | CZ 4A | 16.313 | 6.0984 | 3.5584 | 4.105 | 0.74763 | 6.196 | 30.9052 | 67.9237 | 0 | 67.9237 | 17.22% | CZ 4A | 0.0011809 | 0.00044145 | 0.00025758 | 0.00029715 | 5.4119e-05 | 0.00044852 | 0.0022372 | 0.0049168 | 0 | 0.0049168 | 17.22%
CZ 4B | 0.1631 | 0.13338 | 0.062079 | 0.069654 | 0.014075 | 0.1174 | 0.52318 | 1.0829 | 0 | 1.0829 | 0.282% | CZ 4B | 3.4826 | 2.8479 | 1.3256 | 1.4873 | 0.30054 | 2.5068 | 11.1712 | 23.1218 | 0 | 23.1218 | 0.282% | CZ 4B | 3.4826 | 2.8479 | 1.3256 | 1.4873 | 0.30054 | 2.5068 | 11.1712 | 23.1218 | 0 | 23.1218 | 0.282% | CZ 4B | 0 | 0 | 0 | 0 | 0 | 0 | 0 | 0 |  |  | 0.282% | CZ 4B | 0 | 0 | 0 | 0 | 0 | 0 | 0 | 0 |  |  | 0.282% | CZ 4B | 9.8557 | 8.0596 | 3.7513 | 4.2091 | 0.85054 | 7.0942 | 31.6144 | 65.4348 | 0 | 65.4348 | 0.282% | CZ 4B | 0.00071343 | 0.00058342 | 0.00027155 | 0.00030468 | 6.1568e-05 | 0.00051353 | 0.0022885 | 0.0047367 | 0 | 0.0047367 | 0.282%
CZ 4C | 0.21335 | 0.057499 | 0.0447 | 0.069592 | 0.014013 | 0.12955 | 0.52275 | 1.0515 | 0 | 1.0515 | 1.184% | CZ 4C | 4.5556 | 1.2278 | 0.95447 | 1.486 | 0.29922 | 2.7663 | 11.162 | 22.4513 | 0 | 22.4513 | 1.184% | CZ 4C | 4.5556 | 1.2278 | 0.95447 | 1.486 | 0.29922 | 2.7663 | 11.162 | 22.4513 | 0 | 22.4513 | 1.184% | CZ 4C | 0 | 0 | 0 | 0 | 0 | 0 | 0 | 0 |  |  | 1.184% | CZ 4C | 0 | 0 | 0 | 0 | 0 | 0 | 0 | 0 |  |  | 1.184% | CZ 4C | 12.8922 | 3.4746 | 2.7011 | 4.2053 | 0.84679 | 7.8286 | 31.5886 | 63.5371 | 0 | 63.5371 | 1.184% | CZ 4C | 0.00093324 | 0.00025151 | 0.00019553 | 0.00030441 | 6.1297e-05 | 0.00056669 | 0.0022866 | 0.0045993 | 0 | 0.0045993 | 1.184%
CZ 5A | 0.43581 | 0.054232 | 0.071704 | 0.067235 | 0.011682 | 0.08152 | 0.50669 | 1.2289 | 0 | 1.2289 | 3.026% | CZ 5A | 9.3056 | 1.158 | 1.5311 | 1.4356 | 0.24945 | 1.7407 | 10.819 | 26.2394 | 0 | 26.2394 | 3.026% | CZ 5A | 9.3056 | 1.158 | 1.5311 | 1.4356 | 0.24945 | 1.7407 | 10.819 | 26.2394 | 0 | 26.2394 | 3.026% | CZ 5A | 0 | 0 | 0 | 0 | 0 | 0 | 0 | 0 |  |  | 3.026% | CZ 5A | 0 | 0 | 0 | 0 | 0 | 0 | 0 | 0 |  |  | 3.026% | CZ 5A | 26.3348 | 3.2771 | 4.3329 | 4.0629 | 0.70594 | 4.9261 | 30.6179 | 74.2576 | 0 | 74.2576 | 3.026% | CZ 5A | 0.0019063 | 0.00023722 | 0.00031365 | 0.0002941 | 5.1101e-05 | 0.00035659 | 0.0022164 | 0.0053753 | 0 | 0.0053753 | 3.026%
CZ 5B | 0.37756 | 0.084869 | 0.076906 | 0.068727 | 0.013158 | 0.092698 | 0.51685 | 1.2308 | 0 | 1.2308 | 2.323% | CZ 5B | 8.0618 | 1.8122 | 1.6421 | 1.4675 | 0.28096 | 1.9793 | 11.0362 | 26.2801 | 0 | 26.2801 | 2.323% | CZ 5B | 8.0618 | 1.8122 | 1.6421 | 1.4675 | 0.28096 | 1.9793 | 11.0362 | 26.2801 | 0 | 26.2801 | 2.323% | CZ 5B | 0 | 0 | 0 | 0 | 0 | 0 | 0 | 0 |  |  | 2.323% | CZ 5B | 0 | 0 | 0 | 0 | 0 | 0 | 0 | 0 |  |  | 2.323% | CZ 5B | 22.8149 | 5.1284 | 4.6473 | 4.153 | 0.79511 | 5.6015 | 31.2324 | 74.3727 | 0 | 74.3727 | 2.323% | CZ 5B | 0.0016515 | 0.00037123 | 0.0003364 | 0.00030063 | 5.7556e-05 | 0.00040548 | 0.0022608 | 0.0053837 | 0 | 0.0053837 | 2.323%
CZ 5C | 0.28114 | 0.03585 | 0.047368 | 0.069594 | 0.014015 | 0.09283 | 0.52276 | 1.0636 | 0 | 1.0636 | 0.0828% | CZ 5C | 6.0031 | 0.76548 | 1.0114 | 1.486 | 0.29926 | 1.9822 | 11.1623 | 22.7098 | 0 | 22.7098 | 0.0828% | CZ 5C | 6.0031 | 0.76548 | 1.0114 | 1.486 | 0.29926 | 1.9822 | 11.1623 | 22.7098 | 0 | 22.7098 | 0.0828% | CZ 5C | 0 | 0 | 0 | 0 | 0 | 0 | 0 | 0 |  |  | 0.0828% | CZ 5C | 0 | 0 | 0 | 0 | 0 | 0 | 0 | 0 |  |  | 0.0828% | CZ 5C | 16.9888 | 2.1663 | 2.8624 | 4.2054 | 0.84691 | 5.6095 | 31.5894 | 64.2687 | 0 | 64.2687 | 0.0828% | CZ 5C | 0.0012298 | 0.00015681 | 0.0002072 | 0.00030442 | 6.1306e-05 | 0.00040606 | 0.0022867 | 0.0046523 | 0 | 0.0046523 | 0.0828%
CZ 6A | 0.72412 | 0.06029 | 0.10129 | 0.067439 | 0.011884 | 0.090382 | 0.50807 | 1.5635 | 0 | 1.5635 | 1.107% | CZ 6A | 15.4618 | 1.2873 | 2.1628 | 1.44 | 0.25375 | 1.9299 | 10.8487 | 33.3843 | 0 | 33.3843 | 1.107% | CZ 6A | 15.4618 | 1.2873 | 2.1628 | 1.44 | 0.25375 | 1.9299 | 10.8487 | 33.3843 | 0 | 33.3843 | 1.107% | CZ 6A | 0 | 0 | 0 | 0 | 0 | 0 | 0 | 0 |  |  | 1.107% | CZ 6A | 0 | 0 | 0 | 0 | 0 | 0 | 0 | 0 |  |  | 1.107% | CZ 6A | 43.757 | 3.6432 | 6.1207 | 4.0752 | 0.71811 | 5.4616 | 30.7017 | 94.4775 | 0 | 94.4775 | 1.107% | CZ 6A | 0.0031675 | 0.00026372 | 0.00044306 | 0.00029499 | 5.1982e-05 | 0.00039535 | 0.0022224 | 0.006839 | 0 | 0.006839 | 1.107%
CZ 6B | 0.5619 | 0.054893 | 0.092402 | 0.068288 | 0.012723 | 0.097935 | 0.51386 | 1.402 | 0 | 1.402 | 0.3686% | CZ 6B | 11.9981 | 1.1721 | 1.973 | 1.4581 | 0.27167 | 2.0912 | 10.9722 | 29.9363 | 0 | 29.9363 | 0.3686% | CZ 6B | 11.9981 | 1.1721 | 1.973 | 1.4581 | 0.27167 | 2.0912 | 10.9722 | 29.9363 | 0 | 29.9363 | 0.3686% | CZ 6B | 0 | 0 | 0 | 0 | 0 | 0 | 0 | 0 |  |  | 0.3686% | CZ 6B | 0 | 0 | 0 | 0 | 0 | 0 | 0 | 0 |  |  | 0.3686% | CZ 6B | 33.9545 | 3.3171 | 5.5836 | 4.1265 | 0.76883 | 5.918 | 31.0513 | 84.7198 | 0 | 84.7198 | 0.3686% | CZ 6B | 0.0024579 | 0.00024012 | 0.00040419 | 0.0002987 | 5.5654e-05 | 0.00042839 | 0.0022477 | 0.0061327 | 0 | 0.0061327 | 0.3686%
CZ 7 | 0.87533 | 0.051082 | 0.16675 | 0.068232 | 0.012668 | 0.10463 | 0.51348 | 1.7922 | 0 | 1.7922 | 0.202% | CZ 7 | 18.6905 | 1.0907 | 3.5606 | 1.4569 | 0.2705 | 2.234 | 10.9641 | 38.2674 | 0 | 38.2674 | 0.202% | CZ 7 | 18.6905 | 1.0907 | 3.5606 | 1.4569 | 0.2705 | 2.234 | 10.9641 | 38.2674 | 0 | 38.2674 | 0.202% | CZ 7 | 0 | 0 | 0 | 0 | 0 | 0 | 0 | 0 |  |  | 0.202% | CZ 7 | 0 | 0 | 0 | 0 | 0 | 0 | 0 | 0 |  |  | 0.202% | CZ 7 | 52.8942 | 3.0868 | 10.0765 | 4.1231 | 0.76552 | 6.3224 | 31.0285 | 108.2969 | 0 | 108.2969 | 0.202% | CZ 7 | 0.0038289 | 0.00022344 | 0.00072941 | 0.00029846 | 5.5414e-05 | 0.00045766 | 0.0022461 | 0.0078393 | 0 | 0.0078393 | 0.202%
CZ 8 | 1.2866 | 0.036537 | 0.23132 | 0.069594 | 0.014015 | 0.12883 | 0.52276 | 2.2897 | 0 | 2.2897 | 0.003001% | CZ 8 | 27.4729 | 0.78016 | 4.9392 | 1.486 | 0.29926 | 2.7507 | 11.1623 | 48.8906 | 0 | 48.8906 | 0.003001% | CZ 8 | 27.4729 | 0.78016 | 4.9392 | 1.486 | 0.29926 | 2.7507 | 11.1623 | 48.8906 | 0 | 48.8906 | 0.003001% | CZ 8 | 0 | 0 | 0 | 0 | 0 | 0 | 0 | 0 |  |  | 0.003001% | CZ 8 | 0 | 0 | 0 | 0 | 0 | 0 | 0 | 0 |  |  | 0.003001% | CZ 8 | 77.7484 | 2.2078 | 13.9779 | 4.2054 | 0.84691 | 7.7846 | 31.5894 | 138.3605 | 0 | 138.3605 | 0.003001% | CZ 8 | 0.005628 | 0.00015982 | 0.0010118 | 0.00030442 | 6.1306e-05 | 0.00056351 | 0.0022867 | 0.010016 | 0 | 0.010016 | 0.003001%
US Weighted | 0.16009 | 0.17581 | 0.058586 | 0.069146 | 0.013559 | 0.080853 | 0.51972 | 1.0778 | 0 | 1.0778 | 100% | US Weighted | 3.4184 | 3.7539 | 1.251 | 1.4764 | 0.28952 | 1.7264 | 11.0974 | 23.0131 | 0 | 23.0131 | 100% | US Weighted | 3.4184 | 3.7539 | 1.251 | 1.4764 | 0.28952 | 1.7264 | 11.0974 | 23.0131 | 0 | 23.0131 | 100% | US Weighted | 0 | 0 | 0 | 0 | 0 | 0 | 0 | 0 |  |  | 100% | US Weighted | 0 | 0 | 0 | 0 | 0 | 0 | 0 | 0 |  |  | 100% | US Weighted | 9.6742 | 10.6237 | 3.5402 | 4.1783 | 0.81935 | 4.8858 | 31.4056 | 65.1272 | 0 | 65.1272 | 100% | US Weighted | 0.00070029 | 0.00076902 | 0.00025627 | 0.00030246 | 5.9311e-05 | 0.00035367 | 0.0022734 | 0.0047144 | 0 | 0.0047144 | 100%
Energy Cost Index ($/sq ft/yr) for IECC-Res 2018 | [10 empty] | Single-Family - Heat Pump | Site Energy Use Intensity (kBtu/sq ft/yr) for IECC-Res 2018 | [10 empty] | Single-Family - Heat Pump | Electric Use Intensity (kBtu/sq ft/yr) for IECC-Res 2018 | [10 empty] | Single-Family - Heat Pump | Gas Use Intensity (kBtu/sq ft/yr) for IECC-Res 2018 | [10 empty] | Single-Family - Heat Pump | Oil Use Intensity (kBtu/sq ft/yr) for IECC-Res 2018 | [10 empty] | Single-Family - Heat Pump | Source Energy Use Index (kBtu/sq ft/yr) for IECC-Res 2018 | [10 empty] | Single-Family - Heat Pump | Carbon Emissions (ton/sq ft/yr) for IECC-Res 2018 | [10 empty] | Single-Family - Heat Pump
Costs: Electricity: $0.1598/kWh ¦ Natural Gas: $1.391/therm ¦ Oil: $4.1392/gal | [9 empty] | Prototype Floor Area (sq ft): | 2376 | [10 empty] | Prototype Floor Area (sq ft): | 2376 | [10 empty] | Prototype Floor Area (sq ft): | 2376 | [10 empty] | Prototype Floor Area (sq ft): | 2376 | [10 empty] | Prototype Floor Area (sq ft): | 2376 | Site-to-Source Factors: Electricity: 2.83 ¦ Natural Gas: 1.1 ¦ Oil: 1.01 | [9 empty] | Prototype Floor Area (sq ft): | 2376 | Conversion [ton/kBtu]: Electricity: 4,881 ¦ Natural Gas: 18,863 ¦ Oil: 13,521 | [9 empty] | Prototype Floor Area (sq ft): | 2376
IECC-Res 2018 | Heat | Cool | Fans_Aux | Lgt_Int | Lgt_Ext | DHW | Appls | Total | PV | Net_Total | Weight | IECC-Res 2018 | Heat | Cool | Fans_Aux | Lgt_Int | Lgt_Ext | DHW | Appls | Total | PV | Net_Total | Weight | IECC-Res 2018 | Heat | Cool | Fans_Aux | Lgt_Int | Lgt_Ext | DHW | Appls | Total | PV | Net_Total | Weight | IECC-Res 2018 | Heat | Cool | Fans_Aux | Lgt_Int | Lgt_Ext | DHW | Appls | Total | PV | Net_Total | Weight | IECC-Res 2018 | Heat | Cool | Fans_Aux | Lgt_Int | Lgt_Ext | DHW | Appls | Total | PV | Net_Total | Weight | IECC-Res 2018 | Heat | Cool | Fans_Aux | Lgt_Int | Lgt_Ext | DHW | Appls | Total | PV | Net_Total | Weight | IECC-Res 2018 | Heat | Cool | Fans_Aux | Lgt_Int | Lgt_Ext | DHW | Appls | Total | PV | Net_Total | Weight
CZ 1AWH | 0.010988 | 0.32594 | 0.076676 | 0.074462 | 0.015602 | 0.14634 | 0.52418 | 1.1742 | 0 | 1.1742 | 2.205% | CZ 1AWH | 0.23462 | 6.9597 | 1.6372 | 1.5899 | 0.33314 | 3.1248 | 11.1925 | 25.072 | 0 | 25.072 | 2.205% | CZ 1AWH | 0.23462 | 6.9597 | 1.6372 | 1.5899 | 0.33314 | 3.1248 | 11.1925 | 25.072 | 0 | 25.072 | 2.205% | CZ 1AWH | 0 | 0 | 0 | 0 | 0 | 0 | 0 | 0 |  |  | 2.205% | CZ 1AWH | 0 | 0 | 0 | 0 | 0 | 0 | 0 | 0 |  |  | 2.205% | CZ 1AWH | 0.66399 | 19.6959 | 4.6333 | 4.4996 | 0.94278 | 8.8433 | 31.6748 | 70.9536 | 0 | 70.9536 | 2.205% | CZ 1AWH | 4.8064e-05 | 0.0014257 | 0.0003354 | 0.00032571 | 6.8245e-05 | 0.00064014 | 0.0022929 | 0.0051362 | 0 | 0.0051362 | 2.205%
CZ 1AWHT | 0.00053256 | 0.34487 | 0.078945 | 0.074241 | 0.015377 | 0.14103 | 0.52276 | 1.1778 | 0 | 1.1778 | 0.06378% | CZ 1AWHT | 0.011372 | 7.3639 | 1.6857 | 1.5852 | 0.32833 | 3.0113 | 11.1623 | 25.1482 | 0 | 25.1482 | 0.06378% | CZ 1AWHT | 0.011372 | 7.3639 | 1.6857 | 1.5852 | 0.32833 | 3.0113 | 11.1623 | 25.1482 | 0 | 25.1482 | 0.06378% | CZ 1AWHT | 0 | 0 | 0 | 0 | 0 | 0 | 0 | 0 |  |  | 0.06378% | CZ 1AWHT | 0 | 0 | 0 | 0 | 0 | 0 | 0 | 0 |  |  | 0.06378% | CZ 1AWHT | 0.032181 | 20.8399 | 4.7705 | 4.4862 | 0.92919 | 8.522 | 31.5894 | 71.1693 | 0 | 71.1693 | 0.06378% | CZ 1AWHT | 2.3295e-06 | 0.0015085 | 0.00034532 | 0.00032474 | 6.7261e-05 | 0.00061689 | 0.0022867 | 0.0051518 | 0 | 0.0051518 | 0.06378%
CZ 1AWHTS | 0.00019767 | 0.44054 | 0.11277 | 0.12176 | 0.025219 | 0.0502 | 0.85735 | 1.608 | 0 | 1.608 | 0.06378% | CZ 1AWHTS | 0.0042208 | 9.4066 | 2.4079 | 2.5998 | 0.53848 | 1.0719 | 18.3066 | 34.3356 | 0 | 34.3356 | 0.06378% | CZ 1AWHTS | 0.0042208 | 9.4066 | 2.4079 | 2.5998 | 0.53848 | 1.0719 | 18.3066 | 34.3356 | 0 | 34.3356 | 0.06378% | CZ 1AWHTS | 0 | 0 | 0 | 0 | 0 | 0 | 0 | 0 |  |  | 0.06378% | CZ 1AWHTS | 0 | 0 | 0 | 0 | 0 | 0 | 0 | 0 |  |  | 0.06378% | CZ 1AWHTS | 0.011945 | 26.6206 | 6.8144 | 7.3575 | 1.5239 | 3.0335 | 51.8078 | 97.1697 | 0 | 97.1697 | 0.06378% | CZ 1AWHTS | 8.6466e-07 | 0.001927 | 0.00049328 | 0.00053259 | 0.00011031 | 0.00021959 | 0.0037502 | 0.0070339 | 0 | 0.0070339 | 0.06378%
CZ 2AWH | 0.053353 | 0.27382 | 0.073156 | 0.074401 | 0.01554 | 0.16507 | 0.52379 | 1.1791 | 0 | 1.1791 | 31.27% | CZ 2AWH | 1.1392 | 5.8467 | 1.5621 | 1.5886 | 0.33181 | 3.5247 | 11.1842 | 25.1773 | 0 | 25.1773 | 31.27% | CZ 2AWH | 1.1392 | 5.8467 | 1.5621 | 1.5886 | 0.33181 | 3.5247 | 11.1842 | 25.1773 | 0 | 25.1773 | 31.27% | CZ 2AWH | 0 | 0 | 0 | 0 | 0 | 0 | 0 | 0 |  |  | 31.27% | CZ 2AWH | 0 | 0 | 0 | 0 | 0 | 0 | 0 | 0 |  |  | 31.27% | CZ 2AWH | 3.224 | 16.5461 | 4.4206 | 4.4959 | 0.93902 | 9.9748 | 31.6512 | 71.2517 | 0 | 71.2517 | 31.27% | CZ 2AWH | 0.00023338 | 0.0011977 | 0.00032 | 0.00032544 | 6.7974e-05 | 0.00072205 | 0.0022911 | 0.0051577 | 0 | 0.0051577 | 31.27%
CZ 2B | 0.072042 | 0.26851 | 0.083302 | 0.074457 | 0.015597 | 0.16687 | 0.52414 | 1.2049 | 0 | 1.2049 | 1.189% | CZ 2B | 1.5383 | 5.7333 | 1.7787 | 1.5898 | 0.33303 | 3.5632 | 11.1918 | 25.7282 | 0 | 25.7282 | 1.189% | CZ 2B | 1.5383 | 5.7333 | 1.7787 | 1.5898 | 0.33303 | 3.5632 | 11.1918 | 25.7282 | 0 | 25.7282 | 1.189% | CZ 2B | 0 | 0 | 0 | 0 | 0 | 0 | 0 | 0 |  |  | 1.189% | CZ 2B | 0 | 0 | 0 | 0 | 0 | 0 | 0 | 0 |  |  | 1.189% | CZ 2B | 4.3533 | 16.2253 | 5.0337 | 4.4993 | 0.94247 | 10.0838 | 31.6728 | 72.8107 | 0 | 72.8107 | 1.189% | CZ 2B | 0.00031513 | 0.0011745 | 0.00036438 | 0.00032569 | 6.8223e-05 | 0.00072994 | 0.0022927 | 0.0052706 | 0 | 0.0052706 | 1.189%
CZ 3A | 0.15278 | 0.15003 | 0.066501 | 0.074026 | 0.015158 | 0.19965 | 0.52139 | 1.1795 | 0 | 1.1795 | 29.03% | CZ 3A | 3.2622 | 3.2036 | 1.42 | 1.5806 | 0.32367 | 4.263 | 11.133 | 25.1861 | 0 | 25.1861 | 29.03% | CZ 3A | 3.2622 | 3.2036 | 1.42 | 1.5806 | 0.32367 | 4.263 | 11.133 | 25.1861 | 0 | 25.1861 | 29.03% | CZ 3A | 0 | 0 | 0 | 0 | 0 | 0 | 0 | 0 |  |  | 29.03% | CZ 3A | 0 | 0 | 0 | 0 | 0 | 0 | 0 | 0 |  |  | 29.03% | CZ 3A | 9.2321 | 9.0662 | 4.0185 | 4.4732 | 0.91598 | 12.0642 | 31.5065 | 71.2767 | 0 | 71.2767 | 29.03% | CZ 3A | 0.00066829 | 0.00065628 | 0.00029089 | 0.00032381 | 6.6306e-05 | 0.0008733 | 0.0022807 | 0.0051595 | 0 | 0.0051595 | 29.03%
CZ 3AWH | 0.11162 | 0.17514 | 0.064019 | 0.074211 | 0.015346 | 0.19202 | 0.52257 | 1.1549 | 0 | 1.1549 | 6.655% | CZ 3AWH | 2.3833 | 3.7398 | 1.367 | 1.5846 | 0.32769 | 4.1001 | 11.1583 | 24.6607 | 0 | 24.6607 | 6.655% | CZ 3AWH | 2.3833 | 3.7398 | 1.367 | 1.5846 | 0.32769 | 4.1001 | 11.1583 | 24.6607 | 0 | 24.6607 | 6.655% | CZ 3AWH | 0 | 0 | 0 | 0 | 0 | 0 | 0 | 0 |  |  | 6.655% | CZ 3AWH | 0 | 0 | 0 | 0 | 0 | 0 | 0 | 0 |  |  | 6.655% | CZ 3AWH | 6.7449 | 10.5835 | 3.8685 | 4.4844 | 0.92735 | 11.6033 | 31.5779 | 69.7898 | 0 | 69.7898 | 6.655% | CZ 3AWH | 0.00048824 | 0.00076611 | 0.00028003 | 0.00032461 | 6.7129e-05 | 0.00083993 | 0.0022858 | 0.0050519 | 0 | 0.0050519 | 6.655%
CZ 3B | 0.09972 | 0.16666 | 0.069404 | 0.07411 | 0.015243 | 0.19028 | 0.52193 | 1.1373 | 0 | 1.1373 | 3.314% | CZ 3B | 2.1293 | 3.5586 | 1.482 | 1.5824 | 0.32549 | 4.0629 | 11.1444 | 24.2851 | 0 | 24.2851 | 3.314% | CZ 3B | 2.1293 | 3.5586 | 1.482 | 1.5824 | 0.32549 | 4.0629 | 11.1444 | 24.2851 | 0 | 24.2851 | 3.314% | CZ 3B | 0 | 0 | 0 | 0 | 0 | 0 | 0 | 0 |  |  | 3.314% | CZ 3B | 0 | 0 | 0 | 0 | 0 | 0 | 0 | 0 |  |  | 3.314% | CZ 3B | 6.0258 | 10.0707 | 4.1939 | 4.4783 | 0.92113 | 11.4981 | 31.5388 | 68.7268 | 0 | 68.7268 | 3.314% | CZ 3B | 0.0004362 | 0.000729 | 0.00030359 | 0.00032417 | 6.6678e-05 | 0.00083232 | 0.002283 | 0.004975 | 0 | 0.004975 | 3.314%
CZ 3C | 0.0445 | 0.084335 | 0.04689 | 0.074026 | 0.015158 | 0.20331 | 0.52139 | 0.98961 | 0 | 0.98961 | 0.4089% | CZ 3C | 0.95018 | 1.8008 | 1.0012 | 1.5806 | 0.32367 | 4.3413 | 11.133 | 21.1308 | 0 | 21.1308 | 0.4089% | CZ 3C | 0.95018 | 1.8008 | 1.0012 | 1.5806 | 0.32367 | 4.3413 | 11.133 | 21.1308 | 0 | 21.1308 | 0.4089% | CZ 3C | 0 | 0 | 0 | 0 | 0 | 0 | 0 | 0 |  |  | 0.4089% | CZ 3C | 0 | 0 | 0 | 0 | 0 | 0 | 0 | 0 |  |  | 0.4089% | CZ 3C | 2.689 | 5.0962 | 2.8334 | 4.4732 | 0.91599 | 12.2858 | 31.5065 | 59.8001 | 0 | 59.8001 | 0.4089% | CZ 3C | 0.00019465 | 0.0003689 | 0.00020511 | 0.00032381 | 6.6306e-05 | 0.00088934 | 0.0022807 | 0.0043288 | 0 | 0.0043288 | 0.4089%
CZ 4A | 0.28244 | 0.10775 | 0.074337 | 0.072469 | 0.013574 | 0.20539 | 0.51144 | 1.2674 | 0 | 1.2674 | 17.22% | CZ 4A | 6.0309 | 2.3008 | 1.5873 | 1.5474 | 0.28985 | 4.3857 | 10.9206 | 27.0625 | 0 | 27.0625 | 17.22% | CZ 4A | 6.0309 | 2.3008 | 1.5873 | 1.5474 | 0.28985 | 4.3857 | 10.9206 | 27.0625 | 0 | 27.0625 | 17.22% | CZ 4A | 0 | 0 | 0 | 0 | 0 | 0 | 0 | 0 |  |  | 17.22% | CZ 4A | 0 | 0 | 0 | 0 | 0 | 0 | 0 | 0 |  |  | 17.22% | CZ 4A | 17.0674 | 6.5113 | 4.492 | 4.3791 | 0.82026 | 12.4114 | 30.9052 | 76.5868 | 0 | 76.5868 | 17.22% | CZ 4A | 0.0012355 | 0.00047134 | 0.00032517 | 0.000317 | 5.9377e-05 | 0.00089843 | 0.0022372 | 0.0055439 | 0 | 0.0055439 | 17.22%
CZ 4B | 0.18427 | 0.13868 | 0.079182 | 0.074305 | 0.015443 | 0.22468 | 0.52318 | 1.2397 | 0 | 1.2397 | 0.282% | CZ 4B | 3.9347 | 2.9613 | 1.6908 | 1.5866 | 0.32974 | 4.7976 | 11.1712 | 26.4718 | 0 | 26.4718 | 0.282% | CZ 4B | 3.9347 | 2.9613 | 1.6908 | 1.5866 | 0.32974 | 4.7976 | 11.1712 | 26.4718 | 0 | 26.4718 | 0.282% | CZ 4B | 0 | 0 | 0 | 0 | 0 | 0 | 0 | 0 |  |  | 0.282% | CZ 4B | 0 | 0 | 0 | 0 | 0 | 0 | 0 | 0 |  |  | 0.282% | CZ 4B | 11.1351 | 8.3804 | 4.7848 | 4.4901 | 0.93317 | 13.5771 | 31.6144 | 74.9151 | 0 | 74.9151 | 0.282% | CZ 4B | 0.00080604 | 0.00060664 | 0.00034636 | 0.00032503 | 6.755e-05 | 0.00098281 | 0.0022885 | 0.0054229 | 0 | 0.0054229 | 0.282%
CZ 4C | 0.23219 | 0.059605 | 0.060121 | 0.074239 | 0.015375 | 0.24271 | 0.52275 | 1.207 | 0 | 1.207 | 1.184% | CZ 4C | 4.9579 | 1.2727 | 1.2837 | 1.5852 | 0.32829 | 5.1826 | 11.162 | 25.7724 | 0 | 25.7724 | 1.184% | CZ 4C | 4.9579 | 1.2727 | 1.2837 | 1.5852 | 0.32829 | 5.1826 | 11.162 | 25.7724 | 0 | 25.7724 | 1.184% | CZ 4C | 0 | 0 | 0 | 0 | 0 | 0 | 0 | 0 |  |  | 1.184% | CZ 4C | 0 | 0 | 0 | 0 | 0 | 0 | 0 | 0 |  |  | 1.184% | CZ 4C | 14.0307 | 3.6018 | 3.633 | 4.4861 | 0.92906 | 14.6667 | 31.5886 | 72.9359 | 0 | 72.9359 | 1.184% | CZ 4C | 0.0010156 | 0.00026072 | 0.00026298 | 0.00032474 | 6.7252e-05 | 0.0010617 | 0.0022866 | 0.0052796 | 0 | 0.0052796 | 1.184%
CZ 5A | 0.42443 | 0.066622 | 0.085681 | 0.071725 | 0.012817 | 0.21315 | 0.50669 | 1.3811 | 0 | 1.3811 | 3.026% | CZ 5A | 9.0627 | 1.4226 | 1.8295 | 1.5315 | 0.27368 | 4.5514 | 10.819 | 29.4904 | 0 | 29.4904 | 3.026% | CZ 5A | 9.0627 | 1.4226 | 1.8295 | 1.5315 | 0.27368 | 4.5514 | 10.819 | 29.4904 | 0 | 29.4904 | 3.026% | CZ 5A | 0 | 0 | 0 | 0 | 0 | 0 | 0 | 0 |  |  | 3.026% | CZ 5A | 0 | 0 | 0 | 0 | 0 | 0 | 0 | 0 |  |  | 3.026% | CZ 5A | 25.6475 | 4.0258 | 5.1775 | 4.3342 | 0.77452 | 12.8803 | 30.6179 | 83.4577 | 0 | 83.4577 | 3.026% | CZ 5A | 0.0018566 | 0.00029142 | 0.00037479 | 0.00031374 | 5.6066e-05 | 0.00093238 | 0.0022164 | 0.0060413 | 0 | 0.0060413 | 3.026%
CZ 5B | 0.37203 | 0.10443 | 0.094024 | 0.073316 | 0.014436 | 0.23258 | 0.51685 | 1.4077 | 0 | 1.4077 | 2.323% | CZ 5B | 7.9437 | 2.2299 | 2.0077 | 1.5655 | 0.30825 | 4.9661 | 11.0362 | 30.0573 | 0 | 30.0573 | 2.323% | CZ 5B | 7.9437 | 2.2299 | 2.0077 | 1.5655 | 0.30825 | 4.9661 | 11.0362 | 30.0573 | 0 | 30.0573 | 2.323% | CZ 5B | 0 | 0 | 0 | 0 | 0 | 0 | 0 | 0 |  |  | 2.323% | CZ 5B | 0 | 0 | 0 | 0 | 0 | 0 | 0 | 0 |  |  | 2.323% | CZ 5B | 22.4807 | 6.3105 | 5.6817 | 4.4303 | 0.87235 | 14.0542 | 31.2324 | 85.0622 | 0 | 85.0622 | 2.323% | CZ 5B | 0.0016273 | 0.0004568 | 0.00041128 | 0.0003207 | 6.3147e-05 | 0.0010173 | 0.0022608 | 0.0061574 | 0 | 0.0061574 | 2.323%
CZ 5C | 0.27078 | 0.048002 | 0.061324 | 0.074241 | 0.015377 | 0.25226 | 0.52276 | 1.2447 | 0 | 1.2447 | 0.0828% | CZ 5C | 5.7819 | 1.025 | 1.3094 | 1.5852 | 0.32833 | 5.3863 | 11.1623 | 26.5785 | 0 | 26.5785 | 0.0828% | CZ 5C | 5.7819 | 1.025 | 1.3094 | 1.5852 | 0.32833 | 5.3863 | 11.1623 | 26.5785 | 0 | 26.5785 | 0.0828% | CZ 5C | 0 | 0 | 0 | 0 | 0 | 0 | 0 | 0 |  |  | 0.0828% | CZ 5C | 0 | 0 | 0 | 0 | 0 | 0 | 0 | 0 |  |  | 0.0828% | CZ 5C | 16.3627 | 2.9006 | 3.7057 | 4.4862 | 0.92919 | 15.2434 | 31.5894 | 75.2171 | 0 | 75.2171 | 0.0828% | CZ 5C | 0.0011845 | 0.00020997 | 0.00026824 | 0.00032474 | 6.7261e-05 | 0.0011034 | 0.0022867 | 0.0054448 | 0 | 0.0054448 | 0.0828%
CZ 6A | 0.6755 | 0.071858 | 0.11141 | 0.071942 | 0.013038 | 0.23219 | 0.50807 | 1.684 | 0 | 1.684 | 1.107% | CZ 6A | 14.4238 | 1.5344 | 2.3789 | 1.5362 | 0.2784 | 4.9579 | 10.8487 | 35.9582 | 0 | 35.9582 | 1.107% | CZ 6A | 14.4238 | 1.5344 | 2.3789 | 1.5362 | 0.2784 | 4.9579 | 10.8487 | 35.9582 | 0 | 35.9582 | 1.107% | CZ 6A | 0 | 0 | 0 | 0 | 0 | 0 | 0 | 0 |  |  | 1.107% | CZ 6A | 0 | 0 | 0 | 0 | 0 | 0 | 0 | 0 |  |  | 1.107% | CZ 6A | 40.8192 | 4.3422 | 6.7323 | 4.3473 | 0.78787 | 14.0309 | 30.7017 | 101.7616 | 0 | 101.7616 | 1.107% | CZ 6A | 0.0029548 | 0.00031432 | 0.00048734 | 0.00031469 | 5.7032e-05 | 0.0010157 | 0.0022224 | 0.0073663 | 0 | 0.0073663 | 1.107%
CZ 6B | 0.51863 | 0.066052 | 0.10287 | 0.072847 | 0.013959 | 0.24313 | 0.51386 | 1.5313 | 0 | 1.5313 | 0.3686% | CZ 6B | 11.074 | 1.4104 | 2.1966 | 1.5555 | 0.29807 | 5.1915 | 10.9722 | 32.6983 | 0 | 32.6983 | 0.3686% | CZ 6B | 11.074 | 1.4104 | 2.1966 | 1.5555 | 0.29807 | 5.1915 | 10.9722 | 32.6983 | 0 | 32.6983 | 0.3686% | CZ 6B | 0 | 0 | 0 | 0 | 0 | 0 | 0 | 0 |  |  | 0.3686% | CZ 6B | 0 | 0 | 0 | 0 | 0 | 0 | 0 | 0 |  |  | 0.3686% | CZ 6B | 31.3394 | 3.9914 | 6.2164 | 4.402 | 0.84352 | 14.692 | 31.0513 | 92.5361 | 0 | 92.5361 | 0.3686% | CZ 6B | 0.0022686 | 0.00028893 | 0.00044999 | 0.00031865 | 6.1061e-05 | 0.0010635 | 0.0022477 | 0.0066985 | 0 | 0.0066985 | 0.3686%
CZ 7 | 0.84501 | 0.059353 | 0.13324 | 0.072788 | 0.013899 | 0.2657 | 0.51348 | 1.9035 | 0 | 1.9035 | 0.202% | CZ 7 | 18.043 | 1.2673 | 2.8449 | 1.5542 | 0.29678 | 5.6735 | 10.9641 | 40.6439 | 0 | 40.6439 | 0.202% | CZ 7 | 18.043 | 1.2673 | 2.8449 | 1.5542 | 0.29678 | 5.6735 | 10.9641 | 40.6439 | 0 | 40.6439 | 0.202% | CZ 7 | 0 | 0 | 0 | 0 | 0 | 0 | 0 | 0 |  |  | 0.202% | CZ 7 | 0 | 0 | 0 | 0 | 0 | 0 | 0 | 0 |  |  | 0.202% | CZ 7 | 51.0618 | 3.5866 | 8.0512 | 4.3984 | 0.83989 | 16.0559 | 31.0285 | 115.0222 | 0 | 115.0222 | 0.202% | CZ 7 | 0.0036962 | 0.00025962 | 0.00058281 | 0.00031839 | 6.0797e-05 | 0.0011622 | 0.0022461 | 0.0083262 | 0 | 0.0083262 | 0.202%
CZ 8 | 1.2289 | 0.045892 | 0.19798 | 0.074241 | 0.015377 | 0.32146 | 0.52276 | 2.4066 | 0 | 2.4066 | 0.003001% | CZ 8 | 26.24 | 0.9799 | 4.2275 | 1.5852 | 0.32833 | 6.864 | 11.1623 | 51.3873 | 0 | 51.3873 | 0.003001% | CZ 8 | 26.24 | 0.9799 | 4.2275 | 1.5852 | 0.32833 | 6.864 | 11.1623 | 51.3873 | 0 | 51.3873 | 0.003001% | CZ 8 | 0 | 0 | 0 | 0 | 0 | 0 | 0 | 0 |  |  | 0.003001% | CZ 8 | 0 | 0 | 0 | 0 | 0 | 0 | 0 | 0 |  |  | 0.003001% | CZ 8 | 74.2593 | 2.7731 | 11.9637 | 4.4862 | 0.92919 | 19.425 | 31.5894 | 145.426 | 0 | 145.426 | 0.003001% | CZ 8 | 0.0053754 | 0.00020074 | 0.00086603 | 0.00032474 | 6.7261e-05 | 0.0014061 | 0.0022867 | 0.010527 | 0 | 0.010527 | 0.003001%
US Weighted | 0.16407 | 0.17959 | 0.072405 | 0.073763 | 0.014876 | 0.19061 | 0.51972 | 1.215 | 0 | 1.215 | 100% | US Weighted | 3.5034 | 3.8348 | 1.546 | 1.575 | 0.31765 | 4.07 | 11.0974 | 25.9443 | 0 | 25.9443 | 100% | US Weighted | 3.5034 | 3.8348 | 1.546 | 1.575 | 0.31765 | 4.07 | 11.0974 | 25.9443 | 0 | 25.9443 | 100% | US Weighted | 0 | 0 | 0 | 0 | 0 | 0 | 0 | 0 |  |  | 100% | US Weighted | 0 | 0 | 0 | 0 | 0 | 0 | 0 | 0 |  |  | 100% | US Weighted | 9.9146 | 10.8524 | 4.3752 | 4.4573 | 0.89895 | 11.5181 | 31.4056 | 73.4223 | 0 | 73.4223 | 100% | US Weighted | 0.00071769 | 0.00078558 | 0.00031671 | 0.00032266 | 6.5072e-05 | 0.00083376 | 0.0022734 | 0.0053149 | 0 | 0.0053149 | 100%
Energy Cost Index ($/sq ft/yr) for IECC-Res 2015 | [10 empty] | Single-Family - Heat Pump | Site Energy Use Intensity (kBtu/sq ft/yr) for IECC-Res 2015 | [10 empty] | Single-Family - Heat Pump | Electric Use Intensity (kBtu/sq ft/yr) for IECC-Res 2015 | [10 empty] | Single-Family - Heat Pump | Gas Use Intensity (kBtu/sq ft/yr) for IECC-Res 2015 | [10 empty] | Single-Family - Heat Pump | Oil Use Intensity (kBtu/sq ft/yr) for IECC-Res 2015 | [10 empty] | Single-Family - Heat Pump | Source Energy Use Index (kBtu/sq ft/yr) for IECC-Res 2015 | [10 empty] | Single-Family - Heat Pump | Carbon Emissions (ton/sq ft/yr) for IECC-Res 2015 | [10 empty] | Single-Family - Heat Pump
Costs: Electricity: $0.1598/kWh ¦ Natural Gas: $1.391/therm ¦ Oil: $4.1392/gal | [9 empty] | Prototype Floor Area (sq ft): | 2376 | [10 empty] | Prototype Floor Area (sq ft): | 2376 | [10 empty] | Prototype Floor Area (sq ft): | 2376 | [10 empty] | Prototype Floor Area (sq ft): | 2376 | [10 empty] | Prototype Floor Area (sq ft): | 2376 | Site-to-Source Factors: Electricity: 2.83 ¦ Natural Gas: 1.1 ¦ Oil: 1.01 | [9 empty] | Prototype Floor Area (sq ft): | 2376 | Conversion [ton/kBtu]: Electricity: 4,881 ¦ Natural Gas: 18,863 ¦ Oil: 13,521 | [9 empty] | Prototype Floor Area (sq ft): | 2376
IECC-Res 2015 | Heat | Cool | Fans_Aux | Lgt_Int | Lgt_Ext | DHW | Appls | Total | PV | Net_Total | Weight | IECC-Res 2015 | Heat | Cool | Fans_Aux | Lgt_Int | Lgt_Ext | DHW | Appls | Total | PV | Net_Total | Weight | IECC-Res 2015 | Heat | Cool | Fans_Aux | Lgt_Int | Lgt_Ext | DHW | Appls | Total | PV | Net_Total | Weight | IECC-Res 2015 | Heat | Cool | Fans_Aux | Lgt_Int | Lgt_Ext | DHW | Appls | Total | PV | Net_Total | Weight | IECC-Res 2015 | Heat | Cool | Fans_Aux | Lgt_Int | Lgt_Ext | DHW | Appls | Total | PV | Net_Total | Weight | IECC-Res 2015 | Heat | Cool | Fans_Aux | Lgt_Int | Lgt_Ext | DHW | Appls | Total | PV | Net_Total | Weight | IECC-Res 2015 | Heat | Cool | Fans_Aux | Lgt_Int | Lgt_Ext | DHW | Appls | Total | PV | Net_Total | Weight
CZ 1AWH | 0.01092 | 0.32702 | 0.076841 | 0.079796 | 0.017183 | 0.14634 | 0.52418 | 1.1823 | 0 | 1.1823 | 2.205% | CZ 1AWH | 0.23318 | 6.9828 | 1.6408 | 1.7039 | 0.36689 | 3.1248 | 11.1925 | 25.2448 | 0 | 25.2448 | 2.205% | CZ 1AWH | 0.23318 | 6.9828 | 1.6408 | 1.7039 | 0.36689 | 3.1248 | 11.1925 | 25.2448 | 0 | 25.2448 | 2.205% | CZ 1AWH | 0 | 0 | 0 | 0 | 0 | 0 | 0 | 0 |  |  | 2.205% | CZ 1AWH | 0 | 0 | 0 | 0 | 0 | 0 | 0 | 0 |  |  | 2.205% | CZ 1AWH | 0.65989 | 19.7613 | 4.6433 | 4.8219 | 1.0383 | 8.8433 | 31.6748 | 71.4428 | 0 | 71.4428 | 2.205% | CZ 1AWH | 4.7768e-05 | 0.0014305 | 0.00033612 | 0.00034905 | 7.516e-05 | 0.00064014 | 0.0022929 | 0.0051716 | 0 | 0.0051716 | 2.205%
CZ 1AWHT | 0.00052073 | 0.34606 | 0.079136 | 0.079559 | 0.016935 | 0.14103 | 0.52276 | 1.186 | 0 | 1.186 | 0.06378% | CZ 1AWHT | 0.011119 | 7.3894 | 1.6898 | 1.6988 | 0.3616 | 3.0113 | 11.1623 | 25.3243 | 0 | 25.3243 | 0.06378% | CZ 1AWHT | 0.011119 | 7.3894 | 1.6898 | 1.6988 | 0.3616 | 3.0113 | 11.1623 | 25.3243 | 0 | 25.3243 | 0.06378% | CZ 1AWHT | 0 | 0 | 0 | 0 | 0 | 0 | 0 | 0 |  |  | 0.06378% | CZ 1AWHT | 0 | 0 | 0 | 0 | 0 | 0 | 0 | 0 |  |  | 0.06378% | CZ 1AWHT | 0.031467 | 20.9119 | 4.782 | 4.8076 | 1.0233 | 8.522 | 31.5894 | 71.6677 | 0 | 71.6677 | 0.06378% | CZ 1AWHT | 2.2778e-06 | 0.0015138 | 0.00034616 | 0.00034801 | 7.4077e-05 | 0.00061689 | 0.0022867 | 0.0051878 | 0 | 0.0051878 | 0.06378%
CZ 1AWHTS | 0.00019467 | 0.44157 | 0.11294 | 0.13048 | 0.027774 | 0.0502 | 0.85735 | 1.6205 | 0 | 1.6205 | 0.06378% | CZ 1AWHTS | 0.0041567 | 9.4286 | 2.4115 | 2.7861 | 0.59304 | 1.0719 | 18.3066 | 34.6019 | 0 | 34.6019 | 0.06378% | CZ 1AWHTS | 0.0041567 | 9.4286 | 2.4115 | 2.7861 | 0.59304 | 1.0719 | 18.3066 | 34.6019 | 0 | 34.6019 | 0.06378% | CZ 1AWHTS | 0 | 0 | 0 | 0 | 0 | 0 | 0 | 0 |  |  | 0.06378% | CZ 1AWHTS | 0 | 0 | 0 | 0 | 0 | 0 | 0 | 0 |  |  | 0.06378% | CZ 1AWHTS | 0.011763 | 26.6828 | 6.8244 | 7.8846 | 1.6783 | 3.0335 | 51.8078 | 97.9233 | 0 | 97.9233 | 0.06378% | CZ 1AWHTS | 8.5152e-07 | 0.0019315 | 0.000494 | 0.00057075 | 0.00012149 | 0.00021959 | 0.0037502 | 0.0070884 | 0 | 0.0070884 | 0.06378%
CZ 2AWH | 0.053137 | 0.27471 | 0.073275 | 0.079731 | 0.017114 | 0.16507 | 0.52379 | 1.1868 | 0 | 1.1868 | 31.27% | CZ 2AWH | 1.1346 | 5.8658 | 1.5646 | 1.7025 | 0.36543 | 3.5246 | 11.1842 | 25.3417 | 0 | 25.3417 | 31.27% | CZ 2AWH | 1.1346 | 5.8658 | 1.5646 | 1.7025 | 0.36543 | 3.5246 | 11.1842 | 25.3417 | 0 | 25.3417 | 31.27% | CZ 2AWH | 0 | 0 | 0 | 0 | 0 | 0 | 0 | 0 |  |  | 31.27% | CZ 2AWH | 0 | 0 | 0 | 0 | 0 | 0 | 0 | 0 |  |  | 31.27% | CZ 2AWH | 3.211 | 16.6003 | 4.4278 | 4.8179 | 1.0342 | 9.9748 | 31.6512 | 71.7171 | 0 | 71.7171 | 31.27% | CZ 2AWH | 0.00023243 | 0.0012017 | 0.00032052 | 0.00034876 | 7.4861e-05 | 0.00072205 | 0.0022911 | 0.0051914 | 0 | 0.0051914 | 31.27%
CZ 2B | 0.071777 | 0.26928 | 0.083426 | 0.079791 | 0.017177 | 0.16687 | 0.52414 | 1.2125 | 0 | 1.2125 | 1.189% | CZ 2B | 1.5326 | 5.7498 | 1.7814 | 1.7037 | 0.36677 | 3.5632 | 11.1918 | 25.8893 | 0 | 25.8893 | 1.189% | CZ 2B | 1.5326 | 5.7498 | 1.7814 | 1.7037 | 0.36677 | 3.5632 | 11.1918 | 25.8893 | 0 | 25.8893 | 1.189% | CZ 2B | 0 | 0 | 0 | 0 | 0 | 0 | 0 | 0 |  |  | 1.189% | CZ 2B | 0 | 0 | 0 | 0 | 0 | 0 | 0 | 0 |  |  | 1.189% | CZ 2B | 4.3373 | 16.2719 | 5.0412 | 4.8216 | 1.038 | 10.0838 | 31.6728 | 73.2667 | 0 | 73.2667 | 1.189% | CZ 2B | 0.00031397 | 0.0011779 | 0.00036492 | 0.00034902 | 7.5136e-05 | 0.00072994 | 0.0022927 | 0.0053036 | 0 | 0.0053036 | 1.189%
CZ 3A | 0.15721 | 0.15022 | 0.067116 | 0.079329 | 0.016694 | 0.19964 | 0.52139 | 1.1916 | 0 | 1.1916 | 29.03% | CZ 3A | 3.3569 | 3.2077 | 1.4331 | 1.6939 | 0.35646 | 4.2629 | 11.133 | 25.4439 | 0 | 25.4439 | 29.03% | CZ 3A | 3.3569 | 3.2077 | 1.4331 | 1.6939 | 0.35646 | 4.2629 | 11.133 | 25.4439 | 0 | 25.4439 | 29.03% | CZ 3A | 0 | 0 | 0 | 0 | 0 | 0 | 0 | 0 |  |  | 29.03% | CZ 3A | 0 | 0 | 0 | 0 | 0 | 0 | 0 | 0 |  |  | 29.03% | CZ 3A | 9.5 | 9.0777 | 4.0556 | 4.7937 | 1.0088 | 12.0641 | 31.5065 | 72.0063 | 0 | 72.0063 | 29.03% | CZ 3A | 0.00068768 | 0.00065711 | 0.00029358 | 0.000347 | 7.3024e-05 | 0.00087329 | 0.0022807 | 0.0052124 | 0 | 0.0052124 | 29.03%
CZ 3AWH | 0.115 | 0.17555 | 0.064494 | 0.079527 | 0.016901 | 0.19202 | 0.52257 | 1.1661 | 0 | 1.1661 | 6.655% | CZ 3AWH | 2.4556 | 3.7484 | 1.3771 | 1.6981 | 0.36089 | 4.1001 | 11.1583 | 24.8984 | 0 | 24.8984 | 6.655% | CZ 3AWH | 2.4556 | 3.7484 | 1.3771 | 1.6981 | 0.36089 | 4.1001 | 11.1583 | 24.8984 | 0 | 24.8984 | 6.655% | CZ 3AWH | 0 | 0 | 0 | 0 | 0 | 0 | 0 | 0 |  |  | 6.655% | CZ 3AWH | 0 | 0 | 0 | 0 | 0 | 0 | 0 | 0 |  |  | 6.655% | CZ 3AWH | 6.9493 | 10.608 | 3.8972 | 4.8057 | 1.0213 | 11.6032 | 31.5779 | 70.4626 | 0 | 70.4626 | 6.655% | CZ 3AWH | 0.00050304 | 0.00076789 | 0.00028211 | 0.00034787 | 7.3931e-05 | 0.00083993 | 0.0022858 | 0.0051006 | 0 | 0.0051006 | 6.655%
CZ 3B | 0.10293 | 0.16703 | 0.069903 | 0.079419 | 0.016788 | 0.19027 | 0.52193 | 1.1483 | 0 | 1.1483 | 3.314% | CZ 3B | 2.1979 | 3.5665 | 1.4926 | 1.6958 | 0.35847 | 4.0628 | 11.1444 | 24.5185 | 0 | 24.5185 | 3.314% | CZ 3B | 2.1979 | 3.5665 | 1.4926 | 1.6958 | 0.35847 | 4.0628 | 11.1444 | 24.5185 | 0 | 24.5185 | 3.314% | CZ 3B | 0 | 0 | 0 | 0 | 0 | 0 | 0 | 0 |  |  | 3.314% | CZ 3B | 0 | 0 | 0 | 0 | 0 | 0 | 0 | 0 |  |  | 3.314% | CZ 3B | 6.2199 | 10.0931 | 4.2241 | 4.7991 | 1.0145 | 11.4978 | 31.5388 | 69.3873 | 0 | 69.3873 | 3.314% | CZ 3B | 0.00045025 | 0.00073062 | 0.00030577 | 0.0003474 | 7.3434e-05 | 0.0008323 | 0.002283 | 0.0050228 | 0 | 0.0050228 | 3.314%
CZ 3C | 0.046396 | 0.083218 | 0.046899 | 0.079329 | 0.016694 | 0.20332 | 0.52139 | 0.99724 | 0 | 0.99724 | 0.4089% | CZ 3C | 0.99068 | 1.7769 | 1.0014 | 1.6939 | 0.35647 | 4.3413 | 11.133 | 21.2937 | 0 | 21.2937 | 0.4089% | CZ 3C | 0.99068 | 1.7769 | 1.0014 | 1.6939 | 0.35647 | 4.3413 | 11.133 | 21.2937 | 0 | 21.2937 | 0.4089% | CZ 3C | 0 | 0 | 0 | 0 | 0 | 0 | 0 | 0 |  |  | 0.4089% | CZ 3C | 0 | 0 | 0 | 0 | 0 | 0 | 0 | 0 |  |  | 0.4089% | CZ 3C | 2.8036 | 5.0287 | 2.834 | 4.7937 | 1.0088 | 12.2859 | 31.5065 | 60.2612 | 0 | 60.2612 | 0.4089% | CZ 3C | 0.00020295 | 0.00036402 | 0.00020515 | 0.000347 | 7.3024e-05 | 0.00088935 | 0.0022807 | 0.0043622 | 0 | 0.0043622 | 0.4089%
CZ 4A | 0.28956 | 0.10752 | 0.075193 | 0.077661 | 0.01495 | 0.20539 | 0.51144 | 1.2817 | 0 | 1.2817 | 17.22% | CZ 4A | 6.1828 | 2.2958 | 1.6056 | 1.6583 | 0.31921 | 4.3855 | 10.9206 | 27.3677 | 0 | 27.3677 | 17.22% | CZ 4A | 6.1828 | 2.2958 | 1.6056 | 1.6583 | 0.31921 | 4.3855 | 10.9206 | 27.3677 | 0 | 27.3677 | 17.22% | CZ 4A | 0 | 0 | 0 | 0 | 0 | 0 | 0 | 0 |  |  | 17.22% | CZ 4A | 0 | 0 | 0 | 0 | 0 | 0 | 0 | 0 |  |  | 17.22% | CZ 4A | 17.4973 | 6.4972 | 4.5437 | 4.6929 | 0.90338 | 12.411 | 30.9052 | 77.4507 | 0 | 77.4507 | 17.22% | CZ 4A | 0.0012666 | 0.00047031 | 0.00032891 | 0.0003397 | 6.5393e-05 | 0.0008984 | 0.0022372 | 0.0056065 | 0 | 0.0056065 | 17.22%
CZ 4B | 0.19007 | 0.13819 | 0.0799 | 0.079629 | 0.017007 | 0.22468 | 0.52318 | 1.2527 | 0 | 1.2527 | 0.282% | CZ 4B | 4.0586 | 2.9507 | 1.7061 | 1.7003 | 0.36315 | 4.7975 | 11.1712 | 26.7474 | 0 | 26.7474 | 0.282% | CZ 4B | 4.0586 | 2.9507 | 1.7061 | 1.7003 | 0.36315 | 4.7975 | 11.1712 | 26.7474 | 0 | 26.7474 | 0.282% | CZ 4B | 0 | 0 | 0 | 0 | 0 | 0 | 0 | 0 |  |  | 0.282% | CZ 4B | 0 | 0 | 0 | 0 | 0 | 0 | 0 | 0 |  |  | 0.282% | CZ 4B | 11.4858 | 8.3503 | 4.8282 | 4.8118 | 1.0277 | 13.5769 | 31.6144 | 75.6951 | 0 | 75.6951 | 0.282% | CZ 4B | 0.00083143 | 0.00060446 | 0.0003495 | 0.00034831 | 7.4394e-05 | 0.0009828 | 0.0022885 | 0.0054794 | 0 | 0.0054794 | 0.282%
CZ 4C | 0.23668 | 0.059092 | 0.060537 | 0.079557 | 0.016932 | 0.24271 | 0.52275 | 1.2183 | 0 | 1.2183 | 1.184% | CZ 4C | 5.0538 | 1.2618 | 1.2926 | 1.6987 | 0.36155 | 5.1826 | 11.162 | 26.0131 | 0 | 26.0131 | 1.184% | CZ 4C | 5.0538 | 1.2618 | 1.2926 | 1.6987 | 0.36155 | 5.1826 | 11.162 | 26.0131 | 0 | 26.0131 | 1.184% | CZ 4C | 0 | 0 | 0 | 0 | 0 | 0 | 0 | 0 |  |  | 1.184% | CZ 4C | 0 | 0 | 0 | 0 | 0 | 0 | 0 | 0 |  |  | 1.184% | CZ 4C | 14.3023 | 3.5708 | 3.6581 | 4.8075 | 1.0232 | 14.6667 | 31.5886 | 73.6171 | 0 | 73.6171 | 1.184% | CZ 4C | 0.0010353 | 0.00025848 | 0.0002648 | 0.000348 | 7.4066e-05 | 0.0010617 | 0.0022866 | 0.005329 | 0 | 0.005329 | 1.184%
CZ 5A | 0.43098 | 0.066445 | 0.086478 | 0.076863 | 0.014116 | 0.21315 | 0.50669 | 1.3947 | 0 | 1.3947 | 3.026% | CZ 5A | 9.2026 | 1.4188 | 1.8465 | 1.6412 | 0.30141 | 4.5514 | 10.819 | 29.781 | 0 | 29.781 | 3.026% | CZ 5A | 9.2026 | 1.4188 | 1.8465 | 1.6412 | 0.30141 | 4.5514 | 10.819 | 29.781 | 0 | 29.781 | 3.026% | CZ 5A | 0 | 0 | 0 | 0 | 0 | 0 | 0 | 0 |  |  | 3.026% | CZ 5A | 0 | 0 | 0 | 0 | 0 | 0 | 0 | 0 |  |  | 3.026% | CZ 5A | 26.0434 | 4.0151 | 5.2257 | 4.6447 | 0.853 | 12.8804 | 30.6179 | 84.2801 | 0 | 84.2801 | 3.026% | CZ 5A | 0.0018852 | 0.00029065 | 0.00037828 | 0.00033622 | 6.1747e-05 | 0.00093238 | 0.0022164 | 0.0061008 | 0 | 0.0061008 | 3.026%
CZ 5B | 0.37926 | 0.1041 | 0.094902 | 0.078569 | 0.015899 | 0.23257 | 0.51685 | 1.4222 | 0 | 1.4222 | 2.323% | CZ 5B | 8.0982 | 2.2229 | 2.0264 | 1.6776 | 0.33948 | 4.9661 | 11.0362 | 30.3668 | 0 | 30.3668 | 2.323% | CZ 5B | 8.0982 | 2.2229 | 2.0264 | 1.6776 | 0.33948 | 4.9661 | 11.0362 | 30.3668 | 0 | 30.3668 | 2.323% | CZ 5B | 0 | 0 | 0 | 0 | 0 | 0 | 0 | 0 |  |  | 2.323% | CZ 5B | 0 | 0 | 0 | 0 | 0 | 0 | 0 | 0 |  |  | 2.323% | CZ 5B | 22.9178 | 6.2908 | 5.7347 | 4.7477 | 0.96074 | 14.0539 | 31.2324 | 85.9381 | 0 | 85.9381 | 2.323% | CZ 5B | 0.001659 | 0.00045538 | 0.00041512 | 0.00034368 | 6.9546e-05 | 0.0010173 | 0.0022608 | 0.0062208 | 0 | 0.0062208 | 2.323%
CZ 5C | 0.27607 | 0.047358 | 0.061808 | 0.079559 | 0.016935 | 0.25226 | 0.52276 | 1.2568 | 0 | 1.2568 | 0.0828% | CZ 5C | 5.8948 | 1.0112 | 1.3198 | 1.6988 | 0.3616 | 5.3864 | 11.1623 | 26.835 | 0 | 26.835 | 0.0828% | CZ 5C | 5.8948 | 1.0112 | 1.3198 | 1.6988 | 0.3616 | 5.3864 | 11.1623 | 26.835 | 0 | 26.835 | 0.0828% | CZ 5C | 0 | 0 | 0 | 0 | 0 | 0 | 0 | 0 |  |  | 0.0828% | CZ 5C | 0 | 0 | 0 | 0 | 0 | 0 | 0 | 0 |  |  | 0.0828% | CZ 5C | 16.6824 | 2.8618 | 3.7349 | 4.8076 | 1.0233 | 15.2436 | 31.5894 | 75.943 | 0 | 75.943 | 0.0828% | CZ 5C | 0.0012076 | 0.00020716 | 0.00027036 | 0.00034801 | 7.4077e-05 | 0.0011034 | 0.0022867 | 0.0054973 | 0 | 0.0054973 | 0.0828%
CZ 6A | 0.68602 | 0.07166 | 0.11263 | 0.077096 | 0.014359 | 0.23219 | 0.50807 | 1.702 | 0 | 1.702 | 1.107% | CZ 6A | 14.6483 | 1.5301 | 2.4048 | 1.6462 | 0.30661 | 4.9579 | 10.8487 | 36.3427 | 0 | 36.3427 | 1.107% | CZ 6A | 14.6483 | 1.5301 | 2.4048 | 1.6462 | 0.30661 | 4.9579 | 10.8487 | 36.3427 | 0 | 36.3427 | 1.107% | CZ 6A | 0 | 0 | 0 | 0 | 0 | 0 | 0 | 0 |  |  | 1.107% | CZ 6A | 0 | 0 | 0 | 0 | 0 | 0 | 0 | 0 |  |  | 1.107% | CZ 6A | 41.4546 | 4.3303 | 6.8057 | 4.6587 | 0.8677 | 14.0309 | 30.7017 | 102.8497 | 0 | 102.8497 | 1.107% | CZ 6A | 0.0030008 | 0.00031346 | 0.00049265 | 0.00033723 | 6.2811e-05 | 0.0010157 | 0.0022224 | 0.007445 | 0 | 0.007445 | 1.107%
CZ 6B | 0.52781 | 0.065753 | 0.10405 | 0.078066 | 0.015374 | 0.24314 | 0.51386 | 1.548 | 0 | 1.548 | 0.3686% | CZ 6B | 11.2701 | 1.404 | 2.2217 | 1.6669 | 0.32827 | 5.1916 | 10.9722 | 33.0547 | 0 | 33.0547 | 0.3686% | CZ 6B | 11.2701 | 1.404 | 2.2217 | 1.6669 | 0.32827 | 5.1916 | 10.9722 | 33.0547 | 0 | 33.0547 | 0.3686% | CZ 6B | 0 | 0 | 0 | 0 | 0 | 0 | 0 | 0 |  |  | 0.3686% | CZ 6B | 0 | 0 | 0 | 0 | 0 | 0 | 0 | 0 |  |  | 0.3686% | CZ 6B | 31.8943 | 3.9733 | 6.2873 | 4.7174 | 0.929 | 14.6922 | 31.0513 | 93.5448 | 0 | 93.5448 | 0.3686% | CZ 6B | 0.0023088 | 0.00028762 | 0.00045512 | 0.00034148 | 6.7248e-05 | 0.0010635 | 0.0022477 | 0.0067715 | 0 | 0.0067715 | 0.3686%
CZ 7 | 0.85888 | 0.059035 | 0.13486 | 0.078003 | 0.015307 | 0.26571 | 0.51348 | 1.9253 | 0 | 1.9253 | 0.202% | CZ 7 | 18.3394 | 1.2605 | 2.8796 | 1.6656 | 0.32685 | 5.6735 | 10.9641 | 41.1095 | 0 | 41.1095 | 0.202% | CZ 7 | 18.3394 | 1.2605 | 2.8796 | 1.6656 | 0.32685 | 5.6735 | 10.9641 | 41.1095 | 0 | 41.1095 | 0.202% | CZ 7 | 0 | 0 | 0 | 0 | 0 | 0 | 0 | 0 |  |  | 0.202% | CZ 7 | 0 | 0 | 0 | 0 | 0 | 0 | 0 | 0 |  |  | 0.202% | CZ 7 | 51.9005 | 3.5673 | 8.1492 | 4.7135 | 0.92499 | 16.056 | 31.0285 | 116.34 | 0 | 116.34 | 0.202% | CZ 7 | 0.0037569 | 0.00025823 | 0.0005899 | 0.0003412 | 6.6958e-05 | 0.0011623 | 0.0022461 | 0.0084216 | 0 | 0.0084216 | 0.202%
CZ 8 | 1.2488 | 0.045318 | 0.20051 | 0.079559 | 0.016935 | 0.32147 | 0.52276 | 2.4354 | 0 | 2.4354 | 0.003001% | CZ 8 | 26.6656 | 0.96765 | 4.2814 | 1.6988 | 0.3616 | 6.8642 | 11.1623 | 52.0016 | 0 | 52.0016 | 0.003001% | CZ 8 | 26.6656 | 0.96765 | 4.2814 | 1.6988 | 0.3616 | 6.8642 | 11.1623 | 52.0016 | 0 | 52.0016 | 0.003001% | CZ 8 | 0 | 0 | 0 | 0 | 0 | 0 | 0 | 0 |  |  | 0.003001% | CZ 8 | 0 | 0 | 0 | 0 | 0 | 0 | 0 | 0 |  |  | 0.003001% | CZ 8 | 75.4637 | 2.7385 | 12.1162 | 4.8076 | 1.0233 | 19.4257 | 31.5894 | 147.1644 | 0 | 147.1644 | 0.003001% | CZ 8 | 0.0054626 | 0.00019823 | 0.00087707 | 0.00034801 | 7.4077e-05 | 0.0014062 | 0.0022867 | 0.010653 | 0 | 0.010653 | 0.003001%
US Weighted | 0.16761 | 0.17991 | 0.072908 | 0.079047 | 0.016384 | 0.19061 | 0.51972 | 1.2262 | 0 | 1.2262 | 100% | US Weighted | 3.579 | 3.8416 | 1.5568 | 1.6879 | 0.34983 | 4.0699 | 11.0974 | 26.1824 | 0 | 26.1824 | 100% | US Weighted | 3.579 | 3.8416 | 1.5568 | 1.6879 | 0.34983 | 4.0699 | 11.0974 | 26.1824 | 0 | 26.1824 | 100% | US Weighted | 0 | 0 | 0 | 0 | 0 | 0 | 0 | 0 |  |  | 100% | US Weighted | 0 | 0 | 0 | 0 | 0 | 0 | 0 | 0 |  |  | 100% | US Weighted | 10.1285 | 10.8717 | 4.4057 | 4.7767 | 0.99003 | 11.5179 | 31.4056 | 74.0961 | 0 | 74.0961 | 100% | US Weighted | 0.00073318 | 0.00078697 | 0.00031892 | 0.00034577 | 7.1666e-05 | 0.00083375 | 0.0022734 | 0.0053636 | 0 | 0.0053636 | 100%
Energy Cost Index ($/sq ft/yr) for IECC-Res 2012 | [10 empty] | Single-Family - Heat Pump | Site Energy Use Intensity (kBtu/sq ft/yr) for IECC-Res 2012 | [10 empty] | Single-Family - Heat Pump | Electric Use Intensity (kBtu/sq ft/yr) for IECC-Res 2012 | [10 empty] | Single-Family - Heat Pump | Gas Use Intensity (kBtu/sq ft/yr) for IECC-Res 2012 | [10 empty] | Single-Family - Heat Pump | Oil Use Intensity (kBtu/sq ft/yr) for IECC-Res 2012 | [10 empty] | Single-Family - Heat Pump | Source Energy Use Index (kBtu/sq ft/yr) for IECC-Res 2012 | [10 empty] | Single-Family - Heat Pump | Carbon Emissions (ton/sq ft/yr) for IECC-Res 2012 | [10 empty] | Single-Family - Heat Pump
Costs: Electricity: $0.1598/kWh ¦ Natural Gas: $1.391/therm ¦ Oil: $4.1392/gal | [9 empty] | Prototype Floor Area (sq ft): | 2376 | [10 empty] | Prototype Floor Area (sq ft): | 2376 | [10 empty] | Prototype Floor Area (sq ft): | 2376 | [10 empty] | Prototype Floor Area (sq ft): | 2376 | [10 empty] | Prototype Floor Area (sq ft): | 2376 | Site-to-Source Factors: Electricity: 2.83 ¦ Natural Gas: 1.1 ¦ Oil: 1.01 | [9 empty] | Prototype Floor Area (sq ft): | 2376 | Conversion [ton/kBtu]: Electricity: 4,881 ¦ Natural Gas: 18,863 ¦ Oil: 13,521 | [9 empty] | Prototype Floor Area (sq ft): | 2376
IECC-Res 2012 | Heat | Cool | Fans_Aux | Lgt_Int | Lgt_Ext | DHW | Appls | Total | PV | Net_Total | Weight | IECC-Res 2012 | Heat | Cool | Fans_Aux | Lgt_Int | Lgt_Ext | DHW | Appls | Total | PV | Net_Total | Weight | IECC-Res 2012 | Heat | Cool | Fans_Aux | Lgt_Int | Lgt_Ext | DHW | Appls | Total | PV | Net_Total | Weight | IECC-Res 2012 | Heat | Cool | Fans_Aux | Lgt_Int | Lgt_Ext | DHW | Appls | Total | PV | Net_Total | Weight | IECC-Res 2012 | Heat | Cool | Fans_Aux | Lgt_Int | Lgt_Ext | DHW | Appls | Total | PV | Net_Total | Weight | IECC-Res 2012 | Heat | Cool | Fans_Aux | Lgt_Int | Lgt_Ext | DHW | Appls | Total | PV | Net_Total | Weight | IECC-Res 2012 | Heat | Cool | Fans_Aux | Lgt_Int | Lgt_Ext | DHW | Appls | Total | PV | Net_Total | Weight
CZ 1AWH | 0.010933 | 0.32718 | 0.076863 | 0.079796 | 0.017183 | 0.14678 | 0.52418 | 1.1829 | 0 | 1.1829 | 2.205% | CZ 1AWH | 0.23344 | 6.9861 | 1.6412 | 1.7039 | 0.36689 | 3.1342 | 11.1925 | 25.2582 | 0 | 25.2582 | 2.205% | CZ 1AWH | 0.23344 | 6.9861 | 1.6412 | 1.7039 | 0.36689 | 3.1342 | 11.1925 | 25.2582 | 0 | 25.2582 | 2.205% | CZ 1AWH | 0 | 0 | 0 | 0 | 0 | 0 | 0 | 0 |  |  | 2.205% | CZ 1AWH | 0 | 0 | 0 | 0 | 0 | 0 | 0 | 0 |  |  | 2.205% | CZ 1AWH | 0.66064 | 19.7708 | 4.6447 | 4.8219 | 1.0383 | 8.8697 | 31.6748 | 71.4807 | 0 | 71.4807 | 2.205% | CZ 1AWH | 4.7822e-05 | 0.0014312 | 0.00033622 | 0.00034905 | 7.516e-05 | 0.00064206 | 0.0022929 | 0.0051743 | 0 | 0.0051743 | 2.205%
CZ 1AWHT | 0.00052079 | 0.34614 | 0.079146 | 0.079559 | 0.016935 | 0.14145 | 0.52276 | 1.1865 | 0 | 1.1865 | 0.06378% | CZ 1AWHT | 0.01112 | 7.3909 | 1.69 | 1.6988 | 0.3616 | 3.0204 | 11.1623 | 25.3351 | 0 | 25.3351 | 0.06378% | CZ 1AWHT | 0.01112 | 7.3909 | 1.69 | 1.6988 | 0.3616 | 3.0204 | 11.1623 | 25.3351 | 0 | 25.3351 | 0.06378% | CZ 1AWHT | 0 | 0 | 0 | 0 | 0 | 0 | 0 | 0 |  |  | 0.06378% | CZ 1AWHT | 0 | 0 | 0 | 0 | 0 | 0 | 0 | 0 |  |  | 0.06378% | CZ 1AWHT | 0.03147 | 20.9163 | 4.7826 | 4.8076 | 1.0233 | 8.5476 | 31.5894 | 71.6984 | 0 | 71.6984 | 0.06378% | CZ 1AWHT | 2.278e-06 | 0.0015141 | 0.0003462 | 0.00034801 | 7.4077e-05 | 0.00061874 | 0.0022867 | 0.0051901 | 0 | 0.0051901 | 0.06378%
CZ 1AWHTS | 8.3123e-05 | 0.39616 | 0.10581 | 0.13048 | 0.027774 | 0.050443 | 0.85735 | 1.5681 | 0 | 1.5681 | 0.06378% | CZ 1AWHTS | 0.0017749 | 8.459 | 2.2594 | 2.7861 | 0.59304 | 1.0771 | 18.3066 | 33.483 | 0 | 33.483 | 0.06378% | CZ 1AWHTS | 0.0017749 | 8.459 | 2.2594 | 2.7861 | 0.59304 | 1.0771 | 18.3066 | 33.483 | 0 | 33.483 | 0.06378% | CZ 1AWHTS | 0 | 0 | 0 | 0 | 0 | 0 | 0 | 0 |  |  | 0.06378% | CZ 1AWHTS | 0 | 0 | 0 | 0 | 0 | 0 | 0 | 0 |  |  | 0.06378% | CZ 1AWHTS | 0.0050229 | 23.939 | 6.394 | 7.8846 | 1.6783 | 3.0481 | 51.8078 | 94.7569 | 0 | 94.7569 | 0.06378% | CZ 1AWHTS | 3.636e-07 | 0.0017329 | 0.00046284 | 0.00057075 | 0.00012149 | 0.00022065 | 0.0037502 | 0.0068592 | 0 | 0.0068592 | 0.06378%
CZ 2AWH | 0.053231 | 0.27489 | 0.073309 | 0.079731 | 0.017114 | 0.16557 | 0.52379 | 1.1876 | 0 | 1.1876 | 31.27% | CZ 2AWH | 1.1366 | 5.8697 | 1.5653 | 1.7025 | 0.36543 | 3.5353 | 11.1842 | 25.359 | 0 | 25.359 | 31.27% | CZ 2AWH | 1.1366 | 5.8697 | 1.5653 | 1.7025 | 0.36543 | 3.5353 | 11.1842 | 25.359 | 0 | 25.359 | 31.27% | CZ 2AWH | 0 | 0 | 0 | 0 | 0 | 0 | 0 | 0 |  |  | 31.27% | CZ 2AWH | 0 | 0 | 0 | 0 | 0 | 0 | 0 | 0 |  |  | 31.27% | CZ 2AWH | 3.2166 | 16.6113 | 4.4299 | 4.8179 | 1.0342 | 10.0049 | 31.6512 | 71.766 | 0 | 71.766 | 31.27% | CZ 2AWH | 0.00023284 | 0.0012024 | 0.00032067 | 0.00034876 | 7.4861e-05 | 0.00072423 | 0.0022911 | 0.005195 | 0 | 0.005195 | 31.27%
CZ 2B | 0.071865 | 0.26958 | 0.083482 | 0.079791 | 0.017177 | 0.16741 | 0.52414 | 1.2135 | 0 | 1.2135 | 1.189% | CZ 2B | 1.5345 | 5.7563 | 1.7826 | 1.7037 | 0.36677 | 3.5746 | 11.1918 | 25.9103 | 0 | 25.9103 | 1.189% | CZ 2B | 1.5345 | 5.7563 | 1.7826 | 1.7037 | 0.36677 | 3.5746 | 11.1918 | 25.9103 | 0 | 25.9103 | 1.189% | CZ 2B | 0 | 0 | 0 | 0 | 0 | 0 | 0 | 0 |  |  | 1.189% | CZ 2B | 0 | 0 | 0 | 0 | 0 | 0 | 0 | 0 |  |  | 1.189% | CZ 2B | 4.3427 | 16.2903 | 5.0446 | 4.8216 | 1.038 | 10.1162 | 31.6728 | 73.3262 | 0 | 73.3262 | 1.189% | CZ 2B | 0.00031435 | 0.0011792 | 0.00036517 | 0.00034902 | 7.5136e-05 | 0.00073229 | 0.0022927 | 0.0053079 | 0 | 0.0053079 | 1.189%
CZ 3A | 0.15757 | 0.15028 | 0.067166 | 0.079329 | 0.016694 | 0.20025 | 0.52139 | 1.1927 | 0 | 1.1927 | 29.03% | CZ 3A | 3.3646 | 3.2089 | 1.4342 | 1.6939 | 0.35646 | 4.2759 | 11.133 | 25.4669 | 0 | 25.4669 | 29.03% | CZ 3A | 3.3646 | 3.2089 | 1.4342 | 1.6939 | 0.35646 | 4.2759 | 11.133 | 25.4669 | 0 | 25.4669 | 29.03% | CZ 3A | 0 | 0 | 0 | 0 | 0 | 0 | 0 | 0 |  |  | 29.03% | CZ 3A | 0 | 0 | 0 | 0 | 0 | 0 | 0 | 0 |  |  | 29.03% | CZ 3A | 9.5218 | 9.081 | 4.0587 | 4.7937 | 1.0088 | 12.1009 | 31.5065 | 72.0713 | 0 | 72.0713 | 29.03% | CZ 3A | 0.00068926 | 0.00065735 | 0.0002938 | 0.000347 | 7.3024e-05 | 0.00087595 | 0.0022807 | 0.0052171 | 0 | 0.0052171 | 29.03%
CZ 3AWH | 0.11529 | 0.17564 | 0.064538 | 0.079527 | 0.016901 | 0.1926 | 0.52257 | 1.1671 | 0 | 1.1671 | 6.655% | CZ 3AWH | 2.4616 | 3.7503 | 1.3781 | 1.6981 | 0.36089 | 4.1125 | 11.1583 | 24.9198 | 0 | 24.9198 | 6.655% | CZ 3AWH | 2.4616 | 3.7503 | 1.3781 | 1.6981 | 0.36089 | 4.1125 | 11.1583 | 24.9198 | 0 | 24.9198 | 6.655% | CZ 3AWH | 0 | 0 | 0 | 0 | 0 | 0 | 0 | 0 |  |  | 6.655% | CZ 3AWH | 0 | 0 | 0 | 0 | 0 | 0 | 0 | 0 |  |  | 6.655% | CZ 3AWH | 6.9665 | 10.6133 | 3.8999 | 4.8057 | 1.0213 | 11.6384 | 31.5779 | 70.523 | 0 | 70.523 | 6.655% | CZ 3AWH | 0.00050428 | 0.00076827 | 0.00028231 | 0.00034787 | 7.3931e-05 | 0.00084247 | 0.0022858 | 0.005105 | 0 | 0.005105 | 6.655%
CZ 3B | 0.10313 | 0.16718 | 0.069955 | 0.079419 | 0.016788 | 0.19085 | 0.52193 | 1.1492 | 0 | 1.1492 | 3.314% | CZ 3B | 2.2022 | 3.5696 | 1.4937 | 1.6958 | 0.35847 | 4.0752 | 11.1444 | 24.5394 | 0 | 24.5394 | 3.314% | CZ 3B | 2.2022 | 3.5696 | 1.4937 | 1.6958 | 0.35847 | 4.0752 | 11.1444 | 24.5394 | 0 | 24.5394 | 3.314% | CZ 3B | 0 | 0 | 0 | 0 | 0 | 0 | 0 | 0 |  |  | 3.314% | CZ 3B | 0 | 0 | 0 | 0 | 0 | 0 | 0 | 0 |  |  | 3.314% | CZ 3B | 6.2322 | 10.102 | 4.2272 | 4.7991 | 1.0145 | 11.5327 | 31.5388 | 69.4465 | 0 | 69.4465 | 3.314% | CZ 3B | 0.00045113 | 0.00073126 | 0.000306 | 0.0003474 | 7.3434e-05 | 0.00083482 | 0.002283 | 0.0050271 | 0 | 0.0050271 | 3.314%
CZ 3C | 0.046467 | 0.083225 | 0.046909 | 0.079329 | 0.016694 | 0.20396 | 0.52139 | 0.99797 | 0 | 0.99797 | 0.4089% | CZ 3C | 0.99218 | 1.7771 | 1.0016 | 1.6939 | 0.35647 | 4.355 | 11.133 | 21.3093 | 0 | 21.3093 | 0.4089% | CZ 3C | 0.99218 | 1.7771 | 1.0016 | 1.6939 | 0.35647 | 4.355 | 11.133 | 21.3093 | 0 | 21.3093 | 0.4089% | CZ 3C | 0 | 0 | 0 | 0 | 0 | 0 | 0 | 0 |  |  | 0.4089% | CZ 3C | 0 | 0 | 0 | 0 | 0 | 0 | 0 | 0 |  |  | 0.4089% | CZ 3C | 2.8079 | 5.0291 | 2.8346 | 4.7937 | 1.0088 | 12.3247 | 31.5065 | 60.3052 | 0 | 60.3052 | 0.4089% | CZ 3C | 0.00020325 | 0.00036404 | 0.00020519 | 0.000347 | 7.3024e-05 | 0.00089216 | 0.0022807 | 0.0043653 | 0 | 0.0043653 | 0.4089%
CZ 4A | 0.29003 | 0.10753 | 0.075251 | 0.077661 | 0.01495 | 0.20602 | 0.51144 | 1.2829 | 0 | 1.2829 | 17.22% | CZ 4A | 6.1929 | 2.296 | 1.6068 | 1.6583 | 0.31921 | 4.399 | 10.9206 | 27.3927 | 0 | 27.3927 | 17.22% | CZ 4A | 6.1929 | 2.296 | 1.6068 | 1.6583 | 0.31921 | 4.399 | 10.9206 | 27.3927 | 0 | 27.3927 | 17.22% | CZ 4A | 0 | 0 | 0 | 0 | 0 | 0 | 0 | 0 |  |  | 17.22% | CZ 4A | 0 | 0 | 0 | 0 | 0 | 0 | 0 | 0 |  |  | 17.22% | CZ 4A | 17.526 | 6.4976 | 4.5472 | 4.6929 | 0.90338 | 12.4491 | 30.9052 | 77.5214 | 0 | 77.5214 | 17.22% | CZ 4A | 0.0012687 | 0.00047035 | 0.00032916 | 0.0003397 | 6.5393e-05 | 0.00090116 | 0.0022372 | 0.0056116 | 0 | 0.0056116 | 17.22%
CZ 4B | 0.19059 | 0.13829 | 0.079998 | 0.079629 | 0.017007 | 0.22538 | 0.52318 | 1.2541 | 0 | 1.2541 | 0.282% | CZ 4B | 4.0697 | 2.9529 | 1.7082 | 1.7003 | 0.36315 | 4.8125 | 11.1712 | 26.7778 | 0 | 26.7778 | 0.282% | CZ 4B | 4.0697 | 2.9529 | 1.7082 | 1.7003 | 0.36315 | 4.8125 | 11.1712 | 26.7778 | 0 | 26.7778 | 0.282% | CZ 4B | 0 | 0 | 0 | 0 | 0 | 0 | 0 | 0 |  |  | 0.282% | CZ 4B | 0 | 0 | 0 | 0 | 0 | 0 | 0 | 0 |  |  | 0.282% | CZ 4B | 11.5171 | 8.3567 | 4.8341 | 4.8118 | 1.0277 | 13.6192 | 31.6144 | 75.7811 | 0 | 75.7811 | 0.282% | CZ 4B | 0.0008337 | 0.00060492 | 0.00034993 | 0.00034831 | 7.4394e-05 | 0.00098586 | 0.0022885 | 0.0054856 | 0 | 0.0054856 | 0.282%
CZ 4C | 0.23706 | 0.059078 | 0.060579 | 0.079557 | 0.016932 | 0.24348 | 0.52275 | 1.2194 | 0 | 1.2194 | 1.184% | CZ 4C | 5.0619 | 1.2615 | 1.2935 | 1.6987 | 0.36155 | 5.1989 | 11.162 | 26.0381 | 0 | 26.0381 | 1.184% | CZ 4C | 5.0619 | 1.2615 | 1.2935 | 1.6987 | 0.36155 | 5.1989 | 11.162 | 26.0381 | 0 | 26.0381 | 1.184% | CZ 4C | 0 | 0 | 0 | 0 | 0 | 0 | 0 | 0 |  |  | 1.184% | CZ 4C | 0 | 0 | 0 | 0 | 0 | 0 | 0 | 0 |  |  | 1.184% | CZ 4C | 14.3253 | 3.57 | 3.6606 | 4.8075 | 1.0232 | 14.7128 | 31.5886 | 73.6879 | 0 | 73.6879 | 1.184% | CZ 4C | 0.001037 | 0.00025842 | 0.00026499 | 0.000348 | 7.4066e-05 | 0.001065 | 0.0022866 | 0.0053341 | 0 | 0.0053341 | 1.184%
CZ 5A | 0.43186 | 0.066445 | 0.086562 | 0.076863 | 0.014116 | 0.21382 | 0.50669 | 1.3964 | 0 | 1.3964 | 3.026% | CZ 5A | 9.2214 | 1.4188 | 1.8483 | 1.6412 | 0.30141 | 4.5656 | 10.819 | 29.8157 | 0 | 29.8157 | 3.026% | CZ 5A | 9.2214 | 1.4188 | 1.8483 | 1.6412 | 0.30141 | 4.5656 | 10.819 | 29.8157 | 0 | 29.8157 | 3.026% | CZ 5A | 0 | 0 | 0 | 0 | 0 | 0 | 0 | 0 |  |  | 3.026% | CZ 5A | 0 | 0 | 0 | 0 | 0 | 0 | 0 | 0 |  |  | 3.026% | CZ 5A | 26.0965 | 4.0151 | 5.2307 | 4.6447 | 0.853 | 12.9205 | 30.6179 | 84.3784 | 0 | 84.3784 | 3.026% | CZ 5A | 0.0018891 | 0.00029065 | 0.00037864 | 0.00033622 | 6.1747e-05 | 0.00093528 | 0.0022164 | 0.0061079 | 0 | 0.0061079 | 3.026%
CZ 5B | 0.38026 | 0.10412 | 0.094995 | 0.078569 | 0.015899 | 0.2333 | 0.51685 | 1.424 | 0 | 1.424 | 2.323% | CZ 5B | 8.1195 | 2.2232 | 2.0284 | 1.6776 | 0.33948 | 4.9815 | 11.0362 | 30.4059 | 0 | 30.4059 | 2.323% | CZ 5B | 8.1195 | 2.2232 | 2.0284 | 1.6776 | 0.33948 | 4.9815 | 11.0362 | 30.4059 | 0 | 30.4059 | 2.323% | CZ 5B | 0 | 0 | 0 | 0 | 0 | 0 | 0 | 0 |  |  | 2.323% | CZ 5B | 0 | 0 | 0 | 0 | 0 | 0 | 0 | 0 |  |  | 2.323% | CZ 5B | 22.9781 | 6.2917 | 5.7404 | 4.7477 | 0.96074 | 14.0976 | 31.2324 | 86.0486 | 0 | 86.0486 | 2.323% | CZ 5B | 0.0016633 | 0.00045544 | 0.00041553 | 0.00034368 | 6.9546e-05 | 0.0010205 | 0.0022608 | 0.0062288 | 0 | 0.0062288 | 2.323%
CZ 5C | 0.27649 | 0.047332 | 0.061853 | 0.079559 | 0.016935 | 0.25306 | 0.52276 | 1.258 | 0 | 1.258 | 0.0828% | CZ 5C | 5.9037 | 1.0107 | 1.3207 | 1.6988 | 0.3616 | 5.4036 | 11.1623 | 26.8614 | 0 | 26.8614 | 0.0828% | CZ 5C | 5.9037 | 1.0107 | 1.3207 | 1.6988 | 0.3616 | 5.4036 | 11.1623 | 26.8614 | 0 | 26.8614 | 0.0828% | CZ 5C | 0 | 0 | 0 | 0 | 0 | 0 | 0 | 0 |  |  | 0.0828% | CZ 5C | 0 | 0 | 0 | 0 | 0 | 0 | 0 | 0 |  |  | 0.0828% | CZ 5C | 16.7075 | 2.8602 | 3.7377 | 4.8076 | 1.0233 | 15.2921 | 31.5894 | 76.0177 | 0 | 76.0177 | 0.0828% | CZ 5C | 0.0012094 | 0.00020704 | 0.00027056 | 0.00034801 | 7.4077e-05 | 0.001107 | 0.0022867 | 0.0055027 | 0 | 0.0055027 | 0.0828%
CZ 6A | 0.68791 | 0.071663 | 0.11272 | 0.077096 | 0.014359 | 0.23291 | 0.50807 | 1.7047 | 0 | 1.7047 | 1.107% | CZ 6A | 14.6886 | 1.5302 | 2.4069 | 1.6462 | 0.30661 | 4.9733 | 10.8487 | 36.4005 | 0 | 36.4005 | 1.107% | CZ 6A | 14.6886 | 1.5302 | 2.4069 | 1.6462 | 0.30661 | 4.9733 | 10.8487 | 36.4005 | 0 | 36.4005 | 1.107% | CZ 6A | 0 | 0 | 0 | 0 | 0 | 0 | 0 | 0 |  |  | 1.107% | CZ 6A | 0 | 0 | 0 | 0 | 0 | 0 | 0 | 0 |  |  | 1.107% | CZ 6A | 41.5688 | 4.3304 | 6.8115 | 4.6587 | 0.8677 | 14.0744 | 30.7017 | 103.0134 | 0 | 103.0134 | 1.107% | CZ 6A | 0.0030091 | 0.00031347 | 0.00049307 | 0.00033723 | 6.2811e-05 | 0.0010188 | 0.0022224 | 0.0074569 | 0 | 0.0074569 | 1.107%
CZ 6B | 0.52943 | 0.065758 | 0.10414 | 0.078066 | 0.015374 | 0.2439 | 0.51386 | 1.5505 | 0 | 1.5505 | 0.3686% | CZ 6B | 11.3047 | 1.4041 | 2.2237 | 1.6669 | 0.32827 | 5.2078 | 10.9722 | 33.1076 | 0 | 33.1076 | 0.3686% | CZ 6B | 11.3047 | 1.4041 | 2.2237 | 1.6669 | 0.32827 | 5.2078 | 10.9722 | 33.1076 | 0 | 33.1076 | 0.3686% | CZ 6B | 0 | 0 | 0 | 0 | 0 | 0 | 0 | 0 |  |  | 0.3686% | CZ 6B | 0 | 0 | 0 | 0 | 0 | 0 | 0 | 0 |  |  | 0.3686% | CZ 6B | 31.9922 | 3.9736 | 6.2929 | 4.7174 | 0.929 | 14.7381 | 31.0513 | 93.6946 | 0 | 93.6946 | 0.3686% | CZ 6B | 0.0023158 | 0.00028764 | 0.00045553 | 0.00034148 | 6.7248e-05 | 0.0010669 | 0.0022477 | 0.0067823 | 0 | 0.0067823 | 0.3686%
CZ 7 | 0.86198 | 0.059034 | 0.13499 | 0.078003 | 0.015307 | 0.26653 | 0.51348 | 1.9293 | 0 | 1.9293 | 0.202% | CZ 7 | 18.4055 | 1.2605 | 2.8824 | 1.6656 | 0.32685 | 5.6912 | 10.9641 | 41.1962 | 0 | 41.1962 | 0.202% | CZ 7 | 18.4055 | 1.2605 | 2.8824 | 1.6656 | 0.32685 | 5.6912 | 10.9641 | 41.1962 | 0 | 41.1962 | 0.202% | CZ 7 | 0 | 0 | 0 | 0 | 0 | 0 | 0 | 0 |  |  | 0.202% | CZ 7 | 0 | 0 | 0 | 0 | 0 | 0 | 0 | 0 |  |  | 0.202% | CZ 7 | 52.0877 | 3.5673 | 8.1573 | 4.7135 | 0.92499 | 16.1061 | 31.0285 | 116.5854 | 0 | 116.5854 | 0.202% | CZ 7 | 0.0037705 | 0.00025823 | 0.00059049 | 0.0003412 | 6.6958e-05 | 0.0011659 | 0.0022461 | 0.0084393 | 0 | 0.0084393 | 0.202%
CZ 8 | 1.2529 | 0.04531 | 0.20069 | 0.079559 | 0.016935 | 0.3225 | 0.52276 | 2.4407 | 0 | 2.4407 | 0.003001% | CZ 8 | 26.7532 | 0.96749 | 4.2853 | 1.6988 | 0.3616 | 6.8862 | 11.1623 | 52.1148 | 0 | 52.1148 | 0.003001% | CZ 8 | 26.7532 | 0.96749 | 4.2853 | 1.6988 | 0.3616 | 6.8862 | 11.1623 | 52.1148 | 0 | 52.1148 | 0.003001% | CZ 8 | 0 | 0 | 0 | 0 | 0 | 0 | 0 | 0 |  |  | 0.003001% | CZ 8 | 0 | 0 | 0 | 0 | 0 | 0 | 0 | 0 |  |  | 0.003001% | CZ 8 | 75.7114 | 2.738 | 12.1273 | 4.8076 | 1.0233 | 19.4879 | 31.5894 | 147.485 | 0 | 147.485 | 0.003001% | CZ 8 | 0.0054806 | 0.0001982 | 0.00087787 | 0.00034801 | 7.4077e-05 | 0.0014107 | 0.0022867 | 0.010676 | 0 | 0.010676 | 0.003001%
US Weighted | 0.16796 | 0.17998 | 0.072955 | 0.079047 | 0.016384 | 0.19119 | 0.51972 | 1.2272 | 0 | 1.2272 | 100% | US Weighted | 3.5863 | 3.8431 | 1.5578 | 1.6879 | 0.34983 | 4.0824 | 11.0974 | 26.2047 | 0 | 26.2047 | 100% | US Weighted | 3.5863 | 3.8431 | 1.5578 | 1.6879 | 0.34983 | 4.0824 | 11.0974 | 26.2047 | 0 | 26.2047 | 100% | US Weighted | 0 | 0 | 0 | 0 | 0 | 0 | 0 | 0 |  |  | 100% | US Weighted | 0 | 0 | 0 | 0 | 0 | 0 | 0 | 0 |  |  | 100% | US Weighted | 10.1493 | 10.876 | 4.4085 | 4.7767 | 0.99003 | 11.5531 | 31.4056 | 74.1593 | 0 | 74.1593 | 100% | US Weighted | 0.00073469 | 0.00078729 | 0.00031912 | 0.00034577 | 7.1666e-05 | 0.0008363 | 0.0022734 | 0.0053682 | 0 | 0.0053682 | 100%
Energy Cost Index ($/sq ft/yr) for IECC-Res 2009 | [10 empty] | Single-Family - Heat Pump | Site Energy Use Intensity (kBtu/sq ft/yr) for IECC-Res 2009 | [10 empty] | Single-Family - Heat Pump | Electric Use Intensity (kBtu/sq ft/yr) for IECC-Res 2009 | [10 empty] | Single-Family - Heat Pump | Gas Use Intensity (kBtu/sq ft/yr) for IECC-Res 2009 | [10 empty] | Single-Family - Heat Pump | Oil Use Intensity (kBtu/sq ft/yr) for IECC-Res 2009 | [10 empty] | Single-Family - Heat Pump | Source Energy Use Index (kBtu/sq ft/yr) for IECC-Res 2009 | [10 empty] | Single-Family - Heat Pump | Carbon Emissions (ton/sq ft/yr) for IECC-Res 2009 | [10 empty] | Single-Family - Heat Pump
Costs: Electricity: $0.1598/kWh ¦ Natural Gas: $1.391/therm ¦ Oil: $4.1392/gal | [9 empty] | Prototype Floor Area (sq ft): | 2376 | [10 empty] | Prototype Floor Area (sq ft): | 2376 | [10 empty] | Prototype Floor Area (sq ft): | 2376 | [10 empty] | Prototype Floor Area (sq ft): | 2376 | [10 empty] | Prototype Floor Area (sq ft): | 2376 | Site-to-Source Factors: Electricity: 2.83 ¦ Natural Gas: 1.1 ¦ Oil: 1.01 | [9 empty] | Prototype Floor Area (sq ft): | 2376 | Conversion [ton/kBtu]: Electricity: 4,881 ¦ Natural Gas: 18,863 ¦ Oil: 13,521 | [9 empty] | Prototype Floor Area (sq ft): | 2376
IECC-Res 2009 | Heat | Cool | Fans_Aux | Lgt_Int | Lgt_Ext | DHW | Appls | Total | PV | Net_Total | Weight | IECC-Res 2009 | Heat | Cool | Fans_Aux | Lgt_Int | Lgt_Ext | DHW | Appls | Total | PV | Net_Total | Weight | IECC-Res 2009 | Heat | Cool | Fans_Aux | Lgt_Int | Lgt_Ext | DHW | Appls | Total | PV | Net_Total | Weight | IECC-Res 2009 | Heat | Cool | Fans_Aux | Lgt_Int | Lgt_Ext | DHW | Appls | Total | PV | Net_Total | Weight | IECC-Res 2009 | Heat | Cool | Fans_Aux | Lgt_Int | Lgt_Ext | DHW | Appls | Total | PV | Net_Total | Weight | IECC-Res 2009 | Heat | Cool | Fans_Aux | Lgt_Int | Lgt_Ext | DHW | Appls | Total | PV | Net_Total | Weight | IECC-Res 2009 | Heat | Cool | Fans_Aux | Lgt_Int | Lgt_Ext | DHW | Appls | Total | PV | Net_Total | Weight
CZ 1AWH | 0.019625 | 0.38627 | 0.08672 | 0.089979 | 0.0202 | 0.16163 | 0.52418 | 1.2886 | 0 | 1.2886 | 2.205% | CZ 1AWH | 0.41905 | 8.2479 | 1.8517 | 1.9213 | 0.43133 | 3.4512 | 11.1925 | 27.5149 | 0 | 27.5149 | 2.205% | CZ 1AWH | 0.41905 | 8.2479 | 1.8517 | 1.9213 | 0.43133 | 3.4512 | 11.1925 | 27.5149 | 0 | 27.5149 | 2.205% | CZ 1AWH | 0 | 0 | 0 | 0 | 0 | 0 | 0 | 0 |  |  | 2.205% | CZ 1AWH | 0 | 0 | 0 | 0 | 0 | 0 | 0 | 0 |  |  | 2.205% | CZ 1AWH | 1.1859 | 23.3415 | 5.2403 | 5.4372 | 1.2207 | 9.7668 | 31.6748 | 77.8672 | 0 | 77.8672 | 2.205% | CZ 1AWH | 8.5846e-05 | 0.0016896 | 0.00037933 | 0.00039359 | 8.8361e-05 | 0.00070699 | 0.0022929 | 0.0056366 | 0 | 0.0056366 | 2.205%
CZ 1AWHT | 0.0017721 | 0.40069 | 0.08745 | 0.089712 | 0.019909 | 0.15575 | 0.52276 | 1.2781 | 0 | 1.2781 | 0.06378% | CZ 1AWHT | 0.03784 | 8.5558 | 1.8673 | 1.9156 | 0.42511 | 3.3257 | 11.1623 | 27.2897 | 0 | 27.2897 | 0.06378% | CZ 1AWHT | 0.03784 | 8.5558 | 1.8673 | 1.9156 | 0.42511 | 3.3257 | 11.1623 | 27.2897 | 0 | 27.2897 | 0.06378% | CZ 1AWHT | 0 | 0 | 0 | 0 | 0 | 0 | 0 | 0 |  |  | 0.06378% | CZ 1AWHT | 0 | 0 | 0 | 0 | 0 | 0 | 0 | 0 |  |  | 0.06378% | CZ 1AWHT | 0.10709 | 24.213 | 5.2844 | 5.4211 | 1.2031 | 9.4117 | 31.5894 | 77.2298 | 0 | 77.2298 | 0.06378% | CZ 1AWHT | 7.7518e-06 | 0.0017527 | 0.00038253 | 0.00039242 | 8.7087e-05 | 0.00068129 | 0.0022867 | 0.0055905 | 0 | 0.0055905 | 0.06378%
CZ 1AWHTS | 0.00026457 | 0.43539 | 0.11165 | 0.14713 | 0.032652 | 0.057992 | 0.85735 | 1.6424 | 0 | 1.6424 | 0.06378% | CZ 1AWHTS | 0.0056492 | 9.2967 | 2.3839 | 3.1416 | 0.6972 | 1.2383 | 18.3066 | 35.0701 | 0 | 35.0701 | 0.06378% | CZ 1AWHTS | 0.0056492 | 9.2967 | 2.3839 | 3.1416 | 0.6972 | 1.2383 | 18.3066 | 35.0701 | 0 | 35.0701 | 0.06378% | CZ 1AWHTS | 0 | 0 | 0 | 0 | 0 | 0 | 0 | 0 |  |  | 0.06378% | CZ 1AWHTS | 0 | 0 | 0 | 0 | 0 | 0 | 0 | 0 |  |  | 0.06378% | CZ 1AWHTS | 0.015987 | 26.3097 | 6.7465 | 8.8908 | 1.9731 | 3.5043 | 51.8078 | 99.2483 | 0 | 99.2483 | 0.06378% | CZ 1AWHTS | 1.1573e-06 | 0.0019045 | 0.00048836 | 0.00064358 | 0.00014283 | 0.00025367 | 0.0037502 | 0.0071843 | 0 | 0.0071843 | 0.06378%
CZ 2AWH | 0.075491 | 0.3123 | 0.081509 | 0.089905 | 0.02012 | 0.18239 | 0.52379 | 1.2855 | 0 | 1.2855 | 31.27% | CZ 2AWH | 1.6119 | 6.6683 | 1.7404 | 1.9197 | 0.42961 | 3.8945 | 11.1842 | 27.4487 | 0 | 27.4487 | 31.27% | CZ 2AWH | 1.6119 | 6.6683 | 1.7404 | 1.9197 | 0.42961 | 3.8945 | 11.1842 | 27.4487 | 0 | 27.4487 | 31.27% | CZ 2AWH | 0 | 0 | 0 | 0 | 0 | 0 | 0 | 0 |  |  | 31.27% | CZ 2AWH | 0 | 0 | 0 | 0 | 0 | 0 | 0 | 0 |  |  | 31.27% | CZ 2AWH | 4.5617 | 18.8714 | 4.9254 | 5.4328 | 1.2158 | 11.0214 | 31.6512 | 77.6797 | 0 | 77.6797 | 31.27% | CZ 2AWH | 0.00033021 | 0.0013661 | 0.00035654 | 0.00039327 | 8.8009e-05 | 0.00079781 | 0.0022911 | 0.005623 | 0 | 0.005623 | 31.27%
CZ 2B | 0.10013 | 0.30989 | 0.094067 | 0.089973 | 0.020194 | 0.18442 | 0.52414 | 1.3228 | 0 | 1.3228 | 1.189% | CZ 2B | 2.138 | 6.6169 | 2.0086 | 1.9212 | 0.43119 | 3.9378 | 11.1918 | 28.2454 | 0 | 28.2454 | 1.189% | CZ 2B | 2.138 | 6.6169 | 2.0086 | 1.9212 | 0.43119 | 3.9378 | 11.1918 | 28.2454 | 0 | 28.2454 | 1.189% | CZ 2B | 0 | 0 | 0 | 0 | 0 | 0 | 0 | 0 |  |  | 1.189% | CZ 2B | 0 | 0 | 0 | 0 | 0 | 0 | 0 | 0 |  |  | 1.189% | CZ 2B | 6.0506 | 18.7257 | 5.6842 | 5.4369 | 1.2203 | 11.144 | 31.6728 | 79.9345 | 0 | 79.9345 | 1.189% | CZ 2B | 0.00043799 | 0.0013555 | 0.00041147 | 0.00039356 | 8.8332e-05 | 0.00080669 | 0.0022927 | 0.0057863 | 0 | 0.0057863 | 1.189%
CZ 3A | 0.28368 | 0.18542 | 0.087922 | 0.089452 | 0.019626 | 0.22065 | 0.52139 | 1.4081 | 0 | 1.4081 | 29.03% | CZ 3A | 6.0572 | 3.9593 | 1.8774 | 1.91 | 0.41907 | 4.7115 | 11.133 | 30.0675 | 0 | 30.0675 | 29.03% | CZ 3A | 6.0572 | 3.9593 | 1.8774 | 1.91 | 0.41907 | 4.7115 | 11.133 | 30.0675 | 0 | 30.0675 | 29.03% | CZ 3A | 0 | 0 | 0 | 0 | 0 | 0 | 0 | 0 |  |  | 29.03% | CZ 3A | 0 | 0 | 0 | 0 | 0 | 0 | 0 | 0 |  |  | 29.03% | CZ 3A | 17.1419 | 11.2048 | 5.3129 | 5.4054 | 1.186 | 13.3335 | 31.5065 | 85.091 | 0 | 85.091 | 29.03% | CZ 3A | 0.0012409 | 0.00081109 | 0.00038459 | 0.00039128 | 8.585e-05 | 0.00096518 | 0.0022807 | 0.0061595 | 0 | 0.0061595 | 29.03%
CZ 3AWH | 0.2054 | 0.21927 | 0.081812 | 0.089676 | 0.01987 | 0.21222 | 0.52257 | 1.3508 | 0 | 1.3508 | 6.655% | CZ 3AWH | 4.3859 | 4.6819 | 1.7469 | 1.9148 | 0.42428 | 4.5315 | 11.1583 | 28.8436 | 0 | 28.8436 | 6.655% | CZ 3AWH | 4.3859 | 4.6819 | 1.7469 | 1.9148 | 0.42428 | 4.5315 | 11.1583 | 28.8436 | 0 | 28.8436 | 6.655% | CZ 3AWH | 0 | 0 | 0 | 0 | 0 | 0 | 0 | 0 |  |  | 6.655% | CZ 3AWH | 0 | 0 | 0 | 0 | 0 | 0 | 0 | 0 |  |  | 6.655% | CZ 3AWH | 12.412 | 13.2499 | 4.9437 | 5.4189 | 1.2007 | 12.8242 | 31.5779 | 81.6273 | 0 | 81.6273 | 6.655% | CZ 3AWH | 0.00089847 | 0.00095913 | 0.00035786 | 0.00039226 | 8.6916e-05 | 0.00092831 | 0.0022858 | 0.0059088 | 0 | 0.0059088 | 6.655%
CZ 3B | 0.18441 | 0.20734 | 0.089167 | 0.089554 | 0.019737 | 0.21033 | 0.52193 | 1.3225 | 0 | 1.3225 | 3.314% | CZ 3B | 3.9376 | 4.4272 | 1.9039 | 1.9122 | 0.42143 | 4.4911 | 11.1444 | 28.2379 | 0 | 28.2379 | 3.314% | CZ 3B | 3.9376 | 4.4272 | 1.9039 | 1.9122 | 0.42143 | 4.4911 | 11.1444 | 28.2379 | 0 | 28.2379 | 3.314% | CZ 3B | 0 | 0 | 0 | 0 | 0 | 0 | 0 | 0 |  |  | 3.314% | CZ 3B | 0 | 0 | 0 | 0 | 0 | 0 | 0 | 0 |  |  | 3.314% | CZ 3B | 11.1433 | 12.529 | 5.3882 | 5.4115 | 1.1926 | 12.7097 | 31.5388 | 79.9131 | 0 | 79.9131 | 3.314% | CZ 3B | 0.00080663 | 0.00090695 | 0.00039004 | 0.00039173 | 8.6332e-05 | 0.00092002 | 0.002283 | 0.0057847 | 0 | 0.0057847 | 3.314%
CZ 3C | 0.099349 | 0.097496 | 0.056438 | 0.089453 | 0.019626 | 0.22479 | 0.52139 | 1.1085 | 0 | 1.1085 | 0.4089% | CZ 3C | 2.1214 | 2.0818 | 1.2051 | 1.91 | 0.41907 | 4.7999 | 11.133 | 23.6703 | 0 | 23.6703 | 0.4089% | CZ 3C | 2.1214 | 2.0818 | 1.2051 | 1.91 | 0.41907 | 4.7999 | 11.133 | 23.6703 | 0 | 23.6703 | 0.4089% | CZ 3C | 0 | 0 | 0 | 0 | 0 | 0 | 0 | 0 |  |  | 0.4089% | CZ 3C | 0 | 0 | 0 | 0 | 0 | 0 | 0 | 0 |  |  | 0.4089% | CZ 3C | 6.0035 | 5.8915 | 3.4104 | 5.4054 | 1.186 | 13.5837 | 31.5065 | 66.9869 | 0 | 66.9869 | 0.4089% | CZ 3C | 0.00043458 | 0.00042647 | 0.00024687 | 0.00039128 | 8.585e-05 | 0.00098329 | 0.0022807 | 0.004849 | 0 | 0.004849 | 0.4089%
CZ 4A | 0.48774 | 0.12058 | 0.10123 | 0.087571 | 0.017575 | 0.22706 | 0.51144 | 1.5532 | 0 | 1.5532 | 17.22% | CZ 4A | 10.4145 | 2.5746 | 2.1615 | 1.8699 | 0.37528 | 4.8482 | 10.9206 | 33.1645 | 0 | 33.1645 | 17.22% | CZ 4A | 10.4145 | 2.5746 | 2.1615 | 1.8699 | 0.37528 | 4.8482 | 10.9206 | 33.1645 | 0 | 33.1645 | 17.22% | CZ 4A | 0 | 0 | 0 | 0 | 0 | 0 | 0 | 0 |  |  | 17.22% | CZ 4A | 0 | 0 | 0 | 0 | 0 | 0 | 0 | 0 |  |  | 17.22% | CZ 4A | 29.4731 | 7.2861 | 6.117 | 5.2917 | 1.062 | 13.7205 | 30.9052 | 93.8556 | 0 | 93.8556 | 17.22% | CZ 4A | 0.0021335 | 0.00052742 | 0.00044279 | 0.00038306 | 7.6879e-05 | 0.00099319 | 0.0022372 | 0.006794 | 0 | 0.006794 | 17.22%
CZ 4B | 0.3114 | 0.1555 | 0.10131 | 0.08979 | 0.019995 | 0.24842 | 0.52318 | 1.4496 | 0 | 1.4496 | 0.282% | CZ 4B | 6.6491 | 3.3203 | 2.1632 | 1.9173 | 0.42694 | 5.3043 | 11.1712 | 30.9523 | 0 | 30.9523 | 0.282% | CZ 4B | 6.6491 | 3.3203 | 2.1632 | 1.9173 | 0.42694 | 5.3043 | 11.1712 | 30.9523 | 0 | 30.9523 | 0.282% | CZ 4B | 0 | 0 | 0 | 0 | 0 | 0 | 0 | 0 |  |  | 0.282% | CZ 4B | 0 | 0 | 0 | 0 | 0 | 0 | 0 | 0 |  |  | 0.282% | CZ 4B | 18.8171 | 9.3964 | 6.1219 | 5.4258 | 1.2082 | 15.0112 | 31.6144 | 87.5951 | 0 | 87.5951 | 0.282% | CZ 4B | 0.0013621 | 0.00068018 | 0.00044315 | 0.00039276 | 8.7461e-05 | 0.0010866 | 0.0022885 | 0.0063408 | 0 | 0.0063408 | 0.282%
CZ 4C | 0.35712 | 0.052894 | 0.072778 | 0.089709 | 0.019906 | 0.26828 | 0.52275 | 1.3834 | 0 | 1.3834 | 1.184% | CZ 4C | 7.6253 | 1.1294 | 1.554 | 1.9155 | 0.42505 | 5.7285 | 11.162 | 29.5398 | 0 | 29.5398 | 1.184% | CZ 4C | 7.6253 | 1.1294 | 1.554 | 1.9155 | 0.42505 | 5.7285 | 11.162 | 29.5398 | 0 | 29.5398 | 1.184% | CZ 4C | 0 | 0 | 0 | 0 | 0 | 0 | 0 | 0 |  |  | 1.184% | CZ 4C | 0 | 0 | 0 | 0 | 0 | 0 | 0 | 0 |  |  | 1.184% | CZ 4C | 21.5797 | 3.1962 | 4.3978 | 5.4209 | 1.2029 | 16.2115 | 31.5886 | 83.5977 | 0 | 83.5977 | 1.184% | CZ 4C | 0.0015621 | 0.00023137 | 0.00031835 | 0.00039241 | 8.7075e-05 | 0.0011735 | 0.0022866 | 0.0060514 | 0 | 0.0060514 | 1.184%
CZ 5A | 0.70083 | 0.066467 | 0.11805 | 0.086672 | 0.016595 | 0.23585 | 0.50669 | 1.7311 | 0 | 1.7311 | 3.026% | CZ 5A | 14.9646 | 1.4192 | 2.5206 | 1.8507 | 0.35435 | 5.036 | 10.819 | 36.9645 | 0 | 36.9645 | 3.026% | CZ 5A | 14.9646 | 1.4192 | 2.5206 | 1.8507 | 0.35435 | 5.036 | 10.819 | 36.9645 | 0 | 36.9645 | 3.026% | CZ 5A | 0 | 0 | 0 | 0 | 0 | 0 | 0 | 0 |  |  | 3.026% | CZ 5A | 0 | 0 | 0 | 0 | 0 | 0 | 0 | 0 |  |  | 3.026% | CZ 5A | 42.3498 | 4.0165 | 7.1333 | 5.2374 | 1.0028 | 14.2519 | 30.6179 | 104.6095 | 0 | 104.6095 | 3.026% | CZ 5A | 0.0030656 | 0.00029074 | 0.00051636 | 0.00037912 | 7.2592e-05 | 0.0010317 | 0.0022164 | 0.0075724 | 0 | 0.0075724 | 3.026%
CZ 5B | 0.57386 | 0.10272 | 0.119 | 0.088595 | 0.018691 | 0.2575 | 0.51685 | 1.6772 | 0 | 1.6772 | 2.323% | CZ 5B | 12.2533 | 2.1932 | 2.5409 | 1.8917 | 0.39911 | 5.4983 | 11.0362 | 35.8127 | 0 | 35.8127 | 2.323% | CZ 5B | 12.2533 | 2.1932 | 2.5409 | 1.8917 | 0.39911 | 5.4983 | 11.0362 | 35.8127 | 0 | 35.8127 | 2.323% | CZ 5B | 0 | 0 | 0 | 0 | 0 | 0 | 0 | 0 |  |  | 2.323% | CZ 5B | 0 | 0 | 0 | 0 | 0 | 0 | 0 | 0 |  |  | 2.323% | CZ 5B | 34.6769 | 6.2068 | 7.1906 | 5.3536 | 1.1295 | 15.5602 | 31.2324 | 101.3501 | 0 | 101.3501 | 2.323% | CZ 5B | 0.0025102 | 0.0004493 | 0.00052051 | 0.00038753 | 8.1761e-05 | 0.0011264 | 0.0022608 | 0.0073365 | 0 | 0.0073365 | 2.323%
CZ 5C | 0.38857 | 0.039428 | 0.073082 | 0.089712 | 0.019909 | 0.27941 | 0.52276 | 1.4129 | 0 | 1.4129 | 0.0828% | CZ 5C | 8.297 | 0.84189 | 1.5605 | 1.9156 | 0.42511 | 5.9661 | 11.1623 | 30.1685 | 0 | 30.1685 | 0.0828% | CZ 5C | 8.297 | 0.84189 | 1.5605 | 1.9156 | 0.42511 | 5.9661 | 11.1623 | 30.1685 | 0 | 30.1685 | 0.0828% | CZ 5C | 0 | 0 | 0 | 0 | 0 | 0 | 0 | 0 |  |  | 0.0828% | CZ 5C | 0 | 0 | 0 | 0 | 0 | 0 | 0 | 0 |  |  | 0.0828% | CZ 5C | 23.4804 | 2.3826 | 4.4162 | 5.4211 | 1.2031 | 16.884 | 31.5894 | 85.3767 | 0 | 85.3767 | 0.0828% | CZ 5C | 0.0016997 | 0.00017247 | 0.00031968 | 0.00039242 | 8.7087e-05 | 0.0012222 | 0.0022867 | 0.0061802 | 0 | 0.0061802 | 0.0828%
CZ 6A | 1.1824 | 0.075634 | 0.16736 | 0.086934 | 0.016881 | 0.25695 | 0.50807 | 2.2942 | 0 | 2.2942 | 1.107% | CZ 6A | 25.2466 | 1.615 | 3.5736 | 1.8563 | 0.36046 | 5.4866 | 10.8487 | 48.9872 | 0 | 48.9872 | 1.107% | CZ 6A | 25.2466 | 1.615 | 3.5736 | 1.8563 | 0.36046 | 5.4866 | 10.8487 | 48.9872 | 0 | 48.9872 | 1.107% | CZ 6A | 0 | 0 | 0 | 0 | 0 | 0 | 0 | 0 |  |  | 1.107% | CZ 6A | 0 | 0 | 0 | 0 | 0 | 0 | 0 | 0 |  |  | 1.107% | CZ 6A | 71.4479 | 4.5704 | 10.1132 | 5.2533 | 1.0201 | 15.5272 | 30.7017 | 138.6337 | 0 | 138.6337 | 1.107% | CZ 6A | 0.0051719 | 0.00033084 | 0.00073207 | 0.00038027 | 7.3843e-05 | 0.001124 | 0.0022224 | 0.010035 | 0 | 0.010035 | 1.107%
CZ 6B | 0.87324 | 0.06499 | 0.14756 | 0.088028 | 0.018074 | 0.2693 | 0.51386 | 1.9751 | 0 | 1.9751 | 0.3686% | CZ 6B | 18.6459 | 1.3877 | 3.1508 | 1.8796 | 0.38592 | 5.7503 | 10.9722 | 42.1725 | 0 | 42.1725 | 0.3686% | CZ 6B | 18.6459 | 1.3877 | 3.1508 | 1.8796 | 0.38592 | 5.7503 | 10.9722 | 42.1725 | 0 | 42.1725 | 0.3686% | CZ 6B | 0 | 0 | 0 | 0 | 0 | 0 | 0 | 0 |  |  | 0.3686% | CZ 6B | 0 | 0 | 0 | 0 | 0 | 0 | 0 | 0 |  |  | 0.3686% | CZ 6B | 52.7679 | 3.9272 | 8.9167 | 5.3194 | 1.0922 | 16.2734 | 31.0513 | 119.3481 | 0 | 119.3481 | 0.3686% | CZ 6B | 0.0038197 | 0.00028428 | 0.00064546 | 0.00038506 | 7.9059e-05 | 0.001178 | 0.0022477 | 0.0086393 | 0 | 0.0086393 | 0.3686%
CZ 7 | 1.4171 | 0.059844 | 0.19786 | 0.087957 | 0.017996 | 0.29433 | 0.51348 | 2.5886 | 0 | 2.5886 | 0.202% | CZ 7 | 30.2597 | 1.2778 | 4.2248 | 1.8781 | 0.38426 | 6.2847 | 10.9641 | 55.2736 | 0 | 55.2736 | 0.202% | CZ 7 | 30.2597 | 1.2778 | 4.2248 | 1.8781 | 0.38426 | 6.2847 | 10.9641 | 55.2736 | 0 | 55.2736 | 0.202% | CZ 7 | 0 | 0 | 0 | 0 | 0 | 0 | 0 | 0 |  |  | 0.202% | CZ 7 | 0 | 0 | 0 | 0 | 0 | 0 | 0 | 0 |  |  | 0.202% | CZ 7 | 85.635 | 3.6163 | 11.9563 | 5.315 | 1.0875 | 17.7857 | 31.0285 | 156.4243 | 0 | 156.4243 | 0.202% | CZ 7 | 0.0061989 | 0.00026177 | 0.00086549 | 0.00038474 | 7.8718e-05 | 0.0012875 | 0.0022461 | 0.011323 | 0 | 0.011323 | 0.202%
CZ 8 | 1.9906 | 0.039567 | 0.30176 | 0.089712 | 0.019909 | 0.35653 | 0.52276 | 3.3208 | 0 | 3.3208 | 0.003001% | CZ 8 | 42.5043 | 0.84485 | 6.4434 | 1.9156 | 0.42511 | 7.6129 | 11.1623 | 70.9083 | 0 | 70.9083 | 0.003001% | CZ 8 | 42.5043 | 0.84485 | 6.4434 | 1.9156 | 0.42511 | 7.6129 | 11.1623 | 70.9083 | 0 | 70.9083 | 0.003001% | CZ 8 | 0 | 0 | 0 | 0 | 0 | 0 | 0 | 0 |  |  | 0.003001% | CZ 8 | 0 | 0 | 0 | 0 | 0 | 0 | 0 | 0 |  |  | 0.003001% | CZ 8 | 120.287 | 2.3909 | 18.2347 | 5.4211 | 1.2031 | 21.5444 | 31.5894 | 200.6706 | 0 | 200.6706 | 0.003001% | CZ 8 | 0.0087073 | 0.00017307 | 0.00132 | 0.00039242 | 8.7087e-05 | 0.0015595 | 0.0022867 | 0.014526 | 0 | 0.014526 | 0.003001%
US Weighted | 0.28171 | 0.20956 | 0.09122 | 0.089135 | 0.019261 | 0.21069 | 0.51972 | 1.4213 | 0 | 1.4213 | 100% | US Weighted | 6.0152 | 4.4747 | 1.9478 | 1.9033 | 0.41128 | 4.4987 | 11.0974 | 30.3483 | 0 | 30.3483 | 100% | US Weighted | 6.0152 | 4.4747 | 1.9478 | 1.9033 | 0.41128 | 4.4987 | 11.0974 | 30.3483 | 0 | 30.3483 | 100% | US Weighted | 0 | 0 | 0 | 0 | 0 | 0 | 0 | 0 |  |  | 100% | US Weighted | 0 | 0 | 0 | 0 | 0 | 0 | 0 | 0 |  |  | 100% | US Weighted | 17.023 | 12.6633 | 5.5122 | 5.3862 | 1.1639 | 12.7314 | 31.4056 | 85.8857 | 0 | 85.8857 | 100% | US Weighted | 0.0012323 | 0.00091666 | 0.00039902 | 0.0003899 | 8.4253e-05 | 0.00092159 | 0.0022734 | 0.0062171 | 0 | 0.0062171 | 100%
Energy Cost Index ($/sq ft/yr) for IECC-Res 2006 | [10 empty] | Single-Family - Heat Pump | Site Energy Use Intensity (kBtu/sq ft/yr) for IECC-Res 2006 | [10 empty] | Single-Family - Heat Pump | Electric Use Intensity (kBtu/sq ft/yr) for IECC-Res 2006 | [10 empty] | Single-Family - Heat Pump | Gas Use Intensity (kBtu/sq ft/yr) for IECC-Res 2006 | [10 empty] | Single-Family - Heat Pump | Oil Use Intensity (kBtu/sq ft/yr) for IECC-Res 2006 | [10 empty] | Single-Family - Heat Pump | Source Energy Use Index (kBtu/sq ft/yr) for IECC-Res 2006 | [10 empty] | Single-Family - Heat Pump | Carbon Emissions (ton/sq ft/yr) for IECC-Res 2006 | [10 empty] | Single-Family - Heat Pump
Costs: Electricity: $0.1598/kWh ¦ Natural Gas: $1.391/therm ¦ Oil: $4.1392/gal | [9 empty] | Prototype Floor Area (sq ft): | 2376 | [10 empty] | Prototype Floor Area (sq ft): | 2376 | [10 empty] | Prototype Floor Area (sq ft): | 2376 | [10 empty] | Prototype Floor Area (sq ft): | 2376 | [10 empty] | Prototype Floor Area (sq ft): | 2376 | Site-to-Source Factors: Electricity: 2.83 ¦ Natural Gas: 1.1 ¦ Oil: 1.01 | [9 empty] | Prototype Floor Area (sq ft): | 2376 | Conversion [ton/kBtu]: Electricity: 4,881 ¦ Natural Gas: 18,863 ¦ Oil: 13,521 | [9 empty] | Prototype Floor Area (sq ft): | 2376
IECC-Res 2006 | Heat | Cool | Fans_Aux | Lgt_Int | Lgt_Ext | DHW | Appls | Total | PV | Net_Total | Weight | IECC-Res 2006 | Heat | Cool | Fans_Aux | Lgt_Int | Lgt_Ext | DHW | Appls | Total | PV | Net_Total | Weight | IECC-Res 2006 | Heat | Cool | Fans_Aux | Lgt_Int | Lgt_Ext | DHW | Appls | Total | PV | Net_Total | Weight | IECC-Res 2006 | Heat | Cool | Fans_Aux | Lgt_Int | Lgt_Ext | DHW | Appls | Total | PV | Net_Total | Weight | IECC-Res 2006 | Heat | Cool | Fans_Aux | Lgt_Int | Lgt_Ext | DHW | Appls | Total | PV | Net_Total | Weight | IECC-Res 2006 | Heat | Cool | Fans_Aux | Lgt_Int | Lgt_Ext | DHW | Appls | Total | PV | Net_Total | Weight | IECC-Res 2006 | Heat | Cool | Fans_Aux | Lgt_Int | Lgt_Ext | DHW | Appls | Total | PV | Net_Total | Weight
CZ 1AWH | 0.020442 | 0.43494 | 0.094306 | 0.1091 | 0.025866 | 0.16163 | 0.52418 | 1.3705 | 0 | 1.3705 | 2.205% | CZ 1AWH | 0.4365 | 9.2872 | 2.0137 | 2.3295 | 0.55232 | 3.4512 | 11.1925 | 29.2628 | 0 | 29.2628 | 2.205% | CZ 1AWH | 0.4365 | 9.2872 | 2.0137 | 2.3295 | 0.55232 | 3.4512 | 11.1925 | 29.2628 | 0 | 29.2628 | 2.205% | CZ 1AWH | 0 | 0 | 0 | 0 | 0 | 0 | 0 | 0 |  |  | 2.205% | CZ 1AWH | 0 | 0 | 0 | 0 | 0 | 0 | 0 | 0 |  |  | 2.205% | CZ 1AWH | 1.2353 | 26.2827 | 5.6987 | 6.5925 | 1.5631 | 9.7668 | 31.6748 | 82.8138 | 0 | 82.8138 | 2.205% | CZ 1AWH | 8.9419e-05 | 0.0019025 | 0.00041251 | 0.00047721 | 0.00011315 | 0.000707 | 0.0022929 | 0.0059947 | 0 | 0.0059947 | 2.205%
CZ 1AWHT | 0.0018162 | 0.45038 | 0.095489 | 0.10877 | 0.025494 | 0.15576 | 0.52276 | 1.3605 | 0 | 1.3605 | 0.06378% | CZ 1AWHT | 0.03878 | 9.6167 | 2.0389 | 2.3226 | 0.54435 | 3.3259 | 11.1623 | 29.0496 | 0 | 29.0496 | 0.06378% | CZ 1AWHT | 0.03878 | 9.6167 | 2.0389 | 2.3226 | 0.54435 | 3.3259 | 11.1623 | 29.0496 | 0 | 29.0496 | 0.06378% | CZ 1AWHT | 0 | 0 | 0 | 0 | 0 | 0 | 0 | 0 |  |  | 0.06378% | CZ 1AWHT | 0 | 0 | 0 | 0 | 0 | 0 | 0 | 0 |  |  | 0.06378% | CZ 1AWHT | 0.10975 | 27.2154 | 5.7702 | 6.5729 | 1.5405 | 9.4122 | 31.5894 | 82.2104 | 0 | 82.2104 | 0.06378% | CZ 1AWHT | 7.9443e-06 | 0.0019701 | 0.00041769 | 0.0004758 | 0.00011151 | 0.00068133 | 0.0022867 | 0.005951 | 0 | 0.005951 | 0.06378%
CZ 1AWHTS | 0.00025569 | 0.48055 | 0.11859 | 0.17839 | 0.04181 | 0.057974 | 0.85735 | 1.7349 | 0 | 1.7349 | 0.06378% | CZ 1AWHTS | 0.0054597 | 10.261 | 2.5322 | 3.8091 | 0.89276 | 1.2379 | 18.3066 | 37.0451 | 0 | 37.0451 | 0.06378% | CZ 1AWHTS | 0.0054597 | 10.261 | 2.5322 | 3.8091 | 0.89276 | 1.2379 | 18.3066 | 37.0451 | 0 | 37.0451 | 0.06378% | CZ 1AWHTS | 0 | 0 | 0 | 0 | 0 | 0 | 0 | 0 |  |  | 0.06378% | CZ 1AWHTS | 0 | 0 | 0 | 0 | 0 | 0 | 0 | 0 |  |  | 0.06378% | CZ 1AWHTS | 0.015451 | 29.0387 | 7.1662 | 10.7798 | 2.5265 | 3.5032 | 51.8078 | 104.8377 | 0 | 104.8377 | 0.06378% | CZ 1AWHTS | 1.1185e-06 | 0.002102 | 0.00051874 | 0.00078033 | 0.00018289 | 0.00025359 | 0.0037502 | 0.0075889 | 0 | 0.0075889 | 0.06378%
CZ 2AWH | 0.08239 | 0.3591 | 0.090323 | 0.10901 | 0.025763 | 0.18239 | 0.52379 | 1.3728 | 0 | 1.3728 | 31.27% | CZ 2AWH | 1.7592 | 7.6677 | 1.9286 | 2.3276 | 0.55012 | 3.8944 | 11.1842 | 29.3119 | 0 | 29.3119 | 31.27% | CZ 2AWH | 1.7592 | 7.6677 | 1.9286 | 2.3276 | 0.55012 | 3.8944 | 11.1842 | 29.3119 | 0 | 29.3119 | 31.27% | CZ 2AWH | 0 | 0 | 0 | 0 | 0 | 0 | 0 | 0 |  |  | 31.27% | CZ 2AWH | 0 | 0 | 0 | 0 | 0 | 0 | 0 | 0 |  |  | 31.27% | CZ 2AWH | 4.9786 | 21.6997 | 5.458 | 6.5871 | 1.5568 | 11.0213 | 31.6512 | 82.9528 | 0 | 82.9528 | 31.27% | CZ 2AWH | 0.00036039 | 0.0015708 | 0.00039509 | 0.00047682 | 0.00011269 | 0.0007978 | 0.0022911 | 0.0060047 | 0 | 0.0060047 | 31.27%
CZ 2B | 0.10933 | 0.36155 | 0.10516 | 0.10909 | 0.025858 | 0.18442 | 0.52414 | 1.4195 | 0 | 1.4195 | 1.189% | CZ 2B | 2.3345 | 7.72 | 2.2453 | 2.3293 | 0.55214 | 3.9377 | 11.1918 | 30.3109 | 0 | 30.3109 | 1.189% | CZ 2B | 2.3345 | 7.72 | 2.2453 | 2.3293 | 0.55214 | 3.9377 | 11.1918 | 30.3109 | 0 | 30.3109 | 1.189% | CZ 2B | 0 | 0 | 0 | 0 | 0 | 0 | 0 | 0 |  |  | 1.189% | CZ 2B | 0 | 0 | 0 | 0 | 0 | 0 | 0 | 0 |  |  | 1.189% | CZ 2B | 6.6067 | 21.8476 | 6.3543 | 6.592 | 1.5625 | 11.1438 | 31.6728 | 85.7798 | 0 | 85.7798 | 1.189% | CZ 2B | 0.00047824 | 0.0015815 | 0.00045997 | 0.00047718 | 0.00011311 | 0.00080667 | 0.0022927 | 0.0062094 | 0 | 0.0062094 | 1.189%
CZ 3A | 0.3249 | 0.21302 | 0.097816 | 0.10846 | 0.025131 | 0.22064 | 0.52139 | 1.5113 | 0 | 1.5113 | 29.03% | CZ 3A | 6.9373 | 4.5485 | 2.0886 | 2.3159 | 0.53662 | 4.7112 | 11.133 | 32.2712 | 0 | 32.2712 | 29.03% | CZ 3A | 6.9373 | 4.5485 | 2.0886 | 2.3159 | 0.53662 | 4.7112 | 11.133 | 32.2712 | 0 | 32.2712 | 29.03% | CZ 3A | 0 | 0 | 0 | 0 | 0 | 0 | 0 | 0 |  |  | 29.03% | CZ 3A | 0 | 0 | 0 | 0 | 0 | 0 | 0 | 0 |  |  | 29.03% | CZ 3A | 19.6327 | 12.8722 | 5.9108 | 6.5539 | 1.5186 | 13.3328 | 31.5065 | 91.3275 | 0 | 91.3275 | 29.03% | CZ 3A | 0.0014212 | 0.00093179 | 0.00042787 | 0.00047442 | 0.00010993 | 0.00096513 | 0.0022807 | 0.006611 | 0 | 0.006611 | 29.03%
CZ 3AWH | 0.23167 | 0.25023 | 0.090167 | 0.10873 | 0.025443 | 0.21222 | 0.52257 | 1.441 | 0 | 1.441 | 6.655% | CZ 3AWH | 4.9468 | 5.343 | 1.9253 | 2.3217 | 0.54328 | 4.5315 | 11.1583 | 30.7698 | 0 | 30.7698 | 6.655% | CZ 3AWH | 4.9468 | 5.343 | 1.9253 | 2.3217 | 0.54328 | 4.5315 | 11.1583 | 30.7698 | 0 | 30.7698 | 6.655% | CZ 3AWH | 0 | 0 | 0 | 0 | 0 | 0 | 0 | 0 |  |  | 6.655% | CZ 3AWH | 0 | 0 | 0 | 0 | 0 | 0 | 0 | 0 |  |  | 6.655% | CZ 3AWH | 13.9996 | 15.1206 | 5.4486 | 6.5703 | 1.5375 | 12.824 | 31.5779 | 87.0784 | 0 | 87.0784 | 6.655% | CZ 3AWH | 0.0010134 | 0.0010945 | 0.00039441 | 0.00047561 | 0.00011129 | 0.0009283 | 0.0022858 | 0.0063034 | 0 | 0.0063034 | 6.655%
CZ 3B | 0.20889 | 0.24025 | 0.099453 | 0.10858 | 0.025273 | 0.21033 | 0.52193 | 1.4147 | 0 | 1.4147 | 3.314% | CZ 3B | 4.4604 | 5.13 | 2.1236 | 2.3185 | 0.53963 | 4.491 | 11.1444 | 30.2075 | 0 | 30.2075 | 3.314% | CZ 3B | 4.4604 | 5.13 | 2.1236 | 2.3185 | 0.53963 | 4.491 | 11.1444 | 30.2075 | 0 | 30.2075 | 3.314% | CZ 3B | 0 | 0 | 0 | 0 | 0 | 0 | 0 | 0 |  |  | 3.314% | CZ 3B | 0 | 0 | 0 | 0 | 0 | 0 | 0 | 0 |  |  | 3.314% | CZ 3B | 12.6228 | 14.5178 | 6.0097 | 6.5613 | 1.5272 | 12.7097 | 31.5388 | 85.4873 | 0 | 85.4873 | 3.314% | CZ 3B | 0.00091373 | 0.0010509 | 0.00043503 | 0.00047496 | 0.00011055 | 0.00092002 | 0.002283 | 0.0061882 | 0 | 0.0061882 | 3.314%
CZ 3C | 0.1154 | 0.11802 | 0.062787 | 0.10846 | 0.025131 | 0.22478 | 0.52139 | 1.176 | 0 | 1.176 | 0.4089% | CZ 3C | 2.464 | 2.5201 | 1.3407 | 2.3159 | 0.53662 | 4.7995 | 11.133 | 25.1098 | 0 | 25.1098 | 0.4089% | CZ 3C | 2.464 | 2.5201 | 1.3407 | 2.3159 | 0.53662 | 4.7995 | 11.133 | 25.1098 | 0 | 25.1098 | 0.4089% | CZ 3C | 0 | 0 | 0 | 0 | 0 | 0 | 0 | 0 |  |  | 0.4089% | CZ 3C | 0 | 0 | 0 | 0 | 0 | 0 | 0 | 0 |  |  | 0.4089% | CZ 3C | 6.9733 | 7.1318 | 3.7941 | 6.5539 | 1.5186 | 13.5827 | 31.5065 | 71.0609 | 0 | 71.0609 | 0.4089% | CZ 3C | 0.00050478 | 0.00051625 | 0.00027464 | 0.00047442 | 0.00010993 | 0.00098322 | 0.0022807 | 0.0051439 | 0 | 0.0051439 | 0.4089%
CZ 4A | 0.54755 | 0.1243 | 0.10892 | 0.10618 | 0.022505 | 0.22704 | 0.51144 | 1.6479 | 0 | 1.6479 | 17.22% | CZ 4A | 11.6915 | 2.6542 | 2.3256 | 2.2672 | 0.48054 | 4.848 | 10.9206 | 35.1876 | 0 | 35.1876 | 17.22% | CZ 4A | 11.6915 | 2.6542 | 2.3256 | 2.2672 | 0.48054 | 4.848 | 10.9206 | 35.1876 | 0 | 35.1876 | 17.22% | CZ 4A | 0 | 0 | 0 | 0 | 0 | 0 | 0 | 0 |  |  | 17.22% | CZ 4A | 0 | 0 | 0 | 0 | 0 | 0 | 0 | 0 |  |  | 17.22% | CZ 4A | 33.0871 | 7.5113 | 6.5815 | 6.4161 | 1.3599 | 13.7198 | 30.9052 | 99.5809 | 0 | 99.5809 | 17.22% | CZ 4A | 0.0023951 | 0.00054373 | 0.00047642 | 0.00046444 | 9.8442e-05 | 0.00099314 | 0.0022372 | 0.0072084 | 0 | 0.0072084 | 17.22%
CZ 4B | 0.34849 | 0.15896 | 0.10738 | 0.10887 | 0.025603 | 0.24842 | 0.52318 | 1.5209 | 0 | 1.5209 | 0.282% | CZ 4B | 7.4411 | 3.3942 | 2.2928 | 2.3246 | 0.54669 | 5.3043 | 11.1712 | 32.4749 | 0 | 32.4749 | 0.282% | CZ 4B | 7.4411 | 3.3942 | 2.2928 | 2.3246 | 0.54669 | 5.3043 | 11.1712 | 32.4749 | 0 | 32.4749 | 0.282% | CZ 4B | 0 | 0 | 0 | 0 | 0 | 0 | 0 | 0 |  |  | 0.282% | CZ 4B | 0 | 0 | 0 | 0 | 0 | 0 | 0 | 0 |  |  | 0.282% | CZ 4B | 21.0583 | 9.6057 | 6.4885 | 6.5787 | 1.5471 | 15.0112 | 31.6144 | 91.9038 | 0 | 91.9038 | 0.282% | CZ 4B | 0.0015244 | 0.00069533 | 0.00046969 | 0.00047621 | 0.00011199 | 0.0010866 | 0.0022885 | 0.0066527 | 0 | 0.0066527 | 0.282%
CZ 4C | 0.39319 | 0.053481 | 0.077 | 0.10877 | 0.02549 | 0.26828 | 0.52275 | 1.449 | 0 | 1.449 | 1.184% | CZ 4C | 8.3955 | 1.142 | 1.6442 | 2.3225 | 0.54428 | 5.7285 | 11.162 | 30.939 | 0 | 30.939 | 1.184% | CZ 4C | 8.3955 | 1.142 | 1.6442 | 2.3225 | 0.54428 | 5.7285 | 11.162 | 30.939 | 0 | 30.939 | 1.184% | CZ 4C | 0 | 0 | 0 | 0 | 0 | 0 | 0 | 0 |  |  | 1.184% | CZ 4C | 0 | 0 | 0 | 0 | 0 | 0 | 0 | 0 |  |  | 1.184% | CZ 4C | 23.7593 | 3.2317 | 4.653 | 6.5727 | 1.5403 | 16.2116 | 31.5886 | 87.5572 | 0 | 87.5572 | 1.184% | CZ 4C | 0.0017199 | 0.00023394 | 0.00033682 | 0.00047578 | 0.0001115 | 0.0011735 | 0.0022866 | 0.0063381 | 0 | 0.0063381 | 1.184%
CZ 5A | 0.77974 | 0.068938 | 0.12742 | 0.10509 | 0.02125 | 0.23581 | 0.50669 | 1.8449 | 0 | 1.8449 | 3.026% | CZ 5A | 16.6495 | 1.472 | 2.7207 | 2.2439 | 0.45374 | 5.0352 | 10.819 | 39.3941 | 0 | 39.3941 | 3.026% | CZ 5A | 16.6495 | 1.472 | 2.7207 | 2.2439 | 0.45374 | 5.0352 | 10.819 | 39.3941 | 0 | 39.3941 | 3.026% | CZ 5A | 0 | 0 | 0 | 0 | 0 | 0 | 0 | 0 |  |  | 3.026% | CZ 5A | 0 | 0 | 0 | 0 | 0 | 0 | 0 | 0 |  |  | 3.026% | CZ 5A | 47.1181 | 4.1658 | 7.6997 | 6.3502 | 1.2841 | 14.2496 | 30.6179 | 111.4853 | 0 | 111.4853 | 3.026% | CZ 5A | 0.0034108 | 0.00030155 | 0.00055736 | 0.00045967 | 9.2953e-05 | 0.0010315 | 0.0022164 | 0.0080701 | 0 | 0.0080701 | 3.026%
CZ 5B | 0.63375 | 0.10597 | 0.12711 | 0.10742 | 0.023934 | 0.25749 | 0.51685 | 1.7725 | 0 | 1.7725 | 2.323% | CZ 5B | 13.5322 | 2.2626 | 2.7142 | 2.2937 | 0.51106 | 5.498 | 11.0362 | 37.8479 | 0 | 37.8479 | 2.323% | CZ 5B | 13.5322 | 2.2626 | 2.7142 | 2.2937 | 0.51106 | 5.498 | 11.0362 | 37.8479 | 0 | 37.8479 | 2.323% | CZ 5B | 0 | 0 | 0 | 0 | 0 | 0 | 0 | 0 |  |  | 2.323% | CZ 5B | 0 | 0 | 0 | 0 | 0 | 0 | 0 | 0 |  |  | 2.323% | CZ 5B | 38.296 | 6.4033 | 7.6811 | 6.4911 | 1.4463 | 15.5594 | 31.2324 | 107.1095 | 0 | 107.1095 | 2.323% | CZ 5B | 0.0027722 | 0.00046352 | 0.00055602 | 0.00046987 | 0.00010469 | 0.0011263 | 0.0022608 | 0.0077534 | 0 | 0.0077534 | 2.323%
CZ 5C | 0.42291 | 0.03929 | 0.077071 | 0.10877 | 0.025494 | 0.27942 | 0.52276 | 1.4757 | 0 | 1.4757 | 0.0828% | CZ 5C | 9.0302 | 0.83894 | 1.6457 | 2.3226 | 0.54435 | 5.9662 | 11.1623 | 31.5103 | 0 | 31.5103 | 0.0828% | CZ 5C | 9.0302 | 0.83894 | 1.6457 | 2.3226 | 0.54435 | 5.9662 | 11.1623 | 31.5103 | 0 | 31.5103 | 0.0828% | CZ 5C | 0 | 0 | 0 | 0 | 0 | 0 | 0 | 0 |  |  | 0.0828% | CZ 5C | 0 | 0 | 0 | 0 | 0 | 0 | 0 | 0 |  |  | 0.0828% | CZ 5C | 25.5555 | 2.3742 | 4.6572 | 6.5729 | 1.5405 | 16.8844 | 31.5894 | 89.1742 | 0 | 89.1742 | 0.0828% | CZ 5C | 0.0018499 | 0.00017186 | 0.00033712 | 0.0004758 | 0.00011151 | 0.0012222 | 0.0022867 | 0.0064551 | 0 | 0.0064551 | 0.0828%
CZ 6A | 1.3294 | 0.079044 | 0.18304 | 0.10541 | 0.021616 | 0.25688 | 0.50807 | 2.4834 | 0 | 2.4834 | 1.107% | CZ 6A | 28.3851 | 1.6878 | 3.9083 | 2.2507 | 0.46157 | 5.485 | 10.8487 | 53.0272 | 0 | 53.0272 | 1.107% | CZ 6A | 28.3851 | 1.6878 | 3.9083 | 2.2507 | 0.46157 | 5.485 | 10.8487 | 53.0272 | 0 | 53.0272 | 1.107% | CZ 6A | 0 | 0 | 0 | 0 | 0 | 0 | 0 | 0 |  |  | 1.107% | CZ 6A | 0 | 0 | 0 | 0 | 0 | 0 | 0 | 0 |  |  | 1.107% | CZ 6A | 80.3299 | 4.7765 | 11.0606 | 6.3694 | 1.3062 | 15.5226 | 30.7017 | 150.067 | 0 | 150.067 | 1.107% | CZ 6A | 0.0058149 | 0.00034576 | 0.00080065 | 0.00046107 | 9.4555e-05 | 0.0011236 | 0.0022224 | 0.010863 | 0 | 0.010863 | 1.107%
CZ 6B | 0.97437 | 0.066877 | 0.16026 | 0.10673 | 0.023143 | 0.26929 | 0.51386 | 2.1145 | 0 | 2.1145 | 0.3686% | CZ 6B | 20.8054 | 1.428 | 3.422 | 2.279 | 0.49417 | 5.75 | 10.9722 | 45.1507 | 0 | 45.1507 | 0.3686% | CZ 6B | 20.8054 | 1.428 | 3.422 | 2.279 | 0.49417 | 5.75 | 10.9722 | 45.1507 | 0 | 45.1507 | 0.3686% | CZ 6B | 0 | 0 | 0 | 0 | 0 | 0 | 0 | 0 |  |  | 0.3686% | CZ 6B | 0 | 0 | 0 | 0 | 0 | 0 | 0 | 0 |  |  | 0.3686% | CZ 6B | 58.8792 | 4.0412 | 9.6842 | 6.4496 | 1.3985 | 16.2724 | 31.0513 | 127.7764 | 0 | 127.7764 | 0.3686% | CZ 6B | 0.0042621 | 0.00029253 | 0.00070102 | 0.00046687 | 0.00010123 | 0.0011779 | 0.0022477 | 0.0092494 | 0 | 0.0092494 | 0.3686%
CZ 7 | 1.5731 | 0.061215 | 0.2137 | 0.10665 | 0.023044 | 0.29428 | 0.51348 | 2.7854 | 0 | 2.7854 | 0.202% | CZ 7 | 33.5892 | 1.3071 | 4.5631 | 2.2771 | 0.49204 | 6.2837 | 10.9641 | 59.4764 | 0 | 59.4764 | 0.202% | CZ 7 | 33.5892 | 1.3071 | 4.5631 | 2.2771 | 0.49204 | 6.2837 | 10.9641 | 59.4764 | 0 | 59.4764 | 0.202% | CZ 7 | 0 | 0 | 0 | 0 | 0 | 0 | 0 | 0 |  |  | 0.202% | CZ 7 | 0 | 0 | 0 | 0 | 0 | 0 | 0 | 0 |  |  | 0.202% | CZ 7 | 95.0576 | 3.6991 | 12.9135 | 6.4443 | 1.3925 | 17.7828 | 31.0285 | 168.3182 | 0 | 168.3182 | 0.202% | CZ 7 | 0.006881 | 0.00026777 | 0.00093477 | 0.00046649 | 0.0001008 | 0.0012873 | 0.0022461 | 0.012184 | 0 | 0.012184 | 0.202%
CZ 8 | 2.2097 | 0.038717 | 0.32546 | 0.10877 | 0.025494 | 0.35653 | 0.52276 | 3.5874 | 0 | 3.5874 | 0.003001% | CZ 8 | 47.1825 | 0.82671 | 6.9495 | 2.3226 | 0.54435 | 7.6127 | 11.1623 | 76.6007 | 0 | 76.6007 | 0.003001% | CZ 8 | 47.1825 | 0.82671 | 6.9495 | 2.3226 | 0.54435 | 7.6127 | 11.1623 | 76.6007 | 0 | 76.6007 | 0.003001% | CZ 8 | 0 | 0 | 0 | 0 | 0 | 0 | 0 | 0 |  |  | 0.003001% | CZ 8 | 0 | 0 | 0 | 0 | 0 | 0 | 0 | 0 |  |  | 0.003001% | CZ 8 | 133.5266 | 2.3396 | 19.667 | 6.5729 | 1.5405 | 21.5441 | 31.5894 | 216.78 | 0 | 216.78 | 0.003001% | CZ 8 | 0.0096657 | 0.00016936 | 0.0014236 | 0.0004758 | 0.00011151 | 0.0015595 | 0.0022867 | 0.015692 | 0 | 0.015692 | 0.003001%
US Weighted | 0.31682 | 0.23717 | 0.10019 | 0.10807 | 0.024664 | 0.21068 | 0.51972 | 1.5173 | 0 | 1.5173 | 100% | US Weighted | 6.7649 | 5.0643 | 2.1394 | 2.3076 | 0.52664 | 4.4985 | 11.0974 | 32.3987 | 0 | 32.3987 | 100% | US Weighted | 6.7649 | 5.0643 | 2.1394 | 2.3076 | 0.52664 | 4.4985 | 11.0974 | 32.3987 | 0 | 32.3987 | 100% | US Weighted | 0 | 0 | 0 | 0 | 0 | 0 | 0 | 0 |  |  | 100% | US Weighted | 0 | 0 | 0 | 0 | 0 | 0 | 0 | 0 |  |  | 100% | US Weighted | 19.1446 | 14.3319 | 6.0544 | 6.5306 | 1.4904 | 12.7308 | 31.4056 | 91.6884 | 0 | 91.6884 | 100% | US Weighted | 0.0013858 | 0.0010374 | 0.00043827 | 0.00047274 | 0.00010789 | 0.00092155 | 0.0022734 | 0.0066371 | 0 | 0.0066371 | 100%
End-Use Cost Savings from IECC-Res 2006 to 2024 | [11 empty] | End-Use Site Energy Savings from IECC-Res 2006 to 2024 | [11 empty] | End-Use Electricity Savings from IECC-Res 2006 to 2024 | [11 empty] | End-Use Gas Savings from IECC-Res 2006 to 2024 | [11 empty] | End-Use Oil Savings from IECC-Res 2006 to 2024 | [11 empty] | End-Use Source Energy Savings from IECC-Res 2006 to 2024 | [11 empty] | End-Use Carbon Savings from IECC-Res 2006 to 2024
Energy Cost Index ($/sq ft/yr) | [10 empty] | Single-Family - Heat Pump | Site Energy Use Intensity (kBtu/sq ft/yr) | [10 empty] | Single-Family - Heat Pump | Electric Use Intensity (kBtu/sq ft/yr) | [10 empty] | Single-Family - Heat Pump | Gas Use Intensity (kBtu/sq ft/yr) | [10 empty] | Single-Family - Heat Pump | Oil Use Intensity (kBtu/sq ft/yr) | [10 empty] | Single-Family - Heat Pump | Source Energy Use Index (kBtu/sq ft/yr) | [10 empty] | Single-Family - Heat Pump | Carbon Emissions (ton/sq ft/yr) | [10 empty] | Single-Family - Heat Pump
Costs: Electricity: $0.1598/kWh ¦ Natural Gas: $1.391/therm ¦ Oil: $4.1392/gal | [9 empty] | Prototype Floor Area (sq ft): | 2376 | [10 empty] | Prototype Floor Area (sq ft): | 2376 | [10 empty] | Prototype Floor Area (sq ft): | 2376 | [10 empty] | Prototype Floor Area (sq ft): | 2376 | [10 empty] | Prototype Floor Area (sq ft): | 2376 | Site-to-Source Factors: Electricity: 2.83 ¦ Natural Gas: 1.1 ¦ Oil: 1.01 | [9 empty] | Prototype Floor Area (sq ft): | 2376 | Conversion [ton/kBtu]: Electricity: 4,881 ¦ Natural Gas: 18,863 ¦ Oil: 13,521 | [9 empty] | Prototype Floor Area (sq ft): | 2376
2006-2024 | Heat | Cool | Fans_Aux | Lgt_Int | Lgt_Ext | DHW | Appls | Total | PV | Net_Total | Weight | 2006-2024 | Heat | Cool | Fans_Aux | Lgt_Int | Lgt_Ext | DHW | Appls | Total | PV | Net_Total | Weight | 2006-2024 | Heat | Cool | Fans_Aux | Lgt_Int | Lgt_Ext | DHW | Appls | Total | PV | Net_Total | Weight | 2006-2024 | Heat | Cool | Fans_Aux | Lgt_Int | Lgt_Ext | DHW | Appls | Total | PV | Net_Total | Weight | 2006-2024 | Heat | Cool | Fans_Aux | Lgt_Int | Lgt_Ext | DHW | Appls | Total | PV | Net_Total | Weight | 2006-2024 | Heat | Cool | Fans_Aux | Lgt_Int | Lgt_Ext | DHW | Appls | Total | PV | Net_Total | Weight | 2006-2024 | Heat | Cool | Fans_Aux | Lgt_Int | Lgt_Ext | DHW | Appls | Total | PV | Net_Total | Weight
CZ1AWH | 0.010124 | 0.12171 | 0.032226 | 0.039296 | 0.011646 | 0.13034 | 0.013236 | 0.35858 | 0 | 0.35858 | 2.205% | CZ1AWH | 0.21617 | 2.5988 | 0.6881 | 0.83907 | 0.24868 | 2.7831 | 0.28263 | 7.6566 | 0 | 7.6566 | 2.205% | CZ1AWH | 0.21617 | 2.5988 | 0.6881 | 0.83907 | 0.24868 | 2.7831 | 0.28263 | 7.6566 | 0 | 7.6566 | 2.205% | CZ1AWH | 0 | 0 | 0 | 0 | 0 | 0 | 0 | 0 |  |  | 2.205% | CZ1AWH | 0 | 0 | 0 | 0 | 0 | 0 | 0 | 0 |  |  | 2.205% | CZ1AWH | 0.61175 | 7.3546 | 1.9473 | 2.3746 | 0.70376 | 7.8762 | 0.79983 | 21.6681 | 0 | 21.6681 | 2.205% | CZ1AWH | 4.4283e-05 | 0.00053238 | 0.00014096 | 0.00017189 | 5.0943e-05 | 0.00057014 | 5.7898e-05 | 0.0015685 | 0 | 0.0015685 | 2.205%
CZ1AWHT | 0.0012969 | 0.11942 | 0.0311 | 0.039179 | 0.011478 | 0.12563 | 0.013045 | 0.34115 | 0 | 0.34115 | 0.06378% | CZ1AWHT | 0.027692 | 2.55 | 0.66407 | 0.83658 | 0.24509 | 2.6826 | 0.27855 | 7.2845 | 0 | 7.2845 | 0.06378% | CZ1AWHT | 0.027692 | 2.55 | 0.66407 | 0.83658 | 0.24509 | 2.6826 | 0.27855 | 7.2845 | 0 | 7.2845 | 0.06378% | CZ1AWHT | 0 | 0 | 0 | 0 | 0 | 0 | 0 | 0 |  |  | 0.06378% | CZ1AWHT | 0 | 0 | 0 | 0 | 0 | 0 | 0 | 0 |  |  | 0.06378% | CZ1AWHT | 0.078368 | 7.2164 | 1.8793 | 2.3675 | 0.69361 | 7.5916 | 0.7883 | 20.6151 | 0 | 20.6151 | 0.06378% | CZ1AWHT | 5.6728e-06 | 0.00052238 | 0.00013604 | 0.00017138 | 5.0209e-05 | 0.00054954 | 5.7063e-05 | 0.0014923 | 0 | 0.0014923 | 0.06378%
CZ1AWHTS | 3.5527e-05 | 0.05397 | 0.02867 | 0.064256 | 0.018825 | 0.012207 | 0.021395 | 0.19936 | 0 | 0.19936 | 0.06378% | CZ1AWHTS | 0.0007586 | 1.1524 | 0.61218 | 1.372 | 0.40196 | 0.26065 | 0.45683 | 4.2568 | 0 | 4.2568 | 0.06378% | CZ1AWHTS | 0.0007586 | 1.1524 | 0.61218 | 1.372 | 0.40196 | 0.26065 | 0.45683 | 4.2568 | 0 | 4.2568 | 0.06378% | CZ1AWHTS | 0 | 0 | 0 | 0 | 0 | 0 | 0 | 0 |  |  | 0.06378% | CZ1AWHTS | 0 | 0 | 0 | 0 | 0 | 0 | 0 | 0 |  |  | 0.06378% | CZ1AWHTS | 0.0021468 | 3.2613 | 1.7325 | 3.8828 | 1.1375 | 0.73765 | 1.2928 | 12.0468 | 0 | 12.0468 | 0.06378% | CZ1AWHTS | 1.554e-07 | 0.00023608 | 0.00012541 | 0.00028107 | 8.2344e-05 | 5.3397e-05 | 9.3586e-05 | 0.00087204 | 0 | 0.00087204 | 0.06378%
CZ2AWH | 0.031811 | 0.095456 | 0.031345 | 0.039264 | 0.0116 | 0.14444 | 0.013183 | 0.3671 | 0 | 0.3671 | 31.27% | CZ2AWH | 0.67926 | 2.0382 | 0.6693 | 0.83838 | 0.24769 | 3.0843 | 0.2815 | 7.8386 | 0 | 7.8386 | 31.27% | CZ2AWH | 0.67926 | 2.0382 | 0.6693 | 0.83838 | 0.24769 | 3.0843 | 0.2815 | 7.8386 | 0 | 7.8386 | 31.27% | CZ2AWH | 0 | 0 | 0 | 0 | 0 | 0 | 0 | 0 |  |  | 31.27% | CZ2AWH | 0 | 0 | 0 | 0 | 0 | 0 | 0 | 0 |  |  | 31.27% | CZ2AWH | 1.9223 | 5.7682 | 1.8941 | 2.3726 | 0.70095 | 8.7284 | 0.79665 | 22.1833 | 0 | 22.1833 | 31.27% | CZ2AWH | 0.00013915 | 0.00041755 | 0.00013711 | 0.00017175 | 5.074e-05 | 0.00063183 | 5.7667e-05 | 0.0016058 | 0 | 0.0016058 | 31.27%
CZ2B | 0.040174 | 0.10012 | 0.036232 | 0.039293 | 0.011642 | 0.14141 | 0.013232 | 0.3821 | 0 | 0.3821 | 1.189% | CZ2B | 0.85783 | 2.1377 | 0.77365 | 0.83902 | 0.2486 | 3.0194 | 0.28253 | 8.1588 | 0 | 8.1588 | 1.189% | CZ2B | 0.85783 | 2.1377 | 0.77365 | 0.83902 | 0.2486 | 3.0194 | 0.28253 | 8.1588 | 0 | 8.1588 | 1.189% | CZ2B | 0 | 0 | 0 | 0 | 0 | 0 | 0 | 0 |  |  | 1.189% | CZ2B | 0 | 0 | 0 | 0 | 0 | 0 | 0 | 0 |  |  | 1.189% | CZ2B | 2.4276 | 6.0498 | 2.1894 | 2.3744 | 0.70353 | 8.5449 | 0.79957 | 23.0893 | 0 | 23.0893 | 1.189% | CZ2B | 0.00017573 | 0.00043793 | 0.00015849 | 0.00017188 | 5.0926e-05 | 0.00061854 | 5.7879e-05 | 0.0016714 | 0 | 0.0016714 | 1.189%
CZ3A | 0.17269 | 0.068145 | 0.044946 | 0.039066 | 0.011315 | 0.15675 | 0.01286 | 0.50576 | 0 | 0.50576 | 29.03% | CZ3A | 3.6873 | 1.4551 | 0.95972 | 0.83416 | 0.24161 | 3.3469 | 0.27459 | 10.7994 | 0 | 10.7994 | 29.03% | CZ3A | 3.6873 | 1.4551 | 0.95972 | 0.83416 | 0.24161 | 3.3469 | 0.27459 | 10.7994 | 0 | 10.7994 | 29.03% | CZ3A | 0 | 0 | 0 | 0 | 0 | 0 | 0 | 0 |  |  | 29.03% | CZ3A | 0 | 0 | 0 | 0 | 0 | 0 | 0 | 0 |  |  | 29.03% | CZ3A | 10.4351 | 4.1178 | 2.716 | 2.3607 | 0.68375 | 9.4718 | 0.7771 | 30.5622 | 0 | 30.5622 | 29.03% | CZ3A | 0.00075537 | 0.00029808 | 0.0001966 | 0.00017088 | 4.9495e-05 | 0.00068564 | 5.6252e-05 | 0.0022123 | 0 | 0.0022123 | 29.03%
CZ3AWH | 0.1212 | 0.08042 | 0.039774 | 0.039164 | 0.011456 | 0.15847 | 0.01302 | 0.4635 | 0 | 0.4635 | 6.655% | CZ3AWH | 2.5878 | 1.7172 | 0.84928 | 0.83625 | 0.24461 | 3.3838 | 0.278 | 9.8969 | 0 | 9.8969 | 6.655% | CZ3AWH | 2.5878 | 1.7172 | 0.84928 | 0.83625 | 0.24461 | 3.3838 | 0.278 | 9.8969 | 0 | 9.8969 | 6.655% | CZ3AWH | 0 | 0 | 0 | 0 | 0 | 0 | 0 | 0 |  |  | 6.655% | CZ3AWH | 0 | 0 | 0 | 0 | 0 | 0 | 0 | 0 |  |  | 6.655% | CZ3AWH | 7.3236 | 4.8596 | 2.4035 | 2.3666 | 0.69224 | 9.576 | 0.78675 | 28.0083 | 0 | 28.0083 | 6.655% | CZ3AWH | 0.00053014 | 0.00035178 | 0.00017398 | 0.00017131 | 5.011e-05 | 0.00069319 | 5.6951e-05 | 0.0020275 | 0 | 0.0020275 | 6.655%
CZ3B | 0.11084 | 0.078773 | 0.043991 | 0.03911 | 0.011379 | 0.1537 | 0.012932 | 0.45073 | 0 | 0.45073 | 3.314% | CZ3B | 2.3667 | 1.682 | 0.93933 | 0.83511 | 0.24297 | 3.282 | 0.27614 | 9.6242 | 0 | 9.6242 | 3.314% | CZ3B | 2.3667 | 1.682 | 0.93933 | 0.83511 | 0.24297 | 3.282 | 0.27614 | 9.6242 | 0 | 9.6242 | 3.314% | CZ3B | 0 | 0 | 0 | 0 | 0 | 0 | 0 | 0 |  |  | 3.314% | CZ3B | 0 | 0 | 0 | 0 | 0 | 0 | 0 | 0 |  |  | 3.314% | CZ3B | 6.6977 | 4.7601 | 2.6583 | 2.3633 | 0.6876 | 9.2879 | 0.78146 | 27.2364 | 0 | 27.2364 | 3.314% | CZ3B | 0.00048483 | 0.00034457 | 0.00019243 | 0.00017108 | 4.9773e-05 | 0.00067233 | 5.6568e-05 | 0.0019716 | 0 | 0.0019716 | 3.314%
CZ3C | 0.071362 | 0.03559 | 0.028976 | 0.039066 | 0.011315 | 0.17716 | 0.01286 | 0.37632 | 0 | 0.37632 | 0.4089% | CZ3C | 1.5238 | 0.75994 | 0.6187 | 0.83416 | 0.24161 | 3.7827 | 0.27459 | 8.0355 | 0 | 8.0355 | 0.4089% | CZ3C | 1.5238 | 0.75994 | 0.6187 | 0.83416 | 0.24161 | 3.7827 | 0.27459 | 8.0355 | 0 | 8.0355 | 0.4089% | CZ3C | 0 | 0 | 0 | 0 | 0 | 0 | 0 | 0 |  |  | 0.4089% | CZ3C | 0 | 0 | 0 | 0 | 0 | 0 | 0 | 0 |  |  | 0.4089% | CZ3C | 4.3122 | 2.1506 | 1.7509 | 2.3607 | 0.68376 | 10.7051 | 0.7771 | 22.7404 | 0 | 22.7404 | 0.4089% | CZ3C | 0.00031215 | 0.00015568 | 0.00012675 | 0.00017088 | 4.9495e-05 | 0.00077492 | 5.6252e-05 | 0.0016461 | 0 | 0.0016461 | 0.4089%
CZ4A | 0.27222 | 0.025928 | 0.049806 | 0.038245 | 0.010133 | 0.1784 | 0.011516 | 0.58625 | 0 | 0.58625 | 17.22% | CZ4A | 5.8127 | 0.55364 | 1.0635 | 0.81662 | 0.21636 | 3.8093 | 0.2459 | 12.518 | 0 | 12.518 | 17.22% | CZ4A | 5.8127 | 0.55364 | 1.0635 | 0.81662 | 0.21636 | 3.8093 | 0.2459 | 12.518 | 0 | 12.518 | 17.22% | CZ4A | 0 | 0 | 0 | 0 | 0 | 0 | 0 | 0 |  |  | 17.22% | CZ4A | 0 | 0 | 0 | 0 | 0 | 0 | 0 | 0 |  |  | 17.22% | CZ4A | 16.4499 | 1.5668 | 3.0097 | 2.311 | 0.6123 | 10.7804 | 0.69589 | 35.426 | 0 | 35.426 | 17.22% | CZ4A | 0.0011908 | 0.00011342 | 0.00021786 | 0.00016729 | 4.4323e-05 | 0.00078037 | 5.0374e-05 | 0.0025644 | 0 | 0.0025644 | 17.22%
CZ4B | 0.17852 | 0.030584 | 0.045476 | 0.039214 | 0.011528 | 0.19628 | 0.013101 | 0.5147 | 0 | 0.5147 | 0.282% | CZ4B | 3.8119 | 0.65305 | 0.97103 | 0.83731 | 0.24614 | 4.1911 | 0.27974 | 10.9903 | 0 | 10.9903 | 0.282% | CZ4B | 3.8119 | 0.65305 | 0.97103 | 0.83731 | 0.24614 | 4.1911 | 0.27974 | 10.9903 | 0 | 10.9903 | 0.282% | CZ4B | 0 | 0 | 0 | 0 | 0 | 0 | 0 | 0 |  |  | 0.282% | CZ4B | 0 | 0 | 0 | 0 | 0 | 0 | 0 | 0 |  |  | 0.282% | CZ4B | 10.7876 | 1.8481 | 2.748 | 2.3696 | 0.69658 | 11.8609 | 0.79168 | 31.1025 | 0 | 31.1025 | 0.282% | CZ4B | 0.00078089 | 0.00013378 | 0.00019892 | 0.00017153 | 5.0424e-05 | 0.00085858 | 5.7308e-05 | 0.0022514 | 0 | 0.0022514 | 0.282%
CZ4C | 0.1951 | -0.0053996 | -0.012482 | 0.039178 | 0.011477 | 0.20733 | 0.013043 | 0.44824 | 0 | 0.44824 | 1.184% | CZ4C | 4.1658 | -0.1153 | -0.26652 | 0.83656 | 0.24506 | 4.427 | 0.27851 | 9.5711 | 0 | 9.5711 | 1.184% | CZ4C | 4.1658 | -0.1153 | -0.26652 | 0.83656 | 0.24506 | 4.427 | 0.27851 | 9.5711 | 0 | 9.5711 | 1.184% | CZ4C | 0 | 0 | 0 | 0 | 0 | 0 | 0 | 0 |  |  | 1.184% | CZ4C | 0 | 0 | 0 | 0 | 0 | 0 | 0 | 0 |  |  | 1.184% | CZ4C | 11.7892 | -0.32629 | -0.75425 | 2.3675 | 0.69351 | 12.5283 | 0.78819 | 27.0861 | 0 | 27.0861 | 1.184% | CZ4C | 0.00085339 | -2.3619e-05 | -5.4599e-05 | 0.00017137 | 5.0202e-05 | 0.00090689 | 5.7055e-05 | 0.0019607 | 0 | 0.0019607 | 1.184%
CZ5A | 0.40688 | 0.0096417 | 0.015672 | 0.037852 | 0.0095677 | 0.20389 | 0 | 0.6835 | 0 | 0.6835 | 3.026% | CZ5A | 8.6879 | 0.20587 | 0.33465 | 0.80824 | 0.2043 | 4.3536 | 0 | 14.5946 | 0 | 14.5946 | 3.026% | CZ5A | 8.6879 | 0.20587 | 0.33465 | 0.80824 | 0.2043 | 4.3536 | 0 | 14.5946 | 0 | 14.5946 | 3.026% | CZ5A | 0 | 0 | 0 | 0 | 0 | 0 | 0 | 0 |  |  | 3.026% | CZ5A | 0 | 0 | 0 | 0 | 0 | 0 | 0 | 0 |  |  | 3.026% | CZ5A | 24.5868 | 0.58262 | 0.94705 | 2.2873 | 0.57816 | 12.3207 | 0 | 41.3026 | 0 | 41.3026 | 3.026% | CZ5A | 0.0017798 | 4.2175e-05 | 6.8555e-05 | 0.00016557 | 4.1851e-05 | 0.00089187 | 0 | 0.0029898 | 0 | 0.0029898 | 3.026%
CZ5B | 0.32116 | 0.017711 | 0.010701 | 0.038692 | 0.010776 | 0.22114 | 0 | 0.62017 | 0 | 0.62017 | 2.323% | CZ5B | 6.8575 | 0.37818 | 0.22849 | 0.82617 | 0.2301 | 4.7219 | 0 | 13.2423 | 0 | 13.2423 | 2.323% | CZ5B | 6.8575 | 0.37818 | 0.22849 | 0.82617 | 0.2301 | 4.7219 | 0 | 13.2423 | 0 | 13.2423 | 2.323% | CZ5B | 0 | 0 | 0 | 0 | 0 | 0 | 0 | 0 |  |  | 2.323% | CZ5B | 0 | 0 | 0 | 0 | 0 | 0 | 0 | 0 |  |  | 2.323% | CZ5B | 19.4068 | 1.0702 | 0.64661 | 2.338 | 0.65118 | 13.3628 | 0 | 37.4757 | 0 | 37.4757 | 2.323% | CZ5B | 0.0014048 | 7.7472e-05 | 4.6807e-05 | 0.00016925 | 4.7138e-05 | 0.0009673 | 0 | 0.0027128 | 0 | 0.0027128 | 2.323%
CZ5C | 0.19197 | -0.0023098 | -0.011808 | 0.039179 | 0.011478 | 0.24269 | 0 | 0.47121 | 0 | 0.47121 | 0.0828% | CZ5C | 4.0991 | -0.04932 | -0.25214 | 0.83658 | 0.24509 | 5.1821 | 0 | 10.0615 | 0 | 10.0615 | 0.0828% | CZ5C | 4.0991 | -0.04932 | -0.25214 | 0.83658 | 0.24509 | 5.1821 | 0 | 10.0615 | 0 | 10.0615 | 0.0828% | CZ5C | 0 | 0 | 0 | 0 | 0 | 0 | 0 | 0 |  |  | 0.0828% | CZ5C | 0 | 0 | 0 | 0 | 0 | 0 | 0 | 0 |  |  | 0.0828% | CZ5C | 11.6005 | -0.13958 | -0.71355 | 2.3675 | 0.69361 | 14.6655 | 0 | 28.474 | 0 | 28.474 | 0.0828% | CZ5C | 0.00083973 | -1.0104e-05 | -5.1652e-05 | 0.00017138 | 5.0209e-05 | 0.0010616 | 0 | 0.0020612 | 0 | 0.0020612 | 0.0828%
CZ6A | 0.70387 | 0.018026 | 0.045741 | 0.037967 | 0.0097327 | 0.2 | 0 | 1.0153 | 0 | 1.0153 | 1.107% | CZ6A | 15.0294 | 0.3849 | 0.97669 | 0.81068 | 0.20782 | 4.2705 | 0 | 21.68 | 0 | 21.68 | 1.107% | CZ6A | 15.0294 | 0.3849 | 0.97669 | 0.81068 | 0.20782 | 4.2705 | 0 | 21.68 | 0 | 21.68 | 1.107% | CZ6A | 0 | 0 | 0 | 0 | 0 | 0 | 0 | 0 |  |  | 1.107% | CZ6A | 0 | 0 | 0 | 0 | 0 | 0 | 0 | 0 |  |  | 1.107% | CZ6A | 42.5333 | 1.0893 | 2.764 | 2.2942 | 0.58812 | 12.0855 | 0 | 61.3544 | 0 | 61.3544 | 1.107% | CZ6A | 0.0030789 | 7.8849e-05 | 0.00020008 | 0.00016607 | 4.2573e-05 | 0.00087484 | 0 | 0.0044413 | 0 | 0.0044413 | 1.107%
CZ6B | 0.48685 | 0.012441 | 0.029963 | 0.038444 | 0.01042 | 0.20759 | 0 | 0.78572 | 0 | 0.78572 | 0.3686% | CZ6B | 10.3956 | 0.26564 | 0.63979 | 0.82088 | 0.2225 | 4.4327 | 0 | 16.7771 | 0 | 16.7771 | 0.3686% | CZ6B | 10.3956 | 0.26564 | 0.63979 | 0.82088 | 0.2225 | 4.4327 | 0 | 16.7771 | 0 | 16.7771 | 0.3686% | CZ6B | 0 | 0 | 0 | 0 | 0 | 0 | 0 | 0 |  |  | 0.3686% | CZ6B | 0 | 0 | 0 | 0 | 0 | 0 | 0 | 0 |  |  | 0.3686% | CZ6B | 29.4196 | 0.75176 | 1.8106 | 2.3231 | 0.62967 | 12.5445 | 0 | 47.4792 | 0 | 47.4792 | 0.3686% | CZ6B | 0.0021296 | 5.4418e-05 | 0.00013106 | 0.00016816 | 4.558e-05 | 0.00090806 | 0 | 0.0034369 | 0 | 0.0034369 | 0.3686%
CZ7 | 0.79943 | 0.012916 | 0.056861 | 0.038413 | 0.010375 | 0.22781 | 0 | 1.1458 | 0 | 1.1458 | 0.202% | CZ7 | 17.0698 | 0.27578 | 1.2141 | 0.82022 | 0.22154 | 4.8644 | 0 | 24.4659 | 0 | 24.4659 | 0.202% | CZ7 | 17.0698 | 0.27578 | 1.2141 | 0.82022 | 0.22154 | 4.8644 | 0 | 24.4659 | 0 | 24.4659 | 0.202% | CZ7 | 0 | 0 | 0 | 0 | 0 | 0 | 0 | 0 |  |  | 0.202% | CZ7 | 0 | 0 | 0 | 0 | 0 | 0 | 0 | 0 |  |  | 0.202% | CZ7 | 48.3075 | 0.78046 | 3.436 | 2.3212 | 0.62695 | 13.7663 | 0 | 69.2384 | 0 | 69.2384 | 0.202% | CZ7 | 0.0034969 | 5.6495e-05 | 0.00024872 | 0.00016803 | 4.5383e-05 | 0.00099651 | 0 | 0.005012 | 0 | 0.005012 | 0.202%
CZ8 | 1.0655 | 0.0036619 | 0.10979 | 0.039179 | 0.011478 | 0.27406 | 0 | 1.5037 | 0 | 1.5037 | 0.003001% | CZ8 | 22.7522 | 0.078191 | 2.3443 | 0.83658 | 0.24509 | 5.8519 | 0 | 32.1082 | 0 | 32.1082 | 0.003001% | CZ8 | 22.7522 | 0.078191 | 2.3443 | 0.83658 | 0.24509 | 5.8519 | 0 | 32.1082 | 0 | 32.1082 | 0.003001% | CZ8 | 0 | 0 | 0 | 0 | 0 | 0 | 0 | 0 |  |  | 0.003001% | CZ8 | 0 | 0 | 0 | 0 | 0 | 0 | 0 | 0 |  |  | 0.003001% | CZ8 | 64.3888 | 0.22128 | 6.6343 | 2.3675 | 0.69361 | 16.5607 | 0 | 90.8663 | 0 | 90.8663 | 0.003001% | CZ8 | 0.0046609 | 1.6018e-05 | 0.00048024 | 0.00017138 | 5.0209e-05 | 0.0011988 | 0 | 0.0065776 | 0 | 0.0065776 | 0.003001%
US Weighted | 0.15986 | 0.065639 | 0.038411 | 0.038927 | 0.011105 | 0.1613 | 0.011723 | 0.48697 | 0 | 0.48697 | 100% | US Weighted | 3.4135 | 1.4016 | 0.82016 | 0.8312 | 0.23712 | 3.4441 | 0.25032 | 10.398 | 0 | 10.398 | 100% | US Weighted | 3.4135 | 1.4016 | 0.82016 | 0.8312 | 0.23712 | 3.4441 | 0.25032 | 10.398 | 0 | 10.398 | 100% | US Weighted | 0 | 0 | 0 | 0 | 0 | 0 | 0 | 0 |  |  | 100% | US Weighted | 0 | 0 | 0 | 0 | 0 | 0 | 0 | 0 |  |  | 100% | US Weighted | 9.6603 | 3.9664 | 2.3211 | 2.3523 | 0.67104 | 9.7469 | 0.7084 | 29.4263 | 0 | 29.4263 | 100% | US Weighted | 0.00069928 | 0.00028712 | 0.00016802 | 0.00017028 | 4.8575e-05 | 0.00070555 | 5.1279e-05 | 0.0021301 | 0 | 0.0021301 | 100%
Percentage Cost Savings from IECC-Res 2006 to 2024 | [11 empty] | Percentage Site Energy Savings from IECC-Res 2006 to 2024 | [11 empty] | Percentage Electricity Savings from IECC-Res 2006 to 2024 | [11 empty] | Percentage Gas Savings from IECC-Res 2006 to 2024 | [11 empty] | Percentage Oil Savings from IECC-Res 2006 to 2024 | [11 empty] | Percentage Source Energy Savings from IECC-Res 2006 to 2024 | [11 empty] | Percentage Carbon Savings from IECC-Res 2006 to 2024
Energy Cost Index ($/sq ft/yr) | [10 empty] | Single-Family - Heat Pump | Site Energy Use Intensity (kBtu/sq ft/yr) | [10 empty] | Single-Family - Heat Pump | Electric Use Intensity (kBtu/sq ft/yr) | [10 empty] | Single-Family - Heat Pump | Gas Use Intensity (kBtu/sq ft/yr) | [10 empty] | Single-Family - Heat Pump | Oil Use Intensity (kBtu/sq ft/yr) | [10 empty] | Single-Family - Heat Pump | Source Energy Use Index (kBtu/sq ft/yr) | [10 empty] | Single-Family - Heat Pump | Carbon Emissions (ton/sq ft/yr) | [10 empty] | Single-Family - Heat Pump
Costs: Electricity: $0.1598/kWh ¦ Natural Gas: $1.391/therm ¦ Oil: $4.1392/gal | [9 empty] | Prototype Floor Area (sq ft): | 2376 | [10 empty] | Prototype Floor Area (sq ft): | 2376 | [10 empty] | Prototype Floor Area (sq ft): | 2376 | [10 empty] | Prototype Floor Area (sq ft): | 2376 | [10 empty] | Prototype Floor Area (sq ft): | 2376 | Site-to-Source Factors: Electricity: 2.83 ¦ Natural Gas: 1.1 ¦ Oil: 1.01 | [9 empty] | Prototype Floor Area (sq ft): | 2376 | Conversion [ton/kBtu]: Electricity: 4,881 ¦ Natural Gas: 18,863 ¦ Oil: 13,521 | [9 empty] | Prototype Floor Area (sq ft): | 2376
2006-2024 | Heat | Cool | Fans_Aux | Lgt_Int | Lgt_Ext | DHW | Appls | Total | PV | Net_Total | Weight | 2006-2024 | Heat | Cool | Fans_Aux | Lgt_Int | Lgt_Ext | DHW | Appls | Total | PV | Net_Total | Weight | 2006-2024 | Heat | Cool | Fans_Aux | Lgt_Int | Lgt_Ext | DHW | Appls | Total | PV | Net_Total | Weight | 2006-2024 | Heat | Cool | Fans_Aux | Lgt_Int | Lgt_Ext | DHW | Appls | Total | PV | Net_Total | Weight | 2006-2024 | Heat | Cool | Fans_Aux | Lgt_Int | Lgt_Ext | DHW | Appls | Total | PV | Net_Total | Weight | 2006-2024 | Heat | Cool | Fans_Aux | Lgt_Int | Lgt_Ext | DHW | Appls | Total | PV | Net_Total | Weight | 2006-2024 | Heat | Cool | Fans_Aux | Lgt_Int | Lgt_Ext | DHW | Appls | Total | PV | Net_Total | Weight
CZ1AWH | 49.52% | 27.98% | 34.17% | 36.02% | 45.02% | 80.64% | 2.525% | 26.16% |  | 26.16% | 2.205% | CZ1AWH | 49.52% | 27.98% | 34.17% | 36.02% | 45.02% | 80.64% | 2.525% | 26.16% |  | 26.16% | 2.205% | CZ1AWH | 49.52% | 27.98% | 34.17% | 36.02% | 45.02% | 80.64% | 2.525% | 26.16% |  | 26.16% | 2.205% | CZ1AWH | [10 empty] | 2.205% | CZ1AWH | [10 empty] | 2.205% | CZ1AWH | 49.52% | 27.98% | 34.17% | 36.02% | 45.02% | 80.64% | 2.525% | 26.16% |  | 26.16% | 2.205% | CZ1AWH | 49.52% | 27.98% | 34.17% | 36.02% | 45.02% | 80.64% | 2.525% | 26.16% |  | 26.16% | 2.205%
CZ1AWHT | 71.41% | 26.52% | 32.57% | 36.02% | 45.02% | 80.66% | 2.495% | 25.08% |  | 25.08% | 0.06378% | CZ1AWHT | 71.41% | 26.52% | 32.57% | 36.02% | 45.02% | 80.66% | 2.495% | 25.08% |  | 25.08% | 0.06378% | CZ1AWHT | 71.41% | 26.52% | 32.57% | 36.02% | 45.02% | 80.66% | 2.495% | 25.08% |  | 25.08% | 0.06378% | CZ1AWHT | [10 empty] | 0.06378% | CZ1AWHT | [10 empty] | 0.06378% | CZ1AWHT | 71.41% | 26.52% | 32.57% | 36.02% | 45.02% | 80.66% | 2.495% | 25.08% |  | 25.08% | 0.06378% | CZ1AWHT | 71.41% | 26.52% | 32.57% | 36.02% | 45.02% | 80.66% | 2.495% | 25.08% |  | 25.08% | 0.06378%
CZ1AWHTS | 13.89% | 11.23% | 24.18% | 36.02% | 45.02% | 21.06% | 2.495% | 11.49% |  | 11.49% | 0.06378% | CZ1AWHTS | 13.89% | 11.23% | 24.18% | 36.02% | 45.02% | 21.06% | 2.495% | 11.49% |  | 11.49% | 0.06378% | CZ1AWHTS | 13.89% | 11.23% | 24.18% | 36.02% | 45.02% | 21.06% | 2.495% | 11.49% |  | 11.49% | 0.06378% | CZ1AWHTS | [10 empty] | 0.06378% | CZ1AWHTS | [10 empty] | 0.06378% | CZ1AWHTS | 13.89% | 11.23% | 24.18% | 36.02% | 45.02% | 21.06% | 2.495% | 11.49% |  | 11.49% | 0.06378% | CZ1AWHTS | 13.89% | 11.23% | 24.18% | 36.02% | 45.02% | 21.06% | 2.495% | 11.49% |  | 11.49% | 0.06378%
CZ2AWH | 38.61% | 26.58% | 34.7% | 36.02% | 45.02% | 79.2% | 2.517% | 26.74% |  | 26.74% | 31.27% | CZ2AWH | 38.61% | 26.58% | 34.7% | 36.02% | 45.02% | 79.2% | 2.517% | 26.74% |  | 26.74% | 31.27% | CZ2AWH | 38.61% | 26.58% | 34.7% | 36.02% | 45.02% | 79.2% | 2.517% | 26.74% |  | 26.74% | 31.27% | CZ2AWH | [10 empty] | 31.27% | CZ2AWH | [10 empty] | 31.27% | CZ2AWH | 38.61% | 26.58% | 34.7% | 36.02% | 45.02% | 79.2% | 2.517% | 26.74% |  | 26.74% | 31.27% | CZ2AWH | 38.61% | 26.58% | 34.7% | 36.02% | 45.02% | 79.2% | 2.517% | 26.74% |  | 26.74% | 31.27%
CZ2B | 36.75% | 27.69% | 34.46% | 36.02% | 45.02% | 76.68% | 2.524% | 26.92% |  | 26.92% | 1.189% | CZ2B | 36.75% | 27.69% | 34.46% | 36.02% | 45.02% | 76.68% | 2.524% | 26.92% |  | 26.92% | 1.189% | CZ2B | 36.75% | 27.69% | 34.46% | 36.02% | 45.02% | 76.68% | 2.524% | 26.92% |  | 26.92% | 1.189% | CZ2B | [10 empty] | 1.189% | CZ2B | [10 empty] | 1.189% | CZ2B | 36.75% | 27.69% | 34.46% | 36.02% | 45.02% | 76.68% | 2.524% | 26.92% |  | 26.92% | 1.189% | CZ2B | 36.75% | 27.69% | 34.46% | 36.02% | 45.02% | 76.68% | 2.524% | 26.92% |  | 26.92% | 1.189%
CZ3A | 53.15% | 31.99% | 45.95% | 36.02% | 45.02% | 71.04% | 2.466% | 33.46% |  | 33.46% | 29.03% | CZ3A | 53.15% | 31.99% | 45.95% | 36.02% | 45.02% | 71.04% | 2.466% | 33.46% |  | 33.46% | 29.03% | CZ3A | 53.15% | 31.99% | 45.95% | 36.02% | 45.02% | 71.04% | 2.466% | 33.46% |  | 33.46% | 29.03% | CZ3A | [10 empty] | 29.03% | CZ3A | [10 empty] | 29.03% | CZ3A | 53.15% | 31.99% | 45.95% | 36.02% | 45.02% | 71.04% | 2.466% | 33.46% |  | 33.46% | 29.03% | CZ3A | 53.15% | 31.99% | 45.95% | 36.02% | 45.02% | 71.04% | 2.466% | 33.46% |  | 33.46% | 29.03%
CZ3AWH | 52.31% | 32.14% | 44.11% | 36.02% | 45.02% | 74.67% | 2.491% | 32.16% |  | 32.16% | 6.655% | CZ3AWH | 52.31% | 32.14% | 44.11% | 36.02% | 45.02% | 74.67% | 2.491% | 32.16% |  | 32.16% | 6.655% | CZ3AWH | 52.31% | 32.14% | 44.11% | 36.02% | 45.02% | 74.67% | 2.491% | 32.16% |  | 32.16% | 6.655% | CZ3AWH | [10 empty] | 6.655% | CZ3AWH | [10 empty] | 6.655% | CZ3AWH | 52.31% | 32.14% | 44.11% | 36.02% | 45.02% | 74.67% | 2.491% | 32.16% |  | 32.16% | 6.655% | CZ3AWH | 52.31% | 32.14% | 44.11% | 36.02% | 45.02% | 74.67% | 2.491% | 32.16% |  | 32.16% | 6.655%
CZ3B | 53.06% | 32.79% | 44.23% | 36.02% | 45.02% | 73.08% | 2.478% | 31.86% |  | 31.86% | 3.314% | CZ3B | 53.06% | 32.79% | 44.23% | 36.02% | 45.02% | 73.08% | 2.478% | 31.86% |  | 31.86% | 3.314% | CZ3B | 53.06% | 32.79% | 44.23% | 36.02% | 45.02% | 73.08% | 2.478% | 31.86% |  | 31.86% | 3.314% | CZ3B | [10 empty] | 3.314% | CZ3B | [10 empty] | 3.314% | CZ3B | 53.06% | 32.79% | 44.23% | 36.02% | 45.02% | 73.08% | 2.478% | 31.86% |  | 31.86% | 3.314% | CZ3B | 53.06% | 32.79% | 44.23% | 36.02% | 45.02% | 73.08% | 2.478% | 31.86% |  | 31.86% | 3.314%
CZ3C | 61.84% | 30.16% | 46.15% | 36.02% | 45.02% | 78.81% | 2.466% | 32% |  | 32% | 0.4089% | CZ3C | 61.84% | 30.16% | 46.15% | 36.02% | 45.02% | 78.81% | 2.466% | 32% |  | 32% | 0.4089% | CZ3C | 61.84% | 30.16% | 46.15% | 36.02% | 45.02% | 78.81% | 2.466% | 32% |  | 32% | 0.4089% | CZ3C | [10 empty] | 0.4089% | CZ3C | [10 empty] | 0.4089% | CZ3C | 61.84% | 30.16% | 46.15% | 36.02% | 45.02% | 78.81% | 2.466% | 32% |  | 32% | 0.4089% | CZ3C | 61.84% | 30.16% | 46.15% | 36.02% | 45.02% | 78.81% | 2.466% | 32% |  | 32% | 0.4089%
CZ4A | 49.72% | 20.86% | 45.73% | 36.02% | 45.02% | 78.58% | 2.252% | 35.58% |  | 35.58% | 17.22% | CZ4A | 49.72% | 20.86% | 45.73% | 36.02% | 45.02% | 78.58% | 2.252% | 35.58% |  | 35.58% | 17.22% | CZ4A | 49.72% | 20.86% | 45.73% | 36.02% | 45.02% | 78.58% | 2.252% | 35.58% |  | 35.58% | 17.22% | CZ4A | [10 empty] | 17.22% | CZ4A | [10 empty] | 17.22% | CZ4A | 49.72% | 20.86% | 45.73% | 36.02% | 45.02% | 78.58% | 2.252% | 35.58% |  | 35.58% | 17.22% | CZ4A | 49.72% | 20.86% | 45.73% | 36.02% | 45.02% | 78.58% | 2.252% | 35.58% |  | 35.58% | 17.22%
CZ4B | 51.23% | 19.24% | 42.35% | 36.02% | 45.02% | 79.01% | 2.504% | 33.84% |  | 33.84% | 0.282% | CZ4B | 51.23% | 19.24% | 42.35% | 36.02% | 45.02% | 79.01% | 2.504% | 33.84% |  | 33.84% | 0.282% | CZ4B | 51.23% | 19.24% | 42.35% | 36.02% | 45.02% | 79.01% | 2.504% | 33.84% |  | 33.84% | 0.282% | CZ4B | [10 empty] | 0.282% | CZ4B | [10 empty] | 0.282% | CZ4B | 51.23% | 19.24% | 42.35% | 36.02% | 45.02% | 79.01% | 2.504% | 33.84% |  | 33.84% | 0.282% | CZ4B | 51.23% | 19.24% | 42.35% | 36.02% | 45.02% | 79.01% | 2.504% | 33.84% |  | 33.84% | 0.282%
CZ4C | 49.62% | -10.1% | -16.21% | 36.02% | 45.02% | 77.28% | 2.495% | 30.94% |  | 30.94% | 1.184% | CZ4C | 49.62% | -10.1% | -16.21% | 36.02% | 45.02% | 77.28% | 2.495% | 30.94% |  | 30.94% | 1.184% | CZ4C | 49.62% | -10.1% | -16.21% | 36.02% | 45.02% | 77.28% | 2.495% | 30.94% |  | 30.94% | 1.184% | CZ4C | [10 empty] | 1.184% | CZ4C | [10 empty] | 1.184% | CZ4C | 49.62% | -10.1% | -16.21% | 36.02% | 45.02% | 77.28% | 2.495% | 30.94% |  | 30.94% | 1.184% | CZ4C | 49.62% | -10.1% | -16.21% | 36.02% | 45.02% | 77.28% | 2.495% | 30.94% |  | 30.94% | 1.184%
CZ5A | 52.18% | 13.99% | 12.3% | 36.02% | 45.02% | 86.46% | 0% | 37.05% |  | 37.05% | 3.026% | CZ5A | 52.18% | 13.99% | 12.3% | 36.02% | 45.02% | 86.46% | 0% | 37.05% |  | 37.05% | 3.026% | CZ5A | 52.18% | 13.99% | 12.3% | 36.02% | 45.02% | 86.46% | 0% | 37.05% |  | 37.05% | 3.026% | CZ5A | [10 empty] | 3.026% | CZ5A | [10 empty] | 3.026% | CZ5A | 52.18% | 13.99% | 12.3% | 36.02% | 45.02% | 86.46% | 0% | 37.05% |  | 37.05% | 3.026% | CZ5A | 52.18% | 13.99% | 12.3% | 36.02% | 45.02% | 86.46% | 0% | 37.05% |  | 37.05% | 3.026%
CZ5B | 50.68% | 16.71% | 8.418% | 36.02% | 45.02% | 85.88% | 0% | 34.99% |  | 34.99% | 2.323% | CZ5B | 50.68% | 16.71% | 8.418% | 36.02% | 45.02% | 85.88% | 0% | 34.99% |  | 34.99% | 2.323% | CZ5B | 50.68% | 16.71% | 8.418% | 36.02% | 45.02% | 85.88% | 0% | 34.99% |  | 34.99% | 2.323% | CZ5B | [10 empty] | 2.323% | CZ5B | [10 empty] | 2.323% | CZ5B | 50.68% | 16.71% | 8.418% | 36.02% | 45.02% | 85.88% | 0% | 34.99% |  | 34.99% | 2.323% | CZ5B | 50.68% | 16.71% | 8.418% | 36.02% | 45.02% | 85.88% | 0% | 34.99% |  | 34.99% | 2.323%
CZ5C | 45.39% | -5.879% | -15.32% | 36.02% | 45.02% | 86.86% | 0% | 31.93% |  | 31.93% | 0.0828% | CZ5C | 45.39% | -5.879% | -15.32% | 36.02% | 45.02% | 86.86% | 0% | 31.93% |  | 31.93% | 0.0828% | CZ5C | 45.39% | -5.879% | -15.32% | 36.02% | 45.02% | 86.86% | 0% | 31.93% |  | 31.93% | 0.0828% | CZ5C | [10 empty] | 0.0828% | CZ5C | [10 empty] | 0.0828% | CZ5C | 45.39% | -5.879% | -15.32% | 36.02% | 45.02% | 86.86% | 0% | 31.93% |  | 31.93% | 0.0828% | CZ5C | 45.39% | -5.879% | -15.32% | 36.02% | 45.02% | 86.86% | 0% | 31.93% |  | 31.93% | 0.0828%
CZ6A | 52.95% | 22.8% | 24.99% | 36.02% | 45.02% | 77.86% | 0% | 40.88% |  | 40.88% | 1.107% | CZ6A | 52.95% | 22.8% | 24.99% | 36.02% | 45.02% | 77.86% | 0% | 40.88% |  | 40.88% | 1.107% | CZ6A | 52.95% | 22.8% | 24.99% | 36.02% | 45.02% | 77.86% | 0% | 40.88% |  | 40.88% | 1.107% | CZ6A | [10 empty] | 1.107% | CZ6A | [10 empty] | 1.107% | CZ6A | 52.95% | 22.8% | 24.99% | 36.02% | 45.02% | 77.86% | 0% | 40.88% |  | 40.88% | 1.107% | CZ6A | 52.95% | 22.8% | 24.99% | 36.02% | 45.02% | 77.86% | 0% | 40.88% |  | 40.88% | 1.107%
CZ6B | 49.97% | 18.6% | 18.7% | 36.02% | 45.02% | 77.09% | 0% | 37.16% |  | 37.16% | 0.3686% | CZ6B | 49.97% | 18.6% | 18.7% | 36.02% | 45.02% | 77.09% | 0% | 37.16% |  | 37.16% | 0.3686% | CZ6B | 49.97% | 18.6% | 18.7% | 36.02% | 45.02% | 77.09% | 0% | 37.16% |  | 37.16% | 0.3686% | CZ6B | [10 empty] | 0.3686% | CZ6B | [10 empty] | 0.3686% | CZ6B | 49.97% | 18.6% | 18.7% | 36.02% | 45.02% | 77.09% | 0% | 37.16% |  | 37.16% | 0.3686% | CZ6B | 49.97% | 18.6% | 18.7% | 36.02% | 45.02% | 77.09% | 0% | 37.16% |  | 37.16% | 0.3686%
CZ7 | 50.82% | 21.1% | 26.61% | 36.02% | 45.02% | 77.41% | 0% | 41.14% |  | 41.14% | 0.202% | CZ7 | 50.82% | 21.1% | 26.61% | 36.02% | 45.02% | 77.41% | 0% | 41.14% |  | 41.14% | 0.202% | CZ7 | 50.82% | 21.1% | 26.61% | 36.02% | 45.02% | 77.41% | 0% | 41.14% |  | 41.14% | 0.202% | CZ7 | [10 empty] | 0.202% | CZ7 | [10 empty] | 0.202% | CZ7 | 50.82% | 21.1% | 26.61% | 36.02% | 45.02% | 77.41% | 0% | 41.14% |  | 41.14% | 0.202% | CZ7 | 50.82% | 21.1% | 26.61% | 36.02% | 45.02% | 77.41% | 0% | 41.14% |  | 41.14% | 0.202%
CZ8 | 48.22% | 9.458% | 33.73% | 36.02% | 45.02% | 76.87% | 0% | 41.92% |  | 41.92% | 0.003001% | CZ8 | 48.22% | 9.458% | 33.73% | 36.02% | 45.02% | 76.87% | 0% | 41.92% |  | 41.92% | 0.003001% | CZ8 | 48.22% | 9.458% | 33.73% | 36.02% | 45.02% | 76.87% | 0% | 41.92% |  | 41.92% | 0.003001% | CZ8 | [10 empty] | 0.003001% | CZ8 | [10 empty] | 0.003001% | CZ8 | 48.22% | 9.458% | 33.73% | 36.02% | 45.02% | 76.87% | 0% | 41.92% |  | 41.92% | 0.003001% | CZ8 | 48.22% | 9.458% | 33.73% | 36.02% | 45.02% | 76.87% | 0% | 41.92% |  | 41.92% | 0.003001%
US Weighted | 50.46% | 27.68% | 38.34% | 36.02% | 45.02% | 76.56% | 2.256% | 32.09% |  | 32.09% | 100% | US Weighted | 50.46% | 27.68% | 38.34% | 36.02% | 45.02% | 76.56% | 2.256% | 32.09% |  | 32.09% | 100% | US Weighted | 50.46% | 27.68% | 38.34% | 36.02% | 45.02% | 76.56% | 2.256% | 32.09% |  | 32.09% | 100% | US Weighted | [10 empty] | 100% | US Weighted | [10 empty] | 100% | US Weighted | 50.46% | 27.68% | 38.34% | 36.02% | 45.02% | 76.56% | 2.256% | 32.09% |  | 32.09% | 100% | US Weighted | 50.46% | 27.68% | 38.34% | 36.02% | 45.02% | 76.56% | 2.256% | 32.09% |  | 32.09% | 100%

## SF.Oil
End-Use Cost Summary for IECC-Res 2024 | [11 empty] | Site Energy Summary for IECC-Res 2024 | [11 empty] | Electric Summary for IECC-Res 2024 | [11 empty] | Gas Summary for IECC-Res 2024 | [11 empty] | Oil Summary for IECC-Res 2024 | [11 empty] | Source Energy Use Index for IECC-Res 2024 (kBtu/sq ft/yr) | [11 empty] | Carbon Emissions Summary for IECC-Res 2024
Building Type: Single-Family - Oil Furnace | [11 empty] | Building Type: Single-Family - Oil Furnace | [11 empty] | Building Type: Single-Family - Oil Furnace | [11 empty] | Building Type: Single-Family - Oil Furnace | [11 empty] | Building Type: Single-Family - Oil Furnace | [11 empty] | Building Type: Single-Family - Oil Furnace | [11 empty] | Building Type: Single-Family - Oil Furnace
US Weighted Results | [8 empty] | Prototype Floor Area (sq ft): | 2376 |  | US Weighted Results | [8 empty] | Prototype Floor Area (sq ft): | 2376 |  | US Weighted Results | [8 empty] | Prototype Floor Area (sq ft): | 2376 |  | US Weighted Results | [8 empty] | Prototype Floor Area (sq ft): | 2376 |  | US Weighted Results | [8 empty] | Prototype Floor Area (sq ft): | 2376 |  | US Weighted Results | [8 empty] | Prototype Floor Area (sq ft): | 2376 |  | US Weighted Results | [8 empty] | Prototype Floor Area (sq ft): | 2376
| Heat | Cool | Fans_Aux | Lgt_Int | Lgt_Ext | DHW | Appls | Total | PV | Net_Total |  |  | Heat | Cool | Fans_Aux | Lgt_Int | Lgt_Ext | DHW | Appls | Total | PV | Net_Total |  |  | Heat | Cool | Fans_Aux | Lgt_Int | Lgt_Ext | DHW | Appls | Total | PV | Net_Total |  |  | Heat | Cool | Fans_Aux | Lgt_Int | Lgt_Ext | DHW | Appls | Total | PV | Net_Total |  |  | Heat | Cool | Fans_Aux | Lgt_Int | Lgt_Ext | DHW | Appls | Total | PV | Net_Total |  |  | Heat | Cool | Fans_Aux | Lgt_Int | Lgt_Ext | DHW | Appls | Total | PV | Net_Total |  |  | Heat | Cool | Fans_Aux | Lgt_Int | Lgt_Ext | DHW | Appls | Total | PV | Net_Total
By IECC-Res edition: | [11 empty] | By IECC-Res edition: | [11 empty] | By IECC-Res edition: | [11 empty] | By IECC-Res edition: | [11 empty] | By IECC-Res edition: | [11 empty] | By IECC-Res edition: | [11 empty] | By IECC-Res edition:
STD2024 | 0.4388 | 0.081422 | 0.048113 | 0.068032 | 0.012451 | 0.09611 | 0.50209 | 1.247 | 0 | 1.247 |  | STD2024 | 14.6824 | 1.7386 | 1.0273 | 1.4527 | 0.26586 | 3.8574 | 10.721 | 33.7452 | 0 | 33.7452 |  | STD2024 | 0 | 1.7386 | 1.0273 | 1.4527 | 0.26586 | 0 | 10.721 | 15.2054 | 0 | 15.2054 |  | STD2024 | 0 | 0 | 0 | 0 | 0 | 1.1997 | 0 | 1.1997 |  |  |  | STD2024 | 14.6824 | 0 | 0 | 0 | 0 | 2.6577 | 0 | 17.3401 |  |  |  | STD2024 | 14.8293 | 4.9201 | 2.9073 | 4.111 | 0.75238 | 4.0039 | 30.3405 | 61.8645 | 0 | 61.8645 |  | STD2024 | 0.0010859 | 0.00035616 | 0.00021046 | 0.00029759 | 5.4463e-05 | 0.00026015 | 0.0021963 | 0.004461 | 0 | 0.004461
STD2021 | 0.5758 | 0.093122 | 0.048372 | 0.068032 | 0.012451 | 0.085847 | 0.51214 | 1.3958 | 0 | 1.3958 |  | STD2021 | 19.2665 | 1.9884 | 1.0329 | 1.4527 | 0.26586 | 1.8333 | 10.9354 | 36.775 | 0 | 36.775 |  | STD2021 | 0 | 1.9884 | 1.0329 | 1.4527 | 0.26586 | 1.8326 | 10.9354 | 17.5078 | 0 | 17.5078 |  | STD2021 | 0 | 0 | 0 | 0 | 0 | 0 | 0 | 0 |  |  |  | STD2021 | 19.2665 | 0 | 0 | 0 | 0 | 0.00076002 | 0 | 19.2673 |  |  |  | STD2021 | 19.4592 | 5.6271 | 2.923 | 4.111 | 0.75238 | 5.1869 | 30.9472 | 69.0069 | 0 | 69.0069 |  | STD2021 | 0.0014249 | 0.00040733 | 0.00021159 | 0.00029759 | 5.4463e-05 | 0.00037547 | 0.0022402 | 0.0050115 | 0 | 0.0050115
STD2018 | 0.54147 | 0.1048 | 0.062537 | 0.072575 | 0.01366 | 0.20779 | 0.51214 | 1.515 | 0 | 1.515 |  | STD2018 | 18.1179 | 2.2377 | 1.3353 | 1.5497 | 0.29169 | 6.9527 | 10.9354 | 41.4204 | 0 | 41.4204 |  | STD2018 | 0 | 2.2377 | 1.3353 | 1.5497 | 0.29169 | 0 | 10.9354 | 16.3498 | 0 | 16.3498 |  | STD2018 | 0 | 0 | 0 | 0 | 0 | 0 | 0 | 0 |  |  |  | STD2018 | 18.1179 | 0 | 0 | 0 | 0 | 6.9527 | 0 | 25.0706 |  |  |  | STD2018 | 18.2991 | 6.3327 | 3.779 | 4.3856 | 0.82547 | 7.0222 | 30.9472 | 71.5912 | 0 | 71.5912 |  | STD2018 | 0.00134 | 0.00045841 | 0.00027355 | 0.00031746 | 5.9754e-05 | 0.00051421 | 0.0022402 | 0.0052035 | 0 | 0.0052035
STD2015 | 0.55365 | 0.10467 | 0.062808 | 0.077774 | 0.015045 | 0.20778 | 0.51214 | 1.5339 | 0 | 1.5339 |  | STD2015 | 18.5255 | 2.235 | 1.3411 | 1.6607 | 0.32124 | 6.9526 | 10.9354 | 41.9715 | 0 | 41.9715 |  | STD2015 | 0 | 2.235 | 1.3411 | 1.6607 | 0.32124 | 0 | 10.9354 | 16.4935 | 0 | 16.4935 |  | STD2015 | 0 | 0 | 0 | 0 | 0 | 0 | 0 | 0 |  |  |  | STD2015 | 18.5255 | 0 | 0 | 0 | 0 | 6.9526 | 0 | 25.4781 |  |  |  | STD2015 | 18.7107 | 6.325 | 3.7953 | 4.6997 | 0.90911 | 7.0221 | 30.9472 | 72.4093 | 0 | 72.4093 |  | STD2015 | 0.0013701 | 0.00045785 | 0.00027474 | 0.0003402 | 6.5808e-05 | 0.0005142 | 0.0022402 | 0.0052631 | 0 | 0.0052631
STD2012 | 0.55467 | 0.10467 | 0.062846 | 0.077774 | 0.015045 | 0.2083 | 0.51214 | 1.5354 | 0 | 1.5354 |  | STD2012 | 18.5596 | 2.2349 | 1.3419 | 1.6607 | 0.32124 | 6.9699 | 10.9354 | 42.0237 | 0 | 42.0237 |  | STD2012 | 0 | 2.2349 | 1.3419 | 1.6607 | 0.32124 | 0 | 10.9354 | 16.4942 | 0 | 16.4942 |  | STD2012 | 0 | 0 | 0 | 0 | 0 | 0 | 0 | 0 |  |  |  | STD2012 | 18.5596 | 0 | 0 | 0 | 0 | 6.9699 | 0 | 25.5296 |  |  |  | STD2012 | 18.7452 | 6.3247 | 3.7977 | 4.6997 | 0.90911 | 7.0396 | 30.9472 | 72.4633 | 0 | 72.4633 |  | STD2012 | 0.0013726 | 0.00045783 | 0.0002749 | 0.0003402 | 6.5808e-05 | 0.00051548 | 0.0022402 | 0.005267 | 0 | 0.005267
STD2009 | 0.95932 | 0.11396 | 0.072287 | 0.087699 | 0.017687 | 0.22551 | 0.51214 | 1.9886 | 0 | 1.9886 |  | STD2009 | 32.0993 | 2.4334 | 1.5435 | 1.8726 | 0.37766 | 7.5456 | 10.9354 | 56.8075 | 0 | 56.8075 |  | STD2009 | 0 | 2.4334 | 1.5435 | 1.8726 | 0.37766 | 0 | 10.9354 | 17.1626 | 0 | 17.1626 |  | STD2009 | 0 | 0 | 0 | 0 | 0 | 0 | 0 | 0 |  |  |  | STD2009 | 32.0993 | 0 | 0 | 0 | 0 | 7.5456 | 0 | 39.6449 |  |  |  | STD2009 | 32.4203 | 6.8865 | 4.3681 | 5.2995 | 1.0688 | 7.621 | 30.9472 | 88.6115 | 0 | 88.6115 |  | STD2009 | 0.002374 | 0.00049849 | 0.0003162 | 0.00038362 | 7.7367e-05 | 0.00055805 | 0.0022402 | 0.0064479 | 0 | 0.0064479
STD2006 | 1.0611 | 0.12253 | 0.076457 | 0.10633 | 0.022648 | 0.22545 | 0.51214 | 2.1266 | 0 | 2.1266 |  | STD2006 | 35.504 | 2.6164 | 1.6326 | 2.2705 | 0.48359 | 7.5436 | 10.9354 | 60.9861 | 0 | 60.9861 |  | STD2006 | 0 | 2.6164 | 1.6326 | 2.2705 | 0.48359 | 0 | 10.9354 | 17.9385 | 0 | 17.9385 |  | STD2006 | 0 | 0 | 0 | 0 | 0 | 0 | 0 | 0 |  |  |  | STD2006 | 35.504 | 0 | 0 | 0 | 0 | 7.5436 | 0 | 43.0476 |  |  |  | STD2006 | 35.859 | 7.4044 | 4.6201 | 6.4255 | 1.3686 | 7.6191 | 30.9472 | 94.2439 | 0 | 94.2439 |  | STD2006 | 0.0026258 | 0.00053599 | 0.00033444 | 0.00046512 | 9.9067e-05 | 0.00055791 | 0.0022402 | 0.0068585 | 0 | 0.0068585
Savings between editions: | [11 empty] | Savings between editions: | [11 empty] | Savings between editions: | [11 empty] | Savings between editions: | [11 empty] | Savings between editions: | [11 empty] | Savings between editions: | [11 empty] | Savings between editions:
2006-2009 | 0.10175 | 0.0085712 | 0.0041705 | 0.018634 | 0.004961 | -5.8166e-05 | 0 | 0.13803 | 0 | 0.13803 |  | 2006-2009 | 3.4046 | 0.18302 | 0.089052 | 0.39787 | 0.10593 | -0.0019463 | 0 | 4.1786 | 0 | 4.1786 |  | 2006-2009 | 0 | 0.18302 | 0.089052 | 0.39787 | 0.10593 | 0 | 0 | 0.77587 | 0 | 0.77587 |  | 2006-2009 | 0 | 0 | 0 | 0 | 0 | 0 | 0 | 0 |  |  |  | 2006-2009 | 3.4046 | 0 | 0 | 0 | 0 | -0.0019463 | 0 | 3.4027 |  |  |  | 2006-2009 | 3.4387 | 0.51794 | 0.25202 | 1.126 | 0.29978 | -0.0019657 | 0 | 5.6324 | 0 | 5.6324 |  | 2006-2009 | 0.0002518 | 3.7492e-05 | 1.8243e-05 | 8.1507e-05 | 2.17e-05 | -1.4394e-07 | 0 | 0.0004106 | 0 | 0.0004106
2009-2012 | 0.40465 | 0.0092959 | 0.0094404 | 0.009925 | 0.0026424 | 0.017204 | 0 | 0.45315 | 0 | 0.45315 |  | 2009-2012 | 13.5397 | 0.19849 | 0.20158 | 0.21192 | 0.056422 | 0.57567 | 0 | 14.7838 | 0 | 14.7838 |  | 2009-2012 | 0 | 0.19849 | 0.20158 | 0.21192 | 0.056422 | 0 | 0 | 0.66841 | 0 | 0.66841 |  | 2009-2012 | 0 | 0 | 0 | 0 | 0 | 0 | 0 | 0 |  |  |  | 2009-2012 | 13.5397 | 0 | 0 | 0 | 0 | 0.57567 | 0 | 14.1154 |  |  |  | 2009-2012 | 13.6751 | 0.56173 | 0.57046 | 0.59975 | 0.15967 | 0.58143 | 0 | 16.1481 | 0 | 16.1481 |  | 2009-2012 | 0.0010014 | 4.0662e-05 | 4.1294e-05 | 4.3414e-05 | 1.1558e-05 | 4.2575e-05 | 0 | 0.0011809 | 0 | 0.0011809
2012-2015 | 0.0010217 | -4.8775e-06 | 3.8299e-05 | 0 | 0 | 0.00051774 | 0 | 0.0015729 | 0 | 0.0015729 |  | 2012-2015 | 0.034188 | -0.00010415 | 0.00081779 | 0 | 0 | 0.017324 | 0 | 0.052226 | 0 | 0.052226 |  | 2012-2015 | 0 | -0.00010415 | 0.00081779 | 0 | 0 | 0 | 0 | 0.00071364 | 0 | 0.00071364 |  | 2012-2015 | 0 | 0 | 0 | 0 | 0 | 0 | 0 | 0 |  |  |  | 2012-2015 | 0.034188 | 0 | 0 | 0 | 0 | 0.017324 | 0 | 0.051512 |  |  |  | 2012-2015 | 0.03453 | -0.00029474 | 0.0023143 | 0 | 0 | 0.017497 | 0 | 0.054047 | 0 | 0.054047 |  | 2012-2015 | 2.5285e-06 | -2.1335e-08 | 1.6753e-07 | 0 | 0 | 1.2812e-06 | 0 | 3.9559e-06 | 0 | 3.9559e-06
2015-2018 | 0.012181 | -0.00012683 | 0.00027077 | 0.0051992 | 0.0013842 | -3.132e-06 | 0 | 0.018905 | 0 | 0.018905 |  | 2015-2018 | 0.40757 | -0.0027081 | 0.0057817 | 0.11102 | 0.029555 | -0.0001048 | 0 | 0.55111 | 0 | 0.55111 |  | 2015-2018 | 0 | -0.0027081 | 0.0057817 | 0.11102 | 0.029555 | 0 | 0 | 0.14365 | 0 | 0.14365 |  | 2015-2018 | 0 | 0 | 0 | 0 | 0 | 0 | 0 | 0 |  |  |  | 2015-2018 | 0.40757 | 0 | 0 | 0 | 0 | -0.0001048 | 0 | 0.40746 |  |  |  | 2015-2018 | 0.41164 | -0.0076639 | 0.016362 | 0.31418 | 0.083641 | -0.00010585 | 0 | 0.81805 | 0 | 0.81805 |  | 2015-2018 | 3.0143e-05 | -5.5477e-07 | 1.1844e-06 | 2.2743e-05 | 6.0546e-06 | -7.7507e-09 | 0 | 5.9562e-05 | 0 | 5.9562e-05
2018-2021 | -0.034327 | 0.011676 | 0.014165 | 0.0045428 | 0.0012096 | 0.12194 | 0 | 0.11921 | 0 | 0.11921 |  | 2018-2021 | -1.1486 | 0.24931 | 0.30246 | 0.097001 | 0.025828 | 5.1194 | 0 | 4.6454 | 0 | 4.6454 |  | 2018-2021 | 0 | 0.24931 | 0.30246 | 0.097001 | 0.025828 | -1.8326 | 0 | -1.158 | 0 | -1.158 |  | 2018-2021 | 0 | 0 | 0 | 0 | 0 | 0 | 0 | 0 |  |  |  | 2018-2021 | -1.1486 | 0 | 0 | 0 | 0 | 6.9519 | 0 | 5.8033 |  |  |  | 2018-2021 | -1.1601 | 0.70555 | 0.85596 | 0.27451 | 0.073092 | 1.8353 | 0 | 2.5843 | 0 | 2.5843 |  | 2018-2021 | -8.4948e-05 | 5.1073e-05 | 6.1961e-05 | 1.9871e-05 | 5.291e-06 | 0.00013873 | 0 | 0.00019198 | 0 | 0.00019198
2021-2024 | 0.137 | 0.0117 | 0.00025953 | 0 | 0 | -0.010263 | 0.010041 | 0.14874 | 0 | 0.14874 |  | 2021-2024 | 4.5841 | 0.24982 | 0.0055417 | 0 | 0 | -2.024 | 0.21441 | 3.0298 | 0 | 3.0298 |  | 2021-2024 | 0 | 0.24982 | 0.0055417 | 0 | 0 | 1.8326 | 0.21441 | 2.3023 | 0 | 2.3023 |  | 2021-2024 | 0 | 0 | 0 | 0 | 0 | -1.1997 | 0 | -1.1997 |  |  |  | 2021-2024 | 4.5841 | 0 | 0 | 0 | 0 | -2.6569 | 0 | 1.9271 |  |  |  | 2021-2024 | 4.6299 | 0.70699 | 0.015683 | 0 | 0 | 1.183 | 0.60678 | 7.1424 | 0 | 7.1424 |  | 2021-2024 | 0.00033903 | 5.1177e-05 | 1.1352e-06 | 0 | 0 | 0.00011532 | 4.3924e-05 | 0.00055058 | 0 | 0.00055058
2006-2024 | 0.62227 | 0.041111 | 0.028345 | 0.038301 | 0.010197 | 0.12934 | 0.010041 | 0.8796 | 0 | 0.8796 |  | 2006-2024 | 20.8215 | 0.87783 | 0.60523 | 0.81782 | 0.21773 | 3.6863 | 0.21441 | 27.2408 | 0 | 27.2408 |  | 2006-2024 | 0 | 0.87783 | 0.60523 | 0.81782 | 0.21773 | 0 | 0.21441 | 2.733 | 0 | 2.733 |  | 2006-2024 | 0 | 0 | 0 | 0 | 0 | -1.1997 | 0 | -1.1997 |  |  |  | 2006-2024 | 20.8215 | 0 | 0 | 0 | 0 | 4.8859 | 0 | 25.7075 |  |  |  | 2006-2024 | 21.0297 | 2.4843 | 1.7128 | 2.3144 | 0.61619 | 3.6152 | 0.60678 | 32.3794 | 0 | 32.3794 |  | 2006-2024 | 0.0015399 | 0.00017983 | 0.00012399 | 0.00016753 | 4.4604e-05 | 0.00029776 | 4.3924e-05 | 0.0023975 | 0 | 0.0023975
Percentage Savings between editions: | [11 empty] | Percentage Savings between editions: | [11 empty] | Percentage Savings between editions: | [11 empty] | Percentage Savings between editions: | [11 empty] | Percentage Savings between editions: | [11 empty] | Percentage Savings between editions: | [11 empty] | Percentage Savings between editions:
2006-2009 | 9.589% | 6.995% | 5.455% | 17.52% | 21.9% | -0.0258% | 0% | 6.491% |  | 6.491% |  | 2006-2009 | 9.589% | 6.995% | 5.455% | 17.52% | 21.9% | -0.0258% | 0% | 6.852% |  | 6.852% |  | 2006-2009 |  | 6.995% | 5.455% | 17.52% | 21.9% |  | 0% | 4.325% |  | 4.325% |  | 2006-2009 | [11 empty] | 2006-2009 | 9.589% |  |  |  |  | -0.0258% |  | 7.904% |  |  |  | 2006-2009 | 9.589% | 6.995% | 5.455% | 17.52% | 21.9% | -0.0258% | 0% | 5.976% |  | 5.976% |  | 2006-2009 | 9.589% | 6.995% | 5.455% | 17.52% | 21.9% | -0.0258% | 0% | 5.987% |  | 5.987%
2009-2012 | 42.18% | 8.157% | 13.06% | 11.32% | 14.94% | 7.629% | 0% | 22.79% |  | 22.79% |  | 2009-2012 | 42.18% | 8.157% | 13.06% | 11.32% | 14.94% | 7.629% | 0% | 26.02% |  | 26.02% |  | 2009-2012 |  | 8.157% | 13.06% | 11.32% | 14.94% |  | 0% | 3.895% |  | 3.895% |  | 2009-2012 | [11 empty] | 2009-2012 | 42.18% |  |  |  |  | 7.629% |  | 35.6% |  |  |  | 2009-2012 | 42.18% | 8.157% | 13.06% | 11.32% | 14.94% | 7.629% | 0% | 18.22% |  | 18.22% |  | 2009-2012 | 42.18% | 8.157% | 13.06% | 11.32% | 14.94% | 7.629% | 0% | 18.31% |  | 18.31%
2012-2015 | 0.1842% | -0.00466% | 0.06094% | 0% | 0% | 0.2485% | 0% | 0.1024% |  | 0.1024% |  | 2012-2015 | 0.1842% | -0.00466% | 0.06094% | 0% | 0% | 0.2485% | 0% | 0.1243% |  | 0.1243% |  | 2012-2015 |  | -0.00466% | 0.06094% | 0% | 0% |  | 0% | 0.004327% |  | 0.004327% |  | 2012-2015 | [11 empty] | 2012-2015 | 0.1842% |  |  |  |  | 0.2485% |  | 0.2018% |  |  |  | 2012-2015 | 0.1842% | -0.00466% | 0.06094% | 0% | 0% | 0.2485% | 0% | 0.07459% |  | 0.07459% |  | 2012-2015 | 0.1842% | -0.00466% | 0.06094% | 0% | 0% | 0.2485% | 0% | 0.07511% |  | 0.07511%
2015-2018 | 2.2% | -0.1212% | 0.4311% | 6.685% | 9.2% | -0.001507% | 0% | 1.232% |  | 1.232% |  | 2015-2018 | 2.2% | -0.1212% | 0.4311% | 6.685% | 9.2% | -0.001507% | 0% | 1.313% |  | 1.313% |  | 2015-2018 |  | -0.1212% | 0.4311% | 6.685% | 9.2% |  | 0% | 0.8709% |  | 0.8709% |  | 2015-2018 | [11 empty] | 2015-2018 | 2.2% |  |  |  |  | -0.001507% |  | 1.599% |  |  |  | 2015-2018 | 2.2% | -0.1212% | 0.4311% | 6.685% | 9.2% | -0.001507% | 0% | 1.13% |  | 1.13% |  | 2015-2018 | 2.2% | -0.1212% | 0.4311% | 6.685% | 9.2% | -0.001507% | 0% | 1.132% |  | 1.132%
2018-2021 | -6.34% | 11.14% | 22.65% | 6.259% | 8.855% | 58.69% | 0% | 7.869% |  | 7.869% |  | 2018-2021 | -6.34% | 11.14% | 22.65% | 6.259% | 8.855% | 73.63% | 0% | 11.22% |  | 11.22% |  | 2018-2021 |  | 11.14% | 22.65% | 6.259% | 8.855% |  | 0% | -7.082% |  | -7.082% |  | 2018-2021 | [11 empty] | 2018-2021 | -6.34% |  |  |  |  | 99.99% |  | 23.15% |  |  |  | 2018-2021 | -6.34% | 11.14% | 22.65% | 6.259% | 8.855% | 26.14% | 0% | 3.61% |  | 3.61% |  | 2018-2021 | -6.34% | 11.14% | 22.65% | 6.259% | 8.855% | 26.98% | 0% | 3.689% |  | 3.689%
2021-2024 | 23.79% | 12.56% | 0.5365% | 0% | 0% | -11.95% | 1.961% | 10.66% |  | 10.66% |  | 2021-2024 | 23.79% | 12.56% | 0.5365% | 0% | 0% | -110.4% | 1.961% | 8.239% |  | 8.239% |  | 2021-2024 |  | 12.56% | 0.5365% | 0% | 0% | 100% | 1.961% | 13.15% |  | 13.15% |  | 2021-2024 | [11 empty] | 2021-2024 | 23.79% |  |  |  |  | -349587% |  | 10% |  |  |  | 2021-2024 | 23.79% | 12.56% | 0.5365% | 0% | 0% | 22.81% | 1.961% | 10.35% |  | 10.35% |  | 2021-2024 | 23.79% | 12.56% | 0.5365% | 0% | 0% | 30.71% | 1.961% | 10.99% |  | 10.99%
2006-2024 | 58.65% | 33.55% | 37.07% | 36.02% | 45.02% | 57.37% | 1.961% | 41.36% |  | 41.36% |  | 2006-2024 | 58.65% | 33.55% | 37.07% | 36.02% | 45.02% | 48.87% | 1.961% | 44.67% |  | 44.67% |  | 2006-2024 |  | 33.55% | 37.07% | 36.02% | 45.02% |  | 1.961% | 15.24% |  | 15.24% |  | 2006-2024 | [11 empty] | 2006-2024 | 58.65% |  |  |  |  | 64.77% |  | 59.72% |  |  |  | 2006-2024 | 58.65% | 33.55% | 37.07% | 36.02% | 45.02% | 47.45% | 1.961% | 34.36% |  | 34.36% |  | 2006-2024 | 58.65% | 33.55% | 37.07% | 36.02% | 45.02% | 53.37% | 1.961% | 34.96% |  | 34.96%
Climate Zone Level Details: | [11 empty] | Climate Zone Level Details: | [11 empty] | Climate Zone Level Details: | [11 empty] | Climate Zone Level Details: | [11 empty] | Climate Zone Level Details: | [11 empty] | Climate Zone Level Details: | [11 empty] | Climate Zone Level Details:
Energy Cost Index ($/sq ft/yr) for IECC-Res 2024 | [10 empty] | Single-Family - Oil Furnace | Site Energy Use Intensity (kBtu/sq ft/yr) for IECC-Res 2024 | [10 empty] | Single-Family - Oil Furnace | Electric Use Intensity (kBtu/sq ft/yr) for IECC-Res 2024 | [10 empty] | Single-Family - Oil Furnace | Gas Use Intensity (kBtu/sq ft/yr) for IECC-Res 2024 | [10 empty] | Single-Family - Oil Furnace | Oil Use Intensity (kBtu/sq ft/yr) for IECC-Res 2024 | [10 empty] | Single-Family - Oil Furnace | Source Energy Use Index (kBtu/sq ft/yr) for IECC-Res 2024 | [10 empty] | Single-Family - Oil Furnace | Carbon Emissions (ton/sq ft/yr) for IECC-Res 2024 | [10 empty] | Single-Family - Oil Furnace
Costs: Electricity: $0.1598/kWh ¦ Natural Gas: $1.391/therm ¦ Oil: $4.1392/gal | [9 empty] | Prototype Floor Area (sq ft): | 2376 | [10 empty] | Prototype Floor Area (sq ft): | 2376 | [10 empty] | Prototype Floor Area (sq ft): | 2376 | [10 empty] | Prototype Floor Area (sq ft): | 2376 | [10 empty] | Prototype Floor Area (sq ft): | 2376 | Site-to-Source Factors: Electricity: 2.83 ¦ Natural Gas: 1.1 ¦ Oil: 1.01 | [9 empty] | Prototype Floor Area (sq ft): | 2376 | Conversion [ton/kBtu]: Electricity: 4,881 ¦ Natural Gas: 18,863 ¦ Oil: 13,521 | [9 empty] | Prototype Floor Area (sq ft): | 2376
IECC-Res 2024 | Heat | Cool | Fans_Aux | Lgt_Int | Lgt_Ext | DHW | Appls | Total | PV | Net_Total | Weight | IECC-Res 2024 | Heat | Cool | Fans_Aux | Lgt_Int | Lgt_Ext | DHW | Appls | Total | PV | Net_Total | Weight | IECC-Res 2024 | Heat | Cool | Fans_Aux | Lgt_Int | Lgt_Ext | DHW | Appls | Total | PV | Net_Total | Weight | IECC-Res 2024 | Heat | Cool | Fans_Aux | Lgt_Int | Lgt_Ext | DHW | Appls | Total | PV | Net_Total | Weight | IECC-Res 2024 | Heat | Cool | Fans_Aux | Lgt_Int | Lgt_Ext | DHW | Appls | Total | PV | Net_Total | Weight | IECC-Res 2024 | Heat | Cool | Fans_Aux | Lgt_Int | Lgt_Ext | DHW | Appls | Total | PV | Net_Total | Weight | IECC-Res 2024 | Heat | Cool | Fans_Aux | Lgt_Int | Lgt_Ext | DHW | Appls | Total | PV | Net_Total | Weight
CZ 1AWH | 0.015286 | 0.22005 | 0.055141 | 0.069801 | 0.01422 | 0.10002 | 0.51094 | 0.98546 | 0 | 0.98546 | 0.5756% | CZ 1AWH | 0.51147 | 4.6986 | 1.1774 | 1.4904 | 0.30364 | 3.3469 | 10.9099 | 22.4383 | 0 | 22.4383 | 0.5756% | CZ 1AWH | 0 | 4.6986 | 1.1774 | 1.4904 | 0.30364 | 0 | 10.9099 | 18.58 | 0 | 18.58 | 0.5756% | CZ 1AWH | 0 | 0 | 0 | 0 | 0 | 0 | 0 | 0 |  |  | 0.5756% | CZ 1AWH | 0.51147 | 0 | 0 | 0 | 0 | 3.3469 | 0 | 3.8584 |  |  | 0.5756% | CZ 1AWH | 0.51659 | 13.2971 | 3.332 | 4.2179 | 0.8593 | 3.3804 | 30.8749 | 56.4783 | 0 | 56.4783 | 0.5756% | CZ 1AWH | 3.7827e-05 | 0.00096255 | 0.0002412 | 0.00030532 | 6.2202e-05 | 0.00024753 | 0.002235 | 0.0040916 | 0 | 0.0040916 | 0.5756%
CZ 1AWHT | 0.00069363 | 0.23451 | 0.058195 | 0.069594 | 0.014015 | 0.096122 | 0.50972 | 0.98285 | 0 | 0.98285 | 0.1047% | CZ 1AWHT | 0.023209 | 5.0075 | 1.2426 | 1.486 | 0.29926 | 3.2163 | 10.8838 | 22.1587 | 0 | 22.1587 | 0.1047% | CZ 1AWHT | 0 | 5.0075 | 1.2426 | 1.486 | 0.29926 | 0 | 10.8838 | 18.9191 | 0 | 18.9191 | 0.1047% | CZ 1AWHT | 0 | 0 | 0 | 0 | 0 | 0 | 0 | 0 |  |  | 0.1047% | CZ 1AWHT | 0.023209 | 0 | 0 | 0 | 0 | 3.2163 | 0 | 3.2395 |  |  | 0.1047% | CZ 1AWHT | 0.023441 | 14.1712 | 3.5166 | 4.2054 | 0.84691 | 3.2485 | 30.8011 | 56.8131 | 0 | 56.8131 | 0.1047% | CZ 1AWHT | 1.7165e-06 | 0.0010258 | 0.00025456 | 0.00030442 | 6.1306e-05 | 0.00023787 | 0.0022296 | 0.0041153 | 0 | 0.0041153 | 0.1047%
CZ 1AWHTS | 0.00027847 | 0.30541 | 0.082102 | 0.11414 | 0.022986 | 0.015876 | 0.83596 | 1.3767 | 0 | 1.3767 | 0.1047% | CZ 1AWHTS | 0.0093178 | 6.5213 | 1.7531 | 2.4371 | 0.4908 | 0.53123 | 17.8498 | 29.5927 | 0 | 29.5927 | 0.1047% | CZ 1AWHTS | 0 | 6.5213 | 1.7531 | 2.4371 | 0.4908 | 0 | 17.8498 | 29.0522 | 0 | 29.0522 | 0.1047% | CZ 1AWHTS | 0 | 0 | 0 | 0 | 0 | 0 | 0 | 0 |  |  | 0.1047% | CZ 1AWHTS | 0.0093178 | 0 | 0 | 0 | 0 | 0.53123 | 0 | 0.54055 |  |  | 0.1047% | CZ 1AWHTS | 0.009411 | 18.4554 | 4.9613 | 6.897 | 1.389 | 0.53654 | 50.515 | 82.7636 | 0 | 82.7636 | 0.1047% | CZ 1AWHTS | 6.8912e-07 | 0.0013359 | 0.00035913 | 0.00049926 | 0.00010054 | 3.9289e-05 | 0.0036567 | 0.0059915 | 0 | 0.0059915 | 0.1047%
CZ 2AWH | 0.067566 | 0.18659 | 0.049545 | 0.069775 | 0.014195 | 0.11234 | 0.51079 | 1.0108 | 0 | 1.0108 | 6.871% | CZ 2AWH | 2.2608 | 3.9841 | 1.0579 | 1.4899 | 0.3031 | 3.7589 | 10.9067 | 23.7613 | 0 | 23.7613 | 6.871% | CZ 2AWH | 0 | 3.9841 | 1.0579 | 1.4899 | 0.3031 | 0 | 10.9067 | 17.7416 | 0 | 17.7416 | 6.871% | CZ 2AWH | 0 | 0 | 0 | 0 | 0 | 0 | 0 | 0 |  |  | 6.871% | CZ 2AWH | 2.2608 | 0 | 0 | 0 | 0 | 3.7589 | 0 | 6.0196 |  |  | 6.871% | CZ 2AWH | 2.2834 | 11.275 | 2.9939 | 4.2164 | 0.85777 | 3.7964 | 30.8658 | 56.2887 | 0 | 56.2887 | 6.871% | CZ 2AWH | 0.0001672 | 0.00081617 | 0.00021672 | 0.00030521 | 6.2092e-05 | 0.000278 | 0.0022343 | 0.0040797 | 0 | 0.0040797 | 6.871%
CZ 2B | 0.089829 | 0.18341 | 0.056835 | 0.069392 | 0.013816 | 0.10972 | 0.50853 | 1.0315 | 0 | 1.0315 | 0.0218% | CZ 2B | 3.0057 | 3.9162 | 1.2136 | 1.4817 | 0.29501 | 3.6713 | 10.8584 | 24.4419 | 0 | 24.4419 | 0.0218% | CZ 2B | 0 | 3.9162 | 1.2136 | 1.4817 | 0.29501 | 0 | 10.8584 | 17.7649 | 0 | 17.7649 | 0.0218% | CZ 2B | 0 | 0 | 0 | 0 | 0 | 0 | 0 | 0 |  |  | 0.0218% | CZ 2B | 3.0057 | 0 | 0 | 0 | 0 | 3.6713 | 0 | 6.677 |  |  | 0.0218% | CZ 2B | 3.0358 | 11.0828 | 3.4344 | 4.1932 | 0.83488 | 3.708 | 30.7294 | 57.0184 | 0 | 57.0184 | 0.0218% | CZ 2B | 0.0002223 | 0.00080225 | 0.00024861 | 0.00030354 | 6.0435e-05 | 0.00027152 | 0.0022244 | 0.0041331 | 0 | 0.0041331 | 0.0218%
CZ 3A | 0.17212 | 0.1014 | 0.036569 | 0.069433 | 0.013856 | 0.13785 | 0.50877 | 1.04 | 0 | 1.04 | 7.232% | CZ 3A | 5.7591 | 2.1651 | 0.78085 | 1.4826 | 0.29586 | 4.6126 | 10.8635 | 25.9597 | 0 | 25.9597 | 7.232% | CZ 3A | 0 | 2.1651 | 0.78085 | 1.4826 | 0.29586 | 0 | 10.8635 | 15.5879 | 0 | 15.5879 | 7.232% | CZ 3A | 0 | 0 | 0 | 0 | 0 | 0 | 0 | 0 |  |  | 7.232% | CZ 3A | 5.7591 | 0 | 0 | 0 | 0 | 4.6126 | 0 | 10.3717 |  |  | 7.232% | CZ 3A | 5.8167 | 6.1274 | 2.2098 | 4.1957 | 0.83729 | 4.6587 | 30.7437 | 54.5893 | 0 | 54.5893 | 7.232% | CZ 3A | 0.00042593 | 0.00044354 | 0.00015996 | 0.00030371 | 6.0609e-05 | 0.00034114 | 0.0022255 | 0.0039604 | 0 | 0.0039604 | 7.232%
CZ 3AWH | 0.11984 | 0.12017 | 0.03803 | 0.069534 | 0.013956 | 0.13135 | 0.50937 | 1.0023 | 0 | 1.0023 | 1.436% | CZ 3AWH | 4.0101 | 2.5659 | 0.81205 | 1.4847 | 0.29801 | 4.3951 | 10.8763 | 24.4421 | 0 | 24.4421 | 1.436% | CZ 3AWH | 0 | 2.5659 | 0.81205 | 1.4847 | 0.29801 | 0 | 10.8763 | 16.0369 | 0 | 16.0369 | 1.436% | CZ 3AWH | 0 | 0 | 0 | 0 | 0 | 0 | 0 | 0 |  |  | 1.436% | CZ 3AWH | 4.0101 | 0 | 0 | 0 | 0 | 4.3951 | 0 | 8.4052 |  |  | 1.436% | CZ 3AWH | 4.0502 | 7.2614 | 2.2981 | 4.2018 | 0.84336 | 4.4391 | 30.7799 | 53.8738 | 0 | 53.8738 | 1.436% | CZ 3AWH | 0.00029657 | 0.00052563 | 0.00016635 | 0.00030416 | 6.1049e-05 | 0.00032505 | 0.0022281 | 0.0039069 | 0 | 0.0039069 | 1.436%
CZ 3B | 0.097831 | 0.1121 | 0.043558 | 0.069392 | 0.013816 | 0.12831 | 0.50853 | 0.97354 | 0 | 0.97354 | 3.416% | CZ 3B | 3.2735 | 2.3936 | 0.93007 | 1.4817 | 0.29501 | 4.2935 | 10.8584 | 23.5257 | 0 | 23.5257 | 3.416% | CZ 3B | 0 | 2.3936 | 0.93007 | 1.4817 | 0.29501 | 0 | 10.8584 | 15.9588 | 0 | 15.9588 | 3.416% | CZ 3B | 0 | 0 | 0 | 0 | 0 | 0 | 0 | 0 |  |  | 3.416% | CZ 3B | 3.2735 | 0 | 0 | 0 | 0 | 4.2935 | 0 | 7.5669 |  |  | 3.416% | CZ 3B | 3.3062 | 6.7739 | 2.6321 | 4.1932 | 0.83488 | 4.3364 | 30.7294 | 52.806 | 0 | 52.806 | 3.416% | CZ 3B | 0.0002421 | 0.00049034 | 0.00019053 | 0.00030354 | 6.0435e-05 | 0.00031753 | 0.0022244 | 0.0038289 | 0 | 0.0038289 | 3.416%
CZ 3C | 0.050205 | 0.052711 | 0.027856 | 0.069392 | 0.013816 | 0.1381 | 0.50853 | 0.86061 | 0 | 0.86061 | 0.6714% | CZ 3C | 1.6799 | 1.1255 | 0.59479 | 1.4817 | 0.29501 | 4.6208 | 10.8584 | 20.6561 | 0 | 20.6561 | 0.6714% | CZ 3C | 0 | 1.1255 | 0.59479 | 1.4817 | 0.29501 | 0 | 10.8584 | 14.3555 | 0 | 14.3555 | 0.6714% | CZ 3C | 0 | 0 | 0 | 0 | 0 | 0 | 0 | 0 |  |  | 0.6714% | CZ 3C | 1.6799 | 0 | 0 | 0 | 0 | 4.6208 | 0 | 6.3007 |  |  | 0.6714% | CZ 3C | 1.6967 | 3.1852 | 1.6833 | 4.1932 | 0.83488 | 4.667 | 30.7294 | 46.9896 | 0 | 46.9896 | 0.6714% | CZ 3C | 0.00012424 | 0.00023057 | 0.00012185 | 0.00030354 | 6.0435e-05 | 0.00034174 | 0.0022244 | 0.0034068 | 0 | 0.0034068 | 0.6714%
CZ 4A | 0.31191 | 0.067426 | 0.031698 | 0.067173 | 0.011621 | 0.13144 | 0.49544 | 1.1167 | 0 | 1.1167 | 21.28% | CZ 4A | 10.4368 | 1.4397 | 0.67684 | 1.4343 | 0.24813 | 4.3979 | 10.579 | 29.2128 | 0 | 29.2128 | 21.28% | CZ 4A | 0 | 1.4397 | 0.67684 | 1.4343 | 0.24813 | 0 | 10.579 | 14.378 | 0 | 14.378 | 21.28% | CZ 4A | 0 | 0 | 0 | 0 | 0 | 0 | 0 | 0 |  |  | 21.28% | CZ 4A | 10.4368 | 0 | 0 | 0 | 0 | 4.3979 | 0 | 14.8347 |  |  | 21.28% | CZ 4A | 10.5412 | 4.0744 | 1.9155 | 4.0591 | 0.70222 | 4.4419 | 29.9386 | 55.6729 | 0 | 55.6729 | 21.28% | CZ 4A | 0.00077188 | 0.00029494 | 0.00013866 | 0.00029383 | 5.0832e-05 | 0.00032526 | 0.0021672 | 0.0040426 | 0 | 0.0040426 | 21.28%
CZ 4B | 0.15475 | 0.08762 | 0.042296 | 0.069392 | 0.013816 | 0.14982 | 0.50853 | 1.0262 | 0 | 1.0262 | 0.07603% | CZ 4B | 5.1779 | 1.8709 | 0.90312 | 1.4817 | 0.29501 | 5.0132 | 10.8584 | 25.6002 | 0 | 25.6002 | 0.07603% | CZ 4B | 0 | 1.8709 | 0.90312 | 1.4817 | 0.29501 | 0 | 10.8584 | 15.4092 | 0 | 15.4092 | 0.07603% | CZ 4B | 0 | 0 | 0 | 0 | 0 | 0 | 0 | 0 |  |  | 0.07603% | CZ 4B | 5.1779 | 0 | 0 | 0 | 0 | 5.0132 | 0 | 10.1911 |  |  | 0.07603% | CZ 4B | 5.2297 | 5.2947 | 2.5558 | 4.1932 | 0.83488 | 5.0633 | 30.7294 | 53.9009 | 0 | 53.9009 | 0.07603% | CZ 4B | 0.00038295 | 0.00038327 | 0.00018501 | 0.00030354 | 6.0435e-05 | 0.00037076 | 0.0022244 | 0.0039104 | 0 | 0.0039104 | 0.07603%
CZ 4C | 0.23973 | 0.056538 | 0.041729 | 0.069592 | 0.014013 | 0.23998 | 0.50971 | 1.1713 | 0 | 1.1713 | 1.944% | CZ 4C | 8.0215 | 1.2072 | 0.89103 | 1.486 | 0.29922 | 8.0299 | 10.8835 | 30.8184 | 0 | 30.8184 | 1.944% | CZ 4C | 0 | 1.2072 | 0.89103 | 1.486 | 0.29922 | 0 | 10.8835 | 14.767 | 0 | 14.767 | 1.944% | CZ 4C | 0 | 0 | 0 | 0 | 0 | 0 | 0 | 0 |  |  | 1.944% | CZ 4C | 8.0215 | 0 | 0 | 0 | 0 | 8.0299 | 0 | 16.0514 |  |  | 1.944% | CZ 4C | 8.1017 | 3.4165 | 2.5216 | 4.2053 | 0.84679 | 8.1102 | 30.8004 | 58.0024 | 0 | 58.0024 | 1.944% | CZ 4C | 0.00059325 | 0.00024731 | 0.00018253 | 0.00030441 | 6.1297e-05 | 0.00059387 | 0.0022296 | 0.0042122 | 0 | 0.0042122 | 1.944%
CZ 5A | 0.60093 | 0.065426 | 0.044893 | 0.067544 | 0.011987 | 0.037449 | 0.49763 | 1.3259 | 0 | 1.3259 | 42.08% | CZ 5A | 20.1076 | 1.397 | 0.95858 | 1.4422 | 0.25596 | 2.6931 | 10.6257 | 37.4802 | 0 | 37.4802 | 42.08% | CZ 5A | 0 | 1.397 | 0.95858 | 1.4422 | 0.25596 | 0 | 10.6257 | 14.6795 | 0 | 14.6795 | 42.08% | CZ 5A | 0 | 0 | 0 | 0 | 0 | 2.6931 | 0 | 2.6931 |  |  | 42.08% | CZ 5A | 20.1076 | 0 | 0 | 0 | 0 | 0 | 0 | 20.1076 |  |  | 42.08% | CZ 5A | 20.3087 | 3.9536 | 2.7128 | 4.0815 | 0.72437 | 2.9625 | 30.0707 | 64.814 | 0 | 64.814 | 42.08% | CZ 5A | 0.0014871 | 0.00028619 | 0.00019637 | 0.00029545 | 5.2435e-05 | 0.00014277 | 0.0021767 | 0.0046371 | 0 | 0.0046371 | 42.08%
CZ 5B | 0.42678 | 0.10775 | 0.061806 | 0.069584 | 0.014005 | 0.042421 | 0.50966 | 1.232 | 0 | 1.232 | 0.6946% | CZ 5B | 14.2803 | 2.3007 | 1.3197 | 1.4858 | 0.29905 | 3.0507 | 10.8825 | 33.6187 | 0 | 33.6187 | 0.6946% | CZ 5B | 0 | 2.3007 | 1.3197 | 1.4858 | 0.29905 | 0 | 10.8825 | 16.2877 | 0 | 16.2877 | 0.6946% | CZ 5B | 0 | 0 | 0 | 0 | 0 | 3.0507 | 0 | 3.0507 |  |  | 0.6946% | CZ 5B | 14.2803 | 0 | 0 | 0 | 0 | 0 | 0 | 14.2803 |  |  | 0.6946% | CZ 5B | 14.4231 | 6.511 | 3.7348 | 4.2048 | 0.8463 | 3.3558 | 30.7975 | 63.8731 | 0 | 63.8731 | 0.6946% | CZ 5B | 0.0010561 | 0.00047131 | 0.00027035 | 0.00030437 | 6.1262e-05 | 0.00016172 | 0.0022294 | 0.0045545 | 0 | 0.0045545 | 0.6946%
CZ 5C | 0.35194 | 0.043195 | 0.04409 | 0.069594 | 0.014015 | 0.043449 | 0.50972 | 1.076 | 0 | 1.076 | 0.1359% | CZ 5C | 11.776 | 0.92233 | 0.94144 | 1.486 | 0.29926 | 3.1246 | 10.8838 | 29.4334 | 0 | 29.4334 | 0.1359% | CZ 5C | 0 | 0.92233 | 0.94144 | 1.486 | 0.29926 | 0 | 10.8838 | 14.5328 | 0 | 14.5328 | 0.1359% | CZ 5C | 0 | 0 | 0 | 0 | 0 | 3.1246 | 0 | 3.1246 |  |  | 0.1359% | CZ 5C | 11.776 | 0 | 0 | 0 | 0 | 0 | 0 | 11.776 |  |  | 0.1359% | CZ 5C | 11.8938 | 2.6102 | 2.6643 | 4.2054 | 0.84691 | 3.4371 | 30.8011 | 56.4587 | 0 | 56.4587 | 0.1359% | CZ 5C | 0.00087093 | 0.00018894 | 0.00019286 | 0.00030442 | 6.1306e-05 | 0.00016564 | 0.0022296 | 0.0040137 | 0 | 0.0040137 | 0.1359%
CZ 6A | 0.60446 | 0.086375 | 0.096349 | 0.068553 | 0.012986 | 0.17478 | 0.51567 | 1.5592 | 0 | 1.5592 | 13.1% | CZ 6A | 20.2257 | 1.8443 | 2.0573 | 1.4638 | 0.27727 | 5.8484 | 11.0108 | 42.7276 | 0 | 42.7276 | 13.1% | CZ 6A | 0 | 1.8443 | 2.0573 | 1.4638 | 0.27727 | 0 | 11.0108 | 16.6535 | 0 | 16.6535 | 13.1% | CZ 6A | 0 | 0 | 0 | 0 | 0 | 0 | 0 | 0 |  |  | 13.1% | CZ 6A | 20.2257 | 0 | 0 | 0 | 0 | 5.8484 | 0 | 26.0741 |  |  | 13.1% | CZ 6A | 20.428 | 5.2194 | 5.8221 | 4.1425 | 0.78469 | 5.9069 | 31.1606 | 73.4642 | 0 | 73.4642 | 13.1% | CZ 6A | 0.0014958 | 0.00037782 | 0.00042145 | 0.00029986 | 5.6801e-05 | 0.00043253 | 0.0022556 | 0.00534 | 0 | 0.00534 | 13.1%
CZ 6B | 0.48545 | 0.08097 | 0.10206 | 0.069556 | 0.013978 | 0.17048 | 0.52251 | 1.445 | 0 | 1.445 | 0.02403% | CZ 6B | 16.2435 | 1.7289 | 2.1793 | 1.4852 | 0.29847 | 5.7045 | 11.1569 | 38.7968 | 0 | 38.7968 | 0.02403% | CZ 6B | 0 | 1.7289 | 2.1793 | 1.4852 | 0.29847 | 0 | 11.1569 | 16.8488 | 0 | 16.8488 | 0.02403% | CZ 6B | 0 | 0 | 0 | 0 | 0 | 0 | 0 | 0 |  |  | 0.02403% | CZ 6B | 16.2435 | 0 | 0 | 0 | 0 | 5.7045 | 0 | 21.948 |  |  | 0.02403% | CZ 6B | 16.406 | 4.8928 | 6.1675 | 4.2031 | 0.84468 | 5.7616 | 31.574 | 69.8496 | 0 | 69.8496 | 0.02403% | CZ 6B | 0.0012013 | 0.00035418 | 0.00044645 | 0.00030425 | 6.1144e-05 | 0.00042189 | 0.0022856 | 0.0050748 | 0 | 0.0050748 | 0.02403%
CZ 7 | 0.69748 | 0.071233 | 0.097157 | 0.069082 | 0.013509 | 0.18696 | 0.51927 | 1.6547 | 0 | 1.6547 | 0.2259% | CZ 7 | 23.3382 | 1.521 | 2.0746 | 1.4751 | 0.28846 | 6.2559 | 11.0879 | 46.041 | 0 | 46.041 | 0.2259% | CZ 7 | 0 | 1.521 | 2.0746 | 1.4751 | 0.28846 | 0 | 11.0879 | 16.447 | 0 | 16.447 | 0.2259% | CZ 7 | 0 | 0 | 0 | 0 | 0 | 0 | 0 | 0 |  |  | 0.2259% | CZ 7 | 23.3382 | 0 | 0 | 0 | 0 | 6.2559 | 0 | 29.5941 |  |  | 0.2259% | CZ 7 | 23.5715 | 4.3044 | 5.871 | 4.1745 | 0.81633 | 6.3185 | 31.3786 | 76.4349 | 0 | 76.4349 | 0.2259% | CZ 7 | 0.001726 | 0.00031159 | 0.00042499 | 0.00030218 | 5.9092e-05 | 0.00046267 | 0.0022714 | 0.005558 | 0 | 0.005558 | 0.2259%
CZ 8 | 1.0173 | 0.050217 | 0.10167 | 0.069594 | 0.014015 | 0.19861 | 0.52276 | 1.9741 | 0 | 1.9741 | 0.004928% | CZ 8 | 34.0386 | 1.0723 | 2.1709 | 1.486 | 0.29926 | 6.6455 | 11.1623 | 56.8748 | 0 | 56.8748 | 0.004928% | CZ 8 | 0 | 1.0723 | 2.1709 | 1.486 | 0.29926 | 0 | 11.1623 | 16.1908 | 0 | 16.1908 | 0.004928% | CZ 8 | 0 | 0 | 0 | 0 | 0 | 0 | 0 | 0 |  |  | 0.004928% | CZ 8 | 34.0386 | 0 | 0 | 0 | 0 | 6.6455 | 0 | 40.6841 |  |  | 0.004928% | CZ 8 | 34.379 | 3.0345 | 6.1436 | 4.2054 | 0.84691 | 6.7119 | 31.5894 | 86.9108 | 0 | 86.9108 | 0.004928% | CZ 8 | 0.0025174 | 0.00021966 | 0.00044472 | 0.00030442 | 6.1306e-05 | 0.00049148 | 0.0022867 | 0.0063257 | 0 | 0.0063257 | 0.004928%
US Weighted | 0.4388 | 0.081422 | 0.048113 | 0.068032 | 0.012451 | 0.09611 | 0.50209 | 1.247 | 0 | 1.247 | 100% | US Weighted | 14.6824 | 1.7386 | 1.0273 | 1.4527 | 0.26586 | 3.8574 | 10.721 | 33.7452 | 0 | 33.7452 | 100% | US Weighted | 0 | 1.7386 | 1.0273 | 1.4527 | 0.26586 | 0 | 10.721 | 15.2054 | 0 | 15.2054 | 100% | US Weighted | 0 | 0 | 0 | 0 | 0 | 1.1997 | 0 | 1.1997 |  |  | 100% | US Weighted | 14.6824 | 0 | 0 | 0 | 0 | 2.6577 | 0 | 17.3401 |  |  | 100% | US Weighted | 14.8293 | 4.9201 | 2.9073 | 4.111 | 0.75238 | 4.0039 | 30.3405 | 61.8645 | 0 | 61.8645 | 100% | US Weighted | 0.0010859 | 0.00035616 | 0.00021046 | 0.00029759 | 5.4463e-05 | 0.00026015 | 0.0021963 | 0.004461 | 0 | 0.004461 | 100%
Energy Cost Index ($/sq ft/yr) for IECC-Res 2021 | [10 empty] | Single-Family - Oil Furnace | Site Energy Use Intensity (kBtu/sq ft/yr) for IECC-Res 2021 | [10 empty] | Single-Family - Oil Furnace | Electric Use Intensity (kBtu/sq ft/yr) for IECC-Res 2021 | [10 empty] | Single-Family - Oil Furnace | Gas Use Intensity (kBtu/sq ft/yr) for IECC-Res 2021 | [10 empty] | Single-Family - Oil Furnace | Oil Use Intensity (kBtu/sq ft/yr) for IECC-Res 2021 | [10 empty] | Single-Family - Oil Furnace | Source Energy Use Index (kBtu/sq ft/yr) for IECC-Res 2021 | [10 empty] | Single-Family - Oil Furnace | Carbon Emissions (ton/sq ft/yr) for IECC-Res 2021 | [10 empty] | Single-Family - Oil Furnace
Costs: Electricity: $0.1598/kWh ¦ Natural Gas: $1.391/therm ¦ Oil: $4.1392/gal | [9 empty] | Prototype Floor Area (sq ft): | 2376 | [10 empty] | Prototype Floor Area (sq ft): | 2376 | [10 empty] | Prototype Floor Area (sq ft): | 2376 | [10 empty] | Prototype Floor Area (sq ft): | 2376 | [10 empty] | Prototype Floor Area (sq ft): | 2376 | Site-to-Source Factors: Electricity: 2.83 ¦ Natural Gas: 1.1 ¦ Oil: 1.01 | [9 empty] | Prototype Floor Area (sq ft): | 2376 | Conversion [ton/kBtu]: Electricity: 4,881 ¦ Natural Gas: 18,863 ¦ Oil: 13,521 | [9 empty] | Prototype Floor Area (sq ft): | 2376
IECC-Res 2021 | Heat | Cool | Fans_Aux | Lgt_Int | Lgt_Ext | DHW | Appls | Total | PV | Net_Total | Weight | IECC-Res 2021 | Heat | Cool | Fans_Aux | Lgt_Int | Lgt_Ext | DHW | Appls | Total | PV | Net_Total | Weight | IECC-Res 2021 | Heat | Cool | Fans_Aux | Lgt_Int | Lgt_Ext | DHW | Appls | Total | PV | Net_Total | Weight | IECC-Res 2021 | Heat | Cool | Fans_Aux | Lgt_Int | Lgt_Ext | DHW | Appls | Total | PV | Net_Total | Weight | IECC-Res 2021 | Heat | Cool | Fans_Aux | Lgt_Int | Lgt_Ext | DHW | Appls | Total | PV | Net_Total | Weight | IECC-Res 2021 | Heat | Cool | Fans_Aux | Lgt_Int | Lgt_Ext | DHW | Appls | Total | PV | Net_Total | Weight | IECC-Res 2021 | Heat | Cool | Fans_Aux | Lgt_Int | Lgt_Ext | DHW | Appls | Total | PV | Net_Total | Weight
CZ 1AWH | 0.029099 | 0.32813 | 0.066064 | 0.069801 | 0.01422 | 0.049985 | 0.52418 | 1.0815 | 0 | 1.0815 | 0.5756% | CZ 1AWH | 0.97367 | 7.0064 | 1.4106 | 1.4904 | 0.30364 | 1.0673 | 11.1925 | 23.4446 | 0 | 23.4446 | 0.5756% | CZ 1AWH | 0 | 7.0064 | 1.4106 | 1.4904 | 0.30364 | 1.0673 | 11.1925 | 22.4709 | 0 | 22.4709 | 0.5756% | CZ 1AWH | 0 | 0 | 0 | 0 | 0 | 0 | 0 | 0 |  |  | 0.5756% | CZ 1AWH | 0.97367 | 0 | 0 | 0 | 0 | 0 | 0 | 0.97367 |  |  | 0.5756% | CZ 1AWH | 0.98341 | 19.8281 | 3.9921 | 4.2179 | 0.8593 | 3.0205 | 31.6748 | 64.5761 | 0 | 64.5761 | 0.5756% | CZ 1AWH | 7.2011e-05 | 0.0014353 | 0.00028898 | 0.00030532 | 6.2202e-05 | 0.00021865 | 0.0022929 | 0.0046753 | 0 | 0.0046753 | 0.5756%
CZ 1AWHT | 0.0013026 | 0.34748 | 0.066881 | 0.069594 | 0.014015 | 0.048144 | 0.52276 | 1.0702 | 0 | 1.0702 | 0.1047% | CZ 1AWHT | 0.043586 | 7.4195 | 1.4281 | 1.486 | 0.29926 | 1.028 | 11.1623 | 22.8668 | 0 | 22.8668 | 0.1047% | CZ 1AWHT | 0 | 7.4195 | 1.4281 | 1.486 | 0.29926 | 1.028 | 11.1623 | 22.8232 | 0 | 22.8232 | 0.1047% | CZ 1AWHT | 0 | 0 | 0 | 0 | 0 | 0 | 0 | 0 |  |  | 0.1047% | CZ 1AWHT | 0.043586 | 0 | 0 | 0 | 0 | 0 | 0 | 0.043586 |  |  | 0.1047% | CZ 1AWHT | 0.044022 | 20.9972 | 4.0415 | 4.2054 | 0.84691 | 2.9093 | 31.5894 | 64.6337 | 0 | 64.6337 | 0.1047% | CZ 1AWHT | 3.2235e-06 | 0.0015199 | 0.00029255 | 0.00030442 | 6.1306e-05 | 0.00021059 | 0.0022867 | 0.0046787 | 0 | 0.0046787 | 0.1047%
CZ 1AWHTS | 0.00046692 | 0.44205 | 0.092183 | 0.11414 | 0.022986 | 0.040044 | 0.85735 | 1.5692 | 0 | 1.5692 | 0.1047% | CZ 1AWHTS | 0.015623 | 9.4389 | 1.9683 | 2.4371 | 0.4908 | 1.3399 | 18.3066 | 33.9973 | 0 | 33.9973 | 0.1047% | CZ 1AWHTS | 0 | 9.4389 | 1.9683 | 2.4371 | 0.4908 | 0 | 18.3066 | 32.6418 | 0 | 32.6418 | 0.1047% | CZ 1AWHTS | 0 | 0 | 0 | 0 | 0 | 0 | 0 | 0 |  |  | 0.1047% | CZ 1AWHTS | 0.015623 | 0 | 0 | 0 | 0 | 1.3399 | 0 | 1.3555 |  |  | 0.1047% | CZ 1AWHTS | 0.01578 | 26.712 | 5.5704 | 6.897 | 1.389 | 1.3533 | 51.8078 | 93.7453 | 0 | 93.7453 | 0.1047% | CZ 1AWHTS | 1.1555e-06 | 0.0019336 | 0.00040323 | 0.00049926 | 0.00010054 | 9.9095e-05 | 0.0037502 | 0.0067871 | 0 | 0.0067871 | 0.1047%
CZ 2AWH | 0.11472 | 0.27423 | 0.064708 | 0.069775 | 0.014195 | 0.059318 | 0.524 | 1.1209 | 0 | 1.1209 | 6.871% | CZ 2AWH | 3.8385 | 5.8556 | 1.3817 | 1.4899 | 0.3031 | 1.2666 | 11.1888 | 25.3241 | 0 | 25.3241 | 6.871% | CZ 2AWH | 0 | 5.8556 | 1.3817 | 1.4899 | 0.3031 | 1.2666 | 11.1888 | 21.4856 | 0 | 21.4856 | 6.871% | CZ 2AWH | 0 | 0 | 0 | 0 | 0 | 0 | 0 | 0 |  |  | 6.871% | CZ 2AWH | 3.8385 | 0 | 0 | 0 | 0 | 0 | 0 | 3.8385 |  |  | 6.871% | CZ 2AWH | 3.8769 | 16.5712 | 3.9102 | 4.2164 | 0.85777 | 3.5845 | 31.6643 | 64.6812 | 0 | 64.6812 | 6.871% | CZ 2AWH | 0.00028389 | 0.0011996 | 0.00028305 | 0.00030521 | 6.2092e-05 | 0.00025947 | 0.0022921 | 0.0046854 | 0 | 0.0046854 | 6.871%
CZ 2B | 0.14958 | 0.26459 | 0.077023 | 0.069392 | 0.013816 | 0.066212 | 0.52139 | 1.162 | 0 | 1.162 | 0.0218% | CZ 2B | 5.0049 | 5.6496 | 1.6446 | 1.4817 | 0.29501 | 1.4138 | 11.133 | 26.6227 | 0 | 26.6227 | 0.0218% | CZ 2B | 0 | 5.6496 | 1.6446 | 1.4817 | 0.29501 | 1.4138 | 11.133 | 21.6178 | 0 | 21.6178 | 0.0218% | CZ 2B | 0 | 0 | 0 | 0 | 0 | 0 | 0 | 0 |  |  | 0.0218% | CZ 2B | 5.0049 | 0 | 0 | 0 | 0 | 0 | 0 | 5.0049 |  |  | 0.0218% | CZ 2B | 5.055 | 15.9883 | 4.6544 | 4.1932 | 0.83488 | 4.001 | 31.5065 | 66.2332 | 0 | 66.2332 | 0.0218% | CZ 2B | 0.00037015 | 0.0011574 | 0.00033692 | 0.00030354 | 6.0435e-05 | 0.00028962 | 0.0022807 | 0.0047987 | 0 | 0.0047987 | 0.0218%
CZ 3A | 0.25395 | 0.14628 | 0.049559 | 0.069433 | 0.013856 | 0.088618 | 0.52167 | 1.1434 | 0 | 1.1434 | 7.232% | CZ 3A | 8.4973 | 3.1235 | 1.0582 | 1.4826 | 0.29586 | 1.8922 | 11.1389 | 27.4886 | 0 | 27.4886 | 7.232% | CZ 3A | 0 | 3.1235 | 1.0582 | 1.4826 | 0.29586 | 1.8922 | 11.1389 | 18.9913 | 0 | 18.9913 | 7.232% | CZ 3A | 0 | 0 | 0 | 0 | 0 | 0 | 0 | 0 |  |  | 7.232% | CZ 3A | 8.4973 | 0 | 0 | 0 | 0 | 0 | 0 | 8.4973 |  |  | 7.232% | CZ 3A | 8.5823 | 8.8396 | 2.9947 | 4.1957 | 0.83729 | 5.355 | 31.5231 | 62.3276 | 0 | 62.3276 | 7.232% | CZ 3A | 0.00062844 | 0.00063988 | 0.00021678 | 0.00030371 | 6.0609e-05 | 0.00038764 | 0.0022819 | 0.0045189 | 0 | 0.0045189 | 7.232%
CZ 3AWH | 0.18009 | 0.17351 | 0.050173 | 0.069534 | 0.013956 | 0.077342 | 0.52236 | 1.087 | 0 | 1.087 | 1.436% | CZ 3AWH | 6.0259 | 3.7049 | 1.0713 | 1.4847 | 0.29801 | 1.6515 | 11.1537 | 25.3901 | 0 | 25.3901 | 1.436% | CZ 3AWH | 0 | 3.7049 | 1.0713 | 1.4847 | 0.29801 | 1.6515 | 11.1537 | 19.3642 | 0 | 19.3642 | 1.436% | CZ 3AWH | 0 | 0 | 0 | 0 | 0 | 0 | 0 | 0 |  |  | 1.436% | CZ 3AWH | 6.0259 | 0 | 0 | 0 | 0 | 0 | 0 | 6.0259 |  |  | 1.436% | CZ 3AWH | 6.0862 | 10.485 | 3.0319 | 4.2018 | 0.84336 | 4.6736 | 31.5649 | 60.8868 | 0 | 60.8868 | 1.436% | CZ 3AWH | 0.00044566 | 0.00075898 | 0.00021947 | 0.00030416 | 6.1049e-05 | 0.00033831 | 0.0022849 | 0.0044125 | 0 | 0.0044125 | 1.436%
CZ 3B | 0.15443 | 0.16432 | 0.058005 | 0.069392 | 0.013816 | 0.082464 | 0.52139 | 1.0638 | 0 | 1.0638 | 3.416% | CZ 3B | 5.1674 | 3.5086 | 1.2386 | 1.4817 | 0.29501 | 1.7608 | 11.133 | 24.5851 | 0 | 24.5851 | 3.416% | CZ 3B | 0 | 3.5086 | 1.2386 | 1.4817 | 0.29501 | 1.7608 | 11.133 | 19.4177 | 0 | 19.4177 | 3.416% | CZ 3B | 0 | 0 | 0 | 0 | 0 | 0 | 0 | 0 |  |  | 3.416% | CZ 3B | 5.1674 | 0 | 0 | 0 | 0 | 0 | 0 | 5.1674 |  |  | 3.416% | CZ 3B | 5.219 | 9.9294 | 3.5051 | 4.1932 | 0.83488 | 4.9831 | 31.5065 | 60.1712 | 0 | 60.1712 | 3.416% | CZ 3B | 0.00038217 | 0.00071876 | 0.00025373 | 0.00030354 | 6.0435e-05 | 0.00036071 | 0.0022807 | 0.00436 | 0 | 0.00436 | 3.416%
CZ 3C | 0.083708 | 0.083012 | 0.036372 | 0.069392 | 0.013816 | 0.075657 | 0.52139 | 0.88335 | 0 | 0.88335 | 0.6714% | CZ 3C | 2.8009 | 1.7725 | 0.77663 | 1.4817 | 0.29501 | 1.6155 | 11.133 | 19.8753 | 0 | 19.8753 | 0.6714% | CZ 3C | 0 | 1.7725 | 0.77663 | 1.4817 | 0.29501 | 1.6155 | 11.133 | 17.0743 | 0 | 17.0743 | 0.6714% | CZ 3C | 0 | 0 | 0 | 0 | 0 | 0 | 0 | 0 |  |  | 0.6714% | CZ 3C | 2.8009 | 0 | 0 | 0 | 0 | 0 | 0 | 2.8009 |  |  | 0.6714% | CZ 3C | 2.8289 | 5.0162 | 2.1979 | 4.1932 | 0.83488 | 4.5718 | 31.5065 | 51.1493 | 0 | 51.1493 | 0.6714% | CZ 3C | 0.00020715 | 0.00036311 | 0.0001591 | 0.00030354 | 6.0435e-05 | 0.00033094 | 0.0022807 | 0.0037049 | 0 | 0.0037049 | 0.6714%
CZ 4A | 0.45829 | 0.094122 | 0.04321 | 0.067173 | 0.011621 | 0.085781 | 0.50626 | 1.2665 | 0 | 1.2665 | 21.28% | CZ 4A | 15.3347 | 2.0097 | 0.92265 | 1.4343 | 0.24813 | 1.8316 | 10.81 | 32.5912 | 0 | 32.5912 | 21.28% | CZ 4A | 0 | 2.0097 | 0.92265 | 1.4343 | 0.24813 | 1.8316 | 10.81 | 17.2565 | 0 | 17.2565 | 21.28% | CZ 4A | 0 | 0 | 0 | 0 | 0 | 0 | 0 | 0 |  |  | 21.28% | CZ 4A | 15.3347 | 0 | 0 | 0 | 0 | 0 | 0 | 15.3347 |  |  | 21.28% | CZ 4A | 15.488 | 5.6876 | 2.6111 | 4.0591 | 0.70222 | 5.1836 | 30.5922 | 64.3239 | 0 | 64.3239 | 21.28% | CZ 4A | 0.0011341 | 0.00041171 | 0.00018901 | 0.00029383 | 5.0832e-05 | 0.00037523 | 0.0022145 | 0.0046692 | 0 | 0.0046692 | 21.28%
CZ 4B | 0.23681 | 0.13146 | 0.061225 | 0.069392 | 0.013816 | 0.1146 | 0.52139 | 1.1487 | 0 | 1.1487 | 0.07603% | CZ 4B | 7.9239 | 2.8069 | 1.3073 | 1.4817 | 0.29501 | 2.4471 | 11.133 | 27.395 | 0 | 27.395 | 0.07603% | CZ 4B | 0 | 2.8069 | 1.3073 | 1.4817 | 0.29501 | 2.4471 | 11.133 | 19.471 | 0 | 19.471 | 0.07603% | CZ 4B | 0 | 0 | 0 | 0 | 0 | 0 | 0 | 0 |  |  | 0.07603% | CZ 4B | 7.9239 | 0 | 0 | 0 | 0 | 0 | 0 | 7.9239 |  |  | 0.07603% | CZ 4B | 8.0032 | 7.9436 | 3.6997 | 4.1932 | 0.83488 | 6.9252 | 31.5065 | 63.1062 | 0 | 63.1062 | 0.07603% | CZ 4B | 0.00058604 | 0.00057501 | 0.00026781 | 0.00030354 | 6.0435e-05 | 0.0005013 | 0.0022807 | 0.0045748 | 0 | 0.0045748 | 0.07603%
CZ 4C | 0.34843 | 0.058654 | 0.045303 | 0.069592 | 0.014013 | 0.1296 | 0.52275 | 1.1883 | 0 | 1.1883 | 1.944% | CZ 4C | 11.6588 | 1.2524 | 0.96733 | 1.486 | 0.29922 | 2.7674 | 11.162 | 29.5932 | 0 | 29.5932 | 1.944% | CZ 4C | 0 | 1.2524 | 0.96733 | 1.486 | 0.29922 | 2.7674 | 11.162 | 17.9343 | 0 | 17.9343 | 1.944% | CZ 4C | 0 | 0 | 0 | 0 | 0 | 0 | 0 | 0 |  |  | 1.944% | CZ 4C | 11.6588 | 0 | 0 | 0 | 0 | 0 | 0 | 11.6588 |  |  | 1.944% | CZ 4C | 11.7754 | 3.5443 | 2.7376 | 4.2053 | 0.84679 | 7.8316 | 31.5886 | 62.5296 | 0 | 62.5296 | 1.944% | CZ 4C | 0.00086226 | 0.00025657 | 0.00019816 | 0.00030441 | 6.1297e-05 | 0.00056691 | 0.0022866 | 0.0045362 | 0 | 0.0045362 | 1.944%
CZ 5A | 0.69644 | 0.057283 | 0.046421 | 0.067544 | 0.011987 | 0.084057 | 0.50879 | 1.4725 | 0 | 1.4725 | 42.08% | CZ 5A | 23.3034 | 1.2231 | 0.99122 | 1.4422 | 0.25596 | 1.7948 | 10.8639 | 39.8747 | 0 | 39.8747 | 42.08% | CZ 5A | 0 | 1.2231 | 0.99122 | 1.4422 | 0.25596 | 1.7948 | 10.8639 | 16.5713 | 0 | 16.5713 | 42.08% | CZ 5A | 0 | 0 | 0 | 0 | 0 | 0 | 0 | 0 |  |  | 42.08% | CZ 5A | 23.3034 | 0 | 0 | 0 | 0 | 0 | 0 | 23.3034 |  |  | 42.08% | CZ 5A | 23.5365 | 3.4615 | 2.8051 | 4.0815 | 0.72437 | 5.0794 | 30.7449 | 70.4332 | 0 | 70.4332 | 42.08% | CZ 5A | 0.0017235 | 0.00025057 | 0.00020306 | 0.00029545 | 5.2435e-05 | 0.00036768 | 0.0022255 | 0.0051182 | 0 | 0.0051182 | 42.08%
CZ 5B | 0.50465 | 0.096586 | 0.062797 | 0.069584 | 0.014005 | 0.098238 | 0.52269 | 1.3686 | 0 | 1.3686 | 0.6946% | CZ 5B | 16.8859 | 2.0624 | 1.3409 | 1.4858 | 0.29905 | 2.0976 | 11.1608 | 35.3325 | 0 | 35.3325 | 0.6946% | CZ 5B | 0 | 2.0624 | 1.3409 | 1.4858 | 0.29905 | 2.0976 | 11.1608 | 18.4466 | 0 | 18.4466 | 0.6946% | CZ 5B | 0 | 0 | 0 | 0 | 0 | 0 | 0 | 0 |  |  | 0.6946% | CZ 5B | 16.8859 | 0 | 0 | 0 | 0 | 0 | 0 | 16.8859 |  |  | 0.6946% | CZ 5B | 17.0548 | 5.8365 | 3.7947 | 4.2048 | 0.8463 | 5.9363 | 31.5852 | 69.2585 | 0 | 69.2585 | 0.6946% | CZ 5B | 0.0012488 | 0.00042249 | 0.00027469 | 0.00030437 | 6.1262e-05 | 0.00042971 | 0.0022864 | 0.0050277 | 0 | 0.0050277 | 0.6946%
CZ 5C | 0.43777 | 0.035739 | 0.047166 | 0.069594 | 0.014015 | 0.092822 | 0.52276 | 1.2199 | 0 | 1.2199 | 0.1359% | CZ 5C | 14.6479 | 0.76313 | 1.0071 | 1.486 | 0.29926 | 1.982 | 11.1623 | 31.3477 | 0 | 31.3477 | 0.1359% | CZ 5C | 0 | 0.76313 | 1.0071 | 1.486 | 0.29926 | 1.982 | 11.1623 | 16.6998 | 0 | 16.6998 | 0.1359% | CZ 5C | 0 | 0 | 0 | 0 | 0 | 0 | 0 | 0 |  |  | 0.1359% | CZ 5C | 14.6479 | 0 | 0 | 0 | 0 | 0 | 0 | 14.6479 |  |  | 0.1359% | CZ 5C | 14.7944 | 2.1597 | 2.8502 | 4.2054 | 0.84691 | 5.609 | 31.5894 | 62.0549 | 0 | 62.0549 | 0.1359% | CZ 5C | 0.0010833 | 0.00015633 | 0.00020632 | 0.00030442 | 6.1306e-05 | 0.00040602 | 0.0022867 | 0.0045044 | 0 | 0.0045044 | 0.1359%
CZ 6A | 0.98253 | 0.068867 | 0.051803 | 0.068553 | 0.012986 | 0.10029 | 0.51567 | 1.8007 | 0 | 1.8007 | 13.1% | CZ 6A | 32.8761 | 1.4705 | 1.1061 | 1.4638 | 0.27727 | 2.1414 | 11.0108 | 50.346 | 0 | 50.346 | 13.1% | CZ 6A | 0 | 1.4705 | 1.1061 | 1.4638 | 0.27727 | 2.1414 | 11.0108 | 17.4699 | 0 | 17.4699 | 13.1% | CZ 6A | 0 | 0 | 0 | 0 | 0 | 0 | 0 | 0 |  |  | 13.1% | CZ 6A | 32.8761 | 0 | 0 | 0 | 0 | 0 | 0 | 32.8761 |  |  | 13.1% | CZ 6A | 33.2048 | 4.1615 | 3.1303 | 4.1425 | 0.78469 | 6.0602 | 31.1606 | 82.6446 | 0 | 82.6446 | 13.1% | CZ 6A | 0.0024314 | 0.00030124 | 0.0002266 | 0.00029986 | 5.6801e-05 | 0.00043868 | 0.0022556 | 0.0060103 | 0 | 0.0060103 | 13.1%
CZ 6B | 0.8176 | 0.063337 | 0.057305 | 0.069556 | 0.013978 | 0.10711 | 0.52251 | 1.6514 | 0 | 1.6514 | 0.02403% | CZ 6B | 27.3574 | 1.3524 | 1.2236 | 1.4852 | 0.29847 | 2.287 | 11.1569 | 45.161 | 0 | 45.161 | 0.02403% | CZ 6B | 0 | 1.3524 | 1.2236 | 1.4852 | 0.29847 | 2.287 | 11.1569 | 17.8036 | 0 | 17.8036 | 0.02403% | CZ 6B | 0 | 0 | 0 | 0 | 0 | 0 | 0 | 0 |  |  | 0.02403% | CZ 6B | 27.3574 | 0 | 0 | 0 | 0 | 0 | 0 | 27.3574 |  |  | 0.02403% | CZ 6B | 27.6309 | 3.8273 | 3.4628 | 4.2031 | 0.84468 | 6.4723 | 31.574 | 78.0151 | 0 | 78.0151 | 0.02403% | CZ 6B | 0.0020233 | 0.00027705 | 0.00025066 | 0.00030425 | 6.1144e-05 | 0.00046851 | 0.0022856 | 0.0056705 | 0 | 0.0056705 | 0.02403%
CZ 7 | 1.0931 | 0.056427 | 0.098973 | 0.069082 | 0.013509 | 0.11285 | 0.51927 | 1.9632 | 0 | 1.9632 | 0.2259% | CZ 7 | 36.5742 | 1.2049 | 2.1133 | 1.4751 | 0.28846 | 2.4097 | 11.0879 | 55.1535 | 0 | 55.1535 | 0.2259% | CZ 7 | 0 | 1.2049 | 2.1133 | 1.4751 | 0.28846 | 2.4097 | 11.0879 | 18.5793 | 0 | 18.5793 | 0.2259% | CZ 7 | 0 | 0 | 0 | 0 | 0 | 0 | 0 | 0 |  |  | 0.2259% | CZ 7 | 36.5742 | 0 | 0 | 0 | 0 | 0 | 0 | 36.5742 |  |  | 0.2259% | CZ 7 | 36.9399 | 3.4098 | 5.9807 | 4.1745 | 0.81633 | 6.8195 | 31.3786 | 89.5194 | 0 | 89.5194 | 0.2259% | CZ 7 | 0.0027049 | 0.00024683 | 0.00043293 | 0.00030218 | 5.9092e-05 | 0.00049365 | 0.0022714 | 0.006511 | 0 | 0.006511 | 0.2259%
CZ 8 | 1.4845 | 0.036379 | 0.10384 | 0.069594 | 0.014015 | 0.12887 | 0.52276 | 2.36 | 0 | 2.36 | 0.004928% | CZ 8 | 49.6732 | 0.77679 | 2.2173 | 1.486 | 0.29926 | 2.7518 | 11.1623 | 68.3666 | 0 | 68.3666 | 0.004928% | CZ 8 | 0 | 0.77679 | 2.2173 | 1.486 | 0.29926 | 2.7518 | 11.1623 | 18.6934 | 0 | 18.6934 | 0.004928% | CZ 8 | 0 | 0 | 0 | 0 | 0 | 0 | 0 | 0 |  |  | 0.004928% | CZ 8 | 49.6732 | 0 | 0 | 0 | 0 | 0 | 0 | 49.6732 |  |  | 0.004928% | CZ 8 | 50.1699 | 2.1983 | 6.2749 | 4.2054 | 0.84691 | 7.7875 | 31.5894 | 103.0723 | 0 | 103.0723 | 0.004928% | CZ 8 | 0.0036737 | 0.00015913 | 0.00045422 | 0.00030442 | 6.1306e-05 | 0.00056372 | 0.0022867 | 0.0075032 | 0 | 0.0075032 | 0.004928%
US Weighted | 0.5758 | 0.093122 | 0.048372 | 0.068032 | 0.012451 | 0.085847 | 0.51214 | 1.3958 | 0 | 1.3958 | 100% | US Weighted | 19.2665 | 1.9884 | 1.0329 | 1.4527 | 0.26586 | 1.8333 | 10.9354 | 36.775 | 0 | 36.775 | 100% | US Weighted | 0 | 1.9884 | 1.0329 | 1.4527 | 0.26586 | 1.8326 | 10.9354 | 17.5078 | 0 | 17.5078 | 100% | US Weighted | 0 | 0 | 0 | 0 | 0 | 0 | 0 | 0 |  |  | 100% | US Weighted | 19.2665 | 0 | 0 | 0 | 0 | 0.00076002 | 0 | 19.2673 |  |  | 100% | US Weighted | 19.4592 | 5.6271 | 2.923 | 4.111 | 0.75238 | 5.1869 | 30.9472 | 69.0069 | 0 | 69.0069 | 100% | US Weighted | 0.0014249 | 0.00040733 | 0.00021159 | 0.00029759 | 5.4463e-05 | 0.00037547 | 0.0022402 | 0.0050115 | 0 | 0.0050115 | 100%
Energy Cost Index ($/sq ft/yr) for IECC-Res 2018 | [10 empty] | Single-Family - Oil Furnace | Site Energy Use Intensity (kBtu/sq ft/yr) for IECC-Res 2018 | [10 empty] | Single-Family - Oil Furnace | Electric Use Intensity (kBtu/sq ft/yr) for IECC-Res 2018 | [10 empty] | Single-Family - Oil Furnace | Gas Use Intensity (kBtu/sq ft/yr) for IECC-Res 2018 | [10 empty] | Single-Family - Oil Furnace | Oil Use Intensity (kBtu/sq ft/yr) for IECC-Res 2018 | [10 empty] | Single-Family - Oil Furnace | Source Energy Use Index (kBtu/sq ft/yr) for IECC-Res 2018 | [10 empty] | Single-Family - Oil Furnace | Carbon Emissions (ton/sq ft/yr) for IECC-Res 2018 | [10 empty] | Single-Family - Oil Furnace
Costs: Electricity: $0.1598/kWh ¦ Natural Gas: $1.391/therm ¦ Oil: $4.1392/gal | [9 empty] | Prototype Floor Area (sq ft): | 2376 | [10 empty] | Prototype Floor Area (sq ft): | 2376 | [10 empty] | Prototype Floor Area (sq ft): | 2376 | [10 empty] | Prototype Floor Area (sq ft): | 2376 | [10 empty] | Prototype Floor Area (sq ft): | 2376 | Site-to-Source Factors: Electricity: 2.83 ¦ Natural Gas: 1.1 ¦ Oil: 1.01 | [9 empty] | Prototype Floor Area (sq ft): | 2376 | Conversion [ton/kBtu]: Electricity: 4,881 ¦ Natural Gas: 18,863 ¦ Oil: 13,521 | [9 empty] | Prototype Floor Area (sq ft): | 2376
IECC-Res 2018 | Heat | Cool | Fans_Aux | Lgt_Int | Lgt_Ext | DHW | Appls | Total | PV | Net_Total | Weight | IECC-Res 2018 | Heat | Cool | Fans_Aux | Lgt_Int | Lgt_Ext | DHW | Appls | Total | PV | Net_Total | Weight | IECC-Res 2018 | Heat | Cool | Fans_Aux | Lgt_Int | Lgt_Ext | DHW | Appls | Total | PV | Net_Total | Weight | IECC-Res 2018 | Heat | Cool | Fans_Aux | Lgt_Int | Lgt_Ext | DHW | Appls | Total | PV | Net_Total | Weight | IECC-Res 2018 | Heat | Cool | Fans_Aux | Lgt_Int | Lgt_Ext | DHW | Appls | Total | PV | Net_Total | Weight | IECC-Res 2018 | Heat | Cool | Fans_Aux | Lgt_Int | Lgt_Ext | DHW | Appls | Total | PV | Net_Total | Weight | IECC-Res 2018 | Heat | Cool | Fans_Aux | Lgt_Int | Lgt_Ext | DHW | Appls | Total | PV | Net_Total | Weight
CZ 1AWH | 0.028994 | 0.32834 | 0.078731 | 0.074462 | 0.015602 | 0.14688 | 0.52418 | 1.1972 | 0 | 1.1972 | 0.5756% | CZ 1AWH | 0.97014 | 7.0109 | 1.6811 | 1.5899 | 0.33314 | 4.9146 | 11.1925 | 27.6923 | 0 | 27.6923 | 0.5756% | CZ 1AWH | 0 | 7.0109 | 1.6811 | 1.5899 | 0.33314 | 0 | 11.1925 | 21.8075 | 0 | 21.8075 | 0.5756% | CZ 1AWH | 0 | 0 | 0 | 0 | 0 | 0 | 0 | 0 |  |  | 0.5756% | CZ 1AWH | 0.97014 | 0 | 0 | 0 | 0 | 4.9146 | 0 | 5.8847 |  |  | 0.5756% | CZ 1AWH | 0.97984 | 19.8407 | 4.7575 | 4.4996 | 0.94278 | 4.9637 | 31.6748 | 67.6589 | 0 | 67.6589 | 0.5756% | CZ 1AWH | 7.1749e-05 | 0.0014362 | 0.00034439 | 0.00032571 | 6.8245e-05 | 0.00036347 | 0.0022929 | 0.0049026 | 0 | 0.0049026 | 0.5756%
CZ 1AWHT | 0.0012857 | 0.34777 | 0.079573 | 0.074241 | 0.015377 | 0.14149 | 0.52276 | 1.1825 | 0 | 1.1825 | 0.1047% | CZ 1AWHT | 0.043021 | 7.4257 | 1.6991 | 1.5852 | 0.32833 | 4.7344 | 11.1623 | 26.9781 | 0 | 26.9781 | 0.1047% | CZ 1AWHT | 0 | 7.4257 | 1.6991 | 1.5852 | 0.32833 | 0 | 11.1623 | 22.2007 | 0 | 22.2007 | 0.1047% | CZ 1AWHT | 0 | 0 | 0 | 0 | 0 | 0 | 0 | 0 |  |  | 0.1047% | CZ 1AWHT | 0.043021 | 0 | 0 | 0 | 0 | 4.7344 | 0 | 4.7774 |  |  | 0.1047% | CZ 1AWHT | 0.043451 | 21.0148 | 4.8084 | 4.4862 | 0.92919 | 4.7817 | 31.5894 | 67.6532 | 0 | 67.6532 | 0.1047% | CZ 1AWHT | 3.1817e-06 | 0.0015212 | 0.00034807 | 0.00032474 | 6.7261e-05 | 0.00035014 | 0.0022867 | 0.0049013 | 0 | 0.0049013 | 0.1047%
CZ 1AWHTS | 0.00045963 | 0.44295 | 0.11304 | 0.12176 | 0.025219 | 0.040044 | 0.85735 | 1.6008 | 0 | 1.6008 | 0.1047% | CZ 1AWHTS | 0.015379 | 9.4582 | 2.4136 | 2.5998 | 0.53848 | 1.3399 | 18.3066 | 34.6721 | 0 | 34.6721 | 0.1047% | CZ 1AWHTS | 0 | 9.4582 | 2.4136 | 2.5998 | 0.53848 | 0 | 18.3066 | 33.3168 | 0 | 33.3168 | 0.1047% | CZ 1AWHTS | 0 | 0 | 0 | 0 | 0 | 0 | 0 | 0 |  |  | 0.1047% | CZ 1AWHTS | 0.015379 | 0 | 0 | 0 | 0 | 1.3399 | 0 | 1.3553 |  |  | 0.1047% | CZ 1AWHTS | 0.015533 | 26.7668 | 6.8306 | 7.3575 | 1.5239 | 1.3533 | 51.8078 | 95.6555 | 0 | 95.6555 | 0.1047% | CZ 1AWHTS | 1.1374e-06 | 0.0019376 | 0.00049445 | 0.00053259 | 0.00011031 | 9.9095e-05 | 0.0037502 | 0.0069254 | 0 | 0.0069254 | 0.1047%
CZ 2AWH | 0.11713 | 0.27593 | 0.077935 | 0.074435 | 0.015574 | 0.16437 | 0.524 | 1.2494 | 0 | 1.2494 | 6.871% | CZ 2AWH | 3.9193 | 5.8918 | 1.6641 | 1.5894 | 0.33255 | 5.4999 | 11.1888 | 30.0858 | 0 | 30.0858 | 6.871% | CZ 2AWH | 0 | 5.8918 | 1.6641 | 1.5894 | 0.33255 | 0 | 11.1888 | 20.6666 | 0 | 20.6666 | 6.871% | CZ 2AWH | 0 | 0 | 0 | 0 | 0 | 0 | 0 | 0 |  |  | 6.871% | CZ 2AWH | 3.9193 | 0 | 0 | 0 | 0 | 5.4999 | 0 | 9.4192 |  |  | 6.871% | CZ 2AWH | 3.9585 | 16.6737 | 4.7094 | 4.4979 | 0.94111 | 5.5549 | 31.6643 | 67.9998 | 0 | 67.9998 | 6.871% | CZ 2AWH | 0.00028986 | 0.001207 | 0.0003409 | 0.00032559 | 6.8124e-05 | 0.00040676 | 0.0022921 | 0.0049303 | 0 | 0.0049303 | 6.871%
CZ 2B | 0.15367 | 0.26699 | 0.090669 | 0.074026 | 0.015158 | 0.16073 | 0.52139 | 1.2826 | 0 | 1.2826 | 0.0218% | CZ 2B | 5.1418 | 5.7009 | 1.936 | 1.5806 | 0.32367 | 5.3781 | 11.133 | 31.1942 | 0 | 31.1942 | 0.0218% | CZ 2B | 0 | 5.7009 | 1.936 | 1.5806 | 0.32367 | 0 | 11.133 | 20.6742 | 0 | 20.6742 | 0.0218% | CZ 2B | 0 | 0 | 0 | 0 | 0 | 0 | 0 | 0 |  |  | 0.0218% | CZ 2B | 5.1418 | 0 | 0 | 0 | 0 | 5.3781 | 0 | 10.5199 |  |  | 0.0218% | CZ 2B | 5.1933 | 16.1334 | 5.4789 | 4.4732 | 0.91599 | 5.4319 | 31.5065 | 69.1332 | 0 | 69.1332 | 0.0218% | CZ 2B | 0.00038028 | 0.0011679 | 0.00039661 | 0.00032381 | 6.6306e-05 | 0.00039775 | 0.0022807 | 0.0050133 | 0 | 0.0050133 | 0.0218%
CZ 3A | 0.26528 | 0.14924 | 0.063376 | 0.074069 | 0.015202 | 0.19889 | 0.52167 | 1.2877 | 0 | 1.2877 | 7.232% | CZ 3A | 8.8764 | 3.1867 | 1.3532 | 1.5816 | 0.3246 | 6.6549 | 11.1389 | 33.1163 | 0 | 33.1163 | 7.232% | CZ 3A | 0 | 3.1867 | 1.3532 | 1.5816 | 0.3246 | 0 | 11.1389 | 17.585 | 0 | 17.585 | 7.232% | CZ 3A | 0 | 0 | 0 | 0 | 0 | 0 | 0 | 0 |  |  | 7.232% | CZ 3A | 8.8764 | 0 | 0 | 0 | 0 | 6.6549 | 0 | 15.5313 |  |  | 7.232% | CZ 3A | 8.9652 | 9.0184 | 3.8297 | 4.4758 | 0.91863 | 6.7215 | 31.5231 | 65.4522 | 0 | 65.4522 | 7.232% | CZ 3A | 0.00065648 | 0.00065282 | 0.00027722 | 0.00032399 | 6.6497e-05 | 0.00049218 | 0.0022819 | 0.0047511 | 0 | 0.0047511 | 7.232%
CZ 3AWH | 0.1904 | 0.17653 | 0.063941 | 0.074177 | 0.015312 | 0.19018 | 0.52236 | 1.2329 | 0 | 1.2329 | 1.436% | CZ 3AWH | 6.3708 | 3.7694 | 1.3653 | 1.5839 | 0.32696 | 6.3637 | 11.1537 | 30.9337 | 0 | 30.9337 | 1.436% | CZ 3AWH | 0 | 3.7694 | 1.3653 | 1.5839 | 0.32696 | 0 | 11.1537 | 18.1992 | 0 | 18.1992 | 1.436% | CZ 3AWH | 0 | 0 | 0 | 0 | 0 | 0 | 0 | 0 |  |  | 1.436% | CZ 3AWH | 6.3708 | 0 | 0 | 0 | 0 | 6.3637 | 0 | 12.7344 |  |  | 1.436% | CZ 3AWH | 6.4345 | 10.6674 | 3.8638 | 4.4824 | 0.92529 | 6.4273 | 31.5649 | 64.3656 | 0 | 64.3656 | 1.436% | CZ 3AWH | 0.00047117 | 0.00077218 | 0.00027969 | 0.00032447 | 6.6979e-05 | 0.00047064 | 0.0022849 | 0.00467 | 0 | 0.00467 | 1.436%
CZ 3B | 0.16714 | 0.16762 | 0.072341 | 0.074026 | 0.015158 | 0.18659 | 0.52139 | 1.2043 | 0 | 1.2043 | 3.416% | CZ 3B | 5.5928 | 3.5791 | 1.5447 | 1.5806 | 0.32367 | 6.2434 | 11.133 | 29.9972 | 0 | 29.9972 | 3.416% | CZ 3B | 0 | 3.5791 | 1.5447 | 1.5806 | 0.32367 | 0 | 11.133 | 18.1611 | 0 | 18.1611 | 3.416% | CZ 3B | 0 | 0 | 0 | 0 | 0 | 0 | 0 | 0 |  |  | 3.416% | CZ 3B | 5.5928 | 0 | 0 | 0 | 0 | 6.2434 | 0 | 11.8362 |  |  | 3.416% | CZ 3B | 5.6487 | 10.1287 | 4.3714 | 4.4732 | 0.91599 | 6.3059 | 31.5065 | 63.3504 | 0 | 63.3504 | 3.416% | CZ 3B | 0.00041363 | 0.00073319 | 0.00031643 | 0.00032381 | 6.6306e-05 | 0.00046175 | 0.0022807 | 0.0045958 | 0 | 0.0045958 | 3.416%
CZ 3C | 0.093914 | 0.082647 | 0.049678 | 0.074026 | 0.015158 | 0.20017 | 0.52139 | 1.037 | 0 | 1.037 | 0.6714% | CZ 3C | 3.1424 | 1.7647 | 1.0608 | 1.5806 | 0.32367 | 6.6978 | 11.133 | 25.703 | 0 | 25.703 | 0.6714% | CZ 3C | 0 | 1.7647 | 1.0608 | 1.5806 | 0.32367 | 0 | 11.133 | 15.8628 | 0 | 15.8628 | 0.6714% | CZ 3C | 0 | 0 | 0 | 0 | 0 | 0 | 0 | 0 |  |  | 0.6714% | CZ 3C | 3.1424 | 0 | 0 | 0 | 0 | 6.6978 | 0 | 9.8402 |  |  | 0.6714% | CZ 3C | 3.1739 | 4.9942 | 3.0019 | 4.4732 | 0.91599 | 6.7648 | 31.5065 | 54.8304 | 0 | 54.8304 | 0.6714% | CZ 3C | 0.00023241 | 0.00036152 | 0.0002173 | 0.00032381 | 6.6306e-05 | 0.00049535 | 0.0022807 | 0.0039774 | 0 | 0.0039774 | 0.6714%
CZ 4A | 0.45344 | 0.106 | 0.05828 | 0.071659 | 0.01275 | 0.18933 | 0.50626 | 1.3977 | 0 | 1.3977 | 21.28% | CZ 4A | 15.1725 | 2.2634 | 1.2444 | 1.5301 | 0.27224 | 6.3351 | 10.81 | 37.6278 | 0 | 37.6278 | 21.28% | CZ 4A | 0 | 2.2634 | 1.2444 | 1.5301 | 0.27224 | 0 | 10.81 | 16.1201 | 0 | 16.1201 | 21.28% | CZ 4A | 0 | 0 | 0 | 0 | 0 | 0 | 0 | 0 |  |  | 21.28% | CZ 4A | 15.1725 | 0 | 0 | 0 | 0 | 6.3351 | 0 | 21.5076 |  |  | 21.28% | CZ 4A | 15.3242 | 6.4054 | 3.5218 | 4.3302 | 0.77044 | 6.3985 | 30.5922 | 67.3427 | 0 | 67.3427 | 21.28% | CZ 4A | 0.0011221 | 0.00046367 | 0.00025493 | 0.00031345 | 5.577e-05 | 0.00046853 | 0.0022145 | 0.004893 | 0 | 0.004893 | 21.28%
CZ 4B | 0.27685 | 0.13747 | 0.078511 | 0.074026 | 0.015158 | 0.21649 | 0.52139 | 1.3199 | 0 | 1.3199 | 0.07603% | CZ 4B | 9.2636 | 2.9353 | 1.6764 | 1.5806 | 0.32367 | 7.2437 | 11.133 | 34.1564 | 0 | 34.1564 | 0.07603% | CZ 4B | 0 | 2.9353 | 1.6764 | 1.5806 | 0.32367 | 0 | 11.133 | 17.6491 | 0 | 17.6491 | 0.07603% | CZ 4B | 0 | 0 | 0 | 0 | 0 | 0 | 0 | 0 |  |  | 0.07603% | CZ 4B | 9.2636 | 0 | 0 | 0 | 0 | 7.2437 | 0 | 16.5073 |  |  | 0.07603% | CZ 4B | 9.3562 | 8.3069 | 4.7443 | 4.4732 | 0.91599 | 7.3162 | 31.5065 | 66.6192 | 0 | 66.6192 | 0.07603% | CZ 4B | 0.00068511 | 0.00060132 | 0.00034343 | 0.00032381 | 6.6306e-05 | 0.00053573 | 0.0022807 | 0.0048364 | 0 | 0.0048364 | 0.07603%
CZ 4C | 0.38642 | 0.061091 | 0.061217 | 0.074239 | 0.015375 | 0.24072 | 0.52275 | 1.3618 | 0 | 1.3618 | 1.944% | CZ 4C | 12.93 | 1.3045 | 1.3071 | 1.5852 | 0.32829 | 8.0546 | 11.162 | 36.6717 | 0 | 36.6717 | 1.944% | CZ 4C | 0 | 1.3045 | 1.3071 | 1.5852 | 0.32829 | 0 | 11.162 | 15.6871 | 0 | 15.6871 | 1.944% | CZ 4C | 0 | 0 | 0 | 0 | 0 | 0 | 0 | 0 |  |  | 1.944% | CZ 4C | 12.93 | 0 | 0 | 0 | 0 | 8.0546 | 0 | 20.9846 |  |  | 1.944% | CZ 4C | 13.0593 | 3.6916 | 3.6992 | 4.4861 | 0.92906 | 8.1351 | 31.5886 | 65.5889 | 0 | 65.5889 | 1.944% | CZ 4C | 0.00095627 | 0.00026723 | 0.00026778 | 0.00032474 | 6.7252e-05 | 0.0005957 | 0.0022866 | 0.0047656 | 0 | 0.0047656 | 1.944%
CZ 5A | 0.64884 | 0.071984 | 0.061007 | 0.072054 | 0.013152 | 0.21345 | 0.50879 | 1.5893 | 0 | 1.5893 | 42.08% | CZ 5A | 21.7105 | 1.537 | 1.3027 | 1.5385 | 0.28083 | 7.1422 | 10.8639 | 44.3757 | 0 | 44.3757 | 42.08% | CZ 5A | 0 | 1.537 | 1.3027 | 1.5385 | 0.28083 | 0 | 10.8639 | 15.523 | 0 | 15.523 | 42.08% | CZ 5A | 0 | 0 | 0 | 0 | 0 | 0 | 0 | 0 |  |  | 42.08% | CZ 5A | 21.7105 | 0 | 0 | 0 | 0 | 7.1422 | 0 | 28.8527 |  |  | 42.08% | CZ 5A | 21.9276 | 4.3498 | 3.6865 | 4.3541 | 0.79474 | 7.2136 | 30.7449 | 73.0713 | 0 | 73.0713 | 42.08% | CZ 5A | 0.0016057 | 0.00031487 | 0.00026686 | 0.00031518 | 5.753e-05 | 0.00052822 | 0.0022255 | 0.0053139 | 0 | 0.0053139 | 42.08%
CZ 5B | 0.46639 | 0.12254 | 0.08106 | 0.07423 | 0.015366 | 0.23517 | 0.52269 | 1.5174 | 0 | 1.5174 | 0.6946% | CZ 5B | 15.6055 | 2.6165 | 1.7308 | 1.585 | 0.3281 | 7.869 | 11.1608 | 40.8958 | 0 | 40.8958 | 0.6946% | CZ 5B | 0 | 2.6165 | 1.7308 | 1.585 | 0.3281 | 0 | 11.1608 | 17.4213 | 0 | 17.4213 | 0.6946% | CZ 5B | 0 | 0 | 0 | 0 | 0 | 0 | 0 | 0 |  |  | 0.6946% | CZ 5B | 15.6055 | 0 | 0 | 0 | 0 | 7.869 | 0 | 23.4745 |  |  | 0.6946% | CZ 5B | 15.7616 | 7.4046 | 4.8983 | 4.4855 | 0.92852 | 7.9477 | 31.5852 | 73.0114 | 0 | 73.0114 | 0.6946% | CZ 5B | 0.0011541 | 0.000536 | 0.00035457 | 0.0003247 | 6.7213e-05 | 0.00058197 | 0.0022864 | 0.005305 | 0 | 0.005305 | 0.6946%
CZ 5C | 0.37188 | 0.050358 | 0.060585 | 0.074241 | 0.015377 | 0.23987 | 0.52276 | 1.3351 | 0 | 1.3351 | 0.1359% | CZ 5C | 12.4435 | 1.0753 | 1.2937 | 1.5852 | 0.32833 | 8.0261 | 11.1623 | 35.9144 | 0 | 35.9144 | 0.1359% | CZ 5C | 0 | 1.0753 | 1.2937 | 1.5852 | 0.32833 | 0 | 11.1623 | 15.4448 | 0 | 15.4448 | 0.1359% | CZ 5C | 0 | 0 | 0 | 0 | 0 | 0 | 0 | 0 |  |  | 0.1359% | CZ 5C | 12.4435 | 0 | 0 | 0 | 0 | 8.0261 | 0 | 20.4696 |  |  | 0.1359% | CZ 5C | 12.5679 | 3.043 | 3.661 | 4.4862 | 0.92919 | 8.1063 | 31.5894 | 64.3831 | 0 | 64.3831 | 0.1359% | CZ 5C | 0.00092029 | 0.00022027 | 0.00026501 | 0.00032474 | 6.7261e-05 | 0.00059359 | 0.0022867 | 0.0046779 | 0 | 0.0046779 | 0.1359%
CZ 6A | 0.87082 | 0.083637 | 0.063936 | 0.07313 | 0.014247 | 0.25075 | 0.51567 | 1.8722 | 0 | 1.8722 | 13.1% | CZ 6A | 29.1381 | 1.7859 | 1.3652 | 1.5615 | 0.30421 | 8.3903 | 11.0108 | 53.556 | 0 | 53.556 | 13.1% | CZ 6A | 0 | 1.7859 | 1.3652 | 1.5615 | 0.30421 | 0 | 11.0108 | 16.0276 | 0 | 16.0276 | 13.1% | CZ 6A | 0 | 0 | 0 | 0 | 0 | 0 | 0 | 0 |  |  | 13.1% | CZ 6A | 29.1381 | 0 | 0 | 0 | 0 | 8.3903 | 0 | 37.5284 |  |  | 13.1% | CZ 6A | 29.4294 | 5.054 | 3.8635 | 4.4191 | 0.86092 | 8.4742 | 31.1606 | 83.2618 | 0 | 83.2618 | 13.1% | CZ 6A | 0.002155 | 0.00036585 | 0.00027967 | 0.00031989 | 6.232e-05 | 0.00062053 | 0.0022556 | 0.0060589 | 0 | 0.0060589 | 13.1%
CZ 6B | 0.69706 | 0.079078 | 0.070257 | 0.074201 | 0.015336 | 0.25108 | 0.52251 | 1.7095 | 0 | 1.7095 | 0.02403% | CZ 6B | 23.3241 | 1.6885 | 1.5002 | 1.5844 | 0.32747 | 8.4013 | 11.1569 | 47.9828 | 0 | 47.9828 | 0.02403% | CZ 6B | 0 | 1.6885 | 1.5002 | 1.5844 | 0.32747 | 0 | 11.1569 | 16.2574 | 0 | 16.2574 | 0.02403% | CZ 6B | 0 | 0 | 0 | 0 | 0 | 0 | 0 | 0 |  |  | 0.02403% | CZ 6B | 23.3241 | 0 | 0 | 0 | 0 | 8.4013 | 0 | 31.7254 |  |  | 0.02403% | CZ 6B | 23.5573 | 4.7785 | 4.2455 | 4.4838 | 0.92674 | 8.4853 | 31.574 | 78.0511 | 0 | 78.0511 | 0.02403% | CZ 6B | 0.001725 | 0.0003459 | 0.00030732 | 0.00032457 | 6.7084e-05 | 0.00062134 | 0.0022856 | 0.0056768 | 0 | 0.0056768 | 0.02403%
CZ 7 | 1.0026 | 0.068152 | 0.065162 | 0.073695 | 0.014822 | 0.27199 | 0.51927 | 2.0157 | 0 | 2.0157 | 0.2259% | CZ 7 | 33.5483 | 1.4552 | 1.3914 | 1.5736 | 0.31648 | 9.1008 | 11.0879 | 58.4736 | 0 | 58.4736 | 0.2259% | CZ 7 | 0 | 1.4552 | 1.3914 | 1.5736 | 0.31648 | 0 | 11.0879 | 15.8245 | 0 | 15.8245 | 0.2259% | CZ 7 | 0 | 0 | 0 | 0 | 0 | 0 | 0 | 0 |  |  | 0.2259% | CZ 7 | 33.5483 | 0 | 0 | 0 | 0 | 9.1008 | 0 | 42.6491 |  |  | 0.2259% | CZ 7 | 33.8838 | 4.1183 | 3.9376 | 4.4532 | 0.89563 | 9.1918 | 31.3786 | 87.859 | 0 | 87.859 | 0.2259% | CZ 7 | 0.0024812 | 0.00029811 | 0.00028503 | 0.00032236 | 6.4833e-05 | 0.00067307 | 0.0022714 | 0.006396 | 0 | 0.006396 | 0.2259%
CZ 8 | 1.3646 | 0.047772 | 0.069934 | 0.074241 | 0.015377 | 0.29517 | 0.52276 | 2.3898 | 0 | 2.3898 | 0.004928% | CZ 8 | 45.6597 | 1.02 | 1.4933 | 1.5852 | 0.32833 | 9.8764 | 11.1623 | 71.1253 | 0 | 71.1253 | 0.004928% | CZ 8 | 0 | 1.02 | 1.4933 | 1.5852 | 0.32833 | 0 | 11.1623 | 15.5892 | 0 | 15.5892 | 0.004928% | CZ 8 | 0 | 0 | 0 | 0 | 0 | 0 | 0 | 0 |  |  | 0.004928% | CZ 8 | 45.6597 | 0 | 0 | 0 | 0 | 9.8764 | 0 | 55.5361 |  |  | 0.004928% | CZ 8 | 46.1163 | 2.8867 | 4.2259 | 4.4862 | 0.92919 | 9.9752 | 31.5894 | 100.2089 | 0 | 100.2089 | 0.004928% | CZ 8 | 0.0033769 | 0.00020896 | 0.00030591 | 0.00032474 | 6.7261e-05 | 0.00073044 | 0.0022867 | 0.0073009 | 0 | 0.0073009 | 0.004928%
US Weighted | 0.54147 | 0.1048 | 0.062537 | 0.072575 | 0.01366 | 0.20779 | 0.51214 | 1.515 | 0 | 1.515 | 100% | US Weighted | 18.1179 | 2.2377 | 1.3353 | 1.5497 | 0.29169 | 6.9527 | 10.9354 | 41.4204 | 0 | 41.4204 | 100% | US Weighted | 0 | 2.2377 | 1.3353 | 1.5497 | 0.29169 | 0 | 10.9354 | 16.3498 | 0 | 16.3498 | 100% | US Weighted | 0 | 0 | 0 | 0 | 0 | 0 | 0 | 0 |  |  | 100% | US Weighted | 18.1179 | 0 | 0 | 0 | 0 | 6.9527 | 0 | 25.0706 |  |  | 100% | US Weighted | 18.2991 | 6.3327 | 3.779 | 4.3856 | 0.82547 | 7.0222 | 30.9472 | 71.5912 | 0 | 71.5912 | 100% | US Weighted | 0.00134 | 0.00045841 | 0.00027355 | 0.00031746 | 5.9754e-05 | 0.00051421 | 0.0022402 | 0.0052035 | 0 | 0.0052035 | 100%
Energy Cost Index ($/sq ft/yr) for IECC-Res 2015 | [10 empty] | Single-Family - Oil Furnace | Site Energy Use Intensity (kBtu/sq ft/yr) for IECC-Res 2015 | [10 empty] | Single-Family - Oil Furnace | Electric Use Intensity (kBtu/sq ft/yr) for IECC-Res 2015 | [10 empty] | Single-Family - Oil Furnace | Gas Use Intensity (kBtu/sq ft/yr) for IECC-Res 2015 | [10 empty] | Single-Family - Oil Furnace | Oil Use Intensity (kBtu/sq ft/yr) for IECC-Res 2015 | [10 empty] | Single-Family - Oil Furnace | Source Energy Use Index (kBtu/sq ft/yr) for IECC-Res 2015 | [10 empty] | Single-Family - Oil Furnace | Carbon Emissions (ton/sq ft/yr) for IECC-Res 2015 | [10 empty] | Single-Family - Oil Furnace
Costs: Electricity: $0.1598/kWh ¦ Natural Gas: $1.391/therm ¦ Oil: $4.1392/gal | [9 empty] | Prototype Floor Area (sq ft): | 2376 | [10 empty] | Prototype Floor Area (sq ft): | 2376 | [10 empty] | Prototype Floor Area (sq ft): | 2376 | [10 empty] | Prototype Floor Area (sq ft): | 2376 | [10 empty] | Prototype Floor Area (sq ft): | 2376 | Site-to-Source Factors: Electricity: 2.83 ¦ Natural Gas: 1.1 ¦ Oil: 1.01 | [9 empty] | Prototype Floor Area (sq ft): | 2376 | Conversion [ton/kBtu]: Electricity: 4,881 ¦ Natural Gas: 18,863 ¦ Oil: 13,521 | [9 empty] | Prototype Floor Area (sq ft): | 2376
IECC-Res 2015 | Heat | Cool | Fans_Aux | Lgt_Int | Lgt_Ext | DHW | Appls | Total | PV | Net_Total | Weight | IECC-Res 2015 | Heat | Cool | Fans_Aux | Lgt_Int | Lgt_Ext | DHW | Appls | Total | PV | Net_Total | Weight | IECC-Res 2015 | Heat | Cool | Fans_Aux | Lgt_Int | Lgt_Ext | DHW | Appls | Total | PV | Net_Total | Weight | IECC-Res 2015 | Heat | Cool | Fans_Aux | Lgt_Int | Lgt_Ext | DHW | Appls | Total | PV | Net_Total | Weight | IECC-Res 2015 | Heat | Cool | Fans_Aux | Lgt_Int | Lgt_Ext | DHW | Appls | Total | PV | Net_Total | Weight | IECC-Res 2015 | Heat | Cool | Fans_Aux | Lgt_Int | Lgt_Ext | DHW | Appls | Total | PV | Net_Total | Weight | IECC-Res 2015 | Heat | Cool | Fans_Aux | Lgt_Int | Lgt_Ext | DHW | Appls | Total | PV | Net_Total | Weight
CZ 1AWH | 0.02879 | 0.32943 | 0.078893 | 0.079796 | 0.017183 | 0.14688 | 0.52418 | 1.2051 | 0 | 1.2051 | 0.5756% | CZ 1AWH | 0.96332 | 7.0342 | 1.6846 | 1.7039 | 0.36689 | 4.9146 | 11.1925 | 27.8599 | 0 | 27.8599 | 0.5756% | CZ 1AWH | 0 | 7.0342 | 1.6846 | 1.7039 | 0.36689 | 0 | 11.1925 | 21.982 | 0 | 21.982 | 0.5756% | CZ 1AWH | 0 | 0 | 0 | 0 | 0 | 0 | 0 | 0 |  |  | 0.5756% | CZ 1AWH | 0.96332 | 0 | 0 | 0 | 0 | 4.9146 | 0 | 5.8779 |  |  | 0.5756% | CZ 1AWH | 0.97296 | 19.9067 | 4.7673 | 4.8219 | 1.0383 | 4.9637 | 31.6748 | 68.1457 | 0 | 68.1457 | 0.5756% | CZ 1AWH | 7.1245e-05 | 0.001441 | 0.00034509 | 0.00034905 | 7.516e-05 | 0.00036347 | 0.0022929 | 0.0049379 | 0 | 0.0049379 | 0.5756%
CZ 1AWHT | 0.0012572 | 0.34895 | 0.079775 | 0.079559 | 0.016935 | 0.14149 | 0.52276 | 1.1907 | 0 | 1.1907 | 0.1047% | CZ 1AWHT | 0.042066 | 7.451 | 1.7034 | 1.6988 | 0.3616 | 4.7344 | 11.1623 | 27.1536 | 0 | 27.1536 | 0.1047% | CZ 1AWHT | 0 | 7.451 | 1.7034 | 1.6988 | 0.3616 | 0 | 11.1623 | 22.3771 | 0 | 22.3771 | 0.1047% | CZ 1AWHT | 0 | 0 | 0 | 0 | 0 | 0 | 0 | 0 |  |  | 0.1047% | CZ 1AWHT | 0.042066 | 0 | 0 | 0 | 0 | 4.7344 | 0 | 4.7764 |  |  | 0.1047% | CZ 1AWHT | 0.042487 | 21.0863 | 4.8206 | 4.8076 | 1.0233 | 4.7817 | 31.5894 | 68.1515 | 0 | 68.1515 | 0.1047% | CZ 1AWHT | 3.1111e-06 | 0.0015264 | 0.00034895 | 0.00034801 | 7.4077e-05 | 0.00035014 | 0.0022867 | 0.0049374 | 0 | 0.0049374 | 0.1047%
CZ 1AWHTS | 0.00045241 | 0.44399 | 0.1132 | 0.13048 | 0.027774 | 0.040043 | 0.85735 | 1.6133 | 0 | 1.6133 | 0.1047% | CZ 1AWHTS | 0.015138 | 9.4804 | 2.4172 | 2.7861 | 0.59304 | 1.3399 | 18.3066 | 34.9384 | 0 | 34.9384 | 0.1047% | CZ 1AWHTS | 0 | 9.4804 | 2.4172 | 2.7861 | 0.59304 | 0 | 18.3066 | 33.5834 | 0 | 33.5834 | 0.1047% | CZ 1AWHTS | 0 | 0 | 0 | 0 | 0 | 0 | 0 | 0 |  |  | 0.1047% | CZ 1AWHTS | 0.015138 | 0 | 0 | 0 | 0 | 1.3399 | 0 | 1.355 |  |  | 0.1047% | CZ 1AWHTS | 0.015289 | 26.8296 | 6.8406 | 7.8846 | 1.6783 | 1.3533 | 51.8078 | 96.4096 | 0 | 96.4096 | 0.1047% | CZ 1AWHTS | 1.1196e-06 | 0.0019421 | 0.00049518 | 0.00057075 | 0.00012149 | 9.9094e-05 | 0.0037502 | 0.00698 | 0 | 0.00698 | 0.1047%
CZ 2AWH | 0.11649 | 0.27687 | 0.078073 | 0.079767 | 0.017152 | 0.16437 | 0.524 | 1.2567 | 0 | 1.2567 | 6.871% | CZ 2AWH | 3.8978 | 5.9118 | 1.6671 | 1.7032 | 0.36624 | 5.4999 | 11.1888 | 30.2349 | 0 | 30.2349 | 6.871% | CZ 2AWH | 0 | 5.9118 | 1.6671 | 1.7032 | 0.36624 | 0 | 11.1888 | 20.8371 | 0 | 20.8371 | 6.871% | CZ 2AWH | 0 | 0 | 0 | 0 | 0 | 0 | 0 | 0 |  |  | 6.871% | CZ 2AWH | 3.8978 | 0 | 0 | 0 | 0 | 5.4999 | 0 | 9.3977 |  |  | 6.871% | CZ 2AWH | 3.9368 | 16.7305 | 4.7178 | 4.8201 | 1.0365 | 5.5549 | 31.6643 | 68.4608 | 0 | 68.4608 | 6.871% | CZ 2AWH | 0.00028827 | 0.0012111 | 0.00034151 | 0.00034892 | 7.5027e-05 | 0.00040676 | 0.0022921 | 0.0049637 | 0 | 0.0049637 | 6.871%
CZ 2B | 0.15287 | 0.26774 | 0.090794 | 0.079329 | 0.016694 | 0.16073 | 0.52139 | 1.2896 | 0 | 1.2896 | 0.0218% | CZ 2B | 5.1152 | 5.717 | 1.9387 | 1.6939 | 0.35647 | 5.3781 | 11.133 | 31.3324 | 0 | 31.3324 | 0.0218% | CZ 2B | 0 | 5.717 | 1.9387 | 1.6939 | 0.35647 | 0 | 11.133 | 20.839 | 0 | 20.839 | 0.0218% | CZ 2B | 0 | 0 | 0 | 0 | 0 | 0 | 0 | 0 |  |  | 0.0218% | CZ 2B | 5.1152 | 0 | 0 | 0 | 0 | 5.3781 | 0 | 10.4933 |  |  | 0.0218% | CZ 2B | 5.1664 | 16.1791 | 5.4865 | 4.7937 | 1.0088 | 5.4319 | 31.5065 | 69.5727 | 0 | 69.5727 | 0.0218% | CZ 2B | 0.00037831 | 0.0011712 | 0.00039715 | 0.000347 | 7.3024e-05 | 0.00039775 | 0.0022807 | 0.0050451 | 0 | 0.0050451 | 0.0218%
CZ 3A | 0.27537 | 0.14936 | 0.063797 | 0.079375 | 0.016742 | 0.19887 | 0.52167 | 1.3052 | 0 | 1.3052 | 7.232% | CZ 3A | 9.214 | 3.1892 | 1.3622 | 1.6949 | 0.35749 | 6.6542 | 11.1389 | 33.6109 | 0 | 33.6109 | 7.232% | CZ 3A | 0 | 3.1892 | 1.3622 | 1.6949 | 0.35749 | 0 | 11.1389 | 17.7427 | 0 | 17.7427 | 7.232% | CZ 3A | 0 | 0 | 0 | 0 | 0 | 0 | 0 | 0 |  |  | 7.232% | CZ 3A | 9.214 | 0 | 0 | 0 | 0 | 6.6542 | 0 | 15.8682 |  |  | 7.232% | CZ 3A | 9.3061 | 9.0254 | 3.8551 | 4.7965 | 1.0117 | 6.7208 | 31.5231 | 66.2386 | 0 | 66.2386 | 7.232% | CZ 3A | 0.00068145 | 0.00065332 | 0.00027906 | 0.0003472 | 7.3235e-05 | 0.00049213 | 0.0022819 | 0.0048083 | 0 | 0.0048083 | 7.232%
CZ 3AWH | 0.19809 | 0.17687 | 0.064341 | 0.079491 | 0.016864 | 0.19017 | 0.52236 | 1.2482 | 0 | 1.2482 | 1.436% | CZ 3AWH | 6.6282 | 3.7766 | 1.3738 | 1.6973 | 0.36009 | 6.3632 | 11.1537 | 31.3529 | 0 | 31.3529 | 1.436% | CZ 3AWH | 0 | 3.7766 | 1.3738 | 1.6973 | 0.36009 | 0 | 11.1537 | 18.3615 | 0 | 18.3615 | 1.436% | CZ 3AWH | 0 | 0 | 0 | 0 | 0 | 0 | 0 | 0 |  |  | 1.436% | CZ 3AWH | 6.6282 | 0 | 0 | 0 | 0 | 6.3632 | 0 | 12.9914 |  |  | 1.436% | CZ 3AWH | 6.6945 | 10.6877 | 3.888 | 4.8035 | 1.019 | 6.4268 | 31.5649 | 65.0844 | 0 | 65.0844 | 1.436% | CZ 3AWH | 0.00049021 | 0.00077365 | 0.00028144 | 0.00034771 | 7.3766e-05 | 0.0004706 | 0.0022849 | 0.0047223 | 0 | 0.0047223 | 1.436%
CZ 3B | 0.17474 | 0.16792 | 0.07285 | 0.079329 | 0.016694 | 0.18658 | 0.52139 | 1.2195 | 0 | 1.2195 | 3.416% | CZ 3B | 5.847 | 3.5855 | 1.5555 | 1.6939 | 0.35647 | 6.2432 | 11.133 | 30.4146 | 0 | 30.4146 | 3.416% | CZ 3B | 0 | 3.5855 | 1.5555 | 1.6939 | 0.35647 | 0 | 11.133 | 18.3244 | 0 | 18.3244 | 3.416% | CZ 3B | 0 | 0 | 0 | 0 | 0 | 0 | 0 | 0 |  |  | 3.416% | CZ 3B | 5.847 | 0 | 0 | 0 | 0 | 6.2432 | 0 | 12.0902 |  |  | 3.416% | CZ 3B | 5.9055 | 10.147 | 4.4022 | 4.7937 | 1.0088 | 6.3056 | 31.5065 | 64.0692 | 0 | 64.0692 | 3.416% | CZ 3B | 0.00043243 | 0.00073451 | 0.00031866 | 0.000347 | 7.3024e-05 | 0.00046173 | 0.0022807 | 0.004648 | 0 | 0.004648 | 3.416%
CZ 3C | 0.099278 | 0.081627 | 0.049762 | 0.079329 | 0.016694 | 0.20015 | 0.52139 | 1.0482 | 0 | 1.0482 | 0.6714% | CZ 3C | 3.3219 | 1.7429 | 1.0625 | 1.6939 | 0.35647 | 6.6971 | 11.133 | 26.0078 | 0 | 26.0078 | 0.6714% | CZ 3C | 0 | 1.7429 | 1.0625 | 1.6939 | 0.35647 | 0 | 11.133 | 15.9889 | 0 | 15.9889 | 0.6714% | CZ 3C | 0 | 0 | 0 | 0 | 0 | 0 | 0 | 0 |  |  | 0.6714% | CZ 3C | 3.3219 | 0 | 0 | 0 | 0 | 6.6971 | 0 | 10.019 |  |  | 0.6714% | CZ 3C | 3.3551 | 4.9325 | 3.007 | 4.7937 | 1.0088 | 6.764 | 31.5065 | 55.3676 | 0 | 55.3676 | 0.6714% | CZ 3C | 0.00024568 | 0.00035705 | 0.00021767 | 0.000347 | 7.3024e-05 | 0.0004953 | 0.0022807 | 0.0040164 | 0 | 0.0040164 | 0.6714%
CZ 4A | 0.46741 | 0.10573 | 0.058593 | 0.076792 | 0.014042 | 0.18933 | 0.50626 | 1.4182 | 0 | 1.4182 | 21.28% | CZ 4A | 15.6397 | 2.2575 | 1.2511 | 1.6397 | 0.29983 | 6.3353 | 10.81 | 38.2331 | 0 | 38.2331 | 21.28% | CZ 4A | 0 | 2.2575 | 1.2511 | 1.6397 | 0.29983 | 0 | 10.81 | 16.2582 | 0 | 16.2582 | 21.28% | CZ 4A | 0 | 0 | 0 | 0 | 0 | 0 | 0 | 0 |  |  | 21.28% | CZ 4A | 15.6397 | 0 | 0 | 0 | 0 | 6.3353 | 0 | 21.9749 |  |  | 21.28% | CZ 4A | 15.7961 | 6.3888 | 3.5407 | 4.6404 | 0.84851 | 6.3986 | 30.5922 | 68.2053 | 0 | 68.2053 | 21.28% | CZ 4A | 0.0011567 | 0.00046247 | 0.0002563 | 0.00033591 | 6.1421e-05 | 0.00046854 | 0.0022145 | 0.0049558 | 0 | 0.0049558 | 21.28%
CZ 4B | 0.28901 | 0.1369 | 0.078959 | 0.079329 | 0.016694 | 0.21649 | 0.52139 | 1.3388 | 0 | 1.3388 | 0.07603% | CZ 4B | 9.6706 | 2.9232 | 1.686 | 1.6939 | 0.35647 | 7.2439 | 11.133 | 34.7071 | 0 | 34.7071 | 0.07603% | CZ 4B | 0 | 2.9232 | 1.686 | 1.6939 | 0.35647 | 0 | 11.133 | 17.7926 | 0 | 17.7926 | 0.07603% | CZ 4B | 0 | 0 | 0 | 0 | 0 | 0 | 0 | 0 |  |  | 0.07603% | CZ 4B | 9.6706 | 0 | 0 | 0 | 0 | 7.2439 | 0 | 16.9145 |  |  | 0.07603% | CZ 4B | 9.7673 | 8.2727 | 4.7713 | 4.7937 | 1.0088 | 7.3164 | 31.5065 | 67.4367 | 0 | 67.4367 | 0.07603% | CZ 4B | 0.00071522 | 0.00059884 | 0.00034539 | 0.000347 | 7.3024e-05 | 0.00053575 | 0.0022807 | 0.0048959 | 0 | 0.0048959 | 0.07603%
CZ 4C | 0.39657 | 0.060577 | 0.061443 | 0.079557 | 0.016932 | 0.2407 | 0.52275 | 1.3785 | 0 | 1.3785 | 1.944% | CZ 4C | 13.2694 | 1.2935 | 1.312 | 1.6987 | 0.36155 | 8.054 | 11.162 | 37.1512 | 0 | 37.1512 | 1.944% | CZ 4C | 0 | 1.2935 | 1.312 | 1.6987 | 0.36155 | 0 | 11.162 | 15.8278 | 0 | 15.8278 | 1.944% | CZ 4C | 0 | 0 | 0 | 0 | 0 | 0 | 0 | 0 |  |  | 1.944% | CZ 4C | 13.2694 | 0 | 0 | 0 | 0 | 8.054 | 0 | 21.3234 |  |  | 1.944% | CZ 4C | 13.4021 | 3.6605 | 3.7129 | 4.8075 | 1.0232 | 8.1345 | 31.5886 | 66.3293 | 0 | 66.3293 | 1.944% | CZ 4C | 0.00098138 | 0.00026498 | 0.00026877 | 0.000348 | 7.4066e-05 | 0.00059565 | 0.0022866 | 0.0048195 | 0 | 0.0048195 | 1.944%
CZ 5A | 0.66133 | 0.071784 | 0.06123 | 0.077216 | 0.014485 | 0.21345 | 0.50879 | 1.6083 | 0 | 1.6083 | 42.08% | CZ 5A | 22.1285 | 1.5328 | 1.3074 | 1.6488 | 0.30928 | 7.1421 | 10.8639 | 44.9327 | 0 | 44.9327 | 42.08% | CZ 5A | 0 | 1.5328 | 1.3074 | 1.6488 | 0.30928 | 0 | 10.8639 | 15.6622 | 0 | 15.6622 | 42.08% | CZ 5A | 0 | 0 | 0 | 0 | 0 | 0 | 0 | 0 |  |  | 42.08% | CZ 5A | 22.1285 | 0 | 0 | 0 | 0 | 7.1421 | 0 | 29.2705 |  |  | 42.08% | CZ 5A | 22.3497 | 4.3378 | 3.7 | 4.666 | 0.87527 | 7.2135 | 30.7449 | 73.8872 | 0 | 73.8872 | 42.08% | CZ 5A | 0.0016366 | 0.000314 | 0.00026783 | 0.00033776 | 6.3359e-05 | 0.00052821 | 0.0022255 | 0.0053733 | 0 | 0.0053733 | 42.08%
CZ 5B | 0.47875 | 0.12206 | 0.081379 | 0.079548 | 0.016923 | 0.2352 | 0.52269 | 1.5365 | 0 | 1.5365 | 0.6946% | CZ 5B | 16.0192 | 2.6062 | 1.7377 | 1.6985 | 0.36134 | 7.8698 | 11.1608 | 41.4536 | 0 | 41.4536 | 0.6946% | CZ 5B | 0 | 2.6062 | 1.7377 | 1.6985 | 0.36134 | 0 | 11.1608 | 17.5646 | 0 | 17.5646 | 0.6946% | CZ 5B | 0 | 0 | 0 | 0 | 0 | 0 | 0 | 0 |  |  | 0.6946% | CZ 5B | 16.0192 | 0 | 0 | 0 | 0 | 7.8698 | 0 | 23.889 |  |  | 0.6946% | CZ 5B | 16.1794 | 7.3756 | 4.9176 | 4.8069 | 1.0226 | 7.9485 | 31.5852 | 73.8358 | 0 | 73.8358 | 0.6946% | CZ 5B | 0.0011847 | 0.0005339 | 0.00035597 | 0.00034796 | 7.4024e-05 | 0.00058203 | 0.0022864 | 0.005365 | 0 | 0.005365 | 0.6946%
CZ 5C | 0.3829 | 0.049674 | 0.06082 | 0.079559 | 0.016935 | 0.23987 | 0.52276 | 1.3525 | 0 | 1.3525 | 0.1359% | CZ 5C | 12.8121 | 1.0607 | 1.2987 | 1.6988 | 0.3616 | 8.0262 | 11.1623 | 36.4203 | 0 | 36.4203 | 0.1359% | CZ 5C | 0 | 1.0607 | 1.2987 | 1.6988 | 0.3616 | 0 | 11.1623 | 15.5821 | 0 | 15.5821 | 0.1359% | CZ 5C | 0 | 0 | 0 | 0 | 0 | 0 | 0 | 0 |  |  | 0.1359% | CZ 5C | 12.8121 | 0 | 0 | 0 | 0 | 8.0262 | 0 | 20.8383 |  |  | 0.1359% | CZ 5C | 12.9402 | 3.0017 | 3.6752 | 4.8076 | 1.0233 | 8.1065 | 31.5894 | 65.1439 | 0 | 65.1439 | 0.1359% | CZ 5C | 0.00094755 | 0.00021729 | 0.00026604 | 0.00034801 | 7.4077e-05 | 0.0005936 | 0.0022867 | 0.0047332 | 0 | 0.0047332 | 0.1359%
CZ 6A | 0.88861 | 0.083304 | 0.064227 | 0.078369 | 0.015691 | 0.25075 | 0.51567 | 1.8966 | 0 | 1.8966 | 13.1% | CZ 6A | 29.7335 | 1.7788 | 1.3714 | 1.6734 | 0.33504 | 8.3902 | 11.0108 | 54.2931 | 0 | 54.2931 | 13.1% | CZ 6A | 0 | 1.7788 | 1.3714 | 1.6734 | 0.33504 | 0 | 11.0108 | 16.1694 | 0 | 16.1694 | 13.1% | CZ 6A | 0 | 0 | 0 | 0 | 0 | 0 | 0 | 0 |  |  | 13.1% | CZ 6A | 29.7335 | 0 | 0 | 0 | 0 | 8.3902 | 0 | 38.1237 |  |  | 13.1% | CZ 6A | 30.0308 | 5.0339 | 3.8811 | 4.7357 | 0.94815 | 8.4741 | 31.1606 | 84.2643 | 0 | 84.2643 | 13.1% | CZ 6A | 0.002199 | 0.00036439 | 0.00028094 | 0.0003428 | 6.8634e-05 | 0.00062052 | 0.0022556 | 0.0061319 | 0 | 0.0061319 | 13.1%
CZ 6B | 0.71396 | 0.078644 | 0.070543 | 0.079517 | 0.01689 | 0.25109 | 0.52251 | 1.7332 | 0 | 1.7332 | 0.02403% | CZ 6B | 23.8894 | 1.6793 | 1.5063 | 1.6979 | 0.36065 | 8.4016 | 11.1569 | 48.692 | 0 | 48.692 | 0.02403% | CZ 6B | 0 | 1.6793 | 1.5063 | 1.6979 | 0.36065 | 0 | 11.1569 | 16.401 | 0 | 16.401 | 0.02403% | CZ 6B | 0 | 0 | 0 | 0 | 0 | 0 | 0 | 0 |  |  | 0.02403% | CZ 6B | 23.8894 | 0 | 0 | 0 | 0 | 8.4016 | 0 | 32.2911 |  |  | 0.02403% | CZ 6B | 24.1283 | 4.7523 | 4.2628 | 4.805 | 1.0206 | 8.4857 | 31.574 | 79.0287 | 0 | 79.0287 | 0.02403% | CZ 6B | 0.0017668 | 0.00034401 | 0.00030857 | 0.00034782 | 7.3881e-05 | 0.00062137 | 0.0022856 | 0.005748 | 0 | 0.005748 | 0.02403%
CZ 7 | 1.0239 | 0.067718 | 0.065431 | 0.078974 | 0.016323 | 0.27198 | 0.51927 | 2.0436 | 0 | 2.0436 | 0.2259% | CZ 7 | 34.2614 | 1.4459 | 1.3971 | 1.6863 | 0.34855 | 9.1007 | 11.0879 | 59.3279 | 0 | 59.3279 | 0.2259% | CZ 7 | 0 | 1.4459 | 1.3971 | 1.6863 | 0.34855 | 0 | 11.0879 | 15.9658 | 0 | 15.9658 | 0.2259% | CZ 7 | 0 | 0 | 0 | 0 | 0 | 0 | 0 | 0 |  |  | 0.2259% | CZ 7 | 34.2614 | 0 | 0 | 0 | 0 | 9.1007 | 0 | 43.3621 |  |  | 0.2259% | CZ 7 | 34.604 | 4.092 | 3.9538 | 4.7722 | 0.98639 | 9.1917 | 31.3786 | 88.9789 | 0 | 88.9789 | 0.2259% | CZ 7 | 0.0025339 | 0.00029621 | 0.00028621 | 0.00034545 | 7.1402e-05 | 0.00067307 | 0.0022714 | 0.0064777 | 0 | 0.0064777 | 0.2259%
CZ 8 | 1.3897 | 0.047263 | 0.070509 | 0.079559 | 0.016935 | 0.29518 | 0.52276 | 2.4219 | 0 | 2.4219 | 0.004928% | CZ 8 | 46.5005 | 1.0092 | 1.5056 | 1.6988 | 0.3616 | 9.8769 | 11.1623 | 72.1149 | 0 | 72.1149 | 0.004928% | CZ 8 | 0 | 1.0092 | 1.5056 | 1.6988 | 0.3616 | 0 | 11.1623 | 15.7375 | 0 | 15.7375 | 0.004928% | CZ 8 | 0 | 0 | 0 | 0 | 0 | 0 | 0 | 0 |  |  | 0.004928% | CZ 8 | 46.5005 | 0 | 0 | 0 | 0 | 9.8769 | 0 | 56.3774 |  |  | 0.004928% | CZ 8 | 46.9655 | 2.856 | 4.2607 | 4.8076 | 1.0233 | 9.9757 | 31.5894 | 101.4782 | 0 | 101.4782 | 0.004928% | CZ 8 | 0.0034391 | 0.00020674 | 0.00030842 | 0.00034801 | 7.4077e-05 | 0.00073048 | 0.0022867 | 0.0073935 | 0 | 0.0073935 | 0.004928%
US Weighted | 0.55365 | 0.10467 | 0.062808 | 0.077774 | 0.015045 | 0.20778 | 0.51214 | 1.5339 | 0 | 1.5339 | 100% | US Weighted | 18.5255 | 2.235 | 1.3411 | 1.6607 | 0.32124 | 6.9526 | 10.9354 | 41.9715 | 0 | 41.9715 | 100% | US Weighted | 0 | 2.235 | 1.3411 | 1.6607 | 0.32124 | 0 | 10.9354 | 16.4935 | 0 | 16.4935 | 100% | US Weighted | 0 | 0 | 0 | 0 | 0 | 0 | 0 | 0 |  |  | 100% | US Weighted | 18.5255 | 0 | 0 | 0 | 0 | 6.9526 | 0 | 25.4781 |  |  | 100% | US Weighted | 18.7107 | 6.325 | 3.7953 | 4.6997 | 0.90911 | 7.0221 | 30.9472 | 72.4093 | 0 | 72.4093 | 100% | US Weighted | 0.0013701 | 0.00045785 | 0.00027474 | 0.0003402 | 6.5808e-05 | 0.0005142 | 0.0022402 | 0.0052631 | 0 | 0.0052631 | 100%
Energy Cost Index ($/sq ft/yr) for IECC-Res 2012 | [10 empty] | Single-Family - Oil Furnace | Site Energy Use Intensity (kBtu/sq ft/yr) for IECC-Res 2012 | [10 empty] | Single-Family - Oil Furnace | Electric Use Intensity (kBtu/sq ft/yr) for IECC-Res 2012 | [10 empty] | Single-Family - Oil Furnace | Gas Use Intensity (kBtu/sq ft/yr) for IECC-Res 2012 | [10 empty] | Single-Family - Oil Furnace | Oil Use Intensity (kBtu/sq ft/yr) for IECC-Res 2012 | [10 empty] | Single-Family - Oil Furnace | Source Energy Use Index (kBtu/sq ft/yr) for IECC-Res 2012 | [10 empty] | Single-Family - Oil Furnace | Carbon Emissions (ton/sq ft/yr) for IECC-Res 2012 | [10 empty] | Single-Family - Oil Furnace
Costs: Electricity: $0.1598/kWh ¦ Natural Gas: $1.391/therm ¦ Oil: $4.1392/gal | [9 empty] | Prototype Floor Area (sq ft): | 2376 | [10 empty] | Prototype Floor Area (sq ft): | 2376 | [10 empty] | Prototype Floor Area (sq ft): | 2376 | [10 empty] | Prototype Floor Area (sq ft): | 2376 | [10 empty] | Prototype Floor Area (sq ft): | 2376 | Site-to-Source Factors: Electricity: 2.83 ¦ Natural Gas: 1.1 ¦ Oil: 1.01 | [9 empty] | Prototype Floor Area (sq ft): | 2376 | Conversion [ton/kBtu]: Electricity: 4,881 ¦ Natural Gas: 18,863 ¦ Oil: 13,521 | [9 empty] | Prototype Floor Area (sq ft): | 2376
IECC-Res 2012 | Heat | Cool | Fans_Aux | Lgt_Int | Lgt_Ext | DHW | Appls | Total | PV | Net_Total | Weight | IECC-Res 2012 | Heat | Cool | Fans_Aux | Lgt_Int | Lgt_Ext | DHW | Appls | Total | PV | Net_Total | Weight | IECC-Res 2012 | Heat | Cool | Fans_Aux | Lgt_Int | Lgt_Ext | DHW | Appls | Total | PV | Net_Total | Weight | IECC-Res 2012 | Heat | Cool | Fans_Aux | Lgt_Int | Lgt_Ext | DHW | Appls | Total | PV | Net_Total | Weight | IECC-Res 2012 | Heat | Cool | Fans_Aux | Lgt_Int | Lgt_Ext | DHW | Appls | Total | PV | Net_Total | Weight | IECC-Res 2012 | Heat | Cool | Fans_Aux | Lgt_Int | Lgt_Ext | DHW | Appls | Total | PV | Net_Total | Weight | IECC-Res 2012 | Heat | Cool | Fans_Aux | Lgt_Int | Lgt_Ext | DHW | Appls | Total | PV | Net_Total | Weight
CZ 1AWH | 0.02889 | 0.32961 | 0.078927 | 0.079796 | 0.017183 | 0.14722 | 0.52418 | 1.2058 | 0 | 1.2058 | 0.5756% | CZ 1AWH | 0.96669 | 7.0379 | 1.6853 | 1.7039 | 0.36689 | 4.9261 | 11.1925 | 27.8793 | 0 | 27.8793 | 0.5756% | CZ 1AWH | 0 | 7.0379 | 1.6853 | 1.7039 | 0.36689 | 0 | 11.1925 | 21.9864 | 0 | 21.9864 | 0.5756% | CZ 1AWH | 0 | 0 | 0 | 0 | 0 | 0 | 0 | 0 |  |  | 0.5756% | CZ 1AWH | 0.96669 | 0 | 0 | 0 | 0 | 4.9261 | 0 | 5.8928 |  |  | 0.5756% | CZ 1AWH | 0.97635 | 19.9173 | 4.7694 | 4.8219 | 1.0383 | 4.9754 | 31.6748 | 68.1734 | 0 | 68.1734 | 0.5756% | CZ 1AWH | 7.1494e-05 | 0.0014418 | 0.00034524 | 0.00034905 | 7.516e-05 | 0.00036432 | 0.0022929 | 0.0049399 | 0 | 0.0049399 | 0.5756%
CZ 1AWHT | 0.0012616 | 0.34902 | 0.079786 | 0.079559 | 0.016935 | 0.14184 | 0.52276 | 1.1912 | 0 | 1.1912 | 0.1047% | CZ 1AWHT | 0.042215 | 7.4526 | 1.7036 | 1.6988 | 0.3616 | 4.7462 | 11.1623 | 27.1673 | 0 | 27.1673 | 0.1047% | CZ 1AWHT | 0 | 7.4526 | 1.7036 | 1.6988 | 0.3616 | 0 | 11.1623 | 22.3789 | 0 | 22.3789 | 0.1047% | CZ 1AWHT | 0 | 0 | 0 | 0 | 0 | 0 | 0 | 0 |  |  | 0.1047% | CZ 1AWHT | 0.042215 | 0 | 0 | 0 | 0 | 4.7462 | 0 | 4.7884 |  |  | 0.1047% | CZ 1AWHT | 0.042637 | 21.0908 | 4.8213 | 4.8076 | 1.0233 | 4.7936 | 31.5894 | 68.1686 | 0 | 68.1686 | 0.1047% | CZ 1AWHT | 3.1221e-06 | 0.0015267 | 0.000349 | 0.00034801 | 7.4077e-05 | 0.00035102 | 0.0022867 | 0.0049386 | 0 | 0.0049386 | 0.1047%
CZ 1AWHTS | 0.0001911 | 0.39759 | 0.10592 | 0.13048 | 0.027774 | 0.040237 | 0.85735 | 1.5595 | 0 | 1.5595 | 0.1047% | CZ 1AWHTS | 0.0063944 | 8.4895 | 2.2617 | 2.7861 | 0.59304 | 1.3464 | 18.3066 | 33.7897 | 0 | 33.7897 | 0.1047% | CZ 1AWHTS | 0 | 8.4895 | 2.2617 | 2.7861 | 0.59304 | 0 | 18.3066 | 32.437 | 0 | 32.437 | 0.1047% | CZ 1AWHTS | 0 | 0 | 0 | 0 | 0 | 0 | 0 | 0 |  |  | 0.1047% | CZ 1AWHTS | 0.0063944 | 0 | 0 | 0 | 0 | 1.3464 | 0 | 1.3527 |  |  | 0.1047% | CZ 1AWHTS | 0.0064583 | 24.0254 | 6.4005 | 7.8846 | 1.6783 | 1.3598 | 51.8078 | 93.1629 | 0 | 93.1629 | 0.1047% | CZ 1AWHTS | 4.7291e-07 | 0.0017391 | 0.00046331 | 0.00057075 | 0.00012149 | 9.9573e-05 | 0.0037502 | 0.006745 | 0 | 0.006745 | 0.1047%
CZ 2AWH | 0.11691 | 0.27705 | 0.078133 | 0.079767 | 0.017152 | 0.16476 | 0.524 | 1.2578 | 0 | 1.2578 | 6.871% | CZ 2AWH | 3.912 | 5.9157 | 1.6684 | 1.7032 | 0.36624 | 5.5131 | 11.1888 | 30.2674 | 0 | 30.2674 | 6.871% | CZ 2AWH | 0 | 5.9157 | 1.6684 | 1.7032 | 0.36624 | 0 | 11.1888 | 20.8423 | 0 | 20.8423 | 6.871% | CZ 2AWH | 0 | 0 | 0 | 0 | 0 | 0 | 0 | 0 |  |  | 6.871% | CZ 2AWH | 3.912 | 0 | 0 | 0 | 0 | 5.5131 | 0 | 9.4251 |  |  | 6.871% | CZ 2AWH | 3.9511 | 16.7415 | 4.7214 | 4.8201 | 1.0365 | 5.5682 | 31.6643 | 68.5032 | 0 | 68.5032 | 6.871% | CZ 2AWH | 0.00028932 | 0.0012119 | 0.00034177 | 0.00034892 | 7.5027e-05 | 0.00040774 | 0.0022921 | 0.0049668 | 0 | 0.0049668 | 6.871%
CZ 2B | 0.15335 | 0.26802 | 0.090889 | 0.079329 | 0.016694 | 0.16112 | 0.52139 | 1.2908 | 0 | 1.2908 | 0.0218% | CZ 2B | 5.1313 | 5.7229 | 1.9407 | 1.6939 | 0.35647 | 5.391 | 11.133 | 31.3694 | 0 | 31.3694 | 0.0218% | CZ 2B | 0 | 5.7229 | 1.9407 | 1.6939 | 0.35647 | 0 | 11.133 | 20.847 | 0 | 20.847 | 0.0218% | CZ 2B | 0 | 0 | 0 | 0 | 0 | 0 | 0 | 0 |  |  | 0.0218% | CZ 2B | 5.1313 | 0 | 0 | 0 | 0 | 5.391 | 0 | 10.5224 |  |  | 0.0218% | CZ 2B | 5.1827 | 16.1959 | 5.4922 | 4.7937 | 1.0088 | 5.4449 | 31.5065 | 69.6246 | 0 | 69.6246 | 0.0218% | CZ 2B | 0.0003795 | 0.0011724 | 0.00039757 | 0.000347 | 7.3024e-05 | 0.00039871 | 0.0022807 | 0.0050489 | 0 | 0.0050489 | 0.0218%
CZ 3A | 0.27624 | 0.14943 | 0.063849 | 0.079375 | 0.016742 | 0.19937 | 0.52167 | 1.3067 | 0 | 1.3067 | 7.232% | CZ 3A | 9.243 | 3.1907 | 1.3634 | 1.6949 | 0.35749 | 6.671 | 11.1389 | 33.6594 | 0 | 33.6594 | 7.232% | CZ 3A | 0 | 3.1907 | 1.3634 | 1.6949 | 0.35749 | 0 | 11.1389 | 17.7453 | 0 | 17.7453 | 7.232% | CZ 3A | 0 | 0 | 0 | 0 | 0 | 0 | 0 | 0 |  |  | 7.232% | CZ 3A | 9.243 | 0 | 0 | 0 | 0 | 6.671 | 0 | 15.9141 |  |  | 7.232% | CZ 3A | 9.3355 | 9.0297 | 3.8583 | 4.7965 | 1.0117 | 6.7378 | 31.5231 | 66.2925 | 0 | 66.2925 | 7.232% | CZ 3A | 0.00068359 | 0.00065364 | 0.00027929 | 0.0003472 | 7.3235e-05 | 0.00049338 | 0.0022819 | 0.0048122 | 0 | 0.0048122 | 7.232%
CZ 3AWH | 0.19876 | 0.17696 | 0.064391 | 0.079491 | 0.016864 | 0.19063 | 0.52236 | 1.2495 | 0 | 1.2495 | 1.436% | CZ 3AWH | 6.6505 | 3.7785 | 1.3749 | 1.6973 | 0.36009 | 6.3787 | 11.1537 | 31.3937 | 0 | 31.3937 | 1.436% | CZ 3AWH | 0 | 3.7785 | 1.3749 | 1.6973 | 0.36009 | 0 | 11.1537 | 18.3645 | 0 | 18.3645 | 1.436% | CZ 3AWH | 0 | 0 | 0 | 0 | 0 | 0 | 0 | 0 |  |  | 1.436% | CZ 3AWH | 6.6505 | 0 | 0 | 0 | 0 | 6.3787 | 0 | 13.0292 |  |  | 1.436% | CZ 3AWH | 6.717 | 10.6932 | 3.891 | 4.8035 | 1.019 | 6.4425 | 31.5649 | 65.1311 | 0 | 65.1311 | 1.436% | CZ 3AWH | 0.00049186 | 0.00077405 | 0.00028166 | 0.00034771 | 7.3766e-05 | 0.00047175 | 0.0022849 | 0.0047257 | 0 | 0.0047257 | 1.436%
CZ 3B | 0.17542 | 0.16806 | 0.072927 | 0.079329 | 0.016694 | 0.18704 | 0.52139 | 1.2209 | 0 | 1.2209 | 3.416% | CZ 3B | 5.8698 | 3.5886 | 1.5572 | 1.6939 | 0.35647 | 6.2585 | 11.133 | 30.4574 | 0 | 30.4574 | 3.416% | CZ 3B | 0 | 3.5886 | 1.5572 | 1.6939 | 0.35647 | 0 | 11.133 | 18.3291 | 0 | 18.3291 | 3.416% | CZ 3B | 0 | 0 | 0 | 0 | 0 | 0 | 0 | 0 |  |  | 3.416% | CZ 3B | 5.8698 | 0 | 0 | 0 | 0 | 6.2585 | 0 | 12.1282 |  |  | 3.416% | CZ 3B | 5.9285 | 10.1557 | 4.4068 | 4.7937 | 1.0088 | 6.3211 | 31.5065 | 64.1209 | 0 | 64.1209 | 3.416% | CZ 3B | 0.00043411 | 0.00073514 | 0.000319 | 0.000347 | 7.3024e-05 | 0.00046286 | 0.0022807 | 0.0046518 | 0 | 0.0046518 | 3.416%
CZ 3C | 0.099681 | 0.081633 | 0.049793 | 0.079329 | 0.016694 | 0.20065 | 0.52139 | 1.0492 | 0 | 1.0492 | 0.6714% | CZ 3C | 3.3354 | 1.7431 | 1.0632 | 1.6939 | 0.35647 | 6.7138 | 11.133 | 26.0388 | 0 | 26.0388 | 0.6714% | CZ 3C | 0 | 1.7431 | 1.0632 | 1.6939 | 0.35647 | 0 | 11.133 | 15.9897 | 0 | 15.9897 | 0.6714% | CZ 3C | 0 | 0 | 0 | 0 | 0 | 0 | 0 | 0 |  |  | 0.6714% | CZ 3C | 3.3354 | 0 | 0 | 0 | 0 | 6.7138 | 0 | 10.0492 |  |  | 0.6714% | CZ 3C | 3.3687 | 4.9329 | 3.0089 | 4.7937 | 1.0088 | 6.7809 | 31.5065 | 55.4004 | 0 | 55.4004 | 0.6714% | CZ 3C | 0.00024668 | 0.00035708 | 0.00021781 | 0.000347 | 7.3024e-05 | 0.00049654 | 0.0022807 | 0.0040188 | 0 | 0.0040188 | 0.6714%
CZ 4A | 0.4682 | 0.10574 | 0.058624 | 0.076792 | 0.014042 | 0.1898 | 0.50626 | 1.4195 | 0 | 1.4195 | 21.28% | CZ 4A | 15.6661 | 2.2578 | 1.2518 | 1.6397 | 0.29983 | 6.3509 | 10.81 | 38.2761 | 0 | 38.2761 | 21.28% | CZ 4A | 0 | 2.2578 | 1.2518 | 1.6397 | 0.29983 | 0 | 10.81 | 16.2591 | 0 | 16.2591 | 21.28% | CZ 4A | 0 | 0 | 0 | 0 | 0 | 0 | 0 | 0 |  |  | 21.28% | CZ 4A | 15.6661 | 0 | 0 | 0 | 0 | 6.3509 | 0 | 22.017 |  |  | 21.28% | CZ 4A | 15.8228 | 6.3895 | 3.5425 | 4.6404 | 0.84851 | 6.4144 | 30.5922 | 68.2503 | 0 | 68.2503 | 21.28% | CZ 4A | 0.0011586 | 0.00046252 | 0.00025643 | 0.00033591 | 6.1421e-05 | 0.0004697 | 0.0022145 | 0.0049591 | 0 | 0.0049591 | 21.28%
CZ 4B | 0.29026 | 0.13702 | 0.079076 | 0.079329 | 0.016694 | 0.21702 | 0.52139 | 1.3408 | 0 | 1.3408 | 0.07603% | CZ 4B | 9.7122 | 2.9258 | 1.6885 | 1.6939 | 0.35647 | 7.2616 | 11.133 | 34.7714 | 0 | 34.7714 | 0.07603% | CZ 4B | 0 | 2.9258 | 1.6885 | 1.6939 | 0.35647 | 0 | 11.133 | 17.7976 | 0 | 17.7976 | 0.07603% | CZ 4B | 0 | 0 | 0 | 0 | 0 | 0 | 0 | 0 |  |  | 0.07603% | CZ 4B | 9.7122 | 0 | 0 | 0 | 0 | 7.2616 | 0 | 16.9738 |  |  | 0.07603% | CZ 4B | 9.8093 | 8.2799 | 4.7784 | 4.7937 | 1.0088 | 7.3342 | 31.5065 | 67.5108 | 0 | 67.5108 | 0.07603% | CZ 4B | 0.00071829 | 0.00059936 | 0.0003459 | 0.000347 | 7.3024e-05 | 0.00053705 | 0.0022807 | 0.0049013 | 0 | 0.0049013 | 0.07603%
CZ 4C | 0.39762 | 0.060561 | 0.061503 | 0.079557 | 0.016932 | 0.2413 | 0.52275 | 1.3802 | 0 | 1.3802 | 1.944% | CZ 4C | 13.3046 | 1.2931 | 1.3132 | 1.6987 | 0.36155 | 8.0739 | 11.162 | 37.2072 | 0 | 37.2072 | 1.944% | CZ 4C | 0 | 1.2931 | 1.3132 | 1.6987 | 0.36155 | 0 | 11.162 | 15.8287 | 0 | 15.8287 | 1.944% | CZ 4C | 0 | 0 | 0 | 0 | 0 | 0 | 0 | 0 |  |  | 1.944% | CZ 4C | 13.3046 | 0 | 0 | 0 | 0 | 8.0739 | 0 | 21.3785 |  |  | 1.944% | CZ 4C | 13.4377 | 3.6596 | 3.7165 | 4.8075 | 1.0232 | 8.1546 | 31.5886 | 66.3876 | 0 | 66.3876 | 1.944% | CZ 4C | 0.00098398 | 0.00026491 | 0.00026903 | 0.000348 | 7.4066e-05 | 0.00059713 | 0.0022866 | 0.0048237 | 0 | 0.0048237 | 1.944%
CZ 5A | 0.66249 | 0.071779 | 0.061272 | 0.077216 | 0.014485 | 0.21398 | 0.50879 | 1.61 | 0 | 1.61 | 42.08% | CZ 5A | 22.1673 | 1.5327 | 1.3083 | 1.6488 | 0.30928 | 7.16 | 10.8639 | 44.9903 | 0 | 44.9903 | 42.08% | CZ 5A | 0 | 1.5327 | 1.3083 | 1.6488 | 0.30928 | 0 | 10.8639 | 15.6629 | 0 | 15.6629 | 42.08% | CZ 5A | 0 | 0 | 0 | 0 | 0 | 0 | 0 | 0 |  |  | 42.08% | CZ 5A | 22.1673 | 0 | 0 | 0 | 0 | 7.16 | 0 | 29.3273 |  |  | 42.08% | CZ 5A | 22.389 | 4.3374 | 3.7025 | 4.666 | 0.87527 | 7.2316 | 30.7449 | 73.9467 | 0 | 73.9467 | 42.08% | CZ 5A | 0.0016394 | 0.00031398 | 0.00026802 | 0.00033776 | 6.3359e-05 | 0.00052954 | 0.0022255 | 0.0053776 | 0 | 0.0053776 | 42.08%
CZ 5B | 0.48001 | 0.12205 | 0.081449 | 0.079548 | 0.016923 | 0.23581 | 0.52269 | 1.5385 | 0 | 1.5385 | 0.6946% | CZ 5B | 16.0616 | 2.6061 | 1.7391 | 1.6985 | 0.36134 | 7.8902 | 11.1608 | 41.5177 | 0 | 41.5177 | 0.6946% | CZ 5B | 0 | 2.6061 | 1.7391 | 1.6985 | 0.36134 | 0 | 11.1608 | 17.566 | 0 | 17.566 | 0.6946% | CZ 5B | 0 | 0 | 0 | 0 | 0 | 0 | 0 | 0 |  |  | 0.6946% | CZ 5B | 16.0616 | 0 | 0 | 0 | 0 | 7.8902 | 0 | 23.9517 |  |  | 0.6946% | CZ 5B | 16.2222 | 7.3752 | 4.9218 | 4.8069 | 1.0226 | 7.9691 | 31.5852 | 73.903 | 0 | 73.903 | 0.6946% | CZ 5B | 0.0011879 | 0.00053388 | 0.00035627 | 0.00034796 | 7.4024e-05 | 0.00058354 | 0.0022864 | 0.0053699 | 0 | 0.0053699 | 0.6946%
CZ 5C | 0.38382 | 0.049656 | 0.060875 | 0.079559 | 0.016935 | 0.24051 | 0.52276 | 1.3541 | 0 | 1.3541 | 0.1359% | CZ 5C | 12.8429 | 1.0603 | 1.2998 | 1.6988 | 0.3616 | 8.0476 | 11.1623 | 36.4733 | 0 | 36.4733 | 0.1359% | CZ 5C | 0 | 1.0603 | 1.2998 | 1.6988 | 0.3616 | 0 | 11.1623 | 15.5829 | 0 | 15.5829 | 0.1359% | CZ 5C | 0 | 0 | 0 | 0 | 0 | 0 | 0 | 0 |  |  | 0.1359% | CZ 5C | 12.8429 | 0 | 0 | 0 | 0 | 8.0476 | 0 | 20.8904 |  |  | 0.1359% | CZ 5C | 12.9713 | 3.0006 | 3.6785 | 4.8076 | 1.0233 | 8.1281 | 31.5894 | 65.1988 | 0 | 65.1988 | 0.1359% | CZ 5C | 0.00094983 | 0.00021721 | 0.00026628 | 0.00034801 | 7.4077e-05 | 0.00059518 | 0.0022867 | 0.0047373 | 0 | 0.0047373 | 0.1359%
CZ 6A | 0.8901 | 0.083297 | 0.064268 | 0.078369 | 0.015691 | 0.25137 | 0.51567 | 1.8988 | 0 | 1.8988 | 13.1% | CZ 6A | 29.7834 | 1.7786 | 1.3723 | 1.6734 | 0.33504 | 8.411 | 11.0108 | 54.3645 | 0 | 54.3645 | 13.1% | CZ 6A | 0 | 1.7786 | 1.3723 | 1.6734 | 0.33504 | 0 | 11.0108 | 16.1701 | 0 | 16.1701 | 13.1% | CZ 6A | 0 | 0 | 0 | 0 | 0 | 0 | 0 | 0 |  |  | 13.1% | CZ 6A | 29.7834 | 0 | 0 | 0 | 0 | 8.411 | 0 | 38.1944 |  |  | 13.1% | CZ 6A | 30.0812 | 5.0334 | 3.8836 | 4.7357 | 0.94815 | 8.4951 | 31.1606 | 84.3378 | 0 | 84.3378 | 13.1% | CZ 6A | 0.0022027 | 0.00036436 | 0.00028112 | 0.0003428 | 6.8634e-05 | 0.00062206 | 0.0022556 | 0.0061373 | 0 | 0.0061373 | 13.1%
CZ 6B | 0.7159 | 0.07865 | 0.070618 | 0.079517 | 0.01689 | 0.25176 | 0.52251 | 1.7358 | 0 | 1.7358 | 0.02403% | CZ 6B | 23.9545 | 1.6794 | 1.5079 | 1.6979 | 0.36065 | 8.424 | 11.1569 | 48.7811 | 0 | 48.7811 | 0.02403% | CZ 6B | 0 | 1.6794 | 1.5079 | 1.6979 | 0.36065 | 0 | 11.1569 | 16.4027 | 0 | 16.4027 | 0.02403% | CZ 6B | 0 | 0 | 0 | 0 | 0 | 0 | 0 | 0 |  |  | 0.02403% | CZ 6B | 23.9545 | 0 | 0 | 0 | 0 | 8.424 | 0 | 32.3785 |  |  | 0.02403% | CZ 6B | 24.1941 | 4.7526 | 4.2673 | 4.805 | 1.0206 | 8.5082 | 31.574 | 79.1218 | 0 | 79.1218 | 0.02403% | CZ 6B | 0.0017716 | 0.00034403 | 0.0003089 | 0.00034782 | 7.3881e-05 | 0.00062302 | 0.0022856 | 0.0057548 | 0 | 0.0057548 | 0.02403%
CZ 7 | 1.0258 | 0.067709 | 0.065481 | 0.078974 | 0.016323 | 0.27267 | 0.51927 | 2.0463 | 0 | 2.0463 | 0.2259% | CZ 7 | 34.3254 | 1.4458 | 1.3982 | 1.6863 | 0.34855 | 9.1239 | 11.0879 | 59.4159 | 0 | 59.4159 | 0.2259% | CZ 7 | 0 | 1.4458 | 1.3982 | 1.6863 | 0.34855 | 0 | 11.0879 | 15.9667 | 0 | 15.9667 | 0.2259% | CZ 7 | 0 | 0 | 0 | 0 | 0 | 0 | 0 | 0 |  |  | 0.2259% | CZ 7 | 34.3254 | 0 | 0 | 0 | 0 | 9.1239 | 0 | 43.4492 |  |  | 0.2259% | CZ 7 | 34.6686 | 4.0915 | 3.9569 | 4.7722 | 0.98639 | 9.2151 | 31.3786 | 89.0694 | 0 | 89.0694 | 0.2259% | CZ 7 | 0.0025386 | 0.00029618 | 0.00028643 | 0.00034545 | 7.1402e-05 | 0.00067478 | 0.0022714 | 0.0064843 | 0 | 0.0064843 | 0.2259%
CZ 8 | 1.3921 | 0.047245 | 0.070565 | 0.079559 | 0.016935 | 0.29599 | 0.52276 | 2.4252 | 0 | 2.4252 | 0.004928% | CZ 8 | 46.5808 | 1.0088 | 1.5067 | 1.6988 | 0.3616 | 9.9039 | 11.1623 | 72.223 | 0 | 72.223 | 0.004928% | CZ 8 | 0 | 1.0088 | 1.5067 | 1.6988 | 0.3616 | 0 | 11.1623 | 15.7383 | 0 | 15.7383 | 0.004928% | CZ 8 | 0 | 0 | 0 | 0 | 0 | 0 | 0 | 0 |  |  | 0.004928% | CZ 8 | 46.5808 | 0 | 0 | 0 | 0 | 9.9039 | 0 | 56.4847 |  |  | 0.004928% | CZ 8 | 47.0467 | 2.8549 | 4.2641 | 4.8076 | 1.0233 | 10.0029 | 31.5894 | 101.5888 | 0 | 101.5888 | 0.004928% | CZ 8 | 0.003445 | 0.00020666 | 0.00030867 | 0.00034801 | 7.4077e-05 | 0.00073247 | 0.0022867 | 0.0074016 | 0 | 0.0074016 | 0.004928%
US Weighted | 0.55467 | 0.10467 | 0.062846 | 0.077774 | 0.015045 | 0.2083 | 0.51214 | 1.5354 | 0 | 1.5354 | 100% | US Weighted | 18.5596 | 2.2349 | 1.3419 | 1.6607 | 0.32124 | 6.9699 | 10.9354 | 42.0237 | 0 | 42.0237 | 100% | US Weighted | 0 | 2.2349 | 1.3419 | 1.6607 | 0.32124 | 0 | 10.9354 | 16.4942 | 0 | 16.4942 | 100% | US Weighted | 0 | 0 | 0 | 0 | 0 | 0 | 0 | 0 |  |  | 100% | US Weighted | 18.5596 | 0 | 0 | 0 | 0 | 6.9699 | 0 | 25.5296 |  |  | 100% | US Weighted | 18.7452 | 6.3247 | 3.7977 | 4.6997 | 0.90911 | 7.0396 | 30.9472 | 72.4633 | 0 | 72.4633 | 100% | US Weighted | 0.0013726 | 0.00045783 | 0.0002749 | 0.0003402 | 6.5808e-05 | 0.00051548 | 0.0022402 | 0.005267 | 0 | 0.005267 | 100%
Energy Cost Index ($/sq ft/yr) for IECC-Res 2009 | [10 empty] | Single-Family - Oil Furnace | Site Energy Use Intensity (kBtu/sq ft/yr) for IECC-Res 2009 | [10 empty] | Single-Family - Oil Furnace | Electric Use Intensity (kBtu/sq ft/yr) for IECC-Res 2009 | [10 empty] | Single-Family - Oil Furnace | Gas Use Intensity (kBtu/sq ft/yr) for IECC-Res 2009 | [10 empty] | Single-Family - Oil Furnace | Oil Use Intensity (kBtu/sq ft/yr) for IECC-Res 2009 | [10 empty] | Single-Family - Oil Furnace | Source Energy Use Index (kBtu/sq ft/yr) for IECC-Res 2009 | [10 empty] | Single-Family - Oil Furnace | Carbon Emissions (ton/sq ft/yr) for IECC-Res 2009 | [10 empty] | Single-Family - Oil Furnace
Costs: Electricity: $0.1598/kWh ¦ Natural Gas: $1.391/therm ¦ Oil: $4.1392/gal | [9 empty] | Prototype Floor Area (sq ft): | 2376 | [10 empty] | Prototype Floor Area (sq ft): | 2376 | [10 empty] | Prototype Floor Area (sq ft): | 2376 | [10 empty] | Prototype Floor Area (sq ft): | 2376 | [10 empty] | Prototype Floor Area (sq ft): | 2376 | Site-to-Source Factors: Electricity: 2.83 ¦ Natural Gas: 1.1 ¦ Oil: 1.01 | [9 empty] | Prototype Floor Area (sq ft): | 2376 | Conversion [ton/kBtu]: Electricity: 4,881 ¦ Natural Gas: 18,863 ¦ Oil: 13,521 | [9 empty] | Prototype Floor Area (sq ft): | 2376
IECC-Res 2009 | Heat | Cool | Fans_Aux | Lgt_Int | Lgt_Ext | DHW | Appls | Total | PV | Net_Total | Weight | IECC-Res 2009 | Heat | Cool | Fans_Aux | Lgt_Int | Lgt_Ext | DHW | Appls | Total | PV | Net_Total | Weight | IECC-Res 2009 | Heat | Cool | Fans_Aux | Lgt_Int | Lgt_Ext | DHW | Appls | Total | PV | Net_Total | Weight | IECC-Res 2009 | Heat | Cool | Fans_Aux | Lgt_Int | Lgt_Ext | DHW | Appls | Total | PV | Net_Total | Weight | IECC-Res 2009 | Heat | Cool | Fans_Aux | Lgt_Int | Lgt_Ext | DHW | Appls | Total | PV | Net_Total | Weight | IECC-Res 2009 | Heat | Cool | Fans_Aux | Lgt_Int | Lgt_Ext | DHW | Appls | Total | PV | Net_Total | Weight | IECC-Res 2009 | Heat | Cool | Fans_Aux | Lgt_Int | Lgt_Ext | DHW | Appls | Total | PV | Net_Total | Weight
CZ 1AWH | 0.051711 | 0.38869 | 0.089585 | 0.089979 | 0.0202 | 0.15902 | 0.52418 | 1.3234 | 0 | 1.3234 | 0.5756% | CZ 1AWH | 1.7303 | 8.2996 | 1.9129 | 1.9213 | 0.43133 | 5.321 | 11.1925 | 30.8089 | 0 | 30.8089 | 0.5756% | CZ 1AWH | 0 | 8.2996 | 1.9129 | 1.9213 | 0.43133 | 0 | 11.1925 | 23.7576 | 0 | 23.7576 | 0.5756% | CZ 1AWH | 0 | 0 | 0 | 0 | 0 | 0 | 0 | 0 |  |  | 0.5756% | CZ 1AWH | 1.7303 | 0 | 0 | 0 | 0 | 5.321 | 0 | 7.0513 |  |  | 0.5756% | CZ 1AWH | 1.7476 | 23.488 | 5.4134 | 5.4372 | 1.2207 | 5.3742 | 31.6748 | 74.3559 | 0 | 74.3559 | 0.5756% | CZ 1AWH | 0.00012797 | 0.0017002 | 0.00039186 | 0.00039359 | 8.8361e-05 | 0.00039353 | 0.0022929 | 0.0053884 | 0 | 0.0053884 | 0.5756%
CZ 1AWHT | 0.0042493 | 0.40291 | 0.088867 | 0.089712 | 0.019909 | 0.15325 | 0.52276 | 1.2817 | 0 | 1.2817 | 0.1047% | CZ 1AWHT | 0.14218 | 8.6032 | 1.8975 | 1.9156 | 0.42511 | 5.1277 | 11.1623 | 29.2737 | 0 | 29.2737 | 0.1047% | CZ 1AWHT | 0 | 8.6032 | 1.8975 | 1.9156 | 0.42511 | 0 | 11.1623 | 24.0037 | 0 | 24.0037 | 0.1047% | CZ 1AWHT | 0 | 0 | 0 | 0 | 0 | 0 | 0 | 0 |  |  | 0.1047% | CZ 1AWHT | 0.14218 | 0 | 0 | 0 | 0 | 5.1277 | 0 | 5.2699 |  |  | 0.1047% | CZ 1AWHT | 0.14361 | 24.347 | 5.37 | 5.4211 | 1.2031 | 5.179 | 31.5894 | 73.2532 | 0 | 73.2532 | 0.1047% | CZ 1AWHT | 1.0516e-05 | 0.0017624 | 0.00038872 | 0.00039242 | 8.7087e-05 | 0.00037924 | 0.0022867 | 0.0053071 | 0 | 0.0053071 | 0.1047%
CZ 1AWHTS | 0.00060642 | 0.43693 | 0.11184 | 0.14713 | 0.032652 | 0.046259 | 0.85735 | 1.6328 | 0 | 1.6328 | 0.1047% | CZ 1AWHTS | 0.020291 | 9.3297 | 2.388 | 3.1416 | 0.6972 | 1.5479 | 18.3066 | 35.4313 | 0 | 35.4313 | 0.1047% | CZ 1AWHTS | 0 | 9.3297 | 2.388 | 3.1416 | 0.6972 | 0 | 18.3066 | 33.8632 | 0 | 33.8632 | 0.1047% | CZ 1AWHTS | 0 | 0 | 0 | 0 | 0 | 0 | 0 | 0 |  |  | 0.1047% | CZ 1AWHTS | 0.020291 | 0 | 0 | 0 | 0 | 1.5479 | 0 | 1.5682 |  |  | 0.1047% | CZ 1AWHTS | 0.020494 | 26.4029 | 6.7581 | 8.8908 | 1.9731 | 1.5633 | 51.8078 | 97.4166 | 0 | 97.4166 | 0.1047% | CZ 1AWHTS | 1.5007e-06 | 0.0019112 | 0.0004892 | 0.00064358 | 0.00014283 | 0.00011448 | 0.0037502 | 0.0070531 | 0 | 0.0070531 | 0.1047%
CZ 2AWH | 0.17058 | 0.31445 | 0.087485 | 0.089946 | 0.020165 | 0.17823 | 0.524 | 1.3849 | 0 | 1.3849 | 6.871% | CZ 2AWH | 5.7076 | 6.7144 | 1.868 | 1.9206 | 0.43057 | 5.9636 | 11.1888 | 33.7936 | 0 | 33.7936 | 6.871% | CZ 2AWH | 0 | 6.7144 | 1.868 | 1.9206 | 0.43057 | 0 | 11.1888 | 22.1224 | 0 | 22.1224 | 6.871% | CZ 2AWH | 0 | 0 | 0 | 0 | 0 | 0 | 0 | 0 |  |  | 6.871% | CZ 2AWH | 5.7076 | 0 | 0 | 0 | 0 | 5.9636 | 0 | 11.6712 |  |  | 6.871% | CZ 2AWH | 5.7647 | 19.0018 | 5.2865 | 5.4353 | 1.2185 | 6.0232 | 31.6643 | 74.3942 | 0 | 74.3942 | 6.871% | CZ 2AWH | 0.00042212 | 0.0013755 | 0.00038268 | 0.00039344 | 8.8205e-05 | 0.00044105 | 0.0022921 | 0.0053951 | 0 | 0.0053951 | 6.871%
CZ 2B | 0.21712 | 0.3067 | 0.10334 | 0.089453 | 0.019626 | 0.17432 | 0.52139 | 1.432 | 0 | 1.432 | 0.0218% | CZ 2B | 7.2649 | 6.5489 | 2.2066 | 1.91 | 0.41907 | 5.8328 | 11.133 | 35.3153 | 0 | 35.3153 | 0.0218% | CZ 2B | 0 | 6.5489 | 2.2066 | 1.91 | 0.41907 | 0 | 11.133 | 22.2177 | 0 | 22.2177 | 0.0218% | CZ 2B | 0 | 0 | 0 | 0 | 0 | 0 | 0 | 0 |  |  | 0.0218% | CZ 2B | 7.2649 | 0 | 0 | 0 | 0 | 5.8328 | 0 | 13.0977 |  |  | 0.0218% | CZ 2B | 7.3375 | 18.5334 | 6.2447 | 5.4054 | 1.186 | 5.8912 | 31.5065 | 76.1046 | 0 | 76.1046 | 0.0218% | CZ 2B | 0.00053729 | 0.0013416 | 0.00045204 | 0.00039128 | 8.585e-05 | 0.00043138 | 0.0022807 | 0.0055201 | 0 | 0.0055201 | 0.0218%
CZ 3A | 0.54194 | 0.18166 | 0.077751 | 0.089504 | 0.019683 | 0.2157 | 0.52167 | 1.6479 | 0 | 1.6479 | 7.232% | CZ 3A | 18.1336 | 3.8789 | 1.6602 | 1.9112 | 0.42028 | 7.2174 | 11.1389 | 44.3604 | 0 | 44.3604 | 7.232% | CZ 3A | 0 | 3.8789 | 1.6602 | 1.9112 | 0.42028 | 0 | 11.1389 | 19.0094 | 0 | 19.0094 | 7.232% | CZ 3A | 0 | 0 | 0 | 0 | 0 | 0 | 0 | 0 |  |  | 7.232% | CZ 3A | 18.1336 | 0 | 0 | 0 | 0 | 7.2174 | 0 | 25.351 |  |  | 7.232% | CZ 3A | 18.315 | 10.9773 | 4.6983 | 5.4086 | 1.1894 | 7.2895 | 31.5231 | 79.4011 | 0 | 79.4011 | 7.232% | CZ 3A | 0.0013411 | 0.00079462 | 0.0003401 | 0.00039151 | 8.6098e-05 | 0.00053378 | 0.0022819 | 0.0057691 | 0 | 0.0057691 | 7.232%
CZ 3AWH | 0.38968 | 0.21817 | 0.079617 | 0.089635 | 0.019826 | 0.20631 | 0.52236 | 1.5256 | 0 | 1.5256 | 1.436% | CZ 3AWH | 13.0388 | 4.6586 | 1.7 | 1.9139 | 0.42333 | 6.9033 | 11.1537 | 39.7917 | 0 | 39.7917 | 1.436% | CZ 3AWH | 0 | 4.6586 | 1.7 | 1.9139 | 0.42333 | 0 | 11.1537 | 19.8495 | 0 | 19.8495 | 1.436% | CZ 3AWH | 0 | 0 | 0 | 0 | 0 | 0 | 0 | 0 |  |  | 1.436% | CZ 3AWH | 13.0388 | 0 | 0 | 0 | 0 | 6.9033 | 0 | 19.9422 |  |  | 1.436% | CZ 3AWH | 13.1692 | 13.1837 | 4.8111 | 5.4165 | 1.198 | 6.9724 | 31.5649 | 76.3158 | 0 | 76.3158 | 1.436% | CZ 3AWH | 0.00096432 | 0.00095434 | 0.00034826 | 0.00039208 | 8.6722e-05 | 0.00051055 | 0.0022849 | 0.0055412 | 0 | 0.0055412 | 1.436%
CZ 3B | 0.35772 | 0.20662 | 0.092366 | 0.089453 | 0.019626 | 0.20256 | 0.52139 | 1.4897 | 0 | 1.4897 | 3.416% | CZ 3B | 11.9695 | 4.4119 | 1.9723 | 1.91 | 0.41907 | 6.7778 | 11.133 | 38.5936 | 0 | 38.5936 | 3.416% | CZ 3B | 0 | 4.4119 | 1.9723 | 1.91 | 0.41907 | 0 | 11.133 | 19.8463 | 0 | 19.8463 | 3.416% | CZ 3B | 0 | 0 | 0 | 0 | 0 | 0 | 0 | 0 |  |  | 3.416% | CZ 3B | 11.9695 | 0 | 0 | 0 | 0 | 6.7778 | 0 | 18.7473 |  |  | 3.416% | CZ 3B | 12.0892 | 12.4856 | 5.5815 | 5.4054 | 1.186 | 6.8456 | 31.5065 | 75.0998 | 0 | 75.0998 | 3.416% | CZ 3B | 0.00088524 | 0.0009038 | 0.00040403 | 0.00039128 | 8.585e-05 | 0.00050127 | 0.0022807 | 0.0054522 | 0 | 0.0054522 | 3.416%
CZ 3C | 0.23948 | 0.095848 | 0.061508 | 0.089453 | 0.019626 | 0.21731 | 0.52139 | 1.2446 | 0 | 1.2446 | 0.6714% | CZ 3C | 8.013 | 2.0466 | 1.3134 | 1.91 | 0.41907 | 7.2714 | 11.133 | 32.1065 | 0 | 32.1065 | 0.6714% | CZ 3C | 0 | 2.0466 | 1.3134 | 1.91 | 0.41907 | 0 | 11.133 | 16.8221 | 0 | 16.8221 | 0.6714% | CZ 3C | 0 | 0 | 0 | 0 | 0 | 0 | 0 | 0 |  |  | 0.6714% | CZ 3C | 8.013 | 0 | 0 | 0 | 0 | 7.2714 | 0 | 15.2844 |  |  | 0.6714% | CZ 3C | 8.0931 | 5.7919 | 3.7168 | 5.4054 | 1.186 | 7.3441 | 31.5065 | 63.0438 | 0 | 63.0438 | 0.6714% | CZ 3C | 0.00059262 | 0.00041926 | 0.00026905 | 0.00039128 | 8.585e-05 | 0.00053778 | 0.0022807 | 0.0045765 | 0 | 0.0045765 | 0.6714%
CZ 4A | 0.84933 | 0.11672 | 0.066937 | 0.086592 | 0.016508 | 0.20546 | 0.50626 | 1.8478 | 0 | 1.8478 | 21.28% | CZ 4A | 28.4189 | 2.4923 | 1.4293 | 1.849 | 0.35249 | 6.875 | 10.81 | 52.2269 | 0 | 52.2269 | 21.28% | CZ 4A | 0 | 2.4923 | 1.4293 | 1.849 | 0.35249 | 0 | 10.81 | 16.933 | 0 | 16.933 | 21.28% | CZ 4A | 0 | 0 | 0 | 0 | 0 | 0 | 0 | 0 |  |  | 21.28% | CZ 4A | 28.4189 | 0 | 0 | 0 | 0 | 6.875 | 0 | 35.2939 |  |  | 21.28% | CZ 4A | 28.7031 | 7.0531 | 4.0448 | 5.2326 | 0.99754 | 6.9437 | 30.5922 | 83.5671 | 0 | 83.5671 | 21.28% | CZ 4A | 0.0021018 | 0.00051056 | 0.0002928 | 0.00037877 | 7.2209e-05 | 0.00050846 | 0.0022145 | 0.0060791 | 0 | 0.0060791 | 21.28%
CZ 4B | 0.53235 | 0.15142 | 0.09376 | 0.089453 | 0.019626 | 0.23513 | 0.52139 | 1.6431 | 0 | 1.6431 | 0.07603% | CZ 4B | 17.8129 | 3.2333 | 2.002 | 1.91 | 0.41907 | 7.8677 | 11.133 | 44.3781 | 0 | 44.3781 | 0.07603% | CZ 4B | 0 | 3.2333 | 2.002 | 1.91 | 0.41907 | 0 | 11.133 | 18.6975 | 0 | 18.6975 | 0.07603% | CZ 4B | 0 | 0 | 0 | 0 | 0 | 0 | 0 | 0 |  |  | 0.07603% | CZ 4B | 17.8129 | 0 | 0 | 0 | 0 | 7.8677 | 0 | 25.6806 |  |  | 0.07603% | CZ 4B | 17.991 | 9.1502 | 5.6657 | 5.4054 | 1.186 | 7.9464 | 31.5065 | 78.8512 | 0 | 78.8512 | 0.07603% | CZ 4B | 0.0013174 | 0.00066236 | 0.00041013 | 0.00039128 | 8.585e-05 | 0.00058188 | 0.0022807 | 0.0057296 | 0 | 0.0057296 | 0.07603%
CZ 4C | 0.66326 | 0.05401 | 0.066565 | 0.089709 | 0.019906 | 0.26115 | 0.52275 | 1.6773 | 0 | 1.6773 | 1.944% | CZ 4C | 22.1931 | 1.1532 | 1.4213 | 1.9155 | 0.42505 | 8.7382 | 11.162 | 47.0085 | 0 | 47.0085 | 1.944% | CZ 4C | 0 | 1.1532 | 1.4213 | 1.9155 | 0.42505 | 0 | 11.162 | 16.0772 | 0 | 16.0772 | 1.944% | CZ 4C | 0 | 0 | 0 | 0 | 0 | 0 | 0 | 0 |  |  | 1.944% | CZ 4C | 22.1931 | 0 | 0 | 0 | 0 | 8.7382 | 0 | 30.9313 |  |  | 1.944% | CZ 4C | 22.415 | 3.2637 | 4.0224 | 5.4209 | 1.2029 | 8.8256 | 31.5886 | 76.7391 | 0 | 76.7391 | 1.944% | CZ 4C | 0.0016413 | 0.00023625 | 0.00029117 | 0.00039241 | 8.7075e-05 | 0.00064626 | 0.0022866 | 0.0055811 | 0 | 0.0055811 | 1.944%
CZ 5A | 1.1148 | 0.071152 | 0.067739 | 0.08707 | 0.017029 | 0.23188 | 0.50879 | 2.0985 | 0 | 2.0985 | 42.08% | CZ 5A | 37.3024 | 1.5193 | 1.4464 | 1.8592 | 0.3636 | 7.7589 | 10.8639 | 61.1137 | 0 | 61.1137 | 42.08% | CZ 5A | 0 | 1.5193 | 1.4464 | 1.8592 | 0.3636 | 0 | 10.8639 | 16.0524 | 0 | 16.0524 | 42.08% | CZ 5A | 0 | 0 | 0 | 0 | 0 | 0 | 0 | 0 |  |  | 42.08% | CZ 5A | 37.3024 | 0 | 0 | 0 | 0 | 7.7589 | 0 | 45.0613 |  |  | 42.08% | CZ 5A | 37.6755 | 4.2996 | 4.0933 | 5.2614 | 1.029 | 7.8365 | 30.7449 | 90.9402 | 0 | 90.9402 | 42.08% | CZ 5A | 0.0027588 | 0.00031123 | 0.00029631 | 0.00038086 | 7.4487e-05 | 0.00057383 | 0.0022255 | 0.0066211 | 0 | 0.0066211 | 42.08%
CZ 5B | 0.76659 | 0.11759 | 0.087117 | 0.089699 | 0.019895 | 0.25656 | 0.52269 | 1.8601 | 0 | 1.8601 | 0.6946% | CZ 5B | 25.6505 | 2.5108 | 1.8602 | 1.9153 | 0.42481 | 8.5848 | 11.1608 | 52.1072 | 0 | 52.1072 | 0.6946% | CZ 5B | 0 | 2.5108 | 1.8602 | 1.9153 | 0.42481 | 0 | 11.1608 | 17.872 | 0 | 17.872 | 0.6946% | CZ 5B | 0 | 0 | 0 | 0 | 0 | 0 | 0 | 0 |  |  | 0.6946% | CZ 5B | 25.6505 | 0 | 0 | 0 | 0 | 8.5848 | 0 | 34.2352 |  |  | 0.6946% | CZ 5B | 25.907 | 7.1057 | 5.2643 | 5.4203 | 1.2022 | 8.6706 | 31.5852 | 85.1552 | 0 | 85.1552 | 0.6946% | CZ 5B | 0.001897 | 0.00051436 | 0.00038107 | 0.00039236 | 8.7025e-05 | 0.00063491 | 0.0022864 | 0.0061931 | 0 | 0.0061931 | 0.6946%
CZ 5C | 0.60529 | 0.041228 | 0.064514 | 0.089712 | 0.019909 | 0.26169 | 0.52276 | 1.6051 | 0 | 1.6051 | 0.1359% | CZ 5C | 20.2534 | 0.88032 | 1.3775 | 1.9156 | 0.42511 | 8.7562 | 11.1623 | 44.7705 | 0 | 44.7705 | 0.1359% | CZ 5C | 0 | 0.88032 | 1.3775 | 1.9156 | 0.42511 | 0 | 11.1623 | 15.7609 | 0 | 15.7609 | 0.1359% | CZ 5C | 0 | 0 | 0 | 0 | 0 | 0 | 0 | 0 |  |  | 0.1359% | CZ 5C | 20.2534 | 0 | 0 | 0 | 0 | 8.7562 | 0 | 29.0096 |  |  | 0.1359% | CZ 5C | 20.4559 | 2.4913 | 3.8984 | 5.4211 | 1.2031 | 8.8438 | 31.5894 | 73.903 | 0 | 73.903 | 0.1359% | CZ 5C | 0.0014979 | 0.00018034 | 0.0002822 | 0.00039242 | 8.7087e-05 | 0.00064759 | 0.0022867 | 0.0053742 | 0 | 0.0053742 | 0.1359%
CZ 6A | 1.5442 | 0.088678 | 0.081311 | 0.08837 | 0.018446 | 0.27144 | 0.51567 | 2.6081 | 0 | 2.6081 | 13.1% | CZ 6A | 51.6689 | 1.8935 | 1.7362 | 1.8869 | 0.39388 | 9.0825 | 11.0108 | 77.6726 | 0 | 77.6726 | 13.1% | CZ 6A | 0 | 1.8935 | 1.7362 | 1.8869 | 0.39388 | 0 | 11.0108 | 16.9213 | 0 | 16.9213 | 13.1% | CZ 6A | 0 | 0 | 0 | 0 | 0 | 0 | 0 | 0 |  |  | 13.1% | CZ 6A | 51.6689 | 0 | 0 | 0 | 0 | 9.0825 | 0 | 60.7513 |  |  | 13.1% | CZ 6A | 52.1856 | 5.3586 | 4.9134 | 5.34 | 1.1147 | 9.1733 | 31.1606 | 109.2461 | 0 | 109.2461 | 13.1% | CZ 6A | 0.0038213 | 0.0003879 | 0.00035567 | 0.00038655 | 8.0689e-05 | 0.00067172 | 0.0022556 | 0.0079595 | 0 | 0.0079595 | 13.1%
CZ 6B | 1.2755 | 0.076098 | 0.080896 | 0.089664 | 0.019857 | 0.2742 | 0.52251 | 2.3387 | 0 | 2.3387 | 0.02403% | CZ 6B | 42.6793 | 1.6249 | 1.7273 | 1.9146 | 0.42399 | 9.175 | 11.1569 | 68.702 | 0 | 68.702 | 0.02403% | CZ 6B | 0 | 1.6249 | 1.7273 | 1.9146 | 0.42399 | 0 | 11.1569 | 16.8477 | 0 | 16.8477 | 0.02403% | CZ 6B | 0 | 0 | 0 | 0 | 0 | 0 | 0 | 0 |  |  | 0.02403% | CZ 6B | 42.6793 | 0 | 0 | 0 | 0 | 9.175 | 0 | 51.8543 |  |  | 0.02403% | CZ 6B | 43.1061 | 4.5984 | 4.8884 | 5.4182 | 1.1999 | 9.2668 | 31.574 | 100.0518 | 0 | 100.0518 | 0.02403% | CZ 6B | 0.0031565 | 0.00033287 | 0.00035386 | 0.00039221 | 8.6858e-05 | 0.00067856 | 0.0022856 | 0.0072864 | 0 | 0.0072864 | 0.02403%
CZ 7 | 1.7053 | 0.069527 | 0.083757 | 0.089053 | 0.01919 | 0.29545 | 0.51927 | 2.7815 | 0 | 2.7815 | 0.2259% | CZ 7 | 57.0598 | 1.4846 | 1.7884 | 1.9015 | 0.40976 | 9.886 | 11.0879 | 83.6179 | 0 | 83.6179 | 0.2259% | CZ 7 | 0 | 1.4846 | 1.7884 | 1.9015 | 0.40976 | 0 | 11.0879 | 16.6721 | 0 | 16.6721 | 0.2259% | CZ 7 | 0 | 0 | 0 | 0 | 0 | 0 | 0 | 0 |  |  | 0.2259% | CZ 7 | 57.0598 | 0 | 0 | 0 | 0 | 9.886 | 0 | 66.9458 |  |  | 0.2259% | CZ 7 | 57.6304 | 4.2014 | 5.0613 | 5.3812 | 1.1596 | 9.9848 | 31.3786 | 114.7974 | 0 | 114.7974 | 0.2259% | CZ 7 | 0.00422 | 0.00030413 | 0.00036637 | 0.00038954 | 8.3943e-05 | 0.00073114 | 0.0022714 | 0.0083666 | 0 | 0.0083666 | 0.2259%
CZ 8 | 2.1783 | 0.042609 | 0.092519 | 0.089712 | 0.019909 | 0.3232 | 0.52276 | 3.2691 | 0 | 3.2691 | 0.004928% | CZ 8 | 72.8884 | 0.90982 | 1.9755 | 1.9156 | 0.42511 | 10.8146 | 11.1623 | 100.0913 | 0 | 100.0913 | 0.004928% | CZ 8 | 0 | 0.90982 | 1.9755 | 1.9156 | 0.42511 | 0 | 11.1623 | 16.3884 | 0 | 16.3884 | 0.004928% | CZ 8 | 0 | 0 | 0 | 0 | 0 | 0 | 0 | 0 |  |  | 0.004928% | CZ 8 | 72.8884 | 0 | 0 | 0 | 0 | 10.8146 | 0 | 83.703 |  |  | 0.004928% | CZ 8 | 73.6173 | 2.5748 | 5.5907 | 5.4211 | 1.2031 | 10.9227 | 31.5894 | 130.9191 | 0 | 130.9191 | 0.004928% | CZ 8 | 0.0053907 | 0.00018638 | 0.0004047 | 0.00039242 | 8.7087e-05 | 0.00079982 | 0.0022867 | 0.0095477 | 0 | 0.0095477 | 0.004928%
US Weighted | 0.95932 | 0.11396 | 0.072287 | 0.087699 | 0.017687 | 0.22551 | 0.51214 | 1.9886 | 0 | 1.9886 | 100% | US Weighted | 32.0993 | 2.4334 | 1.5435 | 1.8726 | 0.37766 | 7.5456 | 10.9354 | 56.8075 | 0 | 56.8075 | 100% | US Weighted | 0 | 2.4334 | 1.5435 | 1.8726 | 0.37766 | 0 | 10.9354 | 17.1626 | 0 | 17.1626 | 100% | US Weighted | 0 | 0 | 0 | 0 | 0 | 0 | 0 | 0 |  |  | 100% | US Weighted | 32.0993 | 0 | 0 | 0 | 0 | 7.5456 | 0 | 39.6449 |  |  | 100% | US Weighted | 32.4203 | 6.8865 | 4.3681 | 5.2995 | 1.0688 | 7.621 | 30.9472 | 88.6115 | 0 | 88.6115 | 100% | US Weighted | 0.002374 | 0.00049849 | 0.0003162 | 0.00038362 | 7.7367e-05 | 0.00055805 | 0.0022402 | 0.0064479 | 0 | 0.0064479 | 100%
Energy Cost Index ($/sq ft/yr) for IECC-Res 2006 | [10 empty] | Single-Family - Oil Furnace | Site Energy Use Intensity (kBtu/sq ft/yr) for IECC-Res 2006 | [10 empty] | Single-Family - Oil Furnace | Electric Use Intensity (kBtu/sq ft/yr) for IECC-Res 2006 | [10 empty] | Single-Family - Oil Furnace | Gas Use Intensity (kBtu/sq ft/yr) for IECC-Res 2006 | [10 empty] | Single-Family - Oil Furnace | Oil Use Intensity (kBtu/sq ft/yr) for IECC-Res 2006 | [10 empty] | Single-Family - Oil Furnace | Source Energy Use Index (kBtu/sq ft/yr) for IECC-Res 2006 | [10 empty] | Single-Family - Oil Furnace | Carbon Emissions (ton/sq ft/yr) for IECC-Res 2006 | [10 empty] | Single-Family - Oil Furnace
Costs: Electricity: $0.1598/kWh ¦ Natural Gas: $1.391/therm ¦ Oil: $4.1392/gal | [9 empty] | Prototype Floor Area (sq ft): | 2376 | [10 empty] | Prototype Floor Area (sq ft): | 2376 | [10 empty] | Prototype Floor Area (sq ft): | 2376 | [10 empty] | Prototype Floor Area (sq ft): | 2376 | [10 empty] | Prototype Floor Area (sq ft): | 2376 | Site-to-Source Factors: Electricity: 2.83 ¦ Natural Gas: 1.1 ¦ Oil: 1.01 | [9 empty] | Prototype Floor Area (sq ft): | 2376 | Conversion [ton/kBtu]: Electricity: 4,881 ¦ Natural Gas: 18,863 ¦ Oil: 13,521 | [9 empty] | Prototype Floor Area (sq ft): | 2376
IECC-Res 2006 | Heat | Cool | Fans_Aux | Lgt_Int | Lgt_Ext | DHW | Appls | Total | PV | Net_Total | Weight | IECC-Res 2006 | Heat | Cool | Fans_Aux | Lgt_Int | Lgt_Ext | DHW | Appls | Total | PV | Net_Total | Weight | IECC-Res 2006 | Heat | Cool | Fans_Aux | Lgt_Int | Lgt_Ext | DHW | Appls | Total | PV | Net_Total | Weight | IECC-Res 2006 | Heat | Cool | Fans_Aux | Lgt_Int | Lgt_Ext | DHW | Appls | Total | PV | Net_Total | Weight | IECC-Res 2006 | Heat | Cool | Fans_Aux | Lgt_Int | Lgt_Ext | DHW | Appls | Total | PV | Net_Total | Weight | IECC-Res 2006 | Heat | Cool | Fans_Aux | Lgt_Int | Lgt_Ext | DHW | Appls | Total | PV | Net_Total | Weight | IECC-Res 2006 | Heat | Cool | Fans_Aux | Lgt_Int | Lgt_Ext | DHW | Appls | Total | PV | Net_Total | Weight
CZ 1AWH | 0.052556 | 0.43727 | 0.097453 | 0.1091 | 0.025866 | 0.15903 | 0.52418 | 1.4054 | 0 | 1.4054 | 0.5756% | CZ 1AWH | 1.7586 | 9.3368 | 2.0809 | 2.3295 | 0.55232 | 5.3213 | 11.1925 | 32.5718 | 0 | 32.5718 | 0.5756% | CZ 1AWH | 0 | 9.3368 | 2.0809 | 2.3295 | 0.55232 | 0 | 11.1925 | 25.4919 | 0 | 25.4919 | 0.5756% | CZ 1AWH | 0 | 0 | 0 | 0 | 0 | 0 | 0 | 0 |  |  | 0.5756% | CZ 1AWH | 1.7586 | 0 | 0 | 0 | 0 | 5.3213 | 0 | 7.0798 |  |  | 0.5756% | CZ 1AWH | 1.7761 | 26.423 | 5.8889 | 6.5925 | 1.5631 | 5.3745 | 31.6748 | 79.2928 | 0 | 79.2928 | 0.5756% | CZ 1AWH | 0.00013006 | 0.0019127 | 0.00042628 | 0.00047721 | 0.00011315 | 0.00039355 | 0.0022929 | 0.0057458 | 0 | 0.0057458 | 0.5756%
CZ 1AWHT | 0.0041583 | 0.4526 | 0.097077 | 0.10877 | 0.025494 | 0.15328 | 0.52276 | 1.3641 | 0 | 1.3641 | 0.1047% | CZ 1AWHT | 0.13914 | 9.6643 | 2.0729 | 2.3226 | 0.54435 | 5.1287 | 11.1623 | 31.0342 | 0 | 31.0342 | 0.1047% | CZ 1AWHT | 0 | 9.6643 | 2.0729 | 2.3226 | 0.54435 | 0 | 11.1623 | 25.7664 | 0 | 25.7664 | 0.1047% | CZ 1AWHT | 0 | 0 | 0 | 0 | 0 | 0 | 0 | 0 |  |  | 0.1047% | CZ 1AWHT | 0.13914 | 0 | 0 | 0 | 0 | 5.1287 | 0 | 5.2678 |  |  | 0.1047% | CZ 1AWHT | 0.14053 | 27.3498 | 5.8662 | 6.5729 | 1.5405 | 5.18 | 31.5894 | 78.2394 | 0 | 78.2394 | 0.1047% | CZ 1AWHT | 1.029e-05 | 0.0019798 | 0.00042464 | 0.0004758 | 0.00011151 | 0.00037931 | 0.0022867 | 0.005668 | 0 | 0.005668 | 0.1047%
CZ 1AWHTS | 0.00056565 | 0.48199 | 0.11876 | 0.17839 | 0.04181 | 0.046245 | 0.85735 | 1.7251 | 0 | 1.7251 | 0.1047% | CZ 1AWHTS | 0.018927 | 10.2918 | 2.5358 | 3.8091 | 0.89276 | 1.5474 | 18.3066 | 37.4024 | 0 | 37.4024 | 0.1047% | CZ 1AWHTS | 0 | 10.2918 | 2.5358 | 3.8091 | 0.89276 | 0 | 18.3066 | 35.8361 | 0 | 35.8361 | 0.1047% | CZ 1AWHTS | 0 | 0 | 0 | 0 | 0 | 0 | 0 | 0 |  |  | 0.1047% | CZ 1AWHTS | 0.018927 | 0 | 0 | 0 | 0 | 1.5474 | 0 | 1.5663 |  |  | 0.1047% | CZ 1AWHTS | 0.019116 | 29.1258 | 7.1762 | 10.7798 | 2.5265 | 1.5628 | 51.8078 | 102.9982 | 0 | 102.9982 | 0.1047% | CZ 1AWHTS | 1.3998e-06 | 0.0021083 | 0.00051947 | 0.00078033 | 0.00018289 | 0.00011444 | 0.0037502 | 0.0074571 | 0 | 0.0074571 | 0.1047%
CZ 2AWH | 0.18295 | 0.36112 | 0.097601 | 0.10906 | 0.025821 | 0.17823 | 0.524 | 1.4788 | 0 | 1.4788 | 6.871% | CZ 2AWH | 6.1216 | 7.7108 | 2.084 | 2.3287 | 0.55134 | 5.9635 | 11.1888 | 35.9487 | 0 | 35.9487 | 6.871% | CZ 2AWH | 0 | 7.7108 | 2.084 | 2.3287 | 0.55134 | 0 | 11.1888 | 23.8636 | 0 | 23.8636 | 6.871% | CZ 2AWH | 0 | 0 | 0 | 0 | 0 | 0 | 0 | 0 |  |  | 6.871% | CZ 2AWH | 6.1216 | 0 | 0 | 0 | 0 | 5.9635 | 0 | 12.0851 |  |  | 6.871% | CZ 2AWH | 6.1828 | 21.8215 | 5.8978 | 6.5901 | 1.5603 | 6.0232 | 31.6643 | 79.7398 | 0 | 79.7398 | 6.871% | CZ 2AWH | 0.00045274 | 0.0015796 | 0.00042693 | 0.00047704 | 0.00011294 | 0.00044105 | 0.0022921 | 0.0057824 | 0 | 0.0057824 | 6.871%
CZ 2B | 0.23235 | 0.35622 | 0.11583 | 0.10846 | 0.025131 | 0.17432 | 0.52139 | 1.5337 | 0 | 1.5337 | 0.0218% | CZ 2B | 7.7747 | 7.6062 | 2.4733 | 2.3159 | 0.53662 | 5.8327 | 11.133 | 37.6724 | 0 | 37.6724 | 0.0218% | CZ 2B | 0 | 7.6062 | 2.4733 | 2.3159 | 0.53662 | 0 | 11.133 | 24.065 | 0 | 24.065 | 0.0218% | CZ 2B | 0 | 0 | 0 | 0 | 0 | 0 | 0 | 0 |  |  | 0.0218% | CZ 2B | 7.7747 | 0 | 0 | 0 | 0 | 5.8327 | 0 | 13.6074 |  |  | 0.0218% | CZ 2B | 7.8524 | 21.5256 | 6.9994 | 6.5539 | 1.5186 | 5.8911 | 31.5065 | 81.8475 | 0 | 81.8475 | 0.0218% | CZ 2B | 0.000575 | 0.0015582 | 0.00050667 | 0.00047442 | 0.00010993 | 0.00043138 | 0.0022807 | 0.0059363 | 0 | 0.0059363 | 0.0218%
CZ 3A | 0.61742 | 0.20733 | 0.086189 | 0.10852 | 0.025204 | 0.21569 | 0.52167 | 1.782 | 0 | 1.782 | 7.232% | CZ 3A | 20.6591 | 4.427 | 1.8404 | 2.3172 | 0.53817 | 7.2172 | 11.1389 | 48.138 | 0 | 48.138 | 7.232% | CZ 3A | 0 | 4.427 | 1.8404 | 2.3172 | 0.53817 | 0 | 11.1389 | 20.2617 | 0 | 20.2617 | 7.232% | CZ 3A | 0 | 0 | 0 | 0 | 0 | 0 | 0 | 0 |  |  | 7.232% | CZ 3A | 20.6591 | 0 | 0 | 0 | 0 | 7.2172 | 0 | 27.8763 |  |  | 7.232% | CZ 3A | 20.8657 | 12.5285 | 5.2082 | 6.5577 | 1.523 | 7.2894 | 31.5231 | 85.4957 | 0 | 85.4957 | 7.232% | CZ 3A | 0.0015279 | 0.00090691 | 0.00037701 | 0.0004747 | 0.00011025 | 0.00053377 | 0.0022819 | 0.0062124 | 0 | 0.0062124 | 7.232%
CZ 3AWH | 0.4365 | 0.24824 | 0.088087 | 0.10868 | 0.025387 | 0.2063 | 0.52236 | 1.6356 | 0 | 1.6356 | 1.436% | CZ 3AWH | 14.6055 | 5.3006 | 1.8809 | 2.3206 | 0.54207 | 6.9031 | 11.1537 | 42.7064 | 0 | 42.7064 | 1.436% | CZ 3AWH | 0 | 5.3006 | 1.8809 | 2.3206 | 0.54207 | 0 | 11.1537 | 21.1978 | 0 | 21.1978 | 1.436% | CZ 3AWH | 0 | 0 | 0 | 0 | 0 | 0 | 0 | 0 |  |  | 1.436% | CZ 3AWH | 14.6055 | 0 | 0 | 0 | 0 | 6.9031 | 0 | 21.5086 |  |  | 1.436% | CZ 3AWH | 14.7516 | 15.0006 | 5.3229 | 6.5673 | 1.5341 | 6.9721 | 31.5649 | 81.7135 | 0 | 81.7135 | 1.436% | CZ 3AWH | 0.0010802 | 0.0010859 | 0.00038531 | 0.00047539 | 0.00011105 | 0.00051053 | 0.0022849 | 0.0059332 | 0 | 0.0059332 | 1.436%
CZ 3B | 0.40684 | 0.2392 | 0.10376 | 0.10846 | 0.025131 | 0.20255 | 0.52139 | 1.6073 | 0 | 1.6073 | 3.416% | CZ 3B | 13.6132 | 5.1076 | 2.2156 | 2.3159 | 0.53662 | 6.7776 | 11.133 | 41.6994 | 0 | 41.6994 | 3.416% | CZ 3B | 0 | 5.1076 | 2.2156 | 2.3159 | 0.53662 | 0 | 11.133 | 21.3087 | 0 | 21.3087 | 3.416% | CZ 3B | 0 | 0 | 0 | 0 | 0 | 0 | 0 | 0 |  |  | 3.416% | CZ 3B | 13.6132 | 0 | 0 | 0 | 0 | 6.7776 | 0 | 20.3907 |  |  | 3.416% | CZ 3B | 13.7493 | 14.4544 | 6.2702 | 6.5539 | 1.5186 | 6.8454 | 31.5065 | 80.8983 | 0 | 80.8983 | 3.416% | CZ 3B | 0.0010068 | 0.0010463 | 0.00045389 | 0.00047442 | 0.00010993 | 0.00050125 | 0.0022807 | 0.0058733 | 0 | 0.0058733 | 3.416%
CZ 3C | 0.27706 | 0.11608 | 0.069202 | 0.10846 | 0.025131 | 0.21731 | 0.52139 | 1.3346 | 0 | 1.3346 | 0.6714% | CZ 3C | 9.2706 | 2.4785 | 1.4776 | 2.3159 | 0.53662 | 7.2713 | 11.133 | 34.4835 | 0 | 34.4835 | 0.6714% | CZ 3C | 0 | 2.4785 | 1.4776 | 2.3159 | 0.53662 | 0 | 11.133 | 17.9417 | 0 | 17.9417 | 0.6714% | CZ 3C | 0 | 0 | 0 | 0 | 0 | 0 | 0 | 0 |  |  | 0.6714% | CZ 3C | 9.2706 | 0 | 0 | 0 | 0 | 7.2713 | 0 | 16.5418 |  |  | 0.6714% | CZ 3C | 9.3633 | 7.0142 | 4.1817 | 6.5539 | 1.5186 | 7.344 | 31.5065 | 67.4822 | 0 | 67.4822 | 0.6714% | CZ 3C | 0.00068563 | 0.00050774 | 0.00030271 | 0.00047442 | 0.00010993 | 0.00053777 | 0.0022807 | 0.0048989 | 0 | 0.0048989 | 0.6714%
CZ 4A | 0.9554 | 0.11997 | 0.069574 | 0.10499 | 0.021138 | 0.20544 | 0.50626 | 1.9828 | 0 | 1.9828 | 21.28% | CZ 4A | 31.9683 | 2.5617 | 1.4856 | 2.2418 | 0.45135 | 6.8741 | 10.81 | 56.3928 | 0 | 56.3928 | 21.28% | CZ 4A | 0 | 2.5617 | 1.4856 | 2.2418 | 0.45135 | 0 | 10.81 | 17.5504 | 0 | 17.5504 | 21.28% | CZ 4A | 0 | 0 | 0 | 0 | 0 | 0 | 0 | 0 |  |  | 21.28% | CZ 4A | 31.9683 | 0 | 0 | 0 | 0 | 6.8741 | 0 | 38.8424 |  |  | 21.28% | CZ 4A | 32.288 | 7.2495 | 4.2042 | 6.3443 | 1.2773 | 6.9429 | 30.5922 | 88.8984 | 0 | 88.8984 | 21.28% | CZ 4A | 0.0023643 | 0.00052477 | 0.00030433 | 0.00045925 | 9.2463e-05 | 0.00050839 | 0.0022145 | 0.006468 | 0 | 0.006468 | 21.28%
CZ 4B | 0.60531 | 0.1538 | 0.096981 | 0.10846 | 0.025131 | 0.23514 | 0.52139 | 1.7462 | 0 | 1.7462 | 0.07603% | CZ 4B | 20.2541 | 3.2841 | 2.0708 | 2.3159 | 0.53662 | 7.868 | 11.133 | 47.4625 | 0 | 47.4625 | 0.07603% | CZ 4B | 0 | 3.2841 | 2.0708 | 2.3159 | 0.53662 | 0 | 11.133 | 19.3404 | 0 | 19.3404 | 0.07603% | CZ 4B | 0 | 0 | 0 | 0 | 0 | 0 | 0 | 0 |  |  | 0.07603% | CZ 4B | 20.2541 | 0 | 0 | 0 | 0 | 7.868 | 0 | 28.122 |  |  | 0.07603% | CZ 4B | 20.4566 | 9.294 | 5.8603 | 6.5539 | 1.5186 | 7.9466 | 31.5065 | 83.1366 | 0 | 83.1366 | 0.07603% | CZ 4B | 0.0014979 | 0.00067277 | 0.00042422 | 0.00047442 | 0.00010993 | 0.0005819 | 0.0022807 | 0.0060419 | 0 | 0.0060419 | 0.07603%
CZ 4C | 0.74374 | 0.05449 | 0.068857 | 0.10877 | 0.02549 | 0.26116 | 0.52275 | 1.7853 | 0 | 1.7853 | 1.944% | CZ 4C | 24.8861 | 1.1635 | 1.4703 | 2.3225 | 0.54428 | 8.7385 | 11.162 | 50.2873 | 0 | 50.2873 | 1.944% | CZ 4C | 0 | 1.1635 | 1.4703 | 2.3225 | 0.54428 | 0 | 11.162 | 16.6626 | 0 | 16.6626 | 1.944% | CZ 4C | 0 | 0 | 0 | 0 | 0 | 0 | 0 | 0 |  |  | 1.944% | CZ 4C | 24.8861 | 0 | 0 | 0 | 0 | 8.7385 | 0 | 33.6246 |  |  | 1.944% | CZ 4C | 25.135 | 3.2927 | 4.1609 | 6.5727 | 1.5403 | 8.8259 | 31.5886 | 81.1161 | 0 | 81.1161 | 1.944% | CZ 4C | 0.0018405 | 0.00023835 | 0.0003012 | 0.00047578 | 0.0001115 | 0.00064628 | 0.0022866 | 0.0059002 | 0 | 0.0059002 | 1.944%
CZ 5A | 1.2248 | 0.073416 | 0.070358 | 0.10557 | 0.021805 | 0.23188 | 0.50879 | 2.2366 | 0 | 2.2366 | 42.08% | CZ 5A | 40.9811 | 1.5676 | 1.5023 | 2.2542 | 0.46559 | 7.7588 | 10.8639 | 65.3935 | 0 | 65.3935 | 42.08% | CZ 5A | 0 | 1.5676 | 1.5023 | 2.2542 | 0.46559 | 0 | 10.8639 | 16.6536 | 0 | 16.6536 | 42.08% | CZ 5A | 0 | 0 | 0 | 0 | 0 | 0 | 0 | 0 |  |  | 42.08% | CZ 5A | 40.9811 | 0 | 0 | 0 | 0 | 7.7588 | 0 | 48.7399 |  |  | 42.08% | CZ 5A | 41.3909 | 4.4364 | 4.2516 | 6.3793 | 1.3176 | 7.8364 | 30.7449 | 96.3571 | 0 | 96.3571 | 42.08% | CZ 5A | 0.0030309 | 0.00032114 | 0.00030776 | 0.00046178 | 9.538e-05 | 0.00057382 | 0.0022255 | 0.0070163 | 0 | 0.0070163 | 42.08%
CZ 5B | 0.85212 | 0.11999 | 0.090034 | 0.10876 | 0.025475 | 0.25659 | 0.52269 | 1.9757 | 0 | 1.9757 | 0.6946% | CZ 5B | 28.5124 | 2.5622 | 1.9225 | 2.3222 | 0.54396 | 8.5858 | 11.1608 | 55.6099 | 0 | 55.6099 | 0.6946% | CZ 5B | 0 | 2.5622 | 1.9225 | 2.3222 | 0.54396 | 0 | 11.1608 | 18.5117 | 0 | 18.5117 | 0.6946% | CZ 5B | 0 | 0 | 0 | 0 | 0 | 0 | 0 | 0 |  |  | 0.6946% | CZ 5B | 28.5124 | 0 | 0 | 0 | 0 | 8.5858 | 0 | 37.0982 |  |  | 0.6946% | CZ 5B | 28.7976 | 7.2509 | 5.4406 | 6.572 | 1.5394 | 8.6716 | 31.5852 | 89.8572 | 0 | 89.8572 | 0.6946% | CZ 5B | 0.0021087 | 0.00052488 | 0.00039383 | 0.00047573 | 0.00011143 | 0.00063498 | 0.0022864 | 0.0065359 | 0 | 0.0065359 | 0.6946%
CZ 5C | 0.67201 | 0.041001 | 0.066394 | 0.10877 | 0.025494 | 0.26171 | 0.52276 | 1.6981 | 0 | 1.6981 | 0.1359% | CZ 5C | 22.4858 | 0.87548 | 1.4177 | 2.3226 | 0.54435 | 8.7569 | 11.1623 | 47.5652 | 0 | 47.5652 | 0.1359% | CZ 5C | 0 | 0.87548 | 1.4177 | 2.3226 | 0.54435 | 0 | 11.1623 | 16.3224 | 0 | 16.3224 | 0.1359% | CZ 5C | 0 | 0 | 0 | 0 | 0 | 0 | 0 | 0 |  |  | 0.1359% | CZ 5C | 22.4858 | 0 | 0 | 0 | 0 | 8.7569 | 0 | 31.2428 |  |  | 0.1359% | CZ 5C | 22.7107 | 2.4776 | 4.0121 | 6.5729 | 1.5405 | 8.8445 | 31.5894 | 77.7477 | 0 | 77.7477 | 0.1359% | CZ 5C | 0.001663 | 0.00017935 | 0.00029042 | 0.0004758 | 0.00011151 | 0.00064764 | 0.0022867 | 0.0056544 | 0 | 0.0056544 | 0.1359%
CZ 6A | 1.6963 | 0.092616 | 0.08636 | 0.10715 | 0.02362 | 0.27104 | 0.51567 | 2.7928 | 0 | 2.7928 | 13.1% | CZ 6A | 56.7608 | 1.9776 | 1.844 | 2.2878 | 0.50436 | 9.069 | 11.0108 | 83.4544 | 0 | 83.4544 | 13.1% | CZ 6A | 0 | 1.9776 | 1.844 | 2.2878 | 0.50436 | 0 | 11.0108 | 17.6246 | 0 | 17.6246 | 13.1% | CZ 6A | 0 | 0 | 0 | 0 | 0 | 0 | 0 | 0 |  |  | 13.1% | CZ 6A | 56.7608 | 0 | 0 | 0 | 0 | 9.069 | 0 | 65.8298 |  |  | 13.1% | CZ 6A | 57.3284 | 5.5966 | 5.2185 | 6.4746 | 1.4273 | 9.1597 | 31.1606 | 116.3658 | 0 | 116.3658 | 13.1% | CZ 6A | 0.0041979 | 0.00040512 | 0.00037776 | 0.00046868 | 0.00010332 | 0.00067072 | 0.0022556 | 0.0084791 | 0 | 0.0084791 | 13.1%
CZ 6B | 1.4306 | 0.077678 | 0.085572 | 0.10871 | 0.025426 | 0.27422 | 0.52251 | 2.5247 | 0 | 2.5247 | 0.02403% | CZ 6B | 47.8696 | 1.6586 | 1.8272 | 2.3213 | 0.54292 | 9.1756 | 11.1569 | 74.5521 | 0 | 74.5521 | 0.02403% | CZ 6B | 0 | 1.6586 | 1.8272 | 2.3213 | 0.54292 | 0 | 11.1569 | 17.507 | 0 | 17.507 | 0.02403% | CZ 6B | 0 | 0 | 0 | 0 | 0 | 0 | 0 | 0 |  |  | 0.02403% | CZ 6B | 47.8696 | 0 | 0 | 0 | 0 | 9.1756 | 0 | 57.0452 |  |  | 0.02403% | CZ 6B | 48.3483 | 4.6939 | 5.1709 | 6.5694 | 1.5365 | 9.2673 | 31.574 | 107.1603 | 0 | 107.1603 | 0.02403% | CZ 6B | 0.0035403 | 0.00033978 | 0.00037431 | 0.00047554 | 0.00011122 | 0.0006786 | 0.0022856 | 0.0078053 | 0 | 0.0078053 | 0.02403%
CZ 7 | 1.8554 | 0.071154 | 0.088399 | 0.10797 | 0.024573 | 0.29509 | 0.51927 | 2.9619 | 0 | 2.9619 | 0.2259% | CZ 7 | 62.0843 | 1.5193 | 1.8875 | 2.3055 | 0.5247 | 9.874 | 11.0879 | 89.2832 | 0 | 89.2832 | 0.2259% | CZ 7 | 0 | 1.5193 | 1.8875 | 2.3055 | 0.5247 | 0 | 11.0879 | 17.3249 | 0 | 17.3249 | 0.2259% | CZ 7 | 0 | 0 | 0 | 0 | 0 | 0 | 0 | 0 |  |  | 0.2259% | CZ 7 | 62.0843 | 0 | 0 | 0 | 0 | 9.874 | 0 | 71.9583 |  |  | 0.2259% | CZ 7 | 62.7052 | 4.2997 | 5.3418 | 6.5246 | 1.4849 | 9.9727 | 31.3786 | 121.7075 | 0 | 121.7075 | 0.2259% | CZ 7 | 0.0045916 | 0.00031125 | 0.00038668 | 0.0004723 | 0.00010749 | 0.00073026 | 0.0022714 | 0.008871 | 0 | 0.008871 | 0.2259%
CZ 8 | 2.3706 | 0.042077 | 0.097996 | 0.10877 | 0.025494 | 0.32315 | 0.52276 | 3.4909 | 0 | 3.4909 | 0.004928% | CZ 8 | 79.3229 | 0.89846 | 2.0925 | 2.3226 | 0.54435 | 10.8126 | 11.1623 | 107.1557 | 0 | 107.1557 | 0.004928% | CZ 8 | 0 | 0.89846 | 2.0925 | 2.3226 | 0.54435 | 0 | 11.1623 | 17.0202 | 0 | 17.0202 | 0.004928% | CZ 8 | 0 | 0 | 0 | 0 | 0 | 0 | 0 | 0 |  |  | 0.004928% | CZ 8 | 79.3229 | 0 | 0 | 0 | 0 | 10.8126 | 0 | 90.1355 |  |  | 0.004928% | CZ 8 | 80.1161 | 2.5426 | 5.9217 | 6.5729 | 1.5405 | 10.9208 | 31.5894 | 139.204 | 0 | 139.204 | 0.004928% | CZ 8 | 0.0058665 | 0.00018406 | 0.00042865 | 0.0004758 | 0.00011151 | 0.00079968 | 0.0022867 | 0.010153 | 0 | 0.010153 | 0.004928%
US Weighted | 1.0611 | 0.12253 | 0.076457 | 0.10633 | 0.022648 | 0.22545 | 0.51214 | 2.1266 | 0 | 2.1266 | 100% | US Weighted | 35.504 | 2.6164 | 1.6326 | 2.2705 | 0.48359 | 7.5436 | 10.9354 | 60.9861 | 0 | 60.9861 | 100% | US Weighted | 0 | 2.6164 | 1.6326 | 2.2705 | 0.48359 | 0 | 10.9354 | 17.9385 | 0 | 17.9385 | 100% | US Weighted | 0 | 0 | 0 | 0 | 0 | 0 | 0 | 0 |  |  | 100% | US Weighted | 35.504 | 0 | 0 | 0 | 0 | 7.5436 | 0 | 43.0476 |  |  | 100% | US Weighted | 35.859 | 7.4044 | 4.6201 | 6.4255 | 1.3686 | 7.6191 | 30.9472 | 94.2439 | 0 | 94.2439 | 100% | US Weighted | 0.0026258 | 0.00053599 | 0.00033444 | 0.00046512 | 9.9067e-05 | 0.00055791 | 0.0022402 | 0.0068585 | 0 | 0.0068585 | 100%
End-Use Cost Savings from IECC-Res 2006 to 2024 | [11 empty] | End-Use Site Energy Savings from IECC-Res 2006 to 2024 | [11 empty] | End-Use Electricity Savings from IECC-Res 2006 to 2024 | [11 empty] | End-Use Gas Savings from IECC-Res 2006 to 2024 | [11 empty] | End-Use Oil Savings from IECC-Res 2006 to 2024 | [11 empty] | End-Use Source Energy Savings from IECC-Res 2006 to 2024 | [11 empty] | End-Use Carbon Savings from IECC-Res 2006 to 2024
Energy Cost Index ($/sq ft/yr) | [10 empty] | Single-Family - Oil Furnace | Site Energy Use Intensity (kBtu/sq ft/yr) | [10 empty] | Single-Family - Oil Furnace | Electric Use Intensity (kBtu/sq ft/yr) | [10 empty] | Single-Family - Oil Furnace | Gas Use Intensity (kBtu/sq ft/yr) | [10 empty] | Single-Family - Oil Furnace | Oil Use Intensity (kBtu/sq ft/yr) | [10 empty] | Single-Family - Oil Furnace | Source Energy Use Index (kBtu/sq ft/yr) | [10 empty] | Single-Family - Oil Furnace | Carbon Emissions (ton/sq ft/yr) | [10 empty] | Single-Family - Oil Furnace
Costs: Electricity: $0.1598/kWh ¦ Natural Gas: $1.391/therm ¦ Oil: $4.1392/gal | [9 empty] | Prototype Floor Area (sq ft): | 2376 | [10 empty] | Prototype Floor Area (sq ft): | 2376 | [10 empty] | Prototype Floor Area (sq ft): | 2376 | [10 empty] | Prototype Floor Area (sq ft): | 2376 | [10 empty] | Prototype Floor Area (sq ft): | 2376 | Site-to-Source Factors: Electricity: 2.83 ¦ Natural Gas: 1.1 ¦ Oil: 1.01 | [9 empty] | Prototype Floor Area (sq ft): | 2376 | Conversion [ton/kBtu]: Electricity: 4,881 ¦ Natural Gas: 18,863 ¦ Oil: 13,521 | [9 empty] | Prototype Floor Area (sq ft): | 2376
2006-2024 | Heat | Cool | Fans_Aux | Lgt_Int | Lgt_Ext | DHW | Appls | Total | PV | Net_Total | Weight | 2006-2024 | Heat | Cool | Fans_Aux | Lgt_Int | Lgt_Ext | DHW | Appls | Total | PV | Net_Total | Weight | 2006-2024 | Heat | Cool | Fans_Aux | Lgt_Int | Lgt_Ext | DHW | Appls | Total | PV | Net_Total | Weight | 2006-2024 | Heat | Cool | Fans_Aux | Lgt_Int | Lgt_Ext | DHW | Appls | Total | PV | Net_Total | Weight | 2006-2024 | Heat | Cool | Fans_Aux | Lgt_Int | Lgt_Ext | DHW | Appls | Total | PV | Net_Total | Weight | 2006-2024 | Heat | Cool | Fans_Aux | Lgt_Int | Lgt_Ext | DHW | Appls | Total | PV | Net_Total | Weight | 2006-2024 | Heat | Cool | Fans_Aux | Lgt_Int | Lgt_Ext | DHW | Appls | Total | PV | Net_Total | Weight
CZ1AWH | 0.03727 | 0.21722 | 0.042313 | 0.039296 | 0.011646 | 0.059007 | 0.013236 | 0.41998 | 0 | 0.41998 | 0.5756% | CZ1AWH | 1.2471 | 4.6381 | 0.90348 | 0.83907 | 0.24868 | 1.9744 | 0.28263 | 10.1335 | 0 | 10.1335 | 0.5756% | CZ1AWH | 0 | 4.6381 | 0.90348 | 0.83907 | 0.24868 | 0 | 0.28263 | 6.912 | 0 | 6.912 | 0.5756% | CZ1AWH | 0 | 0 | 0 | 0 | 0 | 0 | 0 | 0 |  |  | 0.5756% | CZ1AWH | 1.2471 | 0 | 0 | 0 | 0 | 1.9744 | 0 | 3.2215 |  |  | 0.5756% | CZ1AWH | 1.2596 | 13.1259 | 2.5569 | 2.3746 | 0.70376 | 1.9941 | 0.79983 | 22.8146 | 0 | 22.8146 | 0.5756% | CZ1AWH | 9.2231e-05 | 0.00095015 | 0.00018508 | 0.00017189 | 5.0943e-05 | 0.00014602 | 5.7898e-05 | 0.0016542 | 0 | 0.0016542 | 0.5756%
CZ1AWHT | 0.0034647 | 0.21809 | 0.038882 | 0.039179 | 0.011478 | 0.057154 | 0.013045 | 0.38129 | 0 | 0.38129 | 0.1047% | CZ1AWHT | 0.11593 | 4.6568 | 0.83024 | 0.83658 | 0.24509 | 1.9124 | 0.27855 | 8.8755 | 0 | 8.8755 | 0.1047% | CZ1AWHT | 0 | 4.6568 | 0.83024 | 0.83658 | 0.24509 | 0 | 0.27855 | 6.8472 | 0 | 6.8472 | 0.1047% | CZ1AWHT | 0 | 0 | 0 | 0 | 0 | 0 | 0 | 0 |  |  | 0.1047% | CZ1AWHT | 0.11593 | 0 | 0 | 0 | 0 | 1.9124 | 0 | 2.0283 |  |  | 0.1047% | CZ1AWHT | 0.11709 | 13.1786 | 2.3496 | 2.3675 | 0.69361 | 1.9315 | 0.7883 | 21.4263 | 0 | 21.4263 | 0.1047% | CZ1AWHT | 8.574e-06 | 0.00095397 | 0.00017008 | 0.00017138 | 5.0209e-05 | 0.00014144 | 5.7063e-05 | 0.0015527 | 0 | 0.0015527 | 0.1047%
CZ1AWHTS | 0.00028718 | 0.17658 | 0.036654 | 0.064256 | 0.018825 | 0.030368 | 0.021395 | 0.34837 | 0 | 0.34837 | 0.1047% | CZ1AWHTS | 0.0096091 | 3.7705 | 0.78266 | 1.372 | 0.40196 | 1.0161 | 0.45683 | 7.8097 | 0 | 7.8097 | 0.1047% | CZ1AWHTS | 0 | 3.7705 | 0.78266 | 1.372 | 0.40196 | 0 | 0.45683 | 6.784 | 0 | 6.784 | 0.1047% | CZ1AWHTS | 0 | 0 | 0 | 0 | 0 | 0 | 0 | 0 |  |  | 0.1047% | CZ1AWHTS | 0.0096091 | 0 | 0 | 0 | 0 | 1.0161 | 0 | 1.0257 |  |  | 0.1047% | CZ1AWHTS | 0.0097052 | 10.6704 | 2.2149 | 3.8828 | 1.1375 | 1.0263 | 1.2928 | 20.2346 | 0 | 20.2346 | 0.1047% | CZ1AWHTS | 7.1067e-07 | 0.00077241 | 0.00016033 | 0.00028107 | 8.2344e-05 | 7.5151e-05 | 9.3586e-05 | 0.0014656 | 0 | 0.0014656 | 0.1047%
CZ2AWH | 0.11538 | 0.17453 | 0.048056 | 0.039282 | 0.011626 | 0.065888 | 0.013213 | 0.46798 | 0 | 0.46798 | 6.871% | CZ2AWH | 3.8608 | 3.7267 | 1.0261 | 0.83877 | 0.24824 | 2.2047 | 0.28212 | 12.1874 | 0 | 12.1874 | 6.871% | CZ2AWH | 0 | 3.7267 | 1.0261 | 0.83877 | 0.24824 | 0 | 0.28212 | 6.1219 | 0 | 6.1219 | 6.871% | CZ2AWH | 0 | 0 | 0 | 0 | 0 | 0 | 0 | 0 |  |  | 6.871% | CZ2AWH | 3.8608 | 0 | 0 | 0 | 0 | 2.2047 | 0 | 6.0655 |  |  | 6.871% | CZ2AWH | 3.8994 | 10.5465 | 2.9039 | 2.3737 | 0.70251 | 2.2267 | 0.79841 | 23.4512 | 0 | 23.4512 | 6.871% | CZ2AWH | 0.00028554 | 0.00076344 | 0.00021021 | 0.00017183 | 5.0853e-05 | 0.00016305 | 5.7795e-05 | 0.0017027 | 0 | 0.0017027 | 6.871%
CZ2B | 0.14252 | 0.17282 | 0.058996 | 0.039066 | 0.011315 | 0.064597 | 0.01286 | 0.50217 | 0 | 0.50217 | 0.0218% | CZ2B | 4.7689 | 3.6901 | 1.2597 | 0.83416 | 0.24161 | 2.1615 | 0.27459 | 13.2305 | 0 | 13.2305 | 0.0218% | CZ2B | 0 | 3.6901 | 1.2597 | 0.83416 | 0.24161 | 0 | 0.27459 | 6.3001 | 0 | 6.3001 | 0.0218% | CZ2B | 0 | 0 | 0 | 0 | 0 | 0 | 0 | 0 |  |  | 0.0218% | CZ2B | 4.7689 | 0 | 0 | 0 | 0 | 2.1615 | 0 | 6.9304 |  |  | 0.0218% | CZ2B | 4.8166 | 10.4429 | 3.565 | 2.3607 | 0.68376 | 2.1831 | 0.7771 | 24.8291 | 0 | 24.8291 | 0.0218% | CZ2B | 0.0003527 | 0.00075593 | 0.00025806 | 0.00017088 | 4.9495e-05 | 0.00015986 | 5.6252e-05 | 0.0018032 | 0 | 0.0018032 | 0.0218%
CZ3A | 0.4453 | 0.10593 | 0.04962 | 0.039089 | 0.011348 | 0.077842 | 0.012897 | 0.74203 | 0 | 0.74203 | 7.232% | CZ3A | 14.9 | 2.2619 | 1.0595 | 0.83465 | 0.24231 | 2.6046 | 0.27539 | 22.1784 | 0 | 22.1784 | 7.232% | CZ3A | 0 | 2.2619 | 1.0595 | 0.83465 | 0.24231 | 0 | 0.27539 | 4.6738 | 0 | 4.6738 | 7.232% | CZ3A | 0 | 0 | 0 | 0 | 0 | 0 | 0 | 0 |  |  | 7.232% | CZ3A | 14.9 | 0 | 0 | 0 | 0 | 2.6046 | 0 | 17.5046 |  |  | 7.232% | CZ3A | 15.049 | 6.4012 | 2.9984 | 2.3621 | 0.68573 | 2.6307 | 0.77934 | 30.9064 | 0 | 30.9064 | 7.232% | CZ3A | 0.001102 | 0.00046336 | 0.00021705 | 0.00017098 | 4.9638e-05 | 0.00019263 | 5.6415e-05 | 0.0022521 | 0 | 0.0022521 | 7.232%
CZ3AWH | 0.31666 | 0.12807 | 0.050056 | 0.039146 | 0.01143 | 0.074952 | 0.012991 | 0.63331 | 0 | 0.63331 | 1.436% | CZ3AWH | 10.5955 | 2.7347 | 1.0688 | 0.83587 | 0.24406 | 2.5079 | 0.27738 | 18.2643 | 0 | 18.2643 | 1.436% | CZ3AWH | 0 | 2.7347 | 1.0688 | 0.83587 | 0.24406 | 0 | 0.27738 | 5.1609 | 0 | 5.1609 | 1.436% | CZ3AWH | 0 | 0 | 0 | 0 | 0 | 0 | 0 | 0 |  |  | 1.436% | CZ3AWH | 10.5955 | 0 | 0 | 0 | 0 | 2.5079 | 0 | 13.1034 |  |  | 1.436% | CZ3AWH | 10.7014 | 7.7393 | 3.0248 | 2.3655 | 0.6907 | 2.533 | 0.78499 | 27.8397 | 0 | 27.8397 | 1.436% | CZ3AWH | 0.00078362 | 0.00056023 | 0.00021896 | 0.00017123 | 4.9998e-05 | 0.00018548 | 5.6824e-05 | 0.0020263 | 0 | 0.0020263 | 1.436%
CZ3B | 0.30901 | 0.1271 | 0.060206 | 0.039066 | 0.011315 | 0.07424 | 0.01286 | 0.6338 | 0 | 0.6338 | 3.416% | CZ3B | 10.3397 | 2.714 | 1.2856 | 0.83416 | 0.24161 | 2.4841 | 0.27459 | 18.1737 | 0 | 18.1737 | 3.416% | CZ3B | 0 | 2.714 | 1.2856 | 0.83416 | 0.24161 | 0 | 0.27459 | 5.3499 | 0 | 5.3499 | 3.416% | CZ3B | 0 | 0 | 0 | 0 | 0 | 0 | 0 | 0 |  |  | 3.416% | CZ3B | 10.3397 | 0 | 0 | 0 | 0 | 2.4841 | 0 | 12.8238 |  |  | 3.416% | CZ3B | 10.4431 | 7.6805 | 3.6381 | 2.3607 | 0.68376 | 2.509 | 0.7771 | 28.0922 | 0 | 28.0922 | 3.416% | CZ3B | 0.0007647 | 0.00055597 | 0.00026336 | 0.00017088 | 4.9495e-05 | 0.00018372 | 5.6252e-05 | 0.0020444 | 0 | 0.0020444 | 3.416%
CZ3C | 0.22685 | 0.063365 | 0.041346 | 0.039066 | 0.011315 | 0.079212 | 0.01286 | 0.47402 | 0 | 0.47402 | 0.6714% | CZ3C | 7.5907 | 1.353 | 0.88285 | 0.83416 | 0.24161 | 2.6505 | 0.27459 | 13.8274 | 0 | 13.8274 | 0.6714% | CZ3C | 0 | 1.353 | 0.88285 | 0.83416 | 0.24161 | 0 | 0.27459 | 3.5862 | 0 | 3.5862 | 0.6714% | CZ3C | 0 | 0 | 0 | 0 | 0 | 0 | 0 | 0 |  |  | 0.6714% | CZ3C | 7.5907 | 0 | 0 | 0 | 0 | 2.6505 | 0 | 10.2412 |  |  | 0.6714% | CZ3C | 7.6666 | 3.829 | 2.4985 | 2.3607 | 0.68376 | 2.677 | 0.7771 | 20.4926 | 0 | 20.4926 | 0.6714% | CZ3C | 0.00056139 | 0.00027717 | 0.00018086 | 0.00017088 | 4.9495e-05 | 0.00019602 | 5.6252e-05 | 0.0014921 | 0 | 0.0014921 | 0.6714%
CZ4A | 0.64349 | 0.052543 | 0.037875 | 0.037817 | 0.0095173 | 0.074004 | 0.010817 | 0.86606 | 0 | 0.86606 | 21.28% | CZ4A | 21.5314 | 1.1219 | 0.80873 | 0.80749 | 0.20322 | 2.4762 | 0.23096 | 27.18 | 0 | 27.18 | 21.28% | CZ4A | 0 | 1.1219 | 0.80873 | 0.80749 | 0.20322 | 0 | 0.23096 | 3.1723 | 0 | 3.1723 | 21.28% | CZ4A | 0 | 0 | 0 | 0 | 0 | 0 | 0 | 0 |  |  | 21.28% | CZ4A | 21.5314 | 0 | 0 | 0 | 0 | 2.4762 | 0 | 24.0076 |  |  | 21.28% | CZ4A | 21.7468 | 3.175 | 2.2887 | 2.2852 | 0.57511 | 2.501 | 0.65362 | 33.2254 | 0 | 33.2254 | 21.28% | CZ4A | 0.0015924 | 0.00022983 | 0.00016567 | 0.00016542 | 4.1631e-05 | 0.00018313 | 4.7314e-05 | 0.0024254 | 0 | 0.0024254 | 21.28%
CZ4B | 0.45057 | 0.066184 | 0.054685 | 0.039066 | 0.011315 | 0.085318 | 0.01286 | 0.71999 | 0 | 0.71999 | 0.07603% | CZ4B | 15.0762 | 1.4132 | 1.1677 | 0.83416 | 0.24161 | 2.8548 | 0.27459 | 21.8622 | 0 | 21.8622 | 0.07603% | CZ4B | 0 | 1.4132 | 1.1677 | 0.83416 | 0.24161 | 0 | 0.27459 | 3.9312 | 0 | 3.9312 | 0.07603% | CZ4B | 0 | 0 | 0 | 0 | 0 | 0 | 0 | 0 |  |  | 0.07603% | CZ4B | 15.0762 | 0 | 0 | 0 | 0 | 2.8548 | 0 | 17.931 |  |  | 0.07603% | CZ4B | 15.2269 | 3.9994 | 3.3045 | 2.3607 | 0.68376 | 2.8834 | 0.7771 | 29.2357 | 0 | 29.2357 | 0.07603% | CZ4B | 0.001115 | 0.0002895 | 0.0002392 | 0.00017088 | 4.9495e-05 | 0.00021113 | 5.6252e-05 | 0.0021315 | 0 | 0.0021315 | 0.07603%
CZ4C | 0.50401 | -0.0020476 | 0.027128 | 0.039178 | 0.011477 | 0.02118 | 0.013043 | 0.61397 | 0 | 0.61397 | 1.944% | CZ4C | 16.8646 | -0.043723 | 0.57924 | 0.83656 | 0.24506 | 0.70869 | 0.27851 | 19.4689 | 0 | 19.4689 | 1.944% | CZ4C | 0 | -0.043723 | 0.57924 | 0.83656 | 0.24506 | 0 | 0.27851 | 1.8956 | 0 | 1.8956 | 1.944% | CZ4C | 0 | 0 | 0 | 0 | 0 | 0 | 0 | 0 |  |  | 1.944% | CZ4C | 16.8646 | 0 | 0 | 0 | 0 | 0.70869 | 0 | 17.5733 |  |  | 1.944% | CZ4C | 17.0332 | -0.12373 | 1.6393 | 2.3675 | 0.69351 | 0.71578 | 0.78819 | 23.1137 | 0 | 23.1137 | 1.944% | CZ4C | 0.0012473 | -8.9569e-06 | 0.00011866 | 0.00017137 | 5.0202e-05 | 5.2413e-05 | 5.7055e-05 | 0.001688 | 0 | 0.001688 | 1.944%
CZ5A | 0.62382 | 0.0079901 | 0.025465 | 0.038025 | 0.0098175 | 0.19443 | 0.011158 | 0.91071 | 0 | 0.91071 | 42.08% | CZ5A | 20.8735 | 0.17061 | 0.54374 | 0.81194 | 0.20963 | 5.0657 | 0.23825 | 27.9133 | 0 | 27.9133 | 42.08% | CZ5A | 0 | 0.17061 | 0.54374 | 0.81194 | 0.20963 | 0 | 0.23825 | 1.9742 | 0 | 1.9742 | 42.08% | CZ5A | 0 | 0 | 0 | 0 | 0 | -2.6931 | 0 | -2.6931 |  |  | 42.08% | CZ5A | 20.8735 | 0 | 0 | 0 | 0 | 7.7588 | 0 | 28.6323 |  |  | 42.08% | CZ5A | 21.0822 | 0.48282 | 1.5388 | 2.2978 | 0.59325 | 4.8739 | 0.67424 | 31.543 | 0 | 31.543 | 42.08% | CZ5A | 0.0015438 | 3.495e-05 | 0.00011139 | 0.00016633 | 4.2944e-05 | 0.00043105 | 4.8806e-05 | 0.0023792 | 0 | 0.0023792 | 42.08%
CZ5B | 0.42534 | 0.012245 | 0.028229 | 0.039174 | 0.01147 | 0.21417 | 0.013036 | 0.74367 | 0 | 0.74367 | 0.6946% | CZ5B | 14.2322 | 0.26146 | 0.60276 | 0.83646 | 0.24492 | 5.5351 | 0.27835 | 21.9912 | 0 | 21.9912 | 0.6946% | CZ5B | 0 | 0.26146 | 0.60276 | 0.83646 | 0.24492 | 0 | 0.27835 | 2.2239 | 0 | 2.2239 | 0.6946% | CZ5B | 0 | 0 | 0 | 0 | 0 | -3.0507 | 0 | -3.0507 |  |  | 0.6946% | CZ5B | 14.2322 | 0 | 0 | 0 | 0 | 8.5858 | 0 | 22.8179 |  |  | 0.6946% | CZ5B | 14.3745 | 0.73994 | 1.7058 | 2.3672 | 0.69311 | 5.3159 | 0.78773 | 25.9841 | 0 | 25.9841 | 0.6946% | CZ5B | 0.0010526 | 5.3562e-05 | 0.00012348 | 0.00017135 | 5.0173e-05 | 0.00047326 | 5.7022e-05 | 0.0019814 | 0 | 0.0019814 | 0.6946%
CZ5C | 0.32007 | -0.0021941 | 0.022304 | 0.039179 | 0.011478 | 0.21826 | 0.013045 | 0.62215 | 0 | 0.62215 | 0.1359% | CZ5C | 10.7098 | -0.046849 | 0.47625 | 0.83658 | 0.24509 | 5.6323 | 0.27855 | 18.1317 | 0 | 18.1317 | 0.1359% | CZ5C | 0 | -0.046849 | 0.47625 | 0.83658 | 0.24509 | 0 | 0.27855 | 1.7896 | 0 | 1.7896 | 0.1359% | CZ5C | 0 | 0 | 0 | 0 | 0 | -3.1246 | 0 | -3.1246 |  |  | 0.1359% | CZ5C | 10.7098 | 0 | 0 | 0 | 0 | 8.7569 | 0 | 19.4667 |  |  | 0.1359% | CZ5C | 10.8169 | -0.13258 | 1.3478 | 2.3675 | 0.69361 | 5.4074 | 0.7883 | 21.289 | 0 | 21.289 | 0.1359% | CZ5C | 0.00079207 | -9.5973e-06 | 9.7563e-05 | 0.00017138 | 5.0209e-05 | 0.000482 | 5.7063e-05 | 0.0016407 | 0 | 0.0016407 | 0.1359%
CZ6A | 1.0919 | 0.0062418 | -0.0099887 | 0.038593 | 0.010635 | 0.096252 | 0 | 1.2336 | 0 | 1.2336 | 13.1% | CZ6A | 36.5351 | 0.13328 | -0.21328 | 0.82407 | 0.22708 | 3.2206 | 0 | 40.7269 | 0 | 40.7269 | 13.1% | CZ6A | 0 | 0.13328 | -0.21328 | 0.82407 | 0.22708 | 0 | 0 | 0.97115 | 0 | 0.97115 | 13.1% | CZ6A | 0 | 0 | 0 | 0 | 0 | 0 | 0 | 0 |  |  | 13.1% | CZ6A | 36.5351 | 0 | 0 | 0 | 0 | 3.2206 | 0 | 39.7557 |  |  | 13.1% | CZ6A | 36.9004 | 0.37718 | -0.60359 | 2.3321 | 0.64265 | 3.2528 | 0 | 42.9016 | 0 | 42.9016 | 13.1% | CZ6A | 0.002702 | 2.7303e-05 | -4.3693e-05 | 0.00016882 | 4.652e-05 | 0.00023819 | 0 | 0.0031392 | 0 | 0.0031392 | 13.1%
CZ6B | 0.94517 | -0.0032913 | -0.016491 | 0.039158 | 0.011448 | 0.10374 | 0 | 1.0797 | 0 | 1.0797 | 0.02403% | CZ6B | 31.6261 | -0.070277 | -0.35213 | 0.83613 | 0.24445 | 3.4711 | 0 | 35.7553 | 0 | 35.7553 | 0.02403% | CZ6B | 0 | -0.070277 | -0.35213 | 0.83613 | 0.24445 | 0 | 0 | 0.65817 | 0 | 0.65817 | 0.02403% | CZ6B | 0 | 0 | 0 | 0 | 0 | 0 | 0 | 0 |  |  | 0.02403% | CZ6B | 31.6261 | 0 | 0 | 0 | 0 | 3.4711 | 0 | 35.0971 |  |  | 0.02403% | CZ6B | 31.9423 | -0.19888 | -0.99653 | 2.3663 | 0.69178 | 3.5058 | 0 | 37.3107 | 0 | 37.3107 | 0.02403% | CZ6B | 0.002339 | -1.4397e-05 | -7.2136e-05 | 0.00017129 | 5.0076e-05 | 0.00025671 | 0 | 0.0027305 | 0 | 0.0027305 | 0.02403%
CZ7 | 1.158 | -7.8427e-05 | -0.0087583 | 0.038891 | 0.011064 | 0.10813 | 0 | 1.3072 | 0 | 1.3072 | 0.2259% | CZ7 | 38.7462 | -0.0016746 | -0.18701 | 0.83043 | 0.23624 | 3.6181 | 0 | 43.2422 | 0 | 43.2422 | 0.2259% | CZ7 | 0 | -0.0016746 | -0.18701 | 0.83043 | 0.23624 | 0 | 0 | 0.87799 | 0 | 0.87799 | 0.2259% | CZ7 | 0 | 0 | 0 | 0 | 0 | 0 | 0 | 0 |  |  | 0.2259% | CZ7 | 38.7462 | 0 | 0 | 0 | 0 | 3.6181 | 0 | 42.3642 |  |  | 0.2259% | CZ7 | 39.1336 | -0.0047392 | -0.52924 | 2.3501 | 0.66856 | 3.6542 | 0 | 45.2726 | 0 | 45.2726 | 0.2259% | CZ7 | 0.0028656 | -3.4306e-07 | -3.8311e-05 | 0.00017012 | 4.8396e-05 | 0.00026758 | 0 | 0.003313 | 0 | 0.003313 | 0.2259%
CZ8 | 1.3534 | -0.0081402 | -0.0036734 | 0.039179 | 0.011478 | 0.12454 | 0 | 1.5167 | 0 | 1.5167 | 0.004928% | CZ8 | 45.2843 | -0.17382 | -0.078437 | 0.83658 | 0.24509 | 4.1671 | 0 | 50.2809 | 0 | 50.2809 | 0.004928% | CZ8 | 0 | -0.17382 | -0.078437 | 0.83658 | 0.24509 | 0 | 0 | 0.82942 | 0 | 0.82942 | 0.004928% | CZ8 | 0 | 0 | 0 | 0 | 0 | 0 | 0 | 0 |  |  | 0.004928% | CZ8 | 45.2843 | 0 | 0 | 0 | 0 | 4.1671 | 0 | 49.4515 |  |  | 0.004928% | CZ8 | 45.7372 | -0.4919 | -0.22198 | 2.3675 | 0.69361 | 4.2088 | 0 | 52.2932 | 0 | 52.2932 | 0.004928% | CZ8 | 0.0033491 | -3.5607e-05 | -1.6068e-05 | 0.00017138 | 5.0209e-05 | 0.00030819 | 0 | 0.0038272 | 0 | 0.0038272 | 0.004928%
US Weighted | 0.62227 | 0.041111 | 0.028345 | 0.038301 | 0.010197 | 0.12934 | 0.010041 | 0.8796 | 0 | 0.8796 | 100% | US Weighted | 20.8215 | 0.87783 | 0.60523 | 0.81782 | 0.21773 | 3.6863 | 0.21441 | 27.2408 | 0 | 27.2408 | 100% | US Weighted | 0 | 0.87783 | 0.60523 | 0.81782 | 0.21773 | 0 | 0.21441 | 2.733 | 0 | 2.733 | 100% | US Weighted | 0 | 0 | 0 | 0 | 0 | -1.1997 | 0 | -1.1997 |  |  | 100% | US Weighted | 20.8215 | 0 | 0 | 0 | 0 | 4.8859 | 0 | 25.7075 |  |  | 100% | US Weighted | 21.0297 | 2.4843 | 1.7128 | 2.3144 | 0.61619 | 3.6152 | 0.60678 | 32.3794 | 0 | 32.3794 | 100% | US Weighted | 0.0015399 | 0.00017983 | 0.00012399 | 0.00016753 | 4.4604e-05 | 0.00029776 | 4.3924e-05 | 0.0023975 | 0 | 0.0023975 | 100%
Percentage Cost Savings from IECC-Res 2006 to 2024 | [11 empty] | Percentage Site Energy Savings from IECC-Res 2006 to 2024 | [11 empty] | Percentage Electricity Savings from IECC-Res 2006 to 2024 | [11 empty] | Percentage Gas Savings from IECC-Res 2006 to 2024 | [11 empty] | Percentage Oil Savings from IECC-Res 2006 to 2024 | [11 empty] | Percentage Source Energy Savings from IECC-Res 2006 to 2024 | [11 empty] | Percentage Carbon Savings from IECC-Res 2006 to 2024
Energy Cost Index ($/sq ft/yr) | [10 empty] | Single-Family - Oil Furnace | Site Energy Use Intensity (kBtu/sq ft/yr) | [10 empty] | Single-Family - Oil Furnace | Electric Use Intensity (kBtu/sq ft/yr) | [10 empty] | Single-Family - Oil Furnace | Gas Use Intensity (kBtu/sq ft/yr) | [10 empty] | Single-Family - Oil Furnace | Oil Use Intensity (kBtu/sq ft/yr) | [10 empty] | Single-Family - Oil Furnace | Source Energy Use Index (kBtu/sq ft/yr) | [10 empty] | Single-Family - Oil Furnace | Carbon Emissions (ton/sq ft/yr) | [10 empty] | Single-Family - Oil Furnace
Costs: Electricity: $0.1598/kWh ¦ Natural Gas: $1.391/therm ¦ Oil: $4.1392/gal | [9 empty] | Prototype Floor Area (sq ft): | 2376 | [10 empty] | Prototype Floor Area (sq ft): | 2376 | [10 empty] | Prototype Floor Area (sq ft): | 2376 | [10 empty] | Prototype Floor Area (sq ft): | 2376 | [10 empty] | Prototype Floor Area (sq ft): | 2376 | Site-to-Source Factors: Electricity: 2.83 ¦ Natural Gas: 1.1 ¦ Oil: 1.01 | [9 empty] | Prototype Floor Area (sq ft): | 2376 | Conversion [ton/kBtu]: Electricity: 4,881 ¦ Natural Gas: 18,863 ¦ Oil: 13,521 | [9 empty] | Prototype Floor Area (sq ft): | 2376
2006-2024 | Heat | Cool | Fans_Aux | Lgt_Int | Lgt_Ext | DHW | Appls | Total | PV | Net_Total | Weight | 2006-2024 | Heat | Cool | Fans_Aux | Lgt_Int | Lgt_Ext | DHW | Appls | Total | PV | Net_Total | Weight | 2006-2024 | Heat | Cool | Fans_Aux | Lgt_Int | Lgt_Ext | DHW | Appls | Total | PV | Net_Total | Weight | 2006-2024 | Heat | Cool | Fans_Aux | Lgt_Int | Lgt_Ext | DHW | Appls | Total | PV | Net_Total | Weight | 2006-2024 | Heat | Cool | Fans_Aux | Lgt_Int | Lgt_Ext | DHW | Appls | Total | PV | Net_Total | Weight | 2006-2024 | Heat | Cool | Fans_Aux | Lgt_Int | Lgt_Ext | DHW | Appls | Total | PV | Net_Total | Weight | 2006-2024 | Heat | Cool | Fans_Aux | Lgt_Int | Lgt_Ext | DHW | Appls | Total | PV | Net_Total | Weight
CZ1AWH | 70.92% | 49.68% | 43.42% | 36.02% | 45.02% | 37.1% | 2.525% | 29.88% |  | 29.88% | 0.5756% | CZ1AWH | 70.92% | 49.68% | 43.42% | 36.02% | 45.02% | 37.1% | 2.525% | 31.11% |  | 31.11% | 0.5756% | CZ1AWH |  | 49.68% | 43.42% | 36.02% | 45.02% |  | 2.525% | 27.11% |  | 27.11% | 0.5756% | CZ1AWH | [10 empty] | 0.5756% | CZ1AWH | 70.92% |  |  |  |  | 37.1% |  | 45.5% |  |  | 0.5756% | CZ1AWH | 70.92% | 49.68% | 43.42% | 36.02% | 45.02% | 37.1% | 2.525% | 28.77% |  | 28.77% | 0.5756% | CZ1AWH | 70.92% | 49.68% | 43.42% | 36.02% | 45.02% | 37.1% | 2.525% | 28.79% |  | 28.79% | 0.5756%
CZ1AWHT | 83.32% | 48.19% | 40.05% | 36.02% | 45.02% | 37.29% | 2.495% | 27.95% |  | 27.95% | 0.1047% | CZ1AWHT | 83.32% | 48.19% | 40.05% | 36.02% | 45.02% | 37.29% | 2.495% | 28.6% |  | 28.6% | 0.1047% | CZ1AWHT |  | 48.19% | 40.05% | 36.02% | 45.02% |  | 2.495% | 26.57% |  | 26.57% | 0.1047% | CZ1AWHT | [10 empty] | 0.1047% | CZ1AWHT | 83.32% |  |  |  |  | 37.29% |  | 38.5% |  |  | 0.1047% | CZ1AWHT | 83.32% | 48.19% | 40.05% | 36.02% | 45.02% | 37.29% | 2.495% | 27.39% |  | 27.39% | 0.1047% | CZ1AWHT | 83.32% | 48.19% | 40.05% | 36.02% | 45.02% | 37.29% | 2.495% | 27.39% |  | 27.39% | 0.1047%
CZ1AWHTS | 50.77% | 36.64% | 30.86% | 36.02% | 45.02% | 65.67% | 2.495% | 20.19% |  | 20.19% | 0.1047% | CZ1AWHTS | 50.77% | 36.64% | 30.86% | 36.02% | 45.02% | 65.67% | 2.495% | 20.88% |  | 20.88% | 0.1047% | CZ1AWHTS |  | 36.64% | 30.86% | 36.02% | 45.02% |  | 2.495% | 18.93% |  | 18.93% | 0.1047% | CZ1AWHTS | [10 empty] | 0.1047% | CZ1AWHTS | 50.77% |  |  |  |  | 65.67% |  | 65.49% |  |  | 0.1047% | CZ1AWHTS | 50.77% | 36.64% | 30.86% | 36.02% | 45.02% | 65.67% | 2.495% | 19.65% |  | 19.65% | 0.1047% | CZ1AWHTS | 50.77% | 36.64% | 30.86% | 36.02% | 45.02% | 65.67% | 2.495% | 19.65% |  | 19.65% | 0.1047%
CZ2AWH | 63.07% | 48.33% | 49.24% | 36.02% | 45.02% | 36.97% | 2.521% | 31.65% |  | 31.65% | 6.871% | CZ2AWH | 63.07% | 48.33% | 49.24% | 36.02% | 45.02% | 36.97% | 2.521% | 33.9% |  | 33.9% | 6.871% | CZ2AWH |  | 48.33% | 49.24% | 36.02% | 45.02% |  | 2.521% | 25.65% |  | 25.65% | 6.871% | CZ2AWH | [10 empty] | 6.871% | CZ2AWH | 63.07% |  |  |  |  | 36.97% |  | 50.19% |  |  | 6.871% | CZ2AWH | 63.07% | 48.33% | 49.24% | 36.02% | 45.02% | 36.97% | 2.521% | 29.41% |  | 29.41% | 6.871% | CZ2AWH | 63.07% | 48.33% | 49.24% | 36.02% | 45.02% | 36.97% | 2.521% | 29.45% |  | 29.45% | 6.871%
CZ2B | 61.34% | 48.51% | 50.93% | 36.02% | 45.02% | 37.06% | 2.466% | 32.74% |  | 32.74% | 0.0218% | CZ2B | 61.34% | 48.51% | 50.93% | 36.02% | 45.02% | 37.06% | 2.466% | 35.12% |  | 35.12% | 0.0218% | CZ2B |  | 48.51% | 50.93% | 36.02% | 45.02% |  | 2.466% | 26.18% |  | 26.18% | 0.0218% | CZ2B | [10 empty] | 0.0218% | CZ2B | 61.34% |  |  |  |  | 37.06% |  | 50.93% |  |  | 0.0218% | CZ2B | 61.34% | 48.51% | 50.93% | 36.02% | 45.02% | 37.06% | 2.466% | 30.34% |  | 30.34% | 0.0218% | CZ2B | 61.34% | 48.51% | 50.93% | 36.02% | 45.02% | 37.06% | 2.466% | 30.38% |  | 30.38% | 0.0218%
CZ3A | 72.12% | 51.09% | 57.57% | 36.02% | 45.02% | 36.09% | 2.472% | 41.64% |  | 41.64% | 7.232% | CZ3A | 72.12% | 51.09% | 57.57% | 36.02% | 45.02% | 36.09% | 2.472% | 46.07% |  | 46.07% | 7.232% | CZ3A |  | 51.09% | 57.57% | 36.02% | 45.02% |  | 2.472% | 23.07% |  | 23.07% | 7.232% | CZ3A | [10 empty] | 7.232% | CZ3A | 72.12% |  |  |  |  | 36.09% |  | 62.79% |  |  | 7.232% | CZ3A | 72.12% | 51.09% | 57.57% | 36.02% | 45.02% | 36.09% | 2.472% | 36.15% |  | 36.15% | 7.232% | CZ3A | 72.12% | 51.09% | 57.57% | 36.02% | 45.02% | 36.09% | 2.472% | 36.25% |  | 36.25% | 7.232%
CZ3AWH | 72.54% | 51.59% | 56.83% | 36.02% | 45.02% | 36.33% | 2.487% | 38.72% |  | 38.72% | 1.436% | CZ3AWH | 72.54% | 51.59% | 56.83% | 36.02% | 45.02% | 36.33% | 2.487% | 42.77% |  | 42.77% | 1.436% | CZ3AWH |  | 51.59% | 56.83% | 36.02% | 45.02% |  | 2.487% | 24.35% |  | 24.35% | 1.436% | CZ3AWH | [10 empty] | 1.436% | CZ3AWH | 72.54% |  |  |  |  | 36.33% |  | 60.92% |  |  | 1.436% | CZ3AWH | 72.54% | 51.59% | 56.83% | 36.02% | 45.02% | 36.33% | 2.487% | 34.07% |  | 34.07% | 1.436% | CZ3AWH | 72.54% | 51.59% | 56.83% | 36.02% | 45.02% | 36.33% | 2.487% | 34.15% |  | 34.15% | 1.436%
CZ3B | 75.95% | 53.14% | 58.02% | 36.02% | 45.02% | 36.65% | 2.466% | 39.43% |  | 39.43% | 3.416% | CZ3B | 75.95% | 53.14% | 58.02% | 36.02% | 45.02% | 36.65% | 2.466% | 43.58% |  | 43.58% | 3.416% | CZ3B |  | 53.14% | 58.02% | 36.02% | 45.02% |  | 2.466% | 25.11% |  | 25.11% | 3.416% | CZ3B | [10 empty] | 3.416% | CZ3B | 75.95% |  |  |  |  | 36.65% |  | 62.89% |  |  | 3.416% | CZ3B | 75.95% | 53.14% | 58.02% | 36.02% | 45.02% | 36.65% | 2.466% | 34.73% |  | 34.73% | 3.416% | CZ3B | 75.95% | 53.14% | 58.02% | 36.02% | 45.02% | 36.65% | 2.466% | 34.81% |  | 34.81% | 3.416%
CZ3C | 81.88% | 54.59% | 59.75% | 36.02% | 45.02% | 36.45% | 2.466% | 35.52% |  | 35.52% | 0.6714% | CZ3C | 81.88% | 54.59% | 59.75% | 36.02% | 45.02% | 36.45% | 2.466% | 40.1% |  | 40.1% | 0.6714% | CZ3C |  | 54.59% | 59.75% | 36.02% | 45.02% |  | 2.466% | 19.99% |  | 19.99% | 0.6714% | CZ3C | [10 empty] | 0.6714% | CZ3C | 81.88% |  |  |  |  | 36.45% |  | 61.91% |  |  | 0.6714% | CZ3C | 81.88% | 54.59% | 59.75% | 36.02% | 45.02% | 36.45% | 2.466% | 30.37% |  | 30.37% | 0.6714% | CZ3C | 81.88% | 54.59% | 59.75% | 36.02% | 45.02% | 36.45% | 2.466% | 30.46% |  | 30.46% | 0.6714%
CZ4A | 67.35% | 43.8% | 54.44% | 36.02% | 45.02% | 36.02% | 2.137% | 43.68% |  | 43.68% | 21.28% | CZ4A | 67.35% | 43.8% | 54.44% | 36.02% | 45.02% | 36.02% | 2.137% | 48.2% |  | 48.2% | 21.28% | CZ4A |  | 43.8% | 54.44% | 36.02% | 45.02% |  | 2.137% | 18.08% |  | 18.08% | 21.28% | CZ4A | [10 empty] | 21.28% | CZ4A | 67.35% |  |  |  |  | 36.02% |  | 61.81% |  |  | 21.28% | CZ4A | 67.35% | 43.8% | 54.44% | 36.02% | 45.02% | 36.02% | 2.137% | 37.37% |  | 37.37% | 21.28% | CZ4A | 67.35% | 43.8% | 54.44% | 36.02% | 45.02% | 36.02% | 2.137% | 37.5% |  | 37.5% | 21.28%
CZ4B | 74.44% | 43.03% | 56.39% | 36.02% | 45.02% | 36.28% | 2.466% | 41.23% |  | 41.23% | 0.07603% | CZ4B | 74.44% | 43.03% | 56.39% | 36.02% | 45.02% | 36.28% | 2.466% | 46.06% |  | 46.06% | 0.07603% | CZ4B |  | 43.03% | 56.39% | 36.02% | 45.02% |  | 2.466% | 20.33% |  | 20.33% | 0.07603% | CZ4B | [10 empty] | 0.07603% | CZ4B | 74.44% |  |  |  |  | 36.28% |  | 63.76% |  |  | 0.07603% | CZ4B | 74.44% | 43.03% | 56.39% | 36.02% | 45.02% | 36.28% | 2.466% | 35.17% |  | 35.17% | 0.07603% | CZ4B | 74.44% | 43.03% | 56.39% | 36.02% | 45.02% | 36.28% | 2.466% | 35.28% |  | 35.28% | 0.07603%
CZ4C | 67.77% | -3.758% | 39.4% | 36.02% | 45.02% | 8.11% | 2.495% | 34.39% |  | 34.39% | 1.944% | CZ4C | 67.77% | -3.758% | 39.4% | 36.02% | 45.02% | 8.11% | 2.495% | 38.72% |  | 38.72% | 1.944% | CZ4C |  | -3.758% | 39.4% | 36.02% | 45.02% |  | 2.495% | 11.38% |  | 11.38% | 1.944% | CZ4C | [10 empty] | 1.944% | CZ4C | 67.77% |  |  |  |  | 8.11% |  | 52.26% |  |  | 1.944% | CZ4C | 67.77% | -3.758% | 39.4% | 36.02% | 45.02% | 8.11% | 2.495% | 28.49% |  | 28.49% | 1.944% | CZ4C | 67.77% | -3.758% | 39.4% | 36.02% | 45.02% | 8.11% | 2.495% | 28.61% |  | 28.61% | 1.944%
CZ5A | 50.93% | 10.88% | 36.19% | 36.02% | 45.02% | 83.85% | 2.193% | 40.72% |  | 40.72% | 42.08% | CZ5A | 50.93% | 10.88% | 36.19% | 36.02% | 45.02% | 65.29% | 2.193% | 42.69% |  | 42.69% | 42.08% | CZ5A |  | 10.88% | 36.19% | 36.02% | 45.02% |  | 2.193% | 11.85% |  | 11.85% | 42.08% | CZ5A | [10 empty] | 42.08% | CZ5A | 50.93% |  |  |  |  | 100% |  | 58.75% |  |  | 42.08% | CZ5A | 50.93% | 10.88% | 36.19% | 36.02% | 45.02% | 62.2% | 2.193% | 32.74% |  | 32.74% | 42.08% | CZ5A | 50.93% | 10.88% | 36.19% | 36.02% | 45.02% | 75.12% | 2.193% | 33.91% |  | 33.91% | 42.08%
CZ5B | 49.92% | 10.2% | 31.35% | 36.02% | 45.02% | 83.47% | 2.494% | 37.64% |  | 37.64% | 0.6946% | CZ5B | 49.92% | 10.2% | 31.35% | 36.02% | 45.02% | 64.47% | 2.494% | 39.55% |  | 39.55% | 0.6946% | CZ5B |  | 10.2% | 31.35% | 36.02% | 45.02% |  | 2.494% | 12.01% |  | 12.01% | 0.6946% | CZ5B | [10 empty] | 0.6946% | CZ5B | 49.92% |  |  |  |  | 100% |  | 61.51% |  |  | 0.6946% | CZ5B | 49.92% | 10.2% | 31.35% | 36.02% | 45.02% | 61.3% | 2.494% | 28.92% |  | 28.92% | 0.6946% | CZ5B | 49.92% | 10.2% | 31.35% | 36.02% | 45.02% | 74.53% | 2.494% | 30.32% |  | 30.32% | 0.6946%
CZ5C | 47.63% | -5.351% | 33.59% | 36.02% | 45.02% | 83.4% | 2.495% | 36.64% |  | 36.64% | 0.1359% | CZ5C | 47.63% | -5.351% | 33.59% | 36.02% | 45.02% | 64.32% | 2.495% | 38.12% |  | 38.12% | 0.1359% | CZ5C |  | -5.351% | 33.59% | 36.02% | 45.02% |  | 2.495% | 10.96% |  | 10.96% | 0.1359% | CZ5C | [10 empty] | 0.1359% | CZ5C | 47.63% |  |  |  |  | 100% |  | 62.31% |  |  | 0.1359% | CZ5C | 47.63% | -5.351% | 33.59% | 36.02% | 45.02% | 61.14% | 2.495% | 27.38% |  | 27.38% | 0.1359% | CZ5C | 47.63% | -5.351% | 33.59% | 36.02% | 45.02% | 74.42% | 2.495% | 29.02% |  | 29.02% | 0.1359%
CZ6A | 64.37% | 6.739% | -11.57% | 36.02% | 45.02% | 35.51% | 0% | 44.17% |  | 44.17% | 13.1% | CZ6A | 64.37% | 6.739% | -11.57% | 36.02% | 45.02% | 35.51% | 0% | 48.8% |  | 48.8% | 13.1% | CZ6A |  | 6.739% | -11.57% | 36.02% | 45.02% |  | 0% | 5.51% |  | 5.51% | 13.1% | CZ6A | [10 empty] | 13.1% | CZ6A | 64.37% |  |  |  |  | 35.51% |  | 60.39% |  |  | 13.1% | CZ6A | 64.37% | 6.739% | -11.57% | 36.02% | 45.02% | 35.51% | 0% | 36.87% |  | 36.87% | 13.1% | CZ6A | 64.37% | 6.739% | -11.57% | 36.02% | 45.02% | 35.51% | 0% | 37.02% |  | 37.02% | 13.1%
CZ6B | 66.07% | -4.237% | -19.27% | 36.02% | 45.02% | 37.83% | 0% | 42.77% |  | 42.77% | 0.02403% | CZ6B | 66.07% | -4.237% | -19.27% | 36.02% | 45.02% | 37.83% | 0% | 47.96% |  | 47.96% | 0.02403% | CZ6B |  | -4.237% | -19.27% | 36.02% | 45.02% |  | 0% | 3.759% |  | 3.759% | 0.02403% | CZ6B | [10 empty] | 0.02403% | CZ6B | 66.07% |  |  |  |  | 37.83% |  | 61.53% |  |  | 0.02403% | CZ6B | 66.07% | -4.237% | -19.27% | 36.02% | 45.02% | 37.83% | 0% | 34.82% |  | 34.82% | 0.02403% | CZ6B | 66.07% | -4.237% | -19.27% | 36.02% | 45.02% | 37.83% | 0% | 34.98% |  | 34.98% | 0.02403%
CZ7 | 62.41% | -0.1102% | -9.908% | 36.02% | 45.02% | 36.64% | 0% | 44.13% |  | 44.13% | 0.2259% | CZ7 | 62.41% | -0.1102% | -9.908% | 36.02% | 45.02% | 36.64% | 0% | 48.43% |  | 48.43% | 0.2259% | CZ7 |  | -0.1102% | -9.908% | 36.02% | 45.02% |  | 0% | 5.068% |  | 5.068% | 0.2259% | CZ7 | [10 empty] | 0.2259% | CZ7 | 62.41% |  |  |  |  | 36.64% |  | 58.87% |  |  | 0.2259% | CZ7 | 62.41% | -0.1102% | -9.908% | 36.02% | 45.02% | 36.64% | 0% | 37.2% |  | 37.2% | 0.2259% | CZ7 | 62.41% | -0.1102% | -9.908% | 36.02% | 45.02% | 36.64% | 0% | 37.35% |  | 37.35% | 0.2259%
CZ8 | 57.09% | -19.35% | -3.749% | 36.02% | 45.02% | 38.54% | 0% | 43.45% |  | 43.45% | 0.004928% | CZ8 | 57.09% | -19.35% | -3.749% | 36.02% | 45.02% | 38.54% | 0% | 46.92% |  | 46.92% | 0.004928% | CZ8 |  | -19.35% | -3.749% | 36.02% | 45.02% |  | 0% | 4.873% |  | 4.873% | 0.004928% | CZ8 | [10 empty] | 0.004928% | CZ8 | 57.09% |  |  |  |  | 38.54% |  | 54.86% |  |  | 0.004928% | CZ8 | 57.09% | -19.35% | -3.749% | 36.02% | 45.02% | 38.54% | 0% | 37.57% |  | 37.57% | 0.004928% | CZ8 | 57.09% | -19.35% | -3.749% | 36.02% | 45.02% | 38.54% | 0% | 37.7% |  | 37.7% | 0.004928%
US Weighted | 58.65% | 33.55% | 37.07% | 36.02% | 45.02% | 57.37% | 1.961% | 41.36% |  | 41.36% | 100% | US Weighted | 58.65% | 33.55% | 37.07% | 36.02% | 45.02% | 48.87% | 1.961% | 44.67% |  | 44.67% | 100% | US Weighted |  | 33.55% | 37.07% | 36.02% | 45.02% |  | 1.961% | 15.24% |  | 15.24% | 100% | US Weighted | [10 empty] | 100% | US Weighted | 58.65% |  |  |  |  | 64.77% |  | 59.72% |  |  | 100% | US Weighted | 58.65% | 33.55% | 37.07% | 36.02% | 45.02% | 47.45% | 1.961% | 34.36% |  | 34.36% | 100% | US Weighted | 58.65% | 33.55% | 37.07% | 36.02% | 45.02% | 53.37% | 1.961% | 34.96% |  | 34.96% | 100%

## DetPri
Priority sort by Remaining ECI (after IECC-Res 2024) |  |  |  | Priority sort by past Cost Savings Percentage (IECC-Res 2024 vs. 2006)
Building | End-Use | ECI | Bar: Remaining ECI | Building | End-Use | ECI | Bar: Unsaved
Multifamily - Gas Furnace | Appls | 0.63864 | ●●●●●●●●●●●●●●●●●●●●●●●●● | Multifamily - Electric Resistance | PV | 0% | ●●●●●●●●●●
Multifamily - Electric Resistance | Appls | 0.62553 | ●●●●●●●●●●●●●●●●●●●●●●●●● | Multifamily - Gas Furnace | PV | 0% | ●●●●●●●●●●
Multifamily - Heat Pump | Appls | 0.62418 | ●●●●●●●●●●●●●●●●●●●●●●●● | Multifamily - Heat Pump | PV | 0% | ●●●●●●●●●●
Multifamily - Oil Furnace | Appls | 0.61024 | ●●●●●●●●●●●●●●●●●●●●●●●● | Multifamily - Oil Furnace | PV | 0% | ●●●●●●●●●●
Single-Family - Gas Furnace | Appls | 0.51799 | ●●●●●●●●●●●●●●●●●●●● | Single-Family - Electric Resistance | PV | 0% | ●●●●●●●●●●
Single-Family - Electric Resistance | Appls | 0.50876 | ●●●●●●●●●●●●●●●●●●●● | Single-Family - Gas Furnace | PV | 0% | ●●●●●●●●●●
Single-Family - Heat Pump | Appls | 0.508 | ●●●●●●●●●●●●●●●●●●●● | Single-Family - Heat Pump | PV | 0% | ●●●●●●●●●●
Single-Family - Oil Furnace | Appls | 0.50209 | ●●●●●●●●●●●●●●●●●●●● | Single-Family - Oil Furnace | PV | 0% | ●●●●●●●●●●
Single-Family - Oil Furnace | Heat | 0.4388 | ●●●●●●●●●●●●●●●●● | Single-Family - Oil Furnace | Appls | 1.961% | ●●●●●●●●●
Single-Family - Electric Resistance | Heat | 0.33735 | ●●●●●●●●●●●●● | Single-Family - Electric Resistance | Appls | 2.056% | ●●●●●●●●●
Multifamily - Oil Furnace | Heat | 0.29779 | ●●●●●●●●●●● | Single-Family - Gas Furnace | Appls | 2.088% | ●●●●●●●●●
Multifamily - Electric Resistance | Heat | 0.25764 | ●●●●●●●●●● | Single-Family - Heat Pump | Appls | 2.256% | ●●●●●●●●●
Single-Family - Electric Resistance | Cool | 0.1737 | ●●●●●● | Multifamily - Electric Resistance | Appls | 2.879% | ●●●●●●●●●
Single-Family - Heat Pump | Cool | 0.17153 | ●●●●●● | Multifamily - Gas Furnace | Appls | 3.011% | ●●●●●●●●●
Multifamily - Oil Furnace | DHW | 0.16467 | ●●●●●● | Multifamily - Oil Furnace | Appls | 3.143% | ●●●●●●●●●
Single-Family - Heat Pump | Heat | 0.15695 | ●●●●●● | Multifamily - Heat Pump | Appls | 3.181% | ●●●●●●●●●
Multifamily - Heat Pump | Cool | 0.14881 | ●●●●● | Multifamily - Electric Resistance | Fans_Aux | 20.27% | ●●●●●●●
Multifamily - Electric Resistance | Cool | 0.14796 | ●●●●● | Multifamily - Oil Furnace | Fans_Aux | 21.18% | ●●●●●●●
Multifamily - Heat Pump | Heat | 0.14403 | ●●●●● | Single-Family - Electric Resistance | Cool | 26.62% | ●●●●●●●
Single-Family - Gas Furnace | Heat | 0.13205 | ●●●●● | Single-Family - Heat Pump | Cool | 27.68% | ●●●●●●●
Multifamily - Gas Furnace | Cool | 0.11277 | ●●●● | Single-Family - Electric Resistance | Fans_Aux | 28.44% | ●●●●●●●
Single-Family - Gas Furnace | Cool | 0.11055 | ●●●● | Multifamily - Electric Resistance | Cool | 28.84% | ●●●●●●●
Multifamily - Gas Furnace | DHW | 0.10008 | ●●●● | Multifamily - Heat Pump | Cool | 29.83% | ●●●●●●●
Single-Family - Oil Furnace | DHW | 0.09611 | ●●● | Multifamily - Heat Pump | Heat | 29.88% | ●●●●●●●
Multifamily - Heat Pump | Lgt_Int | 0.082774 | ●●● | Multifamily - Heat Pump | Fans_Aux | 32.01% | ●●●●●●
Multifamily - Gas Furnace | Heat | 0.082733 | ●●● | Multifamily - Electric Resistance | Lgt_Ext | 32.14% | ●●●●●●
Multifamily - Electric Resistance | Lgt_Int | 0.082695 | ●●● | Multifamily - Heat Pump | Lgt_Ext | 32.14% | ●●●●●●
Multifamily - Gas Furnace | Lgt_Int | 0.081838 | ●●● | Multifamily - Gas Furnace | Lgt_Ext | 32.14% | ●●●●●●
Single-Family - Oil Furnace | Cool | 0.081422 | ●●● | Multifamily - Oil Furnace | Lgt_Ext | 32.14% | ●●●●●●
Multifamily - Oil Furnace | Lgt_Int | 0.080903 | ●●● | Multifamily - Gas Furnace | Fans_Aux | 33.03% | ●●●●●●
Multifamily - Oil Furnace | Cool | 0.07759 | ●●● | Single-Family - Oil Furnace | Cool | 33.55% | ●●●●●●
Single-Family - Heat Pump | Lgt_Int | 0.069146 | ●● | Single-Family - Heat Pump | Lgt_Int | 36.02% | ●●●●●●
Single-Family - Electric Resistance | Lgt_Int | 0.069103 | ●● | Single-Family - Electric Resistance | Lgt_Int | 36.02% | ●●●●●●
Single-Family - Gas Furnace | Lgt_Int | 0.068567 | ●● | Single-Family - Gas Furnace | Lgt_Int | 36.02% | ●●●●●●
Single-Family - Oil Furnace | Lgt_Int | 0.068032 | ●● | Single-Family - Oil Furnace | Lgt_Int | 36.02% | ●●●●●●
Multifamily - Electric Resistance | Fans_Aux | 0.067252 | ●● | Multifamily - Oil Furnace | Lgt_Int | 36.02% | ●●●●●●
Multifamily - Electric Resistance | DHW | 0.064695 | ●● | Multifamily - Gas Furnace | Lgt_Int | 36.02% | ●●●●●●
Multifamily - Heat Pump | DHW | 0.063718 | ●● | Multifamily - Electric Resistance | Lgt_Int | 36.02% | ●●●●●●
Single-Family - Electric Resistance | Fans_Aux | 0.063267 | ●● | Multifamily - Heat Pump | Lgt_Int | 36.02% | ●●●●●●
Multifamily - Heat Pump | Fans_Aux | 0.062305 | ●● | Single-Family - Oil Furnace | Fans_Aux | 37.07% | ●●●●●●
Single-Family - Heat Pump | Fans_Aux | 0.061782 | ●● | Multifamily - Oil Furnace | Cool | 38.03% | ●●●●●●
Multifamily - Oil Furnace | Fans_Aux | 0.059491 | ●● | Multifamily - Gas Furnace | Cool | 38.18% | ●●●●●●
Single-Family - Gas Furnace | DHW | 0.058579 | ●● | Single-Family - Heat Pump | Fans_Aux | 38.34% | ●●●●●●
Multifamily - Gas Furnace | Fans_Aux | 0.056093 | ●● | Multifamily - Electric Resistance | Heat | 39.43% | ●●●●●●
Single-Family - Gas Furnace | Fans_Aux | 0.050493 | ●● | Single-Family - Gas Furnace | Cool | 40.01% | ●●●●●
Single-Family - Heat Pump | DHW | 0.049381 | ● | Single-Family - Gas Furnace | Fans_Aux | 41.43% | ●●●●●
Single-Family - Oil Furnace | Fans_Aux | 0.048113 | ● | Multifamily - Gas Furnace | DHW | 43.09% | ●●●●●
Single-Family - Electric Resistance | DHW | 0.046494 | ● | Single-Family - Gas Furnace | DHW | 43.84% | ●●●●●
Multifamily - Heat Pump | Lgt_Ext | 0.029111 | ● | Single-Family - Heat Pump | Lgt_Ext | 45.02% | ●●●●●
Multifamily - Electric Resistance | Lgt_Ext | 0.029027 | ● | Single-Family - Gas Furnace | Lgt_Ext | 45.02% | ●●●●●
Multifamily - Gas Furnace | Lgt_Ext | 0.028113 | ● | Single-Family - Oil Furnace | Lgt_Ext | 45.02% | ●●●●●
Multifamily - Oil Furnace | Lgt_Ext | 0.027114 | ● | Single-Family - Electric Resistance | Lgt_Ext | 45.02% | ●●●●●
Single-Family - Heat Pump | Lgt_Ext | 0.013559 |  | Multifamily - Oil Furnace | Heat | 45.34% | ●●●●●
Single-Family - Electric Resistance | Lgt_Ext | 0.013507 |  | Single-Family - Heat Pump | Heat | 50.46% | ●●●●
Single-Family - Gas Furnace | Lgt_Ext | 0.012956 |  | Multifamily - Gas Furnace | Heat | 53.18% | ●●●●
Single-Family - Oil Furnace | Lgt_Ext | 0.012451 |  | Single-Family - Electric Resistance | Heat | 53.47% | ●●●●
Multifamily - Electric Resistance | PV | 0 |  | Multifamily - Oil Furnace | DHW | 54.55% | ●●●●
Multifamily - Gas Furnace | PV | 0 |  | Single-Family - Oil Furnace | DHW | 57.37% | ●●●●
Multifamily - Heat Pump | PV | 0 |  | Single-Family - Oil Furnace | Heat | 58.65% | ●●●●
Multifamily - Oil Furnace | PV | 0 |  | Single-Family - Gas Furnace | Heat | 61.98% | ●●●
Single-Family - Electric Resistance | PV | 0 |  | Single-Family - Heat Pump | DHW | 76.56% | ●●
Single-Family - Gas Furnace | PV | 0 |  | Single-Family - Electric Resistance | DHW | 77.93% | ●●
Single-Family - Heat Pump | PV | 0 |  | Multifamily - Electric Resistance | DHW | 80.91% | ●
Single-Family - Oil Furnace | PV | 0 |  | Multifamily - Heat Pump | DHW | 81.03% | ●